## Export
PROGRAM NAME | 0
BUDGET
Administrative Costs
Overhead and G&A | 0
Other Administrative Costs | 0
Marketing/Outreach | 0
Direct Implementation
d.i. User Input Incentive (No rebates) | 0
d.ii. Rebate | 0
d.iii. Direct Install Labor | 0
d.iv. Direct Install Materials | 0
d.v. Upstream payments | 0
Activity | 0
Installation | 0
Hardware & Materials | 0
Rebate Processing & Inspection | 0
EM&V Costs | 0
Budget | 0
Costs recovered from other sources | 0
Budget (plus other costs) | 0
PROGRAM IMPACTS
Program Reductions for Measures installed through 2011
User Entered kW (kW) | 8.1678
Net Jul-Sept Peak (kW) | 7.119
Net Dec-Feb Peak (kW) | 7.1551
Net NCP (kW) | 15.363
Net CEC (kW) | 0
Annual Net kWh | 50060.0501
Lifecycle Net kWh | 457562.8442
Annual Net Therms | -937.7025
Lifecycle Net Therms | -8328.4718
Cost Effectiveness for all measures installed through 2015
TRC
Costs | 9014.79
Electric Benefits | 35276.9641
Gas Benefits | -4170.241
Net Benefits (NPV) | 22091.9331
BC Ratio | 3.4506
PAC
Costs | 0
Electric Benefits | 35276.9641
Gas Benefits | -4170.241
Net Benefits (NPV) | 31106.7231
BC Ratio | 0
Levelized Cost
Levelized Cost TRC ($/kWh )
Discounted kWh | 292869.7652
Cost | 0.030781
Benefits | 0.12045
Benefit-Cost | 0.089672
Levelized Cost PAC ($/kWh)
Discounted kWh | 292869.7652
Cost | 0
Benefits | 0.12045
Benefit-Cost | 0.12045
Levelized Cost TRC ($/therm)
Discounted Therms | -5383.1812
Cost | 0
Benefits | 0.77468
Benefit-Cost | 0.77468
Levelized Cost PAC ($/therm)
Discounted Therms | -5383.1812
Cost | 0
Benefits | 0.77468
Benefit-Cost | 0.77468
Emission Annual Reductions (2009-2011) |  | Energy Division File sheet "Attachment II" Total Electricity and Gas Emission Reductions
Electric Annual CO2 (tons) - 2009 | 27.9484 |  | 2009 | 2010 | 2011 | 2012 | 2013 | 2014 | 2015
2010 | 0 |  | Total | Total | Total | Total | Total | Total | Total
2011 | 0 | Annual CO2 Emission Reductions (tons) | 22.4628 | 0 | 0 | 0 | 0 | 0 | 0
Electric Lifecycle CO2 (tons) - 2009 | 255.4639 | Lifecycle CO2 Emission Reductions (tons) | 206.7423 | 0 | 0 | 0 | 0 | 0 | 0
2010 | 0 | Annual NOx Emission Reductions (tons) | -0.00060882 | 0 | 0 | 0 | 0 | 0 | 0
2011 | 0 | Lifecycle NOx Emission Reductions (tons) | -0.0044479 | 0 | 0 | 0 | 0 | 0 | 0
Electric Annual NOX (tons) - 2009 | 0.0037046 | Annual SO2 Emission Reductions (tons)
2010 | 0 | Lifecycle SO2 Emission Reductions (tons)
2011 | 0
Electric Lifecycle NOX (tons) - 2009 | 0.033863
2010 | 0
2011 | 0
Electric Annual SO2 (lbs) - 2009
2010
2011
Electric Lifecycle SO2 (lbs) - 2009
2010
2011
Gas Annual CO2 (tons) - 2009 | -5.4856
2010 | 0
2011 | 0
Gas Lifecycle CO2 (tons) - 2009 | -48.7216
2010 | 0
2011 | 0
Gas Annual NOX (tons) - 2009 | -0.0043134
2010 | 0
2011 | 0
Gas Lifecycle NOX (tons) - 2009 | -0.038311
2010 | 0
2011 | 0
Gas Annual SO2 (lbs) - 2009
2010
2011
Gas Lifecycle SO2 (lbs) - 2009
2010
2011
Data below not currently used in Energy Division workbook
Levelized Cost RIM ($/therm)
Discounted Therms | -5383.1812
Cost | 0
Benefits | 0.77468
Benefit-Cost | 0.77468
Levelized Cost RIM ($/kWh)
Discounted kWh | 292869.7652
Cost | 0
Benefits | 0.12045
Benefit-Cost | 0.77468
RIM
Costs | 0
Electric Benefits | 35276.9641
Gas Benefits | -4170.241
Net Benefits (NPV) | 31106.7231
BC Ratio | 0
Impacts for all programs installed trhough 2019
Net July-Sept Peak (kW)
Clothes Dryer | 0
Clothes Washer | 0
Consumer Electronics | 0
Cooking | 0
Dishwasher | 0
Net Dec-Feb Pk (kW)
Clothes Dryer | 0
Clothes Washer | 0
Consumer Electronics | 0
Cooking | 0
Dishwasher | 0
0
Clothes Dryer | 0
Clothes Washer | 0
Consumer Electronics | 0
Cooking | 0
Dishwasher | 0
Annual Net kWh
Clothes Dryer | 0
Clothes Washer | 0
Consumer Electronics | 0
Cooking | 0
Dishwasher | 0
Lifecycle Net kWh
Clothes Dryer | 0
Clothes Washer | 0
Consumer Electronics | 0
Cooking | 0
Dishwasher | 0
Annual Net Therms
Clothes Dryer | 0
Clothes Washer | 0
Consumer Electronics | 0
Cooking | 0
Dishwasher | 0
Lifecycle Net Therms
Clothes Dryer | 0
Clothes Washer | 0
Consumer Electronics | 0
Cooking | 0
Dishwasher | 0

## Output by Measure
0
0
SDG&E | [7 empty] | Levelized Benefits less Costs (TRC) |  |  |  | Levelized Benefits less Costs (PAC) |  |  |  | Benefit Cost Ratios
Net Impacts by Measure | [7 empty] | No Allocated Admin |  | w/ Allocated Admin |  | No Allocated Admin |  | w/ Allocated Admin |  | No Allocated Admin |  | w/ Allocated Admin
| Net Avg Jul-Sep (kW) | Net Dec-Feb Pk (kW) | Net User Entered kW | Annual kWh adj for Net to gross | Lifecycle kWh (Annual * Measure Life) | Annual Therms | Lifecycle Therms | Electric ($/kWh) | Gas ($/Th) | Electric ($/kWh) | Gas ($/Th) | Electric ($/kWh) | Gas ($/Th) | Electric ($/kWh) | Gas ($/Th) | TRC | PAC | TRC | PAC
Total or Average | 7.119 | 7.1551 | 8.1678 | 50060.0501 | 457562.8442 | -937.7025 | -8328.4718 | 0.089672 | 0.77468 | 0.089672 | 0.77468 | 0.12045 | 0.77468 | 0.12045 | 0.77468
211012-CFL 9W Globe Lamp - ISR=.76 | 0.011639 | 0.0117 | 0.013566 | 81.6876 | 432.944 | -1.5976 | -8.4675 | 0.088375 | 0.96542 | 0.088375 | 0.96542 | 0.11445 | 0.96542 | 0.11445 | 0.96542 | 3.6654 | 0 | 3.6654 | 0
211017-Floor Lamp - 2 23 Watt pin based | 0.0083982 | 0.0084426 | 0.0097884 | 58.9432 | 884.1474 | -1.1528 | -17.292 | 0.082322 | 1.0475 | 0.082322 | 1.0475 | 0.12605 | 1.0475 | 0.12605 | 1.0475 | 2.4142 | 0 | 2.4142 | 0
211012-CFL 9W Globe Lamp - ISR=.76 | 0.0069833 | 0.0070202 | 0.0081396 | 49.0125 | 259.7664 | -0.95858 | -5.0805 | 0.088375 | 0.96542 | 0.088375 | 0.96542 | 0.11445 | 0.96542 | 0.11445 | 0.96542 | 3.6654 | 0 | 3.6654 | 0
211015-CFL, 14W lamp, A-Line, Integral or Modular, Tube or Spiral or Flood - ISR=0.76 | 0.0038851 | 0.0039056 | 0.0045281 | 27.2676 | 144.5184 | -0.5333 | -2.8265 | 0.089938 | 0.96542 | 0.089938 | 0.96542 | 0.11445 | 0.96542 | 0.11445 | 0.96542 | 3.8992 | 0 | 3.8992 | 0
211012-CFL 9W Globe Lamp - ISR=.76 | 0.0046555 | 0.0046801 | 0.0054264 | 32.675 | 173.1776 | -0.63905 | -3.387 | 0.088375 | 0.96542 | 0.088375 | 0.96542 | 0.11445 | 0.96542 | 0.11445 | 0.96542 | 3.6654 | 0 | 3.6654 | 0
211015-CFL, 14W lamp, A-Line, Integral or Modular, Tube or Spiral or Flood - ISR=0.76 | 0.0058276 | 0.0058584 | 0.0067921 | 40.9014 | 216.7775 | -0.79994 | -4.2397 | 0.089938 | 0.96542 | 0.089938 | 0.96542 | 0.11445 | 0.96542 | 0.11445 | 0.96542 | 3.8992 | 0 | 3.8992 | 0
211004-23 Watt Intergral CFL - ISR=0.76 | 0.0031913 | 0.0032082 | 0.0037196 | 22.3984 | 147.8294 | -0.43807 | -2.8912 | 0.1068 | 0 | 0.1068 | 0 | 0.1161 | 0 | 0.1161 | 0 | 12.4808 | 0 | 12.4808 | 0
211016-CFL - 3 Way - 20 Watt median - ISR = 0.76 | 0.0083251 | 0.0083691 | 0.0097032 | 58.4306 | 309.682 | -1.1428 | -6.0567 | 0.087066 | 0.96542 | 0.087066 | 0.96542 | 0.11445 | 0.96542 | 0.11445 | 0.96542 | 3.4901 | 0 | 3.4901 | 0
211015-CFL, 14W lamp, A-Line, Integral or Modular, Tube or Spiral or Flood - ISR=0.76 | 0.0019425 | 0.0019528 | 0.002264 | 13.6338 | 72.2592 | -0.26665 | -1.4132 | 0.089938 | 0.96542 | 0.089938 | 0.96542 | 0.11445 | 0.96542 | 0.11445 | 0.96542 | 3.8992 | 0 | 3.8992 | 0
211016-CFL - 3 Way - 20 Watt median - ISR = 0.76 | 0.0083251 | 0.0083691 | 0.0097032 | 58.4306 | 309.682 | -1.1428 | -6.0567 | 0.087066 | 0.96542 | 0.087066 | 0.96542 | 0.11445 | 0.96542 | 0.11445 | 0.96542 | 3.4901 | 0 | 3.4901 | 0
211015-CFL, 14W lamp, A-Line, Integral or Modular, Tube or Spiral or Flood - ISR=0.76 | 0.0038851 | 0.0039056 | 0.0045281 | 27.2676 | 144.5184 | -0.5333 | -2.8265 | 0.089938 | 0.96542 | 0.089938 | 0.96542 | 0.11445 | 0.96542 | 0.11445 | 0.96542 | 3.8992 | 0 | 3.8992 | 0
211012-CFL 9W Globe Lamp - ISR=.76 | 0.0023278 | 0.0023401 | 0.0027132 | 16.3375 | 86.5888 | -0.31953 | -1.6935 | 0.088375 | 0.96542 | 0.088375 | 0.96542 | 0.11445 | 0.96542 | 0.11445 | 0.96542 | 3.6654 | 0 | 3.6654 | 0
211004-23 Watt Intergral CFL - ISR=0.76 | 0.0095739 | 0.0096245 | 0.011159 | 67.1952 | 443.4883 | -1.3142 | -8.6737 | 0.1068 | 0 | 0.1068 | 0 | 0.1161 | 0 | 0.1161 | 0 | 12.4808 | 0 | 12.4808 | 0
211016-CFL - 3 Way - 20 Watt median - ISR = 0.76 | 0.002775 | 0.0027897 | 0.0032344 | 19.4769 | 103.2273 | -0.38093 | -2.0189 | 0.087066 | 0.96542 | 0.087066 | 0.96542 | 0.11445 | 0.96542 | 0.11445 | 0.96542 | 3.4901 | 0 | 3.4901 | 0
211004-23 Watt Intergral CFL - ISR=0.76 | 0.0031913 | 0.0032082 | 0.0037196 | 22.3984 | 147.8294 | -0.43807 | -2.8912 | 0.1068 | 0 | 0.1068 | 0 | 0.1161 | 0 | 0.1161 | 0 | 12.4808 | 0 | 12.4808 | 0
211016-CFL - 3 Way - 20 Watt median - ISR = 0.76 | 0.002775 | 0.0027897 | 0.0032344 | 19.4769 | 103.2273 | -0.38093 | -2.0189 | 0.087066 | 0.96542 | 0.087066 | 0.96542 | 0.11445 | 0.96542 | 0.11445 | 0.96542 | 3.4901 | 0 | 3.4901 | 0
211015-CFL, 14W lamp, A-Line, Integral or Modular, Tube or Spiral or Flood - ISR=0.76 | 0.0038851 | 0.0039056 | 0.0045281 | 27.2676 | 144.5184 | -0.5333 | -2.8265 | 0.089938 | 0.96542 | 0.089938 | 0.96542 | 0.11445 | 0.96542 | 0.11445 | 0.96542 | 3.8992 | 0 | 3.8992 | 0
211017-Floor Lamp - 2 23 Watt pin based | 0.0083982 | 0.0084426 | 0.0097884 | 58.9432 | 884.1474 | -1.1528 | -17.292 | 0.082322 | 1.0475 | 0.082322 | 1.0475 | 0.12605 | 1.0475 | 0.12605 | 1.0475 | 2.4142 | 0 | 2.4142 | 0
211017-Floor Lamp - 2 23 Watt pin based | 0.016796 | 0.016885 | 0.019577 | 117.8863 | 1768.2948 | -2.3056 | -34.5841 | 0.082322 | 1.0475 | 0.082322 | 1.0475 | 0.12605 | 1.0475 | 0.12605 | 1.0475 | 2.4142 | 0 | 2.4142 | 0
211016-CFL - 3 Way - 20 Watt median - ISR = 0.76 | 0.013875 | 0.013949 | 0.016172 | 97.3843 | 516.1366 | -1.9046 | -10.0945 | 0.087066 | 0.96542 | 0.087066 | 0.96542 | 0.11445 | 0.96542 | 0.11445 | 0.96542 | 3.4901 | 0 | 3.4901 | 0
211017-Floor Lamp - 2 23 Watt pin based | 0.016796 | 0.016885 | 0.019577 | 117.8863 | 1768.2948 | -2.3056 | -34.5841 | 0.082322 | 1.0475 | 0.082322 | 1.0475 | 0.12605 | 1.0475 | 0.12605 | 1.0475 | 2.4142 | 0 | 2.4142 | 0
211004-23 Watt Intergral CFL - ISR=0.76 | 0.015957 | 0.016041 | 0.018598 | 111.992 | 739.1472 | -2.1903 | -14.4561 | 0.1068 | 0 | 0.1068 | 0 | 0.1161 | 0 | 0.1161 | 0 | 12.4808 | 0 | 12.4808 | 0
211004-23 Watt Intergral CFL - ISR=0.76 | 0.015957 | 0.016041 | 0.018598 | 111.992 | 739.1472 | -2.1903 | -14.4561 | 0.1068 | 0 | 0.1068 | 0 | 0.1161 | 0 | 0.1161 | 0 | 12.4808 | 0 | 12.4808 | 0
211004-23 Watt Intergral CFL - ISR=0.76 | 0.015957 | 0.016041 | 0.018598 | 111.992 | 739.1472 | -2.1903 | -14.4561 | 0.1068 | 0 | 0.1068 | 0 | 0.1161 | 0 | 0.1161 | 0 | 12.4808 | 0 | 12.4808 | 0
211017-Floor Lamp - 2 23 Watt pin based | 0.016796 | 0.016885 | 0.019577 | 117.8863 | 1768.2948 | -2.3056 | -34.5841 | 0.082322 | 1.0475 | 0.082322 | 1.0475 | 0.12605 | 1.0475 | 0.12605 | 1.0475 | 2.4142 | 0 | 2.4142 | 0
211016-CFL - 3 Way - 20 Watt median - ISR = 0.76 | 0.013875 | 0.013949 | 0.016172 | 97.3843 | 516.1366 | -1.9046 | -10.0945 | 0.087066 | 0.96542 | 0.087066 | 0.96542 | 0.11445 | 0.96542 | 0.11445 | 0.96542 | 3.4901 | 0 | 3.4901 | 0
211017-Floor Lamp - 2 23 Watt pin based | 0.016796 | 0.016885 | 0.019577 | 117.8863 | 1768.2948 | -2.3056 | -34.5841 | 0.082322 | 1.0475 | 0.082322 | 1.0475 | 0.12605 | 1.0475 | 0.12605 | 1.0475 | 2.4142 | 0 | 2.4142 | 0
211012-CFL 9W Globe Lamp - ISR=.76 | 0.0046555 | 0.0046801 | 0.0054264 | 32.675 | 173.1776 | -0.63905 | -3.387 | 0.088375 | 0.96542 | 0.088375 | 0.96542 | 0.11445 | 0.96542 | 0.11445 | 0.96542 | 3.6654 | 0 | 3.6654 | 0
211015-CFL, 14W lamp, A-Line, Integral or Modular, Tube or Spiral or Flood - ISR=0.76 | 0.0038851 | 0.0039056 | 0.0045281 | 27.2676 | 144.5184 | -0.5333 | -2.8265 | 0.089938 | 0.96542 | 0.089938 | 0.96542 | 0.11445 | 0.96542 | 0.11445 | 0.96542 | 3.8992 | 0 | 3.8992 | 0
211013-Table Lamp 18-Watt Pin based | 0.009311 | 0.0093602 | 0.010851 | 65.35 | 980.2506 | -1.2781 | -19.1716 | 0.066011 | 1.0475 | 0.066011 | 1.0475 | 0.12605 | 1.0475 | 0.12605 | 1.0475 | 1.7583 | 0 | 1.7583 | 0
211004-23 Watt Intergral CFL - ISR=0.76 | 0.0063826 | 0.0064163 | 0.0074392 | 44.7968 | 295.6589 | -0.87613 | -5.7825 | 0.1068 | 0 | 0.1068 | 0 | 0.1161 | 0 | 0.1161 | 0 | 12.4808 | 0 | 12.4808 | 0
211016-CFL - 3 Way - 20 Watt median - ISR = 0.76 | 0.0083251 | 0.0083691 | 0.0097032 | 58.4306 | 309.682 | -1.1428 | -6.0567 | 0.087066 | 0.96542 | 0.087066 | 0.96542 | 0.11445 | 0.96542 | 0.11445 | 0.96542 | 3.4901 | 0 | 3.4901 | 0
211017-Floor Lamp - 2 23 Watt pin based | 0.016796 | 0.016885 | 0.019577 | 117.8863 | 1768.2948 | -2.3056 | -34.5841 | 0.082322 | 1.0475 | 0.082322 | 1.0475 | 0.12605 | 1.0475 | 0.12605 | 1.0475 | 2.4142 | 0 | 2.4142 | 0
211004-23 Watt Intergral CFL - ISR=0.76 | 0.015957 | 0.016041 | 0.018598 | 111.992 | 739.1472 | -2.1903 | -14.4561 | 0.1068 | 0 | 0.1068 | 0 | 0.1161 | 0 | 0.1161 | 0 | 12.4808 | 0 | 12.4808 | 0
211015-CFL, 14W lamp, A-Line, Integral or Modular, Tube or Spiral or Flood - ISR=0.76 | 0.0097127 | 0.009764 | 0.01132 | 68.169 | 361.2959 | -1.3332 | -7.0662 | 0.089938 | 0.96542 | 0.089938 | 0.96542 | 0.11445 | 0.96542 | 0.11445 | 0.96542 | 3.8992 | 0 | 3.8992 | 0
211004-23 Watt Intergral CFL - ISR=0.76 | 0.012765 | 0.012833 | 0.014878 | 89.5936 | 591.3178 | -1.7523 | -11.5649 | 0.1068 | 0 | 0.1068 | 0 | 0.1161 | 0 | 0.1161 | 0 | 12.4808 | 0 | 12.4808 | 0
211016-CFL - 3 Way - 20 Watt median - ISR = 0.76 | 0.002775 | 0.0027897 | 0.0032344 | 19.4769 | 103.2273 | -0.38093 | -2.0189 | 0.087066 | 0.96542 | 0.087066 | 0.96542 | 0.11445 | 0.96542 | 0.11445 | 0.96542 | 3.4901 | 0 | 3.4901 | 0
211017-Floor Lamp - 2 23 Watt pin based | 0.016796 | 0.016885 | 0.019577 | 117.8863 | 1768.2948 | -2.3056 | -34.5841 | 0.082322 | 1.0475 | 0.082322 | 1.0475 | 0.12605 | 1.0475 | 0.12605 | 1.0475 | 2.4142 | 0 | 2.4142 | 0
211017-Floor Lamp - 2 23 Watt pin based | 0.0083982 | 0.0084426 | 0.0097884 | 58.9432 | 884.1474 | -1.1528 | -17.292 | 0.082322 | 1.0475 | 0.082322 | 1.0475 | 0.12605 | 1.0475 | 0.12605 | 1.0475 | 2.4142 | 0 | 2.4142 | 0
211004-23 Watt Intergral CFL - ISR=0.76 | 0.0063826 | 0.0064163 | 0.0074392 | 44.7968 | 295.6589 | -0.87613 | -5.7825 | 0.1068 | 0 | 0.1068 | 0 | 0.1161 | 0 | 0.1161 | 0 | 12.4808 | 0 | 12.4808 | 0
211016-CFL - 3 Way - 20 Watt median - ISR = 0.76 | 0.0083251 | 0.0083691 | 0.0097032 | 58.4306 | 309.682 | -1.1428 | -6.0567 | 0.087066 | 0.96542 | 0.087066 | 0.96542 | 0.11445 | 0.96542 | 0.11445 | 0.96542 | 3.4901 | 0 | 3.4901 | 0
211017-Floor Lamp - 2 23 Watt pin based | 0.016796 | 0.016885 | 0.019577 | 117.8863 | 1768.2948 | -2.3056 | -34.5841 | 0.082322 | 1.0475 | 0.082322 | 1.0475 | 0.12605 | 1.0475 | 0.12605 | 1.0475 | 2.4142 | 0 | 2.4142 | 0
211016-CFL - 3 Way - 20 Watt median - ISR = 0.76 | 0.013875 | 0.013949 | 0.016172 | 97.3843 | 516.1366 | -1.9046 | -10.0945 | 0.087066 | 0.96542 | 0.087066 | 0.96542 | 0.11445 | 0.96542 | 0.11445 | 0.96542 | 3.4901 | 0 | 3.4901 | 0
211004-23 Watt Intergral CFL - ISR=0.76 | 0.015957 | 0.016041 | 0.018598 | 111.992 | 739.1472 | -2.1903 | -14.4561 | 0.1068 | 0 | 0.1068 | 0 | 0.1161 | 0 | 0.1161 | 0 | 12.4808 | 0 | 12.4808 | 0
211017-Floor Lamp - 2 23 Watt pin based | 0.016796 | 0.016885 | 0.019577 | 117.8863 | 1768.2948 | -2.3056 | -34.5841 | 0.082322 | 1.0475 | 0.082322 | 1.0475 | 0.12605 | 1.0475 | 0.12605 | 1.0475 | 2.4142 | 0 | 2.4142 | 0
211012-CFL 9W Globe Lamp - ISR=.76 | 0.0069833 | 0.0070202 | 0.0081396 | 49.0125 | 259.7664 | -0.95858 | -5.0805 | 0.088375 | 0.96542 | 0.088375 | 0.96542 | 0.11445 | 0.96542 | 0.11445 | 0.96542 | 3.6654 | 0 | 3.6654 | 0
211004-23 Watt Intergral CFL - ISR=0.76 | 0.0031913 | 0.0032082 | 0.0037196 | 22.3984 | 147.8294 | -0.43807 | -2.8912 | 0.1068 | 0 | 0.1068 | 0 | 0.1161 | 0 | 0.1161 | 0 | 12.4808 | 0 | 12.4808 | 0
211016-CFL - 3 Way - 20 Watt median - ISR = 0.76 | 0.002775 | 0.0027897 | 0.0032344 | 19.4769 | 103.2273 | -0.38093 | -2.0189 | 0.087066 | 0.96542 | 0.087066 | 0.96542 | 0.11445 | 0.96542 | 0.11445 | 0.96542 | 3.4901 | 0 | 3.4901 | 0
211017-Floor Lamp - 2 23 Watt pin based | 0.016796 | 0.016885 | 0.019577 | 117.8863 | 1768.2948 | -2.3056 | -34.5841 | 0.082322 | 1.0475 | 0.082322 | 1.0475 | 0.12605 | 1.0475 | 0.12605 | 1.0475 | 2.4142 | 0 | 2.4142 | 0
211015-CFL, 14W lamp, A-Line, Integral or Modular, Tube or Spiral or Flood - ISR=0.76 | 0.0097127 | 0.009764 | 0.01132 | 68.169 | 361.2959 | -1.3332 | -7.0662 | 0.089938 | 0.96542 | 0.089938 | 0.96542 | 0.11445 | 0.96542 | 0.11445 | 0.96542 | 3.8992 | 0 | 3.8992 | 0
211016-CFL - 3 Way - 20 Watt median - ISR = 0.76 | 0.0083251 | 0.0083691 | 0.0097032 | 58.4306 | 309.682 | -1.1428 | -6.0567 | 0.087066 | 0.96542 | 0.087066 | 0.96542 | 0.11445 | 0.96542 | 0.11445 | 0.96542 | 3.4901 | 0 | 3.4901 | 0
211015-CFL, 14W lamp, A-Line, Integral or Modular, Tube or Spiral or Flood - ISR=0.76 | 0.0038851 | 0.0039056 | 0.0045281 | 27.2676 | 144.5184 | -0.5333 | -2.8265 | 0.089938 | 0.96542 | 0.089938 | 0.96542 | 0.11445 | 0.96542 | 0.11445 | 0.96542 | 3.8992 | 0 | 3.8992 | 0
211017-Floor Lamp - 2 23 Watt pin based | 0.016796 | 0.016885 | 0.019577 | 117.8863 | 1768.2948 | -2.3056 | -34.5841 | 0.082322 | 1.0475 | 0.082322 | 1.0475 | 0.12605 | 1.0475 | 0.12605 | 1.0475 | 2.4142 | 0 | 2.4142 | 0
211016-CFL - 3 Way - 20 Watt median - ISR = 0.76 | 0.013875 | 0.013949 | 0.016172 | 97.3843 | 516.1366 | -1.9046 | -10.0945 | 0.087066 | 0.96542 | 0.087066 | 0.96542 | 0.11445 | 0.96542 | 0.11445 | 0.96542 | 3.4901 | 0 | 3.4901 | 0
211004-23 Watt Intergral CFL - ISR=0.76 | 0.015957 | 0.016041 | 0.018598 | 111.992 | 739.1472 | -2.1903 | -14.4561 | 0.1068 | 0 | 0.1068 | 0 | 0.1161 | 0 | 0.1161 | 0 | 12.4808 | 0 | 12.4808 | 0
211012-CFL 9W Globe Lamp - ISR=.76 | 0.009311 | 0.0093602 | 0.010853 | 65.35 | 346.3552 | -1.2781 | -6.774 | 0.088375 | 0.96542 | 0.088375 | 0.96542 | 0.11445 | 0.96542 | 0.11445 | 0.96542 | 3.6654 | 0 | 3.6654 | 0
211016-CFL - 3 Way - 20 Watt median - ISR = 0.76 | 0.002775 | 0.0027897 | 0.0032344 | 19.4769 | 103.2273 | -0.38093 | -2.0189 | 0.087066 | 0.96542 | 0.087066 | 0.96542 | 0.11445 | 0.96542 | 0.11445 | 0.96542 | 3.4901 | 0 | 3.4901 | 0
211017-Floor Lamp - 2 23 Watt pin based | 0.0083982 | 0.0084426 | 0.0097884 | 58.9432 | 884.1474 | -1.1528 | -17.292 | 0.082322 | 1.0475 | 0.082322 | 1.0475 | 0.12605 | 1.0475 | 0.12605 | 1.0475 | 2.4142 | 0 | 2.4142 | 0
211004-23 Watt Intergral CFL - ISR=0.76 | 0.015957 | 0.016041 | 0.018598 | 111.992 | 739.1472 | -2.1903 | -14.4561 | 0.1068 | 0 | 0.1068 | 0 | 0.1161 | 0 | 0.1161 | 0 | 12.4808 | 0 | 12.4808 | 0
211017-Floor Lamp - 2 23 Watt pin based | 0.0083982 | 0.0084426 | 0.0097884 | 58.9432 | 884.1474 | -1.1528 | -17.292 | 0.082322 | 1.0475 | 0.082322 | 1.0475 | 0.12605 | 1.0475 | 0.12605 | 1.0475 | 2.4142 | 0 | 2.4142 | 0
211004-23 Watt Intergral CFL - ISR=0.76 | 0.015957 | 0.016041 | 0.018598 | 111.992 | 739.1472 | -2.1903 | -14.4561 | 0.1068 | 0 | 0.1068 | 0 | 0.1161 | 0 | 0.1161 | 0 | 12.4808 | 0 | 12.4808 | 0
211017-Floor Lamp - 2 23 Watt pin based | 0.016796 | 0.016885 | 0.019577 | 117.8863 | 1768.2948 | -2.3056 | -34.5841 | 0.082322 | 1.0475 | 0.082322 | 1.0475 | 0.12605 | 1.0475 | 0.12605 | 1.0475 | 2.4142 | 0 | 2.4142 | 0
211004-23 Watt Intergral CFL - ISR=0.76 | 0.015957 | 0.016041 | 0.018598 | 111.992 | 739.1472 | -2.1903 | -14.4561 | 0.1068 | 0 | 0.1068 | 0 | 0.1161 | 0 | 0.1161 | 0 | 12.4808 | 0 | 12.4808 | 0
211017-Floor Lamp - 2 23 Watt pin based | 0.016796 | 0.016885 | 0.019577 | 117.8863 | 1768.2948 | -2.3056 | -34.5841 | 0.082322 | 1.0475 | 0.082322 | 1.0475 | 0.12605 | 1.0475 | 0.12605 | 1.0475 | 2.4142 | 0 | 2.4142 | 0
211016-CFL - 3 Way - 20 Watt median - ISR = 0.76 | 0.0083251 | 0.0083691 | 0.0097032 | 58.4306 | 309.682 | -1.1428 | -6.0567 | 0.087066 | 0.96542 | 0.087066 | 0.96542 | 0.11445 | 0.96542 | 0.11445 | 0.96542 | 3.4901 | 0 | 3.4901 | 0
211012-CFL 9W Globe Lamp - ISR=.76 | 0.0023278 | 0.0023401 | 0.0027132 | 16.3375 | 86.5888 | -0.31953 | -1.6935 | 0.088375 | 0.96542 | 0.088375 | 0.96542 | 0.11445 | 0.96542 | 0.11445 | 0.96542 | 3.6654 | 0 | 3.6654 | 0
211004-23 Watt Intergral CFL - ISR=0.76 | 0.0031913 | 0.0032082 | 0.0037196 | 22.3984 | 147.8294 | -0.43807 | -2.8912 | 0.1068 | 0 | 0.1068 | 0 | 0.1161 | 0 | 0.1161 | 0 | 12.4808 | 0 | 12.4808 | 0
211016-CFL - 3 Way - 20 Watt median - ISR = 0.76 | 0.002775 | 0.0027897 | 0.0032344 | 19.4769 | 103.2273 | -0.38093 | -2.0189 | 0.087066 | 0.96542 | 0.087066 | 0.96542 | 0.11445 | 0.96542 | 0.11445 | 0.96542 | 3.4901 | 0 | 3.4901 | 0
211013-Table Lamp 18-Watt Pin based | 0.009311 | 0.0093602 | 0.010851 | 65.35 | 980.2506 | -1.2781 | -19.1716 | 0.066011 | 1.0475 | 0.066011 | 1.0475 | 0.12605 | 1.0475 | 0.12605 | 1.0475 | 1.7583 | 0 | 1.7583 | 0
211004-23 Watt Intergral CFL - ISR=0.76 | 0.0063826 | 0.0064163 | 0.0074392 | 44.7968 | 295.6589 | -0.87613 | -5.7825 | 0.1068 | 0 | 0.1068 | 0 | 0.1161 | 0 | 0.1161 | 0 | 12.4808 | 0 | 12.4808 | 0
211016-CFL - 3 Way - 20 Watt median - ISR = 0.76 | 0.0083251 | 0.0083691 | 0.0097032 | 58.4306 | 309.682 | -1.1428 | -6.0567 | 0.087066 | 0.96542 | 0.087066 | 0.96542 | 0.11445 | 0.96542 | 0.11445 | 0.96542 | 3.4901 | 0 | 3.4901 | 0
211013-Table Lamp 18-Watt Pin based | 0.0046555 | 0.0046801 | 0.0054256 | 32.675 | 490.1253 | -0.63905 | -9.5858 | 0.066011 | 1.0475 | 0.066011 | 1.0475 | 0.12605 | 1.0475 | 0.12605 | 1.0475 | 1.7583 | 0 | 1.7583 | 0
211017-Floor Lamp - 2 23 Watt pin based | 0.0083982 | 0.0084426 | 0.0097884 | 58.9432 | 884.1474 | -1.1528 | -17.292 | 0.082322 | 1.0475 | 0.082322 | 1.0475 | 0.12605 | 1.0475 | 0.12605 | 1.0475 | 2.4142 | 0 | 2.4142 | 0
211016-CFL - 3 Way - 20 Watt median - ISR = 0.76 | 0.0083251 | 0.0083691 | 0.0097032 | 58.4306 | 309.682 | -1.1428 | -6.0567 | 0.087066 | 0.96542 | 0.087066 | 0.96542 | 0.11445 | 0.96542 | 0.11445 | 0.96542 | 3.4901 | 0 | 3.4901 | 0
211017-Floor Lamp - 2 23 Watt pin based | 0.016796 | 0.016885 | 0.019577 | 117.8863 | 1768.2948 | -2.3056 | -34.5841 | 0.082322 | 1.0475 | 0.082322 | 1.0475 | 0.12605 | 1.0475 | 0.12605 | 1.0475 | 2.4142 | 0 | 2.4142 | 0
211012-CFL 9W Globe Lamp - ISR=.76 | 0.0046555 | 0.0046801 | 0.0054264 | 32.675 | 173.1776 | -0.63905 | -3.387 | 0.088375 | 0.96542 | 0.088375 | 0.96542 | 0.11445 | 0.96542 | 0.11445 | 0.96542 | 3.6654 | 0 | 3.6654 | 0
211016-CFL - 3 Way - 20 Watt median - ISR = 0.76 | 0.0083251 | 0.0083691 | 0.0097032 | 58.4306 | 309.682 | -1.1428 | -6.0567 | 0.087066 | 0.96542 | 0.087066 | 0.96542 | 0.11445 | 0.96542 | 0.11445 | 0.96542 | 3.4901 | 0 | 3.4901 | 0
211017-Floor Lamp - 2 23 Watt pin based | 0.016796 | 0.016885 | 0.019577 | 117.8863 | 1768.2948 | -2.3056 | -34.5841 | 0.082322 | 1.0475 | 0.082322 | 1.0475 | 0.12605 | 1.0475 | 0.12605 | 1.0475 | 2.4142 | 0 | 2.4142 | 0
211017-Floor Lamp - 2 23 Watt pin based | 0.016796 | 0.016885 | 0.019577 | 117.8863 | 1768.2948 | -2.3056 | -34.5841 | 0.082322 | 1.0475 | 0.082322 | 1.0475 | 0.12605 | 1.0475 | 0.12605 | 1.0475 | 2.4142 | 0 | 2.4142 | 0
211016-CFL - 3 Way - 20 Watt median - ISR = 0.76 | 0.0111 | 0.011159 | 0.012938 | 77.9074 | 412.9093 | -1.5237 | -8.0756 | 0.087066 | 0.96542 | 0.087066 | 0.96542 | 0.11445 | 0.96542 | 0.11445 | 0.96542 | 3.4901 | 0 | 3.4901 | 0
211015-CFL, 14W lamp, A-Line, Integral or Modular, Tube or Spiral or Flood - ISR=0.76 | 0.0019425 | 0.0019528 | 0.002264 | 13.6338 | 72.2592 | -0.26665 | -1.4132 | 0.089938 | 0.96542 | 0.089938 | 0.96542 | 0.11445 | 0.96542 | 0.11445 | 0.96542 | 3.8992 | 0 | 3.8992 | 0
211016-CFL - 3 Way - 20 Watt median - ISR = 0.76 | 0.002775 | 0.0027897 | 0.0032344 | 19.4769 | 103.2273 | -0.38093 | -2.0189 | 0.087066 | 0.96542 | 0.087066 | 0.96542 | 0.11445 | 0.96542 | 0.11445 | 0.96542 | 3.4901 | 0 | 3.4901 | 0
211017-Floor Lamp - 2 23 Watt pin based | 0.0083982 | 0.0084426 | 0.0097884 | 58.9432 | 884.1474 | -1.1528 | -17.292 | 0.082322 | 1.0475 | 0.082322 | 1.0475 | 0.12605 | 1.0475 | 0.12605 | 1.0475 | 2.4142 | 0 | 2.4142 | 0
211016-CFL - 3 Way - 20 Watt median - ISR = 0.76 | 0.013875 | 0.013949 | 0.016172 | 97.3843 | 516.1366 | -1.9046 | -10.0945 | 0.087066 | 0.96542 | 0.087066 | 0.96542 | 0.11445 | 0.96542 | 0.11445 | 0.96542 | 3.4901 | 0 | 3.4901 | 0
211013-Table Lamp 18-Watt Pin based | 0.0046555 | 0.0046801 | 0.0054256 | 32.675 | 490.1253 | -0.63905 | -9.5858 | 0.066011 | 1.0475 | 0.066011 | 1.0475 | 0.12605 | 1.0475 | 0.12605 | 1.0475 | 1.7583 | 0 | 1.7583 | 0
211016-CFL - 3 Way - 20 Watt median - ISR = 0.76 | 0.013875 | 0.013949 | 0.016172 | 97.3843 | 516.1366 | -1.9046 | -10.0945 | 0.087066 | 0.96542 | 0.087066 | 0.96542 | 0.11445 | 0.96542 | 0.11445 | 0.96542 | 3.4901 | 0 | 3.4901 | 0
211012-CFL 9W Globe Lamp - ISR=.76 | 0.011639 | 0.0117 | 0.013566 | 81.6876 | 432.944 | -1.5976 | -8.4675 | 0.088375 | 0.96542 | 0.088375 | 0.96542 | 0.11445 | 0.96542 | 0.11445 | 0.96542 | 3.6654 | 0 | 3.6654 | 0
211004-23 Watt Intergral CFL - ISR=0.76 | 0.0095739 | 0.0096245 | 0.011159 | 67.1952 | 443.4883 | -1.3142 | -8.6737 | 0.1068 | 0 | 0.1068 | 0 | 0.1161 | 0 | 0.1161 | 0 | 12.4808 | 0 | 12.4808 | 0
211016-CFL - 3 Way - 20 Watt median - ISR = 0.76 | 0.002775 | 0.0027897 | 0.0032344 | 19.4769 | 103.2273 | -0.38093 | -2.0189 | 0.087066 | 0.96542 | 0.087066 | 0.96542 | 0.11445 | 0.96542 | 0.11445 | 0.96542 | 3.4901 | 0 | 3.4901 | 0
211015-CFL, 14W lamp, A-Line, Integral or Modular, Tube or Spiral or Flood - ISR=0.76 | 0.0019425 | 0.0019528 | 0.002264 | 13.6338 | 72.2592 | -0.26665 | -1.4132 | 0.089938 | 0.96542 | 0.089938 | 0.96542 | 0.11445 | 0.96542 | 0.11445 | 0.96542 | 3.8992 | 0 | 3.8992 | 0
211016-CFL - 3 Way - 20 Watt median - ISR = 0.76 | 0.013875 | 0.013949 | 0.016172 | 97.3843 | 516.1366 | -1.9046 | -10.0945 | 0.087066 | 0.96542 | 0.087066 | 0.96542 | 0.11445 | 0.96542 | 0.11445 | 0.96542 | 3.4901 | 0 | 3.4901 | 0
211012-CFL 9W Globe Lamp - ISR=.76 | 0.011639 | 0.0117 | 0.013566 | 81.6876 | 432.944 | -1.5976 | -8.4675 | 0.088375 | 0.96542 | 0.088375 | 0.96542 | 0.11445 | 0.96542 | 0.11445 | 0.96542 | 3.6654 | 0 | 3.6654 | 0
211004-23 Watt Intergral CFL - ISR=0.76 | 0.015957 | 0.016041 | 0.018598 | 111.992 | 739.1472 | -2.1903 | -14.4561 | 0.1068 | 0 | 0.1068 | 0 | 0.1161 | 0 | 0.1161 | 0 | 12.4808 | 0 | 12.4808 | 0
211017-Floor Lamp - 2 23 Watt pin based | 0.0083982 | 0.0084426 | 0.0097884 | 58.9432 | 884.1474 | -1.1528 | -17.292 | 0.082322 | 1.0475 | 0.082322 | 1.0475 | 0.12605 | 1.0475 | 0.12605 | 1.0475 | 2.4142 | 0 | 2.4142 | 0
211004-23 Watt Intergral CFL - ISR=0.76 | 0.0095739 | 0.0096245 | 0.011159 | 67.1952 | 443.4883 | -1.3142 | -8.6737 | 0.1068 | 0 | 0.1068 | 0 | 0.1161 | 0 | 0.1161 | 0 | 12.4808 | 0 | 12.4808 | 0
211016-CFL - 3 Way - 20 Watt median - ISR = 0.76 | 0.0055501 | 0.0055794 | 0.0064688 | 38.9537 | 206.4547 | -0.76185 | -4.0378 | 0.087066 | 0.96542 | 0.087066 | 0.96542 | 0.11445 | 0.96542 | 0.11445 | 0.96542 | 3.4901 | 0 | 3.4901 | 0
211012-CFL 9W Globe Lamp - ISR=.76 | 0.011639 | 0.0117 | 0.013566 | 81.6876 | 432.944 | -1.5976 | -8.4675 | 0.088375 | 0.96542 | 0.088375 | 0.96542 | 0.11445 | 0.96542 | 0.11445 | 0.96542 | 3.6654 | 0 | 3.6654 | 0
211013-Table Lamp 18-Watt Pin based | 0.0046555 | 0.0046801 | 0.0054256 | 32.675 | 490.1253 | -0.63905 | -9.5858 | 0.066011 | 1.0475 | 0.066011 | 1.0475 | 0.12605 | 1.0475 | 0.12605 | 1.0475 | 1.7583 | 0 | 1.7583 | 0
211012-CFL 9W Globe Lamp - ISR=.76 | 0.011639 | 0.0117 | 0.013566 | 81.6876 | 432.944 | -1.5976 | -8.4675 | 0.088375 | 0.96542 | 0.088375 | 0.96542 | 0.11445 | 0.96542 | 0.11445 | 0.96542 | 3.6654 | 0 | 3.6654 | 0
211012-CFL 9W Globe Lamp - ISR=.76 | 0.0023278 | 0.0023401 | 0.0027132 | 16.3375 | 86.5888 | -0.31953 | -1.6935 | 0.088375 | 0.96542 | 0.088375 | 0.96542 | 0.11445 | 0.96542 | 0.11445 | 0.96542 | 3.6654 | 0 | 3.6654 | 0
211015-CFL, 14W lamp, A-Line, Integral or Modular, Tube or Spiral or Flood - ISR=0.76 | 0.0077701 | 0.0078112 | 0.0090562 | 54.5352 | 289.0367 | -1.0666 | -5.6529 | 0.089938 | 0.96542 | 0.089938 | 0.96542 | 0.11445 | 0.96542 | 0.11445 | 0.96542 | 3.8992 | 0 | 3.8992 | 0
211017-Floor Lamp - 2 23 Watt pin based | 0.0083982 | 0.0084426 | 0.0097884 | 58.9432 | 884.1474 | -1.1528 | -17.292 | 0.082322 | 1.0475 | 0.082322 | 1.0475 | 0.12605 | 1.0475 | 0.12605 | 1.0475 | 2.4142 | 0 | 2.4142 | 0
211016-CFL - 3 Way - 20 Watt median - ISR = 0.76 | 0.013875 | 0.013949 | 0.016172 | 97.3843 | 516.1366 | -1.9046 | -10.0945 | 0.087066 | 0.96542 | 0.087066 | 0.96542 | 0.11445 | 0.96542 | 0.11445 | 0.96542 | 3.4901 | 0 | 3.4901 | 0
211016-CFL - 3 Way - 20 Watt median - ISR = 0.76 | 0.002775 | 0.0027897 | 0.0032344 | 19.4769 | 103.2273 | -0.38093 | -2.0189 | 0.087066 | 0.96542 | 0.087066 | 0.96542 | 0.11445 | 0.96542 | 0.11445 | 0.96542 | 3.4901 | 0 | 3.4901 | 0
211015-CFL, 14W lamp, A-Line, Integral or Modular, Tube or Spiral or Flood - ISR=0.76 | 0.0077701 | 0.0078112 | 0.0090562 | 54.5352 | 289.0367 | -1.0666 | -5.6529 | 0.089938 | 0.96542 | 0.089938 | 0.96542 | 0.11445 | 0.96542 | 0.11445 | 0.96542 | 3.8992 | 0 | 3.8992 | 0
211016-CFL - 3 Way - 20 Watt median - ISR = 0.76 | 0.01665 | 0.016738 | 0.019406 | 116.8611 | 619.364 | -2.2856 | -12.1134 | 0.087066 | 0.96542 | 0.087066 | 0.96542 | 0.11445 | 0.96542 | 0.11445 | 0.96542 | 3.4901 | 0 | 3.4901 | 0
211016-CFL - 3 Way - 20 Watt median - ISR = 0.76 | 0.013875 | 0.013949 | 0.016172 | 97.3843 | 516.1366 | -1.9046 | -10.0945 | 0.087066 | 0.96542 | 0.087066 | 0.96542 | 0.11445 | 0.96542 | 0.11445 | 0.96542 | 3.4901 | 0 | 3.4901 | 0
211013-Table Lamp 18-Watt Pin based | 0.0046555 | 0.0046801 | 0.0054256 | 32.675 | 490.1253 | -0.63905 | -9.5858 | 0.066011 | 1.0475 | 0.066011 | 1.0475 | 0.12605 | 1.0475 | 0.12605 | 1.0475 | 1.7583 | 0 | 1.7583 | 0
211015-CFL, 14W lamp, A-Line, Integral or Modular, Tube or Spiral or Flood - ISR=0.76 | 0.0077701 | 0.0078112 | 0.0090562 | 54.5352 | 289.0367 | -1.0666 | -5.6529 | 0.089938 | 0.96542 | 0.089938 | 0.96542 | 0.11445 | 0.96542 | 0.11445 | 0.96542 | 3.8992 | 0 | 3.8992 | 0
211012-CFL 9W Globe Lamp - ISR=.76 | 0.011639 | 0.0117 | 0.013566 | 81.6876 | 432.944 | -1.5976 | -8.4675 | 0.088375 | 0.96542 | 0.088375 | 0.96542 | 0.11445 | 0.96542 | 0.11445 | 0.96542 | 3.6654 | 0 | 3.6654 | 0
211004-23 Watt Intergral CFL - ISR=0.76 | 0.0031913 | 0.0032082 | 0.0037196 | 22.3984 | 147.8294 | -0.43807 | -2.8912 | 0.1068 | 0 | 0.1068 | 0 | 0.1161 | 0 | 0.1161 | 0 | 12.4808 | 0 | 12.4808 | 0
211017-Floor Lamp - 2 23 Watt pin based | 0.0083982 | 0.0084426 | 0.0097884 | 58.9432 | 884.1474 | -1.1528 | -17.292 | 0.082322 | 1.0475 | 0.082322 | 1.0475 | 0.12605 | 1.0475 | 0.12605 | 1.0475 | 2.4142 | 0 | 2.4142 | 0
211016-CFL - 3 Way - 20 Watt median - ISR = 0.76 | 0.013875 | 0.013949 | 0.016172 | 97.3843 | 516.1366 | -1.9046 | -10.0945 | 0.087066 | 0.96542 | 0.087066 | 0.96542 | 0.11445 | 0.96542 | 0.11445 | 0.96542 | 3.4901 | 0 | 3.4901 | 0
211017-Floor Lamp - 2 23 Watt pin based | 0.0083982 | 0.0084426 | 0.0097884 | 58.9432 | 884.1474 | -1.1528 | -17.292 | 0.082322 | 1.0475 | 0.082322 | 1.0475 | 0.12605 | 1.0475 | 0.12605 | 1.0475 | 2.4142 | 0 | 2.4142 | 0
211004-23 Watt Intergral CFL - ISR=0.76 | 0.0031913 | 0.0032082 | 0.0037196 | 22.3984 | 147.8294 | -0.43807 | -2.8912 | 0.1068 | 0 | 0.1068 | 0 | 0.1161 | 0 | 0.1161 | 0 | 12.4808 | 0 | 12.4808 | 0
211016-CFL - 3 Way - 20 Watt median - ISR = 0.76 | 0.002775 | 0.0027897 | 0.0032344 | 19.4769 | 103.2273 | -0.38093 | -2.0189 | 0.087066 | 0.96542 | 0.087066 | 0.96542 | 0.11445 | 0.96542 | 0.11445 | 0.96542 | 3.4901 | 0 | 3.4901 | 0
211015-CFL, 14W lamp, A-Line, Integral or Modular, Tube or Spiral or Flood - ISR=0.76 | 0.0038851 | 0.0039056 | 0.0045281 | 27.2676 | 144.5184 | -0.5333 | -2.8265 | 0.089938 | 0.96542 | 0.089938 | 0.96542 | 0.11445 | 0.96542 | 0.11445 | 0.96542 | 3.8992 | 0 | 3.8992 | 0
211016-CFL - 3 Way - 20 Watt median - ISR = 0.76 | 0.0111 | 0.011159 | 0.012938 | 77.9074 | 412.9093 | -1.5237 | -8.0756 | 0.087066 | 0.96542 | 0.087066 | 0.96542 | 0.11445 | 0.96542 | 0.11445 | 0.96542 | 3.4901 | 0 | 3.4901 | 0
211016-CFL - 3 Way - 20 Watt median - ISR = 0.76 | 0.0055501 | 0.0055794 | 0.0064688 | 38.9537 | 206.4547 | -0.76185 | -4.0378 | 0.087066 | 0.96542 | 0.087066 | 0.96542 | 0.11445 | 0.96542 | 0.11445 | 0.96542 | 3.4901 | 0 | 3.4901 | 0
211013-Table Lamp 18-Watt Pin based | 0.0046555 | 0.0046801 | 0.0054256 | 32.675 | 490.1253 | -0.63905 | -9.5858 | 0.066011 | 1.0475 | 0.066011 | 1.0475 | 0.12605 | 1.0475 | 0.12605 | 1.0475 | 1.7583 | 0 | 1.7583 | 0
211017-Floor Lamp - 2 23 Watt pin based | 0.0083982 | 0.0084426 | 0.0097884 | 58.9432 | 884.1474 | -1.1528 | -17.292 | 0.082322 | 1.0475 | 0.082322 | 1.0475 | 0.12605 | 1.0475 | 0.12605 | 1.0475 | 2.4142 | 0 | 2.4142 | 0
211004-23 Watt Intergral CFL - ISR=0.76 | 0.015957 | 0.016041 | 0.018598 | 111.992 | 739.1472 | -2.1903 | -14.4561 | 0.1068 | 0 | 0.1068 | 0 | 0.1161 | 0 | 0.1161 | 0 | 12.4808 | 0 | 12.4808 | 0
211004-23 Watt Intergral CFL - ISR=0.76 | 0.0063826 | 0.0064163 | 0.0074392 | 44.7968 | 295.6589 | -0.87613 | -5.7825 | 0.1068 | 0 | 0.1068 | 0 | 0.1161 | 0 | 0.1161 | 0 | 12.4808 | 0 | 12.4808 | 0
211016-CFL - 3 Way - 20 Watt median - ISR = 0.76 | 0.0055501 | 0.0055794 | 0.0064688 | 38.9537 | 206.4547 | -0.76185 | -4.0378 | 0.087066 | 0.96542 | 0.087066 | 0.96542 | 0.11445 | 0.96542 | 0.11445 | 0.96542 | 3.4901 | 0 | 3.4901 | 0
211012-CFL 9W Globe Lamp - ISR=.76 | 0.009311 | 0.0093602 | 0.010853 | 65.35 | 346.3552 | -1.2781 | -6.774 | 0.088375 | 0.96542 | 0.088375 | 0.96542 | 0.11445 | 0.96542 | 0.11445 | 0.96542 | 3.6654 | 0 | 3.6654 | 0
211015-CFL, 14W lamp, A-Line, Integral or Modular, Tube or Spiral or Flood - ISR=0.76 | 0.0019425 | 0.0019528 | 0.002264 | 13.6338 | 72.2592 | -0.26665 | -1.4132 | 0.089938 | 0.96542 | 0.089938 | 0.96542 | 0.11445 | 0.96542 | 0.11445 | 0.96542 | 3.8992 | 0 | 3.8992 | 0
211017-Floor Lamp - 2 23 Watt pin based | 0.0083982 | 0.0084426 | 0.0097884 | 58.9432 | 884.1474 | -1.1528 | -17.292 | 0.082322 | 1.0475 | 0.082322 | 1.0475 | 0.12605 | 1.0475 | 0.12605 | 1.0475 | 2.4142 | 0 | 2.4142 | 0
211016-CFL - 3 Way - 20 Watt median - ISR = 0.76 | 0.0111 | 0.011159 | 0.012938 | 77.9074 | 412.9093 | -1.5237 | -8.0756 | 0.087066 | 0.96542 | 0.087066 | 0.96542 | 0.11445 | 0.96542 | 0.11445 | 0.96542 | 3.4901 | 0 | 3.4901 | 0
211004-23 Watt Intergral CFL - ISR=0.76 | 0.015957 | 0.016041 | 0.018598 | 111.992 | 739.1472 | -2.1903 | -14.4561 | 0.1068 | 0 | 0.1068 | 0 | 0.1161 | 0 | 0.1161 | 0 | 12.4808 | 0 | 12.4808 | 0
211016-CFL - 3 Way - 20 Watt median - ISR = 0.76 | 0.0055501 | 0.0055794 | 0.0064688 | 38.9537 | 206.4547 | -0.76185 | -4.0378 | 0.087066 | 0.96542 | 0.087066 | 0.96542 | 0.11445 | 0.96542 | 0.11445 | 0.96542 | 3.4901 | 0 | 3.4901 | 0
211015-CFL, 14W lamp, A-Line, Integral or Modular, Tube or Spiral or Flood - ISR=0.76 | 0.0058276 | 0.0058584 | 0.0067921 | 40.9014 | 216.7775 | -0.79994 | -4.2397 | 0.089938 | 0.96542 | 0.089938 | 0.96542 | 0.11445 | 0.96542 | 0.11445 | 0.96542 | 3.8992 | 0 | 3.8992 | 0
211013-Table Lamp 18-Watt Pin based | 0.0046555 | 0.0046801 | 0.0054256 | 32.675 | 490.1253 | -0.63905 | -9.5858 | 0.066011 | 1.0475 | 0.066011 | 1.0475 | 0.12605 | 1.0475 | 0.12605 | 1.0475 | 1.7583 | 0 | 1.7583 | 0
211017-Floor Lamp - 2 23 Watt pin based | 0.0083982 | 0.0084426 | 0.0097884 | 58.9432 | 884.1474 | -1.1528 | -17.292 | 0.082322 | 1.0475 | 0.082322 | 1.0475 | 0.12605 | 1.0475 | 0.12605 | 1.0475 | 2.4142 | 0 | 2.4142 | 0
211004-23 Watt Intergral CFL - ISR=0.76 | 0.0063826 | 0.0064163 | 0.0074392 | 44.7968 | 295.6589 | -0.87613 | -5.7825 | 0.1068 | 0 | 0.1068 | 0 | 0.1161 | 0 | 0.1161 | 0 | 12.4808 | 0 | 12.4808 | 0
211017-Floor Lamp - 2 23 Watt pin based | 0.016796 | 0.016885 | 0.019577 | 117.8863 | 1768.2948 | -2.3056 | -34.5841 | 0.082322 | 1.0475 | 0.082322 | 1.0475 | 0.12605 | 1.0475 | 0.12605 | 1.0475 | 2.4142 | 0 | 2.4142 | 0
211004-23 Watt Intergral CFL - ISR=0.76 | 0.0063826 | 0.0064163 | 0.0074392 | 44.7968 | 295.6589 | -0.87613 | -5.7825 | 0.1068 | 0 | 0.1068 | 0 | 0.1161 | 0 | 0.1161 | 0 | 12.4808 | 0 | 12.4808 | 0
211016-CFL - 3 Way - 20 Watt median - ISR = 0.76 | 0.0083251 | 0.0083691 | 0.0097032 | 58.4306 | 309.682 | -1.1428 | -6.0567 | 0.087066 | 0.96542 | 0.087066 | 0.96542 | 0.11445 | 0.96542 | 0.11445 | 0.96542 | 3.4901 | 0 | 3.4901 | 0
211017-Floor Lamp - 2 23 Watt pin based | 0.0083982 | 0.0084426 | 0.0097884 | 58.9432 | 884.1474 | -1.1528 | -17.292 | 0.082322 | 1.0475 | 0.082322 | 1.0475 | 0.12605 | 1.0475 | 0.12605 | 1.0475 | 2.4142 | 0 | 2.4142 | 0
211012-CFL 9W Globe Lamp - ISR=.76 | 0.0023278 | 0.0023401 | 0.0027132 | 16.3375 | 86.5888 | -0.31953 | -1.6935 | 0.088375 | 0.96542 | 0.088375 | 0.96542 | 0.11445 | 0.96542 | 0.11445 | 0.96542 | 3.6654 | 0 | 3.6654 | 0
211015-CFL, 14W lamp, A-Line, Integral or Modular, Tube or Spiral or Flood - ISR=0.76 | 0.0019425 | 0.0019528 | 0.002264 | 13.6338 | 72.2592 | -0.26665 | -1.4132 | 0.089938 | 0.96542 | 0.089938 | 0.96542 | 0.11445 | 0.96542 | 0.11445 | 0.96542 | 3.8992 | 0 | 3.8992 | 0
211017-Floor Lamp - 2 23 Watt pin based | 0.0083982 | 0.0084426 | 0.0097884 | 58.9432 | 884.1474 | -1.1528 | -17.292 | 0.082322 | 1.0475 | 0.082322 | 1.0475 | 0.12605 | 1.0475 | 0.12605 | 1.0475 | 2.4142 | 0 | 2.4142 | 0
211015-CFL, 14W lamp, A-Line, Integral or Modular, Tube or Spiral or Flood - ISR=0.76 | 0.0097127 | 0.009764 | 0.01132 | 68.169 | 361.2959 | -1.3332 | -7.0662 | 0.089938 | 0.96542 | 0.089938 | 0.96542 | 0.11445 | 0.96542 | 0.11445 | 0.96542 | 3.8992 | 0 | 3.8992 | 0
211013-Table Lamp 18-Watt Pin based | 0.0046555 | 0.0046801 | 0.0054256 | 32.675 | 490.1253 | -0.63905 | -9.5858 | 0.066011 | 1.0475 | 0.066011 | 1.0475 | 0.12605 | 1.0475 | 0.12605 | 1.0475 | 1.7583 | 0 | 1.7583 | 0
211017-Floor Lamp - 2 23 Watt pin based | 0.0083982 | 0.0084426 | 0.0097884 | 58.9432 | 884.1474 | -1.1528 | -17.292 | 0.082322 | 1.0475 | 0.082322 | 1.0475 | 0.12605 | 1.0475 | 0.12605 | 1.0475 | 2.4142 | 0 | 2.4142 | 0
211012-CFL 9W Globe Lamp - ISR=.76 | 0.0023278 | 0.0023401 | 0.0027132 | 16.3375 | 86.5888 | -0.31953 | -1.6935 | 0.088375 | 0.96542 | 0.088375 | 0.96542 | 0.11445 | 0.96542 | 0.11445 | 0.96542 | 3.6654 | 0 | 3.6654 | 0
211004-23 Watt Intergral CFL - ISR=0.76 | 0.0063826 | 0.0064163 | 0.0074392 | 44.7968 | 295.6589 | -0.87613 | -5.7825 | 0.1068 | 0 | 0.1068 | 0 | 0.1161 | 0 | 0.1161 | 0 | 12.4808 | 0 | 12.4808 | 0
211016-CFL - 3 Way - 20 Watt median - ISR = 0.76 | 0.0055501 | 0.0055794 | 0.0064688 | 38.9537 | 206.4547 | -0.76185 | -4.0378 | 0.087066 | 0.96542 | 0.087066 | 0.96542 | 0.11445 | 0.96542 | 0.11445 | 0.96542 | 3.4901 | 0 | 3.4901 | 0
211017-Floor Lamp - 2 23 Watt pin based | 0.0083982 | 0.0084426 | 0.0097884 | 58.9432 | 884.1474 | -1.1528 | -17.292 | 0.082322 | 1.0475 | 0.082322 | 1.0475 | 0.12605 | 1.0475 | 0.12605 | 1.0475 | 2.4142 | 0 | 2.4142 | 0
211004-23 Watt Intergral CFL - ISR=0.76 | 0.0063826 | 0.0064163 | 0.0074392 | 44.7968 | 295.6589 | -0.87613 | -5.7825 | 0.1068 | 0 | 0.1068 | 0 | 0.1161 | 0 | 0.1161 | 0 | 12.4808 | 0 | 12.4808 | 0
211016-CFL - 3 Way - 20 Watt median - ISR = 0.76 | 0.0083251 | 0.0083691 | 0.0097032 | 58.4306 | 309.682 | -1.1428 | -6.0567 | 0.087066 | 0.96542 | 0.087066 | 0.96542 | 0.11445 | 0.96542 | 0.11445 | 0.96542 | 3.4901 | 0 | 3.4901 | 0
211017-Floor Lamp - 2 23 Watt pin based | 0.016796 | 0.016885 | 0.019577 | 117.8863 | 1768.2948 | -2.3056 | -34.5841 | 0.082322 | 1.0475 | 0.082322 | 1.0475 | 0.12605 | 1.0475 | 0.12605 | 1.0475 | 2.4142 | 0 | 2.4142 | 0
211016-CFL - 3 Way - 20 Watt median - ISR = 0.76 | 0.0083251 | 0.0083691 | 0.0097032 | 58.4306 | 309.682 | -1.1428 | -6.0567 | 0.087066 | 0.96542 | 0.087066 | 0.96542 | 0.11445 | 0.96542 | 0.11445 | 0.96542 | 3.4901 | 0 | 3.4901 | 0
211017-Floor Lamp - 2 23 Watt pin based | 0.0083982 | 0.0084426 | 0.0097884 | 58.9432 | 884.1474 | -1.1528 | -17.292 | 0.082322 | 1.0475 | 0.082322 | 1.0475 | 0.12605 | 1.0475 | 0.12605 | 1.0475 | 2.4142 | 0 | 2.4142 | 0
211015-CFL, 14W lamp, A-Line, Integral or Modular, Tube or Spiral or Flood - ISR=0.76 | 0.0097127 | 0.009764 | 0.01132 | 68.169 | 361.2959 | -1.3332 | -7.0662 | 0.089938 | 0.96542 | 0.089938 | 0.96542 | 0.11445 | 0.96542 | 0.11445 | 0.96542 | 3.8992 | 0 | 3.8992 | 0
211015-CFL, 14W lamp, A-Line, Integral or Modular, Tube or Spiral or Flood - ISR=0.76 | 0.0038851 | 0.0039056 | 0.0045281 | 27.2676 | 144.5184 | -0.5333 | -2.8265 | 0.089938 | 0.96542 | 0.089938 | 0.96542 | 0.11445 | 0.96542 | 0.11445 | 0.96542 | 3.8992 | 0 | 3.8992 | 0
211012-CFL 9W Globe Lamp - ISR=.76 | 0.0046555 | 0.0046801 | 0.0054264 | 32.675 | 173.1776 | -0.63905 | -3.387 | 0.088375 | 0.96542 | 0.088375 | 0.96542 | 0.11445 | 0.96542 | 0.11445 | 0.96542 | 3.6654 | 0 | 3.6654 | 0
211016-CFL - 3 Way - 20 Watt median - ISR = 0.76 | 0.0083251 | 0.0083691 | 0.0097032 | 58.4306 | 309.682 | -1.1428 | -6.0567 | 0.087066 | 0.96542 | 0.087066 | 0.96542 | 0.11445 | 0.96542 | 0.11445 | 0.96542 | 3.4901 | 0 | 3.4901 | 0
211017-Floor Lamp - 2 23 Watt pin based | 0.016796 | 0.016885 | 0.019577 | 117.8863 | 1768.2948 | -2.3056 | -34.5841 | 0.082322 | 1.0475 | 0.082322 | 1.0475 | 0.12605 | 1.0475 | 0.12605 | 1.0475 | 2.4142 | 0 | 2.4142 | 0
211012-CFL 9W Globe Lamp - ISR=.76 | 0.0046555 | 0.0046801 | 0.0054264 | 32.675 | 173.1776 | -0.63905 | -3.387 | 0.088375 | 0.96542 | 0.088375 | 0.96542 | 0.11445 | 0.96542 | 0.11445 | 0.96542 | 3.6654 | 0 | 3.6654 | 0
211004-23 Watt Intergral CFL - ISR=0.76 | 0.0031913 | 0.0032082 | 0.0037196 | 22.3984 | 147.8294 | -0.43807 | -2.8912 | 0.1068 | 0 | 0.1068 | 0 | 0.1161 | 0 | 0.1161 | 0 | 12.4808 | 0 | 12.4808 | 0
211016-CFL - 3 Way - 20 Watt median - ISR = 0.76 | 0.002775 | 0.0027897 | 0.0032344 | 19.4769 | 103.2273 | -0.38093 | -2.0189 | 0.087066 | 0.96542 | 0.087066 | 0.96542 | 0.11445 | 0.96542 | 0.11445 | 0.96542 | 3.4901 | 0 | 3.4901 | 0
211015-CFL, 14W lamp, A-Line, Integral or Modular, Tube or Spiral or Flood - ISR=0.76 | 0.0097127 | 0.009764 | 0.01132 | 68.169 | 361.2959 | -1.3332 | -7.0662 | 0.089938 | 0.96542 | 0.089938 | 0.96542 | 0.11445 | 0.96542 | 0.11445 | 0.96542 | 3.8992 | 0 | 3.8992 | 0
211016-CFL - 3 Way - 20 Watt median - ISR = 0.76 | 0.013875 | 0.013949 | 0.016172 | 97.3843 | 516.1366 | -1.9046 | -10.0945 | 0.087066 | 0.96542 | 0.087066 | 0.96542 | 0.11445 | 0.96542 | 0.11445 | 0.96542 | 3.4901 | 0 | 3.4901 | 0
211017-Floor Lamp - 2 23 Watt pin based | 0.016796 | 0.016885 | 0.019577 | 117.8863 | 1768.2948 | -2.3056 | -34.5841 | 0.082322 | 1.0475 | 0.082322 | 1.0475 | 0.12605 | 1.0475 | 0.12605 | 1.0475 | 2.4142 | 0 | 2.4142 | 0
211013-Table Lamp 18-Watt Pin based | 0.009311 | 0.0093602 | 0.010851 | 65.35 | 980.2506 | -1.2781 | -19.1716 | 0.066011 | 1.0475 | 0.066011 | 1.0475 | 0.12605 | 1.0475 | 0.12605 | 1.0475 | 1.7583 | 0 | 1.7583 | 0
211016-CFL - 3 Way - 20 Watt median - ISR = 0.76 | 0.0055501 | 0.0055794 | 0.0064688 | 38.9537 | 206.4547 | -0.76185 | -4.0378 | 0.087066 | 0.96542 | 0.087066 | 0.96542 | 0.11445 | 0.96542 | 0.11445 | 0.96542 | 3.4901 | 0 | 3.4901 | 0
211015-CFL, 14W lamp, A-Line, Integral or Modular, Tube or Spiral or Flood - ISR=0.76 | 0.0058276 | 0.0058584 | 0.0067921 | 40.9014 | 216.7775 | -0.79994 | -4.2397 | 0.089938 | 0.96542 | 0.089938 | 0.96542 | 0.11445 | 0.96542 | 0.11445 | 0.96542 | 3.8992 | 0 | 3.8992 | 0
211017-Floor Lamp - 2 23 Watt pin based | 0.0083982 | 0.0084426 | 0.0097884 | 58.9432 | 884.1474 | -1.1528 | -17.292 | 0.082322 | 1.0475 | 0.082322 | 1.0475 | 0.12605 | 1.0475 | 0.12605 | 1.0475 | 2.4142 | 0 | 2.4142 | 0
211004-23 Watt Intergral CFL - ISR=0.76 | 0.0063826 | 0.0064163 | 0.0074392 | 44.7968 | 295.6589 | -0.87613 | -5.7825 | 0.1068 | 0 | 0.1068 | 0 | 0.1161 | 0 | 0.1161 | 0 | 12.4808 | 0 | 12.4808 | 0
211016-CFL - 3 Way - 20 Watt median - ISR = 0.76 | 0.0055501 | 0.0055794 | 0.0064688 | 38.9537 | 206.4547 | -0.76185 | -4.0378 | 0.087066 | 0.96542 | 0.087066 | 0.96542 | 0.11445 | 0.96542 | 0.11445 | 0.96542 | 3.4901 | 0 | 3.4901 | 0
211015-CFL, 14W lamp, A-Line, Integral or Modular, Tube or Spiral or Flood - ISR=0.76 | 0.0019425 | 0.0019528 | 0.002264 | 13.6338 | 72.2592 | -0.26665 | -1.4132 | 0.089938 | 0.96542 | 0.089938 | 0.96542 | 0.11445 | 0.96542 | 0.11445 | 0.96542 | 3.8992 | 0 | 3.8992 | 0
211017-Floor Lamp - 2 23 Watt pin based | 0.0083982 | 0.0084426 | 0.0097884 | 58.9432 | 884.1474 | -1.1528 | -17.292 | 0.082322 | 1.0475 | 0.082322 | 1.0475 | 0.12605 | 1.0475 | 0.12605 | 1.0475 | 2.4142 | 0 | 2.4142 | 0
211016-CFL - 3 Way - 20 Watt median - ISR = 0.76 | 0.013875 | 0.013949 | 0.016172 | 97.3843 | 516.1366 | -1.9046 | -10.0945 | 0.087066 | 0.96542 | 0.087066 | 0.96542 | 0.11445 | 0.96542 | 0.11445 | 0.96542 | 3.4901 | 0 | 3.4901 | 0
211017-Floor Lamp - 2 23 Watt pin based | 0.0083982 | 0.0084426 | 0.0097884 | 58.9432 | 884.1474 | -1.1528 | -17.292 | 0.082322 | 1.0475 | 0.082322 | 1.0475 | 0.12605 | 1.0475 | 0.12605 | 1.0475 | 2.4142 | 0 | 2.4142 | 0
211017-Floor Lamp - 2 23 Watt pin based | 0.0083982 | 0.0084426 | 0.0097884 | 58.9432 | 884.1474 | -1.1528 | -17.292 | 0.082322 | 1.0475 | 0.082322 | 1.0475 | 0.12605 | 1.0475 | 0.12605 | 1.0475 | 2.4142 | 0 | 2.4142 | 0
211012-CFL 9W Globe Lamp - ISR=.76 | 0.0023278 | 0.0023401 | 0.0027132 | 16.3375 | 86.5888 | -0.31953 | -1.6935 | 0.088375 | 0.96542 | 0.088375 | 0.96542 | 0.11445 | 0.96542 | 0.11445 | 0.96542 | 3.6654 | 0 | 3.6654 | 0
211015-CFL, 14W lamp, A-Line, Integral or Modular, Tube or Spiral or Flood - ISR=0.76 | 0.0077701 | 0.0078112 | 0.0090562 | 54.5352 | 289.0367 | -1.0666 | -5.6529 | 0.089938 | 0.96542 | 0.089938 | 0.96542 | 0.11445 | 0.96542 | 0.11445 | 0.96542 | 3.8992 | 0 | 3.8992 | 0
211004-23 Watt Intergral CFL - ISR=0.76 | 0.015957 | 0.016041 | 0.018598 | 111.992 | 739.1472 | -2.1903 | -14.4561 | 0.1068 | 0 | 0.1068 | 0 | 0.1161 | 0 | 0.1161 | 0 | 12.4808 | 0 | 12.4808 | 0
211017-Floor Lamp - 2 23 Watt pin based | 0.016796 | 0.016885 | 0.019577 | 117.8863 | 1768.2948 | -2.3056 | -34.5841 | 0.082322 | 1.0475 | 0.082322 | 1.0475 | 0.12605 | 1.0475 | 0.12605 | 1.0475 | 2.4142 | 0 | 2.4142 | 0
211012-CFL 9W Globe Lamp - ISR=.76 | 0.0046555 | 0.0046801 | 0.0054264 | 32.675 | 173.1776 | -0.63905 | -3.387 | 0.088375 | 0.96542 | 0.088375 | 0.96542 | 0.11445 | 0.96542 | 0.11445 | 0.96542 | 3.6654 | 0 | 3.6654 | 0
211015-CFL, 14W lamp, A-Line, Integral or Modular, Tube or Spiral or Flood - ISR=0.76 | 0.0058276 | 0.0058584 | 0.0067921 | 40.9014 | 216.7775 | -0.79994 | -4.2397 | 0.089938 | 0.96542 | 0.089938 | 0.96542 | 0.11445 | 0.96542 | 0.11445 | 0.96542 | 3.8992 | 0 | 3.8992 | 0
211013-Table Lamp 18-Watt Pin based | 0.0046555 | 0.0046801 | 0.0054256 | 32.675 | 490.1253 | -0.63905 | -9.5858 | 0.066011 | 1.0475 | 0.066011 | 1.0475 | 0.12605 | 1.0475 | 0.12605 | 1.0475 | 1.7583 | 0 | 1.7583 | 0
211017-Floor Lamp - 2 23 Watt pin based | 0.0083982 | 0.0084426 | 0.0097884 | 58.9432 | 884.1474 | -1.1528 | -17.292 | 0.082322 | 1.0475 | 0.082322 | 1.0475 | 0.12605 | 1.0475 | 0.12605 | 1.0475 | 2.4142 | 0 | 2.4142 | 0
211004-23 Watt Intergral CFL - ISR=0.76 | 0.015957 | 0.016041 | 0.018598 | 111.992 | 739.1472 | -2.1903 | -14.4561 | 0.1068 | 0 | 0.1068 | 0 | 0.1161 | 0 | 0.1161 | 0 | 12.4808 | 0 | 12.4808 | 0
211017-Floor Lamp - 2 23 Watt pin based | 0.0083982 | 0.0084426 | 0.0097884 | 58.9432 | 884.1474 | -1.1528 | -17.292 | 0.082322 | 1.0475 | 0.082322 | 1.0475 | 0.12605 | 1.0475 | 0.12605 | 1.0475 | 2.4142 | 0 | 2.4142 | 0
211016-CFL - 3 Way - 20 Watt median - ISR = 0.76 | 0.013875 | 0.013949 | 0.016172 | 97.3843 | 516.1366 | -1.9046 | -10.0945 | 0.087066 | 0.96542 | 0.087066 | 0.96542 | 0.11445 | 0.96542 | 0.11445 | 0.96542 | 3.4901 | 0 | 3.4901 | 0
211016-CFL - 3 Way - 20 Watt median - ISR = 0.76 | 0.0111 | 0.011159 | 0.012938 | 77.9074 | 412.9093 | -1.5237 | -8.0756 | 0.087066 | 0.96542 | 0.087066 | 0.96542 | 0.11445 | 0.96542 | 0.11445 | 0.96542 | 3.4901 | 0 | 3.4901 | 0
211017-Floor Lamp - 2 23 Watt pin based | 0.016796 | 0.016885 | 0.019577 | 117.8863 | 1768.2948 | -2.3056 | -34.5841 | 0.082322 | 1.0475 | 0.082322 | 1.0475 | 0.12605 | 1.0475 | 0.12605 | 1.0475 | 2.4142 | 0 | 2.4142 | 0
211015-CFL, 14W lamp, A-Line, Integral or Modular, Tube or Spiral or Flood - ISR=0.76 | 0.0077701 | 0.0078112 | 0.0090562 | 54.5352 | 289.0367 | -1.0666 | -5.6529 | 0.089938 | 0.96542 | 0.089938 | 0.96542 | 0.11445 | 0.96542 | 0.11445 | 0.96542 | 3.8992 | 0 | 3.8992 | 0
211012-CFL 9W Globe Lamp - ISR=.76 | 0.011639 | 0.0117 | 0.013566 | 81.6876 | 432.944 | -1.5976 | -8.4675 | 0.088375 | 0.96542 | 0.088375 | 0.96542 | 0.11445 | 0.96542 | 0.11445 | 0.96542 | 3.6654 | 0 | 3.6654 | 0
211017-Floor Lamp - 2 23 Watt pin based | 0.0083982 | 0.0084426 | 0.0097884 | 58.9432 | 884.1474 | -1.1528 | -17.292 | 0.082322 | 1.0475 | 0.082322 | 1.0475 | 0.12605 | 1.0475 | 0.12605 | 1.0475 | 2.4142 | 0 | 2.4142 | 0
211004-23 Watt Intergral CFL - ISR=0.76 | 0.012765 | 0.012833 | 0.014878 | 89.5936 | 591.3178 | -1.7523 | -11.5649 | 0.1068 | 0 | 0.1068 | 0 | 0.1161 | 0 | 0.1161 | 0 | 12.4808 | 0 | 12.4808 | 0
211015-CFL, 14W lamp, A-Line, Integral or Modular, Tube or Spiral or Flood - ISR=0.76 | 0.0019425 | 0.0019528 | 0.002264 | 13.6338 | 72.2592 | -0.26665 | -1.4132 | 0.089938 | 0.96542 | 0.089938 | 0.96542 | 0.11445 | 0.96542 | 0.11445 | 0.96542 | 3.8992 | 0 | 3.8992 | 0
211016-CFL - 3 Way - 20 Watt median - ISR = 0.76 | 0.013875 | 0.013949 | 0.016172 | 97.3843 | 516.1366 | -1.9046 | -10.0945 | 0.087066 | 0.96542 | 0.087066 | 0.96542 | 0.11445 | 0.96542 | 0.11445 | 0.96542 | 3.4901 | 0 | 3.4901 | 0
211017-Floor Lamp - 2 23 Watt pin based | 0.016796 | 0.016885 | 0.019577 | 117.8863 | 1768.2948 | -2.3056 | -34.5841 | 0.082322 | 1.0475 | 0.082322 | 1.0475 | 0.12605 | 1.0475 | 0.12605 | 1.0475 | 2.4142 | 0 | 2.4142 | 0
211016-CFL - 3 Way - 20 Watt median - ISR = 0.76 | 0.0083251 | 0.0083691 | 0.0097032 | 58.4306 | 309.682 | -1.1428 | -6.0567 | 0.087066 | 0.96542 | 0.087066 | 0.96542 | 0.11445 | 0.96542 | 0.11445 | 0.96542 | 3.4901 | 0 | 3.4901 | 0
211012-CFL 9W Globe Lamp - ISR=.76 | 0.0069833 | 0.0070202 | 0.0081396 | 49.0125 | 259.7664 | -0.95858 | -5.0805 | 0.088375 | 0.96542 | 0.088375 | 0.96542 | 0.11445 | 0.96542 | 0.11445 | 0.96542 | 3.6654 | 0 | 3.6654 | 0
211016-CFL - 3 Way - 20 Watt median - ISR = 0.76 | 0.0055501 | 0.0055794 | 0.0064688 | 38.9537 | 206.4547 | -0.76185 | -4.0378 | 0.087066 | 0.96542 | 0.087066 | 0.96542 | 0.11445 | 0.96542 | 0.11445 | 0.96542 | 3.4901 | 0 | 3.4901 | 0
211016-CFL - 3 Way - 20 Watt median - ISR = 0.76 | 0.013875 | 0.013949 | 0.016172 | 97.3843 | 516.1366 | -1.9046 | -10.0945 | 0.087066 | 0.96542 | 0.087066 | 0.96542 | 0.11445 | 0.96542 | 0.11445 | 0.96542 | 3.4901 | 0 | 3.4901 | 0
211015-CFL, 14W lamp, A-Line, Integral or Modular, Tube or Spiral or Flood - ISR=0.76 | 0.0038851 | 0.0039056 | 0.0045281 | 27.2676 | 144.5184 | -0.5333 | -2.8265 | 0.089938 | 0.96542 | 0.089938 | 0.96542 | 0.11445 | 0.96542 | 0.11445 | 0.96542 | 3.8992 | 0 | 3.8992 | 0
211017-Floor Lamp - 2 23 Watt pin based | 0.016796 | 0.016885 | 0.019577 | 117.8863 | 1768.2948 | -2.3056 | -34.5841 | 0.082322 | 1.0475 | 0.082322 | 1.0475 | 0.12605 | 1.0475 | 0.12605 | 1.0475 | 2.4142 | 0 | 2.4142 | 0
211004-23 Watt Intergral CFL - ISR=0.76 | 0.0095739 | 0.0096245 | 0.011159 | 67.1952 | 443.4883 | -1.3142 | -8.6737 | 0.1068 | 0 | 0.1068 | 0 | 0.1161 | 0 | 0.1161 | 0 | 12.4808 | 0 | 12.4808 | 0
211015-CFL, 14W lamp, A-Line, Integral or Modular, Tube or Spiral or Flood - ISR=0.76 | 0.0038851 | 0.0039056 | 0.0045281 | 27.2676 | 144.5184 | -0.5333 | -2.8265 | 0.089938 | 0.96542 | 0.089938 | 0.96542 | 0.11445 | 0.96542 | 0.11445 | 0.96542 | 3.8992 | 0 | 3.8992 | 0
211017-Floor Lamp - 2 23 Watt pin based | 0.0083982 | 0.0084426 | 0.0097884 | 58.9432 | 884.1474 | -1.1528 | -17.292 | 0.082322 | 1.0475 | 0.082322 | 1.0475 | 0.12605 | 1.0475 | 0.12605 | 1.0475 | 2.4142 | 0 | 2.4142 | 0
211015-CFL, 14W lamp, A-Line, Integral or Modular, Tube or Spiral or Flood - ISR=0.76 | 0.0097127 | 0.009764 | 0.01132 | 68.169 | 361.2959 | -1.3332 | -7.0662 | 0.089938 | 0.96542 | 0.089938 | 0.96542 | 0.11445 | 0.96542 | 0.11445 | 0.96542 | 3.8992 | 0 | 3.8992 | 0
211012-CFL 9W Globe Lamp - ISR=.76 | 0.011639 | 0.0117 | 0.013566 | 81.6876 | 432.944 | -1.5976 | -8.4675 | 0.088375 | 0.96542 | 0.088375 | 0.96542 | 0.11445 | 0.96542 | 0.11445 | 0.96542 | 3.6654 | 0 | 3.6654 | 0
211015-CFL, 14W lamp, A-Line, Integral or Modular, Tube or Spiral or Flood - ISR=0.76 | 0.0097127 | 0.009764 | 0.01132 | 68.169 | 361.2959 | -1.3332 | -7.0662 | 0.089938 | 0.96542 | 0.089938 | 0.96542 | 0.11445 | 0.96542 | 0.11445 | 0.96542 | 3.8992 | 0 | 3.8992 | 0
211004-23 Watt Intergral CFL - ISR=0.76 | 0.015957 | 0.016041 | 0.018598 | 111.992 | 739.1472 | -2.1903 | -14.4561 | 0.1068 | 0 | 0.1068 | 0 | 0.1161 | 0 | 0.1161 | 0 | 12.4808 | 0 | 12.4808 | 0
211017-Floor Lamp - 2 23 Watt pin based | 0.016796 | 0.016885 | 0.019577 | 117.8863 | 1768.2948 | -2.3056 | -34.5841 | 0.082322 | 1.0475 | 0.082322 | 1.0475 | 0.12605 | 1.0475 | 0.12605 | 1.0475 | 2.4142 | 0 | 2.4142 | 0
211012-CFL 9W Globe Lamp - ISR=.76 | 0.0023278 | 0.0023401 | 0.0027132 | 16.3375 | 86.5888 | -0.31953 | -1.6935 | 0.088375 | 0.96542 | 0.088375 | 0.96542 | 0.11445 | 0.96542 | 0.11445 | 0.96542 | 3.6654 | 0 | 3.6654 | 0
211016-CFL - 3 Way - 20 Watt median - ISR = 0.76 | 0.0055501 | 0.0055794 | 0.0064688 | 38.9537 | 206.4547 | -0.76185 | -4.0378 | 0.087066 | 0.96542 | 0.087066 | 0.96542 | 0.11445 | 0.96542 | 0.11445 | 0.96542 | 3.4901 | 0 | 3.4901 | 0
211015-CFL, 14W lamp, A-Line, Integral or Modular, Tube or Spiral or Flood - ISR=0.76 | 0.0038851 | 0.0039056 | 0.0045281 | 27.2676 | 144.5184 | -0.5333 | -2.8265 | 0.089938 | 0.96542 | 0.089938 | 0.96542 | 0.11445 | 0.96542 | 0.11445 | 0.96542 | 3.8992 | 0 | 3.8992 | 0
211013-Table Lamp 18-Watt Pin based | 0.009311 | 0.0093602 | 0.010851 | 65.35 | 980.2506 | -1.2781 | -19.1716 | 0.066011 | 1.0475 | 0.066011 | 1.0475 | 0.12605 | 1.0475 | 0.12605 | 1.0475 | 1.7583 | 0 | 1.7583 | 0
211004-23 Watt Intergral CFL - ISR=0.76 | 0.012765 | 0.012833 | 0.014878 | 89.5936 | 591.3178 | -1.7523 | -11.5649 | 0.1068 | 0 | 0.1068 | 0 | 0.1161 | 0 | 0.1161 | 0 | 12.4808 | 0 | 12.4808 | 0
211016-CFL - 3 Way - 20 Watt median - ISR = 0.76 | 0.002775 | 0.0027897 | 0.0032344 | 19.4769 | 103.2273 | -0.38093 | -2.0189 | 0.087066 | 0.96542 | 0.087066 | 0.96542 | 0.11445 | 0.96542 | 0.11445 | 0.96542 | 3.4901 | 0 | 3.4901 | 0
211012-CFL 9W Globe Lamp - ISR=.76 | 0.0046555 | 0.0046801 | 0.0054264 | 32.675 | 173.1776 | -0.63905 | -3.387 | 0.088375 | 0.96542 | 0.088375 | 0.96542 | 0.11445 | 0.96542 | 0.11445 | 0.96542 | 3.6654 | 0 | 3.6654 | 0
211004-23 Watt Intergral CFL - ISR=0.76 | 0.0031913 | 0.0032082 | 0.0037196 | 22.3984 | 147.8294 | -0.43807 | -2.8912 | 0.1068 | 0 | 0.1068 | 0 | 0.1161 | 0 | 0.1161 | 0 | 12.4808 | 0 | 12.4808 | 0
211016-CFL - 3 Way - 20 Watt median - ISR = 0.76 | 0.0055501 | 0.0055794 | 0.0064688 | 38.9537 | 206.4547 | -0.76185 | -4.0378 | 0.087066 | 0.96542 | 0.087066 | 0.96542 | 0.11445 | 0.96542 | 0.11445 | 0.96542 | 3.4901 | 0 | 3.4901 | 0
211017-Floor Lamp - 2 23 Watt pin based | 0.016796 | 0.016885 | 0.019577 | 117.8863 | 1768.2948 | -2.3056 | -34.5841 | 0.082322 | 1.0475 | 0.082322 | 1.0475 | 0.12605 | 1.0475 | 0.12605 | 1.0475 | 2.4142 | 0 | 2.4142 | 0
211012-CFL 9W Globe Lamp - ISR=.76 | 0.0046555 | 0.0046801 | 0.0054264 | 32.675 | 173.1776 | -0.63905 | -3.387 | 0.088375 | 0.96542 | 0.088375 | 0.96542 | 0.11445 | 0.96542 | 0.11445 | 0.96542 | 3.6654 | 0 | 3.6654 | 0
211015-CFL, 14W lamp, A-Line, Integral or Modular, Tube or Spiral or Flood - ISR=0.76 | 0.0058276 | 0.0058584 | 0.0067921 | 40.9014 | 216.7775 | -0.79994 | -4.2397 | 0.089938 | 0.96542 | 0.089938 | 0.96542 | 0.11445 | 0.96542 | 0.11445 | 0.96542 | 3.8992 | 0 | 3.8992 | 0
211004-23 Watt Intergral CFL - ISR=0.76 | 0.0063826 | 0.0064163 | 0.0074392 | 44.7968 | 295.6589 | -0.87613 | -5.7825 | 0.1068 | 0 | 0.1068 | 0 | 0.1161 | 0 | 0.1161 | 0 | 12.4808 | 0 | 12.4808 | 0
211015-CFL, 14W lamp, A-Line, Integral or Modular, Tube or Spiral or Flood - ISR=0.76 | 0.0058276 | 0.0058584 | 0.0067921 | 40.9014 | 216.7775 | -0.79994 | -4.2397 | 0.089938 | 0.96542 | 0.089938 | 0.96542 | 0.11445 | 0.96542 | 0.11445 | 0.96542 | 3.8992 | 0 | 3.8992 | 0
211004-23 Watt Intergral CFL - ISR=0.76 | 0.015957 | 0.016041 | 0.018598 | 111.992 | 739.1472 | -2.1903 | -14.4561 | 0.1068 | 0 | 0.1068 | 0 | 0.1161 | 0 | 0.1161 | 0 | 12.4808 | 0 | 12.4808 | 0
211017-Floor Lamp - 2 23 Watt pin based | 0.0083982 | 0.0084426 | 0.0097884 | 58.9432 | 884.1474 | -1.1528 | -17.292 | 0.082322 | 1.0475 | 0.082322 | 1.0475 | 0.12605 | 1.0475 | 0.12605 | 1.0475 | 2.4142 | 0 | 2.4142 | 0
211012-CFL 9W Globe Lamp - ISR=.76 | 0.0069833 | 0.0070202 | 0.0081396 | 49.0125 | 259.7664 | -0.95858 | -5.0805 | 0.088375 | 0.96542 | 0.088375 | 0.96542 | 0.11445 | 0.96542 | 0.11445 | 0.96542 | 3.6654 | 0 | 3.6654 | 0
211015-CFL, 14W lamp, A-Line, Integral or Modular, Tube or Spiral or Flood - ISR=0.76 | 0.0038851 | 0.0039056 | 0.0045281 | 27.2676 | 144.5184 | -0.5333 | -2.8265 | 0.089938 | 0.96542 | 0.089938 | 0.96542 | 0.11445 | 0.96542 | 0.11445 | 0.96542 | 3.8992 | 0 | 3.8992 | 0
211015-CFL, 14W lamp, A-Line, Integral or Modular, Tube or Spiral or Flood - ISR=0.76 | 0.0097127 | 0.009764 | 0.01132 | 68.169 | 361.2959 | -1.3332 | -7.0662 | 0.089938 | 0.96542 | 0.089938 | 0.96542 | 0.11445 | 0.96542 | 0.11445 | 0.96542 | 3.8992 | 0 | 3.8992 | 0
211004-23 Watt Intergral CFL - ISR=0.76 | 0.0063826 | 0.0064163 | 0.0074392 | 44.7968 | 295.6589 | -0.87613 | -5.7825 | 0.1068 | 0 | 0.1068 | 0 | 0.1161 | 0 | 0.1161 | 0 | 12.4808 | 0 | 12.4808 | 0
211016-CFL - 3 Way - 20 Watt median - ISR = 0.76 | 0.002775 | 0.0027897 | 0.0032344 | 19.4769 | 103.2273 | -0.38093 | -2.0189 | 0.087066 | 0.96542 | 0.087066 | 0.96542 | 0.11445 | 0.96542 | 0.11445 | 0.96542 | 3.4901 | 0 | 3.4901 | 0
211004-23 Watt Intergral CFL - ISR=0.76 | 0.0063826 | 0.0064163 | 0.0074392 | 44.7968 | 295.6589 | -0.87613 | -5.7825 | 0.1068 | 0 | 0.1068 | 0 | 0.1161 | 0 | 0.1161 | 0 | 12.4808 | 0 | 12.4808 | 0
211017-Floor Lamp - 2 23 Watt pin based | 0.016796 | 0.016885 | 0.019577 | 117.8863 | 1768.2948 | -2.3056 | -34.5841 | 0.082322 | 1.0475 | 0.082322 | 1.0475 | 0.12605 | 1.0475 | 0.12605 | 1.0475 | 2.4142 | 0 | 2.4142 | 0
211016-CFL - 3 Way - 20 Watt median - ISR = 0.76 | 0.013875 | 0.013949 | 0.016172 | 97.3843 | 516.1366 | -1.9046 | -10.0945 | 0.087066 | 0.96542 | 0.087066 | 0.96542 | 0.11445 | 0.96542 | 0.11445 | 0.96542 | 3.4901 | 0 | 3.4901 | 0
211017-Floor Lamp - 2 23 Watt pin based | 0.0083982 | 0.0084426 | 0.0097884 | 58.9432 | 884.1474 | -1.1528 | -17.292 | 0.082322 | 1.0475 | 0.082322 | 1.0475 | 0.12605 | 1.0475 | 0.12605 | 1.0475 | 2.4142 | 0 | 2.4142 | 0
211012-CFL 9W Globe Lamp - ISR=.76 | 0.009311 | 0.0093602 | 0.010853 | 65.35 | 346.3552 | -1.2781 | -6.774 | 0.088375 | 0.96542 | 0.088375 | 0.96542 | 0.11445 | 0.96542 | 0.11445 | 0.96542 | 3.6654 | 0 | 3.6654 | 0
211004-23 Watt Intergral CFL - ISR=0.76 | 0.0031913 | 0.0032082 | 0.0037196 | 22.3984 | 147.8294 | -0.43807 | -2.8912 | 0.1068 | 0 | 0.1068 | 0 | 0.1161 | 0 | 0.1161 | 0 | 12.4808 | 0 | 12.4808 | 0
211016-CFL - 3 Way - 20 Watt median - ISR = 0.76 | 0.002775 | 0.0027897 | 0.0032344 | 19.4769 | 103.2273 | -0.38093 | -2.0189 | 0.087066 | 0.96542 | 0.087066 | 0.96542 | 0.11445 | 0.96542 | 0.11445 | 0.96542 | 3.4901 | 0 | 3.4901 | 0
211013-Table Lamp 18-Watt Pin based | 0.009311 | 0.0093602 | 0.010851 | 65.35 | 980.2506 | -1.2781 | -19.1716 | 0.066011 | 1.0475 | 0.066011 | 1.0475 | 0.12605 | 1.0475 | 0.12605 | 1.0475 | 1.7583 | 0 | 1.7583 | 0
211015-CFL, 14W lamp, A-Line, Integral or Modular, Tube or Spiral or Flood - ISR=0.76 | 0.0019425 | 0.0019528 | 0.002264 | 13.6338 | 72.2592 | -0.26665 | -1.4132 | 0.089938 | 0.96542 | 0.089938 | 0.96542 | 0.11445 | 0.96542 | 0.11445 | 0.96542 | 3.8992 | 0 | 3.8992 | 0
211017-Floor Lamp - 2 23 Watt pin based | 0.0083982 | 0.0084426 | 0.0097884 | 58.9432 | 884.1474 | -1.1528 | -17.292 | 0.082322 | 1.0475 | 0.082322 | 1.0475 | 0.12605 | 1.0475 | 0.12605 | 1.0475 | 2.4142 | 0 | 2.4142 | 0
211012-CFL 9W Globe Lamp - ISR=.76 | 0.011639 | 0.0117 | 0.013566 | 81.6876 | 432.944 | -1.5976 | -8.4675 | 0.088375 | 0.96542 | 0.088375 | 0.96542 | 0.11445 | 0.96542 | 0.11445 | 0.96542 | 3.6654 | 0 | 3.6654 | 0
211013-Table Lamp 18-Watt Pin based | 0.009311 | 0.0093602 | 0.010851 | 65.35 | 980.2506 | -1.2781 | -19.1716 | 0.066011 | 1.0475 | 0.066011 | 1.0475 | 0.12605 | 1.0475 | 0.12605 | 1.0475 | 1.7583 | 0 | 1.7583 | 0
211012-CFL 9W Globe Lamp - ISR=.76 | 0.0023278 | 0.0023401 | 0.0027132 | 16.3375 | 86.5888 | -0.31953 | -1.6935 | 0.088375 | 0.96542 | 0.088375 | 0.96542 | 0.11445 | 0.96542 | 0.11445 | 0.96542 | 3.6654 | 0 | 3.6654 | 0
211015-CFL, 14W lamp, A-Line, Integral or Modular, Tube or Spiral or Flood - ISR=0.76 | 0.0038851 | 0.0039056 | 0.0045281 | 27.2676 | 144.5184 | -0.5333 | -2.8265 | 0.089938 | 0.96542 | 0.089938 | 0.96542 | 0.11445 | 0.96542 | 0.11445 | 0.96542 | 3.8992 | 0 | 3.8992 | 0
211012-CFL 9W Globe Lamp - ISR=.76 | 0.011639 | 0.0117 | 0.013566 | 81.6876 | 432.944 | -1.5976 | -8.4675 | 0.088375 | 0.96542 | 0.088375 | 0.96542 | 0.11445 | 0.96542 | 0.11445 | 0.96542 | 3.6654 | 0 | 3.6654 | 0
211015-CFL, 14W lamp, A-Line, Integral or Modular, Tube or Spiral or Flood - ISR=0.76 | 0.0097127 | 0.009764 | 0.01132 | 68.169 | 361.2959 | -1.3332 | -7.0662 | 0.089938 | 0.96542 | 0.089938 | 0.96542 | 0.11445 | 0.96542 | 0.11445 | 0.96542 | 3.8992 | 0 | 3.8992 | 0
211016-CFL - 3 Way - 20 Watt median - ISR = 0.76 | 0.002775 | 0.0027897 | 0.0032344 | 19.4769 | 103.2273 | -0.38093 | -2.0189 | 0.087066 | 0.96542 | 0.087066 | 0.96542 | 0.11445 | 0.96542 | 0.11445 | 0.96542 | 3.4901 | 0 | 3.4901 | 0
211015-CFL, 14W lamp, A-Line, Integral or Modular, Tube or Spiral or Flood - ISR=0.76 | 0.0077701 | 0.0078112 | 0.0090562 | 54.5352 | 289.0367 | -1.0666 | -5.6529 | 0.089938 | 0.96542 | 0.089938 | 0.96542 | 0.11445 | 0.96542 | 0.11445 | 0.96542 | 3.8992 | 0 | 3.8992 | 0
211015-CFL, 14W lamp, A-Line, Integral or Modular, Tube or Spiral or Flood - ISR=0.76 | 0.0097127 | 0.009764 | 0.01132 | 68.169 | 361.2959 | -1.3332 | -7.0662 | 0.089938 | 0.96542 | 0.089938 | 0.96542 | 0.11445 | 0.96542 | 0.11445 | 0.96542 | 3.8992 | 0 | 3.8992 | 0
211004-23 Watt Intergral CFL - ISR=0.76 | 0.0063826 | 0.0064163 | 0.0074392 | 44.7968 | 295.6589 | -0.87613 | -5.7825 | 0.1068 | 0 | 0.1068 | 0 | 0.1161 | 0 | 0.1161 | 0 | 12.4808 | 0 | 12.4808 | 0
211016-CFL - 3 Way - 20 Watt median - ISR = 0.76 | 0.0083251 | 0.0083691 | 0.0097032 | 58.4306 | 309.682 | -1.1428 | -6.0567 | 0.087066 | 0.96542 | 0.087066 | 0.96542 | 0.11445 | 0.96542 | 0.11445 | 0.96542 | 3.4901 | 0 | 3.4901 | 0
211012-CFL 9W Globe Lamp - ISR=.76 | 0.0046555 | 0.0046801 | 0.0054264 | 32.675 | 173.1776 | -0.63905 | -3.387 | 0.088375 | 0.96542 | 0.088375 | 0.96542 | 0.11445 | 0.96542 | 0.11445 | 0.96542 | 3.6654 | 0 | 3.6654 | 0
211013-Table Lamp 18-Watt Pin based | 0.009311 | 0.0093602 | 0.010851 | 65.35 | 980.2506 | -1.2781 | -19.1716 | 0.066011 | 1.0475 | 0.066011 | 1.0475 | 0.12605 | 1.0475 | 0.12605 | 1.0475 | 1.7583 | 0 | 1.7583 | 0
211012-CFL 9W Globe Lamp - ISR=.76 | 0.0046555 | 0.0046801 | 0.0054264 | 32.675 | 173.1776 | -0.63905 | -3.387 | 0.088375 | 0.96542 | 0.088375 | 0.96542 | 0.11445 | 0.96542 | 0.11445 | 0.96542 | 3.6654 | 0 | 3.6654 | 0
211015-CFL, 14W lamp, A-Line, Integral or Modular, Tube or Spiral or Flood - ISR=0.76 | 0.0058276 | 0.0058584 | 0.0067921 | 40.9014 | 216.7775 | -0.79994 | -4.2397 | 0.089938 | 0.96542 | 0.089938 | 0.96542 | 0.11445 | 0.96542 | 0.11445 | 0.96542 | 3.8992 | 0 | 3.8992 | 0
211012-CFL 9W Globe Lamp - ISR=.76 | 0.011639 | 0.0117 | 0.013566 | 81.6876 | 432.944 | -1.5976 | -8.4675 | 0.088375 | 0.96542 | 0.088375 | 0.96542 | 0.11445 | 0.96542 | 0.11445 | 0.96542 | 3.6654 | 0 | 3.6654 | 0
211013-Table Lamp 18-Watt Pin based | 0.0046555 | 0.0046801 | 0.0054256 | 32.675 | 490.1253 | -0.63905 | -9.5858 | 0.066011 | 1.0475 | 0.066011 | 1.0475 | 0.12605 | 1.0475 | 0.12605 | 1.0475 | 1.7583 | 0 | 1.7583 | 0
211012-CFL 9W Globe Lamp - ISR=.76 | 0.0023278 | 0.0023401 | 0.0027132 | 16.3375 | 86.5888 | -0.31953 | -1.6935 | 0.088375 | 0.96542 | 0.088375 | 0.96542 | 0.11445 | 0.96542 | 0.11445 | 0.96542 | 3.6654 | 0 | 3.6654 | 0
211013-Table Lamp 18-Watt Pin based | 0.009311 | 0.0093602 | 0.010851 | 65.35 | 980.2506 | -1.2781 | -19.1716 | 0.066011 | 1.0475 | 0.066011 | 1.0475 | 0.12605 | 1.0475 | 0.12605 | 1.0475 | 1.7583 | 0 | 1.7583 | 0
211015-CFL, 14W lamp, A-Line, Integral or Modular, Tube or Spiral or Flood - ISR=0.76 | 0.0097127 | 0.009764 | 0.01132 | 68.169 | 361.2959 | -1.3332 | -7.0662 | 0.089938 | 0.96542 | 0.089938 | 0.96542 | 0.11445 | 0.96542 | 0.11445 | 0.96542 | 3.8992 | 0 | 3.8992 | 0
211016-CFL - 3 Way - 20 Watt median - ISR = 0.76 | 0.002775 | 0.0027897 | 0.0032344 | 19.4769 | 103.2273 | -0.38093 | -2.0189 | 0.087066 | 0.96542 | 0.087066 | 0.96542 | 0.11445 | 0.96542 | 0.11445 | 0.96542 | 3.4901 | 0 | 3.4901 | 0
211013-Table Lamp 18-Watt Pin based | 0.0046555 | 0.0046801 | 0.0054256 | 32.675 | 490.1253 | -0.63905 | -9.5858 | 0.066011 | 1.0475 | 0.066011 | 1.0475 | 0.12605 | 1.0475 | 0.12605 | 1.0475 | 1.7583 | 0 | 1.7583 | 0
211004-23 Watt Intergral CFL - ISR=0.76 | 0.012765 | 0.012833 | 0.014878 | 89.5936 | 591.3178 | -1.7523 | -11.5649 | 0.1068 | 0 | 0.1068 | 0 | 0.1161 | 0 | 0.1161 | 0 | 12.4808 | 0 | 12.4808 | 0
211004-23 Watt Intergral CFL - ISR=0.76 | 0.0063826 | 0.0064163 | 0.0074392 | 44.7968 | 295.6589 | -0.87613 | -5.7825 | 0.1068 | 0 | 0.1068 | 0 | 0.1161 | 0 | 0.1161 | 0 | 12.4808 | 0 | 12.4808 | 0
211016-CFL - 3 Way - 20 Watt median - ISR = 0.76 | 0.0083251 | 0.0083691 | 0.0097032 | 58.4306 | 309.682 | -1.1428 | -6.0567 | 0.087066 | 0.96542 | 0.087066 | 0.96542 | 0.11445 | 0.96542 | 0.11445 | 0.96542 | 3.4901 | 0 | 3.4901 | 0
211013-Table Lamp 18-Watt Pin based | 0.0046555 | 0.0046801 | 0.0054256 | 32.675 | 490.1253 | -0.63905 | -9.5858 | 0.066011 | 1.0475 | 0.066011 | 1.0475 | 0.12605 | 1.0475 | 0.12605 | 1.0475 | 1.7583 | 0 | 1.7583 | 0
211012-CFL 9W Globe Lamp - ISR=.76 | 0.009311 | 0.0093602 | 0.010853 | 65.35 | 346.3552 | -1.2781 | -6.774 | 0.088375 | 0.96542 | 0.088375 | 0.96542 | 0.11445 | 0.96542 | 0.11445 | 0.96542 | 3.6654 | 0 | 3.6654 | 0
211004-23 Watt Intergral CFL - ISR=0.76 | 0.015957 | 0.016041 | 0.018598 | 111.992 | 739.1472 | -2.1903 | -14.4561 | 0.1068 | 0 | 0.1068 | 0 | 0.1161 | 0 | 0.1161 | 0 | 12.4808 | 0 | 12.4808 | 0
211004-23 Watt Intergral CFL - ISR=0.76 | 0.015957 | 0.016041 | 0.018598 | 111.992 | 739.1472 | -2.1903 | -14.4561 | 0.1068 | 0 | 0.1068 | 0 | 0.1161 | 0 | 0.1161 | 0 | 12.4808 | 0 | 12.4808 | 0
211015-CFL, 14W lamp, A-Line, Integral or Modular, Tube or Spiral or Flood - ISR=0.76 | 0.0097127 | 0.009764 | 0.01132 | 68.169 | 361.2959 | -1.3332 | -7.0662 | 0.089938 | 0.96542 | 0.089938 | 0.96542 | 0.11445 | 0.96542 | 0.11445 | 0.96542 | 3.8992 | 0 | 3.8992 | 0
211017-Floor Lamp - 2 23 Watt pin based | 0.016796 | 0.016885 | 0.019577 | 117.8863 | 1768.2948 | -2.3056 | -34.5841 | 0.082322 | 1.0475 | 0.082322 | 1.0475 | 0.12605 | 1.0475 | 0.12605 | 1.0475 | 2.4142 | 0 | 2.4142 | 0
211013-Table Lamp 18-Watt Pin based | 0.0046555 | 0.0046801 | 0.0054256 | 32.675 | 490.1253 | -0.63905 | -9.5858 | 0.066011 | 1.0475 | 0.066011 | 1.0475 | 0.12605 | 1.0475 | 0.12605 | 1.0475 | 1.7583 | 0 | 1.7583 | 0
211017-Floor Lamp - 2 23 Watt pin based | 0.0083982 | 0.0084426 | 0.0097884 | 58.9432 | 884.1474 | -1.1528 | -17.292 | 0.082322 | 1.0475 | 0.082322 | 1.0475 | 0.12605 | 1.0475 | 0.12605 | 1.0475 | 2.4142 | 0 | 2.4142 | 0
211012-CFL 9W Globe Lamp - ISR=.76 | 0.0023278 | 0.0023401 | 0.0027132 | 16.3375 | 86.5888 | -0.31953 | -1.6935 | 0.088375 | 0.96542 | 0.088375 | 0.96542 | 0.11445 | 0.96542 | 0.11445 | 0.96542 | 3.6654 | 0 | 3.6654 | 0
211015-CFL, 14W lamp, A-Line, Integral or Modular, Tube or Spiral or Flood - ISR=0.76 | 0.0019425 | 0.0019528 | 0.002264 | 13.6338 | 72.2592 | -0.26665 | -1.4132 | 0.089938 | 0.96542 | 0.089938 | 0.96542 | 0.11445 | 0.96542 | 0.11445 | 0.96542 | 3.8992 | 0 | 3.8992 | 0
211013-Table Lamp 18-Watt Pin based | 0.0046555 | 0.0046801 | 0.0054256 | 32.675 | 490.1253 | -0.63905 | -9.5858 | 0.066011 | 1.0475 | 0.066011 | 1.0475 | 0.12605 | 1.0475 | 0.12605 | 1.0475 | 1.7583 | 0 | 1.7583 | 0
211015-CFL, 14W lamp, A-Line, Integral or Modular, Tube or Spiral or Flood - ISR=0.76 | 0.0097127 | 0.009764 | 0.01132 | 68.169 | 361.2959 | -1.3332 | -7.0662 | 0.089938 | 0.96542 | 0.089938 | 0.96542 | 0.11445 | 0.96542 | 0.11445 | 0.96542 | 3.8992 | 0 | 3.8992 | 0
211013-Table Lamp 18-Watt Pin based | 0.0046555 | 0.0046801 | 0.0054256 | 32.675 | 490.1253 | -0.63905 | -9.5858 | 0.066011 | 1.0475 | 0.066011 | 1.0475 | 0.12605 | 1.0475 | 0.12605 | 1.0475 | 1.7583 | 0 | 1.7583 | 0
211004-23 Watt Intergral CFL - ISR=0.76 | 0.015957 | 0.016041 | 0.018598 | 111.992 | 739.1472 | -2.1903 | -14.4561 | 0.1068 | 0 | 0.1068 | 0 | 0.1161 | 0 | 0.1161 | 0 | 12.4808 | 0 | 12.4808 | 0
211004-23 Watt Intergral CFL - ISR=0.76 | 0.0063826 | 0.0064163 | 0.0074392 | 44.7968 | 295.6589 | -0.87613 | -5.7825 | 0.1068 | 0 | 0.1068 | 0 | 0.1161 | 0 | 0.1161 | 0 | 12.4808 | 0 | 12.4808 | 0
211015-CFL, 14W lamp, A-Line, Integral or Modular, Tube or Spiral or Flood - ISR=0.76 | 0.0058276 | 0.0058584 | 0.0067921 | 40.9014 | 216.7775 | -0.79994 | -4.2397 | 0.089938 | 0.96542 | 0.089938 | 0.96542 | 0.11445 | 0.96542 | 0.11445 | 0.96542 | 3.8992 | 0 | 3.8992 | 0
211003-Lighting - Torchiere - Energy Star (70 watt ) Turn-in | 0.04429 | 0.044289 | 0.031671 | 325.3902 | 4880.853 | 0 | 0 | 0.10776 | 0 | 0.10776 | 0 | 0.12081 | 0 | 0.12081 | 0 | 9.2538 | 0 | 9.2538 | 0
211012-CFL 9W Globe Lamp - ISR=.76 | 0.0023278 | 0.0023401 | 0.0027132 | 16.3375 | 86.5888 | -0.31953 | -1.6935 | 0.088375 | 0.96542 | 0.088375 | 0.96542 | 0.11445 | 0.96542 | 0.11445 | 0.96542 | 3.6654 | 0 | 3.6654 | 0
211013-Table Lamp 18-Watt Pin based | 0.0046555 | 0.0046801 | 0.0054256 | 32.675 | 490.1253 | -0.63905 | -9.5858 | 0.066011 | 1.0475 | 0.066011 | 1.0475 | 0.12605 | 1.0475 | 0.12605 | 1.0475 | 1.7583 | 0 | 1.7583 | 0
211015-CFL, 14W lamp, A-Line, Integral or Modular, Tube or Spiral or Flood - ISR=0.76 | 0.0097127 | 0.009764 | 0.01132 | 68.169 | 361.2959 | -1.3332 | -7.0662 | 0.089938 | 0.96542 | 0.089938 | 0.96542 | 0.11445 | 0.96542 | 0.11445 | 0.96542 | 3.8992 | 0 | 3.8992 | 0
211004-23 Watt Intergral CFL - ISR=0.76 | 0.015957 | 0.016041 | 0.018598 | 111.992 | 739.1472 | -2.1903 | -14.4561 | 0.1068 | 0 | 0.1068 | 0 | 0.1161 | 0 | 0.1161 | 0 | 12.4808 | 0 | 12.4808 | 0
211017-Floor Lamp - 2 23 Watt pin based | 0.0083982 | 0.0084426 | 0.0097884 | 58.9432 | 884.1474 | -1.1528 | -17.292 | 0.082322 | 1.0475 | 0.082322 | 1.0475 | 0.12605 | 1.0475 | 0.12605 | 1.0475 | 2.4142 | 0 | 2.4142 | 0
211017-Floor Lamp - 2 23 Watt pin based | 0.0083982 | 0.0084426 | 0.0097884 | 58.9432 | 884.1474 | -1.1528 | -17.292 | 0.082322 | 1.0475 | 0.082322 | 1.0475 | 0.12605 | 1.0475 | 0.12605 | 1.0475 | 2.4142 | 0 | 2.4142 | 0
211004-23 Watt Intergral CFL - ISR=0.76 | 0.0031913 | 0.0032082 | 0.0037196 | 22.3984 | 147.8294 | -0.43807 | -2.8912 | 0.1068 | 0 | 0.1068 | 0 | 0.1161 | 0 | 0.1161 | 0 | 12.4808 | 0 | 12.4808 | 0
211013-Table Lamp 18-Watt Pin based | 0.009311 | 0.0093602 | 0.010851 | 65.35 | 980.2506 | -1.2781 | -19.1716 | 0.066011 | 1.0475 | 0.066011 | 1.0475 | 0.12605 | 1.0475 | 0.12605 | 1.0475 | 1.7583 | 0 | 1.7583 | 0
211016-CFL - 3 Way - 20 Watt median - ISR = 0.76 | 0.013875 | 0.013949 | 0.016172 | 97.3843 | 516.1366 | -1.9046 | -10.0945 | 0.087066 | 0.96542 | 0.087066 | 0.96542 | 0.11445 | 0.96542 | 0.11445 | 0.96542 | 3.4901 | 0 | 3.4901 | 0
211012-CFL 9W Globe Lamp - ISR=.76 | 0.011639 | 0.0117 | 0.013566 | 81.6876 | 432.944 | -1.5976 | -8.4675 | 0.088375 | 0.96542 | 0.088375 | 0.96542 | 0.11445 | 0.96542 | 0.11445 | 0.96542 | 3.6654 | 0 | 3.6654 | 0
211016-CFL - 3 Way - 20 Watt median - ISR = 0.76 | 0.013875 | 0.013949 | 0.016172 | 97.3843 | 516.1366 | -1.9046 | -10.0945 | 0.087066 | 0.96542 | 0.087066 | 0.96542 | 0.11445 | 0.96542 | 0.11445 | 0.96542 | 3.4901 | 0 | 3.4901 | 0
211017-Floor Lamp - 2 23 Watt pin based | 0.016796 | 0.016885 | 0.019577 | 117.8863 | 1768.2948 | -2.3056 | -34.5841 | 0.082322 | 1.0475 | 0.082322 | 1.0475 | 0.12605 | 1.0475 | 0.12605 | 1.0475 | 2.4142 | 0 | 2.4142 | 0
211016-CFL - 3 Way - 20 Watt median - ISR = 0.76 | 0.002775 | 0.0027897 | 0.0032344 | 19.4769 | 103.2273 | -0.38093 | -2.0189 | 0.087066 | 0.96542 | 0.087066 | 0.96542 | 0.11445 | 0.96542 | 0.11445 | 0.96542 | 3.4901 | 0 | 3.4901 | 0
211015-CFL, 14W lamp, A-Line, Integral or Modular, Tube or Spiral or Flood - ISR=0.76 | 0.0077701 | 0.0078112 | 0.0090562 | 54.5352 | 289.0367 | -1.0666 | -5.6529 | 0.089938 | 0.96542 | 0.089938 | 0.96542 | 0.11445 | 0.96542 | 0.11445 | 0.96542 | 3.8992 | 0 | 3.8992 | 0
211015-CFL, 14W lamp, A-Line, Integral or Modular, Tube or Spiral or Flood - ISR=0.76 | 0.0077701 | 0.0078112 | 0.0090562 | 54.5352 | 289.0367 | -1.0666 | -5.6529 | 0.089938 | 0.96542 | 0.089938 | 0.96542 | 0.11445 | 0.96542 | 0.11445 | 0.96542 | 3.8992 | 0 | 3.8992 | 0
211012-CFL 9W Globe Lamp - ISR=.76 | 0.011639 | 0.0117 | 0.013566 | 81.6876 | 432.944 | -1.5976 | -8.4675 | 0.088375 | 0.96542 | 0.088375 | 0.96542 | 0.11445 | 0.96542 | 0.11445 | 0.96542 | 3.6654 | 0 | 3.6654 | 0
211017-Floor Lamp - 2 23 Watt pin based | 0.0083982 | 0.0084426 | 0.0097884 | 58.9432 | 884.1474 | -1.1528 | -17.292 | 0.082322 | 1.0475 | 0.082322 | 1.0475 | 0.12605 | 1.0475 | 0.12605 | 1.0475 | 2.4142 | 0 | 2.4142 | 0
211015-CFL, 14W lamp, A-Line, Integral or Modular, Tube or Spiral or Flood - ISR=0.76 | 0.0097127 | 0.009764 | 0.01132 | 68.169 | 361.2959 | -1.3332 | -7.0662 | 0.089938 | 0.96542 | 0.089938 | 0.96542 | 0.11445 | 0.96542 | 0.11445 | 0.96542 | 3.8992 | 0 | 3.8992 | 0
211004-23 Watt Intergral CFL - ISR=0.76 | 0.0063826 | 0.0064163 | 0.0074392 | 44.7968 | 295.6589 | -0.87613 | -5.7825 | 0.1068 | 0 | 0.1068 | 0 | 0.1161 | 0 | 0.1161 | 0 | 12.4808 | 0 | 12.4808 | 0
211016-CFL - 3 Way - 20 Watt median - ISR = 0.76 | 0.0083251 | 0.0083691 | 0.0097032 | 58.4306 | 309.682 | -1.1428 | -6.0567 | 0.087066 | 0.96542 | 0.087066 | 0.96542 | 0.11445 | 0.96542 | 0.11445 | 0.96542 | 3.4901 | 0 | 3.4901 | 0
211015-CFL, 14W lamp, A-Line, Integral or Modular, Tube or Spiral or Flood - ISR=0.76 | 0.0097127 | 0.009764 | 0.01132 | 68.169 | 361.2959 | -1.3332 | -7.0662 | 0.089938 | 0.96542 | 0.089938 | 0.96542 | 0.11445 | 0.96542 | 0.11445 | 0.96542 | 3.8992 | 0 | 3.8992 | 0
211015-CFL, 14W lamp, A-Line, Integral or Modular, Tube or Spiral or Flood - ISR=0.76 | 0.0097127 | 0.009764 | 0.01132 | 68.169 | 361.2959 | -1.3332 | -7.0662 | 0.089938 | 0.96542 | 0.089938 | 0.96542 | 0.11445 | 0.96542 | 0.11445 | 0.96542 | 3.8992 | 0 | 3.8992 | 0
211013-Table Lamp 18-Watt Pin based | 0.009311 | 0.0093602 | 0.010851 | 65.35 | 980.2506 | -1.2781 | -19.1716 | 0.066011 | 1.0475 | 0.066011 | 1.0475 | 0.12605 | 1.0475 | 0.12605 | 1.0475 | 1.7583 | 0 | 1.7583 | 0
211015-CFL, 14W lamp, A-Line, Integral or Modular, Tube or Spiral or Flood - ISR=0.76 | 0.0097127 | 0.009764 | 0.01132 | 68.169 | 361.2959 | -1.3332 | -7.0662 | 0.089938 | 0.96542 | 0.089938 | 0.96542 | 0.11445 | 0.96542 | 0.11445 | 0.96542 | 3.8992 | 0 | 3.8992 | 0
211013-Table Lamp 18-Watt Pin based | 0.0046555 | 0.0046801 | 0.0054256 | 32.675 | 490.1253 | -0.63905 | -9.5858 | 0.066011 | 1.0475 | 0.066011 | 1.0475 | 0.12605 | 1.0475 | 0.12605 | 1.0475 | 1.7583 | 0 | 1.7583 | 0
211017-Floor Lamp - 2 23 Watt pin based | 0.016796 | 0.016885 | 0.019577 | 117.8863 | 1768.2948 | -2.3056 | -34.5841 | 0.082322 | 1.0475 | 0.082322 | 1.0475 | 0.12605 | 1.0475 | 0.12605 | 1.0475 | 2.4142 | 0 | 2.4142 | 0
211012-CFL 9W Globe Lamp - ISR=.76 | 0.0023278 | 0.0023401 | 0.0027132 | 16.3375 | 86.5888 | -0.31953 | -1.6935 | 0.088375 | 0.96542 | 0.088375 | 0.96542 | 0.11445 | 0.96542 | 0.11445 | 0.96542 | 3.6654 | 0 | 3.6654 | 0
211004-23 Watt Intergral CFL - ISR=0.76 | 0.0031913 | 0.0032082 | 0.0037196 | 22.3984 | 147.8294 | -0.43807 | -2.8912 | 0.1068 | 0 | 0.1068 | 0 | 0.1161 | 0 | 0.1161 | 0 | 12.4808 | 0 | 12.4808 | 0
211016-CFL - 3 Way - 20 Watt median - ISR = 0.76 | 0.0083251 | 0.0083691 | 0.0097032 | 58.4306 | 309.682 | -1.1428 | -6.0567 | 0.087066 | 0.96542 | 0.087066 | 0.96542 | 0.11445 | 0.96542 | 0.11445 | 0.96542 | 3.4901 | 0 | 3.4901 | 0
211015-CFL, 14W lamp, A-Line, Integral or Modular, Tube or Spiral or Flood - ISR=0.76 | 0.0097127 | 0.009764 | 0.01132 | 68.169 | 361.2959 | -1.3332 | -7.0662 | 0.089938 | 0.96542 | 0.089938 | 0.96542 | 0.11445 | 0.96542 | 0.11445 | 0.96542 | 3.8992 | 0 | 3.8992 | 0
211013-Table Lamp 18-Watt Pin based | 0.009311 | 0.0093602 | 0.010851 | 65.35 | 980.2506 | -1.2781 | -19.1716 | 0.066011 | 1.0475 | 0.066011 | 1.0475 | 0.12605 | 1.0475 | 0.12605 | 1.0475 | 1.7583 | 0 | 1.7583 | 0
211004-23 Watt Intergral CFL - ISR=0.76 | 0.0063826 | 0.0064163 | 0.0074392 | 44.7968 | 295.6589 | -0.87613 | -5.7825 | 0.1068 | 0 | 0.1068 | 0 | 0.1161 | 0 | 0.1161 | 0 | 12.4808 | 0 | 12.4808 | 0
211016-CFL - 3 Way - 20 Watt median - ISR = 0.76 | 0.0083251 | 0.0083691 | 0.0097032 | 58.4306 | 309.682 | -1.1428 | -6.0567 | 0.087066 | 0.96542 | 0.087066 | 0.96542 | 0.11445 | 0.96542 | 0.11445 | 0.96542 | 3.4901 | 0 | 3.4901 | 0
211004-23 Watt Intergral CFL - ISR=0.76 | 0.0063826 | 0.0064163 | 0.0074392 | 44.7968 | 295.6589 | -0.87613 | -5.7825 | 0.1068 | 0 | 0.1068 | 0 | 0.1161 | 0 | 0.1161 | 0 | 12.4808 | 0 | 12.4808 | 0
211015-CFL, 14W lamp, A-Line, Integral or Modular, Tube or Spiral or Flood - ISR=0.76 | 0.0058276 | 0.0058584 | 0.0067921 | 40.9014 | 216.7775 | -0.79994 | -4.2397 | 0.089938 | 0.96542 | 0.089938 | 0.96542 | 0.11445 | 0.96542 | 0.11445 | 0.96542 | 3.8992 | 0 | 3.8992 | 0
211004-23 Watt Intergral CFL - ISR=0.76 | 0.015957 | 0.016041 | 0.018598 | 111.992 | 739.1472 | -2.1903 | -14.4561 | 0.1068 | 0 | 0.1068 | 0 | 0.1161 | 0 | 0.1161 | 0 | 12.4808 | 0 | 12.4808 | 0
211013-Table Lamp 18-Watt Pin based | 0.0046555 | 0.0046801 | 0.0054256 | 32.675 | 490.1253 | -0.63905 | -9.5858 | 0.066011 | 1.0475 | 0.066011 | 1.0475 | 0.12605 | 1.0475 | 0.12605 | 1.0475 | 1.7583 | 0 | 1.7583 | 0
211017-Floor Lamp - 2 23 Watt pin based | 0.0083982 | 0.0084426 | 0.0097884 | 58.9432 | 884.1474 | -1.1528 | -17.292 | 0.082322 | 1.0475 | 0.082322 | 1.0475 | 0.12605 | 1.0475 | 0.12605 | 1.0475 | 2.4142 | 0 | 2.4142 | 0
211004-23 Watt Intergral CFL - ISR=0.76 | 0.015957 | 0.016041 | 0.018598 | 111.992 | 739.1472 | -2.1903 | -14.4561 | 0.1068 | 0 | 0.1068 | 0 | 0.1161 | 0 | 0.1161 | 0 | 12.4808 | 0 | 12.4808 | 0
211004-23 Watt Intergral CFL - ISR=0.76 | 0.015957 | 0.016041 | 0.018598 | 111.992 | 739.1472 | -2.1903 | -14.4561 | 0.1068 | 0 | 0.1068 | 0 | 0.1161 | 0 | 0.1161 | 0 | 12.4808 | 0 | 12.4808 | 0
211017-Floor Lamp - 2 23 Watt pin based | 0.016796 | 0.016885 | 0.019577 | 117.8863 | 1768.2948 | -2.3056 | -34.5841 | 0.082322 | 1.0475 | 0.082322 | 1.0475 | 0.12605 | 1.0475 | 0.12605 | 1.0475 | 2.4142 | 0 | 2.4142 | 0
211016-CFL - 3 Way - 20 Watt median - ISR = 0.76 | 0.0083251 | 0.0083691 | 0.0097032 | 58.4306 | 309.682 | -1.1428 | -6.0567 | 0.087066 | 0.96542 | 0.087066 | 0.96542 | 0.11445 | 0.96542 | 0.11445 | 0.96542 | 3.4901 | 0 | 3.4901 | 0
211015-CFL, 14W lamp, A-Line, Integral or Modular, Tube or Spiral or Flood - ISR=0.76 | 0.0038851 | 0.0039056 | 0.0045281 | 27.2676 | 144.5184 | -0.5333 | -2.8265 | 0.089938 | 0.96542 | 0.089938 | 0.96542 | 0.11445 | 0.96542 | 0.11445 | 0.96542 | 3.8992 | 0 | 3.8992 | 0
211012-CFL 9W Globe Lamp - ISR=.76 | 0.0069833 | 0.0070202 | 0.0081396 | 49.0125 | 259.7664 | -0.95858 | -5.0805 | 0.088375 | 0.96542 | 0.088375 | 0.96542 | 0.11445 | 0.96542 | 0.11445 | 0.96542 | 3.6654 | 0 | 3.6654 | 0
211015-CFL, 14W lamp, A-Line, Integral or Modular, Tube or Spiral or Flood - ISR=0.76 | 0.0038851 | 0.0039056 | 0.0045281 | 27.2676 | 144.5184 | -0.5333 | -2.8265 | 0.089938 | 0.96542 | 0.089938 | 0.96542 | 0.11445 | 0.96542 | 0.11445 | 0.96542 | 3.8992 | 0 | 3.8992 | 0
211013-Table Lamp 18-Watt Pin based | 0.0046555 | 0.0046801 | 0.0054256 | 32.675 | 490.1253 | -0.63905 | -9.5858 | 0.066011 | 1.0475 | 0.066011 | 1.0475 | 0.12605 | 1.0475 | 0.12605 | 1.0475 | 1.7583 | 0 | 1.7583 | 0
211004-23 Watt Intergral CFL - ISR=0.76 | 0.0063826 | 0.0064163 | 0.0074392 | 44.7968 | 295.6589 | -0.87613 | -5.7825 | 0.1068 | 0 | 0.1068 | 0 | 0.1161 | 0 | 0.1161 | 0 | 12.4808 | 0 | 12.4808 | 0
211015-CFL, 14W lamp, A-Line, Integral or Modular, Tube or Spiral or Flood - ISR=0.76 | 0.0058276 | 0.0058584 | 0.0067921 | 40.9014 | 216.7775 | -0.79994 | -4.2397 | 0.089938 | 0.96542 | 0.089938 | 0.96542 | 0.11445 | 0.96542 | 0.11445 | 0.96542 | 3.8992 | 0 | 3.8992 | 0
211013-Table Lamp 18-Watt Pin based | 0.0046555 | 0.0046801 | 0.0054256 | 32.675 | 490.1253 | -0.63905 | -9.5858 | 0.066011 | 1.0475 | 0.066011 | 1.0475 | 0.12605 | 1.0475 | 0.12605 | 1.0475 | 1.7583 | 0 | 1.7583 | 0
211017-Floor Lamp - 2 23 Watt pin based | 0.0083982 | 0.0084426 | 0.0097884 | 58.9432 | 884.1474 | -1.1528 | -17.292 | 0.082322 | 1.0475 | 0.082322 | 1.0475 | 0.12605 | 1.0475 | 0.12605 | 1.0475 | 2.4142 | 0 | 2.4142 | 0
211004-23 Watt Intergral CFL - ISR=0.76 | 0.015957 | 0.016041 | 0.018598 | 111.992 | 739.1472 | -2.1903 | -14.4561 | 0.1068 | 0 | 0.1068 | 0 | 0.1161 | 0 | 0.1161 | 0 | 12.4808 | 0 | 12.4808 | 0
211016-CFL - 3 Way - 20 Watt median - ISR = 0.76 | 0.0083251 | 0.0083691 | 0.0097032 | 58.4306 | 309.682 | -1.1428 | -6.0567 | 0.087066 | 0.96542 | 0.087066 | 0.96542 | 0.11445 | 0.96542 | 0.11445 | 0.96542 | 3.4901 | 0 | 3.4901 | 0
211015-CFL, 14W lamp, A-Line, Integral or Modular, Tube or Spiral or Flood - ISR=0.76 | 0.0019425 | 0.0019528 | 0.002264 | 13.6338 | 72.2592 | -0.26665 | -1.4132 | 0.089938 | 0.96542 | 0.089938 | 0.96542 | 0.11445 | 0.96542 | 0.11445 | 0.96542 | 3.8992 | 0 | 3.8992 | 0
211013-Table Lamp 18-Watt Pin based | 0.009311 | 0.0093602 | 0.010851 | 65.35 | 980.2506 | -1.2781 | -19.1716 | 0.066011 | 1.0475 | 0.066011 | 1.0475 | 0.12605 | 1.0475 | 0.12605 | 1.0475 | 1.7583 | 0 | 1.7583 | 0
211004-23 Watt Intergral CFL - ISR=0.76 | 0.0063826 | 0.0064163 | 0.0074392 | 44.7968 | 295.6589 | -0.87613 | -5.7825 | 0.1068 | 0 | 0.1068 | 0 | 0.1161 | 0 | 0.1161 | 0 | 12.4808 | 0 | 12.4808 | 0
211016-CFL - 3 Way - 20 Watt median - ISR = 0.76 | 0.0055501 | 0.0055794 | 0.0064688 | 38.9537 | 206.4547 | -0.76185 | -4.0378 | 0.087066 | 0.96542 | 0.087066 | 0.96542 | 0.11445 | 0.96542 | 0.11445 | 0.96542 | 3.4901 | 0 | 3.4901 | 0
211017-Floor Lamp - 2 23 Watt pin based | 0.0083982 | 0.0084426 | 0.0097884 | 58.9432 | 884.1474 | -1.1528 | -17.292 | 0.082322 | 1.0475 | 0.082322 | 1.0475 | 0.12605 | 1.0475 | 0.12605 | 1.0475 | 2.4142 | 0 | 2.4142 | 0
211015-CFL, 14W lamp, A-Line, Integral or Modular, Tube or Spiral or Flood - ISR=0.76 | 0.0019425 | 0.0019528 | 0.002264 | 13.6338 | 72.2592 | -0.26665 | -1.4132 | 0.089938 | 0.96542 | 0.089938 | 0.96542 | 0.11445 | 0.96542 | 0.11445 | 0.96542 | 3.8992 | 0 | 3.8992 | 0
211016-CFL - 3 Way - 20 Watt median - ISR = 0.76 | 0.0083251 | 0.0083691 | 0.0097032 | 58.4306 | 309.682 | -1.1428 | -6.0567 | 0.087066 | 0.96542 | 0.087066 | 0.96542 | 0.11445 | 0.96542 | 0.11445 | 0.96542 | 3.4901 | 0 | 3.4901 | 0
211013-Table Lamp 18-Watt Pin based | 0.009311 | 0.0093602 | 0.010851 | 65.35 | 980.2506 | -1.2781 | -19.1716 | 0.066011 | 1.0475 | 0.066011 | 1.0475 | 0.12605 | 1.0475 | 0.12605 | 1.0475 | 1.7583 | 0 | 1.7583 | 0
211016-CFL - 3 Way - 20 Watt median - ISR = 0.76 | 0.013875 | 0.013949 | 0.016172 | 97.3843 | 516.1366 | -1.9046 | -10.0945 | 0.087066 | 0.96542 | 0.087066 | 0.96542 | 0.11445 | 0.96542 | 0.11445 | 0.96542 | 3.4901 | 0 | 3.4901 | 0
211012-CFL 9W Globe Lamp - ISR=.76 | 0.0023278 | 0.0023401 | 0.0027132 | 16.3375 | 86.5888 | -0.31953 | -1.6935 | 0.088375 | 0.96542 | 0.088375 | 0.96542 | 0.11445 | 0.96542 | 0.11445 | 0.96542 | 3.6654 | 0 | 3.6654 | 0
211004-23 Watt Intergral CFL - ISR=0.76 | 0.0031913 | 0.0032082 | 0.0037196 | 22.3984 | 147.8294 | -0.43807 | -2.8912 | 0.1068 | 0 | 0.1068 | 0 | 0.1161 | 0 | 0.1161 | 0 | 12.4808 | 0 | 12.4808 | 0
211016-CFL - 3 Way - 20 Watt median - ISR = 0.76 | 0.0055501 | 0.0055794 | 0.0064688 | 38.9537 | 206.4547 | -0.76185 | -4.0378 | 0.087066 | 0.96542 | 0.087066 | 0.96542 | 0.11445 | 0.96542 | 0.11445 | 0.96542 | 3.4901 | 0 | 3.4901 | 0
211015-CFL, 14W lamp, A-Line, Integral or Modular, Tube or Spiral or Flood - ISR=0.76 | 0.0019425 | 0.0019528 | 0.002264 | 13.6338 | 72.2592 | -0.26665 | -1.4132 | 0.089938 | 0.96542 | 0.089938 | 0.96542 | 0.11445 | 0.96542 | 0.11445 | 0.96542 | 3.8992 | 0 | 3.8992 | 0
211004-23 Watt Intergral CFL - ISR=0.76 | 0.015957 | 0.016041 | 0.018598 | 111.992 | 739.1472 | -2.1903 | -14.4561 | 0.1068 | 0 | 0.1068 | 0 | 0.1161 | 0 | 0.1161 | 0 | 12.4808 | 0 | 12.4808 | 0
211012-CFL 9W Globe Lamp - ISR=.76 | 0.0023278 | 0.0023401 | 0.0027132 | 16.3375 | 86.5888 | -0.31953 | -1.6935 | 0.088375 | 0.96542 | 0.088375 | 0.96542 | 0.11445 | 0.96542 | 0.11445 | 0.96542 | 3.6654 | 0 | 3.6654 | 0
211015-CFL, 14W lamp, A-Line, Integral or Modular, Tube or Spiral or Flood - ISR=0.76 | 0.0077701 | 0.0078112 | 0.0090562 | 54.5352 | 289.0367 | -1.0666 | -5.6529 | 0.089938 | 0.96542 | 0.089938 | 0.96542 | 0.11445 | 0.96542 | 0.11445 | 0.96542 | 3.8992 | 0 | 3.8992 | 0
211017-Floor Lamp - 2 23 Watt pin based | 0.0083982 | 0.0084426 | 0.0097884 | 58.9432 | 884.1474 | -1.1528 | -17.292 | 0.082322 | 1.0475 | 0.082322 | 1.0475 | 0.12605 | 1.0475 | 0.12605 | 1.0475 | 2.4142 | 0 | 2.4142 | 0
211016-CFL - 3 Way - 20 Watt median - ISR = 0.76 | 0.002775 | 0.0027897 | 0.0032344 | 19.4769 | 103.2273 | -0.38093 | -2.0189 | 0.087066 | 0.96542 | 0.087066 | 0.96542 | 0.11445 | 0.96542 | 0.11445 | 0.96542 | 3.4901 | 0 | 3.4901 | 0
211015-CFL, 14W lamp, A-Line, Integral or Modular, Tube or Spiral or Flood - ISR=0.76 | 0.0058276 | 0.0058584 | 0.0067921 | 40.9014 | 216.7775 | -0.79994 | -4.2397 | 0.089938 | 0.96542 | 0.089938 | 0.96542 | 0.11445 | 0.96542 | 0.11445 | 0.96542 | 3.8992 | 0 | 3.8992 | 0
211016-CFL - 3 Way - 20 Watt median - ISR = 0.76 | 0.0055501 | 0.0055794 | 0.0064688 | 38.9537 | 206.4547 | -0.76185 | -4.0378 | 0.087066 | 0.96542 | 0.087066 | 0.96542 | 0.11445 | 0.96542 | 0.11445 | 0.96542 | 3.4901 | 0 | 3.4901 | 0
211017-Floor Lamp - 2 23 Watt pin based | 0.016796 | 0.016885 | 0.019577 | 117.8863 | 1768.2948 | -2.3056 | -34.5841 | 0.082322 | 1.0475 | 0.082322 | 1.0475 | 0.12605 | 1.0475 | 0.12605 | 1.0475 | 2.4142 | 0 | 2.4142 | 0
211017-Floor Lamp - 2 23 Watt pin based | 0.0083982 | 0.0084426 | 0.0097884 | 58.9432 | 884.1474 | -1.1528 | -17.292 | 0.082322 | 1.0475 | 0.082322 | 1.0475 | 0.12605 | 1.0475 | 0.12605 | 1.0475 | 2.4142 | 0 | 2.4142 | 0
211013-Table Lamp 18-Watt Pin based | 0.009311 | 0.0093602 | 0.010851 | 65.35 | 980.2506 | -1.2781 | -19.1716 | 0.066011 | 1.0475 | 0.066011 | 1.0475 | 0.12605 | 1.0475 | 0.12605 | 1.0475 | 1.7583 | 0 | 1.7583 | 0
211004-23 Watt Intergral CFL - ISR=0.76 | 0.0095739 | 0.0096245 | 0.011159 | 67.1952 | 443.4883 | -1.3142 | -8.6737 | 0.1068 | 0 | 0.1068 | 0 | 0.1161 | 0 | 0.1161 | 0 | 12.4808 | 0 | 12.4808 | 0
211016-CFL - 3 Way - 20 Watt median - ISR = 0.76 | 0.0055501 | 0.0055794 | 0.0064688 | 38.9537 | 206.4547 | -0.76185 | -4.0378 | 0.087066 | 0.96542 | 0.087066 | 0.96542 | 0.11445 | 0.96542 | 0.11445 | 0.96542 | 3.4901 | 0 | 3.4901 | 0
211004-23 Watt Intergral CFL - ISR=0.76 | 0.015957 | 0.016041 | 0.018598 | 111.992 | 739.1472 | -2.1903 | -14.4561 | 0.1068 | 0 | 0.1068 | 0 | 0.1161 | 0 | 0.1161 | 0 | 12.4808 | 0 | 12.4808 | 0
211017-Floor Lamp - 2 23 Watt pin based | 0.016796 | 0.016885 | 0.019577 | 117.8863 | 1768.2948 | -2.3056 | -34.5841 | 0.082322 | 1.0475 | 0.082322 | 1.0475 | 0.12605 | 1.0475 | 0.12605 | 1.0475 | 2.4142 | 0 | 2.4142 | 0
211017-Floor Lamp - 2 23 Watt pin based | 0.0083982 | 0.0084426 | 0.0097884 | 58.9432 | 884.1474 | -1.1528 | -17.292 | 0.082322 | 1.0475 | 0.082322 | 1.0475 | 0.12605 | 1.0475 | 0.12605 | 1.0475 | 2.4142 | 0 | 2.4142 | 0
211017-Floor Lamp - 2 23 Watt pin based | 0.016796 | 0.016885 | 0.019577 | 117.8863 | 1768.2948 | -2.3056 | -34.5841 | 0.082322 | 1.0475 | 0.082322 | 1.0475 | 0.12605 | 1.0475 | 0.12605 | 1.0475 | 2.4142 | 0 | 2.4142 | 0
211004-23 Watt Intergral CFL - ISR=0.76 | 0.0031913 | 0.0032082 | 0.0037196 | 22.3984 | 147.8294 | -0.43807 | -2.8912 | 0.1068 | 0 | 0.1068 | 0 | 0.1161 | 0 | 0.1161 | 0 | 12.4808 | 0 | 12.4808 | 0
211016-CFL - 3 Way - 20 Watt median - ISR = 0.76 | 0.0111 | 0.011159 | 0.012938 | 77.9074 | 412.9093 | -1.5237 | -8.0756 | 0.087066 | 0.96542 | 0.087066 | 0.96542 | 0.11445 | 0.96542 | 0.11445 | 0.96542 | 3.4901 | 0 | 3.4901 | 0
211017-Floor Lamp - 2 23 Watt pin based | 0.0083982 | 0.0084426 | 0.0097884 | 58.9432 | 884.1474 | -1.1528 | -17.292 | 0.082322 | 1.0475 | 0.082322 | 1.0475 | 0.12605 | 1.0475 | 0.12605 | 1.0475 | 2.4142 | 0 | 2.4142 | 0
211015-CFL, 14W lamp, A-Line, Integral or Modular, Tube or Spiral or Flood - ISR=0.76 | 0.0097127 | 0.009764 | 0.01132 | 68.169 | 361.2959 | -1.3332 | -7.0662 | 0.089938 | 0.96542 | 0.089938 | 0.96542 | 0.11445 | 0.96542 | 0.11445 | 0.96542 | 3.8992 | 0 | 3.8992 | 0
211017-Floor Lamp - 2 23 Watt pin based | 0.016796 | 0.016885 | 0.019577 | 117.8863 | 1768.2948 | -2.3056 | -34.5841 | 0.082322 | 1.0475 | 0.082322 | 1.0475 | 0.12605 | 1.0475 | 0.12605 | 1.0475 | 2.4142 | 0 | 2.4142 | 0
211016-CFL - 3 Way - 20 Watt median - ISR = 0.76 | 0.013875 | 0.013949 | 0.016172 | 97.3843 | 516.1366 | -1.9046 | -10.0945 | 0.087066 | 0.96542 | 0.087066 | 0.96542 | 0.11445 | 0.96542 | 0.11445 | 0.96542 | 3.4901 | 0 | 3.4901 | 0
211017-Floor Lamp - 2 23 Watt pin based | 0.016796 | 0.016885 | 0.019577 | 117.8863 | 1768.2948 | -2.3056 | -34.5841 | 0.082322 | 1.0475 | 0.082322 | 1.0475 | 0.12605 | 1.0475 | 0.12605 | 1.0475 | 2.4142 | 0 | 2.4142 | 0
211016-CFL - 3 Way - 20 Watt median - ISR = 0.76 | 0.0055501 | 0.0055794 | 0.0064688 | 38.9537 | 206.4547 | -0.76185 | -4.0378 | 0.087066 | 0.96542 | 0.087066 | 0.96542 | 0.11445 | 0.96542 | 0.11445 | 0.96542 | 3.4901 | 0 | 3.4901 | 0
211017-Floor Lamp - 2 23 Watt pin based | 0.0083982 | 0.0084426 | 0.0097884 | 58.9432 | 884.1474 | -1.1528 | -17.292 | 0.082322 | 1.0475 | 0.082322 | 1.0475 | 0.12605 | 1.0475 | 0.12605 | 1.0475 | 2.4142 | 0 | 2.4142 | 0
211012-CFL 9W Globe Lamp - ISR=.76 | 0.0023278 | 0.0023401 | 0.0027132 | 16.3375 | 86.5888 | -0.31953 | -1.6935 | 0.088375 | 0.96542 | 0.088375 | 0.96542 | 0.11445 | 0.96542 | 0.11445 | 0.96542 | 3.6654 | 0 | 3.6654 | 0
211017-Floor Lamp - 2 23 Watt pin based | 0.0083982 | 0.0084426 | 0.0097884 | 58.9432 | 884.1474 | -1.1528 | -17.292 | 0.082322 | 1.0475 | 0.082322 | 1.0475 | 0.12605 | 1.0475 | 0.12605 | 1.0475 | 2.4142 | 0 | 2.4142 | 0
211012-CFL 9W Globe Lamp - ISR=.76 | 0.0023278 | 0.0023401 | 0.0027132 | 16.3375 | 86.5888 | -0.31953 | -1.6935 | 0.088375 | 0.96542 | 0.088375 | 0.96542 | 0.11445 | 0.96542 | 0.11445 | 0.96542 | 3.6654 | 0 | 3.6654 | 0
211004-23 Watt Intergral CFL - ISR=0.76 | 0.0095739 | 0.0096245 | 0.011159 | 67.1952 | 443.4883 | -1.3142 | -8.6737 | 0.1068 | 0 | 0.1068 | 0 | 0.1161 | 0 | 0.1161 | 0 | 12.4808 | 0 | 12.4808 | 0
211012-CFL 9W Globe Lamp - ISR=.76 | 0.0069833 | 0.0070202 | 0.0081396 | 49.0125 | 259.7664 | -0.95858 | -5.0805 | 0.088375 | 0.96542 | 0.088375 | 0.96542 | 0.11445 | 0.96542 | 0.11445 | 0.96542 | 3.6654 | 0 | 3.6654 | 0
211016-CFL - 3 Way - 20 Watt median - ISR = 0.76 | 0.0055501 | 0.0055794 | 0.0064688 | 38.9537 | 206.4547 | -0.76185 | -4.0378 | 0.087066 | 0.96542 | 0.087066 | 0.96542 | 0.11445 | 0.96542 | 0.11445 | 0.96542 | 3.4901 | 0 | 3.4901 | 0
211017-Floor Lamp - 2 23 Watt pin based | 0.016796 | 0.016885 | 0.019577 | 117.8863 | 1768.2948 | -2.3056 | -34.5841 | 0.082322 | 1.0475 | 0.082322 | 1.0475 | 0.12605 | 1.0475 | 0.12605 | 1.0475 | 2.4142 | 0 | 2.4142 | 0
211004-23 Watt Intergral CFL - ISR=0.76 | 0.012765 | 0.012833 | 0.014878 | 89.5936 | 591.3178 | -1.7523 | -11.5649 | 0.1068 | 0 | 0.1068 | 0 | 0.1161 | 0 | 0.1161 | 0 | 12.4808 | 0 | 12.4808 | 0
211016-CFL - 3 Way - 20 Watt median - ISR = 0.76 | 0.002775 | 0.0027897 | 0.0032344 | 19.4769 | 103.2273 | -0.38093 | -2.0189 | 0.087066 | 0.96542 | 0.087066 | 0.96542 | 0.11445 | 0.96542 | 0.11445 | 0.96542 | 3.4901 | 0 | 3.4901 | 0
211012-CFL 9W Globe Lamp - ISR=.76 | 0.0069833 | 0.0070202 | 0.0081396 | 49.0125 | 259.7664 | -0.95858 | -5.0805 | 0.088375 | 0.96542 | 0.088375 | 0.96542 | 0.11445 | 0.96542 | 0.11445 | 0.96542 | 3.6654 | 0 | 3.6654 | 0
211004-23 Watt Intergral CFL - ISR=0.76 | 0.0031913 | 0.0032082 | 0.0037196 | 22.3984 | 147.8294 | -0.43807 | -2.8912 | 0.1068 | 0 | 0.1068 | 0 | 0.1161 | 0 | 0.1161 | 0 | 12.4808 | 0 | 12.4808 | 0
211016-CFL - 3 Way - 20 Watt median - ISR = 0.76 | 0.002775 | 0.0027897 | 0.0032344 | 19.4769 | 103.2273 | -0.38093 | -2.0189 | 0.087066 | 0.96542 | 0.087066 | 0.96542 | 0.11445 | 0.96542 | 0.11445 | 0.96542 | 3.4901 | 0 | 3.4901 | 0
211004-23 Watt Intergral CFL - ISR=0.76 | 0.015957 | 0.016041 | 0.018598 | 111.992 | 739.1472 | -2.1903 | -14.4561 | 0.1068 | 0 | 0.1068 | 0 | 0.1161 | 0 | 0.1161 | 0 | 12.4808 | 0 | 12.4808 | 0
211017-Floor Lamp - 2 23 Watt pin based | 0.016796 | 0.016885 | 0.019577 | 117.8863 | 1768.2948 | -2.3056 | -34.5841 | 0.082322 | 1.0475 | 0.082322 | 1.0475 | 0.12605 | 1.0475 | 0.12605 | 1.0475 | 2.4142 | 0 | 2.4142 | 0
211004-23 Watt Intergral CFL - ISR=0.76 | 0.0063826 | 0.0064163 | 0.0074392 | 44.7968 | 295.6589 | -0.87613 | -5.7825 | 0.1068 | 0 | 0.1068 | 0 | 0.1161 | 0 | 0.1161 | 0 | 12.4808 | 0 | 12.4808 | 0
211016-CFL - 3 Way - 20 Watt median - ISR = 0.76 | 0.002775 | 0.0027897 | 0.0032344 | 19.4769 | 103.2273 | -0.38093 | -2.0189 | 0.087066 | 0.96542 | 0.087066 | 0.96542 | 0.11445 | 0.96542 | 0.11445 | 0.96542 | 3.4901 | 0 | 3.4901 | 0
211015-CFL, 14W lamp, A-Line, Integral or Modular, Tube or Spiral or Flood - ISR=0.76 | 0.0038851 | 0.0039056 | 0.0045281 | 27.2676 | 144.5184 | -0.5333 | -2.8265 | 0.089938 | 0.96542 | 0.089938 | 0.96542 | 0.11445 | 0.96542 | 0.11445 | 0.96542 | 3.8992 | 0 | 3.8992 | 0
211017-Floor Lamp - 2 23 Watt pin based | 0.0083982 | 0.0084426 | 0.0097884 | 58.9432 | 884.1474 | -1.1528 | -17.292 | 0.082322 | 1.0475 | 0.082322 | 1.0475 | 0.12605 | 1.0475 | 0.12605 | 1.0475 | 2.4142 | 0 | 2.4142 | 0
211004-23 Watt Intergral CFL - ISR=0.76 | 0.0095739 | 0.0096245 | 0.011159 | 67.1952 | 443.4883 | -1.3142 | -8.6737 | 0.1068 | 0 | 0.1068 | 0 | 0.1161 | 0 | 0.1161 | 0 | 12.4808 | 0 | 12.4808 | 0
211016-CFL - 3 Way - 20 Watt median - ISR = 0.76 | 0.0055501 | 0.0055794 | 0.0064688 | 38.9537 | 206.4547 | -0.76185 | -4.0378 | 0.087066 | 0.96542 | 0.087066 | 0.96542 | 0.11445 | 0.96542 | 0.11445 | 0.96542 | 3.4901 | 0 | 3.4901 | 0
211016-CFL - 3 Way - 20 Watt median - ISR = 0.76 | 0.013875 | 0.013949 | 0.016172 | 97.3843 | 516.1366 | -1.9046 | -10.0945 | 0.087066 | 0.96542 | 0.087066 | 0.96542 | 0.11445 | 0.96542 | 0.11445 | 0.96542 | 3.4901 | 0 | 3.4901 | 0
211016-CFL - 3 Way - 20 Watt median - ISR = 0.76 | 0.013875 | 0.013949 | 0.016172 | 97.3843 | 516.1366 | -1.9046 | -10.0945 | 0.087066 | 0.96542 | 0.087066 | 0.96542 | 0.11445 | 0.96542 | 0.11445 | 0.96542 | 3.4901 | 0 | 3.4901 | 0
211003-Lighting - Torchiere - Energy Star (70 watt ) Turn-in | 0.022145 | 0.022144 | 0.015835 | 162.6951 | 2440.4265 | 0 | 0 | 0.10776 | 0 | 0.10776 | 0 | 0.12081 | 0 | 0.12081 | 0 | 9.2538 | 0 | 9.2538 | 0
211004-23 Watt Intergral CFL - ISR=0.76 | 0.015957 | 0.016041 | 0.018598 | 111.992 | 739.1472 | -2.1903 | -14.4561 | 0.1068 | 0 | 0.1068 | 0 | 0.1161 | 0 | 0.1161 | 0 | 12.4808 | 0 | 12.4808 | 0
211017-Floor Lamp - 2 23 Watt pin based | 0.0083982 | 0.0084426 | 0.0097884 | 58.9432 | 884.1474 | -1.1528 | -17.292 | 0.082322 | 1.0475 | 0.082322 | 1.0475 | 0.12605 | 1.0475 | 0.12605 | 1.0475 | 2.4142 | 0 | 2.4142 | 0
211013-Table Lamp 18-Watt Pin based | 0.0046555 | 0.0046801 | 0.0054256 | 32.675 | 490.1253 | -0.63905 | -9.5858 | 0.066011 | 1.0475 | 0.066011 | 1.0475 | 0.12605 | 1.0475 | 0.12605 | 1.0475 | 1.7583 | 0 | 1.7583 | 0
211017-Floor Lamp - 2 23 Watt pin based | 0.0083982 | 0.0084426 | 0.0097884 | 58.9432 | 884.1474 | -1.1528 | -17.292 | 0.082322 | 1.0475 | 0.082322 | 1.0475 | 0.12605 | 1.0475 | 0.12605 | 1.0475 | 2.4142 | 0 | 2.4142 | 0
211004-23 Watt Intergral CFL - ISR=0.76 | 0.0095739 | 0.0096245 | 0.011159 | 67.1952 | 443.4883 | -1.3142 | -8.6737 | 0.1068 | 0 | 0.1068 | 0 | 0.1161 | 0 | 0.1161 | 0 | 12.4808 | 0 | 12.4808 | 0
211015-CFL, 14W lamp, A-Line, Integral or Modular, Tube or Spiral or Flood - ISR=0.76 | 0.0038851 | 0.0039056 | 0.0045281 | 27.2676 | 144.5184 | -0.5333 | -2.8265 | 0.089938 | 0.96542 | 0.089938 | 0.96542 | 0.11445 | 0.96542 | 0.11445 | 0.96542 | 3.8992 | 0 | 3.8992 | 0
211004-23 Watt Intergral CFL - ISR=0.76 | 0.0063826 | 0.0064163 | 0.0074392 | 44.7968 | 295.6589 | -0.87613 | -5.7825 | 0.1068 | 0 | 0.1068 | 0 | 0.1161 | 0 | 0.1161 | 0 | 12.4808 | 0 | 12.4808 | 0
211004-23 Watt Intergral CFL - ISR=0.76 | 0.015957 | 0.016041 | 0.018598 | 111.992 | 739.1472 | -2.1903 | -14.4561 | 0.1068 | 0 | 0.1068 | 0 | 0.1161 | 0 | 0.1161 | 0 | 12.4808 | 0 | 12.4808 | 0
211016-CFL - 3 Way - 20 Watt median - ISR = 0.76 | 0.013875 | 0.013949 | 0.016172 | 97.3843 | 516.1366 | -1.9046 | -10.0945 | 0.087066 | 0.96542 | 0.087066 | 0.96542 | 0.11445 | 0.96542 | 0.11445 | 0.96542 | 3.4901 | 0 | 3.4901 | 0
211013-Table Lamp 18-Watt Pin based | 0.0046555 | 0.0046801 | 0.0054256 | 32.675 | 490.1253 | -0.63905 | -9.5858 | 0.066011 | 1.0475 | 0.066011 | 1.0475 | 0.12605 | 1.0475 | 0.12605 | 1.0475 | 1.7583 | 0 | 1.7583 | 0
211017-Floor Lamp - 2 23 Watt pin based | 0.0083982 | 0.0084426 | 0.0097884 | 58.9432 | 884.1474 | -1.1528 | -17.292 | 0.082322 | 1.0475 | 0.082322 | 1.0475 | 0.12605 | 1.0475 | 0.12605 | 1.0475 | 2.4142 | 0 | 2.4142 | 0
211004-23 Watt Intergral CFL - ISR=0.76 | 0.0063826 | 0.0064163 | 0.0074392 | 44.7968 | 295.6589 | -0.87613 | -5.7825 | 0.1068 | 0 | 0.1068 | 0 | 0.1161 | 0 | 0.1161 | 0 | 12.4808 | 0 | 12.4808 | 0
211016-CFL - 3 Way - 20 Watt median - ISR = 0.76 | 0.0083251 | 0.0083691 | 0.0097032 | 58.4306 | 309.682 | -1.1428 | -6.0567 | 0.087066 | 0.96542 | 0.087066 | 0.96542 | 0.11445 | 0.96542 | 0.11445 | 0.96542 | 3.4901 | 0 | 3.4901 | 0
211012-CFL 9W Globe Lamp - ISR=.76 | 0.011639 | 0.0117 | 0.013566 | 81.6876 | 432.944 | -1.5976 | -8.4675 | 0.088375 | 0.96542 | 0.088375 | 0.96542 | 0.11445 | 0.96542 | 0.11445 | 0.96542 | 3.6654 | 0 | 3.6654 | 0
211004-23 Watt Intergral CFL - ISR=0.76 | 0.015957 | 0.016041 | 0.018598 | 111.992 | 739.1472 | -2.1903 | -14.4561 | 0.1068 | 0 | 0.1068 | 0 | 0.1161 | 0 | 0.1161 | 0 | 12.4808 | 0 | 12.4808 | 0
211013-Table Lamp 18-Watt Pin based | 0.0046555 | 0.0046801 | 0.0054256 | 32.675 | 490.1253 | -0.63905 | -9.5858 | 0.066011 | 1.0475 | 0.066011 | 1.0475 | 0.12605 | 1.0475 | 0.12605 | 1.0475 | 1.7583 | 0 | 1.7583 | 0
211017-Floor Lamp - 2 23 Watt pin based | 0.0083982 | 0.0084426 | 0.0097884 | 58.9432 | 884.1474 | -1.1528 | -17.292 | 0.082322 | 1.0475 | 0.082322 | 1.0475 | 0.12605 | 1.0475 | 0.12605 | 1.0475 | 2.4142 | 0 | 2.4142 | 0
211012-CFL 9W Globe Lamp - ISR=.76 | 0.0046555 | 0.0046801 | 0.0054264 | 32.675 | 173.1776 | -0.63905 | -3.387 | 0.088375 | 0.96542 | 0.088375 | 0.96542 | 0.11445 | 0.96542 | 0.11445 | 0.96542 | 3.6654 | 0 | 3.6654 | 0
211004-23 Watt Intergral CFL - ISR=0.76 | 0.0095739 | 0.0096245 | 0.011159 | 67.1952 | 443.4883 | -1.3142 | -8.6737 | 0.1068 | 0 | 0.1068 | 0 | 0.1161 | 0 | 0.1161 | 0 | 12.4808 | 0 | 12.4808 | 0
211004-23 Watt Intergral CFL - ISR=0.76 | 0.0063826 | 0.0064163 | 0.0074392 | 44.7968 | 295.6589 | -0.87613 | -5.7825 | 0.1068 | 0 | 0.1068 | 0 | 0.1161 | 0 | 0.1161 | 0 | 12.4808 | 0 | 12.4808 | 0
211017-Floor Lamp - 2 23 Watt pin based | 0.016796 | 0.016885 | 0.019577 | 117.8863 | 1768.2948 | -2.3056 | -34.5841 | 0.082322 | 1.0475 | 0.082322 | 1.0475 | 0.12605 | 1.0475 | 0.12605 | 1.0475 | 2.4142 | 0 | 2.4142 | 0
211012-CFL 9W Globe Lamp - ISR=.76 | 0.011639 | 0.0117 | 0.013566 | 81.6876 | 432.944 | -1.5976 | -8.4675 | 0.088375 | 0.96542 | 0.088375 | 0.96542 | 0.11445 | 0.96542 | 0.11445 | 0.96542 | 3.6654 | 0 | 3.6654 | 0
211004-23 Watt Intergral CFL - ISR=0.76 | 0.015957 | 0.016041 | 0.018598 | 111.992 | 739.1472 | -2.1903 | -14.4561 | 0.1068 | 0 | 0.1068 | 0 | 0.1161 | 0 | 0.1161 | 0 | 12.4808 | 0 | 12.4808 | 0
211017-Floor Lamp - 2 23 Watt pin based | 0.016796 | 0.016885 | 0.019577 | 117.8863 | 1768.2948 | -2.3056 | -34.5841 | 0.082322 | 1.0475 | 0.082322 | 1.0475 | 0.12605 | 1.0475 | 0.12605 | 1.0475 | 2.4142 | 0 | 2.4142 | 0
211012-CFL 9W Globe Lamp - ISR=.76 | 0.011639 | 0.0117 | 0.013566 | 81.6876 | 432.944 | -1.5976 | -8.4675 | 0.088375 | 0.96542 | 0.088375 | 0.96542 | 0.11445 | 0.96542 | 0.11445 | 0.96542 | 3.6654 | 0 | 3.6654 | 0
211004-23 Watt Intergral CFL - ISR=0.76 | 0.0095739 | 0.0096245 | 0.011159 | 67.1952 | 443.4883 | -1.3142 | -8.6737 | 0.1068 | 0 | 0.1068 | 0 | 0.1161 | 0 | 0.1161 | 0 | 12.4808 | 0 | 12.4808 | 0
211016-CFL - 3 Way - 20 Watt median - ISR = 0.76 | 0.0055501 | 0.0055794 | 0.0064688 | 38.9537 | 206.4547 | -0.76185 | -4.0378 | 0.087066 | 0.96542 | 0.087066 | 0.96542 | 0.11445 | 0.96542 | 0.11445 | 0.96542 | 3.4901 | 0 | 3.4901 | 0
211004-23 Watt Intergral CFL - ISR=0.76 | 0.0063826 | 0.0064163 | 0.0074392 | 44.7968 | 295.6589 | -0.87613 | -5.7825 | 0.1068 | 0 | 0.1068 | 0 | 0.1161 | 0 | 0.1161 | 0 | 12.4808 | 0 | 12.4808 | 0
211016-CFL - 3 Way - 20 Watt median - ISR = 0.76 | 0.002775 | 0.0027897 | 0.0032344 | 19.4769 | 103.2273 | -0.38093 | -2.0189 | 0.087066 | 0.96542 | 0.087066 | 0.96542 | 0.11445 | 0.96542 | 0.11445 | 0.96542 | 3.4901 | 0 | 3.4901 | 0
211015-CFL, 14W lamp, A-Line, Integral or Modular, Tube or Spiral or Flood - ISR=0.76 | 0.0019425 | 0.0019528 | 0.002264 | 13.6338 | 72.2592 | -0.26665 | -1.4132 | 0.089938 | 0.96542 | 0.089938 | 0.96542 | 0.11445 | 0.96542 | 0.11445 | 0.96542 | 3.8992 | 0 | 3.8992 | 0
211013-Table Lamp 18-Watt Pin based | 0.0046555 | 0.0046801 | 0.0054256 | 32.675 | 490.1253 | -0.63905 | -9.5858 | 0.066011 | 1.0475 | 0.066011 | 1.0475 | 0.12605 | 1.0475 | 0.12605 | 1.0475 | 1.7583 | 0 | 1.7583 | 0
211017-Floor Lamp - 2 23 Watt pin based | 0.0083982 | 0.0084426 | 0.0097884 | 58.9432 | 884.1474 | -1.1528 | -17.292 | 0.082322 | 1.0475 | 0.082322 | 1.0475 | 0.12605 | 1.0475 | 0.12605 | 1.0475 | 2.4142 | 0 | 2.4142 | 0
211015-CFL, 14W lamp, A-Line, Integral or Modular, Tube or Spiral or Flood - ISR=0.76 | 0.0097127 | 0.009764 | 0.01132 | 68.169 | 361.2959 | -1.3332 | -7.0662 | 0.089938 | 0.96542 | 0.089938 | 0.96542 | 0.11445 | 0.96542 | 0.11445 | 0.96542 | 3.8992 | 0 | 3.8992 | 0
211017-Floor Lamp - 2 23 Watt pin based | 0.016796 | 0.016885 | 0.019577 | 117.8863 | 1768.2948 | -2.3056 | -34.5841 | 0.082322 | 1.0475 | 0.082322 | 1.0475 | 0.12605 | 1.0475 | 0.12605 | 1.0475 | 2.4142 | 0 | 2.4142 | 0
211017-Floor Lamp - 2 23 Watt pin based | 0.0083982 | 0.0084426 | 0.0097884 | 58.9432 | 884.1474 | -1.1528 | -17.292 | 0.082322 | 1.0475 | 0.082322 | 1.0475 | 0.12605 | 1.0475 | 0.12605 | 1.0475 | 2.4142 | 0 | 2.4142 | 0
211016-CFL - 3 Way - 20 Watt median - ISR = 0.76 | 0.002775 | 0.0027897 | 0.0032344 | 19.4769 | 103.2273 | -0.38093 | -2.0189 | 0.087066 | 0.96542 | 0.087066 | 0.96542 | 0.11445 | 0.96542 | 0.11445 | 0.96542 | 3.4901 | 0 | 3.4901 | 0
211015-CFL, 14W lamp, A-Line, Integral or Modular, Tube or Spiral or Flood - ISR=0.76 | 0.0097127 | 0.009764 | 0.01132 | 68.169 | 361.2959 | -1.3332 | -7.0662 | 0.089938 | 0.96542 | 0.089938 | 0.96542 | 0.11445 | 0.96542 | 0.11445 | 0.96542 | 3.8992 | 0 | 3.8992 | 0
211017-Floor Lamp - 2 23 Watt pin based | 0.0083982 | 0.0084426 | 0.0097884 | 58.9432 | 884.1474 | -1.1528 | -17.292 | 0.082322 | 1.0475 | 0.082322 | 1.0475 | 0.12605 | 1.0475 | 0.12605 | 1.0475 | 2.4142 | 0 | 2.4142 | 0
211004-23 Watt Intergral CFL - ISR=0.76 | 0.0031913 | 0.0032082 | 0.0037196 | 22.3984 | 147.8294 | -0.43807 | -2.8912 | 0.1068 | 0 | 0.1068 | 0 | 0.1161 | 0 | 0.1161 | 0 | 12.4808 | 0 | 12.4808 | 0
211016-CFL - 3 Way - 20 Watt median - ISR = 0.76 | 0.002775 | 0.0027897 | 0.0032344 | 19.4769 | 103.2273 | -0.38093 | -2.0189 | 0.087066 | 0.96542 | 0.087066 | 0.96542 | 0.11445 | 0.96542 | 0.11445 | 0.96542 | 3.4901 | 0 | 3.4901 | 0
211015-CFL, 14W lamp, A-Line, Integral or Modular, Tube or Spiral or Flood - ISR=0.76 | 0.0058276 | 0.0058584 | 0.0067921 | 40.9014 | 216.7775 | -0.79994 | -4.2397 | 0.089938 | 0.96542 | 0.089938 | 0.96542 | 0.11445 | 0.96542 | 0.11445 | 0.96542 | 3.8992 | 0 | 3.8992 | 0
211004-23 Watt Intergral CFL - ISR=0.76 | 0.0031913 | 0.0032082 | 0.0037196 | 22.3984 | 147.8294 | -0.43807 | -2.8912 | 0.1068 | 0 | 0.1068 | 0 | 0.1161 | 0 | 0.1161 | 0 | 12.4808 | 0 | 12.4808 | 0
211016-CFL - 3 Way - 20 Watt median - ISR = 0.76 | 0.0083251 | 0.0083691 | 0.0097032 | 58.4306 | 309.682 | -1.1428 | -6.0567 | 0.087066 | 0.96542 | 0.087066 | 0.96542 | 0.11445 | 0.96542 | 0.11445 | 0.96542 | 3.4901 | 0 | 3.4901 | 0
211015-CFL, 14W lamp, A-Line, Integral or Modular, Tube or Spiral or Flood - ISR=0.76 | 0.0019425 | 0.0019528 | 0.002264 | 13.6338 | 72.2592 | -0.26665 | -1.4132 | 0.089938 | 0.96542 | 0.089938 | 0.96542 | 0.11445 | 0.96542 | 0.11445 | 0.96542 | 3.8992 | 0 | 3.8992 | 0
211017-Floor Lamp - 2 23 Watt pin based | 0.016796 | 0.016885 | 0.019577 | 117.8863 | 1768.2948 | -2.3056 | -34.5841 | 0.082322 | 1.0475 | 0.082322 | 1.0475 | 0.12605 | 1.0475 | 0.12605 | 1.0475 | 2.4142 | 0 | 2.4142 | 0
211004-23 Watt Intergral CFL - ISR=0.76 | 0.012765 | 0.012833 | 0.014878 | 89.5936 | 591.3178 | -1.7523 | -11.5649 | 0.1068 | 0 | 0.1068 | 0 | 0.1161 | 0 | 0.1161 | 0 | 12.4808 | 0 | 12.4808 | 0
211016-CFL - 3 Way - 20 Watt median - ISR = 0.76 | 0.002775 | 0.0027897 | 0.0032344 | 19.4769 | 103.2273 | -0.38093 | -2.0189 | 0.087066 | 0.96542 | 0.087066 | 0.96542 | 0.11445 | 0.96542 | 0.11445 | 0.96542 | 3.4901 | 0 | 3.4901 | 0
211016-CFL - 3 Way - 20 Watt median - ISR = 0.76 | 0.0055501 | 0.0055794 | 0.0064688 | 38.9537 | 206.4547 | -0.76185 | -4.0378 | 0.087066 | 0.96542 | 0.087066 | 0.96542 | 0.11445 | 0.96542 | 0.11445 | 0.96542 | 3.4901 | 0 | 3.4901 | 0
211016-CFL - 3 Way - 20 Watt median - ISR = 0.76 | 0.0055501 | 0.0055794 | 0.0064688 | 38.9537 | 206.4547 | -0.76185 | -4.0378 | 0.087066 | 0.96542 | 0.087066 | 0.96542 | 0.11445 | 0.96542 | 0.11445 | 0.96542 | 3.4901 | 0 | 3.4901 | 0
211015-CFL, 14W lamp, A-Line, Integral or Modular, Tube or Spiral or Flood - ISR=0.76 | 0.0038851 | 0.0039056 | 0.0045281 | 27.2676 | 144.5184 | -0.5333 | -2.8265 | 0.089938 | 0.96542 | 0.089938 | 0.96542 | 0.11445 | 0.96542 | 0.11445 | 0.96542 | 3.8992 | 0 | 3.8992 | 0
211013-Table Lamp 18-Watt Pin based | 0.0046555 | 0.0046801 | 0.0054256 | 32.675 | 490.1253 | -0.63905 | -9.5858 | 0.066011 | 1.0475 | 0.066011 | 1.0475 | 0.12605 | 1.0475 | 0.12605 | 1.0475 | 1.7583 | 0 | 1.7583 | 0
211017-Floor Lamp - 2 23 Watt pin based | 0.0083982 | 0.0084426 | 0.0097884 | 58.9432 | 884.1474 | -1.1528 | -17.292 | 0.082322 | 1.0475 | 0.082322 | 1.0475 | 0.12605 | 1.0475 | 0.12605 | 1.0475 | 2.4142 | 0 | 2.4142 | 0
211004-23 Watt Intergral CFL - ISR=0.76 | 0.015957 | 0.016041 | 0.018598 | 111.992 | 739.1472 | -2.1903 | -14.4561 | 0.1068 | 0 | 0.1068 | 0 | 0.1161 | 0 | 0.1161 | 0 | 12.4808 | 0 | 12.4808 | 0
211004-23 Watt Intergral CFL - ISR=0.76 | 0.015957 | 0.016041 | 0.018598 | 111.992 | 739.1472 | -2.1903 | -14.4561 | 0.1068 | 0 | 0.1068 | 0 | 0.1161 | 0 | 0.1161 | 0 | 12.4808 | 0 | 12.4808 | 0
211004-23 Watt Intergral CFL - ISR=0.76 | 0.0063826 | 0.0064163 | 0.0074392 | 44.7968 | 295.6589 | -0.87613 | -5.7825 | 0.1068 | 0 | 0.1068 | 0 | 0.1161 | 0 | 0.1161 | 0 | 12.4808 | 0 | 12.4808 | 0
211016-CFL - 3 Way - 20 Watt median - ISR = 0.76 | 0.002775 | 0.0027897 | 0.0032344 | 19.4769 | 103.2273 | -0.38093 | -2.0189 | 0.087066 | 0.96542 | 0.087066 | 0.96542 | 0.11445 | 0.96542 | 0.11445 | 0.96542 | 3.4901 | 0 | 3.4901 | 0
211015-CFL, 14W lamp, A-Line, Integral or Modular, Tube or Spiral or Flood - ISR=0.76 | 0.0038851 | 0.0039056 | 0.0045281 | 27.2676 | 144.5184 | -0.5333 | -2.8265 | 0.089938 | 0.96542 | 0.089938 | 0.96542 | 0.11445 | 0.96542 | 0.11445 | 0.96542 | 3.8992 | 0 | 3.8992 | 0
211015-CFL, 14W lamp, A-Line, Integral or Modular, Tube or Spiral or Flood - ISR=0.76 | 0.0097127 | 0.009764 | 0.01132 | 68.169 | 361.2959 | -1.3332 | -7.0662 | 0.089938 | 0.96542 | 0.089938 | 0.96542 | 0.11445 | 0.96542 | 0.11445 | 0.96542 | 3.8992 | 0 | 3.8992 | 0
211017-Floor Lamp - 2 23 Watt pin based | 0.0083982 | 0.0084426 | 0.0097884 | 58.9432 | 884.1474 | -1.1528 | -17.292 | 0.082322 | 1.0475 | 0.082322 | 1.0475 | 0.12605 | 1.0475 | 0.12605 | 1.0475 | 2.4142 | 0 | 2.4142 | 0
211004-23 Watt Intergral CFL - ISR=0.76 | 0.015957 | 0.016041 | 0.018598 | 111.992 | 739.1472 | -2.1903 | -14.4561 | 0.1068 | 0 | 0.1068 | 0 | 0.1161 | 0 | 0.1161 | 0 | 12.4808 | 0 | 12.4808 | 0
211017-Floor Lamp - 2 23 Watt pin based | 0.016796 | 0.016885 | 0.019577 | 117.8863 | 1768.2948 | -2.3056 | -34.5841 | 0.082322 | 1.0475 | 0.082322 | 1.0475 | 0.12605 | 1.0475 | 0.12605 | 1.0475 | 2.4142 | 0 | 2.4142 | 0
211004-23 Watt Intergral CFL - ISR=0.76 | 0.0095739 | 0.0096245 | 0.011159 | 67.1952 | 443.4883 | -1.3142 | -8.6737 | 0.1068 | 0 | 0.1068 | 0 | 0.1161 | 0 | 0.1161 | 0 | 12.4808 | 0 | 12.4808 | 0
211016-CFL - 3 Way - 20 Watt median - ISR = 0.76 | 0.002775 | 0.0027897 | 0.0032344 | 19.4769 | 103.2273 | -0.38093 | -2.0189 | 0.087066 | 0.96542 | 0.087066 | 0.96542 | 0.11445 | 0.96542 | 0.11445 | 0.96542 | 3.4901 | 0 | 3.4901 | 0
211016-CFL - 3 Way - 20 Watt median - ISR = 0.76 | 0.013875 | 0.013949 | 0.016172 | 97.3843 | 516.1366 | -1.9046 | -10.0945 | 0.087066 | 0.96542 | 0.087066 | 0.96542 | 0.11445 | 0.96542 | 0.11445 | 0.96542 | 3.4901 | 0 | 3.4901 | 0
211016-CFL - 3 Way - 20 Watt median - ISR = 0.76 | 0.013875 | 0.013949 | 0.016172 | 97.3843 | 516.1366 | -1.9046 | -10.0945 | 0.087066 | 0.96542 | 0.087066 | 0.96542 | 0.11445 | 0.96542 | 0.11445 | 0.96542 | 3.4901 | 0 | 3.4901 | 0
211004-23 Watt Intergral CFL - ISR=0.76 | 0.015957 | 0.016041 | 0.018598 | 111.992 | 739.1472 | -2.1903 | -14.4561 | 0.1068 | 0 | 0.1068 | 0 | 0.1161 | 0 | 0.1161 | 0 | 12.4808 | 0 | 12.4808 | 0
211017-Floor Lamp - 2 23 Watt pin based | 0.0083982 | 0.0084426 | 0.0097884 | 58.9432 | 884.1474 | -1.1528 | -17.292 | 0.082322 | 1.0475 | 0.082322 | 1.0475 | 0.12605 | 1.0475 | 0.12605 | 1.0475 | 2.4142 | 0 | 2.4142 | 0
211004-23 Watt Intergral CFL - ISR=0.76 | 0.015957 | 0.016041 | 0.018598 | 111.992 | 739.1472 | -2.1903 | -14.4561 | 0.1068 | 0 | 0.1068 | 0 | 0.1161 | 0 | 0.1161 | 0 | 12.4808 | 0 | 12.4808 | 0
211016-CFL - 3 Way - 20 Watt median - ISR = 0.76 | 0.0083251 | 0.0083691 | 0.0097032 | 58.4306 | 309.682 | -1.1428 | -6.0567 | 0.087066 | 0.96542 | 0.087066 | 0.96542 | 0.11445 | 0.96542 | 0.11445 | 0.96542 | 3.4901 | 0 | 3.4901 | 0
211004-23 Watt Intergral CFL - ISR=0.76 | 0.015957 | 0.016041 | 0.018598 | 111.992 | 739.1472 | -2.1903 | -14.4561 | 0.1068 | 0 | 0.1068 | 0 | 0.1161 | 0 | 0.1161 | 0 | 12.4808 | 0 | 12.4808 | 0
211017-Floor Lamp - 2 23 Watt pin based | 0.0083982 | 0.0084426 | 0.0097884 | 58.9432 | 884.1474 | -1.1528 | -17.292 | 0.082322 | 1.0475 | 0.082322 | 1.0475 | 0.12605 | 1.0475 | 0.12605 | 1.0475 | 2.4142 | 0 | 2.4142 | 0
211016-CFL - 3 Way - 20 Watt median - ISR = 0.76 | 0.0083251 | 0.0083691 | 0.0097032 | 58.4306 | 309.682 | -1.1428 | -6.0567 | 0.087066 | 0.96542 | 0.087066 | 0.96542 | 0.11445 | 0.96542 | 0.11445 | 0.96542 | 3.4901 | 0 | 3.4901 | 0
211015-CFL, 14W lamp, A-Line, Integral or Modular, Tube or Spiral or Flood - ISR=0.76 | 0.0038851 | 0.0039056 | 0.0045281 | 27.2676 | 144.5184 | -0.5333 | -2.8265 | 0.089938 | 0.96542 | 0.089938 | 0.96542 | 0.11445 | 0.96542 | 0.11445 | 0.96542 | 3.8992 | 0 | 3.8992 | 0
211004-23 Watt Intergral CFL - ISR=0.76 | 0.0031913 | 0.0032082 | 0.0037196 | 22.3984 | 147.8294 | -0.43807 | -2.8912 | 0.1068 | 0 | 0.1068 | 0 | 0.1161 | 0 | 0.1161 | 0 | 12.4808 | 0 | 12.4808 | 0
211004-23 Watt Intergral CFL - ISR=0.76 | 0.0063826 | 0.0064163 | 0.0074392 | 44.7968 | 295.6589 | -0.87613 | -5.7825 | 0.1068 | 0 | 0.1068 | 0 | 0.1161 | 0 | 0.1161 | 0 | 12.4808 | 0 | 12.4808 | 0
211004-23 Watt Intergral CFL - ISR=0.76 | 0.0095739 | 0.0096245 | 0.011159 | 67.1952 | 443.4883 | -1.3142 | -8.6737 | 0.1068 | 0 | 0.1068 | 0 | 0.1161 | 0 | 0.1161 | 0 | 12.4808 | 0 | 12.4808 | 0
211016-CFL - 3 Way - 20 Watt median - ISR = 0.76 | 0.0055501 | 0.0055794 | 0.0064688 | 38.9537 | 206.4547 | -0.76185 | -4.0378 | 0.087066 | 0.96542 | 0.087066 | 0.96542 | 0.11445 | 0.96542 | 0.11445 | 0.96542 | 3.4901 | 0 | 3.4901 | 0
211017-Floor Lamp - 2 23 Watt pin based | 0.016796 | 0.016885 | 0.019577 | 117.8863 | 1768.2948 | -2.3056 | -34.5841 | 0.082322 | 1.0475 | 0.082322 | 1.0475 | 0.12605 | 1.0475 | 0.12605 | 1.0475 | 2.4142 | 0 | 2.4142 | 0
211012-CFL 9W Globe Lamp - ISR=.76 | 0.0046555 | 0.0046801 | 0.0054264 | 32.675 | 173.1776 | -0.63905 | -3.387 | 0.088375 | 0.96542 | 0.088375 | 0.96542 | 0.11445 | 0.96542 | 0.11445 | 0.96542 | 3.6654 | 0 | 3.6654 | 0
211004-23 Watt Intergral CFL - ISR=0.76 | 0.0031913 | 0.0032082 | 0.0037196 | 22.3984 | 147.8294 | -0.43807 | -2.8912 | 0.1068 | 0 | 0.1068 | 0 | 0.1161 | 0 | 0.1161 | 0 | 12.4808 | 0 | 12.4808 | 0
211015-CFL, 14W lamp, A-Line, Integral or Modular, Tube or Spiral or Flood - ISR=0.76 | 0.0038851 | 0.0039056 | 0.0045281 | 27.2676 | 144.5184 | -0.5333 | -2.8265 | 0.089938 | 0.96542 | 0.089938 | 0.96542 | 0.11445 | 0.96542 | 0.11445 | 0.96542 | 3.8992 | 0 | 3.8992 | 0
211016-CFL - 3 Way - 20 Watt median - ISR = 0.76 | 0.013875 | 0.013949 | 0.016172 | 97.3843 | 516.1366 | -1.9046 | -10.0945 | 0.087066 | 0.96542 | 0.087066 | 0.96542 | 0.11445 | 0.96542 | 0.11445 | 0.96542 | 3.4901 | 0 | 3.4901 | 0
211004-23 Watt Intergral CFL - ISR=0.76 | 0.0031913 | 0.0032082 | 0.0037196 | 22.3984 | 147.8294 | -0.43807 | -2.8912 | 0.1068 | 0 | 0.1068 | 0 | 0.1161 | 0 | 0.1161 | 0 | 12.4808 | 0 | 12.4808 | 0
211015-CFL, 14W lamp, A-Line, Integral or Modular, Tube or Spiral or Flood - ISR=0.76 | 0.0077701 | 0.0078112 | 0.0090562 | 54.5352 | 289.0367 | -1.0666 | -5.6529 | 0.089938 | 0.96542 | 0.089938 | 0.96542 | 0.11445 | 0.96542 | 0.11445 | 0.96542 | 3.8992 | 0 | 3.8992 | 0
211016-CFL - 3 Way - 20 Watt median - ISR = 0.76 | 0.013875 | 0.013949 | 0.016172 | 97.3843 | 516.1366 | -1.9046 | -10.0945 | 0.087066 | 0.96542 | 0.087066 | 0.96542 | 0.11445 | 0.96542 | 0.11445 | 0.96542 | 3.4901 | 0 | 3.4901 | 0
211016-CFL - 3 Way - 20 Watt median - ISR = 0.76 | 0.0111 | 0.011159 | 0.012938 | 77.9074 | 412.9093 | -1.5237 | -8.0756 | 0.087066 | 0.96542 | 0.087066 | 0.96542 | 0.11445 | 0.96542 | 0.11445 | 0.96542 | 3.4901 | 0 | 3.4901 | 0
211004-23 Watt Intergral CFL - ISR=0.76 | 0.0095739 | 0.0096245 | 0.011159 | 67.1952 | 443.4883 | -1.3142 | -8.6737 | 0.1068 | 0 | 0.1068 | 0 | 0.1161 | 0 | 0.1161 | 0 | 12.4808 | 0 | 12.4808 | 0
211015-CFL, 14W lamp, A-Line, Integral or Modular, Tube or Spiral or Flood - ISR=0.76 | 0.0019425 | 0.0019528 | 0.002264 | 13.6338 | 72.2592 | -0.26665 | -1.4132 | 0.089938 | 0.96542 | 0.089938 | 0.96542 | 0.11445 | 0.96542 | 0.11445 | 0.96542 | 3.8992 | 0 | 3.8992 | 0
211004-23 Watt Intergral CFL - ISR=0.76 | 0.0063826 | 0.0064163 | 0.0074392 | 44.7968 | 295.6589 | -0.87613 | -5.7825 | 0.1068 | 0 | 0.1068 | 0 | 0.1161 | 0 | 0.1161 | 0 | 12.4808 | 0 | 12.4808 | 0
211015-CFL, 14W lamp, A-Line, Integral or Modular, Tube or Spiral or Flood - ISR=0.76 | 0.0058276 | 0.0058584 | 0.0067921 | 40.9014 | 216.7775 | -0.79994 | -4.2397 | 0.089938 | 0.96542 | 0.089938 | 0.96542 | 0.11445 | 0.96542 | 0.11445 | 0.96542 | 3.8992 | 0 | 3.8992 | 0
211012-CFL 9W Globe Lamp - ISR=.76 | 0.0046555 | 0.0046801 | 0.0054264 | 32.675 | 173.1776 | -0.63905 | -3.387 | 0.088375 | 0.96542 | 0.088375 | 0.96542 | 0.11445 | 0.96542 | 0.11445 | 0.96542 | 3.6654 | 0 | 3.6654 | 0
211004-23 Watt Intergral CFL - ISR=0.76 | 0.0095739 | 0.0096245 | 0.011159 | 67.1952 | 443.4883 | -1.3142 | -8.6737 | 0.1068 | 0 | 0.1068 | 0 | 0.1161 | 0 | 0.1161 | 0 | 12.4808 | 0 | 12.4808 | 0
211017-Floor Lamp - 2 23 Watt pin based | 0.0083982 | 0.0084426 | 0.0097884 | 58.9432 | 884.1474 | -1.1528 | -17.292 | 0.082322 | 1.0475 | 0.082322 | 1.0475 | 0.12605 | 1.0475 | 0.12605 | 1.0475 | 2.4142 | 0 | 2.4142 | 0
211004-23 Watt Intergral CFL - ISR=0.76 | 0.0063826 | 0.0064163 | 0.0074392 | 44.7968 | 295.6589 | -0.87613 | -5.7825 | 0.1068 | 0 | 0.1068 | 0 | 0.1161 | 0 | 0.1161 | 0 | 12.4808 | 0 | 12.4808 | 0
211016-CFL - 3 Way - 20 Watt median - ISR = 0.76 | 0.002775 | 0.0027897 | 0.0032344 | 19.4769 | 103.2273 | -0.38093 | -2.0189 | 0.087066 | 0.96542 | 0.087066 | 0.96542 | 0.11445 | 0.96542 | 0.11445 | 0.96542 | 3.4901 | 0 | 3.4901 | 0
211015-CFL, 14W lamp, A-Line, Integral or Modular, Tube or Spiral or Flood - ISR=0.76 | 0.0019425 | 0.0019528 | 0.002264 | 13.6338 | 72.2592 | -0.26665 | -1.4132 | 0.089938 | 0.96542 | 0.089938 | 0.96542 | 0.11445 | 0.96542 | 0.11445 | 0.96542 | 3.8992 | 0 | 3.8992 | 0
211003-Lighting - Torchiere - Energy Star (70 watt ) Turn-in | 0.022145 | 0.022144 | 0.015835 | 162.6951 | 2440.4265 | 0 | 0 | 0.10776 | 0 | 0.10776 | 0 | 0.12081 | 0 | 0.12081 | 0 | 9.2538 | 0 | 9.2538 | 0
211004-23 Watt Intergral CFL - ISR=0.76 | 0.015957 | 0.016041 | 0.018598 | 111.992 | 739.1472 | -2.1903 | -14.4561 | 0.1068 | 0 | 0.1068 | 0 | 0.1161 | 0 | 0.1161 | 0 | 12.4808 | 0 | 12.4808 | 0
211016-CFL - 3 Way - 20 Watt median - ISR = 0.76 | 0.013875 | 0.013949 | 0.016172 | 97.3843 | 516.1366 | -1.9046 | -10.0945 | 0.087066 | 0.96542 | 0.087066 | 0.96542 | 0.11445 | 0.96542 | 0.11445 | 0.96542 | 3.4901 | 0 | 3.4901 | 0
211016-CFL - 3 Way - 20 Watt median - ISR = 0.76 | 0.013875 | 0.013949 | 0.016172 | 97.3843 | 516.1366 | -1.9046 | -10.0945 | 0.087066 | 0.96542 | 0.087066 | 0.96542 | 0.11445 | 0.96542 | 0.11445 | 0.96542 | 3.4901 | 0 | 3.4901 | 0
211012-CFL 9W Globe Lamp - ISR=.76 | 0.011639 | 0.0117 | 0.013566 | 81.6876 | 432.944 | -1.5976 | -8.4675 | 0.088375 | 0.96542 | 0.088375 | 0.96542 | 0.11445 | 0.96542 | 0.11445 | 0.96542 | 3.6654 | 0 | 3.6654 | 0
211017-Floor Lamp - 2 23 Watt pin based | 0.016796 | 0.016885 | 0.019577 | 117.8863 | 1768.2948 | -2.3056 | -34.5841 | 0.082322 | 1.0475 | 0.082322 | 1.0475 | 0.12605 | 1.0475 | 0.12605 | 1.0475 | 2.4142 | 0 | 2.4142 | 0
211016-CFL - 3 Way - 20 Watt median - ISR = 0.76 | 0.0055501 | 0.0055794 | 0.0064688 | 38.9537 | 206.4547 | -0.76185 | -4.0378 | 0.087066 | 0.96542 | 0.087066 | 0.96542 | 0.11445 | 0.96542 | 0.11445 | 0.96542 | 3.4901 | 0 | 3.4901 | 0
211015-CFL, 14W lamp, A-Line, Integral or Modular, Tube or Spiral or Flood - ISR=0.76 | 0.0058276 | 0.0058584 | 0.0067921 | 40.9014 | 216.7775 | -0.79994 | -4.2397 | 0.089938 | 0.96542 | 0.089938 | 0.96542 | 0.11445 | 0.96542 | 0.11445 | 0.96542 | 3.8992 | 0 | 3.8992 | 0
211004-23 Watt Intergral CFL - ISR=0.76 | 0.012765 | 0.012833 | 0.014878 | 89.5936 | 591.3178 | -1.7523 | -11.5649 | 0.1068 | 0 | 0.1068 | 0 | 0.1161 | 0 | 0.1161 | 0 | 12.4808 | 0 | 12.4808 | 0
211016-CFL - 3 Way - 20 Watt median - ISR = 0.76 | 0.002775 | 0.0027897 | 0.0032344 | 19.4769 | 103.2273 | -0.38093 | -2.0189 | 0.087066 | 0.96542 | 0.087066 | 0.96542 | 0.11445 | 0.96542 | 0.11445 | 0.96542 | 3.4901 | 0 | 3.4901 | 0
211016-CFL - 3 Way - 20 Watt median - ISR = 0.76 | 0.002775 | 0.0027897 | 0.0032344 | 19.4769 | 103.2273 | -0.38093 | -2.0189 | 0.087066 | 0.96542 | 0.087066 | 0.96542 | 0.11445 | 0.96542 | 0.11445 | 0.96542 | 3.4901 | 0 | 3.4901 | 0
211013-Table Lamp 18-Watt Pin based | 0.0046555 | 0.0046801 | 0.0054256 | 32.675 | 490.1253 | -0.63905 | -9.5858 | 0.066011 | 1.0475 | 0.066011 | 1.0475 | 0.12605 | 1.0475 | 0.12605 | 1.0475 | 1.7583 | 0 | 1.7583 | 0
211017-Floor Lamp - 2 23 Watt pin based | 0.0083982 | 0.0084426 | 0.0097884 | 58.9432 | 884.1474 | -1.1528 | -17.292 | 0.082322 | 1.0475 | 0.082322 | 1.0475 | 0.12605 | 1.0475 | 0.12605 | 1.0475 | 2.4142 | 0 | 2.4142 | 0
211004-23 Watt Intergral CFL - ISR=0.76 | 0.0095739 | 0.0096245 | 0.011159 | 67.1952 | 443.4883 | -1.3142 | -8.6737 | 0.1068 | 0 | 0.1068 | 0 | 0.1161 | 0 | 0.1161 | 0 | 12.4808 | 0 | 12.4808 | 0
211016-CFL - 3 Way - 20 Watt median - ISR = 0.76 | 0.0055501 | 0.0055794 | 0.0064688 | 38.9537 | 206.4547 | -0.76185 | -4.0378 | 0.087066 | 0.96542 | 0.087066 | 0.96542 | 0.11445 | 0.96542 | 0.11445 | 0.96542 | 3.4901 | 0 | 3.4901 | 0
211017-Floor Lamp - 2 23 Watt pin based | 0.016796 | 0.016885 | 0.019577 | 117.8863 | 1768.2948 | -2.3056 | -34.5841 | 0.082322 | 1.0475 | 0.082322 | 1.0475 | 0.12605 | 1.0475 | 0.12605 | 1.0475 | 2.4142 | 0 | 2.4142 | 0
211012-CFL 9W Globe Lamp - ISR=.76 | 0.011639 | 0.0117 | 0.013566 | 81.6876 | 432.944 | -1.5976 | -8.4675 | 0.088375 | 0.96542 | 0.088375 | 0.96542 | 0.11445 | 0.96542 | 0.11445 | 0.96542 | 3.6654 | 0 | 3.6654 | 0
211013-Table Lamp 18-Watt Pin based | 0.0046555 | 0.0046801 | 0.0054256 | 32.675 | 490.1253 | -0.63905 | -9.5858 | 0.066011 | 1.0475 | 0.066011 | 1.0475 | 0.12605 | 1.0475 | 0.12605 | 1.0475 | 1.7583 | 0 | 1.7583 | 0
211017-Floor Lamp - 2 23 Watt pin based | 0.0083982 | 0.0084426 | 0.0097884 | 58.9432 | 884.1474 | -1.1528 | -17.292 | 0.082322 | 1.0475 | 0.082322 | 1.0475 | 0.12605 | 1.0475 | 0.12605 | 1.0475 | 2.4142 | 0 | 2.4142 | 0
211004-23 Watt Intergral CFL - ISR=0.76 | 0.0031913 | 0.0032082 | 0.0037196 | 22.3984 | 147.8294 | -0.43807 | -2.8912 | 0.1068 | 0 | 0.1068 | 0 | 0.1161 | 0 | 0.1161 | 0 | 12.4808 | 0 | 12.4808 | 0
211017-Floor Lamp - 2 23 Watt pin based | 0.0083982 | 0.0084426 | 0.0097884 | 58.9432 | 884.1474 | -1.1528 | -17.292 | 0.082322 | 1.0475 | 0.082322 | 1.0475 | 0.12605 | 1.0475 | 0.12605 | 1.0475 | 2.4142 | 0 | 2.4142 | 0
211004-23 Watt Intergral CFL - ISR=0.76 | 0.0063826 | 0.0064163 | 0.0074392 | 44.7968 | 295.6589 | -0.87613 | -5.7825 | 0.1068 | 0 | 0.1068 | 0 | 0.1161 | 0 | 0.1161 | 0 | 12.4808 | 0 | 12.4808 | 0
211016-CFL - 3 Way - 20 Watt median - ISR = 0.76 | 0.002775 | 0.0027897 | 0.0032344 | 19.4769 | 103.2273 | -0.38093 | -2.0189 | 0.087066 | 0.96542 | 0.087066 | 0.96542 | 0.11445 | 0.96542 | 0.11445 | 0.96542 | 3.4901 | 0 | 3.4901 | 0
211015-CFL, 14W lamp, A-Line, Integral or Modular, Tube or Spiral or Flood - ISR=0.76 | 0.0038851 | 0.0039056 | 0.0045281 | 27.2676 | 144.5184 | -0.5333 | -2.8265 | 0.089938 | 0.96542 | 0.089938 | 0.96542 | 0.11445 | 0.96542 | 0.11445 | 0.96542 | 3.8992 | 0 | 3.8992 | 0
211013-Table Lamp 18-Watt Pin based | 0.009311 | 0.0093602 | 0.010851 | 65.35 | 980.2506 | -1.2781 | -19.1716 | 0.066011 | 1.0475 | 0.066011 | 1.0475 | 0.12605 | 1.0475 | 0.12605 | 1.0475 | 1.7583 | 0 | 1.7583 | 0
211004-23 Watt Intergral CFL - ISR=0.76 | 0.015957 | 0.016041 | 0.018598 | 111.992 | 739.1472 | -2.1903 | -14.4561 | 0.1068 | 0 | 0.1068 | 0 | 0.1161 | 0 | 0.1161 | 0 | 12.4808 | 0 | 12.4808 | 0
211012-CFL 9W Globe Lamp - ISR=.76 | 0.0023278 | 0.0023401 | 0.0027132 | 16.3375 | 86.5888 | -0.31953 | -1.6935 | 0.088375 | 0.96542 | 0.088375 | 0.96542 | 0.11445 | 0.96542 | 0.11445 | 0.96542 | 3.6654 | 0 | 3.6654 | 0
211015-CFL, 14W lamp, A-Line, Integral or Modular, Tube or Spiral or Flood - ISR=0.76 | 0.0077701 | 0.0078112 | 0.0090562 | 54.5352 | 289.0367 | -1.0666 | -5.6529 | 0.089938 | 0.96542 | 0.089938 | 0.96542 | 0.11445 | 0.96542 | 0.11445 | 0.96542 | 3.8992 | 0 | 3.8992 | 0
211015-CFL, 14W lamp, A-Line, Integral or Modular, Tube or Spiral or Flood - ISR=0.76 | 0.0097127 | 0.009764 | 0.01132 | 68.169 | 361.2959 | -1.3332 | -7.0662 | 0.089938 | 0.96542 | 0.089938 | 0.96542 | 0.11445 | 0.96542 | 0.11445 | 0.96542 | 3.8992 | 0 | 3.8992 | 0
211016-CFL - 3 Way - 20 Watt median - ISR = 0.76 | 0.0111 | 0.011159 | 0.012938 | 77.9074 | 412.9093 | -1.5237 | -8.0756 | 0.087066 | 0.96542 | 0.087066 | 0.96542 | 0.11445 | 0.96542 | 0.11445 | 0.96542 | 3.4901 | 0 | 3.4901 | 0
211015-CFL, 14W lamp, A-Line, Integral or Modular, Tube or Spiral or Flood - ISR=0.76 | 0.0019425 | 0.0019528 | 0.002264 | 13.6338 | 72.2592 | -0.26665 | -1.4132 | 0.089938 | 0.96542 | 0.089938 | 0.96542 | 0.11445 | 0.96542 | 0.11445 | 0.96542 | 3.8992 | 0 | 3.8992 | 0
211017-Floor Lamp - 2 23 Watt pin based | 0.0083982 | 0.0084426 | 0.0097884 | 58.9432 | 884.1474 | -1.1528 | -17.292 | 0.082322 | 1.0475 | 0.082322 | 1.0475 | 0.12605 | 1.0475 | 0.12605 | 1.0475 | 2.4142 | 0 | 2.4142 | 0
211004-23 Watt Intergral CFL - ISR=0.76 | 0.015957 | 0.016041 | 0.018598 | 111.992 | 739.1472 | -2.1903 | -14.4561 | 0.1068 | 0 | 0.1068 | 0 | 0.1161 | 0 | 0.1161 | 0 | 12.4808 | 0 | 12.4808 | 0
211013-Table Lamp 18-Watt Pin based | 0.0046555 | 0.0046801 | 0.0054256 | 32.675 | 490.1253 | -0.63905 | -9.5858 | 0.066011 | 1.0475 | 0.066011 | 1.0475 | 0.12605 | 1.0475 | 0.12605 | 1.0475 | 1.7583 | 0 | 1.7583 | 0
211017-Floor Lamp - 2 23 Watt pin based | 0.0083982 | 0.0084426 | 0.0097884 | 58.9432 | 884.1474 | -1.1528 | -17.292 | 0.082322 | 1.0475 | 0.082322 | 1.0475 | 0.12605 | 1.0475 | 0.12605 | 1.0475 | 2.4142 | 0 | 2.4142 | 0
211015-CFL, 14W lamp, A-Line, Integral or Modular, Tube or Spiral or Flood - ISR=0.76 | 0.0019425 | 0.0019528 | 0.002264 | 13.6338 | 72.2592 | -0.26665 | -1.4132 | 0.089938 | 0.96542 | 0.089938 | 0.96542 | 0.11445 | 0.96542 | 0.11445 | 0.96542 | 3.8992 | 0 | 3.8992 | 0
211015-CFL, 14W lamp, A-Line, Integral or Modular, Tube or Spiral or Flood - ISR=0.76 | 0.0097127 | 0.009764 | 0.01132 | 68.169 | 361.2959 | -1.3332 | -7.0662 | 0.089938 | 0.96542 | 0.089938 | 0.96542 | 0.11445 | 0.96542 | 0.11445 | 0.96542 | 3.8992 | 0 | 3.8992 | 0
211012-CFL 9W Globe Lamp - ISR=.76 | 0.0069833 | 0.0070202 | 0.0081396 | 49.0125 | 259.7664 | -0.95858 | -5.0805 | 0.088375 | 0.96542 | 0.088375 | 0.96542 | 0.11445 | 0.96542 | 0.11445 | 0.96542 | 3.6654 | 0 | 3.6654 | 0
211004-23 Watt Intergral CFL - ISR=0.76 | 0.0063826 | 0.0064163 | 0.0074392 | 44.7968 | 295.6589 | -0.87613 | -5.7825 | 0.1068 | 0 | 0.1068 | 0 | 0.1161 | 0 | 0.1161 | 0 | 12.4808 | 0 | 12.4808 | 0
211004-23 Watt Intergral CFL - ISR=0.76 | 0.012765 | 0.012833 | 0.014878 | 89.5936 | 591.3178 | -1.7523 | -11.5649 | 0.1068 | 0 | 0.1068 | 0 | 0.1161 | 0 | 0.1161 | 0 | 12.4808 | 0 | 12.4808 | 0
211016-CFL - 3 Way - 20 Watt median - ISR = 0.76 | 0.002775 | 0.0027897 | 0.0032344 | 19.4769 | 103.2273 | -0.38093 | -2.0189 | 0.087066 | 0.96542 | 0.087066 | 0.96542 | 0.11445 | 0.96542 | 0.11445 | 0.96542 | 3.4901 | 0 | 3.4901 | 0
211016-CFL - 3 Way - 20 Watt median - ISR = 0.76 | 0.0055501 | 0.0055794 | 0.0064688 | 38.9537 | 206.4547 | -0.76185 | -4.0378 | 0.087066 | 0.96542 | 0.087066 | 0.96542 | 0.11445 | 0.96542 | 0.11445 | 0.96542 | 3.4901 | 0 | 3.4901 | 0
211015-CFL, 14W lamp, A-Line, Integral or Modular, Tube or Spiral or Flood - ISR=0.76 | 0.0058276 | 0.0058584 | 0.0067921 | 40.9014 | 216.7775 | -0.79994 | -4.2397 | 0.089938 | 0.96542 | 0.089938 | 0.96542 | 0.11445 | 0.96542 | 0.11445 | 0.96542 | 3.8992 | 0 | 3.8992 | 0
211004-23 Watt Intergral CFL - ISR=0.76 | 0.0031913 | 0.0032082 | 0.0037196 | 22.3984 | 147.8294 | -0.43807 | -2.8912 | 0.1068 | 0 | 0.1068 | 0 | 0.1161 | 0 | 0.1161 | 0 | 12.4808 | 0 | 12.4808 | 0
211013-Table Lamp 18-Watt Pin based | 0.009311 | 0.0093602 | 0.010851 | 65.35 | 980.2506 | -1.2781 | -19.1716 | 0.066011 | 1.0475 | 0.066011 | 1.0475 | 0.12605 | 1.0475 | 0.12605 | 1.0475 | 1.7583 | 0 | 1.7583 | 0
211004-23 Watt Intergral CFL - ISR=0.76 | 0.0063826 | 0.0064163 | 0.0074392 | 44.7968 | 295.6589 | -0.87613 | -5.7825 | 0.1068 | 0 | 0.1068 | 0 | 0.1161 | 0 | 0.1161 | 0 | 12.4808 | 0 | 12.4808 | 0
211013-Table Lamp 18-Watt Pin based | 0.0046555 | 0.0046801 | 0.0054256 | 32.675 | 490.1253 | -0.63905 | -9.5858 | 0.066011 | 1.0475 | 0.066011 | 1.0475 | 0.12605 | 1.0475 | 0.12605 | 1.0475 | 1.7583 | 0 | 1.7583 | 0
211017-Floor Lamp - 2 23 Watt pin based | 0.0083982 | 0.0084426 | 0.0097884 | 58.9432 | 884.1474 | -1.1528 | -17.292 | 0.082322 | 1.0475 | 0.082322 | 1.0475 | 0.12605 | 1.0475 | 0.12605 | 1.0475 | 2.4142 | 0 | 2.4142 | 0
211017-Floor Lamp - 2 23 Watt pin based | 0.0083982 | 0.0084426 | 0.0097884 | 58.9432 | 884.1474 | -1.1528 | -17.292 | 0.082322 | 1.0475 | 0.082322 | 1.0475 | 0.12605 | 1.0475 | 0.12605 | 1.0475 | 2.4142 | 0 | 2.4142 | 0
211012-CFL 9W Globe Lamp - ISR=.76 | 0.011639 | 0.0117 | 0.013566 | 81.6876 | 432.944 | -1.5976 | -8.4675 | 0.088375 | 0.96542 | 0.088375 | 0.96542 | 0.11445 | 0.96542 | 0.11445 | 0.96542 | 3.6654 | 0 | 3.6654 | 0
211013-Table Lamp 18-Watt Pin based | 0.0046555 | 0.0046801 | 0.0054256 | 32.675 | 490.1253 | -0.63905 | -9.5858 | 0.066011 | 1.0475 | 0.066011 | 1.0475 | 0.12605 | 1.0475 | 0.12605 | 1.0475 | 1.7583 | 0 | 1.7583 | 0
211017-Floor Lamp - 2 23 Watt pin based | 0.0083982 | 0.0084426 | 0.0097884 | 58.9432 | 884.1474 | -1.1528 | -17.292 | 0.082322 | 1.0475 | 0.082322 | 1.0475 | 0.12605 | 1.0475 | 0.12605 | 1.0475 | 2.4142 | 0 | 2.4142 | 0
211012-CFL 9W Globe Lamp - ISR=.76 | 0.011639 | 0.0117 | 0.013566 | 81.6876 | 432.944 | -1.5976 | -8.4675 | 0.088375 | 0.96542 | 0.088375 | 0.96542 | 0.11445 | 0.96542 | 0.11445 | 0.96542 | 3.6654 | 0 | 3.6654 | 0
211004-23 Watt Intergral CFL - ISR=0.76 | 0.0095739 | 0.0096245 | 0.011159 | 67.1952 | 443.4883 | -1.3142 | -8.6737 | 0.1068 | 0 | 0.1068 | 0 | 0.1161 | 0 | 0.1161 | 0 | 12.4808 | 0 | 12.4808 | 0
211016-CFL - 3 Way - 20 Watt median - ISR = 0.76 | 0.0055501 | 0.0055794 | 0.0064688 | 38.9537 | 206.4547 | -0.76185 | -4.0378 | 0.087066 | 0.96542 | 0.087066 | 0.96542 | 0.11445 | 0.96542 | 0.11445 | 0.96542 | 3.4901 | 0 | 3.4901 | 0
211004-23 Watt Intergral CFL - ISR=0.76 | 0.0095739 | 0.0096245 | 0.011159 | 67.1952 | 443.4883 | -1.3142 | -8.6737 | 0.1068 | 0 | 0.1068 | 0 | 0.1161 | 0 | 0.1161 | 0 | 12.4808 | 0 | 12.4808 | 0
211016-CFL - 3 Way - 20 Watt median - ISR = 0.76 | 0.002775 | 0.0027897 | 0.0032344 | 19.4769 | 103.2273 | -0.38093 | -2.0189 | 0.087066 | 0.96542 | 0.087066 | 0.96542 | 0.11445 | 0.96542 | 0.11445 | 0.96542 | 3.4901 | 0 | 3.4901 | 0
211015-CFL, 14W lamp, A-Line, Integral or Modular, Tube or Spiral or Flood - ISR=0.76 | 0.0019425 | 0.0019528 | 0.002264 | 13.6338 | 72.2592 | -0.26665 | -1.4132 | 0.089938 | 0.96542 | 0.089938 | 0.96542 | 0.11445 | 0.96542 | 0.11445 | 0.96542 | 3.8992 | 0 | 3.8992 | 0
211012-CFL 9W Globe Lamp - ISR=.76 | 0.0046555 | 0.0046801 | 0.0054264 | 32.675 | 173.1776 | -0.63905 | -3.387 | 0.088375 | 0.96542 | 0.088375 | 0.96542 | 0.11445 | 0.96542 | 0.11445 | 0.96542 | 3.6654 | 0 | 3.6654 | 0
211004-23 Watt Intergral CFL - ISR=0.76 | 0.0031913 | 0.0032082 | 0.0037196 | 22.3984 | 147.8294 | -0.43807 | -2.8912 | 0.1068 | 0 | 0.1068 | 0 | 0.1161 | 0 | 0.1161 | 0 | 12.4808 | 0 | 12.4808 | 0
211016-CFL - 3 Way - 20 Watt median - ISR = 0.76 | 0.002775 | 0.0027897 | 0.0032344 | 19.4769 | 103.2273 | -0.38093 | -2.0189 | 0.087066 | 0.96542 | 0.087066 | 0.96542 | 0.11445 | 0.96542 | 0.11445 | 0.96542 | 3.4901 | 0 | 3.4901 | 0
211015-CFL, 14W lamp, A-Line, Integral or Modular, Tube or Spiral or Flood - ISR=0.76 | 0.0019425 | 0.0019528 | 0.002264 | 13.6338 | 72.2592 | -0.26665 | -1.4132 | 0.089938 | 0.96542 | 0.089938 | 0.96542 | 0.11445 | 0.96542 | 0.11445 | 0.96542 | 3.8992 | 0 | 3.8992 | 0
211016-CFL - 3 Way - 20 Watt median - ISR = 0.76 | 0.0055501 | 0.0055794 | 0.0064688 | 38.9537 | 206.4547 | -0.76185 | -4.0378 | 0.087066 | 0.96542 | 0.087066 | 0.96542 | 0.11445 | 0.96542 | 0.11445 | 0.96542 | 3.4901 | 0 | 3.4901 | 0
211017-Floor Lamp - 2 23 Watt pin based | 0.016796 | 0.016885 | 0.019577 | 117.8863 | 1768.2948 | -2.3056 | -34.5841 | 0.082322 | 1.0475 | 0.082322 | 1.0475 | 0.12605 | 1.0475 | 0.12605 | 1.0475 | 2.4142 | 0 | 2.4142 | 0
211017-Floor Lamp - 2 23 Watt pin based | 0.0083982 | 0.0084426 | 0.0097884 | 58.9432 | 884.1474 | -1.1528 | -17.292 | 0.082322 | 1.0475 | 0.082322 | 1.0475 | 0.12605 | 1.0475 | 0.12605 | 1.0475 | 2.4142 | 0 | 2.4142 | 0
211016-CFL - 3 Way - 20 Watt median - ISR = 0.76 | 0.013875 | 0.013949 | 0.016172 | 97.3843 | 516.1366 | -1.9046 | -10.0945 | 0.087066 | 0.96542 | 0.087066 | 0.96542 | 0.11445 | 0.96542 | 0.11445 | 0.96542 | 3.4901 | 0 | 3.4901 | 0
211017-Floor Lamp - 2 23 Watt pin based | 0.0083982 | 0.0084426 | 0.0097884 | 58.9432 | 884.1474 | -1.1528 | -17.292 | 0.082322 | 1.0475 | 0.082322 | 1.0475 | 0.12605 | 1.0475 | 0.12605 | 1.0475 | 2.4142 | 0 | 2.4142 | 0
211004-23 Watt Intergral CFL - ISR=0.76 | 0.0063826 | 0.0064163 | 0.0074392 | 44.7968 | 295.6589 | -0.87613 | -5.7825 | 0.1068 | 0 | 0.1068 | 0 | 0.1161 | 0 | 0.1161 | 0 | 12.4808 | 0 | 12.4808 | 0
211013-Table Lamp 18-Watt Pin based | 0.0046555 | 0.0046801 | 0.0054256 | 32.675 | 490.1253 | -0.63905 | -9.5858 | 0.066011 | 1.0475 | 0.066011 | 1.0475 | 0.12605 | 1.0475 | 0.12605 | 1.0475 | 1.7583 | 0 | 1.7583 | 0
211017-Floor Lamp - 2 23 Watt pin based | 0.0083982 | 0.0084426 | 0.0097884 | 58.9432 | 884.1474 | -1.1528 | -17.292 | 0.082322 | 1.0475 | 0.082322 | 1.0475 | 0.12605 | 1.0475 | 0.12605 | 1.0475 | 2.4142 | 0 | 2.4142 | 0
211012-CFL 9W Globe Lamp - ISR=.76 | 0.0046555 | 0.0046801 | 0.0054264 | 32.675 | 173.1776 | -0.63905 | -3.387 | 0.088375 | 0.96542 | 0.088375 | 0.96542 | 0.11445 | 0.96542 | 0.11445 | 0.96542 | 3.6654 | 0 | 3.6654 | 0
211017-Floor Lamp - 2 23 Watt pin based | 0.016796 | 0.016885 | 0.019577 | 117.8863 | 1768.2948 | -2.3056 | -34.5841 | 0.082322 | 1.0475 | 0.082322 | 1.0475 | 0.12605 | 1.0475 | 0.12605 | 1.0475 | 2.4142 | 0 | 2.4142 | 0
211016-CFL - 3 Way - 20 Watt median - ISR = 0.76 | 0.013875 | 0.013949 | 0.016172 | 97.3843 | 516.1366 | -1.9046 | -10.0945 | 0.087066 | 0.96542 | 0.087066 | 0.96542 | 0.11445 | 0.96542 | 0.11445 | 0.96542 | 3.4901 | 0 | 3.4901 | 0
211016-CFL - 3 Way - 20 Watt median - ISR = 0.76 | 0.013875 | 0.013949 | 0.016172 | 97.3843 | 516.1366 | -1.9046 | -10.0945 | 0.087066 | 0.96542 | 0.087066 | 0.96542 | 0.11445 | 0.96542 | 0.11445 | 0.96542 | 3.4901 | 0 | 3.4901 | 0
211004-23 Watt Intergral CFL - ISR=0.76 | 0.0095739 | 0.0096245 | 0.011159 | 67.1952 | 443.4883 | -1.3142 | -8.6737 | 0.1068 | 0 | 0.1068 | 0 | 0.1161 | 0 | 0.1161 | 0 | 12.4808 | 0 | 12.4808 | 0
211015-CFL, 14W lamp, A-Line, Integral or Modular, Tube or Spiral or Flood - ISR=0.76 | 0.0038851 | 0.0039056 | 0.0045281 | 27.2676 | 144.5184 | -0.5333 | -2.8265 | 0.089938 | 0.96542 | 0.089938 | 0.96542 | 0.11445 | 0.96542 | 0.11445 | 0.96542 | 3.8992 | 0 | 3.8992 | 0
211017-Floor Lamp - 2 23 Watt pin based | 0.0083982 | 0.0084426 | 0.0097884 | 58.9432 | 884.1474 | -1.1528 | -17.292 | 0.082322 | 1.0475 | 0.082322 | 1.0475 | 0.12605 | 1.0475 | 0.12605 | 1.0475 | 2.4142 | 0 | 2.4142 | 0
211012-CFL 9W Globe Lamp - ISR=.76 | 0.0023278 | 0.0023401 | 0.0027132 | 16.3375 | 86.5888 | -0.31953 | -1.6935 | 0.088375 | 0.96542 | 0.088375 | 0.96542 | 0.11445 | 0.96542 | 0.11445 | 0.96542 | 3.6654 | 0 | 3.6654 | 0
211004-23 Watt Intergral CFL - ISR=0.76 | 0.0063826 | 0.0064163 | 0.0074392 | 44.7968 | 295.6589 | -0.87613 | -5.7825 | 0.1068 | 0 | 0.1068 | 0 | 0.1161 | 0 | 0.1161 | 0 | 12.4808 | 0 | 12.4808 | 0
211016-CFL - 3 Way - 20 Watt median - ISR = 0.76 | 0.002775 | 0.0027897 | 0.0032344 | 19.4769 | 103.2273 | -0.38093 | -2.0189 | 0.087066 | 0.96542 | 0.087066 | 0.96542 | 0.11445 | 0.96542 | 0.11445 | 0.96542 | 3.4901 | 0 | 3.4901 | 0
211015-CFL, 14W lamp, A-Line, Integral or Modular, Tube or Spiral or Flood - ISR=0.76 | 0.0019425 | 0.0019528 | 0.002264 | 13.6338 | 72.2592 | -0.26665 | -1.4132 | 0.089938 | 0.96542 | 0.089938 | 0.96542 | 0.11445 | 0.96542 | 0.11445 | 0.96542 | 3.8992 | 0 | 3.8992 | 0
211004-23 Watt Intergral CFL - ISR=0.76 | 0.015957 | 0.016041 | 0.018598 | 111.992 | 739.1472 | -2.1903 | -14.4561 | 0.1068 | 0 | 0.1068 | 0 | 0.1161 | 0 | 0.1161 | 0 | 12.4808 | 0 | 12.4808 | 0
211013-Table Lamp 18-Watt Pin based | 0.0046555 | 0.0046801 | 0.0054256 | 32.675 | 490.1253 | -0.63905 | -9.5858 | 0.066011 | 1.0475 | 0.066011 | 1.0475 | 0.12605 | 1.0475 | 0.12605 | 1.0475 | 1.7583 | 0 | 1.7583 | 0
211004-23 Watt Intergral CFL - ISR=0.76 | 0.012765 | 0.012833 | 0.014878 | 89.5936 | 591.3178 | -1.7523 | -11.5649 | 0.1068 | 0 | 0.1068 | 0 | 0.1161 | 0 | 0.1161 | 0 | 12.4808 | 0 | 12.4808 | 0
211016-CFL - 3 Way - 20 Watt median - ISR = 0.76 | 0.002775 | 0.0027897 | 0.0032344 | 19.4769 | 103.2273 | -0.38093 | -2.0189 | 0.087066 | 0.96542 | 0.087066 | 0.96542 | 0.11445 | 0.96542 | 0.11445 | 0.96542 | 3.4901 | 0 | 3.4901 | 0
211013-Table Lamp 18-Watt Pin based | 0.0046555 | 0.0046801 | 0.0054256 | 32.675 | 490.1253 | -0.63905 | -9.5858 | 0.066011 | 1.0475 | 0.066011 | 1.0475 | 0.12605 | 1.0475 | 0.12605 | 1.0475 | 1.7583 | 0 | 1.7583 | 0
211004-23 Watt Intergral CFL - ISR=0.76 | 0.012765 | 0.012833 | 0.014878 | 89.5936 | 591.3178 | -1.7523 | -11.5649 | 0.1068 | 0 | 0.1068 | 0 | 0.1161 | 0 | 0.1161 | 0 | 12.4808 | 0 | 12.4808 | 0
211016-CFL - 3 Way - 20 Watt median - ISR = 0.76 | 0.002775 | 0.0027897 | 0.0032344 | 19.4769 | 103.2273 | -0.38093 | -2.0189 | 0.087066 | 0.96542 | 0.087066 | 0.96542 | 0.11445 | 0.96542 | 0.11445 | 0.96542 | 3.4901 | 0 | 3.4901 | 0
211004-23 Watt Intergral CFL - ISR=0.76 | 0.0031913 | 0.0032082 | 0.0037196 | 22.3984 | 147.8294 | -0.43807 | -2.8912 | 0.1068 | 0 | 0.1068 | 0 | 0.1161 | 0 | 0.1161 | 0 | 12.4808 | 0 | 12.4808 | 0
211016-CFL - 3 Way - 20 Watt median - ISR = 0.76 | 0.0055501 | 0.0055794 | 0.0064688 | 38.9537 | 206.4547 | -0.76185 | -4.0378 | 0.087066 | 0.96542 | 0.087066 | 0.96542 | 0.11445 | 0.96542 | 0.11445 | 0.96542 | 3.4901 | 0 | 3.4901 | 0
211015-CFL, 14W lamp, A-Line, Integral or Modular, Tube or Spiral or Flood - ISR=0.76 | 0.0038851 | 0.0039056 | 0.0045281 | 27.2676 | 144.5184 | -0.5333 | -2.8265 | 0.089938 | 0.96542 | 0.089938 | 0.96542 | 0.11445 | 0.96542 | 0.11445 | 0.96542 | 3.8992 | 0 | 3.8992 | 0
211004-23 Watt Intergral CFL - ISR=0.76 | 0.012765 | 0.012833 | 0.014878 | 89.5936 | 591.3178 | -1.7523 | -11.5649 | 0.1068 | 0 | 0.1068 | 0 | 0.1161 | 0 | 0.1161 | 0 | 12.4808 | 0 | 12.4808 | 0
211012-CFL 9W Globe Lamp - ISR=.76 | 0.0023278 | 0.0023401 | 0.0027132 | 16.3375 | 86.5888 | -0.31953 | -1.6935 | 0.088375 | 0.96542 | 0.088375 | 0.96542 | 0.11445 | 0.96542 | 0.11445 | 0.96542 | 3.6654 | 0 | 3.6654 | 0
211004-23 Watt Intergral CFL - ISR=0.76 | 0.0031913 | 0.0032082 | 0.0037196 | 22.3984 | 147.8294 | -0.43807 | -2.8912 | 0.1068 | 0 | 0.1068 | 0 | 0.1161 | 0 | 0.1161 | 0 | 12.4808 | 0 | 12.4808 | 0
211017-Floor Lamp - 2 23 Watt pin based | 0.016796 | 0.016885 | 0.019577 | 117.8863 | 1768.2948 | -2.3056 | -34.5841 | 0.082322 | 1.0475 | 0.082322 | 1.0475 | 0.12605 | 1.0475 | 0.12605 | 1.0475 | 2.4142 | 0 | 2.4142 | 0
211004-23 Watt Intergral CFL - ISR=0.76 | 0.0095739 | 0.0096245 | 0.011159 | 67.1952 | 443.4883 | -1.3142 | -8.6737 | 0.1068 | 0 | 0.1068 | 0 | 0.1161 | 0 | 0.1161 | 0 | 12.4808 | 0 | 12.4808 | 0
211013-Table Lamp 18-Watt Pin based | 0.0046555 | 0.0046801 | 0.0054256 | 32.675 | 490.1253 | -0.63905 | -9.5858 | 0.066011 | 1.0475 | 0.066011 | 1.0475 | 0.12605 | 1.0475 | 0.12605 | 1.0475 | 1.7583 | 0 | 1.7583 | 0
211012-CFL 9W Globe Lamp - ISR=.76 | 0.0023278 | 0.0023401 | 0.0027132 | 16.3375 | 86.5888 | -0.31953 | -1.6935 | 0.088375 | 0.96542 | 0.088375 | 0.96542 | 0.11445 | 0.96542 | 0.11445 | 0.96542 | 3.6654 | 0 | 3.6654 | 0
211004-23 Watt Intergral CFL - ISR=0.76 | 0.012765 | 0.012833 | 0.014878 | 89.5936 | 591.3178 | -1.7523 | -11.5649 | 0.1068 | 0 | 0.1068 | 0 | 0.1161 | 0 | 0.1161 | 0 | 12.4808 | 0 | 12.4808 | 0
211012-CFL 9W Globe Lamp - ISR=.76 | 0.009311 | 0.0093602 | 0.010853 | 65.35 | 346.3552 | -1.2781 | -6.774 | 0.088375 | 0.96542 | 0.088375 | 0.96542 | 0.11445 | 0.96542 | 0.11445 | 0.96542 | 3.6654 | 0 | 3.6654 | 0
211016-CFL - 3 Way - 20 Watt median - ISR = 0.76 | 0.002775 | 0.0027897 | 0.0032344 | 19.4769 | 103.2273 | -0.38093 | -2.0189 | 0.087066 | 0.96542 | 0.087066 | 0.96542 | 0.11445 | 0.96542 | 0.11445 | 0.96542 | 3.4901 | 0 | 3.4901 | 0
211012-CFL 9W Globe Lamp - ISR=.76 | 0.011639 | 0.0117 | 0.013566 | 81.6876 | 432.944 | -1.5976 | -8.4675 | 0.088375 | 0.96542 | 0.088375 | 0.96542 | 0.11445 | 0.96542 | 0.11445 | 0.96542 | 3.6654 | 0 | 3.6654 | 0
211012-CFL 9W Globe Lamp - ISR=.76 | 0.0023278 | 0.0023401 | 0.0027132 | 16.3375 | 86.5888 | -0.31953 | -1.6935 | 0.088375 | 0.96542 | 0.088375 | 0.96542 | 0.11445 | 0.96542 | 0.11445 | 0.96542 | 3.6654 | 0 | 3.6654 | 0
211016-CFL - 3 Way - 20 Watt median - ISR = 0.76 | 0.0083251 | 0.0083691 | 0.0097032 | 58.4306 | 309.682 | -1.1428 | -6.0567 | 0.087066 | 0.96542 | 0.087066 | 0.96542 | 0.11445 | 0.96542 | 0.11445 | 0.96542 | 3.4901 | 0 | 3.4901 | 0
211015-CFL, 14W lamp, A-Line, Integral or Modular, Tube or Spiral or Flood - ISR=0.76 | 0.0019425 | 0.0019528 | 0.002264 | 13.6338 | 72.2592 | -0.26665 | -1.4132 | 0.089938 | 0.96542 | 0.089938 | 0.96542 | 0.11445 | 0.96542 | 0.11445 | 0.96542 | 3.8992 | 0 | 3.8992 | 0
211012-CFL 9W Globe Lamp - ISR=.76 | 0.011639 | 0.0117 | 0.013566 | 81.6876 | 432.944 | -1.5976 | -8.4675 | 0.088375 | 0.96542 | 0.088375 | 0.96542 | 0.11445 | 0.96542 | 0.11445 | 0.96542 | 3.6654 | 0 | 3.6654 | 0
211012-CFL 9W Globe Lamp - ISR=.76 | 0.0046555 | 0.0046801 | 0.0054264 | 32.675 | 173.1776 | -0.63905 | -3.387 | 0.088375 | 0.96542 | 0.088375 | 0.96542 | 0.11445 | 0.96542 | 0.11445 | 0.96542 | 3.6654 | 0 | 3.6654 | 0
211016-CFL - 3 Way - 20 Watt median - ISR = 0.76 | 0.0083251 | 0.0083691 | 0.0097032 | 58.4306 | 309.682 | -1.1428 | -6.0567 | 0.087066 | 0.96542 | 0.087066 | 0.96542 | 0.11445 | 0.96542 | 0.11445 | 0.96542 | 3.4901 | 0 | 3.4901 | 0
211017-Floor Lamp - 2 23 Watt pin based | 0.016796 | 0.016885 | 0.019577 | 117.8863 | 1768.2948 | -2.3056 | -34.5841 | 0.082322 | 1.0475 | 0.082322 | 1.0475 | 0.12605 | 1.0475 | 0.12605 | 1.0475 | 2.4142 | 0 | 2.4142 | 0
211015-CFL, 14W lamp, A-Line, Integral or Modular, Tube or Spiral or Flood - ISR=0.76 | 0.0097127 | 0.009764 | 0.01132 | 68.169 | 361.2959 | -1.3332 | -7.0662 | 0.089938 | 0.96542 | 0.089938 | 0.96542 | 0.11445 | 0.96542 | 0.11445 | 0.96542 | 3.8992 | 0 | 3.8992 | 0
211017-Floor Lamp - 2 23 Watt pin based | 0.0083982 | 0.0084426 | 0.0097884 | 58.9432 | 884.1474 | -1.1528 | -17.292 | 0.082322 | 1.0475 | 0.082322 | 1.0475 | 0.12605 | 1.0475 | 0.12605 | 1.0475 | 2.4142 | 0 | 2.4142 | 0
211015-CFL, 14W lamp, A-Line, Integral or Modular, Tube or Spiral or Flood - ISR=0.76 | 0.0097127 | 0.009764 | 0.01132 | 68.169 | 361.2959 | -1.3332 | -7.0662 | 0.089938 | 0.96542 | 0.089938 | 0.96542 | 0.11445 | 0.96542 | 0.11445 | 0.96542 | 3.8992 | 0 | 3.8992 | 0
211017-Floor Lamp - 2 23 Watt pin based | 0.0083982 | 0.0084426 | 0.0097884 | 58.9432 | 884.1474 | -1.1528 | -17.292 | 0.082322 | 1.0475 | 0.082322 | 1.0475 | 0.12605 | 1.0475 | 0.12605 | 1.0475 | 2.4142 | 0 | 2.4142 | 0
211004-23 Watt Intergral CFL - ISR=0.76 | 0.015957 | 0.016041 | 0.018598 | 111.992 | 739.1472 | -2.1903 | -14.4561 | 0.1068 | 0 | 0.1068 | 0 | 0.1161 | 0 | 0.1161 | 0 | 12.4808 | 0 | 12.4808 | 0
211004-23 Watt Intergral CFL - ISR=0.76 | 0.015957 | 0.016041 | 0.018598 | 111.992 | 739.1472 | -2.1903 | -14.4561 | 0.1068 | 0 | 0.1068 | 0 | 0.1161 | 0 | 0.1161 | 0 | 12.4808 | 0 | 12.4808 | 0
211017-Floor Lamp - 2 23 Watt pin based | 0.0083982 | 0.0084426 | 0.0097884 | 58.9432 | 884.1474 | -1.1528 | -17.292 | 0.082322 | 1.0475 | 0.082322 | 1.0475 | 0.12605 | 1.0475 | 0.12605 | 1.0475 | 2.4142 | 0 | 2.4142 | 0
211004-23 Watt Intergral CFL - ISR=0.76 | 0.0095739 | 0.0096245 | 0.011159 | 67.1952 | 443.4883 | -1.3142 | -8.6737 | 0.1068 | 0 | 0.1068 | 0 | 0.1161 | 0 | 0.1161 | 0 | 12.4808 | 0 | 12.4808 | 0
211015-CFL, 14W lamp, A-Line, Integral or Modular, Tube or Spiral or Flood - ISR=0.76 | 0.0038851 | 0.0039056 | 0.0045281 | 27.2676 | 144.5184 | -0.5333 | -2.8265 | 0.089938 | 0.96542 | 0.089938 | 0.96542 | 0.11445 | 0.96542 | 0.11445 | 0.96542 | 3.8992 | 0 | 3.8992 | 0
211017-Floor Lamp - 2 23 Watt pin based | 0.0083982 | 0.0084426 | 0.0097884 | 58.9432 | 884.1474 | -1.1528 | -17.292 | 0.082322 | 1.0475 | 0.082322 | 1.0475 | 0.12605 | 1.0475 | 0.12605 | 1.0475 | 2.4142 | 0 | 2.4142 | 0
211012-CFL 9W Globe Lamp - ISR=.76 | 0.0046555 | 0.0046801 | 0.0054264 | 32.675 | 173.1776 | -0.63905 | -3.387 | 0.088375 | 0.96542 | 0.088375 | 0.96542 | 0.11445 | 0.96542 | 0.11445 | 0.96542 | 3.6654 | 0 | 3.6654 | 0
211015-CFL, 14W lamp, A-Line, Integral or Modular, Tube or Spiral or Flood - ISR=0.76 | 0.0038851 | 0.0039056 | 0.0045281 | 27.2676 | 144.5184 | -0.5333 | -2.8265 | 0.089938 | 0.96542 | 0.089938 | 0.96542 | 0.11445 | 0.96542 | 0.11445 | 0.96542 | 3.8992 | 0 | 3.8992 | 0
211017-Floor Lamp - 2 23 Watt pin based | 0.0083982 | 0.0084426 | 0.0097884 | 58.9432 | 884.1474 | -1.1528 | -17.292 | 0.082322 | 1.0475 | 0.082322 | 1.0475 | 0.12605 | 1.0475 | 0.12605 | 1.0475 | 2.4142 | 0 | 2.4142 | 0
211004-23 Watt Intergral CFL - ISR=0.76 | 0.015957 | 0.016041 | 0.018598 | 111.992 | 739.1472 | -2.1903 | -14.4561 | 0.1068 | 0 | 0.1068 | 0 | 0.1161 | 0 | 0.1161 | 0 | 12.4808 | 0 | 12.4808 | 0
211013-Table Lamp 18-Watt Pin based | 0.009311 | 0.0093602 | 0.010851 | 65.35 | 980.2506 | -1.2781 | -19.1716 | 0.066011 | 1.0475 | 0.066011 | 1.0475 | 0.12605 | 1.0475 | 0.12605 | 1.0475 | 1.7583 | 0 | 1.7583 | 0
211015-CFL, 14W lamp, A-Line, Integral or Modular, Tube or Spiral or Flood - ISR=0.76 | 0.0097127 | 0.009764 | 0.01132 | 68.169 | 361.2959 | -1.3332 | -7.0662 | 0.089938 | 0.96542 | 0.089938 | 0.96542 | 0.11445 | 0.96542 | 0.11445 | 0.96542 | 3.8992 | 0 | 3.8992 | 0
211017-Floor Lamp - 2 23 Watt pin based | 0.016796 | 0.016885 | 0.019577 | 117.8863 | 1768.2948 | -2.3056 | -34.5841 | 0.082322 | 1.0475 | 0.082322 | 1.0475 | 0.12605 | 1.0475 | 0.12605 | 1.0475 | 2.4142 | 0 | 2.4142 | 0
211017-Floor Lamp - 2 23 Watt pin based | 0.0083982 | 0.0084426 | 0.0097884 | 58.9432 | 884.1474 | -1.1528 | -17.292 | 0.082322 | 1.0475 | 0.082322 | 1.0475 | 0.12605 | 1.0475 | 0.12605 | 1.0475 | 2.4142 | 0 | 2.4142 | 0
211004-23 Watt Intergral CFL - ISR=0.76 | 0.015957 | 0.016041 | 0.018598 | 111.992 | 739.1472 | -2.1903 | -14.4561 | 0.1068 | 0 | 0.1068 | 0 | 0.1161 | 0 | 0.1161 | 0 | 12.4808 | 0 | 12.4808 | 0
211017-Floor Lamp - 2 23 Watt pin based | 0.0083982 | 0.0084426 | 0.0097884 | 58.9432 | 884.1474 | -1.1528 | -17.292 | 0.082322 | 1.0475 | 0.082322 | 1.0475 | 0.12605 | 1.0475 | 0.12605 | 1.0475 | 2.4142 | 0 | 2.4142 | 0
211013-Table Lamp 18-Watt Pin based | 0.0046555 | 0.0046801 | 0.0054256 | 32.675 | 490.1253 | -0.63905 | -9.5858 | 0.066011 | 1.0475 | 0.066011 | 1.0475 | 0.12605 | 1.0475 | 0.12605 | 1.0475 | 1.7583 | 0 | 1.7583 | 0
211017-Floor Lamp - 2 23 Watt pin based | 0.0083982 | 0.0084426 | 0.0097884 | 58.9432 | 884.1474 | -1.1528 | -17.292 | 0.082322 | 1.0475 | 0.082322 | 1.0475 | 0.12605 | 1.0475 | 0.12605 | 1.0475 | 2.4142 | 0 | 2.4142 | 0
211017-Floor Lamp - 2 23 Watt pin based | 0.0083982 | 0.0084426 | 0.0097884 | 58.9432 | 884.1474 | -1.1528 | -17.292 | 0.082322 | 1.0475 | 0.082322 | 1.0475 | 0.12605 | 1.0475 | 0.12605 | 1.0475 | 2.4142 | 0 | 2.4142 | 0
211012-CFL 9W Globe Lamp - ISR=.76 | 0.0046555 | 0.0046801 | 0.0054264 | 32.675 | 173.1776 | -0.63905 | -3.387 | 0.088375 | 0.96542 | 0.088375 | 0.96542 | 0.11445 | 0.96542 | 0.11445 | 0.96542 | 3.6654 | 0 | 3.6654 | 0
211015-CFL, 14W lamp, A-Line, Integral or Modular, Tube or Spiral or Flood - ISR=0.76 | 0.0058276 | 0.0058584 | 0.0067921 | 40.9014 | 216.7775 | -0.79994 | -4.2397 | 0.089938 | 0.96542 | 0.089938 | 0.96542 | 0.11445 | 0.96542 | 0.11445 | 0.96542 | 3.8992 | 0 | 3.8992 | 0
211017-Floor Lamp - 2 23 Watt pin based | 0.0083982 | 0.0084426 | 0.0097884 | 58.9432 | 884.1474 | -1.1528 | -17.292 | 0.082322 | 1.0475 | 0.082322 | 1.0475 | 0.12605 | 1.0475 | 0.12605 | 1.0475 | 2.4142 | 0 | 2.4142 | 0
211012-CFL 9W Globe Lamp - ISR=.76 | 0.011639 | 0.0117 | 0.013566 | 81.6876 | 432.944 | -1.5976 | -8.4675 | 0.088375 | 0.96542 | 0.088375 | 0.96542 | 0.11445 | 0.96542 | 0.11445 | 0.96542 | 3.6654 | 0 | 3.6654 | 0
211017-Floor Lamp - 2 23 Watt pin based | 0.016796 | 0.016885 | 0.019577 | 117.8863 | 1768.2948 | -2.3056 | -34.5841 | 0.082322 | 1.0475 | 0.082322 | 1.0475 | 0.12605 | 1.0475 | 0.12605 | 1.0475 | 2.4142 | 0 | 2.4142 | 0
211015-CFL, 14W lamp, A-Line, Integral or Modular, Tube or Spiral or Flood - ISR=0.76 | 0.0097127 | 0.009764 | 0.01132 | 68.169 | 361.2959 | -1.3332 | -7.0662 | 0.089938 | 0.96542 | 0.089938 | 0.96542 | 0.11445 | 0.96542 | 0.11445 | 0.96542 | 3.8992 | 0 | 3.8992 | 0
211004-23 Watt Intergral CFL - ISR=0.76 | 0.015957 | 0.016041 | 0.018598 | 111.992 | 739.1472 | -2.1903 | -14.4561 | 0.1068 | 0 | 0.1068 | 0 | 0.1161 | 0 | 0.1161 | 0 | 12.4808 | 0 | 12.4808 | 0
211012-CFL 9W Globe Lamp - ISR=.76 | 0.0046555 | 0.0046801 | 0.0054264 | 32.675 | 173.1776 | -0.63905 | -3.387 | 0.088375 | 0.96542 | 0.088375 | 0.96542 | 0.11445 | 0.96542 | 0.11445 | 0.96542 | 3.6654 | 0 | 3.6654 | 0
211004-23 Watt Intergral CFL - ISR=0.76 | 0.0095739 | 0.0096245 | 0.011159 | 67.1952 | 443.4883 | -1.3142 | -8.6737 | 0.1068 | 0 | 0.1068 | 0 | 0.1161 | 0 | 0.1161 | 0 | 12.4808 | 0 | 12.4808 | 0
211004-23 Watt Intergral CFL - ISR=0.76 | 0.0095739 | 0.0096245 | 0.011159 | 67.1952 | 443.4883 | -1.3142 | -8.6737 | 0.1068 | 0 | 0.1068 | 0 | 0.1161 | 0 | 0.1161 | 0 | 12.4808 | 0 | 12.4808 | 0
211015-CFL, 14W lamp, A-Line, Integral or Modular, Tube or Spiral or Flood - ISR=0.76 | 0.0038851 | 0.0039056 | 0.0045281 | 27.2676 | 144.5184 | -0.5333 | -2.8265 | 0.089938 | 0.96542 | 0.089938 | 0.96542 | 0.11445 | 0.96542 | 0.11445 | 0.96542 | 3.8992 | 0 | 3.8992 | 0
211017-Floor Lamp - 2 23 Watt pin based | 0.016796 | 0.016885 | 0.019577 | 117.8863 | 1768.2948 | -2.3056 | -34.5841 | 0.082322 | 1.0475 | 0.082322 | 1.0475 | 0.12605 | 1.0475 | 0.12605 | 1.0475 | 2.4142 | 0 | 2.4142 | 0
211004-23 Watt Intergral CFL - ISR=0.76 | 0.015957 | 0.016041 | 0.018598 | 111.992 | 739.1472 | -2.1903 | -14.4561 | 0.1068 | 0 | 0.1068 | 0 | 0.1161 | 0 | 0.1161 | 0 | 12.4808 | 0 | 12.4808 | 0
211017-Floor Lamp - 2 23 Watt pin based | 0.0083982 | 0.0084426 | 0.0097884 | 58.9432 | 884.1474 | -1.1528 | -17.292 | 0.082322 | 1.0475 | 0.082322 | 1.0475 | 0.12605 | 1.0475 | 0.12605 | 1.0475 | 2.4142 | 0 | 2.4142 | 0
211012-CFL 9W Globe Lamp - ISR=.76 | 0.0046555 | 0.0046801 | 0.0054264 | 32.675 | 173.1776 | -0.63905 | -3.387 | 0.088375 | 0.96542 | 0.088375 | 0.96542 | 0.11445 | 0.96542 | 0.11445 | 0.96542 | 3.6654 | 0 | 3.6654 | 0
211004-23 Watt Intergral CFL - ISR=0.76 | 0.0095739 | 0.0096245 | 0.011159 | 67.1952 | 443.4883 | -1.3142 | -8.6737 | 0.1068 | 0 | 0.1068 | 0 | 0.1161 | 0 | 0.1161 | 0 | 12.4808 | 0 | 12.4808 | 0
211017-Floor Lamp - 2 23 Watt pin based | 0.0083982 | 0.0084426 | 0.0097884 | 58.9432 | 884.1474 | -1.1528 | -17.292 | 0.082322 | 1.0475 | 0.082322 | 1.0475 | 0.12605 | 1.0475 | 0.12605 | 1.0475 | 2.4142 | 0 | 2.4142 | 0
211015-CFL, 14W lamp, A-Line, Integral or Modular, Tube or Spiral or Flood - ISR=0.76 | 0.0097127 | 0.009764 | 0.01132 | 68.169 | 361.2959 | -1.3332 | -7.0662 | 0.089938 | 0.96542 | 0.089938 | 0.96542 | 0.11445 | 0.96542 | 0.11445 | 0.96542 | 3.8992 | 0 | 3.8992 | 0
211017-Floor Lamp - 2 23 Watt pin based | 0.0083982 | 0.0084426 | 0.0097884 | 58.9432 | 884.1474 | -1.1528 | -17.292 | 0.082322 | 1.0475 | 0.082322 | 1.0475 | 0.12605 | 1.0475 | 0.12605 | 1.0475 | 2.4142 | 0 | 2.4142 | 0
211015-CFL, 14W lamp, A-Line, Integral or Modular, Tube or Spiral or Flood - ISR=0.76 | 0.0097127 | 0.009764 | 0.01132 | 68.169 | 361.2959 | -1.3332 | -7.0662 | 0.089938 | 0.96542 | 0.089938 | 0.96542 | 0.11445 | 0.96542 | 0.11445 | 0.96542 | 3.8992 | 0 | 3.8992 | 0
211004-23 Watt Intergral CFL - ISR=0.76 | 0.0063826 | 0.0064163 | 0.0074392 | 44.7968 | 295.6589 | -0.87613 | -5.7825 | 0.1068 | 0 | 0.1068 | 0 | 0.1161 | 0 | 0.1161 | 0 | 12.4808 | 0 | 12.4808 | 0
211015-CFL, 14W lamp, A-Line, Integral or Modular, Tube or Spiral or Flood - ISR=0.76 | 0.0058276 | 0.0058584 | 0.0067921 | 40.9014 | 216.7775 | -0.79994 | -4.2397 | 0.089938 | 0.96542 | 0.089938 | 0.96542 | 0.11445 | 0.96542 | 0.11445 | 0.96542 | 3.8992 | 0 | 3.8992 | 0
211004-23 Watt Intergral CFL - ISR=0.76 | 0.015957 | 0.016041 | 0.018598 | 111.992 | 739.1472 | -2.1903 | -14.4561 | 0.1068 | 0 | 0.1068 | 0 | 0.1161 | 0 | 0.1161 | 0 | 12.4808 | 0 | 12.4808 | 0
211017-Floor Lamp - 2 23 Watt pin based | 0.0083982 | 0.0084426 | 0.0097884 | 58.9432 | 884.1474 | -1.1528 | -17.292 | 0.082322 | 1.0475 | 0.082322 | 1.0475 | 0.12605 | 1.0475 | 0.12605 | 1.0475 | 2.4142 | 0 | 2.4142 | 0
211004-23 Watt Intergral CFL - ISR=0.76 | 0.0095739 | 0.0096245 | 0.011159 | 67.1952 | 443.4883 | -1.3142 | -8.6737 | 0.1068 | 0 | 0.1068 | 0 | 0.1161 | 0 | 0.1161 | 0 | 12.4808 | 0 | 12.4808 | 0
211015-CFL, 14W lamp, A-Line, Integral or Modular, Tube or Spiral or Flood - ISR=0.76 | 0.0038851 | 0.0039056 | 0.0045281 | 27.2676 | 144.5184 | -0.5333 | -2.8265 | 0.089938 | 0.96542 | 0.089938 | 0.96542 | 0.11445 | 0.96542 | 0.11445 | 0.96542 | 3.8992 | 0 | 3.8992 | 0
211017-Floor Lamp - 2 23 Watt pin based | 0.016796 | 0.016885 | 0.019577 | 117.8863 | 1768.2948 | -2.3056 | -34.5841 | 0.082322 | 1.0475 | 0.082322 | 1.0475 | 0.12605 | 1.0475 | 0.12605 | 1.0475 | 2.4142 | 0 | 2.4142 | 0
211004-23 Watt Intergral CFL - ISR=0.76 | 0.0095739 | 0.0096245 | 0.011159 | 67.1952 | 443.4883 | -1.3142 | -8.6737 | 0.1068 | 0 | 0.1068 | 0 | 0.1161 | 0 | 0.1161 | 0 | 12.4808 | 0 | 12.4808 | 0
211016-CFL - 3 Way - 20 Watt median - ISR = 0.76 | 0.0055501 | 0.0055794 | 0.0064688 | 38.9537 | 206.4547 | -0.76185 | -4.0378 | 0.087066 | 0.96542 | 0.087066 | 0.96542 | 0.11445 | 0.96542 | 0.11445 | 0.96542 | 3.4901 | 0 | 3.4901 | 0
211017-Floor Lamp - 2 23 Watt pin based | 0.016796 | 0.016885 | 0.019577 | 117.8863 | 1768.2948 | -2.3056 | -34.5841 | 0.082322 | 1.0475 | 0.082322 | 1.0475 | 0.12605 | 1.0475 | 0.12605 | 1.0475 | 2.4142 | 0 | 2.4142 | 0
211004-23 Watt Intergral CFL - ISR=0.76 | 0.015957 | 0.016041 | 0.018598 | 111.992 | 739.1472 | -2.1903 | -14.4561 | 0.1068 | 0 | 0.1068 | 0 | 0.1161 | 0 | 0.1161 | 0 | 12.4808 | 0 | 12.4808 | 0
211015-CFL, 14W lamp, A-Line, Integral or Modular, Tube or Spiral or Flood - ISR=0.76 | 0.0097127 | 0.009764 | 0.01132 | 68.169 | 361.2959 | -1.3332 | -7.0662 | 0.089938 | 0.96542 | 0.089938 | 0.96542 | 0.11445 | 0.96542 | 0.11445 | 0.96542 | 3.8992 | 0 | 3.8992 | 0
211012-CFL 9W Globe Lamp - ISR=.76 | 0.011639 | 0.0117 | 0.013566 | 81.6876 | 432.944 | -1.5976 | -8.4675 | 0.088375 | 0.96542 | 0.088375 | 0.96542 | 0.11445 | 0.96542 | 0.11445 | 0.96542 | 3.6654 | 0 | 3.6654 | 0
211004-23 Watt Intergral CFL - ISR=0.76 | 0.012765 | 0.012833 | 0.014878 | 89.5936 | 591.3178 | -1.7523 | -11.5649 | 0.1068 | 0 | 0.1068 | 0 | 0.1161 | 0 | 0.1161 | 0 | 12.4808 | 0 | 12.4808 | 0
211015-CFL, 14W lamp, A-Line, Integral or Modular, Tube or Spiral or Flood - ISR=0.76 | 0.0019425 | 0.0019528 | 0.002264 | 13.6338 | 72.2592 | -0.26665 | -1.4132 | 0.089938 | 0.96542 | 0.089938 | 0.96542 | 0.11445 | 0.96542 | 0.11445 | 0.96542 | 3.8992 | 0 | 3.8992 | 0
211017-Floor Lamp - 2 23 Watt pin based | 0.0083982 | 0.0084426 | 0.0097884 | 58.9432 | 884.1474 | -1.1528 | -17.292 | 0.082322 | 1.0475 | 0.082322 | 1.0475 | 0.12605 | 1.0475 | 0.12605 | 1.0475 | 2.4142 | 0 | 2.4142 | 0
211012-CFL 9W Globe Lamp - ISR=.76 | 0.0023278 | 0.0023401 | 0.0027132 | 16.3375 | 86.5888 | -0.31953 | -1.6935 | 0.088375 | 0.96542 | 0.088375 | 0.96542 | 0.11445 | 0.96542 | 0.11445 | 0.96542 | 3.6654 | 0 | 3.6654 | 0
211004-23 Watt Intergral CFL - ISR=0.76 | 0.0095739 | 0.0096245 | 0.011159 | 67.1952 | 443.4883 | -1.3142 | -8.6737 | 0.1068 | 0 | 0.1068 | 0 | 0.1161 | 0 | 0.1161 | 0 | 12.4808 | 0 | 12.4808 | 0
211015-CFL, 14W lamp, A-Line, Integral or Modular, Tube or Spiral or Flood - ISR=0.76 | 0.0019425 | 0.0019528 | 0.002264 | 13.6338 | 72.2592 | -0.26665 | -1.4132 | 0.089938 | 0.96542 | 0.089938 | 0.96542 | 0.11445 | 0.96542 | 0.11445 | 0.96542 | 3.8992 | 0 | 3.8992 | 0
211012-CFL 9W Globe Lamp - ISR=.76 | 0.011639 | 0.0117 | 0.013566 | 81.6876 | 432.944 | -1.5976 | -8.4675 | 0.088375 | 0.96542 | 0.088375 | 0.96542 | 0.11445 | 0.96542 | 0.11445 | 0.96542 | 3.6654 | 0 | 3.6654 | 0
211017-Floor Lamp - 2 23 Watt pin based | 0.0083982 | 0.0084426 | 0.0097884 | 58.9432 | 884.1474 | -1.1528 | -17.292 | 0.082322 | 1.0475 | 0.082322 | 1.0475 | 0.12605 | 1.0475 | 0.12605 | 1.0475 | 2.4142 | 0 | 2.4142 | 0
211004-23 Watt Intergral CFL - ISR=0.76 | 0.0095739 | 0.0096245 | 0.011159 | 67.1952 | 443.4883 | -1.3142 | -8.6737 | 0.1068 | 0 | 0.1068 | 0 | 0.1161 | 0 | 0.1161 | 0 | 12.4808 | 0 | 12.4808 | 0
211016-CFL - 3 Way - 20 Watt median - ISR = 0.76 | 0.0055501 | 0.0055794 | 0.0064688 | 38.9537 | 206.4547 | -0.76185 | -4.0378 | 0.087066 | 0.96542 | 0.087066 | 0.96542 | 0.11445 | 0.96542 | 0.11445 | 0.96542 | 3.4901 | 0 | 3.4901 | 0
211004-23 Watt Intergral CFL - ISR=0.76 | 0.0063826 | 0.0064163 | 0.0074392 | 44.7968 | 295.6589 | -0.87613 | -5.7825 | 0.1068 | 0 | 0.1068 | 0 | 0.1161 | 0 | 0.1161 | 0 | 12.4808 | 0 | 12.4808 | 0
211015-CFL, 14W lamp, A-Line, Integral or Modular, Tube or Spiral or Flood - ISR=0.76 | 0.0019425 | 0.0019528 | 0.002264 | 13.6338 | 72.2592 | -0.26665 | -1.4132 | 0.089938 | 0.96542 | 0.089938 | 0.96542 | 0.11445 | 0.96542 | 0.11445 | 0.96542 | 3.8992 | 0 | 3.8992 | 0
211017-Floor Lamp - 2 23 Watt pin based | 0.0083982 | 0.0084426 | 0.0097884 | 58.9432 | 884.1474 | -1.1528 | -17.292 | 0.082322 | 1.0475 | 0.082322 | 1.0475 | 0.12605 | 1.0475 | 0.12605 | 1.0475 | 2.4142 | 0 | 2.4142 | 0
211015-CFL, 14W lamp, A-Line, Integral or Modular, Tube or Spiral or Flood - ISR=0.76 | 0.0038851 | 0.0039056 | 0.0045281 | 27.2676 | 144.5184 | -0.5333 | -2.8265 | 0.089938 | 0.96542 | 0.089938 | 0.96542 | 0.11445 | 0.96542 | 0.11445 | 0.96542 | 3.8992 | 0 | 3.8992 | 0
211013-Table Lamp 18-Watt Pin based | 0.0046555 | 0.0046801 | 0.0054256 | 32.675 | 490.1253 | -0.63905 | -9.5858 | 0.066011 | 1.0475 | 0.066011 | 1.0475 | 0.12605 | 1.0475 | 0.12605 | 1.0475 | 1.7583 | 0 | 1.7583 | 0
211017-Floor Lamp - 2 23 Watt pin based | 0.0083982 | 0.0084426 | 0.0097884 | 58.9432 | 884.1474 | -1.1528 | -17.292 | 0.082322 | 1.0475 | 0.082322 | 1.0475 | 0.12605 | 1.0475 | 0.12605 | 1.0475 | 2.4142 | 0 | 2.4142 | 0
211004-23 Watt Intergral CFL - ISR=0.76 | 0.015957 | 0.016041 | 0.018598 | 111.992 | 739.1472 | -2.1903 | -14.4561 | 0.1068 | 0 | 0.1068 | 0 | 0.1161 | 0 | 0.1161 | 0 | 12.4808 | 0 | 12.4808 | 0
211017-Floor Lamp - 2 23 Watt pin based | 0.016796 | 0.016885 | 0.019577 | 117.8863 | 1768.2948 | -2.3056 | -34.5841 | 0.082322 | 1.0475 | 0.082322 | 1.0475 | 0.12605 | 1.0475 | 0.12605 | 1.0475 | 2.4142 | 0 | 2.4142 | 0
211004-23 Watt Intergral CFL - ISR=0.76 | 0.015957 | 0.016041 | 0.018598 | 111.992 | 739.1472 | -2.1903 | -14.4561 | 0.1068 | 0 | 0.1068 | 0 | 0.1161 | 0 | 0.1161 | 0 | 12.4808 | 0 | 12.4808 | 0
211012-CFL 9W Globe Lamp - ISR=.76 | 0.011639 | 0.0117 | 0.013566 | 81.6876 | 432.944 | -1.5976 | -8.4675 | 0.088375 | 0.96542 | 0.088375 | 0.96542 | 0.11445 | 0.96542 | 0.11445 | 0.96542 | 3.6654 | 0 | 3.6654 | 0
211017-Floor Lamp - 2 23 Watt pin based | 0.016796 | 0.016885 | 0.019577 | 117.8863 | 1768.2948 | -2.3056 | -34.5841 | 0.082322 | 1.0475 | 0.082322 | 1.0475 | 0.12605 | 1.0475 | 0.12605 | 1.0475 | 2.4142 | 0 | 2.4142 | 0
211015-CFL, 14W lamp, A-Line, Integral or Modular, Tube or Spiral or Flood - ISR=0.76 | 0.0097127 | 0.009764 | 0.01132 | 68.169 | 361.2959 | -1.3332 | -7.0662 | 0.089938 | 0.96542 | 0.089938 | 0.96542 | 0.11445 | 0.96542 | 0.11445 | 0.96542 | 3.8992 | 0 | 3.8992 | 0
211004-23 Watt Intergral CFL - ISR=0.76 | 0.012765 | 0.012833 | 0.014878 | 89.5936 | 591.3178 | -1.7523 | -11.5649 | 0.1068 | 0 | 0.1068 | 0 | 0.1161 | 0 | 0.1161 | 0 | 12.4808 | 0 | 12.4808 | 0
211015-CFL, 14W lamp, A-Line, Integral or Modular, Tube or Spiral or Flood - ISR=0.76 | 0.0019425 | 0.0019528 | 0.002264 | 13.6338 | 72.2592 | -0.26665 | -1.4132 | 0.089938 | 0.96542 | 0.089938 | 0.96542 | 0.11445 | 0.96542 | 0.11445 | 0.96542 | 3.8992 | 0 | 3.8992 | 0
211015-CFL, 14W lamp, A-Line, Integral or Modular, Tube or Spiral or Flood - ISR=0.76 | 0.0077701 | 0.0078112 | 0.0090562 | 54.5352 | 289.0367 | -1.0666 | -5.6529 | 0.089938 | 0.96542 | 0.089938 | 0.96542 | 0.11445 | 0.96542 | 0.11445 | 0.96542 | 3.8992 | 0 | 3.8992 | 0
211013-Table Lamp 18-Watt Pin based | 0.0046555 | 0.0046801 | 0.0054256 | 32.675 | 490.1253 | -0.63905 | -9.5858 | 0.066011 | 1.0475 | 0.066011 | 1.0475 | 0.12605 | 1.0475 | 0.12605 | 1.0475 | 1.7583 | 0 | 1.7583 | 0
211017-Floor Lamp - 2 23 Watt pin based | 0.0083982 | 0.0084426 | 0.0097884 | 58.9432 | 884.1474 | -1.1528 | -17.292 | 0.082322 | 1.0475 | 0.082322 | 1.0475 | 0.12605 | 1.0475 | 0.12605 | 1.0475 | 2.4142 | 0 | 2.4142 | 0
211012-CFL 9W Globe Lamp - ISR=.76 | 0.009311 | 0.0093602 | 0.010853 | 65.35 | 346.3552 | -1.2781 | -6.774 | 0.088375 | 0.96542 | 0.088375 | 0.96542 | 0.11445 | 0.96542 | 0.11445 | 0.96542 | 3.6654 | 0 | 3.6654 | 0
211004-23 Watt Intergral CFL - ISR=0.76 | 0.015957 | 0.016041 | 0.018598 | 111.992 | 739.1472 | -2.1903 | -14.4561 | 0.1068 | 0 | 0.1068 | 0 | 0.1161 | 0 | 0.1161 | 0 | 12.4808 | 0 | 12.4808 | 0
211004-23 Watt Intergral CFL - ISR=0.76 | 0.0063826 | 0.0064163 | 0.0074392 | 44.7968 | 295.6589 | -0.87613 | -5.7825 | 0.1068 | 0 | 0.1068 | 0 | 0.1161 | 0 | 0.1161 | 0 | 12.4808 | 0 | 12.4808 | 0
211013-Table Lamp 18-Watt Pin based | 0.009311 | 0.0093602 | 0.010851 | 65.35 | 980.2506 | -1.2781 | -19.1716 | 0.066011 | 1.0475 | 0.066011 | 1.0475 | 0.12605 | 1.0475 | 0.12605 | 1.0475 | 1.7583 | 0 | 1.7583 | 0
211015-CFL, 14W lamp, A-Line, Integral or Modular, Tube or Spiral or Flood - ISR=0.76 | 0.0077701 | 0.0078112 | 0.0090562 | 54.5352 | 289.0367 | -1.0666 | -5.6529 | 0.089938 | 0.96542 | 0.089938 | 0.96542 | 0.11445 | 0.96542 | 0.11445 | 0.96542 | 3.8992 | 0 | 3.8992 | 0
211017-Floor Lamp - 2 23 Watt pin based | 0.0083982 | 0.0084426 | 0.0097884 | 58.9432 | 884.1474 | -1.1528 | -17.292 | 0.082322 | 1.0475 | 0.082322 | 1.0475 | 0.12605 | 1.0475 | 0.12605 | 1.0475 | 2.4142 | 0 | 2.4142 | 0
211016-CFL - 3 Way - 20 Watt median - ISR = 0.76 | 0.013875 | 0.013949 | 0.016172 | 97.3843 | 516.1366 | -1.9046 | -10.0945 | 0.087066 | 0.96542 | 0.087066 | 0.96542 | 0.11445 | 0.96542 | 0.11445 | 0.96542 | 3.4901 | 0 | 3.4901 | 0
211016-CFL - 3 Way - 20 Watt median - ISR = 0.76 | 0.0083251 | 0.0083691 | 0.0097032 | 58.4306 | 309.682 | -1.1428 | -6.0567 | 0.087066 | 0.96542 | 0.087066 | 0.96542 | 0.11445 | 0.96542 | 0.11445 | 0.96542 | 3.4901 | 0 | 3.4901 | 0
211004-23 Watt Intergral CFL - ISR=0.76 | 0.0063826 | 0.0064163 | 0.0074392 | 44.7968 | 295.6589 | -0.87613 | -5.7825 | 0.1068 | 0 | 0.1068 | 0 | 0.1161 | 0 | 0.1161 | 0 | 12.4808 | 0 | 12.4808 | 0
211004-23 Watt Intergral CFL - ISR=0.76 | 0.0095739 | 0.0096245 | 0.011159 | 67.1952 | 443.4883 | -1.3142 | -8.6737 | 0.1068 | 0 | 0.1068 | 0 | 0.1161 | 0 | 0.1161 | 0 | 12.4808 | 0 | 12.4808 | 0
211012-CFL 9W Globe Lamp - ISR=.76 | 0.0046555 | 0.0046801 | 0.0054264 | 32.675 | 173.1776 | -0.63905 | -3.387 | 0.088375 | 0.96542 | 0.088375 | 0.96542 | 0.11445 | 0.96542 | 0.11445 | 0.96542 | 3.6654 | 0 | 3.6654 | 0
211012-CFL 9W Globe Lamp - ISR=.76 | 0.0023278 | 0.0023401 | 0.0027132 | 16.3375 | 86.5888 | -0.31953 | -1.6935 | 0.088375 | 0.96542 | 0.088375 | 0.96542 | 0.11445 | 0.96542 | 0.11445 | 0.96542 | 3.6654 | 0 | 3.6654 | 0
211003-Lighting - Torchiere - Energy Star (70 watt ) Turn-in | 0.022145 | 0.022144 | 0.015835 | 162.6951 | 2440.4265 | 0 | 0 | 0.10776 | 0 | 0.10776 | 0 | 0.12081 | 0 | 0.12081 | 0 | 9.2538 | 0 | 9.2538 | 0
211016-CFL - 3 Way - 20 Watt median - ISR = 0.76 | 0.002775 | 0.0027897 | 0.0032344 | 19.4769 | 103.2273 | -0.38093 | -2.0189 | 0.087066 | 0.96542 | 0.087066 | 0.96542 | 0.11445 | 0.96542 | 0.11445 | 0.96542 | 3.4901 | 0 | 3.4901 | 0
211015-CFL, 14W lamp, A-Line, Integral or Modular, Tube or Spiral or Flood - ISR=0.76 | 0.0077701 | 0.0078112 | 0.0090562 | 54.5352 | 289.0367 | -1.0666 | -5.6529 | 0.089938 | 0.96542 | 0.089938 | 0.96542 | 0.11445 | 0.96542 | 0.11445 | 0.96542 | 3.8992 | 0 | 3.8992 | 0
211003-Lighting - Torchiere - Energy Star (70 watt ) Turn-in | 0.022145 | 0.022144 | 0.015835 | 162.6951 | 2440.4265 | 0 | 0 | 0.10776 | 0 | 0.10776 | 0 | 0.12081 | 0 | 0.12081 | 0 | 9.2538 | 0 | 9.2538 | 0
211016-CFL - 3 Way - 20 Watt median - ISR = 0.76 | 0.0055501 | 0.0055794 | 0.0064688 | 38.9537 | 206.4547 | -0.76185 | -4.0378 | 0.087066 | 0.96542 | 0.087066 | 0.96542 | 0.11445 | 0.96542 | 0.11445 | 0.96542 | 3.4901 | 0 | 3.4901 | 0
211015-CFL, 14W lamp, A-Line, Integral or Modular, Tube or Spiral or Flood - ISR=0.76 | 0.0058276 | 0.0058584 | 0.0067921 | 40.9014 | 216.7775 | -0.79994 | -4.2397 | 0.089938 | 0.96542 | 0.089938 | 0.96542 | 0.11445 | 0.96542 | 0.11445 | 0.96542 | 3.8992 | 0 | 3.8992 | 0
211004-23 Watt Intergral CFL - ISR=0.76 | 0.0063826 | 0.0064163 | 0.0074392 | 44.7968 | 295.6589 | -0.87613 | -5.7825 | 0.1068 | 0 | 0.1068 | 0 | 0.1161 | 0 | 0.1161 | 0 | 12.4808 | 0 | 12.4808 | 0
211016-CFL - 3 Way - 20 Watt median - ISR = 0.76 | 0.0055501 | 0.0055794 | 0.0064688 | 38.9537 | 206.4547 | -0.76185 | -4.0378 | 0.087066 | 0.96542 | 0.087066 | 0.96542 | 0.11445 | 0.96542 | 0.11445 | 0.96542 | 3.4901 | 0 | 3.4901 | 0
211017-Floor Lamp - 2 23 Watt pin based | 0.0083982 | 0.0084426 | 0.0097884 | 58.9432 | 884.1474 | -1.1528 | -17.292 | 0.082322 | 1.0475 | 0.082322 | 1.0475 | 0.12605 | 1.0475 | 0.12605 | 1.0475 | 2.4142 | 0 | 2.4142 | 0
211004-23 Watt Intergral CFL - ISR=0.76 | 0.015957 | 0.016041 | 0.018598 | 111.992 | 739.1472 | -2.1903 | -14.4561 | 0.1068 | 0 | 0.1068 | 0 | 0.1161 | 0 | 0.1161 | 0 | 12.4808 | 0 | 12.4808 | 0
211004-23 Watt Intergral CFL - ISR=0.76 | 0.0095739 | 0.0096245 | 0.011159 | 67.1952 | 443.4883 | -1.3142 | -8.6737 | 0.1068 | 0 | 0.1068 | 0 | 0.1161 | 0 | 0.1161 | 0 | 12.4808 | 0 | 12.4808 | 0
211016-CFL - 3 Way - 20 Watt median - ISR = 0.76 | 0.0055501 | 0.0055794 | 0.0064688 | 38.9537 | 206.4547 | -0.76185 | -4.0378 | 0.087066 | 0.96542 | 0.087066 | 0.96542 | 0.11445 | 0.96542 | 0.11445 | 0.96542 | 3.4901 | 0 | 3.4901 | 0
211017-Floor Lamp - 2 23 Watt pin based | 0.0083982 | 0.0084426 | 0.0097884 | 58.9432 | 884.1474 | -1.1528 | -17.292 | 0.082322 | 1.0475 | 0.082322 | 1.0475 | 0.12605 | 1.0475 | 0.12605 | 1.0475 | 2.4142 | 0 | 2.4142 | 0
211016-CFL - 3 Way - 20 Watt median - ISR = 0.76 | 0.0083251 | 0.0083691 | 0.0097032 | 58.4306 | 309.682 | -1.1428 | -6.0567 | 0.087066 | 0.96542 | 0.087066 | 0.96542 | 0.11445 | 0.96542 | 0.11445 | 0.96542 | 3.4901 | 0 | 3.4901 | 0
211015-CFL, 14W lamp, A-Line, Integral or Modular, Tube or Spiral or Flood - ISR=0.76 | 0.0038851 | 0.0039056 | 0.0045281 | 27.2676 | 144.5184 | -0.5333 | -2.8265 | 0.089938 | 0.96542 | 0.089938 | 0.96542 | 0.11445 | 0.96542 | 0.11445 | 0.96542 | 3.8992 | 0 | 3.8992 | 0
211016-CFL - 3 Way - 20 Watt median - ISR = 0.76 | 0.013875 | 0.013949 | 0.016172 | 97.3843 | 516.1366 | -1.9046 | -10.0945 | 0.087066 | 0.96542 | 0.087066 | 0.96542 | 0.11445 | 0.96542 | 0.11445 | 0.96542 | 3.4901 | 0 | 3.4901 | 0
211015-CFL, 14W lamp, A-Line, Integral or Modular, Tube or Spiral or Flood - ISR=0.76 | 0.0097127 | 0.009764 | 0.01132 | 68.169 | 361.2959 | -1.3332 | -7.0662 | 0.089938 | 0.96542 | 0.089938 | 0.96542 | 0.11445 | 0.96542 | 0.11445 | 0.96542 | 3.8992 | 0 | 3.8992 | 0
211013-Table Lamp 18-Watt Pin based | 0.0046555 | 0.0046801 | 0.0054256 | 32.675 | 490.1253 | -0.63905 | -9.5858 | 0.066011 | 1.0475 | 0.066011 | 1.0475 | 0.12605 | 1.0475 | 0.12605 | 1.0475 | 1.7583 | 0 | 1.7583 | 0
211017-Floor Lamp - 2 23 Watt pin based | 0.0083982 | 0.0084426 | 0.0097884 | 58.9432 | 884.1474 | -1.1528 | -17.292 | 0.082322 | 1.0475 | 0.082322 | 1.0475 | 0.12605 | 1.0475 | 0.12605 | 1.0475 | 2.4142 | 0 | 2.4142 | 0
211012-CFL 9W Globe Lamp - ISR=.76 | 0.011639 | 0.0117 | 0.013566 | 81.6876 | 432.944 | -1.5976 | -8.4675 | 0.088375 | 0.96542 | 0.088375 | 0.96542 | 0.11445 | 0.96542 | 0.11445 | 0.96542 | 3.6654 | 0 | 3.6654 | 0
211012-CFL 9W Globe Lamp - ISR=.76 | 0.011639 | 0.0117 | 0.013566 | 81.6876 | 432.944 | -1.5976 | -8.4675 | 0.088375 | 0.96542 | 0.088375 | 0.96542 | 0.11445 | 0.96542 | 0.11445 | 0.96542 | 3.6654 | 0 | 3.6654 | 0
211016-CFL - 3 Way - 20 Watt median - ISR = 0.76 | 0.013875 | 0.013949 | 0.016172 | 97.3843 | 516.1366 | -1.9046 | -10.0945 | 0.087066 | 0.96542 | 0.087066 | 0.96542 | 0.11445 | 0.96542 | 0.11445 | 0.96542 | 3.4901 | 0 | 3.4901 | 0
211013-Table Lamp 18-Watt Pin based | 0.0046555 | 0.0046801 | 0.0054256 | 32.675 | 490.1253 | -0.63905 | -9.5858 | 0.066011 | 1.0475 | 0.066011 | 1.0475 | 0.12605 | 1.0475 | 0.12605 | 1.0475 | 1.7583 | 0 | 1.7583 | 0
211004-23 Watt Intergral CFL - ISR=0.76 | 0.0095739 | 0.0096245 | 0.011159 | 67.1952 | 443.4883 | -1.3142 | -8.6737 | 0.1068 | 0 | 0.1068 | 0 | 0.1161 | 0 | 0.1161 | 0 | 12.4808 | 0 | 12.4808 | 0
211015-CFL, 14W lamp, A-Line, Integral or Modular, Tube or Spiral or Flood - ISR=0.76 | 0.0038851 | 0.0039056 | 0.0045281 | 27.2676 | 144.5184 | -0.5333 | -2.8265 | 0.089938 | 0.96542 | 0.089938 | 0.96542 | 0.11445 | 0.96542 | 0.11445 | 0.96542 | 3.8992 | 0 | 3.8992 | 0
211016-CFL - 3 Way - 20 Watt median - ISR = 0.76 | 0.013875 | 0.013949 | 0.016172 | 97.3843 | 516.1366 | -1.9046 | -10.0945 | 0.087066 | 0.96542 | 0.087066 | 0.96542 | 0.11445 | 0.96542 | 0.11445 | 0.96542 | 3.4901 | 0 | 3.4901 | 0
211015-CFL, 14W lamp, A-Line, Integral or Modular, Tube or Spiral or Flood - ISR=0.76 | 0.0097127 | 0.009764 | 0.01132 | 68.169 | 361.2959 | -1.3332 | -7.0662 | 0.089938 | 0.96542 | 0.089938 | 0.96542 | 0.11445 | 0.96542 | 0.11445 | 0.96542 | 3.8992 | 0 | 3.8992 | 0
211017-Floor Lamp - 2 23 Watt pin based | 0.016796 | 0.016885 | 0.019577 | 117.8863 | 1768.2948 | -2.3056 | -34.5841 | 0.082322 | 1.0475 | 0.082322 | 1.0475 | 0.12605 | 1.0475 | 0.12605 | 1.0475 | 2.4142 | 0 | 2.4142 | 0
211012-CFL 9W Globe Lamp - ISR=.76 | 0.0023278 | 0.0023401 | 0.0027132 | 16.3375 | 86.5888 | -0.31953 | -1.6935 | 0.088375 | 0.96542 | 0.088375 | 0.96542 | 0.11445 | 0.96542 | 0.11445 | 0.96542 | 3.6654 | 0 | 3.6654 | 0
211004-23 Watt Intergral CFL - ISR=0.76 | 0.0031913 | 0.0032082 | 0.0037196 | 22.3984 | 147.8294 | -0.43807 | -2.8912 | 0.1068 | 0 | 0.1068 | 0 | 0.1161 | 0 | 0.1161 | 0 | 12.4808 | 0 | 12.4808 | 0
211015-CFL, 14W lamp, A-Line, Integral or Modular, Tube or Spiral or Flood - ISR=0.76 | 0.0058276 | 0.0058584 | 0.0067921 | 40.9014 | 216.7775 | -0.79994 | -4.2397 | 0.089938 | 0.96542 | 0.089938 | 0.96542 | 0.11445 | 0.96542 | 0.11445 | 0.96542 | 3.8992 | 0 | 3.8992 | 0
211004-23 Watt Intergral CFL - ISR=0.76 | 0.015957 | 0.016041 | 0.018598 | 111.992 | 739.1472 | -2.1903 | -14.4561 | 0.1068 | 0 | 0.1068 | 0 | 0.1161 | 0 | 0.1161 | 0 | 12.4808 | 0 | 12.4808 | 0
211004-23 Watt Intergral CFL - ISR=0.76 | 0.0063826 | 0.0064163 | 0.0074392 | 44.7968 | 295.6589 | -0.87613 | -5.7825 | 0.1068 | 0 | 0.1068 | 0 | 0.1161 | 0 | 0.1161 | 0 | 12.4808 | 0 | 12.4808 | 0
211016-CFL - 3 Way - 20 Watt median - ISR = 0.76 | 0.0083251 | 0.0083691 | 0.0097032 | 58.4306 | 309.682 | -1.1428 | -6.0567 | 0.087066 | 0.96542 | 0.087066 | 0.96542 | 0.11445 | 0.96542 | 0.11445 | 0.96542 | 3.4901 | 0 | 3.4901 | 0
211004-23 Watt Intergral CFL - ISR=0.76 | 0.0031913 | 0.0032082 | 0.0037196 | 22.3984 | 147.8294 | -0.43807 | -2.8912 | 0.1068 | 0 | 0.1068 | 0 | 0.1161 | 0 | 0.1161 | 0 | 12.4808 | 0 | 12.4808 | 0
211016-CFL - 3 Way - 20 Watt median - ISR = 0.76 | 0.0111 | 0.011159 | 0.012938 | 77.9074 | 412.9093 | -1.5237 | -8.0756 | 0.087066 | 0.96542 | 0.087066 | 0.96542 | 0.11445 | 0.96542 | 0.11445 | 0.96542 | 3.4901 | 0 | 3.4901 | 0
211004-23 Watt Intergral CFL - ISR=0.76 | 0.015957 | 0.016041 | 0.018598 | 111.992 | 739.1472 | -2.1903 | -14.4561 | 0.1068 | 0 | 0.1068 | 0 | 0.1161 | 0 | 0.1161 | 0 | 12.4808 | 0 | 12.4808 | 0
211004-23 Watt Intergral CFL - ISR=0.76 | 0.012765 | 0.012833 | 0.014878 | 89.5936 | 591.3178 | -1.7523 | -11.5649 | 0.1068 | 0 | 0.1068 | 0 | 0.1161 | 0 | 0.1161 | 0 | 12.4808 | 0 | 12.4808 | 0
211015-CFL, 14W lamp, A-Line, Integral or Modular, Tube or Spiral or Flood - ISR=0.76 | 0.0019425 | 0.0019528 | 0.002264 | 13.6338 | 72.2592 | -0.26665 | -1.4132 | 0.089938 | 0.96542 | 0.089938 | 0.96542 | 0.11445 | 0.96542 | 0.11445 | 0.96542 | 3.8992 | 0 | 3.8992 | 0
211017-Floor Lamp - 2 23 Watt pin based | 0.016796 | 0.016885 | 0.019577 | 117.8863 | 1768.2948 | -2.3056 | -34.5841 | 0.082322 | 1.0475 | 0.082322 | 1.0475 | 0.12605 | 1.0475 | 0.12605 | 1.0475 | 2.4142 | 0 | 2.4142 | 0
211012-CFL 9W Globe Lamp - ISR=.76 | 0.011639 | 0.0117 | 0.013566 | 81.6876 | 432.944 | -1.5976 | -8.4675 | 0.088375 | 0.96542 | 0.088375 | 0.96542 | 0.11445 | 0.96542 | 0.11445 | 0.96542 | 3.6654 | 0 | 3.6654 | 0
211016-CFL - 3 Way - 20 Watt median - ISR = 0.76 | 0.0111 | 0.011159 | 0.012938 | 77.9074 | 412.9093 | -1.5237 | -8.0756 | 0.087066 | 0.96542 | 0.087066 | 0.96542 | 0.11445 | 0.96542 | 0.11445 | 0.96542 | 3.4901 | 0 | 3.4901 | 0
211017-Floor Lamp - 2 23 Watt pin based | 0.016796 | 0.016885 | 0.019577 | 117.8863 | 1768.2948 | -2.3056 | -34.5841 | 0.082322 | 1.0475 | 0.082322 | 1.0475 | 0.12605 | 1.0475 | 0.12605 | 1.0475 | 2.4142 | 0 | 2.4142 | 0
211004-23 Watt Intergral CFL - ISR=0.76 | 0.0063826 | 0.0064163 | 0.0074392 | 44.7968 | 295.6589 | -0.87613 | -5.7825 | 0.1068 | 0 | 0.1068 | 0 | 0.1161 | 0 | 0.1161 | 0 | 12.4808 | 0 | 12.4808 | 0
211016-CFL - 3 Way - 20 Watt median - ISR = 0.76 | 0.0055501 | 0.0055794 | 0.0064688 | 38.9537 | 206.4547 | -0.76185 | -4.0378 | 0.087066 | 0.96542 | 0.087066 | 0.96542 | 0.11445 | 0.96542 | 0.11445 | 0.96542 | 3.4901 | 0 | 3.4901 | 0
211004-23 Watt Intergral CFL - ISR=0.76 | 0.015957 | 0.016041 | 0.018598 | 111.992 | 739.1472 | -2.1903 | -14.4561 | 0.1068 | 0 | 0.1068 | 0 | 0.1161 | 0 | 0.1161 | 0 | 12.4808 | 0 | 12.4808 | 0
211004-23 Watt Intergral CFL - ISR=0.76 | 0.015957 | 0.016041 | 0.018598 | 111.992 | 739.1472 | -2.1903 | -14.4561 | 0.1068 | 0 | 0.1068 | 0 | 0.1161 | 0 | 0.1161 | 0 | 12.4808 | 0 | 12.4808 | 0
211012-CFL 9W Globe Lamp - ISR=.76 | 0.0023278 | 0.0023401 | 0.0027132 | 16.3375 | 86.5888 | -0.31953 | -1.6935 | 0.088375 | 0.96542 | 0.088375 | 0.96542 | 0.11445 | 0.96542 | 0.11445 | 0.96542 | 3.6654 | 0 | 3.6654 | 0
211004-23 Watt Intergral CFL - ISR=0.76 | 0.0095739 | 0.0096245 | 0.011159 | 67.1952 | 443.4883 | -1.3142 | -8.6737 | 0.1068 | 0 | 0.1068 | 0 | 0.1161 | 0 | 0.1161 | 0 | 12.4808 | 0 | 12.4808 | 0
211016-CFL - 3 Way - 20 Watt median - ISR = 0.76 | 0.002775 | 0.0027897 | 0.0032344 | 19.4769 | 103.2273 | -0.38093 | -2.0189 | 0.087066 | 0.96542 | 0.087066 | 0.96542 | 0.11445 | 0.96542 | 0.11445 | 0.96542 | 3.4901 | 0 | 3.4901 | 0
211017-Floor Lamp - 2 23 Watt pin based | 0.016796 | 0.016885 | 0.019577 | 117.8863 | 1768.2948 | -2.3056 | -34.5841 | 0.082322 | 1.0475 | 0.082322 | 1.0475 | 0.12605 | 1.0475 | 0.12605 | 1.0475 | 2.4142 | 0 | 2.4142 | 0
211004-23 Watt Intergral CFL - ISR=0.76 | 0.015957 | 0.016041 | 0.018598 | 111.992 | 739.1472 | -2.1903 | -14.4561 | 0.1068 | 0 | 0.1068 | 0 | 0.1161 | 0 | 0.1161 | 0 | 12.4808 | 0 | 12.4808 | 0
211016-CFL - 3 Way - 20 Watt median - ISR = 0.76 | 0.0111 | 0.011159 | 0.012938 | 77.9074 | 412.9093 | -1.5237 | -8.0756 | 0.087066 | 0.96542 | 0.087066 | 0.96542 | 0.11445 | 0.96542 | 0.11445 | 0.96542 | 3.4901 | 0 | 3.4901 | 0
211016-CFL - 3 Way - 20 Watt median - ISR = 0.76 | 0.013875 | 0.013949 | 0.016172 | 97.3843 | 516.1366 | -1.9046 | -10.0945 | 0.087066 | 0.96542 | 0.087066 | 0.96542 | 0.11445 | 0.96542 | 0.11445 | 0.96542 | 3.4901 | 0 | 3.4901 | 0
211012-CFL 9W Globe Lamp - ISR=.76 | 0.011639 | 0.0117 | 0.013566 | 81.6876 | 432.944 | -1.5976 | -8.4675 | 0.088375 | 0.96542 | 0.088375 | 0.96542 | 0.11445 | 0.96542 | 0.11445 | 0.96542 | 3.6654 | 0 | 3.6654 | 0
211017-Floor Lamp - 2 23 Watt pin based | 0.0083982 | 0.0084426 | 0.0097884 | 58.9432 | 884.1474 | -1.1528 | -17.292 | 0.082322 | 1.0475 | 0.082322 | 1.0475 | 0.12605 | 1.0475 | 0.12605 | 1.0475 | 2.4142 | 0 | 2.4142 | 0
211004-23 Watt Intergral CFL - ISR=0.76 | 0.015957 | 0.016041 | 0.018598 | 111.992 | 739.1472 | -2.1903 | -14.4561 | 0.1068 | 0 | 0.1068 | 0 | 0.1161 | 0 | 0.1161 | 0 | 12.4808 | 0 | 12.4808 | 0
211016-CFL - 3 Way - 20 Watt median - ISR = 0.76 | 0.0083251 | 0.0083691 | 0.0097032 | 58.4306 | 309.682 | -1.1428 | -6.0567 | 0.087066 | 0.96542 | 0.087066 | 0.96542 | 0.11445 | 0.96542 | 0.11445 | 0.96542 | 3.4901 | 0 | 3.4901 | 0
211015-CFL, 14W lamp, A-Line, Integral or Modular, Tube or Spiral or Flood - ISR=0.76 | 0.0038851 | 0.0039056 | 0.0045281 | 27.2676 | 144.5184 | -0.5333 | -2.8265 | 0.089938 | 0.96542 | 0.089938 | 0.96542 | 0.11445 | 0.96542 | 0.11445 | 0.96542 | 3.8992 | 0 | 3.8992 | 0
211017-Floor Lamp - 2 23 Watt pin based | 0.016796 | 0.016885 | 0.019577 | 117.8863 | 1768.2948 | -2.3056 | -34.5841 | 0.082322 | 1.0475 | 0.082322 | 1.0475 | 0.12605 | 1.0475 | 0.12605 | 1.0475 | 2.4142 | 0 | 2.4142 | 0
211012-CFL 9W Globe Lamp - ISR=.76 | 0.011639 | 0.0117 | 0.013566 | 81.6876 | 432.944 | -1.5976 | -8.4675 | 0.088375 | 0.96542 | 0.088375 | 0.96542 | 0.11445 | 0.96542 | 0.11445 | 0.96542 | 3.6654 | 0 | 3.6654 | 0
211015-CFL, 14W lamp, A-Line, Integral or Modular, Tube or Spiral or Flood - ISR=0.76 | 0.0097127 | 0.009764 | 0.01132 | 68.169 | 361.2959 | -1.3332 | -7.0662 | 0.089938 | 0.96542 | 0.089938 | 0.96542 | 0.11445 | 0.96542 | 0.11445 | 0.96542 | 3.8992 | 0 | 3.8992 | 0
211003-Lighting - Torchiere - Energy Star (70 watt ) Turn-in | 0.022145 | 0.022144 | 0.015835 | 162.6951 | 2440.4265 | 0 | 0 | 0.10776 | 0 | 0.10776 | 0 | 0.12081 | 0 | 0.12081 | 0 | 9.2538 | 0 | 9.2538 | 0
211013-Table Lamp 18-Watt Pin based | 0.0046555 | 0.0046801 | 0.0054256 | 32.675 | 490.1253 | -0.63905 | -9.5858 | 0.066011 | 1.0475 | 0.066011 | 1.0475 | 0.12605 | 1.0475 | 0.12605 | 1.0475 | 1.7583 | 0 | 1.7583 | 0
211017-Floor Lamp - 2 23 Watt pin based | 0.016796 | 0.016885 | 0.019577 | 117.8863 | 1768.2948 | -2.3056 | -34.5841 | 0.082322 | 1.0475 | 0.082322 | 1.0475 | 0.12605 | 1.0475 | 0.12605 | 1.0475 | 2.4142 | 0 | 2.4142 | 0
211004-23 Watt Intergral CFL - ISR=0.76 | 0.0095739 | 0.0096245 | 0.011159 | 67.1952 | 443.4883 | -1.3142 | -8.6737 | 0.1068 | 0 | 0.1068 | 0 | 0.1161 | 0 | 0.1161 | 0 | 12.4808 | 0 | 12.4808 | 0
211015-CFL, 14W lamp, A-Line, Integral or Modular, Tube or Spiral or Flood - ISR=0.76 | 0.0038851 | 0.0039056 | 0.0045281 | 27.2676 | 144.5184 | -0.5333 | -2.8265 | 0.089938 | 0.96542 | 0.089938 | 0.96542 | 0.11445 | 0.96542 | 0.11445 | 0.96542 | 3.8992 | 0 | 3.8992 | 0
211017-Floor Lamp - 2 23 Watt pin based | 0.016796 | 0.016885 | 0.019577 | 117.8863 | 1768.2948 | -2.3056 | -34.5841 | 0.082322 | 1.0475 | 0.082322 | 1.0475 | 0.12605 | 1.0475 | 0.12605 | 1.0475 | 2.4142 | 0 | 2.4142 | 0
211003-Lighting - Torchiere - Energy Star (70 watt ) Turn-in | 0.04429 | 0.044289 | 0.031671 | 325.3902 | 4880.853 | 0 | 0 | 0.10776 | 0 | 0.10776 | 0 | 0.12081 | 0 | 0.12081 | 0 | 9.2538 | 0 | 9.2538 | 0
211004-23 Watt Intergral CFL - ISR=0.76 | 0.015957 | 0.016041 | 0.018598 | 111.992 | 739.1472 | -2.1903 | -14.4561 | 0.1068 | 0 | 0.1068 | 0 | 0.1161 | 0 | 0.1161 | 0 | 12.4808 | 0 | 12.4808 | 0
211015-CFL, 14W lamp, A-Line, Integral or Modular, Tube or Spiral or Flood - ISR=0.76 | 0.0097127 | 0.009764 | 0.01132 | 68.169 | 361.2959 | -1.3332 | -7.0662 | 0.089938 | 0.96542 | 0.089938 | 0.96542 | 0.11445 | 0.96542 | 0.11445 | 0.96542 | 3.8992 | 0 | 3.8992 | 0
211012-CFL 9W Globe Lamp - ISR=.76 | 0.0023278 | 0.0023401 | 0.0027132 | 16.3375 | 86.5888 | -0.31953 | -1.6935 | 0.088375 | 0.96542 | 0.088375 | 0.96542 | 0.11445 | 0.96542 | 0.11445 | 0.96542 | 3.6654 | 0 | 3.6654 | 0
211015-CFL, 14W lamp, A-Line, Integral or Modular, Tube or Spiral or Flood - ISR=0.76 | 0.0077701 | 0.0078112 | 0.0090562 | 54.5352 | 289.0367 | -1.0666 | -5.6529 | 0.089938 | 0.96542 | 0.089938 | 0.96542 | 0.11445 | 0.96542 | 0.11445 | 0.96542 | 3.8992 | 0 | 3.8992 | 0
211003-Lighting - Torchiere - Energy Star (70 watt ) Turn-in | 0.04429 | 0.044289 | 0.031671 | 325.3902 | 4880.853 | 0 | 0 | 0.10776 | 0 | 0.10776 | 0 | 0.12081 | 0 | 0.12081 | 0 | 9.2538 | 0 | 9.2538 | 0
211017-Floor Lamp - 2 23 Watt pin based | 0.0083982 | 0.0084426 | 0.0097884 | 58.9432 | 884.1474 | -1.1528 | -17.292 | 0.082322 | 1.0475 | 0.082322 | 1.0475 | 0.12605 | 1.0475 | 0.12605 | 1.0475 | 2.4142 | 0 | 2.4142 | 0
211013-Table Lamp 18-Watt Pin based | 0.0046555 | 0.0046801 | 0.0054256 | 32.675 | 490.1253 | -0.63905 | -9.5858 | 0.066011 | 1.0475 | 0.066011 | 1.0475 | 0.12605 | 1.0475 | 0.12605 | 1.0475 | 1.7583 | 0 | 1.7583 | 0
211017-Floor Lamp - 2 23 Watt pin based | 0.0083982 | 0.0084426 | 0.0097884 | 58.9432 | 884.1474 | -1.1528 | -17.292 | 0.082322 | 1.0475 | 0.082322 | 1.0475 | 0.12605 | 1.0475 | 0.12605 | 1.0475 | 2.4142 | 0 | 2.4142 | 0
211012-CFL 9W Globe Lamp - ISR=.76 | 0.0046555 | 0.0046801 | 0.0054264 | 32.675 | 173.1776 | -0.63905 | -3.387 | 0.088375 | 0.96542 | 0.088375 | 0.96542 | 0.11445 | 0.96542 | 0.11445 | 0.96542 | 3.6654 | 0 | 3.6654 | 0
211017-Floor Lamp - 2 23 Watt pin based | 0.0083982 | 0.0084426 | 0.0097884 | 58.9432 | 884.1474 | -1.1528 | -17.292 | 0.082322 | 1.0475 | 0.082322 | 1.0475 | 0.12605 | 1.0475 | 0.12605 | 1.0475 | 2.4142 | 0 | 2.4142 | 0
211017-Floor Lamp - 2 23 Watt pin based | 0.0083982 | 0.0084426 | 0.0097884 | 58.9432 | 884.1474 | -1.1528 | -17.292 | 0.082322 | 1.0475 | 0.082322 | 1.0475 | 0.12605 | 1.0475 | 0.12605 | 1.0475 | 2.4142 | 0 | 2.4142 | 0
211004-23 Watt Intergral CFL - ISR=0.76 | 0.015957 | 0.016041 | 0.018598 | 111.992 | 739.1472 | -2.1903 | -14.4561 | 0.1068 | 0 | 0.1068 | 0 | 0.1161 | 0 | 0.1161 | 0 | 12.4808 | 0 | 12.4808 | 0
211004-23 Watt Intergral CFL - ISR=0.76 | 0.015957 | 0.016041 | 0.018598 | 111.992 | 739.1472 | -2.1903 | -14.4561 | 0.1068 | 0 | 0.1068 | 0 | 0.1161 | 0 | 0.1161 | 0 | 12.4808 | 0 | 12.4808 | 0
211012-CFL 9W Globe Lamp - ISR=.76 | 0.011639 | 0.0117 | 0.013566 | 81.6876 | 432.944 | -1.5976 | -8.4675 | 0.088375 | 0.96542 | 0.088375 | 0.96542 | 0.11445 | 0.96542 | 0.11445 | 0.96542 | 3.6654 | 0 | 3.6654 | 0
211013-Table Lamp 18-Watt Pin based | 0.0046555 | 0.0046801 | 0.0054256 | 32.675 | 490.1253 | -0.63905 | -9.5858 | 0.066011 | 1.0475 | 0.066011 | 1.0475 | 0.12605 | 1.0475 | 0.12605 | 1.0475 | 1.7583 | 0 | 1.7583 | 0
211017-Floor Lamp - 2 23 Watt pin based | 0.0083982 | 0.0084426 | 0.0097884 | 58.9432 | 884.1474 | -1.1528 | -17.292 | 0.082322 | 1.0475 | 0.082322 | 1.0475 | 0.12605 | 1.0475 | 0.12605 | 1.0475 | 2.4142 | 0 | 2.4142 | 0
211012-CFL 9W Globe Lamp - ISR=.76 | 0.0023278 | 0.0023401 | 0.0027132 | 16.3375 | 86.5888 | -0.31953 | -1.6935 | 0.088375 | 0.96542 | 0.088375 | 0.96542 | 0.11445 | 0.96542 | 0.11445 | 0.96542 | 3.6654 | 0 | 3.6654 | 0
211004-23 Watt Intergral CFL - ISR=0.76 | 0.0031913 | 0.0032082 | 0.0037196 | 22.3984 | 147.8294 | -0.43807 | -2.8912 | 0.1068 | 0 | 0.1068 | 0 | 0.1161 | 0 | 0.1161 | 0 | 12.4808 | 0 | 12.4808 | 0
211015-CFL, 14W lamp, A-Line, Integral or Modular, Tube or Spiral or Flood - ISR=0.76 | 0.0058276 | 0.0058584 | 0.0067921 | 40.9014 | 216.7775 | -0.79994 | -4.2397 | 0.089938 | 0.96542 | 0.089938 | 0.96542 | 0.11445 | 0.96542 | 0.11445 | 0.96542 | 3.8992 | 0 | 3.8992 | 0
211013-Table Lamp 18-Watt Pin based | 0.0046555 | 0.0046801 | 0.0054256 | 32.675 | 490.1253 | -0.63905 | -9.5858 | 0.066011 | 1.0475 | 0.066011 | 1.0475 | 0.12605 | 1.0475 | 0.12605 | 1.0475 | 1.7583 | 0 | 1.7583 | 0
211017-Floor Lamp - 2 23 Watt pin based | 0.0083982 | 0.0084426 | 0.0097884 | 58.9432 | 884.1474 | -1.1528 | -17.292 | 0.082322 | 1.0475 | 0.082322 | 1.0475 | 0.12605 | 1.0475 | 0.12605 | 1.0475 | 2.4142 | 0 | 2.4142 | 0
211004-23 Watt Intergral CFL - ISR=0.76 | 0.015957 | 0.016041 | 0.018598 | 111.992 | 739.1472 | -2.1903 | -14.4561 | 0.1068 | 0 | 0.1068 | 0 | 0.1161 | 0 | 0.1161 | 0 | 12.4808 | 0 | 12.4808 | 0
211013-Table Lamp 18-Watt Pin based | 0.0046555 | 0.0046801 | 0.0054256 | 32.675 | 490.1253 | -0.63905 | -9.5858 | 0.066011 | 1.0475 | 0.066011 | 1.0475 | 0.12605 | 1.0475 | 0.12605 | 1.0475 | 1.7583 | 0 | 1.7583 | 0
211017-Floor Lamp - 2 23 Watt pin based | 0.0083982 | 0.0084426 | 0.0097884 | 58.9432 | 884.1474 | -1.1528 | -17.292 | 0.082322 | 1.0475 | 0.082322 | 1.0475 | 0.12605 | 1.0475 | 0.12605 | 1.0475 | 2.4142 | 0 | 2.4142 | 0
211015-CFL, 14W lamp, A-Line, Integral or Modular, Tube or Spiral or Flood - ISR=0.76 | 0.0097127 | 0.009764 | 0.01132 | 68.169 | 361.2959 | -1.3332 | -7.0662 | 0.089938 | 0.96542 | 0.089938 | 0.96542 | 0.11445 | 0.96542 | 0.11445 | 0.96542 | 3.8992 | 0 | 3.8992 | 0
211015-CFL, 14W lamp, A-Line, Integral or Modular, Tube or Spiral or Flood - ISR=0.76 | 0.0077701 | 0.0078112 | 0.0090562 | 54.5352 | 289.0367 | -1.0666 | -5.6529 | 0.089938 | 0.96542 | 0.089938 | 0.96542 | 0.11445 | 0.96542 | 0.11445 | 0.96542 | 3.8992 | 0 | 3.8992 | 0
211004-23 Watt Intergral CFL - ISR=0.76 | 0.015957 | 0.016041 | 0.018598 | 111.992 | 739.1472 | -2.1903 | -14.4561 | 0.1068 | 0 | 0.1068 | 0 | 0.1161 | 0 | 0.1161 | 0 | 12.4808 | 0 | 12.4808 | 0
211004-23 Watt Intergral CFL - ISR=0.76 | 0.0031913 | 0.0032082 | 0.0037196 | 22.3984 | 147.8294 | -0.43807 | -2.8912 | 0.1068 | 0 | 0.1068 | 0 | 0.1161 | 0 | 0.1161 | 0 | 12.4808 | 0 | 12.4808 | 0
211013-Table Lamp 18-Watt Pin based | 0.009311 | 0.0093602 | 0.010851 | 65.35 | 980.2506 | -1.2781 | -19.1716 | 0.066011 | 1.0475 | 0.066011 | 1.0475 | 0.12605 | 1.0475 | 0.12605 | 1.0475 | 1.7583 | 0 | 1.7583 | 0
211016-CFL - 3 Way - 20 Watt median - ISR = 0.76 | 0.002775 | 0.0027897 | 0.0032344 | 19.4769 | 103.2273 | -0.38093 | -2.0189 | 0.087066 | 0.96542 | 0.087066 | 0.96542 | 0.11445 | 0.96542 | 0.11445 | 0.96542 | 3.4901 | 0 | 3.4901 | 0
211015-CFL, 14W lamp, A-Line, Integral or Modular, Tube or Spiral or Flood - ISR=0.76 | 0.0077701 | 0.0078112 | 0.0090562 | 54.5352 | 289.0367 | -1.0666 | -5.6529 | 0.089938 | 0.96542 | 0.089938 | 0.96542 | 0.11445 | 0.96542 | 0.11445 | 0.96542 | 3.8992 | 0 | 3.8992 | 0
211003-Lighting - Torchiere - Energy Star (70 watt ) Turn-in | 0.04429 | 0.044289 | 0.031671 | 325.3902 | 4880.853 | 0 | 0 | 0.10776 | 0 | 0.10776 | 0 | 0.12081 | 0 | 0.12081 | 0 | 9.2538 | 0 | 9.2538 | 0
211015-CFL, 14W lamp, A-Line, Integral or Modular, Tube or Spiral or Flood - ISR=0.76 | 0.0077701 | 0.0078112 | 0.0090562 | 54.5352 | 289.0367 | -1.0666 | -5.6529 | 0.089938 | 0.96542 | 0.089938 | 0.96542 | 0.11445 | 0.96542 | 0.11445 | 0.96542 | 3.8992 | 0 | 3.8992 | 0
211004-23 Watt Intergral CFL - ISR=0.76 | 0.0095739 | 0.0096245 | 0.011159 | 67.1952 | 443.4883 | -1.3142 | -8.6737 | 0.1068 | 0 | 0.1068 | 0 | 0.1161 | 0 | 0.1161 | 0 | 12.4808 | 0 | 12.4808 | 0
211004-23 Watt Intergral CFL - ISR=0.76 | 0.015957 | 0.016041 | 0.018598 | 111.992 | 739.1472 | -2.1903 | -14.4561 | 0.1068 | 0 | 0.1068 | 0 | 0.1161 | 0 | 0.1161 | 0 | 12.4808 | 0 | 12.4808 | 0
211004-23 Watt Intergral CFL - ISR=0.76 | 0.012765 | 0.012833 | 0.014878 | 89.5936 | 591.3178 | -1.7523 | -11.5649 | 0.1068 | 0 | 0.1068 | 0 | 0.1161 | 0 | 0.1161 | 0 | 12.4808 | 0 | 12.4808 | 0

## Output
Program Summary |  | Nominal | Present Value | [5 empty] | Avoided Cost Version
Proposer Name |  | 0 | [6 empty] | 2010-05-04
Program Name |  | 0 | [6 empty] | 2010-05-04
Total Program Budget ($) |  | 0 | 0 | [5 empty] | Base Year
2009
Net Participant Cost ($) |  | 9796.2212 | 9014.79 | [5 empty] | SDG&E 09-11 4g3.xls
Program Impacts | [9 empty] | Program Impacts (Gross)
| Annual Net kWh | Lifecycle Net kWh | Annual Net Therms | Lifecycle Net Therms | Net Jul-Sept Pk (kW) | Net Dec-Feb Pk (kW) | Net CEC (kW) | User Entered kW |  |  | Annual Gross kWh | Lifecycle Gross kWh | Annual Gross Therms | Lifecycle Gross Therms | User Entered kW
2009-2011 | 50060.0501 | 457562.8442 | -937.7025 | -8328.4718 | 7.119 | 7.1551 | 0 | 8.1678 |  | 2009-2011 | 78864.849 | 715749.8531 | -1493.7633 | -13268.5634 | 12.9256
2012-2015 | 0 | 0 | 0 | 0 | 0 | 0 | 0 | 0 |  | 2012-2015 | 0 | 0 | 0 | 0 | 0
2016-2019 | 0 | 0 | 0 | 0 | 0 | 0 | 0 | 0 |  | 2016-2019 | 0 | 0 | 0 | 0 | 0
Cost Effectiveness (Lifecycle Present Value Dollars)
|  | Benefits |  |  | Benefit - Cost
| Cost | Electric | Gas | Incentives | NPV | B/C Ratio | Notes
Program TRC ($) | 9014.79 | 35276.9641 | -4170.241 | NA | 22091.9331 | 3.4506 | *1
Program PAC ($) | 0 | 35276.9641 | -4170.241 | NA | 31106.7231 | 0 | *1,2
Program RIM ($) | 0 | 35276.9641 | -4170.241 | NA | 31106.7231 | 0 | *1
*1 B/C Ratio is an approximation because any supply cost increases are treated as negative benefits rather than as a cost as in the Standard Practice Manual
*2 PAC benefits include environmental costs. This is to be consistent with the TRC benefits, but is not strictly consistent with the Standard Practice Manual.
Levelized Cost and Benefit (All Measures Installed through 2019)
| Discounted Savings |  |  |  | Benefit - Cost
| kWh | Therms | Cost | Benefits | NPV
TRC ($/kWh ) | 292869.7652 |  | 0.030781 | 0.12045 | 0.089672
PAC ($/kWh) | 292869.7652 |  | 0 | 0.12045 | 0.12045
RIM ($/kWh) | 292869.7652 |  | 0 | 0.12045 | 0.12045
TRC ($/therm) |  | -5383.1812 | 0 | 0.77468 | 0.77468
PAC ($/therm) |  | -5383.1812 | 0 | 0.77468 | 0.77468
RIM ($/therm) |  | -5383.1812 | 0 | 0.77468 | 0.77468
Emissions Reductions | [9 empty] | Emissions Reductions (Gross)
| Electric Reductions |  |  | Gas Reductions | [6 empty] | Electric Reductions |  |  | Gas Reductions
Annual Reductions | CO2 (tons) | NOX (lbs) | PM-10 (lbs) | CO2 (tons) | NOX (lbs) |  |  |  |  | Annual Reductions | CO2 (tons) | NOX (lbs) | PM-10 (lbs) | CO2 (tons) | NOX (lbs)
2009 | 27.9484 | 7.4092 | 3.6086 | -5.4856 | -8.6269 | * annual reductions are the units |  |  |  | 2009 | 44.0294 | 11.6723 | 5.6849 | -8.7385 | -13.7426 | * annual reductions are the units
2010 | 0 | 0 | 0 | 0 | 0 | implemented in the year, times |  |  |  | 2010 | 0 | 0 | 0 | 0 | 0 | implemented in the year, times
2011 | 0 | 0 | 0 | 0 | 0 | the annual emission reduction |  |  |  | 2011 | 0 | 0 | 0 | 0 | 0 | the annual emission reduction
2012 | 0 | 0 | 0 | 0 | 0 | for the measure. |  |  |  | 2012 | 0 | 0 | 0 | 0 | 0 | for the measure.
2013 | 0 | 0 | 0 | 0 | 0 |  |  |  |  | 2013 | 0 | 0 | 0 | 0 | 0
2014 | 0 | 0 | 0 | 0 | 0 |  |  |  |  | 2014 | 0 | 0 | 0 | 0 | 0
2015 | 0 | 0 | 0 | 0 | 0 |  |  |  |  | 2015 | 0 | 0 | 0 | 0 | 0
2016 | 0 | 0 | 0 | 0 | 0 |  |  |  |  | 2016 | 0 | 0 | 0 | 0 | 0
2017 | 0 | 0 | 0 | 0 | 0 |  |  |  |  | 2017 | 0 | 0 | 0 | 0 | 0
2018 | 0 | 0 | 0 | 0 | 0 |  |  |  |  | 2018 | 0 | 0 | 0 | 0 | 0
2019 | 0 | 0 | 0 | 0 | 0 |  |  |  |  | 2019 | 0 | 0 | 0 | 0 | 0
Total Annual | 27.9484 | 7.4092 | 3.6086 | -5.4856 | -8.6269 |  |  |  |  | Total Annual | 44.0294 | 11.6723 | 5.6849 | -8.7385 | -13.7426
Lifecycle Reductions | [9 empty] | Lifecycle Reductions
2009 | 255.4639 | 67.7262 | 32.9843 | -48.7216 | -76.6219 |  |  |  |  | 2009 | 399.6054 | 105.9379 | 51.5954 | -77.6211 | -122.0708
2010 | 0 | 0 | 0 | 0 | 0 |  |  |  |  | 2010 | 0 | 0 | 0 | 0 | 0
2011 | 0 | 0 | 0 | 0 | 0 |  |  |  |  | 2011 | 0 | 0 | 0 | 0 | 0
2012 | 0 | 0 | 0 | 0 | 0 |  |  |  |  | 2012 | 0 | 0 | 0 | 0 | 0
2013 | 0 | 0 | 0 | 0 | 0 |  |  |  |  | 2013 | 0 | 0 | 0 | 0 | 0
2014 | 0 | 0 | 0 | 0 | 0 |  |  |  |  | 2014 | 0 | 0 | 0 | 0 | 0
2015 | 0 | 0 | 0 | 0 | 0 |  |  |  |  | 2015 | 0 | 0 | 0 | 0 | 0
2016 | 0 | 0 | 0 | 0 | 0 |  |  |  |  | 2016 | 0 | 0 | 0 | 0 | 0
2017 | 0 | 0 | 0 | 0 | 0 |  |  |  |  | 2017 | 0 | 0 | 0 | 0 | 0
2018 | 0 | 0 | 0 | 0 | 0 |  |  |  |  | 2018 | 0 | 0 | 0 | 0 | 0
2019 | 0 | 0 | 0 | 0 | 0 |  |  |  |  | 2019 | 0 | 0 | 0 | 0 | 0
Total Lifecycle | 255.4639 | 67.7262 | 32.9843 | -48.7216 | -76.6219 |  |  |  |  | Total Lifecycle | 399.6054 | 105.9379 | 51.5954 | -77.6211 | -122.0708
Reductions based on total annual installations | [9 empty] | Reductions based on total annual installations (Gross)
| Annual Net kWh | Lifecycle Net kWh | Annual Net Therms | Lifecycle Net Therms | Net July-Sept Peak (kW) | Net Dec-Feb (kW) |  | User Entered kW | Net Annual NCP (kW) |  | Annual Gross kWh | Lifecycle Gross kWh | Annual Gross Therms | Lifecycle Gross Therms | User Entered kW
2009 | 50060.0501 | 457562.8442 | -937.7025 | -8328.4718 | 7.119 | 7.1551 |  | 8.1678 | 0 | 2009 | 78864.849 | 715749.8531 | -1493.7633 | -13268.5634 | 12.9256
2010 | 0 | 0 | 0 | 0 | 0 | 0 |  | 0 | 15.363 | 2010 | 0 | 0 | 0 | 0 | 0
2011 | 0 | 0 | 0 | 0 | 0 | 0 |  | 0 | 0 | 2011 | 0 | 0 | 0 | 0 | 0
2012 | 0 | 0 | 0 | 0 | 0 | 0 |  | 0 | 0 | 2012 | 0 | 0 | 0 | 0 | 0
2013 | 0 | 0 | 0 | 0 | 0 | 0 |  | 0 | 0 | 2013 | 0 | 0 | 0 | 0 | 0
2014 | 0 | 0 | 0 | 0 | 0 | 0 |  | 0 | 0 | 2014 | 0 | 0 | 0 | 0 | 0
2015 | 0 | 0 | 0 | 0 | 0 | 0 |  | 0 | -1.3209 | 2015 | 0 | 0 | 0 | 0 | 0
2016 | 0 | 0 | 0 | 0 | 0 | 0 |  | 0 | -4.5405 | 2016 | 0 | 0 | 0 | 0 | 0
2017 | 0 | 0 | 0 | 0 | 0 | 0 |  | 0 | -4.2115 | 2017 | 0 | 0 | 0 | 0 | 0
2018 | 0 | 0 | 0 | 0 | 0 | 0 |  | 0 | 0 | 2018 | 0 | 0 | 0 | 0 | 0
2019 | 0 | 0 | 0 | 0 | 0 | 0 |  | 0 | 0 | 2019 | 0 | 0 | 0 | 0 | 0
Total | 50060.0501 | 457562.8442 | -937.7025 | -8328.4718 | 7.119 | 7.1551 |  | 8.1678 | 5.29 | Total | 78864.849 | 715749.8531 | -1493.7633 | -13268.5634 | 12.9256
Net Impacts by Sector (All Measures Installed through 2019)
| Annual Net kWh | Lifecycle Net kWh | Annual Net Therms | Lifecycle Net Therms | Net July-Sept Peak (kW) | Net Dec-Feb (kW) |  | User Entered kW | TRC Lifecycle Net Benefits* ($)
Total | 50060.0501 | 457562.8442 | -937.7025 | -8328.4718 | 7.119 | 7.1551 |  | 8.1678 | 22091.9331
RES | 0 | 0 | 0 | 0 | 0 | 0 |  | 0 | 0
NON_RES | 0 | 0 | 0 | 0 | 0 | 0 |  | 0 | 0
Residential | 50060.0501 | 457562.8442 | -937.7025 | -8328.4718 | 7.119 | 7.1551 |  | 8.1678 | 22091.9331
Commercial | 0 | 0 | 0 | 0 | 0 | 0 |  | 0 | 0
Industrial | 0 | 0 | 0 | 0 | 0 | 0 |  | 0 | 0
Agricultural | 0 | 0 | 0 | 0 | 0 | 0 |  | 0 | 0
Not Used | 0 | 0 | 0 | 0 | 0 | 0 |  | 0 | 0
0 | 0 | 0 | 0 | 0 | 0 | 0 |  | 0 | 0
0 | 0 | 0 | 0 | 0 | 0 | 0 |  | 0 | 0
0 | 0 | 0 | 0 | 0 | 0 | 0 |  | 0 | 0
0 | 0 | 0 | 0 | 0 | 0 | 0 |  | 0 | 0
0 | 0 | 0 | 0 | 0 | 0 | 0 |  | 0 | 0
0 |  |  | 0 |  |  |  |  | 0 | 0
0 |  |  | 0 |  |  |  |  | 0 | 0
0 |  |  | 0 |  |  |  |  | 0 | 0
0 |  |  | 0 |  |  |  |  | 0 | 0
0 |  |  | 0 |  |  |  |  | 0 | 0
0 |  |  | 0 |  |  |  |  | 0 | 0
0 |  |  | 0 |  |  |  |  | 0 | 0
0 |  |  | 0 |  |  |  |  | 0 | 0
0 |  |  | 0 |  |  |  |  | 0 | 0
0 |  |  | 0 |  |  |  |  | 0 | 0
0 |  |  | 0 |  |  |  |  | 0 | 0
Other and unspecified | 0 | 0 | 0 | 0 | 0 | 0 | 0 | 0 | 0
* Include program-level and admin costs allocated based to total gas and electric programs at the measure level.
Net Impacts by CPUC End Use Categories (All Measures Installed through 2019)
| Annual Net kWh | Lifecycle Net kWh | Annual Net Therms | Lifecycle Net Therms | Net July-Sept Peak (kW) | Net Dec-Feb Pk (kW) |  | User Entered kW | TRC Lifecycle Net Benefits* ($)
Total | 50060.0501 | 457562.8442 | -937.7025 | -8328.4718 | 7.119 | 7.1551 |  | 8.1678 | 22091.9331
Clothes Dryer | 0 | 0 | 0 | 0 | 0 | 0 |  | 0 | 0
Clothes Washer | 0 | 0 | 0 | 0 | 0 | 0 |  | 0 | 0
Consumer Electronics | 0 | 0 | 0 | 0 | 0 | 0 |  | 0 | 0
Cooking | 0 | 0 | 0 | 0 | 0 | 0 |  | 0 | 0
Dishwasher | 0 | 0 | 0 | 0 | 0 | 0 |  | 0 | 0
Other Appliance | 0 | 0 | 0 | 0 | 0 | 0 |  | 0 | 0
Office Equipment | 0 | 0 | 0 | 0 | 0 | 0 |  | 0 | 0
Building shell | 0 | 0 | 0 | 0 | 0 | 0 |  | 0 | 0
Space Cooling | 0 | 0 | 0 | 0 | 0 | 0 |  | 0 | 0
Space Heating | 0 | 0 | 0 | 0 | 0 | 0 |  | 0 | 0
Ventilation | 0 | 0 | 0 | 0 | 0 | 0 |  | 0 | 0
Interior Lighting | 2115.0363 | 31725.5445 | 0 | 0 | 0.28788 | 0.28788 |  | 0.20586 | 1899.3234
Exterior Lighting | 0 | 0 | 0 | 0 | 0 | 0 |  | 0 | 0
Daylighting | 0 | 0 | 0 | 0 | 0 | 0 |  | 0 | 0
Motors | 0 | 0 | 0 | 0 | 0 | 0 |  | 0 | 0
Process | 0 | 0 | 0 | 0 | 0 | 0 |  | 0 | 0
Compressed Air | 0 | 0 | 0 | 0 | 0 | 0 |  | 0 | 0
Food Processor | 0 | 0 | 0 | 0 | 0 | 0 |  | 0 | 0
Refrigeration | 0 | 0 | 0 | 0 | 0 | 0 |  | 0 | 0
Freezers | 0 | 0 | 0 | 0 | 0 | 0 |  | 0 | 0
Pumps | 0 | 0 | 0 | 0 | 0 | 0 |  | 0 | 0
Pool Pump | 0 | 0 | 0 | 0 | 0 | 0 |  | 0 | 0
Domestic Hot Water | 0 | 0 | 0 | 0 | 0 | 0 |  | 0 | 0
Water Heating | 0 | 0 | 0 | 0 | 0 | 0 |  | 0 | 0
Other and unspecified | 47945.0138 | 425837.2997 | -937.7025 | -8328.4718 | 6.8312 | 6.8673 | 0 | 7.9619 | 20192.6097
* Include program-level and admin costs allocated based to total gas and electric programs at the measure level.
Net Impacts by Climate Zone (All Measures Installed through 2016)
| Annual Net kWh | Lifecycle Net kWh | Annual Net Therms | Lifecycle Net Therms | Net July-Sept Peak (kW) | Net dec-Feb Pk (kW) |  | User Entered kW | TRC Lifecycle Net Benefits* ($)
Total | 50060.0501 | 457562.8442 | -937.7025 | -8328.4718 | 7.119 | 7.1551 |  | 8.1678 | 22091.9331
7 | 0 | 0 | 0 | 0 | 0 | 0 |  | 0 | 0
10 | 0 | 0 | 0 | 0 | 0 | 0 |  | 0 | 0
14 | 0 | 0 | 0 | 0 | 0 | 0 |  | 0 | 0
15 | 0 | 0 | 0 | 0 | 0 | 0 |  | 0 | 0
System | 50060.0501 | 457562.8442 | -937.7025 | -8328.4718 | 7.119 | 7.1551 |  | 8.1678 | 22091.9331
0 | 0 | 0 | 0 | 0 | 0 | 0 |  | 0
0 | 0 | 0 | 0 | 0 | 0 | 0 |  | 0
0 | 0 | 0 | 0 | 0 | 0 | 0 |  | 0
0 | 0 | 0 | 0 | 0 | 0 | 0 |  | 0
0 | 0 | 0 | 0 | 0 | 0 | 0 |  | 0
0 | 0 | 0 | 0 | 0 | 0 | 0 |  | 0
* Include program-level and admin costs allocated based to total gas and electric programs at the measure level.
Persistent reductions in the summer (3rd Qtr) or winter (4th Qtr) of each year
| Net Juy-Sept Peak (kW) | Net Annual Dec-Feb (kW)
2009 | 0 | 7.1551
2010 | 7.119 | 7.1551
2011 | 7.119 | 7.1551
2012 | 7.119 | 7.1551
2013 | 7.119 | 7.1551
2014 | 7.119 | 7.1551
2015 | 4.463 | 4.485
2016 | 4.463 | 2.5665
2017 | 2.5546 | 2.5665
2018 | 2.5546 | 2.5665
2019 | 2.5546 | 2.5665
2020 | 2.5546 | 2.5665
Monthly Impacts
First Year for Impact Table: | 2009
| Quarter | Monthly Five Hour Avg or TOU Peak | Net Monthly NCP (kW) |  | Monthly Net kWh | Monthly Net Therms
2009-01-01 | 1 | 0 | 0 |  | 0 | 0
2009-02-01 | 1 | 0 | 0 |  | 0 | 0
2009-03-01 | 1 | 0 | 0 |  | 0 | 0
2009-04-01 | 2 | 0 | 0 |  | 0 | 0
2009-05-01 | 2 | 0 | 0 |  | 0 | 0
2009-06-01 | 2 | 0 | 0 |  | 0 | 0
2009-07-01 | 3 | 0 | 0 |  | 0 | 0
2009-08-01 | 3 | 0 | 0 |  | 0 | 0
2009-09-01 | 3 | 0 | 0 |  | 0 | 0
2009-10-01 | 4 | 0 | 0 |  | 0 | 0
2009-11-01 | 4 | 0 | 0 |  | 0 | 0
2009-12-01 | 4 | 0 | 0 |  | 0 | 0
2010-01-01 | 5 | 7.1761 | 13.9015 |  | 4498.5701 | -156.2838
2010-02-01 | 5 | 7.6738 | 13.9331 |  | 4099.2173 | -156.2838
2010-03-01 | 5 | 6.853 | 13.4693 |  | 3859.7409 | -156.2838
2010-04-01 | 6 | 5.2284 | 13.8048 |  | 3745.2675 | 0
2010-05-01 | 6 | 5.0181 | 13.5175 |  | 3919.0035 | 0
2010-06-01 | 6 | 4.7154 | 14.0421 |  | 3900.6407 | 0
2010-07-01 | 7 | 6.4515 | 14.9857 |  | 4415.6488 | 0
2010-08-01 | 7 | 8.225 | 14.9704 |  | 4337.7318 | 0
2010-09-01 | 7 | 6.6807 | 15.363 |  | 4235.212 | 0
2010-10-01 | 8 | 7.446 | 14.5285 |  | 4136.8591 | -156.2838
2010-11-01 | 8 | 7.473 | 13.9593 |  | 4411.9477 | -156.2838
2010-12-01 | 8 | 6.6155 | 13.8429 |  | 4500.2107 | -156.2838
2011-01-01 | 9 | 7.1761 | 13.9015 |  | 4498.5701 | -156.2838
2011-02-01 | 9 | 7.6738 | 13.9331 |  | 4099.2173 | -156.2838
2011-03-01 | 9 | 6.853 | 13.4693 |  | 3859.7409 | -156.2838
2011-04-01 | 10 | 5.2284 | 13.8048 |  | 3745.2675 | 0
2011-05-01 | 10 | 5.0181 | 13.5175 |  | 3919.0035 | 0
2011-06-01 | 10 | 4.7154 | 14.0421 |  | 3900.6407 | 0
2011-07-01 | 11 | 6.4515 | 14.9857 |  | 4415.6488 | 0
2011-08-01 | 11 | 8.225 | 14.9704 |  | 4337.7318 | 0
2011-09-01 | 11 | 6.6807 | 15.363 |  | 4235.212 | 0
2011-10-01 | 12 | 7.446 | 14.5285 |  | 4136.8591 | -156.2838
2011-11-01 | 12 | 7.473 | 13.9593 |  | 4411.9477 | -156.2838
2011-12-01 | 12 | 6.6155 | 13.8429 |  | 4500.2107 | -156.2838
2012-01-01 | 13 | 7.1761 | 13.9015 |  | 4498.5701 | -156.2838
2012-02-01 | 13 | 7.6738 | 13.9331 |  | 4099.2173 | -156.2838
2012-03-01 | 13 | 6.853 | 13.4693 |  | 3859.7409 | -156.2838
2012-04-01 | 14 | 5.2284 | 13.8048 |  | 3745.2675 | 0
2012-05-01 | 14 | 5.0181 | 13.5175 |  | 3919.0035 | 0
2012-06-01 | 14 | 4.7154 | 14.0421 |  | 3900.6407 | 0
2012-07-01 | 15 | 6.4515 | 14.9857 |  | 4415.6488 | 0
2012-08-01 | 15 | 8.225 | 14.9704 |  | 4337.7318 | 0
2012-09-01 | 15 | 6.6807 | 15.363 |  | 4235.212 | 0
2012-10-01 | 16 | 7.446 | 14.5285 |  | 4136.8591 | -156.2838
2012-11-01 | 16 | 7.473 | 13.9593 |  | 4411.9477 | -156.2838
2012-12-01 | 16 | 6.6155 | 13.8429 |  | 4500.2107 | -156.2838
2013-01-01 | 17 | 7.1761 | 13.9015 |  | 4498.5701 | -156.2838
2013-02-01 | 17 | 7.6738 | 13.9331 |  | 4099.2173 | -156.2838
2013-03-01 | 17 | 6.853 | 13.4693 |  | 3859.7409 | -156.2838
2013-04-01 | 18 | 5.2284 | 13.8048 |  | 3745.2675 | 0
2013-05-01 | 18 | 5.0181 | 13.5175 |  | 3919.0035 | 0
2013-06-01 | 18 | 4.7154 | 14.0421 |  | 3900.6407 | 0
2013-07-01 | 19 | 6.4515 | 14.9857 |  | 4415.6488 | 0
2013-08-01 | 19 | 8.225 | 14.9704 |  | 4337.7318 | 0
2013-09-01 | 19 | 6.6807 | 15.363 |  | 4235.212 | 0
2013-10-01 | 20 | 7.446 | 14.5285 |  | 4136.8591 | -156.2838
2013-11-01 | 20 | 7.473 | 13.9593 |  | 4411.9477 | -156.2838
2013-12-01 | 20 | 6.6155 | 13.8429 |  | 4500.2107 | -156.2838
2014-01-01 | 21 | 7.1761 | 13.9015 |  | 4498.5701 | -156.2838
2014-02-01 | 21 | 7.6738 | 13.9331 |  | 4099.2173 | -156.2838
2014-03-01 | 21 | 6.853 | 13.4693 |  | 3859.7409 | -156.2838
2014-04-01 | 22 | 5.2284 | 13.8048 |  | 3745.2675 | 0
2014-05-01 | 22 | 5.0181 | 13.5175 |  | 3919.0035 | 0
2014-06-01 | 22 | 4.7154 | 14.0421 |  | 3900.6407 | 0
2014-07-01 | 23 | 6.4515 | 14.9857 |  | 4415.6488 | 0
2014-08-01 | 23 | 8.225 | 14.9704 |  | 4337.7318 | 0
2014-09-01 | 23 | 6.6807 | 15.363 |  | 4235.212 | 0
2014-10-01 | 24 | 7.446 | 14.5285 |  | 4136.8591 | -156.2838
2014-11-01 | 24 | 7.473 | 13.9593 |  | 4411.9477 | -156.2838
2014-12-01 | 24 | 6.6155 | 13.8429 |  | 4500.2107 | -156.2838
2015-01-01 | 25 | 7.1761 | 13.9015 |  | 4498.5701 | -156.2838
2015-02-01 | 25 | 7.6738 | 13.9331 |  | 4099.2173 | -156.2838
2015-03-01 | 25 | 6.853 | 13.4693 |  | 3859.7409 | -156.2838
2015-04-01 | 26 | 5.2284 | 13.8048 |  | 3745.2675 | 0
2015-05-01 | 26 | 5.0181 | 13.5175 |  | 3919.0035 | 0
2015-06-01 | 26 | 4.7154 | 14.0421 |  | 3900.6407 | 0
2015-07-01 | 27 | 4.055 | 9.2709 |  | 2761.51 | 0
2015-08-01 | 27 | 5.1389 | 9.2616 |  | 2713.8885 | 0
2015-09-01 | 27 | 4.195 | 9.5015 |  | 2651.2302 | 0
2015-10-01 | 28 | 4.6628 | 8.9915 |  | 2601.0369 | -95.5178
2015-11-01 | 28 | 4.6793 | 8.6436 |  | 2769.1661 | -95.5178
2015-12-01 | 28 | 4.1552 | 8.5725 |  | 2823.1109 | -95.5178
2016-01-01 | 29 | 4.4979 | 8.6083 |  | 2822.1082 | -95.5178
2016-02-01 | 29 | 4.802 | 8.6276 |  | 2578.0309 | -95.5178
2016-03-01 | 29 | 4.3004 | 8.3441 |  | 2431.6672 | -95.5178
2016-04-01 | 30 | 3.3074 | 8.5492 |  | 2361.7031 | 0
2016-05-01 | 30 | 3.1789 | 8.3736 |  | 2457.9693 | 0
2016-06-01 | 30 | 2.9939 | 8.6942 |  | 2446.7462 | 0
2016-07-01 | 31 | 4.055 | 9.2709 |  | 2761.51 | 0
2016-08-01 | 31 | 5.1389 | 9.2616 |  | 2713.8885 | 0
2016-09-01 | 31 | 4.195 | 9.5015 |  | 2651.2302 | 0
2016-10-01 | 32 | 2.6631 | 5.0131 |  | 1497.5444 | -51.8573
2016-11-01 | 32 | 2.672 | 4.8243 |  | 1588.823 | -51.8573
2016-12-01 | 32 | 2.3875 | 4.7856 |  | 1618.1101 | -51.8573
2017-01-01 | 33 | 2.5735 | 4.8051 |  | 1617.5657 | -51.8573
2017-02-01 | 33 | 2.7386 | 4.8156 |  | 1485.0543 | -51.8573
2017-03-01 | 33 | 2.4663 | 4.6617 |  | 1405.5924 | -51.8573
2017-04-01 | 34 | 1.9272 | 4.773 |  | 1367.6083 | 0
2017-05-01 | 34 | 1.8574 | 4.6777 |  | 1408.2122 | 0
2017-06-01 | 34 | 1.757 | 4.8517 |  | 1402.1191 | 0
2017-07-01 | 35 | 2.3331 | 5.1648 |  | 1573.0067 | 0
2017-08-01 | 35 | 2.9215 | 5.1598 |  | 1547.1526 | 0
2017-09-01 | 35 | 2.4091 | 5.29 |  | 1513.135 | 0
2017-10-01 | 36 | 2.6631 | 5.0131 |  | 1497.5444 | -51.8573
2017-11-01 | 36 | 2.672 | 4.8243 |  | 1588.823 | -51.8573
2017-12-01 | 36 | 2.3875 | 4.7856 |  | 1618.1101 | -51.8573
2018-01-01 | 37 | 2.5735 | 4.8051 |  | 1617.5657 | -51.8573
2018-02-01 | 37 | 2.7386 | 4.8156 |  | 1485.0543 | -51.8573
2018-03-01 | 37 | 2.4663 | 4.6617 |  | 1405.5924 | -51.8573
2018-04-01 | 38 | 1.9272 | 4.773 |  | 1367.6083 | 0
2018-05-01 | 38 | 1.8574 | 4.6777 |  | 1408.2122 | 0
2018-06-01 | 38 | 1.757 | 4.8517 |  | 1402.1191 | 0
2018-07-01 | 39 | 2.3331 | 5.1648 |  | 1573.0067 | 0
2018-08-01 | 39 | 2.9215 | 5.1598 |  | 1547.1526 | 0
2018-09-01 | 39 | 2.4091 | 5.29 |  | 1513.135 | 0
2018-10-01 | 40 | 2.6631 | 5.0131 |  | 1497.5444 | -51.8573
2018-11-01 | 40 | 2.672 | 4.8243 |  | 1588.823 | -51.8573
2018-12-01 | 40 | 2.3875 | 4.7856 |  | 1618.1101 | -51.8573
2019-01-01 | 41 | 2.5735 | 4.8051 |  | 1617.5657 | -51.8573
2019-02-01 | 41 | 2.7386 | 4.8156 |  | 1485.0543 | -51.8573
2019-03-01 | 41 | 2.4663 | 4.6617 |  | 1405.5924 | -51.8573
2019-04-01 | 42 | 1.9272 | 4.773 |  | 1367.6083 | 0
2019-05-01 | 42 | 1.8574 | 4.6777 |  | 1408.2122 | 0
2019-06-01 | 42 | 1.757 | 4.8517 |  | 1402.1191 | 0
2019-07-01 | 43 | 2.3331 | 5.1648 |  | 1573.0067 | 0
2019-08-01 | 43 | 2.9215 | 5.1598 |  | 1547.1526 | 0
2019-09-01 | 43 | 2.4091 | 5.29 |  | 1513.135 | 0
2019-10-01 | 44 | 2.6631 | 5.0131 |  | 1497.5444 | -51.8573
2019-11-01 | 44 | 2.672 | 4.8243 |  | 1588.823 | -51.8573
2019-12-01 | 44 | 2.3875 | 4.7856 |  | 1618.1101 | -51.8573

## Input
| SDG&E 09-11 4g3.xls |  |  |  | Program Budget ($) |  |  | NPV Factor for lump-sum admin costs: | 100%
a. Administrative Costs
| Proposer General Information |  |  |  | a.i. Overhead and G&A |  | d. Incentives and Rebates ($) | Nominal | NPV
| Proposer Name |  |  |  | a.ii. Other Admin costs |  | d.i. User Input Incentive |  | 0 | Note: User Input Incentives are treated like Admin costs and are NOT adjusted by the net to gross ratio in the TRC test.
| Program Name |  |  |  | b. Marketing/Outreach |  | d.ii. Rebate | 0 | 0
| Service Territory |  | SDG&E |  | c. Direct Implementation (non incentive) |  | d.iii. Direct Install Labor | 0 | 0
| First Year of Program Implementation |  |  | 2009 | c.i. Activity |  | d.iv. Direct Install Materials | 0 | 0
| Contact Information |  |  |  | c.ii. Installation |  | d.v. Upstream payments | 0 | 0
| Name |  |  |  | c.iii. Hardware & Materials |  | Subtotal Direct Install | 0 | 0
| Address |  |  |  | c.iv. Rebate Processing and Inspection | [41 empty] | Formulas for spreading annual installations to quarters
| ZIP code |  |  |  | d. Total Incentives and Rebates | 0 | [40 empty] | 0 | 0 | 0 | 0 | 0 | 0 | 0 | 0 | 0 | 0 | 0 | 0 | 0 | 0 | 0 | 0 | 0 | 0 | 0 | 0 | 0 | 0 | 0 | 0 | 0 | 0 | 0 | 0 | 0 | 0 | 0 | 0 | 0 | 0 | 0 | 0 | 0 | 0 | 0 | 0 | 0 | 0 | 0 | 0
| Telephone |  |  |  | e. EM&V |  | f. Costs recovered from other sources |  | 0
| Email |  |  |  | Total | 0 | Program Budget w/ Other Costs (a to f) | 0 | 0
Quarterly Installation Schedule
| Program Inputs | [10 empty] | Transfer | Admin | Admin | Admin | Participant | [8 empty] | Placeholders, not currently used | [10 empty] | Annual Installation Schedule | [10 empty] | 2009 |  |  |  | 2010 |  |  |  | 2011 |  |  |  | 2012 |  |  |  | 2013 |  |  |  | 2014 |  |  |  | 2015 |  |  |  | 2016 |  |  |  | 2017 |  |  |  | 2018 |  |  |  | 2019
| Measure Name | DEER RunID | Climate Zone | Target sector | Measure Electric End Use Shape | CZ, Sector, Measure combination found? | Measure Type (To Look up Measure Life) | Program Type (To look up Net-to-gross Ratio) | Unit Definition (e.g. homes) | Program Type (NEW/ROB or Early Repl(RET)) | Gross Measure Cost ($/unit) | Rebate to end use customer or its assignee ($/unit) | Incentives to entities other than the end use customer or its assignee($/unit) | Direct Install Labor ($/unit) | Direct Install Material ($/unit) | Participant cost ($/unit) | Gross Unit Annual Electricity Savings (kwh/unit) | Electric Rate Schedule | Demand Scaler | User Entered kW Savings per unit (kW/unit) | Gross Unit Annual Gas Savings (therm/unit) | Gas Sector | Gas Rate Schedule | Gas Savings Profile | Avg remaining life on replaced units (yrs) | Early retrofit incremental kWh savings (kWh/unit) | Early retrofit incremental kW savings (kW/unit) | Early retrofit incremental Th savings (Th/unit) | Combustion Type | Effective Useful Life (years) | Net-to-Gross Ratio | Net-to-Gross Ratio - kW | Net-to-Gross Ratio - Therms | Net-to-Gross Ratio - Costs | % Eligible for TOU AC adjustment | 2009 | 2010 | 2011 | 2012 | 2013 | 2014 | 2015 | 2016 | 2017 | 2018 | 2019 | Qtr 1 | Qtr 2 | Qtr 3 | Qtr 4 | Qtr 1 | Qtr 2 | Qtr 3 | Qtr 4 | Qtr 1 | Qtr 2 | Qtr 3 | Qtr 4 | Qtr 1 | Qtr 2 | Qtr 3 | Qtr 4 | Qtr 1 | Qtr 2 | Qtr 3 | Qtr 4 | Qtr 1 | Qtr 2 | Qtr 3 | Qtr 4 | Qtr 1 | Qtr 2 | Qtr 3 | Qtr 4 | Qtr 1 | Qtr 2 | Qtr 3 | Qtr 4 | Qtr 1 | Qtr 2 | Qtr 3 | Qtr 4 | Qtr 1 | Qtr 2 | Qtr 3 | Qtr 4 | Qtr 1 | Qtr 2 | Qtr 3 | Qtr 4 | Total Number of Units | Comments
0 | 211012-CFL 9W Globe Lamp - ISR=.76 |  | System | Residential | res:DEER:Indoor_CFL_Ltg | 0 |  |  |  |  | 2.2495 | 0 | 0 | 0 | 0 | 2.2495 | 19.2206 |  | kWh | 0.003192 | -0.37591 | Residential |  | Winter Only | [5 empty] | 5.3 | 0.85 |  |  |  | 0 | 5 | 0 | 0 | 0 | 0 | 0 | 0 | 0 | 0 | 0 | 0 | 2009 Qtr 1: 0; 2009 Qtr 2: 0; 2009 Qtr 3: 0; 2009 Qtr 4: 5; 2010 Qtr 1: 0; 2010 Qtr 2: 0; 2010 Qtr 3: 0; 2010 Qtr 4: 0; 2011 Qtr 1: 0; 2011 Qtr 2: 0; 2011 Qtr 3: 0; 2011 Qtr 4: 0 | 5
0 | 211017-Floor Lamp - 2 23 Watt pin based |  | System | Residential | res:DEER:Indoor_CFL_Ltg | 0 |  |  |  |  | 38.9 | 0 | 0 | 0 | 0 | 38.9 | 98.2386 |  | kWh | 0.016314 | -1.9213 | Residential |  | Winter Only | [5 empty] | 15 | 0.6 |  |  |  | 0 | 1 | 0 | 0 | 0 | 0 | 0 | 0 | 0 | 0 | 0 | 0 | 2009 Qtr 1: 0; 2009 Qtr 2: 0; 2009 Qtr 3: 0; 2009 Qtr 4: 1; 2010 Qtr 1: 0; 2010 Qtr 2: 0; 2010 Qtr 3: 0; 2010 Qtr 4: 0; 2011 Qtr 1: 0; 2011 Qtr 2: 0; 2011 Qtr 3: 0; 2011 Qtr 4: 0 | 1
0 | 211012-CFL 9W Globe Lamp - ISR=.76 |  | System | Residential | res:DEER:Indoor_CFL_Ltg | 0 |  |  |  |  | 2.2495 | 0 | 0 | 0 | 0 | 2.2495 | 19.2206 |  | kWh | 0.003192 | -0.37591 | Residential |  | Winter Only | [5 empty] | 5.3 | 0.85 |  |  |  | 0 | 3 | 0 | 0 | 0 | 0 | 0 | 0 | 0 | 0 | 0 | 0 | 2009 Qtr 1: 0; 2009 Qtr 2: 0; 2009 Qtr 3: 0; 2009 Qtr 4: 3; 2010 Qtr 1: 0; 2010 Qtr 2: 0; 2010 Qtr 3: 0; 2010 Qtr 4: 0; 2011 Qtr 1: 0; 2011 Qtr 2: 0; 2011 Qtr 3: 0; 2011 Qtr 4: 0 | 3
0 | 211015-CFL, 14W lamp, A-Line, Integral or Modular, Tube or Spiral or Flood - ISR=0.76 |  | System | Residential | res:DEER:Indoor_CFL_Ltg | 0 |  |  |  |  | 2.5 | 0 | 0 | 0 | 0 | 2.5 | 22.723 |  | kWh | 0.0037734 | -0.44441 | Residential |  | Winter Only | [5 empty] | 5.3 | 0.6 |  |  |  | 0 | 2 | 0 | 0 | 0 | 0 | 0 | 0 | 0 | 0 | 0 | 0 | 2009 Qtr 1: 0; 2009 Qtr 2: 0; 2009 Qtr 3: 0; 2009 Qtr 4: 2; 2010 Qtr 1: 0; 2010 Qtr 2: 0; 2010 Qtr 3: 0; 2010 Qtr 4: 0; 2011 Qtr 1: 0; 2011 Qtr 2: 0; 2011 Qtr 3: 0; 2011 Qtr 4: 0 | 2
0 | 211012-CFL 9W Globe Lamp - ISR=.76 |  | System | Residential | res:DEER:Indoor_CFL_Ltg | 0 |  |  |  |  | 2.2495 | 0 | 0 | 0 | 0 | 2.2495 | 19.2206 |  | kWh | 0.003192 | -0.37591 | Residential |  | Winter Only | [5 empty] | 5.3 | 0.85 |  |  |  | 0 | 2 | 0 | 0 | 0 | 0 | 0 | 0 | 0 | 0 | 0 | 0 | 2009 Qtr 1: 0; 2009 Qtr 2: 0; 2009 Qtr 3: 0; 2009 Qtr 4: 2; 2010 Qtr 1: 0; 2010 Qtr 2: 0; 2010 Qtr 3: 0; 2010 Qtr 4: 0; 2011 Qtr 1: 0; 2011 Qtr 2: 0; 2011 Qtr 3: 0; 2011 Qtr 4: 0 | 2
0 | 211015-CFL, 14W lamp, A-Line, Integral or Modular, Tube or Spiral or Flood - ISR=0.76 |  | System | Residential | res:DEER:Indoor_CFL_Ltg | 0 |  |  |  |  | 2.5 | 0 | 0 | 0 | 0 | 2.5 | 22.723 |  | kWh | 0.0037734 | -0.44441 | Residential |  | Winter Only | [5 empty] | 5.3 | 0.6 |  |  |  | 0 | 3 | 0 | 0 | 0 | 0 | 0 | 0 | 0 | 0 | 0 | 0 | 2009 Qtr 1: 0; 2009 Qtr 2: 0; 2009 Qtr 3: 0; 2009 Qtr 4: 3; 2010 Qtr 1: 0; 2010 Qtr 2: 0; 2010 Qtr 3: 0; 2010 Qtr 4: 0; 2011 Qtr 1: 0; 2011 Qtr 2: 0; 2011 Qtr 3: 0; 2011 Qtr 4: 0 | 3
0 | 211004-23 Watt Intergral CFL - ISR=0.76 |  | System | Residential | res:DEER:Indoor_CFL_Ltg | 0 |  |  |  |  | 1.8498 | 0 | 0 | 0 | 0 | 1.8498 | 37.3307 |  | kWh | 0.0061993 | -0.73011 | Residential | [7 empty] | 6.6 | 0.6 |  |  |  | 0 | 1 | 0 | 0 | 0 | 0 | 0 | 0 | 0 | 0 | 0 | 0 | 2009 Qtr 1: 0; 2009 Qtr 2: 0; 2009 Qtr 3: 0; 2009 Qtr 4: 1; 2010 Qtr 1: 0; 2010 Qtr 2: 0; 2010 Qtr 3: 0; 2010 Qtr 4: 0; 2011 Qtr 1: 0; 2011 Qtr 2: 0; 2011 Qtr 3: 0; 2011 Qtr 4: 0 | 1
0 | 211016-CFL - 3 Way - 20 Watt median - ISR = 0.76 |  | System | Residential | res:DEER:Indoor_CFL_Ltg | 0 |  |  |  |  | 3.99 | 0 | 0 | 0 | 0 | 3.99 | 32.4614 |  | kWh | 0.0053907 | -0.63488 | Residential |  | Winter Only | [5 empty] | 5.3 | 0.6 |  |  |  | 0 | 3 | 0 | 0 | 0 | 0 | 0 | 0 | 0 | 0 | 0 | 0 | 2009 Qtr 1: 0; 2009 Qtr 2: 0; 2009 Qtr 3: 0; 2009 Qtr 4: 3; 2010 Qtr 1: 0; 2010 Qtr 2: 0; 2010 Qtr 3: 0; 2010 Qtr 4: 0; 2011 Qtr 1: 0; 2011 Qtr 2: 0; 2011 Qtr 3: 0; 2011 Qtr 4: 0 | 3
0 | 211015-CFL, 14W lamp, A-Line, Integral or Modular, Tube or Spiral or Flood - ISR=0.76 |  | System | Residential | res:DEER:Indoor_CFL_Ltg | 0 |  |  |  |  | 2.5 | 0 | 0 | 0 | 0 | 2.5 | 22.723 |  | kWh | 0.0037734 | -0.44441 | Residential |  | Winter Only | [5 empty] | 5.3 | 0.6 |  |  |  | 0 | 1 | 0 | 0 | 0 | 0 | 0 | 0 | 0 | 0 | 0 | 0 | 2009 Qtr 1: 0; 2009 Qtr 2: 0; 2009 Qtr 3: 0; 2009 Qtr 4: 1; 2010 Qtr 1: 0; 2010 Qtr 2: 0; 2010 Qtr 3: 0; 2010 Qtr 4: 0; 2011 Qtr 1: 0; 2011 Qtr 2: 0; 2011 Qtr 3: 0; 2011 Qtr 4: 0 | 1
0 | 211016-CFL - 3 Way - 20 Watt median - ISR = 0.76 |  | System | Residential | res:DEER:Indoor_CFL_Ltg | 0 |  |  |  |  | 3.99 | 0 | 0 | 0 | 0 | 3.99 | 32.4614 |  | kWh | 0.0053907 | -0.63488 | Residential |  | Winter Only | [5 empty] | 5.3 | 0.6 |  |  |  | 0 | 3 | 0 | 0 | 0 | 0 | 0 | 0 | 0 | 0 | 0 | 0 | 2009 Qtr 1: 0; 2009 Qtr 2: 0; 2009 Qtr 3: 0; 2009 Qtr 4: 3; 2010 Qtr 1: 0; 2010 Qtr 2: 0; 2010 Qtr 3: 0; 2010 Qtr 4: 0; 2011 Qtr 1: 0; 2011 Qtr 2: 0; 2011 Qtr 3: 0; 2011 Qtr 4: 0 | 3
0 | 211015-CFL, 14W lamp, A-Line, Integral or Modular, Tube or Spiral or Flood - ISR=0.76 |  | System | Residential | res:DEER:Indoor_CFL_Ltg | 0 |  |  |  |  | 2.5 | 0 | 0 | 0 | 0 | 2.5 | 22.723 |  | kWh | 0.0037734 | -0.44441 | Residential |  | Winter Only | [5 empty] | 5.3 | 0.6 |  |  |  | 0 | 2 | 0 | 0 | 0 | 0 | 0 | 0 | 0 | 0 | 0 | 0 | 2009 Qtr 1: 0; 2009 Qtr 2: 0; 2009 Qtr 3: 0; 2009 Qtr 4: 2; 2010 Qtr 1: 0; 2010 Qtr 2: 0; 2010 Qtr 3: 0; 2010 Qtr 4: 0; 2011 Qtr 1: 0; 2011 Qtr 2: 0; 2011 Qtr 3: 0; 2011 Qtr 4: 0 | 2
0 | 211012-CFL 9W Globe Lamp - ISR=.76 |  | System | Residential | res:DEER:Indoor_CFL_Ltg | 0 |  |  |  |  | 2.2495 | 0 | 0 | 0 | 0 | 2.2495 | 19.2206 |  | kWh | 0.003192 | -0.37591 | Residential |  | Winter Only | [5 empty] | 5.3 | 0.85 |  |  |  | 0 | 1 | 0 | 0 | 0 | 0 | 0 | 0 | 0 | 0 | 0 | 0 | 2009 Qtr 1: 0; 2009 Qtr 2: 0; 2009 Qtr 3: 0; 2009 Qtr 4: 1; 2010 Qtr 1: 0; 2010 Qtr 2: 0; 2010 Qtr 3: 0; 2010 Qtr 4: 0; 2011 Qtr 1: 0; 2011 Qtr 2: 0; 2011 Qtr 3: 0; 2011 Qtr 4: 0 | 1
0 | 211004-23 Watt Intergral CFL - ISR=0.76 |  | System | Residential | res:DEER:Indoor_CFL_Ltg | 0 |  |  |  |  | 1.8498 | 0 | 0 | 0 | 0 | 1.8498 | 37.3307 |  | kWh | 0.0061993 | -0.73011 | Residential | [7 empty] | 6.6 | 0.6 |  |  |  | 0 | 3 | 0 | 0 | 0 | 0 | 0 | 0 | 0 | 0 | 0 | 0 | 2009 Qtr 1: 0; 2009 Qtr 2: 0; 2009 Qtr 3: 0; 2009 Qtr 4: 3; 2010 Qtr 1: 0; 2010 Qtr 2: 0; 2010 Qtr 3: 0; 2010 Qtr 4: 0; 2011 Qtr 1: 0; 2011 Qtr 2: 0; 2011 Qtr 3: 0; 2011 Qtr 4: 0 | 3
0 | 211016-CFL - 3 Way - 20 Watt median - ISR = 0.76 |  | System | Residential | res:DEER:Indoor_CFL_Ltg | 0 |  |  |  |  | 3.99 | 0 | 0 | 0 | 0 | 3.99 | 32.4614 |  | kWh | 0.0053907 | -0.63488 | Residential |  | Winter Only | [5 empty] | 5.3 | 0.6 |  |  |  | 0 | 1 | 0 | 0 | 0 | 0 | 0 | 0 | 0 | 0 | 0 | 0 | 2009 Qtr 1: 0; 2009 Qtr 2: 0; 2009 Qtr 3: 0; 2009 Qtr 4: 1; 2010 Qtr 1: 0; 2010 Qtr 2: 0; 2010 Qtr 3: 0; 2010 Qtr 4: 0; 2011 Qtr 1: 0; 2011 Qtr 2: 0; 2011 Qtr 3: 0; 2011 Qtr 4: 0 | 1
0 | 211004-23 Watt Intergral CFL - ISR=0.76 |  | System | Residential | res:DEER:Indoor_CFL_Ltg | 0 |  |  |  |  | 1.8498 | 0 | 0 | 0 | 0 | 1.8498 | 37.3307 |  | kWh | 0.0061993 | -0.73011 | Residential | [7 empty] | 6.6 | 0.6 |  |  |  | 0 | 1 | 0 | 0 | 0 | 0 | 0 | 0 | 0 | 0 | 0 | 0 | 2009 Qtr 1: 0; 2009 Qtr 2: 0; 2009 Qtr 3: 0; 2009 Qtr 4: 1; 2010 Qtr 1: 0; 2010 Qtr 2: 0; 2010 Qtr 3: 0; 2010 Qtr 4: 0; 2011 Qtr 1: 0; 2011 Qtr 2: 0; 2011 Qtr 3: 0; 2011 Qtr 4: 0 | 1
0 | 211016-CFL - 3 Way - 20 Watt median - ISR = 0.76 |  | System | Residential | res:DEER:Indoor_CFL_Ltg | 0 |  |  |  |  | 3.99 | 0 | 0 | 0 | 0 | 3.99 | 32.4614 |  | kWh | 0.0053907 | -0.63488 | Residential |  | Winter Only | [5 empty] | 5.3 | 0.6 |  |  |  | 0 | 1 | 0 | 0 | 0 | 0 | 0 | 0 | 0 | 0 | 0 | 0 | 2009 Qtr 1: 0; 2009 Qtr 2: 0; 2009 Qtr 3: 0; 2009 Qtr 4: 1; 2010 Qtr 1: 0; 2010 Qtr 2: 0; 2010 Qtr 3: 0; 2010 Qtr 4: 0; 2011 Qtr 1: 0; 2011 Qtr 2: 0; 2011 Qtr 3: 0; 2011 Qtr 4: 0 | 1
0 | 211015-CFL, 14W lamp, A-Line, Integral or Modular, Tube or Spiral or Flood - ISR=0.76 |  | System | Residential | res:DEER:Indoor_CFL_Ltg | 0 |  |  |  |  | 2.5 | 0 | 0 | 0 | 0 | 2.5 | 22.723 |  | kWh | 0.0037734 | -0.44441 | Residential |  | Winter Only | [5 empty] | 5.3 | 0.6 |  |  |  | 0 | 2 | 0 | 0 | 0 | 0 | 0 | 0 | 0 | 0 | 0 | 0 | 2009 Qtr 1: 0; 2009 Qtr 2: 0; 2009 Qtr 3: 0; 2009 Qtr 4: 2; 2010 Qtr 1: 0; 2010 Qtr 2: 0; 2010 Qtr 3: 0; 2010 Qtr 4: 0; 2011 Qtr 1: 0; 2011 Qtr 2: 0; 2011 Qtr 3: 0; 2011 Qtr 4: 0 | 2
0 | 211017-Floor Lamp - 2 23 Watt pin based |  | System | Residential | res:DEER:Indoor_CFL_Ltg | 0 |  |  |  |  | 38.9 | 0 | 0 | 0 | 0 | 38.9 | 98.2386 |  | kWh | 0.016314 | -1.9213 | Residential |  | Winter Only | [5 empty] | 15 | 0.6 |  |  |  | 0 | 1 | 0 | 0 | 0 | 0 | 0 | 0 | 0 | 0 | 0 | 0 | 2009 Qtr 1: 0; 2009 Qtr 2: 0; 2009 Qtr 3: 0; 2009 Qtr 4: 1; 2010 Qtr 1: 0; 2010 Qtr 2: 0; 2010 Qtr 3: 0; 2010 Qtr 4: 0; 2011 Qtr 1: 0; 2011 Qtr 2: 0; 2011 Qtr 3: 0; 2011 Qtr 4: 0 | 1
0 | 211017-Floor Lamp - 2 23 Watt pin based |  | System | Residential | res:DEER:Indoor_CFL_Ltg | 0 |  |  |  |  | 38.9 | 0 | 0 | 0 | 0 | 38.9 | 98.2386 |  | kWh | 0.016314 | -1.9213 | Residential |  | Winter Only | [5 empty] | 15 | 0.6 |  |  |  | 0 | 2 | 0 | 0 | 0 | 0 | 0 | 0 | 0 | 0 | 0 | 0 | 2009 Qtr 1: 0; 2009 Qtr 2: 0; 2009 Qtr 3: 0; 2009 Qtr 4: 2; 2010 Qtr 1: 0; 2010 Qtr 2: 0; 2010 Qtr 3: 0; 2010 Qtr 4: 0; 2011 Qtr 1: 0; 2011 Qtr 2: 0; 2011 Qtr 3: 0; 2011 Qtr 4: 0 | 2
0 | 211016-CFL - 3 Way - 20 Watt median - ISR = 0.76 |  | System | Residential | res:DEER:Indoor_CFL_Ltg | 0 |  |  |  |  | 3.99 | 0 | 0 | 0 | 0 | 3.99 | 32.4614 |  | kWh | 0.0053907 | -0.63488 | Residential |  | Winter Only | [5 empty] | 5.3 | 0.6 |  |  |  | 0 | 5 | 0 | 0 | 0 | 0 | 0 | 0 | 0 | 0 | 0 | 0 | 2009 Qtr 1: 0; 2009 Qtr 2: 0; 2009 Qtr 3: 0; 2009 Qtr 4: 5; 2010 Qtr 1: 0; 2010 Qtr 2: 0; 2010 Qtr 3: 0; 2010 Qtr 4: 0; 2011 Qtr 1: 0; 2011 Qtr 2: 0; 2011 Qtr 3: 0; 2011 Qtr 4: 0 | 5
0 | 211017-Floor Lamp - 2 23 Watt pin based |  | System | Residential | res:DEER:Indoor_CFL_Ltg | 0 |  |  |  |  | 38.9 | 0 | 0 | 0 | 0 | 38.9 | 98.2386 |  | kWh | 0.016314 | -1.9213 | Residential |  | Winter Only | [5 empty] | 15 | 0.6 |  |  |  | 0 | 2 | 0 | 0 | 0 | 0 | 0 | 0 | 0 | 0 | 0 | 0 | 2009 Qtr 1: 0; 2009 Qtr 2: 0; 2009 Qtr 3: 0; 2009 Qtr 4: 2; 2010 Qtr 1: 0; 2010 Qtr 2: 0; 2010 Qtr 3: 0; 2010 Qtr 4: 0; 2011 Qtr 1: 0; 2011 Qtr 2: 0; 2011 Qtr 3: 0; 2011 Qtr 4: 0 | 2
0 | 211004-23 Watt Intergral CFL - ISR=0.76 |  | System | Residential | res:DEER:Indoor_CFL_Ltg | 0 |  |  |  |  | 1.8498 | 0 | 0 | 0 | 0 | 1.8498 | 37.3307 |  | kWh | 0.0061993 | -0.73011 | Residential | [7 empty] | 6.6 | 0.6 |  |  |  | 0 | 5 | 0 | 0 | 0 | 0 | 0 | 0 | 0 | 0 | 0 | 0 | 2009 Qtr 1: 0; 2009 Qtr 2: 0; 2009 Qtr 3: 0; 2009 Qtr 4: 5; 2010 Qtr 1: 0; 2010 Qtr 2: 0; 2010 Qtr 3: 0; 2010 Qtr 4: 0; 2011 Qtr 1: 0; 2011 Qtr 2: 0; 2011 Qtr 3: 0; 2011 Qtr 4: 0 | 5
0 | 211004-23 Watt Intergral CFL - ISR=0.76 |  | System | Residential | res:DEER:Indoor_CFL_Ltg | 0 |  |  |  |  | 1.8498 | 0 | 0 | 0 | 0 | 1.8498 | 37.3307 |  | kWh | 0.0061993 | -0.73011 | Residential | [7 empty] | 6.6 | 0.6 |  |  |  | 0 | 5 | 0 | 0 | 0 | 0 | 0 | 0 | 0 | 0 | 0 | 0 | 2009 Qtr 1: 0; 2009 Qtr 2: 0; 2009 Qtr 3: 0; 2009 Qtr 4: 5; 2010 Qtr 1: 0; 2010 Qtr 2: 0; 2010 Qtr 3: 0; 2010 Qtr 4: 0; 2011 Qtr 1: 0; 2011 Qtr 2: 0; 2011 Qtr 3: 0; 2011 Qtr 4: 0 | 5
0 | 211004-23 Watt Intergral CFL - ISR=0.76 |  | System | Residential | res:DEER:Indoor_CFL_Ltg | 0 |  |  |  |  | 1.8498 | 0 | 0 | 0 | 0 | 1.8498 | 37.3307 |  | kWh | 0.0061993 | -0.73011 | Residential | [7 empty] | 6.6 | 0.6 |  |  |  | 0 | 5 | 0 | 0 | 0 | 0 | 0 | 0 | 0 | 0 | 0 | 0 | 2009 Qtr 1: 0; 2009 Qtr 2: 0; 2009 Qtr 3: 0; 2009 Qtr 4: 5; 2010 Qtr 1: 0; 2010 Qtr 2: 0; 2010 Qtr 3: 0; 2010 Qtr 4: 0; 2011 Qtr 1: 0; 2011 Qtr 2: 0; 2011 Qtr 3: 0; 2011 Qtr 4: 0 | 5
0 | 211017-Floor Lamp - 2 23 Watt pin based |  | System | Residential | res:DEER:Indoor_CFL_Ltg | 0 |  |  |  |  | 38.9 | 0 | 0 | 0 | 0 | 38.9 | 98.2386 |  | kWh | 0.016314 | -1.9213 | Residential |  | Winter Only | [5 empty] | 15 | 0.6 |  |  |  | 0 | 2 | 0 | 0 | 0 | 0 | 0 | 0 | 0 | 0 | 0 | 0 | 2009 Qtr 1: 0; 2009 Qtr 2: 0; 2009 Qtr 3: 0; 2009 Qtr 4: 2; 2010 Qtr 1: 0; 2010 Qtr 2: 0; 2010 Qtr 3: 0; 2010 Qtr 4: 0; 2011 Qtr 1: 0; 2011 Qtr 2: 0; 2011 Qtr 3: 0; 2011 Qtr 4: 0 | 2
0 | 211016-CFL - 3 Way - 20 Watt median - ISR = 0.76 |  | System | Residential | res:DEER:Indoor_CFL_Ltg | 0 |  |  |  |  | 3.99 | 0 | 0 | 0 | 0 | 3.99 | 32.4614 |  | kWh | 0.0053907 | -0.63488 | Residential |  | Winter Only | [5 empty] | 5.3 | 0.6 |  |  |  | 0 | 5 | 0 | 0 | 0 | 0 | 0 | 0 | 0 | 0 | 0 | 0 | 2009 Qtr 1: 0; 2009 Qtr 2: 0; 2009 Qtr 3: 0; 2009 Qtr 4: 5; 2010 Qtr 1: 0; 2010 Qtr 2: 0; 2010 Qtr 3: 0; 2010 Qtr 4: 0; 2011 Qtr 1: 0; 2011 Qtr 2: 0; 2011 Qtr 3: 0; 2011 Qtr 4: 0 | 5
0 | 211017-Floor Lamp - 2 23 Watt pin based |  | System | Residential | res:DEER:Indoor_CFL_Ltg | 0 |  |  |  |  | 38.9 | 0 | 0 | 0 | 0 | 38.9 | 98.2386 |  | kWh | 0.016314 | -1.9213 | Residential |  | Winter Only | [5 empty] | 15 | 0.6 |  |  |  | 0 | 2 | 0 | 0 | 0 | 0 | 0 | 0 | 0 | 0 | 0 | 0 | 2009 Qtr 1: 0; 2009 Qtr 2: 0; 2009 Qtr 3: 0; 2009 Qtr 4: 2; 2010 Qtr 1: 0; 2010 Qtr 2: 0; 2010 Qtr 3: 0; 2010 Qtr 4: 0; 2011 Qtr 1: 0; 2011 Qtr 2: 0; 2011 Qtr 3: 0; 2011 Qtr 4: 0 | 2
0 | 211012-CFL 9W Globe Lamp - ISR=.76 |  | System | Residential | res:DEER:Indoor_CFL_Ltg | 0 |  |  |  |  | 2.2495 | 0 | 0 | 0 | 0 | 2.2495 | 19.2206 |  | kWh | 0.003192 | -0.37591 | Residential |  | Winter Only | [5 empty] | 5.3 | 0.85 |  |  |  | 0 | 2 | 0 | 0 | 0 | 0 | 0 | 0 | 0 | 0 | 0 | 0 | 2009 Qtr 1: 0; 2009 Qtr 2: 0; 2009 Qtr 3: 0; 2009 Qtr 4: 2; 2010 Qtr 1: 0; 2010 Qtr 2: 0; 2010 Qtr 3: 0; 2010 Qtr 4: 0; 2011 Qtr 1: 0; 2011 Qtr 2: 0; 2011 Qtr 3: 0; 2011 Qtr 4: 0 | 2
0 | 211015-CFL, 14W lamp, A-Line, Integral or Modular, Tube or Spiral or Flood - ISR=0.76 |  | System | Residential | res:DEER:Indoor_CFL_Ltg | 0 |  |  |  |  | 2.5 | 0 | 0 | 0 | 0 | 2.5 | 22.723 |  | kWh | 0.0037734 | -0.44441 | Residential |  | Winter Only | [5 empty] | 5.3 | 0.6 |  |  |  | 0 | 2 | 0 | 0 | 0 | 0 | 0 | 0 | 0 | 0 | 0 | 0 | 2009 Qtr 1: 0; 2009 Qtr 2: 0; 2009 Qtr 3: 0; 2009 Qtr 4: 2; 2010 Qtr 1: 0; 2010 Qtr 2: 0; 2010 Qtr 3: 0; 2010 Qtr 4: 0; 2011 Qtr 1: 0; 2011 Qtr 2: 0; 2011 Qtr 3: 0; 2011 Qtr 4: 0 | 2
0 | 211013-Table Lamp 18-Watt Pin based |  | System | Residential | res:DEER:Indoor_CFL_Ltg | 0 |  |  |  |  | 20.9 | 0 | 0 | 0 | 0 | 20.9 | 38.4412 |  | kWh | 0.006383 | -0.75183 | Residential |  | Winter Only | [5 empty] | 15 | 0.85 |  |  |  | 0 | 2 | 0 | 0 | 0 | 0 | 0 | 0 | 0 | 0 | 0 | 0 | 2009 Qtr 1: 0; 2009 Qtr 2: 0; 2009 Qtr 3: 0; 2009 Qtr 4: 2; 2010 Qtr 1: 0; 2010 Qtr 2: 0; 2010 Qtr 3: 0; 2010 Qtr 4: 0; 2011 Qtr 1: 0; 2011 Qtr 2: 0; 2011 Qtr 3: 0; 2011 Qtr 4: 0 | 2
0 | 211004-23 Watt Intergral CFL - ISR=0.76 |  | System | Residential | res:DEER:Indoor_CFL_Ltg | 0 |  |  |  |  | 1.8498 | 0 | 0 | 0 | 0 | 1.8498 | 37.3307 |  | kWh | 0.0061993 | -0.73011 | Residential | [7 empty] | 6.6 | 0.6 |  |  |  | 0 | 2 | 0 | 0 | 0 | 0 | 0 | 0 | 0 | 0 | 0 | 0 | 2009 Qtr 1: 0; 2009 Qtr 2: 0; 2009 Qtr 3: 0; 2009 Qtr 4: 2; 2010 Qtr 1: 0; 2010 Qtr 2: 0; 2010 Qtr 3: 0; 2010 Qtr 4: 0; 2011 Qtr 1: 0; 2011 Qtr 2: 0; 2011 Qtr 3: 0; 2011 Qtr 4: 0 | 2
0 | 211016-CFL - 3 Way - 20 Watt median - ISR = 0.76 |  | System | Residential | res:DEER:Indoor_CFL_Ltg | 0 |  |  |  |  | 3.99 | 0 | 0 | 0 | 0 | 3.99 | 32.4614 |  | kWh | 0.0053907 | -0.63488 | Residential |  | Winter Only | [5 empty] | 5.3 | 0.6 |  |  |  | 0 | 3 | 0 | 0 | 0 | 0 | 0 | 0 | 0 | 0 | 0 | 0 | 2009 Qtr 1: 0; 2009 Qtr 2: 0; 2009 Qtr 3: 0; 2009 Qtr 4: 3; 2010 Qtr 1: 0; 2010 Qtr 2: 0; 2010 Qtr 3: 0; 2010 Qtr 4: 0; 2011 Qtr 1: 0; 2011 Qtr 2: 0; 2011 Qtr 3: 0; 2011 Qtr 4: 0 | 3
0 | 211017-Floor Lamp - 2 23 Watt pin based |  | System | Residential | res:DEER:Indoor_CFL_Ltg | 0 |  |  |  |  | 38.9 | 0 | 0 | 0 | 0 | 38.9 | 98.2386 |  | kWh | 0.016314 | -1.9213 | Residential |  | Winter Only | [5 empty] | 15 | 0.6 |  |  |  | 0 | 2 | 0 | 0 | 0 | 0 | 0 | 0 | 0 | 0 | 0 | 0 | 2009 Qtr 1: 0; 2009 Qtr 2: 0; 2009 Qtr 3: 0; 2009 Qtr 4: 2; 2010 Qtr 1: 0; 2010 Qtr 2: 0; 2010 Qtr 3: 0; 2010 Qtr 4: 0; 2011 Qtr 1: 0; 2011 Qtr 2: 0; 2011 Qtr 3: 0; 2011 Qtr 4: 0 | 2
0 | 211004-23 Watt Intergral CFL - ISR=0.76 |  | System | Residential | res:DEER:Indoor_CFL_Ltg | 0 |  |  |  |  | 1.8498 | 0 | 0 | 0 | 0 | 1.8498 | 37.3307 |  | kWh | 0.0061993 | -0.73011 | Residential | [7 empty] | 6.6 | 0.6 |  |  |  | 0 | 5 | 0 | 0 | 0 | 0 | 0 | 0 | 0 | 0 | 0 | 0 | 2009 Qtr 1: 0; 2009 Qtr 2: 0; 2009 Qtr 3: 0; 2009 Qtr 4: 5; 2010 Qtr 1: 0; 2010 Qtr 2: 0; 2010 Qtr 3: 0; 2010 Qtr 4: 0; 2011 Qtr 1: 0; 2011 Qtr 2: 0; 2011 Qtr 3: 0; 2011 Qtr 4: 0 | 5
0 | 211015-CFL, 14W lamp, A-Line, Integral or Modular, Tube or Spiral or Flood - ISR=0.76 |  | System | Residential | res:DEER:Indoor_CFL_Ltg | 0 |  |  |  |  | 2.5 | 0 | 0 | 0 | 0 | 2.5 | 22.723 |  | kWh | 0.0037734 | -0.44441 | Residential |  | Winter Only | [5 empty] | 5.3 | 0.6 |  |  |  | 0 | 5 | 0 | 0 | 0 | 0 | 0 | 0 | 0 | 0 | 0 | 0 | 2009 Qtr 1: 0; 2009 Qtr 2: 0; 2009 Qtr 3: 0; 2009 Qtr 4: 5; 2010 Qtr 1: 0; 2010 Qtr 2: 0; 2010 Qtr 3: 0; 2010 Qtr 4: 0; 2011 Qtr 1: 0; 2011 Qtr 2: 0; 2011 Qtr 3: 0; 2011 Qtr 4: 0 | 5
0 | 211004-23 Watt Intergral CFL - ISR=0.76 |  | System | Residential | res:DEER:Indoor_CFL_Ltg | 0 |  |  |  |  | 1.8498 | 0 | 0 | 0 | 0 | 1.8498 | 37.3307 |  | kWh | 0.0061993 | -0.73011 | Residential | [7 empty] | 6.6 | 0.6 |  |  |  | 0 | 4 | 0 | 0 | 0 | 0 | 0 | 0 | 0 | 0 | 0 | 0 | 2009 Qtr 1: 0; 2009 Qtr 2: 0; 2009 Qtr 3: 0; 2009 Qtr 4: 4; 2010 Qtr 1: 0; 2010 Qtr 2: 0; 2010 Qtr 3: 0; 2010 Qtr 4: 0; 2011 Qtr 1: 0; 2011 Qtr 2: 0; 2011 Qtr 3: 0; 2011 Qtr 4: 0 | 4
0 | 211016-CFL - 3 Way - 20 Watt median - ISR = 0.76 |  | System | Residential | res:DEER:Indoor_CFL_Ltg | 0 |  |  |  |  | 3.99 | 0 | 0 | 0 | 0 | 3.99 | 32.4614 |  | kWh | 0.0053907 | -0.63488 | Residential |  | Winter Only | [5 empty] | 5.3 | 0.6 |  |  |  | 0 | 1 | 0 | 0 | 0 | 0 | 0 | 0 | 0 | 0 | 0 | 0 | 2009 Qtr 1: 0; 2009 Qtr 2: 0; 2009 Qtr 3: 0; 2009 Qtr 4: 1; 2010 Qtr 1: 0; 2010 Qtr 2: 0; 2010 Qtr 3: 0; 2010 Qtr 4: 0; 2011 Qtr 1: 0; 2011 Qtr 2: 0; 2011 Qtr 3: 0; 2011 Qtr 4: 0 | 1
0 | 211017-Floor Lamp - 2 23 Watt pin based |  | System | Residential | res:DEER:Indoor_CFL_Ltg | 0 |  |  |  |  | 38.9 | 0 | 0 | 0 | 0 | 38.9 | 98.2386 |  | kWh | 0.016314 | -1.9213 | Residential |  | Winter Only | [5 empty] | 15 | 0.6 |  |  |  | 0 | 2 | 0 | 0 | 0 | 0 | 0 | 0 | 0 | 0 | 0 | 0 | 2009 Qtr 1: 0; 2009 Qtr 2: 0; 2009 Qtr 3: 0; 2009 Qtr 4: 2; 2010 Qtr 1: 0; 2010 Qtr 2: 0; 2010 Qtr 3: 0; 2010 Qtr 4: 0; 2011 Qtr 1: 0; 2011 Qtr 2: 0; 2011 Qtr 3: 0; 2011 Qtr 4: 0 | 2
0 | 211017-Floor Lamp - 2 23 Watt pin based |  | System | Residential | res:DEER:Indoor_CFL_Ltg | 0 |  |  |  |  | 38.9 | 0 | 0 | 0 | 0 | 38.9 | 98.2386 |  | kWh | 0.016314 | -1.9213 | Residential |  | Winter Only | [5 empty] | 15 | 0.6 |  |  |  | 0 | 1 | 0 | 0 | 0 | 0 | 0 | 0 | 0 | 0 | 0 | 0 | 2009 Qtr 1: 0; 2009 Qtr 2: 0; 2009 Qtr 3: 0; 2009 Qtr 4: 1; 2010 Qtr 1: 0; 2010 Qtr 2: 0; 2010 Qtr 3: 0; 2010 Qtr 4: 0; 2011 Qtr 1: 0; 2011 Qtr 2: 0; 2011 Qtr 3: 0; 2011 Qtr 4: 0 | 1
0 | 211004-23 Watt Intergral CFL - ISR=0.76 |  | System | Residential | res:DEER:Indoor_CFL_Ltg | 0 |  |  |  |  | 1.8498 | 0 | 0 | 0 | 0 | 1.8498 | 37.3307 |  | kWh | 0.0061993 | -0.73011 | Residential | [7 empty] | 6.6 | 0.6 |  |  |  | 0 | 2 | 0 | 0 | 0 | 0 | 0 | 0 | 0 | 0 | 0 | 0 | 2009 Qtr 1: 0; 2009 Qtr 2: 0; 2009 Qtr 3: 0; 2009 Qtr 4: 2; 2010 Qtr 1: 0; 2010 Qtr 2: 0; 2010 Qtr 3: 0; 2010 Qtr 4: 0; 2011 Qtr 1: 0; 2011 Qtr 2: 0; 2011 Qtr 3: 0; 2011 Qtr 4: 0 | 2
0 | 211016-CFL - 3 Way - 20 Watt median - ISR = 0.76 |  | System | Residential | res:DEER:Indoor_CFL_Ltg | 0 |  |  |  |  | 3.99 | 0 | 0 | 0 | 0 | 3.99 | 32.4614 |  | kWh | 0.0053907 | -0.63488 | Residential |  | Winter Only | [5 empty] | 5.3 | 0.6 |  |  |  | 0 | 3 | 0 | 0 | 0 | 0 | 0 | 0 | 0 | 0 | 0 | 0 | 2009 Qtr 1: 0; 2009 Qtr 2: 0; 2009 Qtr 3: 0; 2009 Qtr 4: 3; 2010 Qtr 1: 0; 2010 Qtr 2: 0; 2010 Qtr 3: 0; 2010 Qtr 4: 0; 2011 Qtr 1: 0; 2011 Qtr 2: 0; 2011 Qtr 3: 0; 2011 Qtr 4: 0 | 3
0 | 211017-Floor Lamp - 2 23 Watt pin based |  | System | Residential | res:DEER:Indoor_CFL_Ltg | 0 |  |  |  |  | 38.9 | 0 | 0 | 0 | 0 | 38.9 | 98.2386 |  | kWh | 0.016314 | -1.9213 | Residential |  | Winter Only | [5 empty] | 15 | 0.6 |  |  |  | 0 | 2 | 0 | 0 | 0 | 0 | 0 | 0 | 0 | 0 | 0 | 0 | 2009 Qtr 1: 0; 2009 Qtr 2: 0; 2009 Qtr 3: 0; 2009 Qtr 4: 2; 2010 Qtr 1: 0; 2010 Qtr 2: 0; 2010 Qtr 3: 0; 2010 Qtr 4: 0; 2011 Qtr 1: 0; 2011 Qtr 2: 0; 2011 Qtr 3: 0; 2011 Qtr 4: 0 | 2
0 | 211016-CFL - 3 Way - 20 Watt median - ISR = 0.76 |  | System | Residential | res:DEER:Indoor_CFL_Ltg | 0 |  |  |  |  | 3.99 | 0 | 0 | 0 | 0 | 3.99 | 32.4614 |  | kWh | 0.0053907 | -0.63488 | Residential |  | Winter Only | [5 empty] | 5.3 | 0.6 |  |  |  | 0 | 5 | 0 | 0 | 0 | 0 | 0 | 0 | 0 | 0 | 0 | 0 | 2009 Qtr 1: 0; 2009 Qtr 2: 0; 2009 Qtr 3: 0; 2009 Qtr 4: 5; 2010 Qtr 1: 0; 2010 Qtr 2: 0; 2010 Qtr 3: 0; 2010 Qtr 4: 0; 2011 Qtr 1: 0; 2011 Qtr 2: 0; 2011 Qtr 3: 0; 2011 Qtr 4: 0 | 5
0 | 211004-23 Watt Intergral CFL - ISR=0.76 |  | System | Residential | res:DEER:Indoor_CFL_Ltg | 0 |  |  |  |  | 1.8498 | 0 | 0 | 0 | 0 | 1.8498 | 37.3307 |  | kWh | 0.0061993 | -0.73011 | Residential | [7 empty] | 6.6 | 0.6 |  |  |  | 0 | 5 | 0 | 0 | 0 | 0 | 0 | 0 | 0 | 0 | 0 | 0 | 2009 Qtr 1: 0; 2009 Qtr 2: 0; 2009 Qtr 3: 0; 2009 Qtr 4: 5; 2010 Qtr 1: 0; 2010 Qtr 2: 0; 2010 Qtr 3: 0; 2010 Qtr 4: 0; 2011 Qtr 1: 0; 2011 Qtr 2: 0; 2011 Qtr 3: 0; 2011 Qtr 4: 0 | 5
0 | 211017-Floor Lamp - 2 23 Watt pin based |  | System | Residential | res:DEER:Indoor_CFL_Ltg | 0 |  |  |  |  | 38.9 | 0 | 0 | 0 | 0 | 38.9 | 98.2386 |  | kWh | 0.016314 | -1.9213 | Residential |  | Winter Only | [5 empty] | 15 | 0.6 |  |  |  | 0 | 2 | 0 | 0 | 0 | 0 | 0 | 0 | 0 | 0 | 0 | 0 | 2009 Qtr 1: 0; 2009 Qtr 2: 0; 2009 Qtr 3: 0; 2009 Qtr 4: 2; 2010 Qtr 1: 0; 2010 Qtr 2: 0; 2010 Qtr 3: 0; 2010 Qtr 4: 0; 2011 Qtr 1: 0; 2011 Qtr 2: 0; 2011 Qtr 3: 0; 2011 Qtr 4: 0 | 2
0 | 211012-CFL 9W Globe Lamp - ISR=.76 |  | System | Residential | res:DEER:Indoor_CFL_Ltg | 0 |  |  |  |  | 2.2495 | 0 | 0 | 0 | 0 | 2.2495 | 19.2206 |  | kWh | 0.003192 | -0.37591 | Residential |  | Winter Only | [5 empty] | 5.3 | 0.85 |  |  |  | 0 | 3 | 0 | 0 | 0 | 0 | 0 | 0 | 0 | 0 | 0 | 0 | 2009 Qtr 1: 0; 2009 Qtr 2: 0; 2009 Qtr 3: 0; 2009 Qtr 4: 3; 2010 Qtr 1: 0; 2010 Qtr 2: 0; 2010 Qtr 3: 0; 2010 Qtr 4: 0; 2011 Qtr 1: 0; 2011 Qtr 2: 0; 2011 Qtr 3: 0; 2011 Qtr 4: 0 | 3
0 | 211004-23 Watt Intergral CFL - ISR=0.76 |  | System | Residential | res:DEER:Indoor_CFL_Ltg | 0 |  |  |  |  | 1.8498 | 0 | 0 | 0 | 0 | 1.8498 | 37.3307 |  | kWh | 0.0061993 | -0.73011 | Residential | [7 empty] | 6.6 | 0.6 |  |  |  | 0 | 1 | 0 | 0 | 0 | 0 | 0 | 0 | 0 | 0 | 0 | 0 | 2009 Qtr 1: 0; 2009 Qtr 2: 0; 2009 Qtr 3: 0; 2009 Qtr 4: 1; 2010 Qtr 1: 0; 2010 Qtr 2: 0; 2010 Qtr 3: 0; 2010 Qtr 4: 0; 2011 Qtr 1: 0; 2011 Qtr 2: 0; 2011 Qtr 3: 0; 2011 Qtr 4: 0 | 1
0 | 211016-CFL - 3 Way - 20 Watt median - ISR = 0.76 |  | System | Residential | res:DEER:Indoor_CFL_Ltg | 0 |  |  |  |  | 3.99 | 0 | 0 | 0 | 0 | 3.99 | 32.4614 |  | kWh | 0.0053907 | -0.63488 | Residential |  | Winter Only | [5 empty] | 5.3 | 0.6 |  |  |  | 0 | 1 | 0 | 0 | 0 | 0 | 0 | 0 | 0 | 0 | 0 | 0 | 2009 Qtr 1: 0; 2009 Qtr 2: 0; 2009 Qtr 3: 0; 2009 Qtr 4: 1; 2010 Qtr 1: 0; 2010 Qtr 2: 0; 2010 Qtr 3: 0; 2010 Qtr 4: 0; 2011 Qtr 1: 0; 2011 Qtr 2: 0; 2011 Qtr 3: 0; 2011 Qtr 4: 0 | 1
0 | 211017-Floor Lamp - 2 23 Watt pin based |  | System | Residential | res:DEER:Indoor_CFL_Ltg | 0 |  |  |  |  | 38.9 | 0 | 0 | 0 | 0 | 38.9 | 98.2386 |  | kWh | 0.016314 | -1.9213 | Residential |  | Winter Only | [5 empty] | 15 | 0.6 |  |  |  | 0 | 2 | 0 | 0 | 0 | 0 | 0 | 0 | 0 | 0 | 0 | 0 | 2009 Qtr 1: 0; 2009 Qtr 2: 0; 2009 Qtr 3: 0; 2009 Qtr 4: 2; 2010 Qtr 1: 0; 2010 Qtr 2: 0; 2010 Qtr 3: 0; 2010 Qtr 4: 0; 2011 Qtr 1: 0; 2011 Qtr 2: 0; 2011 Qtr 3: 0; 2011 Qtr 4: 0 | 2
0 | 211015-CFL, 14W lamp, A-Line, Integral or Modular, Tube or Spiral or Flood - ISR=0.76 |  | System | Residential | res:DEER:Indoor_CFL_Ltg | 0 |  |  |  |  | 2.5 | 0 | 0 | 0 | 0 | 2.5 | 22.723 |  | kWh | 0.0037734 | -0.44441 | Residential |  | Winter Only | [5 empty] | 5.3 | 0.6 |  |  |  | 0 | 5 | 0 | 0 | 0 | 0 | 0 | 0 | 0 | 0 | 0 | 0 | 2009 Qtr 1: 0; 2009 Qtr 2: 0; 2009 Qtr 3: 0; 2009 Qtr 4: 5; 2010 Qtr 1: 0; 2010 Qtr 2: 0; 2010 Qtr 3: 0; 2010 Qtr 4: 0; 2011 Qtr 1: 0; 2011 Qtr 2: 0; 2011 Qtr 3: 0; 2011 Qtr 4: 0 | 5
0 | 211016-CFL - 3 Way - 20 Watt median - ISR = 0.76 |  | System | Residential | res:DEER:Indoor_CFL_Ltg | 0 |  |  |  |  | 3.99 | 0 | 0 | 0 | 0 | 3.99 | 32.4614 |  | kWh | 0.0053907 | -0.63488 | Residential |  | Winter Only | [5 empty] | 5.3 | 0.6 |  |  |  | 0 | 3 | 0 | 0 | 0 | 0 | 0 | 0 | 0 | 0 | 0 | 0 | 2009 Qtr 1: 0; 2009 Qtr 2: 0; 2009 Qtr 3: 0; 2009 Qtr 4: 3; 2010 Qtr 1: 0; 2010 Qtr 2: 0; 2010 Qtr 3: 0; 2010 Qtr 4: 0; 2011 Qtr 1: 0; 2011 Qtr 2: 0; 2011 Qtr 3: 0; 2011 Qtr 4: 0 | 3
0 | 211015-CFL, 14W lamp, A-Line, Integral or Modular, Tube or Spiral or Flood - ISR=0.76 |  | System | Residential | res:DEER:Indoor_CFL_Ltg | 0 |  |  |  |  | 2.5 | 0 | 0 | 0 | 0 | 2.5 | 22.723 |  | kWh | 0.0037734 | -0.44441 | Residential |  | Winter Only | [5 empty] | 5.3 | 0.6 |  |  |  | 0 | 2 | 0 | 0 | 0 | 0 | 0 | 0 | 0 | 0 | 0 | 0 | 2009 Qtr 1: 0; 2009 Qtr 2: 0; 2009 Qtr 3: 0; 2009 Qtr 4: 2; 2010 Qtr 1: 0; 2010 Qtr 2: 0; 2010 Qtr 3: 0; 2010 Qtr 4: 0; 2011 Qtr 1: 0; 2011 Qtr 2: 0; 2011 Qtr 3: 0; 2011 Qtr 4: 0 | 2
0 | 211017-Floor Lamp - 2 23 Watt pin based |  | System | Residential | res:DEER:Indoor_CFL_Ltg | 0 |  |  |  |  | 38.9 | 0 | 0 | 0 | 0 | 38.9 | 98.2386 |  | kWh | 0.016314 | -1.9213 | Residential |  | Winter Only | [5 empty] | 15 | 0.6 |  |  |  | 0 | 2 | 0 | 0 | 0 | 0 | 0 | 0 | 0 | 0 | 0 | 0 | 2009 Qtr 1: 0; 2009 Qtr 2: 0; 2009 Qtr 3: 0; 2009 Qtr 4: 2; 2010 Qtr 1: 0; 2010 Qtr 2: 0; 2010 Qtr 3: 0; 2010 Qtr 4: 0; 2011 Qtr 1: 0; 2011 Qtr 2: 0; 2011 Qtr 3: 0; 2011 Qtr 4: 0 | 2
0 | 211016-CFL - 3 Way - 20 Watt median - ISR = 0.76 |  | System | Residential | res:DEER:Indoor_CFL_Ltg | 0 |  |  |  |  | 3.99 | 0 | 0 | 0 | 0 | 3.99 | 32.4614 |  | kWh | 0.0053907 | -0.63488 | Residential |  | Winter Only | [5 empty] | 5.3 | 0.6 |  |  |  | 0 | 5 | 0 | 0 | 0 | 0 | 0 | 0 | 0 | 0 | 0 | 0 | 2009 Qtr 1: 0; 2009 Qtr 2: 0; 2009 Qtr 3: 0; 2009 Qtr 4: 5; 2010 Qtr 1: 0; 2010 Qtr 2: 0; 2010 Qtr 3: 0; 2010 Qtr 4: 0; 2011 Qtr 1: 0; 2011 Qtr 2: 0; 2011 Qtr 3: 0; 2011 Qtr 4: 0 | 5
0 | 211004-23 Watt Intergral CFL - ISR=0.76 |  | System | Residential | res:DEER:Indoor_CFL_Ltg | 0 |  |  |  |  | 1.8498 | 0 | 0 | 0 | 0 | 1.8498 | 37.3307 |  | kWh | 0.0061993 | -0.73011 | Residential | [7 empty] | 6.6 | 0.6 |  |  |  | 0 | 5 | 0 | 0 | 0 | 0 | 0 | 0 | 0 | 0 | 0 | 0 | 2009 Qtr 1: 0; 2009 Qtr 2: 0; 2009 Qtr 3: 0; 2009 Qtr 4: 5; 2010 Qtr 1: 0; 2010 Qtr 2: 0; 2010 Qtr 3: 0; 2010 Qtr 4: 0; 2011 Qtr 1: 0; 2011 Qtr 2: 0; 2011 Qtr 3: 0; 2011 Qtr 4: 0 | 5
0 | 211012-CFL 9W Globe Lamp - ISR=.76 |  | System | Residential | res:DEER:Indoor_CFL_Ltg | 0 |  |  |  |  | 2.2495 | 0 | 0 | 0 | 0 | 2.2495 | 19.2206 |  | kWh | 0.003192 | -0.37591 | Residential |  | Winter Only | [5 empty] | 5.3 | 0.85 |  |  |  | 0 | 4 | 0 | 0 | 0 | 0 | 0 | 0 | 0 | 0 | 0 | 0 | 2009 Qtr 1: 0; 2009 Qtr 2: 0; 2009 Qtr 3: 0; 2009 Qtr 4: 4; 2010 Qtr 1: 0; 2010 Qtr 2: 0; 2010 Qtr 3: 0; 2010 Qtr 4: 0; 2011 Qtr 1: 0; 2011 Qtr 2: 0; 2011 Qtr 3: 0; 2011 Qtr 4: 0 | 4
0 | 211016-CFL - 3 Way - 20 Watt median - ISR = 0.76 |  | System | Residential | res:DEER:Indoor_CFL_Ltg | 0 |  |  |  |  | 3.99 | 0 | 0 | 0 | 0 | 3.99 | 32.4614 |  | kWh | 0.0053907 | -0.63488 | Residential |  | Winter Only | [5 empty] | 5.3 | 0.6 |  |  |  | 0 | 1 | 0 | 0 | 0 | 0 | 0 | 0 | 0 | 0 | 0 | 0 | 2009 Qtr 1: 0; 2009 Qtr 2: 0; 2009 Qtr 3: 0; 2009 Qtr 4: 1; 2010 Qtr 1: 0; 2010 Qtr 2: 0; 2010 Qtr 3: 0; 2010 Qtr 4: 0; 2011 Qtr 1: 0; 2011 Qtr 2: 0; 2011 Qtr 3: 0; 2011 Qtr 4: 0 | 1
0 | 211017-Floor Lamp - 2 23 Watt pin based |  | System | Residential | res:DEER:Indoor_CFL_Ltg | 0 |  |  |  |  | 38.9 | 0 | 0 | 0 | 0 | 38.9 | 98.2386 |  | kWh | 0.016314 | -1.9213 | Residential |  | Winter Only | [5 empty] | 15 | 0.6 |  |  |  | 0 | 1 | 0 | 0 | 0 | 0 | 0 | 0 | 0 | 0 | 0 | 0 | 2009 Qtr 1: 0; 2009 Qtr 2: 0; 2009 Qtr 3: 0; 2009 Qtr 4: 1; 2010 Qtr 1: 0; 2010 Qtr 2: 0; 2010 Qtr 3: 0; 2010 Qtr 4: 0; 2011 Qtr 1: 0; 2011 Qtr 2: 0; 2011 Qtr 3: 0; 2011 Qtr 4: 0 | 1
0 | 211004-23 Watt Intergral CFL - ISR=0.76 |  | System | Residential | res:DEER:Indoor_CFL_Ltg | 0 |  |  |  |  | 1.8498 | 0 | 0 | 0 | 0 | 1.8498 | 37.3307 |  | kWh | 0.0061993 | -0.73011 | Residential | [7 empty] | 6.6 | 0.6 |  |  |  | 0 | 5 | 0 | 0 | 0 | 0 | 0 | 0 | 0 | 0 | 0 | 0 | 2009 Qtr 1: 0; 2009 Qtr 2: 0; 2009 Qtr 3: 0; 2009 Qtr 4: 5; 2010 Qtr 1: 0; 2010 Qtr 2: 0; 2010 Qtr 3: 0; 2010 Qtr 4: 0; 2011 Qtr 1: 0; 2011 Qtr 2: 0; 2011 Qtr 3: 0; 2011 Qtr 4: 0 | 5
0 | 211017-Floor Lamp - 2 23 Watt pin based |  | System | Residential | res:DEER:Indoor_CFL_Ltg | 0 |  |  |  |  | 38.9 | 0 | 0 | 0 | 0 | 38.9 | 98.2386 |  | kWh | 0.016314 | -1.9213 | Residential |  | Winter Only | [5 empty] | 15 | 0.6 |  |  |  | 0 | 1 | 0 | 0 | 0 | 0 | 0 | 0 | 0 | 0 | 0 | 0 | 2009 Qtr 1: 0; 2009 Qtr 2: 0; 2009 Qtr 3: 0; 2009 Qtr 4: 1; 2010 Qtr 1: 0; 2010 Qtr 2: 0; 2010 Qtr 3: 0; 2010 Qtr 4: 0; 2011 Qtr 1: 0; 2011 Qtr 2: 0; 2011 Qtr 3: 0; 2011 Qtr 4: 0 | 1
0 | 211004-23 Watt Intergral CFL - ISR=0.76 |  | System | Residential | res:DEER:Indoor_CFL_Ltg | 0 |  |  |  |  | 1.8498 | 0 | 0 | 0 | 0 | 1.8498 | 37.3307 |  | kWh | 0.0061993 | -0.73011 | Residential | [7 empty] | 6.6 | 0.6 |  |  |  | 0 | 5 | 0 | 0 | 0 | 0 | 0 | 0 | 0 | 0 | 0 | 0 | 2009 Qtr 1: 0; 2009 Qtr 2: 0; 2009 Qtr 3: 0; 2009 Qtr 4: 5; 2010 Qtr 1: 0; 2010 Qtr 2: 0; 2010 Qtr 3: 0; 2010 Qtr 4: 0; 2011 Qtr 1: 0; 2011 Qtr 2: 0; 2011 Qtr 3: 0; 2011 Qtr 4: 0 | 5
0 | 211017-Floor Lamp - 2 23 Watt pin based |  | System | Residential | res:DEER:Indoor_CFL_Ltg | 0 |  |  |  |  | 38.9 | 0 | 0 | 0 | 0 | 38.9 | 98.2386 |  | kWh | 0.016314 | -1.9213 | Residential |  | Winter Only | [5 empty] | 15 | 0.6 |  |  |  | 0 | 2 | 0 | 0 | 0 | 0 | 0 | 0 | 0 | 0 | 0 | 0 | 2009 Qtr 1: 0; 2009 Qtr 2: 0; 2009 Qtr 3: 0; 2009 Qtr 4: 2; 2010 Qtr 1: 0; 2010 Qtr 2: 0; 2010 Qtr 3: 0; 2010 Qtr 4: 0; 2011 Qtr 1: 0; 2011 Qtr 2: 0; 2011 Qtr 3: 0; 2011 Qtr 4: 0 | 2
0 | 211004-23 Watt Intergral CFL - ISR=0.76 |  | System | Residential | res:DEER:Indoor_CFL_Ltg | 0 |  |  |  |  | 1.8498 | 0 | 0 | 0 | 0 | 1.8498 | 37.3307 |  | kWh | 0.0061993 | -0.73011 | Residential | [7 empty] | 6.6 | 0.6 |  |  |  | 0 | 5 | 0 | 0 | 0 | 0 | 0 | 0 | 0 | 0 | 0 | 0 | 2009 Qtr 1: 0; 2009 Qtr 2: 0; 2009 Qtr 3: 0; 2009 Qtr 4: 5; 2010 Qtr 1: 0; 2010 Qtr 2: 0; 2010 Qtr 3: 0; 2010 Qtr 4: 0; 2011 Qtr 1: 0; 2011 Qtr 2: 0; 2011 Qtr 3: 0; 2011 Qtr 4: 0 | 5
0 | 211017-Floor Lamp - 2 23 Watt pin based |  | System | Residential | res:DEER:Indoor_CFL_Ltg | 0 |  |  |  |  | 38.9 | 0 | 0 | 0 | 0 | 38.9 | 98.2386 |  | kWh | 0.016314 | -1.9213 | Residential |  | Winter Only | [5 empty] | 15 | 0.6 |  |  |  | 0 | 2 | 0 | 0 | 0 | 0 | 0 | 0 | 0 | 0 | 0 | 0 | 2009 Qtr 1: 0; 2009 Qtr 2: 0; 2009 Qtr 3: 0; 2009 Qtr 4: 2; 2010 Qtr 1: 0; 2010 Qtr 2: 0; 2010 Qtr 3: 0; 2010 Qtr 4: 0; 2011 Qtr 1: 0; 2011 Qtr 2: 0; 2011 Qtr 3: 0; 2011 Qtr 4: 0 | 2
0 | 211016-CFL - 3 Way - 20 Watt median - ISR = 0.76 |  | System | Residential | res:DEER:Indoor_CFL_Ltg | 0 |  |  |  |  | 3.99 | 0 | 0 | 0 | 0 | 3.99 | 32.4614 |  | kWh | 0.0053907 | -0.63488 | Residential |  | Winter Only | [5 empty] | 5.3 | 0.6 |  |  |  | 0 | 3 | 0 | 0 | 0 | 0 | 0 | 0 | 0 | 0 | 0 | 0 | 2009 Qtr 1: 0; 2009 Qtr 2: 0; 2009 Qtr 3: 0; 2009 Qtr 4: 3; 2010 Qtr 1: 0; 2010 Qtr 2: 0; 2010 Qtr 3: 0; 2010 Qtr 4: 0; 2011 Qtr 1: 0; 2011 Qtr 2: 0; 2011 Qtr 3: 0; 2011 Qtr 4: 0 | 3
0 | 211012-CFL 9W Globe Lamp - ISR=.76 |  | System | Residential | res:DEER:Indoor_CFL_Ltg | 0 |  |  |  |  | 2.2495 | 0 | 0 | 0 | 0 | 2.2495 | 19.2206 |  | kWh | 0.003192 | -0.37591 | Residential |  | Winter Only | [5 empty] | 5.3 | 0.85 |  |  |  | 0 | 1 | 0 | 0 | 0 | 0 | 0 | 0 | 0 | 0 | 0 | 0 | 2009 Qtr 1: 0; 2009 Qtr 2: 0; 2009 Qtr 3: 0; 2009 Qtr 4: 1; 2010 Qtr 1: 0; 2010 Qtr 2: 0; 2010 Qtr 3: 0; 2010 Qtr 4: 0; 2011 Qtr 1: 0; 2011 Qtr 2: 0; 2011 Qtr 3: 0; 2011 Qtr 4: 0 | 1
0 | 211004-23 Watt Intergral CFL - ISR=0.76 |  | System | Residential | res:DEER:Indoor_CFL_Ltg | 0 |  |  |  |  | 1.8498 | 0 | 0 | 0 | 0 | 1.8498 | 37.3307 |  | kWh | 0.0061993 | -0.73011 | Residential | [7 empty] | 6.6 | 0.6 |  |  |  | 0 | 1 | 0 | 0 | 0 | 0 | 0 | 0 | 0 | 0 | 0 | 0 | 2009 Qtr 1: 0; 2009 Qtr 2: 0; 2009 Qtr 3: 0; 2009 Qtr 4: 1; 2010 Qtr 1: 0; 2010 Qtr 2: 0; 2010 Qtr 3: 0; 2010 Qtr 4: 0; 2011 Qtr 1: 0; 2011 Qtr 2: 0; 2011 Qtr 3: 0; 2011 Qtr 4: 0 | 1
0 | 211016-CFL - 3 Way - 20 Watt median - ISR = 0.76 |  | System | Residential | res:DEER:Indoor_CFL_Ltg | 0 |  |  |  |  | 3.99 | 0 | 0 | 0 | 0 | 3.99 | 32.4614 |  | kWh | 0.0053907 | -0.63488 | Residential |  | Winter Only | [5 empty] | 5.3 | 0.6 |  |  |  | 0 | 1 | 0 | 0 | 0 | 0 | 0 | 0 | 0 | 0 | 0 | 0 | 2009 Qtr 1: 0; 2009 Qtr 2: 0; 2009 Qtr 3: 0; 2009 Qtr 4: 1; 2010 Qtr 1: 0; 2010 Qtr 2: 0; 2010 Qtr 3: 0; 2010 Qtr 4: 0; 2011 Qtr 1: 0; 2011 Qtr 2: 0; 2011 Qtr 3: 0; 2011 Qtr 4: 0 | 1
0 | 211013-Table Lamp 18-Watt Pin based |  | System | Residential | res:DEER:Indoor_CFL_Ltg | 0 |  |  |  |  | 20.9 | 0 | 0 | 0 | 0 | 20.9 | 38.4412 |  | kWh | 0.006383 | -0.75183 | Residential |  | Winter Only | [5 empty] | 15 | 0.85 |  |  |  | 0 | 2 | 0 | 0 | 0 | 0 | 0 | 0 | 0 | 0 | 0 | 0 | 2009 Qtr 1: 0; 2009 Qtr 2: 0; 2009 Qtr 3: 0; 2009 Qtr 4: 2; 2010 Qtr 1: 0; 2010 Qtr 2: 0; 2010 Qtr 3: 0; 2010 Qtr 4: 0; 2011 Qtr 1: 0; 2011 Qtr 2: 0; 2011 Qtr 3: 0; 2011 Qtr 4: 0 | 2
0 | 211004-23 Watt Intergral CFL - ISR=0.76 |  | System | Residential | res:DEER:Indoor_CFL_Ltg | 0 |  |  |  |  | 1.8498 | 0 | 0 | 0 | 0 | 1.8498 | 37.3307 |  | kWh | 0.0061993 | -0.73011 | Residential | [7 empty] | 6.6 | 0.6 |  |  |  | 0 | 2 | 0 | 0 | 0 | 0 | 0 | 0 | 0 | 0 | 0 | 0 | 2009 Qtr 1: 0; 2009 Qtr 2: 0; 2009 Qtr 3: 0; 2009 Qtr 4: 2; 2010 Qtr 1: 0; 2010 Qtr 2: 0; 2010 Qtr 3: 0; 2010 Qtr 4: 0; 2011 Qtr 1: 0; 2011 Qtr 2: 0; 2011 Qtr 3: 0; 2011 Qtr 4: 0 | 2
0 | 211016-CFL - 3 Way - 20 Watt median - ISR = 0.76 |  | System | Residential | res:DEER:Indoor_CFL_Ltg | 0 |  |  |  |  | 3.99 | 0 | 0 | 0 | 0 | 3.99 | 32.4614 |  | kWh | 0.0053907 | -0.63488 | Residential |  | Winter Only | [5 empty] | 5.3 | 0.6 |  |  |  | 0 | 3 | 0 | 0 | 0 | 0 | 0 | 0 | 0 | 0 | 0 | 0 | 2009 Qtr 1: 0; 2009 Qtr 2: 0; 2009 Qtr 3: 0; 2009 Qtr 4: 3; 2010 Qtr 1: 0; 2010 Qtr 2: 0; 2010 Qtr 3: 0; 2010 Qtr 4: 0; 2011 Qtr 1: 0; 2011 Qtr 2: 0; 2011 Qtr 3: 0; 2011 Qtr 4: 0 | 3
0 | 211013-Table Lamp 18-Watt Pin based |  | System | Residential | res:DEER:Indoor_CFL_Ltg | 0 |  |  |  |  | 20.9 | 0 | 0 | 0 | 0 | 20.9 | 38.4412 |  | kWh | 0.006383 | -0.75183 | Residential |  | Winter Only | [5 empty] | 15 | 0.85 |  |  |  | 0 | 1 | 0 | 0 | 0 | 0 | 0 | 0 | 0 | 0 | 0 | 0 | 2009 Qtr 1: 0; 2009 Qtr 2: 0; 2009 Qtr 3: 0; 2009 Qtr 4: 1; 2010 Qtr 1: 0; 2010 Qtr 2: 0; 2010 Qtr 3: 0; 2010 Qtr 4: 0; 2011 Qtr 1: 0; 2011 Qtr 2: 0; 2011 Qtr 3: 0; 2011 Qtr 4: 0 | 1
0 | 211017-Floor Lamp - 2 23 Watt pin based |  | System | Residential | res:DEER:Indoor_CFL_Ltg | 0 |  |  |  |  | 38.9 | 0 | 0 | 0 | 0 | 38.9 | 98.2386 |  | kWh | 0.016314 | -1.9213 | Residential |  | Winter Only | [5 empty] | 15 | 0.6 |  |  |  | 0 | 1 | 0 | 0 | 0 | 0 | 0 | 0 | 0 | 0 | 0 | 0 | 2009 Qtr 1: 0; 2009 Qtr 2: 0; 2009 Qtr 3: 0; 2009 Qtr 4: 1; 2010 Qtr 1: 0; 2010 Qtr 2: 0; 2010 Qtr 3: 0; 2010 Qtr 4: 0; 2011 Qtr 1: 0; 2011 Qtr 2: 0; 2011 Qtr 3: 0; 2011 Qtr 4: 0 | 1
0 | 211016-CFL - 3 Way - 20 Watt median - ISR = 0.76 |  | System | Residential | res:DEER:Indoor_CFL_Ltg | 0 |  |  |  |  | 3.99 | 0 | 0 | 0 | 0 | 3.99 | 32.4614 |  | kWh | 0.0053907 | -0.63488 | Residential |  | Winter Only | [5 empty] | 5.3 | 0.6 |  |  |  | 0 | 3 | 0 | 0 | 0 | 0 | 0 | 0 | 0 | 0 | 0 | 0 | 2009 Qtr 1: 0; 2009 Qtr 2: 0; 2009 Qtr 3: 0; 2009 Qtr 4: 3; 2010 Qtr 1: 0; 2010 Qtr 2: 0; 2010 Qtr 3: 0; 2010 Qtr 4: 0; 2011 Qtr 1: 0; 2011 Qtr 2: 0; 2011 Qtr 3: 0; 2011 Qtr 4: 0 | 3
0 | 211017-Floor Lamp - 2 23 Watt pin based |  | System | Residential | res:DEER:Indoor_CFL_Ltg | 0 |  |  |  |  | 38.9 | 0 | 0 | 0 | 0 | 38.9 | 98.2386 |  | kWh | 0.016314 | -1.9213 | Residential |  | Winter Only | [5 empty] | 15 | 0.6 |  |  |  | 0 | 2 | 0 | 0 | 0 | 0 | 0 | 0 | 0 | 0 | 0 | 0 | 2009 Qtr 1: 0; 2009 Qtr 2: 0; 2009 Qtr 3: 0; 2009 Qtr 4: 2; 2010 Qtr 1: 0; 2010 Qtr 2: 0; 2010 Qtr 3: 0; 2010 Qtr 4: 0; 2011 Qtr 1: 0; 2011 Qtr 2: 0; 2011 Qtr 3: 0; 2011 Qtr 4: 0 | 2
0 | 211012-CFL 9W Globe Lamp - ISR=.76 |  | System | Residential | res:DEER:Indoor_CFL_Ltg | 0 |  |  |  |  | 2.2495 | 0 | 0 | 0 | 0 | 2.2495 | 19.2206 |  | kWh | 0.003192 | -0.37591 | Residential |  | Winter Only | [5 empty] | 5.3 | 0.85 |  |  |  | 0 | 2 | 0 | 0 | 0 | 0 | 0 | 0 | 0 | 0 | 0 | 0 | 2009 Qtr 1: 0; 2009 Qtr 2: 0; 2009 Qtr 3: 0; 2009 Qtr 4: 2; 2010 Qtr 1: 0; 2010 Qtr 2: 0; 2010 Qtr 3: 0; 2010 Qtr 4: 0; 2011 Qtr 1: 0; 2011 Qtr 2: 0; 2011 Qtr 3: 0; 2011 Qtr 4: 0 | 2
0 | 211016-CFL - 3 Way - 20 Watt median - ISR = 0.76 |  | System | Residential | res:DEER:Indoor_CFL_Ltg | 0 |  |  |  |  | 3.99 | 0 | 0 | 0 | 0 | 3.99 | 32.4614 |  | kWh | 0.0053907 | -0.63488 | Residential |  | Winter Only | [5 empty] | 5.3 | 0.6 |  |  |  | 0 | 3 | 0 | 0 | 0 | 0 | 0 | 0 | 0 | 0 | 0 | 0 | 2009 Qtr 1: 0; 2009 Qtr 2: 0; 2009 Qtr 3: 0; 2009 Qtr 4: 3; 2010 Qtr 1: 0; 2010 Qtr 2: 0; 2010 Qtr 3: 0; 2010 Qtr 4: 0; 2011 Qtr 1: 0; 2011 Qtr 2: 0; 2011 Qtr 3: 0; 2011 Qtr 4: 0 | 3
0 | 211017-Floor Lamp - 2 23 Watt pin based |  | System | Residential | res:DEER:Indoor_CFL_Ltg | 0 |  |  |  |  | 38.9 | 0 | 0 | 0 | 0 | 38.9 | 98.2386 |  | kWh | 0.016314 | -1.9213 | Residential |  | Winter Only | [5 empty] | 15 | 0.6 |  |  |  | 0 | 2 | 0 | 0 | 0 | 0 | 0 | 0 | 0 | 0 | 0 | 0 | 2009 Qtr 1: 0; 2009 Qtr 2: 0; 2009 Qtr 3: 0; 2009 Qtr 4: 2; 2010 Qtr 1: 0; 2010 Qtr 2: 0; 2010 Qtr 3: 0; 2010 Qtr 4: 0; 2011 Qtr 1: 0; 2011 Qtr 2: 0; 2011 Qtr 3: 0; 2011 Qtr 4: 0 | 2
0 | 211017-Floor Lamp - 2 23 Watt pin based |  | System | Residential | res:DEER:Indoor_CFL_Ltg | 0 |  |  |  |  | 38.9 | 0 | 0 | 0 | 0 | 38.9 | 98.2386 |  | kWh | 0.016314 | -1.9213 | Residential |  | Winter Only | [5 empty] | 15 | 0.6 |  |  |  | 0 | 2 | 0 | 0 | 0 | 0 | 0 | 0 | 0 | 0 | 0 | 0 | 2009 Qtr 1: 0; 2009 Qtr 2: 0; 2009 Qtr 3: 0; 2009 Qtr 4: 2; 2010 Qtr 1: 0; 2010 Qtr 2: 0; 2010 Qtr 3: 0; 2010 Qtr 4: 0; 2011 Qtr 1: 0; 2011 Qtr 2: 0; 2011 Qtr 3: 0; 2011 Qtr 4: 0 | 2
0 | 211016-CFL - 3 Way - 20 Watt median - ISR = 0.76 |  | System | Residential | res:DEER:Indoor_CFL_Ltg | 0 |  |  |  |  | 3.99 | 0 | 0 | 0 | 0 | 3.99 | 32.4614 |  | kWh | 0.0053907 | -0.63488 | Residential |  | Winter Only | [5 empty] | 5.3 | 0.6 |  |  |  | 0 | 4 | 0 | 0 | 0 | 0 | 0 | 0 | 0 | 0 | 0 | 0 | 2009 Qtr 1: 0; 2009 Qtr 2: 0; 2009 Qtr 3: 0; 2009 Qtr 4: 4; 2010 Qtr 1: 0; 2010 Qtr 2: 0; 2010 Qtr 3: 0; 2010 Qtr 4: 0; 2011 Qtr 1: 0; 2011 Qtr 2: 0; 2011 Qtr 3: 0; 2011 Qtr 4: 0 | 4
0 | 211015-CFL, 14W lamp, A-Line, Integral or Modular, Tube or Spiral or Flood - ISR=0.76 |  | System | Residential | res:DEER:Indoor_CFL_Ltg | 0 |  |  |  |  | 2.5 | 0 | 0 | 0 | 0 | 2.5 | 22.723 |  | kWh | 0.0037734 | -0.44441 | Residential |  | Winter Only | [5 empty] | 5.3 | 0.6 |  |  |  | 0 | 1 | 0 | 0 | 0 | 0 | 0 | 0 | 0 | 0 | 0 | 0 | 2009 Qtr 1: 0; 2009 Qtr 2: 0; 2009 Qtr 3: 0; 2009 Qtr 4: 1; 2010 Qtr 1: 0; 2010 Qtr 2: 0; 2010 Qtr 3: 0; 2010 Qtr 4: 0; 2011 Qtr 1: 0; 2011 Qtr 2: 0; 2011 Qtr 3: 0; 2011 Qtr 4: 0 | 1
0 | 211016-CFL - 3 Way - 20 Watt median - ISR = 0.76 |  | System | Residential | res:DEER:Indoor_CFL_Ltg | 0 |  |  |  |  | 3.99 | 0 | 0 | 0 | 0 | 3.99 | 32.4614 |  | kWh | 0.0053907 | -0.63488 | Residential |  | Winter Only | [5 empty] | 5.3 | 0.6 |  |  |  | 0 | 1 | 0 | 0 | 0 | 0 | 0 | 0 | 0 | 0 | 0 | 0 | 2009 Qtr 1: 0; 2009 Qtr 2: 0; 2009 Qtr 3: 0; 2009 Qtr 4: 1; 2010 Qtr 1: 0; 2010 Qtr 2: 0; 2010 Qtr 3: 0; 2010 Qtr 4: 0; 2011 Qtr 1: 0; 2011 Qtr 2: 0; 2011 Qtr 3: 0; 2011 Qtr 4: 0 | 1
0 | 211017-Floor Lamp - 2 23 Watt pin based |  | System | Residential | res:DEER:Indoor_CFL_Ltg | 0 |  |  |  |  | 38.9 | 0 | 0 | 0 | 0 | 38.9 | 98.2386 |  | kWh | 0.016314 | -1.9213 | Residential |  | Winter Only | [5 empty] | 15 | 0.6 |  |  |  | 0 | 1 | 0 | 0 | 0 | 0 | 0 | 0 | 0 | 0 | 0 | 0 | 2009 Qtr 1: 0; 2009 Qtr 2: 0; 2009 Qtr 3: 0; 2009 Qtr 4: 1; 2010 Qtr 1: 0; 2010 Qtr 2: 0; 2010 Qtr 3: 0; 2010 Qtr 4: 0; 2011 Qtr 1: 0; 2011 Qtr 2: 0; 2011 Qtr 3: 0; 2011 Qtr 4: 0 | 1
0 | 211016-CFL - 3 Way - 20 Watt median - ISR = 0.76 |  | System | Residential | res:DEER:Indoor_CFL_Ltg | 0 |  |  |  |  | 3.99 | 0 | 0 | 0 | 0 | 3.99 | 32.4614 |  | kWh | 0.0053907 | -0.63488 | Residential |  | Winter Only | [5 empty] | 5.3 | 0.6 |  |  |  | 0 | 5 | 0 | 0 | 0 | 0 | 0 | 0 | 0 | 0 | 0 | 0 | 2009 Qtr 1: 0; 2009 Qtr 2: 0; 2009 Qtr 3: 0; 2009 Qtr 4: 5; 2010 Qtr 1: 0; 2010 Qtr 2: 0; 2010 Qtr 3: 0; 2010 Qtr 4: 0; 2011 Qtr 1: 0; 2011 Qtr 2: 0; 2011 Qtr 3: 0; 2011 Qtr 4: 0 | 5
0 | 211013-Table Lamp 18-Watt Pin based |  | System | Residential | res:DEER:Indoor_CFL_Ltg | 0 |  |  |  |  | 20.9 | 0 | 0 | 0 | 0 | 20.9 | 38.4412 |  | kWh | 0.006383 | -0.75183 | Residential |  | Winter Only | [5 empty] | 15 | 0.85 |  |  |  | 0 | 1 | 0 | 0 | 0 | 0 | 0 | 0 | 0 | 0 | 0 | 0 | 2009 Qtr 1: 0; 2009 Qtr 2: 0; 2009 Qtr 3: 0; 2009 Qtr 4: 1; 2010 Qtr 1: 0; 2010 Qtr 2: 0; 2010 Qtr 3: 0; 2010 Qtr 4: 0; 2011 Qtr 1: 0; 2011 Qtr 2: 0; 2011 Qtr 3: 0; 2011 Qtr 4: 0 | 1
0 | 211016-CFL - 3 Way - 20 Watt median - ISR = 0.76 |  | System | Residential | res:DEER:Indoor_CFL_Ltg | 0 |  |  |  |  | 3.99 | 0 | 0 | 0 | 0 | 3.99 | 32.4614 |  | kWh | 0.0053907 | -0.63488 | Residential |  | Winter Only | [5 empty] | 5.3 | 0.6 |  |  |  | 0 | 5 | 0 | 0 | 0 | 0 | 0 | 0 | 0 | 0 | 0 | 0 | 2009 Qtr 1: 0; 2009 Qtr 2: 0; 2009 Qtr 3: 0; 2009 Qtr 4: 5; 2010 Qtr 1: 0; 2010 Qtr 2: 0; 2010 Qtr 3: 0; 2010 Qtr 4: 0; 2011 Qtr 1: 0; 2011 Qtr 2: 0; 2011 Qtr 3: 0; 2011 Qtr 4: 0 | 5
0 | 211012-CFL 9W Globe Lamp - ISR=.76 |  | System | Residential | res:DEER:Indoor_CFL_Ltg | 0 |  |  |  |  | 2.2495 | 0 | 0 | 0 | 0 | 2.2495 | 19.2206 |  | kWh | 0.003192 | -0.37591 | Residential |  | Winter Only | [5 empty] | 5.3 | 0.85 |  |  |  | 0 | 5 | 0 | 0 | 0 | 0 | 0 | 0 | 0 | 0 | 0 | 0 | 2009 Qtr 1: 0; 2009 Qtr 2: 0; 2009 Qtr 3: 0; 2009 Qtr 4: 5; 2010 Qtr 1: 0; 2010 Qtr 2: 0; 2010 Qtr 3: 0; 2010 Qtr 4: 0; 2011 Qtr 1: 0; 2011 Qtr 2: 0; 2011 Qtr 3: 0; 2011 Qtr 4: 0 | 5
0 | 211004-23 Watt Intergral CFL - ISR=0.76 |  | System | Residential | res:DEER:Indoor_CFL_Ltg | 0 |  |  |  |  | 1.8498 | 0 | 0 | 0 | 0 | 1.8498 | 37.3307 |  | kWh | 0.0061993 | -0.73011 | Residential | [7 empty] | 6.6 | 0.6 |  |  |  | 0 | 3 | 0 | 0 | 0 | 0 | 0 | 0 | 0 | 0 | 0 | 0 | 2009 Qtr 1: 0; 2009 Qtr 2: 0; 2009 Qtr 3: 0; 2009 Qtr 4: 3; 2010 Qtr 1: 0; 2010 Qtr 2: 0; 2010 Qtr 3: 0; 2010 Qtr 4: 0; 2011 Qtr 1: 0; 2011 Qtr 2: 0; 2011 Qtr 3: 0; 2011 Qtr 4: 0 | 3
0 | 211016-CFL - 3 Way - 20 Watt median - ISR = 0.76 |  | System | Residential | res:DEER:Indoor_CFL_Ltg | 0 |  |  |  |  | 3.99 | 0 | 0 | 0 | 0 | 3.99 | 32.4614 |  | kWh | 0.0053907 | -0.63488 | Residential |  | Winter Only | [5 empty] | 5.3 | 0.6 |  |  |  | 0 | 1 | 0 | 0 | 0 | 0 | 0 | 0 | 0 | 0 | 0 | 0 | 2009 Qtr 1: 0; 2009 Qtr 2: 0; 2009 Qtr 3: 0; 2009 Qtr 4: 1; 2010 Qtr 1: 0; 2010 Qtr 2: 0; 2010 Qtr 3: 0; 2010 Qtr 4: 0; 2011 Qtr 1: 0; 2011 Qtr 2: 0; 2011 Qtr 3: 0; 2011 Qtr 4: 0 | 1
0 | 211015-CFL, 14W lamp, A-Line, Integral or Modular, Tube or Spiral or Flood - ISR=0.76 |  | System | Residential | res:DEER:Indoor_CFL_Ltg | 0 |  |  |  |  | 2.5 | 0 | 0 | 0 | 0 | 2.5 | 22.723 |  | kWh | 0.0037734 | -0.44441 | Residential |  | Winter Only | [5 empty] | 5.3 | 0.6 |  |  |  | 0 | 1 | 0 | 0 | 0 | 0 | 0 | 0 | 0 | 0 | 0 | 0 | 2009 Qtr 1: 0; 2009 Qtr 2: 0; 2009 Qtr 3: 0; 2009 Qtr 4: 1; 2010 Qtr 1: 0; 2010 Qtr 2: 0; 2010 Qtr 3: 0; 2010 Qtr 4: 0; 2011 Qtr 1: 0; 2011 Qtr 2: 0; 2011 Qtr 3: 0; 2011 Qtr 4: 0 | 1
0 | 211016-CFL - 3 Way - 20 Watt median - ISR = 0.76 |  | System | Residential | res:DEER:Indoor_CFL_Ltg | 0 |  |  |  |  | 3.99 | 0 | 0 | 0 | 0 | 3.99 | 32.4614 |  | kWh | 0.0053907 | -0.63488 | Residential |  | Winter Only | [5 empty] | 5.3 | 0.6 |  |  |  | 0 | 5 | 0 | 0 | 0 | 0 | 0 | 0 | 0 | 0 | 0 | 0 | 2009 Qtr 1: 0; 2009 Qtr 2: 0; 2009 Qtr 3: 0; 2009 Qtr 4: 5; 2010 Qtr 1: 0; 2010 Qtr 2: 0; 2010 Qtr 3: 0; 2010 Qtr 4: 0; 2011 Qtr 1: 0; 2011 Qtr 2: 0; 2011 Qtr 3: 0; 2011 Qtr 4: 0 | 5
0 | 211012-CFL 9W Globe Lamp - ISR=.76 |  | System | Residential | res:DEER:Indoor_CFL_Ltg | 0 |  |  |  |  | 2.2495 | 0 | 0 | 0 | 0 | 2.2495 | 19.2206 |  | kWh | 0.003192 | -0.37591 | Residential |  | Winter Only | [5 empty] | 5.3 | 0.85 |  |  |  | 0 | 5 | 0 | 0 | 0 | 0 | 0 | 0 | 0 | 0 | 0 | 0 | 2009 Qtr 1: 0; 2009 Qtr 2: 0; 2009 Qtr 3: 0; 2009 Qtr 4: 5; 2010 Qtr 1: 0; 2010 Qtr 2: 0; 2010 Qtr 3: 0; 2010 Qtr 4: 0; 2011 Qtr 1: 0; 2011 Qtr 2: 0; 2011 Qtr 3: 0; 2011 Qtr 4: 0 | 5
0 | 211004-23 Watt Intergral CFL - ISR=0.76 |  | System | Residential | res:DEER:Indoor_CFL_Ltg | 0 |  |  |  |  | 1.8498 | 0 | 0 | 0 | 0 | 1.8498 | 37.3307 |  | kWh | 0.0061993 | -0.73011 | Residential | [7 empty] | 6.6 | 0.6 |  |  |  | 0 | 5 | 0 | 0 | 0 | 0 | 0 | 0 | 0 | 0 | 0 | 0 | 2009 Qtr 1: 0; 2009 Qtr 2: 0; 2009 Qtr 3: 0; 2009 Qtr 4: 5; 2010 Qtr 1: 0; 2010 Qtr 2: 0; 2010 Qtr 3: 0; 2010 Qtr 4: 0; 2011 Qtr 1: 0; 2011 Qtr 2: 0; 2011 Qtr 3: 0; 2011 Qtr 4: 0 | 5
0 | 211017-Floor Lamp - 2 23 Watt pin based |  | System | Residential | res:DEER:Indoor_CFL_Ltg | 0 |  |  |  |  | 38.9 | 0 | 0 | 0 | 0 | 38.9 | 98.2386 |  | kWh | 0.016314 | -1.9213 | Residential |  | Winter Only | [5 empty] | 15 | 0.6 |  |  |  | 0 | 1 | 0 | 0 | 0 | 0 | 0 | 0 | 0 | 0 | 0 | 0 | 2009 Qtr 1: 0; 2009 Qtr 2: 0; 2009 Qtr 3: 0; 2009 Qtr 4: 1; 2010 Qtr 1: 0; 2010 Qtr 2: 0; 2010 Qtr 3: 0; 2010 Qtr 4: 0; 2011 Qtr 1: 0; 2011 Qtr 2: 0; 2011 Qtr 3: 0; 2011 Qtr 4: 0 | 1
0 | 211004-23 Watt Intergral CFL - ISR=0.76 |  | System | Residential | res:DEER:Indoor_CFL_Ltg | 0 |  |  |  |  | 1.8498 | 0 | 0 | 0 | 0 | 1.8498 | 37.3307 |  | kWh | 0.0061993 | -0.73011 | Residential | [7 empty] | 6.6 | 0.6 |  |  |  | 0 | 3 | 0 | 0 | 0 | 0 | 0 | 0 | 0 | 0 | 0 | 0 | 2009 Qtr 1: 0; 2009 Qtr 2: 0; 2009 Qtr 3: 0; 2009 Qtr 4: 3; 2010 Qtr 1: 0; 2010 Qtr 2: 0; 2010 Qtr 3: 0; 2010 Qtr 4: 0; 2011 Qtr 1: 0; 2011 Qtr 2: 0; 2011 Qtr 3: 0; 2011 Qtr 4: 0 | 3
0 | 211016-CFL - 3 Way - 20 Watt median - ISR = 0.76 |  | System | Residential | res:DEER:Indoor_CFL_Ltg | 0 |  |  |  |  | 3.99 | 0 | 0 | 0 | 0 | 3.99 | 32.4614 |  | kWh | 0.0053907 | -0.63488 | Residential |  | Winter Only | [5 empty] | 5.3 | 0.6 |  |  |  | 0 | 2 | 0 | 0 | 0 | 0 | 0 | 0 | 0 | 0 | 0 | 0 | 2009 Qtr 1: 0; 2009 Qtr 2: 0; 2009 Qtr 3: 0; 2009 Qtr 4: 2; 2010 Qtr 1: 0; 2010 Qtr 2: 0; 2010 Qtr 3: 0; 2010 Qtr 4: 0; 2011 Qtr 1: 0; 2011 Qtr 2: 0; 2011 Qtr 3: 0; 2011 Qtr 4: 0 | 2
0 | 211012-CFL 9W Globe Lamp - ISR=.76 |  | System | Residential | res:DEER:Indoor_CFL_Ltg | 0 |  |  |  |  | 2.2495 | 0 | 0 | 0 | 0 | 2.2495 | 19.2206 |  | kWh | 0.003192 | -0.37591 | Residential |  | Winter Only | [5 empty] | 5.3 | 0.85 |  |  |  | 0 | 5 | 0 | 0 | 0 | 0 | 0 | 0 | 0 | 0 | 0 | 0 | 2009 Qtr 1: 0; 2009 Qtr 2: 0; 2009 Qtr 3: 0; 2009 Qtr 4: 5; 2010 Qtr 1: 0; 2010 Qtr 2: 0; 2010 Qtr 3: 0; 2010 Qtr 4: 0; 2011 Qtr 1: 0; 2011 Qtr 2: 0; 2011 Qtr 3: 0; 2011 Qtr 4: 0 | 5
0 | 211013-Table Lamp 18-Watt Pin based |  | System | Residential | res:DEER:Indoor_CFL_Ltg | 0 |  |  |  |  | 20.9 | 0 | 0 | 0 | 0 | 20.9 | 38.4412 |  | kWh | 0.006383 | -0.75183 | Residential |  | Winter Only | [5 empty] | 15 | 0.85 |  |  |  | 0 | 1 | 0 | 0 | 0 | 0 | 0 | 0 | 0 | 0 | 0 | 0 | 2009 Qtr 1: 0; 2009 Qtr 2: 0; 2009 Qtr 3: 0; 2009 Qtr 4: 1; 2010 Qtr 1: 0; 2010 Qtr 2: 0; 2010 Qtr 3: 0; 2010 Qtr 4: 0; 2011 Qtr 1: 0; 2011 Qtr 2: 0; 2011 Qtr 3: 0; 2011 Qtr 4: 0 | 1
0 | 211012-CFL 9W Globe Lamp - ISR=.76 |  | System | Residential | res:DEER:Indoor_CFL_Ltg | 0 |  |  |  |  | 2.2495 | 0 | 0 | 0 | 0 | 2.2495 | 19.2206 |  | kWh | 0.003192 | -0.37591 | Residential |  | Winter Only | [5 empty] | 5.3 | 0.85 |  |  |  | 0 | 5 | 0 | 0 | 0 | 0 | 0 | 0 | 0 | 0 | 0 | 0 | 2009 Qtr 1: 0; 2009 Qtr 2: 0; 2009 Qtr 3: 0; 2009 Qtr 4: 5; 2010 Qtr 1: 0; 2010 Qtr 2: 0; 2010 Qtr 3: 0; 2010 Qtr 4: 0; 2011 Qtr 1: 0; 2011 Qtr 2: 0; 2011 Qtr 3: 0; 2011 Qtr 4: 0 | 5
0 | 211012-CFL 9W Globe Lamp - ISR=.76 |  | System | Residential | res:DEER:Indoor_CFL_Ltg | 0 |  |  |  |  | 2.2495 | 0 | 0 | 0 | 0 | 2.2495 | 19.2206 |  | kWh | 0.003192 | -0.37591 | Residential |  | Winter Only | [5 empty] | 5.3 | 0.85 |  |  |  | 0 | 1 | 0 | 0 | 0 | 0 | 0 | 0 | 0 | 0 | 0 | 0 | 2009 Qtr 1: 0; 2009 Qtr 2: 0; 2009 Qtr 3: 0; 2009 Qtr 4: 1; 2010 Qtr 1: 0; 2010 Qtr 2: 0; 2010 Qtr 3: 0; 2010 Qtr 4: 0; 2011 Qtr 1: 0; 2011 Qtr 2: 0; 2011 Qtr 3: 0; 2011 Qtr 4: 0 | 1
0 | 211015-CFL, 14W lamp, A-Line, Integral or Modular, Tube or Spiral or Flood - ISR=0.76 |  | System | Residential | res:DEER:Indoor_CFL_Ltg | 0 |  |  |  |  | 2.5 | 0 | 0 | 0 | 0 | 2.5 | 22.723 |  | kWh | 0.0037734 | -0.44441 | Residential |  | Winter Only | [5 empty] | 5.3 | 0.6 |  |  |  | 0 | 4 | 0 | 0 | 0 | 0 | 0 | 0 | 0 | 0 | 0 | 0 | 2009 Qtr 1: 0; 2009 Qtr 2: 0; 2009 Qtr 3: 0; 2009 Qtr 4: 4; 2010 Qtr 1: 0; 2010 Qtr 2: 0; 2010 Qtr 3: 0; 2010 Qtr 4: 0; 2011 Qtr 1: 0; 2011 Qtr 2: 0; 2011 Qtr 3: 0; 2011 Qtr 4: 0 | 4
0 | 211017-Floor Lamp - 2 23 Watt pin based |  | System | Residential | res:DEER:Indoor_CFL_Ltg | 0 |  |  |  |  | 38.9 | 0 | 0 | 0 | 0 | 38.9 | 98.2386 |  | kWh | 0.016314 | -1.9213 | Residential |  | Winter Only | [5 empty] | 15 | 0.6 |  |  |  | 0 | 1 | 0 | 0 | 0 | 0 | 0 | 0 | 0 | 0 | 0 | 0 | 2009 Qtr 1: 0; 2009 Qtr 2: 0; 2009 Qtr 3: 0; 2009 Qtr 4: 1; 2010 Qtr 1: 0; 2010 Qtr 2: 0; 2010 Qtr 3: 0; 2010 Qtr 4: 0; 2011 Qtr 1: 0; 2011 Qtr 2: 0; 2011 Qtr 3: 0; 2011 Qtr 4: 0 | 1
0 | 211016-CFL - 3 Way - 20 Watt median - ISR = 0.76 |  | System | Residential | res:DEER:Indoor_CFL_Ltg | 0 |  |  |  |  | 3.99 | 0 | 0 | 0 | 0 | 3.99 | 32.4614 |  | kWh | 0.0053907 | -0.63488 | Residential |  | Winter Only | [5 empty] | 5.3 | 0.6 |  |  |  | 0 | 5 | 0 | 0 | 0 | 0 | 0 | 0 | 0 | 0 | 0 | 0 | 2009 Qtr 1: 0; 2009 Qtr 2: 0; 2009 Qtr 3: 0; 2009 Qtr 4: 5; 2010 Qtr 1: 0; 2010 Qtr 2: 0; 2010 Qtr 3: 0; 2010 Qtr 4: 0; 2011 Qtr 1: 0; 2011 Qtr 2: 0; 2011 Qtr 3: 0; 2011 Qtr 4: 0 | 5
0 | 211016-CFL - 3 Way - 20 Watt median - ISR = 0.76 |  | System | Residential | res:DEER:Indoor_CFL_Ltg | 0 |  |  |  |  | 3.99 | 0 | 0 | 0 | 0 | 3.99 | 32.4614 |  | kWh | 0.0053907 | -0.63488 | Residential |  | Winter Only | [5 empty] | 5.3 | 0.6 |  |  |  | 0 | 1 | 0 | 0 | 0 | 0 | 0 | 0 | 0 | 0 | 0 | 0 | 2009 Qtr 1: 0; 2009 Qtr 2: 0; 2009 Qtr 3: 0; 2009 Qtr 4: 1; 2010 Qtr 1: 0; 2010 Qtr 2: 0; 2010 Qtr 3: 0; 2010 Qtr 4: 0; 2011 Qtr 1: 0; 2011 Qtr 2: 0; 2011 Qtr 3: 0; 2011 Qtr 4: 0 | 1
0 | 211015-CFL, 14W lamp, A-Line, Integral or Modular, Tube or Spiral or Flood - ISR=0.76 |  | System | Residential | res:DEER:Indoor_CFL_Ltg | 0 |  |  |  |  | 2.5 | 0 | 0 | 0 | 0 | 2.5 | 22.723 |  | kWh | 0.0037734 | -0.44441 | Residential |  | Winter Only | [5 empty] | 5.3 | 0.6 |  |  |  | 0 | 4 | 0 | 0 | 0 | 0 | 0 | 0 | 0 | 0 | 0 | 0 | 2009 Qtr 1: 0; 2009 Qtr 2: 0; 2009 Qtr 3: 0; 2009 Qtr 4: 4; 2010 Qtr 1: 0; 2010 Qtr 2: 0; 2010 Qtr 3: 0; 2010 Qtr 4: 0; 2011 Qtr 1: 0; 2011 Qtr 2: 0; 2011 Qtr 3: 0; 2011 Qtr 4: 0 | 4
0 | 211016-CFL - 3 Way - 20 Watt median - ISR = 0.76 |  | System | Residential | res:DEER:Indoor_CFL_Ltg | 0 |  |  |  |  | 3.99 | 0 | 0 | 0 | 0 | 3.99 | 32.4614 |  | kWh | 0.0053907 | -0.63488 | Residential |  | Winter Only | [5 empty] | 5.3 | 0.6 |  |  |  | 0 | 6 | 0 | 0 | 0 | 0 | 0 | 0 | 0 | 0 | 0 | 0 | 2009 Qtr 1: 0; 2009 Qtr 2: 0; 2009 Qtr 3: 0; 2009 Qtr 4: 6; 2010 Qtr 1: 0; 2010 Qtr 2: 0; 2010 Qtr 3: 0; 2010 Qtr 4: 0; 2011 Qtr 1: 0; 2011 Qtr 2: 0; 2011 Qtr 3: 0; 2011 Qtr 4: 0 | 6
0 | 211016-CFL - 3 Way - 20 Watt median - ISR = 0.76 |  | System | Residential | res:DEER:Indoor_CFL_Ltg | 0 |  |  |  |  | 3.99 | 0 | 0 | 0 | 0 | 3.99 | 32.4614 |  | kWh | 0.0053907 | -0.63488 | Residential |  | Winter Only | [5 empty] | 5.3 | 0.6 |  |  |  | 0 | 5 | 0 | 0 | 0 | 0 | 0 | 0 | 0 | 0 | 0 | 0 | 2009 Qtr 1: 0; 2009 Qtr 2: 0; 2009 Qtr 3: 0; 2009 Qtr 4: 5; 2010 Qtr 1: 0; 2010 Qtr 2: 0; 2010 Qtr 3: 0; 2010 Qtr 4: 0; 2011 Qtr 1: 0; 2011 Qtr 2: 0; 2011 Qtr 3: 0; 2011 Qtr 4: 0 | 5
0 | 211013-Table Lamp 18-Watt Pin based |  | System | Residential | res:DEER:Indoor_CFL_Ltg | 0 |  |  |  |  | 20.9 | 0 | 0 | 0 | 0 | 20.9 | 38.4412 |  | kWh | 0.006383 | -0.75183 | Residential |  | Winter Only | [5 empty] | 15 | 0.85 |  |  |  | 0 | 1 | 0 | 0 | 0 | 0 | 0 | 0 | 0 | 0 | 0 | 0 | 2009 Qtr 1: 0; 2009 Qtr 2: 0; 2009 Qtr 3: 0; 2009 Qtr 4: 1; 2010 Qtr 1: 0; 2010 Qtr 2: 0; 2010 Qtr 3: 0; 2010 Qtr 4: 0; 2011 Qtr 1: 0; 2011 Qtr 2: 0; 2011 Qtr 3: 0; 2011 Qtr 4: 0 | 1
0 | 211015-CFL, 14W lamp, A-Line, Integral or Modular, Tube or Spiral or Flood - ISR=0.76 |  | System | Residential | res:DEER:Indoor_CFL_Ltg | 0 |  |  |  |  | 2.5 | 0 | 0 | 0 | 0 | 2.5 | 22.723 |  | kWh | 0.0037734 | -0.44441 | Residential |  | Winter Only | [5 empty] | 5.3 | 0.6 |  |  |  | 0 | 4 | 0 | 0 | 0 | 0 | 0 | 0 | 0 | 0 | 0 | 0 | 2009 Qtr 1: 0; 2009 Qtr 2: 0; 2009 Qtr 3: 0; 2009 Qtr 4: 4; 2010 Qtr 1: 0; 2010 Qtr 2: 0; 2010 Qtr 3: 0; 2010 Qtr 4: 0; 2011 Qtr 1: 0; 2011 Qtr 2: 0; 2011 Qtr 3: 0; 2011 Qtr 4: 0 | 4
0 | 211012-CFL 9W Globe Lamp - ISR=.76 |  | System | Residential | res:DEER:Indoor_CFL_Ltg | 0 |  |  |  |  | 2.2495 | 0 | 0 | 0 | 0 | 2.2495 | 19.2206 |  | kWh | 0.003192 | -0.37591 | Residential |  | Winter Only | [5 empty] | 5.3 | 0.85 |  |  |  | 0 | 5 | 0 | 0 | 0 | 0 | 0 | 0 | 0 | 0 | 0 | 0 | 2009 Qtr 1: 0; 2009 Qtr 2: 0; 2009 Qtr 3: 0; 2009 Qtr 4: 5; 2010 Qtr 1: 0; 2010 Qtr 2: 0; 2010 Qtr 3: 0; 2010 Qtr 4: 0; 2011 Qtr 1: 0; 2011 Qtr 2: 0; 2011 Qtr 3: 0; 2011 Qtr 4: 0 | 5
0 | 211004-23 Watt Intergral CFL - ISR=0.76 |  | System | Residential | res:DEER:Indoor_CFL_Ltg | 0 |  |  |  |  | 1.8498 | 0 | 0 | 0 | 0 | 1.8498 | 37.3307 |  | kWh | 0.0061993 | -0.73011 | Residential | [7 empty] | 6.6 | 0.6 |  |  |  | 0 | 1 | 0 | 0 | 0 | 0 | 0 | 0 | 0 | 0 | 0 | 0 | 2009 Qtr 1: 0; 2009 Qtr 2: 0; 2009 Qtr 3: 0; 2009 Qtr 4: 1; 2010 Qtr 1: 0; 2010 Qtr 2: 0; 2010 Qtr 3: 0; 2010 Qtr 4: 0; 2011 Qtr 1: 0; 2011 Qtr 2: 0; 2011 Qtr 3: 0; 2011 Qtr 4: 0 | 1
0 | 211017-Floor Lamp - 2 23 Watt pin based |  | System | Residential | res:DEER:Indoor_CFL_Ltg | 0 |  |  |  |  | 38.9 | 0 | 0 | 0 | 0 | 38.9 | 98.2386 |  | kWh | 0.016314 | -1.9213 | Residential |  | Winter Only | [5 empty] | 15 | 0.6 |  |  |  | 0 | 1 | 0 | 0 | 0 | 0 | 0 | 0 | 0 | 0 | 0 | 0 | 2009 Qtr 1: 0; 2009 Qtr 2: 0; 2009 Qtr 3: 0; 2009 Qtr 4: 1; 2010 Qtr 1: 0; 2010 Qtr 2: 0; 2010 Qtr 3: 0; 2010 Qtr 4: 0; 2011 Qtr 1: 0; 2011 Qtr 2: 0; 2011 Qtr 3: 0; 2011 Qtr 4: 0 | 1
0 | 211016-CFL - 3 Way - 20 Watt median - ISR = 0.76 |  | System | Residential | res:DEER:Indoor_CFL_Ltg | 0 |  |  |  |  | 3.99 | 0 | 0 | 0 | 0 | 3.99 | 32.4614 |  | kWh | 0.0053907 | -0.63488 | Residential |  | Winter Only | [5 empty] | 5.3 | 0.6 |  |  |  | 0 | 5 | 0 | 0 | 0 | 0 | 0 | 0 | 0 | 0 | 0 | 0 | 2009 Qtr 1: 0; 2009 Qtr 2: 0; 2009 Qtr 3: 0; 2009 Qtr 4: 5; 2010 Qtr 1: 0; 2010 Qtr 2: 0; 2010 Qtr 3: 0; 2010 Qtr 4: 0; 2011 Qtr 1: 0; 2011 Qtr 2: 0; 2011 Qtr 3: 0; 2011 Qtr 4: 0 | 5
0 | 211017-Floor Lamp - 2 23 Watt pin based |  | System | Residential | res:DEER:Indoor_CFL_Ltg | 0 |  |  |  |  | 38.9 | 0 | 0 | 0 | 0 | 38.9 | 98.2386 |  | kWh | 0.016314 | -1.9213 | Residential |  | Winter Only | [5 empty] | 15 | 0.6 |  |  |  | 0 | 1 | 0 | 0 | 0 | 0 | 0 | 0 | 0 | 0 | 0 | 0 | 2009 Qtr 1: 0; 2009 Qtr 2: 0; 2009 Qtr 3: 0; 2009 Qtr 4: 1; 2010 Qtr 1: 0; 2010 Qtr 2: 0; 2010 Qtr 3: 0; 2010 Qtr 4: 0; 2011 Qtr 1: 0; 2011 Qtr 2: 0; 2011 Qtr 3: 0; 2011 Qtr 4: 0 | 1
0 | 211004-23 Watt Intergral CFL - ISR=0.76 |  | System | Residential | res:DEER:Indoor_CFL_Ltg | 0 |  |  |  |  | 1.8498 | 0 | 0 | 0 | 0 | 1.8498 | 37.3307 |  | kWh | 0.0061993 | -0.73011 | Residential | [7 empty] | 6.6 | 0.6 |  |  |  | 0 | 1 | 0 | 0 | 0 | 0 | 0 | 0 | 0 | 0 | 0 | 0 | 2009 Qtr 1: 0; 2009 Qtr 2: 0; 2009 Qtr 3: 0; 2009 Qtr 4: 1; 2010 Qtr 1: 0; 2010 Qtr 2: 0; 2010 Qtr 3: 0; 2010 Qtr 4: 0; 2011 Qtr 1: 0; 2011 Qtr 2: 0; 2011 Qtr 3: 0; 2011 Qtr 4: 0 | 1
0 | 211016-CFL - 3 Way - 20 Watt median - ISR = 0.76 |  | System | Residential | res:DEER:Indoor_CFL_Ltg | 0 |  |  |  |  | 3.99 | 0 | 0 | 0 | 0 | 3.99 | 32.4614 |  | kWh | 0.0053907 | -0.63488 | Residential |  | Winter Only | [5 empty] | 5.3 | 0.6 |  |  |  | 0 | 1 | 0 | 0 | 0 | 0 | 0 | 0 | 0 | 0 | 0 | 0 | 2009 Qtr 1: 0; 2009 Qtr 2: 0; 2009 Qtr 3: 0; 2009 Qtr 4: 1; 2010 Qtr 1: 0; 2010 Qtr 2: 0; 2010 Qtr 3: 0; 2010 Qtr 4: 0; 2011 Qtr 1: 0; 2011 Qtr 2: 0; 2011 Qtr 3: 0; 2011 Qtr 4: 0 | 1
0 | 211015-CFL, 14W lamp, A-Line, Integral or Modular, Tube or Spiral or Flood - ISR=0.76 |  | System | Residential | res:DEER:Indoor_CFL_Ltg | 0 |  |  |  |  | 2.5 | 0 | 0 | 0 | 0 | 2.5 | 22.723 |  | kWh | 0.0037734 | -0.44441 | Residential |  | Winter Only | [5 empty] | 5.3 | 0.6 |  |  |  | 0 | 2 | 0 | 0 | 0 | 0 | 0 | 0 | 0 | 0 | 0 | 0 | 2009 Qtr 1: 0; 2009 Qtr 2: 0; 2009 Qtr 3: 0; 2009 Qtr 4: 2; 2010 Qtr 1: 0; 2010 Qtr 2: 0; 2010 Qtr 3: 0; 2010 Qtr 4: 0; 2011 Qtr 1: 0; 2011 Qtr 2: 0; 2011 Qtr 3: 0; 2011 Qtr 4: 0 | 2
0 | 211016-CFL - 3 Way - 20 Watt median - ISR = 0.76 |  | System | Residential | res:DEER:Indoor_CFL_Ltg | 0 |  |  |  |  | 3.99 | 0 | 0 | 0 | 0 | 3.99 | 32.4614 |  | kWh | 0.0053907 | -0.63488 | Residential |  | Winter Only | [5 empty] | 5.3 | 0.6 |  |  |  | 0 | 4 | 0 | 0 | 0 | 0 | 0 | 0 | 0 | 0 | 0 | 0 | 2009 Qtr 1: 0; 2009 Qtr 2: 0; 2009 Qtr 3: 0; 2009 Qtr 4: 4; 2010 Qtr 1: 0; 2010 Qtr 2: 0; 2010 Qtr 3: 0; 2010 Qtr 4: 0; 2011 Qtr 1: 0; 2011 Qtr 2: 0; 2011 Qtr 3: 0; 2011 Qtr 4: 0 | 4
0 | 211016-CFL - 3 Way - 20 Watt median - ISR = 0.76 |  | System | Residential | res:DEER:Indoor_CFL_Ltg | 0 |  |  |  |  | 3.99 | 0 | 0 | 0 | 0 | 3.99 | 32.4614 |  | kWh | 0.0053907 | -0.63488 | Residential |  | Winter Only | [5 empty] | 5.3 | 0.6 |  |  |  | 0 | 2 | 0 | 0 | 0 | 0 | 0 | 0 | 0 | 0 | 0 | 0 | 2009 Qtr 1: 0; 2009 Qtr 2: 0; 2009 Qtr 3: 0; 2009 Qtr 4: 2; 2010 Qtr 1: 0; 2010 Qtr 2: 0; 2010 Qtr 3: 0; 2010 Qtr 4: 0; 2011 Qtr 1: 0; 2011 Qtr 2: 0; 2011 Qtr 3: 0; 2011 Qtr 4: 0 | 2
0 | 211013-Table Lamp 18-Watt Pin based |  | System | Residential | res:DEER:Indoor_CFL_Ltg | 0 |  |  |  |  | 20.9 | 0 | 0 | 0 | 0 | 20.9 | 38.4412 |  | kWh | 0.006383 | -0.75183 | Residential |  | Winter Only | [5 empty] | 15 | 0.85 |  |  |  | 0 | 1 | 0 | 0 | 0 | 0 | 0 | 0 | 0 | 0 | 0 | 0 | 2009 Qtr 1: 0; 2009 Qtr 2: 0; 2009 Qtr 3: 0; 2009 Qtr 4: 1; 2010 Qtr 1: 0; 2010 Qtr 2: 0; 2010 Qtr 3: 0; 2010 Qtr 4: 0; 2011 Qtr 1: 0; 2011 Qtr 2: 0; 2011 Qtr 3: 0; 2011 Qtr 4: 0 | 1
0 | 211017-Floor Lamp - 2 23 Watt pin based |  | System | Residential | res:DEER:Indoor_CFL_Ltg | 0 |  |  |  |  | 38.9 | 0 | 0 | 0 | 0 | 38.9 | 98.2386 |  | kWh | 0.016314 | -1.9213 | Residential |  | Winter Only | [5 empty] | 15 | 0.6 |  |  |  | 0 | 1 | 0 | 0 | 0 | 0 | 0 | 0 | 0 | 0 | 0 | 0 | 2009 Qtr 1: 0; 2009 Qtr 2: 0; 2009 Qtr 3: 0; 2009 Qtr 4: 1; 2010 Qtr 1: 0; 2010 Qtr 2: 0; 2010 Qtr 3: 0; 2010 Qtr 4: 0; 2011 Qtr 1: 0; 2011 Qtr 2: 0; 2011 Qtr 3: 0; 2011 Qtr 4: 0 | 1
0 | 211004-23 Watt Intergral CFL - ISR=0.76 |  | System | Residential | res:DEER:Indoor_CFL_Ltg | 0 |  |  |  |  | 1.8498 | 0 | 0 | 0 | 0 | 1.8498 | 37.3307 |  | kWh | 0.0061993 | -0.73011 | Residential | [7 empty] | 6.6 | 0.6 |  |  |  | 0 | 5 | 0 | 0 | 0 | 0 | 0 | 0 | 0 | 0 | 0 | 0 | 2009 Qtr 1: 0; 2009 Qtr 2: 0; 2009 Qtr 3: 0; 2009 Qtr 4: 5; 2010 Qtr 1: 0; 2010 Qtr 2: 0; 2010 Qtr 3: 0; 2010 Qtr 4: 0; 2011 Qtr 1: 0; 2011 Qtr 2: 0; 2011 Qtr 3: 0; 2011 Qtr 4: 0 | 5
0 | 211004-23 Watt Intergral CFL - ISR=0.76 |  | System | Residential | res:DEER:Indoor_CFL_Ltg | 0 |  |  |  |  | 1.8498 | 0 | 0 | 0 | 0 | 1.8498 | 37.3307 |  | kWh | 0.0061993 | -0.73011 | Residential | [7 empty] | 6.6 | 0.6 |  |  |  | 0 | 2 | 0 | 0 | 0 | 0 | 0 | 0 | 0 | 0 | 0 | 0 | 2009 Qtr 1: 0; 2009 Qtr 2: 0; 2009 Qtr 3: 0; 2009 Qtr 4: 2; 2010 Qtr 1: 0; 2010 Qtr 2: 0; 2010 Qtr 3: 0; 2010 Qtr 4: 0; 2011 Qtr 1: 0; 2011 Qtr 2: 0; 2011 Qtr 3: 0; 2011 Qtr 4: 0 | 2
0 | 211016-CFL - 3 Way - 20 Watt median - ISR = 0.76 |  | System | Residential | res:DEER:Indoor_CFL_Ltg | 0 |  |  |  |  | 3.99 | 0 | 0 | 0 | 0 | 3.99 | 32.4614 |  | kWh | 0.0053907 | -0.63488 | Residential |  | Winter Only | [5 empty] | 5.3 | 0.6 |  |  |  | 0 | 2 | 0 | 0 | 0 | 0 | 0 | 0 | 0 | 0 | 0 | 0 | 2009 Qtr 1: 0; 2009 Qtr 2: 0; 2009 Qtr 3: 0; 2009 Qtr 4: 2; 2010 Qtr 1: 0; 2010 Qtr 2: 0; 2010 Qtr 3: 0; 2010 Qtr 4: 0; 2011 Qtr 1: 0; 2011 Qtr 2: 0; 2011 Qtr 3: 0; 2011 Qtr 4: 0 | 2
0 | 211012-CFL 9W Globe Lamp - ISR=.76 |  | System | Residential | res:DEER:Indoor_CFL_Ltg | 0 |  |  |  |  | 2.2495 | 0 | 0 | 0 | 0 | 2.2495 | 19.2206 |  | kWh | 0.003192 | -0.37591 | Residential |  | Winter Only | [5 empty] | 5.3 | 0.85 |  |  |  | 0 | 4 | 0 | 0 | 0 | 0 | 0 | 0 | 0 | 0 | 0 | 0 | 2009 Qtr 1: 0; 2009 Qtr 2: 0; 2009 Qtr 3: 0; 2009 Qtr 4: 4; 2010 Qtr 1: 0; 2010 Qtr 2: 0; 2010 Qtr 3: 0; 2010 Qtr 4: 0; 2011 Qtr 1: 0; 2011 Qtr 2: 0; 2011 Qtr 3: 0; 2011 Qtr 4: 0 | 4
0 | 211015-CFL, 14W lamp, A-Line, Integral or Modular, Tube or Spiral or Flood - ISR=0.76 |  | System | Residential | res:DEER:Indoor_CFL_Ltg | 0 |  |  |  |  | 2.5 | 0 | 0 | 0 | 0 | 2.5 | 22.723 |  | kWh | 0.0037734 | -0.44441 | Residential |  | Winter Only | [5 empty] | 5.3 | 0.6 |  |  |  | 0 | 1 | 0 | 0 | 0 | 0 | 0 | 0 | 0 | 0 | 0 | 0 | 2009 Qtr 1: 0; 2009 Qtr 2: 0; 2009 Qtr 3: 0; 2009 Qtr 4: 1; 2010 Qtr 1: 0; 2010 Qtr 2: 0; 2010 Qtr 3: 0; 2010 Qtr 4: 0; 2011 Qtr 1: 0; 2011 Qtr 2: 0; 2011 Qtr 3: 0; 2011 Qtr 4: 0 | 1
0 | 211017-Floor Lamp - 2 23 Watt pin based |  | System | Residential | res:DEER:Indoor_CFL_Ltg | 0 |  |  |  |  | 38.9 | 0 | 0 | 0 | 0 | 38.9 | 98.2386 |  | kWh | 0.016314 | -1.9213 | Residential |  | Winter Only | [5 empty] | 15 | 0.6 |  |  |  | 0 | 1 | 0 | 0 | 0 | 0 | 0 | 0 | 0 | 0 | 0 | 0 | 2009 Qtr 1: 0; 2009 Qtr 2: 0; 2009 Qtr 3: 0; 2009 Qtr 4: 1; 2010 Qtr 1: 0; 2010 Qtr 2: 0; 2010 Qtr 3: 0; 2010 Qtr 4: 0; 2011 Qtr 1: 0; 2011 Qtr 2: 0; 2011 Qtr 3: 0; 2011 Qtr 4: 0 | 1
0 | 211016-CFL - 3 Way - 20 Watt median - ISR = 0.76 |  | System | Residential | res:DEER:Indoor_CFL_Ltg | 0 |  |  |  |  | 3.99 | 0 | 0 | 0 | 0 | 3.99 | 32.4614 |  | kWh | 0.0053907 | -0.63488 | Residential |  | Winter Only | [5 empty] | 5.3 | 0.6 |  |  |  | 0 | 4 | 0 | 0 | 0 | 0 | 0 | 0 | 0 | 0 | 0 | 0 | 2009 Qtr 1: 0; 2009 Qtr 2: 0; 2009 Qtr 3: 0; 2009 Qtr 4: 4; 2010 Qtr 1: 0; 2010 Qtr 2: 0; 2010 Qtr 3: 0; 2010 Qtr 4: 0; 2011 Qtr 1: 0; 2011 Qtr 2: 0; 2011 Qtr 3: 0; 2011 Qtr 4: 0 | 4
0 | 211004-23 Watt Intergral CFL - ISR=0.76 |  | System | Residential | res:DEER:Indoor_CFL_Ltg | 0 |  |  |  |  | 1.8498 | 0 | 0 | 0 | 0 | 1.8498 | 37.3307 |  | kWh | 0.0061993 | -0.73011 | Residential | [7 empty] | 6.6 | 0.6 |  |  |  | 0 | 5 | 0 | 0 | 0 | 0 | 0 | 0 | 0 | 0 | 0 | 0 | 2009 Qtr 1: 0; 2009 Qtr 2: 0; 2009 Qtr 3: 0; 2009 Qtr 4: 5; 2010 Qtr 1: 0; 2010 Qtr 2: 0; 2010 Qtr 3: 0; 2010 Qtr 4: 0; 2011 Qtr 1: 0; 2011 Qtr 2: 0; 2011 Qtr 3: 0; 2011 Qtr 4: 0 | 5
0 | 211016-CFL - 3 Way - 20 Watt median - ISR = 0.76 |  | System | Residential | res:DEER:Indoor_CFL_Ltg | 0 |  |  |  |  | 3.99 | 0 | 0 | 0 | 0 | 3.99 | 32.4614 |  | kWh | 0.0053907 | -0.63488 | Residential |  | Winter Only | [5 empty] | 5.3 | 0.6 |  |  |  | 0 | 2 | 0 | 0 | 0 | 0 | 0 | 0 | 0 | 0 | 0 | 0 | 2009 Qtr 1: 0; 2009 Qtr 2: 0; 2009 Qtr 3: 0; 2009 Qtr 4: 2; 2010 Qtr 1: 0; 2010 Qtr 2: 0; 2010 Qtr 3: 0; 2010 Qtr 4: 0; 2011 Qtr 1: 0; 2011 Qtr 2: 0; 2011 Qtr 3: 0; 2011 Qtr 4: 0 | 2
0 | 211015-CFL, 14W lamp, A-Line, Integral or Modular, Tube or Spiral or Flood - ISR=0.76 |  | System | Residential | res:DEER:Indoor_CFL_Ltg | 0 |  |  |  |  | 2.5 | 0 | 0 | 0 | 0 | 2.5 | 22.723 |  | kWh | 0.0037734 | -0.44441 | Residential |  | Winter Only | [5 empty] | 5.3 | 0.6 |  |  |  | 0 | 3 | 0 | 0 | 0 | 0 | 0 | 0 | 0 | 0 | 0 | 0 | 2009 Qtr 1: 0; 2009 Qtr 2: 0; 2009 Qtr 3: 0; 2009 Qtr 4: 3; 2010 Qtr 1: 0; 2010 Qtr 2: 0; 2010 Qtr 3: 0; 2010 Qtr 4: 0; 2011 Qtr 1: 0; 2011 Qtr 2: 0; 2011 Qtr 3: 0; 2011 Qtr 4: 0 | 3
0 | 211013-Table Lamp 18-Watt Pin based |  | System | Residential | res:DEER:Indoor_CFL_Ltg | 0 |  |  |  |  | 20.9 | 0 | 0 | 0 | 0 | 20.9 | 38.4412 |  | kWh | 0.006383 | -0.75183 | Residential |  | Winter Only | [5 empty] | 15 | 0.85 |  |  |  | 0 | 1 | 0 | 0 | 0 | 0 | 0 | 0 | 0 | 0 | 0 | 0 | 2009 Qtr 1: 0; 2009 Qtr 2: 0; 2009 Qtr 3: 0; 2009 Qtr 4: 1; 2010 Qtr 1: 0; 2010 Qtr 2: 0; 2010 Qtr 3: 0; 2010 Qtr 4: 0; 2011 Qtr 1: 0; 2011 Qtr 2: 0; 2011 Qtr 3: 0; 2011 Qtr 4: 0 | 1
0 | 211017-Floor Lamp - 2 23 Watt pin based |  | System | Residential | res:DEER:Indoor_CFL_Ltg | 0 |  |  |  |  | 38.9 | 0 | 0 | 0 | 0 | 38.9 | 98.2386 |  | kWh | 0.016314 | -1.9213 | Residential |  | Winter Only | [5 empty] | 15 | 0.6 |  |  |  | 0 | 1 | 0 | 0 | 0 | 0 | 0 | 0 | 0 | 0 | 0 | 0 | 2009 Qtr 1: 0; 2009 Qtr 2: 0; 2009 Qtr 3: 0; 2009 Qtr 4: 1; 2010 Qtr 1: 0; 2010 Qtr 2: 0; 2010 Qtr 3: 0; 2010 Qtr 4: 0; 2011 Qtr 1: 0; 2011 Qtr 2: 0; 2011 Qtr 3: 0; 2011 Qtr 4: 0 | 1
0 | 211004-23 Watt Intergral CFL - ISR=0.76 |  | System | Residential | res:DEER:Indoor_CFL_Ltg | 0 |  |  |  |  | 1.8498 | 0 | 0 | 0 | 0 | 1.8498 | 37.3307 |  | kWh | 0.0061993 | -0.73011 | Residential | [7 empty] | 6.6 | 0.6 |  |  |  | 0 | 2 | 0 | 0 | 0 | 0 | 0 | 0 | 0 | 0 | 0 | 0 | 2009 Qtr 1: 0; 2009 Qtr 2: 0; 2009 Qtr 3: 0; 2009 Qtr 4: 2; 2010 Qtr 1: 0; 2010 Qtr 2: 0; 2010 Qtr 3: 0; 2010 Qtr 4: 0; 2011 Qtr 1: 0; 2011 Qtr 2: 0; 2011 Qtr 3: 0; 2011 Qtr 4: 0 | 2
0 | 211017-Floor Lamp - 2 23 Watt pin based |  | System | Residential | res:DEER:Indoor_CFL_Ltg | 0 |  |  |  |  | 38.9 | 0 | 0 | 0 | 0 | 38.9 | 98.2386 |  | kWh | 0.016314 | -1.9213 | Residential |  | Winter Only | [5 empty] | 15 | 0.6 |  |  |  | 0 | 2 | 0 | 0 | 0 | 0 | 0 | 0 | 0 | 0 | 0 | 0 | 2009 Qtr 1: 0; 2009 Qtr 2: 0; 2009 Qtr 3: 0; 2009 Qtr 4: 2; 2010 Qtr 1: 0; 2010 Qtr 2: 0; 2010 Qtr 3: 0; 2010 Qtr 4: 0; 2011 Qtr 1: 0; 2011 Qtr 2: 0; 2011 Qtr 3: 0; 2011 Qtr 4: 0 | 2
0 | 211004-23 Watt Intergral CFL - ISR=0.76 |  | System | Residential | res:DEER:Indoor_CFL_Ltg | 0 |  |  |  |  | 1.8498 | 0 | 0 | 0 | 0 | 1.8498 | 37.3307 |  | kWh | 0.0061993 | -0.73011 | Residential | [7 empty] | 6.6 | 0.6 |  |  |  | 0 | 2 | 0 | 0 | 0 | 0 | 0 | 0 | 0 | 0 | 0 | 0 | 2009 Qtr 1: 0; 2009 Qtr 2: 0; 2009 Qtr 3: 0; 2009 Qtr 4: 2; 2010 Qtr 1: 0; 2010 Qtr 2: 0; 2010 Qtr 3: 0; 2010 Qtr 4: 0; 2011 Qtr 1: 0; 2011 Qtr 2: 0; 2011 Qtr 3: 0; 2011 Qtr 4: 0 | 2
0 | 211016-CFL - 3 Way - 20 Watt median - ISR = 0.76 |  | System | Residential | res:DEER:Indoor_CFL_Ltg | 0 |  |  |  |  | 3.99 | 0 | 0 | 0 | 0 | 3.99 | 32.4614 |  | kWh | 0.0053907 | -0.63488 | Residential |  | Winter Only | [5 empty] | 5.3 | 0.6 |  |  |  | 0 | 3 | 0 | 0 | 0 | 0 | 0 | 0 | 0 | 0 | 0 | 0 | 2009 Qtr 1: 0; 2009 Qtr 2: 0; 2009 Qtr 3: 0; 2009 Qtr 4: 3; 2010 Qtr 1: 0; 2010 Qtr 2: 0; 2010 Qtr 3: 0; 2010 Qtr 4: 0; 2011 Qtr 1: 0; 2011 Qtr 2: 0; 2011 Qtr 3: 0; 2011 Qtr 4: 0 | 3
0 | 211017-Floor Lamp - 2 23 Watt pin based |  | System | Residential | res:DEER:Indoor_CFL_Ltg | 0 |  |  |  |  | 38.9 | 0 | 0 | 0 | 0 | 38.9 | 98.2386 |  | kWh | 0.016314 | -1.9213 | Residential |  | Winter Only | [5 empty] | 15 | 0.6 |  |  |  | 0 | 1 | 0 | 0 | 0 | 0 | 0 | 0 | 0 | 0 | 0 | 0 | 2009 Qtr 1: 0; 2009 Qtr 2: 0; 2009 Qtr 3: 0; 2009 Qtr 4: 1; 2010 Qtr 1: 0; 2010 Qtr 2: 0; 2010 Qtr 3: 0; 2010 Qtr 4: 0; 2011 Qtr 1: 0; 2011 Qtr 2: 0; 2011 Qtr 3: 0; 2011 Qtr 4: 0 | 1
0 | 211012-CFL 9W Globe Lamp - ISR=.76 |  | System | Residential | res:DEER:Indoor_CFL_Ltg | 0 |  |  |  |  | 2.2495 | 0 | 0 | 0 | 0 | 2.2495 | 19.2206 |  | kWh | 0.003192 | -0.37591 | Residential |  | Winter Only | [5 empty] | 5.3 | 0.85 |  |  |  | 0 | 1 | 0 | 0 | 0 | 0 | 0 | 0 | 0 | 0 | 0 | 0 | 2009 Qtr 1: 0; 2009 Qtr 2: 0; 2009 Qtr 3: 0; 2009 Qtr 4: 1; 2010 Qtr 1: 0; 2010 Qtr 2: 0; 2010 Qtr 3: 0; 2010 Qtr 4: 0; 2011 Qtr 1: 0; 2011 Qtr 2: 0; 2011 Qtr 3: 0; 2011 Qtr 4: 0 | 1
0 | 211015-CFL, 14W lamp, A-Line, Integral or Modular, Tube or Spiral or Flood - ISR=0.76 |  | System | Residential | res:DEER:Indoor_CFL_Ltg | 0 |  |  |  |  | 2.5 | 0 | 0 | 0 | 0 | 2.5 | 22.723 |  | kWh | 0.0037734 | -0.44441 | Residential |  | Winter Only | [5 empty] | 5.3 | 0.6 |  |  |  | 0 | 1 | 0 | 0 | 0 | 0 | 0 | 0 | 0 | 0 | 0 | 0 | 2009 Qtr 1: 0; 2009 Qtr 2: 0; 2009 Qtr 3: 0; 2009 Qtr 4: 1; 2010 Qtr 1: 0; 2010 Qtr 2: 0; 2010 Qtr 3: 0; 2010 Qtr 4: 0; 2011 Qtr 1: 0; 2011 Qtr 2: 0; 2011 Qtr 3: 0; 2011 Qtr 4: 0 | 1
0 | 211017-Floor Lamp - 2 23 Watt pin based |  | System | Residential | res:DEER:Indoor_CFL_Ltg | 0 |  |  |  |  | 38.9 | 0 | 0 | 0 | 0 | 38.9 | 98.2386 |  | kWh | 0.016314 | -1.9213 | Residential |  | Winter Only | [5 empty] | 15 | 0.6 |  |  |  | 0 | 1 | 0 | 0 | 0 | 0 | 0 | 0 | 0 | 0 | 0 | 0 | 2009 Qtr 1: 0; 2009 Qtr 2: 0; 2009 Qtr 3: 0; 2009 Qtr 4: 1; 2010 Qtr 1: 0; 2010 Qtr 2: 0; 2010 Qtr 3: 0; 2010 Qtr 4: 0; 2011 Qtr 1: 0; 2011 Qtr 2: 0; 2011 Qtr 3: 0; 2011 Qtr 4: 0 | 1
0 | 211015-CFL, 14W lamp, A-Line, Integral or Modular, Tube or Spiral or Flood - ISR=0.76 |  | System | Residential | res:DEER:Indoor_CFL_Ltg | 0 |  |  |  |  | 2.5 | 0 | 0 | 0 | 0 | 2.5 | 22.723 |  | kWh | 0.0037734 | -0.44441 | Residential |  | Winter Only | [5 empty] | 5.3 | 0.6 |  |  |  | 0 | 5 | 0 | 0 | 0 | 0 | 0 | 0 | 0 | 0 | 0 | 0 | 2009 Qtr 1: 0; 2009 Qtr 2: 0; 2009 Qtr 3: 0; 2009 Qtr 4: 5; 2010 Qtr 1: 0; 2010 Qtr 2: 0; 2010 Qtr 3: 0; 2010 Qtr 4: 0; 2011 Qtr 1: 0; 2011 Qtr 2: 0; 2011 Qtr 3: 0; 2011 Qtr 4: 0 | 5
0 | 211013-Table Lamp 18-Watt Pin based |  | System | Residential | res:DEER:Indoor_CFL_Ltg | 0 |  |  |  |  | 20.9 | 0 | 0 | 0 | 0 | 20.9 | 38.4412 |  | kWh | 0.006383 | -0.75183 | Residential |  | Winter Only | [5 empty] | 15 | 0.85 |  |  |  | 0 | 1 | 0 | 0 | 0 | 0 | 0 | 0 | 0 | 0 | 0 | 0 | 2009 Qtr 1: 0; 2009 Qtr 2: 0; 2009 Qtr 3: 0; 2009 Qtr 4: 1; 2010 Qtr 1: 0; 2010 Qtr 2: 0; 2010 Qtr 3: 0; 2010 Qtr 4: 0; 2011 Qtr 1: 0; 2011 Qtr 2: 0; 2011 Qtr 3: 0; 2011 Qtr 4: 0 | 1
0 | 211017-Floor Lamp - 2 23 Watt pin based |  | System | Residential | res:DEER:Indoor_CFL_Ltg | 0 |  |  |  |  | 38.9 | 0 | 0 | 0 | 0 | 38.9 | 98.2386 |  | kWh | 0.016314 | -1.9213 | Residential |  | Winter Only | [5 empty] | 15 | 0.6 |  |  |  | 0 | 1 | 0 | 0 | 0 | 0 | 0 | 0 | 0 | 0 | 0 | 0 | 2009 Qtr 1: 0; 2009 Qtr 2: 0; 2009 Qtr 3: 0; 2009 Qtr 4: 1; 2010 Qtr 1: 0; 2010 Qtr 2: 0; 2010 Qtr 3: 0; 2010 Qtr 4: 0; 2011 Qtr 1: 0; 2011 Qtr 2: 0; 2011 Qtr 3: 0; 2011 Qtr 4: 0 | 1
0 | 211012-CFL 9W Globe Lamp - ISR=.76 |  | System | Residential | res:DEER:Indoor_CFL_Ltg | 0 |  |  |  |  | 2.2495 | 0 | 0 | 0 | 0 | 2.2495 | 19.2206 |  | kWh | 0.003192 | -0.37591 | Residential |  | Winter Only | [5 empty] | 5.3 | 0.85 |  |  |  | 0 | 1 | 0 | 0 | 0 | 0 | 0 | 0 | 0 | 0 | 0 | 0 | 2009 Qtr 1: 0; 2009 Qtr 2: 0; 2009 Qtr 3: 0; 2009 Qtr 4: 1; 2010 Qtr 1: 0; 2010 Qtr 2: 0; 2010 Qtr 3: 0; 2010 Qtr 4: 0; 2011 Qtr 1: 0; 2011 Qtr 2: 0; 2011 Qtr 3: 0; 2011 Qtr 4: 0 | 1
0 | 211004-23 Watt Intergral CFL - ISR=0.76 |  | System | Residential | res:DEER:Indoor_CFL_Ltg | 0 |  |  |  |  | 1.8498 | 0 | 0 | 0 | 0 | 1.8498 | 37.3307 |  | kWh | 0.0061993 | -0.73011 | Residential | [7 empty] | 6.6 | 0.6 |  |  |  | 0 | 2 | 0 | 0 | 0 | 0 | 0 | 0 | 0 | 0 | 0 | 0 | 2009 Qtr 1: 0; 2009 Qtr 2: 0; 2009 Qtr 3: 0; 2009 Qtr 4: 2; 2010 Qtr 1: 0; 2010 Qtr 2: 0; 2010 Qtr 3: 0; 2010 Qtr 4: 0; 2011 Qtr 1: 0; 2011 Qtr 2: 0; 2011 Qtr 3: 0; 2011 Qtr 4: 0 | 2
0 | 211016-CFL - 3 Way - 20 Watt median - ISR = 0.76 |  | System | Residential | res:DEER:Indoor_CFL_Ltg | 0 |  |  |  |  | 3.99 | 0 | 0 | 0 | 0 | 3.99 | 32.4614 |  | kWh | 0.0053907 | -0.63488 | Residential |  | Winter Only | [5 empty] | 5.3 | 0.6 |  |  |  | 0 | 2 | 0 | 0 | 0 | 0 | 0 | 0 | 0 | 0 | 0 | 0 | 2009 Qtr 1: 0; 2009 Qtr 2: 0; 2009 Qtr 3: 0; 2009 Qtr 4: 2; 2010 Qtr 1: 0; 2010 Qtr 2: 0; 2010 Qtr 3: 0; 2010 Qtr 4: 0; 2011 Qtr 1: 0; 2011 Qtr 2: 0; 2011 Qtr 3: 0; 2011 Qtr 4: 0 | 2
0 | 211017-Floor Lamp - 2 23 Watt pin based |  | System | Residential | res:DEER:Indoor_CFL_Ltg | 0 |  |  |  |  | 38.9 | 0 | 0 | 0 | 0 | 38.9 | 98.2386 |  | kWh | 0.016314 | -1.9213 | Residential |  | Winter Only | [5 empty] | 15 | 0.6 |  |  |  | 0 | 1 | 0 | 0 | 0 | 0 | 0 | 0 | 0 | 0 | 0 | 0 | 2009 Qtr 1: 0; 2009 Qtr 2: 0; 2009 Qtr 3: 0; 2009 Qtr 4: 1; 2010 Qtr 1: 0; 2010 Qtr 2: 0; 2010 Qtr 3: 0; 2010 Qtr 4: 0; 2011 Qtr 1: 0; 2011 Qtr 2: 0; 2011 Qtr 3: 0; 2011 Qtr 4: 0 | 1
0 | 211004-23 Watt Intergral CFL - ISR=0.76 |  | System | Residential | res:DEER:Indoor_CFL_Ltg | 0 |  |  |  |  | 1.8498 | 0 | 0 | 0 | 0 | 1.8498 | 37.3307 |  | kWh | 0.0061993 | -0.73011 | Residential | [7 empty] | 6.6 | 0.6 |  |  |  | 0 | 2 | 0 | 0 | 0 | 0 | 0 | 0 | 0 | 0 | 0 | 0 | 2009 Qtr 1: 0; 2009 Qtr 2: 0; 2009 Qtr 3: 0; 2009 Qtr 4: 2; 2010 Qtr 1: 0; 2010 Qtr 2: 0; 2010 Qtr 3: 0; 2010 Qtr 4: 0; 2011 Qtr 1: 0; 2011 Qtr 2: 0; 2011 Qtr 3: 0; 2011 Qtr 4: 0 | 2
0 | 211016-CFL - 3 Way - 20 Watt median - ISR = 0.76 |  | System | Residential | res:DEER:Indoor_CFL_Ltg | 0 |  |  |  |  | 3.99 | 0 | 0 | 0 | 0 | 3.99 | 32.4614 |  | kWh | 0.0053907 | -0.63488 | Residential |  | Winter Only | [5 empty] | 5.3 | 0.6 |  |  |  | 0 | 3 | 0 | 0 | 0 | 0 | 0 | 0 | 0 | 0 | 0 | 0 | 2009 Qtr 1: 0; 2009 Qtr 2: 0; 2009 Qtr 3: 0; 2009 Qtr 4: 3; 2010 Qtr 1: 0; 2010 Qtr 2: 0; 2010 Qtr 3: 0; 2010 Qtr 4: 0; 2011 Qtr 1: 0; 2011 Qtr 2: 0; 2011 Qtr 3: 0; 2011 Qtr 4: 0 | 3
0 | 211017-Floor Lamp - 2 23 Watt pin based |  | System | Residential | res:DEER:Indoor_CFL_Ltg | 0 |  |  |  |  | 38.9 | 0 | 0 | 0 | 0 | 38.9 | 98.2386 |  | kWh | 0.016314 | -1.9213 | Residential |  | Winter Only | [5 empty] | 15 | 0.6 |  |  |  | 0 | 2 | 0 | 0 | 0 | 0 | 0 | 0 | 0 | 0 | 0 | 0 | 2009 Qtr 1: 0; 2009 Qtr 2: 0; 2009 Qtr 3: 0; 2009 Qtr 4: 2; 2010 Qtr 1: 0; 2010 Qtr 2: 0; 2010 Qtr 3: 0; 2010 Qtr 4: 0; 2011 Qtr 1: 0; 2011 Qtr 2: 0; 2011 Qtr 3: 0; 2011 Qtr 4: 0 | 2
0 | 211016-CFL - 3 Way - 20 Watt median - ISR = 0.76 |  | System | Residential | res:DEER:Indoor_CFL_Ltg | 0 |  |  |  |  | 3.99 | 0 | 0 | 0 | 0 | 3.99 | 32.4614 |  | kWh | 0.0053907 | -0.63488 | Residential |  | Winter Only | [5 empty] | 5.3 | 0.6 |  |  |  | 0 | 3 | 0 | 0 | 0 | 0 | 0 | 0 | 0 | 0 | 0 | 0 | 2009 Qtr 1: 0; 2009 Qtr 2: 0; 2009 Qtr 3: 0; 2009 Qtr 4: 3; 2010 Qtr 1: 0; 2010 Qtr 2: 0; 2010 Qtr 3: 0; 2010 Qtr 4: 0; 2011 Qtr 1: 0; 2011 Qtr 2: 0; 2011 Qtr 3: 0; 2011 Qtr 4: 0 | 3
0 | 211017-Floor Lamp - 2 23 Watt pin based |  | System | Residential | res:DEER:Indoor_CFL_Ltg | 0 |  |  |  |  | 38.9 | 0 | 0 | 0 | 0 | 38.9 | 98.2386 |  | kWh | 0.016314 | -1.9213 | Residential |  | Winter Only | [5 empty] | 15 | 0.6 |  |  |  | 0 | 1 | 0 | 0 | 0 | 0 | 0 | 0 | 0 | 0 | 0 | 0 | 2009 Qtr 1: 0; 2009 Qtr 2: 0; 2009 Qtr 3: 0; 2009 Qtr 4: 1; 2010 Qtr 1: 0; 2010 Qtr 2: 0; 2010 Qtr 3: 0; 2010 Qtr 4: 0; 2011 Qtr 1: 0; 2011 Qtr 2: 0; 2011 Qtr 3: 0; 2011 Qtr 4: 0 | 1
0 | 211015-CFL, 14W lamp, A-Line, Integral or Modular, Tube or Spiral or Flood - ISR=0.76 |  | System | Residential | res:DEER:Indoor_CFL_Ltg | 0 |  |  |  |  | 2.5 | 0 | 0 | 0 | 0 | 2.5 | 22.723 |  | kWh | 0.0037734 | -0.44441 | Residential |  | Winter Only | [5 empty] | 5.3 | 0.6 |  |  |  | 0 | 5 | 0 | 0 | 0 | 0 | 0 | 0 | 0 | 0 | 0 | 0 | 2009 Qtr 1: 0; 2009 Qtr 2: 0; 2009 Qtr 3: 0; 2009 Qtr 4: 5; 2010 Qtr 1: 0; 2010 Qtr 2: 0; 2010 Qtr 3: 0; 2010 Qtr 4: 0; 2011 Qtr 1: 0; 2011 Qtr 2: 0; 2011 Qtr 3: 0; 2011 Qtr 4: 0 | 5
0 | 211015-CFL, 14W lamp, A-Line, Integral or Modular, Tube or Spiral or Flood - ISR=0.76 |  | System | Residential | res:DEER:Indoor_CFL_Ltg | 0 |  |  |  |  | 2.5 | 0 | 0 | 0 | 0 | 2.5 | 22.723 |  | kWh | 0.0037734 | -0.44441 | Residential |  | Winter Only | [5 empty] | 5.3 | 0.6 |  |  |  | 0 | 2 | 0 | 0 | 0 | 0 | 0 | 0 | 0 | 0 | 0 | 0 | 2009 Qtr 1: 0; 2009 Qtr 2: 0; 2009 Qtr 3: 0; 2009 Qtr 4: 2; 2010 Qtr 1: 0; 2010 Qtr 2: 0; 2010 Qtr 3: 0; 2010 Qtr 4: 0; 2011 Qtr 1: 0; 2011 Qtr 2: 0; 2011 Qtr 3: 0; 2011 Qtr 4: 0 | 2
0 | 211012-CFL 9W Globe Lamp - ISR=.76 |  | System | Residential | res:DEER:Indoor_CFL_Ltg | 0 |  |  |  |  | 2.2495 | 0 | 0 | 0 | 0 | 2.2495 | 19.2206 |  | kWh | 0.003192 | -0.37591 | Residential |  | Winter Only | [5 empty] | 5.3 | 0.85 |  |  |  | 0 | 2 | 0 | 0 | 0 | 0 | 0 | 0 | 0 | 0 | 0 | 0 | 2009 Qtr 1: 0; 2009 Qtr 2: 0; 2009 Qtr 3: 0; 2009 Qtr 4: 2; 2010 Qtr 1: 0; 2010 Qtr 2: 0; 2010 Qtr 3: 0; 2010 Qtr 4: 0; 2011 Qtr 1: 0; 2011 Qtr 2: 0; 2011 Qtr 3: 0; 2011 Qtr 4: 0 | 2
0 | 211016-CFL - 3 Way - 20 Watt median - ISR = 0.76 |  | System | Residential | res:DEER:Indoor_CFL_Ltg | 0 |  |  |  |  | 3.99 | 0 | 0 | 0 | 0 | 3.99 | 32.4614 |  | kWh | 0.0053907 | -0.63488 | Residential |  | Winter Only | [5 empty] | 5.3 | 0.6 |  |  |  | 0 | 3 | 0 | 0 | 0 | 0 | 0 | 0 | 0 | 0 | 0 | 0 | 2009 Qtr 1: 0; 2009 Qtr 2: 0; 2009 Qtr 3: 0; 2009 Qtr 4: 3; 2010 Qtr 1: 0; 2010 Qtr 2: 0; 2010 Qtr 3: 0; 2010 Qtr 4: 0; 2011 Qtr 1: 0; 2011 Qtr 2: 0; 2011 Qtr 3: 0; 2011 Qtr 4: 0 | 3
0 | 211017-Floor Lamp - 2 23 Watt pin based |  | System | Residential | res:DEER:Indoor_CFL_Ltg | 0 |  |  |  |  | 38.9 | 0 | 0 | 0 | 0 | 38.9 | 98.2386 |  | kWh | 0.016314 | -1.9213 | Residential |  | Winter Only | [5 empty] | 15 | 0.6 |  |  |  | 0 | 2 | 0 | 0 | 0 | 0 | 0 | 0 | 0 | 0 | 0 | 0 | 2009 Qtr 1: 0; 2009 Qtr 2: 0; 2009 Qtr 3: 0; 2009 Qtr 4: 2; 2010 Qtr 1: 0; 2010 Qtr 2: 0; 2010 Qtr 3: 0; 2010 Qtr 4: 0; 2011 Qtr 1: 0; 2011 Qtr 2: 0; 2011 Qtr 3: 0; 2011 Qtr 4: 0 | 2
0 | 211012-CFL 9W Globe Lamp - ISR=.76 |  | System | Residential | res:DEER:Indoor_CFL_Ltg | 0 |  |  |  |  | 2.2495 | 0 | 0 | 0 | 0 | 2.2495 | 19.2206 |  | kWh | 0.003192 | -0.37591 | Residential |  | Winter Only | [5 empty] | 5.3 | 0.85 |  |  |  | 0 | 2 | 0 | 0 | 0 | 0 | 0 | 0 | 0 | 0 | 0 | 0 | 2009 Qtr 1: 0; 2009 Qtr 2: 0; 2009 Qtr 3: 0; 2009 Qtr 4: 2; 2010 Qtr 1: 0; 2010 Qtr 2: 0; 2010 Qtr 3: 0; 2010 Qtr 4: 0; 2011 Qtr 1: 0; 2011 Qtr 2: 0; 2011 Qtr 3: 0; 2011 Qtr 4: 0 | 2
0 | 211004-23 Watt Intergral CFL - ISR=0.76 |  | System | Residential | res:DEER:Indoor_CFL_Ltg | 0 |  |  |  |  | 1.8498 | 0 | 0 | 0 | 0 | 1.8498 | 37.3307 |  | kWh | 0.0061993 | -0.73011 | Residential | [7 empty] | 6.6 | 0.6 |  |  |  | 0 | 1 | 0 | 0 | 0 | 0 | 0 | 0 | 0 | 0 | 0 | 0 | 2009 Qtr 1: 0; 2009 Qtr 2: 0; 2009 Qtr 3: 0; 2009 Qtr 4: 1; 2010 Qtr 1: 0; 2010 Qtr 2: 0; 2010 Qtr 3: 0; 2010 Qtr 4: 0; 2011 Qtr 1: 0; 2011 Qtr 2: 0; 2011 Qtr 3: 0; 2011 Qtr 4: 0 | 1
0 | 211016-CFL - 3 Way - 20 Watt median - ISR = 0.76 |  | System | Residential | res:DEER:Indoor_CFL_Ltg | 0 |  |  |  |  | 3.99 | 0 | 0 | 0 | 0 | 3.99 | 32.4614 |  | kWh | 0.0053907 | -0.63488 | Residential |  | Winter Only | [5 empty] | 5.3 | 0.6 |  |  |  | 0 | 1 | 0 | 0 | 0 | 0 | 0 | 0 | 0 | 0 | 0 | 0 | 2009 Qtr 1: 0; 2009 Qtr 2: 0; 2009 Qtr 3: 0; 2009 Qtr 4: 1; 2010 Qtr 1: 0; 2010 Qtr 2: 0; 2010 Qtr 3: 0; 2010 Qtr 4: 0; 2011 Qtr 1: 0; 2011 Qtr 2: 0; 2011 Qtr 3: 0; 2011 Qtr 4: 0 | 1
0 | 211015-CFL, 14W lamp, A-Line, Integral or Modular, Tube or Spiral or Flood - ISR=0.76 |  | System | Residential | res:DEER:Indoor_CFL_Ltg | 0 |  |  |  |  | 2.5 | 0 | 0 | 0 | 0 | 2.5 | 22.723 |  | kWh | 0.0037734 | -0.44441 | Residential |  | Winter Only | [5 empty] | 5.3 | 0.6 |  |  |  | 0 | 5 | 0 | 0 | 0 | 0 | 0 | 0 | 0 | 0 | 0 | 0 | 2009 Qtr 1: 0; 2009 Qtr 2: 0; 2009 Qtr 3: 0; 2009 Qtr 4: 5; 2010 Qtr 1: 0; 2010 Qtr 2: 0; 2010 Qtr 3: 0; 2010 Qtr 4: 0; 2011 Qtr 1: 0; 2011 Qtr 2: 0; 2011 Qtr 3: 0; 2011 Qtr 4: 0 | 5
0 | 211016-CFL - 3 Way - 20 Watt median - ISR = 0.76 |  | System | Residential | res:DEER:Indoor_CFL_Ltg | 0 |  |  |  |  | 3.99 | 0 | 0 | 0 | 0 | 3.99 | 32.4614 |  | kWh | 0.0053907 | -0.63488 | Residential |  | Winter Only | [5 empty] | 5.3 | 0.6 |  |  |  | 0 | 5 | 0 | 0 | 0 | 0 | 0 | 0 | 0 | 0 | 0 | 0 | 2009 Qtr 1: 0; 2009 Qtr 2: 0; 2009 Qtr 3: 0; 2009 Qtr 4: 5; 2010 Qtr 1: 0; 2010 Qtr 2: 0; 2010 Qtr 3: 0; 2010 Qtr 4: 0; 2011 Qtr 1: 0; 2011 Qtr 2: 0; 2011 Qtr 3: 0; 2011 Qtr 4: 0 | 5
0 | 211017-Floor Lamp - 2 23 Watt pin based |  | System | Residential | res:DEER:Indoor_CFL_Ltg | 0 |  |  |  |  | 38.9 | 0 | 0 | 0 | 0 | 38.9 | 98.2386 |  | kWh | 0.016314 | -1.9213 | Residential |  | Winter Only | [5 empty] | 15 | 0.6 |  |  |  | 0 | 2 | 0 | 0 | 0 | 0 | 0 | 0 | 0 | 0 | 0 | 0 | 2009 Qtr 1: 0; 2009 Qtr 2: 0; 2009 Qtr 3: 0; 2009 Qtr 4: 2; 2010 Qtr 1: 0; 2010 Qtr 2: 0; 2010 Qtr 3: 0; 2010 Qtr 4: 0; 2011 Qtr 1: 0; 2011 Qtr 2: 0; 2011 Qtr 3: 0; 2011 Qtr 4: 0 | 2
0 | 211013-Table Lamp 18-Watt Pin based |  | System | Residential | res:DEER:Indoor_CFL_Ltg | 0 |  |  |  |  | 20.9 | 0 | 0 | 0 | 0 | 20.9 | 38.4412 |  | kWh | 0.006383 | -0.75183 | Residential |  | Winter Only | [5 empty] | 15 | 0.85 |  |  |  | 0 | 2 | 0 | 0 | 0 | 0 | 0 | 0 | 0 | 0 | 0 | 0 | 2009 Qtr 1: 0; 2009 Qtr 2: 0; 2009 Qtr 3: 0; 2009 Qtr 4: 2; 2010 Qtr 1: 0; 2010 Qtr 2: 0; 2010 Qtr 3: 0; 2010 Qtr 4: 0; 2011 Qtr 1: 0; 2011 Qtr 2: 0; 2011 Qtr 3: 0; 2011 Qtr 4: 0 | 2
0 | 211016-CFL - 3 Way - 20 Watt median - ISR = 0.76 |  | System | Residential | res:DEER:Indoor_CFL_Ltg | 0 |  |  |  |  | 3.99 | 0 | 0 | 0 | 0 | 3.99 | 32.4614 |  | kWh | 0.0053907 | -0.63488 | Residential |  | Winter Only | [5 empty] | 5.3 | 0.6 |  |  |  | 0 | 2 | 0 | 0 | 0 | 0 | 0 | 0 | 0 | 0 | 0 | 0 | 2009 Qtr 1: 0; 2009 Qtr 2: 0; 2009 Qtr 3: 0; 2009 Qtr 4: 2; 2010 Qtr 1: 0; 2010 Qtr 2: 0; 2010 Qtr 3: 0; 2010 Qtr 4: 0; 2011 Qtr 1: 0; 2011 Qtr 2: 0; 2011 Qtr 3: 0; 2011 Qtr 4: 0 | 2
0 | 211015-CFL, 14W lamp, A-Line, Integral or Modular, Tube or Spiral or Flood - ISR=0.76 |  | System | Residential | res:DEER:Indoor_CFL_Ltg | 0 |  |  |  |  | 2.5 | 0 | 0 | 0 | 0 | 2.5 | 22.723 |  | kWh | 0.0037734 | -0.44441 | Residential |  | Winter Only | [5 empty] | 5.3 | 0.6 |  |  |  | 0 | 3 | 0 | 0 | 0 | 0 | 0 | 0 | 0 | 0 | 0 | 0 | 2009 Qtr 1: 0; 2009 Qtr 2: 0; 2009 Qtr 3: 0; 2009 Qtr 4: 3; 2010 Qtr 1: 0; 2010 Qtr 2: 0; 2010 Qtr 3: 0; 2010 Qtr 4: 0; 2011 Qtr 1: 0; 2011 Qtr 2: 0; 2011 Qtr 3: 0; 2011 Qtr 4: 0 | 3
0 | 211017-Floor Lamp - 2 23 Watt pin based |  | System | Residential | res:DEER:Indoor_CFL_Ltg | 0 |  |  |  |  | 38.9 | 0 | 0 | 0 | 0 | 38.9 | 98.2386 |  | kWh | 0.016314 | -1.9213 | Residential |  | Winter Only | [5 empty] | 15 | 0.6 |  |  |  | 0 | 1 | 0 | 0 | 0 | 0 | 0 | 0 | 0 | 0 | 0 | 0 | 2009 Qtr 1: 0; 2009 Qtr 2: 0; 2009 Qtr 3: 0; 2009 Qtr 4: 1; 2010 Qtr 1: 0; 2010 Qtr 2: 0; 2010 Qtr 3: 0; 2010 Qtr 4: 0; 2011 Qtr 1: 0; 2011 Qtr 2: 0; 2011 Qtr 3: 0; 2011 Qtr 4: 0 | 1
0 | 211004-23 Watt Intergral CFL - ISR=0.76 |  | System | Residential | res:DEER:Indoor_CFL_Ltg | 0 |  |  |  |  | 1.8498 | 0 | 0 | 0 | 0 | 1.8498 | 37.3307 |  | kWh | 0.0061993 | -0.73011 | Residential | [7 empty] | 6.6 | 0.6 |  |  |  | 0 | 2 | 0 | 0 | 0 | 0 | 0 | 0 | 0 | 0 | 0 | 0 | 2009 Qtr 1: 0; 2009 Qtr 2: 0; 2009 Qtr 3: 0; 2009 Qtr 4: 2; 2010 Qtr 1: 0; 2010 Qtr 2: 0; 2010 Qtr 3: 0; 2010 Qtr 4: 0; 2011 Qtr 1: 0; 2011 Qtr 2: 0; 2011 Qtr 3: 0; 2011 Qtr 4: 0 | 2
0 | 211016-CFL - 3 Way - 20 Watt median - ISR = 0.76 |  | System | Residential | res:DEER:Indoor_CFL_Ltg | 0 |  |  |  |  | 3.99 | 0 | 0 | 0 | 0 | 3.99 | 32.4614 |  | kWh | 0.0053907 | -0.63488 | Residential |  | Winter Only | [5 empty] | 5.3 | 0.6 |  |  |  | 0 | 2 | 0 | 0 | 0 | 0 | 0 | 0 | 0 | 0 | 0 | 0 | 2009 Qtr 1: 0; 2009 Qtr 2: 0; 2009 Qtr 3: 0; 2009 Qtr 4: 2; 2010 Qtr 1: 0; 2010 Qtr 2: 0; 2010 Qtr 3: 0; 2010 Qtr 4: 0; 2011 Qtr 1: 0; 2011 Qtr 2: 0; 2011 Qtr 3: 0; 2011 Qtr 4: 0 | 2
0 | 211015-CFL, 14W lamp, A-Line, Integral or Modular, Tube or Spiral or Flood - ISR=0.76 |  | System | Residential | res:DEER:Indoor_CFL_Ltg | 0 |  |  |  |  | 2.5 | 0 | 0 | 0 | 0 | 2.5 | 22.723 |  | kWh | 0.0037734 | -0.44441 | Residential |  | Winter Only | [5 empty] | 5.3 | 0.6 |  |  |  | 0 | 1 | 0 | 0 | 0 | 0 | 0 | 0 | 0 | 0 | 0 | 0 | 2009 Qtr 1: 0; 2009 Qtr 2: 0; 2009 Qtr 3: 0; 2009 Qtr 4: 1; 2010 Qtr 1: 0; 2010 Qtr 2: 0; 2010 Qtr 3: 0; 2010 Qtr 4: 0; 2011 Qtr 1: 0; 2011 Qtr 2: 0; 2011 Qtr 3: 0; 2011 Qtr 4: 0 | 1
0 | 211017-Floor Lamp - 2 23 Watt pin based |  | System | Residential | res:DEER:Indoor_CFL_Ltg | 0 |  |  |  |  | 38.9 | 0 | 0 | 0 | 0 | 38.9 | 98.2386 |  | kWh | 0.016314 | -1.9213 | Residential |  | Winter Only | [5 empty] | 15 | 0.6 |  |  |  | 0 | 1 | 0 | 0 | 0 | 0 | 0 | 0 | 0 | 0 | 0 | 0 | 2009 Qtr 1: 0; 2009 Qtr 2: 0; 2009 Qtr 3: 0; 2009 Qtr 4: 1; 2010 Qtr 1: 0; 2010 Qtr 2: 0; 2010 Qtr 3: 0; 2010 Qtr 4: 0; 2011 Qtr 1: 0; 2011 Qtr 2: 0; 2011 Qtr 3: 0; 2011 Qtr 4: 0 | 1
0 | 211016-CFL - 3 Way - 20 Watt median - ISR = 0.76 |  | System | Residential | res:DEER:Indoor_CFL_Ltg | 0 |  |  |  |  | 3.99 | 0 | 0 | 0 | 0 | 3.99 | 32.4614 |  | kWh | 0.0053907 | -0.63488 | Residential |  | Winter Only | [5 empty] | 5.3 | 0.6 |  |  |  | 0 | 5 | 0 | 0 | 0 | 0 | 0 | 0 | 0 | 0 | 0 | 0 | 2009 Qtr 1: 0; 2009 Qtr 2: 0; 2009 Qtr 3: 0; 2009 Qtr 4: 5; 2010 Qtr 1: 0; 2010 Qtr 2: 0; 2010 Qtr 3: 0; 2010 Qtr 4: 0; 2011 Qtr 1: 0; 2011 Qtr 2: 0; 2011 Qtr 3: 0; 2011 Qtr 4: 0 | 5
0 | 211017-Floor Lamp - 2 23 Watt pin based |  | System | Residential | res:DEER:Indoor_CFL_Ltg | 0 |  |  |  |  | 38.9 | 0 | 0 | 0 | 0 | 38.9 | 98.2386 |  | kWh | 0.016314 | -1.9213 | Residential |  | Winter Only | [5 empty] | 15 | 0.6 |  |  |  | 0 | 1 | 0 | 0 | 0 | 0 | 0 | 0 | 0 | 0 | 0 | 0 | 2009 Qtr 1: 0; 2009 Qtr 2: 0; 2009 Qtr 3: 0; 2009 Qtr 4: 1; 2010 Qtr 1: 0; 2010 Qtr 2: 0; 2010 Qtr 3: 0; 2010 Qtr 4: 0; 2011 Qtr 1: 0; 2011 Qtr 2: 0; 2011 Qtr 3: 0; 2011 Qtr 4: 0 | 1
0 | 211017-Floor Lamp - 2 23 Watt pin based |  | System | Residential | res:DEER:Indoor_CFL_Ltg | 0 |  |  |  |  | 38.9 | 0 | 0 | 0 | 0 | 38.9 | 98.2386 |  | kWh | 0.016314 | -1.9213 | Residential |  | Winter Only | [5 empty] | 15 | 0.6 |  |  |  | 0 | 1 | 0 | 0 | 0 | 0 | 0 | 0 | 0 | 0 | 0 | 0 | 2009 Qtr 1: 0; 2009 Qtr 2: 0; 2009 Qtr 3: 0; 2009 Qtr 4: 1; 2010 Qtr 1: 0; 2010 Qtr 2: 0; 2010 Qtr 3: 0; 2010 Qtr 4: 0; 2011 Qtr 1: 0; 2011 Qtr 2: 0; 2011 Qtr 3: 0; 2011 Qtr 4: 0 | 1
0 | 211012-CFL 9W Globe Lamp - ISR=.76 |  | System | Residential | res:DEER:Indoor_CFL_Ltg | 0 |  |  |  |  | 2.2495 | 0 | 0 | 0 | 0 | 2.2495 | 19.2206 |  | kWh | 0.003192 | -0.37591 | Residential |  | Winter Only | [5 empty] | 5.3 | 0.85 |  |  |  | 0 | 1 | 0 | 0 | 0 | 0 | 0 | 0 | 0 | 0 | 0 | 0 | 2009 Qtr 1: 0; 2009 Qtr 2: 0; 2009 Qtr 3: 0; 2009 Qtr 4: 1; 2010 Qtr 1: 0; 2010 Qtr 2: 0; 2010 Qtr 3: 0; 2010 Qtr 4: 0; 2011 Qtr 1: 0; 2011 Qtr 2: 0; 2011 Qtr 3: 0; 2011 Qtr 4: 0 | 1
0 | 211015-CFL, 14W lamp, A-Line, Integral or Modular, Tube or Spiral or Flood - ISR=0.76 |  | System | Residential | res:DEER:Indoor_CFL_Ltg | 0 |  |  |  |  | 2.5 | 0 | 0 | 0 | 0 | 2.5 | 22.723 |  | kWh | 0.0037734 | -0.44441 | Residential |  | Winter Only | [5 empty] | 5.3 | 0.6 |  |  |  | 0 | 4 | 0 | 0 | 0 | 0 | 0 | 0 | 0 | 0 | 0 | 0 | 2009 Qtr 1: 0; 2009 Qtr 2: 0; 2009 Qtr 3: 0; 2009 Qtr 4: 4; 2010 Qtr 1: 0; 2010 Qtr 2: 0; 2010 Qtr 3: 0; 2010 Qtr 4: 0; 2011 Qtr 1: 0; 2011 Qtr 2: 0; 2011 Qtr 3: 0; 2011 Qtr 4: 0 | 4
0 | 211004-23 Watt Intergral CFL - ISR=0.76 |  | System | Residential | res:DEER:Indoor_CFL_Ltg | 0 |  |  |  |  | 1.8498 | 0 | 0 | 0 | 0 | 1.8498 | 37.3307 |  | kWh | 0.0061993 | -0.73011 | Residential | [7 empty] | 6.6 | 0.6 |  |  |  | 0 | 5 | 0 | 0 | 0 | 0 | 0 | 0 | 0 | 0 | 0 | 0 | 2009 Qtr 1: 0; 2009 Qtr 2: 0; 2009 Qtr 3: 0; 2009 Qtr 4: 5; 2010 Qtr 1: 0; 2010 Qtr 2: 0; 2010 Qtr 3: 0; 2010 Qtr 4: 0; 2011 Qtr 1: 0; 2011 Qtr 2: 0; 2011 Qtr 3: 0; 2011 Qtr 4: 0 | 5
0 | 211017-Floor Lamp - 2 23 Watt pin based |  | System | Residential | res:DEER:Indoor_CFL_Ltg | 0 |  |  |  |  | 38.9 | 0 | 0 | 0 | 0 | 38.9 | 98.2386 |  | kWh | 0.016314 | -1.9213 | Residential |  | Winter Only | [5 empty] | 15 | 0.6 |  |  |  | 0 | 2 | 0 | 0 | 0 | 0 | 0 | 0 | 0 | 0 | 0 | 0 | 2009 Qtr 1: 0; 2009 Qtr 2: 0; 2009 Qtr 3: 0; 2009 Qtr 4: 2; 2010 Qtr 1: 0; 2010 Qtr 2: 0; 2010 Qtr 3: 0; 2010 Qtr 4: 0; 2011 Qtr 1: 0; 2011 Qtr 2: 0; 2011 Qtr 3: 0; 2011 Qtr 4: 0 | 2
0 | 211012-CFL 9W Globe Lamp - ISR=.76 |  | System | Residential | res:DEER:Indoor_CFL_Ltg | 0 |  |  |  |  | 2.2495 | 0 | 0 | 0 | 0 | 2.2495 | 19.2206 |  | kWh | 0.003192 | -0.37591 | Residential |  | Winter Only | [5 empty] | 5.3 | 0.85 |  |  |  | 0 | 2 | 0 | 0 | 0 | 0 | 0 | 0 | 0 | 0 | 0 | 0 | 2009 Qtr 1: 0; 2009 Qtr 2: 0; 2009 Qtr 3: 0; 2009 Qtr 4: 2; 2010 Qtr 1: 0; 2010 Qtr 2: 0; 2010 Qtr 3: 0; 2010 Qtr 4: 0; 2011 Qtr 1: 0; 2011 Qtr 2: 0; 2011 Qtr 3: 0; 2011 Qtr 4: 0 | 2
0 | 211015-CFL, 14W lamp, A-Line, Integral or Modular, Tube or Spiral or Flood - ISR=0.76 |  | System | Residential | res:DEER:Indoor_CFL_Ltg | 0 |  |  |  |  | 2.5 | 0 | 0 | 0 | 0 | 2.5 | 22.723 |  | kWh | 0.0037734 | -0.44441 | Residential |  | Winter Only | [5 empty] | 5.3 | 0.6 |  |  |  | 0 | 3 | 0 | 0 | 0 | 0 | 0 | 0 | 0 | 0 | 0 | 0 | 2009 Qtr 1: 0; 2009 Qtr 2: 0; 2009 Qtr 3: 0; 2009 Qtr 4: 3; 2010 Qtr 1: 0; 2010 Qtr 2: 0; 2010 Qtr 3: 0; 2010 Qtr 4: 0; 2011 Qtr 1: 0; 2011 Qtr 2: 0; 2011 Qtr 3: 0; 2011 Qtr 4: 0 | 3
0 | 211013-Table Lamp 18-Watt Pin based |  | System | Residential | res:DEER:Indoor_CFL_Ltg | 0 |  |  |  |  | 20.9 | 0 | 0 | 0 | 0 | 20.9 | 38.4412 |  | kWh | 0.006383 | -0.75183 | Residential |  | Winter Only | [5 empty] | 15 | 0.85 |  |  |  | 0 | 1 | 0 | 0 | 0 | 0 | 0 | 0 | 0 | 0 | 0 | 0 | 2009 Qtr 1: 0; 2009 Qtr 2: 0; 2009 Qtr 3: 0; 2009 Qtr 4: 1; 2010 Qtr 1: 0; 2010 Qtr 2: 0; 2010 Qtr 3: 0; 2010 Qtr 4: 0; 2011 Qtr 1: 0; 2011 Qtr 2: 0; 2011 Qtr 3: 0; 2011 Qtr 4: 0 | 1
0 | 211017-Floor Lamp - 2 23 Watt pin based |  | System | Residential | res:DEER:Indoor_CFL_Ltg | 0 |  |  |  |  | 38.9 | 0 | 0 | 0 | 0 | 38.9 | 98.2386 |  | kWh | 0.016314 | -1.9213 | Residential |  | Winter Only | [5 empty] | 15 | 0.6 |  |  |  | 0 | 1 | 0 | 0 | 0 | 0 | 0 | 0 | 0 | 0 | 0 | 0 | 2009 Qtr 1: 0; 2009 Qtr 2: 0; 2009 Qtr 3: 0; 2009 Qtr 4: 1; 2010 Qtr 1: 0; 2010 Qtr 2: 0; 2010 Qtr 3: 0; 2010 Qtr 4: 0; 2011 Qtr 1: 0; 2011 Qtr 2: 0; 2011 Qtr 3: 0; 2011 Qtr 4: 0 | 1
0 | 211004-23 Watt Intergral CFL - ISR=0.76 |  | System | Residential | res:DEER:Indoor_CFL_Ltg | 0 |  |  |  |  | 1.8498 | 0 | 0 | 0 | 0 | 1.8498 | 37.3307 |  | kWh | 0.0061993 | -0.73011 | Residential | [7 empty] | 6.6 | 0.6 |  |  |  | 0 | 5 | 0 | 0 | 0 | 0 | 0 | 0 | 0 | 0 | 0 | 0 | 2009 Qtr 1: 0; 2009 Qtr 2: 0; 2009 Qtr 3: 0; 2009 Qtr 4: 5; 2010 Qtr 1: 0; 2010 Qtr 2: 0; 2010 Qtr 3: 0; 2010 Qtr 4: 0; 2011 Qtr 1: 0; 2011 Qtr 2: 0; 2011 Qtr 3: 0; 2011 Qtr 4: 0 | 5
0 | 211017-Floor Lamp - 2 23 Watt pin based |  | System | Residential | res:DEER:Indoor_CFL_Ltg | 0 |  |  |  |  | 38.9 | 0 | 0 | 0 | 0 | 38.9 | 98.2386 |  | kWh | 0.016314 | -1.9213 | Residential |  | Winter Only | [5 empty] | 15 | 0.6 |  |  |  | 0 | 1 | 0 | 0 | 0 | 0 | 0 | 0 | 0 | 0 | 0 | 0 | 2009 Qtr 1: 0; 2009 Qtr 2: 0; 2009 Qtr 3: 0; 2009 Qtr 4: 1; 2010 Qtr 1: 0; 2010 Qtr 2: 0; 2010 Qtr 3: 0; 2010 Qtr 4: 0; 2011 Qtr 1: 0; 2011 Qtr 2: 0; 2011 Qtr 3: 0; 2011 Qtr 4: 0 | 1
0 | 211016-CFL - 3 Way - 20 Watt median - ISR = 0.76 |  | System | Residential | res:DEER:Indoor_CFL_Ltg | 0 |  |  |  |  | 3.99 | 0 | 0 | 0 | 0 | 3.99 | 32.4614 |  | kWh | 0.0053907 | -0.63488 | Residential |  | Winter Only | [5 empty] | 5.3 | 0.6 |  |  |  | 0 | 5 | 0 | 0 | 0 | 0 | 0 | 0 | 0 | 0 | 0 | 0 | 2009 Qtr 1: 0; 2009 Qtr 2: 0; 2009 Qtr 3: 0; 2009 Qtr 4: 5; 2010 Qtr 1: 0; 2010 Qtr 2: 0; 2010 Qtr 3: 0; 2010 Qtr 4: 0; 2011 Qtr 1: 0; 2011 Qtr 2: 0; 2011 Qtr 3: 0; 2011 Qtr 4: 0 | 5
0 | 211016-CFL - 3 Way - 20 Watt median - ISR = 0.76 |  | System | Residential | res:DEER:Indoor_CFL_Ltg | 0 |  |  |  |  | 3.99 | 0 | 0 | 0 | 0 | 3.99 | 32.4614 |  | kWh | 0.0053907 | -0.63488 | Residential |  | Winter Only | [5 empty] | 5.3 | 0.6 |  |  |  | 0 | 4 | 0 | 0 | 0 | 0 | 0 | 0 | 0 | 0 | 0 | 0 | 2009 Qtr 1: 0; 2009 Qtr 2: 0; 2009 Qtr 3: 0; 2009 Qtr 4: 4; 2010 Qtr 1: 0; 2010 Qtr 2: 0; 2010 Qtr 3: 0; 2010 Qtr 4: 0; 2011 Qtr 1: 0; 2011 Qtr 2: 0; 2011 Qtr 3: 0; 2011 Qtr 4: 0 | 4
0 | 211017-Floor Lamp - 2 23 Watt pin based |  | System | Residential | res:DEER:Indoor_CFL_Ltg | 0 |  |  |  |  | 38.9 | 0 | 0 | 0 | 0 | 38.9 | 98.2386 |  | kWh | 0.016314 | -1.9213 | Residential |  | Winter Only | [5 empty] | 15 | 0.6 |  |  |  | 0 | 2 | 0 | 0 | 0 | 0 | 0 | 0 | 0 | 0 | 0 | 0 | 2009 Qtr 1: 0; 2009 Qtr 2: 0; 2009 Qtr 3: 0; 2009 Qtr 4: 2; 2010 Qtr 1: 0; 2010 Qtr 2: 0; 2010 Qtr 3: 0; 2010 Qtr 4: 0; 2011 Qtr 1: 0; 2011 Qtr 2: 0; 2011 Qtr 3: 0; 2011 Qtr 4: 0 | 2
0 | 211015-CFL, 14W lamp, A-Line, Integral or Modular, Tube or Spiral or Flood - ISR=0.76 |  | System | Residential | res:DEER:Indoor_CFL_Ltg | 0 |  |  |  |  | 2.5 | 0 | 0 | 0 | 0 | 2.5 | 22.723 |  | kWh | 0.0037734 | -0.44441 | Residential |  | Winter Only | [5 empty] | 5.3 | 0.6 |  |  |  | 0 | 4 | 0 | 0 | 0 | 0 | 0 | 0 | 0 | 0 | 0 | 0 | 2009 Qtr 1: 0; 2009 Qtr 2: 0; 2009 Qtr 3: 0; 2009 Qtr 4: 4; 2010 Qtr 1: 0; 2010 Qtr 2: 0; 2010 Qtr 3: 0; 2010 Qtr 4: 0; 2011 Qtr 1: 0; 2011 Qtr 2: 0; 2011 Qtr 3: 0; 2011 Qtr 4: 0 | 4
0 | 211012-CFL 9W Globe Lamp - ISR=.76 |  | System | Residential | res:DEER:Indoor_CFL_Ltg | 0 |  |  |  |  | 2.2495 | 0 | 0 | 0 | 0 | 2.2495 | 19.2206 |  | kWh | 0.003192 | -0.37591 | Residential |  | Winter Only | [5 empty] | 5.3 | 0.85 |  |  |  | 0 | 5 | 0 | 0 | 0 | 0 | 0 | 0 | 0 | 0 | 0 | 0 | 2009 Qtr 1: 0; 2009 Qtr 2: 0; 2009 Qtr 3: 0; 2009 Qtr 4: 5; 2010 Qtr 1: 0; 2010 Qtr 2: 0; 2010 Qtr 3: 0; 2010 Qtr 4: 0; 2011 Qtr 1: 0; 2011 Qtr 2: 0; 2011 Qtr 3: 0; 2011 Qtr 4: 0 | 5
0 | 211017-Floor Lamp - 2 23 Watt pin based |  | System | Residential | res:DEER:Indoor_CFL_Ltg | 0 |  |  |  |  | 38.9 | 0 | 0 | 0 | 0 | 38.9 | 98.2386 |  | kWh | 0.016314 | -1.9213 | Residential |  | Winter Only | [5 empty] | 15 | 0.6 |  |  |  | 0 | 1 | 0 | 0 | 0 | 0 | 0 | 0 | 0 | 0 | 0 | 0 | 2009 Qtr 1: 0; 2009 Qtr 2: 0; 2009 Qtr 3: 0; 2009 Qtr 4: 1; 2010 Qtr 1: 0; 2010 Qtr 2: 0; 2010 Qtr 3: 0; 2010 Qtr 4: 0; 2011 Qtr 1: 0; 2011 Qtr 2: 0; 2011 Qtr 3: 0; 2011 Qtr 4: 0 | 1
0 | 211004-23 Watt Intergral CFL - ISR=0.76 |  | System | Residential | res:DEER:Indoor_CFL_Ltg | 0 |  |  |  |  | 1.8498 | 0 | 0 | 0 | 0 | 1.8498 | 37.3307 |  | kWh | 0.0061993 | -0.73011 | Residential | [7 empty] | 6.6 | 0.6 |  |  |  | 0 | 4 | 0 | 0 | 0 | 0 | 0 | 0 | 0 | 0 | 0 | 0 | 2009 Qtr 1: 0; 2009 Qtr 2: 0; 2009 Qtr 3: 0; 2009 Qtr 4: 4; 2010 Qtr 1: 0; 2010 Qtr 2: 0; 2010 Qtr 3: 0; 2010 Qtr 4: 0; 2011 Qtr 1: 0; 2011 Qtr 2: 0; 2011 Qtr 3: 0; 2011 Qtr 4: 0 | 4
0 | 211015-CFL, 14W lamp, A-Line, Integral or Modular, Tube or Spiral or Flood - ISR=0.76 |  | System | Residential | res:DEER:Indoor_CFL_Ltg | 0 |  |  |  |  | 2.5 | 0 | 0 | 0 | 0 | 2.5 | 22.723 |  | kWh | 0.0037734 | -0.44441 | Residential |  | Winter Only | [5 empty] | 5.3 | 0.6 |  |  |  | 0 | 1 | 0 | 0 | 0 | 0 | 0 | 0 | 0 | 0 | 0 | 0 | 2009 Qtr 1: 0; 2009 Qtr 2: 0; 2009 Qtr 3: 0; 2009 Qtr 4: 1; 2010 Qtr 1: 0; 2010 Qtr 2: 0; 2010 Qtr 3: 0; 2010 Qtr 4: 0; 2011 Qtr 1: 0; 2011 Qtr 2: 0; 2011 Qtr 3: 0; 2011 Qtr 4: 0 | 1
0 | 211016-CFL - 3 Way - 20 Watt median - ISR = 0.76 |  | System | Residential | res:DEER:Indoor_CFL_Ltg | 0 |  |  |  |  | 3.99 | 0 | 0 | 0 | 0 | 3.99 | 32.4614 |  | kWh | 0.0053907 | -0.63488 | Residential |  | Winter Only | [5 empty] | 5.3 | 0.6 |  |  |  | 0 | 5 | 0 | 0 | 0 | 0 | 0 | 0 | 0 | 0 | 0 | 0 | 2009 Qtr 1: 0; 2009 Qtr 2: 0; 2009 Qtr 3: 0; 2009 Qtr 4: 5; 2010 Qtr 1: 0; 2010 Qtr 2: 0; 2010 Qtr 3: 0; 2010 Qtr 4: 0; 2011 Qtr 1: 0; 2011 Qtr 2: 0; 2011 Qtr 3: 0; 2011 Qtr 4: 0 | 5
0 | 211017-Floor Lamp - 2 23 Watt pin based |  | System | Residential | res:DEER:Indoor_CFL_Ltg | 0 |  |  |  |  | 38.9 | 0 | 0 | 0 | 0 | 38.9 | 98.2386 |  | kWh | 0.016314 | -1.9213 | Residential |  | Winter Only | [5 empty] | 15 | 0.6 |  |  |  | 0 | 2 | 0 | 0 | 0 | 0 | 0 | 0 | 0 | 0 | 0 | 0 | 2009 Qtr 1: 0; 2009 Qtr 2: 0; 2009 Qtr 3: 0; 2009 Qtr 4: 2; 2010 Qtr 1: 0; 2010 Qtr 2: 0; 2010 Qtr 3: 0; 2010 Qtr 4: 0; 2011 Qtr 1: 0; 2011 Qtr 2: 0; 2011 Qtr 3: 0; 2011 Qtr 4: 0 | 2
0 | 211016-CFL - 3 Way - 20 Watt median - ISR = 0.76 |  | System | Residential | res:DEER:Indoor_CFL_Ltg | 0 |  |  |  |  | 3.99 | 0 | 0 | 0 | 0 | 3.99 | 32.4614 |  | kWh | 0.0053907 | -0.63488 | Residential |  | Winter Only | [5 empty] | 5.3 | 0.6 |  |  |  | 0 | 3 | 0 | 0 | 0 | 0 | 0 | 0 | 0 | 0 | 0 | 0 | 2009 Qtr 1: 0; 2009 Qtr 2: 0; 2009 Qtr 3: 0; 2009 Qtr 4: 3; 2010 Qtr 1: 0; 2010 Qtr 2: 0; 2010 Qtr 3: 0; 2010 Qtr 4: 0; 2011 Qtr 1: 0; 2011 Qtr 2: 0; 2011 Qtr 3: 0; 2011 Qtr 4: 0 | 3
0 | 211012-CFL 9W Globe Lamp - ISR=.76 |  | System | Residential | res:DEER:Indoor_CFL_Ltg | 0 |  |  |  |  | 2.2495 | 0 | 0 | 0 | 0 | 2.2495 | 19.2206 |  | kWh | 0.003192 | -0.37591 | Residential |  | Winter Only | [5 empty] | 5.3 | 0.85 |  |  |  | 0 | 3 | 0 | 0 | 0 | 0 | 0 | 0 | 0 | 0 | 0 | 0 | 2009 Qtr 1: 0; 2009 Qtr 2: 0; 2009 Qtr 3: 0; 2009 Qtr 4: 3; 2010 Qtr 1: 0; 2010 Qtr 2: 0; 2010 Qtr 3: 0; 2010 Qtr 4: 0; 2011 Qtr 1: 0; 2011 Qtr 2: 0; 2011 Qtr 3: 0; 2011 Qtr 4: 0 | 3
0 | 211016-CFL - 3 Way - 20 Watt median - ISR = 0.76 |  | System | Residential | res:DEER:Indoor_CFL_Ltg | 0 |  |  |  |  | 3.99 | 0 | 0 | 0 | 0 | 3.99 | 32.4614 |  | kWh | 0.0053907 | -0.63488 | Residential |  | Winter Only | [5 empty] | 5.3 | 0.6 |  |  |  | 0 | 2 | 0 | 0 | 0 | 0 | 0 | 0 | 0 | 0 | 0 | 0 | 2009 Qtr 1: 0; 2009 Qtr 2: 0; 2009 Qtr 3: 0; 2009 Qtr 4: 2; 2010 Qtr 1: 0; 2010 Qtr 2: 0; 2010 Qtr 3: 0; 2010 Qtr 4: 0; 2011 Qtr 1: 0; 2011 Qtr 2: 0; 2011 Qtr 3: 0; 2011 Qtr 4: 0 | 2
0 | 211016-CFL - 3 Way - 20 Watt median - ISR = 0.76 |  | System | Residential | res:DEER:Indoor_CFL_Ltg | 0 |  |  |  |  | 3.99 | 0 | 0 | 0 | 0 | 3.99 | 32.4614 |  | kWh | 0.0053907 | -0.63488 | Residential |  | Winter Only | [5 empty] | 5.3 | 0.6 |  |  |  | 0 | 5 | 0 | 0 | 0 | 0 | 0 | 0 | 0 | 0 | 0 | 0 | 2009 Qtr 1: 0; 2009 Qtr 2: 0; 2009 Qtr 3: 0; 2009 Qtr 4: 5; 2010 Qtr 1: 0; 2010 Qtr 2: 0; 2010 Qtr 3: 0; 2010 Qtr 4: 0; 2011 Qtr 1: 0; 2011 Qtr 2: 0; 2011 Qtr 3: 0; 2011 Qtr 4: 0 | 5
0 | 211015-CFL, 14W lamp, A-Line, Integral or Modular, Tube or Spiral or Flood - ISR=0.76 |  | System | Residential | res:DEER:Indoor_CFL_Ltg | 0 |  |  |  |  | 2.5 | 0 | 0 | 0 | 0 | 2.5 | 22.723 |  | kWh | 0.0037734 | -0.44441 | Residential |  | Winter Only | [5 empty] | 5.3 | 0.6 |  |  |  | 0 | 2 | 0 | 0 | 0 | 0 | 0 | 0 | 0 | 0 | 0 | 0 | 2009 Qtr 1: 0; 2009 Qtr 2: 0; 2009 Qtr 3: 0; 2009 Qtr 4: 2; 2010 Qtr 1: 0; 2010 Qtr 2: 0; 2010 Qtr 3: 0; 2010 Qtr 4: 0; 2011 Qtr 1: 0; 2011 Qtr 2: 0; 2011 Qtr 3: 0; 2011 Qtr 4: 0 | 2
0 | 211017-Floor Lamp - 2 23 Watt pin based |  | System | Residential | res:DEER:Indoor_CFL_Ltg | 0 |  |  |  |  | 38.9 | 0 | 0 | 0 | 0 | 38.9 | 98.2386 |  | kWh | 0.016314 | -1.9213 | Residential |  | Winter Only | [5 empty] | 15 | 0.6 |  |  |  | 0 | 2 | 0 | 0 | 0 | 0 | 0 | 0 | 0 | 0 | 0 | 0 | 2009 Qtr 1: 0; 2009 Qtr 2: 0; 2009 Qtr 3: 0; 2009 Qtr 4: 2; 2010 Qtr 1: 0; 2010 Qtr 2: 0; 2010 Qtr 3: 0; 2010 Qtr 4: 0; 2011 Qtr 1: 0; 2011 Qtr 2: 0; 2011 Qtr 3: 0; 2011 Qtr 4: 0 | 2
0 | 211004-23 Watt Intergral CFL - ISR=0.76 |  | System | Residential | res:DEER:Indoor_CFL_Ltg | 0 |  |  |  |  | 1.8498 | 0 | 0 | 0 | 0 | 1.8498 | 37.3307 |  | kWh | 0.0061993 | -0.73011 | Residential | [7 empty] | 6.6 | 0.6 |  |  |  | 0 | 3 | 0 | 0 | 0 | 0 | 0 | 0 | 0 | 0 | 0 | 0 | 2009 Qtr 1: 0; 2009 Qtr 2: 0; 2009 Qtr 3: 0; 2009 Qtr 4: 3; 2010 Qtr 1: 0; 2010 Qtr 2: 0; 2010 Qtr 3: 0; 2010 Qtr 4: 0; 2011 Qtr 1: 0; 2011 Qtr 2: 0; 2011 Qtr 3: 0; 2011 Qtr 4: 0 | 3
0 | 211015-CFL, 14W lamp, A-Line, Integral or Modular, Tube or Spiral or Flood - ISR=0.76 |  | System | Residential | res:DEER:Indoor_CFL_Ltg | 0 |  |  |  |  | 2.5 | 0 | 0 | 0 | 0 | 2.5 | 22.723 |  | kWh | 0.0037734 | -0.44441 | Residential |  | Winter Only | [5 empty] | 5.3 | 0.6 |  |  |  | 0 | 2 | 0 | 0 | 0 | 0 | 0 | 0 | 0 | 0 | 0 | 0 | 2009 Qtr 1: 0; 2009 Qtr 2: 0; 2009 Qtr 3: 0; 2009 Qtr 4: 2; 2010 Qtr 1: 0; 2010 Qtr 2: 0; 2010 Qtr 3: 0; 2010 Qtr 4: 0; 2011 Qtr 1: 0; 2011 Qtr 2: 0; 2011 Qtr 3: 0; 2011 Qtr 4: 0 | 2
0 | 211017-Floor Lamp - 2 23 Watt pin based |  | System | Residential | res:DEER:Indoor_CFL_Ltg | 0 |  |  |  |  | 38.9 | 0 | 0 | 0 | 0 | 38.9 | 98.2386 |  | kWh | 0.016314 | -1.9213 | Residential |  | Winter Only | [5 empty] | 15 | 0.6 |  |  |  | 0 | 1 | 0 | 0 | 0 | 0 | 0 | 0 | 0 | 0 | 0 | 0 | 2009 Qtr 1: 0; 2009 Qtr 2: 0; 2009 Qtr 3: 0; 2009 Qtr 4: 1; 2010 Qtr 1: 0; 2010 Qtr 2: 0; 2010 Qtr 3: 0; 2010 Qtr 4: 0; 2011 Qtr 1: 0; 2011 Qtr 2: 0; 2011 Qtr 3: 0; 2011 Qtr 4: 0 | 1
0 | 211015-CFL, 14W lamp, A-Line, Integral or Modular, Tube or Spiral or Flood - ISR=0.76 |  | System | Residential | res:DEER:Indoor_CFL_Ltg | 0 |  |  |  |  | 2.5 | 0 | 0 | 0 | 0 | 2.5 | 22.723 |  | kWh | 0.0037734 | -0.44441 | Residential |  | Winter Only | [5 empty] | 5.3 | 0.6 |  |  |  | 0 | 5 | 0 | 0 | 0 | 0 | 0 | 0 | 0 | 0 | 0 | 0 | 2009 Qtr 1: 0; 2009 Qtr 2: 0; 2009 Qtr 3: 0; 2009 Qtr 4: 5; 2010 Qtr 1: 0; 2010 Qtr 2: 0; 2010 Qtr 3: 0; 2010 Qtr 4: 0; 2011 Qtr 1: 0; 2011 Qtr 2: 0; 2011 Qtr 3: 0; 2011 Qtr 4: 0 | 5
0 | 211012-CFL 9W Globe Lamp - ISR=.76 |  | System | Residential | res:DEER:Indoor_CFL_Ltg | 0 |  |  |  |  | 2.2495 | 0 | 0 | 0 | 0 | 2.2495 | 19.2206 |  | kWh | 0.003192 | -0.37591 | Residential |  | Winter Only | [5 empty] | 5.3 | 0.85 |  |  |  | 0 | 5 | 0 | 0 | 0 | 0 | 0 | 0 | 0 | 0 | 0 | 0 | 2009 Qtr 1: 0; 2009 Qtr 2: 0; 2009 Qtr 3: 0; 2009 Qtr 4: 5; 2010 Qtr 1: 0; 2010 Qtr 2: 0; 2010 Qtr 3: 0; 2010 Qtr 4: 0; 2011 Qtr 1: 0; 2011 Qtr 2: 0; 2011 Qtr 3: 0; 2011 Qtr 4: 0 | 5
0 | 211015-CFL, 14W lamp, A-Line, Integral or Modular, Tube or Spiral or Flood - ISR=0.76 |  | System | Residential | res:DEER:Indoor_CFL_Ltg | 0 |  |  |  |  | 2.5 | 0 | 0 | 0 | 0 | 2.5 | 22.723 |  | kWh | 0.0037734 | -0.44441 | Residential |  | Winter Only | [5 empty] | 5.3 | 0.6 |  |  |  | 0 | 5 | 0 | 0 | 0 | 0 | 0 | 0 | 0 | 0 | 0 | 0 | 2009 Qtr 1: 0; 2009 Qtr 2: 0; 2009 Qtr 3: 0; 2009 Qtr 4: 5; 2010 Qtr 1: 0; 2010 Qtr 2: 0; 2010 Qtr 3: 0; 2010 Qtr 4: 0; 2011 Qtr 1: 0; 2011 Qtr 2: 0; 2011 Qtr 3: 0; 2011 Qtr 4: 0 | 5
0 | 211004-23 Watt Intergral CFL - ISR=0.76 |  | System | Residential | res:DEER:Indoor_CFL_Ltg | 0 |  |  |  |  | 1.8498 | 0 | 0 | 0 | 0 | 1.8498 | 37.3307 |  | kWh | 0.0061993 | -0.73011 | Residential | [7 empty] | 6.6 | 0.6 |  |  |  | 0 | 5 | 0 | 0 | 0 | 0 | 0 | 0 | 0 | 0 | 0 | 0 | 2009 Qtr 1: 0; 2009 Qtr 2: 0; 2009 Qtr 3: 0; 2009 Qtr 4: 5; 2010 Qtr 1: 0; 2010 Qtr 2: 0; 2010 Qtr 3: 0; 2010 Qtr 4: 0; 2011 Qtr 1: 0; 2011 Qtr 2: 0; 2011 Qtr 3: 0; 2011 Qtr 4: 0 | 5
0 | 211017-Floor Lamp - 2 23 Watt pin based |  | System | Residential | res:DEER:Indoor_CFL_Ltg | 0 |  |  |  |  | 38.9 | 0 | 0 | 0 | 0 | 38.9 | 98.2386 |  | kWh | 0.016314 | -1.9213 | Residential |  | Winter Only | [5 empty] | 15 | 0.6 |  |  |  | 0 | 2 | 0 | 0 | 0 | 0 | 0 | 0 | 0 | 0 | 0 | 0 | 2009 Qtr 1: 0; 2009 Qtr 2: 0; 2009 Qtr 3: 0; 2009 Qtr 4: 2; 2010 Qtr 1: 0; 2010 Qtr 2: 0; 2010 Qtr 3: 0; 2010 Qtr 4: 0; 2011 Qtr 1: 0; 2011 Qtr 2: 0; 2011 Qtr 3: 0; 2011 Qtr 4: 0 | 2
0 | 211012-CFL 9W Globe Lamp - ISR=.76 |  | System | Residential | res:DEER:Indoor_CFL_Ltg | 0 |  |  |  |  | 2.2495 | 0 | 0 | 0 | 0 | 2.2495 | 19.2206 |  | kWh | 0.003192 | -0.37591 | Residential |  | Winter Only | [5 empty] | 5.3 | 0.85 |  |  |  | 0 | 1 | 0 | 0 | 0 | 0 | 0 | 0 | 0 | 0 | 0 | 0 | 2009 Qtr 1: 0; 2009 Qtr 2: 0; 2009 Qtr 3: 0; 2009 Qtr 4: 1; 2010 Qtr 1: 0; 2010 Qtr 2: 0; 2010 Qtr 3: 0; 2010 Qtr 4: 0; 2011 Qtr 1: 0; 2011 Qtr 2: 0; 2011 Qtr 3: 0; 2011 Qtr 4: 0 | 1
0 | 211016-CFL - 3 Way - 20 Watt median - ISR = 0.76 |  | System | Residential | res:DEER:Indoor_CFL_Ltg | 0 |  |  |  |  | 3.99 | 0 | 0 | 0 | 0 | 3.99 | 32.4614 |  | kWh | 0.0053907 | -0.63488 | Residential |  | Winter Only | [5 empty] | 5.3 | 0.6 |  |  |  | 0 | 2 | 0 | 0 | 0 | 0 | 0 | 0 | 0 | 0 | 0 | 0 | 2009 Qtr 1: 0; 2009 Qtr 2: 0; 2009 Qtr 3: 0; 2009 Qtr 4: 2; 2010 Qtr 1: 0; 2010 Qtr 2: 0; 2010 Qtr 3: 0; 2010 Qtr 4: 0; 2011 Qtr 1: 0; 2011 Qtr 2: 0; 2011 Qtr 3: 0; 2011 Qtr 4: 0 | 2
0 | 211015-CFL, 14W lamp, A-Line, Integral or Modular, Tube or Spiral or Flood - ISR=0.76 |  | System | Residential | res:DEER:Indoor_CFL_Ltg | 0 |  |  |  |  | 2.5 | 0 | 0 | 0 | 0 | 2.5 | 22.723 |  | kWh | 0.0037734 | -0.44441 | Residential |  | Winter Only | [5 empty] | 5.3 | 0.6 |  |  |  | 0 | 2 | 0 | 0 | 0 | 0 | 0 | 0 | 0 | 0 | 0 | 0 | 2009 Qtr 1: 0; 2009 Qtr 2: 0; 2009 Qtr 3: 0; 2009 Qtr 4: 2; 2010 Qtr 1: 0; 2010 Qtr 2: 0; 2010 Qtr 3: 0; 2010 Qtr 4: 0; 2011 Qtr 1: 0; 2011 Qtr 2: 0; 2011 Qtr 3: 0; 2011 Qtr 4: 0 | 2
0 | 211013-Table Lamp 18-Watt Pin based |  | System | Residential | res:DEER:Indoor_CFL_Ltg | 0 |  |  |  |  | 20.9 | 0 | 0 | 0 | 0 | 20.9 | 38.4412 |  | kWh | 0.006383 | -0.75183 | Residential |  | Winter Only | [5 empty] | 15 | 0.85 |  |  |  | 0 | 2 | 0 | 0 | 0 | 0 | 0 | 0 | 0 | 0 | 0 | 0 | 2009 Qtr 1: 0; 2009 Qtr 2: 0; 2009 Qtr 3: 0; 2009 Qtr 4: 2; 2010 Qtr 1: 0; 2010 Qtr 2: 0; 2010 Qtr 3: 0; 2010 Qtr 4: 0; 2011 Qtr 1: 0; 2011 Qtr 2: 0; 2011 Qtr 3: 0; 2011 Qtr 4: 0 | 2
0 | 211004-23 Watt Intergral CFL - ISR=0.76 |  | System | Residential | res:DEER:Indoor_CFL_Ltg | 0 |  |  |  |  | 1.8498 | 0 | 0 | 0 | 0 | 1.8498 | 37.3307 |  | kWh | 0.0061993 | -0.73011 | Residential | [7 empty] | 6.6 | 0.6 |  |  |  | 0 | 4 | 0 | 0 | 0 | 0 | 0 | 0 | 0 | 0 | 0 | 0 | 2009 Qtr 1: 0; 2009 Qtr 2: 0; 2009 Qtr 3: 0; 2009 Qtr 4: 4; 2010 Qtr 1: 0; 2010 Qtr 2: 0; 2010 Qtr 3: 0; 2010 Qtr 4: 0; 2011 Qtr 1: 0; 2011 Qtr 2: 0; 2011 Qtr 3: 0; 2011 Qtr 4: 0 | 4
0 | 211016-CFL - 3 Way - 20 Watt median - ISR = 0.76 |  | System | Residential | res:DEER:Indoor_CFL_Ltg | 0 |  |  |  |  | 3.99 | 0 | 0 | 0 | 0 | 3.99 | 32.4614 |  | kWh | 0.0053907 | -0.63488 | Residential |  | Winter Only | [5 empty] | 5.3 | 0.6 |  |  |  | 0 | 1 | 0 | 0 | 0 | 0 | 0 | 0 | 0 | 0 | 0 | 0 | 2009 Qtr 1: 0; 2009 Qtr 2: 0; 2009 Qtr 3: 0; 2009 Qtr 4: 1; 2010 Qtr 1: 0; 2010 Qtr 2: 0; 2010 Qtr 3: 0; 2010 Qtr 4: 0; 2011 Qtr 1: 0; 2011 Qtr 2: 0; 2011 Qtr 3: 0; 2011 Qtr 4: 0 | 1
0 | 211012-CFL 9W Globe Lamp - ISR=.76 |  | System | Residential | res:DEER:Indoor_CFL_Ltg | 0 |  |  |  |  | 2.2495 | 0 | 0 | 0 | 0 | 2.2495 | 19.2206 |  | kWh | 0.003192 | -0.37591 | Residential |  | Winter Only | [5 empty] | 5.3 | 0.85 |  |  |  | 0 | 2 | 0 | 0 | 0 | 0 | 0 | 0 | 0 | 0 | 0 | 0 | 2009 Qtr 1: 0; 2009 Qtr 2: 0; 2009 Qtr 3: 0; 2009 Qtr 4: 2; 2010 Qtr 1: 0; 2010 Qtr 2: 0; 2010 Qtr 3: 0; 2010 Qtr 4: 0; 2011 Qtr 1: 0; 2011 Qtr 2: 0; 2011 Qtr 3: 0; 2011 Qtr 4: 0 | 2
0 | 211004-23 Watt Intergral CFL - ISR=0.76 |  | System | Residential | res:DEER:Indoor_CFL_Ltg | 0 |  |  |  |  | 1.8498 | 0 | 0 | 0 | 0 | 1.8498 | 37.3307 |  | kWh | 0.0061993 | -0.73011 | Residential | [7 empty] | 6.6 | 0.6 |  |  |  | 0 | 1 | 0 | 0 | 0 | 0 | 0 | 0 | 0 | 0 | 0 | 0 | 2009 Qtr 1: 0; 2009 Qtr 2: 0; 2009 Qtr 3: 0; 2009 Qtr 4: 1; 2010 Qtr 1: 0; 2010 Qtr 2: 0; 2010 Qtr 3: 0; 2010 Qtr 4: 0; 2011 Qtr 1: 0; 2011 Qtr 2: 0; 2011 Qtr 3: 0; 2011 Qtr 4: 0 | 1
0 | 211016-CFL - 3 Way - 20 Watt median - ISR = 0.76 |  | System | Residential | res:DEER:Indoor_CFL_Ltg | 0 |  |  |  |  | 3.99 | 0 | 0 | 0 | 0 | 3.99 | 32.4614 |  | kWh | 0.0053907 | -0.63488 | Residential |  | Winter Only | [5 empty] | 5.3 | 0.6 |  |  |  | 0 | 2 | 0 | 0 | 0 | 0 | 0 | 0 | 0 | 0 | 0 | 0 | 2009 Qtr 1: 0; 2009 Qtr 2: 0; 2009 Qtr 3: 0; 2009 Qtr 4: 2; 2010 Qtr 1: 0; 2010 Qtr 2: 0; 2010 Qtr 3: 0; 2010 Qtr 4: 0; 2011 Qtr 1: 0; 2011 Qtr 2: 0; 2011 Qtr 3: 0; 2011 Qtr 4: 0 | 2
0 | 211017-Floor Lamp - 2 23 Watt pin based |  | System | Residential | res:DEER:Indoor_CFL_Ltg | 0 |  |  |  |  | 38.9 | 0 | 0 | 0 | 0 | 38.9 | 98.2386 |  | kWh | 0.016314 | -1.9213 | Residential |  | Winter Only | [5 empty] | 15 | 0.6 |  |  |  | 0 | 2 | 0 | 0 | 0 | 0 | 0 | 0 | 0 | 0 | 0 | 0 | 2009 Qtr 1: 0; 2009 Qtr 2: 0; 2009 Qtr 3: 0; 2009 Qtr 4: 2; 2010 Qtr 1: 0; 2010 Qtr 2: 0; 2010 Qtr 3: 0; 2010 Qtr 4: 0; 2011 Qtr 1: 0; 2011 Qtr 2: 0; 2011 Qtr 3: 0; 2011 Qtr 4: 0 | 2
0 | 211012-CFL 9W Globe Lamp - ISR=.76 |  | System | Residential | res:DEER:Indoor_CFL_Ltg | 0 |  |  |  |  | 2.2495 | 0 | 0 | 0 | 0 | 2.2495 | 19.2206 |  | kWh | 0.003192 | -0.37591 | Residential |  | Winter Only | [5 empty] | 5.3 | 0.85 |  |  |  | 0 | 2 | 0 | 0 | 0 | 0 | 0 | 0 | 0 | 0 | 0 | 0 | 2009 Qtr 1: 0; 2009 Qtr 2: 0; 2009 Qtr 3: 0; 2009 Qtr 4: 2; 2010 Qtr 1: 0; 2010 Qtr 2: 0; 2010 Qtr 3: 0; 2010 Qtr 4: 0; 2011 Qtr 1: 0; 2011 Qtr 2: 0; 2011 Qtr 3: 0; 2011 Qtr 4: 0 | 2
0 | 211015-CFL, 14W lamp, A-Line, Integral or Modular, Tube or Spiral or Flood - ISR=0.76 |  | System | Residential | res:DEER:Indoor_CFL_Ltg | 0 |  |  |  |  | 2.5 | 0 | 0 | 0 | 0 | 2.5 | 22.723 |  | kWh | 0.0037734 | -0.44441 | Residential |  | Winter Only | [5 empty] | 5.3 | 0.6 |  |  |  | 0 | 3 | 0 | 0 | 0 | 0 | 0 | 0 | 0 | 0 | 0 | 0 | 2009 Qtr 1: 0; 2009 Qtr 2: 0; 2009 Qtr 3: 0; 2009 Qtr 4: 3; 2010 Qtr 1: 0; 2010 Qtr 2: 0; 2010 Qtr 3: 0; 2010 Qtr 4: 0; 2011 Qtr 1: 0; 2011 Qtr 2: 0; 2011 Qtr 3: 0; 2011 Qtr 4: 0 | 3
0 | 211004-23 Watt Intergral CFL - ISR=0.76 |  | System | Residential | res:DEER:Indoor_CFL_Ltg | 0 |  |  |  |  | 1.8498 | 0 | 0 | 0 | 0 | 1.8498 | 37.3307 |  | kWh | 0.0061993 | -0.73011 | Residential | [7 empty] | 6.6 | 0.6 |  |  |  | 0 | 2 | 0 | 0 | 0 | 0 | 0 | 0 | 0 | 0 | 0 | 0 | 2009 Qtr 1: 0; 2009 Qtr 2: 0; 2009 Qtr 3: 0; 2009 Qtr 4: 2; 2010 Qtr 1: 0; 2010 Qtr 2: 0; 2010 Qtr 3: 0; 2010 Qtr 4: 0; 2011 Qtr 1: 0; 2011 Qtr 2: 0; 2011 Qtr 3: 0; 2011 Qtr 4: 0 | 2
0 | 211015-CFL, 14W lamp, A-Line, Integral or Modular, Tube or Spiral or Flood - ISR=0.76 |  | System | Residential | res:DEER:Indoor_CFL_Ltg | 0 |  |  |  |  | 2.5 | 0 | 0 | 0 | 0 | 2.5 | 22.723 |  | kWh | 0.0037734 | -0.44441 | Residential |  | Winter Only | [5 empty] | 5.3 | 0.6 |  |  |  | 0 | 3 | 0 | 0 | 0 | 0 | 0 | 0 | 0 | 0 | 0 | 0 | 2009 Qtr 1: 0; 2009 Qtr 2: 0; 2009 Qtr 3: 0; 2009 Qtr 4: 3; 2010 Qtr 1: 0; 2010 Qtr 2: 0; 2010 Qtr 3: 0; 2010 Qtr 4: 0; 2011 Qtr 1: 0; 2011 Qtr 2: 0; 2011 Qtr 3: 0; 2011 Qtr 4: 0 | 3
0 | 211004-23 Watt Intergral CFL - ISR=0.76 |  | System | Residential | res:DEER:Indoor_CFL_Ltg | 0 |  |  |  |  | 1.8498 | 0 | 0 | 0 | 0 | 1.8498 | 37.3307 |  | kWh | 0.0061993 | -0.73011 | Residential | [7 empty] | 6.6 | 0.6 |  |  |  | 0 | 5 | 0 | 0 | 0 | 0 | 0 | 0 | 0 | 0 | 0 | 0 | 2009 Qtr 1: 0; 2009 Qtr 2: 0; 2009 Qtr 3: 0; 2009 Qtr 4: 5; 2010 Qtr 1: 0; 2010 Qtr 2: 0; 2010 Qtr 3: 0; 2010 Qtr 4: 0; 2011 Qtr 1: 0; 2011 Qtr 2: 0; 2011 Qtr 3: 0; 2011 Qtr 4: 0 | 5
0 | 211017-Floor Lamp - 2 23 Watt pin based |  | System | Residential | res:DEER:Indoor_CFL_Ltg | 0 |  |  |  |  | 38.9 | 0 | 0 | 0 | 0 | 38.9 | 98.2386 |  | kWh | 0.016314 | -1.9213 | Residential |  | Winter Only | [5 empty] | 15 | 0.6 |  |  |  | 0 | 1 | 0 | 0 | 0 | 0 | 0 | 0 | 0 | 0 | 0 | 0 | 2009 Qtr 1: 0; 2009 Qtr 2: 0; 2009 Qtr 3: 0; 2009 Qtr 4: 1; 2010 Qtr 1: 0; 2010 Qtr 2: 0; 2010 Qtr 3: 0; 2010 Qtr 4: 0; 2011 Qtr 1: 0; 2011 Qtr 2: 0; 2011 Qtr 3: 0; 2011 Qtr 4: 0 | 1
0 | 211012-CFL 9W Globe Lamp - ISR=.76 |  | System | Residential | res:DEER:Indoor_CFL_Ltg | 0 |  |  |  |  | 2.2495 | 0 | 0 | 0 | 0 | 2.2495 | 19.2206 |  | kWh | 0.003192 | -0.37591 | Residential |  | Winter Only | [5 empty] | 5.3 | 0.85 |  |  |  | 0 | 3 | 0 | 0 | 0 | 0 | 0 | 0 | 0 | 0 | 0 | 0 | 2009 Qtr 1: 0; 2009 Qtr 2: 0; 2009 Qtr 3: 0; 2009 Qtr 4: 3; 2010 Qtr 1: 0; 2010 Qtr 2: 0; 2010 Qtr 3: 0; 2010 Qtr 4: 0; 2011 Qtr 1: 0; 2011 Qtr 2: 0; 2011 Qtr 3: 0; 2011 Qtr 4: 0 | 3
0 | 211015-CFL, 14W lamp, A-Line, Integral or Modular, Tube or Spiral or Flood - ISR=0.76 |  | System | Residential | res:DEER:Indoor_CFL_Ltg | 0 |  |  |  |  | 2.5 | 0 | 0 | 0 | 0 | 2.5 | 22.723 |  | kWh | 0.0037734 | -0.44441 | Residential |  | Winter Only | [5 empty] | 5.3 | 0.6 |  |  |  | 0 | 2 | 0 | 0 | 0 | 0 | 0 | 0 | 0 | 0 | 0 | 0 | 2009 Qtr 1: 0; 2009 Qtr 2: 0; 2009 Qtr 3: 0; 2009 Qtr 4: 2; 2010 Qtr 1: 0; 2010 Qtr 2: 0; 2010 Qtr 3: 0; 2010 Qtr 4: 0; 2011 Qtr 1: 0; 2011 Qtr 2: 0; 2011 Qtr 3: 0; 2011 Qtr 4: 0 | 2
0 | 211015-CFL, 14W lamp, A-Line, Integral or Modular, Tube or Spiral or Flood - ISR=0.76 |  | System | Residential | res:DEER:Indoor_CFL_Ltg | 0 |  |  |  |  | 2.5 | 0 | 0 | 0 | 0 | 2.5 | 22.723 |  | kWh | 0.0037734 | -0.44441 | Residential |  | Winter Only | [5 empty] | 5.3 | 0.6 |  |  |  | 0 | 5 | 0 | 0 | 0 | 0 | 0 | 0 | 0 | 0 | 0 | 0 | 2009 Qtr 1: 0; 2009 Qtr 2: 0; 2009 Qtr 3: 0; 2009 Qtr 4: 5; 2010 Qtr 1: 0; 2010 Qtr 2: 0; 2010 Qtr 3: 0; 2010 Qtr 4: 0; 2011 Qtr 1: 0; 2011 Qtr 2: 0; 2011 Qtr 3: 0; 2011 Qtr 4: 0 | 5
0 | 211004-23 Watt Intergral CFL - ISR=0.76 |  | System | Residential | res:DEER:Indoor_CFL_Ltg | 0 |  |  |  |  | 1.8498 | 0 | 0 | 0 | 0 | 1.8498 | 37.3307 |  | kWh | 0.0061993 | -0.73011 | Residential | [7 empty] | 6.6 | 0.6 |  |  |  | 0 | 2 | 0 | 0 | 0 | 0 | 0 | 0 | 0 | 0 | 0 | 0 | 2009 Qtr 1: 0; 2009 Qtr 2: 0; 2009 Qtr 3: 0; 2009 Qtr 4: 2; 2010 Qtr 1: 0; 2010 Qtr 2: 0; 2010 Qtr 3: 0; 2010 Qtr 4: 0; 2011 Qtr 1: 0; 2011 Qtr 2: 0; 2011 Qtr 3: 0; 2011 Qtr 4: 0 | 2
0 | 211016-CFL - 3 Way - 20 Watt median - ISR = 0.76 |  | System | Residential | res:DEER:Indoor_CFL_Ltg | 0 |  |  |  |  | 3.99 | 0 | 0 | 0 | 0 | 3.99 | 32.4614 |  | kWh | 0.0053907 | -0.63488 | Residential |  | Winter Only | [5 empty] | 5.3 | 0.6 |  |  |  | 0 | 1 | 0 | 0 | 0 | 0 | 0 | 0 | 0 | 0 | 0 | 0 | 2009 Qtr 1: 0; 2009 Qtr 2: 0; 2009 Qtr 3: 0; 2009 Qtr 4: 1; 2010 Qtr 1: 0; 2010 Qtr 2: 0; 2010 Qtr 3: 0; 2010 Qtr 4: 0; 2011 Qtr 1: 0; 2011 Qtr 2: 0; 2011 Qtr 3: 0; 2011 Qtr 4: 0 | 1
0 | 211004-23 Watt Intergral CFL - ISR=0.76 |  | System | Residential | res:DEER:Indoor_CFL_Ltg | 0 |  |  |  |  | 1.8498 | 0 | 0 | 0 | 0 | 1.8498 | 37.3307 |  | kWh | 0.0061993 | -0.73011 | Residential | [7 empty] | 6.6 | 0.6 |  |  |  | 0 | 2 | 0 | 0 | 0 | 0 | 0 | 0 | 0 | 0 | 0 | 0 | 2009 Qtr 1: 0; 2009 Qtr 2: 0; 2009 Qtr 3: 0; 2009 Qtr 4: 2; 2010 Qtr 1: 0; 2010 Qtr 2: 0; 2010 Qtr 3: 0; 2010 Qtr 4: 0; 2011 Qtr 1: 0; 2011 Qtr 2: 0; 2011 Qtr 3: 0; 2011 Qtr 4: 0 | 2
0 | 211017-Floor Lamp - 2 23 Watt pin based |  | System | Residential | res:DEER:Indoor_CFL_Ltg | 0 |  |  |  |  | 38.9 | 0 | 0 | 0 | 0 | 38.9 | 98.2386 |  | kWh | 0.016314 | -1.9213 | Residential |  | Winter Only | [5 empty] | 15 | 0.6 |  |  |  | 0 | 2 | 0 | 0 | 0 | 0 | 0 | 0 | 0 | 0 | 0 | 0 | 2009 Qtr 1: 0; 2009 Qtr 2: 0; 2009 Qtr 3: 0; 2009 Qtr 4: 2; 2010 Qtr 1: 0; 2010 Qtr 2: 0; 2010 Qtr 3: 0; 2010 Qtr 4: 0; 2011 Qtr 1: 0; 2011 Qtr 2: 0; 2011 Qtr 3: 0; 2011 Qtr 4: 0 | 2
0 | 211016-CFL - 3 Way - 20 Watt median - ISR = 0.76 |  | System | Residential | res:DEER:Indoor_CFL_Ltg | 0 |  |  |  |  | 3.99 | 0 | 0 | 0 | 0 | 3.99 | 32.4614 |  | kWh | 0.0053907 | -0.63488 | Residential |  | Winter Only | [5 empty] | 5.3 | 0.6 |  |  |  | 0 | 5 | 0 | 0 | 0 | 0 | 0 | 0 | 0 | 0 | 0 | 0 | 2009 Qtr 1: 0; 2009 Qtr 2: 0; 2009 Qtr 3: 0; 2009 Qtr 4: 5; 2010 Qtr 1: 0; 2010 Qtr 2: 0; 2010 Qtr 3: 0; 2010 Qtr 4: 0; 2011 Qtr 1: 0; 2011 Qtr 2: 0; 2011 Qtr 3: 0; 2011 Qtr 4: 0 | 5
0 | 211017-Floor Lamp - 2 23 Watt pin based |  | System | Residential | res:DEER:Indoor_CFL_Ltg | 0 |  |  |  |  | 38.9 | 0 | 0 | 0 | 0 | 38.9 | 98.2386 |  | kWh | 0.016314 | -1.9213 | Residential |  | Winter Only | [5 empty] | 15 | 0.6 |  |  |  | 0 | 1 | 0 | 0 | 0 | 0 | 0 | 0 | 0 | 0 | 0 | 0 | 2009 Qtr 1: 0; 2009 Qtr 2: 0; 2009 Qtr 3: 0; 2009 Qtr 4: 1; 2010 Qtr 1: 0; 2010 Qtr 2: 0; 2010 Qtr 3: 0; 2010 Qtr 4: 0; 2011 Qtr 1: 0; 2011 Qtr 2: 0; 2011 Qtr 3: 0; 2011 Qtr 4: 0 | 1
0 | 211012-CFL 9W Globe Lamp - ISR=.76 |  | System | Residential | res:DEER:Indoor_CFL_Ltg | 0 |  |  |  |  | 2.2495 | 0 | 0 | 0 | 0 | 2.2495 | 19.2206 |  | kWh | 0.003192 | -0.37591 | Residential |  | Winter Only | [5 empty] | 5.3 | 0.85 |  |  |  | 0 | 4 | 0 | 0 | 0 | 0 | 0 | 0 | 0 | 0 | 0 | 0 | 2009 Qtr 1: 0; 2009 Qtr 2: 0; 2009 Qtr 3: 0; 2009 Qtr 4: 4; 2010 Qtr 1: 0; 2010 Qtr 2: 0; 2010 Qtr 3: 0; 2010 Qtr 4: 0; 2011 Qtr 1: 0; 2011 Qtr 2: 0; 2011 Qtr 3: 0; 2011 Qtr 4: 0 | 4
0 | 211004-23 Watt Intergral CFL - ISR=0.76 |  | System | Residential | res:DEER:Indoor_CFL_Ltg | 0 |  |  |  |  | 1.8498 | 0 | 0 | 0 | 0 | 1.8498 | 37.3307 |  | kWh | 0.0061993 | -0.73011 | Residential | [7 empty] | 6.6 | 0.6 |  |  |  | 0 | 1 | 0 | 0 | 0 | 0 | 0 | 0 | 0 | 0 | 0 | 0 | 2009 Qtr 1: 0; 2009 Qtr 2: 0; 2009 Qtr 3: 0; 2009 Qtr 4: 1; 2010 Qtr 1: 0; 2010 Qtr 2: 0; 2010 Qtr 3: 0; 2010 Qtr 4: 0; 2011 Qtr 1: 0; 2011 Qtr 2: 0; 2011 Qtr 3: 0; 2011 Qtr 4: 0 | 1
0 | 211016-CFL - 3 Way - 20 Watt median - ISR = 0.76 |  | System | Residential | res:DEER:Indoor_CFL_Ltg | 0 |  |  |  |  | 3.99 | 0 | 0 | 0 | 0 | 3.99 | 32.4614 |  | kWh | 0.0053907 | -0.63488 | Residential |  | Winter Only | [5 empty] | 5.3 | 0.6 |  |  |  | 0 | 1 | 0 | 0 | 0 | 0 | 0 | 0 | 0 | 0 | 0 | 0 | 2009 Qtr 1: 0; 2009 Qtr 2: 0; 2009 Qtr 3: 0; 2009 Qtr 4: 1; 2010 Qtr 1: 0; 2010 Qtr 2: 0; 2010 Qtr 3: 0; 2010 Qtr 4: 0; 2011 Qtr 1: 0; 2011 Qtr 2: 0; 2011 Qtr 3: 0; 2011 Qtr 4: 0 | 1
0 | 211013-Table Lamp 18-Watt Pin based |  | System | Residential | res:DEER:Indoor_CFL_Ltg | 0 |  |  |  |  | 20.9 | 0 | 0 | 0 | 0 | 20.9 | 38.4412 |  | kWh | 0.006383 | -0.75183 | Residential |  | Winter Only | [5 empty] | 15 | 0.85 |  |  |  | 0 | 2 | 0 | 0 | 0 | 0 | 0 | 0 | 0 | 0 | 0 | 0 | 2009 Qtr 1: 0; 2009 Qtr 2: 0; 2009 Qtr 3: 0; 2009 Qtr 4: 2; 2010 Qtr 1: 0; 2010 Qtr 2: 0; 2010 Qtr 3: 0; 2010 Qtr 4: 0; 2011 Qtr 1: 0; 2011 Qtr 2: 0; 2011 Qtr 3: 0; 2011 Qtr 4: 0 | 2
0 | 211015-CFL, 14W lamp, A-Line, Integral or Modular, Tube or Spiral or Flood - ISR=0.76 |  | System | Residential | res:DEER:Indoor_CFL_Ltg | 0 |  |  |  |  | 2.5 | 0 | 0 | 0 | 0 | 2.5 | 22.723 |  | kWh | 0.0037734 | -0.44441 | Residential |  | Winter Only | [5 empty] | 5.3 | 0.6 |  |  |  | 0 | 1 | 0 | 0 | 0 | 0 | 0 | 0 | 0 | 0 | 0 | 0 | 2009 Qtr 1: 0; 2009 Qtr 2: 0; 2009 Qtr 3: 0; 2009 Qtr 4: 1; 2010 Qtr 1: 0; 2010 Qtr 2: 0; 2010 Qtr 3: 0; 2010 Qtr 4: 0; 2011 Qtr 1: 0; 2011 Qtr 2: 0; 2011 Qtr 3: 0; 2011 Qtr 4: 0 | 1
0 | 211017-Floor Lamp - 2 23 Watt pin based |  | System | Residential | res:DEER:Indoor_CFL_Ltg | 0 |  |  |  |  | 38.9 | 0 | 0 | 0 | 0 | 38.9 | 98.2386 |  | kWh | 0.016314 | -1.9213 | Residential |  | Winter Only | [5 empty] | 15 | 0.6 |  |  |  | 0 | 1 | 0 | 0 | 0 | 0 | 0 | 0 | 0 | 0 | 0 | 0 | 2009 Qtr 1: 0; 2009 Qtr 2: 0; 2009 Qtr 3: 0; 2009 Qtr 4: 1; 2010 Qtr 1: 0; 2010 Qtr 2: 0; 2010 Qtr 3: 0; 2010 Qtr 4: 0; 2011 Qtr 1: 0; 2011 Qtr 2: 0; 2011 Qtr 3: 0; 2011 Qtr 4: 0 | 1
0 | 211012-CFL 9W Globe Lamp - ISR=.76 |  | System | Residential | res:DEER:Indoor_CFL_Ltg | 0 |  |  |  |  | 2.2495 | 0 | 0 | 0 | 0 | 2.2495 | 19.2206 |  | kWh | 0.003192 | -0.37591 | Residential |  | Winter Only | [5 empty] | 5.3 | 0.85 |  |  |  | 0 | 5 | 0 | 0 | 0 | 0 | 0 | 0 | 0 | 0 | 0 | 0 | 2009 Qtr 1: 0; 2009 Qtr 2: 0; 2009 Qtr 3: 0; 2009 Qtr 4: 5; 2010 Qtr 1: 0; 2010 Qtr 2: 0; 2010 Qtr 3: 0; 2010 Qtr 4: 0; 2011 Qtr 1: 0; 2011 Qtr 2: 0; 2011 Qtr 3: 0; 2011 Qtr 4: 0 | 5
0 | 211013-Table Lamp 18-Watt Pin based |  | System | Residential | res:DEER:Indoor_CFL_Ltg | 0 |  |  |  |  | 20.9 | 0 | 0 | 0 | 0 | 20.9 | 38.4412 |  | kWh | 0.006383 | -0.75183 | Residential |  | Winter Only | [5 empty] | 15 | 0.85 |  |  |  | 0 | 2 | 0 | 0 | 0 | 0 | 0 | 0 | 0 | 0 | 0 | 0 | 2009 Qtr 1: 0; 2009 Qtr 2: 0; 2009 Qtr 3: 0; 2009 Qtr 4: 2; 2010 Qtr 1: 0; 2010 Qtr 2: 0; 2010 Qtr 3: 0; 2010 Qtr 4: 0; 2011 Qtr 1: 0; 2011 Qtr 2: 0; 2011 Qtr 3: 0; 2011 Qtr 4: 0 | 2
0 | 211012-CFL 9W Globe Lamp - ISR=.76 |  | System | Residential | res:DEER:Indoor_CFL_Ltg | 0 |  |  |  |  | 2.2495 | 0 | 0 | 0 | 0 | 2.2495 | 19.2206 |  | kWh | 0.003192 | -0.37591 | Residential |  | Winter Only | [5 empty] | 5.3 | 0.85 |  |  |  | 0 | 1 | 0 | 0 | 0 | 0 | 0 | 0 | 0 | 0 | 0 | 0 | 2009 Qtr 1: 0; 2009 Qtr 2: 0; 2009 Qtr 3: 0; 2009 Qtr 4: 1; 2010 Qtr 1: 0; 2010 Qtr 2: 0; 2010 Qtr 3: 0; 2010 Qtr 4: 0; 2011 Qtr 1: 0; 2011 Qtr 2: 0; 2011 Qtr 3: 0; 2011 Qtr 4: 0 | 1
0 | 211015-CFL, 14W lamp, A-Line, Integral or Modular, Tube or Spiral or Flood - ISR=0.76 |  | System | Residential | res:DEER:Indoor_CFL_Ltg | 0 |  |  |  |  | 2.5 | 0 | 0 | 0 | 0 | 2.5 | 22.723 |  | kWh | 0.0037734 | -0.44441 | Residential |  | Winter Only | [5 empty] | 5.3 | 0.6 |  |  |  | 0 | 2 | 0 | 0 | 0 | 0 | 0 | 0 | 0 | 0 | 0 | 0 | 2009 Qtr 1: 0; 2009 Qtr 2: 0; 2009 Qtr 3: 0; 2009 Qtr 4: 2; 2010 Qtr 1: 0; 2010 Qtr 2: 0; 2010 Qtr 3: 0; 2010 Qtr 4: 0; 2011 Qtr 1: 0; 2011 Qtr 2: 0; 2011 Qtr 3: 0; 2011 Qtr 4: 0 | 2
0 | 211012-CFL 9W Globe Lamp - ISR=.76 |  | System | Residential | res:DEER:Indoor_CFL_Ltg | 0 |  |  |  |  | 2.2495 | 0 | 0 | 0 | 0 | 2.2495 | 19.2206 |  | kWh | 0.003192 | -0.37591 | Residential |  | Winter Only | [5 empty] | 5.3 | 0.85 |  |  |  | 0 | 5 | 0 | 0 | 0 | 0 | 0 | 0 | 0 | 0 | 0 | 0 | 2009 Qtr 1: 0; 2009 Qtr 2: 0; 2009 Qtr 3: 0; 2009 Qtr 4: 5; 2010 Qtr 1: 0; 2010 Qtr 2: 0; 2010 Qtr 3: 0; 2010 Qtr 4: 0; 2011 Qtr 1: 0; 2011 Qtr 2: 0; 2011 Qtr 3: 0; 2011 Qtr 4: 0 | 5
0 | 211015-CFL, 14W lamp, A-Line, Integral or Modular, Tube or Spiral or Flood - ISR=0.76 |  | System | Residential | res:DEER:Indoor_CFL_Ltg | 0 |  |  |  |  | 2.5 | 0 | 0 | 0 | 0 | 2.5 | 22.723 |  | kWh | 0.0037734 | -0.44441 | Residential |  | Winter Only | [5 empty] | 5.3 | 0.6 |  |  |  | 0 | 5 | 0 | 0 | 0 | 0 | 0 | 0 | 0 | 0 | 0 | 0 | 2009 Qtr 1: 0; 2009 Qtr 2: 0; 2009 Qtr 3: 0; 2009 Qtr 4: 5; 2010 Qtr 1: 0; 2010 Qtr 2: 0; 2010 Qtr 3: 0; 2010 Qtr 4: 0; 2011 Qtr 1: 0; 2011 Qtr 2: 0; 2011 Qtr 3: 0; 2011 Qtr 4: 0 | 5
0 | 211016-CFL - 3 Way - 20 Watt median - ISR = 0.76 |  | System | Residential | res:DEER:Indoor_CFL_Ltg | 0 |  |  |  |  | 3.99 | 0 | 0 | 0 | 0 | 3.99 | 32.4614 |  | kWh | 0.0053907 | -0.63488 | Residential |  | Winter Only | [5 empty] | 5.3 | 0.6 |  |  |  | 0 | 1 | 0 | 0 | 0 | 0 | 0 | 0 | 0 | 0 | 0 | 0 | 2009 Qtr 1: 0; 2009 Qtr 2: 0; 2009 Qtr 3: 0; 2009 Qtr 4: 1; 2010 Qtr 1: 0; 2010 Qtr 2: 0; 2010 Qtr 3: 0; 2010 Qtr 4: 0; 2011 Qtr 1: 0; 2011 Qtr 2: 0; 2011 Qtr 3: 0; 2011 Qtr 4: 0 | 1
0 | 211015-CFL, 14W lamp, A-Line, Integral or Modular, Tube or Spiral or Flood - ISR=0.76 |  | System | Residential | res:DEER:Indoor_CFL_Ltg | 0 |  |  |  |  | 2.5 | 0 | 0 | 0 | 0 | 2.5 | 22.723 |  | kWh | 0.0037734 | -0.44441 | Residential |  | Winter Only | [5 empty] | 5.3 | 0.6 |  |  |  | 0 | 4 | 0 | 0 | 0 | 0 | 0 | 0 | 0 | 0 | 0 | 0 | 2009 Qtr 1: 0; 2009 Qtr 2: 0; 2009 Qtr 3: 0; 2009 Qtr 4: 4; 2010 Qtr 1: 0; 2010 Qtr 2: 0; 2010 Qtr 3: 0; 2010 Qtr 4: 0; 2011 Qtr 1: 0; 2011 Qtr 2: 0; 2011 Qtr 3: 0; 2011 Qtr 4: 0 | 4
0 | 211015-CFL, 14W lamp, A-Line, Integral or Modular, Tube or Spiral or Flood - ISR=0.76 |  | System | Residential | res:DEER:Indoor_CFL_Ltg | 0 |  |  |  |  | 2.5 | 0 | 0 | 0 | 0 | 2.5 | 22.723 |  | kWh | 0.0037734 | -0.44441 | Residential |  | Winter Only | [5 empty] | 5.3 | 0.6 |  |  |  | 0 | 5 | 0 | 0 | 0 | 0 | 0 | 0 | 0 | 0 | 0 | 0 | 2009 Qtr 1: 0; 2009 Qtr 2: 0; 2009 Qtr 3: 0; 2009 Qtr 4: 5; 2010 Qtr 1: 0; 2010 Qtr 2: 0; 2010 Qtr 3: 0; 2010 Qtr 4: 0; 2011 Qtr 1: 0; 2011 Qtr 2: 0; 2011 Qtr 3: 0; 2011 Qtr 4: 0 | 5
0 | 211004-23 Watt Intergral CFL - ISR=0.76 |  | System | Residential | res:DEER:Indoor_CFL_Ltg | 0 |  |  |  |  | 1.8498 | 0 | 0 | 0 | 0 | 1.8498 | 37.3307 |  | kWh | 0.0061993 | -0.73011 | Residential | [7 empty] | 6.6 | 0.6 |  |  |  | 0 | 2 | 0 | 0 | 0 | 0 | 0 | 0 | 0 | 0 | 0 | 0 | 2009 Qtr 1: 0; 2009 Qtr 2: 0; 2009 Qtr 3: 0; 2009 Qtr 4: 2; 2010 Qtr 1: 0; 2010 Qtr 2: 0; 2010 Qtr 3: 0; 2010 Qtr 4: 0; 2011 Qtr 1: 0; 2011 Qtr 2: 0; 2011 Qtr 3: 0; 2011 Qtr 4: 0 | 2
0 | 211016-CFL - 3 Way - 20 Watt median - ISR = 0.76 |  | System | Residential | res:DEER:Indoor_CFL_Ltg | 0 |  |  |  |  | 3.99 | 0 | 0 | 0 | 0 | 3.99 | 32.4614 |  | kWh | 0.0053907 | -0.63488 | Residential |  | Winter Only | [5 empty] | 5.3 | 0.6 |  |  |  | 0 | 3 | 0 | 0 | 0 | 0 | 0 | 0 | 0 | 0 | 0 | 0 | 2009 Qtr 1: 0; 2009 Qtr 2: 0; 2009 Qtr 3: 0; 2009 Qtr 4: 3; 2010 Qtr 1: 0; 2010 Qtr 2: 0; 2010 Qtr 3: 0; 2010 Qtr 4: 0; 2011 Qtr 1: 0; 2011 Qtr 2: 0; 2011 Qtr 3: 0; 2011 Qtr 4: 0 | 3
0 | 211012-CFL 9W Globe Lamp - ISR=.76 |  | System | Residential | res:DEER:Indoor_CFL_Ltg | 0 |  |  |  |  | 2.2495 | 0 | 0 | 0 | 0 | 2.2495 | 19.2206 |  | kWh | 0.003192 | -0.37591 | Residential |  | Winter Only | [5 empty] | 5.3 | 0.85 |  |  |  | 0 | 2 | 0 | 0 | 0 | 0 | 0 | 0 | 0 | 0 | 0 | 0 | 2009 Qtr 1: 0; 2009 Qtr 2: 0; 2009 Qtr 3: 0; 2009 Qtr 4: 2; 2010 Qtr 1: 0; 2010 Qtr 2: 0; 2010 Qtr 3: 0; 2010 Qtr 4: 0; 2011 Qtr 1: 0; 2011 Qtr 2: 0; 2011 Qtr 3: 0; 2011 Qtr 4: 0 | 2
0 | 211013-Table Lamp 18-Watt Pin based |  | System | Residential | res:DEER:Indoor_CFL_Ltg | 0 |  |  |  |  | 20.9 | 0 | 0 | 0 | 0 | 20.9 | 38.4412 |  | kWh | 0.006383 | -0.75183 | Residential |  | Winter Only | [5 empty] | 15 | 0.85 |  |  |  | 0 | 2 | 0 | 0 | 0 | 0 | 0 | 0 | 0 | 0 | 0 | 0 | 2009 Qtr 1: 0; 2009 Qtr 2: 0; 2009 Qtr 3: 0; 2009 Qtr 4: 2; 2010 Qtr 1: 0; 2010 Qtr 2: 0; 2010 Qtr 3: 0; 2010 Qtr 4: 0; 2011 Qtr 1: 0; 2011 Qtr 2: 0; 2011 Qtr 3: 0; 2011 Qtr 4: 0 | 2
0 | 211012-CFL 9W Globe Lamp - ISR=.76 |  | System | Residential | res:DEER:Indoor_CFL_Ltg | 0 |  |  |  |  | 2.2495 | 0 | 0 | 0 | 0 | 2.2495 | 19.2206 |  | kWh | 0.003192 | -0.37591 | Residential |  | Winter Only | [5 empty] | 5.3 | 0.85 |  |  |  | 0 | 2 | 0 | 0 | 0 | 0 | 0 | 0 | 0 | 0 | 0 | 0 | 2009 Qtr 1: 0; 2009 Qtr 2: 0; 2009 Qtr 3: 0; 2009 Qtr 4: 2; 2010 Qtr 1: 0; 2010 Qtr 2: 0; 2010 Qtr 3: 0; 2010 Qtr 4: 0; 2011 Qtr 1: 0; 2011 Qtr 2: 0; 2011 Qtr 3: 0; 2011 Qtr 4: 0 | 2
0 | 211015-CFL, 14W lamp, A-Line, Integral or Modular, Tube or Spiral or Flood - ISR=0.76 |  | System | Residential | res:DEER:Indoor_CFL_Ltg | 0 |  |  |  |  | 2.5 | 0 | 0 | 0 | 0 | 2.5 | 22.723 |  | kWh | 0.0037734 | -0.44441 | Residential |  | Winter Only | [5 empty] | 5.3 | 0.6 |  |  |  | 0 | 3 | 0 | 0 | 0 | 0 | 0 | 0 | 0 | 0 | 0 | 0 | 2009 Qtr 1: 0; 2009 Qtr 2: 0; 2009 Qtr 3: 0; 2009 Qtr 4: 3; 2010 Qtr 1: 0; 2010 Qtr 2: 0; 2010 Qtr 3: 0; 2010 Qtr 4: 0; 2011 Qtr 1: 0; 2011 Qtr 2: 0; 2011 Qtr 3: 0; 2011 Qtr 4: 0 | 3
0 | 211012-CFL 9W Globe Lamp - ISR=.76 |  | System | Residential | res:DEER:Indoor_CFL_Ltg | 0 |  |  |  |  | 2.2495 | 0 | 0 | 0 | 0 | 2.2495 | 19.2206 |  | kWh | 0.003192 | -0.37591 | Residential |  | Winter Only | [5 empty] | 5.3 | 0.85 |  |  |  | 0 | 5 | 0 | 0 | 0 | 0 | 0 | 0 | 0 | 0 | 0 | 0 | 2009 Qtr 1: 0; 2009 Qtr 2: 0; 2009 Qtr 3: 0; 2009 Qtr 4: 5; 2010 Qtr 1: 0; 2010 Qtr 2: 0; 2010 Qtr 3: 0; 2010 Qtr 4: 0; 2011 Qtr 1: 0; 2011 Qtr 2: 0; 2011 Qtr 3: 0; 2011 Qtr 4: 0 | 5
0 | 211013-Table Lamp 18-Watt Pin based |  | System | Residential | res:DEER:Indoor_CFL_Ltg | 0 |  |  |  |  | 20.9 | 0 | 0 | 0 | 0 | 20.9 | 38.4412 |  | kWh | 0.006383 | -0.75183 | Residential |  | Winter Only | [5 empty] | 15 | 0.85 |  |  |  | 0 | 1 | 0 | 0 | 0 | 0 | 0 | 0 | 0 | 0 | 0 | 0 | 2009 Qtr 1: 0; 2009 Qtr 2: 0; 2009 Qtr 3: 0; 2009 Qtr 4: 1; 2010 Qtr 1: 0; 2010 Qtr 2: 0; 2010 Qtr 3: 0; 2010 Qtr 4: 0; 2011 Qtr 1: 0; 2011 Qtr 2: 0; 2011 Qtr 3: 0; 2011 Qtr 4: 0 | 1
0 | 211012-CFL 9W Globe Lamp - ISR=.76 |  | System | Residential | res:DEER:Indoor_CFL_Ltg | 0 |  |  |  |  | 2.2495 | 0 | 0 | 0 | 0 | 2.2495 | 19.2206 |  | kWh | 0.003192 | -0.37591 | Residential |  | Winter Only | [5 empty] | 5.3 | 0.85 |  |  |  | 0 | 1 | 0 | 0 | 0 | 0 | 0 | 0 | 0 | 0 | 0 | 0 | 2009 Qtr 1: 0; 2009 Qtr 2: 0; 2009 Qtr 3: 0; 2009 Qtr 4: 1; 2010 Qtr 1: 0; 2010 Qtr 2: 0; 2010 Qtr 3: 0; 2010 Qtr 4: 0; 2011 Qtr 1: 0; 2011 Qtr 2: 0; 2011 Qtr 3: 0; 2011 Qtr 4: 0 | 1
0 | 211013-Table Lamp 18-Watt Pin based |  | System | Residential | res:DEER:Indoor_CFL_Ltg | 0 |  |  |  |  | 20.9 | 0 | 0 | 0 | 0 | 20.9 | 38.4412 |  | kWh | 0.006383 | -0.75183 | Residential |  | Winter Only | [5 empty] | 15 | 0.85 |  |  |  | 0 | 2 | 0 | 0 | 0 | 0 | 0 | 0 | 0 | 0 | 0 | 0 | 2009 Qtr 1: 0; 2009 Qtr 2: 0; 2009 Qtr 3: 0; 2009 Qtr 4: 2; 2010 Qtr 1: 0; 2010 Qtr 2: 0; 2010 Qtr 3: 0; 2010 Qtr 4: 0; 2011 Qtr 1: 0; 2011 Qtr 2: 0; 2011 Qtr 3: 0; 2011 Qtr 4: 0 | 2
0 | 211015-CFL, 14W lamp, A-Line, Integral or Modular, Tube or Spiral or Flood - ISR=0.76 |  | System | Residential | res:DEER:Indoor_CFL_Ltg | 0 |  |  |  |  | 2.5 | 0 | 0 | 0 | 0 | 2.5 | 22.723 |  | kWh | 0.0037734 | -0.44441 | Residential |  | Winter Only | [5 empty] | 5.3 | 0.6 |  |  |  | 0 | 5 | 0 | 0 | 0 | 0 | 0 | 0 | 0 | 0 | 0 | 0 | 2009 Qtr 1: 0; 2009 Qtr 2: 0; 2009 Qtr 3: 0; 2009 Qtr 4: 5; 2010 Qtr 1: 0; 2010 Qtr 2: 0; 2010 Qtr 3: 0; 2010 Qtr 4: 0; 2011 Qtr 1: 0; 2011 Qtr 2: 0; 2011 Qtr 3: 0; 2011 Qtr 4: 0 | 5
0 | 211016-CFL - 3 Way - 20 Watt median - ISR = 0.76 |  | System | Residential | res:DEER:Indoor_CFL_Ltg | 0 |  |  |  |  | 3.99 | 0 | 0 | 0 | 0 | 3.99 | 32.4614 |  | kWh | 0.0053907 | -0.63488 | Residential |  | Winter Only | [5 empty] | 5.3 | 0.6 |  |  |  | 0 | 1 | 0 | 0 | 0 | 0 | 0 | 0 | 0 | 0 | 0 | 0 | 2009 Qtr 1: 0; 2009 Qtr 2: 0; 2009 Qtr 3: 0; 2009 Qtr 4: 1; 2010 Qtr 1: 0; 2010 Qtr 2: 0; 2010 Qtr 3: 0; 2010 Qtr 4: 0; 2011 Qtr 1: 0; 2011 Qtr 2: 0; 2011 Qtr 3: 0; 2011 Qtr 4: 0 | 1
0 | 211013-Table Lamp 18-Watt Pin based |  | System | Residential | res:DEER:Indoor_CFL_Ltg | 0 |  |  |  |  | 20.9 | 0 | 0 | 0 | 0 | 20.9 | 38.4412 |  | kWh | 0.006383 | -0.75183 | Residential |  | Winter Only | [5 empty] | 15 | 0.85 |  |  |  | 0 | 1 | 0 | 0 | 0 | 0 | 0 | 0 | 0 | 0 | 0 | 0 | 2009 Qtr 1: 0; 2009 Qtr 2: 0; 2009 Qtr 3: 0; 2009 Qtr 4: 1; 2010 Qtr 1: 0; 2010 Qtr 2: 0; 2010 Qtr 3: 0; 2010 Qtr 4: 0; 2011 Qtr 1: 0; 2011 Qtr 2: 0; 2011 Qtr 3: 0; 2011 Qtr 4: 0 | 1
0 | 211004-23 Watt Intergral CFL - ISR=0.76 |  | System | Residential | res:DEER:Indoor_CFL_Ltg | 0 |  |  |  |  | 1.8498 | 0 | 0 | 0 | 0 | 1.8498 | 37.3307 |  | kWh | 0.0061993 | -0.73011 | Residential | [7 empty] | 6.6 | 0.6 |  |  |  | 0 | 4 | 0 | 0 | 0 | 0 | 0 | 0 | 0 | 0 | 0 | 0 | 2009 Qtr 1: 0; 2009 Qtr 2: 0; 2009 Qtr 3: 0; 2009 Qtr 4: 4; 2010 Qtr 1: 0; 2010 Qtr 2: 0; 2010 Qtr 3: 0; 2010 Qtr 4: 0; 2011 Qtr 1: 0; 2011 Qtr 2: 0; 2011 Qtr 3: 0; 2011 Qtr 4: 0 | 4
0 | 211004-23 Watt Intergral CFL - ISR=0.76 |  | System | Residential | res:DEER:Indoor_CFL_Ltg | 0 |  |  |  |  | 1.8498 | 0 | 0 | 0 | 0 | 1.8498 | 37.3307 |  | kWh | 0.0061993 | -0.73011 | Residential | [7 empty] | 6.6 | 0.6 |  |  |  | 0 | 2 | 0 | 0 | 0 | 0 | 0 | 0 | 0 | 0 | 0 | 0 | 2009 Qtr 1: 0; 2009 Qtr 2: 0; 2009 Qtr 3: 0; 2009 Qtr 4: 2; 2010 Qtr 1: 0; 2010 Qtr 2: 0; 2010 Qtr 3: 0; 2010 Qtr 4: 0; 2011 Qtr 1: 0; 2011 Qtr 2: 0; 2011 Qtr 3: 0; 2011 Qtr 4: 0 | 2
0 | 211016-CFL - 3 Way - 20 Watt median - ISR = 0.76 |  | System | Residential | res:DEER:Indoor_CFL_Ltg | 0 |  |  |  |  | 3.99 | 0 | 0 | 0 | 0 | 3.99 | 32.4614 |  | kWh | 0.0053907 | -0.63488 | Residential |  | Winter Only | [5 empty] | 5.3 | 0.6 |  |  |  | 0 | 3 | 0 | 0 | 0 | 0 | 0 | 0 | 0 | 0 | 0 | 0 | 2009 Qtr 1: 0; 2009 Qtr 2: 0; 2009 Qtr 3: 0; 2009 Qtr 4: 3; 2010 Qtr 1: 0; 2010 Qtr 2: 0; 2010 Qtr 3: 0; 2010 Qtr 4: 0; 2011 Qtr 1: 0; 2011 Qtr 2: 0; 2011 Qtr 3: 0; 2011 Qtr 4: 0 | 3
0 | 211013-Table Lamp 18-Watt Pin based |  | System | Residential | res:DEER:Indoor_CFL_Ltg | 0 |  |  |  |  | 20.9 | 0 | 0 | 0 | 0 | 20.9 | 38.4412 |  | kWh | 0.006383 | -0.75183 | Residential |  | Winter Only | [5 empty] | 15 | 0.85 |  |  |  | 0 | 1 | 0 | 0 | 0 | 0 | 0 | 0 | 0 | 0 | 0 | 0 | 2009 Qtr 1: 0; 2009 Qtr 2: 0; 2009 Qtr 3: 0; 2009 Qtr 4: 1; 2010 Qtr 1: 0; 2010 Qtr 2: 0; 2010 Qtr 3: 0; 2010 Qtr 4: 0; 2011 Qtr 1: 0; 2011 Qtr 2: 0; 2011 Qtr 3: 0; 2011 Qtr 4: 0 | 1
0 | 211012-CFL 9W Globe Lamp - ISR=.76 |  | System | Residential | res:DEER:Indoor_CFL_Ltg | 0 |  |  |  |  | 2.2495 | 0 | 0 | 0 | 0 | 2.2495 | 19.2206 |  | kWh | 0.003192 | -0.37591 | Residential |  | Winter Only | [5 empty] | 5.3 | 0.85 |  |  |  | 0 | 4 | 0 | 0 | 0 | 0 | 0 | 0 | 0 | 0 | 0 | 0 | 2009 Qtr 1: 0; 2009 Qtr 2: 0; 2009 Qtr 3: 0; 2009 Qtr 4: 4; 2010 Qtr 1: 0; 2010 Qtr 2: 0; 2010 Qtr 3: 0; 2010 Qtr 4: 0; 2011 Qtr 1: 0; 2011 Qtr 2: 0; 2011 Qtr 3: 0; 2011 Qtr 4: 0 | 4
0 | 211004-23 Watt Intergral CFL - ISR=0.76 |  | System | Residential | res:DEER:Indoor_CFL_Ltg | 0 |  |  |  |  | 1.8498 | 0 | 0 | 0 | 0 | 1.8498 | 37.3307 |  | kWh | 0.0061993 | -0.73011 | Residential | [7 empty] | 6.6 | 0.6 |  |  |  | 0 | 5 | 0 | 0 | 0 | 0 | 0 | 0 | 0 | 0 | 0 | 0 | 2009 Qtr 1: 0; 2009 Qtr 2: 0; 2009 Qtr 3: 0; 2009 Qtr 4: 5; 2010 Qtr 1: 0; 2010 Qtr 2: 0; 2010 Qtr 3: 0; 2010 Qtr 4: 0; 2011 Qtr 1: 0; 2011 Qtr 2: 0; 2011 Qtr 3: 0; 2011 Qtr 4: 0 | 5
0 | 211004-23 Watt Intergral CFL - ISR=0.76 |  | System | Residential | res:DEER:Indoor_CFL_Ltg | 0 |  |  |  |  | 1.8498 | 0 | 0 | 0 | 0 | 1.8498 | 37.3307 |  | kWh | 0.0061993 | -0.73011 | Residential | [7 empty] | 6.6 | 0.6 |  |  |  | 0 | 5 | 0 | 0 | 0 | 0 | 0 | 0 | 0 | 0 | 0 | 0 | 2009 Qtr 1: 0; 2009 Qtr 2: 0; 2009 Qtr 3: 0; 2009 Qtr 4: 5; 2010 Qtr 1: 0; 2010 Qtr 2: 0; 2010 Qtr 3: 0; 2010 Qtr 4: 0; 2011 Qtr 1: 0; 2011 Qtr 2: 0; 2011 Qtr 3: 0; 2011 Qtr 4: 0 | 5
0 | 211015-CFL, 14W lamp, A-Line, Integral or Modular, Tube or Spiral or Flood - ISR=0.76 |  | System | Residential | res:DEER:Indoor_CFL_Ltg | 0 |  |  |  |  | 2.5 | 0 | 0 | 0 | 0 | 2.5 | 22.723 |  | kWh | 0.0037734 | -0.44441 | Residential |  | Winter Only | [5 empty] | 5.3 | 0.6 |  |  |  | 0 | 5 | 0 | 0 | 0 | 0 | 0 | 0 | 0 | 0 | 0 | 0 | 2009 Qtr 1: 0; 2009 Qtr 2: 0; 2009 Qtr 3: 0; 2009 Qtr 4: 5; 2010 Qtr 1: 0; 2010 Qtr 2: 0; 2010 Qtr 3: 0; 2010 Qtr 4: 0; 2011 Qtr 1: 0; 2011 Qtr 2: 0; 2011 Qtr 3: 0; 2011 Qtr 4: 0 | 5
0 | 211017-Floor Lamp - 2 23 Watt pin based |  | System | Residential | res:DEER:Indoor_CFL_Ltg | 0 |  |  |  |  | 38.9 | 0 | 0 | 0 | 0 | 38.9 | 98.2386 |  | kWh | 0.016314 | -1.9213 | Residential |  | Winter Only | [5 empty] | 15 | 0.6 |  |  |  | 0 | 2 | 0 | 0 | 0 | 0 | 0 | 0 | 0 | 0 | 0 | 0 | 2009 Qtr 1: 0; 2009 Qtr 2: 0; 2009 Qtr 3: 0; 2009 Qtr 4: 2; 2010 Qtr 1: 0; 2010 Qtr 2: 0; 2010 Qtr 3: 0; 2010 Qtr 4: 0; 2011 Qtr 1: 0; 2011 Qtr 2: 0; 2011 Qtr 3: 0; 2011 Qtr 4: 0 | 2
0 | 211013-Table Lamp 18-Watt Pin based |  | System | Residential | res:DEER:Indoor_CFL_Ltg | 0 |  |  |  |  | 20.9 | 0 | 0 | 0 | 0 | 20.9 | 38.4412 |  | kWh | 0.006383 | -0.75183 | Residential |  | Winter Only | [5 empty] | 15 | 0.85 |  |  |  | 0 | 1 | 0 | 0 | 0 | 0 | 0 | 0 | 0 | 0 | 0 | 0 | 2009 Qtr 1: 0; 2009 Qtr 2: 0; 2009 Qtr 3: 0; 2009 Qtr 4: 1; 2010 Qtr 1: 0; 2010 Qtr 2: 0; 2010 Qtr 3: 0; 2010 Qtr 4: 0; 2011 Qtr 1: 0; 2011 Qtr 2: 0; 2011 Qtr 3: 0; 2011 Qtr 4: 0 | 1
0 | 211017-Floor Lamp - 2 23 Watt pin based |  | System | Residential | res:DEER:Indoor_CFL_Ltg | 0 |  |  |  |  | 38.9 | 0 | 0 | 0 | 0 | 38.9 | 98.2386 |  | kWh | 0.016314 | -1.9213 | Residential |  | Winter Only | [5 empty] | 15 | 0.6 |  |  |  | 0 | 1 | 0 | 0 | 0 | 0 | 0 | 0 | 0 | 0 | 0 | 0 | 2009 Qtr 1: 0; 2009 Qtr 2: 0; 2009 Qtr 3: 0; 2009 Qtr 4: 1; 2010 Qtr 1: 0; 2010 Qtr 2: 0; 2010 Qtr 3: 0; 2010 Qtr 4: 0; 2011 Qtr 1: 0; 2011 Qtr 2: 0; 2011 Qtr 3: 0; 2011 Qtr 4: 0 | 1
0 | 211012-CFL 9W Globe Lamp - ISR=.76 |  | System | Residential | res:DEER:Indoor_CFL_Ltg | 0 |  |  |  |  | 2.2495 | 0 | 0 | 0 | 0 | 2.2495 | 19.2206 |  | kWh | 0.003192 | -0.37591 | Residential |  | Winter Only | [5 empty] | 5.3 | 0.85 |  |  |  | 0 | 1 | 0 | 0 | 0 | 0 | 0 | 0 | 0 | 0 | 0 | 0 | 2009 Qtr 1: 0; 2009 Qtr 2: 0; 2009 Qtr 3: 0; 2009 Qtr 4: 1; 2010 Qtr 1: 0; 2010 Qtr 2: 0; 2010 Qtr 3: 0; 2010 Qtr 4: 0; 2011 Qtr 1: 0; 2011 Qtr 2: 0; 2011 Qtr 3: 0; 2011 Qtr 4: 0 | 1
0 | 211015-CFL, 14W lamp, A-Line, Integral or Modular, Tube or Spiral or Flood - ISR=0.76 |  | System | Residential | res:DEER:Indoor_CFL_Ltg | 0 |  |  |  |  | 2.5 | 0 | 0 | 0 | 0 | 2.5 | 22.723 |  | kWh | 0.0037734 | -0.44441 | Residential |  | Winter Only | [5 empty] | 5.3 | 0.6 |  |  |  | 0 | 1 | 0 | 0 | 0 | 0 | 0 | 0 | 0 | 0 | 0 | 0 | 2009 Qtr 1: 0; 2009 Qtr 2: 0; 2009 Qtr 3: 0; 2009 Qtr 4: 1; 2010 Qtr 1: 0; 2010 Qtr 2: 0; 2010 Qtr 3: 0; 2010 Qtr 4: 0; 2011 Qtr 1: 0; 2011 Qtr 2: 0; 2011 Qtr 3: 0; 2011 Qtr 4: 0 | 1
0 | 211013-Table Lamp 18-Watt Pin based |  | System | Residential | res:DEER:Indoor_CFL_Ltg | 0 |  |  |  |  | 20.9 | 0 | 0 | 0 | 0 | 20.9 | 38.4412 |  | kWh | 0.006383 | -0.75183 | Residential |  | Winter Only | [5 empty] | 15 | 0.85 |  |  |  | 0 | 1 | 0 | 0 | 0 | 0 | 0 | 0 | 0 | 0 | 0 | 0 | 2009 Qtr 1: 0; 2009 Qtr 2: 0; 2009 Qtr 3: 0; 2009 Qtr 4: 1; 2010 Qtr 1: 0; 2010 Qtr 2: 0; 2010 Qtr 3: 0; 2010 Qtr 4: 0; 2011 Qtr 1: 0; 2011 Qtr 2: 0; 2011 Qtr 3: 0; 2011 Qtr 4: 0 | 1
0 | 211015-CFL, 14W lamp, A-Line, Integral or Modular, Tube or Spiral or Flood - ISR=0.76 |  | System | Residential | res:DEER:Indoor_CFL_Ltg | 0 |  |  |  |  | 2.5 | 0 | 0 | 0 | 0 | 2.5 | 22.723 |  | kWh | 0.0037734 | -0.44441 | Residential |  | Winter Only | [5 empty] | 5.3 | 0.6 |  |  |  | 0 | 5 | 0 | 0 | 0 | 0 | 0 | 0 | 0 | 0 | 0 | 0 | 2009 Qtr 1: 0; 2009 Qtr 2: 0; 2009 Qtr 3: 0; 2009 Qtr 4: 5; 2010 Qtr 1: 0; 2010 Qtr 2: 0; 2010 Qtr 3: 0; 2010 Qtr 4: 0; 2011 Qtr 1: 0; 2011 Qtr 2: 0; 2011 Qtr 3: 0; 2011 Qtr 4: 0 | 5
0 | 211013-Table Lamp 18-Watt Pin based |  | System | Residential | res:DEER:Indoor_CFL_Ltg | 0 |  |  |  |  | 20.9 | 0 | 0 | 0 | 0 | 20.9 | 38.4412 |  | kWh | 0.006383 | -0.75183 | Residential |  | Winter Only | [5 empty] | 15 | 0.85 |  |  |  | 0 | 1 | 0 | 0 | 0 | 0 | 0 | 0 | 0 | 0 | 0 | 0 | 2009 Qtr 1: 0; 2009 Qtr 2: 0; 2009 Qtr 3: 0; 2009 Qtr 4: 1; 2010 Qtr 1: 0; 2010 Qtr 2: 0; 2010 Qtr 3: 0; 2010 Qtr 4: 0; 2011 Qtr 1: 0; 2011 Qtr 2: 0; 2011 Qtr 3: 0; 2011 Qtr 4: 0 | 1
0 | 211004-23 Watt Intergral CFL - ISR=0.76 |  | System | Residential | res:DEER:Indoor_CFL_Ltg | 0 |  |  |  |  | 1.8498 | 0 | 0 | 0 | 0 | 1.8498 | 37.3307 |  | kWh | 0.0061993 | -0.73011 | Residential | [7 empty] | 6.6 | 0.6 |  |  |  | 0 | 5 | 0 | 0 | 0 | 0 | 0 | 0 | 0 | 0 | 0 | 0 | 2009 Qtr 1: 0; 2009 Qtr 2: 0; 2009 Qtr 3: 0; 2009 Qtr 4: 5; 2010 Qtr 1: 0; 2010 Qtr 2: 0; 2010 Qtr 3: 0; 2010 Qtr 4: 0; 2011 Qtr 1: 0; 2011 Qtr 2: 0; 2011 Qtr 3: 0; 2011 Qtr 4: 0 | 5
0 | 211004-23 Watt Intergral CFL - ISR=0.76 |  | System | Residential | res:DEER:Indoor_CFL_Ltg | 0 |  |  |  |  | 1.8498 | 0 | 0 | 0 | 0 | 1.8498 | 37.3307 |  | kWh | 0.0061993 | -0.73011 | Residential | [7 empty] | 6.6 | 0.6 |  |  |  | 0 | 2 | 0 | 0 | 0 | 0 | 0 | 0 | 0 | 0 | 0 | 0 | 2009 Qtr 1: 0; 2009 Qtr 2: 0; 2009 Qtr 3: 0; 2009 Qtr 4: 2; 2010 Qtr 1: 0; 2010 Qtr 2: 0; 2010 Qtr 3: 0; 2010 Qtr 4: 0; 2011 Qtr 1: 0; 2011 Qtr 2: 0; 2011 Qtr 3: 0; 2011 Qtr 4: 0 | 2
0 | 211015-CFL, 14W lamp, A-Line, Integral or Modular, Tube or Spiral or Flood - ISR=0.76 |  | System | Residential | res:DEER:Indoor_CFL_Ltg | 0 |  |  |  |  | 2.5 | 0 | 0 | 0 | 0 | 2.5 | 22.723 |  | kWh | 0.0037734 | -0.44441 | Residential |  | Winter Only | [5 empty] | 5.3 | 0.6 |  |  |  | 0 | 3 | 0 | 0 | 0 | 0 | 0 | 0 | 0 | 0 | 0 | 0 | 2009 Qtr 1: 0; 2009 Qtr 2: 0; 2009 Qtr 3: 0; 2009 Qtr 4: 3; 2010 Qtr 1: 0; 2010 Qtr 2: 0; 2010 Qtr 3: 0; 2010 Qtr 4: 0; 2011 Qtr 1: 0; 2011 Qtr 2: 0; 2011 Qtr 3: 0; 2011 Qtr 4: 0 | 3
0 | 211003-Lighting - Torchiere - Energy Star (70 watt ) Turn-in |  | System | Residential | 19-RES-AllResidential-LIGHT | 0 |  |  |  |  | 22.63 | 0 | 0 | 0 | 0 | 22.63 | 191.406 |  | kWh | 0.01863 | 0 | Residential | [7 empty] | 15 | 0.85 |  |  |  | 0 | 2 | 0 | 0 | 0 | 0 | 0 | 0 | 0 | 0 | 0 | 0 | 2009 Qtr 1: 0; 2009 Qtr 2: 0; 2009 Qtr 3: 0; 2009 Qtr 4: 2; 2010 Qtr 1: 0; 2010 Qtr 2: 0; 2010 Qtr 3: 0; 2010 Qtr 4: 0; 2011 Qtr 1: 0; 2011 Qtr 2: 0; 2011 Qtr 3: 0; 2011 Qtr 4: 0 | 2
0 | 211012-CFL 9W Globe Lamp - ISR=.76 |  | System | Residential | res:DEER:Indoor_CFL_Ltg | 0 |  |  |  |  | 2.2495 | 0 | 0 | 0 | 0 | 2.2495 | 19.2206 |  | kWh | 0.003192 | -0.37591 | Residential |  | Winter Only | [5 empty] | 5.3 | 0.85 |  |  |  | 0 | 1 | 0 | 0 | 0 | 0 | 0 | 0 | 0 | 0 | 0 | 0 | 2009 Qtr 1: 0; 2009 Qtr 2: 0; 2009 Qtr 3: 0; 2009 Qtr 4: 1; 2010 Qtr 1: 0; 2010 Qtr 2: 0; 2010 Qtr 3: 0; 2010 Qtr 4: 0; 2011 Qtr 1: 0; 2011 Qtr 2: 0; 2011 Qtr 3: 0; 2011 Qtr 4: 0 | 1
0 | 211013-Table Lamp 18-Watt Pin based |  | System | Residential | res:DEER:Indoor_CFL_Ltg | 0 |  |  |  |  | 20.9 | 0 | 0 | 0 | 0 | 20.9 | 38.4412 |  | kWh | 0.006383 | -0.75183 | Residential |  | Winter Only | [5 empty] | 15 | 0.85 |  |  |  | 0 | 1 | 0 | 0 | 0 | 0 | 0 | 0 | 0 | 0 | 0 | 0 | 2009 Qtr 1: 0; 2009 Qtr 2: 0; 2009 Qtr 3: 0; 2009 Qtr 4: 1; 2010 Qtr 1: 0; 2010 Qtr 2: 0; 2010 Qtr 3: 0; 2010 Qtr 4: 0; 2011 Qtr 1: 0; 2011 Qtr 2: 0; 2011 Qtr 3: 0; 2011 Qtr 4: 0 | 1
0 | 211015-CFL, 14W lamp, A-Line, Integral or Modular, Tube or Spiral or Flood - ISR=0.76 |  | System | Residential | res:DEER:Indoor_CFL_Ltg | 0 |  |  |  |  | 2.5 | 0 | 0 | 0 | 0 | 2.5 | 22.723 |  | kWh | 0.0037734 | -0.44441 | Residential |  | Winter Only | [5 empty] | 5.3 | 0.6 |  |  |  | 0 | 5 | 0 | 0 | 0 | 0 | 0 | 0 | 0 | 0 | 0 | 0 | 2009 Qtr 1: 0; 2009 Qtr 2: 0; 2009 Qtr 3: 0; 2009 Qtr 4: 5; 2010 Qtr 1: 0; 2010 Qtr 2: 0; 2010 Qtr 3: 0; 2010 Qtr 4: 0; 2011 Qtr 1: 0; 2011 Qtr 2: 0; 2011 Qtr 3: 0; 2011 Qtr 4: 0 | 5
0 | 211004-23 Watt Intergral CFL - ISR=0.76 |  | System | Residential | res:DEER:Indoor_CFL_Ltg | 0 |  |  |  |  | 1.8498 | 0 | 0 | 0 | 0 | 1.8498 | 37.3307 |  | kWh | 0.0061993 | -0.73011 | Residential | [7 empty] | 6.6 | 0.6 |  |  |  | 0 | 5 | 0 | 0 | 0 | 0 | 0 | 0 | 0 | 0 | 0 | 0 | 2009 Qtr 1: 0; 2009 Qtr 2: 0; 2009 Qtr 3: 0; 2009 Qtr 4: 5; 2010 Qtr 1: 0; 2010 Qtr 2: 0; 2010 Qtr 3: 0; 2010 Qtr 4: 0; 2011 Qtr 1: 0; 2011 Qtr 2: 0; 2011 Qtr 3: 0; 2011 Qtr 4: 0 | 5
0 | 211017-Floor Lamp - 2 23 Watt pin based |  | System | Residential | res:DEER:Indoor_CFL_Ltg | 0 |  |  |  |  | 38.9 | 0 | 0 | 0 | 0 | 38.9 | 98.2386 |  | kWh | 0.016314 | -1.9213 | Residential |  | Winter Only | [5 empty] | 15 | 0.6 |  |  |  | 0 | 1 | 0 | 0 | 0 | 0 | 0 | 0 | 0 | 0 | 0 | 0 | 2009 Qtr 1: 0; 2009 Qtr 2: 0; 2009 Qtr 3: 0; 2009 Qtr 4: 1; 2010 Qtr 1: 0; 2010 Qtr 2: 0; 2010 Qtr 3: 0; 2010 Qtr 4: 0; 2011 Qtr 1: 0; 2011 Qtr 2: 0; 2011 Qtr 3: 0; 2011 Qtr 4: 0 | 1
0 | 211017-Floor Lamp - 2 23 Watt pin based |  | System | Residential | res:DEER:Indoor_CFL_Ltg | 0 |  |  |  |  | 38.9 | 0 | 0 | 0 | 0 | 38.9 | 98.2386 |  | kWh | 0.016314 | -1.9213 | Residential |  | Winter Only | [5 empty] | 15 | 0.6 |  |  |  | 0 | 1 | 0 | 0 | 0 | 0 | 0 | 0 | 0 | 0 | 0 | 0 | 2009 Qtr 1: 0; 2009 Qtr 2: 0; 2009 Qtr 3: 0; 2009 Qtr 4: 1; 2010 Qtr 1: 0; 2010 Qtr 2: 0; 2010 Qtr 3: 0; 2010 Qtr 4: 0; 2011 Qtr 1: 0; 2011 Qtr 2: 0; 2011 Qtr 3: 0; 2011 Qtr 4: 0 | 1
0 | 211004-23 Watt Intergral CFL - ISR=0.76 |  | System | Residential | res:DEER:Indoor_CFL_Ltg | 0 |  |  |  |  | 1.8498 | 0 | 0 | 0 | 0 | 1.8498 | 37.3307 |  | kWh | 0.0061993 | -0.73011 | Residential | [7 empty] | 6.6 | 0.6 |  |  |  | 0 | 1 | 0 | 0 | 0 | 0 | 0 | 0 | 0 | 0 | 0 | 0 | 2009 Qtr 1: 0; 2009 Qtr 2: 0; 2009 Qtr 3: 0; 2009 Qtr 4: 1; 2010 Qtr 1: 0; 2010 Qtr 2: 0; 2010 Qtr 3: 0; 2010 Qtr 4: 0; 2011 Qtr 1: 0; 2011 Qtr 2: 0; 2011 Qtr 3: 0; 2011 Qtr 4: 0 | 1
0 | 211013-Table Lamp 18-Watt Pin based |  | System | Residential | res:DEER:Indoor_CFL_Ltg | 0 |  |  |  |  | 20.9 | 0 | 0 | 0 | 0 | 20.9 | 38.4412 |  | kWh | 0.006383 | -0.75183 | Residential |  | Winter Only | [5 empty] | 15 | 0.85 |  |  |  | 0 | 2 | 0 | 0 | 0 | 0 | 0 | 0 | 0 | 0 | 0 | 0 | 2009 Qtr 1: 0; 2009 Qtr 2: 0; 2009 Qtr 3: 0; 2009 Qtr 4: 2; 2010 Qtr 1: 0; 2010 Qtr 2: 0; 2010 Qtr 3: 0; 2010 Qtr 4: 0; 2011 Qtr 1: 0; 2011 Qtr 2: 0; 2011 Qtr 3: 0; 2011 Qtr 4: 0 | 2
0 | 211016-CFL - 3 Way - 20 Watt median - ISR = 0.76 |  | System | Residential | res:DEER:Indoor_CFL_Ltg | 0 |  |  |  |  | 3.99 | 0 | 0 | 0 | 0 | 3.99 | 32.4614 |  | kWh | 0.0053907 | -0.63488 | Residential |  | Winter Only | [5 empty] | 5.3 | 0.6 |  |  |  | 0 | 5 | 0 | 0 | 0 | 0 | 0 | 0 | 0 | 0 | 0 | 0 | 2009 Qtr 1: 0; 2009 Qtr 2: 0; 2009 Qtr 3: 0; 2009 Qtr 4: 5; 2010 Qtr 1: 0; 2010 Qtr 2: 0; 2010 Qtr 3: 0; 2010 Qtr 4: 0; 2011 Qtr 1: 0; 2011 Qtr 2: 0; 2011 Qtr 3: 0; 2011 Qtr 4: 0 | 5
0 | 211012-CFL 9W Globe Lamp - ISR=.76 |  | System | Residential | res:DEER:Indoor_CFL_Ltg | 0 |  |  |  |  | 2.2495 | 0 | 0 | 0 | 0 | 2.2495 | 19.2206 |  | kWh | 0.003192 | -0.37591 | Residential |  | Winter Only | [5 empty] | 5.3 | 0.85 |  |  |  | 0 | 5 | 0 | 0 | 0 | 0 | 0 | 0 | 0 | 0 | 0 | 0 | 2009 Qtr 1: 0; 2009 Qtr 2: 0; 2009 Qtr 3: 0; 2009 Qtr 4: 5; 2010 Qtr 1: 0; 2010 Qtr 2: 0; 2010 Qtr 3: 0; 2010 Qtr 4: 0; 2011 Qtr 1: 0; 2011 Qtr 2: 0; 2011 Qtr 3: 0; 2011 Qtr 4: 0 | 5
0 | 211016-CFL - 3 Way - 20 Watt median - ISR = 0.76 |  | System | Residential | res:DEER:Indoor_CFL_Ltg | 0 |  |  |  |  | 3.99 | 0 | 0 | 0 | 0 | 3.99 | 32.4614 |  | kWh | 0.0053907 | -0.63488 | Residential |  | Winter Only | [5 empty] | 5.3 | 0.6 |  |  |  | 0 | 5 | 0 | 0 | 0 | 0 | 0 | 0 | 0 | 0 | 0 | 0 | 2009 Qtr 1: 0; 2009 Qtr 2: 0; 2009 Qtr 3: 0; 2009 Qtr 4: 5; 2010 Qtr 1: 0; 2010 Qtr 2: 0; 2010 Qtr 3: 0; 2010 Qtr 4: 0; 2011 Qtr 1: 0; 2011 Qtr 2: 0; 2011 Qtr 3: 0; 2011 Qtr 4: 0 | 5
0 | 211017-Floor Lamp - 2 23 Watt pin based |  | System | Residential | res:DEER:Indoor_CFL_Ltg | 0 |  |  |  |  | 38.9 | 0 | 0 | 0 | 0 | 38.9 | 98.2386 |  | kWh | 0.016314 | -1.9213 | Residential |  | Winter Only | [5 empty] | 15 | 0.6 |  |  |  | 0 | 2 | 0 | 0 | 0 | 0 | 0 | 0 | 0 | 0 | 0 | 0 | 2009 Qtr 1: 0; 2009 Qtr 2: 0; 2009 Qtr 3: 0; 2009 Qtr 4: 2; 2010 Qtr 1: 0; 2010 Qtr 2: 0; 2010 Qtr 3: 0; 2010 Qtr 4: 0; 2011 Qtr 1: 0; 2011 Qtr 2: 0; 2011 Qtr 3: 0; 2011 Qtr 4: 0 | 2
0 | 211016-CFL - 3 Way - 20 Watt median - ISR = 0.76 |  | System | Residential | res:DEER:Indoor_CFL_Ltg | 0 |  |  |  |  | 3.99 | 0 | 0 | 0 | 0 | 3.99 | 32.4614 |  | kWh | 0.0053907 | -0.63488 | Residential |  | Winter Only | [5 empty] | 5.3 | 0.6 |  |  |  | 0 | 1 | 0 | 0 | 0 | 0 | 0 | 0 | 0 | 0 | 0 | 0 | 2009 Qtr 1: 0; 2009 Qtr 2: 0; 2009 Qtr 3: 0; 2009 Qtr 4: 1; 2010 Qtr 1: 0; 2010 Qtr 2: 0; 2010 Qtr 3: 0; 2010 Qtr 4: 0; 2011 Qtr 1: 0; 2011 Qtr 2: 0; 2011 Qtr 3: 0; 2011 Qtr 4: 0 | 1
0 | 211015-CFL, 14W lamp, A-Line, Integral or Modular, Tube or Spiral or Flood - ISR=0.76 |  | System | Residential | res:DEER:Indoor_CFL_Ltg | 0 |  |  |  |  | 2.5 | 0 | 0 | 0 | 0 | 2.5 | 22.723 |  | kWh | 0.0037734 | -0.44441 | Residential |  | Winter Only | [5 empty] | 5.3 | 0.6 |  |  |  | 0 | 4 | 0 | 0 | 0 | 0 | 0 | 0 | 0 | 0 | 0 | 0 | 2009 Qtr 1: 0; 2009 Qtr 2: 0; 2009 Qtr 3: 0; 2009 Qtr 4: 4; 2010 Qtr 1: 0; 2010 Qtr 2: 0; 2010 Qtr 3: 0; 2010 Qtr 4: 0; 2011 Qtr 1: 0; 2011 Qtr 2: 0; 2011 Qtr 3: 0; 2011 Qtr 4: 0 | 4
0 | 211015-CFL, 14W lamp, A-Line, Integral or Modular, Tube or Spiral or Flood - ISR=0.76 |  | System | Residential | res:DEER:Indoor_CFL_Ltg | 0 |  |  |  |  | 2.5 | 0 | 0 | 0 | 0 | 2.5 | 22.723 |  | kWh | 0.0037734 | -0.44441 | Residential |  | Winter Only | [5 empty] | 5.3 | 0.6 |  |  |  | 0 | 4 | 0 | 0 | 0 | 0 | 0 | 0 | 0 | 0 | 0 | 0 | 2009 Qtr 1: 0; 2009 Qtr 2: 0; 2009 Qtr 3: 0; 2009 Qtr 4: 4; 2010 Qtr 1: 0; 2010 Qtr 2: 0; 2010 Qtr 3: 0; 2010 Qtr 4: 0; 2011 Qtr 1: 0; 2011 Qtr 2: 0; 2011 Qtr 3: 0; 2011 Qtr 4: 0 | 4
0 | 211012-CFL 9W Globe Lamp - ISR=.76 |  | System | Residential | res:DEER:Indoor_CFL_Ltg | 0 |  |  |  |  | 2.2495 | 0 | 0 | 0 | 0 | 2.2495 | 19.2206 |  | kWh | 0.003192 | -0.37591 | Residential |  | Winter Only | [5 empty] | 5.3 | 0.85 |  |  |  | 0 | 5 | 0 | 0 | 0 | 0 | 0 | 0 | 0 | 0 | 0 | 0 | 2009 Qtr 1: 0; 2009 Qtr 2: 0; 2009 Qtr 3: 0; 2009 Qtr 4: 5; 2010 Qtr 1: 0; 2010 Qtr 2: 0; 2010 Qtr 3: 0; 2010 Qtr 4: 0; 2011 Qtr 1: 0; 2011 Qtr 2: 0; 2011 Qtr 3: 0; 2011 Qtr 4: 0 | 5
0 | 211017-Floor Lamp - 2 23 Watt pin based |  | System | Residential | res:DEER:Indoor_CFL_Ltg | 0 |  |  |  |  | 38.9 | 0 | 0 | 0 | 0 | 38.9 | 98.2386 |  | kWh | 0.016314 | -1.9213 | Residential |  | Winter Only | [5 empty] | 15 | 0.6 |  |  |  | 0 | 1 | 0 | 0 | 0 | 0 | 0 | 0 | 0 | 0 | 0 | 0 | 2009 Qtr 1: 0; 2009 Qtr 2: 0; 2009 Qtr 3: 0; 2009 Qtr 4: 1; 2010 Qtr 1: 0; 2010 Qtr 2: 0; 2010 Qtr 3: 0; 2010 Qtr 4: 0; 2011 Qtr 1: 0; 2011 Qtr 2: 0; 2011 Qtr 3: 0; 2011 Qtr 4: 0 | 1
0 | 211015-CFL, 14W lamp, A-Line, Integral or Modular, Tube or Spiral or Flood - ISR=0.76 |  | System | Residential | res:DEER:Indoor_CFL_Ltg | 0 |  |  |  |  | 2.5 | 0 | 0 | 0 | 0 | 2.5 | 22.723 |  | kWh | 0.0037734 | -0.44441 | Residential |  | Winter Only | [5 empty] | 5.3 | 0.6 |  |  |  | 0 | 5 | 0 | 0 | 0 | 0 | 0 | 0 | 0 | 0 | 0 | 0 | 2009 Qtr 1: 0; 2009 Qtr 2: 0; 2009 Qtr 3: 0; 2009 Qtr 4: 5; 2010 Qtr 1: 0; 2010 Qtr 2: 0; 2010 Qtr 3: 0; 2010 Qtr 4: 0; 2011 Qtr 1: 0; 2011 Qtr 2: 0; 2011 Qtr 3: 0; 2011 Qtr 4: 0 | 5
0 | 211004-23 Watt Intergral CFL - ISR=0.76 |  | System | Residential | res:DEER:Indoor_CFL_Ltg | 0 |  |  |  |  | 1.8498 | 0 | 0 | 0 | 0 | 1.8498 | 37.3307 |  | kWh | 0.0061993 | -0.73011 | Residential | [7 empty] | 6.6 | 0.6 |  |  |  | 0 | 2 | 0 | 0 | 0 | 0 | 0 | 0 | 0 | 0 | 0 | 0 | 2009 Qtr 1: 0; 2009 Qtr 2: 0; 2009 Qtr 3: 0; 2009 Qtr 4: 2; 2010 Qtr 1: 0; 2010 Qtr 2: 0; 2010 Qtr 3: 0; 2010 Qtr 4: 0; 2011 Qtr 1: 0; 2011 Qtr 2: 0; 2011 Qtr 3: 0; 2011 Qtr 4: 0 | 2
0 | 211016-CFL - 3 Way - 20 Watt median - ISR = 0.76 |  | System | Residential | res:DEER:Indoor_CFL_Ltg | 0 |  |  |  |  | 3.99 | 0 | 0 | 0 | 0 | 3.99 | 32.4614 |  | kWh | 0.0053907 | -0.63488 | Residential |  | Winter Only | [5 empty] | 5.3 | 0.6 |  |  |  | 0 | 3 | 0 | 0 | 0 | 0 | 0 | 0 | 0 | 0 | 0 | 0 | 2009 Qtr 1: 0; 2009 Qtr 2: 0; 2009 Qtr 3: 0; 2009 Qtr 4: 3; 2010 Qtr 1: 0; 2010 Qtr 2: 0; 2010 Qtr 3: 0; 2010 Qtr 4: 0; 2011 Qtr 1: 0; 2011 Qtr 2: 0; 2011 Qtr 3: 0; 2011 Qtr 4: 0 | 3
0 | 211015-CFL, 14W lamp, A-Line, Integral or Modular, Tube or Spiral or Flood - ISR=0.76 |  | System | Residential | res:DEER:Indoor_CFL_Ltg | 0 |  |  |  |  | 2.5 | 0 | 0 | 0 | 0 | 2.5 | 22.723 |  | kWh | 0.0037734 | -0.44441 | Residential |  | Winter Only | [5 empty] | 5.3 | 0.6 |  |  |  | 0 | 5 | 0 | 0 | 0 | 0 | 0 | 0 | 0 | 0 | 0 | 0 | 2009 Qtr 1: 0; 2009 Qtr 2: 0; 2009 Qtr 3: 0; 2009 Qtr 4: 5; 2010 Qtr 1: 0; 2010 Qtr 2: 0; 2010 Qtr 3: 0; 2010 Qtr 4: 0; 2011 Qtr 1: 0; 2011 Qtr 2: 0; 2011 Qtr 3: 0; 2011 Qtr 4: 0 | 5
0 | 211015-CFL, 14W lamp, A-Line, Integral or Modular, Tube or Spiral or Flood - ISR=0.76 |  | System | Residential | res:DEER:Indoor_CFL_Ltg | 0 |  |  |  |  | 2.5 | 0 | 0 | 0 | 0 | 2.5 | 22.723 |  | kWh | 0.0037734 | -0.44441 | Residential |  | Winter Only | [5 empty] | 5.3 | 0.6 |  |  |  | 0 | 5 | 0 | 0 | 0 | 0 | 0 | 0 | 0 | 0 | 0 | 0 | 2009 Qtr 1: 0; 2009 Qtr 2: 0; 2009 Qtr 3: 0; 2009 Qtr 4: 5; 2010 Qtr 1: 0; 2010 Qtr 2: 0; 2010 Qtr 3: 0; 2010 Qtr 4: 0; 2011 Qtr 1: 0; 2011 Qtr 2: 0; 2011 Qtr 3: 0; 2011 Qtr 4: 0 | 5
0 | 211013-Table Lamp 18-Watt Pin based |  | System | Residential | res:DEER:Indoor_CFL_Ltg | 0 |  |  |  |  | 20.9 | 0 | 0 | 0 | 0 | 20.9 | 38.4412 |  | kWh | 0.006383 | -0.75183 | Residential |  | Winter Only | [5 empty] | 15 | 0.85 |  |  |  | 0 | 2 | 0 | 0 | 0 | 0 | 0 | 0 | 0 | 0 | 0 | 0 | 2009 Qtr 1: 0; 2009 Qtr 2: 0; 2009 Qtr 3: 0; 2009 Qtr 4: 2; 2010 Qtr 1: 0; 2010 Qtr 2: 0; 2010 Qtr 3: 0; 2010 Qtr 4: 0; 2011 Qtr 1: 0; 2011 Qtr 2: 0; 2011 Qtr 3: 0; 2011 Qtr 4: 0 | 2
0 | 211015-CFL, 14W lamp, A-Line, Integral or Modular, Tube or Spiral or Flood - ISR=0.76 |  | System | Residential | res:DEER:Indoor_CFL_Ltg | 0 |  |  |  |  | 2.5 | 0 | 0 | 0 | 0 | 2.5 | 22.723 |  | kWh | 0.0037734 | -0.44441 | Residential |  | Winter Only | [5 empty] | 5.3 | 0.6 |  |  |  | 0 | 5 | 0 | 0 | 0 | 0 | 0 | 0 | 0 | 0 | 0 | 0 | 2009 Qtr 1: 0; 2009 Qtr 2: 0; 2009 Qtr 3: 0; 2009 Qtr 4: 5; 2010 Qtr 1: 0; 2010 Qtr 2: 0; 2010 Qtr 3: 0; 2010 Qtr 4: 0; 2011 Qtr 1: 0; 2011 Qtr 2: 0; 2011 Qtr 3: 0; 2011 Qtr 4: 0 | 5
0 | 211013-Table Lamp 18-Watt Pin based |  | System | Residential | res:DEER:Indoor_CFL_Ltg | 0 |  |  |  |  | 20.9 | 0 | 0 | 0 | 0 | 20.9 | 38.4412 |  | kWh | 0.006383 | -0.75183 | Residential |  | Winter Only | [5 empty] | 15 | 0.85 |  |  |  | 0 | 1 | 0 | 0 | 0 | 0 | 0 | 0 | 0 | 0 | 0 | 0 | 2009 Qtr 1: 0; 2009 Qtr 2: 0; 2009 Qtr 3: 0; 2009 Qtr 4: 1; 2010 Qtr 1: 0; 2010 Qtr 2: 0; 2010 Qtr 3: 0; 2010 Qtr 4: 0; 2011 Qtr 1: 0; 2011 Qtr 2: 0; 2011 Qtr 3: 0; 2011 Qtr 4: 0 | 1
0 | 211017-Floor Lamp - 2 23 Watt pin based |  | System | Residential | res:DEER:Indoor_CFL_Ltg | 0 |  |  |  |  | 38.9 | 0 | 0 | 0 | 0 | 38.9 | 98.2386 |  | kWh | 0.016314 | -1.9213 | Residential |  | Winter Only | [5 empty] | 15 | 0.6 |  |  |  | 0 | 2 | 0 | 0 | 0 | 0 | 0 | 0 | 0 | 0 | 0 | 0 | 2009 Qtr 1: 0; 2009 Qtr 2: 0; 2009 Qtr 3: 0; 2009 Qtr 4: 2; 2010 Qtr 1: 0; 2010 Qtr 2: 0; 2010 Qtr 3: 0; 2010 Qtr 4: 0; 2011 Qtr 1: 0; 2011 Qtr 2: 0; 2011 Qtr 3: 0; 2011 Qtr 4: 0 | 2
0 | 211012-CFL 9W Globe Lamp - ISR=.76 |  | System | Residential | res:DEER:Indoor_CFL_Ltg | 0 |  |  |  |  | 2.2495 | 0 | 0 | 0 | 0 | 2.2495 | 19.2206 |  | kWh | 0.003192 | -0.37591 | Residential |  | Winter Only | [5 empty] | 5.3 | 0.85 |  |  |  | 0 | 1 | 0 | 0 | 0 | 0 | 0 | 0 | 0 | 0 | 0 | 0 | 2009 Qtr 1: 0; 2009 Qtr 2: 0; 2009 Qtr 3: 0; 2009 Qtr 4: 1; 2010 Qtr 1: 0; 2010 Qtr 2: 0; 2010 Qtr 3: 0; 2010 Qtr 4: 0; 2011 Qtr 1: 0; 2011 Qtr 2: 0; 2011 Qtr 3: 0; 2011 Qtr 4: 0 | 1
0 | 211004-23 Watt Intergral CFL - ISR=0.76 |  | System | Residential | res:DEER:Indoor_CFL_Ltg | 0 |  |  |  |  | 1.8498 | 0 | 0 | 0 | 0 | 1.8498 | 37.3307 |  | kWh | 0.0061993 | -0.73011 | Residential | [7 empty] | 6.6 | 0.6 |  |  |  | 0 | 1 | 0 | 0 | 0 | 0 | 0 | 0 | 0 | 0 | 0 | 0 | 2009 Qtr 1: 0; 2009 Qtr 2: 0; 2009 Qtr 3: 0; 2009 Qtr 4: 1; 2010 Qtr 1: 0; 2010 Qtr 2: 0; 2010 Qtr 3: 0; 2010 Qtr 4: 0; 2011 Qtr 1: 0; 2011 Qtr 2: 0; 2011 Qtr 3: 0; 2011 Qtr 4: 0 | 1
0 | 211016-CFL - 3 Way - 20 Watt median - ISR = 0.76 |  | System | Residential | res:DEER:Indoor_CFL_Ltg | 0 |  |  |  |  | 3.99 | 0 | 0 | 0 | 0 | 3.99 | 32.4614 |  | kWh | 0.0053907 | -0.63488 | Residential |  | Winter Only | [5 empty] | 5.3 | 0.6 |  |  |  | 0 | 3 | 0 | 0 | 0 | 0 | 0 | 0 | 0 | 0 | 0 | 0 | 2009 Qtr 1: 0; 2009 Qtr 2: 0; 2009 Qtr 3: 0; 2009 Qtr 4: 3; 2010 Qtr 1: 0; 2010 Qtr 2: 0; 2010 Qtr 3: 0; 2010 Qtr 4: 0; 2011 Qtr 1: 0; 2011 Qtr 2: 0; 2011 Qtr 3: 0; 2011 Qtr 4: 0 | 3
0 | 211015-CFL, 14W lamp, A-Line, Integral or Modular, Tube or Spiral or Flood - ISR=0.76 |  | System | Residential | res:DEER:Indoor_CFL_Ltg | 0 |  |  |  |  | 2.5 | 0 | 0 | 0 | 0 | 2.5 | 22.723 |  | kWh | 0.0037734 | -0.44441 | Residential |  | Winter Only | [5 empty] | 5.3 | 0.6 |  |  |  | 0 | 5 | 0 | 0 | 0 | 0 | 0 | 0 | 0 | 0 | 0 | 0 | 2009 Qtr 1: 0; 2009 Qtr 2: 0; 2009 Qtr 3: 0; 2009 Qtr 4: 5; 2010 Qtr 1: 0; 2010 Qtr 2: 0; 2010 Qtr 3: 0; 2010 Qtr 4: 0; 2011 Qtr 1: 0; 2011 Qtr 2: 0; 2011 Qtr 3: 0; 2011 Qtr 4: 0 | 5
0 | 211013-Table Lamp 18-Watt Pin based |  | System | Residential | res:DEER:Indoor_CFL_Ltg | 0 |  |  |  |  | 20.9 | 0 | 0 | 0 | 0 | 20.9 | 38.4412 |  | kWh | 0.006383 | -0.75183 | Residential |  | Winter Only | [5 empty] | 15 | 0.85 |  |  |  | 0 | 2 | 0 | 0 | 0 | 0 | 0 | 0 | 0 | 0 | 0 | 0 | 2009 Qtr 1: 0; 2009 Qtr 2: 0; 2009 Qtr 3: 0; 2009 Qtr 4: 2; 2010 Qtr 1: 0; 2010 Qtr 2: 0; 2010 Qtr 3: 0; 2010 Qtr 4: 0; 2011 Qtr 1: 0; 2011 Qtr 2: 0; 2011 Qtr 3: 0; 2011 Qtr 4: 0 | 2
0 | 211004-23 Watt Intergral CFL - ISR=0.76 |  | System | Residential | res:DEER:Indoor_CFL_Ltg | 0 |  |  |  |  | 1.8498 | 0 | 0 | 0 | 0 | 1.8498 | 37.3307 |  | kWh | 0.0061993 | -0.73011 | Residential | [7 empty] | 6.6 | 0.6 |  |  |  | 0 | 2 | 0 | 0 | 0 | 0 | 0 | 0 | 0 | 0 | 0 | 0 | 2009 Qtr 1: 0; 2009 Qtr 2: 0; 2009 Qtr 3: 0; 2009 Qtr 4: 2; 2010 Qtr 1: 0; 2010 Qtr 2: 0; 2010 Qtr 3: 0; 2010 Qtr 4: 0; 2011 Qtr 1: 0; 2011 Qtr 2: 0; 2011 Qtr 3: 0; 2011 Qtr 4: 0 | 2
0 | 211016-CFL - 3 Way - 20 Watt median - ISR = 0.76 |  | System | Residential | res:DEER:Indoor_CFL_Ltg | 0 |  |  |  |  | 3.99 | 0 | 0 | 0 | 0 | 3.99 | 32.4614 |  | kWh | 0.0053907 | -0.63488 | Residential |  | Winter Only | [5 empty] | 5.3 | 0.6 |  |  |  | 0 | 3 | 0 | 0 | 0 | 0 | 0 | 0 | 0 | 0 | 0 | 0 | 2009 Qtr 1: 0; 2009 Qtr 2: 0; 2009 Qtr 3: 0; 2009 Qtr 4: 3; 2010 Qtr 1: 0; 2010 Qtr 2: 0; 2010 Qtr 3: 0; 2010 Qtr 4: 0; 2011 Qtr 1: 0; 2011 Qtr 2: 0; 2011 Qtr 3: 0; 2011 Qtr 4: 0 | 3
0 | 211004-23 Watt Intergral CFL - ISR=0.76 |  | System | Residential | res:DEER:Indoor_CFL_Ltg | 0 |  |  |  |  | 1.8498 | 0 | 0 | 0 | 0 | 1.8498 | 37.3307 |  | kWh | 0.0061993 | -0.73011 | Residential | [7 empty] | 6.6 | 0.6 |  |  |  | 0 | 2 | 0 | 0 | 0 | 0 | 0 | 0 | 0 | 0 | 0 | 0 | 2009 Qtr 1: 0; 2009 Qtr 2: 0; 2009 Qtr 3: 0; 2009 Qtr 4: 2; 2010 Qtr 1: 0; 2010 Qtr 2: 0; 2010 Qtr 3: 0; 2010 Qtr 4: 0; 2011 Qtr 1: 0; 2011 Qtr 2: 0; 2011 Qtr 3: 0; 2011 Qtr 4: 0 | 2
0 | 211015-CFL, 14W lamp, A-Line, Integral or Modular, Tube or Spiral or Flood - ISR=0.76 |  | System | Residential | res:DEER:Indoor_CFL_Ltg | 0 |  |  |  |  | 2.5 | 0 | 0 | 0 | 0 | 2.5 | 22.723 |  | kWh | 0.0037734 | -0.44441 | Residential |  | Winter Only | [5 empty] | 5.3 | 0.6 |  |  |  | 0 | 3 | 0 | 0 | 0 | 0 | 0 | 0 | 0 | 0 | 0 | 0 | 2009 Qtr 1: 0; 2009 Qtr 2: 0; 2009 Qtr 3: 0; 2009 Qtr 4: 3; 2010 Qtr 1: 0; 2010 Qtr 2: 0; 2010 Qtr 3: 0; 2010 Qtr 4: 0; 2011 Qtr 1: 0; 2011 Qtr 2: 0; 2011 Qtr 3: 0; 2011 Qtr 4: 0 | 3
0 | 211004-23 Watt Intergral CFL - ISR=0.76 |  | System | Residential | res:DEER:Indoor_CFL_Ltg | 0 |  |  |  |  | 1.8498 | 0 | 0 | 0 | 0 | 1.8498 | 37.3307 |  | kWh | 0.0061993 | -0.73011 | Residential | [7 empty] | 6.6 | 0.6 |  |  |  | 0 | 5 | 0 | 0 | 0 | 0 | 0 | 0 | 0 | 0 | 0 | 0 | 2009 Qtr 1: 0; 2009 Qtr 2: 0; 2009 Qtr 3: 0; 2009 Qtr 4: 5; 2010 Qtr 1: 0; 2010 Qtr 2: 0; 2010 Qtr 3: 0; 2010 Qtr 4: 0; 2011 Qtr 1: 0; 2011 Qtr 2: 0; 2011 Qtr 3: 0; 2011 Qtr 4: 0 | 5
0 | 211013-Table Lamp 18-Watt Pin based |  | System | Residential | res:DEER:Indoor_CFL_Ltg | 0 |  |  |  |  | 20.9 | 0 | 0 | 0 | 0 | 20.9 | 38.4412 |  | kWh | 0.006383 | -0.75183 | Residential |  | Winter Only | [5 empty] | 15 | 0.85 |  |  |  | 0 | 1 | 0 | 0 | 0 | 0 | 0 | 0 | 0 | 0 | 0 | 0 | 2009 Qtr 1: 0; 2009 Qtr 2: 0; 2009 Qtr 3: 0; 2009 Qtr 4: 1; 2010 Qtr 1: 0; 2010 Qtr 2: 0; 2010 Qtr 3: 0; 2010 Qtr 4: 0; 2011 Qtr 1: 0; 2011 Qtr 2: 0; 2011 Qtr 3: 0; 2011 Qtr 4: 0 | 1
0 | 211017-Floor Lamp - 2 23 Watt pin based |  | System | Residential | res:DEER:Indoor_CFL_Ltg | 0 |  |  |  |  | 38.9 | 0 | 0 | 0 | 0 | 38.9 | 98.2386 |  | kWh | 0.016314 | -1.9213 | Residential |  | Winter Only | [5 empty] | 15 | 0.6 |  |  |  | 0 | 1 | 0 | 0 | 0 | 0 | 0 | 0 | 0 | 0 | 0 | 0 | 2009 Qtr 1: 0; 2009 Qtr 2: 0; 2009 Qtr 3: 0; 2009 Qtr 4: 1; 2010 Qtr 1: 0; 2010 Qtr 2: 0; 2010 Qtr 3: 0; 2010 Qtr 4: 0; 2011 Qtr 1: 0; 2011 Qtr 2: 0; 2011 Qtr 3: 0; 2011 Qtr 4: 0 | 1
0 | 211004-23 Watt Intergral CFL - ISR=0.76 |  | System | Residential | res:DEER:Indoor_CFL_Ltg | 0 |  |  |  |  | 1.8498 | 0 | 0 | 0 | 0 | 1.8498 | 37.3307 |  | kWh | 0.0061993 | -0.73011 | Residential | [7 empty] | 6.6 | 0.6 |  |  |  | 0 | 5 | 0 | 0 | 0 | 0 | 0 | 0 | 0 | 0 | 0 | 0 | 2009 Qtr 1: 0; 2009 Qtr 2: 0; 2009 Qtr 3: 0; 2009 Qtr 4: 5; 2010 Qtr 1: 0; 2010 Qtr 2: 0; 2010 Qtr 3: 0; 2010 Qtr 4: 0; 2011 Qtr 1: 0; 2011 Qtr 2: 0; 2011 Qtr 3: 0; 2011 Qtr 4: 0 | 5
0 | 211004-23 Watt Intergral CFL - ISR=0.76 |  | System | Residential | res:DEER:Indoor_CFL_Ltg | 0 |  |  |  |  | 1.8498 | 0 | 0 | 0 | 0 | 1.8498 | 37.3307 |  | kWh | 0.0061993 | -0.73011 | Residential | [7 empty] | 6.6 | 0.6 |  |  |  | 0 | 5 | 0 | 0 | 0 | 0 | 0 | 0 | 0 | 0 | 0 | 0 | 2009 Qtr 1: 0; 2009 Qtr 2: 0; 2009 Qtr 3: 0; 2009 Qtr 4: 5; 2010 Qtr 1: 0; 2010 Qtr 2: 0; 2010 Qtr 3: 0; 2010 Qtr 4: 0; 2011 Qtr 1: 0; 2011 Qtr 2: 0; 2011 Qtr 3: 0; 2011 Qtr 4: 0 | 5
0 | 211017-Floor Lamp - 2 23 Watt pin based |  | System | Residential | res:DEER:Indoor_CFL_Ltg | 0 |  |  |  |  | 38.9 | 0 | 0 | 0 | 0 | 38.9 | 98.2386 |  | kWh | 0.016314 | -1.9213 | Residential |  | Winter Only | [5 empty] | 15 | 0.6 |  |  |  | 0 | 2 | 0 | 0 | 0 | 0 | 0 | 0 | 0 | 0 | 0 | 0 | 2009 Qtr 1: 0; 2009 Qtr 2: 0; 2009 Qtr 3: 0; 2009 Qtr 4: 2; 2010 Qtr 1: 0; 2010 Qtr 2: 0; 2010 Qtr 3: 0; 2010 Qtr 4: 0; 2011 Qtr 1: 0; 2011 Qtr 2: 0; 2011 Qtr 3: 0; 2011 Qtr 4: 0 | 2
0 | 211016-CFL - 3 Way - 20 Watt median - ISR = 0.76 |  | System | Residential | res:DEER:Indoor_CFL_Ltg | 0 |  |  |  |  | 3.99 | 0 | 0 | 0 | 0 | 3.99 | 32.4614 |  | kWh | 0.0053907 | -0.63488 | Residential |  | Winter Only | [5 empty] | 5.3 | 0.6 |  |  |  | 0 | 3 | 0 | 0 | 0 | 0 | 0 | 0 | 0 | 0 | 0 | 0 | 2009 Qtr 1: 0; 2009 Qtr 2: 0; 2009 Qtr 3: 0; 2009 Qtr 4: 3; 2010 Qtr 1: 0; 2010 Qtr 2: 0; 2010 Qtr 3: 0; 2010 Qtr 4: 0; 2011 Qtr 1: 0; 2011 Qtr 2: 0; 2011 Qtr 3: 0; 2011 Qtr 4: 0 | 3
0 | 211015-CFL, 14W lamp, A-Line, Integral or Modular, Tube or Spiral or Flood - ISR=0.76 |  | System | Residential | res:DEER:Indoor_CFL_Ltg | 0 |  |  |  |  | 2.5 | 0 | 0 | 0 | 0 | 2.5 | 22.723 |  | kWh | 0.0037734 | -0.44441 | Residential |  | Winter Only | [5 empty] | 5.3 | 0.6 |  |  |  | 0 | 2 | 0 | 0 | 0 | 0 | 0 | 0 | 0 | 0 | 0 | 0 | 2009 Qtr 1: 0; 2009 Qtr 2: 0; 2009 Qtr 3: 0; 2009 Qtr 4: 2; 2010 Qtr 1: 0; 2010 Qtr 2: 0; 2010 Qtr 3: 0; 2010 Qtr 4: 0; 2011 Qtr 1: 0; 2011 Qtr 2: 0; 2011 Qtr 3: 0; 2011 Qtr 4: 0 | 2
0 | 211012-CFL 9W Globe Lamp - ISR=.76 |  | System | Residential | res:DEER:Indoor_CFL_Ltg | 0 |  |  |  |  | 2.2495 | 0 | 0 | 0 | 0 | 2.2495 | 19.2206 |  | kWh | 0.003192 | -0.37591 | Residential |  | Winter Only | [5 empty] | 5.3 | 0.85 |  |  |  | 0 | 3 | 0 | 0 | 0 | 0 | 0 | 0 | 0 | 0 | 0 | 0 | 2009 Qtr 1: 0; 2009 Qtr 2: 0; 2009 Qtr 3: 0; 2009 Qtr 4: 3; 2010 Qtr 1: 0; 2010 Qtr 2: 0; 2010 Qtr 3: 0; 2010 Qtr 4: 0; 2011 Qtr 1: 0; 2011 Qtr 2: 0; 2011 Qtr 3: 0; 2011 Qtr 4: 0 | 3
0 | 211015-CFL, 14W lamp, A-Line, Integral or Modular, Tube or Spiral or Flood - ISR=0.76 |  | System | Residential | res:DEER:Indoor_CFL_Ltg | 0 |  |  |  |  | 2.5 | 0 | 0 | 0 | 0 | 2.5 | 22.723 |  | kWh | 0.0037734 | -0.44441 | Residential |  | Winter Only | [5 empty] | 5.3 | 0.6 |  |  |  | 0 | 2 | 0 | 0 | 0 | 0 | 0 | 0 | 0 | 0 | 0 | 0 | 2009 Qtr 1: 0; 2009 Qtr 2: 0; 2009 Qtr 3: 0; 2009 Qtr 4: 2; 2010 Qtr 1: 0; 2010 Qtr 2: 0; 2010 Qtr 3: 0; 2010 Qtr 4: 0; 2011 Qtr 1: 0; 2011 Qtr 2: 0; 2011 Qtr 3: 0; 2011 Qtr 4: 0 | 2
0 | 211013-Table Lamp 18-Watt Pin based |  | System | Residential | res:DEER:Indoor_CFL_Ltg | 0 |  |  |  |  | 20.9 | 0 | 0 | 0 | 0 | 20.9 | 38.4412 |  | kWh | 0.006383 | -0.75183 | Residential |  | Winter Only | [5 empty] | 15 | 0.85 |  |  |  | 0 | 1 | 0 | 0 | 0 | 0 | 0 | 0 | 0 | 0 | 0 | 0 | 2009 Qtr 1: 0; 2009 Qtr 2: 0; 2009 Qtr 3: 0; 2009 Qtr 4: 1; 2010 Qtr 1: 0; 2010 Qtr 2: 0; 2010 Qtr 3: 0; 2010 Qtr 4: 0; 2011 Qtr 1: 0; 2011 Qtr 2: 0; 2011 Qtr 3: 0; 2011 Qtr 4: 0 | 1
0 | 211004-23 Watt Intergral CFL - ISR=0.76 |  | System | Residential | res:DEER:Indoor_CFL_Ltg | 0 |  |  |  |  | 1.8498 | 0 | 0 | 0 | 0 | 1.8498 | 37.3307 |  | kWh | 0.0061993 | -0.73011 | Residential | [7 empty] | 6.6 | 0.6 |  |  |  | 0 | 2 | 0 | 0 | 0 | 0 | 0 | 0 | 0 | 0 | 0 | 0 | 2009 Qtr 1: 0; 2009 Qtr 2: 0; 2009 Qtr 3: 0; 2009 Qtr 4: 2; 2010 Qtr 1: 0; 2010 Qtr 2: 0; 2010 Qtr 3: 0; 2010 Qtr 4: 0; 2011 Qtr 1: 0; 2011 Qtr 2: 0; 2011 Qtr 3: 0; 2011 Qtr 4: 0 | 2
0 | 211015-CFL, 14W lamp, A-Line, Integral or Modular, Tube or Spiral or Flood - ISR=0.76 |  | System | Residential | res:DEER:Indoor_CFL_Ltg | 0 |  |  |  |  | 2.5 | 0 | 0 | 0 | 0 | 2.5 | 22.723 |  | kWh | 0.0037734 | -0.44441 | Residential |  | Winter Only | [5 empty] | 5.3 | 0.6 |  |  |  | 0 | 3 | 0 | 0 | 0 | 0 | 0 | 0 | 0 | 0 | 0 | 0 | 2009 Qtr 1: 0; 2009 Qtr 2: 0; 2009 Qtr 3: 0; 2009 Qtr 4: 3; 2010 Qtr 1: 0; 2010 Qtr 2: 0; 2010 Qtr 3: 0; 2010 Qtr 4: 0; 2011 Qtr 1: 0; 2011 Qtr 2: 0; 2011 Qtr 3: 0; 2011 Qtr 4: 0 | 3
0 | 211013-Table Lamp 18-Watt Pin based |  | System | Residential | res:DEER:Indoor_CFL_Ltg | 0 |  |  |  |  | 20.9 | 0 | 0 | 0 | 0 | 20.9 | 38.4412 |  | kWh | 0.006383 | -0.75183 | Residential |  | Winter Only | [5 empty] | 15 | 0.85 |  |  |  | 0 | 1 | 0 | 0 | 0 | 0 | 0 | 0 | 0 | 0 | 0 | 0 | 2009 Qtr 1: 0; 2009 Qtr 2: 0; 2009 Qtr 3: 0; 2009 Qtr 4: 1; 2010 Qtr 1: 0; 2010 Qtr 2: 0; 2010 Qtr 3: 0; 2010 Qtr 4: 0; 2011 Qtr 1: 0; 2011 Qtr 2: 0; 2011 Qtr 3: 0; 2011 Qtr 4: 0 | 1
0 | 211017-Floor Lamp - 2 23 Watt pin based |  | System | Residential | res:DEER:Indoor_CFL_Ltg | 0 |  |  |  |  | 38.9 | 0 | 0 | 0 | 0 | 38.9 | 98.2386 |  | kWh | 0.016314 | -1.9213 | Residential |  | Winter Only | [5 empty] | 15 | 0.6 |  |  |  | 0 | 1 | 0 | 0 | 0 | 0 | 0 | 0 | 0 | 0 | 0 | 0 | 2009 Qtr 1: 0; 2009 Qtr 2: 0; 2009 Qtr 3: 0; 2009 Qtr 4: 1; 2010 Qtr 1: 0; 2010 Qtr 2: 0; 2010 Qtr 3: 0; 2010 Qtr 4: 0; 2011 Qtr 1: 0; 2011 Qtr 2: 0; 2011 Qtr 3: 0; 2011 Qtr 4: 0 | 1
0 | 211004-23 Watt Intergral CFL - ISR=0.76 |  | System | Residential | res:DEER:Indoor_CFL_Ltg | 0 |  |  |  |  | 1.8498 | 0 | 0 | 0 | 0 | 1.8498 | 37.3307 |  | kWh | 0.0061993 | -0.73011 | Residential | [7 empty] | 6.6 | 0.6 |  |  |  | 0 | 5 | 0 | 0 | 0 | 0 | 0 | 0 | 0 | 0 | 0 | 0 | 2009 Qtr 1: 0; 2009 Qtr 2: 0; 2009 Qtr 3: 0; 2009 Qtr 4: 5; 2010 Qtr 1: 0; 2010 Qtr 2: 0; 2010 Qtr 3: 0; 2010 Qtr 4: 0; 2011 Qtr 1: 0; 2011 Qtr 2: 0; 2011 Qtr 3: 0; 2011 Qtr 4: 0 | 5
0 | 211016-CFL - 3 Way - 20 Watt median - ISR = 0.76 |  | System | Residential | res:DEER:Indoor_CFL_Ltg | 0 |  |  |  |  | 3.99 | 0 | 0 | 0 | 0 | 3.99 | 32.4614 |  | kWh | 0.0053907 | -0.63488 | Residential |  | Winter Only | [5 empty] | 5.3 | 0.6 |  |  |  | 0 | 3 | 0 | 0 | 0 | 0 | 0 | 0 | 0 | 0 | 0 | 0 | 2009 Qtr 1: 0; 2009 Qtr 2: 0; 2009 Qtr 3: 0; 2009 Qtr 4: 3; 2010 Qtr 1: 0; 2010 Qtr 2: 0; 2010 Qtr 3: 0; 2010 Qtr 4: 0; 2011 Qtr 1: 0; 2011 Qtr 2: 0; 2011 Qtr 3: 0; 2011 Qtr 4: 0 | 3
0 | 211015-CFL, 14W lamp, A-Line, Integral or Modular, Tube or Spiral or Flood - ISR=0.76 |  | System | Residential | res:DEER:Indoor_CFL_Ltg | 0 |  |  |  |  | 2.5 | 0 | 0 | 0 | 0 | 2.5 | 22.723 |  | kWh | 0.0037734 | -0.44441 | Residential |  | Winter Only | [5 empty] | 5.3 | 0.6 |  |  |  | 0 | 1 | 0 | 0 | 0 | 0 | 0 | 0 | 0 | 0 | 0 | 0 | 2009 Qtr 1: 0; 2009 Qtr 2: 0; 2009 Qtr 3: 0; 2009 Qtr 4: 1; 2010 Qtr 1: 0; 2010 Qtr 2: 0; 2010 Qtr 3: 0; 2010 Qtr 4: 0; 2011 Qtr 1: 0; 2011 Qtr 2: 0; 2011 Qtr 3: 0; 2011 Qtr 4: 0 | 1
0 | 211013-Table Lamp 18-Watt Pin based |  | System | Residential | res:DEER:Indoor_CFL_Ltg | 0 |  |  |  |  | 20.9 | 0 | 0 | 0 | 0 | 20.9 | 38.4412 |  | kWh | 0.006383 | -0.75183 | Residential |  | Winter Only | [5 empty] | 15 | 0.85 |  |  |  | 0 | 2 | 0 | 0 | 0 | 0 | 0 | 0 | 0 | 0 | 0 | 0 | 2009 Qtr 1: 0; 2009 Qtr 2: 0; 2009 Qtr 3: 0; 2009 Qtr 4: 2; 2010 Qtr 1: 0; 2010 Qtr 2: 0; 2010 Qtr 3: 0; 2010 Qtr 4: 0; 2011 Qtr 1: 0; 2011 Qtr 2: 0; 2011 Qtr 3: 0; 2011 Qtr 4: 0 | 2
0 | 211004-23 Watt Intergral CFL - ISR=0.76 |  | System | Residential | res:DEER:Indoor_CFL_Ltg | 0 |  |  |  |  | 1.8498 | 0 | 0 | 0 | 0 | 1.8498 | 37.3307 |  | kWh | 0.0061993 | -0.73011 | Residential | [7 empty] | 6.6 | 0.6 |  |  |  | 0 | 2 | 0 | 0 | 0 | 0 | 0 | 0 | 0 | 0 | 0 | 0 | 2009 Qtr 1: 0; 2009 Qtr 2: 0; 2009 Qtr 3: 0; 2009 Qtr 4: 2; 2010 Qtr 1: 0; 2010 Qtr 2: 0; 2010 Qtr 3: 0; 2010 Qtr 4: 0; 2011 Qtr 1: 0; 2011 Qtr 2: 0; 2011 Qtr 3: 0; 2011 Qtr 4: 0 | 2
0 | 211016-CFL - 3 Way - 20 Watt median - ISR = 0.76 |  | System | Residential | res:DEER:Indoor_CFL_Ltg | 0 |  |  |  |  | 3.99 | 0 | 0 | 0 | 0 | 3.99 | 32.4614 |  | kWh | 0.0053907 | -0.63488 | Residential |  | Winter Only | [5 empty] | 5.3 | 0.6 |  |  |  | 0 | 2 | 0 | 0 | 0 | 0 | 0 | 0 | 0 | 0 | 0 | 0 | 2009 Qtr 1: 0; 2009 Qtr 2: 0; 2009 Qtr 3: 0; 2009 Qtr 4: 2; 2010 Qtr 1: 0; 2010 Qtr 2: 0; 2010 Qtr 3: 0; 2010 Qtr 4: 0; 2011 Qtr 1: 0; 2011 Qtr 2: 0; 2011 Qtr 3: 0; 2011 Qtr 4: 0 | 2
0 | 211017-Floor Lamp - 2 23 Watt pin based |  | System | Residential | res:DEER:Indoor_CFL_Ltg | 0 |  |  |  |  | 38.9 | 0 | 0 | 0 | 0 | 38.9 | 98.2386 |  | kWh | 0.016314 | -1.9213 | Residential |  | Winter Only | [5 empty] | 15 | 0.6 |  |  |  | 0 | 1 | 0 | 0 | 0 | 0 | 0 | 0 | 0 | 0 | 0 | 0 | 2009 Qtr 1: 0; 2009 Qtr 2: 0; 2009 Qtr 3: 0; 2009 Qtr 4: 1; 2010 Qtr 1: 0; 2010 Qtr 2: 0; 2010 Qtr 3: 0; 2010 Qtr 4: 0; 2011 Qtr 1: 0; 2011 Qtr 2: 0; 2011 Qtr 3: 0; 2011 Qtr 4: 0 | 1
0 | 211015-CFL, 14W lamp, A-Line, Integral or Modular, Tube or Spiral or Flood - ISR=0.76 |  | System | Residential | res:DEER:Indoor_CFL_Ltg | 0 |  |  |  |  | 2.5 | 0 | 0 | 0 | 0 | 2.5 | 22.723 |  | kWh | 0.0037734 | -0.44441 | Residential |  | Winter Only | [5 empty] | 5.3 | 0.6 |  |  |  | 0 | 1 | 0 | 0 | 0 | 0 | 0 | 0 | 0 | 0 | 0 | 0 | 2009 Qtr 1: 0; 2009 Qtr 2: 0; 2009 Qtr 3: 0; 2009 Qtr 4: 1; 2010 Qtr 1: 0; 2010 Qtr 2: 0; 2010 Qtr 3: 0; 2010 Qtr 4: 0; 2011 Qtr 1: 0; 2011 Qtr 2: 0; 2011 Qtr 3: 0; 2011 Qtr 4: 0 | 1
0 | 211016-CFL - 3 Way - 20 Watt median - ISR = 0.76 |  | System | Residential | res:DEER:Indoor_CFL_Ltg | 0 |  |  |  |  | 3.99 | 0 | 0 | 0 | 0 | 3.99 | 32.4614 |  | kWh | 0.0053907 | -0.63488 | Residential |  | Winter Only | [5 empty] | 5.3 | 0.6 |  |  |  | 0 | 3 | 0 | 0 | 0 | 0 | 0 | 0 | 0 | 0 | 0 | 0 | 2009 Qtr 1: 0; 2009 Qtr 2: 0; 2009 Qtr 3: 0; 2009 Qtr 4: 3; 2010 Qtr 1: 0; 2010 Qtr 2: 0; 2010 Qtr 3: 0; 2010 Qtr 4: 0; 2011 Qtr 1: 0; 2011 Qtr 2: 0; 2011 Qtr 3: 0; 2011 Qtr 4: 0 | 3
0 | 211013-Table Lamp 18-Watt Pin based |  | System | Residential | res:DEER:Indoor_CFL_Ltg | 0 |  |  |  |  | 20.9 | 0 | 0 | 0 | 0 | 20.9 | 38.4412 |  | kWh | 0.006383 | -0.75183 | Residential |  | Winter Only | [5 empty] | 15 | 0.85 |  |  |  | 0 | 2 | 0 | 0 | 0 | 0 | 0 | 0 | 0 | 0 | 0 | 0 | 2009 Qtr 1: 0; 2009 Qtr 2: 0; 2009 Qtr 3: 0; 2009 Qtr 4: 2; 2010 Qtr 1: 0; 2010 Qtr 2: 0; 2010 Qtr 3: 0; 2010 Qtr 4: 0; 2011 Qtr 1: 0; 2011 Qtr 2: 0; 2011 Qtr 3: 0; 2011 Qtr 4: 0 | 2
0 | 211016-CFL - 3 Way - 20 Watt median - ISR = 0.76 |  | System | Residential | res:DEER:Indoor_CFL_Ltg | 0 |  |  |  |  | 3.99 | 0 | 0 | 0 | 0 | 3.99 | 32.4614 |  | kWh | 0.0053907 | -0.63488 | Residential |  | Winter Only | [5 empty] | 5.3 | 0.6 |  |  |  | 0 | 5 | 0 | 0 | 0 | 0 | 0 | 0 | 0 | 0 | 0 | 0 | 2009 Qtr 1: 0; 2009 Qtr 2: 0; 2009 Qtr 3: 0; 2009 Qtr 4: 5; 2010 Qtr 1: 0; 2010 Qtr 2: 0; 2010 Qtr 3: 0; 2010 Qtr 4: 0; 2011 Qtr 1: 0; 2011 Qtr 2: 0; 2011 Qtr 3: 0; 2011 Qtr 4: 0 | 5
0 | 211012-CFL 9W Globe Lamp - ISR=.76 |  | System | Residential | res:DEER:Indoor_CFL_Ltg | 0 |  |  |  |  | 2.2495 | 0 | 0 | 0 | 0 | 2.2495 | 19.2206 |  | kWh | 0.003192 | -0.37591 | Residential |  | Winter Only | [5 empty] | 5.3 | 0.85 |  |  |  | 0 | 1 | 0 | 0 | 0 | 0 | 0 | 0 | 0 | 0 | 0 | 0 | 2009 Qtr 1: 0; 2009 Qtr 2: 0; 2009 Qtr 3: 0; 2009 Qtr 4: 1; 2010 Qtr 1: 0; 2010 Qtr 2: 0; 2010 Qtr 3: 0; 2010 Qtr 4: 0; 2011 Qtr 1: 0; 2011 Qtr 2: 0; 2011 Qtr 3: 0; 2011 Qtr 4: 0 | 1
0 | 211004-23 Watt Intergral CFL - ISR=0.76 |  | System | Residential | res:DEER:Indoor_CFL_Ltg | 0 |  |  |  |  | 1.8498 | 0 | 0 | 0 | 0 | 1.8498 | 37.3307 |  | kWh | 0.0061993 | -0.73011 | Residential | [7 empty] | 6.6 | 0.6 |  |  |  | 0 | 1 | 0 | 0 | 0 | 0 | 0 | 0 | 0 | 0 | 0 | 0 | 2009 Qtr 1: 0; 2009 Qtr 2: 0; 2009 Qtr 3: 0; 2009 Qtr 4: 1; 2010 Qtr 1: 0; 2010 Qtr 2: 0; 2010 Qtr 3: 0; 2010 Qtr 4: 0; 2011 Qtr 1: 0; 2011 Qtr 2: 0; 2011 Qtr 3: 0; 2011 Qtr 4: 0 | 1
0 | 211016-CFL - 3 Way - 20 Watt median - ISR = 0.76 |  | System | Residential | res:DEER:Indoor_CFL_Ltg | 0 |  |  |  |  | 3.99 | 0 | 0 | 0 | 0 | 3.99 | 32.4614 |  | kWh | 0.0053907 | -0.63488 | Residential |  | Winter Only | [5 empty] | 5.3 | 0.6 |  |  |  | 0 | 2 | 0 | 0 | 0 | 0 | 0 | 0 | 0 | 0 | 0 | 0 | 2009 Qtr 1: 0; 2009 Qtr 2: 0; 2009 Qtr 3: 0; 2009 Qtr 4: 2; 2010 Qtr 1: 0; 2010 Qtr 2: 0; 2010 Qtr 3: 0; 2010 Qtr 4: 0; 2011 Qtr 1: 0; 2011 Qtr 2: 0; 2011 Qtr 3: 0; 2011 Qtr 4: 0 | 2
0 | 211015-CFL, 14W lamp, A-Line, Integral or Modular, Tube or Spiral or Flood - ISR=0.76 |  | System | Residential | res:DEER:Indoor_CFL_Ltg | 0 |  |  |  |  | 2.5 | 0 | 0 | 0 | 0 | 2.5 | 22.723 |  | kWh | 0.0037734 | -0.44441 | Residential |  | Winter Only | [5 empty] | 5.3 | 0.6 |  |  |  | 0 | 1 | 0 | 0 | 0 | 0 | 0 | 0 | 0 | 0 | 0 | 0 | 2009 Qtr 1: 0; 2009 Qtr 2: 0; 2009 Qtr 3: 0; 2009 Qtr 4: 1; 2010 Qtr 1: 0; 2010 Qtr 2: 0; 2010 Qtr 3: 0; 2010 Qtr 4: 0; 2011 Qtr 1: 0; 2011 Qtr 2: 0; 2011 Qtr 3: 0; 2011 Qtr 4: 0 | 1
0 | 211004-23 Watt Intergral CFL - ISR=0.76 |  | System | Residential | res:DEER:Indoor_CFL_Ltg | 0 |  |  |  |  | 1.8498 | 0 | 0 | 0 | 0 | 1.8498 | 37.3307 |  | kWh | 0.0061993 | -0.73011 | Residential | [7 empty] | 6.6 | 0.6 |  |  |  | 0 | 5 | 0 | 0 | 0 | 0 | 0 | 0 | 0 | 0 | 0 | 0 | 2009 Qtr 1: 0; 2009 Qtr 2: 0; 2009 Qtr 3: 0; 2009 Qtr 4: 5; 2010 Qtr 1: 0; 2010 Qtr 2: 0; 2010 Qtr 3: 0; 2010 Qtr 4: 0; 2011 Qtr 1: 0; 2011 Qtr 2: 0; 2011 Qtr 3: 0; 2011 Qtr 4: 0 | 5
0 | 211012-CFL 9W Globe Lamp - ISR=.76 |  | System | Residential | res:DEER:Indoor_CFL_Ltg | 0 |  |  |  |  | 2.2495 | 0 | 0 | 0 | 0 | 2.2495 | 19.2206 |  | kWh | 0.003192 | -0.37591 | Residential |  | Winter Only | [5 empty] | 5.3 | 0.85 |  |  |  | 0 | 1 | 0 | 0 | 0 | 0 | 0 | 0 | 0 | 0 | 0 | 0 | 2009 Qtr 1: 0; 2009 Qtr 2: 0; 2009 Qtr 3: 0; 2009 Qtr 4: 1; 2010 Qtr 1: 0; 2010 Qtr 2: 0; 2010 Qtr 3: 0; 2010 Qtr 4: 0; 2011 Qtr 1: 0; 2011 Qtr 2: 0; 2011 Qtr 3: 0; 2011 Qtr 4: 0 | 1
0 | 211015-CFL, 14W lamp, A-Line, Integral or Modular, Tube or Spiral or Flood - ISR=0.76 |  | System | Residential | res:DEER:Indoor_CFL_Ltg | 0 |  |  |  |  | 2.5 | 0 | 0 | 0 | 0 | 2.5 | 22.723 |  | kWh | 0.0037734 | -0.44441 | Residential |  | Winter Only | [5 empty] | 5.3 | 0.6 |  |  |  | 0 | 4 | 0 | 0 | 0 | 0 | 0 | 0 | 0 | 0 | 0 | 0 | 2009 Qtr 1: 0; 2009 Qtr 2: 0; 2009 Qtr 3: 0; 2009 Qtr 4: 4; 2010 Qtr 1: 0; 2010 Qtr 2: 0; 2010 Qtr 3: 0; 2010 Qtr 4: 0; 2011 Qtr 1: 0; 2011 Qtr 2: 0; 2011 Qtr 3: 0; 2011 Qtr 4: 0 | 4
0 | 211017-Floor Lamp - 2 23 Watt pin based |  | System | Residential | res:DEER:Indoor_CFL_Ltg | 0 |  |  |  |  | 38.9 | 0 | 0 | 0 | 0 | 38.9 | 98.2386 |  | kWh | 0.016314 | -1.9213 | Residential |  | Winter Only | [5 empty] | 15 | 0.6 |  |  |  | 0 | 1 | 0 | 0 | 0 | 0 | 0 | 0 | 0 | 0 | 0 | 0 | 2009 Qtr 1: 0; 2009 Qtr 2: 0; 2009 Qtr 3: 0; 2009 Qtr 4: 1; 2010 Qtr 1: 0; 2010 Qtr 2: 0; 2010 Qtr 3: 0; 2010 Qtr 4: 0; 2011 Qtr 1: 0; 2011 Qtr 2: 0; 2011 Qtr 3: 0; 2011 Qtr 4: 0 | 1
0 | 211016-CFL - 3 Way - 20 Watt median - ISR = 0.76 |  | System | Residential | res:DEER:Indoor_CFL_Ltg | 0 |  |  |  |  | 3.99 | 0 | 0 | 0 | 0 | 3.99 | 32.4614 |  | kWh | 0.0053907 | -0.63488 | Residential |  | Winter Only | [5 empty] | 5.3 | 0.6 |  |  |  | 0 | 1 | 0 | 0 | 0 | 0 | 0 | 0 | 0 | 0 | 0 | 0 | 2009 Qtr 1: 0; 2009 Qtr 2: 0; 2009 Qtr 3: 0; 2009 Qtr 4: 1; 2010 Qtr 1: 0; 2010 Qtr 2: 0; 2010 Qtr 3: 0; 2010 Qtr 4: 0; 2011 Qtr 1: 0; 2011 Qtr 2: 0; 2011 Qtr 3: 0; 2011 Qtr 4: 0 | 1
0 | 211015-CFL, 14W lamp, A-Line, Integral or Modular, Tube or Spiral or Flood - ISR=0.76 |  | System | Residential | res:DEER:Indoor_CFL_Ltg | 0 |  |  |  |  | 2.5 | 0 | 0 | 0 | 0 | 2.5 | 22.723 |  | kWh | 0.0037734 | -0.44441 | Residential |  | Winter Only | [5 empty] | 5.3 | 0.6 |  |  |  | 0 | 3 | 0 | 0 | 0 | 0 | 0 | 0 | 0 | 0 | 0 | 0 | 2009 Qtr 1: 0; 2009 Qtr 2: 0; 2009 Qtr 3: 0; 2009 Qtr 4: 3; 2010 Qtr 1: 0; 2010 Qtr 2: 0; 2010 Qtr 3: 0; 2010 Qtr 4: 0; 2011 Qtr 1: 0; 2011 Qtr 2: 0; 2011 Qtr 3: 0; 2011 Qtr 4: 0 | 3
0 | 211016-CFL - 3 Way - 20 Watt median - ISR = 0.76 |  | System | Residential | res:DEER:Indoor_CFL_Ltg | 0 |  |  |  |  | 3.99 | 0 | 0 | 0 | 0 | 3.99 | 32.4614 |  | kWh | 0.0053907 | -0.63488 | Residential |  | Winter Only | [5 empty] | 5.3 | 0.6 |  |  |  | 0 | 2 | 0 | 0 | 0 | 0 | 0 | 0 | 0 | 0 | 0 | 0 | 2009 Qtr 1: 0; 2009 Qtr 2: 0; 2009 Qtr 3: 0; 2009 Qtr 4: 2; 2010 Qtr 1: 0; 2010 Qtr 2: 0; 2010 Qtr 3: 0; 2010 Qtr 4: 0; 2011 Qtr 1: 0; 2011 Qtr 2: 0; 2011 Qtr 3: 0; 2011 Qtr 4: 0 | 2
0 | 211017-Floor Lamp - 2 23 Watt pin based |  | System | Residential | res:DEER:Indoor_CFL_Ltg | 0 |  |  |  |  | 38.9 | 0 | 0 | 0 | 0 | 38.9 | 98.2386 |  | kWh | 0.016314 | -1.9213 | Residential |  | Winter Only | [5 empty] | 15 | 0.6 |  |  |  | 0 | 2 | 0 | 0 | 0 | 0 | 0 | 0 | 0 | 0 | 0 | 0 | 2009 Qtr 1: 0; 2009 Qtr 2: 0; 2009 Qtr 3: 0; 2009 Qtr 4: 2; 2010 Qtr 1: 0; 2010 Qtr 2: 0; 2010 Qtr 3: 0; 2010 Qtr 4: 0; 2011 Qtr 1: 0; 2011 Qtr 2: 0; 2011 Qtr 3: 0; 2011 Qtr 4: 0 | 2
0 | 211017-Floor Lamp - 2 23 Watt pin based |  | System | Residential | res:DEER:Indoor_CFL_Ltg | 0 |  |  |  |  | 38.9 | 0 | 0 | 0 | 0 | 38.9 | 98.2386 |  | kWh | 0.016314 | -1.9213 | Residential |  | Winter Only | [5 empty] | 15 | 0.6 |  |  |  | 0 | 1 | 0 | 0 | 0 | 0 | 0 | 0 | 0 | 0 | 0 | 0 | 2009 Qtr 1: 0; 2009 Qtr 2: 0; 2009 Qtr 3: 0; 2009 Qtr 4: 1; 2010 Qtr 1: 0; 2010 Qtr 2: 0; 2010 Qtr 3: 0; 2010 Qtr 4: 0; 2011 Qtr 1: 0; 2011 Qtr 2: 0; 2011 Qtr 3: 0; 2011 Qtr 4: 0 | 1
0 | 211013-Table Lamp 18-Watt Pin based |  | System | Residential | res:DEER:Indoor_CFL_Ltg | 0 |  |  |  |  | 20.9 | 0 | 0 | 0 | 0 | 20.9 | 38.4412 |  | kWh | 0.006383 | -0.75183 | Residential |  | Winter Only | [5 empty] | 15 | 0.85 |  |  |  | 0 | 2 | 0 | 0 | 0 | 0 | 0 | 0 | 0 | 0 | 0 | 0 | 2009 Qtr 1: 0; 2009 Qtr 2: 0; 2009 Qtr 3: 0; 2009 Qtr 4: 2; 2010 Qtr 1: 0; 2010 Qtr 2: 0; 2010 Qtr 3: 0; 2010 Qtr 4: 0; 2011 Qtr 1: 0; 2011 Qtr 2: 0; 2011 Qtr 3: 0; 2011 Qtr 4: 0 | 2
0 | 211004-23 Watt Intergral CFL - ISR=0.76 |  | System | Residential | res:DEER:Indoor_CFL_Ltg | 0 |  |  |  |  | 1.8498 | 0 | 0 | 0 | 0 | 1.8498 | 37.3307 |  | kWh | 0.0061993 | -0.73011 | Residential | [7 empty] | 6.6 | 0.6 |  |  |  | 0 | 3 | 0 | 0 | 0 | 0 | 0 | 0 | 0 | 0 | 0 | 0 | 2009 Qtr 1: 0; 2009 Qtr 2: 0; 2009 Qtr 3: 0; 2009 Qtr 4: 3; 2010 Qtr 1: 0; 2010 Qtr 2: 0; 2010 Qtr 3: 0; 2010 Qtr 4: 0; 2011 Qtr 1: 0; 2011 Qtr 2: 0; 2011 Qtr 3: 0; 2011 Qtr 4: 0 | 3
0 | 211016-CFL - 3 Way - 20 Watt median - ISR = 0.76 |  | System | Residential | res:DEER:Indoor_CFL_Ltg | 0 |  |  |  |  | 3.99 | 0 | 0 | 0 | 0 | 3.99 | 32.4614 |  | kWh | 0.0053907 | -0.63488 | Residential |  | Winter Only | [5 empty] | 5.3 | 0.6 |  |  |  | 0 | 2 | 0 | 0 | 0 | 0 | 0 | 0 | 0 | 0 | 0 | 0 | 2009 Qtr 1: 0; 2009 Qtr 2: 0; 2009 Qtr 3: 0; 2009 Qtr 4: 2; 2010 Qtr 1: 0; 2010 Qtr 2: 0; 2010 Qtr 3: 0; 2010 Qtr 4: 0; 2011 Qtr 1: 0; 2011 Qtr 2: 0; 2011 Qtr 3: 0; 2011 Qtr 4: 0 | 2
0 | 211004-23 Watt Intergral CFL - ISR=0.76 |  | System | Residential | res:DEER:Indoor_CFL_Ltg | 0 |  |  |  |  | 1.8498 | 0 | 0 | 0 | 0 | 1.8498 | 37.3307 |  | kWh | 0.0061993 | -0.73011 | Residential | [7 empty] | 6.6 | 0.6 |  |  |  | 0 | 5 | 0 | 0 | 0 | 0 | 0 | 0 | 0 | 0 | 0 | 0 | 2009 Qtr 1: 0; 2009 Qtr 2: 0; 2009 Qtr 3: 0; 2009 Qtr 4: 5; 2010 Qtr 1: 0; 2010 Qtr 2: 0; 2010 Qtr 3: 0; 2010 Qtr 4: 0; 2011 Qtr 1: 0; 2011 Qtr 2: 0; 2011 Qtr 3: 0; 2011 Qtr 4: 0 | 5
0 | 211017-Floor Lamp - 2 23 Watt pin based |  | System | Residential | res:DEER:Indoor_CFL_Ltg | 0 |  |  |  |  | 38.9 | 0 | 0 | 0 | 0 | 38.9 | 98.2386 |  | kWh | 0.016314 | -1.9213 | Residential |  | Winter Only | [5 empty] | 15 | 0.6 |  |  |  | 0 | 2 | 0 | 0 | 0 | 0 | 0 | 0 | 0 | 0 | 0 | 0 | 2009 Qtr 1: 0; 2009 Qtr 2: 0; 2009 Qtr 3: 0; 2009 Qtr 4: 2; 2010 Qtr 1: 0; 2010 Qtr 2: 0; 2010 Qtr 3: 0; 2010 Qtr 4: 0; 2011 Qtr 1: 0; 2011 Qtr 2: 0; 2011 Qtr 3: 0; 2011 Qtr 4: 0 | 2
0 | 211017-Floor Lamp - 2 23 Watt pin based |  | System | Residential | res:DEER:Indoor_CFL_Ltg | 0 |  |  |  |  | 38.9 | 0 | 0 | 0 | 0 | 38.9 | 98.2386 |  | kWh | 0.016314 | -1.9213 | Residential |  | Winter Only | [5 empty] | 15 | 0.6 |  |  |  | 0 | 1 | 0 | 0 | 0 | 0 | 0 | 0 | 0 | 0 | 0 | 0 | 2009 Qtr 1: 0; 2009 Qtr 2: 0; 2009 Qtr 3: 0; 2009 Qtr 4: 1; 2010 Qtr 1: 0; 2010 Qtr 2: 0; 2010 Qtr 3: 0; 2010 Qtr 4: 0; 2011 Qtr 1: 0; 2011 Qtr 2: 0; 2011 Qtr 3: 0; 2011 Qtr 4: 0 | 1
0 | 211017-Floor Lamp - 2 23 Watt pin based |  | System | Residential | res:DEER:Indoor_CFL_Ltg | 0 |  |  |  |  | 38.9 | 0 | 0 | 0 | 0 | 38.9 | 98.2386 |  | kWh | 0.016314 | -1.9213 | Residential |  | Winter Only | [5 empty] | 15 | 0.6 |  |  |  | 0 | 2 | 0 | 0 | 0 | 0 | 0 | 0 | 0 | 0 | 0 | 0 | 2009 Qtr 1: 0; 2009 Qtr 2: 0; 2009 Qtr 3: 0; 2009 Qtr 4: 2; 2010 Qtr 1: 0; 2010 Qtr 2: 0; 2010 Qtr 3: 0; 2010 Qtr 4: 0; 2011 Qtr 1: 0; 2011 Qtr 2: 0; 2011 Qtr 3: 0; 2011 Qtr 4: 0 | 2
0 | 211004-23 Watt Intergral CFL - ISR=0.76 |  | System | Residential | res:DEER:Indoor_CFL_Ltg | 0 |  |  |  |  | 1.8498 | 0 | 0 | 0 | 0 | 1.8498 | 37.3307 |  | kWh | 0.0061993 | -0.73011 | Residential | [7 empty] | 6.6 | 0.6 |  |  |  | 0 | 1 | 0 | 0 | 0 | 0 | 0 | 0 | 0 | 0 | 0 | 0 | 2009 Qtr 1: 0; 2009 Qtr 2: 0; 2009 Qtr 3: 0; 2009 Qtr 4: 1; 2010 Qtr 1: 0; 2010 Qtr 2: 0; 2010 Qtr 3: 0; 2010 Qtr 4: 0; 2011 Qtr 1: 0; 2011 Qtr 2: 0; 2011 Qtr 3: 0; 2011 Qtr 4: 0 | 1
0 | 211016-CFL - 3 Way - 20 Watt median - ISR = 0.76 |  | System | Residential | res:DEER:Indoor_CFL_Ltg | 0 |  |  |  |  | 3.99 | 0 | 0 | 0 | 0 | 3.99 | 32.4614 |  | kWh | 0.0053907 | -0.63488 | Residential |  | Winter Only | [5 empty] | 5.3 | 0.6 |  |  |  | 0 | 4 | 0 | 0 | 0 | 0 | 0 | 0 | 0 | 0 | 0 | 0 | 2009 Qtr 1: 0; 2009 Qtr 2: 0; 2009 Qtr 3: 0; 2009 Qtr 4: 4; 2010 Qtr 1: 0; 2010 Qtr 2: 0; 2010 Qtr 3: 0; 2010 Qtr 4: 0; 2011 Qtr 1: 0; 2011 Qtr 2: 0; 2011 Qtr 3: 0; 2011 Qtr 4: 0 | 4
0 | 211017-Floor Lamp - 2 23 Watt pin based |  | System | Residential | res:DEER:Indoor_CFL_Ltg | 0 |  |  |  |  | 38.9 | 0 | 0 | 0 | 0 | 38.9 | 98.2386 |  | kWh | 0.016314 | -1.9213 | Residential |  | Winter Only | [5 empty] | 15 | 0.6 |  |  |  | 0 | 1 | 0 | 0 | 0 | 0 | 0 | 0 | 0 | 0 | 0 | 0 | 2009 Qtr 1: 0; 2009 Qtr 2: 0; 2009 Qtr 3: 0; 2009 Qtr 4: 1; 2010 Qtr 1: 0; 2010 Qtr 2: 0; 2010 Qtr 3: 0; 2010 Qtr 4: 0; 2011 Qtr 1: 0; 2011 Qtr 2: 0; 2011 Qtr 3: 0; 2011 Qtr 4: 0 | 1
0 | 211015-CFL, 14W lamp, A-Line, Integral or Modular, Tube or Spiral or Flood - ISR=0.76 |  | System | Residential | res:DEER:Indoor_CFL_Ltg | 0 |  |  |  |  | 2.5 | 0 | 0 | 0 | 0 | 2.5 | 22.723 |  | kWh | 0.0037734 | -0.44441 | Residential |  | Winter Only | [5 empty] | 5.3 | 0.6 |  |  |  | 0 | 5 | 0 | 0 | 0 | 0 | 0 | 0 | 0 | 0 | 0 | 0 | 2009 Qtr 1: 0; 2009 Qtr 2: 0; 2009 Qtr 3: 0; 2009 Qtr 4: 5; 2010 Qtr 1: 0; 2010 Qtr 2: 0; 2010 Qtr 3: 0; 2010 Qtr 4: 0; 2011 Qtr 1: 0; 2011 Qtr 2: 0; 2011 Qtr 3: 0; 2011 Qtr 4: 0 | 5
0 | 211017-Floor Lamp - 2 23 Watt pin based |  | System | Residential | res:DEER:Indoor_CFL_Ltg | 0 |  |  |  |  | 38.9 | 0 | 0 | 0 | 0 | 38.9 | 98.2386 |  | kWh | 0.016314 | -1.9213 | Residential |  | Winter Only | [5 empty] | 15 | 0.6 |  |  |  | 0 | 2 | 0 | 0 | 0 | 0 | 0 | 0 | 0 | 0 | 0 | 0 | 2009 Qtr 1: 0; 2009 Qtr 2: 0; 2009 Qtr 3: 0; 2009 Qtr 4: 2; 2010 Qtr 1: 0; 2010 Qtr 2: 0; 2010 Qtr 3: 0; 2010 Qtr 4: 0; 2011 Qtr 1: 0; 2011 Qtr 2: 0; 2011 Qtr 3: 0; 2011 Qtr 4: 0 | 2
0 | 211016-CFL - 3 Way - 20 Watt median - ISR = 0.76 |  | System | Residential | res:DEER:Indoor_CFL_Ltg | 0 |  |  |  |  | 3.99 | 0 | 0 | 0 | 0 | 3.99 | 32.4614 |  | kWh | 0.0053907 | -0.63488 | Residential |  | Winter Only | [5 empty] | 5.3 | 0.6 |  |  |  | 0 | 5 | 0 | 0 | 0 | 0 | 0 | 0 | 0 | 0 | 0 | 0 | 2009 Qtr 1: 0; 2009 Qtr 2: 0; 2009 Qtr 3: 0; 2009 Qtr 4: 5; 2010 Qtr 1: 0; 2010 Qtr 2: 0; 2010 Qtr 3: 0; 2010 Qtr 4: 0; 2011 Qtr 1: 0; 2011 Qtr 2: 0; 2011 Qtr 3: 0; 2011 Qtr 4: 0 | 5
0 | 211017-Floor Lamp - 2 23 Watt pin based |  | System | Residential | res:DEER:Indoor_CFL_Ltg | 0 |  |  |  |  | 38.9 | 0 | 0 | 0 | 0 | 38.9 | 98.2386 |  | kWh | 0.016314 | -1.9213 | Residential |  | Winter Only | [5 empty] | 15 | 0.6 |  |  |  | 0 | 2 | 0 | 0 | 0 | 0 | 0 | 0 | 0 | 0 | 0 | 0 | 2009 Qtr 1: 0; 2009 Qtr 2: 0; 2009 Qtr 3: 0; 2009 Qtr 4: 2; 2010 Qtr 1: 0; 2010 Qtr 2: 0; 2010 Qtr 3: 0; 2010 Qtr 4: 0; 2011 Qtr 1: 0; 2011 Qtr 2: 0; 2011 Qtr 3: 0; 2011 Qtr 4: 0 | 2
0 | 211016-CFL - 3 Way - 20 Watt median - ISR = 0.76 |  | System | Residential | res:DEER:Indoor_CFL_Ltg | 0 |  |  |  |  | 3.99 | 0 | 0 | 0 | 0 | 3.99 | 32.4614 |  | kWh | 0.0053907 | -0.63488 | Residential |  | Winter Only | [5 empty] | 5.3 | 0.6 |  |  |  | 0 | 2 | 0 | 0 | 0 | 0 | 0 | 0 | 0 | 0 | 0 | 0 | 2009 Qtr 1: 0; 2009 Qtr 2: 0; 2009 Qtr 3: 0; 2009 Qtr 4: 2; 2010 Qtr 1: 0; 2010 Qtr 2: 0; 2010 Qtr 3: 0; 2010 Qtr 4: 0; 2011 Qtr 1: 0; 2011 Qtr 2: 0; 2011 Qtr 3: 0; 2011 Qtr 4: 0 | 2
0 | 211017-Floor Lamp - 2 23 Watt pin based |  | System | Residential | res:DEER:Indoor_CFL_Ltg | 0 |  |  |  |  | 38.9 | 0 | 0 | 0 | 0 | 38.9 | 98.2386 |  | kWh | 0.016314 | -1.9213 | Residential |  | Winter Only | [5 empty] | 15 | 0.6 |  |  |  | 0 | 1 | 0 | 0 | 0 | 0 | 0 | 0 | 0 | 0 | 0 | 0 | 2009 Qtr 1: 0; 2009 Qtr 2: 0; 2009 Qtr 3: 0; 2009 Qtr 4: 1; 2010 Qtr 1: 0; 2010 Qtr 2: 0; 2010 Qtr 3: 0; 2010 Qtr 4: 0; 2011 Qtr 1: 0; 2011 Qtr 2: 0; 2011 Qtr 3: 0; 2011 Qtr 4: 0 | 1
0 | 211012-CFL 9W Globe Lamp - ISR=.76 |  | System | Residential | res:DEER:Indoor_CFL_Ltg | 0 |  |  |  |  | 2.2495 | 0 | 0 | 0 | 0 | 2.2495 | 19.2206 |  | kWh | 0.003192 | -0.37591 | Residential |  | Winter Only | [5 empty] | 5.3 | 0.85 |  |  |  | 0 | 1 | 0 | 0 | 0 | 0 | 0 | 0 | 0 | 0 | 0 | 0 | 2009 Qtr 1: 0; 2009 Qtr 2: 0; 2009 Qtr 3: 0; 2009 Qtr 4: 1; 2010 Qtr 1: 0; 2010 Qtr 2: 0; 2010 Qtr 3: 0; 2010 Qtr 4: 0; 2011 Qtr 1: 0; 2011 Qtr 2: 0; 2011 Qtr 3: 0; 2011 Qtr 4: 0 | 1
0 | 211017-Floor Lamp - 2 23 Watt pin based |  | System | Residential | res:DEER:Indoor_CFL_Ltg | 0 |  |  |  |  | 38.9 | 0 | 0 | 0 | 0 | 38.9 | 98.2386 |  | kWh | 0.016314 | -1.9213 | Residential |  | Winter Only | [5 empty] | 15 | 0.6 |  |  |  | 0 | 1 | 0 | 0 | 0 | 0 | 0 | 0 | 0 | 0 | 0 | 0 | 2009 Qtr 1: 0; 2009 Qtr 2: 0; 2009 Qtr 3: 0; 2009 Qtr 4: 1; 2010 Qtr 1: 0; 2010 Qtr 2: 0; 2010 Qtr 3: 0; 2010 Qtr 4: 0; 2011 Qtr 1: 0; 2011 Qtr 2: 0; 2011 Qtr 3: 0; 2011 Qtr 4: 0 | 1
0 | 211012-CFL 9W Globe Lamp - ISR=.76 |  | System | Residential | res:DEER:Indoor_CFL_Ltg | 0 |  |  |  |  | 2.2495 | 0 | 0 | 0 | 0 | 2.2495 | 19.2206 |  | kWh | 0.003192 | -0.37591 | Residential |  | Winter Only | [5 empty] | 5.3 | 0.85 |  |  |  | 0 | 1 | 0 | 0 | 0 | 0 | 0 | 0 | 0 | 0 | 0 | 0 | 2009 Qtr 1: 0; 2009 Qtr 2: 0; 2009 Qtr 3: 0; 2009 Qtr 4: 1; 2010 Qtr 1: 0; 2010 Qtr 2: 0; 2010 Qtr 3: 0; 2010 Qtr 4: 0; 2011 Qtr 1: 0; 2011 Qtr 2: 0; 2011 Qtr 3: 0; 2011 Qtr 4: 0 | 1
0 | 211004-23 Watt Intergral CFL - ISR=0.76 |  | System | Residential | res:DEER:Indoor_CFL_Ltg | 0 |  |  |  |  | 1.8498 | 0 | 0 | 0 | 0 | 1.8498 | 37.3307 |  | kWh | 0.0061993 | -0.73011 | Residential | [7 empty] | 6.6 | 0.6 |  |  |  | 0 | 3 | 0 | 0 | 0 | 0 | 0 | 0 | 0 | 0 | 0 | 0 | 2009 Qtr 1: 0; 2009 Qtr 2: 0; 2009 Qtr 3: 0; 2009 Qtr 4: 3; 2010 Qtr 1: 0; 2010 Qtr 2: 0; 2010 Qtr 3: 0; 2010 Qtr 4: 0; 2011 Qtr 1: 0; 2011 Qtr 2: 0; 2011 Qtr 3: 0; 2011 Qtr 4: 0 | 3
0 | 211012-CFL 9W Globe Lamp - ISR=.76 |  | System | Residential | res:DEER:Indoor_CFL_Ltg | 0 |  |  |  |  | 2.2495 | 0 | 0 | 0 | 0 | 2.2495 | 19.2206 |  | kWh | 0.003192 | -0.37591 | Residential |  | Winter Only | [5 empty] | 5.3 | 0.85 |  |  |  | 0 | 3 | 0 | 0 | 0 | 0 | 0 | 0 | 0 | 0 | 0 | 0 | 2009 Qtr 1: 0; 2009 Qtr 2: 0; 2009 Qtr 3: 0; 2009 Qtr 4: 3; 2010 Qtr 1: 0; 2010 Qtr 2: 0; 2010 Qtr 3: 0; 2010 Qtr 4: 0; 2011 Qtr 1: 0; 2011 Qtr 2: 0; 2011 Qtr 3: 0; 2011 Qtr 4: 0 | 3
0 | 211016-CFL - 3 Way - 20 Watt median - ISR = 0.76 |  | System | Residential | res:DEER:Indoor_CFL_Ltg | 0 |  |  |  |  | 3.99 | 0 | 0 | 0 | 0 | 3.99 | 32.4614 |  | kWh | 0.0053907 | -0.63488 | Residential |  | Winter Only | [5 empty] | 5.3 | 0.6 |  |  |  | 0 | 2 | 0 | 0 | 0 | 0 | 0 | 0 | 0 | 0 | 0 | 0 | 2009 Qtr 1: 0; 2009 Qtr 2: 0; 2009 Qtr 3: 0; 2009 Qtr 4: 2; 2010 Qtr 1: 0; 2010 Qtr 2: 0; 2010 Qtr 3: 0; 2010 Qtr 4: 0; 2011 Qtr 1: 0; 2011 Qtr 2: 0; 2011 Qtr 3: 0; 2011 Qtr 4: 0 | 2
0 | 211017-Floor Lamp - 2 23 Watt pin based |  | System | Residential | res:DEER:Indoor_CFL_Ltg | 0 |  |  |  |  | 38.9 | 0 | 0 | 0 | 0 | 38.9 | 98.2386 |  | kWh | 0.016314 | -1.9213 | Residential |  | Winter Only | [5 empty] | 15 | 0.6 |  |  |  | 0 | 2 | 0 | 0 | 0 | 0 | 0 | 0 | 0 | 0 | 0 | 0 | 2009 Qtr 1: 0; 2009 Qtr 2: 0; 2009 Qtr 3: 0; 2009 Qtr 4: 2; 2010 Qtr 1: 0; 2010 Qtr 2: 0; 2010 Qtr 3: 0; 2010 Qtr 4: 0; 2011 Qtr 1: 0; 2011 Qtr 2: 0; 2011 Qtr 3: 0; 2011 Qtr 4: 0 | 2
0 | 211004-23 Watt Intergral CFL - ISR=0.76 |  | System | Residential | res:DEER:Indoor_CFL_Ltg | 0 |  |  |  |  | 1.8498 | 0 | 0 | 0 | 0 | 1.8498 | 37.3307 |  | kWh | 0.0061993 | -0.73011 | Residential | [7 empty] | 6.6 | 0.6 |  |  |  | 0 | 4 | 0 | 0 | 0 | 0 | 0 | 0 | 0 | 0 | 0 | 0 | 2009 Qtr 1: 0; 2009 Qtr 2: 0; 2009 Qtr 3: 0; 2009 Qtr 4: 4; 2010 Qtr 1: 0; 2010 Qtr 2: 0; 2010 Qtr 3: 0; 2010 Qtr 4: 0; 2011 Qtr 1: 0; 2011 Qtr 2: 0; 2011 Qtr 3: 0; 2011 Qtr 4: 0 | 4
0 | 211016-CFL - 3 Way - 20 Watt median - ISR = 0.76 |  | System | Residential | res:DEER:Indoor_CFL_Ltg | 0 |  |  |  |  | 3.99 | 0 | 0 | 0 | 0 | 3.99 | 32.4614 |  | kWh | 0.0053907 | -0.63488 | Residential |  | Winter Only | [5 empty] | 5.3 | 0.6 |  |  |  | 0 | 1 | 0 | 0 | 0 | 0 | 0 | 0 | 0 | 0 | 0 | 0 | 2009 Qtr 1: 0; 2009 Qtr 2: 0; 2009 Qtr 3: 0; 2009 Qtr 4: 1; 2010 Qtr 1: 0; 2010 Qtr 2: 0; 2010 Qtr 3: 0; 2010 Qtr 4: 0; 2011 Qtr 1: 0; 2011 Qtr 2: 0; 2011 Qtr 3: 0; 2011 Qtr 4: 0 | 1
0 | 211012-CFL 9W Globe Lamp - ISR=.76 |  | System | Residential | res:DEER:Indoor_CFL_Ltg | 0 |  |  |  |  | 2.2495 | 0 | 0 | 0 | 0 | 2.2495 | 19.2206 |  | kWh | 0.003192 | -0.37591 | Residential |  | Winter Only | [5 empty] | 5.3 | 0.85 |  |  |  | 0 | 3 | 0 | 0 | 0 | 0 | 0 | 0 | 0 | 0 | 0 | 0 | 2009 Qtr 1: 0; 2009 Qtr 2: 0; 2009 Qtr 3: 0; 2009 Qtr 4: 3; 2010 Qtr 1: 0; 2010 Qtr 2: 0; 2010 Qtr 3: 0; 2010 Qtr 4: 0; 2011 Qtr 1: 0; 2011 Qtr 2: 0; 2011 Qtr 3: 0; 2011 Qtr 4: 0 | 3
0 | 211004-23 Watt Intergral CFL - ISR=0.76 |  | System | Residential | res:DEER:Indoor_CFL_Ltg | 0 |  |  |  |  | 1.8498 | 0 | 0 | 0 | 0 | 1.8498 | 37.3307 |  | kWh | 0.0061993 | -0.73011 | Residential | [7 empty] | 6.6 | 0.6 |  |  |  | 0 | 1 | 0 | 0 | 0 | 0 | 0 | 0 | 0 | 0 | 0 | 0 | 2009 Qtr 1: 0; 2009 Qtr 2: 0; 2009 Qtr 3: 0; 2009 Qtr 4: 1; 2010 Qtr 1: 0; 2010 Qtr 2: 0; 2010 Qtr 3: 0; 2010 Qtr 4: 0; 2011 Qtr 1: 0; 2011 Qtr 2: 0; 2011 Qtr 3: 0; 2011 Qtr 4: 0 | 1
0 | 211016-CFL - 3 Way - 20 Watt median - ISR = 0.76 |  | System | Residential | res:DEER:Indoor_CFL_Ltg | 0 |  |  |  |  | 3.99 | 0 | 0 | 0 | 0 | 3.99 | 32.4614 |  | kWh | 0.0053907 | -0.63488 | Residential |  | Winter Only | [5 empty] | 5.3 | 0.6 |  |  |  | 0 | 1 | 0 | 0 | 0 | 0 | 0 | 0 | 0 | 0 | 0 | 0 | 2009 Qtr 1: 0; 2009 Qtr 2: 0; 2009 Qtr 3: 0; 2009 Qtr 4: 1; 2010 Qtr 1: 0; 2010 Qtr 2: 0; 2010 Qtr 3: 0; 2010 Qtr 4: 0; 2011 Qtr 1: 0; 2011 Qtr 2: 0; 2011 Qtr 3: 0; 2011 Qtr 4: 0 | 1
0 | 211004-23 Watt Intergral CFL - ISR=0.76 |  | System | Residential | res:DEER:Indoor_CFL_Ltg | 0 |  |  |  |  | 1.8498 | 0 | 0 | 0 | 0 | 1.8498 | 37.3307 |  | kWh | 0.0061993 | -0.73011 | Residential | [7 empty] | 6.6 | 0.6 |  |  |  | 0 | 5 | 0 | 0 | 0 | 0 | 0 | 0 | 0 | 0 | 0 | 0 | 2009 Qtr 1: 0; 2009 Qtr 2: 0; 2009 Qtr 3: 0; 2009 Qtr 4: 5; 2010 Qtr 1: 0; 2010 Qtr 2: 0; 2010 Qtr 3: 0; 2010 Qtr 4: 0; 2011 Qtr 1: 0; 2011 Qtr 2: 0; 2011 Qtr 3: 0; 2011 Qtr 4: 0 | 5
0 | 211017-Floor Lamp - 2 23 Watt pin based |  | System | Residential | res:DEER:Indoor_CFL_Ltg | 0 |  |  |  |  | 38.9 | 0 | 0 | 0 | 0 | 38.9 | 98.2386 |  | kWh | 0.016314 | -1.9213 | Residential |  | Winter Only | [5 empty] | 15 | 0.6 |  |  |  | 0 | 2 | 0 | 0 | 0 | 0 | 0 | 0 | 0 | 0 | 0 | 0 | 2009 Qtr 1: 0; 2009 Qtr 2: 0; 2009 Qtr 3: 0; 2009 Qtr 4: 2; 2010 Qtr 1: 0; 2010 Qtr 2: 0; 2010 Qtr 3: 0; 2010 Qtr 4: 0; 2011 Qtr 1: 0; 2011 Qtr 2: 0; 2011 Qtr 3: 0; 2011 Qtr 4: 0 | 2
0 | 211004-23 Watt Intergral CFL - ISR=0.76 |  | System | Residential | res:DEER:Indoor_CFL_Ltg | 0 |  |  |  |  | 1.8498 | 0 | 0 | 0 | 0 | 1.8498 | 37.3307 |  | kWh | 0.0061993 | -0.73011 | Residential | [7 empty] | 6.6 | 0.6 |  |  |  | 0 | 2 | 0 | 0 | 0 | 0 | 0 | 0 | 0 | 0 | 0 | 0 | 2009 Qtr 1: 0; 2009 Qtr 2: 0; 2009 Qtr 3: 0; 2009 Qtr 4: 2; 2010 Qtr 1: 0; 2010 Qtr 2: 0; 2010 Qtr 3: 0; 2010 Qtr 4: 0; 2011 Qtr 1: 0; 2011 Qtr 2: 0; 2011 Qtr 3: 0; 2011 Qtr 4: 0 | 2
0 | 211016-CFL - 3 Way - 20 Watt median - ISR = 0.76 |  | System | Residential | res:DEER:Indoor_CFL_Ltg | 0 |  |  |  |  | 3.99 | 0 | 0 | 0 | 0 | 3.99 | 32.4614 |  | kWh | 0.0053907 | -0.63488 | Residential |  | Winter Only | [5 empty] | 5.3 | 0.6 |  |  |  | 0 | 1 | 0 | 0 | 0 | 0 | 0 | 0 | 0 | 0 | 0 | 0 | 2009 Qtr 1: 0; 2009 Qtr 2: 0; 2009 Qtr 3: 0; 2009 Qtr 4: 1; 2010 Qtr 1: 0; 2010 Qtr 2: 0; 2010 Qtr 3: 0; 2010 Qtr 4: 0; 2011 Qtr 1: 0; 2011 Qtr 2: 0; 2011 Qtr 3: 0; 2011 Qtr 4: 0 | 1
0 | 211015-CFL, 14W lamp, A-Line, Integral or Modular, Tube or Spiral or Flood - ISR=0.76 |  | System | Residential | res:DEER:Indoor_CFL_Ltg | 0 |  |  |  |  | 2.5 | 0 | 0 | 0 | 0 | 2.5 | 22.723 |  | kWh | 0.0037734 | -0.44441 | Residential |  | Winter Only | [5 empty] | 5.3 | 0.6 |  |  |  | 0 | 2 | 0 | 0 | 0 | 0 | 0 | 0 | 0 | 0 | 0 | 0 | 2009 Qtr 1: 0; 2009 Qtr 2: 0; 2009 Qtr 3: 0; 2009 Qtr 4: 2; 2010 Qtr 1: 0; 2010 Qtr 2: 0; 2010 Qtr 3: 0; 2010 Qtr 4: 0; 2011 Qtr 1: 0; 2011 Qtr 2: 0; 2011 Qtr 3: 0; 2011 Qtr 4: 0 | 2
0 | 211017-Floor Lamp - 2 23 Watt pin based |  | System | Residential | res:DEER:Indoor_CFL_Ltg | 0 |  |  |  |  | 38.9 | 0 | 0 | 0 | 0 | 38.9 | 98.2386 |  | kWh | 0.016314 | -1.9213 | Residential |  | Winter Only | [5 empty] | 15 | 0.6 |  |  |  | 0 | 1 | 0 | 0 | 0 | 0 | 0 | 0 | 0 | 0 | 0 | 0 | 2009 Qtr 1: 0; 2009 Qtr 2: 0; 2009 Qtr 3: 0; 2009 Qtr 4: 1; 2010 Qtr 1: 0; 2010 Qtr 2: 0; 2010 Qtr 3: 0; 2010 Qtr 4: 0; 2011 Qtr 1: 0; 2011 Qtr 2: 0; 2011 Qtr 3: 0; 2011 Qtr 4: 0 | 1
0 | 211004-23 Watt Intergral CFL - ISR=0.76 |  | System | Residential | res:DEER:Indoor_CFL_Ltg | 0 |  |  |  |  | 1.8498 | 0 | 0 | 0 | 0 | 1.8498 | 37.3307 |  | kWh | 0.0061993 | -0.73011 | Residential | [7 empty] | 6.6 | 0.6 |  |  |  | 0 | 3 | 0 | 0 | 0 | 0 | 0 | 0 | 0 | 0 | 0 | 0 | 2009 Qtr 1: 0; 2009 Qtr 2: 0; 2009 Qtr 3: 0; 2009 Qtr 4: 3; 2010 Qtr 1: 0; 2010 Qtr 2: 0; 2010 Qtr 3: 0; 2010 Qtr 4: 0; 2011 Qtr 1: 0; 2011 Qtr 2: 0; 2011 Qtr 3: 0; 2011 Qtr 4: 0 | 3
0 | 211016-CFL - 3 Way - 20 Watt median - ISR = 0.76 |  | System | Residential | res:DEER:Indoor_CFL_Ltg | 0 |  |  |  |  | 3.99 | 0 | 0 | 0 | 0 | 3.99 | 32.4614 |  | kWh | 0.0053907 | -0.63488 | Residential |  | Winter Only | [5 empty] | 5.3 | 0.6 |  |  |  | 0 | 2 | 0 | 0 | 0 | 0 | 0 | 0 | 0 | 0 | 0 | 0 | 2009 Qtr 1: 0; 2009 Qtr 2: 0; 2009 Qtr 3: 0; 2009 Qtr 4: 2; 2010 Qtr 1: 0; 2010 Qtr 2: 0; 2010 Qtr 3: 0; 2010 Qtr 4: 0; 2011 Qtr 1: 0; 2011 Qtr 2: 0; 2011 Qtr 3: 0; 2011 Qtr 4: 0 | 2
0 | 211016-CFL - 3 Way - 20 Watt median - ISR = 0.76 |  | System | Residential | res:DEER:Indoor_CFL_Ltg | 0 |  |  |  |  | 3.99 | 0 | 0 | 0 | 0 | 3.99 | 32.4614 |  | kWh | 0.0053907 | -0.63488 | Residential |  | Winter Only | [5 empty] | 5.3 | 0.6 |  |  |  | 0 | 5 | 0 | 0 | 0 | 0 | 0 | 0 | 0 | 0 | 0 | 0 | 2009 Qtr 1: 0; 2009 Qtr 2: 0; 2009 Qtr 3: 0; 2009 Qtr 4: 5; 2010 Qtr 1: 0; 2010 Qtr 2: 0; 2010 Qtr 3: 0; 2010 Qtr 4: 0; 2011 Qtr 1: 0; 2011 Qtr 2: 0; 2011 Qtr 3: 0; 2011 Qtr 4: 0 | 5
0 | 211016-CFL - 3 Way - 20 Watt median - ISR = 0.76 |  | System | Residential | res:DEER:Indoor_CFL_Ltg | 0 |  |  |  |  | 3.99 | 0 | 0 | 0 | 0 | 3.99 | 32.4614 |  | kWh | 0.0053907 | -0.63488 | Residential |  | Winter Only | [5 empty] | 5.3 | 0.6 |  |  |  | 0 | 5 | 0 | 0 | 0 | 0 | 0 | 0 | 0 | 0 | 0 | 0 | 2009 Qtr 1: 0; 2009 Qtr 2: 0; 2009 Qtr 3: 0; 2009 Qtr 4: 5; 2010 Qtr 1: 0; 2010 Qtr 2: 0; 2010 Qtr 3: 0; 2010 Qtr 4: 0; 2011 Qtr 1: 0; 2011 Qtr 2: 0; 2011 Qtr 3: 0; 2011 Qtr 4: 0 | 5
0 | 211003-Lighting - Torchiere - Energy Star (70 watt ) Turn-in |  | System | Residential | 19-RES-AllResidential-LIGHT | 0 |  |  |  |  | 22.63 | 0 | 0 | 0 | 0 | 22.63 | 191.406 |  | kWh | 0.01863 | 0 | Residential | [7 empty] | 15 | 0.85 |  |  |  | 0 | 1 | 0 | 0 | 0 | 0 | 0 | 0 | 0 | 0 | 0 | 0 | 2009 Qtr 1: 0; 2009 Qtr 2: 0; 2009 Qtr 3: 0; 2009 Qtr 4: 1; 2010 Qtr 1: 0; 2010 Qtr 2: 0; 2010 Qtr 3: 0; 2010 Qtr 4: 0; 2011 Qtr 1: 0; 2011 Qtr 2: 0; 2011 Qtr 3: 0; 2011 Qtr 4: 0 | 1
0 | 211004-23 Watt Intergral CFL - ISR=0.76 |  | System | Residential | res:DEER:Indoor_CFL_Ltg | 0 |  |  |  |  | 1.8498 | 0 | 0 | 0 | 0 | 1.8498 | 37.3307 |  | kWh | 0.0061993 | -0.73011 | Residential | [7 empty] | 6.6 | 0.6 |  |  |  | 0 | 5 | 0 | 0 | 0 | 0 | 0 | 0 | 0 | 0 | 0 | 0 | 2009 Qtr 1: 0; 2009 Qtr 2: 0; 2009 Qtr 3: 0; 2009 Qtr 4: 5; 2010 Qtr 1: 0; 2010 Qtr 2: 0; 2010 Qtr 3: 0; 2010 Qtr 4: 0; 2011 Qtr 1: 0; 2011 Qtr 2: 0; 2011 Qtr 3: 0; 2011 Qtr 4: 0 | 5
0 | 211017-Floor Lamp - 2 23 Watt pin based |  | System | Residential | res:DEER:Indoor_CFL_Ltg | 0 |  |  |  |  | 38.9 | 0 | 0 | 0 | 0 | 38.9 | 98.2386 |  | kWh | 0.016314 | -1.9213 | Residential |  | Winter Only | [5 empty] | 15 | 0.6 |  |  |  | 0 | 1 | 0 | 0 | 0 | 0 | 0 | 0 | 0 | 0 | 0 | 0 | 2009 Qtr 1: 0; 2009 Qtr 2: 0; 2009 Qtr 3: 0; 2009 Qtr 4: 1; 2010 Qtr 1: 0; 2010 Qtr 2: 0; 2010 Qtr 3: 0; 2010 Qtr 4: 0; 2011 Qtr 1: 0; 2011 Qtr 2: 0; 2011 Qtr 3: 0; 2011 Qtr 4: 0 | 1
0 | 211013-Table Lamp 18-Watt Pin based |  | System | Residential | res:DEER:Indoor_CFL_Ltg | 0 |  |  |  |  | 20.9 | 0 | 0 | 0 | 0 | 20.9 | 38.4412 |  | kWh | 0.006383 | -0.75183 | Residential |  | Winter Only | [5 empty] | 15 | 0.85 |  |  |  | 0 | 1 | 0 | 0 | 0 | 0 | 0 | 0 | 0 | 0 | 0 | 0 | 2009 Qtr 1: 0; 2009 Qtr 2: 0; 2009 Qtr 3: 0; 2009 Qtr 4: 1; 2010 Qtr 1: 0; 2010 Qtr 2: 0; 2010 Qtr 3: 0; 2010 Qtr 4: 0; 2011 Qtr 1: 0; 2011 Qtr 2: 0; 2011 Qtr 3: 0; 2011 Qtr 4: 0 | 1
0 | 211017-Floor Lamp - 2 23 Watt pin based |  | System | Residential | res:DEER:Indoor_CFL_Ltg | 0 |  |  |  |  | 38.9 | 0 | 0 | 0 | 0 | 38.9 | 98.2386 |  | kWh | 0.016314 | -1.9213 | Residential |  | Winter Only | [5 empty] | 15 | 0.6 |  |  |  | 0 | 1 | 0 | 0 | 0 | 0 | 0 | 0 | 0 | 0 | 0 | 0 | 2009 Qtr 1: 0; 2009 Qtr 2: 0; 2009 Qtr 3: 0; 2009 Qtr 4: 1; 2010 Qtr 1: 0; 2010 Qtr 2: 0; 2010 Qtr 3: 0; 2010 Qtr 4: 0; 2011 Qtr 1: 0; 2011 Qtr 2: 0; 2011 Qtr 3: 0; 2011 Qtr 4: 0 | 1
0 | 211004-23 Watt Intergral CFL - ISR=0.76 |  | System | Residential | res:DEER:Indoor_CFL_Ltg | 0 |  |  |  |  | 1.8498 | 0 | 0 | 0 | 0 | 1.8498 | 37.3307 |  | kWh | 0.0061993 | -0.73011 | Residential | [7 empty] | 6.6 | 0.6 |  |  |  | 0 | 3 | 0 | 0 | 0 | 0 | 0 | 0 | 0 | 0 | 0 | 0 | 2009 Qtr 1: 0; 2009 Qtr 2: 0; 2009 Qtr 3: 0; 2009 Qtr 4: 3; 2010 Qtr 1: 0; 2010 Qtr 2: 0; 2010 Qtr 3: 0; 2010 Qtr 4: 0; 2011 Qtr 1: 0; 2011 Qtr 2: 0; 2011 Qtr 3: 0; 2011 Qtr 4: 0 | 3
0 | 211015-CFL, 14W lamp, A-Line, Integral or Modular, Tube or Spiral or Flood - ISR=0.76 |  | System | Residential | res:DEER:Indoor_CFL_Ltg | 0 |  |  |  |  | 2.5 | 0 | 0 | 0 | 0 | 2.5 | 22.723 |  | kWh | 0.0037734 | -0.44441 | Residential |  | Winter Only | [5 empty] | 5.3 | 0.6 |  |  |  | 0 | 2 | 0 | 0 | 0 | 0 | 0 | 0 | 0 | 0 | 0 | 0 | 2009 Qtr 1: 0; 2009 Qtr 2: 0; 2009 Qtr 3: 0; 2009 Qtr 4: 2; 2010 Qtr 1: 0; 2010 Qtr 2: 0; 2010 Qtr 3: 0; 2010 Qtr 4: 0; 2011 Qtr 1: 0; 2011 Qtr 2: 0; 2011 Qtr 3: 0; 2011 Qtr 4: 0 | 2
0 | 211004-23 Watt Intergral CFL - ISR=0.76 |  | System | Residential | res:DEER:Indoor_CFL_Ltg | 0 |  |  |  |  | 1.8498 | 0 | 0 | 0 | 0 | 1.8498 | 37.3307 |  | kWh | 0.0061993 | -0.73011 | Residential | [7 empty] | 6.6 | 0.6 |  |  |  | 0 | 2 | 0 | 0 | 0 | 0 | 0 | 0 | 0 | 0 | 0 | 0 | 2009 Qtr 1: 0; 2009 Qtr 2: 0; 2009 Qtr 3: 0; 2009 Qtr 4: 2; 2010 Qtr 1: 0; 2010 Qtr 2: 0; 2010 Qtr 3: 0; 2010 Qtr 4: 0; 2011 Qtr 1: 0; 2011 Qtr 2: 0; 2011 Qtr 3: 0; 2011 Qtr 4: 0 | 2
0 | 211004-23 Watt Intergral CFL - ISR=0.76 |  | System | Residential | res:DEER:Indoor_CFL_Ltg | 0 |  |  |  |  | 1.8498 | 0 | 0 | 0 | 0 | 1.8498 | 37.3307 |  | kWh | 0.0061993 | -0.73011 | Residential | [7 empty] | 6.6 | 0.6 |  |  |  | 0 | 5 | 0 | 0 | 0 | 0 | 0 | 0 | 0 | 0 | 0 | 0 | 2009 Qtr 1: 0; 2009 Qtr 2: 0; 2009 Qtr 3: 0; 2009 Qtr 4: 5; 2010 Qtr 1: 0; 2010 Qtr 2: 0; 2010 Qtr 3: 0; 2010 Qtr 4: 0; 2011 Qtr 1: 0; 2011 Qtr 2: 0; 2011 Qtr 3: 0; 2011 Qtr 4: 0 | 5
0 | 211016-CFL - 3 Way - 20 Watt median - ISR = 0.76 |  | System | Residential | res:DEER:Indoor_CFL_Ltg | 0 |  |  |  |  | 3.99 | 0 | 0 | 0 | 0 | 3.99 | 32.4614 |  | kWh | 0.0053907 | -0.63488 | Residential |  | Winter Only | [5 empty] | 5.3 | 0.6 |  |  |  | 0 | 5 | 0 | 0 | 0 | 0 | 0 | 0 | 0 | 0 | 0 | 0 | 2009 Qtr 1: 0; 2009 Qtr 2: 0; 2009 Qtr 3: 0; 2009 Qtr 4: 5; 2010 Qtr 1: 0; 2010 Qtr 2: 0; 2010 Qtr 3: 0; 2010 Qtr 4: 0; 2011 Qtr 1: 0; 2011 Qtr 2: 0; 2011 Qtr 3: 0; 2011 Qtr 4: 0 | 5
0 | 211013-Table Lamp 18-Watt Pin based |  | System | Residential | res:DEER:Indoor_CFL_Ltg | 0 |  |  |  |  | 20.9 | 0 | 0 | 0 | 0 | 20.9 | 38.4412 |  | kWh | 0.006383 | -0.75183 | Residential |  | Winter Only | [5 empty] | 15 | 0.85 |  |  |  | 0 | 1 | 0 | 0 | 0 | 0 | 0 | 0 | 0 | 0 | 0 | 0 | 2009 Qtr 1: 0; 2009 Qtr 2: 0; 2009 Qtr 3: 0; 2009 Qtr 4: 1; 2010 Qtr 1: 0; 2010 Qtr 2: 0; 2010 Qtr 3: 0; 2010 Qtr 4: 0; 2011 Qtr 1: 0; 2011 Qtr 2: 0; 2011 Qtr 3: 0; 2011 Qtr 4: 0 | 1
0 | 211017-Floor Lamp - 2 23 Watt pin based |  | System | Residential | res:DEER:Indoor_CFL_Ltg | 0 |  |  |  |  | 38.9 | 0 | 0 | 0 | 0 | 38.9 | 98.2386 |  | kWh | 0.016314 | -1.9213 | Residential |  | Winter Only | [5 empty] | 15 | 0.6 |  |  |  | 0 | 1 | 0 | 0 | 0 | 0 | 0 | 0 | 0 | 0 | 0 | 0 | 2009 Qtr 1: 0; 2009 Qtr 2: 0; 2009 Qtr 3: 0; 2009 Qtr 4: 1; 2010 Qtr 1: 0; 2010 Qtr 2: 0; 2010 Qtr 3: 0; 2010 Qtr 4: 0; 2011 Qtr 1: 0; 2011 Qtr 2: 0; 2011 Qtr 3: 0; 2011 Qtr 4: 0 | 1
0 | 211004-23 Watt Intergral CFL - ISR=0.76 |  | System | Residential | res:DEER:Indoor_CFL_Ltg | 0 |  |  |  |  | 1.8498 | 0 | 0 | 0 | 0 | 1.8498 | 37.3307 |  | kWh | 0.0061993 | -0.73011 | Residential | [7 empty] | 6.6 | 0.6 |  |  |  | 0 | 2 | 0 | 0 | 0 | 0 | 0 | 0 | 0 | 0 | 0 | 0 | 2009 Qtr 1: 0; 2009 Qtr 2: 0; 2009 Qtr 3: 0; 2009 Qtr 4: 2; 2010 Qtr 1: 0; 2010 Qtr 2: 0; 2010 Qtr 3: 0; 2010 Qtr 4: 0; 2011 Qtr 1: 0; 2011 Qtr 2: 0; 2011 Qtr 3: 0; 2011 Qtr 4: 0 | 2
0 | 211016-CFL - 3 Way - 20 Watt median - ISR = 0.76 |  | System | Residential | res:DEER:Indoor_CFL_Ltg | 0 |  |  |  |  | 3.99 | 0 | 0 | 0 | 0 | 3.99 | 32.4614 |  | kWh | 0.0053907 | -0.63488 | Residential |  | Winter Only | [5 empty] | 5.3 | 0.6 |  |  |  | 0 | 3 | 0 | 0 | 0 | 0 | 0 | 0 | 0 | 0 | 0 | 0 | 2009 Qtr 1: 0; 2009 Qtr 2: 0; 2009 Qtr 3: 0; 2009 Qtr 4: 3; 2010 Qtr 1: 0; 2010 Qtr 2: 0; 2010 Qtr 3: 0; 2010 Qtr 4: 0; 2011 Qtr 1: 0; 2011 Qtr 2: 0; 2011 Qtr 3: 0; 2011 Qtr 4: 0 | 3
0 | 211012-CFL 9W Globe Lamp - ISR=.76 |  | System | Residential | res:DEER:Indoor_CFL_Ltg | 0 |  |  |  |  | 2.2495 | 0 | 0 | 0 | 0 | 2.2495 | 19.2206 |  | kWh | 0.003192 | -0.37591 | Residential |  | Winter Only | [5 empty] | 5.3 | 0.85 |  |  |  | 0 | 5 | 0 | 0 | 0 | 0 | 0 | 0 | 0 | 0 | 0 | 0 | 2009 Qtr 1: 0; 2009 Qtr 2: 0; 2009 Qtr 3: 0; 2009 Qtr 4: 5; 2010 Qtr 1: 0; 2010 Qtr 2: 0; 2010 Qtr 3: 0; 2010 Qtr 4: 0; 2011 Qtr 1: 0; 2011 Qtr 2: 0; 2011 Qtr 3: 0; 2011 Qtr 4: 0 | 5
0 | 211004-23 Watt Intergral CFL - ISR=0.76 |  | System | Residential | res:DEER:Indoor_CFL_Ltg | 0 |  |  |  |  | 1.8498 | 0 | 0 | 0 | 0 | 1.8498 | 37.3307 |  | kWh | 0.0061993 | -0.73011 | Residential | [7 empty] | 6.6 | 0.6 |  |  |  | 0 | 5 | 0 | 0 | 0 | 0 | 0 | 0 | 0 | 0 | 0 | 0 | 2009 Qtr 1: 0; 2009 Qtr 2: 0; 2009 Qtr 3: 0; 2009 Qtr 4: 5; 2010 Qtr 1: 0; 2010 Qtr 2: 0; 2010 Qtr 3: 0; 2010 Qtr 4: 0; 2011 Qtr 1: 0; 2011 Qtr 2: 0; 2011 Qtr 3: 0; 2011 Qtr 4: 0 | 5
0 | 211013-Table Lamp 18-Watt Pin based |  | System | Residential | res:DEER:Indoor_CFL_Ltg | 0 |  |  |  |  | 20.9 | 0 | 0 | 0 | 0 | 20.9 | 38.4412 |  | kWh | 0.006383 | -0.75183 | Residential |  | Winter Only | [5 empty] | 15 | 0.85 |  |  |  | 0 | 1 | 0 | 0 | 0 | 0 | 0 | 0 | 0 | 0 | 0 | 0 | 2009 Qtr 1: 0; 2009 Qtr 2: 0; 2009 Qtr 3: 0; 2009 Qtr 4: 1; 2010 Qtr 1: 0; 2010 Qtr 2: 0; 2010 Qtr 3: 0; 2010 Qtr 4: 0; 2011 Qtr 1: 0; 2011 Qtr 2: 0; 2011 Qtr 3: 0; 2011 Qtr 4: 0 | 1
0 | 211017-Floor Lamp - 2 23 Watt pin based |  | System | Residential | res:DEER:Indoor_CFL_Ltg | 0 |  |  |  |  | 38.9 | 0 | 0 | 0 | 0 | 38.9 | 98.2386 |  | kWh | 0.016314 | -1.9213 | Residential |  | Winter Only | [5 empty] | 15 | 0.6 |  |  |  | 0 | 1 | 0 | 0 | 0 | 0 | 0 | 0 | 0 | 0 | 0 | 0 | 2009 Qtr 1: 0; 2009 Qtr 2: 0; 2009 Qtr 3: 0; 2009 Qtr 4: 1; 2010 Qtr 1: 0; 2010 Qtr 2: 0; 2010 Qtr 3: 0; 2010 Qtr 4: 0; 2011 Qtr 1: 0; 2011 Qtr 2: 0; 2011 Qtr 3: 0; 2011 Qtr 4: 0 | 1
0 | 211012-CFL 9W Globe Lamp - ISR=.76 |  | System | Residential | res:DEER:Indoor_CFL_Ltg | 0 |  |  |  |  | 2.2495 | 0 | 0 | 0 | 0 | 2.2495 | 19.2206 |  | kWh | 0.003192 | -0.37591 | Residential |  | Winter Only | [5 empty] | 5.3 | 0.85 |  |  |  | 0 | 2 | 0 | 0 | 0 | 0 | 0 | 0 | 0 | 0 | 0 | 0 | 2009 Qtr 1: 0; 2009 Qtr 2: 0; 2009 Qtr 3: 0; 2009 Qtr 4: 2; 2010 Qtr 1: 0; 2010 Qtr 2: 0; 2010 Qtr 3: 0; 2010 Qtr 4: 0; 2011 Qtr 1: 0; 2011 Qtr 2: 0; 2011 Qtr 3: 0; 2011 Qtr 4: 0 | 2
0 | 211004-23 Watt Intergral CFL - ISR=0.76 |  | System | Residential | res:DEER:Indoor_CFL_Ltg | 0 |  |  |  |  | 1.8498 | 0 | 0 | 0 | 0 | 1.8498 | 37.3307 |  | kWh | 0.0061993 | -0.73011 | Residential | [7 empty] | 6.6 | 0.6 |  |  |  | 0 | 3 | 0 | 0 | 0 | 0 | 0 | 0 | 0 | 0 | 0 | 0 | 2009 Qtr 1: 0; 2009 Qtr 2: 0; 2009 Qtr 3: 0; 2009 Qtr 4: 3; 2010 Qtr 1: 0; 2010 Qtr 2: 0; 2010 Qtr 3: 0; 2010 Qtr 4: 0; 2011 Qtr 1: 0; 2011 Qtr 2: 0; 2011 Qtr 3: 0; 2011 Qtr 4: 0 | 3
0 | 211004-23 Watt Intergral CFL - ISR=0.76 |  | System | Residential | res:DEER:Indoor_CFL_Ltg | 0 |  |  |  |  | 1.8498 | 0 | 0 | 0 | 0 | 1.8498 | 37.3307 |  | kWh | 0.0061993 | -0.73011 | Residential | [7 empty] | 6.6 | 0.6 |  |  |  | 0 | 2 | 0 | 0 | 0 | 0 | 0 | 0 | 0 | 0 | 0 | 0 | 2009 Qtr 1: 0; 2009 Qtr 2: 0; 2009 Qtr 3: 0; 2009 Qtr 4: 2; 2010 Qtr 1: 0; 2010 Qtr 2: 0; 2010 Qtr 3: 0; 2010 Qtr 4: 0; 2011 Qtr 1: 0; 2011 Qtr 2: 0; 2011 Qtr 3: 0; 2011 Qtr 4: 0 | 2
0 | 211017-Floor Lamp - 2 23 Watt pin based |  | System | Residential | res:DEER:Indoor_CFL_Ltg | 0 |  |  |  |  | 38.9 | 0 | 0 | 0 | 0 | 38.9 | 98.2386 |  | kWh | 0.016314 | -1.9213 | Residential |  | Winter Only | [5 empty] | 15 | 0.6 |  |  |  | 0 | 2 | 0 | 0 | 0 | 0 | 0 | 0 | 0 | 0 | 0 | 0 | 2009 Qtr 1: 0; 2009 Qtr 2: 0; 2009 Qtr 3: 0; 2009 Qtr 4: 2; 2010 Qtr 1: 0; 2010 Qtr 2: 0; 2010 Qtr 3: 0; 2010 Qtr 4: 0; 2011 Qtr 1: 0; 2011 Qtr 2: 0; 2011 Qtr 3: 0; 2011 Qtr 4: 0 | 2
0 | 211012-CFL 9W Globe Lamp - ISR=.76 |  | System | Residential | res:DEER:Indoor_CFL_Ltg | 0 |  |  |  |  | 2.2495 | 0 | 0 | 0 | 0 | 2.2495 | 19.2206 |  | kWh | 0.003192 | -0.37591 | Residential |  | Winter Only | [5 empty] | 5.3 | 0.85 |  |  |  | 0 | 5 | 0 | 0 | 0 | 0 | 0 | 0 | 0 | 0 | 0 | 0 | 2009 Qtr 1: 0; 2009 Qtr 2: 0; 2009 Qtr 3: 0; 2009 Qtr 4: 5; 2010 Qtr 1: 0; 2010 Qtr 2: 0; 2010 Qtr 3: 0; 2010 Qtr 4: 0; 2011 Qtr 1: 0; 2011 Qtr 2: 0; 2011 Qtr 3: 0; 2011 Qtr 4: 0 | 5
0 | 211004-23 Watt Intergral CFL - ISR=0.76 |  | System | Residential | res:DEER:Indoor_CFL_Ltg | 0 |  |  |  |  | 1.8498 | 0 | 0 | 0 | 0 | 1.8498 | 37.3307 |  | kWh | 0.0061993 | -0.73011 | Residential | [7 empty] | 6.6 | 0.6 |  |  |  | 0 | 5 | 0 | 0 | 0 | 0 | 0 | 0 | 0 | 0 | 0 | 0 | 2009 Qtr 1: 0; 2009 Qtr 2: 0; 2009 Qtr 3: 0; 2009 Qtr 4: 5; 2010 Qtr 1: 0; 2010 Qtr 2: 0; 2010 Qtr 3: 0; 2010 Qtr 4: 0; 2011 Qtr 1: 0; 2011 Qtr 2: 0; 2011 Qtr 3: 0; 2011 Qtr 4: 0 | 5
0 | 211017-Floor Lamp - 2 23 Watt pin based |  | System | Residential | res:DEER:Indoor_CFL_Ltg | 0 |  |  |  |  | 38.9 | 0 | 0 | 0 | 0 | 38.9 | 98.2386 |  | kWh | 0.016314 | -1.9213 | Residential |  | Winter Only | [5 empty] | 15 | 0.6 |  |  |  | 0 | 2 | 0 | 0 | 0 | 0 | 0 | 0 | 0 | 0 | 0 | 0 | 2009 Qtr 1: 0; 2009 Qtr 2: 0; 2009 Qtr 3: 0; 2009 Qtr 4: 2; 2010 Qtr 1: 0; 2010 Qtr 2: 0; 2010 Qtr 3: 0; 2010 Qtr 4: 0; 2011 Qtr 1: 0; 2011 Qtr 2: 0; 2011 Qtr 3: 0; 2011 Qtr 4: 0 | 2
0 | 211012-CFL 9W Globe Lamp - ISR=.76 |  | System | Residential | res:DEER:Indoor_CFL_Ltg | 0 |  |  |  |  | 2.2495 | 0 | 0 | 0 | 0 | 2.2495 | 19.2206 |  | kWh | 0.003192 | -0.37591 | Residential |  | Winter Only | [5 empty] | 5.3 | 0.85 |  |  |  | 0 | 5 | 0 | 0 | 0 | 0 | 0 | 0 | 0 | 0 | 0 | 0 | 2009 Qtr 1: 0; 2009 Qtr 2: 0; 2009 Qtr 3: 0; 2009 Qtr 4: 5; 2010 Qtr 1: 0; 2010 Qtr 2: 0; 2010 Qtr 3: 0; 2010 Qtr 4: 0; 2011 Qtr 1: 0; 2011 Qtr 2: 0; 2011 Qtr 3: 0; 2011 Qtr 4: 0 | 5
0 | 211004-23 Watt Intergral CFL - ISR=0.76 |  | System | Residential | res:DEER:Indoor_CFL_Ltg | 0 |  |  |  |  | 1.8498 | 0 | 0 | 0 | 0 | 1.8498 | 37.3307 |  | kWh | 0.0061993 | -0.73011 | Residential | [7 empty] | 6.6 | 0.6 |  |  |  | 0 | 3 | 0 | 0 | 0 | 0 | 0 | 0 | 0 | 0 | 0 | 0 | 2009 Qtr 1: 0; 2009 Qtr 2: 0; 2009 Qtr 3: 0; 2009 Qtr 4: 3; 2010 Qtr 1: 0; 2010 Qtr 2: 0; 2010 Qtr 3: 0; 2010 Qtr 4: 0; 2011 Qtr 1: 0; 2011 Qtr 2: 0; 2011 Qtr 3: 0; 2011 Qtr 4: 0 | 3
0 | 211016-CFL - 3 Way - 20 Watt median - ISR = 0.76 |  | System | Residential | res:DEER:Indoor_CFL_Ltg | 0 |  |  |  |  | 3.99 | 0 | 0 | 0 | 0 | 3.99 | 32.4614 |  | kWh | 0.0053907 | -0.63488 | Residential |  | Winter Only | [5 empty] | 5.3 | 0.6 |  |  |  | 0 | 2 | 0 | 0 | 0 | 0 | 0 | 0 | 0 | 0 | 0 | 0 | 2009 Qtr 1: 0; 2009 Qtr 2: 0; 2009 Qtr 3: 0; 2009 Qtr 4: 2; 2010 Qtr 1: 0; 2010 Qtr 2: 0; 2010 Qtr 3: 0; 2010 Qtr 4: 0; 2011 Qtr 1: 0; 2011 Qtr 2: 0; 2011 Qtr 3: 0; 2011 Qtr 4: 0 | 2
0 | 211004-23 Watt Intergral CFL - ISR=0.76 |  | System | Residential | res:DEER:Indoor_CFL_Ltg | 0 |  |  |  |  | 1.8498 | 0 | 0 | 0 | 0 | 1.8498 | 37.3307 |  | kWh | 0.0061993 | -0.73011 | Residential | [7 empty] | 6.6 | 0.6 |  |  |  | 0 | 2 | 0 | 0 | 0 | 0 | 0 | 0 | 0 | 0 | 0 | 0 | 2009 Qtr 1: 0; 2009 Qtr 2: 0; 2009 Qtr 3: 0; 2009 Qtr 4: 2; 2010 Qtr 1: 0; 2010 Qtr 2: 0; 2010 Qtr 3: 0; 2010 Qtr 4: 0; 2011 Qtr 1: 0; 2011 Qtr 2: 0; 2011 Qtr 3: 0; 2011 Qtr 4: 0 | 2
0 | 211016-CFL - 3 Way - 20 Watt median - ISR = 0.76 |  | System | Residential | res:DEER:Indoor_CFL_Ltg | 0 |  |  |  |  | 3.99 | 0 | 0 | 0 | 0 | 3.99 | 32.4614 |  | kWh | 0.0053907 | -0.63488 | Residential |  | Winter Only | [5 empty] | 5.3 | 0.6 |  |  |  | 0 | 1 | 0 | 0 | 0 | 0 | 0 | 0 | 0 | 0 | 0 | 0 | 2009 Qtr 1: 0; 2009 Qtr 2: 0; 2009 Qtr 3: 0; 2009 Qtr 4: 1; 2010 Qtr 1: 0; 2010 Qtr 2: 0; 2010 Qtr 3: 0; 2010 Qtr 4: 0; 2011 Qtr 1: 0; 2011 Qtr 2: 0; 2011 Qtr 3: 0; 2011 Qtr 4: 0 | 1
0 | 211015-CFL, 14W lamp, A-Line, Integral or Modular, Tube or Spiral or Flood - ISR=0.76 |  | System | Residential | res:DEER:Indoor_CFL_Ltg | 0 |  |  |  |  | 2.5 | 0 | 0 | 0 | 0 | 2.5 | 22.723 |  | kWh | 0.0037734 | -0.44441 | Residential |  | Winter Only | [5 empty] | 5.3 | 0.6 |  |  |  | 0 | 1 | 0 | 0 | 0 | 0 | 0 | 0 | 0 | 0 | 0 | 0 | 2009 Qtr 1: 0; 2009 Qtr 2: 0; 2009 Qtr 3: 0; 2009 Qtr 4: 1; 2010 Qtr 1: 0; 2010 Qtr 2: 0; 2010 Qtr 3: 0; 2010 Qtr 4: 0; 2011 Qtr 1: 0; 2011 Qtr 2: 0; 2011 Qtr 3: 0; 2011 Qtr 4: 0 | 1
0 | 211013-Table Lamp 18-Watt Pin based |  | System | Residential | res:DEER:Indoor_CFL_Ltg | 0 |  |  |  |  | 20.9 | 0 | 0 | 0 | 0 | 20.9 | 38.4412 |  | kWh | 0.006383 | -0.75183 | Residential |  | Winter Only | [5 empty] | 15 | 0.85 |  |  |  | 0 | 1 | 0 | 0 | 0 | 0 | 0 | 0 | 0 | 0 | 0 | 0 | 2009 Qtr 1: 0; 2009 Qtr 2: 0; 2009 Qtr 3: 0; 2009 Qtr 4: 1; 2010 Qtr 1: 0; 2010 Qtr 2: 0; 2010 Qtr 3: 0; 2010 Qtr 4: 0; 2011 Qtr 1: 0; 2011 Qtr 2: 0; 2011 Qtr 3: 0; 2011 Qtr 4: 0 | 1
0 | 211017-Floor Lamp - 2 23 Watt pin based |  | System | Residential | res:DEER:Indoor_CFL_Ltg | 0 |  |  |  |  | 38.9 | 0 | 0 | 0 | 0 | 38.9 | 98.2386 |  | kWh | 0.016314 | -1.9213 | Residential |  | Winter Only | [5 empty] | 15 | 0.6 |  |  |  | 0 | 1 | 0 | 0 | 0 | 0 | 0 | 0 | 0 | 0 | 0 | 0 | 2009 Qtr 1: 0; 2009 Qtr 2: 0; 2009 Qtr 3: 0; 2009 Qtr 4: 1; 2010 Qtr 1: 0; 2010 Qtr 2: 0; 2010 Qtr 3: 0; 2010 Qtr 4: 0; 2011 Qtr 1: 0; 2011 Qtr 2: 0; 2011 Qtr 3: 0; 2011 Qtr 4: 0 | 1
0 | 211015-CFL, 14W lamp, A-Line, Integral or Modular, Tube or Spiral or Flood - ISR=0.76 |  | System | Residential | res:DEER:Indoor_CFL_Ltg | 0 |  |  |  |  | 2.5 | 0 | 0 | 0 | 0 | 2.5 | 22.723 |  | kWh | 0.0037734 | -0.44441 | Residential |  | Winter Only | [5 empty] | 5.3 | 0.6 |  |  |  | 0 | 5 | 0 | 0 | 0 | 0 | 0 | 0 | 0 | 0 | 0 | 0 | 2009 Qtr 1: 0; 2009 Qtr 2: 0; 2009 Qtr 3: 0; 2009 Qtr 4: 5; 2010 Qtr 1: 0; 2010 Qtr 2: 0; 2010 Qtr 3: 0; 2010 Qtr 4: 0; 2011 Qtr 1: 0; 2011 Qtr 2: 0; 2011 Qtr 3: 0; 2011 Qtr 4: 0 | 5
0 | 211017-Floor Lamp - 2 23 Watt pin based |  | System | Residential | res:DEER:Indoor_CFL_Ltg | 0 |  |  |  |  | 38.9 | 0 | 0 | 0 | 0 | 38.9 | 98.2386 |  | kWh | 0.016314 | -1.9213 | Residential |  | Winter Only | [5 empty] | 15 | 0.6 |  |  |  | 0 | 2 | 0 | 0 | 0 | 0 | 0 | 0 | 0 | 0 | 0 | 0 | 2009 Qtr 1: 0; 2009 Qtr 2: 0; 2009 Qtr 3: 0; 2009 Qtr 4: 2; 2010 Qtr 1: 0; 2010 Qtr 2: 0; 2010 Qtr 3: 0; 2010 Qtr 4: 0; 2011 Qtr 1: 0; 2011 Qtr 2: 0; 2011 Qtr 3: 0; 2011 Qtr 4: 0 | 2
0 | 211017-Floor Lamp - 2 23 Watt pin based |  | System | Residential | res:DEER:Indoor_CFL_Ltg | 0 |  |  |  |  | 38.9 | 0 | 0 | 0 | 0 | 38.9 | 98.2386 |  | kWh | 0.016314 | -1.9213 | Residential |  | Winter Only | [5 empty] | 15 | 0.6 |  |  |  | 0 | 1 | 0 | 0 | 0 | 0 | 0 | 0 | 0 | 0 | 0 | 0 | 2009 Qtr 1: 0; 2009 Qtr 2: 0; 2009 Qtr 3: 0; 2009 Qtr 4: 1; 2010 Qtr 1: 0; 2010 Qtr 2: 0; 2010 Qtr 3: 0; 2010 Qtr 4: 0; 2011 Qtr 1: 0; 2011 Qtr 2: 0; 2011 Qtr 3: 0; 2011 Qtr 4: 0 | 1
0 | 211016-CFL - 3 Way - 20 Watt median - ISR = 0.76 |  | System | Residential | res:DEER:Indoor_CFL_Ltg | 0 |  |  |  |  | 3.99 | 0 | 0 | 0 | 0 | 3.99 | 32.4614 |  | kWh | 0.0053907 | -0.63488 | Residential |  | Winter Only | [5 empty] | 5.3 | 0.6 |  |  |  | 0 | 1 | 0 | 0 | 0 | 0 | 0 | 0 | 0 | 0 | 0 | 0 | 2009 Qtr 1: 0; 2009 Qtr 2: 0; 2009 Qtr 3: 0; 2009 Qtr 4: 1; 2010 Qtr 1: 0; 2010 Qtr 2: 0; 2010 Qtr 3: 0; 2010 Qtr 4: 0; 2011 Qtr 1: 0; 2011 Qtr 2: 0; 2011 Qtr 3: 0; 2011 Qtr 4: 0 | 1
0 | 211015-CFL, 14W lamp, A-Line, Integral or Modular, Tube or Spiral or Flood - ISR=0.76 |  | System | Residential | res:DEER:Indoor_CFL_Ltg | 0 |  |  |  |  | 2.5 | 0 | 0 | 0 | 0 | 2.5 | 22.723 |  | kWh | 0.0037734 | -0.44441 | Residential |  | Winter Only | [5 empty] | 5.3 | 0.6 |  |  |  | 0 | 5 | 0 | 0 | 0 | 0 | 0 | 0 | 0 | 0 | 0 | 0 | 2009 Qtr 1: 0; 2009 Qtr 2: 0; 2009 Qtr 3: 0; 2009 Qtr 4: 5; 2010 Qtr 1: 0; 2010 Qtr 2: 0; 2010 Qtr 3: 0; 2010 Qtr 4: 0; 2011 Qtr 1: 0; 2011 Qtr 2: 0; 2011 Qtr 3: 0; 2011 Qtr 4: 0 | 5
0 | 211017-Floor Lamp - 2 23 Watt pin based |  | System | Residential | res:DEER:Indoor_CFL_Ltg | 0 |  |  |  |  | 38.9 | 0 | 0 | 0 | 0 | 38.9 | 98.2386 |  | kWh | 0.016314 | -1.9213 | Residential |  | Winter Only | [5 empty] | 15 | 0.6 |  |  |  | 0 | 1 | 0 | 0 | 0 | 0 | 0 | 0 | 0 | 0 | 0 | 0 | 2009 Qtr 1: 0; 2009 Qtr 2: 0; 2009 Qtr 3: 0; 2009 Qtr 4: 1; 2010 Qtr 1: 0; 2010 Qtr 2: 0; 2010 Qtr 3: 0; 2010 Qtr 4: 0; 2011 Qtr 1: 0; 2011 Qtr 2: 0; 2011 Qtr 3: 0; 2011 Qtr 4: 0 | 1
0 | 211004-23 Watt Intergral CFL - ISR=0.76 |  | System | Residential | res:DEER:Indoor_CFL_Ltg | 0 |  |  |  |  | 1.8498 | 0 | 0 | 0 | 0 | 1.8498 | 37.3307 |  | kWh | 0.0061993 | -0.73011 | Residential | [7 empty] | 6.6 | 0.6 |  |  |  | 0 | 1 | 0 | 0 | 0 | 0 | 0 | 0 | 0 | 0 | 0 | 0 | 2009 Qtr 1: 0; 2009 Qtr 2: 0; 2009 Qtr 3: 0; 2009 Qtr 4: 1; 2010 Qtr 1: 0; 2010 Qtr 2: 0; 2010 Qtr 3: 0; 2010 Qtr 4: 0; 2011 Qtr 1: 0; 2011 Qtr 2: 0; 2011 Qtr 3: 0; 2011 Qtr 4: 0 | 1
0 | 211016-CFL - 3 Way - 20 Watt median - ISR = 0.76 |  | System | Residential | res:DEER:Indoor_CFL_Ltg | 0 |  |  |  |  | 3.99 | 0 | 0 | 0 | 0 | 3.99 | 32.4614 |  | kWh | 0.0053907 | -0.63488 | Residential |  | Winter Only | [5 empty] | 5.3 | 0.6 |  |  |  | 0 | 1 | 0 | 0 | 0 | 0 | 0 | 0 | 0 | 0 | 0 | 0 | 2009 Qtr 1: 0; 2009 Qtr 2: 0; 2009 Qtr 3: 0; 2009 Qtr 4: 1; 2010 Qtr 1: 0; 2010 Qtr 2: 0; 2010 Qtr 3: 0; 2010 Qtr 4: 0; 2011 Qtr 1: 0; 2011 Qtr 2: 0; 2011 Qtr 3: 0; 2011 Qtr 4: 0 | 1
0 | 211015-CFL, 14W lamp, A-Line, Integral or Modular, Tube or Spiral or Flood - ISR=0.76 |  | System | Residential | res:DEER:Indoor_CFL_Ltg | 0 |  |  |  |  | 2.5 | 0 | 0 | 0 | 0 | 2.5 | 22.723 |  | kWh | 0.0037734 | -0.44441 | Residential |  | Winter Only | [5 empty] | 5.3 | 0.6 |  |  |  | 0 | 3 | 0 | 0 | 0 | 0 | 0 | 0 | 0 | 0 | 0 | 0 | 2009 Qtr 1: 0; 2009 Qtr 2: 0; 2009 Qtr 3: 0; 2009 Qtr 4: 3; 2010 Qtr 1: 0; 2010 Qtr 2: 0; 2010 Qtr 3: 0; 2010 Qtr 4: 0; 2011 Qtr 1: 0; 2011 Qtr 2: 0; 2011 Qtr 3: 0; 2011 Qtr 4: 0 | 3
0 | 211004-23 Watt Intergral CFL - ISR=0.76 |  | System | Residential | res:DEER:Indoor_CFL_Ltg | 0 |  |  |  |  | 1.8498 | 0 | 0 | 0 | 0 | 1.8498 | 37.3307 |  | kWh | 0.0061993 | -0.73011 | Residential | [7 empty] | 6.6 | 0.6 |  |  |  | 0 | 1 | 0 | 0 | 0 | 0 | 0 | 0 | 0 | 0 | 0 | 0 | 2009 Qtr 1: 0; 2009 Qtr 2: 0; 2009 Qtr 3: 0; 2009 Qtr 4: 1; 2010 Qtr 1: 0; 2010 Qtr 2: 0; 2010 Qtr 3: 0; 2010 Qtr 4: 0; 2011 Qtr 1: 0; 2011 Qtr 2: 0; 2011 Qtr 3: 0; 2011 Qtr 4: 0 | 1
0 | 211016-CFL - 3 Way - 20 Watt median - ISR = 0.76 |  | System | Residential | res:DEER:Indoor_CFL_Ltg | 0 |  |  |  |  | 3.99 | 0 | 0 | 0 | 0 | 3.99 | 32.4614 |  | kWh | 0.0053907 | -0.63488 | Residential |  | Winter Only | [5 empty] | 5.3 | 0.6 |  |  |  | 0 | 3 | 0 | 0 | 0 | 0 | 0 | 0 | 0 | 0 | 0 | 0 | 2009 Qtr 1: 0; 2009 Qtr 2: 0; 2009 Qtr 3: 0; 2009 Qtr 4: 3; 2010 Qtr 1: 0; 2010 Qtr 2: 0; 2010 Qtr 3: 0; 2010 Qtr 4: 0; 2011 Qtr 1: 0; 2011 Qtr 2: 0; 2011 Qtr 3: 0; 2011 Qtr 4: 0 | 3
0 | 211015-CFL, 14W lamp, A-Line, Integral or Modular, Tube or Spiral or Flood - ISR=0.76 |  | System | Residential | res:DEER:Indoor_CFL_Ltg | 0 |  |  |  |  | 2.5 | 0 | 0 | 0 | 0 | 2.5 | 22.723 |  | kWh | 0.0037734 | -0.44441 | Residential |  | Winter Only | [5 empty] | 5.3 | 0.6 |  |  |  | 0 | 1 | 0 | 0 | 0 | 0 | 0 | 0 | 0 | 0 | 0 | 0 | 2009 Qtr 1: 0; 2009 Qtr 2: 0; 2009 Qtr 3: 0; 2009 Qtr 4: 1; 2010 Qtr 1: 0; 2010 Qtr 2: 0; 2010 Qtr 3: 0; 2010 Qtr 4: 0; 2011 Qtr 1: 0; 2011 Qtr 2: 0; 2011 Qtr 3: 0; 2011 Qtr 4: 0 | 1
0 | 211017-Floor Lamp - 2 23 Watt pin based |  | System | Residential | res:DEER:Indoor_CFL_Ltg | 0 |  |  |  |  | 38.9 | 0 | 0 | 0 | 0 | 38.9 | 98.2386 |  | kWh | 0.016314 | -1.9213 | Residential |  | Winter Only | [5 empty] | 15 | 0.6 |  |  |  | 0 | 2 | 0 | 0 | 0 | 0 | 0 | 0 | 0 | 0 | 0 | 0 | 2009 Qtr 1: 0; 2009 Qtr 2: 0; 2009 Qtr 3: 0; 2009 Qtr 4: 2; 2010 Qtr 1: 0; 2010 Qtr 2: 0; 2010 Qtr 3: 0; 2010 Qtr 4: 0; 2011 Qtr 1: 0; 2011 Qtr 2: 0; 2011 Qtr 3: 0; 2011 Qtr 4: 0 | 2
0 | 211004-23 Watt Intergral CFL - ISR=0.76 |  | System | Residential | res:DEER:Indoor_CFL_Ltg | 0 |  |  |  |  | 1.8498 | 0 | 0 | 0 | 0 | 1.8498 | 37.3307 |  | kWh | 0.0061993 | -0.73011 | Residential | [7 empty] | 6.6 | 0.6 |  |  |  | 0 | 4 | 0 | 0 | 0 | 0 | 0 | 0 | 0 | 0 | 0 | 0 | 2009 Qtr 1: 0; 2009 Qtr 2: 0; 2009 Qtr 3: 0; 2009 Qtr 4: 4; 2010 Qtr 1: 0; 2010 Qtr 2: 0; 2010 Qtr 3: 0; 2010 Qtr 4: 0; 2011 Qtr 1: 0; 2011 Qtr 2: 0; 2011 Qtr 3: 0; 2011 Qtr 4: 0 | 4
0 | 211016-CFL - 3 Way - 20 Watt median - ISR = 0.76 |  | System | Residential | res:DEER:Indoor_CFL_Ltg | 0 |  |  |  |  | 3.99 | 0 | 0 | 0 | 0 | 3.99 | 32.4614 |  | kWh | 0.0053907 | -0.63488 | Residential |  | Winter Only | [5 empty] | 5.3 | 0.6 |  |  |  | 0 | 1 | 0 | 0 | 0 | 0 | 0 | 0 | 0 | 0 | 0 | 0 | 2009 Qtr 1: 0; 2009 Qtr 2: 0; 2009 Qtr 3: 0; 2009 Qtr 4: 1; 2010 Qtr 1: 0; 2010 Qtr 2: 0; 2010 Qtr 3: 0; 2010 Qtr 4: 0; 2011 Qtr 1: 0; 2011 Qtr 2: 0; 2011 Qtr 3: 0; 2011 Qtr 4: 0 | 1
0 | 211016-CFL - 3 Way - 20 Watt median - ISR = 0.76 |  | System | Residential | res:DEER:Indoor_CFL_Ltg | 0 |  |  |  |  | 3.99 | 0 | 0 | 0 | 0 | 3.99 | 32.4614 |  | kWh | 0.0053907 | -0.63488 | Residential |  | Winter Only | [5 empty] | 5.3 | 0.6 |  |  |  | 0 | 2 | 0 | 0 | 0 | 0 | 0 | 0 | 0 | 0 | 0 | 0 | 2009 Qtr 1: 0; 2009 Qtr 2: 0; 2009 Qtr 3: 0; 2009 Qtr 4: 2; 2010 Qtr 1: 0; 2010 Qtr 2: 0; 2010 Qtr 3: 0; 2010 Qtr 4: 0; 2011 Qtr 1: 0; 2011 Qtr 2: 0; 2011 Qtr 3: 0; 2011 Qtr 4: 0 | 2
0 | 211016-CFL - 3 Way - 20 Watt median - ISR = 0.76 |  | System | Residential | res:DEER:Indoor_CFL_Ltg | 0 |  |  |  |  | 3.99 | 0 | 0 | 0 | 0 | 3.99 | 32.4614 |  | kWh | 0.0053907 | -0.63488 | Residential |  | Winter Only | [5 empty] | 5.3 | 0.6 |  |  |  | 0 | 2 | 0 | 0 | 0 | 0 | 0 | 0 | 0 | 0 | 0 | 0 | 2009 Qtr 1: 0; 2009 Qtr 2: 0; 2009 Qtr 3: 0; 2009 Qtr 4: 2; 2010 Qtr 1: 0; 2010 Qtr 2: 0; 2010 Qtr 3: 0; 2010 Qtr 4: 0; 2011 Qtr 1: 0; 2011 Qtr 2: 0; 2011 Qtr 3: 0; 2011 Qtr 4: 0 | 2
0 | 211015-CFL, 14W lamp, A-Line, Integral or Modular, Tube or Spiral or Flood - ISR=0.76 |  | System | Residential | res:DEER:Indoor_CFL_Ltg | 0 |  |  |  |  | 2.5 | 0 | 0 | 0 | 0 | 2.5 | 22.723 |  | kWh | 0.0037734 | -0.44441 | Residential |  | Winter Only | [5 empty] | 5.3 | 0.6 |  |  |  | 0 | 2 | 0 | 0 | 0 | 0 | 0 | 0 | 0 | 0 | 0 | 0 | 2009 Qtr 1: 0; 2009 Qtr 2: 0; 2009 Qtr 3: 0; 2009 Qtr 4: 2; 2010 Qtr 1: 0; 2010 Qtr 2: 0; 2010 Qtr 3: 0; 2010 Qtr 4: 0; 2011 Qtr 1: 0; 2011 Qtr 2: 0; 2011 Qtr 3: 0; 2011 Qtr 4: 0 | 2
0 | 211013-Table Lamp 18-Watt Pin based |  | System | Residential | res:DEER:Indoor_CFL_Ltg | 0 |  |  |  |  | 20.9 | 0 | 0 | 0 | 0 | 20.9 | 38.4412 |  | kWh | 0.006383 | -0.75183 | Residential |  | Winter Only | [5 empty] | 15 | 0.85 |  |  |  | 0 | 1 | 0 | 0 | 0 | 0 | 0 | 0 | 0 | 0 | 0 | 0 | 2009 Qtr 1: 0; 2009 Qtr 2: 0; 2009 Qtr 3: 0; 2009 Qtr 4: 1; 2010 Qtr 1: 0; 2010 Qtr 2: 0; 2010 Qtr 3: 0; 2010 Qtr 4: 0; 2011 Qtr 1: 0; 2011 Qtr 2: 0; 2011 Qtr 3: 0; 2011 Qtr 4: 0 | 1
0 | 211017-Floor Lamp - 2 23 Watt pin based |  | System | Residential | res:DEER:Indoor_CFL_Ltg | 0 |  |  |  |  | 38.9 | 0 | 0 | 0 | 0 | 38.9 | 98.2386 |  | kWh | 0.016314 | -1.9213 | Residential |  | Winter Only | [5 empty] | 15 | 0.6 |  |  |  | 0 | 1 | 0 | 0 | 0 | 0 | 0 | 0 | 0 | 0 | 0 | 0 | 2009 Qtr 1: 0; 2009 Qtr 2: 0; 2009 Qtr 3: 0; 2009 Qtr 4: 1; 2010 Qtr 1: 0; 2010 Qtr 2: 0; 2010 Qtr 3: 0; 2010 Qtr 4: 0; 2011 Qtr 1: 0; 2011 Qtr 2: 0; 2011 Qtr 3: 0; 2011 Qtr 4: 0 | 1
0 | 211004-23 Watt Intergral CFL - ISR=0.76 |  | System | Residential | res:DEER:Indoor_CFL_Ltg | 0 |  |  |  |  | 1.8498 | 0 | 0 | 0 | 0 | 1.8498 | 37.3307 |  | kWh | 0.0061993 | -0.73011 | Residential | [7 empty] | 6.6 | 0.6 |  |  |  | 0 | 5 | 0 | 0 | 0 | 0 | 0 | 0 | 0 | 0 | 0 | 0 | 2009 Qtr 1: 0; 2009 Qtr 2: 0; 2009 Qtr 3: 0; 2009 Qtr 4: 5; 2010 Qtr 1: 0; 2010 Qtr 2: 0; 2010 Qtr 3: 0; 2010 Qtr 4: 0; 2011 Qtr 1: 0; 2011 Qtr 2: 0; 2011 Qtr 3: 0; 2011 Qtr 4: 0 | 5
0 | 211004-23 Watt Intergral CFL - ISR=0.76 |  | System | Residential | res:DEER:Indoor_CFL_Ltg | 0 |  |  |  |  | 1.8498 | 0 | 0 | 0 | 0 | 1.8498 | 37.3307 |  | kWh | 0.0061993 | -0.73011 | Residential | [7 empty] | 6.6 | 0.6 |  |  |  | 0 | 5 | 0 | 0 | 0 | 0 | 0 | 0 | 0 | 0 | 0 | 0 | 2009 Qtr 1: 0; 2009 Qtr 2: 0; 2009 Qtr 3: 0; 2009 Qtr 4: 5; 2010 Qtr 1: 0; 2010 Qtr 2: 0; 2010 Qtr 3: 0; 2010 Qtr 4: 0; 2011 Qtr 1: 0; 2011 Qtr 2: 0; 2011 Qtr 3: 0; 2011 Qtr 4: 0 | 5
0 | 211004-23 Watt Intergral CFL - ISR=0.76 |  | System | Residential | res:DEER:Indoor_CFL_Ltg | 0 |  |  |  |  | 1.8498 | 0 | 0 | 0 | 0 | 1.8498 | 37.3307 |  | kWh | 0.0061993 | -0.73011 | Residential | [7 empty] | 6.6 | 0.6 |  |  |  | 0 | 2 | 0 | 0 | 0 | 0 | 0 | 0 | 0 | 0 | 0 | 0 | 2009 Qtr 1: 0; 2009 Qtr 2: 0; 2009 Qtr 3: 0; 2009 Qtr 4: 2; 2010 Qtr 1: 0; 2010 Qtr 2: 0; 2010 Qtr 3: 0; 2010 Qtr 4: 0; 2011 Qtr 1: 0; 2011 Qtr 2: 0; 2011 Qtr 3: 0; 2011 Qtr 4: 0 | 2
0 | 211016-CFL - 3 Way - 20 Watt median - ISR = 0.76 |  | System | Residential | res:DEER:Indoor_CFL_Ltg | 0 |  |  |  |  | 3.99 | 0 | 0 | 0 | 0 | 3.99 | 32.4614 |  | kWh | 0.0053907 | -0.63488 | Residential |  | Winter Only | [5 empty] | 5.3 | 0.6 |  |  |  | 0 | 1 | 0 | 0 | 0 | 0 | 0 | 0 | 0 | 0 | 0 | 0 | 2009 Qtr 1: 0; 2009 Qtr 2: 0; 2009 Qtr 3: 0; 2009 Qtr 4: 1; 2010 Qtr 1: 0; 2010 Qtr 2: 0; 2010 Qtr 3: 0; 2010 Qtr 4: 0; 2011 Qtr 1: 0; 2011 Qtr 2: 0; 2011 Qtr 3: 0; 2011 Qtr 4: 0 | 1
0 | 211015-CFL, 14W lamp, A-Line, Integral or Modular, Tube or Spiral or Flood - ISR=0.76 |  | System | Residential | res:DEER:Indoor_CFL_Ltg | 0 |  |  |  |  | 2.5 | 0 | 0 | 0 | 0 | 2.5 | 22.723 |  | kWh | 0.0037734 | -0.44441 | Residential |  | Winter Only | [5 empty] | 5.3 | 0.6 |  |  |  | 0 | 2 | 0 | 0 | 0 | 0 | 0 | 0 | 0 | 0 | 0 | 0 | 2009 Qtr 1: 0; 2009 Qtr 2: 0; 2009 Qtr 3: 0; 2009 Qtr 4: 2; 2010 Qtr 1: 0; 2010 Qtr 2: 0; 2010 Qtr 3: 0; 2010 Qtr 4: 0; 2011 Qtr 1: 0; 2011 Qtr 2: 0; 2011 Qtr 3: 0; 2011 Qtr 4: 0 | 2
0 | 211015-CFL, 14W lamp, A-Line, Integral or Modular, Tube or Spiral or Flood - ISR=0.76 |  | System | Residential | res:DEER:Indoor_CFL_Ltg | 0 |  |  |  |  | 2.5 | 0 | 0 | 0 | 0 | 2.5 | 22.723 |  | kWh | 0.0037734 | -0.44441 | Residential |  | Winter Only | [5 empty] | 5.3 | 0.6 |  |  |  | 0 | 5 | 0 | 0 | 0 | 0 | 0 | 0 | 0 | 0 | 0 | 0 | 2009 Qtr 1: 0; 2009 Qtr 2: 0; 2009 Qtr 3: 0; 2009 Qtr 4: 5; 2010 Qtr 1: 0; 2010 Qtr 2: 0; 2010 Qtr 3: 0; 2010 Qtr 4: 0; 2011 Qtr 1: 0; 2011 Qtr 2: 0; 2011 Qtr 3: 0; 2011 Qtr 4: 0 | 5
0 | 211017-Floor Lamp - 2 23 Watt pin based |  | System | Residential | res:DEER:Indoor_CFL_Ltg | 0 |  |  |  |  | 38.9 | 0 | 0 | 0 | 0 | 38.9 | 98.2386 |  | kWh | 0.016314 | -1.9213 | Residential |  | Winter Only | [5 empty] | 15 | 0.6 |  |  |  | 0 | 1 | 0 | 0 | 0 | 0 | 0 | 0 | 0 | 0 | 0 | 0 | 2009 Qtr 1: 0; 2009 Qtr 2: 0; 2009 Qtr 3: 0; 2009 Qtr 4: 1; 2010 Qtr 1: 0; 2010 Qtr 2: 0; 2010 Qtr 3: 0; 2010 Qtr 4: 0; 2011 Qtr 1: 0; 2011 Qtr 2: 0; 2011 Qtr 3: 0; 2011 Qtr 4: 0 | 1
0 | 211004-23 Watt Intergral CFL - ISR=0.76 |  | System | Residential | res:DEER:Indoor_CFL_Ltg | 0 |  |  |  |  | 1.8498 | 0 | 0 | 0 | 0 | 1.8498 | 37.3307 |  | kWh | 0.0061993 | -0.73011 | Residential | [7 empty] | 6.6 | 0.6 |  |  |  | 0 | 5 | 0 | 0 | 0 | 0 | 0 | 0 | 0 | 0 | 0 | 0 | 2009 Qtr 1: 0; 2009 Qtr 2: 0; 2009 Qtr 3: 0; 2009 Qtr 4: 5; 2010 Qtr 1: 0; 2010 Qtr 2: 0; 2010 Qtr 3: 0; 2010 Qtr 4: 0; 2011 Qtr 1: 0; 2011 Qtr 2: 0; 2011 Qtr 3: 0; 2011 Qtr 4: 0 | 5
0 | 211017-Floor Lamp - 2 23 Watt pin based |  | System | Residential | res:DEER:Indoor_CFL_Ltg | 0 |  |  |  |  | 38.9 | 0 | 0 | 0 | 0 | 38.9 | 98.2386 |  | kWh | 0.016314 | -1.9213 | Residential |  | Winter Only | [5 empty] | 15 | 0.6 |  |  |  | 0 | 2 | 0 | 0 | 0 | 0 | 0 | 0 | 0 | 0 | 0 | 0 | 2009 Qtr 1: 0; 2009 Qtr 2: 0; 2009 Qtr 3: 0; 2009 Qtr 4: 2; 2010 Qtr 1: 0; 2010 Qtr 2: 0; 2010 Qtr 3: 0; 2010 Qtr 4: 0; 2011 Qtr 1: 0; 2011 Qtr 2: 0; 2011 Qtr 3: 0; 2011 Qtr 4: 0 | 2
0 | 211004-23 Watt Intergral CFL - ISR=0.76 |  | System | Residential | res:DEER:Indoor_CFL_Ltg | 0 |  |  |  |  | 1.8498 | 0 | 0 | 0 | 0 | 1.8498 | 37.3307 |  | kWh | 0.0061993 | -0.73011 | Residential | [7 empty] | 6.6 | 0.6 |  |  |  | 0 | 3 | 0 | 0 | 0 | 0 | 0 | 0 | 0 | 0 | 0 | 0 | 2009 Qtr 1: 0; 2009 Qtr 2: 0; 2009 Qtr 3: 0; 2009 Qtr 4: 3; 2010 Qtr 1: 0; 2010 Qtr 2: 0; 2010 Qtr 3: 0; 2010 Qtr 4: 0; 2011 Qtr 1: 0; 2011 Qtr 2: 0; 2011 Qtr 3: 0; 2011 Qtr 4: 0 | 3
0 | 211016-CFL - 3 Way - 20 Watt median - ISR = 0.76 |  | System | Residential | res:DEER:Indoor_CFL_Ltg | 0 |  |  |  |  | 3.99 | 0 | 0 | 0 | 0 | 3.99 | 32.4614 |  | kWh | 0.0053907 | -0.63488 | Residential |  | Winter Only | [5 empty] | 5.3 | 0.6 |  |  |  | 0 | 1 | 0 | 0 | 0 | 0 | 0 | 0 | 0 | 0 | 0 | 0 | 2009 Qtr 1: 0; 2009 Qtr 2: 0; 2009 Qtr 3: 0; 2009 Qtr 4: 1; 2010 Qtr 1: 0; 2010 Qtr 2: 0; 2010 Qtr 3: 0; 2010 Qtr 4: 0; 2011 Qtr 1: 0; 2011 Qtr 2: 0; 2011 Qtr 3: 0; 2011 Qtr 4: 0 | 1
0 | 211016-CFL - 3 Way - 20 Watt median - ISR = 0.76 |  | System | Residential | res:DEER:Indoor_CFL_Ltg | 0 |  |  |  |  | 3.99 | 0 | 0 | 0 | 0 | 3.99 | 32.4614 |  | kWh | 0.0053907 | -0.63488 | Residential |  | Winter Only | [5 empty] | 5.3 | 0.6 |  |  |  | 0 | 5 | 0 | 0 | 0 | 0 | 0 | 0 | 0 | 0 | 0 | 0 | 2009 Qtr 1: 0; 2009 Qtr 2: 0; 2009 Qtr 3: 0; 2009 Qtr 4: 5; 2010 Qtr 1: 0; 2010 Qtr 2: 0; 2010 Qtr 3: 0; 2010 Qtr 4: 0; 2011 Qtr 1: 0; 2011 Qtr 2: 0; 2011 Qtr 3: 0; 2011 Qtr 4: 0 | 5
0 | 211016-CFL - 3 Way - 20 Watt median - ISR = 0.76 |  | System | Residential | res:DEER:Indoor_CFL_Ltg | 0 |  |  |  |  | 3.99 | 0 | 0 | 0 | 0 | 3.99 | 32.4614 |  | kWh | 0.0053907 | -0.63488 | Residential |  | Winter Only | [5 empty] | 5.3 | 0.6 |  |  |  | 0 | 5 | 0 | 0 | 0 | 0 | 0 | 0 | 0 | 0 | 0 | 0 | 2009 Qtr 1: 0; 2009 Qtr 2: 0; 2009 Qtr 3: 0; 2009 Qtr 4: 5; 2010 Qtr 1: 0; 2010 Qtr 2: 0; 2010 Qtr 3: 0; 2010 Qtr 4: 0; 2011 Qtr 1: 0; 2011 Qtr 2: 0; 2011 Qtr 3: 0; 2011 Qtr 4: 0 | 5
0 | 211004-23 Watt Intergral CFL - ISR=0.76 |  | System | Residential | res:DEER:Indoor_CFL_Ltg | 0 |  |  |  |  | 1.8498 | 0 | 0 | 0 | 0 | 1.8498 | 37.3307 |  | kWh | 0.0061993 | -0.73011 | Residential | [7 empty] | 6.6 | 0.6 |  |  |  | 0 | 5 | 0 | 0 | 0 | 0 | 0 | 0 | 0 | 0 | 0 | 0 | 2009 Qtr 1: 0; 2009 Qtr 2: 0; 2009 Qtr 3: 0; 2009 Qtr 4: 5; 2010 Qtr 1: 0; 2010 Qtr 2: 0; 2010 Qtr 3: 0; 2010 Qtr 4: 0; 2011 Qtr 1: 0; 2011 Qtr 2: 0; 2011 Qtr 3: 0; 2011 Qtr 4: 0 | 5
0 | 211017-Floor Lamp - 2 23 Watt pin based |  | System | Residential | res:DEER:Indoor_CFL_Ltg | 0 |  |  |  |  | 38.9 | 0 | 0 | 0 | 0 | 38.9 | 98.2386 |  | kWh | 0.016314 | -1.9213 | Residential |  | Winter Only | [5 empty] | 15 | 0.6 |  |  |  | 0 | 1 | 0 | 0 | 0 | 0 | 0 | 0 | 0 | 0 | 0 | 0 | 2009 Qtr 1: 0; 2009 Qtr 2: 0; 2009 Qtr 3: 0; 2009 Qtr 4: 1; 2010 Qtr 1: 0; 2010 Qtr 2: 0; 2010 Qtr 3: 0; 2010 Qtr 4: 0; 2011 Qtr 1: 0; 2011 Qtr 2: 0; 2011 Qtr 3: 0; 2011 Qtr 4: 0 | 1
0 | 211004-23 Watt Intergral CFL - ISR=0.76 |  | System | Residential | res:DEER:Indoor_CFL_Ltg | 0 |  |  |  |  | 1.8498 | 0 | 0 | 0 | 0 | 1.8498 | 37.3307 |  | kWh | 0.0061993 | -0.73011 | Residential | [7 empty] | 6.6 | 0.6 |  |  |  | 0 | 5 | 0 | 0 | 0 | 0 | 0 | 0 | 0 | 0 | 0 | 0 | 2009 Qtr 1: 0; 2009 Qtr 2: 0; 2009 Qtr 3: 0; 2009 Qtr 4: 5; 2010 Qtr 1: 0; 2010 Qtr 2: 0; 2010 Qtr 3: 0; 2010 Qtr 4: 0; 2011 Qtr 1: 0; 2011 Qtr 2: 0; 2011 Qtr 3: 0; 2011 Qtr 4: 0 | 5
0 | 211016-CFL - 3 Way - 20 Watt median - ISR = 0.76 |  | System | Residential | res:DEER:Indoor_CFL_Ltg | 0 |  |  |  |  | 3.99 | 0 | 0 | 0 | 0 | 3.99 | 32.4614 |  | kWh | 0.0053907 | -0.63488 | Residential |  | Winter Only | [5 empty] | 5.3 | 0.6 |  |  |  | 0 | 3 | 0 | 0 | 0 | 0 | 0 | 0 | 0 | 0 | 0 | 0 | 2009 Qtr 1: 0; 2009 Qtr 2: 0; 2009 Qtr 3: 0; 2009 Qtr 4: 3; 2010 Qtr 1: 0; 2010 Qtr 2: 0; 2010 Qtr 3: 0; 2010 Qtr 4: 0; 2011 Qtr 1: 0; 2011 Qtr 2: 0; 2011 Qtr 3: 0; 2011 Qtr 4: 0 | 3
0 | 211004-23 Watt Intergral CFL - ISR=0.76 |  | System | Residential | res:DEER:Indoor_CFL_Ltg | 0 |  |  |  |  | 1.8498 | 0 | 0 | 0 | 0 | 1.8498 | 37.3307 |  | kWh | 0.0061993 | -0.73011 | Residential | [7 empty] | 6.6 | 0.6 |  |  |  | 0 | 5 | 0 | 0 | 0 | 0 | 0 | 0 | 0 | 0 | 0 | 0 | 2009 Qtr 1: 0; 2009 Qtr 2: 0; 2009 Qtr 3: 0; 2009 Qtr 4: 5; 2010 Qtr 1: 0; 2010 Qtr 2: 0; 2010 Qtr 3: 0; 2010 Qtr 4: 0; 2011 Qtr 1: 0; 2011 Qtr 2: 0; 2011 Qtr 3: 0; 2011 Qtr 4: 0 | 5
0 | 211017-Floor Lamp - 2 23 Watt pin based |  | System | Residential | res:DEER:Indoor_CFL_Ltg | 0 |  |  |  |  | 38.9 | 0 | 0 | 0 | 0 | 38.9 | 98.2386 |  | kWh | 0.016314 | -1.9213 | Residential |  | Winter Only | [5 empty] | 15 | 0.6 |  |  |  | 0 | 1 | 0 | 0 | 0 | 0 | 0 | 0 | 0 | 0 | 0 | 0 | 2009 Qtr 1: 0; 2009 Qtr 2: 0; 2009 Qtr 3: 0; 2009 Qtr 4: 1; 2010 Qtr 1: 0; 2010 Qtr 2: 0; 2010 Qtr 3: 0; 2010 Qtr 4: 0; 2011 Qtr 1: 0; 2011 Qtr 2: 0; 2011 Qtr 3: 0; 2011 Qtr 4: 0 | 1
0 | 211016-CFL - 3 Way - 20 Watt median - ISR = 0.76 |  | System | Residential | res:DEER:Indoor_CFL_Ltg | 0 |  |  |  |  | 3.99 | 0 | 0 | 0 | 0 | 3.99 | 32.4614 |  | kWh | 0.0053907 | -0.63488 | Residential |  | Winter Only | [5 empty] | 5.3 | 0.6 |  |  |  | 0 | 3 | 0 | 0 | 0 | 0 | 0 | 0 | 0 | 0 | 0 | 0 | 2009 Qtr 1: 0; 2009 Qtr 2: 0; 2009 Qtr 3: 0; 2009 Qtr 4: 3; 2010 Qtr 1: 0; 2010 Qtr 2: 0; 2010 Qtr 3: 0; 2010 Qtr 4: 0; 2011 Qtr 1: 0; 2011 Qtr 2: 0; 2011 Qtr 3: 0; 2011 Qtr 4: 0 | 3
0 | 211015-CFL, 14W lamp, A-Line, Integral or Modular, Tube or Spiral or Flood - ISR=0.76 |  | System | Residential | res:DEER:Indoor_CFL_Ltg | 0 |  |  |  |  | 2.5 | 0 | 0 | 0 | 0 | 2.5 | 22.723 |  | kWh | 0.0037734 | -0.44441 | Residential |  | Winter Only | [5 empty] | 5.3 | 0.6 |  |  |  | 0 | 2 | 0 | 0 | 0 | 0 | 0 | 0 | 0 | 0 | 0 | 0 | 2009 Qtr 1: 0; 2009 Qtr 2: 0; 2009 Qtr 3: 0; 2009 Qtr 4: 2; 2010 Qtr 1: 0; 2010 Qtr 2: 0; 2010 Qtr 3: 0; 2010 Qtr 4: 0; 2011 Qtr 1: 0; 2011 Qtr 2: 0; 2011 Qtr 3: 0; 2011 Qtr 4: 0 | 2
0 | 211004-23 Watt Intergral CFL - ISR=0.76 |  | System | Residential | res:DEER:Indoor_CFL_Ltg | 0 |  |  |  |  | 1.8498 | 0 | 0 | 0 | 0 | 1.8498 | 37.3307 |  | kWh | 0.0061993 | -0.73011 | Residential | [7 empty] | 6.6 | 0.6 |  |  |  | 0 | 1 | 0 | 0 | 0 | 0 | 0 | 0 | 0 | 0 | 0 | 0 | 2009 Qtr 1: 0; 2009 Qtr 2: 0; 2009 Qtr 3: 0; 2009 Qtr 4: 1; 2010 Qtr 1: 0; 2010 Qtr 2: 0; 2010 Qtr 3: 0; 2010 Qtr 4: 0; 2011 Qtr 1: 0; 2011 Qtr 2: 0; 2011 Qtr 3: 0; 2011 Qtr 4: 0 | 1
0 | 211004-23 Watt Intergral CFL - ISR=0.76 |  | System | Residential | res:DEER:Indoor_CFL_Ltg | 0 |  |  |  |  | 1.8498 | 0 | 0 | 0 | 0 | 1.8498 | 37.3307 |  | kWh | 0.0061993 | -0.73011 | Residential | [7 empty] | 6.6 | 0.6 |  |  |  | 0 | 2 | 0 | 0 | 0 | 0 | 0 | 0 | 0 | 0 | 0 | 0 | 2009 Qtr 1: 0; 2009 Qtr 2: 0; 2009 Qtr 3: 0; 2009 Qtr 4: 2; 2010 Qtr 1: 0; 2010 Qtr 2: 0; 2010 Qtr 3: 0; 2010 Qtr 4: 0; 2011 Qtr 1: 0; 2011 Qtr 2: 0; 2011 Qtr 3: 0; 2011 Qtr 4: 0 | 2
0 | 211004-23 Watt Intergral CFL - ISR=0.76 |  | System | Residential | res:DEER:Indoor_CFL_Ltg | 0 |  |  |  |  | 1.8498 | 0 | 0 | 0 | 0 | 1.8498 | 37.3307 |  | kWh | 0.0061993 | -0.73011 | Residential | [7 empty] | 6.6 | 0.6 |  |  |  | 0 | 3 | 0 | 0 | 0 | 0 | 0 | 0 | 0 | 0 | 0 | 0 | 2009 Qtr 1: 0; 2009 Qtr 2: 0; 2009 Qtr 3: 0; 2009 Qtr 4: 3; 2010 Qtr 1: 0; 2010 Qtr 2: 0; 2010 Qtr 3: 0; 2010 Qtr 4: 0; 2011 Qtr 1: 0; 2011 Qtr 2: 0; 2011 Qtr 3: 0; 2011 Qtr 4: 0 | 3
0 | 211016-CFL - 3 Way - 20 Watt median - ISR = 0.76 |  | System | Residential | res:DEER:Indoor_CFL_Ltg | 0 |  |  |  |  | 3.99 | 0 | 0 | 0 | 0 | 3.99 | 32.4614 |  | kWh | 0.0053907 | -0.63488 | Residential |  | Winter Only | [5 empty] | 5.3 | 0.6 |  |  |  | 0 | 2 | 0 | 0 | 0 | 0 | 0 | 0 | 0 | 0 | 0 | 0 | 2009 Qtr 1: 0; 2009 Qtr 2: 0; 2009 Qtr 3: 0; 2009 Qtr 4: 2; 2010 Qtr 1: 0; 2010 Qtr 2: 0; 2010 Qtr 3: 0; 2010 Qtr 4: 0; 2011 Qtr 1: 0; 2011 Qtr 2: 0; 2011 Qtr 3: 0; 2011 Qtr 4: 0 | 2
0 | 211017-Floor Lamp - 2 23 Watt pin based |  | System | Residential | res:DEER:Indoor_CFL_Ltg | 0 |  |  |  |  | 38.9 | 0 | 0 | 0 | 0 | 38.9 | 98.2386 |  | kWh | 0.016314 | -1.9213 | Residential |  | Winter Only | [5 empty] | 15 | 0.6 |  |  |  | 0 | 2 | 0 | 0 | 0 | 0 | 0 | 0 | 0 | 0 | 0 | 0 | 2009 Qtr 1: 0; 2009 Qtr 2: 0; 2009 Qtr 3: 0; 2009 Qtr 4: 2; 2010 Qtr 1: 0; 2010 Qtr 2: 0; 2010 Qtr 3: 0; 2010 Qtr 4: 0; 2011 Qtr 1: 0; 2011 Qtr 2: 0; 2011 Qtr 3: 0; 2011 Qtr 4: 0 | 2
0 | 211012-CFL 9W Globe Lamp - ISR=.76 |  | System | Residential | res:DEER:Indoor_CFL_Ltg | 0 |  |  |  |  | 2.2495 | 0 | 0 | 0 | 0 | 2.2495 | 19.2206 |  | kWh | 0.003192 | -0.37591 | Residential |  | Winter Only | [5 empty] | 5.3 | 0.85 |  |  |  | 0 | 2 | 0 | 0 | 0 | 0 | 0 | 0 | 0 | 0 | 0 | 0 | 2009 Qtr 1: 0; 2009 Qtr 2: 0; 2009 Qtr 3: 0; 2009 Qtr 4: 2; 2010 Qtr 1: 0; 2010 Qtr 2: 0; 2010 Qtr 3: 0; 2010 Qtr 4: 0; 2011 Qtr 1: 0; 2011 Qtr 2: 0; 2011 Qtr 3: 0; 2011 Qtr 4: 0 | 2
0 | 211004-23 Watt Intergral CFL - ISR=0.76 |  | System | Residential | res:DEER:Indoor_CFL_Ltg | 0 |  |  |  |  | 1.8498 | 0 | 0 | 0 | 0 | 1.8498 | 37.3307 |  | kWh | 0.0061993 | -0.73011 | Residential | [7 empty] | 6.6 | 0.6 |  |  |  | 0 | 1 | 0 | 0 | 0 | 0 | 0 | 0 | 0 | 0 | 0 | 0 | 2009 Qtr 1: 0; 2009 Qtr 2: 0; 2009 Qtr 3: 0; 2009 Qtr 4: 1; 2010 Qtr 1: 0; 2010 Qtr 2: 0; 2010 Qtr 3: 0; 2010 Qtr 4: 0; 2011 Qtr 1: 0; 2011 Qtr 2: 0; 2011 Qtr 3: 0; 2011 Qtr 4: 0 | 1
0 | 211015-CFL, 14W lamp, A-Line, Integral or Modular, Tube or Spiral or Flood - ISR=0.76 |  | System | Residential | res:DEER:Indoor_CFL_Ltg | 0 |  |  |  |  | 2.5 | 0 | 0 | 0 | 0 | 2.5 | 22.723 |  | kWh | 0.0037734 | -0.44441 | Residential |  | Winter Only | [5 empty] | 5.3 | 0.6 |  |  |  | 0 | 2 | 0 | 0 | 0 | 0 | 0 | 0 | 0 | 0 | 0 | 0 | 2009 Qtr 1: 0; 2009 Qtr 2: 0; 2009 Qtr 3: 0; 2009 Qtr 4: 2; 2010 Qtr 1: 0; 2010 Qtr 2: 0; 2010 Qtr 3: 0; 2010 Qtr 4: 0; 2011 Qtr 1: 0; 2011 Qtr 2: 0; 2011 Qtr 3: 0; 2011 Qtr 4: 0 | 2
0 | 211016-CFL - 3 Way - 20 Watt median - ISR = 0.76 |  | System | Residential | res:DEER:Indoor_CFL_Ltg | 0 |  |  |  |  | 3.99 | 0 | 0 | 0 | 0 | 3.99 | 32.4614 |  | kWh | 0.0053907 | -0.63488 | Residential |  | Winter Only | [5 empty] | 5.3 | 0.6 |  |  |  | 0 | 5 | 0 | 0 | 0 | 0 | 0 | 0 | 0 | 0 | 0 | 0 | 2009 Qtr 1: 0; 2009 Qtr 2: 0; 2009 Qtr 3: 0; 2009 Qtr 4: 5; 2010 Qtr 1: 0; 2010 Qtr 2: 0; 2010 Qtr 3: 0; 2010 Qtr 4: 0; 2011 Qtr 1: 0; 2011 Qtr 2: 0; 2011 Qtr 3: 0; 2011 Qtr 4: 0 | 5
0 | 211004-23 Watt Intergral CFL - ISR=0.76 |  | System | Residential | res:DEER:Indoor_CFL_Ltg | 0 |  |  |  |  | 1.8498 | 0 | 0 | 0 | 0 | 1.8498 | 37.3307 |  | kWh | 0.0061993 | -0.73011 | Residential | [7 empty] | 6.6 | 0.6 |  |  |  | 0 | 1 | 0 | 0 | 0 | 0 | 0 | 0 | 0 | 0 | 0 | 0 | 2009 Qtr 1: 0; 2009 Qtr 2: 0; 2009 Qtr 3: 0; 2009 Qtr 4: 1; 2010 Qtr 1: 0; 2010 Qtr 2: 0; 2010 Qtr 3: 0; 2010 Qtr 4: 0; 2011 Qtr 1: 0; 2011 Qtr 2: 0; 2011 Qtr 3: 0; 2011 Qtr 4: 0 | 1
0 | 211015-CFL, 14W lamp, A-Line, Integral or Modular, Tube or Spiral or Flood - ISR=0.76 |  | System | Residential | res:DEER:Indoor_CFL_Ltg | 0 |  |  |  |  | 2.5 | 0 | 0 | 0 | 0 | 2.5 | 22.723 |  | kWh | 0.0037734 | -0.44441 | Residential |  | Winter Only | [5 empty] | 5.3 | 0.6 |  |  |  | 0 | 4 | 0 | 0 | 0 | 0 | 0 | 0 | 0 | 0 | 0 | 0 | 2009 Qtr 1: 0; 2009 Qtr 2: 0; 2009 Qtr 3: 0; 2009 Qtr 4: 4; 2010 Qtr 1: 0; 2010 Qtr 2: 0; 2010 Qtr 3: 0; 2010 Qtr 4: 0; 2011 Qtr 1: 0; 2011 Qtr 2: 0; 2011 Qtr 3: 0; 2011 Qtr 4: 0 | 4
0 | 211016-CFL - 3 Way - 20 Watt median - ISR = 0.76 |  | System | Residential | res:DEER:Indoor_CFL_Ltg | 0 |  |  |  |  | 3.99 | 0 | 0 | 0 | 0 | 3.99 | 32.4614 |  | kWh | 0.0053907 | -0.63488 | Residential |  | Winter Only | [5 empty] | 5.3 | 0.6 |  |  |  | 0 | 5 | 0 | 0 | 0 | 0 | 0 | 0 | 0 | 0 | 0 | 0 | 2009 Qtr 1: 0; 2009 Qtr 2: 0; 2009 Qtr 3: 0; 2009 Qtr 4: 5; 2010 Qtr 1: 0; 2010 Qtr 2: 0; 2010 Qtr 3: 0; 2010 Qtr 4: 0; 2011 Qtr 1: 0; 2011 Qtr 2: 0; 2011 Qtr 3: 0; 2011 Qtr 4: 0 | 5
0 | 211016-CFL - 3 Way - 20 Watt median - ISR = 0.76 |  | System | Residential | res:DEER:Indoor_CFL_Ltg | 0 |  |  |  |  | 3.99 | 0 | 0 | 0 | 0 | 3.99 | 32.4614 |  | kWh | 0.0053907 | -0.63488 | Residential |  | Winter Only | [5 empty] | 5.3 | 0.6 |  |  |  | 0 | 4 | 0 | 0 | 0 | 0 | 0 | 0 | 0 | 0 | 0 | 0 | 2009 Qtr 1: 0; 2009 Qtr 2: 0; 2009 Qtr 3: 0; 2009 Qtr 4: 4; 2010 Qtr 1: 0; 2010 Qtr 2: 0; 2010 Qtr 3: 0; 2010 Qtr 4: 0; 2011 Qtr 1: 0; 2011 Qtr 2: 0; 2011 Qtr 3: 0; 2011 Qtr 4: 0 | 4
0 | 211004-23 Watt Intergral CFL - ISR=0.76 |  | System | Residential | res:DEER:Indoor_CFL_Ltg | 0 |  |  |  |  | 1.8498 | 0 | 0 | 0 | 0 | 1.8498 | 37.3307 |  | kWh | 0.0061993 | -0.73011 | Residential | [7 empty] | 6.6 | 0.6 |  |  |  | 0 | 3 | 0 | 0 | 0 | 0 | 0 | 0 | 0 | 0 | 0 | 0 | 2009 Qtr 1: 0; 2009 Qtr 2: 0; 2009 Qtr 3: 0; 2009 Qtr 4: 3; 2010 Qtr 1: 0; 2010 Qtr 2: 0; 2010 Qtr 3: 0; 2010 Qtr 4: 0; 2011 Qtr 1: 0; 2011 Qtr 2: 0; 2011 Qtr 3: 0; 2011 Qtr 4: 0 | 3
0 | 211015-CFL, 14W lamp, A-Line, Integral or Modular, Tube or Spiral or Flood - ISR=0.76 |  | System | Residential | res:DEER:Indoor_CFL_Ltg | 0 |  |  |  |  | 2.5 | 0 | 0 | 0 | 0 | 2.5 | 22.723 |  | kWh | 0.0037734 | -0.44441 | Residential |  | Winter Only | [5 empty] | 5.3 | 0.6 |  |  |  | 0 | 1 | 0 | 0 | 0 | 0 | 0 | 0 | 0 | 0 | 0 | 0 | 2009 Qtr 1: 0; 2009 Qtr 2: 0; 2009 Qtr 3: 0; 2009 Qtr 4: 1; 2010 Qtr 1: 0; 2010 Qtr 2: 0; 2010 Qtr 3: 0; 2010 Qtr 4: 0; 2011 Qtr 1: 0; 2011 Qtr 2: 0; 2011 Qtr 3: 0; 2011 Qtr 4: 0 | 1
0 | 211004-23 Watt Intergral CFL - ISR=0.76 |  | System | Residential | res:DEER:Indoor_CFL_Ltg | 0 |  |  |  |  | 1.8498 | 0 | 0 | 0 | 0 | 1.8498 | 37.3307 |  | kWh | 0.0061993 | -0.73011 | Residential | [7 empty] | 6.6 | 0.6 |  |  |  | 0 | 2 | 0 | 0 | 0 | 0 | 0 | 0 | 0 | 0 | 0 | 0 | 2009 Qtr 1: 0; 2009 Qtr 2: 0; 2009 Qtr 3: 0; 2009 Qtr 4: 2; 2010 Qtr 1: 0; 2010 Qtr 2: 0; 2010 Qtr 3: 0; 2010 Qtr 4: 0; 2011 Qtr 1: 0; 2011 Qtr 2: 0; 2011 Qtr 3: 0; 2011 Qtr 4: 0 | 2
0 | 211015-CFL, 14W lamp, A-Line, Integral or Modular, Tube or Spiral or Flood - ISR=0.76 |  | System | Residential | res:DEER:Indoor_CFL_Ltg | 0 |  |  |  |  | 2.5 | 0 | 0 | 0 | 0 | 2.5 | 22.723 |  | kWh | 0.0037734 | -0.44441 | Residential |  | Winter Only | [5 empty] | 5.3 | 0.6 |  |  |  | 0 | 3 | 0 | 0 | 0 | 0 | 0 | 0 | 0 | 0 | 0 | 0 | 2009 Qtr 1: 0; 2009 Qtr 2: 0; 2009 Qtr 3: 0; 2009 Qtr 4: 3; 2010 Qtr 1: 0; 2010 Qtr 2: 0; 2010 Qtr 3: 0; 2010 Qtr 4: 0; 2011 Qtr 1: 0; 2011 Qtr 2: 0; 2011 Qtr 3: 0; 2011 Qtr 4: 0 | 3
0 | 211012-CFL 9W Globe Lamp - ISR=.76 |  | System | Residential | res:DEER:Indoor_CFL_Ltg | 0 |  |  |  |  | 2.2495 | 0 | 0 | 0 | 0 | 2.2495 | 19.2206 |  | kWh | 0.003192 | -0.37591 | Residential |  | Winter Only | [5 empty] | 5.3 | 0.85 |  |  |  | 0 | 2 | 0 | 0 | 0 | 0 | 0 | 0 | 0 | 0 | 0 | 0 | 2009 Qtr 1: 0; 2009 Qtr 2: 0; 2009 Qtr 3: 0; 2009 Qtr 4: 2; 2010 Qtr 1: 0; 2010 Qtr 2: 0; 2010 Qtr 3: 0; 2010 Qtr 4: 0; 2011 Qtr 1: 0; 2011 Qtr 2: 0; 2011 Qtr 3: 0; 2011 Qtr 4: 0 | 2
0 | 211004-23 Watt Intergral CFL - ISR=0.76 |  | System | Residential | res:DEER:Indoor_CFL_Ltg | 0 |  |  |  |  | 1.8498 | 0 | 0 | 0 | 0 | 1.8498 | 37.3307 |  | kWh | 0.0061993 | -0.73011 | Residential | [7 empty] | 6.6 | 0.6 |  |  |  | 0 | 3 | 0 | 0 | 0 | 0 | 0 | 0 | 0 | 0 | 0 | 0 | 2009 Qtr 1: 0; 2009 Qtr 2: 0; 2009 Qtr 3: 0; 2009 Qtr 4: 3; 2010 Qtr 1: 0; 2010 Qtr 2: 0; 2010 Qtr 3: 0; 2010 Qtr 4: 0; 2011 Qtr 1: 0; 2011 Qtr 2: 0; 2011 Qtr 3: 0; 2011 Qtr 4: 0 | 3
0 | 211017-Floor Lamp - 2 23 Watt pin based |  | System | Residential | res:DEER:Indoor_CFL_Ltg | 0 |  |  |  |  | 38.9 | 0 | 0 | 0 | 0 | 38.9 | 98.2386 |  | kWh | 0.016314 | -1.9213 | Residential |  | Winter Only | [5 empty] | 15 | 0.6 |  |  |  | 0 | 1 | 0 | 0 | 0 | 0 | 0 | 0 | 0 | 0 | 0 | 0 | 2009 Qtr 1: 0; 2009 Qtr 2: 0; 2009 Qtr 3: 0; 2009 Qtr 4: 1; 2010 Qtr 1: 0; 2010 Qtr 2: 0; 2010 Qtr 3: 0; 2010 Qtr 4: 0; 2011 Qtr 1: 0; 2011 Qtr 2: 0; 2011 Qtr 3: 0; 2011 Qtr 4: 0 | 1
0 | 211004-23 Watt Intergral CFL - ISR=0.76 |  | System | Residential | res:DEER:Indoor_CFL_Ltg | 0 |  |  |  |  | 1.8498 | 0 | 0 | 0 | 0 | 1.8498 | 37.3307 |  | kWh | 0.0061993 | -0.73011 | Residential | [7 empty] | 6.6 | 0.6 |  |  |  | 0 | 2 | 0 | 0 | 0 | 0 | 0 | 0 | 0 | 0 | 0 | 0 | 2009 Qtr 1: 0; 2009 Qtr 2: 0; 2009 Qtr 3: 0; 2009 Qtr 4: 2; 2010 Qtr 1: 0; 2010 Qtr 2: 0; 2010 Qtr 3: 0; 2010 Qtr 4: 0; 2011 Qtr 1: 0; 2011 Qtr 2: 0; 2011 Qtr 3: 0; 2011 Qtr 4: 0 | 2
0 | 211016-CFL - 3 Way - 20 Watt median - ISR = 0.76 |  | System | Residential | res:DEER:Indoor_CFL_Ltg | 0 |  |  |  |  | 3.99 | 0 | 0 | 0 | 0 | 3.99 | 32.4614 |  | kWh | 0.0053907 | -0.63488 | Residential |  | Winter Only | [5 empty] | 5.3 | 0.6 |  |  |  | 0 | 1 | 0 | 0 | 0 | 0 | 0 | 0 | 0 | 0 | 0 | 0 | 2009 Qtr 1: 0; 2009 Qtr 2: 0; 2009 Qtr 3: 0; 2009 Qtr 4: 1; 2010 Qtr 1: 0; 2010 Qtr 2: 0; 2010 Qtr 3: 0; 2010 Qtr 4: 0; 2011 Qtr 1: 0; 2011 Qtr 2: 0; 2011 Qtr 3: 0; 2011 Qtr 4: 0 | 1
0 | 211015-CFL, 14W lamp, A-Line, Integral or Modular, Tube or Spiral or Flood - ISR=0.76 |  | System | Residential | res:DEER:Indoor_CFL_Ltg | 0 |  |  |  |  | 2.5 | 0 | 0 | 0 | 0 | 2.5 | 22.723 |  | kWh | 0.0037734 | -0.44441 | Residential |  | Winter Only | [5 empty] | 5.3 | 0.6 |  |  |  | 0 | 1 | 0 | 0 | 0 | 0 | 0 | 0 | 0 | 0 | 0 | 0 | 2009 Qtr 1: 0; 2009 Qtr 2: 0; 2009 Qtr 3: 0; 2009 Qtr 4: 1; 2010 Qtr 1: 0; 2010 Qtr 2: 0; 2010 Qtr 3: 0; 2010 Qtr 4: 0; 2011 Qtr 1: 0; 2011 Qtr 2: 0; 2011 Qtr 3: 0; 2011 Qtr 4: 0 | 1
0 | 211003-Lighting - Torchiere - Energy Star (70 watt ) Turn-in |  | System | Residential | 19-RES-AllResidential-LIGHT | 0 |  |  |  |  | 22.63 | 0 | 0 | 0 | 0 | 22.63 | 191.406 |  | kWh | 0.01863 | 0 | Residential | [7 empty] | 15 | 0.85 |  |  |  | 0 | 1 | 0 | 0 | 0 | 0 | 0 | 0 | 0 | 0 | 0 | 0 | 2009 Qtr 1: 0; 2009 Qtr 2: 0; 2009 Qtr 3: 0; 2009 Qtr 4: 1; 2010 Qtr 1: 0; 2010 Qtr 2: 0; 2010 Qtr 3: 0; 2010 Qtr 4: 0; 2011 Qtr 1: 0; 2011 Qtr 2: 0; 2011 Qtr 3: 0; 2011 Qtr 4: 0 | 1
0 | 211004-23 Watt Intergral CFL - ISR=0.76 |  | System | Residential | res:DEER:Indoor_CFL_Ltg | 0 |  |  |  |  | 1.8498 | 0 | 0 | 0 | 0 | 1.8498 | 37.3307 |  | kWh | 0.0061993 | -0.73011 | Residential | [7 empty] | 6.6 | 0.6 |  |  |  | 0 | 5 | 0 | 0 | 0 | 0 | 0 | 0 | 0 | 0 | 0 | 0 | 2009 Qtr 1: 0; 2009 Qtr 2: 0; 2009 Qtr 3: 0; 2009 Qtr 4: 5; 2010 Qtr 1: 0; 2010 Qtr 2: 0; 2010 Qtr 3: 0; 2010 Qtr 4: 0; 2011 Qtr 1: 0; 2011 Qtr 2: 0; 2011 Qtr 3: 0; 2011 Qtr 4: 0 | 5
0 | 211016-CFL - 3 Way - 20 Watt median - ISR = 0.76 |  | System | Residential | res:DEER:Indoor_CFL_Ltg | 0 |  |  |  |  | 3.99 | 0 | 0 | 0 | 0 | 3.99 | 32.4614 |  | kWh | 0.0053907 | -0.63488 | Residential |  | Winter Only | [5 empty] | 5.3 | 0.6 |  |  |  | 0 | 5 | 0 | 0 | 0 | 0 | 0 | 0 | 0 | 0 | 0 | 0 | 2009 Qtr 1: 0; 2009 Qtr 2: 0; 2009 Qtr 3: 0; 2009 Qtr 4: 5; 2010 Qtr 1: 0; 2010 Qtr 2: 0; 2010 Qtr 3: 0; 2010 Qtr 4: 0; 2011 Qtr 1: 0; 2011 Qtr 2: 0; 2011 Qtr 3: 0; 2011 Qtr 4: 0 | 5
0 | 211016-CFL - 3 Way - 20 Watt median - ISR = 0.76 |  | System | Residential | res:DEER:Indoor_CFL_Ltg | 0 |  |  |  |  | 3.99 | 0 | 0 | 0 | 0 | 3.99 | 32.4614 |  | kWh | 0.0053907 | -0.63488 | Residential |  | Winter Only | [5 empty] | 5.3 | 0.6 |  |  |  | 0 | 5 | 0 | 0 | 0 | 0 | 0 | 0 | 0 | 0 | 0 | 0 | 2009 Qtr 1: 0; 2009 Qtr 2: 0; 2009 Qtr 3: 0; 2009 Qtr 4: 5; 2010 Qtr 1: 0; 2010 Qtr 2: 0; 2010 Qtr 3: 0; 2010 Qtr 4: 0; 2011 Qtr 1: 0; 2011 Qtr 2: 0; 2011 Qtr 3: 0; 2011 Qtr 4: 0 | 5
0 | 211012-CFL 9W Globe Lamp - ISR=.76 |  | System | Residential | res:DEER:Indoor_CFL_Ltg | 0 |  |  |  |  | 2.2495 | 0 | 0 | 0 | 0 | 2.2495 | 19.2206 |  | kWh | 0.003192 | -0.37591 | Residential |  | Winter Only | [5 empty] | 5.3 | 0.85 |  |  |  | 0 | 5 | 0 | 0 | 0 | 0 | 0 | 0 | 0 | 0 | 0 | 0 | 2009 Qtr 1: 0; 2009 Qtr 2: 0; 2009 Qtr 3: 0; 2009 Qtr 4: 5; 2010 Qtr 1: 0; 2010 Qtr 2: 0; 2010 Qtr 3: 0; 2010 Qtr 4: 0; 2011 Qtr 1: 0; 2011 Qtr 2: 0; 2011 Qtr 3: 0; 2011 Qtr 4: 0 | 5
0 | 211017-Floor Lamp - 2 23 Watt pin based |  | System | Residential | res:DEER:Indoor_CFL_Ltg | 0 |  |  |  |  | 38.9 | 0 | 0 | 0 | 0 | 38.9 | 98.2386 |  | kWh | 0.016314 | -1.9213 | Residential |  | Winter Only | [5 empty] | 15 | 0.6 |  |  |  | 0 | 2 | 0 | 0 | 0 | 0 | 0 | 0 | 0 | 0 | 0 | 0 | 2009 Qtr 1: 0; 2009 Qtr 2: 0; 2009 Qtr 3: 0; 2009 Qtr 4: 2; 2010 Qtr 1: 0; 2010 Qtr 2: 0; 2010 Qtr 3: 0; 2010 Qtr 4: 0; 2011 Qtr 1: 0; 2011 Qtr 2: 0; 2011 Qtr 3: 0; 2011 Qtr 4: 0 | 2
0 | 211016-CFL - 3 Way - 20 Watt median - ISR = 0.76 |  | System | Residential | res:DEER:Indoor_CFL_Ltg | 0 |  |  |  |  | 3.99 | 0 | 0 | 0 | 0 | 3.99 | 32.4614 |  | kWh | 0.0053907 | -0.63488 | Residential |  | Winter Only | [5 empty] | 5.3 | 0.6 |  |  |  | 0 | 2 | 0 | 0 | 0 | 0 | 0 | 0 | 0 | 0 | 0 | 0 | 2009 Qtr 1: 0; 2009 Qtr 2: 0; 2009 Qtr 3: 0; 2009 Qtr 4: 2; 2010 Qtr 1: 0; 2010 Qtr 2: 0; 2010 Qtr 3: 0; 2010 Qtr 4: 0; 2011 Qtr 1: 0; 2011 Qtr 2: 0; 2011 Qtr 3: 0; 2011 Qtr 4: 0 | 2
0 | 211015-CFL, 14W lamp, A-Line, Integral or Modular, Tube or Spiral or Flood - ISR=0.76 |  | System | Residential | res:DEER:Indoor_CFL_Ltg | 0 |  |  |  |  | 2.5 | 0 | 0 | 0 | 0 | 2.5 | 22.723 |  | kWh | 0.0037734 | -0.44441 | Residential |  | Winter Only | [5 empty] | 5.3 | 0.6 |  |  |  | 0 | 3 | 0 | 0 | 0 | 0 | 0 | 0 | 0 | 0 | 0 | 0 | 2009 Qtr 1: 0; 2009 Qtr 2: 0; 2009 Qtr 3: 0; 2009 Qtr 4: 3; 2010 Qtr 1: 0; 2010 Qtr 2: 0; 2010 Qtr 3: 0; 2010 Qtr 4: 0; 2011 Qtr 1: 0; 2011 Qtr 2: 0; 2011 Qtr 3: 0; 2011 Qtr 4: 0 | 3
0 | 211004-23 Watt Intergral CFL - ISR=0.76 |  | System | Residential | res:DEER:Indoor_CFL_Ltg | 0 |  |  |  |  | 1.8498 | 0 | 0 | 0 | 0 | 1.8498 | 37.3307 |  | kWh | 0.0061993 | -0.73011 | Residential | [7 empty] | 6.6 | 0.6 |  |  |  | 0 | 4 | 0 | 0 | 0 | 0 | 0 | 0 | 0 | 0 | 0 | 0 | 2009 Qtr 1: 0; 2009 Qtr 2: 0; 2009 Qtr 3: 0; 2009 Qtr 4: 4; 2010 Qtr 1: 0; 2010 Qtr 2: 0; 2010 Qtr 3: 0; 2010 Qtr 4: 0; 2011 Qtr 1: 0; 2011 Qtr 2: 0; 2011 Qtr 3: 0; 2011 Qtr 4: 0 | 4
0 | 211016-CFL - 3 Way - 20 Watt median - ISR = 0.76 |  | System | Residential | res:DEER:Indoor_CFL_Ltg | 0 |  |  |  |  | 3.99 | 0 | 0 | 0 | 0 | 3.99 | 32.4614 |  | kWh | 0.0053907 | -0.63488 | Residential |  | Winter Only | [5 empty] | 5.3 | 0.6 |  |  |  | 0 | 1 | 0 | 0 | 0 | 0 | 0 | 0 | 0 | 0 | 0 | 0 | 2009 Qtr 1: 0; 2009 Qtr 2: 0; 2009 Qtr 3: 0; 2009 Qtr 4: 1; 2010 Qtr 1: 0; 2010 Qtr 2: 0; 2010 Qtr 3: 0; 2010 Qtr 4: 0; 2011 Qtr 1: 0; 2011 Qtr 2: 0; 2011 Qtr 3: 0; 2011 Qtr 4: 0 | 1
0 | 211016-CFL - 3 Way - 20 Watt median - ISR = 0.76 |  | System | Residential | res:DEER:Indoor_CFL_Ltg | 0 |  |  |  |  | 3.99 | 0 | 0 | 0 | 0 | 3.99 | 32.4614 |  | kWh | 0.0053907 | -0.63488 | Residential |  | Winter Only | [5 empty] | 5.3 | 0.6 |  |  |  | 0 | 1 | 0 | 0 | 0 | 0 | 0 | 0 | 0 | 0 | 0 | 0 | 2009 Qtr 1: 0; 2009 Qtr 2: 0; 2009 Qtr 3: 0; 2009 Qtr 4: 1; 2010 Qtr 1: 0; 2010 Qtr 2: 0; 2010 Qtr 3: 0; 2010 Qtr 4: 0; 2011 Qtr 1: 0; 2011 Qtr 2: 0; 2011 Qtr 3: 0; 2011 Qtr 4: 0 | 1
0 | 211013-Table Lamp 18-Watt Pin based |  | System | Residential | res:DEER:Indoor_CFL_Ltg | 0 |  |  |  |  | 20.9 | 0 | 0 | 0 | 0 | 20.9 | 38.4412 |  | kWh | 0.006383 | -0.75183 | Residential |  | Winter Only | [5 empty] | 15 | 0.85 |  |  |  | 0 | 1 | 0 | 0 | 0 | 0 | 0 | 0 | 0 | 0 | 0 | 0 | 2009 Qtr 1: 0; 2009 Qtr 2: 0; 2009 Qtr 3: 0; 2009 Qtr 4: 1; 2010 Qtr 1: 0; 2010 Qtr 2: 0; 2010 Qtr 3: 0; 2010 Qtr 4: 0; 2011 Qtr 1: 0; 2011 Qtr 2: 0; 2011 Qtr 3: 0; 2011 Qtr 4: 0 | 1
0 | 211017-Floor Lamp - 2 23 Watt pin based |  | System | Residential | res:DEER:Indoor_CFL_Ltg | 0 |  |  |  |  | 38.9 | 0 | 0 | 0 | 0 | 38.9 | 98.2386 |  | kWh | 0.016314 | -1.9213 | Residential |  | Winter Only | [5 empty] | 15 | 0.6 |  |  |  | 0 | 1 | 0 | 0 | 0 | 0 | 0 | 0 | 0 | 0 | 0 | 0 | 2009 Qtr 1: 0; 2009 Qtr 2: 0; 2009 Qtr 3: 0; 2009 Qtr 4: 1; 2010 Qtr 1: 0; 2010 Qtr 2: 0; 2010 Qtr 3: 0; 2010 Qtr 4: 0; 2011 Qtr 1: 0; 2011 Qtr 2: 0; 2011 Qtr 3: 0; 2011 Qtr 4: 0 | 1
0 | 211004-23 Watt Intergral CFL - ISR=0.76 |  | System | Residential | res:DEER:Indoor_CFL_Ltg | 0 |  |  |  |  | 1.8498 | 0 | 0 | 0 | 0 | 1.8498 | 37.3307 |  | kWh | 0.0061993 | -0.73011 | Residential | [7 empty] | 6.6 | 0.6 |  |  |  | 0 | 3 | 0 | 0 | 0 | 0 | 0 | 0 | 0 | 0 | 0 | 0 | 2009 Qtr 1: 0; 2009 Qtr 2: 0; 2009 Qtr 3: 0; 2009 Qtr 4: 3; 2010 Qtr 1: 0; 2010 Qtr 2: 0; 2010 Qtr 3: 0; 2010 Qtr 4: 0; 2011 Qtr 1: 0; 2011 Qtr 2: 0; 2011 Qtr 3: 0; 2011 Qtr 4: 0 | 3
0 | 211016-CFL - 3 Way - 20 Watt median - ISR = 0.76 |  | System | Residential | res:DEER:Indoor_CFL_Ltg | 0 |  |  |  |  | 3.99 | 0 | 0 | 0 | 0 | 3.99 | 32.4614 |  | kWh | 0.0053907 | -0.63488 | Residential |  | Winter Only | [5 empty] | 5.3 | 0.6 |  |  |  | 0 | 2 | 0 | 0 | 0 | 0 | 0 | 0 | 0 | 0 | 0 | 0 | 2009 Qtr 1: 0; 2009 Qtr 2: 0; 2009 Qtr 3: 0; 2009 Qtr 4: 2; 2010 Qtr 1: 0; 2010 Qtr 2: 0; 2010 Qtr 3: 0; 2010 Qtr 4: 0; 2011 Qtr 1: 0; 2011 Qtr 2: 0; 2011 Qtr 3: 0; 2011 Qtr 4: 0 | 2
0 | 211017-Floor Lamp - 2 23 Watt pin based |  | System | Residential | res:DEER:Indoor_CFL_Ltg | 0 |  |  |  |  | 38.9 | 0 | 0 | 0 | 0 | 38.9 | 98.2386 |  | kWh | 0.016314 | -1.9213 | Residential |  | Winter Only | [5 empty] | 15 | 0.6 |  |  |  | 0 | 2 | 0 | 0 | 0 | 0 | 0 | 0 | 0 | 0 | 0 | 0 | 2009 Qtr 1: 0; 2009 Qtr 2: 0; 2009 Qtr 3: 0; 2009 Qtr 4: 2; 2010 Qtr 1: 0; 2010 Qtr 2: 0; 2010 Qtr 3: 0; 2010 Qtr 4: 0; 2011 Qtr 1: 0; 2011 Qtr 2: 0; 2011 Qtr 3: 0; 2011 Qtr 4: 0 | 2
0 | 211012-CFL 9W Globe Lamp - ISR=.76 |  | System | Residential | res:DEER:Indoor_CFL_Ltg | 0 |  |  |  |  | 2.2495 | 0 | 0 | 0 | 0 | 2.2495 | 19.2206 |  | kWh | 0.003192 | -0.37591 | Residential |  | Winter Only | [5 empty] | 5.3 | 0.85 |  |  |  | 0 | 5 | 0 | 0 | 0 | 0 | 0 | 0 | 0 | 0 | 0 | 0 | 2009 Qtr 1: 0; 2009 Qtr 2: 0; 2009 Qtr 3: 0; 2009 Qtr 4: 5; 2010 Qtr 1: 0; 2010 Qtr 2: 0; 2010 Qtr 3: 0; 2010 Qtr 4: 0; 2011 Qtr 1: 0; 2011 Qtr 2: 0; 2011 Qtr 3: 0; 2011 Qtr 4: 0 | 5
0 | 211013-Table Lamp 18-Watt Pin based |  | System | Residential | res:DEER:Indoor_CFL_Ltg | 0 |  |  |  |  | 20.9 | 0 | 0 | 0 | 0 | 20.9 | 38.4412 |  | kWh | 0.006383 | -0.75183 | Residential |  | Winter Only | [5 empty] | 15 | 0.85 |  |  |  | 0 | 1 | 0 | 0 | 0 | 0 | 0 | 0 | 0 | 0 | 0 | 0 | 2009 Qtr 1: 0; 2009 Qtr 2: 0; 2009 Qtr 3: 0; 2009 Qtr 4: 1; 2010 Qtr 1: 0; 2010 Qtr 2: 0; 2010 Qtr 3: 0; 2010 Qtr 4: 0; 2011 Qtr 1: 0; 2011 Qtr 2: 0; 2011 Qtr 3: 0; 2011 Qtr 4: 0 | 1
0 | 211017-Floor Lamp - 2 23 Watt pin based |  | System | Residential | res:DEER:Indoor_CFL_Ltg | 0 |  |  |  |  | 38.9 | 0 | 0 | 0 | 0 | 38.9 | 98.2386 |  | kWh | 0.016314 | -1.9213 | Residential |  | Winter Only | [5 empty] | 15 | 0.6 |  |  |  | 0 | 1 | 0 | 0 | 0 | 0 | 0 | 0 | 0 | 0 | 0 | 0 | 2009 Qtr 1: 0; 2009 Qtr 2: 0; 2009 Qtr 3: 0; 2009 Qtr 4: 1; 2010 Qtr 1: 0; 2010 Qtr 2: 0; 2010 Qtr 3: 0; 2010 Qtr 4: 0; 2011 Qtr 1: 0; 2011 Qtr 2: 0; 2011 Qtr 3: 0; 2011 Qtr 4: 0 | 1
0 | 211004-23 Watt Intergral CFL - ISR=0.76 |  | System | Residential | res:DEER:Indoor_CFL_Ltg | 0 |  |  |  |  | 1.8498 | 0 | 0 | 0 | 0 | 1.8498 | 37.3307 |  | kWh | 0.0061993 | -0.73011 | Residential | [7 empty] | 6.6 | 0.6 |  |  |  | 0 | 1 | 0 | 0 | 0 | 0 | 0 | 0 | 0 | 0 | 0 | 0 | 2009 Qtr 1: 0; 2009 Qtr 2: 0; 2009 Qtr 3: 0; 2009 Qtr 4: 1; 2010 Qtr 1: 0; 2010 Qtr 2: 0; 2010 Qtr 3: 0; 2010 Qtr 4: 0; 2011 Qtr 1: 0; 2011 Qtr 2: 0; 2011 Qtr 3: 0; 2011 Qtr 4: 0 | 1
0 | 211017-Floor Lamp - 2 23 Watt pin based |  | System | Residential | res:DEER:Indoor_CFL_Ltg | 0 |  |  |  |  | 38.9 | 0 | 0 | 0 | 0 | 38.9 | 98.2386 |  | kWh | 0.016314 | -1.9213 | Residential |  | Winter Only | [5 empty] | 15 | 0.6 |  |  |  | 0 | 1 | 0 | 0 | 0 | 0 | 0 | 0 | 0 | 0 | 0 | 0 | 2009 Qtr 1: 0; 2009 Qtr 2: 0; 2009 Qtr 3: 0; 2009 Qtr 4: 1; 2010 Qtr 1: 0; 2010 Qtr 2: 0; 2010 Qtr 3: 0; 2010 Qtr 4: 0; 2011 Qtr 1: 0; 2011 Qtr 2: 0; 2011 Qtr 3: 0; 2011 Qtr 4: 0 | 1
0 | 211004-23 Watt Intergral CFL - ISR=0.76 |  | System | Residential | res:DEER:Indoor_CFL_Ltg | 0 |  |  |  |  | 1.8498 | 0 | 0 | 0 | 0 | 1.8498 | 37.3307 |  | kWh | 0.0061993 | -0.73011 | Residential | [7 empty] | 6.6 | 0.6 |  |  |  | 0 | 2 | 0 | 0 | 0 | 0 | 0 | 0 | 0 | 0 | 0 | 0 | 2009 Qtr 1: 0; 2009 Qtr 2: 0; 2009 Qtr 3: 0; 2009 Qtr 4: 2; 2010 Qtr 1: 0; 2010 Qtr 2: 0; 2010 Qtr 3: 0; 2010 Qtr 4: 0; 2011 Qtr 1: 0; 2011 Qtr 2: 0; 2011 Qtr 3: 0; 2011 Qtr 4: 0 | 2
0 | 211016-CFL - 3 Way - 20 Watt median - ISR = 0.76 |  | System | Residential | res:DEER:Indoor_CFL_Ltg | 0 |  |  |  |  | 3.99 | 0 | 0 | 0 | 0 | 3.99 | 32.4614 |  | kWh | 0.0053907 | -0.63488 | Residential |  | Winter Only | [5 empty] | 5.3 | 0.6 |  |  |  | 0 | 1 | 0 | 0 | 0 | 0 | 0 | 0 | 0 | 0 | 0 | 0 | 2009 Qtr 1: 0; 2009 Qtr 2: 0; 2009 Qtr 3: 0; 2009 Qtr 4: 1; 2010 Qtr 1: 0; 2010 Qtr 2: 0; 2010 Qtr 3: 0; 2010 Qtr 4: 0; 2011 Qtr 1: 0; 2011 Qtr 2: 0; 2011 Qtr 3: 0; 2011 Qtr 4: 0 | 1
0 | 211015-CFL, 14W lamp, A-Line, Integral or Modular, Tube or Spiral or Flood - ISR=0.76 |  | System | Residential | res:DEER:Indoor_CFL_Ltg | 0 |  |  |  |  | 2.5 | 0 | 0 | 0 | 0 | 2.5 | 22.723 |  | kWh | 0.0037734 | -0.44441 | Residential |  | Winter Only | [5 empty] | 5.3 | 0.6 |  |  |  | 0 | 2 | 0 | 0 | 0 | 0 | 0 | 0 | 0 | 0 | 0 | 0 | 2009 Qtr 1: 0; 2009 Qtr 2: 0; 2009 Qtr 3: 0; 2009 Qtr 4: 2; 2010 Qtr 1: 0; 2010 Qtr 2: 0; 2010 Qtr 3: 0; 2010 Qtr 4: 0; 2011 Qtr 1: 0; 2011 Qtr 2: 0; 2011 Qtr 3: 0; 2011 Qtr 4: 0 | 2
0 | 211013-Table Lamp 18-Watt Pin based |  | System | Residential | res:DEER:Indoor_CFL_Ltg | 0 |  |  |  |  | 20.9 | 0 | 0 | 0 | 0 | 20.9 | 38.4412 |  | kWh | 0.006383 | -0.75183 | Residential |  | Winter Only | [5 empty] | 15 | 0.85 |  |  |  | 0 | 2 | 0 | 0 | 0 | 0 | 0 | 0 | 0 | 0 | 0 | 0 | 2009 Qtr 1: 0; 2009 Qtr 2: 0; 2009 Qtr 3: 0; 2009 Qtr 4: 2; 2010 Qtr 1: 0; 2010 Qtr 2: 0; 2010 Qtr 3: 0; 2010 Qtr 4: 0; 2011 Qtr 1: 0; 2011 Qtr 2: 0; 2011 Qtr 3: 0; 2011 Qtr 4: 0 | 2
0 | 211004-23 Watt Intergral CFL - ISR=0.76 |  | System | Residential | res:DEER:Indoor_CFL_Ltg | 0 |  |  |  |  | 1.8498 | 0 | 0 | 0 | 0 | 1.8498 | 37.3307 |  | kWh | 0.0061993 | -0.73011 | Residential | [7 empty] | 6.6 | 0.6 |  |  |  | 0 | 5 | 0 | 0 | 0 | 0 | 0 | 0 | 0 | 0 | 0 | 0 | 2009 Qtr 1: 0; 2009 Qtr 2: 0; 2009 Qtr 3: 0; 2009 Qtr 4: 5; 2010 Qtr 1: 0; 2010 Qtr 2: 0; 2010 Qtr 3: 0; 2010 Qtr 4: 0; 2011 Qtr 1: 0; 2011 Qtr 2: 0; 2011 Qtr 3: 0; 2011 Qtr 4: 0 | 5
0 | 211012-CFL 9W Globe Lamp - ISR=.76 |  | System | Residential | res:DEER:Indoor_CFL_Ltg | 0 |  |  |  |  | 2.2495 | 0 | 0 | 0 | 0 | 2.2495 | 19.2206 |  | kWh | 0.003192 | -0.37591 | Residential |  | Winter Only | [5 empty] | 5.3 | 0.85 |  |  |  | 0 | 1 | 0 | 0 | 0 | 0 | 0 | 0 | 0 | 0 | 0 | 0 | 2009 Qtr 1: 0; 2009 Qtr 2: 0; 2009 Qtr 3: 0; 2009 Qtr 4: 1; 2010 Qtr 1: 0; 2010 Qtr 2: 0; 2010 Qtr 3: 0; 2010 Qtr 4: 0; 2011 Qtr 1: 0; 2011 Qtr 2: 0; 2011 Qtr 3: 0; 2011 Qtr 4: 0 | 1
0 | 211015-CFL, 14W lamp, A-Line, Integral or Modular, Tube or Spiral or Flood - ISR=0.76 |  | System | Residential | res:DEER:Indoor_CFL_Ltg | 0 |  |  |  |  | 2.5 | 0 | 0 | 0 | 0 | 2.5 | 22.723 |  | kWh | 0.0037734 | -0.44441 | Residential |  | Winter Only | [5 empty] | 5.3 | 0.6 |  |  |  | 0 | 4 | 0 | 0 | 0 | 0 | 0 | 0 | 0 | 0 | 0 | 0 | 2009 Qtr 1: 0; 2009 Qtr 2: 0; 2009 Qtr 3: 0; 2009 Qtr 4: 4; 2010 Qtr 1: 0; 2010 Qtr 2: 0; 2010 Qtr 3: 0; 2010 Qtr 4: 0; 2011 Qtr 1: 0; 2011 Qtr 2: 0; 2011 Qtr 3: 0; 2011 Qtr 4: 0 | 4
0 | 211015-CFL, 14W lamp, A-Line, Integral or Modular, Tube or Spiral or Flood - ISR=0.76 |  | System | Residential | res:DEER:Indoor_CFL_Ltg | 0 |  |  |  |  | 2.5 | 0 | 0 | 0 | 0 | 2.5 | 22.723 |  | kWh | 0.0037734 | -0.44441 | Residential |  | Winter Only | [5 empty] | 5.3 | 0.6 |  |  |  | 0 | 5 | 0 | 0 | 0 | 0 | 0 | 0 | 0 | 0 | 0 | 0 | 2009 Qtr 1: 0; 2009 Qtr 2: 0; 2009 Qtr 3: 0; 2009 Qtr 4: 5; 2010 Qtr 1: 0; 2010 Qtr 2: 0; 2010 Qtr 3: 0; 2010 Qtr 4: 0; 2011 Qtr 1: 0; 2011 Qtr 2: 0; 2011 Qtr 3: 0; 2011 Qtr 4: 0 | 5
0 | 211016-CFL - 3 Way - 20 Watt median - ISR = 0.76 |  | System | Residential | res:DEER:Indoor_CFL_Ltg | 0 |  |  |  |  | 3.99 | 0 | 0 | 0 | 0 | 3.99 | 32.4614 |  | kWh | 0.0053907 | -0.63488 | Residential |  | Winter Only | [5 empty] | 5.3 | 0.6 |  |  |  | 0 | 4 | 0 | 0 | 0 | 0 | 0 | 0 | 0 | 0 | 0 | 0 | 2009 Qtr 1: 0; 2009 Qtr 2: 0; 2009 Qtr 3: 0; 2009 Qtr 4: 4; 2010 Qtr 1: 0; 2010 Qtr 2: 0; 2010 Qtr 3: 0; 2010 Qtr 4: 0; 2011 Qtr 1: 0; 2011 Qtr 2: 0; 2011 Qtr 3: 0; 2011 Qtr 4: 0 | 4
0 | 211015-CFL, 14W lamp, A-Line, Integral or Modular, Tube or Spiral or Flood - ISR=0.76 |  | System | Residential | res:DEER:Indoor_CFL_Ltg | 0 |  |  |  |  | 2.5 | 0 | 0 | 0 | 0 | 2.5 | 22.723 |  | kWh | 0.0037734 | -0.44441 | Residential |  | Winter Only | [5 empty] | 5.3 | 0.6 |  |  |  | 0 | 1 | 0 | 0 | 0 | 0 | 0 | 0 | 0 | 0 | 0 | 0 | 2009 Qtr 1: 0; 2009 Qtr 2: 0; 2009 Qtr 3: 0; 2009 Qtr 4: 1; 2010 Qtr 1: 0; 2010 Qtr 2: 0; 2010 Qtr 3: 0; 2010 Qtr 4: 0; 2011 Qtr 1: 0; 2011 Qtr 2: 0; 2011 Qtr 3: 0; 2011 Qtr 4: 0 | 1
0 | 211017-Floor Lamp - 2 23 Watt pin based |  | System | Residential | res:DEER:Indoor_CFL_Ltg | 0 |  |  |  |  | 38.9 | 0 | 0 | 0 | 0 | 38.9 | 98.2386 |  | kWh | 0.016314 | -1.9213 | Residential |  | Winter Only | [5 empty] | 15 | 0.6 |  |  |  | 0 | 1 | 0 | 0 | 0 | 0 | 0 | 0 | 0 | 0 | 0 | 0 | 2009 Qtr 1: 0; 2009 Qtr 2: 0; 2009 Qtr 3: 0; 2009 Qtr 4: 1; 2010 Qtr 1: 0; 2010 Qtr 2: 0; 2010 Qtr 3: 0; 2010 Qtr 4: 0; 2011 Qtr 1: 0; 2011 Qtr 2: 0; 2011 Qtr 3: 0; 2011 Qtr 4: 0 | 1
0 | 211004-23 Watt Intergral CFL - ISR=0.76 |  | System | Residential | res:DEER:Indoor_CFL_Ltg | 0 |  |  |  |  | 1.8498 | 0 | 0 | 0 | 0 | 1.8498 | 37.3307 |  | kWh | 0.0061993 | -0.73011 | Residential | [7 empty] | 6.6 | 0.6 |  |  |  | 0 | 5 | 0 | 0 | 0 | 0 | 0 | 0 | 0 | 0 | 0 | 0 | 2009 Qtr 1: 0; 2009 Qtr 2: 0; 2009 Qtr 3: 0; 2009 Qtr 4: 5; 2010 Qtr 1: 0; 2010 Qtr 2: 0; 2010 Qtr 3: 0; 2010 Qtr 4: 0; 2011 Qtr 1: 0; 2011 Qtr 2: 0; 2011 Qtr 3: 0; 2011 Qtr 4: 0 | 5
0 | 211013-Table Lamp 18-Watt Pin based |  | System | Residential | res:DEER:Indoor_CFL_Ltg | 0 |  |  |  |  | 20.9 | 0 | 0 | 0 | 0 | 20.9 | 38.4412 |  | kWh | 0.006383 | -0.75183 | Residential |  | Winter Only | [5 empty] | 15 | 0.85 |  |  |  | 0 | 1 | 0 | 0 | 0 | 0 | 0 | 0 | 0 | 0 | 0 | 0 | 2009 Qtr 1: 0; 2009 Qtr 2: 0; 2009 Qtr 3: 0; 2009 Qtr 4: 1; 2010 Qtr 1: 0; 2010 Qtr 2: 0; 2010 Qtr 3: 0; 2010 Qtr 4: 0; 2011 Qtr 1: 0; 2011 Qtr 2: 0; 2011 Qtr 3: 0; 2011 Qtr 4: 0 | 1
0 | 211017-Floor Lamp - 2 23 Watt pin based |  | System | Residential | res:DEER:Indoor_CFL_Ltg | 0 |  |  |  |  | 38.9 | 0 | 0 | 0 | 0 | 38.9 | 98.2386 |  | kWh | 0.016314 | -1.9213 | Residential |  | Winter Only | [5 empty] | 15 | 0.6 |  |  |  | 0 | 1 | 0 | 0 | 0 | 0 | 0 | 0 | 0 | 0 | 0 | 0 | 2009 Qtr 1: 0; 2009 Qtr 2: 0; 2009 Qtr 3: 0; 2009 Qtr 4: 1; 2010 Qtr 1: 0; 2010 Qtr 2: 0; 2010 Qtr 3: 0; 2010 Qtr 4: 0; 2011 Qtr 1: 0; 2011 Qtr 2: 0; 2011 Qtr 3: 0; 2011 Qtr 4: 0 | 1
0 | 211015-CFL, 14W lamp, A-Line, Integral or Modular, Tube or Spiral or Flood - ISR=0.76 |  | System | Residential | res:DEER:Indoor_CFL_Ltg | 0 |  |  |  |  | 2.5 | 0 | 0 | 0 | 0 | 2.5 | 22.723 |  | kWh | 0.0037734 | -0.44441 | Residential |  | Winter Only | [5 empty] | 5.3 | 0.6 |  |  |  | 0 | 1 | 0 | 0 | 0 | 0 | 0 | 0 | 0 | 0 | 0 | 0 | 2009 Qtr 1: 0; 2009 Qtr 2: 0; 2009 Qtr 3: 0; 2009 Qtr 4: 1; 2010 Qtr 1: 0; 2010 Qtr 2: 0; 2010 Qtr 3: 0; 2010 Qtr 4: 0; 2011 Qtr 1: 0; 2011 Qtr 2: 0; 2011 Qtr 3: 0; 2011 Qtr 4: 0 | 1
0 | 211015-CFL, 14W lamp, A-Line, Integral or Modular, Tube or Spiral or Flood - ISR=0.76 |  | System | Residential | res:DEER:Indoor_CFL_Ltg | 0 |  |  |  |  | 2.5 | 0 | 0 | 0 | 0 | 2.5 | 22.723 |  | kWh | 0.0037734 | -0.44441 | Residential |  | Winter Only | [5 empty] | 5.3 | 0.6 |  |  |  | 0 | 5 | 0 | 0 | 0 | 0 | 0 | 0 | 0 | 0 | 0 | 0 | 2009 Qtr 1: 0; 2009 Qtr 2: 0; 2009 Qtr 3: 0; 2009 Qtr 4: 5; 2010 Qtr 1: 0; 2010 Qtr 2: 0; 2010 Qtr 3: 0; 2010 Qtr 4: 0; 2011 Qtr 1: 0; 2011 Qtr 2: 0; 2011 Qtr 3: 0; 2011 Qtr 4: 0 | 5
0 | 211012-CFL 9W Globe Lamp - ISR=.76 |  | System | Residential | res:DEER:Indoor_CFL_Ltg | 0 |  |  |  |  | 2.2495 | 0 | 0 | 0 | 0 | 2.2495 | 19.2206 |  | kWh | 0.003192 | -0.37591 | Residential |  | Winter Only | [5 empty] | 5.3 | 0.85 |  |  |  | 0 | 3 | 0 | 0 | 0 | 0 | 0 | 0 | 0 | 0 | 0 | 0 | 2009 Qtr 1: 0; 2009 Qtr 2: 0; 2009 Qtr 3: 0; 2009 Qtr 4: 3; 2010 Qtr 1: 0; 2010 Qtr 2: 0; 2010 Qtr 3: 0; 2010 Qtr 4: 0; 2011 Qtr 1: 0; 2011 Qtr 2: 0; 2011 Qtr 3: 0; 2011 Qtr 4: 0 | 3
0 | 211004-23 Watt Intergral CFL - ISR=0.76 |  | System | Residential | res:DEER:Indoor_CFL_Ltg | 0 |  |  |  |  | 1.8498 | 0 | 0 | 0 | 0 | 1.8498 | 37.3307 |  | kWh | 0.0061993 | -0.73011 | Residential | [7 empty] | 6.6 | 0.6 |  |  |  | 0 | 2 | 0 | 0 | 0 | 0 | 0 | 0 | 0 | 0 | 0 | 0 | 2009 Qtr 1: 0; 2009 Qtr 2: 0; 2009 Qtr 3: 0; 2009 Qtr 4: 2; 2010 Qtr 1: 0; 2010 Qtr 2: 0; 2010 Qtr 3: 0; 2010 Qtr 4: 0; 2011 Qtr 1: 0; 2011 Qtr 2: 0; 2011 Qtr 3: 0; 2011 Qtr 4: 0 | 2
0 | 211004-23 Watt Intergral CFL - ISR=0.76 |  | System | Residential | res:DEER:Indoor_CFL_Ltg | 0 |  |  |  |  | 1.8498 | 0 | 0 | 0 | 0 | 1.8498 | 37.3307 |  | kWh | 0.0061993 | -0.73011 | Residential | [7 empty] | 6.6 | 0.6 |  |  |  | 0 | 4 | 0 | 0 | 0 | 0 | 0 | 0 | 0 | 0 | 0 | 0 | 2009 Qtr 1: 0; 2009 Qtr 2: 0; 2009 Qtr 3: 0; 2009 Qtr 4: 4; 2010 Qtr 1: 0; 2010 Qtr 2: 0; 2010 Qtr 3: 0; 2010 Qtr 4: 0; 2011 Qtr 1: 0; 2011 Qtr 2: 0; 2011 Qtr 3: 0; 2011 Qtr 4: 0 | 4
0 | 211016-CFL - 3 Way - 20 Watt median - ISR = 0.76 |  | System | Residential | res:DEER:Indoor_CFL_Ltg | 0 |  |  |  |  | 3.99 | 0 | 0 | 0 | 0 | 3.99 | 32.4614 |  | kWh | 0.0053907 | -0.63488 | Residential |  | Winter Only | [5 empty] | 5.3 | 0.6 |  |  |  | 0 | 1 | 0 | 0 | 0 | 0 | 0 | 0 | 0 | 0 | 0 | 0 | 2009 Qtr 1: 0; 2009 Qtr 2: 0; 2009 Qtr 3: 0; 2009 Qtr 4: 1; 2010 Qtr 1: 0; 2010 Qtr 2: 0; 2010 Qtr 3: 0; 2010 Qtr 4: 0; 2011 Qtr 1: 0; 2011 Qtr 2: 0; 2011 Qtr 3: 0; 2011 Qtr 4: 0 | 1
0 | 211016-CFL - 3 Way - 20 Watt median - ISR = 0.76 |  | System | Residential | res:DEER:Indoor_CFL_Ltg | 0 |  |  |  |  | 3.99 | 0 | 0 | 0 | 0 | 3.99 | 32.4614 |  | kWh | 0.0053907 | -0.63488 | Residential |  | Winter Only | [5 empty] | 5.3 | 0.6 |  |  |  | 0 | 2 | 0 | 0 | 0 | 0 | 0 | 0 | 0 | 0 | 0 | 0 | 2009 Qtr 1: 0; 2009 Qtr 2: 0; 2009 Qtr 3: 0; 2009 Qtr 4: 2; 2010 Qtr 1: 0; 2010 Qtr 2: 0; 2010 Qtr 3: 0; 2010 Qtr 4: 0; 2011 Qtr 1: 0; 2011 Qtr 2: 0; 2011 Qtr 3: 0; 2011 Qtr 4: 0 | 2
0 | 211015-CFL, 14W lamp, A-Line, Integral or Modular, Tube or Spiral or Flood - ISR=0.76 |  | System | Residential | res:DEER:Indoor_CFL_Ltg | 0 |  |  |  |  | 2.5 | 0 | 0 | 0 | 0 | 2.5 | 22.723 |  | kWh | 0.0037734 | -0.44441 | Residential |  | Winter Only | [5 empty] | 5.3 | 0.6 |  |  |  | 0 | 3 | 0 | 0 | 0 | 0 | 0 | 0 | 0 | 0 | 0 | 0 | 2009 Qtr 1: 0; 2009 Qtr 2: 0; 2009 Qtr 3: 0; 2009 Qtr 4: 3; 2010 Qtr 1: 0; 2010 Qtr 2: 0; 2010 Qtr 3: 0; 2010 Qtr 4: 0; 2011 Qtr 1: 0; 2011 Qtr 2: 0; 2011 Qtr 3: 0; 2011 Qtr 4: 0 | 3
0 | 211004-23 Watt Intergral CFL - ISR=0.76 |  | System | Residential | res:DEER:Indoor_CFL_Ltg | 0 |  |  |  |  | 1.8498 | 0 | 0 | 0 | 0 | 1.8498 | 37.3307 |  | kWh | 0.0061993 | -0.73011 | Residential | [7 empty] | 6.6 | 0.6 |  |  |  | 0 | 1 | 0 | 0 | 0 | 0 | 0 | 0 | 0 | 0 | 0 | 0 | 2009 Qtr 1: 0; 2009 Qtr 2: 0; 2009 Qtr 3: 0; 2009 Qtr 4: 1; 2010 Qtr 1: 0; 2010 Qtr 2: 0; 2010 Qtr 3: 0; 2010 Qtr 4: 0; 2011 Qtr 1: 0; 2011 Qtr 2: 0; 2011 Qtr 3: 0; 2011 Qtr 4: 0 | 1
0 | 211013-Table Lamp 18-Watt Pin based |  | System | Residential | res:DEER:Indoor_CFL_Ltg | 0 |  |  |  |  | 20.9 | 0 | 0 | 0 | 0 | 20.9 | 38.4412 |  | kWh | 0.006383 | -0.75183 | Residential |  | Winter Only | [5 empty] | 15 | 0.85 |  |  |  | 0 | 2 | 0 | 0 | 0 | 0 | 0 | 0 | 0 | 0 | 0 | 0 | 2009 Qtr 1: 0; 2009 Qtr 2: 0; 2009 Qtr 3: 0; 2009 Qtr 4: 2; 2010 Qtr 1: 0; 2010 Qtr 2: 0; 2010 Qtr 3: 0; 2010 Qtr 4: 0; 2011 Qtr 1: 0; 2011 Qtr 2: 0; 2011 Qtr 3: 0; 2011 Qtr 4: 0 | 2
0 | 211004-23 Watt Intergral CFL - ISR=0.76 |  | System | Residential | res:DEER:Indoor_CFL_Ltg | 0 |  |  |  |  | 1.8498 | 0 | 0 | 0 | 0 | 1.8498 | 37.3307 |  | kWh | 0.0061993 | -0.73011 | Residential | [7 empty] | 6.6 | 0.6 |  |  |  | 0 | 2 | 0 | 0 | 0 | 0 | 0 | 0 | 0 | 0 | 0 | 0 | 2009 Qtr 1: 0; 2009 Qtr 2: 0; 2009 Qtr 3: 0; 2009 Qtr 4: 2; 2010 Qtr 1: 0; 2010 Qtr 2: 0; 2010 Qtr 3: 0; 2010 Qtr 4: 0; 2011 Qtr 1: 0; 2011 Qtr 2: 0; 2011 Qtr 3: 0; 2011 Qtr 4: 0 | 2
0 | 211013-Table Lamp 18-Watt Pin based |  | System | Residential | res:DEER:Indoor_CFL_Ltg | 0 |  |  |  |  | 20.9 | 0 | 0 | 0 | 0 | 20.9 | 38.4412 |  | kWh | 0.006383 | -0.75183 | Residential |  | Winter Only | [5 empty] | 15 | 0.85 |  |  |  | 0 | 1 | 0 | 0 | 0 | 0 | 0 | 0 | 0 | 0 | 0 | 0 | 2009 Qtr 1: 0; 2009 Qtr 2: 0; 2009 Qtr 3: 0; 2009 Qtr 4: 1; 2010 Qtr 1: 0; 2010 Qtr 2: 0; 2010 Qtr 3: 0; 2010 Qtr 4: 0; 2011 Qtr 1: 0; 2011 Qtr 2: 0; 2011 Qtr 3: 0; 2011 Qtr 4: 0 | 1
0 | 211017-Floor Lamp - 2 23 Watt pin based |  | System | Residential | res:DEER:Indoor_CFL_Ltg | 0 |  |  |  |  | 38.9 | 0 | 0 | 0 | 0 | 38.9 | 98.2386 |  | kWh | 0.016314 | -1.9213 | Residential |  | Winter Only | [5 empty] | 15 | 0.6 |  |  |  | 0 | 1 | 0 | 0 | 0 | 0 | 0 | 0 | 0 | 0 | 0 | 0 | 2009 Qtr 1: 0; 2009 Qtr 2: 0; 2009 Qtr 3: 0; 2009 Qtr 4: 1; 2010 Qtr 1: 0; 2010 Qtr 2: 0; 2010 Qtr 3: 0; 2010 Qtr 4: 0; 2011 Qtr 1: 0; 2011 Qtr 2: 0; 2011 Qtr 3: 0; 2011 Qtr 4: 0 | 1
0 | 211017-Floor Lamp - 2 23 Watt pin based |  | System | Residential | res:DEER:Indoor_CFL_Ltg | 0 |  |  |  |  | 38.9 | 0 | 0 | 0 | 0 | 38.9 | 98.2386 |  | kWh | 0.016314 | -1.9213 | Residential |  | Winter Only | [5 empty] | 15 | 0.6 |  |  |  | 0 | 1 | 0 | 0 | 0 | 0 | 0 | 0 | 0 | 0 | 0 | 0 | 2009 Qtr 1: 0; 2009 Qtr 2: 0; 2009 Qtr 3: 0; 2009 Qtr 4: 1; 2010 Qtr 1: 0; 2010 Qtr 2: 0; 2010 Qtr 3: 0; 2010 Qtr 4: 0; 2011 Qtr 1: 0; 2011 Qtr 2: 0; 2011 Qtr 3: 0; 2011 Qtr 4: 0 | 1
0 | 211012-CFL 9W Globe Lamp - ISR=.76 |  | System | Residential | res:DEER:Indoor_CFL_Ltg | 0 |  |  |  |  | 2.2495 | 0 | 0 | 0 | 0 | 2.2495 | 19.2206 |  | kWh | 0.003192 | -0.37591 | Residential |  | Winter Only | [5 empty] | 5.3 | 0.85 |  |  |  | 0 | 5 | 0 | 0 | 0 | 0 | 0 | 0 | 0 | 0 | 0 | 0 | 2009 Qtr 1: 0; 2009 Qtr 2: 0; 2009 Qtr 3: 0; 2009 Qtr 4: 5; 2010 Qtr 1: 0; 2010 Qtr 2: 0; 2010 Qtr 3: 0; 2010 Qtr 4: 0; 2011 Qtr 1: 0; 2011 Qtr 2: 0; 2011 Qtr 3: 0; 2011 Qtr 4: 0 | 5
0 | 211013-Table Lamp 18-Watt Pin based |  | System | Residential | res:DEER:Indoor_CFL_Ltg | 0 |  |  |  |  | 20.9 | 0 | 0 | 0 | 0 | 20.9 | 38.4412 |  | kWh | 0.006383 | -0.75183 | Residential |  | Winter Only | [5 empty] | 15 | 0.85 |  |  |  | 0 | 1 | 0 | 0 | 0 | 0 | 0 | 0 | 0 | 0 | 0 | 0 | 2009 Qtr 1: 0; 2009 Qtr 2: 0; 2009 Qtr 3: 0; 2009 Qtr 4: 1; 2010 Qtr 1: 0; 2010 Qtr 2: 0; 2010 Qtr 3: 0; 2010 Qtr 4: 0; 2011 Qtr 1: 0; 2011 Qtr 2: 0; 2011 Qtr 3: 0; 2011 Qtr 4: 0 | 1
0 | 211017-Floor Lamp - 2 23 Watt pin based |  | System | Residential | res:DEER:Indoor_CFL_Ltg | 0 |  |  |  |  | 38.9 | 0 | 0 | 0 | 0 | 38.9 | 98.2386 |  | kWh | 0.016314 | -1.9213 | Residential |  | Winter Only | [5 empty] | 15 | 0.6 |  |  |  | 0 | 1 | 0 | 0 | 0 | 0 | 0 | 0 | 0 | 0 | 0 | 0 | 2009 Qtr 1: 0; 2009 Qtr 2: 0; 2009 Qtr 3: 0; 2009 Qtr 4: 1; 2010 Qtr 1: 0; 2010 Qtr 2: 0; 2010 Qtr 3: 0; 2010 Qtr 4: 0; 2011 Qtr 1: 0; 2011 Qtr 2: 0; 2011 Qtr 3: 0; 2011 Qtr 4: 0 | 1
0 | 211012-CFL 9W Globe Lamp - ISR=.76 |  | System | Residential | res:DEER:Indoor_CFL_Ltg | 0 |  |  |  |  | 2.2495 | 0 | 0 | 0 | 0 | 2.2495 | 19.2206 |  | kWh | 0.003192 | -0.37591 | Residential |  | Winter Only | [5 empty] | 5.3 | 0.85 |  |  |  | 0 | 5 | 0 | 0 | 0 | 0 | 0 | 0 | 0 | 0 | 0 | 0 | 2009 Qtr 1: 0; 2009 Qtr 2: 0; 2009 Qtr 3: 0; 2009 Qtr 4: 5; 2010 Qtr 1: 0; 2010 Qtr 2: 0; 2010 Qtr 3: 0; 2010 Qtr 4: 0; 2011 Qtr 1: 0; 2011 Qtr 2: 0; 2011 Qtr 3: 0; 2011 Qtr 4: 0 | 5
0 | 211004-23 Watt Intergral CFL - ISR=0.76 |  | System | Residential | res:DEER:Indoor_CFL_Ltg | 0 |  |  |  |  | 1.8498 | 0 | 0 | 0 | 0 | 1.8498 | 37.3307 |  | kWh | 0.0061993 | -0.73011 | Residential | [7 empty] | 6.6 | 0.6 |  |  |  | 0 | 3 | 0 | 0 | 0 | 0 | 0 | 0 | 0 | 0 | 0 | 0 | 2009 Qtr 1: 0; 2009 Qtr 2: 0; 2009 Qtr 3: 0; 2009 Qtr 4: 3; 2010 Qtr 1: 0; 2010 Qtr 2: 0; 2010 Qtr 3: 0; 2010 Qtr 4: 0; 2011 Qtr 1: 0; 2011 Qtr 2: 0; 2011 Qtr 3: 0; 2011 Qtr 4: 0 | 3
0 | 211016-CFL - 3 Way - 20 Watt median - ISR = 0.76 |  | System | Residential | res:DEER:Indoor_CFL_Ltg | 0 |  |  |  |  | 3.99 | 0 | 0 | 0 | 0 | 3.99 | 32.4614 |  | kWh | 0.0053907 | -0.63488 | Residential |  | Winter Only | [5 empty] | 5.3 | 0.6 |  |  |  | 0 | 2 | 0 | 0 | 0 | 0 | 0 | 0 | 0 | 0 | 0 | 0 | 2009 Qtr 1: 0; 2009 Qtr 2: 0; 2009 Qtr 3: 0; 2009 Qtr 4: 2; 2010 Qtr 1: 0; 2010 Qtr 2: 0; 2010 Qtr 3: 0; 2010 Qtr 4: 0; 2011 Qtr 1: 0; 2011 Qtr 2: 0; 2011 Qtr 3: 0; 2011 Qtr 4: 0 | 2
0 | 211004-23 Watt Intergral CFL - ISR=0.76 |  | System | Residential | res:DEER:Indoor_CFL_Ltg | 0 |  |  |  |  | 1.8498 | 0 | 0 | 0 | 0 | 1.8498 | 37.3307 |  | kWh | 0.0061993 | -0.73011 | Residential | [7 empty] | 6.6 | 0.6 |  |  |  | 0 | 3 | 0 | 0 | 0 | 0 | 0 | 0 | 0 | 0 | 0 | 0 | 2009 Qtr 1: 0; 2009 Qtr 2: 0; 2009 Qtr 3: 0; 2009 Qtr 4: 3; 2010 Qtr 1: 0; 2010 Qtr 2: 0; 2010 Qtr 3: 0; 2010 Qtr 4: 0; 2011 Qtr 1: 0; 2011 Qtr 2: 0; 2011 Qtr 3: 0; 2011 Qtr 4: 0 | 3
0 | 211016-CFL - 3 Way - 20 Watt median - ISR = 0.76 |  | System | Residential | res:DEER:Indoor_CFL_Ltg | 0 |  |  |  |  | 3.99 | 0 | 0 | 0 | 0 | 3.99 | 32.4614 |  | kWh | 0.0053907 | -0.63488 | Residential |  | Winter Only | [5 empty] | 5.3 | 0.6 |  |  |  | 0 | 1 | 0 | 0 | 0 | 0 | 0 | 0 | 0 | 0 | 0 | 0 | 2009 Qtr 1: 0; 2009 Qtr 2: 0; 2009 Qtr 3: 0; 2009 Qtr 4: 1; 2010 Qtr 1: 0; 2010 Qtr 2: 0; 2010 Qtr 3: 0; 2010 Qtr 4: 0; 2011 Qtr 1: 0; 2011 Qtr 2: 0; 2011 Qtr 3: 0; 2011 Qtr 4: 0 | 1
0 | 211015-CFL, 14W lamp, A-Line, Integral or Modular, Tube or Spiral or Flood - ISR=0.76 |  | System | Residential | res:DEER:Indoor_CFL_Ltg | 0 |  |  |  |  | 2.5 | 0 | 0 | 0 | 0 | 2.5 | 22.723 |  | kWh | 0.0037734 | -0.44441 | Residential |  | Winter Only | [5 empty] | 5.3 | 0.6 |  |  |  | 0 | 1 | 0 | 0 | 0 | 0 | 0 | 0 | 0 | 0 | 0 | 0 | 2009 Qtr 1: 0; 2009 Qtr 2: 0; 2009 Qtr 3: 0; 2009 Qtr 4: 1; 2010 Qtr 1: 0; 2010 Qtr 2: 0; 2010 Qtr 3: 0; 2010 Qtr 4: 0; 2011 Qtr 1: 0; 2011 Qtr 2: 0; 2011 Qtr 3: 0; 2011 Qtr 4: 0 | 1
0 | 211012-CFL 9W Globe Lamp - ISR=.76 |  | System | Residential | res:DEER:Indoor_CFL_Ltg | 0 |  |  |  |  | 2.2495 | 0 | 0 | 0 | 0 | 2.2495 | 19.2206 |  | kWh | 0.003192 | -0.37591 | Residential |  | Winter Only | [5 empty] | 5.3 | 0.85 |  |  |  | 0 | 2 | 0 | 0 | 0 | 0 | 0 | 0 | 0 | 0 | 0 | 0 | 2009 Qtr 1: 0; 2009 Qtr 2: 0; 2009 Qtr 3: 0; 2009 Qtr 4: 2; 2010 Qtr 1: 0; 2010 Qtr 2: 0; 2010 Qtr 3: 0; 2010 Qtr 4: 0; 2011 Qtr 1: 0; 2011 Qtr 2: 0; 2011 Qtr 3: 0; 2011 Qtr 4: 0 | 2
0 | 211004-23 Watt Intergral CFL - ISR=0.76 |  | System | Residential | res:DEER:Indoor_CFL_Ltg | 0 |  |  |  |  | 1.8498 | 0 | 0 | 0 | 0 | 1.8498 | 37.3307 |  | kWh | 0.0061993 | -0.73011 | Residential | [7 empty] | 6.6 | 0.6 |  |  |  | 0 | 1 | 0 | 0 | 0 | 0 | 0 | 0 | 0 | 0 | 0 | 0 | 2009 Qtr 1: 0; 2009 Qtr 2: 0; 2009 Qtr 3: 0; 2009 Qtr 4: 1; 2010 Qtr 1: 0; 2010 Qtr 2: 0; 2010 Qtr 3: 0; 2010 Qtr 4: 0; 2011 Qtr 1: 0; 2011 Qtr 2: 0; 2011 Qtr 3: 0; 2011 Qtr 4: 0 | 1
0 | 211016-CFL - 3 Way - 20 Watt median - ISR = 0.76 |  | System | Residential | res:DEER:Indoor_CFL_Ltg | 0 |  |  |  |  | 3.99 | 0 | 0 | 0 | 0 | 3.99 | 32.4614 |  | kWh | 0.0053907 | -0.63488 | Residential |  | Winter Only | [5 empty] | 5.3 | 0.6 |  |  |  | 0 | 1 | 0 | 0 | 0 | 0 | 0 | 0 | 0 | 0 | 0 | 0 | 2009 Qtr 1: 0; 2009 Qtr 2: 0; 2009 Qtr 3: 0; 2009 Qtr 4: 1; 2010 Qtr 1: 0; 2010 Qtr 2: 0; 2010 Qtr 3: 0; 2010 Qtr 4: 0; 2011 Qtr 1: 0; 2011 Qtr 2: 0; 2011 Qtr 3: 0; 2011 Qtr 4: 0 | 1
0 | 211015-CFL, 14W lamp, A-Line, Integral or Modular, Tube or Spiral or Flood - ISR=0.76 |  | System | Residential | res:DEER:Indoor_CFL_Ltg | 0 |  |  |  |  | 2.5 | 0 | 0 | 0 | 0 | 2.5 | 22.723 |  | kWh | 0.0037734 | -0.44441 | Residential |  | Winter Only | [5 empty] | 5.3 | 0.6 |  |  |  | 0 | 1 | 0 | 0 | 0 | 0 | 0 | 0 | 0 | 0 | 0 | 0 | 2009 Qtr 1: 0; 2009 Qtr 2: 0; 2009 Qtr 3: 0; 2009 Qtr 4: 1; 2010 Qtr 1: 0; 2010 Qtr 2: 0; 2010 Qtr 3: 0; 2010 Qtr 4: 0; 2011 Qtr 1: 0; 2011 Qtr 2: 0; 2011 Qtr 3: 0; 2011 Qtr 4: 0 | 1
0 | 211016-CFL - 3 Way - 20 Watt median - ISR = 0.76 |  | System | Residential | res:DEER:Indoor_CFL_Ltg | 0 |  |  |  |  | 3.99 | 0 | 0 | 0 | 0 | 3.99 | 32.4614 |  | kWh | 0.0053907 | -0.63488 | Residential |  | Winter Only | [5 empty] | 5.3 | 0.6 |  |  |  | 0 | 2 | 0 | 0 | 0 | 0 | 0 | 0 | 0 | 0 | 0 | 0 | 2009 Qtr 1: 0; 2009 Qtr 2: 0; 2009 Qtr 3: 0; 2009 Qtr 4: 2; 2010 Qtr 1: 0; 2010 Qtr 2: 0; 2010 Qtr 3: 0; 2010 Qtr 4: 0; 2011 Qtr 1: 0; 2011 Qtr 2: 0; 2011 Qtr 3: 0; 2011 Qtr 4: 0 | 2
0 | 211017-Floor Lamp - 2 23 Watt pin based |  | System | Residential | res:DEER:Indoor_CFL_Ltg | 0 |  |  |  |  | 38.9 | 0 | 0 | 0 | 0 | 38.9 | 98.2386 |  | kWh | 0.016314 | -1.9213 | Residential |  | Winter Only | [5 empty] | 15 | 0.6 |  |  |  | 0 | 2 | 0 | 0 | 0 | 0 | 0 | 0 | 0 | 0 | 0 | 0 | 2009 Qtr 1: 0; 2009 Qtr 2: 0; 2009 Qtr 3: 0; 2009 Qtr 4: 2; 2010 Qtr 1: 0; 2010 Qtr 2: 0; 2010 Qtr 3: 0; 2010 Qtr 4: 0; 2011 Qtr 1: 0; 2011 Qtr 2: 0; 2011 Qtr 3: 0; 2011 Qtr 4: 0 | 2
0 | 211017-Floor Lamp - 2 23 Watt pin based |  | System | Residential | res:DEER:Indoor_CFL_Ltg | 0 |  |  |  |  | 38.9 | 0 | 0 | 0 | 0 | 38.9 | 98.2386 |  | kWh | 0.016314 | -1.9213 | Residential |  | Winter Only | [5 empty] | 15 | 0.6 |  |  |  | 0 | 1 | 0 | 0 | 0 | 0 | 0 | 0 | 0 | 0 | 0 | 0 | 2009 Qtr 1: 0; 2009 Qtr 2: 0; 2009 Qtr 3: 0; 2009 Qtr 4: 1; 2010 Qtr 1: 0; 2010 Qtr 2: 0; 2010 Qtr 3: 0; 2010 Qtr 4: 0; 2011 Qtr 1: 0; 2011 Qtr 2: 0; 2011 Qtr 3: 0; 2011 Qtr 4: 0 | 1
0 | 211016-CFL - 3 Way - 20 Watt median - ISR = 0.76 |  | System | Residential | res:DEER:Indoor_CFL_Ltg | 0 |  |  |  |  | 3.99 | 0 | 0 | 0 | 0 | 3.99 | 32.4614 |  | kWh | 0.0053907 | -0.63488 | Residential |  | Winter Only | [5 empty] | 5.3 | 0.6 |  |  |  | 0 | 5 | 0 | 0 | 0 | 0 | 0 | 0 | 0 | 0 | 0 | 0 | 2009 Qtr 1: 0; 2009 Qtr 2: 0; 2009 Qtr 3: 0; 2009 Qtr 4: 5; 2010 Qtr 1: 0; 2010 Qtr 2: 0; 2010 Qtr 3: 0; 2010 Qtr 4: 0; 2011 Qtr 1: 0; 2011 Qtr 2: 0; 2011 Qtr 3: 0; 2011 Qtr 4: 0 | 5
0 | 211017-Floor Lamp - 2 23 Watt pin based |  | System | Residential | res:DEER:Indoor_CFL_Ltg | 0 |  |  |  |  | 38.9 | 0 | 0 | 0 | 0 | 38.9 | 98.2386 |  | kWh | 0.016314 | -1.9213 | Residential |  | Winter Only | [5 empty] | 15 | 0.6 |  |  |  | 0 | 1 | 0 | 0 | 0 | 0 | 0 | 0 | 0 | 0 | 0 | 0 | 2009 Qtr 1: 0; 2009 Qtr 2: 0; 2009 Qtr 3: 0; 2009 Qtr 4: 1; 2010 Qtr 1: 0; 2010 Qtr 2: 0; 2010 Qtr 3: 0; 2010 Qtr 4: 0; 2011 Qtr 1: 0; 2011 Qtr 2: 0; 2011 Qtr 3: 0; 2011 Qtr 4: 0 | 1
0 | 211004-23 Watt Intergral CFL - ISR=0.76 |  | System | Residential | res:DEER:Indoor_CFL_Ltg | 0 |  |  |  |  | 1.8498 | 0 | 0 | 0 | 0 | 1.8498 | 37.3307 |  | kWh | 0.0061993 | -0.73011 | Residential | [7 empty] | 6.6 | 0.6 |  |  |  | 0 | 2 | 0 | 0 | 0 | 0 | 0 | 0 | 0 | 0 | 0 | 0 | 2009 Qtr 1: 0; 2009 Qtr 2: 0; 2009 Qtr 3: 0; 2009 Qtr 4: 2; 2010 Qtr 1: 0; 2010 Qtr 2: 0; 2010 Qtr 3: 0; 2010 Qtr 4: 0; 2011 Qtr 1: 0; 2011 Qtr 2: 0; 2011 Qtr 3: 0; 2011 Qtr 4: 0 | 2
0 | 211013-Table Lamp 18-Watt Pin based |  | System | Residential | res:DEER:Indoor_CFL_Ltg | 0 |  |  |  |  | 20.9 | 0 | 0 | 0 | 0 | 20.9 | 38.4412 |  | kWh | 0.006383 | -0.75183 | Residential |  | Winter Only | [5 empty] | 15 | 0.85 |  |  |  | 0 | 1 | 0 | 0 | 0 | 0 | 0 | 0 | 0 | 0 | 0 | 0 | 2009 Qtr 1: 0; 2009 Qtr 2: 0; 2009 Qtr 3: 0; 2009 Qtr 4: 1; 2010 Qtr 1: 0; 2010 Qtr 2: 0; 2010 Qtr 3: 0; 2010 Qtr 4: 0; 2011 Qtr 1: 0; 2011 Qtr 2: 0; 2011 Qtr 3: 0; 2011 Qtr 4: 0 | 1
0 | 211017-Floor Lamp - 2 23 Watt pin based |  | System | Residential | res:DEER:Indoor_CFL_Ltg | 0 |  |  |  |  | 38.9 | 0 | 0 | 0 | 0 | 38.9 | 98.2386 |  | kWh | 0.016314 | -1.9213 | Residential |  | Winter Only | [5 empty] | 15 | 0.6 |  |  |  | 0 | 1 | 0 | 0 | 0 | 0 | 0 | 0 | 0 | 0 | 0 | 0 | 2009 Qtr 1: 0; 2009 Qtr 2: 0; 2009 Qtr 3: 0; 2009 Qtr 4: 1; 2010 Qtr 1: 0; 2010 Qtr 2: 0; 2010 Qtr 3: 0; 2010 Qtr 4: 0; 2011 Qtr 1: 0; 2011 Qtr 2: 0; 2011 Qtr 3: 0; 2011 Qtr 4: 0 | 1
0 | 211012-CFL 9W Globe Lamp - ISR=.76 |  | System | Residential | res:DEER:Indoor_CFL_Ltg | 0 |  |  |  |  | 2.2495 | 0 | 0 | 0 | 0 | 2.2495 | 19.2206 |  | kWh | 0.003192 | -0.37591 | Residential |  | Winter Only | [5 empty] | 5.3 | 0.85 |  |  |  | 0 | 2 | 0 | 0 | 0 | 0 | 0 | 0 | 0 | 0 | 0 | 0 | 2009 Qtr 1: 0; 2009 Qtr 2: 0; 2009 Qtr 3: 0; 2009 Qtr 4: 2; 2010 Qtr 1: 0; 2010 Qtr 2: 0; 2010 Qtr 3: 0; 2010 Qtr 4: 0; 2011 Qtr 1: 0; 2011 Qtr 2: 0; 2011 Qtr 3: 0; 2011 Qtr 4: 0 | 2
0 | 211017-Floor Lamp - 2 23 Watt pin based |  | System | Residential | res:DEER:Indoor_CFL_Ltg | 0 |  |  |  |  | 38.9 | 0 | 0 | 0 | 0 | 38.9 | 98.2386 |  | kWh | 0.016314 | -1.9213 | Residential |  | Winter Only | [5 empty] | 15 | 0.6 |  |  |  | 0 | 2 | 0 | 0 | 0 | 0 | 0 | 0 | 0 | 0 | 0 | 0 | 2009 Qtr 1: 0; 2009 Qtr 2: 0; 2009 Qtr 3: 0; 2009 Qtr 4: 2; 2010 Qtr 1: 0; 2010 Qtr 2: 0; 2010 Qtr 3: 0; 2010 Qtr 4: 0; 2011 Qtr 1: 0; 2011 Qtr 2: 0; 2011 Qtr 3: 0; 2011 Qtr 4: 0 | 2
0 | 211016-CFL - 3 Way - 20 Watt median - ISR = 0.76 |  | System | Residential | res:DEER:Indoor_CFL_Ltg | 0 |  |  |  |  | 3.99 | 0 | 0 | 0 | 0 | 3.99 | 32.4614 |  | kWh | 0.0053907 | -0.63488 | Residential |  | Winter Only | [5 empty] | 5.3 | 0.6 |  |  |  | 0 | 5 | 0 | 0 | 0 | 0 | 0 | 0 | 0 | 0 | 0 | 0 | 2009 Qtr 1: 0; 2009 Qtr 2: 0; 2009 Qtr 3: 0; 2009 Qtr 4: 5; 2010 Qtr 1: 0; 2010 Qtr 2: 0; 2010 Qtr 3: 0; 2010 Qtr 4: 0; 2011 Qtr 1: 0; 2011 Qtr 2: 0; 2011 Qtr 3: 0; 2011 Qtr 4: 0 | 5
0 | 211016-CFL - 3 Way - 20 Watt median - ISR = 0.76 |  | System | Residential | res:DEER:Indoor_CFL_Ltg | 0 |  |  |  |  | 3.99 | 0 | 0 | 0 | 0 | 3.99 | 32.4614 |  | kWh | 0.0053907 | -0.63488 | Residential |  | Winter Only | [5 empty] | 5.3 | 0.6 |  |  |  | 0 | 5 | 0 | 0 | 0 | 0 | 0 | 0 | 0 | 0 | 0 | 0 | 2009 Qtr 1: 0; 2009 Qtr 2: 0; 2009 Qtr 3: 0; 2009 Qtr 4: 5; 2010 Qtr 1: 0; 2010 Qtr 2: 0; 2010 Qtr 3: 0; 2010 Qtr 4: 0; 2011 Qtr 1: 0; 2011 Qtr 2: 0; 2011 Qtr 3: 0; 2011 Qtr 4: 0 | 5
0 | 211004-23 Watt Intergral CFL - ISR=0.76 |  | System | Residential | res:DEER:Indoor_CFL_Ltg | 0 |  |  |  |  | 1.8498 | 0 | 0 | 0 | 0 | 1.8498 | 37.3307 |  | kWh | 0.0061993 | -0.73011 | Residential | [7 empty] | 6.6 | 0.6 |  |  |  | 0 | 3 | 0 | 0 | 0 | 0 | 0 | 0 | 0 | 0 | 0 | 0 | 2009 Qtr 1: 0; 2009 Qtr 2: 0; 2009 Qtr 3: 0; 2009 Qtr 4: 3; 2010 Qtr 1: 0; 2010 Qtr 2: 0; 2010 Qtr 3: 0; 2010 Qtr 4: 0; 2011 Qtr 1: 0; 2011 Qtr 2: 0; 2011 Qtr 3: 0; 2011 Qtr 4: 0 | 3
0 | 211015-CFL, 14W lamp, A-Line, Integral or Modular, Tube or Spiral or Flood - ISR=0.76 |  | System | Residential | res:DEER:Indoor_CFL_Ltg | 0 |  |  |  |  | 2.5 | 0 | 0 | 0 | 0 | 2.5 | 22.723 |  | kWh | 0.0037734 | -0.44441 | Residential |  | Winter Only | [5 empty] | 5.3 | 0.6 |  |  |  | 0 | 2 | 0 | 0 | 0 | 0 | 0 | 0 | 0 | 0 | 0 | 0 | 2009 Qtr 1: 0; 2009 Qtr 2: 0; 2009 Qtr 3: 0; 2009 Qtr 4: 2; 2010 Qtr 1: 0; 2010 Qtr 2: 0; 2010 Qtr 3: 0; 2010 Qtr 4: 0; 2011 Qtr 1: 0; 2011 Qtr 2: 0; 2011 Qtr 3: 0; 2011 Qtr 4: 0 | 2
0 | 211017-Floor Lamp - 2 23 Watt pin based |  | System | Residential | res:DEER:Indoor_CFL_Ltg | 0 |  |  |  |  | 38.9 | 0 | 0 | 0 | 0 | 38.9 | 98.2386 |  | kWh | 0.016314 | -1.9213 | Residential |  | Winter Only | [5 empty] | 15 | 0.6 |  |  |  | 0 | 1 | 0 | 0 | 0 | 0 | 0 | 0 | 0 | 0 | 0 | 0 | 2009 Qtr 1: 0; 2009 Qtr 2: 0; 2009 Qtr 3: 0; 2009 Qtr 4: 1; 2010 Qtr 1: 0; 2010 Qtr 2: 0; 2010 Qtr 3: 0; 2010 Qtr 4: 0; 2011 Qtr 1: 0; 2011 Qtr 2: 0; 2011 Qtr 3: 0; 2011 Qtr 4: 0 | 1
0 | 211012-CFL 9W Globe Lamp - ISR=.76 |  | System | Residential | res:DEER:Indoor_CFL_Ltg | 0 |  |  |  |  | 2.2495 | 0 | 0 | 0 | 0 | 2.2495 | 19.2206 |  | kWh | 0.003192 | -0.37591 | Residential |  | Winter Only | [5 empty] | 5.3 | 0.85 |  |  |  | 0 | 1 | 0 | 0 | 0 | 0 | 0 | 0 | 0 | 0 | 0 | 0 | 2009 Qtr 1: 0; 2009 Qtr 2: 0; 2009 Qtr 3: 0; 2009 Qtr 4: 1; 2010 Qtr 1: 0; 2010 Qtr 2: 0; 2010 Qtr 3: 0; 2010 Qtr 4: 0; 2011 Qtr 1: 0; 2011 Qtr 2: 0; 2011 Qtr 3: 0; 2011 Qtr 4: 0 | 1
0 | 211004-23 Watt Intergral CFL - ISR=0.76 |  | System | Residential | res:DEER:Indoor_CFL_Ltg | 0 |  |  |  |  | 1.8498 | 0 | 0 | 0 | 0 | 1.8498 | 37.3307 |  | kWh | 0.0061993 | -0.73011 | Residential | [7 empty] | 6.6 | 0.6 |  |  |  | 0 | 2 | 0 | 0 | 0 | 0 | 0 | 0 | 0 | 0 | 0 | 0 | 2009 Qtr 1: 0; 2009 Qtr 2: 0; 2009 Qtr 3: 0; 2009 Qtr 4: 2; 2010 Qtr 1: 0; 2010 Qtr 2: 0; 2010 Qtr 3: 0; 2010 Qtr 4: 0; 2011 Qtr 1: 0; 2011 Qtr 2: 0; 2011 Qtr 3: 0; 2011 Qtr 4: 0 | 2
0 | 211016-CFL - 3 Way - 20 Watt median - ISR = 0.76 |  | System | Residential | res:DEER:Indoor_CFL_Ltg | 0 |  |  |  |  | 3.99 | 0 | 0 | 0 | 0 | 3.99 | 32.4614 |  | kWh | 0.0053907 | -0.63488 | Residential |  | Winter Only | [5 empty] | 5.3 | 0.6 |  |  |  | 0 | 1 | 0 | 0 | 0 | 0 | 0 | 0 | 0 | 0 | 0 | 0 | 2009 Qtr 1: 0; 2009 Qtr 2: 0; 2009 Qtr 3: 0; 2009 Qtr 4: 1; 2010 Qtr 1: 0; 2010 Qtr 2: 0; 2010 Qtr 3: 0; 2010 Qtr 4: 0; 2011 Qtr 1: 0; 2011 Qtr 2: 0; 2011 Qtr 3: 0; 2011 Qtr 4: 0 | 1
0 | 211015-CFL, 14W lamp, A-Line, Integral or Modular, Tube or Spiral or Flood - ISR=0.76 |  | System | Residential | res:DEER:Indoor_CFL_Ltg | 0 |  |  |  |  | 2.5 | 0 | 0 | 0 | 0 | 2.5 | 22.723 |  | kWh | 0.0037734 | -0.44441 | Residential |  | Winter Only | [5 empty] | 5.3 | 0.6 |  |  |  | 0 | 1 | 0 | 0 | 0 | 0 | 0 | 0 | 0 | 0 | 0 | 0 | 2009 Qtr 1: 0; 2009 Qtr 2: 0; 2009 Qtr 3: 0; 2009 Qtr 4: 1; 2010 Qtr 1: 0; 2010 Qtr 2: 0; 2010 Qtr 3: 0; 2010 Qtr 4: 0; 2011 Qtr 1: 0; 2011 Qtr 2: 0; 2011 Qtr 3: 0; 2011 Qtr 4: 0 | 1
0 | 211004-23 Watt Intergral CFL - ISR=0.76 |  | System | Residential | res:DEER:Indoor_CFL_Ltg | 0 |  |  |  |  | 1.8498 | 0 | 0 | 0 | 0 | 1.8498 | 37.3307 |  | kWh | 0.0061993 | -0.73011 | Residential | [7 empty] | 6.6 | 0.6 |  |  |  | 0 | 5 | 0 | 0 | 0 | 0 | 0 | 0 | 0 | 0 | 0 | 0 | 2009 Qtr 1: 0; 2009 Qtr 2: 0; 2009 Qtr 3: 0; 2009 Qtr 4: 5; 2010 Qtr 1: 0; 2010 Qtr 2: 0; 2010 Qtr 3: 0; 2010 Qtr 4: 0; 2011 Qtr 1: 0; 2011 Qtr 2: 0; 2011 Qtr 3: 0; 2011 Qtr 4: 0 | 5
0 | 211013-Table Lamp 18-Watt Pin based |  | System | Residential | res:DEER:Indoor_CFL_Ltg | 0 |  |  |  |  | 20.9 | 0 | 0 | 0 | 0 | 20.9 | 38.4412 |  | kWh | 0.006383 | -0.75183 | Residential |  | Winter Only | [5 empty] | 15 | 0.85 |  |  |  | 0 | 1 | 0 | 0 | 0 | 0 | 0 | 0 | 0 | 0 | 0 | 0 | 2009 Qtr 1: 0; 2009 Qtr 2: 0; 2009 Qtr 3: 0; 2009 Qtr 4: 1; 2010 Qtr 1: 0; 2010 Qtr 2: 0; 2010 Qtr 3: 0; 2010 Qtr 4: 0; 2011 Qtr 1: 0; 2011 Qtr 2: 0; 2011 Qtr 3: 0; 2011 Qtr 4: 0 | 1
0 | 211004-23 Watt Intergral CFL - ISR=0.76 |  | System | Residential | res:DEER:Indoor_CFL_Ltg | 0 |  |  |  |  | 1.8498 | 0 | 0 | 0 | 0 | 1.8498 | 37.3307 |  | kWh | 0.0061993 | -0.73011 | Residential | [7 empty] | 6.6 | 0.6 |  |  |  | 0 | 4 | 0 | 0 | 0 | 0 | 0 | 0 | 0 | 0 | 0 | 0 | 2009 Qtr 1: 0; 2009 Qtr 2: 0; 2009 Qtr 3: 0; 2009 Qtr 4: 4; 2010 Qtr 1: 0; 2010 Qtr 2: 0; 2010 Qtr 3: 0; 2010 Qtr 4: 0; 2011 Qtr 1: 0; 2011 Qtr 2: 0; 2011 Qtr 3: 0; 2011 Qtr 4: 0 | 4
0 | 211016-CFL - 3 Way - 20 Watt median - ISR = 0.76 |  | System | Residential | res:DEER:Indoor_CFL_Ltg | 0 |  |  |  |  | 3.99 | 0 | 0 | 0 | 0 | 3.99 | 32.4614 |  | kWh | 0.0053907 | -0.63488 | Residential |  | Winter Only | [5 empty] | 5.3 | 0.6 |  |  |  | 0 | 1 | 0 | 0 | 0 | 0 | 0 | 0 | 0 | 0 | 0 | 0 | 2009 Qtr 1: 0; 2009 Qtr 2: 0; 2009 Qtr 3: 0; 2009 Qtr 4: 1; 2010 Qtr 1: 0; 2010 Qtr 2: 0; 2010 Qtr 3: 0; 2010 Qtr 4: 0; 2011 Qtr 1: 0; 2011 Qtr 2: 0; 2011 Qtr 3: 0; 2011 Qtr 4: 0 | 1
0 | 211013-Table Lamp 18-Watt Pin based |  | System | Residential | res:DEER:Indoor_CFL_Ltg | 0 |  |  |  |  | 20.9 | 0 | 0 | 0 | 0 | 20.9 | 38.4412 |  | kWh | 0.006383 | -0.75183 | Residential |  | Winter Only | [5 empty] | 15 | 0.85 |  |  |  | 0 | 1 | 0 | 0 | 0 | 0 | 0 | 0 | 0 | 0 | 0 | 0 | 2009 Qtr 1: 0; 2009 Qtr 2: 0; 2009 Qtr 3: 0; 2009 Qtr 4: 1; 2010 Qtr 1: 0; 2010 Qtr 2: 0; 2010 Qtr 3: 0; 2010 Qtr 4: 0; 2011 Qtr 1: 0; 2011 Qtr 2: 0; 2011 Qtr 3: 0; 2011 Qtr 4: 0 | 1
0 | 211004-23 Watt Intergral CFL - ISR=0.76 |  | System | Residential | res:DEER:Indoor_CFL_Ltg | 0 |  |  |  |  | 1.8498 | 0 | 0 | 0 | 0 | 1.8498 | 37.3307 |  | kWh | 0.0061993 | -0.73011 | Residential | [7 empty] | 6.6 | 0.6 |  |  |  | 0 | 4 | 0 | 0 | 0 | 0 | 0 | 0 | 0 | 0 | 0 | 0 | 2009 Qtr 1: 0; 2009 Qtr 2: 0; 2009 Qtr 3: 0; 2009 Qtr 4: 4; 2010 Qtr 1: 0; 2010 Qtr 2: 0; 2010 Qtr 3: 0; 2010 Qtr 4: 0; 2011 Qtr 1: 0; 2011 Qtr 2: 0; 2011 Qtr 3: 0; 2011 Qtr 4: 0 | 4
0 | 211016-CFL - 3 Way - 20 Watt median - ISR = 0.76 |  | System | Residential | res:DEER:Indoor_CFL_Ltg | 0 |  |  |  |  | 3.99 | 0 | 0 | 0 | 0 | 3.99 | 32.4614 |  | kWh | 0.0053907 | -0.63488 | Residential |  | Winter Only | [5 empty] | 5.3 | 0.6 |  |  |  | 0 | 1 | 0 | 0 | 0 | 0 | 0 | 0 | 0 | 0 | 0 | 0 | 2009 Qtr 1: 0; 2009 Qtr 2: 0; 2009 Qtr 3: 0; 2009 Qtr 4: 1; 2010 Qtr 1: 0; 2010 Qtr 2: 0; 2010 Qtr 3: 0; 2010 Qtr 4: 0; 2011 Qtr 1: 0; 2011 Qtr 2: 0; 2011 Qtr 3: 0; 2011 Qtr 4: 0 | 1
0 | 211004-23 Watt Intergral CFL - ISR=0.76 |  | System | Residential | res:DEER:Indoor_CFL_Ltg | 0 |  |  |  |  | 1.8498 | 0 | 0 | 0 | 0 | 1.8498 | 37.3307 |  | kWh | 0.0061993 | -0.73011 | Residential | [7 empty] | 6.6 | 0.6 |  |  |  | 0 | 1 | 0 | 0 | 0 | 0 | 0 | 0 | 0 | 0 | 0 | 0 | 2009 Qtr 1: 0; 2009 Qtr 2: 0; 2009 Qtr 3: 0; 2009 Qtr 4: 1; 2010 Qtr 1: 0; 2010 Qtr 2: 0; 2010 Qtr 3: 0; 2010 Qtr 4: 0; 2011 Qtr 1: 0; 2011 Qtr 2: 0; 2011 Qtr 3: 0; 2011 Qtr 4: 0 | 1
0 | 211016-CFL - 3 Way - 20 Watt median - ISR = 0.76 |  | System | Residential | res:DEER:Indoor_CFL_Ltg | 0 |  |  |  |  | 3.99 | 0 | 0 | 0 | 0 | 3.99 | 32.4614 |  | kWh | 0.0053907 | -0.63488 | Residential |  | Winter Only | [5 empty] | 5.3 | 0.6 |  |  |  | 0 | 2 | 0 | 0 | 0 | 0 | 0 | 0 | 0 | 0 | 0 | 0 | 2009 Qtr 1: 0; 2009 Qtr 2: 0; 2009 Qtr 3: 0; 2009 Qtr 4: 2; 2010 Qtr 1: 0; 2010 Qtr 2: 0; 2010 Qtr 3: 0; 2010 Qtr 4: 0; 2011 Qtr 1: 0; 2011 Qtr 2: 0; 2011 Qtr 3: 0; 2011 Qtr 4: 0 | 2
0 | 211015-CFL, 14W lamp, A-Line, Integral or Modular, Tube or Spiral or Flood - ISR=0.76 |  | System | Residential | res:DEER:Indoor_CFL_Ltg | 0 |  |  |  |  | 2.5 | 0 | 0 | 0 | 0 | 2.5 | 22.723 |  | kWh | 0.0037734 | -0.44441 | Residential |  | Winter Only | [5 empty] | 5.3 | 0.6 |  |  |  | 0 | 2 | 0 | 0 | 0 | 0 | 0 | 0 | 0 | 0 | 0 | 0 | 2009 Qtr 1: 0; 2009 Qtr 2: 0; 2009 Qtr 3: 0; 2009 Qtr 4: 2; 2010 Qtr 1: 0; 2010 Qtr 2: 0; 2010 Qtr 3: 0; 2010 Qtr 4: 0; 2011 Qtr 1: 0; 2011 Qtr 2: 0; 2011 Qtr 3: 0; 2011 Qtr 4: 0 | 2
0 | 211004-23 Watt Intergral CFL - ISR=0.76 |  | System | Residential | res:DEER:Indoor_CFL_Ltg | 0 |  |  |  |  | 1.8498 | 0 | 0 | 0 | 0 | 1.8498 | 37.3307 |  | kWh | 0.0061993 | -0.73011 | Residential | [7 empty] | 6.6 | 0.6 |  |  |  | 0 | 4 | 0 | 0 | 0 | 0 | 0 | 0 | 0 | 0 | 0 | 0 | 2009 Qtr 1: 0; 2009 Qtr 2: 0; 2009 Qtr 3: 0; 2009 Qtr 4: 4; 2010 Qtr 1: 0; 2010 Qtr 2: 0; 2010 Qtr 3: 0; 2010 Qtr 4: 0; 2011 Qtr 1: 0; 2011 Qtr 2: 0; 2011 Qtr 3: 0; 2011 Qtr 4: 0 | 4
0 | 211012-CFL 9W Globe Lamp - ISR=.76 |  | System | Residential | res:DEER:Indoor_CFL_Ltg | 0 |  |  |  |  | 2.2495 | 0 | 0 | 0 | 0 | 2.2495 | 19.2206 |  | kWh | 0.003192 | -0.37591 | Residential |  | Winter Only | [5 empty] | 5.3 | 0.85 |  |  |  | 0 | 1 | 0 | 0 | 0 | 0 | 0 | 0 | 0 | 0 | 0 | 0 | 2009 Qtr 1: 0; 2009 Qtr 2: 0; 2009 Qtr 3: 0; 2009 Qtr 4: 1; 2010 Qtr 1: 0; 2010 Qtr 2: 0; 2010 Qtr 3: 0; 2010 Qtr 4: 0; 2011 Qtr 1: 0; 2011 Qtr 2: 0; 2011 Qtr 3: 0; 2011 Qtr 4: 0 | 1
0 | 211004-23 Watt Intergral CFL - ISR=0.76 |  | System | Residential | res:DEER:Indoor_CFL_Ltg | 0 |  |  |  |  | 1.8498 | 0 | 0 | 0 | 0 | 1.8498 | 37.3307 |  | kWh | 0.0061993 | -0.73011 | Residential | [7 empty] | 6.6 | 0.6 |  |  |  | 0 | 1 | 0 | 0 | 0 | 0 | 0 | 0 | 0 | 0 | 0 | 0 | 2009 Qtr 1: 0; 2009 Qtr 2: 0; 2009 Qtr 3: 0; 2009 Qtr 4: 1; 2010 Qtr 1: 0; 2010 Qtr 2: 0; 2010 Qtr 3: 0; 2010 Qtr 4: 0; 2011 Qtr 1: 0; 2011 Qtr 2: 0; 2011 Qtr 3: 0; 2011 Qtr 4: 0 | 1
0 | 211017-Floor Lamp - 2 23 Watt pin based |  | System | Residential | res:DEER:Indoor_CFL_Ltg | 0 |  |  |  |  | 38.9 | 0 | 0 | 0 | 0 | 38.9 | 98.2386 |  | kWh | 0.016314 | -1.9213 | Residential |  | Winter Only | [5 empty] | 15 | 0.6 |  |  |  | 0 | 2 | 0 | 0 | 0 | 0 | 0 | 0 | 0 | 0 | 0 | 0 | 2009 Qtr 1: 0; 2009 Qtr 2: 0; 2009 Qtr 3: 0; 2009 Qtr 4: 2; 2010 Qtr 1: 0; 2010 Qtr 2: 0; 2010 Qtr 3: 0; 2010 Qtr 4: 0; 2011 Qtr 1: 0; 2011 Qtr 2: 0; 2011 Qtr 3: 0; 2011 Qtr 4: 0 | 2
0 | 211004-23 Watt Intergral CFL - ISR=0.76 |  | System | Residential | res:DEER:Indoor_CFL_Ltg | 0 |  |  |  |  | 1.8498 | 0 | 0 | 0 | 0 | 1.8498 | 37.3307 |  | kWh | 0.0061993 | -0.73011 | Residential | [7 empty] | 6.6 | 0.6 |  |  |  | 0 | 3 | 0 | 0 | 0 | 0 | 0 | 0 | 0 | 0 | 0 | 0 | 2009 Qtr 1: 0; 2009 Qtr 2: 0; 2009 Qtr 3: 0; 2009 Qtr 4: 3; 2010 Qtr 1: 0; 2010 Qtr 2: 0; 2010 Qtr 3: 0; 2010 Qtr 4: 0; 2011 Qtr 1: 0; 2011 Qtr 2: 0; 2011 Qtr 3: 0; 2011 Qtr 4: 0 | 3
0 | 211013-Table Lamp 18-Watt Pin based |  | System | Residential | res:DEER:Indoor_CFL_Ltg | 0 |  |  |  |  | 20.9 | 0 | 0 | 0 | 0 | 20.9 | 38.4412 |  | kWh | 0.006383 | -0.75183 | Residential |  | Winter Only | [5 empty] | 15 | 0.85 |  |  |  | 0 | 1 | 0 | 0 | 0 | 0 | 0 | 0 | 0 | 0 | 0 | 0 | 2009 Qtr 1: 0; 2009 Qtr 2: 0; 2009 Qtr 3: 0; 2009 Qtr 4: 1; 2010 Qtr 1: 0; 2010 Qtr 2: 0; 2010 Qtr 3: 0; 2010 Qtr 4: 0; 2011 Qtr 1: 0; 2011 Qtr 2: 0; 2011 Qtr 3: 0; 2011 Qtr 4: 0 | 1
0 | 211012-CFL 9W Globe Lamp - ISR=.76 |  | System | Residential | res:DEER:Indoor_CFL_Ltg | 0 |  |  |  |  | 2.2495 | 0 | 0 | 0 | 0 | 2.2495 | 19.2206 |  | kWh | 0.003192 | -0.37591 | Residential |  | Winter Only | [5 empty] | 5.3 | 0.85 |  |  |  | 0 | 1 | 0 | 0 | 0 | 0 | 0 | 0 | 0 | 0 | 0 | 0 | 2009 Qtr 1: 0; 2009 Qtr 2: 0; 2009 Qtr 3: 0; 2009 Qtr 4: 1; 2010 Qtr 1: 0; 2010 Qtr 2: 0; 2010 Qtr 3: 0; 2010 Qtr 4: 0; 2011 Qtr 1: 0; 2011 Qtr 2: 0; 2011 Qtr 3: 0; 2011 Qtr 4: 0 | 1
0 | 211004-23 Watt Intergral CFL - ISR=0.76 |  | System | Residential | res:DEER:Indoor_CFL_Ltg | 0 |  |  |  |  | 1.8498 | 0 | 0 | 0 | 0 | 1.8498 | 37.3307 |  | kWh | 0.0061993 | -0.73011 | Residential | [7 empty] | 6.6 | 0.6 |  |  |  | 0 | 4 | 0 | 0 | 0 | 0 | 0 | 0 | 0 | 0 | 0 | 0 | 2009 Qtr 1: 0; 2009 Qtr 2: 0; 2009 Qtr 3: 0; 2009 Qtr 4: 4; 2010 Qtr 1: 0; 2010 Qtr 2: 0; 2010 Qtr 3: 0; 2010 Qtr 4: 0; 2011 Qtr 1: 0; 2011 Qtr 2: 0; 2011 Qtr 3: 0; 2011 Qtr 4: 0 | 4
0 | 211012-CFL 9W Globe Lamp - ISR=.76 |  | System | Residential | res:DEER:Indoor_CFL_Ltg | 0 |  |  |  |  | 2.2495 | 0 | 0 | 0 | 0 | 2.2495 | 19.2206 |  | kWh | 0.003192 | -0.37591 | Residential |  | Winter Only | [5 empty] | 5.3 | 0.85 |  |  |  | 0 | 4 | 0 | 0 | 0 | 0 | 0 | 0 | 0 | 0 | 0 | 0 | 2009 Qtr 1: 0; 2009 Qtr 2: 0; 2009 Qtr 3: 0; 2009 Qtr 4: 4; 2010 Qtr 1: 0; 2010 Qtr 2: 0; 2010 Qtr 3: 0; 2010 Qtr 4: 0; 2011 Qtr 1: 0; 2011 Qtr 2: 0; 2011 Qtr 3: 0; 2011 Qtr 4: 0 | 4
0 | 211016-CFL - 3 Way - 20 Watt median - ISR = 0.76 |  | System | Residential | res:DEER:Indoor_CFL_Ltg | 0 |  |  |  |  | 3.99 | 0 | 0 | 0 | 0 | 3.99 | 32.4614 |  | kWh | 0.0053907 | -0.63488 | Residential |  | Winter Only | [5 empty] | 5.3 | 0.6 |  |  |  | 0 | 1 | 0 | 0 | 0 | 0 | 0 | 0 | 0 | 0 | 0 | 0 | 2009 Qtr 1: 0; 2009 Qtr 2: 0; 2009 Qtr 3: 0; 2009 Qtr 4: 1; 2010 Qtr 1: 0; 2010 Qtr 2: 0; 2010 Qtr 3: 0; 2010 Qtr 4: 0; 2011 Qtr 1: 0; 2011 Qtr 2: 0; 2011 Qtr 3: 0; 2011 Qtr 4: 0 | 1
0 | 211012-CFL 9W Globe Lamp - ISR=.76 |  | System | Residential | res:DEER:Indoor_CFL_Ltg | 0 |  |  |  |  | 2.2495 | 0 | 0 | 0 | 0 | 2.2495 | 19.2206 |  | kWh | 0.003192 | -0.37591 | Residential |  | Winter Only | [5 empty] | 5.3 | 0.85 |  |  |  | 0 | 5 | 0 | 0 | 0 | 0 | 0 | 0 | 0 | 0 | 0 | 0 | 2009 Qtr 1: 0; 2009 Qtr 2: 0; 2009 Qtr 3: 0; 2009 Qtr 4: 5; 2010 Qtr 1: 0; 2010 Qtr 2: 0; 2010 Qtr 3: 0; 2010 Qtr 4: 0; 2011 Qtr 1: 0; 2011 Qtr 2: 0; 2011 Qtr 3: 0; 2011 Qtr 4: 0 | 5
0 | 211012-CFL 9W Globe Lamp - ISR=.76 |  | System | Residential | res:DEER:Indoor_CFL_Ltg | 0 |  |  |  |  | 2.2495 | 0 | 0 | 0 | 0 | 2.2495 | 19.2206 |  | kWh | 0.003192 | -0.37591 | Residential |  | Winter Only | [5 empty] | 5.3 | 0.85 |  |  |  | 0 | 1 | 0 | 0 | 0 | 0 | 0 | 0 | 0 | 0 | 0 | 0 | 2009 Qtr 1: 0; 2009 Qtr 2: 0; 2009 Qtr 3: 0; 2009 Qtr 4: 1; 2010 Qtr 1: 0; 2010 Qtr 2: 0; 2010 Qtr 3: 0; 2010 Qtr 4: 0; 2011 Qtr 1: 0; 2011 Qtr 2: 0; 2011 Qtr 3: 0; 2011 Qtr 4: 0 | 1
0 | 211016-CFL - 3 Way - 20 Watt median - ISR = 0.76 |  | System | Residential | res:DEER:Indoor_CFL_Ltg | 0 |  |  |  |  | 3.99 | 0 | 0 | 0 | 0 | 3.99 | 32.4614 |  | kWh | 0.0053907 | -0.63488 | Residential |  | Winter Only | [5 empty] | 5.3 | 0.6 |  |  |  | 0 | 3 | 0 | 0 | 0 | 0 | 0 | 0 | 0 | 0 | 0 | 0 | 2009 Qtr 1: 0; 2009 Qtr 2: 0; 2009 Qtr 3: 0; 2009 Qtr 4: 3; 2010 Qtr 1: 0; 2010 Qtr 2: 0; 2010 Qtr 3: 0; 2010 Qtr 4: 0; 2011 Qtr 1: 0; 2011 Qtr 2: 0; 2011 Qtr 3: 0; 2011 Qtr 4: 0 | 3
0 | 211015-CFL, 14W lamp, A-Line, Integral or Modular, Tube or Spiral or Flood - ISR=0.76 |  | System | Residential | res:DEER:Indoor_CFL_Ltg | 0 |  |  |  |  | 2.5 | 0 | 0 | 0 | 0 | 2.5 | 22.723 |  | kWh | 0.0037734 | -0.44441 | Residential |  | Winter Only | [5 empty] | 5.3 | 0.6 |  |  |  | 0 | 1 | 0 | 0 | 0 | 0 | 0 | 0 | 0 | 0 | 0 | 0 | 2009 Qtr 1: 0; 2009 Qtr 2: 0; 2009 Qtr 3: 0; 2009 Qtr 4: 1; 2010 Qtr 1: 0; 2010 Qtr 2: 0; 2010 Qtr 3: 0; 2010 Qtr 4: 0; 2011 Qtr 1: 0; 2011 Qtr 2: 0; 2011 Qtr 3: 0; 2011 Qtr 4: 0 | 1
0 | 211012-CFL 9W Globe Lamp - ISR=.76 |  | System | Residential | res:DEER:Indoor_CFL_Ltg | 0 |  |  |  |  | 2.2495 | 0 | 0 | 0 | 0 | 2.2495 | 19.2206 |  | kWh | 0.003192 | -0.37591 | Residential |  | Winter Only | [5 empty] | 5.3 | 0.85 |  |  |  | 0 | 5 | 0 | 0 | 0 | 0 | 0 | 0 | 0 | 0 | 0 | 0 | 2009 Qtr 1: 0; 2009 Qtr 2: 0; 2009 Qtr 3: 0; 2009 Qtr 4: 5; 2010 Qtr 1: 0; 2010 Qtr 2: 0; 2010 Qtr 3: 0; 2010 Qtr 4: 0; 2011 Qtr 1: 0; 2011 Qtr 2: 0; 2011 Qtr 3: 0; 2011 Qtr 4: 0 | 5
0 | 211012-CFL 9W Globe Lamp - ISR=.76 |  | System | Residential | res:DEER:Indoor_CFL_Ltg | 0 |  |  |  |  | 2.2495 | 0 | 0 | 0 | 0 | 2.2495 | 19.2206 |  | kWh | 0.003192 | -0.37591 | Residential |  | Winter Only | [5 empty] | 5.3 | 0.85 |  |  |  | 0 | 2 | 0 | 0 | 0 | 0 | 0 | 0 | 0 | 0 | 0 | 0 | 2009 Qtr 1: 0; 2009 Qtr 2: 0; 2009 Qtr 3: 0; 2009 Qtr 4: 2; 2010 Qtr 1: 0; 2010 Qtr 2: 0; 2010 Qtr 3: 0; 2010 Qtr 4: 0; 2011 Qtr 1: 0; 2011 Qtr 2: 0; 2011 Qtr 3: 0; 2011 Qtr 4: 0 | 2
0 | 211016-CFL - 3 Way - 20 Watt median - ISR = 0.76 |  | System | Residential | res:DEER:Indoor_CFL_Ltg | 0 |  |  |  |  | 3.99 | 0 | 0 | 0 | 0 | 3.99 | 32.4614 |  | kWh | 0.0053907 | -0.63488 | Residential |  | Winter Only | [5 empty] | 5.3 | 0.6 |  |  |  | 0 | 3 | 0 | 0 | 0 | 0 | 0 | 0 | 0 | 0 | 0 | 0 | 2009 Qtr 1: 0; 2009 Qtr 2: 0; 2009 Qtr 3: 0; 2009 Qtr 4: 3; 2010 Qtr 1: 0; 2010 Qtr 2: 0; 2010 Qtr 3: 0; 2010 Qtr 4: 0; 2011 Qtr 1: 0; 2011 Qtr 2: 0; 2011 Qtr 3: 0; 2011 Qtr 4: 0 | 3
0 | 211017-Floor Lamp - 2 23 Watt pin based |  | System | Residential | res:DEER:Indoor_CFL_Ltg | 0 |  |  |  |  | 38.9 | 0 | 0 | 0 | 0 | 38.9 | 98.2386 |  | kWh | 0.016314 | -1.9213 | Residential |  | Winter Only | [5 empty] | 15 | 0.6 |  |  |  | 0 | 2 | 0 | 0 | 0 | 0 | 0 | 0 | 0 | 0 | 0 | 0 | 2009 Qtr 1: 0; 2009 Qtr 2: 0; 2009 Qtr 3: 0; 2009 Qtr 4: 2; 2010 Qtr 1: 0; 2010 Qtr 2: 0; 2010 Qtr 3: 0; 2010 Qtr 4: 0; 2011 Qtr 1: 0; 2011 Qtr 2: 0; 2011 Qtr 3: 0; 2011 Qtr 4: 0 | 2
0 | 211015-CFL, 14W lamp, A-Line, Integral or Modular, Tube or Spiral or Flood - ISR=0.76 |  | System | Residential | res:DEER:Indoor_CFL_Ltg | 0 |  |  |  |  | 2.5 | 0 | 0 | 0 | 0 | 2.5 | 22.723 |  | kWh | 0.0037734 | -0.44441 | Residential |  | Winter Only | [5 empty] | 5.3 | 0.6 |  |  |  | 0 | 5 | 0 | 0 | 0 | 0 | 0 | 0 | 0 | 0 | 0 | 0 | 2009 Qtr 1: 0; 2009 Qtr 2: 0; 2009 Qtr 3: 0; 2009 Qtr 4: 5; 2010 Qtr 1: 0; 2010 Qtr 2: 0; 2010 Qtr 3: 0; 2010 Qtr 4: 0; 2011 Qtr 1: 0; 2011 Qtr 2: 0; 2011 Qtr 3: 0; 2011 Qtr 4: 0 | 5
0 | 211017-Floor Lamp - 2 23 Watt pin based |  | System | Residential | res:DEER:Indoor_CFL_Ltg | 0 |  |  |  |  | 38.9 | 0 | 0 | 0 | 0 | 38.9 | 98.2386 |  | kWh | 0.016314 | -1.9213 | Residential |  | Winter Only | [5 empty] | 15 | 0.6 |  |  |  | 0 | 1 | 0 | 0 | 0 | 0 | 0 | 0 | 0 | 0 | 0 | 0 | 2009 Qtr 1: 0; 2009 Qtr 2: 0; 2009 Qtr 3: 0; 2009 Qtr 4: 1; 2010 Qtr 1: 0; 2010 Qtr 2: 0; 2010 Qtr 3: 0; 2010 Qtr 4: 0; 2011 Qtr 1: 0; 2011 Qtr 2: 0; 2011 Qtr 3: 0; 2011 Qtr 4: 0 | 1
0 | 211015-CFL, 14W lamp, A-Line, Integral or Modular, Tube or Spiral or Flood - ISR=0.76 |  | System | Residential | res:DEER:Indoor_CFL_Ltg | 0 |  |  |  |  | 2.5 | 0 | 0 | 0 | 0 | 2.5 | 22.723 |  | kWh | 0.0037734 | -0.44441 | Residential |  | Winter Only | [5 empty] | 5.3 | 0.6 |  |  |  | 0 | 5 | 0 | 0 | 0 | 0 | 0 | 0 | 0 | 0 | 0 | 0 | 2009 Qtr 1: 0; 2009 Qtr 2: 0; 2009 Qtr 3: 0; 2009 Qtr 4: 5; 2010 Qtr 1: 0; 2010 Qtr 2: 0; 2010 Qtr 3: 0; 2010 Qtr 4: 0; 2011 Qtr 1: 0; 2011 Qtr 2: 0; 2011 Qtr 3: 0; 2011 Qtr 4: 0 | 5
0 | 211017-Floor Lamp - 2 23 Watt pin based |  | System | Residential | res:DEER:Indoor_CFL_Ltg | 0 |  |  |  |  | 38.9 | 0 | 0 | 0 | 0 | 38.9 | 98.2386 |  | kWh | 0.016314 | -1.9213 | Residential |  | Winter Only | [5 empty] | 15 | 0.6 |  |  |  | 0 | 1 | 0 | 0 | 0 | 0 | 0 | 0 | 0 | 0 | 0 | 0 | 2009 Qtr 1: 0; 2009 Qtr 2: 0; 2009 Qtr 3: 0; 2009 Qtr 4: 1; 2010 Qtr 1: 0; 2010 Qtr 2: 0; 2010 Qtr 3: 0; 2010 Qtr 4: 0; 2011 Qtr 1: 0; 2011 Qtr 2: 0; 2011 Qtr 3: 0; 2011 Qtr 4: 0 | 1
0 | 211004-23 Watt Intergral CFL - ISR=0.76 |  | System | Residential | res:DEER:Indoor_CFL_Ltg | 0 |  |  |  |  | 1.8498 | 0 | 0 | 0 | 0 | 1.8498 | 37.3307 |  | kWh | 0.0061993 | -0.73011 | Residential | [7 empty] | 6.6 | 0.6 |  |  |  | 0 | 5 | 0 | 0 | 0 | 0 | 0 | 0 | 0 | 0 | 0 | 0 | 2009 Qtr 1: 0; 2009 Qtr 2: 0; 2009 Qtr 3: 0; 2009 Qtr 4: 5; 2010 Qtr 1: 0; 2010 Qtr 2: 0; 2010 Qtr 3: 0; 2010 Qtr 4: 0; 2011 Qtr 1: 0; 2011 Qtr 2: 0; 2011 Qtr 3: 0; 2011 Qtr 4: 0 | 5
0 | 211004-23 Watt Intergral CFL - ISR=0.76 |  | System | Residential | res:DEER:Indoor_CFL_Ltg | 0 |  |  |  |  | 1.8498 | 0 | 0 | 0 | 0 | 1.8498 | 37.3307 |  | kWh | 0.0061993 | -0.73011 | Residential | [7 empty] | 6.6 | 0.6 |  |  |  | 0 | 5 | 0 | 0 | 0 | 0 | 0 | 0 | 0 | 0 | 0 | 0 | 2009 Qtr 1: 0; 2009 Qtr 2: 0; 2009 Qtr 3: 0; 2009 Qtr 4: 5; 2010 Qtr 1: 0; 2010 Qtr 2: 0; 2010 Qtr 3: 0; 2010 Qtr 4: 0; 2011 Qtr 1: 0; 2011 Qtr 2: 0; 2011 Qtr 3: 0; 2011 Qtr 4: 0 | 5
0 | 211017-Floor Lamp - 2 23 Watt pin based |  | System | Residential | res:DEER:Indoor_CFL_Ltg | 0 |  |  |  |  | 38.9 | 0 | 0 | 0 | 0 | 38.9 | 98.2386 |  | kWh | 0.016314 | -1.9213 | Residential |  | Winter Only | [5 empty] | 15 | 0.6 |  |  |  | 0 | 1 | 0 | 0 | 0 | 0 | 0 | 0 | 0 | 0 | 0 | 0 | 2009 Qtr 1: 0; 2009 Qtr 2: 0; 2009 Qtr 3: 0; 2009 Qtr 4: 1; 2010 Qtr 1: 0; 2010 Qtr 2: 0; 2010 Qtr 3: 0; 2010 Qtr 4: 0; 2011 Qtr 1: 0; 2011 Qtr 2: 0; 2011 Qtr 3: 0; 2011 Qtr 4: 0 | 1
0 | 211004-23 Watt Intergral CFL - ISR=0.76 |  | System | Residential | res:DEER:Indoor_CFL_Ltg | 0 |  |  |  |  | 1.8498 | 0 | 0 | 0 | 0 | 1.8498 | 37.3307 |  | kWh | 0.0061993 | -0.73011 | Residential | [7 empty] | 6.6 | 0.6 |  |  |  | 0 | 3 | 0 | 0 | 0 | 0 | 0 | 0 | 0 | 0 | 0 | 0 | 2009 Qtr 1: 0; 2009 Qtr 2: 0; 2009 Qtr 3: 0; 2009 Qtr 4: 3; 2010 Qtr 1: 0; 2010 Qtr 2: 0; 2010 Qtr 3: 0; 2010 Qtr 4: 0; 2011 Qtr 1: 0; 2011 Qtr 2: 0; 2011 Qtr 3: 0; 2011 Qtr 4: 0 | 3
0 | 211015-CFL, 14W lamp, A-Line, Integral or Modular, Tube or Spiral or Flood - ISR=0.76 |  | System | Residential | res:DEER:Indoor_CFL_Ltg | 0 |  |  |  |  | 2.5 | 0 | 0 | 0 | 0 | 2.5 | 22.723 |  | kWh | 0.0037734 | -0.44441 | Residential |  | Winter Only | [5 empty] | 5.3 | 0.6 |  |  |  | 0 | 2 | 0 | 0 | 0 | 0 | 0 | 0 | 0 | 0 | 0 | 0 | 2009 Qtr 1: 0; 2009 Qtr 2: 0; 2009 Qtr 3: 0; 2009 Qtr 4: 2; 2010 Qtr 1: 0; 2010 Qtr 2: 0; 2010 Qtr 3: 0; 2010 Qtr 4: 0; 2011 Qtr 1: 0; 2011 Qtr 2: 0; 2011 Qtr 3: 0; 2011 Qtr 4: 0 | 2
0 | 211017-Floor Lamp - 2 23 Watt pin based |  | System | Residential | res:DEER:Indoor_CFL_Ltg | 0 |  |  |  |  | 38.9 | 0 | 0 | 0 | 0 | 38.9 | 98.2386 |  | kWh | 0.016314 | -1.9213 | Residential |  | Winter Only | [5 empty] | 15 | 0.6 |  |  |  | 0 | 1 | 0 | 0 | 0 | 0 | 0 | 0 | 0 | 0 | 0 | 0 | 2009 Qtr 1: 0; 2009 Qtr 2: 0; 2009 Qtr 3: 0; 2009 Qtr 4: 1; 2010 Qtr 1: 0; 2010 Qtr 2: 0; 2010 Qtr 3: 0; 2010 Qtr 4: 0; 2011 Qtr 1: 0; 2011 Qtr 2: 0; 2011 Qtr 3: 0; 2011 Qtr 4: 0 | 1
0 | 211012-CFL 9W Globe Lamp - ISR=.76 |  | System | Residential | res:DEER:Indoor_CFL_Ltg | 0 |  |  |  |  | 2.2495 | 0 | 0 | 0 | 0 | 2.2495 | 19.2206 |  | kWh | 0.003192 | -0.37591 | Residential |  | Winter Only | [5 empty] | 5.3 | 0.85 |  |  |  | 0 | 2 | 0 | 0 | 0 | 0 | 0 | 0 | 0 | 0 | 0 | 0 | 2009 Qtr 1: 0; 2009 Qtr 2: 0; 2009 Qtr 3: 0; 2009 Qtr 4: 2; 2010 Qtr 1: 0; 2010 Qtr 2: 0; 2010 Qtr 3: 0; 2010 Qtr 4: 0; 2011 Qtr 1: 0; 2011 Qtr 2: 0; 2011 Qtr 3: 0; 2011 Qtr 4: 0 | 2
0 | 211015-CFL, 14W lamp, A-Line, Integral or Modular, Tube or Spiral or Flood - ISR=0.76 |  | System | Residential | res:DEER:Indoor_CFL_Ltg | 0 |  |  |  |  | 2.5 | 0 | 0 | 0 | 0 | 2.5 | 22.723 |  | kWh | 0.0037734 | -0.44441 | Residential |  | Winter Only | [5 empty] | 5.3 | 0.6 |  |  |  | 0 | 2 | 0 | 0 | 0 | 0 | 0 | 0 | 0 | 0 | 0 | 0 | 2009 Qtr 1: 0; 2009 Qtr 2: 0; 2009 Qtr 3: 0; 2009 Qtr 4: 2; 2010 Qtr 1: 0; 2010 Qtr 2: 0; 2010 Qtr 3: 0; 2010 Qtr 4: 0; 2011 Qtr 1: 0; 2011 Qtr 2: 0; 2011 Qtr 3: 0; 2011 Qtr 4: 0 | 2
0 | 211017-Floor Lamp - 2 23 Watt pin based |  | System | Residential | res:DEER:Indoor_CFL_Ltg | 0 |  |  |  |  | 38.9 | 0 | 0 | 0 | 0 | 38.9 | 98.2386 |  | kWh | 0.016314 | -1.9213 | Residential |  | Winter Only | [5 empty] | 15 | 0.6 |  |  |  | 0 | 1 | 0 | 0 | 0 | 0 | 0 | 0 | 0 | 0 | 0 | 0 | 2009 Qtr 1: 0; 2009 Qtr 2: 0; 2009 Qtr 3: 0; 2009 Qtr 4: 1; 2010 Qtr 1: 0; 2010 Qtr 2: 0; 2010 Qtr 3: 0; 2010 Qtr 4: 0; 2011 Qtr 1: 0; 2011 Qtr 2: 0; 2011 Qtr 3: 0; 2011 Qtr 4: 0 | 1
0 | 211004-23 Watt Intergral CFL - ISR=0.76 |  | System | Residential | res:DEER:Indoor_CFL_Ltg | 0 |  |  |  |  | 1.8498 | 0 | 0 | 0 | 0 | 1.8498 | 37.3307 |  | kWh | 0.0061993 | -0.73011 | Residential | [7 empty] | 6.6 | 0.6 |  |  |  | 0 | 5 | 0 | 0 | 0 | 0 | 0 | 0 | 0 | 0 | 0 | 0 | 2009 Qtr 1: 0; 2009 Qtr 2: 0; 2009 Qtr 3: 0; 2009 Qtr 4: 5; 2010 Qtr 1: 0; 2010 Qtr 2: 0; 2010 Qtr 3: 0; 2010 Qtr 4: 0; 2011 Qtr 1: 0; 2011 Qtr 2: 0; 2011 Qtr 3: 0; 2011 Qtr 4: 0 | 5
0 | 211013-Table Lamp 18-Watt Pin based |  | System | Residential | res:DEER:Indoor_CFL_Ltg | 0 |  |  |  |  | 20.9 | 0 | 0 | 0 | 0 | 20.9 | 38.4412 |  | kWh | 0.006383 | -0.75183 | Residential |  | Winter Only | [5 empty] | 15 | 0.85 |  |  |  | 0 | 2 | 0 | 0 | 0 | 0 | 0 | 0 | 0 | 0 | 0 | 0 | 2009 Qtr 1: 0; 2009 Qtr 2: 0; 2009 Qtr 3: 0; 2009 Qtr 4: 2; 2010 Qtr 1: 0; 2010 Qtr 2: 0; 2010 Qtr 3: 0; 2010 Qtr 4: 0; 2011 Qtr 1: 0; 2011 Qtr 2: 0; 2011 Qtr 3: 0; 2011 Qtr 4: 0 | 2
0 | 211015-CFL, 14W lamp, A-Line, Integral or Modular, Tube or Spiral or Flood - ISR=0.76 |  | System | Residential | res:DEER:Indoor_CFL_Ltg | 0 |  |  |  |  | 2.5 | 0 | 0 | 0 | 0 | 2.5 | 22.723 |  | kWh | 0.0037734 | -0.44441 | Residential |  | Winter Only | [5 empty] | 5.3 | 0.6 |  |  |  | 0 | 5 | 0 | 0 | 0 | 0 | 0 | 0 | 0 | 0 | 0 | 0 | 2009 Qtr 1: 0; 2009 Qtr 2: 0; 2009 Qtr 3: 0; 2009 Qtr 4: 5; 2010 Qtr 1: 0; 2010 Qtr 2: 0; 2010 Qtr 3: 0; 2010 Qtr 4: 0; 2011 Qtr 1: 0; 2011 Qtr 2: 0; 2011 Qtr 3: 0; 2011 Qtr 4: 0 | 5
0 | 211017-Floor Lamp - 2 23 Watt pin based |  | System | Residential | res:DEER:Indoor_CFL_Ltg | 0 |  |  |  |  | 38.9 | 0 | 0 | 0 | 0 | 38.9 | 98.2386 |  | kWh | 0.016314 | -1.9213 | Residential |  | Winter Only | [5 empty] | 15 | 0.6 |  |  |  | 0 | 2 | 0 | 0 | 0 | 0 | 0 | 0 | 0 | 0 | 0 | 0 | 2009 Qtr 1: 0; 2009 Qtr 2: 0; 2009 Qtr 3: 0; 2009 Qtr 4: 2; 2010 Qtr 1: 0; 2010 Qtr 2: 0; 2010 Qtr 3: 0; 2010 Qtr 4: 0; 2011 Qtr 1: 0; 2011 Qtr 2: 0; 2011 Qtr 3: 0; 2011 Qtr 4: 0 | 2
0 | 211017-Floor Lamp - 2 23 Watt pin based |  | System | Residential | res:DEER:Indoor_CFL_Ltg | 0 |  |  |  |  | 38.9 | 0 | 0 | 0 | 0 | 38.9 | 98.2386 |  | kWh | 0.016314 | -1.9213 | Residential |  | Winter Only | [5 empty] | 15 | 0.6 |  |  |  | 0 | 1 | 0 | 0 | 0 | 0 | 0 | 0 | 0 | 0 | 0 | 0 | 2009 Qtr 1: 0; 2009 Qtr 2: 0; 2009 Qtr 3: 0; 2009 Qtr 4: 1; 2010 Qtr 1: 0; 2010 Qtr 2: 0; 2010 Qtr 3: 0; 2010 Qtr 4: 0; 2011 Qtr 1: 0; 2011 Qtr 2: 0; 2011 Qtr 3: 0; 2011 Qtr 4: 0 | 1
0 | 211004-23 Watt Intergral CFL - ISR=0.76 |  | System | Residential | res:DEER:Indoor_CFL_Ltg | 0 |  |  |  |  | 1.8498 | 0 | 0 | 0 | 0 | 1.8498 | 37.3307 |  | kWh | 0.0061993 | -0.73011 | Residential | [7 empty] | 6.6 | 0.6 |  |  |  | 0 | 5 | 0 | 0 | 0 | 0 | 0 | 0 | 0 | 0 | 0 | 0 | 2009 Qtr 1: 0; 2009 Qtr 2: 0; 2009 Qtr 3: 0; 2009 Qtr 4: 5; 2010 Qtr 1: 0; 2010 Qtr 2: 0; 2010 Qtr 3: 0; 2010 Qtr 4: 0; 2011 Qtr 1: 0; 2011 Qtr 2: 0; 2011 Qtr 3: 0; 2011 Qtr 4: 0 | 5
0 | 211017-Floor Lamp - 2 23 Watt pin based |  | System | Residential | res:DEER:Indoor_CFL_Ltg | 0 |  |  |  |  | 38.9 | 0 | 0 | 0 | 0 | 38.9 | 98.2386 |  | kWh | 0.016314 | -1.9213 | Residential |  | Winter Only | [5 empty] | 15 | 0.6 |  |  |  | 0 | 1 | 0 | 0 | 0 | 0 | 0 | 0 | 0 | 0 | 0 | 0 | 2009 Qtr 1: 0; 2009 Qtr 2: 0; 2009 Qtr 3: 0; 2009 Qtr 4: 1; 2010 Qtr 1: 0; 2010 Qtr 2: 0; 2010 Qtr 3: 0; 2010 Qtr 4: 0; 2011 Qtr 1: 0; 2011 Qtr 2: 0; 2011 Qtr 3: 0; 2011 Qtr 4: 0 | 1
0 | 211013-Table Lamp 18-Watt Pin based |  | System | Residential | res:DEER:Indoor_CFL_Ltg | 0 |  |  |  |  | 20.9 | 0 | 0 | 0 | 0 | 20.9 | 38.4412 |  | kWh | 0.006383 | -0.75183 | Residential |  | Winter Only | [5 empty] | 15 | 0.85 |  |  |  | 0 | 1 | 0 | 0 | 0 | 0 | 0 | 0 | 0 | 0 | 0 | 0 | 2009 Qtr 1: 0; 2009 Qtr 2: 0; 2009 Qtr 3: 0; 2009 Qtr 4: 1; 2010 Qtr 1: 0; 2010 Qtr 2: 0; 2010 Qtr 3: 0; 2010 Qtr 4: 0; 2011 Qtr 1: 0; 2011 Qtr 2: 0; 2011 Qtr 3: 0; 2011 Qtr 4: 0 | 1
0 | 211017-Floor Lamp - 2 23 Watt pin based |  | System | Residential | res:DEER:Indoor_CFL_Ltg | 0 |  |  |  |  | 38.9 | 0 | 0 | 0 | 0 | 38.9 | 98.2386 |  | kWh | 0.016314 | -1.9213 | Residential |  | Winter Only | [5 empty] | 15 | 0.6 |  |  |  | 0 | 1 | 0 | 0 | 0 | 0 | 0 | 0 | 0 | 0 | 0 | 0 | 2009 Qtr 1: 0; 2009 Qtr 2: 0; 2009 Qtr 3: 0; 2009 Qtr 4: 1; 2010 Qtr 1: 0; 2010 Qtr 2: 0; 2010 Qtr 3: 0; 2010 Qtr 4: 0; 2011 Qtr 1: 0; 2011 Qtr 2: 0; 2011 Qtr 3: 0; 2011 Qtr 4: 0 | 1
0 | 211017-Floor Lamp - 2 23 Watt pin based |  | System | Residential | res:DEER:Indoor_CFL_Ltg | 0 |  |  |  |  | 38.9 | 0 | 0 | 0 | 0 | 38.9 | 98.2386 |  | kWh | 0.016314 | -1.9213 | Residential |  | Winter Only | [5 empty] | 15 | 0.6 |  |  |  | 0 | 1 | 0 | 0 | 0 | 0 | 0 | 0 | 0 | 0 | 0 | 0 | 2009 Qtr 1: 0; 2009 Qtr 2: 0; 2009 Qtr 3: 0; 2009 Qtr 4: 1; 2010 Qtr 1: 0; 2010 Qtr 2: 0; 2010 Qtr 3: 0; 2010 Qtr 4: 0; 2011 Qtr 1: 0; 2011 Qtr 2: 0; 2011 Qtr 3: 0; 2011 Qtr 4: 0 | 1
0 | 211012-CFL 9W Globe Lamp - ISR=.76 |  | System | Residential | res:DEER:Indoor_CFL_Ltg | 0 |  |  |  |  | 2.2495 | 0 | 0 | 0 | 0 | 2.2495 | 19.2206 |  | kWh | 0.003192 | -0.37591 | Residential |  | Winter Only | [5 empty] | 5.3 | 0.85 |  |  |  | 0 | 2 | 0 | 0 | 0 | 0 | 0 | 0 | 0 | 0 | 0 | 0 | 2009 Qtr 1: 0; 2009 Qtr 2: 0; 2009 Qtr 3: 0; 2009 Qtr 4: 2; 2010 Qtr 1: 0; 2010 Qtr 2: 0; 2010 Qtr 3: 0; 2010 Qtr 4: 0; 2011 Qtr 1: 0; 2011 Qtr 2: 0; 2011 Qtr 3: 0; 2011 Qtr 4: 0 | 2
0 | 211015-CFL, 14W lamp, A-Line, Integral or Modular, Tube or Spiral or Flood - ISR=0.76 |  | System | Residential | res:DEER:Indoor_CFL_Ltg | 0 |  |  |  |  | 2.5 | 0 | 0 | 0 | 0 | 2.5 | 22.723 |  | kWh | 0.0037734 | -0.44441 | Residential |  | Winter Only | [5 empty] | 5.3 | 0.6 |  |  |  | 0 | 3 | 0 | 0 | 0 | 0 | 0 | 0 | 0 | 0 | 0 | 0 | 2009 Qtr 1: 0; 2009 Qtr 2: 0; 2009 Qtr 3: 0; 2009 Qtr 4: 3; 2010 Qtr 1: 0; 2010 Qtr 2: 0; 2010 Qtr 3: 0; 2010 Qtr 4: 0; 2011 Qtr 1: 0; 2011 Qtr 2: 0; 2011 Qtr 3: 0; 2011 Qtr 4: 0 | 3
0 | 211017-Floor Lamp - 2 23 Watt pin based |  | System | Residential | res:DEER:Indoor_CFL_Ltg | 0 |  |  |  |  | 38.9 | 0 | 0 | 0 | 0 | 38.9 | 98.2386 |  | kWh | 0.016314 | -1.9213 | Residential |  | Winter Only | [5 empty] | 15 | 0.6 |  |  |  | 0 | 1 | 0 | 0 | 0 | 0 | 0 | 0 | 0 | 0 | 0 | 0 | 2009 Qtr 1: 0; 2009 Qtr 2: 0; 2009 Qtr 3: 0; 2009 Qtr 4: 1; 2010 Qtr 1: 0; 2010 Qtr 2: 0; 2010 Qtr 3: 0; 2010 Qtr 4: 0; 2011 Qtr 1: 0; 2011 Qtr 2: 0; 2011 Qtr 3: 0; 2011 Qtr 4: 0 | 1
0 | 211012-CFL 9W Globe Lamp - ISR=.76 |  | System | Residential | res:DEER:Indoor_CFL_Ltg | 0 |  |  |  |  | 2.2495 | 0 | 0 | 0 | 0 | 2.2495 | 19.2206 |  | kWh | 0.003192 | -0.37591 | Residential |  | Winter Only | [5 empty] | 5.3 | 0.85 |  |  |  | 0 | 5 | 0 | 0 | 0 | 0 | 0 | 0 | 0 | 0 | 0 | 0 | 2009 Qtr 1: 0; 2009 Qtr 2: 0; 2009 Qtr 3: 0; 2009 Qtr 4: 5; 2010 Qtr 1: 0; 2010 Qtr 2: 0; 2010 Qtr 3: 0; 2010 Qtr 4: 0; 2011 Qtr 1: 0; 2011 Qtr 2: 0; 2011 Qtr 3: 0; 2011 Qtr 4: 0 | 5
0 | 211017-Floor Lamp - 2 23 Watt pin based |  | System | Residential | res:DEER:Indoor_CFL_Ltg | 0 |  |  |  |  | 38.9 | 0 | 0 | 0 | 0 | 38.9 | 98.2386 |  | kWh | 0.016314 | -1.9213 | Residential |  | Winter Only | [5 empty] | 15 | 0.6 |  |  |  | 0 | 2 | 0 | 0 | 0 | 0 | 0 | 0 | 0 | 0 | 0 | 0 | 2009 Qtr 1: 0; 2009 Qtr 2: 0; 2009 Qtr 3: 0; 2009 Qtr 4: 2; 2010 Qtr 1: 0; 2010 Qtr 2: 0; 2010 Qtr 3: 0; 2010 Qtr 4: 0; 2011 Qtr 1: 0; 2011 Qtr 2: 0; 2011 Qtr 3: 0; 2011 Qtr 4: 0 | 2
0 | 211015-CFL, 14W lamp, A-Line, Integral or Modular, Tube or Spiral or Flood - ISR=0.76 |  | System | Residential | res:DEER:Indoor_CFL_Ltg | 0 |  |  |  |  | 2.5 | 0 | 0 | 0 | 0 | 2.5 | 22.723 |  | kWh | 0.0037734 | -0.44441 | Residential |  | Winter Only | [5 empty] | 5.3 | 0.6 |  |  |  | 0 | 5 | 0 | 0 | 0 | 0 | 0 | 0 | 0 | 0 | 0 | 0 | 2009 Qtr 1: 0; 2009 Qtr 2: 0; 2009 Qtr 3: 0; 2009 Qtr 4: 5; 2010 Qtr 1: 0; 2010 Qtr 2: 0; 2010 Qtr 3: 0; 2010 Qtr 4: 0; 2011 Qtr 1: 0; 2011 Qtr 2: 0; 2011 Qtr 3: 0; 2011 Qtr 4: 0 | 5
0 | 211004-23 Watt Intergral CFL - ISR=0.76 |  | System | Residential | res:DEER:Indoor_CFL_Ltg | 0 |  |  |  |  | 1.8498 | 0 | 0 | 0 | 0 | 1.8498 | 37.3307 |  | kWh | 0.0061993 | -0.73011 | Residential | [7 empty] | 6.6 | 0.6 |  |  |  | 0 | 5 | 0 | 0 | 0 | 0 | 0 | 0 | 0 | 0 | 0 | 0 | 2009 Qtr 1: 0; 2009 Qtr 2: 0; 2009 Qtr 3: 0; 2009 Qtr 4: 5; 2010 Qtr 1: 0; 2010 Qtr 2: 0; 2010 Qtr 3: 0; 2010 Qtr 4: 0; 2011 Qtr 1: 0; 2011 Qtr 2: 0; 2011 Qtr 3: 0; 2011 Qtr 4: 0 | 5
0 | 211012-CFL 9W Globe Lamp - ISR=.76 |  | System | Residential | res:DEER:Indoor_CFL_Ltg | 0 |  |  |  |  | 2.2495 | 0 | 0 | 0 | 0 | 2.2495 | 19.2206 |  | kWh | 0.003192 | -0.37591 | Residential |  | Winter Only | [5 empty] | 5.3 | 0.85 |  |  |  | 0 | 2 | 0 | 0 | 0 | 0 | 0 | 0 | 0 | 0 | 0 | 0 | 2009 Qtr 1: 0; 2009 Qtr 2: 0; 2009 Qtr 3: 0; 2009 Qtr 4: 2; 2010 Qtr 1: 0; 2010 Qtr 2: 0; 2010 Qtr 3: 0; 2010 Qtr 4: 0; 2011 Qtr 1: 0; 2011 Qtr 2: 0; 2011 Qtr 3: 0; 2011 Qtr 4: 0 | 2
0 | 211004-23 Watt Intergral CFL - ISR=0.76 |  | System | Residential | res:DEER:Indoor_CFL_Ltg | 0 |  |  |  |  | 1.8498 | 0 | 0 | 0 | 0 | 1.8498 | 37.3307 |  | kWh | 0.0061993 | -0.73011 | Residential | [7 empty] | 6.6 | 0.6 |  |  |  | 0 | 3 | 0 | 0 | 0 | 0 | 0 | 0 | 0 | 0 | 0 | 0 | 2009 Qtr 1: 0; 2009 Qtr 2: 0; 2009 Qtr 3: 0; 2009 Qtr 4: 3; 2010 Qtr 1: 0; 2010 Qtr 2: 0; 2010 Qtr 3: 0; 2010 Qtr 4: 0; 2011 Qtr 1: 0; 2011 Qtr 2: 0; 2011 Qtr 3: 0; 2011 Qtr 4: 0 | 3
0 | 211004-23 Watt Intergral CFL - ISR=0.76 |  | System | Residential | res:DEER:Indoor_CFL_Ltg | 0 |  |  |  |  | 1.8498 | 0 | 0 | 0 | 0 | 1.8498 | 37.3307 |  | kWh | 0.0061993 | -0.73011 | Residential | [7 empty] | 6.6 | 0.6 |  |  |  | 0 | 3 | 0 | 0 | 0 | 0 | 0 | 0 | 0 | 0 | 0 | 0 | 2009 Qtr 1: 0; 2009 Qtr 2: 0; 2009 Qtr 3: 0; 2009 Qtr 4: 3; 2010 Qtr 1: 0; 2010 Qtr 2: 0; 2010 Qtr 3: 0; 2010 Qtr 4: 0; 2011 Qtr 1: 0; 2011 Qtr 2: 0; 2011 Qtr 3: 0; 2011 Qtr 4: 0 | 3
0 | 211015-CFL, 14W lamp, A-Line, Integral or Modular, Tube or Spiral or Flood - ISR=0.76 |  | System | Residential | res:DEER:Indoor_CFL_Ltg | 0 |  |  |  |  | 2.5 | 0 | 0 | 0 | 0 | 2.5 | 22.723 |  | kWh | 0.0037734 | -0.44441 | Residential |  | Winter Only | [5 empty] | 5.3 | 0.6 |  |  |  | 0 | 2 | 0 | 0 | 0 | 0 | 0 | 0 | 0 | 0 | 0 | 0 | 2009 Qtr 1: 0; 2009 Qtr 2: 0; 2009 Qtr 3: 0; 2009 Qtr 4: 2; 2010 Qtr 1: 0; 2010 Qtr 2: 0; 2010 Qtr 3: 0; 2010 Qtr 4: 0; 2011 Qtr 1: 0; 2011 Qtr 2: 0; 2011 Qtr 3: 0; 2011 Qtr 4: 0 | 2
0 | 211017-Floor Lamp - 2 23 Watt pin based |  | System | Residential | res:DEER:Indoor_CFL_Ltg | 0 |  |  |  |  | 38.9 | 0 | 0 | 0 | 0 | 38.9 | 98.2386 |  | kWh | 0.016314 | -1.9213 | Residential |  | Winter Only | [5 empty] | 15 | 0.6 |  |  |  | 0 | 2 | 0 | 0 | 0 | 0 | 0 | 0 | 0 | 0 | 0 | 0 | 2009 Qtr 1: 0; 2009 Qtr 2: 0; 2009 Qtr 3: 0; 2009 Qtr 4: 2; 2010 Qtr 1: 0; 2010 Qtr 2: 0; 2010 Qtr 3: 0; 2010 Qtr 4: 0; 2011 Qtr 1: 0; 2011 Qtr 2: 0; 2011 Qtr 3: 0; 2011 Qtr 4: 0 | 2
0 | 211004-23 Watt Intergral CFL - ISR=0.76 |  | System | Residential | res:DEER:Indoor_CFL_Ltg | 0 |  |  |  |  | 1.8498 | 0 | 0 | 0 | 0 | 1.8498 | 37.3307 |  | kWh | 0.0061993 | -0.73011 | Residential | [7 empty] | 6.6 | 0.6 |  |  |  | 0 | 5 | 0 | 0 | 0 | 0 | 0 | 0 | 0 | 0 | 0 | 0 | 2009 Qtr 1: 0; 2009 Qtr 2: 0; 2009 Qtr 3: 0; 2009 Qtr 4: 5; 2010 Qtr 1: 0; 2010 Qtr 2: 0; 2010 Qtr 3: 0; 2010 Qtr 4: 0; 2011 Qtr 1: 0; 2011 Qtr 2: 0; 2011 Qtr 3: 0; 2011 Qtr 4: 0 | 5
0 | 211017-Floor Lamp - 2 23 Watt pin based |  | System | Residential | res:DEER:Indoor_CFL_Ltg | 0 |  |  |  |  | 38.9 | 0 | 0 | 0 | 0 | 38.9 | 98.2386 |  | kWh | 0.016314 | -1.9213 | Residential |  | Winter Only | [5 empty] | 15 | 0.6 |  |  |  | 0 | 1 | 0 | 0 | 0 | 0 | 0 | 0 | 0 | 0 | 0 | 0 | 2009 Qtr 1: 0; 2009 Qtr 2: 0; 2009 Qtr 3: 0; 2009 Qtr 4: 1; 2010 Qtr 1: 0; 2010 Qtr 2: 0; 2010 Qtr 3: 0; 2010 Qtr 4: 0; 2011 Qtr 1: 0; 2011 Qtr 2: 0; 2011 Qtr 3: 0; 2011 Qtr 4: 0 | 1
0 | 211012-CFL 9W Globe Lamp - ISR=.76 |  | System | Residential | res:DEER:Indoor_CFL_Ltg | 0 |  |  |  |  | 2.2495 | 0 | 0 | 0 | 0 | 2.2495 | 19.2206 |  | kWh | 0.003192 | -0.37591 | Residential |  | Winter Only | [5 empty] | 5.3 | 0.85 |  |  |  | 0 | 2 | 0 | 0 | 0 | 0 | 0 | 0 | 0 | 0 | 0 | 0 | 2009 Qtr 1: 0; 2009 Qtr 2: 0; 2009 Qtr 3: 0; 2009 Qtr 4: 2; 2010 Qtr 1: 0; 2010 Qtr 2: 0; 2010 Qtr 3: 0; 2010 Qtr 4: 0; 2011 Qtr 1: 0; 2011 Qtr 2: 0; 2011 Qtr 3: 0; 2011 Qtr 4: 0 | 2
0 | 211004-23 Watt Intergral CFL - ISR=0.76 |  | System | Residential | res:DEER:Indoor_CFL_Ltg | 0 |  |  |  |  | 1.8498 | 0 | 0 | 0 | 0 | 1.8498 | 37.3307 |  | kWh | 0.0061993 | -0.73011 | Residential | [7 empty] | 6.6 | 0.6 |  |  |  | 0 | 3 | 0 | 0 | 0 | 0 | 0 | 0 | 0 | 0 | 0 | 0 | 2009 Qtr 1: 0; 2009 Qtr 2: 0; 2009 Qtr 3: 0; 2009 Qtr 4: 3; 2010 Qtr 1: 0; 2010 Qtr 2: 0; 2010 Qtr 3: 0; 2010 Qtr 4: 0; 2011 Qtr 1: 0; 2011 Qtr 2: 0; 2011 Qtr 3: 0; 2011 Qtr 4: 0 | 3
0 | 211017-Floor Lamp - 2 23 Watt pin based |  | System | Residential | res:DEER:Indoor_CFL_Ltg | 0 |  |  |  |  | 38.9 | 0 | 0 | 0 | 0 | 38.9 | 98.2386 |  | kWh | 0.016314 | -1.9213 | Residential |  | Winter Only | [5 empty] | 15 | 0.6 |  |  |  | 0 | 1 | 0 | 0 | 0 | 0 | 0 | 0 | 0 | 0 | 0 | 0 | 2009 Qtr 1: 0; 2009 Qtr 2: 0; 2009 Qtr 3: 0; 2009 Qtr 4: 1; 2010 Qtr 1: 0; 2010 Qtr 2: 0; 2010 Qtr 3: 0; 2010 Qtr 4: 0; 2011 Qtr 1: 0; 2011 Qtr 2: 0; 2011 Qtr 3: 0; 2011 Qtr 4: 0 | 1
0 | 211015-CFL, 14W lamp, A-Line, Integral or Modular, Tube or Spiral or Flood - ISR=0.76 |  | System | Residential | res:DEER:Indoor_CFL_Ltg | 0 |  |  |  |  | 2.5 | 0 | 0 | 0 | 0 | 2.5 | 22.723 |  | kWh | 0.0037734 | -0.44441 | Residential |  | Winter Only | [5 empty] | 5.3 | 0.6 |  |  |  | 0 | 5 | 0 | 0 | 0 | 0 | 0 | 0 | 0 | 0 | 0 | 0 | 2009 Qtr 1: 0; 2009 Qtr 2: 0; 2009 Qtr 3: 0; 2009 Qtr 4: 5; 2010 Qtr 1: 0; 2010 Qtr 2: 0; 2010 Qtr 3: 0; 2010 Qtr 4: 0; 2011 Qtr 1: 0; 2011 Qtr 2: 0; 2011 Qtr 3: 0; 2011 Qtr 4: 0 | 5
0 | 211017-Floor Lamp - 2 23 Watt pin based |  | System | Residential | res:DEER:Indoor_CFL_Ltg | 0 |  |  |  |  | 38.9 | 0 | 0 | 0 | 0 | 38.9 | 98.2386 |  | kWh | 0.016314 | -1.9213 | Residential |  | Winter Only | [5 empty] | 15 | 0.6 |  |  |  | 0 | 1 | 0 | 0 | 0 | 0 | 0 | 0 | 0 | 0 | 0 | 0 | 2009 Qtr 1: 0; 2009 Qtr 2: 0; 2009 Qtr 3: 0; 2009 Qtr 4: 1; 2010 Qtr 1: 0; 2010 Qtr 2: 0; 2010 Qtr 3: 0; 2010 Qtr 4: 0; 2011 Qtr 1: 0; 2011 Qtr 2: 0; 2011 Qtr 3: 0; 2011 Qtr 4: 0 | 1
0 | 211015-CFL, 14W lamp, A-Line, Integral or Modular, Tube or Spiral or Flood - ISR=0.76 |  | System | Residential | res:DEER:Indoor_CFL_Ltg | 0 |  |  |  |  | 2.5 | 0 | 0 | 0 | 0 | 2.5 | 22.723 |  | kWh | 0.0037734 | -0.44441 | Residential |  | Winter Only | [5 empty] | 5.3 | 0.6 |  |  |  | 0 | 5 | 0 | 0 | 0 | 0 | 0 | 0 | 0 | 0 | 0 | 0 | 2009 Qtr 1: 0; 2009 Qtr 2: 0; 2009 Qtr 3: 0; 2009 Qtr 4: 5; 2010 Qtr 1: 0; 2010 Qtr 2: 0; 2010 Qtr 3: 0; 2010 Qtr 4: 0; 2011 Qtr 1: 0; 2011 Qtr 2: 0; 2011 Qtr 3: 0; 2011 Qtr 4: 0 | 5
0 | 211004-23 Watt Intergral CFL - ISR=0.76 |  | System | Residential | res:DEER:Indoor_CFL_Ltg | 0 |  |  |  |  | 1.8498 | 0 | 0 | 0 | 0 | 1.8498 | 37.3307 |  | kWh | 0.0061993 | -0.73011 | Residential | [7 empty] | 6.6 | 0.6 |  |  |  | 0 | 2 | 0 | 0 | 0 | 0 | 0 | 0 | 0 | 0 | 0 | 0 | 2009 Qtr 1: 0; 2009 Qtr 2: 0; 2009 Qtr 3: 0; 2009 Qtr 4: 2; 2010 Qtr 1: 0; 2010 Qtr 2: 0; 2010 Qtr 3: 0; 2010 Qtr 4: 0; 2011 Qtr 1: 0; 2011 Qtr 2: 0; 2011 Qtr 3: 0; 2011 Qtr 4: 0 | 2
0 | 211015-CFL, 14W lamp, A-Line, Integral or Modular, Tube or Spiral or Flood - ISR=0.76 |  | System | Residential | res:DEER:Indoor_CFL_Ltg | 0 |  |  |  |  | 2.5 | 0 | 0 | 0 | 0 | 2.5 | 22.723 |  | kWh | 0.0037734 | -0.44441 | Residential |  | Winter Only | [5 empty] | 5.3 | 0.6 |  |  |  | 0 | 3 | 0 | 0 | 0 | 0 | 0 | 0 | 0 | 0 | 0 | 0 | 2009 Qtr 1: 0; 2009 Qtr 2: 0; 2009 Qtr 3: 0; 2009 Qtr 4: 3; 2010 Qtr 1: 0; 2010 Qtr 2: 0; 2010 Qtr 3: 0; 2010 Qtr 4: 0; 2011 Qtr 1: 0; 2011 Qtr 2: 0; 2011 Qtr 3: 0; 2011 Qtr 4: 0 | 3
0 | 211004-23 Watt Intergral CFL - ISR=0.76 |  | System | Residential | res:DEER:Indoor_CFL_Ltg | 0 |  |  |  |  | 1.8498 | 0 | 0 | 0 | 0 | 1.8498 | 37.3307 |  | kWh | 0.0061993 | -0.73011 | Residential | [7 empty] | 6.6 | 0.6 |  |  |  | 0 | 5 | 0 | 0 | 0 | 0 | 0 | 0 | 0 | 0 | 0 | 0 | 2009 Qtr 1: 0; 2009 Qtr 2: 0; 2009 Qtr 3: 0; 2009 Qtr 4: 5; 2010 Qtr 1: 0; 2010 Qtr 2: 0; 2010 Qtr 3: 0; 2010 Qtr 4: 0; 2011 Qtr 1: 0; 2011 Qtr 2: 0; 2011 Qtr 3: 0; 2011 Qtr 4: 0 | 5
0 | 211017-Floor Lamp - 2 23 Watt pin based |  | System | Residential | res:DEER:Indoor_CFL_Ltg | 0 |  |  |  |  | 38.9 | 0 | 0 | 0 | 0 | 38.9 | 98.2386 |  | kWh | 0.016314 | -1.9213 | Residential |  | Winter Only | [5 empty] | 15 | 0.6 |  |  |  | 0 | 1 | 0 | 0 | 0 | 0 | 0 | 0 | 0 | 0 | 0 | 0 | 2009 Qtr 1: 0; 2009 Qtr 2: 0; 2009 Qtr 3: 0; 2009 Qtr 4: 1; 2010 Qtr 1: 0; 2010 Qtr 2: 0; 2010 Qtr 3: 0; 2010 Qtr 4: 0; 2011 Qtr 1: 0; 2011 Qtr 2: 0; 2011 Qtr 3: 0; 2011 Qtr 4: 0 | 1
0 | 211004-23 Watt Intergral CFL - ISR=0.76 |  | System | Residential | res:DEER:Indoor_CFL_Ltg | 0 |  |  |  |  | 1.8498 | 0 | 0 | 0 | 0 | 1.8498 | 37.3307 |  | kWh | 0.0061993 | -0.73011 | Residential | [7 empty] | 6.6 | 0.6 |  |  |  | 0 | 3 | 0 | 0 | 0 | 0 | 0 | 0 | 0 | 0 | 0 | 0 | 2009 Qtr 1: 0; 2009 Qtr 2: 0; 2009 Qtr 3: 0; 2009 Qtr 4: 3; 2010 Qtr 1: 0; 2010 Qtr 2: 0; 2010 Qtr 3: 0; 2010 Qtr 4: 0; 2011 Qtr 1: 0; 2011 Qtr 2: 0; 2011 Qtr 3: 0; 2011 Qtr 4: 0 | 3
0 | 211015-CFL, 14W lamp, A-Line, Integral or Modular, Tube or Spiral or Flood - ISR=0.76 |  | System | Residential | res:DEER:Indoor_CFL_Ltg | 0 |  |  |  |  | 2.5 | 0 | 0 | 0 | 0 | 2.5 | 22.723 |  | kWh | 0.0037734 | -0.44441 | Residential |  | Winter Only | [5 empty] | 5.3 | 0.6 |  |  |  | 0 | 2 | 0 | 0 | 0 | 0 | 0 | 0 | 0 | 0 | 0 | 0 | 2009 Qtr 1: 0; 2009 Qtr 2: 0; 2009 Qtr 3: 0; 2009 Qtr 4: 2; 2010 Qtr 1: 0; 2010 Qtr 2: 0; 2010 Qtr 3: 0; 2010 Qtr 4: 0; 2011 Qtr 1: 0; 2011 Qtr 2: 0; 2011 Qtr 3: 0; 2011 Qtr 4: 0 | 2
0 | 211017-Floor Lamp - 2 23 Watt pin based |  | System | Residential | res:DEER:Indoor_CFL_Ltg | 0 |  |  |  |  | 38.9 | 0 | 0 | 0 | 0 | 38.9 | 98.2386 |  | kWh | 0.016314 | -1.9213 | Residential |  | Winter Only | [5 empty] | 15 | 0.6 |  |  |  | 0 | 2 | 0 | 0 | 0 | 0 | 0 | 0 | 0 | 0 | 0 | 0 | 2009 Qtr 1: 0; 2009 Qtr 2: 0; 2009 Qtr 3: 0; 2009 Qtr 4: 2; 2010 Qtr 1: 0; 2010 Qtr 2: 0; 2010 Qtr 3: 0; 2010 Qtr 4: 0; 2011 Qtr 1: 0; 2011 Qtr 2: 0; 2011 Qtr 3: 0; 2011 Qtr 4: 0 | 2
0 | 211004-23 Watt Intergral CFL - ISR=0.76 |  | System | Residential | res:DEER:Indoor_CFL_Ltg | 0 |  |  |  |  | 1.8498 | 0 | 0 | 0 | 0 | 1.8498 | 37.3307 |  | kWh | 0.0061993 | -0.73011 | Residential | [7 empty] | 6.6 | 0.6 |  |  |  | 0 | 3 | 0 | 0 | 0 | 0 | 0 | 0 | 0 | 0 | 0 | 0 | 2009 Qtr 1: 0; 2009 Qtr 2: 0; 2009 Qtr 3: 0; 2009 Qtr 4: 3; 2010 Qtr 1: 0; 2010 Qtr 2: 0; 2010 Qtr 3: 0; 2010 Qtr 4: 0; 2011 Qtr 1: 0; 2011 Qtr 2: 0; 2011 Qtr 3: 0; 2011 Qtr 4: 0 | 3
0 | 211016-CFL - 3 Way - 20 Watt median - ISR = 0.76 |  | System | Residential | res:DEER:Indoor_CFL_Ltg | 0 |  |  |  |  | 3.99 | 0 | 0 | 0 | 0 | 3.99 | 32.4614 |  | kWh | 0.0053907 | -0.63488 | Residential |  | Winter Only | [5 empty] | 5.3 | 0.6 |  |  |  | 0 | 2 | 0 | 0 | 0 | 0 | 0 | 0 | 0 | 0 | 0 | 0 | 2009 Qtr 1: 0; 2009 Qtr 2: 0; 2009 Qtr 3: 0; 2009 Qtr 4: 2; 2010 Qtr 1: 0; 2010 Qtr 2: 0; 2010 Qtr 3: 0; 2010 Qtr 4: 0; 2011 Qtr 1: 0; 2011 Qtr 2: 0; 2011 Qtr 3: 0; 2011 Qtr 4: 0 | 2
0 | 211017-Floor Lamp - 2 23 Watt pin based |  | System | Residential | res:DEER:Indoor_CFL_Ltg | 0 |  |  |  |  | 38.9 | 0 | 0 | 0 | 0 | 38.9 | 98.2386 |  | kWh | 0.016314 | -1.9213 | Residential |  | Winter Only | [5 empty] | 15 | 0.6 |  |  |  | 0 | 2 | 0 | 0 | 0 | 0 | 0 | 0 | 0 | 0 | 0 | 0 | 2009 Qtr 1: 0; 2009 Qtr 2: 0; 2009 Qtr 3: 0; 2009 Qtr 4: 2; 2010 Qtr 1: 0; 2010 Qtr 2: 0; 2010 Qtr 3: 0; 2010 Qtr 4: 0; 2011 Qtr 1: 0; 2011 Qtr 2: 0; 2011 Qtr 3: 0; 2011 Qtr 4: 0 | 2
0 | 211004-23 Watt Intergral CFL - ISR=0.76 |  | System | Residential | res:DEER:Indoor_CFL_Ltg | 0 |  |  |  |  | 1.8498 | 0 | 0 | 0 | 0 | 1.8498 | 37.3307 |  | kWh | 0.0061993 | -0.73011 | Residential | [7 empty] | 6.6 | 0.6 |  |  |  | 0 | 5 | 0 | 0 | 0 | 0 | 0 | 0 | 0 | 0 | 0 | 0 | 2009 Qtr 1: 0; 2009 Qtr 2: 0; 2009 Qtr 3: 0; 2009 Qtr 4: 5; 2010 Qtr 1: 0; 2010 Qtr 2: 0; 2010 Qtr 3: 0; 2010 Qtr 4: 0; 2011 Qtr 1: 0; 2011 Qtr 2: 0; 2011 Qtr 3: 0; 2011 Qtr 4: 0 | 5
0 | 211015-CFL, 14W lamp, A-Line, Integral or Modular, Tube or Spiral or Flood - ISR=0.76 |  | System | Residential | res:DEER:Indoor_CFL_Ltg | 0 |  |  |  |  | 2.5 | 0 | 0 | 0 | 0 | 2.5 | 22.723 |  | kWh | 0.0037734 | -0.44441 | Residential |  | Winter Only | [5 empty] | 5.3 | 0.6 |  |  |  | 0 | 5 | 0 | 0 | 0 | 0 | 0 | 0 | 0 | 0 | 0 | 0 | 2009 Qtr 1: 0; 2009 Qtr 2: 0; 2009 Qtr 3: 0; 2009 Qtr 4: 5; 2010 Qtr 1: 0; 2010 Qtr 2: 0; 2010 Qtr 3: 0; 2010 Qtr 4: 0; 2011 Qtr 1: 0; 2011 Qtr 2: 0; 2011 Qtr 3: 0; 2011 Qtr 4: 0 | 5
0 | 211012-CFL 9W Globe Lamp - ISR=.76 |  | System | Residential | res:DEER:Indoor_CFL_Ltg | 0 |  |  |  |  | 2.2495 | 0 | 0 | 0 | 0 | 2.2495 | 19.2206 |  | kWh | 0.003192 | -0.37591 | Residential |  | Winter Only | [5 empty] | 5.3 | 0.85 |  |  |  | 0 | 5 | 0 | 0 | 0 | 0 | 0 | 0 | 0 | 0 | 0 | 0 | 2009 Qtr 1: 0; 2009 Qtr 2: 0; 2009 Qtr 3: 0; 2009 Qtr 4: 5; 2010 Qtr 1: 0; 2010 Qtr 2: 0; 2010 Qtr 3: 0; 2010 Qtr 4: 0; 2011 Qtr 1: 0; 2011 Qtr 2: 0; 2011 Qtr 3: 0; 2011 Qtr 4: 0 | 5
0 | 211004-23 Watt Intergral CFL - ISR=0.76 |  | System | Residential | res:DEER:Indoor_CFL_Ltg | 0 |  |  |  |  | 1.8498 | 0 | 0 | 0 | 0 | 1.8498 | 37.3307 |  | kWh | 0.0061993 | -0.73011 | Residential | [7 empty] | 6.6 | 0.6 |  |  |  | 0 | 4 | 0 | 0 | 0 | 0 | 0 | 0 | 0 | 0 | 0 | 0 | 2009 Qtr 1: 0; 2009 Qtr 2: 0; 2009 Qtr 3: 0; 2009 Qtr 4: 4; 2010 Qtr 1: 0; 2010 Qtr 2: 0; 2010 Qtr 3: 0; 2010 Qtr 4: 0; 2011 Qtr 1: 0; 2011 Qtr 2: 0; 2011 Qtr 3: 0; 2011 Qtr 4: 0 | 4
0 | 211015-CFL, 14W lamp, A-Line, Integral or Modular, Tube or Spiral or Flood - ISR=0.76 |  | System | Residential | res:DEER:Indoor_CFL_Ltg | 0 |  |  |  |  | 2.5 | 0 | 0 | 0 | 0 | 2.5 | 22.723 |  | kWh | 0.0037734 | -0.44441 | Residential |  | Winter Only | [5 empty] | 5.3 | 0.6 |  |  |  | 0 | 1 | 0 | 0 | 0 | 0 | 0 | 0 | 0 | 0 | 0 | 0 | 2009 Qtr 1: 0; 2009 Qtr 2: 0; 2009 Qtr 3: 0; 2009 Qtr 4: 1; 2010 Qtr 1: 0; 2010 Qtr 2: 0; 2010 Qtr 3: 0; 2010 Qtr 4: 0; 2011 Qtr 1: 0; 2011 Qtr 2: 0; 2011 Qtr 3: 0; 2011 Qtr 4: 0 | 1
0 | 211017-Floor Lamp - 2 23 Watt pin based |  | System | Residential | res:DEER:Indoor_CFL_Ltg | 0 |  |  |  |  | 38.9 | 0 | 0 | 0 | 0 | 38.9 | 98.2386 |  | kWh | 0.016314 | -1.9213 | Residential |  | Winter Only | [5 empty] | 15 | 0.6 |  |  |  | 0 | 1 | 0 | 0 | 0 | 0 | 0 | 0 | 0 | 0 | 0 | 0 | 2009 Qtr 1: 0; 2009 Qtr 2: 0; 2009 Qtr 3: 0; 2009 Qtr 4: 1; 2010 Qtr 1: 0; 2010 Qtr 2: 0; 2010 Qtr 3: 0; 2010 Qtr 4: 0; 2011 Qtr 1: 0; 2011 Qtr 2: 0; 2011 Qtr 3: 0; 2011 Qtr 4: 0 | 1
0 | 211012-CFL 9W Globe Lamp - ISR=.76 |  | System | Residential | res:DEER:Indoor_CFL_Ltg | 0 |  |  |  |  | 2.2495 | 0 | 0 | 0 | 0 | 2.2495 | 19.2206 |  | kWh | 0.003192 | -0.37591 | Residential |  | Winter Only | [5 empty] | 5.3 | 0.85 |  |  |  | 0 | 1 | 0 | 0 | 0 | 0 | 0 | 0 | 0 | 0 | 0 | 0 | 2009 Qtr 1: 0; 2009 Qtr 2: 0; 2009 Qtr 3: 0; 2009 Qtr 4: 1; 2010 Qtr 1: 0; 2010 Qtr 2: 0; 2010 Qtr 3: 0; 2010 Qtr 4: 0; 2011 Qtr 1: 0; 2011 Qtr 2: 0; 2011 Qtr 3: 0; 2011 Qtr 4: 0 | 1
0 | 211004-23 Watt Intergral CFL - ISR=0.76 |  | System | Residential | res:DEER:Indoor_CFL_Ltg | 0 |  |  |  |  | 1.8498 | 0 | 0 | 0 | 0 | 1.8498 | 37.3307 |  | kWh | 0.0061993 | -0.73011 | Residential | [7 empty] | 6.6 | 0.6 |  |  |  | 0 | 3 | 0 | 0 | 0 | 0 | 0 | 0 | 0 | 0 | 0 | 0 | 2009 Qtr 1: 0; 2009 Qtr 2: 0; 2009 Qtr 3: 0; 2009 Qtr 4: 3; 2010 Qtr 1: 0; 2010 Qtr 2: 0; 2010 Qtr 3: 0; 2010 Qtr 4: 0; 2011 Qtr 1: 0; 2011 Qtr 2: 0; 2011 Qtr 3: 0; 2011 Qtr 4: 0 | 3
0 | 211015-CFL, 14W lamp, A-Line, Integral or Modular, Tube or Spiral or Flood - ISR=0.76 |  | System | Residential | res:DEER:Indoor_CFL_Ltg | 0 |  |  |  |  | 2.5 | 0 | 0 | 0 | 0 | 2.5 | 22.723 |  | kWh | 0.0037734 | -0.44441 | Residential |  | Winter Only | [5 empty] | 5.3 | 0.6 |  |  |  | 0 | 1 | 0 | 0 | 0 | 0 | 0 | 0 | 0 | 0 | 0 | 0 | 2009 Qtr 1: 0; 2009 Qtr 2: 0; 2009 Qtr 3: 0; 2009 Qtr 4: 1; 2010 Qtr 1: 0; 2010 Qtr 2: 0; 2010 Qtr 3: 0; 2010 Qtr 4: 0; 2011 Qtr 1: 0; 2011 Qtr 2: 0; 2011 Qtr 3: 0; 2011 Qtr 4: 0 | 1
0 | 211012-CFL 9W Globe Lamp - ISR=.76 |  | System | Residential | res:DEER:Indoor_CFL_Ltg | 0 |  |  |  |  | 2.2495 | 0 | 0 | 0 | 0 | 2.2495 | 19.2206 |  | kWh | 0.003192 | -0.37591 | Residential |  | Winter Only | [5 empty] | 5.3 | 0.85 |  |  |  | 0 | 5 | 0 | 0 | 0 | 0 | 0 | 0 | 0 | 0 | 0 | 0 | 2009 Qtr 1: 0; 2009 Qtr 2: 0; 2009 Qtr 3: 0; 2009 Qtr 4: 5; 2010 Qtr 1: 0; 2010 Qtr 2: 0; 2010 Qtr 3: 0; 2010 Qtr 4: 0; 2011 Qtr 1: 0; 2011 Qtr 2: 0; 2011 Qtr 3: 0; 2011 Qtr 4: 0 | 5
0 | 211017-Floor Lamp - 2 23 Watt pin based |  | System | Residential | res:DEER:Indoor_CFL_Ltg | 0 |  |  |  |  | 38.9 | 0 | 0 | 0 | 0 | 38.9 | 98.2386 |  | kWh | 0.016314 | -1.9213 | Residential |  | Winter Only | [5 empty] | 15 | 0.6 |  |  |  | 0 | 1 | 0 | 0 | 0 | 0 | 0 | 0 | 0 | 0 | 0 | 0 | 2009 Qtr 1: 0; 2009 Qtr 2: 0; 2009 Qtr 3: 0; 2009 Qtr 4: 1; 2010 Qtr 1: 0; 2010 Qtr 2: 0; 2010 Qtr 3: 0; 2010 Qtr 4: 0; 2011 Qtr 1: 0; 2011 Qtr 2: 0; 2011 Qtr 3: 0; 2011 Qtr 4: 0 | 1
0 | 211004-23 Watt Intergral CFL - ISR=0.76 |  | System | Residential | res:DEER:Indoor_CFL_Ltg | 0 |  |  |  |  | 1.8498 | 0 | 0 | 0 | 0 | 1.8498 | 37.3307 |  | kWh | 0.0061993 | -0.73011 | Residential | [7 empty] | 6.6 | 0.6 |  |  |  | 0 | 3 | 0 | 0 | 0 | 0 | 0 | 0 | 0 | 0 | 0 | 0 | 2009 Qtr 1: 0; 2009 Qtr 2: 0; 2009 Qtr 3: 0; 2009 Qtr 4: 3; 2010 Qtr 1: 0; 2010 Qtr 2: 0; 2010 Qtr 3: 0; 2010 Qtr 4: 0; 2011 Qtr 1: 0; 2011 Qtr 2: 0; 2011 Qtr 3: 0; 2011 Qtr 4: 0 | 3
0 | 211016-CFL - 3 Way - 20 Watt median - ISR = 0.76 |  | System | Residential | res:DEER:Indoor_CFL_Ltg | 0 |  |  |  |  | 3.99 | 0 | 0 | 0 | 0 | 3.99 | 32.4614 |  | kWh | 0.0053907 | -0.63488 | Residential |  | Winter Only | [5 empty] | 5.3 | 0.6 |  |  |  | 0 | 2 | 0 | 0 | 0 | 0 | 0 | 0 | 0 | 0 | 0 | 0 | 2009 Qtr 1: 0; 2009 Qtr 2: 0; 2009 Qtr 3: 0; 2009 Qtr 4: 2; 2010 Qtr 1: 0; 2010 Qtr 2: 0; 2010 Qtr 3: 0; 2010 Qtr 4: 0; 2011 Qtr 1: 0; 2011 Qtr 2: 0; 2011 Qtr 3: 0; 2011 Qtr 4: 0 | 2
0 | 211004-23 Watt Intergral CFL - ISR=0.76 |  | System | Residential | res:DEER:Indoor_CFL_Ltg | 0 |  |  |  |  | 1.8498 | 0 | 0 | 0 | 0 | 1.8498 | 37.3307 |  | kWh | 0.0061993 | -0.73011 | Residential | [7 empty] | 6.6 | 0.6 |  |  |  | 0 | 2 | 0 | 0 | 0 | 0 | 0 | 0 | 0 | 0 | 0 | 0 | 2009 Qtr 1: 0; 2009 Qtr 2: 0; 2009 Qtr 3: 0; 2009 Qtr 4: 2; 2010 Qtr 1: 0; 2010 Qtr 2: 0; 2010 Qtr 3: 0; 2010 Qtr 4: 0; 2011 Qtr 1: 0; 2011 Qtr 2: 0; 2011 Qtr 3: 0; 2011 Qtr 4: 0 | 2
0 | 211015-CFL, 14W lamp, A-Line, Integral or Modular, Tube or Spiral or Flood - ISR=0.76 |  | System | Residential | res:DEER:Indoor_CFL_Ltg | 0 |  |  |  |  | 2.5 | 0 | 0 | 0 | 0 | 2.5 | 22.723 |  | kWh | 0.0037734 | -0.44441 | Residential |  | Winter Only | [5 empty] | 5.3 | 0.6 |  |  |  | 0 | 1 | 0 | 0 | 0 | 0 | 0 | 0 | 0 | 0 | 0 | 0 | 2009 Qtr 1: 0; 2009 Qtr 2: 0; 2009 Qtr 3: 0; 2009 Qtr 4: 1; 2010 Qtr 1: 0; 2010 Qtr 2: 0; 2010 Qtr 3: 0; 2010 Qtr 4: 0; 2011 Qtr 1: 0; 2011 Qtr 2: 0; 2011 Qtr 3: 0; 2011 Qtr 4: 0 | 1
0 | 211017-Floor Lamp - 2 23 Watt pin based |  | System | Residential | res:DEER:Indoor_CFL_Ltg | 0 |  |  |  |  | 38.9 | 0 | 0 | 0 | 0 | 38.9 | 98.2386 |  | kWh | 0.016314 | -1.9213 | Residential |  | Winter Only | [5 empty] | 15 | 0.6 |  |  |  | 0 | 1 | 0 | 0 | 0 | 0 | 0 | 0 | 0 | 0 | 0 | 0 | 2009 Qtr 1: 0; 2009 Qtr 2: 0; 2009 Qtr 3: 0; 2009 Qtr 4: 1; 2010 Qtr 1: 0; 2010 Qtr 2: 0; 2010 Qtr 3: 0; 2010 Qtr 4: 0; 2011 Qtr 1: 0; 2011 Qtr 2: 0; 2011 Qtr 3: 0; 2011 Qtr 4: 0 | 1
0 | 211015-CFL, 14W lamp, A-Line, Integral or Modular, Tube or Spiral or Flood - ISR=0.76 |  | System | Residential | res:DEER:Indoor_CFL_Ltg | 0 |  |  |  |  | 2.5 | 0 | 0 | 0 | 0 | 2.5 | 22.723 |  | kWh | 0.0037734 | -0.44441 | Residential |  | Winter Only | [5 empty] | 5.3 | 0.6 |  |  |  | 0 | 2 | 0 | 0 | 0 | 0 | 0 | 0 | 0 | 0 | 0 | 0 | 2009 Qtr 1: 0; 2009 Qtr 2: 0; 2009 Qtr 3: 0; 2009 Qtr 4: 2; 2010 Qtr 1: 0; 2010 Qtr 2: 0; 2010 Qtr 3: 0; 2010 Qtr 4: 0; 2011 Qtr 1: 0; 2011 Qtr 2: 0; 2011 Qtr 3: 0; 2011 Qtr 4: 0 | 2
0 | 211013-Table Lamp 18-Watt Pin based |  | System | Residential | res:DEER:Indoor_CFL_Ltg | 0 |  |  |  |  | 20.9 | 0 | 0 | 0 | 0 | 20.9 | 38.4412 |  | kWh | 0.006383 | -0.75183 | Residential |  | Winter Only | [5 empty] | 15 | 0.85 |  |  |  | 0 | 1 | 0 | 0 | 0 | 0 | 0 | 0 | 0 | 0 | 0 | 0 | 2009 Qtr 1: 0; 2009 Qtr 2: 0; 2009 Qtr 3: 0; 2009 Qtr 4: 1; 2010 Qtr 1: 0; 2010 Qtr 2: 0; 2010 Qtr 3: 0; 2010 Qtr 4: 0; 2011 Qtr 1: 0; 2011 Qtr 2: 0; 2011 Qtr 3: 0; 2011 Qtr 4: 0 | 1
0 | 211017-Floor Lamp - 2 23 Watt pin based |  | System | Residential | res:DEER:Indoor_CFL_Ltg | 0 |  |  |  |  | 38.9 | 0 | 0 | 0 | 0 | 38.9 | 98.2386 |  | kWh | 0.016314 | -1.9213 | Residential |  | Winter Only | [5 empty] | 15 | 0.6 |  |  |  | 0 | 1 | 0 | 0 | 0 | 0 | 0 | 0 | 0 | 0 | 0 | 0 | 2009 Qtr 1: 0; 2009 Qtr 2: 0; 2009 Qtr 3: 0; 2009 Qtr 4: 1; 2010 Qtr 1: 0; 2010 Qtr 2: 0; 2010 Qtr 3: 0; 2010 Qtr 4: 0; 2011 Qtr 1: 0; 2011 Qtr 2: 0; 2011 Qtr 3: 0; 2011 Qtr 4: 0 | 1
0 | 211004-23 Watt Intergral CFL - ISR=0.76 |  | System | Residential | res:DEER:Indoor_CFL_Ltg | 0 |  |  |  |  | 1.8498 | 0 | 0 | 0 | 0 | 1.8498 | 37.3307 |  | kWh | 0.0061993 | -0.73011 | Residential | [7 empty] | 6.6 | 0.6 |  |  |  | 0 | 5 | 0 | 0 | 0 | 0 | 0 | 0 | 0 | 0 | 0 | 0 | 2009 Qtr 1: 0; 2009 Qtr 2: 0; 2009 Qtr 3: 0; 2009 Qtr 4: 5; 2010 Qtr 1: 0; 2010 Qtr 2: 0; 2010 Qtr 3: 0; 2010 Qtr 4: 0; 2011 Qtr 1: 0; 2011 Qtr 2: 0; 2011 Qtr 3: 0; 2011 Qtr 4: 0 | 5
0 | 211017-Floor Lamp - 2 23 Watt pin based |  | System | Residential | res:DEER:Indoor_CFL_Ltg | 0 |  |  |  |  | 38.9 | 0 | 0 | 0 | 0 | 38.9 | 98.2386 |  | kWh | 0.016314 | -1.9213 | Residential |  | Winter Only | [5 empty] | 15 | 0.6 |  |  |  | 0 | 2 | 0 | 0 | 0 | 0 | 0 | 0 | 0 | 0 | 0 | 0 | 2009 Qtr 1: 0; 2009 Qtr 2: 0; 2009 Qtr 3: 0; 2009 Qtr 4: 2; 2010 Qtr 1: 0; 2010 Qtr 2: 0; 2010 Qtr 3: 0; 2010 Qtr 4: 0; 2011 Qtr 1: 0; 2011 Qtr 2: 0; 2011 Qtr 3: 0; 2011 Qtr 4: 0 | 2
0 | 211004-23 Watt Intergral CFL - ISR=0.76 |  | System | Residential | res:DEER:Indoor_CFL_Ltg | 0 |  |  |  |  | 1.8498 | 0 | 0 | 0 | 0 | 1.8498 | 37.3307 |  | kWh | 0.0061993 | -0.73011 | Residential | [7 empty] | 6.6 | 0.6 |  |  |  | 0 | 5 | 0 | 0 | 0 | 0 | 0 | 0 | 0 | 0 | 0 | 0 | 2009 Qtr 1: 0; 2009 Qtr 2: 0; 2009 Qtr 3: 0; 2009 Qtr 4: 5; 2010 Qtr 1: 0; 2010 Qtr 2: 0; 2010 Qtr 3: 0; 2010 Qtr 4: 0; 2011 Qtr 1: 0; 2011 Qtr 2: 0; 2011 Qtr 3: 0; 2011 Qtr 4: 0 | 5
0 | 211012-CFL 9W Globe Lamp - ISR=.76 |  | System | Residential | res:DEER:Indoor_CFL_Ltg | 0 |  |  |  |  | 2.2495 | 0 | 0 | 0 | 0 | 2.2495 | 19.2206 |  | kWh | 0.003192 | -0.37591 | Residential |  | Winter Only | [5 empty] | 5.3 | 0.85 |  |  |  | 0 | 5 | 0 | 0 | 0 | 0 | 0 | 0 | 0 | 0 | 0 | 0 | 2009 Qtr 1: 0; 2009 Qtr 2: 0; 2009 Qtr 3: 0; 2009 Qtr 4: 5; 2010 Qtr 1: 0; 2010 Qtr 2: 0; 2010 Qtr 3: 0; 2010 Qtr 4: 0; 2011 Qtr 1: 0; 2011 Qtr 2: 0; 2011 Qtr 3: 0; 2011 Qtr 4: 0 | 5
0 | 211017-Floor Lamp - 2 23 Watt pin based |  | System | Residential | res:DEER:Indoor_CFL_Ltg | 0 |  |  |  |  | 38.9 | 0 | 0 | 0 | 0 | 38.9 | 98.2386 |  | kWh | 0.016314 | -1.9213 | Residential |  | Winter Only | [5 empty] | 15 | 0.6 |  |  |  | 0 | 2 | 0 | 0 | 0 | 0 | 0 | 0 | 0 | 0 | 0 | 0 | 2009 Qtr 1: 0; 2009 Qtr 2: 0; 2009 Qtr 3: 0; 2009 Qtr 4: 2; 2010 Qtr 1: 0; 2010 Qtr 2: 0; 2010 Qtr 3: 0; 2010 Qtr 4: 0; 2011 Qtr 1: 0; 2011 Qtr 2: 0; 2011 Qtr 3: 0; 2011 Qtr 4: 0 | 2
0 | 211015-CFL, 14W lamp, A-Line, Integral or Modular, Tube or Spiral or Flood - ISR=0.76 |  | System | Residential | res:DEER:Indoor_CFL_Ltg | 0 |  |  |  |  | 2.5 | 0 | 0 | 0 | 0 | 2.5 | 22.723 |  | kWh | 0.0037734 | -0.44441 | Residential |  | Winter Only | [5 empty] | 5.3 | 0.6 |  |  |  | 0 | 5 | 0 | 0 | 0 | 0 | 0 | 0 | 0 | 0 | 0 | 0 | 2009 Qtr 1: 0; 2009 Qtr 2: 0; 2009 Qtr 3: 0; 2009 Qtr 4: 5; 2010 Qtr 1: 0; 2010 Qtr 2: 0; 2010 Qtr 3: 0; 2010 Qtr 4: 0; 2011 Qtr 1: 0; 2011 Qtr 2: 0; 2011 Qtr 3: 0; 2011 Qtr 4: 0 | 5
0 | 211004-23 Watt Intergral CFL - ISR=0.76 |  | System | Residential | res:DEER:Indoor_CFL_Ltg | 0 |  |  |  |  | 1.8498 | 0 | 0 | 0 | 0 | 1.8498 | 37.3307 |  | kWh | 0.0061993 | -0.73011 | Residential | [7 empty] | 6.6 | 0.6 |  |  |  | 0 | 4 | 0 | 0 | 0 | 0 | 0 | 0 | 0 | 0 | 0 | 0 | 2009 Qtr 1: 0; 2009 Qtr 2: 0; 2009 Qtr 3: 0; 2009 Qtr 4: 4; 2010 Qtr 1: 0; 2010 Qtr 2: 0; 2010 Qtr 3: 0; 2010 Qtr 4: 0; 2011 Qtr 1: 0; 2011 Qtr 2: 0; 2011 Qtr 3: 0; 2011 Qtr 4: 0 | 4
0 | 211015-CFL, 14W lamp, A-Line, Integral or Modular, Tube or Spiral or Flood - ISR=0.76 |  | System | Residential | res:DEER:Indoor_CFL_Ltg | 0 |  |  |  |  | 2.5 | 0 | 0 | 0 | 0 | 2.5 | 22.723 |  | kWh | 0.0037734 | -0.44441 | Residential |  | Winter Only | [5 empty] | 5.3 | 0.6 |  |  |  | 0 | 1 | 0 | 0 | 0 | 0 | 0 | 0 | 0 | 0 | 0 | 0 | 2009 Qtr 1: 0; 2009 Qtr 2: 0; 2009 Qtr 3: 0; 2009 Qtr 4: 1; 2010 Qtr 1: 0; 2010 Qtr 2: 0; 2010 Qtr 3: 0; 2010 Qtr 4: 0; 2011 Qtr 1: 0; 2011 Qtr 2: 0; 2011 Qtr 3: 0; 2011 Qtr 4: 0 | 1
0 | 211015-CFL, 14W lamp, A-Line, Integral or Modular, Tube or Spiral or Flood - ISR=0.76 |  | System | Residential | res:DEER:Indoor_CFL_Ltg | 0 |  |  |  |  | 2.5 | 0 | 0 | 0 | 0 | 2.5 | 22.723 |  | kWh | 0.0037734 | -0.44441 | Residential |  | Winter Only | [5 empty] | 5.3 | 0.6 |  |  |  | 0 | 4 | 0 | 0 | 0 | 0 | 0 | 0 | 0 | 0 | 0 | 0 | 2009 Qtr 1: 0; 2009 Qtr 2: 0; 2009 Qtr 3: 0; 2009 Qtr 4: 4; 2010 Qtr 1: 0; 2010 Qtr 2: 0; 2010 Qtr 3: 0; 2010 Qtr 4: 0; 2011 Qtr 1: 0; 2011 Qtr 2: 0; 2011 Qtr 3: 0; 2011 Qtr 4: 0 | 4
0 | 211013-Table Lamp 18-Watt Pin based |  | System | Residential | res:DEER:Indoor_CFL_Ltg | 0 |  |  |  |  | 20.9 | 0 | 0 | 0 | 0 | 20.9 | 38.4412 |  | kWh | 0.006383 | -0.75183 | Residential |  | Winter Only | [5 empty] | 15 | 0.85 |  |  |  | 0 | 1 | 0 | 0 | 0 | 0 | 0 | 0 | 0 | 0 | 0 | 0 | 2009 Qtr 1: 0; 2009 Qtr 2: 0; 2009 Qtr 3: 0; 2009 Qtr 4: 1; 2010 Qtr 1: 0; 2010 Qtr 2: 0; 2010 Qtr 3: 0; 2010 Qtr 4: 0; 2011 Qtr 1: 0; 2011 Qtr 2: 0; 2011 Qtr 3: 0; 2011 Qtr 4: 0 | 1
0 | 211017-Floor Lamp - 2 23 Watt pin based |  | System | Residential | res:DEER:Indoor_CFL_Ltg | 0 |  |  |  |  | 38.9 | 0 | 0 | 0 | 0 | 38.9 | 98.2386 |  | kWh | 0.016314 | -1.9213 | Residential |  | Winter Only | [5 empty] | 15 | 0.6 |  |  |  | 0 | 1 | 0 | 0 | 0 | 0 | 0 | 0 | 0 | 0 | 0 | 0 | 2009 Qtr 1: 0; 2009 Qtr 2: 0; 2009 Qtr 3: 0; 2009 Qtr 4: 1; 2010 Qtr 1: 0; 2010 Qtr 2: 0; 2010 Qtr 3: 0; 2010 Qtr 4: 0; 2011 Qtr 1: 0; 2011 Qtr 2: 0; 2011 Qtr 3: 0; 2011 Qtr 4: 0 | 1
0 | 211012-CFL 9W Globe Lamp - ISR=.76 |  | System | Residential | res:DEER:Indoor_CFL_Ltg | 0 |  |  |  |  | 2.2495 | 0 | 0 | 0 | 0 | 2.2495 | 19.2206 |  | kWh | 0.003192 | -0.37591 | Residential |  | Winter Only | [5 empty] | 5.3 | 0.85 |  |  |  | 0 | 4 | 0 | 0 | 0 | 0 | 0 | 0 | 0 | 0 | 0 | 0 | 2009 Qtr 1: 0; 2009 Qtr 2: 0; 2009 Qtr 3: 0; 2009 Qtr 4: 4; 2010 Qtr 1: 0; 2010 Qtr 2: 0; 2010 Qtr 3: 0; 2010 Qtr 4: 0; 2011 Qtr 1: 0; 2011 Qtr 2: 0; 2011 Qtr 3: 0; 2011 Qtr 4: 0 | 4
0 | 211004-23 Watt Intergral CFL - ISR=0.76 |  | System | Residential | res:DEER:Indoor_CFL_Ltg | 0 |  |  |  |  | 1.8498 | 0 | 0 | 0 | 0 | 1.8498 | 37.3307 |  | kWh | 0.0061993 | -0.73011 | Residential | [7 empty] | 6.6 | 0.6 |  |  |  | 0 | 5 | 0 | 0 | 0 | 0 | 0 | 0 | 0 | 0 | 0 | 0 | 2009 Qtr 1: 0; 2009 Qtr 2: 0; 2009 Qtr 3: 0; 2009 Qtr 4: 5; 2010 Qtr 1: 0; 2010 Qtr 2: 0; 2010 Qtr 3: 0; 2010 Qtr 4: 0; 2011 Qtr 1: 0; 2011 Qtr 2: 0; 2011 Qtr 3: 0; 2011 Qtr 4: 0 | 5
0 | 211004-23 Watt Intergral CFL - ISR=0.76 |  | System | Residential | res:DEER:Indoor_CFL_Ltg | 0 |  |  |  |  | 1.8498 | 0 | 0 | 0 | 0 | 1.8498 | 37.3307 |  | kWh | 0.0061993 | -0.73011 | Residential | [7 empty] | 6.6 | 0.6 |  |  |  | 0 | 2 | 0 | 0 | 0 | 0 | 0 | 0 | 0 | 0 | 0 | 0 | 2009 Qtr 1: 0; 2009 Qtr 2: 0; 2009 Qtr 3: 0; 2009 Qtr 4: 2; 2010 Qtr 1: 0; 2010 Qtr 2: 0; 2010 Qtr 3: 0; 2010 Qtr 4: 0; 2011 Qtr 1: 0; 2011 Qtr 2: 0; 2011 Qtr 3: 0; 2011 Qtr 4: 0 | 2
0 | 211013-Table Lamp 18-Watt Pin based |  | System | Residential | res:DEER:Indoor_CFL_Ltg | 0 |  |  |  |  | 20.9 | 0 | 0 | 0 | 0 | 20.9 | 38.4412 |  | kWh | 0.006383 | -0.75183 | Residential |  | Winter Only | [5 empty] | 15 | 0.85 |  |  |  | 0 | 2 | 0 | 0 | 0 | 0 | 0 | 0 | 0 | 0 | 0 | 0 | 2009 Qtr 1: 0; 2009 Qtr 2: 0; 2009 Qtr 3: 0; 2009 Qtr 4: 2; 2010 Qtr 1: 0; 2010 Qtr 2: 0; 2010 Qtr 3: 0; 2010 Qtr 4: 0; 2011 Qtr 1: 0; 2011 Qtr 2: 0; 2011 Qtr 3: 0; 2011 Qtr 4: 0 | 2
0 | 211015-CFL, 14W lamp, A-Line, Integral or Modular, Tube or Spiral or Flood - ISR=0.76 |  | System | Residential | res:DEER:Indoor_CFL_Ltg | 0 |  |  |  |  | 2.5 | 0 | 0 | 0 | 0 | 2.5 | 22.723 |  | kWh | 0.0037734 | -0.44441 | Residential |  | Winter Only | [5 empty] | 5.3 | 0.6 |  |  |  | 0 | 4 | 0 | 0 | 0 | 0 | 0 | 0 | 0 | 0 | 0 | 0 | 2009 Qtr 1: 0; 2009 Qtr 2: 0; 2009 Qtr 3: 0; 2009 Qtr 4: 4; 2010 Qtr 1: 0; 2010 Qtr 2: 0; 2010 Qtr 3: 0; 2010 Qtr 4: 0; 2011 Qtr 1: 0; 2011 Qtr 2: 0; 2011 Qtr 3: 0; 2011 Qtr 4: 0 | 4
0 | 211017-Floor Lamp - 2 23 Watt pin based |  | System | Residential | res:DEER:Indoor_CFL_Ltg | 0 |  |  |  |  | 38.9 | 0 | 0 | 0 | 0 | 38.9 | 98.2386 |  | kWh | 0.016314 | -1.9213 | Residential |  | Winter Only | [5 empty] | 15 | 0.6 |  |  |  | 0 | 1 | 0 | 0 | 0 | 0 | 0 | 0 | 0 | 0 | 0 | 0 | 2009 Qtr 1: 0; 2009 Qtr 2: 0; 2009 Qtr 3: 0; 2009 Qtr 4: 1; 2010 Qtr 1: 0; 2010 Qtr 2: 0; 2010 Qtr 3: 0; 2010 Qtr 4: 0; 2011 Qtr 1: 0; 2011 Qtr 2: 0; 2011 Qtr 3: 0; 2011 Qtr 4: 0 | 1
0 | 211016-CFL - 3 Way - 20 Watt median - ISR = 0.76 |  | System | Residential | res:DEER:Indoor_CFL_Ltg | 0 |  |  |  |  | 3.99 | 0 | 0 | 0 | 0 | 3.99 | 32.4614 |  | kWh | 0.0053907 | -0.63488 | Residential |  | Winter Only | [5 empty] | 5.3 | 0.6 |  |  |  | 0 | 5 | 0 | 0 | 0 | 0 | 0 | 0 | 0 | 0 | 0 | 0 | 2009 Qtr 1: 0; 2009 Qtr 2: 0; 2009 Qtr 3: 0; 2009 Qtr 4: 5; 2010 Qtr 1: 0; 2010 Qtr 2: 0; 2010 Qtr 3: 0; 2010 Qtr 4: 0; 2011 Qtr 1: 0; 2011 Qtr 2: 0; 2011 Qtr 3: 0; 2011 Qtr 4: 0 | 5
0 | 211016-CFL - 3 Way - 20 Watt median - ISR = 0.76 |  | System | Residential | res:DEER:Indoor_CFL_Ltg | 0 |  |  |  |  | 3.99 | 0 | 0 | 0 | 0 | 3.99 | 32.4614 |  | kWh | 0.0053907 | -0.63488 | Residential |  | Winter Only | [5 empty] | 5.3 | 0.6 |  |  |  | 0 | 3 | 0 | 0 | 0 | 0 | 0 | 0 | 0 | 0 | 0 | 0 | 2009 Qtr 1: 0; 2009 Qtr 2: 0; 2009 Qtr 3: 0; 2009 Qtr 4: 3; 2010 Qtr 1: 0; 2010 Qtr 2: 0; 2010 Qtr 3: 0; 2010 Qtr 4: 0; 2011 Qtr 1: 0; 2011 Qtr 2: 0; 2011 Qtr 3: 0; 2011 Qtr 4: 0 | 3
0 | 211004-23 Watt Intergral CFL - ISR=0.76 |  | System | Residential | res:DEER:Indoor_CFL_Ltg | 0 |  |  |  |  | 1.8498 | 0 | 0 | 0 | 0 | 1.8498 | 37.3307 |  | kWh | 0.0061993 | -0.73011 | Residential | [7 empty] | 6.6 | 0.6 |  |  |  | 0 | 2 | 0 | 0 | 0 | 0 | 0 | 0 | 0 | 0 | 0 | 0 | 2009 Qtr 1: 0; 2009 Qtr 2: 0; 2009 Qtr 3: 0; 2009 Qtr 4: 2; 2010 Qtr 1: 0; 2010 Qtr 2: 0; 2010 Qtr 3: 0; 2010 Qtr 4: 0; 2011 Qtr 1: 0; 2011 Qtr 2: 0; 2011 Qtr 3: 0; 2011 Qtr 4: 0 | 2
0 | 211004-23 Watt Intergral CFL - ISR=0.76 |  | System | Residential | res:DEER:Indoor_CFL_Ltg | 0 |  |  |  |  | 1.8498 | 0 | 0 | 0 | 0 | 1.8498 | 37.3307 |  | kWh | 0.0061993 | -0.73011 | Residential | [7 empty] | 6.6 | 0.6 |  |  |  | 0 | 3 | 0 | 0 | 0 | 0 | 0 | 0 | 0 | 0 | 0 | 0 | 2009 Qtr 1: 0; 2009 Qtr 2: 0; 2009 Qtr 3: 0; 2009 Qtr 4: 3; 2010 Qtr 1: 0; 2010 Qtr 2: 0; 2010 Qtr 3: 0; 2010 Qtr 4: 0; 2011 Qtr 1: 0; 2011 Qtr 2: 0; 2011 Qtr 3: 0; 2011 Qtr 4: 0 | 3
0 | 211012-CFL 9W Globe Lamp - ISR=.76 |  | System | Residential | res:DEER:Indoor_CFL_Ltg | 0 |  |  |  |  | 2.2495 | 0 | 0 | 0 | 0 | 2.2495 | 19.2206 |  | kWh | 0.003192 | -0.37591 | Residential |  | Winter Only | [5 empty] | 5.3 | 0.85 |  |  |  | 0 | 2 | 0 | 0 | 0 | 0 | 0 | 0 | 0 | 0 | 0 | 0 | 2009 Qtr 1: 0; 2009 Qtr 2: 0; 2009 Qtr 3: 0; 2009 Qtr 4: 2; 2010 Qtr 1: 0; 2010 Qtr 2: 0; 2010 Qtr 3: 0; 2010 Qtr 4: 0; 2011 Qtr 1: 0; 2011 Qtr 2: 0; 2011 Qtr 3: 0; 2011 Qtr 4: 0 | 2
0 | 211012-CFL 9W Globe Lamp - ISR=.76 |  | System | Residential | res:DEER:Indoor_CFL_Ltg | 0 |  |  |  |  | 2.2495 | 0 | 0 | 0 | 0 | 2.2495 | 19.2206 |  | kWh | 0.003192 | -0.37591 | Residential |  | Winter Only | [5 empty] | 5.3 | 0.85 |  |  |  | 0 | 1 | 0 | 0 | 0 | 0 | 0 | 0 | 0 | 0 | 0 | 0 | 2009 Qtr 1: 0; 2009 Qtr 2: 0; 2009 Qtr 3: 0; 2009 Qtr 4: 1; 2010 Qtr 1: 0; 2010 Qtr 2: 0; 2010 Qtr 3: 0; 2010 Qtr 4: 0; 2011 Qtr 1: 0; 2011 Qtr 2: 0; 2011 Qtr 3: 0; 2011 Qtr 4: 0 | 1
0 | 211003-Lighting - Torchiere - Energy Star (70 watt ) Turn-in |  | System | Residential | 19-RES-AllResidential-LIGHT | 0 |  |  |  |  | 22.63 | 0 | 0 | 0 | 0 | 22.63 | 191.406 |  | kWh | 0.01863 | 0 | Residential | [7 empty] | 15 | 0.85 |  |  |  | 0 | 1 | 0 | 0 | 0 | 0 | 0 | 0 | 0 | 0 | 0 | 0 | 2009 Qtr 1: 0; 2009 Qtr 2: 0; 2009 Qtr 3: 0; 2009 Qtr 4: 1; 2010 Qtr 1: 0; 2010 Qtr 2: 0; 2010 Qtr 3: 0; 2010 Qtr 4: 0; 2011 Qtr 1: 0; 2011 Qtr 2: 0; 2011 Qtr 3: 0; 2011 Qtr 4: 0 | 1
0 | 211016-CFL - 3 Way - 20 Watt median - ISR = 0.76 |  | System | Residential | res:DEER:Indoor_CFL_Ltg | 0 |  |  |  |  | 3.99 | 0 | 0 | 0 | 0 | 3.99 | 32.4614 |  | kWh | 0.0053907 | -0.63488 | Residential |  | Winter Only | [5 empty] | 5.3 | 0.6 |  |  |  | 0 | 1 | 0 | 0 | 0 | 0 | 0 | 0 | 0 | 0 | 0 | 0 | 2009 Qtr 1: 0; 2009 Qtr 2: 0; 2009 Qtr 3: 0; 2009 Qtr 4: 1; 2010 Qtr 1: 0; 2010 Qtr 2: 0; 2010 Qtr 3: 0; 2010 Qtr 4: 0; 2011 Qtr 1: 0; 2011 Qtr 2: 0; 2011 Qtr 3: 0; 2011 Qtr 4: 0 | 1
0 | 211015-CFL, 14W lamp, A-Line, Integral or Modular, Tube or Spiral or Flood - ISR=0.76 |  | System | Residential | res:DEER:Indoor_CFL_Ltg | 0 |  |  |  |  | 2.5 | 0 | 0 | 0 | 0 | 2.5 | 22.723 |  | kWh | 0.0037734 | -0.44441 | Residential |  | Winter Only | [5 empty] | 5.3 | 0.6 |  |  |  | 0 | 4 | 0 | 0 | 0 | 0 | 0 | 0 | 0 | 0 | 0 | 0 | 2009 Qtr 1: 0; 2009 Qtr 2: 0; 2009 Qtr 3: 0; 2009 Qtr 4: 4; 2010 Qtr 1: 0; 2010 Qtr 2: 0; 2010 Qtr 3: 0; 2010 Qtr 4: 0; 2011 Qtr 1: 0; 2011 Qtr 2: 0; 2011 Qtr 3: 0; 2011 Qtr 4: 0 | 4
0 | 211003-Lighting - Torchiere - Energy Star (70 watt ) Turn-in |  | System | Residential | 19-RES-AllResidential-LIGHT | 0 |  |  |  |  | 22.63 | 0 | 0 | 0 | 0 | 22.63 | 191.406 |  | kWh | 0.01863 | 0 | Residential | [7 empty] | 15 | 0.85 |  |  |  | 0 | 1 | 0 | 0 | 0 | 0 | 0 | 0 | 0 | 0 | 0 | 0 | 2009 Qtr 1: 0; 2009 Qtr 2: 0; 2009 Qtr 3: 0; 2009 Qtr 4: 1; 2010 Qtr 1: 0; 2010 Qtr 2: 0; 2010 Qtr 3: 0; 2010 Qtr 4: 0; 2011 Qtr 1: 0; 2011 Qtr 2: 0; 2011 Qtr 3: 0; 2011 Qtr 4: 0 | 1
0 | 211016-CFL - 3 Way - 20 Watt median - ISR = 0.76 |  | System | Residential | res:DEER:Indoor_CFL_Ltg | 0 |  |  |  |  | 3.99 | 0 | 0 | 0 | 0 | 3.99 | 32.4614 |  | kWh | 0.0053907 | -0.63488 | Residential |  | Winter Only | [5 empty] | 5.3 | 0.6 |  |  |  | 0 | 2 | 0 | 0 | 0 | 0 | 0 | 0 | 0 | 0 | 0 | 0 | 2009 Qtr 1: 0; 2009 Qtr 2: 0; 2009 Qtr 3: 0; 2009 Qtr 4: 2; 2010 Qtr 1: 0; 2010 Qtr 2: 0; 2010 Qtr 3: 0; 2010 Qtr 4: 0; 2011 Qtr 1: 0; 2011 Qtr 2: 0; 2011 Qtr 3: 0; 2011 Qtr 4: 0 | 2
0 | 211015-CFL, 14W lamp, A-Line, Integral or Modular, Tube or Spiral or Flood - ISR=0.76 |  | System | Residential | res:DEER:Indoor_CFL_Ltg | 0 |  |  |  |  | 2.5 | 0 | 0 | 0 | 0 | 2.5 | 22.723 |  | kWh | 0.0037734 | -0.44441 | Residential |  | Winter Only | [5 empty] | 5.3 | 0.6 |  |  |  | 0 | 3 | 0 | 0 | 0 | 0 | 0 | 0 | 0 | 0 | 0 | 0 | 2009 Qtr 1: 0; 2009 Qtr 2: 0; 2009 Qtr 3: 0; 2009 Qtr 4: 3; 2010 Qtr 1: 0; 2010 Qtr 2: 0; 2010 Qtr 3: 0; 2010 Qtr 4: 0; 2011 Qtr 1: 0; 2011 Qtr 2: 0; 2011 Qtr 3: 0; 2011 Qtr 4: 0 | 3
0 | 211004-23 Watt Intergral CFL - ISR=0.76 |  | System | Residential | res:DEER:Indoor_CFL_Ltg | 0 |  |  |  |  | 1.8498 | 0 | 0 | 0 | 0 | 1.8498 | 37.3307 |  | kWh | 0.0061993 | -0.73011 | Residential | [7 empty] | 6.6 | 0.6 |  |  |  | 0 | 2 | 0 | 0 | 0 | 0 | 0 | 0 | 0 | 0 | 0 | 0 | 2009 Qtr 1: 0; 2009 Qtr 2: 0; 2009 Qtr 3: 0; 2009 Qtr 4: 2; 2010 Qtr 1: 0; 2010 Qtr 2: 0; 2010 Qtr 3: 0; 2010 Qtr 4: 0; 2011 Qtr 1: 0; 2011 Qtr 2: 0; 2011 Qtr 3: 0; 2011 Qtr 4: 0 | 2
0 | 211016-CFL - 3 Way - 20 Watt median - ISR = 0.76 |  | System | Residential | res:DEER:Indoor_CFL_Ltg | 0 |  |  |  |  | 3.99 | 0 | 0 | 0 | 0 | 3.99 | 32.4614 |  | kWh | 0.0053907 | -0.63488 | Residential |  | Winter Only | [5 empty] | 5.3 | 0.6 |  |  |  | 0 | 2 | 0 | 0 | 0 | 0 | 0 | 0 | 0 | 0 | 0 | 0 | 2009 Qtr 1: 0; 2009 Qtr 2: 0; 2009 Qtr 3: 0; 2009 Qtr 4: 2; 2010 Qtr 1: 0; 2010 Qtr 2: 0; 2010 Qtr 3: 0; 2010 Qtr 4: 0; 2011 Qtr 1: 0; 2011 Qtr 2: 0; 2011 Qtr 3: 0; 2011 Qtr 4: 0 | 2
0 | 211017-Floor Lamp - 2 23 Watt pin based |  | System | Residential | res:DEER:Indoor_CFL_Ltg | 0 |  |  |  |  | 38.9 | 0 | 0 | 0 | 0 | 38.9 | 98.2386 |  | kWh | 0.016314 | -1.9213 | Residential |  | Winter Only | [5 empty] | 15 | 0.6 |  |  |  | 0 | 1 | 0 | 0 | 0 | 0 | 0 | 0 | 0 | 0 | 0 | 0 | 2009 Qtr 1: 0; 2009 Qtr 2: 0; 2009 Qtr 3: 0; 2009 Qtr 4: 1; 2010 Qtr 1: 0; 2010 Qtr 2: 0; 2010 Qtr 3: 0; 2010 Qtr 4: 0; 2011 Qtr 1: 0; 2011 Qtr 2: 0; 2011 Qtr 3: 0; 2011 Qtr 4: 0 | 1
0 | 211004-23 Watt Intergral CFL - ISR=0.76 |  | System | Residential | res:DEER:Indoor_CFL_Ltg | 0 |  |  |  |  | 1.8498 | 0 | 0 | 0 | 0 | 1.8498 | 37.3307 |  | kWh | 0.0061993 | -0.73011 | Residential | [7 empty] | 6.6 | 0.6 |  |  |  | 0 | 5 | 0 | 0 | 0 | 0 | 0 | 0 | 0 | 0 | 0 | 0 | 2009 Qtr 1: 0; 2009 Qtr 2: 0; 2009 Qtr 3: 0; 2009 Qtr 4: 5; 2010 Qtr 1: 0; 2010 Qtr 2: 0; 2010 Qtr 3: 0; 2010 Qtr 4: 0; 2011 Qtr 1: 0; 2011 Qtr 2: 0; 2011 Qtr 3: 0; 2011 Qtr 4: 0 | 5
0 | 211004-23 Watt Intergral CFL - ISR=0.76 |  | System | Residential | res:DEER:Indoor_CFL_Ltg | 0 |  |  |  |  | 1.8498 | 0 | 0 | 0 | 0 | 1.8498 | 37.3307 |  | kWh | 0.0061993 | -0.73011 | Residential | [7 empty] | 6.6 | 0.6 |  |  |  | 0 | 3 | 0 | 0 | 0 | 0 | 0 | 0 | 0 | 0 | 0 | 0 | 2009 Qtr 1: 0; 2009 Qtr 2: 0; 2009 Qtr 3: 0; 2009 Qtr 4: 3; 2010 Qtr 1: 0; 2010 Qtr 2: 0; 2010 Qtr 3: 0; 2010 Qtr 4: 0; 2011 Qtr 1: 0; 2011 Qtr 2: 0; 2011 Qtr 3: 0; 2011 Qtr 4: 0 | 3
0 | 211016-CFL - 3 Way - 20 Watt median - ISR = 0.76 |  | System | Residential | res:DEER:Indoor_CFL_Ltg | 0 |  |  |  |  | 3.99 | 0 | 0 | 0 | 0 | 3.99 | 32.4614 |  | kWh | 0.0053907 | -0.63488 | Residential |  | Winter Only | [5 empty] | 5.3 | 0.6 |  |  |  | 0 | 2 | 0 | 0 | 0 | 0 | 0 | 0 | 0 | 0 | 0 | 0 | 2009 Qtr 1: 0; 2009 Qtr 2: 0; 2009 Qtr 3: 0; 2009 Qtr 4: 2; 2010 Qtr 1: 0; 2010 Qtr 2: 0; 2010 Qtr 3: 0; 2010 Qtr 4: 0; 2011 Qtr 1: 0; 2011 Qtr 2: 0; 2011 Qtr 3: 0; 2011 Qtr 4: 0 | 2
0 | 211017-Floor Lamp - 2 23 Watt pin based |  | System | Residential | res:DEER:Indoor_CFL_Ltg | 0 |  |  |  |  | 38.9 | 0 | 0 | 0 | 0 | 38.9 | 98.2386 |  | kWh | 0.016314 | -1.9213 | Residential |  | Winter Only | [5 empty] | 15 | 0.6 |  |  |  | 0 | 1 | 0 | 0 | 0 | 0 | 0 | 0 | 0 | 0 | 0 | 0 | 2009 Qtr 1: 0; 2009 Qtr 2: 0; 2009 Qtr 3: 0; 2009 Qtr 4: 1; 2010 Qtr 1: 0; 2010 Qtr 2: 0; 2010 Qtr 3: 0; 2010 Qtr 4: 0; 2011 Qtr 1: 0; 2011 Qtr 2: 0; 2011 Qtr 3: 0; 2011 Qtr 4: 0 | 1
0 | 211016-CFL - 3 Way - 20 Watt median - ISR = 0.76 |  | System | Residential | res:DEER:Indoor_CFL_Ltg | 0 |  |  |  |  | 3.99 | 0 | 0 | 0 | 0 | 3.99 | 32.4614 |  | kWh | 0.0053907 | -0.63488 | Residential |  | Winter Only | [5 empty] | 5.3 | 0.6 |  |  |  | 0 | 3 | 0 | 0 | 0 | 0 | 0 | 0 | 0 | 0 | 0 | 0 | 2009 Qtr 1: 0; 2009 Qtr 2: 0; 2009 Qtr 3: 0; 2009 Qtr 4: 3; 2010 Qtr 1: 0; 2010 Qtr 2: 0; 2010 Qtr 3: 0; 2010 Qtr 4: 0; 2011 Qtr 1: 0; 2011 Qtr 2: 0; 2011 Qtr 3: 0; 2011 Qtr 4: 0 | 3
0 | 211015-CFL, 14W lamp, A-Line, Integral or Modular, Tube or Spiral or Flood - ISR=0.76 |  | System | Residential | res:DEER:Indoor_CFL_Ltg | 0 |  |  |  |  | 2.5 | 0 | 0 | 0 | 0 | 2.5 | 22.723 |  | kWh | 0.0037734 | -0.44441 | Residential |  | Winter Only | [5 empty] | 5.3 | 0.6 |  |  |  | 0 | 2 | 0 | 0 | 0 | 0 | 0 | 0 | 0 | 0 | 0 | 0 | 2009 Qtr 1: 0; 2009 Qtr 2: 0; 2009 Qtr 3: 0; 2009 Qtr 4: 2; 2010 Qtr 1: 0; 2010 Qtr 2: 0; 2010 Qtr 3: 0; 2010 Qtr 4: 0; 2011 Qtr 1: 0; 2011 Qtr 2: 0; 2011 Qtr 3: 0; 2011 Qtr 4: 0 | 2
0 | 211016-CFL - 3 Way - 20 Watt median - ISR = 0.76 |  | System | Residential | res:DEER:Indoor_CFL_Ltg | 0 |  |  |  |  | 3.99 | 0 | 0 | 0 | 0 | 3.99 | 32.4614 |  | kWh | 0.0053907 | -0.63488 | Residential |  | Winter Only | [5 empty] | 5.3 | 0.6 |  |  |  | 0 | 5 | 0 | 0 | 0 | 0 | 0 | 0 | 0 | 0 | 0 | 0 | 2009 Qtr 1: 0; 2009 Qtr 2: 0; 2009 Qtr 3: 0; 2009 Qtr 4: 5; 2010 Qtr 1: 0; 2010 Qtr 2: 0; 2010 Qtr 3: 0; 2010 Qtr 4: 0; 2011 Qtr 1: 0; 2011 Qtr 2: 0; 2011 Qtr 3: 0; 2011 Qtr 4: 0 | 5
0 | 211015-CFL, 14W lamp, A-Line, Integral or Modular, Tube or Spiral or Flood - ISR=0.76 |  | System | Residential | res:DEER:Indoor_CFL_Ltg | 0 |  |  |  |  | 2.5 | 0 | 0 | 0 | 0 | 2.5 | 22.723 |  | kWh | 0.0037734 | -0.44441 | Residential |  | Winter Only | [5 empty] | 5.3 | 0.6 |  |  |  | 0 | 5 | 0 | 0 | 0 | 0 | 0 | 0 | 0 | 0 | 0 | 0 | 2009 Qtr 1: 0; 2009 Qtr 2: 0; 2009 Qtr 3: 0; 2009 Qtr 4: 5; 2010 Qtr 1: 0; 2010 Qtr 2: 0; 2010 Qtr 3: 0; 2010 Qtr 4: 0; 2011 Qtr 1: 0; 2011 Qtr 2: 0; 2011 Qtr 3: 0; 2011 Qtr 4: 0 | 5
0 | 211013-Table Lamp 18-Watt Pin based |  | System | Residential | res:DEER:Indoor_CFL_Ltg | 0 |  |  |  |  | 20.9 | 0 | 0 | 0 | 0 | 20.9 | 38.4412 |  | kWh | 0.006383 | -0.75183 | Residential |  | Winter Only | [5 empty] | 15 | 0.85 |  |  |  | 0 | 1 | 0 | 0 | 0 | 0 | 0 | 0 | 0 | 0 | 0 | 0 | 2009 Qtr 1: 0; 2009 Qtr 2: 0; 2009 Qtr 3: 0; 2009 Qtr 4: 1; 2010 Qtr 1: 0; 2010 Qtr 2: 0; 2010 Qtr 3: 0; 2010 Qtr 4: 0; 2011 Qtr 1: 0; 2011 Qtr 2: 0; 2011 Qtr 3: 0; 2011 Qtr 4: 0 | 1
0 | 211017-Floor Lamp - 2 23 Watt pin based |  | System | Residential | res:DEER:Indoor_CFL_Ltg | 0 |  |  |  |  | 38.9 | 0 | 0 | 0 | 0 | 38.9 | 98.2386 |  | kWh | 0.016314 | -1.9213 | Residential |  | Winter Only | [5 empty] | 15 | 0.6 |  |  |  | 0 | 1 | 0 | 0 | 0 | 0 | 0 | 0 | 0 | 0 | 0 | 0 | 2009 Qtr 1: 0; 2009 Qtr 2: 0; 2009 Qtr 3: 0; 2009 Qtr 4: 1; 2010 Qtr 1: 0; 2010 Qtr 2: 0; 2010 Qtr 3: 0; 2010 Qtr 4: 0; 2011 Qtr 1: 0; 2011 Qtr 2: 0; 2011 Qtr 3: 0; 2011 Qtr 4: 0 | 1
0 | 211012-CFL 9W Globe Lamp - ISR=.76 |  | System | Residential | res:DEER:Indoor_CFL_Ltg | 0 |  |  |  |  | 2.2495 | 0 | 0 | 0 | 0 | 2.2495 | 19.2206 |  | kWh | 0.003192 | -0.37591 | Residential |  | Winter Only | [5 empty] | 5.3 | 0.85 |  |  |  | 0 | 5 | 0 | 0 | 0 | 0 | 0 | 0 | 0 | 0 | 0 | 0 | 2009 Qtr 1: 0; 2009 Qtr 2: 0; 2009 Qtr 3: 0; 2009 Qtr 4: 5; 2010 Qtr 1: 0; 2010 Qtr 2: 0; 2010 Qtr 3: 0; 2010 Qtr 4: 0; 2011 Qtr 1: 0; 2011 Qtr 2: 0; 2011 Qtr 3: 0; 2011 Qtr 4: 0 | 5
0 | 211012-CFL 9W Globe Lamp - ISR=.76 |  | System | Residential | res:DEER:Indoor_CFL_Ltg | 0 |  |  |  |  | 2.2495 | 0 | 0 | 0 | 0 | 2.2495 | 19.2206 |  | kWh | 0.003192 | -0.37591 | Residential |  | Winter Only | [5 empty] | 5.3 | 0.85 |  |  |  | 0 | 5 | 0 | 0 | 0 | 0 | 0 | 0 | 0 | 0 | 0 | 0 | 2009 Qtr 1: 0; 2009 Qtr 2: 0; 2009 Qtr 3: 0; 2009 Qtr 4: 5; 2010 Qtr 1: 0; 2010 Qtr 2: 0; 2010 Qtr 3: 0; 2010 Qtr 4: 0; 2011 Qtr 1: 0; 2011 Qtr 2: 0; 2011 Qtr 3: 0; 2011 Qtr 4: 0 | 5
0 | 211016-CFL - 3 Way - 20 Watt median - ISR = 0.76 |  | System | Residential | res:DEER:Indoor_CFL_Ltg | 0 |  |  |  |  | 3.99 | 0 | 0 | 0 | 0 | 3.99 | 32.4614 |  | kWh | 0.0053907 | -0.63488 | Residential |  | Winter Only | [5 empty] | 5.3 | 0.6 |  |  |  | 0 | 5 | 0 | 0 | 0 | 0 | 0 | 0 | 0 | 0 | 0 | 0 | 2009 Qtr 1: 0; 2009 Qtr 2: 0; 2009 Qtr 3: 0; 2009 Qtr 4: 5; 2010 Qtr 1: 0; 2010 Qtr 2: 0; 2010 Qtr 3: 0; 2010 Qtr 4: 0; 2011 Qtr 1: 0; 2011 Qtr 2: 0; 2011 Qtr 3: 0; 2011 Qtr 4: 0 | 5
0 | 211013-Table Lamp 18-Watt Pin based |  | System | Residential | res:DEER:Indoor_CFL_Ltg | 0 |  |  |  |  | 20.9 | 0 | 0 | 0 | 0 | 20.9 | 38.4412 |  | kWh | 0.006383 | -0.75183 | Residential |  | Winter Only | [5 empty] | 15 | 0.85 |  |  |  | 0 | 1 | 0 | 0 | 0 | 0 | 0 | 0 | 0 | 0 | 0 | 0 | 2009 Qtr 1: 0; 2009 Qtr 2: 0; 2009 Qtr 3: 0; 2009 Qtr 4: 1; 2010 Qtr 1: 0; 2010 Qtr 2: 0; 2010 Qtr 3: 0; 2010 Qtr 4: 0; 2011 Qtr 1: 0; 2011 Qtr 2: 0; 2011 Qtr 3: 0; 2011 Qtr 4: 0 | 1
0 | 211004-23 Watt Intergral CFL - ISR=0.76 |  | System | Residential | res:DEER:Indoor_CFL_Ltg | 0 |  |  |  |  | 1.8498 | 0 | 0 | 0 | 0 | 1.8498 | 37.3307 |  | kWh | 0.0061993 | -0.73011 | Residential | [7 empty] | 6.6 | 0.6 |  |  |  | 0 | 3 | 0 | 0 | 0 | 0 | 0 | 0 | 0 | 0 | 0 | 0 | 2009 Qtr 1: 0; 2009 Qtr 2: 0; 2009 Qtr 3: 0; 2009 Qtr 4: 3; 2010 Qtr 1: 0; 2010 Qtr 2: 0; 2010 Qtr 3: 0; 2010 Qtr 4: 0; 2011 Qtr 1: 0; 2011 Qtr 2: 0; 2011 Qtr 3: 0; 2011 Qtr 4: 0 | 3
0 | 211015-CFL, 14W lamp, A-Line, Integral or Modular, Tube or Spiral or Flood - ISR=0.76 |  | System | Residential | res:DEER:Indoor_CFL_Ltg | 0 |  |  |  |  | 2.5 | 0 | 0 | 0 | 0 | 2.5 | 22.723 |  | kWh | 0.0037734 | -0.44441 | Residential |  | Winter Only | [5 empty] | 5.3 | 0.6 |  |  |  | 0 | 2 | 0 | 0 | 0 | 0 | 0 | 0 | 0 | 0 | 0 | 0 | 2009 Qtr 1: 0; 2009 Qtr 2: 0; 2009 Qtr 3: 0; 2009 Qtr 4: 2; 2010 Qtr 1: 0; 2010 Qtr 2: 0; 2010 Qtr 3: 0; 2010 Qtr 4: 0; 2011 Qtr 1: 0; 2011 Qtr 2: 0; 2011 Qtr 3: 0; 2011 Qtr 4: 0 | 2
0 | 211016-CFL - 3 Way - 20 Watt median - ISR = 0.76 |  | System | Residential | res:DEER:Indoor_CFL_Ltg | 0 |  |  |  |  | 3.99 | 0 | 0 | 0 | 0 | 3.99 | 32.4614 |  | kWh | 0.0053907 | -0.63488 | Residential |  | Winter Only | [5 empty] | 5.3 | 0.6 |  |  |  | 0 | 5 | 0 | 0 | 0 | 0 | 0 | 0 | 0 | 0 | 0 | 0 | 2009 Qtr 1: 0; 2009 Qtr 2: 0; 2009 Qtr 3: 0; 2009 Qtr 4: 5; 2010 Qtr 1: 0; 2010 Qtr 2: 0; 2010 Qtr 3: 0; 2010 Qtr 4: 0; 2011 Qtr 1: 0; 2011 Qtr 2: 0; 2011 Qtr 3: 0; 2011 Qtr 4: 0 | 5
0 | 211015-CFL, 14W lamp, A-Line, Integral or Modular, Tube or Spiral or Flood - ISR=0.76 |  | System | Residential | res:DEER:Indoor_CFL_Ltg | 0 |  |  |  |  | 2.5 | 0 | 0 | 0 | 0 | 2.5 | 22.723 |  | kWh | 0.0037734 | -0.44441 | Residential |  | Winter Only | [5 empty] | 5.3 | 0.6 |  |  |  | 0 | 5 | 0 | 0 | 0 | 0 | 0 | 0 | 0 | 0 | 0 | 0 | 2009 Qtr 1: 0; 2009 Qtr 2: 0; 2009 Qtr 3: 0; 2009 Qtr 4: 5; 2010 Qtr 1: 0; 2010 Qtr 2: 0; 2010 Qtr 3: 0; 2010 Qtr 4: 0; 2011 Qtr 1: 0; 2011 Qtr 2: 0; 2011 Qtr 3: 0; 2011 Qtr 4: 0 | 5
0 | 211017-Floor Lamp - 2 23 Watt pin based |  | System | Residential | res:DEER:Indoor_CFL_Ltg | 0 |  |  |  |  | 38.9 | 0 | 0 | 0 | 0 | 38.9 | 98.2386 |  | kWh | 0.016314 | -1.9213 | Residential |  | Winter Only | [5 empty] | 15 | 0.6 |  |  |  | 0 | 2 | 0 | 0 | 0 | 0 | 0 | 0 | 0 | 0 | 0 | 0 | 2009 Qtr 1: 0; 2009 Qtr 2: 0; 2009 Qtr 3: 0; 2009 Qtr 4: 2; 2010 Qtr 1: 0; 2010 Qtr 2: 0; 2010 Qtr 3: 0; 2010 Qtr 4: 0; 2011 Qtr 1: 0; 2011 Qtr 2: 0; 2011 Qtr 3: 0; 2011 Qtr 4: 0 | 2
0 | 211012-CFL 9W Globe Lamp - ISR=.76 |  | System | Residential | res:DEER:Indoor_CFL_Ltg | 0 |  |  |  |  | 2.2495 | 0 | 0 | 0 | 0 | 2.2495 | 19.2206 |  | kWh | 0.003192 | -0.37591 | Residential |  | Winter Only | [5 empty] | 5.3 | 0.85 |  |  |  | 0 | 1 | 0 | 0 | 0 | 0 | 0 | 0 | 0 | 0 | 0 | 0 | 2009 Qtr 1: 0; 2009 Qtr 2: 0; 2009 Qtr 3: 0; 2009 Qtr 4: 1; 2010 Qtr 1: 0; 2010 Qtr 2: 0; 2010 Qtr 3: 0; 2010 Qtr 4: 0; 2011 Qtr 1: 0; 2011 Qtr 2: 0; 2011 Qtr 3: 0; 2011 Qtr 4: 0 | 1
0 | 211004-23 Watt Intergral CFL - ISR=0.76 |  | System | Residential | res:DEER:Indoor_CFL_Ltg | 0 |  |  |  |  | 1.8498 | 0 | 0 | 0 | 0 | 1.8498 | 37.3307 |  | kWh | 0.0061993 | -0.73011 | Residential | [7 empty] | 6.6 | 0.6 |  |  |  | 0 | 1 | 0 | 0 | 0 | 0 | 0 | 0 | 0 | 0 | 0 | 0 | 2009 Qtr 1: 0; 2009 Qtr 2: 0; 2009 Qtr 3: 0; 2009 Qtr 4: 1; 2010 Qtr 1: 0; 2010 Qtr 2: 0; 2010 Qtr 3: 0; 2010 Qtr 4: 0; 2011 Qtr 1: 0; 2011 Qtr 2: 0; 2011 Qtr 3: 0; 2011 Qtr 4: 0 | 1
0 | 211015-CFL, 14W lamp, A-Line, Integral or Modular, Tube or Spiral or Flood - ISR=0.76 |  | System | Residential | res:DEER:Indoor_CFL_Ltg | 0 |  |  |  |  | 2.5 | 0 | 0 | 0 | 0 | 2.5 | 22.723 |  | kWh | 0.0037734 | -0.44441 | Residential |  | Winter Only | [5 empty] | 5.3 | 0.6 |  |  |  | 0 | 3 | 0 | 0 | 0 | 0 | 0 | 0 | 0 | 0 | 0 | 0 | 2009 Qtr 1: 0; 2009 Qtr 2: 0; 2009 Qtr 3: 0; 2009 Qtr 4: 3; 2010 Qtr 1: 0; 2010 Qtr 2: 0; 2010 Qtr 3: 0; 2010 Qtr 4: 0; 2011 Qtr 1: 0; 2011 Qtr 2: 0; 2011 Qtr 3: 0; 2011 Qtr 4: 0 | 3
0 | 211004-23 Watt Intergral CFL - ISR=0.76 |  | System | Residential | res:DEER:Indoor_CFL_Ltg | 0 |  |  |  |  | 1.8498 | 0 | 0 | 0 | 0 | 1.8498 | 37.3307 |  | kWh | 0.0061993 | -0.73011 | Residential | [7 empty] | 6.6 | 0.6 |  |  |  | 0 | 5 | 0 | 0 | 0 | 0 | 0 | 0 | 0 | 0 | 0 | 0 | 2009 Qtr 1: 0; 2009 Qtr 2: 0; 2009 Qtr 3: 0; 2009 Qtr 4: 5; 2010 Qtr 1: 0; 2010 Qtr 2: 0; 2010 Qtr 3: 0; 2010 Qtr 4: 0; 2011 Qtr 1: 0; 2011 Qtr 2: 0; 2011 Qtr 3: 0; 2011 Qtr 4: 0 | 5
0 | 211004-23 Watt Intergral CFL - ISR=0.76 |  | System | Residential | res:DEER:Indoor_CFL_Ltg | 0 |  |  |  |  | 1.8498 | 0 | 0 | 0 | 0 | 1.8498 | 37.3307 |  | kWh | 0.0061993 | -0.73011 | Residential | [7 empty] | 6.6 | 0.6 |  |  |  | 0 | 2 | 0 | 0 | 0 | 0 | 0 | 0 | 0 | 0 | 0 | 0 | 2009 Qtr 1: 0; 2009 Qtr 2: 0; 2009 Qtr 3: 0; 2009 Qtr 4: 2; 2010 Qtr 1: 0; 2010 Qtr 2: 0; 2010 Qtr 3: 0; 2010 Qtr 4: 0; 2011 Qtr 1: 0; 2011 Qtr 2: 0; 2011 Qtr 3: 0; 2011 Qtr 4: 0 | 2
0 | 211016-CFL - 3 Way - 20 Watt median - ISR = 0.76 |  | System | Residential | res:DEER:Indoor_CFL_Ltg | 0 |  |  |  |  | 3.99 | 0 | 0 | 0 | 0 | 3.99 | 32.4614 |  | kWh | 0.0053907 | -0.63488 | Residential |  | Winter Only | [5 empty] | 5.3 | 0.6 |  |  |  | 0 | 3 | 0 | 0 | 0 | 0 | 0 | 0 | 0 | 0 | 0 | 0 | 2009 Qtr 1: 0; 2009 Qtr 2: 0; 2009 Qtr 3: 0; 2009 Qtr 4: 3; 2010 Qtr 1: 0; 2010 Qtr 2: 0; 2010 Qtr 3: 0; 2010 Qtr 4: 0; 2011 Qtr 1: 0; 2011 Qtr 2: 0; 2011 Qtr 3: 0; 2011 Qtr 4: 0 | 3
0 | 211004-23 Watt Intergral CFL - ISR=0.76 |  | System | Residential | res:DEER:Indoor_CFL_Ltg | 0 |  |  |  |  | 1.8498 | 0 | 0 | 0 | 0 | 1.8498 | 37.3307 |  | kWh | 0.0061993 | -0.73011 | Residential | [7 empty] | 6.6 | 0.6 |  |  |  | 0 | 1 | 0 | 0 | 0 | 0 | 0 | 0 | 0 | 0 | 0 | 0 | 2009 Qtr 1: 0; 2009 Qtr 2: 0; 2009 Qtr 3: 0; 2009 Qtr 4: 1; 2010 Qtr 1: 0; 2010 Qtr 2: 0; 2010 Qtr 3: 0; 2010 Qtr 4: 0; 2011 Qtr 1: 0; 2011 Qtr 2: 0; 2011 Qtr 3: 0; 2011 Qtr 4: 0 | 1
0 | 211016-CFL - 3 Way - 20 Watt median - ISR = 0.76 |  | System | Residential | res:DEER:Indoor_CFL_Ltg | 0 |  |  |  |  | 3.99 | 0 | 0 | 0 | 0 | 3.99 | 32.4614 |  | kWh | 0.0053907 | -0.63488 | Residential |  | Winter Only | [5 empty] | 5.3 | 0.6 |  |  |  | 0 | 4 | 0 | 0 | 0 | 0 | 0 | 0 | 0 | 0 | 0 | 0 | 2009 Qtr 1: 0; 2009 Qtr 2: 0; 2009 Qtr 3: 0; 2009 Qtr 4: 4; 2010 Qtr 1: 0; 2010 Qtr 2: 0; 2010 Qtr 3: 0; 2010 Qtr 4: 0; 2011 Qtr 1: 0; 2011 Qtr 2: 0; 2011 Qtr 3: 0; 2011 Qtr 4: 0 | 4
0 | 211004-23 Watt Intergral CFL - ISR=0.76 |  | System | Residential | res:DEER:Indoor_CFL_Ltg | 0 |  |  |  |  | 1.8498 | 0 | 0 | 0 | 0 | 1.8498 | 37.3307 |  | kWh | 0.0061993 | -0.73011 | Residential | [7 empty] | 6.6 | 0.6 |  |  |  | 0 | 5 | 0 | 0 | 0 | 0 | 0 | 0 | 0 | 0 | 0 | 0 | 2009 Qtr 1: 0; 2009 Qtr 2: 0; 2009 Qtr 3: 0; 2009 Qtr 4: 5; 2010 Qtr 1: 0; 2010 Qtr 2: 0; 2010 Qtr 3: 0; 2010 Qtr 4: 0; 2011 Qtr 1: 0; 2011 Qtr 2: 0; 2011 Qtr 3: 0; 2011 Qtr 4: 0 | 5
0 | 211004-23 Watt Intergral CFL - ISR=0.76 |  | System | Residential | res:DEER:Indoor_CFL_Ltg | 0 |  |  |  |  | 1.8498 | 0 | 0 | 0 | 0 | 1.8498 | 37.3307 |  | kWh | 0.0061993 | -0.73011 | Residential | [7 empty] | 6.6 | 0.6 |  |  |  | 0 | 4 | 0 | 0 | 0 | 0 | 0 | 0 | 0 | 0 | 0 | 0 | 2009 Qtr 1: 0; 2009 Qtr 2: 0; 2009 Qtr 3: 0; 2009 Qtr 4: 4; 2010 Qtr 1: 0; 2010 Qtr 2: 0; 2010 Qtr 3: 0; 2010 Qtr 4: 0; 2011 Qtr 1: 0; 2011 Qtr 2: 0; 2011 Qtr 3: 0; 2011 Qtr 4: 0 | 4
0 | 211015-CFL, 14W lamp, A-Line, Integral or Modular, Tube or Spiral or Flood - ISR=0.76 |  | System | Residential | res:DEER:Indoor_CFL_Ltg | 0 |  |  |  |  | 2.5 | 0 | 0 | 0 | 0 | 2.5 | 22.723 |  | kWh | 0.0037734 | -0.44441 | Residential |  | Winter Only | [5 empty] | 5.3 | 0.6 |  |  |  | 0 | 1 | 0 | 0 | 0 | 0 | 0 | 0 | 0 | 0 | 0 | 0 | 2009 Qtr 1: 0; 2009 Qtr 2: 0; 2009 Qtr 3: 0; 2009 Qtr 4: 1; 2010 Qtr 1: 0; 2010 Qtr 2: 0; 2010 Qtr 3: 0; 2010 Qtr 4: 0; 2011 Qtr 1: 0; 2011 Qtr 2: 0; 2011 Qtr 3: 0; 2011 Qtr 4: 0 | 1
0 | 211017-Floor Lamp - 2 23 Watt pin based |  | System | Residential | res:DEER:Indoor_CFL_Ltg | 0 |  |  |  |  | 38.9 | 0 | 0 | 0 | 0 | 38.9 | 98.2386 |  | kWh | 0.016314 | -1.9213 | Residential |  | Winter Only | [5 empty] | 15 | 0.6 |  |  |  | 0 | 2 | 0 | 0 | 0 | 0 | 0 | 0 | 0 | 0 | 0 | 0 | 2009 Qtr 1: 0; 2009 Qtr 2: 0; 2009 Qtr 3: 0; 2009 Qtr 4: 2; 2010 Qtr 1: 0; 2010 Qtr 2: 0; 2010 Qtr 3: 0; 2010 Qtr 4: 0; 2011 Qtr 1: 0; 2011 Qtr 2: 0; 2011 Qtr 3: 0; 2011 Qtr 4: 0 | 2
0 | 211012-CFL 9W Globe Lamp - ISR=.76 |  | System | Residential | res:DEER:Indoor_CFL_Ltg | 0 |  |  |  |  | 2.2495 | 0 | 0 | 0 | 0 | 2.2495 | 19.2206 |  | kWh | 0.003192 | -0.37591 | Residential |  | Winter Only | [5 empty] | 5.3 | 0.85 |  |  |  | 0 | 5 | 0 | 0 | 0 | 0 | 0 | 0 | 0 | 0 | 0 | 0 | 2009 Qtr 1: 0; 2009 Qtr 2: 0; 2009 Qtr 3: 0; 2009 Qtr 4: 5; 2010 Qtr 1: 0; 2010 Qtr 2: 0; 2010 Qtr 3: 0; 2010 Qtr 4: 0; 2011 Qtr 1: 0; 2011 Qtr 2: 0; 2011 Qtr 3: 0; 2011 Qtr 4: 0 | 5
0 | 211016-CFL - 3 Way - 20 Watt median - ISR = 0.76 |  | System | Residential | res:DEER:Indoor_CFL_Ltg | 0 |  |  |  |  | 3.99 | 0 | 0 | 0 | 0 | 3.99 | 32.4614 |  | kWh | 0.0053907 | -0.63488 | Residential |  | Winter Only | [5 empty] | 5.3 | 0.6 |  |  |  | 0 | 4 | 0 | 0 | 0 | 0 | 0 | 0 | 0 | 0 | 0 | 0 | 2009 Qtr 1: 0; 2009 Qtr 2: 0; 2009 Qtr 3: 0; 2009 Qtr 4: 4; 2010 Qtr 1: 0; 2010 Qtr 2: 0; 2010 Qtr 3: 0; 2010 Qtr 4: 0; 2011 Qtr 1: 0; 2011 Qtr 2: 0; 2011 Qtr 3: 0; 2011 Qtr 4: 0 | 4
0 | 211017-Floor Lamp - 2 23 Watt pin based |  | System | Residential | res:DEER:Indoor_CFL_Ltg | 0 |  |  |  |  | 38.9 | 0 | 0 | 0 | 0 | 38.9 | 98.2386 |  | kWh | 0.016314 | -1.9213 | Residential |  | Winter Only | [5 empty] | 15 | 0.6 |  |  |  | 0 | 2 | 0 | 0 | 0 | 0 | 0 | 0 | 0 | 0 | 0 | 0 | 2009 Qtr 1: 0; 2009 Qtr 2: 0; 2009 Qtr 3: 0; 2009 Qtr 4: 2; 2010 Qtr 1: 0; 2010 Qtr 2: 0; 2010 Qtr 3: 0; 2010 Qtr 4: 0; 2011 Qtr 1: 0; 2011 Qtr 2: 0; 2011 Qtr 3: 0; 2011 Qtr 4: 0 | 2
0 | 211004-23 Watt Intergral CFL - ISR=0.76 |  | System | Residential | res:DEER:Indoor_CFL_Ltg | 0 |  |  |  |  | 1.8498 | 0 | 0 | 0 | 0 | 1.8498 | 37.3307 |  | kWh | 0.0061993 | -0.73011 | Residential | [7 empty] | 6.6 | 0.6 |  |  |  | 0 | 2 | 0 | 0 | 0 | 0 | 0 | 0 | 0 | 0 | 0 | 0 | 2009 Qtr 1: 0; 2009 Qtr 2: 0; 2009 Qtr 3: 0; 2009 Qtr 4: 2; 2010 Qtr 1: 0; 2010 Qtr 2: 0; 2010 Qtr 3: 0; 2010 Qtr 4: 0; 2011 Qtr 1: 0; 2011 Qtr 2: 0; 2011 Qtr 3: 0; 2011 Qtr 4: 0 | 2
0 | 211016-CFL - 3 Way - 20 Watt median - ISR = 0.76 |  | System | Residential | res:DEER:Indoor_CFL_Ltg | 0 |  |  |  |  | 3.99 | 0 | 0 | 0 | 0 | 3.99 | 32.4614 |  | kWh | 0.0053907 | -0.63488 | Residential |  | Winter Only | [5 empty] | 5.3 | 0.6 |  |  |  | 0 | 2 | 0 | 0 | 0 | 0 | 0 | 0 | 0 | 0 | 0 | 0 | 2009 Qtr 1: 0; 2009 Qtr 2: 0; 2009 Qtr 3: 0; 2009 Qtr 4: 2; 2010 Qtr 1: 0; 2010 Qtr 2: 0; 2010 Qtr 3: 0; 2010 Qtr 4: 0; 2011 Qtr 1: 0; 2011 Qtr 2: 0; 2011 Qtr 3: 0; 2011 Qtr 4: 0 | 2
0 | 211004-23 Watt Intergral CFL - ISR=0.76 |  | System | Residential | res:DEER:Indoor_CFL_Ltg | 0 |  |  |  |  | 1.8498 | 0 | 0 | 0 | 0 | 1.8498 | 37.3307 |  | kWh | 0.0061993 | -0.73011 | Residential | [7 empty] | 6.6 | 0.6 |  |  |  | 0 | 5 | 0 | 0 | 0 | 0 | 0 | 0 | 0 | 0 | 0 | 0 | 2009 Qtr 1: 0; 2009 Qtr 2: 0; 2009 Qtr 3: 0; 2009 Qtr 4: 5; 2010 Qtr 1: 0; 2010 Qtr 2: 0; 2010 Qtr 3: 0; 2010 Qtr 4: 0; 2011 Qtr 1: 0; 2011 Qtr 2: 0; 2011 Qtr 3: 0; 2011 Qtr 4: 0 | 5
0 | 211004-23 Watt Intergral CFL - ISR=0.76 |  | System | Residential | res:DEER:Indoor_CFL_Ltg | 0 |  |  |  |  | 1.8498 | 0 | 0 | 0 | 0 | 1.8498 | 37.3307 |  | kWh | 0.0061993 | -0.73011 | Residential | [7 empty] | 6.6 | 0.6 |  |  |  | 0 | 5 | 0 | 0 | 0 | 0 | 0 | 0 | 0 | 0 | 0 | 0 | 2009 Qtr 1: 0; 2009 Qtr 2: 0; 2009 Qtr 3: 0; 2009 Qtr 4: 5; 2010 Qtr 1: 0; 2010 Qtr 2: 0; 2010 Qtr 3: 0; 2010 Qtr 4: 0; 2011 Qtr 1: 0; 2011 Qtr 2: 0; 2011 Qtr 3: 0; 2011 Qtr 4: 0 | 5
0 | 211012-CFL 9W Globe Lamp - ISR=.76 |  | System | Residential | res:DEER:Indoor_CFL_Ltg | 0 |  |  |  |  | 2.2495 | 0 | 0 | 0 | 0 | 2.2495 | 19.2206 |  | kWh | 0.003192 | -0.37591 | Residential |  | Winter Only | [5 empty] | 5.3 | 0.85 |  |  |  | 0 | 1 | 0 | 0 | 0 | 0 | 0 | 0 | 0 | 0 | 0 | 0 | 2009 Qtr 1: 0; 2009 Qtr 2: 0; 2009 Qtr 3: 0; 2009 Qtr 4: 1; 2010 Qtr 1: 0; 2010 Qtr 2: 0; 2010 Qtr 3: 0; 2010 Qtr 4: 0; 2011 Qtr 1: 0; 2011 Qtr 2: 0; 2011 Qtr 3: 0; 2011 Qtr 4: 0 | 1
0 | 211004-23 Watt Intergral CFL - ISR=0.76 |  | System | Residential | res:DEER:Indoor_CFL_Ltg | 0 |  |  |  |  | 1.8498 | 0 | 0 | 0 | 0 | 1.8498 | 37.3307 |  | kWh | 0.0061993 | -0.73011 | Residential | [7 empty] | 6.6 | 0.6 |  |  |  | 0 | 3 | 0 | 0 | 0 | 0 | 0 | 0 | 0 | 0 | 0 | 0 | 2009 Qtr 1: 0; 2009 Qtr 2: 0; 2009 Qtr 3: 0; 2009 Qtr 4: 3; 2010 Qtr 1: 0; 2010 Qtr 2: 0; 2010 Qtr 3: 0; 2010 Qtr 4: 0; 2011 Qtr 1: 0; 2011 Qtr 2: 0; 2011 Qtr 3: 0; 2011 Qtr 4: 0 | 3
0 | 211016-CFL - 3 Way - 20 Watt median - ISR = 0.76 |  | System | Residential | res:DEER:Indoor_CFL_Ltg | 0 |  |  |  |  | 3.99 | 0 | 0 | 0 | 0 | 3.99 | 32.4614 |  | kWh | 0.0053907 | -0.63488 | Residential |  | Winter Only | [5 empty] | 5.3 | 0.6 |  |  |  | 0 | 1 | 0 | 0 | 0 | 0 | 0 | 0 | 0 | 0 | 0 | 0 | 2009 Qtr 1: 0; 2009 Qtr 2: 0; 2009 Qtr 3: 0; 2009 Qtr 4: 1; 2010 Qtr 1: 0; 2010 Qtr 2: 0; 2010 Qtr 3: 0; 2010 Qtr 4: 0; 2011 Qtr 1: 0; 2011 Qtr 2: 0; 2011 Qtr 3: 0; 2011 Qtr 4: 0 | 1
0 | 211017-Floor Lamp - 2 23 Watt pin based |  | System | Residential | res:DEER:Indoor_CFL_Ltg | 0 |  |  |  |  | 38.9 | 0 | 0 | 0 | 0 | 38.9 | 98.2386 |  | kWh | 0.016314 | -1.9213 | Residential |  | Winter Only | [5 empty] | 15 | 0.6 |  |  |  | 0 | 2 | 0 | 0 | 0 | 0 | 0 | 0 | 0 | 0 | 0 | 0 | 2009 Qtr 1: 0; 2009 Qtr 2: 0; 2009 Qtr 3: 0; 2009 Qtr 4: 2; 2010 Qtr 1: 0; 2010 Qtr 2: 0; 2010 Qtr 3: 0; 2010 Qtr 4: 0; 2011 Qtr 1: 0; 2011 Qtr 2: 0; 2011 Qtr 3: 0; 2011 Qtr 4: 0 | 2
0 | 211004-23 Watt Intergral CFL - ISR=0.76 |  | System | Residential | res:DEER:Indoor_CFL_Ltg | 0 |  |  |  |  | 1.8498 | 0 | 0 | 0 | 0 | 1.8498 | 37.3307 |  | kWh | 0.0061993 | -0.73011 | Residential | [7 empty] | 6.6 | 0.6 |  |  |  | 0 | 5 | 0 | 0 | 0 | 0 | 0 | 0 | 0 | 0 | 0 | 0 | 2009 Qtr 1: 0; 2009 Qtr 2: 0; 2009 Qtr 3: 0; 2009 Qtr 4: 5; 2010 Qtr 1: 0; 2010 Qtr 2: 0; 2010 Qtr 3: 0; 2010 Qtr 4: 0; 2011 Qtr 1: 0; 2011 Qtr 2: 0; 2011 Qtr 3: 0; 2011 Qtr 4: 0 | 5
0 | 211016-CFL - 3 Way - 20 Watt median - ISR = 0.76 |  | System | Residential | res:DEER:Indoor_CFL_Ltg | 0 |  |  |  |  | 3.99 | 0 | 0 | 0 | 0 | 3.99 | 32.4614 |  | kWh | 0.0053907 | -0.63488 | Residential |  | Winter Only | [5 empty] | 5.3 | 0.6 |  |  |  | 0 | 4 | 0 | 0 | 0 | 0 | 0 | 0 | 0 | 0 | 0 | 0 | 2009 Qtr 1: 0; 2009 Qtr 2: 0; 2009 Qtr 3: 0; 2009 Qtr 4: 4; 2010 Qtr 1: 0; 2010 Qtr 2: 0; 2010 Qtr 3: 0; 2010 Qtr 4: 0; 2011 Qtr 1: 0; 2011 Qtr 2: 0; 2011 Qtr 3: 0; 2011 Qtr 4: 0 | 4
0 | 211016-CFL - 3 Way - 20 Watt median - ISR = 0.76 |  | System | Residential | res:DEER:Indoor_CFL_Ltg | 0 |  |  |  |  | 3.99 | 0 | 0 | 0 | 0 | 3.99 | 32.4614 |  | kWh | 0.0053907 | -0.63488 | Residential |  | Winter Only | [5 empty] | 5.3 | 0.6 |  |  |  | 0 | 5 | 0 | 0 | 0 | 0 | 0 | 0 | 0 | 0 | 0 | 0 | 2009 Qtr 1: 0; 2009 Qtr 2: 0; 2009 Qtr 3: 0; 2009 Qtr 4: 5; 2010 Qtr 1: 0; 2010 Qtr 2: 0; 2010 Qtr 3: 0; 2010 Qtr 4: 0; 2011 Qtr 1: 0; 2011 Qtr 2: 0; 2011 Qtr 3: 0; 2011 Qtr 4: 0 | 5
0 | 211012-CFL 9W Globe Lamp - ISR=.76 |  | System | Residential | res:DEER:Indoor_CFL_Ltg | 0 |  |  |  |  | 2.2495 | 0 | 0 | 0 | 0 | 2.2495 | 19.2206 |  | kWh | 0.003192 | -0.37591 | Residential |  | Winter Only | [5 empty] | 5.3 | 0.85 |  |  |  | 0 | 5 | 0 | 0 | 0 | 0 | 0 | 0 | 0 | 0 | 0 | 0 | 2009 Qtr 1: 0; 2009 Qtr 2: 0; 2009 Qtr 3: 0; 2009 Qtr 4: 5; 2010 Qtr 1: 0; 2010 Qtr 2: 0; 2010 Qtr 3: 0; 2010 Qtr 4: 0; 2011 Qtr 1: 0; 2011 Qtr 2: 0; 2011 Qtr 3: 0; 2011 Qtr 4: 0 | 5
0 | 211017-Floor Lamp - 2 23 Watt pin based |  | System | Residential | res:DEER:Indoor_CFL_Ltg | 0 |  |  |  |  | 38.9 | 0 | 0 | 0 | 0 | 38.9 | 98.2386 |  | kWh | 0.016314 | -1.9213 | Residential |  | Winter Only | [5 empty] | 15 | 0.6 |  |  |  | 0 | 1 | 0 | 0 | 0 | 0 | 0 | 0 | 0 | 0 | 0 | 0 | 2009 Qtr 1: 0; 2009 Qtr 2: 0; 2009 Qtr 3: 0; 2009 Qtr 4: 1; 2010 Qtr 1: 0; 2010 Qtr 2: 0; 2010 Qtr 3: 0; 2010 Qtr 4: 0; 2011 Qtr 1: 0; 2011 Qtr 2: 0; 2011 Qtr 3: 0; 2011 Qtr 4: 0 | 1
0 | 211004-23 Watt Intergral CFL - ISR=0.76 |  | System | Residential | res:DEER:Indoor_CFL_Ltg | 0 |  |  |  |  | 1.8498 | 0 | 0 | 0 | 0 | 1.8498 | 37.3307 |  | kWh | 0.0061993 | -0.73011 | Residential | [7 empty] | 6.6 | 0.6 |  |  |  | 0 | 5 | 0 | 0 | 0 | 0 | 0 | 0 | 0 | 0 | 0 | 0 | 2009 Qtr 1: 0; 2009 Qtr 2: 0; 2009 Qtr 3: 0; 2009 Qtr 4: 5; 2010 Qtr 1: 0; 2010 Qtr 2: 0; 2010 Qtr 3: 0; 2010 Qtr 4: 0; 2011 Qtr 1: 0; 2011 Qtr 2: 0; 2011 Qtr 3: 0; 2011 Qtr 4: 0 | 5
0 | 211016-CFL - 3 Way - 20 Watt median - ISR = 0.76 |  | System | Residential | res:DEER:Indoor_CFL_Ltg | 0 |  |  |  |  | 3.99 | 0 | 0 | 0 | 0 | 3.99 | 32.4614 |  | kWh | 0.0053907 | -0.63488 | Residential |  | Winter Only | [5 empty] | 5.3 | 0.6 |  |  |  | 0 | 3 | 0 | 0 | 0 | 0 | 0 | 0 | 0 | 0 | 0 | 0 | 2009 Qtr 1: 0; 2009 Qtr 2: 0; 2009 Qtr 3: 0; 2009 Qtr 4: 3; 2010 Qtr 1: 0; 2010 Qtr 2: 0; 2010 Qtr 3: 0; 2010 Qtr 4: 0; 2011 Qtr 1: 0; 2011 Qtr 2: 0; 2011 Qtr 3: 0; 2011 Qtr 4: 0 | 3
0 | 211015-CFL, 14W lamp, A-Line, Integral or Modular, Tube or Spiral or Flood - ISR=0.76 |  | System | Residential | res:DEER:Indoor_CFL_Ltg | 0 |  |  |  |  | 2.5 | 0 | 0 | 0 | 0 | 2.5 | 22.723 |  | kWh | 0.0037734 | -0.44441 | Residential |  | Winter Only | [5 empty] | 5.3 | 0.6 |  |  |  | 0 | 2 | 0 | 0 | 0 | 0 | 0 | 0 | 0 | 0 | 0 | 0 | 2009 Qtr 1: 0; 2009 Qtr 2: 0; 2009 Qtr 3: 0; 2009 Qtr 4: 2; 2010 Qtr 1: 0; 2010 Qtr 2: 0; 2010 Qtr 3: 0; 2010 Qtr 4: 0; 2011 Qtr 1: 0; 2011 Qtr 2: 0; 2011 Qtr 3: 0; 2011 Qtr 4: 0 | 2
0 | 211017-Floor Lamp - 2 23 Watt pin based |  | System | Residential | res:DEER:Indoor_CFL_Ltg | 0 |  |  |  |  | 38.9 | 0 | 0 | 0 | 0 | 38.9 | 98.2386 |  | kWh | 0.016314 | -1.9213 | Residential |  | Winter Only | [5 empty] | 15 | 0.6 |  |  |  | 0 | 2 | 0 | 0 | 0 | 0 | 0 | 0 | 0 | 0 | 0 | 0 | 2009 Qtr 1: 0; 2009 Qtr 2: 0; 2009 Qtr 3: 0; 2009 Qtr 4: 2; 2010 Qtr 1: 0; 2010 Qtr 2: 0; 2010 Qtr 3: 0; 2010 Qtr 4: 0; 2011 Qtr 1: 0; 2011 Qtr 2: 0; 2011 Qtr 3: 0; 2011 Qtr 4: 0 | 2
0 | 211012-CFL 9W Globe Lamp - ISR=.76 |  | System | Residential | res:DEER:Indoor_CFL_Ltg | 0 |  |  |  |  | 2.2495 | 0 | 0 | 0 | 0 | 2.2495 | 19.2206 |  | kWh | 0.003192 | -0.37591 | Residential |  | Winter Only | [5 empty] | 5.3 | 0.85 |  |  |  | 0 | 5 | 0 | 0 | 0 | 0 | 0 | 0 | 0 | 0 | 0 | 0 | 2009 Qtr 1: 0; 2009 Qtr 2: 0; 2009 Qtr 3: 0; 2009 Qtr 4: 5; 2010 Qtr 1: 0; 2010 Qtr 2: 0; 2010 Qtr 3: 0; 2010 Qtr 4: 0; 2011 Qtr 1: 0; 2011 Qtr 2: 0; 2011 Qtr 3: 0; 2011 Qtr 4: 0 | 5
0 | 211015-CFL, 14W lamp, A-Line, Integral or Modular, Tube or Spiral or Flood - ISR=0.76 |  | System | Residential | res:DEER:Indoor_CFL_Ltg | 0 |  |  |  |  | 2.5 | 0 | 0 | 0 | 0 | 2.5 | 22.723 |  | kWh | 0.0037734 | -0.44441 | Residential |  | Winter Only | [5 empty] | 5.3 | 0.6 |  |  |  | 0 | 5 | 0 | 0 | 0 | 0 | 0 | 0 | 0 | 0 | 0 | 0 | 2009 Qtr 1: 0; 2009 Qtr 2: 0; 2009 Qtr 3: 0; 2009 Qtr 4: 5; 2010 Qtr 1: 0; 2010 Qtr 2: 0; 2010 Qtr 3: 0; 2010 Qtr 4: 0; 2011 Qtr 1: 0; 2011 Qtr 2: 0; 2011 Qtr 3: 0; 2011 Qtr 4: 0 | 5
0 | 211003-Lighting - Torchiere - Energy Star (70 watt ) Turn-in |  | System | Residential | 19-RES-AllResidential-LIGHT | 0 |  |  |  |  | 22.63 | 0 | 0 | 0 | 0 | 22.63 | 191.406 |  | kWh | 0.01863 | 0 | Residential | [7 empty] | 15 | 0.85 |  |  |  | 0 | 1 | 0 | 0 | 0 | 0 | 0 | 0 | 0 | 0 | 0 | 0 | 2009 Qtr 1: 0; 2009 Qtr 2: 0; 2009 Qtr 3: 0; 2009 Qtr 4: 1; 2010 Qtr 1: 0; 2010 Qtr 2: 0; 2010 Qtr 3: 0; 2010 Qtr 4: 0; 2011 Qtr 1: 0; 2011 Qtr 2: 0; 2011 Qtr 3: 0; 2011 Qtr 4: 0 | 1
0 | 211013-Table Lamp 18-Watt Pin based |  | System | Residential | res:DEER:Indoor_CFL_Ltg | 0 |  |  |  |  | 20.9 | 0 | 0 | 0 | 0 | 20.9 | 38.4412 |  | kWh | 0.006383 | -0.75183 | Residential |  | Winter Only | [5 empty] | 15 | 0.85 |  |  |  | 0 | 1 | 0 | 0 | 0 | 0 | 0 | 0 | 0 | 0 | 0 | 0 | 2009 Qtr 1: 0; 2009 Qtr 2: 0; 2009 Qtr 3: 0; 2009 Qtr 4: 1; 2010 Qtr 1: 0; 2010 Qtr 2: 0; 2010 Qtr 3: 0; 2010 Qtr 4: 0; 2011 Qtr 1: 0; 2011 Qtr 2: 0; 2011 Qtr 3: 0; 2011 Qtr 4: 0 | 1
0 | 211017-Floor Lamp - 2 23 Watt pin based |  | System | Residential | res:DEER:Indoor_CFL_Ltg | 0 |  |  |  |  | 38.9 | 0 | 0 | 0 | 0 | 38.9 | 98.2386 |  | kWh | 0.016314 | -1.9213 | Residential |  | Winter Only | [5 empty] | 15 | 0.6 |  |  |  | 0 | 2 | 0 | 0 | 0 | 0 | 0 | 0 | 0 | 0 | 0 | 0 | 2009 Qtr 1: 0; 2009 Qtr 2: 0; 2009 Qtr 3: 0; 2009 Qtr 4: 2; 2010 Qtr 1: 0; 2010 Qtr 2: 0; 2010 Qtr 3: 0; 2010 Qtr 4: 0; 2011 Qtr 1: 0; 2011 Qtr 2: 0; 2011 Qtr 3: 0; 2011 Qtr 4: 0 | 2
0 | 211004-23 Watt Intergral CFL - ISR=0.76 |  | System | Residential | res:DEER:Indoor_CFL_Ltg | 0 |  |  |  |  | 1.8498 | 0 | 0 | 0 | 0 | 1.8498 | 37.3307 |  | kWh | 0.0061993 | -0.73011 | Residential | [7 empty] | 6.6 | 0.6 |  |  |  | 0 | 3 | 0 | 0 | 0 | 0 | 0 | 0 | 0 | 0 | 0 | 0 | 2009 Qtr 1: 0; 2009 Qtr 2: 0; 2009 Qtr 3: 0; 2009 Qtr 4: 3; 2010 Qtr 1: 0; 2010 Qtr 2: 0; 2010 Qtr 3: 0; 2010 Qtr 4: 0; 2011 Qtr 1: 0; 2011 Qtr 2: 0; 2011 Qtr 3: 0; 2011 Qtr 4: 0 | 3
0 | 211015-CFL, 14W lamp, A-Line, Integral or Modular, Tube or Spiral or Flood - ISR=0.76 |  | System | Residential | res:DEER:Indoor_CFL_Ltg | 0 |  |  |  |  | 2.5 | 0 | 0 | 0 | 0 | 2.5 | 22.723 |  | kWh | 0.0037734 | -0.44441 | Residential |  | Winter Only | [5 empty] | 5.3 | 0.6 |  |  |  | 0 | 2 | 0 | 0 | 0 | 0 | 0 | 0 | 0 | 0 | 0 | 0 | 2009 Qtr 1: 0; 2009 Qtr 2: 0; 2009 Qtr 3: 0; 2009 Qtr 4: 2; 2010 Qtr 1: 0; 2010 Qtr 2: 0; 2010 Qtr 3: 0; 2010 Qtr 4: 0; 2011 Qtr 1: 0; 2011 Qtr 2: 0; 2011 Qtr 3: 0; 2011 Qtr 4: 0 | 2
0 | 211017-Floor Lamp - 2 23 Watt pin based |  | System | Residential | res:DEER:Indoor_CFL_Ltg | 0 |  |  |  |  | 38.9 | 0 | 0 | 0 | 0 | 38.9 | 98.2386 |  | kWh | 0.016314 | -1.9213 | Residential |  | Winter Only | [5 empty] | 15 | 0.6 |  |  |  | 0 | 2 | 0 | 0 | 0 | 0 | 0 | 0 | 0 | 0 | 0 | 0 | 2009 Qtr 1: 0; 2009 Qtr 2: 0; 2009 Qtr 3: 0; 2009 Qtr 4: 2; 2010 Qtr 1: 0; 2010 Qtr 2: 0; 2010 Qtr 3: 0; 2010 Qtr 4: 0; 2011 Qtr 1: 0; 2011 Qtr 2: 0; 2011 Qtr 3: 0; 2011 Qtr 4: 0 | 2
0 | 211003-Lighting - Torchiere - Energy Star (70 watt ) Turn-in |  | System | Residential | 19-RES-AllResidential-LIGHT | 0 |  |  |  |  | 22.63 | 0 | 0 | 0 | 0 | 22.63 | 191.406 |  | kWh | 0.01863 | 0 | Residential | [7 empty] | 15 | 0.85 |  |  |  | 0 | 2 | 0 | 0 | 0 | 0 | 0 | 0 | 0 | 0 | 0 | 0 | 2009 Qtr 1: 0; 2009 Qtr 2: 0; 2009 Qtr 3: 0; 2009 Qtr 4: 2; 2010 Qtr 1: 0; 2010 Qtr 2: 0; 2010 Qtr 3: 0; 2010 Qtr 4: 0; 2011 Qtr 1: 0; 2011 Qtr 2: 0; 2011 Qtr 3: 0; 2011 Qtr 4: 0 | 2
0 | 211004-23 Watt Intergral CFL - ISR=0.76 |  | System | Residential | res:DEER:Indoor_CFL_Ltg | 0 |  |  |  |  | 1.8498 | 0 | 0 | 0 | 0 | 1.8498 | 37.3307 |  | kWh | 0.0061993 | -0.73011 | Residential | [7 empty] | 6.6 | 0.6 |  |  |  | 0 | 5 | 0 | 0 | 0 | 0 | 0 | 0 | 0 | 0 | 0 | 0 | 2009 Qtr 1: 0; 2009 Qtr 2: 0; 2009 Qtr 3: 0; 2009 Qtr 4: 5; 2010 Qtr 1: 0; 2010 Qtr 2: 0; 2010 Qtr 3: 0; 2010 Qtr 4: 0; 2011 Qtr 1: 0; 2011 Qtr 2: 0; 2011 Qtr 3: 0; 2011 Qtr 4: 0 | 5
0 | 211015-CFL, 14W lamp, A-Line, Integral or Modular, Tube or Spiral or Flood - ISR=0.76 |  | System | Residential | res:DEER:Indoor_CFL_Ltg | 0 |  |  |  |  | 2.5 | 0 | 0 | 0 | 0 | 2.5 | 22.723 |  | kWh | 0.0037734 | -0.44441 | Residential |  | Winter Only | [5 empty] | 5.3 | 0.6 |  |  |  | 0 | 5 | 0 | 0 | 0 | 0 | 0 | 0 | 0 | 0 | 0 | 0 | 2009 Qtr 1: 0; 2009 Qtr 2: 0; 2009 Qtr 3: 0; 2009 Qtr 4: 5; 2010 Qtr 1: 0; 2010 Qtr 2: 0; 2010 Qtr 3: 0; 2010 Qtr 4: 0; 2011 Qtr 1: 0; 2011 Qtr 2: 0; 2011 Qtr 3: 0; 2011 Qtr 4: 0 | 5
0 | 211012-CFL 9W Globe Lamp - ISR=.76 |  | System | Residential | res:DEER:Indoor_CFL_Ltg | 0 |  |  |  |  | 2.2495 | 0 | 0 | 0 | 0 | 2.2495 | 19.2206 |  | kWh | 0.003192 | -0.37591 | Residential |  | Winter Only | [5 empty] | 5.3 | 0.85 |  |  |  | 0 | 1 | 0 | 0 | 0 | 0 | 0 | 0 | 0 | 0 | 0 | 0 | 2009 Qtr 1: 0; 2009 Qtr 2: 0; 2009 Qtr 3: 0; 2009 Qtr 4: 1; 2010 Qtr 1: 0; 2010 Qtr 2: 0; 2010 Qtr 3: 0; 2010 Qtr 4: 0; 2011 Qtr 1: 0; 2011 Qtr 2: 0; 2011 Qtr 3: 0; 2011 Qtr 4: 0 | 1
0 | 211015-CFL, 14W lamp, A-Line, Integral or Modular, Tube or Spiral or Flood - ISR=0.76 |  | System | Residential | res:DEER:Indoor_CFL_Ltg | 0 |  |  |  |  | 2.5 | 0 | 0 | 0 | 0 | 2.5 | 22.723 |  | kWh | 0.0037734 | -0.44441 | Residential |  | Winter Only | [5 empty] | 5.3 | 0.6 |  |  |  | 0 | 4 | 0 | 0 | 0 | 0 | 0 | 0 | 0 | 0 | 0 | 0 | 2009 Qtr 1: 0; 2009 Qtr 2: 0; 2009 Qtr 3: 0; 2009 Qtr 4: 4; 2010 Qtr 1: 0; 2010 Qtr 2: 0; 2010 Qtr 3: 0; 2010 Qtr 4: 0; 2011 Qtr 1: 0; 2011 Qtr 2: 0; 2011 Qtr 3: 0; 2011 Qtr 4: 0 | 4
0 | 211003-Lighting - Torchiere - Energy Star (70 watt ) Turn-in |  | System | Residential | 19-RES-AllResidential-LIGHT | 0 |  |  |  |  | 22.63 | 0 | 0 | 0 | 0 | 22.63 | 191.406 |  | kWh | 0.01863 | 0 | Residential | [7 empty] | 15 | 0.85 |  |  |  | 0 | 2 | 0 | 0 | 0 | 0 | 0 | 0 | 0 | 0 | 0 | 0 | 2009 Qtr 1: 0; 2009 Qtr 2: 0; 2009 Qtr 3: 0; 2009 Qtr 4: 2; 2010 Qtr 1: 0; 2010 Qtr 2: 0; 2010 Qtr 3: 0; 2010 Qtr 4: 0; 2011 Qtr 1: 0; 2011 Qtr 2: 0; 2011 Qtr 3: 0; 2011 Qtr 4: 0 | 2
0 | 211017-Floor Lamp - 2 23 Watt pin based |  | System | Residential | res:DEER:Indoor_CFL_Ltg | 0 |  |  |  |  | 38.9 | 0 | 0 | 0 | 0 | 38.9 | 98.2386 |  | kWh | 0.016314 | -1.9213 | Residential |  | Winter Only | [5 empty] | 15 | 0.6 |  |  |  | 0 | 1 | 0 | 0 | 0 | 0 | 0 | 0 | 0 | 0 | 0 | 0 | 2009 Qtr 1: 0; 2009 Qtr 2: 0; 2009 Qtr 3: 0; 2009 Qtr 4: 1; 2010 Qtr 1: 0; 2010 Qtr 2: 0; 2010 Qtr 3: 0; 2010 Qtr 4: 0; 2011 Qtr 1: 0; 2011 Qtr 2: 0; 2011 Qtr 3: 0; 2011 Qtr 4: 0 | 1
0 | 211013-Table Lamp 18-Watt Pin based |  | System | Residential | res:DEER:Indoor_CFL_Ltg | 0 |  |  |  |  | 20.9 | 0 | 0 | 0 | 0 | 20.9 | 38.4412 |  | kWh | 0.006383 | -0.75183 | Residential |  | Winter Only | [5 empty] | 15 | 0.85 |  |  |  | 0 | 1 | 0 | 0 | 0 | 0 | 0 | 0 | 0 | 0 | 0 | 0 | 2009 Qtr 1: 0; 2009 Qtr 2: 0; 2009 Qtr 3: 0; 2009 Qtr 4: 1; 2010 Qtr 1: 0; 2010 Qtr 2: 0; 2010 Qtr 3: 0; 2010 Qtr 4: 0; 2011 Qtr 1: 0; 2011 Qtr 2: 0; 2011 Qtr 3: 0; 2011 Qtr 4: 0 | 1
0 | 211017-Floor Lamp - 2 23 Watt pin based |  | System | Residential | res:DEER:Indoor_CFL_Ltg | 0 |  |  |  |  | 38.9 | 0 | 0 | 0 | 0 | 38.9 | 98.2386 |  | kWh | 0.016314 | -1.9213 | Residential |  | Winter Only | [5 empty] | 15 | 0.6 |  |  |  | 0 | 1 | 0 | 0 | 0 | 0 | 0 | 0 | 0 | 0 | 0 | 0 | 2009 Qtr 1: 0; 2009 Qtr 2: 0; 2009 Qtr 3: 0; 2009 Qtr 4: 1; 2010 Qtr 1: 0; 2010 Qtr 2: 0; 2010 Qtr 3: 0; 2010 Qtr 4: 0; 2011 Qtr 1: 0; 2011 Qtr 2: 0; 2011 Qtr 3: 0; 2011 Qtr 4: 0 | 1
0 | 211012-CFL 9W Globe Lamp - ISR=.76 |  | System | Residential | res:DEER:Indoor_CFL_Ltg | 0 |  |  |  |  | 2.2495 | 0 | 0 | 0 | 0 | 2.2495 | 19.2206 |  | kWh | 0.003192 | -0.37591 | Residential |  | Winter Only | [5 empty] | 5.3 | 0.85 |  |  |  | 0 | 2 | 0 | 0 | 0 | 0 | 0 | 0 | 0 | 0 | 0 | 0 | 2009 Qtr 1: 0; 2009 Qtr 2: 0; 2009 Qtr 3: 0; 2009 Qtr 4: 2; 2010 Qtr 1: 0; 2010 Qtr 2: 0; 2010 Qtr 3: 0; 2010 Qtr 4: 0; 2011 Qtr 1: 0; 2011 Qtr 2: 0; 2011 Qtr 3: 0; 2011 Qtr 4: 0 | 2
0 | 211017-Floor Lamp - 2 23 Watt pin based |  | System | Residential | res:DEER:Indoor_CFL_Ltg | 0 |  |  |  |  | 38.9 | 0 | 0 | 0 | 0 | 38.9 | 98.2386 |  | kWh | 0.016314 | -1.9213 | Residential |  | Winter Only | [5 empty] | 15 | 0.6 |  |  |  | 0 | 1 | 0 | 0 | 0 | 0 | 0 | 0 | 0 | 0 | 0 | 0 | 2009 Qtr 1: 0; 2009 Qtr 2: 0; 2009 Qtr 3: 0; 2009 Qtr 4: 1; 2010 Qtr 1: 0; 2010 Qtr 2: 0; 2010 Qtr 3: 0; 2010 Qtr 4: 0; 2011 Qtr 1: 0; 2011 Qtr 2: 0; 2011 Qtr 3: 0; 2011 Qtr 4: 0 | 1
0 | 211017-Floor Lamp - 2 23 Watt pin based |  | System | Residential | res:DEER:Indoor_CFL_Ltg | 0 |  |  |  |  | 38.9 | 0 | 0 | 0 | 0 | 38.9 | 98.2386 |  | kWh | 0.016314 | -1.9213 | Residential |  | Winter Only | [5 empty] | 15 | 0.6 |  |  |  | 0 | 1 | 0 | 0 | 0 | 0 | 0 | 0 | 0 | 0 | 0 | 0 | 2009 Qtr 1: 0; 2009 Qtr 2: 0; 2009 Qtr 3: 0; 2009 Qtr 4: 1; 2010 Qtr 1: 0; 2010 Qtr 2: 0; 2010 Qtr 3: 0; 2010 Qtr 4: 0; 2011 Qtr 1: 0; 2011 Qtr 2: 0; 2011 Qtr 3: 0; 2011 Qtr 4: 0 | 1
0 | 211004-23 Watt Intergral CFL - ISR=0.76 |  | System | Residential | res:DEER:Indoor_CFL_Ltg | 0 |  |  |  |  | 1.8498 | 0 | 0 | 0 | 0 | 1.8498 | 37.3307 |  | kWh | 0.0061993 | -0.73011 | Residential | [7 empty] | 6.6 | 0.6 |  |  |  | 0 | 5 | 0 | 0 | 0 | 0 | 0 | 0 | 0 | 0 | 0 | 0 | 2009 Qtr 1: 0; 2009 Qtr 2: 0; 2009 Qtr 3: 0; 2009 Qtr 4: 5; 2010 Qtr 1: 0; 2010 Qtr 2: 0; 2010 Qtr 3: 0; 2010 Qtr 4: 0; 2011 Qtr 1: 0; 2011 Qtr 2: 0; 2011 Qtr 3: 0; 2011 Qtr 4: 0 | 5
0 | 211004-23 Watt Intergral CFL - ISR=0.76 |  | System | Residential | res:DEER:Indoor_CFL_Ltg | 0 |  |  |  |  | 1.8498 | 0 | 0 | 0 | 0 | 1.8498 | 37.3307 |  | kWh | 0.0061993 | -0.73011 | Residential | [7 empty] | 6.6 | 0.6 |  |  |  | 0 | 5 | 0 | 0 | 0 | 0 | 0 | 0 | 0 | 0 | 0 | 0 | 2009 Qtr 1: 0; 2009 Qtr 2: 0; 2009 Qtr 3: 0; 2009 Qtr 4: 5; 2010 Qtr 1: 0; 2010 Qtr 2: 0; 2010 Qtr 3: 0; 2010 Qtr 4: 0; 2011 Qtr 1: 0; 2011 Qtr 2: 0; 2011 Qtr 3: 0; 2011 Qtr 4: 0 | 5
0 | 211012-CFL 9W Globe Lamp - ISR=.76 |  | System | Residential | res:DEER:Indoor_CFL_Ltg | 0 |  |  |  |  | 2.2495 | 0 | 0 | 0 | 0 | 2.2495 | 19.2206 |  | kWh | 0.003192 | -0.37591 | Residential |  | Winter Only | [5 empty] | 5.3 | 0.85 |  |  |  | 0 | 5 | 0 | 0 | 0 | 0 | 0 | 0 | 0 | 0 | 0 | 0 | 2009 Qtr 1: 0; 2009 Qtr 2: 0; 2009 Qtr 3: 0; 2009 Qtr 4: 5; 2010 Qtr 1: 0; 2010 Qtr 2: 0; 2010 Qtr 3: 0; 2010 Qtr 4: 0; 2011 Qtr 1: 0; 2011 Qtr 2: 0; 2011 Qtr 3: 0; 2011 Qtr 4: 0 | 5
0 | 211013-Table Lamp 18-Watt Pin based |  | System | Residential | res:DEER:Indoor_CFL_Ltg | 0 |  |  |  |  | 20.9 | 0 | 0 | 0 | 0 | 20.9 | 38.4412 |  | kWh | 0.006383 | -0.75183 | Residential |  | Winter Only | [5 empty] | 15 | 0.85 |  |  |  | 0 | 1 | 0 | 0 | 0 | 0 | 0 | 0 | 0 | 0 | 0 | 0 | 2009 Qtr 1: 0; 2009 Qtr 2: 0; 2009 Qtr 3: 0; 2009 Qtr 4: 1; 2010 Qtr 1: 0; 2010 Qtr 2: 0; 2010 Qtr 3: 0; 2010 Qtr 4: 0; 2011 Qtr 1: 0; 2011 Qtr 2: 0; 2011 Qtr 3: 0; 2011 Qtr 4: 0 | 1
0 | 211017-Floor Lamp - 2 23 Watt pin based |  | System | Residential | res:DEER:Indoor_CFL_Ltg | 0 |  |  |  |  | 38.9 | 0 | 0 | 0 | 0 | 38.9 | 98.2386 |  | kWh | 0.016314 | -1.9213 | Residential |  | Winter Only | [5 empty] | 15 | 0.6 |  |  |  | 0 | 1 | 0 | 0 | 0 | 0 | 0 | 0 | 0 | 0 | 0 | 0 | 2009 Qtr 1: 0; 2009 Qtr 2: 0; 2009 Qtr 3: 0; 2009 Qtr 4: 1; 2010 Qtr 1: 0; 2010 Qtr 2: 0; 2010 Qtr 3: 0; 2010 Qtr 4: 0; 2011 Qtr 1: 0; 2011 Qtr 2: 0; 2011 Qtr 3: 0; 2011 Qtr 4: 0 | 1
0 | 211012-CFL 9W Globe Lamp - ISR=.76 |  | System | Residential | res:DEER:Indoor_CFL_Ltg | 0 |  |  |  |  | 2.2495 | 0 | 0 | 0 | 0 | 2.2495 | 19.2206 |  | kWh | 0.003192 | -0.37591 | Residential |  | Winter Only | [5 empty] | 5.3 | 0.85 |  |  |  | 0 | 1 | 0 | 0 | 0 | 0 | 0 | 0 | 0 | 0 | 0 | 0 | 2009 Qtr 1: 0; 2009 Qtr 2: 0; 2009 Qtr 3: 0; 2009 Qtr 4: 1; 2010 Qtr 1: 0; 2010 Qtr 2: 0; 2010 Qtr 3: 0; 2010 Qtr 4: 0; 2011 Qtr 1: 0; 2011 Qtr 2: 0; 2011 Qtr 3: 0; 2011 Qtr 4: 0 | 1
0 | 211004-23 Watt Intergral CFL - ISR=0.76 |  | System | Residential | res:DEER:Indoor_CFL_Ltg | 0 |  |  |  |  | 1.8498 | 0 | 0 | 0 | 0 | 1.8498 | 37.3307 |  | kWh | 0.0061993 | -0.73011 | Residential | [7 empty] | 6.6 | 0.6 |  |  |  | 0 | 1 | 0 | 0 | 0 | 0 | 0 | 0 | 0 | 0 | 0 | 0 | 2009 Qtr 1: 0; 2009 Qtr 2: 0; 2009 Qtr 3: 0; 2009 Qtr 4: 1; 2010 Qtr 1: 0; 2010 Qtr 2: 0; 2010 Qtr 3: 0; 2010 Qtr 4: 0; 2011 Qtr 1: 0; 2011 Qtr 2: 0; 2011 Qtr 3: 0; 2011 Qtr 4: 0 | 1
0 | 211015-CFL, 14W lamp, A-Line, Integral or Modular, Tube or Spiral or Flood - ISR=0.76 |  | System | Residential | res:DEER:Indoor_CFL_Ltg | 0 |  |  |  |  | 2.5 | 0 | 0 | 0 | 0 | 2.5 | 22.723 |  | kWh | 0.0037734 | -0.44441 | Residential |  | Winter Only | [5 empty] | 5.3 | 0.6 |  |  |  | 0 | 3 | 0 | 0 | 0 | 0 | 0 | 0 | 0 | 0 | 0 | 0 | 2009 Qtr 1: 0; 2009 Qtr 2: 0; 2009 Qtr 3: 0; 2009 Qtr 4: 3; 2010 Qtr 1: 0; 2010 Qtr 2: 0; 2010 Qtr 3: 0; 2010 Qtr 4: 0; 2011 Qtr 1: 0; 2011 Qtr 2: 0; 2011 Qtr 3: 0; 2011 Qtr 4: 0 | 3
0 | 211013-Table Lamp 18-Watt Pin based |  | System | Residential | res:DEER:Indoor_CFL_Ltg | 0 |  |  |  |  | 20.9 | 0 | 0 | 0 | 0 | 20.9 | 38.4412 |  | kWh | 0.006383 | -0.75183 | Residential |  | Winter Only | [5 empty] | 15 | 0.85 |  |  |  | 0 | 1 | 0 | 0 | 0 | 0 | 0 | 0 | 0 | 0 | 0 | 0 | 2009 Qtr 1: 0; 2009 Qtr 2: 0; 2009 Qtr 3: 0; 2009 Qtr 4: 1; 2010 Qtr 1: 0; 2010 Qtr 2: 0; 2010 Qtr 3: 0; 2010 Qtr 4: 0; 2011 Qtr 1: 0; 2011 Qtr 2: 0; 2011 Qtr 3: 0; 2011 Qtr 4: 0 | 1
0 | 211017-Floor Lamp - 2 23 Watt pin based |  | System | Residential | res:DEER:Indoor_CFL_Ltg | 0 |  |  |  |  | 38.9 | 0 | 0 | 0 | 0 | 38.9 | 98.2386 |  | kWh | 0.016314 | -1.9213 | Residential |  | Winter Only | [5 empty] | 15 | 0.6 |  |  |  | 0 | 1 | 0 | 0 | 0 | 0 | 0 | 0 | 0 | 0 | 0 | 0 | 2009 Qtr 1: 0; 2009 Qtr 2: 0; 2009 Qtr 3: 0; 2009 Qtr 4: 1; 2010 Qtr 1: 0; 2010 Qtr 2: 0; 2010 Qtr 3: 0; 2010 Qtr 4: 0; 2011 Qtr 1: 0; 2011 Qtr 2: 0; 2011 Qtr 3: 0; 2011 Qtr 4: 0 | 1
0 | 211004-23 Watt Intergral CFL - ISR=0.76 |  | System | Residential | res:DEER:Indoor_CFL_Ltg | 0 |  |  |  |  | 1.8498 | 0 | 0 | 0 | 0 | 1.8498 | 37.3307 |  | kWh | 0.0061993 | -0.73011 | Residential | [7 empty] | 6.6 | 0.6 |  |  |  | 0 | 5 | 0 | 0 | 0 | 0 | 0 | 0 | 0 | 0 | 0 | 0 | 2009 Qtr 1: 0; 2009 Qtr 2: 0; 2009 Qtr 3: 0; 2009 Qtr 4: 5; 2010 Qtr 1: 0; 2010 Qtr 2: 0; 2010 Qtr 3: 0; 2010 Qtr 4: 0; 2011 Qtr 1: 0; 2011 Qtr 2: 0; 2011 Qtr 3: 0; 2011 Qtr 4: 0 | 5
0 | 211013-Table Lamp 18-Watt Pin based |  | System | Residential | res:DEER:Indoor_CFL_Ltg | 0 |  |  |  |  | 20.9 | 0 | 0 | 0 | 0 | 20.9 | 38.4412 |  | kWh | 0.006383 | -0.75183 | Residential |  | Winter Only | [5 empty] | 15 | 0.85 |  |  |  | 0 | 1 | 0 | 0 | 0 | 0 | 0 | 0 | 0 | 0 | 0 | 0 | 2009 Qtr 1: 0; 2009 Qtr 2: 0; 2009 Qtr 3: 0; 2009 Qtr 4: 1; 2010 Qtr 1: 0; 2010 Qtr 2: 0; 2010 Qtr 3: 0; 2010 Qtr 4: 0; 2011 Qtr 1: 0; 2011 Qtr 2: 0; 2011 Qtr 3: 0; 2011 Qtr 4: 0 | 1
0 | 211017-Floor Lamp - 2 23 Watt pin based |  | System | Residential | res:DEER:Indoor_CFL_Ltg | 0 |  |  |  |  | 38.9 | 0 | 0 | 0 | 0 | 38.9 | 98.2386 |  | kWh | 0.016314 | -1.9213 | Residential |  | Winter Only | [5 empty] | 15 | 0.6 |  |  |  | 0 | 1 | 0 | 0 | 0 | 0 | 0 | 0 | 0 | 0 | 0 | 0 | 2009 Qtr 1: 0; 2009 Qtr 2: 0; 2009 Qtr 3: 0; 2009 Qtr 4: 1; 2010 Qtr 1: 0; 2010 Qtr 2: 0; 2010 Qtr 3: 0; 2010 Qtr 4: 0; 2011 Qtr 1: 0; 2011 Qtr 2: 0; 2011 Qtr 3: 0; 2011 Qtr 4: 0 | 1
0 | 211015-CFL, 14W lamp, A-Line, Integral or Modular, Tube or Spiral or Flood - ISR=0.76 |  | System | Residential | res:DEER:Indoor_CFL_Ltg | 0 |  |  |  |  | 2.5 | 0 | 0 | 0 | 0 | 2.5 | 22.723 |  | kWh | 0.0037734 | -0.44441 | Residential |  | Winter Only | [5 empty] | 5.3 | 0.6 |  |  |  | 0 | 5 | 0 | 0 | 0 | 0 | 0 | 0 | 0 | 0 | 0 | 0 | 2009 Qtr 1: 0; 2009 Qtr 2: 0; 2009 Qtr 3: 0; 2009 Qtr 4: 5; 2010 Qtr 1: 0; 2010 Qtr 2: 0; 2010 Qtr 3: 0; 2010 Qtr 4: 0; 2011 Qtr 1: 0; 2011 Qtr 2: 0; 2011 Qtr 3: 0; 2011 Qtr 4: 0 | 5
0 | 211015-CFL, 14W lamp, A-Line, Integral or Modular, Tube or Spiral or Flood - ISR=0.76 |  | System | Residential | res:DEER:Indoor_CFL_Ltg | 0 |  |  |  |  | 2.5 | 0 | 0 | 0 | 0 | 2.5 | 22.723 |  | kWh | 0.0037734 | -0.44441 | Residential |  | Winter Only | [5 empty] | 5.3 | 0.6 |  |  |  | 0 | 4 | 0 | 0 | 0 | 0 | 0 | 0 | 0 | 0 | 0 | 0 | 2009 Qtr 1: 0; 2009 Qtr 2: 0; 2009 Qtr 3: 0; 2009 Qtr 4: 4; 2010 Qtr 1: 0; 2010 Qtr 2: 0; 2010 Qtr 3: 0; 2010 Qtr 4: 0; 2011 Qtr 1: 0; 2011 Qtr 2: 0; 2011 Qtr 3: 0; 2011 Qtr 4: 0 | 4
0 | 211004-23 Watt Intergral CFL - ISR=0.76 |  | System | Residential | res:DEER:Indoor_CFL_Ltg | 0 |  |  |  |  | 1.8498 | 0 | 0 | 0 | 0 | 1.8498 | 37.3307 |  | kWh | 0.0061993 | -0.73011 | Residential | [7 empty] | 6.6 | 0.6 |  |  |  | 0 | 5 | 0 | 0 | 0 | 0 | 0 | 0 | 0 | 0 | 0 | 0 | 2009 Qtr 1: 0; 2009 Qtr 2: 0; 2009 Qtr 3: 0; 2009 Qtr 4: 5; 2010 Qtr 1: 0; 2010 Qtr 2: 0; 2010 Qtr 3: 0; 2010 Qtr 4: 0; 2011 Qtr 1: 0; 2011 Qtr 2: 0; 2011 Qtr 3: 0; 2011 Qtr 4: 0 | 5
0 | 211004-23 Watt Intergral CFL - ISR=0.76 |  | System | Residential | res:DEER:Indoor_CFL_Ltg | 0 |  |  |  |  | 1.8498 | 0 | 0 | 0 | 0 | 1.8498 | 37.3307 |  | kWh | 0.0061993 | -0.73011 | Residential | [7 empty] | 6.6 | 0.6 |  |  |  | 0 | 1 | 0 | 0 | 0 | 0 | 0 | 0 | 0 | 0 | 0 | 0 | 2009 Qtr 1: 0; 2009 Qtr 2: 0; 2009 Qtr 3: 0; 2009 Qtr 4: 1; 2010 Qtr 1: 0; 2010 Qtr 2: 0; 2010 Qtr 3: 0; 2010 Qtr 4: 0; 2011 Qtr 1: 0; 2011 Qtr 2: 0; 2011 Qtr 3: 0; 2011 Qtr 4: 0 | 1
0 | 211013-Table Lamp 18-Watt Pin based |  | System | Residential | res:DEER:Indoor_CFL_Ltg | 0 |  |  |  |  | 20.9 | 0 | 0 | 0 | 0 | 20.9 | 38.4412 |  | kWh | 0.006383 | -0.75183 | Residential |  | Winter Only | [5 empty] | 15 | 0.85 |  |  |  | 0 | 2 | 0 | 0 | 0 | 0 | 0 | 0 | 0 | 0 | 0 | 0 | 2009 Qtr 1: 0; 2009 Qtr 2: 0; 2009 Qtr 3: 0; 2009 Qtr 4: 2; 2010 Qtr 1: 0; 2010 Qtr 2: 0; 2010 Qtr 3: 0; 2010 Qtr 4: 0; 2011 Qtr 1: 0; 2011 Qtr 2: 0; 2011 Qtr 3: 0; 2011 Qtr 4: 0 | 2
0 | 211016-CFL - 3 Way - 20 Watt median - ISR = 0.76 |  | System | Residential | res:DEER:Indoor_CFL_Ltg | 0 |  |  |  |  | 3.99 | 0 | 0 | 0 | 0 | 3.99 | 32.4614 |  | kWh | 0.0053907 | -0.63488 | Residential |  | Winter Only | [5 empty] | 5.3 | 0.6 |  |  |  | 0 | 1 | 0 | 0 | 0 | 0 | 0 | 0 | 0 | 0 | 0 | 0 | 2009 Qtr 1: 0; 2009 Qtr 2: 0; 2009 Qtr 3: 0; 2009 Qtr 4: 1; 2010 Qtr 1: 0; 2010 Qtr 2: 0; 2010 Qtr 3: 0; 2010 Qtr 4: 0; 2011 Qtr 1: 0; 2011 Qtr 2: 0; 2011 Qtr 3: 0; 2011 Qtr 4: 0 | 1
0 | 211015-CFL, 14W lamp, A-Line, Integral or Modular, Tube or Spiral or Flood - ISR=0.76 |  | System | Residential | res:DEER:Indoor_CFL_Ltg | 0 |  |  |  |  | 2.5 | 0 | 0 | 0 | 0 | 2.5 | 22.723 |  | kWh | 0.0037734 | -0.44441 | Residential |  | Winter Only | [5 empty] | 5.3 | 0.6 |  |  |  | 0 | 4 | 0 | 0 | 0 | 0 | 0 | 0 | 0 | 0 | 0 | 0 | 2009 Qtr 1: 0; 2009 Qtr 2: 0; 2009 Qtr 3: 0; 2009 Qtr 4: 4; 2010 Qtr 1: 0; 2010 Qtr 2: 0; 2010 Qtr 3: 0; 2010 Qtr 4: 0; 2011 Qtr 1: 0; 2011 Qtr 2: 0; 2011 Qtr 3: 0; 2011 Qtr 4: 0 | 4
0 | 211003-Lighting - Torchiere - Energy Star (70 watt ) Turn-in |  | System | Residential | 19-RES-AllResidential-LIGHT | 0 |  |  |  |  | 22.63 | 0 | 0 | 0 | 0 | 22.63 | 191.406 |  | kWh | 0.01863 | 0 | Residential | [7 empty] | 15 | 0.85 |  |  |  | 0 | 2 | 0 | 0 | 0 | 0 | 0 | 0 | 0 | 0 | 0 | 0 | 2009 Qtr 1: 0; 2009 Qtr 2: 0; 2009 Qtr 3: 0; 2009 Qtr 4: 2; 2010 Qtr 1: 0; 2010 Qtr 2: 0; 2010 Qtr 3: 0; 2010 Qtr 4: 0; 2011 Qtr 1: 0; 2011 Qtr 2: 0; 2011 Qtr 3: 0; 2011 Qtr 4: 0 | 2
0 | 211015-CFL, 14W lamp, A-Line, Integral or Modular, Tube or Spiral or Flood - ISR=0.76 |  | System | Residential | res:DEER:Indoor_CFL_Ltg | 0 |  |  |  |  | 2.5 | 0 | 0 | 0 | 0 | 2.5 | 22.723 |  | kWh | 0.0037734 | -0.44441 | Residential |  | Winter Only | [5 empty] | 5.3 | 0.6 |  |  |  | 0 | 4 | 0 | 0 | 0 | 0 | 0 | 0 | 0 | 0 | 0 | 0 | 2009 Qtr 1: 0; 2009 Qtr 2: 0; 2009 Qtr 3: 0; 2009 Qtr 4: 4; 2010 Qtr 1: 0; 2010 Qtr 2: 0; 2010 Qtr 3: 0; 2010 Qtr 4: 0; 2011 Qtr 1: 0; 2011 Qtr 2: 0; 2011 Qtr 3: 0; 2011 Qtr 4: 0 | 4
0 | 211004-23 Watt Intergral CFL - ISR=0.76 |  | System | Residential | res:DEER:Indoor_CFL_Ltg | 0 |  |  |  |  | 1.8498 | 0 | 0 | 0 | 0 | 1.8498 | 37.3307 |  | kWh | 0.0061993 | -0.73011 | Residential | [7 empty] | 6.6 | 0.6 |  |  |  | 0 | 3 | 0 | 0 | 0 | 0 | 0 | 0 | 0 | 0 | 0 | 0 | 2009 Qtr 1: 0; 2009 Qtr 2: 0; 2009 Qtr 3: 0; 2009 Qtr 4: 3; 2010 Qtr 1: 0; 2010 Qtr 2: 0; 2010 Qtr 3: 0; 2010 Qtr 4: 0; 2011 Qtr 1: 0; 2011 Qtr 2: 0; 2011 Qtr 3: 0; 2011 Qtr 4: 0 | 3
0 | 211004-23 Watt Intergral CFL - ISR=0.76 |  | System | Residential | res:DEER:Indoor_CFL_Ltg | 0 |  |  |  |  | 1.8498 | 0 | 0 | 0 | 0 | 1.8498 | 37.3307 |  | kWh | 0.0061993 | -0.73011 | Residential | [7 empty] | 6.6 | 0.6 |  |  |  | 0 | 5 | 0 | 0 | 0 | 0 | 0 | 0 | 0 | 0 | 0 | 0 | 2009 Qtr 1: 0; 2009 Qtr 2: 0; 2009 Qtr 3: 0; 2009 Qtr 4: 5; 2010 Qtr 1: 0; 2010 Qtr 2: 0; 2010 Qtr 3: 0; 2010 Qtr 4: 0; 2011 Qtr 1: 0; 2011 Qtr 2: 0; 2011 Qtr 3: 0; 2011 Qtr 4: 0 | 5
0 | 211004-23 Watt Intergral CFL - ISR=0.76 |  | System | Residential | res:DEER:Indoor_CFL_Ltg | 0 |  |  |  |  | 1.8498 | 0 | 0 | 0 | 0 | 1.8498 | 37.3307 |  | kWh | 0.0061993 | -0.73011 | Residential | [7 empty] | 6.6 | 0.6 |  |  |  | 0 | 4 | 0 | 0 | 0 | 0 | 0 | 0 | 0 | 0 | 0 | 0 | 2009 Qtr 1: 0; 2009 Qtr 2: 0; 2009 Qtr 3: 0; 2009 Qtr 4: 4; 2010 Qtr 1: 0; 2010 Qtr 2: 0; 2010 Qtr 3: 0; 2010 Qtr 4: 0; 2011 Qtr 1: 0; 2011 Qtr 2: 0; 2011 Qtr 3: 0; 2011 Qtr 4: 0 | 4
Do NOT enter program data in this row or below. The Spreadsheet will not evaluate any such data. | bar: 2012 Qtr 1; 2014 Qtr 2 to 2014 Qtr 4; 2016 Qtr 2 to 2016 Qtr 4; 2018 Qtr 2 to 2018 Qtr 4
Lists of Dimensions and their Labels
|  |  | Climate Zones | Sectors | End Use Validation List |  | Measure Types for Measure Life | Measure Types for NTGR | Gas Sector | Gas Savings Profile | Combustor Type
|  |  | 7 | RES | res:DEER:Indoor_CFL_Ltg |  | NONRESIDENTIAL MEASURES: |  | Residential | Summer Only | Large Boilers (>100 MMBtu/hr Heat Input):Uncontrolled
|  |  | 10 | NON_RES | res:DEER:Indoor_CFL_Ltg |  | **************************************************************** | Appliance early retirement and replacement 0.80 | Commercial | Winter Only | Large Boilers (>100 MMBtu/hr Heat Input):Controlled Low NOx Burner
|  |  | 14 | Residential | res:DEER:Indoor_CFL_Ltg |  | Ballast – Dimmable: NR - 11 | California Home Energy Efficiency Rating System (CHEERS) | Core | Annual | Large Boilers (>100 MMBtu/hr Heat Input):Controlled – Flue Gas Recirculation
|  |  | 15 | Commercial | res:DEER:Indoor_CFL_Ltg |  | Ballast – Electronic: NR - 11 | Residential Audits 0.72 |  |  | Small Boilers (<100 MMBtu/hr Heat Input):Uncontrolled
|  |  | System | Industrial | res:DEER:Indoor_CFL_Ltg |  | Fluorescent Fixture – T8: C/I/A - 11 | Refrigerator Recycling 0.35 |  |  | Small Boilers (<100 MMBtu/hr Heat Input):Controlled Low NOx Burner
|  |  |  | Agricultural | res:DEER:RefgFrzr_HighEff |  | Fixture: T8 Lamp & Electronic Ballast: C/I/A - 11 | Freezer Recycling 0.54 |  |  | Small Boilers (<100 MMBtu/hr Heat Input):Controlled – Flue Gas Recirculation
|  |  |  | Not Used | res:DEER:RefgFrzr_HighEff |  | T8 Fixtures – 17 Watt Lamp, 2ft or 32-watt Lamp, 4ft 11 | Residential Contractor Program 0.89 |  |  | Residential Furnaces (<0.3):Uncontrolled
[5 empty] | res:DEER:RefgFrzr_HighEff |  | T8 Lamps: C/I/A - 5 | Emerging Technologies 0.83
[5 empty] | res:DEER:RefgFrzr_HighEff |  | High Efficiency Lighting (HID): NR - 16 | All other residential programs 0.80
[5 empty] | res:DEER:RefgFrzr_HighEff |  | High Output T5 Fixture: NR - 16 |  | Electric Rate | Gas Rate
[5 empty] | res:DEER:RefgFrzr_Recyc-Conditioned |  | Indoor or Outdoor Lighting System Modification: NR - 13.5 | Advanced water heating systems 1.00 | Residential | 0
[5 empty] | res:DEER:RefgFrzr_Recyc-Conditioned |  | Lighting Controls: NR - 16 | Agricultural and Dairy Incentives 0.75 | Commercial | Residential
[5 empty] | res:DEER:RefgFrzr_Recyc-Conditioned |  | Daylighting Controls; NR - 16 | Coin Laundry and Dry Cleaner Education 0.70 | Not Used | Not Used
[5 empty] | res:DEER:RefgFrzr_Recyc-Conditioned |  | Lighting Power Density: NR - 11 | Commercial and agricultural information, tools, or design assistance services | Not Used
[5 empty] | res:DEER:RefgFrzr_Recyc-Conditioned |  | Exit Sign – CF Hardware Kit/LED/ Electro-Luminescent: NR - 16 | Comprehensive Space Conditioning 1.00 | Not Used
[5 empty] | res:DEER:RefgFrzr_Recyc-UnConditioned |  | Occupancy Sensor: NR - 8 | Lodging Education 0.70
[5 empty] | res:DEER:RefgFrzr_Recyc-UnConditioned |  | Photocell: NR - 8 | Express Efficiency (rebates) 0.96
[5 empty] | res:DEER:RefgFrzr_Recyc-UnConditioned |  | Time Clock – Lighting: NR - 8 | Energy Management Services, including audits (for small and medium customers)
[5 empty] | res:DEER:RefgFrzr_Recyc-UnConditioned |  | Induction Lamps: NR - 2 | Food Services Equipment Retrofit 1.00
[5 empty] | res:DEER:RefgFrzr_Recyc-UnConditioned |  | Induction Fixture: NR - 16 | Industrial Information and Services 0.74
[5 empty] | res:DEER:HVAC_Eff_AC |  | Delamp/reflectors: C/I - 11 | Large Standard Performance Contract 0.70
[5 empty] | res:DEER:HVAC_Eff_AC |  | Optical Reflectors- new construction: Ind, NRNC - 12 | All other nonresidential programs 0.80
[5 empty] | res:DEER:HVAC_Eff_AC |  | Optical Reflectors- retrofit: NR - 10 | New Construction
[5 empty] | res:DEER:HVAC_Eff_AC |  | HID fixture: Interior, >= 176 Watts lamp: Ind - 16 | Industrial and Agricultural Process 0.94
[5 empty] | res:DEER:HVAC_Eff_AC |  | HID fixture: Interior, 251-400 Watt lamp: Com - 16 | Industrial new construction incentives 0.62
[5 empty] | res:DEER:HVAC_Duct_Sealing |  | CFL Fixture: Pin based CFL fixture: Com - 12.0 | Savings by Design 0.82
[5 empty] | res:DEER:HVAC_Duct_Sealing |  | Screw-in CFL: Education - Primary School: NR - 5.6 | All other new construction programs 0.80
[5 empty] | res:DEER:HVAC_Duct_Sealing |  | Screw-in CFL: Education - Secondary School: NR - 3.5 | Large Standard Performance Contract 0.7011
[5 empty] | res:DEER:HVAC_Duct_Sealing |  | Screw-in CFL: Education - Community College: NR - 2.1 | Savings by Design 0.8212
[5 empty] | res:DEER:HVAC_Duct_Sealing |  | Screw-in CFL: Education - University: NR - 2.6 | Codes and Standards
[5 empty] | res:DEER:HVAC_Refrig_Charge |  | Screw-in CFL: Grocery: NR - 1.4
[5 empty] | res:DEER:HVAC_Refrig_Charge |  | Screw-in CFL: Health/Medical - Hospital: NR - 0.9
[5 empty] | res:DEER:HVAC_Refrig_Charge |  | Screw-in CFL: Health/Medical - Nursing Home: NR - 0.9
[5 empty] | res:DEER:HVAC_Refrig_Charge |  | Screw-in CFL: Lodging - Hotel: NR - 0.9
[5 empty] | res:DEER:HVAC_Refrig_Charge |  | Screw-in CFL: Lodging - Motel: NR - 0.9
[5 empty] | res:DEER:Refg_Chrg_Duct_Seal |  | Screw-in CFL: Lodging - Guest Rooms: NR - 7.0
[5 empty] | res:DEER:Refg_Chrg_Duct_Seal |  | Screw-in CFL: Manufacturing - Light Industrial: NR - 2.8
[5 empty] | res:DEER:Refg_Chrg_Duct_Seal |  | Screw-in CFL: Office - Large: NR - 2.9
[5 empty] | res:DEER:Refg_Chrg_Duct_Seal |  | Screw-in CFL: Office - Small: NR - 3.2
[5 empty] | res:DEER:Refg_Chrg_Duct_Seal |  | Screw-in CFL: Restaurant - Sit-Down: NR - 2.3
[5 empty] | res:DEER:RefgFrzr_Recycling |  | Screw-in CFL: Restaurant - Fast-Food: NR - 1.3
[5 empty] | res:DEER:RefgFrzr_Recycling |  | Screw-in CFL: Retail - 3-Story Large: NR - 1.9
[5 empty] | res:DEER:RefgFrzr_Recycling |  | Screw-in CFL: Retail - Single-Story Large: NR - 1.8
[5 empty] | res:DEER:RefgFrzr_Recycling |  | Screw-in CFL: Retail - Small: NR - 2.1
[5 empty] | res:DEER:RefgFrzr_Recycling |  | Screw-in CFL: Storage - Conditioned: NR - 2.8
[5 empty] | NON_res:DEER:Indoor_CFL_Ltg |  | Screw-in CFL: Storage - Unconditioned: NR - 2.8
[5 empty] | NON_res:DEER:Indoor_CFL_Ltg |  | Screw-in CFL: Warehouse - Refrigerated: NR - 3.1
NON_res:DEER:Indoor_CFL_Ltg
[5 empty] | NON_res:DEER:Indoor_CFL_Ltg |  | HVAC/Refrigeration – SPC: NR - 16
[5 empty] | NON_res:DEER:Indoor_CFL_Ltg |  | Chiller – High Efficiency: NR - 20
[5 empty] | NON_res:DEER:Indoor_Non-CFL_Ltg |  | Chiller – Variable Speed Drive: NR - 20
[5 empty] | NON_res:DEER:Indoor_Non-CFL_Ltg |  | Water Cooled Chillers: NR - 20
[5 empty] | NON_res:DEER:Indoor_Non-CFL_Ltg |  | Air Conditioners – High Efficiency: NR - 15
[5 empty] | NON_res:DEER:Indoor_Non-CFL_Ltg |  | Packaged HVAC Systems: NR - 15
[5 empty] | NON_res:DEER:Indoor_Non-CFL_Ltg |  | Install HVAC EMS: Com - 14
[5 empty] | NON_res:DEER:HVAC_Chillers |  | AC Packaged Terminal Units: NR - 15
[5 empty] | NON_res:DEER:HVAC_Chillers |  | Evaporative Coolers: NR - 15
[5 empty] | NON_res:DEER:HVAC_Chillers |  | Boiler – High Efficiency: NR - 20
[5 empty] | NON_res:DEER:HVAC_Chillers |  | Cooling Towers/Evaporative Condenser: NR - 15
[5 empty] | NON_res:DEER:HVAC_Chillers |  | Heat Pump – Split System: NR - 15
[5 empty] | NON_res:DEER:HVAC_Refrig_Charge |  | Heat Pump with Integrated Water Heating: NR - 10
[5 empty] | NON_res:DEER:HVAC_Refrig_Charge |  | Ground Source Heat Pump: NR - 15
[5 empty] | NON_res:DEER:HVAC_Refrig_Charge |  | Reduce Internal Load: NR - 15
[5 empty] | NON_res:DEER:HVAC_Refrig_Charge |  | Insulation: NR - 20
[5 empty] | NON_res:DEER:HVAC_Refrig_Charge |  | Insulation Package: NR - 20
[5 empty] | NON_res:DEER:HVAC_Split-Package_AC |  | Reflective Window Film: NR - 10
[5 empty] | NON_res:DEER:HVAC_Split-Package_AC |  | Bypass/Delay Timer(lighting): NR - 8
[5 empty] | NON_res:DEER:HVAC_Split-Package_AC |  | Set-Back Thermostat: NR - 11
[5 empty] | NON_res:DEER:HVAC_Split-Package_AC |  | Time Clock - HVAC: NR - 10
[5 empty] | NON_res:DEER:HVAC_Split-Package_AC |  | HVAC/Space Heating/Efficiency (Gas): NR - 18
[5 empty] | NON_res:DEER:HVAC_Duct_Sealing |  | Nonresidential Gas – AC: NR - 20
NON_res:DEER:HVAC_Duct_Sealing
[5 empty] | NON_res:DEER:HVAC_Duct_Sealing |  | Adjustable speed drive, application unknown: Ag - 10
[5 empty] | NON_res:DEER:HVAC_Duct_Sealing |  | Adjustable speed drive, application unknown: Com - 10
[5 empty] | NON_res:DEER:HVAC_Duct_Sealing |  | Adjustable Speed Drive: HVAC fan, 50 HP Max: Com - 10
[5 empty] | 01-ALC-AllCommercial-Cooling |  | Pump repair: Ag - 11
[5 empty] | 01-ALC-AllCommercial-ExtLight |  | Injection molding machines: Ind - 15
[5 empty] | 01-ALC-AllCommercial-IntLight |  | Plastic extusion equipment: Ind - 15
[5 empty] | 01-ALC-AllCommercial-OffEquip |  | Process cooling: Ind - 15
[5 empty] | 01-ALC-AllCommercial-Refrig |  | Process equipment insulation: Ind - 15
01-ALC-AllCommercial-Vent/Fan
[5 empty] | 02-ASM-Assembly-Cooling |  | Horizontal Clothes Washer: NR - 10
[5 empty] | 02-ASM-Assembly-Exit |  | Efficient Dishwashing: NR - 5
[5 empty] | 02-ASM-Assembly-ExtLight |  | Water Heater Controls: NR - 15
[5 empty] | 02-ASM-Assembly-IntLight |  | Cooking measures , Assorted: Com - 12
[5 empty] | 03-BCR-BothResidentialandCommercial-COOL |  | Water Heater – Gas: NR - 15
[5 empty] | 03-BCR-BothResidentialandCommercial-LIT_INT |  | Domestic Hot Water Boiler (Gas): NR - 20
03-BCR-BothResidentialandCommercial-OFF_EQ
[5 empty] | 03-BCR-BothResidentialandCommercial-LIT_EXT |  | Auto Closer for Cooler/Freezer: NR - 8
[5 empty] | 03-BCR-BothResidentialandCommercial-REFG |  | Door Gaskets: NR - 4
[5 empty] | 03-BCR-BothResidentialandCommercial-VENT |  | Floating Head Pressure: NR - 16
[5 empty] | 04-DMO-ResidentialMobileHome–DoubleWide-CL_DRY |  | Heatless Door: NR - 16
[5 empty] | 04-DMO-ResidentialMobileHome–DoubleWide-CL_WASH |  | Humidistat Control for Anti-Sweat Heater: NR - 12
[5 empty] | 04-DMO-ResidentialMobileHome–DoubleWide-DSH_WASH |  | Insulation on Refrigeration Suction Line: NR - 11
[5 empty] | 04-DMO-ResidentialMobileHome–DoubleWide-FREEZ |  | Night Covers for Display Cases: NR - 5
[5 empty] | 04-DMO-ResidentialMobileHome–DoubleWide-LIGHT |  | PSC Evaporator Motor – Walkin/ Display: NR - 15
[5 empty] | 04-DMO-ResidentialMobileHome–DoubleWide-POOL_PMP |  | Refrigeration Case Doors – Glass/Acrylic: NR - 12
[5 empty] | 04-DMO-ResidentialMobileHome–DoubleWide-REFG |  | Refrigerator Case with Doors: NR - 12
[5 empty] | 04-DMO-ResidentialMobileHome–DoubleWide-SP_COOL |  | Refrigerator Condensate Evaporator – Elec/Non Elec: NR - 8
[5 empty] | 04-DMO-ResidentialMobileHome–DoubleWide-SP_HEAT |  | Strip Curtains for Walk-Ins: NR - 4
[5 empty] | 04-DMO-ResidentialMobileHome–DoubleWide-WAT_HEAT |  | Ballast: Electronic, for display case: NR - 11
[5 empty] | 05-ECC-Education–CommunityCollege-COOL |  | Defrost: NR - 16
[5 empty] | 05-ECC-Education–CommunityCollege-LIT_INT |  | FHP & EFF Conditioner: NR - 16
[5 empty] | 05-ECC-Education–CommunityCollege-OFF_EQ |  | High-efficiency Liquid Suction Heat Exchangers: NR - 16
[5 empty] | 05-ECC-Education–CommunityCollege-LIT_EXT |  | Night Shields on Refrigerator and Freezer Cases: NR - 5
[5 empty] | 05-ECC-Education–CommunityCollege-REFG |  | Walk-in Refrigerator or Freezer: Evaporative Fan Controller: NR - 5
[5 empty] | 05-ECC-Education–CommunityCollege-VENT |  | Multiplec Refrigeration Systems/Supermarket Systems: NR - 10
06-EPR-Education–PrimarySchool-COOL
[5 empty] | 06-EPR-Education–PrimarySchool-LIT_INT |  | Kiln/Oven/Furnace: NR - 18
[5 empty] | 06-EPR-Education–PrimarySchool-OFF_EQ |  | Thermal Night Curtains: NR - 5
[5 empty] | 06-EPR-Education–PrimarySchool-LIT_EXT |  | Custom Measures – SPC: NR - 15
[5 empty] | 06-EPR-Education–PrimarySchool-REFG |  | Local Government Partnership: NR - 11
[5 empty] | 06-EPR-Education–PrimarySchool-VENT |  | Audits: NR - 3
[5 empty] | 07-ESE-Education–SecondarySchool-COOL |  | Plug Load Sensor: NR - 10
[5 empty] | 07-ESE-Education–SecondarySchool-LIT_INT |  | Information: NR - 1
[5 empty] | 07-ESE-Education–SecondarySchool-OFF_EQ |  | High Efficiency Motors: NR - 15
[5 empty] | 07-ESE-Education–SecondarySchool-LIT_EXT |  | Process Overhaul: NR - 20
[5 empty] | 07-ESE-Education–SecondarySchool-REFG |  | System Controls: NR - 15
07-ESE-Education–SecondarySchool-VENT
08-EUN-Education–University-COOL
[5 empty] | 08-EUN-Education–University-LIT_INT |  | RESIDENTIAL MEASURES
[5 empty] | 08-EUN-Education–University-OFF_EQ |  | ****************************************************************
[5 empty] | 08-EUN-Education–University-LIT_EXT |  | T8 Fixtures ; lamp or ballast: Res - 15
[5 empty] | 08-EUN-Education–University-REFG |  | Pin based CFL Fixture: Res - 16
[5 empty] | 08-EUN-Education–University-VENT |  | CFL: Indoor Screw in: Res - 9.4
[5 empty] | 09-GRO-Grocery-COOL |  | CFL: Outdoor Screw in: Res - 7
[5 empty] | 09-GRO-Grocery-LIT_INT |  | Torchiere: Res - 9
09-GRO-Grocery-OFF_EQ
[5 empty] | 09-GRO-Grocery-LIT_EXT |  | Air Conditioners with SEER >= 11.0: Res - 18
[5 empty] | 09-GRO-Grocery-REFG |  | Central Air Conditioners: Res - 18
[5 empty] | 09-GRO-Grocery-VENT |  | Duct Testing: Res NC - 18
[5 empty] | 10-HSP-Health/Medical–Hospital-COOL |  | High Energy Efficiency Ducts: Res - 18
[5 empty] | 10-HSP-Health/Medical–Hospital-LIT_INT |  | Whole House Fan: Res - 15
[5 empty] | 10-HSP-Health/Medical–Hospital-OFF_EQ |  | Evaporative Cooler: Res - 15
[5 empty] | 10-HSP-Health/Medical–Hospital-LIT_EXT |  | Glazing - Low E Double / Low Shade Coefficient: Res - 20
[5 empty] | 10-HSP-Health/Medical–Hospital-REFG |  | Heat Pump - Electric: Res - 15
[5 empty] | 10-HSP-Health/Medical–Hospital-VENT |  | Insulation - Ceiling / Floor / Walls: Res - 20
[5 empty] | 11-HTL-Lodging–Hotel(GuestRooms)-COOL |  | A/C with Integrated Water Heating: Res - 10
[5 empty] | 11-HTL-Lodging–Hotel(GuestRooms)-LIT_INT |  | Programmable Thermostat: Res - 12
11-HTL-Lodging–Hotel(GuestRooms)-OFF_EQ
[5 empty] | 11-HTL-Lodging–Hotel(GuestRooms)-LIT_EXT |  | Audits: Res - 3
[5 empty] | 11-HTL-Lodging–Hotel(GuestRooms)-REFG |  | Gas Cooktops: Res - 20
[5 empty] | 11-HTL-Lodging–Hotel(GuestRooms)-VENT |  | Gas Dryer Stub: Res - 18
[5 empty] | 12-MBT-Manufacturing–Bio/Tech-AG_PUMP |  | Energy-Efficient Furnaces: Res - 18
12-MBT-Manufacturing–Bio/Tech-COMP_AIR
[5 empty] | 12-MBT-Manufacturing–Bio/Tech-COOL |  | Refrigerator Recycling: Res - 10
[5 empty] | 12-MBT-Manufacturing–Bio/Tech-LIGHT |  | Refrigerator - Energy Efficient; 20% more efficient: Res - 18
[5 empty] | 12-MBT-Manufacturing–Bio/Tech-MOTOR |  | Refrigerators: Res - 18
12-MBT-Manufacturing–Bio/Tech-PROC_OTH
13-MFM-ResidentialMulti-family-CL_DRY
[5 empty] | 13-MFM-ResidentialMulti-family-CL_WASH |  | GENERIC USEFUL LIVES:
[5 empty] | 13-MFM-ResidentialMulti-family-DSH_WASH |  | ****************************************************************
[5 empty] | 13-MFM-ResidentialMulti-family-FREEZ |  | 0.1
[5 empty] | 13-MFM-ResidentialMulti-family-LIGHT |  | 0.2
[5 empty] | 13-MFM-ResidentialMulti-family-POOL_PMP |  | 0.3
[5 empty] | 13-MFM-ResidentialMulti-family-REFG |  | 0.4
[5 empty] | 13-MFM-ResidentialMulti-family-SP_COOL |  | 0.5
[5 empty] | 13-MFM-ResidentialMulti-family-SP_HEAT |  | 0.6
[5 empty] | 13-MFM-ResidentialMulti-family-WAT_HEAT |  | 0.7
[5 empty] | 14-MLI-Manufacturing–LightIndustry-AG_PUMP |  | 0.8
[5 empty] | 14-MLI-Manufacturing–LightIndustry-COMP_AIR |  | 0.9
[5 empty] | 14-MLI-Manufacturing–LightIndustry-COOL |  | 1
[5 empty] | 14-MLI-Manufacturing–LightIndustry-LIGHT |  | 1.1
[5 empty] | 14-MLI-Manufacturing–LightIndustry-MOTOR |  | 1.2
[5 empty] | 14-MLI-Manufacturing–LightIndustry-PROC_OTH |  | 1.3
[5 empty] | 15-MTL-Lodging–Motel-COOL |  | 1.4
[5 empty] | 15-MTL-Lodging–Motel-LIT_INT |  | 1.5
[5 empty] | 15-MTL-Lodging–Motel-OFF_EQ |  | 1.6
[5 empty] | 15-MTL-Lodging–Motel-LIT_EXT |  | 1.7
[5 empty] | 15-MTL-Lodging–Motel-REFG |  | 1.8
[5 empty] | 15-MTL-Lodging–Motel-VENT |  | 1.9
[5 empty] | 16-NRS-Health/Medical–Clinic-COOL |  | 2
[5 empty] | 16-NRS-Health/Medical–Clinic-LIT_INT |  | 2.1
[5 empty] | 16-NRS-Health/Medical–Clinic-OFF_EQ |  | 2.2
[5 empty] | 16-NRS-Health/Medical–Clinic-LIT_EXT |  | 2.3
[5 empty] | 16-NRS-Health/Medical–Clinic-REFG |  | 2.4
[5 empty] | 16-NRS-Health/Medical–Clinic-VENT |  | 2.5
[5 empty] | 17-OFL-Office–Large-Cooling |  | 2.6
[5 empty] | 17-OFL-Office–Large-ExtLight |  | 2.7
[5 empty] | 17-OFL-Office–Large-IntLight |  | 2.8
[5 empty] | 17-OFL-Office–Large-OffEquip |  | 2.9
[5 empty] | 17-OFL-Office–Large-Refrig |  | 3
[5 empty] | 17-OFL-Office–Large-Vent/Fan |  | 3.1
[5 empty] | 18-OFS-Office–Small-Cooling |  | 3.2
[5 empty] | 18-OFS-Office–Small-ExtLight |  | 3.3
[5 empty] | 18-OFS-Office–Small-IntLight |  | 3.4
[5 empty] | 18-OFS-Office–Small-OffEquip |  | 3.5
[5 empty] | 18-OFS-Office–Small-Refrig |  | 3.6
[5 empty] | 18-OFS-Office–Small-Vent/Fan |  | 3.7
[5 empty] | 19-RES-AllResidential-CL_DRY |  | 3.8
[5 empty] | 19-RES-AllResidential-CL_WASH |  | 3.9
[5 empty] | 19-RES-AllResidential-DSH_WASH |  | 4
[5 empty] | 19-RES-AllResidential-FREEZ |  | 4.1
[5 empty] | 19-RES-AllResidential-LIGHT |  | 4.2
[5 empty] | 19-RES-AllResidential-POOL_PMP |  | 4.3
[5 empty] | 19-RES-AllResidential-REFG |  | 4.4
[5 empty] | 19-RES-AllResidential-SP_COOL |  | 4.5
[5 empty] | 19-RES-AllResidential-SP_HEAT |  | 4.6
[5 empty] | 19-RES-AllResidential-WAT_HEAT |  | 4.7
[5 empty] | 20-RFF-Restaurant–FastFood-Cooling |  | 4.8
[5 empty] | 20-RFF-Restaurant–FastFood-ExtLight |  | 4.9
[5 empty] | 20-RFF-Restaurant–FastFood-IntLight |  | 5
[5 empty] | 20-RFF-Restaurant–FastFood-OffEquip |  | 5.1
[5 empty] | 20-RFF-Restaurant–FastFood-Refrig |  | 5.2
[5 empty] | 20-RFF-Restaurant–FastFood-Vent/Fan |  | 5.3
[5 empty] | 21-RSD-Restaurant–SitDown-COOL |  | 5.4
[5 empty] | 21-RSD-Restaurant–SitDown-LIT_INT |  | 5.5
[5 empty] | 21-RSD-Restaurant–SitDown-OFF_EQ |  | 5.6
[5 empty] | 21-RSD-Restaurant–SitDown-LIT_EXT |  | 5.7
[5 empty] | 21-RSD-Restaurant–SitDown-PROC_OTH |  | 5.8
[5 empty] | 21-RSD-Restaurant–SitDown-REFG |  | 5.9
[5 empty] | 21-RSD-Restaurant–SitDown-VENT |  | 6
[5 empty] | 22-RT3-Retail–3StoryLarge-COOL |  | 6.1
[5 empty] | 22-RT3-Retail–3StoryLarge-LIT_INT |  | 6.2
[5 empty] | 22-RT3-Retail–3StoryLarge-OFF_EQ |  | 6.3
[5 empty] | 22-RT3-Retail–3StoryLarge-LIT_EXT |  | 6.4
[5 empty] | 22-RT3-Retail–3StoryLarge-REFG |  | 6.5
[5 empty] | 22-RT3-Retail–3StoryLarge-VENT |  | 6.6
[5 empty] | 23-RTL-Retail–SingleStorylarge-COOL |  | 6.7
[5 empty] | 23-RTL-Retail–SingleStorylarge-LIT_INT |  | 6.8
[5 empty] | 23-RTL-Retail–SingleStorylarge-OFF_EQ |  | 6.9
[5 empty] | 23-RTL-Retail–SingleStorylarge-LIT_EXT |  | 7
[5 empty] | 23-RTL-Retail–SingleStorylarge-REFG |  | 7.1
[5 empty] | 23-RTL-Retail–SingleStorylarge-VENT |  | 7.2
[5 empty] | 24-RTS-Retail–Small-COOL |  | 7.3
[5 empty] | 24-RTS-Retail–Small-LIT_INT |  | 7.4
[5 empty] | 24-RTS-Retail–Small-OFF_EQ |  | 7.5
[5 empty] | 24-RTS-Retail–Small-LIT_EXT |  | 7.6
[5 empty] | 24-RTS-Retail–Small-REFG |  | 7.7
[5 empty] | 24-RTS-Retail–Small-VENT |  | 7.8
[5 empty] | 25-SCN-Storage–Conditioned-Cooling |  | 7.9
[5 empty] | 25-SCN-Storage–Conditioned-Exit |  | 8
[5 empty] | 25-SCN-Storage–Conditioned-ExtLight |  | 8.1
[5 empty] | 26-SFM-ResidentialSingleFamily-CL_DRY |  | 8.2
[5 empty] | 26-SFM-ResidentialSingleFamily-CL_WASH |  | 8.3
[5 empty] | 26-SFM-ResidentialSingleFamily-DSH_WASH |  | 8.4
[5 empty] | 26-SFM-ResidentialSingleFamily-FREEZ |  | 8.5
[5 empty] | 26-SFM-ResidentialSingleFamily-LIGHT |  | 8.6
[5 empty] | 26-SFM-ResidentialSingleFamily-POOL_PMP |  | 8.7
[5 empty] | 26-SFM-ResidentialSingleFamily-REFG |  | 8.8
[5 empty] | 26-SFM-ResidentialSingleFamily-SP_COOL |  | 8.9
[5 empty] | 26-SFM-ResidentialSingleFamily-SP_HEAT |  | 9
[5 empty] | 26-SFM-ResidentialSingleFamily-WAT_HEAT |  | 9.1
[5 empty] | 27-SMO-ResidentialMobileHome–SingleWide-CL_DRY |  | 9.2
[5 empty] | 27-SMO-ResidentialMobileHome–SingleWide-CL_WASH |  | 9.3
[5 empty] | 27-SMO-ResidentialMobileHome–SingleWide-DSH_WASH |  | 9.4
[5 empty] | 27-SMO-ResidentialMobileHome–SingleWide-FREEZ |  | 9.5
[5 empty] | 27-SMO-ResidentialMobileHome–SingleWide-LIGHT |  | 9.6
[5 empty] | 27-SMO-ResidentialMobileHome–SingleWide-POOL_PMP |  | 9.7
[5 empty] | 27-SMO-ResidentialMobileHome–SingleWide-REFG |  | 9.8
[5 empty] | 27-SMO-ResidentialMobileHome–SingleWide-SP_COOL |  | 9.9
[5 empty] | 27-SMO-ResidentialMobileHome–SingleWide-SP_HEAT |  | 10
[5 empty] | 27-SMO-ResidentialMobileHome–SingleWide-WAT_HEAT |  | 10.1
[5 empty] | 28-SUN-Storage–Unconditioned-Exit |  | 10.2
[5 empty] | 28-SUN-Storage–Unconditioned-ExtLight |  | 10.3
[5 empty] | 29-WRF-Storage–Refrigerated-Cooling |  | 10.4
[5 empty] | 29-WRF-Storage–Refrigerated-Exit |  | 10.5
[5 empty] | 29-WRF-Storage–Refrigerated-ExtLight |  | 10.6
[5 empty] | 30-S20-SIC20Food&KindredProducts-AG_PUMP |  | 10.7
[5 empty] | 30-S20-SIC20Food&KindredProducts-COMP_AIR |  | 10.8
[5 empty] | 30-S20-SIC20Food&KindredProducts-COOL |  | 10.9
[5 empty] | 30-S20-SIC20Food&KindredProducts-LIGHT |  | 11
[5 empty] | 30-S20-SIC20Food&KindredProducts-MOTOR |  | 11.1
[5 empty] | 30-S20-SIC20Food&KindredProducts-PROC_OTH |  | 11.2
[5 empty] | 31-S26-SIC26Paper&AlliedProducts-AG_PUMP |  | 11.3
[5 empty] | 31-S26-SIC26Paper&AlliedProducts-COMP_AIR |  | 11.4
[5 empty] | 31-S26-SIC26Paper&AlliedProducts-COOL |  | 11.5
[5 empty] | 31-S26-SIC26Paper&AlliedProducts-LIGHT |  | 11.6
[5 empty] | 31-S26-SIC26Paper&AlliedProducts-MOTOR |  | 11.7
[5 empty] | 31-S26-SIC26Paper&AlliedProducts-PROC_OTH |  | 11.8
[5 empty] | 32-S28-SIC28Chemicals&AlliedProducts-AG_PUMP |  | 11.9
[5 empty] | 32-S28-SIC28Chemicals&AlliedProducts-COMP_AIR |  | 12
[5 empty] | 32-S28-SIC28Chemicals&AlliedProducts-COOL |  | 12.1
[5 empty] | 32-S28-SIC28Chemicals&AlliedProducts-LIGHT |  | 12.2
[5 empty] | 32-S28-SIC28Chemicals&AlliedProducts-MOTOR |  | 12.3
[5 empty] | 32-S28-SIC28Chemicals&AlliedProducts-PROC_OTH |  | 12.4
[5 empty] | 33-S29-SIC29Petroleum&CoalProducts-AG_PUMP |  | 12.5
[5 empty] | 33-S29-SIC29Petroleum&CoalProducts-COMP_AIR |  | 12.6
[5 empty] | 33-S29-SIC29Petroleum&CoalProducts-COOL |  | 12.7
[5 empty] | 33-S29-SIC29Petroleum&CoalProducts-LIGHT |  | 12.8
[5 empty] | 33-S29-SIC29Petroleum&CoalProducts-MOTOR |  | 12.9
[5 empty] | 33-S29-SIC29Petroleum&CoalProducts-PROC_OTH |  | 13
[5 empty] | 34-S33-SIC33Metals-AG_PUMP |  | 13.1
[5 empty] | 34-S33-SIC33Metals-COMP_AIR |  | 13.2
[5 empty] | 34-S33-SIC33Metals-COOL |  | 13.3
[5 empty] | 34-S33-SIC33Metals-LIGHT |  | 13.4
[5 empty] | 34-S33-SIC33Metals-MOTOR |  | 13.5
[5 empty] | 34-S33-SIC33Metals-PROC_OTH |  | 13.6
[5 empty] | 35-OTI-OtherIndustrial-AG_PUMP |  | 13.7
[5 empty] | 35-OTI-OtherIndustrial-COMP_AIR |  | 13.8
[5 empty] | 35-OTI-OtherIndustrial-COOL |  | 13.9
[5 empty] | 35-OTI-OtherIndustrial-LIGHT |  | 14
[5 empty] | 35-OTI-OtherIndustrial-MOTOR |  | 14.1
[5 empty] | 35-OTI-OtherIndustrial-PROC_OTH |  | 14.2
[5 empty] | 36-GST-Lodging-GuestRooms-Cooling |  | 14.3
[5 empty] | 36-GST-Lodging-GuestRooms-ExtLight |  | 14.4
[5 empty] | 36-GST-Lodging-GuestRooms-IntLight |  | 14.5
[5 empty] | 36-GST-Lodging-GuestRooms-OffEquip |  | 14.6
[5 empty] | 36-GST-Lodging-GuestRooms-Refrig |  | 14.7
[5 empty] | 36-GST-Lodging-GuestRooms-Vent/Fan |  | 14.8
14.9
15
15.1
15.2
15.3
15.4
15.5
15.6
15.7
15.8
15.9
16
16.1
16.2
16.3
16.4
16.5
16.6
16.7
16.8
16.9
17
17.1
17.2
17.3
17.4
17.5
17.6
17.7
17.8
17.9
18
18.1
18.2
18.3
18.4
18.5
18.6
18.7
18.8
18.9
19
19.1
19.2
19.3
19.4
19.5
19.6
19.7
19.8
19.9
20
21
22
23
24
25
26
27
28
29
30
Last Row Used is above