## Export
PROGRAM NAME | 0
BUDGET
Administrative Costs
Overhead and G&A | 0
Other Administrative Costs | 0
Marketing/Outreach | 0
Direct Implementation
d.i. User Input Incentive (No rebates) | 0
d.ii. Rebate | 2856606.33
d.iii. Direct Install Labor | 0
d.iv. Direct Install Materials | 0
d.v. Upstream payments | 0
Activity | 0
Installation | 0
Hardware & Materials | 0
Rebate Processing & Inspection | 0
EM&V Costs | 0
Budget | 2856606.33
Costs recovered from other sources | 0
Budget (plus other costs) | 2856606.33
PROGRAM IMPACTS
Program Reductions for Measures installed through 2011
User Entered kW (kW) | 1903.8959
Net Jul-Sept Peak (kW) | 2355.598
Net Dec-Feb Peak (kW) | 1566.3736
Net NCP (kW) | 2563.9028
Net CEC (kW) | 0
Annual Net kWh | 12671031.68
Lifecycle Net kWh | 190065475.2
Annual Net Therms | 47060.48
Lifecycle Net Therms | 705907.2
Cost Effectiveness for all measures installed through 2015
TRC
Costs | 3649873.4048
Electric Benefits | 14345630.3439
Gas Benefits | 391530.2932
Net Benefits (NPV) | 11087287.2323
BC Ratio | 4.0377
PAC
Costs | 2747596.8305
Electric Benefits | 14345630.3439
Gas Benefits | 391530.2932
Net Benefits (NPV) | 11989563.8066
BC Ratio | 5.3637
Levelized Cost
Levelized Cost TRC ($/kWh )
Discounted kWh | 110567650.6498
Cost | 0.032693
Benefits | 0.12975
Benefit-Cost | 0.097052
Levelized Cost PAC ($/kWh)
Discounted kWh | 110567650.6498
Cost | 0.02485
Benefits | 0.12975
Benefit-Cost | 0.1049
Levelized Cost TRC ($/therm)
Discounted Therms | 417418.2126
Cost | 0.083921
Benefits | 0.93798
Benefit-Cost | 0.85406
Levelized Cost PAC ($/therm)
Discounted Therms | 417418.2126
Cost | 0
Benefits | 0.93798
Benefit-Cost | 0.93798
Emission Annual Reductions (2009-2011) |  | Energy Division File sheet "Attachment II" Total Electricity and Gas Emission Reductions
Electric Annual CO2 (tons) - 2009 | 7242.5948 |  | 2009 | 2010 | 2011 | 2012 | 2013 | 2014 | 2015
2010 | 0 |  | Total | Total | Total | Total | Total | Total | Total
2011 | 0 | Annual CO2 Emission Reductions (tons) | 7517.8986 | 0 | 0 | 0 | 0 | 0 | 0
Electric Lifecycle CO2 (tons) - 2009 | 108638.9213 | Lifecycle CO2 Emission Reductions (tons) | 112768.4784 | 0 | 0 | 0 | 0 | 0 | 0
2010 | 0 | Annual NOx Emission Reductions (tons) | 1.1951 | 0 | 0 | 0 | 0 | 0 | 0
2011 | 0 | Lifecycle NOx Emission Reductions (tons) | 17.9261 | 0 | 0 | 0 | 0 | 0 | 0
Electric Annual NOX (tons) - 2009 | 0.97859 | Annual SO2 Emission Reductions (tons)
2010 | 0 | Lifecycle SO2 Emission Reductions (tons)
2011 | 0
Electric Lifecycle NOX (tons) - 2009 | 14.6789
2010 | 0
2011 | 0
Electric Annual SO2 (lbs) - 2009
2010
2011
Electric Lifecycle SO2 (lbs) - 2009
2010
2011
Gas Annual CO2 (tons) - 2009 | 275.3038
2010 | 0
2011 | 0
Gas Lifecycle CO2 (tons) - 2009 | 4129.5571
2010 | 0
2011 | 0
Gas Annual NOX (tons) - 2009 | 0.21648
2010 | 0
2011 | 0
Gas Lifecycle NOX (tons) - 2009 | 3.2472
2010 | 0
2011 | 0
Gas Annual SO2 (lbs) - 2009
2010
2011
Gas Lifecycle SO2 (lbs) - 2009
2010
2011
Data below not currently used in Energy Division workbook
Levelized Cost RIM ($/therm)
Discounted Therms | 417418.2126
Cost | 0.17488
Benefits | 0.93798
Benefit-Cost | 0.7631
Levelized Cost RIM ($/kWh)
Discounted kWh | 110567650.6498
Cost | 0.02419
Benefits | 0.12975
Benefit-Cost | 0.7631
RIM
Costs | 2747596.8305
Electric Benefits | 14345630.3439
Gas Benefits | 391530.2932
Net Benefits (NPV) | 11989563.8066
BC Ratio | 5.3637
Impacts for all programs installed trhough 2019
Net July-Sept Peak (kW)
Clothes Dryer | 0
Clothes Washer | 0
Consumer Electronics | 0
Cooking | 0
Dishwasher | 0
Net Dec-Feb Pk (kW)
Clothes Dryer | 0
Clothes Washer | 0
Consumer Electronics | 0
Cooking | 0
Dishwasher | 0
0
Clothes Dryer | 0
Clothes Washer | 0
Consumer Electronics | 0
Cooking | 0
Dishwasher | 0
Annual Net kWh
Clothes Dryer | 0
Clothes Washer | 0
Consumer Electronics | 0
Cooking | 0
Dishwasher | 0
Lifecycle Net kWh
Clothes Dryer | 0
Clothes Washer | 0
Consumer Electronics | 0
Cooking | 0
Dishwasher | 0
Annual Net Therms
Clothes Dryer | 0
Clothes Washer | 0
Consumer Electronics | 0
Cooking | 0
Dishwasher | 0
Lifecycle Net Therms
Clothes Dryer | 0
Clothes Washer | 0
Consumer Electronics | 0
Cooking | 0
Dishwasher | 0

## Output by Measure
0
0
SDG&E | [7 empty] | Levelized Benefits less Costs (TRC) |  |  |  | Levelized Benefits less Costs (PAC) |  |  |  | Benefit Cost Ratios
Net Impacts by Measure | [7 empty] | No Allocated Admin |  | w/ Allocated Admin |  | No Allocated Admin |  | w/ Allocated Admin |  | No Allocated Admin |  | w/ Allocated Admin
| Net Avg Jul-Sep (kW) | Net Dec-Feb Pk (kW) | Net User Entered kW | Annual kWh adj for Net to gross | Lifecycle kWh (Annual * Measure Life) | Annual Therms | Lifecycle Therms | Electric ($/kWh) | Gas ($/Th) | Electric ($/kWh) | Gas ($/Th) | Electric ($/kWh) | Gas ($/Th) | Electric ($/kWh) | Gas ($/Th) | TRC | PAC | TRC | PAC
Total or Average | 2355.598 | 1566.3736 | 1903.8959 | 12671031.68 | 190065475.2 | 47060.48 | 705907.2 | 0.097052 | 0.85406 | 0.097052 | 0.85406 | 0.1049 | 0.93798 | 0.1049 | 0.93798
212003-Lighting | 0.012674 | 0.0081724 | 0.01088 | 64 | 960 | 0 | 0 | 0.096574 | 0 | 0.096574 | 0 | 0.10269 | 0 | 0.10269 | 0 | 3.7297 | 4.5094 | 3.7297 | 4.5094
212003-Lighting | 0.0063369 | 0.0040862 | 0.00544 | 32 | 480 | 0 | 0 | 0.096574 | 0 | 0.096574 | 0 | 0.10269 | 0 | 0.10269 | 0 | 3.7297 | 4.5094 | 3.7297 | 4.5094
212003-Lighting | 0.0063369 | 0.0040862 | 0.00544 | 32 | 480 | 0 | 0 | 0.096574 | 0 | 0.096574 | 0 | 0.10269 | 0 | 0.10269 | 0 | 3.7297 | 4.5094 | 3.7297 | 4.5094
212003-Lighting | 0.013814 | 0.0089079 | 0.011859 | 69.76 | 1046.4 | 0 | 0 | 0.096533 | 0 | 0.096533 | 0 | 0.10258 | 0 | 0.10258 | 0 | 3.7253 | 4.4915 | 3.7253 | 4.4915
212003-Lighting | 0.0063369 | 0.0040862 | 0.00544 | 32 | 480 | 0 | 0 | 0.096574 | 0 | 0.096574 | 0 | 0.10269 | 0 | 0.10269 | 0 | 3.7297 | 4.5094 | 3.7297 | 4.5094
212003-Lighting | 0.0063369 | 0.0040862 | 0.00544 | 32 | 480 | 0 | 0 | 0.096574 | 0 | 0.096574 | 0 | 0.10269 | 0 | 0.10269 | 0 | 3.7297 | 4.5094 | 3.7297 | 4.5094
212003-Lighting | 0.012674 | 0.0081724 | 0.01088 | 64 | 960 | 0 | 0 | 0.096568 | 0 | 0.096568 | 0 | 0.10267 | 0 | 0.10267 | 0 | 3.729 | 4.5067 | 3.729 | 4.5067
212003-Lighting | 0.019011 | 0.012259 | 0.01632 | 96 | 1440 | 0 | 0 | 0.096566 | 0 | 0.096566 | 0 | 0.10267 | 0 | 0.10267 | 0 | 3.7288 | 4.5058 | 3.7288 | 4.5058
212003-Lighting | 0.12332 | 0.079517 | 0.10586 | 622.72 | 9340.8 | 0 | 0 | 0.096546 | 0 | 0.096546 | 0 | 0.10261 | 0 | 0.10261 | 0 | 3.7267 | 4.4971 | 3.7267 | 4.4971
212003-Lighting | 0.019391 | 0.012504 | 0.016646 | 97.92 | 1468.8 | 0 | 0 | 0.096558 | 0 | 0.096558 | 0 | 0.10265 | 0 | 0.10265 | 0 | 3.7279 | 4.5022 | 3.7279 | 4.5022
212003-Lighting | 0.012674 | 0.0081724 | 0.01088 | 64 | 960 | 0 | 0 | 0.096574 | 0 | 0.096574 | 0 | 0.10269 | 0 | 0.10269 | 0 | 3.7297 | 4.5094 | 3.7297 | 4.5094
212003-Lighting | 0.0095053 | 0.0061293 | 0.00816 | 48 | 720 | 0 | 0 | 0.096566 | 0 | 0.096566 | 0 | 0.10267 | 0 | 0.10267 | 0 | 3.7288 | 4.5058 | 3.7288 | 4.5058
212003-Lighting | 0.0046893 | 0.0030238 | 0.0040256 | 23.68 | 355.2 | 0 | 0 | 0.096449 | 0 | 0.096449 | 0 | 0.10234 | 0 | 0.10234 | 0 | 3.7165 | 4.4563 | 3.7165 | 4.4563
212003-Lighting | 0.012674 | 0.0081724 | 0.01088 | 64 | 960 | 0 | 0 | 0.096574 | 0 | 0.096574 | 0 | 0.10269 | 0 | 0.10269 | 0 | 3.7297 | 4.5094 | 3.7297 | 4.5094
212003-Lighting | 0.012674 | 0.0081724 | 0.01088 | 64 | 960 | 0 | 0 | 0.096574 | 0 | 0.096574 | 0 | 0.10269 | 0 | 0.10269 | 0 | 3.7297 | 4.5094 | 3.7297 | 4.5094
212003-Lighting | 2.3369 | 1.5069 | 2.0062 | 11800.96 | 177014.4 | 0 | 0 | 0.10079 | 0 | 0.10079 | 0 | 0.10907 | 0 | 0.10907 | 0 | 3.9503 | 5.2144 | 3.9503 | 5.2144
212003-Lighting | 5.4891 | 3.5395 | 4.7122 | 27719.04 | 415785.6 | 0 | 0 | 0.10079 | 0 | 0.10079 | 0 | 0.10907 | 0 | 0.10907 | 0 | 3.9503 | 5.2144 | 3.9503 | 5.2144
212003-Lighting | 2.0717 | 1.3359 | 1.7784 | 10461.44 | 156921.6 | 0 | 0 | 0.098126 | 0 | 0.098126 | 0 | 0.10167 | 0 | 0.10167 | 0 | 3.6646 | 4.0552 | 3.6646 | 4.0552
212004-Other (Electric) | 80.2474 | 66.9636 | 42.232 | 603313.92 | 9049708.8 | 0 | 0 | 0.092939 | 0 | 0.092939 | 0 | 0.10177 | 0 | 0.10177 | 0 | 4.8149 | 7.5541 | 4.8149 | 7.5541
212004-Other (Electric) | 6.7408 | 5.6249 | 3.5475 | 50678.4 | 760176 | 0 | 0 | 0.092939 | 0 | 0.092939 | 0 | 0.10177 | 0 | 0.10177 | 0 | 4.8149 | 7.5541 | 4.8149 | 7.5541
212004-Other (Electric) | 17.3334 | 14.4641 | 9.1221 | 130315.52 | 1954732.8 | 0 | 0 | 0.092939 | 0 | 0.092939 | 0 | 0.10177 | 0 | 0.10177 | 0 | 4.8149 | 7.5541 | 4.8149 | 7.5541
212004-Other (Electric) | 36.1436 | 30.1606 | 19.0214 | 271733.76 | 4076006.4 | 0 | 0 | 0.092939 | 0 | 0.092939 | 0 | 0.10177 | 0 | 0.10177 | 0 | 4.8149 | 7.5541 | 4.8149 | 7.5541
212004-Other (Electric) | 44.2804 | 36.9505 | 23.3036 | 332908.16 | 4993622.4 | 0 | 0 | 0.092939 | 0 | 0.092939 | 0 | 0.10177 | 0 | 0.10177 | 0 | 4.8149 | 7.5541 | 4.8149 | 7.5541
212003-Lighting | 10.1777 | 6.5628 | 8.7372 | 51395.2 | 770928 | 0 | 0 | 0.099655 | 0 | 0.099655 | 0 | 0.11125 | 0 | 0.11125 | 0 | 4.0854 | 6.3733 | 4.0854 | 6.3733
212003-Lighting | 4.3965 | 2.835 | 3.7743 | 22201.6 | 333024 | 0 | 0 | 0.10265 | 0 | 0.10265 | 0 | 0.11425 | 0 | 0.11425 | 0 | 4.1783 | 6.5181 | 4.1783 | 6.5181
212003-Lighting | 3.6371 | 2.3453 | 3.1223 | 18366.72 | 275500.8 | 0 | 0 | 0.10265 | 0 | 0.10265 | 0 | 0.11425 | 0 | 0.11425 | 0 | 4.1782 | 6.5181 | 4.1782 | 6.5181
212003-Lighting | 2.8411 | 1.832 | 2.439 | 14346.88 | 215203.2 | 0 | 0 | 0.099655 | 0 | 0.099655 | 0 | 0.11125 | 0 | 0.11125 | 0 | 4.0854 | 6.3733 | 4.0854 | 6.3733
212003-Lighting | 0.056905 | 0.036694 | 0.048851 | 287.36 | 4310.4 | 0 | 0 | 0.096543 | 0 | 0.096543 | 0 | 0.1026 | 0 | 0.1026 | 0 | 3.7263 | 4.4958 | 3.7263 | 4.4958
212003-Lighting | 0.0039289 | 0.0025334 | 0.0033728 | 19.84 | 297.6 | 0 | 0 | 0.09649 | 0 | 0.09649 | 0 | 0.10246 | 0 | 0.10246 | 0 | 3.7207 | 4.4733 | 3.7207 | 4.4733
212003-Lighting | 0.21824 | 0.14073 | 0.18735 | 1102.08 | 16531.2 | 0 | 0 | 0.096549 | 0 | 0.096549 | 0 | 0.10262 | 0 | 0.10262 | 0 | 3.7269 | 4.4983 | 3.7269 | 4.4983
212003-Lighting | 0.012674 | 0.0081724 | 0.01088 | 64 | 960 | 0 | 0 | 0.096574 | 0 | 0.096574 | 0 | 0.10269 | 0 | 0.10269 | 0 | 3.7297 | 4.5094 | 3.7297 | 4.5094
212003-Lighting | 0.038021 | 0.024517 | 0.03264 | 192 | 2880 | 0 | 0 | 0.096568 | 0 | 0.096568 | 0 | 0.10267 | 0 | 0.10267 | 0 | 3.729 | 4.5067 | 3.729 | 4.5067
212003-Lighting | 0.038021 | 0.024517 | 0.03264 | 192 | 2880 | 0 | 0 | 0.096568 | 0 | 0.096568 | 0 | 0.10267 | 0 | 0.10267 | 0 | 3.729 | 4.5067 | 3.729 | 4.5067
212003-Lighting | 0.08859 | 0.057125 | 0.076051 | 447.36 | 6710.4 | 0 | 0 | 0.096552 | 0 | 0.096552 | 0 | 0.10263 | 0 | 0.10263 | 0 | 3.7273 | 4.4999 | 3.7273 | 4.4999
212003-Lighting | 0.012674 | 0.0081724 | 0.01088 | 64 | 960 | 0 | 0 | 0.096574 | 0 | 0.096574 | 0 | 0.10269 | 0 | 0.10269 | 0 | 3.7297 | 4.5094 | 3.7297 | 4.5094
212003-Lighting | 0.012674 | 0.0081724 | 0.01088 | 64 | 960 | 0 | 0 | 0.096574 | 0 | 0.096574 | 0 | 0.10269 | 0 | 0.10269 | 0 | 3.7297 | 4.5094 | 3.7297 | 4.5094
212003-Lighting | 0.0046893 | 0.0030238 | 0.0040256 | 23.68 | 355.2 | 0 | 0 | 0.096449 | 0 | 0.096449 | 0 | 0.10234 | 0 | 0.10234 | 0 | 3.7165 | 4.4563 | 3.7165 | 4.4563
212003-Lighting | 0.50619 | 0.32641 | 0.43455 | 2556.16 | 38342.4 | 0 | 0 | 0.096551 | 0 | 0.096551 | 0 | 0.10263 | 0 | 0.10263 | 0 | 3.7272 | 4.4992 | 3.7272 | 4.4992
212003-Lighting | 0.011913 | 0.007682 | 0.010227 | 60.16 | 902.4 | 0 | 0 | 0.096596 | 0 | 0.096596 | 0 | 0.10275 | 0 | 0.10275 | 0 | 3.7319 | 4.5186 | 3.7319 | 4.5186
212003-Lighting | 0.035613 | 0.022964 | 0.030573 | 179.84 | 2697.6 | 0 | 0 | 0.096558 | 0 | 0.096558 | 0 | 0.10265 | 0 | 0.10265 | 0 | 3.728 | 4.5025 | 3.728 | 4.5025
212003-Lighting | 0.019011 | 0.012259 | 0.01632 | 96 | 1440 | 0 | 0 | 0.096566 | 0 | 0.096566 | 0 | 0.10267 | 0 | 0.10267 | 0 | 3.7288 | 4.5058 | 3.7288 | 4.5058
212003-Lighting | 0.0046893 | 0.0030238 | 0.0040256 | 23.68 | 355.2 | 0 | 0 | 0.096449 | 0 | 0.096449 | 0 | 0.10234 | 0 | 0.10234 | 0 | 3.7165 | 4.4563 | 3.7165 | 4.4563
212003-Lighting | 0.0046893 | 0.0030238 | 0.0040256 | 23.68 | 355.2 | 0 | 0 | 0.096449 | 0 | 0.096449 | 0 | 0.10234 | 0 | 0.10234 | 0 | 3.7165 | 4.4563 | 3.7165 | 4.4563
212003-Lighting | 0.14549 | 0.093819 | 0.1249 | 734.72 | 11020.8 | 0 | 0 | 0.096548 | 0 | 0.096548 | 0 | 0.10262 | 0 | 0.10262 | 0 | 3.7269 | 4.4981 | 3.7269 | 4.4981
212003-Lighting | 0.0020278 | 0.0013076 | 0.0017408 | 10.24 | 153.6 | 0 | 0 | 0.096821 | 0 | 0.096821 | 0 | 0.10338 | 0 | 0.10338 | 0 | 3.7559 | 4.6176 | 3.7559 | 4.6176
212003-Lighting | 0.0020278 | 0.0013076 | 0.0017408 | 10.24 | 153.6 | 0 | 0 | 0.096821 | 0 | 0.096821 | 0 | 0.10338 | 0 | 0.10338 | 0 | 3.7559 | 4.6176 | 3.7559 | 4.6176
212003-Lighting | 0.0039289 | 0.0025334 | 0.0033728 | 19.84 | 297.6 | 0 | 0 | 0.09649 | 0 | 0.09649 | 0 | 0.10246 | 0 | 0.10246 | 0 | 3.7207 | 4.4733 | 3.7207 | 4.4733
212003-Lighting | 0.049808 | 0.032117 | 0.042758 | 251.52 | 3772.8 | 0 | 0 | 0.096546 | 0 | 0.096546 | 0 | 0.10261 | 0 | 0.10261 | 0 | 3.7267 | 4.4974 | 3.7267 | 4.4974
212003-Lighting | 0.0046893 | 0.0030238 | 0.0040256 | 23.68 | 355.2 | 0 | 0 | 0.096449 | 0 | 0.096449 | 0 | 0.10234 | 0 | 0.10234 | 0 | 3.7165 | 4.4563 | 3.7165 | 4.4563
212003-Lighting | 0.0027882 | 0.0017979 | 0.0023936 | 14.08 | 211.2 | 0 | 0 | 0.096663 | 0 | 0.096663 | 0 | 0.10294 | 0 | 0.10294 | 0 | 3.739 | 4.5474 | 3.739 | 4.5474
212003-Lighting | 0.0055765 | 0.0035959 | 0.0047872 | 28.16 | 422.4 | 0 | 0 | 0.096634 | 0 | 0.096634 | 0 | 0.10286 | 0 | 0.10286 | 0 | 3.736 | 4.5352 | 3.736 | 4.5352
212003-Lighting | 0.015842 | 0.010215 | 0.0136 | 80 | 1200 | 0 | 0 | 0.09657 | 0 | 0.09657 | 0 | 0.10268 | 0 | 0.10268 | 0 | 3.7292 | 4.5073 | 3.7292 | 4.5073
212003-Lighting | 0.0091251 | 0.0058841 | 0.0078336 | 46.08 | 691.2 | 0 | 0 | 0.096584 | 0 | 0.096584 | 0 | 0.10272 | 0 | 0.10272 | 0 | 3.7307 | 4.5135 | 3.7307 | 4.5135
212003-Lighting | 0.013814 | 0.0089079 | 0.011859 | 69.76 | 1046.4 | 0 | 0 | 0.096533 | 0 | 0.096533 | 0 | 0.10258 | 0 | 0.10258 | 0 | 3.7253 | 4.4915 | 3.7253 | 4.4915
212003-Lighting | 0.0091251 | 0.0058841 | 0.0078336 | 46.08 | 691.2 | 0 | 0 | 0.096584 | 0 | 0.096584 | 0 | 0.10272 | 0 | 0.10272 | 0 | 3.7307 | 4.5135 | 3.7307 | 4.5135
212003-Lighting | 0.069579 | 0.044866 | 0.059731 | 351.36 | 5270.4 | 0 | 0 | 0.096549 | 0 | 0.096549 | 0 | 0.10262 | 0 | 0.10262 | 0 | 3.7269 | 4.4983 | 3.7269 | 4.4983
212003-Lighting | 0.0095053 | 0.0061293 | 0.00816 | 48 | 720 | 0 | 0 | 0.096574 | 0 | 0.096574 | 0 | 0.10269 | 0 | 0.10269 | 0 | 3.7297 | 4.5094 | 3.7297 | 4.5094
212003-Lighting | 0.011026 | 0.00711 | 0.0094656 | 55.68 | 835.2 | 0 | 0 | 0.096507 | 0 | 0.096507 | 0 | 0.1025 | 0 | 0.1025 | 0 | 3.7226 | 4.4806 | 3.7226 | 4.4806
212003-Lighting | 0.036374 | 0.023455 | 0.031226 | 183.68 | 2755.2 | 0 | 0 | 0.09655 | 0 | 0.09655 | 0 | 0.10262 | 0 | 0.10262 | 0 | 3.7271 | 4.4988 | 3.7271 | 4.4988
212003-Lighting | 0.0046893 | 0.0030238 | 0.0040256 | 23.68 | 355.2 | 0 | 0 | 0.096432 | 0 | 0.096432 | 0 | 0.1023 | 0 | 0.1023 | 0 | 3.7147 | 4.4493 | 3.7147 | 4.4493
212003-Lighting | 0.0020278 | 0.0013076 | 0.0017408 | 10.24 | 153.6 | 0 | 0 | 0.096821 | 0 | 0.096821 | 0 | 0.10338 | 0 | 0.10338 | 0 | 3.7559 | 4.6176 | 3.7559 | 4.6176
212003-Lighting | 0.0027882 | 0.0017979 | 0.0023936 | 14.08 | 211.2 | 0 | 0 | 0.096663 | 0 | 0.096663 | 0 | 0.10294 | 0 | 0.10294 | 0 | 3.739 | 4.5474 | 3.739 | 4.5474
212003-Lighting | 0.0095053 | 0.0061293 | 0.00816 | 48 | 720 | 0 | 0 | 0.096566 | 0 | 0.096566 | 0 | 0.10267 | 0 | 0.10267 | 0 | 3.7288 | 4.5058 | 3.7288 | 4.5058
212003-Lighting | 0.17997 | 0.11605 | 0.1545 | 908.8 | 13632 | 0 | 0 | 0.096553 | 0 | 0.096553 | 0 | 0.10263 | 0 | 0.10263 | 0 | 3.7274 | 4.5001 | 3.7274 | 4.5001
212003-Lighting | 0.19619 | 0.12651 | 0.16842 | 990.72 | 14860.8 | 0 | 0 | 0.096553 | 0 | 0.096553 | 0 | 0.10263 | 0 | 0.10263 | 0 | 3.7274 | 4.5003 | 3.7274 | 4.5003
212003-Lighting | 0.19619 | 0.12651 | 0.16842 | 990.72 | 14860.8 | 0 | 0 | 0.096553 | 0 | 0.096553 | 0 | 0.10263 | 0 | 0.10263 | 0 | 3.7274 | 4.5003 | 3.7274 | 4.5003
212003-Lighting | 0.039542 | 0.025498 | 0.033946 | 199.68 | 2995.2 | 0 | 0 | 0.09655 | 0 | 0.09655 | 0 | 0.10262 | 0 | 0.10262 | 0 | 3.7271 | 4.4988 | 3.7271 | 4.4988
212003-Lighting | 0.043471 | 0.028031 | 0.037318 | 219.52 | 3292.8 | 0 | 0 | 0.096544 | 0 | 0.096544 | 0 | 0.10261 | 0 | 0.10261 | 0 | 3.7265 | 4.4965 | 3.7265 | 4.4965
212003-Lighting | 0.013054 | 0.0084176 | 0.011206 | 65.92 | 988.8 | 0 | 0 | 0.096556 | 0 | 0.096556 | 0 | 0.10264 | 0 | 0.10264 | 0 | 3.7277 | 4.5013 | 3.7277 | 4.5013
212003-Lighting | 0.0046893 | 0.0030238 | 0.0040256 | 23.68 | 355.2 | 0 | 0 | 0.096449 | 0 | 0.096449 | 0 | 0.10234 | 0 | 0.10234 | 0 | 3.7165 | 4.4563 | 3.7165 | 4.4563
212003-Lighting | 0.028516 | 0.018388 | 0.02448 | 144 | 2160 | 0 | 0 | 0.096569 | 0 | 0.096569 | 0 | 0.10268 | 0 | 0.10268 | 0 | 3.7291 | 4.507 | 3.7291 | 4.507
212003-Lighting | 0.019011 | 0.012259 | 0.01632 | 96 | 1440 | 0 | 0 | 0.096566 | 0 | 0.096566 | 0 | 0.10267 | 0 | 0.10267 | 0 | 3.7288 | 4.5058 | 3.7288 | 4.5058
212003-Lighting | 0.0095053 | 0.0061293 | 0.00816 | 48 | 720 | 0 | 0 | 0.096566 | 0 | 0.096566 | 0 | 0.10267 | 0 | 0.10267 | 0 | 3.7288 | 4.5058 | 3.7288 | 4.5058
212003-Lighting | 0.019011 | 0.012259 | 0.01632 | 96 | 1440 | 0 | 0 | 0.096566 | 0 | 0.096566 | 0 | 0.10267 | 0 | 0.10267 | 0 | 3.7288 | 4.5058 | 3.7288 | 4.5058
212003-Lighting | 0.0095053 | 0.0061293 | 0.00816 | 48 | 720 | 0 | 0 | 0.096566 | 0 | 0.096566 | 0 | 0.10267 | 0 | 0.10267 | 0 | 3.7288 | 4.5058 | 3.7288 | 4.5058
212003-Lighting | 0.022179 | 0.014302 | 0.01904 | 112 | 1680 | 0 | 0 | 0.096571 | 0 | 0.096571 | 0 | 0.10268 | 0 | 0.10268 | 0 | 3.7293 | 4.5079 | 3.7293 | 4.5079
212003-Lighting | 0.00076043 | 0.00049034 | 0.0006528 | 3.84 | 57.6 | 0 | 0 | 0.096239 | 0 | 0.096239 | 0 | 0.10176 | 0 | 0.10176 | 0 | 3.6946 | 4.3702 | 3.6946 | 4.3702
212003-Lighting | 0.01825 | 0.011768 | 0.015667 | 92.16 | 1382.4 | 0 | 0 | 0.096588 | 0 | 0.096588 | 0 | 0.10273 | 0 | 0.10273 | 0 | 3.7311 | 4.5154 | 3.7311 | 4.5154
212003-Lighting | 0.0095053 | 0.0061293 | 0.00816 | 48 | 720 | 0 | 0 | 0.096566 | 0 | 0.096566 | 0 | 0.10267 | 0 | 0.10267 | 0 | 3.7288 | 4.5058 | 3.7288 | 4.5058
212003-Lighting | 0.0055765 | 0.0035959 | 0.0047872 | 28.16 | 422.4 | 0 | 0 | 0.096634 | 0 | 0.096634 | 0 | 0.10286 | 0 | 0.10286 | 0 | 3.736 | 4.5352 | 3.736 | 4.5352
212003-Lighting | 0.30012 | 0.19352 | 0.25764 | 1515.52 | 22732.8 | 0 | 0 | 0.096549 | 0 | 0.096549 | 0 | 0.10262 | 0 | 0.10262 | 0 | 3.727 | 4.4987 | 3.727 | 4.4987
212003-Lighting | 0.14714 | 0.094881 | 0.12632 | 743.04 | 11145.6 | 0 | 0 | 0.096553 | 0 | 0.096553 | 0 | 0.10263 | 0 | 0.10263 | 0 | 3.7275 | 4.5004 | 3.7275 | 4.5004
212003-Lighting | 0.0055765 | 0.0035959 | 0.0047872 | 28.16 | 422.4 | 0 | 0 | 0.096634 | 0 | 0.096634 | 0 | 0.10286 | 0 | 0.10286 | 0 | 3.736 | 4.5352 | 3.736 | 4.5352
212003-Lighting | 0.017363 | 0.011196 | 0.014906 | 87.68 | 1315.2 | 0 | 0 | 0.096527 | 0 | 0.096527 | 0 | 0.10256 | 0 | 0.10256 | 0 | 3.7247 | 4.4891 | 3.7247 | 4.4891
212003-Lighting | 0.031684 | 0.020431 | 0.0272 | 160 | 2400 | 0 | 0 | 0.096567 | 0 | 0.096567 | 0 | 0.10267 | 0 | 0.10267 | 0 | 3.7289 | 4.5062 | 3.7289 | 4.5062
212003-Lighting | 0.0027882 | 0.0017979 | 0.0023936 | 14.08 | 211.2 | 0 | 0 | 0.096663 | 0 | 0.096663 | 0 | 0.10294 | 0 | 0.10294 | 0 | 3.739 | 4.5474 | 3.739 | 4.5474
212003-Lighting | 0.10126 | 0.065297 | 0.086931 | 511.36 | 7670.4 | 0 | 0 | 0.096554 | 0 | 0.096554 | 0 | 0.10264 | 0 | 0.10264 | 0 | 3.7275 | 4.5008 | 3.7275 | 4.5008
212003-Lighting | 0.0095053 | 0.0061293 | 0.00816 | 48 | 720 | 0 | 0 | 0.096566 | 0 | 0.096566 | 0 | 0.10267 | 0 | 0.10267 | 0 | 3.7288 | 4.5058 | 3.7288 | 4.5058
212003-Lighting | 0.050568 | 0.032608 | 0.043411 | 255.36 | 3830.4 | 0 | 0 | 0.09654 | 0 | 0.09654 | 0 | 0.1026 | 0 | 0.1026 | 0 | 3.7261 | 4.4948 | 3.7261 | 4.4948
212003-Lighting | 0.028516 | 0.018388 | 0.02448 | 144 | 2160 | 0 | 0 | 0.096569 | 0 | 0.096569 | 0 | 0.10268 | 0 | 0.10268 | 0 | 3.7291 | 4.507 | 3.7291 | 4.507
212003-Lighting | 0.10443 | 0.06734 | 0.089651 | 527.36 | 7910.4 | 0 | 0 | 0.096554 | 0 | 0.096554 | 0 | 0.10264 | 0 | 0.10264 | 0 | 3.7275 | 4.5007 | 3.7275 | 4.5007
212003-Lighting | 0.019011 | 0.012259 | 0.01632 | 96 | 1440 | 0 | 0 | 0.096566 | 0 | 0.096566 | 0 | 0.10267 | 0 | 0.10267 | 0 | 3.7288 | 4.5058 | 3.7288 | 4.5058
212003-Lighting | 0.071227 | 0.045929 | 0.061146 | 359.68 | 5395.2 | 0 | 0 | 0.096557 | 0 | 0.096557 | 0 | 0.10264 | 0 | 0.10264 | 0 | 3.7279 | 4.5021 | 3.7279 | 4.5021
212003-Lighting | 0.027249 | 0.017571 | 0.023392 | 137.6 | 2064 | 0 | 0 | 0.096535 | 0 | 0.096535 | 0 | 0.10258 | 0 | 0.10258 | 0 | 3.7255 | 4.4926 | 3.7255 | 4.4926
212003-Lighting | 0.012674 | 0.0081724 | 0.01088 | 64 | 960 | 0 | 0 | 0.096574 | 0 | 0.096574 | 0 | 0.10269 | 0 | 0.10269 | 0 | 3.7297 | 4.5094 | 3.7297 | 4.5094
212003-Lighting | 0.012674 | 0.0081724 | 0.01088 | 64 | 960 | 0 | 0 | 0.096574 | 0 | 0.096574 | 0 | 0.10269 | 0 | 0.10269 | 0 | 3.7297 | 4.5094 | 3.7297 | 4.5094
212003-Lighting | 0.012674 | 0.0081724 | 0.01088 | 64 | 960 | 0 | 0 | 0.096574 | 0 | 0.096574 | 0 | 0.10269 | 0 | 0.10269 | 0 | 3.7297 | 4.5094 | 3.7297 | 4.5094
212003-Lighting | 0.0027882 | 0.0017979 | 0.0023936 | 14.08 | 211.2 | 0 | 0 | 0.096663 | 0 | 0.096663 | 0 | 0.10294 | 0 | 0.10294 | 0 | 3.739 | 4.5474 | 3.739 | 4.5474
212003-Lighting | 0.012674 | 0.0081724 | 0.01088 | 64 | 960 | 0 | 0 | 0.096574 | 0 | 0.096574 | 0 | 0.10269 | 0 | 0.10269 | 0 | 3.7297 | 4.5094 | 3.7297 | 4.5094
212003-Lighting | 0.0063369 | 0.0040862 | 0.00544 | 32 | 480 | 0 | 0 | 0.096574 | 0 | 0.096574 | 0 | 0.10269 | 0 | 0.10269 | 0 | 3.7297 | 4.5094 | 3.7297 | 4.5094
212003-Lighting | 0.012674 | 0.0081724 | 0.01088 | 64 | 960 | 0 | 0 | 0.096574 | 0 | 0.096574 | 0 | 0.10269 | 0 | 0.10269 | 0 | 3.7297 | 4.5094 | 3.7297 | 4.5094
212003-Lighting | 0.012674 | 0.0081724 | 0.01088 | 64 | 960 | 0 | 0 | 0.096574 | 0 | 0.096574 | 0 | 0.10269 | 0 | 0.10269 | 0 | 3.7297 | 4.5094 | 3.7297 | 4.5094
212003-Lighting | 0.019011 | 0.012259 | 0.01632 | 96 | 1440 | 0 | 0 | 0.096566 | 0 | 0.096566 | 0 | 0.10267 | 0 | 0.10267 | 0 | 3.7288 | 4.5058 | 3.7288 | 4.5058
212003-Lighting | 0.012674 | 0.0081724 | 0.01088 | 64 | 960 | 0 | 0 | 0.096574 | 0 | 0.096574 | 0 | 0.10269 | 0 | 0.10269 | 0 | 3.7297 | 4.5094 | 3.7297 | 4.5094
212003-Lighting | 0.0063369 | 0.0040862 | 0.00544 | 32 | 480 | 0 | 0 | 0.096574 | 0 | 0.096574 | 0 | 0.10269 | 0 | 0.10269 | 0 | 3.7297 | 4.5094 | 3.7297 | 4.5094
212003-Lighting | 0.0063369 | 0.0040862 | 0.00544 | 32 | 480 | 0 | 0 | 0.096574 | 0 | 0.096574 | 0 | 0.10269 | 0 | 0.10269 | 0 | 3.7297 | 4.5094 | 3.7297 | 4.5094
212003-Lighting | 0.019011 | 0.012259 | 0.01632 | 96 | 1440 | 0 | 0 | 0.096566 | 0 | 0.096566 | 0 | 0.10267 | 0 | 0.10267 | 0 | 3.7288 | 4.5058 | 3.7288 | 4.5058
212003-Lighting | 0.0055765 | 0.0035959 | 0.0047872 | 28.16 | 422.4 | 0 | 0 | 0.096634 | 0 | 0.096634 | 0 | 0.10286 | 0 | 0.10286 | 0 | 3.736 | 4.5352 | 3.736 | 4.5352
212003-Lighting | 0.0055765 | 0.0035959 | 0.0047872 | 28.16 | 422.4 | 0 | 0 | 0.096634 | 0 | 0.096634 | 0 | 0.10286 | 0 | 0.10286 | 0 | 3.736 | 4.5352 | 3.736 | 4.5352
212003-Lighting | 0.016603 | 0.010706 | 0.014253 | 83.84 | 1257.6 | 0 | 0 | 0.09655 | 0 | 0.09655 | 0 | 0.10262 | 0 | 0.10262 | 0 | 3.7271 | 4.4988 | 3.7271 | 4.4988
212003-Lighting | 0.0095053 | 0.0061293 | 0.00816 | 48 | 720 | 0 | 0 | 0.096566 | 0 | 0.096566 | 0 | 0.10267 | 0 | 0.10267 | 0 | 3.7288 | 4.5058 | 3.7288 | 4.5058
212003-Lighting | 0.0046893 | 0.0030238 | 0.0040256 | 23.68 | 355.2 | 0 | 0 | 0.096449 | 0 | 0.096449 | 0 | 0.10234 | 0 | 0.10234 | 0 | 3.7165 | 4.4563 | 3.7165 | 4.4563
212003-Lighting | 0.0095053 | 0.0061293 | 0.00816 | 48 | 720 | 0 | 0 | 0.096566 | 0 | 0.096566 | 0 | 0.10267 | 0 | 0.10267 | 0 | 3.7288 | 4.5058 | 3.7288 | 4.5058
212003-Lighting | 0.033205 | 0.021412 | 0.028506 | 167.68 | 2515.2 | 0 | 0 | 0.096547 | 0 | 0.096547 | 0 | 0.10262 | 0 | 0.10262 | 0 | 3.7268 | 4.4978 | 3.7268 | 4.4978
212003-Lighting | 0.0083647 | 0.0053938 | 0.0071808 | 42.24 | 633.6 | 0 | 0 | 0.096634 | 0 | 0.096634 | 0 | 0.10286 | 0 | 0.10286 | 0 | 3.736 | 4.5352 | 3.736 | 4.5352
212003-Lighting | 0.0083647 | 0.0053938 | 0.0071808 | 42.24 | 633.6 | 0 | 0 | 0.096634 | 0 | 0.096634 | 0 | 0.10286 | 0 | 0.10286 | 0 | 3.736 | 4.5352 | 3.736 | 4.5352
212003-Lighting | 0.014195 | 0.0091531 | 0.012186 | 71.68 | 1075.2 | 0 | 0 | 0.096522 | 0 | 0.096522 | 0 | 0.10255 | 0 | 0.10255 | 0 | 3.7241 | 4.487 | 3.7241 | 4.487
212003-Lighting | 0.0055765 | 0.0035959 | 0.0047872 | 28.16 | 422.4 | 0 | 0 | 0.096634 | 0 | 0.096634 | 0 | 0.10286 | 0 | 0.10286 | 0 | 3.736 | 4.5352 | 3.736 | 4.5352
212003-Lighting | 0.0095053 | 0.0061293 | 0.00816 | 48 | 720 | 0 | 0 | 0.096566 | 0 | 0.096566 | 0 | 0.10267 | 0 | 0.10267 | 0 | 3.7288 | 4.5058 | 3.7288 | 4.5058
212003-Lighting | 0.014195 | 0.0091531 | 0.012186 | 71.68 | 1075.2 | 0 | 0 | 0.096522 | 0 | 0.096522 | 0 | 0.10255 | 0 | 0.10255 | 0 | 3.7241 | 4.487 | 3.7241 | 4.487
212003-Lighting | 0.014195 | 0.0091531 | 0.012186 | 71.68 | 1075.2 | 0 | 0 | 0.096522 | 0 | 0.096522 | 0 | 0.10255 | 0 | 0.10255 | 0 | 3.7241 | 4.487 | 3.7241 | 4.487
212003-Lighting | 0.060074 | 0.038737 | 0.051571 | 303.36 | 4550.4 | 0 | 0 | 0.096546 | 0 | 0.096546 | 0 | 0.10261 | 0 | 0.10261 | 0 | 3.7266 | 4.4971 | 3.7266 | 4.4971
212003-Lighting | 0.0046893 | 0.0030238 | 0.0040256 | 23.68 | 355.2 | 0 | 0 | 0.096449 | 0 | 0.096449 | 0 | 0.10234 | 0 | 0.10234 | 0 | 3.7165 | 4.4563 | 3.7165 | 4.4563
212003-Lighting | 0.0031684 | 0.0020431 | 0.00272 | 16 | 240 | 0 | 0 | 0.096574 | 0 | 0.096574 | 0 | 0.10269 | 0 | 0.10269 | 0 | 3.7297 | 4.5094 | 3.7297 | 4.5094
212003-Lighting | 0.0031684 | 0.0020431 | 0.00272 | 16 | 240 | 0 | 0 | 0.09655 | 0 | 0.09655 | 0 | 0.10262 | 0 | 0.10262 | 0 | 3.7271 | 4.4988 | 3.7271 | 4.4988
212003-Lighting | 0.0063369 | 0.0040862 | 0.00544 | 32 | 480 | 0 | 0 | 0.096574 | 0 | 0.096574 | 0 | 0.10269 | 0 | 0.10269 | 0 | 3.7297 | 4.5094 | 3.7297 | 4.5094
212003-Lighting | 0.012674 | 0.0081724 | 0.01088 | 64 | 960 | 0 | 0 | 0.096574 | 0 | 0.096574 | 0 | 0.10269 | 0 | 0.10269 | 0 | 3.7297 | 4.5094 | 3.7297 | 4.5094
212003-Lighting | 0.026108 | 0.016835 | 0.022413 | 131.84 | 1977.6 | 0 | 0 | 0.096556 | 0 | 0.096556 | 0 | 0.10264 | 0 | 0.10264 | 0 | 3.7277 | 4.5013 | 3.7277 | 4.5013
212003-Lighting | 0.14233 | 0.091776 | 0.12218 | 718.72 | 10780.8 | 0 | 0 | 0.096548 | 0 | 0.096548 | 0 | 0.10262 | 0 | 0.10262 | 0 | 3.7269 | 4.4981 | 3.7269 | 4.4981
212003-Lighting | 0.0078577 | 0.0050669 | 0.0067456 | 39.68 | 595.2 | 0 | 0 | 0.09649 | 0 | 0.09649 | 0 | 0.10246 | 0 | 0.10246 | 0 | 3.7207 | 4.4733 | 3.7207 | 4.4733
212003-Lighting | 0.0063369 | 0.0040862 | 0.00544 | 32 | 480 | 0 | 0 | 0.096574 | 0 | 0.096574 | 0 | 0.10269 | 0 | 0.10269 | 0 | 3.7297 | 4.5094 | 3.7297 | 4.5094
212003-Lighting | 0.012674 | 0.0081724 | 0.01088 | 64 | 960 | 0 | 0 | 0.096574 | 0 | 0.096574 | 0 | 0.10269 | 0 | 0.10269 | 0 | 3.7297 | 4.5094 | 3.7297 | 4.5094
212003-Lighting | 0.0027882 | 0.0017979 | 0.0023936 | 14.08 | 211.2 | 0 | 0 | 0.096663 | 0 | 0.096663 | 0 | 0.10294 | 0 | 0.10294 | 0 | 3.739 | 4.5474 | 3.739 | 4.5474
212003-Lighting | 0.0020278 | 0.0013076 | 0.0017408 | 10.24 | 153.6 | 0 | 0 | 0.096821 | 0 | 0.096821 | 0 | 0.10338 | 0 | 0.10338 | 0 | 3.7559 | 4.6176 | 3.7559 | 4.6176
212003-Lighting | 0.0020278 | 0.0013076 | 0.0017408 | 10.24 | 153.6 | 0 | 0 | 0.096821 | 0 | 0.096821 | 0 | 0.10338 | 0 | 0.10338 | 0 | 3.7559 | 4.6176 | 3.7559 | 4.6176
212003-Lighting | 0.016603 | 0.010706 | 0.014253 | 83.84 | 1257.6 | 0 | 0 | 0.09655 | 0 | 0.09655 | 0 | 0.10262 | 0 | 0.10262 | 0 | 3.7271 | 4.4988 | 3.7271 | 4.4988
212003-Lighting | 0.016603 | 0.010706 | 0.014253 | 83.84 | 1257.6 | 0 | 0 | 0.09655 | 0 | 0.09655 | 0 | 0.10262 | 0 | 0.10262 | 0 | 3.7271 | 4.4988 | 3.7271 | 4.4988
212003-Lighting | 0.0095053 | 0.0061293 | 0.00816 | 48 | 720 | 0 | 0 | 0.096566 | 0 | 0.096566 | 0 | 0.10267 | 0 | 0.10267 | 0 | 3.7288 | 4.5058 | 3.7288 | 4.5058
212003-Lighting | 0.0046893 | 0.0030238 | 0.0040256 | 23.68 | 355.2 | 0 | 0 | 0.096449 | 0 | 0.096449 | 0 | 0.10234 | 0 | 0.10234 | 0 | 3.7165 | 4.4563 | 3.7165 | 4.4563
212003-Lighting | 0.0063369 | 0.0040862 | 0.00544 | 32 | 480 | 0 | 0 | 0.096574 | 0 | 0.096574 | 0 | 0.10269 | 0 | 0.10269 | 0 | 3.7297 | 4.5094 | 3.7297 | 4.5094
212003-Lighting | 0.028516 | 0.018388 | 0.02448 | 144 | 2160 | 0 | 0 | 0.096569 | 0 | 0.096569 | 0 | 0.10268 | 0 | 0.10268 | 0 | 3.7291 | 4.507 | 3.7291 | 4.507
212003-Lighting | 0.025348 | 0.016345 | 0.02176 | 128 | 1920 | 0 | 0 | 0.096568 | 0 | 0.096568 | 0 | 0.10267 | 0 | 0.10267 | 0 | 3.729 | 4.5067 | 3.729 | 4.5067
212003-Lighting | 0.012674 | 0.0081724 | 0.01088 | 64 | 960 | 0 | 0 | 0.096574 | 0 | 0.096574 | 0 | 0.10269 | 0 | 0.10269 | 0 | 3.7297 | 4.5094 | 3.7297 | 4.5094
212003-Lighting | 0.012674 | 0.0081724 | 0.01088 | 64 | 960 | 0 | 0 | 0.096574 | 0 | 0.096574 | 0 | 0.10269 | 0 | 0.10269 | 0 | 3.7297 | 4.5094 | 3.7297 | 4.5094
212003-Lighting | 0.063622 | 0.041025 | 0.054618 | 321.28 | 4819.2 | 0 | 0 | 0.096543 | 0 | 0.096543 | 0 | 0.10261 | 0 | 0.10261 | 0 | 3.7264 | 4.4961 | 3.7264 | 4.4961
212003-Lighting | 0.011026 | 0.00711 | 0.0094656 | 55.68 | 835.2 | 0 | 0 | 0.096507 | 0 | 0.096507 | 0 | 0.1025 | 0 | 0.1025 | 0 | 3.7226 | 4.4806 | 3.7226 | 4.4806
212003-Lighting | 0.0083647 | 0.0053938 | 0.0071808 | 42.24 | 633.6 | 0 | 0 | 0.096634 | 0 | 0.096634 | 0 | 0.10286 | 0 | 0.10286 | 0 | 3.736 | 4.5352 | 3.736 | 4.5352
212003-Lighting | 0.16603 | 0.10706 | 0.14253 | 838.4 | 12576 | 0 | 0 | 0.096547 | 0 | 0.096547 | 0 | 0.10262 | 0 | 0.10262 | 0 | 3.7268 | 4.4976 | 3.7268 | 4.4976
212003-Lighting | 0.011026 | 0.00711 | 0.0094656 | 55.68 | 835.2 | 0 | 0 | 0.096507 | 0 | 0.096507 | 0 | 0.1025 | 0 | 0.1025 | 0 | 3.7226 | 4.4806 | 3.7226 | 4.4806
212003-Lighting | 0.0011406 | 0.00073551 | 0.0009792 | 5.76 | 86.4 | 0 | 0 | 0.096136 | 0 | 0.096136 | 0 | 0.10147 | 0 | 0.10147 | 0 | 3.684 | 4.329 | 3.684 | 4.329
212003-Lighting | 0.0046893 | 0.0030238 | 0.0040256 | 23.68 | 355.2 | 0 | 0 | 0.096432 | 0 | 0.096432 | 0 | 0.1023 | 0 | 0.1023 | 0 | 3.7147 | 4.4493 | 3.7147 | 4.4493
212003-Lighting | 0.012674 | 0.0081724 | 0.01088 | 64 | 960 | 0 | 0 | 0.096574 | 0 | 0.096574 | 0 | 0.10269 | 0 | 0.10269 | 0 | 3.7297 | 4.5094 | 3.7297 | 4.5094
212003-Lighting | 0.0095053 | 0.0061293 | 0.00816 | 48 | 720 | 0 | 0 | 0.096566 | 0 | 0.096566 | 0 | 0.10267 | 0 | 0.10267 | 0 | 3.7288 | 4.5058 | 3.7288 | 4.5058
212003-Lighting | 0.0015209 | 0.00098069 | 0.0013056 | 7.68 | 115.2 | 0 | 0 | 0.096136 | 0 | 0.096136 | 0 | 0.10147 | 0 | 0.10147 | 0 | 3.684 | 4.329 | 3.684 | 4.329
212003-Lighting | 0.0020278 | 0.0013076 | 0.0017408 | 10.24 | 153.6 | 0 | 0 | 0.096821 | 0 | 0.096821 | 0 | 0.10338 | 0 | 0.10338 | 0 | 3.7559 | 4.6176 | 3.7559 | 4.6176
212003-Lighting | 0.00088716 | 0.00057207 | 0.0007616 | 4.48 | 67.2 | 0 | 0 | 0.096106 | 0 | 0.096106 | 0 | 0.10139 | 0 | 0.10139 | 0 | 3.6809 | 4.3174 | 3.6809 | 4.3174
212003-Lighting | 0.099996 | 0.06448 | 0.085843 | 504.96 | 7574.4 | 0 | 0 | 0.096545 | 0 | 0.096545 | 0 | 0.10261 | 0 | 0.10261 | 0 | 3.7266 | 4.4968 | 3.7266 | 4.4968
212003-Lighting | 0.0027882 | 0.0017979 | 0.0023936 | 14.08 | 211.2 | 0 | 0 | 0.096663 | 0 | 0.096663 | 0 | 0.10294 | 0 | 0.10294 | 0 | 3.739 | 4.5474 | 3.739 | 4.5474
212003-Lighting | 0.0027882 | 0.0017979 | 0.0023936 | 14.08 | 211.2 | 0 | 0 | 0.096663 | 0 | 0.096663 | 0 | 0.10294 | 0 | 0.10294 | 0 | 3.739 | 4.5474 | 3.739 | 4.5474
212003-Lighting | 0.0046893 | 0.0030238 | 0.0040256 | 23.68 | 355.2 | 0 | 0 | 0.096449 | 0 | 0.096449 | 0 | 0.10234 | 0 | 0.10234 | 0 | 3.7165 | 4.4563 | 3.7165 | 4.4563
212003-Lighting | 0.0095053 | 0.0061293 | 0.00816 | 48 | 720 | 0 | 0 | 0.096566 | 0 | 0.096566 | 0 | 0.10267 | 0 | 0.10267 | 0 | 3.7288 | 4.5058 | 3.7288 | 4.5058
212003-Lighting | 0.0095053 | 0.0061293 | 0.00816 | 48 | 720 | 0 | 0 | 0.096566 | 0 | 0.096566 | 0 | 0.10267 | 0 | 0.10267 | 0 | 3.7288 | 4.5058 | 3.7288 | 4.5058
212003-Lighting | 0.019011 | 0.012259 | 0.01632 | 96 | 1440 | 0 | 0 | 0.096566 | 0 | 0.096566 | 0 | 0.10267 | 0 | 0.10267 | 0 | 3.7288 | 4.5058 | 3.7288 | 4.5058
212003-Lighting | 0.027629 | 0.017816 | 0.023718 | 139.52 | 2092.8 | 0 | 0 | 0.096533 | 0 | 0.096533 | 0 | 0.10258 | 0 | 0.10258 | 0 | 3.7253 | 4.4915 | 3.7253 | 4.4915
212003-Lighting | 0.038021 | 0.024517 | 0.03264 | 192 | 2880 | 0 | 0 | 0.096568 | 0 | 0.096568 | 0 | 0.10267 | 0 | 0.10267 | 0 | 3.729 | 4.5067 | 3.729 | 4.5067
212003-Lighting | 0.079084 | 0.050996 | 0.067891 | 399.36 | 5990.4 | 0 | 0 | 0.09655 | 0 | 0.09655 | 0 | 0.10262 | 0 | 0.10262 | 0 | 3.7271 | 4.4988 | 3.7271 | 4.4988
212003-Lighting | 0.0095053 | 0.0061293 | 0.00816 | 48 | 720 | 0 | 0 | 0.096566 | 0 | 0.096566 | 0 | 0.10267 | 0 | 0.10267 | 0 | 3.7288 | 4.5058 | 3.7288 | 4.5058
212003-Lighting | 0.036374 | 0.023455 | 0.031226 | 183.68 | 2755.2 | 0 | 0 | 0.09655 | 0 | 0.09655 | 0 | 0.10262 | 0 | 0.10262 | 0 | 3.7271 | 4.4988 | 3.7271 | 4.4988
212003-Lighting | 0.11749 | 0.075758 | 0.10086 | 593.28 | 8899.2 | 0 | 0 | 0.096554 | 0 | 0.096554 | 0 | 0.10264 | 0 | 0.10264 | 0 | 3.7276 | 4.5008 | 3.7276 | 4.5008
212003-Lighting | 0.011026 | 0.00711 | 0.0094656 | 55.68 | 835.2 | 0 | 0 | 0.096507 | 0 | 0.096507 | 0 | 0.1025 | 0 | 0.1025 | 0 | 3.7226 | 4.4806 | 3.7226 | 4.4806
212003-Lighting | 0.0087449 | 0.0056389 | 0.0075072 | 44.16 | 662.4 | 0 | 0 | 0.096613 | 0 | 0.096613 | 0 | 0.1028 | 0 | 0.1028 | 0 | 3.7337 | 4.5258 | 3.7337 | 4.5258
212003-Lighting | 0.033205 | 0.021412 | 0.028506 | 167.68 | 2515.2 | 0 | 0 | 0.096547 | 0 | 0.096547 | 0 | 0.10262 | 0 | 0.10262 | 0 | 3.7268 | 4.4978 | 3.7268 | 4.4978
212003-Lighting | 0.0095053 | 0.0061293 | 0.00816 | 48 | 720 | 0 | 0 | 0.096566 | 0 | 0.096566 | 0 | 0.10267 | 0 | 0.10267 | 0 | 3.7288 | 4.5058 | 3.7288 | 4.5058
212003-Lighting | 0.0046893 | 0.0030238 | 0.0040256 | 23.68 | 355.2 | 0 | 0 | 0.096449 | 0 | 0.096449 | 0 | 0.10234 | 0 | 0.10234 | 0 | 3.7165 | 4.4563 | 3.7165 | 4.4563
212003-Lighting | 0.0046893 | 0.0030238 | 0.0040256 | 23.68 | 355.2 | 0 | 0 | 0.096449 | 0 | 0.096449 | 0 | 0.10234 | 0 | 0.10234 | 0 | 3.7165 | 4.4563 | 3.7165 | 4.4563
212003-Lighting | 0.01825 | 0.011768 | 0.015667 | 92.16 | 1382.4 | 0 | 0 | 0.096588 | 0 | 0.096588 | 0 | 0.10273 | 0 | 0.10273 | 0 | 3.7311 | 4.5154 | 3.7311 | 4.5154
212003-Lighting | 0.01825 | 0.011768 | 0.015667 | 92.16 | 1382.4 | 0 | 0 | 0.096588 | 0 | 0.096588 | 0 | 0.10273 | 0 | 0.10273 | 0 | 3.7311 | 4.5154 | 3.7311 | 4.5154
212003-Lighting | 0.028516 | 0.018388 | 0.02448 | 144 | 2160 | 0 | 0 | 0.096569 | 0 | 0.096569 | 0 | 0.10268 | 0 | 0.10268 | 0 | 3.7291 | 4.507 | 3.7291 | 4.507
212003-Lighting | 0.019011 | 0.012259 | 0.01632 | 96 | 1440 | 0 | 0 | 0.096566 | 0 | 0.096566 | 0 | 0.10267 | 0 | 0.10267 | 0 | 3.7288 | 4.5058 | 3.7288 | 4.5058
212003-Lighting | 0.038021 | 0.024517 | 0.03264 | 192 | 2880 | 0 | 0 | 0.096568 | 0 | 0.096568 | 0 | 0.10267 | 0 | 0.10267 | 0 | 3.729 | 4.5067 | 3.729 | 4.5067
212003-Lighting | 0.0237 | 0.015282 | 0.020346 | 119.68 | 1795.2 | 0 | 0 | 0.09654 | 0 | 0.09654 | 0 | 0.1026 | 0 | 0.1026 | 0 | 3.726 | 4.4945 | 3.726 | 4.4945
212003-Lighting | 0.0237 | 0.015282 | 0.020346 | 119.68 | 1795.2 | 0 | 0 | 0.09654 | 0 | 0.09654 | 0 | 0.1026 | 0 | 0.1026 | 0 | 3.726 | 4.4945 | 3.726 | 4.4945
212003-Lighting | 0.0027882 | 0.0017979 | 0.0023936 | 14.08 | 211.2 | 0 | 0 | 0.096663 | 0 | 0.096663 | 0 | 0.10294 | 0 | 0.10294 | 0 | 3.739 | 4.5474 | 3.739 | 4.5474
212003-Lighting | 0.23649 | 0.1525 | 0.20302 | 1194.24 | 17913.6 | 0 | 0 | 0.096551 | 0 | 0.096551 | 0 | 0.10263 | 0 | 0.10263 | 0 | 3.7272 | 4.4993 | 3.7272 | 4.4993
212003-Lighting | 0.019011 | 0.012259 | 0.01632 | 96 | 1440 | 0 | 0 | 0.09657 | 0 | 0.09657 | 0 | 0.10268 | 0 | 0.10268 | 0 | 3.7292 | 4.5076 | 3.7292 | 4.5076
212003-Lighting | 0.0046893 | 0.0030238 | 0.0040256 | 23.68 | 355.2 | 0 | 0 | 0.096449 | 0 | 0.096449 | 0 | 0.10234 | 0 | 0.10234 | 0 | 3.7165 | 4.4563 | 3.7165 | 4.4563
212003-Lighting | 0.066411 | 0.042823 | 0.057011 | 335.36 | 5030.4 | 0 | 0 | 0.096546 | 0 | 0.096546 | 0 | 0.10261 | 0 | 0.10261 | 0 | 3.7267 | 4.4973 | 3.7267 | 4.4973
212003-Lighting | 0.0046893 | 0.0030238 | 0.0040256 | 23.68 | 355.2 | 0 | 0 | 0.096449 | 0 | 0.096449 | 0 | 0.10234 | 0 | 0.10234 | 0 | 3.7165 | 4.4563 | 3.7165 | 4.4563
212003-Lighting | 0.0020278 | 0.0013076 | 0.0017408 | 10.24 | 153.6 | 0 | 0 | 0.096821 | 0 | 0.096821 | 0 | 0.10338 | 0 | 0.10338 | 0 | 3.7559 | 4.6176 | 3.7559 | 4.6176
212003-Lighting | 0.0020278 | 0.0013076 | 0.0017408 | 10.24 | 153.6 | 0 | 0 | 0.096821 | 0 | 0.096821 | 0 | 0.10338 | 0 | 0.10338 | 0 | 3.7559 | 4.6176 | 3.7559 | 4.6176
212003-Lighting | 0.0046893 | 0.0030238 | 0.0040256 | 23.68 | 355.2 | 0 | 0 | 0.096449 | 0 | 0.096449 | 0 | 0.10234 | 0 | 0.10234 | 0 | 3.7165 | 4.4563 | 3.7165 | 4.4563
212003-Lighting | 0.019011 | 0.012259 | 0.01632 | 96 | 1440 | 0 | 0 | 0.096566 | 0 | 0.096566 | 0 | 0.10267 | 0 | 0.10267 | 0 | 3.7288 | 4.5058 | 3.7288 | 4.5058
212003-Lighting | 0.019011 | 0.012259 | 0.01632 | 96 | 1440 | 0 | 0 | 0.096566 | 0 | 0.096566 | 0 | 0.10267 | 0 | 0.10267 | 0 | 3.7288 | 4.5058 | 3.7288 | 4.5058
212003-Lighting | 0.01825 | 0.011768 | 0.015667 | 92.16 | 1382.4 | 0 | 0 | 0.096588 | 0 | 0.096588 | 0 | 0.10273 | 0 | 0.10273 | 0 | 3.7311 | 4.5154 | 3.7311 | 4.5154
212003-Lighting | 0.0237 | 0.015282 | 0.020346 | 119.68 | 1795.2 | 0 | 0 | 0.09654 | 0 | 0.09654 | 0 | 0.1026 | 0 | 0.1026 | 0 | 3.726 | 4.4945 | 3.726 | 4.4945
212003-Lighting | 0.015842 | 0.010215 | 0.0136 | 80 | 1200 | 0 | 0 | 0.09657 | 0 | 0.09657 | 0 | 0.10268 | 0 | 0.10268 | 0 | 3.7292 | 4.5073 | 3.7292 | 4.5073
212003-Lighting | 0.039542 | 0.025498 | 0.033946 | 199.68 | 2995.2 | 0 | 0 | 0.09655 | 0 | 0.09655 | 0 | 0.10262 | 0 | 0.10262 | 0 | 3.7271 | 4.4988 | 3.7271 | 4.4988
212003-Lighting | 0.054624 | 0.035223 | 0.046893 | 275.84 | 4137.6 | 0 | 0 | 0.09656 | 0 | 0.09656 | 0 | 0.10265 | 0 | 0.10265 | 0 | 3.7281 | 4.5031 | 3.7281 | 4.5031
212003-Lighting | 0.012674 | 0.0081724 | 0.01088 | 64 | 960 | 0 | 0 | 0.096574 | 0 | 0.096574 | 0 | 0.10269 | 0 | 0.10269 | 0 | 3.7297 | 4.5094 | 3.7297 | 4.5094
212003-Lighting | 0.00076043 | 0.00049034 | 0.0006528 | 3.84 | 57.6 | 0 | 0 | 0.096239 | 0 | 0.096239 | 0 | 0.10176 | 0 | 0.10176 | 0 | 3.6946 | 4.3702 | 3.6946 | 4.3702
212003-Lighting | 0.01825 | 0.011768 | 0.015667 | 92.16 | 1382.4 | 0 | 0 | 0.096588 | 0 | 0.096588 | 0 | 0.10273 | 0 | 0.10273 | 0 | 3.7311 | 4.5154 | 3.7311 | 4.5154
212003-Lighting | 0.075916 | 0.048953 | 0.065171 | 383.36 | 5750.4 | 0 | 0 | 0.09655 | 0 | 0.09655 | 0 | 0.10262 | 0 | 0.10262 | 0 | 3.7271 | 4.4988 | 3.7271 | 4.4988
212003-Lighting | 0.059313 | 0.038247 | 0.050918 | 299.52 | 4492.8 | 0 | 0 | 0.09655 | 0 | 0.09655 | 0 | 0.10262 | 0 | 0.10262 | 0 | 3.7271 | 4.4988 | 3.7271 | 4.4988
212003-Lighting | 0.0020278 | 0.0013076 | 0.0017408 | 10.24 | 153.6 | 0 | 0 | 0.096821 | 0 | 0.096821 | 0 | 0.10338 | 0 | 0.10338 | 0 | 3.7559 | 4.6176 | 3.7559 | 4.6176
212003-Lighting | 0.0095053 | 0.0061293 | 0.00816 | 48 | 720 | 0 | 0 | 0.096566 | 0 | 0.096566 | 0 | 0.10267 | 0 | 0.10267 | 0 | 3.7288 | 4.5058 | 3.7288 | 4.5058
212003-Lighting | 0.0095053 | 0.0061293 | 0.00816 | 48 | 720 | 0 | 0 | 0.096566 | 0 | 0.096566 | 0 | 0.10267 | 0 | 0.10267 | 0 | 3.7288 | 4.5058 | 3.7288 | 4.5058
212003-Lighting | 0.019771 | 0.012749 | 0.016973 | 99.84 | 1497.6 | 0 | 0 | 0.09655 | 0 | 0.09655 | 0 | 0.10262 | 0 | 0.10262 | 0 | 3.7271 | 4.4988 | 3.7271 | 4.4988
212003-Lighting | 0.012674 | 0.0081724 | 0.01088 | 64 | 960 | 0 | 0 | 0.096574 | 0 | 0.096574 | 0 | 0.10269 | 0 | 0.10269 | 0 | 3.7297 | 4.5094 | 3.7297 | 4.5094
212003-Lighting | 0.00076043 | 0.00049034 | 0.0006528 | 3.84 | 57.6 | 0 | 0 | 0.096136 | 0 | 0.096136 | 0 | 0.10147 | 0 | 0.10147 | 0 | 3.684 | 4.329 | 3.684 | 4.329
212003-Lighting | 0.011026 | 0.00711 | 0.0094656 | 55.68 | 835.2 | 0 | 0 | 0.096507 | 0 | 0.096507 | 0 | 0.1025 | 0 | 0.1025 | 0 | 3.7226 | 4.4806 | 3.7226 | 4.4806
212003-Lighting | 0.0063369 | 0.0040862 | 0.00544 | 32 | 480 | 0 | 0 | 0.096574 | 0 | 0.096574 | 0 | 0.10269 | 0 | 0.10269 | 0 | 3.7297 | 4.5094 | 3.7297 | 4.5094
212003-Lighting | 0.1218 | 0.078537 | 0.10456 | 615.04 | 9225.6 | 0 | 0 | 0.09655 | 0 | 0.09655 | 0 | 0.10262 | 0 | 0.10262 | 0 | 3.7271 | 4.4991 | 3.7271 | 4.4991
212003-Lighting | 0.014195 | 0.0091531 | 0.012186 | 71.68 | 1075.2 | 0 | 0 | 0.096522 | 0 | 0.096522 | 0 | 0.10255 | 0 | 0.10255 | 0 | 3.7241 | 4.487 | 3.7241 | 4.487
212003-Lighting | 0.01825 | 0.011768 | 0.015667 | 92.16 | 1382.4 | 0 | 0 | 0.096584 | 0 | 0.096584 | 0 | 0.10272 | 0 | 0.10272 | 0 | 3.7307 | 4.5135 | 3.7307 | 4.5135
212003-Lighting | 0.01825 | 0.011768 | 0.015667 | 92.16 | 1382.4 | 0 | 0 | 0.096588 | 0 | 0.096588 | 0 | 0.10273 | 0 | 0.10273 | 0 | 3.7311 | 4.5154 | 3.7311 | 4.5154
212003-Lighting | 0.0046893 | 0.0030238 | 0.0040256 | 23.68 | 355.2 | 0 | 0 | 0.096449 | 0 | 0.096449 | 0 | 0.10234 | 0 | 0.10234 | 0 | 3.7165 | 4.4563 | 3.7165 | 4.4563
212003-Lighting | 0.0095053 | 0.0061293 | 0.00816 | 48 | 720 | 0 | 0 | 0.096566 | 0 | 0.096566 | 0 | 0.10267 | 0 | 0.10267 | 0 | 3.7288 | 4.5058 | 3.7288 | 4.5058
212003-Lighting | 0.0046893 | 0.0030238 | 0.0040256 | 23.68 | 355.2 | 0 | 0 | 0.096449 | 0 | 0.096449 | 0 | 0.10234 | 0 | 0.10234 | 0 | 3.7165 | 4.4563 | 3.7165 | 4.4563
212003-Lighting | 0.0046893 | 0.0030238 | 0.0040256 | 23.68 | 355.2 | 0 | 0 | 0.096449 | 0 | 0.096449 | 0 | 0.10234 | 0 | 0.10234 | 0 | 3.7165 | 4.4563 | 3.7165 | 4.4563
212003-Lighting | 0.014195 | 0.0091531 | 0.012186 | 71.68 | 1075.2 | 0 | 0 | 0.096522 | 0 | 0.096522 | 0 | 0.10255 | 0 | 0.10255 | 0 | 3.7241 | 4.487 | 3.7241 | 4.487
212003-Lighting | 0.019011 | 0.012259 | 0.01632 | 96 | 1440 | 0 | 0 | 0.09657 | 0 | 0.09657 | 0 | 0.10268 | 0 | 0.10268 | 0 | 3.7292 | 4.5076 | 3.7292 | 4.5076
212003-Lighting | 0.014195 | 0.0091531 | 0.012186 | 71.68 | 1075.2 | 0 | 0 | 0.096522 | 0 | 0.096522 | 0 | 0.10255 | 0 | 0.10255 | 0 | 3.7241 | 4.487 | 3.7241 | 4.487
212003-Lighting | 0.014195 | 0.0091531 | 0.012186 | 71.68 | 1075.2 | 0 | 0 | 0.096522 | 0 | 0.096522 | 0 | 0.10255 | 0 | 0.10255 | 0 | 3.7241 | 4.487 | 3.7241 | 4.487
212003-Lighting | 0.016603 | 0.010706 | 0.014253 | 83.84 | 1257.6 | 0 | 0 | 0.09655 | 0 | 0.09655 | 0 | 0.10262 | 0 | 0.10262 | 0 | 3.7271 | 4.4988 | 3.7271 | 4.4988
212003-Lighting | 0.081873 | 0.052794 | 0.070285 | 413.44 | 6201.6 | 0 | 0 | 0.096553 | 0 | 0.096553 | 0 | 0.10263 | 0 | 0.10263 | 0 | 3.7275 | 4.5004 | 3.7275 | 4.5004
212003-Lighting | 0.22141 | 0.14277 | 0.19007 | 1118.08 | 16771.2 | 0 | 0 | 0.096549 | 0 | 0.096549 | 0 | 0.10262 | 0 | 0.10262 | 0 | 3.7269 | 4.4983 | 3.7269 | 4.4983
212003-Lighting | 0.0063369 | 0.0040862 | 0.00544 | 32 | 480 | 0 | 0 | 0.096574 | 0 | 0.096574 | 0 | 0.10269 | 0 | 0.10269 | 0 | 3.7297 | 4.5094 | 3.7297 | 4.5094
212003-Lighting | 0.0095053 | 0.0061293 | 0.00816 | 48 | 720 | 0 | 0 | 0.096566 | 0 | 0.096566 | 0 | 0.10267 | 0 | 0.10267 | 0 | 3.7288 | 4.5058 | 3.7288 | 4.5058
212003-Lighting | 0.0095053 | 0.0061293 | 0.00816 | 48 | 720 | 0 | 0 | 0.096566 | 0 | 0.096566 | 0 | 0.10267 | 0 | 0.10267 | 0 | 3.7288 | 4.5058 | 3.7288 | 4.5058
212003-Lighting | 0.054624 | 0.035223 | 0.046893 | 275.84 | 4137.6 | 0 | 0 | 0.09656 | 0 | 0.09656 | 0 | 0.10265 | 0 | 0.10265 | 0 | 3.7281 | 4.5031 | 3.7281 | 4.5031
212003-Lighting | 0.036374 | 0.023455 | 0.031226 | 183.68 | 2755.2 | 0 | 0 | 0.09655 | 0 | 0.09655 | 0 | 0.10262 | 0 | 0.10262 | 0 | 3.7271 | 4.4988 | 3.7271 | 4.4988
212003-Lighting | 0.0237 | 0.015282 | 0.020346 | 119.68 | 1795.2 | 0 | 0 | 0.09655 | 0 | 0.09655 | 0 | 0.10262 | 0 | 0.10262 | 0 | 3.7271 | 4.4988 | 3.7271 | 4.4988
212003-Lighting | 0.18187 | 0.11727 | 0.15613 | 918.4 | 13776 | 0 | 0 | 0.096548 | 0 | 0.096548 | 0 | 0.10262 | 0 | 0.10262 | 0 | 3.7269 | 4.4982 | 3.7269 | 4.4982
212003-Lighting | 0.080605 | 0.051976 | 0.069197 | 407.04 | 6105.6 | 0 | 0 | 0.096542 | 0 | 0.096542 | 0 | 0.1026 | 0 | 0.1026 | 0 | 3.7262 | 4.4954 | 3.7262 | 4.4954
212003-Lighting | 0.22306 | 0.14383 | 0.19149 | 1126.4 | 16896 | 0 | 0 | 0.096552 | 0 | 0.096552 | 0 | 0.10263 | 0 | 0.10263 | 0 | 3.7273 | 4.4997 | 3.7273 | 4.4997
212003-Lighting | 0.0046893 | 0.0030238 | 0.0040256 | 23.68 | 355.2 | 0 | 0 | 0.096449 | 0 | 0.096449 | 0 | 0.10234 | 0 | 0.10234 | 0 | 3.7165 | 4.4563 | 3.7165 | 4.4563
212003-Lighting | 0.0046893 | 0.0030238 | 0.0040256 | 23.68 | 355.2 | 0 | 0 | 0.096449 | 0 | 0.096449 | 0 | 0.10234 | 0 | 0.10234 | 0 | 3.7165 | 4.4563 | 3.7165 | 4.4563
212003-Lighting | 0.019011 | 0.012259 | 0.01632 | 96 | 1440 | 0 | 0 | 0.096566 | 0 | 0.096566 | 0 | 0.10267 | 0 | 0.10267 | 0 | 3.7288 | 4.5058 | 3.7288 | 4.5058
212003-Lighting | 0.031684 | 0.020431 | 0.0272 | 160 | 2400 | 0 | 0 | 0.096567 | 0 | 0.096567 | 0 | 0.10267 | 0 | 0.10267 | 0 | 3.7289 | 4.5062 | 3.7289 | 4.5062
212003-Lighting | 0.0095053 | 0.0061293 | 0.00816 | 48 | 720 | 0 | 0 | 0.096566 | 0 | 0.096566 | 0 | 0.10267 | 0 | 0.10267 | 0 | 3.7288 | 4.5058 | 3.7288 | 4.5058
212003-Lighting | 0.0095053 | 0.0061293 | 0.00816 | 48 | 720 | 0 | 0 | 0.096566 | 0 | 0.096566 | 0 | 0.10267 | 0 | 0.10267 | 0 | 3.7288 | 4.5058 | 3.7288 | 4.5058
212003-Lighting | 0.061341 | 0.039554 | 0.052659 | 309.76 | 4646.4 | 0 | 0 | 0.096559 | 0 | 0.096559 | 0 | 0.10265 | 0 | 0.10265 | 0 | 3.728 | 4.5026 | 3.728 | 4.5026
212003-Lighting | 0.0078577 | 0.0050669 | 0.0067456 | 39.68 | 595.2 | 0 | 0 | 0.09649 | 0 | 0.09649 | 0 | 0.10246 | 0 | 0.10246 | 0 | 3.7207 | 4.4733 | 3.7207 | 4.4733
212003-Lighting | 0.0091251 | 0.0058841 | 0.0078336 | 46.08 | 691.2 | 0 | 0 | 0.096584 | 0 | 0.096584 | 0 | 0.10272 | 0 | 0.10272 | 0 | 3.7307 | 4.5135 | 3.7307 | 4.5135
212003-Lighting | 0.019011 | 0.012259 | 0.01632 | 96 | 1440 | 0 | 0 | 0.096566 | 0 | 0.096566 | 0 | 0.10267 | 0 | 0.10267 | 0 | 3.7288 | 4.5058 | 3.7288 | 4.5058
212003-Lighting | 0.0059567 | 0.003841 | 0.0051136 | 30.08 | 451.2 | 0 | 0 | 0.096603 | 0 | 0.096603 | 0 | 0.10277 | 0 | 0.10277 | 0 | 3.7326 | 4.5214 | 3.7326 | 4.5214
212003-Lighting | 0.00076043 | 0.00049034 | 0.0006528 | 3.84 | 57.6 | 0 | 0 | 0.096136 | 0 | 0.096136 | 0 | 0.10147 | 0 | 0.10147 | 0 | 3.684 | 4.329 | 3.684 | 4.329
212003-Lighting | 0.0046893 | 0.0030238 | 0.0040256 | 23.68 | 355.2 | 0 | 0 | 0.096449 | 0 | 0.096449 | 0 | 0.10234 | 0 | 0.10234 | 0 | 3.7165 | 4.4563 | 3.7165 | 4.4563
212003-Lighting | 0.0046893 | 0.0030238 | 0.0040256 | 23.68 | 355.2 | 0 | 0 | 0.096449 | 0 | 0.096449 | 0 | 0.10234 | 0 | 0.10234 | 0 | 3.7165 | 4.4563 | 3.7165 | 4.4563
212003-Lighting | 0.19999 | 0.12896 | 0.17169 | 1009.92 | 15148.8 | 0 | 0 | 0.096548 | 0 | 0.096548 | 0 | 0.10262 | 0 | 0.10262 | 0 | 3.7269 | 4.4983 | 3.7269 | 4.4983
212003-Lighting | 0.0046893 | 0.0030238 | 0.0040256 | 23.68 | 355.2 | 0 | 0 | 0.096449 | 0 | 0.096449 | 0 | 0.10234 | 0 | 0.10234 | 0 | 3.7165 | 4.4563 | 3.7165 | 4.4563
212003-Lighting | 0.063622 | 0.041025 | 0.054618 | 321.28 | 4819.2 | 0 | 0 | 0.096543 | 0 | 0.096543 | 0 | 0.10261 | 0 | 0.10261 | 0 | 3.7264 | 4.4961 | 3.7264 | 4.4961
212003-Lighting | 0.0027882 | 0.0017979 | 0.0023936 | 14.08 | 211.2 | 0 | 0 | 0.096663 | 0 | 0.096663 | 0 | 0.10294 | 0 | 0.10294 | 0 | 3.739 | 4.5474 | 3.739 | 4.5474
212003-Lighting | 0.0091251 | 0.0058841 | 0.0078336 | 46.08 | 691.2 | 0 | 0 | 0.096584 | 0 | 0.096584 | 0 | 0.10272 | 0 | 0.10272 | 0 | 3.7307 | 4.5135 | 3.7307 | 4.5135
212003-Lighting | 0.0095053 | 0.0061293 | 0.00816 | 48 | 720 | 0 | 0 | 0.096566 | 0 | 0.096566 | 0 | 0.10267 | 0 | 0.10267 | 0 | 3.7288 | 4.5058 | 3.7288 | 4.5058
212003-Lighting | 0.0095053 | 0.0061293 | 0.00816 | 48 | 720 | 0 | 0 | 0.096566 | 0 | 0.096566 | 0 | 0.10267 | 0 | 0.10267 | 0 | 3.7288 | 4.5058 | 3.7288 | 4.5058
212003-Lighting | 0.014195 | 0.0091531 | 0.012186 | 71.68 | 1075.2 | 0 | 0 | 0.096522 | 0 | 0.096522 | 0 | 0.10255 | 0 | 0.10255 | 0 | 3.7241 | 4.487 | 3.7241 | 4.487
212003-Lighting | 0.0095053 | 0.0061293 | 0.00816 | 48 | 720 | 0 | 0 | 0.096566 | 0 | 0.096566 | 0 | 0.10267 | 0 | 0.10267 | 0 | 3.7288 | 4.5058 | 3.7288 | 4.5058
212003-Lighting | 0.016603 | 0.010706 | 0.014253 | 83.84 | 1257.6 | 0 | 0 | 0.09655 | 0 | 0.09655 | 0 | 0.10262 | 0 | 0.10262 | 0 | 3.7271 | 4.4988 | 3.7271 | 4.4988
212003-Lighting | 0.014195 | 0.0091531 | 0.012186 | 71.68 | 1075.2 | 0 | 0 | 0.096522 | 0 | 0.096522 | 0 | 0.10255 | 0 | 0.10255 | 0 | 3.7241 | 4.487 | 3.7241 | 4.487
212003-Lighting | 0.014195 | 0.0091531 | 0.012186 | 71.68 | 1075.2 | 0 | 0 | 0.096522 | 0 | 0.096522 | 0 | 0.10255 | 0 | 0.10255 | 0 | 3.7241 | 4.487 | 3.7241 | 4.487
212003-Lighting | 0.0046893 | 0.0030238 | 0.0040256 | 23.68 | 355.2 | 0 | 0 | 0.096449 | 0 | 0.096449 | 0 | 0.10234 | 0 | 0.10234 | 0 | 3.7165 | 4.4563 | 3.7165 | 4.4563
212003-Lighting | 0.19454 | 0.12545 | 0.16701 | 982.4 | 14736 | 0 | 0 | 0.09655 | 0 | 0.09655 | 0 | 0.10262 | 0 | 0.10262 | 0 | 3.7271 | 4.4988 | 3.7271 | 4.4988
212003-Lighting | 0.0046893 | 0.0030238 | 0.0040256 | 23.68 | 355.2 | 0 | 0 | 0.096449 | 0 | 0.096449 | 0 | 0.10234 | 0 | 0.10234 | 0 | 3.7165 | 4.4563 | 3.7165 | 4.4563
212003-Lighting | 0.0095053 | 0.0061293 | 0.00816 | 48 | 720 | 0 | 0 | 0.096566 | 0 | 0.096566 | 0 | 0.10267 | 0 | 0.10267 | 0 | 3.7288 | 4.5058 | 3.7288 | 4.5058
212003-Lighting | 0.00076043 | 0.00049034 | 0.0006528 | 3.84 | 57.6 | 0 | 0 | 0.096239 | 0 | 0.096239 | 0 | 0.10176 | 0 | 0.10176 | 0 | 3.6946 | 4.3702 | 3.6946 | 4.3702
212003-Lighting | 0.16767 | 0.10812 | 0.14394 | 846.72 | 12700.8 | 0 | 0 | 0.096551 | 0 | 0.096551 | 0 | 0.10263 | 0 | 0.10263 | 0 | 3.7272 | 4.4992 | 3.7272 | 4.4992
212003-Lighting | 0.060074 | 0.038737 | 0.051571 | 303.36 | 4550.4 | 0 | 0 | 0.096546 | 0 | 0.096546 | 0 | 0.10261 | 0 | 0.10261 | 0 | 3.7266 | 4.4971 | 3.7266 | 4.4971
212003-Lighting | 0.0095053 | 0.0061293 | 0.00816 | 48 | 720 | 0 | 0 | 0.096566 | 0 | 0.096566 | 0 | 0.10267 | 0 | 0.10267 | 0 | 3.7288 | 4.5058 | 3.7288 | 4.5058
212003-Lighting | 0.0237 | 0.015282 | 0.020346 | 119.68 | 1795.2 | 0 | 0 | 0.09654 | 0 | 0.09654 | 0 | 0.1026 | 0 | 0.1026 | 0 | 3.726 | 4.4945 | 3.726 | 4.4945
212003-Lighting | 0.014195 | 0.0091531 | 0.012186 | 71.68 | 1075.2 | 0 | 0 | 0.096522 | 0 | 0.096522 | 0 | 0.10255 | 0 | 0.10255 | 0 | 3.7241 | 4.487 | 3.7241 | 4.487
212003-Lighting | 0.0237 | 0.015282 | 0.020346 | 119.68 | 1795.2 | 0 | 0 | 0.09654 | 0 | 0.09654 | 0 | 0.1026 | 0 | 0.1026 | 0 | 3.726 | 4.4945 | 3.726 | 4.4945
212003-Lighting | 0.014195 | 0.0091531 | 0.012186 | 71.68 | 1075.2 | 0 | 0 | 0.096522 | 0 | 0.096522 | 0 | 0.10255 | 0 | 0.10255 | 0 | 3.7241 | 4.487 | 3.7241 | 4.487
212003-Lighting | 0.0095053 | 0.0061293 | 0.00816 | 48 | 720 | 0 | 0 | 0.096566 | 0 | 0.096566 | 0 | 0.10267 | 0 | 0.10267 | 0 | 3.7288 | 4.5058 | 3.7288 | 4.5058
212003-Lighting | 0.01825 | 0.011768 | 0.015667 | 92.16 | 1382.4 | 0 | 0 | 0.096588 | 0 | 0.096588 | 0 | 0.10273 | 0 | 0.10273 | 0 | 3.7311 | 4.5154 | 3.7311 | 4.5154
212003-Lighting | 0.0095053 | 0.0061293 | 0.00816 | 48 | 720 | 0 | 0 | 0.096566 | 0 | 0.096566 | 0 | 0.10267 | 0 | 0.10267 | 0 | 3.7288 | 4.5058 | 3.7288 | 4.5058
212003-Lighting | 0.0046893 | 0.0030238 | 0.0040256 | 23.68 | 355.2 | 0 | 0 | 0.096449 | 0 | 0.096449 | 0 | 0.10234 | 0 | 0.10234 | 0 | 3.7165 | 4.4563 | 3.7165 | 4.4563
212003-Lighting | 0.00076043 | 0.00049034 | 0.0006528 | 3.84 | 57.6 | 0 | 0 | 0.096239 | 0 | 0.096239 | 0 | 0.10176 | 0 | 0.10176 | 0 | 3.6946 | 4.3702 | 3.6946 | 4.3702
212003-Lighting | 0.0046893 | 0.0030238 | 0.0040256 | 23.68 | 355.2 | 0 | 0 | 0.096449 | 0 | 0.096449 | 0 | 0.10234 | 0 | 0.10234 | 0 | 3.7165 | 4.4563 | 3.7165 | 4.4563
212003-Lighting | 0.0046893 | 0.0030238 | 0.0040256 | 23.68 | 355.2 | 0 | 0 | 0.096449 | 0 | 0.096449 | 0 | 0.10234 | 0 | 0.10234 | 0 | 3.7165 | 4.4563 | 3.7165 | 4.4563
212003-Lighting | 0.0046893 | 0.0030238 | 0.0040256 | 23.68 | 355.2 | 0 | 0 | 0.096449 | 0 | 0.096449 | 0 | 0.10234 | 0 | 0.10234 | 0 | 3.7165 | 4.4563 | 3.7165 | 4.4563
212003-Lighting | 0.0095053 | 0.0061293 | 0.00816 | 48 | 720 | 0 | 0 | 0.096566 | 0 | 0.096566 | 0 | 0.10267 | 0 | 0.10267 | 0 | 3.7288 | 4.5058 | 3.7288 | 4.5058
212003-Lighting | 0.028516 | 0.018388 | 0.02448 | 144 | 2160 | 0 | 0 | 0.096569 | 0 | 0.096569 | 0 | 0.10268 | 0 | 0.10268 | 0 | 3.7291 | 4.507 | 3.7291 | 4.507
212003-Lighting | 0.0046893 | 0.0030238 | 0.0040256 | 23.68 | 355.2 | 0 | 0 | 0.096449 | 0 | 0.096449 | 0 | 0.10234 | 0 | 0.10234 | 0 | 3.7165 | 4.4563 | 3.7165 | 4.4563
212003-Lighting | 0.0046893 | 0.0030238 | 0.0040256 | 23.68 | 355.2 | 0 | 0 | 0.096449 | 0 | 0.096449 | 0 | 0.10234 | 0 | 0.10234 | 0 | 3.7165 | 4.4563 | 3.7165 | 4.4563
212003-Lighting | 0.0095053 | 0.0061293 | 0.00816 | 48 | 720 | 0 | 0 | 0.096566 | 0 | 0.096566 | 0 | 0.10267 | 0 | 0.10267 | 0 | 3.7288 | 4.5058 | 3.7288 | 4.5058
212003-Lighting | 0.0095053 | 0.0061293 | 0.00816 | 48 | 720 | 0 | 0 | 0.096566 | 0 | 0.096566 | 0 | 0.10267 | 0 | 0.10267 | 0 | 3.7288 | 4.5058 | 3.7288 | 4.5058
212003-Lighting | 0.012674 | 0.0081724 | 0.01088 | 64 | 960 | 0 | 0 | 0.096574 | 0 | 0.096574 | 0 | 0.10269 | 0 | 0.10269 | 0 | 3.7297 | 4.5094 | 3.7297 | 4.5094
212003-Lighting | 0.019011 | 0.012259 | 0.01632 | 96 | 1440 | 0 | 0 | 0.09657 | 0 | 0.09657 | 0 | 0.10268 | 0 | 0.10268 | 0 | 3.7292 | 4.5076 | 3.7292 | 4.5076
212003-Lighting | 0.012674 | 0.0081724 | 0.01088 | 64 | 960 | 0 | 0 | 0.096574 | 0 | 0.096574 | 0 | 0.10269 | 0 | 0.10269 | 0 | 3.7297 | 4.5094 | 3.7297 | 4.5094
212003-Lighting | 0.038021 | 0.024517 | 0.03264 | 192 | 2880 | 0 | 0 | 0.096568 | 0 | 0.096568 | 0 | 0.10267 | 0 | 0.10267 | 0 | 3.729 | 4.5067 | 3.729 | 4.5067
212003-Lighting | 0.038021 | 0.024517 | 0.03264 | 192 | 2880 | 0 | 0 | 0.096568 | 0 | 0.096568 | 0 | 0.10267 | 0 | 0.10267 | 0 | 3.729 | 4.5067 | 3.729 | 4.5067
212003-Lighting | 0.10443 | 0.06734 | 0.089651 | 527.36 | 7910.4 | 0 | 0 | 0.096554 | 0 | 0.096554 | 0 | 0.10264 | 0 | 0.10264 | 0 | 3.7275 | 4.5007 | 3.7275 | 4.5007
212003-Lighting | 0.019011 | 0.012259 | 0.01632 | 96 | 1440 | 0 | 0 | 0.096566 | 0 | 0.096566 | 0 | 0.10267 | 0 | 0.10267 | 0 | 3.7288 | 4.5058 | 3.7288 | 4.5058
212003-Lighting | 0.028516 | 0.018388 | 0.02448 | 144 | 2160 | 0 | 0 | 0.096569 | 0 | 0.096569 | 0 | 0.10268 | 0 | 0.10268 | 0 | 3.7291 | 4.507 | 3.7291 | 4.507
212003-Lighting | 0.012674 | 0.0081724 | 0.01088 | 64 | 960 | 0 | 0 | 0.096574 | 0 | 0.096574 | 0 | 0.10269 | 0 | 0.10269 | 0 | 3.7297 | 4.5094 | 3.7297 | 4.5094
212003-Lighting | 0.0046893 | 0.0030238 | 0.0040256 | 23.68 | 355.2 | 0 | 0 | 0.096449 | 0 | 0.096449 | 0 | 0.10234 | 0 | 0.10234 | 0 | 3.7165 | 4.4563 | 3.7165 | 4.4563
212003-Lighting | 0.0078577 | 0.0050669 | 0.0067456 | 39.68 | 595.2 | 0 | 0 | 0.09649 | 0 | 0.09649 | 0 | 0.10246 | 0 | 0.10246 | 0 | 3.7207 | 4.4733 | 3.7207 | 4.4733
212003-Lighting | 0.042711 | 0.027541 | 0.036666 | 215.68 | 3235.2 | 0 | 0 | 0.096551 | 0 | 0.096551 | 0 | 0.10263 | 0 | 0.10263 | 0 | 3.7273 | 4.4996 | 3.7273 | 4.4996
212003-Lighting | 0.0031684 | 0.0020431 | 0.00272 | 16 | 240 | 0 | 0 | 0.096574 | 0 | 0.096574 | 0 | 0.10269 | 0 | 0.10269 | 0 | 3.7297 | 4.5094 | 3.7297 | 4.5094
212003-Lighting | 0.012674 | 0.0081724 | 0.01088 | 64 | 960 | 0 | 0 | 0.096574 | 0 | 0.096574 | 0 | 0.10269 | 0 | 0.10269 | 0 | 3.7297 | 4.5094 | 3.7297 | 4.5094
212003-Lighting | 0.27046 | 0.1744 | 0.23218 | 1365.76 | 20486.4 | 0 | 0 | 0.096549 | 0 | 0.096549 | 0 | 0.10262 | 0 | 0.10262 | 0 | 3.727 | 4.4987 | 3.727 | 4.4987
212003-Lighting | 0.090998 | 0.058678 | 0.078118 | 459.52 | 6892.8 | 0 | 0 | 0.096556 | 0 | 0.096556 | 0 | 0.10264 | 0 | 0.10264 | 0 | 3.7277 | 4.5014 | 3.7277 | 4.5014
212003-Lighting | 0.036374 | 0.023455 | 0.031226 | 183.68 | 2755.2 | 0 | 0 | 0.09655 | 0 | 0.09655 | 0 | 0.10262 | 0 | 0.10262 | 0 | 3.7271 | 4.4988 | 3.7271 | 4.4988
212003-Lighting | 0.012674 | 0.0081724 | 0.01088 | 64 | 960 | 0 | 0 | 0.096574 | 0 | 0.096574 | 0 | 0.10269 | 0 | 0.10269 | 0 | 3.7297 | 4.5094 | 3.7297 | 4.5094
212003-Lighting | 0.0027882 | 0.0017979 | 0.0023936 | 14.08 | 211.2 | 0 | 0 | 0.096663 | 0 | 0.096663 | 0 | 0.10294 | 0 | 0.10294 | 0 | 3.739 | 4.5474 | 3.739 | 4.5474
212003-Lighting | 0.056905 | 0.036694 | 0.048851 | 287.36 | 4310.4 | 0 | 0 | 0.096543 | 0 | 0.096543 | 0 | 0.1026 | 0 | 0.1026 | 0 | 3.7263 | 4.4958 | 3.7263 | 4.4958
212003-Lighting | 0.0046893 | 0.0030238 | 0.0040256 | 23.68 | 355.2 | 0 | 0 | 0.096449 | 0 | 0.096449 | 0 | 0.10234 | 0 | 0.10234 | 0 | 3.7165 | 4.4563 | 3.7165 | 4.4563
212003-Lighting | 0.019011 | 0.012259 | 0.01632 | 96 | 1440 | 0 | 0 | 0.096566 | 0 | 0.096566 | 0 | 0.10267 | 0 | 0.10267 | 0 | 3.7288 | 4.5058 | 3.7288 | 4.5058
212003-Lighting | 0.0237 | 0.015282 | 0.020346 | 119.68 | 1795.2 | 0 | 0 | 0.09654 | 0 | 0.09654 | 0 | 0.1026 | 0 | 0.1026 | 0 | 3.726 | 4.4945 | 3.726 | 4.4945
212003-Lighting | 0.0046893 | 0.0030238 | 0.0040256 | 23.68 | 355.2 | 0 | 0 | 0.096449 | 0 | 0.096449 | 0 | 0.10234 | 0 | 0.10234 | 0 | 3.7165 | 4.4563 | 3.7165 | 4.4563
212003-Lighting | 0.033586 | 0.021657 | 0.028832 | 169.6 | 2544 | 0 | 0 | 0.096543 | 0 | 0.096543 | 0 | 0.1026 | 0 | 0.1026 | 0 | 3.7263 | 4.4958 | 3.7263 | 4.4958
212003-Lighting | 0.0095053 | 0.0061293 | 0.00816 | 48 | 720 | 0 | 0 | 0.096566 | 0 | 0.096566 | 0 | 0.10267 | 0 | 0.10267 | 0 | 3.7288 | 4.5058 | 3.7288 | 4.5058
212003-Lighting | 0.071227 | 0.045929 | 0.061146 | 359.68 | 5395.2 | 0 | 0 | 0.096557 | 0 | 0.096557 | 0 | 0.10264 | 0 | 0.10264 | 0 | 3.7279 | 4.5021 | 3.7279 | 4.5021
212003-Lighting | 0.0046893 | 0.0030238 | 0.0040256 | 23.68 | 355.2 | 0 | 0 | 0.096432 | 0 | 0.096432 | 0 | 0.1023 | 0 | 0.1023 | 0 | 3.7147 | 4.4493 | 3.7147 | 4.4493
212003-Lighting | 0.11863 | 0.076494 | 0.10184 | 599.04 | 8985.6 | 0 | 0 | 0.09655 | 0 | 0.09655 | 0 | 0.10262 | 0 | 0.10262 | 0 | 3.7271 | 4.4988 | 3.7271 | 4.4988
212003-Lighting | 0.028516 | 0.018388 | 0.02448 | 144 | 2160 | 0 | 0 | 0.096569 | 0 | 0.096569 | 0 | 0.10268 | 0 | 0.10268 | 0 | 3.7291 | 4.507 | 3.7291 | 4.507
212003-Lighting | 0.0011406 | 0.00073551 | 0.0009792 | 5.76 | 86.4 | 0 | 0 | 0.096136 | 0 | 0.096136 | 0 | 0.10147 | 0 | 0.10147 | 0 | 3.684 | 4.329 | 3.684 | 4.329
212003-Lighting | 0.0031684 | 0.0020431 | 0.00272 | 16 | 240 | 0 | 0 | 0.09655 | 0 | 0.09655 | 0 | 0.10262 | 0 | 0.10262 | 0 | 3.7271 | 4.4988 | 3.7271 | 4.4988
212003-Lighting | 0.0031684 | 0.0020431 | 0.00272 | 16 | 240 | 0 | 0 | 0.09655 | 0 | 0.09655 | 0 | 0.10262 | 0 | 0.10262 | 0 | 3.7271 | 4.4988 | 3.7271 | 4.4988
212003-Lighting | 0.0063369 | 0.0040862 | 0.00544 | 32 | 480 | 0 | 0 | 0.096574 | 0 | 0.096574 | 0 | 0.10269 | 0 | 0.10269 | 0 | 3.7297 | 4.5094 | 3.7297 | 4.5094
212003-Lighting | 0.0095053 | 0.0061293 | 0.00816 | 48 | 720 | 0 | 0 | 0.096566 | 0 | 0.096566 | 0 | 0.10267 | 0 | 0.10267 | 0 | 3.7288 | 4.5058 | 3.7288 | 4.5058
212003-Lighting | 0.012674 | 0.0081724 | 0.01088 | 64 | 960 | 0 | 0 | 0.096574 | 0 | 0.096574 | 0 | 0.10269 | 0 | 0.10269 | 0 | 3.7297 | 4.5094 | 3.7297 | 4.5094
212003-Lighting | 0.0095053 | 0.0061293 | 0.00816 | 48 | 720 | 0 | 0 | 0.096566 | 0 | 0.096566 | 0 | 0.10267 | 0 | 0.10267 | 0 | 3.7288 | 4.5058 | 3.7288 | 4.5058
212003-Lighting | 0.085421 | 0.055082 | 0.073331 | 431.36 | 6470.4 | 0 | 0 | 0.096551 | 0 | 0.096551 | 0 | 0.10263 | 0 | 0.10263 | 0 | 3.7273 | 4.4996 | 3.7273 | 4.4996
212003-Lighting | 0.085421 | 0.055082 | 0.073331 | 431.36 | 6470.4 | 0 | 0 | 0.096551 | 0 | 0.096551 | 0 | 0.10263 | 0 | 0.10263 | 0 | 3.7273 | 4.4996 | 3.7273 | 4.4996
212003-Lighting | 0.0055765 | 0.0035959 | 0.0047872 | 28.16 | 422.4 | 0 | 0 | 0.096634 | 0 | 0.096634 | 0 | 0.10286 | 0 | 0.10286 | 0 | 3.736 | 4.5352 | 3.736 | 4.5352
212003-Lighting | 0.056905 | 0.036694 | 0.048851 | 287.36 | 4310.4 | 0 | 0 | 0.096543 | 0 | 0.096543 | 0 | 0.1026 | 0 | 0.1026 | 0 | 3.7263 | 4.4958 | 3.7263 | 4.4958
212003-Lighting | 0.0055765 | 0.0035959 | 0.0047872 | 28.16 | 422.4 | 0 | 0 | 0.096634 | 0 | 0.096634 | 0 | 0.10286 | 0 | 0.10286 | 0 | 3.736 | 4.5352 | 3.736 | 4.5352
212003-Lighting | 0.0063369 | 0.0040862 | 0.00544 | 32 | 480 | 0 | 0 | 0.096574 | 0 | 0.096574 | 0 | 0.10269 | 0 | 0.10269 | 0 | 3.7297 | 4.5094 | 3.7297 | 4.5094
212003-Lighting | 0.012674 | 0.0081724 | 0.01088 | 64 | 960 | 0 | 0 | 0.096574 | 0 | 0.096574 | 0 | 0.10269 | 0 | 0.10269 | 0 | 3.7297 | 4.5094 | 3.7297 | 4.5094
212003-Lighting | 0.012674 | 0.0081724 | 0.01088 | 64 | 960 | 0 | 0 | 0.096574 | 0 | 0.096574 | 0 | 0.10269 | 0 | 0.10269 | 0 | 3.7297 | 4.5094 | 3.7297 | 4.5094
212003-Lighting | 0.019391 | 0.012504 | 0.016646 | 97.92 | 1468.8 | 0 | 0 | 0.096558 | 0 | 0.096558 | 0 | 0.10265 | 0 | 0.10265 | 0 | 3.7279 | 4.5022 | 3.7279 | 4.5022
212003-Lighting | 0.0095053 | 0.0061293 | 0.00816 | 48 | 720 | 0 | 0 | 0.096566 | 0 | 0.096566 | 0 | 0.10267 | 0 | 0.10267 | 0 | 3.7288 | 4.5058 | 3.7288 | 4.5058
212003-Lighting | 0.014195 | 0.0091531 | 0.012186 | 71.68 | 1075.2 | 0 | 0 | 0.096522 | 0 | 0.096522 | 0 | 0.10255 | 0 | 0.10255 | 0 | 3.7241 | 4.487 | 3.7241 | 4.487
212003-Lighting | 0.0095053 | 0.0061293 | 0.00816 | 48 | 720 | 0 | 0 | 0.096566 | 0 | 0.096566 | 0 | 0.10267 | 0 | 0.10267 | 0 | 3.7288 | 4.5058 | 3.7288 | 4.5058
212003-Lighting | 0.014195 | 0.0091531 | 0.012186 | 71.68 | 1075.2 | 0 | 0 | 0.096522 | 0 | 0.096522 | 0 | 0.10255 | 0 | 0.10255 | 0 | 3.7241 | 4.487 | 3.7241 | 4.487
212003-Lighting | 0.0070973 | 0.0045765 | 0.0060928 | 35.84 | 537.6 | 0 | 0 | 0.096516 | 0 | 0.096516 | 0 | 0.10253 | 0 | 0.10253 | 0 | 3.7236 | 4.4846 | 3.7236 | 4.4846
212003-Lighting | 0.039542 | 0.025498 | 0.033946 | 199.68 | 2995.2 | 0 | 0 | 0.09655 | 0 | 0.09655 | 0 | 0.10262 | 0 | 0.10262 | 0 | 3.7271 | 4.4988 | 3.7271 | 4.4988
212003-Lighting | 0.060074 | 0.038737 | 0.051571 | 303.36 | 4550.4 | 0 | 0 | 0.096546 | 0 | 0.096546 | 0 | 0.10261 | 0 | 0.10261 | 0 | 3.7266 | 4.4971 | 3.7266 | 4.4971
212003-Lighting | 0.015082 | 0.0097251 | 0.012947 | 76.16 | 1142.4 | 0 | 0 | 0.096586 | 0 | 0.096586 | 0 | 0.10272 | 0 | 0.10272 | 0 | 3.7309 | 4.5144 | 3.7309 | 4.5144
212003-Lighting | 0.14942 | 0.096352 | 0.12828 | 754.56 | 11318.4 | 0 | 0 | 0.096546 | 0 | 0.096546 | 0 | 0.10261 | 0 | 0.10261 | 0 | 3.7267 | 4.4974 | 3.7267 | 4.4974
212003-Lighting | 0.049808 | 0.032117 | 0.042758 | 251.52 | 3772.8 | 0 | 0 | 0.096548 | 0 | 0.096548 | 0 | 0.10262 | 0 | 0.10262 | 0 | 3.7269 | 4.4981 | 3.7269 | 4.4981
212003-Lighting | 0.0035487 | 0.0022883 | 0.0030464 | 17.92 | 268.8 | 0 | 0 | 0.096527 | 0 | 0.096527 | 0 | 0.10256 | 0 | 0.10256 | 0 | 3.7247 | 4.4893 | 3.7247 | 4.4893
212003-Lighting | 0.20202 | 0.13027 | 0.17343 | 1020.16 | 15302.4 | 0 | 0 | 0.096548 | 0 | 0.096548 | 0 | 0.10262 | 0 | 0.10262 | 0 | 3.7269 | 4.4979 | 3.7269 | 4.4979
212003-Lighting | 0.0095053 | 0.0061293 | 0.00816 | 48 | 720 | 0 | 0 | 0.096566 | 0 | 0.096566 | 0 | 0.10267 | 0 | 0.10267 | 0 | 3.7288 | 4.5058 | 3.7288 | 4.5058
212003-Lighting | 0.012674 | 0.0081724 | 0.01088 | 64 | 960 | 0 | 0 | 0.096574 | 0 | 0.096574 | 0 | 0.10269 | 0 | 0.10269 | 0 | 3.7297 | 4.5094 | 3.7297 | 4.5094
212003-Lighting | 0.012674 | 0.0081724 | 0.01088 | 64 | 960 | 0 | 0 | 0.096574 | 0 | 0.096574 | 0 | 0.10269 | 0 | 0.10269 | 0 | 3.7297 | 4.5094 | 3.7297 | 4.5094
212003-Lighting | 0.0063369 | 0.0040862 | 0.00544 | 32 | 480 | 0 | 0 | 0.096574 | 0 | 0.096574 | 0 | 0.10269 | 0 | 0.10269 | 0 | 3.7297 | 4.5094 | 3.7297 | 4.5094
212003-Lighting | 0.012674 | 0.0081724 | 0.01088 | 64 | 960 | 0 | 0 | 0.096574 | 0 | 0.096574 | 0 | 0.10269 | 0 | 0.10269 | 0 | 3.7297 | 4.5094 | 3.7297 | 4.5094
212003-Lighting | 0.0063369 | 0.0040862 | 0.00544 | 32 | 480 | 0 | 0 | 0.096574 | 0 | 0.096574 | 0 | 0.10269 | 0 | 0.10269 | 0 | 3.7297 | 4.5094 | 3.7297 | 4.5094
212003-Lighting | 0.1621 | 0.10452 | 0.13916 | 818.56 | 12278.4 | 0 | 0 | 0.096548 | 0 | 0.096548 | 0 | 0.10262 | 0 | 0.10262 | 0 | 3.7269 | 4.4982 | 3.7269 | 4.4982
212003-Lighting | 0.0020278 | 0.0013076 | 0.0017408 | 10.24 | 153.6 | 0 | 0 | 0.096821 | 0 | 0.096821 | 0 | 0.10338 | 0 | 0.10338 | 0 | 3.7559 | 4.6176 | 3.7559 | 4.6176
212003-Lighting | 0.011913 | 0.007682 | 0.010227 | 60.16 | 902.4 | 0 | 0 | 0.096596 | 0 | 0.096596 | 0 | 0.10275 | 0 | 0.10275 | 0 | 3.7319 | 4.5186 | 3.7319 | 4.5186
212003-Lighting | 0.012674 | 0.0081724 | 0.01088 | 64 | 960 | 0 | 0 | 0.096574 | 0 | 0.096574 | 0 | 0.10269 | 0 | 0.10269 | 0 | 3.7297 | 4.5094 | 3.7297 | 4.5094
212003-Lighting | 0.0063369 | 0.0040862 | 0.00544 | 32 | 480 | 0 | 0 | 0.096574 | 0 | 0.096574 | 0 | 0.10269 | 0 | 0.10269 | 0 | 3.7297 | 4.5094 | 3.7297 | 4.5094
212003-Lighting | 0.014195 | 0.0091531 | 0.012186 | 71.68 | 1075.2 | 0 | 0 | 0.096522 | 0 | 0.096522 | 0 | 0.10255 | 0 | 0.10255 | 0 | 3.7241 | 4.487 | 3.7241 | 4.487
212003-Lighting | 0.014195 | 0.0091531 | 0.012186 | 71.68 | 1075.2 | 0 | 0 | 0.096522 | 0 | 0.096522 | 0 | 0.10255 | 0 | 0.10255 | 0 | 3.7241 | 4.487 | 3.7241 | 4.487
212003-Lighting | 0.012674 | 0.0081724 | 0.01088 | 64 | 960 | 0 | 0 | 0.096574 | 0 | 0.096574 | 0 | 0.10269 | 0 | 0.10269 | 0 | 3.7297 | 4.5094 | 3.7297 | 4.5094
212003-Lighting | 0.0063369 | 0.0040862 | 0.00544 | 32 | 480 | 0 | 0 | 0.096574 | 0 | 0.096574 | 0 | 0.10269 | 0 | 0.10269 | 0 | 3.7297 | 4.5094 | 3.7297 | 4.5094
212003-Lighting | 0.0020278 | 0.0013076 | 0.0017408 | 10.24 | 153.6 | 0 | 0 | 0.096821 | 0 | 0.096821 | 0 | 0.10338 | 0 | 0.10338 | 0 | 3.7559 | 4.6176 | 3.7559 | 4.6176
212003-Lighting | 0.012674 | 0.0081724 | 0.01088 | 64 | 960 | 0 | 0 | 0.096574 | 0 | 0.096574 | 0 | 0.10269 | 0 | 0.10269 | 0 | 3.7297 | 4.5094 | 3.7297 | 4.5094
212003-Lighting | 0.019011 | 0.012259 | 0.01632 | 96 | 1440 | 0 | 0 | 0.096566 | 0 | 0.096566 | 0 | 0.10267 | 0 | 0.10267 | 0 | 3.7288 | 4.5058 | 3.7288 | 4.5058
212003-Lighting | 0.0095053 | 0.0061293 | 0.00816 | 48 | 720 | 0 | 0 | 0.096566 | 0 | 0.096566 | 0 | 0.10267 | 0 | 0.10267 | 0 | 3.7288 | 4.5058 | 3.7288 | 4.5058
212003-Lighting | 0.0046893 | 0.0030238 | 0.0040256 | 23.68 | 355.2 | 0 | 0 | 0.096449 | 0 | 0.096449 | 0 | 0.10234 | 0 | 0.10234 | 0 | 3.7165 | 4.4563 | 3.7165 | 4.4563
212003-Lighting | 0.0046893 | 0.0030238 | 0.0040256 | 23.68 | 355.2 | 0 | 0 | 0.096449 | 0 | 0.096449 | 0 | 0.10234 | 0 | 0.10234 | 0 | 3.7165 | 4.4563 | 3.7165 | 4.4563
212003-Lighting | 0.056905 | 0.036694 | 0.048851 | 287.36 | 4310.4 | 0 | 0 | 0.096543 | 0 | 0.096543 | 0 | 0.1026 | 0 | 0.1026 | 0 | 3.7263 | 4.4958 | 3.7263 | 4.4958
212003-Lighting | 0.024967 | 0.0161 | 0.021434 | 126.08 | 1891.2 | 0 | 0 | 0.096572 | 0 | 0.096572 | 0 | 0.10268 | 0 | 0.10268 | 0 | 3.7294 | 4.5082 | 3.7294 | 4.5082
212003-Lighting | 0.028516 | 0.018388 | 0.02448 | 144 | 2160 | 0 | 0 | 0.096569 | 0 | 0.096569 | 0 | 0.10268 | 0 | 0.10268 | 0 | 3.7291 | 4.507 | 3.7291 | 4.507
212003-Lighting | 0.0095053 | 0.0061293 | 0.00816 | 48 | 720 | 0 | 0 | 0.096566 | 0 | 0.096566 | 0 | 0.10267 | 0 | 0.10267 | 0 | 3.7288 | 4.5058 | 3.7288 | 4.5058
212003-Lighting | 0.0095053 | 0.0061293 | 0.00816 | 48 | 720 | 0 | 0 | 0.096566 | 0 | 0.096566 | 0 | 0.10267 | 0 | 0.10267 | 0 | 3.7288 | 4.5058 | 3.7288 | 4.5058
212003-Lighting | 0.0095053 | 0.0061293 | 0.00816 | 48 | 720 | 0 | 0 | 0.096566 | 0 | 0.096566 | 0 | 0.10267 | 0 | 0.10267 | 0 | 3.7288 | 4.5058 | 3.7288 | 4.5058
212003-Lighting | 0.0046893 | 0.0030238 | 0.0040256 | 23.68 | 355.2 | 0 | 0 | 0.096449 | 0 | 0.096449 | 0 | 0.10234 | 0 | 0.10234 | 0 | 3.7165 | 4.4563 | 3.7165 | 4.4563
212003-Lighting | 0.0046893 | 0.0030238 | 0.0040256 | 23.68 | 355.2 | 0 | 0 | 0.096449 | 0 | 0.096449 | 0 | 0.10234 | 0 | 0.10234 | 0 | 3.7165 | 4.4563 | 3.7165 | 4.4563
212003-Lighting | 1.8777 | 1.2108 | 1.612 | 9482.24 | 142233.6 | 0 | 0 | 0.097605 | 0 | 0.097605 | 0 | 0.10556 | 0 | 0.10556 | 0 | 3.8416 | 4.9985 | 3.8416 | 4.9985
212003-Lighting | 0.73812 | 0.47596 | 0.63365 | 3727.36 | 55910.4 | 0 | 0 | 0.097606 | 0 | 0.097606 | 0 | 0.10556 | 0 | 0.10556 | 0 | 3.8416 | 4.9987 | 3.8416 | 4.9987
212003-Lighting | 0.43851 | 0.28276 | 0.37645 | 2214.4 | 33216 | 0 | 0 | 0.097607 | 0 | 0.097607 | 0 | 0.10556 | 0 | 0.10556 | 0 | 3.8418 | 4.9994 | 3.8418 | 4.9994
212003-Lighting | 0.33662 | 0.21706 | 0.28897 | 1699.84 | 25497.6 | 0 | 0 | 0.097607 | 0 | 0.097607 | 0 | 0.10556 | 0 | 0.10556 | 0 | 3.8418 | 4.9992 | 3.8418 | 4.9992
212003-Lighting | 0.019011 | 0.012259 | 0.01632 | 96 | 1440 | 0 | 0 | 0.096566 | 0 | 0.096566 | 0 | 0.10267 | 0 | 0.10267 | 0 | 3.7288 | 4.5058 | 3.7288 | 4.5058
212003-Lighting | 0.056905 | 0.036694 | 0.048851 | 287.36 | 4310.4 | 0 | 0 | 0.096543 | 0 | 0.096543 | 0 | 0.1026 | 0 | 0.1026 | 0 | 3.7263 | 4.4958 | 3.7263 | 4.4958
212003-Lighting | 0.025348 | 0.016345 | 0.02176 | 128 | 1920 | 0 | 0 | 0.096568 | 0 | 0.096568 | 0 | 0.10267 | 0 | 0.10267 | 0 | 3.729 | 4.5067 | 3.729 | 4.5067
212003-Lighting | 0.012674 | 0.0081724 | 0.01088 | 64 | 960 | 0 | 0 | 0.096574 | 0 | 0.096574 | 0 | 0.10269 | 0 | 0.10269 | 0 | 3.7297 | 4.5094 | 3.7297 | 4.5094
212003-Lighting | 0.050568 | 0.032608 | 0.043411 | 255.36 | 3830.4 | 0 | 0 | 0.09654 | 0 | 0.09654 | 0 | 0.1026 | 0 | 0.1026 | 0 | 3.7261 | 4.4948 | 3.7261 | 4.4948
212003-Lighting | 0.012674 | 0.0081724 | 0.01088 | 64 | 960 | 0 | 0 | 0.096574 | 0 | 0.096574 | 0 | 0.10269 | 0 | 0.10269 | 0 | 3.7297 | 4.5094 | 3.7297 | 4.5094
212003-Lighting | 0.0031684 | 0.0020431 | 0.00272 | 16 | 240 | 0 | 0 | 0.09655 | 0 | 0.09655 | 0 | 0.10262 | 0 | 0.10262 | 0 | 3.7271 | 4.4988 | 3.7271 | 4.4988
212003-Lighting | 0.012674 | 0.0081724 | 0.01088 | 64 | 960 | 0 | 0 | 0.096574 | 0 | 0.096574 | 0 | 0.10269 | 0 | 0.10269 | 0 | 3.7297 | 4.5094 | 3.7297 | 4.5094
212003-Lighting | 0.013814 | 0.0089079 | 0.011859 | 69.76 | 1046.4 | 0 | 0 | 0.096533 | 0 | 0.096533 | 0 | 0.10258 | 0 | 0.10258 | 0 | 3.7253 | 4.4915 | 3.7253 | 4.4915
212003-Lighting | 0.0095053 | 0.0061293 | 0.00816 | 48 | 720 | 0 | 0 | 0.096566 | 0 | 0.096566 | 0 | 0.10267 | 0 | 0.10267 | 0 | 3.7288 | 4.5058 | 3.7288 | 4.5058
212003-Lighting | 0.0035487 | 0.0022883 | 0.0030464 | 17.92 | 268.8 | 0 | 0 | 0.096527 | 0 | 0.096527 | 0 | 0.10256 | 0 | 0.10256 | 0 | 3.7247 | 4.4893 | 3.7247 | 4.4893
212003-Lighting | 0.016603 | 0.010706 | 0.014253 | 83.84 | 1257.6 | 0 | 0 | 0.09655 | 0 | 0.09655 | 0 | 0.10262 | 0 | 0.10262 | 0 | 3.7271 | 4.4988 | 3.7271 | 4.4988
212003-Lighting | 0.0011406 | 0.00073551 | 0.0009792 | 5.76 | 86.4 | 0 | 0 | 0.096136 | 0 | 0.096136 | 0 | 0.10147 | 0 | 0.10147 | 0 | 3.684 | 4.329 | 3.684 | 4.329
212003-Lighting | 0.019011 | 0.012259 | 0.01632 | 96 | 1440 | 0 | 0 | 0.096566 | 0 | 0.096566 | 0 | 0.10267 | 0 | 0.10267 | 0 | 3.7288 | 4.5058 | 3.7288 | 4.5058
212003-Lighting | 0.0027882 | 0.0017979 | 0.0023936 | 14.08 | 211.2 | 0 | 0 | 0.096663 | 0 | 0.096663 | 0 | 0.10294 | 0 | 0.10294 | 0 | 3.739 | 4.5474 | 3.739 | 4.5474
212003-Lighting | 0.012674 | 0.0081724 | 0.01088 | 64 | 960 | 0 | 0 | 0.096574 | 0 | 0.096574 | 0 | 0.10269 | 0 | 0.10269 | 0 | 3.7297 | 4.5094 | 3.7297 | 4.5094
212003-Lighting | 0.0055765 | 0.0035959 | 0.0047872 | 28.16 | 422.4 | 0 | 0 | 0.096634 | 0 | 0.096634 | 0 | 0.10286 | 0 | 0.10286 | 0 | 3.736 | 4.5352 | 3.736 | 4.5352
212003-Lighting | 0.0055765 | 0.0035959 | 0.0047872 | 28.16 | 422.4 | 0 | 0 | 0.096634 | 0 | 0.096634 | 0 | 0.10286 | 0 | 0.10286 | 0 | 3.736 | 4.5352 | 3.736 | 4.5352
212003-Lighting | 0.10443 | 0.06734 | 0.089651 | 527.36 | 7910.4 | 0 | 0 | 0.096554 | 0 | 0.096554 | 0 | 0.10264 | 0 | 0.10264 | 0 | 3.7275 | 4.5007 | 3.7275 | 4.5007
212003-Lighting | 0.0046893 | 0.0030238 | 0.0040256 | 23.68 | 355.2 | 0 | 0 | 0.096449 | 0 | 0.096449 | 0 | 0.10234 | 0 | 0.10234 | 0 | 3.7165 | 4.4563 | 3.7165 | 4.4563
212003-Lighting | 0.0046893 | 0.0030238 | 0.0040256 | 23.68 | 355.2 | 0 | 0 | 0.096449 | 0 | 0.096449 | 0 | 0.10234 | 0 | 0.10234 | 0 | 3.7165 | 4.4563 | 3.7165 | 4.4563
212003-Lighting | 0.0027882 | 0.0017979 | 0.0023936 | 14.08 | 211.2 | 0 | 0 | 0.096663 | 0 | 0.096663 | 0 | 0.10294 | 0 | 0.10294 | 0 | 3.739 | 4.5474 | 3.739 | 4.5474
212003-Lighting | 0.031684 | 0.020431 | 0.0272 | 160 | 2400 | 0 | 0 | 0.096567 | 0 | 0.096567 | 0 | 0.10267 | 0 | 0.10267 | 0 | 3.7289 | 4.5062 | 3.7289 | 4.5062
212003-Lighting | 0.012674 | 0.0081724 | 0.01088 | 64 | 960 | 0 | 0 | 0.096574 | 0 | 0.096574 | 0 | 0.10269 | 0 | 0.10269 | 0 | 3.7297 | 4.5094 | 3.7297 | 4.5094
212003-Lighting | 0.0046893 | 0.0030238 | 0.0040256 | 23.68 | 355.2 | 0 | 0 | 0.096449 | 0 | 0.096449 | 0 | 0.10234 | 0 | 0.10234 | 0 | 3.7165 | 4.4563 | 3.7165 | 4.4563
212003-Lighting | 0.044231 | 0.028522 | 0.037971 | 223.36 | 3350.4 | 0 | 0 | 0.096539 | 0 | 0.096539 | 0 | 0.10259 | 0 | 0.10259 | 0 | 3.7259 | 4.4942 | 3.7259 | 4.4942
212003-Lighting | 0.0046893 | 0.0030238 | 0.0040256 | 23.68 | 355.2 | 0 | 0 | 0.096449 | 0 | 0.096449 | 0 | 0.10234 | 0 | 0.10234 | 0 | 3.7165 | 4.4563 | 3.7165 | 4.4563
212003-Lighting | 0.019011 | 0.012259 | 0.01632 | 96 | 1440 | 0 | 0 | 0.096566 | 0 | 0.096566 | 0 | 0.10267 | 0 | 0.10267 | 0 | 3.7288 | 4.5058 | 3.7288 | 4.5058
212003-Lighting | 0.0046893 | 0.0030238 | 0.0040256 | 23.68 | 355.2 | 0 | 0 | 0.096449 | 0 | 0.096449 | 0 | 0.10234 | 0 | 0.10234 | 0 | 3.7165 | 4.4563 | 3.7165 | 4.4563
212003-Lighting | 0.034853 | 0.022474 | 0.02992 | 176 | 2640 | 0 | 0 | 0.096565 | 0 | 0.096565 | 0 | 0.10267 | 0 | 0.10267 | 0 | 3.7287 | 4.5055 | 3.7287 | 4.5055
212003-Lighting | 0.0095053 | 0.0061293 | 0.00816 | 48 | 720 | 0 | 0 | 0.096566 | 0 | 0.096566 | 0 | 0.10267 | 0 | 0.10267 | 0 | 3.7288 | 4.5058 | 3.7288 | 4.5058
212003-Lighting | 0.0046893 | 0.0030238 | 0.0040256 | 23.68 | 355.2 | 0 | 0 | 0.096449 | 0 | 0.096449 | 0 | 0.10234 | 0 | 0.10234 | 0 | 3.7165 | 4.4563 | 3.7165 | 4.4563
212003-Lighting | 0.0027882 | 0.0017979 | 0.0023936 | 14.08 | 211.2 | 0 | 0 | 0.096663 | 0 | 0.096663 | 0 | 0.10294 | 0 | 0.10294 | 0 | 3.739 | 4.5474 | 3.739 | 4.5474
212003-Lighting | 0.0043091 | 0.0027786 | 0.0036992 | 21.76 | 326.4 | 0 | 0 | 0.096458 | 0 | 0.096458 | 0 | 0.10237 | 0 | 0.10237 | 0 | 3.7175 | 4.4602 | 3.7175 | 4.4602
212003-Lighting | 0.11343 | 0.073143 | 0.097376 | 572.8 | 8592 | 0 | 0 | 0.096545 | 0 | 0.096545 | 0 | 0.10261 | 0 | 0.10261 | 0 | 3.7266 | 4.497 | 3.7266 | 4.497
212003-Lighting | 0.012674 | 0.0081724 | 0.01088 | 64 | 960 | 0 | 0 | 0.096574 | 0 | 0.096574 | 0 | 0.10269 | 0 | 0.10269 | 0 | 3.7297 | 4.5094 | 3.7297 | 4.5094
212003-Lighting | 0.0027882 | 0.0017979 | 0.0023936 | 14.08 | 211.2 | 0 | 0 | 0.096663 | 0 | 0.096663 | 0 | 0.10294 | 0 | 0.10294 | 0 | 3.739 | 4.5474 | 3.739 | 4.5474
212003-Lighting | 0.0046893 | 0.0030238 | 0.0040256 | 23.68 | 355.2 | 0 | 0 | 0.096449 | 0 | 0.096449 | 0 | 0.10234 | 0 | 0.10234 | 0 | 3.7165 | 4.4563 | 3.7165 | 4.4563
212003-Lighting | 0.015842 | 0.010215 | 0.0136 | 80 | 1200 | 0 | 0 | 0.09657 | 0 | 0.09657 | 0 | 0.10268 | 0 | 0.10268 | 0 | 3.7292 | 4.5073 | 3.7292 | 4.5073
212003-Lighting | 0.012674 | 0.0081724 | 0.01088 | 64 | 960 | 0 | 0 | 0.096574 | 0 | 0.096574 | 0 | 0.10269 | 0 | 0.10269 | 0 | 3.7297 | 4.5094 | 3.7297 | 4.5094
212003-Lighting | 0.012674 | 0.0081724 | 0.01088 | 64 | 960 | 0 | 0 | 0.096574 | 0 | 0.096574 | 0 | 0.10269 | 0 | 0.10269 | 0 | 3.7297 | 4.5094 | 3.7297 | 4.5094
212003-Lighting | 0.0046893 | 0.0030238 | 0.0040256 | 23.68 | 355.2 | 0 | 0 | 0.096449 | 0 | 0.096449 | 0 | 0.10234 | 0 | 0.10234 | 0 | 3.7165 | 4.4563 | 3.7165 | 4.4563
212003-Lighting | 0.038021 | 0.024517 | 0.03264 | 192 | 2880 | 0 | 0 | 0.096568 | 0 | 0.096568 | 0 | 0.10267 | 0 | 0.10267 | 0 | 3.729 | 4.5067 | 3.729 | 4.5067
212003-Lighting | 0.0027882 | 0.0017979 | 0.0023936 | 14.08 | 211.2 | 0 | 0 | 0.096663 | 0 | 0.096663 | 0 | 0.10294 | 0 | 0.10294 | 0 | 3.739 | 4.5474 | 3.739 | 4.5474
212003-Lighting | 0.0027882 | 0.0017979 | 0.0023936 | 14.08 | 211.2 | 0 | 0 | 0.096663 | 0 | 0.096663 | 0 | 0.10294 | 0 | 0.10294 | 0 | 3.739 | 4.5474 | 3.739 | 4.5474
212003-Lighting | 0.012674 | 0.0081724 | 0.01088 | 64 | 960 | 0 | 0 | 0.096574 | 0 | 0.096574 | 0 | 0.10269 | 0 | 0.10269 | 0 | 3.7297 | 4.5094 | 3.7297 | 4.5094
212003-Lighting | 0.014195 | 0.0091531 | 0.012186 | 71.68 | 1075.2 | 0 | 0 | 0.096522 | 0 | 0.096522 | 0 | 0.10255 | 0 | 0.10255 | 0 | 3.7241 | 4.487 | 3.7241 | 4.487
212003-Lighting | 0.0098855 | 0.0063745 | 0.0084864 | 49.92 | 748.8 | 0 | 0 | 0.09655 | 0 | 0.09655 | 0 | 0.10262 | 0 | 0.10262 | 0 | 3.7271 | 4.4988 | 3.7271 | 4.4988
212003-Lighting | 0.0020278 | 0.0013076 | 0.0017408 | 10.24 | 153.6 | 0 | 0 | 0.096821 | 0 | 0.096821 | 0 | 0.10338 | 0 | 0.10338 | 0 | 3.7559 | 4.6176 | 3.7559 | 4.6176
212003-Lighting | 0.029276 | 0.018878 | 0.025133 | 147.84 | 2217.6 | 0 | 0 | 0.096555 | 0 | 0.096555 | 0 | 0.10264 | 0 | 0.10264 | 0 | 3.7276 | 4.5011 | 3.7276 | 4.5011
212003-Lighting | 0.038021 | 0.024517 | 0.03264 | 192 | 2880 | 0 | 0 | 0.096568 | 0 | 0.096568 | 0 | 0.10267 | 0 | 0.10267 | 0 | 3.729 | 4.5067 | 3.729 | 4.5067
212003-Lighting | 0.013814 | 0.0089079 | 0.011859 | 69.76 | 1046.4 | 0 | 0 | 0.096533 | 0 | 0.096533 | 0 | 0.10258 | 0 | 0.10258 | 0 | 3.7253 | 4.4915 | 3.7253 | 4.4915
212003-Lighting | 0.13764 | 0.088752 | 0.11816 | 695.04 | 10425.6 | 0 | 0 | 0.096552 | 0 | 0.096552 | 0 | 0.10263 | 0 | 0.10263 | 0 | 3.7273 | 4.4998 | 3.7273 | 4.4998
212003-Lighting | 0.024967 | 0.0161 | 0.021434 | 126.08 | 1891.2 | 0 | 0 | 0.096572 | 0 | 0.096572 | 0 | 0.10268 | 0 | 0.10268 | 0 | 3.7294 | 4.5082 | 3.7294 | 4.5082
212003-Lighting | 0.014195 | 0.0091531 | 0.012186 | 71.68 | 1075.2 | 0 | 0 | 0.096522 | 0 | 0.096522 | 0 | 0.10255 | 0 | 0.10255 | 0 | 3.7241 | 4.487 | 3.7241 | 4.487
212003-Lighting | 0.0063369 | 0.0040862 | 0.00544 | 32 | 480 | 0 | 0 | 0.096574 | 0 | 0.096574 | 0 | 0.10269 | 0 | 0.10269 | 0 | 3.7297 | 4.5094 | 3.7297 | 4.5094
212003-Lighting | 0.0046893 | 0.0030238 | 0.0040256 | 23.68 | 355.2 | 0 | 0 | 0.096432 | 0 | 0.096432 | 0 | 0.1023 | 0 | 0.1023 | 0 | 3.7147 | 4.4493 | 3.7147 | 4.4493
212003-Lighting | 0.0237 | 0.015282 | 0.020346 | 119.68 | 1795.2 | 0 | 0 | 0.09654 | 0 | 0.09654 | 0 | 0.1026 | 0 | 0.1026 | 0 | 3.726 | 4.4945 | 3.726 | 4.4945
212003-Lighting | 0.028516 | 0.018388 | 0.02448 | 144 | 2160 | 0 | 0 | 0.096569 | 0 | 0.096569 | 0 | 0.10268 | 0 | 0.10268 | 0 | 3.7291 | 4.507 | 3.7291 | 4.507
212003-Lighting | 0.0043091 | 0.0027786 | 0.0036992 | 21.76 | 326.4 | 0 | 0 | 0.096458 | 0 | 0.096458 | 0 | 0.10237 | 0 | 0.10237 | 0 | 3.7175 | 4.4602 | 3.7175 | 4.4602
212003-Lighting | 0.0046893 | 0.0030238 | 0.0040256 | 23.68 | 355.2 | 0 | 0 | 0.096449 | 0 | 0.096449 | 0 | 0.10234 | 0 | 0.10234 | 0 | 3.7165 | 4.4563 | 3.7165 | 4.4563
212003-Lighting | 0.0046893 | 0.0030238 | 0.0040256 | 23.68 | 355.2 | 0 | 0 | 0.096449 | 0 | 0.096449 | 0 | 0.10234 | 0 | 0.10234 | 0 | 3.7165 | 4.4563 | 3.7165 | 4.4563
212003-Lighting | 0.01825 | 0.011768 | 0.015667 | 92.16 | 1382.4 | 0 | 0 | 0.096588 | 0 | 0.096588 | 0 | 0.10273 | 0 | 0.10273 | 0 | 3.7311 | 4.5154 | 3.7311 | 4.5154
212003-Lighting | 0.0027882 | 0.0017979 | 0.0023936 | 14.08 | 211.2 | 0 | 0 | 0.096634 | 0 | 0.096634 | 0 | 0.10286 | 0 | 0.10286 | 0 | 3.736 | 4.5352 | 3.736 | 4.5352
212003-Lighting | 0.028516 | 0.018388 | 0.02448 | 144 | 2160 | 0 | 0 | 0.096569 | 0 | 0.096569 | 0 | 0.10268 | 0 | 0.10268 | 0 | 3.7291 | 4.507 | 3.7291 | 4.507
212003-Lighting | 0.079084 | 0.050996 | 0.067891 | 399.36 | 5990.4 | 0 | 0 | 0.09655 | 0 | 0.09655 | 0 | 0.10262 | 0 | 0.10262 | 0 | 3.7271 | 4.4988 | 3.7271 | 4.4988
212003-Lighting | 0.031684 | 0.020431 | 0.0272 | 160 | 2400 | 0 | 0 | 0.096567 | 0 | 0.096567 | 0 | 0.10267 | 0 | 0.10267 | 0 | 3.7289 | 4.5062 | 3.7289 | 4.5062
212003-Lighting | 0.012674 | 0.0081724 | 0.01088 | 64 | 960 | 0 | 0 | 0.096574 | 0 | 0.096574 | 0 | 0.10269 | 0 | 0.10269 | 0 | 3.7297 | 4.5094 | 3.7297 | 4.5094
212003-Lighting | 0.012674 | 0.0081724 | 0.01088 | 64 | 960 | 0 | 0 | 0.096574 | 0 | 0.096574 | 0 | 0.10269 | 0 | 0.10269 | 0 | 3.7297 | 4.5094 | 3.7297 | 4.5094
212003-Lighting | 0.0063369 | 0.0040862 | 0.00544 | 32 | 480 | 0 | 0 | 0.096574 | 0 | 0.096574 | 0 | 0.10269 | 0 | 0.10269 | 0 | 3.7297 | 4.5094 | 3.7297 | 4.5094
212003-Lighting | 0.012674 | 0.0081724 | 0.01088 | 64 | 960 | 0 | 0 | 0.096574 | 0 | 0.096574 | 0 | 0.10269 | 0 | 0.10269 | 0 | 3.7297 | 4.5094 | 3.7297 | 4.5094
212003-Lighting | 0.012674 | 0.0081724 | 0.01088 | 64 | 960 | 0 | 0 | 0.096574 | 0 | 0.096574 | 0 | 0.10269 | 0 | 0.10269 | 0 | 3.7297 | 4.5094 | 3.7297 | 4.5094
212003-Lighting | 0.069579 | 0.044866 | 0.059731 | 351.36 | 5270.4 | 0 | 0 | 0.096549 | 0 | 0.096549 | 0 | 0.10262 | 0 | 0.10262 | 0 | 3.7269 | 4.4983 | 3.7269 | 4.4983
212003-Lighting | 0.019011 | 0.012259 | 0.01632 | 96 | 1440 | 0 | 0 | 0.096566 | 0 | 0.096566 | 0 | 0.10267 | 0 | 0.10267 | 0 | 3.7288 | 4.5058 | 3.7288 | 4.5058
212003-Lighting | 0.010266 | 0.0066196 | 0.0088128 | 51.84 | 777.6 | 0 | 0 | 0.096542 | 0 | 0.096542 | 0 | 0.1026 | 0 | 0.1026 | 0 | 3.7262 | 4.4955 | 3.7262 | 4.4955
212003-Lighting | 0.016603 | 0.010706 | 0.014253 | 83.84 | 1257.6 | 0 | 0 | 0.09655 | 0 | 0.09655 | 0 | 0.10262 | 0 | 0.10262 | 0 | 3.7271 | 4.4988 | 3.7271 | 4.4988
212003-Lighting | 0.012674 | 0.0081724 | 0.01088 | 64 | 960 | 0 | 0 | 0.096574 | 0 | 0.096574 | 0 | 0.10269 | 0 | 0.10269 | 0 | 3.7297 | 4.5094 | 3.7297 | 4.5094
212003-Lighting | 0.012674 | 0.0081724 | 0.01088 | 64 | 960 | 0 | 0 | 0.096574 | 0 | 0.096574 | 0 | 0.10269 | 0 | 0.10269 | 0 | 3.7297 | 4.5094 | 3.7297 | 4.5094
212003-Lighting | 0.0031684 | 0.0020431 | 0.00272 | 16 | 240 | 0 | 0 | 0.09655 | 0 | 0.09655 | 0 | 0.10262 | 0 | 0.10262 | 0 | 3.7271 | 4.4988 | 3.7271 | 4.4988
212003-Lighting | 0.00076043 | 0.00049034 | 0.0006528 | 3.84 | 57.6 | 0 | 0 | 0.096239 | 0 | 0.096239 | 0 | 0.10176 | 0 | 0.10176 | 0 | 3.6946 | 4.3702 | 3.6946 | 4.3702
212003-Lighting | 0.0015209 | 0.00098069 | 0.0013056 | 7.68 | 115.2 | 0 | 0 | 0.096136 | 0 | 0.096136 | 0 | 0.10147 | 0 | 0.10147 | 0 | 3.684 | 4.329 | 3.684 | 4.329
212003-Lighting | 0.0015209 | 0.00098069 | 0.0013056 | 7.68 | 115.2 | 0 | 0 | 0.096136 | 0 | 0.096136 | 0 | 0.10147 | 0 | 0.10147 | 0 | 3.684 | 4.329 | 3.684 | 4.329
212003-Lighting | 0.012674 | 0.0081724 | 0.01088 | 64 | 960 | 0 | 0 | 0.096574 | 0 | 0.096574 | 0 | 0.10269 | 0 | 0.10269 | 0 | 3.7297 | 4.5094 | 3.7297 | 4.5094
212003-Lighting | 0.098095 | 0.063254 | 0.084211 | 495.36 | 7430.4 | 0 | 0 | 0.096553 | 0 | 0.096553 | 0 | 0.10263 | 0 | 0.10263 | 0 | 3.7274 | 4.5001 | 3.7274 | 4.5001
212003-Lighting | 0.0063369 | 0.0040862 | 0.00544 | 32 | 480 | 0 | 0 | 0.096574 | 0 | 0.096574 | 0 | 0.10269 | 0 | 0.10269 | 0 | 3.7297 | 4.5094 | 3.7297 | 4.5094
212003-Lighting | 0.0063369 | 0.0040862 | 0.00544 | 32 | 480 | 0 | 0 | 0.096574 | 0 | 0.096574 | 0 | 0.10269 | 0 | 0.10269 | 0 | 3.7297 | 4.5094 | 3.7297 | 4.5094
212003-Lighting | 0.0031684 | 0.0020431 | 0.00272 | 16 | 240 | 0 | 0 | 0.09655 | 0 | 0.09655 | 0 | 0.10262 | 0 | 0.10262 | 0 | 3.7271 | 4.4988 | 3.7271 | 4.4988
212003-Lighting | 0.0031684 | 0.0020431 | 0.00272 | 16 | 240 | 0 | 0 | 0.09655 | 0 | 0.09655 | 0 | 0.10262 | 0 | 0.10262 | 0 | 3.7271 | 4.4988 | 3.7271 | 4.4988
212003-Lighting | 0.0063369 | 0.0040862 | 0.00544 | 32 | 480 | 0 | 0 | 0.096574 | 0 | 0.096574 | 0 | 0.10269 | 0 | 0.10269 | 0 | 3.7297 | 4.5094 | 3.7297 | 4.5094
212003-Lighting | 0.0020278 | 0.0013076 | 0.0017408 | 10.24 | 153.6 | 0 | 0 | 0.096821 | 0 | 0.096821 | 0 | 0.10338 | 0 | 0.10338 | 0 | 3.7559 | 4.6176 | 3.7559 | 4.6176
212003-Lighting | 0.0020278 | 0.0013076 | 0.0017408 | 10.24 | 153.6 | 0 | 0 | 0.096821 | 0 | 0.096821 | 0 | 0.10338 | 0 | 0.10338 | 0 | 3.7559 | 4.6176 | 3.7559 | 4.6176
212003-Lighting | 0.012674 | 0.0081724 | 0.01088 | 64 | 960 | 0 | 0 | 0.096574 | 0 | 0.096574 | 0 | 0.10269 | 0 | 0.10269 | 0 | 3.7297 | 4.5094 | 3.7297 | 4.5094
212003-Lighting | 0.0046893 | 0.0030238 | 0.0040256 | 23.68 | 355.2 | 0 | 0 | 0.096449 | 0 | 0.096449 | 0 | 0.10234 | 0 | 0.10234 | 0 | 3.7165 | 4.4563 | 3.7165 | 4.4563
212003-Lighting | 0.0046893 | 0.0030238 | 0.0040256 | 23.68 | 355.2 | 0 | 0 | 0.096449 | 0 | 0.096449 | 0 | 0.10234 | 0 | 0.10234 | 0 | 3.7165 | 4.4563 | 3.7165 | 4.4563
212003-Lighting | 0.019011 | 0.012259 | 0.01632 | 96 | 1440 | 0 | 0 | 0.096566 | 0 | 0.096566 | 0 | 0.10267 | 0 | 0.10267 | 0 | 3.7288 | 4.5058 | 3.7288 | 4.5058
212003-Lighting | 0.0011406 | 0.00073551 | 0.0009792 | 5.76 | 86.4 | 0 | 0 | 0.096136 | 0 | 0.096136 | 0 | 0.10147 | 0 | 0.10147 | 0 | 3.684 | 4.329 | 3.684 | 4.329
212003-Lighting | 0.028516 | 0.018388 | 0.02448 | 144 | 2160 | 0 | 0 | 0.096569 | 0 | 0.096569 | 0 | 0.10268 | 0 | 0.10268 | 0 | 3.7291 | 4.507 | 3.7291 | 4.507
212003-Lighting | 0.028516 | 0.018388 | 0.02448 | 144 | 2160 | 0 | 0 | 0.096569 | 0 | 0.096569 | 0 | 0.10268 | 0 | 0.10268 | 0 | 3.7291 | 4.507 | 3.7291 | 4.507
212003-Lighting | 0.050568 | 0.032608 | 0.043411 | 255.36 | 3830.4 | 0 | 0 | 0.09654 | 0 | 0.09654 | 0 | 0.1026 | 0 | 0.1026 | 0 | 3.7261 | 4.4948 | 3.7261 | 4.4948
212003-Lighting | 0.0095053 | 0.0061293 | 0.00816 | 48 | 720 | 0 | 0 | 0.096566 | 0 | 0.096566 | 0 | 0.10267 | 0 | 0.10267 | 0 | 3.7288 | 4.5058 | 3.7288 | 4.5058
212003-Lighting | 0.0041823 | 0.0026969 | 0.0035904 | 21.12 | 316.8 | 0 | 0 | 0.096456 | 0 | 0.096456 | 0 | 0.10236 | 0 | 0.10236 | 0 | 3.7172 | 4.459 | 3.7172 | 4.459
212003-Lighting | 0.025348 | 0.016345 | 0.02176 | 128 | 1920 | 0 | 0 | 0.096568 | 0 | 0.096568 | 0 | 0.10267 | 0 | 0.10267 | 0 | 3.729 | 4.5067 | 3.729 | 4.5067
212003-Lighting | 0.0046893 | 0.0030238 | 0.0040256 | 23.68 | 355.2 | 0 | 0 | 0.096449 | 0 | 0.096449 | 0 | 0.10234 | 0 | 0.10234 | 0 | 3.7165 | 4.4563 | 3.7165 | 4.4563
212003-Lighting | 0.0046893 | 0.0030238 | 0.0040256 | 23.68 | 355.2 | 0 | 0 | 0.096449 | 0 | 0.096449 | 0 | 0.10234 | 0 | 0.10234 | 0 | 3.7165 | 4.4563 | 3.7165 | 4.4563
212003-Lighting | 0.012674 | 0.0081724 | 0.01088 | 64 | 960 | 0 | 0 | 0.096574 | 0 | 0.096574 | 0 | 0.10269 | 0 | 0.10269 | 0 | 3.7297 | 4.5094 | 3.7297 | 4.5094
212003-Lighting | 0.012674 | 0.0081724 | 0.01088 | 64 | 960 | 0 | 0 | 0.096574 | 0 | 0.096574 | 0 | 0.10269 | 0 | 0.10269 | 0 | 3.7297 | 4.5094 | 3.7297 | 4.5094
212003-Lighting | 0.028516 | 0.018388 | 0.02448 | 144 | 2160 | 0 | 0 | 0.096569 | 0 | 0.096569 | 0 | 0.10268 | 0 | 0.10268 | 0 | 3.7291 | 4.507 | 3.7291 | 4.507
212003-Lighting | 0.0095053 | 0.0061293 | 0.00816 | 48 | 720 | 0 | 0 | 0.096566 | 0 | 0.096566 | 0 | 0.10267 | 0 | 0.10267 | 0 | 3.7288 | 4.5058 | 3.7288 | 4.5058
212003-Lighting | 0.0063369 | 0.0040862 | 0.00544 | 32 | 480 | 0 | 0 | 0.096574 | 0 | 0.096574 | 0 | 0.10269 | 0 | 0.10269 | 0 | 3.7297 | 4.5094 | 3.7297 | 4.5094
212003-Lighting | 0.031684 | 0.020431 | 0.0272 | 160 | 2400 | 0 | 0 | 0.096567 | 0 | 0.096567 | 0 | 0.10267 | 0 | 0.10267 | 0 | 3.7289 | 4.5062 | 3.7289 | 4.5062
212003-Lighting | 0.012674 | 0.0081724 | 0.01088 | 64 | 960 | 0 | 0 | 0.096574 | 0 | 0.096574 | 0 | 0.10269 | 0 | 0.10269 | 0 | 3.7297 | 4.5094 | 3.7297 | 4.5094
212003-Lighting | 0.0046893 | 0.0030238 | 0.0040256 | 23.68 | 355.2 | 0 | 0 | 0.096449 | 0 | 0.096449 | 0 | 0.10234 | 0 | 0.10234 | 0 | 3.7165 | 4.4563 | 3.7165 | 4.4563
212003-Lighting | 0.028516 | 0.018388 | 0.02448 | 144 | 2160 | 0 | 0 | 0.096569 | 0 | 0.096569 | 0 | 0.10268 | 0 | 0.10268 | 0 | 3.7291 | 4.507 | 3.7291 | 4.507
212003-Lighting | 0.038021 | 0.024517 | 0.03264 | 192 | 2880 | 0 | 0 | 0.096568 | 0 | 0.096568 | 0 | 0.10267 | 0 | 0.10267 | 0 | 3.729 | 4.5067 | 3.729 | 4.5067
212003-Lighting | 0.038021 | 0.024517 | 0.03264 | 192 | 2880 | 0 | 0 | 0.096568 | 0 | 0.096568 | 0 | 0.10267 | 0 | 0.10267 | 0 | 3.729 | 4.5067 | 3.729 | 4.5067
212003-Lighting | 0.012674 | 0.0081724 | 0.01088 | 64 | 960 | 0 | 0 | 0.096574 | 0 | 0.096574 | 0 | 0.10269 | 0 | 0.10269 | 0 | 3.7297 | 4.5094 | 3.7297 | 4.5094
212003-Lighting | 0.012674 | 0.0081724 | 0.01088 | 64 | 960 | 0 | 0 | 0.096574 | 0 | 0.096574 | 0 | 0.10269 | 0 | 0.10269 | 0 | 3.7297 | 4.5094 | 3.7297 | 4.5094
212003-Lighting | 0.012674 | 0.0081724 | 0.01088 | 64 | 960 | 0 | 0 | 0.096574 | 0 | 0.096574 | 0 | 0.10269 | 0 | 0.10269 | 0 | 3.7297 | 4.5094 | 3.7297 | 4.5094
212003-Lighting | 0.012294 | 0.0079272 | 0.010554 | 62.08 | 931.2 | 0 | 0 | 0.096588 | 0 | 0.096588 | 0 | 0.10273 | 0 | 0.10273 | 0 | 3.7311 | 4.5152 | 3.7311 | 4.5152
212003-Lighting | 0.0095053 | 0.0061293 | 0.00816 | 48 | 720 | 0 | 0 | 0.096566 | 0 | 0.096566 | 0 | 0.10267 | 0 | 0.10267 | 0 | 3.7288 | 4.5058 | 3.7288 | 4.5058
212003-Lighting | 0.34802 | 0.22441 | 0.29876 | 1757.44 | 26361.6 | 0 | 0 | 0.096551 | 0 | 0.096551 | 0 | 0.10263 | 0 | 0.10263 | 0 | 3.7272 | 4.4995 | 3.7272 | 4.4995
212003-Lighting | 0.0095053 | 0.0061293 | 0.00816 | 48 | 720 | 0 | 0 | 0.096566 | 0 | 0.096566 | 0 | 0.10267 | 0 | 0.10267 | 0 | 3.7288 | 4.5058 | 3.7288 | 4.5058
212003-Lighting | 0.0237 | 0.015282 | 0.020346 | 119.68 | 1795.2 | 0 | 0 | 0.09654 | 0 | 0.09654 | 0 | 0.1026 | 0 | 0.1026 | 0 | 3.726 | 4.4945 | 3.726 | 4.4945
212003-Lighting | 0.0095053 | 0.0061293 | 0.00816 | 48 | 720 | 0 | 0 | 0.096566 | 0 | 0.096566 | 0 | 0.10267 | 0 | 0.10267 | 0 | 3.7288 | 4.5058 | 3.7288 | 4.5058
212003-Lighting | 0.0046893 | 0.0030238 | 0.0040256 | 23.68 | 355.2 | 0 | 0 | 0.096449 | 0 | 0.096449 | 0 | 0.10234 | 0 | 0.10234 | 0 | 3.7165 | 4.4563 | 3.7165 | 4.4563
212003-Lighting | 0.014195 | 0.0091531 | 0.012186 | 71.68 | 1075.2 | 0 | 0 | 0.096522 | 0 | 0.096522 | 0 | 0.10255 | 0 | 0.10255 | 0 | 3.7241 | 4.487 | 3.7241 | 4.487
212003-Lighting | 0.014195 | 0.0091531 | 0.012186 | 71.68 | 1075.2 | 0 | 0 | 0.096522 | 0 | 0.096522 | 0 | 0.10255 | 0 | 0.10255 | 0 | 3.7241 | 4.487 | 3.7241 | 4.487
212003-Lighting | 0.0095053 | 0.0061293 | 0.00816 | 48 | 720 | 0 | 0 | 0.096566 | 0 | 0.096566 | 0 | 0.10267 | 0 | 0.10267 | 0 | 3.7288 | 4.5058 | 3.7288 | 4.5058
212003-Lighting | 0.0095053 | 0.0061293 | 0.00816 | 48 | 720 | 0 | 0 | 0.096566 | 0 | 0.096566 | 0 | 0.10267 | 0 | 0.10267 | 0 | 3.7288 | 4.5058 | 3.7288 | 4.5058
212003-Lighting | 0.0095053 | 0.0061293 | 0.00816 | 48 | 720 | 0 | 0 | 0.096566 | 0 | 0.096566 | 0 | 0.10267 | 0 | 0.10267 | 0 | 3.7288 | 4.5058 | 3.7288 | 4.5058
212003-Lighting | 0.0095053 | 0.0061293 | 0.00816 | 48 | 720 | 0 | 0 | 0.096566 | 0 | 0.096566 | 0 | 0.10267 | 0 | 0.10267 | 0 | 3.7288 | 4.5058 | 3.7288 | 4.5058
212003-Lighting | 0.012674 | 0.0081724 | 0.01088 | 64 | 960 | 0 | 0 | 0.096574 | 0 | 0.096574 | 0 | 0.10269 | 0 | 0.10269 | 0 | 3.7297 | 4.5094 | 3.7297 | 4.5094
212003-Lighting | 0.0046893 | 0.0030238 | 0.0040256 | 23.68 | 355.2 | 0 | 0 | 0.096449 | 0 | 0.096449 | 0 | 0.10234 | 0 | 0.10234 | 0 | 3.7165 | 4.4563 | 3.7165 | 4.4563
212003-Lighting | 0.014195 | 0.0091531 | 0.012186 | 71.68 | 1075.2 | 0 | 0 | 0.096522 | 0 | 0.096522 | 0 | 0.10255 | 0 | 0.10255 | 0 | 3.7241 | 4.487 | 3.7241 | 4.487
212003-Lighting | 0.012674 | 0.0081724 | 0.01088 | 64 | 960 | 0 | 0 | 0.096574 | 0 | 0.096574 | 0 | 0.10269 | 0 | 0.10269 | 0 | 3.7297 | 4.5094 | 3.7297 | 4.5094
212003-Lighting | 0.0095053 | 0.0061293 | 0.00816 | 48 | 720 | 0 | 0 | 0.096566 | 0 | 0.096566 | 0 | 0.10267 | 0 | 0.10267 | 0 | 3.7288 | 4.5058 | 3.7288 | 4.5058
212003-Lighting | 0.0046893 | 0.0030238 | 0.0040256 | 23.68 | 355.2 | 0 | 0 | 0.096449 | 0 | 0.096449 | 0 | 0.10234 | 0 | 0.10234 | 0 | 3.7165 | 4.4563 | 3.7165 | 4.4563
212003-Lighting | 0.014195 | 0.0091531 | 0.012186 | 71.68 | 1075.2 | 0 | 0 | 0.096522 | 0 | 0.096522 | 0 | 0.10255 | 0 | 0.10255 | 0 | 3.7241 | 4.487 | 3.7241 | 4.487
212003-Lighting | 0.036374 | 0.023455 | 0.031226 | 183.68 | 2755.2 | 0 | 0 | 0.09655 | 0 | 0.09655 | 0 | 0.10262 | 0 | 0.10262 | 0 | 3.7271 | 4.4988 | 3.7271 | 4.4988
212003-Lighting | 0.0095053 | 0.0061293 | 0.00816 | 48 | 720 | 0 | 0 | 0.096566 | 0 | 0.096566 | 0 | 0.10267 | 0 | 0.10267 | 0 | 3.7288 | 4.5058 | 3.7288 | 4.5058
212003-Lighting | 0.014195 | 0.0091531 | 0.012186 | 71.68 | 1075.2 | 0 | 0 | 0.096522 | 0 | 0.096522 | 0 | 0.10255 | 0 | 0.10255 | 0 | 3.7241 | 4.487 | 3.7241 | 4.487
212003-Lighting | 0.014195 | 0.0091531 | 0.012186 | 71.68 | 1075.2 | 0 | 0 | 0.096522 | 0 | 0.096522 | 0 | 0.10255 | 0 | 0.10255 | 0 | 3.7241 | 4.487 | 3.7241 | 4.487
212003-Lighting | 0.012674 | 0.0081724 | 0.01088 | 64 | 960 | 0 | 0 | 0.096574 | 0 | 0.096574 | 0 | 0.10269 | 0 | 0.10269 | 0 | 3.7297 | 4.5094 | 3.7297 | 4.5094
212003-Lighting | 0.0095053 | 0.0061293 | 0.00816 | 48 | 720 | 0 | 0 | 0.096566 | 0 | 0.096566 | 0 | 0.10267 | 0 | 0.10267 | 0 | 3.7288 | 4.5058 | 3.7288 | 4.5058
212003-Lighting | 0.031684 | 0.020431 | 0.0272 | 160 | 2400 | 0 | 0 | 0.096567 | 0 | 0.096567 | 0 | 0.10267 | 0 | 0.10267 | 0 | 3.7289 | 4.5062 | 3.7289 | 4.5062
212003-Lighting | 0.031684 | 0.020431 | 0.0272 | 160 | 2400 | 0 | 0 | 0.096567 | 0 | 0.096567 | 0 | 0.10267 | 0 | 0.10267 | 0 | 3.7289 | 4.5062 | 3.7289 | 4.5062
212003-Lighting | 0.075916 | 0.048953 | 0.065171 | 383.36 | 5750.4 | 0 | 0 | 0.09655 | 0 | 0.09655 | 0 | 0.10262 | 0 | 0.10262 | 0 | 3.7271 | 4.4988 | 3.7271 | 4.4988
212003-Lighting | 0.056905 | 0.036694 | 0.048851 | 287.36 | 4310.4 | 0 | 0 | 0.096543 | 0 | 0.096543 | 0 | 0.1026 | 0 | 0.1026 | 0 | 3.7263 | 4.4958 | 3.7263 | 4.4958
212003-Lighting | 0.015842 | 0.010215 | 0.0136 | 80 | 1200 | 0 | 0 | 0.09657 | 0 | 0.09657 | 0 | 0.10268 | 0 | 0.10268 | 0 | 3.7292 | 4.5073 | 3.7292 | 4.5073
212003-Lighting | 0.21507 | 0.13869 | 0.18463 | 1086.08 | 16291.2 | 0 | 0 | 0.096548 | 0 | 0.096548 | 0 | 0.10262 | 0 | 0.10262 | 0 | 3.7269 | 4.498 | 3.7269 | 4.498
212003-Lighting | 0.20912 | 0.13484 | 0.17952 | 1056 | 15840 | 0 | 0 | 0.096547 | 0 | 0.096547 | 0 | 0.10261 | 0 | 0.10261 | 0 | 3.7267 | 4.4975 | 3.7267 | 4.4975
212003-Lighting | 0.012674 | 0.0081724 | 0.01088 | 64 | 960 | 0 | 0 | 0.096574 | 0 | 0.096574 | 0 | 0.10269 | 0 | 0.10269 | 0 | 3.7297 | 4.5094 | 3.7297 | 4.5094
212003-Lighting | 0.0095053 | 0.0061293 | 0.00816 | 48 | 720 | 0 | 0 | 0.096566 | 0 | 0.096566 | 0 | 0.10267 | 0 | 0.10267 | 0 | 3.7288 | 4.5058 | 3.7288 | 4.5058
212003-Lighting | 0.033205 | 0.021412 | 0.028506 | 167.68 | 2515.2 | 0 | 0 | 0.096547 | 0 | 0.096547 | 0 | 0.10262 | 0 | 0.10262 | 0 | 3.7268 | 4.4978 | 3.7268 | 4.4978
212003-Lighting | 0.0095053 | 0.0061293 | 0.00816 | 48 | 720 | 0 | 0 | 0.096566 | 0 | 0.096566 | 0 | 0.10267 | 0 | 0.10267 | 0 | 3.7288 | 4.5058 | 3.7288 | 4.5058
212003-Lighting | 0.056905 | 0.036694 | 0.048851 | 287.36 | 4310.4 | 0 | 0 | 0.096543 | 0 | 0.096543 | 0 | 0.1026 | 0 | 0.1026 | 0 | 3.7263 | 4.4958 | 3.7263 | 4.4958
212003-Lighting | 0.019011 | 0.012259 | 0.01632 | 96 | 1440 | 0 | 0 | 0.096566 | 0 | 0.096566 | 0 | 0.10267 | 0 | 0.10267 | 0 | 3.7288 | 4.5058 | 3.7288 | 4.5058
212003-Lighting | 0.014195 | 0.0091531 | 0.012186 | 71.68 | 1075.2 | 0 | 0 | 0.096522 | 0 | 0.096522 | 0 | 0.10255 | 0 | 0.10255 | 0 | 3.7241 | 4.487 | 3.7241 | 4.487
212003-Lighting | 0.025348 | 0.016345 | 0.02176 | 128 | 1920 | 0 | 0 | 0.096568 | 0 | 0.096568 | 0 | 0.10267 | 0 | 0.10267 | 0 | 3.729 | 4.5067 | 3.729 | 4.5067
212003-Lighting | 0.0063369 | 0.0040862 | 0.00544 | 32 | 480 | 0 | 0 | 0.096574 | 0 | 0.096574 | 0 | 0.10269 | 0 | 0.10269 | 0 | 3.7297 | 4.5094 | 3.7297 | 4.5094
212003-Lighting | 0.0063369 | 0.0040862 | 0.00544 | 32 | 480 | 0 | 0 | 0.096574 | 0 | 0.096574 | 0 | 0.10269 | 0 | 0.10269 | 0 | 3.7297 | 4.5094 | 3.7297 | 4.5094
212003-Lighting | 0.019011 | 0.012259 | 0.01632 | 96 | 1440 | 0 | 0 | 0.096566 | 0 | 0.096566 | 0 | 0.10267 | 0 | 0.10267 | 0 | 3.7288 | 4.5058 | 3.7288 | 4.5058
212003-Lighting | 0.0063369 | 0.0040862 | 0.00544 | 32 | 480 | 0 | 0 | 0.096574 | 0 | 0.096574 | 0 | 0.10269 | 0 | 0.10269 | 0 | 3.7297 | 4.5094 | 3.7297 | 4.5094
212003-Lighting | 0.025348 | 0.016345 | 0.02176 | 128 | 1920 | 0 | 0 | 0.096568 | 0 | 0.096568 | 0 | 0.10267 | 0 | 0.10267 | 0 | 3.729 | 4.5067 | 3.729 | 4.5067
212003-Lighting | 0.012674 | 0.0081724 | 0.01088 | 64 | 960 | 0 | 0 | 0.096574 | 0 | 0.096574 | 0 | 0.10269 | 0 | 0.10269 | 0 | 3.7297 | 4.5094 | 3.7297 | 4.5094
212003-Lighting | 0.034853 | 0.022474 | 0.02992 | 176 | 2640 | 0 | 0 | 0.096565 | 0 | 0.096565 | 0 | 0.10267 | 0 | 0.10267 | 0 | 3.7287 | 4.5055 | 3.7287 | 4.5055
212003-Lighting | 0.019391 | 0.012504 | 0.016646 | 97.92 | 1468.8 | 0 | 0 | 0.096558 | 0 | 0.096558 | 0 | 0.10265 | 0 | 0.10265 | 0 | 3.7279 | 4.5022 | 3.7279 | 4.5022
212003-Lighting | 0.017363 | 0.011196 | 0.014906 | 87.68 | 1315.2 | 0 | 0 | 0.096527 | 0 | 0.096527 | 0 | 0.10256 | 0 | 0.10256 | 0 | 3.7247 | 4.4891 | 3.7247 | 4.4891
212003-Lighting | 0.019771 | 0.012749 | 0.016973 | 99.84 | 1497.6 | 0 | 0 | 0.09655 | 0 | 0.09655 | 0 | 0.10262 | 0 | 0.10262 | 0 | 3.7271 | 4.4988 | 3.7271 | 4.4988
212003-Lighting | 0.0063369 | 0.0040862 | 0.00544 | 32 | 480 | 0 | 0 | 0.096574 | 0 | 0.096574 | 0 | 0.10269 | 0 | 0.10269 | 0 | 3.7297 | 4.5094 | 3.7297 | 4.5094
212003-Lighting | 0.022179 | 0.014302 | 0.01904 | 112 | 1680 | 0 | 0 | 0.096571 | 0 | 0.096571 | 0 | 0.10268 | 0 | 0.10268 | 0 | 3.7293 | 4.5079 | 3.7293 | 4.5079
212003-Lighting | 0.0046893 | 0.0030238 | 0.0040256 | 23.68 | 355.2 | 0 | 0 | 0.096449 | 0 | 0.096449 | 0 | 0.10234 | 0 | 0.10234 | 0 | 3.7165 | 4.4563 | 3.7165 | 4.4563
212003-Lighting | 0.0091251 | 0.0058841 | 0.0078336 | 46.08 | 691.2 | 0 | 0 | 0.096584 | 0 | 0.096584 | 0 | 0.10272 | 0 | 0.10272 | 0 | 3.7307 | 4.5135 | 3.7307 | 4.5135
212003-Lighting | 0.035994 | 0.02321 | 0.030899 | 181.76 | 2726.4 | 0 | 0 | 0.096554 | 0 | 0.096554 | 0 | 0.10264 | 0 | 0.10264 | 0 | 3.7275 | 4.5006 | 3.7275 | 4.5006
212003-Lighting | 0.0046893 | 0.0030238 | 0.0040256 | 23.68 | 355.2 | 0 | 0 | 0.096449 | 0 | 0.096449 | 0 | 0.10234 | 0 | 0.10234 | 0 | 3.7165 | 4.4563 | 3.7165 | 4.4563
212003-Lighting | 0.0031684 | 0.0020431 | 0.00272 | 16 | 240 | 0 | 0 | 0.096574 | 0 | 0.096574 | 0 | 0.10269 | 0 | 0.10269 | 0 | 3.7297 | 4.5094 | 3.7297 | 4.5094
212003-Lighting | 0.0046893 | 0.0030238 | 0.0040256 | 23.68 | 355.2 | 0 | 0 | 0.096449 | 0 | 0.096449 | 0 | 0.10234 | 0 | 0.10234 | 0 | 3.7165 | 4.4563 | 3.7165 | 4.4563
212003-Lighting | 0.014195 | 0.0091531 | 0.012186 | 71.68 | 1075.2 | 0 | 0 | 0.096522 | 0 | 0.096522 | 0 | 0.10255 | 0 | 0.10255 | 0 | 3.7241 | 4.487 | 3.7241 | 4.487
212003-Lighting | 0.0046893 | 0.0030238 | 0.0040256 | 23.68 | 355.2 | 0 | 0 | 0.096449 | 0 | 0.096449 | 0 | 0.10234 | 0 | 0.10234 | 0 | 3.7165 | 4.4563 | 3.7165 | 4.4563
212003-Lighting | 0.031684 | 0.020431 | 0.0272 | 160 | 2400 | 0 | 0 | 0.096567 | 0 | 0.096567 | 0 | 0.10267 | 0 | 0.10267 | 0 | 3.7289 | 4.5062 | 3.7289 | 4.5062
212003-Lighting | 0.0046893 | 0.0030238 | 0.0040256 | 23.68 | 355.2 | 0 | 0 | 0.096449 | 0 | 0.096449 | 0 | 0.10234 | 0 | 0.10234 | 0 | 3.7165 | 4.4563 | 3.7165 | 4.4563
212003-Lighting | 0.0046893 | 0.0030238 | 0.0040256 | 23.68 | 355.2 | 0 | 0 | 0.096449 | 0 | 0.096449 | 0 | 0.10234 | 0 | 0.10234 | 0 | 3.7165 | 4.4563 | 3.7165 | 4.4563
212003-Lighting | 0.038021 | 0.024517 | 0.03264 | 192 | 2880 | 0 | 0 | 0.096568 | 0 | 0.096568 | 0 | 0.10267 | 0 | 0.10267 | 0 | 3.729 | 4.5067 | 3.729 | 4.5067
212003-Lighting | 0.0095053 | 0.0061293 | 0.00816 | 48 | 720 | 0 | 0 | 0.096566 | 0 | 0.096566 | 0 | 0.10267 | 0 | 0.10267 | 0 | 3.7288 | 4.5058 | 3.7288 | 4.5058
212003-Lighting | 0.016603 | 0.010706 | 0.014253 | 83.84 | 1257.6 | 0 | 0 | 0.09655 | 0 | 0.09655 | 0 | 0.10262 | 0 | 0.10262 | 0 | 3.7271 | 4.4988 | 3.7271 | 4.4988
212003-Lighting | 0.0095053 | 0.0061293 | 0.00816 | 48 | 720 | 0 | 0 | 0.096566 | 0 | 0.096566 | 0 | 0.10267 | 0 | 0.10267 | 0 | 3.7288 | 4.5058 | 3.7288 | 4.5058
212003-Lighting | 0.0095053 | 0.0061293 | 0.00816 | 48 | 720 | 0 | 0 | 0.096566 | 0 | 0.096566 | 0 | 0.10267 | 0 | 0.10267 | 0 | 3.7288 | 4.5058 | 3.7288 | 4.5058
212003-Lighting | 0.0046893 | 0.0030238 | 0.0040256 | 23.68 | 355.2 | 0 | 0 | 0.096449 | 0 | 0.096449 | 0 | 0.10234 | 0 | 0.10234 | 0 | 3.7165 | 4.4563 | 3.7165 | 4.4563
212003-Lighting | 0.024967 | 0.0161 | 0.021434 | 126.08 | 1891.2 | 0 | 0 | 0.096572 | 0 | 0.096572 | 0 | 0.10268 | 0 | 0.10268 | 0 | 3.7294 | 4.5082 | 3.7294 | 4.5082
212003-Lighting | 0.10798 | 0.069629 | 0.092698 | 545.28 | 8179.2 | 0 | 0 | 0.096553 | 0 | 0.096553 | 0 | 0.10263 | 0 | 0.10263 | 0 | 3.7274 | 4.5 | 3.7274 | 4.5
212003-Lighting | 0.0095053 | 0.0061293 | 0.00816 | 48 | 720 | 0 | 0 | 0.096566 | 0 | 0.096566 | 0 | 0.10267 | 0 | 0.10267 | 0 | 3.7288 | 4.5058 | 3.7288 | 4.5058
212003-Lighting | 0.0095053 | 0.0061293 | 0.00816 | 48 | 720 | 0 | 0 | 0.096566 | 0 | 0.096566 | 0 | 0.10267 | 0 | 0.10267 | 0 | 3.7288 | 4.5058 | 3.7288 | 4.5058
212003-Lighting | 0.0046893 | 0.0030238 | 0.0040256 | 23.68 | 355.2 | 0 | 0 | 0.096449 | 0 | 0.096449 | 0 | 0.10234 | 0 | 0.10234 | 0 | 3.7165 | 4.4563 | 3.7165 | 4.4563
212003-Lighting | 0.0039289 | 0.0025334 | 0.0033728 | 19.84 | 297.6 | 0 | 0 | 0.09649 | 0 | 0.09649 | 0 | 0.10246 | 0 | 0.10246 | 0 | 3.7207 | 4.4733 | 3.7207 | 4.4733
212003-Lighting | 0.0055765 | 0.0035959 | 0.0047872 | 28.16 | 422.4 | 0 | 0 | 0.096634 | 0 | 0.096634 | 0 | 0.10286 | 0 | 0.10286 | 0 | 3.736 | 4.5352 | 3.736 | 4.5352
212003-Lighting | 0.0095053 | 0.0061293 | 0.00816 | 48 | 720 | 0 | 0 | 0.096566 | 0 | 0.096566 | 0 | 0.10267 | 0 | 0.10267 | 0 | 3.7288 | 4.5058 | 3.7288 | 4.5058
212003-Lighting | 0.032445 | 0.020921 | 0.027853 | 163.84 | 2457.6 | 0 | 0 | 0.096559 | 0 | 0.096559 | 0 | 0.10265 | 0 | 0.10265 | 0 | 3.7281 | 4.5029 | 3.7281 | 4.5029
212003-Lighting | 0.0091251 | 0.0058841 | 0.0078336 | 46.08 | 691.2 | 0 | 0 | 0.096584 | 0 | 0.096584 | 0 | 0.10272 | 0 | 0.10272 | 0 | 3.7307 | 4.5135 | 3.7307 | 4.5135
212003-Lighting | 0.13637 | 0.087935 | 0.11707 | 688.64 | 10329.6 | 0 | 0 | 0.096546 | 0 | 0.096546 | 0 | 0.10261 | 0 | 0.10261 | 0 | 3.7267 | 4.4973 | 3.7267 | 4.4973
212003-Lighting | 0.17084 | 0.11016 | 0.14666 | 862.72 | 12940.8 | 0 | 0 | 0.096551 | 0 | 0.096551 | 0 | 0.10263 | 0 | 0.10263 | 0 | 3.7273 | 4.4996 | 3.7273 | 4.4996
212003-Lighting | 0.022179 | 0.014302 | 0.01904 | 112 | 1680 | 0 | 0 | 0.096571 | 0 | 0.096571 | 0 | 0.10268 | 0 | 0.10268 | 0 | 3.7293 | 4.5079 | 3.7293 | 4.5079
212003-Lighting | 0.011026 | 0.00711 | 0.0094656 | 55.68 | 835.2 | 0 | 0 | 0.096507 | 0 | 0.096507 | 0 | 0.1025 | 0 | 0.1025 | 0 | 3.7226 | 4.4806 | 3.7226 | 4.4806
212003-Lighting | 0.0027882 | 0.0017979 | 0.0023936 | 14.08 | 211.2 | 0 | 0 | 0.096663 | 0 | 0.096663 | 0 | 0.10294 | 0 | 0.10294 | 0 | 3.739 | 4.5474 | 3.739 | 4.5474
212003-Lighting | 0.01825 | 0.011768 | 0.015667 | 92.16 | 1382.4 | 0 | 0 | 0.096588 | 0 | 0.096588 | 0 | 0.10273 | 0 | 0.10273 | 0 | 3.7311 | 4.5154 | 3.7311 | 4.5154
212003-Lighting | 0.0039289 | 0.0025334 | 0.0033728 | 19.84 | 297.6 | 0 | 0 | 0.09649 | 0 | 0.09649 | 0 | 0.10246 | 0 | 0.10246 | 0 | 3.7207 | 4.4733 | 3.7207 | 4.4733
212003-Lighting | 0.0046893 | 0.0030238 | 0.0040256 | 23.68 | 355.2 | 0 | 0 | 0.096449 | 0 | 0.096449 | 0 | 0.10234 | 0 | 0.10234 | 0 | 3.7165 | 4.4563 | 3.7165 | 4.4563
212003-Lighting | 0.0046893 | 0.0030238 | 0.0040256 | 23.68 | 355.2 | 0 | 0 | 0.096449 | 0 | 0.096449 | 0 | 0.10234 | 0 | 0.10234 | 0 | 3.7165 | 4.4563 | 3.7165 | 4.4563
212003-Lighting | 0.0095053 | 0.0061293 | 0.00816 | 48 | 720 | 0 | 0 | 0.096566 | 0 | 0.096566 | 0 | 0.10267 | 0 | 0.10267 | 0 | 3.7288 | 4.5058 | 3.7288 | 4.5058
212003-Lighting | 6.7449 | 4.3493 | 5.7902 | 34060.16 | 510902.4 | 0 | 0 | 0.098126 | 0 | 0.098126 | 0 | 0.10167 | 0 | 0.10167 | 0 | 3.6646 | 4.0552 | 3.6646 | 4.0552
212003-Lighting | 3.1782 | 2.0494 | 2.7284 | 16049.28 | 240739.2 | 0 | 0 | 0.096549 | 0 | 0.096549 | 0 | 0.10262 | 0 | 0.10262 | 0 | 3.727 | 4.4987 | 3.727 | 4.4987
212003-Lighting | 0.16476 | 0.10624 | 0.14144 | 832 | 12480 | 0 | 0 | 0.096548 | 0 | 0.096548 | 0 | 0.10262 | 0 | 0.10262 | 0 | 3.7269 | 4.4982 | 3.7269 | 4.4982
212003-Lighting | 0.20595 | 0.1328 | 0.1768 | 1040 | 15600 | 0 | 0 | 0.096548 | 0 | 0.096548 | 0 | 0.10262 | 0 | 0.10262 | 0 | 3.7269 | 4.4981 | 3.7269 | 4.4981
212003-Lighting | 0.10253 | 0.066115 | 0.088019 | 517.76 | 7766.4 | 0 | 0 | 0.096548 | 0 | 0.096548 | 0 | 0.10262 | 0 | 0.10262 | 0 | 3.7269 | 4.4981 | 3.7269 | 4.4981
212003-Lighting | 0.68109 | 0.43918 | 0.58469 | 3439.36 | 51590.4 | 0 | 0 | 0.09655 | 0 | 0.09655 | 0 | 0.10262 | 0 | 0.10262 | 0 | 3.7271 | 4.499 | 3.7271 | 4.499
212003-Lighting | 5.1556 | 3.3244 | 4.4259 | 26034.56 | 390518.4 | 0 | 0 | 0.098126 | 0 | 0.098126 | 0 | 0.10167 | 0 | 0.10167 | 0 | 3.6646 | 4.0552 | 3.6646 | 4.0552
212003-Lighting | 7.1606 | 4.6173 | 6.1471 | 36159.36 | 542390.4 | 0 | 0 | 0.098126 | 0 | 0.098126 | 0 | 0.10167 | 0 | 0.10167 | 0 | 3.6646 | 4.0552 | 3.6646 | 4.0552
212005-HVAC (Electric) | 3.7838 | 1.5095 | 3.8487 | 11627.52 | 174412.8 | 0 | 0 | 0.11007 | 0 | 0.11007 | 0 | 0.1326 | 0 | 0.1326 | 0 | 3.3067 | 6.2638 | 3.3067 | 6.2638
212005-HVAC (Electric) | 3.7838 | 1.5095 | 3.8487 | 11627.52 | 174412.8 | 0 | 0 | 0.11007 | 0 | 0.11007 | 0 | 0.1326 | 0 | 0.1326 | 0 | 3.3067 | 6.2638 | 3.3067 | 6.2638
212005-HVAC (Electric) | 5.8586 | 2.3372 | 5.9591 | 18003.2 | 270048 | 0 | 0 | 0.11007 | 0 | 0.11007 | 0 | 0.1326 | 0 | 0.1326 | 0 | 3.3067 | 6.2638 | 3.3067 | 6.2638
212005-HVAC (Electric) | 8.3208 | 3.3194 | 8.4634 | 25569.28 | 383539.2 | 0 | 0 | 0.11007 | 0 | 0.11007 | 0 | 0.1326 | 0 | 0.1326 | 0 | 3.3067 | 6.2638 | 3.3067 | 6.2638
212005-HVAC (Electric) | 10.4639 | 4.1744 | 10.6433 | 32154.88 | 482323.2 | 0 | 0 | 0.11007 | 0 | 0.11007 | 0 | 0.1326 | 0 | 0.1326 | 0 | 3.3067 | 6.2638 | 3.3067 | 6.2638
212005-HVAC (Electric) | 10.4639 | 4.1744 | 10.6433 | 32154.88 | 482323.2 | 0 | 0 | 0.11007 | 0 | 0.11007 | 0 | 0.1326 | 0 | 0.1326 | 0 | 3.3067 | 6.2638 | 3.3067 | 6.2638
212005-HVAC (Electric) | 5.8586 | 2.3372 | 5.9591 | 18003.2 | 270048 | 0 | 0 | 0.11007 | 0 | 0.11007 | 0 | 0.1326 | 0 | 0.1326 | 0 | 3.3067 | 6.2638 | 3.3067 | 6.2638
212003-Lighting | 64.1509 | 41.3662 | 55.0713 | 323948.8 | 4859232 | 0 | 0 | 0.095129 | 0 | 0.095129 | 0 | 0.098675 | 0 | 0.098675 | 0 | 3.5832 | 3.9651 | 3.5832 | 3.9651
212003-Lighting | 4.7195 | 3.0432 | 4.0515 | 23832.32 | 357484.8 | 0 | 0 | 0.097606 | 0 | 0.097606 | 0 | 0.10556 | 0 | 0.10556 | 0 | 3.8416 | 4.9987 | 3.8416 | 4.9987
212003-Lighting | 1.5205 | 0.98044 | 1.3053 | 7678.08 | 115171.2 | 0 | 0 | 0.097605 | 0 | 0.097605 | 0 | 0.10556 | 0 | 0.10556 | 0 | 3.8416 | 4.9985 | 3.8416 | 4.9985
212003-Lighting | 6.0818 | 3.9217 | 5.221 | 30711.68 | 460675.2 | 0 | 0 | 0.097606 | 0 | 0.097606 | 0 | 0.10556 | 0 | 0.10556 | 0 | 3.8416 | 4.9986 | 3.8416 | 4.9986
212003-Lighting | 15.8207 | 10.2016 | 13.5815 | 79891.2 | 1198368 | 0 | 0 | 0.097606 | 0 | 0.097606 | 0 | 0.10556 | 0 | 0.10556 | 0 | 3.8416 | 4.9986 | 3.8416 | 4.9986
212003-Lighting | 2.9309 | 1.8899 | 2.5161 | 14800.64 | 222009.6 | 0 | 0 | 0.097605 | 0 | 0.097605 | 0 | 0.10556 | 0 | 0.10556 | 0 | 3.8416 | 4.9986 | 3.8416 | 4.9986
212005-HVAC (Electric) | 2.8125 | 1.122 | 2.8607 | 8642.56 | 129638.4 | 0 | 0 | 0.10725 | 0 | 0.10725 | 0 | 0.12977 | 0 | 0.12977 | 0 | 3.2476 | 6.1518 | 3.2476 | 6.1518
212005-HVAC (Electric) | 5.4841 | 2.1878 | 5.5782 | 16852.48 | 252787.2 | 0 | 0 | 0.11007 | 0 | 0.11007 | 0 | 0.1326 | 0 | 0.1326 | 0 | 3.3067 | 6.2638 | 3.3067 | 6.2638
212005-HVAC (Electric) | 13.2601 | 5.2899 | 13.4874 | 40747.52 | 611212.8 | 0 | 0 | 0.10725 | 0 | 0.10725 | 0 | 0.12977 | 0 | 0.12977 | 0 | 3.2476 | 6.1518 | 3.2476 | 6.1518
212005-HVAC (Electric) | 5.2725 | 2.1034 | 5.3629 | 16202.24 | 243033.6 | 0 | 0 | 0.10725 | 0 | 0.10725 | 0 | 0.12977 | 0 | 0.12977 | 0 | 3.2476 | 6.1518 | 3.2476 | 6.1518
212005-HVAC (Electric) | 19.8901 | 7.9348 | 20.2311 | 61121.28 | 916819.2 | 0 | 0 | 0.10725 | 0 | 0.10725 | 0 | 0.12977 | 0 | 0.12977 | 0 | 3.2476 | 6.1518 | 3.2476 | 6.1518
212005-HVAC (Electric) | 6.2368 | 2.4881 | 6.3438 | 19165.44 | 287481.6 | 0 | 0 | 0.10725 | 0 | 0.10725 | 0 | 0.12977 | 0 | 0.12977 | 0 | 3.2476 | 6.1518 | 3.2476 | 6.1518
212005-HVAC (Electric) | 4.5819 | 1.8279 | 4.6605 | 14080 | 211200 | 0 | 0 | 0.10725 | 0 | 0.10725 | 0 | 0.12977 | 0 | 0.12977 | 0 | 3.2476 | 6.1518 | 3.2476 | 6.1518
212005-HVAC (Electric) | 6.9358 | 2.7669 | 7.0547 | 21313.28 | 319699.2 | 0 | 0 | 0.10725 | 0 | 0.10725 | 0 | 0.12977 | 0 | 0.12977 | 0 | 3.2476 | 6.1518 | 3.2476 | 6.1518
212005-HVAC (Electric) | 6.63 | 2.6449 | 6.7437 | 20373.76 | 305606.4 | 0 | 0 | 0.10725 | 0 | 0.10725 | 0 | 0.12977 | 0 | 0.12977 | 0 | 3.2476 | 6.1518 | 3.2476 | 6.1518
212003-Lighting | 12.9274 | 8.3359 | 11.0977 | 65280.64 | 979209.6 | 0 | 0 | 0.097606 | 0 | 0.097606 | 0 | 0.10556 | 0 | 0.10556 | 0 | 3.8416 | 4.9986 | 3.8416 | 4.9986
212003-Lighting | 1.5765 | 1.0166 | 1.3534 | 7960.96 | 119414.4 | 0 | 0 | 0.097605 | 0 | 0.097605 | 0 | 0.10556 | 0 | 0.10556 | 0 | 3.8416 | 4.9986 | 3.8416 | 4.9986
212004-Other (Electric) | 34.0024 | 28.3739 | 17.8946 | 255636.48 | 3834547.2 | 0 | 0 | 0.08317 | 0 | 0.08317 | 0 | 0.074638 | 0 | 0.074638 | 0 | 3.4368 | 2.7494 | 3.4368 | 2.7494
212006-Other Gas | 0 | 0 | 0 | 0 | 0 | 47060.48 | 705907.2 | 0 | 0.85406 | 0 | 0.85406 | 0 | 0.93798 | 0 | 0.93798 | 11.1769 | 0 | 11.1769 | 0
212003-Lighting | 20.4598 | 13.193 | 17.564 | 103317.76 | 1549766.4 | 0 | 0 | 0.10079 | 0 | 0.10079 | 0 | 0.10907 | 0 | 0.10907 | 0 | 3.9503 | 5.2144 | 3.9503 | 5.2144
212003-Lighting | 10.0776 | 6.4983 | 8.6512 | 50889.6 | 763344 | 0 | 0 | 0.10265 | 0 | 0.10265 | 0 | 0.11425 | 0 | 0.11425 | 0 | 4.1782 | 6.5181 | 4.1782 | 6.5181
212003-Lighting | 3.5802 | 2.3086 | 3.0735 | 18079.36 | 271190.4 | 0 | 0 | 0.095129 | 0 | 0.095129 | 0 | 0.098675 | 0 | 0.098675 | 0 | 3.5832 | 3.9651 | 3.5832 | 3.9651
212003-Lighting | 2.706 | 1.7449 | 2.323 | 13664.64 | 204969.6 | 0 | 0 | 0.095129 | 0 | 0.095129 | 0 | 0.098675 | 0 | 0.098675 | 0 | 3.5832 | 3.9651 | 3.5832 | 3.9651
212003-Lighting | 13.3648 | 8.6179 | 11.4732 | 67489.28 | 1012339.2 | 0 | 0 | 0.098126 | 0 | 0.098126 | 0 | 0.10167 | 0 | 0.10167 | 0 | 3.6646 | 4.0552 | 3.6646 | 4.0552
212003-Lighting | 49.7802 | 32.0996 | 42.7346 | 251379.84 | 3770697.6 | 0 | 0 | 0.10048 | 0 | 0.10048 | 0 | 0.10821 | 0 | 0.10821 | 0 | 3.9147 | 5.0462 | 3.9147 | 5.0462
212003-Lighting | 13.2386 | 8.5366 | 11.3649 | 66852.48 | 1002787.2 | 0 | 0 | 0.098126 | 0 | 0.098126 | 0 | 0.10167 | 0 | 0.10167 | 0 | 3.6646 | 4.0552 | 3.6646 | 4.0552
212004-Other (Electric) | 0.51281 | 0.42792 | 0.26988 | 3855.36 | 57830.4 | 0 | 0 | 0.093205 | 0 | 0.093205 | 0 | 0.097516 | 0 | 0.097516 | 0 | 4.4641 | 5.3158 | 4.4641 | 5.3158
212003-Lighting | 4.0099 | 2.5857 | 3.4423 | 20248.96 | 303734.4 | 0 | 0 | 0.098126 | 0 | 0.098126 | 0 | 0.10167 | 0 | 0.10167 | 0 | 3.6646 | 4.0552 | 3.6646 | 4.0552
212003-Lighting | 10.9784 | 7.0792 | 9.4246 | 55438.72 | 831580.8 | 0 | 0 | 0.097792 | 0 | 0.097792 | 0 | 0.10607 | 0 | 0.10607 | 0 | 3.8626 | 5.0986 | 3.8626 | 5.0986
212003-Lighting | 6.5471 | 4.2218 | 5.6205 | 33061.76 | 495926.4 | 0 | 0 | 0.097792 | 0 | 0.097792 | 0 | 0.10607 | 0 | 0.10607 | 0 | 3.8626 | 5.0986 | 3.8626 | 5.0986
212003-Lighting | 3.1806 | 2.0509 | 2.7304 | 16061.44 | 240921.6 | 0 | 0 | 0.097792 | 0 | 0.097792 | 0 | 0.10607 | 0 | 0.10607 | 0 | 3.8626 | 5.0986 | 3.8626 | 5.0986
212003-Lighting | 4.8691 | 3.1397 | 4.18 | 24588.16 | 368822.4 | 0 | 0 | 0.098126 | 0 | 0.098126 | 0 | 0.10167 | 0 | 0.10167 | 0 | 3.6646 | 4.0552 | 3.6646 | 4.0552
212004-Other (Electric) | 12.8702 | 10.7397 | 6.7732 | 96760.32 | 1451404.8 | 0 | 0 | 0.094507 | 0 | 0.094507 | 0 | 0.10113 | 0 | 0.10113 | 0 | 4.691 | 6.3286 | 4.691 | 6.3286
212004-Other (Electric) | 8.3936 | 7.0042 | 4.4173 | 63104.64 | 946569.6 | 0 | 0 | 0.094507 | 0 | 0.094507 | 0 | 0.10113 | 0 | 0.10113 | 0 | 4.691 | 6.3286 | 4.691 | 6.3286
212005-HVAC (Electric) | 0.89202 | 0.35586 | 0.90731 | 2741.12 | 41116.8 | 0 | 0 | 0.11276 | 0 | 0.11276 | 0 | 0.14007 | 0 | 0.14007 | 0 | 3.5044 | 8.9066 | 3.5044 | 8.9066
212003-Lighting | 37.4263 | 24.1335 | 32.1292 | 188995.2 | 2834928 | 0 | 0 | 0.10079 | 0 | 0.10079 | 0 | 0.10907 | 0 | 0.10907 | 0 | 3.9503 | 5.2144 | 3.9503 | 5.2144
212003-Lighting | 112.5866 | 72.5988 | 96.6517 | 568539.52 | 8528092.8 | 0 | 0 | 0.09655 | 0 | 0.09655 | 0 | 0.10262 | 0 | 0.10262 | 0 | 3.7271 | 4.4988 | 3.7271 | 4.4988
212003-Lighting | 16.5925 | 10.6993 | 14.2441 | 83788.8 | 1256832 | 0 | 0 | 0.098126 | 0 | 0.098126 | 0 | 0.10167 | 0 | 0.10167 | 0 | 3.6646 | 4.0552 | 3.6646 | 4.0552
212003-Lighting | 99.8445 | 64.3824 | 85.7131 | 504194.56 | 7562918.4 | 0 | 0 | 0.10079 | 0 | 0.10079 | 0 | 0.10907 | 0 | 0.10907 | 0 | 3.9503 | 5.2144 | 3.9503 | 5.2144
212003-Lighting | 11.4774 | 7.4009 | 9.8529 | 57958.4 | 869376 | 0 | 0 | 0.097792 | 0 | 0.097792 | 0 | 0.10607 | 0 | 0.10607 | 0 | 3.8626 | 5.0986 | 3.8626 | 5.0986
212003-Lighting | 4.6766 | 3.0156 | 4.0147 | 23616 | 354240 | 0 | 0 | 0.097792 | 0 | 0.097792 | 0 | 0.10607 | 0 | 0.10607 | 0 | 3.8626 | 5.0987 | 3.8626 | 5.0987
212003-Lighting | 7.5799 | 4.8877 | 6.5071 | 38277.12 | 574156.8 | 0 | 0 | 0.095128 | 0 | 0.095128 | 0 | 0.098675 | 0 | 0.098675 | 0 | 3.5832 | 3.9651 | 3.5832 | 3.9651
212003-Lighting | 7.0583 | 4.5514 | 6.0593 | 35642.88 | 534643.2 | 0 | 0 | 0.095129 | 0 | 0.095129 | 0 | 0.098675 | 0 | 0.098675 | 0 | 3.5832 | 3.9651 | 3.5832 | 3.9651
212003-Lighting | 14.7135 | 9.4877 | 12.631 | 74300.16 | 1114502.4 | 0 | 0 | 0.099655 | 0 | 0.099655 | 0 | 0.11125 | 0 | 0.11125 | 0 | 4.0854 | 6.3733 | 4.0854 | 6.3733
212003-Lighting | 6.48 | 4.1785 | 5.5628 | 32722.56 | 490838.4 | 0 | 0 | 0.099655 | 0 | 0.099655 | 0 | 0.11125 | 0 | 0.11125 | 0 | 4.0854 | 6.3733 | 4.0854 | 6.3733
212003-Lighting | 12.0196 | 7.7505 | 10.3184 | 60696.32 | 910444.8 | 0 | 0 | 0.099655 | 0 | 0.099655 | 0 | 0.11125 | 0 | 0.11125 | 0 | 4.0854 | 6.3733 | 4.0854 | 6.3733
212003-Lighting | 5.1653 | 3.3307 | 4.4343 | 26083.84 | 391257.6 | 0 | 0 | 0.099655 | 0 | 0.099655 | 0 | 0.11125 | 0 | 0.11125 | 0 | 4.0854 | 6.3733 | 4.0854 | 6.3733
212003-Lighting | 26.3392 | 16.9842 | 22.6113 | 133007.36 | 1995110.4 | 0 | 0 | 0.099655 | 0 | 0.099655 | 0 | 0.11125 | 0 | 0.11125 | 0 | 4.0854 | 6.3733 | 4.0854 | 6.3733
212004-Other (Electric) | 4.8417 | 4.0402 | 2.548 | 36400.64 | 546009.6 | 0 | 0 | 0.095128 | 0 | 0.095128 | 0 | 0.10286 | 0 | 0.10286 | 0 | 4.8077 | 6.9615 | 4.8077 | 6.9615
212003-Lighting | 71.0837 | 45.8366 | 61.0229 | 358958.08 | 5384371.2 | 0 | 0 | 0.10079 | 0 | 0.10079 | 0 | 0.10907 | 0 | 0.10907 | 0 | 3.9503 | 5.2144 | 3.9503 | 5.2144
212003-Lighting | 0.95472 | 0.61563 | 0.81959 | 4821.12 | 72316.8 | 0 | 0 | 0.10079 | 0 | 0.10079 | 0 | 0.10907 | 0 | 0.10907 | 0 | 3.9503 | 5.2143 | 3.9503 | 5.2143
212003-Lighting | 5.531 | 3.5665 | 4.7481 | 27930.24 | 418953.6 | 0 | 0 | 0.099655 | 0 | 0.099655 | 0 | 0.11125 | 0 | 0.11125 | 0 | 4.0854 | 6.3732 | 4.0854 | 6.3732
212003-Lighting | 2.2838 | 1.4727 | 1.9606 | 11532.8 | 172992 | 0 | 0 | 0.099655 | 0 | 0.099655 | 0 | 0.11125 | 0 | 0.11125 | 0 | 4.0854 | 6.3734 | 4.0854 | 6.3734
212003-Lighting | 1.6652 | 1.0738 | 1.4295 | 8408.96 | 126134.4 | 0 | 0 | 0.099655 | 0 | 0.099655 | 0 | 0.11125 | 0 | 0.11125 | 0 | 4.0854 | 6.3731 | 4.0854 | 6.3731
212003-Lighting | 38.607 | 24.8948 | 33.1428 | 194957.44 | 2924361.6 | 0 | 0 | 0.099655 | 0 | 0.099655 | 0 | 0.11125 | 0 | 0.11125 | 0 | 4.0854 | 6.3733 | 4.0854 | 6.3733
212003-Lighting | 0.33307 | 0.21477 | 0.28593 | 1681.92 | 25228.8 | 0 | 0 | 0.099656 | 0 | 0.099656 | 0 | 0.11125 | 0 | 0.11125 | 0 | 4.0855 | 6.3737 | 4.0855 | 6.3737
212003-Lighting | 36.4772 | 23.5214 | 31.3144 | 184202.24 | 2763033.6 | 0 | 0 | 0.097792 | 0 | 0.097792 | 0 | 0.10607 | 0 | 0.10607 | 0 | 3.8626 | 5.0986 | 3.8626 | 5.0986
212003-Lighting | 2.2914 | 1.4776 | 1.9671 | 11571.2 | 173568 | 0 | 0 | 0.098126 | 0 | 0.098126 | 0 | 0.10167 | 0 | 0.10167 | 0 | 3.6647 | 4.0553 | 3.6647 | 4.0553
212004-Other (Electric) | 111.9148 | 93.389 | 58.8977 | 841395.2 | 12620928 | 0 | 0 | 0.091697 | 0 | 0.091697 | 0 | 0.098322 | 0 | 0.098322 | 0 | 4.5813 | 6.1806 | 4.5813 | 6.1806
212003-Lighting | 11.1793 | 7.2087 | 9.597 | 56453.12 | 846796.8 | 0 | 0 | 0.098126 | 0 | 0.098126 | 0 | 0.10167 | 0 | 0.10167 | 0 | 3.6646 | 4.0552 | 3.6646 | 4.0552
212003-Lighting | 10.6204 | 6.8483 | 9.1172 | 53630.72 | 804460.8 | 0 | 0 | 0.098126 | 0 | 0.098126 | 0 | 0.10167 | 0 | 0.10167 | 0 | 3.6646 | 4.0552 | 3.6646 | 4.0552
212003-Lighting | 44.9379 | 28.9772 | 38.5777 | 226927.36 | 3403910.4 | 0 | 0 | 0.098126 | 0 | 0.098126 | 0 | 0.10167 | 0 | 0.10167 | 0 | 3.6646 | 4.0552 | 3.6646 | 4.0552
212003-Lighting | 4.4243 | 2.8529 | 3.7981 | 22341.76 | 335126.4 | 0 | 0 | 0.097799 | 0 | 0.097799 | 0 | 0.10609 | 0 | 0.10609 | 0 | 3.8634 | 5.1027 | 3.8634 | 5.1027
212003-Lighting | 7.6896 | 4.9584 | 6.6012 | 38830.72 | 582460.8 | 0 | 0 | 0.097606 | 0 | 0.097606 | 0 | 0.10556 | 0 | 0.10556 | 0 | 3.8416 | 4.9986 | 3.8416 | 4.9986
212004-Other (Electric) | 6.9946 | 5.8368 | 3.6811 | 52586.88 | 788803.2 | 0 | 0 | 0.091697 | 0 | 0.091697 | 0 | 0.098322 | 0 | 0.098322 | 0 | 4.5813 | 6.1806 | 4.5813 | 6.1806
212003-Lighting | 10.591 | 6.8293 | 9.092 | 53482.24 | 802233.6 | 0 | 0 | 0.095129 | 0 | 0.095129 | 0 | 0.098675 | 0 | 0.098675 | 0 | 3.5832 | 3.9651 | 3.5832 | 3.9651
212003-Lighting | 26.6438 | 17.1806 | 22.8728 | 134545.92 | 2018188.8 | 0 | 0 | 0.095128 | 0 | 0.095128 | 0 | 0.098675 | 0 | 0.098675 | 0 | 3.5832 | 3.9651 | 3.5832 | 3.9651
212005-HVAC (Electric) | 8.9816 | 3.5831 | 9.1356 | 27600 | 414000 | 0 | 0 | 0.11007 | 0 | 0.11007 | 0 | 0.1326 | 0 | 0.1326 | 0 | 3.3067 | 6.2638 | 3.3067 | 6.2638
212003-Lighting | 4.6629 | 3.0068 | 4.003 | 23546.88 | 353203.2 | 0 | 0 | 0.098305 | 0 | 0.098305 | 0 | 0.10217 | 0 | 0.10217 | 0 | 3.6825 | 4.1167 | 3.6825 | 4.1167
212003-Lighting | 0.87196 | 0.56226 | 0.74854 | 4403.2 | 66048 | 0 | 0 | 0.098306 | 0 | 0.098306 | 0 | 0.10217 | 0 | 0.10217 | 0 | 3.6826 | 4.1169 | 3.6826 | 4.1169
212003-Lighting | 2.076 | 1.3386 | 1.7821 | 10483.2 | 157248 | 0 | 0 | 0.098305 | 0 | 0.098305 | 0 | 0.10217 | 0 | 0.10217 | 0 | 3.6825 | 4.1167 | 3.6825 | 4.1167
212003-Lighting | 1.5361 | 0.99049 | 1.3187 | 7756.8 | 116352 | 0 | 0 | 0.098305 | 0 | 0.098305 | 0 | 0.10217 | 0 | 0.10217 | 0 | 3.6825 | 4.1167 | 3.6825 | 4.1167
212003-Lighting | 0.10266 | 0.066196 | 0.088128 | 518.4 | 7776 | 0 | 0 | 0.098305 | 0 | 0.098305 | 0 | 0.10217 | 0 | 0.10217 | 0 | 3.6825 | 4.1167 | 3.6825 | 4.1167
212003-Lighting | 0.92164 | 0.5943 | 0.79119 | 4654.08 | 69811.2 | 0 | 0 | 0.098305 | 0 | 0.098305 | 0 | 0.10217 | 0 | 0.10217 | 0 | 3.6825 | 4.1167 | 3.6825 | 4.1167
212003-Lighting | 1.9893 | 1.2827 | 1.7077 | 10045.44 | 150681.6 | 0 | 0 | 0.098305 | 0 | 0.098305 | 0 | 0.10217 | 0 | 0.10217 | 0 | 3.6825 | 4.1167 | 3.6825 | 4.1167
212003-Lighting | 0.18871 | 0.12169 | 0.162 | 952.96 | 14294.4 | 0 | 0 | 0.098304 | 0 | 0.098304 | 0 | 0.10217 | 0 | 0.10217 | 0 | 3.6824 | 4.1162 | 3.6824 | 4.1162
212003-Lighting | 9.9115 | 6.3912 | 8.5087 | 50051.2 | 750768 | 0 | 0 | 0.098126 | 0 | 0.098126 | 0 | 0.10167 | 0 | 0.10167 | 0 | 3.6646 | 4.0552 | 3.6646 | 4.0552
212003-Lighting | 19.9829 | 12.8855 | 17.1546 | 100909.44 | 1513641.6 | 0 | 0 | 0.097792 | 0 | 0.097792 | 0 | 0.10607 | 0 | 0.10607 | 0 | 3.8626 | 5.0986 | 3.8626 | 5.0986
212003-Lighting | 27.2572 | 17.5762 | 23.3994 | 137643.52 | 2064652.8 | 0 | 0 | 0.097792 | 0 | 0.097792 | 0 | 0.10607 | 0 | 0.10607 | 0 | 3.8626 | 5.0986 | 3.8626 | 5.0986
212003-Lighting | 17.3382 | 11.1802 | 14.8843 | 87554.56 | 1313318.4 | 0 | 0 | 0.097792 | 0 | 0.097792 | 0 | 0.10607 | 0 | 0.10607 | 0 | 3.8626 | 5.0986 | 3.8626 | 5.0986
212003-Lighting | 3.7884 | 2.4429 | 3.2522 | 19130.88 | 286963.2 | 0 | 0 | 0.097792 | 0 | 0.097792 | 0 | 0.10607 | 0 | 0.10607 | 0 | 3.8626 | 5.0986 | 3.8626 | 5.0986
212003-Lighting | 2.9511 | 1.9029 | 2.5334 | 14902.4 | 223536 | 0 | 0 | 0.09655 | 0 | 0.09655 | 0 | 0.10262 | 0 | 0.10262 | 0 | 3.7271 | 4.4988 | 3.7271 | 4.4988
212003-Lighting | 8.0101 | 5.1651 | 6.8764 | 40449.28 | 606739.2 | 0 | 0 | 0.09655 | 0 | 0.09655 | 0 | 0.10262 | 0 | 0.10262 | 0 | 3.7271 | 4.4988 | 3.7271 | 4.4988
212003-Lighting | 1.9392 | 1.2505 | 1.6647 | 9792.64 | 146889.6 | 0 | 0 | 0.09655 | 0 | 0.09655 | 0 | 0.10262 | 0 | 0.10262 | 0 | 3.7271 | 4.4988 | 3.7271 | 4.4988
212003-Lighting | 11.9904 | 7.7317 | 10.2934 | 60549.12 | 908236.8 | 0 | 0 | 0.09655 | 0 | 0.09655 | 0 | 0.10262 | 0 | 0.10262 | 0 | 3.7271 | 4.4988 | 3.7271 | 4.4988
212003-Lighting | 2.6988 | 1.7402 | 2.3168 | 13628.16 | 204422.4 | 0 | 0 | 0.09655 | 0 | 0.09655 | 0 | 0.10262 | 0 | 0.10262 | 0 | 3.7271 | 4.4988 | 3.7271 | 4.4988
212003-Lighting | 1.5857 | 1.0225 | 1.3613 | 8007.68 | 120115.2 | 0 | 0 | 0.1006 | 0 | 0.1006 | 0 | 0.10855 | 0 | 0.10855 | 0 | 3.9289 | 5.1123 | 3.9289 | 5.1123
212003-Lighting | 2.9839 | 1.9241 | 2.5616 | 15068.16 | 226022.4 | 0 | 0 | 0.1006 | 0 | 0.1006 | 0 | 0.10855 | 0 | 0.10855 | 0 | 3.9289 | 5.1123 | 3.9289 | 5.1123
212003-Lighting | 0.86384 | 0.55703 | 0.74158 | 4362.24 | 65433.6 | 0 | 0 | 0.1006 | 0 | 0.1006 | 0 | 0.10855 | 0 | 0.10855 | 0 | 3.9288 | 5.1119 | 3.9288 | 5.1119
212003-Lighting | 7.1623 | 4.6185 | 6.1486 | 36168.32 | 542524.8 | 0 | 0 | 0.1006 | 0 | 0.1006 | 0 | 0.10855 | 0 | 0.10855 | 0 | 3.9289 | 5.1122 | 3.9289 | 5.1122
212003-Lighting | 0.54561 | 0.35182 | 0.46838 | 2755.2 | 41328 | 0 | 0 | 0.1006 | 0 | 0.1006 | 0 | 0.10855 | 0 | 0.10855 | 0 | 3.9289 | 5.1121 | 3.9289 | 5.1121
212003-Lighting | 2.7668 | 1.7841 | 2.3752 | 13971.84 | 209577.6 | 0 | 0 | 0.1006 | 0 | 0.1006 | 0 | 0.10855 | 0 | 0.10855 | 0 | 3.9289 | 5.1121 | 3.9289 | 5.1121
212003-Lighting | 0.78539 | 0.50644 | 0.67423 | 3966.08 | 59491.2 | 0 | 0 | 0.1006 | 0 | 0.1006 | 0 | 0.10855 | 0 | 0.10855 | 0 | 3.929 | 5.1124 | 3.929 | 5.1124
212003-Lighting | 0.53319 | 0.34381 | 0.45772 | 2692.48 | 40387.2 | 0 | 0 | 0.1006 | 0 | 0.1006 | 0 | 0.10855 | 0 | 0.10855 | 0 | 3.9288 | 5.1119 | 3.9288 | 5.1119
212003-Lighting | 2.2507 | 1.4513 | 1.9322 | 11365.76 | 170486.4 | 0 | 0 | 0.1006 | 0 | 0.1006 | 0 | 0.10855 | 0 | 0.10855 | 0 | 3.9289 | 5.1123 | 3.9289 | 5.1123
212003-Lighting | 5.544 | 3.5749 | 4.7593 | 27996.16 | 419942.4 | 0 | 0 | 0.1006 | 0 | 0.1006 | 0 | 0.10855 | 0 | 0.10855 | 0 | 3.9289 | 5.1122 | 3.9289 | 5.1122
212003-Lighting | 22.7596 | 14.676 | 19.5383 | 114931.2 | 1723968 | 0 | 0 | 0.10048 | 0 | 0.10048 | 0 | 0.10821 | 0 | 0.10821 | 0 | 3.9147 | 5.0462 | 3.9147 | 5.0462
212003-Lighting | 19.4767 | 12.5591 | 16.7201 | 98353.28 | 1475299.2 | 0 | 0 | 0.095129 | 0 | 0.095129 | 0 | 0.098675 | 0 | 0.098675 | 0 | 3.5832 | 3.9651 | 3.5832 | 3.9651
212003-Lighting | 56.4717 | 36.4144 | 48.479 | 285170.56 | 4277558.4 | 0 | 0 | 0.095129 | 0 | 0.095129 | 0 | 0.098675 | 0 | 0.098675 | 0 | 3.5832 | 3.9651 | 3.5832 | 3.9651
212003-Lighting | 1.9159 | 1.2354 | 1.6447 | 9674.88 | 145123.2 | 0 | 0 | 0.099655 | 0 | 0.099655 | 0 | 0.11125 | 0 | 0.11125 | 0 | 4.0854 | 6.3734 | 4.0854 | 6.3734
212003-Lighting | 4.8525 | 3.129 | 4.1657 | 24504.32 | 367564.8 | 0 | 0 | 0.099655 | 0 | 0.099655 | 0 | 0.11125 | 0 | 0.11125 | 0 | 4.0854 | 6.3733 | 4.0854 | 6.3733
212003-Lighting | 0.14828 | 0.095617 | 0.1273 | 748.8 | 11232 | 0 | 0 | 0.099655 | 0 | 0.099655 | 0 | 0.11125 | 0 | 0.11125 | 0 | 4.0854 | 6.3733 | 4.0854 | 6.3733
212003-Lighting | 13.8917 | 8.9578 | 11.9256 | 70150.4 | 1052256 | 0 | 0 | 0.099655 | 0 | 0.099655 | 0 | 0.11125 | 0 | 0.11125 | 0 | 4.0854 | 6.3733 | 4.0854 | 6.3733
212003-Lighting | 0.32052 | 0.20668 | 0.27516 | 1618.56 | 24278.4 | 0 | 0 | 0.099655 | 0 | 0.099655 | 0 | 0.11125 | 0 | 0.11125 | 0 | 4.0853 | 6.3726 | 4.0853 | 6.3726
212003-Lighting | 0.7693 | 0.49606 | 0.66042 | 3884.8 | 58272 | 0 | 0 | 0.099655 | 0 | 0.099655 | 0 | 0.11125 | 0 | 0.11125 | 0 | 4.0854 | 6.3729 | 4.0854 | 6.3729
212003-Lighting | 51.6359 | 33.2962 | 44.3276 | 260750.72 | 3911260.8 | 0 | 0 | 0.099655 | 0 | 0.099655 | 0 | 0.11125 | 0 | 0.11125 | 0 | 4.0854 | 6.3733 | 4.0854 | 6.3733
212003-Lighting | 5.512 | 3.5543 | 4.7318 | 27834.24 | 417513.6 | 0 | 0 | 0.099655 | 0 | 0.099655 | 0 | 0.11125 | 0 | 0.11125 | 0 | 4.0854 | 6.3733 | 4.0854 | 6.3733
212003-Lighting | 20.5224 | 13.2334 | 17.6178 | 103633.92 | 1554508.8 | 0 | 0 | 0.099655 | 0 | 0.099655 | 0 | 0.11125 | 0 | 0.11125 | 0 | 4.0854 | 6.3732 | 4.0854 | 6.3732
212003-Lighting | 11.8566 | 7.6454 | 10.1785 | 59873.28 | 898099.2 | 0 | 0 | 0.099655 | 0 | 0.099655 | 0 | 0.11125 | 0 | 0.11125 | 0 | 4.0854 | 6.3733 | 4.0854 | 6.3733
212003-Lighting | 1.2257 | 0.79035 | 1.0522 | 6189.44 | 92841.6 | 0 | 0 | 0.099656 | 0 | 0.099656 | 0 | 0.11125 | 0 | 0.11125 | 0 | 4.0855 | 6.3736 | 4.0855 | 6.3736
212003-Lighting | 3.0075 | 1.9393 | 2.5818 | 15187.2 | 227808 | 0 | 0 | 0.099655 | 0 | 0.099655 | 0 | 0.11125 | 0 | 0.11125 | 0 | 4.0854 | 6.3734 | 4.0854 | 6.3734
212003-Lighting | 1.5987 | 1.0309 | 1.3724 | 8072.96 | 121094.4 | 0 | 0 | 0.097792 | 0 | 0.097792 | 0 | 0.10607 | 0 | 0.10607 | 0 | 3.8626 | 5.0987 | 3.8626 | 5.0987
212003-Lighting | 3.517 | 2.2678 | 3.0192 | 17760 | 266400 | 0 | 0 | 0.097792 | 0 | 0.097792 | 0 | 0.10607 | 0 | 0.10607 | 0 | 3.8626 | 5.0986 | 3.8626 | 5.0986
212003-Lighting | 41.9603 | 27.0571 | 36.0215 | 211891.2 | 3178368 | 0 | 0 | 0.095129 | 0 | 0.095129 | 0 | 0.098675 | 0 | 0.098675 | 0 | 3.5832 | 3.9651 | 3.5832 | 3.9651
212003-Lighting | 11.6573 | 7.517 | 10.0074 | 58867.2 | 883008 | 0 | 0 | 0.09655 | 0 | 0.09655 | 0 | 0.10262 | 0 | 0.10262 | 0 | 3.7271 | 4.4988 | 3.7271 | 4.4988
212003-Lighting | 4.8309 | 3.1151 | 4.1471 | 24394.88 | 365923.2 | 0 | 0 | 0.095128 | 0 | 0.095128 | 0 | 0.098675 | 0 | 0.098675 | 0 | 3.5832 | 3.9651 | 3.5832 | 3.9651
212003-Lighting | 7.3504 | 4.7397 | 6.3101 | 37118.08 | 556771.2 | 0 | 0 | 0.095129 | 0 | 0.095129 | 0 | 0.098675 | 0 | 0.098675 | 0 | 3.5832 | 3.9651 | 3.5832 | 3.9651
212003-Lighting | 33.1095 | 21.3499 | 28.4233 | 167196.16 | 2507942.4 | 0 | 0 | 0.095129 | 0 | 0.095129 | 0 | 0.098675 | 0 | 0.098675 | 0 | 3.5832 | 3.9651 | 3.5832 | 3.9651
212003-Lighting | 0.75485 | 0.48675 | 0.64801 | 3811.84 | 57177.6 | 0 | 0 | 0.099655 | 0 | 0.099655 | 0 | 0.11125 | 0 | 0.11125 | 0 | 4.0854 | 6.3728 | 4.0854 | 6.3728
212003-Lighting | 95.7892 | 61.7674 | 82.2317 | 483715.84 | 7255737.6 | 0 | 0 | 0.099655 | 0 | 0.099655 | 0 | 0.11125 | 0 | 0.11125 | 0 | 4.0854 | 6.3733 | 4.0854 | 6.3733
212003-Lighting | 9.281 | 5.9846 | 7.9674 | 46867.2 | 703008 | 0 | 0 | 0.099655 | 0 | 0.099655 | 0 | 0.11125 | 0 | 0.11125 | 0 | 4.0854 | 6.3733 | 4.0854 | 6.3733
212003-Lighting | 75.5299 | 48.7037 | 64.8398 | 381410.56 | 5721158.4 | 0 | 0 | 0.099655 | 0 | 0.099655 | 0 | 0.11125 | 0 | 0.11125 | 0 | 4.0854 | 6.3733 | 4.0854 | 6.3733
212003-Lighting | 26.299 | 16.9583 | 22.5768 | 132804.48 | 1992067.2 | 0 | 0 | 0.099547 | 0 | 0.099547 | 0 | 0.10562 | 0 | 0.10562 | 0 | 3.8117 | 4.601 | 3.8117 | 4.601
212003-Lighting | 4.3476 | 2.8035 | 3.7323 | 21954.56 | 329318.4 | 0 | 0 | 0.099547 | 0 | 0.099547 | 0 | 0.10562 | 0 | 0.10562 | 0 | 3.8117 | 4.601 | 3.8117 | 4.601
212003-Lighting | 7.8882 | 5.0865 | 6.7717 | 39833.6 | 597504 | 0 | 0 | 0.099547 | 0 | 0.099547 | 0 | 0.10562 | 0 | 0.10562 | 0 | 3.8117 | 4.601 | 3.8117 | 4.601
212003-Lighting | 25.6454 | 16.5368 | 22.0157 | 129504 | 1942560 | 0 | 0 | 0.099547 | 0 | 0.099547 | 0 | 0.10562 | 0 | 0.10562 | 0 | 3.8117 | 4.601 | 3.8117 | 4.601
212004-Other (Electric) | 53.717 | 44.825 | 28.2698 | 403854.08 | 6057811.2 | 0 | 0 | 0.09356 | 0 | 0.09356 | 0 | 0.1035 | 0 | 0.1035 | 0 | 4.9409 | 8.4983 | 4.9409 | 8.4983
212003-Lighting | 9.4807 | 6.1134 | 8.1389 | 47875.84 | 718137.6 | 0 | 0 | 0.097792 | 0 | 0.097792 | 0 | 0.10607 | 0 | 0.10607 | 0 | 3.8626 | 5.0986 | 3.8626 | 5.0986
212003-Lighting | 8.8535 | 5.709 | 7.6004 | 44708.48 | 670627.2 | 0 | 0 | 0.097792 | 0 | 0.097792 | 0 | 0.10607 | 0 | 0.10607 | 0 | 3.8626 | 5.0986 | 3.8626 | 5.0986
212003-Lighting | 2.0649 | 1.3315 | 1.7727 | 10427.52 | 156412.8 | 0 | 0 | 0.097953 | 0 | 0.097953 | 0 | 0.10403 | 0 | 0.10403 | 0 | 3.7667 | 4.5467 | 3.7667 | 4.5467
212003-Lighting | 0.83926 | 0.54118 | 0.72047 | 4238.08 | 63571.2 | 0 | 0 | 0.097952 | 0 | 0.097952 | 0 | 0.10403 | 0 | 0.10403 | 0 | 3.7667 | 4.5465 | 3.7667 | 4.5465
212003-Lighting | 1.3155 | 0.84829 | 1.1293 | 6643.2 | 99648 | 0 | 0 | 0.095129 | 0 | 0.095129 | 0 | 0.098675 | 0 | 0.098675 | 0 | 3.5832 | 3.9651 | 3.5832 | 3.9651
212003-Lighting | 15.8041 | 10.1909 | 13.5673 | 79807.36 | 1197110.4 | 0 | 0 | 0.097953 | 0 | 0.097953 | 0 | 0.10403 | 0 | 0.10403 | 0 | 3.7667 | 4.5466 | 3.7667 | 4.5466
212003-Lighting | 2.298 | 1.4818 | 1.9728 | 11604.48 | 174067.2 | 0 | 0 | 0.095129 | 0 | 0.095129 | 0 | 0.098675 | 0 | 0.098675 | 0 | 3.5832 | 3.9651 | 3.5832 | 3.9651
212003-Lighting | 4.859 | 3.1332 | 4.1713 | 24536.96 | 368054.4 | 0 | 0 | 0.095129 | 0 | 0.095129 | 0 | 0.098676 | 0 | 0.098676 | 0 | 3.5832 | 3.9652 | 3.5832 | 3.9652
212003-Lighting | 3.437 | 2.2163 | 2.9505 | 17356.16 | 260342.4 | 0 | 0 | 0.095128 | 0 | 0.095128 | 0 | 0.098675 | 0 | 0.098675 | 0 | 3.5832 | 3.9651 | 3.5832 | 3.9651
212003-Lighting | 1.915 | 1.2348 | 1.644 | 9670.4 | 145056 | 0 | 0 | 0.095128 | 0 | 0.095128 | 0 | 0.098675 | 0 | 0.098675 | 0 | 3.5832 | 3.9651 | 3.5832 | 3.9651
212003-Lighting | 3.064 | 1.9758 | 2.6303 | 15472.64 | 232089.6 | 0 | 0 | 0.095128 | 0 | 0.095128 | 0 | 0.098675 | 0 | 0.098675 | 0 | 3.5832 | 3.9651 | 3.5832 | 3.9651
212003-Lighting | 6.2539 | 4.0327 | 5.3687 | 31580.8 | 473712 | 0 | 0 | 0.099748 | 0 | 0.099748 | 0 | 0.11151 | 0 | 0.11151 | 0 | 4.0972 | 6.4539 | 4.0972 | 6.4539
212003-Lighting | 55.0671 | 35.5087 | 47.2732 | 278077.44 | 4171161.6 | 0 | 0 | 0.097481 | 0 | 0.097481 | 0 | 0.10521 | 0 | 0.10521 | 0 | 3.8278 | 4.9341 | 3.8278 | 4.9341
212003-Lighting | 21.5898 | 13.9217 | 18.5341 | 109024 | 1635360 | 0 | 0 | 0.099655 | 0 | 0.099655 | 0 | 0.11125 | 0 | 0.11125 | 0 | 4.0854 | 6.3733 | 4.0854 | 6.3733
212003-Lighting | 0.080225 | 0.051731 | 0.06887 | 405.12 | 6076.8 | 0 | 0 | 0.096544 | 0 | 0.096544 | 0 | 0.10261 | 0 | 0.10261 | 0 | 3.7264 | 4.4963 | 3.7264 | 4.4963
212003-Lighting | 0.014195 | 0.0091531 | 0.012186 | 71.68 | 1075.2 | 0 | 0 | 0.096522 | 0 | 0.096522 | 0 | 0.10255 | 0 | 0.10255 | 0 | 3.7241 | 4.487 | 3.7241 | 4.487
212003-Lighting | 0.0095053 | 0.0061293 | 0.00816 | 48 | 720 | 0 | 0 | 0.096566 | 0 | 0.096566 | 0 | 0.10267 | 0 | 0.10267 | 0 | 3.7288 | 4.5058 | 3.7288 | 4.5058
212003-Lighting | 0.0095053 | 0.0061293 | 0.00816 | 48 | 720 | 0 | 0 | 0.096566 | 0 | 0.096566 | 0 | 0.10267 | 0 | 0.10267 | 0 | 3.7288 | 4.5058 | 3.7288 | 4.5058
212003-Lighting | 0.0046893 | 0.0030238 | 0.0040256 | 23.68 | 355.2 | 0 | 0 | 0.096449 | 0 | 0.096449 | 0 | 0.10234 | 0 | 0.10234 | 0 | 3.7165 | 4.4563 | 3.7165 | 4.4563
212003-Lighting | 0.02446 | 0.015773 | 0.020998 | 123.52 | 1852.8 | 0 | 0 | 0.09653 | 0 | 0.09653 | 0 | 0.10257 | 0 | 0.10257 | 0 | 3.725 | 4.4906 | 3.725 | 4.4906
212003-Lighting | 0.0095053 | 0.0061293 | 0.00816 | 48 | 720 | 0 | 0 | 0.096566 | 0 | 0.096566 | 0 | 0.10267 | 0 | 0.10267 | 0 | 3.7288 | 4.5058 | 3.7288 | 4.5058
212003-Lighting | 0.0095053 | 0.0061293 | 0.00816 | 48 | 720 | 0 | 0 | 0.096566 | 0 | 0.096566 | 0 | 0.10267 | 0 | 0.10267 | 0 | 3.7288 | 4.5058 | 3.7288 | 4.5058
212003-Lighting | 0.0095053 | 0.0061293 | 0.00816 | 48 | 720 | 0 | 0 | 0.096566 | 0 | 0.096566 | 0 | 0.10267 | 0 | 0.10267 | 0 | 3.7288 | 4.5058 | 3.7288 | 4.5058
212003-Lighting | 0.014195 | 0.0091531 | 0.012186 | 71.68 | 1075.2 | 0 | 0 | 0.096522 | 0 | 0.096522 | 0 | 0.10255 | 0 | 0.10255 | 0 | 3.7241 | 4.487 | 3.7241 | 4.487
212003-Lighting | 0.0046893 | 0.0030238 | 0.0040256 | 23.68 | 355.2 | 0 | 0 | 0.096449 | 0 | 0.096449 | 0 | 0.10234 | 0 | 0.10234 | 0 | 3.7165 | 4.4563 | 3.7165 | 4.4563
212003-Lighting | 0.0095053 | 0.0061293 | 0.00816 | 48 | 720 | 0 | 0 | 0.096566 | 0 | 0.096566 | 0 | 0.10267 | 0 | 0.10267 | 0 | 3.7288 | 4.5058 | 3.7288 | 4.5058
212003-Lighting | 0.0095053 | 0.0061293 | 0.00816 | 48 | 720 | 0 | 0 | 0.096566 | 0 | 0.096566 | 0 | 0.10267 | 0 | 0.10267 | 0 | 3.7288 | 4.5058 | 3.7288 | 4.5058
212003-Lighting | 0.025348 | 0.016345 | 0.02176 | 128 | 1920 | 0 | 0 | 0.096568 | 0 | 0.096568 | 0 | 0.10267 | 0 | 0.10267 | 0 | 3.729 | 4.5067 | 3.729 | 4.5067
212003-Lighting | 0.0046893 | 0.0030238 | 0.0040256 | 23.68 | 355.2 | 0 | 0 | 0.096449 | 0 | 0.096449 | 0 | 0.10234 | 0 | 0.10234 | 0 | 3.7165 | 4.4563 | 3.7165 | 4.4563
212003-Lighting | 0.0095053 | 0.0061293 | 0.00816 | 48 | 720 | 0 | 0 | 0.096566 | 0 | 0.096566 | 0 | 0.10267 | 0 | 0.10267 | 0 | 3.7288 | 4.5058 | 3.7288 | 4.5058
212003-Lighting | 0.012674 | 0.0081724 | 0.01088 | 64 | 960 | 0 | 0 | 0.096574 | 0 | 0.096574 | 0 | 0.10269 | 0 | 0.10269 | 0 | 3.7297 | 4.5094 | 3.7297 | 4.5094
212003-Lighting | 0.012674 | 0.0081724 | 0.01088 | 64 | 960 | 0 | 0 | 0.096574 | 0 | 0.096574 | 0 | 0.10269 | 0 | 0.10269 | 0 | 3.7297 | 4.5094 | 3.7297 | 4.5094
212003-Lighting | 0.10126 | 0.065297 | 0.086931 | 511.36 | 7670.4 | 0 | 0 | 0.096554 | 0 | 0.096554 | 0 | 0.10264 | 0 | 0.10264 | 0 | 3.7275 | 4.5008 | 3.7275 | 4.5008
212003-Lighting | 0.012674 | 0.0081724 | 0.01088 | 64 | 960 | 0 | 0 | 0.096574 | 0 | 0.096574 | 0 | 0.10269 | 0 | 0.10269 | 0 | 3.7297 | 4.5094 | 3.7297 | 4.5094
212003-Lighting | 0.012674 | 0.0081724 | 0.01088 | 64 | 960 | 0 | 0 | 0.096574 | 0 | 0.096574 | 0 | 0.10269 | 0 | 0.10269 | 0 | 3.7297 | 4.5094 | 3.7297 | 4.5094
212003-Lighting | 0.012674 | 0.0081724 | 0.01088 | 64 | 960 | 0 | 0 | 0.096574 | 0 | 0.096574 | 0 | 0.10269 | 0 | 0.10269 | 0 | 3.7297 | 4.5094 | 3.7297 | 4.5094
212003-Lighting | 0.0063369 | 0.0040862 | 0.00544 | 32 | 480 | 0 | 0 | 0.096574 | 0 | 0.096574 | 0 | 0.10269 | 0 | 0.10269 | 0 | 3.7297 | 4.5094 | 3.7297 | 4.5094
212003-Lighting | 0.019011 | 0.012259 | 0.01632 | 96 | 1440 | 0 | 0 | 0.096566 | 0 | 0.096566 | 0 | 0.10267 | 0 | 0.10267 | 0 | 3.7288 | 4.5058 | 3.7288 | 4.5058
212003-Lighting | 0.0046893 | 0.0030238 | 0.0040256 | 23.68 | 355.2 | 0 | 0 | 0.096449 | 0 | 0.096449 | 0 | 0.10234 | 0 | 0.10234 | 0 | 3.7165 | 4.4563 | 3.7165 | 4.4563
212003-Lighting | 0.0046893 | 0.0030238 | 0.0040256 | 23.68 | 355.2 | 0 | 0 | 0.096449 | 0 | 0.096449 | 0 | 0.10234 | 0 | 0.10234 | 0 | 3.7165 | 4.4563 | 3.7165 | 4.4563
212003-Lighting | 0.019011 | 0.012259 | 0.01632 | 96 | 1440 | 0 | 0 | 0.096566 | 0 | 0.096566 | 0 | 0.10267 | 0 | 0.10267 | 0 | 3.7288 | 4.5058 | 3.7288 | 4.5058
212003-Lighting | 0.012674 | 0.0081724 | 0.01088 | 64 | 960 | 0 | 0 | 0.096574 | 0 | 0.096574 | 0 | 0.10269 | 0 | 0.10269 | 0 | 3.7297 | 4.5094 | 3.7297 | 4.5094
212003-Lighting | 0.0063369 | 0.0040862 | 0.00544 | 32 | 480 | 0 | 0 | 0.096574 | 0 | 0.096574 | 0 | 0.10269 | 0 | 0.10269 | 0 | 3.7297 | 4.5094 | 3.7297 | 4.5094
212003-Lighting | 0.0063369 | 0.0040862 | 0.00544 | 32 | 480 | 0 | 0 | 0.096574 | 0 | 0.096574 | 0 | 0.10269 | 0 | 0.10269 | 0 | 3.7297 | 4.5094 | 3.7297 | 4.5094
212003-Lighting | 0.0063369 | 0.0040862 | 0.00544 | 32 | 480 | 0 | 0 | 0.096574 | 0 | 0.096574 | 0 | 0.10269 | 0 | 0.10269 | 0 | 3.7297 | 4.5094 | 3.7297 | 4.5094
212003-Lighting | 0.012674 | 0.0081724 | 0.01088 | 64 | 960 | 0 | 0 | 0.096574 | 0 | 0.096574 | 0 | 0.10269 | 0 | 0.10269 | 0 | 3.7297 | 4.5094 | 3.7297 | 4.5094
212003-Lighting | 0.0011406 | 0.00073551 | 0.0009792 | 5.76 | 86.4 | 0 | 0 | 0.096136 | 0 | 0.096136 | 0 | 0.10147 | 0 | 0.10147 | 0 | 3.684 | 4.329 | 3.684 | 4.329
212003-Lighting | 0.012674 | 0.0081724 | 0.01088 | 64 | 960 | 0 | 0 | 0.096574 | 0 | 0.096574 | 0 | 0.10269 | 0 | 0.10269 | 0 | 3.7297 | 4.5094 | 3.7297 | 4.5094
212003-Lighting | 0.019011 | 0.012259 | 0.01632 | 96 | 1440 | 0 | 0 | 0.09657 | 0 | 0.09657 | 0 | 0.10268 | 0 | 0.10268 | 0 | 3.7292 | 4.5076 | 3.7292 | 4.5076
212003-Lighting | 0.012674 | 0.0081724 | 0.01088 | 64 | 960 | 0 | 0 | 0.096574 | 0 | 0.096574 | 0 | 0.10269 | 0 | 0.10269 | 0 | 3.7297 | 4.5094 | 3.7297 | 4.5094
212003-Lighting | 0.014195 | 0.0091531 | 0.012186 | 71.68 | 1075.2 | 0 | 0 | 0.096522 | 0 | 0.096522 | 0 | 0.10255 | 0 | 0.10255 | 0 | 3.7241 | 4.487 | 3.7241 | 4.487
212003-Lighting | 0.066411 | 0.042823 | 0.057011 | 335.36 | 5030.4 | 0 | 0 | 0.096546 | 0 | 0.096546 | 0 | 0.10261 | 0 | 0.10261 | 0 | 3.7267 | 4.4973 | 3.7267 | 4.4973
212003-Lighting | 0.013814 | 0.0089079 | 0.011859 | 69.76 | 1046.4 | 0 | 0 | 0.096533 | 0 | 0.096533 | 0 | 0.10258 | 0 | 0.10258 | 0 | 3.7253 | 4.4915 | 3.7253 | 4.4915
212003-Lighting | 0.071227 | 0.045929 | 0.061146 | 359.68 | 5395.2 | 0 | 0 | 0.096557 | 0 | 0.096557 | 0 | 0.10264 | 0 | 0.10264 | 0 | 3.7279 | 4.5021 | 3.7279 | 4.5021
212003-Lighting | 0.016603 | 0.010706 | 0.014253 | 83.84 | 1257.6 | 0 | 0 | 0.09655 | 0 | 0.09655 | 0 | 0.10262 | 0 | 0.10262 | 0 | 3.7271 | 4.4988 | 3.7271 | 4.4988
212003-Lighting | 0.012674 | 0.0081724 | 0.01088 | 64 | 960 | 0 | 0 | 0.096574 | 0 | 0.096574 | 0 | 0.10269 | 0 | 0.10269 | 0 | 3.7297 | 4.5094 | 3.7297 | 4.5094
212003-Lighting | 0.0063369 | 0.0040862 | 0.00544 | 32 | 480 | 0 | 0 | 0.096574 | 0 | 0.096574 | 0 | 0.10269 | 0 | 0.10269 | 0 | 3.7297 | 4.5094 | 3.7297 | 4.5094
212003-Lighting | 0.019011 | 0.012259 | 0.01632 | 96 | 1440 | 0 | 0 | 0.096566 | 0 | 0.096566 | 0 | 0.10267 | 0 | 0.10267 | 0 | 3.7288 | 4.5058 | 3.7288 | 4.5058
212003-Lighting | 0.0055765 | 0.0035959 | 0.0047872 | 28.16 | 422.4 | 0 | 0 | 0.096634 | 0 | 0.096634 | 0 | 0.10286 | 0 | 0.10286 | 0 | 3.736 | 4.5352 | 3.736 | 4.5352
212003-Lighting | 0.025348 | 0.016345 | 0.02176 | 128 | 1920 | 0 | 0 | 0.096568 | 0 | 0.096568 | 0 | 0.10267 | 0 | 0.10267 | 0 | 3.729 | 4.5067 | 3.729 | 4.5067
212003-Lighting | 0.012674 | 0.0081724 | 0.01088 | 64 | 960 | 0 | 0 | 0.096574 | 0 | 0.096574 | 0 | 0.10269 | 0 | 0.10269 | 0 | 3.7297 | 4.5094 | 3.7297 | 4.5094
212003-Lighting | 0.0046893 | 0.0030238 | 0.0040256 | 23.68 | 355.2 | 0 | 0 | 0.096449 | 0 | 0.096449 | 0 | 0.10234 | 0 | 0.10234 | 0 | 3.7165 | 4.4563 | 3.7165 | 4.4563
212003-Lighting | 0.0046893 | 0.0030238 | 0.0040256 | 23.68 | 355.2 | 0 | 0 | 0.096449 | 0 | 0.096449 | 0 | 0.10234 | 0 | 0.10234 | 0 | 3.7165 | 4.4563 | 3.7165 | 4.4563
212003-Lighting | 0.0027882 | 0.0017979 | 0.0023936 | 14.08 | 211.2 | 0 | 0 | 0.096663 | 0 | 0.096663 | 0 | 0.10294 | 0 | 0.10294 | 0 | 3.739 | 4.5474 | 3.739 | 4.5474
212003-Lighting | 0.0046893 | 0.0030238 | 0.0040256 | 23.68 | 355.2 | 0 | 0 | 0.096449 | 0 | 0.096449 | 0 | 0.10234 | 0 | 0.10234 | 0 | 3.7165 | 4.4563 | 3.7165 | 4.4563
212003-Lighting | 0.025348 | 0.016345 | 0.02176 | 128 | 1920 | 0 | 0 | 0.096568 | 0 | 0.096568 | 0 | 0.10267 | 0 | 0.10267 | 0 | 3.729 | 4.5067 | 3.729 | 4.5067
212003-Lighting | 0.0027882 | 0.0017979 | 0.0023936 | 14.08 | 211.2 | 0 | 0 | 0.096663 | 0 | 0.096663 | 0 | 0.10294 | 0 | 0.10294 | 0 | 3.739 | 4.5474 | 3.739 | 4.5474
212003-Lighting | 0.0237 | 0.015282 | 0.020346 | 119.68 | 1795.2 | 0 | 0 | 0.09654 | 0 | 0.09654 | 0 | 0.1026 | 0 | 0.1026 | 0 | 3.726 | 4.4945 | 3.726 | 4.4945
212003-Lighting | 0.015842 | 0.010215 | 0.0136 | 80 | 1200 | 0 | 0 | 0.09657 | 0 | 0.09657 | 0 | 0.10268 | 0 | 0.10268 | 0 | 3.7292 | 4.5073 | 3.7292 | 4.5073
212003-Lighting | 0.069579 | 0.044866 | 0.059731 | 351.36 | 5270.4 | 0 | 0 | 0.096549 | 0 | 0.096549 | 0 | 0.10262 | 0 | 0.10262 | 0 | 3.7269 | 4.4983 | 3.7269 | 4.4983
212003-Lighting | 0.0095053 | 0.0061293 | 0.00816 | 48 | 720 | 0 | 0 | 0.096566 | 0 | 0.096566 | 0 | 0.10267 | 0 | 0.10267 | 0 | 3.7288 | 4.5058 | 3.7288 | 4.5058
212003-Lighting | 0.0063369 | 0.0040862 | 0.00544 | 32 | 480 | 0 | 0 | 0.096574 | 0 | 0.096574 | 0 | 0.10269 | 0 | 0.10269 | 0 | 3.7297 | 4.5094 | 3.7297 | 4.5094

## Output
Program Summary |  | Nominal | Present Value | [5 empty] | Avoided Cost Version
Proposer Name |  | 0 | [6 empty] | 2010-05-04
Program Name |  | 0 | [6 empty] | 2010-05-04
Total Program Budget ($) |  | 2856606.33 | 2747596.8305 | [5 empty] | Base Year
2009
Net Participant Cost ($) |  | 935427.1832 | 902276.5744 | [5 empty] | SDG&E 09-11 4g3.xls
Program Impacts | [9 empty] | Program Impacts (Gross)
| Annual Net kWh | Lifecycle Net kWh | Annual Net Therms | Lifecycle Net Therms | Net Jul-Sept Pk (kW) | Net Dec-Feb Pk (kW) | Net CEC (kW) | User Entered kW |  |  | Annual Gross kWh | Lifecycle Gross kWh | Annual Gross Therms | Lifecycle Gross Therms | User Entered kW
2009-2011 | 12671031.68 | 190065475.2 | 47060.48 | 705907.2 | 2355.598 | 1566.3736 | 0 | 1903.8959 |  | 2009-2011 | 19798487 | 296977305 | 73532 | 1102980 | 2974.8373
2012-2015 | 0 | 0 | 0 | 0 | 0 | 0 | 0 | 0 |  | 2012-2015 | 0 | 0 | 0 | 0 | 0
2016-2019 | 0 | 0 | 0 | 0 | 0 | 0 | 0 | 0 |  | 2016-2019 | 0 | 0 | 0 | 0 | 0
Cost Effectiveness (Lifecycle Present Value Dollars)
|  | Benefits |  |  | Benefit - Cost
| Cost | Electric | Gas | Incentives | NPV | B/C Ratio | Notes
Program TRC ($) | 3649873.4048 | 14345630.3439 | 391530.2932 | NA | 11087287.2323 | 4.0377 | *1
Program PAC ($) | 2747596.8305 | 14345630.3439 | 391530.2932 | NA | 11989563.8066 | 5.3637 | *1,2
Program RIM ($) | 2747596.8305 | 14345630.3439 | 391530.2932 | NA | 11989563.8066 | 5.3637 | *1
*1 B/C Ratio is an approximation because any supply cost increases are treated as negative benefits rather than as a cost as in the Standard Practice Manual
*2 PAC benefits include environmental costs. This is to be consistent with the TRC benefits, but is not strictly consistent with the Standard Practice Manual.
Levelized Cost and Benefit (All Measures Installed through 2019)
| Discounted Savings |  |  |  | Benefit - Cost
| kWh | Therms | Cost | Benefits | NPV
TRC ($/kWh ) | 110567650.6498 |  | 0.032693 | 0.12975 | 0.097052
PAC ($/kWh) | 110567650.6498 |  | 0.02485 | 0.12975 | 0.1049
RIM ($/kWh) | 110567650.6498 |  | 0.02419 | 0.12975 | 0.10556
TRC ($/therm) |  | 417418.2126 | 0.083921 | 0.93798 | 0.85406
PAC ($/therm) |  | 417418.2126 | 0 | 0.93798 | 0.93798
RIM ($/therm) |  | 417418.2126 | 0.17488 | 0.93798 | 0.7631
Emissions Reductions | [9 empty] | Emissions Reductions (Gross)
| Electric Reductions |  |  | Gas Reductions | [6 empty] | Electric Reductions |  |  | Gas Reductions
Annual Reductions | CO2 (tons) | NOX (lbs) | PM-10 (lbs) | CO2 (tons) | NOX (lbs) |  |  |  |  | Annual Reductions | CO2 (tons) | NOX (lbs) | PM-10 (lbs) | CO2 (tons) | NOX (lbs)
2009 | 7242.5948 | 1957.1896 | 930.4555 | 275.3038 | 432.9564 | * annual reductions are the units |  |  |  | 2009 | 11316.5543 | 3058.1087 | 1453.8366 | 430.1622 | 676.4944 | * annual reductions are the units
2010 | 0 | 0 | 0 | 0 | 0 | implemented in the year, times |  |  |  | 2010 | 0 | 0 | 0 | 0 | 0 | implemented in the year, times
2011 | 0 | 0 | 0 | 0 | 0 | the annual emission reduction |  |  |  | 2011 | 0 | 0 | 0 | 0 | 0 | the annual emission reduction
2012 | 0 | 0 | 0 | 0 | 0 | for the measure. |  |  |  | 2012 | 0 | 0 | 0 | 0 | 0 | for the measure.
2013 | 0 | 0 | 0 | 0 | 0 |  |  |  |  | 2013 | 0 | 0 | 0 | 0 | 0
2014 | 0 | 0 | 0 | 0 | 0 |  |  |  |  | 2014 | 0 | 0 | 0 | 0 | 0
2015 | 0 | 0 | 0 | 0 | 0 |  |  |  |  | 2015 | 0 | 0 | 0 | 0 | 0
2016 | 0 | 0 | 0 | 0 | 0 |  |  |  |  | 2016 | 0 | 0 | 0 | 0 | 0
2017 | 0 | 0 | 0 | 0 | 0 |  |  |  |  | 2017 | 0 | 0 | 0 | 0 | 0
2018 | 0 | 0 | 0 | 0 | 0 |  |  |  |  | 2018 | 0 | 0 | 0 | 0 | 0
2019 | 0 | 0 | 0 | 0 | 0 |  |  |  |  | 2019 | 0 | 0 | 0 | 0 | 0
Total Annual | 7242.5948 | 1957.1896 | 930.4555 | 275.3038 | 432.9564 |  |  |  |  | Total Annual | 11316.5543 | 3058.1087 | 1453.8366 | 430.1622 | 676.4944
Lifecycle Reductions | [9 empty] | Lifecycle Reductions
2009 | 108638.9213 | 29357.8437 | 13956.8318 | 4129.5571 | 6494.3462 |  |  |  |  | 2009 | 169748.3145 | 45871.6308 | 21807.5497 | 6452.433 | 10147.416
2010 | 0 | 0 | 0 | 0 | 0 |  |  |  |  | 2010 | 0 | 0 | 0 | 0 | 0
2011 | 0 | 0 | 0 | 0 | 0 |  |  |  |  | 2011 | 0 | 0 | 0 | 0 | 0
2012 | 0 | 0 | 0 | 0 | 0 |  |  |  |  | 2012 | 0 | 0 | 0 | 0 | 0
2013 | 0 | 0 | 0 | 0 | 0 |  |  |  |  | 2013 | 0 | 0 | 0 | 0 | 0
2014 | 0 | 0 | 0 | 0 | 0 |  |  |  |  | 2014 | 0 | 0 | 0 | 0 | 0
2015 | 0 | 0 | 0 | 0 | 0 |  |  |  |  | 2015 | 0 | 0 | 0 | 0 | 0
2016 | 0 | 0 | 0 | 0 | 0 |  |  |  |  | 2016 | 0 | 0 | 0 | 0 | 0
2017 | 0 | 0 | 0 | 0 | 0 |  |  |  |  | 2017 | 0 | 0 | 0 | 0 | 0
2018 | 0 | 0 | 0 | 0 | 0 |  |  |  |  | 2018 | 0 | 0 | 0 | 0 | 0
2019 | 0 | 0 | 0 | 0 | 0 |  |  |  |  | 2019 | 0 | 0 | 0 | 0 | 0
Total Lifecycle | 108638.9213 | 29357.8437 | 13956.8318 | 4129.5571 | 6494.3462 |  |  |  |  | Total Lifecycle | 169748.3145 | 45871.6308 | 21807.5497 | 6452.433 | 10147.416
Reductions based on total annual installations | [9 empty] | Reductions based on total annual installations (Gross)
| Annual Net kWh | Lifecycle Net kWh | Annual Net Therms | Lifecycle Net Therms | Net July-Sept Peak (kW) | Net Dec-Feb (kW) |  | User Entered kW | Net Annual NCP (kW) |  | Annual Gross kWh | Lifecycle Gross kWh | Annual Gross Therms | Lifecycle Gross Therms | User Entered kW
2009 | 12671031.68 | 190065475.2 | 47060.48 | 705907.2 | 2355.598 | 1566.3736 |  | 1903.8959 | 1865.9255 | 2009 | 19798487 | 296977305 | 73532 | 1102980 | 2974.8373
2010 | 0 | 0 | 0 | 0 | 0 | 0 |  | 0 | 697.9773 | 2010 | 0 | 0 | 0 | 0 | 0
2011 | 0 | 0 | 0 | 0 | 0 | 0 |  | 0 | 0 | 2011 | 0 | 0 | 0 | 0 | 0
2012 | 0 | 0 | 0 | 0 | 0 | 0 |  | 0 | 0 | 2012 | 0 | 0 | 0 | 0 | 0
2013 | 0 | 0 | 0 | 0 | 0 | 0 |  | 0 | 0 | 2013 | 0 | 0 | 0 | 0 | 0
2014 | 0 | 0 | 0 | 0 | 0 | 0 |  | 0 | 0 | 2014 | 0 | 0 | 0 | 0 | 0
2015 | 0 | 0 | 0 | 0 | 0 | 0 |  | 0 | 0 | 2015 | 0 | 0 | 0 | 0 | 0
2016 | 0 | 0 | 0 | 0 | 0 | 0 |  | 0 | 0 | 2016 | 0 | 0 | 0 | 0 | 0
2017 | 0 | 0 | 0 | 0 | 0 | 0 |  | 0 | 0 | 2017 | 0 | 0 | 0 | 0 | 0
2018 | 0 | 0 | 0 | 0 | 0 | 0 |  | 0 | 0 | 2018 | 0 | 0 | 0 | 0 | 0
2019 | 0 | 0 | 0 | 0 | 0 | 0 |  | 0 | 0 | 2019 | 0 | 0 | 0 | 0 | 0
Total | 12671031.68 | 190065475.2 | 47060.48 | 705907.2 | 2355.598 | 1566.3736 |  | 1903.8959 | 2563.9028 | Total | 19798487 | 296977305 | 73532 | 1102980 | 2974.8373
Net Impacts by Sector (All Measures Installed through 2019)
| Annual Net kWh | Lifecycle Net kWh | Annual Net Therms | Lifecycle Net Therms | Net July-Sept Peak (kW) | Net Dec-Feb (kW) |  | User Entered kW | TRC Lifecycle Net Benefits* ($)
Total | 12671031.68 | 190065475.2 | 47060.48 | 705907.2 | 2355.598 | 1566.3736 |  | 1903.8959 | 11087287.2323
RES | 0 | 0 | 0 | 0 | 0 | 0 |  | 0 | 0
NON_RES | 0 | 0 | 0 | 0 | 0 | 0 |  | 0 | 0
Residential | 0 | 0 | 0 | 0 | 0 | 0 |  | 0 | 0
Commercial | 12671031.68 | 190065475.2 | 47060.48 | 705907.2 | 2355.598 | 1566.3736 |  | 1903.8959 | 11087287.2323
Industrial | 0 | 0 | 0 | 0 | 0 | 0 |  | 0 | 0
Agricultural | 0 | 0 | 0 | 0 | 0 | 0 |  | 0 | 0
Not Used | 0 | 0 | 0 | 0 | 0 | 0 |  | 0 | 0
0 | 0 | 0 | 0 | 0 | 0 | 0 |  | 0 | 0
0 | 0 | 0 | 0 | 0 | 0 | 0 |  | 0 | 0
0 | 0 | 0 | 0 | 0 | 0 | 0 |  | 0 | 0
0 | 0 | 0 | 0 | 0 | 0 | 0 |  | 0 | 0
0 | 0 | 0 | 0 | 0 | 0 | 0 |  | 0 | 0
0 |  |  | 0 |  |  |  |  | 0 | 0
0 |  |  | 0 |  |  |  |  | 0 | 0
0 |  |  | 0 |  |  |  |  | 0 | 0
0 |  |  | 0 |  |  |  |  | 0 | 0
0 |  |  | 0 |  |  |  |  | 0 | 0
0 |  |  | 0 |  |  |  |  | 0 | 0
0 |  |  | 0 |  |  |  |  | 0 | 0
0 |  |  | 0 |  |  |  |  | 0 | 0
0 |  |  | 0 |  |  |  |  | 0 | 0
0 |  |  | 0 |  |  |  |  | 0 | 0
0 |  |  | 0 |  |  |  |  | 0 | 0
Other and unspecified | 0 | 0 | 0 | 0 | 0 | 0 | 0 | 0 | 0
* Include program-level and admin costs allocated based to total gas and electric programs at the measure level.
Net Impacts by CPUC End Use Categories (All Measures Installed through 2019)
| Annual Net kWh | Lifecycle Net kWh | Annual Net Therms | Lifecycle Net Therms | Net July-Sept Peak (kW) | Net Dec-Feb Pk (kW) |  | User Entered kW | TRC Lifecycle Net Benefits* ($)
Total | 12671031.68 | 190065475.2 | 47060.48 | 705907.2 | 2355.598 | 1566.3736 |  | 1903.8959 | 11087287.2323
Clothes Dryer | 0 | 0 | 0 | 0 | 0 | 0 |  | 0 | 0
Clothes Washer | 0 | 0 | 0 | 0 | 0 | 0 |  | 0 | 0
Consumer Electronics | 0 | 0 | 0 | 0 | 0 | 0 |  | 0 | 0
Cooking | 0 | 0 | 0 | 0 | 0 | 0 |  | 0 | 0
Dishwasher | 0 | 0 | 0 | 0 | 0 | 0 |  | 0 | 0
Other Appliance | 0 | 0 | 0 | 0 | 0 | 0 |  | 0 | 0
Office Equipment | 9130508.16 | 136957622.4 | 0 | 0 | 1808.0943 | 1165.9069 |  | 1552.1864 | 7805235.02
Building shell | 0 | 0 | 0 | 0 | 0 | 0 |  | 0 | 0
Space Cooling | 397980.16 | 5969702.4 | 0 | 0 | 129.5111 | 51.6662 |  | 131.7314 | 371976.2944
Space Heating | 0 | 0 | 0 | 0 | 0 | 0 |  | 0 | 0
Ventilation | 0 | 0 | 0 | 0 | 0 | 0 |  | 0 | 0
Interior Lighting | 0 | 0 | 0 | 0 | 0 | 0 |  | 0 | 0
Exterior Lighting | 3142543.36 | 47138150.4 | 0 | 0 | 417.9927 | 348.8004 |  | 219.978 | 2553575.9525
Daylighting | 0 | 0 | 0 | 0 | 0 | 0 |  | 0 | 0
Motors | 0 | 0 | 0 | 0 | 0 | 0 |  | 0 | 0
Process | 0 | 0 | 0 | 0 | 0 | 0 |  | 0 | 0
Compressed Air | 0 | 0 | 0 | 0 | 0 | 0 |  | 0 | 0
Food Processor | 0 | 0 | 0 | 0 | 0 | 0 |  | 0 | 0
Refrigeration | 0 | 0 | 0 | 0 | 0 | 0 |  | 0 | 0
Freezers | 0 | 0 | 0 | 0 | 0 | 0 |  | 0 | 0
Pumps | 0 | 0 | 0 | 0 | 0 | 0 |  | 0 | 0
Pool Pump | 0 | 0 | 0 | 0 | 0 | 0 |  | 0 | 0
Domestic Hot Water | 0 | 0 | 0 | 0 | 0 | 0 |  | 0 | 0
Water Heating | 0 | 0 | 0 | 0 | 0 | 0 |  | 0 | 0
Other and unspecified | 0 | -2.6822e-07 | 47060.48 | 705907.2 | 0 | 0 | 0 | 0 | 356499.9653
* Include program-level and admin costs allocated based to total gas and electric programs at the measure level.
Net Impacts by Climate Zone (All Measures Installed through 2016)
| Annual Net kWh | Lifecycle Net kWh | Annual Net Therms | Lifecycle Net Therms | Net July-Sept Peak (kW) | Net dec-Feb Pk (kW) |  | User Entered kW | TRC Lifecycle Net Benefits* ($)
Total | 12671031.68 | 190065475.2 | 47060.48 | 705907.2 | 2355.598 | 1566.3736 |  | 1903.8959 | 11087287.2323
7 | 0 | 0 | 0 | 0 | 0 | 0 |  | 0 | 0
10 | 0 | 0 | 0 | 0 | 0 | 0 |  | 0 | 0
14 | 0 | 0 | 0 | 0 | 0 | 0 |  | 0 | 0
15 | 0 | 0 | 0 | 0 | 0 | 0 |  | 0 | 0
System | 12671031.68 | 190065475.2 | 47060.48 | 705907.2 | 2355.598 | 1566.3736 |  | 1903.8959 | 11087287.2323
0 | 0 | 0 | 0 | 0 | 0 | 0 |  | 0
0 | 0 | 0 | 0 | 0 | 0 | 0 |  | 0
0 | 0 | 0 | 0 | 0 | 0 | 0 |  | 0
0 | 0 | 0 | 0 | 0 | 0 | 0 |  | 0
0 | 0 | 0 | 0 | 0 | 0 | 0 |  | 0
0 | 0 | 0 | 0 | 0 | 0 | 0 |  | 0
* Include program-level and admin costs allocated based to total gas and electric programs at the measure level.
Persistent reductions in the summer (3rd Qtr) or winter (4th Qtr) of each year
| Net Juy-Sept Peak (kW) | Net Annual Dec-Feb (kW)
2009 | 1664.4352 | 1566.3736
2010 | 2355.598 | 1566.3736
2011 | 2355.598 | 1566.3736
2012 | 2355.598 | 1566.3736
2013 | 2355.598 | 1566.3736
2014 | 2355.598 | 1566.3736
2015 | 2355.598 | 1566.3736
2016 | 2355.598 | 1566.3736
2017 | 2355.598 | 1566.3736
2018 | 2355.598 | 1566.3736
2019 | 2355.598 | 1566.3736
2020 | 2355.598 | 1566.3736
Monthly Impacts
First Year for Impact Table: | 2009
| Quarter | Monthly Five Hour Avg or TOU Peak | Net Monthly NCP (kW) |  | Monthly Net kWh | Monthly Net Therms
2009-01-01 | 1 | 0 | 0 |  | 0 | 0
2009-02-01 | 1 | 0 | 0 |  | 0 | 0
2009-03-01 | 1 | 0 | 0 |  | 0 | 0
2009-04-01 | 2 | 1131.3561 | 1845.3855 |  | 761209.1389 | 3921.7067
2009-05-01 | 2 | 1664.4352 | 1703.4279 |  | 782587.1415 | 3921.7067
2009-06-01 | 2 | 1664.4352 | 1703.4279 |  | 782587.1415 | 3921.7067
2009-07-01 | 3 | 1664.4352 | 1703.4279 |  | 782587.1415 | 3921.7067
2009-08-01 | 3 | 1664.4352 | 1703.4279 |  | 782587.1415 | 3921.7067
2009-09-01 | 3 | 1664.4352 | 1703.4279 |  | 782587.1415 | 3921.7067
2009-10-01 | 4 | 1143.4197 | 1865.9255 |  | 769034.1993 | 3921.7067
2009-11-01 | 4 | 1143.4197 | 1865.9255 |  | 769034.1993 | 3921.7067
2009-12-01 | 4 | 1143.4197 | 1865.9255 |  | 769034.1993 | 3921.7067
2010-01-01 | 5 | 1566.3736 | 2563.9028 |  | 1040883.1533 | 3921.7067
2010-02-01 | 5 | 1566.3736 | 2563.9028 |  | 1040883.1533 | 3921.7067
2010-03-01 | 5 | 1566.3736 | 2563.9028 |  | 1040883.1533 | 3921.7067
2010-04-01 | 6 | 1566.3736 | 2563.9028 |  | 1040883.1533 | 3921.7067
2010-05-01 | 6 | 2355.598 | 2402.9091 |  | 1076969.9214 | 3921.7067
2010-06-01 | 6 | 2355.598 | 2402.9091 |  | 1076969.9214 | 3921.7067
2010-07-01 | 7 | 2355.598 | 2402.9091 |  | 1076969.9214 | 3921.7067
2010-08-01 | 7 | 2355.598 | 2402.9091 |  | 1076969.9214 | 3921.7067
2010-09-01 | 7 | 2355.598 | 2402.9091 |  | 1076969.9214 | 3921.7067
2010-10-01 | 8 | 1566.3736 | 2563.9028 |  | 1040883.1533 | 3921.7067
2010-11-01 | 8 | 1566.3736 | 2563.9028 |  | 1040883.1533 | 3921.7067
2010-12-01 | 8 | 1566.3736 | 2563.9028 |  | 1040883.1533 | 3921.7067
2011-01-01 | 9 | 1566.3736 | 2563.9028 |  | 1040883.1533 | 3921.7067
2011-02-01 | 9 | 1566.3736 | 2563.9028 |  | 1040883.1533 | 3921.7067
2011-03-01 | 9 | 1566.3736 | 2563.9028 |  | 1040883.1533 | 3921.7067
2011-04-01 | 10 | 1566.3736 | 2563.9028 |  | 1040883.1533 | 3921.7067
2011-05-01 | 10 | 2355.598 | 2402.9091 |  | 1076969.9214 | 3921.7067
2011-06-01 | 10 | 2355.598 | 2402.9091 |  | 1076969.9214 | 3921.7067
2011-07-01 | 11 | 2355.598 | 2402.9091 |  | 1076969.9214 | 3921.7067
2011-08-01 | 11 | 2355.598 | 2402.9091 |  | 1076969.9214 | 3921.7067
2011-09-01 | 11 | 2355.598 | 2402.9091 |  | 1076969.9214 | 3921.7067
2011-10-01 | 12 | 1566.3736 | 2563.9028 |  | 1040883.1533 | 3921.7067
2011-11-01 | 12 | 1566.3736 | 2563.9028 |  | 1040883.1533 | 3921.7067
2011-12-01 | 12 | 1566.3736 | 2563.9028 |  | 1040883.1533 | 3921.7067
2012-01-01 | 13 | 1566.3736 | 2563.9028 |  | 1040883.1533 | 3921.7067
2012-02-01 | 13 | 1566.3736 | 2563.9028 |  | 1040883.1533 | 3921.7067
2012-03-01 | 13 | 1566.3736 | 2563.9028 |  | 1040883.1533 | 3921.7067
2012-04-01 | 14 | 1566.3736 | 2563.9028 |  | 1040883.1533 | 3921.7067
2012-05-01 | 14 | 2355.598 | 2402.9091 |  | 1076969.9214 | 3921.7067
2012-06-01 | 14 | 2355.598 | 2402.9091 |  | 1076969.9214 | 3921.7067
2012-07-01 | 15 | 2355.598 | 2402.9091 |  | 1076969.9214 | 3921.7067
2012-08-01 | 15 | 2355.598 | 2402.9091 |  | 1076969.9214 | 3921.7067
2012-09-01 | 15 | 2355.598 | 2402.9091 |  | 1076969.9214 | 3921.7067
2012-10-01 | 16 | 1566.3736 | 2563.9028 |  | 1040883.1533 | 3921.7067
2012-11-01 | 16 | 1566.3736 | 2563.9028 |  | 1040883.1533 | 3921.7067
2012-12-01 | 16 | 1566.3736 | 2563.9028 |  | 1040883.1533 | 3921.7067
2013-01-01 | 17 | 1566.3736 | 2563.9028 |  | 1040883.1533 | 3921.7067
2013-02-01 | 17 | 1566.3736 | 2563.9028 |  | 1040883.1533 | 3921.7067
2013-03-01 | 17 | 1566.3736 | 2563.9028 |  | 1040883.1533 | 3921.7067
2013-04-01 | 18 | 1566.3736 | 2563.9028 |  | 1040883.1533 | 3921.7067
2013-05-01 | 18 | 2355.598 | 2402.9091 |  | 1076969.9214 | 3921.7067
2013-06-01 | 18 | 2355.598 | 2402.9091 |  | 1076969.9214 | 3921.7067
2013-07-01 | 19 | 2355.598 | 2402.9091 |  | 1076969.9214 | 3921.7067
2013-08-01 | 19 | 2355.598 | 2402.9091 |  | 1076969.9214 | 3921.7067
2013-09-01 | 19 | 2355.598 | 2402.9091 |  | 1076969.9214 | 3921.7067
2013-10-01 | 20 | 1566.3736 | 2563.9028 |  | 1040883.1533 | 3921.7067
2013-11-01 | 20 | 1566.3736 | 2563.9028 |  | 1040883.1533 | 3921.7067
2013-12-01 | 20 | 1566.3736 | 2563.9028 |  | 1040883.1533 | 3921.7067
2014-01-01 | 21 | 1566.3736 | 2563.9028 |  | 1040883.1533 | 3921.7067
2014-02-01 | 21 | 1566.3736 | 2563.9028 |  | 1040883.1533 | 3921.7067
2014-03-01 | 21 | 1566.3736 | 2563.9028 |  | 1040883.1533 | 3921.7067
2014-04-01 | 22 | 1566.3736 | 2563.9028 |  | 1040883.1533 | 3921.7067
2014-05-01 | 22 | 2355.598 | 2402.9091 |  | 1076969.9214 | 3921.7067
2014-06-01 | 22 | 2355.598 | 2402.9091 |  | 1076969.9214 | 3921.7067
2014-07-01 | 23 | 2355.598 | 2402.9091 |  | 1076969.9214 | 3921.7067
2014-08-01 | 23 | 2355.598 | 2402.9091 |  | 1076969.9214 | 3921.7067
2014-09-01 | 23 | 2355.598 | 2402.9091 |  | 1076969.9214 | 3921.7067
2014-10-01 | 24 | 1566.3736 | 2563.9028 |  | 1040883.1533 | 3921.7067
2014-11-01 | 24 | 1566.3736 | 2563.9028 |  | 1040883.1533 | 3921.7067
2014-12-01 | 24 | 1566.3736 | 2563.9028 |  | 1040883.1533 | 3921.7067
2015-01-01 | 25 | 1566.3736 | 2563.9028 |  | 1040883.1533 | 3921.7067
2015-02-01 | 25 | 1566.3736 | 2563.9028 |  | 1040883.1533 | 3921.7067
2015-03-01 | 25 | 1566.3736 | 2563.9028 |  | 1040883.1533 | 3921.7067
2015-04-01 | 26 | 1566.3736 | 2563.9028 |  | 1040883.1533 | 3921.7067
2015-05-01 | 26 | 2355.598 | 2402.9091 |  | 1076969.9214 | 3921.7067
2015-06-01 | 26 | 2355.598 | 2402.9091 |  | 1076969.9214 | 3921.7067
2015-07-01 | 27 | 2355.598 | 2402.9091 |  | 1076969.9214 | 3921.7067
2015-08-01 | 27 | 2355.598 | 2402.9091 |  | 1076969.9214 | 3921.7067
2015-09-01 | 27 | 2355.598 | 2402.9091 |  | 1076969.9214 | 3921.7067
2015-10-01 | 28 | 1566.3736 | 2563.9028 |  | 1040883.1533 | 3921.7067
2015-11-01 | 28 | 1566.3736 | 2563.9028 |  | 1040883.1533 | 3921.7067
2015-12-01 | 28 | 1566.3736 | 2563.9028 |  | 1040883.1533 | 3921.7067
2016-01-01 | 29 | 1566.3736 | 2563.9028 |  | 1040883.1533 | 3921.7067
2016-02-01 | 29 | 1566.3736 | 2563.9028 |  | 1040883.1533 | 3921.7067
2016-03-01 | 29 | 1566.3736 | 2563.9028 |  | 1040883.1533 | 3921.7067
2016-04-01 | 30 | 1566.3736 | 2563.9028 |  | 1040883.1533 | 3921.7067
2016-05-01 | 30 | 2355.598 | 2402.9091 |  | 1076969.9214 | 3921.7067
2016-06-01 | 30 | 2355.598 | 2402.9091 |  | 1076969.9214 | 3921.7067
2016-07-01 | 31 | 2355.598 | 2402.9091 |  | 1076969.9214 | 3921.7067
2016-08-01 | 31 | 2355.598 | 2402.9091 |  | 1076969.9214 | 3921.7067
2016-09-01 | 31 | 2355.598 | 2402.9091 |  | 1076969.9214 | 3921.7067
2016-10-01 | 32 | 1566.3736 | 2563.9028 |  | 1040883.1533 | 3921.7067
2016-11-01 | 32 | 1566.3736 | 2563.9028 |  | 1040883.1533 | 3921.7067
2016-12-01 | 32 | 1566.3736 | 2563.9028 |  | 1040883.1533 | 3921.7067
2017-01-01 | 33 | 1566.3736 | 2563.9028 |  | 1040883.1533 | 3921.7067
2017-02-01 | 33 | 1566.3736 | 2563.9028 |  | 1040883.1533 | 3921.7067
2017-03-01 | 33 | 1566.3736 | 2563.9028 |  | 1040883.1533 | 3921.7067
2017-04-01 | 34 | 1566.3736 | 2563.9028 |  | 1040883.1533 | 3921.7067
2017-05-01 | 34 | 2355.598 | 2402.9091 |  | 1076969.9214 | 3921.7067
2017-06-01 | 34 | 2355.598 | 2402.9091 |  | 1076969.9214 | 3921.7067
2017-07-01 | 35 | 2355.598 | 2402.9091 |  | 1076969.9214 | 3921.7067
2017-08-01 | 35 | 2355.598 | 2402.9091 |  | 1076969.9214 | 3921.7067
2017-09-01 | 35 | 2355.598 | 2402.9091 |  | 1076969.9214 | 3921.7067
2017-10-01 | 36 | 1566.3736 | 2563.9028 |  | 1040883.1533 | 3921.7067
2017-11-01 | 36 | 1566.3736 | 2563.9028 |  | 1040883.1533 | 3921.7067
2017-12-01 | 36 | 1566.3736 | 2563.9028 |  | 1040883.1533 | 3921.7067
2018-01-01 | 37 | 1566.3736 | 2563.9028 |  | 1040883.1533 | 3921.7067
2018-02-01 | 37 | 1566.3736 | 2563.9028 |  | 1040883.1533 | 3921.7067
2018-03-01 | 37 | 1566.3736 | 2563.9028 |  | 1040883.1533 | 3921.7067
2018-04-01 | 38 | 1566.3736 | 2563.9028 |  | 1040883.1533 | 3921.7067
2018-05-01 | 38 | 2355.598 | 2402.9091 |  | 1076969.9214 | 3921.7067
2018-06-01 | 38 | 2355.598 | 2402.9091 |  | 1076969.9214 | 3921.7067
2018-07-01 | 39 | 2355.598 | 2402.9091 |  | 1076969.9214 | 3921.7067
2018-08-01 | 39 | 2355.598 | 2402.9091 |  | 1076969.9214 | 3921.7067
2018-09-01 | 39 | 2355.598 | 2402.9091 |  | 1076969.9214 | 3921.7067
2018-10-01 | 40 | 1566.3736 | 2563.9028 |  | 1040883.1533 | 3921.7067
2018-11-01 | 40 | 1566.3736 | 2563.9028 |  | 1040883.1533 | 3921.7067
2018-12-01 | 40 | 1566.3736 | 2563.9028 |  | 1040883.1533 | 3921.7067
2019-01-01 | 41 | 1566.3736 | 2563.9028 |  | 1040883.1533 | 3921.7067
2019-02-01 | 41 | 1566.3736 | 2563.9028 |  | 1040883.1533 | 3921.7067
2019-03-01 | 41 | 1566.3736 | 2563.9028 |  | 1040883.1533 | 3921.7067
2019-04-01 | 42 | 1566.3736 | 2563.9028 |  | 1040883.1533 | 3921.7067
2019-05-01 | 42 | 2355.598 | 2402.9091 |  | 1076969.9214 | 3921.7067
2019-06-01 | 42 | 2355.598 | 2402.9091 |  | 1076969.9214 | 3921.7067
2019-07-01 | 43 | 2355.598 | 2402.9091 |  | 1076969.9214 | 3921.7067
2019-08-01 | 43 | 2355.598 | 2402.9091 |  | 1076969.9214 | 3921.7067
2019-09-01 | 43 | 2355.598 | 2402.9091 |  | 1076969.9214 | 3921.7067
2019-10-01 | 44 | 1566.3736 | 2563.9028 |  | 1040883.1533 | 3921.7067
2019-11-01 | 44 | 1566.3736 | 2563.9028 |  | 1040883.1533 | 3921.7067
2019-12-01 | 44 | 1566.3736 | 2563.9028 |  | 1040883.1533 | 3921.7067

## Input
| SDG&E 09-11 4g3.xls |  |  |  | Program Budget ($) |  |  | NPV Factor for lump-sum admin costs: | 100%
a. Administrative Costs
| Proposer General Information |  |  |  | a.i. Overhead and G&A |  | d. Incentives and Rebates ($) | Nominal | NPV
| Proposer Name |  |  |  | a.ii. Other Admin costs |  | d.i. User Input Incentive |  | 0 | Note: User Input Incentives are treated like Admin costs and are NOT adjusted by the net to gross ratio in the TRC test.
| Program Name |  |  |  | b. Marketing/Outreach |  | d.ii. Rebate | 2856606.33 | 2747596.8305
| Service Territory |  | SDG&E |  | c. Direct Implementation (non incentive) |  | d.iii. Direct Install Labor | 0 | 0
| First Year of Program Implementation |  |  | 2009 | c.i. Activity |  | d.iv. Direct Install Materials | 0 | 0
| Contact Information |  |  |  | c.ii. Installation |  | d.v. Upstream payments | 0 | 0
| Name |  |  |  | c.iii. Hardware & Materials |  | Subtotal Direct Install | 2856606.33 | 2747596.8305
| Address |  |  |  | c.iv. Rebate Processing and Inspection | [41 empty] | Formulas for spreading annual installations to quarters
| ZIP code |  |  |  | d. Total Incentives and Rebates | 2856606.33 | [40 empty] | 0 | 0 | 0 | 0 | 0 | 0 | 0 | 0 | 0 | 0 | 0 | 0 | 0 | 0 | 0 | 0 | 0 | 0 | 0 | 0 | 0 | 0 | 0 | 0 | 0 | 0 | 0 | 0 | 0 | 0 | 0 | 0 | 0 | 0 | 0 | 0 | 0 | 0 | 0 | 0 | 0 | 0 | 0 | 0
| Telephone |  |  |  | e. EM&V |  | f. Costs recovered from other sources |  | 0
| Email |  |  |  | Total | 2856606.33 | Program Budget w/ Other Costs (a to f) | 2856606.33 | 2747596.8305
Quarterly Installation Schedule
| Program Inputs | [10 empty] | Transfer | Admin | Admin | Admin | Participant | [8 empty] | Placeholders, not currently used | [10 empty] | Annual Installation Schedule | [10 empty] | 2009 |  |  |  | 2010 |  |  |  | 2011 |  |  |  | 2012 |  |  |  | 2013 |  |  |  | 2014 |  |  |  | 2015 |  |  |  | 2016 |  |  |  | 2017 |  |  |  | 2018 |  |  |  | 2019
| Measure Name | DEER RunID | Climate Zone | Target sector | Measure Electric End Use Shape | CZ, Sector, Measure combination found? | Measure Type (To Look up Measure Life) | Program Type (To look up Net-to-gross Ratio) | Unit Definition (e.g. homes) | Program Type (NEW/ROB or Early Repl(RET)) | Gross Measure Cost ($/unit) | Rebate to end use customer or its assignee ($/unit) | Incentives to entities other than the end use customer or its assignee($/unit) | Direct Install Labor ($/unit) | Direct Install Material ($/unit) | Participant cost ($/unit) | Gross Unit Annual Electricity Savings (kwh/unit) | Electric Rate Schedule | Demand Scaler | User Entered kW Savings per unit (kW/unit) | Gross Unit Annual Gas Savings (therm/unit) | Gas Sector | Gas Rate Schedule | Gas Savings Profile | Avg remaining life on replaced units (yrs) | Early retrofit incremental kWh savings (kWh/unit) | Early retrofit incremental kW savings (kW/unit) | Early retrofit incremental Th savings (Th/unit) | Combustion Type | Effective Useful Life (years) | Net-to-Gross Ratio | Net-to-Gross Ratio - kW | Net-to-Gross Ratio - Therms | Net-to-Gross Ratio - Costs | % Eligible for TOU AC adjustment | 2009 | 2010 | 2011 | 2012 | 2013 | 2014 | 2015 | 2016 | 2017 | 2018 | 2019 | Qtr 1 | Qtr 2 | Qtr 3 | Qtr 4 | Qtr 1 | Qtr 2 | Qtr 3 | Qtr 4 | Qtr 1 | Qtr 2 | Qtr 3 | Qtr 4 | Qtr 1 | Qtr 2 | Qtr 3 | Qtr 4 | Qtr 1 | Qtr 2 | Qtr 3 | Qtr 4 | Qtr 1 | Qtr 2 | Qtr 3 | Qtr 4 | Qtr 1 | Qtr 2 | Qtr 3 | Qtr 4 | Qtr 1 | Qtr 2 | Qtr 3 | Qtr 4 | Qtr 1 | Qtr 2 | Qtr 3 | Qtr 4 | Qtr 1 | Qtr 2 | Qtr 3 | Qtr 4 | Qtr 1 | Qtr 2 | Qtr 3 | Qtr 4 | Total Number of Units | Comments
0 | 212003-Lighting |  | System | Commercial | 17-OFL-Office–Large-IntLight | 0 |  |  |  |  | 0.225 | 0.1696 | 0 | 0 | 0 | 0.0554 | 1 |  | kWh | 0.00017 | 0 | Commercial | [7 empty] | 15 | 0.64 |  |  |  | 0 | 100 | 0 | 0 | 0 | 0 | 0 | 0 | 0 | 0 | 0 | 0 | 2009 Qtr 1: 100; 2009 Qtr 2: 0; 2009 Qtr 3: 0; 2009 Qtr 4: 0; 2010 Qtr 1: 0; 2010 Qtr 2: 0; 2010 Qtr 3: 0; 2010 Qtr 4: 0; 2011 Qtr 1: 0; 2011 Qtr 2: 0; 2011 Qtr 3: 0; 2011 Qtr 4: 0 | 100
0 | 212003-Lighting |  | System | Commercial | 17-OFL-Office–Large-IntLight | 0 |  |  |  |  | 0.225 | 0.1696 | 0 | 0 | 0 | 0.0554 | 1 |  | kWh | 0.00017 | 0 | Commercial | [7 empty] | 15 | 0.64 |  |  |  | 0 | 50 | 0 | 0 | 0 | 0 | 0 | 0 | 0 | 0 | 0 | 0 | 2009 Qtr 1: 50; 2009 Qtr 2: 0; 2009 Qtr 3: 0; 2009 Qtr 4: 0; 2010 Qtr 1: 0; 2010 Qtr 2: 0; 2010 Qtr 3: 0; 2010 Qtr 4: 0; 2011 Qtr 1: 0; 2011 Qtr 2: 0; 2011 Qtr 3: 0; 2011 Qtr 4: 0 | 50
0 | 212003-Lighting |  | System | Commercial | 17-OFL-Office–Large-IntLight | 0 |  |  |  |  | 0.225 | 0.1696 | 0 | 0 | 0 | 0.0554 | 1 |  | kWh | 0.00017 | 0 | Commercial | [7 empty] | 15 | 0.64 |  |  |  | 0 | 50 | 0 | 0 | 0 | 0 | 0 | 0 | 0 | 0 | 0 | 0 | 2009 Qtr 1: 50; 2009 Qtr 2: 0; 2009 Qtr 3: 0; 2009 Qtr 4: 0; 2010 Qtr 1: 0; 2010 Qtr 2: 0; 2010 Qtr 3: 0; 2010 Qtr 4: 0; 2011 Qtr 1: 0; 2011 Qtr 2: 0; 2011 Qtr 3: 0; 2011 Qtr 4: 0 | 50
0 | 212003-Lighting |  | System | Commercial | 17-OFL-Office–Large-IntLight | 0 |  |  |  |  | 0.225 | 0.17028 | 0 | 0 | 0 | 0.054725 | 1 |  | kWh | 0.00017 | 0 | Commercial | [7 empty] | 15 | 0.64 |  |  |  | 0 | 109 | 0 | 0 | 0 | 0 | 0 | 0 | 0 | 0 | 0 | 0 | 2009 Qtr 1: 109; 2009 Qtr 2: 0; 2009 Qtr 3: 0; 2009 Qtr 4: 0; 2010 Qtr 1: 0; 2010 Qtr 2: 0; 2010 Qtr 3: 0; 2010 Qtr 4: 0; 2011 Qtr 1: 0; 2011 Qtr 2: 0; 2011 Qtr 3: 0; 2011 Qtr 4: 0 | 109
0 | 212003-Lighting |  | System | Commercial | 17-OFL-Office–Large-IntLight | 0 |  |  |  |  | 0.225 | 0.1696 | 0 | 0 | 0 | 0.0554 | 1 |  | kWh | 0.00017 | 0 | Commercial | [7 empty] | 15 | 0.64 |  |  |  | 0 | 50 | 0 | 0 | 0 | 0 | 0 | 0 | 0 | 0 | 0 | 0 | 2009 Qtr 1: 50; 2009 Qtr 2: 0; 2009 Qtr 3: 0; 2009 Qtr 4: 0; 2010 Qtr 1: 0; 2010 Qtr 2: 0; 2010 Qtr 3: 0; 2010 Qtr 4: 0; 2011 Qtr 1: 0; 2011 Qtr 2: 0; 2011 Qtr 3: 0; 2011 Qtr 4: 0 | 50
0 | 212003-Lighting |  | System | Commercial | 17-OFL-Office–Large-IntLight | 0 |  |  |  |  | 0.225 | 0.1696 | 0 | 0 | 0 | 0.0554 | 1 |  | kWh | 0.00017 | 0 | Commercial | [7 empty] | 15 | 0.64 |  |  |  | 0 | 50 | 0 | 0 | 0 | 0 | 0 | 0 | 0 | 0 | 0 | 0 | 2009 Qtr 1: 50; 2009 Qtr 2: 0; 2009 Qtr 3: 0; 2009 Qtr 4: 0; 2010 Qtr 1: 0; 2010 Qtr 2: 0; 2010 Qtr 3: 0; 2010 Qtr 4: 0; 2011 Qtr 1: 0; 2011 Qtr 2: 0; 2011 Qtr 3: 0; 2011 Qtr 4: 0 | 50
0 | 212003-Lighting |  | System | Commercial | 17-OFL-Office–Large-IntLight | 0 |  |  |  |  | 0.225 | 0.1697 | 0 | 0 | 0 | 0.0553 | 1 |  | kWh | 0.00017 | 0 | Commercial | [7 empty] | 15 | 0.64 |  |  |  | 0 | 100 | 0 | 0 | 0 | 0 | 0 | 0 | 0 | 0 | 0 | 0 | 2009 Qtr 1: 100; 2009 Qtr 2: 0; 2009 Qtr 3: 0; 2009 Qtr 4: 0; 2010 Qtr 1: 0; 2010 Qtr 2: 0; 2010 Qtr 3: 0; 2010 Qtr 4: 0; 2011 Qtr 1: 0; 2011 Qtr 2: 0; 2011 Qtr 3: 0; 2011 Qtr 4: 0 | 100
0 | 212003-Lighting |  | System | Commercial | 17-OFL-Office–Large-IntLight | 0 |  |  |  |  | 0.225 | 0.16973 | 0 | 0 | 0 | 0.055267 | 1 |  | kWh | 0.00017 | 0 | Commercial | [7 empty] | 15 | 0.64 |  |  |  | 0 | 150 | 0 | 0 | 0 | 0 | 0 | 0 | 0 | 0 | 0 | 0 | 2009 Qtr 1: 150; 2009 Qtr 2: 0; 2009 Qtr 3: 0; 2009 Qtr 4: 0; 2010 Qtr 1: 0; 2010 Qtr 2: 0; 2010 Qtr 3: 0; 2010 Qtr 4: 0; 2011 Qtr 1: 0; 2011 Qtr 2: 0; 2011 Qtr 3: 0; 2011 Qtr 4: 0 | 150
0 | 212003-Lighting |  | System | Commercial | 17-OFL-Office–Large-IntLight | 0 |  |  |  |  | 0.225 | 0.17006 | 0 | 0 | 0 | 0.054938 | 1 |  | kWh | 0.00017 | 0 | Commercial | [7 empty] | 15 | 0.64 |  |  |  | 0 | 973 | 0 | 0 | 0 | 0 | 0 | 0 | 0 | 0 | 0 | 0 | 2009 Qtr 1: 973; 2009 Qtr 2: 0; 2009 Qtr 3: 0; 2009 Qtr 4: 0; 2010 Qtr 1: 0; 2010 Qtr 2: 0; 2010 Qtr 3: 0; 2010 Qtr 4: 0; 2011 Qtr 1: 0; 2011 Qtr 2: 0; 2011 Qtr 3: 0; 2011 Qtr 4: 0 | 973
0 | 212003-Lighting |  | System | Commercial | 17-OFL-Office–Large-IntLight | 0 |  |  |  |  | 0.225 | 0.16987 | 0 | 0 | 0 | 0.055131 | 1 |  | kWh | 0.00017 | 0 | Commercial | [7 empty] | 15 | 0.64 |  |  |  | 0 | 153 | 0 | 0 | 0 | 0 | 0 | 0 | 0 | 0 | 0 | 0 | 2009 Qtr 1: 153; 2009 Qtr 2: 0; 2009 Qtr 3: 0; 2009 Qtr 4: 0; 2010 Qtr 1: 0; 2010 Qtr 2: 0; 2010 Qtr 3: 0; 2010 Qtr 4: 0; 2011 Qtr 1: 0; 2011 Qtr 2: 0; 2011 Qtr 3: 0; 2011 Qtr 4: 0 | 153
0 | 212003-Lighting |  | System | Commercial | 17-OFL-Office–Large-IntLight | 0 |  |  |  |  | 0.225 | 0.1696 | 0 | 0 | 0 | 0.0554 | 1 |  | kWh | 0.00017 | 0 | Commercial | [7 empty] | 15 | 0.64 |  |  |  | 0 | 100 | 0 | 0 | 0 | 0 | 0 | 0 | 0 | 0 | 0 | 0 | 2009 Qtr 1: 100; 2009 Qtr 2: 0; 2009 Qtr 3: 0; 2009 Qtr 4: 0; 2010 Qtr 1: 0; 2010 Qtr 2: 0; 2010 Qtr 3: 0; 2010 Qtr 4: 0; 2011 Qtr 1: 0; 2011 Qtr 2: 0; 2011 Qtr 3: 0; 2011 Qtr 4: 0 | 100
0 | 212003-Lighting |  | System | Commercial | 17-OFL-Office–Large-IntLight | 0 |  |  |  |  | 0.225 | 0.16973 | 0 | 0 | 0 | 0.055267 | 1 |  | kWh | 0.00017 | 0 | Commercial | [7 empty] | 15 | 0.64 |  |  |  | 0 | 75 | 0 | 0 | 0 | 0 | 0 | 0 | 0 | 0 | 0 | 0 | 2009 Qtr 1: 75; 2009 Qtr 2: 0; 2009 Qtr 3: 0; 2009 Qtr 4: 0; 2010 Qtr 1: 0; 2010 Qtr 2: 0; 2010 Qtr 3: 0; 2010 Qtr 4: 0; 2011 Qtr 1: 0; 2011 Qtr 2: 0; 2011 Qtr 3: 0; 2011 Qtr 4: 0 | 75
0 | 212003-Lighting |  | System | Commercial | 17-OFL-Office–Large-IntLight | 0 |  |  |  |  | 0.225 | 0.17162 | 0 | 0 | 0 | 0.053378 | 1 |  | kWh | 0.00017 | 0 | Commercial | [7 empty] | 15 | 0.64 |  |  |  | 0 | 37 | 0 | 0 | 0 | 0 | 0 | 0 | 0 | 0 | 0 | 0 | 2009 Qtr 1: 37; 2009 Qtr 2: 0; 2009 Qtr 3: 0; 2009 Qtr 4: 0; 2010 Qtr 1: 0; 2010 Qtr 2: 0; 2010 Qtr 3: 0; 2010 Qtr 4: 0; 2011 Qtr 1: 0; 2011 Qtr 2: 0; 2011 Qtr 3: 0; 2011 Qtr 4: 0 | 37
0 | 212003-Lighting |  | System | Commercial | 17-OFL-Office–Large-IntLight | 0 |  |  |  |  | 0.225 | 0.1696 | 0 | 0 | 0 | 0.0554 | 1 |  | kWh | 0.00017 | 0 | Commercial | [7 empty] | 15 | 0.64 |  |  |  | 0 | 100 | 0 | 0 | 0 | 0 | 0 | 0 | 0 | 0 | 0 | 0 | 2009 Qtr 1: 100; 2009 Qtr 2: 0; 2009 Qtr 3: 0; 2009 Qtr 4: 0; 2010 Qtr 1: 0; 2010 Qtr 2: 0; 2010 Qtr 3: 0; 2010 Qtr 4: 0; 2011 Qtr 1: 0; 2011 Qtr 2: 0; 2011 Qtr 3: 0; 2011 Qtr 4: 0 | 100
0 | 212003-Lighting |  | System | Commercial | 17-OFL-Office–Large-IntLight | 0 |  |  |  |  | 0.225 | 0.1696 | 0 | 0 | 0 | 0.0554 | 1 |  | kWh | 0.00017 | 0 | Commercial | [7 empty] | 15 | 0.64 |  |  |  | 0 | 100 | 0 | 0 | 0 | 0 | 0 | 0 | 0 | 0 | 0 | 0 | 2009 Qtr 1: 100; 2009 Qtr 2: 0; 2009 Qtr 3: 0; 2009 Qtr 4: 0; 2010 Qtr 1: 0; 2010 Qtr 2: 0; 2010 Qtr 3: 0; 2010 Qtr 4: 0; 2011 Qtr 1: 0; 2011 Qtr 2: 0; 2011 Qtr 3: 0; 2011 Qtr 4: 0 | 100
0 | 212003-Lighting |  | System | Commercial | 17-OFL-Office–Large-IntLight | 0 |  |  |  |  | 0.225 | 0.15 | 0 | 0 | 0 | 0.075 | 1 |  | kWh | 0.00017 | 0 | Commercial | [7 empty] | 15 | 0.64 |  |  |  | 0 | 18439 | 0 | 0 | 0 | 0 | 0 | 0 | 0 | 0 | 0 | 0 | 2009 Qtr 1: 0; 2009 Qtr 2: 0; 2009 Qtr 3: 0; 2009 Qtr 4: 18439; 2010 Qtr 1: 0; 2010 Qtr 2: 0; 2010 Qtr 3: 0; 2010 Qtr 4: 0; 2011 Qtr 1: 0; 2011 Qtr 2: 0; 2011 Qtr 3: 0; 2011 Qtr 4: 0 | 18439
0 | 212003-Lighting |  | System | Commercial | 17-OFL-Office–Large-IntLight | 0 |  |  |  |  | 0.225 | 0.15 | 0 | 0 | 0 | 0.075 | 1 |  | kWh | 0.00017 | 0 | Commercial | [7 empty] | 15 | 0.64 |  |  |  | 0 | 43311 | 0 | 0 | 0 | 0 | 0 | 0 | 0 | 0 | 0 | 0 | 2009 Qtr 1: 0; 2009 Qtr 2: 0; 2009 Qtr 3: 0; 2009 Qtr 4: 43311; 2010 Qtr 1: 0; 2010 Qtr 2: 0; 2010 Qtr 3: 0; 2010 Qtr 4: 0; 2011 Qtr 1: 0; 2011 Qtr 2: 0; 2011 Qtr 3: 0; 2011 Qtr 4: 0 | 43311
0 | 212003-Lighting |  | System | Commercial | 17-OFL-Office–Large-IntLight | 0 |  |  |  |  | 0.225 | 0.19288 | 0 | 0 | 0 | 0.03212 | 1 |  | kWh | 0.00017 | 0 | Commercial | [7 empty] | 15 | 0.64 |  |  |  | 0 | 16346 | 0 | 0 | 0 | 0 | 0 | 0 | 0 | 0 | 0 | 0 | 2009 Qtr 1: 0; 2009 Qtr 2: 0; 2009 Qtr 3: 0; 2009 Qtr 4: 16346; 2010 Qtr 1: 0; 2010 Qtr 2: 0; 2010 Qtr 3: 0; 2010 Qtr 4: 0; 2011 Qtr 1: 0; 2011 Qtr 2: 0; 2011 Qtr 3: 0; 2011 Qtr 4: 0 | 16346
0 | 212004-Other (Electric) |  | System | Commercial | 17-OFL-Office–Large-OffEquip | 0 |  |  |  |  | 0.17 | 0.09 | 0 | 0 | 0 | 0.08 | 1 |  | kWh | 7e-05 | 0 | Commercial |  | Annual | [5 empty] | 15 | 0.64 |  |  |  | 0 | 942678 | 0 | 0 | 0 | 0 | 0 | 0 | 0 | 0 | 0 | 0 | 2009 Qtr 1: 942678; 2009 Qtr 2: 0; 2009 Qtr 3: 0; 2009 Qtr 4: 0; 2010 Qtr 1: 0; 2010 Qtr 2: 0; 2010 Qtr 3: 0; 2010 Qtr 4: 0; 2011 Qtr 1: 0; 2011 Qtr 2: 0; 2011 Qtr 3: 0; 2011 Qtr 4: 0 | 942678
0 | 212004-Other (Electric) |  | System | Commercial | 17-OFL-Office–Large-OffEquip | 0 |  |  |  |  | 0.17 | 0.09 | 0 | 0 | 0 | 0.08 | 1 |  | kWh | 7e-05 | 0 | Commercial |  | Annual | [5 empty] | 15 | 0.64 |  |  |  | 0 | 79185 | 0 | 0 | 0 | 0 | 0 | 0 | 0 | 0 | 0 | 0 | 2009 Qtr 1: 79185; 2009 Qtr 2: 0; 2009 Qtr 3: 0; 2009 Qtr 4: 0; 2010 Qtr 1: 0; 2010 Qtr 2: 0; 2010 Qtr 3: 0; 2010 Qtr 4: 0; 2011 Qtr 1: 0; 2011 Qtr 2: 0; 2011 Qtr 3: 0; 2011 Qtr 4: 0 | 79185
0 | 212004-Other (Electric) |  | System | Commercial | 17-OFL-Office–Large-OffEquip | 0 |  |  |  |  | 0.17 | 0.09 | 0 | 0 | 0 | 0.08 | 1 |  | kWh | 7e-05 | 0 | Commercial |  | Annual | [5 empty] | 15 | 0.64 |  |  |  | 0 | 203618 | 0 | 0 | 0 | 0 | 0 | 0 | 0 | 0 | 0 | 0 | 2009 Qtr 1: 203618; 2009 Qtr 2: 0; 2009 Qtr 3: 0; 2009 Qtr 4: 0; 2010 Qtr 1: 0; 2010 Qtr 2: 0; 2010 Qtr 3: 0; 2010 Qtr 4: 0; 2011 Qtr 1: 0; 2011 Qtr 2: 0; 2011 Qtr 3: 0; 2011 Qtr 4: 0 | 203618
0 | 212004-Other (Electric) |  | System | Commercial | 17-OFL-Office–Large-OffEquip | 0 |  |  |  |  | 0.17 | 0.09 | 0 | 0 | 0 | 0.08 | 1 |  | kWh | 7e-05 | 0 | Commercial |  | Annual | [5 empty] | 15 | 0.64 |  |  |  | 0 | 424584 | 0 | 0 | 0 | 0 | 0 | 0 | 0 | 0 | 0 | 0 | 2009 Qtr 1: 424584; 2009 Qtr 2: 0; 2009 Qtr 3: 0; 2009 Qtr 4: 0; 2010 Qtr 1: 0; 2010 Qtr 2: 0; 2010 Qtr 3: 0; 2010 Qtr 4: 0; 2011 Qtr 1: 0; 2011 Qtr 2: 0; 2011 Qtr 3: 0; 2011 Qtr 4: 0 | 424584
0 | 212004-Other (Electric) |  | System | Commercial | 17-OFL-Office–Large-OffEquip | 0 |  |  |  |  | 0.17 | 0.09 | 0 | 0 | 0 | 0.08 | 1 |  | kWh | 7e-05 | 0 | Commercial |  | Annual | [5 empty] | 15 | 0.64 |  |  |  | 0 | 520169 | 0 | 0 | 0 | 0 | 0 | 0 | 0 | 0 | 0 | 0 | 2009 Qtr 1: 520169; 2009 Qtr 2: 0; 2009 Qtr 3: 0; 2009 Qtr 4: 0; 2010 Qtr 1: 0; 2010 Qtr 2: 0; 2010 Qtr 3: 0; 2010 Qtr 4: 0; 2011 Qtr 1: 0; 2011 Qtr 2: 0; 2011 Qtr 3: 0; 2011 Qtr 4: 0 | 520169
0 | 212003-Lighting |  | System | Commercial | 17-OFL-Office–Large-IntLight | 0 |  |  |  |  | 0.225 | 0.12 | 0 | 0 | 0 | 0.105 | 1 |  | kWh | 0.00017 | 0 | Commercial | [7 empty] | 15 | 0.64 |  |  |  | 0 | 80305 | 0 | 0 | 0 | 0 | 0 | 0 | 0 | 0 | 0 | 0 | 2009 Qtr 1: 80305; 2009 Qtr 2: 0; 2009 Qtr 3: 0; 2009 Qtr 4: 0; 2010 Qtr 1: 0; 2010 Qtr 2: 0; 2010 Qtr 3: 0; 2010 Qtr 4: 0; 2011 Qtr 1: 0; 2011 Qtr 2: 0; 2011 Qtr 3: 0; 2011 Qtr 4: 0 | 80305
0 | 212003-Lighting |  | System | Commercial | 17-OFL-Office–Large-IntLight | 0 |  |  |  |  | 0.225 | 0.12 | 0 | 0 | 0 | 0.105 | 1 |  | kWh | 0.00017 | 0 | Commercial | [7 empty] | 15 | 0.64 |  |  |  | 0 | 34690 | 0 | 0 | 0 | 0 | 0 | 0 | 0 | 0 | 0 | 0 | 2009 Qtr 1: 0; 2009 Qtr 2: 0; 2009 Qtr 3: 0; 2009 Qtr 4: 34690; 2010 Qtr 1: 0; 2010 Qtr 2: 0; 2010 Qtr 3: 0; 2010 Qtr 4: 0; 2011 Qtr 1: 0; 2011 Qtr 2: 0; 2011 Qtr 3: 0; 2011 Qtr 4: 0 | 34690
0 | 212003-Lighting |  | System | Commercial | 17-OFL-Office–Large-IntLight | 0 |  |  |  |  | 0.225 | 0.12 | 0 | 0 | 0 | 0.105 | 1 |  | kWh | 0.00017 | 0 | Commercial | [7 empty] | 15 | 0.64 |  |  |  | 0 | 28698 | 0 | 0 | 0 | 0 | 0 | 0 | 0 | 0 | 0 | 0 | 2009 Qtr 1: 0; 2009 Qtr 2: 0; 2009 Qtr 3: 0; 2009 Qtr 4: 28698; 2010 Qtr 1: 0; 2010 Qtr 2: 0; 2010 Qtr 3: 0; 2010 Qtr 4: 0; 2011 Qtr 1: 0; 2011 Qtr 2: 0; 2011 Qtr 3: 0; 2011 Qtr 4: 0 | 28698
0 | 212003-Lighting |  | System | Commercial | 17-OFL-Office–Large-IntLight | 0 |  |  |  |  | 0.225 | 0.12 | 0 | 0 | 0 | 0.105 | 1 |  | kWh | 0.00017 | 0 | Commercial | [7 empty] | 15 | 0.64 |  |  |  | 0 | 22417 | 0 | 0 | 0 | 0 | 0 | 0 | 0 | 0 | 0 | 0 | 2009 Qtr 1: 22417; 2009 Qtr 2: 0; 2009 Qtr 3: 0; 2009 Qtr 4: 0; 2010 Qtr 1: 0; 2010 Qtr 2: 0; 2010 Qtr 3: 0; 2010 Qtr 4: 0; 2011 Qtr 1: 0; 2011 Qtr 2: 0; 2011 Qtr 3: 0; 2011 Qtr 4: 0 | 22417
0 | 212003-Lighting |  | System | Commercial | 17-OFL-Office–Large-IntLight | 0 |  |  |  |  | 0.225 | 0.17011 | 0 | 0 | 0 | 0.054889 | 1 |  | kWh | 0.00017 | 0 | Commercial | [7 empty] | 15 | 0.64 |  |  |  | 0 | 449 | 0 | 0 | 0 | 0 | 0 | 0 | 0 | 0 | 0 | 0 | 2009 Qtr 1: 449; 2009 Qtr 2: 0; 2009 Qtr 3: 0; 2009 Qtr 4: 0; 2010 Qtr 1: 0; 2010 Qtr 2: 0; 2010 Qtr 3: 0; 2010 Qtr 4: 0; 2011 Qtr 1: 0; 2011 Qtr 2: 0; 2011 Qtr 3: 0; 2011 Qtr 4: 0 | 449
0 | 212003-Lighting |  | System | Commercial | 17-OFL-Office–Large-IntLight | 0 |  |  |  |  | 0.225 | 0.17097 | 0 | 0 | 0 | 0.054032 | 1 |  | kWh | 0.00017 | 0 | Commercial | [7 empty] | 15 | 0.64 |  |  |  | 0 | 31 | 0 | 0 | 0 | 0 | 0 | 0 | 0 | 0 | 0 | 0 | 2009 Qtr 1: 31; 2009 Qtr 2: 0; 2009 Qtr 3: 0; 2009 Qtr 4: 0; 2010 Qtr 1: 0; 2010 Qtr 2: 0; 2010 Qtr 3: 0; 2010 Qtr 4: 0; 2011 Qtr 1: 0; 2011 Qtr 2: 0; 2011 Qtr 3: 0; 2011 Qtr 4: 0 | 31
0 | 212003-Lighting |  | System | Commercial | 17-OFL-Office–Large-IntLight | 0 |  |  |  |  | 0.225 | 0.17002 | 0 | 0 | 0 | 0.054983 | 1 |  | kWh | 0.00017 | 0 | Commercial | [7 empty] | 15 | 0.64 |  |  |  | 0 | 1722 | 0 | 0 | 0 | 0 | 0 | 0 | 0 | 0 | 0 | 0 | 2009 Qtr 1: 1722; 2009 Qtr 2: 0; 2009 Qtr 3: 0; 2009 Qtr 4: 0; 2010 Qtr 1: 0; 2010 Qtr 2: 0; 2010 Qtr 3: 0; 2010 Qtr 4: 0; 2011 Qtr 1: 0; 2011 Qtr 2: 0; 2011 Qtr 3: 0; 2011 Qtr 4: 0 | 1722
0 | 212003-Lighting |  | System | Commercial | 17-OFL-Office–Large-IntLight | 0 |  |  |  |  | 0.225 | 0.1696 | 0 | 0 | 0 | 0.0554 | 1 |  | kWh | 0.00017 | 0 | Commercial | [7 empty] | 15 | 0.64 |  |  |  | 0 | 100 | 0 | 0 | 0 | 0 | 0 | 0 | 0 | 0 | 0 | 0 | 2009 Qtr 1: 100; 2009 Qtr 2: 0; 2009 Qtr 3: 0; 2009 Qtr 4: 0; 2010 Qtr 1: 0; 2010 Qtr 2: 0; 2010 Qtr 3: 0; 2010 Qtr 4: 0; 2011 Qtr 1: 0; 2011 Qtr 2: 0; 2011 Qtr 3: 0; 2011 Qtr 4: 0 | 100
0 | 212003-Lighting |  | System | Commercial | 17-OFL-Office–Large-IntLight | 0 |  |  |  |  | 0.225 | 0.1697 | 0 | 0 | 0 | 0.0553 | 1 |  | kWh | 0.00017 | 0 | Commercial | [7 empty] | 15 | 0.64 |  |  |  | 0 | 300 | 0 | 0 | 0 | 0 | 0 | 0 | 0 | 0 | 0 | 0 | 2009 Qtr 1: 300; 2009 Qtr 2: 0; 2009 Qtr 3: 0; 2009 Qtr 4: 0; 2010 Qtr 1: 0; 2010 Qtr 2: 0; 2010 Qtr 3: 0; 2010 Qtr 4: 0; 2011 Qtr 1: 0; 2011 Qtr 2: 0; 2011 Qtr 3: 0; 2011 Qtr 4: 0 | 300
0 | 212003-Lighting |  | System | Commercial | 17-OFL-Office–Large-IntLight | 0 |  |  |  |  | 0.225 | 0.1697 | 0 | 0 | 0 | 0.0553 | 1 |  | kWh | 0.00017 | 0 | Commercial | [7 empty] | 15 | 0.64 |  |  |  | 0 | 300 | 0 | 0 | 0 | 0 | 0 | 0 | 0 | 0 | 0 | 0 | 2009 Qtr 1: 300; 2009 Qtr 2: 0; 2009 Qtr 3: 0; 2009 Qtr 4: 0; 2010 Qtr 1: 0; 2010 Qtr 2: 0; 2010 Qtr 3: 0; 2010 Qtr 4: 0; 2011 Qtr 1: 0; 2011 Qtr 2: 0; 2011 Qtr 3: 0; 2011 Qtr 4: 0 | 300
0 | 212003-Lighting |  | System | Commercial | 17-OFL-Office–Large-IntLight | 0 |  |  |  |  | 0.225 | 0.16996 | 0 | 0 | 0 | 0.055043 | 1 |  | kWh | 0.00017 | 0 | Commercial | [7 empty] | 15 | 0.64 |  |  |  | 0 | 699 | 0 | 0 | 0 | 0 | 0 | 0 | 0 | 0 | 0 | 0 | 2009 Qtr 1: 699; 2009 Qtr 2: 0; 2009 Qtr 3: 0; 2009 Qtr 4: 0; 2010 Qtr 1: 0; 2010 Qtr 2: 0; 2010 Qtr 3: 0; 2010 Qtr 4: 0; 2011 Qtr 1: 0; 2011 Qtr 2: 0; 2011 Qtr 3: 0; 2011 Qtr 4: 0 | 699
0 | 212003-Lighting |  | System | Commercial | 17-OFL-Office–Large-IntLight | 0 |  |  |  |  | 0.225 | 0.1696 | 0 | 0 | 0 | 0.0554 | 1 |  | kWh | 0.00017 | 0 | Commercial | [7 empty] | 15 | 0.64 |  |  |  | 0 | 100 | 0 | 0 | 0 | 0 | 0 | 0 | 0 | 0 | 0 | 0 | 2009 Qtr 1: 100; 2009 Qtr 2: 0; 2009 Qtr 3: 0; 2009 Qtr 4: 0; 2010 Qtr 1: 0; 2010 Qtr 2: 0; 2010 Qtr 3: 0; 2010 Qtr 4: 0; 2011 Qtr 1: 0; 2011 Qtr 2: 0; 2011 Qtr 3: 0; 2011 Qtr 4: 0 | 100
0 | 212003-Lighting |  | System | Commercial | 17-OFL-Office–Large-IntLight | 0 |  |  |  |  | 0.225 | 0.1696 | 0 | 0 | 0 | 0.0554 | 1 |  | kWh | 0.00017 | 0 | Commercial | [7 empty] | 15 | 0.64 |  |  |  | 0 | 100 | 0 | 0 | 0 | 0 | 0 | 0 | 0 | 0 | 0 | 0 | 2009 Qtr 1: 100; 2009 Qtr 2: 0; 2009 Qtr 3: 0; 2009 Qtr 4: 0; 2010 Qtr 1: 0; 2010 Qtr 2: 0; 2010 Qtr 3: 0; 2010 Qtr 4: 0; 2011 Qtr 1: 0; 2011 Qtr 2: 0; 2011 Qtr 3: 0; 2011 Qtr 4: 0 | 100
0 | 212003-Lighting |  | System | Commercial | 17-OFL-Office–Large-IntLight | 0 |  |  |  |  | 0.225 | 0.17162 | 0 | 0 | 0 | 0.053378 | 1 |  | kWh | 0.00017 | 0 | Commercial | [7 empty] | 15 | 0.64 |  |  |  | 0 | 37 | 0 | 0 | 0 | 0 | 0 | 0 | 0 | 0 | 0 | 0 | 2009 Qtr 1: 37; 2009 Qtr 2: 0; 2009 Qtr 3: 0; 2009 Qtr 4: 0; 2010 Qtr 1: 0; 2010 Qtr 2: 0; 2010 Qtr 3: 0; 2010 Qtr 4: 0; 2011 Qtr 1: 0; 2011 Qtr 2: 0; 2011 Qtr 3: 0; 2011 Qtr 4: 0 | 37
0 | 212003-Lighting |  | System | Commercial | 17-OFL-Office–Large-IntLight | 0 |  |  |  |  | 0.225 | 0.16998 | 0 | 0 | 0 | 0.055017 | 1 |  | kWh | 0.00017 | 0 | Commercial | [7 empty] | 15 | 0.64 |  |  |  | 0 | 3994 | 0 | 0 | 0 | 0 | 0 | 0 | 0 | 0 | 0 | 0 | 2009 Qtr 1: 3994; 2009 Qtr 2: 0; 2009 Qtr 3: 0; 2009 Qtr 4: 0; 2010 Qtr 1: 0; 2010 Qtr 2: 0; 2010 Qtr 3: 0; 2010 Qtr 4: 0; 2011 Qtr 1: 0; 2011 Qtr 2: 0; 2011 Qtr 3: 0; 2011 Qtr 4: 0 | 3994
0 | 212003-Lighting |  | System | Commercial | 17-OFL-Office–Large-IntLight | 0 |  |  |  |  | 0.225 | 0.16926 | 0 | 0 | 0 | 0.055745 | 1 |  | kWh | 0.00017 | 0 | Commercial | [7 empty] | 15 | 0.64 |  |  |  | 0 | 94 | 0 | 0 | 0 | 0 | 0 | 0 | 0 | 0 | 0 | 0 | 2009 Qtr 1: 94; 2009 Qtr 2: 0; 2009 Qtr 3: 0; 2009 Qtr 4: 0; 2010 Qtr 1: 0; 2010 Qtr 2: 0; 2010 Qtr 3: 0; 2010 Qtr 4: 0; 2011 Qtr 1: 0; 2011 Qtr 2: 0; 2011 Qtr 3: 0; 2011 Qtr 4: 0 | 94
0 | 212003-Lighting |  | System | Commercial | 17-OFL-Office–Large-IntLight | 0 |  |  |  |  | 0.225 | 0.16986 | 0 | 0 | 0 | 0.055142 | 1 |  | kWh | 0.00017 | 0 | Commercial | [7 empty] | 15 | 0.64 |  |  |  | 0 | 281 | 0 | 0 | 0 | 0 | 0 | 0 | 0 | 0 | 0 | 0 | 2009 Qtr 1: 281; 2009 Qtr 2: 0; 2009 Qtr 3: 0; 2009 Qtr 4: 0; 2010 Qtr 1: 0; 2010 Qtr 2: 0; 2010 Qtr 3: 0; 2010 Qtr 4: 0; 2011 Qtr 1: 0; 2011 Qtr 2: 0; 2011 Qtr 3: 0; 2011 Qtr 4: 0 | 281
0 | 212003-Lighting |  | System | Commercial | 17-OFL-Office–Large-IntLight | 0 |  |  |  |  | 0.225 | 0.16973 | 0 | 0 | 0 | 0.055267 | 1 |  | kWh | 0.00017 | 0 | Commercial | [7 empty] | 15 | 0.64 |  |  |  | 0 | 150 | 0 | 0 | 0 | 0 | 0 | 0 | 0 | 0 | 0 | 0 | 2009 Qtr 1: 150; 2009 Qtr 2: 0; 2009 Qtr 3: 0; 2009 Qtr 4: 0; 2010 Qtr 1: 0; 2010 Qtr 2: 0; 2010 Qtr 3: 0; 2010 Qtr 4: 0; 2011 Qtr 1: 0; 2011 Qtr 2: 0; 2011 Qtr 3: 0; 2011 Qtr 4: 0 | 150
0 | 212003-Lighting |  | System | Commercial | 17-OFL-Office–Large-IntLight | 0 |  |  |  |  | 0.225 | 0.17162 | 0 | 0 | 0 | 0.053378 | 1 |  | kWh | 0.00017 | 0 | Commercial | [7 empty] | 15 | 0.64 |  |  |  | 0 | 37 | 0 | 0 | 0 | 0 | 0 | 0 | 0 | 0 | 0 | 0 | 2009 Qtr 1: 37; 2009 Qtr 2: 0; 2009 Qtr 3: 0; 2009 Qtr 4: 0; 2010 Qtr 1: 0; 2010 Qtr 2: 0; 2010 Qtr 3: 0; 2010 Qtr 4: 0; 2011 Qtr 1: 0; 2011 Qtr 2: 0; 2011 Qtr 3: 0; 2011 Qtr 4: 0 | 37
0 | 212003-Lighting |  | System | Commercial | 17-OFL-Office–Large-IntLight | 0 |  |  |  |  | 0.225 | 0.17162 | 0 | 0 | 0 | 0.053378 | 1 |  | kWh | 0.00017 | 0 | Commercial | [7 empty] | 15 | 0.64 |  |  |  | 0 | 37 | 0 | 0 | 0 | 0 | 0 | 0 | 0 | 0 | 0 | 0 | 2009 Qtr 1: 37; 2009 Qtr 2: 0; 2009 Qtr 3: 0; 2009 Qtr 4: 0; 2010 Qtr 1: 0; 2010 Qtr 2: 0; 2010 Qtr 3: 0; 2010 Qtr 4: 0; 2011 Qtr 1: 0; 2011 Qtr 2: 0; 2011 Qtr 3: 0; 2011 Qtr 4: 0 | 37
0 | 212003-Lighting |  | System | Commercial | 17-OFL-Office–Large-IntLight | 0 |  |  |  |  | 0.225 | 0.17003 | 0 | 0 | 0 | 0.054974 | 1 |  | kWh | 0.00017 | 0 | Commercial | [7 empty] | 15 | 0.64 |  |  |  | 0 | 1148 | 0 | 0 | 0 | 0 | 0 | 0 | 0 | 0 | 0 | 0 | 2009 Qtr 1: 1148; 2009 Qtr 2: 0; 2009 Qtr 3: 0; 2009 Qtr 4: 0; 2010 Qtr 1: 0; 2010 Qtr 2: 0; 2010 Qtr 3: 0; 2010 Qtr 4: 0; 2011 Qtr 1: 0; 2011 Qtr 2: 0; 2011 Qtr 3: 0; 2011 Qtr 4: 0 | 1148
0 | 212003-Lighting |  | System | Commercial | 17-OFL-Office–Large-IntLight | 0 |  |  |  |  | 0.225 | 0.16562 | 0 | 0 | 0 | 0.059375 | 1 |  | kWh | 0.00017 | 0 | Commercial | [7 empty] | 15 | 0.64 |  |  |  | 0 | 16 | 0 | 0 | 0 | 0 | 0 | 0 | 0 | 0 | 0 | 0 | 2009 Qtr 1: 16; 2009 Qtr 2: 0; 2009 Qtr 3: 0; 2009 Qtr 4: 0; 2010 Qtr 1: 0; 2010 Qtr 2: 0; 2010 Qtr 3: 0; 2010 Qtr 4: 0; 2011 Qtr 1: 0; 2011 Qtr 2: 0; 2011 Qtr 3: 0; 2011 Qtr 4: 0 | 16
0 | 212003-Lighting |  | System | Commercial | 17-OFL-Office–Large-IntLight | 0 |  |  |  |  | 0.225 | 0.16562 | 0 | 0 | 0 | 0.059375 | 1 |  | kWh | 0.00017 | 0 | Commercial | [7 empty] | 15 | 0.64 |  |  |  | 0 | 16 | 0 | 0 | 0 | 0 | 0 | 0 | 0 | 0 | 0 | 0 | 2009 Qtr 1: 16; 2009 Qtr 2: 0; 2009 Qtr 3: 0; 2009 Qtr 4: 0; 2010 Qtr 1: 0; 2010 Qtr 2: 0; 2010 Qtr 3: 0; 2010 Qtr 4: 0; 2011 Qtr 1: 0; 2011 Qtr 2: 0; 2011 Qtr 3: 0; 2011 Qtr 4: 0 | 16
0 | 212003-Lighting |  | System | Commercial | 17-OFL-Office–Large-IntLight | 0 |  |  |  |  | 0.225 | 0.17097 | 0 | 0 | 0 | 0.054032 | 1 |  | kWh | 0.00017 | 0 | Commercial | [7 empty] | 15 | 0.64 |  |  |  | 0 | 31 | 0 | 0 | 0 | 0 | 0 | 0 | 0 | 0 | 0 | 0 | 2009 Qtr 1: 31; 2009 Qtr 2: 0; 2009 Qtr 3: 0; 2009 Qtr 4: 0; 2010 Qtr 1: 0; 2010 Qtr 2: 0; 2010 Qtr 3: 0; 2010 Qtr 4: 0; 2011 Qtr 1: 0; 2011 Qtr 2: 0; 2011 Qtr 3: 0; 2011 Qtr 4: 0 | 31
0 | 212003-Lighting |  | System | Commercial | 17-OFL-Office–Large-IntLight | 0 |  |  |  |  | 0.225 | 0.17005 | 0 | 0 | 0 | 0.054949 | 1 |  | kWh | 0.00017 | 0 | Commercial | [7 empty] | 15 | 0.64 |  |  |  | 0 | 393 | 0 | 0 | 0 | 0 | 0 | 0 | 0 | 0 | 0 | 0 | 2009 Qtr 1: 393; 2009 Qtr 2: 0; 2009 Qtr 3: 0; 2009 Qtr 4: 0; 2010 Qtr 1: 0; 2010 Qtr 2: 0; 2010 Qtr 3: 0; 2010 Qtr 4: 0; 2011 Qtr 1: 0; 2011 Qtr 2: 0; 2011 Qtr 3: 0; 2011 Qtr 4: 0 | 393
0 | 212003-Lighting |  | System | Commercial | 17-OFL-Office–Large-IntLight | 0 |  |  |  |  | 0.225 | 0.17162 | 0 | 0 | 0 | 0.053378 | 1 |  | kWh | 0.00017 | 0 | Commercial | [7 empty] | 15 | 0.64 |  |  |  | 0 | 37 | 0 | 0 | 0 | 0 | 0 | 0 | 0 | 0 | 0 | 0 | 2009 Qtr 1: 37; 2009 Qtr 2: 0; 2009 Qtr 3: 0; 2009 Qtr 4: 0; 2010 Qtr 1: 0; 2010 Qtr 2: 0; 2010 Qtr 3: 0; 2010 Qtr 4: 0; 2011 Qtr 1: 0; 2011 Qtr 2: 0; 2011 Qtr 3: 0; 2011 Qtr 4: 0 | 37
0 | 212003-Lighting |  | System | Commercial | 17-OFL-Office–Large-IntLight | 0 |  |  |  |  | 0.225 | 0.16818 | 0 | 0 | 0 | 0.056818 | 1 |  | kWh | 0.00017 | 0 | Commercial | [7 empty] | 15 | 0.64 |  |  |  | 0 | 22 | 0 | 0 | 0 | 0 | 0 | 0 | 0 | 0 | 0 | 0 | 2009 Qtr 1: 22; 2009 Qtr 2: 0; 2009 Qtr 3: 0; 2009 Qtr 4: 0; 2010 Qtr 1: 0; 2010 Qtr 2: 0; 2010 Qtr 3: 0; 2010 Qtr 4: 0; 2011 Qtr 1: 0; 2011 Qtr 2: 0; 2011 Qtr 3: 0; 2011 Qtr 4: 0 | 22
0 | 212003-Lighting |  | System | Commercial | 17-OFL-Office–Large-IntLight | 0 |  |  |  |  | 0.225 | 0.16864 | 0 | 0 | 0 | 0.056364 | 1 |  | kWh | 0.00017 | 0 | Commercial | [7 empty] | 15 | 0.64 |  |  |  | 0 | 44 | 0 | 0 | 0 | 0 | 0 | 0 | 0 | 0 | 0 | 0 | 2009 Qtr 1: 44; 2009 Qtr 2: 0; 2009 Qtr 3: 0; 2009 Qtr 4: 0; 2010 Qtr 1: 0; 2010 Qtr 2: 0; 2010 Qtr 3: 0; 2010 Qtr 4: 0; 2011 Qtr 1: 0; 2011 Qtr 2: 0; 2011 Qtr 3: 0; 2011 Qtr 4: 0 | 44
0 | 212003-Lighting |  | System | Commercial | 17-OFL-Office–Large-IntLight | 0 |  |  |  |  | 0.225 | 0.16968 | 0 | 0 | 0 | 0.05532 | 1 |  | kWh | 0.00017 | 0 | Commercial | [7 empty] | 15 | 0.64 |  |  |  | 0 | 125 | 0 | 0 | 0 | 0 | 0 | 0 | 0 | 0 | 0 | 0 | 2009 Qtr 1: 125; 2009 Qtr 2: 0; 2009 Qtr 3: 0; 2009 Qtr 4: 0; 2010 Qtr 1: 0; 2010 Qtr 2: 0; 2010 Qtr 3: 0; 2010 Qtr 4: 0; 2011 Qtr 1: 0; 2011 Qtr 2: 0; 2011 Qtr 3: 0; 2011 Qtr 4: 0 | 125
0 | 212003-Lighting |  | System | Commercial | 17-OFL-Office–Large-IntLight | 0 |  |  |  |  | 0.225 | 0.16944 | 0 | 0 | 0 | 0.055556 | 1 |  | kWh | 0.00017 | 0 | Commercial | [7 empty] | 15 | 0.64 |  |  |  | 0 | 72 | 0 | 0 | 0 | 0 | 0 | 0 | 0 | 0 | 0 | 0 | 2009 Qtr 1: 72; 2009 Qtr 2: 0; 2009 Qtr 3: 0; 2009 Qtr 4: 0; 2010 Qtr 1: 0; 2010 Qtr 2: 0; 2010 Qtr 3: 0; 2010 Qtr 4: 0; 2011 Qtr 1: 0; 2011 Qtr 2: 0; 2011 Qtr 3: 0; 2011 Qtr 4: 0 | 72
0 | 212003-Lighting |  | System | Commercial | 17-OFL-Office–Large-IntLight | 0 |  |  |  |  | 0.225 | 0.17028 | 0 | 0 | 0 | 0.054725 | 1 |  | kWh | 0.00017 | 0 | Commercial | [7 empty] | 15 | 0.64 |  |  |  | 0 | 109 | 0 | 0 | 0 | 0 | 0 | 0 | 0 | 0 | 0 | 0 | 2009 Qtr 1: 109; 2009 Qtr 2: 0; 2009 Qtr 3: 0; 2009 Qtr 4: 0; 2010 Qtr 1: 0; 2010 Qtr 2: 0; 2010 Qtr 3: 0; 2010 Qtr 4: 0; 2011 Qtr 1: 0; 2011 Qtr 2: 0; 2011 Qtr 3: 0; 2011 Qtr 4: 0 | 109
0 | 212003-Lighting |  | System | Commercial | 17-OFL-Office–Large-IntLight | 0 |  |  |  |  | 0.225 | 0.16944 | 0 | 0 | 0 | 0.055556 | 1 |  | kWh | 0.00017 | 0 | Commercial | [7 empty] | 15 | 0.64 |  |  |  | 0 | 72 | 0 | 0 | 0 | 0 | 0 | 0 | 0 | 0 | 0 | 0 | 2009 Qtr 1: 72; 2009 Qtr 2: 0; 2009 Qtr 3: 0; 2009 Qtr 4: 0; 2010 Qtr 1: 0; 2010 Qtr 2: 0; 2010 Qtr 3: 0; 2010 Qtr 4: 0; 2011 Qtr 1: 0; 2011 Qtr 2: 0; 2011 Qtr 3: 0; 2011 Qtr 4: 0 | 72
0 | 212003-Lighting |  | System | Commercial | 17-OFL-Office–Large-IntLight | 0 |  |  |  |  | 0.225 | 0.17002 | 0 | 0 | 0 | 0.054982 | 1 |  | kWh | 0.00017 | 0 | Commercial | [7 empty] | 15 | 0.64 |  |  |  | 0 | 549 | 0 | 0 | 0 | 0 | 0 | 0 | 0 | 0 | 0 | 0 | 2009 Qtr 1: 549; 2009 Qtr 2: 0; 2009 Qtr 3: 0; 2009 Qtr 4: 0; 2010 Qtr 1: 0; 2010 Qtr 2: 0; 2010 Qtr 3: 0; 2010 Qtr 4: 0; 2011 Qtr 1: 0; 2011 Qtr 2: 0; 2011 Qtr 3: 0; 2011 Qtr 4: 0 | 549
0 | 212003-Lighting |  | System | Commercial | 17-OFL-Office–Large-IntLight | 0 |  |  |  |  | 0.225 | 0.1696 | 0 | 0 | 0 | 0.0554 | 1 |  | kWh | 0.00017 | 0 | Commercial | [7 empty] | 15 | 0.64 |  |  |  | 0 | 75 | 0 | 0 | 0 | 0 | 0 | 0 | 0 | 0 | 0 | 0 | 2009 Qtr 1: 75; 2009 Qtr 2: 0; 2009 Qtr 3: 0; 2009 Qtr 4: 0; 2010 Qtr 1: 0; 2010 Qtr 2: 0; 2010 Qtr 3: 0; 2010 Qtr 4: 0; 2011 Qtr 1: 0; 2011 Qtr 2: 0; 2011 Qtr 3: 0; 2011 Qtr 4: 0 | 75
0 | 212003-Lighting |  | System | Commercial | 17-OFL-Office–Large-IntLight | 0 |  |  |  |  | 0.225 | 0.17069 | 0 | 0 | 0 | 0.05431 | 1 |  | kWh | 0.00017 | 0 | Commercial | [7 empty] | 15 | 0.64 |  |  |  | 0 | 87 | 0 | 0 | 0 | 0 | 0 | 0 | 0 | 0 | 0 | 0 | 2009 Qtr 1: 87; 2009 Qtr 2: 0; 2009 Qtr 3: 0; 2009 Qtr 4: 0; 2010 Qtr 1: 0; 2010 Qtr 2: 0; 2010 Qtr 3: 0; 2010 Qtr 4: 0; 2011 Qtr 1: 0; 2011 Qtr 2: 0; 2011 Qtr 3: 0; 2011 Qtr 4: 0 | 87
0 | 212003-Lighting |  | System | Commercial | 17-OFL-Office–Large-IntLight | 0 |  |  |  |  | 0.225 | 0.17 | 0 | 0 | 0 | 0.055 | 1 |  | kWh | 0.00017 | 0 | Commercial | [7 empty] | 15 | 0.64 |  |  |  | 0 | 287 | 0 | 0 | 0 | 0 | 0 | 0 | 0 | 0 | 0 | 0 | 2009 Qtr 1: 287; 2009 Qtr 2: 0; 2009 Qtr 3: 0; 2009 Qtr 4: 0; 2010 Qtr 1: 0; 2010 Qtr 2: 0; 2010 Qtr 3: 0; 2010 Qtr 4: 0; 2011 Qtr 1: 0; 2011 Qtr 2: 0; 2011 Qtr 3: 0; 2011 Qtr 4: 0 | 287
0 | 212003-Lighting |  | System | Commercial | 17-OFL-Office–Large-IntLight | 0 |  |  |  |  | 0.225 | 0.17189 | 0 | 0 | 0 | 0.053108 | 1 |  | kWh | 0.00017 | 0 | Commercial | [7 empty] | 15 | 0.64 |  |  |  | 0 | 37 | 0 | 0 | 0 | 0 | 0 | 0 | 0 | 0 | 0 | 0 | 2009 Qtr 1: 37; 2009 Qtr 2: 0; 2009 Qtr 3: 0; 2009 Qtr 4: 0; 2010 Qtr 1: 0; 2010 Qtr 2: 0; 2010 Qtr 3: 0; 2010 Qtr 4: 0; 2011 Qtr 1: 0; 2011 Qtr 2: 0; 2011 Qtr 3: 0; 2011 Qtr 4: 0 | 37
0 | 212003-Lighting |  | System | Commercial | 17-OFL-Office–Large-IntLight | 0 |  |  |  |  | 0.225 | 0.16562 | 0 | 0 | 0 | 0.059375 | 1 |  | kWh | 0.00017 | 0 | Commercial | [7 empty] | 15 | 0.64 |  |  |  | 0 | 16 | 0 | 0 | 0 | 0 | 0 | 0 | 0 | 0 | 0 | 0 | 2009 Qtr 1: 16; 2009 Qtr 2: 0; 2009 Qtr 3: 0; 2009 Qtr 4: 0; 2010 Qtr 1: 0; 2010 Qtr 2: 0; 2010 Qtr 3: 0; 2010 Qtr 4: 0; 2011 Qtr 1: 0; 2011 Qtr 2: 0; 2011 Qtr 3: 0; 2011 Qtr 4: 0 | 16
0 | 212003-Lighting |  | System | Commercial | 17-OFL-Office–Large-IntLight | 0 |  |  |  |  | 0.225 | 0.16818 | 0 | 0 | 0 | 0.056818 | 1 |  | kWh | 0.00017 | 0 | Commercial | [7 empty] | 15 | 0.64 |  |  |  | 0 | 22 | 0 | 0 | 0 | 0 | 0 | 0 | 0 | 0 | 0 | 0 | 2009 Qtr 1: 22; 2009 Qtr 2: 0; 2009 Qtr 3: 0; 2009 Qtr 4: 0; 2010 Qtr 1: 0; 2010 Qtr 2: 0; 2010 Qtr 3: 0; 2010 Qtr 4: 0; 2011 Qtr 1: 0; 2011 Qtr 2: 0; 2011 Qtr 3: 0; 2011 Qtr 4: 0 | 22
0 | 212003-Lighting |  | System | Commercial | 17-OFL-Office–Large-IntLight | 0 |  |  |  |  | 0.225 | 0.16973 | 0 | 0 | 0 | 0.055267 | 1 |  | kWh | 0.00017 | 0 | Commercial | [7 empty] | 15 | 0.64 |  |  |  | 0 | 75 | 0 | 0 | 0 | 0 | 0 | 0 | 0 | 0 | 0 | 0 | 2009 Qtr 1: 75; 2009 Qtr 2: 0; 2009 Qtr 3: 0; 2009 Qtr 4: 0; 2010 Qtr 1: 0; 2010 Qtr 2: 0; 2010 Qtr 3: 0; 2010 Qtr 4: 0; 2011 Qtr 1: 0; 2011 Qtr 2: 0; 2011 Qtr 3: 0; 2011 Qtr 4: 0 | 75
0 | 212003-Lighting |  | System | Commercial | 17-OFL-Office–Large-IntLight | 0 |  |  |  |  | 0.225 | 0.16995 | 0 | 0 | 0 | 0.055049 | 1 |  | kWh | 0.00017 | 0 | Commercial | [7 empty] | 15 | 0.64 |  |  |  | 0 | 1420 | 0 | 0 | 0 | 0 | 0 | 0 | 0 | 0 | 0 | 0 | 2009 Qtr 1: 1420; 2009 Qtr 2: 0; 2009 Qtr 3: 0; 2009 Qtr 4: 0; 2010 Qtr 1: 0; 2010 Qtr 2: 0; 2010 Qtr 3: 0; 2010 Qtr 4: 0; 2011 Qtr 1: 0; 2011 Qtr 2: 0; 2011 Qtr 3: 0; 2011 Qtr 4: 0 | 1420
0 | 212003-Lighting |  | System | Commercial | 17-OFL-Office–Large-IntLight | 0 |  |  |  |  | 0.225 | 0.16994 | 0 | 0 | 0 | 0.055058 | 1 |  | kWh | 0.00017 | 0 | Commercial | [7 empty] | 15 | 0.64 |  |  |  | 0 | 1548 | 0 | 0 | 0 | 0 | 0 | 0 | 0 | 0 | 0 | 0 | 2009 Qtr 1: 1548; 2009 Qtr 2: 0; 2009 Qtr 3: 0; 2009 Qtr 4: 0; 2010 Qtr 1: 0; 2010 Qtr 2: 0; 2010 Qtr 3: 0; 2010 Qtr 4: 0; 2011 Qtr 1: 0; 2011 Qtr 2: 0; 2011 Qtr 3: 0; 2011 Qtr 4: 0 | 1548
0 | 212003-Lighting |  | System | Commercial | 17-OFL-Office–Large-IntLight | 0 |  |  |  |  | 0.225 | 0.16994 | 0 | 0 | 0 | 0.055058 | 1 |  | kWh | 0.00017 | 0 | Commercial | [7 empty] | 15 | 0.64 |  |  |  | 0 | 1548 | 0 | 0 | 0 | 0 | 0 | 0 | 0 | 0 | 0 | 0 | 2009 Qtr 1: 1548; 2009 Qtr 2: 0; 2009 Qtr 3: 0; 2009 Qtr 4: 0; 2010 Qtr 1: 0; 2010 Qtr 2: 0; 2010 Qtr 3: 0; 2010 Qtr 4: 0; 2011 Qtr 1: 0; 2011 Qtr 2: 0; 2011 Qtr 3: 0; 2011 Qtr 4: 0 | 1548
0 | 212003-Lighting |  | System | Commercial | 17-OFL-Office–Large-IntLight | 0 |  |  |  |  | 0.225 | 0.17 | 0 | 0 | 0 | 0.055 | 1 |  | kWh | 0.00017 | 0 | Commercial | [7 empty] | 15 | 0.64 |  |  |  | 0 | 312 | 0 | 0 | 0 | 0 | 0 | 0 | 0 | 0 | 0 | 0 | 2009 Qtr 1: 312; 2009 Qtr 2: 0; 2009 Qtr 3: 0; 2009 Qtr 4: 0; 2010 Qtr 1: 0; 2010 Qtr 2: 0; 2010 Qtr 3: 0; 2010 Qtr 4: 0; 2011 Qtr 1: 0; 2011 Qtr 2: 0; 2011 Qtr 3: 0; 2011 Qtr 4: 0 | 312
0 | 212003-Lighting |  | System | Commercial | 17-OFL-Office–Large-IntLight | 0 |  |  |  |  | 0.225 | 0.17009 | 0 | 0 | 0 | 0.054913 | 1 |  | kWh | 0.00017 | 0 | Commercial | [7 empty] | 15 | 0.64 |  |  |  | 0 | 343 | 0 | 0 | 0 | 0 | 0 | 0 | 0 | 0 | 0 | 0 | 2009 Qtr 1: 343; 2009 Qtr 2: 0; 2009 Qtr 3: 0; 2009 Qtr 4: 0; 2010 Qtr 1: 0; 2010 Qtr 2: 0; 2010 Qtr 3: 0; 2010 Qtr 4: 0; 2011 Qtr 1: 0; 2011 Qtr 2: 0; 2011 Qtr 3: 0; 2011 Qtr 4: 0 | 343
0 | 212003-Lighting |  | System | Commercial | 17-OFL-Office–Large-IntLight | 0 |  |  |  |  | 0.225 | 0.1699 | 0 | 0 | 0 | 0.055097 | 1 |  | kWh | 0.00017 | 0 | Commercial | [7 empty] | 15 | 0.64 |  |  |  | 0 | 103 | 0 | 0 | 0 | 0 | 0 | 0 | 0 | 0 | 0 | 0 | 2009 Qtr 1: 103; 2009 Qtr 2: 0; 2009 Qtr 3: 0; 2009 Qtr 4: 0; 2010 Qtr 1: 0; 2010 Qtr 2: 0; 2010 Qtr 3: 0; 2010 Qtr 4: 0; 2011 Qtr 1: 0; 2011 Qtr 2: 0; 2011 Qtr 3: 0; 2011 Qtr 4: 0 | 103
0 | 212003-Lighting |  | System | Commercial | 17-OFL-Office–Large-IntLight | 0 |  |  |  |  | 0.225 | 0.17162 | 0 | 0 | 0 | 0.053378 | 1 |  | kWh | 0.00017 | 0 | Commercial | [7 empty] | 15 | 0.64 |  |  |  | 0 | 37 | 0 | 0 | 0 | 0 | 0 | 0 | 0 | 0 | 0 | 0 | 2009 Qtr 1: 37; 2009 Qtr 2: 0; 2009 Qtr 3: 0; 2009 Qtr 4: 0; 2010 Qtr 1: 0; 2010 Qtr 2: 0; 2010 Qtr 3: 0; 2010 Qtr 4: 0; 2011 Qtr 1: 0; 2011 Qtr 2: 0; 2011 Qtr 3: 0; 2011 Qtr 4: 0 | 37
0 | 212003-Lighting |  | System | Commercial | 17-OFL-Office–Large-IntLight | 0 |  |  |  |  | 0.225 | 0.16969 | 0 | 0 | 0 | 0.055311 | 1 |  | kWh | 0.00017 | 0 | Commercial | [7 empty] | 15 | 0.64 |  |  |  | 0 | 225 | 0 | 0 | 0 | 0 | 0 | 0 | 0 | 0 | 0 | 0 | 2009 Qtr 1: 225; 2009 Qtr 2: 0; 2009 Qtr 3: 0; 2009 Qtr 4: 0; 2010 Qtr 1: 0; 2010 Qtr 2: 0; 2010 Qtr 3: 0; 2010 Qtr 4: 0; 2011 Qtr 1: 0; 2011 Qtr 2: 0; 2011 Qtr 3: 0; 2011 Qtr 4: 0 | 225
0 | 212003-Lighting |  | System | Commercial | 17-OFL-Office–Large-IntLight | 0 |  |  |  |  | 0.225 | 0.16973 | 0 | 0 | 0 | 0.055267 | 1 |  | kWh | 0.00017 | 0 | Commercial | [7 empty] | 15 | 0.64 |  |  |  | 0 | 150 | 0 | 0 | 0 | 0 | 0 | 0 | 0 | 0 | 0 | 0 | 2009 Qtr 1: 150; 2009 Qtr 2: 0; 2009 Qtr 3: 0; 2009 Qtr 4: 0; 2010 Qtr 1: 0; 2010 Qtr 2: 0; 2010 Qtr 3: 0; 2010 Qtr 4: 0; 2011 Qtr 1: 0; 2011 Qtr 2: 0; 2011 Qtr 3: 0; 2011 Qtr 4: 0 | 150
0 | 212003-Lighting |  | System | Commercial | 17-OFL-Office–Large-IntLight | 0 |  |  |  |  | 0.225 | 0.16973 | 0 | 0 | 0 | 0.055267 | 1 |  | kWh | 0.00017 | 0 | Commercial | [7 empty] | 15 | 0.64 |  |  |  | 0 | 75 | 0 | 0 | 0 | 0 | 0 | 0 | 0 | 0 | 0 | 0 | 2009 Qtr 1: 75; 2009 Qtr 2: 0; 2009 Qtr 3: 0; 2009 Qtr 4: 0; 2010 Qtr 1: 0; 2010 Qtr 2: 0; 2010 Qtr 3: 0; 2010 Qtr 4: 0; 2011 Qtr 1: 0; 2011 Qtr 2: 0; 2011 Qtr 3: 0; 2011 Qtr 4: 0 | 75
0 | 212003-Lighting |  | System | Commercial | 17-OFL-Office–Large-IntLight | 0 |  |  |  |  | 0.225 | 0.16973 | 0 | 0 | 0 | 0.055267 | 1 |  | kWh | 0.00017 | 0 | Commercial | [7 empty] | 15 | 0.64 |  |  |  | 0 | 150 | 0 | 0 | 0 | 0 | 0 | 0 | 0 | 0 | 0 | 0 | 2009 Qtr 1: 150; 2009 Qtr 2: 0; 2009 Qtr 3: 0; 2009 Qtr 4: 0; 2010 Qtr 1: 0; 2010 Qtr 2: 0; 2010 Qtr 3: 0; 2010 Qtr 4: 0; 2011 Qtr 1: 0; 2011 Qtr 2: 0; 2011 Qtr 3: 0; 2011 Qtr 4: 0 | 150
0 | 212003-Lighting |  | System | Commercial | 17-OFL-Office–Large-IntLight | 0 |  |  |  |  | 0.225 | 0.16973 | 0 | 0 | 0 | 0.055267 | 1 |  | kWh | 0.00017 | 0 | Commercial | [7 empty] | 15 | 0.64 |  |  |  | 0 | 75 | 0 | 0 | 0 | 0 | 0 | 0 | 0 | 0 | 0 | 0 | 2009 Qtr 1: 75; 2009 Qtr 2: 0; 2009 Qtr 3: 0; 2009 Qtr 4: 0; 2010 Qtr 1: 0; 2010 Qtr 2: 0; 2010 Qtr 3: 0; 2010 Qtr 4: 0; 2011 Qtr 1: 0; 2011 Qtr 2: 0; 2011 Qtr 3: 0; 2011 Qtr 4: 0 | 75
0 | 212003-Lighting |  | System | Commercial | 17-OFL-Office–Large-IntLight | 0 |  |  |  |  | 0.225 | 0.16966 | 0 | 0 | 0 | 0.055343 | 1 |  | kWh | 0.00017 | 0 | Commercial | [7 empty] | 15 | 0.64 |  |  |  | 0 | 175 | 0 | 0 | 0 | 0 | 0 | 0 | 0 | 0 | 0 | 0 | 2009 Qtr 1: 175; 2009 Qtr 2: 0; 2009 Qtr 3: 0; 2009 Qtr 4: 0; 2010 Qtr 1: 0; 2010 Qtr 2: 0; 2010 Qtr 3: 0; 2010 Qtr 4: 0; 2011 Qtr 1: 0; 2011 Qtr 2: 0; 2011 Qtr 3: 0; 2011 Qtr 4: 0 | 175
0 | 212003-Lighting |  | System | Commercial | 17-OFL-Office–Large-IntLight | 0 |  |  |  |  | 0.225 | 0.175 | 0 | 0 | 0 | 0.05 | 1 |  | kWh | 0.00017 | 0 | Commercial | [7 empty] | 15 | 0.64 |  |  |  | 0 | 6 | 0 | 0 | 0 | 0 | 0 | 0 | 0 | 0 | 0 | 0 | 2009 Qtr 1: 6; 2009 Qtr 2: 0; 2009 Qtr 3: 0; 2009 Qtr 4: 0; 2010 Qtr 1: 0; 2010 Qtr 2: 0; 2010 Qtr 3: 0; 2010 Qtr 4: 0; 2011 Qtr 1: 0; 2011 Qtr 2: 0; 2011 Qtr 3: 0; 2011 Qtr 4: 0 | 6
0 | 212003-Lighting |  | System | Commercial | 17-OFL-Office–Large-IntLight | 0 |  |  |  |  | 0.225 | 0.16937 | 0 | 0 | 0 | 0.055625 | 1 |  | kWh | 0.00017 | 0 | Commercial | [7 empty] | 15 | 0.64 |  |  |  | 0 | 144 | 0 | 0 | 0 | 0 | 0 | 0 | 0 | 0 | 0 | 0 | 2009 Qtr 1: 144; 2009 Qtr 2: 0; 2009 Qtr 3: 0; 2009 Qtr 4: 0; 2010 Qtr 1: 0; 2010 Qtr 2: 0; 2010 Qtr 3: 0; 2010 Qtr 4: 0; 2011 Qtr 1: 0; 2011 Qtr 2: 0; 2011 Qtr 3: 0; 2011 Qtr 4: 0 | 144
0 | 212003-Lighting |  | System | Commercial | 17-OFL-Office–Large-IntLight | 0 |  |  |  |  | 0.225 | 0.16973 | 0 | 0 | 0 | 0.055267 | 1 |  | kWh | 0.00017 | 0 | Commercial | [7 empty] | 15 | 0.64 |  |  |  | 0 | 75 | 0 | 0 | 0 | 0 | 0 | 0 | 0 | 0 | 0 | 0 | 2009 Qtr 1: 75; 2009 Qtr 2: 0; 2009 Qtr 3: 0; 2009 Qtr 4: 0; 2010 Qtr 1: 0; 2010 Qtr 2: 0; 2010 Qtr 3: 0; 2010 Qtr 4: 0; 2011 Qtr 1: 0; 2011 Qtr 2: 0; 2011 Qtr 3: 0; 2011 Qtr 4: 0 | 75
0 | 212003-Lighting |  | System | Commercial | 17-OFL-Office–Large-IntLight | 0 |  |  |  |  | 0.225 | 0.16864 | 0 | 0 | 0 | 0.056364 | 1 |  | kWh | 0.00017 | 0 | Commercial | [7 empty] | 15 | 0.64 |  |  |  | 0 | 44 | 0 | 0 | 0 | 0 | 0 | 0 | 0 | 0 | 0 | 0 | 2009 Qtr 1: 44; 2009 Qtr 2: 0; 2009 Qtr 3: 0; 2009 Qtr 4: 0; 2010 Qtr 1: 0; 2010 Qtr 2: 0; 2010 Qtr 3: 0; 2010 Qtr 4: 0; 2011 Qtr 1: 0; 2011 Qtr 2: 0; 2011 Qtr 3: 0; 2011 Qtr 4: 0 | 44
0 | 212003-Lighting |  | System | Commercial | 17-OFL-Office–Large-IntLight | 0 |  |  |  |  | 0.225 | 0.17 | 0 | 0 | 0 | 0.054996 | 1 |  | kWh | 0.00017 | 0 | Commercial | [7 empty] | 15 | 0.64 |  |  |  | 0 | 2368 | 0 | 0 | 0 | 0 | 0 | 0 | 0 | 0 | 0 | 0 | 2009 Qtr 1: 2368; 2009 Qtr 2: 0; 2009 Qtr 3: 0; 2009 Qtr 4: 0; 2010 Qtr 1: 0; 2010 Qtr 2: 0; 2010 Qtr 3: 0; 2010 Qtr 4: 0; 2011 Qtr 1: 0; 2011 Qtr 2: 0; 2011 Qtr 3: 0; 2011 Qtr 4: 0 | 2368
0 | 212003-Lighting |  | System | Commercial | 17-OFL-Office–Large-IntLight | 0 |  |  |  |  | 0.225 | 0.16994 | 0 | 0 | 0 | 0.05506 | 1 |  | kWh | 0.00017 | 0 | Commercial | [7 empty] | 15 | 0.64 |  |  |  | 0 | 1161 | 0 | 0 | 0 | 0 | 0 | 0 | 0 | 0 | 0 | 0 | 2009 Qtr 1: 1161; 2009 Qtr 2: 0; 2009 Qtr 3: 0; 2009 Qtr 4: 0; 2010 Qtr 1: 0; 2010 Qtr 2: 0; 2010 Qtr 3: 0; 2010 Qtr 4: 0; 2011 Qtr 1: 0; 2011 Qtr 2: 0; 2011 Qtr 3: 0; 2011 Qtr 4: 0 | 1161
0 | 212003-Lighting |  | System | Commercial | 17-OFL-Office–Large-IntLight | 0 |  |  |  |  | 0.225 | 0.16864 | 0 | 0 | 0 | 0.056364 | 1 |  | kWh | 0.00017 | 0 | Commercial | [7 empty] | 15 | 0.64 |  |  |  | 0 | 44 | 0 | 0 | 0 | 0 | 0 | 0 | 0 | 0 | 0 | 0 | 2009 Qtr 1: 44; 2009 Qtr 2: 0; 2009 Qtr 3: 0; 2009 Qtr 4: 0; 2010 Qtr 1: 0; 2010 Qtr 2: 0; 2010 Qtr 3: 0; 2010 Qtr 4: 0; 2011 Qtr 1: 0; 2011 Qtr 2: 0; 2011 Qtr 3: 0; 2011 Qtr 4: 0 | 44
0 | 212003-Lighting |  | System | Commercial | 17-OFL-Office–Large-IntLight | 0 |  |  |  |  | 0.225 | 0.17036 | 0 | 0 | 0 | 0.054635 | 1 |  | kWh | 0.00017 | 0 | Commercial | [7 empty] | 15 | 0.64 |  |  |  | 0 | 137 | 0 | 0 | 0 | 0 | 0 | 0 | 0 | 0 | 0 | 0 | 2009 Qtr 1: 137; 2009 Qtr 2: 0; 2009 Qtr 3: 0; 2009 Qtr 4: 0; 2010 Qtr 1: 0; 2010 Qtr 2: 0; 2010 Qtr 3: 0; 2010 Qtr 4: 0; 2011 Qtr 1: 0; 2011 Qtr 2: 0; 2011 Qtr 3: 0; 2011 Qtr 4: 0 | 137
0 | 212003-Lighting |  | System | Commercial | 17-OFL-Office–Large-IntLight | 0 |  |  |  |  | 0.225 | 0.16972 | 0 | 0 | 0 | 0.05528 | 1 |  | kWh | 0.00017 | 0 | Commercial | [7 empty] | 15 | 0.64 |  |  |  | 0 | 250 | 0 | 0 | 0 | 0 | 0 | 0 | 0 | 0 | 0 | 0 | 2009 Qtr 1: 250; 2009 Qtr 2: 0; 2009 Qtr 3: 0; 2009 Qtr 4: 0; 2010 Qtr 1: 0; 2010 Qtr 2: 0; 2010 Qtr 3: 0; 2010 Qtr 4: 0; 2011 Qtr 1: 0; 2011 Qtr 2: 0; 2011 Qtr 3: 0; 2011 Qtr 4: 0 | 250
0 | 212003-Lighting |  | System | Commercial | 17-OFL-Office–Large-IntLight | 0 |  |  |  |  | 0.225 | 0.16818 | 0 | 0 | 0 | 0.056818 | 1 |  | kWh | 0.00017 | 0 | Commercial | [7 empty] | 15 | 0.64 |  |  |  | 0 | 22 | 0 | 0 | 0 | 0 | 0 | 0 | 0 | 0 | 0 | 0 | 2009 Qtr 1: 22; 2009 Qtr 2: 0; 2009 Qtr 3: 0; 2009 Qtr 4: 0; 2010 Qtr 1: 0; 2010 Qtr 2: 0; 2010 Qtr 3: 0; 2010 Qtr 4: 0; 2011 Qtr 1: 0; 2011 Qtr 2: 0; 2011 Qtr 3: 0; 2011 Qtr 4: 0 | 22
0 | 212003-Lighting |  | System | Commercial | 17-OFL-Office–Large-IntLight | 0 |  |  |  |  | 0.225 | 0.16992 | 0 | 0 | 0 | 0.055075 | 1 |  | kWh | 0.00017 | 0 | Commercial | [7 empty] | 15 | 0.64 |  |  |  | 0 | 799 | 0 | 0 | 0 | 0 | 0 | 0 | 0 | 0 | 0 | 0 | 2009 Qtr 1: 799; 2009 Qtr 2: 0; 2009 Qtr 3: 0; 2009 Qtr 4: 0; 2010 Qtr 1: 0; 2010 Qtr 2: 0; 2010 Qtr 3: 0; 2010 Qtr 4: 0; 2011 Qtr 1: 0; 2011 Qtr 2: 0; 2011 Qtr 3: 0; 2011 Qtr 4: 0 | 799
0 | 212003-Lighting |  | System | Commercial | 17-OFL-Office–Large-IntLight | 0 |  |  |  |  | 0.225 | 0.16973 | 0 | 0 | 0 | 0.055267 | 1 |  | kWh | 0.00017 | 0 | Commercial | [7 empty] | 15 | 0.64 |  |  |  | 0 | 75 | 0 | 0 | 0 | 0 | 0 | 0 | 0 | 0 | 0 | 0 | 2009 Qtr 1: 75; 2009 Qtr 2: 0; 2009 Qtr 3: 0; 2009 Qtr 4: 0; 2010 Qtr 1: 0; 2010 Qtr 2: 0; 2010 Qtr 3: 0; 2010 Qtr 4: 0; 2011 Qtr 1: 0; 2011 Qtr 2: 0; 2011 Qtr 3: 0; 2011 Qtr 4: 0 | 75
0 | 212003-Lighting |  | System | Commercial | 17-OFL-Office–Large-IntLight | 0 |  |  |  |  | 0.225 | 0.17015 | 0 | 0 | 0 | 0.05485 | 1 |  | kWh | 0.00017 | 0 | Commercial | [7 empty] | 15 | 0.64 |  |  |  | 0 | 399 | 0 | 0 | 0 | 0 | 0 | 0 | 0 | 0 | 0 | 0 | 2009 Qtr 1: 399; 2009 Qtr 2: 0; 2009 Qtr 3: 0; 2009 Qtr 4: 0; 2010 Qtr 1: 0; 2010 Qtr 2: 0; 2010 Qtr 3: 0; 2010 Qtr 4: 0; 2011 Qtr 1: 0; 2011 Qtr 2: 0; 2011 Qtr 3: 0; 2011 Qtr 4: 0 | 399
0 | 212003-Lighting |  | System | Commercial | 17-OFL-Office–Large-IntLight | 0 |  |  |  |  | 0.225 | 0.16969 | 0 | 0 | 0 | 0.055311 | 1 |  | kWh | 0.00017 | 0 | Commercial | [7 empty] | 15 | 0.64 |  |  |  | 0 | 225 | 0 | 0 | 0 | 0 | 0 | 0 | 0 | 0 | 0 | 0 | 2009 Qtr 1: 225; 2009 Qtr 2: 0; 2009 Qtr 3: 0; 2009 Qtr 4: 0; 2010 Qtr 1: 0; 2010 Qtr 2: 0; 2010 Qtr 3: 0; 2010 Qtr 4: 0; 2011 Qtr 1: 0; 2011 Qtr 2: 0; 2011 Qtr 3: 0; 2011 Qtr 4: 0 | 225
0 | 212003-Lighting |  | System | Commercial | 17-OFL-Office–Large-IntLight | 0 |  |  |  |  | 0.225 | 0.16993 | 0 | 0 | 0 | 0.055073 | 1 |  | kWh | 0.00017 | 0 | Commercial | [7 empty] | 15 | 0.64 |  |  |  | 0 | 824 | 0 | 0 | 0 | 0 | 0 | 0 | 0 | 0 | 0 | 0 | 2009 Qtr 1: 824; 2009 Qtr 2: 0; 2009 Qtr 3: 0; 2009 Qtr 4: 0; 2010 Qtr 1: 0; 2010 Qtr 2: 0; 2010 Qtr 3: 0; 2010 Qtr 4: 0; 2011 Qtr 1: 0; 2011 Qtr 2: 0; 2011 Qtr 3: 0; 2011 Qtr 4: 0 | 824
0 | 212003-Lighting |  | System | Commercial | 17-OFL-Office–Large-IntLight | 0 |  |  |  |  | 0.225 | 0.16973 | 0 | 0 | 0 | 0.055267 | 1 |  | kWh | 0.00017 | 0 | Commercial | [7 empty] | 15 | 0.64 |  |  |  | 0 | 150 | 0 | 0 | 0 | 0 | 0 | 0 | 0 | 0 | 0 | 0 | 2009 Qtr 1: 150; 2009 Qtr 2: 0; 2009 Qtr 3: 0; 2009 Qtr 4: 0; 2010 Qtr 1: 0; 2010 Qtr 2: 0; 2010 Qtr 3: 0; 2010 Qtr 4: 0; 2011 Qtr 1: 0; 2011 Qtr 2: 0; 2011 Qtr 3: 0; 2011 Qtr 4: 0 | 150
0 | 212003-Lighting |  | System | Commercial | 17-OFL-Office–Large-IntLight | 0 |  |  |  |  | 0.225 | 0.16988 | 0 | 0 | 0 | 0.055125 | 1 |  | kWh | 0.00017 | 0 | Commercial | [7 empty] | 15 | 0.64 |  |  |  | 0 | 562 | 0 | 0 | 0 | 0 | 0 | 0 | 0 | 0 | 0 | 0 | 2009 Qtr 1: 562; 2009 Qtr 2: 0; 2009 Qtr 3: 0; 2009 Qtr 4: 0; 2010 Qtr 1: 0; 2010 Qtr 2: 0; 2010 Qtr 3: 0; 2010 Qtr 4: 0; 2011 Qtr 1: 0; 2011 Qtr 2: 0; 2011 Qtr 3: 0; 2011 Qtr 4: 0 | 562
0 | 212003-Lighting |  | System | Commercial | 17-OFL-Office–Large-IntLight | 0 |  |  |  |  | 0.225 | 0.17023 | 0 | 0 | 0 | 0.054767 | 1 |  | kWh | 0.00017 | 0 | Commercial | [7 empty] | 15 | 0.64 |  |  |  | 0 | 215 | 0 | 0 | 0 | 0 | 0 | 0 | 0 | 0 | 0 | 0 | 2009 Qtr 1: 215; 2009 Qtr 2: 0; 2009 Qtr 3: 0; 2009 Qtr 4: 0; 2010 Qtr 1: 0; 2010 Qtr 2: 0; 2010 Qtr 3: 0; 2010 Qtr 4: 0; 2011 Qtr 1: 0; 2011 Qtr 2: 0; 2011 Qtr 3: 0; 2011 Qtr 4: 0 | 215
0 | 212003-Lighting |  | System | Commercial | 17-OFL-Office–Large-IntLight | 0 |  |  |  |  | 0.225 | 0.1696 | 0 | 0 | 0 | 0.0554 | 1 |  | kWh | 0.00017 | 0 | Commercial | [7 empty] | 15 | 0.64 |  |  |  | 0 | 100 | 0 | 0 | 0 | 0 | 0 | 0 | 0 | 0 | 0 | 0 | 2009 Qtr 1: 100; 2009 Qtr 2: 0; 2009 Qtr 3: 0; 2009 Qtr 4: 0; 2010 Qtr 1: 0; 2010 Qtr 2: 0; 2010 Qtr 3: 0; 2010 Qtr 4: 0; 2011 Qtr 1: 0; 2011 Qtr 2: 0; 2011 Qtr 3: 0; 2011 Qtr 4: 0 | 100
0 | 212003-Lighting |  | System | Commercial | 17-OFL-Office–Large-IntLight | 0 |  |  |  |  | 0.225 | 0.1696 | 0 | 0 | 0 | 0.0554 | 1 |  | kWh | 0.00017 | 0 | Commercial | [7 empty] | 15 | 0.64 |  |  |  | 0 | 100 | 0 | 0 | 0 | 0 | 0 | 0 | 0 | 0 | 0 | 0 | 2009 Qtr 1: 100; 2009 Qtr 2: 0; 2009 Qtr 3: 0; 2009 Qtr 4: 0; 2010 Qtr 1: 0; 2010 Qtr 2: 0; 2010 Qtr 3: 0; 2010 Qtr 4: 0; 2011 Qtr 1: 0; 2011 Qtr 2: 0; 2011 Qtr 3: 0; 2011 Qtr 4: 0 | 100
0 | 212003-Lighting |  | System | Commercial | 17-OFL-Office–Large-IntLight | 0 |  |  |  |  | 0.225 | 0.1696 | 0 | 0 | 0 | 0.0554 | 1 |  | kWh | 0.00017 | 0 | Commercial | [7 empty] | 15 | 0.64 |  |  |  | 0 | 100 | 0 | 0 | 0 | 0 | 0 | 0 | 0 | 0 | 0 | 0 | 2009 Qtr 1: 100; 2009 Qtr 2: 0; 2009 Qtr 3: 0; 2009 Qtr 4: 0; 2010 Qtr 1: 0; 2010 Qtr 2: 0; 2010 Qtr 3: 0; 2010 Qtr 4: 0; 2011 Qtr 1: 0; 2011 Qtr 2: 0; 2011 Qtr 3: 0; 2011 Qtr 4: 0 | 100
0 | 212003-Lighting |  | System | Commercial | 17-OFL-Office–Large-IntLight | 0 |  |  |  |  | 0.225 | 0.16818 | 0 | 0 | 0 | 0.056818 | 1 |  | kWh | 0.00017 | 0 | Commercial | [7 empty] | 15 | 0.64 |  |  |  | 0 | 22 | 0 | 0 | 0 | 0 | 0 | 0 | 0 | 0 | 0 | 0 | 2009 Qtr 1: 22; 2009 Qtr 2: 0; 2009 Qtr 3: 0; 2009 Qtr 4: 0; 2010 Qtr 1: 0; 2010 Qtr 2: 0; 2010 Qtr 3: 0; 2010 Qtr 4: 0; 2011 Qtr 1: 0; 2011 Qtr 2: 0; 2011 Qtr 3: 0; 2011 Qtr 4: 0 | 22
0 | 212003-Lighting |  | System | Commercial | 17-OFL-Office–Large-IntLight | 0 |  |  |  |  | 0.225 | 0.1696 | 0 | 0 | 0 | 0.0554 | 1 |  | kWh | 0.00017 | 0 | Commercial | [7 empty] | 15 | 0.64 |  |  |  | 0 | 100 | 0 | 0 | 0 | 0 | 0 | 0 | 0 | 0 | 0 | 0 | 2009 Qtr 1: 100; 2009 Qtr 2: 0; 2009 Qtr 3: 0; 2009 Qtr 4: 0; 2010 Qtr 1: 0; 2010 Qtr 2: 0; 2010 Qtr 3: 0; 2010 Qtr 4: 0; 2011 Qtr 1: 0; 2011 Qtr 2: 0; 2011 Qtr 3: 0; 2011 Qtr 4: 0 | 100
0 | 212003-Lighting |  | System | Commercial | 17-OFL-Office–Large-IntLight | 0 |  |  |  |  | 0.225 | 0.1696 | 0 | 0 | 0 | 0.0554 | 1 |  | kWh | 0.00017 | 0 | Commercial | [7 empty] | 15 | 0.64 |  |  |  | 0 | 50 | 0 | 0 | 0 | 0 | 0 | 0 | 0 | 0 | 0 | 0 | 2009 Qtr 1: 50; 2009 Qtr 2: 0; 2009 Qtr 3: 0; 2009 Qtr 4: 0; 2010 Qtr 1: 0; 2010 Qtr 2: 0; 2010 Qtr 3: 0; 2010 Qtr 4: 0; 2011 Qtr 1: 0; 2011 Qtr 2: 0; 2011 Qtr 3: 0; 2011 Qtr 4: 0 | 50
0 | 212003-Lighting |  | System | Commercial | 17-OFL-Office–Large-IntLight | 0 |  |  |  |  | 0.225 | 0.1696 | 0 | 0 | 0 | 0.0554 | 1 |  | kWh | 0.00017 | 0 | Commercial | [7 empty] | 15 | 0.64 |  |  |  | 0 | 100 | 0 | 0 | 0 | 0 | 0 | 0 | 0 | 0 | 0 | 0 | 2009 Qtr 1: 100; 2009 Qtr 2: 0; 2009 Qtr 3: 0; 2009 Qtr 4: 0; 2010 Qtr 1: 0; 2010 Qtr 2: 0; 2010 Qtr 3: 0; 2010 Qtr 4: 0; 2011 Qtr 1: 0; 2011 Qtr 2: 0; 2011 Qtr 3: 0; 2011 Qtr 4: 0 | 100
0 | 212003-Lighting |  | System | Commercial | 17-OFL-Office–Large-IntLight | 0 |  |  |  |  | 0.225 | 0.1696 | 0 | 0 | 0 | 0.0554 | 1 |  | kWh | 0.00017 | 0 | Commercial | [7 empty] | 15 | 0.64 |  |  |  | 0 | 100 | 0 | 0 | 0 | 0 | 0 | 0 | 0 | 0 | 0 | 0 | 2009 Qtr 1: 100; 2009 Qtr 2: 0; 2009 Qtr 3: 0; 2009 Qtr 4: 0; 2010 Qtr 1: 0; 2010 Qtr 2: 0; 2010 Qtr 3: 0; 2010 Qtr 4: 0; 2011 Qtr 1: 0; 2011 Qtr 2: 0; 2011 Qtr 3: 0; 2011 Qtr 4: 0 | 100
0 | 212003-Lighting |  | System | Commercial | 17-OFL-Office–Large-IntLight | 0 |  |  |  |  | 0.225 | 0.16973 | 0 | 0 | 0 | 0.055267 | 1 |  | kWh | 0.00017 | 0 | Commercial | [7 empty] | 15 | 0.64 |  |  |  | 0 | 150 | 0 | 0 | 0 | 0 | 0 | 0 | 0 | 0 | 0 | 0 | 2009 Qtr 1: 150; 2009 Qtr 2: 0; 2009 Qtr 3: 0; 2009 Qtr 4: 0; 2010 Qtr 1: 0; 2010 Qtr 2: 0; 2010 Qtr 3: 0; 2010 Qtr 4: 0; 2011 Qtr 1: 0; 2011 Qtr 2: 0; 2011 Qtr 3: 0; 2011 Qtr 4: 0 | 150
0 | 212003-Lighting |  | System | Commercial | 17-OFL-Office–Large-IntLight | 0 |  |  |  |  | 0.225 | 0.1696 | 0 | 0 | 0 | 0.0554 | 1 |  | kWh | 0.00017 | 0 | Commercial | [7 empty] | 15 | 0.64 |  |  |  | 0 | 100 | 0 | 0 | 0 | 0 | 0 | 0 | 0 | 0 | 0 | 0 | 2009 Qtr 1: 100; 2009 Qtr 2: 0; 2009 Qtr 3: 0; 2009 Qtr 4: 0; 2010 Qtr 1: 0; 2010 Qtr 2: 0; 2010 Qtr 3: 0; 2010 Qtr 4: 0; 2011 Qtr 1: 0; 2011 Qtr 2: 0; 2011 Qtr 3: 0; 2011 Qtr 4: 0 | 100
0 | 212003-Lighting |  | System | Commercial | 17-OFL-Office–Large-IntLight | 0 |  |  |  |  | 0.225 | 0.1696 | 0 | 0 | 0 | 0.0554 | 1 |  | kWh | 0.00017 | 0 | Commercial | [7 empty] | 15 | 0.64 |  |  |  | 0 | 50 | 0 | 0 | 0 | 0 | 0 | 0 | 0 | 0 | 0 | 0 | 2009 Qtr 1: 50; 2009 Qtr 2: 0; 2009 Qtr 3: 0; 2009 Qtr 4: 0; 2010 Qtr 1: 0; 2010 Qtr 2: 0; 2010 Qtr 3: 0; 2010 Qtr 4: 0; 2011 Qtr 1: 0; 2011 Qtr 2: 0; 2011 Qtr 3: 0; 2011 Qtr 4: 0 | 50
0 | 212003-Lighting |  | System | Commercial | 17-OFL-Office–Large-IntLight | 0 |  |  |  |  | 0.225 | 0.1696 | 0 | 0 | 0 | 0.0554 | 1 |  | kWh | 0.00017 | 0 | Commercial | [7 empty] | 15 | 0.64 |  |  |  | 0 | 50 | 0 | 0 | 0 | 0 | 0 | 0 | 0 | 0 | 0 | 0 | 2009 Qtr 1: 50; 2009 Qtr 2: 0; 2009 Qtr 3: 0; 2009 Qtr 4: 0; 2010 Qtr 1: 0; 2010 Qtr 2: 0; 2010 Qtr 3: 0; 2010 Qtr 4: 0; 2011 Qtr 1: 0; 2011 Qtr 2: 0; 2011 Qtr 3: 0; 2011 Qtr 4: 0 | 50
0 | 212003-Lighting |  | System | Commercial | 17-OFL-Office–Large-IntLight | 0 |  |  |  |  | 0.225 | 0.16973 | 0 | 0 | 0 | 0.055267 | 1 |  | kWh | 0.00017 | 0 | Commercial | [7 empty] | 15 | 0.64 |  |  |  | 0 | 150 | 0 | 0 | 0 | 0 | 0 | 0 | 0 | 0 | 0 | 0 | 2009 Qtr 1: 150; 2009 Qtr 2: 0; 2009 Qtr 3: 0; 2009 Qtr 4: 0; 2010 Qtr 1: 0; 2010 Qtr 2: 0; 2010 Qtr 3: 0; 2010 Qtr 4: 0; 2011 Qtr 1: 0; 2011 Qtr 2: 0; 2011 Qtr 3: 0; 2011 Qtr 4: 0 | 150
0 | 212003-Lighting |  | System | Commercial | 17-OFL-Office–Large-IntLight | 0 |  |  |  |  | 0.225 | 0.16864 | 0 | 0 | 0 | 0.056364 | 1 |  | kWh | 0.00017 | 0 | Commercial | [7 empty] | 15 | 0.64 |  |  |  | 0 | 44 | 0 | 0 | 0 | 0 | 0 | 0 | 0 | 0 | 0 | 0 | 2009 Qtr 1: 44; 2009 Qtr 2: 0; 2009 Qtr 3: 0; 2009 Qtr 4: 0; 2010 Qtr 1: 0; 2010 Qtr 2: 0; 2010 Qtr 3: 0; 2010 Qtr 4: 0; 2011 Qtr 1: 0; 2011 Qtr 2: 0; 2011 Qtr 3: 0; 2011 Qtr 4: 0 | 44
0 | 212003-Lighting |  | System | Commercial | 17-OFL-Office–Large-IntLight | 0 |  |  |  |  | 0.225 | 0.16864 | 0 | 0 | 0 | 0.056364 | 1 |  | kWh | 0.00017 | 0 | Commercial | [7 empty] | 15 | 0.64 |  |  |  | 0 | 44 | 0 | 0 | 0 | 0 | 0 | 0 | 0 | 0 | 0 | 0 | 2009 Qtr 1: 44; 2009 Qtr 2: 0; 2009 Qtr 3: 0; 2009 Qtr 4: 0; 2010 Qtr 1: 0; 2010 Qtr 2: 0; 2010 Qtr 3: 0; 2010 Qtr 4: 0; 2011 Qtr 1: 0; 2011 Qtr 2: 0; 2011 Qtr 3: 0; 2011 Qtr 4: 0 | 44
0 | 212003-Lighting |  | System | Commercial | 17-OFL-Office–Large-IntLight | 0 |  |  |  |  | 0.225 | 0.17 | 0 | 0 | 0 | 0.055 | 1 |  | kWh | 0.00017 | 0 | Commercial | [7 empty] | 15 | 0.64 |  |  |  | 0 | 131 | 0 | 0 | 0 | 0 | 0 | 0 | 0 | 0 | 0 | 0 | 2009 Qtr 1: 131; 2009 Qtr 2: 0; 2009 Qtr 3: 0; 2009 Qtr 4: 0; 2010 Qtr 1: 0; 2010 Qtr 2: 0; 2010 Qtr 3: 0; 2010 Qtr 4: 0; 2011 Qtr 1: 0; 2011 Qtr 2: 0; 2011 Qtr 3: 0; 2011 Qtr 4: 0 | 131
0 | 212003-Lighting |  | System | Commercial | 17-OFL-Office–Large-IntLight | 0 |  |  |  |  | 0.225 | 0.16973 | 0 | 0 | 0 | 0.055267 | 1 |  | kWh | 0.00017 | 0 | Commercial | [7 empty] | 15 | 0.64 |  |  |  | 0 | 75 | 0 | 0 | 0 | 0 | 0 | 0 | 0 | 0 | 0 | 0 | 2009 Qtr 1: 75; 2009 Qtr 2: 0; 2009 Qtr 3: 0; 2009 Qtr 4: 0; 2010 Qtr 1: 0; 2010 Qtr 2: 0; 2010 Qtr 3: 0; 2010 Qtr 4: 0; 2011 Qtr 1: 0; 2011 Qtr 2: 0; 2011 Qtr 3: 0; 2011 Qtr 4: 0 | 75
0 | 212003-Lighting |  | System | Commercial | 17-OFL-Office–Large-IntLight | 0 |  |  |  |  | 0.225 | 0.17162 | 0 | 0 | 0 | 0.053378 | 1 |  | kWh | 0.00017 | 0 | Commercial | [7 empty] | 15 | 0.64 |  |  |  | 0 | 37 | 0 | 0 | 0 | 0 | 0 | 0 | 0 | 0 | 0 | 0 | 2009 Qtr 1: 37; 2009 Qtr 2: 0; 2009 Qtr 3: 0; 2009 Qtr 4: 0; 2010 Qtr 1: 0; 2010 Qtr 2: 0; 2010 Qtr 3: 0; 2010 Qtr 4: 0; 2011 Qtr 1: 0; 2011 Qtr 2: 0; 2011 Qtr 3: 0; 2011 Qtr 4: 0 | 37
0 | 212003-Lighting |  | System | Commercial | 17-OFL-Office–Large-IntLight | 0 |  |  |  |  | 0.225 | 0.16973 | 0 | 0 | 0 | 0.055267 | 1 |  | kWh | 0.00017 | 0 | Commercial | [7 empty] | 15 | 0.64 |  |  |  | 0 | 75 | 0 | 0 | 0 | 0 | 0 | 0 | 0 | 0 | 0 | 0 | 2009 Qtr 1: 75; 2009 Qtr 2: 0; 2009 Qtr 3: 0; 2009 Qtr 4: 0; 2010 Qtr 1: 0; 2010 Qtr 2: 0; 2010 Qtr 3: 0; 2010 Qtr 4: 0; 2011 Qtr 1: 0; 2011 Qtr 2: 0; 2011 Qtr 3: 0; 2011 Qtr 4: 0 | 75
0 | 212003-Lighting |  | System | Commercial | 17-OFL-Office–Large-IntLight | 0 |  |  |  |  | 0.225 | 0.17004 | 0 | 0 | 0 | 0.054962 | 1 |  | kWh | 0.00017 | 0 | Commercial | [7 empty] | 15 | 0.64 |  |  |  | 0 | 262 | 0 | 0 | 0 | 0 | 0 | 0 | 0 | 0 | 0 | 0 | 2009 Qtr 1: 262; 2009 Qtr 2: 0; 2009 Qtr 3: 0; 2009 Qtr 4: 0; 2010 Qtr 1: 0; 2010 Qtr 2: 0; 2010 Qtr 3: 0; 2010 Qtr 4: 0; 2011 Qtr 1: 0; 2011 Qtr 2: 0; 2011 Qtr 3: 0; 2011 Qtr 4: 0 | 262
0 | 212003-Lighting |  | System | Commercial | 17-OFL-Office–Large-IntLight | 0 |  |  |  |  | 0.225 | 0.16864 | 0 | 0 | 0 | 0.056364 | 1 |  | kWh | 0.00017 | 0 | Commercial | [7 empty] | 15 | 0.64 |  |  |  | 0 | 66 | 0 | 0 | 0 | 0 | 0 | 0 | 0 | 0 | 0 | 0 | 2009 Qtr 1: 66; 2009 Qtr 2: 0; 2009 Qtr 3: 0; 2009 Qtr 4: 0; 2010 Qtr 1: 0; 2010 Qtr 2: 0; 2010 Qtr 3: 0; 2010 Qtr 4: 0; 2011 Qtr 1: 0; 2011 Qtr 2: 0; 2011 Qtr 3: 0; 2011 Qtr 4: 0 | 66
0 | 212003-Lighting |  | System | Commercial | 17-OFL-Office–Large-IntLight | 0 |  |  |  |  | 0.225 | 0.16864 | 0 | 0 | 0 | 0.056364 | 1 |  | kWh | 0.00017 | 0 | Commercial | [7 empty] | 15 | 0.64 |  |  |  | 0 | 66 | 0 | 0 | 0 | 0 | 0 | 0 | 0 | 0 | 0 | 0 | 2009 Qtr 1: 66; 2009 Qtr 2: 0; 2009 Qtr 3: 0; 2009 Qtr 4: 0; 2010 Qtr 1: 0; 2010 Qtr 2: 0; 2010 Qtr 3: 0; 2010 Qtr 4: 0; 2011 Qtr 1: 0; 2011 Qtr 2: 0; 2011 Qtr 3: 0; 2011 Qtr 4: 0 | 66
0 | 212003-Lighting |  | System | Commercial | 17-OFL-Office–Large-IntLight | 0 |  |  |  |  | 0.225 | 0.17045 | 0 | 0 | 0 | 0.054554 | 1 |  | kWh | 0.00017 | 0 | Commercial | [7 empty] | 15 | 0.64 |  |  |  | 0 | 112 | 0 | 0 | 0 | 0 | 0 | 0 | 0 | 0 | 0 | 0 | 2009 Qtr 1: 112; 2009 Qtr 2: 0; 2009 Qtr 3: 0; 2009 Qtr 4: 0; 2010 Qtr 1: 0; 2010 Qtr 2: 0; 2010 Qtr 3: 0; 2010 Qtr 4: 0; 2011 Qtr 1: 0; 2011 Qtr 2: 0; 2011 Qtr 3: 0; 2011 Qtr 4: 0 | 112
0 | 212003-Lighting |  | System | Commercial | 17-OFL-Office–Large-IntLight | 0 |  |  |  |  | 0.225 | 0.16864 | 0 | 0 | 0 | 0.056364 | 1 |  | kWh | 0.00017 | 0 | Commercial | [7 empty] | 15 | 0.64 |  |  |  | 0 | 44 | 0 | 0 | 0 | 0 | 0 | 0 | 0 | 0 | 0 | 0 | 2009 Qtr 1: 44; 2009 Qtr 2: 0; 2009 Qtr 3: 0; 2009 Qtr 4: 0; 2010 Qtr 1: 0; 2010 Qtr 2: 0; 2010 Qtr 3: 0; 2010 Qtr 4: 0; 2011 Qtr 1: 0; 2011 Qtr 2: 0; 2011 Qtr 3: 0; 2011 Qtr 4: 0 | 44
0 | 212003-Lighting |  | System | Commercial | 17-OFL-Office–Large-IntLight | 0 |  |  |  |  | 0.225 | 0.16973 | 0 | 0 | 0 | 0.055267 | 1 |  | kWh | 0.00017 | 0 | Commercial | [7 empty] | 15 | 0.64 |  |  |  | 0 | 75 | 0 | 0 | 0 | 0 | 0 | 0 | 0 | 0 | 0 | 0 | 2009 Qtr 1: 75; 2009 Qtr 2: 0; 2009 Qtr 3: 0; 2009 Qtr 4: 0; 2010 Qtr 1: 0; 2010 Qtr 2: 0; 2010 Qtr 3: 0; 2010 Qtr 4: 0; 2011 Qtr 1: 0; 2011 Qtr 2: 0; 2011 Qtr 3: 0; 2011 Qtr 4: 0 | 75
0 | 212003-Lighting |  | System | Commercial | 17-OFL-Office–Large-IntLight | 0 |  |  |  |  | 0.225 | 0.17045 | 0 | 0 | 0 | 0.054554 | 1 |  | kWh | 0.00017 | 0 | Commercial | [7 empty] | 15 | 0.64 |  |  |  | 0 | 112 | 0 | 0 | 0 | 0 | 0 | 0 | 0 | 0 | 0 | 0 | 2009 Qtr 1: 112; 2009 Qtr 2: 0; 2009 Qtr 3: 0; 2009 Qtr 4: 0; 2010 Qtr 1: 0; 2010 Qtr 2: 0; 2010 Qtr 3: 0; 2010 Qtr 4: 0; 2011 Qtr 1: 0; 2011 Qtr 2: 0; 2011 Qtr 3: 0; 2011 Qtr 4: 0 | 112
0 | 212003-Lighting |  | System | Commercial | 17-OFL-Office–Large-IntLight | 0 |  |  |  |  | 0.225 | 0.17045 | 0 | 0 | 0 | 0.054554 | 1 |  | kWh | 0.00017 | 0 | Commercial | [7 empty] | 15 | 0.64 |  |  |  | 0 | 112 | 0 | 0 | 0 | 0 | 0 | 0 | 0 | 0 | 0 | 0 | 2009 Qtr 1: 112; 2009 Qtr 2: 0; 2009 Qtr 3: 0; 2009 Qtr 4: 0; 2010 Qtr 1: 0; 2010 Qtr 2: 0; 2010 Qtr 3: 0; 2010 Qtr 4: 0; 2011 Qtr 1: 0; 2011 Qtr 2: 0; 2011 Qtr 3: 0; 2011 Qtr 4: 0 | 112
0 | 212003-Lighting |  | System | Commercial | 17-OFL-Office–Large-IntLight | 0 |  |  |  |  | 0.225 | 0.17006 | 0 | 0 | 0 | 0.054937 | 1 |  | kWh | 0.00017 | 0 | Commercial | [7 empty] | 15 | 0.64 |  |  |  | 0 | 474 | 0 | 0 | 0 | 0 | 0 | 0 | 0 | 0 | 0 | 0 | 2009 Qtr 1: 474; 2009 Qtr 2: 0; 2009 Qtr 3: 0; 2009 Qtr 4: 0; 2010 Qtr 1: 0; 2010 Qtr 2: 0; 2010 Qtr 3: 0; 2010 Qtr 4: 0; 2011 Qtr 1: 0; 2011 Qtr 2: 0; 2011 Qtr 3: 0; 2011 Qtr 4: 0 | 474
0 | 212003-Lighting |  | System | Commercial | 17-OFL-Office–Large-IntLight | 0 |  |  |  |  | 0.225 | 0.17162 | 0 | 0 | 0 | 0.053378 | 1 |  | kWh | 0.00017 | 0 | Commercial | [7 empty] | 15 | 0.64 |  |  |  | 0 | 37 | 0 | 0 | 0 | 0 | 0 | 0 | 0 | 0 | 0 | 0 | 2009 Qtr 1: 37; 2009 Qtr 2: 0; 2009 Qtr 3: 0; 2009 Qtr 4: 0; 2010 Qtr 1: 0; 2010 Qtr 2: 0; 2010 Qtr 3: 0; 2010 Qtr 4: 0; 2011 Qtr 1: 0; 2011 Qtr 2: 0; 2011 Qtr 3: 0; 2011 Qtr 4: 0 | 37
0 | 212003-Lighting |  | System | Commercial | 17-OFL-Office–Large-IntLight | 0 |  |  |  |  | 0.225 | 0.1696 | 0 | 0 | 0 | 0.0554 | 1 |  | kWh | 0.00017 | 0 | Commercial | [7 empty] | 15 | 0.64 |  |  |  | 0 | 25 | 0 | 0 | 0 | 0 | 0 | 0 | 0 | 0 | 0 | 0 | 2009 Qtr 1: 25; 2009 Qtr 2: 0; 2009 Qtr 3: 0; 2009 Qtr 4: 0; 2010 Qtr 1: 0; 2010 Qtr 2: 0; 2010 Qtr 3: 0; 2010 Qtr 4: 0; 2011 Qtr 1: 0; 2011 Qtr 2: 0; 2011 Qtr 3: 0; 2011 Qtr 4: 0 | 25
0 | 212003-Lighting |  | System | Commercial | 17-OFL-Office–Large-IntLight | 0 |  |  |  |  | 0.225 | 0.17 | 0 | 0 | 0 | 0.055 | 1 |  | kWh | 0.00017 | 0 | Commercial | [7 empty] | 15 | 0.64 |  |  |  | 0 | 25 | 0 | 0 | 0 | 0 | 0 | 0 | 0 | 0 | 0 | 0 | 2009 Qtr 1: 25; 2009 Qtr 2: 0; 2009 Qtr 3: 0; 2009 Qtr 4: 0; 2010 Qtr 1: 0; 2010 Qtr 2: 0; 2010 Qtr 3: 0; 2010 Qtr 4: 0; 2011 Qtr 1: 0; 2011 Qtr 2: 0; 2011 Qtr 3: 0; 2011 Qtr 4: 0 | 25
0 | 212003-Lighting |  | System | Commercial | 17-OFL-Office–Large-IntLight | 0 |  |  |  |  | 0.225 | 0.1696 | 0 | 0 | 0 | 0.0554 | 1 |  | kWh | 0.00017 | 0 | Commercial | [7 empty] | 15 | 0.64 |  |  |  | 0 | 50 | 0 | 0 | 0 | 0 | 0 | 0 | 0 | 0 | 0 | 0 | 2009 Qtr 1: 50; 2009 Qtr 2: 0; 2009 Qtr 3: 0; 2009 Qtr 4: 0; 2010 Qtr 1: 0; 2010 Qtr 2: 0; 2010 Qtr 3: 0; 2010 Qtr 4: 0; 2011 Qtr 1: 0; 2011 Qtr 2: 0; 2011 Qtr 3: 0; 2011 Qtr 4: 0 | 50
0 | 212003-Lighting |  | System | Commercial | 17-OFL-Office–Large-IntLight | 0 |  |  |  |  | 0.225 | 0.1696 | 0 | 0 | 0 | 0.0554 | 1 |  | kWh | 0.00017 | 0 | Commercial | [7 empty] | 15 | 0.64 |  |  |  | 0 | 100 | 0 | 0 | 0 | 0 | 0 | 0 | 0 | 0 | 0 | 0 | 2009 Qtr 1: 100; 2009 Qtr 2: 0; 2009 Qtr 3: 0; 2009 Qtr 4: 0; 2010 Qtr 1: 0; 2010 Qtr 2: 0; 2010 Qtr 3: 0; 2010 Qtr 4: 0; 2011 Qtr 1: 0; 2011 Qtr 2: 0; 2011 Qtr 3: 0; 2011 Qtr 4: 0 | 100
0 | 212003-Lighting |  | System | Commercial | 17-OFL-Office–Large-IntLight | 0 |  |  |  |  | 0.225 | 0.1699 | 0 | 0 | 0 | 0.055097 | 1 |  | kWh | 0.00017 | 0 | Commercial | [7 empty] | 15 | 0.64 |  |  |  | 0 | 206 | 0 | 0 | 0 | 0 | 0 | 0 | 0 | 0 | 0 | 0 | 2009 Qtr 1: 206; 2009 Qtr 2: 0; 2009 Qtr 3: 0; 2009 Qtr 4: 0; 2010 Qtr 1: 0; 2010 Qtr 2: 0; 2010 Qtr 3: 0; 2010 Qtr 4: 0; 2011 Qtr 1: 0; 2011 Qtr 2: 0; 2011 Qtr 3: 0; 2011 Qtr 4: 0 | 206
0 | 212003-Lighting |  | System | Commercial | 17-OFL-Office–Large-IntLight | 0 |  |  |  |  | 0.225 | 0.17003 | 0 | 0 | 0 | 0.054973 | 1 |  | kWh | 0.00017 | 0 | Commercial | [7 empty] | 15 | 0.64 |  |  |  | 0 | 1123 | 0 | 0 | 0 | 0 | 0 | 0 | 0 | 0 | 0 | 0 | 2009 Qtr 1: 1123; 2009 Qtr 2: 0; 2009 Qtr 3: 0; 2009 Qtr 4: 0; 2010 Qtr 1: 0; 2010 Qtr 2: 0; 2010 Qtr 3: 0; 2010 Qtr 4: 0; 2011 Qtr 1: 0; 2011 Qtr 2: 0; 2011 Qtr 3: 0; 2011 Qtr 4: 0 | 1123
0 | 212003-Lighting |  | System | Commercial | 17-OFL-Office–Large-IntLight | 0 |  |  |  |  | 0.225 | 0.17097 | 0 | 0 | 0 | 0.054032 | 1 |  | kWh | 0.00017 | 0 | Commercial | [7 empty] | 15 | 0.64 |  |  |  | 0 | 62 | 0 | 0 | 0 | 0 | 0 | 0 | 0 | 0 | 0 | 0 | 2009 Qtr 1: 62; 2009 Qtr 2: 0; 2009 Qtr 3: 0; 2009 Qtr 4: 0; 2010 Qtr 1: 0; 2010 Qtr 2: 0; 2010 Qtr 3: 0; 2010 Qtr 4: 0; 2011 Qtr 1: 0; 2011 Qtr 2: 0; 2011 Qtr 3: 0; 2011 Qtr 4: 0 | 62
0 | 212003-Lighting |  | System | Commercial | 17-OFL-Office–Large-IntLight | 0 |  |  |  |  | 0.225 | 0.1696 | 0 | 0 | 0 | 0.0554 | 1 |  | kWh | 0.00017 | 0 | Commercial | [7 empty] | 15 | 0.64 |  |  |  | 0 | 50 | 0 | 0 | 0 | 0 | 0 | 0 | 0 | 0 | 0 | 0 | 2009 Qtr 1: 50; 2009 Qtr 2: 0; 2009 Qtr 3: 0; 2009 Qtr 4: 0; 2010 Qtr 1: 0; 2010 Qtr 2: 0; 2010 Qtr 3: 0; 2010 Qtr 4: 0; 2011 Qtr 1: 0; 2011 Qtr 2: 0; 2011 Qtr 3: 0; 2011 Qtr 4: 0 | 50
0 | 212003-Lighting |  | System | Commercial | 17-OFL-Office–Large-IntLight | 0 |  |  |  |  | 0.225 | 0.1696 | 0 | 0 | 0 | 0.0554 | 1 |  | kWh | 0.00017 | 0 | Commercial | [7 empty] | 15 | 0.64 |  |  |  | 0 | 100 | 0 | 0 | 0 | 0 | 0 | 0 | 0 | 0 | 0 | 0 | 2009 Qtr 1: 100; 2009 Qtr 2: 0; 2009 Qtr 3: 0; 2009 Qtr 4: 0; 2010 Qtr 1: 0; 2010 Qtr 2: 0; 2010 Qtr 3: 0; 2010 Qtr 4: 0; 2011 Qtr 1: 0; 2011 Qtr 2: 0; 2011 Qtr 3: 0; 2011 Qtr 4: 0 | 100
0 | 212003-Lighting |  | System | Commercial | 17-OFL-Office–Large-IntLight | 0 |  |  |  |  | 0.225 | 0.16818 | 0 | 0 | 0 | 0.056818 | 1 |  | kWh | 0.00017 | 0 | Commercial | [7 empty] | 15 | 0.64 |  |  |  | 0 | 22 | 0 | 0 | 0 | 0 | 0 | 0 | 0 | 0 | 0 | 0 | 2009 Qtr 1: 22; 2009 Qtr 2: 0; 2009 Qtr 3: 0; 2009 Qtr 4: 0; 2010 Qtr 1: 0; 2010 Qtr 2: 0; 2010 Qtr 3: 0; 2010 Qtr 4: 0; 2011 Qtr 1: 0; 2011 Qtr 2: 0; 2011 Qtr 3: 0; 2011 Qtr 4: 0 | 22
0 | 212003-Lighting |  | System | Commercial | 17-OFL-Office–Large-IntLight | 0 |  |  |  |  | 0.225 | 0.16562 | 0 | 0 | 0 | 0.059375 | 1 |  | kWh | 0.00017 | 0 | Commercial | [7 empty] | 15 | 0.64 |  |  |  | 0 | 16 | 0 | 0 | 0 | 0 | 0 | 0 | 0 | 0 | 0 | 0 | 2009 Qtr 1: 16; 2009 Qtr 2: 0; 2009 Qtr 3: 0; 2009 Qtr 4: 0; 2010 Qtr 1: 0; 2010 Qtr 2: 0; 2010 Qtr 3: 0; 2010 Qtr 4: 0; 2011 Qtr 1: 0; 2011 Qtr 2: 0; 2011 Qtr 3: 0; 2011 Qtr 4: 0 | 16
0 | 212003-Lighting |  | System | Commercial | 17-OFL-Office–Large-IntLight | 0 |  |  |  |  | 0.225 | 0.16562 | 0 | 0 | 0 | 0.059375 | 1 |  | kWh | 0.00017 | 0 | Commercial | [7 empty] | 15 | 0.64 |  |  |  | 0 | 16 | 0 | 0 | 0 | 0 | 0 | 0 | 0 | 0 | 0 | 0 | 2009 Qtr 1: 16; 2009 Qtr 2: 0; 2009 Qtr 3: 0; 2009 Qtr 4: 0; 2010 Qtr 1: 0; 2010 Qtr 2: 0; 2010 Qtr 3: 0; 2010 Qtr 4: 0; 2011 Qtr 1: 0; 2011 Qtr 2: 0; 2011 Qtr 3: 0; 2011 Qtr 4: 0 | 16
0 | 212003-Lighting |  | System | Commercial | 17-OFL-Office–Large-IntLight | 0 |  |  |  |  | 0.225 | 0.17 | 0 | 0 | 0 | 0.055 | 1 |  | kWh | 0.00017 | 0 | Commercial | [7 empty] | 15 | 0.64 |  |  |  | 0 | 131 | 0 | 0 | 0 | 0 | 0 | 0 | 0 | 0 | 0 | 0 | 2009 Qtr 1: 131; 2009 Qtr 2: 0; 2009 Qtr 3: 0; 2009 Qtr 4: 0; 2010 Qtr 1: 0; 2010 Qtr 2: 0; 2010 Qtr 3: 0; 2010 Qtr 4: 0; 2011 Qtr 1: 0; 2011 Qtr 2: 0; 2011 Qtr 3: 0; 2011 Qtr 4: 0 | 131
0 | 212003-Lighting |  | System | Commercial | 17-OFL-Office–Large-IntLight | 0 |  |  |  |  | 0.225 | 0.17 | 0 | 0 | 0 | 0.055 | 1 |  | kWh | 0.00017 | 0 | Commercial | [7 empty] | 15 | 0.64 |  |  |  | 0 | 131 | 0 | 0 | 0 | 0 | 0 | 0 | 0 | 0 | 0 | 0 | 2009 Qtr 1: 131; 2009 Qtr 2: 0; 2009 Qtr 3: 0; 2009 Qtr 4: 0; 2010 Qtr 1: 0; 2010 Qtr 2: 0; 2010 Qtr 3: 0; 2010 Qtr 4: 0; 2011 Qtr 1: 0; 2011 Qtr 2: 0; 2011 Qtr 3: 0; 2011 Qtr 4: 0 | 131
0 | 212003-Lighting |  | System | Commercial | 17-OFL-Office–Large-IntLight | 0 |  |  |  |  | 0.225 | 0.16973 | 0 | 0 | 0 | 0.055267 | 1 |  | kWh | 0.00017 | 0 | Commercial | [7 empty] | 15 | 0.64 |  |  |  | 0 | 75 | 0 | 0 | 0 | 0 | 0 | 0 | 0 | 0 | 0 | 0 | 2009 Qtr 1: 75; 2009 Qtr 2: 0; 2009 Qtr 3: 0; 2009 Qtr 4: 0; 2010 Qtr 1: 0; 2010 Qtr 2: 0; 2010 Qtr 3: 0; 2010 Qtr 4: 0; 2011 Qtr 1: 0; 2011 Qtr 2: 0; 2011 Qtr 3: 0; 2011 Qtr 4: 0 | 75
0 | 212003-Lighting |  | System | Commercial | 17-OFL-Office–Large-IntLight | 0 |  |  |  |  | 0.225 | 0.17162 | 0 | 0 | 0 | 0.053378 | 1 |  | kWh | 0.00017 | 0 | Commercial | [7 empty] | 15 | 0.64 |  |  |  | 0 | 37 | 0 | 0 | 0 | 0 | 0 | 0 | 0 | 0 | 0 | 0 | 2009 Qtr 1: 37; 2009 Qtr 2: 0; 2009 Qtr 3: 0; 2009 Qtr 4: 0; 2010 Qtr 1: 0; 2010 Qtr 2: 0; 2010 Qtr 3: 0; 2010 Qtr 4: 0; 2011 Qtr 1: 0; 2011 Qtr 2: 0; 2011 Qtr 3: 0; 2011 Qtr 4: 0 | 37
0 | 212003-Lighting |  | System | Commercial | 17-OFL-Office–Large-IntLight | 0 |  |  |  |  | 0.225 | 0.1696 | 0 | 0 | 0 | 0.0554 | 1 |  | kWh | 0.00017 | 0 | Commercial | [7 empty] | 15 | 0.64 |  |  |  | 0 | 50 | 0 | 0 | 0 | 0 | 0 | 0 | 0 | 0 | 0 | 0 | 2009 Qtr 1: 50; 2009 Qtr 2: 0; 2009 Qtr 3: 0; 2009 Qtr 4: 0; 2010 Qtr 1: 0; 2010 Qtr 2: 0; 2010 Qtr 3: 0; 2010 Qtr 4: 0; 2011 Qtr 1: 0; 2011 Qtr 2: 0; 2011 Qtr 3: 0; 2011 Qtr 4: 0 | 50
0 | 212003-Lighting |  | System | Commercial | 17-OFL-Office–Large-IntLight | 0 |  |  |  |  | 0.225 | 0.16969 | 0 | 0 | 0 | 0.055311 | 1 |  | kWh | 0.00017 | 0 | Commercial | [7 empty] | 15 | 0.64 |  |  |  | 0 | 225 | 0 | 0 | 0 | 0 | 0 | 0 | 0 | 0 | 0 | 0 | 2009 Qtr 1: 225; 2009 Qtr 2: 0; 2009 Qtr 3: 0; 2009 Qtr 4: 0; 2010 Qtr 1: 0; 2010 Qtr 2: 0; 2010 Qtr 3: 0; 2010 Qtr 4: 0; 2011 Qtr 1: 0; 2011 Qtr 2: 0; 2011 Qtr 3: 0; 2011 Qtr 4: 0 | 225
0 | 212003-Lighting |  | System | Commercial | 17-OFL-Office–Large-IntLight | 0 |  |  |  |  | 0.225 | 0.1697 | 0 | 0 | 0 | 0.0553 | 1 |  | kWh | 0.00017 | 0 | Commercial | [7 empty] | 15 | 0.64 |  |  |  | 0 | 200 | 0 | 0 | 0 | 0 | 0 | 0 | 0 | 0 | 0 | 0 | 2009 Qtr 1: 200; 2009 Qtr 2: 0; 2009 Qtr 3: 0; 2009 Qtr 4: 0; 2010 Qtr 1: 0; 2010 Qtr 2: 0; 2010 Qtr 3: 0; 2010 Qtr 4: 0; 2011 Qtr 1: 0; 2011 Qtr 2: 0; 2011 Qtr 3: 0; 2011 Qtr 4: 0 | 200
0 | 212003-Lighting |  | System | Commercial | 17-OFL-Office–Large-IntLight | 0 |  |  |  |  | 0.225 | 0.1696 | 0 | 0 | 0 | 0.0554 | 1 |  | kWh | 0.00017 | 0 | Commercial | [7 empty] | 15 | 0.64 |  |  |  | 0 | 100 | 0 | 0 | 0 | 0 | 0 | 0 | 0 | 0 | 0 | 0 | 2009 Qtr 1: 100; 2009 Qtr 2: 0; 2009 Qtr 3: 0; 2009 Qtr 4: 0; 2010 Qtr 1: 0; 2010 Qtr 2: 0; 2010 Qtr 3: 0; 2010 Qtr 4: 0; 2011 Qtr 1: 0; 2011 Qtr 2: 0; 2011 Qtr 3: 0; 2011 Qtr 4: 0 | 100
0 | 212003-Lighting |  | System | Commercial | 17-OFL-Office–Large-IntLight | 0 |  |  |  |  | 0.225 | 0.1696 | 0 | 0 | 0 | 0.0554 | 1 |  | kWh | 0.00017 | 0 | Commercial | [7 empty] | 15 | 0.64 |  |  |  | 0 | 100 | 0 | 0 | 0 | 0 | 0 | 0 | 0 | 0 | 0 | 0 | 2009 Qtr 1: 100; 2009 Qtr 2: 0; 2009 Qtr 3: 0; 2009 Qtr 4: 0; 2010 Qtr 1: 0; 2010 Qtr 2: 0; 2010 Qtr 3: 0; 2010 Qtr 4: 0; 2011 Qtr 1: 0; 2011 Qtr 2: 0; 2011 Qtr 3: 0; 2011 Qtr 4: 0 | 100
0 | 212003-Lighting |  | System | Commercial | 17-OFL-Office–Large-IntLight | 0 |  |  |  |  | 0.225 | 0.1701 | 0 | 0 | 0 | 0.0549 | 1 |  | kWh | 0.00017 | 0 | Commercial | [7 empty] | 15 | 0.64 |  |  |  | 0 | 502 | 0 | 0 | 0 | 0 | 0 | 0 | 0 | 0 | 0 | 0 | 2009 Qtr 1: 502; 2009 Qtr 2: 0; 2009 Qtr 3: 0; 2009 Qtr 4: 0; 2010 Qtr 1: 0; 2010 Qtr 2: 0; 2010 Qtr 3: 0; 2010 Qtr 4: 0; 2011 Qtr 1: 0; 2011 Qtr 2: 0; 2011 Qtr 3: 0; 2011 Qtr 4: 0 | 502
0 | 212003-Lighting |  | System | Commercial | 17-OFL-Office–Large-IntLight | 0 |  |  |  |  | 0.225 | 0.17069 | 0 | 0 | 0 | 0.05431 | 1 |  | kWh | 0.00017 | 0 | Commercial | [7 empty] | 15 | 0.64 |  |  |  | 0 | 87 | 0 | 0 | 0 | 0 | 0 | 0 | 0 | 0 | 0 | 0 | 2009 Qtr 1: 87; 2009 Qtr 2: 0; 2009 Qtr 3: 0; 2009 Qtr 4: 0; 2010 Qtr 1: 0; 2010 Qtr 2: 0; 2010 Qtr 3: 0; 2010 Qtr 4: 0; 2011 Qtr 1: 0; 2011 Qtr 2: 0; 2011 Qtr 3: 0; 2011 Qtr 4: 0 | 87
0 | 212003-Lighting |  | System | Commercial | 17-OFL-Office–Large-IntLight | 0 |  |  |  |  | 0.225 | 0.16864 | 0 | 0 | 0 | 0.056364 | 1 |  | kWh | 0.00017 | 0 | Commercial | [7 empty] | 15 | 0.64 |  |  |  | 0 | 66 | 0 | 0 | 0 | 0 | 0 | 0 | 0 | 0 | 0 | 0 | 2009 Qtr 1: 66; 2009 Qtr 2: 0; 2009 Qtr 3: 0; 2009 Qtr 4: 0; 2010 Qtr 1: 0; 2010 Qtr 2: 0; 2010 Qtr 3: 0; 2010 Qtr 4: 0; 2011 Qtr 1: 0; 2011 Qtr 2: 0; 2011 Qtr 3: 0; 2011 Qtr 4: 0 | 66
0 | 212003-Lighting |  | System | Commercial | 17-OFL-Office–Large-IntLight | 0 |  |  |  |  | 0.225 | 0.17005 | 0 | 0 | 0 | 0.054954 | 1 |  | kWh | 0.00017 | 0 | Commercial | [7 empty] | 15 | 0.64 |  |  |  | 0 | 1310 | 0 | 0 | 0 | 0 | 0 | 0 | 0 | 0 | 0 | 0 | 2009 Qtr 1: 1310; 2009 Qtr 2: 0; 2009 Qtr 3: 0; 2009 Qtr 4: 0; 2010 Qtr 1: 0; 2010 Qtr 2: 0; 2010 Qtr 3: 0; 2010 Qtr 4: 0; 2011 Qtr 1: 0; 2011 Qtr 2: 0; 2011 Qtr 3: 0; 2011 Qtr 4: 0 | 1310
0 | 212003-Lighting |  | System | Commercial | 17-OFL-Office–Large-IntLight | 0 |  |  |  |  | 0.225 | 0.17069 | 0 | 0 | 0 | 0.05431 | 1 |  | kWh | 0.00017 | 0 | Commercial | [7 empty] | 15 | 0.64 |  |  |  | 0 | 87 | 0 | 0 | 0 | 0 | 0 | 0 | 0 | 0 | 0 | 0 | 2009 Qtr 1: 87; 2009 Qtr 2: 0; 2009 Qtr 3: 0; 2009 Qtr 4: 0; 2010 Qtr 1: 0; 2010 Qtr 2: 0; 2010 Qtr 3: 0; 2010 Qtr 4: 0; 2011 Qtr 1: 0; 2011 Qtr 2: 0; 2011 Qtr 3: 0; 2011 Qtr 4: 0 | 87
0 | 212003-Lighting |  | System | Commercial | 17-OFL-Office–Large-IntLight | 0 |  |  |  |  | 0.225 | 0.17667 | 0 | 0 | 0 | 0.048333 | 1 |  | kWh | 0.00017 | 0 | Commercial | [7 empty] | 15 | 0.64 |  |  |  | 0 | 9 | 0 | 0 | 0 | 0 | 0 | 0 | 0 | 0 | 0 | 0 | 2009 Qtr 1: 9; 2009 Qtr 2: 0; 2009 Qtr 3: 0; 2009 Qtr 4: 0; 2010 Qtr 1: 0; 2010 Qtr 2: 0; 2010 Qtr 3: 0; 2010 Qtr 4: 0; 2011 Qtr 1: 0; 2011 Qtr 2: 0; 2011 Qtr 3: 0; 2011 Qtr 4: 0 | 9
0 | 212003-Lighting |  | System | Commercial | 17-OFL-Office–Large-IntLight | 0 |  |  |  |  | 0.225 | 0.17189 | 0 | 0 | 0 | 0.053108 | 1 |  | kWh | 0.00017 | 0 | Commercial | [7 empty] | 15 | 0.64 |  |  |  | 0 | 37 | 0 | 0 | 0 | 0 | 0 | 0 | 0 | 0 | 0 | 0 | 2009 Qtr 1: 37; 2009 Qtr 2: 0; 2009 Qtr 3: 0; 2009 Qtr 4: 0; 2010 Qtr 1: 0; 2010 Qtr 2: 0; 2010 Qtr 3: 0; 2010 Qtr 4: 0; 2011 Qtr 1: 0; 2011 Qtr 2: 0; 2011 Qtr 3: 0; 2011 Qtr 4: 0 | 37
0 | 212003-Lighting |  | System | Commercial | 17-OFL-Office–Large-IntLight | 0 |  |  |  |  | 0.225 | 0.1696 | 0 | 0 | 0 | 0.0554 | 1 |  | kWh | 0.00017 | 0 | Commercial | [7 empty] | 15 | 0.64 |  |  |  | 0 | 100 | 0 | 0 | 0 | 0 | 0 | 0 | 0 | 0 | 0 | 0 | 2009 Qtr 1: 100; 2009 Qtr 2: 0; 2009 Qtr 3: 0; 2009 Qtr 4: 0; 2010 Qtr 1: 0; 2010 Qtr 2: 0; 2010 Qtr 3: 0; 2010 Qtr 4: 0; 2011 Qtr 1: 0; 2011 Qtr 2: 0; 2011 Qtr 3: 0; 2011 Qtr 4: 0 | 100
0 | 212003-Lighting |  | System | Commercial | 17-OFL-Office–Large-IntLight | 0 |  |  |  |  | 0.225 | 0.16973 | 0 | 0 | 0 | 0.055267 | 1 |  | kWh | 0.00017 | 0 | Commercial | [7 empty] | 15 | 0.64 |  |  |  | 0 | 75 | 0 | 0 | 0 | 0 | 0 | 0 | 0 | 0 | 0 | 0 | 2009 Qtr 1: 75; 2009 Qtr 2: 0; 2009 Qtr 3: 0; 2009 Qtr 4: 0; 2010 Qtr 1: 0; 2010 Qtr 2: 0; 2010 Qtr 3: 0; 2010 Qtr 4: 0; 2011 Qtr 1: 0; 2011 Qtr 2: 0; 2011 Qtr 3: 0; 2011 Qtr 4: 0 | 75
0 | 212003-Lighting |  | System | Commercial | 17-OFL-Office–Large-IntLight | 0 |  |  |  |  | 0.225 | 0.17667 | 0 | 0 | 0 | 0.048333 | 1 |  | kWh | 0.00017 | 0 | Commercial | [7 empty] | 15 | 0.64 |  |  |  | 0 | 12 | 0 | 0 | 0 | 0 | 0 | 0 | 0 | 0 | 0 | 0 | 2009 Qtr 1: 12; 2009 Qtr 2: 0; 2009 Qtr 3: 0; 2009 Qtr 4: 0; 2010 Qtr 1: 0; 2010 Qtr 2: 0; 2010 Qtr 3: 0; 2010 Qtr 4: 0; 2011 Qtr 1: 0; 2011 Qtr 2: 0; 2011 Qtr 3: 0; 2011 Qtr 4: 0 | 12
0 | 212003-Lighting |  | System | Commercial | 17-OFL-Office–Large-IntLight | 0 |  |  |  |  | 0.225 | 0.16562 | 0 | 0 | 0 | 0.059375 | 1 |  | kWh | 0.00017 | 0 | Commercial | [7 empty] | 15 | 0.64 |  |  |  | 0 | 16 | 0 | 0 | 0 | 0 | 0 | 0 | 0 | 0 | 0 | 0 | 2009 Qtr 1: 16; 2009 Qtr 2: 0; 2009 Qtr 3: 0; 2009 Qtr 4: 0; 2010 Qtr 1: 0; 2010 Qtr 2: 0; 2010 Qtr 3: 0; 2010 Qtr 4: 0; 2011 Qtr 1: 0; 2011 Qtr 2: 0; 2011 Qtr 3: 0; 2011 Qtr 4: 0 | 16
0 | 212003-Lighting |  | System | Commercial | 17-OFL-Office–Large-IntLight | 0 |  |  |  |  | 0.225 | 0.17714 | 0 | 0 | 0 | 0.047857 | 1 |  | kWh | 0.00017 | 0 | Commercial | [7 empty] | 15 | 0.64 |  |  |  | 0 | 7 | 0 | 0 | 0 | 0 | 0 | 0 | 0 | 0 | 0 | 0 | 2009 Qtr 1: 7; 2009 Qtr 2: 0; 2009 Qtr 3: 0; 2009 Qtr 4: 0; 2010 Qtr 1: 0; 2010 Qtr 2: 0; 2010 Qtr 3: 0; 2010 Qtr 4: 0; 2011 Qtr 1: 0; 2011 Qtr 2: 0; 2011 Qtr 3: 0; 2011 Qtr 4: 0 | 7
0 | 212003-Lighting |  | System | Commercial | 17-OFL-Office–Large-IntLight | 0 |  |  |  |  | 0.225 | 0.17008 | 0 | 0 | 0 | 0.054924 | 1 |  | kWh | 0.00017 | 0 | Commercial | [7 empty] | 15 | 0.64 |  |  |  | 0 | 789 | 0 | 0 | 0 | 0 | 0 | 0 | 0 | 0 | 0 | 0 | 2009 Qtr 1: 789; 2009 Qtr 2: 0; 2009 Qtr 3: 0; 2009 Qtr 4: 0; 2010 Qtr 1: 0; 2010 Qtr 2: 0; 2010 Qtr 3: 0; 2010 Qtr 4: 0; 2011 Qtr 1: 0; 2011 Qtr 2: 0; 2011 Qtr 3: 0; 2011 Qtr 4: 0 | 789
0 | 212003-Lighting |  | System | Commercial | 17-OFL-Office–Large-IntLight | 0 |  |  |  |  | 0.225 | 0.16818 | 0 | 0 | 0 | 0.056818 | 1 |  | kWh | 0.00017 | 0 | Commercial | [7 empty] | 15 | 0.64 |  |  |  | 0 | 22 | 0 | 0 | 0 | 0 | 0 | 0 | 0 | 0 | 0 | 0 | 2009 Qtr 1: 22; 2009 Qtr 2: 0; 2009 Qtr 3: 0; 2009 Qtr 4: 0; 2010 Qtr 1: 0; 2010 Qtr 2: 0; 2010 Qtr 3: 0; 2010 Qtr 4: 0; 2011 Qtr 1: 0; 2011 Qtr 2: 0; 2011 Qtr 3: 0; 2011 Qtr 4: 0 | 22
0 | 212003-Lighting |  | System | Commercial | 17-OFL-Office–Large-IntLight | 0 |  |  |  |  | 0.225 | 0.16818 | 0 | 0 | 0 | 0.056818 | 1 |  | kWh | 0.00017 | 0 | Commercial | [7 empty] | 15 | 0.64 |  |  |  | 0 | 22 | 0 | 0 | 0 | 0 | 0 | 0 | 0 | 0 | 0 | 0 | 2009 Qtr 1: 22; 2009 Qtr 2: 0; 2009 Qtr 3: 0; 2009 Qtr 4: 0; 2010 Qtr 1: 0; 2010 Qtr 2: 0; 2010 Qtr 3: 0; 2010 Qtr 4: 0; 2011 Qtr 1: 0; 2011 Qtr 2: 0; 2011 Qtr 3: 0; 2011 Qtr 4: 0 | 22
0 | 212003-Lighting |  | System | Commercial | 17-OFL-Office–Large-IntLight | 0 |  |  |  |  | 0.225 | 0.17162 | 0 | 0 | 0 | 0.053378 | 1 |  | kWh | 0.00017 | 0 | Commercial | [7 empty] | 15 | 0.64 |  |  |  | 0 | 37 | 0 | 0 | 0 | 0 | 0 | 0 | 0 | 0 | 0 | 0 | 2009 Qtr 1: 37; 2009 Qtr 2: 0; 2009 Qtr 3: 0; 2009 Qtr 4: 0; 2010 Qtr 1: 0; 2010 Qtr 2: 0; 2010 Qtr 3: 0; 2010 Qtr 4: 0; 2011 Qtr 1: 0; 2011 Qtr 2: 0; 2011 Qtr 3: 0; 2011 Qtr 4: 0 | 37
0 | 212003-Lighting |  | System | Commercial | 17-OFL-Office–Large-IntLight | 0 |  |  |  |  | 0.225 | 0.16973 | 0 | 0 | 0 | 0.055267 | 1 |  | kWh | 0.00017 | 0 | Commercial | [7 empty] | 15 | 0.64 |  |  |  | 0 | 75 | 0 | 0 | 0 | 0 | 0 | 0 | 0 | 0 | 0 | 0 | 2009 Qtr 1: 75; 2009 Qtr 2: 0; 2009 Qtr 3: 0; 2009 Qtr 4: 0; 2010 Qtr 1: 0; 2010 Qtr 2: 0; 2010 Qtr 3: 0; 2010 Qtr 4: 0; 2011 Qtr 1: 0; 2011 Qtr 2: 0; 2011 Qtr 3: 0; 2011 Qtr 4: 0 | 75
0 | 212003-Lighting |  | System | Commercial | 17-OFL-Office–Large-IntLight | 0 |  |  |  |  | 0.225 | 0.16973 | 0 | 0 | 0 | 0.055267 | 1 |  | kWh | 0.00017 | 0 | Commercial | [7 empty] | 15 | 0.64 |  |  |  | 0 | 75 | 0 | 0 | 0 | 0 | 0 | 0 | 0 | 0 | 0 | 0 | 2009 Qtr 1: 75; 2009 Qtr 2: 0; 2009 Qtr 3: 0; 2009 Qtr 4: 0; 2010 Qtr 1: 0; 2010 Qtr 2: 0; 2010 Qtr 3: 0; 2010 Qtr 4: 0; 2011 Qtr 1: 0; 2011 Qtr 2: 0; 2011 Qtr 3: 0; 2011 Qtr 4: 0 | 75
0 | 212003-Lighting |  | System | Commercial | 17-OFL-Office–Large-IntLight | 0 |  |  |  |  | 0.225 | 0.16973 | 0 | 0 | 0 | 0.055267 | 1 |  | kWh | 0.00017 | 0 | Commercial | [7 empty] | 15 | 0.64 |  |  |  | 0 | 150 | 0 | 0 | 0 | 0 | 0 | 0 | 0 | 0 | 0 | 0 | 2009 Qtr 1: 150; 2009 Qtr 2: 0; 2009 Qtr 3: 0; 2009 Qtr 4: 0; 2010 Qtr 1: 0; 2010 Qtr 2: 0; 2010 Qtr 3: 0; 2010 Qtr 4: 0; 2011 Qtr 1: 0; 2011 Qtr 2: 0; 2011 Qtr 3: 0; 2011 Qtr 4: 0 | 150
0 | 212003-Lighting |  | System | Commercial | 17-OFL-Office–Large-IntLight | 0 |  |  |  |  | 0.225 | 0.17028 | 0 | 0 | 0 | 0.054725 | 1 |  | kWh | 0.00017 | 0 | Commercial | [7 empty] | 15 | 0.64 |  |  |  | 0 | 218 | 0 | 0 | 0 | 0 | 0 | 0 | 0 | 0 | 0 | 0 | 2009 Qtr 1: 218; 2009 Qtr 2: 0; 2009 Qtr 3: 0; 2009 Qtr 4: 0; 2010 Qtr 1: 0; 2010 Qtr 2: 0; 2010 Qtr 3: 0; 2010 Qtr 4: 0; 2011 Qtr 1: 0; 2011 Qtr 2: 0; 2011 Qtr 3: 0; 2011 Qtr 4: 0 | 218
0 | 212003-Lighting |  | System | Commercial | 17-OFL-Office–Large-IntLight | 0 |  |  |  |  | 0.225 | 0.1697 | 0 | 0 | 0 | 0.0553 | 1 |  | kWh | 0.00017 | 0 | Commercial | [7 empty] | 15 | 0.64 |  |  |  | 0 | 300 | 0 | 0 | 0 | 0 | 0 | 0 | 0 | 0 | 0 | 0 | 2009 Qtr 1: 300; 2009 Qtr 2: 0; 2009 Qtr 3: 0; 2009 Qtr 4: 0; 2010 Qtr 1: 0; 2010 Qtr 2: 0; 2010 Qtr 3: 0; 2010 Qtr 4: 0; 2011 Qtr 1: 0; 2011 Qtr 2: 0; 2011 Qtr 3: 0; 2011 Qtr 4: 0 | 300
0 | 212003-Lighting |  | System | Commercial | 17-OFL-Office–Large-IntLight | 0 |  |  |  |  | 0.225 | 0.17 | 0 | 0 | 0 | 0.055 | 1 |  | kWh | 0.00017 | 0 | Commercial | [7 empty] | 15 | 0.64 |  |  |  | 0 | 624 | 0 | 0 | 0 | 0 | 0 | 0 | 0 | 0 | 0 | 0 | 2009 Qtr 1: 624; 2009 Qtr 2: 0; 2009 Qtr 3: 0; 2009 Qtr 4: 0; 2010 Qtr 1: 0; 2010 Qtr 2: 0; 2010 Qtr 3: 0; 2010 Qtr 4: 0; 2011 Qtr 1: 0; 2011 Qtr 2: 0; 2011 Qtr 3: 0; 2011 Qtr 4: 0 | 624
0 | 212003-Lighting |  | System | Commercial | 17-OFL-Office–Large-IntLight | 0 |  |  |  |  | 0.225 | 0.16973 | 0 | 0 | 0 | 0.055267 | 1 |  | kWh | 0.00017 | 0 | Commercial | [7 empty] | 15 | 0.64 |  |  |  | 0 | 75 | 0 | 0 | 0 | 0 | 0 | 0 | 0 | 0 | 0 | 0 | 2009 Qtr 1: 75; 2009 Qtr 2: 0; 2009 Qtr 3: 0; 2009 Qtr 4: 0; 2010 Qtr 1: 0; 2010 Qtr 2: 0; 2010 Qtr 3: 0; 2010 Qtr 4: 0; 2011 Qtr 1: 0; 2011 Qtr 2: 0; 2011 Qtr 3: 0; 2011 Qtr 4: 0 | 75
0 | 212003-Lighting |  | System | Commercial | 17-OFL-Office–Large-IntLight | 0 |  |  |  |  | 0.225 | 0.17 | 0 | 0 | 0 | 0.055 | 1 |  | kWh | 0.00017 | 0 | Commercial | [7 empty] | 15 | 0.64 |  |  |  | 0 | 287 | 0 | 0 | 0 | 0 | 0 | 0 | 0 | 0 | 0 | 0 | 2009 Qtr 1: 287; 2009 Qtr 2: 0; 2009 Qtr 3: 0; 2009 Qtr 4: 0; 2010 Qtr 1: 0; 2010 Qtr 2: 0; 2010 Qtr 3: 0; 2010 Qtr 4: 0; 2011 Qtr 1: 0; 2011 Qtr 2: 0; 2011 Qtr 3: 0; 2011 Qtr 4: 0 | 287
0 | 212003-Lighting |  | System | Commercial | 17-OFL-Office–Large-IntLight | 0 |  |  |  |  | 0.225 | 0.16992 | 0 | 0 | 0 | 0.055075 | 1 |  | kWh | 0.00017 | 0 | Commercial | [7 empty] | 15 | 0.64 |  |  |  | 0 | 927 | 0 | 0 | 0 | 0 | 0 | 0 | 0 | 0 | 0 | 0 | 2009 Qtr 1: 927; 2009 Qtr 2: 0; 2009 Qtr 3: 0; 2009 Qtr 4: 0; 2010 Qtr 1: 0; 2010 Qtr 2: 0; 2010 Qtr 3: 0; 2010 Qtr 4: 0; 2011 Qtr 1: 0; 2011 Qtr 2: 0; 2011 Qtr 3: 0; 2011 Qtr 4: 0 | 927
0 | 212003-Lighting |  | System | Commercial | 17-OFL-Office–Large-IntLight | 0 |  |  |  |  | 0.225 | 0.17069 | 0 | 0 | 0 | 0.05431 | 1 |  | kWh | 0.00017 | 0 | Commercial | [7 empty] | 15 | 0.64 |  |  |  | 0 | 87 | 0 | 0 | 0 | 0 | 0 | 0 | 0 | 0 | 0 | 0 | 2009 Qtr 1: 87; 2009 Qtr 2: 0; 2009 Qtr 3: 0; 2009 Qtr 4: 0; 2010 Qtr 1: 0; 2010 Qtr 2: 0; 2010 Qtr 3: 0; 2010 Qtr 4: 0; 2011 Qtr 1: 0; 2011 Qtr 2: 0; 2011 Qtr 3: 0; 2011 Qtr 4: 0 | 87
0 | 212003-Lighting |  | System | Commercial | 17-OFL-Office–Large-IntLight | 0 |  |  |  |  | 0.225 | 0.16899 | 0 | 0 | 0 | 0.056014 | 1 |  | kWh | 0.00017 | 0 | Commercial | [7 empty] | 15 | 0.64 |  |  |  | 0 | 69 | 0 | 0 | 0 | 0 | 0 | 0 | 0 | 0 | 0 | 0 | 2009 Qtr 1: 69; 2009 Qtr 2: 0; 2009 Qtr 3: 0; 2009 Qtr 4: 0; 2010 Qtr 1: 0; 2010 Qtr 2: 0; 2010 Qtr 3: 0; 2010 Qtr 4: 0; 2011 Qtr 1: 0; 2011 Qtr 2: 0; 2011 Qtr 3: 0; 2011 Qtr 4: 0 | 69
0 | 212003-Lighting |  | System | Commercial | 17-OFL-Office–Large-IntLight | 0 |  |  |  |  | 0.225 | 0.17004 | 0 | 0 | 0 | 0.054962 | 1 |  | kWh | 0.00017 | 0 | Commercial | [7 empty] | 15 | 0.64 |  |  |  | 0 | 262 | 0 | 0 | 0 | 0 | 0 | 0 | 0 | 0 | 0 | 0 | 2009 Qtr 1: 262; 2009 Qtr 2: 0; 2009 Qtr 3: 0; 2009 Qtr 4: 0; 2010 Qtr 1: 0; 2010 Qtr 2: 0; 2010 Qtr 3: 0; 2010 Qtr 4: 0; 2011 Qtr 1: 0; 2011 Qtr 2: 0; 2011 Qtr 3: 0; 2011 Qtr 4: 0 | 262
0 | 212003-Lighting |  | System | Commercial | 17-OFL-Office–Large-IntLight | 0 |  |  |  |  | 0.225 | 0.16973 | 0 | 0 | 0 | 0.055267 | 1 |  | kWh | 0.00017 | 0 | Commercial | [7 empty] | 15 | 0.64 |  |  |  | 0 | 75 | 0 | 0 | 0 | 0 | 0 | 0 | 0 | 0 | 0 | 0 | 2009 Qtr 1: 75; 2009 Qtr 2: 0; 2009 Qtr 3: 0; 2009 Qtr 4: 0; 2010 Qtr 1: 0; 2010 Qtr 2: 0; 2010 Qtr 3: 0; 2010 Qtr 4: 0; 2011 Qtr 1: 0; 2011 Qtr 2: 0; 2011 Qtr 3: 0; 2011 Qtr 4: 0 | 75
0 | 212003-Lighting |  | System | Commercial | 17-OFL-Office–Large-IntLight | 0 |  |  |  |  | 0.225 | 0.17162 | 0 | 0 | 0 | 0.053378 | 1 |  | kWh | 0.00017 | 0 | Commercial | [7 empty] | 15 | 0.64 |  |  |  | 0 | 37 | 0 | 0 | 0 | 0 | 0 | 0 | 0 | 0 | 0 | 0 | 2009 Qtr 1: 37; 2009 Qtr 2: 0; 2009 Qtr 3: 0; 2009 Qtr 4: 0; 2010 Qtr 1: 0; 2010 Qtr 2: 0; 2010 Qtr 3: 0; 2010 Qtr 4: 0; 2011 Qtr 1: 0; 2011 Qtr 2: 0; 2011 Qtr 3: 0; 2011 Qtr 4: 0 | 37
0 | 212003-Lighting |  | System | Commercial | 17-OFL-Office–Large-IntLight | 0 |  |  |  |  | 0.225 | 0.17162 | 0 | 0 | 0 | 0.053378 | 1 |  | kWh | 0.00017 | 0 | Commercial | [7 empty] | 15 | 0.64 |  |  |  | 0 | 37 | 0 | 0 | 0 | 0 | 0 | 0 | 0 | 0 | 0 | 0 | 2009 Qtr 1: 37; 2009 Qtr 2: 0; 2009 Qtr 3: 0; 2009 Qtr 4: 0; 2010 Qtr 1: 0; 2010 Qtr 2: 0; 2010 Qtr 3: 0; 2010 Qtr 4: 0; 2011 Qtr 1: 0; 2011 Qtr 2: 0; 2011 Qtr 3: 0; 2011 Qtr 4: 0 | 37
0 | 212003-Lighting |  | System | Commercial | 17-OFL-Office–Large-IntLight | 0 |  |  |  |  | 0.225 | 0.16937 | 0 | 0 | 0 | 0.055625 | 1 |  | kWh | 0.00017 | 0 | Commercial | [7 empty] | 15 | 0.64 |  |  |  | 0 | 144 | 0 | 0 | 0 | 0 | 0 | 0 | 0 | 0 | 0 | 0 | 2009 Qtr 1: 144; 2009 Qtr 2: 0; 2009 Qtr 3: 0; 2009 Qtr 4: 0; 2010 Qtr 1: 0; 2010 Qtr 2: 0; 2010 Qtr 3: 0; 2010 Qtr 4: 0; 2011 Qtr 1: 0; 2011 Qtr 2: 0; 2011 Qtr 3: 0; 2011 Qtr 4: 0 | 144
0 | 212003-Lighting |  | System | Commercial | 17-OFL-Office–Large-IntLight | 0 |  |  |  |  | 0.225 | 0.16937 | 0 | 0 | 0 | 0.055625 | 1 |  | kWh | 0.00017 | 0 | Commercial | [7 empty] | 15 | 0.64 |  |  |  | 0 | 144 | 0 | 0 | 0 | 0 | 0 | 0 | 0 | 0 | 0 | 0 | 2009 Qtr 1: 144; 2009 Qtr 2: 0; 2009 Qtr 3: 0; 2009 Qtr 4: 0; 2010 Qtr 1: 0; 2010 Qtr 2: 0; 2010 Qtr 3: 0; 2010 Qtr 4: 0; 2011 Qtr 1: 0; 2011 Qtr 2: 0; 2011 Qtr 3: 0; 2011 Qtr 4: 0 | 144
0 | 212003-Lighting |  | System | Commercial | 17-OFL-Office–Large-IntLight | 0 |  |  |  |  | 0.225 | 0.16969 | 0 | 0 | 0 | 0.055311 | 1 |  | kWh | 0.00017 | 0 | Commercial | [7 empty] | 15 | 0.64 |  |  |  | 0 | 225 | 0 | 0 | 0 | 0 | 0 | 0 | 0 | 0 | 0 | 0 | 2009 Qtr 1: 225; 2009 Qtr 2: 0; 2009 Qtr 3: 0; 2009 Qtr 4: 0; 2010 Qtr 1: 0; 2010 Qtr 2: 0; 2010 Qtr 3: 0; 2010 Qtr 4: 0; 2011 Qtr 1: 0; 2011 Qtr 2: 0; 2011 Qtr 3: 0; 2011 Qtr 4: 0 | 225
0 | 212003-Lighting |  | System | Commercial | 17-OFL-Office–Large-IntLight | 0 |  |  |  |  | 0.225 | 0.16973 | 0 | 0 | 0 | 0.055267 | 1 |  | kWh | 0.00017 | 0 | Commercial | [7 empty] | 15 | 0.64 |  |  |  | 0 | 150 | 0 | 0 | 0 | 0 | 0 | 0 | 0 | 0 | 0 | 0 | 2009 Qtr 1: 150; 2009 Qtr 2: 0; 2009 Qtr 3: 0; 2009 Qtr 4: 0; 2010 Qtr 1: 0; 2010 Qtr 2: 0; 2010 Qtr 3: 0; 2010 Qtr 4: 0; 2011 Qtr 1: 0; 2011 Qtr 2: 0; 2011 Qtr 3: 0; 2011 Qtr 4: 0 | 150
0 | 212003-Lighting |  | System | Commercial | 17-OFL-Office–Large-IntLight | 0 |  |  |  |  | 0.225 | 0.1697 | 0 | 0 | 0 | 0.0553 | 1 |  | kWh | 0.00017 | 0 | Commercial | [7 empty] | 15 | 0.64 |  |  |  | 0 | 300 | 0 | 0 | 0 | 0 | 0 | 0 | 0 | 0 | 0 | 0 | 2009 Qtr 1: 300; 2009 Qtr 2: 0; 2009 Qtr 3: 0; 2009 Qtr 4: 0; 2010 Qtr 1: 0; 2010 Qtr 2: 0; 2010 Qtr 3: 0; 2010 Qtr 4: 0; 2011 Qtr 1: 0; 2011 Qtr 2: 0; 2011 Qtr 3: 0; 2011 Qtr 4: 0 | 300
0 | 212003-Lighting |  | System | Commercial | 17-OFL-Office–Large-IntLight | 0 |  |  |  |  | 0.225 | 0.17016 | 0 | 0 | 0 | 0.05484 | 1 |  | kWh | 0.00017 | 0 | Commercial | [7 empty] | 15 | 0.64 |  |  |  | 0 | 187 | 0 | 0 | 0 | 0 | 0 | 0 | 0 | 0 | 0 | 0 | 2009 Qtr 1: 187; 2009 Qtr 2: 0; 2009 Qtr 3: 0; 2009 Qtr 4: 0; 2010 Qtr 1: 0; 2010 Qtr 2: 0; 2010 Qtr 3: 0; 2010 Qtr 4: 0; 2011 Qtr 1: 0; 2011 Qtr 2: 0; 2011 Qtr 3: 0; 2011 Qtr 4: 0 | 187
0 | 212003-Lighting |  | System | Commercial | 17-OFL-Office–Large-IntLight | 0 |  |  |  |  | 0.225 | 0.17016 | 0 | 0 | 0 | 0.05484 | 1 |  | kWh | 0.00017 | 0 | Commercial | [7 empty] | 15 | 0.64 |  |  |  | 0 | 187 | 0 | 0 | 0 | 0 | 0 | 0 | 0 | 0 | 0 | 0 | 2009 Qtr 1: 187; 2009 Qtr 2: 0; 2009 Qtr 3: 0; 2009 Qtr 4: 0; 2010 Qtr 1: 0; 2010 Qtr 2: 0; 2010 Qtr 3: 0; 2010 Qtr 4: 0; 2011 Qtr 1: 0; 2011 Qtr 2: 0; 2011 Qtr 3: 0; 2011 Qtr 4: 0 | 187
0 | 212003-Lighting |  | System | Commercial | 17-OFL-Office–Large-IntLight | 0 |  |  |  |  | 0.225 | 0.16818 | 0 | 0 | 0 | 0.056818 | 1 |  | kWh | 0.00017 | 0 | Commercial | [7 empty] | 15 | 0.64 |  |  |  | 0 | 22 | 0 | 0 | 0 | 0 | 0 | 0 | 0 | 0 | 0 | 0 | 2009 Qtr 1: 22; 2009 Qtr 2: 0; 2009 Qtr 3: 0; 2009 Qtr 4: 0; 2010 Qtr 1: 0; 2010 Qtr 2: 0; 2010 Qtr 3: 0; 2010 Qtr 4: 0; 2011 Qtr 1: 0; 2011 Qtr 2: 0; 2011 Qtr 3: 0; 2011 Qtr 4: 0 | 22
0 | 212003-Lighting |  | System | Commercial | 17-OFL-Office–Large-IntLight | 0 |  |  |  |  | 0.225 | 0.16998 | 0 | 0 | 0 | 0.055021 | 1 |  | kWh | 0.00017 | 0 | Commercial | [7 empty] | 15 | 0.64 |  |  |  | 0 | 1866 | 0 | 0 | 0 | 0 | 0 | 0 | 0 | 0 | 0 | 0 | 2009 Qtr 1: 1866; 2009 Qtr 2: 0; 2009 Qtr 3: 0; 2009 Qtr 4: 0; 2010 Qtr 1: 0; 2010 Qtr 2: 0; 2010 Qtr 3: 0; 2010 Qtr 4: 0; 2011 Qtr 1: 0; 2011 Qtr 2: 0; 2011 Qtr 3: 0; 2011 Qtr 4: 0 | 1866
0 | 212003-Lighting |  | System | Commercial | 17-OFL-Office–Large-IntLight | 0 |  |  |  |  | 0.225 | 0.16967 | 0 | 0 | 0 | 0.055333 | 1 |  | kWh | 0.00017 | 0 | Commercial | [7 empty] | 15 | 0.64 |  |  |  | 0 | 150 | 0 | 0 | 0 | 0 | 0 | 0 | 0 | 0 | 0 | 0 | 2009 Qtr 1: 150; 2009 Qtr 2: 0; 2009 Qtr 3: 0; 2009 Qtr 4: 0; 2010 Qtr 1: 0; 2010 Qtr 2: 0; 2010 Qtr 3: 0; 2010 Qtr 4: 0; 2011 Qtr 1: 0; 2011 Qtr 2: 0; 2011 Qtr 3: 0; 2011 Qtr 4: 0 | 150
0 | 212003-Lighting |  | System | Commercial | 17-OFL-Office–Large-IntLight | 0 |  |  |  |  | 0.225 | 0.17162 | 0 | 0 | 0 | 0.053378 | 1 |  | kWh | 0.00017 | 0 | Commercial | [7 empty] | 15 | 0.64 |  |  |  | 0 | 37 | 0 | 0 | 0 | 0 | 0 | 0 | 0 | 0 | 0 | 0 | 2009 Qtr 1: 37; 2009 Qtr 2: 0; 2009 Qtr 3: 0; 2009 Qtr 4: 0; 2010 Qtr 1: 0; 2010 Qtr 2: 0; 2010 Qtr 3: 0; 2010 Qtr 4: 0; 2011 Qtr 1: 0; 2011 Qtr 2: 0; 2011 Qtr 3: 0; 2011 Qtr 4: 0 | 37
0 | 212003-Lighting |  | System | Commercial | 17-OFL-Office–Large-IntLight | 0 |  |  |  |  | 0.225 | 0.17006 | 0 | 0 | 0 | 0.054943 | 1 |  | kWh | 0.00017 | 0 | Commercial | [7 empty] | 15 | 0.64 |  |  |  | 0 | 524 | 0 | 0 | 0 | 0 | 0 | 0 | 0 | 0 | 0 | 0 | 2009 Qtr 1: 524; 2009 Qtr 2: 0; 2009 Qtr 3: 0; 2009 Qtr 4: 0; 2010 Qtr 1: 0; 2010 Qtr 2: 0; 2010 Qtr 3: 0; 2010 Qtr 4: 0; 2011 Qtr 1: 0; 2011 Qtr 2: 0; 2011 Qtr 3: 0; 2011 Qtr 4: 0 | 524
0 | 212003-Lighting |  | System | Commercial | 17-OFL-Office–Large-IntLight | 0 |  |  |  |  | 0.225 | 0.17162 | 0 | 0 | 0 | 0.053378 | 1 |  | kWh | 0.00017 | 0 | Commercial | [7 empty] | 15 | 0.64 |  |  |  | 0 | 37 | 0 | 0 | 0 | 0 | 0 | 0 | 0 | 0 | 0 | 0 | 2009 Qtr 1: 37; 2009 Qtr 2: 0; 2009 Qtr 3: 0; 2009 Qtr 4: 0; 2010 Qtr 1: 0; 2010 Qtr 2: 0; 2010 Qtr 3: 0; 2010 Qtr 4: 0; 2011 Qtr 1: 0; 2011 Qtr 2: 0; 2011 Qtr 3: 0; 2011 Qtr 4: 0 | 37
0 | 212003-Lighting |  | System | Commercial | 17-OFL-Office–Large-IntLight | 0 |  |  |  |  | 0.225 | 0.16562 | 0 | 0 | 0 | 0.059375 | 1 |  | kWh | 0.00017 | 0 | Commercial | [7 empty] | 15 | 0.64 |  |  |  | 0 | 16 | 0 | 0 | 0 | 0 | 0 | 0 | 0 | 0 | 0 | 0 | 2009 Qtr 1: 16; 2009 Qtr 2: 0; 2009 Qtr 3: 0; 2009 Qtr 4: 0; 2010 Qtr 1: 0; 2010 Qtr 2: 0; 2010 Qtr 3: 0; 2010 Qtr 4: 0; 2011 Qtr 1: 0; 2011 Qtr 2: 0; 2011 Qtr 3: 0; 2011 Qtr 4: 0 | 16
0 | 212003-Lighting |  | System | Commercial | 17-OFL-Office–Large-IntLight | 0 |  |  |  |  | 0.225 | 0.16562 | 0 | 0 | 0 | 0.059375 | 1 |  | kWh | 0.00017 | 0 | Commercial | [7 empty] | 15 | 0.64 |  |  |  | 0 | 16 | 0 | 0 | 0 | 0 | 0 | 0 | 0 | 0 | 0 | 0 | 2009 Qtr 1: 16; 2009 Qtr 2: 0; 2009 Qtr 3: 0; 2009 Qtr 4: 0; 2010 Qtr 1: 0; 2010 Qtr 2: 0; 2010 Qtr 3: 0; 2010 Qtr 4: 0; 2011 Qtr 1: 0; 2011 Qtr 2: 0; 2011 Qtr 3: 0; 2011 Qtr 4: 0 | 16
0 | 212003-Lighting |  | System | Commercial | 17-OFL-Office–Large-IntLight | 0 |  |  |  |  | 0.225 | 0.17162 | 0 | 0 | 0 | 0.053378 | 1 |  | kWh | 0.00017 | 0 | Commercial | [7 empty] | 15 | 0.64 |  |  |  | 0 | 37 | 0 | 0 | 0 | 0 | 0 | 0 | 0 | 0 | 0 | 0 | 2009 Qtr 1: 37; 2009 Qtr 2: 0; 2009 Qtr 3: 0; 2009 Qtr 4: 0; 2010 Qtr 1: 0; 2010 Qtr 2: 0; 2010 Qtr 3: 0; 2010 Qtr 4: 0; 2011 Qtr 1: 0; 2011 Qtr 2: 0; 2011 Qtr 3: 0; 2011 Qtr 4: 0 | 37
0 | 212003-Lighting |  | System | Commercial | 17-OFL-Office–Large-IntLight | 0 |  |  |  |  | 0.225 | 0.16973 | 0 | 0 | 0 | 0.055267 | 1 |  | kWh | 0.00017 | 0 | Commercial | [7 empty] | 15 | 0.64 |  |  |  | 0 | 150 | 0 | 0 | 0 | 0 | 0 | 0 | 0 | 0 | 0 | 0 | 2009 Qtr 1: 150; 2009 Qtr 2: 0; 2009 Qtr 3: 0; 2009 Qtr 4: 0; 2010 Qtr 1: 0; 2010 Qtr 2: 0; 2010 Qtr 3: 0; 2010 Qtr 4: 0; 2011 Qtr 1: 0; 2011 Qtr 2: 0; 2011 Qtr 3: 0; 2011 Qtr 4: 0 | 150
0 | 212003-Lighting |  | System | Commercial | 17-OFL-Office–Large-IntLight | 0 |  |  |  |  | 0.225 | 0.16973 | 0 | 0 | 0 | 0.055267 | 1 |  | kWh | 0.00017 | 0 | Commercial | [7 empty] | 15 | 0.64 |  |  |  | 0 | 150 | 0 | 0 | 0 | 0 | 0 | 0 | 0 | 0 | 0 | 0 | 2009 Qtr 1: 150; 2009 Qtr 2: 0; 2009 Qtr 3: 0; 2009 Qtr 4: 0; 2010 Qtr 1: 0; 2010 Qtr 2: 0; 2010 Qtr 3: 0; 2010 Qtr 4: 0; 2011 Qtr 1: 0; 2011 Qtr 2: 0; 2011 Qtr 3: 0; 2011 Qtr 4: 0 | 150
0 | 212003-Lighting |  | System | Commercial | 17-OFL-Office–Large-IntLight | 0 |  |  |  |  | 0.225 | 0.16937 | 0 | 0 | 0 | 0.055625 | 1 |  | kWh | 0.00017 | 0 | Commercial | [7 empty] | 15 | 0.64 |  |  |  | 0 | 144 | 0 | 0 | 0 | 0 | 0 | 0 | 0 | 0 | 0 | 0 | 2009 Qtr 1: 144; 2009 Qtr 2: 0; 2009 Qtr 3: 0; 2009 Qtr 4: 0; 2010 Qtr 1: 0; 2010 Qtr 2: 0; 2010 Qtr 3: 0; 2010 Qtr 4: 0; 2011 Qtr 1: 0; 2011 Qtr 2: 0; 2011 Qtr 3: 0; 2011 Qtr 4: 0 | 144
0 | 212003-Lighting |  | System | Commercial | 17-OFL-Office–Large-IntLight | 0 |  |  |  |  | 0.225 | 0.17016 | 0 | 0 | 0 | 0.05484 | 1 |  | kWh | 0.00017 | 0 | Commercial | [7 empty] | 15 | 0.64 |  |  |  | 0 | 187 | 0 | 0 | 0 | 0 | 0 | 0 | 0 | 0 | 0 | 0 | 2009 Qtr 1: 187; 2009 Qtr 2: 0; 2009 Qtr 3: 0; 2009 Qtr 4: 0; 2010 Qtr 1: 0; 2010 Qtr 2: 0; 2010 Qtr 3: 0; 2010 Qtr 4: 0; 2011 Qtr 1: 0; 2011 Qtr 2: 0; 2011 Qtr 3: 0; 2011 Qtr 4: 0 | 187
0 | 212003-Lighting |  | System | Commercial | 17-OFL-Office–Large-IntLight | 0 |  |  |  |  | 0.225 | 0.16968 | 0 | 0 | 0 | 0.05532 | 1 |  | kWh | 0.00017 | 0 | Commercial | [7 empty] | 15 | 0.64 |  |  |  | 0 | 125 | 0 | 0 | 0 | 0 | 0 | 0 | 0 | 0 | 0 | 0 | 2009 Qtr 1: 125; 2009 Qtr 2: 0; 2009 Qtr 3: 0; 2009 Qtr 4: 0; 2010 Qtr 1: 0; 2010 Qtr 2: 0; 2010 Qtr 3: 0; 2010 Qtr 4: 0; 2011 Qtr 1: 0; 2011 Qtr 2: 0; 2011 Qtr 3: 0; 2011 Qtr 4: 0 | 125
0 | 212003-Lighting |  | System | Commercial | 17-OFL-Office–Large-IntLight | 0 |  |  |  |  | 0.225 | 0.17 | 0 | 0 | 0 | 0.055 | 1 |  | kWh | 0.00017 | 0 | Commercial | [7 empty] | 15 | 0.64 |  |  |  | 0 | 312 | 0 | 0 | 0 | 0 | 0 | 0 | 0 | 0 | 0 | 0 | 2009 Qtr 1: 312; 2009 Qtr 2: 0; 2009 Qtr 3: 0; 2009 Qtr 4: 0; 2010 Qtr 1: 0; 2010 Qtr 2: 0; 2010 Qtr 3: 0; 2010 Qtr 4: 0; 2011 Qtr 1: 0; 2011 Qtr 2: 0; 2011 Qtr 3: 0; 2011 Qtr 4: 0 | 312
0 | 212003-Lighting |  | System | Commercial | 17-OFL-Office–Large-IntLight | 0 |  |  |  |  | 0.225 | 0.16984 | 0 | 0 | 0 | 0.055162 | 1 |  | kWh | 0.00017 | 0 | Commercial | [7 empty] | 15 | 0.64 |  |  |  | 0 | 431 | 0 | 0 | 0 | 0 | 0 | 0 | 0 | 0 | 0 | 0 | 2009 Qtr 1: 431; 2009 Qtr 2: 0; 2009 Qtr 3: 0; 2009 Qtr 4: 0; 2010 Qtr 1: 0; 2010 Qtr 2: 0; 2010 Qtr 3: 0; 2010 Qtr 4: 0; 2011 Qtr 1: 0; 2011 Qtr 2: 0; 2011 Qtr 3: 0; 2011 Qtr 4: 0 | 431
0 | 212003-Lighting |  | System | Commercial | 17-OFL-Office–Large-IntLight | 0 |  |  |  |  | 0.225 | 0.1696 | 0 | 0 | 0 | 0.0554 | 1 |  | kWh | 0.00017 | 0 | Commercial | [7 empty] | 15 | 0.64 |  |  |  | 0 | 100 | 0 | 0 | 0 | 0 | 0 | 0 | 0 | 0 | 0 | 0 | 2009 Qtr 1: 100; 2009 Qtr 2: 0; 2009 Qtr 3: 0; 2009 Qtr 4: 0; 2010 Qtr 1: 0; 2010 Qtr 2: 0; 2010 Qtr 3: 0; 2010 Qtr 4: 0; 2011 Qtr 1: 0; 2011 Qtr 2: 0; 2011 Qtr 3: 0; 2011 Qtr 4: 0 | 100
0 | 212003-Lighting |  | System | Commercial | 17-OFL-Office–Large-IntLight | 0 |  |  |  |  | 0.225 | 0.175 | 0 | 0 | 0 | 0.05 | 1 |  | kWh | 0.00017 | 0 | Commercial | [7 empty] | 15 | 0.64 |  |  |  | 0 | 6 | 0 | 0 | 0 | 0 | 0 | 0 | 0 | 0 | 0 | 0 | 2009 Qtr 1: 6; 2009 Qtr 2: 0; 2009 Qtr 3: 0; 2009 Qtr 4: 0; 2010 Qtr 1: 0; 2010 Qtr 2: 0; 2010 Qtr 3: 0; 2010 Qtr 4: 0; 2011 Qtr 1: 0; 2011 Qtr 2: 0; 2011 Qtr 3: 0; 2011 Qtr 4: 0 | 6
0 | 212003-Lighting |  | System | Commercial | 17-OFL-Office–Large-IntLight | 0 |  |  |  |  | 0.225 | 0.16937 | 0 | 0 | 0 | 0.055625 | 1 |  | kWh | 0.00017 | 0 | Commercial | [7 empty] | 15 | 0.64 |  |  |  | 0 | 144 | 0 | 0 | 0 | 0 | 0 | 0 | 0 | 0 | 0 | 0 | 2009 Qtr 1: 144; 2009 Qtr 2: 0; 2009 Qtr 3: 0; 2009 Qtr 4: 0; 2010 Qtr 1: 0; 2010 Qtr 2: 0; 2010 Qtr 3: 0; 2010 Qtr 4: 0; 2011 Qtr 1: 0; 2011 Qtr 2: 0; 2011 Qtr 3: 0; 2011 Qtr 4: 0 | 144
0 | 212003-Lighting |  | System | Commercial | 17-OFL-Office–Large-IntLight | 0 |  |  |  |  | 0.225 | 0.17 | 0 | 0 | 0 | 0.055 | 1 |  | kWh | 0.00017 | 0 | Commercial | [7 empty] | 15 | 0.64 |  |  |  | 0 | 599 | 0 | 0 | 0 | 0 | 0 | 0 | 0 | 0 | 0 | 0 | 2009 Qtr 1: 599; 2009 Qtr 2: 0; 2009 Qtr 3: 0; 2009 Qtr 4: 0; 2010 Qtr 1: 0; 2010 Qtr 2: 0; 2010 Qtr 3: 0; 2010 Qtr 4: 0; 2011 Qtr 1: 0; 2011 Qtr 2: 0; 2011 Qtr 3: 0; 2011 Qtr 4: 0 | 599
0 | 212003-Lighting |  | System | Commercial | 17-OFL-Office–Large-IntLight | 0 |  |  |  |  | 0.225 | 0.17 | 0 | 0 | 0 | 0.055 | 1 |  | kWh | 0.00017 | 0 | Commercial | [7 empty] | 15 | 0.64 |  |  |  | 0 | 468 | 0 | 0 | 0 | 0 | 0 | 0 | 0 | 0 | 0 | 0 | 2009 Qtr 1: 468; 2009 Qtr 2: 0; 2009 Qtr 3: 0; 2009 Qtr 4: 0; 2010 Qtr 1: 0; 2010 Qtr 2: 0; 2010 Qtr 3: 0; 2010 Qtr 4: 0; 2011 Qtr 1: 0; 2011 Qtr 2: 0; 2011 Qtr 3: 0; 2011 Qtr 4: 0 | 468
0 | 212003-Lighting |  | System | Commercial | 17-OFL-Office–Large-IntLight | 0 |  |  |  |  | 0.225 | 0.16562 | 0 | 0 | 0 | 0.059375 | 1 |  | kWh | 0.00017 | 0 | Commercial | [7 empty] | 15 | 0.64 |  |  |  | 0 | 16 | 0 | 0 | 0 | 0 | 0 | 0 | 0 | 0 | 0 | 0 | 2009 Qtr 1: 16; 2009 Qtr 2: 0; 2009 Qtr 3: 0; 2009 Qtr 4: 0; 2010 Qtr 1: 0; 2010 Qtr 2: 0; 2010 Qtr 3: 0; 2010 Qtr 4: 0; 2011 Qtr 1: 0; 2011 Qtr 2: 0; 2011 Qtr 3: 0; 2011 Qtr 4: 0 | 16
0 | 212003-Lighting |  | System | Commercial | 17-OFL-Office–Large-IntLight | 0 |  |  |  |  | 0.225 | 0.16973 | 0 | 0 | 0 | 0.055267 | 1 |  | kWh | 0.00017 | 0 | Commercial | [7 empty] | 15 | 0.64 |  |  |  | 0 | 75 | 0 | 0 | 0 | 0 | 0 | 0 | 0 | 0 | 0 | 0 | 2009 Qtr 1: 75; 2009 Qtr 2: 0; 2009 Qtr 3: 0; 2009 Qtr 4: 0; 2010 Qtr 1: 0; 2010 Qtr 2: 0; 2010 Qtr 3: 0; 2010 Qtr 4: 0; 2011 Qtr 1: 0; 2011 Qtr 2: 0; 2011 Qtr 3: 0; 2011 Qtr 4: 0 | 75
0 | 212003-Lighting |  | System | Commercial | 17-OFL-Office–Large-IntLight | 0 |  |  |  |  | 0.225 | 0.16973 | 0 | 0 | 0 | 0.055267 | 1 |  | kWh | 0.00017 | 0 | Commercial | [7 empty] | 15 | 0.64 |  |  |  | 0 | 75 | 0 | 0 | 0 | 0 | 0 | 0 | 0 | 0 | 0 | 0 | 2009 Qtr 1: 75; 2009 Qtr 2: 0; 2009 Qtr 3: 0; 2009 Qtr 4: 0; 2010 Qtr 1: 0; 2010 Qtr 2: 0; 2010 Qtr 3: 0; 2010 Qtr 4: 0; 2011 Qtr 1: 0; 2011 Qtr 2: 0; 2011 Qtr 3: 0; 2011 Qtr 4: 0 | 75
0 | 212003-Lighting |  | System | Commercial | 17-OFL-Office–Large-IntLight | 0 |  |  |  |  | 0.225 | 0.17 | 0 | 0 | 0 | 0.055 | 1 |  | kWh | 0.00017 | 0 | Commercial | [7 empty] | 15 | 0.64 |  |  |  | 0 | 156 | 0 | 0 | 0 | 0 | 0 | 0 | 0 | 0 | 0 | 0 | 2009 Qtr 1: 156; 2009 Qtr 2: 0; 2009 Qtr 3: 0; 2009 Qtr 4: 0; 2010 Qtr 1: 0; 2010 Qtr 2: 0; 2010 Qtr 3: 0; 2010 Qtr 4: 0; 2011 Qtr 1: 0; 2011 Qtr 2: 0; 2011 Qtr 3: 0; 2011 Qtr 4: 0 | 156
0 | 212003-Lighting |  | System | Commercial | 17-OFL-Office–Large-IntLight | 0 |  |  |  |  | 0.225 | 0.1696 | 0 | 0 | 0 | 0.0554 | 1 |  | kWh | 0.00017 | 0 | Commercial | [7 empty] | 15 | 0.64 |  |  |  | 0 | 100 | 0 | 0 | 0 | 0 | 0 | 0 | 0 | 0 | 0 | 0 | 2009 Qtr 1: 100; 2009 Qtr 2: 0; 2009 Qtr 3: 0; 2009 Qtr 4: 0; 2010 Qtr 1: 0; 2010 Qtr 2: 0; 2010 Qtr 3: 0; 2010 Qtr 4: 0; 2011 Qtr 1: 0; 2011 Qtr 2: 0; 2011 Qtr 3: 0; 2011 Qtr 4: 0 | 100
0 | 212003-Lighting |  | System | Commercial | 17-OFL-Office–Large-IntLight | 0 |  |  |  |  | 0.225 | 0.17667 | 0 | 0 | 0 | 0.048333 | 1 |  | kWh | 0.00017 | 0 | Commercial | [7 empty] | 15 | 0.64 |  |  |  | 0 | 6 | 0 | 0 | 0 | 0 | 0 | 0 | 0 | 0 | 0 | 0 | 2009 Qtr 1: 6; 2009 Qtr 2: 0; 2009 Qtr 3: 0; 2009 Qtr 4: 0; 2010 Qtr 1: 0; 2010 Qtr 2: 0; 2010 Qtr 3: 0; 2010 Qtr 4: 0; 2011 Qtr 1: 0; 2011 Qtr 2: 0; 2011 Qtr 3: 0; 2011 Qtr 4: 0 | 6
0 | 212003-Lighting |  | System | Commercial | 17-OFL-Office–Large-IntLight | 0 |  |  |  |  | 0.225 | 0.17069 | 0 | 0 | 0 | 0.05431 | 1 |  | kWh | 0.00017 | 0 | Commercial | [7 empty] | 15 | 0.64 |  |  |  | 0 | 87 | 0 | 0 | 0 | 0 | 0 | 0 | 0 | 0 | 0 | 0 | 2009 Qtr 1: 87; 2009 Qtr 2: 0; 2009 Qtr 3: 0; 2009 Qtr 4: 0; 2010 Qtr 1: 0; 2010 Qtr 2: 0; 2010 Qtr 3: 0; 2010 Qtr 4: 0; 2011 Qtr 1: 0; 2011 Qtr 2: 0; 2011 Qtr 3: 0; 2011 Qtr 4: 0 | 87
0 | 212003-Lighting |  | System | Commercial | 17-OFL-Office–Large-IntLight | 0 |  |  |  |  | 0.225 | 0.1696 | 0 | 0 | 0 | 0.0554 | 1 |  | kWh | 0.00017 | 0 | Commercial | [7 empty] | 15 | 0.64 |  |  |  | 0 | 50 | 0 | 0 | 0 | 0 | 0 | 0 | 0 | 0 | 0 | 0 | 2009 Qtr 1: 50; 2009 Qtr 2: 0; 2009 Qtr 3: 0; 2009 Qtr 4: 0; 2010 Qtr 1: 0; 2010 Qtr 2: 0; 2010 Qtr 3: 0; 2010 Qtr 4: 0; 2011 Qtr 1: 0; 2011 Qtr 2: 0; 2011 Qtr 3: 0; 2011 Qtr 4: 0 | 50
0 | 212003-Lighting |  | System | Commercial | 17-OFL-Office–Large-IntLight | 0 |  |  |  |  | 0.225 | 0.16999 | 0 | 0 | 0 | 0.05501 | 1 |  | kWh | 0.00017 | 0 | Commercial | [7 empty] | 15 | 0.64 |  |  |  | 0 | 961 | 0 | 0 | 0 | 0 | 0 | 0 | 0 | 0 | 0 | 0 | 2009 Qtr 1: 961; 2009 Qtr 2: 0; 2009 Qtr 3: 0; 2009 Qtr 4: 0; 2010 Qtr 1: 0; 2010 Qtr 2: 0; 2010 Qtr 3: 0; 2010 Qtr 4: 0; 2011 Qtr 1: 0; 2011 Qtr 2: 0; 2011 Qtr 3: 0; 2011 Qtr 4: 0 | 961
0 | 212003-Lighting |  | System | Commercial | 17-OFL-Office–Large-IntLight | 0 |  |  |  |  | 0.225 | 0.17045 | 0 | 0 | 0 | 0.054554 | 1 |  | kWh | 0.00017 | 0 | Commercial | [7 empty] | 15 | 0.64 |  |  |  | 0 | 112 | 0 | 0 | 0 | 0 | 0 | 0 | 0 | 0 | 0 | 0 | 2009 Qtr 1: 112; 2009 Qtr 2: 0; 2009 Qtr 3: 0; 2009 Qtr 4: 0; 2010 Qtr 1: 0; 2010 Qtr 2: 0; 2010 Qtr 3: 0; 2010 Qtr 4: 0; 2011 Qtr 1: 0; 2011 Qtr 2: 0; 2011 Qtr 3: 0; 2011 Qtr 4: 0 | 112
0 | 212003-Lighting |  | System | Commercial | 17-OFL-Office–Large-IntLight | 0 |  |  |  |  | 0.225 | 0.16944 | 0 | 0 | 0 | 0.055556 | 1 |  | kWh | 0.00017 | 0 | Commercial | [7 empty] | 15 | 0.64 |  |  |  | 0 | 144 | 0 | 0 | 0 | 0 | 0 | 0 | 0 | 0 | 0 | 0 | 2009 Qtr 1: 144; 2009 Qtr 2: 0; 2009 Qtr 3: 0; 2009 Qtr 4: 0; 2010 Qtr 1: 0; 2010 Qtr 2: 0; 2010 Qtr 3: 0; 2010 Qtr 4: 0; 2011 Qtr 1: 0; 2011 Qtr 2: 0; 2011 Qtr 3: 0; 2011 Qtr 4: 0 | 144
0 | 212003-Lighting |  | System | Commercial | 17-OFL-Office–Large-IntLight | 0 |  |  |  |  | 0.225 | 0.16937 | 0 | 0 | 0 | 0.055625 | 1 |  | kWh | 0.00017 | 0 | Commercial | [7 empty] | 15 | 0.64 |  |  |  | 0 | 144 | 0 | 0 | 0 | 0 | 0 | 0 | 0 | 0 | 0 | 0 | 2009 Qtr 1: 144; 2009 Qtr 2: 0; 2009 Qtr 3: 0; 2009 Qtr 4: 0; 2010 Qtr 1: 0; 2010 Qtr 2: 0; 2010 Qtr 3: 0; 2010 Qtr 4: 0; 2011 Qtr 1: 0; 2011 Qtr 2: 0; 2011 Qtr 3: 0; 2011 Qtr 4: 0 | 144
0 | 212003-Lighting |  | System | Commercial | 17-OFL-Office–Large-IntLight | 0 |  |  |  |  | 0.225 | 0.17162 | 0 | 0 | 0 | 0.053378 | 1 |  | kWh | 0.00017 | 0 | Commercial | [7 empty] | 15 | 0.64 |  |  |  | 0 | 37 | 0 | 0 | 0 | 0 | 0 | 0 | 0 | 0 | 0 | 0 | 2009 Qtr 1: 37; 2009 Qtr 2: 0; 2009 Qtr 3: 0; 2009 Qtr 4: 0; 2010 Qtr 1: 0; 2010 Qtr 2: 0; 2010 Qtr 3: 0; 2010 Qtr 4: 0; 2011 Qtr 1: 0; 2011 Qtr 2: 0; 2011 Qtr 3: 0; 2011 Qtr 4: 0 | 37
0 | 212003-Lighting |  | System | Commercial | 17-OFL-Office–Large-IntLight | 0 |  |  |  |  | 0.225 | 0.16973 | 0 | 0 | 0 | 0.055267 | 1 |  | kWh | 0.00017 | 0 | Commercial | [7 empty] | 15 | 0.64 |  |  |  | 0 | 75 | 0 | 0 | 0 | 0 | 0 | 0 | 0 | 0 | 0 | 0 | 2009 Qtr 1: 75; 2009 Qtr 2: 0; 2009 Qtr 3: 0; 2009 Qtr 4: 0; 2010 Qtr 1: 0; 2010 Qtr 2: 0; 2010 Qtr 3: 0; 2010 Qtr 4: 0; 2011 Qtr 1: 0; 2011 Qtr 2: 0; 2011 Qtr 3: 0; 2011 Qtr 4: 0 | 75
0 | 212003-Lighting |  | System | Commercial | 17-OFL-Office–Large-IntLight | 0 |  |  |  |  | 0.225 | 0.17162 | 0 | 0 | 0 | 0.053378 | 1 |  | kWh | 0.00017 | 0 | Commercial | [7 empty] | 15 | 0.64 |  |  |  | 0 | 37 | 0 | 0 | 0 | 0 | 0 | 0 | 0 | 0 | 0 | 0 | 2009 Qtr 1: 37; 2009 Qtr 2: 0; 2009 Qtr 3: 0; 2009 Qtr 4: 0; 2010 Qtr 1: 0; 2010 Qtr 2: 0; 2010 Qtr 3: 0; 2010 Qtr 4: 0; 2011 Qtr 1: 0; 2011 Qtr 2: 0; 2011 Qtr 3: 0; 2011 Qtr 4: 0 | 37
0 | 212003-Lighting |  | System | Commercial | 17-OFL-Office–Large-IntLight | 0 |  |  |  |  | 0.225 | 0.17162 | 0 | 0 | 0 | 0.053378 | 1 |  | kWh | 0.00017 | 0 | Commercial | [7 empty] | 15 | 0.64 |  |  |  | 0 | 37 | 0 | 0 | 0 | 0 | 0 | 0 | 0 | 0 | 0 | 0 | 2009 Qtr 1: 37; 2009 Qtr 2: 0; 2009 Qtr 3: 0; 2009 Qtr 4: 0; 2010 Qtr 1: 0; 2010 Qtr 2: 0; 2010 Qtr 3: 0; 2010 Qtr 4: 0; 2011 Qtr 1: 0; 2011 Qtr 2: 0; 2011 Qtr 3: 0; 2011 Qtr 4: 0 | 37
0 | 212003-Lighting |  | System | Commercial | 17-OFL-Office–Large-IntLight | 0 |  |  |  |  | 0.225 | 0.17045 | 0 | 0 | 0 | 0.054554 | 1 |  | kWh | 0.00017 | 0 | Commercial | [7 empty] | 15 | 0.64 |  |  |  | 0 | 112 | 0 | 0 | 0 | 0 | 0 | 0 | 0 | 0 | 0 | 0 | 2009 Qtr 1: 112; 2009 Qtr 2: 0; 2009 Qtr 3: 0; 2009 Qtr 4: 0; 2010 Qtr 1: 0; 2010 Qtr 2: 0; 2010 Qtr 3: 0; 2010 Qtr 4: 0; 2011 Qtr 1: 0; 2011 Qtr 2: 0; 2011 Qtr 3: 0; 2011 Qtr 4: 0 | 112
0 | 212003-Lighting |  | System | Commercial | 17-OFL-Office–Large-IntLight | 0 |  |  |  |  | 0.225 | 0.16967 | 0 | 0 | 0 | 0.055333 | 1 |  | kWh | 0.00017 | 0 | Commercial | [7 empty] | 15 | 0.64 |  |  |  | 0 | 150 | 0 | 0 | 0 | 0 | 0 | 0 | 0 | 0 | 0 | 0 | 2009 Qtr 1: 150; 2009 Qtr 2: 0; 2009 Qtr 3: 0; 2009 Qtr 4: 0; 2010 Qtr 1: 0; 2010 Qtr 2: 0; 2010 Qtr 3: 0; 2010 Qtr 4: 0; 2011 Qtr 1: 0; 2011 Qtr 2: 0; 2011 Qtr 3: 0; 2011 Qtr 4: 0 | 150
0 | 212003-Lighting |  | System | Commercial | 17-OFL-Office–Large-IntLight | 0 |  |  |  |  | 0.225 | 0.17045 | 0 | 0 | 0 | 0.054554 | 1 |  | kWh | 0.00017 | 0 | Commercial | [7 empty] | 15 | 0.64 |  |  |  | 0 | 112 | 0 | 0 | 0 | 0 | 0 | 0 | 0 | 0 | 0 | 0 | 2009 Qtr 1: 112; 2009 Qtr 2: 0; 2009 Qtr 3: 0; 2009 Qtr 4: 0; 2010 Qtr 1: 0; 2010 Qtr 2: 0; 2010 Qtr 3: 0; 2010 Qtr 4: 0; 2011 Qtr 1: 0; 2011 Qtr 2: 0; 2011 Qtr 3: 0; 2011 Qtr 4: 0 | 112
0 | 212003-Lighting |  | System | Commercial | 17-OFL-Office–Large-IntLight | 0 |  |  |  |  | 0.225 | 0.17045 | 0 | 0 | 0 | 0.054554 | 1 |  | kWh | 0.00017 | 0 | Commercial | [7 empty] | 15 | 0.64 |  |  |  | 0 | 112 | 0 | 0 | 0 | 0 | 0 | 0 | 0 | 0 | 0 | 0 | 2009 Qtr 1: 112; 2009 Qtr 2: 0; 2009 Qtr 3: 0; 2009 Qtr 4: 0; 2010 Qtr 1: 0; 2010 Qtr 2: 0; 2010 Qtr 3: 0; 2010 Qtr 4: 0; 2011 Qtr 1: 0; 2011 Qtr 2: 0; 2011 Qtr 3: 0; 2011 Qtr 4: 0 | 112
0 | 212003-Lighting |  | System | Commercial | 17-OFL-Office–Large-IntLight | 0 |  |  |  |  | 0.225 | 0.17 | 0 | 0 | 0 | 0.055 | 1 |  | kWh | 0.00017 | 0 | Commercial | [7 empty] | 15 | 0.64 |  |  |  | 0 | 131 | 0 | 0 | 0 | 0 | 0 | 0 | 0 | 0 | 0 | 0 | 2009 Qtr 1: 131; 2009 Qtr 2: 0; 2009 Qtr 3: 0; 2009 Qtr 4: 0; 2010 Qtr 1: 0; 2010 Qtr 2: 0; 2010 Qtr 3: 0; 2010 Qtr 4: 0; 2011 Qtr 1: 0; 2011 Qtr 2: 0; 2011 Qtr 3: 0; 2011 Qtr 4: 0 | 131
0 | 212003-Lighting |  | System | Commercial | 17-OFL-Office–Large-IntLight | 0 |  |  |  |  | 0.225 | 0.16994 | 0 | 0 | 0 | 0.055062 | 1 |  | kWh | 0.00017 | 0 | Commercial | [7 empty] | 15 | 0.64 |  |  |  | 0 | 646 | 0 | 0 | 0 | 0 | 0 | 0 | 0 | 0 | 0 | 0 | 2009 Qtr 1: 646; 2009 Qtr 2: 0; 2009 Qtr 3: 0; 2009 Qtr 4: 0; 2010 Qtr 1: 0; 2010 Qtr 2: 0; 2010 Qtr 3: 0; 2010 Qtr 4: 0; 2011 Qtr 1: 0; 2011 Qtr 2: 0; 2011 Qtr 3: 0; 2011 Qtr 4: 0 | 646
0 | 212003-Lighting |  | System | Commercial | 17-OFL-Office–Large-IntLight | 0 |  |  |  |  | 0.225 | 0.17002 | 0 | 0 | 0 | 0.054983 | 1 |  | kWh | 0.00017 | 0 | Commercial | [7 empty] | 15 | 0.64 |  |  |  | 0 | 1747 | 0 | 0 | 0 | 0 | 0 | 0 | 0 | 0 | 0 | 0 | 2009 Qtr 1: 1747; 2009 Qtr 2: 0; 2009 Qtr 3: 0; 2009 Qtr 4: 0; 2010 Qtr 1: 0; 2010 Qtr 2: 0; 2010 Qtr 3: 0; 2010 Qtr 4: 0; 2011 Qtr 1: 0; 2011 Qtr 2: 0; 2011 Qtr 3: 0; 2011 Qtr 4: 0 | 1747
0 | 212003-Lighting |  | System | Commercial | 17-OFL-Office–Large-IntLight | 0 |  |  |  |  | 0.225 | 0.1696 | 0 | 0 | 0 | 0.0554 | 1 |  | kWh | 0.00017 | 0 | Commercial | [7 empty] | 15 | 0.64 |  |  |  | 0 | 50 | 0 | 0 | 0 | 0 | 0 | 0 | 0 | 0 | 0 | 0 | 2009 Qtr 1: 50; 2009 Qtr 2: 0; 2009 Qtr 3: 0; 2009 Qtr 4: 0; 2010 Qtr 1: 0; 2010 Qtr 2: 0; 2010 Qtr 3: 0; 2010 Qtr 4: 0; 2011 Qtr 1: 0; 2011 Qtr 2: 0; 2011 Qtr 3: 0; 2011 Qtr 4: 0 | 50
0 | 212003-Lighting |  | System | Commercial | 17-OFL-Office–Large-IntLight | 0 |  |  |  |  | 0.225 | 0.16973 | 0 | 0 | 0 | 0.055267 | 1 |  | kWh | 0.00017 | 0 | Commercial | [7 empty] | 15 | 0.64 |  |  |  | 0 | 75 | 0 | 0 | 0 | 0 | 0 | 0 | 0 | 0 | 0 | 0 | 2009 Qtr 1: 75; 2009 Qtr 2: 0; 2009 Qtr 3: 0; 2009 Qtr 4: 0; 2010 Qtr 1: 0; 2010 Qtr 2: 0; 2010 Qtr 3: 0; 2010 Qtr 4: 0; 2011 Qtr 1: 0; 2011 Qtr 2: 0; 2011 Qtr 3: 0; 2011 Qtr 4: 0 | 75
0 | 212003-Lighting |  | System | Commercial | 17-OFL-Office–Large-IntLight | 0 |  |  |  |  | 0.225 | 0.16973 | 0 | 0 | 0 | 0.055267 | 1 |  | kWh | 0.00017 | 0 | Commercial | [7 empty] | 15 | 0.64 |  |  |  | 0 | 75 | 0 | 0 | 0 | 0 | 0 | 0 | 0 | 0 | 0 | 0 | 2009 Qtr 1: 75; 2009 Qtr 2: 0; 2009 Qtr 3: 0; 2009 Qtr 4: 0; 2010 Qtr 1: 0; 2010 Qtr 2: 0; 2010 Qtr 3: 0; 2010 Qtr 4: 0; 2011 Qtr 1: 0; 2011 Qtr 2: 0; 2011 Qtr 3: 0; 2011 Qtr 4: 0 | 75
0 | 212003-Lighting |  | System | Commercial | 17-OFL-Office–Large-IntLight | 0 |  |  |  |  | 0.225 | 0.16984 | 0 | 0 | 0 | 0.055162 | 1 |  | kWh | 0.00017 | 0 | Commercial | [7 empty] | 15 | 0.64 |  |  |  | 0 | 431 | 0 | 0 | 0 | 0 | 0 | 0 | 0 | 0 | 0 | 0 | 2009 Qtr 1: 431; 2009 Qtr 2: 0; 2009 Qtr 3: 0; 2009 Qtr 4: 0; 2010 Qtr 1: 0; 2010 Qtr 2: 0; 2010 Qtr 3: 0; 2010 Qtr 4: 0; 2011 Qtr 1: 0; 2011 Qtr 2: 0; 2011 Qtr 3: 0; 2011 Qtr 4: 0 | 431
0 | 212003-Lighting |  | System | Commercial | 17-OFL-Office–Large-IntLight | 0 |  |  |  |  | 0.225 | 0.17 | 0 | 0 | 0 | 0.055 | 1 |  | kWh | 0.00017 | 0 | Commercial | [7 empty] | 15 | 0.64 |  |  |  | 0 | 287 | 0 | 0 | 0 | 0 | 0 | 0 | 0 | 0 | 0 | 0 | 2009 Qtr 1: 287; 2009 Qtr 2: 0; 2009 Qtr 3: 0; 2009 Qtr 4: 0; 2010 Qtr 1: 0; 2010 Qtr 2: 0; 2010 Qtr 3: 0; 2010 Qtr 4: 0; 2011 Qtr 1: 0; 2011 Qtr 2: 0; 2011 Qtr 3: 0; 2011 Qtr 4: 0 | 287
0 | 212003-Lighting |  | System | Commercial | 17-OFL-Office–Large-IntLight | 0 |  |  |  |  | 0.225 | 0.17 | 0 | 0 | 0 | 0.055 | 1 |  | kWh | 0.00017 | 0 | Commercial | [7 empty] | 15 | 0.64 |  |  |  | 0 | 187 | 0 | 0 | 0 | 0 | 0 | 0 | 0 | 0 | 0 | 0 | 2009 Qtr 1: 187; 2009 Qtr 2: 0; 2009 Qtr 3: 0; 2009 Qtr 4: 0; 2010 Qtr 1: 0; 2010 Qtr 2: 0; 2010 Qtr 3: 0; 2010 Qtr 4: 0; 2011 Qtr 1: 0; 2011 Qtr 2: 0; 2011 Qtr 3: 0; 2011 Qtr 4: 0 | 187
0 | 212003-Lighting |  | System | Commercial | 17-OFL-Office–Large-IntLight | 0 |  |  |  |  | 0.225 | 0.17002 | 0 | 0 | 0 | 0.054979 | 1 |  | kWh | 0.00017 | 0 | Commercial | [7 empty] | 15 | 0.64 |  |  |  | 0 | 1435 | 0 | 0 | 0 | 0 | 0 | 0 | 0 | 0 | 0 | 0 | 2009 Qtr 1: 1435; 2009 Qtr 2: 0; 2009 Qtr 3: 0; 2009 Qtr 4: 0; 2010 Qtr 1: 0; 2010 Qtr 2: 0; 2010 Qtr 3: 0; 2010 Qtr 4: 0; 2011 Qtr 1: 0; 2011 Qtr 2: 0; 2011 Qtr 3: 0; 2011 Qtr 4: 0 | 1435
0 | 212003-Lighting |  | System | Commercial | 17-OFL-Office–Large-IntLight | 0 |  |  |  |  | 0.225 | 0.17013 | 0 | 0 | 0 | 0.054874 | 1 |  | kWh | 0.00017 | 0 | Commercial | [7 empty] | 15 | 0.64 |  |  |  | 0 | 636 | 0 | 0 | 0 | 0 | 0 | 0 | 0 | 0 | 0 | 0 | 2009 Qtr 1: 636; 2009 Qtr 2: 0; 2009 Qtr 3: 0; 2009 Qtr 4: 0; 2010 Qtr 1: 0; 2010 Qtr 2: 0; 2010 Qtr 3: 0; 2010 Qtr 4: 0; 2011 Qtr 1: 0; 2011 Qtr 2: 0; 2011 Qtr 3: 0; 2011 Qtr 4: 0 | 636
0 | 212003-Lighting |  | System | Commercial | 17-OFL-Office–Large-IntLight | 0 |  |  |  |  | 0.225 | 0.16997 | 0 | 0 | 0 | 0.055034 | 1 |  | kWh | 0.00017 | 0 | Commercial | [7 empty] | 15 | 0.64 |  |  |  | 0 | 1760 | 0 | 0 | 0 | 0 | 0 | 0 | 0 | 0 | 0 | 0 | 2009 Qtr 1: 1760; 2009 Qtr 2: 0; 2009 Qtr 3: 0; 2009 Qtr 4: 0; 2010 Qtr 1: 0; 2010 Qtr 2: 0; 2010 Qtr 3: 0; 2010 Qtr 4: 0; 2011 Qtr 1: 0; 2011 Qtr 2: 0; 2011 Qtr 3: 0; 2011 Qtr 4: 0 | 1760
0 | 212003-Lighting |  | System | Commercial | 17-OFL-Office–Large-IntLight | 0 |  |  |  |  | 0.225 | 0.17162 | 0 | 0 | 0 | 0.053378 | 1 |  | kWh | 0.00017 | 0 | Commercial | [7 empty] | 15 | 0.64 |  |  |  | 0 | 37 | 0 | 0 | 0 | 0 | 0 | 0 | 0 | 0 | 0 | 0 | 2009 Qtr 1: 37; 2009 Qtr 2: 0; 2009 Qtr 3: 0; 2009 Qtr 4: 0; 2010 Qtr 1: 0; 2010 Qtr 2: 0; 2010 Qtr 3: 0; 2010 Qtr 4: 0; 2011 Qtr 1: 0; 2011 Qtr 2: 0; 2011 Qtr 3: 0; 2011 Qtr 4: 0 | 37
0 | 212003-Lighting |  | System | Commercial | 17-OFL-Office–Large-IntLight | 0 |  |  |  |  | 0.225 | 0.17162 | 0 | 0 | 0 | 0.053378 | 1 |  | kWh | 0.00017 | 0 | Commercial | [7 empty] | 15 | 0.64 |  |  |  | 0 | 37 | 0 | 0 | 0 | 0 | 0 | 0 | 0 | 0 | 0 | 0 | 2009 Qtr 1: 37; 2009 Qtr 2: 0; 2009 Qtr 3: 0; 2009 Qtr 4: 0; 2010 Qtr 1: 0; 2010 Qtr 2: 0; 2010 Qtr 3: 0; 2010 Qtr 4: 0; 2011 Qtr 1: 0; 2011 Qtr 2: 0; 2011 Qtr 3: 0; 2011 Qtr 4: 0 | 37
0 | 212003-Lighting |  | System | Commercial | 17-OFL-Office–Large-IntLight | 0 |  |  |  |  | 0.225 | 0.16973 | 0 | 0 | 0 | 0.055267 | 1 |  | kWh | 0.00017 | 0 | Commercial | [7 empty] | 15 | 0.64 |  |  |  | 0 | 150 | 0 | 0 | 0 | 0 | 0 | 0 | 0 | 0 | 0 | 0 | 2009 Qtr 1: 150; 2009 Qtr 2: 0; 2009 Qtr 3: 0; 2009 Qtr 4: 0; 2010 Qtr 1: 0; 2010 Qtr 2: 0; 2010 Qtr 3: 0; 2010 Qtr 4: 0; 2011 Qtr 1: 0; 2011 Qtr 2: 0; 2011 Qtr 3: 0; 2011 Qtr 4: 0 | 150
0 | 212003-Lighting |  | System | Commercial | 17-OFL-Office–Large-IntLight | 0 |  |  |  |  | 0.225 | 0.16972 | 0 | 0 | 0 | 0.05528 | 1 |  | kWh | 0.00017 | 0 | Commercial | [7 empty] | 15 | 0.64 |  |  |  | 0 | 250 | 0 | 0 | 0 | 0 | 0 | 0 | 0 | 0 | 0 | 0 | 2009 Qtr 1: 250; 2009 Qtr 2: 0; 2009 Qtr 3: 0; 2009 Qtr 4: 0; 2010 Qtr 1: 0; 2010 Qtr 2: 0; 2010 Qtr 3: 0; 2010 Qtr 4: 0; 2011 Qtr 1: 0; 2011 Qtr 2: 0; 2011 Qtr 3: 0; 2011 Qtr 4: 0 | 250
0 | 212003-Lighting |  | System | Commercial | 17-OFL-Office–Large-IntLight | 0 |  |  |  |  | 0.225 | 0.16973 | 0 | 0 | 0 | 0.055267 | 1 |  | kWh | 0.00017 | 0 | Commercial | [7 empty] | 15 | 0.64 |  |  |  | 0 | 75 | 0 | 0 | 0 | 0 | 0 | 0 | 0 | 0 | 0 | 0 | 2009 Qtr 1: 75; 2009 Qtr 2: 0; 2009 Qtr 3: 0; 2009 Qtr 4: 0; 2010 Qtr 1: 0; 2010 Qtr 2: 0; 2010 Qtr 3: 0; 2010 Qtr 4: 0; 2011 Qtr 1: 0; 2011 Qtr 2: 0; 2011 Qtr 3: 0; 2011 Qtr 4: 0 | 75
0 | 212003-Lighting |  | System | Commercial | 17-OFL-Office–Large-IntLight | 0 |  |  |  |  | 0.225 | 0.16973 | 0 | 0 | 0 | 0.055267 | 1 |  | kWh | 0.00017 | 0 | Commercial | [7 empty] | 15 | 0.64 |  |  |  | 0 | 75 | 0 | 0 | 0 | 0 | 0 | 0 | 0 | 0 | 0 | 0 | 2009 Qtr 1: 75; 2009 Qtr 2: 0; 2009 Qtr 3: 0; 2009 Qtr 4: 0; 2010 Qtr 1: 0; 2010 Qtr 2: 0; 2010 Qtr 3: 0; 2010 Qtr 4: 0; 2011 Qtr 1: 0; 2011 Qtr 2: 0; 2011 Qtr 3: 0; 2011 Qtr 4: 0 | 75
0 | 212003-Lighting |  | System | Commercial | 17-OFL-Office–Large-IntLight | 0 |  |  |  |  | 0.225 | 0.16986 | 0 | 0 | 0 | 0.055145 | 1 |  | kWh | 0.00017 | 0 | Commercial | [7 empty] | 15 | 0.64 |  |  |  | 0 | 484 | 0 | 0 | 0 | 0 | 0 | 0 | 0 | 0 | 0 | 0 | 2009 Qtr 1: 484; 2009 Qtr 2: 0; 2009 Qtr 3: 0; 2009 Qtr 4: 0; 2010 Qtr 1: 0; 2010 Qtr 2: 0; 2010 Qtr 3: 0; 2010 Qtr 4: 0; 2011 Qtr 1: 0; 2011 Qtr 2: 0; 2011 Qtr 3: 0; 2011 Qtr 4: 0 | 484
0 | 212003-Lighting |  | System | Commercial | 17-OFL-Office–Large-IntLight | 0 |  |  |  |  | 0.225 | 0.17097 | 0 | 0 | 0 | 0.054032 | 1 |  | kWh | 0.00017 | 0 | Commercial | [7 empty] | 15 | 0.64 |  |  |  | 0 | 62 | 0 | 0 | 0 | 0 | 0 | 0 | 0 | 0 | 0 | 0 | 2009 Qtr 1: 62; 2009 Qtr 2: 0; 2009 Qtr 3: 0; 2009 Qtr 4: 0; 2010 Qtr 1: 0; 2010 Qtr 2: 0; 2010 Qtr 3: 0; 2010 Qtr 4: 0; 2011 Qtr 1: 0; 2011 Qtr 2: 0; 2011 Qtr 3: 0; 2011 Qtr 4: 0 | 62
0 | 212003-Lighting |  | System | Commercial | 17-OFL-Office–Large-IntLight | 0 |  |  |  |  | 0.225 | 0.16944 | 0 | 0 | 0 | 0.055556 | 1 |  | kWh | 0.00017 | 0 | Commercial | [7 empty] | 15 | 0.64 |  |  |  | 0 | 72 | 0 | 0 | 0 | 0 | 0 | 0 | 0 | 0 | 0 | 0 | 2009 Qtr 1: 72; 2009 Qtr 2: 0; 2009 Qtr 3: 0; 2009 Qtr 4: 0; 2010 Qtr 1: 0; 2010 Qtr 2: 0; 2010 Qtr 3: 0; 2010 Qtr 4: 0; 2011 Qtr 1: 0; 2011 Qtr 2: 0; 2011 Qtr 3: 0; 2011 Qtr 4: 0 | 72
0 | 212003-Lighting |  | System | Commercial | 17-OFL-Office–Large-IntLight | 0 |  |  |  |  | 0.225 | 0.16973 | 0 | 0 | 0 | 0.055267 | 1 |  | kWh | 0.00017 | 0 | Commercial | [7 empty] | 15 | 0.64 |  |  |  | 0 | 150 | 0 | 0 | 0 | 0 | 0 | 0 | 0 | 0 | 0 | 0 | 2009 Qtr 1: 150; 2009 Qtr 2: 0; 2009 Qtr 3: 0; 2009 Qtr 4: 0; 2010 Qtr 1: 0; 2010 Qtr 2: 0; 2010 Qtr 3: 0; 2010 Qtr 4: 0; 2011 Qtr 1: 0; 2011 Qtr 2: 0; 2011 Qtr 3: 0; 2011 Qtr 4: 0 | 150
0 | 212003-Lighting |  | System | Commercial | 17-OFL-Office–Large-IntLight | 0 |  |  |  |  | 0.225 | 0.16915 | 0 | 0 | 0 | 0.055851 | 1 |  | kWh | 0.00017 | 0 | Commercial | [7 empty] | 15 | 0.64 |  |  |  | 0 | 47 | 0 | 0 | 0 | 0 | 0 | 0 | 0 | 0 | 0 | 0 | 2009 Qtr 1: 47; 2009 Qtr 2: 0; 2009 Qtr 3: 0; 2009 Qtr 4: 0; 2010 Qtr 1: 0; 2010 Qtr 2: 0; 2010 Qtr 3: 0; 2010 Qtr 4: 0; 2011 Qtr 1: 0; 2011 Qtr 2: 0; 2011 Qtr 3: 0; 2011 Qtr 4: 0 | 47
0 | 212003-Lighting |  | System | Commercial | 17-OFL-Office–Large-IntLight | 0 |  |  |  |  | 0.225 | 0.17667 | 0 | 0 | 0 | 0.048333 | 1 |  | kWh | 0.00017 | 0 | Commercial | [7 empty] | 15 | 0.64 |  |  |  | 0 | 6 | 0 | 0 | 0 | 0 | 0 | 0 | 0 | 0 | 0 | 0 | 2009 Qtr 1: 6; 2009 Qtr 2: 0; 2009 Qtr 3: 0; 2009 Qtr 4: 0; 2010 Qtr 1: 0; 2010 Qtr 2: 0; 2010 Qtr 3: 0; 2010 Qtr 4: 0; 2011 Qtr 1: 0; 2011 Qtr 2: 0; 2011 Qtr 3: 0; 2011 Qtr 4: 0 | 6
0 | 212003-Lighting |  | System | Commercial | 17-OFL-Office–Large-IntLight | 0 |  |  |  |  | 0.225 | 0.17162 | 0 | 0 | 0 | 0.053378 | 1 |  | kWh | 0.00017 | 0 | Commercial | [7 empty] | 15 | 0.64 |  |  |  | 0 | 37 | 0 | 0 | 0 | 0 | 0 | 0 | 0 | 0 | 0 | 0 | 2009 Qtr 1: 37; 2009 Qtr 2: 0; 2009 Qtr 3: 0; 2009 Qtr 4: 0; 2010 Qtr 1: 0; 2010 Qtr 2: 0; 2010 Qtr 3: 0; 2010 Qtr 4: 0; 2011 Qtr 1: 0; 2011 Qtr 2: 0; 2011 Qtr 3: 0; 2011 Qtr 4: 0 | 37
0 | 212003-Lighting |  | System | Commercial | 17-OFL-Office–Large-IntLight | 0 |  |  |  |  | 0.225 | 0.17162 | 0 | 0 | 0 | 0.053378 | 1 |  | kWh | 0.00017 | 0 | Commercial | [7 empty] | 15 | 0.64 |  |  |  | 0 | 37 | 0 | 0 | 0 | 0 | 0 | 0 | 0 | 0 | 0 | 0 | 2009 Qtr 1: 37; 2009 Qtr 2: 0; 2009 Qtr 3: 0; 2009 Qtr 4: 0; 2010 Qtr 1: 0; 2010 Qtr 2: 0; 2010 Qtr 3: 0; 2010 Qtr 4: 0; 2011 Qtr 1: 0; 2011 Qtr 2: 0; 2011 Qtr 3: 0; 2011 Qtr 4: 0 | 37
0 | 212003-Lighting |  | System | Commercial | 17-OFL-Office–Large-IntLight | 0 |  |  |  |  | 0.225 | 0.17002 | 0 | 0 | 0 | 0.054981 | 1 |  | kWh | 0.00017 | 0 | Commercial | [7 empty] | 15 | 0.64 |  |  |  | 0 | 1578 | 0 | 0 | 0 | 0 | 0 | 0 | 0 | 0 | 0 | 0 | 2009 Qtr 1: 1578; 2009 Qtr 2: 0; 2009 Qtr 3: 0; 2009 Qtr 4: 0; 2010 Qtr 1: 0; 2010 Qtr 2: 0; 2010 Qtr 3: 0; 2010 Qtr 4: 0; 2011 Qtr 1: 0; 2011 Qtr 2: 0; 2011 Qtr 3: 0; 2011 Qtr 4: 0 | 1578
0 | 212003-Lighting |  | System | Commercial | 17-OFL-Office–Large-IntLight | 0 |  |  |  |  | 0.225 | 0.17162 | 0 | 0 | 0 | 0.053378 | 1 |  | kWh | 0.00017 | 0 | Commercial | [7 empty] | 15 | 0.64 |  |  |  | 0 | 37 | 0 | 0 | 0 | 0 | 0 | 0 | 0 | 0 | 0 | 0 | 2009 Qtr 1: 37; 2009 Qtr 2: 0; 2009 Qtr 3: 0; 2009 Qtr 4: 0; 2010 Qtr 1: 0; 2010 Qtr 2: 0; 2010 Qtr 3: 0; 2010 Qtr 4: 0; 2011 Qtr 1: 0; 2011 Qtr 2: 0; 2011 Qtr 3: 0; 2011 Qtr 4: 0 | 37
0 | 212003-Lighting |  | System | Commercial | 17-OFL-Office–Large-IntLight | 0 |  |  |  |  | 0.225 | 0.1701 | 0 | 0 | 0 | 0.0549 | 1 |  | kWh | 0.00017 | 0 | Commercial | [7 empty] | 15 | 0.64 |  |  |  | 0 | 502 | 0 | 0 | 0 | 0 | 0 | 0 | 0 | 0 | 0 | 0 | 2009 Qtr 1: 502; 2009 Qtr 2: 0; 2009 Qtr 3: 0; 2009 Qtr 4: 0; 2010 Qtr 1: 0; 2010 Qtr 2: 0; 2010 Qtr 3: 0; 2010 Qtr 4: 0; 2011 Qtr 1: 0; 2011 Qtr 2: 0; 2011 Qtr 3: 0; 2011 Qtr 4: 0 | 502
0 | 212003-Lighting |  | System | Commercial | 17-OFL-Office–Large-IntLight | 0 |  |  |  |  | 0.225 | 0.16818 | 0 | 0 | 0 | 0.056818 | 1 |  | kWh | 0.00017 | 0 | Commercial | [7 empty] | 15 | 0.64 |  |  |  | 0 | 22 | 0 | 0 | 0 | 0 | 0 | 0 | 0 | 0 | 0 | 0 | 2009 Qtr 1: 22; 2009 Qtr 2: 0; 2009 Qtr 3: 0; 2009 Qtr 4: 0; 2010 Qtr 1: 0; 2010 Qtr 2: 0; 2010 Qtr 3: 0; 2010 Qtr 4: 0; 2011 Qtr 1: 0; 2011 Qtr 2: 0; 2011 Qtr 3: 0; 2011 Qtr 4: 0 | 22
0 | 212003-Lighting |  | System | Commercial | 17-OFL-Office–Large-IntLight | 0 |  |  |  |  | 0.225 | 0.16944 | 0 | 0 | 0 | 0.055556 | 1 |  | kWh | 0.00017 | 0 | Commercial | [7 empty] | 15 | 0.64 |  |  |  | 0 | 72 | 0 | 0 | 0 | 0 | 0 | 0 | 0 | 0 | 0 | 0 | 2009 Qtr 1: 72; 2009 Qtr 2: 0; 2009 Qtr 3: 0; 2009 Qtr 4: 0; 2010 Qtr 1: 0; 2010 Qtr 2: 0; 2010 Qtr 3: 0; 2010 Qtr 4: 0; 2011 Qtr 1: 0; 2011 Qtr 2: 0; 2011 Qtr 3: 0; 2011 Qtr 4: 0 | 72
0 | 212003-Lighting |  | System | Commercial | 17-OFL-Office–Large-IntLight | 0 |  |  |  |  | 0.225 | 0.16973 | 0 | 0 | 0 | 0.055267 | 1 |  | kWh | 0.00017 | 0 | Commercial | [7 empty] | 15 | 0.64 |  |  |  | 0 | 75 | 0 | 0 | 0 | 0 | 0 | 0 | 0 | 0 | 0 | 0 | 2009 Qtr 1: 75; 2009 Qtr 2: 0; 2009 Qtr 3: 0; 2009 Qtr 4: 0; 2010 Qtr 1: 0; 2010 Qtr 2: 0; 2010 Qtr 3: 0; 2010 Qtr 4: 0; 2011 Qtr 1: 0; 2011 Qtr 2: 0; 2011 Qtr 3: 0; 2011 Qtr 4: 0 | 75
0 | 212003-Lighting |  | System | Commercial | 17-OFL-Office–Large-IntLight | 0 |  |  |  |  | 0.225 | 0.16973 | 0 | 0 | 0 | 0.055267 | 1 |  | kWh | 0.00017 | 0 | Commercial | [7 empty] | 15 | 0.64 |  |  |  | 0 | 75 | 0 | 0 | 0 | 0 | 0 | 0 | 0 | 0 | 0 | 0 | 2009 Qtr 1: 75; 2009 Qtr 2: 0; 2009 Qtr 3: 0; 2009 Qtr 4: 0; 2010 Qtr 1: 0; 2010 Qtr 2: 0; 2010 Qtr 3: 0; 2010 Qtr 4: 0; 2011 Qtr 1: 0; 2011 Qtr 2: 0; 2011 Qtr 3: 0; 2011 Qtr 4: 0 | 75
0 | 212003-Lighting |  | System | Commercial | 17-OFL-Office–Large-IntLight | 0 |  |  |  |  | 0.225 | 0.17045 | 0 | 0 | 0 | 0.054554 | 1 |  | kWh | 0.00017 | 0 | Commercial | [7 empty] | 15 | 0.64 |  |  |  | 0 | 112 | 0 | 0 | 0 | 0 | 0 | 0 | 0 | 0 | 0 | 0 | 2009 Qtr 1: 112; 2009 Qtr 2: 0; 2009 Qtr 3: 0; 2009 Qtr 4: 0; 2010 Qtr 1: 0; 2010 Qtr 2: 0; 2010 Qtr 3: 0; 2010 Qtr 4: 0; 2011 Qtr 1: 0; 2011 Qtr 2: 0; 2011 Qtr 3: 0; 2011 Qtr 4: 0 | 112
0 | 212003-Lighting |  | System | Commercial | 17-OFL-Office–Large-IntLight | 0 |  |  |  |  | 0.225 | 0.16973 | 0 | 0 | 0 | 0.055267 | 1 |  | kWh | 0.00017 | 0 | Commercial | [7 empty] | 15 | 0.64 |  |  |  | 0 | 75 | 0 | 0 | 0 | 0 | 0 | 0 | 0 | 0 | 0 | 0 | 2009 Qtr 1: 75; 2009 Qtr 2: 0; 2009 Qtr 3: 0; 2009 Qtr 4: 0; 2010 Qtr 1: 0; 2010 Qtr 2: 0; 2010 Qtr 3: 0; 2010 Qtr 4: 0; 2011 Qtr 1: 0; 2011 Qtr 2: 0; 2011 Qtr 3: 0; 2011 Qtr 4: 0 | 75
0 | 212003-Lighting |  | System | Commercial | 17-OFL-Office–Large-IntLight | 0 |  |  |  |  | 0.225 | 0.17 | 0 | 0 | 0 | 0.055 | 1 |  | kWh | 0.00017 | 0 | Commercial | [7 empty] | 15 | 0.64 |  |  |  | 0 | 131 | 0 | 0 | 0 | 0 | 0 | 0 | 0 | 0 | 0 | 0 | 2009 Qtr 1: 131; 2009 Qtr 2: 0; 2009 Qtr 3: 0; 2009 Qtr 4: 0; 2010 Qtr 1: 0; 2010 Qtr 2: 0; 2010 Qtr 3: 0; 2010 Qtr 4: 0; 2011 Qtr 1: 0; 2011 Qtr 2: 0; 2011 Qtr 3: 0; 2011 Qtr 4: 0 | 131
0 | 212003-Lighting |  | System | Commercial | 17-OFL-Office–Large-IntLight | 0 |  |  |  |  | 0.225 | 0.17045 | 0 | 0 | 0 | 0.054554 | 1 |  | kWh | 0.00017 | 0 | Commercial | [7 empty] | 15 | 0.64 |  |  |  | 0 | 112 | 0 | 0 | 0 | 0 | 0 | 0 | 0 | 0 | 0 | 0 | 2009 Qtr 1: 112; 2009 Qtr 2: 0; 2009 Qtr 3: 0; 2009 Qtr 4: 0; 2010 Qtr 1: 0; 2010 Qtr 2: 0; 2010 Qtr 3: 0; 2010 Qtr 4: 0; 2011 Qtr 1: 0; 2011 Qtr 2: 0; 2011 Qtr 3: 0; 2011 Qtr 4: 0 | 112
0 | 212003-Lighting |  | System | Commercial | 17-OFL-Office–Large-IntLight | 0 |  |  |  |  | 0.225 | 0.17045 | 0 | 0 | 0 | 0.054554 | 1 |  | kWh | 0.00017 | 0 | Commercial | [7 empty] | 15 | 0.64 |  |  |  | 0 | 112 | 0 | 0 | 0 | 0 | 0 | 0 | 0 | 0 | 0 | 0 | 2009 Qtr 1: 112; 2009 Qtr 2: 0; 2009 Qtr 3: 0; 2009 Qtr 4: 0; 2010 Qtr 1: 0; 2010 Qtr 2: 0; 2010 Qtr 3: 0; 2010 Qtr 4: 0; 2011 Qtr 1: 0; 2011 Qtr 2: 0; 2011 Qtr 3: 0; 2011 Qtr 4: 0 | 112
0 | 212003-Lighting |  | System | Commercial | 17-OFL-Office–Large-IntLight | 0 |  |  |  |  | 0.225 | 0.17162 | 0 | 0 | 0 | 0.053378 | 1 |  | kWh | 0.00017 | 0 | Commercial | [7 empty] | 15 | 0.64 |  |  |  | 0 | 37 | 0 | 0 | 0 | 0 | 0 | 0 | 0 | 0 | 0 | 0 | 2009 Qtr 1: 37; 2009 Qtr 2: 0; 2009 Qtr 3: 0; 2009 Qtr 4: 0; 2010 Qtr 1: 0; 2010 Qtr 2: 0; 2010 Qtr 3: 0; 2010 Qtr 4: 0; 2011 Qtr 1: 0; 2011 Qtr 2: 0; 2011 Qtr 3: 0; 2011 Qtr 4: 0 | 37
0 | 212003-Lighting |  | System | Commercial | 17-OFL-Office–Large-IntLight | 0 |  |  |  |  | 0.225 | 0.17 | 0 | 0 | 0 | 0.055 | 1 |  | kWh | 0.00017 | 0 | Commercial | [7 empty] | 15 | 0.64 |  |  |  | 0 | 1535 | 0 | 0 | 0 | 0 | 0 | 0 | 0 | 0 | 0 | 0 | 2009 Qtr 1: 1535; 2009 Qtr 2: 0; 2009 Qtr 3: 0; 2009 Qtr 4: 0; 2010 Qtr 1: 0; 2010 Qtr 2: 0; 2010 Qtr 3: 0; 2010 Qtr 4: 0; 2011 Qtr 1: 0; 2011 Qtr 2: 0; 2011 Qtr 3: 0; 2011 Qtr 4: 0 | 1535
0 | 212003-Lighting |  | System | Commercial | 17-OFL-Office–Large-IntLight | 0 |  |  |  |  | 0.225 | 0.17162 | 0 | 0 | 0 | 0.053378 | 1 |  | kWh | 0.00017 | 0 | Commercial | [7 empty] | 15 | 0.64 |  |  |  | 0 | 37 | 0 | 0 | 0 | 0 | 0 | 0 | 0 | 0 | 0 | 0 | 2009 Qtr 1: 37; 2009 Qtr 2: 0; 2009 Qtr 3: 0; 2009 Qtr 4: 0; 2010 Qtr 1: 0; 2010 Qtr 2: 0; 2010 Qtr 3: 0; 2010 Qtr 4: 0; 2011 Qtr 1: 0; 2011 Qtr 2: 0; 2011 Qtr 3: 0; 2011 Qtr 4: 0 | 37
0 | 212003-Lighting |  | System | Commercial | 17-OFL-Office–Large-IntLight | 0 |  |  |  |  | 0.225 | 0.16973 | 0 | 0 | 0 | 0.055267 | 1 |  | kWh | 0.00017 | 0 | Commercial | [7 empty] | 15 | 0.64 |  |  |  | 0 | 75 | 0 | 0 | 0 | 0 | 0 | 0 | 0 | 0 | 0 | 0 | 2009 Qtr 1: 75; 2009 Qtr 2: 0; 2009 Qtr 3: 0; 2009 Qtr 4: 0; 2010 Qtr 1: 0; 2010 Qtr 2: 0; 2010 Qtr 3: 0; 2010 Qtr 4: 0; 2011 Qtr 1: 0; 2011 Qtr 2: 0; 2011 Qtr 3: 0; 2011 Qtr 4: 0 | 75
0 | 212003-Lighting |  | System | Commercial | 17-OFL-Office–Large-IntLight | 0 |  |  |  |  | 0.225 | 0.175 | 0 | 0 | 0 | 0.05 | 1 |  | kWh | 0.00017 | 0 | Commercial | [7 empty] | 15 | 0.64 |  |  |  | 0 | 6 | 0 | 0 | 0 | 0 | 0 | 0 | 0 | 0 | 0 | 0 | 2009 Qtr 1: 6; 2009 Qtr 2: 0; 2009 Qtr 3: 0; 2009 Qtr 4: 0; 2010 Qtr 1: 0; 2010 Qtr 2: 0; 2010 Qtr 3: 0; 2010 Qtr 4: 0; 2011 Qtr 1: 0; 2011 Qtr 2: 0; 2011 Qtr 3: 0; 2011 Qtr 4: 0 | 6
0 | 212003-Lighting |  | System | Commercial | 17-OFL-Office–Large-IntLight | 0 |  |  |  |  | 0.225 | 0.16998 | 0 | 0 | 0 | 0.055015 | 1 |  | kWh | 0.00017 | 0 | Commercial | [7 empty] | 15 | 0.64 |  |  |  | 0 | 1323 | 0 | 0 | 0 | 0 | 0 | 0 | 0 | 0 | 0 | 0 | 2009 Qtr 1: 1323; 2009 Qtr 2: 0; 2009 Qtr 3: 0; 2009 Qtr 4: 0; 2010 Qtr 1: 0; 2010 Qtr 2: 0; 2010 Qtr 3: 0; 2010 Qtr 4: 0; 2011 Qtr 1: 0; 2011 Qtr 2: 0; 2011 Qtr 3: 0; 2011 Qtr 4: 0 | 1323
0 | 212003-Lighting |  | System | Commercial | 17-OFL-Office–Large-IntLight | 0 |  |  |  |  | 0.225 | 0.17006 | 0 | 0 | 0 | 0.054937 | 1 |  | kWh | 0.00017 | 0 | Commercial | [7 empty] | 15 | 0.64 |  |  |  | 0 | 474 | 0 | 0 | 0 | 0 | 0 | 0 | 0 | 0 | 0 | 0 | 2009 Qtr 1: 474; 2009 Qtr 2: 0; 2009 Qtr 3: 0; 2009 Qtr 4: 0; 2010 Qtr 1: 0; 2010 Qtr 2: 0; 2010 Qtr 3: 0; 2010 Qtr 4: 0; 2011 Qtr 1: 0; 2011 Qtr 2: 0; 2011 Qtr 3: 0; 2011 Qtr 4: 0 | 474
0 | 212003-Lighting |  | System | Commercial | 17-OFL-Office–Large-IntLight | 0 |  |  |  |  | 0.225 | 0.16973 | 0 | 0 | 0 | 0.055267 | 1 |  | kWh | 0.00017 | 0 | Commercial | [7 empty] | 15 | 0.64 |  |  |  | 0 | 75 | 0 | 0 | 0 | 0 | 0 | 0 | 0 | 0 | 0 | 0 | 2009 Qtr 1: 75; 2009 Qtr 2: 0; 2009 Qtr 3: 0; 2009 Qtr 4: 0; 2010 Qtr 1: 0; 2010 Qtr 2: 0; 2010 Qtr 3: 0; 2010 Qtr 4: 0; 2011 Qtr 1: 0; 2011 Qtr 2: 0; 2011 Qtr 3: 0; 2011 Qtr 4: 0 | 75
0 | 212003-Lighting |  | System | Commercial | 17-OFL-Office–Large-IntLight | 0 |  |  |  |  | 0.225 | 0.17016 | 0 | 0 | 0 | 0.05484 | 1 |  | kWh | 0.00017 | 0 | Commercial | [7 empty] | 15 | 0.64 |  |  |  | 0 | 187 | 0 | 0 | 0 | 0 | 0 | 0 | 0 | 0 | 0 | 0 | 2009 Qtr 1: 187; 2009 Qtr 2: 0; 2009 Qtr 3: 0; 2009 Qtr 4: 0; 2010 Qtr 1: 0; 2010 Qtr 2: 0; 2010 Qtr 3: 0; 2010 Qtr 4: 0; 2011 Qtr 1: 0; 2011 Qtr 2: 0; 2011 Qtr 3: 0; 2011 Qtr 4: 0 | 187
0 | 212003-Lighting |  | System | Commercial | 17-OFL-Office–Large-IntLight | 0 |  |  |  |  | 0.225 | 0.17045 | 0 | 0 | 0 | 0.054554 | 1 |  | kWh | 0.00017 | 0 | Commercial | [7 empty] | 15 | 0.64 |  |  |  | 0 | 112 | 0 | 0 | 0 | 0 | 0 | 0 | 0 | 0 | 0 | 0 | 2009 Qtr 1: 112; 2009 Qtr 2: 0; 2009 Qtr 3: 0; 2009 Qtr 4: 0; 2010 Qtr 1: 0; 2010 Qtr 2: 0; 2010 Qtr 3: 0; 2010 Qtr 4: 0; 2011 Qtr 1: 0; 2011 Qtr 2: 0; 2011 Qtr 3: 0; 2011 Qtr 4: 0 | 112
0 | 212003-Lighting |  | System | Commercial | 17-OFL-Office–Large-IntLight | 0 |  |  |  |  | 0.225 | 0.17016 | 0 | 0 | 0 | 0.05484 | 1 |  | kWh | 0.00017 | 0 | Commercial | [7 empty] | 15 | 0.64 |  |  |  | 0 | 187 | 0 | 0 | 0 | 0 | 0 | 0 | 0 | 0 | 0 | 0 | 2009 Qtr 1: 187; 2009 Qtr 2: 0; 2009 Qtr 3: 0; 2009 Qtr 4: 0; 2010 Qtr 1: 0; 2010 Qtr 2: 0; 2010 Qtr 3: 0; 2010 Qtr 4: 0; 2011 Qtr 1: 0; 2011 Qtr 2: 0; 2011 Qtr 3: 0; 2011 Qtr 4: 0 | 187
0 | 212003-Lighting |  | System | Commercial | 17-OFL-Office–Large-IntLight | 0 |  |  |  |  | 0.225 | 0.17045 | 0 | 0 | 0 | 0.054554 | 1 |  | kWh | 0.00017 | 0 | Commercial | [7 empty] | 15 | 0.64 |  |  |  | 0 | 112 | 0 | 0 | 0 | 0 | 0 | 0 | 0 | 0 | 0 | 0 | 2009 Qtr 1: 112; 2009 Qtr 2: 0; 2009 Qtr 3: 0; 2009 Qtr 4: 0; 2010 Qtr 1: 0; 2010 Qtr 2: 0; 2010 Qtr 3: 0; 2010 Qtr 4: 0; 2011 Qtr 1: 0; 2011 Qtr 2: 0; 2011 Qtr 3: 0; 2011 Qtr 4: 0 | 112
0 | 212003-Lighting |  | System | Commercial | 17-OFL-Office–Large-IntLight | 0 |  |  |  |  | 0.225 | 0.16973 | 0 | 0 | 0 | 0.055267 | 1 |  | kWh | 0.00017 | 0 | Commercial | [7 empty] | 15 | 0.64 |  |  |  | 0 | 75 | 0 | 0 | 0 | 0 | 0 | 0 | 0 | 0 | 0 | 0 | 2009 Qtr 1: 75; 2009 Qtr 2: 0; 2009 Qtr 3: 0; 2009 Qtr 4: 0; 2010 Qtr 1: 0; 2010 Qtr 2: 0; 2010 Qtr 3: 0; 2010 Qtr 4: 0; 2011 Qtr 1: 0; 2011 Qtr 2: 0; 2011 Qtr 3: 0; 2011 Qtr 4: 0 | 75
0 | 212003-Lighting |  | System | Commercial | 17-OFL-Office–Large-IntLight | 0 |  |  |  |  | 0.225 | 0.16937 | 0 | 0 | 0 | 0.055625 | 1 |  | kWh | 0.00017 | 0 | Commercial | [7 empty] | 15 | 0.64 |  |  |  | 0 | 144 | 0 | 0 | 0 | 0 | 0 | 0 | 0 | 0 | 0 | 0 | 2009 Qtr 1: 144; 2009 Qtr 2: 0; 2009 Qtr 3: 0; 2009 Qtr 4: 0; 2010 Qtr 1: 0; 2010 Qtr 2: 0; 2010 Qtr 3: 0; 2010 Qtr 4: 0; 2011 Qtr 1: 0; 2011 Qtr 2: 0; 2011 Qtr 3: 0; 2011 Qtr 4: 0 | 144
0 | 212003-Lighting |  | System | Commercial | 17-OFL-Office–Large-IntLight | 0 |  |  |  |  | 0.225 | 0.16973 | 0 | 0 | 0 | 0.055267 | 1 |  | kWh | 0.00017 | 0 | Commercial | [7 empty] | 15 | 0.64 |  |  |  | 0 | 75 | 0 | 0 | 0 | 0 | 0 | 0 | 0 | 0 | 0 | 0 | 2009 Qtr 1: 75; 2009 Qtr 2: 0; 2009 Qtr 3: 0; 2009 Qtr 4: 0; 2010 Qtr 1: 0; 2010 Qtr 2: 0; 2010 Qtr 3: 0; 2010 Qtr 4: 0; 2011 Qtr 1: 0; 2011 Qtr 2: 0; 2011 Qtr 3: 0; 2011 Qtr 4: 0 | 75
0 | 212003-Lighting |  | System | Commercial | 17-OFL-Office–Large-IntLight | 0 |  |  |  |  | 0.225 | 0.17162 | 0 | 0 | 0 | 0.053378 | 1 |  | kWh | 0.00017 | 0 | Commercial | [7 empty] | 15 | 0.64 |  |  |  | 0 | 37 | 0 | 0 | 0 | 0 | 0 | 0 | 0 | 0 | 0 | 0 | 2009 Qtr 1: 37; 2009 Qtr 2: 0; 2009 Qtr 3: 0; 2009 Qtr 4: 0; 2010 Qtr 1: 0; 2010 Qtr 2: 0; 2010 Qtr 3: 0; 2010 Qtr 4: 0; 2011 Qtr 1: 0; 2011 Qtr 2: 0; 2011 Qtr 3: 0; 2011 Qtr 4: 0 | 37
0 | 212003-Lighting |  | System | Commercial | 17-OFL-Office–Large-IntLight | 0 |  |  |  |  | 0.225 | 0.175 | 0 | 0 | 0 | 0.05 | 1 |  | kWh | 0.00017 | 0 | Commercial | [7 empty] | 15 | 0.64 |  |  |  | 0 | 6 | 0 | 0 | 0 | 0 | 0 | 0 | 0 | 0 | 0 | 0 | 2009 Qtr 1: 6; 2009 Qtr 2: 0; 2009 Qtr 3: 0; 2009 Qtr 4: 0; 2010 Qtr 1: 0; 2010 Qtr 2: 0; 2010 Qtr 3: 0; 2010 Qtr 4: 0; 2011 Qtr 1: 0; 2011 Qtr 2: 0; 2011 Qtr 3: 0; 2011 Qtr 4: 0 | 6
0 | 212003-Lighting |  | System | Commercial | 17-OFL-Office–Large-IntLight | 0 |  |  |  |  | 0.225 | 0.17162 | 0 | 0 | 0 | 0.053378 | 1 |  | kWh | 0.00017 | 0 | Commercial | [7 empty] | 15 | 0.64 |  |  |  | 0 | 37 | 0 | 0 | 0 | 0 | 0 | 0 | 0 | 0 | 0 | 0 | 2009 Qtr 1: 37; 2009 Qtr 2: 0; 2009 Qtr 3: 0; 2009 Qtr 4: 0; 2010 Qtr 1: 0; 2010 Qtr 2: 0; 2010 Qtr 3: 0; 2010 Qtr 4: 0; 2011 Qtr 1: 0; 2011 Qtr 2: 0; 2011 Qtr 3: 0; 2011 Qtr 4: 0 | 37
0 | 212003-Lighting |  | System | Commercial | 17-OFL-Office–Large-IntLight | 0 |  |  |  |  | 0.225 | 0.17162 | 0 | 0 | 0 | 0.053378 | 1 |  | kWh | 0.00017 | 0 | Commercial | [7 empty] | 15 | 0.64 |  |  |  | 0 | 37 | 0 | 0 | 0 | 0 | 0 | 0 | 0 | 0 | 0 | 0 | 2009 Qtr 1: 37; 2009 Qtr 2: 0; 2009 Qtr 3: 0; 2009 Qtr 4: 0; 2010 Qtr 1: 0; 2010 Qtr 2: 0; 2010 Qtr 3: 0; 2010 Qtr 4: 0; 2011 Qtr 1: 0; 2011 Qtr 2: 0; 2011 Qtr 3: 0; 2011 Qtr 4: 0 | 37
0 | 212003-Lighting |  | System | Commercial | 17-OFL-Office–Large-IntLight | 0 |  |  |  |  | 0.225 | 0.17162 | 0 | 0 | 0 | 0.053378 | 1 |  | kWh | 0.00017 | 0 | Commercial | [7 empty] | 15 | 0.64 |  |  |  | 0 | 37 | 0 | 0 | 0 | 0 | 0 | 0 | 0 | 0 | 0 | 0 | 2009 Qtr 1: 37; 2009 Qtr 2: 0; 2009 Qtr 3: 0; 2009 Qtr 4: 0; 2010 Qtr 1: 0; 2010 Qtr 2: 0; 2010 Qtr 3: 0; 2010 Qtr 4: 0; 2011 Qtr 1: 0; 2011 Qtr 2: 0; 2011 Qtr 3: 0; 2011 Qtr 4: 0 | 37
0 | 212003-Lighting |  | System | Commercial | 17-OFL-Office–Large-IntLight | 0 |  |  |  |  | 0.225 | 0.16973 | 0 | 0 | 0 | 0.055267 | 1 |  | kWh | 0.00017 | 0 | Commercial | [7 empty] | 15 | 0.64 |  |  |  | 0 | 75 | 0 | 0 | 0 | 0 | 0 | 0 | 0 | 0 | 0 | 0 | 2009 Qtr 1: 75; 2009 Qtr 2: 0; 2009 Qtr 3: 0; 2009 Qtr 4: 0; 2010 Qtr 1: 0; 2010 Qtr 2: 0; 2010 Qtr 3: 0; 2010 Qtr 4: 0; 2011 Qtr 1: 0; 2011 Qtr 2: 0; 2011 Qtr 3: 0; 2011 Qtr 4: 0 | 75
0 | 212003-Lighting |  | System | Commercial | 17-OFL-Office–Large-IntLight | 0 |  |  |  |  | 0.225 | 0.16969 | 0 | 0 | 0 | 0.055311 | 1 |  | kWh | 0.00017 | 0 | Commercial | [7 empty] | 15 | 0.64 |  |  |  | 0 | 225 | 0 | 0 | 0 | 0 | 0 | 0 | 0 | 0 | 0 | 0 | 2009 Qtr 1: 225; 2009 Qtr 2: 0; 2009 Qtr 3: 0; 2009 Qtr 4: 0; 2010 Qtr 1: 0; 2010 Qtr 2: 0; 2010 Qtr 3: 0; 2010 Qtr 4: 0; 2011 Qtr 1: 0; 2011 Qtr 2: 0; 2011 Qtr 3: 0; 2011 Qtr 4: 0 | 225
0 | 212003-Lighting |  | System | Commercial | 17-OFL-Office–Large-IntLight | 0 |  |  |  |  | 0.225 | 0.17162 | 0 | 0 | 0 | 0.053378 | 1 |  | kWh | 0.00017 | 0 | Commercial | [7 empty] | 15 | 0.64 |  |  |  | 0 | 37 | 0 | 0 | 0 | 0 | 0 | 0 | 0 | 0 | 0 | 0 | 2009 Qtr 1: 37; 2009 Qtr 2: 0; 2009 Qtr 3: 0; 2009 Qtr 4: 0; 2010 Qtr 1: 0; 2010 Qtr 2: 0; 2010 Qtr 3: 0; 2010 Qtr 4: 0; 2011 Qtr 1: 0; 2011 Qtr 2: 0; 2011 Qtr 3: 0; 2011 Qtr 4: 0 | 37
0 | 212003-Lighting |  | System | Commercial | 17-OFL-Office–Large-IntLight | 0 |  |  |  |  | 0.225 | 0.17162 | 0 | 0 | 0 | 0.053378 | 1 |  | kWh | 0.00017 | 0 | Commercial | [7 empty] | 15 | 0.64 |  |  |  | 0 | 37 | 0 | 0 | 0 | 0 | 0 | 0 | 0 | 0 | 0 | 0 | 2009 Qtr 1: 37; 2009 Qtr 2: 0; 2009 Qtr 3: 0; 2009 Qtr 4: 0; 2010 Qtr 1: 0; 2010 Qtr 2: 0; 2010 Qtr 3: 0; 2010 Qtr 4: 0; 2011 Qtr 1: 0; 2011 Qtr 2: 0; 2011 Qtr 3: 0; 2011 Qtr 4: 0 | 37
0 | 212003-Lighting |  | System | Commercial | 17-OFL-Office–Large-IntLight | 0 |  |  |  |  | 0.225 | 0.16973 | 0 | 0 | 0 | 0.055267 | 1 |  | kWh | 0.00017 | 0 | Commercial | [7 empty] | 15 | 0.64 |  |  |  | 0 | 75 | 0 | 0 | 0 | 0 | 0 | 0 | 0 | 0 | 0 | 0 | 2009 Qtr 1: 75; 2009 Qtr 2: 0; 2009 Qtr 3: 0; 2009 Qtr 4: 0; 2010 Qtr 1: 0; 2010 Qtr 2: 0; 2010 Qtr 3: 0; 2010 Qtr 4: 0; 2011 Qtr 1: 0; 2011 Qtr 2: 0; 2011 Qtr 3: 0; 2011 Qtr 4: 0 | 75
0 | 212003-Lighting |  | System | Commercial | 17-OFL-Office–Large-IntLight | 0 |  |  |  |  | 0.225 | 0.16973 | 0 | 0 | 0 | 0.055267 | 1 |  | kWh | 0.00017 | 0 | Commercial | [7 empty] | 15 | 0.64 |  |  |  | 0 | 75 | 0 | 0 | 0 | 0 | 0 | 0 | 0 | 0 | 0 | 0 | 2009 Qtr 1: 75; 2009 Qtr 2: 0; 2009 Qtr 3: 0; 2009 Qtr 4: 0; 2010 Qtr 1: 0; 2010 Qtr 2: 0; 2010 Qtr 3: 0; 2010 Qtr 4: 0; 2011 Qtr 1: 0; 2011 Qtr 2: 0; 2011 Qtr 3: 0; 2011 Qtr 4: 0 | 75
0 | 212003-Lighting |  | System | Commercial | 17-OFL-Office–Large-IntLight | 0 |  |  |  |  | 0.225 | 0.1696 | 0 | 0 | 0 | 0.0554 | 1 |  | kWh | 0.00017 | 0 | Commercial | [7 empty] | 15 | 0.64 |  |  |  | 0 | 100 | 0 | 0 | 0 | 0 | 0 | 0 | 0 | 0 | 0 | 0 | 2009 Qtr 1: 100; 2009 Qtr 2: 0; 2009 Qtr 3: 0; 2009 Qtr 4: 0; 2010 Qtr 1: 0; 2010 Qtr 2: 0; 2010 Qtr 3: 0; 2010 Qtr 4: 0; 2011 Qtr 1: 0; 2011 Qtr 2: 0; 2011 Qtr 3: 0; 2011 Qtr 4: 0 | 100
0 | 212003-Lighting |  | System | Commercial | 17-OFL-Office–Large-IntLight | 0 |  |  |  |  | 0.225 | 0.16967 | 0 | 0 | 0 | 0.055333 | 1 |  | kWh | 0.00017 | 0 | Commercial | [7 empty] | 15 | 0.64 |  |  |  | 0 | 150 | 0 | 0 | 0 | 0 | 0 | 0 | 0 | 0 | 0 | 0 | 2009 Qtr 1: 150; 2009 Qtr 2: 0; 2009 Qtr 3: 0; 2009 Qtr 4: 0; 2010 Qtr 1: 0; 2010 Qtr 2: 0; 2010 Qtr 3: 0; 2010 Qtr 4: 0; 2011 Qtr 1: 0; 2011 Qtr 2: 0; 2011 Qtr 3: 0; 2011 Qtr 4: 0 | 150
0 | 212003-Lighting |  | System | Commercial | 17-OFL-Office–Large-IntLight | 0 |  |  |  |  | 0.225 | 0.1696 | 0 | 0 | 0 | 0.0554 | 1 |  | kWh | 0.00017 | 0 | Commercial | [7 empty] | 15 | 0.64 |  |  |  | 0 | 100 | 0 | 0 | 0 | 0 | 0 | 0 | 0 | 0 | 0 | 0 | 2009 Qtr 1: 100; 2009 Qtr 2: 0; 2009 Qtr 3: 0; 2009 Qtr 4: 0; 2010 Qtr 1: 0; 2010 Qtr 2: 0; 2010 Qtr 3: 0; 2010 Qtr 4: 0; 2011 Qtr 1: 0; 2011 Qtr 2: 0; 2011 Qtr 3: 0; 2011 Qtr 4: 0 | 100
0 | 212003-Lighting |  | System | Commercial | 17-OFL-Office–Large-IntLight | 0 |  |  |  |  | 0.225 | 0.1697 | 0 | 0 | 0 | 0.0553 | 1 |  | kWh | 0.00017 | 0 | Commercial | [7 empty] | 15 | 0.64 |  |  |  | 0 | 300 | 0 | 0 | 0 | 0 | 0 | 0 | 0 | 0 | 0 | 0 | 2009 Qtr 1: 300; 2009 Qtr 2: 0; 2009 Qtr 3: 0; 2009 Qtr 4: 0; 2010 Qtr 1: 0; 2010 Qtr 2: 0; 2010 Qtr 3: 0; 2010 Qtr 4: 0; 2011 Qtr 1: 0; 2011 Qtr 2: 0; 2011 Qtr 3: 0; 2011 Qtr 4: 0 | 300
0 | 212003-Lighting |  | System | Commercial | 17-OFL-Office–Large-IntLight | 0 |  |  |  |  | 0.225 | 0.1697 | 0 | 0 | 0 | 0.0553 | 1 |  | kWh | 0.00017 | 0 | Commercial | [7 empty] | 15 | 0.64 |  |  |  | 0 | 300 | 0 | 0 | 0 | 0 | 0 | 0 | 0 | 0 | 0 | 0 | 2009 Qtr 1: 300; 2009 Qtr 2: 0; 2009 Qtr 3: 0; 2009 Qtr 4: 0; 2010 Qtr 1: 0; 2010 Qtr 2: 0; 2010 Qtr 3: 0; 2010 Qtr 4: 0; 2011 Qtr 1: 0; 2011 Qtr 2: 0; 2011 Qtr 3: 0; 2011 Qtr 4: 0 | 300
0 | 212003-Lighting |  | System | Commercial | 17-OFL-Office–Large-IntLight | 0 |  |  |  |  | 0.225 | 0.16993 | 0 | 0 | 0 | 0.055073 | 1 |  | kWh | 0.00017 | 0 | Commercial | [7 empty] | 15 | 0.64 |  |  |  | 0 | 824 | 0 | 0 | 0 | 0 | 0 | 0 | 0 | 0 | 0 | 0 | 2009 Qtr 1: 824; 2009 Qtr 2: 0; 2009 Qtr 3: 0; 2009 Qtr 4: 0; 2010 Qtr 1: 0; 2010 Qtr 2: 0; 2010 Qtr 3: 0; 2010 Qtr 4: 0; 2011 Qtr 1: 0; 2011 Qtr 2: 0; 2011 Qtr 3: 0; 2011 Qtr 4: 0 | 824
0 | 212003-Lighting |  | System | Commercial | 17-OFL-Office–Large-IntLight | 0 |  |  |  |  | 0.225 | 0.16973 | 0 | 0 | 0 | 0.055267 | 1 |  | kWh | 0.00017 | 0 | Commercial | [7 empty] | 15 | 0.64 |  |  |  | 0 | 150 | 0 | 0 | 0 | 0 | 0 | 0 | 0 | 0 | 0 | 0 | 2009 Qtr 1: 150; 2009 Qtr 2: 0; 2009 Qtr 3: 0; 2009 Qtr 4: 0; 2010 Qtr 1: 0; 2010 Qtr 2: 0; 2010 Qtr 3: 0; 2010 Qtr 4: 0; 2011 Qtr 1: 0; 2011 Qtr 2: 0; 2011 Qtr 3: 0; 2011 Qtr 4: 0 | 150
0 | 212003-Lighting |  | System | Commercial | 17-OFL-Office–Large-IntLight | 0 |  |  |  |  | 0.225 | 0.16969 | 0 | 0 | 0 | 0.055311 | 1 |  | kWh | 0.00017 | 0 | Commercial | [7 empty] | 15 | 0.64 |  |  |  | 0 | 225 | 0 | 0 | 0 | 0 | 0 | 0 | 0 | 0 | 0 | 0 | 2009 Qtr 1: 225; 2009 Qtr 2: 0; 2009 Qtr 3: 0; 2009 Qtr 4: 0; 2010 Qtr 1: 0; 2010 Qtr 2: 0; 2010 Qtr 3: 0; 2010 Qtr 4: 0; 2011 Qtr 1: 0; 2011 Qtr 2: 0; 2011 Qtr 3: 0; 2011 Qtr 4: 0 | 225
0 | 212003-Lighting |  | System | Commercial | 17-OFL-Office–Large-IntLight | 0 |  |  |  |  | 0.225 | 0.1696 | 0 | 0 | 0 | 0.0554 | 1 |  | kWh | 0.00017 | 0 | Commercial | [7 empty] | 15 | 0.64 |  |  |  | 0 | 100 | 0 | 0 | 0 | 0 | 0 | 0 | 0 | 0 | 0 | 0 | 2009 Qtr 1: 100; 2009 Qtr 2: 0; 2009 Qtr 3: 0; 2009 Qtr 4: 0; 2010 Qtr 1: 0; 2010 Qtr 2: 0; 2010 Qtr 3: 0; 2010 Qtr 4: 0; 2011 Qtr 1: 0; 2011 Qtr 2: 0; 2011 Qtr 3: 0; 2011 Qtr 4: 0 | 100
0 | 212003-Lighting |  | System | Commercial | 17-OFL-Office–Large-IntLight | 0 |  |  |  |  | 0.225 | 0.17162 | 0 | 0 | 0 | 0.053378 | 1 |  | kWh | 0.00017 | 0 | Commercial | [7 empty] | 15 | 0.64 |  |  |  | 0 | 37 | 0 | 0 | 0 | 0 | 0 | 0 | 0 | 0 | 0 | 0 | 2009 Qtr 1: 37; 2009 Qtr 2: 0; 2009 Qtr 3: 0; 2009 Qtr 4: 0; 2010 Qtr 1: 0; 2010 Qtr 2: 0; 2010 Qtr 3: 0; 2010 Qtr 4: 0; 2011 Qtr 1: 0; 2011 Qtr 2: 0; 2011 Qtr 3: 0; 2011 Qtr 4: 0 | 37
0 | 212003-Lighting |  | System | Commercial | 17-OFL-Office–Large-IntLight | 0 |  |  |  |  | 0.225 | 0.17097 | 0 | 0 | 0 | 0.054032 | 1 |  | kWh | 0.00017 | 0 | Commercial | [7 empty] | 15 | 0.64 |  |  |  | 0 | 62 | 0 | 0 | 0 | 0 | 0 | 0 | 0 | 0 | 0 | 0 | 2009 Qtr 1: 62; 2009 Qtr 2: 0; 2009 Qtr 3: 0; 2009 Qtr 4: 0; 2010 Qtr 1: 0; 2010 Qtr 2: 0; 2010 Qtr 3: 0; 2010 Qtr 4: 0; 2011 Qtr 1: 0; 2011 Qtr 2: 0; 2011 Qtr 3: 0; 2011 Qtr 4: 0 | 62
0 | 212003-Lighting |  | System | Commercial | 17-OFL-Office–Large-IntLight | 0 |  |  |  |  | 0.225 | 0.16997 | 0 | 0 | 0 | 0.05503 | 1 |  | kWh | 0.00017 | 0 | Commercial | [7 empty] | 15 | 0.64 |  |  |  | 0 | 337 | 0 | 0 | 0 | 0 | 0 | 0 | 0 | 0 | 0 | 0 | 2009 Qtr 1: 337; 2009 Qtr 2: 0; 2009 Qtr 3: 0; 2009 Qtr 4: 0; 2010 Qtr 1: 0; 2010 Qtr 2: 0; 2010 Qtr 3: 0; 2010 Qtr 4: 0; 2011 Qtr 1: 0; 2011 Qtr 2: 0; 2011 Qtr 3: 0; 2011 Qtr 4: 0 | 337
0 | 212003-Lighting |  | System | Commercial | 17-OFL-Office–Large-IntLight | 0 |  |  |  |  | 0.225 | 0.1696 | 0 | 0 | 0 | 0.0554 | 1 |  | kWh | 0.00017 | 0 | Commercial | [7 empty] | 15 | 0.64 |  |  |  | 0 | 25 | 0 | 0 | 0 | 0 | 0 | 0 | 0 | 0 | 0 | 0 | 2009 Qtr 1: 25; 2009 Qtr 2: 0; 2009 Qtr 3: 0; 2009 Qtr 4: 0; 2010 Qtr 1: 0; 2010 Qtr 2: 0; 2010 Qtr 3: 0; 2010 Qtr 4: 0; 2011 Qtr 1: 0; 2011 Qtr 2: 0; 2011 Qtr 3: 0; 2011 Qtr 4: 0 | 25
0 | 212003-Lighting |  | System | Commercial | 17-OFL-Office–Large-IntLight | 0 |  |  |  |  | 0.225 | 0.1696 | 0 | 0 | 0 | 0.0554 | 1 |  | kWh | 0.00017 | 0 | Commercial | [7 empty] | 15 | 0.64 |  |  |  | 0 | 100 | 0 | 0 | 0 | 0 | 0 | 0 | 0 | 0 | 0 | 0 | 2009 Qtr 1: 100; 2009 Qtr 2: 0; 2009 Qtr 3: 0; 2009 Qtr 4: 0; 2010 Qtr 1: 0; 2010 Qtr 2: 0; 2010 Qtr 3: 0; 2010 Qtr 4: 0; 2011 Qtr 1: 0; 2011 Qtr 2: 0; 2011 Qtr 3: 0; 2011 Qtr 4: 0 | 100
0 | 212003-Lighting |  | System | Commercial | 17-OFL-Office–Large-IntLight | 0 |  |  |  |  | 0.225 | 0.17 | 0 | 0 | 0 | 0.054995 | 1 |  | kWh | 0.00017 | 0 | Commercial | [7 empty] | 15 | 0.64 |  |  |  | 0 | 2134 | 0 | 0 | 0 | 0 | 0 | 0 | 0 | 0 | 0 | 0 | 2009 Qtr 1: 2134; 2009 Qtr 2: 0; 2009 Qtr 3: 0; 2009 Qtr 4: 0; 2010 Qtr 1: 0; 2010 Qtr 2: 0; 2010 Qtr 3: 0; 2010 Qtr 4: 0; 2011 Qtr 1: 0; 2011 Qtr 2: 0; 2011 Qtr 3: 0; 2011 Qtr 4: 0 | 2134
0 | 212003-Lighting |  | System | Commercial | 17-OFL-Office–Large-IntLight | 0 |  |  |  |  | 0.225 | 0.1699 | 0 | 0 | 0 | 0.055097 | 1 |  | kWh | 0.00017 | 0 | Commercial | [7 empty] | 15 | 0.64 |  |  |  | 0 | 718 | 0 | 0 | 0 | 0 | 0 | 0 | 0 | 0 | 0 | 0 | 2009 Qtr 1: 718; 2009 Qtr 2: 0; 2009 Qtr 3: 0; 2009 Qtr 4: 0; 2010 Qtr 1: 0; 2010 Qtr 2: 0; 2010 Qtr 3: 0; 2010 Qtr 4: 0; 2011 Qtr 1: 0; 2011 Qtr 2: 0; 2011 Qtr 3: 0; 2011 Qtr 4: 0 | 718
0 | 212003-Lighting |  | System | Commercial | 17-OFL-Office–Large-IntLight | 0 |  |  |  |  | 0.225 | 0.17 | 0 | 0 | 0 | 0.055 | 1 |  | kWh | 0.00017 | 0 | Commercial | [7 empty] | 15 | 0.64 |  |  |  | 0 | 287 | 0 | 0 | 0 | 0 | 0 | 0 | 0 | 0 | 0 | 0 | 2009 Qtr 1: 287; 2009 Qtr 2: 0; 2009 Qtr 3: 0; 2009 Qtr 4: 0; 2010 Qtr 1: 0; 2010 Qtr 2: 0; 2010 Qtr 3: 0; 2010 Qtr 4: 0; 2011 Qtr 1: 0; 2011 Qtr 2: 0; 2011 Qtr 3: 0; 2011 Qtr 4: 0 | 287
0 | 212003-Lighting |  | System | Commercial | 17-OFL-Office–Large-IntLight | 0 |  |  |  |  | 0.225 | 0.1696 | 0 | 0 | 0 | 0.0554 | 1 |  | kWh | 0.00017 | 0 | Commercial | [7 empty] | 15 | 0.64 |  |  |  | 0 | 100 | 0 | 0 | 0 | 0 | 0 | 0 | 0 | 0 | 0 | 0 | 2009 Qtr 1: 100; 2009 Qtr 2: 0; 2009 Qtr 3: 0; 2009 Qtr 4: 0; 2010 Qtr 1: 0; 2010 Qtr 2: 0; 2010 Qtr 3: 0; 2010 Qtr 4: 0; 2011 Qtr 1: 0; 2011 Qtr 2: 0; 2011 Qtr 3: 0; 2011 Qtr 4: 0 | 100
0 | 212003-Lighting |  | System | Commercial | 17-OFL-Office–Large-IntLight | 0 |  |  |  |  | 0.225 | 0.16818 | 0 | 0 | 0 | 0.056818 | 1 |  | kWh | 0.00017 | 0 | Commercial | [7 empty] | 15 | 0.64 |  |  |  | 0 | 22 | 0 | 0 | 0 | 0 | 0 | 0 | 0 | 0 | 0 | 0 | 2009 Qtr 1: 22; 2009 Qtr 2: 0; 2009 Qtr 3: 0; 2009 Qtr 4: 0; 2010 Qtr 1: 0; 2010 Qtr 2: 0; 2010 Qtr 3: 0; 2010 Qtr 4: 0; 2011 Qtr 1: 0; 2011 Qtr 2: 0; 2011 Qtr 3: 0; 2011 Qtr 4: 0 | 22
0 | 212003-Lighting |  | System | Commercial | 17-OFL-Office–Large-IntLight | 0 |  |  |  |  | 0.225 | 0.17011 | 0 | 0 | 0 | 0.054889 | 1 |  | kWh | 0.00017 | 0 | Commercial | [7 empty] | 15 | 0.64 |  |  |  | 0 | 449 | 0 | 0 | 0 | 0 | 0 | 0 | 0 | 0 | 0 | 0 | 2009 Qtr 1: 449; 2009 Qtr 2: 0; 2009 Qtr 3: 0; 2009 Qtr 4: 0; 2010 Qtr 1: 0; 2010 Qtr 2: 0; 2010 Qtr 3: 0; 2010 Qtr 4: 0; 2011 Qtr 1: 0; 2011 Qtr 2: 0; 2011 Qtr 3: 0; 2011 Qtr 4: 0 | 449
0 | 212003-Lighting |  | System | Commercial | 17-OFL-Office–Large-IntLight | 0 |  |  |  |  | 0.225 | 0.17162 | 0 | 0 | 0 | 0.053378 | 1 |  | kWh | 0.00017 | 0 | Commercial | [7 empty] | 15 | 0.64 |  |  |  | 0 | 37 | 0 | 0 | 0 | 0 | 0 | 0 | 0 | 0 | 0 | 0 | 2009 Qtr 1: 37; 2009 Qtr 2: 0; 2009 Qtr 3: 0; 2009 Qtr 4: 0; 2010 Qtr 1: 0; 2010 Qtr 2: 0; 2010 Qtr 3: 0; 2010 Qtr 4: 0; 2011 Qtr 1: 0; 2011 Qtr 2: 0; 2011 Qtr 3: 0; 2011 Qtr 4: 0 | 37
0 | 212003-Lighting |  | System | Commercial | 17-OFL-Office–Large-IntLight | 0 |  |  |  |  | 0.225 | 0.16973 | 0 | 0 | 0 | 0.055267 | 1 |  | kWh | 0.00017 | 0 | Commercial | [7 empty] | 15 | 0.64 |  |  |  | 0 | 150 | 0 | 0 | 0 | 0 | 0 | 0 | 0 | 0 | 0 | 0 | 2009 Qtr 1: 150; 2009 Qtr 2: 0; 2009 Qtr 3: 0; 2009 Qtr 4: 0; 2010 Qtr 1: 0; 2010 Qtr 2: 0; 2010 Qtr 3: 0; 2010 Qtr 4: 0; 2011 Qtr 1: 0; 2011 Qtr 2: 0; 2011 Qtr 3: 0; 2011 Qtr 4: 0 | 150
0 | 212003-Lighting |  | System | Commercial | 17-OFL-Office–Large-IntLight | 0 |  |  |  |  | 0.225 | 0.17016 | 0 | 0 | 0 | 0.05484 | 1 |  | kWh | 0.00017 | 0 | Commercial | [7 empty] | 15 | 0.64 |  |  |  | 0 | 187 | 0 | 0 | 0 | 0 | 0 | 0 | 0 | 0 | 0 | 0 | 2009 Qtr 1: 187; 2009 Qtr 2: 0; 2009 Qtr 3: 0; 2009 Qtr 4: 0; 2010 Qtr 1: 0; 2010 Qtr 2: 0; 2010 Qtr 3: 0; 2010 Qtr 4: 0; 2011 Qtr 1: 0; 2011 Qtr 2: 0; 2011 Qtr 3: 0; 2011 Qtr 4: 0 | 187
0 | 212003-Lighting |  | System | Commercial | 17-OFL-Office–Large-IntLight | 0 |  |  |  |  | 0.225 | 0.17162 | 0 | 0 | 0 | 0.053378 | 1 |  | kWh | 0.00017 | 0 | Commercial | [7 empty] | 15 | 0.64 |  |  |  | 0 | 37 | 0 | 0 | 0 | 0 | 0 | 0 | 0 | 0 | 0 | 0 | 2009 Qtr 1: 37; 2009 Qtr 2: 0; 2009 Qtr 3: 0; 2009 Qtr 4: 0; 2010 Qtr 1: 0; 2010 Qtr 2: 0; 2010 Qtr 3: 0; 2010 Qtr 4: 0; 2011 Qtr 1: 0; 2011 Qtr 2: 0; 2011 Qtr 3: 0; 2011 Qtr 4: 0 | 37
0 | 212003-Lighting |  | System | Commercial | 17-OFL-Office–Large-IntLight | 0 |  |  |  |  | 0.225 | 0.17011 | 0 | 0 | 0 | 0.054887 | 1 |  | kWh | 0.00017 | 0 | Commercial | [7 empty] | 15 | 0.64 |  |  |  | 0 | 265 | 0 | 0 | 0 | 0 | 0 | 0 | 0 | 0 | 0 | 0 | 2009 Qtr 1: 265; 2009 Qtr 2: 0; 2009 Qtr 3: 0; 2009 Qtr 4: 0; 2010 Qtr 1: 0; 2010 Qtr 2: 0; 2010 Qtr 3: 0; 2010 Qtr 4: 0; 2011 Qtr 1: 0; 2011 Qtr 2: 0; 2011 Qtr 3: 0; 2011 Qtr 4: 0 | 265
0 | 212003-Lighting |  | System | Commercial | 17-OFL-Office–Large-IntLight | 0 |  |  |  |  | 0.225 | 0.16973 | 0 | 0 | 0 | 0.055267 | 1 |  | kWh | 0.00017 | 0 | Commercial | [7 empty] | 15 | 0.64 |  |  |  | 0 | 75 | 0 | 0 | 0 | 0 | 0 | 0 | 0 | 0 | 0 | 0 | 2009 Qtr 1: 75; 2009 Qtr 2: 0; 2009 Qtr 3: 0; 2009 Qtr 4: 0; 2010 Qtr 1: 0; 2010 Qtr 2: 0; 2010 Qtr 3: 0; 2010 Qtr 4: 0; 2011 Qtr 1: 0; 2011 Qtr 2: 0; 2011 Qtr 3: 0; 2011 Qtr 4: 0 | 75
0 | 212003-Lighting |  | System | Commercial | 17-OFL-Office–Large-IntLight | 0 |  |  |  |  | 0.225 | 0.16988 | 0 | 0 | 0 | 0.055125 | 1 |  | kWh | 0.00017 | 0 | Commercial | [7 empty] | 15 | 0.64 |  |  |  | 0 | 562 | 0 | 0 | 0 | 0 | 0 | 0 | 0 | 0 | 0 | 0 | 2009 Qtr 1: 562; 2009 Qtr 2: 0; 2009 Qtr 3: 0; 2009 Qtr 4: 0; 2010 Qtr 1: 0; 2010 Qtr 2: 0; 2010 Qtr 3: 0; 2010 Qtr 4: 0; 2011 Qtr 1: 0; 2011 Qtr 2: 0; 2011 Qtr 3: 0; 2011 Qtr 4: 0 | 562
0 | 212003-Lighting |  | System | Commercial | 17-OFL-Office–Large-IntLight | 0 |  |  |  |  | 0.225 | 0.17189 | 0 | 0 | 0 | 0.053108 | 1 |  | kWh | 0.00017 | 0 | Commercial | [7 empty] | 15 | 0.64 |  |  |  | 0 | 37 | 0 | 0 | 0 | 0 | 0 | 0 | 0 | 0 | 0 | 0 | 2009 Qtr 1: 37; 2009 Qtr 2: 0; 2009 Qtr 3: 0; 2009 Qtr 4: 0; 2010 Qtr 1: 0; 2010 Qtr 2: 0; 2010 Qtr 3: 0; 2010 Qtr 4: 0; 2011 Qtr 1: 0; 2011 Qtr 2: 0; 2011 Qtr 3: 0; 2011 Qtr 4: 0 | 37
0 | 212003-Lighting |  | System | Commercial | 17-OFL-Office–Large-IntLight | 0 |  |  |  |  | 0.225 | 0.17 | 0 | 0 | 0 | 0.055 | 1 |  | kWh | 0.00017 | 0 | Commercial | [7 empty] | 15 | 0.64 |  |  |  | 0 | 936 | 0 | 0 | 0 | 0 | 0 | 0 | 0 | 0 | 0 | 0 | 2009 Qtr 1: 936; 2009 Qtr 2: 0; 2009 Qtr 3: 0; 2009 Qtr 4: 0; 2010 Qtr 1: 0; 2010 Qtr 2: 0; 2010 Qtr 3: 0; 2010 Qtr 4: 0; 2011 Qtr 1: 0; 2011 Qtr 2: 0; 2011 Qtr 3: 0; 2011 Qtr 4: 0 | 936
0 | 212003-Lighting |  | System | Commercial | 17-OFL-Office–Large-IntLight | 0 |  |  |  |  | 0.225 | 0.16969 | 0 | 0 | 0 | 0.055311 | 1 |  | kWh | 0.00017 | 0 | Commercial | [7 empty] | 15 | 0.64 |  |  |  | 0 | 225 | 0 | 0 | 0 | 0 | 0 | 0 | 0 | 0 | 0 | 0 | 2009 Qtr 1: 225; 2009 Qtr 2: 0; 2009 Qtr 3: 0; 2009 Qtr 4: 0; 2010 Qtr 1: 0; 2010 Qtr 2: 0; 2010 Qtr 3: 0; 2010 Qtr 4: 0; 2011 Qtr 1: 0; 2011 Qtr 2: 0; 2011 Qtr 3: 0; 2011 Qtr 4: 0 | 225
0 | 212003-Lighting |  | System | Commercial | 17-OFL-Office–Large-IntLight | 0 |  |  |  |  | 0.225 | 0.17667 | 0 | 0 | 0 | 0.048333 | 1 |  | kWh | 0.00017 | 0 | Commercial | [7 empty] | 15 | 0.64 |  |  |  | 0 | 9 | 0 | 0 | 0 | 0 | 0 | 0 | 0 | 0 | 0 | 0 | 2009 Qtr 1: 9; 2009 Qtr 2: 0; 2009 Qtr 3: 0; 2009 Qtr 4: 0; 2010 Qtr 1: 0; 2010 Qtr 2: 0; 2010 Qtr 3: 0; 2010 Qtr 4: 0; 2011 Qtr 1: 0; 2011 Qtr 2: 0; 2011 Qtr 3: 0; 2011 Qtr 4: 0 | 9
0 | 212003-Lighting |  | System | Commercial | 17-OFL-Office–Large-IntLight | 0 |  |  |  |  | 0.225 | 0.17 | 0 | 0 | 0 | 0.055 | 1 |  | kWh | 0.00017 | 0 | Commercial | [7 empty] | 15 | 0.64 |  |  |  | 0 | 25 | 0 | 0 | 0 | 0 | 0 | 0 | 0 | 0 | 0 | 0 | 2009 Qtr 1: 25; 2009 Qtr 2: 0; 2009 Qtr 3: 0; 2009 Qtr 4: 0; 2010 Qtr 1: 0; 2010 Qtr 2: 0; 2010 Qtr 3: 0; 2010 Qtr 4: 0; 2011 Qtr 1: 0; 2011 Qtr 2: 0; 2011 Qtr 3: 0; 2011 Qtr 4: 0 | 25
0 | 212003-Lighting |  | System | Commercial | 17-OFL-Office–Large-IntLight | 0 |  |  |  |  | 0.225 | 0.17 | 0 | 0 | 0 | 0.055 | 1 |  | kWh | 0.00017 | 0 | Commercial | [7 empty] | 15 | 0.64 |  |  |  | 0 | 25 | 0 | 0 | 0 | 0 | 0 | 0 | 0 | 0 | 0 | 0 | 2009 Qtr 1: 25; 2009 Qtr 2: 0; 2009 Qtr 3: 0; 2009 Qtr 4: 0; 2010 Qtr 1: 0; 2010 Qtr 2: 0; 2010 Qtr 3: 0; 2010 Qtr 4: 0; 2011 Qtr 1: 0; 2011 Qtr 2: 0; 2011 Qtr 3: 0; 2011 Qtr 4: 0 | 25
0 | 212003-Lighting |  | System | Commercial | 17-OFL-Office–Large-IntLight | 0 |  |  |  |  | 0.225 | 0.1696 | 0 | 0 | 0 | 0.0554 | 1 |  | kWh | 0.00017 | 0 | Commercial | [7 empty] | 15 | 0.64 |  |  |  | 0 | 50 | 0 | 0 | 0 | 0 | 0 | 0 | 0 | 0 | 0 | 0 | 2009 Qtr 1: 50; 2009 Qtr 2: 0; 2009 Qtr 3: 0; 2009 Qtr 4: 0; 2010 Qtr 1: 0; 2010 Qtr 2: 0; 2010 Qtr 3: 0; 2010 Qtr 4: 0; 2011 Qtr 1: 0; 2011 Qtr 2: 0; 2011 Qtr 3: 0; 2011 Qtr 4: 0 | 50
0 | 212003-Lighting |  | System | Commercial | 17-OFL-Office–Large-IntLight | 0 |  |  |  |  | 0.225 | 0.16973 | 0 | 0 | 0 | 0.055267 | 1 |  | kWh | 0.00017 | 0 | Commercial | [7 empty] | 15 | 0.64 |  |  |  | 0 | 75 | 0 | 0 | 0 | 0 | 0 | 0 | 0 | 0 | 0 | 0 | 2009 Qtr 1: 75; 2009 Qtr 2: 0; 2009 Qtr 3: 0; 2009 Qtr 4: 0; 2010 Qtr 1: 0; 2010 Qtr 2: 0; 2010 Qtr 3: 0; 2010 Qtr 4: 0; 2011 Qtr 1: 0; 2011 Qtr 2: 0; 2011 Qtr 3: 0; 2011 Qtr 4: 0 | 75
0 | 212003-Lighting |  | System | Commercial | 17-OFL-Office–Large-IntLight | 0 |  |  |  |  | 0.225 | 0.1696 | 0 | 0 | 0 | 0.0554 | 1 |  | kWh | 0.00017 | 0 | Commercial | [7 empty] | 15 | 0.64 |  |  |  | 0 | 100 | 0 | 0 | 0 | 0 | 0 | 0 | 0 | 0 | 0 | 0 | 2009 Qtr 1: 100; 2009 Qtr 2: 0; 2009 Qtr 3: 0; 2009 Qtr 4: 0; 2010 Qtr 1: 0; 2010 Qtr 2: 0; 2010 Qtr 3: 0; 2010 Qtr 4: 0; 2011 Qtr 1: 0; 2011 Qtr 2: 0; 2011 Qtr 3: 0; 2011 Qtr 4: 0 | 100
0 | 212003-Lighting |  | System | Commercial | 17-OFL-Office–Large-IntLight | 0 |  |  |  |  | 0.225 | 0.16973 | 0 | 0 | 0 | 0.055267 | 1 |  | kWh | 0.00017 | 0 | Commercial | [7 empty] | 15 | 0.64 |  |  |  | 0 | 75 | 0 | 0 | 0 | 0 | 0 | 0 | 0 | 0 | 0 | 0 | 2009 Qtr 1: 75; 2009 Qtr 2: 0; 2009 Qtr 3: 0; 2009 Qtr 4: 0; 2010 Qtr 1: 0; 2010 Qtr 2: 0; 2010 Qtr 3: 0; 2010 Qtr 4: 0; 2011 Qtr 1: 0; 2011 Qtr 2: 0; 2011 Qtr 3: 0; 2011 Qtr 4: 0 | 75
0 | 212003-Lighting |  | System | Commercial | 17-OFL-Office–Large-IntLight | 0 |  |  |  |  | 0.225 | 0.16997 | 0 | 0 | 0 | 0.05503 | 1 |  | kWh | 0.00017 | 0 | Commercial | [7 empty] | 15 | 0.64 |  |  |  | 0 | 674 | 0 | 0 | 0 | 0 | 0 | 0 | 0 | 0 | 0 | 0 | 2009 Qtr 1: 674; 2009 Qtr 2: 0; 2009 Qtr 3: 0; 2009 Qtr 4: 0; 2010 Qtr 1: 0; 2010 Qtr 2: 0; 2010 Qtr 3: 0; 2010 Qtr 4: 0; 2011 Qtr 1: 0; 2011 Qtr 2: 0; 2011 Qtr 3: 0; 2011 Qtr 4: 0 | 674
0 | 212003-Lighting |  | System | Commercial | 17-OFL-Office–Large-IntLight | 0 |  |  |  |  | 0.225 | 0.16997 | 0 | 0 | 0 | 0.05503 | 1 |  | kWh | 0.00017 | 0 | Commercial | [7 empty] | 15 | 0.64 |  |  |  | 0 | 674 | 0 | 0 | 0 | 0 | 0 | 0 | 0 | 0 | 0 | 0 | 2009 Qtr 1: 674; 2009 Qtr 2: 0; 2009 Qtr 3: 0; 2009 Qtr 4: 0; 2010 Qtr 1: 0; 2010 Qtr 2: 0; 2010 Qtr 3: 0; 2010 Qtr 4: 0; 2011 Qtr 1: 0; 2011 Qtr 2: 0; 2011 Qtr 3: 0; 2011 Qtr 4: 0 | 674
0 | 212003-Lighting |  | System | Commercial | 17-OFL-Office–Large-IntLight | 0 |  |  |  |  | 0.225 | 0.16864 | 0 | 0 | 0 | 0.056364 | 1 |  | kWh | 0.00017 | 0 | Commercial | [7 empty] | 15 | 0.64 |  |  |  | 0 | 44 | 0 | 0 | 0 | 0 | 0 | 0 | 0 | 0 | 0 | 0 | 2009 Qtr 1: 44; 2009 Qtr 2: 0; 2009 Qtr 3: 0; 2009 Qtr 4: 0; 2010 Qtr 1: 0; 2010 Qtr 2: 0; 2010 Qtr 3: 0; 2010 Qtr 4: 0; 2011 Qtr 1: 0; 2011 Qtr 2: 0; 2011 Qtr 3: 0; 2011 Qtr 4: 0 | 44
0 | 212003-Lighting |  | System | Commercial | 17-OFL-Office–Large-IntLight | 0 |  |  |  |  | 0.225 | 0.17011 | 0 | 0 | 0 | 0.054889 | 1 |  | kWh | 0.00017 | 0 | Commercial | [7 empty] | 15 | 0.64 |  |  |  | 0 | 449 | 0 | 0 | 0 | 0 | 0 | 0 | 0 | 0 | 0 | 0 | 2009 Qtr 1: 449; 2009 Qtr 2: 0; 2009 Qtr 3: 0; 2009 Qtr 4: 0; 2010 Qtr 1: 0; 2010 Qtr 2: 0; 2010 Qtr 3: 0; 2010 Qtr 4: 0; 2011 Qtr 1: 0; 2011 Qtr 2: 0; 2011 Qtr 3: 0; 2011 Qtr 4: 0 | 449
0 | 212003-Lighting |  | System | Commercial | 17-OFL-Office–Large-IntLight | 0 |  |  |  |  | 0.225 | 0.16864 | 0 | 0 | 0 | 0.056364 | 1 |  | kWh | 0.00017 | 0 | Commercial | [7 empty] | 15 | 0.64 |  |  |  | 0 | 44 | 0 | 0 | 0 | 0 | 0 | 0 | 0 | 0 | 0 | 0 | 2009 Qtr 1: 44; 2009 Qtr 2: 0; 2009 Qtr 3: 0; 2009 Qtr 4: 0; 2010 Qtr 1: 0; 2010 Qtr 2: 0; 2010 Qtr 3: 0; 2010 Qtr 4: 0; 2011 Qtr 1: 0; 2011 Qtr 2: 0; 2011 Qtr 3: 0; 2011 Qtr 4: 0 | 44
0 | 212003-Lighting |  | System | Commercial | 17-OFL-Office–Large-IntLight | 0 |  |  |  |  | 0.225 | 0.1696 | 0 | 0 | 0 | 0.0554 | 1 |  | kWh | 0.00017 | 0 | Commercial | [7 empty] | 15 | 0.64 |  |  |  | 0 | 50 | 0 | 0 | 0 | 0 | 0 | 0 | 0 | 0 | 0 | 0 | 2009 Qtr 1: 50; 2009 Qtr 2: 0; 2009 Qtr 3: 0; 2009 Qtr 4: 0; 2010 Qtr 1: 0; 2010 Qtr 2: 0; 2010 Qtr 3: 0; 2010 Qtr 4: 0; 2011 Qtr 1: 0; 2011 Qtr 2: 0; 2011 Qtr 3: 0; 2011 Qtr 4: 0 | 50
0 | 212003-Lighting |  | System | Commercial | 17-OFL-Office–Large-IntLight | 0 |  |  |  |  | 0.225 | 0.1696 | 0 | 0 | 0 | 0.0554 | 1 |  | kWh | 0.00017 | 0 | Commercial | [7 empty] | 15 | 0.64 |  |  |  | 0 | 100 | 0 | 0 | 0 | 0 | 0 | 0 | 0 | 0 | 0 | 0 | 2009 Qtr 1: 100; 2009 Qtr 2: 0; 2009 Qtr 3: 0; 2009 Qtr 4: 0; 2010 Qtr 1: 0; 2010 Qtr 2: 0; 2010 Qtr 3: 0; 2010 Qtr 4: 0; 2011 Qtr 1: 0; 2011 Qtr 2: 0; 2011 Qtr 3: 0; 2011 Qtr 4: 0 | 100
0 | 212003-Lighting |  | System | Commercial | 17-OFL-Office–Large-IntLight | 0 |  |  |  |  | 0.225 | 0.1696 | 0 | 0 | 0 | 0.0554 | 1 |  | kWh | 0.00017 | 0 | Commercial | [7 empty] | 15 | 0.64 |  |  |  | 0 | 100 | 0 | 0 | 0 | 0 | 0 | 0 | 0 | 0 | 0 | 0 | 2009 Qtr 1: 100; 2009 Qtr 2: 0; 2009 Qtr 3: 0; 2009 Qtr 4: 0; 2010 Qtr 1: 0; 2010 Qtr 2: 0; 2010 Qtr 3: 0; 2010 Qtr 4: 0; 2011 Qtr 1: 0; 2011 Qtr 2: 0; 2011 Qtr 3: 0; 2011 Qtr 4: 0 | 100
0 | 212003-Lighting |  | System | Commercial | 17-OFL-Office–Large-IntLight | 0 |  |  |  |  | 0.225 | 0.16987 | 0 | 0 | 0 | 0.055131 | 1 |  | kWh | 0.00017 | 0 | Commercial | [7 empty] | 15 | 0.64 |  |  |  | 0 | 153 | 0 | 0 | 0 | 0 | 0 | 0 | 0 | 0 | 0 | 0 | 2009 Qtr 1: 153; 2009 Qtr 2: 0; 2009 Qtr 3: 0; 2009 Qtr 4: 0; 2010 Qtr 1: 0; 2010 Qtr 2: 0; 2010 Qtr 3: 0; 2010 Qtr 4: 0; 2011 Qtr 1: 0; 2011 Qtr 2: 0; 2011 Qtr 3: 0; 2011 Qtr 4: 0 | 153
0 | 212003-Lighting |  | System | Commercial | 17-OFL-Office–Large-IntLight | 0 |  |  |  |  | 0.225 | 0.16973 | 0 | 0 | 0 | 0.055267 | 1 |  | kWh | 0.00017 | 0 | Commercial | [7 empty] | 15 | 0.64 |  |  |  | 0 | 75 | 0 | 0 | 0 | 0 | 0 | 0 | 0 | 0 | 0 | 0 | 2009 Qtr 1: 75; 2009 Qtr 2: 0; 2009 Qtr 3: 0; 2009 Qtr 4: 0; 2010 Qtr 1: 0; 2010 Qtr 2: 0; 2010 Qtr 3: 0; 2010 Qtr 4: 0; 2011 Qtr 1: 0; 2011 Qtr 2: 0; 2011 Qtr 3: 0; 2011 Qtr 4: 0 | 75
0 | 212003-Lighting |  | System | Commercial | 17-OFL-Office–Large-IntLight | 0 |  |  |  |  | 0.225 | 0.17045 | 0 | 0 | 0 | 0.054554 | 1 |  | kWh | 0.00017 | 0 | Commercial | [7 empty] | 15 | 0.64 |  |  |  | 0 | 112 | 0 | 0 | 0 | 0 | 0 | 0 | 0 | 0 | 0 | 0 | 2009 Qtr 1: 112; 2009 Qtr 2: 0; 2009 Qtr 3: 0; 2009 Qtr 4: 0; 2010 Qtr 1: 0; 2010 Qtr 2: 0; 2010 Qtr 3: 0; 2010 Qtr 4: 0; 2011 Qtr 1: 0; 2011 Qtr 2: 0; 2011 Qtr 3: 0; 2011 Qtr 4: 0 | 112
0 | 212003-Lighting |  | System | Commercial | 17-OFL-Office–Large-IntLight | 0 |  |  |  |  | 0.225 | 0.16973 | 0 | 0 | 0 | 0.055267 | 1 |  | kWh | 0.00017 | 0 | Commercial | [7 empty] | 15 | 0.64 |  |  |  | 0 | 75 | 0 | 0 | 0 | 0 | 0 | 0 | 0 | 0 | 0 | 0 | 2009 Qtr 1: 75; 2009 Qtr 2: 0; 2009 Qtr 3: 0; 2009 Qtr 4: 0; 2010 Qtr 1: 0; 2010 Qtr 2: 0; 2010 Qtr 3: 0; 2010 Qtr 4: 0; 2011 Qtr 1: 0; 2011 Qtr 2: 0; 2011 Qtr 3: 0; 2011 Qtr 4: 0 | 75
0 | 212003-Lighting |  | System | Commercial | 17-OFL-Office–Large-IntLight | 0 |  |  |  |  | 0.225 | 0.17045 | 0 | 0 | 0 | 0.054554 | 1 |  | kWh | 0.00017 | 0 | Commercial | [7 empty] | 15 | 0.64 |  |  |  | 0 | 112 | 0 | 0 | 0 | 0 | 0 | 0 | 0 | 0 | 0 | 0 | 2009 Qtr 1: 112; 2009 Qtr 2: 0; 2009 Qtr 3: 0; 2009 Qtr 4: 0; 2010 Qtr 1: 0; 2010 Qtr 2: 0; 2010 Qtr 3: 0; 2010 Qtr 4: 0; 2011 Qtr 1: 0; 2011 Qtr 2: 0; 2011 Qtr 3: 0; 2011 Qtr 4: 0 | 112
0 | 212003-Lighting |  | System | Commercial | 17-OFL-Office–Large-IntLight | 0 |  |  |  |  | 0.225 | 0.17054 | 0 | 0 | 0 | 0.054464 | 1 |  | kWh | 0.00017 | 0 | Commercial | [7 empty] | 15 | 0.64 |  |  |  | 0 | 56 | 0 | 0 | 0 | 0 | 0 | 0 | 0 | 0 | 0 | 0 | 2009 Qtr 1: 56; 2009 Qtr 2: 0; 2009 Qtr 3: 0; 2009 Qtr 4: 0; 2010 Qtr 1: 0; 2010 Qtr 2: 0; 2010 Qtr 3: 0; 2010 Qtr 4: 0; 2011 Qtr 1: 0; 2011 Qtr 2: 0; 2011 Qtr 3: 0; 2011 Qtr 4: 0 | 56
0 | 212003-Lighting |  | System | Commercial | 17-OFL-Office–Large-IntLight | 0 |  |  |  |  | 0.225 | 0.17 | 0 | 0 | 0 | 0.055 | 1 |  | kWh | 0.00017 | 0 | Commercial | [7 empty] | 15 | 0.64 |  |  |  | 0 | 312 | 0 | 0 | 0 | 0 | 0 | 0 | 0 | 0 | 0 | 0 | 2009 Qtr 1: 312; 2009 Qtr 2: 0; 2009 Qtr 3: 0; 2009 Qtr 4: 0; 2010 Qtr 1: 0; 2010 Qtr 2: 0; 2010 Qtr 3: 0; 2010 Qtr 4: 0; 2011 Qtr 1: 0; 2011 Qtr 2: 0; 2011 Qtr 3: 0; 2011 Qtr 4: 0 | 312
0 | 212003-Lighting |  | System | Commercial | 17-OFL-Office–Large-IntLight | 0 |  |  |  |  | 0.225 | 0.17006 | 0 | 0 | 0 | 0.054937 | 1 |  | kWh | 0.00017 | 0 | Commercial | [7 empty] | 15 | 0.64 |  |  |  | 0 | 474 | 0 | 0 | 0 | 0 | 0 | 0 | 0 | 0 | 0 | 0 | 2009 Qtr 1: 474; 2009 Qtr 2: 0; 2009 Qtr 3: 0; 2009 Qtr 4: 0; 2010 Qtr 1: 0; 2010 Qtr 2: 0; 2010 Qtr 3: 0; 2010 Qtr 4: 0; 2011 Qtr 1: 0; 2011 Qtr 2: 0; 2011 Qtr 3: 0; 2011 Qtr 4: 0 | 474
0 | 212003-Lighting |  | System | Commercial | 17-OFL-Office–Large-IntLight | 0 |  |  |  |  | 0.225 | 0.16941 | 0 | 0 | 0 | 0.055588 | 1 |  | kWh | 0.00017 | 0 | Commercial | [7 empty] | 15 | 0.64 |  |  |  | 0 | 119 | 0 | 0 | 0 | 0 | 0 | 0 | 0 | 0 | 0 | 0 | 2009 Qtr 1: 119; 2009 Qtr 2: 0; 2009 Qtr 3: 0; 2009 Qtr 4: 0; 2010 Qtr 1: 0; 2010 Qtr 2: 0; 2010 Qtr 3: 0; 2010 Qtr 4: 0; 2011 Qtr 1: 0; 2011 Qtr 2: 0; 2011 Qtr 3: 0; 2011 Qtr 4: 0 | 119
0 | 212003-Lighting |  | System | Commercial | 17-OFL-Office–Large-IntLight | 0 |  |  |  |  | 0.225 | 0.17005 | 0 | 0 | 0 | 0.054949 | 1 |  | kWh | 0.00017 | 0 | Commercial | [7 empty] | 15 | 0.64 |  |  |  | 0 | 1179 | 0 | 0 | 0 | 0 | 0 | 0 | 0 | 0 | 0 | 0 | 2009 Qtr 1: 1179; 2009 Qtr 2: 0; 2009 Qtr 3: 0; 2009 Qtr 4: 0; 2010 Qtr 1: 0; 2010 Qtr 2: 0; 2010 Qtr 3: 0; 2010 Qtr 4: 0; 2011 Qtr 1: 0; 2011 Qtr 2: 0; 2011 Qtr 3: 0; 2011 Qtr 4: 0 | 1179
0 | 212003-Lighting |  | System | Commercial | 17-OFL-Office–Large-IntLight | 0 |  |  |  |  | 0.225 | 0.17003 | 0 | 0 | 0 | 0.054975 | 1 |  | kWh | 0.00017 | 0 | Commercial | [7 empty] | 15 | 0.64 |  |  |  | 0 | 393 | 0 | 0 | 0 | 0 | 0 | 0 | 0 | 0 | 0 | 0 | 2009 Qtr 1: 393; 2009 Qtr 2: 0; 2009 Qtr 3: 0; 2009 Qtr 4: 0; 2010 Qtr 1: 0; 2010 Qtr 2: 0; 2010 Qtr 3: 0; 2010 Qtr 4: 0; 2011 Qtr 1: 0; 2011 Qtr 2: 0; 2011 Qtr 3: 0; 2011 Qtr 4: 0 | 393
0 | 212003-Lighting |  | System | Commercial | 17-OFL-Office–Large-IntLight | 0 |  |  |  |  | 0.225 | 0.17036 | 0 | 0 | 0 | 0.054643 | 1 |  | kWh | 0.00017 | 0 | Commercial | [7 empty] | 15 | 0.64 |  |  |  | 0 | 28 | 0 | 0 | 0 | 0 | 0 | 0 | 0 | 0 | 0 | 0 | 2009 Qtr 1: 28; 2009 Qtr 2: 0; 2009 Qtr 3: 0; 2009 Qtr 4: 0; 2010 Qtr 1: 0; 2010 Qtr 2: 0; 2010 Qtr 3: 0; 2010 Qtr 4: 0; 2011 Qtr 1: 0; 2011 Qtr 2: 0; 2011 Qtr 3: 0; 2011 Qtr 4: 0 | 28
0 | 212003-Lighting |  | System | Commercial | 17-OFL-Office–Large-IntLight | 0 |  |  |  |  | 0.225 | 0.17003 | 0 | 0 | 0 | 0.054969 | 1 |  | kWh | 0.00017 | 0 | Commercial | [7 empty] | 15 | 0.64 |  |  |  | 0 | 1594 | 0 | 0 | 0 | 0 | 0 | 0 | 0 | 0 | 0 | 0 | 2009 Qtr 1: 1594; 2009 Qtr 2: 0; 2009 Qtr 3: 0; 2009 Qtr 4: 0; 2010 Qtr 1: 0; 2010 Qtr 2: 0; 2010 Qtr 3: 0; 2010 Qtr 4: 0; 2011 Qtr 1: 0; 2011 Qtr 2: 0; 2011 Qtr 3: 0; 2011 Qtr 4: 0 | 1594
0 | 212003-Lighting |  | System | Commercial | 17-OFL-Office–Large-IntLight | 0 |  |  |  |  | 0.225 | 0.16973 | 0 | 0 | 0 | 0.055267 | 1 |  | kWh | 0.00017 | 0 | Commercial | [7 empty] | 15 | 0.64 |  |  |  | 0 | 75 | 0 | 0 | 0 | 0 | 0 | 0 | 0 | 0 | 0 | 0 | 2009 Qtr 1: 75; 2009 Qtr 2: 0; 2009 Qtr 3: 0; 2009 Qtr 4: 0; 2010 Qtr 1: 0; 2010 Qtr 2: 0; 2010 Qtr 3: 0; 2010 Qtr 4: 0; 2011 Qtr 1: 0; 2011 Qtr 2: 0; 2011 Qtr 3: 0; 2011 Qtr 4: 0 | 75
0 | 212003-Lighting |  | System | Commercial | 17-OFL-Office–Large-IntLight | 0 |  |  |  |  | 0.225 | 0.1696 | 0 | 0 | 0 | 0.0554 | 1 |  | kWh | 0.00017 | 0 | Commercial | [7 empty] | 15 | 0.64 |  |  |  | 0 | 100 | 0 | 0 | 0 | 0 | 0 | 0 | 0 | 0 | 0 | 0 | 2009 Qtr 1: 100; 2009 Qtr 2: 0; 2009 Qtr 3: 0; 2009 Qtr 4: 0; 2010 Qtr 1: 0; 2010 Qtr 2: 0; 2010 Qtr 3: 0; 2010 Qtr 4: 0; 2011 Qtr 1: 0; 2011 Qtr 2: 0; 2011 Qtr 3: 0; 2011 Qtr 4: 0 | 100
0 | 212003-Lighting |  | System | Commercial | 17-OFL-Office–Large-IntLight | 0 |  |  |  |  | 0.225 | 0.1696 | 0 | 0 | 0 | 0.0554 | 1 |  | kWh | 0.00017 | 0 | Commercial | [7 empty] | 15 | 0.64 |  |  |  | 0 | 100 | 0 | 0 | 0 | 0 | 0 | 0 | 0 | 0 | 0 | 0 | 2009 Qtr 1: 100; 2009 Qtr 2: 0; 2009 Qtr 3: 0; 2009 Qtr 4: 0; 2010 Qtr 1: 0; 2010 Qtr 2: 0; 2010 Qtr 3: 0; 2010 Qtr 4: 0; 2011 Qtr 1: 0; 2011 Qtr 2: 0; 2011 Qtr 3: 0; 2011 Qtr 4: 0 | 100
0 | 212003-Lighting |  | System | Commercial | 17-OFL-Office–Large-IntLight | 0 |  |  |  |  | 0.225 | 0.1696 | 0 | 0 | 0 | 0.0554 | 1 |  | kWh | 0.00017 | 0 | Commercial | [7 empty] | 15 | 0.64 |  |  |  | 0 | 50 | 0 | 0 | 0 | 0 | 0 | 0 | 0 | 0 | 0 | 0 | 2009 Qtr 1: 50; 2009 Qtr 2: 0; 2009 Qtr 3: 0; 2009 Qtr 4: 0; 2010 Qtr 1: 0; 2010 Qtr 2: 0; 2010 Qtr 3: 0; 2010 Qtr 4: 0; 2011 Qtr 1: 0; 2011 Qtr 2: 0; 2011 Qtr 3: 0; 2011 Qtr 4: 0 | 50
0 | 212003-Lighting |  | System | Commercial | 17-OFL-Office–Large-IntLight | 0 |  |  |  |  | 0.225 | 0.1696 | 0 | 0 | 0 | 0.0554 | 1 |  | kWh | 0.00017 | 0 | Commercial | [7 empty] | 15 | 0.64 |  |  |  | 0 | 100 | 0 | 0 | 0 | 0 | 0 | 0 | 0 | 0 | 0 | 0 | 2009 Qtr 1: 100; 2009 Qtr 2: 0; 2009 Qtr 3: 0; 2009 Qtr 4: 0; 2010 Qtr 1: 0; 2010 Qtr 2: 0; 2010 Qtr 3: 0; 2010 Qtr 4: 0; 2011 Qtr 1: 0; 2011 Qtr 2: 0; 2011 Qtr 3: 0; 2011 Qtr 4: 0 | 100
0 | 212003-Lighting |  | System | Commercial | 17-OFL-Office–Large-IntLight | 0 |  |  |  |  | 0.225 | 0.1696 | 0 | 0 | 0 | 0.0554 | 1 |  | kWh | 0.00017 | 0 | Commercial | [7 empty] | 15 | 0.64 |  |  |  | 0 | 50 | 0 | 0 | 0 | 0 | 0 | 0 | 0 | 0 | 0 | 0 | 2009 Qtr 1: 50; 2009 Qtr 2: 0; 2009 Qtr 3: 0; 2009 Qtr 4: 0; 2010 Qtr 1: 0; 2010 Qtr 2: 0; 2010 Qtr 3: 0; 2010 Qtr 4: 0; 2011 Qtr 1: 0; 2011 Qtr 2: 0; 2011 Qtr 3: 0; 2011 Qtr 4: 0 | 50
0 | 212003-Lighting |  | System | Commercial | 17-OFL-Office–Large-IntLight | 0 |  |  |  |  | 0.225 | 0.17002 | 0 | 0 | 0 | 0.054977 | 1 |  | kWh | 0.00017 | 0 | Commercial | [7 empty] | 15 | 0.64 |  |  |  | 0 | 1279 | 0 | 0 | 0 | 0 | 0 | 0 | 0 | 0 | 0 | 0 | 2009 Qtr 1: 1279; 2009 Qtr 2: 0; 2009 Qtr 3: 0; 2009 Qtr 4: 0; 2010 Qtr 1: 0; 2010 Qtr 2: 0; 2010 Qtr 3: 0; 2010 Qtr 4: 0; 2011 Qtr 1: 0; 2011 Qtr 2: 0; 2011 Qtr 3: 0; 2011 Qtr 4: 0 | 1279
0 | 212003-Lighting |  | System | Commercial | 17-OFL-Office–Large-IntLight | 0 |  |  |  |  | 0.225 | 0.16562 | 0 | 0 | 0 | 0.059375 | 1 |  | kWh | 0.00017 | 0 | Commercial | [7 empty] | 15 | 0.64 |  |  |  | 0 | 16 | 0 | 0 | 0 | 0 | 0 | 0 | 0 | 0 | 0 | 0 | 2009 Qtr 1: 16; 2009 Qtr 2: 0; 2009 Qtr 3: 0; 2009 Qtr 4: 0; 2010 Qtr 1: 0; 2010 Qtr 2: 0; 2010 Qtr 3: 0; 2010 Qtr 4: 0; 2011 Qtr 1: 0; 2011 Qtr 2: 0; 2011 Qtr 3: 0; 2011 Qtr 4: 0 | 16
0 | 212003-Lighting |  | System | Commercial | 17-OFL-Office–Large-IntLight | 0 |  |  |  |  | 0.225 | 0.16926 | 0 | 0 | 0 | 0.055745 | 1 |  | kWh | 0.00017 | 0 | Commercial | [7 empty] | 15 | 0.64 |  |  |  | 0 | 94 | 0 | 0 | 0 | 0 | 0 | 0 | 0 | 0 | 0 | 0 | 2009 Qtr 1: 94; 2009 Qtr 2: 0; 2009 Qtr 3: 0; 2009 Qtr 4: 0; 2010 Qtr 1: 0; 2010 Qtr 2: 0; 2010 Qtr 3: 0; 2010 Qtr 4: 0; 2011 Qtr 1: 0; 2011 Qtr 2: 0; 2011 Qtr 3: 0; 2011 Qtr 4: 0 | 94
0 | 212003-Lighting |  | System | Commercial | 17-OFL-Office–Large-IntLight | 0 |  |  |  |  | 0.225 | 0.1696 | 0 | 0 | 0 | 0.0554 | 1 |  | kWh | 0.00017 | 0 | Commercial | [7 empty] | 15 | 0.64 |  |  |  | 0 | 100 | 0 | 0 | 0 | 0 | 0 | 0 | 0 | 0 | 0 | 0 | 2009 Qtr 1: 100; 2009 Qtr 2: 0; 2009 Qtr 3: 0; 2009 Qtr 4: 0; 2010 Qtr 1: 0; 2010 Qtr 2: 0; 2010 Qtr 3: 0; 2010 Qtr 4: 0; 2011 Qtr 1: 0; 2011 Qtr 2: 0; 2011 Qtr 3: 0; 2011 Qtr 4: 0 | 100
0 | 212003-Lighting |  | System | Commercial | 17-OFL-Office–Large-IntLight | 0 |  |  |  |  | 0.225 | 0.1696 | 0 | 0 | 0 | 0.0554 | 1 |  | kWh | 0.00017 | 0 | Commercial | [7 empty] | 15 | 0.64 |  |  |  | 0 | 50 | 0 | 0 | 0 | 0 | 0 | 0 | 0 | 0 | 0 | 0 | 2009 Qtr 1: 50; 2009 Qtr 2: 0; 2009 Qtr 3: 0; 2009 Qtr 4: 0; 2010 Qtr 1: 0; 2010 Qtr 2: 0; 2010 Qtr 3: 0; 2010 Qtr 4: 0; 2011 Qtr 1: 0; 2011 Qtr 2: 0; 2011 Qtr 3: 0; 2011 Qtr 4: 0 | 50
0 | 212003-Lighting |  | System | Commercial | 17-OFL-Office–Large-IntLight | 0 |  |  |  |  | 0.225 | 0.17045 | 0 | 0 | 0 | 0.054554 | 1 |  | kWh | 0.00017 | 0 | Commercial | [7 empty] | 15 | 0.64 |  |  |  | 0 | 112 | 0 | 0 | 0 | 0 | 0 | 0 | 0 | 0 | 0 | 0 | 2009 Qtr 1: 112; 2009 Qtr 2: 0; 2009 Qtr 3: 0; 2009 Qtr 4: 0; 2010 Qtr 1: 0; 2010 Qtr 2: 0; 2010 Qtr 3: 0; 2010 Qtr 4: 0; 2011 Qtr 1: 0; 2011 Qtr 2: 0; 2011 Qtr 3: 0; 2011 Qtr 4: 0 | 112
0 | 212003-Lighting |  | System | Commercial | 17-OFL-Office–Large-IntLight | 0 |  |  |  |  | 0.225 | 0.17045 | 0 | 0 | 0 | 0.054554 | 1 |  | kWh | 0.00017 | 0 | Commercial | [7 empty] | 15 | 0.64 |  |  |  | 0 | 112 | 0 | 0 | 0 | 0 | 0 | 0 | 0 | 0 | 0 | 0 | 2009 Qtr 1: 112; 2009 Qtr 2: 0; 2009 Qtr 3: 0; 2009 Qtr 4: 0; 2010 Qtr 1: 0; 2010 Qtr 2: 0; 2010 Qtr 3: 0; 2010 Qtr 4: 0; 2011 Qtr 1: 0; 2011 Qtr 2: 0; 2011 Qtr 3: 0; 2011 Qtr 4: 0 | 112
0 | 212003-Lighting |  | System | Commercial | 17-OFL-Office–Large-IntLight | 0 |  |  |  |  | 0.225 | 0.1696 | 0 | 0 | 0 | 0.0554 | 1 |  | kWh | 0.00017 | 0 | Commercial | [7 empty] | 15 | 0.64 |  |  |  | 0 | 100 | 0 | 0 | 0 | 0 | 0 | 0 | 0 | 0 | 0 | 0 | 2009 Qtr 1: 100; 2009 Qtr 2: 0; 2009 Qtr 3: 0; 2009 Qtr 4: 0; 2010 Qtr 1: 0; 2010 Qtr 2: 0; 2010 Qtr 3: 0; 2010 Qtr 4: 0; 2011 Qtr 1: 0; 2011 Qtr 2: 0; 2011 Qtr 3: 0; 2011 Qtr 4: 0 | 100
0 | 212003-Lighting |  | System | Commercial | 17-OFL-Office–Large-IntLight | 0 |  |  |  |  | 0.225 | 0.1696 | 0 | 0 | 0 | 0.0554 | 1 |  | kWh | 0.00017 | 0 | Commercial | [7 empty] | 15 | 0.64 |  |  |  | 0 | 50 | 0 | 0 | 0 | 0 | 0 | 0 | 0 | 0 | 0 | 0 | 2009 Qtr 1: 50; 2009 Qtr 2: 0; 2009 Qtr 3: 0; 2009 Qtr 4: 0; 2010 Qtr 1: 0; 2010 Qtr 2: 0; 2010 Qtr 3: 0; 2010 Qtr 4: 0; 2011 Qtr 1: 0; 2011 Qtr 2: 0; 2011 Qtr 3: 0; 2011 Qtr 4: 0 | 50
0 | 212003-Lighting |  | System | Commercial | 17-OFL-Office–Large-IntLight | 0 |  |  |  |  | 0.225 | 0.16562 | 0 | 0 | 0 | 0.059375 | 1 |  | kWh | 0.00017 | 0 | Commercial | [7 empty] | 15 | 0.64 |  |  |  | 0 | 16 | 0 | 0 | 0 | 0 | 0 | 0 | 0 | 0 | 0 | 0 | 2009 Qtr 1: 16; 2009 Qtr 2: 0; 2009 Qtr 3: 0; 2009 Qtr 4: 0; 2010 Qtr 1: 0; 2010 Qtr 2: 0; 2010 Qtr 3: 0; 2010 Qtr 4: 0; 2011 Qtr 1: 0; 2011 Qtr 2: 0; 2011 Qtr 3: 0; 2011 Qtr 4: 0 | 16
0 | 212003-Lighting |  | System | Commercial | 17-OFL-Office–Large-IntLight | 0 |  |  |  |  | 0.225 | 0.1696 | 0 | 0 | 0 | 0.0554 | 1 |  | kWh | 0.00017 | 0 | Commercial | [7 empty] | 15 | 0.64 |  |  |  | 0 | 100 | 0 | 0 | 0 | 0 | 0 | 0 | 0 | 0 | 0 | 0 | 2009 Qtr 1: 100; 2009 Qtr 2: 0; 2009 Qtr 3: 0; 2009 Qtr 4: 0; 2010 Qtr 1: 0; 2010 Qtr 2: 0; 2010 Qtr 3: 0; 2010 Qtr 4: 0; 2011 Qtr 1: 0; 2011 Qtr 2: 0; 2011 Qtr 3: 0; 2011 Qtr 4: 0 | 100
0 | 212003-Lighting |  | System | Commercial | 17-OFL-Office–Large-IntLight | 0 |  |  |  |  | 0.225 | 0.16973 | 0 | 0 | 0 | 0.055267 | 1 |  | kWh | 0.00017 | 0 | Commercial | [7 empty] | 15 | 0.64 |  |  |  | 0 | 150 | 0 | 0 | 0 | 0 | 0 | 0 | 0 | 0 | 0 | 0 | 2009 Qtr 1: 150; 2009 Qtr 2: 0; 2009 Qtr 3: 0; 2009 Qtr 4: 0; 2010 Qtr 1: 0; 2010 Qtr 2: 0; 2010 Qtr 3: 0; 2010 Qtr 4: 0; 2011 Qtr 1: 0; 2011 Qtr 2: 0; 2011 Qtr 3: 0; 2011 Qtr 4: 0 | 150
0 | 212003-Lighting |  | System | Commercial | 17-OFL-Office–Large-IntLight | 0 |  |  |  |  | 0.225 | 0.16973 | 0 | 0 | 0 | 0.055267 | 1 |  | kWh | 0.00017 | 0 | Commercial | [7 empty] | 15 | 0.64 |  |  |  | 0 | 75 | 0 | 0 | 0 | 0 | 0 | 0 | 0 | 0 | 0 | 0 | 2009 Qtr 1: 75; 2009 Qtr 2: 0; 2009 Qtr 3: 0; 2009 Qtr 4: 0; 2010 Qtr 1: 0; 2010 Qtr 2: 0; 2010 Qtr 3: 0; 2010 Qtr 4: 0; 2011 Qtr 1: 0; 2011 Qtr 2: 0; 2011 Qtr 3: 0; 2011 Qtr 4: 0 | 75
0 | 212003-Lighting |  | System | Commercial | 17-OFL-Office–Large-IntLight | 0 |  |  |  |  | 0.225 | 0.17162 | 0 | 0 | 0 | 0.053378 | 1 |  | kWh | 0.00017 | 0 | Commercial | [7 empty] | 15 | 0.64 |  |  |  | 0 | 37 | 0 | 0 | 0 | 0 | 0 | 0 | 0 | 0 | 0 | 0 | 2009 Qtr 1: 37; 2009 Qtr 2: 0; 2009 Qtr 3: 0; 2009 Qtr 4: 0; 2010 Qtr 1: 0; 2010 Qtr 2: 0; 2010 Qtr 3: 0; 2010 Qtr 4: 0; 2011 Qtr 1: 0; 2011 Qtr 2: 0; 2011 Qtr 3: 0; 2011 Qtr 4: 0 | 37
0 | 212003-Lighting |  | System | Commercial | 17-OFL-Office–Large-IntLight | 0 |  |  |  |  | 0.225 | 0.17162 | 0 | 0 | 0 | 0.053378 | 1 |  | kWh | 0.00017 | 0 | Commercial | [7 empty] | 15 | 0.64 |  |  |  | 0 | 37 | 0 | 0 | 0 | 0 | 0 | 0 | 0 | 0 | 0 | 0 | 2009 Qtr 1: 37; 2009 Qtr 2: 0; 2009 Qtr 3: 0; 2009 Qtr 4: 0; 2010 Qtr 1: 0; 2010 Qtr 2: 0; 2010 Qtr 3: 0; 2010 Qtr 4: 0; 2011 Qtr 1: 0; 2011 Qtr 2: 0; 2011 Qtr 3: 0; 2011 Qtr 4: 0 | 37
0 | 212003-Lighting |  | System | Commercial | 17-OFL-Office–Large-IntLight | 0 |  |  |  |  | 0.225 | 0.17011 | 0 | 0 | 0 | 0.054889 | 1 |  | kWh | 0.00017 | 0 | Commercial | [7 empty] | 15 | 0.64 |  |  |  | 0 | 449 | 0 | 0 | 0 | 0 | 0 | 0 | 0 | 0 | 0 | 0 | 2009 Qtr 1: 449; 2009 Qtr 2: 0; 2009 Qtr 3: 0; 2009 Qtr 4: 0; 2010 Qtr 1: 0; 2010 Qtr 2: 0; 2010 Qtr 3: 0; 2010 Qtr 4: 0; 2011 Qtr 1: 0; 2011 Qtr 2: 0; 2011 Qtr 3: 0; 2011 Qtr 4: 0 | 449
0 | 212003-Lighting |  | System | Commercial | 17-OFL-Office–Large-IntLight | 0 |  |  |  |  | 0.225 | 0.16964 | 0 | 0 | 0 | 0.055355 | 1 |  | kWh | 0.00017 | 0 | Commercial | [7 empty] | 15 | 0.64 |  |  |  | 0 | 197 | 0 | 0 | 0 | 0 | 0 | 0 | 0 | 0 | 0 | 0 | 2009 Qtr 1: 197; 2009 Qtr 2: 0; 2009 Qtr 3: 0; 2009 Qtr 4: 0; 2010 Qtr 1: 0; 2010 Qtr 2: 0; 2010 Qtr 3: 0; 2010 Qtr 4: 0; 2011 Qtr 1: 0; 2011 Qtr 2: 0; 2011 Qtr 3: 0; 2011 Qtr 4: 0 | 197
0 | 212003-Lighting |  | System | Commercial | 17-OFL-Office–Large-IntLight | 0 |  |  |  |  | 0.225 | 0.16969 | 0 | 0 | 0 | 0.055311 | 1 |  | kWh | 0.00017 | 0 | Commercial | [7 empty] | 15 | 0.64 |  |  |  | 0 | 225 | 0 | 0 | 0 | 0 | 0 | 0 | 0 | 0 | 0 | 0 | 2009 Qtr 1: 225; 2009 Qtr 2: 0; 2009 Qtr 3: 0; 2009 Qtr 4: 0; 2010 Qtr 1: 0; 2010 Qtr 2: 0; 2010 Qtr 3: 0; 2010 Qtr 4: 0; 2011 Qtr 1: 0; 2011 Qtr 2: 0; 2011 Qtr 3: 0; 2011 Qtr 4: 0 | 225
0 | 212003-Lighting |  | System | Commercial | 17-OFL-Office–Large-IntLight | 0 |  |  |  |  | 0.225 | 0.16973 | 0 | 0 | 0 | 0.055267 | 1 |  | kWh | 0.00017 | 0 | Commercial | [7 empty] | 15 | 0.64 |  |  |  | 0 | 75 | 0 | 0 | 0 | 0 | 0 | 0 | 0 | 0 | 0 | 0 | 2009 Qtr 1: 75; 2009 Qtr 2: 0; 2009 Qtr 3: 0; 2009 Qtr 4: 0; 2010 Qtr 1: 0; 2010 Qtr 2: 0; 2010 Qtr 3: 0; 2010 Qtr 4: 0; 2011 Qtr 1: 0; 2011 Qtr 2: 0; 2011 Qtr 3: 0; 2011 Qtr 4: 0 | 75
0 | 212003-Lighting |  | System | Commercial | 17-OFL-Office–Large-IntLight | 0 |  |  |  |  | 0.225 | 0.16973 | 0 | 0 | 0 | 0.055267 | 1 |  | kWh | 0.00017 | 0 | Commercial | [7 empty] | 15 | 0.64 |  |  |  | 0 | 75 | 0 | 0 | 0 | 0 | 0 | 0 | 0 | 0 | 0 | 0 | 2009 Qtr 1: 75; 2009 Qtr 2: 0; 2009 Qtr 3: 0; 2009 Qtr 4: 0; 2010 Qtr 1: 0; 2010 Qtr 2: 0; 2010 Qtr 3: 0; 2010 Qtr 4: 0; 2011 Qtr 1: 0; 2011 Qtr 2: 0; 2011 Qtr 3: 0; 2011 Qtr 4: 0 | 75
0 | 212003-Lighting |  | System | Commercial | 17-OFL-Office–Large-IntLight | 0 |  |  |  |  | 0.225 | 0.16973 | 0 | 0 | 0 | 0.055267 | 1 |  | kWh | 0.00017 | 0 | Commercial | [7 empty] | 15 | 0.64 |  |  |  | 0 | 75 | 0 | 0 | 0 | 0 | 0 | 0 | 0 | 0 | 0 | 0 | 2009 Qtr 1: 75; 2009 Qtr 2: 0; 2009 Qtr 3: 0; 2009 Qtr 4: 0; 2010 Qtr 1: 0; 2010 Qtr 2: 0; 2010 Qtr 3: 0; 2010 Qtr 4: 0; 2011 Qtr 1: 0; 2011 Qtr 2: 0; 2011 Qtr 3: 0; 2011 Qtr 4: 0 | 75
0 | 212003-Lighting |  | System | Commercial | 17-OFL-Office–Large-IntLight | 0 |  |  |  |  | 0.225 | 0.17162 | 0 | 0 | 0 | 0.053378 | 1 |  | kWh | 0.00017 | 0 | Commercial | [7 empty] | 15 | 0.64 |  |  |  | 0 | 37 | 0 | 0 | 0 | 0 | 0 | 0 | 0 | 0 | 0 | 0 | 2009 Qtr 1: 37; 2009 Qtr 2: 0; 2009 Qtr 3: 0; 2009 Qtr 4: 0; 2010 Qtr 1: 0; 2010 Qtr 2: 0; 2010 Qtr 3: 0; 2010 Qtr 4: 0; 2011 Qtr 1: 0; 2011 Qtr 2: 0; 2011 Qtr 3: 0; 2011 Qtr 4: 0 | 37
0 | 212003-Lighting |  | System | Commercial | 17-OFL-Office–Large-IntLight | 0 |  |  |  |  | 0.225 | 0.17162 | 0 | 0 | 0 | 0.053378 | 1 |  | kWh | 0.00017 | 0 | Commercial | [7 empty] | 15 | 0.64 |  |  |  | 0 | 37 | 0 | 0 | 0 | 0 | 0 | 0 | 0 | 0 | 0 | 0 | 2009 Qtr 1: 37; 2009 Qtr 2: 0; 2009 Qtr 3: 0; 2009 Qtr 4: 0; 2010 Qtr 1: 0; 2010 Qtr 2: 0; 2010 Qtr 3: 0; 2010 Qtr 4: 0; 2011 Qtr 1: 0; 2011 Qtr 2: 0; 2011 Qtr 3: 0; 2011 Qtr 4: 0 | 37
0 | 212003-Lighting |  | System | Commercial | 17-OFL-Office–Large-IntLight | 0 |  |  |  |  | 0.225 | 0.153 | 0 | 0 | 0 | 0.071997 | 1 |  | kWh | 0.00017 | 0 | Commercial | [7 empty] | 15 | 0.64 |  |  |  | 0 | 14816 | 0 | 0 | 0 | 0 | 0 | 0 | 0 | 0 | 0 | 0 | 2009 Qtr 1: 14816; 2009 Qtr 2: 0; 2009 Qtr 3: 0; 2009 Qtr 4: 0; 2010 Qtr 1: 0; 2010 Qtr 2: 0; 2010 Qtr 3: 0; 2010 Qtr 4: 0; 2011 Qtr 1: 0; 2011 Qtr 2: 0; 2011 Qtr 3: 0; 2011 Qtr 4: 0 | 14816
0 | 212003-Lighting |  | System | Commercial | 17-OFL-Office–Large-IntLight | 0 |  |  |  |  | 0.225 | 0.153 | 0 | 0 | 0 | 0.072 | 1 |  | kWh | 0.00017 | 0 | Commercial | [7 empty] | 15 | 0.64 |  |  |  | 0 | 5824 | 0 | 0 | 0 | 0 | 0 | 0 | 0 | 0 | 0 | 0 | 2009 Qtr 1: 5824; 2009 Qtr 2: 0; 2009 Qtr 3: 0; 2009 Qtr 4: 0; 2010 Qtr 1: 0; 2010 Qtr 2: 0; 2010 Qtr 3: 0; 2010 Qtr 4: 0; 2011 Qtr 1: 0; 2011 Qtr 2: 0; 2011 Qtr 3: 0; 2011 Qtr 4: 0 | 5824
0 | 212003-Lighting |  | System | Commercial | 17-OFL-Office–Large-IntLight | 0 |  |  |  |  | 0.225 | 0.15298 | 0 | 0 | 0 | 0.072023 | 1 |  | kWh | 0.00017 | 0 | Commercial | [7 empty] | 15 | 0.64 |  |  |  | 0 | 3460 | 0 | 0 | 0 | 0 | 0 | 0 | 0 | 0 | 0 | 0 | 2009 Qtr 1: 3460; 2009 Qtr 2: 0; 2009 Qtr 3: 0; 2009 Qtr 4: 0; 2010 Qtr 1: 0; 2010 Qtr 2: 0; 2010 Qtr 3: 0; 2010 Qtr 4: 0; 2011 Qtr 1: 0; 2011 Qtr 2: 0; 2011 Qtr 3: 0; 2011 Qtr 4: 0 | 3460
0 | 212003-Lighting |  | System | Commercial | 17-OFL-Office–Large-IntLight | 0 |  |  |  |  | 0.225 | 0.15298 | 0 | 0 | 0 | 0.072018 | 1 |  | kWh | 0.00017 | 0 | Commercial | [7 empty] | 15 | 0.64 |  |  |  | 0 | 2656 | 0 | 0 | 0 | 0 | 0 | 0 | 0 | 0 | 0 | 0 | 2009 Qtr 1: 2656; 2009 Qtr 2: 0; 2009 Qtr 3: 0; 2009 Qtr 4: 0; 2010 Qtr 1: 0; 2010 Qtr 2: 0; 2010 Qtr 3: 0; 2010 Qtr 4: 0; 2011 Qtr 1: 0; 2011 Qtr 2: 0; 2011 Qtr 3: 0; 2011 Qtr 4: 0 | 2656
0 | 212003-Lighting |  | System | Commercial | 17-OFL-Office–Large-IntLight | 0 |  |  |  |  | 0.225 | 0.16973 | 0 | 0 | 0 | 0.055267 | 1 |  | kWh | 0.00017 | 0 | Commercial | [7 empty] | 15 | 0.64 |  |  |  | 0 | 150 | 0 | 0 | 0 | 0 | 0 | 0 | 0 | 0 | 0 | 0 | 2009 Qtr 1: 150; 2009 Qtr 2: 0; 2009 Qtr 3: 0; 2009 Qtr 4: 0; 2010 Qtr 1: 0; 2010 Qtr 2: 0; 2010 Qtr 3: 0; 2010 Qtr 4: 0; 2011 Qtr 1: 0; 2011 Qtr 2: 0; 2011 Qtr 3: 0; 2011 Qtr 4: 0 | 150
0 | 212003-Lighting |  | System | Commercial | 17-OFL-Office–Large-IntLight | 0 |  |  |  |  | 0.225 | 0.17011 | 0 | 0 | 0 | 0.054889 | 1 |  | kWh | 0.00017 | 0 | Commercial | [7 empty] | 15 | 0.64 |  |  |  | 0 | 449 | 0 | 0 | 0 | 0 | 0 | 0 | 0 | 0 | 0 | 0 | 2009 Qtr 1: 449; 2009 Qtr 2: 0; 2009 Qtr 3: 0; 2009 Qtr 4: 0; 2010 Qtr 1: 0; 2010 Qtr 2: 0; 2010 Qtr 3: 0; 2010 Qtr 4: 0; 2011 Qtr 1: 0; 2011 Qtr 2: 0; 2011 Qtr 3: 0; 2011 Qtr 4: 0 | 449
0 | 212003-Lighting |  | System | Commercial | 17-OFL-Office–Large-IntLight | 0 |  |  |  |  | 0.225 | 0.1697 | 0 | 0 | 0 | 0.0553 | 1 |  | kWh | 0.00017 | 0 | Commercial | [7 empty] | 15 | 0.64 |  |  |  | 0 | 200 | 0 | 0 | 0 | 0 | 0 | 0 | 0 | 0 | 0 | 0 | 2009 Qtr 1: 200; 2009 Qtr 2: 0; 2009 Qtr 3: 0; 2009 Qtr 4: 0; 2010 Qtr 1: 0; 2010 Qtr 2: 0; 2010 Qtr 3: 0; 2010 Qtr 4: 0; 2011 Qtr 1: 0; 2011 Qtr 2: 0; 2011 Qtr 3: 0; 2011 Qtr 4: 0 | 200
0 | 212003-Lighting |  | System | Commercial | 17-OFL-Office–Large-IntLight | 0 |  |  |  |  | 0.225 | 0.1696 | 0 | 0 | 0 | 0.0554 | 1 |  | kWh | 0.00017 | 0 | Commercial | [7 empty] | 15 | 0.64 |  |  |  | 0 | 100 | 0 | 0 | 0 | 0 | 0 | 0 | 0 | 0 | 0 | 0 | 2009 Qtr 1: 100; 2009 Qtr 2: 0; 2009 Qtr 3: 0; 2009 Qtr 4: 0; 2010 Qtr 1: 0; 2010 Qtr 2: 0; 2010 Qtr 3: 0; 2010 Qtr 4: 0; 2011 Qtr 1: 0; 2011 Qtr 2: 0; 2011 Qtr 3: 0; 2011 Qtr 4: 0 | 100
0 | 212003-Lighting |  | System | Commercial | 17-OFL-Office–Large-IntLight | 0 |  |  |  |  | 0.225 | 0.17015 | 0 | 0 | 0 | 0.05485 | 1 |  | kWh | 0.00017 | 0 | Commercial | [7 empty] | 15 | 0.64 |  |  |  | 0 | 399 | 0 | 0 | 0 | 0 | 0 | 0 | 0 | 0 | 0 | 0 | 2009 Qtr 1: 399; 2009 Qtr 2: 0; 2009 Qtr 3: 0; 2009 Qtr 4: 0; 2010 Qtr 1: 0; 2010 Qtr 2: 0; 2010 Qtr 3: 0; 2010 Qtr 4: 0; 2011 Qtr 1: 0; 2011 Qtr 2: 0; 2011 Qtr 3: 0; 2011 Qtr 4: 0 | 399
0 | 212003-Lighting |  | System | Commercial | 17-OFL-Office–Large-IntLight | 0 |  |  |  |  | 0.225 | 0.1696 | 0 | 0 | 0 | 0.0554 | 1 |  | kWh | 0.00017 | 0 | Commercial | [7 empty] | 15 | 0.64 |  |  |  | 0 | 100 | 0 | 0 | 0 | 0 | 0 | 0 | 0 | 0 | 0 | 0 | 2009 Qtr 1: 100; 2009 Qtr 2: 0; 2009 Qtr 3: 0; 2009 Qtr 4: 0; 2010 Qtr 1: 0; 2010 Qtr 2: 0; 2010 Qtr 3: 0; 2010 Qtr 4: 0; 2011 Qtr 1: 0; 2011 Qtr 2: 0; 2011 Qtr 3: 0; 2011 Qtr 4: 0 | 100
0 | 212003-Lighting |  | System | Commercial | 17-OFL-Office–Large-IntLight | 0 |  |  |  |  | 0.225 | 0.17 | 0 | 0 | 0 | 0.055 | 1 |  | kWh | 0.00017 | 0 | Commercial | [7 empty] | 15 | 0.64 |  |  |  | 0 | 25 | 0 | 0 | 0 | 0 | 0 | 0 | 0 | 0 | 0 | 0 | 2009 Qtr 1: 25; 2009 Qtr 2: 0; 2009 Qtr 3: 0; 2009 Qtr 4: 0; 2010 Qtr 1: 0; 2010 Qtr 2: 0; 2010 Qtr 3: 0; 2010 Qtr 4: 0; 2011 Qtr 1: 0; 2011 Qtr 2: 0; 2011 Qtr 3: 0; 2011 Qtr 4: 0 | 25
0 | 212003-Lighting |  | System | Commercial | 17-OFL-Office–Large-IntLight | 0 |  |  |  |  | 0.225 | 0.1696 | 0 | 0 | 0 | 0.0554 | 1 |  | kWh | 0.00017 | 0 | Commercial | [7 empty] | 15 | 0.64 |  |  |  | 0 | 100 | 0 | 0 | 0 | 0 | 0 | 0 | 0 | 0 | 0 | 0 | 2009 Qtr 1: 100; 2009 Qtr 2: 0; 2009 Qtr 3: 0; 2009 Qtr 4: 0; 2010 Qtr 1: 0; 2010 Qtr 2: 0; 2010 Qtr 3: 0; 2010 Qtr 4: 0; 2011 Qtr 1: 0; 2011 Qtr 2: 0; 2011 Qtr 3: 0; 2011 Qtr 4: 0 | 100
0 | 212003-Lighting |  | System | Commercial | 17-OFL-Office–Large-IntLight | 0 |  |  |  |  | 0.225 | 0.17028 | 0 | 0 | 0 | 0.054725 | 1 |  | kWh | 0.00017 | 0 | Commercial | [7 empty] | 15 | 0.64 |  |  |  | 0 | 109 | 0 | 0 | 0 | 0 | 0 | 0 | 0 | 0 | 0 | 0 | 2009 Qtr 1: 109; 2009 Qtr 2: 0; 2009 Qtr 3: 0; 2009 Qtr 4: 0; 2010 Qtr 1: 0; 2010 Qtr 2: 0; 2010 Qtr 3: 0; 2010 Qtr 4: 0; 2011 Qtr 1: 0; 2011 Qtr 2: 0; 2011 Qtr 3: 0; 2011 Qtr 4: 0 | 109
0 | 212003-Lighting |  | System | Commercial | 17-OFL-Office–Large-IntLight | 0 |  |  |  |  | 0.225 | 0.16973 | 0 | 0 | 0 | 0.055267 | 1 |  | kWh | 0.00017 | 0 | Commercial | [7 empty] | 15 | 0.64 |  |  |  | 0 | 75 | 0 | 0 | 0 | 0 | 0 | 0 | 0 | 0 | 0 | 0 | 2009 Qtr 1: 75; 2009 Qtr 2: 0; 2009 Qtr 3: 0; 2009 Qtr 4: 0; 2010 Qtr 1: 0; 2010 Qtr 2: 0; 2010 Qtr 3: 0; 2010 Qtr 4: 0; 2011 Qtr 1: 0; 2011 Qtr 2: 0; 2011 Qtr 3: 0; 2011 Qtr 4: 0 | 75
0 | 212003-Lighting |  | System | Commercial | 17-OFL-Office–Large-IntLight | 0 |  |  |  |  | 0.225 | 0.17036 | 0 | 0 | 0 | 0.054643 | 1 |  | kWh | 0.00017 | 0 | Commercial | [7 empty] | 15 | 0.64 |  |  |  | 0 | 28 | 0 | 0 | 0 | 0 | 0 | 0 | 0 | 0 | 0 | 0 | 2009 Qtr 1: 28; 2009 Qtr 2: 0; 2009 Qtr 3: 0; 2009 Qtr 4: 0; 2010 Qtr 1: 0; 2010 Qtr 2: 0; 2010 Qtr 3: 0; 2010 Qtr 4: 0; 2011 Qtr 1: 0; 2011 Qtr 2: 0; 2011 Qtr 3: 0; 2011 Qtr 4: 0 | 28
0 | 212003-Lighting |  | System | Commercial | 17-OFL-Office–Large-IntLight | 0 |  |  |  |  | 0.225 | 0.17 | 0 | 0 | 0 | 0.055 | 1 |  | kWh | 0.00017 | 0 | Commercial | [7 empty] | 15 | 0.64 |  |  |  | 0 | 131 | 0 | 0 | 0 | 0 | 0 | 0 | 0 | 0 | 0 | 0 | 2009 Qtr 1: 131; 2009 Qtr 2: 0; 2009 Qtr 3: 0; 2009 Qtr 4: 0; 2010 Qtr 1: 0; 2010 Qtr 2: 0; 2010 Qtr 3: 0; 2010 Qtr 4: 0; 2011 Qtr 1: 0; 2011 Qtr 2: 0; 2011 Qtr 3: 0; 2011 Qtr 4: 0 | 131
0 | 212003-Lighting |  | System | Commercial | 17-OFL-Office–Large-IntLight | 0 |  |  |  |  | 0.225 | 0.17667 | 0 | 0 | 0 | 0.048333 | 1 |  | kWh | 0.00017 | 0 | Commercial | [7 empty] | 15 | 0.64 |  |  |  | 0 | 9 | 0 | 0 | 0 | 0 | 0 | 0 | 0 | 0 | 0 | 0 | 2009 Qtr 1: 9; 2009 Qtr 2: 0; 2009 Qtr 3: 0; 2009 Qtr 4: 0; 2010 Qtr 1: 0; 2010 Qtr 2: 0; 2010 Qtr 3: 0; 2010 Qtr 4: 0; 2011 Qtr 1: 0; 2011 Qtr 2: 0; 2011 Qtr 3: 0; 2011 Qtr 4: 0 | 9
0 | 212003-Lighting |  | System | Commercial | 17-OFL-Office–Large-IntLight | 0 |  |  |  |  | 0.225 | 0.16973 | 0 | 0 | 0 | 0.055267 | 1 |  | kWh | 0.00017 | 0 | Commercial | [7 empty] | 15 | 0.64 |  |  |  | 0 | 150 | 0 | 0 | 0 | 0 | 0 | 0 | 0 | 0 | 0 | 0 | 2009 Qtr 1: 150; 2009 Qtr 2: 0; 2009 Qtr 3: 0; 2009 Qtr 4: 0; 2010 Qtr 1: 0; 2010 Qtr 2: 0; 2010 Qtr 3: 0; 2010 Qtr 4: 0; 2011 Qtr 1: 0; 2011 Qtr 2: 0; 2011 Qtr 3: 0; 2011 Qtr 4: 0 | 150
0 | 212003-Lighting |  | System | Commercial | 17-OFL-Office–Large-IntLight | 0 |  |  |  |  | 0.225 | 0.16818 | 0 | 0 | 0 | 0.056818 | 1 |  | kWh | 0.00017 | 0 | Commercial | [7 empty] | 15 | 0.64 |  |  |  | 0 | 22 | 0 | 0 | 0 | 0 | 0 | 0 | 0 | 0 | 0 | 0 | 2009 Qtr 1: 22; 2009 Qtr 2: 0; 2009 Qtr 3: 0; 2009 Qtr 4: 0; 2010 Qtr 1: 0; 2010 Qtr 2: 0; 2010 Qtr 3: 0; 2010 Qtr 4: 0; 2011 Qtr 1: 0; 2011 Qtr 2: 0; 2011 Qtr 3: 0; 2011 Qtr 4: 0 | 22
0 | 212003-Lighting |  | System | Commercial | 17-OFL-Office–Large-IntLight | 0 |  |  |  |  | 0.225 | 0.1696 | 0 | 0 | 0 | 0.0554 | 1 |  | kWh | 0.00017 | 0 | Commercial | [7 empty] | 15 | 0.64 |  |  |  | 0 | 100 | 0 | 0 | 0 | 0 | 0 | 0 | 0 | 0 | 0 | 0 | 2009 Qtr 1: 100; 2009 Qtr 2: 0; 2009 Qtr 3: 0; 2009 Qtr 4: 0; 2010 Qtr 1: 0; 2010 Qtr 2: 0; 2010 Qtr 3: 0; 2010 Qtr 4: 0; 2011 Qtr 1: 0; 2011 Qtr 2: 0; 2011 Qtr 3: 0; 2011 Qtr 4: 0 | 100
0 | 212003-Lighting |  | System | Commercial | 17-OFL-Office–Large-IntLight | 0 |  |  |  |  | 0.225 | 0.16864 | 0 | 0 | 0 | 0.056364 | 1 |  | kWh | 0.00017 | 0 | Commercial | [7 empty] | 15 | 0.64 |  |  |  | 0 | 44 | 0 | 0 | 0 | 0 | 0 | 0 | 0 | 0 | 0 | 0 | 2009 Qtr 1: 44; 2009 Qtr 2: 0; 2009 Qtr 3: 0; 2009 Qtr 4: 0; 2010 Qtr 1: 0; 2010 Qtr 2: 0; 2010 Qtr 3: 0; 2010 Qtr 4: 0; 2011 Qtr 1: 0; 2011 Qtr 2: 0; 2011 Qtr 3: 0; 2011 Qtr 4: 0 | 44
0 | 212003-Lighting |  | System | Commercial | 17-OFL-Office–Large-IntLight | 0 |  |  |  |  | 0.225 | 0.16864 | 0 | 0 | 0 | 0.056364 | 1 |  | kWh | 0.00017 | 0 | Commercial | [7 empty] | 15 | 0.64 |  |  |  | 0 | 44 | 0 | 0 | 0 | 0 | 0 | 0 | 0 | 0 | 0 | 0 | 2009 Qtr 1: 44; 2009 Qtr 2: 0; 2009 Qtr 3: 0; 2009 Qtr 4: 0; 2010 Qtr 1: 0; 2010 Qtr 2: 0; 2010 Qtr 3: 0; 2010 Qtr 4: 0; 2011 Qtr 1: 0; 2011 Qtr 2: 0; 2011 Qtr 3: 0; 2011 Qtr 4: 0 | 44
0 | 212003-Lighting |  | System | Commercial | 17-OFL-Office–Large-IntLight | 0 |  |  |  |  | 0.225 | 0.16993 | 0 | 0 | 0 | 0.055073 | 1 |  | kWh | 0.00017 | 0 | Commercial | [7 empty] | 15 | 0.64 |  |  |  | 0 | 824 | 0 | 0 | 0 | 0 | 0 | 0 | 0 | 0 | 0 | 0 | 2009 Qtr 1: 824; 2009 Qtr 2: 0; 2009 Qtr 3: 0; 2009 Qtr 4: 0; 2010 Qtr 1: 0; 2010 Qtr 2: 0; 2010 Qtr 3: 0; 2010 Qtr 4: 0; 2011 Qtr 1: 0; 2011 Qtr 2: 0; 2011 Qtr 3: 0; 2011 Qtr 4: 0 | 824
0 | 212003-Lighting |  | System | Commercial | 17-OFL-Office–Large-IntLight | 0 |  |  |  |  | 0.225 | 0.17162 | 0 | 0 | 0 | 0.053378 | 1 |  | kWh | 0.00017 | 0 | Commercial | [7 empty] | 15 | 0.64 |  |  |  | 0 | 37 | 0 | 0 | 0 | 0 | 0 | 0 | 0 | 0 | 0 | 0 | 2009 Qtr 1: 37; 2009 Qtr 2: 0; 2009 Qtr 3: 0; 2009 Qtr 4: 0; 2010 Qtr 1: 0; 2010 Qtr 2: 0; 2010 Qtr 3: 0; 2010 Qtr 4: 0; 2011 Qtr 1: 0; 2011 Qtr 2: 0; 2011 Qtr 3: 0; 2011 Qtr 4: 0 | 37
0 | 212003-Lighting |  | System | Commercial | 17-OFL-Office–Large-IntLight | 0 |  |  |  |  | 0.225 | 0.17162 | 0 | 0 | 0 | 0.053378 | 1 |  | kWh | 0.00017 | 0 | Commercial | [7 empty] | 15 | 0.64 |  |  |  | 0 | 37 | 0 | 0 | 0 | 0 | 0 | 0 | 0 | 0 | 0 | 0 | 2009 Qtr 1: 37; 2009 Qtr 2: 0; 2009 Qtr 3: 0; 2009 Qtr 4: 0; 2010 Qtr 1: 0; 2010 Qtr 2: 0; 2010 Qtr 3: 0; 2010 Qtr 4: 0; 2011 Qtr 1: 0; 2011 Qtr 2: 0; 2011 Qtr 3: 0; 2011 Qtr 4: 0 | 37
0 | 212003-Lighting |  | System | Commercial | 17-OFL-Office–Large-IntLight | 0 |  |  |  |  | 0.225 | 0.16818 | 0 | 0 | 0 | 0.056818 | 1 |  | kWh | 0.00017 | 0 | Commercial | [7 empty] | 15 | 0.64 |  |  |  | 0 | 22 | 0 | 0 | 0 | 0 | 0 | 0 | 0 | 0 | 0 | 0 | 2009 Qtr 1: 22; 2009 Qtr 2: 0; 2009 Qtr 3: 0; 2009 Qtr 4: 0; 2010 Qtr 1: 0; 2010 Qtr 2: 0; 2010 Qtr 3: 0; 2010 Qtr 4: 0; 2011 Qtr 1: 0; 2011 Qtr 2: 0; 2011 Qtr 3: 0; 2011 Qtr 4: 0 | 22
0 | 212003-Lighting |  | System | Commercial | 17-OFL-Office–Large-IntLight | 0 |  |  |  |  | 0.225 | 0.16972 | 0 | 0 | 0 | 0.05528 | 1 |  | kWh | 0.00017 | 0 | Commercial | [7 empty] | 15 | 0.64 |  |  |  | 0 | 250 | 0 | 0 | 0 | 0 | 0 | 0 | 0 | 0 | 0 | 0 | 2009 Qtr 1: 250; 2009 Qtr 2: 0; 2009 Qtr 3: 0; 2009 Qtr 4: 0; 2010 Qtr 1: 0; 2010 Qtr 2: 0; 2010 Qtr 3: 0; 2010 Qtr 4: 0; 2011 Qtr 1: 0; 2011 Qtr 2: 0; 2011 Qtr 3: 0; 2011 Qtr 4: 0 | 250
0 | 212003-Lighting |  | System | Commercial | 17-OFL-Office–Large-IntLight | 0 |  |  |  |  | 0.225 | 0.1696 | 0 | 0 | 0 | 0.0554 | 1 |  | kWh | 0.00017 | 0 | Commercial | [7 empty] | 15 | 0.64 |  |  |  | 0 | 100 | 0 | 0 | 0 | 0 | 0 | 0 | 0 | 0 | 0 | 0 | 2009 Qtr 1: 100; 2009 Qtr 2: 0; 2009 Qtr 3: 0; 2009 Qtr 4: 0; 2010 Qtr 1: 0; 2010 Qtr 2: 0; 2010 Qtr 3: 0; 2010 Qtr 4: 0; 2011 Qtr 1: 0; 2011 Qtr 2: 0; 2011 Qtr 3: 0; 2011 Qtr 4: 0 | 100
0 | 212003-Lighting |  | System | Commercial | 17-OFL-Office–Large-IntLight | 0 |  |  |  |  | 0.225 | 0.17162 | 0 | 0 | 0 | 0.053378 | 1 |  | kWh | 0.00017 | 0 | Commercial | [7 empty] | 15 | 0.64 |  |  |  | 0 | 37 | 0 | 0 | 0 | 0 | 0 | 0 | 0 | 0 | 0 | 0 | 2009 Qtr 1: 37; 2009 Qtr 2: 0; 2009 Qtr 3: 0; 2009 Qtr 4: 0; 2010 Qtr 1: 0; 2010 Qtr 2: 0; 2010 Qtr 3: 0; 2010 Qtr 4: 0; 2011 Qtr 1: 0; 2011 Qtr 2: 0; 2011 Qtr 3: 0; 2011 Qtr 4: 0 | 37
0 | 212003-Lighting |  | System | Commercial | 17-OFL-Office–Large-IntLight | 0 |  |  |  |  | 0.225 | 0.17017 | 0 | 0 | 0 | 0.054828 | 1 |  | kWh | 0.00017 | 0 | Commercial | [7 empty] | 15 | 0.64 |  |  |  | 0 | 349 | 0 | 0 | 0 | 0 | 0 | 0 | 0 | 0 | 0 | 0 | 2009 Qtr 1: 349; 2009 Qtr 2: 0; 2009 Qtr 3: 0; 2009 Qtr 4: 0; 2010 Qtr 1: 0; 2010 Qtr 2: 0; 2010 Qtr 3: 0; 2010 Qtr 4: 0; 2011 Qtr 1: 0; 2011 Qtr 2: 0; 2011 Qtr 3: 0; 2011 Qtr 4: 0 | 349
0 | 212003-Lighting |  | System | Commercial | 17-OFL-Office–Large-IntLight | 0 |  |  |  |  | 0.225 | 0.17162 | 0 | 0 | 0 | 0.053378 | 1 |  | kWh | 0.00017 | 0 | Commercial | [7 empty] | 15 | 0.64 |  |  |  | 0 | 37 | 0 | 0 | 0 | 0 | 0 | 0 | 0 | 0 | 0 | 0 | 2009 Qtr 1: 37; 2009 Qtr 2: 0; 2009 Qtr 3: 0; 2009 Qtr 4: 0; 2010 Qtr 1: 0; 2010 Qtr 2: 0; 2010 Qtr 3: 0; 2010 Qtr 4: 0; 2011 Qtr 1: 0; 2011 Qtr 2: 0; 2011 Qtr 3: 0; 2011 Qtr 4: 0 | 37
0 | 212003-Lighting |  | System | Commercial | 17-OFL-Office–Large-IntLight | 0 |  |  |  |  | 0.225 | 0.16973 | 0 | 0 | 0 | 0.055267 | 1 |  | kWh | 0.00017 | 0 | Commercial | [7 empty] | 15 | 0.64 |  |  |  | 0 | 150 | 0 | 0 | 0 | 0 | 0 | 0 | 0 | 0 | 0 | 0 | 2009 Qtr 1: 150; 2009 Qtr 2: 0; 2009 Qtr 3: 0; 2009 Qtr 4: 0; 2010 Qtr 1: 0; 2010 Qtr 2: 0; 2010 Qtr 3: 0; 2010 Qtr 4: 0; 2011 Qtr 1: 0; 2011 Qtr 2: 0; 2011 Qtr 3: 0; 2011 Qtr 4: 0 | 150
0 | 212003-Lighting |  | System | Commercial | 17-OFL-Office–Large-IntLight | 0 |  |  |  |  | 0.225 | 0.17162 | 0 | 0 | 0 | 0.053378 | 1 |  | kWh | 0.00017 | 0 | Commercial | [7 empty] | 15 | 0.64 |  |  |  | 0 | 37 | 0 | 0 | 0 | 0 | 0 | 0 | 0 | 0 | 0 | 0 | 2009 Qtr 1: 37; 2009 Qtr 2: 0; 2009 Qtr 3: 0; 2009 Qtr 4: 0; 2010 Qtr 1: 0; 2010 Qtr 2: 0; 2010 Qtr 3: 0; 2010 Qtr 4: 0; 2011 Qtr 1: 0; 2011 Qtr 2: 0; 2011 Qtr 3: 0; 2011 Qtr 4: 0 | 37
0 | 212003-Lighting |  | System | Commercial | 17-OFL-Office–Large-IntLight | 0 |  |  |  |  | 0.225 | 0.16975 | 0 | 0 | 0 | 0.055255 | 1 |  | kWh | 0.00017 | 0 | Commercial | [7 empty] | 15 | 0.64 |  |  |  | 0 | 275 | 0 | 0 | 0 | 0 | 0 | 0 | 0 | 0 | 0 | 0 | 2009 Qtr 1: 275; 2009 Qtr 2: 0; 2009 Qtr 3: 0; 2009 Qtr 4: 0; 2010 Qtr 1: 0; 2010 Qtr 2: 0; 2010 Qtr 3: 0; 2010 Qtr 4: 0; 2011 Qtr 1: 0; 2011 Qtr 2: 0; 2011 Qtr 3: 0; 2011 Qtr 4: 0 | 275
0 | 212003-Lighting |  | System | Commercial | 17-OFL-Office–Large-IntLight | 0 |  |  |  |  | 0.225 | 0.16973 | 0 | 0 | 0 | 0.055267 | 1 |  | kWh | 0.00017 | 0 | Commercial | [7 empty] | 15 | 0.64 |  |  |  | 0 | 75 | 0 | 0 | 0 | 0 | 0 | 0 | 0 | 0 | 0 | 0 | 2009 Qtr 1: 75; 2009 Qtr 2: 0; 2009 Qtr 3: 0; 2009 Qtr 4: 0; 2010 Qtr 1: 0; 2010 Qtr 2: 0; 2010 Qtr 3: 0; 2010 Qtr 4: 0; 2011 Qtr 1: 0; 2011 Qtr 2: 0; 2011 Qtr 3: 0; 2011 Qtr 4: 0 | 75
0 | 212003-Lighting |  | System | Commercial | 17-OFL-Office–Large-IntLight | 0 |  |  |  |  | 0.225 | 0.17162 | 0 | 0 | 0 | 0.053378 | 1 |  | kWh | 0.00017 | 0 | Commercial | [7 empty] | 15 | 0.64 |  |  |  | 0 | 37 | 0 | 0 | 0 | 0 | 0 | 0 | 0 | 0 | 0 | 0 | 2009 Qtr 1: 37; 2009 Qtr 2: 0; 2009 Qtr 3: 0; 2009 Qtr 4: 0; 2010 Qtr 1: 0; 2010 Qtr 2: 0; 2010 Qtr 3: 0; 2010 Qtr 4: 0; 2011 Qtr 1: 0; 2011 Qtr 2: 0; 2011 Qtr 3: 0; 2011 Qtr 4: 0 | 37
0 | 212003-Lighting |  | System | Commercial | 17-OFL-Office–Large-IntLight | 0 |  |  |  |  | 0.225 | 0.16818 | 0 | 0 | 0 | 0.056818 | 1 |  | kWh | 0.00017 | 0 | Commercial | [7 empty] | 15 | 0.64 |  |  |  | 0 | 22 | 0 | 0 | 0 | 0 | 0 | 0 | 0 | 0 | 0 | 0 | 2009 Qtr 1: 22; 2009 Qtr 2: 0; 2009 Qtr 3: 0; 2009 Qtr 4: 0; 2010 Qtr 1: 0; 2010 Qtr 2: 0; 2010 Qtr 3: 0; 2010 Qtr 4: 0; 2011 Qtr 1: 0; 2011 Qtr 2: 0; 2011 Qtr 3: 0; 2011 Qtr 4: 0 | 22
0 | 212003-Lighting |  | System | Commercial | 17-OFL-Office–Large-IntLight | 0 |  |  |  |  | 0.225 | 0.17147 | 0 | 0 | 0 | 0.053529 | 1 |  | kWh | 0.00017 | 0 | Commercial | [7 empty] | 15 | 0.64 |  |  |  | 0 | 34 | 0 | 0 | 0 | 0 | 0 | 0 | 0 | 0 | 0 | 0 | 2009 Qtr 1: 34; 2009 Qtr 2: 0; 2009 Qtr 3: 0; 2009 Qtr 4: 0; 2010 Qtr 1: 0; 2010 Qtr 2: 0; 2010 Qtr 3: 0; 2010 Qtr 4: 0; 2011 Qtr 1: 0; 2011 Qtr 2: 0; 2011 Qtr 3: 0; 2011 Qtr 4: 0 | 34
0 | 212003-Lighting |  | System | Commercial | 17-OFL-Office–Large-IntLight | 0 |  |  |  |  | 0.225 | 0.17007 | 0 | 0 | 0 | 0.054933 | 1 |  | kWh | 0.00017 | 0 | Commercial | [7 empty] | 15 | 0.64 |  |  |  | 0 | 895 | 0 | 0 | 0 | 0 | 0 | 0 | 0 | 0 | 0 | 0 | 2009 Qtr 1: 895; 2009 Qtr 2: 0; 2009 Qtr 3: 0; 2009 Qtr 4: 0; 2010 Qtr 1: 0; 2010 Qtr 2: 0; 2010 Qtr 3: 0; 2010 Qtr 4: 0; 2011 Qtr 1: 0; 2011 Qtr 2: 0; 2011 Qtr 3: 0; 2011 Qtr 4: 0 | 895
0 | 212003-Lighting |  | System | Commercial | 17-OFL-Office–Large-IntLight | 0 |  |  |  |  | 0.225 | 0.1696 | 0 | 0 | 0 | 0.0554 | 1 |  | kWh | 0.00017 | 0 | Commercial | [7 empty] | 15 | 0.64 |  |  |  | 0 | 100 | 0 | 0 | 0 | 0 | 0 | 0 | 0 | 0 | 0 | 0 | 2009 Qtr 1: 100; 2009 Qtr 2: 0; 2009 Qtr 3: 0; 2009 Qtr 4: 0; 2010 Qtr 1: 0; 2010 Qtr 2: 0; 2010 Qtr 3: 0; 2010 Qtr 4: 0; 2011 Qtr 1: 0; 2011 Qtr 2: 0; 2011 Qtr 3: 0; 2011 Qtr 4: 0 | 100
0 | 212003-Lighting |  | System | Commercial | 17-OFL-Office–Large-IntLight | 0 |  |  |  |  | 0.225 | 0.16818 | 0 | 0 | 0 | 0.056818 | 1 |  | kWh | 0.00017 | 0 | Commercial | [7 empty] | 15 | 0.64 |  |  |  | 0 | 22 | 0 | 0 | 0 | 0 | 0 | 0 | 0 | 0 | 0 | 0 | 2009 Qtr 1: 22; 2009 Qtr 2: 0; 2009 Qtr 3: 0; 2009 Qtr 4: 0; 2010 Qtr 1: 0; 2010 Qtr 2: 0; 2010 Qtr 3: 0; 2010 Qtr 4: 0; 2011 Qtr 1: 0; 2011 Qtr 2: 0; 2011 Qtr 3: 0; 2011 Qtr 4: 0 | 22
0 | 212003-Lighting |  | System | Commercial | 17-OFL-Office–Large-IntLight | 0 |  |  |  |  | 0.225 | 0.17162 | 0 | 0 | 0 | 0.053378 | 1 |  | kWh | 0.00017 | 0 | Commercial | [7 empty] | 15 | 0.64 |  |  |  | 0 | 37 | 0 | 0 | 0 | 0 | 0 | 0 | 0 | 0 | 0 | 0 | 2009 Qtr 1: 37; 2009 Qtr 2: 0; 2009 Qtr 3: 0; 2009 Qtr 4: 0; 2010 Qtr 1: 0; 2010 Qtr 2: 0; 2010 Qtr 3: 0; 2010 Qtr 4: 0; 2011 Qtr 1: 0; 2011 Qtr 2: 0; 2011 Qtr 3: 0; 2011 Qtr 4: 0 | 37
0 | 212003-Lighting |  | System | Commercial | 17-OFL-Office–Large-IntLight | 0 |  |  |  |  | 0.225 | 0.16968 | 0 | 0 | 0 | 0.05532 | 1 |  | kWh | 0.00017 | 0 | Commercial | [7 empty] | 15 | 0.64 |  |  |  | 0 | 125 | 0 | 0 | 0 | 0 | 0 | 0 | 0 | 0 | 0 | 0 | 2009 Qtr 1: 125; 2009 Qtr 2: 0; 2009 Qtr 3: 0; 2009 Qtr 4: 0; 2010 Qtr 1: 0; 2010 Qtr 2: 0; 2010 Qtr 3: 0; 2010 Qtr 4: 0; 2011 Qtr 1: 0; 2011 Qtr 2: 0; 2011 Qtr 3: 0; 2011 Qtr 4: 0 | 125
0 | 212003-Lighting |  | System | Commercial | 17-OFL-Office–Large-IntLight | 0 |  |  |  |  | 0.225 | 0.1696 | 0 | 0 | 0 | 0.0554 | 1 |  | kWh | 0.00017 | 0 | Commercial | [7 empty] | 15 | 0.64 |  |  |  | 0 | 100 | 0 | 0 | 0 | 0 | 0 | 0 | 0 | 0 | 0 | 0 | 2009 Qtr 1: 100; 2009 Qtr 2: 0; 2009 Qtr 3: 0; 2009 Qtr 4: 0; 2010 Qtr 1: 0; 2010 Qtr 2: 0; 2010 Qtr 3: 0; 2010 Qtr 4: 0; 2011 Qtr 1: 0; 2011 Qtr 2: 0; 2011 Qtr 3: 0; 2011 Qtr 4: 0 | 100
0 | 212003-Lighting |  | System | Commercial | 17-OFL-Office–Large-IntLight | 0 |  |  |  |  | 0.225 | 0.1696 | 0 | 0 | 0 | 0.0554 | 1 |  | kWh | 0.00017 | 0 | Commercial | [7 empty] | 15 | 0.64 |  |  |  | 0 | 100 | 0 | 0 | 0 | 0 | 0 | 0 | 0 | 0 | 0 | 0 | 2009 Qtr 1: 100; 2009 Qtr 2: 0; 2009 Qtr 3: 0; 2009 Qtr 4: 0; 2010 Qtr 1: 0; 2010 Qtr 2: 0; 2010 Qtr 3: 0; 2010 Qtr 4: 0; 2011 Qtr 1: 0; 2011 Qtr 2: 0; 2011 Qtr 3: 0; 2011 Qtr 4: 0 | 100
0 | 212003-Lighting |  | System | Commercial | 17-OFL-Office–Large-IntLight | 0 |  |  |  |  | 0.225 | 0.17162 | 0 | 0 | 0 | 0.053378 | 1 |  | kWh | 0.00017 | 0 | Commercial | [7 empty] | 15 | 0.64 |  |  |  | 0 | 37 | 0 | 0 | 0 | 0 | 0 | 0 | 0 | 0 | 0 | 0 | 2009 Qtr 1: 37; 2009 Qtr 2: 0; 2009 Qtr 3: 0; 2009 Qtr 4: 0; 2010 Qtr 1: 0; 2010 Qtr 2: 0; 2010 Qtr 3: 0; 2010 Qtr 4: 0; 2011 Qtr 1: 0; 2011 Qtr 2: 0; 2011 Qtr 3: 0; 2011 Qtr 4: 0 | 37
0 | 212003-Lighting |  | System | Commercial | 17-OFL-Office–Large-IntLight | 0 |  |  |  |  | 0.225 | 0.1697 | 0 | 0 | 0 | 0.0553 | 1 |  | kWh | 0.00017 | 0 | Commercial | [7 empty] | 15 | 0.64 |  |  |  | 0 | 300 | 0 | 0 | 0 | 0 | 0 | 0 | 0 | 0 | 0 | 0 | 2009 Qtr 1: 300; 2009 Qtr 2: 0; 2009 Qtr 3: 0; 2009 Qtr 4: 0; 2010 Qtr 1: 0; 2010 Qtr 2: 0; 2010 Qtr 3: 0; 2010 Qtr 4: 0; 2011 Qtr 1: 0; 2011 Qtr 2: 0; 2011 Qtr 3: 0; 2011 Qtr 4: 0 | 300
0 | 212003-Lighting |  | System | Commercial | 17-OFL-Office–Large-IntLight | 0 |  |  |  |  | 0.225 | 0.16818 | 0 | 0 | 0 | 0.056818 | 1 |  | kWh | 0.00017 | 0 | Commercial | [7 empty] | 15 | 0.64 |  |  |  | 0 | 22 | 0 | 0 | 0 | 0 | 0 | 0 | 0 | 0 | 0 | 0 | 2009 Qtr 1: 22; 2009 Qtr 2: 0; 2009 Qtr 3: 0; 2009 Qtr 4: 0; 2010 Qtr 1: 0; 2010 Qtr 2: 0; 2010 Qtr 3: 0; 2010 Qtr 4: 0; 2011 Qtr 1: 0; 2011 Qtr 2: 0; 2011 Qtr 3: 0; 2011 Qtr 4: 0 | 22
0 | 212003-Lighting |  | System | Commercial | 17-OFL-Office–Large-IntLight | 0 |  |  |  |  | 0.225 | 0.16818 | 0 | 0 | 0 | 0.056818 | 1 |  | kWh | 0.00017 | 0 | Commercial | [7 empty] | 15 | 0.64 |  |  |  | 0 | 22 | 0 | 0 | 0 | 0 | 0 | 0 | 0 | 0 | 0 | 0 | 2009 Qtr 1: 22; 2009 Qtr 2: 0; 2009 Qtr 3: 0; 2009 Qtr 4: 0; 2010 Qtr 1: 0; 2010 Qtr 2: 0; 2010 Qtr 3: 0; 2010 Qtr 4: 0; 2011 Qtr 1: 0; 2011 Qtr 2: 0; 2011 Qtr 3: 0; 2011 Qtr 4: 0 | 22
0 | 212003-Lighting |  | System | Commercial | 17-OFL-Office–Large-IntLight | 0 |  |  |  |  | 0.225 | 0.1696 | 0 | 0 | 0 | 0.0554 | 1 |  | kWh | 0.00017 | 0 | Commercial | [7 empty] | 15 | 0.64 |  |  |  | 0 | 100 | 0 | 0 | 0 | 0 | 0 | 0 | 0 | 0 | 0 | 0 | 2009 Qtr 1: 100; 2009 Qtr 2: 0; 2009 Qtr 3: 0; 2009 Qtr 4: 0; 2010 Qtr 1: 0; 2010 Qtr 2: 0; 2010 Qtr 3: 0; 2010 Qtr 4: 0; 2011 Qtr 1: 0; 2011 Qtr 2: 0; 2011 Qtr 3: 0; 2011 Qtr 4: 0 | 100
0 | 212003-Lighting |  | System | Commercial | 17-OFL-Office–Large-IntLight | 0 |  |  |  |  | 0.225 | 0.17045 | 0 | 0 | 0 | 0.054554 | 1 |  | kWh | 0.00017 | 0 | Commercial | [7 empty] | 15 | 0.64 |  |  |  | 0 | 112 | 0 | 0 | 0 | 0 | 0 | 0 | 0 | 0 | 0 | 0 | 2009 Qtr 1: 112; 2009 Qtr 2: 0; 2009 Qtr 3: 0; 2009 Qtr 4: 0; 2010 Qtr 1: 0; 2010 Qtr 2: 0; 2010 Qtr 3: 0; 2010 Qtr 4: 0; 2011 Qtr 1: 0; 2011 Qtr 2: 0; 2011 Qtr 3: 0; 2011 Qtr 4: 0 | 112
0 | 212003-Lighting |  | System | Commercial | 17-OFL-Office–Large-IntLight | 0 |  |  |  |  | 0.225 | 0.17 | 0 | 0 | 0 | 0.055 | 1 |  | kWh | 0.00017 | 0 | Commercial | [7 empty] | 15 | 0.64 |  |  |  | 0 | 78 | 0 | 0 | 0 | 0 | 0 | 0 | 0 | 0 | 0 | 0 | 2009 Qtr 1: 78; 2009 Qtr 2: 0; 2009 Qtr 3: 0; 2009 Qtr 4: 0; 2010 Qtr 1: 0; 2010 Qtr 2: 0; 2010 Qtr 3: 0; 2010 Qtr 4: 0; 2011 Qtr 1: 0; 2011 Qtr 2: 0; 2011 Qtr 3: 0; 2011 Qtr 4: 0 | 78
0 | 212003-Lighting |  | System | Commercial | 17-OFL-Office–Large-IntLight | 0 |  |  |  |  | 0.225 | 0.16562 | 0 | 0 | 0 | 0.059375 | 1 |  | kWh | 0.00017 | 0 | Commercial | [7 empty] | 15 | 0.64 |  |  |  | 0 | 16 | 0 | 0 | 0 | 0 | 0 | 0 | 0 | 0 | 0 | 0 | 2009 Qtr 1: 16; 2009 Qtr 2: 0; 2009 Qtr 3: 0; 2009 Qtr 4: 0; 2010 Qtr 1: 0; 2010 Qtr 2: 0; 2010 Qtr 3: 0; 2010 Qtr 4: 0; 2011 Qtr 1: 0; 2011 Qtr 2: 0; 2011 Qtr 3: 0; 2011 Qtr 4: 0 | 16
0 | 212003-Lighting |  | System | Commercial | 17-OFL-Office–Large-IntLight | 0 |  |  |  |  | 0.225 | 0.16991 | 0 | 0 | 0 | 0.055087 | 1 |  | kWh | 0.00017 | 0 | Commercial | [7 empty] | 15 | 0.64 |  |  |  | 0 | 231 | 0 | 0 | 0 | 0 | 0 | 0 | 0 | 0 | 0 | 0 | 2009 Qtr 1: 231; 2009 Qtr 2: 0; 2009 Qtr 3: 0; 2009 Qtr 4: 0; 2010 Qtr 1: 0; 2010 Qtr 2: 0; 2010 Qtr 3: 0; 2010 Qtr 4: 0; 2011 Qtr 1: 0; 2011 Qtr 2: 0; 2011 Qtr 3: 0; 2011 Qtr 4: 0 | 231
0 | 212003-Lighting |  | System | Commercial | 17-OFL-Office–Large-IntLight | 0 |  |  |  |  | 0.225 | 0.1697 | 0 | 0 | 0 | 0.0553 | 1 |  | kWh | 0.00017 | 0 | Commercial | [7 empty] | 15 | 0.64 |  |  |  | 0 | 300 | 0 | 0 | 0 | 0 | 0 | 0 | 0 | 0 | 0 | 0 | 2009 Qtr 1: 300; 2009 Qtr 2: 0; 2009 Qtr 3: 0; 2009 Qtr 4: 0; 2010 Qtr 1: 0; 2010 Qtr 2: 0; 2010 Qtr 3: 0; 2010 Qtr 4: 0; 2011 Qtr 1: 0; 2011 Qtr 2: 0; 2011 Qtr 3: 0; 2011 Qtr 4: 0 | 300
0 | 212003-Lighting |  | System | Commercial | 17-OFL-Office–Large-IntLight | 0 |  |  |  |  | 0.225 | 0.17028 | 0 | 0 | 0 | 0.054725 | 1 |  | kWh | 0.00017 | 0 | Commercial | [7 empty] | 15 | 0.64 |  |  |  | 0 | 109 | 0 | 0 | 0 | 0 | 0 | 0 | 0 | 0 | 0 | 0 | 2009 Qtr 1: 109; 2009 Qtr 2: 0; 2009 Qtr 3: 0; 2009 Qtr 4: 0; 2010 Qtr 1: 0; 2010 Qtr 2: 0; 2010 Qtr 3: 0; 2010 Qtr 4: 0; 2011 Qtr 1: 0; 2011 Qtr 2: 0; 2011 Qtr 3: 0; 2011 Qtr 4: 0 | 109
0 | 212003-Lighting |  | System | Commercial | 17-OFL-Office–Large-IntLight | 0 |  |  |  |  | 0.225 | 0.16996 | 0 | 0 | 0 | 0.055037 | 1 |  | kWh | 0.00017 | 0 | Commercial | [7 empty] | 15 | 0.64 |  |  |  | 0 | 1086 | 0 | 0 | 0 | 0 | 0 | 0 | 0 | 0 | 0 | 0 | 2009 Qtr 1: 1086; 2009 Qtr 2: 0; 2009 Qtr 3: 0; 2009 Qtr 4: 0; 2010 Qtr 1: 0; 2010 Qtr 2: 0; 2010 Qtr 3: 0; 2010 Qtr 4: 0; 2011 Qtr 1: 0; 2011 Qtr 2: 0; 2011 Qtr 3: 0; 2011 Qtr 4: 0 | 1086
0 | 212003-Lighting |  | System | Commercial | 17-OFL-Office–Large-IntLight | 0 |  |  |  |  | 0.225 | 0.16964 | 0 | 0 | 0 | 0.055355 | 1 |  | kWh | 0.00017 | 0 | Commercial | [7 empty] | 15 | 0.64 |  |  |  | 0 | 197 | 0 | 0 | 0 | 0 | 0 | 0 | 0 | 0 | 0 | 0 | 2009 Qtr 1: 197; 2009 Qtr 2: 0; 2009 Qtr 3: 0; 2009 Qtr 4: 0; 2010 Qtr 1: 0; 2010 Qtr 2: 0; 2010 Qtr 3: 0; 2010 Qtr 4: 0; 2011 Qtr 1: 0; 2011 Qtr 2: 0; 2011 Qtr 3: 0; 2011 Qtr 4: 0 | 197
0 | 212003-Lighting |  | System | Commercial | 17-OFL-Office–Large-IntLight | 0 |  |  |  |  | 0.225 | 0.17045 | 0 | 0 | 0 | 0.054554 | 1 |  | kWh | 0.00017 | 0 | Commercial | [7 empty] | 15 | 0.64 |  |  |  | 0 | 112 | 0 | 0 | 0 | 0 | 0 | 0 | 0 | 0 | 0 | 0 | 2009 Qtr 1: 112; 2009 Qtr 2: 0; 2009 Qtr 3: 0; 2009 Qtr 4: 0; 2010 Qtr 1: 0; 2010 Qtr 2: 0; 2010 Qtr 3: 0; 2010 Qtr 4: 0; 2011 Qtr 1: 0; 2011 Qtr 2: 0; 2011 Qtr 3: 0; 2011 Qtr 4: 0 | 112
0 | 212003-Lighting |  | System | Commercial | 17-OFL-Office–Large-IntLight | 0 |  |  |  |  | 0.225 | 0.1696 | 0 | 0 | 0 | 0.0554 | 1 |  | kWh | 0.00017 | 0 | Commercial | [7 empty] | 15 | 0.64 |  |  |  | 0 | 50 | 0 | 0 | 0 | 0 | 0 | 0 | 0 | 0 | 0 | 0 | 2009 Qtr 1: 50; 2009 Qtr 2: 0; 2009 Qtr 3: 0; 2009 Qtr 4: 0; 2010 Qtr 1: 0; 2010 Qtr 2: 0; 2010 Qtr 3: 0; 2010 Qtr 4: 0; 2011 Qtr 1: 0; 2011 Qtr 2: 0; 2011 Qtr 3: 0; 2011 Qtr 4: 0 | 50
0 | 212003-Lighting |  | System | Commercial | 17-OFL-Office–Large-IntLight | 0 |  |  |  |  | 0.225 | 0.17189 | 0 | 0 | 0 | 0.053108 | 1 |  | kWh | 0.00017 | 0 | Commercial | [7 empty] | 15 | 0.64 |  |  |  | 0 | 37 | 0 | 0 | 0 | 0 | 0 | 0 | 0 | 0 | 0 | 0 | 2009 Qtr 1: 37; 2009 Qtr 2: 0; 2009 Qtr 3: 0; 2009 Qtr 4: 0; 2010 Qtr 1: 0; 2010 Qtr 2: 0; 2010 Qtr 3: 0; 2010 Qtr 4: 0; 2011 Qtr 1: 0; 2011 Qtr 2: 0; 2011 Qtr 3: 0; 2011 Qtr 4: 0 | 37
0 | 212003-Lighting |  | System | Commercial | 17-OFL-Office–Large-IntLight | 0 |  |  |  |  | 0.225 | 0.17016 | 0 | 0 | 0 | 0.05484 | 1 |  | kWh | 0.00017 | 0 | Commercial | [7 empty] | 15 | 0.64 |  |  |  | 0 | 187 | 0 | 0 | 0 | 0 | 0 | 0 | 0 | 0 | 0 | 0 | 2009 Qtr 1: 187; 2009 Qtr 2: 0; 2009 Qtr 3: 0; 2009 Qtr 4: 0; 2010 Qtr 1: 0; 2010 Qtr 2: 0; 2010 Qtr 3: 0; 2010 Qtr 4: 0; 2011 Qtr 1: 0; 2011 Qtr 2: 0; 2011 Qtr 3: 0; 2011 Qtr 4: 0 | 187
0 | 212003-Lighting |  | System | Commercial | 17-OFL-Office–Large-IntLight | 0 |  |  |  |  | 0.225 | 0.16969 | 0 | 0 | 0 | 0.055311 | 1 |  | kWh | 0.00017 | 0 | Commercial | [7 empty] | 15 | 0.64 |  |  |  | 0 | 225 | 0 | 0 | 0 | 0 | 0 | 0 | 0 | 0 | 0 | 0 | 2009 Qtr 1: 225; 2009 Qtr 2: 0; 2009 Qtr 3: 0; 2009 Qtr 4: 0; 2010 Qtr 1: 0; 2010 Qtr 2: 0; 2010 Qtr 3: 0; 2010 Qtr 4: 0; 2011 Qtr 1: 0; 2011 Qtr 2: 0; 2011 Qtr 3: 0; 2011 Qtr 4: 0 | 225
0 | 212003-Lighting |  | System | Commercial | 17-OFL-Office–Large-IntLight | 0 |  |  |  |  | 0.225 | 0.17147 | 0 | 0 | 0 | 0.053529 | 1 |  | kWh | 0.00017 | 0 | Commercial | [7 empty] | 15 | 0.64 |  |  |  | 0 | 34 | 0 | 0 | 0 | 0 | 0 | 0 | 0 | 0 | 0 | 0 | 2009 Qtr 1: 34; 2009 Qtr 2: 0; 2009 Qtr 3: 0; 2009 Qtr 4: 0; 2010 Qtr 1: 0; 2010 Qtr 2: 0; 2010 Qtr 3: 0; 2010 Qtr 4: 0; 2011 Qtr 1: 0; 2011 Qtr 2: 0; 2011 Qtr 3: 0; 2011 Qtr 4: 0 | 34
0 | 212003-Lighting |  | System | Commercial | 17-OFL-Office–Large-IntLight | 0 |  |  |  |  | 0.225 | 0.17162 | 0 | 0 | 0 | 0.053378 | 1 |  | kWh | 0.00017 | 0 | Commercial | [7 empty] | 15 | 0.64 |  |  |  | 0 | 37 | 0 | 0 | 0 | 0 | 0 | 0 | 0 | 0 | 0 | 0 | 2009 Qtr 1: 37; 2009 Qtr 2: 0; 2009 Qtr 3: 0; 2009 Qtr 4: 0; 2010 Qtr 1: 0; 2010 Qtr 2: 0; 2010 Qtr 3: 0; 2010 Qtr 4: 0; 2011 Qtr 1: 0; 2011 Qtr 2: 0; 2011 Qtr 3: 0; 2011 Qtr 4: 0 | 37
0 | 212003-Lighting |  | System | Commercial | 17-OFL-Office–Large-IntLight | 0 |  |  |  |  | 0.225 | 0.17162 | 0 | 0 | 0 | 0.053378 | 1 |  | kWh | 0.00017 | 0 | Commercial | [7 empty] | 15 | 0.64 |  |  |  | 0 | 37 | 0 | 0 | 0 | 0 | 0 | 0 | 0 | 0 | 0 | 0 | 2009 Qtr 1: 37; 2009 Qtr 2: 0; 2009 Qtr 3: 0; 2009 Qtr 4: 0; 2010 Qtr 1: 0; 2010 Qtr 2: 0; 2010 Qtr 3: 0; 2010 Qtr 4: 0; 2011 Qtr 1: 0; 2011 Qtr 2: 0; 2011 Qtr 3: 0; 2011 Qtr 4: 0 | 37
0 | 212003-Lighting |  | System | Commercial | 17-OFL-Office–Large-IntLight | 0 |  |  |  |  | 0.225 | 0.16937 | 0 | 0 | 0 | 0.055625 | 1 |  | kWh | 0.00017 | 0 | Commercial | [7 empty] | 15 | 0.64 |  |  |  | 0 | 144 | 0 | 0 | 0 | 0 | 0 | 0 | 0 | 0 | 0 | 0 | 2009 Qtr 1: 144; 2009 Qtr 2: 0; 2009 Qtr 3: 0; 2009 Qtr 4: 0; 2010 Qtr 1: 0; 2010 Qtr 2: 0; 2010 Qtr 3: 0; 2010 Qtr 4: 0; 2011 Qtr 1: 0; 2011 Qtr 2: 0; 2011 Qtr 3: 0; 2011 Qtr 4: 0 | 144
0 | 212003-Lighting |  | System | Commercial | 17-OFL-Office–Large-IntLight | 0 |  |  |  |  | 0.225 | 0.16864 | 0 | 0 | 0 | 0.056364 | 1 |  | kWh | 0.00017 | 0 | Commercial | [7 empty] | 15 | 0.64 |  |  |  | 0 | 22 | 0 | 0 | 0 | 0 | 0 | 0 | 0 | 0 | 0 | 0 | 2009 Qtr 1: 22; 2009 Qtr 2: 0; 2009 Qtr 3: 0; 2009 Qtr 4: 0; 2010 Qtr 1: 0; 2010 Qtr 2: 0; 2010 Qtr 3: 0; 2010 Qtr 4: 0; 2011 Qtr 1: 0; 2011 Qtr 2: 0; 2011 Qtr 3: 0; 2011 Qtr 4: 0 | 22
0 | 212003-Lighting |  | System | Commercial | 17-OFL-Office–Large-IntLight | 0 |  |  |  |  | 0.225 | 0.16969 | 0 | 0 | 0 | 0.055311 | 1 |  | kWh | 0.00017 | 0 | Commercial | [7 empty] | 15 | 0.64 |  |  |  | 0 | 225 | 0 | 0 | 0 | 0 | 0 | 0 | 0 | 0 | 0 | 0 | 2009 Qtr 1: 225; 2009 Qtr 2: 0; 2009 Qtr 3: 0; 2009 Qtr 4: 0; 2010 Qtr 1: 0; 2010 Qtr 2: 0; 2010 Qtr 3: 0; 2010 Qtr 4: 0; 2011 Qtr 1: 0; 2011 Qtr 2: 0; 2011 Qtr 3: 0; 2011 Qtr 4: 0 | 225
0 | 212003-Lighting |  | System | Commercial | 17-OFL-Office–Large-IntLight | 0 |  |  |  |  | 0.225 | 0.17 | 0 | 0 | 0 | 0.055 | 1 |  | kWh | 0.00017 | 0 | Commercial | [7 empty] | 15 | 0.64 |  |  |  | 0 | 624 | 0 | 0 | 0 | 0 | 0 | 0 | 0 | 0 | 0 | 0 | 2009 Qtr 1: 624; 2009 Qtr 2: 0; 2009 Qtr 3: 0; 2009 Qtr 4: 0; 2010 Qtr 1: 0; 2010 Qtr 2: 0; 2010 Qtr 3: 0; 2010 Qtr 4: 0; 2011 Qtr 1: 0; 2011 Qtr 2: 0; 2011 Qtr 3: 0; 2011 Qtr 4: 0 | 624
0 | 212003-Lighting |  | System | Commercial | 17-OFL-Office–Large-IntLight | 0 |  |  |  |  | 0.225 | 0.16972 | 0 | 0 | 0 | 0.05528 | 1 |  | kWh | 0.00017 | 0 | Commercial | [7 empty] | 15 | 0.64 |  |  |  | 0 | 250 | 0 | 0 | 0 | 0 | 0 | 0 | 0 | 0 | 0 | 0 | 2009 Qtr 1: 250; 2009 Qtr 2: 0; 2009 Qtr 3: 0; 2009 Qtr 4: 0; 2010 Qtr 1: 0; 2010 Qtr 2: 0; 2010 Qtr 3: 0; 2010 Qtr 4: 0; 2011 Qtr 1: 0; 2011 Qtr 2: 0; 2011 Qtr 3: 0; 2011 Qtr 4: 0 | 250
0 | 212003-Lighting |  | System | Commercial | 17-OFL-Office–Large-IntLight | 0 |  |  |  |  | 0.225 | 0.1696 | 0 | 0 | 0 | 0.0554 | 1 |  | kWh | 0.00017 | 0 | Commercial | [7 empty] | 15 | 0.64 |  |  |  | 0 | 100 | 0 | 0 | 0 | 0 | 0 | 0 | 0 | 0 | 0 | 0 | 2009 Qtr 1: 100; 2009 Qtr 2: 0; 2009 Qtr 3: 0; 2009 Qtr 4: 0; 2010 Qtr 1: 0; 2010 Qtr 2: 0; 2010 Qtr 3: 0; 2010 Qtr 4: 0; 2011 Qtr 1: 0; 2011 Qtr 2: 0; 2011 Qtr 3: 0; 2011 Qtr 4: 0 | 100
0 | 212003-Lighting |  | System | Commercial | 17-OFL-Office–Large-IntLight | 0 |  |  |  |  | 0.225 | 0.1696 | 0 | 0 | 0 | 0.0554 | 1 |  | kWh | 0.00017 | 0 | Commercial | [7 empty] | 15 | 0.64 |  |  |  | 0 | 100 | 0 | 0 | 0 | 0 | 0 | 0 | 0 | 0 | 0 | 0 | 2009 Qtr 1: 100; 2009 Qtr 2: 0; 2009 Qtr 3: 0; 2009 Qtr 4: 0; 2010 Qtr 1: 0; 2010 Qtr 2: 0; 2010 Qtr 3: 0; 2010 Qtr 4: 0; 2011 Qtr 1: 0; 2011 Qtr 2: 0; 2011 Qtr 3: 0; 2011 Qtr 4: 0 | 100
0 | 212003-Lighting |  | System | Commercial | 17-OFL-Office–Large-IntLight | 0 |  |  |  |  | 0.225 | 0.1696 | 0 | 0 | 0 | 0.0554 | 1 |  | kWh | 0.00017 | 0 | Commercial | [7 empty] | 15 | 0.64 |  |  |  | 0 | 50 | 0 | 0 | 0 | 0 | 0 | 0 | 0 | 0 | 0 | 0 | 2009 Qtr 1: 50; 2009 Qtr 2: 0; 2009 Qtr 3: 0; 2009 Qtr 4: 0; 2010 Qtr 1: 0; 2010 Qtr 2: 0; 2010 Qtr 3: 0; 2010 Qtr 4: 0; 2011 Qtr 1: 0; 2011 Qtr 2: 0; 2011 Qtr 3: 0; 2011 Qtr 4: 0 | 50
0 | 212003-Lighting |  | System | Commercial | 17-OFL-Office–Large-IntLight | 0 |  |  |  |  | 0.225 | 0.1696 | 0 | 0 | 0 | 0.0554 | 1 |  | kWh | 0.00017 | 0 | Commercial | [7 empty] | 15 | 0.64 |  |  |  | 0 | 100 | 0 | 0 | 0 | 0 | 0 | 0 | 0 | 0 | 0 | 0 | 2009 Qtr 1: 100; 2009 Qtr 2: 0; 2009 Qtr 3: 0; 2009 Qtr 4: 0; 2010 Qtr 1: 0; 2010 Qtr 2: 0; 2010 Qtr 3: 0; 2010 Qtr 4: 0; 2011 Qtr 1: 0; 2011 Qtr 2: 0; 2011 Qtr 3: 0; 2011 Qtr 4: 0 | 100
0 | 212003-Lighting |  | System | Commercial | 17-OFL-Office–Large-IntLight | 0 |  |  |  |  | 0.225 | 0.1696 | 0 | 0 | 0 | 0.0554 | 1 |  | kWh | 0.00017 | 0 | Commercial | [7 empty] | 15 | 0.64 |  |  |  | 0 | 100 | 0 | 0 | 0 | 0 | 0 | 0 | 0 | 0 | 0 | 0 | 2009 Qtr 1: 100; 2009 Qtr 2: 0; 2009 Qtr 3: 0; 2009 Qtr 4: 0; 2010 Qtr 1: 0; 2010 Qtr 2: 0; 2010 Qtr 3: 0; 2010 Qtr 4: 0; 2011 Qtr 1: 0; 2011 Qtr 2: 0; 2011 Qtr 3: 0; 2011 Qtr 4: 0 | 100
0 | 212003-Lighting |  | System | Commercial | 17-OFL-Office–Large-IntLight | 0 |  |  |  |  | 0.225 | 0.17002 | 0 | 0 | 0 | 0.054982 | 1 |  | kWh | 0.00017 | 0 | Commercial | [7 empty] | 15 | 0.64 |  |  |  | 0 | 549 | 0 | 0 | 0 | 0 | 0 | 0 | 0 | 0 | 0 | 0 | 2009 Qtr 1: 549; 2009 Qtr 2: 0; 2009 Qtr 3: 0; 2009 Qtr 4: 0; 2010 Qtr 1: 0; 2010 Qtr 2: 0; 2010 Qtr 3: 0; 2010 Qtr 4: 0; 2011 Qtr 1: 0; 2011 Qtr 2: 0; 2011 Qtr 3: 0; 2011 Qtr 4: 0 | 549
0 | 212003-Lighting |  | System | Commercial | 17-OFL-Office–Large-IntLight | 0 |  |  |  |  | 0.225 | 0.16973 | 0 | 0 | 0 | 0.055267 | 1 |  | kWh | 0.00017 | 0 | Commercial | [7 empty] | 15 | 0.64 |  |  |  | 0 | 150 | 0 | 0 | 0 | 0 | 0 | 0 | 0 | 0 | 0 | 0 | 2009 Qtr 1: 150; 2009 Qtr 2: 0; 2009 Qtr 3: 0; 2009 Qtr 4: 0; 2010 Qtr 1: 0; 2010 Qtr 2: 0; 2010 Qtr 3: 0; 2010 Qtr 4: 0; 2011 Qtr 1: 0; 2011 Qtr 2: 0; 2011 Qtr 3: 0; 2011 Qtr 4: 0 | 150
0 | 212003-Lighting |  | System | Commercial | 17-OFL-Office–Large-IntLight | 0 |  |  |  |  | 0.225 | 0.17012 | 0 | 0 | 0 | 0.054877 | 1 |  | kWh | 0.00017 | 0 | Commercial | [7 empty] | 15 | 0.64 |  |  |  | 0 | 81 | 0 | 0 | 0 | 0 | 0 | 0 | 0 | 0 | 0 | 0 | 2009 Qtr 1: 81; 2009 Qtr 2: 0; 2009 Qtr 3: 0; 2009 Qtr 4: 0; 2010 Qtr 1: 0; 2010 Qtr 2: 0; 2010 Qtr 3: 0; 2010 Qtr 4: 0; 2011 Qtr 1: 0; 2011 Qtr 2: 0; 2011 Qtr 3: 0; 2011 Qtr 4: 0 | 81
0 | 212003-Lighting |  | System | Commercial | 17-OFL-Office–Large-IntLight | 0 |  |  |  |  | 0.225 | 0.17 | 0 | 0 | 0 | 0.055 | 1 |  | kWh | 0.00017 | 0 | Commercial | [7 empty] | 15 | 0.64 |  |  |  | 0 | 131 | 0 | 0 | 0 | 0 | 0 | 0 | 0 | 0 | 0 | 0 | 2009 Qtr 1: 131; 2009 Qtr 2: 0; 2009 Qtr 3: 0; 2009 Qtr 4: 0; 2010 Qtr 1: 0; 2010 Qtr 2: 0; 2010 Qtr 3: 0; 2010 Qtr 4: 0; 2011 Qtr 1: 0; 2011 Qtr 2: 0; 2011 Qtr 3: 0; 2011 Qtr 4: 0 | 131
0 | 212003-Lighting |  | System | Commercial | 17-OFL-Office–Large-IntLight | 0 |  |  |  |  | 0.225 | 0.1696 | 0 | 0 | 0 | 0.0554 | 1 |  | kWh | 0.00017 | 0 | Commercial | [7 empty] | 15 | 0.64 |  |  |  | 0 | 100 | 0 | 0 | 0 | 0 | 0 | 0 | 0 | 0 | 0 | 0 | 2009 Qtr 1: 100; 2009 Qtr 2: 0; 2009 Qtr 3: 0; 2009 Qtr 4: 0; 2010 Qtr 1: 0; 2010 Qtr 2: 0; 2010 Qtr 3: 0; 2010 Qtr 4: 0; 2011 Qtr 1: 0; 2011 Qtr 2: 0; 2011 Qtr 3: 0; 2011 Qtr 4: 0 | 100
0 | 212003-Lighting |  | System | Commercial | 17-OFL-Office–Large-IntLight | 0 |  |  |  |  | 0.225 | 0.1696 | 0 | 0 | 0 | 0.0554 | 1 |  | kWh | 0.00017 | 0 | Commercial | [7 empty] | 15 | 0.64 |  |  |  | 0 | 100 | 0 | 0 | 0 | 0 | 0 | 0 | 0 | 0 | 0 | 0 | 2009 Qtr 1: 100; 2009 Qtr 2: 0; 2009 Qtr 3: 0; 2009 Qtr 4: 0; 2010 Qtr 1: 0; 2010 Qtr 2: 0; 2010 Qtr 3: 0; 2010 Qtr 4: 0; 2011 Qtr 1: 0; 2011 Qtr 2: 0; 2011 Qtr 3: 0; 2011 Qtr 4: 0 | 100
0 | 212003-Lighting |  | System | Commercial | 17-OFL-Office–Large-IntLight | 0 |  |  |  |  | 0.225 | 0.17 | 0 | 0 | 0 | 0.055 | 1 |  | kWh | 0.00017 | 0 | Commercial | [7 empty] | 15 | 0.64 |  |  |  | 0 | 25 | 0 | 0 | 0 | 0 | 0 | 0 | 0 | 0 | 0 | 0 | 2009 Qtr 1: 25; 2009 Qtr 2: 0; 2009 Qtr 3: 0; 2009 Qtr 4: 0; 2010 Qtr 1: 0; 2010 Qtr 2: 0; 2010 Qtr 3: 0; 2010 Qtr 4: 0; 2011 Qtr 1: 0; 2011 Qtr 2: 0; 2011 Qtr 3: 0; 2011 Qtr 4: 0 | 25
0 | 212003-Lighting |  | System | Commercial | 17-OFL-Office–Large-IntLight | 0 |  |  |  |  | 0.225 | 0.175 | 0 | 0 | 0 | 0.05 | 1 |  | kWh | 0.00017 | 0 | Commercial | [7 empty] | 15 | 0.64 |  |  |  | 0 | 6 | 0 | 0 | 0 | 0 | 0 | 0 | 0 | 0 | 0 | 0 | 2009 Qtr 1: 6; 2009 Qtr 2: 0; 2009 Qtr 3: 0; 2009 Qtr 4: 0; 2010 Qtr 1: 0; 2010 Qtr 2: 0; 2010 Qtr 3: 0; 2010 Qtr 4: 0; 2011 Qtr 1: 0; 2011 Qtr 2: 0; 2011 Qtr 3: 0; 2011 Qtr 4: 0 | 6
0 | 212003-Lighting |  | System | Commercial | 17-OFL-Office–Large-IntLight | 0 |  |  |  |  | 0.225 | 0.17667 | 0 | 0 | 0 | 0.048333 | 1 |  | kWh | 0.00017 | 0 | Commercial | [7 empty] | 15 | 0.64 |  |  |  | 0 | 12 | 0 | 0 | 0 | 0 | 0 | 0 | 0 | 0 | 0 | 0 | 2009 Qtr 1: 12; 2009 Qtr 2: 0; 2009 Qtr 3: 0; 2009 Qtr 4: 0; 2010 Qtr 1: 0; 2010 Qtr 2: 0; 2010 Qtr 3: 0; 2010 Qtr 4: 0; 2011 Qtr 1: 0; 2011 Qtr 2: 0; 2011 Qtr 3: 0; 2011 Qtr 4: 0 | 12
0 | 212003-Lighting |  | System | Commercial | 17-OFL-Office–Large-IntLight | 0 |  |  |  |  | 0.225 | 0.17667 | 0 | 0 | 0 | 0.048333 | 1 |  | kWh | 0.00017 | 0 | Commercial | [7 empty] | 15 | 0.64 |  |  |  | 0 | 12 | 0 | 0 | 0 | 0 | 0 | 0 | 0 | 0 | 0 | 0 | 2009 Qtr 1: 12; 2009 Qtr 2: 0; 2009 Qtr 3: 0; 2009 Qtr 4: 0; 2010 Qtr 1: 0; 2010 Qtr 2: 0; 2010 Qtr 3: 0; 2010 Qtr 4: 0; 2011 Qtr 1: 0; 2011 Qtr 2: 0; 2011 Qtr 3: 0; 2011 Qtr 4: 0 | 12
0 | 212003-Lighting |  | System | Commercial | 17-OFL-Office–Large-IntLight | 0 |  |  |  |  | 0.225 | 0.1696 | 0 | 0 | 0 | 0.0554 | 1 |  | kWh | 0.00017 | 0 | Commercial | [7 empty] | 15 | 0.64 |  |  |  | 0 | 100 | 0 | 0 | 0 | 0 | 0 | 0 | 0 | 0 | 0 | 0 | 2009 Qtr 1: 100; 2009 Qtr 2: 0; 2009 Qtr 3: 0; 2009 Qtr 4: 0; 2010 Qtr 1: 0; 2010 Qtr 2: 0; 2010 Qtr 3: 0; 2010 Qtr 4: 0; 2011 Qtr 1: 0; 2011 Qtr 2: 0; 2011 Qtr 3: 0; 2011 Qtr 4: 0 | 100
0 | 212003-Lighting |  | System | Commercial | 17-OFL-Office–Large-IntLight | 0 |  |  |  |  | 0.225 | 0.16995 | 0 | 0 | 0 | 0.055052 | 1 |  | kWh | 0.00017 | 0 | Commercial | [7 empty] | 15 | 0.64 |  |  |  | 0 | 774 | 0 | 0 | 0 | 0 | 0 | 0 | 0 | 0 | 0 | 0 | 2009 Qtr 1: 774; 2009 Qtr 2: 0; 2009 Qtr 3: 0; 2009 Qtr 4: 0; 2010 Qtr 1: 0; 2010 Qtr 2: 0; 2010 Qtr 3: 0; 2010 Qtr 4: 0; 2011 Qtr 1: 0; 2011 Qtr 2: 0; 2011 Qtr 3: 0; 2011 Qtr 4: 0 | 774
0 | 212003-Lighting |  | System | Commercial | 17-OFL-Office–Large-IntLight | 0 |  |  |  |  | 0.225 | 0.1696 | 0 | 0 | 0 | 0.0554 | 1 |  | kWh | 0.00017 | 0 | Commercial | [7 empty] | 15 | 0.64 |  |  |  | 0 | 50 | 0 | 0 | 0 | 0 | 0 | 0 | 0 | 0 | 0 | 0 | 2009 Qtr 1: 50; 2009 Qtr 2: 0; 2009 Qtr 3: 0; 2009 Qtr 4: 0; 2010 Qtr 1: 0; 2010 Qtr 2: 0; 2010 Qtr 3: 0; 2010 Qtr 4: 0; 2011 Qtr 1: 0; 2011 Qtr 2: 0; 2011 Qtr 3: 0; 2011 Qtr 4: 0 | 50
0 | 212003-Lighting |  | System | Commercial | 17-OFL-Office–Large-IntLight | 0 |  |  |  |  | 0.225 | 0.1696 | 0 | 0 | 0 | 0.0554 | 1 |  | kWh | 0.00017 | 0 | Commercial | [7 empty] | 15 | 0.64 |  |  |  | 0 | 50 | 0 | 0 | 0 | 0 | 0 | 0 | 0 | 0 | 0 | 0 | 2009 Qtr 1: 50; 2009 Qtr 2: 0; 2009 Qtr 3: 0; 2009 Qtr 4: 0; 2010 Qtr 1: 0; 2010 Qtr 2: 0; 2010 Qtr 3: 0; 2010 Qtr 4: 0; 2011 Qtr 1: 0; 2011 Qtr 2: 0; 2011 Qtr 3: 0; 2011 Qtr 4: 0 | 50
0 | 212003-Lighting |  | System | Commercial | 17-OFL-Office–Large-IntLight | 0 |  |  |  |  | 0.225 | 0.17 | 0 | 0 | 0 | 0.055 | 1 |  | kWh | 0.00017 | 0 | Commercial | [7 empty] | 15 | 0.64 |  |  |  | 0 | 25 | 0 | 0 | 0 | 0 | 0 | 0 | 0 | 0 | 0 | 0 | 2009 Qtr 1: 25; 2009 Qtr 2: 0; 2009 Qtr 3: 0; 2009 Qtr 4: 0; 2010 Qtr 1: 0; 2010 Qtr 2: 0; 2010 Qtr 3: 0; 2010 Qtr 4: 0; 2011 Qtr 1: 0; 2011 Qtr 2: 0; 2011 Qtr 3: 0; 2011 Qtr 4: 0 | 25
0 | 212003-Lighting |  | System | Commercial | 17-OFL-Office–Large-IntLight | 0 |  |  |  |  | 0.225 | 0.17 | 0 | 0 | 0 | 0.055 | 1 |  | kWh | 0.00017 | 0 | Commercial | [7 empty] | 15 | 0.64 |  |  |  | 0 | 25 | 0 | 0 | 0 | 0 | 0 | 0 | 0 | 0 | 0 | 0 | 2009 Qtr 1: 25; 2009 Qtr 2: 0; 2009 Qtr 3: 0; 2009 Qtr 4: 0; 2010 Qtr 1: 0; 2010 Qtr 2: 0; 2010 Qtr 3: 0; 2010 Qtr 4: 0; 2011 Qtr 1: 0; 2011 Qtr 2: 0; 2011 Qtr 3: 0; 2011 Qtr 4: 0 | 25
0 | 212003-Lighting |  | System | Commercial | 17-OFL-Office–Large-IntLight | 0 |  |  |  |  | 0.225 | 0.1696 | 0 | 0 | 0 | 0.0554 | 1 |  | kWh | 0.00017 | 0 | Commercial | [7 empty] | 15 | 0.64 |  |  |  | 0 | 50 | 0 | 0 | 0 | 0 | 0 | 0 | 0 | 0 | 0 | 0 | 2009 Qtr 1: 50; 2009 Qtr 2: 0; 2009 Qtr 3: 0; 2009 Qtr 4: 0; 2010 Qtr 1: 0; 2010 Qtr 2: 0; 2010 Qtr 3: 0; 2010 Qtr 4: 0; 2011 Qtr 1: 0; 2011 Qtr 2: 0; 2011 Qtr 3: 0; 2011 Qtr 4: 0 | 50
0 | 212003-Lighting |  | System | Commercial | 17-OFL-Office–Large-IntLight | 0 |  |  |  |  | 0.225 | 0.16562 | 0 | 0 | 0 | 0.059375 | 1 |  | kWh | 0.00017 | 0 | Commercial | [7 empty] | 15 | 0.64 |  |  |  | 0 | 16 | 0 | 0 | 0 | 0 | 0 | 0 | 0 | 0 | 0 | 0 | 2009 Qtr 1: 16; 2009 Qtr 2: 0; 2009 Qtr 3: 0; 2009 Qtr 4: 0; 2010 Qtr 1: 0; 2010 Qtr 2: 0; 2010 Qtr 3: 0; 2010 Qtr 4: 0; 2011 Qtr 1: 0; 2011 Qtr 2: 0; 2011 Qtr 3: 0; 2011 Qtr 4: 0 | 16
0 | 212003-Lighting |  | System | Commercial | 17-OFL-Office–Large-IntLight | 0 |  |  |  |  | 0.225 | 0.16562 | 0 | 0 | 0 | 0.059375 | 1 |  | kWh | 0.00017 | 0 | Commercial | [7 empty] | 15 | 0.64 |  |  |  | 0 | 16 | 0 | 0 | 0 | 0 | 0 | 0 | 0 | 0 | 0 | 0 | 2009 Qtr 1: 16; 2009 Qtr 2: 0; 2009 Qtr 3: 0; 2009 Qtr 4: 0; 2010 Qtr 1: 0; 2010 Qtr 2: 0; 2010 Qtr 3: 0; 2010 Qtr 4: 0; 2011 Qtr 1: 0; 2011 Qtr 2: 0; 2011 Qtr 3: 0; 2011 Qtr 4: 0 | 16
0 | 212003-Lighting |  | System | Commercial | 17-OFL-Office–Large-IntLight | 0 |  |  |  |  | 0.225 | 0.1696 | 0 | 0 | 0 | 0.0554 | 1 |  | kWh | 0.00017 | 0 | Commercial | [7 empty] | 15 | 0.64 |  |  |  | 0 | 100 | 0 | 0 | 0 | 0 | 0 | 0 | 0 | 0 | 0 | 0 | 2009 Qtr 1: 100; 2009 Qtr 2: 0; 2009 Qtr 3: 0; 2009 Qtr 4: 0; 2010 Qtr 1: 0; 2010 Qtr 2: 0; 2010 Qtr 3: 0; 2010 Qtr 4: 0; 2011 Qtr 1: 0; 2011 Qtr 2: 0; 2011 Qtr 3: 0; 2011 Qtr 4: 0 | 100
0 | 212003-Lighting |  | System | Commercial | 17-OFL-Office–Large-IntLight | 0 |  |  |  |  | 0.225 | 0.17162 | 0 | 0 | 0 | 0.053378 | 1 |  | kWh | 0.00017 | 0 | Commercial | [7 empty] | 15 | 0.64 |  |  |  | 0 | 37 | 0 | 0 | 0 | 0 | 0 | 0 | 0 | 0 | 0 | 0 | 2009 Qtr 1: 37; 2009 Qtr 2: 0; 2009 Qtr 3: 0; 2009 Qtr 4: 0; 2010 Qtr 1: 0; 2010 Qtr 2: 0; 2010 Qtr 3: 0; 2010 Qtr 4: 0; 2011 Qtr 1: 0; 2011 Qtr 2: 0; 2011 Qtr 3: 0; 2011 Qtr 4: 0 | 37
0 | 212003-Lighting |  | System | Commercial | 17-OFL-Office–Large-IntLight | 0 |  |  |  |  | 0.225 | 0.17162 | 0 | 0 | 0 | 0.053378 | 1 |  | kWh | 0.00017 | 0 | Commercial | [7 empty] | 15 | 0.64 |  |  |  | 0 | 37 | 0 | 0 | 0 | 0 | 0 | 0 | 0 | 0 | 0 | 0 | 2009 Qtr 1: 37; 2009 Qtr 2: 0; 2009 Qtr 3: 0; 2009 Qtr 4: 0; 2010 Qtr 1: 0; 2010 Qtr 2: 0; 2010 Qtr 3: 0; 2010 Qtr 4: 0; 2011 Qtr 1: 0; 2011 Qtr 2: 0; 2011 Qtr 3: 0; 2011 Qtr 4: 0 | 37
0 | 212003-Lighting |  | System | Commercial | 17-OFL-Office–Large-IntLight | 0 |  |  |  |  | 0.225 | 0.16973 | 0 | 0 | 0 | 0.055267 | 1 |  | kWh | 0.00017 | 0 | Commercial | [7 empty] | 15 | 0.64 |  |  |  | 0 | 150 | 0 | 0 | 0 | 0 | 0 | 0 | 0 | 0 | 0 | 0 | 2009 Qtr 1: 150; 2009 Qtr 2: 0; 2009 Qtr 3: 0; 2009 Qtr 4: 0; 2010 Qtr 1: 0; 2010 Qtr 2: 0; 2010 Qtr 3: 0; 2010 Qtr 4: 0; 2011 Qtr 1: 0; 2011 Qtr 2: 0; 2011 Qtr 3: 0; 2011 Qtr 4: 0 | 150
0 | 212003-Lighting |  | System | Commercial | 17-OFL-Office–Large-IntLight | 0 |  |  |  |  | 0.225 | 0.17667 | 0 | 0 | 0 | 0.048333 | 1 |  | kWh | 0.00017 | 0 | Commercial | [7 empty] | 15 | 0.64 |  |  |  | 0 | 9 | 0 | 0 | 0 | 0 | 0 | 0 | 0 | 0 | 0 | 0 | 2009 Qtr 1: 9; 2009 Qtr 2: 0; 2009 Qtr 3: 0; 2009 Qtr 4: 0; 2010 Qtr 1: 0; 2010 Qtr 2: 0; 2010 Qtr 3: 0; 2010 Qtr 4: 0; 2011 Qtr 1: 0; 2011 Qtr 2: 0; 2011 Qtr 3: 0; 2011 Qtr 4: 0 | 9
0 | 212003-Lighting |  | System | Commercial | 17-OFL-Office–Large-IntLight | 0 |  |  |  |  | 0.225 | 0.16969 | 0 | 0 | 0 | 0.055311 | 1 |  | kWh | 0.00017 | 0 | Commercial | [7 empty] | 15 | 0.64 |  |  |  | 0 | 225 | 0 | 0 | 0 | 0 | 0 | 0 | 0 | 0 | 0 | 0 | 2009 Qtr 1: 225; 2009 Qtr 2: 0; 2009 Qtr 3: 0; 2009 Qtr 4: 0; 2010 Qtr 1: 0; 2010 Qtr 2: 0; 2010 Qtr 3: 0; 2010 Qtr 4: 0; 2011 Qtr 1: 0; 2011 Qtr 2: 0; 2011 Qtr 3: 0; 2011 Qtr 4: 0 | 225
0 | 212003-Lighting |  | System | Commercial | 17-OFL-Office–Large-IntLight | 0 |  |  |  |  | 0.225 | 0.16969 | 0 | 0 | 0 | 0.055311 | 1 |  | kWh | 0.00017 | 0 | Commercial | [7 empty] | 15 | 0.64 |  |  |  | 0 | 225 | 0 | 0 | 0 | 0 | 0 | 0 | 0 | 0 | 0 | 0 | 2009 Qtr 1: 225; 2009 Qtr 2: 0; 2009 Qtr 3: 0; 2009 Qtr 4: 0; 2010 Qtr 1: 0; 2010 Qtr 2: 0; 2010 Qtr 3: 0; 2010 Qtr 4: 0; 2011 Qtr 1: 0; 2011 Qtr 2: 0; 2011 Qtr 3: 0; 2011 Qtr 4: 0 | 225
0 | 212003-Lighting |  | System | Commercial | 17-OFL-Office–Large-IntLight | 0 |  |  |  |  | 0.225 | 0.17015 | 0 | 0 | 0 | 0.05485 | 1 |  | kWh | 0.00017 | 0 | Commercial | [7 empty] | 15 | 0.64 |  |  |  | 0 | 399 | 0 | 0 | 0 | 0 | 0 | 0 | 0 | 0 | 0 | 0 | 2009 Qtr 1: 399; 2009 Qtr 2: 0; 2009 Qtr 3: 0; 2009 Qtr 4: 0; 2010 Qtr 1: 0; 2010 Qtr 2: 0; 2010 Qtr 3: 0; 2010 Qtr 4: 0; 2011 Qtr 1: 0; 2011 Qtr 2: 0; 2011 Qtr 3: 0; 2011 Qtr 4: 0 | 399
0 | 212003-Lighting |  | System | Commercial | 17-OFL-Office–Large-IntLight | 0 |  |  |  |  | 0.225 | 0.16973 | 0 | 0 | 0 | 0.055267 | 1 |  | kWh | 0.00017 | 0 | Commercial | [7 empty] | 15 | 0.64 |  |  |  | 0 | 75 | 0 | 0 | 0 | 0 | 0 | 0 | 0 | 0 | 0 | 0 | 2009 Qtr 1: 75; 2009 Qtr 2: 0; 2009 Qtr 3: 0; 2009 Qtr 4: 0; 2010 Qtr 1: 0; 2010 Qtr 2: 0; 2010 Qtr 3: 0; 2010 Qtr 4: 0; 2011 Qtr 1: 0; 2011 Qtr 2: 0; 2011 Qtr 3: 0; 2011 Qtr 4: 0 | 75
0 | 212003-Lighting |  | System | Commercial | 17-OFL-Office–Large-IntLight | 0 |  |  |  |  | 0.225 | 0.17152 | 0 | 0 | 0 | 0.053485 | 1 |  | kWh | 0.00017 | 0 | Commercial | [7 empty] | 15 | 0.64 |  |  |  | 0 | 33 | 0 | 0 | 0 | 0 | 0 | 0 | 0 | 0 | 0 | 0 | 2009 Qtr 1: 33; 2009 Qtr 2: 0; 2009 Qtr 3: 0; 2009 Qtr 4: 0; 2010 Qtr 1: 0; 2010 Qtr 2: 0; 2010 Qtr 3: 0; 2010 Qtr 4: 0; 2011 Qtr 1: 0; 2011 Qtr 2: 0; 2011 Qtr 3: 0; 2011 Qtr 4: 0 | 33
0 | 212003-Lighting |  | System | Commercial | 17-OFL-Office–Large-IntLight | 0 |  |  |  |  | 0.225 | 0.1697 | 0 | 0 | 0 | 0.0553 | 1 |  | kWh | 0.00017 | 0 | Commercial | [7 empty] | 15 | 0.64 |  |  |  | 0 | 200 | 0 | 0 | 0 | 0 | 0 | 0 | 0 | 0 | 0 | 0 | 2009 Qtr 1: 200; 2009 Qtr 2: 0; 2009 Qtr 3: 0; 2009 Qtr 4: 0; 2010 Qtr 1: 0; 2010 Qtr 2: 0; 2010 Qtr 3: 0; 2010 Qtr 4: 0; 2011 Qtr 1: 0; 2011 Qtr 2: 0; 2011 Qtr 3: 0; 2011 Qtr 4: 0 | 200
0 | 212003-Lighting |  | System | Commercial | 17-OFL-Office–Large-IntLight | 0 |  |  |  |  | 0.225 | 0.17162 | 0 | 0 | 0 | 0.053378 | 1 |  | kWh | 0.00017 | 0 | Commercial | [7 empty] | 15 | 0.64 |  |  |  | 0 | 37 | 0 | 0 | 0 | 0 | 0 | 0 | 0 | 0 | 0 | 0 | 2009 Qtr 1: 37; 2009 Qtr 2: 0; 2009 Qtr 3: 0; 2009 Qtr 4: 0; 2010 Qtr 1: 0; 2010 Qtr 2: 0; 2010 Qtr 3: 0; 2010 Qtr 4: 0; 2011 Qtr 1: 0; 2011 Qtr 2: 0; 2011 Qtr 3: 0; 2011 Qtr 4: 0 | 37
0 | 212003-Lighting |  | System | Commercial | 17-OFL-Office–Large-IntLight | 0 |  |  |  |  | 0.225 | 0.17162 | 0 | 0 | 0 | 0.053378 | 1 |  | kWh | 0.00017 | 0 | Commercial | [7 empty] | 15 | 0.64 |  |  |  | 0 | 37 | 0 | 0 | 0 | 0 | 0 | 0 | 0 | 0 | 0 | 0 | 2009 Qtr 1: 37; 2009 Qtr 2: 0; 2009 Qtr 3: 0; 2009 Qtr 4: 0; 2010 Qtr 1: 0; 2010 Qtr 2: 0; 2010 Qtr 3: 0; 2010 Qtr 4: 0; 2011 Qtr 1: 0; 2011 Qtr 2: 0; 2011 Qtr 3: 0; 2011 Qtr 4: 0 | 37
0 | 212003-Lighting |  | System | Commercial | 17-OFL-Office–Large-IntLight | 0 |  |  |  |  | 0.225 | 0.1696 | 0 | 0 | 0 | 0.0554 | 1 |  | kWh | 0.00017 | 0 | Commercial | [7 empty] | 15 | 0.64 |  |  |  | 0 | 100 | 0 | 0 | 0 | 0 | 0 | 0 | 0 | 0 | 0 | 0 | 2009 Qtr 1: 100; 2009 Qtr 2: 0; 2009 Qtr 3: 0; 2009 Qtr 4: 0; 2010 Qtr 1: 0; 2010 Qtr 2: 0; 2010 Qtr 3: 0; 2010 Qtr 4: 0; 2011 Qtr 1: 0; 2011 Qtr 2: 0; 2011 Qtr 3: 0; 2011 Qtr 4: 0 | 100
0 | 212003-Lighting |  | System | Commercial | 17-OFL-Office–Large-IntLight | 0 |  |  |  |  | 0.225 | 0.1696 | 0 | 0 | 0 | 0.0554 | 1 |  | kWh | 0.00017 | 0 | Commercial | [7 empty] | 15 | 0.64 |  |  |  | 0 | 100 | 0 | 0 | 0 | 0 | 0 | 0 | 0 | 0 | 0 | 0 | 2009 Qtr 1: 100; 2009 Qtr 2: 0; 2009 Qtr 3: 0; 2009 Qtr 4: 0; 2010 Qtr 1: 0; 2010 Qtr 2: 0; 2010 Qtr 3: 0; 2010 Qtr 4: 0; 2011 Qtr 1: 0; 2011 Qtr 2: 0; 2011 Qtr 3: 0; 2011 Qtr 4: 0 | 100
0 | 212003-Lighting |  | System | Commercial | 17-OFL-Office–Large-IntLight | 0 |  |  |  |  | 0.225 | 0.16969 | 0 | 0 | 0 | 0.055311 | 1 |  | kWh | 0.00017 | 0 | Commercial | [7 empty] | 15 | 0.64 |  |  |  | 0 | 225 | 0 | 0 | 0 | 0 | 0 | 0 | 0 | 0 | 0 | 0 | 2009 Qtr 1: 225; 2009 Qtr 2: 0; 2009 Qtr 3: 0; 2009 Qtr 4: 0; 2010 Qtr 1: 0; 2010 Qtr 2: 0; 2010 Qtr 3: 0; 2010 Qtr 4: 0; 2011 Qtr 1: 0; 2011 Qtr 2: 0; 2011 Qtr 3: 0; 2011 Qtr 4: 0 | 225
0 | 212003-Lighting |  | System | Commercial | 17-OFL-Office–Large-IntLight | 0 |  |  |  |  | 0.225 | 0.16973 | 0 | 0 | 0 | 0.055267 | 1 |  | kWh | 0.00017 | 0 | Commercial | [7 empty] | 15 | 0.64 |  |  |  | 0 | 75 | 0 | 0 | 0 | 0 | 0 | 0 | 0 | 0 | 0 | 0 | 2009 Qtr 1: 75; 2009 Qtr 2: 0; 2009 Qtr 3: 0; 2009 Qtr 4: 0; 2010 Qtr 1: 0; 2010 Qtr 2: 0; 2010 Qtr 3: 0; 2010 Qtr 4: 0; 2011 Qtr 1: 0; 2011 Qtr 2: 0; 2011 Qtr 3: 0; 2011 Qtr 4: 0 | 75
0 | 212003-Lighting |  | System | Commercial | 17-OFL-Office–Large-IntLight | 0 |  |  |  |  | 0.225 | 0.1696 | 0 | 0 | 0 | 0.0554 | 1 |  | kWh | 0.00017 | 0 | Commercial | [7 empty] | 15 | 0.64 |  |  |  | 0 | 50 | 0 | 0 | 0 | 0 | 0 | 0 | 0 | 0 | 0 | 0 | 2009 Qtr 1: 50; 2009 Qtr 2: 0; 2009 Qtr 3: 0; 2009 Qtr 4: 0; 2010 Qtr 1: 0; 2010 Qtr 2: 0; 2010 Qtr 3: 0; 2010 Qtr 4: 0; 2011 Qtr 1: 0; 2011 Qtr 2: 0; 2011 Qtr 3: 0; 2011 Qtr 4: 0 | 50
0 | 212003-Lighting |  | System | Commercial | 17-OFL-Office–Large-IntLight | 0 |  |  |  |  | 0.225 | 0.16972 | 0 | 0 | 0 | 0.05528 | 1 |  | kWh | 0.00017 | 0 | Commercial | [7 empty] | 15 | 0.64 |  |  |  | 0 | 250 | 0 | 0 | 0 | 0 | 0 | 0 | 0 | 0 | 0 | 0 | 2009 Qtr 1: 250; 2009 Qtr 2: 0; 2009 Qtr 3: 0; 2009 Qtr 4: 0; 2010 Qtr 1: 0; 2010 Qtr 2: 0; 2010 Qtr 3: 0; 2010 Qtr 4: 0; 2011 Qtr 1: 0; 2011 Qtr 2: 0; 2011 Qtr 3: 0; 2011 Qtr 4: 0 | 250
0 | 212003-Lighting |  | System | Commercial | 17-OFL-Office–Large-IntLight | 0 |  |  |  |  | 0.225 | 0.1696 | 0 | 0 | 0 | 0.0554 | 1 |  | kWh | 0.00017 | 0 | Commercial | [7 empty] | 15 | 0.64 |  |  |  | 0 | 100 | 0 | 0 | 0 | 0 | 0 | 0 | 0 | 0 | 0 | 0 | 2009 Qtr 1: 100; 2009 Qtr 2: 0; 2009 Qtr 3: 0; 2009 Qtr 4: 0; 2010 Qtr 1: 0; 2010 Qtr 2: 0; 2010 Qtr 3: 0; 2010 Qtr 4: 0; 2011 Qtr 1: 0; 2011 Qtr 2: 0; 2011 Qtr 3: 0; 2011 Qtr 4: 0 | 100
0 | 212003-Lighting |  | System | Commercial | 17-OFL-Office–Large-IntLight | 0 |  |  |  |  | 0.225 | 0.17162 | 0 | 0 | 0 | 0.053378 | 1 |  | kWh | 0.00017 | 0 | Commercial | [7 empty] | 15 | 0.64 |  |  |  | 0 | 37 | 0 | 0 | 0 | 0 | 0 | 0 | 0 | 0 | 0 | 0 | 2009 Qtr 1: 37; 2009 Qtr 2: 0; 2009 Qtr 3: 0; 2009 Qtr 4: 0; 2010 Qtr 1: 0; 2010 Qtr 2: 0; 2010 Qtr 3: 0; 2010 Qtr 4: 0; 2011 Qtr 1: 0; 2011 Qtr 2: 0; 2011 Qtr 3: 0; 2011 Qtr 4: 0 | 37
0 | 212003-Lighting |  | System | Commercial | 17-OFL-Office–Large-IntLight | 0 |  |  |  |  | 0.225 | 0.16969 | 0 | 0 | 0 | 0.055311 | 1 |  | kWh | 0.00017 | 0 | Commercial | [7 empty] | 15 | 0.64 |  |  |  | 0 | 225 | 0 | 0 | 0 | 0 | 0 | 0 | 0 | 0 | 0 | 0 | 2009 Qtr 1: 225; 2009 Qtr 2: 0; 2009 Qtr 3: 0; 2009 Qtr 4: 0; 2010 Qtr 1: 0; 2010 Qtr 2: 0; 2010 Qtr 3: 0; 2010 Qtr 4: 0; 2011 Qtr 1: 0; 2011 Qtr 2: 0; 2011 Qtr 3: 0; 2011 Qtr 4: 0 | 225
0 | 212003-Lighting |  | System | Commercial | 17-OFL-Office–Large-IntLight | 0 |  |  |  |  | 0.225 | 0.1697 | 0 | 0 | 0 | 0.0553 | 1 |  | kWh | 0.00017 | 0 | Commercial | [7 empty] | 15 | 0.64 |  |  |  | 0 | 300 | 0 | 0 | 0 | 0 | 0 | 0 | 0 | 0 | 0 | 0 | 2009 Qtr 1: 300; 2009 Qtr 2: 0; 2009 Qtr 3: 0; 2009 Qtr 4: 0; 2010 Qtr 1: 0; 2010 Qtr 2: 0; 2010 Qtr 3: 0; 2010 Qtr 4: 0; 2011 Qtr 1: 0; 2011 Qtr 2: 0; 2011 Qtr 3: 0; 2011 Qtr 4: 0 | 300
0 | 212003-Lighting |  | System | Commercial | 17-OFL-Office–Large-IntLight | 0 |  |  |  |  | 0.225 | 0.1697 | 0 | 0 | 0 | 0.0553 | 1 |  | kWh | 0.00017 | 0 | Commercial | [7 empty] | 15 | 0.64 |  |  |  | 0 | 300 | 0 | 0 | 0 | 0 | 0 | 0 | 0 | 0 | 0 | 0 | 2009 Qtr 1: 300; 2009 Qtr 2: 0; 2009 Qtr 3: 0; 2009 Qtr 4: 0; 2010 Qtr 1: 0; 2010 Qtr 2: 0; 2010 Qtr 3: 0; 2010 Qtr 4: 0; 2011 Qtr 1: 0; 2011 Qtr 2: 0; 2011 Qtr 3: 0; 2011 Qtr 4: 0 | 300
0 | 212003-Lighting |  | System | Commercial | 17-OFL-Office–Large-IntLight | 0 |  |  |  |  | 0.225 | 0.1696 | 0 | 0 | 0 | 0.0554 | 1 |  | kWh | 0.00017 | 0 | Commercial | [7 empty] | 15 | 0.64 |  |  |  | 0 | 100 | 0 | 0 | 0 | 0 | 0 | 0 | 0 | 0 | 0 | 0 | 2009 Qtr 1: 100; 2009 Qtr 2: 0; 2009 Qtr 3: 0; 2009 Qtr 4: 0; 2010 Qtr 1: 0; 2010 Qtr 2: 0; 2010 Qtr 3: 0; 2010 Qtr 4: 0; 2011 Qtr 1: 0; 2011 Qtr 2: 0; 2011 Qtr 3: 0; 2011 Qtr 4: 0 | 100
0 | 212003-Lighting |  | System | Commercial | 17-OFL-Office–Large-IntLight | 0 |  |  |  |  | 0.225 | 0.1696 | 0 | 0 | 0 | 0.0554 | 1 |  | kWh | 0.00017 | 0 | Commercial | [7 empty] | 15 | 0.64 |  |  |  | 0 | 100 | 0 | 0 | 0 | 0 | 0 | 0 | 0 | 0 | 0 | 0 | 2009 Qtr 1: 100; 2009 Qtr 2: 0; 2009 Qtr 3: 0; 2009 Qtr 4: 0; 2010 Qtr 1: 0; 2010 Qtr 2: 0; 2010 Qtr 3: 0; 2010 Qtr 4: 0; 2011 Qtr 1: 0; 2011 Qtr 2: 0; 2011 Qtr 3: 0; 2011 Qtr 4: 0 | 100
0 | 212003-Lighting |  | System | Commercial | 17-OFL-Office–Large-IntLight | 0 |  |  |  |  | 0.225 | 0.1696 | 0 | 0 | 0 | 0.0554 | 1 |  | kWh | 0.00017 | 0 | Commercial | [7 empty] | 15 | 0.64 |  |  |  | 0 | 100 | 0 | 0 | 0 | 0 | 0 | 0 | 0 | 0 | 0 | 0 | 2009 Qtr 1: 100; 2009 Qtr 2: 0; 2009 Qtr 3: 0; 2009 Qtr 4: 0; 2010 Qtr 1: 0; 2010 Qtr 2: 0; 2010 Qtr 3: 0; 2010 Qtr 4: 0; 2011 Qtr 1: 0; 2011 Qtr 2: 0; 2011 Qtr 3: 0; 2011 Qtr 4: 0 | 100
0 | 212003-Lighting |  | System | Commercial | 17-OFL-Office–Large-IntLight | 0 |  |  |  |  | 0.225 | 0.16938 | 0 | 0 | 0 | 0.055619 | 1 |  | kWh | 0.00017 | 0 | Commercial | [7 empty] | 15 | 0.64 |  |  |  | 0 | 97 | 0 | 0 | 0 | 0 | 0 | 0 | 0 | 0 | 0 | 0 | 2009 Qtr 1: 97; 2009 Qtr 2: 0; 2009 Qtr 3: 0; 2009 Qtr 4: 0; 2010 Qtr 1: 0; 2010 Qtr 2: 0; 2010 Qtr 3: 0; 2010 Qtr 4: 0; 2011 Qtr 1: 0; 2011 Qtr 2: 0; 2011 Qtr 3: 0; 2011 Qtr 4: 0 | 97
0 | 212003-Lighting |  | System | Commercial | 17-OFL-Office–Large-IntLight | 0 |  |  |  |  | 0.225 | 0.16973 | 0 | 0 | 0 | 0.055267 | 1 |  | kWh | 0.00017 | 0 | Commercial | [7 empty] | 15 | 0.64 |  |  |  | 0 | 75 | 0 | 0 | 0 | 0 | 0 | 0 | 0 | 0 | 0 | 0 | 2009 Qtr 1: 75; 2009 Qtr 2: 0; 2009 Qtr 3: 0; 2009 Qtr 4: 0; 2010 Qtr 1: 0; 2010 Qtr 2: 0; 2010 Qtr 3: 0; 2010 Qtr 4: 0; 2011 Qtr 1: 0; 2011 Qtr 2: 0; 2011 Qtr 3: 0; 2011 Qtr 4: 0 | 75
0 | 212003-Lighting |  | System | Commercial | 17-OFL-Office–Large-IntLight | 0 |  |  |  |  | 0.225 | 0.16997 | 0 | 0 | 0 | 0.055025 | 1 |  | kWh | 0.00017 | 0 | Commercial | [7 empty] | 15 | 0.64 |  |  |  | 0 | 2746 | 0 | 0 | 0 | 0 | 0 | 0 | 0 | 0 | 0 | 0 | 2009 Qtr 1: 2746; 2009 Qtr 2: 0; 2009 Qtr 3: 0; 2009 Qtr 4: 0; 2010 Qtr 1: 0; 2010 Qtr 2: 0; 2010 Qtr 3: 0; 2010 Qtr 4: 0; 2011 Qtr 1: 0; 2011 Qtr 2: 0; 2011 Qtr 3: 0; 2011 Qtr 4: 0 | 2746
0 | 212003-Lighting |  | System | Commercial | 17-OFL-Office–Large-IntLight | 0 |  |  |  |  | 0.225 | 0.16973 | 0 | 0 | 0 | 0.055267 | 1 |  | kWh | 0.00017 | 0 | Commercial | [7 empty] | 15 | 0.64 |  |  |  | 0 | 75 | 0 | 0 | 0 | 0 | 0 | 0 | 0 | 0 | 0 | 0 | 2009 Qtr 1: 75; 2009 Qtr 2: 0; 2009 Qtr 3: 0; 2009 Qtr 4: 0; 2010 Qtr 1: 0; 2010 Qtr 2: 0; 2010 Qtr 3: 0; 2010 Qtr 4: 0; 2011 Qtr 1: 0; 2011 Qtr 2: 0; 2011 Qtr 3: 0; 2011 Qtr 4: 0 | 75
0 | 212003-Lighting |  | System | Commercial | 17-OFL-Office–Large-IntLight | 0 |  |  |  |  | 0.225 | 0.17016 | 0 | 0 | 0 | 0.05484 | 1 |  | kWh | 0.00017 | 0 | Commercial | [7 empty] | 15 | 0.64 |  |  |  | 0 | 187 | 0 | 0 | 0 | 0 | 0 | 0 | 0 | 0 | 0 | 0 | 2009 Qtr 1: 187; 2009 Qtr 2: 0; 2009 Qtr 3: 0; 2009 Qtr 4: 0; 2010 Qtr 1: 0; 2010 Qtr 2: 0; 2010 Qtr 3: 0; 2010 Qtr 4: 0; 2011 Qtr 1: 0; 2011 Qtr 2: 0; 2011 Qtr 3: 0; 2011 Qtr 4: 0 | 187
0 | 212003-Lighting |  | System | Commercial | 17-OFL-Office–Large-IntLight | 0 |  |  |  |  | 0.225 | 0.16973 | 0 | 0 | 0 | 0.055267 | 1 |  | kWh | 0.00017 | 0 | Commercial | [7 empty] | 15 | 0.64 |  |  |  | 0 | 75 | 0 | 0 | 0 | 0 | 0 | 0 | 0 | 0 | 0 | 0 | 2009 Qtr 1: 75; 2009 Qtr 2: 0; 2009 Qtr 3: 0; 2009 Qtr 4: 0; 2010 Qtr 1: 0; 2010 Qtr 2: 0; 2010 Qtr 3: 0; 2010 Qtr 4: 0; 2011 Qtr 1: 0; 2011 Qtr 2: 0; 2011 Qtr 3: 0; 2011 Qtr 4: 0 | 75
0 | 212003-Lighting |  | System | Commercial | 17-OFL-Office–Large-IntLight | 0 |  |  |  |  | 0.225 | 0.17162 | 0 | 0 | 0 | 0.053378 | 1 |  | kWh | 0.00017 | 0 | Commercial | [7 empty] | 15 | 0.64 |  |  |  | 0 | 37 | 0 | 0 | 0 | 0 | 0 | 0 | 0 | 0 | 0 | 0 | 2009 Qtr 1: 37; 2009 Qtr 2: 0; 2009 Qtr 3: 0; 2009 Qtr 4: 0; 2010 Qtr 1: 0; 2010 Qtr 2: 0; 2010 Qtr 3: 0; 2010 Qtr 4: 0; 2011 Qtr 1: 0; 2011 Qtr 2: 0; 2011 Qtr 3: 0; 2011 Qtr 4: 0 | 37
0 | 212003-Lighting |  | System | Commercial | 17-OFL-Office–Large-IntLight | 0 |  |  |  |  | 0.225 | 0.17045 | 0 | 0 | 0 | 0.054554 | 1 |  | kWh | 0.00017 | 0 | Commercial | [7 empty] | 15 | 0.64 |  |  |  | 0 | 112 | 0 | 0 | 0 | 0 | 0 | 0 | 0 | 0 | 0 | 0 | 2009 Qtr 1: 112; 2009 Qtr 2: 0; 2009 Qtr 3: 0; 2009 Qtr 4: 0; 2010 Qtr 1: 0; 2010 Qtr 2: 0; 2010 Qtr 3: 0; 2010 Qtr 4: 0; 2011 Qtr 1: 0; 2011 Qtr 2: 0; 2011 Qtr 3: 0; 2011 Qtr 4: 0 | 112
0 | 212003-Lighting |  | System | Commercial | 17-OFL-Office–Large-IntLight | 0 |  |  |  |  | 0.225 | 0.17045 | 0 | 0 | 0 | 0.054554 | 1 |  | kWh | 0.00017 | 0 | Commercial | [7 empty] | 15 | 0.64 |  |  |  | 0 | 112 | 0 | 0 | 0 | 0 | 0 | 0 | 0 | 0 | 0 | 0 | 2009 Qtr 1: 112; 2009 Qtr 2: 0; 2009 Qtr 3: 0; 2009 Qtr 4: 0; 2010 Qtr 1: 0; 2010 Qtr 2: 0; 2010 Qtr 3: 0; 2010 Qtr 4: 0; 2011 Qtr 1: 0; 2011 Qtr 2: 0; 2011 Qtr 3: 0; 2011 Qtr 4: 0 | 112
0 | 212003-Lighting |  | System | Commercial | 17-OFL-Office–Large-IntLight | 0 |  |  |  |  | 0.225 | 0.16973 | 0 | 0 | 0 | 0.055267 | 1 |  | kWh | 0.00017 | 0 | Commercial | [7 empty] | 15 | 0.64 |  |  |  | 0 | 75 | 0 | 0 | 0 | 0 | 0 | 0 | 0 | 0 | 0 | 0 | 2009 Qtr 1: 75; 2009 Qtr 2: 0; 2009 Qtr 3: 0; 2009 Qtr 4: 0; 2010 Qtr 1: 0; 2010 Qtr 2: 0; 2010 Qtr 3: 0; 2010 Qtr 4: 0; 2011 Qtr 1: 0; 2011 Qtr 2: 0; 2011 Qtr 3: 0; 2011 Qtr 4: 0 | 75
0 | 212003-Lighting |  | System | Commercial | 17-OFL-Office–Large-IntLight | 0 |  |  |  |  | 0.225 | 0.16973 | 0 | 0 | 0 | 0.055267 | 1 |  | kWh | 0.00017 | 0 | Commercial | [7 empty] | 15 | 0.64 |  |  |  | 0 | 75 | 0 | 0 | 0 | 0 | 0 | 0 | 0 | 0 | 0 | 0 | 2009 Qtr 1: 75; 2009 Qtr 2: 0; 2009 Qtr 3: 0; 2009 Qtr 4: 0; 2010 Qtr 1: 0; 2010 Qtr 2: 0; 2010 Qtr 3: 0; 2010 Qtr 4: 0; 2011 Qtr 1: 0; 2011 Qtr 2: 0; 2011 Qtr 3: 0; 2011 Qtr 4: 0 | 75
0 | 212003-Lighting |  | System | Commercial | 17-OFL-Office–Large-IntLight | 0 |  |  |  |  | 0.225 | 0.16973 | 0 | 0 | 0 | 0.055267 | 1 |  | kWh | 0.00017 | 0 | Commercial | [7 empty] | 15 | 0.64 |  |  |  | 0 | 75 | 0 | 0 | 0 | 0 | 0 | 0 | 0 | 0 | 0 | 0 | 2009 Qtr 1: 75; 2009 Qtr 2: 0; 2009 Qtr 3: 0; 2009 Qtr 4: 0; 2010 Qtr 1: 0; 2010 Qtr 2: 0; 2010 Qtr 3: 0; 2010 Qtr 4: 0; 2011 Qtr 1: 0; 2011 Qtr 2: 0; 2011 Qtr 3: 0; 2011 Qtr 4: 0 | 75
0 | 212003-Lighting |  | System | Commercial | 17-OFL-Office–Large-IntLight | 0 |  |  |  |  | 0.225 | 0.16973 | 0 | 0 | 0 | 0.055267 | 1 |  | kWh | 0.00017 | 0 | Commercial | [7 empty] | 15 | 0.64 |  |  |  | 0 | 75 | 0 | 0 | 0 | 0 | 0 | 0 | 0 | 0 | 0 | 0 | 2009 Qtr 1: 75; 2009 Qtr 2: 0; 2009 Qtr 3: 0; 2009 Qtr 4: 0; 2010 Qtr 1: 0; 2010 Qtr 2: 0; 2010 Qtr 3: 0; 2010 Qtr 4: 0; 2011 Qtr 1: 0; 2011 Qtr 2: 0; 2011 Qtr 3: 0; 2011 Qtr 4: 0 | 75
0 | 212003-Lighting |  | System | Commercial | 17-OFL-Office–Large-IntLight | 0 |  |  |  |  | 0.225 | 0.1696 | 0 | 0 | 0 | 0.0554 | 1 |  | kWh | 0.00017 | 0 | Commercial | [7 empty] | 15 | 0.64 |  |  |  | 0 | 100 | 0 | 0 | 0 | 0 | 0 | 0 | 0 | 0 | 0 | 0 | 2009 Qtr 1: 100; 2009 Qtr 2: 0; 2009 Qtr 3: 0; 2009 Qtr 4: 0; 2010 Qtr 1: 0; 2010 Qtr 2: 0; 2010 Qtr 3: 0; 2010 Qtr 4: 0; 2011 Qtr 1: 0; 2011 Qtr 2: 0; 2011 Qtr 3: 0; 2011 Qtr 4: 0 | 100
0 | 212003-Lighting |  | System | Commercial | 17-OFL-Office–Large-IntLight | 0 |  |  |  |  | 0.225 | 0.17162 | 0 | 0 | 0 | 0.053378 | 1 |  | kWh | 0.00017 | 0 | Commercial | [7 empty] | 15 | 0.64 |  |  |  | 0 | 37 | 0 | 0 | 0 | 0 | 0 | 0 | 0 | 0 | 0 | 0 | 2009 Qtr 1: 37; 2009 Qtr 2: 0; 2009 Qtr 3: 0; 2009 Qtr 4: 0; 2010 Qtr 1: 0; 2010 Qtr 2: 0; 2010 Qtr 3: 0; 2010 Qtr 4: 0; 2011 Qtr 1: 0; 2011 Qtr 2: 0; 2011 Qtr 3: 0; 2011 Qtr 4: 0 | 37
0 | 212003-Lighting |  | System | Commercial | 17-OFL-Office–Large-IntLight | 0 |  |  |  |  | 0.225 | 0.17045 | 0 | 0 | 0 | 0.054554 | 1 |  | kWh | 0.00017 | 0 | Commercial | [7 empty] | 15 | 0.64 |  |  |  | 0 | 112 | 0 | 0 | 0 | 0 | 0 | 0 | 0 | 0 | 0 | 0 | 2009 Qtr 1: 112; 2009 Qtr 2: 0; 2009 Qtr 3: 0; 2009 Qtr 4: 0; 2010 Qtr 1: 0; 2010 Qtr 2: 0; 2010 Qtr 3: 0; 2010 Qtr 4: 0; 2011 Qtr 1: 0; 2011 Qtr 2: 0; 2011 Qtr 3: 0; 2011 Qtr 4: 0 | 112
0 | 212003-Lighting |  | System | Commercial | 17-OFL-Office–Large-IntLight | 0 |  |  |  |  | 0.225 | 0.1696 | 0 | 0 | 0 | 0.0554 | 1 |  | kWh | 0.00017 | 0 | Commercial | [7 empty] | 15 | 0.64 |  |  |  | 0 | 100 | 0 | 0 | 0 | 0 | 0 | 0 | 0 | 0 | 0 | 0 | 2009 Qtr 1: 100; 2009 Qtr 2: 0; 2009 Qtr 3: 0; 2009 Qtr 4: 0; 2010 Qtr 1: 0; 2010 Qtr 2: 0; 2010 Qtr 3: 0; 2010 Qtr 4: 0; 2011 Qtr 1: 0; 2011 Qtr 2: 0; 2011 Qtr 3: 0; 2011 Qtr 4: 0 | 100
0 | 212003-Lighting |  | System | Commercial | 17-OFL-Office–Large-IntLight | 0 |  |  |  |  | 0.225 | 0.16973 | 0 | 0 | 0 | 0.055267 | 1 |  | kWh | 0.00017 | 0 | Commercial | [7 empty] | 15 | 0.64 |  |  |  | 0 | 75 | 0 | 0 | 0 | 0 | 0 | 0 | 0 | 0 | 0 | 0 | 2009 Qtr 1: 75; 2009 Qtr 2: 0; 2009 Qtr 3: 0; 2009 Qtr 4: 0; 2010 Qtr 1: 0; 2010 Qtr 2: 0; 2010 Qtr 3: 0; 2010 Qtr 4: 0; 2011 Qtr 1: 0; 2011 Qtr 2: 0; 2011 Qtr 3: 0; 2011 Qtr 4: 0 | 75
0 | 212003-Lighting |  | System | Commercial | 17-OFL-Office–Large-IntLight | 0 |  |  |  |  | 0.225 | 0.17162 | 0 | 0 | 0 | 0.053378 | 1 |  | kWh | 0.00017 | 0 | Commercial | [7 empty] | 15 | 0.64 |  |  |  | 0 | 37 | 0 | 0 | 0 | 0 | 0 | 0 | 0 | 0 | 0 | 0 | 2009 Qtr 1: 37; 2009 Qtr 2: 0; 2009 Qtr 3: 0; 2009 Qtr 4: 0; 2010 Qtr 1: 0; 2010 Qtr 2: 0; 2010 Qtr 3: 0; 2010 Qtr 4: 0; 2011 Qtr 1: 0; 2011 Qtr 2: 0; 2011 Qtr 3: 0; 2011 Qtr 4: 0 | 37
0 | 212003-Lighting |  | System | Commercial | 17-OFL-Office–Large-IntLight | 0 |  |  |  |  | 0.225 | 0.17045 | 0 | 0 | 0 | 0.054554 | 1 |  | kWh | 0.00017 | 0 | Commercial | [7 empty] | 15 | 0.64 |  |  |  | 0 | 112 | 0 | 0 | 0 | 0 | 0 | 0 | 0 | 0 | 0 | 0 | 2009 Qtr 1: 112; 2009 Qtr 2: 0; 2009 Qtr 3: 0; 2009 Qtr 4: 0; 2010 Qtr 1: 0; 2010 Qtr 2: 0; 2010 Qtr 3: 0; 2010 Qtr 4: 0; 2011 Qtr 1: 0; 2011 Qtr 2: 0; 2011 Qtr 3: 0; 2011 Qtr 4: 0 | 112
0 | 212003-Lighting |  | System | Commercial | 17-OFL-Office–Large-IntLight | 0 |  |  |  |  | 0.225 | 0.17 | 0 | 0 | 0 | 0.055 | 1 |  | kWh | 0.00017 | 0 | Commercial | [7 empty] | 15 | 0.64 |  |  |  | 0 | 287 | 0 | 0 | 0 | 0 | 0 | 0 | 0 | 0 | 0 | 0 | 2009 Qtr 1: 287; 2009 Qtr 2: 0; 2009 Qtr 3: 0; 2009 Qtr 4: 0; 2010 Qtr 1: 0; 2010 Qtr 2: 0; 2010 Qtr 3: 0; 2010 Qtr 4: 0; 2011 Qtr 1: 0; 2011 Qtr 2: 0; 2011 Qtr 3: 0; 2011 Qtr 4: 0 | 287
0 | 212003-Lighting |  | System | Commercial | 17-OFL-Office–Large-IntLight | 0 |  |  |  |  | 0.225 | 0.16973 | 0 | 0 | 0 | 0.055267 | 1 |  | kWh | 0.00017 | 0 | Commercial | [7 empty] | 15 | 0.64 |  |  |  | 0 | 75 | 0 | 0 | 0 | 0 | 0 | 0 | 0 | 0 | 0 | 0 | 2009 Qtr 1: 75; 2009 Qtr 2: 0; 2009 Qtr 3: 0; 2009 Qtr 4: 0; 2010 Qtr 1: 0; 2010 Qtr 2: 0; 2010 Qtr 3: 0; 2010 Qtr 4: 0; 2011 Qtr 1: 0; 2011 Qtr 2: 0; 2011 Qtr 3: 0; 2011 Qtr 4: 0 | 75
0 | 212003-Lighting |  | System | Commercial | 17-OFL-Office–Large-IntLight | 0 |  |  |  |  | 0.225 | 0.17045 | 0 | 0 | 0 | 0.054554 | 1 |  | kWh | 0.00017 | 0 | Commercial | [7 empty] | 15 | 0.64 |  |  |  | 0 | 112 | 0 | 0 | 0 | 0 | 0 | 0 | 0 | 0 | 0 | 0 | 2009 Qtr 1: 112; 2009 Qtr 2: 0; 2009 Qtr 3: 0; 2009 Qtr 4: 0; 2010 Qtr 1: 0; 2010 Qtr 2: 0; 2010 Qtr 3: 0; 2010 Qtr 4: 0; 2011 Qtr 1: 0; 2011 Qtr 2: 0; 2011 Qtr 3: 0; 2011 Qtr 4: 0 | 112
0 | 212003-Lighting |  | System | Commercial | 17-OFL-Office–Large-IntLight | 0 |  |  |  |  | 0.225 | 0.17045 | 0 | 0 | 0 | 0.054554 | 1 |  | kWh | 0.00017 | 0 | Commercial | [7 empty] | 15 | 0.64 |  |  |  | 0 | 112 | 0 | 0 | 0 | 0 | 0 | 0 | 0 | 0 | 0 | 0 | 2009 Qtr 1: 112; 2009 Qtr 2: 0; 2009 Qtr 3: 0; 2009 Qtr 4: 0; 2010 Qtr 1: 0; 2010 Qtr 2: 0; 2010 Qtr 3: 0; 2010 Qtr 4: 0; 2011 Qtr 1: 0; 2011 Qtr 2: 0; 2011 Qtr 3: 0; 2011 Qtr 4: 0 | 112
0 | 212003-Lighting |  | System | Commercial | 17-OFL-Office–Large-IntLight | 0 |  |  |  |  | 0.225 | 0.1696 | 0 | 0 | 0 | 0.0554 | 1 |  | kWh | 0.00017 | 0 | Commercial | [7 empty] | 15 | 0.64 |  |  |  | 0 | 100 | 0 | 0 | 0 | 0 | 0 | 0 | 0 | 0 | 0 | 0 | 2009 Qtr 1: 100; 2009 Qtr 2: 0; 2009 Qtr 3: 0; 2009 Qtr 4: 0; 2010 Qtr 1: 0; 2010 Qtr 2: 0; 2010 Qtr 3: 0; 2010 Qtr 4: 0; 2011 Qtr 1: 0; 2011 Qtr 2: 0; 2011 Qtr 3: 0; 2011 Qtr 4: 0 | 100
0 | 212003-Lighting |  | System | Commercial | 17-OFL-Office–Large-IntLight | 0 |  |  |  |  | 0.225 | 0.16973 | 0 | 0 | 0 | 0.055267 | 1 |  | kWh | 0.00017 | 0 | Commercial | [7 empty] | 15 | 0.64 |  |  |  | 0 | 75 | 0 | 0 | 0 | 0 | 0 | 0 | 0 | 0 | 0 | 0 | 2009 Qtr 1: 75; 2009 Qtr 2: 0; 2009 Qtr 3: 0; 2009 Qtr 4: 0; 2010 Qtr 1: 0; 2010 Qtr 2: 0; 2010 Qtr 3: 0; 2010 Qtr 4: 0; 2011 Qtr 1: 0; 2011 Qtr 2: 0; 2011 Qtr 3: 0; 2011 Qtr 4: 0 | 75
0 | 212003-Lighting |  | System | Commercial | 17-OFL-Office–Large-IntLight | 0 |  |  |  |  | 0.225 | 0.16972 | 0 | 0 | 0 | 0.05528 | 1 |  | kWh | 0.00017 | 0 | Commercial | [7 empty] | 15 | 0.64 |  |  |  | 0 | 250 | 0 | 0 | 0 | 0 | 0 | 0 | 0 | 0 | 0 | 0 | 2009 Qtr 1: 250; 2009 Qtr 2: 0; 2009 Qtr 3: 0; 2009 Qtr 4: 0; 2010 Qtr 1: 0; 2010 Qtr 2: 0; 2010 Qtr 3: 0; 2010 Qtr 4: 0; 2011 Qtr 1: 0; 2011 Qtr 2: 0; 2011 Qtr 3: 0; 2011 Qtr 4: 0 | 250
0 | 212003-Lighting |  | System | Commercial | 17-OFL-Office–Large-IntLight | 0 |  |  |  |  | 0.225 | 0.16972 | 0 | 0 | 0 | 0.05528 | 1 |  | kWh | 0.00017 | 0 | Commercial | [7 empty] | 15 | 0.64 |  |  |  | 0 | 250 | 0 | 0 | 0 | 0 | 0 | 0 | 0 | 0 | 0 | 0 | 2009 Qtr 1: 250; 2009 Qtr 2: 0; 2009 Qtr 3: 0; 2009 Qtr 4: 0; 2010 Qtr 1: 0; 2010 Qtr 2: 0; 2010 Qtr 3: 0; 2010 Qtr 4: 0; 2011 Qtr 1: 0; 2011 Qtr 2: 0; 2011 Qtr 3: 0; 2011 Qtr 4: 0 | 250
0 | 212003-Lighting |  | System | Commercial | 17-OFL-Office–Large-IntLight | 0 |  |  |  |  | 0.225 | 0.17 | 0 | 0 | 0 | 0.055 | 1 |  | kWh | 0.00017 | 0 | Commercial | [7 empty] | 15 | 0.64 |  |  |  | 0 | 599 | 0 | 0 | 0 | 0 | 0 | 0 | 0 | 0 | 0 | 0 | 2009 Qtr 1: 599; 2009 Qtr 2: 0; 2009 Qtr 3: 0; 2009 Qtr 4: 0; 2010 Qtr 1: 0; 2010 Qtr 2: 0; 2010 Qtr 3: 0; 2010 Qtr 4: 0; 2011 Qtr 1: 0; 2011 Qtr 2: 0; 2011 Qtr 3: 0; 2011 Qtr 4: 0 | 599
0 | 212003-Lighting |  | System | Commercial | 17-OFL-Office–Large-IntLight | 0 |  |  |  |  | 0.225 | 0.17011 | 0 | 0 | 0 | 0.054889 | 1 |  | kWh | 0.00017 | 0 | Commercial | [7 empty] | 15 | 0.64 |  |  |  | 0 | 449 | 0 | 0 | 0 | 0 | 0 | 0 | 0 | 0 | 0 | 0 | 2009 Qtr 1: 449; 2009 Qtr 2: 0; 2009 Qtr 3: 0; 2009 Qtr 4: 0; 2010 Qtr 1: 0; 2010 Qtr 2: 0; 2010 Qtr 3: 0; 2010 Qtr 4: 0; 2011 Qtr 1: 0; 2011 Qtr 2: 0; 2011 Qtr 3: 0; 2011 Qtr 4: 0 | 449
0 | 212003-Lighting |  | System | Commercial | 17-OFL-Office–Large-IntLight | 0 |  |  |  |  | 0.225 | 0.16968 | 0 | 0 | 0 | 0.05532 | 1 |  | kWh | 0.00017 | 0 | Commercial | [7 empty] | 15 | 0.64 |  |  |  | 0 | 125 | 0 | 0 | 0 | 0 | 0 | 0 | 0 | 0 | 0 | 0 | 2009 Qtr 1: 125; 2009 Qtr 2: 0; 2009 Qtr 3: 0; 2009 Qtr 4: 0; 2010 Qtr 1: 0; 2010 Qtr 2: 0; 2010 Qtr 3: 0; 2010 Qtr 4: 0; 2011 Qtr 1: 0; 2011 Qtr 2: 0; 2011 Qtr 3: 0; 2011 Qtr 4: 0 | 125
0 | 212003-Lighting |  | System | Commercial | 17-OFL-Office–Large-IntLight | 0 |  |  |  |  | 0.225 | 0.17003 | 0 | 0 | 0 | 0.054971 | 1 |  | kWh | 0.00017 | 0 | Commercial | [7 empty] | 15 | 0.64 |  |  |  | 0 | 1697 | 0 | 0 | 0 | 0 | 0 | 0 | 0 | 0 | 0 | 0 | 2009 Qtr 1: 1697; 2009 Qtr 2: 0; 2009 Qtr 3: 0; 2009 Qtr 4: 0; 2010 Qtr 1: 0; 2010 Qtr 2: 0; 2010 Qtr 3: 0; 2010 Qtr 4: 0; 2011 Qtr 1: 0; 2011 Qtr 2: 0; 2011 Qtr 3: 0; 2011 Qtr 4: 0 | 1697
0 | 212003-Lighting |  | System | Commercial | 17-OFL-Office–Large-IntLight | 0 |  |  |  |  | 0.225 | 0.17005 | 0 | 0 | 0 | 0.054951 | 1 |  | kWh | 0.00017 | 0 | Commercial | [7 empty] | 15 | 0.64 |  |  |  | 0 | 1650 | 0 | 0 | 0 | 0 | 0 | 0 | 0 | 0 | 0 | 0 | 2009 Qtr 1: 1650; 2009 Qtr 2: 0; 2009 Qtr 3: 0; 2009 Qtr 4: 0; 2010 Qtr 1: 0; 2010 Qtr 2: 0; 2010 Qtr 3: 0; 2010 Qtr 4: 0; 2011 Qtr 1: 0; 2011 Qtr 2: 0; 2011 Qtr 3: 0; 2011 Qtr 4: 0 | 1650
0 | 212003-Lighting |  | System | Commercial | 17-OFL-Office–Large-IntLight | 0 |  |  |  |  | 0.225 | 0.1696 | 0 | 0 | 0 | 0.0554 | 1 |  | kWh | 0.00017 | 0 | Commercial | [7 empty] | 15 | 0.64 |  |  |  | 0 | 100 | 0 | 0 | 0 | 0 | 0 | 0 | 0 | 0 | 0 | 0 | 2009 Qtr 1: 100; 2009 Qtr 2: 0; 2009 Qtr 3: 0; 2009 Qtr 4: 0; 2010 Qtr 1: 0; 2010 Qtr 2: 0; 2010 Qtr 3: 0; 2010 Qtr 4: 0; 2011 Qtr 1: 0; 2011 Qtr 2: 0; 2011 Qtr 3: 0; 2011 Qtr 4: 0 | 100
0 | 212003-Lighting |  | System | Commercial | 17-OFL-Office–Large-IntLight | 0 |  |  |  |  | 0.225 | 0.16973 | 0 | 0 | 0 | 0.055267 | 1 |  | kWh | 0.00017 | 0 | Commercial | [7 empty] | 15 | 0.64 |  |  |  | 0 | 75 | 0 | 0 | 0 | 0 | 0 | 0 | 0 | 0 | 0 | 0 | 2009 Qtr 1: 75; 2009 Qtr 2: 0; 2009 Qtr 3: 0; 2009 Qtr 4: 0; 2010 Qtr 1: 0; 2010 Qtr 2: 0; 2010 Qtr 3: 0; 2010 Qtr 4: 0; 2011 Qtr 1: 0; 2011 Qtr 2: 0; 2011 Qtr 3: 0; 2011 Qtr 4: 0 | 75
0 | 212003-Lighting |  | System | Commercial | 17-OFL-Office–Large-IntLight | 0 |  |  |  |  | 0.225 | 0.17004 | 0 | 0 | 0 | 0.054962 | 1 |  | kWh | 0.00017 | 0 | Commercial | [7 empty] | 15 | 0.64 |  |  |  | 0 | 262 | 0 | 0 | 0 | 0 | 0 | 0 | 0 | 0 | 0 | 0 | 2009 Qtr 1: 262; 2009 Qtr 2: 0; 2009 Qtr 3: 0; 2009 Qtr 4: 0; 2010 Qtr 1: 0; 2010 Qtr 2: 0; 2010 Qtr 3: 0; 2010 Qtr 4: 0; 2011 Qtr 1: 0; 2011 Qtr 2: 0; 2011 Qtr 3: 0; 2011 Qtr 4: 0 | 262
0 | 212003-Lighting |  | System | Commercial | 17-OFL-Office–Large-IntLight | 0 |  |  |  |  | 0.225 | 0.16973 | 0 | 0 | 0 | 0.055267 | 1 |  | kWh | 0.00017 | 0 | Commercial | [7 empty] | 15 | 0.64 |  |  |  | 0 | 75 | 0 | 0 | 0 | 0 | 0 | 0 | 0 | 0 | 0 | 0 | 2009 Qtr 1: 75; 2009 Qtr 2: 0; 2009 Qtr 3: 0; 2009 Qtr 4: 0; 2010 Qtr 1: 0; 2010 Qtr 2: 0; 2010 Qtr 3: 0; 2010 Qtr 4: 0; 2011 Qtr 1: 0; 2011 Qtr 2: 0; 2011 Qtr 3: 0; 2011 Qtr 4: 0 | 75
0 | 212003-Lighting |  | System | Commercial | 17-OFL-Office–Large-IntLight | 0 |  |  |  |  | 0.225 | 0.17011 | 0 | 0 | 0 | 0.054889 | 1 |  | kWh | 0.00017 | 0 | Commercial | [7 empty] | 15 | 0.64 |  |  |  | 0 | 449 | 0 | 0 | 0 | 0 | 0 | 0 | 0 | 0 | 0 | 0 | 2009 Qtr 1: 449; 2009 Qtr 2: 0; 2009 Qtr 3: 0; 2009 Qtr 4: 0; 2010 Qtr 1: 0; 2010 Qtr 2: 0; 2010 Qtr 3: 0; 2010 Qtr 4: 0; 2011 Qtr 1: 0; 2011 Qtr 2: 0; 2011 Qtr 3: 0; 2011 Qtr 4: 0 | 449
0 | 212003-Lighting |  | System | Commercial | 17-OFL-Office–Large-IntLight | 0 |  |  |  |  | 0.225 | 0.16973 | 0 | 0 | 0 | 0.055267 | 1 |  | kWh | 0.00017 | 0 | Commercial | [7 empty] | 15 | 0.64 |  |  |  | 0 | 150 | 0 | 0 | 0 | 0 | 0 | 0 | 0 | 0 | 0 | 0 | 2009 Qtr 1: 150; 2009 Qtr 2: 0; 2009 Qtr 3: 0; 2009 Qtr 4: 0; 2010 Qtr 1: 0; 2010 Qtr 2: 0; 2010 Qtr 3: 0; 2010 Qtr 4: 0; 2011 Qtr 1: 0; 2011 Qtr 2: 0; 2011 Qtr 3: 0; 2011 Qtr 4: 0 | 150
0 | 212003-Lighting |  | System | Commercial | 17-OFL-Office–Large-IntLight | 0 |  |  |  |  | 0.225 | 0.17045 | 0 | 0 | 0 | 0.054554 | 1 |  | kWh | 0.00017 | 0 | Commercial | [7 empty] | 15 | 0.64 |  |  |  | 0 | 112 | 0 | 0 | 0 | 0 | 0 | 0 | 0 | 0 | 0 | 0 | 2009 Qtr 1: 112; 2009 Qtr 2: 0; 2009 Qtr 3: 0; 2009 Qtr 4: 0; 2010 Qtr 1: 0; 2010 Qtr 2: 0; 2010 Qtr 3: 0; 2010 Qtr 4: 0; 2011 Qtr 1: 0; 2011 Qtr 2: 0; 2011 Qtr 3: 0; 2011 Qtr 4: 0 | 112
0 | 212003-Lighting |  | System | Commercial | 17-OFL-Office–Large-IntLight | 0 |  |  |  |  | 0.225 | 0.1697 | 0 | 0 | 0 | 0.0553 | 1 |  | kWh | 0.00017 | 0 | Commercial | [7 empty] | 15 | 0.64 |  |  |  | 0 | 200 | 0 | 0 | 0 | 0 | 0 | 0 | 0 | 0 | 0 | 0 | 2009 Qtr 1: 200; 2009 Qtr 2: 0; 2009 Qtr 3: 0; 2009 Qtr 4: 0; 2010 Qtr 1: 0; 2010 Qtr 2: 0; 2010 Qtr 3: 0; 2010 Qtr 4: 0; 2011 Qtr 1: 0; 2011 Qtr 2: 0; 2011 Qtr 3: 0; 2011 Qtr 4: 0 | 200
0 | 212003-Lighting |  | System | Commercial | 17-OFL-Office–Large-IntLight | 0 |  |  |  |  | 0.225 | 0.1696 | 0 | 0 | 0 | 0.0554 | 1 |  | kWh | 0.00017 | 0 | Commercial | [7 empty] | 15 | 0.64 |  |  |  | 0 | 50 | 0 | 0 | 0 | 0 | 0 | 0 | 0 | 0 | 0 | 0 | 2009 Qtr 1: 50; 2009 Qtr 2: 0; 2009 Qtr 3: 0; 2009 Qtr 4: 0; 2010 Qtr 1: 0; 2010 Qtr 2: 0; 2010 Qtr 3: 0; 2010 Qtr 4: 0; 2011 Qtr 1: 0; 2011 Qtr 2: 0; 2011 Qtr 3: 0; 2011 Qtr 4: 0 | 50
0 | 212003-Lighting |  | System | Commercial | 17-OFL-Office–Large-IntLight | 0 |  |  |  |  | 0.225 | 0.1696 | 0 | 0 | 0 | 0.0554 | 1 |  | kWh | 0.00017 | 0 | Commercial | [7 empty] | 15 | 0.64 |  |  |  | 0 | 50 | 0 | 0 | 0 | 0 | 0 | 0 | 0 | 0 | 0 | 0 | 2009 Qtr 1: 50; 2009 Qtr 2: 0; 2009 Qtr 3: 0; 2009 Qtr 4: 0; 2010 Qtr 1: 0; 2010 Qtr 2: 0; 2010 Qtr 3: 0; 2010 Qtr 4: 0; 2011 Qtr 1: 0; 2011 Qtr 2: 0; 2011 Qtr 3: 0; 2011 Qtr 4: 0 | 50
0 | 212003-Lighting |  | System | Commercial | 17-OFL-Office–Large-IntLight | 0 |  |  |  |  | 0.225 | 0.16973 | 0 | 0 | 0 | 0.055267 | 1 |  | kWh | 0.00017 | 0 | Commercial | [7 empty] | 15 | 0.64 |  |  |  | 0 | 150 | 0 | 0 | 0 | 0 | 0 | 0 | 0 | 0 | 0 | 0 | 2009 Qtr 1: 150; 2009 Qtr 2: 0; 2009 Qtr 3: 0; 2009 Qtr 4: 0; 2010 Qtr 1: 0; 2010 Qtr 2: 0; 2010 Qtr 3: 0; 2010 Qtr 4: 0; 2011 Qtr 1: 0; 2011 Qtr 2: 0; 2011 Qtr 3: 0; 2011 Qtr 4: 0 | 150
0 | 212003-Lighting |  | System | Commercial | 17-OFL-Office–Large-IntLight | 0 |  |  |  |  | 0.225 | 0.1696 | 0 | 0 | 0 | 0.0554 | 1 |  | kWh | 0.00017 | 0 | Commercial | [7 empty] | 15 | 0.64 |  |  |  | 0 | 50 | 0 | 0 | 0 | 0 | 0 | 0 | 0 | 0 | 0 | 0 | 2009 Qtr 1: 50; 2009 Qtr 2: 0; 2009 Qtr 3: 0; 2009 Qtr 4: 0; 2010 Qtr 1: 0; 2010 Qtr 2: 0; 2010 Qtr 3: 0; 2010 Qtr 4: 0; 2011 Qtr 1: 0; 2011 Qtr 2: 0; 2011 Qtr 3: 0; 2011 Qtr 4: 0 | 50
0 | 212003-Lighting |  | System | Commercial | 17-OFL-Office–Large-IntLight | 0 |  |  |  |  | 0.225 | 0.1697 | 0 | 0 | 0 | 0.0553 | 1 |  | kWh | 0.00017 | 0 | Commercial | [7 empty] | 15 | 0.64 |  |  |  | 0 | 200 | 0 | 0 | 0 | 0 | 0 | 0 | 0 | 0 | 0 | 0 | 2009 Qtr 1: 200; 2009 Qtr 2: 0; 2009 Qtr 3: 0; 2009 Qtr 4: 0; 2010 Qtr 1: 0; 2010 Qtr 2: 0; 2010 Qtr 3: 0; 2010 Qtr 4: 0; 2011 Qtr 1: 0; 2011 Qtr 2: 0; 2011 Qtr 3: 0; 2011 Qtr 4: 0 | 200
0 | 212003-Lighting |  | System | Commercial | 17-OFL-Office–Large-IntLight | 0 |  |  |  |  | 0.225 | 0.1696 | 0 | 0 | 0 | 0.0554 | 1 |  | kWh | 0.00017 | 0 | Commercial | [7 empty] | 15 | 0.64 |  |  |  | 0 | 100 | 0 | 0 | 0 | 0 | 0 | 0 | 0 | 0 | 0 | 0 | 2009 Qtr 1: 100; 2009 Qtr 2: 0; 2009 Qtr 3: 0; 2009 Qtr 4: 0; 2010 Qtr 1: 0; 2010 Qtr 2: 0; 2010 Qtr 3: 0; 2010 Qtr 4: 0; 2011 Qtr 1: 0; 2011 Qtr 2: 0; 2011 Qtr 3: 0; 2011 Qtr 4: 0 | 100
0 | 212003-Lighting |  | System | Commercial | 17-OFL-Office–Large-IntLight | 0 |  |  |  |  | 0.225 | 0.16975 | 0 | 0 | 0 | 0.055255 | 1 |  | kWh | 0.00017 | 0 | Commercial | [7 empty] | 15 | 0.64 |  |  |  | 0 | 275 | 0 | 0 | 0 | 0 | 0 | 0 | 0 | 0 | 0 | 0 | 2009 Qtr 1: 275; 2009 Qtr 2: 0; 2009 Qtr 3: 0; 2009 Qtr 4: 0; 2010 Qtr 1: 0; 2010 Qtr 2: 0; 2010 Qtr 3: 0; 2010 Qtr 4: 0; 2011 Qtr 1: 0; 2011 Qtr 2: 0; 2011 Qtr 3: 0; 2011 Qtr 4: 0 | 275
0 | 212003-Lighting |  | System | Commercial | 17-OFL-Office–Large-IntLight | 0 |  |  |  |  | 0.225 | 0.16987 | 0 | 0 | 0 | 0.055131 | 1 |  | kWh | 0.00017 | 0 | Commercial | [7 empty] | 15 | 0.64 |  |  |  | 0 | 153 | 0 | 0 | 0 | 0 | 0 | 0 | 0 | 0 | 0 | 0 | 2009 Qtr 1: 153; 2009 Qtr 2: 0; 2009 Qtr 3: 0; 2009 Qtr 4: 0; 2010 Qtr 1: 0; 2010 Qtr 2: 0; 2010 Qtr 3: 0; 2010 Qtr 4: 0; 2011 Qtr 1: 0; 2011 Qtr 2: 0; 2011 Qtr 3: 0; 2011 Qtr 4: 0 | 153
0 | 212003-Lighting |  | System | Commercial | 17-OFL-Office–Large-IntLight | 0 |  |  |  |  | 0.225 | 0.17036 | 0 | 0 | 0 | 0.054635 | 1 |  | kWh | 0.00017 | 0 | Commercial | [7 empty] | 15 | 0.64 |  |  |  | 0 | 137 | 0 | 0 | 0 | 0 | 0 | 0 | 0 | 0 | 0 | 0 | 2009 Qtr 1: 137; 2009 Qtr 2: 0; 2009 Qtr 3: 0; 2009 Qtr 4: 0; 2010 Qtr 1: 0; 2010 Qtr 2: 0; 2010 Qtr 3: 0; 2010 Qtr 4: 0; 2011 Qtr 1: 0; 2011 Qtr 2: 0; 2011 Qtr 3: 0; 2011 Qtr 4: 0 | 137
0 | 212003-Lighting |  | System | Commercial | 17-OFL-Office–Large-IntLight | 0 |  |  |  |  | 0.225 | 0.17 | 0 | 0 | 0 | 0.055 | 1 |  | kWh | 0.00017 | 0 | Commercial | [7 empty] | 15 | 0.64 |  |  |  | 0 | 156 | 0 | 0 | 0 | 0 | 0 | 0 | 0 | 0 | 0 | 0 | 2009 Qtr 1: 156; 2009 Qtr 2: 0; 2009 Qtr 3: 0; 2009 Qtr 4: 0; 2010 Qtr 1: 0; 2010 Qtr 2: 0; 2010 Qtr 3: 0; 2010 Qtr 4: 0; 2011 Qtr 1: 0; 2011 Qtr 2: 0; 2011 Qtr 3: 0; 2011 Qtr 4: 0 | 156
0 | 212003-Lighting |  | System | Commercial | 17-OFL-Office–Large-IntLight | 0 |  |  |  |  | 0.225 | 0.1696 | 0 | 0 | 0 | 0.0554 | 1 |  | kWh | 0.00017 | 0 | Commercial | [7 empty] | 15 | 0.64 |  |  |  | 0 | 50 | 0 | 0 | 0 | 0 | 0 | 0 | 0 | 0 | 0 | 0 | 2009 Qtr 1: 50; 2009 Qtr 2: 0; 2009 Qtr 3: 0; 2009 Qtr 4: 0; 2010 Qtr 1: 0; 2010 Qtr 2: 0; 2010 Qtr 3: 0; 2010 Qtr 4: 0; 2011 Qtr 1: 0; 2011 Qtr 2: 0; 2011 Qtr 3: 0; 2011 Qtr 4: 0 | 50
0 | 212003-Lighting |  | System | Commercial | 17-OFL-Office–Large-IntLight | 0 |  |  |  |  | 0.225 | 0.16966 | 0 | 0 | 0 | 0.055343 | 1 |  | kWh | 0.00017 | 0 | Commercial | [7 empty] | 15 | 0.64 |  |  |  | 0 | 175 | 0 | 0 | 0 | 0 | 0 | 0 | 0 | 0 | 0 | 0 | 2009 Qtr 1: 175; 2009 Qtr 2: 0; 2009 Qtr 3: 0; 2009 Qtr 4: 0; 2010 Qtr 1: 0; 2010 Qtr 2: 0; 2010 Qtr 3: 0; 2010 Qtr 4: 0; 2011 Qtr 1: 0; 2011 Qtr 2: 0; 2011 Qtr 3: 0; 2011 Qtr 4: 0 | 175
0 | 212003-Lighting |  | System | Commercial | 17-OFL-Office–Large-IntLight | 0 |  |  |  |  | 0.225 | 0.17162 | 0 | 0 | 0 | 0.053378 | 1 |  | kWh | 0.00017 | 0 | Commercial | [7 empty] | 15 | 0.64 |  |  |  | 0 | 37 | 0 | 0 | 0 | 0 | 0 | 0 | 0 | 0 | 0 | 0 | 2009 Qtr 1: 37; 2009 Qtr 2: 0; 2009 Qtr 3: 0; 2009 Qtr 4: 0; 2010 Qtr 1: 0; 2010 Qtr 2: 0; 2010 Qtr 3: 0; 2010 Qtr 4: 0; 2011 Qtr 1: 0; 2011 Qtr 2: 0; 2011 Qtr 3: 0; 2011 Qtr 4: 0 | 37
0 | 212003-Lighting |  | System | Commercial | 17-OFL-Office–Large-IntLight | 0 |  |  |  |  | 0.225 | 0.16944 | 0 | 0 | 0 | 0.055556 | 1 |  | kWh | 0.00017 | 0 | Commercial | [7 empty] | 15 | 0.64 |  |  |  | 0 | 72 | 0 | 0 | 0 | 0 | 0 | 0 | 0 | 0 | 0 | 0 | 2009 Qtr 1: 72; 2009 Qtr 2: 0; 2009 Qtr 3: 0; 2009 Qtr 4: 0; 2010 Qtr 1: 0; 2010 Qtr 2: 0; 2010 Qtr 3: 0; 2010 Qtr 4: 0; 2011 Qtr 1: 0; 2011 Qtr 2: 0; 2011 Qtr 3: 0; 2011 Qtr 4: 0 | 72
0 | 212003-Lighting |  | System | Commercial | 17-OFL-Office–Large-IntLight | 0 |  |  |  |  | 0.225 | 0.16993 | 0 | 0 | 0 | 0.05507 | 1 |  | kWh | 0.00017 | 0 | Commercial | [7 empty] | 15 | 0.64 |  |  |  | 0 | 284 | 0 | 0 | 0 | 0 | 0 | 0 | 0 | 0 | 0 | 0 | 2009 Qtr 1: 284; 2009 Qtr 2: 0; 2009 Qtr 3: 0; 2009 Qtr 4: 0; 2010 Qtr 1: 0; 2010 Qtr 2: 0; 2010 Qtr 3: 0; 2010 Qtr 4: 0; 2011 Qtr 1: 0; 2011 Qtr 2: 0; 2011 Qtr 3: 0; 2011 Qtr 4: 0 | 284
0 | 212003-Lighting |  | System | Commercial | 17-OFL-Office–Large-IntLight | 0 |  |  |  |  | 0.225 | 0.17162 | 0 | 0 | 0 | 0.053378 | 1 |  | kWh | 0.00017 | 0 | Commercial | [7 empty] | 15 | 0.64 |  |  |  | 0 | 37 | 0 | 0 | 0 | 0 | 0 | 0 | 0 | 0 | 0 | 0 | 2009 Qtr 1: 37; 2009 Qtr 2: 0; 2009 Qtr 3: 0; 2009 Qtr 4: 0; 2010 Qtr 1: 0; 2010 Qtr 2: 0; 2010 Qtr 3: 0; 2010 Qtr 4: 0; 2011 Qtr 1: 0; 2011 Qtr 2: 0; 2011 Qtr 3: 0; 2011 Qtr 4: 0 | 37
0 | 212003-Lighting |  | System | Commercial | 17-OFL-Office–Large-IntLight | 0 |  |  |  |  | 0.225 | 0.1696 | 0 | 0 | 0 | 0.0554 | 1 |  | kWh | 0.00017 | 0 | Commercial | [7 empty] | 15 | 0.64 |  |  |  | 0 | 25 | 0 | 0 | 0 | 0 | 0 | 0 | 0 | 0 | 0 | 0 | 2009 Qtr 1: 25; 2009 Qtr 2: 0; 2009 Qtr 3: 0; 2009 Qtr 4: 0; 2010 Qtr 1: 0; 2010 Qtr 2: 0; 2010 Qtr 3: 0; 2010 Qtr 4: 0; 2011 Qtr 1: 0; 2011 Qtr 2: 0; 2011 Qtr 3: 0; 2011 Qtr 4: 0 | 25
0 | 212003-Lighting |  | System | Commercial | 17-OFL-Office–Large-IntLight | 0 |  |  |  |  | 0.225 | 0.17162 | 0 | 0 | 0 | 0.053378 | 1 |  | kWh | 0.00017 | 0 | Commercial | [7 empty] | 15 | 0.64 |  |  |  | 0 | 37 | 0 | 0 | 0 | 0 | 0 | 0 | 0 | 0 | 0 | 0 | 2009 Qtr 1: 37; 2009 Qtr 2: 0; 2009 Qtr 3: 0; 2009 Qtr 4: 0; 2010 Qtr 1: 0; 2010 Qtr 2: 0; 2010 Qtr 3: 0; 2010 Qtr 4: 0; 2011 Qtr 1: 0; 2011 Qtr 2: 0; 2011 Qtr 3: 0; 2011 Qtr 4: 0 | 37
0 | 212003-Lighting |  | System | Commercial | 17-OFL-Office–Large-IntLight | 0 |  |  |  |  | 0.225 | 0.17045 | 0 | 0 | 0 | 0.054554 | 1 |  | kWh | 0.00017 | 0 | Commercial | [7 empty] | 15 | 0.64 |  |  |  | 0 | 112 | 0 | 0 | 0 | 0 | 0 | 0 | 0 | 0 | 0 | 0 | 2009 Qtr 1: 112; 2009 Qtr 2: 0; 2009 Qtr 3: 0; 2009 Qtr 4: 0; 2010 Qtr 1: 0; 2010 Qtr 2: 0; 2010 Qtr 3: 0; 2010 Qtr 4: 0; 2011 Qtr 1: 0; 2011 Qtr 2: 0; 2011 Qtr 3: 0; 2011 Qtr 4: 0 | 112
0 | 212003-Lighting |  | System | Commercial | 17-OFL-Office–Large-IntLight | 0 |  |  |  |  | 0.225 | 0.17162 | 0 | 0 | 0 | 0.053378 | 1 |  | kWh | 0.00017 | 0 | Commercial | [7 empty] | 15 | 0.64 |  |  |  | 0 | 37 | 0 | 0 | 0 | 0 | 0 | 0 | 0 | 0 | 0 | 0 | 2009 Qtr 1: 37; 2009 Qtr 2: 0; 2009 Qtr 3: 0; 2009 Qtr 4: 0; 2010 Qtr 1: 0; 2010 Qtr 2: 0; 2010 Qtr 3: 0; 2010 Qtr 4: 0; 2011 Qtr 1: 0; 2011 Qtr 2: 0; 2011 Qtr 3: 0; 2011 Qtr 4: 0 | 37
0 | 212003-Lighting |  | System | Commercial | 17-OFL-Office–Large-IntLight | 0 |  |  |  |  | 0.225 | 0.16972 | 0 | 0 | 0 | 0.05528 | 1 |  | kWh | 0.00017 | 0 | Commercial | [7 empty] | 15 | 0.64 |  |  |  | 0 | 250 | 0 | 0 | 0 | 0 | 0 | 0 | 0 | 0 | 0 | 0 | 2009 Qtr 1: 250; 2009 Qtr 2: 0; 2009 Qtr 3: 0; 2009 Qtr 4: 0; 2010 Qtr 1: 0; 2010 Qtr 2: 0; 2010 Qtr 3: 0; 2010 Qtr 4: 0; 2011 Qtr 1: 0; 2011 Qtr 2: 0; 2011 Qtr 3: 0; 2011 Qtr 4: 0 | 250
0 | 212003-Lighting |  | System | Commercial | 17-OFL-Office–Large-IntLight | 0 |  |  |  |  | 0.225 | 0.17162 | 0 | 0 | 0 | 0.053378 | 1 |  | kWh | 0.00017 | 0 | Commercial | [7 empty] | 15 | 0.64 |  |  |  | 0 | 37 | 0 | 0 | 0 | 0 | 0 | 0 | 0 | 0 | 0 | 0 | 2009 Qtr 1: 37; 2009 Qtr 2: 0; 2009 Qtr 3: 0; 2009 Qtr 4: 0; 2010 Qtr 1: 0; 2010 Qtr 2: 0; 2010 Qtr 3: 0; 2010 Qtr 4: 0; 2011 Qtr 1: 0; 2011 Qtr 2: 0; 2011 Qtr 3: 0; 2011 Qtr 4: 0 | 37
0 | 212003-Lighting |  | System | Commercial | 17-OFL-Office–Large-IntLight | 0 |  |  |  |  | 0.225 | 0.17162 | 0 | 0 | 0 | 0.053378 | 1 |  | kWh | 0.00017 | 0 | Commercial | [7 empty] | 15 | 0.64 |  |  |  | 0 | 37 | 0 | 0 | 0 | 0 | 0 | 0 | 0 | 0 | 0 | 0 | 2009 Qtr 1: 37; 2009 Qtr 2: 0; 2009 Qtr 3: 0; 2009 Qtr 4: 0; 2010 Qtr 1: 0; 2010 Qtr 2: 0; 2010 Qtr 3: 0; 2010 Qtr 4: 0; 2011 Qtr 1: 0; 2011 Qtr 2: 0; 2011 Qtr 3: 0; 2011 Qtr 4: 0 | 37
0 | 212003-Lighting |  | System | Commercial | 17-OFL-Office–Large-IntLight | 0 |  |  |  |  | 0.225 | 0.1697 | 0 | 0 | 0 | 0.0553 | 1 |  | kWh | 0.00017 | 0 | Commercial | [7 empty] | 15 | 0.64 |  |  |  | 0 | 300 | 0 | 0 | 0 | 0 | 0 | 0 | 0 | 0 | 0 | 0 | 2009 Qtr 1: 300; 2009 Qtr 2: 0; 2009 Qtr 3: 0; 2009 Qtr 4: 0; 2010 Qtr 1: 0; 2010 Qtr 2: 0; 2010 Qtr 3: 0; 2010 Qtr 4: 0; 2011 Qtr 1: 0; 2011 Qtr 2: 0; 2011 Qtr 3: 0; 2011 Qtr 4: 0 | 300
0 | 212003-Lighting |  | System | Commercial | 17-OFL-Office–Large-IntLight | 0 |  |  |  |  | 0.225 | 0.16973 | 0 | 0 | 0 | 0.055267 | 1 |  | kWh | 0.00017 | 0 | Commercial | [7 empty] | 15 | 0.64 |  |  |  | 0 | 75 | 0 | 0 | 0 | 0 | 0 | 0 | 0 | 0 | 0 | 0 | 2009 Qtr 1: 75; 2009 Qtr 2: 0; 2009 Qtr 3: 0; 2009 Qtr 4: 0; 2010 Qtr 1: 0; 2010 Qtr 2: 0; 2010 Qtr 3: 0; 2010 Qtr 4: 0; 2011 Qtr 1: 0; 2011 Qtr 2: 0; 2011 Qtr 3: 0; 2011 Qtr 4: 0 | 75
0 | 212003-Lighting |  | System | Commercial | 17-OFL-Office–Large-IntLight | 0 |  |  |  |  | 0.225 | 0.17 | 0 | 0 | 0 | 0.055 | 1 |  | kWh | 0.00017 | 0 | Commercial | [7 empty] | 15 | 0.64 |  |  |  | 0 | 131 | 0 | 0 | 0 | 0 | 0 | 0 | 0 | 0 | 0 | 0 | 2009 Qtr 1: 131; 2009 Qtr 2: 0; 2009 Qtr 3: 0; 2009 Qtr 4: 0; 2010 Qtr 1: 0; 2010 Qtr 2: 0; 2010 Qtr 3: 0; 2010 Qtr 4: 0; 2011 Qtr 1: 0; 2011 Qtr 2: 0; 2011 Qtr 3: 0; 2011 Qtr 4: 0 | 131
0 | 212003-Lighting |  | System | Commercial | 17-OFL-Office–Large-IntLight | 0 |  |  |  |  | 0.225 | 0.16973 | 0 | 0 | 0 | 0.055267 | 1 |  | kWh | 0.00017 | 0 | Commercial | [7 empty] | 15 | 0.64 |  |  |  | 0 | 75 | 0 | 0 | 0 | 0 | 0 | 0 | 0 | 0 | 0 | 0 | 2009 Qtr 1: 75; 2009 Qtr 2: 0; 2009 Qtr 3: 0; 2009 Qtr 4: 0; 2010 Qtr 1: 0; 2010 Qtr 2: 0; 2010 Qtr 3: 0; 2010 Qtr 4: 0; 2011 Qtr 1: 0; 2011 Qtr 2: 0; 2011 Qtr 3: 0; 2011 Qtr 4: 0 | 75
0 | 212003-Lighting |  | System | Commercial | 17-OFL-Office–Large-IntLight | 0 |  |  |  |  | 0.225 | 0.16973 | 0 | 0 | 0 | 0.055267 | 1 |  | kWh | 0.00017 | 0 | Commercial | [7 empty] | 15 | 0.64 |  |  |  | 0 | 75 | 0 | 0 | 0 | 0 | 0 | 0 | 0 | 0 | 0 | 0 | 2009 Qtr 1: 75; 2009 Qtr 2: 0; 2009 Qtr 3: 0; 2009 Qtr 4: 0; 2010 Qtr 1: 0; 2010 Qtr 2: 0; 2010 Qtr 3: 0; 2010 Qtr 4: 0; 2011 Qtr 1: 0; 2011 Qtr 2: 0; 2011 Qtr 3: 0; 2011 Qtr 4: 0 | 75
0 | 212003-Lighting |  | System | Commercial | 17-OFL-Office–Large-IntLight | 0 |  |  |  |  | 0.225 | 0.17162 | 0 | 0 | 0 | 0.053378 | 1 |  | kWh | 0.00017 | 0 | Commercial | [7 empty] | 15 | 0.64 |  |  |  | 0 | 37 | 0 | 0 | 0 | 0 | 0 | 0 | 0 | 0 | 0 | 0 | 2009 Qtr 1: 37; 2009 Qtr 2: 0; 2009 Qtr 3: 0; 2009 Qtr 4: 0; 2010 Qtr 1: 0; 2010 Qtr 2: 0; 2010 Qtr 3: 0; 2010 Qtr 4: 0; 2011 Qtr 1: 0; 2011 Qtr 2: 0; 2011 Qtr 3: 0; 2011 Qtr 4: 0 | 37
0 | 212003-Lighting |  | System | Commercial | 17-OFL-Office–Large-IntLight | 0 |  |  |  |  | 0.225 | 0.16964 | 0 | 0 | 0 | 0.055355 | 1 |  | kWh | 0.00017 | 0 | Commercial | [7 empty] | 15 | 0.64 |  |  |  | 0 | 197 | 0 | 0 | 0 | 0 | 0 | 0 | 0 | 0 | 0 | 0 | 2009 Qtr 1: 197; 2009 Qtr 2: 0; 2009 Qtr 3: 0; 2009 Qtr 4: 0; 2010 Qtr 1: 0; 2010 Qtr 2: 0; 2010 Qtr 3: 0; 2010 Qtr 4: 0; 2011 Qtr 1: 0; 2011 Qtr 2: 0; 2011 Qtr 3: 0; 2011 Qtr 4: 0 | 197
0 | 212003-Lighting |  | System | Commercial | 17-OFL-Office–Large-IntLight | 0 |  |  |  |  | 0.225 | 0.16995 | 0 | 0 | 0 | 0.055047 | 1 |  | kWh | 0.00017 | 0 | Commercial | [7 empty] | 15 | 0.64 |  |  |  | 0 | 852 | 0 | 0 | 0 | 0 | 0 | 0 | 0 | 0 | 0 | 0 | 2009 Qtr 1: 852; 2009 Qtr 2: 0; 2009 Qtr 3: 0; 2009 Qtr 4: 0; 2010 Qtr 1: 0; 2010 Qtr 2: 0; 2010 Qtr 3: 0; 2010 Qtr 4: 0; 2011 Qtr 1: 0; 2011 Qtr 2: 0; 2011 Qtr 3: 0; 2011 Qtr 4: 0 | 852
0 | 212003-Lighting |  | System | Commercial | 17-OFL-Office–Large-IntLight | 0 |  |  |  |  | 0.225 | 0.16973 | 0 | 0 | 0 | 0.055267 | 1 |  | kWh | 0.00017 | 0 | Commercial | [7 empty] | 15 | 0.64 |  |  |  | 0 | 75 | 0 | 0 | 0 | 0 | 0 | 0 | 0 | 0 | 0 | 0 | 2009 Qtr 1: 75; 2009 Qtr 2: 0; 2009 Qtr 3: 0; 2009 Qtr 4: 0; 2010 Qtr 1: 0; 2010 Qtr 2: 0; 2010 Qtr 3: 0; 2010 Qtr 4: 0; 2011 Qtr 1: 0; 2011 Qtr 2: 0; 2011 Qtr 3: 0; 2011 Qtr 4: 0 | 75
0 | 212003-Lighting |  | System | Commercial | 17-OFL-Office–Large-IntLight | 0 |  |  |  |  | 0.225 | 0.16973 | 0 | 0 | 0 | 0.055267 | 1 |  | kWh | 0.00017 | 0 | Commercial | [7 empty] | 15 | 0.64 |  |  |  | 0 | 75 | 0 | 0 | 0 | 0 | 0 | 0 | 0 | 0 | 0 | 0 | 2009 Qtr 1: 75; 2009 Qtr 2: 0; 2009 Qtr 3: 0; 2009 Qtr 4: 0; 2010 Qtr 1: 0; 2010 Qtr 2: 0; 2010 Qtr 3: 0; 2010 Qtr 4: 0; 2011 Qtr 1: 0; 2011 Qtr 2: 0; 2011 Qtr 3: 0; 2011 Qtr 4: 0 | 75
0 | 212003-Lighting |  | System | Commercial | 17-OFL-Office–Large-IntLight | 0 |  |  |  |  | 0.225 | 0.17162 | 0 | 0 | 0 | 0.053378 | 1 |  | kWh | 0.00017 | 0 | Commercial | [7 empty] | 15 | 0.64 |  |  |  | 0 | 37 | 0 | 0 | 0 | 0 | 0 | 0 | 0 | 0 | 0 | 0 | 2009 Qtr 1: 37; 2009 Qtr 2: 0; 2009 Qtr 3: 0; 2009 Qtr 4: 0; 2010 Qtr 1: 0; 2010 Qtr 2: 0; 2010 Qtr 3: 0; 2010 Qtr 4: 0; 2011 Qtr 1: 0; 2011 Qtr 2: 0; 2011 Qtr 3: 0; 2011 Qtr 4: 0 | 37
0 | 212003-Lighting |  | System | Commercial | 17-OFL-Office–Large-IntLight | 0 |  |  |  |  | 0.225 | 0.17097 | 0 | 0 | 0 | 0.054032 | 1 |  | kWh | 0.00017 | 0 | Commercial | [7 empty] | 15 | 0.64 |  |  |  | 0 | 31 | 0 | 0 | 0 | 0 | 0 | 0 | 0 | 0 | 0 | 0 | 2009 Qtr 1: 31; 2009 Qtr 2: 0; 2009 Qtr 3: 0; 2009 Qtr 4: 0; 2010 Qtr 1: 0; 2010 Qtr 2: 0; 2010 Qtr 3: 0; 2010 Qtr 4: 0; 2011 Qtr 1: 0; 2011 Qtr 2: 0; 2011 Qtr 3: 0; 2011 Qtr 4: 0 | 31
0 | 212003-Lighting |  | System | Commercial | 17-OFL-Office–Large-IntLight | 0 |  |  |  |  | 0.225 | 0.16864 | 0 | 0 | 0 | 0.056364 | 1 |  | kWh | 0.00017 | 0 | Commercial | [7 empty] | 15 | 0.64 |  |  |  | 0 | 44 | 0 | 0 | 0 | 0 | 0 | 0 | 0 | 0 | 0 | 0 | 2009 Qtr 1: 44; 2009 Qtr 2: 0; 2009 Qtr 3: 0; 2009 Qtr 4: 0; 2010 Qtr 1: 0; 2010 Qtr 2: 0; 2010 Qtr 3: 0; 2010 Qtr 4: 0; 2011 Qtr 1: 0; 2011 Qtr 2: 0; 2011 Qtr 3: 0; 2011 Qtr 4: 0 | 44
0 | 212003-Lighting |  | System | Commercial | 17-OFL-Office–Large-IntLight | 0 |  |  |  |  | 0.225 | 0.16973 | 0 | 0 | 0 | 0.055267 | 1 |  | kWh | 0.00017 | 0 | Commercial | [7 empty] | 15 | 0.64 |  |  |  | 0 | 75 | 0 | 0 | 0 | 0 | 0 | 0 | 0 | 0 | 0 | 0 | 2009 Qtr 1: 75; 2009 Qtr 2: 0; 2009 Qtr 3: 0; 2009 Qtr 4: 0; 2010 Qtr 1: 0; 2010 Qtr 2: 0; 2010 Qtr 3: 0; 2010 Qtr 4: 0; 2011 Qtr 1: 0; 2011 Qtr 2: 0; 2011 Qtr 3: 0; 2011 Qtr 4: 0 | 75
0 | 212003-Lighting |  | System | Commercial | 17-OFL-Office–Large-IntLight | 0 |  |  |  |  | 0.225 | 0.16984 | 0 | 0 | 0 | 0.055156 | 1 |  | kWh | 0.00017 | 0 | Commercial | [7 empty] | 15 | 0.64 |  |  |  | 0 | 256 | 0 | 0 | 0 | 0 | 0 | 0 | 0 | 0 | 0 | 0 | 2009 Qtr 1: 256; 2009 Qtr 2: 0; 2009 Qtr 3: 0; 2009 Qtr 4: 0; 2010 Qtr 1: 0; 2010 Qtr 2: 0; 2010 Qtr 3: 0; 2010 Qtr 4: 0; 2011 Qtr 1: 0; 2011 Qtr 2: 0; 2011 Qtr 3: 0; 2011 Qtr 4: 0 | 256
0 | 212003-Lighting |  | System | Commercial | 17-OFL-Office–Large-IntLight | 0 |  |  |  |  | 0.225 | 0.16944 | 0 | 0 | 0 | 0.055556 | 1 |  | kWh | 0.00017 | 0 | Commercial | [7 empty] | 15 | 0.64 |  |  |  | 0 | 72 | 0 | 0 | 0 | 0 | 0 | 0 | 0 | 0 | 0 | 0 | 2009 Qtr 1: 72; 2009 Qtr 2: 0; 2009 Qtr 3: 0; 2009 Qtr 4: 0; 2010 Qtr 1: 0; 2010 Qtr 2: 0; 2010 Qtr 3: 0; 2010 Qtr 4: 0; 2011 Qtr 1: 0; 2011 Qtr 2: 0; 2011 Qtr 3: 0; 2011 Qtr 4: 0 | 72
0 | 212003-Lighting |  | System | Commercial | 17-OFL-Office–Large-IntLight | 0 |  |  |  |  | 0.225 | 0.17006 | 0 | 0 | 0 | 0.054944 | 1 |  | kWh | 0.00017 | 0 | Commercial | [7 empty] | 15 | 0.64 |  |  |  | 0 | 1076 | 0 | 0 | 0 | 0 | 0 | 0 | 0 | 0 | 0 | 0 | 2009 Qtr 1: 1076; 2009 Qtr 2: 0; 2009 Qtr 3: 0; 2009 Qtr 4: 0; 2010 Qtr 1: 0; 2010 Qtr 2: 0; 2010 Qtr 3: 0; 2010 Qtr 4: 0; 2011 Qtr 1: 0; 2011 Qtr 2: 0; 2011 Qtr 3: 0; 2011 Qtr 4: 0 | 1076
0 | 212003-Lighting |  | System | Commercial | 17-OFL-Office–Large-IntLight | 0 |  |  |  |  | 0.225 | 0.16997 | 0 | 0 | 0 | 0.05503 | 1 |  | kWh | 0.00017 | 0 | Commercial | [7 empty] | 15 | 0.64 |  |  |  | 0 | 1348 | 0 | 0 | 0 | 0 | 0 | 0 | 0 | 0 | 0 | 0 | 2009 Qtr 1: 1348; 2009 Qtr 2: 0; 2009 Qtr 3: 0; 2009 Qtr 4: 0; 2010 Qtr 1: 0; 2010 Qtr 2: 0; 2010 Qtr 3: 0; 2010 Qtr 4: 0; 2011 Qtr 1: 0; 2011 Qtr 2: 0; 2011 Qtr 3: 0; 2011 Qtr 4: 0 | 1348
0 | 212003-Lighting |  | System | Commercial | 17-OFL-Office–Large-IntLight | 0 |  |  |  |  | 0.225 | 0.16966 | 0 | 0 | 0 | 0.055343 | 1 |  | kWh | 0.00017 | 0 | Commercial | [7 empty] | 15 | 0.64 |  |  |  | 0 | 175 | 0 | 0 | 0 | 0 | 0 | 0 | 0 | 0 | 0 | 0 | 2009 Qtr 1: 175; 2009 Qtr 2: 0; 2009 Qtr 3: 0; 2009 Qtr 4: 0; 2010 Qtr 1: 0; 2010 Qtr 2: 0; 2010 Qtr 3: 0; 2010 Qtr 4: 0; 2011 Qtr 1: 0; 2011 Qtr 2: 0; 2011 Qtr 3: 0; 2011 Qtr 4: 0 | 175
0 | 212003-Lighting |  | System | Commercial | 17-OFL-Office–Large-IntLight | 0 |  |  |  |  | 0.225 | 0.17069 | 0 | 0 | 0 | 0.05431 | 1 |  | kWh | 0.00017 | 0 | Commercial | [7 empty] | 15 | 0.64 |  |  |  | 0 | 87 | 0 | 0 | 0 | 0 | 0 | 0 | 0 | 0 | 0 | 0 | 2009 Qtr 1: 87; 2009 Qtr 2: 0; 2009 Qtr 3: 0; 2009 Qtr 4: 0; 2010 Qtr 1: 0; 2010 Qtr 2: 0; 2010 Qtr 3: 0; 2010 Qtr 4: 0; 2011 Qtr 1: 0; 2011 Qtr 2: 0; 2011 Qtr 3: 0; 2011 Qtr 4: 0 | 87
0 | 212003-Lighting |  | System | Commercial | 17-OFL-Office–Large-IntLight | 0 |  |  |  |  | 0.225 | 0.16818 | 0 | 0 | 0 | 0.056818 | 1 |  | kWh | 0.00017 | 0 | Commercial | [7 empty] | 15 | 0.64 |  |  |  | 0 | 22 | 0 | 0 | 0 | 0 | 0 | 0 | 0 | 0 | 0 | 0 | 2009 Qtr 1: 22; 2009 Qtr 2: 0; 2009 Qtr 3: 0; 2009 Qtr 4: 0; 2010 Qtr 1: 0; 2010 Qtr 2: 0; 2010 Qtr 3: 0; 2010 Qtr 4: 0; 2011 Qtr 1: 0; 2011 Qtr 2: 0; 2011 Qtr 3: 0; 2011 Qtr 4: 0 | 22
0 | 212003-Lighting |  | System | Commercial | 17-OFL-Office–Large-IntLight | 0 |  |  |  |  | 0.225 | 0.16937 | 0 | 0 | 0 | 0.055625 | 1 |  | kWh | 0.00017 | 0 | Commercial | [7 empty] | 15 | 0.64 |  |  |  | 0 | 144 | 0 | 0 | 0 | 0 | 0 | 0 | 0 | 0 | 0 | 0 | 2009 Qtr 1: 144; 2009 Qtr 2: 0; 2009 Qtr 3: 0; 2009 Qtr 4: 0; 2010 Qtr 1: 0; 2010 Qtr 2: 0; 2010 Qtr 3: 0; 2010 Qtr 4: 0; 2011 Qtr 1: 0; 2011 Qtr 2: 0; 2011 Qtr 3: 0; 2011 Qtr 4: 0 | 144
0 | 212003-Lighting |  | System | Commercial | 17-OFL-Office–Large-IntLight | 0 |  |  |  |  | 0.225 | 0.17097 | 0 | 0 | 0 | 0.054032 | 1 |  | kWh | 0.00017 | 0 | Commercial | [7 empty] | 15 | 0.64 |  |  |  | 0 | 31 | 0 | 0 | 0 | 0 | 0 | 0 | 0 | 0 | 0 | 0 | 2009 Qtr 1: 31; 2009 Qtr 2: 0; 2009 Qtr 3: 0; 2009 Qtr 4: 0; 2010 Qtr 1: 0; 2010 Qtr 2: 0; 2010 Qtr 3: 0; 2010 Qtr 4: 0; 2011 Qtr 1: 0; 2011 Qtr 2: 0; 2011 Qtr 3: 0; 2011 Qtr 4: 0 | 31
0 | 212003-Lighting |  | System | Commercial | 17-OFL-Office–Large-IntLight | 0 |  |  |  |  | 0.225 | 0.17162 | 0 | 0 | 0 | 0.053378 | 1 |  | kWh | 0.00017 | 0 | Commercial | [7 empty] | 15 | 0.64 |  |  |  | 0 | 37 | 0 | 0 | 0 | 0 | 0 | 0 | 0 | 0 | 0 | 0 | 2009 Qtr 1: 37; 2009 Qtr 2: 0; 2009 Qtr 3: 0; 2009 Qtr 4: 0; 2010 Qtr 1: 0; 2010 Qtr 2: 0; 2010 Qtr 3: 0; 2010 Qtr 4: 0; 2011 Qtr 1: 0; 2011 Qtr 2: 0; 2011 Qtr 3: 0; 2011 Qtr 4: 0 | 37
0 | 212003-Lighting |  | System | Commercial | 17-OFL-Office–Large-IntLight | 0 |  |  |  |  | 0.225 | 0.17162 | 0 | 0 | 0 | 0.053378 | 1 |  | kWh | 0.00017 | 0 | Commercial | [7 empty] | 15 | 0.64 |  |  |  | 0 | 37 | 0 | 0 | 0 | 0 | 0 | 0 | 0 | 0 | 0 | 0 | 2009 Qtr 1: 37; 2009 Qtr 2: 0; 2009 Qtr 3: 0; 2009 Qtr 4: 0; 2010 Qtr 1: 0; 2010 Qtr 2: 0; 2010 Qtr 3: 0; 2010 Qtr 4: 0; 2011 Qtr 1: 0; 2011 Qtr 2: 0; 2011 Qtr 3: 0; 2011 Qtr 4: 0 | 37
0 | 212003-Lighting |  | System | Commercial | 17-OFL-Office–Large-IntLight | 0 |  |  |  |  | 0.225 | 0.16973 | 0 | 0 | 0 | 0.055267 | 1 |  | kWh | 0.00017 | 0 | Commercial | [7 empty] | 15 | 0.64 |  |  |  | 0 | 75 | 0 | 0 | 0 | 0 | 0 | 0 | 0 | 0 | 0 | 0 | 2009 Qtr 1: 75; 2009 Qtr 2: 0; 2009 Qtr 3: 0; 2009 Qtr 4: 0; 2010 Qtr 1: 0; 2010 Qtr 2: 0; 2010 Qtr 3: 0; 2010 Qtr 4: 0; 2011 Qtr 1: 0; 2011 Qtr 2: 0; 2011 Qtr 3: 0; 2011 Qtr 4: 0 | 75
0 | 212003-Lighting |  | System | Commercial | 17-OFL-Office–Large-IntLight | 0 |  |  |  |  | 0.225 | 0.19288 | 0 | 0 | 0 | 0.03212 | 1 |  | kWh | 0.00017 | 0 | Commercial | [7 empty] | 15 | 0.64 |  |  |  | 0 | 53219 | 0 | 0 | 0 | 0 | 0 | 0 | 0 | 0 | 0 | 0 | 2009 Qtr 1: 0; 2009 Qtr 2: 0; 2009 Qtr 3: 0; 2009 Qtr 4: 53219; 2010 Qtr 1: 0; 2010 Qtr 2: 0; 2010 Qtr 3: 0; 2010 Qtr 4: 0; 2011 Qtr 1: 0; 2011 Qtr 2: 0; 2011 Qtr 3: 0; 2011 Qtr 4: 0 | 53219
0 | 212003-Lighting |  | System | Commercial | 17-OFL-Office–Large-IntLight | 0 |  |  |  |  | 0.225 | 0.17 | 0 | 0 | 0 | 0.054997 | 1 |  | kWh | 0.00017 | 0 | Commercial | [7 empty] | 15 | 0.64 |  |  |  | 0 | 25077 | 0 | 0 | 0 | 0 | 0 | 0 | 0 | 0 | 0 | 0 | 2009 Qtr 1: 25077; 2009 Qtr 2: 0; 2009 Qtr 3: 0; 2009 Qtr 4: 0; 2010 Qtr 1: 0; 2010 Qtr 2: 0; 2010 Qtr 3: 0; 2010 Qtr 4: 0; 2011 Qtr 1: 0; 2011 Qtr 2: 0; 2011 Qtr 3: 0; 2011 Qtr 4: 0 | 25077
0 | 212003-Lighting |  | System | Commercial | 17-OFL-Office–Large-IntLight | 0 |  |  |  |  | 0.225 | 0.17002 | 0 | 0 | 0 | 0.054977 | 1 |  | kWh | 0.00017 | 0 | Commercial | [7 empty] | 15 | 0.64 |  |  |  | 0 | 1300 | 0 | 0 | 0 | 0 | 0 | 0 | 0 | 0 | 0 | 0 | 2009 Qtr 1: 1300; 2009 Qtr 2: 0; 2009 Qtr 3: 0; 2009 Qtr 4: 0; 2010 Qtr 1: 0; 2010 Qtr 2: 0; 2010 Qtr 3: 0; 2010 Qtr 4: 0; 2011 Qtr 1: 0; 2011 Qtr 2: 0; 2011 Qtr 3: 0; 2011 Qtr 4: 0 | 1300
0 | 212003-Lighting |  | System | Commercial | 17-OFL-Office–Large-IntLight | 0 |  |  |  |  | 0.225 | 0.17002 | 0 | 0 | 0 | 0.054975 | 1 |  | kWh | 0.00017 | 0 | Commercial | [7 empty] | 15 | 0.64 |  |  |  | 0 | 1625 | 0 | 0 | 0 | 0 | 0 | 0 | 0 | 0 | 0 | 0 | 2009 Qtr 1: 1625; 2009 Qtr 2: 0; 2009 Qtr 3: 0; 2009 Qtr 4: 0; 2010 Qtr 1: 0; 2010 Qtr 2: 0; 2010 Qtr 3: 0; 2010 Qtr 4: 0; 2011 Qtr 1: 0; 2011 Qtr 2: 0; 2011 Qtr 3: 0; 2011 Qtr 4: 0 | 1625
0 | 212003-Lighting |  | System | Commercial | 17-OFL-Office–Large-IntLight | 0 |  |  |  |  | 0.225 | 0.17002 | 0 | 0 | 0 | 0.054975 | 1 |  | kWh | 0.00017 | 0 | Commercial | [7 empty] | 15 | 0.64 |  |  |  | 0 | 809 | 0 | 0 | 0 | 0 | 0 | 0 | 0 | 0 | 0 | 0 | 2009 Qtr 1: 809; 2009 Qtr 2: 0; 2009 Qtr 3: 0; 2009 Qtr 4: 0; 2010 Qtr 1: 0; 2010 Qtr 2: 0; 2010 Qtr 3: 0; 2010 Qtr 4: 0; 2011 Qtr 1: 0; 2011 Qtr 2: 0; 2011 Qtr 3: 0; 2011 Qtr 4: 0 | 809
0 | 212003-Lighting |  | System | Commercial | 17-OFL-Office–Large-IntLight | 0 |  |  |  |  | 0.225 | 0.16999 | 0 | 0 | 0 | 0.055009 | 1 |  | kWh | 0.00017 | 0 | Commercial | [7 empty] | 15 | 0.64 |  |  |  | 0 | 5374 | 0 | 0 | 0 | 0 | 0 | 0 | 0 | 0 | 0 | 0 | 2009 Qtr 1: 5374; 2009 Qtr 2: 0; 2009 Qtr 3: 0; 2009 Qtr 4: 0; 2010 Qtr 1: 0; 2010 Qtr 2: 0; 2010 Qtr 3: 0; 2010 Qtr 4: 0; 2011 Qtr 1: 0; 2011 Qtr 2: 0; 2011 Qtr 3: 0; 2011 Qtr 4: 0 | 5374
0 | 212003-Lighting |  | System | Commercial | 17-OFL-Office–Large-IntLight | 0 |  |  |  |  | 0.225 | 0.19288 | 0 | 0 | 0 | 0.03212 | 1 |  | kWh | 0.00017 | 0 | Commercial | [7 empty] | 15 | 0.64 |  |  |  | 0 | 40679 | 0 | 0 | 0 | 0 | 0 | 0 | 0 | 0 | 0 | 0 | 2009 Qtr 1: 0; 2009 Qtr 2: 0; 2009 Qtr 3: 0; 2009 Qtr 4: 40679; 2010 Qtr 1: 0; 2010 Qtr 2: 0; 2010 Qtr 3: 0; 2010 Qtr 4: 0; 2011 Qtr 1: 0; 2011 Qtr 2: 0; 2011 Qtr 3: 0; 2011 Qtr 4: 0 | 40679
0 | 212003-Lighting |  | System | Commercial | 17-OFL-Office–Large-IntLight | 0 |  |  |  |  | 0.225 | 0.19288 | 0 | 0 | 0 | 0.03212 | 1 |  | kWh | 0.00017 | 0 | Commercial | [7 empty] | 15 | 0.64 |  |  |  | 0 | 56499 | 0 | 0 | 0 | 0 | 0 | 0 | 0 | 0 | 0 | 0 | 2009 Qtr 1: 0; 2009 Qtr 2: 0; 2009 Qtr 3: 0; 2009 Qtr 4: 56499; 2010 Qtr 1: 0; 2010 Qtr 2: 0; 2010 Qtr 3: 0; 2010 Qtr 4: 0; 2011 Qtr 1: 0; 2011 Qtr 2: 0; 2011 Qtr 3: 0; 2011 Qtr 4: 0 | 56499
0 | 212005-HVAC (Electric) |  | System | Commercial | 17-OFL-Office–Large-Cooling | 0 |  |  |  |  | 0.35 | 0.146 | 0 | 0 | 0 | 0.204 | 1 |  | kWh | 0.000331 | 0 | Commercial |  | Winter Only | [5 empty] | 15 | 0.64 |  |  |  | 0.25 | 18168 | 0 | 0 | 0 | 0 | 0 | 0 | 0 | 0 | 0 | 0 | 2009 Qtr 1: 0; 2009 Qtr 2: 0; 2009 Qtr 3: 0; 2009 Qtr 4: 18168; 2010 Qtr 1: 0; 2010 Qtr 2: 0; 2010 Qtr 3: 0; 2010 Qtr 4: 0; 2011 Qtr 1: 0; 2011 Qtr 2: 0; 2011 Qtr 3: 0; 2011 Qtr 4: 0 | 18168
0 | 212005-HVAC (Electric) |  | System | Commercial | 17-OFL-Office–Large-Cooling | 0 |  |  |  |  | 0.35 | 0.146 | 0 | 0 | 0 | 0.204 | 1 |  | kWh | 0.000331 | 0 | Commercial |  | Winter Only | [5 empty] | 15 | 0.64 |  |  |  | 0.25 | 18168 | 0 | 0 | 0 | 0 | 0 | 0 | 0 | 0 | 0 | 0 | 2009 Qtr 1: 0; 2009 Qtr 2: 0; 2009 Qtr 3: 0; 2009 Qtr 4: 18168; 2010 Qtr 1: 0; 2010 Qtr 2: 0; 2010 Qtr 3: 0; 2010 Qtr 4: 0; 2011 Qtr 1: 0; 2011 Qtr 2: 0; 2011 Qtr 3: 0; 2011 Qtr 4: 0 | 18168
0 | 212005-HVAC (Electric) |  | System | Commercial | 17-OFL-Office–Large-Cooling | 0 |  |  |  |  | 0.35 | 0.146 | 0 | 0 | 0 | 0.204 | 1 |  | kWh | 0.000331 | 0 | Commercial |  | Winter Only | [5 empty] | 15 | 0.64 |  |  |  | 0.25 | 28130 | 0 | 0 | 0 | 0 | 0 | 0 | 0 | 0 | 0 | 0 | 2009 Qtr 1: 0; 2009 Qtr 2: 0; 2009 Qtr 3: 0; 2009 Qtr 4: 28130; 2010 Qtr 1: 0; 2010 Qtr 2: 0; 2010 Qtr 3: 0; 2010 Qtr 4: 0; 2011 Qtr 1: 0; 2011 Qtr 2: 0; 2011 Qtr 3: 0; 2011 Qtr 4: 0 | 28130
0 | 212005-HVAC (Electric) |  | System | Commercial | 17-OFL-Office–Large-Cooling | 0 |  |  |  |  | 0.35 | 0.146 | 0 | 0 | 0 | 0.204 | 1 |  | kWh | 0.000331 | 0 | Commercial |  | Winter Only | [5 empty] | 15 | 0.64 |  |  |  | 0.25 | 39952 | 0 | 0 | 0 | 0 | 0 | 0 | 0 | 0 | 0 | 0 | 2009 Qtr 1: 0; 2009 Qtr 2: 0; 2009 Qtr 3: 0; 2009 Qtr 4: 39952; 2010 Qtr 1: 0; 2010 Qtr 2: 0; 2010 Qtr 3: 0; 2010 Qtr 4: 0; 2011 Qtr 1: 0; 2011 Qtr 2: 0; 2011 Qtr 3: 0; 2011 Qtr 4: 0 | 39952
0 | 212005-HVAC (Electric) |  | System | Commercial | 17-OFL-Office–Large-Cooling | 0 |  |  |  |  | 0.35 | 0.146 | 0 | 0 | 0 | 0.204 | 1 |  | kWh | 0.000331 | 0 | Commercial |  | Winter Only | [5 empty] | 15 | 0.64 |  |  |  | 0.25 | 50242 | 0 | 0 | 0 | 0 | 0 | 0 | 0 | 0 | 0 | 0 | 2009 Qtr 1: 0; 2009 Qtr 2: 0; 2009 Qtr 3: 0; 2009 Qtr 4: 50242; 2010 Qtr 1: 0; 2010 Qtr 2: 0; 2010 Qtr 3: 0; 2010 Qtr 4: 0; 2011 Qtr 1: 0; 2011 Qtr 2: 0; 2011 Qtr 3: 0; 2011 Qtr 4: 0 | 50242
0 | 212005-HVAC (Electric) |  | System | Commercial | 17-OFL-Office–Large-Cooling | 0 |  |  |  |  | 0.35 | 0.146 | 0 | 0 | 0 | 0.204 | 1 |  | kWh | 0.000331 | 0 | Commercial |  | Winter Only | [5 empty] | 15 | 0.64 |  |  |  | 0.25 | 50242 | 0 | 0 | 0 | 0 | 0 | 0 | 0 | 0 | 0 | 0 | 2009 Qtr 1: 0; 2009 Qtr 2: 0; 2009 Qtr 3: 0; 2009 Qtr 4: 50242; 2010 Qtr 1: 0; 2010 Qtr 2: 0; 2010 Qtr 3: 0; 2010 Qtr 4: 0; 2011 Qtr 1: 0; 2011 Qtr 2: 0; 2011 Qtr 3: 0; 2011 Qtr 4: 0 | 50242
0 | 212005-HVAC (Electric) |  | System | Commercial | 17-OFL-Office–Large-Cooling | 0 |  |  |  |  | 0.35 | 0.146 | 0 | 0 | 0 | 0.204 | 1 |  | kWh | 0.000331 | 0 | Commercial |  | Winter Only | [5 empty] | 15 | 0.64 |  |  |  | 0.25 | 28130 | 0 | 0 | 0 | 0 | 0 | 0 | 0 | 0 | 0 | 0 | 2009 Qtr 1: 0; 2009 Qtr 2: 0; 2009 Qtr 3: 0; 2009 Qtr 4: 28130; 2010 Qtr 1: 0; 2010 Qtr 2: 0; 2010 Qtr 3: 0; 2010 Qtr 4: 0; 2011 Qtr 1: 0; 2011 Qtr 2: 0; 2011 Qtr 3: 0; 2011 Qtr 4: 0 | 28130
0 | 212003-Lighting |  | System | Commercial | 17-OFL-Office–Large-IntLight | 0 |  |  |  |  | 0.225 | 0.19288 | 0 | 0 | 0 | 0.03212 | 1 |  | kWh | 0.00017 | 0 | Commercial | [7 empty] | 15 | 0.64 |  |  |  | 0 | 506170 | 0 | 0 | 0 | 0 | 0 | 0 | 0 | 0 | 0 | 0 | 2009 Qtr 1: 506170; 2009 Qtr 2: 0; 2009 Qtr 3: 0; 2009 Qtr 4: 0; 2010 Qtr 1: 0; 2010 Qtr 2: 0; 2010 Qtr 3: 0; 2010 Qtr 4: 0; 2011 Qtr 1: 0; 2011 Qtr 2: 0; 2011 Qtr 3: 0; 2011 Qtr 4: 0 | 506170
0 | 212003-Lighting |  | System | Commercial | 17-OFL-Office–Large-IntLight | 0 |  |  |  |  | 0.225 | 0.153 | 0 | 0 | 0 | 0.072001 | 1 |  | kWh | 0.00017 | 0 | Commercial | [7 empty] | 15 | 0.64 |  |  |  | 0 | 37238 | 0 | 0 | 0 | 0 | 0 | 0 | 0 | 0 | 0 | 0 | 2009 Qtr 1: 37238; 2009 Qtr 2: 0; 2009 Qtr 3: 0; 2009 Qtr 4: 0; 2010 Qtr 1: 0; 2010 Qtr 2: 0; 2010 Qtr 3: 0; 2010 Qtr 4: 0; 2011 Qtr 1: 0; 2011 Qtr 2: 0; 2011 Qtr 3: 0; 2011 Qtr 4: 0 | 37238
0 | 212003-Lighting |  | System | Commercial | 17-OFL-Office–Large-IntLight | 0 |  |  |  |  | 0.225 | 0.153 | 0 | 0 | 0 | 0.071995 | 1 |  | kWh | 0.00017 | 0 | Commercial | [7 empty] | 15 | 0.64 |  |  |  | 0 | 11997 | 0 | 0 | 0 | 0 | 0 | 0 | 0 | 0 | 0 | 0 | 2009 Qtr 1: 11997; 2009 Qtr 2: 0; 2009 Qtr 3: 0; 2009 Qtr 4: 0; 2010 Qtr 1: 0; 2010 Qtr 2: 0; 2010 Qtr 3: 0; 2010 Qtr 4: 0; 2011 Qtr 1: 0; 2011 Qtr 2: 0; 2011 Qtr 3: 0; 2011 Qtr 4: 0 | 11997
0 | 212003-Lighting |  | System | Commercial | 17-OFL-Office–Large-IntLight | 0 |  |  |  |  | 0.225 | 0.153 | 0 | 0 | 0 | 0.071999 | 1 |  | kWh | 0.00017 | 0 | Commercial | [7 empty] | 15 | 0.64 |  |  |  | 0 | 47987 | 0 | 0 | 0 | 0 | 0 | 0 | 0 | 0 | 0 | 0 | 2009 Qtr 1: 47987; 2009 Qtr 2: 0; 2009 Qtr 3: 0; 2009 Qtr 4: 0; 2010 Qtr 1: 0; 2010 Qtr 2: 0; 2010 Qtr 3: 0; 2010 Qtr 4: 0; 2011 Qtr 1: 0; 2011 Qtr 2: 0; 2011 Qtr 3: 0; 2011 Qtr 4: 0 | 47987
0 | 212003-Lighting |  | System | Commercial | 17-OFL-Office–Large-IntLight | 0 |  |  |  |  | 0.225 | 0.153 | 0 | 0 | 0 | 0.072 | 1 |  | kWh | 0.00017 | 0 | Commercial | [7 empty] | 15 | 0.64 |  |  |  | 0 | 124830 | 0 | 0 | 0 | 0 | 0 | 0 | 0 | 0 | 0 | 0 | 2009 Qtr 1: 124830; 2009 Qtr 2: 0; 2009 Qtr 3: 0; 2009 Qtr 4: 0; 2010 Qtr 1: 0; 2010 Qtr 2: 0; 2010 Qtr 3: 0; 2010 Qtr 4: 0; 2011 Qtr 1: 0; 2011 Qtr 2: 0; 2011 Qtr 3: 0; 2011 Qtr 4: 0 | 124830
0 | 212003-Lighting |  | System | Commercial | 17-OFL-Office–Large-IntLight | 0 |  |  |  |  | 0.225 | 0.153 | 0 | 0 | 0 | 0.071998 | 1 |  | kWh | 0.00017 | 0 | Commercial | [7 empty] | 15 | 0.64 |  |  |  | 0 | 23126 | 0 | 0 | 0 | 0 | 0 | 0 | 0 | 0 | 0 | 0 | 2009 Qtr 1: 23126; 2009 Qtr 2: 0; 2009 Qtr 3: 0; 2009 Qtr 4: 0; 2010 Qtr 1: 0; 2010 Qtr 2: 0; 2010 Qtr 3: 0; 2010 Qtr 4: 0; 2011 Qtr 1: 0; 2011 Qtr 2: 0; 2011 Qtr 3: 0; 2011 Qtr 4: 0 | 23126
0 | 212005-HVAC (Electric) |  | System | Commercial | 17-OFL-Office–Large-Cooling | 0 |  |  |  |  | 0.35 | 0.146 | 0 | 0 | 0 | 0.204 | 1 |  | kWh | 0.000331 | 0 | Commercial |  | Winter Only | [5 empty] | 15 | 0.64 |  |  |  | 0.25 | 13504 | 0 | 0 | 0 | 0 | 0 | 0 | 0 | 0 | 0 | 0 | 2009 Qtr 1: 13504; 2009 Qtr 2: 0; 2009 Qtr 3: 0; 2009 Qtr 4: 0; 2010 Qtr 1: 0; 2010 Qtr 2: 0; 2010 Qtr 3: 0; 2010 Qtr 4: 0; 2011 Qtr 1: 0; 2011 Qtr 2: 0; 2011 Qtr 3: 0; 2011 Qtr 4: 0 | 13504
0 | 212005-HVAC (Electric) |  | System | Commercial | 17-OFL-Office–Large-Cooling | 0 |  |  |  |  | 0.35 | 0.146 | 0 | 0 | 0 | 0.204 | 1 |  | kWh | 0.000331 | 0 | Commercial |  | Winter Only | [5 empty] | 15 | 0.64 |  |  |  | 0.25 | 26332 | 0 | 0 | 0 | 0 | 0 | 0 | 0 | 0 | 0 | 0 | 2009 Qtr 1: 0; 2009 Qtr 2: 0; 2009 Qtr 3: 0; 2009 Qtr 4: 26332; 2010 Qtr 1: 0; 2010 Qtr 2: 0; 2010 Qtr 3: 0; 2010 Qtr 4: 0; 2011 Qtr 1: 0; 2011 Qtr 2: 0; 2011 Qtr 3: 0; 2011 Qtr 4: 0 | 26332
0 | 212005-HVAC (Electric) |  | System | Commercial | 17-OFL-Office–Large-Cooling | 0 |  |  |  |  | 0.35 | 0.146 | 0 | 0 | 0 | 0.204 | 1 |  | kWh | 0.000331 | 0 | Commercial |  | Winter Only | [5 empty] | 15 | 0.64 |  |  |  | 0.25 | 63668 | 0 | 0 | 0 | 0 | 0 | 0 | 0 | 0 | 0 | 0 | 2009 Qtr 1: 63668; 2009 Qtr 2: 0; 2009 Qtr 3: 0; 2009 Qtr 4: 0; 2010 Qtr 1: 0; 2010 Qtr 2: 0; 2010 Qtr 3: 0; 2010 Qtr 4: 0; 2011 Qtr 1: 0; 2011 Qtr 2: 0; 2011 Qtr 3: 0; 2011 Qtr 4: 0 | 63668
0 | 212005-HVAC (Electric) |  | System | Commercial | 17-OFL-Office–Large-Cooling | 0 |  |  |  |  | 0.35 | 0.146 | 0 | 0 | 0 | 0.204 | 1 |  | kWh | 0.000331 | 0 | Commercial |  | Winter Only | [5 empty] | 15 | 0.64 |  |  |  | 0.25 | 25316 | 0 | 0 | 0 | 0 | 0 | 0 | 0 | 0 | 0 | 0 | 2009 Qtr 1: 25316; 2009 Qtr 2: 0; 2009 Qtr 3: 0; 2009 Qtr 4: 0; 2010 Qtr 1: 0; 2010 Qtr 2: 0; 2010 Qtr 3: 0; 2010 Qtr 4: 0; 2011 Qtr 1: 0; 2011 Qtr 2: 0; 2011 Qtr 3: 0; 2011 Qtr 4: 0 | 25316
0 | 212005-HVAC (Electric) |  | System | Commercial | 17-OFL-Office–Large-Cooling | 0 |  |  |  |  | 0.35 | 0.146 | 0 | 0 | 0 | 0.204 | 1 |  | kWh | 0.000331 | 0 | Commercial |  | Winter Only | [5 empty] | 15 | 0.64 |  |  |  | 0.25 | 95502 | 0 | 0 | 0 | 0 | 0 | 0 | 0 | 0 | 0 | 0 | 2009 Qtr 1: 95502; 2009 Qtr 2: 0; 2009 Qtr 3: 0; 2009 Qtr 4: 0; 2010 Qtr 1: 0; 2010 Qtr 2: 0; 2010 Qtr 3: 0; 2010 Qtr 4: 0; 2011 Qtr 1: 0; 2011 Qtr 2: 0; 2011 Qtr 3: 0; 2011 Qtr 4: 0 | 95502
0 | 212005-HVAC (Electric) |  | System | Commercial | 17-OFL-Office–Large-Cooling | 0 |  |  |  |  | 0.35 | 0.146 | 0 | 0 | 0 | 0.204 | 1 |  | kWh | 0.000331 | 0 | Commercial |  | Winter Only | [5 empty] | 15 | 0.64 |  |  |  | 0.25 | 29946 | 0 | 0 | 0 | 0 | 0 | 0 | 0 | 0 | 0 | 0 | 2009 Qtr 1: 29946; 2009 Qtr 2: 0; 2009 Qtr 3: 0; 2009 Qtr 4: 0; 2010 Qtr 1: 0; 2010 Qtr 2: 0; 2010 Qtr 3: 0; 2010 Qtr 4: 0; 2011 Qtr 1: 0; 2011 Qtr 2: 0; 2011 Qtr 3: 0; 2011 Qtr 4: 0 | 29946
0 | 212005-HVAC (Electric) |  | System | Commercial | 17-OFL-Office–Large-Cooling | 0 |  |  |  |  | 0.35 | 0.146 | 0 | 0 | 0 | 0.204 | 1 |  | kWh | 0.000331 | 0 | Commercial |  | Winter Only | [5 empty] | 15 | 0.64 |  |  |  | 0.25 | 22000 | 0 | 0 | 0 | 0 | 0 | 0 | 0 | 0 | 0 | 0 | 2009 Qtr 1: 22000; 2009 Qtr 2: 0; 2009 Qtr 3: 0; 2009 Qtr 4: 0; 2010 Qtr 1: 0; 2010 Qtr 2: 0; 2010 Qtr 3: 0; 2010 Qtr 4: 0; 2011 Qtr 1: 0; 2011 Qtr 2: 0; 2011 Qtr 3: 0; 2011 Qtr 4: 0 | 22000
0 | 212005-HVAC (Electric) |  | System | Commercial | 17-OFL-Office–Large-Cooling | 0 |  |  |  |  | 0.35 | 0.146 | 0 | 0 | 0 | 0.204 | 1 |  | kWh | 0.000331 | 0 | Commercial |  | Winter Only | [5 empty] | 15 | 0.64 |  |  |  | 0.25 | 33302 | 0 | 0 | 0 | 0 | 0 | 0 | 0 | 0 | 0 | 0 | 2009 Qtr 1: 33302; 2009 Qtr 2: 0; 2009 Qtr 3: 0; 2009 Qtr 4: 0; 2010 Qtr 1: 0; 2010 Qtr 2: 0; 2010 Qtr 3: 0; 2010 Qtr 4: 0; 2011 Qtr 1: 0; 2011 Qtr 2: 0; 2011 Qtr 3: 0; 2011 Qtr 4: 0 | 33302
0 | 212005-HVAC (Electric) |  | System | Commercial | 17-OFL-Office–Large-Cooling | 0 |  |  |  |  | 0.35 | 0.146 | 0 | 0 | 0 | 0.204 | 1 |  | kWh | 0.000331 | 0 | Commercial |  | Winter Only | [5 empty] | 15 | 0.64 |  |  |  | 0.25 | 31834 | 0 | 0 | 0 | 0 | 0 | 0 | 0 | 0 | 0 | 0 | 2009 Qtr 1: 31834; 2009 Qtr 2: 0; 2009 Qtr 3: 0; 2009 Qtr 4: 0; 2010 Qtr 1: 0; 2010 Qtr 2: 0; 2010 Qtr 3: 0; 2010 Qtr 4: 0; 2011 Qtr 1: 0; 2011 Qtr 2: 0; 2011 Qtr 3: 0; 2011 Qtr 4: 0 | 31834
0 | 212003-Lighting |  | System | Commercial | 17-OFL-Office–Large-IntLight | 0 |  |  |  |  | 0.225 | 0.153 | 0 | 0 | 0 | 0.071999 | 1 |  | kWh | 0.00017 | 0 | Commercial | [7 empty] | 15 | 0.64 |  |  |  | 0 | 102001 | 0 | 0 | 0 | 0 | 0 | 0 | 0 | 0 | 0 | 0 | 2009 Qtr 1: 102001; 2009 Qtr 2: 0; 2009 Qtr 3: 0; 2009 Qtr 4: 0; 2010 Qtr 1: 0; 2010 Qtr 2: 0; 2010 Qtr 3: 0; 2010 Qtr 4: 0; 2011 Qtr 1: 0; 2011 Qtr 2: 0; 2011 Qtr 3: 0; 2011 Qtr 4: 0 | 102001
0 | 212003-Lighting |  | System | Commercial | 17-OFL-Office–Large-IntLight | 0 |  |  |  |  | 0.225 | 0.153 | 0 | 0 | 0 | 0.071998 | 1 |  | kWh | 0.00017 | 0 | Commercial | [7 empty] | 15 | 0.64 |  |  |  | 0 | 12439 | 0 | 0 | 0 | 0 | 0 | 0 | 0 | 0 | 0 | 0 | 2009 Qtr 1: 12439; 2009 Qtr 2: 0; 2009 Qtr 3: 0; 2009 Qtr 4: 0; 2010 Qtr 1: 0; 2010 Qtr 2: 0; 2010 Qtr 3: 0; 2010 Qtr 4: 0; 2011 Qtr 1: 0; 2011 Qtr 2: 0; 2011 Qtr 3: 0; 2011 Qtr 4: 0 | 12439
0 | 212004-Other (Electric) |  | System | Commercial | 17-OFL-Office–Large-OffEquip | 0 |  |  |  |  | 0.17 | 0.24727 | 0 | 0 | 0 | -0.077273 | 1 |  | kWh | 7e-05 | 0 | Commercial |  | Annual | [5 empty] | 15 | 0.64 |  |  |  | 0 | 399432 | 0 | 0 | 0 | 0 | 0 | 0 | 0 | 0 | 0 | 0 | 2009 Qtr 1: 399432; 2009 Qtr 2: 0; 2009 Qtr 3: 0; 2009 Qtr 4: 0; 2010 Qtr 1: 0; 2010 Qtr 2: 0; 2010 Qtr 3: 0; 2010 Qtr 4: 0; 2011 Qtr 1: 0; 2011 Qtr 2: 0; 2011 Qtr 3: 0; 2011 Qtr 4: 0 | 399432
0 | 212006-Other Gas |  | System | Commercial | [6 empty] | 0.76 | 0 | 0 | 0 | 0 | 0.76 | 0 |  | 0 | 0 | 1 | Commercial |  | Annual | [5 empty] | 15 | 0.64 |  |  |  | 0 | 73532 | 0 | 0 | 0 | 0 | 0 | 0 | 0 | 0 | 0 | 0 | 2009 Qtr 1: 73532; 2009 Qtr 2: 0; 2009 Qtr 3: 0; 2009 Qtr 4: 0; 2010 Qtr 1: 0; 2010 Qtr 2: 0; 2010 Qtr 3: 0; 2010 Qtr 4: 0; 2011 Qtr 1: 0; 2011 Qtr 2: 0; 2011 Qtr 3: 0; 2011 Qtr 4: 0 | 73532
0 | 212003-Lighting |  | System | Commercial | 17-OFL-Office–Large-IntLight | 0 |  |  |  |  | 0.225 | 0.15 | 0 | 0 | 0 | 0.075 | 1 |  | kWh | 0.00017 | 0 | Commercial | [7 empty] | 15 | 0.64 |  |  |  | 0 | 161434 | 0 | 0 | 0 | 0 | 0 | 0 | 0 | 0 | 0 | 0 | 2009 Qtr 1: 0; 2009 Qtr 2: 0; 2009 Qtr 3: 0; 2009 Qtr 4: 161434; 2010 Qtr 1: 0; 2010 Qtr 2: 0; 2010 Qtr 3: 0; 2010 Qtr 4: 0; 2011 Qtr 1: 0; 2011 Qtr 2: 0; 2011 Qtr 3: 0; 2011 Qtr 4: 0 | 161434
0 | 212003-Lighting |  | System | Commercial | 17-OFL-Office–Large-IntLight | 0 |  |  |  |  | 0.225 | 0.12 | 0 | 0 | 0 | 0.105 | 1 |  | kWh | 0.00017 | 0 | Commercial | [7 empty] | 15 | 0.64 |  |  |  | 0 | 79515 | 0 | 0 | 0 | 0 | 0 | 0 | 0 | 0 | 0 | 0 | 2009 Qtr 1: 0; 2009 Qtr 2: 0; 2009 Qtr 3: 0; 2009 Qtr 4: 79515; 2010 Qtr 1: 0; 2010 Qtr 2: 0; 2010 Qtr 3: 0; 2010 Qtr 4: 0; 2011 Qtr 1: 0; 2011 Qtr 2: 0; 2011 Qtr 3: 0; 2011 Qtr 4: 0 | 79515
0 | 212003-Lighting |  | System | Commercial | 17-OFL-Office–Large-IntLight | 0 |  |  |  |  | 0.225 | 0.19288 | 0 | 0 | 0 | 0.03212 | 1 |  | kWh | 0.00017 | 0 | Commercial | [7 empty] | 15 | 0.64 |  |  |  | 0 | 28249 | 0 | 0 | 0 | 0 | 0 | 0 | 0 | 0 | 0 | 0 | 2009 Qtr 1: 28249; 2009 Qtr 2: 0; 2009 Qtr 3: 0; 2009 Qtr 4: 0; 2010 Qtr 1: 0; 2010 Qtr 2: 0; 2010 Qtr 3: 0; 2010 Qtr 4: 0; 2011 Qtr 1: 0; 2011 Qtr 2: 0; 2011 Qtr 3: 0; 2011 Qtr 4: 0 | 28249
0 | 212003-Lighting |  | System | Commercial | 17-OFL-Office–Large-IntLight | 0 |  |  |  |  | 0.225 | 0.19288 | 0 | 0 | 0 | 0.03212 | 1 |  | kWh | 0.00017 | 0 | Commercial | [7 empty] | 15 | 0.64 |  |  |  | 0 | 21351 | 0 | 0 | 0 | 0 | 0 | 0 | 0 | 0 | 0 | 0 | 2009 Qtr 1: 21351; 2009 Qtr 2: 0; 2009 Qtr 3: 0; 2009 Qtr 4: 0; 2010 Qtr 1: 0; 2010 Qtr 2: 0; 2010 Qtr 3: 0; 2010 Qtr 4: 0; 2011 Qtr 1: 0; 2011 Qtr 2: 0; 2011 Qtr 3: 0; 2011 Qtr 4: 0 | 21351
0 | 212003-Lighting |  | System | Commercial | 17-OFL-Office–Large-IntLight | 0 |  |  |  |  | 0.225 | 0.19288 | 0 | 0 | 0 | 0.03212 | 1 |  | kWh | 0.00017 | 0 | Commercial | [7 empty] | 15 | 0.64 |  |  |  | 0 | 105452 | 0 | 0 | 0 | 0 | 0 | 0 | 0 | 0 | 0 | 0 | 2009 Qtr 1: 0; 2009 Qtr 2: 0; 2009 Qtr 3: 0; 2009 Qtr 4: 105452; 2010 Qtr 1: 0; 2010 Qtr 2: 0; 2010 Qtr 3: 0; 2010 Qtr 4: 0; 2011 Qtr 1: 0; 2011 Qtr 2: 0; 2011 Qtr 3: 0; 2011 Qtr 4: 0 | 105452
0 | 212003-Lighting |  | System | Commercial | 17-OFL-Office–Large-IntLight | 0 |  |  |  |  | 0.225 | 0.155 | 0 | 0 | 0 | 0.07 | 1 |  | kWh | 0.00017 | 0 | Commercial | [7 empty] | 15 | 0.64 |  |  |  | 0 | 392781 | 0 | 0 | 0 | 0 | 0 | 0 | 0 | 0 | 0 | 0 | 2009 Qtr 1: 0; 2009 Qtr 2: 0; 2009 Qtr 3: 0; 2009 Qtr 4: 392781; 2010 Qtr 1: 0; 2010 Qtr 2: 0; 2010 Qtr 3: 0; 2010 Qtr 4: 0; 2011 Qtr 1: 0; 2011 Qtr 2: 0; 2011 Qtr 3: 0; 2011 Qtr 4: 0 | 392781
0 | 212003-Lighting |  | System | Commercial | 17-OFL-Office–Large-IntLight | 0 |  |  |  |  | 0.225 | 0.19288 | 0 | 0 | 0 | 0.03212 | 1 |  | kWh | 0.00017 | 0 | Commercial | [7 empty] | 15 | 0.64 |  |  |  | 0 | 104457 | 0 | 0 | 0 | 0 | 0 | 0 | 0 | 0 | 0 | 0 | 2009 Qtr 1: 0; 2009 Qtr 2: 0; 2009 Qtr 3: 0; 2009 Qtr 4: 104457; 2010 Qtr 1: 0; 2010 Qtr 2: 0; 2010 Qtr 3: 0; 2010 Qtr 4: 0; 2011 Qtr 1: 0; 2011 Qtr 2: 0; 2011 Qtr 3: 0; 2011 Qtr 4: 0 | 104457
0 | 212004-Other (Electric) |  | System | Commercial | 17-OFL-Office–Large-OffEquip | 0 |  |  |  |  | 0.17 | 0.13096 | 0 | 0 | 0 | 0.039042 | 1 |  | kWh | 7e-05 | 0 | Commercial |  | Annual | [5 empty] | 15 | 0.64 |  |  |  | 0 | 6024 | 0 | 0 | 0 | 0 | 0 | 0 | 0 | 0 | 0 | 0 | 2009 Qtr 1: 0; 2009 Qtr 2: 0; 2009 Qtr 3: 0; 2009 Qtr 4: 6024; 2010 Qtr 1: 0; 2010 Qtr 2: 0; 2010 Qtr 3: 0; 2010 Qtr 4: 0; 2011 Qtr 1: 0; 2011 Qtr 2: 0; 2011 Qtr 3: 0; 2011 Qtr 4: 0 | 6024
0 | 212003-Lighting |  | System | Commercial | 17-OFL-Office–Large-IntLight | 0 |  |  |  |  | 0.225 | 0.19288 | 0 | 0 | 0 | 0.03212 | 1 |  | kWh | 0.00017 | 0 | Commercial | [7 empty] | 15 | 0.64 |  |  |  | 0 | 31639 | 0 | 0 | 0 | 0 | 0 | 0 | 0 | 0 | 0 | 0 | 2009 Qtr 1: 0; 2009 Qtr 2: 0; 2009 Qtr 3: 0; 2009 Qtr 4: 31639; 2010 Qtr 1: 0; 2010 Qtr 2: 0; 2010 Qtr 3: 0; 2010 Qtr 4: 0; 2011 Qtr 1: 0; 2011 Qtr 2: 0; 2011 Qtr 3: 0; 2011 Qtr 4: 0 | 31639
0 | 212003-Lighting |  | System | Commercial | 17-OFL-Office–Large-IntLight | 0 |  |  |  |  | 0.225 | 0.15 | 0 | 0 | 0 | 0.075 | 1 |  | kWh | 0.00017 | 0 | Commercial | [7 empty] | 15 | 0.64 |  |  |  | 0 | 86623 | 0 | 0 | 0 | 0 | 0 | 0 | 0 | 0 | 0 | 0 | 2009 Qtr 1: 86623; 2009 Qtr 2: 0; 2009 Qtr 3: 0; 2009 Qtr 4: 0; 2010 Qtr 1: 0; 2010 Qtr 2: 0; 2010 Qtr 3: 0; 2010 Qtr 4: 0; 2011 Qtr 1: 0; 2011 Qtr 2: 0; 2011 Qtr 3: 0; 2011 Qtr 4: 0 | 86623
0 | 212003-Lighting |  | System | Commercial | 17-OFL-Office–Large-IntLight | 0 |  |  |  |  | 0.225 | 0.15 | 0 | 0 | 0 | 0.075 | 1 |  | kWh | 0.00017 | 0 | Commercial | [7 empty] | 15 | 0.64 |  |  |  | 0 | 51659 | 0 | 0 | 0 | 0 | 0 | 0 | 0 | 0 | 0 | 0 | 2009 Qtr 1: 51659; 2009 Qtr 2: 0; 2009 Qtr 3: 0; 2009 Qtr 4: 0; 2010 Qtr 1: 0; 2010 Qtr 2: 0; 2010 Qtr 3: 0; 2010 Qtr 4: 0; 2011 Qtr 1: 0; 2011 Qtr 2: 0; 2011 Qtr 3: 0; 2011 Qtr 4: 0 | 51659
0 | 212003-Lighting |  | System | Commercial | 17-OFL-Office–Large-IntLight | 0 |  |  |  |  | 0.225 | 0.15 | 0 | 0 | 0 | 0.075 | 1 |  | kWh | 0.00017 | 0 | Commercial | [7 empty] | 15 | 0.64 |  |  |  | 0 | 25096 | 0 | 0 | 0 | 0 | 0 | 0 | 0 | 0 | 0 | 0 | 2009 Qtr 1: 25096; 2009 Qtr 2: 0; 2009 Qtr 3: 0; 2009 Qtr 4: 0; 2010 Qtr 1: 0; 2010 Qtr 2: 0; 2010 Qtr 3: 0; 2010 Qtr 4: 0; 2011 Qtr 1: 0; 2011 Qtr 2: 0; 2011 Qtr 3: 0; 2011 Qtr 4: 0 | 25096
0 | 212003-Lighting |  | System | Commercial | 17-OFL-Office–Large-IntLight | 0 |  |  |  |  | 0.225 | 0.19288 | 0 | 0 | 0 | 0.03212 | 1 |  | kWh | 0.00017 | 0 | Commercial | [7 empty] | 15 | 0.64 |  |  |  | 0 | 38419 | 0 | 0 | 0 | 0 | 0 | 0 | 0 | 0 | 0 | 0 | 2009 Qtr 1: 0; 2009 Qtr 2: 0; 2009 Qtr 3: 0; 2009 Qtr 4: 38419; 2010 Qtr 1: 0; 2010 Qtr 2: 0; 2010 Qtr 3: 0; 2010 Qtr 4: 0; 2011 Qtr 1: 0; 2011 Qtr 2: 0; 2011 Qtr 3: 0; 2011 Qtr 4: 0 | 38419
0 | 212004-Other (Electric) |  | System | Commercial | 17-OFL-Office–Large-OffEquip | 0 |  |  |  |  | 0.17 | 0.11 | 0 | 0 | 0 | 0.06 | 1 |  | kWh | 7e-05 | 0 | Commercial |  | Annual | [5 empty] | 15 | 0.64 |  |  |  | 0 | 151188 | 0 | 0 | 0 | 0 | 0 | 0 | 0 | 0 | 0 | 0 | 2009 Qtr 1: 0; 2009 Qtr 2: 0; 2009 Qtr 3: 0; 2009 Qtr 4: 151188; 2010 Qtr 1: 0; 2010 Qtr 2: 0; 2010 Qtr 3: 0; 2010 Qtr 4: 0; 2011 Qtr 1: 0; 2011 Qtr 2: 0; 2011 Qtr 3: 0; 2011 Qtr 4: 0 | 151188
0 | 212004-Other (Electric) |  | System | Commercial | 17-OFL-Office–Large-OffEquip | 0 |  |  |  |  | 0.17 | 0.11 | 0 | 0 | 0 | 0.06 | 1 |  | kWh | 7e-05 | 0 | Commercial |  | Annual | [5 empty] | 15 | 0.64 |  |  |  | 0 | 98601 | 0 | 0 | 0 | 0 | 0 | 0 | 0 | 0 | 0 | 0 | 2009 Qtr 1: 0; 2009 Qtr 2: 0; 2009 Qtr 3: 0; 2009 Qtr 4: 98601; 2010 Qtr 1: 0; 2010 Qtr 2: 0; 2010 Qtr 3: 0; 2010 Qtr 4: 0; 2011 Qtr 1: 0; 2011 Qtr 2: 0; 2011 Qtr 3: 0; 2011 Qtr 4: 0 | 98601
0 | 212005-HVAC (Electric) |  | System | Commercial | 17-OFL-Office–Large-Cooling | 0 |  |  |  |  | 0.35 | 0.10268 | 0 | 0 | 0 | 0.24732 | 1 |  | kWh | 0.000331 | 0 | Commercial |  | Winter Only | [5 empty] | 15 | 0.64 |  |  |  | 0.25 | 4283 | 0 | 0 | 0 | 0 | 0 | 0 | 0 | 0 | 0 | 0 | 2009 Qtr 1: 0; 2009 Qtr 2: 0; 2009 Qtr 3: 0; 2009 Qtr 4: 4283; 2010 Qtr 1: 0; 2010 Qtr 2: 0; 2010 Qtr 3: 0; 2010 Qtr 4: 0; 2011 Qtr 1: 0; 2011 Qtr 2: 0; 2011 Qtr 3: 0; 2011 Qtr 4: 0 | 4283
0 | 212003-Lighting |  | System | Commercial | 17-OFL-Office–Large-IntLight | 0 |  |  |  |  | 0.225 | 0.15 | 0 | 0 | 0 | 0.075 | 1 |  | kWh | 0.00017 | 0 | Commercial | [7 empty] | 15 | 0.64 |  |  |  | 0 | 295305 | 0 | 0 | 0 | 0 | 0 | 0 | 0 | 0 | 0 | 0 | 2009 Qtr 1: 0; 2009 Qtr 2: 0; 2009 Qtr 3: 0; 2009 Qtr 4: 295305; 2010 Qtr 1: 0; 2010 Qtr 2: 0; 2010 Qtr 3: 0; 2010 Qtr 4: 0; 2011 Qtr 1: 0; 2011 Qtr 2: 0; 2011 Qtr 3: 0; 2011 Qtr 4: 0 | 295305
0 | 212003-Lighting |  | System | Commercial | 17-OFL-Office–Large-IntLight | 0 |  |  |  |  | 0.225 | 0.17 | 0 | 0 | 0 | 0.055 | 1 |  | kWh | 0.00017 | 0 | Commercial | [7 empty] | 15 | 0.64 |  |  |  | 0 | 888343 | 0 | 0 | 0 | 0 | 0 | 0 | 0 | 0 | 0 | 0 | 2009 Qtr 1: 888343; 2009 Qtr 2: 0; 2009 Qtr 3: 0; 2009 Qtr 4: 0; 2010 Qtr 1: 0; 2010 Qtr 2: 0; 2010 Qtr 3: 0; 2010 Qtr 4: 0; 2011 Qtr 1: 0; 2011 Qtr 2: 0; 2011 Qtr 3: 0; 2011 Qtr 4: 0 | 888343
0 | 212003-Lighting |  | System | Commercial | 17-OFL-Office–Large-IntLight | 0 |  |  |  |  | 0.225 | 0.19288 | 0 | 0 | 0 | 0.03212 | 1 |  | kWh | 0.00017 | 0 | Commercial | [7 empty] | 15 | 0.64 |  |  |  | 0 | 130920 | 0 | 0 | 0 | 0 | 0 | 0 | 0 | 0 | 0 | 0 | 2009 Qtr 1: 0; 2009 Qtr 2: 0; 2009 Qtr 3: 0; 2009 Qtr 4: 130920; 2010 Qtr 1: 0; 2010 Qtr 2: 0; 2010 Qtr 3: 0; 2010 Qtr 4: 0; 2011 Qtr 1: 0; 2011 Qtr 2: 0; 2011 Qtr 3: 0; 2011 Qtr 4: 0 | 130920
0 | 212003-Lighting |  | System | Commercial | 17-OFL-Office–Large-IntLight | 0 |  |  |  |  | 0.225 | 0.15 | 0 | 0 | 0 | 0.075 | 1 |  | kWh | 0.00017 | 0 | Commercial | [7 empty] | 15 | 0.64 |  |  |  | 0 | 787804 | 0 | 0 | 0 | 0 | 0 | 0 | 0 | 0 | 0 | 0 | 2009 Qtr 1: 0; 2009 Qtr 2: 0; 2009 Qtr 3: 0; 2009 Qtr 4: 787804; 2010 Qtr 1: 0; 2010 Qtr 2: 0; 2010 Qtr 3: 0; 2010 Qtr 4: 0; 2011 Qtr 1: 0; 2011 Qtr 2: 0; 2011 Qtr 3: 0; 2011 Qtr 4: 0 | 787804
0 | 212003-Lighting |  | System | Commercial | 17-OFL-Office–Large-IntLight | 0 |  |  |  |  | 0.225 | 0.15 | 0 | 0 | 0 | 0.075 | 1 |  | kWh | 0.00017 | 0 | Commercial | [7 empty] | 15 | 0.64 |  |  |  | 0 | 90560 | 0 | 0 | 0 | 0 | 0 | 0 | 0 | 0 | 0 | 0 | 2009 Qtr 1: 90560; 2009 Qtr 2: 0; 2009 Qtr 3: 0; 2009 Qtr 4: 0; 2010 Qtr 1: 0; 2010 Qtr 2: 0; 2010 Qtr 3: 0; 2010 Qtr 4: 0; 2011 Qtr 1: 0; 2011 Qtr 2: 0; 2011 Qtr 3: 0; 2011 Qtr 4: 0 | 90560
0 | 212003-Lighting |  | System | Commercial | 17-OFL-Office–Large-IntLight | 0 |  |  |  |  | 0.225 | 0.15 | 0 | 0 | 0 | 0.075002 | 1 |  | kWh | 0.00017 | 0 | Commercial | [7 empty] | 15 | 0.64 |  |  |  | 0 | 36900 | 0 | 0 | 0 | 0 | 0 | 0 | 0 | 0 | 0 | 0 | 2009 Qtr 1: 36900; 2009 Qtr 2: 0; 2009 Qtr 3: 0; 2009 Qtr 4: 0; 2010 Qtr 1: 0; 2010 Qtr 2: 0; 2010 Qtr 3: 0; 2010 Qtr 4: 0; 2011 Qtr 1: 0; 2011 Qtr 2: 0; 2011 Qtr 3: 0; 2011 Qtr 4: 0 | 36900
0 | 212003-Lighting |  | System | Commercial | 17-OFL-Office–Large-IntLight | 0 |  |  |  |  | 0.225 | 0.19288 | 0 | 0 | 0 | 0.03212 | 1 |  | kWh | 0.00017 | 0 | Commercial | [7 empty] | 15 | 0.64 |  |  |  | 0 | 59808 | 0 | 0 | 0 | 0 | 0 | 0 | 0 | 0 | 0 | 0 | 2009 Qtr 1: 59808; 2009 Qtr 2: 0; 2009 Qtr 3: 0; 2009 Qtr 4: 0; 2010 Qtr 1: 0; 2010 Qtr 2: 0; 2010 Qtr 3: 0; 2010 Qtr 4: 0; 2011 Qtr 1: 0; 2011 Qtr 2: 0; 2011 Qtr 3: 0; 2011 Qtr 4: 0 | 59808
0 | 212003-Lighting |  | System | Commercial | 17-OFL-Office–Large-IntLight | 0 |  |  |  |  | 0.225 | 0.19288 | 0 | 0 | 0 | 0.032121 | 1 |  | kWh | 0.00017 | 0 | Commercial | [7 empty] | 15 | 0.64 |  |  |  | 0 | 55692 | 0 | 0 | 0 | 0 | 0 | 0 | 0 | 0 | 0 | 0 | 2009 Qtr 1: 55692; 2009 Qtr 2: 0; 2009 Qtr 3: 0; 2009 Qtr 4: 0; 2010 Qtr 1: 0; 2010 Qtr 2: 0; 2010 Qtr 3: 0; 2010 Qtr 4: 0; 2011 Qtr 1: 0; 2011 Qtr 2: 0; 2011 Qtr 3: 0; 2011 Qtr 4: 0 | 55692
0 | 212003-Lighting |  | System | Commercial | 17-OFL-Office–Large-IntLight | 0 |  |  |  |  | 0.225 | 0.12 | 0 | 0 | 0 | 0.105 | 1 |  | kWh | 0.00017 | 0 | Commercial | [7 empty] | 15 | 0.64 |  |  |  | 0 | 116094 | 0 | 0 | 0 | 0 | 0 | 0 | 0 | 0 | 0 | 0 | 2009 Qtr 1: 116094; 2009 Qtr 2: 0; 2009 Qtr 3: 0; 2009 Qtr 4: 0; 2010 Qtr 1: 0; 2010 Qtr 2: 0; 2010 Qtr 3: 0; 2010 Qtr 4: 0; 2011 Qtr 1: 0; 2011 Qtr 2: 0; 2011 Qtr 3: 0; 2011 Qtr 4: 0 | 116094
0 | 212003-Lighting |  | System | Commercial | 17-OFL-Office–Large-IntLight | 0 |  |  |  |  | 0.225 | 0.12 | 0 | 0 | 0 | 0.105 | 1 |  | kWh | 0.00017 | 0 | Commercial | [7 empty] | 15 | 0.64 |  |  |  | 0 | 51129 | 0 | 0 | 0 | 0 | 0 | 0 | 0 | 0 | 0 | 0 | 2009 Qtr 1: 51129; 2009 Qtr 2: 0; 2009 Qtr 3: 0; 2009 Qtr 4: 0; 2010 Qtr 1: 0; 2010 Qtr 2: 0; 2010 Qtr 3: 0; 2010 Qtr 4: 0; 2011 Qtr 1: 0; 2011 Qtr 2: 0; 2011 Qtr 3: 0; 2011 Qtr 4: 0 | 51129
0 | 212003-Lighting |  | System | Commercial | 17-OFL-Office–Large-IntLight | 0 |  |  |  |  | 0.225 | 0.12 | 0 | 0 | 0 | 0.105 | 1 |  | kWh | 0.00017 | 0 | Commercial | [7 empty] | 15 | 0.64 |  |  |  | 0 | 94838 | 0 | 0 | 0 | 0 | 0 | 0 | 0 | 0 | 0 | 0 | 2009 Qtr 1: 94838; 2009 Qtr 2: 0; 2009 Qtr 3: 0; 2009 Qtr 4: 0; 2010 Qtr 1: 0; 2010 Qtr 2: 0; 2010 Qtr 3: 0; 2010 Qtr 4: 0; 2011 Qtr 1: 0; 2011 Qtr 2: 0; 2011 Qtr 3: 0; 2011 Qtr 4: 0 | 94838
0 | 212003-Lighting |  | System | Commercial | 17-OFL-Office–Large-IntLight | 0 |  |  |  |  | 0.225 | 0.12 | 0 | 0 | 0 | 0.105 | 1 |  | kWh | 0.00017 | 0 | Commercial | [7 empty] | 15 | 0.64 |  |  |  | 0 | 40756 | 0 | 0 | 0 | 0 | 0 | 0 | 0 | 0 | 0 | 0 | 2009 Qtr 1: 40756; 2009 Qtr 2: 0; 2009 Qtr 3: 0; 2009 Qtr 4: 0; 2010 Qtr 1: 0; 2010 Qtr 2: 0; 2010 Qtr 3: 0; 2010 Qtr 4: 0; 2011 Qtr 1: 0; 2011 Qtr 2: 0; 2011 Qtr 3: 0; 2011 Qtr 4: 0 | 40756
0 | 212003-Lighting |  | System | Commercial | 17-OFL-Office–Large-IntLight | 0 |  |  |  |  | 0.225 | 0.12 | 0 | 0 | 0 | 0.105 | 1 |  | kWh | 0.00017 | 0 | Commercial | [7 empty] | 15 | 0.64 |  |  |  | 0 | 207824 | 0 | 0 | 0 | 0 | 0 | 0 | 0 | 0 | 0 | 0 | 2009 Qtr 1: 207824; 2009 Qtr 2: 0; 2009 Qtr 3: 0; 2009 Qtr 4: 0; 2010 Qtr 1: 0; 2010 Qtr 2: 0; 2010 Qtr 3: 0; 2010 Qtr 4: 0; 2011 Qtr 1: 0; 2011 Qtr 2: 0; 2011 Qtr 3: 0; 2011 Qtr 4: 0 | 207824
0 | 212004-Other (Electric) |  | System | Commercial | 17-OFL-Office–Large-OffEquip | 0 |  |  |  |  | 0.17 | 0.1 | 0 | 0 | 0 | 0.07 | 1 |  | kWh | 7e-05 | 0 | Commercial |  | Annual | [5 empty] | 15 | 0.64 |  |  |  | 0 | 56876 | 0 | 0 | 0 | 0 | 0 | 0 | 0 | 0 | 0 | 0 | 2009 Qtr 1: 0; 2009 Qtr 2: 0; 2009 Qtr 3: 0; 2009 Qtr 4: 56876; 2010 Qtr 1: 0; 2010 Qtr 2: 0; 2010 Qtr 3: 0; 2010 Qtr 4: 0; 2011 Qtr 1: 0; 2011 Qtr 2: 0; 2011 Qtr 3: 0; 2011 Qtr 4: 0 | 56876
0 | 212003-Lighting |  | System | Commercial | 17-OFL-Office–Large-IntLight | 0 |  |  |  |  | 0.225 | 0.15 | 0 | 0 | 0 | 0.075 | 1 |  | kWh | 0.00017 | 0 | Commercial | [7 empty] | 15 | 0.64 |  |  |  | 0 | 560872 | 0 | 0 | 0 | 0 | 0 | 0 | 0 | 0 | 0 | 0 | 2009 Qtr 1: 0; 2009 Qtr 2: 0; 2009 Qtr 3: 0; 2009 Qtr 4: 560872; 2010 Qtr 1: 0; 2010 Qtr 2: 0; 2010 Qtr 3: 0; 2010 Qtr 4: 0; 2011 Qtr 1: 0; 2011 Qtr 2: 0; 2011 Qtr 3: 0; 2011 Qtr 4: 0 | 560872
0 | 212003-Lighting |  | System | Commercial | 17-OFL-Office–Large-IntLight | 0 |  |  |  |  | 0.225 | 0.15 | 0 | 0 | 0 | 0.074997 | 1 |  | kWh | 0.00017 | 0 | Commercial | [7 empty] | 15 | 0.64 |  |  |  | 0 | 7533 | 0 | 0 | 0 | 0 | 0 | 0 | 0 | 0 | 0 | 0 | 2009 Qtr 1: 0; 2009 Qtr 2: 0; 2009 Qtr 3: 0; 2009 Qtr 4: 7533; 2010 Qtr 1: 0; 2010 Qtr 2: 0; 2010 Qtr 3: 0; 2010 Qtr 4: 0; 2011 Qtr 1: 0; 2011 Qtr 2: 0; 2011 Qtr 3: 0; 2011 Qtr 4: 0 | 7533
0 | 212003-Lighting |  | System | Commercial | 17-OFL-Office–Large-IntLight | 0 |  |  |  |  | 0.225 | 0.12 | 0 | 0 | 0 | 0.105 | 1 |  | kWh | 0.00017 | 0 | Commercial | [7 empty] | 15 | 0.64 |  |  |  | 0 | 43641 | 0 | 0 | 0 | 0 | 0 | 0 | 0 | 0 | 0 | 0 | 2009 Qtr 1: 43641; 2009 Qtr 2: 0; 2009 Qtr 3: 0; 2009 Qtr 4: 0; 2010 Qtr 1: 0; 2010 Qtr 2: 0; 2010 Qtr 3: 0; 2010 Qtr 4: 0; 2011 Qtr 1: 0; 2011 Qtr 2: 0; 2011 Qtr 3: 0; 2011 Qtr 4: 0 | 43641
0 | 212003-Lighting |  | System | Commercial | 17-OFL-Office–Large-IntLight | 0 |  |  |  |  | 0.225 | 0.12 | 0 | 0 | 0 | 0.105 | 1 |  | kWh | 0.00017 | 0 | Commercial | [7 empty] | 15 | 0.64 |  |  |  | 0 | 18020 | 0 | 0 | 0 | 0 | 0 | 0 | 0 | 0 | 0 | 0 | 2009 Qtr 1: 18020; 2009 Qtr 2: 0; 2009 Qtr 3: 0; 2009 Qtr 4: 0; 2010 Qtr 1: 0; 2010 Qtr 2: 0; 2010 Qtr 3: 0; 2010 Qtr 4: 0; 2011 Qtr 1: 0; 2011 Qtr 2: 0; 2011 Qtr 3: 0; 2011 Qtr 4: 0 | 18020
0 | 212003-Lighting |  | System | Commercial | 17-OFL-Office–Large-IntLight | 0 |  |  |  |  | 0.225 | 0.12 | 0 | 0 | 0 | 0.105 | 1 |  | kWh | 0.00017 | 0 | Commercial | [7 empty] | 15 | 0.64 |  |  |  | 0 | 13139 | 0 | 0 | 0 | 0 | 0 | 0 | 0 | 0 | 0 | 0 | 2009 Qtr 1: 13139; 2009 Qtr 2: 0; 2009 Qtr 3: 0; 2009 Qtr 4: 0; 2010 Qtr 1: 0; 2010 Qtr 2: 0; 2010 Qtr 3: 0; 2010 Qtr 4: 0; 2011 Qtr 1: 0; 2011 Qtr 2: 0; 2011 Qtr 3: 0; 2011 Qtr 4: 0 | 13139
0 | 212003-Lighting |  | System | Commercial | 17-OFL-Office–Large-IntLight | 0 |  |  |  |  | 0.225 | 0.12 | 0 | 0 | 0 | 0.105 | 1 |  | kWh | 0.00017 | 0 | Commercial | [7 empty] | 15 | 0.64 |  |  |  | 0 | 304621 | 0 | 0 | 0 | 0 | 0 | 0 | 0 | 0 | 0 | 0 | 2009 Qtr 1: 304621; 2009 Qtr 2: 0; 2009 Qtr 3: 0; 2009 Qtr 4: 0; 2010 Qtr 1: 0; 2010 Qtr 2: 0; 2010 Qtr 3: 0; 2010 Qtr 4: 0; 2011 Qtr 1: 0; 2011 Qtr 2: 0; 2011 Qtr 3: 0; 2011 Qtr 4: 0 | 304621
0 | 212003-Lighting |  | System | Commercial | 17-OFL-Office–Large-IntLight | 0 |  |  |  |  | 0.225 | 0.11999 | 0 | 0 | 0 | 0.10501 | 1 |  | kWh | 0.00017 | 0 | Commercial | [7 empty] | 15 | 0.64 |  |  |  | 0 | 2628 | 0 | 0 | 0 | 0 | 0 | 0 | 0 | 0 | 0 | 0 | 2009 Qtr 1: 2628; 2009 Qtr 2: 0; 2009 Qtr 3: 0; 2009 Qtr 4: 0; 2010 Qtr 1: 0; 2010 Qtr 2: 0; 2010 Qtr 3: 0; 2010 Qtr 4: 0; 2011 Qtr 1: 0; 2011 Qtr 2: 0; 2011 Qtr 3: 0; 2011 Qtr 4: 0 | 2628
0 | 212003-Lighting |  | System | Commercial | 17-OFL-Office–Large-IntLight | 0 |  |  |  |  | 0.225 | 0.15 | 0 | 0 | 0 | 0.075 | 1 |  | kWh | 0.00017 | 0 | Commercial | [7 empty] | 15 | 0.64 |  |  |  | 0 | 287816 | 0 | 0 | 0 | 0 | 0 | 0 | 0 | 0 | 0 | 0 | 2009 Qtr 1: 287816; 2009 Qtr 2: 0; 2009 Qtr 3: 0; 2009 Qtr 4: 0; 2010 Qtr 1: 0; 2010 Qtr 2: 0; 2010 Qtr 3: 0; 2010 Qtr 4: 0; 2011 Qtr 1: 0; 2011 Qtr 2: 0; 2011 Qtr 3: 0; 2011 Qtr 4: 0 | 287816
0 | 212003-Lighting |  | System | Commercial | 17-OFL-Office–Large-IntLight | 0 |  |  |  |  | 0.225 | 0.19288 | 0 | 0 | 0 | 0.032124 | 1 |  | kWh | 0.00017 | 0 | Commercial | [7 empty] | 15 | 0.64 |  |  |  | 0 | 18080 | 0 | 0 | 0 | 0 | 0 | 0 | 0 | 0 | 0 | 0 | 2009 Qtr 1: 0; 2009 Qtr 2: 0; 2009 Qtr 3: 0; 2009 Qtr 4: 18080; 2010 Qtr 1: 0; 2010 Qtr 2: 0; 2010 Qtr 3: 0; 2010 Qtr 4: 0; 2011 Qtr 1: 0; 2011 Qtr 2: 0; 2011 Qtr 3: 0; 2011 Qtr 4: 0 | 18080
0 | 212004-Other (Electric) |  | System | Commercial | 17-OFL-Office–Large-OffEquip | 0 |  |  |  |  | 0.17 | 0.11 | 0 | 0 | 0 | 0.06 | 1 |  | kWh | 7e-05 | 0 | Commercial |  | Annual | [5 empty] | 15 | 0.64 |  |  |  | 0 | 1314680 | 0 | 0 | 0 | 0 | 0 | 0 | 0 | 0 | 0 | 0 | 2009 Qtr 1: 1314680; 2009 Qtr 2: 0; 2009 Qtr 3: 0; 2009 Qtr 4: 0; 2010 Qtr 1: 0; 2010 Qtr 2: 0; 2010 Qtr 3: 0; 2010 Qtr 4: 0; 2011 Qtr 1: 0; 2011 Qtr 2: 0; 2011 Qtr 3: 0; 2011 Qtr 4: 0 | 1314680
0 | 212003-Lighting |  | System | Commercial | 17-OFL-Office–Large-IntLight | 0 |  |  |  |  | 0.225 | 0.19288 | 0 | 0 | 0 | 0.032119 | 1 |  | kWh | 0.00017 | 0 | Commercial | [7 empty] | 15 | 0.64 |  |  |  | 0 | 88208 | 0 | 0 | 0 | 0 | 0 | 0 | 0 | 0 | 0 | 0 | 2009 Qtr 1: 0; 2009 Qtr 2: 0; 2009 Qtr 3: 0; 2009 Qtr 4: 88208; 2010 Qtr 1: 0; 2010 Qtr 2: 0; 2010 Qtr 3: 0; 2010 Qtr 4: 0; 2011 Qtr 1: 0; 2011 Qtr 2: 0; 2011 Qtr 3: 0; 2011 Qtr 4: 0 | 88208
0 | 212003-Lighting |  | System | Commercial | 17-OFL-Office–Large-IntLight | 0 |  |  |  |  | 0.225 | 0.19288 | 0 | 0 | 0 | 0.03212 | 1 |  | kWh | 0.00017 | 0 | Commercial | [7 empty] | 15 | 0.64 |  |  |  | 0 | 83798 | 0 | 0 | 0 | 0 | 0 | 0 | 0 | 0 | 0 | 0 | 2009 Qtr 1: 0; 2009 Qtr 2: 0; 2009 Qtr 3: 0; 2009 Qtr 4: 83798; 2010 Qtr 1: 0; 2010 Qtr 2: 0; 2010 Qtr 3: 0; 2010 Qtr 4: 0; 2011 Qtr 1: 0; 2011 Qtr 2: 0; 2011 Qtr 3: 0; 2011 Qtr 4: 0 | 83798
0 | 212003-Lighting |  | System | Commercial | 17-OFL-Office–Large-IntLight | 0 |  |  |  |  | 0.225 | 0.19288 | 0 | 0 | 0 | 0.03212 | 1 |  | kWh | 0.00017 | 0 | Commercial | [7 empty] | 15 | 0.64 |  |  |  | 0 | 354574 | 0 | 0 | 0 | 0 | 0 | 0 | 0 | 0 | 0 | 0 | 2009 Qtr 1: 0; 2009 Qtr 2: 0; 2009 Qtr 3: 0; 2009 Qtr 4: 354574; 2010 Qtr 1: 0; 2010 Qtr 2: 0; 2010 Qtr 3: 0; 2010 Qtr 4: 0; 2011 Qtr 1: 0; 2011 Qtr 2: 0; 2011 Qtr 3: 0; 2011 Qtr 4: 0 | 354574
0 | 212003-Lighting |  | System | Commercial | 17-OFL-Office–Large-IntLight | 0 |  |  |  |  | 0.225 | 0.14988 | 0 | 0 | 0 | 0.07512 | 1 |  | kWh | 0.00017 | 0 | Commercial | [7 empty] | 15 | 0.64 |  |  |  | 0 | 34909 | 0 | 0 | 0 | 0 | 0 | 0 | 0 | 0 | 0 | 0 | 2009 Qtr 1: 34909; 2009 Qtr 2: 0; 2009 Qtr 3: 0; 2009 Qtr 4: 0; 2010 Qtr 1: 0; 2010 Qtr 2: 0; 2010 Qtr 3: 0; 2010 Qtr 4: 0; 2011 Qtr 1: 0; 2011 Qtr 2: 0; 2011 Qtr 3: 0; 2011 Qtr 4: 0 | 34909
0 | 212003-Lighting |  | System | Commercial | 17-OFL-Office–Large-IntLight | 0 |  |  |  |  | 0.225 | 0.153 | 0 | 0 | 0 | 0.071999 | 1 |  | kWh | 0.00017 | 0 | Commercial | [7 empty] | 15 | 0.64 |  |  |  | 0 | 60673 | 0 | 0 | 0 | 0 | 0 | 0 | 0 | 0 | 0 | 0 | 2009 Qtr 1: 60673; 2009 Qtr 2: 0; 2009 Qtr 3: 0; 2009 Qtr 4: 0; 2010 Qtr 1: 0; 2010 Qtr 2: 0; 2010 Qtr 3: 0; 2010 Qtr 4: 0; 2011 Qtr 1: 0; 2011 Qtr 2: 0; 2011 Qtr 3: 0; 2011 Qtr 4: 0 | 60673
0 | 212004-Other (Electric) |  | System | Commercial | 17-OFL-Office–Large-OffEquip | 0 |  |  |  |  | 0.17 | 0.11 | 0 | 0 | 0 | 0.06 | 1 |  | kWh | 7e-05 | 0 | Commercial |  | Annual | [5 empty] | 15 | 0.64 |  |  |  | 0 | 82167 | 0 | 0 | 0 | 0 | 0 | 0 | 0 | 0 | 0 | 0 | 2009 Qtr 1: 82167; 2009 Qtr 2: 0; 2009 Qtr 3: 0; 2009 Qtr 4: 0; 2010 Qtr 1: 0; 2010 Qtr 2: 0; 2010 Qtr 3: 0; 2010 Qtr 4: 0; 2011 Qtr 1: 0; 2011 Qtr 2: 0; 2011 Qtr 3: 0; 2011 Qtr 4: 0 | 82167
0 | 212003-Lighting |  | System | Commercial | 17-OFL-Office–Large-IntLight | 0 |  |  |  |  | 0.225 | 0.19288 | 0 | 0 | 0 | 0.03212 | 1 |  | kWh | 0.00017 | 0 | Commercial | [7 empty] | 15 | 0.64 |  |  |  | 0 | 83566 | 0 | 0 | 0 | 0 | 0 | 0 | 0 | 0 | 0 | 0 | 2009 Qtr 1: 83566; 2009 Qtr 2: 0; 2009 Qtr 3: 0; 2009 Qtr 4: 0; 2010 Qtr 1: 0; 2010 Qtr 2: 0; 2010 Qtr 3: 0; 2010 Qtr 4: 0; 2011 Qtr 1: 0; 2011 Qtr 2: 0; 2011 Qtr 3: 0; 2011 Qtr 4: 0 | 83566
0 | 212003-Lighting |  | System | Commercial | 17-OFL-Office–Large-IntLight | 0 |  |  |  |  | 0.225 | 0.19288 | 0 | 0 | 0 | 0.03212 | 1 |  | kWh | 0.00017 | 0 | Commercial | [7 empty] | 15 | 0.64 |  |  |  | 0 | 210228 | 0 | 0 | 0 | 0 | 0 | 0 | 0 | 0 | 0 | 0 | 2009 Qtr 1: 210228; 2009 Qtr 2: 0; 2009 Qtr 3: 0; 2009 Qtr 4: 0; 2010 Qtr 1: 0; 2010 Qtr 2: 0; 2010 Qtr 3: 0; 2010 Qtr 4: 0; 2011 Qtr 1: 0; 2011 Qtr 2: 0; 2011 Qtr 3: 0; 2011 Qtr 4: 0 | 210228
0 | 212005-HVAC (Electric) |  | System | Commercial | 17-OFL-Office–Large-Cooling | 0 |  |  |  |  | 0.35 | 0.146 | 0 | 0 | 0 | 0.204 | 1 |  | kWh | 0.000331 | 0 | Commercial |  | Winter Only | [5 empty] | 15 | 0.64 |  |  |  | 0.25 | 43125 | 0 | 0 | 0 | 0 | 0 | 0 | 0 | 0 | 0 | 0 | 2009 Qtr 1: 0; 2009 Qtr 2: 0; 2009 Qtr 3: 0; 2009 Qtr 4: 43125; 2010 Qtr 1: 0; 2010 Qtr 2: 0; 2010 Qtr 3: 0; 2010 Qtr 4: 0; 2011 Qtr 1: 0; 2011 Qtr 2: 0; 2011 Qtr 3: 0; 2011 Qtr 4: 0 | 43125
0 | 212003-Lighting |  | System | Commercial | 17-OFL-Office–Large-IntLight | 0 |  |  |  |  | 0.225 | 0.19 | 0 | 0 | 0 | 0.035 | 1 |  | kWh | 0.00017 | 0 | Commercial | [7 empty] | 15 | 0.64 |  |  |  | 0 | 36792 | 0 | 0 | 0 | 0 | 0 | 0 | 0 | 0 | 0 | 0 | 2009 Qtr 1: 0; 2009 Qtr 2: 0; 2009 Qtr 3: 0; 2009 Qtr 4: 36792; 2010 Qtr 1: 0; 2010 Qtr 2: 0; 2010 Qtr 3: 0; 2010 Qtr 4: 0; 2011 Qtr 1: 0; 2011 Qtr 2: 0; 2011 Qtr 3: 0; 2011 Qtr 4: 0 | 36792
0 | 212003-Lighting |  | System | Commercial | 17-OFL-Office–Large-IntLight | 0 |  |  |  |  | 0.225 | 0.18999 | 0 | 0 | 0 | 0.035012 | 1 |  | kWh | 0.00017 | 0 | Commercial | [7 empty] | 15 | 0.64 |  |  |  | 0 | 6880 | 0 | 0 | 0 | 0 | 0 | 0 | 0 | 0 | 0 | 0 | 2009 Qtr 1: 0; 2009 Qtr 2: 0; 2009 Qtr 3: 0; 2009 Qtr 4: 6880; 2010 Qtr 1: 0; 2010 Qtr 2: 0; 2010 Qtr 3: 0; 2010 Qtr 4: 0; 2011 Qtr 1: 0; 2011 Qtr 2: 0; 2011 Qtr 3: 0; 2011 Qtr 4: 0 | 6880
0 | 212003-Lighting |  | System | Commercial | 17-OFL-Office–Large-IntLight | 0 |  |  |  |  | 0.225 | 0.19 | 0 | 0 | 0 | 0.035 | 1 |  | kWh | 0.00017 | 0 | Commercial | [7 empty] | 15 | 0.64 |  |  |  | 0 | 16380 | 0 | 0 | 0 | 0 | 0 | 0 | 0 | 0 | 0 | 0 | 2009 Qtr 1: 0; 2009 Qtr 2: 0; 2009 Qtr 3: 0; 2009 Qtr 4: 16380; 2010 Qtr 1: 0; 2010 Qtr 2: 0; 2010 Qtr 3: 0; 2010 Qtr 4: 0; 2011 Qtr 1: 0; 2011 Qtr 2: 0; 2011 Qtr 3: 0; 2011 Qtr 4: 0 | 16380
0 | 212003-Lighting |  | System | Commercial | 17-OFL-Office–Large-IntLight | 0 |  |  |  |  | 0.225 | 0.19 | 0 | 0 | 0 | 0.035 | 1 |  | kWh | 0.00017 | 0 | Commercial | [7 empty] | 15 | 0.64 |  |  |  | 0 | 12120 | 0 | 0 | 0 | 0 | 0 | 0 | 0 | 0 | 0 | 0 | 2009 Qtr 1: 0; 2009 Qtr 2: 0; 2009 Qtr 3: 0; 2009 Qtr 4: 12120; 2010 Qtr 1: 0; 2010 Qtr 2: 0; 2010 Qtr 3: 0; 2010 Qtr 4: 0; 2011 Qtr 1: 0; 2011 Qtr 2: 0; 2011 Qtr 3: 0; 2011 Qtr 4: 0 | 12120
0 | 212003-Lighting |  | System | Commercial | 17-OFL-Office–Large-IntLight | 0 |  |  |  |  | 0.225 | 0.19 | 0 | 0 | 0 | 0.035 | 1 |  | kWh | 0.00017 | 0 | Commercial | [7 empty] | 15 | 0.64 |  |  |  | 0 | 810 | 0 | 0 | 0 | 0 | 0 | 0 | 0 | 0 | 0 | 0 | 2009 Qtr 1: 0; 2009 Qtr 2: 0; 2009 Qtr 3: 0; 2009 Qtr 4: 810; 2010 Qtr 1: 0; 2010 Qtr 2: 0; 2010 Qtr 3: 0; 2010 Qtr 4: 0; 2011 Qtr 1: 0; 2011 Qtr 2: 0; 2011 Qtr 3: 0; 2011 Qtr 4: 0 | 810
0 | 212003-Lighting |  | System | Commercial | 17-OFL-Office–Large-IntLight | 0 |  |  |  |  | 0.225 | 0.19 | 0 | 0 | 0 | 0.035 | 1 |  | kWh | 0.00017 | 0 | Commercial | [7 empty] | 15 | 0.64 |  |  |  | 0 | 7272 | 0 | 0 | 0 | 0 | 0 | 0 | 0 | 0 | 0 | 0 | 2009 Qtr 1: 0; 2009 Qtr 2: 0; 2009 Qtr 3: 0; 2009 Qtr 4: 7272; 2010 Qtr 1: 0; 2010 Qtr 2: 0; 2010 Qtr 3: 0; 2010 Qtr 4: 0; 2011 Qtr 1: 0; 2011 Qtr 2: 0; 2011 Qtr 3: 0; 2011 Qtr 4: 0 | 7272
0 | 212003-Lighting |  | System | Commercial | 17-OFL-Office–Large-IntLight | 0 |  |  |  |  | 0.225 | 0.19 | 0 | 0 | 0 | 0.035 | 1 |  | kWh | 0.00017 | 0 | Commercial | [7 empty] | 15 | 0.64 |  |  |  | 0 | 15696 | 0 | 0 | 0 | 0 | 0 | 0 | 0 | 0 | 0 | 0 | 2009 Qtr 1: 0; 2009 Qtr 2: 0; 2009 Qtr 3: 0; 2009 Qtr 4: 15696; 2010 Qtr 1: 0; 2010 Qtr 2: 0; 2010 Qtr 3: 0; 2010 Qtr 4: 0; 2011 Qtr 1: 0; 2011 Qtr 2: 0; 2011 Qtr 3: 0; 2011 Qtr 4: 0 | 15696
0 | 212003-Lighting |  | System | Commercial | 17-OFL-Office–Large-IntLight | 0 |  |  |  |  | 0.225 | 0.19002 | 0 | 0 | 0 | 0.03498 | 1 |  | kWh | 0.00017 | 0 | Commercial | [7 empty] | 15 | 0.64 |  |  |  | 0 | 1489 | 0 | 0 | 0 | 0 | 0 | 0 | 0 | 0 | 0 | 0 | 2009 Qtr 1: 0; 2009 Qtr 2: 0; 2009 Qtr 3: 0; 2009 Qtr 4: 1489; 2010 Qtr 1: 0; 2010 Qtr 2: 0; 2010 Qtr 3: 0; 2010 Qtr 4: 0; 2011 Qtr 1: 0; 2011 Qtr 2: 0; 2011 Qtr 3: 0; 2011 Qtr 4: 0 | 1489
0 | 212003-Lighting |  | System | Commercial | 17-OFL-Office–Large-IntLight | 0 |  |  |  |  | 0.225 | 0.19288 | 0 | 0 | 0 | 0.03212 | 1 |  | kWh | 0.00017 | 0 | Commercial | [7 empty] | 15 | 0.64 |  |  |  | 0 | 78205 | 0 | 0 | 0 | 0 | 0 | 0 | 0 | 0 | 0 | 0 | 2009 Qtr 1: 0; 2009 Qtr 2: 0; 2009 Qtr 3: 0; 2009 Qtr 4: 78205; 2010 Qtr 1: 0; 2010 Qtr 2: 0; 2010 Qtr 3: 0; 2010 Qtr 4: 0; 2011 Qtr 1: 0; 2011 Qtr 2: 0; 2011 Qtr 3: 0; 2011 Qtr 4: 0 | 78205
0 | 212003-Lighting |  | System | Commercial | 17-OFL-Office–Large-IntLight | 0 |  |  |  |  | 0.225 | 0.15 | 0 | 0 | 0 | 0.075 | 1 |  | kWh | 0.00017 | 0 | Commercial | [7 empty] | 15 | 0.64 |  |  |  | 0 | 157671 | 0 | 0 | 0 | 0 | 0 | 0 | 0 | 0 | 0 | 0 | 2009 Qtr 1: 157671; 2009 Qtr 2: 0; 2009 Qtr 3: 0; 2009 Qtr 4: 0; 2010 Qtr 1: 0; 2010 Qtr 2: 0; 2010 Qtr 3: 0; 2010 Qtr 4: 0; 2011 Qtr 1: 0; 2011 Qtr 2: 0; 2011 Qtr 3: 0; 2011 Qtr 4: 0 | 157671
0 | 212003-Lighting |  | System | Commercial | 17-OFL-Office–Large-IntLight | 0 |  |  |  |  | 0.225 | 0.15 | 0 | 0 | 0 | 0.075 | 1 |  | kWh | 0.00017 | 0 | Commercial | [7 empty] | 15 | 0.64 |  |  |  | 0 | 215068 | 0 | 0 | 0 | 0 | 0 | 0 | 0 | 0 | 0 | 0 | 2009 Qtr 1: 215068; 2009 Qtr 2: 0; 2009 Qtr 3: 0; 2009 Qtr 4: 0; 2010 Qtr 1: 0; 2010 Qtr 2: 0; 2010 Qtr 3: 0; 2010 Qtr 4: 0; 2011 Qtr 1: 0; 2011 Qtr 2: 0; 2011 Qtr 3: 0; 2011 Qtr 4: 0 | 215068
0 | 212003-Lighting |  | System | Commercial | 17-OFL-Office–Large-IntLight | 0 |  |  |  |  | 0.225 | 0.15 | 0 | 0 | 0 | 0.075 | 1 |  | kWh | 0.00017 | 0 | Commercial | [7 empty] | 15 | 0.64 |  |  |  | 0 | 136804 | 0 | 0 | 0 | 0 | 0 | 0 | 0 | 0 | 0 | 0 | 2009 Qtr 1: 136804; 2009 Qtr 2: 0; 2009 Qtr 3: 0; 2009 Qtr 4: 0; 2010 Qtr 1: 0; 2010 Qtr 2: 0; 2010 Qtr 3: 0; 2010 Qtr 4: 0; 2011 Qtr 1: 0; 2011 Qtr 2: 0; 2011 Qtr 3: 0; 2011 Qtr 4: 0 | 136804
0 | 212003-Lighting |  | System | Commercial | 17-OFL-Office–Large-IntLight | 0 |  |  |  |  | 0.225 | 0.15 | 0 | 0 | 0 | 0.075001 | 1 |  | kWh | 0.00017 | 0 | Commercial | [7 empty] | 15 | 0.64 |  |  |  | 0 | 29892 | 0 | 0 | 0 | 0 | 0 | 0 | 0 | 0 | 0 | 0 | 2009 Qtr 1: 29892; 2009 Qtr 2: 0; 2009 Qtr 3: 0; 2009 Qtr 4: 0; 2010 Qtr 1: 0; 2010 Qtr 2: 0; 2010 Qtr 3: 0; 2010 Qtr 4: 0; 2011 Qtr 1: 0; 2011 Qtr 2: 0; 2011 Qtr 3: 0; 2011 Qtr 4: 0 | 29892
0 | 212003-Lighting |  | System | Commercial | 17-OFL-Office–Large-IntLight | 0 |  |  |  |  | 0.225 | 0.17 | 0 | 0 | 0 | 0.055002 | 1 |  | kWh | 0.00017 | 0 | Commercial | [7 empty] | 15 | 0.64 |  |  |  | 0 | 23285 | 0 | 0 | 0 | 0 | 0 | 0 | 0 | 0 | 0 | 0 | 2009 Qtr 1: 23285; 2009 Qtr 2: 0; 2009 Qtr 3: 0; 2009 Qtr 4: 0; 2010 Qtr 1: 0; 2010 Qtr 2: 0; 2010 Qtr 3: 0; 2010 Qtr 4: 0; 2011 Qtr 1: 0; 2011 Qtr 2: 0; 2011 Qtr 3: 0; 2011 Qtr 4: 0 | 23285
0 | 212003-Lighting |  | System | Commercial | 17-OFL-Office–Large-IntLight | 0 |  |  |  |  | 0.225 | 0.17 | 0 | 0 | 0 | 0.055001 | 1 |  | kWh | 0.00017 | 0 | Commercial | [7 empty] | 15 | 0.64 |  |  |  | 0 | 63202 | 0 | 0 | 0 | 0 | 0 | 0 | 0 | 0 | 0 | 0 | 2009 Qtr 1: 63202; 2009 Qtr 2: 0; 2009 Qtr 3: 0; 2009 Qtr 4: 0; 2010 Qtr 1: 0; 2010 Qtr 2: 0; 2010 Qtr 3: 0; 2010 Qtr 4: 0; 2011 Qtr 1: 0; 2011 Qtr 2: 0; 2011 Qtr 3: 0; 2011 Qtr 4: 0 | 63202
0 | 212003-Lighting |  | System | Commercial | 17-OFL-Office–Large-IntLight | 0 |  |  |  |  | 0.225 | 0.17 | 0 | 0 | 0 | 0.055 | 1 |  | kWh | 0.00017 | 0 | Commercial | [7 empty] | 15 | 0.64 |  |  |  | 0 | 15301 | 0 | 0 | 0 | 0 | 0 | 0 | 0 | 0 | 0 | 0 | 2009 Qtr 1: 15301; 2009 Qtr 2: 0; 2009 Qtr 3: 0; 2009 Qtr 4: 0; 2010 Qtr 1: 0; 2010 Qtr 2: 0; 2010 Qtr 3: 0; 2010 Qtr 4: 0; 2011 Qtr 1: 0; 2011 Qtr 2: 0; 2011 Qtr 3: 0; 2011 Qtr 4: 0 | 15301
0 | 212003-Lighting |  | System | Commercial | 17-OFL-Office–Large-IntLight | 0 |  |  |  |  | 0.225 | 0.17 | 0 | 0 | 0 | 0.055 | 1 |  | kWh | 0.00017 | 0 | Commercial | [7 empty] | 15 | 0.64 |  |  |  | 0 | 94608 | 0 | 0 | 0 | 0 | 0 | 0 | 0 | 0 | 0 | 0 | 2009 Qtr 1: 94608; 2009 Qtr 2: 0; 2009 Qtr 3: 0; 2009 Qtr 4: 0; 2010 Qtr 1: 0; 2010 Qtr 2: 0; 2010 Qtr 3: 0; 2010 Qtr 4: 0; 2011 Qtr 1: 0; 2011 Qtr 2: 0; 2011 Qtr 3: 0; 2011 Qtr 4: 0 | 94608
0 | 212003-Lighting |  | System | Commercial | 17-OFL-Office–Large-IntLight | 0 |  |  |  |  | 0.225 | 0.17 | 0 | 0 | 0 | 0.055002 | 1 |  | kWh | 0.00017 | 0 | Commercial | [7 empty] | 15 | 0.64 |  |  |  | 0 | 21294 | 0 | 0 | 0 | 0 | 0 | 0 | 0 | 0 | 0 | 0 | 2009 Qtr 1: 21294; 2009 Qtr 2: 0; 2009 Qtr 3: 0; 2009 Qtr 4: 0; 2010 Qtr 1: 0; 2010 Qtr 2: 0; 2010 Qtr 3: 0; 2010 Qtr 4: 0; 2011 Qtr 1: 0; 2011 Qtr 2: 0; 2011 Qtr 3: 0; 2011 Qtr 4: 0 | 21294
0 | 212003-Lighting |  | System | Commercial | 17-OFL-Office–Large-IntLight | 0 |  |  |  |  | 0.225 | 0.153 | 0 | 0 | 0 | 0.072004 | 1 |  | kWh | 0.00017 | 0 | Commercial | [7 empty] | 15 | 0.64 |  |  |  | 0 | 12512 | 0 | 0 | 0 | 0 | 0 | 0 | 0 | 0 | 0 | 0 | 2009 Qtr 1: 0; 2009 Qtr 2: 0; 2009 Qtr 3: 0; 2009 Qtr 4: 12512; 2010 Qtr 1: 0; 2010 Qtr 2: 0; 2010 Qtr 3: 0; 2010 Qtr 4: 0; 2011 Qtr 1: 0; 2011 Qtr 2: 0; 2011 Qtr 3: 0; 2011 Qtr 4: 0 | 12512
0 | 212003-Lighting |  | System | Commercial | 17-OFL-Office–Large-IntLight | 0 |  |  |  |  | 0.225 | 0.153 | 0 | 0 | 0 | 0.072003 | 1 |  | kWh | 0.00017 | 0 | Commercial | [7 empty] | 15 | 0.64 |  |  |  | 0 | 23544 | 0 | 0 | 0 | 0 | 0 | 0 | 0 | 0 | 0 | 0 | 2009 Qtr 1: 0; 2009 Qtr 2: 0; 2009 Qtr 3: 0; 2009 Qtr 4: 23544; 2010 Qtr 1: 0; 2010 Qtr 2: 0; 2010 Qtr 3: 0; 2010 Qtr 4: 0; 2011 Qtr 1: 0; 2011 Qtr 2: 0; 2011 Qtr 3: 0; 2011 Qtr 4: 0 | 23544
0 | 212003-Lighting |  | System | Commercial | 17-OFL-Office–Large-IntLight | 0 |  |  |  |  | 0.225 | 0.15301 | 0 | 0 | 0 | 0.071991 | 1 |  | kWh | 0.00017 | 0 | Commercial | [7 empty] | 15 | 0.64 |  |  |  | 0 | 6816 | 0 | 0 | 0 | 0 | 0 | 0 | 0 | 0 | 0 | 0 | 2009 Qtr 1: 0; 2009 Qtr 2: 0; 2009 Qtr 3: 0; 2009 Qtr 4: 6816; 2010 Qtr 1: 0; 2010 Qtr 2: 0; 2010 Qtr 3: 0; 2010 Qtr 4: 0; 2011 Qtr 1: 0; 2011 Qtr 2: 0; 2011 Qtr 3: 0; 2011 Qtr 4: 0 | 6816
0 | 212003-Lighting |  | System | Commercial | 17-OFL-Office–Large-IntLight | 0 |  |  |  |  | 0.225 | 0.153 | 0 | 0 | 0 | 0.072001 | 1 |  | kWh | 0.00017 | 0 | Commercial | [7 empty] | 15 | 0.64 |  |  |  | 0 | 56513 | 0 | 0 | 0 | 0 | 0 | 0 | 0 | 0 | 0 | 0 | 2009 Qtr 1: 0; 2009 Qtr 2: 0; 2009 Qtr 3: 0; 2009 Qtr 4: 56513; 2010 Qtr 1: 0; 2010 Qtr 2: 0; 2010 Qtr 3: 0; 2010 Qtr 4: 0; 2011 Qtr 1: 0; 2011 Qtr 2: 0; 2011 Qtr 3: 0; 2011 Qtr 4: 0 | 56513
0 | 212003-Lighting |  | System | Commercial | 17-OFL-Office–Large-IntLight | 0 |  |  |  |  | 0.225 | 0.153 | 0 | 0 | 0 | 0.071996 | 1 |  | kWh | 0.00017 | 0 | Commercial | [7 empty] | 15 | 0.64 |  |  |  | 0 | 4305 | 0 | 0 | 0 | 0 | 0 | 0 | 0 | 0 | 0 | 0 | 2009 Qtr 1: 0; 2009 Qtr 2: 0; 2009 Qtr 3: 0; 2009 Qtr 4: 4305; 2010 Qtr 1: 0; 2010 Qtr 2: 0; 2010 Qtr 3: 0; 2010 Qtr 4: 0; 2011 Qtr 1: 0; 2011 Qtr 2: 0; 2011 Qtr 3: 0; 2011 Qtr 4: 0 | 4305
0 | 212003-Lighting |  | System | Commercial | 17-OFL-Office–Large-IntLight | 0 |  |  |  |  | 0.225 | 0.153 | 0 | 0 | 0 | 0.071998 | 1 |  | kWh | 0.00017 | 0 | Commercial | [7 empty] | 15 | 0.64 |  |  |  | 0 | 21831 | 0 | 0 | 0 | 0 | 0 | 0 | 0 | 0 | 0 | 0 | 2009 Qtr 1: 0; 2009 Qtr 2: 0; 2009 Qtr 3: 0; 2009 Qtr 4: 21831; 2010 Qtr 1: 0; 2010 Qtr 2: 0; 2010 Qtr 3: 0; 2010 Qtr 4: 0; 2011 Qtr 1: 0; 2011 Qtr 2: 0; 2011 Qtr 3: 0; 2011 Qtr 4: 0 | 21831
0 | 212003-Lighting |  | System | Commercial | 17-OFL-Office–Large-IntLight | 0 |  |  |  |  | 0.225 | 0.15299 | 0 | 0 | 0 | 0.072007 | 1 |  | kWh | 0.00017 | 0 | Commercial | [7 empty] | 15 | 0.64 |  |  |  | 0 | 6197 | 0 | 0 | 0 | 0 | 0 | 0 | 0 | 0 | 0 | 0 | 2009 Qtr 1: 0; 2009 Qtr 2: 0; 2009 Qtr 3: 0; 2009 Qtr 4: 6197; 2010 Qtr 1: 0; 2010 Qtr 2: 0; 2010 Qtr 3: 0; 2010 Qtr 4: 0; 2011 Qtr 1: 0; 2011 Qtr 2: 0; 2011 Qtr 3: 0; 2011 Qtr 4: 0 | 6197
0 | 212003-Lighting |  | System | Commercial | 17-OFL-Office–Large-IntLight | 0 |  |  |  |  | 0.225 | 0.15301 | 0 | 0 | 0 | 0.071991 | 1 |  | kWh | 0.00017 | 0 | Commercial | [7 empty] | 15 | 0.64 |  |  |  | 0 | 4207 | 0 | 0 | 0 | 0 | 0 | 0 | 0 | 0 | 0 | 0 | 2009 Qtr 1: 0; 2009 Qtr 2: 0; 2009 Qtr 3: 0; 2009 Qtr 4: 4207; 2010 Qtr 1: 0; 2010 Qtr 2: 0; 2010 Qtr 3: 0; 2010 Qtr 4: 0; 2011 Qtr 1: 0; 2011 Qtr 2: 0; 2011 Qtr 3: 0; 2011 Qtr 4: 0 | 4207
0 | 212003-Lighting |  | System | Commercial | 17-OFL-Office–Large-IntLight | 0 |  |  |  |  | 0.225 | 0.153 | 0 | 0 | 0 | 0.072004 | 1 |  | kWh | 0.00017 | 0 | Commercial | [7 empty] | 15 | 0.64 |  |  |  | 0 | 17759 | 0 | 0 | 0 | 0 | 0 | 0 | 0 | 0 | 0 | 0 | 2009 Qtr 1: 0; 2009 Qtr 2: 0; 2009 Qtr 3: 0; 2009 Qtr 4: 17759; 2010 Qtr 1: 0; 2010 Qtr 2: 0; 2010 Qtr 3: 0; 2010 Qtr 4: 0; 2011 Qtr 1: 0; 2011 Qtr 2: 0; 2011 Qtr 3: 0; 2011 Qtr 4: 0 | 17759
0 | 212003-Lighting |  | System | Commercial | 17-OFL-Office–Large-IntLight | 0 |  |  |  |  | 0.225 | 0.153 | 0 | 0 | 0 | 0.072 | 1 |  | kWh | 0.00017 | 0 | Commercial | [7 empty] | 15 | 0.64 |  |  |  | 0 | 43744 | 0 | 0 | 0 | 0 | 0 | 0 | 0 | 0 | 0 | 0 | 2009 Qtr 1: 0; 2009 Qtr 2: 0; 2009 Qtr 3: 0; 2009 Qtr 4: 43744; 2010 Qtr 1: 0; 2010 Qtr 2: 0; 2010 Qtr 3: 0; 2010 Qtr 4: 0; 2011 Qtr 1: 0; 2011 Qtr 2: 0; 2011 Qtr 3: 0; 2011 Qtr 4: 0 | 43744
0 | 212003-Lighting |  | System | Commercial | 17-OFL-Office–Large-IntLight | 0 |  |  |  |  | 0.225 | 0.155 | 0 | 0 | 0 | 0.07 | 1 |  | kWh | 0.00017 | 0 | Commercial | [7 empty] | 15 | 0.64 |  |  |  | 0 | 179580 | 0 | 0 | 0 | 0 | 0 | 0 | 0 | 0 | 0 | 0 | 2009 Qtr 1: 0; 2009 Qtr 2: 0; 2009 Qtr 3: 0; 2009 Qtr 4: 179580; 2010 Qtr 1: 0; 2010 Qtr 2: 0; 2010 Qtr 3: 0; 2010 Qtr 4: 0; 2011 Qtr 1: 0; 2011 Qtr 2: 0; 2011 Qtr 3: 0; 2011 Qtr 4: 0 | 179580
0 | 212003-Lighting |  | System | Commercial | 17-OFL-Office–Large-IntLight | 0 |  |  |  |  | 0.225 | 0.19288 | 0 | 0 | 0 | 0.03212 | 1 |  | kWh | 0.00017 | 0 | Commercial | [7 empty] | 15 | 0.64 |  |  |  | 0 | 153677 | 0 | 0 | 0 | 0 | 0 | 0 | 0 | 0 | 0 | 0 | 2009 Qtr 1: 153677; 2009 Qtr 2: 0; 2009 Qtr 3: 0; 2009 Qtr 4: 0; 2010 Qtr 1: 0; 2010 Qtr 2: 0; 2010 Qtr 3: 0; 2010 Qtr 4: 0; 2011 Qtr 1: 0; 2011 Qtr 2: 0; 2011 Qtr 3: 0; 2011 Qtr 4: 0 | 153677
0 | 212003-Lighting |  | System | Commercial | 17-OFL-Office–Large-IntLight | 0 |  |  |  |  | 0.225 | 0.19288 | 0 | 0 | 0 | 0.03212 | 1 |  | kWh | 0.00017 | 0 | Commercial | [7 empty] | 15 | 0.64 |  |  |  | 0 | 445579 | 0 | 0 | 0 | 0 | 0 | 0 | 0 | 0 | 0 | 0 | 2009 Qtr 1: 445579; 2009 Qtr 2: 0; 2009 Qtr 3: 0; 2009 Qtr 4: 0; 2010 Qtr 1: 0; 2010 Qtr 2: 0; 2010 Qtr 3: 0; 2010 Qtr 4: 0; 2011 Qtr 1: 0; 2011 Qtr 2: 0; 2011 Qtr 3: 0; 2011 Qtr 4: 0 | 445579
0 | 212003-Lighting |  | System | Commercial | 17-OFL-Office–Large-IntLight | 0 |  |  |  |  | 0.225 | 0.12 | 0 | 0 | 0 | 0.105 | 1 |  | kWh | 0.00017 | 0 | Commercial | [7 empty] | 15 | 0.64 |  |  |  | 0 | 15117 | 0 | 0 | 0 | 0 | 0 | 0 | 0 | 0 | 0 | 0 | 2009 Qtr 1: 15117; 2009 Qtr 2: 0; 2009 Qtr 3: 0; 2009 Qtr 4: 0; 2010 Qtr 1: 0; 2010 Qtr 2: 0; 2010 Qtr 3: 0; 2010 Qtr 4: 0; 2011 Qtr 1: 0; 2011 Qtr 2: 0; 2011 Qtr 3: 0; 2011 Qtr 4: 0 | 15117
0 | 212003-Lighting |  | System | Commercial | 17-OFL-Office–Large-IntLight | 0 |  |  |  |  | 0.225 | 0.12 | 0 | 0 | 0 | 0.105 | 1 |  | kWh | 0.00017 | 0 | Commercial | [7 empty] | 15 | 0.64 |  |  |  | 0 | 38288 | 0 | 0 | 0 | 0 | 0 | 0 | 0 | 0 | 0 | 0 | 2009 Qtr 1: 38288; 2009 Qtr 2: 0; 2009 Qtr 3: 0; 2009 Qtr 4: 0; 2010 Qtr 1: 0; 2010 Qtr 2: 0; 2010 Qtr 3: 0; 2010 Qtr 4: 0; 2011 Qtr 1: 0; 2011 Qtr 2: 0; 2011 Qtr 3: 0; 2011 Qtr 4: 0 | 38288
0 | 212003-Lighting |  | System | Commercial | 17-OFL-Office–Large-IntLight | 0 |  |  |  |  | 0.225 | 0.12 | 0 | 0 | 0 | 0.105 | 1 |  | kWh | 0.00017 | 0 | Commercial | [7 empty] | 15 | 0.64 |  |  |  | 0 | 1170 | 0 | 0 | 0 | 0 | 0 | 0 | 0 | 0 | 0 | 0 | 2009 Qtr 1: 1170; 2009 Qtr 2: 0; 2009 Qtr 3: 0; 2009 Qtr 4: 0; 2010 Qtr 1: 0; 2010 Qtr 2: 0; 2010 Qtr 3: 0; 2010 Qtr 4: 0; 2011 Qtr 1: 0; 2011 Qtr 2: 0; 2011 Qtr 3: 0; 2011 Qtr 4: 0 | 1170
0 | 212003-Lighting |  | System | Commercial | 17-OFL-Office–Large-IntLight | 0 |  |  |  |  | 0.225 | 0.12 | 0 | 0 | 0 | 0.105 | 1 |  | kWh | 0.00017 | 0 | Commercial | [7 empty] | 15 | 0.64 |  |  |  | 0 | 109610 | 0 | 0 | 0 | 0 | 0 | 0 | 0 | 0 | 0 | 0 | 2009 Qtr 1: 109610; 2009 Qtr 2: 0; 2009 Qtr 3: 0; 2009 Qtr 4: 0; 2010 Qtr 1: 0; 2010 Qtr 2: 0; 2010 Qtr 3: 0; 2010 Qtr 4: 0; 2011 Qtr 1: 0; 2011 Qtr 2: 0; 2011 Qtr 3: 0; 2011 Qtr 4: 0 | 109610
0 | 212003-Lighting |  | System | Commercial | 17-OFL-Office–Large-IntLight | 0 |  |  |  |  | 0.225 | 0.12001 | 0 | 0 | 0 | 0.10499 | 1 |  | kWh | 0.00017 | 0 | Commercial | [7 empty] | 15 | 0.64 |  |  |  | 0 | 2529 | 0 | 0 | 0 | 0 | 0 | 0 | 0 | 0 | 0 | 0 | 2009 Qtr 1: 2529; 2009 Qtr 2: 0; 2009 Qtr 3: 0; 2009 Qtr 4: 0; 2010 Qtr 1: 0; 2010 Qtr 2: 0; 2010 Qtr 3: 0; 2010 Qtr 4: 0; 2011 Qtr 1: 0; 2011 Qtr 2: 0; 2011 Qtr 3: 0; 2011 Qtr 4: 0 | 2529
0 | 212003-Lighting |  | System | Commercial | 17-OFL-Office–Large-IntLight | 0 |  |  |  |  | 0.225 | 0.12001 | 0 | 0 | 0 | 0.10499 | 1 |  | kWh | 0.00017 | 0 | Commercial | [7 empty] | 15 | 0.64 |  |  |  | 0 | 6070 | 0 | 0 | 0 | 0 | 0 | 0 | 0 | 0 | 0 | 0 | 2009 Qtr 1: 6070; 2009 Qtr 2: 0; 2009 Qtr 3: 0; 2009 Qtr 4: 0; 2010 Qtr 1: 0; 2010 Qtr 2: 0; 2010 Qtr 3: 0; 2010 Qtr 4: 0; 2011 Qtr 1: 0; 2011 Qtr 2: 0; 2011 Qtr 3: 0; 2011 Qtr 4: 0 | 6070
0 | 212003-Lighting |  | System | Commercial | 17-OFL-Office–Large-IntLight | 0 |  |  |  |  | 0.225 | 0.12 | 0 | 0 | 0 | 0.105 | 1 |  | kWh | 0.00017 | 0 | Commercial | [7 empty] | 15 | 0.64 |  |  |  | 0 | 407423 | 0 | 0 | 0 | 0 | 0 | 0 | 0 | 0 | 0 | 0 | 2009 Qtr 1: 407423; 2009 Qtr 2: 0; 2009 Qtr 3: 0; 2009 Qtr 4: 0; 2010 Qtr 1: 0; 2010 Qtr 2: 0; 2010 Qtr 3: 0; 2010 Qtr 4: 0; 2011 Qtr 1: 0; 2011 Qtr 2: 0; 2011 Qtr 3: 0; 2011 Qtr 4: 0 | 407423
0 | 212003-Lighting |  | System | Commercial | 17-OFL-Office–Large-IntLight | 0 |  |  |  |  | 0.225 | 0.12 | 0 | 0 | 0 | 0.105 | 1 |  | kWh | 0.00017 | 0 | Commercial | [7 empty] | 15 | 0.64 |  |  |  | 0 | 43491 | 0 | 0 | 0 | 0 | 0 | 0 | 0 | 0 | 0 | 0 | 2009 Qtr 1: 43491; 2009 Qtr 2: 0; 2009 Qtr 3: 0; 2009 Qtr 4: 0; 2010 Qtr 1: 0; 2010 Qtr 2: 0; 2010 Qtr 3: 0; 2010 Qtr 4: 0; 2011 Qtr 1: 0; 2011 Qtr 2: 0; 2011 Qtr 3: 0; 2011 Qtr 4: 0 | 43491
0 | 212003-Lighting |  | System | Commercial | 17-OFL-Office–Large-IntLight | 0 |  |  |  |  | 0.225 | 0.12 | 0 | 0 | 0 | 0.105 | 1 |  | kWh | 0.00017 | 0 | Commercial | [7 empty] | 15 | 0.64 |  |  |  | 0 | 161928 | 0 | 0 | 0 | 0 | 0 | 0 | 0 | 0 | 0 | 0 | 2009 Qtr 1: 161928; 2009 Qtr 2: 0; 2009 Qtr 3: 0; 2009 Qtr 4: 0; 2010 Qtr 1: 0; 2010 Qtr 2: 0; 2010 Qtr 3: 0; 2010 Qtr 4: 0; 2011 Qtr 1: 0; 2011 Qtr 2: 0; 2011 Qtr 3: 0; 2011 Qtr 4: 0 | 161928
0 | 212003-Lighting |  | System | Commercial | 17-OFL-Office–Large-IntLight | 0 |  |  |  |  | 0.225 | 0.12 | 0 | 0 | 0 | 0.105 | 1 |  | kWh | 0.00017 | 0 | Commercial | [7 empty] | 15 | 0.64 |  |  |  | 0 | 93552 | 0 | 0 | 0 | 0 | 0 | 0 | 0 | 0 | 0 | 0 | 2009 Qtr 1: 93552; 2009 Qtr 2: 0; 2009 Qtr 3: 0; 2009 Qtr 4: 0; 2010 Qtr 1: 0; 2010 Qtr 2: 0; 2010 Qtr 3: 0; 2010 Qtr 4: 0; 2011 Qtr 1: 0; 2011 Qtr 2: 0; 2011 Qtr 3: 0; 2011 Qtr 4: 0 | 93552
0 | 212003-Lighting |  | System | Commercial | 17-OFL-Office–Large-IntLight | 0 |  |  |  |  | 0.225 | 0.11999 | 0 | 0 | 0 | 0.10501 | 1 |  | kWh | 0.00017 | 0 | Commercial | [7 empty] | 15 | 0.64 |  |  |  | 0 | 9671 | 0 | 0 | 0 | 0 | 0 | 0 | 0 | 0 | 0 | 0 | 2009 Qtr 1: 9671; 2009 Qtr 2: 0; 2009 Qtr 3: 0; 2009 Qtr 4: 0; 2010 Qtr 1: 0; 2010 Qtr 2: 0; 2010 Qtr 3: 0; 2010 Qtr 4: 0; 2011 Qtr 1: 0; 2011 Qtr 2: 0; 2011 Qtr 3: 0; 2011 Qtr 4: 0 | 9671
0 | 212003-Lighting |  | System | Commercial | 17-OFL-Office–Large-IntLight | 0 |  |  |  |  | 0.225 | 0.12 | 0 | 0 | 0 | 0.105 | 1 |  | kWh | 0.00017 | 0 | Commercial | [7 empty] | 15 | 0.64 |  |  |  | 0 | 23730 | 0 | 0 | 0 | 0 | 0 | 0 | 0 | 0 | 0 | 0 | 2009 Qtr 1: 23730; 2009 Qtr 2: 0; 2009 Qtr 3: 0; 2009 Qtr 4: 0; 2010 Qtr 1: 0; 2010 Qtr 2: 0; 2010 Qtr 3: 0; 2010 Qtr 4: 0; 2011 Qtr 1: 0; 2011 Qtr 2: 0; 2011 Qtr 3: 0; 2011 Qtr 4: 0 | 23730
0 | 212003-Lighting |  | System | Commercial | 17-OFL-Office–Large-IntLight | 0 |  |  |  |  | 0.225 | 0.15 | 0 | 0 | 0 | 0.075004 | 1 |  | kWh | 0.00017 | 0 | Commercial | [7 empty] | 15 | 0.64 |  |  |  | 0 | 12614 | 0 | 0 | 0 | 0 | 0 | 0 | 0 | 0 | 0 | 0 | 2009 Qtr 1: 12614; 2009 Qtr 2: 0; 2009 Qtr 3: 0; 2009 Qtr 4: 0; 2010 Qtr 1: 0; 2010 Qtr 2: 0; 2010 Qtr 3: 0; 2010 Qtr 4: 0; 2011 Qtr 1: 0; 2011 Qtr 2: 0; 2011 Qtr 3: 0; 2011 Qtr 4: 0 | 12614
0 | 212003-Lighting |  | System | Commercial | 17-OFL-Office–Large-IntLight | 0 |  |  |  |  | 0.225 | 0.15 | 0 | 0 | 0 | 0.074999 | 1 |  | kWh | 0.00017 | 0 | Commercial | [7 empty] | 15 | 0.64 |  |  |  | 0 | 27750 | 0 | 0 | 0 | 0 | 0 | 0 | 0 | 0 | 0 | 0 | 2009 Qtr 1: 27750; 2009 Qtr 2: 0; 2009 Qtr 3: 0; 2009 Qtr 4: 0; 2010 Qtr 1: 0; 2010 Qtr 2: 0; 2010 Qtr 3: 0; 2010 Qtr 4: 0; 2011 Qtr 1: 0; 2011 Qtr 2: 0; 2011 Qtr 3: 0; 2011 Qtr 4: 0 | 27750
0 | 212003-Lighting |  | System | Commercial | 17-OFL-Office–Large-IntLight | 0 |  |  |  |  | 0.225 | 0.19288 | 0 | 0 | 0 | 0.03212 | 1 |  | kWh | 0.00017 | 0 | Commercial | [7 empty] | 15 | 0.64 |  |  |  | 0 | 331080 | 0 | 0 | 0 | 0 | 0 | 0 | 0 | 0 | 0 | 0 | 2009 Qtr 1: 331080; 2009 Qtr 2: 0; 2009 Qtr 3: 0; 2009 Qtr 4: 0; 2010 Qtr 1: 0; 2010 Qtr 2: 0; 2010 Qtr 3: 0; 2010 Qtr 4: 0; 2011 Qtr 1: 0; 2011 Qtr 2: 0; 2011 Qtr 3: 0; 2011 Qtr 4: 0 | 331080
0 | 212003-Lighting |  | System | Commercial | 17-OFL-Office–Large-IntLight | 0 |  |  |  |  | 0.225 | 0.17 | 0 | 0 | 0 | 0.055 | 1 |  | kWh | 0.00017 | 0 | Commercial | [7 empty] | 15 | 0.64 |  |  |  | 0 | 91980 | 0 | 0 | 0 | 0 | 0 | 0 | 0 | 0 | 0 | 0 | 2009 Qtr 1: 91980; 2009 Qtr 2: 0; 2009 Qtr 3: 0; 2009 Qtr 4: 0; 2010 Qtr 1: 0; 2010 Qtr 2: 0; 2010 Qtr 3: 0; 2010 Qtr 4: 0; 2011 Qtr 1: 0; 2011 Qtr 2: 0; 2011 Qtr 3: 0; 2011 Qtr 4: 0 | 91980
0 | 212003-Lighting |  | System | Commercial | 17-OFL-Office–Large-IntLight | 0 |  |  |  |  | 0.225 | 0.19288 | 0 | 0 | 0 | 0.032119 | 1 |  | kWh | 0.00017 | 0 | Commercial | [7 empty] | 15 | 0.64 |  |  |  | 0 | 38117 | 0 | 0 | 0 | 0 | 0 | 0 | 0 | 0 | 0 | 0 | 2009 Qtr 1: 38117; 2009 Qtr 2: 0; 2009 Qtr 3: 0; 2009 Qtr 4: 0; 2010 Qtr 1: 0; 2010 Qtr 2: 0; 2010 Qtr 3: 0; 2010 Qtr 4: 0; 2011 Qtr 1: 0; 2011 Qtr 2: 0; 2011 Qtr 3: 0; 2011 Qtr 4: 0 | 38117
0 | 212003-Lighting |  | System | Commercial | 17-OFL-Office–Large-IntLight | 0 |  |  |  |  | 0.225 | 0.19288 | 0 | 0 | 0 | 0.032121 | 1 |  | kWh | 0.00017 | 0 | Commercial | [7 empty] | 15 | 0.64 |  |  |  | 0 | 57997 | 0 | 0 | 0 | 0 | 0 | 0 | 0 | 0 | 0 | 0 | 2009 Qtr 1: 57997; 2009 Qtr 2: 0; 2009 Qtr 3: 0; 2009 Qtr 4: 0; 2010 Qtr 1: 0; 2010 Qtr 2: 0; 2010 Qtr 3: 0; 2010 Qtr 4: 0; 2011 Qtr 1: 0; 2011 Qtr 2: 0; 2011 Qtr 3: 0; 2011 Qtr 4: 0 | 57997
0 | 212003-Lighting |  | System | Commercial | 17-OFL-Office–Large-IntLight | 0 |  |  |  |  | 0.225 | 0.19288 | 0 | 0 | 0 | 0.03212 | 1 |  | kWh | 0.00017 | 0 | Commercial | [7 empty] | 15 | 0.64 |  |  |  | 0 | 261244 | 0 | 0 | 0 | 0 | 0 | 0 | 0 | 0 | 0 | 0 | 2009 Qtr 1: 261244; 2009 Qtr 2: 0; 2009 Qtr 3: 0; 2009 Qtr 4: 0; 2010 Qtr 1: 0; 2010 Qtr 2: 0; 2010 Qtr 3: 0; 2010 Qtr 4: 0; 2011 Qtr 1: 0; 2011 Qtr 2: 0; 2011 Qtr 3: 0; 2011 Qtr 4: 0 | 261244
0 | 212003-Lighting |  | System | Commercial | 17-OFL-Office–Large-IntLight | 0 |  |  |  |  | 0.225 | 0.12001 | 0 | 0 | 0 | 0.10499 | 1 |  | kWh | 0.00017 | 0 | Commercial | [7 empty] | 15 | 0.64 |  |  |  | 0 | 5956 | 0 | 0 | 0 | 0 | 0 | 0 | 0 | 0 | 0 | 0 | 2009 Qtr 1: 5956; 2009 Qtr 2: 0; 2009 Qtr 3: 0; 2009 Qtr 4: 0; 2010 Qtr 1: 0; 2010 Qtr 2: 0; 2010 Qtr 3: 0; 2010 Qtr 4: 0; 2011 Qtr 1: 0; 2011 Qtr 2: 0; 2011 Qtr 3: 0; 2011 Qtr 4: 0 | 5956
0 | 212003-Lighting |  | System | Commercial | 17-OFL-Office–Large-IntLight | 0 |  |  |  |  | 0.225 | 0.12 | 0 | 0 | 0 | 0.105 | 1 |  | kWh | 0.00017 | 0 | Commercial | [7 empty] | 15 | 0.64 |  |  |  | 0 | 755806 | 0 | 0 | 0 | 0 | 0 | 0 | 0 | 0 | 0 | 0 | 2009 Qtr 1: 755806; 2009 Qtr 2: 0; 2009 Qtr 3: 0; 2009 Qtr 4: 0; 2010 Qtr 1: 0; 2010 Qtr 2: 0; 2010 Qtr 3: 0; 2010 Qtr 4: 0; 2011 Qtr 1: 0; 2011 Qtr 2: 0; 2011 Qtr 3: 0; 2011 Qtr 4: 0 | 755806
0 | 212003-Lighting |  | System | Commercial | 17-OFL-Office–Large-IntLight | 0 |  |  |  |  | 0.225 | 0.12 | 0 | 0 | 0 | 0.105 | 1 |  | kWh | 0.00017 | 0 | Commercial | [7 empty] | 15 | 0.64 |  |  |  | 0 | 73230 | 0 | 0 | 0 | 0 | 0 | 0 | 0 | 0 | 0 | 0 | 2009 Qtr 1: 73230; 2009 Qtr 2: 0; 2009 Qtr 3: 0; 2009 Qtr 4: 0; 2010 Qtr 1: 0; 2010 Qtr 2: 0; 2010 Qtr 3: 0; 2010 Qtr 4: 0; 2011 Qtr 1: 0; 2011 Qtr 2: 0; 2011 Qtr 3: 0; 2011 Qtr 4: 0 | 73230
0 | 212003-Lighting |  | System | Commercial | 17-OFL-Office–Large-IntLight | 0 |  |  |  |  | 0.225 | 0.12 | 0 | 0 | 0 | 0.105 | 1 |  | kWh | 0.00017 | 0 | Commercial | [7 empty] | 15 | 0.64 |  |  |  | 0 | 595954 | 0 | 0 | 0 | 0 | 0 | 0 | 0 | 0 | 0 | 0 | 2009 Qtr 1: 595954; 2009 Qtr 2: 0; 2009 Qtr 3: 0; 2009 Qtr 4: 0; 2010 Qtr 1: 0; 2010 Qtr 2: 0; 2010 Qtr 3: 0; 2010 Qtr 4: 0; 2011 Qtr 1: 0; 2011 Qtr 2: 0; 2011 Qtr 3: 0; 2011 Qtr 4: 0 | 595954
0 | 212003-Lighting |  | System | Commercial | 17-OFL-Office–Large-IntLight | 0 |  |  |  |  | 0.225 | 0.17 | 0 | 0 | 0 | 0.055 | 1 |  | kWh | 0.00017 | 0 | Commercial | [7 empty] | 15 | 0.64 |  |  |  | 0 | 207507 | 0 | 0 | 0 | 0 | 0 | 0 | 0 | 0 | 0 | 0 | 2009 Qtr 1: 0; 2009 Qtr 2: 0; 2009 Qtr 3: 0; 2009 Qtr 4: 207507; 2010 Qtr 1: 0; 2010 Qtr 2: 0; 2010 Qtr 3: 0; 2010 Qtr 4: 0; 2011 Qtr 1: 0; 2011 Qtr 2: 0; 2011 Qtr 3: 0; 2011 Qtr 4: 0 | 207507
0 | 212003-Lighting |  | System | Commercial | 17-OFL-Office–Large-IntLight | 0 |  |  |  |  | 0.225 | 0.17 | 0 | 0 | 0 | 0.055 | 1 |  | kWh | 0.00017 | 0 | Commercial | [7 empty] | 15 | 0.64 |  |  |  | 0 | 34304 | 0 | 0 | 0 | 0 | 0 | 0 | 0 | 0 | 0 | 0 | 2009 Qtr 1: 0; 2009 Qtr 2: 0; 2009 Qtr 3: 0; 2009 Qtr 4: 34304; 2010 Qtr 1: 0; 2010 Qtr 2: 0; 2010 Qtr 3: 0; 2010 Qtr 4: 0; 2011 Qtr 1: 0; 2011 Qtr 2: 0; 2011 Qtr 3: 0; 2011 Qtr 4: 0 | 34304
0 | 212003-Lighting |  | System | Commercial | 17-OFL-Office–Large-IntLight | 0 |  |  |  |  | 0.225 | 0.17 | 0 | 0 | 0 | 0.055 | 1 |  | kWh | 0.00017 | 0 | Commercial | [7 empty] | 15 | 0.64 |  |  |  | 0 | 62240 | 0 | 0 | 0 | 0 | 0 | 0 | 0 | 0 | 0 | 0 | 2009 Qtr 1: 0; 2009 Qtr 2: 0; 2009 Qtr 3: 0; 2009 Qtr 4: 62240; 2010 Qtr 1: 0; 2010 Qtr 2: 0; 2010 Qtr 3: 0; 2010 Qtr 4: 0; 2011 Qtr 1: 0; 2011 Qtr 2: 0; 2011 Qtr 3: 0; 2011 Qtr 4: 0 | 62240
0 | 212003-Lighting |  | System | Commercial | 17-OFL-Office–Large-IntLight | 0 |  |  |  |  | 0.225 | 0.17 | 0 | 0 | 0 | 0.055 | 1 |  | kWh | 0.00017 | 0 | Commercial | [7 empty] | 15 | 0.64 |  |  |  | 0 | 202350 | 0 | 0 | 0 | 0 | 0 | 0 | 0 | 0 | 0 | 0 | 2009 Qtr 1: 0; 2009 Qtr 2: 0; 2009 Qtr 3: 0; 2009 Qtr 4: 202350; 2010 Qtr 1: 0; 2010 Qtr 2: 0; 2010 Qtr 3: 0; 2010 Qtr 4: 0; 2011 Qtr 1: 0; 2011 Qtr 2: 0; 2011 Qtr 3: 0; 2011 Qtr 4: 0 | 202350
0 | 212004-Other (Electric) |  | System | Commercial | 17-OFL-Office–Large-OffEquip | 0 |  |  |  |  | 0.17 | 0.08 | 0 | 0 | 0 | 0.09 | 1 |  | kWh | 7e-05 | 0 | Commercial |  | Annual | [5 empty] | 15 | 0.64 |  |  |  | 0 | 631022 | 0 | 0 | 0 | 0 | 0 | 0 | 0 | 0 | 0 | 0 | 2009 Qtr 1: 631022; 2009 Qtr 2: 0; 2009 Qtr 3: 0; 2009 Qtr 4: 0; 2010 Qtr 1: 0; 2010 Qtr 2: 0; 2010 Qtr 3: 0; 2010 Qtr 4: 0; 2011 Qtr 1: 0; 2011 Qtr 2: 0; 2011 Qtr 3: 0; 2011 Qtr 4: 0 | 631022
0 | 212003-Lighting |  | System | Commercial | 17-OFL-Office–Large-IntLight | 0 |  |  |  |  | 0.225 | 0.15 | 0 | 0 | 0 | 0.074999 | 1 |  | kWh | 0.00017 | 0 | Commercial | [7 empty] | 15 | 0.64 |  |  |  | 0 | 74806 | 0 | 0 | 0 | 0 | 0 | 0 | 0 | 0 | 0 | 0 | 2009 Qtr 1: 74806; 2009 Qtr 2: 0; 2009 Qtr 3: 0; 2009 Qtr 4: 0; 2010 Qtr 1: 0; 2010 Qtr 2: 0; 2010 Qtr 3: 0; 2010 Qtr 4: 0; 2011 Qtr 1: 0; 2011 Qtr 2: 0; 2011 Qtr 3: 0; 2011 Qtr 4: 0 | 74806
0 | 212003-Lighting |  | System | Commercial | 17-OFL-Office–Large-IntLight | 0 |  |  |  |  | 0.225 | 0.15 | 0 | 0 | 0 | 0.075 | 1 |  | kWh | 0.00017 | 0 | Commercial | [7 empty] | 15 | 0.64 |  |  |  | 0 | 69857 | 0 | 0 | 0 | 0 | 0 | 0 | 0 | 0 | 0 | 0 | 2009 Qtr 1: 69857; 2009 Qtr 2: 0; 2009 Qtr 3: 0; 2009 Qtr 4: 0; 2010 Qtr 1: 0; 2010 Qtr 2: 0; 2010 Qtr 3: 0; 2010 Qtr 4: 0; 2011 Qtr 1: 0; 2011 Qtr 2: 0; 2011 Qtr 3: 0; 2011 Qtr 4: 0 | 69857
0 | 212003-Lighting |  | System | Commercial | 17-OFL-Office–Large-IntLight | 0 |  |  |  |  | 0.225 | 0.17 | 0 | 0 | 0 | 0.055003 | 1 |  | kWh | 0.00017 | 0 | Commercial | [7 empty] | 15 | 0.64 |  |  |  | 0 | 16293 | 0 | 0 | 0 | 0 | 0 | 0 | 0 | 0 | 0 | 0 | 2009 Qtr 1: 0; 2009 Qtr 2: 0; 2009 Qtr 3: 16293; 2009 Qtr 4: 0; 2010 Qtr 1: 0; 2010 Qtr 2: 0; 2010 Qtr 3: 0; 2010 Qtr 4: 0; 2011 Qtr 1: 0; 2011 Qtr 2: 0; 2011 Qtr 3: 0; 2011 Qtr 4: 0 | 16293
0 | 212003-Lighting |  | System | Commercial | 17-OFL-Office–Large-IntLight | 0 |  |  |  |  | 0.225 | 0.17 | 0 | 0 | 0 | 0.054995 | 1 |  | kWh | 0.00017 | 0 | Commercial | [7 empty] | 15 | 0.64 |  |  |  | 0 | 6622 | 0 | 0 | 0 | 0 | 0 | 0 | 0 | 0 | 0 | 0 | 2009 Qtr 1: 0; 2009 Qtr 2: 0; 2009 Qtr 3: 6622; 2009 Qtr 4: 0; 2010 Qtr 1: 0; 2010 Qtr 2: 0; 2010 Qtr 3: 0; 2010 Qtr 4: 0; 2011 Qtr 1: 0; 2011 Qtr 2: 0; 2011 Qtr 3: 0; 2011 Qtr 4: 0 | 6622
0 | 212003-Lighting |  | System | Commercial | 17-OFL-Office–Large-IntLight | 0 |  |  |  |  | 0.225 | 0.19288 | 0 | 0 | 0 | 0.03212 | 1 |  | kWh | 0.00017 | 0 | Commercial | [7 empty] | 15 | 0.64 |  |  |  | 0 | 10380 | 0 | 0 | 0 | 0 | 0 | 0 | 0 | 0 | 0 | 0 | 2009 Qtr 1: 10380; 2009 Qtr 2: 0; 2009 Qtr 3: 0; 2009 Qtr 4: 0; 2010 Qtr 1: 0; 2010 Qtr 2: 0; 2010 Qtr 3: 0; 2010 Qtr 4: 0; 2011 Qtr 1: 0; 2011 Qtr 2: 0; 2011 Qtr 3: 0; 2011 Qtr 4: 0 | 10380
0 | 212003-Lighting |  | System | Commercial | 17-OFL-Office–Large-IntLight | 0 |  |  |  |  | 0.225 | 0.17 | 0 | 0 | 0 | 0.055 | 1 |  | kWh | 0.00017 | 0 | Commercial | [7 empty] | 15 | 0.64 |  |  |  | 0 | 124699 | 0 | 0 | 0 | 0 | 0 | 0 | 0 | 0 | 0 | 0 | 2009 Qtr 1: 0; 2009 Qtr 2: 0; 2009 Qtr 3: 124699; 2009 Qtr 4: 0; 2010 Qtr 1: 0; 2010 Qtr 2: 0; 2010 Qtr 3: 0; 2010 Qtr 4: 0; 2011 Qtr 1: 0; 2011 Qtr 2: 0; 2011 Qtr 3: 0; 2011 Qtr 4: 0 | 124699
0 | 212003-Lighting |  | System | Commercial | 17-OFL-Office–Large-IntLight | 0 |  |  |  |  | 0.225 | 0.19288 | 0 | 0 | 0 | 0.03212 | 1 |  | kWh | 0.00017 | 0 | Commercial | [7 empty] | 15 | 0.64 |  |  |  | 0 | 18132 | 0 | 0 | 0 | 0 | 0 | 0 | 0 | 0 | 0 | 0 | 2009 Qtr 1: 18132; 2009 Qtr 2: 0; 2009 Qtr 3: 0; 2009 Qtr 4: 0; 2010 Qtr 1: 0; 2010 Qtr 2: 0; 2010 Qtr 3: 0; 2010 Qtr 4: 0; 2011 Qtr 1: 0; 2011 Qtr 2: 0; 2011 Qtr 3: 0; 2011 Qtr 4: 0 | 18132
0 | 212003-Lighting |  | System | Commercial | 17-OFL-Office–Large-IntLight | 0 |  |  |  |  | 0.225 | 0.19288 | 0 | 0 | 0 | 0.032122 | 1 |  | kWh | 0.00017 | 0 | Commercial | [7 empty] | 15 | 0.64 |  |  |  | 0 | 38339 | 0 | 0 | 0 | 0 | 0 | 0 | 0 | 0 | 0 | 0 | 2009 Qtr 1: 38339; 2009 Qtr 2: 0; 2009 Qtr 3: 0; 2009 Qtr 4: 0; 2010 Qtr 1: 0; 2010 Qtr 2: 0; 2010 Qtr 3: 0; 2010 Qtr 4: 0; 2011 Qtr 1: 0; 2011 Qtr 2: 0; 2011 Qtr 3: 0; 2011 Qtr 4: 0 | 38339
0 | 212003-Lighting |  | System | Commercial | 17-OFL-Office–Large-IntLight | 0 |  |  |  |  | 0.225 | 0.19288 | 0 | 0 | 0 | 0.032117 | 1 |  | kWh | 0.00017 | 0 | Commercial | [7 empty] | 15 | 0.64 |  |  |  | 0 | 27119 | 0 | 0 | 0 | 0 | 0 | 0 | 0 | 0 | 0 | 0 | 2009 Qtr 1: 27119; 2009 Qtr 2: 0; 2009 Qtr 3: 0; 2009 Qtr 4: 0; 2010 Qtr 1: 0; 2010 Qtr 2: 0; 2010 Qtr 3: 0; 2010 Qtr 4: 0; 2011 Qtr 1: 0; 2011 Qtr 2: 0; 2011 Qtr 3: 0; 2011 Qtr 4: 0 | 27119
0 | 212003-Lighting |  | System | Commercial | 17-OFL-Office–Large-IntLight | 0 |  |  |  |  | 0.225 | 0.19288 | 0 | 0 | 0 | 0.032118 | 1 |  | kWh | 0.00017 | 0 | Commercial | [7 empty] | 15 | 0.64 |  |  |  | 0 | 15110 | 0 | 0 | 0 | 0 | 0 | 0 | 0 | 0 | 0 | 0 | 2009 Qtr 1: 15110; 2009 Qtr 2: 0; 2009 Qtr 3: 0; 2009 Qtr 4: 0; 2010 Qtr 1: 0; 2010 Qtr 2: 0; 2010 Qtr 3: 0; 2010 Qtr 4: 0; 2011 Qtr 1: 0; 2011 Qtr 2: 0; 2011 Qtr 3: 0; 2011 Qtr 4: 0 | 15110
0 | 212003-Lighting |  | System | Commercial | 17-OFL-Office–Large-IntLight | 0 |  |  |  |  | 0.225 | 0.19288 | 0 | 0 | 0 | 0.032118 | 1 |  | kWh | 0.00017 | 0 | Commercial | [7 empty] | 15 | 0.64 |  |  |  | 0 | 24176 | 0 | 0 | 0 | 0 | 0 | 0 | 0 | 0 | 0 | 0 | 2009 Qtr 1: 24176; 2009 Qtr 2: 0; 2009 Qtr 3: 0; 2009 Qtr 4: 0; 2010 Qtr 1: 0; 2010 Qtr 2: 0; 2010 Qtr 3: 0; 2010 Qtr 4: 0; 2011 Qtr 1: 0; 2011 Qtr 2: 0; 2011 Qtr 3: 0; 2011 Qtr 4: 0 | 24176
0 | 212003-Lighting |  | System | Commercial | 17-OFL-Office–Large-IntLight | 0 |  |  |  |  | 0.225 | 0.1185 | 0 | 0 | 0 | 0.1065 | 1 |  | kWh | 0.00017 | 0 | Commercial | [7 empty] | 15 | 0.64 |  |  |  | 0 | 49345 | 0 | 0 | 0 | 0 | 0 | 0 | 0 | 0 | 0 | 0 | 2009 Qtr 1: 49345; 2009 Qtr 2: 0; 2009 Qtr 3: 0; 2009 Qtr 4: 0; 2010 Qtr 1: 0; 2010 Qtr 2: 0; 2010 Qtr 3: 0; 2010 Qtr 4: 0; 2011 Qtr 1: 0; 2011 Qtr 2: 0; 2011 Qtr 3: 0; 2011 Qtr 4: 0 | 49345
0 | 212003-Lighting |  | System | Commercial | 17-OFL-Office–Large-IntLight | 0 |  |  |  |  | 0.225 | 0.155 | 0 | 0 | 0 | 0.07 | 1 |  | kWh | 0.00017 | 0 | Commercial | [7 empty] | 15 | 0.64 |  |  |  | 0 | 434496 | 0 | 0 | 0 | 0 | 0 | 0 | 0 | 0 | 0 | 0 | 2009 Qtr 1: 434496; 2009 Qtr 2: 0; 2009 Qtr 3: 0; 2009 Qtr 4: 0; 2010 Qtr 1: 0; 2010 Qtr 2: 0; 2010 Qtr 3: 0; 2010 Qtr 4: 0; 2011 Qtr 1: 0; 2011 Qtr 2: 0; 2011 Qtr 3: 0; 2011 Qtr 4: 0 | 434496
0 | 212003-Lighting |  | System | Commercial | 17-OFL-Office–Large-IntLight | 0 |  |  |  |  | 0.225 | 0.12 | 0 | 0 | 0 | 0.105 | 1 |  | kWh | 0.00017 | 0 | Commercial | [7 empty] | 15 | 0.64 |  |  |  | 0 | 170350 | 0 | 0 | 0 | 0 | 0 | 0 | 0 | 0 | 0 | 0 | 2009 Qtr 1: 170350; 2009 Qtr 2: 0; 2009 Qtr 3: 0; 2009 Qtr 4: 0; 2010 Qtr 1: 0; 2010 Qtr 2: 0; 2010 Qtr 3: 0; 2010 Qtr 4: 0; 2011 Qtr 1: 0; 2011 Qtr 2: 0; 2011 Qtr 3: 0; 2011 Qtr 4: 0 | 170350
0 | 212003-Lighting |  | System | Commercial | 17-OFL-Office–Large-IntLight | 0 |  |  |  |  | 0.225 | 0.17009 | 0 | 0 | 0 | 0.054905 | 1 |  | kWh | 0.00017 | 0 | Commercial | [7 empty] | 15 | 0.64 |  |  |  | 0 | 633 | 0 | 0 | 0 | 0 | 0 | 0 | 0 | 0 | 0 | 0 | 2009 Qtr 1: 633; 2009 Qtr 2: 0; 2009 Qtr 3: 0; 2009 Qtr 4: 0; 2010 Qtr 1: 0; 2010 Qtr 2: 0; 2010 Qtr 3: 0; 2010 Qtr 4: 0; 2011 Qtr 1: 0; 2011 Qtr 2: 0; 2011 Qtr 3: 0; 2011 Qtr 4: 0 | 633
0 | 212003-Lighting |  | System | Commercial | 17-OFL-Office–Large-IntLight | 0 |  |  |  |  | 0.225 | 0.17045 | 0 | 0 | 0 | 0.054554 | 1 |  | kWh | 0.00017 | 0 | Commercial | [7 empty] | 15 | 0.64 |  |  |  | 0 | 112 | 0 | 0 | 0 | 0 | 0 | 0 | 0 | 0 | 0 | 0 | 2009 Qtr 1: 112; 2009 Qtr 2: 0; 2009 Qtr 3: 0; 2009 Qtr 4: 0; 2010 Qtr 1: 0; 2010 Qtr 2: 0; 2010 Qtr 3: 0; 2010 Qtr 4: 0; 2011 Qtr 1: 0; 2011 Qtr 2: 0; 2011 Qtr 3: 0; 2011 Qtr 4: 0 | 112
0 | 212003-Lighting |  | System | Commercial | 17-OFL-Office–Large-IntLight | 0 |  |  |  |  | 0.225 | 0.16973 | 0 | 0 | 0 | 0.055267 | 1 |  | kWh | 0.00017 | 0 | Commercial | [7 empty] | 15 | 0.64 |  |  |  | 0 | 75 | 0 | 0 | 0 | 0 | 0 | 0 | 0 | 0 | 0 | 0 | 2009 Qtr 1: 75; 2009 Qtr 2: 0; 2009 Qtr 3: 0; 2009 Qtr 4: 0; 2010 Qtr 1: 0; 2010 Qtr 2: 0; 2010 Qtr 3: 0; 2010 Qtr 4: 0; 2011 Qtr 1: 0; 2011 Qtr 2: 0; 2011 Qtr 3: 0; 2011 Qtr 4: 0 | 75
0 | 212003-Lighting |  | System | Commercial | 17-OFL-Office–Large-IntLight | 0 |  |  |  |  | 0.225 | 0.16973 | 0 | 0 | 0 | 0.055267 | 1 |  | kWh | 0.00017 | 0 | Commercial | [7 empty] | 15 | 0.64 |  |  |  | 0 | 75 | 0 | 0 | 0 | 0 | 0 | 0 | 0 | 0 | 0 | 0 | 2009 Qtr 1: 75; 2009 Qtr 2: 0; 2009 Qtr 3: 0; 2009 Qtr 4: 0; 2010 Qtr 1: 0; 2010 Qtr 2: 0; 2010 Qtr 3: 0; 2010 Qtr 4: 0; 2011 Qtr 1: 0; 2011 Qtr 2: 0; 2011 Qtr 3: 0; 2011 Qtr 4: 0 | 75
0 | 212003-Lighting |  | System | Commercial | 17-OFL-Office–Large-IntLight | 0 |  |  |  |  | 0.225 | 0.17162 | 0 | 0 | 0 | 0.053378 | 1 |  | kWh | 0.00017 | 0 | Commercial | [7 empty] | 15 | 0.64 |  |  |  | 0 | 37 | 0 | 0 | 0 | 0 | 0 | 0 | 0 | 0 | 0 | 0 | 2009 Qtr 1: 37; 2009 Qtr 2: 0; 2009 Qtr 3: 0; 2009 Qtr 4: 0; 2010 Qtr 1: 0; 2010 Qtr 2: 0; 2010 Qtr 3: 0; 2010 Qtr 4: 0; 2011 Qtr 1: 0; 2011 Qtr 2: 0; 2011 Qtr 3: 0; 2011 Qtr 4: 0 | 37
0 | 212003-Lighting |  | System | Commercial | 17-OFL-Office–Large-IntLight | 0 |  |  |  |  | 0.225 | 0.17031 | 0 | 0 | 0 | 0.054689 | 1 |  | kWh | 0.00017 | 0 | Commercial | [7 empty] | 15 | 0.64 |  |  |  | 0 | 193 | 0 | 0 | 0 | 0 | 0 | 0 | 0 | 0 | 0 | 0 | 2009 Qtr 1: 193; 2009 Qtr 2: 0; 2009 Qtr 3: 0; 2009 Qtr 4: 0; 2010 Qtr 1: 0; 2010 Qtr 2: 0; 2010 Qtr 3: 0; 2010 Qtr 4: 0; 2011 Qtr 1: 0; 2011 Qtr 2: 0; 2011 Qtr 3: 0; 2011 Qtr 4: 0 | 193
0 | 212003-Lighting |  | System | Commercial | 17-OFL-Office–Large-IntLight | 0 |  |  |  |  | 0.225 | 0.16973 | 0 | 0 | 0 | 0.055267 | 1 |  | kWh | 0.00017 | 0 | Commercial | [7 empty] | 15 | 0.64 |  |  |  | 0 | 75 | 0 | 0 | 0 | 0 | 0 | 0 | 0 | 0 | 0 | 0 | 2009 Qtr 1: 75; 2009 Qtr 2: 0; 2009 Qtr 3: 0; 2009 Qtr 4: 0; 2010 Qtr 1: 0; 2010 Qtr 2: 0; 2010 Qtr 3: 0; 2010 Qtr 4: 0; 2011 Qtr 1: 0; 2011 Qtr 2: 0; 2011 Qtr 3: 0; 2011 Qtr 4: 0 | 75
0 | 212003-Lighting |  | System | Commercial | 17-OFL-Office–Large-IntLight | 0 |  |  |  |  | 0.225 | 0.16973 | 0 | 0 | 0 | 0.055267 | 1 |  | kWh | 0.00017 | 0 | Commercial | [7 empty] | 15 | 0.64 |  |  |  | 0 | 75 | 0 | 0 | 0 | 0 | 0 | 0 | 0 | 0 | 0 | 0 | 2009 Qtr 1: 75; 2009 Qtr 2: 0; 2009 Qtr 3: 0; 2009 Qtr 4: 0; 2010 Qtr 1: 0; 2010 Qtr 2: 0; 2010 Qtr 3: 0; 2010 Qtr 4: 0; 2011 Qtr 1: 0; 2011 Qtr 2: 0; 2011 Qtr 3: 0; 2011 Qtr 4: 0 | 75
0 | 212003-Lighting |  | System | Commercial | 17-OFL-Office–Large-IntLight | 0 |  |  |  |  | 0.225 | 0.16973 | 0 | 0 | 0 | 0.055267 | 1 |  | kWh | 0.00017 | 0 | Commercial | [7 empty] | 15 | 0.64 |  |  |  | 0 | 75 | 0 | 0 | 0 | 0 | 0 | 0 | 0 | 0 | 0 | 0 | 2009 Qtr 1: 75; 2009 Qtr 2: 0; 2009 Qtr 3: 0; 2009 Qtr 4: 0; 2010 Qtr 1: 0; 2010 Qtr 2: 0; 2010 Qtr 3: 0; 2010 Qtr 4: 0; 2011 Qtr 1: 0; 2011 Qtr 2: 0; 2011 Qtr 3: 0; 2011 Qtr 4: 0 | 75
0 | 212003-Lighting |  | System | Commercial | 17-OFL-Office–Large-IntLight | 0 |  |  |  |  | 0.225 | 0.17045 | 0 | 0 | 0 | 0.054554 | 1 |  | kWh | 0.00017 | 0 | Commercial | [7 empty] | 15 | 0.64 |  |  |  | 0 | 112 | 0 | 0 | 0 | 0 | 0 | 0 | 0 | 0 | 0 | 0 | 2009 Qtr 1: 112; 2009 Qtr 2: 0; 2009 Qtr 3: 0; 2009 Qtr 4: 0; 2010 Qtr 1: 0; 2010 Qtr 2: 0; 2010 Qtr 3: 0; 2010 Qtr 4: 0; 2011 Qtr 1: 0; 2011 Qtr 2: 0; 2011 Qtr 3: 0; 2011 Qtr 4: 0 | 112
0 | 212003-Lighting |  | System | Commercial | 17-OFL-Office–Large-IntLight | 0 |  |  |  |  | 0.225 | 0.17162 | 0 | 0 | 0 | 0.053378 | 1 |  | kWh | 0.00017 | 0 | Commercial | [7 empty] | 15 | 0.64 |  |  |  | 0 | 37 | 0 | 0 | 0 | 0 | 0 | 0 | 0 | 0 | 0 | 0 | 2009 Qtr 1: 37; 2009 Qtr 2: 0; 2009 Qtr 3: 0; 2009 Qtr 4: 0; 2010 Qtr 1: 0; 2010 Qtr 2: 0; 2010 Qtr 3: 0; 2010 Qtr 4: 0; 2011 Qtr 1: 0; 2011 Qtr 2: 0; 2011 Qtr 3: 0; 2011 Qtr 4: 0 | 37
0 | 212003-Lighting |  | System | Commercial | 17-OFL-Office–Large-IntLight | 0 |  |  |  |  | 0.225 | 0.16973 | 0 | 0 | 0 | 0.055267 | 1 |  | kWh | 0.00017 | 0 | Commercial | [7 empty] | 15 | 0.64 |  |  |  | 0 | 75 | 0 | 0 | 0 | 0 | 0 | 0 | 0 | 0 | 0 | 0 | 2009 Qtr 1: 75; 2009 Qtr 2: 0; 2009 Qtr 3: 0; 2009 Qtr 4: 0; 2010 Qtr 1: 0; 2010 Qtr 2: 0; 2010 Qtr 3: 0; 2010 Qtr 4: 0; 2011 Qtr 1: 0; 2011 Qtr 2: 0; 2011 Qtr 3: 0; 2011 Qtr 4: 0 | 75
0 | 212003-Lighting |  | System | Commercial | 17-OFL-Office–Large-IntLight | 0 |  |  |  |  | 0.225 | 0.16973 | 0 | 0 | 0 | 0.055267 | 1 |  | kWh | 0.00017 | 0 | Commercial | [7 empty] | 15 | 0.64 |  |  |  | 0 | 75 | 0 | 0 | 0 | 0 | 0 | 0 | 0 | 0 | 0 | 0 | 2009 Qtr 1: 75; 2009 Qtr 2: 0; 2009 Qtr 3: 0; 2009 Qtr 4: 0; 2010 Qtr 1: 0; 2010 Qtr 2: 0; 2010 Qtr 3: 0; 2010 Qtr 4: 0; 2011 Qtr 1: 0; 2011 Qtr 2: 0; 2011 Qtr 3: 0; 2011 Qtr 4: 0 | 75
0 | 212003-Lighting |  | System | Commercial | 17-OFL-Office–Large-IntLight | 0 |  |  |  |  | 0.225 | 0.1697 | 0 | 0 | 0 | 0.0553 | 1 |  | kWh | 0.00017 | 0 | Commercial | [7 empty] | 15 | 0.64 |  |  |  | 0 | 200 | 0 | 0 | 0 | 0 | 0 | 0 | 0 | 0 | 0 | 0 | 2009 Qtr 1: 200; 2009 Qtr 2: 0; 2009 Qtr 3: 0; 2009 Qtr 4: 0; 2010 Qtr 1: 0; 2010 Qtr 2: 0; 2010 Qtr 3: 0; 2010 Qtr 4: 0; 2011 Qtr 1: 0; 2011 Qtr 2: 0; 2011 Qtr 3: 0; 2011 Qtr 4: 0 | 200
0 | 212003-Lighting |  | System | Commercial | 17-OFL-Office–Large-IntLight | 0 |  |  |  |  | 0.225 | 0.17162 | 0 | 0 | 0 | 0.053378 | 1 |  | kWh | 0.00017 | 0 | Commercial | [7 empty] | 15 | 0.64 |  |  |  | 0 | 37 | 0 | 0 | 0 | 0 | 0 | 0 | 0 | 0 | 0 | 0 | 2009 Qtr 1: 37; 2009 Qtr 2: 0; 2009 Qtr 3: 0; 2009 Qtr 4: 0; 2010 Qtr 1: 0; 2010 Qtr 2: 0; 2010 Qtr 3: 0; 2010 Qtr 4: 0; 2011 Qtr 1: 0; 2011 Qtr 2: 0; 2011 Qtr 3: 0; 2011 Qtr 4: 0 | 37
0 | 212003-Lighting |  | System | Commercial | 17-OFL-Office–Large-IntLight | 0 |  |  |  |  | 0.225 | 0.16973 | 0 | 0 | 0 | 0.055267 | 1 |  | kWh | 0.00017 | 0 | Commercial | [7 empty] | 15 | 0.64 |  |  |  | 0 | 75 | 0 | 0 | 0 | 0 | 0 | 0 | 0 | 0 | 0 | 0 | 2009 Qtr 1: 75; 2009 Qtr 2: 0; 2009 Qtr 3: 0; 2009 Qtr 4: 0; 2010 Qtr 1: 0; 2010 Qtr 2: 0; 2010 Qtr 3: 0; 2010 Qtr 4: 0; 2011 Qtr 1: 0; 2011 Qtr 2: 0; 2011 Qtr 3: 0; 2011 Qtr 4: 0 | 75
0 | 212003-Lighting |  | System | Commercial | 17-OFL-Office–Large-IntLight | 0 |  |  |  |  | 0.225 | 0.1696 | 0 | 0 | 0 | 0.0554 | 1 |  | kWh | 0.00017 | 0 | Commercial | [7 empty] | 15 | 0.64 |  |  |  | 0 | 100 | 0 | 0 | 0 | 0 | 0 | 0 | 0 | 0 | 0 | 0 | 2009 Qtr 1: 100; 2009 Qtr 2: 0; 2009 Qtr 3: 0; 2009 Qtr 4: 0; 2010 Qtr 1: 0; 2010 Qtr 2: 0; 2010 Qtr 3: 0; 2010 Qtr 4: 0; 2011 Qtr 1: 0; 2011 Qtr 2: 0; 2011 Qtr 3: 0; 2011 Qtr 4: 0 | 100
0 | 212003-Lighting |  | System | Commercial | 17-OFL-Office–Large-IntLight | 0 |  |  |  |  | 0.225 | 0.1696 | 0 | 0 | 0 | 0.0554 | 1 |  | kWh | 0.00017 | 0 | Commercial | [7 empty] | 15 | 0.64 |  |  |  | 0 | 100 | 0 | 0 | 0 | 0 | 0 | 0 | 0 | 0 | 0 | 0 | 2009 Qtr 1: 100; 2009 Qtr 2: 0; 2009 Qtr 3: 0; 2009 Qtr 4: 0; 2010 Qtr 1: 0; 2010 Qtr 2: 0; 2010 Qtr 3: 0; 2010 Qtr 4: 0; 2011 Qtr 1: 0; 2011 Qtr 2: 0; 2011 Qtr 3: 0; 2011 Qtr 4: 0 | 100
0 | 212003-Lighting |  | System | Commercial | 17-OFL-Office–Large-IntLight | 0 |  |  |  |  | 0.225 | 0.16992 | 0 | 0 | 0 | 0.055075 | 1 |  | kWh | 0.00017 | 0 | Commercial | [7 empty] | 15 | 0.64 |  |  |  | 0 | 799 | 0 | 0 | 0 | 0 | 0 | 0 | 0 | 0 | 0 | 0 | 2009 Qtr 1: 799; 2009 Qtr 2: 0; 2009 Qtr 3: 0; 2009 Qtr 4: 0; 2010 Qtr 1: 0; 2010 Qtr 2: 0; 2010 Qtr 3: 0; 2010 Qtr 4: 0; 2011 Qtr 1: 0; 2011 Qtr 2: 0; 2011 Qtr 3: 0; 2011 Qtr 4: 0 | 799
0 | 212003-Lighting |  | System | Commercial | 17-OFL-Office–Large-IntLight | 0 |  |  |  |  | 0.225 | 0.1696 | 0 | 0 | 0 | 0.0554 | 1 |  | kWh | 0.00017 | 0 | Commercial | [7 empty] | 15 | 0.64 |  |  |  | 0 | 100 | 0 | 0 | 0 | 0 | 0 | 0 | 0 | 0 | 0 | 0 | 2009 Qtr 1: 100; 2009 Qtr 2: 0; 2009 Qtr 3: 0; 2009 Qtr 4: 0; 2010 Qtr 1: 0; 2010 Qtr 2: 0; 2010 Qtr 3: 0; 2010 Qtr 4: 0; 2011 Qtr 1: 0; 2011 Qtr 2: 0; 2011 Qtr 3: 0; 2011 Qtr 4: 0 | 100
0 | 212003-Lighting |  | System | Commercial | 17-OFL-Office–Large-IntLight | 0 |  |  |  |  | 0.225 | 0.1696 | 0 | 0 | 0 | 0.0554 | 1 |  | kWh | 0.00017 | 0 | Commercial | [7 empty] | 15 | 0.64 |  |  |  | 0 | 100 | 0 | 0 | 0 | 0 | 0 | 0 | 0 | 0 | 0 | 0 | 2009 Qtr 1: 100; 2009 Qtr 2: 0; 2009 Qtr 3: 0; 2009 Qtr 4: 0; 2010 Qtr 1: 0; 2010 Qtr 2: 0; 2010 Qtr 3: 0; 2010 Qtr 4: 0; 2011 Qtr 1: 0; 2011 Qtr 2: 0; 2011 Qtr 3: 0; 2011 Qtr 4: 0 | 100
0 | 212003-Lighting |  | System | Commercial | 17-OFL-Office–Large-IntLight | 0 |  |  |  |  | 0.225 | 0.1696 | 0 | 0 | 0 | 0.0554 | 1 |  | kWh | 0.00017 | 0 | Commercial | [7 empty] | 15 | 0.64 |  |  |  | 0 | 100 | 0 | 0 | 0 | 0 | 0 | 0 | 0 | 0 | 0 | 0 | 2009 Qtr 1: 100; 2009 Qtr 2: 0; 2009 Qtr 3: 0; 2009 Qtr 4: 0; 2010 Qtr 1: 0; 2010 Qtr 2: 0; 2010 Qtr 3: 0; 2010 Qtr 4: 0; 2011 Qtr 1: 0; 2011 Qtr 2: 0; 2011 Qtr 3: 0; 2011 Qtr 4: 0 | 100
0 | 212003-Lighting |  | System | Commercial | 17-OFL-Office–Large-IntLight | 0 |  |  |  |  | 0.225 | 0.1696 | 0 | 0 | 0 | 0.0554 | 1 |  | kWh | 0.00017 | 0 | Commercial | [7 empty] | 15 | 0.64 |  |  |  | 0 | 50 | 0 | 0 | 0 | 0 | 0 | 0 | 0 | 0 | 0 | 0 | 2009 Qtr 1: 50; 2009 Qtr 2: 0; 2009 Qtr 3: 0; 2009 Qtr 4: 0; 2010 Qtr 1: 0; 2010 Qtr 2: 0; 2010 Qtr 3: 0; 2010 Qtr 4: 0; 2011 Qtr 1: 0; 2011 Qtr 2: 0; 2011 Qtr 3: 0; 2011 Qtr 4: 0 | 50
0 | 212003-Lighting |  | System | Commercial | 17-OFL-Office–Large-IntLight | 0 |  |  |  |  | 0.225 | 0.16973 | 0 | 0 | 0 | 0.055267 | 1 |  | kWh | 0.00017 | 0 | Commercial | [7 empty] | 15 | 0.64 |  |  |  | 0 | 150 | 0 | 0 | 0 | 0 | 0 | 0 | 0 | 0 | 0 | 0 | 2009 Qtr 1: 150; 2009 Qtr 2: 0; 2009 Qtr 3: 0; 2009 Qtr 4: 0; 2010 Qtr 1: 0; 2010 Qtr 2: 0; 2010 Qtr 3: 0; 2010 Qtr 4: 0; 2011 Qtr 1: 0; 2011 Qtr 2: 0; 2011 Qtr 3: 0; 2011 Qtr 4: 0 | 150
0 | 212003-Lighting |  | System | Commercial | 17-OFL-Office–Large-IntLight | 0 |  |  |  |  | 0.225 | 0.17162 | 0 | 0 | 0 | 0.053378 | 1 |  | kWh | 0.00017 | 0 | Commercial | [7 empty] | 15 | 0.64 |  |  |  | 0 | 37 | 0 | 0 | 0 | 0 | 0 | 0 | 0 | 0 | 0 | 0 | 2009 Qtr 1: 37; 2009 Qtr 2: 0; 2009 Qtr 3: 0; 2009 Qtr 4: 0; 2010 Qtr 1: 0; 2010 Qtr 2: 0; 2010 Qtr 3: 0; 2010 Qtr 4: 0; 2011 Qtr 1: 0; 2011 Qtr 2: 0; 2011 Qtr 3: 0; 2011 Qtr 4: 0 | 37
0 | 212003-Lighting |  | System | Commercial | 17-OFL-Office–Large-IntLight | 0 |  |  |  |  | 0.225 | 0.17162 | 0 | 0 | 0 | 0.053378 | 1 |  | kWh | 0.00017 | 0 | Commercial | [7 empty] | 15 | 0.64 |  |  |  | 0 | 37 | 0 | 0 | 0 | 0 | 0 | 0 | 0 | 0 | 0 | 0 | 2009 Qtr 1: 37; 2009 Qtr 2: 0; 2009 Qtr 3: 0; 2009 Qtr 4: 0; 2010 Qtr 1: 0; 2010 Qtr 2: 0; 2010 Qtr 3: 0; 2010 Qtr 4: 0; 2011 Qtr 1: 0; 2011 Qtr 2: 0; 2011 Qtr 3: 0; 2011 Qtr 4: 0 | 37
0 | 212003-Lighting |  | System | Commercial | 17-OFL-Office–Large-IntLight | 0 |  |  |  |  | 0.225 | 0.16973 | 0 | 0 | 0 | 0.055267 | 1 |  | kWh | 0.00017 | 0 | Commercial | [7 empty] | 15 | 0.64 |  |  |  | 0 | 150 | 0 | 0 | 0 | 0 | 0 | 0 | 0 | 0 | 0 | 0 | 2009 Qtr 1: 150; 2009 Qtr 2: 0; 2009 Qtr 3: 0; 2009 Qtr 4: 0; 2010 Qtr 1: 0; 2010 Qtr 2: 0; 2010 Qtr 3: 0; 2010 Qtr 4: 0; 2011 Qtr 1: 0; 2011 Qtr 2: 0; 2011 Qtr 3: 0; 2011 Qtr 4: 0 | 150
0 | 212003-Lighting |  | System | Commercial | 17-OFL-Office–Large-IntLight | 0 |  |  |  |  | 0.225 | 0.1696 | 0 | 0 | 0 | 0.0554 | 1 |  | kWh | 0.00017 | 0 | Commercial | [7 empty] | 15 | 0.64 |  |  |  | 0 | 100 | 0 | 0 | 0 | 0 | 0 | 0 | 0 | 0 | 0 | 0 | 2009 Qtr 1: 100; 2009 Qtr 2: 0; 2009 Qtr 3: 0; 2009 Qtr 4: 0; 2010 Qtr 1: 0; 2010 Qtr 2: 0; 2010 Qtr 3: 0; 2010 Qtr 4: 0; 2011 Qtr 1: 0; 2011 Qtr 2: 0; 2011 Qtr 3: 0; 2011 Qtr 4: 0 | 100
0 | 212003-Lighting |  | System | Commercial | 17-OFL-Office–Large-IntLight | 0 |  |  |  |  | 0.225 | 0.1696 | 0 | 0 | 0 | 0.0554 | 1 |  | kWh | 0.00017 | 0 | Commercial | [7 empty] | 15 | 0.64 |  |  |  | 0 | 50 | 0 | 0 | 0 | 0 | 0 | 0 | 0 | 0 | 0 | 0 | 2009 Qtr 1: 50; 2009 Qtr 2: 0; 2009 Qtr 3: 0; 2009 Qtr 4: 0; 2010 Qtr 1: 0; 2010 Qtr 2: 0; 2010 Qtr 3: 0; 2010 Qtr 4: 0; 2011 Qtr 1: 0; 2011 Qtr 2: 0; 2011 Qtr 3: 0; 2011 Qtr 4: 0 | 50
0 | 212003-Lighting |  | System | Commercial | 17-OFL-Office–Large-IntLight | 0 |  |  |  |  | 0.225 | 0.1696 | 0 | 0 | 0 | 0.0554 | 1 |  | kWh | 0.00017 | 0 | Commercial | [7 empty] | 15 | 0.64 |  |  |  | 0 | 50 | 0 | 0 | 0 | 0 | 0 | 0 | 0 | 0 | 0 | 0 | 2009 Qtr 1: 50; 2009 Qtr 2: 0; 2009 Qtr 3: 0; 2009 Qtr 4: 0; 2010 Qtr 1: 0; 2010 Qtr 2: 0; 2010 Qtr 3: 0; 2010 Qtr 4: 0; 2011 Qtr 1: 0; 2011 Qtr 2: 0; 2011 Qtr 3: 0; 2011 Qtr 4: 0 | 50
0 | 212003-Lighting |  | System | Commercial | 17-OFL-Office–Large-IntLight | 0 |  |  |  |  | 0.225 | 0.1696 | 0 | 0 | 0 | 0.0554 | 1 |  | kWh | 0.00017 | 0 | Commercial | [7 empty] | 15 | 0.64 |  |  |  | 0 | 50 | 0 | 0 | 0 | 0 | 0 | 0 | 0 | 0 | 0 | 0 | 2009 Qtr 1: 50; 2009 Qtr 2: 0; 2009 Qtr 3: 0; 2009 Qtr 4: 0; 2010 Qtr 1: 0; 2010 Qtr 2: 0; 2010 Qtr 3: 0; 2010 Qtr 4: 0; 2011 Qtr 1: 0; 2011 Qtr 2: 0; 2011 Qtr 3: 0; 2011 Qtr 4: 0 | 50
0 | 212003-Lighting |  | System | Commercial | 17-OFL-Office–Large-IntLight | 0 |  |  |  |  | 0.225 | 0.1696 | 0 | 0 | 0 | 0.0554 | 1 |  | kWh | 0.00017 | 0 | Commercial | [7 empty] | 15 | 0.64 |  |  |  | 0 | 100 | 0 | 0 | 0 | 0 | 0 | 0 | 0 | 0 | 0 | 0 | 2009 Qtr 1: 100; 2009 Qtr 2: 0; 2009 Qtr 3: 0; 2009 Qtr 4: 0; 2010 Qtr 1: 0; 2010 Qtr 2: 0; 2010 Qtr 3: 0; 2010 Qtr 4: 0; 2011 Qtr 1: 0; 2011 Qtr 2: 0; 2011 Qtr 3: 0; 2011 Qtr 4: 0 | 100
0 | 212003-Lighting |  | System | Commercial | 17-OFL-Office–Large-IntLight | 0 |  |  |  |  | 0.225 | 0.17667 | 0 | 0 | 0 | 0.048333 | 1 |  | kWh | 0.00017 | 0 | Commercial | [7 empty] | 15 | 0.64 |  |  |  | 0 | 9 | 0 | 0 | 0 | 0 | 0 | 0 | 0 | 0 | 0 | 0 | 2009 Qtr 1: 9; 2009 Qtr 2: 0; 2009 Qtr 3: 0; 2009 Qtr 4: 0; 2010 Qtr 1: 0; 2010 Qtr 2: 0; 2010 Qtr 3: 0; 2010 Qtr 4: 0; 2011 Qtr 1: 0; 2011 Qtr 2: 0; 2011 Qtr 3: 0; 2011 Qtr 4: 0 | 9
0 | 212003-Lighting |  | System | Commercial | 17-OFL-Office–Large-IntLight | 0 |  |  |  |  | 0.225 | 0.1696 | 0 | 0 | 0 | 0.0554 | 1 |  | kWh | 0.00017 | 0 | Commercial | [7 empty] | 15 | 0.64 |  |  |  | 0 | 100 | 0 | 0 | 0 | 0 | 0 | 0 | 0 | 0 | 0 | 0 | 2009 Qtr 1: 100; 2009 Qtr 2: 0; 2009 Qtr 3: 0; 2009 Qtr 4: 0; 2010 Qtr 1: 0; 2010 Qtr 2: 0; 2010 Qtr 3: 0; 2010 Qtr 4: 0; 2011 Qtr 1: 0; 2011 Qtr 2: 0; 2011 Qtr 3: 0; 2011 Qtr 4: 0 | 100
0 | 212003-Lighting |  | System | Commercial | 17-OFL-Office–Large-IntLight | 0 |  |  |  |  | 0.225 | 0.16967 | 0 | 0 | 0 | 0.055333 | 1 |  | kWh | 0.00017 | 0 | Commercial | [7 empty] | 15 | 0.64 |  |  |  | 0 | 150 | 0 | 0 | 0 | 0 | 0 | 0 | 0 | 0 | 0 | 0 | 2009 Qtr 1: 150; 2009 Qtr 2: 0; 2009 Qtr 3: 0; 2009 Qtr 4: 0; 2010 Qtr 1: 0; 2010 Qtr 2: 0; 2010 Qtr 3: 0; 2010 Qtr 4: 0; 2011 Qtr 1: 0; 2011 Qtr 2: 0; 2011 Qtr 3: 0; 2011 Qtr 4: 0 | 150
0 | 212003-Lighting |  | System | Commercial | 17-OFL-Office–Large-IntLight | 0 |  |  |  |  | 0.225 | 0.1696 | 0 | 0 | 0 | 0.0554 | 1 |  | kWh | 0.00017 | 0 | Commercial | [7 empty] | 15 | 0.64 |  |  |  | 0 | 100 | 0 | 0 | 0 | 0 | 0 | 0 | 0 | 0 | 0 | 0 | 2009 Qtr 1: 100; 2009 Qtr 2: 0; 2009 Qtr 3: 0; 2009 Qtr 4: 0; 2010 Qtr 1: 0; 2010 Qtr 2: 0; 2010 Qtr 3: 0; 2010 Qtr 4: 0; 2011 Qtr 1: 0; 2011 Qtr 2: 0; 2011 Qtr 3: 0; 2011 Qtr 4: 0 | 100
0 | 212003-Lighting |  | System | Commercial | 17-OFL-Office–Large-IntLight | 0 |  |  |  |  | 0.225 | 0.17045 | 0 | 0 | 0 | 0.054554 | 1 |  | kWh | 0.00017 | 0 | Commercial | [7 empty] | 15 | 0.64 |  |  |  | 0 | 112 | 0 | 0 | 0 | 0 | 0 | 0 | 0 | 0 | 0 | 0 | 2009 Qtr 1: 112; 2009 Qtr 2: 0; 2009 Qtr 3: 0; 2009 Qtr 4: 0; 2010 Qtr 1: 0; 2010 Qtr 2: 0; 2010 Qtr 3: 0; 2010 Qtr 4: 0; 2011 Qtr 1: 0; 2011 Qtr 2: 0; 2011 Qtr 3: 0; 2011 Qtr 4: 0 | 112
0 | 212003-Lighting |  | System | Commercial | 17-OFL-Office–Large-IntLight | 0 |  |  |  |  | 0.225 | 0.17006 | 0 | 0 | 0 | 0.054943 | 1 |  | kWh | 0.00017 | 0 | Commercial | [7 empty] | 15 | 0.64 |  |  |  | 0 | 524 | 0 | 0 | 0 | 0 | 0 | 0 | 0 | 0 | 0 | 0 | 2009 Qtr 1: 524; 2009 Qtr 2: 0; 2009 Qtr 3: 0; 2009 Qtr 4: 0; 2010 Qtr 1: 0; 2010 Qtr 2: 0; 2010 Qtr 3: 0; 2010 Qtr 4: 0; 2011 Qtr 1: 0; 2011 Qtr 2: 0; 2011 Qtr 3: 0; 2011 Qtr 4: 0 | 524
0 | 212003-Lighting |  | System | Commercial | 17-OFL-Office–Large-IntLight | 0 |  |  |  |  | 0.225 | 0.17028 | 0 | 0 | 0 | 0.054725 | 1 |  | kWh | 0.00017 | 0 | Commercial | [7 empty] | 15 | 0.64 |  |  |  | 0 | 109 | 0 | 0 | 0 | 0 | 0 | 0 | 0 | 0 | 0 | 0 | 2009 Qtr 1: 109; 2009 Qtr 2: 0; 2009 Qtr 3: 0; 2009 Qtr 4: 0; 2010 Qtr 1: 0; 2010 Qtr 2: 0; 2010 Qtr 3: 0; 2010 Qtr 4: 0; 2011 Qtr 1: 0; 2011 Qtr 2: 0; 2011 Qtr 3: 0; 2011 Qtr 4: 0 | 109
0 | 212003-Lighting |  | System | Commercial | 17-OFL-Office–Large-IntLight | 0 |  |  |  |  | 0.225 | 0.16988 | 0 | 0 | 0 | 0.055125 | 1 |  | kWh | 0.00017 | 0 | Commercial | [7 empty] | 15 | 0.64 |  |  |  | 0 | 562 | 0 | 0 | 0 | 0 | 0 | 0 | 0 | 0 | 0 | 0 | 2009 Qtr 1: 562; 2009 Qtr 2: 0; 2009 Qtr 3: 0; 2009 Qtr 4: 0; 2010 Qtr 1: 0; 2010 Qtr 2: 0; 2010 Qtr 3: 0; 2010 Qtr 4: 0; 2011 Qtr 1: 0; 2011 Qtr 2: 0; 2011 Qtr 3: 0; 2011 Qtr 4: 0 | 562
0 | 212003-Lighting |  | System | Commercial | 17-OFL-Office–Large-IntLight | 0 |  |  |  |  | 0.225 | 0.17 | 0 | 0 | 0 | 0.055 | 1 |  | kWh | 0.00017 | 0 | Commercial | [7 empty] | 15 | 0.64 |  |  |  | 0 | 131 | 0 | 0 | 0 | 0 | 0 | 0 | 0 | 0 | 0 | 0 | 2009 Qtr 1: 131; 2009 Qtr 2: 0; 2009 Qtr 3: 0; 2009 Qtr 4: 0; 2010 Qtr 1: 0; 2010 Qtr 2: 0; 2010 Qtr 3: 0; 2010 Qtr 4: 0; 2011 Qtr 1: 0; 2011 Qtr 2: 0; 2011 Qtr 3: 0; 2011 Qtr 4: 0 | 131
0 | 212003-Lighting |  | System | Commercial | 17-OFL-Office–Large-IntLight | 0 |  |  |  |  | 0.225 | 0.1696 | 0 | 0 | 0 | 0.0554 | 1 |  | kWh | 0.00017 | 0 | Commercial | [7 empty] | 15 | 0.64 |  |  |  | 0 | 100 | 0 | 0 | 0 | 0 | 0 | 0 | 0 | 0 | 0 | 0 | 2009 Qtr 1: 100; 2009 Qtr 2: 0; 2009 Qtr 3: 0; 2009 Qtr 4: 0; 2010 Qtr 1: 0; 2010 Qtr 2: 0; 2010 Qtr 3: 0; 2010 Qtr 4: 0; 2011 Qtr 1: 0; 2011 Qtr 2: 0; 2011 Qtr 3: 0; 2011 Qtr 4: 0 | 100
0 | 212003-Lighting |  | System | Commercial | 17-OFL-Office–Large-IntLight | 0 |  |  |  |  | 0.225 | 0.1696 | 0 | 0 | 0 | 0.0554 | 1 |  | kWh | 0.00017 | 0 | Commercial | [7 empty] | 15 | 0.64 |  |  |  | 0 | 50 | 0 | 0 | 0 | 0 | 0 | 0 | 0 | 0 | 0 | 0 | 2009 Qtr 1: 50; 2009 Qtr 2: 0; 2009 Qtr 3: 0; 2009 Qtr 4: 0; 2010 Qtr 1: 0; 2010 Qtr 2: 0; 2010 Qtr 3: 0; 2010 Qtr 4: 0; 2011 Qtr 1: 0; 2011 Qtr 2: 0; 2011 Qtr 3: 0; 2011 Qtr 4: 0 | 50
0 | 212003-Lighting |  | System | Commercial | 17-OFL-Office–Large-IntLight | 0 |  |  |  |  | 0.225 | 0.16973 | 0 | 0 | 0 | 0.055267 | 1 |  | kWh | 0.00017 | 0 | Commercial | [7 empty] | 15 | 0.64 |  |  |  | 0 | 150 | 0 | 0 | 0 | 0 | 0 | 0 | 0 | 0 | 0 | 0 | 2009 Qtr 1: 150; 2009 Qtr 2: 0; 2009 Qtr 3: 0; 2009 Qtr 4: 0; 2010 Qtr 1: 0; 2010 Qtr 2: 0; 2010 Qtr 3: 0; 2010 Qtr 4: 0; 2011 Qtr 1: 0; 2011 Qtr 2: 0; 2011 Qtr 3: 0; 2011 Qtr 4: 0 | 150
0 | 212003-Lighting |  | System | Commercial | 17-OFL-Office–Large-IntLight | 0 |  |  |  |  | 0.225 | 0.16864 | 0 | 0 | 0 | 0.056364 | 1 |  | kWh | 0.00017 | 0 | Commercial | [7 empty] | 15 | 0.64 |  |  |  | 0 | 44 | 0 | 0 | 0 | 0 | 0 | 0 | 0 | 0 | 0 | 0 | 2009 Qtr 1: 44; 2009 Qtr 2: 0; 2009 Qtr 3: 0; 2009 Qtr 4: 0; 2010 Qtr 1: 0; 2010 Qtr 2: 0; 2010 Qtr 3: 0; 2010 Qtr 4: 0; 2011 Qtr 1: 0; 2011 Qtr 2: 0; 2011 Qtr 3: 0; 2011 Qtr 4: 0 | 44
0 | 212003-Lighting |  | System | Commercial | 17-OFL-Office–Large-IntLight | 0 |  |  |  |  | 0.225 | 0.1697 | 0 | 0 | 0 | 0.0553 | 1 |  | kWh | 0.00017 | 0 | Commercial | [7 empty] | 15 | 0.64 |  |  |  | 0 | 200 | 0 | 0 | 0 | 0 | 0 | 0 | 0 | 0 | 0 | 0 | 2009 Qtr 1: 200; 2009 Qtr 2: 0; 2009 Qtr 3: 0; 2009 Qtr 4: 0; 2010 Qtr 1: 0; 2010 Qtr 2: 0; 2010 Qtr 3: 0; 2010 Qtr 4: 0; 2011 Qtr 1: 0; 2011 Qtr 2: 0; 2011 Qtr 3: 0; 2011 Qtr 4: 0 | 200
0 | 212003-Lighting |  | System | Commercial | 17-OFL-Office–Large-IntLight | 0 |  |  |  |  | 0.225 | 0.1696 | 0 | 0 | 0 | 0.0554 | 1 |  | kWh | 0.00017 | 0 | Commercial | [7 empty] | 15 | 0.64 |  |  |  | 0 | 100 | 0 | 0 | 0 | 0 | 0 | 0 | 0 | 0 | 0 | 0 | 2009 Qtr 1: 100; 2009 Qtr 2: 0; 2009 Qtr 3: 0; 2009 Qtr 4: 0; 2010 Qtr 1: 0; 2010 Qtr 2: 0; 2010 Qtr 3: 0; 2010 Qtr 4: 0; 2011 Qtr 1: 0; 2011 Qtr 2: 0; 2011 Qtr 3: 0; 2011 Qtr 4: 0 | 100
0 | 212003-Lighting |  | System | Commercial | 17-OFL-Office–Large-IntLight | 0 |  |  |  |  | 0.225 | 0.17162 | 0 | 0 | 0 | 0.053378 | 1 |  | kWh | 0.00017 | 0 | Commercial | [7 empty] | 15 | 0.64 |  |  |  | 0 | 37 | 0 | 0 | 0 | 0 | 0 | 0 | 0 | 0 | 0 | 0 | 2009 Qtr 1: 37; 2009 Qtr 2: 0; 2009 Qtr 3: 0; 2009 Qtr 4: 0; 2010 Qtr 1: 0; 2010 Qtr 2: 0; 2010 Qtr 3: 0; 2010 Qtr 4: 0; 2011 Qtr 1: 0; 2011 Qtr 2: 0; 2011 Qtr 3: 0; 2011 Qtr 4: 0 | 37
0 | 212003-Lighting |  | System | Commercial | 17-OFL-Office–Large-IntLight | 0 |  |  |  |  | 0.225 | 0.17162 | 0 | 0 | 0 | 0.053378 | 1 |  | kWh | 0.00017 | 0 | Commercial | [7 empty] | 15 | 0.64 |  |  |  | 0 | 37 | 0 | 0 | 0 | 0 | 0 | 0 | 0 | 0 | 0 | 0 | 2009 Qtr 1: 37; 2009 Qtr 2: 0; 2009 Qtr 3: 0; 2009 Qtr 4: 0; 2010 Qtr 1: 0; 2010 Qtr 2: 0; 2010 Qtr 3: 0; 2010 Qtr 4: 0; 2011 Qtr 1: 0; 2011 Qtr 2: 0; 2011 Qtr 3: 0; 2011 Qtr 4: 0 | 37
0 | 212003-Lighting |  | System | Commercial | 17-OFL-Office–Large-IntLight | 0 |  |  |  |  | 0.225 | 0.16818 | 0 | 0 | 0 | 0.056818 | 1 |  | kWh | 0.00017 | 0 | Commercial | [7 empty] | 15 | 0.64 |  |  |  | 0 | 22 | 0 | 0 | 0 | 0 | 0 | 0 | 0 | 0 | 0 | 0 | 2009 Qtr 1: 22; 2009 Qtr 2: 0; 2009 Qtr 3: 0; 2009 Qtr 4: 0; 2010 Qtr 1: 0; 2010 Qtr 2: 0; 2010 Qtr 3: 0; 2010 Qtr 4: 0; 2011 Qtr 1: 0; 2011 Qtr 2: 0; 2011 Qtr 3: 0; 2011 Qtr 4: 0 | 22
0 | 212003-Lighting |  | System | Commercial | 17-OFL-Office–Large-IntLight | 0 |  |  |  |  | 0.225 | 0.17162 | 0 | 0 | 0 | 0.053378 | 1 |  | kWh | 0.00017 | 0 | Commercial | [7 empty] | 15 | 0.64 |  |  |  | 0 | 37 | 0 | 0 | 0 | 0 | 0 | 0 | 0 | 0 | 0 | 0 | 2009 Qtr 1: 37; 2009 Qtr 2: 0; 2009 Qtr 3: 0; 2009 Qtr 4: 0; 2010 Qtr 1: 0; 2010 Qtr 2: 0; 2010 Qtr 3: 0; 2010 Qtr 4: 0; 2011 Qtr 1: 0; 2011 Qtr 2: 0; 2011 Qtr 3: 0; 2011 Qtr 4: 0 | 37
0 | 212003-Lighting |  | System | Commercial | 17-OFL-Office–Large-IntLight | 0 |  |  |  |  | 0.225 | 0.1697 | 0 | 0 | 0 | 0.0553 | 1 |  | kWh | 0.00017 | 0 | Commercial | [7 empty] | 15 | 0.64 |  |  |  | 0 | 200 | 0 | 0 | 0 | 0 | 0 | 0 | 0 | 0 | 0 | 0 | 2009 Qtr 1: 200; 2009 Qtr 2: 0; 2009 Qtr 3: 0; 2009 Qtr 4: 0; 2010 Qtr 1: 0; 2010 Qtr 2: 0; 2010 Qtr 3: 0; 2010 Qtr 4: 0; 2011 Qtr 1: 0; 2011 Qtr 2: 0; 2011 Qtr 3: 0; 2011 Qtr 4: 0 | 200
0 | 212003-Lighting |  | System | Commercial | 17-OFL-Office–Large-IntLight | 0 |  |  |  |  | 0.225 | 0.16818 | 0 | 0 | 0 | 0.056818 | 1 |  | kWh | 0.00017 | 0 | Commercial | [7 empty] | 15 | 0.64 |  |  |  | 0 | 22 | 0 | 0 | 0 | 0 | 0 | 0 | 0 | 0 | 0 | 0 | 2009 Qtr 1: 22; 2009 Qtr 2: 0; 2009 Qtr 3: 0; 2009 Qtr 4: 0; 2010 Qtr 1: 0; 2010 Qtr 2: 0; 2010 Qtr 3: 0; 2010 Qtr 4: 0; 2011 Qtr 1: 0; 2011 Qtr 2: 0; 2011 Qtr 3: 0; 2011 Qtr 4: 0 | 22
0 | 212003-Lighting |  | System | Commercial | 17-OFL-Office–Large-IntLight | 0 |  |  |  |  | 0.225 | 0.17016 | 0 | 0 | 0 | 0.05484 | 1 |  | kWh | 0.00017 | 0 | Commercial | [7 empty] | 15 | 0.64 |  |  |  | 0 | 187 | 0 | 0 | 0 | 0 | 0 | 0 | 0 | 0 | 0 | 0 | 2009 Qtr 1: 187; 2009 Qtr 2: 0; 2009 Qtr 3: 0; 2009 Qtr 4: 0; 2010 Qtr 1: 0; 2010 Qtr 2: 0; 2010 Qtr 3: 0; 2010 Qtr 4: 0; 2011 Qtr 1: 0; 2011 Qtr 2: 0; 2011 Qtr 3: 0; 2011 Qtr 4: 0 | 187
0 | 212003-Lighting |  | System | Commercial | 17-OFL-Office–Large-IntLight | 0 |  |  |  |  | 0.225 | 0.16968 | 0 | 0 | 0 | 0.05532 | 1 |  | kWh | 0.00017 | 0 | Commercial | [7 empty] | 15 | 0.64 |  |  |  | 0 | 125 | 0 | 0 | 0 | 0 | 0 | 0 | 0 | 0 | 0 | 0 | 2009 Qtr 1: 125; 2009 Qtr 2: 0; 2009 Qtr 3: 0; 2009 Qtr 4: 0; 2010 Qtr 1: 0; 2010 Qtr 2: 0; 2010 Qtr 3: 0; 2010 Qtr 4: 0; 2011 Qtr 1: 0; 2011 Qtr 2: 0; 2011 Qtr 3: 0; 2011 Qtr 4: 0 | 125
0 | 212003-Lighting |  | System | Commercial | 17-OFL-Office–Large-IntLight | 0 |  |  |  |  | 0.225 | 0.17002 | 0 | 0 | 0 | 0.054982 | 1 |  | kWh | 0.00017 | 0 | Commercial | [7 empty] | 15 | 0.64 |  |  |  | 0 | 549 | 0 | 0 | 0 | 0 | 0 | 0 | 0 | 0 | 0 | 0 | 2009 Qtr 1: 549; 2009 Qtr 2: 0; 2009 Qtr 3: 0; 2009 Qtr 4: 0; 2010 Qtr 1: 0; 2010 Qtr 2: 0; 2010 Qtr 3: 0; 2010 Qtr 4: 0; 2011 Qtr 1: 0; 2011 Qtr 2: 0; 2011 Qtr 3: 0; 2011 Qtr 4: 0 | 549
0 | 212003-Lighting |  | System | Commercial | 17-OFL-Office–Large-IntLight | 0 |  |  |  |  | 0.225 | 0.16973 | 0 | 0 | 0 | 0.055267 | 1 |  | kWh | 0.00017 | 0 | Commercial | [7 empty] | 15 | 0.64 |  |  |  | 0 | 75 | 0 | 0 | 0 | 0 | 0 | 0 | 0 | 0 | 0 | 0 | 2009 Qtr 1: 75; 2009 Qtr 2: 0; 2009 Qtr 3: 0; 2009 Qtr 4: 0; 2010 Qtr 1: 0; 2010 Qtr 2: 0; 2010 Qtr 3: 0; 2010 Qtr 4: 0; 2011 Qtr 1: 0; 2011 Qtr 2: 0; 2011 Qtr 3: 0; 2011 Qtr 4: 0 | 75
0 | 212003-Lighting |  | System | Commercial | 17-OFL-Office–Large-IntLight | 0 |  |  |  |  | 0.225 | 0.1696 | 0 | 0 | 0 | 0.0554 | 1 |  | kWh | 0.00017 | 0 | Commercial | [7 empty] | 15 | 0.64 |  |  |  | 0 | 50 | 0 | 0 | 0 | 0 | 0 | 0 | 0 | 0 | 0 | 0 | 2009 Qtr 1: 50; 2009 Qtr 2: 0; 2009 Qtr 3: 0; 2009 Qtr 4: 0; 2010 Qtr 1: 0; 2010 Qtr 2: 0; 2010 Qtr 3: 0; 2010 Qtr 4: 0; 2011 Qtr 1: 0; 2011 Qtr 2: 0; 2011 Qtr 3: 0; 2011 Qtr 4: 0 | 50
Do NOT enter program data in this row or below. The Spreadsheet will not evaluate any such data. | bar: 2012 Qtr 1; 2014 Qtr 2 to 2014 Qtr 4; 2016 Qtr 2 to 2016 Qtr 4; 2018 Qtr 2 to 2018 Qtr 4
Lists of Dimensions and their Labels
|  |  | Climate Zones | Sectors | End Use Validation List |  | Measure Types for Measure Life | Measure Types for NTGR | Gas Sector | Gas Savings Profile | Combustor Type
|  |  | 7 | RES | res:DEER:Indoor_CFL_Ltg |  | NONRESIDENTIAL MEASURES: |  | Residential | Summer Only | Large Boilers (>100 MMBtu/hr Heat Input):Uncontrolled
|  |  | 10 | NON_RES | res:DEER:Indoor_CFL_Ltg |  | **************************************************************** | Appliance early retirement and replacement 0.80 | Commercial | Winter Only | Large Boilers (>100 MMBtu/hr Heat Input):Controlled Low NOx Burner
|  |  | 14 | Residential | res:DEER:Indoor_CFL_Ltg |  | Ballast – Dimmable: NR - 11 | California Home Energy Efficiency Rating System (CHEERS) | Core | Annual | Large Boilers (>100 MMBtu/hr Heat Input):Controlled – Flue Gas Recirculation
|  |  | 15 | Commercial | res:DEER:Indoor_CFL_Ltg |  | Ballast – Electronic: NR - 11 | Residential Audits 0.72 |  |  | Small Boilers (<100 MMBtu/hr Heat Input):Uncontrolled
|  |  | System | Industrial | res:DEER:Indoor_CFL_Ltg |  | Fluorescent Fixture – T8: C/I/A - 11 | Refrigerator Recycling 0.35 |  |  | Small Boilers (<100 MMBtu/hr Heat Input):Controlled Low NOx Burner
|  |  |  | Agricultural | res:DEER:RefgFrzr_HighEff |  | Fixture: T8 Lamp & Electronic Ballast: C/I/A - 11 | Freezer Recycling 0.54 |  |  | Small Boilers (<100 MMBtu/hr Heat Input):Controlled – Flue Gas Recirculation
|  |  |  | Not Used | res:DEER:RefgFrzr_HighEff |  | T8 Fixtures – 17 Watt Lamp, 2ft or 32-watt Lamp, 4ft 11 | Residential Contractor Program 0.89 |  |  | Residential Furnaces (<0.3):Uncontrolled
[5 empty] | res:DEER:RefgFrzr_HighEff |  | T8 Lamps: C/I/A - 5 | Emerging Technologies 0.83
[5 empty] | res:DEER:RefgFrzr_HighEff |  | High Efficiency Lighting (HID): NR - 16 | All other residential programs 0.80
[5 empty] | res:DEER:RefgFrzr_HighEff |  | High Output T5 Fixture: NR - 16 |  | Electric Rate | Gas Rate
[5 empty] | res:DEER:RefgFrzr_Recyc-Conditioned |  | Indoor or Outdoor Lighting System Modification: NR - 13.5 | Advanced water heating systems 1.00 | Residential | 0
[5 empty] | res:DEER:RefgFrzr_Recyc-Conditioned |  | Lighting Controls: NR - 16 | Agricultural and Dairy Incentives 0.75 | Commercial | Residential
[5 empty] | res:DEER:RefgFrzr_Recyc-Conditioned |  | Daylighting Controls; NR - 16 | Coin Laundry and Dry Cleaner Education 0.70 | Not Used | Not Used
[5 empty] | res:DEER:RefgFrzr_Recyc-Conditioned |  | Lighting Power Density: NR - 11 | Commercial and agricultural information, tools, or design assistance services | Not Used
[5 empty] | res:DEER:RefgFrzr_Recyc-Conditioned |  | Exit Sign – CF Hardware Kit/LED/ Electro-Luminescent: NR - 16 | Comprehensive Space Conditioning 1.00 | Not Used
[5 empty] | res:DEER:RefgFrzr_Recyc-UnConditioned |  | Occupancy Sensor: NR - 8 | Lodging Education 0.70
[5 empty] | res:DEER:RefgFrzr_Recyc-UnConditioned |  | Photocell: NR - 8 | Express Efficiency (rebates) 0.96
[5 empty] | res:DEER:RefgFrzr_Recyc-UnConditioned |  | Time Clock – Lighting: NR - 8 | Energy Management Services, including audits (for small and medium customers)
[5 empty] | res:DEER:RefgFrzr_Recyc-UnConditioned |  | Induction Lamps: NR - 2 | Food Services Equipment Retrofit 1.00
[5 empty] | res:DEER:RefgFrzr_Recyc-UnConditioned |  | Induction Fixture: NR - 16 | Industrial Information and Services 0.74
[5 empty] | res:DEER:HVAC_Eff_AC |  | Delamp/reflectors: C/I - 11 | Large Standard Performance Contract 0.70
[5 empty] | res:DEER:HVAC_Eff_AC |  | Optical Reflectors- new construction: Ind, NRNC - 12 | All other nonresidential programs 0.80
[5 empty] | res:DEER:HVAC_Eff_AC |  | Optical Reflectors- retrofit: NR - 10 | New Construction
[5 empty] | res:DEER:HVAC_Eff_AC |  | HID fixture: Interior, >= 176 Watts lamp: Ind - 16 | Industrial and Agricultural Process 0.94
[5 empty] | res:DEER:HVAC_Eff_AC |  | HID fixture: Interior, 251-400 Watt lamp: Com - 16 | Industrial new construction incentives 0.62
[5 empty] | res:DEER:HVAC_Duct_Sealing |  | CFL Fixture: Pin based CFL fixture: Com - 12.0 | Savings by Design 0.82
[5 empty] | res:DEER:HVAC_Duct_Sealing |  | Screw-in CFL: Education - Primary School: NR - 5.6 | All other new construction programs 0.80
[5 empty] | res:DEER:HVAC_Duct_Sealing |  | Screw-in CFL: Education - Secondary School: NR - 3.5 | Large Standard Performance Contract 0.7011
[5 empty] | res:DEER:HVAC_Duct_Sealing |  | Screw-in CFL: Education - Community College: NR - 2.1 | Savings by Design 0.8212
[5 empty] | res:DEER:HVAC_Duct_Sealing |  | Screw-in CFL: Education - University: NR - 2.6 | Codes and Standards
[5 empty] | res:DEER:HVAC_Refrig_Charge |  | Screw-in CFL: Grocery: NR - 1.4
[5 empty] | res:DEER:HVAC_Refrig_Charge |  | Screw-in CFL: Health/Medical - Hospital: NR - 0.9
[5 empty] | res:DEER:HVAC_Refrig_Charge |  | Screw-in CFL: Health/Medical - Nursing Home: NR - 0.9
[5 empty] | res:DEER:HVAC_Refrig_Charge |  | Screw-in CFL: Lodging - Hotel: NR - 0.9
[5 empty] | res:DEER:HVAC_Refrig_Charge |  | Screw-in CFL: Lodging - Motel: NR - 0.9
[5 empty] | res:DEER:Refg_Chrg_Duct_Seal |  | Screw-in CFL: Lodging - Guest Rooms: NR - 7.0
[5 empty] | res:DEER:Refg_Chrg_Duct_Seal |  | Screw-in CFL: Manufacturing - Light Industrial: NR - 2.8
[5 empty] | res:DEER:Refg_Chrg_Duct_Seal |  | Screw-in CFL: Office - Large: NR - 2.9
[5 empty] | res:DEER:Refg_Chrg_Duct_Seal |  | Screw-in CFL: Office - Small: NR - 3.2
[5 empty] | res:DEER:Refg_Chrg_Duct_Seal |  | Screw-in CFL: Restaurant - Sit-Down: NR - 2.3
[5 empty] | res:DEER:RefgFrzr_Recycling |  | Screw-in CFL: Restaurant - Fast-Food: NR - 1.3
[5 empty] | res:DEER:RefgFrzr_Recycling |  | Screw-in CFL: Retail - 3-Story Large: NR - 1.9
[5 empty] | res:DEER:RefgFrzr_Recycling |  | Screw-in CFL: Retail - Single-Story Large: NR - 1.8
[5 empty] | res:DEER:RefgFrzr_Recycling |  | Screw-in CFL: Retail - Small: NR - 2.1
[5 empty] | res:DEER:RefgFrzr_Recycling |  | Screw-in CFL: Storage - Conditioned: NR - 2.8
[5 empty] | NON_res:DEER:Indoor_CFL_Ltg |  | Screw-in CFL: Storage - Unconditioned: NR - 2.8
[5 empty] | NON_res:DEER:Indoor_CFL_Ltg |  | Screw-in CFL: Warehouse - Refrigerated: NR - 3.1
NON_res:DEER:Indoor_CFL_Ltg
[5 empty] | NON_res:DEER:Indoor_CFL_Ltg |  | HVAC/Refrigeration – SPC: NR - 16
[5 empty] | NON_res:DEER:Indoor_CFL_Ltg |  | Chiller – High Efficiency: NR - 20
[5 empty] | NON_res:DEER:Indoor_Non-CFL_Ltg |  | Chiller – Variable Speed Drive: NR - 20
[5 empty] | NON_res:DEER:Indoor_Non-CFL_Ltg |  | Water Cooled Chillers: NR - 20
[5 empty] | NON_res:DEER:Indoor_Non-CFL_Ltg |  | Air Conditioners – High Efficiency: NR - 15
[5 empty] | NON_res:DEER:Indoor_Non-CFL_Ltg |  | Packaged HVAC Systems: NR - 15
[5 empty] | NON_res:DEER:Indoor_Non-CFL_Ltg |  | Install HVAC EMS: Com - 14
[5 empty] | NON_res:DEER:HVAC_Chillers |  | AC Packaged Terminal Units: NR - 15
[5 empty] | NON_res:DEER:HVAC_Chillers |  | Evaporative Coolers: NR - 15
[5 empty] | NON_res:DEER:HVAC_Chillers |  | Boiler – High Efficiency: NR - 20
[5 empty] | NON_res:DEER:HVAC_Chillers |  | Cooling Towers/Evaporative Condenser: NR - 15
[5 empty] | NON_res:DEER:HVAC_Chillers |  | Heat Pump – Split System: NR - 15
[5 empty] | NON_res:DEER:HVAC_Refrig_Charge |  | Heat Pump with Integrated Water Heating: NR - 10
[5 empty] | NON_res:DEER:HVAC_Refrig_Charge |  | Ground Source Heat Pump: NR - 15
[5 empty] | NON_res:DEER:HVAC_Refrig_Charge |  | Reduce Internal Load: NR - 15
[5 empty] | NON_res:DEER:HVAC_Refrig_Charge |  | Insulation: NR - 20
[5 empty] | NON_res:DEER:HVAC_Refrig_Charge |  | Insulation Package: NR - 20
[5 empty] | NON_res:DEER:HVAC_Split-Package_AC |  | Reflective Window Film: NR - 10
[5 empty] | NON_res:DEER:HVAC_Split-Package_AC |  | Bypass/Delay Timer(lighting): NR - 8
[5 empty] | NON_res:DEER:HVAC_Split-Package_AC |  | Set-Back Thermostat: NR - 11
[5 empty] | NON_res:DEER:HVAC_Split-Package_AC |  | Time Clock - HVAC: NR - 10
[5 empty] | NON_res:DEER:HVAC_Split-Package_AC |  | HVAC/Space Heating/Efficiency (Gas): NR - 18
[5 empty] | NON_res:DEER:HVAC_Duct_Sealing |  | Nonresidential Gas – AC: NR - 20
NON_res:DEER:HVAC_Duct_Sealing
[5 empty] | NON_res:DEER:HVAC_Duct_Sealing |  | Adjustable speed drive, application unknown: Ag - 10
[5 empty] | NON_res:DEER:HVAC_Duct_Sealing |  | Adjustable speed drive, application unknown: Com - 10
[5 empty] | NON_res:DEER:HVAC_Duct_Sealing |  | Adjustable Speed Drive: HVAC fan, 50 HP Max: Com - 10
[5 empty] | 01-ALC-AllCommercial-Cooling |  | Pump repair: Ag - 11
[5 empty] | 01-ALC-AllCommercial-ExtLight |  | Injection molding machines: Ind - 15
[5 empty] | 01-ALC-AllCommercial-IntLight |  | Plastic extusion equipment: Ind - 15
[5 empty] | 01-ALC-AllCommercial-OffEquip |  | Process cooling: Ind - 15
[5 empty] | 01-ALC-AllCommercial-Refrig |  | Process equipment insulation: Ind - 15
01-ALC-AllCommercial-Vent/Fan
[5 empty] | 02-ASM-Assembly-Cooling |  | Horizontal Clothes Washer: NR - 10
[5 empty] | 02-ASM-Assembly-Exit |  | Efficient Dishwashing: NR - 5
[5 empty] | 02-ASM-Assembly-ExtLight |  | Water Heater Controls: NR - 15
[5 empty] | 02-ASM-Assembly-IntLight |  | Cooking measures , Assorted: Com - 12
[5 empty] | 03-BCR-BothResidentialandCommercial-COOL |  | Water Heater – Gas: NR - 15
[5 empty] | 03-BCR-BothResidentialandCommercial-LIT_INT |  | Domestic Hot Water Boiler (Gas): NR - 20
03-BCR-BothResidentialandCommercial-OFF_EQ
[5 empty] | 03-BCR-BothResidentialandCommercial-LIT_EXT |  | Auto Closer for Cooler/Freezer: NR - 8
[5 empty] | 03-BCR-BothResidentialandCommercial-REFG |  | Door Gaskets: NR - 4
[5 empty] | 03-BCR-BothResidentialandCommercial-VENT |  | Floating Head Pressure: NR - 16
[5 empty] | 04-DMO-ResidentialMobileHome–DoubleWide-CL_DRY |  | Heatless Door: NR - 16
[5 empty] | 04-DMO-ResidentialMobileHome–DoubleWide-CL_WASH |  | Humidistat Control for Anti-Sweat Heater: NR - 12
[5 empty] | 04-DMO-ResidentialMobileHome–DoubleWide-DSH_WASH |  | Insulation on Refrigeration Suction Line: NR - 11
[5 empty] | 04-DMO-ResidentialMobileHome–DoubleWide-FREEZ |  | Night Covers for Display Cases: NR - 5
[5 empty] | 04-DMO-ResidentialMobileHome–DoubleWide-LIGHT |  | PSC Evaporator Motor – Walkin/ Display: NR - 15
[5 empty] | 04-DMO-ResidentialMobileHome–DoubleWide-POOL_PMP |  | Refrigeration Case Doors – Glass/Acrylic: NR - 12
[5 empty] | 04-DMO-ResidentialMobileHome–DoubleWide-REFG |  | Refrigerator Case with Doors: NR - 12
[5 empty] | 04-DMO-ResidentialMobileHome–DoubleWide-SP_COOL |  | Refrigerator Condensate Evaporator – Elec/Non Elec: NR - 8
[5 empty] | 04-DMO-ResidentialMobileHome–DoubleWide-SP_HEAT |  | Strip Curtains for Walk-Ins: NR - 4
[5 empty] | 04-DMO-ResidentialMobileHome–DoubleWide-WAT_HEAT |  | Ballast: Electronic, for display case: NR - 11
[5 empty] | 05-ECC-Education–CommunityCollege-COOL |  | Defrost: NR - 16
[5 empty] | 05-ECC-Education–CommunityCollege-LIT_INT |  | FHP & EFF Conditioner: NR - 16
[5 empty] | 05-ECC-Education–CommunityCollege-OFF_EQ |  | High-efficiency Liquid Suction Heat Exchangers: NR - 16
[5 empty] | 05-ECC-Education–CommunityCollege-LIT_EXT |  | Night Shields on Refrigerator and Freezer Cases: NR - 5
[5 empty] | 05-ECC-Education–CommunityCollege-REFG |  | Walk-in Refrigerator or Freezer: Evaporative Fan Controller: NR - 5
[5 empty] | 05-ECC-Education–CommunityCollege-VENT |  | Multiplec Refrigeration Systems/Supermarket Systems: NR - 10
06-EPR-Education–PrimarySchool-COOL
[5 empty] | 06-EPR-Education–PrimarySchool-LIT_INT |  | Kiln/Oven/Furnace: NR - 18
[5 empty] | 06-EPR-Education–PrimarySchool-OFF_EQ |  | Thermal Night Curtains: NR - 5
[5 empty] | 06-EPR-Education–PrimarySchool-LIT_EXT |  | Custom Measures – SPC: NR - 15
[5 empty] | 06-EPR-Education–PrimarySchool-REFG |  | Local Government Partnership: NR - 11
[5 empty] | 06-EPR-Education–PrimarySchool-VENT |  | Audits: NR - 3
[5 empty] | 07-ESE-Education–SecondarySchool-COOL |  | Plug Load Sensor: NR - 10
[5 empty] | 07-ESE-Education–SecondarySchool-LIT_INT |  | Information: NR - 1
[5 empty] | 07-ESE-Education–SecondarySchool-OFF_EQ |  | High Efficiency Motors: NR - 15
[5 empty] | 07-ESE-Education–SecondarySchool-LIT_EXT |  | Process Overhaul: NR - 20
[5 empty] | 07-ESE-Education–SecondarySchool-REFG |  | System Controls: NR - 15
07-ESE-Education–SecondarySchool-VENT
08-EUN-Education–University-COOL
[5 empty] | 08-EUN-Education–University-LIT_INT |  | RESIDENTIAL MEASURES
[5 empty] | 08-EUN-Education–University-OFF_EQ |  | ****************************************************************
[5 empty] | 08-EUN-Education–University-LIT_EXT |  | T8 Fixtures ; lamp or ballast: Res - 15
[5 empty] | 08-EUN-Education–University-REFG |  | Pin based CFL Fixture: Res - 16
[5 empty] | 08-EUN-Education–University-VENT |  | CFL: Indoor Screw in: Res - 9.4
[5 empty] | 09-GRO-Grocery-COOL |  | CFL: Outdoor Screw in: Res - 7
[5 empty] | 09-GRO-Grocery-LIT_INT |  | Torchiere: Res - 9
09-GRO-Grocery-OFF_EQ
[5 empty] | 09-GRO-Grocery-LIT_EXT |  | Air Conditioners with SEER >= 11.0: Res - 18
[5 empty] | 09-GRO-Grocery-REFG |  | Central Air Conditioners: Res - 18
[5 empty] | 09-GRO-Grocery-VENT |  | Duct Testing: Res NC - 18
[5 empty] | 10-HSP-Health/Medical–Hospital-COOL |  | High Energy Efficiency Ducts: Res - 18
[5 empty] | 10-HSP-Health/Medical–Hospital-LIT_INT |  | Whole House Fan: Res - 15
[5 empty] | 10-HSP-Health/Medical–Hospital-OFF_EQ |  | Evaporative Cooler: Res - 15
[5 empty] | 10-HSP-Health/Medical–Hospital-LIT_EXT |  | Glazing - Low E Double / Low Shade Coefficient: Res - 20
[5 empty] | 10-HSP-Health/Medical–Hospital-REFG |  | Heat Pump - Electric: Res - 15
[5 empty] | 10-HSP-Health/Medical–Hospital-VENT |  | Insulation - Ceiling / Floor / Walls: Res - 20
[5 empty] | 11-HTL-Lodging–Hotel(GuestRooms)-COOL |  | A/C with Integrated Water Heating: Res - 10
[5 empty] | 11-HTL-Lodging–Hotel(GuestRooms)-LIT_INT |  | Programmable Thermostat: Res - 12
11-HTL-Lodging–Hotel(GuestRooms)-OFF_EQ
[5 empty] | 11-HTL-Lodging–Hotel(GuestRooms)-LIT_EXT |  | Audits: Res - 3
[5 empty] | 11-HTL-Lodging–Hotel(GuestRooms)-REFG |  | Gas Cooktops: Res - 20
[5 empty] | 11-HTL-Lodging–Hotel(GuestRooms)-VENT |  | Gas Dryer Stub: Res - 18
[5 empty] | 12-MBT-Manufacturing–Bio/Tech-AG_PUMP |  | Energy-Efficient Furnaces: Res - 18
12-MBT-Manufacturing–Bio/Tech-COMP_AIR
[5 empty] | 12-MBT-Manufacturing–Bio/Tech-COOL |  | Refrigerator Recycling: Res - 10
[5 empty] | 12-MBT-Manufacturing–Bio/Tech-LIGHT |  | Refrigerator - Energy Efficient; 20% more efficient: Res - 18
[5 empty] | 12-MBT-Manufacturing–Bio/Tech-MOTOR |  | Refrigerators: Res - 18
12-MBT-Manufacturing–Bio/Tech-PROC_OTH
13-MFM-ResidentialMulti-family-CL_DRY
[5 empty] | 13-MFM-ResidentialMulti-family-CL_WASH |  | GENERIC USEFUL LIVES:
[5 empty] | 13-MFM-ResidentialMulti-family-DSH_WASH |  | ****************************************************************
[5 empty] | 13-MFM-ResidentialMulti-family-FREEZ |  | 0.1
[5 empty] | 13-MFM-ResidentialMulti-family-LIGHT |  | 0.2
[5 empty] | 13-MFM-ResidentialMulti-family-POOL_PMP |  | 0.3
[5 empty] | 13-MFM-ResidentialMulti-family-REFG |  | 0.4
[5 empty] | 13-MFM-ResidentialMulti-family-SP_COOL |  | 0.5
[5 empty] | 13-MFM-ResidentialMulti-family-SP_HEAT |  | 0.6
[5 empty] | 13-MFM-ResidentialMulti-family-WAT_HEAT |  | 0.7
[5 empty] | 14-MLI-Manufacturing–LightIndustry-AG_PUMP |  | 0.8
[5 empty] | 14-MLI-Manufacturing–LightIndustry-COMP_AIR |  | 0.9
[5 empty] | 14-MLI-Manufacturing–LightIndustry-COOL |  | 1
[5 empty] | 14-MLI-Manufacturing–LightIndustry-LIGHT |  | 1.1
[5 empty] | 14-MLI-Manufacturing–LightIndustry-MOTOR |  | 1.2
[5 empty] | 14-MLI-Manufacturing–LightIndustry-PROC_OTH |  | 1.3
[5 empty] | 15-MTL-Lodging–Motel-COOL |  | 1.4
[5 empty] | 15-MTL-Lodging–Motel-LIT_INT |  | 1.5
[5 empty] | 15-MTL-Lodging–Motel-OFF_EQ |  | 1.6
[5 empty] | 15-MTL-Lodging–Motel-LIT_EXT |  | 1.7
[5 empty] | 15-MTL-Lodging–Motel-REFG |  | 1.8
[5 empty] | 15-MTL-Lodging–Motel-VENT |  | 1.9
[5 empty] | 16-NRS-Health/Medical–Clinic-COOL |  | 2
[5 empty] | 16-NRS-Health/Medical–Clinic-LIT_INT |  | 2.1
[5 empty] | 16-NRS-Health/Medical–Clinic-OFF_EQ |  | 2.2
[5 empty] | 16-NRS-Health/Medical–Clinic-LIT_EXT |  | 2.3
[5 empty] | 16-NRS-Health/Medical–Clinic-REFG |  | 2.4
[5 empty] | 16-NRS-Health/Medical–Clinic-VENT |  | 2.5
[5 empty] | 17-OFL-Office–Large-Cooling |  | 2.6
[5 empty] | 17-OFL-Office–Large-ExtLight |  | 2.7
[5 empty] | 17-OFL-Office–Large-IntLight |  | 2.8
[5 empty] | 17-OFL-Office–Large-OffEquip |  | 2.9
[5 empty] | 17-OFL-Office–Large-Refrig |  | 3
[5 empty] | 17-OFL-Office–Large-Vent/Fan |  | 3.1
[5 empty] | 18-OFS-Office–Small-Cooling |  | 3.2
[5 empty] | 18-OFS-Office–Small-ExtLight |  | 3.3
[5 empty] | 18-OFS-Office–Small-IntLight |  | 3.4
[5 empty] | 18-OFS-Office–Small-OffEquip |  | 3.5
[5 empty] | 18-OFS-Office–Small-Refrig |  | 3.6
[5 empty] | 18-OFS-Office–Small-Vent/Fan |  | 3.7
[5 empty] | 19-RES-AllResidential-CL_DRY |  | 3.8
[5 empty] | 19-RES-AllResidential-CL_WASH |  | 3.9
[5 empty] | 19-RES-AllResidential-DSH_WASH |  | 4
[5 empty] | 19-RES-AllResidential-FREEZ |  | 4.1
[5 empty] | 19-RES-AllResidential-LIGHT |  | 4.2
[5 empty] | 19-RES-AllResidential-POOL_PMP |  | 4.3
[5 empty] | 19-RES-AllResidential-REFG |  | 4.4
[5 empty] | 19-RES-AllResidential-SP_COOL |  | 4.5
[5 empty] | 19-RES-AllResidential-SP_HEAT |  | 4.6
[5 empty] | 19-RES-AllResidential-WAT_HEAT |  | 4.7
[5 empty] | 20-RFF-Restaurant–FastFood-Cooling |  | 4.8
[5 empty] | 20-RFF-Restaurant–FastFood-ExtLight |  | 4.9
[5 empty] | 20-RFF-Restaurant–FastFood-IntLight |  | 5
[5 empty] | 20-RFF-Restaurant–FastFood-OffEquip |  | 5.1
[5 empty] | 20-RFF-Restaurant–FastFood-Refrig |  | 5.2
[5 empty] | 20-RFF-Restaurant–FastFood-Vent/Fan |  | 5.3
[5 empty] | 21-RSD-Restaurant–SitDown-COOL |  | 5.4
[5 empty] | 21-RSD-Restaurant–SitDown-LIT_INT |  | 5.5
[5 empty] | 21-RSD-Restaurant–SitDown-OFF_EQ |  | 5.6
[5 empty] | 21-RSD-Restaurant–SitDown-LIT_EXT |  | 5.7
[5 empty] | 21-RSD-Restaurant–SitDown-PROC_OTH |  | 5.8
[5 empty] | 21-RSD-Restaurant–SitDown-REFG |  | 5.9
[5 empty] | 21-RSD-Restaurant–SitDown-VENT |  | 6
[5 empty] | 22-RT3-Retail–3StoryLarge-COOL |  | 6.1
[5 empty] | 22-RT3-Retail–3StoryLarge-LIT_INT |  | 6.2
[5 empty] | 22-RT3-Retail–3StoryLarge-OFF_EQ |  | 6.3
[5 empty] | 22-RT3-Retail–3StoryLarge-LIT_EXT |  | 6.4
[5 empty] | 22-RT3-Retail–3StoryLarge-REFG |  | 6.5
[5 empty] | 22-RT3-Retail–3StoryLarge-VENT |  | 6.6
[5 empty] | 23-RTL-Retail–SingleStorylarge-COOL |  | 6.7
[5 empty] | 23-RTL-Retail–SingleStorylarge-LIT_INT |  | 6.8
[5 empty] | 23-RTL-Retail–SingleStorylarge-OFF_EQ |  | 6.9
[5 empty] | 23-RTL-Retail–SingleStorylarge-LIT_EXT |  | 7
[5 empty] | 23-RTL-Retail–SingleStorylarge-REFG |  | 7.1
[5 empty] | 23-RTL-Retail–SingleStorylarge-VENT |  | 7.2
[5 empty] | 24-RTS-Retail–Small-COOL |  | 7.3
[5 empty] | 24-RTS-Retail–Small-LIT_INT |  | 7.4
[5 empty] | 24-RTS-Retail–Small-OFF_EQ |  | 7.5
[5 empty] | 24-RTS-Retail–Small-LIT_EXT |  | 7.6
[5 empty] | 24-RTS-Retail–Small-REFG |  | 7.7
[5 empty] | 24-RTS-Retail–Small-VENT |  | 7.8
[5 empty] | 25-SCN-Storage–Conditioned-Cooling |  | 7.9
[5 empty] | 25-SCN-Storage–Conditioned-Exit |  | 8
[5 empty] | 25-SCN-Storage–Conditioned-ExtLight |  | 8.1
[5 empty] | 26-SFM-ResidentialSingleFamily-CL_DRY |  | 8.2
[5 empty] | 26-SFM-ResidentialSingleFamily-CL_WASH |  | 8.3
[5 empty] | 26-SFM-ResidentialSingleFamily-DSH_WASH |  | 8.4
[5 empty] | 26-SFM-ResidentialSingleFamily-FREEZ |  | 8.5
[5 empty] | 26-SFM-ResidentialSingleFamily-LIGHT |  | 8.6
[5 empty] | 26-SFM-ResidentialSingleFamily-POOL_PMP |  | 8.7
[5 empty] | 26-SFM-ResidentialSingleFamily-REFG |  | 8.8
[5 empty] | 26-SFM-ResidentialSingleFamily-SP_COOL |  | 8.9
[5 empty] | 26-SFM-ResidentialSingleFamily-SP_HEAT |  | 9
[5 empty] | 26-SFM-ResidentialSingleFamily-WAT_HEAT |  | 9.1
[5 empty] | 27-SMO-ResidentialMobileHome–SingleWide-CL_DRY |  | 9.2
[5 empty] | 27-SMO-ResidentialMobileHome–SingleWide-CL_WASH |  | 9.3
[5 empty] | 27-SMO-ResidentialMobileHome–SingleWide-DSH_WASH |  | 9.4
[5 empty] | 27-SMO-ResidentialMobileHome–SingleWide-FREEZ |  | 9.5
[5 empty] | 27-SMO-ResidentialMobileHome–SingleWide-LIGHT |  | 9.6
[5 empty] | 27-SMO-ResidentialMobileHome–SingleWide-POOL_PMP |  | 9.7
[5 empty] | 27-SMO-ResidentialMobileHome–SingleWide-REFG |  | 9.8
[5 empty] | 27-SMO-ResidentialMobileHome–SingleWide-SP_COOL |  | 9.9
[5 empty] | 27-SMO-ResidentialMobileHome–SingleWide-SP_HEAT |  | 10
[5 empty] | 27-SMO-ResidentialMobileHome–SingleWide-WAT_HEAT |  | 10.1
[5 empty] | 28-SUN-Storage–Unconditioned-Exit |  | 10.2
[5 empty] | 28-SUN-Storage–Unconditioned-ExtLight |  | 10.3
[5 empty] | 29-WRF-Storage–Refrigerated-Cooling |  | 10.4
[5 empty] | 29-WRF-Storage–Refrigerated-Exit |  | 10.5
[5 empty] | 29-WRF-Storage–Refrigerated-ExtLight |  | 10.6
[5 empty] | 30-S20-SIC20Food&KindredProducts-AG_PUMP |  | 10.7
[5 empty] | 30-S20-SIC20Food&KindredProducts-COMP_AIR |  | 10.8
[5 empty] | 30-S20-SIC20Food&KindredProducts-COOL |  | 10.9
[5 empty] | 30-S20-SIC20Food&KindredProducts-LIGHT |  | 11
[5 empty] | 30-S20-SIC20Food&KindredProducts-MOTOR |  | 11.1
[5 empty] | 30-S20-SIC20Food&KindredProducts-PROC_OTH |  | 11.2
[5 empty] | 31-S26-SIC26Paper&AlliedProducts-AG_PUMP |  | 11.3
[5 empty] | 31-S26-SIC26Paper&AlliedProducts-COMP_AIR |  | 11.4
[5 empty] | 31-S26-SIC26Paper&AlliedProducts-COOL |  | 11.5
[5 empty] | 31-S26-SIC26Paper&AlliedProducts-LIGHT |  | 11.6
[5 empty] | 31-S26-SIC26Paper&AlliedProducts-MOTOR |  | 11.7
[5 empty] | 31-S26-SIC26Paper&AlliedProducts-PROC_OTH |  | 11.8
[5 empty] | 32-S28-SIC28Chemicals&AlliedProducts-AG_PUMP |  | 11.9
[5 empty] | 32-S28-SIC28Chemicals&AlliedProducts-COMP_AIR |  | 12
[5 empty] | 32-S28-SIC28Chemicals&AlliedProducts-COOL |  | 12.1
[5 empty] | 32-S28-SIC28Chemicals&AlliedProducts-LIGHT |  | 12.2
[5 empty] | 32-S28-SIC28Chemicals&AlliedProducts-MOTOR |  | 12.3
[5 empty] | 32-S28-SIC28Chemicals&AlliedProducts-PROC_OTH |  | 12.4
[5 empty] | 33-S29-SIC29Petroleum&CoalProducts-AG_PUMP |  | 12.5
[5 empty] | 33-S29-SIC29Petroleum&CoalProducts-COMP_AIR |  | 12.6
[5 empty] | 33-S29-SIC29Petroleum&CoalProducts-COOL |  | 12.7
[5 empty] | 33-S29-SIC29Petroleum&CoalProducts-LIGHT |  | 12.8
[5 empty] | 33-S29-SIC29Petroleum&CoalProducts-MOTOR |  | 12.9
[5 empty] | 33-S29-SIC29Petroleum&CoalProducts-PROC_OTH |  | 13
[5 empty] | 34-S33-SIC33Metals-AG_PUMP |  | 13.1
[5 empty] | 34-S33-SIC33Metals-COMP_AIR |  | 13.2
[5 empty] | 34-S33-SIC33Metals-COOL |  | 13.3
[5 empty] | 34-S33-SIC33Metals-LIGHT |  | 13.4
[5 empty] | 34-S33-SIC33Metals-MOTOR |  | 13.5
[5 empty] | 34-S33-SIC33Metals-PROC_OTH |  | 13.6
[5 empty] | 35-OTI-OtherIndustrial-AG_PUMP |  | 13.7
[5 empty] | 35-OTI-OtherIndustrial-COMP_AIR |  | 13.8
[5 empty] | 35-OTI-OtherIndustrial-COOL |  | 13.9
[5 empty] | 35-OTI-OtherIndustrial-LIGHT |  | 14
[5 empty] | 35-OTI-OtherIndustrial-MOTOR |  | 14.1
[5 empty] | 35-OTI-OtherIndustrial-PROC_OTH |  | 14.2
[5 empty] | 36-GST-Lodging-GuestRooms-Cooling |  | 14.3
[5 empty] | 36-GST-Lodging-GuestRooms-ExtLight |  | 14.4
[5 empty] | 36-GST-Lodging-GuestRooms-IntLight |  | 14.5
[5 empty] | 36-GST-Lodging-GuestRooms-OffEquip |  | 14.6
[5 empty] | 36-GST-Lodging-GuestRooms-Refrig |  | 14.7
[5 empty] | 36-GST-Lodging-GuestRooms-Vent/Fan |  | 14.8
14.9
15
15.1
15.2
15.3
15.4
15.5
15.6
15.7
15.8
15.9
16
16.1
16.2
16.3
16.4
16.5
16.6
16.7
16.8
16.9
17
17.1
17.2
17.3
17.4
17.5
17.6
17.7
17.8
17.9
18
18.1
18.2
18.3
18.4
18.5
18.6
18.7
18.8
18.9
19
19.1
19.2
19.3
19.4
19.5
19.6
19.7
19.8
19.9
20
21
22
23
24
25
26
27
28
29
30
Last Row Used is above