## Export
PROGRAM NAME | SDGE3012_EXP_EXP-ExpressEfficiencyRebateProgram
BUDGET
Administrative Costs
Overhead and G&A | 848337.4167
Other Administrative Costs | 0
Marketing/Outreach | 31955.205
Direct Implementation
d.i. User Input Incentive (No rebates) | 0
d.ii. Rebate | 2152221.13
d.iii. Direct Install Labor | 0
d.iv. Direct Install Materials | 0
d.v. Upstream payments | 0
Activity | 504463.57
Installation | 0
Hardware & Materials | 0
Rebate Processing & Inspection | 0
EM&V Costs | 0
Budget | 3536977.3217
Costs recovered from other sources | 0
Budget (plus other costs) | 3536977.3217
PROGRAM IMPACTS
Program Reductions for Measures installed through 2011
User Entered kW (kW) | 4963.4517
Net Jul-Sept Peak (kW) | 4068.5086
Net Dec-Feb Peak (kW) | 2793.2362
Net NCP (kW) | 4342.5515
Net CEC (kW) | 0
Annual Net kWh | 27220037.7964
Lifecycle Net kWh | 210725175.3531
Annual Net Therms | -14586.7859
Lifecycle Net Therms | -248996.7325
Cost Effectiveness for all measures installed through 2015
TRC
Costs | 5104195.1654
Electric Benefits | 15421152.6697
Gas Benefits | -143704.5192
Net Benefits (NPV) | 10173252.985
BC Ratio | 2.9931
PAC
Costs | 3398152.5933
Electric Benefits | 15421152.6697
Gas Benefits | -143704.5192
Net Benefits (NPV) | 11879295.5572
BC Ratio | 4.4958
Levelized Cost
Levelized Cost TRC ($/kWh )
Discounted kWh | 144301206.2896
Cost | 0.030677
Benefits | 0.10687
Benefit-Cost | 0.076191
Levelized Cost PAC ($/kWh)
Discounted kWh | 144301206.2896
Cost | 0.020142
Benefits | 0.10687
Benefit-Cost | 0.086726
Levelized Cost TRC ($/therm)
Discounted Therms | -113994.8236
Cost | -5.7788
Benefits | 1.2606
Benefit-Cost | 7.0394
Levelized Cost PAC ($/therm)
Discounted Therms | -113994.8236
Cost | -3.8683
Benefits | 1.2606
Benefit-Cost | 5.1289
Emission Annual Reductions (2009-2011) |  | Energy Division File sheet "Attachment II" Total Electricity and Gas Emission Reductions
Electric Annual CO2 (tons) - 2009 | 13129.0227 |  | 2009 | 2010 | 2011 | 2012 | 2013 | 2014 | 2015
2010 | 0 |  | Total | Total | Total | Total | Total | Total | Total
2011 | 0 | Annual CO2 Emission Reductions (tons) | 13043.69 | 0 | 0 | 0 | 0 | 0 | 0
Electric Lifecycle CO2 (tons) - 2009 | 103255.4004 | Lifecycle CO2 Emission Reductions (tons) | 101798.7695 | 0 | 0 | 0 | 0 | 0 | 0
2010 | 0 | Annual NOx Emission Reductions (tons) | 1.7009 | 0 | 0 | 0 | 0 | 0 | 0
2011 | 0 | Lifecycle NOx Emission Reductions (tons) | 12.8211 | 0 | 0 | 0 | 0 | 0 | 0
Electric Annual NOX (tons) - 2009 | 1.768 | Annual SO2 Emission Reductions (tons)
2010 | 0 | Lifecycle SO2 Emission Reductions (tons)
2011 | 0
Electric Lifecycle NOX (tons) - 2009 | 13.9665
2010 | 0
2011 | 0
Electric Annual SO2 (lbs) - 2009
2010
2011
Electric Lifecycle SO2 (lbs) - 2009
2010
2011
Gas Annual CO2 (tons) - 2009 | -85.3327
2010 | 0
2011 | 0
Gas Lifecycle CO2 (tons) - 2009 | -1456.6309
2010 | 0
2011 | 0
Gas Annual NOX (tons) - 2009 | -0.067099
2010 | 0
2011 | 0
Gas Lifecycle NOX (tons) - 2009 | -1.1454
2010 | 0
2011 | 0
Gas Annual SO2 (lbs) - 2009
2010
2011
Gas Lifecycle SO2 (lbs) - 2009
2010
2011
Data below not currently used in Energy Division workbook
Levelized Cost RIM ($/therm)
Discounted Therms | -113994.8236
Cost | 0.2804
Benefits | 1.2606
Benefit-Cost | 0.98022
Levelized Cost RIM ($/kWh)
Discounted kWh | 144301206.2896
Cost | 0.023771
Benefits | 0.10687
Benefit-Cost | 0.98022
RIM
Costs | 3398152.5933
Electric Benefits | 15421152.6697
Gas Benefits | -143704.5192
Net Benefits (NPV) | 11879295.5572
BC Ratio | 4.4958
Impacts for all programs installed trhough 2019
Net July-Sept Peak (kW)
Clothes Dryer | 0
Clothes Washer | 0
Consumer Electronics | 0
Cooking | 0
Dishwasher | 0
Net Dec-Feb Pk (kW)
Clothes Dryer | 0
Clothes Washer | 0
Consumer Electronics | 0
Cooking | 0
Dishwasher | 0
0
Clothes Dryer | 0
Clothes Washer | 0
Consumer Electronics | 0
Cooking | 0
Dishwasher | 0
Annual Net kWh
Clothes Dryer | 0
Clothes Washer | 0
Consumer Electronics | 0
Cooking | 0
Dishwasher | 0
Lifecycle Net kWh
Clothes Dryer | 0
Clothes Washer | 0
Consumer Electronics | 0
Cooking | 0
Dishwasher | 0
Annual Net Therms
Clothes Dryer | 0
Clothes Washer | 0
Consumer Electronics | 0
Cooking | 0
Dishwasher | 0
Lifecycle Net Therms
Clothes Dryer | 0
Clothes Washer | 0
Consumer Electronics | 0
Cooking | 0
Dishwasher | 0

## Output by Measure
SDGE
SDGE3012_EXP_EXP-ExpressEfficiencyRebateProgram
SDG&E | [7 empty] | Levelized Benefits less Costs (TRC) |  |  |  | Levelized Benefits less Costs (PAC) |  |  |  | Benefit Cost Ratios
Net Impacts by Measure | [7 empty] | No Allocated Admin |  | w/ Allocated Admin |  | No Allocated Admin |  | w/ Allocated Admin |  | No Allocated Admin |  | w/ Allocated Admin
| Net Avg Jul-Sep (kW) | Net Dec-Feb Pk (kW) | Net User Entered kW | Annual kWh adj for Net to gross | Lifecycle kWh (Annual * Measure Life) | Annual Therms | Lifecycle Therms | Electric ($/kWh) | Gas ($/Th) | Electric ($/kWh) | Gas ($/Th) | Electric ($/kWh) | Gas ($/Th) | Electric ($/kWh) | Gas ($/Th) | TRC | PAC | TRC | PAC
Total or Average | 4068.5086 | 2793.2362 | 4963.4517 | 27220037.7964 | 210725175.3531 | -14586.7859 | -248996.7325 | 0.085659 | 6.8763 | 0.076191 | 7.0394 | 0.096194 | 4.9658 | 0.086726 | 5.1289
213082-Refrigeration - Vending Machine Controller | 0.29902 | 0.25007 | 0 | 2256.8 | 11284 | 0 | 0 | 0.067874 | 0 | 0.058244 | 0 | 0.076637 | 0 | 0.067007 | 0 | 2.6621 | 3.3895 | 2.1541 | 2.6067
213082-Refrigeration - Vending Machine Controller | 0.29902 | 0.25007 | 0 | 2256.8 | 11284 | 0 | 0 | 0.067874 | 0 | 0.058244 | 0 | 0.076637 | 0 | 0.067007 | 0 | 2.6621 | 3.3895 | 2.1541 | 2.6067
213147-Premium T8 with T12 34Watt Baseline | 0.64068 | 0.40061 | 0.70747 | 3313.277 | 49699.1545 | 0 | 0 | 0.058429 | 0 | 0.046574 | 0 | 0.11222 | 0 | 0.10036 | 0 | 1.7751 | 6.1963 | 1.5338 | 4.0004
213053-Lighting - Remove 4 Ft T-8 (De-Lamp) | 0 | 0 | 0.36369 | 1891.9838 | 28379.7565 | -35.3927 | -530.8899 | 0 | 1.8293 | 0 | 1.8293 | 0 | 1.8459 | 0 | 1.8459 | -1.6096 | -1.5724 | -1.6096 | -1.5724
213054-Lighting - Remove 8 Ft T-8 (De-Lamp) | 1.227 | 0.76724 | 0.946 | 6345.5517 | 95183.2755 | 0 | 0 | 0.12308 | 0 | 0.11123 | 0 | 0.12337 | 0 | 0.11152 | 0 | 12.4687 | 12.8164 | 5.9245 | 6.0019
213020-Lighting - Hardwire Incan Base >90 watt Fluorescent Fixture | 2.2694 | 1.419 | 1.7946 | 11736.0718 | 176041.0777 | 0 | 0 | 0.1241 | 0 | 0.11225 | 0 | 0.12428 | 0 | 0.11242 | 0 | 13.7749 | 14.026 | 6.204 | 6.2544
213147-Premium T8 with T12 34Watt Baseline | 1.0737 | 0.67139 | 1.1857 | 5552.8068 | 83292.1016 | 0 | 0 | 0.058429 | 0 | 0.046574 | 0 | 0.11222 | 0 | 0.10036 | 0 | 1.7751 | 6.1963 | 1.5338 | 4.0004
213054-Lighting - Remove 8 Ft T-8 (De-Lamp) | 2.6585 | 1.6623 | 2.0497 | 13748.6953 | 206230.4302 | 0 | 0 | 0.12308 | 0 | 0.11123 | 0 | 0.12337 | 0 | 0.11152 | 0 | 12.4687 | 12.8164 | 5.9245 | 6.0019
213147-Premium T8 with T12 34Watt Baseline | 0.45085 | 0.28191 | 0.49785 | 2331.5653 | 34973.4791 | 0 | 0 | 0.058429 | 0 | 0.046574 | 0 | 0.11222 | 0 | 0.10036 | 0 | 1.7751 | 6.1963 | 1.5338 | 4.0004
213054-Lighting - Remove 8 Ft T-8 (De-Lamp) | 0.61351 | 0.38362 | 0.473 | 3172.7758 | 47591.6377 | 0 | 0 | 0.12308 | 0 | 0.11123 | 0 | 0.12337 | 0 | 0.11152 | 0 | 12.4687 | 12.8164 | 5.9245 | 6.0019
213147-Premium T8 with T12 34Watt Baseline | 1.0797 | 0.6751 | 1.1922 | 5583.4853 | 83752.2789 | 0 | 0 | 0.058429 | 0 | 0.046574 | 0 | 0.11222 | 0 | 0.10036 | 0 | 1.7751 | 6.1963 | 1.5338 | 4.0004
213054-Lighting - Remove 8 Ft T-8 (De-Lamp) | 1.8405 | 1.1509 | 1.419 | 9518.3275 | 142774.9132 | 0 | 0 | 0.12308 | 0 | 0.11123 | 0 | 0.12337 | 0 | 0.11152 | 0 | 12.4687 | 12.8164 | 5.9245 | 6.0019
213147-Premium T8 with T12 34Watt Baseline | 4.0458 | 2.5298 | 4.4675 | 20922.7305 | 313840.9573 | 0 | 0 | 0.058429 | 0 | 0.046574 | 0 | 0.11222 | 0 | 0.10036 | 0 | 1.7751 | 6.1963 | 1.5338 | 4.0004
213053-Lighting - Remove 4 Ft T-8 (De-Lamp) | 0 | 0 | 0.30044 | 1562.9431 | 23444.1467 | -29.2374 | -438.5612 | 0 | 1.8293 | 0 | 1.8293 | 0 | 1.8459 | 0 | 1.8459 | -1.6096 | -1.5724 | -1.6096 | -1.5724
213054-Lighting - Remove 8 Ft T-8 (De-Lamp) | 0.71576 | 0.44755 | 0.55183 | 3701.5718 | 55523.5774 | 0 | 0 | 0.12308 | 0 | 0.11123 | 0 | 0.12337 | 0 | 0.11152 | 0 | 12.4687 | 12.8164 | 5.9245 | 6.0019
213147-Premium T8 with T12 34Watt Baseline | 2.5271 | 1.5802 | 2.7906 | 13069.0369 | 196035.554 | 0 | 0 | 0.058429 | 0 | 0.046574 | 0 | 0.11222 | 0 | 0.10036 | 0 | 1.7751 | 6.1963 | 1.5338 | 4.0004
213053-Lighting - Remove 4 Ft T-8 (De-Lamp) | 0 | 0 | 0.67993 | 3537.187 | 53057.8057 | -66.1689 | -992.5332 | 0 | 1.8293 | 0 | 1.8293 | 0 | 1.8459 | 0 | 1.8459 | -1.6096 | -1.5724 | -1.6096 | -1.5724
213147-Premium T8 with T12 34Watt Baseline | 0.7 | 0.4377 | 0.77298 | 3620.0619 | 54300.9281 | 0 | 0 | 0.058429 | 0 | 0.046574 | 0 | 0.11222 | 0 | 0.10036 | 0 | 1.7751 | 6.1963 | 1.5338 | 4.0004
213053-Lighting - Remove 4 Ft T-8 (De-Lamp) | 0 | 0 | 0.253 | 1316.1626 | 19742.4393 | -24.621 | -369.3147 | 0 | 1.8293 | 0 | 1.8293 | 0 | 1.8459 | 0 | 1.8459 | -1.6096 | -1.5724 | -1.6096 | -1.5724
213054-Lighting - Remove 8 Ft T-8 (De-Lamp) | 0.56238 | 0.35165 | 0.43358 | 2908.3779 | 43625.6679 | 0 | 0 | 0.12308 | 0 | 0.11123 | 0 | 0.12337 | 0 | 0.11152 | 0 | 12.4687 | 12.8164 | 5.9245 | 6.0019
213147-Premium T8 with T12 34Watt Baseline | 2.2186 | 1.3873 | 2.4499 | 11473.7554 | 172106.3314 | 0 | 0 | 0.058429 | 0 | 0.046574 | 0 | 0.11222 | 0 | 0.10036 | 0 | 1.7751 | 6.1963 | 1.5338 | 4.0004
213053-Lighting - Remove 4 Ft T-8 (De-Lamp) | 0 | 0 | 0.94875 | 4935.6098 | 74034.1475 | -92.3287 | -1384.9301 | 0 | 1.8293 | 0 | 1.8293 | 0 | 1.8459 | 0 | 1.8459 | -1.6096 | -1.5724 | -1.6096 | -1.5724
213147-Premium T8 with T12 34Watt Baseline | 1.928 | 1.2055 | 2.129 | 9970.5094 | 149557.6409 | 0 | 0 | 0.058429 | 0 | 0.046574 | 0 | 0.11222 | 0 | 0.10036 | 0 | 1.7751 | 6.1963 | 1.5338 | 4.0004
213054-Lighting - Remove 8 Ft T-8 (De-Lamp) | 0.81801 | 0.51149 | 0.63067 | 4230.3678 | 63455.517 | 0 | 0 | 0.12308 | 0 | 0.11123 | 0 | 0.12337 | 0 | 0.11152 | 0 | 12.4687 | 12.8164 | 5.9245 | 6.0019
213205-Food Service-Commercial Gas Rack Oven- Double, Cooking Efficiency >= 50% | 0 | 0 | 0 | 0 | 0 | 1472.8 | 17673.6 | 0 | 0.38071 | 0 | 0.29698 | 0 | 0.77543 | 0 | 0.69171 | 1.6745 | 5.5697 | 1.4582 | 3.7295
213049-Lighting - LED Exit Sign New Sign | 0.20452 | 0.20319 | 0 | 1791.6863 | 28666.9809 | 0 | 0 | 0.094751 | 0 | 0.0844 | 0 | 0.10234 | 0 | 0.091989 | 0 | 5.2899 | 8.0585 | 3.6019 | 4.7018
213053-Lighting - Remove 4 Ft T-8 (De-Lamp) | 0 | 0 | 11.3691 | 59145.0578 | 887175.8676 | -1106.4052 | -16596.0785 | 0 | 1.8128 | 0 | 1.8128 | 0 | 1.7741 | 0 | 1.7741 | -1.6484 | -1.7471 | -1.6484 | -1.7471
213147-Premium T8 with T12 34Watt Baseline | 9.6873 | 6.0573 | 10.6972 | 50097.9749 | 751469.6235 | 0 | 0 | 0.058904 | 0 | 0.047049 | 0 | 0.11438 | 0 | 0.10252 | 0 | 1.7863 | 6.8847 | 1.5422 | 4.2765
213012-Lighting - 3 Ft 2nd Gen. T-8 with Elec. Ballast | 0.23215 | 0.14516 | 0.24323 | 1200.5838 | 18008.7576 | 0 | 0 | 0.084249 | 0 | 0.072394 | 0 | 0.11395 | 0 | 0.10209 | 0 | 2.6997 | 6.7358 | 2.1786 | 4.2185
213222-Lighting - Screw in 14-26 Watt Lamp | 0 | 0 | 0.28072 | 1397.878 | 3452.7586 | -18.8792 | -46.6316 | 0 | 2.2969 | 0 | 2.2969 | 0 | 2.4494 | 0 | 2.4494 | -0.74011 | -0.66346 | -0.74011 | -0.66346
213230-Lighting - Occupancy Sensor - High-Bay Sensor | 26.921 | 17.3593 | 30.8577 | 135945.3933 | 1087563.1463 | 0 | 0 | 0.10806 | 0 | 0.096795 | 0 | 0.11772 | 0 | 0.10645 | 0 | 6.65 | 13.4297 | 4.1847 | 6.133
213222-Lighting - Screw in 14-26 Watt Lamp | 0 | 0 | 8.4838 | 42246.979 | 104350.038 | -570.5707 | -1409.3097 | 0 | 2.328 | 0 | 2.328 | 0 | 2.613 | 0 | 2.613 | -0.72308 | -0.59711 | -0.72308 | -0.59711
213230-Lighting - Occupancy Sensor - High-Bay Sensor | 8.8601 | 5.7132 | 10.1557 | 44741.5218 | 357932.1747 | 0 | 0 | 0.10806 | 0 | 0.096795 | 0 | 0.11772 | 0 | 0.10645 | 0 | 6.65 | 13.4297 | 4.1847 | 6.133
213053-Lighting - Remove 4 Ft T-8 (De-Lamp) | 0 | 0 | 6.1985 | 32245.9842 | 483689.7637 | -603.214 | -9048.2097 | 0 | 1.8293 | 0 | 1.8293 | 0 | 1.8459 | 0 | 1.8459 | -1.6096 | -1.5724 | -1.6096 | -1.5724
213011-Lighting - 2 Ft 2nd Gen. T-8 with Elec. Ballast | 0.099916 | 0.062476 | 0.075237 | 516.7201 | 7750.8013 | 0 | 0 | 0.08899 | 0 | 0.077135 | 0 | 0.12099 | 0 | 0.10914 | 0 | 2.9852 | 10.4364 | 2.3609 | 5.4227
213147-Premium T8 with T12 34Watt Baseline | 5.683 | 3.5535 | 6.2755 | 29389.9938 | 440849.9077 | 0 | 0 | 0.058429 | 0 | 0.046574 | 0 | 0.11222 | 0 | 0.10036 | 0 | 1.7751 | 6.1963 | 1.5338 | 4.0004
213049-Lighting - LED Exit Sign New Sign | 0.034087 | 0.033866 | 0 | 298.6144 | 4777.8301 | 0 | 0 | 0.094509 | 0 | 0.084159 | 0 | 0.10073 | 0 | 0.090378 | 0 | 5.2326 | 7.2526 | 3.5753 | 4.4156
213221-Lighting - Screw in >= 27 Watt Lamp | 0 | 0 | 56.4489 | 281098.5332 | 694313.377 | -3796.4016 | -9377.112 | 0 | 2.8417 | 0 | 2.8417 | 0 | 2.5194 | 0 | 2.5194 | -0.52387 | -0.63335 | -0.52387 | -0.63335
213229-Lighting - Screw in 14-26 Watt Reflector Lamp | 0 | 0 | 6.2381 | 31063.9551 | 76727.9691 | -419.5373 | -1036.2571 | 0 | 3.3426 | 0 | 3.3426 | 0 | 2.8175 | 0 | 2.8175 | -0.41295 | -0.53077 | -0.41295 | -0.53077
213230-Lighting - Occupancy Sensor - High-Bay Sensor | 14.6532 | 9.4488 | 16.796 | 73995.5938 | 591964.7505 | 0 | 0 | 0.10813 | 0 | 0.096863 | 0 | 0.11814 | 0 | 0.10688 | 0 | 6.6738 | 14.0625 | 4.1941 | 6.2617
213222-Lighting - Screw in 14-26 Watt Lamp | 0 | 0 | 1.1852 | 5902.1515 | 14578.3141 | -79.7121 | -196.8889 | 0 | 2.4559 | 0 | 2.4559 | 0 | 2.7409 | 0 | 2.7409 | -0.8178 | -0.67533 | -0.8178 | -0.67533
213022-Lighting - Hardwire Incan Base 66-90 watt Fluorescent Fixture | 0.41333 | 0.25845 | 1.4284 | 2137.5446 | 32063.1696 | 0 | 0 | 0.066462 | 0 | 0.054746 | 0 | 0.083168 | 0 | 0.071453 | 0 | 2.0103 | 2.6947 | 1.7064 | 2.1754
213020-Lighting - Hardwire Incan Base >90 watt Fluorescent Fixture | 3.7823 | 2.365 | 2.991 | 19560.1197 | 293401.7961 | 0 | 0 | 0.12253 | 0 | 0.11081 | 0 | 0.1227 | 0 | 0.11099 | 0 | 13.6131 | 13.8612 | 6.171 | 6.2215
213011-Lighting - 2 Ft 2nd Gen. T-8 with Elec. Ballast | 0.016653 | 0.010413 | 0.012539 | 86.12 | 1291.8002 | 0 | 0 | 0.087418 | 0 | 0.075703 | 0 | 0.11942 | 0 | 0.10771 | 0 | 2.9502 | 10.3138 | 2.3389 | 5.3895
213147-Premium T8 with T12 34Watt Baseline | 4.378 | 2.7375 | 4.8344 | 22640.726 | 339610.8893 | 0 | 0 | 0.056857 | 0 | 0.045141 | 0 | 0.11065 | 0 | 0.098932 | 0 | 1.7542 | 6.1235 | 1.5183 | 3.9699
213053-Lighting - Remove 4 Ft T-8 (De-Lamp) | 0 | 0 | 5.9771 | 31094.342 | 466415.1293 | -581.6706 | -8725.0594 | 0 | 1.8274 | 0 | 1.8274 | 0 | 1.8439 | 0 | 1.8439 | -1.6068 | -1.5697 | -1.6068 | -1.5697
213215-Lighting-Interior High Bay Linear Fluorescent Fixtures <= 244 Watts replacing 400 Watts (Tier 1) | 0 | 0 | 31.0341 | 165054.7318 | 2475820.9774 | -2996.0615 | -44940.9222 | 0 | 5.8508 | 0 | 5.8508 | 0 | 3.1464 | 0 | 3.1464 | -0.23841 | -0.55758 | -0.23841 | -0.55758
213049-Lighting - LED Exit Sign New Sign | 0.23861 | 0.23706 | 0 | 2090.3007 | 33444.811 | 0 | 0 | 0.093248 | 0 | 0.083009 | 0 | 0.099467 | 0 | 0.089228 | 0 | 5.1761 | 7.1743 | 3.5488 | 4.3864
213222-Lighting - Screw in 14-26 Watt Lamp | 0 | 0 | 0.53024 | 2640.4362 | 6521.8774 | -35.6607 | -88.0819 | 0 | 2.328 | 0 | 2.328 | 0 | 2.613 | 0 | 2.613 | -0.72308 | -0.59711 | -0.72308 | -0.59711
213011-Lighting - 2 Ft 2nd Gen. T-8 with Elec. Ballast | 0.66611 | 0.41651 | 0.50158 | 3444.8006 | 51672.0087 | 0 | 0 | 0.08899 | 0 | 0.077135 | 0 | 0.12099 | 0 | 0.10914 | 0 | 2.9852 | 10.4364 | 2.3609 | 5.4227
213012-Lighting - 3 Ft 2nd Gen. T-8 with Elec. Ballast | 0.077384 | 0.048387 | 0.081077 | 400.1946 | 6002.9192 | 0 | 0 | 0.083763 | 0 | 0.071909 | 0 | 0.11174 | 0 | 0.099887 | 0 | 2.6735 | 6.0622 | 2.1616 | 3.944
213147-Premium T8 with T12 34Watt Baseline | 10.322 | 6.4542 | 11.3981 | 53380.5734 | 800708.6007 | 0 | 0 | 0.058429 | 0 | 0.046574 | 0 | 0.11222 | 0 | 0.10036 | 0 | 1.7751 | 6.1963 | 1.5338 | 4.0004
213053-Lighting - Remove 4 Ft T-8 (De-Lamp) | 0 | 0 | 6.578 | 34220.2282 | 513303.4227 | -640.1454 | -9602.1817 | 0 | 1.8293 | 0 | 1.8293 | 0 | 1.8459 | 0 | 1.8459 | -1.6096 | -1.5724 | -1.6096 | -1.5724
213049-Lighting - LED Exit Sign New Sign | 0.54539 | 0.54185 | 0 | 4777.8301 | 76445.2823 | 0 | 0 | 0.094509 | 0 | 0.084159 | 0 | 0.10073 | 0 | 0.090378 | 0 | 5.2326 | 7.2526 | 3.5753 | 4.4156
213229-Lighting - Screw in 14-26 Watt Reflector Lamp | 0 | 0 | 0.3431 | 1708.5175 | 4220.0383 | -23.0746 | -56.9941 | 0 | 3.4706 | 0 | 3.4706 | 0 | 2.9454 | 0 | 2.9454 | -0.46705 | -0.60029 | -0.46705 | -0.60029
213147-Premium T8 with T12 34Watt Baseline | 0.4983 | 0.31158 | 0.55026 | 2576.9932 | 38654.898 | 0 | 0 | 0.056857 | 0 | 0.045141 | 0 | 0.11065 | 0 | 0.098932 | 0 | 1.7542 | 6.1235 | 1.5183 | 3.9699
213230-Lighting - Occupancy Sensor - High-Bay Sensor | 7.1562 | 4.6145 | 8.2027 | 36137.383 | 289099.0642 | 0 | 0 | 0.10637 | 0 | 0.095254 | 0 | 0.11603 | 0 | 0.10491 | 0 | 6.5616 | 13.2511 | 4.1495 | 6.0955
213085-Refrigeration -Strip Curtains for Walk-ins | 0.7714 | 0.55235 | 0.58512 | 5133.6 | 20534.4 | 0 | 0 | 0.10122 | 0 | 0.091513 | 0 | 0.10554 | 0 | 0.095837 | 0 | 13.1284 | 27.2437 | 6.0694 | 7.9811
213084-Refrigeration -Cooler/Freezer Door Gaskets - Solid Doors: Cooler | 4.2954 | 3.5922 | 3.7055 | 32418.864 | 129675.456 | 0 | 0 | 0.09788 | 0 | 0.088371 | 0 | 0.093161 | 0 | 0.083653 | 0 | 11.3607 | 7.5767 | 5.6621 | 4.5336
213067-Refrigeration - Food Service -Auto Closer for Main Cooler Doors | 0.099706 | 0.083383 | 0.14556 | 752.5063 | 6020.0504 | -0.037362 | -0.2989 | 0.043248 | 0.89663 | 0.033332 | 0.89663 | 0.089621 | 0.89663 | 0.079705 | 0.89663 | 1.629 | 5.0155 | 1.4235 | 3.4722
213067-Refrigeration - Food Service -Auto Closer for Main Cooler Doors | 0.099706 | 0.083383 | 0.14556 | 752.5063 | 6020.0504 | -0.037362 | -0.2989 | 0.043248 | 0.89663 | 0.033332 | 0.89663 | 0.089621 | 0.89663 | 0.079705 | 0.89663 | 1.629 | 5.0155 | 1.4235 | 3.4722
213085-Refrigeration -Strip Curtains for Walk-ins | 0.70712 | 0.50632 | 0.53636 | 4705.8 | 18823.2 | 0 | 0 | 0.10121 | 0 | 0.091509 | 0 | 0.10553 | 0 | 0.095828 | 0 | 13.1207 | 27.1822 | 6.0678 | 7.9758
213084-Refrigeration -Cooler/Freezer Door Gaskets - Solid Doors: Cooler | 2.99 | 2.5005 | 2.5793 | 22566.072 | 90264.288 | 0 | 0 | 0.097882 | 0 | 0.088374 | 0 | 0.093173 | 0 | 0.083664 | 0 | 11.3639 | 7.5827 | 5.6629 | 4.5358
213082-Refrigeration - Vending Machine Controller | 1.3456 | 1.1253 | 0 | 10155.6 | 50778 | 0 | 0 | 0.067874 | 0 | 0.058244 | 0 | 0.076637 | 0 | 0.067007 | 0 | 2.6621 | 3.3895 | 2.1541 | 2.6067
213060-Lighting - Occupancy Sensor - Plug Load | 0.18624 | 0.11645 | 0.3402 | 963.144 | 7705.152 | 0 | 0 | 0.02934 | 0 | 0.018168 | 0 | 0.10581 | 0 | 0.094638 | 0 | 1.3032 | 6.211 | 1.1683 | 4.0065
213254-Ice Machines >1500 - CEE Tier III | 0.29385 | 0.2274 | 0.2618 | 2548.7 | 25487 | 0 | 0 | 0.0479 | 0 | 0.038387 | 0 | 0.079923 | 0 | 0.07041 | 0 | 1.8053 | 3.9106 | 1.5564 | 2.9044
213083-Refrigeration -Cooler/Freezer Door Gaskets - Glass Doors | 16.8133 | 14.0608 | 14.504 | 126894.426 | 507577.704 | 0 | 0 | 0.097884 | 0 | 0.088376 | 0 | 0.09318 | 0 | 0.083672 | 0 | 11.3662 | 7.5869 | 5.6635 | 4.5373
213084-Refrigeration -Cooler/Freezer Door Gaskets - Solid Doors: Cooler | 0.35795 | 0.29935 | 0.30879 | 2701.572 | 10806.288 | 0 | 0 | 0.097884 | 0 | 0.088376 | 0 | 0.09318 | 0 | 0.083672 | 0 | 11.3662 | 7.5869 | 5.6635 | 4.5373
213116-Refrigeration -Cooler/Freezer Door Gaskets - Solid Doors: Freezer | 0.20003 | 0.16729 | 0.17256 | 1509.702 | 6038.808 | 0 | 0 | 0.09318 | 0 | 0.083672 | 0 | 0.09318 | 0 | 0.083672 | 0 | 7.5869 | 7.5869 | 4.5373 | 4.5373
213083-Refrigeration -Cooler/Freezer Door Gaskets - Glass Doors | 18.9505 | 15.8481 | 16.3476 | 143024.4 | 572097.6 | 0 | 0 | 0.097884 | 0 | 0.088376 | 0 | 0.09318 | 0 | 0.083672 | 0 | 11.3662 | 7.5869 | 5.6635 | 4.5373
213222-Lighting - Screw in 14-26 Watt Lamp | 0 | 0 | 1.7155 | 8542.5877 | 21100.1915 | -115.3728 | -284.9707 | 0 | 2.328 | 0 | 2.328 | 0 | 2.613 | 0 | 2.613 | -0.72308 | -0.59711 | -0.72308 | -0.59711
213229-Lighting - Screw in 14-26 Watt Reflector Lamp | 0 | 0 | 0.18714 | 931.9187 | 2301.8391 | -12.5861 | -31.0877 | 0 | 3.3426 | 0 | 3.3426 | 0 | 2.8175 | 0 | 2.8175 | -0.41295 | -0.53077 | -0.41295 | -0.53077
213011-Lighting - 2 Ft 2nd Gen. T-8 with Elec. Ballast | 0.13322 | 0.083302 | 0.10032 | 688.9601 | 10334.4017 | 0 | 0 | 0.08899 | 0 | 0.077135 | 0 | 0.12099 | 0 | 0.10914 | 0 | 2.9852 | 10.4364 | 2.3609 | 5.4227
213147-Premium T8 with T12 34Watt Baseline | 22.6017 | 14.1325 | 24.958 | 116885.0486 | 1753275.7291 | 0 | 0 | 0.058429 | 0 | 0.046574 | 0 | 0.11222 | 0 | 0.10036 | 0 | 1.7751 | 6.1963 | 1.5338 | 4.0004
213053-Lighting - Remove 4 Ft T-8 (De-Lamp) | 0 | 0 | 19.8446 | 103236.5057 | 1548547.5852 | -1931.208 | -28968.1203 | 0 | 1.8293 | 0 | 1.8293 | 0 | 1.8459 | 0 | 1.8459 | -1.6096 | -1.5724 | -1.6096 | -1.5724
213049-Lighting - LED Exit Sign New Sign | 0.57948 | 0.57572 | 0 | 5076.4445 | 81223.1124 | 0 | 0 | 0.094509 | 0 | 0.084159 | 0 | 0.10073 | 0 | 0.090378 | 0 | 5.2326 | 7.2526 | 3.5753 | 4.4156
213147-Premium T8 with T12 34Watt Baseline | 0.68813 | 0.43028 | 0.75988 | 3558.7049 | 53380.5734 | 0 | 0 | 0.058429 | 0 | 0.046574 | 0 | 0.11222 | 0 | 0.10036 | 0 | 1.7751 | 6.1963 | 1.5338 | 4.0004
213215-Lighting-Interior High Bay Linear Fluorescent Fixtures <= 244 Watts replacing 400 Watts (Tier 1) | 0 | 0 | 2.6436 | 14060.2179 | 210903.2684 | -255.2201 | -3828.3008 | 0 | 5.8528 | 0 | 5.8528 | 0 | 3.1484 | 0 | 3.1484 | -0.23882 | -0.55855 | -0.23882 | -0.55855
213230-Lighting - Occupancy Sensor - High-Bay Sensor | 15.6755 | 10.108 | 17.9678 | 79158.0771 | 633264.6169 | 0 | 0 | 0.10806 | 0 | 0.096795 | 0 | 0.11772 | 0 | 0.10645 | 0 | 6.65 | 13.4297 | 4.1847 | 6.133
213054-Lighting - Remove 8 Ft T-8 (De-Lamp) | 0.2045 | 0.12787 | 0.15767 | 1057.5919 | 15863.8792 | 0 | 0 | 0.12404 | 0 | 0.11219 | 0 | 0.12755 | 0 | 0.1157 | 0 | 13.6944 | 21.3607 | 6.1876 | 7.3852
213222-Lighting - Screw in 14-26 Watt Lamp | 0 | 0 | 0.31191 | 1553.1978 | 3836.3985 | -20.9769 | -51.8129 | 0 | 2.328 | 0 | 2.328 | 0 | 2.613 | 0 | 2.613 | -0.72308 | -0.59711 | -0.72308 | -0.59711
213012-Lighting - 3 Ft 2nd Gen. T-8 with Elec. Ballast | 0.030954 | 0.019355 | 0.032431 | 160.0778 | 2401.1677 | 0 | 0 | 0.083763 | 0 | 0.071909 | 0 | 0.11174 | 0 | 0.099887 | 0 | 2.6735 | 6.0622 | 2.1616 | 3.944
213147-Premium T8 with T12 34Watt Baseline | 9.9008 | 6.1908 | 10.9331 | 51202.4006 | 768036.0084 | 0 | 0 | 0.058429 | 0 | 0.046574 | 0 | 0.11222 | 0 | 0.10036 | 0 | 1.7751 | 6.1963 | 1.5338 | 4.0004
213053-Lighting - Remove 4 Ft T-8 (De-Lamp) | 0 | 0 | 8.8866 | 46230.2121 | 693453.1816 | -864.8119 | -12972.1782 | 0 | 1.8293 | 0 | 1.8293 | 0 | 1.8459 | 0 | 1.8459 | -1.6096 | -1.5724 | -1.6096 | -1.5724
213049-Lighting - LED Exit Sign New Sign | 0.20452 | 0.20319 | 0 | 1791.6863 | 28666.9809 | 0 | 0 | 0.094509 | 0 | 0.084159 | 0 | 0.10073 | 0 | 0.090378 | 0 | 5.2326 | 7.2526 | 3.5753 | 4.4156
213147-Premium T8 with T12 34Watt Baseline | 0.90169 | 0.56382 | 0.9957 | 4663.1305 | 69946.9582 | 0 | 0 | 0.058429 | 0 | 0.046574 | 0 | 0.11222 | 0 | 0.10036 | 0 | 1.7751 | 6.1963 | 1.5338 | 4.0004
213222-Lighting - Screw in 14-26 Watt Lamp | 0 | 0 | 0.96691 | 4814.913 | 11892.8352 | -65.0283 | -160.6199 | 0 | 2.4559 | 0 | 2.4559 | 0 | 2.7409 | 0 | 2.7409 | -0.8178 | -0.67533 | -0.8178 | -0.67533
213229-Lighting - Screw in 14-26 Watt Reflector Lamp | 0 | 0 | 0.18714 | 931.9187 | 2301.8391 | -12.5861 | -31.0877 | 0 | 3.4706 | 0 | 3.4706 | 0 | 2.9454 | 0 | 2.9454 | -0.46705 | -0.60029 | -0.46705 | -0.60029
213011-Lighting - 2 Ft 2nd Gen. T-8 with Elec. Ballast | 0.099916 | 0.062476 | 0.075237 | 516.7201 | 7750.8013 | 0 | 0 | 0.087418 | 0 | 0.075703 | 0 | 0.11942 | 0 | 0.10771 | 0 | 2.9502 | 10.3138 | 2.3389 | 5.3895
213147-Premium T8 with T12 34Watt Baseline | 6.8339 | 4.2731 | 7.5464 | 35341.621 | 530124.315 | 0 | 0 | 0.056857 | 0 | 0.045141 | 0 | 0.11065 | 0 | 0.098932 | 0 | 1.7542 | 6.1235 | 1.5183 | 3.9699
213053-Lighting - Remove 4 Ft T-8 (De-Lamp) | 0 | 0 | 2.53 | 13161.6262 | 197424.3933 | -246.2098 | -3693.1468 | 0 | 1.8274 | 0 | 1.8274 | 0 | 1.8439 | 0 | 1.8439 | -1.6068 | -1.5697 | -1.6068 | -1.5697
213049-Lighting - LED Exit Sign New Sign | 0.17044 | 0.16933 | 0 | 1493.0719 | 23889.1507 | 0 | 0 | 0.093248 | 0 | 0.083009 | 0 | 0.099467 | 0 | 0.089228 | 0 | 5.1761 | 7.1743 | 3.5488 | 4.3864
213230-Lighting - Occupancy Sensor - High-Bay Sensor | 39.1887 | 25.2699 | 44.9195 | 197895.1928 | 1583161.5421 | 0 | 0 | 0.10466 | 0 | 0.093694 | 0 | 0.11432 | 0 | 0.10335 | 0 | 6.4721 | 13.0704 | 4.1135 | 6.057
213020-Lighting - Hardwire Incan Base >90 watt Fluorescent Fixture | 6.4299 | 4.0205 | 5.0847 | 33252.2036 | 498783.0534 | 0 | 0 | 0.1241 | 0 | 0.11225 | 0 | 0.12428 | 0 | 0.11242 | 0 | 13.7749 | 14.026 | 6.204 | 6.2544
213222-Lighting - Screw in 14-26 Watt Lamp | 0 | 0 | 17.5915 | 87600.3534 | 216372.873 | -1183.0952 | -2922.2451 | 0 | 2.328 | 0 | 2.328 | 0 | 2.613 | 0 | 2.613 | -0.72308 | -0.59711 | -0.72308 | -0.59711
213230-Lighting - Occupancy Sensor - High-Bay Sensor | 19.0832 | 12.3054 | 21.8738 | 96366.3547 | 770930.8379 | 0 | 0 | 0.10806 | 0 | 0.096795 | 0 | 0.11772 | 0 | 0.10645 | 0 | 6.65 | 13.4297 | 4.1847 | 6.133
213230-Lighting - Occupancy Sensor - High-Bay Sensor | 9.2008 | 5.9329 | 10.5463 | 46462.3496 | 371698.7969 | 0 | 0 | 0.10813 | 0 | 0.096863 | 0 | 0.11814 | 0 | 0.10688 | 0 | 6.6738 | 14.0625 | 4.1941 | 6.2617
213215-Lighting-Interior High Bay Linear Fluorescent Fixtures <= 244 Watts replacing 400 Watts (Tier 1) | 0 | 0 | 1.6666 | 8864.0504 | 132960.7562 | -160.8996 | -2413.494 | 0 | 5.8528 | 0 | 5.8528 | 0 | 3.1484 | 0 | 3.1484 | -0.23882 | -0.55855 | -0.23882 | -0.55855
213230-Lighting - Occupancy Sensor - High-Bay Sensor | 9.8824 | 6.3724 | 11.3275 | 49904.0051 | 399232.0411 | 0 | 0 | 0.10806 | 0 | 0.096795 | 0 | 0.11772 | 0 | 0.10645 | 0 | 6.65 | 13.4297 | 4.1847 | 6.133
213230-Lighting - Occupancy Sensor - High-Bay Sensor | 6.1339 | 3.9553 | 7.0309 | 30974.8997 | 247799.1979 | 0 | 0 | 0.10637 | 0 | 0.095254 | 0 | 0.11603 | 0 | 0.10491 | 0 | 6.5616 | 13.2511 | 4.1495 | 6.0955
213147-Premium T8 with T12 34Watt Baseline | 2.5271 | 1.5802 | 2.7906 | 13069.0369 | 196035.554 | 0 | 0 | 0.057332 | 0 | 0.045617 | 0 | 0.11281 | 0 | 0.10109 | 0 | 1.7653 | 6.8039 | 1.5266 | 4.2451
213053-Lighting - Remove 4 Ft T-8 (De-Lamp) | 0 | 0 | 0.85387 | 4442.0489 | 66630.7328 | -83.0958 | -1246.4371 | 0 | 1.8109 | 0 | 1.8109 | 0 | 1.7722 | 0 | 1.7722 | -1.6455 | -1.7441 | -1.6455 | -1.7441
213054-Lighting - Remove 8 Ft T-8 (De-Lamp) | 9.5094 | 5.9461 | 7.3315 | 49178.0257 | 737670.3849 | 0 | 0 | 0.12175 | 0 | 0.11004 | 0 | 0.12285 | 0 | 0.11113 | 0 | 12.6043 | 14.0732 | 5.9549 | 6.2638
213230-Lighting - Occupancy Sensor - High-Bay Sensor | 31.0102 | 19.9962 | 35.545 | 156595.3265 | 1252762.6116 | 0 | 0 | 0.10652 | 0 | 0.095405 | 0 | 0.11697 | 0 | 0.10586 | 0 | 6.614 | 14.7235 | 4.1704 | 6.3894
213147-Premium T8 with T12 34Watt Baseline | 3.6898 | 2.3072 | 4.0745 | 19082.0211 | 286230.3159 | 0 | 0 | 0.058429 | 0 | 0.046574 | 0 | 0.11222 | 0 | 0.10036 | 0 | 1.7751 | 6.1963 | 1.5338 | 4.0004
213230-Lighting - Occupancy Sensor - High-Bay Sensor | 50.775 | 32.7411 | 58.2 | 256403.3367 | 2051226.6937 | 0 | 0 | 0.10806 | 0 | 0.096795 | 0 | 0.11772 | 0 | 0.10645 | 0 | 6.65 | 13.4297 | 4.1847 | 6.133
213230-Lighting - Occupancy Sensor - High-Bay Sensor | 25.8986 | 16.7001 | 29.6859 | 130782.91 | 1046263.28 | 0 | 0 | 0.10813 | 0 | 0.096863 | 0 | 0.11814 | 0 | 0.10688 | 0 | 6.6738 | 14.0625 | 4.1941 | 6.2617
213222-Lighting - Screw in 14-26 Watt Lamp | 0 | 0 | 0 | 0 | 0 | 0 | 0 | 0 | 0 | 0 | 0 | 0 | 0 | 0 | 0 | 0 | 0 | 0 | 0
213011-Lighting - 2 Ft 2nd Gen. T-8 with Elec. Ballast | 0.033305 | 0.020825 | 0.025079 | 172.24 | 2583.6004 | 0 | 0 | 0.086002 | 0 | 0.074412 | 0 | 0.11801 | 0 | 0.10642 | 0 | 2.9186 | 10.2034 | 2.319 | 5.3592
213147-Premium T8 with T12 34Watt Baseline | 13.7449 | 8.5945 | 15.1779 | 71082.0624 | 1066230.9355 | 0 | 0 | 0.055441 | 0 | 0.043851 | 0 | 0.10923 | 0 | 0.097641 | 0 | 1.7354 | 6.0579 | 1.5042 | 3.9422
213053-Lighting - Remove 4 Ft T-8 (De-Lamp) | 0 | 0 | 28.3359 | 147410.2137 | 2211153.2054 | -2757.5496 | -41363.2443 | 0 | 1.7815 | 0 | 1.7815 | 0 | 1.7981 | 0 | 1.7981 | -1.5414 | -1.5057 | -1.5414 | -1.5057
213095-Lighting- Ceramic Metal Halide Fixture | 0.62205 | 0.3858 | 0.72571 | 3359.9966 | 50399.9496 | 0 | 0 | 0.075144 | 0 | 0.063713 | 0 | 0.107 | 0 | 0.095565 | 0 | 2.3945 | 5.8556 | 1.9754 | 3.8556
213147-Premium T8 with T12 34Watt Baseline | 0.26102 | 0.16321 | 0.28823 | 1349.8536 | 20247.8037 | 0 | 0 | 0.058429 | 0 | 0.046574 | 0 | 0.11222 | 0 | 0.10036 | 0 | 1.7751 | 6.1963 | 1.5338 | 4.0004
213230-Lighting - Occupancy Sensor - High-Bay Sensor | 7.497 | 4.8342 | 8.5933 | 37858.2108 | 302865.6863 | 0 | 0 | 0.10806 | 0 | 0.096795 | 0 | 0.11772 | 0 | 0.10645 | 0 | 6.65 | 13.4297 | 4.1847 | 6.133
213222-Lighting - Screw in 14-26 Watt Lamp | 0 | 0 | 25.1708 | 125343.0589 | 309597.3555 | -1692.833 | -4181.2975 | 0 | 2.328 | 0 | 2.328 | 0 | 2.613 | 0 | 2.613 | -0.72308 | -0.59711 | -0.72308 | -0.59711
213221-Lighting - Screw in >= 27 Watt Lamp | 0 | 0 | 0 | 0 | 0 | 0 | 0 | 0 | 0 | 0 | 0 | 0 | 0 | 0 | 0 | 0 | 0 | 0 | 0
213229-Lighting - Screw in 14-26 Watt Reflector Lamp | 0 | 0 | 10.1369 | 50478.9271 | 124682.9498 | -681.7481 | -1683.9178 | 0 | 3.3426 | 0 | 3.3426 | 0 | 2.8175 | 0 | 2.8175 | -0.41295 | -0.53077 | -0.41295 | -0.53077
213222-Lighting - Screw in 14-26 Watt Lamp | 0 | 0 | 14.3789 | 71602.4165 | 176857.9689 | -967.0335 | -2388.5727 | 0 | 2.328 | 0 | 2.328 | 0 | 2.613 | 0 | 2.613 | -0.72308 | -0.59711 | -0.72308 | -0.59711
213221-Lighting - Screw in >= 27 Watt Lamp | 0 | 0 | 5.0804 | 25298.868 | 62488.2039 | -341.6761 | -843.9401 | 0 | 2.8417 | 0 | 2.8417 | 0 | 2.5194 | 0 | 2.5194 | -0.52387 | -0.63335 | -0.52387 | -0.63335
213229-Lighting - Screw in 14-26 Watt Reflector Lamp | 0 | 0 | 7.3922 | 36810.7868 | 90922.6434 | -497.1517 | -1227.9647 | 0 | 3.3426 | 0 | 3.3426 | 0 | 2.8175 | 0 | 2.8175 | -0.41295 | -0.53077 | -0.41295 | -0.53077
213230-Lighting - Occupancy Sensor - High-Bay Sensor | 119.2701 | 76.9085 | 136.7114 | 602289.7171 | 4818317.737 | 0 | 0 | 0.10637 | 0 | 0.095254 | 0 | 0.11603 | 0 | 0.10491 | 0 | 6.5616 | 13.2511 | 4.1495 | 6.0955
213206-Lighting-Interior High Bay Linear Fluorescent Fixtures 361-600 Watts replacing > 400 Watts | 97.1004 | 62.6129 | 94.3652 | 490337.2484 | 7355058.726 | 0 | 0 | 0.10231 | 0 | 0.090624 | 0 | 0.1197 | 0 | 0.10801 | 0 | 4.4518 | 10.7715 | 3.1927 | 5.5118
213222-Lighting - Screw in 14-26 Watt Lamp | 0 | 0 | 1.2164 | 6057.4712 | 14961.954 | -81.8098 | -202.0701 | 0 | 2.328 | 0 | 2.328 | 0 | 2.613 | 0 | 2.613 | -0.72308 | -0.59711 | -0.72308 | -0.59711
213229-Lighting - Screw in 14-26 Watt Reflector Lamp | 0 | 0 | 0.18714 | 931.9187 | 2301.8391 | -12.5861 | -31.0877 | 0 | 3.3426 | 0 | 3.3426 | 0 | 2.8175 | 0 | 2.8175 | -0.41295 | -0.53077 | -0.41295 | -0.53077
213147-Premium T8 with T12 34Watt Baseline | 8.4178 | 5.2635 | 9.2954 | 43532.7779 | 652991.6692 | 0 | 0 | 0.058429 | 0 | 0.046574 | 0 | 0.11222 | 0 | 0.10036 | 0 | 1.7751 | 6.1963 | 1.5338 | 4.0004
213053-Lighting - Remove 4 Ft T-8 (De-Lamp) | 0 | 0 | 3.7001 | 19248.8784 | 288733.1753 | -360.0818 | -5401.2272 | 0 | 1.8293 | 0 | 1.8293 | 0 | 1.8459 | 0 | 1.8459 | -1.6096 | -1.5724 | -1.6096 | -1.5724
213049-Lighting - LED Exit Sign New Sign | 0.784 | 0.77891 | 0 | 6868.1308 | 109890.0933 | 0 | 0 | 0.094509 | 0 | 0.084159 | 0 | 0.10073 | 0 | 0.090378 | 0 | 5.2326 | 7.2526 | 3.5753 | 4.4156
213147-Premium T8 with T12 34Watt Baseline | 2.5746 | 1.6098 | 2.843 | 13314.4649 | 199716.9728 | 0 | 0 | 0.058904 | 0 | 0.047049 | 0 | 0.11438 | 0 | 0.10252 | 0 | 1.7863 | 6.8847 | 1.5422 | 4.2765
213215-Lighting-Interior High Bay Linear Fluorescent Fixtures <= 244 Watts replacing 400 Watts (Tier 1) | 0 | 0 | 0.34482 | 1833.9415 | 27509.122 | -33.2896 | -499.3436 | 0 | 5.8083 | 0 | 5.8083 | 0 | 2.9464 | 0 | 2.9464 | -0.24109 | -0.62061 | -0.24109 | -0.62061
213230-Lighting - Occupancy Sensor - High-Bay Sensor | 2.0446 | 1.3184 | 2.3436 | 10324.9666 | 82599.7326 | 0 | 0 | 0.10821 | 0 | 0.096947 | 0 | 0.11867 | 0 | 0.1074 | 0 | 6.7031 | 14.9219 | 4.2057 | 6.4265
213067-Refrigeration - Food Service -Auto Closer for Main Cooler Doors | 0.19941 | 0.16677 | 0.29111 | 1505.0126 | 12040.1008 | -0.074725 | -0.5978 | 0.041824 | 0.88635 | 0.032035 | 0.88635 | 0.088197 | 0.88635 | 0.078408 | 0.88635 | 1.6083 | 4.9518 | 1.4077 | 3.4415
213068-Refrigeration - Food Service -Auto Closer for Main Freezer Doors | 0.25838 | 0.21608 | 0.19315 | 1950.0694 | 15600.5556 | -0.018681 | -0.14945 | 0.084118 | 0 | 0.074328 | 0 | 0.097091 | 0 | 0.087302 | 0 | 4.1879 | 8.2382 | 3.0546 | 4.7625
213084-Refrigeration -Cooler/Freezer Door Gaskets - Solid Doors: Cooler | 2.9689 | 2.4829 | 2.5611 | 22407.156 | 89628.624 | 0 | 0 | 0.096103 | 0 | 0.086752 | 0 | 0.09137 | 0 | 0.082019 | 0 | 11.1678 | 7.4418 | 5.6138 | 4.485
213084-Refrigeration -Cooler/Freezer Door Gaskets - Solid Doors: Cooler | 2.9163 | 2.4389 | 2.5157 | 22009.866 | 88039.464 | 0 | 0 | 0.097884 | 0 | 0.088376 | 0 | 0.09318 | 0 | 0.083672 | 0 | 11.3662 | 7.5869 | 5.6635 | 4.5373
213222-Lighting - Screw in 14-26 Watt Lamp | 0 | 0 | 1.1229 | 5591.5119 | 13811.0344 | -75.5167 | -186.5263 | 0 | 2.328 | 0 | 2.328 | 0 | 2.613 | 0 | 2.613 | -0.72308 | -0.59711 | -0.72308 | -0.59711
213229-Lighting - Screw in 14-26 Watt Reflector Lamp | 0 | 0 | 0.12476 | 621.2791 | 1534.5594 | -8.3907 | -20.7251 | 0 | 3.3426 | 0 | 3.3426 | 0 | 2.8175 | 0 | 2.8175 | -0.41295 | -0.53077 | -0.41295 | -0.53077
213011-Lighting - 2 Ft 2nd Gen. T-8 with Elec. Ballast | 0.099916 | 0.062476 | 0.075237 | 516.7201 | 7750.8013 | 0 | 0 | 0.08899 | 0 | 0.077135 | 0 | 0.12099 | 0 | 0.10914 | 0 | 2.9852 | 10.4364 | 2.3609 | 5.4227
213147-Premium T8 with T12 34Watt Baseline | 5.6475 | 3.5313 | 6.2362 | 29205.9229 | 438088.8436 | 0 | 0 | 0.058429 | 0 | 0.046574 | 0 | 0.11222 | 0 | 0.10036 | 0 | 1.7751 | 6.1963 | 1.5338 | 4.0004
213053-Lighting - Remove 4 Ft T-8 (De-Lamp) | 0 | 0 | 6.1036 | 31752.4233 | 476286.3489 | -593.9811 | -8909.7167 | 0 | 1.8293 | 0 | 1.8293 | 0 | 1.8459 | 0 | 1.8459 | -1.6096 | -1.5724 | -1.6096 | -1.5724
213049-Lighting - LED Exit Sign New Sign | 0.17044 | 0.16933 | 0 | 1493.0719 | 23889.1507 | 0 | 0 | 0.094509 | 0 | 0.084159 | 0 | 0.10073 | 0 | 0.090378 | 0 | 5.2326 | 7.2526 | 3.5753 | 4.4156
213082-Refrigeration - Vending Machine Controller | 1.3456 | 1.1253 | 0 | 10155.6 | 50778 | 0 | 0 | 0.067874 | 0 | 0.058244 | 0 | 0.076637 | 0 | 0.067007 | 0 | 2.6621 | 3.3895 | 2.1541 | 2.6067
213222-Lighting - Screw in 14-26 Watt Lamp | 0 | 0 | 9.3572 | 46595.9327 | 115091.9537 | -629.3059 | -1554.3857 | 0 | 2.328 | 0 | 2.328 | 0 | 2.613 | 0 | 2.613 | -0.72308 | -0.59711 | -0.72308 | -0.59711
213084-Refrigeration -Cooler/Freezer Door Gaskets - Solid Doors: Cooler | 0.49482 | 0.41381 | 0.42685 | 3734.526 | 14938.104 | 0 | 0 | 0.093627 | 0 | 0.084496 | 0 | 0.088924 | 0 | 0.079793 | 0 | 10.9154 | 7.286 | 5.5493 | 4.4279
213020-Lighting - Hardwire Incan Base >90 watt Fluorescent Fixture | 4.1605 | 2.6015 | 3.2901 | 21516.1317 | 322741.9757 | 0 | 0 | 0.1241 | 0 | 0.11225 | 0 | 0.12428 | 0 | 0.11242 | 0 | 13.7749 | 14.026 | 6.204 | 6.2544
213050-Lighting - Photocell | 0.012714 | 0.027964 | 0 | 749.056 | 5992.448 | 0 | 0 | -0.011403 | 0 | -0.019348 | 0 | 0.063357 | 0 | 0.055411 | 0 | 0.88719 | 3.4066 | 0.82255 | 2.6168
213230-Lighting - Occupancy Sensor - High-Bay Sensor | 42.9372 | 27.6871 | 49.2161 | 216824.2982 | 1734594.3853 | 0 | 0 | 0.10637 | 0 | 0.095254 | 0 | 0.11603 | 0 | 0.10491 | 0 | 6.5616 | 13.2511 | 4.1495 | 6.0955
213230-Lighting - Occupancy Sensor - High-Bay Sensor | 27.6025 | 17.7988 | 31.6389 | 139387.0488 | 1115096.3906 | 0 | 0 | 0.10806 | 0 | 0.096795 | 0 | 0.11772 | 0 | 0.10645 | 0 | 6.65 | 13.4297 | 4.1847 | 6.133
213230-Lighting - Occupancy Sensor - High-Bay Sensor | 11.5862 | 7.4711 | 13.2805 | 58508.1439 | 468065.1516 | 0 | 0 | 0.10637 | 0 | 0.095254 | 0 | 0.11603 | 0 | 0.10491 | 0 | 6.5616 | 13.2511 | 4.1495 | 6.0955
213222-Lighting - Screw in 14-26 Watt Lamp | 0 | 0 | 0.49905 | 2485.1164 | 6138.2375 | -33.563 | -82.9006 | 0 | 2.328 | 0 | 2.328 | 0 | 2.613 | 0 | 2.613 | -0.72308 | -0.59711 | -0.72308 | -0.59711
213147-Premium T8 with T12 34Watt Baseline | 0.45085 | 0.28191 | 0.49785 | 2331.5653 | 34973.4791 | 0 | 0 | 0.058429 | 0 | 0.046574 | 0 | 0.11222 | 0 | 0.10036 | 0 | 1.7751 | 6.1963 | 1.5338 | 4.0004
213230-Lighting - Occupancy Sensor - High-Bay Sensor | 6.4747 | 4.175 | 7.4215 | 32695.7275 | 261565.82 | 0 | 0 | 0.10806 | 0 | 0.096795 | 0 | 0.11772 | 0 | 0.10645 | 0 | 6.65 | 13.4297 | 4.1847 | 6.133
213230-Lighting - Occupancy Sensor - High-Bay Sensor | 9.2008 | 5.9329 | 10.5463 | 46462.3496 | 371698.7969 | 0 | 0 | 0.10637 | 0 | 0.095254 | 0 | 0.11603 | 0 | 0.10491 | 0 | 6.5616 | 13.2511 | 4.1495 | 6.0955
213215-Lighting-Interior High Bay Linear Fluorescent Fixtures <= 244 Watts replacing 400 Watts (Tier 1) | 0 | 0 | 0.05747 | 305.6569 | 4584.8537 | -5.5483 | -83.2239 | 0 | 5.8508 | 0 | 5.8508 | 0 | 3.1464 | 0 | 3.1464 | -0.23841 | -0.55758 | -0.23841 | -0.55758
213230-Lighting - Occupancy Sensor - High-Bay Sensor | 18.4017 | 11.8659 | 21.0926 | 92924.6992 | 743397.5937 | 0 | 0 | 0.10637 | 0 | 0.095254 | 0 | 0.11603 | 0 | 0.10491 | 0 | 6.5616 | 13.2511 | 4.1495 | 6.0955
213084-Refrigeration -Cooler/Freezer Door Gaskets - Solid Doors: Cooler | 5.0008 | 4.1821 | 4.314 | 37742.55 | 150970.2 | 0 | 0 | 0.097884 | 0 | 0.088376 | 0 | 0.09318 | 0 | 0.083672 | 0 | 11.3662 | 7.5869 | 5.6635 | 4.5373
213084-Refrigeration -Cooler/Freezer Door Gaskets - Solid Doors: Cooler | 2.2846 | 1.9106 | 1.9708 | 17242.386 | 68969.544 | 0 | 0 | 0.097884 | 0 | 0.088376 | 0 | 0.09318 | 0 | 0.083672 | 0 | 11.3662 | 7.5869 | 5.6635 | 4.5373
213147-Premium T8 with T12 34Watt Baseline | 0.083051 | 0.05193 | 0.091709 | 429.4989 | 6442.483 | 0 | 0 | 0.058429 | 0 | 0.046574 | 0 | 0.11222 | 0 | 0.10036 | 0 | 1.7751 | 6.1963 | 1.5338 | 4.0004
213053-Lighting - Remove 4 Ft T-8 (De-Lamp) | 0 | 0 | 0.15812 | 822.6016 | 12339.0246 | -15.3881 | -230.8217 | 0 | 1.8293 | 0 | 1.8293 | 0 | 1.8459 | 0 | 1.8459 | -1.6096 | -1.5724 | -1.6096 | -1.5724
213215-Lighting-Interior High Bay Linear Fluorescent Fixtures <= 244 Watts replacing 400 Watts (Tier 1) | 0 | 0 | 1.4942 | 7947.0797 | 119206.1952 | -144.2548 | -2163.8222 | 0 | 5.8528 | 0 | 5.8528 | 0 | 3.1484 | 0 | 3.1484 | -0.23882 | -0.55855 | -0.23882 | -0.55855
213230-Lighting - Occupancy Sensor - High-Bay Sensor | 8.8601 | 5.7132 | 10.1557 | 44741.5218 | 357932.1747 | 0 | 0 | 0.10806 | 0 | 0.096795 | 0 | 0.11772 | 0 | 0.10645 | 0 | 6.65 | 13.4297 | 4.1847 | 6.133
213222-Lighting - Screw in 14-26 Watt Lamp | 0 | 0 | 0.12476 | 621.2791 | 1534.5594 | -8.3907 | -20.7251 | 0 | 2.328 | 0 | 2.328 | 0 | 2.613 | 0 | 2.613 | -0.72308 | -0.59711 | -0.72308 | -0.59711
213229-Lighting - Screw in 14-26 Watt Reflector Lamp | 0 | 0 | 0.37429 | 1863.8373 | 4603.6781 | -25.1722 | -62.1754 | 0 | 3.3426 | 0 | 3.3426 | 0 | 2.8175 | 0 | 2.8175 | -0.41295 | -0.53077 | -0.41295 | -0.53077
213011-Lighting - 2 Ft 2nd Gen. T-8 with Elec. Ballast | 0.39967 | 0.24991 | 0.30095 | 2066.8803 | 31003.2052 | 0 | 0 | 0.08899 | 0 | 0.077135 | 0 | 0.12099 | 0 | 0.10914 | 0 | 2.9852 | 10.4364 | 2.3609 | 5.4227
213147-Premium T8 with T12 34Watt Baseline | 8.4 | 5.2524 | 9.2757 | 43440.7425 | 651611.1371 | 0 | 0 | 0.058429 | 0 | 0.046574 | 0 | 0.11222 | 0 | 0.10036 | 0 | 1.7751 | 6.1963 | 1.5338 | 4.0004
213053-Lighting - Remove 4 Ft T-8 (De-Lamp) | 0 | 0 | 11.9068 | 61941.9034 | 929128.5511 | -1158.7248 | -17380.8722 | 0 | 1.8293 | 0 | 1.8293 | 0 | 1.8459 | 0 | 1.8459 | -1.6096 | -1.5724 | -1.6096 | -1.5724
213049-Lighting - LED Exit Sign New Sign | 0.13635 | 0.13546 | 0 | 1194.4575 | 19111.3206 | 0 | 0 | 0.094509 | 0 | 0.084159 | 0 | 0.10073 | 0 | 0.090378 | 0 | 5.2326 | 7.2526 | 3.5753 | 4.4156
213222-Lighting - Screw in 14-26 Watt Lamp | 0 | 0 | 2.4952 | 12425.582 | 30691.1877 | -167.8149 | -414.5029 | 0 | 2.4559 | 0 | 2.4559 | 0 | 2.7409 | 0 | 2.7409 | -0.8178 | -0.67533 | -0.8178 | -0.67533
213229-Lighting - Screw in 14-26 Watt Reflector Lamp | 0 | 0 | 0.59262 | 2951.0757 | 7289.1571 | -39.856 | -98.4444 | 0 | 3.4706 | 0 | 3.4706 | 0 | 2.9454 | 0 | 2.9454 | -0.46705 | -0.60029 | -0.46705 | -0.60029
213147-Premium T8 with T12 34Watt Baseline | 11.6568 | 7.2888 | 12.872 | 60283.2337 | 904248.506 | 0 | 0 | 0.056857 | 0 | 0.045141 | 0 | 0.11065 | 0 | 0.098932 | 0 | 1.7542 | 6.1235 | 1.5183 | 3.9699
213053-Lighting - Remove 4 Ft T-8 (De-Lamp) | 0 | 0 | 2.9095 | 15135.8702 | 227038.0523 | -283.1413 | -4247.1188 | 0 | 1.8274 | 0 | 1.8274 | 0 | 1.8439 | 0 | 1.8439 | -1.6068 | -1.5697 | -1.6068 | -1.5697
213049-Lighting - LED Exit Sign New Sign | 0.54539 | 0.54185 | 0 | 4777.8301 | 76445.2823 | 0 | 0 | 0.093248 | 0 | 0.083009 | 0 | 0.099467 | 0 | 0.089228 | 0 | 5.1761 | 7.1743 | 3.5488 | 4.3864
213013-Lighting - 8 Ft T-8 with Elec. Ballast | 0.17789 | 0.11123 | 0.16178 | 919.9384 | 13799.0764 | 0 | 0 | 0.041499 | 0 | 0.029784 | 0 | 0.10704 | 0 | 0.095322 | 0 | 1.4573 | 5.2463 | 1.2907 | 3.5817
213222-Lighting - Screw in 14-26 Watt Lamp | 0 | 0 | 0.093572 | 465.9593 | 1150.9195 | -6.2931 | -15.5439 | 0 | 2.4559 | 0 | 2.4559 | 0 | 2.7409 | 0 | 2.7409 | -0.8178 | -0.67533 | -0.8178 | -0.67533
213011-Lighting - 2 Ft 2nd Gen. T-8 with Elec. Ballast | 0.016653 | 0.010413 | 0.012539 | 86.12 | 1291.8002 | 0 | 0 | 0.087418 | 0 | 0.075703 | 0 | 0.11942 | 0 | 0.10771 | 0 | 2.9502 | 10.3138 | 2.3389 | 5.3895
213147-Premium T8 with T12 34Watt Baseline | 10.0491 | 6.2836 | 11.0968 | 51969.3628 | 779540.4423 | 0 | 0 | 0.056857 | 0 | 0.045141 | 0 | 0.11065 | 0 | 0.098932 | 0 | 1.7542 | 6.1235 | 1.5183 | 3.9699
213053-Lighting - Remove 4 Ft T-8 (De-Lamp) | 0 | 0 | 7.1472 | 37181.5941 | 557723.9112 | -695.5427 | -10433.1398 | 0 | 1.8274 | 0 | 1.8274 | 0 | 1.8439 | 0 | 1.8439 | -1.6068 | -1.5697 | -1.6068 | -1.5697
213049-Lighting - LED Exit Sign New Sign | 0.784 | 0.77891 | 0 | 6868.1308 | 109890.0933 | 0 | 0 | 0.093248 | 0 | 0.083009 | 0 | 0.099467 | 0 | 0.089228 | 0 | 5.1761 | 7.1743 | 3.5488 | 4.3864
213129-Software Plug Load Sensors | 0.34468 | 0.28149 | 0 | 2701.3119 | 13506.5595 | 0 | 0 | 0.09497 | 0 | 0.085679 | 0 | 0.089004 | 0 | 0.079713 | 0 | 10.5893 | 6.6085 | 5.4637 | 4.1682
213084-Refrigeration -Cooler/Freezer Door Gaskets - Solid Doors: Cooler | 1.9582 | 1.6376 | 1.6893 | 14779.188 | 59116.752 | 0 | 0 | 0.097873 | 0 | 0.088365 | 0 | 0.093135 | 0 | 0.083627 | 0 | 11.353 | 7.5625 | 5.6602 | 4.5286
213215-Lighting-Interior High Bay Linear Fluorescent Fixtures <= 244 Watts replacing 400 Watts (Tier 1) | 0 | 0 | 2.3563 | 12531.9333 | 187979.0001 | -227.4787 | -3412.1811 | 0 | 5.8528 | 0 | 5.8528 | 0 | 3.1484 | 0 | 3.1484 | -0.23882 | -0.55855 | -0.23882 | -0.55855
213230-Lighting - Occupancy Sensor - High-Bay Sensor | 13.9716 | 9.0093 | 16.0148 | 70553.9383 | 564431.5063 | 0 | 0 | 0.10806 | 0 | 0.096795 | 0 | 0.11772 | 0 | 0.10645 | 0 | 6.65 | 13.4297 | 4.1847 | 6.133
213129-Software Plug Load Sensors | 0.060825 | 0.049674 | 0 | 476.7021 | 2383.5105 | 0 | 0 | 0.09497 | 0 | 0.085679 | 0 | 0.089004 | 0 | 0.079713 | 0 | 10.5893 | 6.6085 | 5.4637 | 4.1682
213129-Software Plug Load Sensors | 0.14193 | 0.11591 | 0 | 1112.3049 | 5561.5245 | 0 | 0 | 0.09497 | 0 | 0.085679 | 0 | 0.089004 | 0 | 0.079713 | 0 | 10.5893 | 6.6085 | 5.4637 | 4.1682
213129-Software Plug Load Sensors | 0.10138 | 0.082791 | 0 | 794.5035 | 3972.5175 | 0 | 0 | 0.09497 | 0 | 0.085679 | 0 | 0.089004 | 0 | 0.079713 | 0 | 10.5893 | 6.6085 | 5.4637 | 4.1682
213129-Software Plug Load Sensors | 0.58798 | 0.48019 | 0 | 4608.1203 | 23040.6015 | 0 | 0 | 0.09497 | 0 | 0.085679 | 0 | 0.089004 | 0 | 0.079713 | 0 | 10.5893 | 6.6085 | 5.4637 | 4.1682
213129-Software Plug Load Sensors | 4.6633 | 3.8084 | 0 | 36547.161 | 182735.805 | 0 | 0 | 0.09497 | 0 | 0.085679 | 0 | 0.089004 | 0 | 0.079713 | 0 | 10.5893 | 6.6085 | 5.4637 | 4.1682
213129-Software Plug Load Sensors | 0.12165 | 0.099349 | 0 | 953.4042 | 4767.021 | 0 | 0 | 0.09497 | 0 | 0.085679 | 0 | 0.089004 | 0 | 0.079713 | 0 | 10.5893 | 6.6085 | 5.4637 | 4.1682
213129-Software Plug Load Sensors | 0.04055 | 0.033116 | 0 | 317.8014 | 1589.007 | 0 | 0 | 0.09497 | 0 | 0.085679 | 0 | 0.089004 | 0 | 0.079713 | 0 | 10.5893 | 6.6085 | 5.4637 | 4.1682
213129-Software Plug Load Sensors | 0.060825 | 0.049674 | 0 | 476.7021 | 2383.5105 | 0 | 0 | 0.09497 | 0 | 0.085679 | 0 | 0.089004 | 0 | 0.079713 | 0 | 10.5893 | 6.6085 | 5.4637 | 4.1682
213129-Software Plug Load Sensors | 0.44605 | 0.36428 | 0 | 3495.8154 | 17479.077 | 0 | 0 | 0.09497 | 0 | 0.085679 | 0 | 0.089004 | 0 | 0.079713 | 0 | 10.5893 | 6.6085 | 5.4637 | 4.1682
213129-Software Plug Load Sensors | 27.1281 | 22.1548 | 0 | 212609.1366 | 1063045.683 | 0 | 0 | 0.09497 | 0 | 0.085679 | 0 | 0.089004 | 0 | 0.079713 | 0 | 10.5893 | 6.6085 | 5.4637 | 4.1682
213230-Lighting - Occupancy Sensor - High-Bay Sensor | 4.7708 | 3.0763 | 5.4685 | 24091.5887 | 192732.7095 | 0 | 0 | 0.10806 | 0 | 0.096795 | 0 | 0.11772 | 0 | 0.10645 | 0 | 6.65 | 13.4297 | 4.1847 | 6.133
213084-Refrigeration -Cooler/Freezer Door Gaskets - Solid Doors: Cooler | 23.9197 | 20.0039 | 20.6343 | 180528.576 | 722114.304 | 0 | 0 | 0.097884 | 0 | 0.088376 | 0 | 0.09318 | 0 | 0.083672 | 0 | 11.3662 | 7.5869 | 5.6635 | 4.5373
213129-Software Plug Load Sensors | 0.70963 | 0.57953 | 0 | 5561.5245 | 27807.6225 | 0 | 0 | 0.09497 | 0 | 0.085679 | 0 | 0.089004 | 0 | 0.079713 | 0 | 10.5893 | 6.6085 | 5.4637 | 4.1682
213129-Software Plug Load Sensors | 21.0456 | 17.1873 | 0 | 164938.9266 | 824694.633 | 0 | 0 | 0.09497 | 0 | 0.085679 | 0 | 0.089004 | 0 | 0.079713 | 0 | 10.5893 | 6.6085 | 5.4637 | 4.1682
213129-Software Plug Load Sensors | 0.4866 | 0.3974 | 0 | 3813.6168 | 19068.084 | 0 | 0 | 0.09497 | 0 | 0.085679 | 0 | 0.089004 | 0 | 0.079713 | 0 | 10.5893 | 6.6085 | 5.4637 | 4.1682
213129-Software Plug Load Sensors | 0.20275 | 0.16558 | 0 | 1589.007 | 7945.035 | 0 | 0 | 0.09497 | 0 | 0.085679 | 0 | 0.089004 | 0 | 0.079713 | 0 | 10.5893 | 6.6085 | 5.4637 | 4.1682
213129-Software Plug Load Sensors | 0.10138 | 0.082791 | 0 | 794.5035 | 3972.5175 | 0 | 0 | 0.09497 | 0 | 0.085679 | 0 | 0.089004 | 0 | 0.079713 | 0 | 10.5893 | 6.6085 | 5.4637 | 4.1682
213129-Software Plug Load Sensors | 0.04055 | 0.033116 | 0 | 317.8014 | 1589.007 | 0 | 0 | 0.09497 | 0 | 0.085679 | 0 | 0.089004 | 0 | 0.079713 | 0 | 10.5893 | 6.6085 | 5.4637 | 4.1682
213129-Software Plug Load Sensors | 0.10138 | 0.082791 | 0 | 794.5035 | 3972.5175 | 0 | 0 | 0.09497 | 0 | 0.085679 | 0 | 0.089004 | 0 | 0.079713 | 0 | 10.5893 | 6.6085 | 5.4637 | 4.1682
213129-Software Plug Load Sensors | 0.04055 | 0.033116 | 0 | 317.8014 | 1589.007 | 0 | 0 | 0.09497 | 0 | 0.085679 | 0 | 0.089004 | 0 | 0.079713 | 0 | 10.5893 | 6.6085 | 5.4637 | 4.1682
213129-Software Plug Load Sensors | 0.2433 | 0.1987 | 0 | 1906.8084 | 9534.042 | 0 | 0 | 0.09497 | 0 | 0.085679 | 0 | 0.089004 | 0 | 0.079713 | 0 | 10.5893 | 6.6085 | 5.4637 | 4.1682
213129-Software Plug Load Sensors | 0.0811 | 0.066233 | 0 | 635.6028 | 3178.014 | 0 | 0 | 0.09497 | 0 | 0.085679 | 0 | 0.089004 | 0 | 0.079713 | 0 | 10.5893 | 6.6085 | 5.4637 | 4.1682
213129-Software Plug Load Sensors | 0.12165 | 0.099349 | 0 | 953.4042 | 4767.021 | 0 | 0 | 0.09497 | 0 | 0.085679 | 0 | 0.089004 | 0 | 0.079713 | 0 | 10.5893 | 6.6085 | 5.4637 | 4.1682
213084-Refrigeration -Cooler/Freezer Door Gaskets - Solid Doors: Cooler | 0.37901 | 0.31696 | 0.32695 | 2860.488 | 11441.952 | 0 | 0 | 0.097884 | 0 | 0.088376 | 0 | 0.09318 | 0 | 0.083672 | 0 | 11.3662 | 7.5869 | 5.6635 | 4.5373
213116-Refrigeration -Cooler/Freezer Door Gaskets - Solid Doors: Freezer | 0.55799 | 0.46664 | 0.48135 | 4211.274 | 16845.096 | 0 | 0 | 0.09318 | 0 | 0.083672 | 0 | 0.09318 | 0 | 0.083672 | 0 | 7.5869 | 7.5869 | 4.5373 | 4.5373
213083-Refrigeration -Cooler/Freezer Door Gaskets - Glass Doors | 8.4646 | 7.0788 | 7.3019 | 63884.232 | 255536.928 | 0 | 0 | 0.097884 | 0 | 0.088376 | 0 | 0.09318 | 0 | 0.083672 | 0 | 11.3662 | 7.5869 | 5.6635 | 4.5373
213129-Software Plug Load Sensors | 0.44605 | 0.36428 | 0 | 3495.8154 | 17479.077 | 0 | 0 | 0.09497 | 0 | 0.085679 | 0 | 0.089004 | 0 | 0.079713 | 0 | 10.5893 | 6.6085 | 5.4637 | 4.1682
213129-Software Plug Load Sensors | 0.0811 | 0.066233 | 0 | 635.6028 | 3178.014 | 0 | 0 | 0.09497 | 0 | 0.085679 | 0 | 0.089004 | 0 | 0.079713 | 0 | 10.5893 | 6.6085 | 5.4637 | 4.1682
213129-Software Plug Load Sensors | 0.0811 | 0.066233 | 0 | 635.6028 | 3178.014 | 0 | 0 | 0.09497 | 0 | 0.085679 | 0 | 0.089004 | 0 | 0.079713 | 0 | 10.5893 | 6.6085 | 5.4637 | 4.1682
213129-Software Plug Load Sensors | 0.20275 | 0.16558 | 0 | 1589.007 | 7945.035 | 0 | 0 | 0.09497 | 0 | 0.085679 | 0 | 0.089004 | 0 | 0.079713 | 0 | 10.5893 | 6.6085 | 5.4637 | 4.1682
213129-Software Plug Load Sensors | 0.20275 | 0.16558 | 0 | 1589.007 | 7945.035 | 0 | 0 | 0.09497 | 0 | 0.085679 | 0 | 0.089004 | 0 | 0.079713 | 0 | 10.5893 | 6.6085 | 5.4637 | 4.1682
213129-Software Plug Load Sensors | 0.0811 | 0.066233 | 0 | 635.6028 | 3178.014 | 0 | 0 | 0.09497 | 0 | 0.085679 | 0 | 0.089004 | 0 | 0.079713 | 0 | 10.5893 | 6.6085 | 5.4637 | 4.1682
213129-Software Plug Load Sensors | 0.2433 | 0.1987 | 0 | 1906.8084 | 9534.042 | 0 | 0 | 0.09497 | 0 | 0.085679 | 0 | 0.089004 | 0 | 0.079713 | 0 | 10.5893 | 6.6085 | 5.4637 | 4.1682
213129-Software Plug Load Sensors | 0.04055 | 0.033116 | 0 | 317.8014 | 1589.007 | 0 | 0 | 0.09497 | 0 | 0.085679 | 0 | 0.089004 | 0 | 0.079713 | 0 | 10.5893 | 6.6085 | 5.4637 | 4.1682
213129-Software Plug Load Sensors | 0.1622 | 0.13247 | 0 | 1271.2056 | 6356.028 | 0 | 0 | 0.09497 | 0 | 0.085679 | 0 | 0.089004 | 0 | 0.079713 | 0 | 10.5893 | 6.6085 | 5.4637 | 4.1682
213230-Lighting - Occupancy Sensor - High-Bay Sensor | 10.5639 | 6.8119 | 12.1087 | 53345.6607 | 426765.2853 | 0 | 0 | 0.10637 | 0 | 0.095254 | 0 | 0.11603 | 0 | 0.10491 | 0 | 6.5616 | 13.2511 | 4.1495 | 6.0955
213230-Lighting - Occupancy Sensor - High-Bay Sensor | 33.7364 | 21.7541 | 38.6698 | 170361.9486 | 1362895.5885 | 0 | 0 | 0.10637 | 0 | 0.095254 | 0 | 0.11603 | 0 | 0.10491 | 0 | 6.5616 | 13.2511 | 4.1495 | 6.0955
213230-Lighting - Occupancy Sensor - High-Bay Sensor | 1.3631 | 0.87895 | 1.5624 | 6883.3111 | 55066.4884 | 0 | 0 | 0.10637 | 0 | 0.095254 | 0 | 0.11603 | 0 | 0.10491 | 0 | 6.5616 | 13.2511 | 4.1495 | 6.0955
213085-Refrigeration -Strip Curtains for Walk-ins | 0.64284 | 0.46029 | 0.4876 | 4278 | 17112 | 0 | 0 | 0.099452 | 0 | 0.089906 | 0 | 0.10381 | 0 | 0.094267 | 0 | 12.979 | 27.3404 | 6.0373 | 7.9894
213084-Refrigeration -Cooler/Freezer Door Gaskets - Solid Doors: Cooler | 1.2739 | 1.0653 | 1.0989 | 9614.418 | 38457.672 | 0 | 0 | 0.096088 | 0 | 0.086737 | 0 | 0.091311 | 0 | 0.08196 | 0 | 11.151 | 7.4108 | 5.6095 | 4.4737
213067-Refrigeration - Food Service -Auto Closer for Main Cooler Doors | 0.19941 | 0.16677 | 0.29111 | 1505.0126 | 12040.1008 | -0.074725 | -0.5978 | 0.041824 | 0.88635 | 0.032035 | 0.88635 | 0.088197 | 0.88635 | 0.078408 | 0.88635 | 1.6083 | 4.9518 | 1.4077 | 3.4415
213129-Software Plug Load Sensors | 0.04055 | 0.033116 | 0 | 317.8014 | 1589.007 | 0 | 0 | 0.09497 | 0 | 0.085679 | 0 | 0.089004 | 0 | 0.079713 | 0 | 10.5893 | 6.6085 | 5.4637 | 4.1682
213129-Software Plug Load Sensors | 0.04055 | 0.033116 | 0 | 317.8014 | 1589.007 | 0 | 0 | 0.09497 | 0 | 0.085679 | 0 | 0.089004 | 0 | 0.079713 | 0 | 10.5893 | 6.6085 | 5.4637 | 4.1682
213147-Premium T8 with T12 34Watt Baseline | 0.66441 | 0.41544 | 0.73367 | 3435.9909 | 51539.864 | 0 | 0 | 0.058429 | 0 | 0.046574 | 0 | 0.11222 | 0 | 0.10036 | 0 | 1.7751 | 6.1963 | 1.5338 | 4.0004
213051-Lighting - Remove 2 Ft T-8 (De-Lamp) | 3.5008 | 2.189 | 3.6661 | 18104.2558 | 271563.8364 | 0 | 0 | 0.11077 | 0 | 0.098916 | 0 | 0.12518 | 0 | 0.11332 | 0 | 5.8066 | 15.4941 | 3.8343 | 6.5304
213054-Lighting - Remove 8 Ft T-8 (De-Lamp) | 0.61351 | 0.38362 | 0.473 | 3172.7758 | 47591.6377 | 0 | 0 | 0.12308 | 0 | 0.11123 | 0 | 0.12337 | 0 | 0.11152 | 0 | 12.4687 | 12.8164 | 5.9245 | 6.0019
213129-Software Plug Load Sensors | 0.060825 | 0.049674 | 0 | 476.7021 | 2383.5105 | 0 | 0 | 0.09497 | 0 | 0.085679 | 0 | 0.089004 | 0 | 0.079713 | 0 | 10.5893 | 6.6085 | 5.4637 | 4.1682
213129-Software Plug Load Sensors | 0.04055 | 0.033116 | 0 | 317.8014 | 1589.007 | 0 | 0 | 0.09497 | 0 | 0.085679 | 0 | 0.089004 | 0 | 0.079713 | 0 | 10.5893 | 6.6085 | 5.4637 | 4.1682
213129-Software Plug Load Sensors | 0.1622 | 0.13247 | 0 | 1271.2056 | 6356.028 | 0 | 0 | 0.09497 | 0 | 0.085679 | 0 | 0.089004 | 0 | 0.079713 | 0 | 10.5893 | 6.6085 | 5.4637 | 4.1682
213085-Refrigeration -Strip Curtains for Walk-ins | 2.0892 | 1.4959 | 1.5847 | 13903.5 | 55614 | 0 | 0 | 0.10124 | 0 | 0.09153 | 0 | 0.10558 | 0 | 0.095869 | 0 | 13.1551 | 27.4578 | 6.0751 | 7.9994
213084-Refrigeration -Cooler/Freezer Door Gaskets - Solid Doors: Cooler | 2.0003 | 1.6729 | 1.7256 | 15097.02 | 60388.08 | 0 | 0 | 0.097877 | 0 | 0.088369 | 0 | 0.093152 | 0 | 0.083644 | 0 | 11.358 | 7.5718 | 5.6614 | 4.5319
213085-Refrigeration -Strip Curtains for Walk-ins | 1.4464 | 1.0357 | 1.0971 | 9625.5 | 38502 | 0 | 0 | 0.10125 | 0 | 0.091545 | 0 | 0.1056 | 0 | 0.095896 | 0 | 13.1783 | 27.6463 | 6.0801 | 8.0153
213084-Refrigeration -Cooler/Freezer Door Gaskets - Solid Doors: Cooler | 1.3476 | 1.127 | 1.1625 | 10170.624 | 40682.496 | 0 | 0 | 0.097865 | 0 | 0.088357 | 0 | 0.093101 | 0 | 0.083593 | 0 | 11.3432 | 7.5445 | 5.6578 | 4.5221
213230-Lighting - Occupancy Sensor - High-Bay Sensor | 22.4909 | 14.5027 | 25.7799 | 113574.6324 | 908597.059 | 0 | 0 | 0.10806 | 0 | 0.096795 | 0 | 0.11772 | 0 | 0.10645 | 0 | 6.65 | 13.4297 | 4.1847 | 6.133
213129-Software Plug Load Sensors | 0.0811 | 0.066233 | 0 | 635.6028 | 3178.014 | 0 | 0 | 0.09497 | 0 | 0.085679 | 0 | 0.089004 | 0 | 0.079713 | 0 | 10.5893 | 6.6085 | 5.4637 | 4.1682
213129-Software Plug Load Sensors | 0.04055 | 0.033116 | 0 | 317.8014 | 1589.007 | 0 | 0 | 0.09497 | 0 | 0.085679 | 0 | 0.089004 | 0 | 0.079713 | 0 | 10.5893 | 6.6085 | 5.4637 | 4.1682
213129-Software Plug Load Sensors | 0.30413 | 0.24837 | 0 | 2383.5105 | 11917.5525 | 0 | 0 | 0.09497 | 0 | 0.085679 | 0 | 0.089004 | 0 | 0.079713 | 0 | 10.5893 | 6.6085 | 5.4637 | 4.1682
213085-Refrigeration -Strip Curtains for Walk-ins | 0.86783 | 0.62139 | 0.65826 | 5775.3 | 23101.2 | 0 | 0 | 0.1012 | 0 | 0.091495 | 0 | 0.10551 | 0 | 0.095803 | 0 | 13.0989 | 27.0097 | 6.0631 | 7.9609
213084-Refrigeration -Cooler/Freezer Door Gaskets - Solid Doors: Cooler | 2.1898 | 1.8313 | 1.8891 | 16527.264 | 66109.056 | 0 | 0 | 0.097876 | 0 | 0.088368 | 0 | 0.093149 | 0 | 0.08364 | 0 | 11.357 | 7.5698 | 5.6612 | 4.5312
213067-Refrigeration - Food Service -Auto Closer for Main Cooler Doors | 0.099706 | 0.083383 | 0.14556 | 752.5063 | 6020.0504 | -0.037362 | -0.2989 | 0.043248 | 0.89663 | 0.033332 | 0.89663 | 0.089621 | 0.89663 | 0.079705 | 0.89663 | 1.629 | 5.0155 | 1.4235 | 3.4722
213129-Software Plug Load Sensors | 0.04055 | 0.033116 | 0 | 317.8014 | 1589.007 | 0 | 0 | 0.09497 | 0 | 0.085679 | 0 | 0.089004 | 0 | 0.079713 | 0 | 10.5893 | 6.6085 | 5.4637 | 4.1682
213129-Software Plug Load Sensors | 0.0811 | 0.066233 | 0 | 635.6028 | 3178.014 | 0 | 0 | 0.09497 | 0 | 0.085679 | 0 | 0.089004 | 0 | 0.079713 | 0 | 10.5893 | 6.6085 | 5.4637 | 4.1682
213129-Software Plug Load Sensors | 0.060825 | 0.049674 | 0 | 476.7021 | 2383.5105 | 0 | 0 | 0.09497 | 0 | 0.085679 | 0 | 0.089004 | 0 | 0.079713 | 0 | 10.5893 | 6.6085 | 5.4637 | 4.1682
213085-Refrigeration -Strip Curtains for Walk-ins | 2.0571 | 1.4729 | 1.5603 | 13689.6 | 54758.4 | 0 | 0 | 0.10125 | 0 | 0.091545 | 0 | 0.1056 | 0 | 0.095896 | 0 | 13.1786 | 27.6487 | 6.0801 | 8.0155
213084-Refrigeration -Cooler/Freezer Door Gaskets - Solid Doors: Cooler | 3.1795 | 2.659 | 2.7428 | 23996.316 | 95985.264 | 0 | 0 | 0.097877 | 0 | 0.088369 | 0 | 0.093151 | 0 | 0.083643 | 0 | 11.3578 | 7.5714 | 5.6614 | 4.5317
213067-Refrigeration - Food Service -Auto Closer for Main Cooler Doors | 0.099706 | 0.083383 | 0.14556 | 752.5063 | 6020.0504 | -0.037362 | -0.2989 | 0.043248 | 0.89663 | 0.033332 | 0.89663 | 0.089621 | 0.89663 | 0.079705 | 0.89663 | 1.629 | 5.0155 | 1.4235 | 3.4722
213083-Refrigeration -Cooler/Freezer Door Gaskets - Glass Doors | 18.761 | 15.6897 | 16.1841 | 141594.156 | 566376.624 | 0 | 0 | 0.097883 | 0 | 0.088375 | 0 | 0.093177 | 0 | 0.083668 | 0 | 11.365 | 7.5848 | 5.6632 | 4.5365
213083-Refrigeration -Cooler/Freezer Door Gaskets - Glass Doors | 5.9694 | 4.9922 | 5.1495 | 45052.686 | 180210.744 | 0 | 0 | 0.097884 | 0 | 0.088376 | 0 | 0.09318 | 0 | 0.083672 | 0 | 11.3662 | 7.5869 | 5.6635 | 4.5373
213222-Lighting - Screw in 14-26 Watt Lamp | 0 | 0 | 7.7976 | 38829.9439 | 95909.9614 | -524.4216 | -1295.3214 | 0 | 2.328 | 0 | 2.328 | 0 | 2.613 | 0 | 2.613 | -0.72308 | -0.59711 | -0.72308 | -0.59711
213229-Lighting - Screw in 14-26 Watt Reflector Lamp | 0 | 0 | 1.9026 | 9474.5063 | 23402.0306 | -127.9589 | -316.0584 | 0 | 3.3426 | 0 | 3.3426 | 0 | 2.8175 | 0 | 2.8175 | -0.41295 | -0.53077 | -0.41295 | -0.53077
213136-High Efficiency Copier | 0.52058 | 0.42514 | 0.51306 | 4079.88 | 24479.28 | 0 | 0 | -0.014745 | 0 | -0.024469 | 0 | 0.020662 | 0 | 0.010937 | 0 | 0.88159 | 1.2319 | 0.81772 | 1.1107
213020-Lighting - Hardwire Incan Base >90 watt Fluorescent Fixture | 12.4815 | 7.8045 | 9.8703 | 64548.3951 | 968225.9272 | 0 | 0 | 0.12111 | 0 | 0.10952 | 0 | 0.12129 | 0 | 0.1097 | 0 | 13.4673 | 13.7128 | 6.1409 | 6.1914
213129-Software Plug Load Sensors | 0.060825 | 0.049674 | 0 | 476.7021 | 2383.5105 | 0 | 0 | 0.09497 | 0 | 0.085679 | 0 | 0.089004 | 0 | 0.079713 | 0 | 10.5893 | 6.6085 | 5.4637 | 4.1682
213083-Refrigeration -Cooler/Freezer Door Gaskets - Glass Doors | 10.7491 | 8.9894 | 9.2727 | 81126.618 | 324506.472 | 0 | 0 | 0.097884 | 0 | 0.088376 | 0 | 0.09318 | 0 | 0.083672 | 0 | 11.3662 | 7.5869 | 5.6635 | 4.5373
213085-Refrigeration -Strip Curtains for Walk-ins | 0.67498 | 0.48331 | 0.51198 | 4491.9 | 17967.6 | 0 | 0 | 0.099384 | 0 | 0.089838 | 0 | 0.10369 | 0 | 0.094141 | 0 | 12.8737 | 26.4951 | 6.0144 | 7.9156
213084-Refrigeration -Cooler/Freezer Door Gaskets - Solid Doors: Cooler | 5.3798 | 4.4991 | 4.6409 | 40603.038 | 162412.152 | 0 | 0 | 0.096106 | 0 | 0.086755 | 0 | 0.091386 | 0 | 0.082035 | 0 | 11.1721 | 7.4498 | 5.6149 | 4.4879
213230-Lighting - Occupancy Sensor - High-Bay Sensor | 5.7931 | 3.7356 | 6.6403 | 29254.072 | 234032.5758 | 0 | 0 | 0.10806 | 0 | 0.096795 | 0 | 0.11772 | 0 | 0.10645 | 0 | 6.65 | 13.4297 | 4.1847 | 6.133
213215-Lighting-Interior High Bay Linear Fluorescent Fixtures <= 244 Watts replacing 400 Watts (Tier 1) | 0 | 0 | 0.977 | 5196.1675 | 77942.5123 | -94.3205 | -1414.8068 | 0 | 5.8528 | 0 | 5.8528 | 0 | 3.1484 | 0 | 3.1484 | -0.23882 | -0.55855 | -0.23882 | -0.55855
213230-Lighting - Occupancy Sensor - High-Bay Sensor | 28.2841 | 18.2383 | 32.4201 | 142828.7043 | 1142629.6348 | 0 | 0 | 0.10806 | 0 | 0.096795 | 0 | 0.11772 | 0 | 0.10645 | 0 | 6.65 | 13.4297 | 4.1847 | 6.133
213230-Lighting - Occupancy Sensor - High-Bay Sensor | 24.8763 | 16.0409 | 28.5141 | 125620.4267 | 1004963.4137 | 0 | 0 | 0.10806 | 0 | 0.096795 | 0 | 0.11772 | 0 | 0.10645 | 0 | 6.65 | 13.4297 | 4.1847 | 6.133
213222-Lighting - Screw in 14-26 Watt Lamp | 0 | 0 | 74.795 | 372456.8218 | 919968.35 | -5030.2522 | -12424.723 | 0 | 2.328 | 0 | 2.328 | 0 | 2.613 | 0 | 2.613 | -0.72308 | -0.59711 | -0.72308 | -0.59711
213221-Lighting - Screw in >= 27 Watt Lamp | 0 | 0 | 5.7752 | 28758.5422 | 71033.5993 | -388.4011 | -959.3507 | 0 | 2.8417 | 0 | 2.8417 | 0 | 2.5194 | 0 | 2.5194 | -0.52387 | -0.63335 | -0.52387 | -0.63335
213229-Lighting - Screw in 14-26 Watt Reflector Lamp | 0 | 0 | 0.53024 | 2640.4362 | 6521.8774 | -35.6607 | -88.0819 | 0 | 3.3426 | 0 | 3.3426 | 0 | 2.8175 | 0 | 2.8175 | -0.41295 | -0.53077 | -0.41295 | -0.53077
213011-Lighting - 2 Ft 2nd Gen. T-8 with Elec. Ballast | 1.1157 | 0.69765 | 0.84014 | 5770.041 | 86550.6146 | 0 | 0 | 0.08899 | 0 | 0.077135 | 0 | 0.12099 | 0 | 0.10914 | 0 | 2.9852 | 10.4364 | 2.3609 | 5.4227
213147-Premium T8 with T12 34Watt Baseline | 3.85 | 2.4073 | 4.2514 | 19910.3403 | 298655.1045 | 0 | 0 | 0.058429 | 0 | 0.046574 | 0 | 0.11222 | 0 | 0.10036 | 0 | 1.7751 | 6.1963 | 1.5338 | 4.0004
213062-Lighting - Occupancy Sensor - Wallbox Lighting Sensor | 0.86801 | 0.54275 | 0 | 4488.939 | 35911.512 | 0 | 0 | 0.090611 | 0 | 0.079438 | 0 | 0.10569 | 0 | 0.094521 | 0 | 3.552 | 6.1755 | 2.7018 | 3.9917
213058-Lighting - Time Clocks | 0.015455 | 0.033993 | 0 | 910.5408 | 7284.3264 | 0 | 0 | -0.0044507 | 0 | -0.012396 | 0 | 0.057197 | 0 | 0.049252 | 0 | 0.95272 | 2.7606 | 0.87857 | 2.2182
213011-Lighting - 2 Ft 2nd Gen. T-8 with Elec. Ballast | 0.033305 | 0.020825 | 0.025079 | 172.24 | 2583.6004 | 0 | 0 | 0.086284 | 0 | 0.074694 | 0 | 0.11929 | 0 | 0.1077 | 0 | 2.9371 | 11.3371 | 2.3306 | 5.6562
213147-Premium T8 with T12 34Watt Baseline | 1.9458 | 1.2167 | 2.1486 | 10062.5449 | 150938.173 | 0 | 0 | 0.055916 | 0 | 0.044326 | 0 | 0.11139 | 0 | 0.099801 | 0 | 1.7464 | 6.731 | 1.5124 | 4.2166
213053-Lighting - Remove 4 Ft T-8 (De-Lamp) | 0 | 0 | 1.5812 | 8226.0164 | 123390.2458 | -153.8811 | -2308.2168 | 0 | 1.765 | 0 | 1.765 | 0 | 1.7263 | 0 | 1.7263 | -1.5785 | -1.6731 | -1.5785 | -1.6731
213215-Lighting-Interior High Bay Linear Fluorescent Fixtures <= 244 Watts replacing 400 Watts (Tier 1) | 0 | 0 | 0.63218 | 3362.226 | 50433.3903 | -61.0309 | -915.4632 | 0 | 5.7605 | 0 | 5.7605 | 0 | 2.8986 | 0 | 2.8986 | -0.23087 | -0.59431 | -0.23087 | -0.59431
213230-Lighting - Occupancy Sensor - High-Bay Sensor | 3.7485 | 2.4171 | 4.2966 | 18929.1054 | 151432.8432 | 0 | 0 | 0.10481 | 0 | 0.093845 | 0 | 0.11526 | 0 | 0.1043 | 0 | 6.5237 | 14.5226 | 4.1343 | 6.3513
213024-Lighting - Hardwire Merc Vap Base 27-65 watt Fluorescent Fixture | 14.4124 | 8.9387 | 56.6123 | 77848.2326 | 1167723.4892 | 0 | 0 | 0.095296 | 0 | 0.083599 | 0 | 0.11032 | 0 | 0.098621 | 0 | 3.5939 | 6.0798 | 2.726 | 3.9515
213023-Lighting - Hardwire Merc Vap Base >90 watt Fluorescent Fixture | 0.34381 | 0.21324 | 0.30588 | 1857.1007 | 27856.5104 | 0 | 0 | 0.11016 | 0 | 0.098464 | 0 | 0.11875 | 0 | 0.10705 | 0 | 6.0362 | 9.9354 | 3.933 | 5.2843
213012-Lighting - 3 Ft 2nd Gen. T-8 with Elec. Ballast | 0.15477 | 0.096775 | 0.16215 | 800.3892 | 12005.8384 | 0 | 0 | 0.083763 | 0 | 0.071909 | 0 | 0.11174 | 0 | 0.099887 | 0 | 2.6735 | 6.0622 | 2.1616 | 3.944
213054-Lighting - Remove 8 Ft T-8 (De-Lamp) | 2.045 | 1.2787 | 1.5767 | 10575.9195 | 158638.7925 | 0 | 0 | 0.12308 | 0 | 0.11123 | 0 | 0.12337 | 0 | 0.11152 | 0 | 12.4687 | 12.8164 | 5.9245 | 6.0019
213215-Lighting-Interior High Bay Linear Fluorescent Fixtures <= 244 Watts replacing 400 Watts (Tier 1) | 0 | 0 | 12.1263 | 64493.6082 | 967404.1226 | -1170.6833 | -17560.2492 | 0 | 5.8528 | 0 | 5.8528 | 0 | 3.1484 | 0 | 3.1484 | -0.23882 | -0.55855 | -0.23882 | -0.55855
213147-Premium T8 with T12 34Watt Baseline | 2.183 | 1.365 | 2.4106 | 11289.6845 | 169345.2673 | 0 | 0 | 0.058429 | 0 | 0.046574 | 0 | 0.11222 | 0 | 0.10036 | 0 | 1.7751 | 6.1963 | 1.5338 | 4.0004
213054-Lighting - Remove 8 Ft T-8 (De-Lamp) | 0.61351 | 0.38362 | 0.473 | 3172.7758 | 47591.6377 | 0 | 0 | 0.12308 | 0 | 0.11123 | 0 | 0.12337 | 0 | 0.11152 | 0 | 12.4687 | 12.8164 | 5.9245 | 6.0019
213147-Premium T8 with T12 34Watt Baseline | 1.2814 | 0.80121 | 1.4149 | 6626.5539 | 99398.3091 | 0 | 0 | 0.058429 | 0 | 0.046574 | 0 | 0.11222 | 0 | 0.10036 | 0 | 1.7751 | 6.1963 | 1.5338 | 4.0004
213262-Incentive Adjustment (per $1) | 0 | 0 | 0 | 0 | 0 | 0 | 0 | 0 | 0 | 0 | 0 | 0 | 0 | 0 | 0 | 0 | 0 | 0 | 0
213085-Refrigeration -Strip Curtains for Walk-ins | 4.6606 | 3.3371 | 3.5351 | 31015.5 | 124062 | 0 | 0 | 0.10126 | 0 | 0.091552 | 0 | 0.10562 | 0 | 0.09591 | 0 | 13.1901 | 27.7425 | 6.0826 | 8.0234
213084-Refrigeration -Cooler/Freezer Door Gaskets - Solid Doors: Cooler | 13.697 | 11.4547 | 11.8157 | 103374.858 | 413499.432 | 0 | 0 | 0.097882 | 0 | 0.088374 | 0 | 0.093171 | 0 | 0.083662 | 0 | 11.3633 | 7.5816 | 5.6628 | 4.5354
213207-Lighting-Interior High Bay Linear Fluorescent Fixtures <= 360 Watts replacing 400 Watts (Tier 2) | 7.9261 | 5.111 | 4.4564 | 40025.3219 | 600379.8278 | 0 | 0 | 0.085193 | 0 | 0.073238 | 0 | 0.12005 | 0 | 0.1081 | 0 | 2.7122 | 9.0586 | 2.1867 | 5.0256
213229-Lighting - Screw in 14-26 Watt Reflector Lamp | 0 | 0 | 2.5264 | 12580.9018 | 31074.8275 | -169.9126 | -419.6841 | 0 | 3.3426 | 0 | 3.3426 | 0 | 2.8175 | 0 | 2.8175 | -0.41295 | -0.53077 | -0.41295 | -0.53077
213049-Lighting - LED Exit Sign New Sign | 1.9771 | 1.9642 | 0 | 17319.6343 | 277114.1484 | 0 | 0 | 0.094509 | 0 | 0.084159 | 0 | 0.10073 | 0 | 0.090378 | 0 | 5.2326 | 7.2526 | 3.5753 | 4.4156
213229-Lighting - Screw in 14-26 Watt Reflector Lamp | 0 | 0 | 0.93572 | 4659.5933 | 11509.1954 | -62.9306 | -155.4386 | 0 | 3.3426 | 0 | 3.3426 | 0 | 2.8175 | 0 | 2.8175 | -0.41295 | -0.53077 | -0.41295 | -0.53077
213049-Lighting - LED Exit Sign New Sign | 0.034087 | 0.033866 | 0 | 298.6144 | 4777.8301 | 0 | 0 | 0.094509 | 0 | 0.084159 | 0 | 0.10073 | 0 | 0.090378 | 0 | 5.2326 | 7.2526 | 3.5753 | 4.4156
213215-Lighting-Interior High Bay Linear Fluorescent Fixtures <= 244 Watts replacing 400 Watts (Tier 1) | 0 | 0 | 2.8735 | 15282.8455 | 229242.6831 | -277.4131 | -4161.1965 | 0 | 5.8528 | 0 | 5.8528 | 0 | 3.1484 | 0 | 3.1484 | -0.23882 | -0.55855 | -0.23882 | -0.55855
213230-Lighting - Occupancy Sensor - High-Bay Sensor | 17.0386 | 10.9869 | 19.5302 | 86041.3882 | 688331.1053 | 0 | 0 | 0.10806 | 0 | 0.096795 | 0 | 0.11772 | 0 | 0.10645 | 0 | 6.65 | 13.4297 | 4.1847 | 6.133
213147-Premium T8 with T12 34Watt Baseline | 1.3169 | 0.82347 | 1.4542 | 6810.6249 | 102159.3732 | 0 | 0 | 0.058429 | 0 | 0.046574 | 0 | 0.11222 | 0 | 0.10036 | 0 | 1.7751 | 6.1963 | 1.5338 | 4.0004
213222-Lighting - Screw in 14-26 Watt Lamp | 0 | 0 | 0.093572 | 465.9593 | 1150.9195 | -6.2931 | -15.5439 | 0 | 2.328 | 0 | 2.328 | 0 | 2.613 | 0 | 2.613 | -0.72308 | -0.59711 | -0.72308 | -0.59711
213222-Lighting - Screw in 14-26 Watt Lamp | 0 | 0 | 0.093572 | 465.9593 | 1150.9195 | -6.2931 | -15.5439 | 0 | 2.4248 | 0 | 2.4248 | 0 | 2.5773 | 0 | 2.5773 | -0.83705 | -0.75037 | -0.83705 | -0.75037
213215-Lighting-Interior High Bay Linear Fluorescent Fixtures <= 244 Watts replacing 400 Watts (Tier 1) | 0 | 0 | 2.0115 | 10697.9919 | 160469.8782 | -194.1892 | -2912.8376 | 0 | 5.8064 | 0 | 5.8064 | 0 | 2.9444 | 0 | 2.9444 | -0.24067 | -0.61954 | -0.24067 | -0.61954
213230-Lighting - Occupancy Sensor - High-Bay Sensor | 11.927 | 7.6909 | 13.6711 | 60228.9717 | 481831.7737 | 0 | 0 | 0.10652 | 0 | 0.095405 | 0 | 0.11697 | 0 | 0.10586 | 0 | 6.614 | 14.7235 | 4.1704 | 6.3894
213011-Lighting - 2 Ft 2nd Gen. T-8 with Elec. Ballast | 0.033305 | 0.020825 | 0.025079 | 172.24 | 2583.6004 | 0 | 0 | 0.0877 | 0 | 0.075985 | 0 | 0.1207 | 0 | 0.10899 | 0 | 2.9689 | 11.4598 | 2.3506 | 5.6866
213147-Premium T8 with T12 34Watt Baseline | 4.8881 | 3.0565 | 5.3977 | 25279.0761 | 379186.1419 | 0 | 0 | 0.057332 | 0 | 0.045617 | 0 | 0.11281 | 0 | 0.10109 | 0 | 1.7653 | 6.8039 | 1.5266 | 4.2451
213053-Lighting - Remove 4 Ft T-8 (De-Lamp) | 0 | 0 | 0.06325 | 329.0407 | 4935.6098 | -6.1552 | -92.3287 | 0 | 1.8109 | 0 | 1.8109 | 0 | 1.7722 | 0 | 1.7722 | -1.6455 | -1.7441 | -1.6455 | -1.7441
213054-Lighting - Remove 8 Ft T-8 (De-Lamp) | 0.92026 | 0.57543 | 0.7095 | 4759.1638 | 71387.4566 | 0 | 0 | 0.12175 | 0 | 0.11004 | 0 | 0.12285 | 0 | 0.11113 | 0 | 12.6043 | 14.0732 | 5.9549 | 6.2638
213084-Refrigeration -Cooler/Freezer Door Gaskets - Solid Doors: Cooler | 0.50535 | 0.42262 | 0.43594 | 3813.984 | 15255.936 | 0 | 0 | 0.096087 | 0 | 0.086736 | 0 | 0.091305 | 0 | 0.081954 | 0 | 11.1493 | 7.4076 | 5.6091 | 4.4725
213067-Refrigeration - Food Service -Auto Closer for Main Cooler Doors | 0.099706 | 0.083383 | 0.14556 | 752.5063 | 6020.0504 | -0.037362 | -0.2989 | 0.041824 | 0.88635 | 0.032035 | 0.88635 | 0.088197 | 0.88635 | 0.078408 | 0.88635 | 1.6083 | 4.9518 | 1.4077 | 3.4415
213068-Refrigeration - Food Service -Auto Closer for Main Freezer Doors | 0.25838 | 0.21608 | 0.19315 | 1950.0694 | 15600.5556 | -0.018681 | -0.14945 | 0.084118 | 0 | 0.074328 | 0 | 0.097091 | 0 | 0.087302 | 0 | 4.1879 | 8.2382 | 3.0546 | 4.7625
213085-Refrigeration -Strip Curtains for Walk-ins | 0 | 0 | 0 | 0 | 0 | 0 | 0 | 0 | 0 | 0 | 0 | 0 | 0 | 0 | 0 | 0 | 0 | 0 | 0
213084-Refrigeration -Cooler/Freezer Door Gaskets - Solid Doors: Cooler | 1.1897 | 0.99491 | 1.0263 | 8978.754 | 35915.016 | 0 | 0 | 0.097876 | 0 | 0.088368 | 0 | 0.093145 | 0 | 0.083637 | 0 | 11.3561 | 7.5682 | 5.661 | 4.5306
213067-Refrigeration - Food Service -Auto Closer for Main Cooler Doors | 0 | 0 | 0 | 0 | 0 | 0 | 0 | 0 | 0 | 0 | 0 | 0 | 0 | 0 | 0 | 0 | 0 | 0 | 0
213068-Refrigeration - Food Service -Auto Closer for Main Freezer Doors | 0 | 0 | 0 | 0 | 0 | 0 | 0 | 0 | 0 | 0 | 0 | 0 | 0 | 0 | 0 | 0 | 0 | 0 | 0
213230-Lighting - Occupancy Sensor - High-Bay Sensor | 12.2678 | 7.9106 | 14.0617 | 61949.7995 | 495598.3958 | 0 | 0 | 0.10637 | 0 | 0.095254 | 0 | 0.11603 | 0 | 0.10491 | 0 | 6.5616 | 13.2511 | 4.1495 | 6.0955
213230-Lighting - Occupancy Sensor - High-Bay Sensor | 36.8033 | 23.7318 | 42.1852 | 185849.3984 | 1486795.1874 | 0 | 0 | 0.10637 | 0 | 0.095254 | 0 | 0.11603 | 0 | 0.10491 | 0 | 6.5616 | 13.2511 | 4.1495 | 6.0955
213085-Refrigeration -Strip Curtains for Walk-ins | 0.67498 | 0.48331 | 0.51198 | 4491.9 | 17967.6 | 0 | 0 | 0.099387 | 0 | 0.089841 | 0 | 0.10369 | 0 | 0.094147 | 0 | 12.8783 | 26.5318 | 6.0154 | 7.9189
213084-Refrigeration -Cooler/Freezer Door Gaskets - Solid Doors: Cooler | 3.2426 | 2.7118 | 2.7973 | 24473.064 | 97892.256 | 0 | 0 | 0.09611 | 0 | 0.086759 | 0 | 0.0914 | 0 | 0.082049 | 0 | 11.1761 | 7.4573 | 5.6159 | 4.4906
213085-Refrigeration -Strip Curtains for Walk-ins | 1.4142 | 1.0126 | 1.0727 | 9411.6 | 37646.4 | 0 | 0 | 0.099432 | 0 | 0.089886 | 0 | 0.10378 | 0 | 0.09423 | 0 | 12.9473 | 27.0819 | 6.0304 | 7.9672
213084-Refrigeration -Cooler/Freezer Door Gaskets - Solid Doors: Cooler | 1.1686 | 0.9773 | 1.0081 | 8819.838 | 35279.352 | 0 | 0 | 0.096095 | 0 | 0.086744 | 0 | 0.091338 | 0 | 0.081987 | 0 | 11.1586 | 7.4248 | 5.6115 | 4.4788
213067-Refrigeration - Food Service -Auto Closer for Main Cooler Doors | 0 | 0 | 0 | 0 | 0 | 0 | 0 | 0 | 0 | 0 | 0 | 0 | 0 | 0 | 0 | 0 | 0 | 0 | 0
213068-Refrigeration - Food Service -Auto Closer for Main Freezer Doors | 0.25838 | 0.21608 | 0.19315 | 1950.0694 | 15600.5556 | -0.018681 | -0.14945 | 0.084118 | 0 | 0.074328 | 0 | 0.097091 | 0 | 0.087302 | 0 | 4.1879 | 8.2382 | 3.0546 | 4.7625
213085-Refrigeration -Strip Curtains for Walk-ins | 2.957 | 2.1173 | 2.243 | 19678.8 | 78715.2 | 0 | 0 | 0.099447 | 0 | 0.089901 | 0 | 0.1038 | 0 | 0.094257 | 0 | 12.9703 | 27.2693 | 6.0354 | 7.9833
213084-Refrigeration -Cooler/Freezer Door Gaskets - Solid Doors: Cooler | 2.9057 | 2.43 | 2.5066 | 21930.408 | 87721.632 | 0 | 0 | 0.096102 | 0 | 0.086751 | 0 | 0.091368 | 0 | 0.082017 | 0 | 11.1671 | 7.4406 | 5.6136 | 4.4846
213067-Refrigeration - Food Service -Auto Closer for Main Cooler Doors | 0.19941 | 0.16677 | 0.29111 | 1505.0126 | 12040.1008 | -0.074725 | -0.5978 | 0.041824 | 0.88635 | 0.032035 | 0.88635 | 0.088197 | 0.88635 | 0.078408 | 0.88635 | 1.6083 | 4.9518 | 1.4077 | 3.4415
213068-Refrigeration - Food Service -Auto Closer for Main Freezer Doors | 0.25838 | 0.21608 | 0.19315 | 1950.0694 | 15600.5556 | -0.018681 | -0.14945 | 0.084118 | 0 | 0.074328 | 0 | 0.097091 | 0 | 0.087302 | 0 | 4.1879 | 8.2382 | 3.0546 | 4.7625
213085-Refrigeration -Strip Curtains for Walk-ins | 24.1064 | 17.261 | 18.285 | 160425 | 641700 | 0 | 0 | 0.10126 | 0 | 0.091557 | 0 | 0.10562 | 0 | 0.095918 | 0 | 13.1971 | 27.7999 | 6.084 | 8.0282
213147-Premium T8 with T12 34Watt Baseline | 3.5653 | 2.2293 | 3.9369 | 18437.7728 | 276566.5914 | 0 | 0 | 0.057332 | 0 | 0.045617 | 0 | 0.11281 | 0 | 0.10109 | 0 | 1.7653 | 6.8039 | 1.5266 | 4.2451
213053-Lighting - Remove 4 Ft T-8 (De-Lamp) | 0 | 0 | 3.6843 | 19166.6182 | 287499.2728 | -358.543 | -5378.1451 | 0 | 1.8109 | 0 | 1.8109 | 0 | 1.7722 | 0 | 1.7722 | -1.6455 | -1.7441 | -1.6455 | -1.7441
213230-Lighting - Occupancy Sensor - High-Bay Sensor | 28.2841 | 18.2383 | 32.4201 | 142828.7043 | 1142629.6348 | 0 | 0 | 0.10652 | 0 | 0.095405 | 0 | 0.11697 | 0 | 0.10586 | 0 | 6.614 | 14.7235 | 4.1704 | 6.3894
213085-Refrigeration -Strip Curtains for Walk-ins | 0.70712 | 0.50632 | 0.53636 | 4705.8 | 18823.2 | 0 | 0 | 0.1012 | 0 | 0.09149 | 0 | 0.1055 | 0 | 0.095794 | 0 | 13.0918 | 26.9545 | 6.0616 | 7.9561
213084-Refrigeration -Cooler/Freezer Door Gaskets - Solid Doors: Cooler | 0.72644 | 0.60751 | 0.62666 | 5482.602 | 21930.408 | 0 | 0 | 0.097852 | 0 | 0.088344 | 0 | 0.093045 | 0 | 0.083537 | 0 | 11.3272 | 7.515 | 5.6538 | 4.5115
213085-Refrigeration -Strip Curtains for Walk-ins | 2.6999 | 1.9332 | 2.0479 | 17967.6 | 71870.4 | 0 | 0 | 0.099428 | 0 | 0.089882 | 0 | 0.10377 | 0 | 0.094222 | 0 | 12.9406 | 27.0283 | 6.029 | 7.9625
213084-Refrigeration -Cooler/Freezer Door Gaskets - Solid Doors: Cooler | 3.6638 | 3.064 | 3.1605 | 27651.384 | 110605.536 | 0 | 0 | 0.096103 | 0 | 0.086752 | 0 | 0.091372 | 0 | 0.082021 | 0 | 11.1682 | 7.4426 | 5.6139 | 4.4853
213067-Refrigeration - Food Service -Auto Closer for Main Cooler Doors | 0.099706 | 0.083383 | 0.14556 | 752.5063 | 6020.0504 | -0.037362 | -0.2989 | 0.041824 | 0.88635 | 0.032035 | 0.88635 | 0.088197 | 0.88635 | 0.078408 | 0.88635 | 1.6083 | 4.9518 | 1.4077 | 3.4415
213085-Refrigeration -Strip Curtains for Walk-ins | 1.4142 | 1.0126 | 1.0727 | 9411.6 | 37646.4 | 0 | 0 | 0.099431 | 0 | 0.089885 | 0 | 0.10377 | 0 | 0.094228 | 0 | 12.9458 | 27.0697 | 6.0301 | 7.9661
213084-Refrigeration -Cooler/Freezer Door Gaskets - Solid Doors: Cooler | 3.1689 | 2.6502 | 2.7337 | 23916.858 | 95667.432 | 0 | 0 | 0.096109 | 0 | 0.086758 | 0 | 0.091397 | 0 | 0.082046 | 0 | 11.1754 | 7.4559 | 5.6157 | 4.4901
213067-Refrigeration - Food Service -Auto Closer for Main Cooler Doors | 0.19941 | 0.16677 | 0.29111 | 1505.0126 | 12040.1008 | -0.074725 | -0.5978 | 0.041824 | 0.88635 | 0.032035 | 0.88635 | 0.088197 | 0.88635 | 0.078408 | 0.88635 | 1.6083 | 4.9518 | 1.4077 | 3.4415
213068-Refrigeration - Food Service -Auto Closer for Main Freezer Doors | 0.25838 | 0.21608 | 0.19315 | 1950.0694 | 15600.5556 | -0.018681 | -0.14945 | 0.084118 | 0 | 0.074328 | 0 | 0.097091 | 0 | 0.087302 | 0 | 4.1879 | 8.2382 | 3.0546 | 4.7625
213085-Refrigeration -Strip Curtains for Walk-ins | 0.70712 | 0.50632 | 0.53636 | 4705.8 | 18823.2 | 0 | 0 | 0.10119 | 0 | 0.091481 | 0 | 0.10548 | 0 | 0.095778 | 0 | 13.0782 | 26.8481 | 6.0587 | 7.9468
213084-Refrigeration -Cooler/Freezer Door Gaskets - Solid Doors: Cooler | 1.7371 | 1.4527 | 1.4985 | 13110.57 | 52442.28 | 0 | 0 | 0.097884 | 0 | 0.088376 | 0 | 0.09318 | 0 | 0.083672 | 0 | 11.3662 | 7.5869 | 5.6635 | 4.5373
213116-Refrigeration -Cooler/Freezer Door Gaskets - Solid Doors: Freezer | 0.72644 | 0.60751 | 0.62666 | 5482.602 | 21930.408 | 0 | 0 | 0.09318 | 0 | 0.083672 | 0 | 0.09318 | 0 | 0.083672 | 0 | 7.5869 | 7.5869 | 4.5373 | 4.5373
213085-Refrigeration -Strip Curtains for Walk-ins | 1.3821 | 0.98963 | 1.0483 | 9197.7 | 36790.8 | 0 | 0 | 0.09945 | 0 | 0.089904 | 0 | 0.10381 | 0 | 0.094263 | 0 | 12.9751 | 27.3086 | 6.0364 | 7.9867
213084-Refrigeration -Cooler/Freezer Door Gaskets - Solid Doors: Cooler | 1.9687 | 1.6464 | 1.6983 | 14858.646 | 59434.584 | 0 | 0 | 0.096106 | 0 | 0.086755 | 0 | 0.091386 | 0 | 0.082035 | 0 | 11.1723 | 7.4501 | 5.6149 | 4.488
213067-Refrigeration - Food Service -Auto Closer for Main Cooler Doors | 0.19941 | 0.16677 | 0.29111 | 1505.0126 | 12040.1008 | -0.074725 | -0.5978 | 0.041824 | 0.88635 | 0.032035 | 0.88635 | 0.088197 | 0.88635 | 0.078408 | 0.88635 | 1.6083 | 4.9518 | 1.4077 | 3.4415
213068-Refrigeration - Food Service -Auto Closer for Main Freezer Doors | 0.25838 | 0.21608 | 0.19315 | 1950.0694 | 15600.5556 | -0.018681 | -0.14945 | 0.084118 | 0 | 0.074328 | 0 | 0.097091 | 0 | 0.087302 | 0 | 4.1879 | 8.2382 | 3.0546 | 4.7625
213230-Lighting - Occupancy Sensor - High-Bay Sensor | 99.1646 | 63.9439 | 113.6658 | 500760.8791 | 4006087.0327 | 0 | 0 | 0.10637 | 0 | 0.095254 | 0 | 0.11603 | 0 | 0.10491 | 0 | 6.5616 | 13.2511 | 4.1495 | 6.0955
213147-Premium T8 with T12 34Watt Baseline | 9.3729 | 5.8607 | 10.35 | 48472.0149 | 727080.2236 | 0 | 0 | 0.056857 | 0 | 0.045141 | 0 | 0.11065 | 0 | 0.098932 | 0 | 1.7542 | 6.1235 | 1.5183 | 3.9699
213053-Lighting - Remove 4 Ft T-8 (De-Lamp) | 0 | 0 | 12.5867 | 65479.0905 | 982186.3568 | -1224.8937 | -18373.4054 | 0 | 1.8274 | 0 | 1.8274 | 0 | 1.8439 | 0 | 1.8439 | -1.6068 | -1.5697 | -1.6068 | -1.5697
213222-Lighting - Screw in 14-26 Watt Lamp | 0 | 0 | 0.21833 | 1087.2384 | 2685.4789 | -14.6838 | -36.269 | 0 | 2.4559 | 0 | 2.4559 | 0 | 2.7409 | 0 | 2.7409 | -0.8178 | -0.67533 | -0.8178 | -0.67533
213049-Lighting - LED Exit Sign New Sign | 0.20452 | 0.20319 | 0 | 1791.6863 | 28666.9809 | 0 | 0 | 0.093248 | 0 | 0.083009 | 0 | 0.099467 | 0 | 0.089228 | 0 | 5.1761 | 7.1743 | 3.5488 | 4.3864
213230-Lighting - Occupancy Sensor - High-Bay Sensor | 33.7364 | 21.7541 | 38.6698 | 170361.9486 | 1362895.5885 | 0 | 0 | 0.10644 | 0 | 0.095322 | 0 | 0.11645 | 0 | 0.10534 | 0 | 6.585 | 13.8755 | 4.1589 | 6.2243
213084-Refrigeration -Cooler/Freezer Door Gaskets - Solid Doors: Cooler | 1.4423 | 1.2062 | 1.2442 | 10885.746 | 43542.984 | 0 | 0 | 0.097884 | 0 | 0.088376 | 0 | 0.09318 | 0 | 0.083672 | 0 | 11.3662 | 7.5869 | 5.6635 | 4.5373
213083-Refrigeration -Cooler/Freezer Door Gaskets - Glass Doors | 0.27373 | 0.22892 | 0.23613 | 2065.908 | 8263.632 | 0 | 0 | 0.097884 | 0 | 0.088376 | 0 | 0.09318 | 0 | 0.083672 | 0 | 11.3662 | 7.5869 | 5.6635 | 4.5373
213084-Refrigeration -Cooler/Freezer Door Gaskets - Solid Doors: Cooler | 1.7898 | 1.4968 | 1.5439 | 13507.86 | 54031.44 | 0 | 0 | 0.096096 | 0 | 0.086745 | 0 | 0.091343 | 0 | 0.081992 | 0 | 11.1601 | 7.4276 | 5.6118 | 4.4798
213067-Refrigeration - Food Service -Auto Closer for Main Cooler Doors | 0.099706 | 0.083383 | 0.14556 | 752.5063 | 6020.0504 | -0.037362 | -0.2989 | 0.041824 | 0.88635 | 0.032035 | 0.88635 | 0.088197 | 0.88635 | 0.078408 | 0.88635 | 1.6083 | 4.9518 | 1.4077 | 3.4415
213068-Refrigeration - Food Service -Auto Closer for Main Freezer Doors | 0.25838 | 0.21608 | 0.19315 | 1950.0694 | 15600.5556 | -0.018681 | -0.14945 | 0.084118 | 0 | 0.074328 | 0 | 0.097091 | 0 | 0.087302 | 0 | 4.1879 | 8.2382 | 3.0546 | 4.7625
213082-Refrigeration - Vending Machine Controller | 0.29902 | 0.25007 | 0 | 2256.8 | 11284 | 0 | 0 | 0.067874 | 0 | 0.058244 | 0 | 0.076637 | 0 | 0.067007 | 0 | 2.6621 | 3.3895 | 2.1541 | 2.6067
213085-Refrigeration -Strip Curtains for Walk-ins | 3.2463 | 2.3245 | 2.4624 | 21603.9 | 86415.6 | 0 | 0 | 0.099445 | 0 | 0.089899 | 0 | 0.1038 | 0 | 0.094255 | 0 | 12.9684 | 27.254 | 6.035 | 7.982
213084-Refrigeration -Cooler/Freezer Door Gaskets - Solid Doors: Cooler | 3.6006 | 3.0111 | 3.106 | 27174.636 | 108698.544 | 0 | 0 | 0.096103 | 0 | 0.086752 | 0 | 0.09137 | 0 | 0.082019 | 0 | 11.1678 | 7.4418 | 5.6138 | 4.485
213067-Refrigeration - Food Service -Auto Closer for Main Cooler Doors | 0.29912 | 0.25015 | 0.43667 | 2257.5189 | 18060.1512 | -0.11209 | -0.8967 | 0.041824 | 0.88635 | 0.032035 | 0.88635 | 0.088197 | 0.88635 | 0.078408 | 0.88635 | 1.6083 | 4.9518 | 1.4077 | 3.4415
213068-Refrigeration - Food Service -Auto Closer for Main Freezer Doors | 0.25838 | 0.21608 | 0.19315 | 1950.0694 | 15600.5556 | -0.018681 | -0.14945 | 0.084118 | 0 | 0.074328 | 0 | 0.097091 | 0 | 0.087302 | 0 | 4.1879 | 8.2382 | 3.0546 | 4.7625
213084-Refrigeration -Cooler/Freezer Door Gaskets - Solid Doors: Cooler | 5.443 | 4.5519 | 4.6954 | 41079.786 | 164319.144 | 0 | 0 | 0.09611 | 0 | 0.086758 | 0 | 0.091399 | 0 | 0.082048 | 0 | 11.1759 | 7.4569 | 5.6158 | 4.4905
213083-Refrigeration -Cooler/Freezer Door Gaskets - Glass Doors | 8.6435 | 7.2285 | 7.4563 | 65235.018 | 260940.072 | 0 | 0 | 0.097884 | 0 | 0.088376 | 0 | 0.09318 | 0 | 0.083672 | 0 | 11.3662 | 7.5869 | 5.6635 | 4.5373
213147-Premium T8 with T12 34Watt Baseline | 1.5305 | 0.957 | 1.6901 | 7915.0505 | 118725.758 | 0 | 0 | 0.058429 | 0 | 0.046574 | 0 | 0.11222 | 0 | 0.10036 | 0 | 1.7751 | 6.1963 | 1.5338 | 4.0004
213053-Lighting - Remove 4 Ft T-8 (De-Lamp) | 0 | 0 | 0.85387 | 4442.0489 | 66630.7328 | -83.0958 | -1246.4371 | 0 | 1.8293 | 0 | 1.8293 | 0 | 1.8459 | 0 | 1.8459 | -1.6096 | -1.5724 | -1.6096 | -1.5724
213082-Refrigeration - Vending Machine Controller | 1.0466 | 0.87524 | 0 | 7898.8 | 39494 | 0 | 0 | 0.067874 | 0 | 0.058244 | 0 | 0.076637 | 0 | 0.067007 | 0 | 2.6621 | 3.3895 | 2.1541 | 2.6067
213082-Refrigeration - Vending Machine Controller | 1.0466 | 0.87524 | 0 | 7898.8 | 39494 | 0 | 0 | 0.067874 | 0 | 0.058244 | 0 | 0.076637 | 0 | 0.067007 | 0 | 2.6621 | 3.3895 | 2.1541 | 2.6067
213084-Refrigeration -Cooler/Freezer Door Gaskets - Solid Doors: Cooler | 2.3056 | 1.9282 | 1.989 | 17401.302 | 69605.208 | 0 | 0 | 0.097877 | 0 | 0.088369 | 0 | 0.093149 | 0 | 0.083641 | 0 | 11.3572 | 7.5703 | 5.6612 | 4.5314
213067-Refrigeration - Food Service -Auto Closer for Main Cooler Doors | 0.099706 | 0.083383 | 0.14556 | 752.5063 | 6020.0504 | -0.037362 | -0.2989 | 0.043248 | 0.89663 | 0.033332 | 0.89663 | 0.089621 | 0.89663 | 0.079705 | 0.89663 | 1.629 | 5.0155 | 1.4235 | 3.4722
213147-Premium T8 with T12 34Watt Baseline | 0.37966 | 0.2374 | 0.41924 | 1963.4234 | 29451.3508 | 0 | 0 | 0.056857 | 0 | 0.045141 | 0 | 0.11065 | 0 | 0.098932 | 0 | 1.7542 | 6.1235 | 1.5183 | 3.9699
213230-Lighting - Occupancy Sensor - High-Bay Sensor | 10.9047 | 7.0316 | 12.4993 | 55066.4884 | 440531.9074 | 0 | 0 | 0.10644 | 0 | 0.095322 | 0 | 0.11645 | 0 | 0.10534 | 0 | 6.585 | 13.8755 | 4.1589 | 6.2243
213221-Lighting - Screw in >= 27 Watt Lamp | 0 | 0 | 33.8693 | 168659.1199 | 416588.0262 | -2277.841 | -5626.2672 | 0 | 2.5912 | 0 | 2.5912 | 0 | 2.2688 | 0 | 2.2688 | -0.38953 | -0.47094 | -0.38953 | -0.47094
213230-Lighting - Occupancy Sensor - High-Bay Sensor | 33.7364 | 21.7541 | 38.6698 | 170361.9486 | 1362895.5885 | 0 | 0 | 0.10637 | 0 | 0.095254 | 0 | 0.11603 | 0 | 0.10491 | 0 | 6.5616 | 13.2511 | 4.1495 | 6.0955
213085-Refrigeration -Strip Curtains for Walk-ins | 1.35 | 0.96661 | 1.024 | 8983.8 | 35935.2 | 0 | 0 | 0.099413 | 0 | 0.089867 | 0 | 0.10374 | 0 | 0.094194 | 0 | 12.9175 | 26.8419 | 6.0239 | 7.9463
213084-Refrigeration -Cooler/Freezer Door Gaskets - Solid Doors: Cooler | 1.0002 | 0.83643 | 0.86279 | 7548.51 | 30194.04 | 0 | 0 | 0.096105 | 0 | 0.086754 | 0 | 0.09138 | 0 | 0.082029 | 0 | 11.1705 | 7.4467 | 5.6144 | 4.4868
213067-Refrigeration - Food Service -Auto Closer for Main Cooler Doors | 0.099706 | 0.083383 | 0.14556 | 752.5063 | 6020.0504 | -0.037362 | -0.2989 | 0.041824 | 0.88635 | 0.032035 | 0.88635 | 0.088197 | 0.88635 | 0.078408 | 0.88635 | 1.6083 | 4.9518 | 1.4077 | 3.4415
213068-Refrigeration - Food Service -Auto Closer for Main Freezer Doors | 0.25838 | 0.21608 | 0.19315 | 1950.0694 | 15600.5556 | -0.018681 | -0.14945 | 0.084118 | 0 | 0.074328 | 0 | 0.097091 | 0 | 0.087302 | 0 | 4.1879 | 8.2382 | 3.0546 | 4.7625
213003-A/C - Reflective Window Film Inland | 4.8345 | 2.2215 | 1.8788 | 12473.2995 | 124732.995 | 0 | 0 | 0.12369 | 0 | 0.10992 | 0 | 0.13395 | 0 | 0.12018 | 0 | 4.8854 | 7.2087 | 3.4097 | 4.3993
213230-Lighting - Occupancy Sensor - High-Bay Sensor | 130.5156 | 84.1599 | 149.6013 | 659077.0333 | 5272616.2664 | 0 | 0 | 0.10637 | 0 | 0.095254 | 0 | 0.11603 | 0 | 0.10491 | 0 | 6.5616 | 13.2511 | 4.1495 | 6.0955
213085-Refrigeration -Strip Curtains for Walk-ins | 5.0141 | 3.5903 | 3.8033 | 33368.4 | 133473.6 | 0 | 0 | 0.099452 | 0 | 0.089906 | 0 | 0.10381 | 0 | 0.094267 | 0 | 12.979 | 27.3404 | 6.0373 | 7.9894
213084-Refrigeration -Cooler/Freezer Door Gaskets - Solid Doors: Cooler | 2.3267 | 1.9458 | 2.0071 | 17560.218 | 70240.872 | 0 | 0 | 0.096101 | 0 | 0.08675 | 0 | 0.091363 | 0 | 0.082012 | 0 | 11.1656 | 7.4377 | 5.6132 | 4.4835
213068-Refrigeration - Food Service -Auto Closer for Main Freezer Doors | 0.25838 | 0.21608 | 0.19315 | 1950.0694 | 15600.5556 | -0.018681 | -0.14945 | 0.084118 | 0 | 0.074328 | 0 | 0.097091 | 0 | 0.087302 | 0 | 4.1879 | 8.2382 | 3.0546 | 4.7625
213230-Lighting - Occupancy Sensor - High-Bay Sensor | 20.4463 | 13.1843 | 23.4362 | 103249.6658 | 825997.3263 | 0 | 0 | 0.10637 | 0 | 0.095254 | 0 | 0.11603 | 0 | 0.10491 | 0 | 6.5616 | 13.2511 | 4.1495 | 6.0955
213230-Lighting - Occupancy Sensor - High-Bay Sensor | 47.0265 | 30.3239 | 53.9034 | 237474.2313 | 1899793.8506 | 0 | 0 | 0.10637 | 0 | 0.095254 | 0 | 0.11603 | 0 | 0.10491 | 0 | 6.5616 | 13.2511 | 4.1495 | 6.0955
213147-Premium T8 with T12 34Watt Baseline | 2.6339 | 1.6469 | 2.9085 | 13621.2498 | 204318.7464 | 0 | 0 | 0.056857 | 0 | 0.045141 | 0 | 0.11065 | 0 | 0.098932 | 0 | 1.7542 | 6.1235 | 1.5183 | 3.9699
213053-Lighting - Remove 4 Ft T-8 (De-Lamp) | 0 | 0 | 7.0207 | 36523.5128 | 547852.6915 | -683.2322 | -10248.4824 | 0 | 1.8274 | 0 | 1.8274 | 0 | 1.8439 | 0 | 1.8439 | -1.6068 | -1.5697 | -1.6068 | -1.5697
213049-Lighting - LED Exit Sign New Sign | 0.61357 | 0.60958 | 0 | 5375.0589 | 86000.9426 | 0 | 0 | 0.093248 | 0 | 0.083009 | 0 | 0.099467 | 0 | 0.089228 | 0 | 5.1761 | 7.1743 | 3.5488 | 4.3864
213147-Premium T8 with T12 34Watt Baseline | 4.7932 | 2.9971 | 5.2929 | 24788.2203 | 371823.3042 | 0 | 0 | 0.056857 | 0 | 0.045141 | 0 | 0.11065 | 0 | 0.098932 | 0 | 1.7542 | 6.1235 | 1.5183 | 3.9699
213053-Lighting - Remove 4 Ft T-8 (De-Lamp) | 0 | 0 | 12.7764 | 66466.2124 | 996993.1863 | -1243.3594 | -18650.3914 | 0 | 1.8274 | 0 | 1.8274 | 0 | 1.8439 | 0 | 1.8439 | -1.6068 | -1.5697 | -1.6068 | -1.5697
213049-Lighting - LED Exit Sign New Sign | 1.1249 | 1.1176 | 0 | 9854.2747 | 157668.3948 | 0 | 0 | 0.093248 | 0 | 0.083009 | 0 | 0.099467 | 0 | 0.089228 | 0 | 5.1761 | 7.1743 | 3.5488 | 4.3864
213222-Lighting - Screw in 14-26 Watt Lamp | 0 | 0 | 0.90453 | 4504.2735 | 11125.5555 | -60.8329 | -150.2573 | 0 | 2.4559 | 0 | 2.4559 | 0 | 2.7409 | 0 | 2.7409 | -0.8178 | -0.67533 | -0.8178 | -0.67533
213230-Lighting - Occupancy Sensor - High-Bay Sensor | 22.1502 | 14.283 | 25.3893 | 111853.8046 | 894830.4369 | 0 | 0 | 0.10637 | 0 | 0.095254 | 0 | 0.11603 | 0 | 0.10491 | 0 | 6.5616 | 13.2511 | 4.1495 | 6.0955
213085-Refrigeration -Strip Curtains for Walk-ins | 1.9928 | 1.4269 | 1.5116 | 13261.8 | 53047.2 | 0 | 0 | 0.10125 | 0 | 0.09154 | 0 | 0.10559 | 0 | 0.095887 | 0 | 13.1704 | 27.582 | 6.0784 | 8.0099
213084-Refrigeration -Cooler/Freezer Door Gaskets - Solid Doors: Cooler | 1.9687 | 1.6464 | 1.6983 | 14858.646 | 59434.584 | 0 | 0 | 0.097882 | 0 | 0.088373 | 0 | 0.09317 | 0 | 0.083662 | 0 | 11.3631 | 7.5813 | 5.6627 | 4.5353
213084-Refrigeration -Cooler/Freezer Door Gaskets - Solid Doors: Cooler | 3.8427 | 3.2137 | 3.3149 | 29002.17 | 116008.68 | 0 | 0 | 0.096106 | 0 | 0.086755 | 0 | 0.091385 | 0 | 0.082034 | 0 | 11.172 | 7.4496 | 5.6148 | 4.4878
213083-Refrigeration -Cooler/Freezer Door Gaskets - Glass Doors | 0.55799 | 0.46664 | 0.48135 | 4211.274 | 16845.096 | 0 | 0 | 0.096107 | 0 | 0.086756 | 0 | 0.091387 | 0 | 0.082036 | 0 | 11.1724 | 7.4504 | 5.6149 | 4.4881
213147-Premium T8 with T12 34Watt Baseline | 2.0407 | 1.276 | 2.2534 | 10553.4007 | 158301.0107 | 0 | 0 | 0.056857 | 0 | 0.045141 | 0 | 0.11065 | 0 | 0.098932 | 0 | 1.7542 | 6.1235 | 1.5183 | 3.9699
213230-Lighting - Occupancy Sensor - High-Bay Sensor | 30.3287 | 19.5567 | 34.7638 | 153153.6709 | 1225229.3674 | 0 | 0 | 0.10637 | 0 | 0.095254 | 0 | 0.11603 | 0 | 0.10491 | 0 | 6.5616 | 13.2511 | 4.1495 | 6.0955
213147-Premium T8 with T12 34Watt Baseline | 2.7051 | 1.6914 | 2.9871 | 13989.3916 | 209840.8747 | 0 | 0 | 0.056857 | 0 | 0.045141 | 0 | 0.11065 | 0 | 0.098932 | 0 | 1.7542 | 6.1235 | 1.5183 | 3.9699
213230-Lighting - Occupancy Sensor - High-Bay Sensor | 45.6634 | 29.445 | 52.3409 | 230590.9203 | 1844727.3622 | 0 | 0 | 0.10637 | 0 | 0.095254 | 0 | 0.11603 | 0 | 0.10491 | 0 | 6.5616 | 13.2511 | 4.1495 | 6.0955
213230-Lighting - Occupancy Sensor - High-Bay Sensor | 27.9433 | 18.0186 | 32.0295 | 141107.8766 | 1128863.0127 | 0 | 0 | 0.10644 | 0 | 0.095322 | 0 | 0.11645 | 0 | 0.10534 | 0 | 6.585 | 13.8755 | 4.1589 | 6.2243
213230-Lighting - Occupancy Sensor - High-Bay Sensor | 14.6532 | 9.4488 | 16.796 | 73995.5938 | 591964.7505 | 0 | 0 | 0.10637 | 0 | 0.095254 | 0 | 0.11603 | 0 | 0.10491 | 0 | 6.5616 | 13.2511 | 4.1495 | 6.0955
213147-Premium T8 with T12 34Watt Baseline | 0 | 0 | 0 | 0 | 0 | 0 | 0 | 0 | 0 | 0 | 0 | 0 | 0 | 0 | 0 | 0 | 0 | 0 | 0
213230-Lighting - Occupancy Sensor - High-Bay Sensor | 36.1218 | 23.2923 | 41.404 | 182407.7429 | 1459261.9432 | 0 | 0 | 0.10637 | 0 | 0.095254 | 0 | 0.11603 | 0 | 0.10491 | 0 | 6.5616 | 13.2511 | 4.1495 | 6.0955
213084-Refrigeration -Cooler/Freezer Door Gaskets - Solid Doors: Cooler | 0.16845 | 0.14087 | 0.14531 | 1271.328 | 5085.312 | 0 | 0 | 0.097884 | 0 | 0.088376 | 0 | 0.09318 | 0 | 0.083672 | 0 | 11.3662 | 7.5869 | 5.6635 | 4.5373
213083-Refrigeration -Cooler/Freezer Door Gaskets - Glass Doors | 5.2535 | 4.3935 | 4.5319 | 39649.542 | 158598.168 | 0 | 0 | 0.097879 | 0 | 0.088371 | 0 | 0.093159 | 0 | 0.083651 | 0 | 11.36 | 7.5755 | 5.6619 | 4.5332
213085-Refrigeration -Strip Curtains for Walk-ins | 0.7714 | 0.55235 | 0.58512 | 5133.6 | 20534.4 | 0 | 0 | 0.099434 | 0 | 0.089888 | 0 | 0.10378 | 0 | 0.094233 | 0 | 12.9499 | 27.1032 | 6.031 | 7.969
213084-Refrigeration -Cooler/Freezer Door Gaskets - Solid Doors: Cooler | 1.495 | 1.2502 | 1.2896 | 11283.036 | 45132.144 | 0 | 0 | 0.096089 | 0 | 0.086738 | 0 | 0.091313 | 0 | 0.081962 | 0 | 11.1517 | 7.412 | 5.6097 | 4.4742
213067-Refrigeration - Food Service -Auto Closer for Main Cooler Doors | 0.099706 | 0.083383 | 0.14556 | 752.5063 | 6020.0504 | -0.037362 | -0.2989 | 0.041824 | 0.88635 | 0.032035 | 0.88635 | 0.088197 | 0.88635 | 0.078408 | 0.88635 | 1.6083 | 4.9518 | 1.4077 | 3.4415
213085-Refrigeration -Strip Curtains for Walk-ins | 0.67498 | 0.48331 | 0.51198 | 4491.9 | 17967.6 | 0 | 0 | 0.099357 | 0 | 0.089811 | 0 | 0.10364 | 0 | 0.094091 | 0 | 12.8317 | 26.169 | 6.0052 | 7.8862
213084-Refrigeration -Cooler/Freezer Door Gaskets - Solid Doors: Cooler | 6.1589 | 5.1506 | 5.313 | 46482.93 | 185931.72 | 0 | 0 | 0.096107 | 0 | 0.086755 | 0 | 0.091387 | 0 | 0.082036 | 0 | 11.1724 | 7.4503 | 5.6149 | 4.4881
213116-Refrigeration -Cooler/Freezer Door Gaskets - Solid Doors: Freezer | 0.32637 | 0.27294 | 0.28154 | 2463.198 | 9852.792 | 0 | 0 | 0.091334 | 0 | 0.081983 | 0 | 0.091098 | 0 | 0.081747 | 0 | 7.4226 | 7.3015 | 4.478 | 4.4336
213085-Refrigeration -Strip Curtains for Walk-ins | 2.3142 | 1.6571 | 1.7554 | 15400.8 | 61603.2 | 0 | 0 | 0.099442 | 0 | 0.089896 | 0 | 0.10379 | 0 | 0.094247 | 0 | 12.9623 | 27.2044 | 6.0337 | 7.9777
213084-Refrigeration -Cooler/Freezer Door Gaskets - Solid Doors: Cooler | 1.0212 | 0.85404 | 0.88095 | 7707.426 | 30829.704 | 0 | 0 | 0.096091 | 0 | 0.08674 | 0 | 0.091321 | 0 | 0.08197 | 0 | 11.1537 | 7.4158 | 5.6102 | 4.4755
213067-Refrigeration - Food Service -Auto Closer for Main Cooler Doors | 0.19941 | 0.16677 | 0.29111 | 1505.0126 | 12040.1008 | -0.074725 | -0.5978 | 0.041824 | 0.88635 | 0.032035 | 0.88635 | 0.088197 | 0.88635 | 0.078408 | 0.88635 | 1.6083 | 4.9518 | 1.4077 | 3.4415
213068-Refrigeration - Food Service -Auto Closer for Main Freezer Doors | 0.25838 | 0.21608 | 0.19315 | 1950.0694 | 15600.5556 | -0.018681 | -0.14945 | 0.084118 | 0 | 0.074328 | 0 | 0.097091 | 0 | 0.087302 | 0 | 4.1879 | 8.2382 | 3.0546 | 4.7625
213085-Refrigeration -Strip Curtains for Walk-ins | 6.2355 | 4.4648 | 4.7297 | 41496.6 | 165986.4 | 0 | 0 | 0.10125 | 0 | 0.091546 | 0 | 0.1056 | 0 | 0.095898 | 0 | 13.18 | 27.6602 | 6.0804 | 8.0165
213084-Refrigeration -Cooler/Freezer Door Gaskets - Solid Doors: Cooler | 1.6213 | 1.3559 | 1.3986 | 12236.532 | 48946.128 | 0 | 0 | 0.097881 | 0 | 0.088373 | 0 | 0.093168 | 0 | 0.08366 | 0 | 11.3625 | 7.58 | 5.6625 | 4.5348
213116-Refrigeration -Cooler/Freezer Door Gaskets - Solid Doors: Freezer | 0.34743 | 0.29055 | 0.29971 | 2622.114 | 10488.456 | 0 | 0 | 0.093088 | 0 | 0.08358 | 0 | 0.092795 | 0 | 0.083287 | 0 | 7.5376 | 7.3855 | 4.5196 | 4.4645
213067-Refrigeration - Food Service -Auto Closer for Main Cooler Doors | 0 | 0 | 0 | 0 | 0 | 0 | 0 | 0 | 0 | 0 | 0 | 0 | 0 | 0 | 0 | 0 | 0 | 0 | 0
213068-Refrigeration - Food Service -Auto Closer for Main Freezer Doors | 0 | 0 | 0 | 0 | 0 | 0 | 0 | 0 | 0 | 0 | 0 | 0 | 0 | 0 | 0 | 0 | 0 | 0 | 0
213085-Refrigeration -Strip Curtains for Walk-ins | 0.70712 | 0.50632 | 0.53636 | 4705.8 | 18823.2 | 0 | 0 | 0.099404 | 0 | 0.089858 | 0 | 0.10372 | 0 | 0.094178 | 0 | 12.9038 | 26.7328 | 6.0209 | 7.9367
213084-Refrigeration -Cooler/Freezer Door Gaskets - Solid Doors: Cooler | 4.5271 | 3.7859 | 3.9053 | 34166.94 | 136667.76 | 0 | 0 | 0.096108 | 0 | 0.086757 | 0 | 0.091395 | 0 | 0.082044 | 0 | 11.1747 | 7.4545 | 5.6155 | 4.4896
213067-Refrigeration - Food Service -Auto Closer for Main Cooler Doors | 0.29912 | 0.25015 | 0.43667 | 2257.5189 | 18060.1512 | -0.11209 | -0.8967 | 0.041824 | 0.88635 | 0.032035 | 0.88635 | 0.088197 | 0.88635 | 0.078408 | 0.88635 | 1.6083 | 4.9518 | 1.4077 | 3.4415
213068-Refrigeration - Food Service -Auto Closer for Main Freezer Doors | 0.25838 | 0.21608 | 0.19315 | 1950.0694 | 15600.5556 | -0.018681 | -0.14945 | 0.084118 | 0 | 0.074328 | 0 | 0.097091 | 0 | 0.087302 | 0 | 4.1879 | 8.2382 | 3.0546 | 4.7625
213222-Lighting - Screw in 14-26 Watt Lamp | 0 | 0 | 1.2476 | 6212.791 | 15345.5938 | -83.9075 | -207.2514 | 0 | 2.328 | 0 | 2.328 | 0 | 2.613 | 0 | 2.613 | -0.72308 | -0.59711 | -0.72308 | -0.59711
213147-Premium T8 with T12 34Watt Baseline | 0.71186 | 0.44512 | 0.78608 | 3681.4189 | 55221.2828 | 0 | 0 | 0.058429 | 0 | 0.046574 | 0 | 0.11222 | 0 | 0.10036 | 0 | 1.7751 | 6.1963 | 1.5338 | 4.0004
213053-Lighting - Remove 4 Ft T-8 (De-Lamp) | 0 | 0 | 1.8342 | 9542.179 | 143132.6852 | -178.5021 | -2677.5314 | 0 | 1.8293 | 0 | 1.8293 | 0 | 1.8459 | 0 | 1.8459 | -1.6096 | -1.5724 | -1.6096 | -1.5724
213230-Lighting - Occupancy Sensor - High-Bay Sensor | 9.8824 | 6.3724 | 11.3275 | 49904.0051 | 399232.0411 | 0 | 0 | 0.10806 | 0 | 0.096795 | 0 | 0.11772 | 0 | 0.10645 | 0 | 6.65 | 13.4297 | 4.1847 | 6.133
213049-Lighting - LED Exit Sign New Sign | 0.23861 | 0.23706 | 0 | 2090.3007 | 33444.811 | 0 | 0 | 0.094509 | 0 | 0.084159 | 0 | 0.10073 | 0 | 0.090378 | 0 | 5.2326 | 7.2526 | 3.5753 | 4.4156
213085-Refrigeration -Strip Curtains for Walk-ins | 0.73926 | 0.52934 | 0.56074 | 4919.7 | 19678.8 | 0 | 0 | 0.099375 | 0 | 0.089829 | 0 | 0.10367 | 0 | 0.094125 | 0 | 12.86 | 26.3881 | 6.0114 | 7.906
213084-Refrigeration -Cooler/Freezer Door Gaskets - Solid Doors: Cooler | 2.9794 | 2.4917 | 2.5702 | 22486.614 | 89946.456 | 0 | 0 | 0.096109 | 0 | 0.086758 | 0 | 0.091398 | 0 | 0.082047 | 0 | 11.1755 | 7.4561 | 5.6157 | 4.4902
213085-Refrigeration -Strip Curtains for Walk-ins | 0.70712 | 0.50632 | 0.53636 | 4705.8 | 18823.2 | 0 | 0 | 0.099377 | 0 | 0.089831 | 0 | 0.10367 | 0 | 0.094127 | 0 | 12.8621 | 26.4042 | 6.0118 | 7.9075
213084-Refrigeration -Cooler/Freezer Door Gaskets - Solid Doors: Cooler | 1.9161 | 1.6024 | 1.6529 | 14461.356 | 57845.424 | 0 | 0 | 0.096095 | 0 | 0.086743 | 0 | 0.091337 | 0 | 0.081986 | 0 | 11.1582 | 7.4241 | 5.6114 | 4.4786
213067-Refrigeration - Food Service -Auto Closer for Main Cooler Doors | 0.19941 | 0.16677 | 0.29111 | 1505.0126 | 12040.1008 | -0.074725 | -0.5978 | 0.041824 | 0.88635 | 0.032035 | 0.88635 | 0.088197 | 0.88635 | 0.078408 | 0.88635 | 1.6083 | 4.9518 | 1.4077 | 3.4415
213230-Lighting - Occupancy Sensor - High-Bay Sensor | 16.6978 | 10.7672 | 19.1396 | 84320.5604 | 674564.4832 | 0 | 0 | 0.10637 | 0 | 0.095254 | 0 | 0.11603 | 0 | 0.10491 | 0 | 6.5616 | 13.2511 | 4.1495 | 6.0955
213230-Lighting - Occupancy Sensor - High-Bay Sensor | 24.1948 | 15.6014 | 27.7329 | 122178.7712 | 977430.1695 | 0 | 0 | 0.10806 | 0 | 0.096795 | 0 | 0.11772 | 0 | 0.10645 | 0 | 6.65 | 13.4297 | 4.1847 | 6.133
213062-Lighting - Occupancy Sensor - Wallbox Lighting Sensor | 1.1111 | 0.69473 | 0 | 5745.8419 | 45966.7354 | 0 | 0 | 0.090611 | 0 | 0.079438 | 0 | 0.10569 | 0 | 0.094521 | 0 | 3.552 | 6.1755 | 2.7018 | 3.9917
213030-Lighting - Interior 0-35w Incan Base HID | 2.5059 | 1.6159 | 2.1751 | 12654.18 | 189812.7 | 0 | 0 | 0.06743 | 0 | 0.055474 | 0 | 0.12113 | 0 | 0.10917 | 0 | 1.9986 | 9.7633 | 1.698 | 5.2352
213029-Lighting - Induction Fixture 55-100 watts | 12.7764 | 8.2386 | 9.605 | 64518.3 | 967774.5 | 0 | 0 | 0.10457 | 0 | 0.092614 | 0 | 0.12117 | 0 | 0.10922 | 0 | 4.4418 | 9.795 | 3.1875 | 5.2443
213084-Refrigeration -Cooler/Freezer Door Gaskets - Solid Doors: Cooler | 2.1267 | 1.7785 | 1.8346 | 16050.516 | 64202.064 | 0 | 0 | 0.096106 | 0 | 0.086755 | 0 | 0.091385 | 0 | 0.082034 | 0 | 11.1719 | 7.4495 | 5.6148 | 4.4878
213084-Refrigeration -Cooler/Freezer Door Gaskets - Solid Doors: Cooler | 2.0109 | 1.6817 | 1.7347 | 15176.478 | 60705.912 | 0 | 0 | 0.096112 | 0 | 0.086761 | 0 | 0.091408 | 0 | 0.082057 | 0 | 11.1785 | 7.4616 | 5.6165 | 4.4922
213147-Premium T8 with T12 34Watt Baseline | 1.4949 | 0.93475 | 1.6508 | 7730.9796 | 115964.6939 | 0 | 0 | 0.056857 | 0 | 0.045141 | 0 | 0.11065 | 0 | 0.098932 | 0 | 1.7542 | 6.1235 | 1.5183 | 3.9699
213230-Lighting - Occupancy Sensor - High-Bay Sensor | 21.4686 | 13.8435 | 24.6081 | 108412.1491 | 867297.1927 | 0 | 0 | 0.10637 | 0 | 0.095254 | 0 | 0.11603 | 0 | 0.10491 | 0 | 6.5616 | 13.2511 | 4.1495 | 6.0955
213085-Refrigeration -Strip Curtains for Walk-ins | 3.0535 | 2.1864 | 2.3161 | 20320.5 | 81282 | 0 | 0 | 0.099437 | 0 | 0.089891 | 0 | 0.10378 | 0 | 0.094239 | 0 | 12.9552 | 27.1461 | 6.0321 | 7.9727
213084-Refrigeration -Cooler/Freezer Door Gaskets - Solid Doors: Cooler | 3.4006 | 2.8439 | 2.9335 | 25664.934 | 102659.736 | 0 | 0 | 0.096104 | 0 | 0.086753 | 0 | 0.091378 | 0 | 0.082027 | 0 | 11.1699 | 7.4457 | 5.6143 | 4.4864
213067-Refrigeration - Food Service -Auto Closer for Main Cooler Doors | 0.19941 | 0.16677 | 0.29111 | 1505.0126 | 12040.1008 | -0.074725 | -0.5978 | 0.041824 | 0.88635 | 0.032035 | 0.88635 | 0.088197 | 0.88635 | 0.078408 | 0.88635 | 1.6083 | 4.9518 | 1.4077 | 3.4415
213230-Lighting - Occupancy Sensor - High-Bay Sensor | 115.8624 | 74.7111 | 132.8054 | 585081.4395 | 4680651.5159 | 0 | 0 | 0.10637 | 0 | 0.095254 | 0 | 0.11603 | 0 | 0.10491 | 0 | 6.5616 | 13.2511 | 4.1495 | 6.0955
213230-Lighting - Occupancy Sensor - High-Bay Sensor | 9.8824 | 6.3724 | 11.3275 | 49904.0051 | 399232.0411 | 0 | 0 | 0.10637 | 0 | 0.095254 | 0 | 0.11603 | 0 | 0.10491 | 0 | 6.5616 | 13.2511 | 4.1495 | 6.0955
213083-Refrigeration -Cooler/Freezer Door Gaskets - Glass Doors | 2.99 | 2.5005 | 2.5793 | 22566.072 | 90264.288 | 0 | 0 | 0.096112 | 0 | 0.086761 | 0 | 0.091408 | 0 | 0.082057 | 0 | 11.1785 | 7.4616 | 5.6165 | 4.4922
213084-Refrigeration -Cooler/Freezer Door Gaskets - Solid Doors: Cooler | 1.8108 | 1.5144 | 1.5621 | 13666.776 | 54667.104 | 0 | 0 | 0.096112 | 0 | 0.086761 | 0 | 0.091408 | 0 | 0.082057 | 0 | 11.1785 | 7.4616 | 5.6165 | 4.4922
213085-Refrigeration -Strip Curtains for Walk-ins | 1.4464 | 1.0357 | 1.0971 | 9625.5 | 38502 | 0 | 0 | 0.099419 | 0 | 0.089873 | 0 | 0.10375 | 0 | 0.094205 | 0 | 12.9267 | 26.9157 | 6.0259 | 7.9527
213084-Refrigeration -Cooler/Freezer Door Gaskets - Solid Doors: Cooler | 2.632 | 2.2011 | 2.2705 | 19864.5 | 79458 | 0 | 0 | 0.096106 | 0 | 0.086755 | 0 | 0.091385 | 0 | 0.082034 | 0 | 11.1719 | 7.4494 | 5.6148 | 4.4878
213067-Refrigeration - Food Service -Auto Closer for Main Cooler Doors | 0.19941 | 0.16677 | 0.29111 | 1505.0126 | 12040.1008 | -0.074725 | -0.5978 | 0.041824 | 0.88635 | 0.032035 | 0.88635 | 0.088197 | 0.88635 | 0.078408 | 0.88635 | 1.6083 | 4.9518 | 1.4077 | 3.4415
213083-Refrigeration -Cooler/Freezer Door Gaskets - Glass Doors | 2.1477 | 1.7961 | 1.8527 | 16209.432 | 64837.728 | 0 | 0 | 0.096112 | 0 | 0.086761 | 0 | 0.091408 | 0 | 0.082057 | 0 | 11.1785 | 7.4616 | 5.6165 | 4.4922
213085-Refrigeration -Strip Curtains for Walk-ins | 2.1535 | 1.542 | 1.6335 | 14331.3 | 57325.2 | 0 | 0 | 0.099427 | 0 | 0.089881 | 0 | 0.10377 | 0 | 0.094221 | 0 | 12.9403 | 27.0258 | 6.0289 | 7.9623
213084-Refrigeration -Cooler/Freezer Door Gaskets - Solid Doors: Cooler | 4.1059 | 3.4338 | 3.542 | 30988.62 | 123954.48 | 0 | 0 | 0.09611 | 0 | 0.086759 | 0 | 0.091401 | 0 | 0.08205 | 0 | 11.1764 | 7.4578 | 5.616 | 4.4908
213116-Refrigeration -Cooler/Freezer Door Gaskets - Solid Doors: Freezer | 0.96858 | 0.81002 | 0.83554 | 7310.136 | 29240.544 | 0 | 0 | 0.091401 | 0 | 0.08205 | 0 | 0.091379 | 0 | 0.082028 | 0 | 7.4579 | 7.4463 | 4.4908 | 4.4866
213067-Refrigeration - Food Service -Auto Closer for Main Cooler Doors | 0.099706 | 0.083383 | 0.14556 | 752.5063 | 6020.0504 | -0.037362 | -0.2989 | 0.041824 | 0.88635 | 0.032035 | 0.88635 | 0.088197 | 0.88635 | 0.078408 | 0.88635 | 1.6083 | 4.9518 | 1.4077 | 3.4415
213084-Refrigeration -Cooler/Freezer Door Gaskets - Solid Doors: Cooler | 3.9691 | 3.3193 | 3.4239 | 29955.666 | 119822.664 | 0 | 0 | 0.097884 | 0 | 0.088376 | 0 | 0.09318 | 0 | 0.083672 | 0 | 11.3662 | 7.5869 | 5.6635 | 4.5373
213222-Lighting - Screw in 14-26 Watt Lamp | 0 | 0 | 12.1955 | 60730.0323 | 150003.1797 | -820.1954 | -2025.8827 | 0 | 2.0774 | 0 | 2.0774 | 0 | 2.3625 | 0 | 2.3625 | -0.53766 | -0.44399 | -0.53766 | -0.44399
213221-Lighting - Screw in >= 27 Watt Lamp | 0 | 0 | 25.7494 | 128224.1771 | 316713.7174 | -1731.7432 | -4277.4057 | 0 | 2.5912 | 0 | 2.5912 | 0 | 2.2688 | 0 | 2.2688 | -0.38953 | -0.47094 | -0.38953 | -0.47094
213229-Lighting - Screw in 14-26 Watt Reflector Lamp | 0 | 0 | 0.28072 | 1397.878 | 3452.7586 | -18.8792 | -46.6316 | 0 | 3.0921 | 0 | 3.0921 | 0 | 2.567 | 0 | 2.567 | -0.30706 | -0.39466 | -0.30706 | -0.39466
213222-Lighting - Screw in 14-26 Watt Lamp | 0 | 0 | 12.1955 | 60730.0323 | 150003.1797 | -820.1954 | -2025.8827 | 0 | 2.0774 | 0 | 2.0774 | 0 | 2.3625 | 0 | 2.3625 | -0.53766 | -0.44399 | -0.53766 | -0.44399
213221-Lighting - Screw in >= 27 Watt Lamp | 0 | 0 | 25.7494 | 128224.1771 | 316713.7174 | -1731.7432 | -4277.4057 | 0 | 2.5912 | 0 | 2.5912 | 0 | 2.2688 | 0 | 2.2688 | -0.38953 | -0.47094 | -0.38953 | -0.47094
213229-Lighting - Screw in 14-26 Watt Reflector Lamp | 0 | 0 | 0.28072 | 1397.878 | 3452.7586 | -18.8792 | -46.6316 | 0 | 3.0921 | 0 | 3.0921 | 0 | 2.567 | 0 | 2.567 | -0.30706 | -0.39466 | -0.30706 | -0.39466
213011-Lighting - 2 Ft 2nd Gen. T-8 with Elec. Ballast | 0.11657 | 0.072889 | 0.087776 | 602.8401 | 9042.6015 | 0 | 0 | 0.089272 | 0 | 0.077417 | 0 | 0.12228 | 0 | 0.11042 | 0 | 3.0042 | 11.596 | 2.3727 | 5.72
213147-Premium T8 with T12 34Watt Baseline | 5.0068 | 3.1307 | 5.5288 | 25892.6459 | 388389.6891 | 0 | 0 | 0.058904 | 0 | 0.047049 | 0 | 0.11438 | 0 | 0.10252 | 0 | 1.7863 | 6.8847 | 1.5422 | 4.2765
213053-Lighting - Remove 4 Ft T-8 (De-Lamp) | 0 | 0 | 6.9575 | 36194.4721 | 542917.0817 | -677.0769 | -10156.1537 | 0 | 1.8128 | 0 | 1.8128 | 0 | 1.7741 | 0 | 1.7741 | -1.6484 | -1.7471 | -1.6484 | -1.7471
213084-Refrigeration -Cooler/Freezer Door Gaskets - Solid Doors: Cooler | 4.9482 | 4.1381 | 4.2685 | 37345.26 | 149381.04 | 0 | 0 | 0.096106 | 0 | 0.086755 | 0 | 0.091385 | 0 | 0.082034 | 0 | 11.172 | 7.4496 | 5.6148 | 4.4878
213067-Refrigeration - Food Service -Auto Closer for Main Cooler Doors | 0.099706 | 0.083383 | 0.14556 | 752.5063 | 6020.0504 | -0.037362 | -0.2989 | 0.041824 | 0.88635 | 0.032035 | 0.88635 | 0.088197 | 0.88635 | 0.078408 | 0.88635 | 1.6083 | 4.9518 | 1.4077 | 3.4415
213085-Refrigeration -Strip Curtains for Walk-ins | 3.6642 | 2.6237 | 2.7793 | 24384.6 | 97538.4 | 0 | 0 | 0.099449 | 0 | 0.089903 | 0 | 0.10381 | 0 | 0.094261 | 0 | 12.9737 | 27.2973 | 6.0361 | 7.9857
213084-Refrigeration -Cooler/Freezer Door Gaskets - Solid Doors: Cooler | 12.7811 | 10.6887 | 11.0255 | 96462.012 | 385848.048 | 0 | 0 | 0.096109 | 0 | 0.086758 | 0 | 0.091398 | 0 | 0.082047 | 0 | 11.1757 | 7.4565 | 5.6158 | 4.4903
213067-Refrigeration - Food Service -Auto Closer for Main Cooler Doors | 0.29912 | 0.25015 | 0.43667 | 2257.5189 | 18060.1512 | -0.11209 | -0.8967 | 0.041824 | 0.88635 | 0.032035 | 0.88635 | 0.088197 | 0.88635 | 0.078408 | 0.88635 | 1.6083 | 4.9518 | 1.4077 | 3.4415
213084-Refrigeration -Cooler/Freezer Door Gaskets - Solid Doors: Cooler | 20.2139 | 16.9047 | 17.4374 | 152559.36 | 610237.44 | 0 | 0 | 0.096112 | 0 | 0.086761 | 0 | 0.091408 | 0 | 0.082057 | 0 | 11.1785 | 7.4616 | 5.6165 | 4.4922
213215-Lighting-Interior High Bay Linear Fluorescent Fixtures <= 244 Watts replacing 400 Watts (Tier 1) | 0 | 0 | 2.9885 | 15894.1594 | 238412.3904 | -288.5096 | -4327.6444 | 0 | 5.8528 | 0 | 5.8528 | 0 | 3.1484 | 0 | 3.1484 | -0.23882 | -0.55855 | -0.23882 | -0.55855
213049-Lighting - LED Exit Sign New Sign | 1.9089 | 1.8965 | 0 | 16722.4055 | 267558.4881 | 0 | 0 | 0.094509 | 0 | 0.084159 | 0 | 0.10073 | 0 | 0.090378 | 0 | 5.2326 | 7.2526 | 3.5753 | 4.4156
213063-Refrigeration - Anti-Sweat Heater Controls | 7.7305 | 6.465 | 3.7422 | 58344.3 | 700131.6 | 0 | 0 | 0.091546 | 0 | 0.081262 | 0 | 0.10229 | 0 | 0.09201 | 0 | 4.7306 | 8.4168 | 3.3335 | 4.8216
213084-Refrigeration -Cooler/Freezer Door Gaskets - Solid Doors: Cooler | 34.8689 | 29.1606 | 30.0796 | 263164.896 | 1052659.584 | 0 | 0 | 0.096112 | 0 | 0.086761 | 0 | 0.091408 | 0 | 0.082057 | 0 | 11.1785 | 7.4616 | 5.6165 | 4.4922
213063-Refrigeration - Anti-Sweat Heater Controls | 9.2894 | 7.7686 | 4.4968 | 70109.2 | 841310.4 | 0 | 0 | 0.091546 | 0 | 0.081262 | 0 | 0.10229 | 0 | 0.09201 | 0 | 4.7306 | 8.4168 | 3.3335 | 4.8216
213212-Refrigeration-Floating Head Pressure Control-evaporator cooled | 5.6558 | 4.3769 | 0 | 49056 | 735840 | 0 | 0 | 0.059757 | 0 | 0.049574 | 0 | 0.10684 | 0 | 0.096655 | 0 | 2.0829 | 14.1842 | 1.7584 | 6.2857
213147-Premium T8 with T12 34Watt Baseline | 6.2763 | 3.9245 | 6.9306 | 32457.8429 | 486867.6434 | 0 | 0 | 0.058429 | 0 | 0.046574 | 0 | 0.11222 | 0 | 0.10036 | 0 | 1.7751 | 6.1963 | 1.5338 | 4.0004
213053-Lighting - Remove 4 Ft T-8 (De-Lamp) | 0 | 0 | 1.3599 | 7074.3741 | 106115.6114 | -132.3378 | -1985.0664 | 0 | 1.8293 | 0 | 1.8293 | 0 | 1.8459 | 0 | 1.8459 | -1.6096 | -1.5724 | -1.6096 | -1.5724
213054-Lighting - Remove 8 Ft T-8 (De-Lamp) | 24.4381 | 15.2808 | 18.8412 | 126382.238 | 1895733.5699 | 0 | 0 | 0.12308 | 0 | 0.11123 | 0 | 0.12337 | 0 | 0.11152 | 0 | 12.4687 | 12.8164 | 5.9245 | 6.0019
213215-Lighting-Interior High Bay Linear Fluorescent Fixtures <= 244 Watts replacing 400 Watts (Tier 1) | 0 | 0 | 0.80459 | 4279.1968 | 64187.9513 | -77.6757 | -1165.135 | 0 | 5.8528 | 0 | 5.8528 | 0 | 3.1484 | 0 | 3.1484 | -0.23882 | -0.55855 | -0.23882 | -0.55855
213213-Lighting-Wall or Ceiling-mounted Lighting Sensor >= 500 watts | 9.1871 | 5.9241 | 22.4028 | 46393.2 | 371145.6 | 0 | 0 | 0.094779 | 0 | 0.083511 | 0 | 0.10666 | 0 | 0.095388 | 0 | 3.9244 | 6.1944 | 2.912 | 3.9996
213230-Lighting - Occupancy Sensor - High-Bay Sensor | 4.7708 | 3.0763 | 5.4685 | 24091.5887 | 192732.7095 | 0 | 0 | 0.10806 | 0 | 0.096795 | 0 | 0.11772 | 0 | 0.10645 | 0 | 6.65 | 13.4297 | 4.1847 | 6.133
213049-Lighting - LED Exit Sign New Sign | 0.30678 | 0.30479 | 0 | 2687.5295 | 43000.4713 | 0 | 0 | 0.094509 | 0 | 0.084159 | 0 | 0.10073 | 0 | 0.090378 | 0 | 5.2326 | 7.2526 | 3.5753 | 4.4156
213222-Lighting - Screw in 14-26 Watt Lamp | 0 | 0 | 0.37429 | 1863.8373 | 4603.6781 | -25.1722 | -62.1754 | 0 | 2.328 | 0 | 2.328 | 0 | 2.613 | 0 | 2.613 | -0.72308 | -0.59711 | -0.72308 | -0.59711
213049-Lighting - LED Exit Sign New Sign | 0.20452 | 0.20319 | 0 | 1791.6863 | 28666.9809 | 0 | 0 | 0.094509 | 0 | 0.084159 | 0 | 0.10073 | 0 | 0.090378 | 0 | 5.2326 | 7.2526 | 3.5753 | 4.4156
213230-Lighting - Occupancy Sensor - High-Bay Sensor | 54.5235 | 35.1582 | 62.4966 | 275332.4421 | 2202659.5369 | 0 | 0 | 0.10637 | 0 | 0.095254 | 0 | 0.11603 | 0 | 0.10491 | 0 | 6.5616 | 13.2511 | 4.1495 | 6.0955
213230-Lighting - Occupancy Sensor - High-Bay Sensor | 132.2194 | 85.2586 | 151.5544 | 667681.1721 | 5341449.377 | 0 | 0 | 0.10806 | 0 | 0.096795 | 0 | 0.11772 | 0 | 0.10645 | 0 | 6.65 | 13.4297 | 4.1847 | 6.133
213084-Refrigeration -Cooler/Freezer Door Gaskets - Solid Doors: Cooler | 1.0107 | 0.84523 | 0.87187 | 7627.968 | 30511.872 | 0 | 0 | 0.096086 | 0 | 0.086735 | 0 | 0.091301 | 0 | 0.081949 | 0 | 11.148 | 7.4053 | 5.6088 | 4.4717
213085-Refrigeration -Strip Curtains for Walk-ins | 3.7285 | 2.6697 | 2.8281 | 24812.4 | 99249.6 | 0 | 0 | 0.099444 | 0 | 0.089898 | 0 | 0.1038 | 0 | 0.094251 | 0 | 12.9655 | 27.2301 | 6.0344 | 7.9799
213067-Refrigeration - Food Service -Auto Closer for Main Cooler Doors | 0 | 0 | 0 | 0 | 0 | 0 | 0 | 0 | 0 | 0 | 0 | 0 | 0 | 0 | 0 | 0 | 0 | 0 | 0
213147-Premium T8 with T12 34Watt Baseline | 0.3678 | 0.22998 | 0.40614 | 1902.0664 | 28530.9961 | 0 | 0 | 0.056857 | 0 | 0.045141 | 0 | 0.11065 | 0 | 0.098932 | 0 | 1.7542 | 6.1235 | 1.5183 | 3.9699
213042-Lighting - Interior Pulse Start Metal Halide Fixtures | 4.4081 | 2.8425 | 3.991 | 22260.051 | 333900.765 | 0 | 0 | 0.065515 | 0 | 0.053701 | 0 | 0.1196 | 0 | 0.10779 | 0 | 1.9657 | 9.6947 | 1.6742 | 5.2154
213062-Lighting - Occupancy Sensor - Wallbox Lighting Sensor | 1.0416 | 0.65131 | 0 | 5386.7268 | 43093.8144 | 0 | 0 | 0.088941 | 0 | 0.077916 | 0 | 0.10402 | 0 | 0.093 | 0 | 3.505 | 6.0937 | 2.6745 | 3.9574
213049-Lighting - LED Exit Sign New Sign | 0.30678 | 0.30479 | 0 | 2687.5295 | 43000.4713 | 0 | 0 | 0.094509 | 0 | 0.084159 | 0 | 0.10073 | 0 | 0.090378 | 0 | 5.2326 | 7.2526 | 3.5753 | 4.4156
213084-Refrigeration -Cooler/Freezer Door Gaskets - Solid Doors: Cooler | 0.57904 | 0.48425 | 0.49951 | 4370.19 | 17480.76 | 0 | 0 | 0.096112 | 0 | 0.086761 | 0 | 0.091408 | 0 | 0.082057 | 0 | 11.1785 | 7.4616 | 5.6165 | 4.4922
213084-Refrigeration -Cooler/Freezer Door Gaskets - Solid Doors: Cooler | 30.405 | 25.4275 | 26.2288 | 229474.704 | 917898.816 | 0 | 0 | 0.096112 | 0 | 0.086761 | 0 | 0.091408 | 0 | 0.082057 | 0 | 11.1785 | 7.4616 | 5.6165 | 4.4922
213147-Premium T8 with T12 34Watt Baseline | 15.6017 | 9.7555 | 17.2282 | 80684.4299 | 1210266.4482 | 0 | 0 | 0.058904 | 0 | 0.047049 | 0 | 0.11438 | 0 | 0.10252 | 0 | 1.7863 | 6.8847 | 1.5422 | 4.2765
213054-Lighting - Remove 8 Ft T-8 (De-Lamp) | 3.0675 | 1.9181 | 2.365 | 15863.8792 | 237958.1887 | 0 | 0 | 0.12332 | 0 | 0.11147 | 0 | 0.12442 | 0 | 0.11256 | 0 | 12.7541 | 14.2404 | 5.9882 | 6.2967
213084-Refrigeration -Cooler/Freezer Door Gaskets - Solid Doors: Cooler | 1.0107 | 0.84523 | 0.87187 | 7627.968 | 30511.872 | 0 | 0 | 0.096079 | 0 | 0.086728 | 0 | 0.091273 | 0 | 0.081921 | 0 | 11.1401 | 7.3908 | 5.6068 | 4.4664
213084-Refrigeration -Cooler/Freezer Door Gaskets - Solid Doors: Cooler | 1.516 | 1.2679 | 1.3078 | 11441.952 | 45767.808 | 0 | 0 | 0.096112 | 0 | 0.086761 | 0 | 0.091408 | 0 | 0.082057 | 0 | 11.1785 | 7.4616 | 5.6165 | 4.4922
213116-Refrigeration -Cooler/Freezer Door Gaskets - Solid Doors: Freezer | 0.46323 | 0.3874 | 0.39961 | 3496.152 | 13984.608 | 0 | 0 | 0.091408 | 0 | 0.082057 | 0 | 0.091408 | 0 | 0.082057 | 0 | 7.4616 | 7.4616 | 4.4922 | 4.4922
213083-Refrigeration -Cooler/Freezer Door Gaskets - Glass Doors | 4.685 | 3.918 | 4.0415 | 35358.81 | 141435.24 | 0 | 0 | 0.096108 | 0 | 0.086757 | 0 | 0.091392 | 0 | 0.082041 | 0 | 11.174 | 7.4533 | 5.6153 | 4.4891
213084-Refrigeration -Cooler/Freezer Door Gaskets - Solid Doors: Cooler | 1.9161 | 1.6024 | 1.6529 | 14461.356 | 57845.424 | 0 | 0 | 0.096107 | 0 | 0.086756 | 0 | 0.091389 | 0 | 0.082038 | 0 | 11.173 | 7.4514 | 5.6151 | 4.4885
213116-Refrigeration -Cooler/Freezer Door Gaskets - Solid Doors: Freezer | 0.77908 | 0.65153 | 0.67207 | 5879.892 | 23519.568 | 0 | 0 | 0.091408 | 0 | 0.082057 | 0 | 0.091408 | 0 | 0.082057 | 0 | 7.4616 | 7.4616 | 4.4922 | 4.4922
213083-Refrigeration -Cooler/Freezer Door Gaskets - Glass Doors | 7.138 | 5.9695 | 6.1576 | 53872.524 | 215490.096 | 0 | 0 | 0.096109 | 0 | 0.086758 | 0 | 0.091398 | 0 | 0.082047 | 0 | 11.1755 | 7.4561 | 5.6157 | 4.4902
213084-Refrigeration -Cooler/Freezer Door Gaskets - Solid Doors: Cooler | 3.1584 | 2.6414 | 2.7246 | 23837.4 | 95349.6 | 0 | 0 | 0.096101 | 0 | 0.08675 | 0 | 0.091363 | 0 | 0.082012 | 0 | 11.1658 | 7.4381 | 5.6133 | 4.4836
213067-Refrigeration - Food Service -Auto Closer for Main Cooler Doors | 0.099706 | 0.083383 | 0.14556 | 752.5063 | 6020.0504 | -0.037362 | -0.2989 | 0.041824 | 0.88635 | 0.032035 | 0.88635 | 0.088197 | 0.88635 | 0.078408 | 0.88635 | 1.6083 | 4.9518 | 1.4077 | 3.4415
213085-Refrigeration -Strip Curtains for Walk-ins | 37.3809 | 26.766 | 28.3539 | 248765.7 | 995062.8 | 0 | 0 | 0.099451 | 0 | 0.089905 | 0 | 0.10381 | 0 | 0.094265 | 0 | 12.9773 | 27.3265 | 6.0369 | 7.9882
213084-Refrigeration -Cooler/Freezer Door Gaskets - Solid Doors: Cooler | 6.8432 | 5.7229 | 5.9033 | 51647.7 | 206590.8 | 0 | 0 | 0.096108 | 0 | 0.086757 | 0 | 0.091392 | 0 | 0.08204 | 0 | 11.1738 | 7.4529 | 5.6153 | 4.489
213116-Refrigeration -Cooler/Freezer Door Gaskets - Solid Doors: Freezer | 0.51587 | 0.43142 | 0.44502 | 3893.442 | 15573.768 | 0 | 0 | 0.091403 | 0 | 0.082051 | 0 | 0.091385 | 0 | 0.082034 | 0 | 7.4587 | 7.4495 | 4.4911 | 4.4878
213067-Refrigeration - Food Service -Auto Closer for Main Cooler Doors | 0.19941 | 0.16677 | 0.29111 | 1505.0126 | 12040.1008 | -0.074725 | -0.5978 | 0.041824 | 0.88635 | 0.032035 | 0.88635 | 0.088197 | 0.88635 | 0.078408 | 0.88635 | 1.6083 | 4.9518 | 1.4077 | 3.4415
213082-Refrigeration - Vending Machine Controller | 1.6446 | 1.3754 | 0 | 12412.4 | 62062 | 0 | 0 | 0.066239 | 0 | 0.056753 | 0 | 0.075002 | 0 | 0.065516 | 0 | 2.6221 | 3.3385 | 2.1278 | 2.5765
213082-Refrigeration - Vending Machine Controller | 0.59804 | 0.50014 | 0 | 4513.6 | 22568 | 0 | 0 | 0.066239 | 0 | 0.056753 | 0 | 0.075002 | 0 | 0.065516 | 0 | 2.6221 | 3.3385 | 2.1278 | 2.5765
213083-Refrigeration -Cooler/Freezer Door Gaskets - Glass Doors | 6.5274 | 5.4588 | 5.6308 | 49263.96 | 197055.84 | 0 | 0 | 0.097884 | 0 | 0.088376 | 0 | 0.09318 | 0 | 0.083672 | 0 | 11.3662 | 7.5869 | 5.6635 | 4.5373
213222-Lighting - Screw in 14-26 Watt Lamp | 0 | 0 | 1.7155 | 8542.5877 | 21100.1915 | -115.3728 | -284.9707 | 0 | 2.4559 | 0 | 2.4559 | 0 | 2.7409 | 0 | 2.7409 | -0.8178 | -0.67533 | -0.8178 | -0.67533
213230-Lighting - Occupancy Sensor - High-Bay Sensor | 21.4686 | 13.8435 | 24.6081 | 108412.1491 | 867297.1927 | 0 | 0 | 0.10637 | 0 | 0.095254 | 0 | 0.11603 | 0 | 0.10491 | 0 | 6.5616 | 13.2511 | 4.1495 | 6.0955
213229-Lighting - Screw in 14-26 Watt Reflector Lamp | 0 | 0 | 0.12476 | 621.2791 | 1534.5594 | -8.3907 | -20.7251 | 0 | 3.4706 | 0 | 3.4706 | 0 | 2.9454 | 0 | 2.9454 | -0.46705 | -0.60029 | -0.46705 | -0.60029
213011-Lighting - 2 Ft 2nd Gen. T-8 with Elec. Ballast | 0.016653 | 0.010413 | 0.012539 | 86.12 | 1291.8002 | 0 | 0 | 0.087418 | 0 | 0.075703 | 0 | 0.11942 | 0 | 0.10771 | 0 | 2.9502 | 10.3138 | 2.3389 | 5.3895
213147-Premium T8 with T12 34Watt Baseline | 3.9271 | 2.4556 | 4.3365 | 20309.1607 | 304637.4102 | 0 | 0 | 0.056857 | 0 | 0.045141 | 0 | 0.11065 | 0 | 0.098932 | 0 | 1.7542 | 6.1235 | 1.5183 | 3.9699
213053-Lighting - Remove 4 Ft T-8 (De-Lamp) | 0 | 0 | 4.9019 | 25500.6508 | 382509.7621 | -477.0315 | -7155.472 | 0 | 1.8274 | 0 | 1.8274 | 0 | 1.8439 | 0 | 1.8439 | -1.6068 | -1.5697 | -1.6068 | -1.5697
213049-Lighting - LED Exit Sign New Sign | 0.2727 | 0.27093 | 0 | 2388.9151 | 38222.6412 | 0 | 0 | 0.093248 | 0 | 0.083009 | 0 | 0.099467 | 0 | 0.089228 | 0 | 5.1761 | 7.1743 | 3.5488 | 4.3864
213221-Lighting - Screw in >= 27 Watt Lamp | 0 | 0 | 0.13027 | 648.6889 | 1602.2616 | -8.7609 | -21.6395 | 0 | 2.9697 | 0 | 2.9697 | 0 | 2.6473 | 0 | 2.6473 | -0.59249 | -0.71632 | -0.59249 | -0.71632
213215-Lighting-Interior High Bay Linear Fluorescent Fixtures <= 244 Watts replacing 400 Watts (Tier 1) | 0 | 0 | 3.2183 | 17116.787 | 256751.8051 | -310.7027 | -4660.5401 | 0 | 5.8508 | 0 | 5.8508 | 0 | 3.1464 | 0 | 3.1464 | -0.23841 | -0.55758 | -0.23841 | -0.55758
213084-Refrigeration -Cooler/Freezer Door Gaskets - Solid Doors: Cooler | 4.1481 | 3.469 | 3.5783 | 31306.452 | 125225.808 | 0 | 0 | 0.096112 | 0 | 0.086761 | 0 | 0.091408 | 0 | 0.082057 | 0 | 11.1785 | 7.4616 | 5.6165 | 4.4922
213003-A/C - Reflective Window Film Inland | 2.5908 | 1.1905 | 1.0068 | 6684.4425 | 66844.425 | 0 | 0 | 0.12369 | 0 | 0.10992 | 0 | 0.13396 | 0 | 0.12018 | 0 | 4.8855 | 7.2108 | 3.4098 | 4.4
213085-Refrigeration -Strip Curtains for Walk-ins | 1.9928 | 1.4269 | 1.5116 | 13261.8 | 53047.2 | 0 | 0 | 0.099421 | 0 | 0.089875 | 0 | 0.10376 | 0 | 0.094209 | 0 | 12.9303 | 26.9449 | 6.0267 | 7.9553
213084-Refrigeration -Cooler/Freezer Door Gaskets - Solid Doors: Cooler | 2.4425 | 2.0427 | 2.107 | 18434.256 | 73737.024 | 0 | 0 | 0.096098 | 0 | 0.086747 | 0 | 0.091351 | 0 | 0.082 | 0 | 11.1622 | 7.4315 | 5.6124 | 4.4813
213067-Refrigeration - Food Service -Auto Closer for Main Cooler Doors | 0.099706 | 0.083383 | 0.14556 | 752.5063 | 6020.0504 | -0.037362 | -0.2989 | 0.041824 | 0.88635 | 0.032035 | 0.88635 | 0.088197 | 0.88635 | 0.078408 | 0.88635 | 1.6083 | 4.9518 | 1.4077 | 3.4415
213062-Lighting - Occupancy Sensor - Wallbox Lighting Sensor | 0.48609 | 0.30394 | 0 | 2513.8058 | 20110.4467 | 0 | 0 | 0.090611 | 0 | 0.079438 | 0 | 0.10569 | 0 | 0.094521 | 0 | 3.552 | 6.1755 | 2.7018 | 3.9917
213230-Lighting - Occupancy Sensor - High-Bay Sensor | 29.3064 | 18.8975 | 33.5919 | 147991.1876 | 1183929.5011 | 0 | 0 | 0.10806 | 0 | 0.096795 | 0 | 0.11772 | 0 | 0.10645 | 0 | 6.65 | 13.4297 | 4.1847 | 6.133
213229-Lighting - Screw in 14-26 Watt Reflector Lamp | 0 | 0 | 0.9981 | 4970.2328 | 12276.4751 | -67.126 | -165.8011 | 0 | 3.4706 | 0 | 3.4706 | 0 | 2.9454 | 0 | 2.9454 | -0.46705 | -0.60029 | -0.46705 | -0.60029
213147-Premium T8 with T12 34Watt Baseline | 0.11864 | 0.074186 | 0.13101 | 613.5698 | 9203.5471 | 0 | 0 | 0.056857 | 0 | 0.045141 | 0 | 0.11065 | 0 | 0.098932 | 0 | 1.7542 | 6.1235 | 1.5183 | 3.9699
213230-Lighting - Occupancy Sensor - High-Bay Sensor | 21.4686 | 13.8435 | 24.6081 | 108412.1491 | 867297.1927 | 0 | 0 | 0.10637 | 0 | 0.095254 | 0 | 0.11603 | 0 | 0.10491 | 0 | 6.5616 | 13.2511 | 4.1495 | 6.0955
213049-Lighting - LED Exit Sign New Sign | 0.30678 | 0.30479 | 0 | 2687.5295 | 43000.4713 | 0 | 0 | 0.093248 | 0 | 0.083009 | 0 | 0.099467 | 0 | 0.089228 | 0 | 5.1761 | 7.1743 | 3.5488 | 4.3864
213062-Lighting - Occupancy Sensor - Wallbox Lighting Sensor | 14.4437 | 9.0314 | 0 | 74695.945 | 597567.5597 | 0 | 0 | 0.088941 | 0 | 0.077916 | 0 | 0.10402 | 0 | 0.093 | 0 | 3.505 | 6.0937 | 2.6745 | 3.9574
213083-Refrigeration -Cooler/Freezer Door Gaskets - Glass Doors | 15.4131 | 12.8898 | 13.296 | 116326.512 | 465306.048 | 0 | 0 | 0.096112 | 0 | 0.086761 | 0 | 0.091408 | 0 | 0.082057 | 0 | 11.1785 | 7.4616 | 5.6165 | 4.4922
213128-Refrigerator - Early Replacement | 0.78643 | 0.61024 | 0.95291 | 7284.0389 | 36420.1943 | 0 | 0 | 0.016498 | 0 | 0.0072866 | 0 | 0.015825 | 0 | 0.0066135 | 0 | 1.1886 | 1.1795 | 1.0754 | 1.0679
213147-Premium T8 with T12 34Watt Baseline | 0.88983 | 0.5564 | 0.9826 | 4601.7736 | 69026.6035 | 0 | 0 | 0.058429 | 0 | 0.046574 | 0 | 0.11222 | 0 | 0.10036 | 0 | 1.7751 | 6.1963 | 1.5338 | 4.0004
213105-Heating - Infrared Film for Greenhouse | 0 | 0 | 0 | 0 | 0 | 14603.68 | 73018.4 | 0 | 0.9298 | 0 | 0.84117 | 0 | 0.90233 | 0 | 0.81371 | 14.1634 | 10.1977 | 6.2816 | 5.3576
213105-Heating - Infrared Film for Greenhouse | 0 | 0 | 0 | 0 | 0 | 3655.68 | 18278.4 | 0 | 0.9298 | 0 | 0.84117 | 0 | 0.90233 | 0 | 0.81371 | 14.1634 | 10.1977 | 6.2816 | 5.3576
213084-Refrigeration -Cooler/Freezer Door Gaskets - Solid Doors: Cooler | 0.57904 | 0.48425 | 0.49951 | 4370.19 | 17480.76 | 0 | 0 | 0.096112 | 0 | 0.086761 | 0 | 0.091408 | 0 | 0.082057 | 0 | 11.1785 | 7.4616 | 5.6165 | 4.4922
213116-Refrigeration -Cooler/Freezer Door Gaskets - Solid Doors: Freezer | 0.6001 | 0.50186 | 0.51767 | 4529.106 | 18116.424 | 0 | 0 | 0.091408 | 0 | 0.082057 | 0 | 0.091408 | 0 | 0.082057 | 0 | 7.4616 | 7.4616 | 4.4922 | 4.4922
213083-Refrigeration -Cooler/Freezer Door Gaskets - Glass Doors | 8.0224 | 6.709 | 6.9205 | 60546.996 | 242187.984 | 0 | 0 | 0.096112 | 0 | 0.086761 | 0 | 0.091408 | 0 | 0.082057 | 0 | 11.1785 | 7.4616 | 5.6165 | 4.4922
213083-Refrigeration -Cooler/Freezer Door Gaskets - Glass Doors | 5.0851 | 4.2526 | 4.3866 | 38378.214 | 153512.856 | 0 | 0 | 0.096112 | 0 | 0.086761 | 0 | 0.091408 | 0 | 0.082057 | 0 | 11.1785 | 7.4616 | 5.6165 | 4.4922
213084-Refrigeration -Cooler/Freezer Door Gaskets - Solid Doors: Cooler | 0.16845 | 0.14087 | 0.14531 | 1271.328 | 5085.312 | 0 | 0 | 0.096112 | 0 | 0.086761 | 0 | 0.091408 | 0 | 0.082057 | 0 | 11.1785 | 7.4616 | 5.6165 | 4.4922
213105-Heating - Infrared Film for Greenhouse | 0 | 0 | 0 | 0 | 0 | 25999.12 | 129995.6 | 0 | 0.9298 | 0 | 0.84117 | 0 | 0.90233 | 0 | 0.81371 | 14.1634 | 10.1977 | 6.2816 | 5.3576
213083-Refrigeration -Cooler/Freezer Door Gaskets - Glass Doors | 19.7401 | 16.5085 | 17.0287 | 148983.75 | 595935 | 0 | 0 | 0.09611 | 0 | 0.086759 | 0 | 0.091402 | 0 | 0.082051 | 0 | 11.1769 | 7.4587 | 5.6161 | 4.4911
213063-Refrigeration - Anti-Sweat Heater Controls | 1.018 | 0.85135 | 0.4928 | 7683.2 | 92198.4 | 0 | 0 | 0.091546 | 0 | 0.081262 | 0 | 0.10229 | 0 | 0.09201 | 0 | 4.7306 | 8.4168 | 3.3335 | 4.8216
213147-Premium T8 with T12 34Watt Baseline | 1.6847 | 1.0534 | 1.8604 | 8712.6913 | 130690.3693 | 0 | 0 | 0.056857 | 0 | 0.045141 | 0 | 0.11065 | 0 | 0.098932 | 0 | 1.7542 | 6.1235 | 1.5183 | 3.9699
213053-Lighting - Remove 4 Ft T-8 (De-Lamp) | 0 | 0 | 0.031625 | 164.5203 | 2467.8049 | -3.0776 | -46.1643 | 0 | 1.8274 | 0 | 1.8274 | 0 | 1.8439 | 0 | 1.8439 | -1.6068 | -1.5697 | -1.6068 | -1.5697
213215-Lighting-Interior High Bay Linear Fluorescent Fixtures <= 244 Watts replacing 400 Watts (Tier 1) | 0 | 0 | 3.1609 | 16811.1301 | 252166.9514 | -305.1544 | -4577.3162 | 0 | 5.8508 | 0 | 5.8508 | 0 | 3.1464 | 0 | 3.1464 | -0.23841 | -0.55758 | -0.23841 | -0.55758
213230-Lighting - Occupancy Sensor - High-Bay Sensor | 18.7424 | 12.0856 | 21.4832 | 94645.527 | 757164.2158 | 0 | 0 | 0.10637 | 0 | 0.095254 | 0 | 0.11603 | 0 | 0.10491 | 0 | 6.5616 | 13.2511 | 4.1495 | 6.0955
213049-Lighting - LED Exit Sign New Sign | 0.10226 | 0.1016 | 0 | 895.8432 | 14333.4904 | 0 | 0 | 0.093248 | 0 | 0.083009 | 0 | 0.099467 | 0 | 0.089228 | 0 | 5.1761 | 7.1743 | 3.5488 | 4.3864
213085-Refrigeration -Strip Curtains for Walk-ins | 0.73926 | 0.52934 | 0.56074 | 4919.7 | 19678.8 | 0 | 0 | 0.099367 | 0 | 0.089821 | 0 | 0.10366 | 0 | 0.09411 | 0 | 12.8472 | 26.2888 | 6.0086 | 7.8971
213084-Refrigeration -Cooler/Freezer Door Gaskets - Solid Doors: Cooler | 1.9266 | 1.6112 | 1.662 | 14540.814 | 58163.256 | 0 | 0 | 0.096097 | 0 | 0.086746 | 0 | 0.091348 | 0 | 0.081997 | 0 | 11.1614 | 7.43 | 5.6122 | 4.4807
213116-Refrigeration -Cooler/Freezer Door Gaskets - Solid Doors: Freezer | 0.1895 | 0.15848 | 0.16348 | 1430.244 | 5720.976 | 0 | 0 | 0.091329 | 0 | 0.081978 | 0 | 0.091078 | 0 | 0.081727 | 0 | 7.4201 | 7.2915 | 4.4771 | 4.43
213067-Refrigeration - Food Service -Auto Closer for Main Cooler Doors | 0.099706 | 0.083383 | 0.14556 | 752.5063 | 6020.0504 | -0.037362 | -0.2989 | 0.041824 | 0.88635 | 0.032035 | 0.88635 | 0.088197 | 0.88635 | 0.078408 | 0.88635 | 1.6083 | 4.9518 | 1.4077 | 3.4415
213084-Refrigeration -Cooler/Freezer Door Gaskets - Solid Doors: Cooler | 1.4845 | 1.2414 | 1.2806 | 11203.578 | 44814.312 | 0 | 0 | 0.096119 | 0 | 0.086768 | 0 | 0.091438 | 0 | 0.082087 | 0 | 11.187 | 7.4774 | 5.6186 | 4.4979
213116-Refrigeration -Cooler/Freezer Door Gaskets - Solid Doors: Freezer | 0.16845 | 0.14087 | 0.14531 | 1271.328 | 5085.312 | 0 | 0 | 0.091372 | 0 | 0.082021 | 0 | 0.091258 | 0 | 0.081907 | 0 | 7.4427 | 7.3832 | 4.4853 | 4.4636
213262-Incentive Adjustment (per $1) | 0 | 0 | 0 | 0 | 0 | 0 | 0 | 0 | 0 | 0 | 0 | 0 | 0 | 0 | 0 | 0 | 0 | 0 | 0
213084-Refrigeration -Cooler/Freezer Door Gaskets - Solid Doors: Cooler | 1.1476 | 0.95969 | 0.98994 | 8660.922 | 34643.688 | 0 | 0 | 0.097884 | 0 | 0.088376 | 0 | 0.09318 | 0 | 0.083672 | 0 | 11.3662 | 7.5869 | 5.6635 | 4.5373
213084-Refrigeration -Cooler/Freezer Door Gaskets - Solid Doors: Cooler | 1.1476 | 0.95969 | 0.98994 | 8660.922 | 34643.688 | 0 | 0 | 0.097884 | 0 | 0.088376 | 0 | 0.09318 | 0 | 0.083672 | 0 | 11.3662 | 7.5869 | 5.6635 | 4.5373
213230-Lighting - Occupancy Sensor - High-Bay Sensor | 13.6309 | 8.7895 | 15.6242 | 68833.1105 | 550664.8842 | 0 | 0 | 0.10637 | 0 | 0.095254 | 0 | 0.11603 | 0 | 0.10491 | 0 | 6.5616 | 13.2511 | 4.1495 | 6.0955
213116-Refrigeration -Cooler/Freezer Door Gaskets - Solid Doors: Freezer | 0.16845 | 0.14087 | 0.14531 | 1271.328 | 5085.312 | 0 | 0 | 0.09318 | 0 | 0.083672 | 0 | 0.09318 | 0 | 0.083672 | 0 | 7.5869 | 7.5869 | 4.5373 | 4.5373
213230-Lighting - Occupancy Sensor - High-Bay Sensor | 81.7852 | 52.7373 | 93.745 | 412998.6632 | 3303989.3053 | 0 | 0 | 0.10637 | 0 | 0.095254 | 0 | 0.11603 | 0 | 0.10491 | 0 | 6.5616 | 13.2511 | 4.1495 | 6.0955
213062-Lighting - Occupancy Sensor - Wallbox Lighting Sensor | 9.5134 | 5.9486 | 0 | 49198.7714 | 393590.1715 | 0 | 0 | 0.088941 | 0 | 0.077916 | 0 | 0.10402 | 0 | 0.093 | 0 | 3.505 | 6.0937 | 2.6745 | 3.9574
213230-Lighting - Occupancy Sensor - High-Bay Sensor | 15.6755 | 10.108 | 17.9678 | 79158.0771 | 633264.6169 | 0 | 0 | 0.10637 | 0 | 0.095254 | 0 | 0.11603 | 0 | 0.10491 | 0 | 6.5616 | 13.2511 | 4.1495 | 6.0955
213222-Lighting - Screw in 14-26 Watt Lamp | 0 | 0 | 4.5538 | 22676.6872 | 56011.4175 | -306.2622 | -756.4677 | 0 | 2.328 | 0 | 2.328 | 0 | 2.613 | 0 | 2.613 | -0.72308 | -0.59711 | -0.72308 | -0.59711
213147-Premium T8 with T12 34Watt Baseline | 0.011864 | 0.0074186 | 0.013101 | 61.357 | 920.3547 | 0 | 0 | 0.058429 | 0 | 0.046574 | 0 | 0.11222 | 0 | 0.10036 | 0 | 1.7751 | 6.1963 | 1.5338 | 4.0004
213095-Lighting- Ceramic Metal Halide Fixture | 0.48382 | 0.30007 | 0.56444 | 2613.3307 | 39199.9608 | 0 | 0 | 0.075144 | 0 | 0.063713 | 0 | 0.107 | 0 | 0.095565 | 0 | 2.3945 | 5.8556 | 1.9754 | 3.8556
213230-Lighting - Occupancy Sensor - High-Bay Sensor | 17.3794 | 11.2067 | 19.9208 | 87762.2159 | 702097.7274 | 0 | 0 | 0.10644 | 0 | 0.095322 | 0 | 0.11645 | 0 | 0.10534 | 0 | 6.585 | 13.8755 | 4.1589 | 6.2243
213230-Lighting - Occupancy Sensor - High-Bay Sensor | 19.424 | 12.5251 | 22.2644 | 98087.1825 | 784697.46 | 0 | 0 | 0.10637 | 0 | 0.095254 | 0 | 0.11603 | 0 | 0.10491 | 0 | 6.5616 | 13.2511 | 4.1495 | 6.0955
213230-Lighting - Occupancy Sensor - High-Bay Sensor | 35.781 | 23.0726 | 41.0134 | 180686.9151 | 1445495.3211 | 0 | 0 | 0.10644 | 0 | 0.095322 | 0 | 0.11645 | 0 | 0.10534 | 0 | 6.585 | 13.8755 | 4.1589 | 6.2243
213230-Lighting - Occupancy Sensor - High-Bay Sensor | 31.351 | 20.216 | 35.9356 | 158316.1542 | 1266529.2337 | 0 | 0 | 0.10637 | 0 | 0.095254 | 0 | 0.11603 | 0 | 0.10491 | 0 | 6.5616 | 13.2511 | 4.1495 | 6.0955
213230-Lighting - Occupancy Sensor - High-Bay Sensor | 17.0386 | 10.9869 | 19.5302 | 86041.3882 | 688331.1053 | 0 | 0 | 0.10637 | 0 | 0.095254 | 0 | 0.11603 | 0 | 0.10491 | 0 | 6.5616 | 13.2511 | 4.1495 | 6.0955
213085-Refrigeration -Strip Curtains for Walk-ins | 1.1892 | 0.85154 | 0.90206 | 7914.3 | 31657.2 | 0 | 0 | 0.10122 | 0 | 0.091512 | 0 | 0.10554 | 0 | 0.095835 | 0 | 13.1262 | 27.226 | 6.0689 | 7.9796
213084-Refrigeration -Cooler/Freezer Door Gaskets - Solid Doors: Cooler | 1.6529 | 1.3823 | 1.4259 | 12474.906 | 49899.624 | 0 | 0 | 0.097874 | 0 | 0.088366 | 0 | 0.093137 | 0 | 0.083629 | 0 | 11.3537 | 7.5638 | 5.6604 | 4.529
213129-Software Plug Load Sensors | 0.54743 | 0.44707 | 0 | 4290.3189 | 21451.5945 | 0 | 0 | 0.096952 | 0 | 0.087322 | 0 | 0.086667 | 0 | 0.077036 | 0 | 9.2476 | 4.9321 | 5.0832 | 3.4324
213129-Software Plug Load Sensors | 0.62853 | 0.5133 | 0 | 4925.9217 | 24629.6085 | 0 | 0 | 0.096952 | 0 | 0.087322 | 0 | 0.086667 | 0 | 0.077036 | 0 | 9.2476 | 4.9321 | 5.0832 | 3.4324
213083-Refrigeration -Cooler/Freezer Door Gaskets - Glass Doors | 26.9413 | 22.5308 | 23.2408 | 203333.022 | 813332.088 | 0 | 0 | 0.096112 | 0 | 0.086761 | 0 | 0.091408 | 0 | 0.082057 | 0 | 11.1785 | 7.4616 | 5.6165 | 4.4922
213084-Refrigeration -Cooler/Freezer Door Gaskets - Solid Doors: Cooler | 0.5264 | 0.44023 | 0.4541 | 3972.9 | 15891.6 | 0 | 0 | 0.097884 | 0 | 0.088376 | 0 | 0.09318 | 0 | 0.083672 | 0 | 11.3662 | 7.5869 | 5.6635 | 4.5373
213230-Lighting - Occupancy Sensor - High-Bay Sensor | 96.7792 | 62.4058 | 110.9315 | 488715.0847 | 3909720.678 | 0 | 0 | 0.10637 | 0 | 0.095254 | 0 | 0.11603 | 0 | 0.10491 | 0 | 6.5616 | 13.2511 | 4.1495 | 6.0955
213083-Refrigeration -Cooler/Freezer Door Gaskets - Glass Doors | 4.1481 | 3.469 | 3.5783 | 31306.452 | 125225.808 | 0 | 0 | 0.096112 | 0 | 0.086761 | 0 | 0.091408 | 0 | 0.082057 | 0 | 11.1785 | 7.4616 | 5.6165 | 4.4922
213230-Lighting - Occupancy Sensor - High-Bay Sensor | 102.2315 | 65.9216 | 117.1812 | 516248.329 | 4129986.6317 | 0 | 0 | 0.10637 | 0 | 0.095254 | 0 | 0.11603 | 0 | 0.10491 | 0 | 6.5616 | 13.2511 | 4.1495 | 6.0955
213086-Water Heating - Gas Storage Water Heater (per MBtuh) | 0 | 0 | 0 | 0 | 0 | 524.1434 | 5765.5777 | 0 | 0.24771 | 0 | 0.16501 | 0 | 0.6067 | 0 | 0.52401 | 1.3612 | 2.8568 | 1.2147 | 2.2798
213197-Lighting - Cold Cathode Fluorescent Lamp | 1.0225 | 0.6711 | 0.96327 | 6421.8 | 12843.6 | 0 | 0 | 0.083089 | 0 | 0.073879 | 0 | 0.081442 | 0 | 0.072232 | 0 | 4.9812 | 4.6168 | 3.4561 | 3.2767
213002-A/C - Reflective Window Film Coastal | 1.627 | 0.74765 | 0.77614 | 4197.878 | 41978.78 | 0 | 0 | 0.12071 | 0 | 0.10664 | 0 | 0.13894 | 0 | 0.12487 | 0 | 4.1695 | 7.9972 | 3.0448 | 4.6809
213084-Refrigeration -Cooler/Freezer Door Gaskets - Solid Doors: Cooler | 0.61063 | 0.51066 | 0.52676 | 4608.564 | 18434.256 | 0 | 0 | 0.09607 | 0 | 0.086719 | 0 | 0.091235 | 0 | 0.081884 | 0 | 11.1295 | 7.3714 | 5.6041 | 4.4593
213085-Refrigeration -Strip Curtains for Walk-ins | 8.0997 | 5.7997 | 6.1438 | 53902.8 | 215611.2 | 0 | 0 | 0.10126 | 0 | 0.091553 | 0 | 0.10562 | 0 | 0.09591 | 0 | 13.1903 | 27.7438 | 6.0826 | 8.0235
213084-Refrigeration -Cooler/Freezer Door Gaskets - Solid Doors: Cooler | 5.1693 | 4.323 | 4.4593 | 39013.878 | 156055.512 | 0 | 0 | 0.097883 | 0 | 0.088375 | 0 | 0.093178 | 0 | 0.08367 | 0 | 11.3654 | 7.5855 | 5.6633 | 4.5368
213067-Refrigeration - Food Service -Auto Closer for Main Cooler Doors | 1.1965 | 1.0006 | 1.7467 | 9030.0756 | 72240.6048 | -0.44835 | -3.5868 | 0.043248 | 0.89663 | 0.033332 | 0.89663 | 0.089621 | 0.89663 | 0.079705 | 0.89663 | 1.629 | 5.0155 | 1.4235 | 3.4722
213084-Refrigeration -Cooler/Freezer Door Gaskets - Solid Doors: Cooler | 1.4002 | 1.171 | 1.2079 | 10567.914 | 42271.656 | 0 | 0 | 0.096088 | 0 | 0.086737 | 0 | 0.091309 | 0 | 0.081958 | 0 | 11.1504 | 7.4098 | 5.6094 | 4.4734
213067-Refrigeration - Food Service -Auto Closer for Main Cooler Doors | 0.099706 | 0.083383 | 0.14556 | 752.5063 | 6020.0504 | -0.037362 | -0.2989 | 0.041824 | 0.88635 | 0.032035 | 0.88635 | 0.088197 | 0.88635 | 0.078408 | 0.88635 | 1.6083 | 4.9518 | 1.4077 | 3.4415
213085-Refrigeration -Strip Curtains for Walk-ins | 1.3178 | 0.9436 | 0.99958 | 8769.9 | 35079.6 | 0 | 0 | 0.10121 | 0 | 0.091508 | 0 | 0.10553 | 0 | 0.095828 | 0 | 13.12 | 27.1769 | 6.0676 | 7.9754
213084-Refrigeration -Cooler/Freezer Door Gaskets - Solid Doors: Cooler | 0.98964 | 0.82763 | 0.85371 | 7469.052 | 29876.208 | 0 | 0 | 0.097879 | 0 | 0.088371 | 0 | 0.093158 | 0 | 0.08365 | 0 | 11.3597 | 7.5748 | 5.6618 | 4.533
213067-Refrigeration - Food Service -Auto Closer for Main Cooler Doors | 0.19941 | 0.16677 | 0.29111 | 1505.0126 | 12040.1008 | -0.074725 | -0.5978 | 0.043248 | 0.89663 | 0.033332 | 0.89663 | 0.089621 | 0.89663 | 0.079705 | 0.89663 | 1.629 | 5.0155 | 1.4235 | 3.4722
213222-Lighting - Screw in 14-26 Watt Lamp | 0 | 0 | 1.1541 | 5746.8317 | 14194.6743 | -77.6144 | -191.7076 | 0 | 2.4248 | 0 | 2.4248 | 0 | 2.5773 | 0 | 2.5773 | -0.83705 | -0.75037 | -0.83705 | -0.75037
213229-Lighting - Screw in 14-26 Watt Reflector Lamp | 0 | 0 | 0.90453 | 4504.2735 | 11125.5555 | -60.8329 | -150.2573 | 0 | 3.4356 | 0 | 3.4356 | 0 | 2.7614 | 0 | 2.7614 | -0.47405 | -0.66699 | -0.47405 | -0.66699
213011-Lighting - 2 Ft 2nd Gen. T-8 with Elec. Ballast | 0.41632 | 0.26032 | 0.31349 | 2153.0004 | 32295.0054 | 0 | 0 | 0.0877 | 0 | 0.075985 | 0 | 0.1207 | 0 | 0.10899 | 0 | 2.9689 | 11.4598 | 2.3506 | 5.6866
213147-Premium T8 with T12 34Watt Baseline | 3.6483 | 2.2812 | 4.0287 | 18867.2716 | 283009.0744 | 0 | 0 | 0.057332 | 0 | 0.045617 | 0 | 0.11281 | 0 | 0.10109 | 0 | 1.7653 | 6.8039 | 1.5266 | 4.2451
213013-Lighting - 8 Ft T-8 with Elec. Ballast | 0.19059 | 0.11917 | 0.17334 | 985.6483 | 14784.7247 | 0 | 0 | 0.042054 | 0 | 0.030338 | 0 | 0.10956 | 0 | 0.097842 | 0 | 1.4663 | 5.8293 | 1.2977 | 3.8441
213053-Lighting - Remove 4 Ft T-8 (De-Lamp) | 0 | 0 | 4.0322 | 20976.3418 | 314645.1269 | -392.3968 | -5885.9527 | 0 | 1.8109 | 0 | 1.8109 | 0 | 1.7722 | 0 | 1.7722 | -1.6455 | -1.7441 | -1.6455 | -1.7441
213054-Lighting - Remove 8 Ft T-8 (De-Lamp) | 0.2045 | 0.12787 | 0.15767 | 1057.5919 | 15863.8792 | 0 | 0 | 0.12175 | 0 | 0.11004 | 0 | 0.12285 | 0 | 0.11113 | 0 | 12.6043 | 14.0732 | 5.9549 | 6.2638
213215-Lighting-Interior High Bay Linear Fluorescent Fixtures <= 244 Watts replacing 400 Watts (Tier 1) | 0 | 0 | 3.4482 | 18339.4146 | 275091.2197 | -332.8957 | -4993.4358 | 0 | 5.8528 | 0 | 5.8528 | 0 | 3.1484 | 0 | 3.1484 | -0.23882 | -0.55855 | -0.23882 | -0.55855
213083-Refrigeration -Cooler/Freezer Door Gaskets - Glass Doors | 3.948 | 3.3017 | 3.4057 | 29796.75 | 119187 | 0 | 0 | 0.096112 | 0 | 0.086761 | 0 | 0.091408 | 0 | 0.082057 | 0 | 11.1785 | 7.4616 | 5.6165 | 4.4922
213084-Refrigeration -Cooler/Freezer Door Gaskets - Solid Doors: Cooler | 2.3793 | 1.9898 | 2.0525 | 17957.508 | 71830.032 | 0 | 0 | 0.096104 | 0 | 0.086753 | 0 | 0.091377 | 0 | 0.082026 | 0 | 11.1698 | 7.4455 | 5.6143 | 4.4863
213116-Refrigeration -Cooler/Freezer Door Gaskets - Solid Doors: Freezer | 0.56851 | 0.47544 | 0.49043 | 4290.732 | 17162.928 | 0 | 0 | 0.091377 | 0 | 0.082026 | 0 | 0.091277 | 0 | 0.081926 | 0 | 7.4451 | 7.3932 | 4.4862 | 4.4673
213067-Refrigeration - Food Service -Auto Closer for Main Cooler Doors | 0 | 0 | 0 | 0 | 0 | 0 | 0 | 0 | 0 | 0 | 0 | 0 | 0 | 0 | 0 | 0 | 0 | 0 | 0
213084-Refrigeration -Cooler/Freezer Door Gaskets - Solid Doors: Cooler | 1.3792 | 1.1534 | 1.1897 | 10408.998 | 41635.992 | 0 | 0 | 0.096095 | 0 | 0.086744 | 0 | 0.091337 | 0 | 0.081986 | 0 | 11.1583 | 7.4242 | 5.6114 | 4.4786
213116-Refrigeration -Cooler/Freezer Door Gaskets - Solid Doors: Freezer | 0.1895 | 0.15848 | 0.16348 | 1430.244 | 5720.976 | 0 | 0 | 0.091282 | 0 | 0.081931 | 0 | 0.090882 | 0 | 0.08153 | 0 | 7.3956 | 7.1939 | 4.4682 | 4.3937
213067-Refrigeration - Food Service -Auto Closer for Main Cooler Doors | 0.099706 | 0.083383 | 0.14556 | 752.5063 | 6020.0504 | -0.037362 | -0.2989 | 0.041824 | 0.88635 | 0.032035 | 0.88635 | 0.088197 | 0.88635 | 0.078408 | 0.88635 | 1.6083 | 4.9518 | 1.4077 | 3.4415
213002-A/C - Reflective Window Film Coastal | 1.4795 | 0.67985 | 0.70576 | 3817.214 | 38172.14 | 0 | 0 | 0.12071 | 0 | 0.10664 | 0 | 0.13892 | 0 | 0.12485 | 0 | 4.1693 | 7.991 | 3.0447 | 4.6788
213221-Lighting - Screw in >= 27 Watt Lamp | 0 | 0 | 6.5133 | 32434.4461 | 80113.082 | -438.0463 | -1081.9745 | 0 | 2.9697 | 0 | 2.9697 | 0 | 2.6473 | 0 | 2.6473 | -0.59249 | -0.71632 | -0.59249 | -0.71632
213077-Refrigeration - New Refrigeration Case w/Doors-Medium Temperature Case | 0.37355 | 0.3124 | 1.2714 | 2819.2749 | 33831.299 | 529.2286 | 6350.7427 | -0.3309 | -2.694 | -0.34118 | -2.7778 | 0.0091384 | 0.074401 | -0.0011456 | -0.0093274 | 0.25971 | 1.0854 | 0.25387 | 0.99023
213222-Lighting - Screw in 14-26 Watt Lamp | 0 | 0 | 0.81096 | 4038.3142 | 9974.636 | -54.5398 | -134.7134 | 0 | 2.4248 | 0 | 2.4248 | 0 | 2.5773 | 0 | 2.5773 | -0.83705 | -0.75037 | -0.83705 | -0.75037
213229-Lighting - Screw in 14-26 Watt Reflector Lamp | 0 | 0 | 1.31 | 6523.4306 | 16112.8735 | -88.1028 | -217.614 | 0 | 3.4356 | 0 | 3.4356 | 0 | 2.7614 | 0 | 2.7614 | -0.47405 | -0.66699 | -0.47405 | -0.66699
213011-Lighting - 2 Ft 2nd Gen. T-8 with Elec. Ballast | 1.3988 | 0.87467 | 1.0533 | 7234.0812 | 108511.2183 | 0 | 0 | 0.0877 | 0 | 0.075985 | 0 | 0.1207 | 0 | 0.10899 | 0 | 2.9689 | 11.4598 | 2.3506 | 5.6866
213147-Premium T8 with T12 34Watt Baseline | 1.4119 | 0.88282 | 1.5591 | 7301.4807 | 109522.2109 | 0 | 0 | 0.057332 | 0 | 0.045617 | 0 | 0.11281 | 0 | 0.10109 | 0 | 1.7653 | 6.8039 | 1.5266 | 4.2451
213053-Lighting - Remove 4 Ft T-8 (De-Lamp) | 0 | 0 | 0.15812 | 822.6016 | 12339.0246 | -15.3881 | -230.8217 | 0 | 1.8109 | 0 | 1.8109 | 0 | 1.7722 | 0 | 1.7722 | -1.6455 | -1.7441 | -1.6455 | -1.7441
213222-Lighting - Screw in 14-26 Watt Lamp | 0 | 0 | 48.7821 | 242920.129 | 600012.7187 | -3280.7817 | -8103.5308 | 0 | 2.4559 | 0 | 2.4559 | 0 | 2.7409 | 0 | 2.7409 | -0.8178 | -0.67533 | -0.8178 | -0.67533
213221-Lighting - Screw in >= 27 Watt Lamp | 0 | 0 | 45.1157 | 224662.5969 | 554916.6144 | -3034.201 | -7494.4764 | 0 | 2.9697 | 0 | 2.9697 | 0 | 2.6473 | 0 | 2.6473 | -0.59249 | -0.71632 | -0.59249 | -0.71632
213222-Lighting - Screw in 14-26 Watt Lamp | 0 | 0 | 5.24 | 26093.7223 | 64451.4941 | -352.4113 | -870.456 | 0 | 2.328 | 0 | 2.328 | 0 | 2.613 | 0 | 2.613 | -0.72308 | -0.59711 | -0.72308 | -0.59711
213229-Lighting - Screw in 14-26 Watt Reflector Lamp | 0 | 0 | 0.37429 | 1863.8373 | 4603.6781 | -25.1722 | -62.1754 | 0 | 3.3426 | 0 | 3.3426 | 0 | 2.8175 | 0 | 2.8175 | -0.41295 | -0.53077 | -0.41295 | -0.53077
213011-Lighting - 2 Ft 2nd Gen. T-8 with Elec. Ballast | 1.0491 | 0.656 | 0.78999 | 5425.5609 | 81383.4137 | 0 | 0 | 0.08899 | 0 | 0.077135 | 0 | 0.12099 | 0 | 0.10914 | 0 | 2.9852 | 10.4364 | 2.3609 | 5.4227
213012-Lighting - 3 Ft 2nd Gen. T-8 with Elec. Ballast | 0.61907 | 0.3871 | 0.64862 | 3201.5569 | 48023.3536 | 0 | 0 | 0.083763 | 0 | 0.071909 | 0 | 0.11174 | 0 | 0.099887 | 0 | 2.6735 | 6.0622 | 2.1616 | 3.944
213147-Premium T8 with T12 34Watt Baseline | 3.4466 | 2.1551 | 3.8059 | 17824.203 | 267363.0443 | 0 | 0 | 0.058429 | 0 | 0.046574 | 0 | 0.11222 | 0 | 0.10036 | 0 | 1.7751 | 6.1963 | 1.5338 | 4.0004
213053-Lighting - Remove 4 Ft T-8 (De-Lamp) | 0 | 0 | 2.4351 | 12668.0652 | 190020.9786 | -236.9769 | -3554.6538 | 0 | 1.8293 | 0 | 1.8293 | 0 | 1.8459 | 0 | 1.8459 | -1.6096 | -1.5724 | -1.6096 | -1.5724
213054-Lighting - Remove 8 Ft T-8 (De-Lamp) | 0.15338 | 0.095905 | 0.11825 | 793.194 | 11897.9094 | 0 | 0 | 0.12308 | 0 | 0.11123 | 0 | 0.12337 | 0 | 0.11152 | 0 | 12.4687 | 12.8164 | 5.9245 | 6.0019
213049-Lighting - LED Exit Sign New Sign | 0.40905 | 0.40639 | 0 | 3583.3726 | 57333.9617 | 0 | 0 | 0.094509 | 0 | 0.084159 | 0 | 0.10073 | 0 | 0.090378 | 0 | 5.2326 | 7.2526 | 3.5753 | 4.4156
213230-Lighting - Occupancy Sensor - High-Bay Sensor | 11.2455 | 7.2514 | 12.8899 | 56787.3162 | 454298.5295 | 0 | 0 | 0.10644 | 0 | 0.095322 | 0 | 0.11645 | 0 | 0.10534 | 0 | 6.585 | 13.8755 | 4.1589 | 6.2243
213085-Refrigeration -Strip Curtains for Walk-ins | 0.70712 | 0.50632 | 0.53636 | 4705.8 | 18823.2 | 0 | 0 | 0.099431 | 0 | 0.089885 | 0 | 0.10377 | 0 | 0.094228 | 0 | 12.9458 | 27.0697 | 6.0301 | 7.9661
213084-Refrigeration -Cooler/Freezer Door Gaskets - Solid Doors: Cooler | 1.316 | 1.1006 | 1.1353 | 9932.25 | 39729 | 0 | 0 | 0.096101 | 0 | 0.08675 | 0 | 0.091365 | 0 | 0.082014 | 0 | 11.1663 | 7.439 | 5.6134 | 4.484
213116-Refrigeration -Cooler/Freezer Door Gaskets - Solid Doors: Freezer | 0.17898 | 0.14968 | 0.15439 | 1350.786 | 5403.144 | 0 | 0 | 0.09135 | 0 | 0.081999 | 0 | 0.091167 | 0 | 0.081816 | 0 | 7.4312 | 7.3365 | 4.4811 | 4.4465
213084-Refrigeration -Cooler/Freezer Door Gaskets - Solid Doors: Cooler | 1.6634 | 1.3911 | 1.435 | 12554.364 | 50217.456 | 0 | 0 | 0.096098 | 0 | 0.086747 | 0 | 0.091351 | 0 | 0.082 | 0 | 11.1622 | 7.4315 | 5.6124 | 4.4813
213116-Refrigeration -Cooler/Freezer Door Gaskets - Solid Doors: Freezer | 0.35795 | 0.29935 | 0.30879 | 2701.572 | 10806.288 | 0 | 0 | 0.091353 | 0 | 0.082002 | 0 | 0.091179 | 0 | 0.081828 | 0 | 7.4328 | 7.3429 | 4.4817 | 4.4489
213067-Refrigeration - Food Service -Auto Closer for Main Cooler Doors | 0.099706 | 0.083383 | 0.14556 | 752.5063 | 6020.0504 | -0.037362 | -0.2989 | 0.041824 | 0.88635 | 0.032035 | 0.88635 | 0.088197 | 0.88635 | 0.078408 | 0.88635 | 1.6083 | 4.9518 | 1.4077 | 3.4415
213068-Refrigeration - Food Service -Auto Closer for Main Freezer Doors | 0.25838 | 0.21608 | 0.19315 | 1950.0694 | 15600.5556 | -0.018681 | -0.14945 | 0.084118 | 0 | 0.074328 | 0 | 0.097091 | 0 | 0.087302 | 0 | 4.1879 | 8.2382 | 3.0546 | 4.7625
213147-Premium T8 with T12 34Watt Baseline | 0.11864 | 0.074186 | 0.13101 | 613.5698 | 9203.5471 | 0 | 0 | 0.056857 | 0 | 0.045141 | 0 | 0.11065 | 0 | 0.098932 | 0 | 1.7542 | 6.1235 | 1.5183 | 3.9699
213230-Lighting - Occupancy Sensor - High-Bay Sensor | 1.7039 | 1.0987 | 1.953 | 8604.1388 | 68833.1105 | 0 | 0 | 0.10637 | 0 | 0.095254 | 0 | 0.11603 | 0 | 0.10491 | 0 | 6.5616 | 13.2511 | 4.1495 | 6.0955
213230-Lighting - Occupancy Sensor - High-Bay Sensor | 6.8154 | 4.3948 | 7.8121 | 34416.5553 | 275332.4421 | 0 | 0 | 0.10637 | 0 | 0.095254 | 0 | 0.11603 | 0 | 0.10491 | 0 | 6.5616 | 13.2511 | 4.1495 | 6.0955
213147-Premium T8 with T12 34Watt Baseline | 3.1678 | 1.9808 | 3.4981 | 16382.3139 | 245734.7085 | 0 | 0 | 0.056857 | 0 | 0.045141 | 0 | 0.11065 | 0 | 0.098932 | 0 | 1.7542 | 6.1235 | 1.5183 | 3.9699
213084-Refrigeration -Cooler/Freezer Door Gaskets - Solid Doors: Cooler | 32.5106 | 27.1884 | 28.0452 | 245366.304 | 981465.216 | 0 | 0 | 0.096112 | 0 | 0.086761 | 0 | 0.091408 | 0 | 0.082057 | 0 | 11.1785 | 7.4616 | 5.6165 | 4.4922
213062-Lighting - Occupancy Sensor - Wallbox Lighting Sensor | 11.6661 | 7.2946 | 0 | 60331.3402 | 482650.7213 | 0 | 0 | 0.088941 | 0 | 0.077916 | 0 | 0.10402 | 0 | 0.093 | 0 | 3.505 | 6.0937 | 2.6745 | 3.9574
213147-Premium T8 with T12 34Watt Baseline | 0.84237 | 0.52672 | 0.93019 | 4356.3456 | 65345.1847 | 0 | 0 | 0.056857 | 0 | 0.045141 | 0 | 0.11065 | 0 | 0.098932 | 0 | 1.7542 | 6.1235 | 1.5183 | 3.9699
213054-Lighting - Remove 8 Ft T-8 (De-Lamp) | 2.7608 | 1.7263 | 2.1285 | 14277.4913 | 214162.3698 | 0 | 0 | 0.12247 | 0 | 0.11076 | 0 | 0.12598 | 0 | 0.11426 | 0 | 13.5335 | 21.1098 | 6.1546 | 7.355
213215-Lighting-Interior High Bay Linear Fluorescent Fixtures <= 244 Watts replacing 400 Watts (Tier 1) | 0 | 0 | 1.4368 | 7641.4228 | 114621.3415 | -138.7066 | -2080.5983 | 0 | 5.8508 | 0 | 5.8508 | 0 | 3.1464 | 0 | 3.1464 | -0.23841 | -0.55758 | -0.23841 | -0.55758
213230-Lighting - Occupancy Sensor - High-Bay Sensor | 8.5193 | 5.4935 | 9.7651 | 43020.6941 | 344165.5526 | 0 | 0 | 0.10644 | 0 | 0.095322 | 0 | 0.11645 | 0 | 0.10534 | 0 | 6.585 | 13.8755 | 4.1589 | 6.2243
213230-Lighting - Occupancy Sensor - High-Bay Sensor | 27.2617 | 17.5791 | 31.2483 | 137666.2211 | 1101329.7684 | 0 | 0 | 0.10637 | 0 | 0.095254 | 0 | 0.11603 | 0 | 0.10491 | 0 | 6.5616 | 13.2511 | 4.1495 | 6.0955
213230-Lighting - Occupancy Sensor - High-Bay Sensor | 27.2617 | 17.5791 | 31.2483 | 137666.2211 | 1101329.7684 | 0 | 0 | 0.10637 | 0 | 0.095254 | 0 | 0.11603 | 0 | 0.10491 | 0 | 6.5616 | 13.2511 | 4.1495 | 6.0955
213053-Lighting - Remove 4 Ft T-8 (De-Lamp) | 0 | 0 | 0.28462 | 1480.683 | 22210.2443 | -27.6986 | -415.479 | 0 | 1.8274 | 0 | 1.8274 | 0 | 1.8439 | 0 | 1.8439 | -1.6068 | -1.5697 | -1.6068 | -1.5697
213054-Lighting - Remove 8 Ft T-8 (De-Lamp) | 4.2946 | 2.6853 | 3.311 | 22209.4309 | 333141.4642 | 0 | 0 | 0.12151 | 0 | 0.1098 | 0 | 0.1218 | 0 | 0.11009 | 0 | 12.3222 | 12.6659 | 5.8912 | 5.9686
213147-Premium T8 with T12 34Watt Baseline | 2.4322 | 1.5208 | 2.6858 | 12578.1811 | 188672.7163 | 0 | 0 | 0.056857 | 0 | 0.045141 | 0 | 0.11065 | 0 | 0.098932 | 0 | 1.7542 | 6.1235 | 1.5183 | 3.9699
213084-Refrigeration -Cooler/Freezer Door Gaskets - Solid Doors: Cooler | 4.3165 | 3.6099 | 3.7236 | 32577.78 | 130311.12 | 0 | 0 | 0.096112 | 0 | 0.086761 | 0 | 0.091408 | 0 | 0.082057 | 0 | 11.1785 | 7.4616 | 5.6165 | 4.4922
213085-Refrigeration -Strip Curtains for Walk-ins | 1.9285 | 1.3809 | 1.4628 | 12834 | 51336 | 0 | 0 | 0.099452 | 0 | 0.089906 | 0 | 0.10381 | 0 | 0.094267 | 0 | 12.979 | 27.3404 | 6.0373 | 7.9894
213084-Refrigeration -Cooler/Freezer Door Gaskets - Solid Doors: Cooler | 1.3371 | 1.1182 | 1.1534 | 10091.166 | 40364.664 | 0 | 0 | 0.096112 | 0 | 0.086761 | 0 | 0.091408 | 0 | 0.082057 | 0 | 11.1785 | 7.4616 | 5.6165 | 4.4922
213067-Refrigeration - Food Service -Auto Closer for Main Cooler Doors | 0.099706 | 0.083383 | 0.14556 | 752.5063 | 6020.0504 | -0.037362 | -0.2989 | 0.041824 | 0.88635 | 0.032035 | 0.88635 | 0.088197 | 0.88635 | 0.078408 | 0.88635 | 1.6083 | 4.9518 | 1.4077 | 3.4415
213115-Refrigeration - Night Covers for Display Cases Med Temp | 0.20675 | 0.1729 | -0.40439 | 1560.3782 | 7801.8912 | 131.7249 | 658.6244 | -0.31763 | -2.513 | -0.32726 | -2.5891 | -0.023712 | -0.18759 | -0.033342 | -0.26379 | 0.25498 | 0.82094 | 0.24935 | 0.76528
213147-Premium T8 with T12 34Watt Baseline | 1.839 | 1.1499 | 2.0307 | 9510.332 | 142654.9806 | 0 | 0 | 0.056857 | 0 | 0.045141 | 0 | 0.11065 | 0 | 0.098932 | 0 | 1.7542 | 6.1235 | 1.5183 | 3.9699
213053-Lighting - Remove 4 Ft T-8 (De-Lamp) | 0 | 0 | 4.1429 | 21552.1629 | 323282.4441 | -403.1685 | -6047.5279 | 0 | 1.8274 | 0 | 1.8274 | 0 | 1.8439 | 0 | 1.8439 | -1.6068 | -1.5697 | -1.6068 | -1.5697
213230-Lighting - Occupancy Sensor - High-Bay Sensor | 22.1502 | 14.283 | 25.3893 | 111853.8046 | 894830.4369 | 0 | 0 | 0.10637 | 0 | 0.095254 | 0 | 0.11603 | 0 | 0.10491 | 0 | 6.5616 | 13.2511 | 4.1495 | 6.0955
213062-Lighting - Occupancy Sensor - Wallbox Lighting Sensor | 1.493 | 0.93354 | 0 | 7720.9751 | 61767.8006 | 0 | 0 | 0.088941 | 0 | 0.077916 | 0 | 0.10402 | 0 | 0.093 | 0 | 3.505 | 6.0937 | 2.6745 | 3.9574
213215-Lighting-Interior High Bay Linear Fluorescent Fixtures <= 244 Watts replacing 400 Watts (Tier 1) | 0 | 0 | 13.2757 | 70606.7464 | 1059101.1959 | -1281.6485 | -19224.7278 | 0 | 5.8508 | 0 | 5.8508 | 0 | 3.1464 | 0 | 3.1464 | -0.23841 | -0.55758 | -0.23841 | -0.55758
213084-Refrigeration -Cooler/Freezer Door Gaskets - Solid Doors: Cooler | 2.9373 | 2.4565 | 2.5339 | 22168.782 | 88675.128 | 0 | 0 | 0.096112 | 0 | 0.086761 | 0 | 0.091408 | 0 | 0.082057 | 0 | 11.1785 | 7.4616 | 5.6165 | 4.4922
213147-Premium T8 with T12 34Watt Baseline | 2.2305 | 1.3947 | 2.463 | 11535.1124 | 173026.6861 | 0 | 0 | 0.056857 | 0 | 0.045141 | 0 | 0.11065 | 0 | 0.098932 | 0 | 1.7542 | 6.1235 | 1.5183 | 3.9699
213053-Lighting - Remove 4 Ft T-8 (De-Lamp) | 0 | 0 | 1.3599 | 7074.3741 | 106115.6114 | -132.3378 | -1985.0664 | 0 | 1.8274 | 0 | 1.8274 | 0 | 1.8439 | 0 | 1.8439 | -1.6068 | -1.5697 | -1.6068 | -1.5697
213215-Lighting-Interior High Bay Linear Fluorescent Fixtures <= 244 Watts replacing 400 Watts (Tier 1) | 0 | 0 | 1.8391 | 9781.0211 | 146715.3172 | -177.5444 | -2663.1658 | 0 | 5.8508 | 0 | 5.8508 | 0 | 3.1464 | 0 | 3.1464 | -0.23841 | -0.55758 | -0.23841 | -0.55758
213084-Refrigeration -Cooler/Freezer Door Gaskets - Solid Doors: Cooler | 3.6111 | 3.02 | 3.1151 | 27254.094 | 109016.376 | 0 | 0 | 0.096106 | 0 | 0.086755 | 0 | 0.091385 | 0 | 0.082034 | 0 | 11.172 | 7.4497 | 5.6148 | 4.4879
213116-Refrigeration -Cooler/Freezer Door Gaskets - Solid Doors: Freezer | 0.1895 | 0.15848 | 0.16348 | 1430.244 | 5720.976 | 0 | 0 | 0.091302 | 0 | 0.081951 | 0 | 0.090968 | 0 | 0.081617 | 0 | 7.4063 | 7.2365 | 4.4721 | 4.4096
213083-Refrigeration -Cooler/Freezer Door Gaskets - Glass Doors | 0.073696 | 0.061632 | 0.063574 | 556.206 | 2224.824 | 0 | 0 | 0.095666 | 0 | 0.086314 | 0 | 0.089549 | 0 | 0.080198 | 0 | 10.6741 | 6.5949 | 5.4862 | 4.1628
213147-Premium T8 with T12 34Watt Baseline | 1.0678 | 0.66768 | 1.1791 | 5522.1283 | 82831.9242 | 0 | 0 | 0.058429 | 0 | 0.046574 | 0 | 0.11222 | 0 | 0.10036 | 0 | 1.7751 | 6.1963 | 1.5338 | 4.0004
213053-Lighting - Remove 4 Ft T-8 (De-Lamp) | 0 | 0 | 2.8462 | 14806.8295 | 222102.4425 | -276.986 | -4154.7902 | 0 | 1.8293 | 0 | 1.8293 | 0 | 1.8459 | 0 | 1.8459 | -1.6096 | -1.5724 | -1.6096 | -1.5724
213224-Lighting - Occupancy Sensor - Wall/Ceiling Mounted Lighting Sensor | 0.21334 | 0.13757 | 0.88792 | 1077.3454 | 8618.7629 | 0 | 0 | 0.081134 | 0 | 0.070016 | 0 | 0.049709 | 0 | 0.038591 | 0 | 2.8288 | 1.6559 | 2.262 | 1.4441
213252-Ice Machines 501-1000 - CEE Tier III | 0.14583 | 0.11286 | 0.1302 | 1264.9 | 12649 | 0 | 0 | 0.053691 | 0 | 0.044178 | 0 | 0.079718 | 0 | 0.070205 | 0 | 2 | 3.8816 | 1.699 | 2.8884
213258-Ventilation Control- New | 0.44706 | 0.13671 | 0.48 | 2243 | 33645 | 0 | 0 | 0.03996 | 0 | 0.028365 | 0 | -0.0020328 | 0 | -0.013628 | 0 | 1.4395 | 0.98471 | 1.2767 | 0.9057
213229-Lighting - Screw in 14-26 Watt Reflector Lamp | 0 | 0 | 1.0293 | 5125.5526 | 12660.1149 | -69.2237 | -170.9824 | 0 | 3.4706 | 0 | 3.4706 | 0 | 2.9454 | 0 | 2.9454 | -0.46705 | -0.60029 | -0.46705 | -0.60029
213011-Lighting - 2 Ft 2nd Gen. T-8 with Elec. Ballast | 0.016653 | 0.010413 | 0.012539 | 86.12 | 1291.8002 | 0 | 0 | 0.087418 | 0 | 0.075703 | 0 | 0.11942 | 0 | 0.10771 | 0 | 2.9502 | 10.3138 | 2.3389 | 5.3895
213147-Premium T8 with T12 34Watt Baseline | 5.2797 | 3.3013 | 5.8301 | 27303.8565 | 409557.8475 | 0 | 0 | 0.056857 | 0 | 0.045141 | 0 | 0.11065 | 0 | 0.098932 | 0 | 1.7542 | 6.1235 | 1.5183 | 3.9699
213053-Lighting - Remove 4 Ft T-8 (De-Lamp) | 0 | 0 | 11.5905 | 60296.7001 | 904450.502 | -1127.9486 | -16919.2289 | 0 | 1.8274 | 0 | 1.8274 | 0 | 1.8439 | 0 | 1.8439 | -1.6068 | -1.5697 | -1.6068 | -1.5697
213054-Lighting - Remove 8 Ft T-8 (De-Lamp) | 0.051126 | 0.031968 | 0.039417 | 264.398 | 3965.9698 | 0 | 0 | 0.12151 | 0 | 0.1098 | 0 | 0.1218 | 0 | 0.11009 | 0 | 12.3222 | 12.6659 | 5.8912 | 5.9686
213020-Lighting - Hardwire Incan Base >90 watt Fluorescent Fixture | 6.8081 | 4.257 | 5.3838 | 35208.2155 | 528123.233 | 0 | 0 | 0.12253 | 0 | 0.11081 | 0 | 0.1227 | 0 | 0.11099 | 0 | 13.6131 | 13.8612 | 6.171 | 6.2215
213020-Lighting - Hardwire Incan Base >90 watt Fluorescent Fixture | 4.5387 | 2.838 | 3.5892 | 23472.1437 | 352082.1553 | 0 | 0 | 0.12253 | 0 | 0.11081 | 0 | 0.1227 | 0 | 0.11099 | 0 | 13.6131 | 13.8612 | 6.171 | 6.2215
213083-Refrigeration -Cooler/Freezer Door Gaskets - Glass Doors | 1.6529 | 1.3823 | 1.4259 | 12474.906 | 49899.624 | 0 | 0 | 0.096112 | 0 | 0.086761 | 0 | 0.091408 | 0 | 0.082057 | 0 | 11.1785 | 7.4616 | 5.6165 | 4.4922
213083-Refrigeration -Cooler/Freezer Door Gaskets - Glass Doors | 4.327 | 3.6187 | 3.7327 | 32657.238 | 130628.952 | 0 | 0 | 0.096112 | 0 | 0.086761 | 0 | 0.091408 | 0 | 0.082057 | 0 | 11.1785 | 7.4616 | 5.6165 | 4.4922
213083-Refrigeration -Cooler/Freezer Door Gaskets - Glass Doors | 8.6119 | 7.2021 | 7.4291 | 64996.644 | 259986.576 | 0 | 0 | 0.096112 | 0 | 0.086761 | 0 | 0.091408 | 0 | 0.082057 | 0 | 11.1785 | 7.4616 | 5.6165 | 4.4922
213084-Refrigeration -Cooler/Freezer Door Gaskets - Solid Doors: Cooler | 0.82119 | 0.68675 | 0.7084 | 6197.724 | 24790.896 | 0 | 0 | 0.096099 | 0 | 0.086748 | 0 | 0.091354 | 0 | 0.082003 | 0 | 11.163 | 7.433 | 5.6126 | 4.4818
213085-Refrigeration -Strip Curtains for Walk-ins | 4.4356 | 3.176 | 3.3644 | 29518.2 | 118072.8 | 0 | 0 | 0.099443 | 0 | 0.089897 | 0 | 0.1038 | 0 | 0.09425 | 0 | 12.9645 | 27.222 | 6.0341 | 7.9793
213084-Refrigeration -Cooler/Freezer Door Gaskets - Solid Doors: Cooler | 5.2956 | 4.4287 | 4.5682 | 39967.374 | 159869.496 | 0 | 0 | 0.096107 | 0 | 0.086756 | 0 | 0.091387 | 0 | 0.082036 | 0 | 11.1726 | 7.4507 | 5.615 | 4.4882
213129-Software Plug Load Sensors | 10.3809 | 8.4778 | 0 | 81357.1584 | 406785.792 | 0 | 0 | 0.095323 | 0 | 0.085837 | 0 | 0.085037 | 0 | 0.075551 | 0 | 9.109 | 4.8581 | 5.041 | 3.3964
213083-Refrigeration -Cooler/Freezer Door Gaskets - Glass Doors | 26.9202 | 22.5132 | 23.2227 | 203174.106 | 812696.424 | 0 | 0 | 0.097883 | 0 | 0.088375 | 0 | 0.093178 | 0 | 0.08367 | 0 | 11.3654 | 7.5854 | 5.6633 | 4.5368
213083-Refrigeration -Cooler/Freezer Door Gaskets - Glass Doors | 2.053 | 1.7169 | 1.771 | 15494.31 | 61977.24 | 0 | 0 | 0.096112 | 0 | 0.086761 | 0 | 0.091408 | 0 | 0.082057 | 0 | 11.1785 | 7.4616 | 5.6165 | 4.4922
213083-Refrigeration -Cooler/Freezer Door Gaskets - Glass Doors | 4.6745 | 3.9092 | 4.0324 | 35279.352 | 141117.408 | 0 | 0 | 0.096112 | 0 | 0.086761 | 0 | 0.091408 | 0 | 0.082057 | 0 | 11.1785 | 7.4616 | 5.6165 | 4.4922
213083-Refrigeration -Cooler/Freezer Door Gaskets - Glass Doors | 15.592 | 13.0395 | 13.4504 | 117677.298 | 470709.192 | 0 | 0 | 0.096112 | 0 | 0.086761 | 0 | 0.091408 | 0 | 0.082057 | 0 | 11.1785 | 7.4616 | 5.6165 | 4.4922
213129-Software Plug Load Sensors | 2.8993 | 2.3678 | 0 | 22722.8001 | 113614.0005 | 0 | 0 | 0.095323 | 0 | 0.085837 | 0 | 0.085037 | 0 | 0.075551 | 0 | 9.109 | 4.8581 | 5.041 | 3.3964
213129-Software Plug Load Sensors | 2.4127 | 1.9704 | 0 | 18909.1833 | 94545.9165 | 0 | 0 | 0.095323 | 0 | 0.085837 | 0 | 0.085037 | 0 | 0.075551 | 0 | 9.109 | 4.8581 | 5.041 | 3.3964
213129-Software Plug Load Sensors | 4.9674 | 4.0567 | 0 | 38930.6715 | 194653.3575 | 0 | 0 | 0.095323 | 0 | 0.085837 | 0 | 0.085037 | 0 | 0.075551 | 0 | 9.109 | 4.8581 | 5.041 | 3.3964
213129-Software Plug Load Sensors | 3.7306 | 3.0467 | 0 | 29237.7288 | 146188.644 | 0 | 0 | 0.095323 | 0 | 0.085837 | 0 | 0.085037 | 0 | 0.075551 | 0 | 9.109 | 4.8581 | 5.041 | 3.3964
213129-Software Plug Load Sensors | 6.63 | 5.4145 | 0 | 51960.5289 | 259802.6445 | 0 | 0 | 0.095323 | 0 | 0.085837 | 0 | 0.085037 | 0 | 0.075551 | 0 | 9.109 | 4.8581 | 5.041 | 3.3964
213129-Software Plug Load Sensors | 3.3657 | 2.7487 | 0 | 26377.5162 | 131887.581 | 0 | 0 | 0.095323 | 0 | 0.085837 | 0 | 0.085037 | 0 | 0.075551 | 0 | 9.109 | 4.8581 | 5.041 | 3.3964
213129-Software Plug Load Sensors | 3.1832 | 2.5996 | 0 | 24947.4099 | 124737.0495 | 0 | 0 | 0.095323 | 0 | 0.085837 | 0 | 0.085037 | 0 | 0.075551 | 0 | 9.109 | 4.8581 | 5.041 | 3.3964
213129-Software Plug Load Sensors | 3.7103 | 3.0301 | 0 | 29078.8281 | 145394.1405 | 0 | 0 | 0.095323 | 0 | 0.085837 | 0 | 0.085037 | 0 | 0.075551 | 0 | 9.109 | 4.8581 | 5.041 | 3.3964
213129-Software Plug Load Sensors | 4.3186 | 3.5269 | 0 | 33845.8491 | 169229.2455 | 0 | 0 | 0.095323 | 0 | 0.085837 | 0 | 0.085037 | 0 | 0.075551 | 0 | 9.109 | 4.8581 | 5.041 | 3.3964
213062-Lighting - Occupancy Sensor - Wallbox Lighting Sensor | 10.1384 | 6.3394 | 0 | 52430.8075 | 419446.4602 | 0 | 0 | 0.090611 | 0 | 0.079438 | 0 | 0.10569 | 0 | 0.094521 | 0 | 3.552 | 6.1755 | 2.7018 | 3.9917
213129-Software Plug Load Sensors | 4.0347 | 3.2951 | 0 | 31621.2393 | 158106.1965 | 0 | 0 | 0.095323 | 0 | 0.085837 | 0 | 0.085037 | 0 | 0.075551 | 0 | 9.109 | 4.8581 | 5.041 | 3.3964
213129-Software Plug Load Sensors | 7.7451 | 6.3252 | 0 | 60700.0674 | 303500.337 | 0 | 0 | 0.095323 | 0 | 0.085837 | 0 | 0.085037 | 0 | 0.075551 | 0 | 9.109 | 4.8581 | 5.041 | 3.3964
213129-Software Plug Load Sensors | 2.6358 | 2.1526 | 0 | 20657.091 | 103285.455 | 0 | 0 | 0.095323 | 0 | 0.085837 | 0 | 0.085037 | 0 | 0.075551 | 0 | 9.109 | 4.8581 | 5.041 | 3.3964
213003-A/C - Reflective Window Film Inland | 1.0313 | 0.47389 | 0.40077 | 2660.7975 | 26607.975 | 0 | 0 | 0.12695 | 0 | 0.11288 | 0 | 0.13717 | 0 | 0.1231 | 0 | 4.9868 | 7.3444 | 3.4588 | 4.4494
213129-Software Plug Load Sensors | 1.5409 | 1.2584 | 0 | 12076.4532 | 60382.266 | 0 | 0 | 0.095323 | 0 | 0.085837 | 0 | 0.085037 | 0 | 0.075551 | 0 | 9.109 | 4.8581 | 5.041 | 3.3964
213224-Lighting - Occupancy Sensor - Wall/Ceiling Mounted Lighting Sensor | 0.28446 | 0.18343 | 1.1839 | 1436.4605 | 11491.6838 | 0 | 0 | 0.079422 | 0 | 0.068456 | 0 | 0.047998 | 0 | 0.037031 | 0 | 2.7902 | 1.6333 | 2.2372 | 1.4268
213213-Lighting-Wall or Ceiling-mounted Lighting Sensor >= 500 watts | 1.5749 | 1.0156 | 3.8405 | 7953.12 | 63624.96 | 0 | 0 | 0.091376 | 0 | 0.08041 | 0 | 0.10325 | 0 | 0.092287 | 0 | 3.8194 | 6.0287 | 2.8538 | 3.9298
213224-Lighting - Occupancy Sensor - Wall/Ceiling Mounted Lighting Sensor | 1.5645 | 1.0088 | 6.5114 | 7900.5326 | 63204.2611 | 0 | 0 | 0.079422 | 0 | 0.068456 | 0 | 0.047998 | 0 | 0.037031 | 0 | 2.7902 | 1.6333 | 2.2372 | 1.4268
213213-Lighting-Wall or Ceiling-mounted Lighting Sensor >= 500 watts | 1.5749 | 1.0156 | 3.8405 | 7953.12 | 63624.96 | 0 | 0 | 0.091376 | 0 | 0.08041 | 0 | 0.10325 | 0 | 0.092287 | 0 | 3.8194 | 6.0287 | 2.8538 | 3.9298
213224-Lighting - Occupancy Sensor - Wall/Ceiling Mounted Lighting Sensor | 0.71115 | 0.45857 | 2.9597 | 3591.1512 | 28729.2096 | 0 | 0 | 0.079422 | 0 | 0.068456 | 0 | 0.047998 | 0 | 0.037031 | 0 | 2.7902 | 1.6333 | 2.2372 | 1.4268
213213-Lighting-Wall or Ceiling-mounted Lighting Sensor >= 500 watts | 1.8374 | 1.1848 | 4.4806 | 9278.64 | 74229.12 | 0 | 0 | 0.091376 | 0 | 0.08041 | 0 | 0.10325 | 0 | 0.092287 | 0 | 3.8194 | 6.0287 | 2.8538 | 3.9298
213224-Lighting - Occupancy Sensor - Wall/Ceiling Mounted Lighting Sensor | 0.81782 | 0.52735 | 3.4037 | 4129.8239 | 33038.591 | 0 | 0 | 0.079422 | 0 | 0.068456 | 0 | 0.047998 | 0 | 0.037031 | 0 | 2.7902 | 1.6333 | 2.2372 | 1.4268
213213-Lighting-Wall or Ceiling-mounted Lighting Sensor >= 500 watts | 1.3124 | 0.8463 | 3.2004 | 6627.6 | 53020.8 | 0 | 0 | 0.091376 | 0 | 0.08041 | 0 | 0.10325 | 0 | 0.092287 | 0 | 3.8194 | 6.0287 | 2.8538 | 3.9298
213224-Lighting - Occupancy Sensor - Wall/Ceiling Mounted Lighting Sensor | 1.4934 | 0.96299 | 6.2155 | 7541.4175 | 60331.3402 | 0 | 0 | 0.079422 | 0 | 0.068456 | 0 | 0.047998 | 0 | 0.037031 | 0 | 2.7902 | 1.6333 | 2.2372 | 1.4268
213213-Lighting-Wall or Ceiling-mounted Lighting Sensor >= 500 watts | 0.91871 | 0.59241 | 2.2403 | 4639.32 | 37114.56 | 0 | 0 | 0.091376 | 0 | 0.08041 | 0 | 0.10325 | 0 | 0.092287 | 0 | 3.8194 | 6.0287 | 2.8538 | 3.9298
213224-Lighting - Occupancy Sensor - Wall/Ceiling Mounted Lighting Sensor | 0.10667 | 0.068785 | 0.44396 | 538.6727 | 4309.3814 | 0 | 0 | 0.079422 | 0 | 0.068456 | 0 | 0.047998 | 0 | 0.037031 | 0 | 2.7902 | 1.6333 | 2.2372 | 1.4268
213213-Lighting-Wall or Ceiling-mounted Lighting Sensor >= 500 watts | 0.26249 | 0.16926 | 0.64008 | 1325.52 | 10604.16 | 0 | 0 | 0.091376 | 0 | 0.08041 | 0 | 0.10325 | 0 | 0.092287 | 0 | 3.8194 | 6.0287 | 2.8538 | 3.9298
213224-Lighting - Occupancy Sensor - Wall/Ceiling Mounted Lighting Sensor | 0.2489 | 0.1605 | 1.0359 | 1256.9029 | 10055.2234 | 0 | 0 | 0.079422 | 0 | 0.068456 | 0 | 0.047998 | 0 | 0.037031 | 0 | 2.7902 | 1.6333 | 2.2372 | 1.4268
213213-Lighting-Wall or Ceiling-mounted Lighting Sensor >= 500 watts | 0.26249 | 0.16926 | 0.64008 | 1325.52 | 10604.16 | 0 | 0 | 0.091376 | 0 | 0.08041 | 0 | 0.10325 | 0 | 0.092287 | 0 | 3.8194 | 6.0287 | 2.8538 | 3.9298
213129-Software Plug Load Sensors | 4.5416 | 3.709 | 0 | 35593.7568 | 177968.784 | 0 | 0 | 0.095323 | 0 | 0.085837 | 0 | 0.085037 | 0 | 0.075551 | 0 | 9.109 | 4.8581 | 5.041 | 3.3964
213084-Refrigeration -Cooler/Freezer Door Gaskets - Solid Doors: Cooler | 0.16845 | 0.14087 | 0.14531 | 1271.328 | 5085.312 | 0 | 0 | 0.097782 | 0 | 0.088274 | 0 | 0.092756 | 0 | 0.083248 | 0 | 11.2449 | 7.3659 | 5.6332 | 4.4573
213084-Refrigeration -Cooler/Freezer Door Gaskets - Solid Doors: Cooler | 0.34743 | 0.29055 | 0.29971 | 2622.114 | 10488.456 | 0 | 0 | 0.097879 | 0 | 0.088371 | 0 | 0.093159 | 0 | 0.083651 | 0 | 11.36 | 7.5754 | 5.6619 | 4.5332
213084-Refrigeration -Cooler/Freezer Door Gaskets - Solid Doors: Cooler | 0.3369 | 0.28174 | 0.29062 | 2542.656 | 10170.624 | 0 | 0 | 0.09778 | 0 | 0.088272 | 0 | 0.092747 | 0 | 0.083239 | 0 | 11.2424 | 7.3615 | 5.6326 | 4.4557
213084-Refrigeration -Cooler/Freezer Door Gaskets - Solid Doors: Cooler | 0.16845 | 0.14087 | 0.14531 | 1271.328 | 5085.312 | 0 | 0 | 0.097774 | 0 | 0.088266 | 0 | 0.092721 | 0 | 0.083213 | 0 | 11.2349 | 7.3481 | 5.6307 | 4.4508
213084-Refrigeration -Cooler/Freezer Door Gaskets - Solid Doors: Cooler | 0.41059 | 0.34338 | 0.3542 | 3098.862 | 12395.448 | 0 | 0 | 0.097859 | 0 | 0.088351 | 0 | 0.093075 | 0 | 0.083567 | 0 | 11.3359 | 7.5309 | 5.6559 | 4.5172
213085-Refrigeration -Strip Curtains for Walk-ins | 0.64284 | 0.46029 | 0.4876 | 4278 | 17112 | 0 | 0 | 0.096951 | 0 | 0.087627 | 0 | 0.10131 | 0 | 0.091988 | 0 | 12.6777 | 26.7058 | 5.9713 | 7.9343
213084-Refrigeration -Cooler/Freezer Door Gaskets - Solid Doors: Cooler | 3.8322 | 3.2048 | 3.3058 | 28922.712 | 115690.848 | 0 | 0 | 0.093627 | 0 | 0.084496 | 0 | 0.088924 | 0 | 0.079793 | 0 | 10.9154 | 7.286 | 5.5493 | 4.4279
213083-Refrigeration -Cooler/Freezer Door Gaskets - Glass Doors | 1.7371 | 1.4527 | 1.4985 | 13110.57 | 52442.28 | 0 | 0 | 0.097884 | 0 | 0.088376 | 0 | 0.09318 | 0 | 0.083672 | 0 | 11.3662 | 7.5869 | 5.6635 | 4.5373
213083-Refrigeration -Cooler/Freezer Door Gaskets - Glass Doors | 2.053 | 1.7169 | 1.771 | 15494.31 | 61977.24 | 0 | 0 | 0.097884 | 0 | 0.088376 | 0 | 0.09318 | 0 | 0.083672 | 0 | 11.3662 | 7.5869 | 5.6635 | 4.5373
213163-Food Service - Steamer-Electric | 1.0639 | 1.1746 | 1.75 | 7816.2 | 93794.4 | 0 | 0 | 0.068737 | 0 | 0.058214 | 0 | 0.10679 | 0 | 0.096264 | 0 | 2.3736 | 9.9059 | 1.9612 | 5.2759
213083-Refrigeration -Cooler/Freezer Door Gaskets - Glass Doors | 2.2951 | 1.9194 | 1.9799 | 17321.844 | 69287.376 | 0 | 0 | 0.097884 | 0 | 0.088376 | 0 | 0.09318 | 0 | 0.083672 | 0 | 11.3662 | 7.5869 | 5.6635 | 4.5373
213084-Refrigeration -Cooler/Freezer Door Gaskets - Solid Doors: Cooler | 0.34743 | 0.29055 | 0.29971 | 2622.114 | 10488.456 | 0 | 0 | 0.097822 | 0 | 0.088314 | 0 | 0.092923 | 0 | 0.083415 | 0 | 11.2924 | 7.4514 | 5.6451 | 4.4885
213230-Lighting - Occupancy Sensor - High-Bay Sensor | 10.5639 | 6.8119 | 12.1087 | 53345.6607 | 426765.2853 | 0 | 0 | 0.10637 | 0 | 0.095254 | 0 | 0.11603 | 0 | 0.10491 | 0 | 6.5616 | 13.2511 | 4.1495 | 6.0955
213202-Food Service-Commercial Gas Large Vat Fryer, Cooking Efficiency >= 50% | 0 | 0 | 0 | 0 | 0 | 809.2 | 9710.4 | 0 | 0.18317 | 0 | 0.10304 | 0 | 0.75003 | 0 | 0.66991 | 1.2539 | 5.8569 | 1.1286 | 3.8561
213172-Food Service - Convection Oven-Gas | 0 | 0 | 0 | 0 | 0 | 452.2 | 5426.4 | 0 | -0.39478 | 0 | -0.47491 | 0 | 0.62812 | 0 | 0.54799 | 0.69614 | 3.273 | 0.65571 | 2.5373
213084-Refrigeration -Cooler/Freezer Door Gaskets - Solid Doors: Cooler | 1.3055 | 1.0918 | 1.1262 | 9852.792 | 39411.168 | 0 | 0 | 0.09787 | 0 | 0.088362 | 0 | 0.09312 | 0 | 0.083612 | 0 | 11.3487 | 7.5546 | 5.6591 | 4.5257
213084-Refrigeration -Cooler/Freezer Door Gaskets - Solid Doors: Cooler | 0.7896 | 0.66034 | 0.68115 | 5959.35 | 23837.4 | 0 | 0 | 0.09785 | 0 | 0.088342 | 0 | 0.093039 | 0 | 0.083531 | 0 | 11.3255 | 7.5118 | 5.6533 | 4.5103
213084-Refrigeration -Cooler/Freezer Door Gaskets - Solid Doors: Cooler | 1.0633 | 0.88926 | 0.91728 | 8025.258 | 32101.032 | 0 | 0 | 0.097872 | 0 | 0.088364 | 0 | 0.093131 | 0 | 0.083623 | 0 | 11.352 | 7.5607 | 5.66 | 4.5279
213147-Premium T8 with T12 34Watt Baseline | 2.0763 | 1.2983 | 2.2927 | 10737.4717 | 161062.0749 | 0 | 0 | 0.058429 | 0 | 0.046574 | 0 | 0.11222 | 0 | 0.10036 | 0 | 1.7751 | 6.1963 | 1.5338 | 4.0004
213053-Lighting - Remove 4 Ft T-8 (De-Lamp) | 0 | 0 | 3.4155 | 17768.1954 | 266522.931 | -332.3832 | -4985.7482 | 0 | 1.8293 | 0 | 1.8293 | 0 | 1.8459 | 0 | 1.8459 | -1.6096 | -1.5724 | -1.6096 | -1.5724
213083-Refrigeration -Cooler/Freezer Door Gaskets - Glass Doors | 8.812 | 7.3694 | 7.6016 | 66506.346 | 266025.384 | 0 | 0 | 0.097884 | 0 | 0.088376 | 0 | 0.09318 | 0 | 0.083672 | 0 | 11.3662 | 7.5869 | 5.6635 | 4.5373
213140-Low Flow Showerhead | 1.1185 | 1.0199 | 1.8806 | 8548.3171 | 85483.171 | 984.2728 | 9842.728 | 0.05852 | 0.46381 | 0.048221 | 0.38218 | 0.083743 | 0.66371 | 0.073443 | 0.58209 | 2.0135 | 3.5754 | 1.7087 | 2.7154
213222-Lighting - Screw in 14-26 Watt Lamp | 0 | 0 | 0.15595 | 776.5989 | 1918.1992 | -10.4884 | -25.9064 | 0 | 2.328 | 0 | 2.328 | 0 | 2.613 | 0 | 2.613 | -0.72308 | -0.59711 | -0.72308 | -0.59711
213147-Premium T8 with T12 34Watt Baseline | 1.0915 | 0.68251 | 1.2053 | 5644.8422 | 84672.6336 | 0 | 0 | 0.058429 | 0 | 0.046574 | 0 | 0.11222 | 0 | 0.10036 | 0 | 1.7751 | 6.1963 | 1.5338 | 4.0004
213053-Lighting - Remove 4 Ft T-8 (De-Lamp) | 0 | 0 | 2.9095 | 15135.8702 | 227038.0523 | -283.1413 | -4247.1188 | 0 | 1.8293 | 0 | 1.8293 | 0 | 1.8459 | 0 | 1.8459 | -1.6096 | -1.5724 | -1.6096 | -1.5724
213230-Lighting - Occupancy Sensor - High-Bay Sensor | 8.8601 | 5.7132 | 10.1557 | 44741.5218 | 357932.1747 | 0 | 0 | 0.10637 | 0 | 0.095254 | 0 | 0.11603 | 0 | 0.10491 | 0 | 6.5616 | 13.2511 | 4.1495 | 6.0955
213011-Lighting - 2 Ft 2nd Gen. T-8 with Elec. Ballast | 2.2315 | 1.3953 | 1.6803 | 11540.0819 | 173101.2292 | 0 | 0 | 0.087418 | 0 | 0.075703 | 0 | 0.11942 | 0 | 0.10771 | 0 | 2.9502 | 10.3138 | 2.3389 | 5.3895
213147-Premium T8 with T12 34Watt Baseline | 6.5966 | 4.1248 | 7.2843 | 34114.4814 | 511717.2207 | 0 | 0 | 0.056857 | 0 | 0.045141 | 0 | 0.11065 | 0 | 0.098932 | 0 | 1.7542 | 6.1235 | 1.5183 | 3.9699
213053-Lighting - Remove 4 Ft T-8 (De-Lamp) | 0 | 0 | 4.2377 | 22045.7239 | 330685.8588 | -412.4014 | -6186.0209 | 0 | 1.8274 | 0 | 1.8274 | 0 | 1.8439 | 0 | 1.8439 | -1.6068 | -1.5697 | -1.6068 | -1.5697
213054-Lighting - Remove 8 Ft T-8 (De-Lamp) | 22.1375 | 13.8422 | 17.0675 | 114484.3286 | 1717264.9283 | 0 | 0 | 0.12151 | 0 | 0.1098 | 0 | 0.1218 | 0 | 0.11009 | 0 | 12.3222 | 12.6659 | 5.8912 | 5.9686
213003-A/C - Reflective Window Film Inland | 4.6484 | 2.136 | 1.8064 | 11993.058 | 119930.58 | 0 | 0 | 0.12696 | 0 | 0.11289 | 0 | 0.13722 | 0 | 0.12316 | 0 | 4.988 | 7.3623 | 3.4594 | 4.456
213084-Refrigeration -Cooler/Freezer Door Gaskets - Solid Doors: Cooler | 0.91594 | 0.76599 | 0.79013 | 6912.846 | 27651.384 | 0 | 0 | 0.097878 | 0 | 0.08837 | 0 | 0.093156 | 0 | 0.083648 | 0 | 11.3591 | 7.5739 | 5.6617 | 4.5326
213003-A/C - Reflective Window Film Inland | 1.1973 | 0.55018 | 0.46529 | 3089.121 | 30891.21 | 0 | 0 | 0.12453 | 0 | 0.11067 | 0 | 0.13479 | 0 | 0.12094 | 0 | 4.9116 | 7.2496 | 3.4225 | 4.4144
213003-A/C - Reflective Window Film Inland | 0.58859 | 0.27047 | 0.22873 | 1518.6015 | 15186.015 | 0 | 0 | 0.12453 | 0 | 0.11067 | 0 | 0.13479 | 0 | 0.12094 | 0 | 4.9116 | 7.2496 | 3.4225 | 4.4144
213222-Lighting - Screw in 14-26 Watt Lamp | 0 | 0 | 9.0141 | 44887.4151 | 110871.9154 | -606.2314 | -1497.3916 | 0 | 2.328 | 0 | 2.328 | 0 | 2.613 | 0 | 2.613 | -0.72308 | -0.59711 | -0.72308 | -0.59711
213229-Lighting - Screw in 14-26 Watt Reflector Lamp | 0 | 0 | 1.9338 | 9629.8261 | 23785.6704 | -130.0566 | -321.2397 | 0 | 3.3426 | 0 | 3.3426 | 0 | 2.8175 | 0 | 2.8175 | -0.41295 | -0.53077 | -0.41295 | -0.53077
213150-Tank Insulation - Low Temperature Applic. (LF) 2 in | 0 | 0 | 0 | 0 | 0 | 408.48 | 4493.28 | 0 | 0.67671 | 0 | 0.5949 | 0 | 0.69131 | 0 | 0.60949 | 3.7418 | 3.9771 | 2.8103 | 2.9409
213084-Refrigeration -Cooler/Freezer Door Gaskets - Solid Doors: Cooler | 2.7689 | 2.3156 | 2.3886 | 20897.454 | 83589.816 | 0 | 0 | 0.096112 | 0 | 0.086761 | 0 | 0.091408 | 0 | 0.082057 | 0 | 11.1785 | 7.4616 | 5.6165 | 4.4922
213084-Refrigeration -Cooler/Freezer Door Gaskets - Solid Doors: Cooler | 1.2634 | 1.0565 | 1.0898 | 9534.96 | 38139.84 | 0 | 0 | 0.097884 | 0 | 0.088376 | 0 | 0.09318 | 0 | 0.083672 | 0 | 11.3662 | 7.5869 | 5.6635 | 4.5373
213116-Refrigeration -Cooler/Freezer Door Gaskets - Solid Doors: Freezer | 0.44218 | 0.36979 | 0.38144 | 3337.236 | 13348.944 | 0 | 0 | 0.09318 | 0 | 0.083672 | 0 | 0.09318 | 0 | 0.083672 | 0 | 7.5869 | 7.5869 | 4.5373 | 4.5373
213083-Refrigeration -Cooler/Freezer Door Gaskets - Glass Doors | 0.49482 | 0.41381 | 0.42685 | 3734.526 | 14938.104 | 0 | 0 | 0.097884 | 0 | 0.088376 | 0 | 0.09318 | 0 | 0.083672 | 0 | 11.3662 | 7.5869 | 5.6635 | 4.5373
213083-Refrigeration -Cooler/Freezer Door Gaskets - Glass Doors | 5.3167 | 4.4463 | 4.5864 | 40126.29 | 160505.16 | 0 | 0 | 0.097884 | 0 | 0.088376 | 0 | 0.09318 | 0 | 0.083672 | 0 | 11.3662 | 7.5869 | 5.6635 | 4.5373
213162-Food Service - Griddle-Electric | 0.15598 | 0.17221 | 0.28 | 1145.9 | 13750.8 | 0 | 0 | -0.16615 | 0 | -0.17667 | 0 | 0.086062 | 0 | 0.07554 | 0 | 0.41687 | 3.6306 | 0.40202 | 2.7471
213222-Lighting - Screw in 14-26 Watt Lamp | 0 | 0 | 1.6531 | 8231.9481 | 20332.9118 | -111.1774 | -274.6081 | 0 | 2.4559 | 0 | 2.4559 | 0 | 2.7409 | 0 | 2.7409 | -0.8178 | -0.67533 | -0.8178 | -0.67533
213221-Lighting - Screw in >= 27 Watt Lamp | 0 | 0 | 0.17369 | 864.9186 | 2136.3489 | -11.6812 | -28.8527 | 0 | 2.9697 | 0 | 2.9697 | 0 | 2.6473 | 0 | 2.6473 | -0.59249 | -0.71632 | -0.59249 | -0.71632
213229-Lighting - Screw in 14-26 Watt Reflector Lamp | 0 | 0 | 0.43667 | 2174.4769 | 5370.9578 | -29.3676 | -72.538 | 0 | 3.4706 | 0 | 3.4706 | 0 | 2.9454 | 0 | 2.9454 | -0.46705 | -0.60029 | -0.46705 | -0.60029
213239-Lighting-Energy Efficient Exit Sign (CFL Basecase) | 0 | 0 | 0.102 | 893.52 | 13402.8 | 0 | 0 | 0 | 0 | 0 | 0 | 0 | 0 | 0 | 0 | 0 | 0 | 0 | 0
213027-Lighting - Hardwired 5-13 watt CF Fixture | 0.97845 | 0.61181 | 1.2819 | 5060.0516 | 75900.7733 | 0 | 0 | 0.10983 | 0 | 0.098115 | 0 | 0.11842 | 0 | 0.1067 | 0 | 5.9003 | 9.5644 | 3.8749 | 5.1775
213129-Software Plug Load Sensors | 3.7103 | 3.0301 | 0 | 29078.8281 | 145394.1405 | 0 | 0 | 0.095323 | 0 | 0.085837 | 0 | 0.085037 | 0 | 0.075551 | 0 | 9.109 | 4.8581 | 5.041 | 3.3964
213002-A/C - Reflective Window Film Coastal | 2.9508 | 1.3559 | 1.4076 | 7613.28 | 76132.8 | 0 | 0 | 0.11828 | 0 | 0.10442 | 0 | 0.1365 | 0 | 0.12265 | 0 | 4.1057 | 7.8747 | 3.0106 | 4.6387
213059-Motors - VFD - HVAC Fans (per Hp) | 0.078024 | 0.045525 | 0 | 376.5 | 5647.5 | 0 | 0 | -0.25262 | 0 | -0.26404 | 0 | -0.57495 | 0 | -0.58637 | 0 | 0.33794 | 0.18319 | 0.32811 | 0.18026
213059-Motors - VFD - HVAC Fans (per Hp) | 1.5605 | 0.9105 | 0 | 7530 | 112950 | 0 | 0 | 0.087592 | 0 | 0.076169 | 0 | 0.10548 | 0 | 0.09406 | 0 | 3.1181 | 5.4957 | 2.4432 | 3.6962
213222-Lighting - Screw in 14-26 Watt Lamp | 0 | 0 | 0.3431 | 1708.5175 | 4220.0383 | -23.0746 | -56.9941 | 0 | 2.328 | 0 | 2.328 | 0 | 2.613 | 0 | 2.613 | -0.72308 | -0.59711 | -0.72308 | -0.59711
213147-Premium T8 with T12 34Watt Baseline | 0.24915 | 0.15579 | 0.27513 | 1288.4966 | 19327.449 | 0 | 0 | 0.058429 | 0 | 0.046574 | 0 | 0.11222 | 0 | 0.10036 | 0 | 1.7751 | 6.1963 | 1.5338 | 4.0004
213053-Lighting - Remove 4 Ft T-8 (De-Lamp) | 0 | 0 | 0.60087 | 3125.8862 | 46888.2934 | -58.4748 | -877.1224 | 0 | 1.8293 | 0 | 1.8293 | 0 | 1.8459 | 0 | 1.8459 | -1.6096 | -1.5724 | -1.6096 | -1.5724
213215-Lighting-Interior High Bay Linear Fluorescent Fixtures <= 244 Watts replacing 400 Watts (Tier 1) | 0 | 0 | 0.45976 | 2445.2553 | 36678.8293 | -44.3861 | -665.7914 | 0 | 5.8528 | 0 | 5.8528 | 0 | 3.1484 | 0 | 3.1484 | -0.23882 | -0.55855 | -0.23882 | -0.55855
213165-Food Service - Combination Oven-Electric | 1.7563 | 1.939 | 2.94 | 12902.4 | 154828.8 | 0 | 0 | -4.1257e-06 | 0 | -0.010402 | 0 | 0.10768 | 0 | 0.097285 | 0 | 0.99996 | 12.1184 | 0.91859 | 5.8442
213246-Ice Machines 1001-1500 -Energy Star | 0.50812 | 0.39322 | 0.4536 | 4407.2 | 44072 | 0 | 0 | 0.052529 | 0 | 0.042867 | 0 | 0.083653 | 0 | 0.073991 | 0 | 1.9292 | 4.2924 | 1.6476 | 3.1098
213084-Refrigeration -Cooler/Freezer Door Gaskets - Solid Doors: Cooler | 2.0846 | 1.7433 | 1.7982 | 15732.684 | 62930.736 | 0 | 0 | 0.097877 | 0 | 0.088369 | 0 | 0.09315 | 0 | 0.083642 | 0 | 11.3575 | 7.5709 | 5.6613 | 4.5315
213095-Lighting- Ceramic Metal Halide Fixture | 2.9029 | 1.8004 | 3.3866 | 15679.9843 | 235199.7648 | 0 | 0 | 0.078148 | 0 | 0.066451 | 0 | 0.11 | 0 | 0.098302 | 0 | 2.4502 | 5.992 | 2.0132 | 3.9142
213058-Lighting - Time Clocks | 0.010303 | 0.022662 | 0 | 607.0272 | 4856.2176 | 0 | 0 | -0.0044507 | 0 | -0.012396 | 0 | 0.057197 | 0 | 0.049252 | 0 | 0.95272 | 2.7606 | 0.87857 | 2.2182
213128-Refrigerator - Early Replacement | 0.078643 | 0.061024 | 0.095291 | 728.4039 | 3642.0194 | 0 | 0 | 0.01496 | 0 | 0.0058848 | 0 | 0.014287 | 0 | 0.0052116 | 0 | 1.171 | 1.1621 | 1.0609 | 1.0536
213163-Food Service - Steamer-Electric | 2.1279 | 2.3492 | 3.5 | 15632.4 | 187588.8 | 0 | 0 | 0.068737 | 0 | 0.058214 | 0 | 0.10679 | 0 | 0.096264 | 0 | 2.3736 | 9.9059 | 1.9612 | 5.2759
213163-Food Service - Steamer-Electric | 2.1279 | 2.3492 | 3.5 | 15632.4 | 187588.8 | 0 | 0 | 0.068737 | 0 | 0.058214 | 0 | 0.10679 | 0 | 0.096264 | 0 | 2.3736 | 9.9059 | 1.9612 | 5.2759
213163-Food Service - Steamer-Electric | 2.1279 | 2.3492 | 3.5 | 15632.4 | 187588.8 | 0 | 0 | 0.068737 | 0 | 0.058214 | 0 | 0.10679 | 0 | 0.096264 | 0 | 2.3736 | 9.9059 | 1.9612 | 5.2759
213163-Food Service - Steamer-Electric | 2.1279 | 2.3492 | 3.5 | 15632.4 | 187588.8 | 0 | 0 | 0.068737 | 0 | 0.058214 | 0 | 0.10679 | 0 | 0.096264 | 0 | 2.3736 | 9.9059 | 1.9612 | 5.2759
213163-Food Service - Steamer-Electric | 2.1279 | 2.3492 | 3.5 | 15632.4 | 187588.8 | 0 | 0 | 0.068737 | 0 | 0.058214 | 0 | 0.10679 | 0 | 0.096264 | 0 | 2.3736 | 9.9059 | 1.9612 | 5.2759
213163-Food Service - Steamer-Electric | 2.1279 | 2.3492 | 3.5 | 15632.4 | 187588.8 | 0 | 0 | 0.068737 | 0 | 0.058214 | 0 | 0.10679 | 0 | 0.096264 | 0 | 2.3736 | 9.9059 | 1.9612 | 5.2759
213163-Food Service - Steamer-Electric | 2.1279 | 2.3492 | 3.5 | 15632.4 | 187588.8 | 0 | 0 | 0.068737 | 0 | 0.058214 | 0 | 0.10679 | 0 | 0.096264 | 0 | 2.3736 | 9.9059 | 1.9612 | 5.2759
213163-Food Service - Steamer-Electric | 2.1279 | 2.3492 | 3.5 | 15632.4 | 187588.8 | 0 | 0 | 0.068737 | 0 | 0.058214 | 0 | 0.10679 | 0 | 0.096264 | 0 | 2.3736 | 9.9059 | 1.9612 | 5.2759
213084-Refrigeration -Cooler/Freezer Door Gaskets - Solid Doors: Cooler | 2.4425 | 2.0427 | 2.107 | 18434.256 | 73737.024 | 0 | 0 | 0.097879 | 0 | 0.088371 | 0 | 0.09316 | 0 | 0.083652 | 0 | 11.3604 | 7.5762 | 5.662 | 4.5334
213049-Lighting - LED Exit Sign New Sign | 0.34087 | 0.33866 | 0 | 2986.1438 | 47778.3014 | 0 | 0 | 0.094509 | 0 | 0.084159 | 0 | 0.10073 | 0 | 0.090378 | 0 | 5.2326 | 7.2526 | 3.5753 | 4.4156
213059-Motors - VFD - HVAC Fans (per Hp) | 2.3407 | 1.3658 | 0 | 11295 | 169425 | 0 | 0 | 0.087592 | 0 | 0.076169 | 0 | 0.10548 | 0 | 0.09406 | 0 | 3.1181 | 5.4957 | 2.4432 | 3.6962
213084-Refrigeration -Cooler/Freezer Door Gaskets - Solid Doors: Cooler | 2.1793 | 1.8225 | 1.88 | 16447.806 | 65791.224 | 0 | 0 | 0.096107 | 0 | 0.086756 | 0 | 0.09139 | 0 | 0.082039 | 0 | 11.1734 | 7.4523 | 5.6152 | 4.4888
213116-Refrigeration -Cooler/Freezer Door Gaskets - Solid Doors: Freezer | 0.16845 | 0.14087 | 0.14531 | 1271.328 | 5085.312 | 0 | 0 | 0.091274 | 0 | 0.081923 | 0 | 0.090851 | 0 | 0.0815 | 0 | 7.3918 | 7.179 | 4.4668 | 4.3882
213020-Lighting - Hardwire Incan Base >90 watt Fluorescent Fixture | 3.0258 | 1.892 | 2.3928 | 15648.0958 | 234721.4369 | 0 | 0 | 0.12253 | 0 | 0.11081 | 0 | 0.1227 | 0 | 0.11099 | 0 | 13.6131 | 13.8612 | 6.171 | 6.2215
213095-Lighting- Ceramic Metal Halide Fixture | 20.2512 | 12.5601 | 23.6259 | 109386.5573 | 1640798.3592 | 0 | 0 | 0.078148 | 0 | 0.066451 | 0 | 0.11 | 0 | 0.098302 | 0 | 2.4502 | 5.992 | 2.0132 | 3.9142
213020-Lighting - Hardwire Incan Base >90 watt Fluorescent Fixture | 6.4299 | 4.0205 | 5.0847 | 33252.2036 | 498783.0534 | 0 | 0 | 0.1241 | 0 | 0.11225 | 0 | 0.12428 | 0 | 0.11242 | 0 | 13.7749 | 14.026 | 6.204 | 6.2544
213062-Lighting - Occupancy Sensor - Wallbox Lighting Sensor | 0.59025 | 0.36907 | 0 | 3052.4785 | 24419.8282 | 0 | 0 | 0.090611 | 0 | 0.079438 | 0 | 0.10569 | 0 | 0.094521 | 0 | 3.552 | 6.1755 | 2.7018 | 3.9917

## Output
Program Summary |  | Nominal | Present Value | [5 empty] | Avoided Cost Version
Proposer Name |  | SDGE | [6 empty] | 2010-05-04
Program Name |  | SDGE3012_EXP_EXP-ExpressEfficiencyRebateProgram | [6 empty] | 2010-05-04
Total Program Budget ($) |  | 3536977.3217 | 3398152.5933 | [5 empty] | Base Year
2009
Net Participant Cost ($) |  | 1826100.1905 | 1706042.5721 | [5 empty] | SDG&E 09-11 4g3.xls
Program Impacts | [9 empty] | Program Impacts (Gross)
| Annual Net kWh | Lifecycle Net kWh | Annual Net Therms | Lifecycle Net Therms | Net Jul-Sept Pk (kW) | Net Dec-Feb Pk (kW) | Net CEC (kW) | User Entered kW |  |  | Annual Gross kWh | Lifecycle Gross kWh | Annual Gross Therms | Lifecycle Gross Therms | User Entered kW
2009-2011 | 27220037.7964 | 210725175.3531 | -14586.7859 | -248996.7325 | 4068.5086 | 2793.2362 | 0 | 4963.4517 |  | 2009-2011 | 34945305.7136 | 267045718.8183 | -9456.7229 | -271601.9731 | 6218.7981
2012-2015 | 0 | 0 | 0 | 0 | 0 | 0 | 0 | 0 |  | 2012-2015 | 0 | 0 | 0 | 0 | 0
2016-2019 | 0 | 0 | 0 | 0 | 0 | 0 | 0 | 0 |  | 2016-2019 | 0 | 0 | 0 | 0 | 0
Cost Effectiveness (Lifecycle Present Value Dollars)
|  | Benefits |  |  | Benefit - Cost
| Cost | Electric | Gas | Incentives | NPV | B/C Ratio | Notes
Program TRC ($) | 5104195.1654 | 15421152.6697 | -143704.5192 | NA | 10173252.985 | 2.9931 | *1
Program PAC ($) | 3398152.5933 | 15421152.6697 | -143704.5192 | NA | 11879295.5572 | 4.4958 | *1,2
Program RIM ($) | 3398152.5933 | 15421152.6697 | -143704.5192 | NA | 11879295.5572 | 4.4958 | *1
*1 B/C Ratio is an approximation because any supply cost increases are treated as negative benefits rather than as a cost as in the Standard Practice Manual
*2 PAC benefits include environmental costs. This is to be consistent with the TRC benefits, but is not strictly consistent with the Standard Practice Manual.
Levelized Cost and Benefit (All Measures Installed through 2019)
| Discounted Savings |  |  |  | Benefit - Cost
| kWh | Therms | Cost | Benefits | NPV
TRC ($/kWh ) | 144301206.2896 |  | 0.030677 | 0.10687 | 0.076191
PAC ($/kWh) | 144301206.2896 |  | 0.020142 | 0.10687 | 0.086726
RIM ($/kWh) | 144301206.2896 |  | 0.023771 | 0.10687 | 0.083097
TRC ($/therm) |  | -113994.8236 | -5.7788 | 1.2606 | 7.0394
PAC ($/therm) |  | -113994.8236 | -3.8683 | 1.2606 | 5.1289
RIM ($/therm) |  | -113994.8236 | 0.2804 | 1.2606 | 0.98022
Emissions Reductions | [9 empty] | Emissions Reductions (Gross)
| Electric Reductions |  |  | Gas Reductions | [6 empty] | Electric Reductions |  |  | Gas Reductions
Annual Reductions | CO2 (tons) | NOX (lbs) | PM-10 (lbs) | CO2 (tons) | NOX (lbs) |  |  |  |  | Annual Reductions | CO2 (tons) | NOX (lbs) | PM-10 (lbs) | CO2 (tons) | NOX (lbs)
2009 | 13129.0227 | 3536.0614 | 1688.1756 | -85.3327 | -134.1984 | * annual reductions are the units |  |  |  | 2009 | 16890.0277 | 4543.0316 | 2172.5331 | -55.3218 | -87.0019 | * annual reductions are the units
2010 | 0 | 0 | 0 | 0 | 0 | implemented in the year, times |  |  |  | 2010 | 0 | 0 | 0 | 0 | 0 | implemented in the year, times
2011 | 0 | 0 | 0 | 0 | 0 | the annual emission reduction |  |  |  | 2011 | 0 | 0 | 0 | 0 | 0 | the annual emission reduction
2012 | 0 | 0 | 0 | 0 | 0 | for the measure. |  |  |  | 2012 | 0 | 0 | 0 | 0 | 0 | for the measure.
2013 | 0 | 0 | 0 | 0 | 0 |  |  |  |  | 2013 | 0 | 0 | 0 | 0 | 0
2014 | 0 | 0 | 0 | 0 | 0 |  |  |  |  | 2014 | 0 | 0 | 0 | 0 | 0
2015 | 0 | 0 | 0 | 0 | 0 |  |  |  |  | 2015 | 0 | 0 | 0 | 0 | 0
2016 | 0 | 0 | 0 | 0 | 0 |  |  |  |  | 2016 | 0 | 0 | 0 | 0 | 0
2017 | 0 | 0 | 0 | 0 | 0 |  |  |  |  | 2017 | 0 | 0 | 0 | 0 | 0
2018 | 0 | 0 | 0 | 0 | 0 |  |  |  |  | 2018 | 0 | 0 | 0 | 0 | 0
2019 | 0 | 0 | 0 | 0 | 0 |  |  |  |  | 2019 | 0 | 0 | 0 | 0 | 0
Total Annual | 13129.0227 | 3536.0614 | 1688.1756 | -85.3327 | -134.1984 |  |  |  |  | Total Annual | 16890.0277 | 4543.0316 | 2172.5331 | -55.3218 | -87.0019
Lifecycle Reductions | [9 empty] | Lifecycle Reductions
2009 | 103255.4004 | 27933.0552 | 13261.4295 | -1456.6309 | -2290.7699 |  |  |  |  | 2009 | 130461.7585 | 35261.7492 | 16759.5718 | -1588.8715 | -2498.7382
2010 | 0 | 0 | 0 | 0 | 0 |  |  |  |  | 2010 | 0 | 0 | 0 | 0 | 0
2011 | 0 | 0 | 0 | 0 | 0 |  |  |  |  | 2011 | 0 | 0 | 0 | 0 | 0
2012 | 0 | 0 | 0 | 0 | 0 |  |  |  |  | 2012 | 0 | 0 | 0 | 0 | 0
2013 | 0 | 0 | 0 | 0 | 0 |  |  |  |  | 2013 | 0 | 0 | 0 | 0 | 0
2014 | 0 | 0 | 0 | 0 | 0 |  |  |  |  | 2014 | 0 | 0 | 0 | 0 | 0
2015 | 0 | 0 | 0 | 0 | 0 |  |  |  |  | 2015 | 0 | 0 | 0 | 0 | 0
2016 | 0 | 0 | 0 | 0 | 0 |  |  |  |  | 2016 | 0 | 0 | 0 | 0 | 0
2017 | 0 | 0 | 0 | 0 | 0 |  |  |  |  | 2017 | 0 | 0 | 0 | 0 | 0
2018 | 0 | 0 | 0 | 0 | 0 |  |  |  |  | 2018 | 0 | 0 | 0 | 0 | 0
2019 | 0 | 0 | 0 | 0 | 0 |  |  |  |  | 2019 | 0 | 0 | 0 | 0 | 0
Total Lifecycle | 103255.4004 | 27933.0552 | 13261.4295 | -1456.6309 | -2290.7699 |  |  |  |  | Total Lifecycle | 130461.7585 | 35261.7492 | 16759.5718 | -1588.8715 | -2498.7382
Reductions based on total annual installations | [9 empty] | Reductions based on total annual installations (Gross)
| Annual Net kWh | Lifecycle Net kWh | Annual Net Therms | Lifecycle Net Therms | Net July-Sept Peak (kW) | Net Dec-Feb (kW) |  | User Entered kW | Net Annual NCP (kW) |  | Annual Gross kWh | Lifecycle Gross kWh | Annual Gross Therms | Lifecycle Gross Therms | User Entered kW
2009 | 27220037.7964 | 210725175.3531 | -14586.7859 | -248996.7325 | 4068.5086 | 2793.2362 |  | 4963.4517 | 3046.185 | 2009 | 34945305.7136 | 267045718.8183 | -9456.7229 | -271601.9731 | 6218.7981
2010 | 0 | 0 | 0 | 0 | 0 | 0 |  | 0 | 1296.3665 | 2010 | 0 | 0 | 0 | 0 | 0
2011 | 0 | 0 | 0 | 0 | 0 | 0 |  | 0 | 0 | 2011 | 0 | 0 | 0 | 0 | 0
2012 | 0 | 0 | 0 | 0 | 0 | 0 |  | 0 | -0.95112 | 2012 | 0 | 0 | 0 | 0 | 0
2013 | 0 | 0 | 0 | 0 | 0 | 0 |  | 0 | 0 | 2013 | 0 | 0 | 0 | 0 | 0
2014 | 0 | 0 | 0 | 0 | 0 | 0 |  | 0 | -738.1217 | 2014 | 0 | 0 | 0 | 0 | 0
2015 | 0 | 0 | 0 | 0 | 0 | 0 |  | 0 | -184.6799 | 2015 | 0 | 0 | 0 | 0 | 0
2016 | 0 | 0 | 0 | 0 | 0 | 0 |  | 0 | -0.70288 | 2016 | 0 | 0 | 0 | 0 | 0
2017 | 0 | 0 | 0 | 0 | 0 | 0 |  | 0 | 0 | 2017 | 0 | 0 | 0 | 0 | 0
2018 | 0 | 0 | 0 | 0 | 0 | 0 |  | 0 | -2687.5898 | 2018 | 0 | 0 | 0 | 0 | 0
2019 | 0 | 0 | 0 | 0 | 0 | 0 |  | 0 | 0 | 2019 | 0 | 0 | 0 | 0 | 0
Total | 27220037.7964 | 210725175.3531 | -14586.7859 | -248996.7325 | 4068.5086 | 2793.2362 |  | 4963.4517 | 730.5061 | Total | 34945305.7136 | 267045718.8183 | -9456.7229 | -271601.9731 | 6218.7981
Net Impacts by Sector (All Measures Installed through 2019)
| Annual Net kWh | Lifecycle Net kWh | Annual Net Therms | Lifecycle Net Therms | Net July-Sept Peak (kW) | Net Dec-Feb (kW) |  | User Entered kW | TRC Lifecycle Net Benefits* ($)
Total | 27220037.7964 | 210725175.3531 | -14586.7859 | -248996.7325 | 4068.5086 | 2793.2362 |  | 4963.4517 | 10173252.985
RES | 0 | 0 | 0 | 0 | 0 | 0 |  | 0 | 0
NON_RES | 0 | 0 | 0 | 0 | 0 | 0 |  | 0 | 0
Residential | 0 | 0 | 0 | 0 | 0 | 0 |  | 0 | 0
Commercial | 27220037.7964 | 210725175.3531 | -58845.2659 | -470289.1325 | 4068.5086 | 2793.2362 |  | 4963.4517 | 10026525.1306
Industrial | 0 | 0 | 0 | 0 | 0 | 0 |  | 0 | 0
Agricultural | 0 | 0 | 44258.48 | 221292.4 | 0 | 0 |  | 0 | 146727.8544
Not Used | 0 | 0 | 0 | 0 | 0 | 0 |  | 0 | 0
0 | 0 | 0 | 0 | 0 | 0 | 0 |  | 0 | 0
0 | 0 | 0 | 0 | 0 | 0 | 0 |  | 0 | 0
0 | 0 | 0 | 0 | 0 | 0 | 0 |  | 0 | 0
0 | 0 | 0 | 0 | 0 | 0 | 0 |  | 0 | 0
0 | 0 | 0 | 0 | 0 | 0 | 0 |  | 0 | 0
0 |  |  | 0 |  |  |  |  | 0 | 0
0 |  |  | 0 |  |  |  |  | 0 | 0
0 |  |  | 0 |  |  |  |  | 0 | 0
0 |  |  | 0 |  |  |  |  | 0 | 0
0 |  |  | 0 |  |  |  |  | 0 | 0
0 |  |  | 0 |  |  |  |  | 0 | 0
0 |  |  | 0 |  |  |  |  | 0 | 0
0 |  |  | 0 |  |  |  |  | 0 | 0
0 |  |  | 0 |  |  |  |  | 0 | 0
0 |  |  | 0 |  |  |  |  | 0 | 0
0 |  |  | 0 |  |  |  |  | 0 | 0
Other and unspecified | 0 | 0 | 0 | 2.6193e-10 | 0 | 0 | 0 | 0 | 0
* Include program-level and admin costs allocated based to total gas and electric programs at the measure level.
Net Impacts by CPUC End Use Categories (All Measures Installed through 2019)
| Annual Net kWh | Lifecycle Net kWh | Annual Net Therms | Lifecycle Net Therms | Net July-Sept Peak (kW) | Net Dec-Feb Pk (kW) |  | User Entered kW | TRC Lifecycle Net Benefits* ($)
Total | 27220037.7964 | 210725175.3531 | -14586.7859 | -248996.7325 | 4068.5086 | 2793.2362 |  | 4963.4517 | 10173252.985
Clothes Dryer | 0 | 0 | 0 | 0 | 0 | 0 |  | 0 | 0
Clothes Washer | 0 | 0 | 0 | 0 | 0 | 0 |  | 0 | 0
Consumer Electronics | 0 | 0 | 0 | 0 | 0 | 0 |  | 0 | 0
Cooking | 0 | 0 | 0 | 0 | 0 | 0 |  | 0 | 0
Dishwasher | 0 | 0 | 0 | 0 | 0 | 0 |  | 0 | 0
Other Appliance | 0 | 0 | 0 | 0 | 0 | 0 |  | 0 | 0
Office Equipment | 2397952.9767 | 34103593.2241 | 0 | 0 | 463.6841 | 289.9348 |  | 411.3574 | 1334968.9818
Building shell | 0 | 0 | 0 | 0 | 0 | 0 |  | 0 | 0
Space Cooling | 54047.692 | 540476.92 | 0 | 0 | 20.9482 | 9.626 |  | 8.6763 | 39989.1332
Space Heating | 0 | 0 | 0 | 0 | 0 | 0 |  | 0 | 0
Ventilation | 29992.8171 | 407150.671 | 1916.8962 | 20101.5857 | 5.5448 | 3.4784 |  | 2.3606 | 19439.278
Interior Lighting | 12892695.9565 | 108986818.9765 | 0 | 0 | 2549.7352 | 1643.2478 |  | 2972.7617 | 7213607.6402
Exterior Lighting | 1026129.1824 | 5134725.792 | 0 | 0 | 130.9301 | 106.9271 |  | 0.51306 | 359075.387
Daylighting | 0 | 0 | 0 | 0 | 0 | 0 |  | 0 | 0
Motors | 0 | 0 | 0 | 0 | 0 | 0 |  | 0 | 0
Process | 146923.7 | 1763084.4 | 44258.48 | 221292.4 | 19.999 | 22.0798 |  | 32.97 | 201191.2134
Compressed Air | 0 | 0 | 0 | 0 | 0 | 0 |  | 0 | 0
Food Processor | 0 | 0 | 0 | 0 | 0 | 0 |  | 0 | 0
Refrigeration | 6406210.2714 | 27682832.8796 | 658.3941 | 6988.8925 | 864.9185 | 705.2765 |  | 716.3523 | 1882614.5969
Freezers | 0 | 0 | 0 | 0 | 0 | 0 |  | 0 | 0
Pumps | 0 | 0 | 0 | 0 | 0 | 0 |  | 0 | 0
Pool Pump | 0 | 0 | 0 | 0 | 0 | 0 |  | 0 | 0
Domestic Hot Water | 0 | 0 | 0 | 0 | 0 | 0 |  | 0 | 0
Water Heating | 0 | 0 | 0 | 0 | 0 | 0 |  | 0 | 0
Other and unspecified | 4266085.2004 | 32106492.4899 | -61420.5562 | -497379.6107 | 12.7486 | 12.6658 | 0 | 818.4604 | -877633.2454
* Include program-level and admin costs allocated based to total gas and electric programs at the measure level.
Net Impacts by Climate Zone (All Measures Installed through 2016)
| Annual Net kWh | Lifecycle Net kWh | Annual Net Therms | Lifecycle Net Therms | Net July-Sept Peak (kW) | Net dec-Feb Pk (kW) |  | User Entered kW | TRC Lifecycle Net Benefits* ($)
Total | 27220037.7964 | 210725175.3531 | -14586.7859 | -248996.7325 | 4068.5086 | 2793.2362 |  | 4963.4517 | 10173252.985
7 | 0 | 0 | 0 | 0 | 0 | 0 |  | 0 | 0
10 | 0 | 0 | 0 | 0 | 0 | 0 |  | 0 | 0
14 | 0 | 0 | 0 | 0 | 0 | 0 |  | 0 | 0
15 | 0 | 0 | 0 | 0 | 0 | 0 |  | 0 | 0
System | 27220037.7964 | 210725175.3531 | -14586.7859 | -248996.7325 | 4068.5086 | 2793.2362 |  | 4963.4517 | 10173252.985
0 | 0 | 0 | 0 | 0 | 0 | 0 |  | 0
0 | 0 | 0 | 0 | 0 | 0 | 0 |  | 0
0 | 0 | 0 | 0 | 0 | 0 | 0 |  | 0
0 | 0 | 0 | 0 | 0 | 0 | 0 |  | 0
0 | 0 | 0 | 0 | 0 | 0 | 0 |  | 0
0 | 0 | 0 | 0 | 0 | 0 | 0 |  | 0
* Include program-level and admin costs allocated based to total gas and electric programs at the measure level.
Persistent reductions in the summer (3rd Qtr) or winter (4th Qtr) of each year
| Net Juy-Sept Peak (kW) | Net Annual Dec-Feb (kW)
2009 | 256.0834 | 2793.2362
2010 | 4068.5086 | 2793.2362
2011 | 4067.4862 | 2792.5651
2012 | 4067.4862 | 2792.5651
2013 | 4062.5163 | 2123.2462
2014 | 3186.693 | 2009.2732
2015 | 3106.714 | 2008.8481
2016 | 3106.1934 | 2008.8481
2017 | 3050.2858 | 430.6858
2018 | 660.1353 | 430.6858
2019 | 652.2703 | 419.3065
2020 | 637.1207 | 419.3065
Monthly Impacts
First Year for Impact Table: | 2009
| Quarter | Monthly Five Hour Avg or TOU Peak | Net Monthly NCP (kW) |  | Monthly Net kWh | Monthly Net Therms
2009-01-01 | 1 | 0 | 0 |  | 0 | 0
2009-02-01 | 1 | 0 | 0 |  | 0 | 0
2009-03-01 | 1 | 0 | 0 |  | 0 | 0
2009-04-01 | 2 | 174.1777 | 291.9994 |  | 120576.2295 | 105.1167
2009-05-01 | 2 | 256.0834 | 260.6873 |  | 122995.7141 | 105.1167
2009-06-01 | 2 | 256.0834 | 260.6873 |  | 122995.7141 | 105.1167
2009-07-01 | 3 | 256.0834 | 260.6873 |  | 122995.7141 | 105.1167
2009-08-01 | 3 | 256.0834 | 260.6873 |  | 122995.7141 | 105.1167
2009-09-01 | 3 | 256.0834 | 260.6873 |  | 122995.7141 | 105.1167
2009-10-01 | 4 | 1933.1705 | 3046.185 |  | 1314314.3003 | -5216.0477
2009-11-01 | 4 | 1933.1705 | 3046.185 |  | 1314314.3003 | -5216.0477
2009-12-01 | 4 | 1933.1705 | 3046.185 |  | 1314314.3003 | -5216.0477
2010-01-01 | 5 | 2793.2362 | 4342.5515 |  | 1904615.0071 | -2873.6087
2010-02-01 | 5 | 2793.2362 | 4342.5515 |  | 1904615.0071 | -2873.6087
2010-03-01 | 5 | 2793.2362 | 4342.5515 |  | 1904615.0071 | -2873.6087
2010-04-01 | 6 | 2793.2362 | 4342.5515 |  | 1904615.0071 | 442.4778
2010-05-01 | 6 | 4068.5086 | 4079.7552 |  | 1946645.2356 | 442.4778
2010-06-01 | 6 | 4068.5086 | 4079.7552 |  | 1946645.2356 | 442.4778
2010-07-01 | 7 | 4068.5086 | 4079.7552 |  | 1946645.2356 | 442.4778
2010-08-01 | 7 | 4068.5086 | 4079.7552 |  | 1946645.2356 | 442.4778
2010-09-01 | 7 | 4068.5086 | 4079.7552 |  | 1946645.2356 | 442.4778
2010-10-01 | 8 | 2793.2362 | 4342.5515 |  | 1904615.0071 | -2873.6087
2010-11-01 | 8 | 2793.2362 | 4342.5515 |  | 1904615.0071 | -2873.6087
2010-12-01 | 8 | 2793.2362 | 4342.5515 |  | 1904615.0071 | -2873.6087
2011-01-01 | 9 | 2793.2362 | 4342.5515 |  | 1904615.0071 | -2873.6087
2011-02-01 | 9 | 2793.2362 | 4342.5515 |  | 1904615.0071 | -2873.6087
2011-03-01 | 9 | 2793.2362 | 4342.5515 |  | 1904615.0071 | -2873.6087
2011-04-01 | 10 | 2792.5651 | 4341.6004 |  | 1904085.3003 | 442.4778
2011-05-01 | 10 | 4067.4862 | 4078.7327 |  | 1946102.5935 | 442.4778
2011-06-01 | 10 | 4067.4862 | 4078.7327 |  | 1946102.5935 | 442.4778
2011-07-01 | 11 | 4067.4862 | 4078.7327 |  | 1946102.5935 | 442.4778
2011-08-01 | 11 | 4067.4862 | 4078.7327 |  | 1946102.5935 | 442.4778
2011-09-01 | 11 | 4067.4862 | 4078.7327 |  | 1946102.5935 | 442.4778
2011-10-01 | 12 | 2792.5651 | 4341.6004 |  | 1904085.3003 | -1637.0293
2011-11-01 | 12 | 2792.5651 | 4341.6004 |  | 1904085.3003 | -1637.0293
2011-12-01 | 12 | 2792.5651 | 4341.6004 |  | 1904085.3003 | -1637.0293
2012-01-01 | 13 | 2792.5651 | 4341.6004 |  | 1904085.3003 | -1637.0293
2012-02-01 | 13 | 2792.5651 | 4341.6004 |  | 1904085.3003 | -1637.0293
2012-03-01 | 13 | 2792.5651 | 4341.6004 |  | 1904085.3003 | -1637.0293
2012-04-01 | 14 | 2792.5651 | 4341.6004 |  | 1904085.3003 | 442.4778
2012-05-01 | 14 | 4067.4862 | 4078.7327 |  | 1946102.5935 | 442.4778
2012-06-01 | 14 | 4067.4862 | 4078.7327 |  | 1946102.5935 | 442.4778
2012-07-01 | 15 | 4067.4862 | 4078.7327 |  | 1946102.5935 | 442.4778
2012-08-01 | 15 | 4067.4862 | 4078.7327 |  | 1946102.5935 | 442.4778
2012-09-01 | 15 | 4067.4862 | 4078.7327 |  | 1946102.5935 | 442.4778
2012-10-01 | 16 | 2792.5651 | 4341.6004 |  | 1904085.3003 | 2874.3473
2012-11-01 | 16 | 2792.5651 | 4341.6004 |  | 1904085.3003 | 2874.3473
2012-12-01 | 16 | 2792.5651 | 4341.6004 |  | 1904085.3003 | 2874.3473
2013-01-01 | 17 | 2792.5651 | 4341.6004 |  | 1904085.3003 | 2874.3473
2013-02-01 | 17 | 2792.5651 | 4341.6004 |  | 1904085.3003 | 2874.3473
2013-03-01 | 17 | 2792.5651 | 4341.6004 |  | 1904085.3003 | 2874.3473
2013-04-01 | 18 | 2788.4861 | 4337.1062 |  | 1901056.4705 | 442.4778
2013-05-01 | 18 | 4062.5163 | 4073.7628 |  | 1942955.9077 | 442.4778
2013-06-01 | 18 | 4062.5163 | 4073.7628 |  | 1942955.9077 | 442.4778
2013-07-01 | 19 | 4062.5163 | 4073.7628 |  | 1942955.9077 | 442.4778
2013-08-01 | 19 | 4062.5163 | 4073.7628 |  | 1942955.9077 | 442.4778
2013-09-01 | 19 | 4062.5163 | 4073.7628 |  | 1942955.9077 | 442.4778
2013-10-01 | 20 | 2376.7806 | 3883.101 |  | 1594788.8778 | 2874.3473
2013-11-01 | 20 | 2376.7806 | 3883.101 |  | 1594788.8778 | 2874.3473
2013-12-01 | 20 | 2376.7806 | 3883.101 |  | 1594788.8778 | 2874.3473
2014-01-01 | 21 | 2123.2462 | 3603.4787 |  | 1406128.8716 | 2874.3473
2014-02-01 | 21 | 2123.2462 | 3603.4787 |  | 1406128.8716 | 2874.3473
2014-03-01 | 21 | 2123.2462 | 3603.4787 |  | 1406128.8716 | 2874.3473
2014-04-01 | 22 | 2074.7143 | 3523.2415 |  | 1367492.5818 | 442.4778
2014-05-01 | 22 | 3186.693 | 3193.3584 |  | 1390456.858 | 442.4778
2014-06-01 | 22 | 3186.693 | 3193.3584 |  | 1390456.858 | 442.4778
2014-07-01 | 23 | 3186.693 | 3193.3584 |  | 1390456.858 | 442.4778
2014-08-01 | 23 | 3186.693 | 3193.3584 |  | 1390456.858 | 442.4778
2014-09-01 | 23 | 3186.693 | 3193.3584 |  | 1390456.858 | 442.4778
2014-10-01 | 24 | 2015.768 | 3426.824 |  | 1320660.89 | 2874.3473
2014-11-01 | 24 | 2015.768 | 3426.824 |  | 1320660.89 | 2874.3473
2014-12-01 | 24 | 2015.768 | 3426.824 |  | 1320660.89 | 2874.3473
2015-01-01 | 25 | 2009.2732 | 3418.7988 |  | 1315653.1179 | -4513.0431
2015-02-01 | 25 | 2009.2732 | 3418.7988 |  | 1315653.1179 | -4513.0431
2015-03-01 | 25 | 2009.2732 | 3418.7988 |  | 1315653.1179 | -4513.0431
2015-04-01 | 26 | 2009.2732 | 3418.7988 |  | 1315653.1179 | 431.5007
2015-05-01 | 26 | 3106.714 | 3107.7702 |  | 1337883.1069 | 431.5007
2015-06-01 | 26 | 3106.714 | 3107.7702 |  | 1337883.1069 | 431.5007
2015-07-01 | 27 | 3106.714 | 3107.7702 |  | 1337883.1069 | 431.5007
2015-08-01 | 27 | 3106.714 | 3107.7702 |  | 1337883.1069 | 431.5007
2015-09-01 | 27 | 3106.714 | 3107.7702 |  | 1337883.1069 | 431.5007
2015-10-01 | 28 | 2009.2732 | 3418.7988 |  | 1315653.1179 | -4513.0431
2015-11-01 | 28 | 2009.2732 | 3418.7988 |  | 1315653.1179 | -4513.0431
2015-12-01 | 28 | 2009.2732 | 3418.7988 |  | 1315653.1179 | -4513.0431
2016-01-01 | 29 | 2008.8481 | 3418.0959 |  | 1315314.6627 | -4513.0431
2016-02-01 | 29 | 2008.8481 | 3418.0959 |  | 1315314.6627 | -4513.0431
2016-03-01 | 29 | 2008.8481 | 3418.0959 |  | 1315314.6627 | -4513.0431
2016-04-01 | 30 | 2008.8481 | 3418.0959 |  | 1315314.6627 | 431.5007
2016-05-01 | 30 | 3106.1934 | 3107.2095 |  | 1337540.8866 | 431.5007
2016-06-01 | 30 | 3106.1934 | 3107.2095 |  | 1337540.8866 | 431.5007
2016-07-01 | 31 | 3106.1934 | 3107.2095 |  | 1337540.8866 | 431.5007
2016-08-01 | 31 | 3106.1934 | 3107.2095 |  | 1337540.8866 | 431.5007
2016-09-01 | 31 | 3106.1934 | 3107.2095 |  | 1337540.8866 | 431.5007
2016-10-01 | 32 | 2008.8481 | 3418.0959 |  | 1315314.6627 | -4513.0431
2016-11-01 | 32 | 2008.8481 | 3418.0959 |  | 1315314.6627 | -4513.0431
2016-12-01 | 32 | 2008.8481 | 3418.0959 |  | 1315314.6627 | -4513.0431
2017-01-01 | 33 | 2008.8481 | 3418.0959 |  | 1315314.6627 | -4513.0431
2017-02-01 | 33 | 2008.8481 | 3418.0959 |  | 1315314.6627 | -4513.0431
2017-03-01 | 33 | 2008.8481 | 3418.0959 |  | 1315314.6627 | -4513.0431
2017-04-01 | 34 | 1972.7974 | 3356.7146 |  | 1291930.3265 | 431.5007
2017-05-01 | 34 | 3050.2858 | 3051.3019 |  | 1313814.5373 | 431.5007
2017-06-01 | 34 | 3050.2858 | 3051.3019 |  | 1313814.5373 | 431.5007
2017-07-01 | 35 | 3050.2858 | 3051.3019 |  | 1313814.5373 | 431.5007
2017-08-01 | 35 | 3050.2858 | 3051.3019 |  | 1313814.5373 | 431.5007
2017-09-01 | 35 | 3050.2858 | 3051.3019 |  | 1313814.5373 | 431.5007
2017-10-01 | 36 | 801.9625 | 1363.2887 |  | 531021.5962 | -4512.8688
2017-11-01 | 36 | 801.9625 | 1363.2887 |  | 531021.5962 | -4512.8688
2017-12-01 | 36 | 801.9625 | 1363.2887 |  | 531021.5962 | -4512.8688
2018-01-01 | 37 | 430.6858 | 730.5061 |  | 289593.1433 | -4512.8096
2018-02-01 | 37 | 430.6858 | 730.5061 |  | 289593.1433 | -4512.8096
2018-03-01 | 37 | 430.6858 | 730.5061 |  | 289593.1433 | -4512.8096
2018-04-01 | 38 | 430.6858 | 730.5061 |  | 289593.1433 | 431.6937
2018-05-01 | 38 | 660.1353 | 660.6996 |  | 296702.5147 | 431.6937
2018-06-01 | 38 | 660.1353 | 660.6996 |  | 296702.5147 | 431.6937
2018-07-01 | 39 | 660.1353 | 660.6996 |  | 296702.5147 | 431.6937
2018-08-01 | 39 | 660.1353 | 660.6996 |  | 296702.5147 | 431.6937
2018-09-01 | 39 | 660.1353 | 660.6996 |  | 296702.5147 | 431.6937
2018-10-01 | 40 | 430.6858 | 730.5061 |  | 289593.1433 | -4512.8096
2018-11-01 | 40 | 430.6858 | 730.5061 |  | 289593.1433 | -4512.8096
2018-12-01 | 40 | 430.6858 | 730.5061 |  | 289593.1433 | -4512.8096
2019-01-01 | 41 | 430.6858 | 730.5061 |  | 289593.1433 | -4512.8096
2019-02-01 | 41 | 430.6858 | 730.5061 |  | 289593.1433 | -4512.8096
2019-03-01 | 41 | 430.6858 | 730.5061 |  | 289593.1433 | -4512.8096
2019-04-01 | 42 | 426.9335 | 726.5668 |  | 287990.4192 | 431.6937
2019-05-01 | 42 | 652.2703 | 652.8118 |  | 294351.9075 | 431.6937
2019-06-01 | 42 | 652.2703 | 652.8118 |  | 294351.9075 | 431.6937
2019-07-01 | 43 | 652.2703 | 652.8118 |  | 294351.9075 | 431.6937
2019-08-01 | 43 | 652.2703 | 652.8118 |  | 294351.9075 | 431.6937
2019-09-01 | 43 | 652.2703 | 652.8118 |  | 294351.9075 | 431.6937
2019-10-01 | 44 | 424.3637 | 723.7808 |  | 286804.0542 | -4512.8096
2019-11-01 | 44 | 424.3637 | 723.7808 |  | 286804.0542 | -4512.8096
2019-12-01 | 44 | 424.3637 | 723.7808 |  | 286804.0542 | -4512.8096

## Input
| SDG&E 09-11 4g3.xls |  |  |  | Program Budget ($) |  |  | NPV Factor for lump-sum admin costs: | 100%
a. Administrative Costs
| Proposer General Information |  |  |  | a.i. Overhead and G&A | 848337.4167 | d. Incentives and Rebates ($) | Nominal | NPV
| Proposer Name |  | SDGE |  | a.ii. Other Admin costs | 0 | d.i. User Input Incentive | 0 | 0 | Note: User Input Incentives are treated like Admin costs and are NOT adjusted by the net to gross ratio in the TRC test.
| Program Name |  | SDGE3012_EXP_EXP-ExpressEfficiencyRebateProgram |  | b. Marketing/Outreach | 31955.205 | d.ii. Rebate | 2152221.13 | 2013396.4016
| Service Territory |  | SDG&E |  | c. Direct Implementation (non incentive) |  | d.iii. Direct Install Labor | 0 | 0
| First Year of Program Implementation |  |  | 2009 | c.i. Activity | 504463.57 | d.iv. Direct Install Materials | 0 | 0
| Contact Information |  |  |  | c.ii. Installation | 0 | d.v. Upstream payments | 0 | 0
| Name |  |  |  | c.iii. Hardware & Materials | 0 | Subtotal Direct Install | 2152221.13 | 2013396.4016
| Address |  |  |  | c.iv. Rebate Processing and Inspection | 0 | [40 empty] | Formulas for spreading annual installations to quarters
| ZIP code |  |  |  | d. Total Incentives and Rebates | 2152221.13 | [40 empty] | 0 | 0 | 0 | 0 | 0 | 0 | 0 | 0 | 0 | 0 | 0 | 0 | 0 | 0 | 0 | 0 | 0 | 0 | 0 | 0 | 0 | 0 | 0 | 0 | 0 | 0 | 0 | 0 | 0 | 0 | 0 | 0 | 0 | 0 | 0 | 0 | 0 | 0 | 0 | 0 | 0 | 0 | 0 | 0
| Telephone |  |  |  | e. EM&V | 0 | f. Costs recovered from other sources | 0 | 0
| Email |  |  |  | Total | 3536977.3217 | Program Budget w/ Other Costs (a to f) | 3536977.3217 | 3398152.5933
Quarterly Installation Schedule
| Program Inputs | [10 empty] | Transfer | Admin | Admin | Admin | Participant | [8 empty] | Placeholders, not currently used | [10 empty] | Annual Installation Schedule | [10 empty] | 2009 |  |  |  | 2010 |  |  |  | 2011 |  |  |  | 2012 |  |  |  | 2013 |  |  |  | 2014 |  |  |  | 2015 |  |  |  | 2016 |  |  |  | 2017 |  |  |  | 2018 |  |  |  | 2019
| Measure Name | DEER RunID | Climate Zone | Target sector | Measure Electric End Use Shape | CZ, Sector, Measure combination found? | Measure Type (To Look up Measure Life) | Program Type (To look up Net-to-gross Ratio) | Unit Definition (e.g. homes) | Program Type (NEW/ROB or Early Repl(RET)) | Gross Measure Cost ($/unit) | Rebate to end use customer or its assignee ($/unit) | Incentives to entities other than the end use customer or its assignee($/unit) | Direct Install Labor ($/unit) | Direct Install Material ($/unit) | Participant cost ($/unit) | Gross Unit Annual Electricity Savings (kwh/unit) | Electric Rate Schedule | Demand Scaler | User Entered kW Savings per unit (kW/unit) | Gross Unit Annual Gas Savings (therm/unit) | Gas Sector | Gas Rate Schedule | Gas Savings Profile | Avg remaining life on replaced units (yrs) | Early retrofit incremental kWh savings (kWh/unit) | Early retrofit incremental kW savings (kW/unit) | Early retrofit incremental Th savings (Th/unit) | Combustion Type | Effective Useful Life (years) | Net-to-Gross Ratio | Net-to-Gross Ratio - kW | Net-to-Gross Ratio - Therms | Net-to-Gross Ratio - Costs | % Eligible for TOU AC adjustment | 2009 | 2010 | 2011 | 2012 | 2013 | 2014 | 2015 | 2016 | 2017 | 2018 | 2019 | Qtr 1 | Qtr 2 | Qtr 3 | Qtr 4 | Qtr 1 | Qtr 2 | Qtr 3 | Qtr 4 | Qtr 1 | Qtr 2 | Qtr 3 | Qtr 4 | Qtr 1 | Qtr 2 | Qtr 3 | Qtr 4 | Qtr 1 | Qtr 2 | Qtr 3 | Qtr 4 | Qtr 1 | Qtr 2 | Qtr 3 | Qtr 4 | Qtr 1 | Qtr 2 | Qtr 3 | Qtr 4 | Qtr 1 | Qtr 2 | Qtr 3 | Qtr 4 | Qtr 1 | Qtr 2 | Qtr 3 | Qtr 4 | Qtr 1 | Qtr 2 | Qtr 3 | Qtr 4 | Qtr 1 | Qtr 2 | Qtr 3 | Qtr 4 | Total Number of Units | Comments
SDGE3012_EXP_EXP-ExpressEfficiencyRebateProgram | 213082-Refrigeration - Vending Machine Controller |  | System | Commercial | 09-GRO-Grocery-REFG | 0 |  |  |  |  | 215.5 | 155 | 0 | 0 | 0 | 60.5 | 1612 |  | kWh | 0 | 0 | Commercial | [7 empty] | 5 | 0.7 |  |  |  | 0 | 2 | 0 | 0 | 0 | 0 | 0 | 0 | 0 | 0 | 0 | 0 | 2009 Qtr 1: 0; 2009 Qtr 2: 0; 2009 Qtr 3: 0; 2009 Qtr 4: 2; 2010 Qtr 1: 0; 2010 Qtr 2: 0; 2010 Qtr 3: 0; 2010 Qtr 4: 0; 2011 Qtr 1: 0; 2011 Qtr 2: 0; 2011 Qtr 3: 0; 2011 Qtr 4: 0 | 2
SDGE3012_EXP_EXP-ExpressEfficiencyRebateProgram | 213082-Refrigeration - Vending Machine Controller |  | System | Commercial | 09-GRO-Grocery-REFG | 0 |  |  |  |  | 215.5 | 155 | 0 | 0 | 0 | 60.5 | 1612 |  | kWh | 0 | 0 | Commercial | [7 empty] | 5 | 0.7 |  |  |  | 0 | 2 | 0 | 0 | 0 | 0 | 0 | 0 | 0 | 0 | 0 | 0 | 2009 Qtr 1: 0; 2009 Qtr 2: 0; 2009 Qtr 3: 0; 2009 Qtr 4: 2; 2010 Qtr 1: 0; 2010 Qtr 2: 0; 2010 Qtr 3: 0; 2010 Qtr 4: 0; 2011 Qtr 1: 0; 2011 Qtr 2: 0; 2011 Qtr 3: 0; 2011 Qtr 4: 0 | 2
SDGE3012_EXP_EXP-ExpressEfficiencyRebateProgram | 213147-Premium T8 with T12 34Watt Baseline |  | System | Commercial | 18-OFS-Office–Small-IntLight | 0 |  |  |  |  | 32.3249 | 7.7087 | 0 | 0 | 0 | 24.6162 | 50.5326 |  | kWh | 0.01079 | 0 | Commercial | [7 empty] | 15 | 0.78 |  |  |  | 0 | 84.0605 | 0 | 0 | 0 | 0 | 0 | 0 | 0 | 0 | 0 | 0 | 2009 Qtr 1: 0; 2009 Qtr 2: 0; 2009 Qtr 3: 0; 2009 Qtr 4: 84.0605; 2010 Qtr 1: 0; 2010 Qtr 2: 0; 2010 Qtr 3: 0; 2010 Qtr 4: 0; 2011 Qtr 1: 0; 2011 Qtr 2: 0; 2011 Qtr 3: 0; 2011 Qtr 4: 0 | 84.0605
SDGE3012_EXP_EXP-ExpressEfficiencyRebateProgram | 213053-Lighting - Remove 4 Ft T-8 (De-Lamp) |  | System | Commercial | [6 empty] | 12.4625 | 12.8479 | 0 | 0 | 0 | -0.38544 | 137.2559 |  | 0 | 0.026384 | -2.5676 | Commercial |  | Winter Only | [5 empty] | 15 | 0.77 |  |  |  | 0 | 17.9018 | 0 | 0 | 0 | 0 | 0 | 0 | 0 | 0 | 0 | 0 | 2009 Qtr 1: 0; 2009 Qtr 2: 0; 2009 Qtr 3: 0; 2009 Qtr 4: 17.9018; 2010 Qtr 1: 0; 2010 Qtr 2: 0; 2010 Qtr 3: 0; 2010 Qtr 4: 0; 2011 Qtr 1: 0; 2011 Qtr 2: 0; 2011 Qtr 3: 0; 2011 Qtr 4: 0 | 17.9018
SDGE3012_EXP_EXP-ExpressEfficiencyRebateProgram | 213054-Lighting - Remove 8 Ft T-8 (De-Lamp) |  | System | Commercial | 18-OFS-Office–Small-IntLight | 0 |  |  |  |  | 33.283 | 32.1197 | 0 | 0 | 0 | 1.1632 | 441.1634 |  | kWh | 0.065769 | 0 | Commercial | [7 empty] | 15 | 0.77 |  |  |  | 0 | 18.6801 | 0 | 0 | 0 | 0 | 0 | 0 | 0 | 0 | 0 | 0 | 2009 Qtr 1: 0; 2009 Qtr 2: 0; 2009 Qtr 3: 0; 2009 Qtr 4: 18.6801; 2010 Qtr 1: 0; 2010 Qtr 2: 0; 2010 Qtr 3: 0; 2010 Qtr 4: 0; 2011 Qtr 1: 0; 2011 Qtr 2: 0; 2011 Qtr 3: 0; 2011 Qtr 4: 0 | 18.6801
SDGE3012_EXP_EXP-ExpressEfficiencyRebateProgram | 213020-Lighting - Hardwire Incan Base >90 watt Fluorescent Fixture |  | System | Commercial | 18-OFS-Office–Small-IntLight | 0 |  |  |  |  | 173 | 169 | 0 | 0 | 0 | 4 | 2540.2753 |  | kWh | 0.38844 | 0 | Commercial | [7 empty] | 15 | 0.77 |  |  |  | 0 | 6 | 0 | 0 | 0 | 0 | 0 | 0 | 0 | 0 | 0 | 0 | 2009 Qtr 1: 0; 2009 Qtr 2: 0; 2009 Qtr 3: 0; 2009 Qtr 4: 6; 2010 Qtr 1: 0; 2010 Qtr 2: 0; 2010 Qtr 3: 0; 2010 Qtr 4: 0; 2011 Qtr 1: 0; 2011 Qtr 2: 0; 2011 Qtr 3: 0; 2011 Qtr 4: 0 | 6
SDGE3012_EXP_EXP-ExpressEfficiencyRebateProgram | 213147-Premium T8 with T12 34Watt Baseline |  | System | Commercial | 18-OFS-Office–Small-IntLight | 0 |  |  |  |  | 32.3249 | 7.7087 | 0 | 0 | 0 | 24.6162 | 50.5326 |  | kWh | 0.01079 | 0 | Commercial | [7 empty] | 15 | 0.78 |  |  |  | 0 | 140.8791 | 0 | 0 | 0 | 0 | 0 | 0 | 0 | 0 | 0 | 0 | 2009 Qtr 1: 0; 2009 Qtr 2: 0; 2009 Qtr 3: 0; 2009 Qtr 4: 140.8791; 2010 Qtr 1: 0; 2010 Qtr 2: 0; 2010 Qtr 3: 0; 2010 Qtr 4: 0; 2011 Qtr 1: 0; 2011 Qtr 2: 0; 2011 Qtr 3: 0; 2011 Qtr 4: 0 | 140.8791
SDGE3012_EXP_EXP-ExpressEfficiencyRebateProgram | 213054-Lighting - Remove 8 Ft T-8 (De-Lamp) |  | System | Commercial | 18-OFS-Office–Small-IntLight | 0 |  |  |  |  | 33.283 | 32.1197 | 0 | 0 | 0 | 1.1632 | 441.1634 |  | kWh | 0.065769 | 0 | Commercial | [7 empty] | 15 | 0.77 |  |  |  | 0 | 40.4736 | 0 | 0 | 0 | 0 | 0 | 0 | 0 | 0 | 0 | 0 | 2009 Qtr 1: 0; 2009 Qtr 2: 0; 2009 Qtr 3: 0; 2009 Qtr 4: 40.4736; 2010 Qtr 1: 0; 2010 Qtr 2: 0; 2010 Qtr 3: 0; 2010 Qtr 4: 0; 2011 Qtr 1: 0; 2011 Qtr 2: 0; 2011 Qtr 3: 0; 2011 Qtr 4: 0 | 40.4736
SDGE3012_EXP_EXP-ExpressEfficiencyRebateProgram | 213147-Premium T8 with T12 34Watt Baseline |  | System | Commercial | 18-OFS-Office–Small-IntLight | 0 |  |  |  |  | 32.3249 | 7.7087 | 0 | 0 | 0 | 24.6162 | 50.5326 |  | kWh | 0.01079 | 0 | Commercial | [7 empty] | 15 | 0.78 |  |  |  | 0 | 59.1537 | 0 | 0 | 0 | 0 | 0 | 0 | 0 | 0 | 0 | 0 | 2009 Qtr 1: 0; 2009 Qtr 2: 0; 2009 Qtr 3: 0; 2009 Qtr 4: 59.1537; 2010 Qtr 1: 0; 2010 Qtr 2: 0; 2010 Qtr 3: 0; 2010 Qtr 4: 0; 2011 Qtr 1: 0; 2011 Qtr 2: 0; 2011 Qtr 3: 0; 2011 Qtr 4: 0 | 59.1537
SDGE3012_EXP_EXP-ExpressEfficiencyRebateProgram | 213054-Lighting - Remove 8 Ft T-8 (De-Lamp) |  | System | Commercial | 18-OFS-Office–Small-IntLight | 0 |  |  |  |  | 33.283 | 32.1197 | 0 | 0 | 0 | 1.1632 | 441.1634 |  | kWh | 0.065769 | 0 | Commercial | [7 empty] | 15 | 0.77 |  |  |  | 0 | 9.3401 | 0 | 0 | 0 | 0 | 0 | 0 | 0 | 0 | 0 | 0 | 2009 Qtr 1: 0; 2009 Qtr 2: 0; 2009 Qtr 3: 0; 2009 Qtr 4: 9.3401; 2010 Qtr 1: 0; 2010 Qtr 2: 0; 2010 Qtr 3: 0; 2010 Qtr 4: 0; 2011 Qtr 1: 0; 2011 Qtr 2: 0; 2011 Qtr 3: 0; 2011 Qtr 4: 0 | 9.3401
SDGE3012_EXP_EXP-ExpressEfficiencyRebateProgram | 213147-Premium T8 with T12 34Watt Baseline |  | System | Commercial | 18-OFS-Office–Small-IntLight | 0 |  |  |  |  | 32.3249 | 7.7087 | 0 | 0 | 0 | 24.6162 | 50.5326 |  | kWh | 0.01079 | 0 | Commercial | [7 empty] | 15 | 0.78 |  |  |  | 0 | 141.6574 | 0 | 0 | 0 | 0 | 0 | 0 | 0 | 0 | 0 | 0 | 2009 Qtr 1: 0; 2009 Qtr 2: 0; 2009 Qtr 3: 0; 2009 Qtr 4: 141.6574; 2010 Qtr 1: 0; 2010 Qtr 2: 0; 2010 Qtr 3: 0; 2010 Qtr 4: 0; 2011 Qtr 1: 0; 2011 Qtr 2: 0; 2011 Qtr 3: 0; 2011 Qtr 4: 0 | 141.6574
SDGE3012_EXP_EXP-ExpressEfficiencyRebateProgram | 213054-Lighting - Remove 8 Ft T-8 (De-Lamp) |  | System | Commercial | 18-OFS-Office–Small-IntLight | 0 |  |  |  |  | 33.283 | 32.1197 | 0 | 0 | 0 | 1.1632 | 441.1634 |  | kWh | 0.065769 | 0 | Commercial | [7 empty] | 15 | 0.77 |  |  |  | 0 | 28.0202 | 0 | 0 | 0 | 0 | 0 | 0 | 0 | 0 | 0 | 0 | 2009 Qtr 1: 0; 2009 Qtr 2: 0; 2009 Qtr 3: 0; 2009 Qtr 4: 28.0202; 2010 Qtr 1: 0; 2010 Qtr 2: 0; 2010 Qtr 3: 0; 2010 Qtr 4: 0; 2011 Qtr 1: 0; 2011 Qtr 2: 0; 2011 Qtr 3: 0; 2011 Qtr 4: 0 | 28.0202
SDGE3012_EXP_EXP-ExpressEfficiencyRebateProgram | 213147-Premium T8 with T12 34Watt Baseline |  | System | Commercial | 18-OFS-Office–Small-IntLight | 0 |  |  |  |  | 32.3249 | 7.7087 | 0 | 0 | 0 | 24.6162 | 50.5326 |  | kWh | 0.01079 | 0 | Commercial | [7 empty] | 15 | 0.78 |  |  |  | 0 | 530.8262 | 0 | 0 | 0 | 0 | 0 | 0 | 0 | 0 | 0 | 0 | 2009 Qtr 1: 0; 2009 Qtr 2: 0; 2009 Qtr 3: 0; 2009 Qtr 4: 530.8262; 2010 Qtr 1: 0; 2010 Qtr 2: 0; 2010 Qtr 3: 0; 2010 Qtr 4: 0; 2011 Qtr 1: 0; 2011 Qtr 2: 0; 2011 Qtr 3: 0; 2011 Qtr 4: 0 | 530.8262
SDGE3012_EXP_EXP-ExpressEfficiencyRebateProgram | 213053-Lighting - Remove 4 Ft T-8 (De-Lamp) |  | System | Commercial | [6 empty] | 12.4625 | 12.8479 | 0 | 0 | 0 | -0.38544 | 137.2559 |  | 0 | 0.026384 | -2.5676 | Commercial |  | Winter Only | [5 empty] | 15 | 0.77 |  |  |  | 0 | 14.7884 | 0 | 0 | 0 | 0 | 0 | 0 | 0 | 0 | 0 | 0 | 2009 Qtr 1: 0; 2009 Qtr 2: 0; 2009 Qtr 3: 0; 2009 Qtr 4: 14.7884; 2010 Qtr 1: 0; 2010 Qtr 2: 0; 2010 Qtr 3: 0; 2010 Qtr 4: 0; 2011 Qtr 1: 0; 2011 Qtr 2: 0; 2011 Qtr 3: 0; 2011 Qtr 4: 0 | 14.7884
SDGE3012_EXP_EXP-ExpressEfficiencyRebateProgram | 213054-Lighting - Remove 8 Ft T-8 (De-Lamp) |  | System | Commercial | 18-OFS-Office–Small-IntLight | 0 |  |  |  |  | 33.283 | 32.1197 | 0 | 0 | 0 | 1.1632 | 441.1634 |  | kWh | 0.065769 | 0 | Commercial | [7 empty] | 15 | 0.77 |  |  |  | 0 | 10.8967 | 0 | 0 | 0 | 0 | 0 | 0 | 0 | 0 | 0 | 0 | 2009 Qtr 1: 0; 2009 Qtr 2: 0; 2009 Qtr 3: 0; 2009 Qtr 4: 10.8967; 2010 Qtr 1: 0; 2010 Qtr 2: 0; 2010 Qtr 3: 0; 2010 Qtr 4: 0; 2011 Qtr 1: 0; 2011 Qtr 2: 0; 2011 Qtr 3: 0; 2011 Qtr 4: 0 | 10.8967
SDGE3012_EXP_EXP-ExpressEfficiencyRebateProgram | 213147-Premium T8 with T12 34Watt Baseline |  | System | Commercial | 18-OFS-Office–Small-IntLight | 0 |  |  |  |  | 32.3249 | 7.7087 | 0 | 0 | 0 | 24.6162 | 50.5326 |  | kWh | 0.01079 | 0 | Commercial | [7 empty] | 15 | 0.78 |  |  |  | 0 | 331.5718 | 0 | 0 | 0 | 0 | 0 | 0 | 0 | 0 | 0 | 0 | 2009 Qtr 1: 0; 2009 Qtr 2: 0; 2009 Qtr 3: 0; 2009 Qtr 4: 331.5718; 2010 Qtr 1: 0; 2010 Qtr 2: 0; 2010 Qtr 3: 0; 2010 Qtr 4: 0; 2011 Qtr 1: 0; 2011 Qtr 2: 0; 2011 Qtr 3: 0; 2011 Qtr 4: 0 | 331.5718
SDGE3012_EXP_EXP-ExpressEfficiencyRebateProgram | 213053-Lighting - Remove 4 Ft T-8 (De-Lamp) |  | System | Commercial | [6 empty] | 12.4625 | 12.8479 | 0 | 0 | 0 | -0.38544 | 137.2559 |  | 0 | 0.026384 | -2.5676 | Commercial |  | Winter Only | [5 empty] | 15 | 0.77 |  |  |  | 0 | 33.4685 | 0 | 0 | 0 | 0 | 0 | 0 | 0 | 0 | 0 | 0 | 2009 Qtr 1: 0; 2009 Qtr 2: 0; 2009 Qtr 3: 0; 2009 Qtr 4: 33.4685; 2010 Qtr 1: 0; 2010 Qtr 2: 0; 2010 Qtr 3: 0; 2010 Qtr 4: 0; 2011 Qtr 1: 0; 2011 Qtr 2: 0; 2011 Qtr 3: 0; 2011 Qtr 4: 0 | 33.4685
SDGE3012_EXP_EXP-ExpressEfficiencyRebateProgram | 213147-Premium T8 with T12 34Watt Baseline |  | System | Commercial | 18-OFS-Office–Small-IntLight | 0 |  |  |  |  | 32.3249 | 7.7087 | 0 | 0 | 0 | 24.6162 | 50.5326 |  | kWh | 0.01079 | 0 | Commercial | [7 empty] | 15 | 0.78 |  |  |  | 0 | 91.8438 | 0 | 0 | 0 | 0 | 0 | 0 | 0 | 0 | 0 | 0 | 2009 Qtr 1: 0; 2009 Qtr 2: 0; 2009 Qtr 3: 0; 2009 Qtr 4: 91.8438; 2010 Qtr 1: 0; 2010 Qtr 2: 0; 2010 Qtr 3: 0; 2010 Qtr 4: 0; 2011 Qtr 1: 0; 2011 Qtr 2: 0; 2011 Qtr 3: 0; 2011 Qtr 4: 0 | 91.8438
SDGE3012_EXP_EXP-ExpressEfficiencyRebateProgram | 213053-Lighting - Remove 4 Ft T-8 (De-Lamp) |  | System | Commercial | [6 empty] | 12.4625 | 12.8479 | 0 | 0 | 0 | -0.38544 | 137.2559 |  | 0 | 0.026384 | -2.5676 | Commercial |  | Winter Only | [5 empty] | 15 | 0.77 |  |  |  | 0 | 12.4534 | 0 | 0 | 0 | 0 | 0 | 0 | 0 | 0 | 0 | 0 | 2009 Qtr 1: 0; 2009 Qtr 2: 0; 2009 Qtr 3: 0; 2009 Qtr 4: 12.4534; 2010 Qtr 1: 0; 2010 Qtr 2: 0; 2010 Qtr 3: 0; 2010 Qtr 4: 0; 2011 Qtr 1: 0; 2011 Qtr 2: 0; 2011 Qtr 3: 0; 2011 Qtr 4: 0 | 12.4534
SDGE3012_EXP_EXP-ExpressEfficiencyRebateProgram | 213054-Lighting - Remove 8 Ft T-8 (De-Lamp) |  | System | Commercial | 18-OFS-Office–Small-IntLight | 0 |  |  |  |  | 33.283 | 32.1197 | 0 | 0 | 0 | 1.1632 | 441.1634 |  | kWh | 0.065769 | 0 | Commercial | [7 empty] | 15 | 0.77 |  |  |  | 0 | 8.5617 | 0 | 0 | 0 | 0 | 0 | 0 | 0 | 0 | 0 | 0 | 2009 Qtr 1: 0; 2009 Qtr 2: 0; 2009 Qtr 3: 0; 2009 Qtr 4: 8.5617; 2010 Qtr 1: 0; 2010 Qtr 2: 0; 2010 Qtr 3: 0; 2010 Qtr 4: 0; 2011 Qtr 1: 0; 2011 Qtr 2: 0; 2011 Qtr 3: 0; 2011 Qtr 4: 0 | 8.5617
SDGE3012_EXP_EXP-ExpressEfficiencyRebateProgram | 213147-Premium T8 with T12 34Watt Baseline |  | System | Commercial | 18-OFS-Office–Small-IntLight | 0 |  |  |  |  | 32.3249 | 7.7087 | 0 | 0 | 0 | 24.6162 | 50.5326 |  | kWh | 0.01079 | 0 | Commercial | [7 empty] | 15 | 0.78 |  |  |  | 0 | 291.0982 | 0 | 0 | 0 | 0 | 0 | 0 | 0 | 0 | 0 | 0 | 2009 Qtr 1: 0; 2009 Qtr 2: 0; 2009 Qtr 3: 0; 2009 Qtr 4: 291.0982; 2010 Qtr 1: 0; 2010 Qtr 2: 0; 2010 Qtr 3: 0; 2010 Qtr 4: 0; 2011 Qtr 1: 0; 2011 Qtr 2: 0; 2011 Qtr 3: 0; 2011 Qtr 4: 0 | 291.0982
SDGE3012_EXP_EXP-ExpressEfficiencyRebateProgram | 213053-Lighting - Remove 4 Ft T-8 (De-Lamp) |  | System | Commercial | [6 empty] | 12.4625 | 12.8479 | 0 | 0 | 0 | -0.38544 | 137.2559 |  | 0 | 0.026384 | -2.5676 | Commercial |  | Winter Only | [5 empty] | 15 | 0.77 |  |  |  | 0 | 46.7003 | 0 | 0 | 0 | 0 | 0 | 0 | 0 | 0 | 0 | 0 | 2009 Qtr 1: 0; 2009 Qtr 2: 0; 2009 Qtr 3: 0; 2009 Qtr 4: 46.7003; 2010 Qtr 1: 0; 2010 Qtr 2: 0; 2010 Qtr 3: 0; 2010 Qtr 4: 0; 2011 Qtr 1: 0; 2011 Qtr 2: 0; 2011 Qtr 3: 0; 2011 Qtr 4: 0 | 46.7003
SDGE3012_EXP_EXP-ExpressEfficiencyRebateProgram | 213147-Premium T8 with T12 34Watt Baseline |  | System | Commercial | 18-OFS-Office–Small-IntLight | 0 |  |  |  |  | 32.3249 | 7.7087 | 0 | 0 | 0 | 24.6162 | 50.5326 |  | kWh | 0.01079 | 0 | Commercial | [7 empty] | 15 | 0.78 |  |  |  | 0 | 252.9597 | 0 | 0 | 0 | 0 | 0 | 0 | 0 | 0 | 0 | 0 | 2009 Qtr 1: 0; 2009 Qtr 2: 0; 2009 Qtr 3: 0; 2009 Qtr 4: 252.9597; 2010 Qtr 1: 0; 2010 Qtr 2: 0; 2010 Qtr 3: 0; 2010 Qtr 4: 0; 2011 Qtr 1: 0; 2011 Qtr 2: 0; 2011 Qtr 3: 0; 2011 Qtr 4: 0 | 252.9597
SDGE3012_EXP_EXP-ExpressEfficiencyRebateProgram | 213054-Lighting - Remove 8 Ft T-8 (De-Lamp) |  | System | Commercial | 18-OFS-Office–Small-IntLight | 0 |  |  |  |  | 33.283 | 32.1197 | 0 | 0 | 0 | 1.1632 | 441.1634 |  | kWh | 0.065769 | 0 | Commercial | [7 empty] | 15 | 0.77 |  |  |  | 0 | 12.4534 | 0 | 0 | 0 | 0 | 0 | 0 | 0 | 0 | 0 | 0 | 2009 Qtr 1: 0; 2009 Qtr 2: 0; 2009 Qtr 3: 0; 2009 Qtr 4: 12.4534; 2010 Qtr 1: 0; 2010 Qtr 2: 0; 2010 Qtr 3: 0; 2010 Qtr 4: 0; 2011 Qtr 1: 0; 2011 Qtr 2: 0; 2011 Qtr 3: 0; 2011 Qtr 4: 0 | 12.4534
SDGE3012_EXP_EXP-ExpressEfficiencyRebateProgram | 213205-Food Service-Commercial Gas Rack Oven- Double, Cooking Efficiency >= 50% |  | System | Commercial | [6 empty] | 8646 | 2000 | 0 | 0 | 0 | 6646 | 0 |  | 0 | 0 | 2104 | Commercial |  | Annual | [5 empty] | 12 | 0.7 |  |  |  | 0 | 1 | 0 | 0 | 0 | 0 | 0 | 0 | 0 | 0 | 0 | 0 | 2009 Qtr 1: 0; 2009 Qtr 2: 0; 2009 Qtr 3: 0; 2009 Qtr 4: 1; 2010 Qtr 1: 0; 2010 Qtr 2: 0; 2010 Qtr 3: 0; 2010 Qtr 4: 0; 2011 Qtr 1: 0; 2011 Qtr 2: 0; 2011 Qtr 3: 0; 2011 Qtr 4: 0 | 1
SDGE3012_EXP_EXP-ExpressEfficiencyRebateProgram | 213049-Lighting - LED Exit Sign New Sign |  | System | Commercial | 25-SCN-Storage–Conditioned-Exit | 0 |  |  |  |  | 65.4374 | 40.5 | 0 | 0 | 0 | 24.9374 | 351.311 |  | kWh | 0 | 0 | Commercial | [7 empty] | 16 | 0.85 |  |  |  | 0 | 6 | 0 | 0 | 0 | 0 | 0 | 0 | 0 | 0 | 0 | 0 | 2009 Qtr 1: 0; 2009 Qtr 2: 0; 2009 Qtr 3: 0; 2009 Qtr 4: 6; 2010 Qtr 1: 0; 2010 Qtr 2: 0; 2010 Qtr 3: 0; 2010 Qtr 4: 0; 2011 Qtr 1: 0; 2011 Qtr 2: 0; 2011 Qtr 3: 0; 2011 Qtr 4: 0 | 6
SDGE3012_EXP_EXP-ExpressEfficiencyRebateProgram | 213053-Lighting - Remove 4 Ft T-8 (De-Lamp) |  | System | Commercial | [6 empty] | 12.4625 | 11.5631 | 0 | 0 | 0 | 0.89935 | 137.2559 |  | 0 | 0.026384 | -2.5676 | Commercial |  | Winter Only | [5 empty] | 15 | 0.77 |  |  |  | 0 | 559.6247 | 0 | 0 | 0 | 0 | 0 | 0 | 0 | 0 | 0 | 0 | 2009 Qtr 1: 0; 2009 Qtr 2: 0; 2009 Qtr 3: 0; 2009 Qtr 4: 559.6247; 2010 Qtr 1: 0; 2010 Qtr 2: 0; 2010 Qtr 3: 0; 2010 Qtr 4: 0; 2011 Qtr 1: 0; 2011 Qtr 2: 0; 2011 Qtr 3: 0; 2011 Qtr 4: 0 | 559.6247
SDGE3012_EXP_EXP-ExpressEfficiencyRebateProgram | 213147-Premium T8 with T12 34Watt Baseline |  | System | Commercial | 18-OFS-Office–Small-IntLight | 0 |  |  |  |  | 32.3249 | 6.9379 | 0 | 0 | 0 | 25.387 | 50.5326 |  | kWh | 0.01079 | 0 | Commercial | [7 empty] | 15 | 0.78 |  |  |  | 0 | 1271.0252 | 0 | 0 | 0 | 0 | 0 | 0 | 0 | 0 | 0 | 0 | 2009 Qtr 1: 0; 2009 Qtr 2: 0; 2009 Qtr 3: 0; 2009 Qtr 4: 1271.0252; 2010 Qtr 1: 0; 2010 Qtr 2: 0; 2010 Qtr 3: 0; 2010 Qtr 4: 0; 2011 Qtr 1: 0; 2011 Qtr 2: 0; 2011 Qtr 3: 0; 2011 Qtr 4: 0 | 1271.0252
SDGE3012_EXP_EXP-ExpressEfficiencyRebateProgram | 213012-Lighting - 3 Ft 2nd Gen. T-8 with Elec. Ballast |  | System | Commercial | 18-OFS-Office–Small-IntLight | 0 |  |  |  |  | 26.9806 | 9.2505 | 0 | 0 | 0 | 17.7301 | 65.9187 |  | kWh | 0.013355 | 0 | Commercial | [7 empty] | 15 | 0.78 |  |  |  | 0 | 23.3501 | 0 | 0 | 0 | 0 | 0 | 0 | 0 | 0 | 0 | 0 | 2009 Qtr 1: 0; 2009 Qtr 2: 0; 2009 Qtr 3: 0; 2009 Qtr 4: 23.3501; 2010 Qtr 1: 0; 2010 Qtr 2: 0; 2010 Qtr 3: 0; 2010 Qtr 4: 0; 2011 Qtr 1: 0; 2011 Qtr 2: 0; 2011 Qtr 3: 0; 2011 Qtr 4: 0 | 23.3501
SDGE3012_EXP_EXP-ExpressEfficiencyRebateProgram | 213222-Lighting - Screw in 14-26 Watt Lamp |  | System | Commercial | [6 empty] | 6.3587 | 7.2909 | 0 | 0 | 0 | -0.93217 | 194.1729 |  | 0 | 0.038993 | -2.6224 | Commercial |  | Winter Only | [5 empty] | 2.47 | 0.81 |  |  |  | 0.797 | 8.8878 | 0 | 0 | 0 | 0 | 0 | 0 | 0 | 0 | 0 | 0 | 2009 Qtr 1: 0; 2009 Qtr 2: 0; 2009 Qtr 3: 0; 2009 Qtr 4: 8.8878; 2010 Qtr 1: 0; 2010 Qtr 2: 0; 2010 Qtr 3: 0; 2010 Qtr 4: 0; 2011 Qtr 1: 0; 2011 Qtr 2: 0; 2011 Qtr 3: 0; 2011 Qtr 4: 0 | 8.8878
SDGE3012_EXP_EXP-ExpressEfficiencyRebateProgram | 213230-Lighting - Occupancy Sensor - High-Bay Sensor |  | System | Commercial | 01-ALC-AllCommercial-IntLight | 0 |  |  |  |  | 221.37 | 100 | 0 | 0 | 0 | 121.37 | 2048.6045 |  | kWh | 0.465 | 0 | Commercial | [7 empty] | 8 | 0.84 |  |  |  | 0 | 79 | 0 | 0 | 0 | 0 | 0 | 0 | 0 | 0 | 0 | 0 | 2009 Qtr 1: 0; 2009 Qtr 2: 0; 2009 Qtr 3: 0; 2009 Qtr 4: 79; 2010 Qtr 1: 0; 2010 Qtr 2: 0; 2010 Qtr 3: 0; 2010 Qtr 4: 0; 2011 Qtr 1: 0; 2011 Qtr 2: 0; 2011 Qtr 3: 0; 2011 Qtr 4: 0 | 79
SDGE3012_EXP_EXP-ExpressEfficiencyRebateProgram | 213222-Lighting - Screw in 14-26 Watt Lamp |  | System | Commercial | [6 empty] | 6.3587 | 8.101 | 0 | 0 | 0 | -1.7423 | 194.1729 |  | 0 | 0.038993 | -2.6224 | Commercial |  | Winter Only | [5 empty] | 2.47 | 0.81 |  |  |  | 0.797 | 268.6098 | 0 | 0 | 0 | 0 | 0 | 0 | 0 | 0 | 0 | 0 | 2009 Qtr 1: 0; 2009 Qtr 2: 0; 2009 Qtr 3: 0; 2009 Qtr 4: 268.6098; 2010 Qtr 1: 0; 2010 Qtr 2: 0; 2010 Qtr 3: 0; 2010 Qtr 4: 0; 2011 Qtr 1: 0; 2011 Qtr 2: 0; 2011 Qtr 3: 0; 2011 Qtr 4: 0 | 268.6098
SDGE3012_EXP_EXP-ExpressEfficiencyRebateProgram | 213230-Lighting - Occupancy Sensor - High-Bay Sensor |  | System | Commercial | 01-ALC-AllCommercial-IntLight | 0 |  |  |  |  | 221.37 | 100 | 0 | 0 | 0 | 121.37 | 2048.6045 |  | kWh | 0.465 | 0 | Commercial | [7 empty] | 8 | 0.84 |  |  |  | 0 | 26 | 0 | 0 | 0 | 0 | 0 | 0 | 0 | 0 | 0 | 0 | 2009 Qtr 1: 0; 2009 Qtr 2: 0; 2009 Qtr 3: 0; 2009 Qtr 4: 26; 2010 Qtr 1: 0; 2010 Qtr 2: 0; 2010 Qtr 3: 0; 2010 Qtr 4: 0; 2011 Qtr 1: 0; 2011 Qtr 2: 0; 2011 Qtr 3: 0; 2011 Qtr 4: 0 | 26
SDGE3012_EXP_EXP-ExpressEfficiencyRebateProgram | 213053-Lighting - Remove 4 Ft T-8 (De-Lamp) |  | System | Commercial | [6 empty] | 12.4625 | 12.8479 | 0 | 0 | 0 | -0.38544 | 137.2559 |  | 0 | 0.026384 | -2.5676 | Commercial |  | Winter Only | [5 empty] | 15 | 0.77 |  |  |  | 0 | 305.1083 | 0 | 0 | 0 | 0 | 0 | 0 | 0 | 0 | 0 | 0 | 2009 Qtr 1: 0; 2009 Qtr 2: 0; 2009 Qtr 3: 0; 2009 Qtr 4: 305.1083; 2010 Qtr 1: 0; 2010 Qtr 2: 0; 2010 Qtr 3: 0; 2010 Qtr 4: 0; 2011 Qtr 1: 0; 2011 Qtr 2: 0; 2011 Qtr 3: 0; 2011 Qtr 4: 0 | 305.1083
SDGE3012_EXP_EXP-ExpressEfficiencyRebateProgram | 213011-Lighting - 2 Ft 2nd Gen. T-8 with Elec. Ballast |  | System | Commercial | 18-OFS-Office–Small-IntLight | 0 |  |  |  |  | 26.9806 | 6.4239 | 0 | 0 | 0 | 20.5566 | 70.927 |  | kWh | 0.010327 | 0 | Commercial | [7 empty] | 15 | 0.78 |  |  |  | 0 | 9.3401 | 0 | 0 | 0 | 0 | 0 | 0 | 0 | 0 | 0 | 0 | 2009 Qtr 1: 0; 2009 Qtr 2: 0; 2009 Qtr 3: 0; 2009 Qtr 4: 9.3401; 2010 Qtr 1: 0; 2010 Qtr 2: 0; 2010 Qtr 3: 0; 2010 Qtr 4: 0; 2011 Qtr 1: 0; 2011 Qtr 2: 0; 2011 Qtr 3: 0; 2011 Qtr 4: 0 | 9.3401
SDGE3012_EXP_EXP-ExpressEfficiencyRebateProgram | 213147-Premium T8 with T12 34Watt Baseline |  | System | Commercial | 18-OFS-Office–Small-IntLight | 0 |  |  |  |  | 32.3249 | 7.7087 | 0 | 0 | 0 | 24.6162 | 50.5326 |  | kWh | 0.01079 | 0 | Commercial | [7 empty] | 15 | 0.78 |  |  |  | 0 | 745.6474 | 0 | 0 | 0 | 0 | 0 | 0 | 0 | 0 | 0 | 0 | 2009 Qtr 1: 0; 2009 Qtr 2: 0; 2009 Qtr 3: 0; 2009 Qtr 4: 745.6474; 2010 Qtr 1: 0; 2010 Qtr 2: 0; 2010 Qtr 3: 0; 2010 Qtr 4: 0; 2011 Qtr 1: 0; 2011 Qtr 2: 0; 2011 Qtr 3: 0; 2011 Qtr 4: 0 | 745.6474
SDGE3012_EXP_EXP-ExpressEfficiencyRebateProgram | 213049-Lighting - LED Exit Sign New Sign |  | System | Commercial | 25-SCN-Storage–Conditioned-Exit | 0 |  |  |  |  | 65.4374 | 45 | 0 | 0 | 0 | 20.4374 | 351.311 |  | kWh | 0 | 0 | Commercial | [7 empty] | 16 | 0.85 |  |  |  | 0 | 1 | 0 | 0 | 0 | 0 | 0 | 0 | 0 | 0 | 0 | 0 | 2009 Qtr 1: 0; 2009 Qtr 2: 0; 2009 Qtr 3: 0; 2009 Qtr 4: 1; 2010 Qtr 1: 0; 2010 Qtr 2: 0; 2010 Qtr 3: 0; 2010 Qtr 4: 0; 2011 Qtr 1: 0; 2011 Qtr 2: 0; 2011 Qtr 3: 0; 2011 Qtr 4: 0 | 1
SDGE3012_EXP_EXP-ExpressEfficiencyRebateProgram | 213221-Lighting - Screw in >= 27 Watt Lamp |  | System | Commercial | [6 empty] | 13.3758 | 10.6325 | 0 | 0 | 0 | 2.7433 | 270.3194 |  | 0 | 0.054284 | -3.6508 | Commercial |  | Winter Only | [5 empty] | 2.47 | 0.81 |  |  |  | 0 | 1283.7971 | 0 | 0 | 0 | 0 | 0 | 0 | 0 | 0 | 0 | 0 | 2009 Qtr 1: 0; 2009 Qtr 2: 0; 2009 Qtr 3: 0; 2009 Qtr 4: 1283.7971; 2010 Qtr 1: 0; 2010 Qtr 2: 0; 2010 Qtr 3: 0; 2010 Qtr 4: 0; 2011 Qtr 1: 0; 2011 Qtr 2: 0; 2011 Qtr 3: 0; 2011 Qtr 4: 0 | 1283.7971
SDGE3012_EXP_EXP-ExpressEfficiencyRebateProgram | 213229-Lighting - Screw in 14-26 Watt Reflector Lamp |  | System | Commercial | [6 empty] | 12.3236 | 9.1136 | 0 | 0 | 0 | 3.21 | 194.1729 |  | 0 | 0.038993 | -2.6224 | Commercial |  | Winter Only | [5 empty] | 2.47 | 0.81 |  |  |  | 0 | 197.5072 | 0 | 0 | 0 | 0 | 0 | 0 | 0 | 0 | 0 | 0 | 2009 Qtr 1: 0; 2009 Qtr 2: 0; 2009 Qtr 3: 0; 2009 Qtr 4: 197.5072; 2010 Qtr 1: 0; 2010 Qtr 2: 0; 2010 Qtr 3: 0; 2010 Qtr 4: 0; 2011 Qtr 1: 0; 2011 Qtr 2: 0; 2011 Qtr 3: 0; 2011 Qtr 4: 0 | 197.5072
SDGE3012_EXP_EXP-ExpressEfficiencyRebateProgram | 213230-Lighting - Occupancy Sensor - High-Bay Sensor |  | System | Commercial | 01-ALC-AllCommercial-IntLight | 0 |  |  |  |  | 221.37 | 95.5 | 0 | 0 | 0 | 125.87 | 2048.6045 |  | kWh | 0.465 | 0 | Commercial | [7 empty] | 8 | 0.84 |  |  |  | 0 | 43 | 0 | 0 | 0 | 0 | 0 | 0 | 0 | 0 | 0 | 0 | 2009 Qtr 1: 0; 2009 Qtr 2: 0; 2009 Qtr 3: 0; 2009 Qtr 4: 43; 2010 Qtr 1: 0; 2010 Qtr 2: 0; 2010 Qtr 3: 0; 2010 Qtr 4: 0; 2011 Qtr 1: 0; 2011 Qtr 2: 0; 2011 Qtr 3: 0; 2011 Qtr 4: 0 | 43
SDGE3012_EXP_EXP-ExpressEfficiencyRebateProgram | 213222-Lighting - Screw in 14-26 Watt Lamp |  | System | Commercial | [6 empty] | 6.3587 | 8.101 | 0 | 0 | 0 | -1.7423 | 194.1729 |  | 0 | 0.038993 | -2.6224 | Commercial |  | Winter Only | [5 empty] | 2.47 | 0.81 |  |  |  | 0.797 | 37.5264 | 0 | 0 | 0 | 0 | 0 | 0 | 0 | 0 | 0 | 0 | 2009 Qtr 1: 0; 2009 Qtr 2: 0; 2009 Qtr 3: 37.5264; 2009 Qtr 4: 0; 2010 Qtr 1: 0; 2010 Qtr 2: 0; 2010 Qtr 3: 0; 2010 Qtr 4: 0; 2011 Qtr 1: 0; 2011 Qtr 2: 0; 2011 Qtr 3: 0; 2011 Qtr 4: 0 | 37.5264
SDGE3012_EXP_EXP-ExpressEfficiencyRebateProgram | 213022-Lighting - Hardwire Incan Base 66-90 watt Fluorescent Fixture |  | System | Commercial | 18-OFS-Office–Small-IntLight | 0 |  |  |  |  | 137 | 95 | 0 | 0 | 0 | 42 | 277.6032 |  | kWh | 0.1855 | 0 | Commercial | [7 empty] | 15 | 0.77 |  |  |  | 0 | 10 | 0 | 0 | 0 | 0 | 0 | 0 | 0 | 0 | 0 | 0 | 2009 Qtr 1: 0; 2009 Qtr 2: 0; 2009 Qtr 3: 10; 2009 Qtr 4: 0; 2010 Qtr 1: 0; 2010 Qtr 2: 0; 2010 Qtr 3: 0; 2010 Qtr 4: 0; 2011 Qtr 1: 0; 2011 Qtr 2: 0; 2011 Qtr 3: 0; 2011 Qtr 4: 0 | 10
SDGE3012_EXP_EXP-ExpressEfficiencyRebateProgram | 213020-Lighting - Hardwire Incan Base >90 watt Fluorescent Fixture |  | System | Commercial | 18-OFS-Office–Small-IntLight | 0 |  |  |  |  | 173 | 169 | 0 | 0 | 0 | 4 | 2540.2753 |  | kWh | 0.38844 | 0 | Commercial | [7 empty] | 15 | 0.77 |  |  |  | 0 | 10 | 0 | 0 | 0 | 0 | 0 | 0 | 0 | 0 | 0 | 0 | 2009 Qtr 1: 0; 2009 Qtr 2: 0; 2009 Qtr 3: 10; 2009 Qtr 4: 0; 2010 Qtr 1: 0; 2010 Qtr 2: 0; 2010 Qtr 3: 0; 2010 Qtr 4: 0; 2011 Qtr 1: 0; 2011 Qtr 2: 0; 2011 Qtr 3: 0; 2011 Qtr 4: 0 | 10
SDGE3012_EXP_EXP-ExpressEfficiencyRebateProgram | 213011-Lighting - 2 Ft 2nd Gen. T-8 with Elec. Ballast |  | System | Commercial | 18-OFS-Office–Small-IntLight | 0 |  |  |  |  | 26.9806 | 6.4239 | 0 | 0 | 0 | 20.5566 | 70.927 |  | kWh | 0.010327 | 0 | Commercial | [7 empty] | 15 | 0.78 |  |  |  | 0 | 1.5567 | 0 | 0 | 0 | 0 | 0 | 0 | 0 | 0 | 0 | 0 | 2009 Qtr 1: 0; 2009 Qtr 2: 0; 2009 Qtr 3: 1.5567; 2009 Qtr 4: 0; 2010 Qtr 1: 0; 2010 Qtr 2: 0; 2010 Qtr 3: 0; 2010 Qtr 4: 0; 2011 Qtr 1: 0; 2011 Qtr 2: 0; 2011 Qtr 3: 0; 2011 Qtr 4: 0 | 1.5567
SDGE3012_EXP_EXP-ExpressEfficiencyRebateProgram | 213147-Premium T8 with T12 34Watt Baseline |  | System | Commercial | 18-OFS-Office–Small-IntLight | 0 |  |  |  |  | 32.3249 | 7.7087 | 0 | 0 | 0 | 24.6162 | 50.5326 |  | kWh | 0.01079 | 0 | Commercial | [7 empty] | 15 | 0.78 |  |  |  | 0 | 574.4131 | 0 | 0 | 0 | 0 | 0 | 0 | 0 | 0 | 0 | 0 | 2009 Qtr 1: 0; 2009 Qtr 2: 0; 2009 Qtr 3: 574.4131; 2009 Qtr 4: 0; 2010 Qtr 1: 0; 2010 Qtr 2: 0; 2010 Qtr 3: 0; 2010 Qtr 4: 0; 2011 Qtr 1: 0; 2011 Qtr 2: 0; 2011 Qtr 3: 0; 2011 Qtr 4: 0 | 574.4131
SDGE3012_EXP_EXP-ExpressEfficiencyRebateProgram | 213053-Lighting - Remove 4 Ft T-8 (De-Lamp) |  | System | Commercial | [6 empty] | 12.4625 | 12.8479 | 0 | 0 | 0 | -0.38544 | 137.2559 |  | 0 | 0.026384 | -2.5676 | Commercial |  | Winter Only | [5 empty] | 15 | 0.77 |  |  |  | 0 | 294.2116 | 0 | 0 | 0 | 0 | 0 | 0 | 0 | 0 | 0 | 0 | 2009 Qtr 1: 0; 2009 Qtr 2: 0; 2009 Qtr 3: 294.2116; 2009 Qtr 4: 0; 2010 Qtr 1: 0; 2010 Qtr 2: 0; 2010 Qtr 3: 0; 2010 Qtr 4: 0; 2011 Qtr 1: 0; 2011 Qtr 2: 0; 2011 Qtr 3: 0; 2011 Qtr 4: 0 | 294.2116
SDGE3012_EXP_EXP-ExpressEfficiencyRebateProgram | 213215-Lighting-Interior High Bay Linear Fluorescent Fixtures <= 244 Watts replacing 400 Watts (Tier 1) |  | System | Commercial | [6 empty] | 275.71 | 101.5 | 0 | 0 | 0 | 174.21 | 391.8678 |  | 0 | 0.07368 | -7.1132 | Commercial |  | Winter Only | [5 empty] | 15 | 0.78 |  |  |  | 0 | 540 | 0 | 0 | 0 | 0 | 0 | 0 | 0 | 0 | 0 | 0 | 2009 Qtr 1: 0; 2009 Qtr 2: 0; 2009 Qtr 3: 540; 2009 Qtr 4: 0; 2010 Qtr 1: 0; 2010 Qtr 2: 0; 2010 Qtr 3: 0; 2010 Qtr 4: 0; 2011 Qtr 1: 0; 2011 Qtr 2: 0; 2011 Qtr 3: 0; 2011 Qtr 4: 0 | 540
SDGE3012_EXP_EXP-ExpressEfficiencyRebateProgram | 213049-Lighting - LED Exit Sign New Sign |  | System | Commercial | 25-SCN-Storage–Conditioned-Exit | 0 |  |  |  |  | 65.4374 | 45 | 0 | 0 | 0 | 20.4374 | 351.311 |  | kWh | 0 | 0 | Commercial | [7 empty] | 16 | 0.85 |  |  |  | 0 | 7 | 0 | 0 | 0 | 0 | 0 | 0 | 0 | 0 | 0 | 0 | 2009 Qtr 1: 0; 2009 Qtr 2: 0; 2009 Qtr 3: 7; 2009 Qtr 4: 0; 2010 Qtr 1: 0; 2010 Qtr 2: 0; 2010 Qtr 3: 0; 2010 Qtr 4: 0; 2011 Qtr 1: 0; 2011 Qtr 2: 0; 2011 Qtr 3: 0; 2011 Qtr 4: 0 | 7
SDGE3012_EXP_EXP-ExpressEfficiencyRebateProgram | 213222-Lighting - Screw in 14-26 Watt Lamp |  | System | Commercial | [6 empty] | 6.3587 | 8.101 | 0 | 0 | 0 | -1.7423 | 194.1729 |  | 0 | 0.038993 | -2.6224 | Commercial |  | Winter Only | [5 empty] | 2.47 | 0.81 |  |  |  | 0.797 | 16.7881 | 0 | 0 | 0 | 0 | 0 | 0 | 0 | 0 | 0 | 0 | 2009 Qtr 1: 0; 2009 Qtr 2: 0; 2009 Qtr 3: 0; 2009 Qtr 4: 16.7881; 2010 Qtr 1: 0; 2010 Qtr 2: 0; 2010 Qtr 3: 0; 2010 Qtr 4: 0; 2011 Qtr 1: 0; 2011 Qtr 2: 0; 2011 Qtr 3: 0; 2011 Qtr 4: 0 | 16.7881
SDGE3012_EXP_EXP-ExpressEfficiencyRebateProgram | 213011-Lighting - 2 Ft 2nd Gen. T-8 with Elec. Ballast |  | System | Commercial | 18-OFS-Office–Small-IntLight | 0 |  |  |  |  | 26.9806 | 6.4239 | 0 | 0 | 0 | 20.5566 | 70.927 |  | kWh | 0.010327 | 0 | Commercial | [7 empty] | 15 | 0.78 |  |  |  | 0 | 62.267 | 0 | 0 | 0 | 0 | 0 | 0 | 0 | 0 | 0 | 0 | 2009 Qtr 1: 0; 2009 Qtr 2: 0; 2009 Qtr 3: 0; 2009 Qtr 4: 62.267; 2010 Qtr 1: 0; 2010 Qtr 2: 0; 2010 Qtr 3: 0; 2010 Qtr 4: 0; 2011 Qtr 1: 0; 2011 Qtr 2: 0; 2011 Qtr 3: 0; 2011 Qtr 4: 0 | 62.267
SDGE3012_EXP_EXP-ExpressEfficiencyRebateProgram | 213012-Lighting - 3 Ft 2nd Gen. T-8 with Elec. Ballast |  | System | Commercial | 18-OFS-Office–Small-IntLight | 0 |  |  |  |  | 26.9806 | 10.2783 | 0 | 0 | 0 | 16.7023 | 65.9187 |  | kWh | 0.013355 | 0 | Commercial | [7 empty] | 15 | 0.78 |  |  |  | 0 | 7.7834 | 0 | 0 | 0 | 0 | 0 | 0 | 0 | 0 | 0 | 0 | 2009 Qtr 1: 0; 2009 Qtr 2: 0; 2009 Qtr 3: 0; 2009 Qtr 4: 7.7834; 2010 Qtr 1: 0; 2010 Qtr 2: 0; 2010 Qtr 3: 0; 2010 Qtr 4: 0; 2011 Qtr 1: 0; 2011 Qtr 2: 0; 2011 Qtr 3: 0; 2011 Qtr 4: 0 | 7.7834
SDGE3012_EXP_EXP-ExpressEfficiencyRebateProgram | 213147-Premium T8 with T12 34Watt Baseline |  | System | Commercial | 18-OFS-Office–Small-IntLight | 0 |  |  |  |  | 32.3249 | 7.7087 | 0 | 0 | 0 | 24.6162 | 50.5326 |  | kWh | 0.01079 | 0 | Commercial | [7 empty] | 15 | 0.78 |  |  |  | 0 | 1354.3073 | 0 | 0 | 0 | 0 | 0 | 0 | 0 | 0 | 0 | 0 | 2009 Qtr 1: 0; 2009 Qtr 2: 0; 2009 Qtr 3: 0; 2009 Qtr 4: 1354.3073; 2010 Qtr 1: 0; 2010 Qtr 2: 0; 2010 Qtr 3: 0; 2010 Qtr 4: 0; 2011 Qtr 1: 0; 2011 Qtr 2: 0; 2011 Qtr 3: 0; 2011 Qtr 4: 0 | 1354.3073
SDGE3012_EXP_EXP-ExpressEfficiencyRebateProgram | 213053-Lighting - Remove 4 Ft T-8 (De-Lamp) |  | System | Commercial | [6 empty] | 12.4625 | 12.8479 | 0 | 0 | 0 | -0.38544 | 137.2559 |  | 0 | 0.026384 | -2.5676 | Commercial |  | Winter Only | [5 empty] | 15 | 0.77 |  |  |  | 0 | 323.7884 | 0 | 0 | 0 | 0 | 0 | 0 | 0 | 0 | 0 | 0 | 2009 Qtr 1: 0; 2009 Qtr 2: 0; 2009 Qtr 3: 0; 2009 Qtr 4: 323.7884; 2010 Qtr 1: 0; 2010 Qtr 2: 0; 2010 Qtr 3: 0; 2010 Qtr 4: 0; 2011 Qtr 1: 0; 2011 Qtr 2: 0; 2011 Qtr 3: 0; 2011 Qtr 4: 0 | 323.7884
SDGE3012_EXP_EXP-ExpressEfficiencyRebateProgram | 213049-Lighting - LED Exit Sign New Sign |  | System | Commercial | 25-SCN-Storage–Conditioned-Exit | 0 |  |  |  |  | 65.4374 | 45 | 0 | 0 | 0 | 20.4374 | 351.311 |  | kWh | 0 | 0 | Commercial | [7 empty] | 16 | 0.85 |  |  |  | 0 | 16 | 0 | 0 | 0 | 0 | 0 | 0 | 0 | 0 | 0 | 0 | 2009 Qtr 1: 0; 2009 Qtr 2: 0; 2009 Qtr 3: 0; 2009 Qtr 4: 16; 2010 Qtr 1: 0; 2010 Qtr 2: 0; 2010 Qtr 3: 0; 2010 Qtr 4: 0; 2011 Qtr 1: 0; 2011 Qtr 2: 0; 2011 Qtr 3: 0; 2011 Qtr 4: 0 | 16
SDGE3012_EXP_EXP-ExpressEfficiencyRebateProgram | 213229-Lighting - Screw in 14-26 Watt Reflector Lamp |  | System | Commercial | [6 empty] | 12.3236 | 9.1136 | 0 | 0 | 0 | 3.21 | 194.1729 |  | 0 | 0.038993 | -2.6224 | Commercial |  | Winter Only | [5 empty] | 2.47 | 0.81 |  |  |  | 0 | 10.8629 | 0 | 0 | 0 | 0 | 0 | 0 | 0 | 0 | 0 | 0 | 2009 Qtr 1: 0; 2009 Qtr 2: 0; 2009 Qtr 3: 10.8629; 2009 Qtr 4: 0; 2010 Qtr 1: 0; 2010 Qtr 2: 0; 2010 Qtr 3: 0; 2010 Qtr 4: 0; 2011 Qtr 1: 0; 2011 Qtr 2: 0; 2011 Qtr 3: 0; 2011 Qtr 4: 0 | 10.8629
SDGE3012_EXP_EXP-ExpressEfficiencyRebateProgram | 213147-Premium T8 with T12 34Watt Baseline |  | System | Commercial | 18-OFS-Office–Small-IntLight | 0 |  |  |  |  | 32.3249 | 7.7087 | 0 | 0 | 0 | 24.6162 | 50.5326 |  | kWh | 0.01079 | 0 | Commercial | [7 empty] | 15 | 0.78 |  |  |  | 0 | 65.3804 | 0 | 0 | 0 | 0 | 0 | 0 | 0 | 0 | 0 | 0 | 2009 Qtr 1: 0; 2009 Qtr 2: 0; 2009 Qtr 3: 65.3804; 2009 Qtr 4: 0; 2010 Qtr 1: 0; 2010 Qtr 2: 0; 2010 Qtr 3: 0; 2010 Qtr 4: 0; 2011 Qtr 1: 0; 2011 Qtr 2: 0; 2011 Qtr 3: 0; 2011 Qtr 4: 0 | 65.3804
SDGE3012_EXP_EXP-ExpressEfficiencyRebateProgram | 213230-Lighting - Occupancy Sensor - High-Bay Sensor |  | System | Commercial | 01-ALC-AllCommercial-IntLight | 0 |  |  |  |  | 221.37 | 100 | 0 | 0 | 0 | 121.37 | 2048.6045 |  | kWh | 0.465 | 0 | Commercial | [7 empty] | 8 | 0.84 |  |  |  | 0 | 21 | 0 | 0 | 0 | 0 | 0 | 0 | 0 | 0 | 0 | 0 | 2009 Qtr 1: 0; 2009 Qtr 2: 0; 2009 Qtr 3: 21; 2009 Qtr 4: 0; 2010 Qtr 1: 0; 2010 Qtr 2: 0; 2010 Qtr 3: 0; 2010 Qtr 4: 0; 2011 Qtr 1: 0; 2011 Qtr 2: 0; 2011 Qtr 3: 0; 2011 Qtr 4: 0 | 21
SDGE3012_EXP_EXP-ExpressEfficiencyRebateProgram | 213085-Refrigeration -Strip Curtains for Walk-ins |  | System | Commercial | 20-RFF-Restaurant–FastFood-Refrig | 0 |  |  |  |  | 10.2164 | 3.0612 | 0 | 0 | 0 | 7.1552 | 465 |  | kWh | 0.053 | 0 | Commercial | [7 empty] | 4 | 0.46 |  |  |  | 0 | 24 | 0 | 0 | 0 | 0 | 0 | 0 | 0 | 0 | 0 | 0 | 2009 Qtr 1: 0; 2009 Qtr 2: 0; 2009 Qtr 3: 0; 2009 Qtr 4: 24; 2010 Qtr 1: 0; 2010 Qtr 2: 0; 2010 Qtr 3: 0; 2010 Qtr 4: 0; 2011 Qtr 1: 0; 2011 Qtr 2: 0; 2011 Qtr 3: 0; 2011 Qtr 4: 0 | 24
SDGE3012_EXP_EXP-ExpressEfficiencyRebateProgram | 213084-Refrigeration -Cooler/Freezer Door Gaskets - Solid Doors: Cooler |  | System | Commercial | 09-GRO-Grocery-REFG | 0 |  |  |  |  | 2.25 | 4.0054 | 0 | 0 | 0 | -1.7554 | 104.55 |  | kWh | 0.01195 | 0 | Commercial | [7 empty] | 4 | 0.76 |  |  |  | 0 | 408 | 0 | 0 | 0 | 0 | 0 | 0 | 0 | 0 | 0 | 0 | 2009 Qtr 1: 0; 2009 Qtr 2: 0; 2009 Qtr 3: 0; 2009 Qtr 4: 408; 2010 Qtr 1: 0; 2010 Qtr 2: 0; 2010 Qtr 3: 0; 2010 Qtr 4: 0; 2011 Qtr 1: 0; 2011 Qtr 2: 0; 2011 Qtr 3: 0; 2011 Qtr 4: 0 | 408
SDGE3012_EXP_EXP-ExpressEfficiencyRebateProgram | 213067-Refrigeration - Food Service -Auto Closer for Main Cooler Doors |  | System | Commercial | 09-GRO-Grocery-REFG | 0 |  |  |  |  | 408.8836 | 103 | 0 | 0 | 0 | 305.8836 | 1075.009 |  | kWh | 0.20794 | -0.053375 | Commercial |  | Annual | [5 empty] | 8 | 0.7 |  |  |  | 0 | 1 | 0 | 0 | 0 | 0 | 0 | 0 | 0 | 0 | 0 | 0 | 2009 Qtr 1: 0; 2009 Qtr 2: 0; 2009 Qtr 3: 0; 2009 Qtr 4: 1; 2010 Qtr 1: 0; 2010 Qtr 2: 0; 2010 Qtr 3: 0; 2010 Qtr 4: 0; 2011 Qtr 1: 0; 2011 Qtr 2: 0; 2011 Qtr 3: 0; 2011 Qtr 4: 0 | 1
SDGE3012_EXP_EXP-ExpressEfficiencyRebateProgram | 213067-Refrigeration - Food Service -Auto Closer for Main Cooler Doors |  | System | Commercial | 09-GRO-Grocery-REFG | 0 |  |  |  |  | 408.8836 | 103 | 0 | 0 | 0 | 305.8836 | 1075.009 |  | kWh | 0.20794 | -0.053375 | Commercial |  | Annual | [5 empty] | 8 | 0.7 |  |  |  | 0 | 1 | 0 | 0 | 0 | 0 | 0 | 0 | 0 | 0 | 0 | 0 | 2009 Qtr 1: 0; 2009 Qtr 2: 0; 2009 Qtr 3: 0; 2009 Qtr 4: 1; 2010 Qtr 1: 0; 2010 Qtr 2: 0; 2010 Qtr 3: 0; 2010 Qtr 4: 0; 2011 Qtr 1: 0; 2011 Qtr 2: 0; 2011 Qtr 3: 0; 2011 Qtr 4: 0 | 1
SDGE3012_EXP_EXP-ExpressEfficiencyRebateProgram | 213085-Refrigeration -Strip Curtains for Walk-ins |  | System | Commercial | 20-RFF-Restaurant–FastFood-Refrig | 0 |  |  |  |  | 10.2164 | 3.0682 | 0 | 0 | 0 | 7.1482 | 465 |  | kWh | 0.053 | 0 | Commercial | [7 empty] | 4 | 0.46 |  |  |  | 0 | 22 | 0 | 0 | 0 | 0 | 0 | 0 | 0 | 0 | 0 | 0 | 2009 Qtr 1: 0; 2009 Qtr 2: 0; 2009 Qtr 3: 0; 2009 Qtr 4: 22; 2010 Qtr 1: 0; 2010 Qtr 2: 0; 2010 Qtr 3: 0; 2010 Qtr 4: 0; 2011 Qtr 1: 0; 2011 Qtr 2: 0; 2011 Qtr 3: 0; 2011 Qtr 4: 0 | 22
SDGE3012_EXP_EXP-ExpressEfficiencyRebateProgram | 213084-Refrigeration -Cooler/Freezer Door Gaskets - Solid Doors: Cooler |  | System | Commercial | 09-GRO-Grocery-REFG | 0 |  |  |  |  | 2.25 | 4.0023 | 0 | 0 | 0 | -1.7523 | 104.55 |  | kWh | 0.01195 | 0 | Commercial | [7 empty] | 4 | 0.76 |  |  |  | 0 | 284 | 0 | 0 | 0 | 0 | 0 | 0 | 0 | 0 | 0 | 0 | 2009 Qtr 1: 0; 2009 Qtr 2: 0; 2009 Qtr 3: 0; 2009 Qtr 4: 284; 2010 Qtr 1: 0; 2010 Qtr 2: 0; 2010 Qtr 3: 0; 2010 Qtr 4: 0; 2011 Qtr 1: 0; 2011 Qtr 2: 0; 2011 Qtr 3: 0; 2011 Qtr 4: 0 | 284
SDGE3012_EXP_EXP-ExpressEfficiencyRebateProgram | 213082-Refrigeration - Vending Machine Controller |  | System | Commercial | 09-GRO-Grocery-REFG | 0 |  |  |  |  | 215.5 | 155 | 0 | 0 | 0 | 60.5 | 1612 |  | kWh | 0 | 0 | Commercial | [7 empty] | 5 | 0.7 |  |  |  | 0 | 9 | 0 | 0 | 0 | 0 | 0 | 0 | 0 | 0 | 0 | 0 | 2009 Qtr 1: 0; 2009 Qtr 2: 0; 2009 Qtr 3: 0; 2009 Qtr 4: 9; 2010 Qtr 1: 0; 2010 Qtr 2: 0; 2010 Qtr 3: 0; 2010 Qtr 4: 0; 2011 Qtr 1: 0; 2011 Qtr 2: 0; 2011 Qtr 3: 0; 2011 Qtr 4: 0 | 9
SDGE3012_EXP_EXP-ExpressEfficiencyRebateProgram | 213060-Lighting - Occupancy Sensor - Plug Load |  | System | Commercial | 18-OFS-Office–Small-IntLight | 0 |  |  |  |  | 82.25 | 15 | 0 | 0 | 0 | 67.25 | 143.325 |  | kWh | 0.050625 | 0 | Commercial | [7 empty] | 8 | 0.84 |  |  |  | 0 | 8 | 0 | 0 | 0 | 0 | 0 | 0 | 0 | 0 | 0 | 0 | 2009 Qtr 1: 0; 2009 Qtr 2: 0; 2009 Qtr 3: 0; 2009 Qtr 4: 8; 2010 Qtr 1: 0; 2010 Qtr 2: 0; 2010 Qtr 3: 0; 2010 Qtr 4: 0; 2011 Qtr 1: 0; 2011 Qtr 2: 0; 2011 Qtr 3: 0; 2011 Qtr 4: 0 | 8
SDGE3012_EXP_EXP-ExpressEfficiencyRebateProgram | 213254-Ice Machines >1500 - CEE Tier III |  | System | Commercial | 01-ALC-AllCommercial-Refrig | 0 |  |  |  |  | 1333 | 500 | 0 | 0 | 0 | 833 | 3641 |  | kWh | 0.374 | 0 | Commercial | [7 empty] | 10 | 0.7 |  |  |  | 0 | 1 | 0 | 0 | 0 | 0 | 0 | 0 | 0 | 0 | 0 | 0 | 2009 Qtr 1: 1; 2009 Qtr 2: 0; 2009 Qtr 3: 0; 2009 Qtr 4: 0; 2010 Qtr 1: 0; 2010 Qtr 2: 0; 2010 Qtr 3: 0; 2010 Qtr 4: 0; 2011 Qtr 1: 0; 2011 Qtr 2: 0; 2011 Qtr 3: 0; 2011 Qtr 4: 0 | 1
SDGE3012_EXP_EXP-ExpressEfficiencyRebateProgram | 213083-Refrigeration -Cooler/Freezer Door Gaskets - Glass Doors |  | System | Commercial | 09-GRO-Grocery-REFG | 0 |  |  |  |  | 2.25 | 4 | 0 | 0 | 0 | -1.75 | 104.55 |  | kWh | 0.01195 | 0 | Commercial | [7 empty] | 4 | 0.76 |  |  |  | 0 | 1597 | 0 | 0 | 0 | 0 | 0 | 0 | 0 | 0 | 0 | 0 | 2009 Qtr 1: 0; 2009 Qtr 2: 0; 2009 Qtr 3: 0; 2009 Qtr 4: 1597; 2010 Qtr 1: 0; 2010 Qtr 2: 0; 2010 Qtr 3: 0; 2010 Qtr 4: 0; 2011 Qtr 1: 0; 2011 Qtr 2: 0; 2011 Qtr 3: 0; 2011 Qtr 4: 0 | 1597
SDGE3012_EXP_EXP-ExpressEfficiencyRebateProgram | 213084-Refrigeration -Cooler/Freezer Door Gaskets - Solid Doors: Cooler |  | System | Commercial | 09-GRO-Grocery-REFG | 0 |  |  |  |  | 2.25 | 4 | 0 | 0 | 0 | -1.75 | 104.55 |  | kWh | 0.01195 | 0 | Commercial | [7 empty] | 4 | 0.76 |  |  |  | 0 | 34 | 0 | 0 | 0 | 0 | 0 | 0 | 0 | 0 | 0 | 0 | 2009 Qtr 1: 0; 2009 Qtr 2: 0; 2009 Qtr 3: 0; 2009 Qtr 4: 34; 2010 Qtr 1: 0; 2010 Qtr 2: 0; 2010 Qtr 3: 0; 2010 Qtr 4: 0; 2011 Qtr 1: 0; 2011 Qtr 2: 0; 2011 Qtr 3: 0; 2011 Qtr 4: 0 | 34
SDGE3012_EXP_EXP-ExpressEfficiencyRebateProgram | 213116-Refrigeration -Cooler/Freezer Door Gaskets - Solid Doors: Freezer |  | System | Commercial | 09-GRO-Grocery-REFG | 0 |  |  |  |  | 4 | 4 | 0 | 0 | 0 | 0 | 104.55 |  | kWh | 0.01195 | 0 | Commercial | [7 empty] | 4 | 0.76 |  |  |  | 0 | 19 | 0 | 0 | 0 | 0 | 0 | 0 | 0 | 0 | 0 | 0 | 2009 Qtr 1: 0; 2009 Qtr 2: 0; 2009 Qtr 3: 0; 2009 Qtr 4: 19; 2010 Qtr 1: 0; 2010 Qtr 2: 0; 2010 Qtr 3: 0; 2010 Qtr 4: 0; 2011 Qtr 1: 0; 2011 Qtr 2: 0; 2011 Qtr 3: 0; 2011 Qtr 4: 0 | 19
SDGE3012_EXP_EXP-ExpressEfficiencyRebateProgram | 213083-Refrigeration -Cooler/Freezer Door Gaskets - Glass Doors |  | System | Commercial | 09-GRO-Grocery-REFG | 0 |  |  |  |  | 2.25 | 4 | 0 | 0 | 0 | -1.75 | 104.55 |  | kWh | 0.01195 | 0 | Commercial | [7 empty] | 4 | 0.76 |  |  |  | 0 | 1800 | 0 | 0 | 0 | 0 | 0 | 0 | 0 | 0 | 0 | 0 | 2009 Qtr 1: 0; 2009 Qtr 2: 0; 2009 Qtr 3: 0; 2009 Qtr 4: 1800; 2010 Qtr 1: 0; 2010 Qtr 2: 0; 2010 Qtr 3: 0; 2010 Qtr 4: 0; 2011 Qtr 1: 0; 2011 Qtr 2: 0; 2011 Qtr 3: 0; 2011 Qtr 4: 0 | 1800
SDGE3012_EXP_EXP-ExpressEfficiencyRebateProgram | 213222-Lighting - Screw in 14-26 Watt Lamp |  | System | Commercial | [6 empty] | 6.3587 | 8.101 | 0 | 0 | 0 | -1.7423 | 194.1729 |  | 0 | 0.038993 | -2.6224 | Commercial |  | Winter Only | [5 empty] | 2.47 | 0.81 |  |  |  | 0.797 | 54.3145 | 0 | 0 | 0 | 0 | 0 | 0 | 0 | 0 | 0 | 0 | 2009 Qtr 1: 0; 2009 Qtr 2: 0; 2009 Qtr 3: 0; 2009 Qtr 4: 54.3145; 2010 Qtr 1: 0; 2010 Qtr 2: 0; 2010 Qtr 3: 0; 2010 Qtr 4: 0; 2011 Qtr 1: 0; 2011 Qtr 2: 0; 2011 Qtr 3: 0; 2011 Qtr 4: 0 | 54.3145
SDGE3012_EXP_EXP-ExpressEfficiencyRebateProgram | 213229-Lighting - Screw in 14-26 Watt Reflector Lamp |  | System | Commercial | [6 empty] | 12.3236 | 9.1136 | 0 | 0 | 0 | 3.21 | 194.1729 |  | 0 | 0.038993 | -2.6224 | Commercial |  | Winter Only | [5 empty] | 2.47 | 0.81 |  |  |  | 0 | 5.9252 | 0 | 0 | 0 | 0 | 0 | 0 | 0 | 0 | 0 | 0 | 2009 Qtr 1: 0; 2009 Qtr 2: 0; 2009 Qtr 3: 0; 2009 Qtr 4: 5.9252; 2010 Qtr 1: 0; 2010 Qtr 2: 0; 2010 Qtr 3: 0; 2010 Qtr 4: 0; 2011 Qtr 1: 0; 2011 Qtr 2: 0; 2011 Qtr 3: 0; 2011 Qtr 4: 0 | 5.9252
SDGE3012_EXP_EXP-ExpressEfficiencyRebateProgram | 213011-Lighting - 2 Ft 2nd Gen. T-8 with Elec. Ballast |  | System | Commercial | 18-OFS-Office–Small-IntLight | 0 |  |  |  |  | 26.9806 | 6.4239 | 0 | 0 | 0 | 20.5566 | 70.927 |  | kWh | 0.010327 | 0 | Commercial | [7 empty] | 15 | 0.78 |  |  |  | 0 | 12.4534 | 0 | 0 | 0 | 0 | 0 | 0 | 0 | 0 | 0 | 0 | 2009 Qtr 1: 0; 2009 Qtr 2: 0; 2009 Qtr 3: 0; 2009 Qtr 4: 12.4534; 2010 Qtr 1: 0; 2010 Qtr 2: 0; 2010 Qtr 3: 0; 2010 Qtr 4: 0; 2011 Qtr 1: 0; 2011 Qtr 2: 0; 2011 Qtr 3: 0; 2011 Qtr 4: 0 | 12.4534
SDGE3012_EXP_EXP-ExpressEfficiencyRebateProgram | 213147-Premium T8 with T12 34Watt Baseline |  | System | Commercial | 18-OFS-Office–Small-IntLight | 0 |  |  |  |  | 32.3249 | 7.7087 | 0 | 0 | 0 | 24.6162 | 50.5326 |  | kWh | 0.01079 | 0 | Commercial | [7 empty] | 15 | 0.78 |  |  |  | 0 | 2965.466 | 0 | 0 | 0 | 0 | 0 | 0 | 0 | 0 | 0 | 0 | 2009 Qtr 1: 0; 2009 Qtr 2: 0; 2009 Qtr 3: 0; 2009 Qtr 4: 2965.466; 2010 Qtr 1: 0; 2010 Qtr 2: 0; 2010 Qtr 3: 0; 2010 Qtr 4: 0; 2011 Qtr 1: 0; 2011 Qtr 2: 0; 2011 Qtr 3: 0; 2011 Qtr 4: 0 | 2965.466
SDGE3012_EXP_EXP-ExpressEfficiencyRebateProgram | 213053-Lighting - Remove 4 Ft T-8 (De-Lamp) |  | System | Commercial | [6 empty] | 12.4625 | 12.8479 | 0 | 0 | 0 | -0.38544 | 137.2559 |  | 0 | 0.026384 | -2.5676 | Commercial |  | Winter Only | [5 empty] | 15 | 0.77 |  |  |  | 0 | 976.8136 | 0 | 0 | 0 | 0 | 0 | 0 | 0 | 0 | 0 | 0 | 2009 Qtr 1: 0; 2009 Qtr 2: 0; 2009 Qtr 3: 0; 2009 Qtr 4: 976.8136; 2010 Qtr 1: 0; 2010 Qtr 2: 0; 2010 Qtr 3: 0; 2010 Qtr 4: 0; 2011 Qtr 1: 0; 2011 Qtr 2: 0; 2011 Qtr 3: 0; 2011 Qtr 4: 0 | 976.8136
SDGE3012_EXP_EXP-ExpressEfficiencyRebateProgram | 213049-Lighting - LED Exit Sign New Sign |  | System | Commercial | 25-SCN-Storage–Conditioned-Exit | 0 |  |  |  |  | 65.4374 | 45 | 0 | 0 | 0 | 20.4374 | 351.311 |  | kWh | 0 | 0 | Commercial | [7 empty] | 16 | 0.85 |  |  |  | 0 | 17 | 0 | 0 | 0 | 0 | 0 | 0 | 0 | 0 | 0 | 0 | 2009 Qtr 1: 0; 2009 Qtr 2: 0; 2009 Qtr 3: 0; 2009 Qtr 4: 17; 2010 Qtr 1: 0; 2010 Qtr 2: 0; 2010 Qtr 3: 0; 2010 Qtr 4: 0; 2011 Qtr 1: 0; 2011 Qtr 2: 0; 2011 Qtr 3: 0; 2011 Qtr 4: 0 | 17
SDGE3012_EXP_EXP-ExpressEfficiencyRebateProgram | 213147-Premium T8 with T12 34Watt Baseline |  | System | Commercial | 18-OFS-Office–Small-IntLight | 0 |  |  |  |  | 32.3249 | 7.7087 | 0 | 0 | 0 | 24.6162 | 50.5326 |  | kWh | 0.01079 | 0 | Commercial | [7 empty] | 15 | 0.78 |  |  |  | 0 | 90.2872 | 0 | 0 | 0 | 0 | 0 | 0 | 0 | 0 | 0 | 0 | 2009 Qtr 1: 0; 2009 Qtr 2: 0; 2009 Qtr 3: 0; 2009 Qtr 4: 90.2872; 2010 Qtr 1: 0; 2010 Qtr 2: 0; 2010 Qtr 3: 0; 2010 Qtr 4: 0; 2011 Qtr 1: 0; 2011 Qtr 2: 0; 2011 Qtr 3: 0; 2011 Qtr 4: 0 | 90.2872
SDGE3012_EXP_EXP-ExpressEfficiencyRebateProgram | 213215-Lighting-Interior High Bay Linear Fluorescent Fixtures <= 244 Watts replacing 400 Watts (Tier 1) |  | System | Commercial | [6 empty] | 275.71 | 101.5 | 0 | 0 | 0 | 174.21 | 391.8678 |  | 0 | 0.07368 | -7.1132 | Commercial |  | Winter Only | [5 empty] | 15 | 0.78 |  |  |  | 0 | 46 | 0 | 0 | 0 | 0 | 0 | 0 | 0 | 0 | 0 | 0 | 2009 Qtr 1: 0; 2009 Qtr 2: 0; 2009 Qtr 3: 0; 2009 Qtr 4: 46; 2010 Qtr 1: 0; 2010 Qtr 2: 0; 2010 Qtr 3: 0; 2010 Qtr 4: 0; 2011 Qtr 1: 0; 2011 Qtr 2: 0; 2011 Qtr 3: 0; 2011 Qtr 4: 0 | 46
SDGE3012_EXP_EXP-ExpressEfficiencyRebateProgram | 213230-Lighting - Occupancy Sensor - High-Bay Sensor |  | System | Commercial | 01-ALC-AllCommercial-IntLight | 0 |  |  |  |  | 221.37 | 100 | 0 | 0 | 0 | 121.37 | 2048.6045 |  | kWh | 0.465 | 0 | Commercial | [7 empty] | 8 | 0.84 |  |  |  | 0 | 46 | 0 | 0 | 0 | 0 | 0 | 0 | 0 | 0 | 0 | 0 | 2009 Qtr 1: 0; 2009 Qtr 2: 0; 2009 Qtr 3: 0; 2009 Qtr 4: 46; 2010 Qtr 1: 0; 2010 Qtr 2: 0; 2010 Qtr 3: 0; 2010 Qtr 4: 0; 2011 Qtr 1: 0; 2011 Qtr 2: 0; 2011 Qtr 3: 0; 2011 Qtr 4: 0 | 46
SDGE3012_EXP_EXP-ExpressEfficiencyRebateProgram | 213054-Lighting - Remove 8 Ft T-8 (De-Lamp) |  | System | Commercial | 18-OFS-Office–Small-IntLight | 0 |  |  |  |  | 33.283 | 19.2718 | 0 | 0 | 0 | 14.0111 | 441.1634 |  | kWh | 0.065769 | 0 | Commercial | [7 empty] | 15 | 0.77 |  |  |  | 0 | 3.1134 | 0 | 0 | 0 | 0 | 0 | 0 | 0 | 0 | 0 | 0 | 2009 Qtr 1: 0; 2009 Qtr 2: 0; 2009 Qtr 3: 0; 2009 Qtr 4: 3.1134; 2010 Qtr 1: 0; 2010 Qtr 2: 0; 2010 Qtr 3: 0; 2010 Qtr 4: 0; 2011 Qtr 1: 0; 2011 Qtr 2: 0; 2011 Qtr 3: 0; 2011 Qtr 4: 0 | 3.1134
SDGE3012_EXP_EXP-ExpressEfficiencyRebateProgram | 213222-Lighting - Screw in 14-26 Watt Lamp |  | System | Commercial | [6 empty] | 6.3587 | 8.101 | 0 | 0 | 0 | -1.7423 | 194.1729 |  | 0 | 0.038993 | -2.6224 | Commercial |  | Winter Only | [5 empty] | 2.47 | 0.81 |  |  |  | 0.797 | 9.8754 | 0 | 0 | 0 | 0 | 0 | 0 | 0 | 0 | 0 | 0 | 2009 Qtr 1: 0; 2009 Qtr 2: 0; 2009 Qtr 3: 0; 2009 Qtr 4: 9.8754; 2010 Qtr 1: 0; 2010 Qtr 2: 0; 2010 Qtr 3: 0; 2010 Qtr 4: 0; 2011 Qtr 1: 0; 2011 Qtr 2: 0; 2011 Qtr 3: 0; 2011 Qtr 4: 0 | 9.8754
SDGE3012_EXP_EXP-ExpressEfficiencyRebateProgram | 213012-Lighting - 3 Ft 2nd Gen. T-8 with Elec. Ballast |  | System | Commercial | 18-OFS-Office–Small-IntLight | 0 |  |  |  |  | 26.9806 | 10.2783 | 0 | 0 | 0 | 16.7023 | 65.9187 |  | kWh | 0.013355 | 0 | Commercial | [7 empty] | 15 | 0.78 |  |  |  | 0 | 3.1134 | 0 | 0 | 0 | 0 | 0 | 0 | 0 | 0 | 0 | 0 | 2009 Qtr 1: 0; 2009 Qtr 2: 0; 2009 Qtr 3: 0; 2009 Qtr 4: 3.1134; 2010 Qtr 1: 0; 2010 Qtr 2: 0; 2010 Qtr 3: 0; 2010 Qtr 4: 0; 2011 Qtr 1: 0; 2011 Qtr 2: 0; 2011 Qtr 3: 0; 2011 Qtr 4: 0 | 3.1134
SDGE3012_EXP_EXP-ExpressEfficiencyRebateProgram | 213147-Premium T8 with T12 34Watt Baseline |  | System | Commercial | 18-OFS-Office–Small-IntLight | 0 |  |  |  |  | 32.3249 | 7.7087 | 0 | 0 | 0 | 24.6162 | 50.5326 |  | kWh | 0.01079 | 0 | Commercial | [7 empty] | 15 | 0.78 |  |  |  | 0 | 1299.0454 | 0 | 0 | 0 | 0 | 0 | 0 | 0 | 0 | 0 | 0 | 2009 Qtr 1: 0; 2009 Qtr 2: 0; 2009 Qtr 3: 0; 2009 Qtr 4: 1299.0454; 2010 Qtr 1: 0; 2010 Qtr 2: 0; 2010 Qtr 3: 0; 2010 Qtr 4: 0; 2011 Qtr 1: 0; 2011 Qtr 2: 0; 2011 Qtr 3: 0; 2011 Qtr 4: 0 | 1299.0454
SDGE3012_EXP_EXP-ExpressEfficiencyRebateProgram | 213053-Lighting - Remove 4 Ft T-8 (De-Lamp) |  | System | Commercial | [6 empty] | 12.4625 | 12.8479 | 0 | 0 | 0 | -0.38544 | 137.2559 |  | 0 | 0.026384 | -2.5676 | Commercial |  | Winter Only | [5 empty] | 15 | 0.77 |  |  |  | 0 | 437.4257 | 0 | 0 | 0 | 0 | 0 | 0 | 0 | 0 | 0 | 0 | 2009 Qtr 1: 0; 2009 Qtr 2: 0; 2009 Qtr 3: 0; 2009 Qtr 4: 437.4257; 2010 Qtr 1: 0; 2010 Qtr 2: 0; 2010 Qtr 3: 0; 2010 Qtr 4: 0; 2011 Qtr 1: 0; 2011 Qtr 2: 0; 2011 Qtr 3: 0; 2011 Qtr 4: 0 | 437.4257
SDGE3012_EXP_EXP-ExpressEfficiencyRebateProgram | 213049-Lighting - LED Exit Sign New Sign |  | System | Commercial | 25-SCN-Storage–Conditioned-Exit | 0 |  |  |  |  | 65.4374 | 45 | 0 | 0 | 0 | 20.4374 | 351.311 |  | kWh | 0 | 0 | Commercial | [7 empty] | 16 | 0.85 |  |  |  | 0 | 6 | 0 | 0 | 0 | 0 | 0 | 0 | 0 | 0 | 0 | 0 | 2009 Qtr 1: 0; 2009 Qtr 2: 0; 2009 Qtr 3: 0; 2009 Qtr 4: 6; 2010 Qtr 1: 0; 2010 Qtr 2: 0; 2010 Qtr 3: 0; 2010 Qtr 4: 0; 2011 Qtr 1: 0; 2011 Qtr 2: 0; 2011 Qtr 3: 0; 2011 Qtr 4: 0 | 6
SDGE3012_EXP_EXP-ExpressEfficiencyRebateProgram | 213147-Premium T8 with T12 34Watt Baseline |  | System | Commercial | 18-OFS-Office–Small-IntLight | 0 |  |  |  |  | 32.3249 | 7.7087 | 0 | 0 | 0 | 24.6162 | 50.5326 |  | kWh | 0.01079 | 0 | Commercial | [7 empty] | 15 | 0.78 |  |  |  | 0 | 118.3073 | 0 | 0 | 0 | 0 | 0 | 0 | 0 | 0 | 0 | 0 | 2009 Qtr 1: 0; 2009 Qtr 2: 0; 2009 Qtr 3: 0; 2009 Qtr 4: 118.3073; 2010 Qtr 1: 0; 2010 Qtr 2: 0; 2010 Qtr 3: 0; 2010 Qtr 4: 0; 2011 Qtr 1: 0; 2011 Qtr 2: 0; 2011 Qtr 3: 0; 2011 Qtr 4: 0 | 118.3073
SDGE3012_EXP_EXP-ExpressEfficiencyRebateProgram | 213222-Lighting - Screw in 14-26 Watt Lamp |  | System | Commercial | [6 empty] | 6.3587 | 8.101 | 0 | 0 | 0 | -1.7423 | 194.1729 |  | 0 | 0.038993 | -2.6224 | Commercial |  | Winter Only | [5 empty] | 2.47 | 0.81 |  |  |  | 0.797 | 30.6136 | 0 | 0 | 0 | 0 | 0 | 0 | 0 | 0 | 0 | 0 | 2009 Qtr 1: 0; 2009 Qtr 2: 0; 2009 Qtr 3: 30.6136; 2009 Qtr 4: 0; 2010 Qtr 1: 0; 2010 Qtr 2: 0; 2010 Qtr 3: 0; 2010 Qtr 4: 0; 2011 Qtr 1: 0; 2011 Qtr 2: 0; 2011 Qtr 3: 0; 2011 Qtr 4: 0 | 30.6136
SDGE3012_EXP_EXP-ExpressEfficiencyRebateProgram | 213229-Lighting - Screw in 14-26 Watt Reflector Lamp |  | System | Commercial | [6 empty] | 12.3236 | 9.1136 | 0 | 0 | 0 | 3.21 | 194.1729 |  | 0 | 0.038993 | -2.6224 | Commercial |  | Winter Only | [5 empty] | 2.47 | 0.81 |  |  |  | 0 | 5.9252 | 0 | 0 | 0 | 0 | 0 | 0 | 0 | 0 | 0 | 0 | 2009 Qtr 1: 0; 2009 Qtr 2: 0; 2009 Qtr 3: 5.9252; 2009 Qtr 4: 0; 2010 Qtr 1: 0; 2010 Qtr 2: 0; 2010 Qtr 3: 0; 2010 Qtr 4: 0; 2011 Qtr 1: 0; 2011 Qtr 2: 0; 2011 Qtr 3: 0; 2011 Qtr 4: 0 | 5.9252
SDGE3012_EXP_EXP-ExpressEfficiencyRebateProgram | 213011-Lighting - 2 Ft 2nd Gen. T-8 with Elec. Ballast |  | System | Commercial | 18-OFS-Office–Small-IntLight | 0 |  |  |  |  | 26.9806 | 6.4239 | 0 | 0 | 0 | 20.5566 | 70.927 |  | kWh | 0.010327 | 0 | Commercial | [7 empty] | 15 | 0.78 |  |  |  | 0 | 9.3401 | 0 | 0 | 0 | 0 | 0 | 0 | 0 | 0 | 0 | 0 | 2009 Qtr 1: 0; 2009 Qtr 2: 0; 2009 Qtr 3: 9.3401; 2009 Qtr 4: 0; 2010 Qtr 1: 0; 2010 Qtr 2: 0; 2010 Qtr 3: 0; 2010 Qtr 4: 0; 2011 Qtr 1: 0; 2011 Qtr 2: 0; 2011 Qtr 3: 0; 2011 Qtr 4: 0 | 9.3401
SDGE3012_EXP_EXP-ExpressEfficiencyRebateProgram | 213147-Premium T8 with T12 34Watt Baseline |  | System | Commercial | 18-OFS-Office–Small-IntLight | 0 |  |  |  |  | 32.3249 | 7.7087 | 0 | 0 | 0 | 24.6162 | 50.5326 |  | kWh | 0.01079 | 0 | Commercial | [7 empty] | 15 | 0.78 |  |  |  | 0 | 896.6448 | 0 | 0 | 0 | 0 | 0 | 0 | 0 | 0 | 0 | 0 | 2009 Qtr 1: 0; 2009 Qtr 2: 0; 2009 Qtr 3: 896.6448; 2009 Qtr 4: 0; 2010 Qtr 1: 0; 2010 Qtr 2: 0; 2010 Qtr 3: 0; 2010 Qtr 4: 0; 2011 Qtr 1: 0; 2011 Qtr 2: 0; 2011 Qtr 3: 0; 2011 Qtr 4: 0 | 896.6448
SDGE3012_EXP_EXP-ExpressEfficiencyRebateProgram | 213053-Lighting - Remove 4 Ft T-8 (De-Lamp) |  | System | Commercial | [6 empty] | 12.4625 | 12.8479 | 0 | 0 | 0 | -0.38544 | 137.2559 |  | 0 | 0.026384 | -2.5676 | Commercial |  | Winter Only | [5 empty] | 15 | 0.77 |  |  |  | 0 | 124.534 | 0 | 0 | 0 | 0 | 0 | 0 | 0 | 0 | 0 | 0 | 2009 Qtr 1: 0; 2009 Qtr 2: 0; 2009 Qtr 3: 124.534; 2009 Qtr 4: 0; 2010 Qtr 1: 0; 2010 Qtr 2: 0; 2010 Qtr 3: 0; 2010 Qtr 4: 0; 2011 Qtr 1: 0; 2011 Qtr 2: 0; 2011 Qtr 3: 0; 2011 Qtr 4: 0 | 124.534
SDGE3012_EXP_EXP-ExpressEfficiencyRebateProgram | 213049-Lighting - LED Exit Sign New Sign |  | System | Commercial | 25-SCN-Storage–Conditioned-Exit | 0 |  |  |  |  | 65.4374 | 45 | 0 | 0 | 0 | 20.4374 | 351.311 |  | kWh | 0 | 0 | Commercial | [7 empty] | 16 | 0.85 |  |  |  | 0 | 5 | 0 | 0 | 0 | 0 | 0 | 0 | 0 | 0 | 0 | 0 | 2009 Qtr 1: 0; 2009 Qtr 2: 0; 2009 Qtr 3: 5; 2009 Qtr 4: 0; 2010 Qtr 1: 0; 2010 Qtr 2: 0; 2010 Qtr 3: 0; 2010 Qtr 4: 0; 2011 Qtr 1: 0; 2011 Qtr 2: 0; 2011 Qtr 3: 0; 2011 Qtr 4: 0 | 5
SDGE3012_EXP_EXP-ExpressEfficiencyRebateProgram | 213230-Lighting - Occupancy Sensor - High-Bay Sensor |  | System | Commercial | 01-ALC-AllCommercial-IntLight | 0 |  |  |  |  | 221.37 | 100 | 0 | 0 | 0 | 121.37 | 2048.6045 |  | kWh | 0.465 | 0 | Commercial | [7 empty] | 8 | 0.84 |  |  |  | 0 | 115 | 0 | 0 | 0 | 0 | 0 | 0 | 0 | 0 | 0 | 0 | 2009 Qtr 1: 115; 2009 Qtr 2: 0; 2009 Qtr 3: 0; 2009 Qtr 4: 0; 2010 Qtr 1: 0; 2010 Qtr 2: 0; 2010 Qtr 3: 0; 2010 Qtr 4: 0; 2011 Qtr 1: 0; 2011 Qtr 2: 0; 2011 Qtr 3: 0; 2011 Qtr 4: 0 | 115
SDGE3012_EXP_EXP-ExpressEfficiencyRebateProgram | 213020-Lighting - Hardwire Incan Base >90 watt Fluorescent Fixture |  | System | Commercial | 18-OFS-Office–Small-IntLight | 0 |  |  |  |  | 173 | 169 | 0 | 0 | 0 | 4 | 2540.2753 |  | kWh | 0.38844 | 0 | Commercial | [7 empty] | 15 | 0.77 |  |  |  | 0 | 17 | 0 | 0 | 0 | 0 | 0 | 0 | 0 | 0 | 0 | 0 | 2009 Qtr 1: 0; 2009 Qtr 2: 0; 2009 Qtr 3: 0; 2009 Qtr 4: 17; 2010 Qtr 1: 0; 2010 Qtr 2: 0; 2010 Qtr 3: 0; 2010 Qtr 4: 0; 2011 Qtr 1: 0; 2011 Qtr 2: 0; 2011 Qtr 3: 0; 2011 Qtr 4: 0 | 17
SDGE3012_EXP_EXP-ExpressEfficiencyRebateProgram | 213222-Lighting - Screw in 14-26 Watt Lamp |  | System | Commercial | [6 empty] | 6.3587 | 8.101 | 0 | 0 | 0 | -1.7423 | 194.1729 |  | 0 | 0.038993 | -2.6224 | Commercial |  | Winter Only | [5 empty] | 2.47 | 0.81 |  |  |  | 0.797 | 556.9704 | 0 | 0 | 0 | 0 | 0 | 0 | 0 | 0 | 0 | 0 | 2009 Qtr 1: 0; 2009 Qtr 2: 0; 2009 Qtr 3: 0; 2009 Qtr 4: 556.9704; 2010 Qtr 1: 0; 2010 Qtr 2: 0; 2010 Qtr 3: 0; 2010 Qtr 4: 0; 2011 Qtr 1: 0; 2011 Qtr 2: 0; 2011 Qtr 3: 0; 2011 Qtr 4: 0 | 556.9704
SDGE3012_EXP_EXP-ExpressEfficiencyRebateProgram | 213230-Lighting - Occupancy Sensor - High-Bay Sensor |  | System | Commercial | 01-ALC-AllCommercial-IntLight | 0 |  |  |  |  | 221.37 | 100 | 0 | 0 | 0 | 121.37 | 2048.6045 |  | kWh | 0.465 | 0 | Commercial | [7 empty] | 8 | 0.84 |  |  |  | 0 | 56 | 0 | 0 | 0 | 0 | 0 | 0 | 0 | 0 | 0 | 0 | 2009 Qtr 1: 0; 2009 Qtr 2: 0; 2009 Qtr 3: 0; 2009 Qtr 4: 56; 2010 Qtr 1: 0; 2010 Qtr 2: 0; 2010 Qtr 3: 0; 2010 Qtr 4: 0; 2011 Qtr 1: 0; 2011 Qtr 2: 0; 2011 Qtr 3: 0; 2011 Qtr 4: 0 | 56
SDGE3012_EXP_EXP-ExpressEfficiencyRebateProgram | 213230-Lighting - Occupancy Sensor - High-Bay Sensor |  | System | Commercial | 01-ALC-AllCommercial-IntLight | 0 |  |  |  |  | 221.37 | 95.5 | 0 | 0 | 0 | 125.87 | 2048.6045 |  | kWh | 0.465 | 0 | Commercial | [7 empty] | 8 | 0.84 |  |  |  | 0 | 27 | 0 | 0 | 0 | 0 | 0 | 0 | 0 | 0 | 0 | 0 | 2009 Qtr 1: 0; 2009 Qtr 2: 0; 2009 Qtr 3: 0; 2009 Qtr 4: 27; 2010 Qtr 1: 0; 2010 Qtr 2: 0; 2010 Qtr 3: 0; 2010 Qtr 4: 0; 2011 Qtr 1: 0; 2011 Qtr 2: 0; 2011 Qtr 3: 0; 2011 Qtr 4: 0 | 27
SDGE3012_EXP_EXP-ExpressEfficiencyRebateProgram | 213215-Lighting-Interior High Bay Linear Fluorescent Fixtures <= 244 Watts replacing 400 Watts (Tier 1) |  | System | Commercial | [6 empty] | 275.71 | 101.5 | 0 | 0 | 0 | 174.21 | 391.8678 |  | 0 | 0.07368 | -7.1132 | Commercial |  | Winter Only | [5 empty] | 15 | 0.78 |  |  |  | 0 | 29 | 0 | 0 | 0 | 0 | 0 | 0 | 0 | 0 | 0 | 0 | 2009 Qtr 1: 0; 2009 Qtr 2: 0; 2009 Qtr 3: 0; 2009 Qtr 4: 29; 2010 Qtr 1: 0; 2010 Qtr 2: 0; 2010 Qtr 3: 0; 2010 Qtr 4: 0; 2011 Qtr 1: 0; 2011 Qtr 2: 0; 2011 Qtr 3: 0; 2011 Qtr 4: 0 | 29
SDGE3012_EXP_EXP-ExpressEfficiencyRebateProgram | 213230-Lighting - Occupancy Sensor - High-Bay Sensor |  | System | Commercial | 01-ALC-AllCommercial-IntLight | 0 |  |  |  |  | 221.37 | 100 | 0 | 0 | 0 | 121.37 | 2048.6045 |  | kWh | 0.465 | 0 | Commercial | [7 empty] | 8 | 0.84 |  |  |  | 0 | 29 | 0 | 0 | 0 | 0 | 0 | 0 | 0 | 0 | 0 | 0 | 2009 Qtr 1: 0; 2009 Qtr 2: 0; 2009 Qtr 3: 0; 2009 Qtr 4: 29; 2010 Qtr 1: 0; 2010 Qtr 2: 0; 2010 Qtr 3: 0; 2010 Qtr 4: 0; 2011 Qtr 1: 0; 2011 Qtr 2: 0; 2011 Qtr 3: 0; 2011 Qtr 4: 0 | 29
SDGE3012_EXP_EXP-ExpressEfficiencyRebateProgram | 213230-Lighting - Occupancy Sensor - High-Bay Sensor |  | System | Commercial | 01-ALC-AllCommercial-IntLight | 0 |  |  |  |  | 221.37 | 100 | 0 | 0 | 0 | 121.37 | 2048.6045 |  | kWh | 0.465 | 0 | Commercial | [7 empty] | 8 | 0.84 |  |  |  | 0 | 18 | 0 | 0 | 0 | 0 | 0 | 0 | 0 | 0 | 0 | 0 | 2009 Qtr 1: 0; 2009 Qtr 2: 0; 2009 Qtr 3: 18; 2009 Qtr 4: 0; 2010 Qtr 1: 0; 2010 Qtr 2: 0; 2010 Qtr 3: 0; 2010 Qtr 4: 0; 2011 Qtr 1: 0; 2011 Qtr 2: 0; 2011 Qtr 3: 0; 2011 Qtr 4: 0 | 18
SDGE3012_EXP_EXP-ExpressEfficiencyRebateProgram | 213147-Premium T8 with T12 34Watt Baseline |  | System | Commercial | 18-OFS-Office–Small-IntLight | 0 |  |  |  |  | 32.3249 | 6.9379 | 0 | 0 | 0 | 25.387 | 50.5326 |  | kWh | 0.01079 | 0 | Commercial | [7 empty] | 15 | 0.78 |  |  |  | 0 | 331.5718 | 0 | 0 | 0 | 0 | 0 | 0 | 0 | 0 | 0 | 0 | 2009 Qtr 1: 0; 2009 Qtr 2: 0; 2009 Qtr 3: 331.5718; 2009 Qtr 4: 0; 2010 Qtr 1: 0; 2010 Qtr 2: 0; 2010 Qtr 3: 0; 2010 Qtr 4: 0; 2011 Qtr 1: 0; 2011 Qtr 2: 0; 2011 Qtr 3: 0; 2011 Qtr 4: 0 | 331.5718
SDGE3012_EXP_EXP-ExpressEfficiencyRebateProgram | 213053-Lighting - Remove 4 Ft T-8 (De-Lamp) |  | System | Commercial | [6 empty] | 12.4625 | 11.5631 | 0 | 0 | 0 | 0.89935 | 137.2559 |  | 0 | 0.026384 | -2.5676 | Commercial |  | Winter Only | [5 empty] | 15 | 0.77 |  |  |  | 0 | 42.0302 | 0 | 0 | 0 | 0 | 0 | 0 | 0 | 0 | 0 | 0 | 2009 Qtr 1: 0; 2009 Qtr 2: 0; 2009 Qtr 3: 42.0302; 2009 Qtr 4: 0; 2010 Qtr 1: 0; 2010 Qtr 2: 0; 2010 Qtr 3: 0; 2010 Qtr 4: 0; 2011 Qtr 1: 0; 2011 Qtr 2: 0; 2011 Qtr 3: 0; 2011 Qtr 4: 0 | 42.0302
SDGE3012_EXP_EXP-ExpressEfficiencyRebateProgram | 213054-Lighting - Remove 8 Ft T-8 (De-Lamp) |  | System | Commercial | 18-OFS-Office–Small-IntLight | 0 |  |  |  |  | 33.283 | 28.9078 | 0 | 0 | 0 | 4.3752 | 441.1634 |  | kWh | 0.065769 | 0 | Commercial | [7 empty] | 15 | 0.77 |  |  |  | 0 | 144.7708 | 0 | 0 | 0 | 0 | 0 | 0 | 0 | 0 | 0 | 0 | 2009 Qtr 1: 0; 2009 Qtr 2: 0; 2009 Qtr 3: 144.7708; 2009 Qtr 4: 0; 2010 Qtr 1: 0; 2010 Qtr 2: 0; 2010 Qtr 3: 0; 2010 Qtr 4: 0; 2011 Qtr 1: 0; 2011 Qtr 2: 0; 2011 Qtr 3: 0; 2011 Qtr 4: 0 | 144.7708
SDGE3012_EXP_EXP-ExpressEfficiencyRebateProgram | 213230-Lighting - Occupancy Sensor - High-Bay Sensor |  | System | Commercial | 01-ALC-AllCommercial-IntLight | 0 |  |  |  |  | 221.37 | 90 | 0 | 0 | 0 | 131.37 | 2048.6045 |  | kWh | 0.465 | 0 | Commercial | [7 empty] | 8 | 0.84 |  |  |  | 0 | 91 | 0 | 0 | 0 | 0 | 0 | 0 | 0 | 0 | 0 | 0 | 2009 Qtr 1: 0; 2009 Qtr 2: 0; 2009 Qtr 3: 91; 2009 Qtr 4: 0; 2010 Qtr 1: 0; 2010 Qtr 2: 0; 2010 Qtr 3: 0; 2010 Qtr 4: 0; 2011 Qtr 1: 0; 2011 Qtr 2: 0; 2011 Qtr 3: 0; 2011 Qtr 4: 0 | 91
SDGE3012_EXP_EXP-ExpressEfficiencyRebateProgram | 213147-Premium T8 with T12 34Watt Baseline |  | System | Commercial | 18-OFS-Office–Small-IntLight | 0 |  |  |  |  | 32.3249 | 7.7087 | 0 | 0 | 0 | 24.6162 | 50.5326 |  | kWh | 0.01079 | 0 | Commercial | [7 empty] | 15 | 0.78 |  |  |  | 0 | 484.126 | 0 | 0 | 0 | 0 | 0 | 0 | 0 | 0 | 0 | 0 | 2009 Qtr 1: 0; 2009 Qtr 2: 0; 2009 Qtr 3: 0; 2009 Qtr 4: 484.126; 2010 Qtr 1: 0; 2010 Qtr 2: 0; 2010 Qtr 3: 0; 2010 Qtr 4: 0; 2011 Qtr 1: 0; 2011 Qtr 2: 0; 2011 Qtr 3: 0; 2011 Qtr 4: 0 | 484.126
SDGE3012_EXP_EXP-ExpressEfficiencyRebateProgram | 213230-Lighting - Occupancy Sensor - High-Bay Sensor |  | System | Commercial | 01-ALC-AllCommercial-IntLight | 0 |  |  |  |  | 221.37 | 100 | 0 | 0 | 0 | 121.37 | 2048.6045 |  | kWh | 0.465 | 0 | Commercial | [7 empty] | 8 | 0.84 |  |  |  | 0 | 149 | 0 | 0 | 0 | 0 | 0 | 0 | 0 | 0 | 0 | 0 | 2009 Qtr 1: 0; 2009 Qtr 2: 0; 2009 Qtr 3: 0; 2009 Qtr 4: 149; 2010 Qtr 1: 0; 2010 Qtr 2: 0; 2010 Qtr 3: 0; 2010 Qtr 4: 0; 2011 Qtr 1: 0; 2011 Qtr 2: 0; 2011 Qtr 3: 0; 2011 Qtr 4: 0 | 149
SDGE3012_EXP_EXP-ExpressEfficiencyRebateProgram | 213230-Lighting - Occupancy Sensor - High-Bay Sensor |  | System | Commercial | 01-ALC-AllCommercial-IntLight | 0 |  |  |  |  | 221.37 | 95.5 | 0 | 0 | 0 | 125.87 | 2048.6045 |  | kWh | 0.465 | 0 | Commercial | [7 empty] | 8 | 0.84 |  |  |  | 0 | 76 | 0 | 0 | 0 | 0 | 0 | 0 | 0 | 0 | 0 | 0 | 2009 Qtr 1: 0; 2009 Qtr 2: 0; 2009 Qtr 3: 0; 2009 Qtr 4: 76; 2010 Qtr 1: 0; 2010 Qtr 2: 0; 2010 Qtr 3: 0; 2010 Qtr 4: 0; 2011 Qtr 1: 0; 2011 Qtr 2: 0; 2011 Qtr 3: 0; 2011 Qtr 4: 0 | 76
SDGE3012_EXP_EXP-ExpressEfficiencyRebateProgram | 213222-Lighting - Screw in 14-26 Watt Lamp |  | System | Commercial | [6 empty] | 6.3587 | 0 | 0 | 0 | 0 | 6.3587 | 0 |  | 0 | 0 | 0 | Commercial |  | Winter Only | [5 empty] | 2.47 | 0.81 |  |  |  | 0.797 | 0.98754 | 0 | 0 | 0 | 0 | 0 | 0 | 0 | 0 | 0 | 0 | 2009 Qtr 1: 0.98754; 2009 Qtr 2: 0; 2009 Qtr 3: 0; 2009 Qtr 4: 0; 2010 Qtr 1: 0; 2010 Qtr 2: 0; 2010 Qtr 3: 0; 2010 Qtr 4: 0; 2011 Qtr 1: 0; 2011 Qtr 2: 0; 2011 Qtr 3: 0; 2011 Qtr 4: 0 | 0.98754
SDGE3012_EXP_EXP-ExpressEfficiencyRebateProgram | 213011-Lighting - 2 Ft 2nd Gen. T-8 with Elec. Ballast |  | System | Commercial | 18-OFS-Office–Small-IntLight | 0 |  |  |  |  | 26.9806 | 6.4239 | 0 | 0 | 0 | 20.5566 | 70.927 |  | kWh | 0.010327 | 0 | Commercial | [7 empty] | 15 | 0.78 |  |  |  | 0 | 3.1134 | 0 | 0 | 0 | 0 | 0 | 0 | 0 | 0 | 0 | 0 | 2009 Qtr 1: 3.1134; 2009 Qtr 2: 0; 2009 Qtr 3: 0; 2009 Qtr 4: 0; 2010 Qtr 1: 0; 2010 Qtr 2: 0; 2010 Qtr 3: 0; 2010 Qtr 4: 0; 2011 Qtr 1: 0; 2011 Qtr 2: 0; 2011 Qtr 3: 0; 2011 Qtr 4: 0 | 3.1134
SDGE3012_EXP_EXP-ExpressEfficiencyRebateProgram | 213147-Premium T8 with T12 34Watt Baseline |  | System | Commercial | 18-OFS-Office–Small-IntLight | 0 |  |  |  |  | 32.3249 | 7.7087 | 0 | 0 | 0 | 24.6162 | 50.5326 |  | kWh | 0.01079 | 0 | Commercial | [7 empty] | 15 | 0.78 |  |  |  | 0 | 1803.4081 | 0 | 0 | 0 | 0 | 0 | 0 | 0 | 0 | 0 | 0 | 2009 Qtr 1: 1803.4081; 2009 Qtr 2: 0; 2009 Qtr 3: 0; 2009 Qtr 4: 0; 2010 Qtr 1: 0; 2010 Qtr 2: 0; 2010 Qtr 3: 0; 2010 Qtr 4: 0; 2011 Qtr 1: 0; 2011 Qtr 2: 0; 2011 Qtr 3: 0; 2011 Qtr 4: 0 | 1803.4081
SDGE3012_EXP_EXP-ExpressEfficiencyRebateProgram | 213053-Lighting - Remove 4 Ft T-8 (De-Lamp) |  | System | Commercial | [6 empty] | 12.4625 | 12.8479 | 0 | 0 | 0 | -0.38544 | 137.2559 |  | 0 | 0.026384 | -2.5676 | Commercial |  | Winter Only | [5 empty] | 15 | 0.77 |  |  |  | 0 | 1394.7809 | 0 | 0 | 0 | 0 | 0 | 0 | 0 | 0 | 0 | 0 | 2009 Qtr 1: 1394.7809; 2009 Qtr 2: 0; 2009 Qtr 3: 0; 2009 Qtr 4: 0; 2010 Qtr 1: 0; 2010 Qtr 2: 0; 2010 Qtr 3: 0; 2010 Qtr 4: 0; 2011 Qtr 1: 0; 2011 Qtr 2: 0; 2011 Qtr 3: 0; 2011 Qtr 4: 0 | 1394.7809
SDGE3012_EXP_EXP-ExpressEfficiencyRebateProgram | 213095-Lighting- Ceramic Metal Halide Fixture |  | System | Commercial | 24-RTS-Retail–Small-LIT_INT | 0 |  |  |  |  | 214.3555 | 74.5 | 0 | 0 | 0 | 139.8555 | 484.848 |  | kWh | 0.10472 | 0 | Commercial | [7 empty] | 15 | 0.77 |  |  |  | 0 | 9 | 0 | 0 | 0 | 0 | 0 | 0 | 0 | 0 | 0 | 0 | 2009 Qtr 1: 9; 2009 Qtr 2: 0; 2009 Qtr 3: 0; 2009 Qtr 4: 0; 2010 Qtr 1: 0; 2010 Qtr 2: 0; 2010 Qtr 3: 0; 2010 Qtr 4: 0; 2011 Qtr 1: 0; 2011 Qtr 2: 0; 2011 Qtr 3: 0; 2011 Qtr 4: 0 | 9
SDGE3012_EXP_EXP-ExpressEfficiencyRebateProgram | 213147-Premium T8 with T12 34Watt Baseline |  | System | Commercial | 18-OFS-Office–Small-IntLight | 0 |  |  |  |  | 32.3249 | 7.7087 | 0 | 0 | 0 | 24.6162 | 50.5326 |  | kWh | 0.01079 | 0 | Commercial | [7 empty] | 15 | 0.78 |  |  |  | 0 | 34.2469 | 0 | 0 | 0 | 0 | 0 | 0 | 0 | 0 | 0 | 0 | 2009 Qtr 1: 0; 2009 Qtr 2: 0; 2009 Qtr 3: 0; 2009 Qtr 4: 34.2469; 2010 Qtr 1: 0; 2010 Qtr 2: 0; 2010 Qtr 3: 0; 2010 Qtr 4: 0; 2011 Qtr 1: 0; 2011 Qtr 2: 0; 2011 Qtr 3: 0; 2011 Qtr 4: 0 | 34.2469
SDGE3012_EXP_EXP-ExpressEfficiencyRebateProgram | 213230-Lighting - Occupancy Sensor - High-Bay Sensor |  | System | Commercial | 01-ALC-AllCommercial-IntLight | 0 |  |  |  |  | 221.37 | 100 | 0 | 0 | 0 | 121.37 | 2048.6045 |  | kWh | 0.465 | 0 | Commercial | [7 empty] | 8 | 0.84 |  |  |  | 0 | 22 | 0 | 0 | 0 | 0 | 0 | 0 | 0 | 0 | 0 | 0 | 2009 Qtr 1: 0; 2009 Qtr 2: 0; 2009 Qtr 3: 0; 2009 Qtr 4: 22; 2010 Qtr 1: 0; 2010 Qtr 2: 0; 2010 Qtr 3: 0; 2010 Qtr 4: 0; 2011 Qtr 1: 0; 2011 Qtr 2: 0; 2011 Qtr 3: 0; 2011 Qtr 4: 0 | 22
SDGE3012_EXP_EXP-ExpressEfficiencyRebateProgram | 213222-Lighting - Screw in 14-26 Watt Lamp |  | System | Commercial | [6 empty] | 6.3587 | 8.101 | 0 | 0 | 0 | -1.7423 | 194.1729 |  | 0 | 0.038993 | -2.6224 | Commercial |  | Winter Only | [5 empty] | 2.47 | 0.81 |  |  |  | 0.797 | 796.9417 | 0 | 0 | 0 | 0 | 0 | 0 | 0 | 0 | 0 | 0 | 2009 Qtr 1: 0; 2009 Qtr 2: 0; 2009 Qtr 3: 0; 2009 Qtr 4: 796.9417; 2010 Qtr 1: 0; 2010 Qtr 2: 0; 2010 Qtr 3: 0; 2010 Qtr 4: 0; 2011 Qtr 1: 0; 2011 Qtr 2: 0; 2011 Qtr 3: 0; 2011 Qtr 4: 0 | 796.9417
SDGE3012_EXP_EXP-ExpressEfficiencyRebateProgram | 213221-Lighting - Screw in >= 27 Watt Lamp |  | System | Commercial | [6 empty] | 13.3758 | 0 | 0 | 0 | 0 | 13.3758 | 0 |  | 0 | 0 | 0 | Commercial |  | Winter Only | [5 empty] | 2.47 | 0.81 |  |  |  | 0 | 0.98754 | 0 | 0 | 0 | 0 | 0 | 0 | 0 | 0 | 0 | 0 | 2009 Qtr 1: 0; 2009 Qtr 2: 0; 2009 Qtr 3: 0; 2009 Qtr 4: 0.98754; 2010 Qtr 1: 0; 2010 Qtr 2: 0; 2010 Qtr 3: 0; 2010 Qtr 4: 0; 2011 Qtr 1: 0; 2011 Qtr 2: 0; 2011 Qtr 3: 0; 2011 Qtr 4: 0 | 0.98754
SDGE3012_EXP_EXP-ExpressEfficiencyRebateProgram | 213229-Lighting - Screw in 14-26 Watt Reflector Lamp |  | System | Commercial | [6 empty] | 12.3236 | 9.1136 | 0 | 0 | 0 | 3.21 | 194.1729 |  | 0 | 0.038993 | -2.6224 | Commercial |  | Winter Only | [5 empty] | 2.47 | 0.81 |  |  |  | 0 | 320.9493 | 0 | 0 | 0 | 0 | 0 | 0 | 0 | 0 | 0 | 0 | 2009 Qtr 1: 0; 2009 Qtr 2: 0; 2009 Qtr 3: 0; 2009 Qtr 4: 320.9493; 2010 Qtr 1: 0; 2010 Qtr 2: 0; 2010 Qtr 3: 0; 2010 Qtr 4: 0; 2011 Qtr 1: 0; 2011 Qtr 2: 0; 2011 Qtr 3: 0; 2011 Qtr 4: 0 | 320.9493
SDGE3012_EXP_EXP-ExpressEfficiencyRebateProgram | 213222-Lighting - Screw in 14-26 Watt Lamp |  | System | Commercial | [6 empty] | 6.3587 | 8.101 | 0 | 0 | 0 | -1.7423 | 194.1729 |  | 0 | 0.038993 | -2.6224 | Commercial |  | Winter Only | [5 empty] | 2.47 | 0.81 |  |  |  | 0.797 | 455.2542 | 0 | 0 | 0 | 0 | 0 | 0 | 0 | 0 | 0 | 0 | 2009 Qtr 1: 0; 2009 Qtr 2: 0; 2009 Qtr 3: 0; 2009 Qtr 4: 455.2542; 2010 Qtr 1: 0; 2010 Qtr 2: 0; 2010 Qtr 3: 0; 2010 Qtr 4: 0; 2011 Qtr 1: 0; 2011 Qtr 2: 0; 2011 Qtr 3: 0; 2011 Qtr 4: 0 | 455.2542
SDGE3012_EXP_EXP-ExpressEfficiencyRebateProgram | 213221-Lighting - Screw in >= 27 Watt Lamp |  | System | Commercial | [6 empty] | 13.3758 | 10.6325 | 0 | 0 | 0 | 2.7433 | 270.3194 |  | 0 | 0.054284 | -3.6508 | Commercial |  | Winter Only | [5 empty] | 2.47 | 0.81 |  |  |  | 0 | 115.5417 | 0 | 0 | 0 | 0 | 0 | 0 | 0 | 0 | 0 | 0 | 2009 Qtr 1: 0; 2009 Qtr 2: 0; 2009 Qtr 3: 0; 2009 Qtr 4: 115.5417; 2010 Qtr 1: 0; 2010 Qtr 2: 0; 2010 Qtr 3: 0; 2010 Qtr 4: 0; 2011 Qtr 1: 0; 2011 Qtr 2: 0; 2011 Qtr 3: 0; 2011 Qtr 4: 0 | 115.5417
SDGE3012_EXP_EXP-ExpressEfficiencyRebateProgram | 213229-Lighting - Screw in 14-26 Watt Reflector Lamp |  | System | Commercial | [6 empty] | 12.3236 | 9.1136 | 0 | 0 | 0 | 3.21 | 194.1729 |  | 0 | 0.038993 | -2.6224 | Commercial |  | Winter Only | [5 empty] | 2.47 | 0.81 |  |  |  | 0 | 234.0461 | 0 | 0 | 0 | 0 | 0 | 0 | 0 | 0 | 0 | 0 | 2009 Qtr 1: 0; 2009 Qtr 2: 0; 2009 Qtr 3: 0; 2009 Qtr 4: 234.0461; 2010 Qtr 1: 0; 2010 Qtr 2: 0; 2010 Qtr 3: 0; 2010 Qtr 4: 0; 2011 Qtr 1: 0; 2011 Qtr 2: 0; 2011 Qtr 3: 0; 2011 Qtr 4: 0 | 234.0461
SDGE3012_EXP_EXP-ExpressEfficiencyRebateProgram | 213230-Lighting - Occupancy Sensor - High-Bay Sensor |  | System | Commercial | 01-ALC-AllCommercial-IntLight | 0 |  |  |  |  | 221.37 | 100 | 0 | 0 | 0 | 121.37 | 2048.6045 |  | kWh | 0.465 | 0 | Commercial | [7 empty] | 8 | 0.84 |  |  |  | 0 | 350 | 0 | 0 | 0 | 0 | 0 | 0 | 0 | 0 | 0 | 0 | 2009 Qtr 1: 0; 2009 Qtr 2: 0; 2009 Qtr 3: 350; 2009 Qtr 4: 0; 2010 Qtr 1: 0; 2010 Qtr 2: 0; 2010 Qtr 3: 0; 2010 Qtr 4: 0; 2011 Qtr 1: 0; 2011 Qtr 2: 0; 2011 Qtr 3: 0; 2011 Qtr 4: 0 | 350
SDGE3012_EXP_EXP-ExpressEfficiencyRebateProgram | 213206-Lighting-Interior High Bay Linear Fluorescent Fixtures 361-600 Watts replacing > 400 Watts |  | System | Commercial | 01-ALC-AllCommercial-IntLight | 0 |  |  |  |  | 627.1758 | 222.4062 | 0 | 0 | 0 | 404.7696 | 2570.1839 |  | kWh | 0.49463 | 0 | Commercial | [7 empty] | 15 | 0.78 |  |  |  | 0 | 244.5885 | 0 | 0 | 0 | 0 | 0 | 0 | 0 | 0 | 0 | 0 | 2009 Qtr 1: 244.5885; 2009 Qtr 2: 0; 2009 Qtr 3: 0; 2009 Qtr 4: 0; 2010 Qtr 1: 0; 2010 Qtr 2: 0; 2010 Qtr 3: 0; 2010 Qtr 4: 0; 2011 Qtr 1: 0; 2011 Qtr 2: 0; 2011 Qtr 3: 0; 2011 Qtr 4: 0 | 244.5885
SDGE3012_EXP_EXP-ExpressEfficiencyRebateProgram | 213222-Lighting - Screw in 14-26 Watt Lamp |  | System | Commercial | [6 empty] | 6.3587 | 8.101 | 0 | 0 | 0 | -1.7423 | 194.1729 |  | 0 | 0.038993 | -2.6224 | Commercial |  | Winter Only | [5 empty] | 2.47 | 0.81 |  |  |  | 0.797 | 38.5139 | 0 | 0 | 0 | 0 | 0 | 0 | 0 | 0 | 0 | 0 | 2009 Qtr 1: 0; 2009 Qtr 2: 0; 2009 Qtr 3: 0; 2009 Qtr 4: 38.5139; 2010 Qtr 1: 0; 2010 Qtr 2: 0; 2010 Qtr 3: 0; 2010 Qtr 4: 0; 2011 Qtr 1: 0; 2011 Qtr 2: 0; 2011 Qtr 3: 0; 2011 Qtr 4: 0 | 38.5139
SDGE3012_EXP_EXP-ExpressEfficiencyRebateProgram | 213229-Lighting - Screw in 14-26 Watt Reflector Lamp |  | System | Commercial | [6 empty] | 12.3236 | 9.1136 | 0 | 0 | 0 | 3.21 | 194.1729 |  | 0 | 0.038993 | -2.6224 | Commercial |  | Winter Only | [5 empty] | 2.47 | 0.81 |  |  |  | 0 | 5.9252 | 0 | 0 | 0 | 0 | 0 | 0 | 0 | 0 | 0 | 0 | 2009 Qtr 1: 0; 2009 Qtr 2: 0; 2009 Qtr 3: 0; 2009 Qtr 4: 5.9252; 2010 Qtr 1: 0; 2010 Qtr 2: 0; 2010 Qtr 3: 0; 2010 Qtr 4: 0; 2011 Qtr 1: 0; 2011 Qtr 2: 0; 2011 Qtr 3: 0; 2011 Qtr 4: 0 | 5.9252
SDGE3012_EXP_EXP-ExpressEfficiencyRebateProgram | 213147-Premium T8 with T12 34Watt Baseline |  | System | Commercial | 18-OFS-Office–Small-IntLight | 0 |  |  |  |  | 32.3249 | 7.7087 | 0 | 0 | 0 | 24.6162 | 50.5326 |  | kWh | 0.01079 | 0 | Commercial | [7 empty] | 15 | 0.78 |  |  |  | 0 | 1104.461 | 0 | 0 | 0 | 0 | 0 | 0 | 0 | 0 | 0 | 0 | 2009 Qtr 1: 0; 2009 Qtr 2: 0; 2009 Qtr 3: 0; 2009 Qtr 4: 1104.461; 2010 Qtr 1: 0; 2010 Qtr 2: 0; 2010 Qtr 3: 0; 2010 Qtr 4: 0; 2011 Qtr 1: 0; 2011 Qtr 2: 0; 2011 Qtr 3: 0; 2011 Qtr 4: 0 | 1104.461
SDGE3012_EXP_EXP-ExpressEfficiencyRebateProgram | 213053-Lighting - Remove 4 Ft T-8 (De-Lamp) |  | System | Commercial | [6 empty] | 12.4625 | 12.8479 | 0 | 0 | 0 | -0.38544 | 137.2559 |  | 0 | 0.026384 | -2.5676 | Commercial |  | Winter Only | [5 empty] | 15 | 0.77 |  |  |  | 0 | 182.131 | 0 | 0 | 0 | 0 | 0 | 0 | 0 | 0 | 0 | 0 | 2009 Qtr 1: 0; 2009 Qtr 2: 0; 2009 Qtr 3: 0; 2009 Qtr 4: 182.131; 2010 Qtr 1: 0; 2010 Qtr 2: 0; 2010 Qtr 3: 0; 2010 Qtr 4: 0; 2011 Qtr 1: 0; 2011 Qtr 2: 0; 2011 Qtr 3: 0; 2011 Qtr 4: 0 | 182.131
SDGE3012_EXP_EXP-ExpressEfficiencyRebateProgram | 213049-Lighting - LED Exit Sign New Sign |  | System | Commercial | 25-SCN-Storage–Conditioned-Exit | 0 |  |  |  |  | 65.4374 | 45 | 0 | 0 | 0 | 20.4374 | 351.311 |  | kWh | 0 | 0 | Commercial | [7 empty] | 16 | 0.85 |  |  |  | 0 | 23 | 0 | 0 | 0 | 0 | 0 | 0 | 0 | 0 | 0 | 0 | 2009 Qtr 1: 0; 2009 Qtr 2: 0; 2009 Qtr 3: 0; 2009 Qtr 4: 23; 2010 Qtr 1: 0; 2010 Qtr 2: 0; 2010 Qtr 3: 0; 2010 Qtr 4: 0; 2011 Qtr 1: 0; 2011 Qtr 2: 0; 2011 Qtr 3: 0; 2011 Qtr 4: 0 | 23
SDGE3012_EXP_EXP-ExpressEfficiencyRebateProgram | 213147-Premium T8 with T12 34Watt Baseline |  | System | Commercial | 18-OFS-Office–Small-IntLight | 0 |  |  |  |  | 32.3249 | 6.9379 | 0 | 0 | 0 | 25.387 | 50.5326 |  | kWh | 0.01079 | 0 | Commercial | [7 empty] | 15 | 0.78 |  |  |  | 0 | 337.7985 | 0 | 0 | 0 | 0 | 0 | 0 | 0 | 0 | 0 | 0 | 2009 Qtr 1: 0; 2009 Qtr 2: 0; 2009 Qtr 3: 0; 2009 Qtr 4: 337.7985; 2010 Qtr 1: 0; 2010 Qtr 2: 0; 2010 Qtr 3: 0; 2010 Qtr 4: 0; 2011 Qtr 1: 0; 2011 Qtr 2: 0; 2011 Qtr 3: 0; 2011 Qtr 4: 0 | 337.7985
SDGE3012_EXP_EXP-ExpressEfficiencyRebateProgram | 213215-Lighting-Interior High Bay Linear Fluorescent Fixtures <= 244 Watts replacing 400 Watts (Tier 1) |  | System | Commercial | [6 empty] | 275.71 | 91.35 | 0 | 0 | 0 | 184.36 | 391.8678 |  | 0 | 0.07368 | -7.1132 | Commercial |  | Winter Only | [5 empty] | 15 | 0.78 |  |  |  | 0 | 6 | 0 | 0 | 0 | 0 | 0 | 0 | 0 | 0 | 0 | 0 | 2009 Qtr 1: 0; 2009 Qtr 2: 0; 2009 Qtr 3: 0; 2009 Qtr 4: 6; 2010 Qtr 1: 0; 2010 Qtr 2: 0; 2010 Qtr 3: 0; 2010 Qtr 4: 0; 2011 Qtr 1: 0; 2011 Qtr 2: 0; 2011 Qtr 3: 0; 2011 Qtr 4: 0 | 6
SDGE3012_EXP_EXP-ExpressEfficiencyRebateProgram | 213230-Lighting - Occupancy Sensor - High-Bay Sensor |  | System | Commercial | 01-ALC-AllCommercial-IntLight | 0 |  |  |  |  | 221.37 | 90 | 0 | 0 | 0 | 131.37 | 2048.6045 |  | kWh | 0.465 | 0 | Commercial | [7 empty] | 8 | 0.84 |  |  |  | 0 | 6 | 0 | 0 | 0 | 0 | 0 | 0 | 0 | 0 | 0 | 0 | 2009 Qtr 1: 0; 2009 Qtr 2: 0; 2009 Qtr 3: 0; 2009 Qtr 4: 6; 2010 Qtr 1: 0; 2010 Qtr 2: 0; 2010 Qtr 3: 0; 2010 Qtr 4: 0; 2011 Qtr 1: 0; 2011 Qtr 2: 0; 2011 Qtr 3: 0; 2011 Qtr 4: 0 | 6
SDGE3012_EXP_EXP-ExpressEfficiencyRebateProgram | 213067-Refrigeration - Food Service -Auto Closer for Main Cooler Doors |  | System | Commercial | 09-GRO-Grocery-REFG | 0 |  |  |  |  | 408.8836 | 103 | 0 | 0 | 0 | 305.8836 | 1075.009 |  | kWh | 0.20794 | -0.053375 | Commercial |  | Annual | [5 empty] | 8 | 0.7 |  |  |  | 0 | 2 | 0 | 0 | 0 | 0 | 0 | 0 | 0 | 0 | 0 | 0 | 2009 Qtr 1: 0; 2009 Qtr 2: 0; 2009 Qtr 3: 2; 2009 Qtr 4: 0; 2010 Qtr 1: 0; 2010 Qtr 2: 0; 2010 Qtr 3: 0; 2010 Qtr 4: 0; 2011 Qtr 1: 0; 2011 Qtr 2: 0; 2011 Qtr 3: 0; 2011 Qtr 4: 0 | 2
SDGE3012_EXP_EXP-ExpressEfficiencyRebateProgram | 213068-Refrigeration - Food Service -Auto Closer for Main Freezer Doors |  | System | Commercial | 09-GRO-Grocery-REFG | 0 |  |  |  |  | 382.2546 | 160.5 | 0 | 0 | 0 | 221.7546 | 2785.8135 |  | kWh | 0.27593 | -0.026688 | Commercial | [7 empty] | 8 | 0.7 |  |  |  | 0 | 1 | 0 | 0 | 0 | 0 | 0 | 0 | 0 | 0 | 0 | 0 | 2009 Qtr 1: 0; 2009 Qtr 2: 0; 2009 Qtr 3: 1; 2009 Qtr 4: 0; 2010 Qtr 1: 0; 2010 Qtr 2: 0; 2010 Qtr 3: 0; 2010 Qtr 4: 0; 2011 Qtr 1: 0; 2011 Qtr 2: 0; 2011 Qtr 3: 0; 2011 Qtr 4: 0 | 1
SDGE3012_EXP_EXP-ExpressEfficiencyRebateProgram | 213084-Refrigeration -Cooler/Freezer Door Gaskets - Solid Doors: Cooler |  | System | Commercial | 09-GRO-Grocery-REFG | 0 |  |  |  |  | 2.25 | 4.0106 | 0 | 0 | 0 | -1.7606 | 104.55 |  | kWh | 0.01195 | 0 | Commercial | [7 empty] | 4 | 0.76 |  |  |  | 0 | 282 | 0 | 0 | 0 | 0 | 0 | 0 | 0 | 0 | 0 | 0 | 2009 Qtr 1: 0; 2009 Qtr 2: 0; 2009 Qtr 3: 282; 2009 Qtr 4: 0; 2010 Qtr 1: 0; 2010 Qtr 2: 0; 2010 Qtr 3: 0; 2010 Qtr 4: 0; 2011 Qtr 1: 0; 2011 Qtr 2: 0; 2011 Qtr 3: 0; 2011 Qtr 4: 0 | 282
SDGE3012_EXP_EXP-ExpressEfficiencyRebateProgram | 213084-Refrigeration -Cooler/Freezer Door Gaskets - Solid Doors: Cooler |  | System | Commercial | 09-GRO-Grocery-REFG | 0 |  |  |  |  | 2.25 | 4 | 0 | 0 | 0 | -1.75 | 104.55 |  | kWh | 0.01195 | 0 | Commercial | [7 empty] | 4 | 0.76 |  |  |  | 0 | 277 | 0 | 0 | 0 | 0 | 0 | 0 | 0 | 0 | 0 | 0 | 2009 Qtr 1: 0; 2009 Qtr 2: 0; 2009 Qtr 3: 0; 2009 Qtr 4: 277; 2010 Qtr 1: 0; 2010 Qtr 2: 0; 2010 Qtr 3: 0; 2010 Qtr 4: 0; 2011 Qtr 1: 0; 2011 Qtr 2: 0; 2011 Qtr 3: 0; 2011 Qtr 4: 0 | 277
SDGE3012_EXP_EXP-ExpressEfficiencyRebateProgram | 213222-Lighting - Screw in 14-26 Watt Lamp |  | System | Commercial | [6 empty] | 6.3587 | 8.101 | 0 | 0 | 0 | -1.7423 | 194.1729 |  | 0 | 0.038993 | -2.6224 | Commercial |  | Winter Only | [5 empty] | 2.47 | 0.81 |  |  |  | 0.797 | 35.5513 | 0 | 0 | 0 | 0 | 0 | 0 | 0 | 0 | 0 | 0 | 2009 Qtr 1: 0; 2009 Qtr 2: 0; 2009 Qtr 3: 0; 2009 Qtr 4: 35.5513; 2010 Qtr 1: 0; 2010 Qtr 2: 0; 2010 Qtr 3: 0; 2010 Qtr 4: 0; 2011 Qtr 1: 0; 2011 Qtr 2: 0; 2011 Qtr 3: 0; 2011 Qtr 4: 0 | 35.5513
SDGE3012_EXP_EXP-ExpressEfficiencyRebateProgram | 213229-Lighting - Screw in 14-26 Watt Reflector Lamp |  | System | Commercial | [6 empty] | 12.3236 | 9.1136 | 0 | 0 | 0 | 3.21 | 194.1729 |  | 0 | 0.038993 | -2.6224 | Commercial |  | Winter Only | [5 empty] | 2.47 | 0.81 |  |  |  | 0 | 3.9501 | 0 | 0 | 0 | 0 | 0 | 0 | 0 | 0 | 0 | 0 | 2009 Qtr 1: 0; 2009 Qtr 2: 0; 2009 Qtr 3: 0; 2009 Qtr 4: 3.9501; 2010 Qtr 1: 0; 2010 Qtr 2: 0; 2010 Qtr 3: 0; 2010 Qtr 4: 0; 2011 Qtr 1: 0; 2011 Qtr 2: 0; 2011 Qtr 3: 0; 2011 Qtr 4: 0 | 3.9501
SDGE3012_EXP_EXP-ExpressEfficiencyRebateProgram | 213011-Lighting - 2 Ft 2nd Gen. T-8 with Elec. Ballast |  | System | Commercial | 18-OFS-Office–Small-IntLight | 0 |  |  |  |  | 26.9806 | 6.4239 | 0 | 0 | 0 | 20.5566 | 70.927 |  | kWh | 0.010327 | 0 | Commercial | [7 empty] | 15 | 0.78 |  |  |  | 0 | 9.3401 | 0 | 0 | 0 | 0 | 0 | 0 | 0 | 0 | 0 | 0 | 2009 Qtr 1: 0; 2009 Qtr 2: 0; 2009 Qtr 3: 0; 2009 Qtr 4: 9.3401; 2010 Qtr 1: 0; 2010 Qtr 2: 0; 2010 Qtr 3: 0; 2010 Qtr 4: 0; 2011 Qtr 1: 0; 2011 Qtr 2: 0; 2011 Qtr 3: 0; 2011 Qtr 4: 0 | 9.3401
SDGE3012_EXP_EXP-ExpressEfficiencyRebateProgram | 213147-Premium T8 with T12 34Watt Baseline |  | System | Commercial | 18-OFS-Office–Small-IntLight | 0 |  |  |  |  | 32.3249 | 7.7087 | 0 | 0 | 0 | 24.6162 | 50.5326 |  | kWh | 0.01079 | 0 | Commercial | [7 empty] | 15 | 0.78 |  |  |  | 0 | 740.9773 | 0 | 0 | 0 | 0 | 0 | 0 | 0 | 0 | 0 | 0 | 2009 Qtr 1: 0; 2009 Qtr 2: 0; 2009 Qtr 3: 0; 2009 Qtr 4: 740.9773; 2010 Qtr 1: 0; 2010 Qtr 2: 0; 2010 Qtr 3: 0; 2010 Qtr 4: 0; 2011 Qtr 1: 0; 2011 Qtr 2: 0; 2011 Qtr 3: 0; 2011 Qtr 4: 0 | 740.9773
SDGE3012_EXP_EXP-ExpressEfficiencyRebateProgram | 213053-Lighting - Remove 4 Ft T-8 (De-Lamp) |  | System | Commercial | [6 empty] | 12.4625 | 12.8479 | 0 | 0 | 0 | -0.38544 | 137.2559 |  | 0 | 0.026384 | -2.5676 | Commercial |  | Winter Only | [5 empty] | 15 | 0.77 |  |  |  | 0 | 300.4383 | 0 | 0 | 0 | 0 | 0 | 0 | 0 | 0 | 0 | 0 | 2009 Qtr 1: 0; 2009 Qtr 2: 0; 2009 Qtr 3: 0; 2009 Qtr 4: 300.4383; 2010 Qtr 1: 0; 2010 Qtr 2: 0; 2010 Qtr 3: 0; 2010 Qtr 4: 0; 2011 Qtr 1: 0; 2011 Qtr 2: 0; 2011 Qtr 3: 0; 2011 Qtr 4: 0 | 300.4383
SDGE3012_EXP_EXP-ExpressEfficiencyRebateProgram | 213049-Lighting - LED Exit Sign New Sign |  | System | Commercial | 25-SCN-Storage–Conditioned-Exit | 0 |  |  |  |  | 65.4374 | 45 | 0 | 0 | 0 | 20.4374 | 351.311 |  | kWh | 0 | 0 | Commercial | [7 empty] | 16 | 0.85 |  |  |  | 0 | 5 | 0 | 0 | 0 | 0 | 0 | 0 | 0 | 0 | 0 | 0 | 2009 Qtr 1: 0; 2009 Qtr 2: 0; 2009 Qtr 3: 0; 2009 Qtr 4: 5; 2010 Qtr 1: 0; 2010 Qtr 2: 0; 2010 Qtr 3: 0; 2010 Qtr 4: 0; 2011 Qtr 1: 0; 2011 Qtr 2: 0; 2011 Qtr 3: 0; 2011 Qtr 4: 0 | 5
SDGE3012_EXP_EXP-ExpressEfficiencyRebateProgram | 213082-Refrigeration - Vending Machine Controller |  | System | Commercial | 09-GRO-Grocery-REFG | 0 |  |  |  |  | 215.5 | 155 | 0 | 0 | 0 | 60.5 | 1612 |  | kWh | 0 | 0 | Commercial | [7 empty] | 5 | 0.7 |  |  |  | 0 | 9 | 0 | 0 | 0 | 0 | 0 | 0 | 0 | 0 | 0 | 0 | 2009 Qtr 1: 0; 2009 Qtr 2: 0; 2009 Qtr 3: 0; 2009 Qtr 4: 9; 2010 Qtr 1: 0; 2010 Qtr 2: 0; 2010 Qtr 3: 0; 2010 Qtr 4: 0; 2011 Qtr 1: 0; 2011 Qtr 2: 0; 2011 Qtr 3: 0; 2011 Qtr 4: 0 | 9
SDGE3012_EXP_EXP-ExpressEfficiencyRebateProgram | 213222-Lighting - Screw in 14-26 Watt Lamp |  | System | Commercial | [6 empty] | 6.3587 | 8.101 | 0 | 0 | 0 | -1.7423 | 194.1729 |  | 0 | 0.038993 | -2.6224 | Commercial |  | Winter Only | [5 empty] | 2.47 | 0.81 |  |  |  | 0.797 | 296.2609 | 0 | 0 | 0 | 0 | 0 | 0 | 0 | 0 | 0 | 0 | 2009 Qtr 1: 0; 2009 Qtr 2: 0; 2009 Qtr 3: 0; 2009 Qtr 4: 296.2609; 2010 Qtr 1: 0; 2010 Qtr 2: 0; 2010 Qtr 3: 0; 2010 Qtr 4: 0; 2011 Qtr 1: 0; 2011 Qtr 2: 0; 2011 Qtr 3: 0; 2011 Qtr 4: 0 | 296.2609
SDGE3012_EXP_EXP-ExpressEfficiencyRebateProgram | 213084-Refrigeration -Cooler/Freezer Door Gaskets - Solid Doors: Cooler |  | System | Commercial | 09-GRO-Grocery-REFG | 0 |  |  |  |  | 2.25 | 4 | 0 | 0 | 0 | -1.75 | 104.55 |  | kWh | 0.01195 | 0 | Commercial | [7 empty] | 4 | 0.76 |  |  |  | 0 | 47 | 0 | 0 | 0 | 0 | 0 | 0 | 0 | 0 | 0 | 0 | 2009 Qtr 1: 47; 2009 Qtr 2: 0; 2009 Qtr 3: 0; 2009 Qtr 4: 0; 2010 Qtr 1: 0; 2010 Qtr 2: 0; 2010 Qtr 3: 0; 2010 Qtr 4: 0; 2011 Qtr 1: 0; 2011 Qtr 2: 0; 2011 Qtr 3: 0; 2011 Qtr 4: 0 | 47
SDGE3012_EXP_EXP-ExpressEfficiencyRebateProgram | 213020-Lighting - Hardwire Incan Base >90 watt Fluorescent Fixture |  | System | Commercial | 18-OFS-Office–Small-IntLight | 0 |  |  |  |  | 173 | 169 | 0 | 0 | 0 | 4 | 2540.2753 |  | kWh | 0.38844 | 0 | Commercial | [7 empty] | 15 | 0.77 |  |  |  | 0 | 11 | 0 | 0 | 0 | 0 | 0 | 0 | 0 | 0 | 0 | 0 | 2009 Qtr 1: 0; 2009 Qtr 2: 0; 2009 Qtr 3: 0; 2009 Qtr 4: 11; 2010 Qtr 1: 0; 2010 Qtr 2: 0; 2010 Qtr 3: 0; 2010 Qtr 4: 0; 2011 Qtr 1: 0; 2011 Qtr 2: 0; 2011 Qtr 3: 0; 2011 Qtr 4: 0 | 11
SDGE3012_EXP_EXP-ExpressEfficiencyRebateProgram | 213050-Lighting - Photocell |  | System | Commercial | 18-OFS-Office–Small-ExtLight | 0 |  |  |  |  | 59.8075 | 11 | 0 | 0 | 0 | 48.8075 | 106.4 |  | kWh | 0 | 0 | Commercial | [7 empty] | 8 | 0.64 |  |  |  | 0 | 11 | 0 | 0 | 0 | 0 | 0 | 0 | 0 | 0 | 0 | 0 | 2009 Qtr 1: 0; 2009 Qtr 2: 0; 2009 Qtr 3: 0; 2009 Qtr 4: 11; 2010 Qtr 1: 0; 2010 Qtr 2: 0; 2010 Qtr 3: 0; 2010 Qtr 4: 0; 2011 Qtr 1: 0; 2011 Qtr 2: 0; 2011 Qtr 3: 0; 2011 Qtr 4: 0 | 11
SDGE3012_EXP_EXP-ExpressEfficiencyRebateProgram | 213230-Lighting - Occupancy Sensor - High-Bay Sensor |  | System | Commercial | 01-ALC-AllCommercial-IntLight | 0 |  |  |  |  | 221.37 | 100 | 0 | 0 | 0 | 121.37 | 2048.6045 |  | kWh | 0.465 | 0 | Commercial | [7 empty] | 8 | 0.84 |  |  |  | 0 | 126 | 0 | 0 | 0 | 0 | 0 | 0 | 0 | 0 | 0 | 0 | 2009 Qtr 1: 0; 2009 Qtr 2: 0; 2009 Qtr 3: 126; 2009 Qtr 4: 0; 2010 Qtr 1: 0; 2010 Qtr 2: 0; 2010 Qtr 3: 0; 2010 Qtr 4: 0; 2011 Qtr 1: 0; 2011 Qtr 2: 0; 2011 Qtr 3: 0; 2011 Qtr 4: 0 | 126
SDGE3012_EXP_EXP-ExpressEfficiencyRebateProgram | 213230-Lighting - Occupancy Sensor - High-Bay Sensor |  | System | Commercial | 01-ALC-AllCommercial-IntLight | 0 |  |  |  |  | 221.37 | 100 | 0 | 0 | 0 | 121.37 | 2048.6045 |  | kWh | 0.465 | 0 | Commercial | [7 empty] | 8 | 0.84 |  |  |  | 0 | 81 | 0 | 0 | 0 | 0 | 0 | 0 | 0 | 0 | 0 | 0 | 2009 Qtr 1: 0; 2009 Qtr 2: 0; 2009 Qtr 3: 0; 2009 Qtr 4: 81; 2010 Qtr 1: 0; 2010 Qtr 2: 0; 2010 Qtr 3: 0; 2010 Qtr 4: 0; 2011 Qtr 1: 0; 2011 Qtr 2: 0; 2011 Qtr 3: 0; 2011 Qtr 4: 0 | 81
SDGE3012_EXP_EXP-ExpressEfficiencyRebateProgram | 213230-Lighting - Occupancy Sensor - High-Bay Sensor |  | System | Commercial | 01-ALC-AllCommercial-IntLight | 0 |  |  |  |  | 221.37 | 100 | 0 | 0 | 0 | 121.37 | 2048.6045 |  | kWh | 0.465 | 0 | Commercial | [7 empty] | 8 | 0.84 |  |  |  | 0 | 34 | 0 | 0 | 0 | 0 | 0 | 0 | 0 | 0 | 0 | 0 | 2009 Qtr 1: 0; 2009 Qtr 2: 0; 2009 Qtr 3: 34; 2009 Qtr 4: 0; 2010 Qtr 1: 0; 2010 Qtr 2: 0; 2010 Qtr 3: 0; 2010 Qtr 4: 0; 2011 Qtr 1: 0; 2011 Qtr 2: 0; 2011 Qtr 3: 0; 2011 Qtr 4: 0 | 34
SDGE3012_EXP_EXP-ExpressEfficiencyRebateProgram | 213222-Lighting - Screw in 14-26 Watt Lamp |  | System | Commercial | [6 empty] | 6.3587 | 8.101 | 0 | 0 | 0 | -1.7423 | 194.1729 |  | 0 | 0.038993 | -2.6224 | Commercial |  | Winter Only | [5 empty] | 2.47 | 0.81 |  |  |  | 0.797 | 15.8006 | 0 | 0 | 0 | 0 | 0 | 0 | 0 | 0 | 0 | 0 | 2009 Qtr 1: 0; 2009 Qtr 2: 0; 2009 Qtr 3: 0; 2009 Qtr 4: 15.8006; 2010 Qtr 1: 0; 2010 Qtr 2: 0; 2010 Qtr 3: 0; 2010 Qtr 4: 0; 2011 Qtr 1: 0; 2011 Qtr 2: 0; 2011 Qtr 3: 0; 2011 Qtr 4: 0 | 15.8006
SDGE3012_EXP_EXP-ExpressEfficiencyRebateProgram | 213147-Premium T8 with T12 34Watt Baseline |  | System | Commercial | 18-OFS-Office–Small-IntLight | 0 |  |  |  |  | 32.3249 | 7.7087 | 0 | 0 | 0 | 24.6162 | 50.5326 |  | kWh | 0.01079 | 0 | Commercial | [7 empty] | 15 | 0.78 |  |  |  | 0 | 59.1537 | 0 | 0 | 0 | 0 | 0 | 0 | 0 | 0 | 0 | 0 | 2009 Qtr 1: 0; 2009 Qtr 2: 0; 2009 Qtr 3: 0; 2009 Qtr 4: 59.1537; 2010 Qtr 1: 0; 2010 Qtr 2: 0; 2010 Qtr 3: 0; 2010 Qtr 4: 0; 2011 Qtr 1: 0; 2011 Qtr 2: 0; 2011 Qtr 3: 0; 2011 Qtr 4: 0 | 59.1537
SDGE3012_EXP_EXP-ExpressEfficiencyRebateProgram | 213230-Lighting - Occupancy Sensor - High-Bay Sensor |  | System | Commercial | 01-ALC-AllCommercial-IntLight | 0 |  |  |  |  | 221.37 | 100 | 0 | 0 | 0 | 121.37 | 2048.6045 |  | kWh | 0.465 | 0 | Commercial | [7 empty] | 8 | 0.84 |  |  |  | 0 | 19 | 0 | 0 | 0 | 0 | 0 | 0 | 0 | 0 | 0 | 0 | 2009 Qtr 1: 0; 2009 Qtr 2: 0; 2009 Qtr 3: 0; 2009 Qtr 4: 19; 2010 Qtr 1: 0; 2010 Qtr 2: 0; 2010 Qtr 3: 0; 2010 Qtr 4: 0; 2011 Qtr 1: 0; 2011 Qtr 2: 0; 2011 Qtr 3: 0; 2011 Qtr 4: 0 | 19
SDGE3012_EXP_EXP-ExpressEfficiencyRebateProgram | 213230-Lighting - Occupancy Sensor - High-Bay Sensor |  | System | Commercial | 01-ALC-AllCommercial-IntLight | 0 |  |  |  |  | 221.37 | 100 | 0 | 0 | 0 | 121.37 | 2048.6045 |  | kWh | 0.465 | 0 | Commercial | [7 empty] | 8 | 0.84 |  |  |  | 0 | 27 | 0 | 0 | 0 | 0 | 0 | 0 | 0 | 0 | 0 | 0 | 2009 Qtr 1: 0; 2009 Qtr 2: 0; 2009 Qtr 3: 27; 2009 Qtr 4: 0; 2010 Qtr 1: 0; 2010 Qtr 2: 0; 2010 Qtr 3: 0; 2010 Qtr 4: 0; 2011 Qtr 1: 0; 2011 Qtr 2: 0; 2011 Qtr 3: 0; 2011 Qtr 4: 0 | 27
SDGE3012_EXP_EXP-ExpressEfficiencyRebateProgram | 213215-Lighting-Interior High Bay Linear Fluorescent Fixtures <= 244 Watts replacing 400 Watts (Tier 1) |  | System | Commercial | [6 empty] | 275.71 | 101.5 | 0 | 0 | 0 | 174.21 | 391.8678 |  | 0 | 0.07368 | -7.1132 | Commercial |  | Winter Only | [5 empty] | 15 | 0.78 |  |  |  | 0 | 1 | 0 | 0 | 0 | 0 | 0 | 0 | 0 | 0 | 0 | 0 | 2009 Qtr 1: 0; 2009 Qtr 2: 0; 2009 Qtr 3: 1; 2009 Qtr 4: 0; 2010 Qtr 1: 0; 2010 Qtr 2: 0; 2010 Qtr 3: 0; 2010 Qtr 4: 0; 2011 Qtr 1: 0; 2011 Qtr 2: 0; 2011 Qtr 3: 0; 2011 Qtr 4: 0 | 1
SDGE3012_EXP_EXP-ExpressEfficiencyRebateProgram | 213230-Lighting - Occupancy Sensor - High-Bay Sensor |  | System | Commercial | 01-ALC-AllCommercial-IntLight | 0 |  |  |  |  | 221.37 | 100 | 0 | 0 | 0 | 121.37 | 2048.6045 |  | kWh | 0.465 | 0 | Commercial | [7 empty] | 8 | 0.84 |  |  |  | 0 | 54 | 0 | 0 | 0 | 0 | 0 | 0 | 0 | 0 | 0 | 0 | 2009 Qtr 1: 0; 2009 Qtr 2: 0; 2009 Qtr 3: 54; 2009 Qtr 4: 0; 2010 Qtr 1: 0; 2010 Qtr 2: 0; 2010 Qtr 3: 0; 2010 Qtr 4: 0; 2011 Qtr 1: 0; 2011 Qtr 2: 0; 2011 Qtr 3: 0; 2011 Qtr 4: 0 | 54
SDGE3012_EXP_EXP-ExpressEfficiencyRebateProgram | 213084-Refrigeration -Cooler/Freezer Door Gaskets - Solid Doors: Cooler |  | System | Commercial | 09-GRO-Grocery-REFG | 0 |  |  |  |  | 2.25 | 4 | 0 | 0 | 0 | -1.75 | 104.55 |  | kWh | 0.01195 | 0 | Commercial | [7 empty] | 4 | 0.76 |  |  |  | 0 | 475 | 0 | 0 | 0 | 0 | 0 | 0 | 0 | 0 | 0 | 0 | 2009 Qtr 1: 0; 2009 Qtr 2: 0; 2009 Qtr 3: 0; 2009 Qtr 4: 475; 2010 Qtr 1: 0; 2010 Qtr 2: 0; 2010 Qtr 3: 0; 2010 Qtr 4: 0; 2011 Qtr 1: 0; 2011 Qtr 2: 0; 2011 Qtr 3: 0; 2011 Qtr 4: 0 | 475
SDGE3012_EXP_EXP-ExpressEfficiencyRebateProgram | 213084-Refrigeration -Cooler/Freezer Door Gaskets - Solid Doors: Cooler |  | System | Commercial | 09-GRO-Grocery-REFG | 0 |  |  |  |  | 2.25 | 4 | 0 | 0 | 0 | -1.75 | 104.55 |  | kWh | 0.01195 | 0 | Commercial | [7 empty] | 4 | 0.76 |  |  |  | 0 | 217 | 0 | 0 | 0 | 0 | 0 | 0 | 0 | 0 | 0 | 0 | 2009 Qtr 1: 0; 2009 Qtr 2: 0; 2009 Qtr 3: 0; 2009 Qtr 4: 217; 2010 Qtr 1: 0; 2010 Qtr 2: 0; 2010 Qtr 3: 0; 2010 Qtr 4: 0; 2011 Qtr 1: 0; 2011 Qtr 2: 0; 2011 Qtr 3: 0; 2011 Qtr 4: 0 | 217
SDGE3012_EXP_EXP-ExpressEfficiencyRebateProgram | 213147-Premium T8 with T12 34Watt Baseline |  | System | Commercial | 18-OFS-Office–Small-IntLight | 0 |  |  |  |  | 32.3249 | 7.7087 | 0 | 0 | 0 | 24.6162 | 50.5326 |  | kWh | 0.01079 | 0 | Commercial | [7 empty] | 15 | 0.78 |  |  |  | 0 | 10.8967 | 0 | 0 | 0 | 0 | 0 | 0 | 0 | 0 | 0 | 0 | 2009 Qtr 1: 0; 2009 Qtr 2: 0; 2009 Qtr 3: 0; 2009 Qtr 4: 10.8967; 2010 Qtr 1: 0; 2010 Qtr 2: 0; 2010 Qtr 3: 0; 2010 Qtr 4: 0; 2011 Qtr 1: 0; 2011 Qtr 2: 0; 2011 Qtr 3: 0; 2011 Qtr 4: 0 | 10.8967
SDGE3012_EXP_EXP-ExpressEfficiencyRebateProgram | 213053-Lighting - Remove 4 Ft T-8 (De-Lamp) |  | System | Commercial | [6 empty] | 12.4625 | 12.8479 | 0 | 0 | 0 | -0.38544 | 137.2559 |  | 0 | 0.026384 | -2.5676 | Commercial |  | Winter Only | [5 empty] | 15 | 0.77 |  |  |  | 0 | 7.7834 | 0 | 0 | 0 | 0 | 0 | 0 | 0 | 0 | 0 | 0 | 2009 Qtr 1: 0; 2009 Qtr 2: 0; 2009 Qtr 3: 0; 2009 Qtr 4: 7.7834; 2010 Qtr 1: 0; 2010 Qtr 2: 0; 2010 Qtr 3: 0; 2010 Qtr 4: 0; 2011 Qtr 1: 0; 2011 Qtr 2: 0; 2011 Qtr 3: 0; 2011 Qtr 4: 0 | 7.7834
SDGE3012_EXP_EXP-ExpressEfficiencyRebateProgram | 213215-Lighting-Interior High Bay Linear Fluorescent Fixtures <= 244 Watts replacing 400 Watts (Tier 1) |  | System | Commercial | [6 empty] | 275.71 | 101.5 | 0 | 0 | 0 | 174.21 | 391.8678 |  | 0 | 0.07368 | -7.1132 | Commercial |  | Winter Only | [5 empty] | 15 | 0.78 |  |  |  | 0 | 26 | 0 | 0 | 0 | 0 | 0 | 0 | 0 | 0 | 0 | 0 | 2009 Qtr 1: 0; 2009 Qtr 2: 0; 2009 Qtr 3: 0; 2009 Qtr 4: 26; 2010 Qtr 1: 0; 2010 Qtr 2: 0; 2010 Qtr 3: 0; 2010 Qtr 4: 0; 2011 Qtr 1: 0; 2011 Qtr 2: 0; 2011 Qtr 3: 0; 2011 Qtr 4: 0 | 26
SDGE3012_EXP_EXP-ExpressEfficiencyRebateProgram | 213230-Lighting - Occupancy Sensor - High-Bay Sensor |  | System | Commercial | 01-ALC-AllCommercial-IntLight | 0 |  |  |  |  | 221.37 | 100 | 0 | 0 | 0 | 121.37 | 2048.6045 |  | kWh | 0.465 | 0 | Commercial | [7 empty] | 8 | 0.84 |  |  |  | 0 | 26 | 0 | 0 | 0 | 0 | 0 | 0 | 0 | 0 | 0 | 0 | 2009 Qtr 1: 0; 2009 Qtr 2: 0; 2009 Qtr 3: 0; 2009 Qtr 4: 26; 2010 Qtr 1: 0; 2010 Qtr 2: 0; 2010 Qtr 3: 0; 2010 Qtr 4: 0; 2011 Qtr 1: 0; 2011 Qtr 2: 0; 2011 Qtr 3: 0; 2011 Qtr 4: 0 | 26
SDGE3012_EXP_EXP-ExpressEfficiencyRebateProgram | 213222-Lighting - Screw in 14-26 Watt Lamp |  | System | Commercial | [6 empty] | 6.3587 | 8.101 | 0 | 0 | 0 | -1.7423 | 194.1729 |  | 0 | 0.038993 | -2.6224 | Commercial |  | Winter Only | [5 empty] | 2.47 | 0.81 |  |  |  | 0.797 | 3.9501 | 0 | 0 | 0 | 0 | 0 | 0 | 0 | 0 | 0 | 0 | 2009 Qtr 1: 0; 2009 Qtr 2: 0; 2009 Qtr 3: 0; 2009 Qtr 4: 3.9501; 2010 Qtr 1: 0; 2010 Qtr 2: 0; 2010 Qtr 3: 0; 2010 Qtr 4: 0; 2011 Qtr 1: 0; 2011 Qtr 2: 0; 2011 Qtr 3: 0; 2011 Qtr 4: 0 | 3.9501
SDGE3012_EXP_EXP-ExpressEfficiencyRebateProgram | 213229-Lighting - Screw in 14-26 Watt Reflector Lamp |  | System | Commercial | [6 empty] | 12.3236 | 9.1136 | 0 | 0 | 0 | 3.21 | 194.1729 |  | 0 | 0.038993 | -2.6224 | Commercial |  | Winter Only | [5 empty] | 2.47 | 0.81 |  |  |  | 0 | 11.8504 | 0 | 0 | 0 | 0 | 0 | 0 | 0 | 0 | 0 | 0 | 2009 Qtr 1: 0; 2009 Qtr 2: 0; 2009 Qtr 3: 0; 2009 Qtr 4: 11.8504; 2010 Qtr 1: 0; 2010 Qtr 2: 0; 2010 Qtr 3: 0; 2010 Qtr 4: 0; 2011 Qtr 1: 0; 2011 Qtr 2: 0; 2011 Qtr 3: 0; 2011 Qtr 4: 0 | 11.8504
SDGE3012_EXP_EXP-ExpressEfficiencyRebateProgram | 213011-Lighting - 2 Ft 2nd Gen. T-8 with Elec. Ballast |  | System | Commercial | 18-OFS-Office–Small-IntLight | 0 |  |  |  |  | 26.9806 | 6.4239 | 0 | 0 | 0 | 20.5566 | 70.927 |  | kWh | 0.010327 | 0 | Commercial | [7 empty] | 15 | 0.78 |  |  |  | 0 | 37.3602 | 0 | 0 | 0 | 0 | 0 | 0 | 0 | 0 | 0 | 0 | 2009 Qtr 1: 0; 2009 Qtr 2: 0; 2009 Qtr 3: 0; 2009 Qtr 4: 37.3602; 2010 Qtr 1: 0; 2010 Qtr 2: 0; 2010 Qtr 3: 0; 2010 Qtr 4: 0; 2011 Qtr 1: 0; 2011 Qtr 2: 0; 2011 Qtr 3: 0; 2011 Qtr 4: 0 | 37.3602
SDGE3012_EXP_EXP-ExpressEfficiencyRebateProgram | 213147-Premium T8 with T12 34Watt Baseline |  | System | Commercial | 18-OFS-Office–Small-IntLight | 0 |  |  |  |  | 32.3249 | 7.7087 | 0 | 0 | 0 | 24.6162 | 50.5326 |  | kWh | 0.01079 | 0 | Commercial | [7 empty] | 15 | 0.78 |  |  |  | 0 | 1102.126 | 0 | 0 | 0 | 0 | 0 | 0 | 0 | 0 | 0 | 0 | 2009 Qtr 1: 0; 2009 Qtr 2: 0; 2009 Qtr 3: 0; 2009 Qtr 4: 1102.126; 2010 Qtr 1: 0; 2010 Qtr 2: 0; 2010 Qtr 3: 0; 2010 Qtr 4: 0; 2011 Qtr 1: 0; 2011 Qtr 2: 0; 2011 Qtr 3: 0; 2011 Qtr 4: 0 | 1102.126
SDGE3012_EXP_EXP-ExpressEfficiencyRebateProgram | 213053-Lighting - Remove 4 Ft T-8 (De-Lamp) |  | System | Commercial | [6 empty] | 12.4625 | 12.8479 | 0 | 0 | 0 | -0.38544 | 137.2559 |  | 0 | 0.026384 | -2.5676 | Commercial |  | Winter Only | [5 empty] | 15 | 0.77 |  |  |  | 0 | 586.0882 | 0 | 0 | 0 | 0 | 0 | 0 | 0 | 0 | 0 | 0 | 2009 Qtr 1: 0; 2009 Qtr 2: 0; 2009 Qtr 3: 0; 2009 Qtr 4: 586.0882; 2010 Qtr 1: 0; 2010 Qtr 2: 0; 2010 Qtr 3: 0; 2010 Qtr 4: 0; 2011 Qtr 1: 0; 2011 Qtr 2: 0; 2011 Qtr 3: 0; 2011 Qtr 4: 0 | 586.0882
SDGE3012_EXP_EXP-ExpressEfficiencyRebateProgram | 213049-Lighting - LED Exit Sign New Sign |  | System | Commercial | 25-SCN-Storage–Conditioned-Exit | 0 |  |  |  |  | 65.4374 | 45 | 0 | 0 | 0 | 20.4374 | 351.311 |  | kWh | 0 | 0 | Commercial | [7 empty] | 16 | 0.85 |  |  |  | 0 | 4 | 0 | 0 | 0 | 0 | 0 | 0 | 0 | 0 | 0 | 0 | 2009 Qtr 1: 0; 2009 Qtr 2: 0; 2009 Qtr 3: 0; 2009 Qtr 4: 4; 2010 Qtr 1: 0; 2010 Qtr 2: 0; 2010 Qtr 3: 0; 2010 Qtr 4: 0; 2011 Qtr 1: 0; 2011 Qtr 2: 0; 2011 Qtr 3: 0; 2011 Qtr 4: 0 | 4
SDGE3012_EXP_EXP-ExpressEfficiencyRebateProgram | 213222-Lighting - Screw in 14-26 Watt Lamp |  | System | Commercial | [6 empty] | 6.3587 | 8.101 | 0 | 0 | 0 | -1.7423 | 194.1729 |  | 0 | 0.038993 | -2.6224 | Commercial |  | Winter Only | [5 empty] | 2.47 | 0.81 |  |  |  | 0.797 | 79.0029 | 0 | 0 | 0 | 0 | 0 | 0 | 0 | 0 | 0 | 0 | 2009 Qtr 1: 0; 2009 Qtr 2: 0; 2009 Qtr 3: 79.0029; 2009 Qtr 4: 0; 2010 Qtr 1: 0; 2010 Qtr 2: 0; 2010 Qtr 3: 0; 2010 Qtr 4: 0; 2011 Qtr 1: 0; 2011 Qtr 2: 0; 2011 Qtr 3: 0; 2011 Qtr 4: 0 | 79.0029
SDGE3012_EXP_EXP-ExpressEfficiencyRebateProgram | 213229-Lighting - Screw in 14-26 Watt Reflector Lamp |  | System | Commercial | [6 empty] | 12.3236 | 9.1136 | 0 | 0 | 0 | 3.21 | 194.1729 |  | 0 | 0.038993 | -2.6224 | Commercial |  | Winter Only | [5 empty] | 2.47 | 0.81 |  |  |  | 0 | 18.7632 | 0 | 0 | 0 | 0 | 0 | 0 | 0 | 0 | 0 | 0 | 2009 Qtr 1: 0; 2009 Qtr 2: 0; 2009 Qtr 3: 18.7632; 2009 Qtr 4: 0; 2010 Qtr 1: 0; 2010 Qtr 2: 0; 2010 Qtr 3: 0; 2010 Qtr 4: 0; 2011 Qtr 1: 0; 2011 Qtr 2: 0; 2011 Qtr 3: 0; 2011 Qtr 4: 0 | 18.7632
SDGE3012_EXP_EXP-ExpressEfficiencyRebateProgram | 213147-Premium T8 with T12 34Watt Baseline |  | System | Commercial | 18-OFS-Office–Small-IntLight | 0 |  |  |  |  | 32.3249 | 7.7087 | 0 | 0 | 0 | 24.6162 | 50.5326 |  | kWh | 0.01079 | 0 | Commercial | [7 empty] | 15 | 0.78 |  |  |  | 0 | 1529.4333 | 0 | 0 | 0 | 0 | 0 | 0 | 0 | 0 | 0 | 0 | 2009 Qtr 1: 0; 2009 Qtr 2: 0; 2009 Qtr 3: 1529.4333; 2009 Qtr 4: 0; 2010 Qtr 1: 0; 2010 Qtr 2: 0; 2010 Qtr 3: 0; 2010 Qtr 4: 0; 2011 Qtr 1: 0; 2011 Qtr 2: 0; 2011 Qtr 3: 0; 2011 Qtr 4: 0 | 1529.4333
SDGE3012_EXP_EXP-ExpressEfficiencyRebateProgram | 213053-Lighting - Remove 4 Ft T-8 (De-Lamp) |  | System | Commercial | [6 empty] | 12.4625 | 12.8479 | 0 | 0 | 0 | -0.38544 | 137.2559 |  | 0 | 0.026384 | -2.5676 | Commercial |  | Winter Only | [5 empty] | 15 | 0.77 |  |  |  | 0 | 143.2141 | 0 | 0 | 0 | 0 | 0 | 0 | 0 | 0 | 0 | 0 | 2009 Qtr 1: 0; 2009 Qtr 2: 0; 2009 Qtr 3: 143.2141; 2009 Qtr 4: 0; 2010 Qtr 1: 0; 2010 Qtr 2: 0; 2010 Qtr 3: 0; 2010 Qtr 4: 0; 2011 Qtr 1: 0; 2011 Qtr 2: 0; 2011 Qtr 3: 0; 2011 Qtr 4: 0 | 143.2141
SDGE3012_EXP_EXP-ExpressEfficiencyRebateProgram | 213049-Lighting - LED Exit Sign New Sign |  | System | Commercial | 25-SCN-Storage–Conditioned-Exit | 0 |  |  |  |  | 65.4374 | 45 | 0 | 0 | 0 | 20.4374 | 351.311 |  | kWh | 0 | 0 | Commercial | [7 empty] | 16 | 0.85 |  |  |  | 0 | 16 | 0 | 0 | 0 | 0 | 0 | 0 | 0 | 0 | 0 | 0 | 2009 Qtr 1: 0; 2009 Qtr 2: 0; 2009 Qtr 3: 16; 2009 Qtr 4: 0; 2010 Qtr 1: 0; 2010 Qtr 2: 0; 2010 Qtr 3: 0; 2010 Qtr 4: 0; 2011 Qtr 1: 0; 2011 Qtr 2: 0; 2011 Qtr 3: 0; 2011 Qtr 4: 0 | 16
SDGE3012_EXP_EXP-ExpressEfficiencyRebateProgram | 213013-Lighting - 8 Ft T-8 with Elec. Ballast |  | System | Commercial | 18-OFS-Office–Small-IntLight | 0 |  |  |  |  | 41.7557 | 9.6359 | 0 | 0 | 0 | 32.1197 | 54.1176 |  | kWh | 0.0095172 | 0 | Commercial | [7 empty] | 15 | 0.78 |  |  |  | 0 | 21.7935 | 0 | 0 | 0 | 0 | 0 | 0 | 0 | 0 | 0 | 0 | 2009 Qtr 1: 0; 2009 Qtr 2: 0; 2009 Qtr 3: 21.7935; 2009 Qtr 4: 0; 2010 Qtr 1: 0; 2010 Qtr 2: 0; 2010 Qtr 3: 0; 2010 Qtr 4: 0; 2011 Qtr 1: 0; 2011 Qtr 2: 0; 2011 Qtr 3: 0; 2011 Qtr 4: 0 | 21.7935
SDGE3012_EXP_EXP-ExpressEfficiencyRebateProgram | 213222-Lighting - Screw in 14-26 Watt Lamp |  | System | Commercial | [6 empty] | 6.3587 | 8.101 | 0 | 0 | 0 | -1.7423 | 194.1729 |  | 0 | 0.038993 | -2.6224 | Commercial |  | Winter Only | [5 empty] | 2.47 | 0.81 |  |  |  | 0.797 | 2.9626 | 0 | 0 | 0 | 0 | 0 | 0 | 0 | 0 | 0 | 0 | 2009 Qtr 1: 0; 2009 Qtr 2: 0; 2009 Qtr 3: 2.9626; 2009 Qtr 4: 0; 2010 Qtr 1: 0; 2010 Qtr 2: 0; 2010 Qtr 3: 0; 2010 Qtr 4: 0; 2011 Qtr 1: 0; 2011 Qtr 2: 0; 2011 Qtr 3: 0; 2011 Qtr 4: 0 | 2.9626
SDGE3012_EXP_EXP-ExpressEfficiencyRebateProgram | 213011-Lighting - 2 Ft 2nd Gen. T-8 with Elec. Ballast |  | System | Commercial | 18-OFS-Office–Small-IntLight | 0 |  |  |  |  | 26.9806 | 6.4239 | 0 | 0 | 0 | 20.5566 | 70.927 |  | kWh | 0.010327 | 0 | Commercial | [7 empty] | 15 | 0.78 |  |  |  | 0 | 1.5567 | 0 | 0 | 0 | 0 | 0 | 0 | 0 | 0 | 0 | 0 | 2009 Qtr 1: 0; 2009 Qtr 2: 0; 2009 Qtr 3: 1.5567; 2009 Qtr 4: 0; 2010 Qtr 1: 0; 2010 Qtr 2: 0; 2010 Qtr 3: 0; 2010 Qtr 4: 0; 2011 Qtr 1: 0; 2011 Qtr 2: 0; 2011 Qtr 3: 0; 2011 Qtr 4: 0 | 1.5567
SDGE3012_EXP_EXP-ExpressEfficiencyRebateProgram | 213147-Premium T8 with T12 34Watt Baseline |  | System | Commercial | 18-OFS-Office–Small-IntLight | 0 |  |  |  |  | 32.3249 | 7.7087 | 0 | 0 | 0 | 24.6162 | 50.5326 |  | kWh | 0.01079 | 0 | Commercial | [7 empty] | 15 | 0.78 |  |  |  | 0 | 1318.5038 | 0 | 0 | 0 | 0 | 0 | 0 | 0 | 0 | 0 | 0 | 2009 Qtr 1: 0; 2009 Qtr 2: 0; 2009 Qtr 3: 1318.5038; 2009 Qtr 4: 0; 2010 Qtr 1: 0; 2010 Qtr 2: 0; 2010 Qtr 3: 0; 2010 Qtr 4: 0; 2011 Qtr 1: 0; 2011 Qtr 2: 0; 2011 Qtr 3: 0; 2011 Qtr 4: 0 | 1318.5038
SDGE3012_EXP_EXP-ExpressEfficiencyRebateProgram | 213053-Lighting - Remove 4 Ft T-8 (De-Lamp) |  | System | Commercial | [6 empty] | 12.4625 | 12.8479 | 0 | 0 | 0 | -0.38544 | 137.2559 |  | 0 | 0.026384 | -2.5676 | Commercial |  | Winter Only | [5 empty] | 15 | 0.77 |  |  |  | 0 | 351.8086 | 0 | 0 | 0 | 0 | 0 | 0 | 0 | 0 | 0 | 0 | 2009 Qtr 1: 0; 2009 Qtr 2: 0; 2009 Qtr 3: 351.8086; 2009 Qtr 4: 0; 2010 Qtr 1: 0; 2010 Qtr 2: 0; 2010 Qtr 3: 0; 2010 Qtr 4: 0; 2011 Qtr 1: 0; 2011 Qtr 2: 0; 2011 Qtr 3: 0; 2011 Qtr 4: 0 | 351.8086
SDGE3012_EXP_EXP-ExpressEfficiencyRebateProgram | 213049-Lighting - LED Exit Sign New Sign |  | System | Commercial | 25-SCN-Storage–Conditioned-Exit | 0 |  |  |  |  | 65.4374 | 45 | 0 | 0 | 0 | 20.4374 | 351.311 |  | kWh | 0 | 0 | Commercial | [7 empty] | 16 | 0.85 |  |  |  | 0 | 23 | 0 | 0 | 0 | 0 | 0 | 0 | 0 | 0 | 0 | 0 | 2009 Qtr 1: 0; 2009 Qtr 2: 0; 2009 Qtr 3: 23; 2009 Qtr 4: 0; 2010 Qtr 1: 0; 2010 Qtr 2: 0; 2010 Qtr 3: 0; 2010 Qtr 4: 0; 2011 Qtr 1: 0; 2011 Qtr 2: 0; 2011 Qtr 3: 0; 2011 Qtr 4: 0 | 23
SDGE3012_EXP_EXP-ExpressEfficiencyRebateProgram | 213129-Software Plug Load Sensors |  | System | Commercial | 18-OFS-Office–Small-OffEquip | 0 |  |  |  |  | 5 | 10.8 | 0 | 0 | 0 | -5.8 | 227.001 |  | kWh | 0 | 0 | Commercial | [7 empty] | 5 | 0.7 |  |  |  | 0 | 17 | 0 | 0 | 0 | 0 | 0 | 0 | 0 | 0 | 0 | 0 | 2009 Qtr 1: 17; 2009 Qtr 2: 0; 2009 Qtr 3: 0; 2009 Qtr 4: 0; 2010 Qtr 1: 0; 2010 Qtr 2: 0; 2010 Qtr 3: 0; 2010 Qtr 4: 0; 2011 Qtr 1: 0; 2011 Qtr 2: 0; 2011 Qtr 3: 0; 2011 Qtr 4: 0 | 17
SDGE3012_EXP_EXP-ExpressEfficiencyRebateProgram | 213084-Refrigeration -Cooler/Freezer Door Gaskets - Solid Doors: Cooler |  | System | Commercial | 09-GRO-Grocery-REFG | 0 |  |  |  |  | 2.25 | 4.0129 | 0 | 0 | 0 | -1.7629 | 104.55 |  | kWh | 0.01195 | 0 | Commercial | [7 empty] | 4 | 0.76 |  |  |  | 0 | 186 | 0 | 0 | 0 | 0 | 0 | 0 | 0 | 0 | 0 | 0 | 2009 Qtr 1: 0; 2009 Qtr 2: 0; 2009 Qtr 3: 0; 2009 Qtr 4: 186; 2010 Qtr 1: 0; 2010 Qtr 2: 0; 2010 Qtr 3: 0; 2010 Qtr 4: 0; 2011 Qtr 1: 0; 2011 Qtr 2: 0; 2011 Qtr 3: 0; 2011 Qtr 4: 0 | 186
SDGE3012_EXP_EXP-ExpressEfficiencyRebateProgram | 213215-Lighting-Interior High Bay Linear Fluorescent Fixtures <= 244 Watts replacing 400 Watts (Tier 1) |  | System | Commercial | [6 empty] | 275.71 | 101.5 | 0 | 0 | 0 | 174.21 | 391.8678 |  | 0 | 0.07368 | -7.1132 | Commercial |  | Winter Only | [5 empty] | 15 | 0.78 |  |  |  | 0 | 41 | 0 | 0 | 0 | 0 | 0 | 0 | 0 | 0 | 0 | 0 | 2009 Qtr 1: 0; 2009 Qtr 2: 0; 2009 Qtr 3: 0; 2009 Qtr 4: 41; 2010 Qtr 1: 0; 2010 Qtr 2: 0; 2010 Qtr 3: 0; 2010 Qtr 4: 0; 2011 Qtr 1: 0; 2011 Qtr 2: 0; 2011 Qtr 3: 0; 2011 Qtr 4: 0 | 41
SDGE3012_EXP_EXP-ExpressEfficiencyRebateProgram | 213230-Lighting - Occupancy Sensor - High-Bay Sensor |  | System | Commercial | 01-ALC-AllCommercial-IntLight | 0 |  |  |  |  | 221.37 | 100 | 0 | 0 | 0 | 121.37 | 2048.6045 |  | kWh | 0.465 | 0 | Commercial | [7 empty] | 8 | 0.84 |  |  |  | 0 | 41 | 0 | 0 | 0 | 0 | 0 | 0 | 0 | 0 | 0 | 0 | 2009 Qtr 1: 0; 2009 Qtr 2: 0; 2009 Qtr 3: 0; 2009 Qtr 4: 41; 2010 Qtr 1: 0; 2010 Qtr 2: 0; 2010 Qtr 3: 0; 2010 Qtr 4: 0; 2011 Qtr 1: 0; 2011 Qtr 2: 0; 2011 Qtr 3: 0; 2011 Qtr 4: 0 | 41
SDGE3012_EXP_EXP-ExpressEfficiencyRebateProgram | 213129-Software Plug Load Sensors |  | System | Commercial | 18-OFS-Office–Small-OffEquip | 0 |  |  |  |  | 5 | 10.8 | 0 | 0 | 0 | -5.8 | 227.001 |  | kWh | 0 | 0 | Commercial | [7 empty] | 5 | 0.7 |  |  |  | 0 | 3 | 0 | 0 | 0 | 0 | 0 | 0 | 0 | 0 | 0 | 0 | 2009 Qtr 1: 3; 2009 Qtr 2: 0; 2009 Qtr 3: 0; 2009 Qtr 4: 0; 2010 Qtr 1: 0; 2010 Qtr 2: 0; 2010 Qtr 3: 0; 2010 Qtr 4: 0; 2011 Qtr 1: 0; 2011 Qtr 2: 0; 2011 Qtr 3: 0; 2011 Qtr 4: 0 | 3
SDGE3012_EXP_EXP-ExpressEfficiencyRebateProgram | 213129-Software Plug Load Sensors |  | System | Commercial | 18-OFS-Office–Small-OffEquip | 0 |  |  |  |  | 5 | 10.8 | 0 | 0 | 0 | -5.8 | 227.001 |  | kWh | 0 | 0 | Commercial | [7 empty] | 5 | 0.7 |  |  |  | 0 | 7 | 0 | 0 | 0 | 0 | 0 | 0 | 0 | 0 | 0 | 0 | 2009 Qtr 1: 7; 2009 Qtr 2: 0; 2009 Qtr 3: 0; 2009 Qtr 4: 0; 2010 Qtr 1: 0; 2010 Qtr 2: 0; 2010 Qtr 3: 0; 2010 Qtr 4: 0; 2011 Qtr 1: 0; 2011 Qtr 2: 0; 2011 Qtr 3: 0; 2011 Qtr 4: 0 | 7
SDGE3012_EXP_EXP-ExpressEfficiencyRebateProgram | 213129-Software Plug Load Sensors |  | System | Commercial | 18-OFS-Office–Small-OffEquip | 0 |  |  |  |  | 5 | 10.8 | 0 | 0 | 0 | -5.8 | 227.001 |  | kWh | 0 | 0 | Commercial | [7 empty] | 5 | 0.7 |  |  |  | 0 | 5 | 0 | 0 | 0 | 0 | 0 | 0 | 0 | 0 | 0 | 0 | 2009 Qtr 1: 5; 2009 Qtr 2: 0; 2009 Qtr 3: 0; 2009 Qtr 4: 0; 2010 Qtr 1: 0; 2010 Qtr 2: 0; 2010 Qtr 3: 0; 2010 Qtr 4: 0; 2011 Qtr 1: 0; 2011 Qtr 2: 0; 2011 Qtr 3: 0; 2011 Qtr 4: 0 | 5
SDGE3012_EXP_EXP-ExpressEfficiencyRebateProgram | 213129-Software Plug Load Sensors |  | System | Commercial | 18-OFS-Office–Small-OffEquip | 0 |  |  |  |  | 5 | 10.8 | 0 | 0 | 0 | -5.8 | 227.001 |  | kWh | 0 | 0 | Commercial | [7 empty] | 5 | 0.7 |  |  |  | 0 | 29 | 0 | 0 | 0 | 0 | 0 | 0 | 0 | 0 | 0 | 0 | 2009 Qtr 1: 29; 2009 Qtr 2: 0; 2009 Qtr 3: 0; 2009 Qtr 4: 0; 2010 Qtr 1: 0; 2010 Qtr 2: 0; 2010 Qtr 3: 0; 2010 Qtr 4: 0; 2011 Qtr 1: 0; 2011 Qtr 2: 0; 2011 Qtr 3: 0; 2011 Qtr 4: 0 | 29
SDGE3012_EXP_EXP-ExpressEfficiencyRebateProgram | 213129-Software Plug Load Sensors |  | System | Commercial | 18-OFS-Office–Small-OffEquip | 0 |  |  |  |  | 5 | 10.8 | 0 | 0 | 0 | -5.8 | 227.001 |  | kWh | 0 | 0 | Commercial | [7 empty] | 5 | 0.7 |  |  |  | 0 | 230 | 0 | 0 | 0 | 0 | 0 | 0 | 0 | 0 | 0 | 0 | 2009 Qtr 1: 230; 2009 Qtr 2: 0; 2009 Qtr 3: 0; 2009 Qtr 4: 0; 2010 Qtr 1: 0; 2010 Qtr 2: 0; 2010 Qtr 3: 0; 2010 Qtr 4: 0; 2011 Qtr 1: 0; 2011 Qtr 2: 0; 2011 Qtr 3: 0; 2011 Qtr 4: 0 | 230
SDGE3012_EXP_EXP-ExpressEfficiencyRebateProgram | 213129-Software Plug Load Sensors |  | System | Commercial | 18-OFS-Office–Small-OffEquip | 0 |  |  |  |  | 5 | 10.8 | 0 | 0 | 0 | -5.8 | 227.001 |  | kWh | 0 | 0 | Commercial | [7 empty] | 5 | 0.7 |  |  |  | 0 | 6 | 0 | 0 | 0 | 0 | 0 | 0 | 0 | 0 | 0 | 0 | 2009 Qtr 1: 6; 2009 Qtr 2: 0; 2009 Qtr 3: 0; 2009 Qtr 4: 0; 2010 Qtr 1: 0; 2010 Qtr 2: 0; 2010 Qtr 3: 0; 2010 Qtr 4: 0; 2011 Qtr 1: 0; 2011 Qtr 2: 0; 2011 Qtr 3: 0; 2011 Qtr 4: 0 | 6
SDGE3012_EXP_EXP-ExpressEfficiencyRebateProgram | 213129-Software Plug Load Sensors |  | System | Commercial | 18-OFS-Office–Small-OffEquip | 0 |  |  |  |  | 5 | 10.8 | 0 | 0 | 0 | -5.8 | 227.001 |  | kWh | 0 | 0 | Commercial | [7 empty] | 5 | 0.7 |  |  |  | 0 | 2 | 0 | 0 | 0 | 0 | 0 | 0 | 0 | 0 | 0 | 0 | 2009 Qtr 1: 2; 2009 Qtr 2: 0; 2009 Qtr 3: 0; 2009 Qtr 4: 0; 2010 Qtr 1: 0; 2010 Qtr 2: 0; 2010 Qtr 3: 0; 2010 Qtr 4: 0; 2011 Qtr 1: 0; 2011 Qtr 2: 0; 2011 Qtr 3: 0; 2011 Qtr 4: 0 | 2
SDGE3012_EXP_EXP-ExpressEfficiencyRebateProgram | 213129-Software Plug Load Sensors |  | System | Commercial | 18-OFS-Office–Small-OffEquip | 0 |  |  |  |  | 5 | 10.8 | 0 | 0 | 0 | -5.8 | 227.001 |  | kWh | 0 | 0 | Commercial | [7 empty] | 5 | 0.7 |  |  |  | 0 | 3 | 0 | 0 | 0 | 0 | 0 | 0 | 0 | 0 | 0 | 0 | 2009 Qtr 1: 3; 2009 Qtr 2: 0; 2009 Qtr 3: 0; 2009 Qtr 4: 0; 2010 Qtr 1: 0; 2010 Qtr 2: 0; 2010 Qtr 3: 0; 2010 Qtr 4: 0; 2011 Qtr 1: 0; 2011 Qtr 2: 0; 2011 Qtr 3: 0; 2011 Qtr 4: 0 | 3
SDGE3012_EXP_EXP-ExpressEfficiencyRebateProgram | 213129-Software Plug Load Sensors |  | System | Commercial | 18-OFS-Office–Small-OffEquip | 0 |  |  |  |  | 5 | 10.8 | 0 | 0 | 0 | -5.8 | 227.001 |  | kWh | 0 | 0 | Commercial | [7 empty] | 5 | 0.7 |  |  |  | 0 | 22 | 0 | 0 | 0 | 0 | 0 | 0 | 0 | 0 | 0 | 0 | 2009 Qtr 1: 22; 2009 Qtr 2: 0; 2009 Qtr 3: 0; 2009 Qtr 4: 0; 2010 Qtr 1: 0; 2010 Qtr 2: 0; 2010 Qtr 3: 0; 2010 Qtr 4: 0; 2011 Qtr 1: 0; 2011 Qtr 2: 0; 2011 Qtr 3: 0; 2011 Qtr 4: 0 | 22
SDGE3012_EXP_EXP-ExpressEfficiencyRebateProgram | 213129-Software Plug Load Sensors |  | System | Commercial | 18-OFS-Office–Small-OffEquip | 0 |  |  |  |  | 5 | 10.8 | 0 | 0 | 0 | -5.8 | 227.001 |  | kWh | 0 | 0 | Commercial | [7 empty] | 5 | 0.7 |  |  |  | 0 | 1338 | 0 | 0 | 0 | 0 | 0 | 0 | 0 | 0 | 0 | 0 | 2009 Qtr 1: 1338; 2009 Qtr 2: 0; 2009 Qtr 3: 0; 2009 Qtr 4: 0; 2010 Qtr 1: 0; 2010 Qtr 2: 0; 2010 Qtr 3: 0; 2010 Qtr 4: 0; 2011 Qtr 1: 0; 2011 Qtr 2: 0; 2011 Qtr 3: 0; 2011 Qtr 4: 0 | 1338
SDGE3012_EXP_EXP-ExpressEfficiencyRebateProgram | 213230-Lighting - Occupancy Sensor - High-Bay Sensor |  | System | Commercial | 01-ALC-AllCommercial-IntLight | 0 |  |  |  |  | 221.37 | 100 | 0 | 0 | 0 | 121.37 | 2048.6045 |  | kWh | 0.465 | 0 | Commercial | [7 empty] | 8 | 0.84 |  |  |  | 0 | 14 | 0 | 0 | 0 | 0 | 0 | 0 | 0 | 0 | 0 | 0 | 2009 Qtr 1: 0; 2009 Qtr 2: 0; 2009 Qtr 3: 0; 2009 Qtr 4: 14; 2010 Qtr 1: 0; 2010 Qtr 2: 0; 2010 Qtr 3: 0; 2010 Qtr 4: 0; 2011 Qtr 1: 0; 2011 Qtr 2: 0; 2011 Qtr 3: 0; 2011 Qtr 4: 0 | 14
SDGE3012_EXP_EXP-ExpressEfficiencyRebateProgram | 213084-Refrigeration -Cooler/Freezer Door Gaskets - Solid Doors: Cooler |  | System | Commercial | 09-GRO-Grocery-REFG | 0 |  |  |  |  | 2.25 | 4 | 0 | 0 | 0 | -1.75 | 104.55 |  | kWh | 0.01195 | 0 | Commercial | [7 empty] | 4 | 0.76 |  |  |  | 0 | 2272 | 0 | 0 | 0 | 0 | 0 | 0 | 0 | 0 | 0 | 0 | 2009 Qtr 1: 0; 2009 Qtr 2: 0; 2009 Qtr 3: 0; 2009 Qtr 4: 2272; 2010 Qtr 1: 0; 2010 Qtr 2: 0; 2010 Qtr 3: 0; 2010 Qtr 4: 0; 2011 Qtr 1: 0; 2011 Qtr 2: 0; 2011 Qtr 3: 0; 2011 Qtr 4: 0 | 2272
SDGE3012_EXP_EXP-ExpressEfficiencyRebateProgram | 213129-Software Plug Load Sensors |  | System | Commercial | 18-OFS-Office–Small-OffEquip | 0 |  |  |  |  | 5 | 10.8 | 0 | 0 | 0 | -5.8 | 227.001 |  | kWh | 0 | 0 | Commercial | [7 empty] | 5 | 0.7 |  |  |  | 0 | 35 | 0 | 0 | 0 | 0 | 0 | 0 | 0 | 0 | 0 | 0 | 2009 Qtr 1: 35; 2009 Qtr 2: 0; 2009 Qtr 3: 0; 2009 Qtr 4: 0; 2010 Qtr 1: 0; 2010 Qtr 2: 0; 2010 Qtr 3: 0; 2010 Qtr 4: 0; 2011 Qtr 1: 0; 2011 Qtr 2: 0; 2011 Qtr 3: 0; 2011 Qtr 4: 0 | 35
SDGE3012_EXP_EXP-ExpressEfficiencyRebateProgram | 213129-Software Plug Load Sensors |  | System | Commercial | 18-OFS-Office–Small-OffEquip | 0 |  |  |  |  | 5 | 10.8 | 0 | 0 | 0 | -5.8 | 227.001 |  | kWh | 0 | 0 | Commercial | [7 empty] | 5 | 0.7 |  |  |  | 0 | 1038 | 0 | 0 | 0 | 0 | 0 | 0 | 0 | 0 | 0 | 0 | 2009 Qtr 1: 1038; 2009 Qtr 2: 0; 2009 Qtr 3: 0; 2009 Qtr 4: 0; 2010 Qtr 1: 0; 2010 Qtr 2: 0; 2010 Qtr 3: 0; 2010 Qtr 4: 0; 2011 Qtr 1: 0; 2011 Qtr 2: 0; 2011 Qtr 3: 0; 2011 Qtr 4: 0 | 1038
SDGE3012_EXP_EXP-ExpressEfficiencyRebateProgram | 213129-Software Plug Load Sensors |  | System | Commercial | 18-OFS-Office–Small-OffEquip | 0 |  |  |  |  | 5 | 10.8 | 0 | 0 | 0 | -5.8 | 227.001 |  | kWh | 0 | 0 | Commercial | [7 empty] | 5 | 0.7 |  |  |  | 0 | 24 | 0 | 0 | 0 | 0 | 0 | 0 | 0 | 0 | 0 | 0 | 2009 Qtr 1: 24; 2009 Qtr 2: 0; 2009 Qtr 3: 0; 2009 Qtr 4: 0; 2010 Qtr 1: 0; 2010 Qtr 2: 0; 2010 Qtr 3: 0; 2010 Qtr 4: 0; 2011 Qtr 1: 0; 2011 Qtr 2: 0; 2011 Qtr 3: 0; 2011 Qtr 4: 0 | 24
SDGE3012_EXP_EXP-ExpressEfficiencyRebateProgram | 213129-Software Plug Load Sensors |  | System | Commercial | 18-OFS-Office–Small-OffEquip | 0 |  |  |  |  | 5 | 10.8 | 0 | 0 | 0 | -5.8 | 227.001 |  | kWh | 0 | 0 | Commercial | [7 empty] | 5 | 0.7 |  |  |  | 0 | 10 | 0 | 0 | 0 | 0 | 0 | 0 | 0 | 0 | 0 | 0 | 2009 Qtr 1: 10; 2009 Qtr 2: 0; 2009 Qtr 3: 0; 2009 Qtr 4: 0; 2010 Qtr 1: 0; 2010 Qtr 2: 0; 2010 Qtr 3: 0; 2010 Qtr 4: 0; 2011 Qtr 1: 0; 2011 Qtr 2: 0; 2011 Qtr 3: 0; 2011 Qtr 4: 0 | 10
SDGE3012_EXP_EXP-ExpressEfficiencyRebateProgram | 213129-Software Plug Load Sensors |  | System | Commercial | 18-OFS-Office–Small-OffEquip | 0 |  |  |  |  | 5 | 10.8 | 0 | 0 | 0 | -5.8 | 227.001 |  | kWh | 0 | 0 | Commercial | [7 empty] | 5 | 0.7 |  |  |  | 0 | 5 | 0 | 0 | 0 | 0 | 0 | 0 | 0 | 0 | 0 | 0 | 2009 Qtr 1: 5; 2009 Qtr 2: 0; 2009 Qtr 3: 0; 2009 Qtr 4: 0; 2010 Qtr 1: 0; 2010 Qtr 2: 0; 2010 Qtr 3: 0; 2010 Qtr 4: 0; 2011 Qtr 1: 0; 2011 Qtr 2: 0; 2011 Qtr 3: 0; 2011 Qtr 4: 0 | 5
SDGE3012_EXP_EXP-ExpressEfficiencyRebateProgram | 213129-Software Plug Load Sensors |  | System | Commercial | 18-OFS-Office–Small-OffEquip | 0 |  |  |  |  | 5 | 10.8 | 0 | 0 | 0 | -5.8 | 227.001 |  | kWh | 0 | 0 | Commercial | [7 empty] | 5 | 0.7 |  |  |  | 0 | 2 | 0 | 0 | 0 | 0 | 0 | 0 | 0 | 0 | 0 | 0 | 2009 Qtr 1: 2; 2009 Qtr 2: 0; 2009 Qtr 3: 0; 2009 Qtr 4: 0; 2010 Qtr 1: 0; 2010 Qtr 2: 0; 2010 Qtr 3: 0; 2010 Qtr 4: 0; 2011 Qtr 1: 0; 2011 Qtr 2: 0; 2011 Qtr 3: 0; 2011 Qtr 4: 0 | 2
SDGE3012_EXP_EXP-ExpressEfficiencyRebateProgram | 213129-Software Plug Load Sensors |  | System | Commercial | 18-OFS-Office–Small-OffEquip | 0 |  |  |  |  | 5 | 10.8 | 0 | 0 | 0 | -5.8 | 227.001 |  | kWh | 0 | 0 | Commercial | [7 empty] | 5 | 0.7 |  |  |  | 0 | 5 | 0 | 0 | 0 | 0 | 0 | 0 | 0 | 0 | 0 | 0 | 2009 Qtr 1: 5; 2009 Qtr 2: 0; 2009 Qtr 3: 0; 2009 Qtr 4: 0; 2010 Qtr 1: 0; 2010 Qtr 2: 0; 2010 Qtr 3: 0; 2010 Qtr 4: 0; 2011 Qtr 1: 0; 2011 Qtr 2: 0; 2011 Qtr 3: 0; 2011 Qtr 4: 0 | 5
SDGE3012_EXP_EXP-ExpressEfficiencyRebateProgram | 213129-Software Plug Load Sensors |  | System | Commercial | 18-OFS-Office–Small-OffEquip | 0 |  |  |  |  | 5 | 10.8 | 0 | 0 | 0 | -5.8 | 227.001 |  | kWh | 0 | 0 | Commercial | [7 empty] | 5 | 0.7 |  |  |  | 0 | 2 | 0 | 0 | 0 | 0 | 0 | 0 | 0 | 0 | 0 | 0 | 2009 Qtr 1: 2; 2009 Qtr 2: 0; 2009 Qtr 3: 0; 2009 Qtr 4: 0; 2010 Qtr 1: 0; 2010 Qtr 2: 0; 2010 Qtr 3: 0; 2010 Qtr 4: 0; 2011 Qtr 1: 0; 2011 Qtr 2: 0; 2011 Qtr 3: 0; 2011 Qtr 4: 0 | 2
SDGE3012_EXP_EXP-ExpressEfficiencyRebateProgram | 213129-Software Plug Load Sensors |  | System | Commercial | 18-OFS-Office–Small-OffEquip | 0 |  |  |  |  | 5 | 10.8 | 0 | 0 | 0 | -5.8 | 227.001 |  | kWh | 0 | 0 | Commercial | [7 empty] | 5 | 0.7 |  |  |  | 0 | 12 | 0 | 0 | 0 | 0 | 0 | 0 | 0 | 0 | 0 | 0 | 2009 Qtr 1: 12; 2009 Qtr 2: 0; 2009 Qtr 3: 0; 2009 Qtr 4: 0; 2010 Qtr 1: 0; 2010 Qtr 2: 0; 2010 Qtr 3: 0; 2010 Qtr 4: 0; 2011 Qtr 1: 0; 2011 Qtr 2: 0; 2011 Qtr 3: 0; 2011 Qtr 4: 0 | 12
SDGE3012_EXP_EXP-ExpressEfficiencyRebateProgram | 213129-Software Plug Load Sensors |  | System | Commercial | 18-OFS-Office–Small-OffEquip | 0 |  |  |  |  | 5 | 10.8 | 0 | 0 | 0 | -5.8 | 227.001 |  | kWh | 0 | 0 | Commercial | [7 empty] | 5 | 0.7 |  |  |  | 0 | 4 | 0 | 0 | 0 | 0 | 0 | 0 | 0 | 0 | 0 | 0 | 2009 Qtr 1: 4; 2009 Qtr 2: 0; 2009 Qtr 3: 0; 2009 Qtr 4: 0; 2010 Qtr 1: 0; 2010 Qtr 2: 0; 2010 Qtr 3: 0; 2010 Qtr 4: 0; 2011 Qtr 1: 0; 2011 Qtr 2: 0; 2011 Qtr 3: 0; 2011 Qtr 4: 0 | 4
SDGE3012_EXP_EXP-ExpressEfficiencyRebateProgram | 213129-Software Plug Load Sensors |  | System | Commercial | 18-OFS-Office–Small-OffEquip | 0 |  |  |  |  | 5 | 10.8 | 0 | 0 | 0 | -5.8 | 227.001 |  | kWh | 0 | 0 | Commercial | [7 empty] | 5 | 0.7 |  |  |  | 0 | 6 | 0 | 0 | 0 | 0 | 0 | 0 | 0 | 0 | 0 | 0 | 2009 Qtr 1: 6; 2009 Qtr 2: 0; 2009 Qtr 3: 0; 2009 Qtr 4: 0; 2010 Qtr 1: 0; 2010 Qtr 2: 0; 2010 Qtr 3: 0; 2010 Qtr 4: 0; 2011 Qtr 1: 0; 2011 Qtr 2: 0; 2011 Qtr 3: 0; 2011 Qtr 4: 0 | 6
SDGE3012_EXP_EXP-ExpressEfficiencyRebateProgram | 213084-Refrigeration -Cooler/Freezer Door Gaskets - Solid Doors: Cooler |  | System | Commercial | 09-GRO-Grocery-REFG | 0 |  |  |  |  | 2.25 | 4 | 0 | 0 | 0 | -1.75 | 104.55 |  | kWh | 0.01195 | 0 | Commercial | [7 empty] | 4 | 0.76 |  |  |  | 0 | 36 | 0 | 0 | 0 | 0 | 0 | 0 | 0 | 0 | 0 | 0 | 2009 Qtr 1: 0; 2009 Qtr 2: 0; 2009 Qtr 3: 0; 2009 Qtr 4: 36; 2010 Qtr 1: 0; 2010 Qtr 2: 0; 2010 Qtr 3: 0; 2010 Qtr 4: 0; 2011 Qtr 1: 0; 2011 Qtr 2: 0; 2011 Qtr 3: 0; 2011 Qtr 4: 0 | 36
SDGE3012_EXP_EXP-ExpressEfficiencyRebateProgram | 213116-Refrigeration -Cooler/Freezer Door Gaskets - Solid Doors: Freezer |  | System | Commercial | 09-GRO-Grocery-REFG | 0 |  |  |  |  | 4 | 4 | 0 | 0 | 0 | 0 | 104.55 |  | kWh | 0.01195 | 0 | Commercial | [7 empty] | 4 | 0.76 |  |  |  | 0 | 53 | 0 | 0 | 0 | 0 | 0 | 0 | 0 | 0 | 0 | 0 | 2009 Qtr 1: 0; 2009 Qtr 2: 0; 2009 Qtr 3: 0; 2009 Qtr 4: 53; 2010 Qtr 1: 0; 2010 Qtr 2: 0; 2010 Qtr 3: 0; 2010 Qtr 4: 0; 2011 Qtr 1: 0; 2011 Qtr 2: 0; 2011 Qtr 3: 0; 2011 Qtr 4: 0 | 53
SDGE3012_EXP_EXP-ExpressEfficiencyRebateProgram | 213083-Refrigeration -Cooler/Freezer Door Gaskets - Glass Doors |  | System | Commercial | 09-GRO-Grocery-REFG | 0 |  |  |  |  | 2.25 | 4 | 0 | 0 | 0 | -1.75 | 104.55 |  | kWh | 0.01195 | 0 | Commercial | [7 empty] | 4 | 0.76 |  |  |  | 0 | 804 | 0 | 0 | 0 | 0 | 0 | 0 | 0 | 0 | 0 | 0 | 2009 Qtr 1: 0; 2009 Qtr 2: 0; 2009 Qtr 3: 0; 2009 Qtr 4: 804; 2010 Qtr 1: 0; 2010 Qtr 2: 0; 2010 Qtr 3: 0; 2010 Qtr 4: 0; 2011 Qtr 1: 0; 2011 Qtr 2: 0; 2011 Qtr 3: 0; 2011 Qtr 4: 0 | 804
SDGE3012_EXP_EXP-ExpressEfficiencyRebateProgram | 213129-Software Plug Load Sensors |  | System | Commercial | 18-OFS-Office–Small-OffEquip | 0 |  |  |  |  | 5 | 10.8 | 0 | 0 | 0 | -5.8 | 227.001 |  | kWh | 0 | 0 | Commercial | [7 empty] | 5 | 0.7 |  |  |  | 0 | 22 | 0 | 0 | 0 | 0 | 0 | 0 | 0 | 0 | 0 | 0 | 2009 Qtr 1: 22; 2009 Qtr 2: 0; 2009 Qtr 3: 0; 2009 Qtr 4: 0; 2010 Qtr 1: 0; 2010 Qtr 2: 0; 2010 Qtr 3: 0; 2010 Qtr 4: 0; 2011 Qtr 1: 0; 2011 Qtr 2: 0; 2011 Qtr 3: 0; 2011 Qtr 4: 0 | 22
SDGE3012_EXP_EXP-ExpressEfficiencyRebateProgram | 213129-Software Plug Load Sensors |  | System | Commercial | 18-OFS-Office–Small-OffEquip | 0 |  |  |  |  | 5 | 10.8 | 0 | 0 | 0 | -5.8 | 227.001 |  | kWh | 0 | 0 | Commercial | [7 empty] | 5 | 0.7 |  |  |  | 0 | 4 | 0 | 0 | 0 | 0 | 0 | 0 | 0 | 0 | 0 | 0 | 2009 Qtr 1: 4; 2009 Qtr 2: 0; 2009 Qtr 3: 0; 2009 Qtr 4: 0; 2010 Qtr 1: 0; 2010 Qtr 2: 0; 2010 Qtr 3: 0; 2010 Qtr 4: 0; 2011 Qtr 1: 0; 2011 Qtr 2: 0; 2011 Qtr 3: 0; 2011 Qtr 4: 0 | 4
SDGE3012_EXP_EXP-ExpressEfficiencyRebateProgram | 213129-Software Plug Load Sensors |  | System | Commercial | 18-OFS-Office–Small-OffEquip | 0 |  |  |  |  | 5 | 10.8 | 0 | 0 | 0 | -5.8 | 227.001 |  | kWh | 0 | 0 | Commercial | [7 empty] | 5 | 0.7 |  |  |  | 0 | 4 | 0 | 0 | 0 | 0 | 0 | 0 | 0 | 0 | 0 | 0 | 2009 Qtr 1: 4; 2009 Qtr 2: 0; 2009 Qtr 3: 0; 2009 Qtr 4: 0; 2010 Qtr 1: 0; 2010 Qtr 2: 0; 2010 Qtr 3: 0; 2010 Qtr 4: 0; 2011 Qtr 1: 0; 2011 Qtr 2: 0; 2011 Qtr 3: 0; 2011 Qtr 4: 0 | 4
SDGE3012_EXP_EXP-ExpressEfficiencyRebateProgram | 213129-Software Plug Load Sensors |  | System | Commercial | 18-OFS-Office–Small-OffEquip | 0 |  |  |  |  | 5 | 10.8 | 0 | 0 | 0 | -5.8 | 227.001 |  | kWh | 0 | 0 | Commercial | [7 empty] | 5 | 0.7 |  |  |  | 0 | 10 | 0 | 0 | 0 | 0 | 0 | 0 | 0 | 0 | 0 | 0 | 2009 Qtr 1: 10; 2009 Qtr 2: 0; 2009 Qtr 3: 0; 2009 Qtr 4: 0; 2010 Qtr 1: 0; 2010 Qtr 2: 0; 2010 Qtr 3: 0; 2010 Qtr 4: 0; 2011 Qtr 1: 0; 2011 Qtr 2: 0; 2011 Qtr 3: 0; 2011 Qtr 4: 0 | 10
SDGE3012_EXP_EXP-ExpressEfficiencyRebateProgram | 213129-Software Plug Load Sensors |  | System | Commercial | 18-OFS-Office–Small-OffEquip | 0 |  |  |  |  | 5 | 10.8 | 0 | 0 | 0 | -5.8 | 227.001 |  | kWh | 0 | 0 | Commercial | [7 empty] | 5 | 0.7 |  |  |  | 0 | 10 | 0 | 0 | 0 | 0 | 0 | 0 | 0 | 0 | 0 | 0 | 2009 Qtr 1: 10; 2009 Qtr 2: 0; 2009 Qtr 3: 0; 2009 Qtr 4: 0; 2010 Qtr 1: 0; 2010 Qtr 2: 0; 2010 Qtr 3: 0; 2010 Qtr 4: 0; 2011 Qtr 1: 0; 2011 Qtr 2: 0; 2011 Qtr 3: 0; 2011 Qtr 4: 0 | 10
SDGE3012_EXP_EXP-ExpressEfficiencyRebateProgram | 213129-Software Plug Load Sensors |  | System | Commercial | 18-OFS-Office–Small-OffEquip | 0 |  |  |  |  | 5 | 10.8 | 0 | 0 | 0 | -5.8 | 227.001 |  | kWh | 0 | 0 | Commercial | [7 empty] | 5 | 0.7 |  |  |  | 0 | 4 | 0 | 0 | 0 | 0 | 0 | 0 | 0 | 0 | 0 | 0 | 2009 Qtr 1: 4; 2009 Qtr 2: 0; 2009 Qtr 3: 0; 2009 Qtr 4: 0; 2010 Qtr 1: 0; 2010 Qtr 2: 0; 2010 Qtr 3: 0; 2010 Qtr 4: 0; 2011 Qtr 1: 0; 2011 Qtr 2: 0; 2011 Qtr 3: 0; 2011 Qtr 4: 0 | 4
SDGE3012_EXP_EXP-ExpressEfficiencyRebateProgram | 213129-Software Plug Load Sensors |  | System | Commercial | 18-OFS-Office–Small-OffEquip | 0 |  |  |  |  | 5 | 10.8 | 0 | 0 | 0 | -5.8 | 227.001 |  | kWh | 0 | 0 | Commercial | [7 empty] | 5 | 0.7 |  |  |  | 0 | 12 | 0 | 0 | 0 | 0 | 0 | 0 | 0 | 0 | 0 | 0 | 2009 Qtr 1: 12; 2009 Qtr 2: 0; 2009 Qtr 3: 0; 2009 Qtr 4: 0; 2010 Qtr 1: 0; 2010 Qtr 2: 0; 2010 Qtr 3: 0; 2010 Qtr 4: 0; 2011 Qtr 1: 0; 2011 Qtr 2: 0; 2011 Qtr 3: 0; 2011 Qtr 4: 0 | 12
SDGE3012_EXP_EXP-ExpressEfficiencyRebateProgram | 213129-Software Plug Load Sensors |  | System | Commercial | 18-OFS-Office–Small-OffEquip | 0 |  |  |  |  | 5 | 10.8 | 0 | 0 | 0 | -5.8 | 227.001 |  | kWh | 0 | 0 | Commercial | [7 empty] | 5 | 0.7 |  |  |  | 0 | 2 | 0 | 0 | 0 | 0 | 0 | 0 | 0 | 0 | 0 | 0 | 2009 Qtr 1: 2; 2009 Qtr 2: 0; 2009 Qtr 3: 0; 2009 Qtr 4: 0; 2010 Qtr 1: 0; 2010 Qtr 2: 0; 2010 Qtr 3: 0; 2010 Qtr 4: 0; 2011 Qtr 1: 0; 2011 Qtr 2: 0; 2011 Qtr 3: 0; 2011 Qtr 4: 0 | 2
SDGE3012_EXP_EXP-ExpressEfficiencyRebateProgram | 213129-Software Plug Load Sensors |  | System | Commercial | 18-OFS-Office–Small-OffEquip | 0 |  |  |  |  | 5 | 10.8 | 0 | 0 | 0 | -5.8 | 227.001 |  | kWh | 0 | 0 | Commercial | [7 empty] | 5 | 0.7 |  |  |  | 0 | 8 | 0 | 0 | 0 | 0 | 0 | 0 | 0 | 0 | 0 | 0 | 2009 Qtr 1: 8; 2009 Qtr 2: 0; 2009 Qtr 3: 0; 2009 Qtr 4: 0; 2010 Qtr 1: 0; 2010 Qtr 2: 0; 2010 Qtr 3: 0; 2010 Qtr 4: 0; 2011 Qtr 1: 0; 2011 Qtr 2: 0; 2011 Qtr 3: 0; 2011 Qtr 4: 0 | 8
SDGE3012_EXP_EXP-ExpressEfficiencyRebateProgram | 213230-Lighting - Occupancy Sensor - High-Bay Sensor |  | System | Commercial | 01-ALC-AllCommercial-IntLight | 0 |  |  |  |  | 221.37 | 100 | 0 | 0 | 0 | 121.37 | 2048.6045 |  | kWh | 0.465 | 0 | Commercial | [7 empty] | 8 | 0.84 |  |  |  | 0 | 31 | 0 | 0 | 0 | 0 | 0 | 0 | 0 | 0 | 0 | 0 | 2009 Qtr 1: 0; 2009 Qtr 2: 0; 2009 Qtr 3: 31; 2009 Qtr 4: 0; 2010 Qtr 1: 0; 2010 Qtr 2: 0; 2010 Qtr 3: 0; 2010 Qtr 4: 0; 2011 Qtr 1: 0; 2011 Qtr 2: 0; 2011 Qtr 3: 0; 2011 Qtr 4: 0 | 31
SDGE3012_EXP_EXP-ExpressEfficiencyRebateProgram | 213230-Lighting - Occupancy Sensor - High-Bay Sensor |  | System | Commercial | 01-ALC-AllCommercial-IntLight | 0 |  |  |  |  | 221.37 | 100 | 0 | 0 | 0 | 121.37 | 2048.6045 |  | kWh | 0.465 | 0 | Commercial | [7 empty] | 8 | 0.84 |  |  |  | 0 | 99 | 0 | 0 | 0 | 0 | 0 | 0 | 0 | 0 | 0 | 0 | 2009 Qtr 1: 0; 2009 Qtr 2: 0; 2009 Qtr 3: 99; 2009 Qtr 4: 0; 2010 Qtr 1: 0; 2010 Qtr 2: 0; 2010 Qtr 3: 0; 2010 Qtr 4: 0; 2011 Qtr 1: 0; 2011 Qtr 2: 0; 2011 Qtr 3: 0; 2011 Qtr 4: 0 | 99
SDGE3012_EXP_EXP-ExpressEfficiencyRebateProgram | 213230-Lighting - Occupancy Sensor - High-Bay Sensor |  | System | Commercial | 01-ALC-AllCommercial-IntLight | 0 |  |  |  |  | 221.37 | 100 | 0 | 0 | 0 | 121.37 | 2048.6045 |  | kWh | 0.465 | 0 | Commercial | [7 empty] | 8 | 0.84 |  |  |  | 0 | 4 | 0 | 0 | 0 | 0 | 0 | 0 | 0 | 0 | 0 | 0 | 2009 Qtr 1: 0; 2009 Qtr 2: 0; 2009 Qtr 3: 4; 2009 Qtr 4: 0; 2010 Qtr 1: 0; 2010 Qtr 2: 0; 2010 Qtr 3: 0; 2010 Qtr 4: 0; 2011 Qtr 1: 0; 2011 Qtr 2: 0; 2011 Qtr 3: 0; 2011 Qtr 4: 0 | 4
SDGE3012_EXP_EXP-ExpressEfficiencyRebateProgram | 213085-Refrigeration -Strip Curtains for Walk-ins |  | System | Commercial | 20-RFF-Restaurant–FastFood-Refrig | 0 |  |  |  |  | 10.2164 | 3 | 0 | 0 | 0 | 7.2164 | 465 |  | kWh | 0.053 | 0 | Commercial | [7 empty] | 4 | 0.46 |  |  |  | 0 | 20 | 0 | 0 | 0 | 0 | 0 | 0 | 0 | 0 | 0 | 0 | 2009 Qtr 1: 0; 2009 Qtr 2: 0; 2009 Qtr 3: 20; 2009 Qtr 4: 0; 2010 Qtr 1: 0; 2010 Qtr 2: 0; 2010 Qtr 3: 0; 2010 Qtr 4: 0; 2011 Qtr 1: 0; 2011 Qtr 2: 0; 2011 Qtr 3: 0; 2011 Qtr 4: 0 | 20
SDGE3012_EXP_EXP-ExpressEfficiencyRebateProgram | 213084-Refrigeration -Cooler/Freezer Door Gaskets - Solid Doors: Cooler |  | System | Commercial | 09-GRO-Grocery-REFG | 0 |  |  |  |  | 2.25 | 4.0274 | 0 | 0 | 0 | -1.7774 | 104.55 |  | kWh | 0.01195 | 0 | Commercial | [7 empty] | 4 | 0.76 |  |  |  | 0 | 121 | 0 | 0 | 0 | 0 | 0 | 0 | 0 | 0 | 0 | 0 | 2009 Qtr 1: 0; 2009 Qtr 2: 0; 2009 Qtr 3: 121; 2009 Qtr 4: 0; 2010 Qtr 1: 0; 2010 Qtr 2: 0; 2010 Qtr 3: 0; 2010 Qtr 4: 0; 2011 Qtr 1: 0; 2011 Qtr 2: 0; 2011 Qtr 3: 0; 2011 Qtr 4: 0 | 121
SDGE3012_EXP_EXP-ExpressEfficiencyRebateProgram | 213067-Refrigeration - Food Service -Auto Closer for Main Cooler Doors |  | System | Commercial | 09-GRO-Grocery-REFG | 0 |  |  |  |  | 408.8836 | 103 | 0 | 0 | 0 | 305.8836 | 1075.009 |  | kWh | 0.20794 | -0.053375 | Commercial |  | Annual | [5 empty] | 8 | 0.7 |  |  |  | 0 | 2 | 0 | 0 | 0 | 0 | 0 | 0 | 0 | 0 | 0 | 0 | 2009 Qtr 1: 0; 2009 Qtr 2: 0; 2009 Qtr 3: 2; 2009 Qtr 4: 0; 2010 Qtr 1: 0; 2010 Qtr 2: 0; 2010 Qtr 3: 0; 2010 Qtr 4: 0; 2011 Qtr 1: 0; 2011 Qtr 2: 0; 2011 Qtr 3: 0; 2011 Qtr 4: 0 | 2
SDGE3012_EXP_EXP-ExpressEfficiencyRebateProgram | 213129-Software Plug Load Sensors |  | System | Commercial | 18-OFS-Office–Small-OffEquip | 0 |  |  |  |  | 5 | 10.8 | 0 | 0 | 0 | -5.8 | 227.001 |  | kWh | 0 | 0 | Commercial | [7 empty] | 5 | 0.7 |  |  |  | 0 | 2 | 0 | 0 | 0 | 0 | 0 | 0 | 0 | 0 | 0 | 0 | 2009 Qtr 1: 2; 2009 Qtr 2: 0; 2009 Qtr 3: 0; 2009 Qtr 4: 0; 2010 Qtr 1: 0; 2010 Qtr 2: 0; 2010 Qtr 3: 0; 2010 Qtr 4: 0; 2011 Qtr 1: 0; 2011 Qtr 2: 0; 2011 Qtr 3: 0; 2011 Qtr 4: 0 | 2
SDGE3012_EXP_EXP-ExpressEfficiencyRebateProgram | 213129-Software Plug Load Sensors |  | System | Commercial | 18-OFS-Office–Small-OffEquip | 0 |  |  |  |  | 5 | 10.8 | 0 | 0 | 0 | -5.8 | 227.001 |  | kWh | 0 | 0 | Commercial | [7 empty] | 5 | 0.7 |  |  |  | 0 | 2 | 0 | 0 | 0 | 0 | 0 | 0 | 0 | 0 | 0 | 0 | 2009 Qtr 1: 2; 2009 Qtr 2: 0; 2009 Qtr 3: 0; 2009 Qtr 4: 0; 2010 Qtr 1: 0; 2010 Qtr 2: 0; 2010 Qtr 3: 0; 2010 Qtr 4: 0; 2011 Qtr 1: 0; 2011 Qtr 2: 0; 2011 Qtr 3: 0; 2011 Qtr 4: 0 | 2
SDGE3012_EXP_EXP-ExpressEfficiencyRebateProgram | 213147-Premium T8 with T12 34Watt Baseline |  | System | Commercial | 18-OFS-Office–Small-IntLight | 0 |  |  |  |  | 32.3249 | 7.7087 | 0 | 0 | 0 | 24.6162 | 50.5326 |  | kWh | 0.01079 | 0 | Commercial | [7 empty] | 15 | 0.78 |  |  |  | 0 | 87.1738 | 0 | 0 | 0 | 0 | 0 | 0 | 0 | 0 | 0 | 0 | 2009 Qtr 1: 0; 2009 Qtr 2: 0; 2009 Qtr 3: 0; 2009 Qtr 4: 87.1738; 2010 Qtr 1: 0; 2010 Qtr 2: 0; 2010 Qtr 3: 0; 2010 Qtr 4: 0; 2011 Qtr 1: 0; 2011 Qtr 2: 0; 2011 Qtr 3: 0; 2011 Qtr 4: 0 | 87.1738
SDGE3012_EXP_EXP-ExpressEfficiencyRebateProgram | 213051-Lighting - Remove 2 Ft T-8 (De-Lamp) |  | System | Commercial | 18-OFS-Office–Small-IntLight | 0 |  |  |  |  | 24.411 | 7.7087 | 0 | 0 | 0 | 16.7023 | 128 |  | kWh | 0.02592 | 0 | Commercial | [7 empty] | 15 | 0.77 |  |  |  | 0 | 183.6877 | 0 | 0 | 0 | 0 | 0 | 0 | 0 | 0 | 0 | 0 | 2009 Qtr 1: 0; 2009 Qtr 2: 0; 2009 Qtr 3: 0; 2009 Qtr 4: 183.6877; 2010 Qtr 1: 0; 2010 Qtr 2: 0; 2010 Qtr 3: 0; 2010 Qtr 4: 0; 2011 Qtr 1: 0; 2011 Qtr 2: 0; 2011 Qtr 3: 0; 2011 Qtr 4: 0 | 183.6877
SDGE3012_EXP_EXP-ExpressEfficiencyRebateProgram | 213054-Lighting - Remove 8 Ft T-8 (De-Lamp) |  | System | Commercial | 18-OFS-Office–Small-IntLight | 0 |  |  |  |  | 33.283 | 32.1197 | 0 | 0 | 0 | 1.1632 | 441.1634 |  | kWh | 0.065769 | 0 | Commercial | [7 empty] | 15 | 0.77 |  |  |  | 0 | 9.3401 | 0 | 0 | 0 | 0 | 0 | 0 | 0 | 0 | 0 | 0 | 2009 Qtr 1: 0; 2009 Qtr 2: 0; 2009 Qtr 3: 0; 2009 Qtr 4: 9.3401; 2010 Qtr 1: 0; 2010 Qtr 2: 0; 2010 Qtr 3: 0; 2010 Qtr 4: 0; 2011 Qtr 1: 0; 2011 Qtr 2: 0; 2011 Qtr 3: 0; 2011 Qtr 4: 0 | 9.3401
SDGE3012_EXP_EXP-ExpressEfficiencyRebateProgram | 213129-Software Plug Load Sensors |  | System | Commercial | 18-OFS-Office–Small-OffEquip | 0 |  |  |  |  | 5 | 10.8 | 0 | 0 | 0 | -5.8 | 227.001 |  | kWh | 0 | 0 | Commercial | [7 empty] | 5 | 0.7 |  |  |  | 0 | 3 | 0 | 0 | 0 | 0 | 0 | 0 | 0 | 0 | 0 | 0 | 2009 Qtr 1: 3; 2009 Qtr 2: 0; 2009 Qtr 3: 0; 2009 Qtr 4: 0; 2010 Qtr 1: 0; 2010 Qtr 2: 0; 2010 Qtr 3: 0; 2010 Qtr 4: 0; 2011 Qtr 1: 0; 2011 Qtr 2: 0; 2011 Qtr 3: 0; 2011 Qtr 4: 0 | 3
SDGE3012_EXP_EXP-ExpressEfficiencyRebateProgram | 213129-Software Plug Load Sensors |  | System | Commercial | 18-OFS-Office–Small-OffEquip | 0 |  |  |  |  | 5 | 10.8 | 0 | 0 | 0 | -5.8 | 227.001 |  | kWh | 0 | 0 | Commercial | [7 empty] | 5 | 0.7 |  |  |  | 0 | 2 | 0 | 0 | 0 | 0 | 0 | 0 | 0 | 0 | 0 | 0 | 2009 Qtr 1: 2; 2009 Qtr 2: 0; 2009 Qtr 3: 0; 2009 Qtr 4: 0; 2010 Qtr 1: 0; 2010 Qtr 2: 0; 2010 Qtr 3: 0; 2010 Qtr 4: 0; 2011 Qtr 1: 0; 2011 Qtr 2: 0; 2011 Qtr 3: 0; 2011 Qtr 4: 0 | 2
SDGE3012_EXP_EXP-ExpressEfficiencyRebateProgram | 213129-Software Plug Load Sensors |  | System | Commercial | 18-OFS-Office–Small-OffEquip | 0 |  |  |  |  | 5 | 10.8 | 0 | 0 | 0 | -5.8 | 227.001 |  | kWh | 0 | 0 | Commercial | [7 empty] | 5 | 0.7 |  |  |  | 0 | 8 | 0 | 0 | 0 | 0 | 0 | 0 | 0 | 0 | 0 | 0 | 2009 Qtr 1: 8; 2009 Qtr 2: 0; 2009 Qtr 3: 0; 2009 Qtr 4: 0; 2010 Qtr 1: 0; 2010 Qtr 2: 0; 2010 Qtr 3: 0; 2010 Qtr 4: 0; 2011 Qtr 1: 0; 2011 Qtr 2: 0; 2011 Qtr 3: 0; 2011 Qtr 4: 0 | 8
SDGE3012_EXP_EXP-ExpressEfficiencyRebateProgram | 213085-Refrigeration -Strip Curtains for Walk-ins |  | System | Commercial | 20-RFF-Restaurant–FastFood-Refrig | 0 |  |  |  |  | 10.2164 | 3.0374 | 0 | 0 | 0 | 7.179 | 465 |  | kWh | 0.053 | 0 | Commercial | [7 empty] | 4 | 0.46 |  |  |  | 0 | 65 | 0 | 0 | 0 | 0 | 0 | 0 | 0 | 0 | 0 | 0 | 2009 Qtr 1: 0; 2009 Qtr 2: 0; 2009 Qtr 3: 0; 2009 Qtr 4: 65; 2010 Qtr 1: 0; 2010 Qtr 2: 0; 2010 Qtr 3: 0; 2010 Qtr 4: 0; 2011 Qtr 1: 0; 2011 Qtr 2: 0; 2011 Qtr 3: 0; 2011 Qtr 4: 0 | 65
SDGE3012_EXP_EXP-ExpressEfficiencyRebateProgram | 213084-Refrigeration -Cooler/Freezer Door Gaskets - Solid Doors: Cooler |  | System | Commercial | 09-GRO-Grocery-REFG | 0 |  |  |  |  | 2.25 | 4.008 | 0 | 0 | 0 | -1.758 | 104.55 |  | kWh | 0.01195 | 0 | Commercial | [7 empty] | 4 | 0.76 |  |  |  | 0 | 190 | 0 | 0 | 0 | 0 | 0 | 0 | 0 | 0 | 0 | 0 | 2009 Qtr 1: 0; 2009 Qtr 2: 0; 2009 Qtr 3: 0; 2009 Qtr 4: 190; 2010 Qtr 1: 0; 2010 Qtr 2: 0; 2010 Qtr 3: 0; 2010 Qtr 4: 0; 2011 Qtr 1: 0; 2011 Qtr 2: 0; 2011 Qtr 3: 0; 2011 Qtr 4: 0 | 190
SDGE3012_EXP_EXP-ExpressEfficiencyRebateProgram | 213085-Refrigeration -Strip Curtains for Walk-ins |  | System | Commercial | 20-RFF-Restaurant–FastFood-Refrig | 0 |  |  |  |  | 10.2164 | 3.0167 | 0 | 0 | 0 | 7.1998 | 465 |  | kWh | 0.053 | 0 | Commercial | [7 empty] | 4 | 0.46 |  |  |  | 0 | 45 | 0 | 0 | 0 | 0 | 0 | 0 | 0 | 0 | 0 | 0 | 2009 Qtr 1: 0; 2009 Qtr 2: 0; 2009 Qtr 3: 0; 2009 Qtr 4: 45; 2010 Qtr 1: 0; 2010 Qtr 2: 0; 2010 Qtr 3: 0; 2010 Qtr 4: 0; 2011 Qtr 1: 0; 2011 Qtr 2: 0; 2011 Qtr 3: 0; 2011 Qtr 4: 0 | 45
SDGE3012_EXP_EXP-ExpressEfficiencyRebateProgram | 213084-Refrigeration -Cooler/Freezer Door Gaskets - Solid Doors: Cooler |  | System | Commercial | 09-GRO-Grocery-REFG | 0 |  |  |  |  | 2.25 | 4.0225 | 0 | 0 | 0 | -1.7725 | 104.55 |  | kWh | 0.01195 | 0 | Commercial | [7 empty] | 4 | 0.76 |  |  |  | 0 | 128 | 0 | 0 | 0 | 0 | 0 | 0 | 0 | 0 | 0 | 0 | 2009 Qtr 1: 0; 2009 Qtr 2: 0; 2009 Qtr 3: 0; 2009 Qtr 4: 128; 2010 Qtr 1: 0; 2010 Qtr 2: 0; 2010 Qtr 3: 0; 2010 Qtr 4: 0; 2011 Qtr 1: 0; 2011 Qtr 2: 0; 2011 Qtr 3: 0; 2011 Qtr 4: 0 | 128
SDGE3012_EXP_EXP-ExpressEfficiencyRebateProgram | 213230-Lighting - Occupancy Sensor - High-Bay Sensor |  | System | Commercial | 01-ALC-AllCommercial-IntLight | 0 |  |  |  |  | 221.37 | 100 | 0 | 0 | 0 | 121.37 | 2048.6045 |  | kWh | 0.465 | 0 | Commercial | [7 empty] | 8 | 0.84 |  |  |  | 0 | 66 | 0 | 0 | 0 | 0 | 0 | 0 | 0 | 0 | 0 | 0 | 2009 Qtr 1: 0; 2009 Qtr 2: 0; 2009 Qtr 3: 0; 2009 Qtr 4: 66; 2010 Qtr 1: 0; 2010 Qtr 2: 0; 2010 Qtr 3: 0; 2010 Qtr 4: 0; 2011 Qtr 1: 0; 2011 Qtr 2: 0; 2011 Qtr 3: 0; 2011 Qtr 4: 0 | 66
SDGE3012_EXP_EXP-ExpressEfficiencyRebateProgram | 213129-Software Plug Load Sensors |  | System | Commercial | 18-OFS-Office–Small-OffEquip | 0 |  |  |  |  | 5 | 10.8 | 0 | 0 | 0 | -5.8 | 227.001 |  | kWh | 0 | 0 | Commercial | [7 empty] | 5 | 0.7 |  |  |  | 0 | 4 | 0 | 0 | 0 | 0 | 0 | 0 | 0 | 0 | 0 | 0 | 2009 Qtr 1: 4; 2009 Qtr 2: 0; 2009 Qtr 3: 0; 2009 Qtr 4: 0; 2010 Qtr 1: 0; 2010 Qtr 2: 0; 2010 Qtr 3: 0; 2010 Qtr 4: 0; 2011 Qtr 1: 0; 2011 Qtr 2: 0; 2011 Qtr 3: 0; 2011 Qtr 4: 0 | 4
SDGE3012_EXP_EXP-ExpressEfficiencyRebateProgram | 213129-Software Plug Load Sensors |  | System | Commercial | 18-OFS-Office–Small-OffEquip | 0 |  |  |  |  | 5 | 10.8 | 0 | 0 | 0 | -5.8 | 227.001 |  | kWh | 0 | 0 | Commercial | [7 empty] | 5 | 0.7 |  |  |  | 0 | 2 | 0 | 0 | 0 | 0 | 0 | 0 | 0 | 0 | 0 | 0 | 2009 Qtr 1: 2; 2009 Qtr 2: 0; 2009 Qtr 3: 0; 2009 Qtr 4: 0; 2010 Qtr 1: 0; 2010 Qtr 2: 0; 2010 Qtr 3: 0; 2010 Qtr 4: 0; 2011 Qtr 1: 0; 2011 Qtr 2: 0; 2011 Qtr 3: 0; 2011 Qtr 4: 0 | 2
SDGE3012_EXP_EXP-ExpressEfficiencyRebateProgram | 213129-Software Plug Load Sensors |  | System | Commercial | 18-OFS-Office–Small-OffEquip | 0 |  |  |  |  | 5 | 10.8 | 0 | 0 | 0 | -5.8 | 227.001 |  | kWh | 0 | 0 | Commercial | [7 empty] | 5 | 0.7 |  |  |  | 0 | 15 | 0 | 0 | 0 | 0 | 0 | 0 | 0 | 0 | 0 | 0 | 2009 Qtr 1: 15; 2009 Qtr 2: 0; 2009 Qtr 3: 0; 2009 Qtr 4: 0; 2010 Qtr 1: 0; 2010 Qtr 2: 0; 2010 Qtr 3: 0; 2010 Qtr 4: 0; 2011 Qtr 1: 0; 2011 Qtr 2: 0; 2011 Qtr 3: 0; 2011 Qtr 4: 0 | 15
SDGE3012_EXP_EXP-ExpressEfficiencyRebateProgram | 213085-Refrigeration -Strip Curtains for Walk-ins |  | System | Commercial | 20-RFF-Restaurant–FastFood-Refrig | 0 |  |  |  |  | 10.2164 | 3.0878 | 0 | 0 | 0 | 7.1286 | 465 |  | kWh | 0.053 | 0 | Commercial | [7 empty] | 4 | 0.46 |  |  |  | 0 | 27 | 0 | 0 | 0 | 0 | 0 | 0 | 0 | 0 | 0 | 0 | 2009 Qtr 1: 0; 2009 Qtr 2: 0; 2009 Qtr 3: 0; 2009 Qtr 4: 27; 2010 Qtr 1: 0; 2010 Qtr 2: 0; 2010 Qtr 3: 0; 2010 Qtr 4: 0; 2011 Qtr 1: 0; 2011 Qtr 2: 0; 2011 Qtr 3: 0; 2011 Qtr 4: 0 | 27
SDGE3012_EXP_EXP-ExpressEfficiencyRebateProgram | 213084-Refrigeration -Cooler/Freezer Door Gaskets - Solid Doors: Cooler |  | System | Commercial | 09-GRO-Grocery-REFG | 0 |  |  |  |  | 2.25 | 4.009 | 0 | 0 | 0 | -1.759 | 104.55 |  | kWh | 0.01195 | 0 | Commercial | [7 empty] | 4 | 0.76 |  |  |  | 0 | 208 | 0 | 0 | 0 | 0 | 0 | 0 | 0 | 0 | 0 | 0 | 2009 Qtr 1: 0; 2009 Qtr 2: 0; 2009 Qtr 3: 0; 2009 Qtr 4: 208; 2010 Qtr 1: 0; 2010 Qtr 2: 0; 2010 Qtr 3: 0; 2010 Qtr 4: 0; 2011 Qtr 1: 0; 2011 Qtr 2: 0; 2011 Qtr 3: 0; 2011 Qtr 4: 0 | 208
SDGE3012_EXP_EXP-ExpressEfficiencyRebateProgram | 213067-Refrigeration - Food Service -Auto Closer for Main Cooler Doors |  | System | Commercial | 09-GRO-Grocery-REFG | 0 |  |  |  |  | 408.8836 | 103 | 0 | 0 | 0 | 305.8836 | 1075.009 |  | kWh | 0.20794 | -0.053375 | Commercial |  | Annual | [5 empty] | 8 | 0.7 |  |  |  | 0 | 1 | 0 | 0 | 0 | 0 | 0 | 0 | 0 | 0 | 0 | 0 | 2009 Qtr 1: 0; 2009 Qtr 2: 0; 2009 Qtr 3: 0; 2009 Qtr 4: 1; 2010 Qtr 1: 0; 2010 Qtr 2: 0; 2010 Qtr 3: 0; 2010 Qtr 4: 0; 2011 Qtr 1: 0; 2011 Qtr 2: 0; 2011 Qtr 3: 0; 2011 Qtr 4: 0 | 1
SDGE3012_EXP_EXP-ExpressEfficiencyRebateProgram | 213129-Software Plug Load Sensors |  | System | Commercial | 18-OFS-Office–Small-OffEquip | 0 |  |  |  |  | 5 | 10.8 | 0 | 0 | 0 | -5.8 | 227.001 |  | kWh | 0 | 0 | Commercial | [7 empty] | 5 | 0.7 |  |  |  | 0 | 2 | 0 | 0 | 0 | 0 | 0 | 0 | 0 | 0 | 0 | 0 | 2009 Qtr 1: 2; 2009 Qtr 2: 0; 2009 Qtr 3: 0; 2009 Qtr 4: 0; 2010 Qtr 1: 0; 2010 Qtr 2: 0; 2010 Qtr 3: 0; 2010 Qtr 4: 0; 2011 Qtr 1: 0; 2011 Qtr 2: 0; 2011 Qtr 3: 0; 2011 Qtr 4: 0 | 2
SDGE3012_EXP_EXP-ExpressEfficiencyRebateProgram | 213129-Software Plug Load Sensors |  | System | Commercial | 18-OFS-Office–Small-OffEquip | 0 |  |  |  |  | 5 | 10.8 | 0 | 0 | 0 | -5.8 | 227.001 |  | kWh | 0 | 0 | Commercial | [7 empty] | 5 | 0.7 |  |  |  | 0 | 4 | 0 | 0 | 0 | 0 | 0 | 0 | 0 | 0 | 0 | 0 | 2009 Qtr 1: 4; 2009 Qtr 2: 0; 2009 Qtr 3: 0; 2009 Qtr 4: 0; 2010 Qtr 1: 0; 2010 Qtr 2: 0; 2010 Qtr 3: 0; 2010 Qtr 4: 0; 2011 Qtr 1: 0; 2011 Qtr 2: 0; 2011 Qtr 3: 0; 2011 Qtr 4: 0 | 4
SDGE3012_EXP_EXP-ExpressEfficiencyRebateProgram | 213129-Software Plug Load Sensors |  | System | Commercial | 18-OFS-Office–Small-OffEquip | 0 |  |  |  |  | 5 | 10.8 | 0 | 0 | 0 | -5.8 | 227.001 |  | kWh | 0 | 0 | Commercial | [7 empty] | 5 | 0.7 |  |  |  | 0 | 3 | 0 | 0 | 0 | 0 | 0 | 0 | 0 | 0 | 0 | 0 | 2009 Qtr 1: 3; 2009 Qtr 2: 0; 2009 Qtr 3: 0; 2009 Qtr 4: 0; 2010 Qtr 1: 0; 2010 Qtr 2: 0; 2010 Qtr 3: 0; 2010 Qtr 4: 0; 2011 Qtr 1: 0; 2011 Qtr 2: 0; 2011 Qtr 3: 0; 2011 Qtr 4: 0 | 3
SDGE3012_EXP_EXP-ExpressEfficiencyRebateProgram | 213085-Refrigeration -Strip Curtains for Walk-ins |  | System | Commercial | 20-RFF-Restaurant–FastFood-Refrig | 0 |  |  |  |  | 10.2164 | 3.0164 | 0 | 0 | 0 | 7.2 | 465 |  | kWh | 0.053 | 0 | Commercial | [7 empty] | 4 | 0.46 |  |  |  | 0 | 64 | 0 | 0 | 0 | 0 | 0 | 0 | 0 | 0 | 0 | 0 | 2009 Qtr 1: 0; 2009 Qtr 2: 0; 2009 Qtr 3: 0; 2009 Qtr 4: 64; 2010 Qtr 1: 0; 2010 Qtr 2: 0; 2010 Qtr 3: 0; 2010 Qtr 4: 0; 2011 Qtr 1: 0; 2011 Qtr 2: 0; 2011 Qtr 3: 0; 2011 Qtr 4: 0 | 64
SDGE3012_EXP_EXP-ExpressEfficiencyRebateProgram | 213084-Refrigeration -Cooler/Freezer Door Gaskets - Solid Doors: Cooler |  | System | Commercial | 09-GRO-Grocery-REFG | 0 |  |  |  |  | 2.25 | 4.0082 | 0 | 0 | 0 | -1.7582 | 104.55 |  | kWh | 0.01195 | 0 | Commercial | [7 empty] | 4 | 0.76 |  |  |  | 0 | 302 | 0 | 0 | 0 | 0 | 0 | 0 | 0 | 0 | 0 | 0 | 2009 Qtr 1: 0; 2009 Qtr 2: 0; 2009 Qtr 3: 0; 2009 Qtr 4: 302; 2010 Qtr 1: 0; 2010 Qtr 2: 0; 2010 Qtr 3: 0; 2010 Qtr 4: 0; 2011 Qtr 1: 0; 2011 Qtr 2: 0; 2011 Qtr 3: 0; 2011 Qtr 4: 0 | 302
SDGE3012_EXP_EXP-ExpressEfficiencyRebateProgram | 213067-Refrigeration - Food Service -Auto Closer for Main Cooler Doors |  | System | Commercial | 09-GRO-Grocery-REFG | 0 |  |  |  |  | 408.8836 | 103 | 0 | 0 | 0 | 305.8836 | 1075.009 |  | kWh | 0.20794 | -0.053375 | Commercial |  | Annual | [5 empty] | 8 | 0.7 |  |  |  | 0 | 1 | 0 | 0 | 0 | 0 | 0 | 0 | 0 | 0 | 0 | 0 | 2009 Qtr 1: 0; 2009 Qtr 2: 0; 2009 Qtr 3: 0; 2009 Qtr 4: 1; 2010 Qtr 1: 0; 2010 Qtr 2: 0; 2010 Qtr 3: 0; 2010 Qtr 4: 0; 2011 Qtr 1: 0; 2011 Qtr 2: 0; 2011 Qtr 3: 0; 2011 Qtr 4: 0 | 1
SDGE3012_EXP_EXP-ExpressEfficiencyRebateProgram | 213083-Refrigeration -Cooler/Freezer Door Gaskets - Glass Doors |  | System | Commercial | 09-GRO-Grocery-REFG | 0 |  |  |  |  | 2.25 | 4.0011 | 0 | 0 | 0 | -1.7511 | 104.55 |  | kWh | 0.01195 | 0 | Commercial | [7 empty] | 4 | 0.76 |  |  |  | 0 | 1782 | 0 | 0 | 0 | 0 | 0 | 0 | 0 | 0 | 0 | 0 | 2009 Qtr 1: 0; 2009 Qtr 2: 0; 2009 Qtr 3: 0; 2009 Qtr 4: 1782; 2010 Qtr 1: 0; 2010 Qtr 2: 0; 2010 Qtr 3: 0; 2010 Qtr 4: 0; 2011 Qtr 1: 0; 2011 Qtr 2: 0; 2011 Qtr 3: 0; 2011 Qtr 4: 0 | 1782
SDGE3012_EXP_EXP-ExpressEfficiencyRebateProgram | 213083-Refrigeration -Cooler/Freezer Door Gaskets - Glass Doors |  | System | Commercial | 09-GRO-Grocery-REFG | 0 |  |  |  |  | 2.25 | 4 | 0 | 0 | 0 | -1.75 | 104.55 |  | kWh | 0.01195 | 0 | Commercial | [7 empty] | 4 | 0.76 |  |  |  | 0 | 567 | 0 | 0 | 0 | 0 | 0 | 0 | 0 | 0 | 0 | 0 | 2009 Qtr 1: 0; 2009 Qtr 2: 0; 2009 Qtr 3: 0; 2009 Qtr 4: 567; 2010 Qtr 1: 0; 2010 Qtr 2: 0; 2010 Qtr 3: 0; 2010 Qtr 4: 0; 2011 Qtr 1: 0; 2011 Qtr 2: 0; 2011 Qtr 3: 0; 2011 Qtr 4: 0 | 567
SDGE3012_EXP_EXP-ExpressEfficiencyRebateProgram | 213222-Lighting - Screw in 14-26 Watt Lamp |  | System | Commercial | [6 empty] | 6.3587 | 8.101 | 0 | 0 | 0 | -1.7423 | 194.1729 |  | 0 | 0.038993 | -2.6224 | Commercial |  | Winter Only | [5 empty] | 2.47 | 0.81 |  |  |  | 0.797 | 246.8841 | 0 | 0 | 0 | 0 | 0 | 0 | 0 | 0 | 0 | 0 | 2009 Qtr 1: 0; 2009 Qtr 2: 0; 2009 Qtr 3: 0; 2009 Qtr 4: 246.8841; 2010 Qtr 1: 0; 2010 Qtr 2: 0; 2010 Qtr 3: 0; 2010 Qtr 4: 0; 2011 Qtr 1: 0; 2011 Qtr 2: 0; 2011 Qtr 3: 0; 2011 Qtr 4: 0 | 246.8841
SDGE3012_EXP_EXP-ExpressEfficiencyRebateProgram | 213229-Lighting - Screw in 14-26 Watt Reflector Lamp |  | System | Commercial | [6 empty] | 12.3236 | 9.1136 | 0 | 0 | 0 | 3.21 | 194.1729 |  | 0 | 0.038993 | -2.6224 | Commercial |  | Winter Only | [5 empty] | 2.47 | 0.81 |  |  |  | 0 | 60.2397 | 0 | 0 | 0 | 0 | 0 | 0 | 0 | 0 | 0 | 0 | 2009 Qtr 1: 0; 2009 Qtr 2: 0; 2009 Qtr 3: 0; 2009 Qtr 4: 60.2397; 2010 Qtr 1: 0; 2010 Qtr 2: 0; 2010 Qtr 3: 0; 2010 Qtr 4: 0; 2011 Qtr 1: 0; 2011 Qtr 2: 0; 2011 Qtr 3: 0; 2011 Qtr 4: 0 | 60.2397
SDGE3012_EXP_EXP-ExpressEfficiencyRebateProgram | 213136-High Efficiency Copier |  | System | Commercial | 18-OFS-Office–Small-OffEquip | 0 |  |  |  |  | 156.7608 | 100 | 0 | 0 | 0 | 56.7608 | 323.8 |  | kWh | 0.040719 | 0 | Commercial | [7 empty] | 6 | 0.7 |  |  |  | 0 | 18 | 0 | 0 | 0 | 0 | 0 | 0 | 0 | 0 | 0 | 0 | 2009 Qtr 1: 0; 2009 Qtr 2: 0; 2009 Qtr 3: 0; 2009 Qtr 4: 18; 2010 Qtr 1: 0; 2010 Qtr 2: 0; 2010 Qtr 3: 0; 2010 Qtr 4: 0; 2011 Qtr 1: 0; 2011 Qtr 2: 0; 2011 Qtr 3: 0; 2011 Qtr 4: 0 | 18
SDGE3012_EXP_EXP-ExpressEfficiencyRebateProgram | 213020-Lighting - Hardwire Incan Base >90 watt Fluorescent Fixture |  | System | Commercial | 18-OFS-Office–Small-IntLight | 0 |  |  |  |  | 173 | 169 | 0 | 0 | 0 | 4 | 2540.2753 |  | kWh | 0.38844 | 0 | Commercial | [7 empty] | 15 | 0.77 |  |  |  | 0 | 33 | 0 | 0 | 0 | 0 | 0 | 0 | 0 | 0 | 0 | 0 | 2009 Qtr 1: 33; 2009 Qtr 2: 0; 2009 Qtr 3: 0; 2009 Qtr 4: 0; 2010 Qtr 1: 0; 2010 Qtr 2: 0; 2010 Qtr 3: 0; 2010 Qtr 4: 0; 2011 Qtr 1: 0; 2011 Qtr 2: 0; 2011 Qtr 3: 0; 2011 Qtr 4: 0 | 33
SDGE3012_EXP_EXP-ExpressEfficiencyRebateProgram | 213129-Software Plug Load Sensors |  | System | Commercial | 18-OFS-Office–Small-OffEquip | 0 |  |  |  |  | 5 | 10.8 | 0 | 0 | 0 | -5.8 | 227.001 |  | kWh | 0 | 0 | Commercial | [7 empty] | 5 | 0.7 |  |  |  | 0 | 3 | 0 | 0 | 0 | 0 | 0 | 0 | 0 | 0 | 0 | 0 | 2009 Qtr 1: 3; 2009 Qtr 2: 0; 2009 Qtr 3: 0; 2009 Qtr 4: 0; 2010 Qtr 1: 0; 2010 Qtr 2: 0; 2010 Qtr 3: 0; 2010 Qtr 4: 0; 2011 Qtr 1: 0; 2011 Qtr 2: 0; 2011 Qtr 3: 0; 2011 Qtr 4: 0 | 3
SDGE3012_EXP_EXP-ExpressEfficiencyRebateProgram | 213083-Refrigeration -Cooler/Freezer Door Gaskets - Glass Doors |  | System | Commercial | 09-GRO-Grocery-REFG | 0 |  |  |  |  | 2.25 | 4 | 0 | 0 | 0 | -1.75 | 104.55 |  | kWh | 0.01195 | 0 | Commercial | [7 empty] | 4 | 0.76 |  |  |  | 0 | 1021 | 0 | 0 | 0 | 0 | 0 | 0 | 0 | 0 | 0 | 0 | 2009 Qtr 1: 0; 2009 Qtr 2: 0; 2009 Qtr 3: 0; 2009 Qtr 4: 1021; 2010 Qtr 1: 0; 2010 Qtr 2: 0; 2010 Qtr 3: 0; 2010 Qtr 4: 0; 2011 Qtr 1: 0; 2011 Qtr 2: 0; 2011 Qtr 3: 0; 2011 Qtr 4: 0 | 1021
SDGE3012_EXP_EXP-ExpressEfficiencyRebateProgram | 213085-Refrigeration -Strip Curtains for Walk-ins |  | System | Commercial | 20-RFF-Restaurant–FastFood-Refrig | 0 |  |  |  |  | 10.2164 | 3.0957 | 0 | 0 | 0 | 7.1207 | 465 |  | kWh | 0.053 | 0 | Commercial | [7 empty] | 4 | 0.46 |  |  |  | 0 | 21 | 0 | 0 | 0 | 0 | 0 | 0 | 0 | 0 | 0 | 0 | 2009 Qtr 1: 0; 2009 Qtr 2: 0; 2009 Qtr 3: 21; 2009 Qtr 4: 0; 2010 Qtr 1: 0; 2010 Qtr 2: 0; 2010 Qtr 3: 0; 2010 Qtr 4: 0; 2011 Qtr 1: 0; 2011 Qtr 2: 0; 2011 Qtr 3: 0; 2011 Qtr 4: 0 | 21
SDGE3012_EXP_EXP-ExpressEfficiencyRebateProgram | 213084-Refrigeration -Cooler/Freezer Door Gaskets - Solid Doors: Cooler |  | System | Commercial | 09-GRO-Grocery-REFG | 0 |  |  |  |  | 2.25 | 4.0063 | 0 | 0 | 0 | -1.7563 | 104.55 |  | kWh | 0.01195 | 0 | Commercial | [7 empty] | 4 | 0.76 |  |  |  | 0 | 511 | 0 | 0 | 0 | 0 | 0 | 0 | 0 | 0 | 0 | 0 | 2009 Qtr 1: 0; 2009 Qtr 2: 0; 2009 Qtr 3: 511; 2009 Qtr 4: 0; 2010 Qtr 1: 0; 2010 Qtr 2: 0; 2010 Qtr 3: 0; 2010 Qtr 4: 0; 2011 Qtr 1: 0; 2011 Qtr 2: 0; 2011 Qtr 3: 0; 2011 Qtr 4: 0 | 511
SDGE3012_EXP_EXP-ExpressEfficiencyRebateProgram | 213230-Lighting - Occupancy Sensor - High-Bay Sensor |  | System | Commercial | 01-ALC-AllCommercial-IntLight | 0 |  |  |  |  | 221.37 | 100 | 0 | 0 | 0 | 121.37 | 2048.6045 |  | kWh | 0.465 | 0 | Commercial | [7 empty] | 8 | 0.84 |  |  |  | 0 | 17 | 0 | 0 | 0 | 0 | 0 | 0 | 0 | 0 | 0 | 0 | 2009 Qtr 1: 0; 2009 Qtr 2: 0; 2009 Qtr 3: 0; 2009 Qtr 4: 17; 2010 Qtr 1: 0; 2010 Qtr 2: 0; 2010 Qtr 3: 0; 2010 Qtr 4: 0; 2011 Qtr 1: 0; 2011 Qtr 2: 0; 2011 Qtr 3: 0; 2011 Qtr 4: 0 | 17
SDGE3012_EXP_EXP-ExpressEfficiencyRebateProgram | 213215-Lighting-Interior High Bay Linear Fluorescent Fixtures <= 244 Watts replacing 400 Watts (Tier 1) |  | System | Commercial | [6 empty] | 275.71 | 101.5 | 0 | 0 | 0 | 174.21 | 391.8678 |  | 0 | 0.07368 | -7.1132 | Commercial |  | Winter Only | [5 empty] | 15 | 0.78 |  |  |  | 0 | 17 | 0 | 0 | 0 | 0 | 0 | 0 | 0 | 0 | 0 | 0 | 2009 Qtr 1: 0; 2009 Qtr 2: 0; 2009 Qtr 3: 0; 2009 Qtr 4: 17; 2010 Qtr 1: 0; 2010 Qtr 2: 0; 2010 Qtr 3: 0; 2010 Qtr 4: 0; 2011 Qtr 1: 0; 2011 Qtr 2: 0; 2011 Qtr 3: 0; 2011 Qtr 4: 0 | 17
SDGE3012_EXP_EXP-ExpressEfficiencyRebateProgram | 213230-Lighting - Occupancy Sensor - High-Bay Sensor |  | System | Commercial | 01-ALC-AllCommercial-IntLight | 0 |  |  |  |  | 221.37 | 100 | 0 | 0 | 0 | 121.37 | 2048.6045 |  | kWh | 0.465 | 0 | Commercial | [7 empty] | 8 | 0.84 |  |  |  | 0 | 83 | 0 | 0 | 0 | 0 | 0 | 0 | 0 | 0 | 0 | 0 | 2009 Qtr 1: 0; 2009 Qtr 2: 0; 2009 Qtr 3: 0; 2009 Qtr 4: 83; 2010 Qtr 1: 0; 2010 Qtr 2: 0; 2010 Qtr 3: 0; 2010 Qtr 4: 0; 2011 Qtr 1: 0; 2011 Qtr 2: 0; 2011 Qtr 3: 0; 2011 Qtr 4: 0 | 83
SDGE3012_EXP_EXP-ExpressEfficiencyRebateProgram | 213230-Lighting - Occupancy Sensor - High-Bay Sensor |  | System | Commercial | 01-ALC-AllCommercial-IntLight | 0 |  |  |  |  | 221.37 | 100 | 0 | 0 | 0 | 121.37 | 2048.6045 |  | kWh | 0.465 | 0 | Commercial | [7 empty] | 8 | 0.84 |  |  |  | 0 | 73 | 0 | 0 | 0 | 0 | 0 | 0 | 0 | 0 | 0 | 0 | 2009 Qtr 1: 0; 2009 Qtr 2: 0; 2009 Qtr 3: 0; 2009 Qtr 4: 73; 2010 Qtr 1: 0; 2010 Qtr 2: 0; 2010 Qtr 3: 0; 2010 Qtr 4: 0; 2011 Qtr 1: 0; 2011 Qtr 2: 0; 2011 Qtr 3: 0; 2011 Qtr 4: 0 | 73
SDGE3012_EXP_EXP-ExpressEfficiencyRebateProgram | 213222-Lighting - Screw in 14-26 Watt Lamp |  | System | Commercial | [6 empty] | 6.3587 | 8.101 | 0 | 0 | 0 | -1.7423 | 194.1729 |  | 0 | 0.038993 | -2.6224 | Commercial |  | Winter Only | [5 empty] | 2.47 | 0.81 |  |  |  | 0.797 | 2368.1118 | 0 | 0 | 0 | 0 | 0 | 0 | 0 | 0 | 0 | 0 | 2009 Qtr 1: 0; 2009 Qtr 2: 0; 2009 Qtr 3: 0; 2009 Qtr 4: 2368.1118; 2010 Qtr 1: 0; 2010 Qtr 2: 0; 2010 Qtr 3: 0; 2010 Qtr 4: 0; 2011 Qtr 1: 0; 2011 Qtr 2: 0; 2011 Qtr 3: 0; 2011 Qtr 4: 0 | 2368.1118
SDGE3012_EXP_EXP-ExpressEfficiencyRebateProgram | 213221-Lighting - Screw in >= 27 Watt Lamp |  | System | Commercial | [6 empty] | 13.3758 | 10.6325 | 0 | 0 | 0 | 2.7433 | 270.3194 |  | 0 | 0.054284 | -3.6508 | Commercial |  | Winter Only | [5 empty] | 2.47 | 0.81 |  |  |  | 0 | 131.3423 | 0 | 0 | 0 | 0 | 0 | 0 | 0 | 0 | 0 | 0 | 2009 Qtr 1: 0; 2009 Qtr 2: 0; 2009 Qtr 3: 0; 2009 Qtr 4: 131.3423; 2010 Qtr 1: 0; 2010 Qtr 2: 0; 2010 Qtr 3: 0; 2010 Qtr 4: 0; 2011 Qtr 1: 0; 2011 Qtr 2: 0; 2011 Qtr 3: 0; 2011 Qtr 4: 0 | 131.3423
SDGE3012_EXP_EXP-ExpressEfficiencyRebateProgram | 213229-Lighting - Screw in 14-26 Watt Reflector Lamp |  | System | Commercial | [6 empty] | 12.3236 | 9.1136 | 0 | 0 | 0 | 3.21 | 194.1729 |  | 0 | 0.038993 | -2.6224 | Commercial |  | Winter Only | [5 empty] | 2.47 | 0.81 |  |  |  | 0 | 16.7881 | 0 | 0 | 0 | 0 | 0 | 0 | 0 | 0 | 0 | 0 | 2009 Qtr 1: 0; 2009 Qtr 2: 0; 2009 Qtr 3: 0; 2009 Qtr 4: 16.7881; 2010 Qtr 1: 0; 2010 Qtr 2: 0; 2010 Qtr 3: 0; 2010 Qtr 4: 0; 2011 Qtr 1: 0; 2011 Qtr 2: 0; 2011 Qtr 3: 0; 2011 Qtr 4: 0 | 16.7881
SDGE3012_EXP_EXP-ExpressEfficiencyRebateProgram | 213011-Lighting - 2 Ft 2nd Gen. T-8 with Elec. Ballast |  | System | Commercial | 18-OFS-Office–Small-IntLight | 0 |  |  |  |  | 26.9806 | 6.4239 | 0 | 0 | 0 | 20.5566 | 70.927 |  | kWh | 0.010327 | 0 | Commercial | [7 empty] | 15 | 0.78 |  |  |  | 0 | 104.2972 | 0 | 0 | 0 | 0 | 0 | 0 | 0 | 0 | 0 | 0 | 2009 Qtr 1: 0; 2009 Qtr 2: 0; 2009 Qtr 3: 0; 2009 Qtr 4: 104.2972; 2010 Qtr 1: 0; 2010 Qtr 2: 0; 2010 Qtr 3: 0; 2010 Qtr 4: 0; 2011 Qtr 1: 0; 2011 Qtr 2: 0; 2011 Qtr 3: 0; 2011 Qtr 4: 0 | 104.2972
SDGE3012_EXP_EXP-ExpressEfficiencyRebateProgram | 213147-Premium T8 with T12 34Watt Baseline |  | System | Commercial | 18-OFS-Office–Small-IntLight | 0 |  |  |  |  | 32.3249 | 7.7087 | 0 | 0 | 0 | 24.6162 | 50.5326 |  | kWh | 0.01079 | 0 | Commercial | [7 empty] | 15 | 0.78 |  |  |  | 0 | 505.1411 | 0 | 0 | 0 | 0 | 0 | 0 | 0 | 0 | 0 | 0 | 2009 Qtr 1: 0; 2009 Qtr 2: 0; 2009 Qtr 3: 0; 2009 Qtr 4: 505.1411; 2010 Qtr 1: 0; 2010 Qtr 2: 0; 2010 Qtr 3: 0; 2010 Qtr 4: 0; 2011 Qtr 1: 0; 2011 Qtr 2: 0; 2011 Qtr 3: 0; 2011 Qtr 4: 0 | 505.1411
SDGE3012_EXP_EXP-ExpressEfficiencyRebateProgram | 213062-Lighting - Occupancy Sensor - Wallbox Lighting Sensor |  | System | Commercial | 18-OFS-Office–Small-IntLight | 0 |  |  |  |  | 42.2833 | 22.5 | 0 | 0 | 0 | 19.7833 | 213.759 |  | kWh | 0 | 0 | Commercial | [7 empty] | 8 | 0.84 |  |  |  | 0 | 25 | 0 | 0 | 0 | 0 | 0 | 0 | 0 | 0 | 0 | 0 | 2009 Qtr 1: 0; 2009 Qtr 2: 0; 2009 Qtr 3: 0; 2009 Qtr 4: 25; 2010 Qtr 1: 0; 2010 Qtr 2: 0; 2010 Qtr 3: 0; 2010 Qtr 4: 0; 2011 Qtr 1: 0; 2011 Qtr 2: 0; 2011 Qtr 3: 0; 2011 Qtr 4: 0 | 25
SDGE3012_EXP_EXP-ExpressEfficiencyRebateProgram | 213058-Lighting - Time Clocks |  | System | Commercial | 18-OFS-Office–Small-ExtLight | 0 |  |  |  |  | 239.8875 | 60.5 | 0 | 0 | 0 | 179.3875 | 474.24 |  | kWh | 0 | 0 | Commercial | [7 empty] | 8 | 0.64 |  |  |  | 0 | 3 | 0 | 0 | 0 | 0 | 0 | 0 | 0 | 0 | 0 | 0 | 2009 Qtr 1: 0; 2009 Qtr 2: 0; 2009 Qtr 3: 0; 2009 Qtr 4: 3; 2010 Qtr 1: 0; 2010 Qtr 2: 0; 2010 Qtr 3: 0; 2010 Qtr 4: 0; 2011 Qtr 1: 0; 2011 Qtr 2: 0; 2011 Qtr 3: 0; 2011 Qtr 4: 0 | 3
SDGE3012_EXP_EXP-ExpressEfficiencyRebateProgram | 213011-Lighting - 2 Ft 2nd Gen. T-8 with Elec. Ballast |  | System | Commercial | 18-OFS-Office–Small-IntLight | 0 |  |  |  |  | 26.9806 | 5.7816 | 0 | 0 | 0 | 21.199 | 70.927 |  | kWh | 0.010327 | 0 | Commercial | [7 empty] | 15 | 0.78 |  |  |  | 0 | 3.1134 | 0 | 0 | 0 | 0 | 0 | 0 | 0 | 0 | 0 | 0 | 2009 Qtr 1: 3.1134; 2009 Qtr 2: 0; 2009 Qtr 3: 0; 2009 Qtr 4: 0; 2010 Qtr 1: 0; 2010 Qtr 2: 0; 2010 Qtr 3: 0; 2010 Qtr 4: 0; 2011 Qtr 1: 0; 2011 Qtr 2: 0; 2011 Qtr 3: 0; 2011 Qtr 4: 0 | 3.1134
SDGE3012_EXP_EXP-ExpressEfficiencyRebateProgram | 213147-Premium T8 with T12 34Watt Baseline |  | System | Commercial | 18-OFS-Office–Small-IntLight | 0 |  |  |  |  | 32.3249 | 6.9379 | 0 | 0 | 0 | 25.387 | 50.5326 |  | kWh | 0.01079 | 0 | Commercial | [7 empty] | 15 | 0.78 |  |  |  | 0 | 255.2947 | 0 | 0 | 0 | 0 | 0 | 0 | 0 | 0 | 0 | 0 | 2009 Qtr 1: 255.2947; 2009 Qtr 2: 0; 2009 Qtr 3: 0; 2009 Qtr 4: 0; 2010 Qtr 1: 0; 2010 Qtr 2: 0; 2010 Qtr 3: 0; 2010 Qtr 4: 0; 2011 Qtr 1: 0; 2011 Qtr 2: 0; 2011 Qtr 3: 0; 2011 Qtr 4: 0 | 255.2947
SDGE3012_EXP_EXP-ExpressEfficiencyRebateProgram | 213053-Lighting - Remove 4 Ft T-8 (De-Lamp) |  | System | Commercial | [6 empty] | 12.4625 | 11.5631 | 0 | 0 | 0 | 0.89935 | 137.2559 |  | 0 | 0.026384 | -2.5676 | Commercial |  | Winter Only | [5 empty] | 15 | 0.77 |  |  |  | 0 | 77.8338 | 0 | 0 | 0 | 0 | 0 | 0 | 0 | 0 | 0 | 0 | 2009 Qtr 1: 77.8338; 2009 Qtr 2: 0; 2009 Qtr 3: 0; 2009 Qtr 4: 0; 2010 Qtr 1: 0; 2010 Qtr 2: 0; 2010 Qtr 3: 0; 2010 Qtr 4: 0; 2011 Qtr 1: 0; 2011 Qtr 2: 0; 2011 Qtr 3: 0; 2011 Qtr 4: 0 | 77.8338
SDGE3012_EXP_EXP-ExpressEfficiencyRebateProgram | 213215-Lighting-Interior High Bay Linear Fluorescent Fixtures <= 244 Watts replacing 400 Watts (Tier 1) |  | System | Commercial | [6 empty] | 275.71 | 91.35 | 0 | 0 | 0 | 184.36 | 391.8678 |  | 0 | 0.07368 | -7.1132 | Commercial |  | Winter Only | [5 empty] | 15 | 0.78 |  |  |  | 0 | 11 | 0 | 0 | 0 | 0 | 0 | 0 | 0 | 0 | 0 | 0 | 2009 Qtr 1: 11; 2009 Qtr 2: 0; 2009 Qtr 3: 0; 2009 Qtr 4: 0; 2010 Qtr 1: 0; 2010 Qtr 2: 0; 2010 Qtr 3: 0; 2010 Qtr 4: 0; 2011 Qtr 1: 0; 2011 Qtr 2: 0; 2011 Qtr 3: 0; 2011 Qtr 4: 0 | 11
SDGE3012_EXP_EXP-ExpressEfficiencyRebateProgram | 213230-Lighting - Occupancy Sensor - High-Bay Sensor |  | System | Commercial | 01-ALC-AllCommercial-IntLight | 0 |  |  |  |  | 221.37 | 90 | 0 | 0 | 0 | 131.37 | 2048.6045 |  | kWh | 0.465 | 0 | Commercial | [7 empty] | 8 | 0.84 |  |  |  | 0 | 11 | 0 | 0 | 0 | 0 | 0 | 0 | 0 | 0 | 0 | 0 | 2009 Qtr 1: 11; 2009 Qtr 2: 0; 2009 Qtr 3: 0; 2009 Qtr 4: 0; 2010 Qtr 1: 0; 2010 Qtr 2: 0; 2010 Qtr 3: 0; 2010 Qtr 4: 0; 2011 Qtr 1: 0; 2011 Qtr 2: 0; 2011 Qtr 3: 0; 2011 Qtr 4: 0 | 11
SDGE3012_EXP_EXP-ExpressEfficiencyRebateProgram | 213024-Lighting - Hardwire Merc Vap Base 27-65 watt Fluorescent Fixture |  | System | Commercial | 23-RTL-Retail–SingleStorylarge-LIT_INT | 0 |  |  |  |  | 54.0336 | 28.4641 | 0 | 0 | 0 | 25.5695 | 187.9605 |  | kWh | 0.13669 | 0 | Commercial | [7 empty] | 15 | 0.77 |  |  |  | 0 | 537.8875 | 0 | 0 | 0 | 0 | 0 | 0 | 0 | 0 | 0 | 0 | 2009 Qtr 1: 0; 2009 Qtr 2: 0; 2009 Qtr 3: 0; 2009 Qtr 4: 537.8875; 2010 Qtr 1: 0; 2010 Qtr 2: 0; 2010 Qtr 3: 0; 2010 Qtr 4: 0; 2011 Qtr 1: 0; 2011 Qtr 2: 0; 2011 Qtr 3: 0; 2011 Qtr 4: 0 | 537.8875
SDGE3012_EXP_EXP-ExpressEfficiencyRebateProgram | 213023-Lighting - Hardwire Merc Vap Base >90 watt Fluorescent Fixture |  | System | Commercial | 23-RTL-Retail–SingleStorylarge-LIT_INT | 0 |  |  |  |  | 132.1894 | 71.884 | 0 | 0 | 0 | 60.3054 | 775.71 |  | kWh | 0.12776 | 0 | Commercial | [7 empty] | 15 | 0.77 |  |  |  | 0 | 3.1092 | 0 | 0 | 0 | 0 | 0 | 0 | 0 | 0 | 0 | 0 | 2009 Qtr 1: 0; 2009 Qtr 2: 0; 2009 Qtr 3: 0; 2009 Qtr 4: 3.1092; 2010 Qtr 1: 0; 2010 Qtr 2: 0; 2010 Qtr 3: 0; 2010 Qtr 4: 0; 2011 Qtr 1: 0; 2011 Qtr 2: 0; 2011 Qtr 3: 0; 2011 Qtr 4: 0 | 3.1092
SDGE3012_EXP_EXP-ExpressEfficiencyRebateProgram | 213012-Lighting - 3 Ft 2nd Gen. T-8 with Elec. Ballast |  | System | Commercial | 18-OFS-Office–Small-IntLight | 0 |  |  |  |  | 26.9806 | 10.2783 | 0 | 0 | 0 | 16.7023 | 65.9187 |  | kWh | 0.013355 | 0 | Commercial | [7 empty] | 15 | 0.78 |  |  |  | 0 | 15.5668 | 0 | 0 | 0 | 0 | 0 | 0 | 0 | 0 | 0 | 0 | 2009 Qtr 1: 0; 2009 Qtr 2: 0; 2009 Qtr 3: 0; 2009 Qtr 4: 15.5668; 2010 Qtr 1: 0; 2010 Qtr 2: 0; 2010 Qtr 3: 0; 2010 Qtr 4: 0; 2011 Qtr 1: 0; 2011 Qtr 2: 0; 2011 Qtr 3: 0; 2011 Qtr 4: 0 | 15.5668
SDGE3012_EXP_EXP-ExpressEfficiencyRebateProgram | 213054-Lighting - Remove 8 Ft T-8 (De-Lamp) |  | System | Commercial | 18-OFS-Office–Small-IntLight | 0 |  |  |  |  | 33.283 | 32.1197 | 0 | 0 | 0 | 1.1632 | 441.1634 |  | kWh | 0.065769 | 0 | Commercial | [7 empty] | 15 | 0.77 |  |  |  | 0 | 31.1335 | 0 | 0 | 0 | 0 | 0 | 0 | 0 | 0 | 0 | 0 | 2009 Qtr 1: 0; 2009 Qtr 2: 0; 2009 Qtr 3: 0; 2009 Qtr 4: 31.1335; 2010 Qtr 1: 0; 2010 Qtr 2: 0; 2010 Qtr 3: 0; 2010 Qtr 4: 0; 2011 Qtr 1: 0; 2011 Qtr 2: 0; 2011 Qtr 3: 0; 2011 Qtr 4: 0 | 31.1335
SDGE3012_EXP_EXP-ExpressEfficiencyRebateProgram | 213215-Lighting-Interior High Bay Linear Fluorescent Fixtures <= 244 Watts replacing 400 Watts (Tier 1) |  | System | Commercial | [6 empty] | 275.71 | 101.5 | 0 | 0 | 0 | 174.21 | 391.8678 |  | 0 | 0.07368 | -7.1132 | Commercial |  | Winter Only | [5 empty] | 15 | 0.78 |  |  |  | 0 | 211 | 0 | 0 | 0 | 0 | 0 | 0 | 0 | 0 | 0 | 0 | 2009 Qtr 1: 0; 2009 Qtr 2: 0; 2009 Qtr 3: 0; 2009 Qtr 4: 211; 2010 Qtr 1: 0; 2010 Qtr 2: 0; 2010 Qtr 3: 0; 2010 Qtr 4: 0; 2011 Qtr 1: 0; 2011 Qtr 2: 0; 2011 Qtr 3: 0; 2011 Qtr 4: 0 | 211
SDGE3012_EXP_EXP-ExpressEfficiencyRebateProgram | 213147-Premium T8 with T12 34Watt Baseline |  | System | Commercial | 18-OFS-Office–Small-IntLight | 0 |  |  |  |  | 32.3249 | 7.7087 | 0 | 0 | 0 | 24.6162 | 50.5326 |  | kWh | 0.01079 | 0 | Commercial | [7 empty] | 15 | 0.78 |  |  |  | 0 | 286.4282 | 0 | 0 | 0 | 0 | 0 | 0 | 0 | 0 | 0 | 0 | 2009 Qtr 1: 0; 2009 Qtr 2: 0; 2009 Qtr 3: 0; 2009 Qtr 4: 286.4282; 2010 Qtr 1: 0; 2010 Qtr 2: 0; 2010 Qtr 3: 0; 2010 Qtr 4: 0; 2011 Qtr 1: 0; 2011 Qtr 2: 0; 2011 Qtr 3: 0; 2011 Qtr 4: 0 | 286.4282
SDGE3012_EXP_EXP-ExpressEfficiencyRebateProgram | 213054-Lighting - Remove 8 Ft T-8 (De-Lamp) |  | System | Commercial | 18-OFS-Office–Small-IntLight | 0 |  |  |  |  | 33.283 | 32.1197 | 0 | 0 | 0 | 1.1632 | 441.1634 |  | kWh | 0.065769 | 0 | Commercial | [7 empty] | 15 | 0.77 |  |  |  | 0 | 9.3401 | 0 | 0 | 0 | 0 | 0 | 0 | 0 | 0 | 0 | 0 | 2009 Qtr 1: 0; 2009 Qtr 2: 0; 2009 Qtr 3: 0; 2009 Qtr 4: 9.3401; 2010 Qtr 1: 0; 2010 Qtr 2: 0; 2010 Qtr 3: 0; 2010 Qtr 4: 0; 2011 Qtr 1: 0; 2011 Qtr 2: 0; 2011 Qtr 3: 0; 2011 Qtr 4: 0 | 9.3401
SDGE3012_EXP_EXP-ExpressEfficiencyRebateProgram | 213147-Premium T8 with T12 34Watt Baseline |  | System | Commercial | 18-OFS-Office–Small-IntLight | 0 |  |  |  |  | 32.3249 | 7.7087 | 0 | 0 | 0 | 24.6162 | 50.5326 |  | kWh | 0.01079 | 0 | Commercial | [7 empty] | 15 | 0.78 |  |  |  | 0 | 168.1209 | 0 | 0 | 0 | 0 | 0 | 0 | 0 | 0 | 0 | 0 | 2009 Qtr 1: 0; 2009 Qtr 2: 0; 2009 Qtr 3: 0; 2009 Qtr 4: 168.1209; 2010 Qtr 1: 0; 2010 Qtr 2: 0; 2010 Qtr 3: 0; 2010 Qtr 4: 0; 2011 Qtr 1: 0; 2011 Qtr 2: 0; 2011 Qtr 3: 0; 2011 Qtr 4: 0 | 168.1209
SDGE3012_EXP_EXP-ExpressEfficiencyRebateProgram | 213262-Incentive Adjustment (per $1) |  | System | Commercial | [6 empty] | 0 | 1 | 0 | 0 | 0 | -1 | 0 |  | 0 | 0 | 0 | Commercial | [7 empty] | 1 | 0.7 |  |  |  | 0 | 54932 | 0 | 0 | 0 | 0 | 0 | 0 | 0 | 0 | 0 | 0 | 2009 Qtr 1: 0; 2009 Qtr 2: 0; 2009 Qtr 3: 0; 2009 Qtr 4: 54932; 2010 Qtr 1: 0; 2010 Qtr 2: 0; 2010 Qtr 3: 0; 2010 Qtr 4: 0; 2011 Qtr 1: 0; 2011 Qtr 2: 0; 2011 Qtr 3: 0; 2011 Qtr 4: 0 | 54932
SDGE3012_EXP_EXP-ExpressEfficiencyRebateProgram | 213085-Refrigeration -Strip Curtains for Walk-ins |  | System | Commercial | 20-RFF-Restaurant–FastFood-Refrig | 0 |  |  |  |  | 10.2164 | 3.0062 | 0 | 0 | 0 | 7.2102 | 465 |  | kWh | 0.053 | 0 | Commercial | [7 empty] | 4 | 0.46 |  |  |  | 0 | 145 | 0 | 0 | 0 | 0 | 0 | 0 | 0 | 0 | 0 | 0 | 2009 Qtr 1: 0; 2009 Qtr 2: 0; 2009 Qtr 3: 0; 2009 Qtr 4: 145; 2010 Qtr 1: 0; 2010 Qtr 2: 0; 2010 Qtr 3: 0; 2010 Qtr 4: 0; 2011 Qtr 1: 0; 2011 Qtr 2: 0; 2011 Qtr 3: 0; 2011 Qtr 4: 0 | 145
SDGE3012_EXP_EXP-ExpressEfficiencyRebateProgram | 213084-Refrigeration -Cooler/Freezer Door Gaskets - Solid Doors: Cooler |  | System | Commercial | 09-GRO-Grocery-REFG | 0 |  |  |  |  | 2.25 | 4.0028 | 0 | 0 | 0 | -1.7528 | 104.55 |  | kWh | 0.01195 | 0 | Commercial | [7 empty] | 4 | 0.76 |  |  |  | 0 | 1301 | 0 | 0 | 0 | 0 | 0 | 0 | 0 | 0 | 0 | 0 | 2009 Qtr 1: 0; 2009 Qtr 2: 0; 2009 Qtr 3: 0; 2009 Qtr 4: 1301; 2010 Qtr 1: 0; 2010 Qtr 2: 0; 2010 Qtr 3: 0; 2010 Qtr 4: 0; 2011 Qtr 1: 0; 2011 Qtr 2: 0; 2011 Qtr 3: 0; 2011 Qtr 4: 0 | 1301
SDGE3012_EXP_EXP-ExpressEfficiencyRebateProgram | 213207-Lighting-Interior High Bay Linear Fluorescent Fixtures <= 360 Watts replacing 400 Watts (Tier 2) |  | System | Commercial | 01-ALC-AllCommercial-IntLight | 0 |  |  |  |  | 360 | 90 | 0 | 0 | 0 | 270 | 855.2419 |  | kWh | 0.095222 | 0 | Commercial | [7 empty] | 15 | 0.78 |  |  |  | 0 | 60 | 0 | 0 | 0 | 0 | 0 | 0 | 0 | 0 | 0 | 0 | 2009 Qtr 1: 0; 2009 Qtr 2: 0; 2009 Qtr 3: 0; 2009 Qtr 4: 60; 2010 Qtr 1: 0; 2010 Qtr 2: 0; 2010 Qtr 3: 0; 2010 Qtr 4: 0; 2011 Qtr 1: 0; 2011 Qtr 2: 0; 2011 Qtr 3: 0; 2011 Qtr 4: 0 | 60
SDGE3012_EXP_EXP-ExpressEfficiencyRebateProgram | 213229-Lighting - Screw in 14-26 Watt Reflector Lamp |  | System | Commercial | [6 empty] | 12.3236 | 9.1136 | 0 | 0 | 0 | 3.21 | 194.1729 |  | 0 | 0.038993 | -2.6224 | Commercial |  | Winter Only | [5 empty] | 2.47 | 0.81 |  |  |  | 0 | 79.9904 | 0 | 0 | 0 | 0 | 0 | 0 | 0 | 0 | 0 | 0 | 2009 Qtr 1: 0; 2009 Qtr 2: 0; 2009 Qtr 3: 0; 2009 Qtr 4: 79.9904; 2010 Qtr 1: 0; 2010 Qtr 2: 0; 2010 Qtr 3: 0; 2010 Qtr 4: 0; 2011 Qtr 1: 0; 2011 Qtr 2: 0; 2011 Qtr 3: 0; 2011 Qtr 4: 0 | 79.9904
SDGE3012_EXP_EXP-ExpressEfficiencyRebateProgram | 213049-Lighting - LED Exit Sign New Sign |  | System | Commercial | 25-SCN-Storage–Conditioned-Exit | 0 |  |  |  |  | 65.4374 | 45 | 0 | 0 | 0 | 20.4374 | 351.311 |  | kWh | 0 | 0 | Commercial | [7 empty] | 16 | 0.85 |  |  |  | 0 | 58 | 0 | 0 | 0 | 0 | 0 | 0 | 0 | 0 | 0 | 0 | 2009 Qtr 1: 0; 2009 Qtr 2: 0; 2009 Qtr 3: 0; 2009 Qtr 4: 58; 2010 Qtr 1: 0; 2010 Qtr 2: 0; 2010 Qtr 3: 0; 2010 Qtr 4: 0; 2011 Qtr 1: 0; 2011 Qtr 2: 0; 2011 Qtr 3: 0; 2011 Qtr 4: 0 | 58
SDGE3012_EXP_EXP-ExpressEfficiencyRebateProgram | 213229-Lighting - Screw in 14-26 Watt Reflector Lamp |  | System | Commercial | [6 empty] | 12.3236 | 9.1136 | 0 | 0 | 0 | 3.21 | 194.1729 |  | 0 | 0.038993 | -2.6224 | Commercial |  | Winter Only | [5 empty] | 2.47 | 0.81 |  |  |  | 0 | 29.6261 | 0 | 0 | 0 | 0 | 0 | 0 | 0 | 0 | 0 | 0 | 2009 Qtr 1: 0; 2009 Qtr 2: 0; 2009 Qtr 3: 0; 2009 Qtr 4: 29.6261; 2010 Qtr 1: 0; 2010 Qtr 2: 0; 2010 Qtr 3: 0; 2010 Qtr 4: 0; 2011 Qtr 1: 0; 2011 Qtr 2: 0; 2011 Qtr 3: 0; 2011 Qtr 4: 0 | 29.6261
SDGE3012_EXP_EXP-ExpressEfficiencyRebateProgram | 213049-Lighting - LED Exit Sign New Sign |  | System | Commercial | 25-SCN-Storage–Conditioned-Exit | 0 |  |  |  |  | 65.4374 | 45 | 0 | 0 | 0 | 20.4374 | 351.311 |  | kWh | 0 | 0 | Commercial | [7 empty] | 16 | 0.85 |  |  |  | 0 | 1 | 0 | 0 | 0 | 0 | 0 | 0 | 0 | 0 | 0 | 0 | 2009 Qtr 1: 0; 2009 Qtr 2: 0; 2009 Qtr 3: 0; 2009 Qtr 4: 1; 2010 Qtr 1: 0; 2010 Qtr 2: 0; 2010 Qtr 3: 0; 2010 Qtr 4: 0; 2011 Qtr 1: 0; 2011 Qtr 2: 0; 2011 Qtr 3: 0; 2011 Qtr 4: 0 | 1
SDGE3012_EXP_EXP-ExpressEfficiencyRebateProgram | 213215-Lighting-Interior High Bay Linear Fluorescent Fixtures <= 244 Watts replacing 400 Watts (Tier 1) |  | System | Commercial | [6 empty] | 275.71 | 101.5 | 0 | 0 | 0 | 174.21 | 391.8678 |  | 0 | 0.07368 | -7.1132 | Commercial |  | Winter Only | [5 empty] | 15 | 0.78 |  |  |  | 0 | 50 | 0 | 0 | 0 | 0 | 0 | 0 | 0 | 0 | 0 | 0 | 2009 Qtr 1: 0; 2009 Qtr 2: 0; 2009 Qtr 3: 0; 2009 Qtr 4: 50; 2010 Qtr 1: 0; 2010 Qtr 2: 0; 2010 Qtr 3: 0; 2010 Qtr 4: 0; 2011 Qtr 1: 0; 2011 Qtr 2: 0; 2011 Qtr 3: 0; 2011 Qtr 4: 0 | 50
SDGE3012_EXP_EXP-ExpressEfficiencyRebateProgram | 213230-Lighting - Occupancy Sensor - High-Bay Sensor |  | System | Commercial | 01-ALC-AllCommercial-IntLight | 0 |  |  |  |  | 221.37 | 100 | 0 | 0 | 0 | 121.37 | 2048.6045 |  | kWh | 0.465 | 0 | Commercial | [7 empty] | 8 | 0.84 |  |  |  | 0 | 50 | 0 | 0 | 0 | 0 | 0 | 0 | 0 | 0 | 0 | 0 | 2009 Qtr 1: 0; 2009 Qtr 2: 0; 2009 Qtr 3: 0; 2009 Qtr 4: 50; 2010 Qtr 1: 0; 2010 Qtr 2: 0; 2010 Qtr 3: 0; 2010 Qtr 4: 0; 2011 Qtr 1: 0; 2011 Qtr 2: 0; 2011 Qtr 3: 0; 2011 Qtr 4: 0 | 50
SDGE3012_EXP_EXP-ExpressEfficiencyRebateProgram | 213147-Premium T8 with T12 34Watt Baseline |  | System | Commercial | 18-OFS-Office–Small-IntLight | 0 |  |  |  |  | 32.3249 | 7.7087 | 0 | 0 | 0 | 24.6162 | 50.5326 |  | kWh | 0.01079 | 0 | Commercial | [7 empty] | 15 | 0.78 |  |  |  | 0 | 172.7909 | 0 | 0 | 0 | 0 | 0 | 0 | 0 | 0 | 0 | 0 | 2009 Qtr 1: 0; 2009 Qtr 2: 0; 2009 Qtr 3: 0; 2009 Qtr 4: 172.7909; 2010 Qtr 1: 0; 2010 Qtr 2: 0; 2010 Qtr 3: 0; 2010 Qtr 4: 0; 2011 Qtr 1: 0; 2011 Qtr 2: 0; 2011 Qtr 3: 0; 2011 Qtr 4: 0 | 172.7909
SDGE3012_EXP_EXP-ExpressEfficiencyRebateProgram | 213222-Lighting - Screw in 14-26 Watt Lamp |  | System | Commercial | [6 empty] | 6.3587 | 8.101 | 0 | 0 | 0 | -1.7423 | 194.1729 |  | 0 | 0.038993 | -2.6224 | Commercial |  | Winter Only | [5 empty] | 2.47 | 0.81 |  |  |  | 0.797 | 2.9626 | 0 | 0 | 0 | 0 | 0 | 0 | 0 | 0 | 0 | 0 | 2009 Qtr 1: 0; 2009 Qtr 2: 0; 2009 Qtr 3: 0; 2009 Qtr 4: 2.9626; 2010 Qtr 1: 0; 2010 Qtr 2: 0; 2010 Qtr 3: 0; 2010 Qtr 4: 0; 2011 Qtr 1: 0; 2011 Qtr 2: 0; 2011 Qtr 3: 0; 2011 Qtr 4: 0 | 2.9626
SDGE3012_EXP_EXP-ExpressEfficiencyRebateProgram | 213222-Lighting - Screw in 14-26 Watt Lamp |  | System | Commercial | [6 empty] | 6.3587 | 7.2909 | 0 | 0 | 0 | -0.93217 | 194.1729 |  | 0 | 0.038993 | -2.6224 | Commercial |  | Winter Only | [5 empty] | 2.47 | 0.81 |  |  |  | 0.797 | 2.9626 | 0 | 0 | 0 | 0 | 0 | 0 | 0 | 0 | 0 | 0 | 2009 Qtr 1: 0; 2009 Qtr 2: 0; 2009 Qtr 3: 2.9626; 2009 Qtr 4: 0; 2010 Qtr 1: 0; 2010 Qtr 2: 0; 2010 Qtr 3: 0; 2010 Qtr 4: 0; 2011 Qtr 1: 0; 2011 Qtr 2: 0; 2011 Qtr 3: 0; 2011 Qtr 4: 0 | 2.9626
SDGE3012_EXP_EXP-ExpressEfficiencyRebateProgram | 213215-Lighting-Interior High Bay Linear Fluorescent Fixtures <= 244 Watts replacing 400 Watts (Tier 1) |  | System | Commercial | [6 empty] | 275.71 | 91.35 | 0 | 0 | 0 | 184.36 | 391.8678 |  | 0 | 0.07368 | -7.1132 | Commercial |  | Winter Only | [5 empty] | 15 | 0.78 |  |  |  | 0 | 35 | 0 | 0 | 0 | 0 | 0 | 0 | 0 | 0 | 0 | 0 | 2009 Qtr 1: 0; 2009 Qtr 2: 0; 2009 Qtr 3: 35; 2009 Qtr 4: 0; 2010 Qtr 1: 0; 2010 Qtr 2: 0; 2010 Qtr 3: 0; 2010 Qtr 4: 0; 2011 Qtr 1: 0; 2011 Qtr 2: 0; 2011 Qtr 3: 0; 2011 Qtr 4: 0 | 35
SDGE3012_EXP_EXP-ExpressEfficiencyRebateProgram | 213230-Lighting - Occupancy Sensor - High-Bay Sensor |  | System | Commercial | 01-ALC-AllCommercial-IntLight | 0 |  |  |  |  | 221.37 | 90 | 0 | 0 | 0 | 131.37 | 2048.6045 |  | kWh | 0.465 | 0 | Commercial | [7 empty] | 8 | 0.84 |  |  |  | 0 | 35 | 0 | 0 | 0 | 0 | 0 | 0 | 0 | 0 | 0 | 0 | 2009 Qtr 1: 0; 2009 Qtr 2: 0; 2009 Qtr 3: 35; 2009 Qtr 4: 0; 2010 Qtr 1: 0; 2010 Qtr 2: 0; 2010 Qtr 3: 0; 2010 Qtr 4: 0; 2011 Qtr 1: 0; 2011 Qtr 2: 0; 2011 Qtr 3: 0; 2011 Qtr 4: 0 | 35
SDGE3012_EXP_EXP-ExpressEfficiencyRebateProgram | 213011-Lighting - 2 Ft 2nd Gen. T-8 with Elec. Ballast |  | System | Commercial | 18-OFS-Office–Small-IntLight | 0 |  |  |  |  | 26.9806 | 5.7816 | 0 | 0 | 0 | 21.199 | 70.927 |  | kWh | 0.010327 | 0 | Commercial | [7 empty] | 15 | 0.78 |  |  |  | 0 | 3.1134 | 0 | 0 | 0 | 0 | 0 | 0 | 0 | 0 | 0 | 0 | 2009 Qtr 1: 0; 2009 Qtr 2: 0; 2009 Qtr 3: 3.1134; 2009 Qtr 4: 0; 2010 Qtr 1: 0; 2010 Qtr 2: 0; 2010 Qtr 3: 0; 2010 Qtr 4: 0; 2011 Qtr 1: 0; 2011 Qtr 2: 0; 2011 Qtr 3: 0; 2011 Qtr 4: 0 | 3.1134
SDGE3012_EXP_EXP-ExpressEfficiencyRebateProgram | 213147-Premium T8 with T12 34Watt Baseline |  | System | Commercial | 18-OFS-Office–Small-IntLight | 0 |  |  |  |  | 32.3249 | 6.9379 | 0 | 0 | 0 | 25.387 | 50.5326 |  | kWh | 0.01079 | 0 | Commercial | [7 empty] | 15 | 0.78 |  |  |  | 0 | 641.3501 | 0 | 0 | 0 | 0 | 0 | 0 | 0 | 0 | 0 | 0 | 2009 Qtr 1: 0; 2009 Qtr 2: 0; 2009 Qtr 3: 641.3501; 2009 Qtr 4: 0; 2010 Qtr 1: 0; 2010 Qtr 2: 0; 2010 Qtr 3: 0; 2010 Qtr 4: 0; 2011 Qtr 1: 0; 2011 Qtr 2: 0; 2011 Qtr 3: 0; 2011 Qtr 4: 0 | 641.3501
SDGE3012_EXP_EXP-ExpressEfficiencyRebateProgram | 213053-Lighting - Remove 4 Ft T-8 (De-Lamp) |  | System | Commercial | [6 empty] | 12.4625 | 11.5631 | 0 | 0 | 0 | 0.89935 | 137.2559 |  | 0 | 0.026384 | -2.5676 | Commercial |  | Winter Only | [5 empty] | 15 | 0.77 |  |  |  | 0 | 3.1134 | 0 | 0 | 0 | 0 | 0 | 0 | 0 | 0 | 0 | 0 | 2009 Qtr 1: 0; 2009 Qtr 2: 0; 2009 Qtr 3: 3.1134; 2009 Qtr 4: 0; 2010 Qtr 1: 0; 2010 Qtr 2: 0; 2010 Qtr 3: 0; 2010 Qtr 4: 0; 2011 Qtr 1: 0; 2011 Qtr 2: 0; 2011 Qtr 3: 0; 2011 Qtr 4: 0 | 3.1134
SDGE3012_EXP_EXP-ExpressEfficiencyRebateProgram | 213054-Lighting - Remove 8 Ft T-8 (De-Lamp) |  | System | Commercial | 18-OFS-Office–Small-IntLight | 0 |  |  |  |  | 33.283 | 28.9078 | 0 | 0 | 0 | 4.3752 | 441.1634 |  | kWh | 0.065769 | 0 | Commercial | [7 empty] | 15 | 0.77 |  |  |  | 0 | 14.0101 | 0 | 0 | 0 | 0 | 0 | 0 | 0 | 0 | 0 | 0 | 2009 Qtr 1: 0; 2009 Qtr 2: 0; 2009 Qtr 3: 14.0101; 2009 Qtr 4: 0; 2010 Qtr 1: 0; 2010 Qtr 2: 0; 2010 Qtr 3: 0; 2010 Qtr 4: 0; 2011 Qtr 1: 0; 2011 Qtr 2: 0; 2011 Qtr 3: 0; 2011 Qtr 4: 0 | 14.0101
SDGE3012_EXP_EXP-ExpressEfficiencyRebateProgram | 213084-Refrigeration -Cooler/Freezer Door Gaskets - Solid Doors: Cooler |  | System | Commercial | 09-GRO-Grocery-REFG | 0 |  |  |  |  | 2.25 | 4.0292 | 0 | 0 | 0 | -1.7792 | 104.55 |  | kWh | 0.01195 | 0 | Commercial | [7 empty] | 4 | 0.76 |  |  |  | 0 | 48 | 0 | 0 | 0 | 0 | 0 | 0 | 0 | 0 | 0 | 0 | 2009 Qtr 1: 0; 2009 Qtr 2: 0; 2009 Qtr 3: 48; 2009 Qtr 4: 0; 2010 Qtr 1: 0; 2010 Qtr 2: 0; 2010 Qtr 3: 0; 2010 Qtr 4: 0; 2011 Qtr 1: 0; 2011 Qtr 2: 0; 2011 Qtr 3: 0; 2011 Qtr 4: 0 | 48
SDGE3012_EXP_EXP-ExpressEfficiencyRebateProgram | 213067-Refrigeration - Food Service -Auto Closer for Main Cooler Doors |  | System | Commercial | 09-GRO-Grocery-REFG | 0 |  |  |  |  | 408.8836 | 103 | 0 | 0 | 0 | 305.8836 | 1075.009 |  | kWh | 0.20794 | -0.053375 | Commercial |  | Annual | [5 empty] | 8 | 0.7 |  |  |  | 0 | 1 | 0 | 0 | 0 | 0 | 0 | 0 | 0 | 0 | 0 | 0 | 2009 Qtr 1: 0; 2009 Qtr 2: 0; 2009 Qtr 3: 1; 2009 Qtr 4: 0; 2010 Qtr 1: 0; 2010 Qtr 2: 0; 2010 Qtr 3: 0; 2010 Qtr 4: 0; 2011 Qtr 1: 0; 2011 Qtr 2: 0; 2011 Qtr 3: 0; 2011 Qtr 4: 0 | 1
SDGE3012_EXP_EXP-ExpressEfficiencyRebateProgram | 213068-Refrigeration - Food Service -Auto Closer for Main Freezer Doors |  | System | Commercial | 09-GRO-Grocery-REFG | 0 |  |  |  |  | 382.2546 | 160.5 | 0 | 0 | 0 | 221.7546 | 2785.8135 |  | kWh | 0.27593 | -0.026688 | Commercial | [7 empty] | 8 | 0.7 |  |  |  | 0 | 1 | 0 | 0 | 0 | 0 | 0 | 0 | 0 | 0 | 0 | 0 | 2009 Qtr 1: 0; 2009 Qtr 2: 0; 2009 Qtr 3: 1; 2009 Qtr 4: 0; 2010 Qtr 1: 0; 2010 Qtr 2: 0; 2010 Qtr 3: 0; 2010 Qtr 4: 0; 2011 Qtr 1: 0; 2011 Qtr 2: 0; 2011 Qtr 3: 0; 2011 Qtr 4: 0 | 1
SDGE3012_EXP_EXP-ExpressEfficiencyRebateProgram | 213085-Refrigeration -Strip Curtains for Walk-ins |  | System | Commercial | 20-RFF-Restaurant–FastFood-Refrig | 0 |  |  |  |  | 10.2164 | 0 | 0 | 0 | 0 | 10.2164 | 0 |  | kWh | 0 | 0 | Commercial | [7 empty] | 4 | 0.46 |  |  |  | 0 | 1 | 0 | 0 | 0 | 0 | 0 | 0 | 0 | 0 | 0 | 0 | 2009 Qtr 1: 0; 2009 Qtr 2: 0; 2009 Qtr 3: 0; 2009 Qtr 4: 1; 2010 Qtr 1: 0; 2010 Qtr 2: 0; 2010 Qtr 3: 0; 2010 Qtr 4: 0; 2011 Qtr 1: 0; 2011 Qtr 2: 0; 2011 Qtr 3: 0; 2011 Qtr 4: 0 | 1
SDGE3012_EXP_EXP-ExpressEfficiencyRebateProgram | 213084-Refrigeration -Cooler/Freezer Door Gaskets - Solid Doors: Cooler |  | System | Commercial | 09-GRO-Grocery-REFG | 0 |  |  |  |  | 2.25 | 4.0099 | 0 | 0 | 0 | -1.7599 | 104.55 |  | kWh | 0.01195 | 0 | Commercial | [7 empty] | 4 | 0.76 |  |  |  | 0 | 113 | 0 | 0 | 0 | 0 | 0 | 0 | 0 | 0 | 0 | 0 | 2009 Qtr 1: 0; 2009 Qtr 2: 0; 2009 Qtr 3: 0; 2009 Qtr 4: 113; 2010 Qtr 1: 0; 2010 Qtr 2: 0; 2010 Qtr 3: 0; 2010 Qtr 4: 0; 2011 Qtr 1: 0; 2011 Qtr 2: 0; 2011 Qtr 3: 0; 2011 Qtr 4: 0 | 113
SDGE3012_EXP_EXP-ExpressEfficiencyRebateProgram | 213067-Refrigeration - Food Service -Auto Closer for Main Cooler Doors |  | System | Commercial | 09-GRO-Grocery-REFG | 0 |  |  |  |  | 408.8836 | 0 | 0 | 0 | 0 | 408.8836 | 0 |  | kWh | 0 | 0 | Commercial |  | Annual | [5 empty] | 8 | 0.7 |  |  |  | 0 | 1 | 0 | 0 | 0 | 0 | 0 | 0 | 0 | 0 | 0 | 0 | 2009 Qtr 1: 0; 2009 Qtr 2: 0; 2009 Qtr 3: 0; 2009 Qtr 4: 1; 2010 Qtr 1: 0; 2010 Qtr 2: 0; 2010 Qtr 3: 0; 2010 Qtr 4: 0; 2011 Qtr 1: 0; 2011 Qtr 2: 0; 2011 Qtr 3: 0; 2011 Qtr 4: 0 | 1
SDGE3012_EXP_EXP-ExpressEfficiencyRebateProgram | 213068-Refrigeration - Food Service -Auto Closer for Main Freezer Doors |  | System | Commercial | 09-GRO-Grocery-REFG | 0 |  |  |  |  | 382.2546 | 0 | 0 | 0 | 0 | 382.2546 | 0 |  | kWh | 0 | 0 | Commercial | [7 empty] | 8 | 0.7 |  |  |  | 0 | 1 | 0 | 0 | 0 | 0 | 0 | 0 | 0 | 0 | 0 | 0 | 2009 Qtr 1: 0; 2009 Qtr 2: 0; 2009 Qtr 3: 0; 2009 Qtr 4: 1; 2010 Qtr 1: 0; 2010 Qtr 2: 0; 2010 Qtr 3: 0; 2010 Qtr 4: 0; 2011 Qtr 1: 0; 2011 Qtr 2: 0; 2011 Qtr 3: 0; 2011 Qtr 4: 0 | 1
SDGE3012_EXP_EXP-ExpressEfficiencyRebateProgram | 213230-Lighting - Occupancy Sensor - High-Bay Sensor |  | System | Commercial | 01-ALC-AllCommercial-IntLight | 0 |  |  |  |  | 221.37 | 100 | 0 | 0 | 0 | 121.37 | 2048.6045 |  | kWh | 0.465 | 0 | Commercial | [7 empty] | 8 | 0.84 |  |  |  | 0 | 36 | 0 | 0 | 0 | 0 | 0 | 0 | 0 | 0 | 0 | 0 | 2009 Qtr 1: 0; 2009 Qtr 2: 0; 2009 Qtr 3: 36; 2009 Qtr 4: 0; 2010 Qtr 1: 0; 2010 Qtr 2: 0; 2010 Qtr 3: 0; 2010 Qtr 4: 0; 2011 Qtr 1: 0; 2011 Qtr 2: 0; 2011 Qtr 3: 0; 2011 Qtr 4: 0 | 36
SDGE3012_EXP_EXP-ExpressEfficiencyRebateProgram | 213230-Lighting - Occupancy Sensor - High-Bay Sensor |  | System | Commercial | 01-ALC-AllCommercial-IntLight | 0 |  |  |  |  | 221.37 | 100 | 0 | 0 | 0 | 121.37 | 2048.6045 |  | kWh | 0.465 | 0 | Commercial | [7 empty] | 8 | 0.84 |  |  |  | 0 | 108 | 0 | 0 | 0 | 0 | 0 | 0 | 0 | 0 | 0 | 0 | 2009 Qtr 1: 0; 2009 Qtr 2: 0; 2009 Qtr 3: 108; 2009 Qtr 4: 0; 2010 Qtr 1: 0; 2010 Qtr 2: 0; 2010 Qtr 3: 0; 2010 Qtr 4: 0; 2011 Qtr 1: 0; 2011 Qtr 2: 0; 2011 Qtr 3: 0; 2011 Qtr 4: 0 | 108
SDGE3012_EXP_EXP-ExpressEfficiencyRebateProgram | 213085-Refrigeration -Strip Curtains for Walk-ins |  | System | Commercial | 20-RFF-Restaurant–FastFood-Refrig | 0 |  |  |  |  | 10.2164 | 3.0914 | 0 | 0 | 0 | 7.125 | 465 |  | kWh | 0.053 | 0 | Commercial | [7 empty] | 4 | 0.46 |  |  |  | 0 | 21 | 0 | 0 | 0 | 0 | 0 | 0 | 0 | 0 | 0 | 0 | 2009 Qtr 1: 0; 2009 Qtr 2: 0; 2009 Qtr 3: 21; 2009 Qtr 4: 0; 2010 Qtr 1: 0; 2010 Qtr 2: 0; 2010 Qtr 3: 0; 2010 Qtr 4: 0; 2011 Qtr 1: 0; 2011 Qtr 2: 0; 2011 Qtr 3: 0; 2011 Qtr 4: 0 | 21
SDGE3012_EXP_EXP-ExpressEfficiencyRebateProgram | 213084-Refrigeration -Cooler/Freezer Door Gaskets - Solid Doors: Cooler |  | System | Commercial | 09-GRO-Grocery-REFG | 0 |  |  |  |  | 2.25 | 4.0023 | 0 | 0 | 0 | -1.7523 | 104.55 |  | kWh | 0.01195 | 0 | Commercial | [7 empty] | 4 | 0.76 |  |  |  | 0 | 308 | 0 | 0 | 0 | 0 | 0 | 0 | 0 | 0 | 0 | 0 | 2009 Qtr 1: 0; 2009 Qtr 2: 0; 2009 Qtr 3: 308; 2009 Qtr 4: 0; 2010 Qtr 1: 0; 2010 Qtr 2: 0; 2010 Qtr 3: 0; 2010 Qtr 4: 0; 2011 Qtr 1: 0; 2011 Qtr 2: 0; 2011 Qtr 3: 0; 2011 Qtr 4: 0 | 308
SDGE3012_EXP_EXP-ExpressEfficiencyRebateProgram | 213085-Refrigeration -Strip Curtains for Walk-ins |  | System | Commercial | 20-RFF-Restaurant–FastFood-Refrig | 0 |  |  |  |  | 10.2164 | 3.0286 | 0 | 0 | 0 | 7.1878 | 465 |  | kWh | 0.053 | 0 | Commercial | [7 empty] | 4 | 0.46 |  |  |  | 0 | 44 | 0 | 0 | 0 | 0 | 0 | 0 | 0 | 0 | 0 | 0 | 2009 Qtr 1: 0; 2009 Qtr 2: 0; 2009 Qtr 3: 44; 2009 Qtr 4: 0; 2010 Qtr 1: 0; 2010 Qtr 2: 0; 2010 Qtr 3: 0; 2010 Qtr 4: 0; 2011 Qtr 1: 0; 2011 Qtr 2: 0; 2011 Qtr 3: 0; 2011 Qtr 4: 0 | 44
SDGE3012_EXP_EXP-ExpressEfficiencyRebateProgram | 213084-Refrigeration -Cooler/Freezer Door Gaskets - Solid Doors: Cooler |  | System | Commercial | 09-GRO-Grocery-REFG | 0 |  |  |  |  | 2.25 | 4.0198 | 0 | 0 | 0 | -1.7698 | 104.55 |  | kWh | 0.01195 | 0 | Commercial | [7 empty] | 4 | 0.76 |  |  |  | 0 | 111 | 0 | 0 | 0 | 0 | 0 | 0 | 0 | 0 | 0 | 0 | 2009 Qtr 1: 0; 2009 Qtr 2: 0; 2009 Qtr 3: 111; 2009 Qtr 4: 0; 2010 Qtr 1: 0; 2010 Qtr 2: 0; 2010 Qtr 3: 0; 2010 Qtr 4: 0; 2011 Qtr 1: 0; 2011 Qtr 2: 0; 2011 Qtr 3: 0; 2011 Qtr 4: 0 | 111
SDGE3012_EXP_EXP-ExpressEfficiencyRebateProgram | 213067-Refrigeration - Food Service -Auto Closer for Main Cooler Doors |  | System | Commercial | 09-GRO-Grocery-REFG | 0 |  |  |  |  | 408.8836 | 0 | 0 | 0 | 0 | 408.8836 | 0 |  | kWh | 0 | 0 | Commercial |  | Annual | [5 empty] | 8 | 0.7 |  |  |  | 0 | 1 | 0 | 0 | 0 | 0 | 0 | 0 | 0 | 0 | 0 | 0 | 2009 Qtr 1: 0; 2009 Qtr 2: 0; 2009 Qtr 3: 1; 2009 Qtr 4: 0; 2010 Qtr 1: 0; 2010 Qtr 2: 0; 2010 Qtr 3: 0; 2010 Qtr 4: 0; 2011 Qtr 1: 0; 2011 Qtr 2: 0; 2011 Qtr 3: 0; 2011 Qtr 4: 0 | 1
SDGE3012_EXP_EXP-ExpressEfficiencyRebateProgram | 213068-Refrigeration - Food Service -Auto Closer for Main Freezer Doors |  | System | Commercial | 09-GRO-Grocery-REFG | 0 |  |  |  |  | 382.2546 | 160.5 | 0 | 0 | 0 | 221.7546 | 2785.8135 |  | kWh | 0.27593 | -0.026688 | Commercial | [7 empty] | 8 | 0.7 |  |  |  | 0 | 1 | 0 | 0 | 0 | 0 | 0 | 0 | 0 | 0 | 0 | 0 | 2009 Qtr 1: 0; 2009 Qtr 2: 0; 2009 Qtr 3: 1; 2009 Qtr 4: 0; 2010 Qtr 1: 0; 2010 Qtr 2: 0; 2010 Qtr 3: 0; 2010 Qtr 4: 0; 2011 Qtr 1: 0; 2011 Qtr 2: 0; 2011 Qtr 3: 0; 2011 Qtr 4: 0 | 1
SDGE3012_EXP_EXP-ExpressEfficiencyRebateProgram | 213085-Refrigeration -Strip Curtains for Walk-ins |  | System | Commercial | 20-RFF-Restaurant–FastFood-Refrig | 0 |  |  |  |  | 10.2164 | 3.0078 | 0 | 0 | 0 | 7.2086 | 465 |  | kWh | 0.053 | 0 | Commercial | [7 empty] | 4 | 0.46 |  |  |  | 0 | 92 | 0 | 0 | 0 | 0 | 0 | 0 | 0 | 0 | 0 | 0 | 2009 Qtr 1: 0; 2009 Qtr 2: 0; 2009 Qtr 3: 92; 2009 Qtr 4: 0; 2010 Qtr 1: 0; 2010 Qtr 2: 0; 2010 Qtr 3: 0; 2010 Qtr 4: 0; 2011 Qtr 1: 0; 2011 Qtr 2: 0; 2011 Qtr 3: 0; 2011 Qtr 4: 0 | 92
SDGE3012_EXP_EXP-ExpressEfficiencyRebateProgram | 213084-Refrigeration -Cooler/Freezer Door Gaskets - Solid Doors: Cooler |  | System | Commercial | 09-GRO-Grocery-REFG | 0 |  |  |  |  | 2.25 | 4.0113 | 0 | 0 | 0 | -1.7613 | 104.55 |  | kWh | 0.01195 | 0 | Commercial | [7 empty] | 4 | 0.76 |  |  |  | 0 | 276 | 0 | 0 | 0 | 0 | 0 | 0 | 0 | 0 | 0 | 0 | 2009 Qtr 1: 0; 2009 Qtr 2: 0; 2009 Qtr 3: 276; 2009 Qtr 4: 0; 2010 Qtr 1: 0; 2010 Qtr 2: 0; 2010 Qtr 3: 0; 2010 Qtr 4: 0; 2011 Qtr 1: 0; 2011 Qtr 2: 0; 2011 Qtr 3: 0; 2011 Qtr 4: 0 | 276
SDGE3012_EXP_EXP-ExpressEfficiencyRebateProgram | 213067-Refrigeration - Food Service -Auto Closer for Main Cooler Doors |  | System | Commercial | 09-GRO-Grocery-REFG | 0 |  |  |  |  | 408.8836 | 103 | 0 | 0 | 0 | 305.8836 | 1075.009 |  | kWh | 0.20794 | -0.053375 | Commercial |  | Annual | [5 empty] | 8 | 0.7 |  |  |  | 0 | 2 | 0 | 0 | 0 | 0 | 0 | 0 | 0 | 0 | 0 | 0 | 2009 Qtr 1: 0; 2009 Qtr 2: 0; 2009 Qtr 3: 2; 2009 Qtr 4: 0; 2010 Qtr 1: 0; 2010 Qtr 2: 0; 2010 Qtr 3: 0; 2010 Qtr 4: 0; 2011 Qtr 1: 0; 2011 Qtr 2: 0; 2011 Qtr 3: 0; 2011 Qtr 4: 0 | 2
SDGE3012_EXP_EXP-ExpressEfficiencyRebateProgram | 213068-Refrigeration - Food Service -Auto Closer for Main Freezer Doors |  | System | Commercial | 09-GRO-Grocery-REFG | 0 |  |  |  |  | 382.2546 | 160.5 | 0 | 0 | 0 | 221.7546 | 2785.8135 |  | kWh | 0.27593 | -0.026688 | Commercial | [7 empty] | 8 | 0.7 |  |  |  | 0 | 1 | 0 | 0 | 0 | 0 | 0 | 0 | 0 | 0 | 0 | 0 | 2009 Qtr 1: 0; 2009 Qtr 2: 0; 2009 Qtr 3: 1; 2009 Qtr 4: 0; 2010 Qtr 1: 0; 2010 Qtr 2: 0; 2010 Qtr 3: 0; 2010 Qtr 4: 0; 2011 Qtr 1: 0; 2011 Qtr 2: 0; 2011 Qtr 3: 0; 2011 Qtr 4: 0 | 1
SDGE3012_EXP_EXP-ExpressEfficiencyRebateProgram | 213085-Refrigeration -Strip Curtains for Walk-ins |  | System | Commercial | 20-RFF-Restaurant–FastFood-Refrig | 0 |  |  |  |  | 10.2164 | 3 | 0 | 0 | 0 | 7.2164 | 465 |  | kWh | 0.053 | 0 | Commercial | [7 empty] | 4 | 0.46 |  |  |  | 0 | 750 | 0 | 0 | 0 | 0 | 0 | 0 | 0 | 0 | 0 | 0 | 2009 Qtr 1: 0; 2009 Qtr 2: 0; 2009 Qtr 3: 0; 2009 Qtr 4: 750; 2010 Qtr 1: 0; 2010 Qtr 2: 0; 2010 Qtr 3: 0; 2010 Qtr 4: 0; 2011 Qtr 1: 0; 2011 Qtr 2: 0; 2011 Qtr 3: 0; 2011 Qtr 4: 0 | 750
SDGE3012_EXP_EXP-ExpressEfficiencyRebateProgram | 213147-Premium T8 with T12 34Watt Baseline |  | System | Commercial | 18-OFS-Office–Small-IntLight | 0 |  |  |  |  | 32.3249 | 6.9379 | 0 | 0 | 0 | 25.387 | 50.5326 |  | kWh | 0.01079 | 0 | Commercial | [7 empty] | 15 | 0.78 |  |  |  | 0 | 467.7809 | 0 | 0 | 0 | 0 | 0 | 0 | 0 | 0 | 0 | 0 | 2009 Qtr 1: 0; 2009 Qtr 2: 0; 2009 Qtr 3: 467.7809; 2009 Qtr 4: 0; 2010 Qtr 1: 0; 2010 Qtr 2: 0; 2010 Qtr 3: 0; 2010 Qtr 4: 0; 2011 Qtr 1: 0; 2011 Qtr 2: 0; 2011 Qtr 3: 0; 2011 Qtr 4: 0 | 467.7809
SDGE3012_EXP_EXP-ExpressEfficiencyRebateProgram | 213053-Lighting - Remove 4 Ft T-8 (De-Lamp) |  | System | Commercial | [6 empty] | 12.4625 | 11.5631 | 0 | 0 | 0 | 0.89935 | 137.2559 |  | 0 | 0.026384 | -2.5676 | Commercial |  | Winter Only | [5 empty] | 15 | 0.77 |  |  |  | 0 | 181.3526 | 0 | 0 | 0 | 0 | 0 | 0 | 0 | 0 | 0 | 0 | 2009 Qtr 1: 0; 2009 Qtr 2: 0; 2009 Qtr 3: 181.3526; 2009 Qtr 4: 0; 2010 Qtr 1: 0; 2010 Qtr 2: 0; 2010 Qtr 3: 0; 2010 Qtr 4: 0; 2011 Qtr 1: 0; 2011 Qtr 2: 0; 2011 Qtr 3: 0; 2011 Qtr 4: 0 | 181.3526
SDGE3012_EXP_EXP-ExpressEfficiencyRebateProgram | 213230-Lighting - Occupancy Sensor - High-Bay Sensor |  | System | Commercial | 01-ALC-AllCommercial-IntLight | 0 |  |  |  |  | 221.37 | 90 | 0 | 0 | 0 | 131.37 | 2048.6045 |  | kWh | 0.465 | 0 | Commercial | [7 empty] | 8 | 0.84 |  |  |  | 0 | 83 | 0 | 0 | 0 | 0 | 0 | 0 | 0 | 0 | 0 | 0 | 2009 Qtr 1: 0; 2009 Qtr 2: 0; 2009 Qtr 3: 83; 2009 Qtr 4: 0; 2010 Qtr 1: 0; 2010 Qtr 2: 0; 2010 Qtr 3: 0; 2010 Qtr 4: 0; 2011 Qtr 1: 0; 2011 Qtr 2: 0; 2011 Qtr 3: 0; 2011 Qtr 4: 0 | 83
SDGE3012_EXP_EXP-ExpressEfficiencyRebateProgram | 213085-Refrigeration -Strip Curtains for Walk-ins |  | System | Commercial | 20-RFF-Restaurant–FastFood-Refrig | 0 |  |  |  |  | 10.2164 | 3.0941 | 0 | 0 | 0 | 7.1223 | 465 |  | kWh | 0.053 | 0 | Commercial | [7 empty] | 4 | 0.46 |  |  |  | 0 | 22 | 0 | 0 | 0 | 0 | 0 | 0 | 0 | 0 | 0 | 0 | 2009 Qtr 1: 0; 2009 Qtr 2: 0; 2009 Qtr 3: 0; 2009 Qtr 4: 22; 2010 Qtr 1: 0; 2010 Qtr 2: 0; 2010 Qtr 3: 0; 2010 Qtr 4: 0; 2011 Qtr 1: 0; 2011 Qtr 2: 0; 2011 Qtr 3: 0; 2011 Qtr 4: 0 | 22
SDGE3012_EXP_EXP-ExpressEfficiencyRebateProgram | 213084-Refrigeration -Cooler/Freezer Door Gaskets - Solid Doors: Cooler |  | System | Commercial | 09-GRO-Grocery-REFG | 0 |  |  |  |  | 2.25 | 4.0383 | 0 | 0 | 0 | -1.7883 | 104.55 |  | kWh | 0.01195 | 0 | Commercial | [7 empty] | 4 | 0.76 |  |  |  | 0 | 69 | 0 | 0 | 0 | 0 | 0 | 0 | 0 | 0 | 0 | 0 | 2009 Qtr 1: 0; 2009 Qtr 2: 0; 2009 Qtr 3: 0; 2009 Qtr 4: 69; 2010 Qtr 1: 0; 2010 Qtr 2: 0; 2010 Qtr 3: 0; 2010 Qtr 4: 0; 2011 Qtr 1: 0; 2011 Qtr 2: 0; 2011 Qtr 3: 0; 2011 Qtr 4: 0 | 69
SDGE3012_EXP_EXP-ExpressEfficiencyRebateProgram | 213085-Refrigeration -Strip Curtains for Walk-ins |  | System | Commercial | 20-RFF-Restaurant–FastFood-Refrig | 0 |  |  |  |  | 10.2164 | 3.0346 | 0 | 0 | 0 | 7.1818 | 465 |  | kWh | 0.053 | 0 | Commercial | [7 empty] | 4 | 0.46 |  |  |  | 0 | 84 | 0 | 0 | 0 | 0 | 0 | 0 | 0 | 0 | 0 | 0 | 2009 Qtr 1: 0; 2009 Qtr 2: 0; 2009 Qtr 3: 84; 2009 Qtr 4: 0; 2010 Qtr 1: 0; 2010 Qtr 2: 0; 2010 Qtr 3: 0; 2010 Qtr 4: 0; 2011 Qtr 1: 0; 2011 Qtr 2: 0; 2011 Qtr 3: 0; 2011 Qtr 4: 0 | 84
SDGE3012_EXP_EXP-ExpressEfficiencyRebateProgram | 213084-Refrigeration -Cooler/Freezer Door Gaskets - Solid Doors: Cooler |  | System | Commercial | 09-GRO-Grocery-REFG | 0 |  |  |  |  | 2.25 | 4.0102 | 0 | 0 | 0 | -1.7602 | 104.55 |  | kWh | 0.01195 | 0 | Commercial | [7 empty] | 4 | 0.76 |  |  |  | 0 | 348 | 0 | 0 | 0 | 0 | 0 | 0 | 0 | 0 | 0 | 0 | 2009 Qtr 1: 0; 2009 Qtr 2: 0; 2009 Qtr 3: 348; 2009 Qtr 4: 0; 2010 Qtr 1: 0; 2010 Qtr 2: 0; 2010 Qtr 3: 0; 2010 Qtr 4: 0; 2011 Qtr 1: 0; 2011 Qtr 2: 0; 2011 Qtr 3: 0; 2011 Qtr 4: 0 | 348
SDGE3012_EXP_EXP-ExpressEfficiencyRebateProgram | 213067-Refrigeration - Food Service -Auto Closer for Main Cooler Doors |  | System | Commercial | 09-GRO-Grocery-REFG | 0 |  |  |  |  | 408.8836 | 103 | 0 | 0 | 0 | 305.8836 | 1075.009 |  | kWh | 0.20794 | -0.053375 | Commercial |  | Annual | [5 empty] | 8 | 0.7 |  |  |  | 0 | 1 | 0 | 0 | 0 | 0 | 0 | 0 | 0 | 0 | 0 | 0 | 2009 Qtr 1: 0; 2009 Qtr 2: 0; 2009 Qtr 3: 1; 2009 Qtr 4: 0; 2010 Qtr 1: 0; 2010 Qtr 2: 0; 2010 Qtr 3: 0; 2010 Qtr 4: 0; 2011 Qtr 1: 0; 2011 Qtr 2: 0; 2011 Qtr 3: 0; 2011 Qtr 4: 0 | 1
SDGE3012_EXP_EXP-ExpressEfficiencyRebateProgram | 213085-Refrigeration -Strip Curtains for Walk-ins |  | System | Commercial | 20-RFF-Restaurant–FastFood-Refrig | 0 |  |  |  |  | 10.2164 | 3.03 | 0 | 0 | 0 | 7.1864 | 465 |  | kWh | 0.053 | 0 | Commercial | [7 empty] | 4 | 0.46 |  |  |  | 0 | 44 | 0 | 0 | 0 | 0 | 0 | 0 | 0 | 0 | 0 | 0 | 2009 Qtr 1: 0; 2009 Qtr 2: 0; 2009 Qtr 3: 44; 2009 Qtr 4: 0; 2010 Qtr 1: 0; 2010 Qtr 2: 0; 2010 Qtr 3: 0; 2010 Qtr 4: 0; 2011 Qtr 1: 0; 2011 Qtr 2: 0; 2011 Qtr 3: 0; 2011 Qtr 4: 0 | 44
SDGE3012_EXP_EXP-ExpressEfficiencyRebateProgram | 213084-Refrigeration -Cooler/Freezer Door Gaskets - Solid Doors: Cooler |  | System | Commercial | 09-GRO-Grocery-REFG | 0 |  |  |  |  | 2.25 | 4.0031 | 0 | 0 | 0 | -1.7531 | 104.55 |  | kWh | 0.01195 | 0 | Commercial | [7 empty] | 4 | 0.76 |  |  |  | 0 | 301 | 0 | 0 | 0 | 0 | 0 | 0 | 0 | 0 | 0 | 0 | 2009 Qtr 1: 0; 2009 Qtr 2: 0; 2009 Qtr 3: 301; 2009 Qtr 4: 0; 2010 Qtr 1: 0; 2010 Qtr 2: 0; 2010 Qtr 3: 0; 2010 Qtr 4: 0; 2011 Qtr 1: 0; 2011 Qtr 2: 0; 2011 Qtr 3: 0; 2011 Qtr 4: 0 | 301
SDGE3012_EXP_EXP-ExpressEfficiencyRebateProgram | 213067-Refrigeration - Food Service -Auto Closer for Main Cooler Doors |  | System | Commercial | 09-GRO-Grocery-REFG | 0 |  |  |  |  | 408.8836 | 103 | 0 | 0 | 0 | 305.8836 | 1075.009 |  | kWh | 0.20794 | -0.053375 | Commercial |  | Annual | [5 empty] | 8 | 0.7 |  |  |  | 0 | 2 | 0 | 0 | 0 | 0 | 0 | 0 | 0 | 0 | 0 | 0 | 2009 Qtr 1: 0; 2009 Qtr 2: 0; 2009 Qtr 3: 2; 2009 Qtr 4: 0; 2010 Qtr 1: 0; 2010 Qtr 2: 0; 2010 Qtr 3: 0; 2010 Qtr 4: 0; 2011 Qtr 1: 0; 2011 Qtr 2: 0; 2011 Qtr 3: 0; 2011 Qtr 4: 0 | 2
SDGE3012_EXP_EXP-ExpressEfficiencyRebateProgram | 213068-Refrigeration - Food Service -Auto Closer for Main Freezer Doors |  | System | Commercial | 09-GRO-Grocery-REFG | 0 |  |  |  |  | 382.2546 | 160.5 | 0 | 0 | 0 | 221.7546 | 2785.8135 |  | kWh | 0.27593 | -0.026688 | Commercial | [7 empty] | 8 | 0.7 |  |  |  | 0 | 1 | 0 | 0 | 0 | 0 | 0 | 0 | 0 | 0 | 0 | 0 | 2009 Qtr 1: 0; 2009 Qtr 2: 0; 2009 Qtr 3: 1; 2009 Qtr 4: 0; 2010 Qtr 1: 0; 2010 Qtr 2: 0; 2010 Qtr 3: 0; 2010 Qtr 4: 0; 2011 Qtr 1: 0; 2011 Qtr 2: 0; 2011 Qtr 3: 0; 2011 Qtr 4: 0 | 1
SDGE3012_EXP_EXP-ExpressEfficiencyRebateProgram | 213085-Refrigeration -Strip Curtains for Walk-ins |  | System | Commercial | 20-RFF-Restaurant–FastFood-Refrig | 0 |  |  |  |  | 10.2164 | 3.1064 | 0 | 0 | 0 | 7.1101 | 465 |  | kWh | 0.053 | 0 | Commercial | [7 empty] | 4 | 0.46 |  |  |  | 0 | 22 | 0 | 0 | 0 | 0 | 0 | 0 | 0 | 0 | 0 | 0 | 2009 Qtr 1: 0; 2009 Qtr 2: 0; 2009 Qtr 3: 0; 2009 Qtr 4: 22; 2010 Qtr 1: 0; 2010 Qtr 2: 0; 2010 Qtr 3: 0; 2010 Qtr 4: 0; 2011 Qtr 1: 0; 2011 Qtr 2: 0; 2011 Qtr 3: 0; 2011 Qtr 4: 0 | 22
SDGE3012_EXP_EXP-ExpressEfficiencyRebateProgram | 213084-Refrigeration -Cooler/Freezer Door Gaskets - Solid Doors: Cooler |  | System | Commercial | 09-GRO-Grocery-REFG | 0 |  |  |  |  | 2.25 | 4 | 0 | 0 | 0 | -1.75 | 104.55 |  | kWh | 0.01195 | 0 | Commercial | [7 empty] | 4 | 0.76 |  |  |  | 0 | 165 | 0 | 0 | 0 | 0 | 0 | 0 | 0 | 0 | 0 | 0 | 2009 Qtr 1: 0; 2009 Qtr 2: 0; 2009 Qtr 3: 0; 2009 Qtr 4: 165; 2010 Qtr 1: 0; 2010 Qtr 2: 0; 2010 Qtr 3: 0; 2010 Qtr 4: 0; 2011 Qtr 1: 0; 2011 Qtr 2: 0; 2011 Qtr 3: 0; 2011 Qtr 4: 0 | 165
SDGE3012_EXP_EXP-ExpressEfficiencyRebateProgram | 213116-Refrigeration -Cooler/Freezer Door Gaskets - Solid Doors: Freezer |  | System | Commercial | 09-GRO-Grocery-REFG | 0 |  |  |  |  | 4 | 4 | 0 | 0 | 0 | 0 | 104.55 |  | kWh | 0.01195 | 0 | Commercial | [7 empty] | 4 | 0.76 |  |  |  | 0 | 69 | 0 | 0 | 0 | 0 | 0 | 0 | 0 | 0 | 0 | 0 | 2009 Qtr 1: 0; 2009 Qtr 2: 0; 2009 Qtr 3: 0; 2009 Qtr 4: 69; 2010 Qtr 1: 0; 2010 Qtr 2: 0; 2010 Qtr 3: 0; 2010 Qtr 4: 0; 2011 Qtr 1: 0; 2011 Qtr 2: 0; 2011 Qtr 3: 0; 2011 Qtr 4: 0 | 69
SDGE3012_EXP_EXP-ExpressEfficiencyRebateProgram | 213085-Refrigeration -Strip Curtains for Walk-ins |  | System | Commercial | 20-RFF-Restaurant–FastFood-Refrig | 0 |  |  |  |  | 10.2164 | 3.0035 | 0 | 0 | 0 | 7.2129 | 465 |  | kWh | 0.053 | 0 | Commercial | [7 empty] | 4 | 0.46 |  |  |  | 0 | 43 | 0 | 0 | 0 | 0 | 0 | 0 | 0 | 0 | 0 | 0 | 2009 Qtr 1: 0; 2009 Qtr 2: 0; 2009 Qtr 3: 43; 2009 Qtr 4: 0; 2010 Qtr 1: 0; 2010 Qtr 2: 0; 2010 Qtr 3: 0; 2010 Qtr 4: 0; 2011 Qtr 1: 0; 2011 Qtr 2: 0; 2011 Qtr 3: 0; 2011 Qtr 4: 0 | 43
SDGE3012_EXP_EXP-ExpressEfficiencyRebateProgram | 213084-Refrigeration -Cooler/Freezer Door Gaskets - Solid Doors: Cooler |  | System | Commercial | 09-GRO-Grocery-REFG | 0 |  |  |  |  | 2.25 | 4.0062 | 0 | 0 | 0 | -1.7562 | 104.55 |  | kWh | 0.01195 | 0 | Commercial | [7 empty] | 4 | 0.76 |  |  |  | 0 | 187 | 0 | 0 | 0 | 0 | 0 | 0 | 0 | 0 | 0 | 0 | 2009 Qtr 1: 0; 2009 Qtr 2: 0; 2009 Qtr 3: 187; 2009 Qtr 4: 0; 2010 Qtr 1: 0; 2010 Qtr 2: 0; 2010 Qtr 3: 0; 2010 Qtr 4: 0; 2011 Qtr 1: 0; 2011 Qtr 2: 0; 2011 Qtr 3: 0; 2011 Qtr 4: 0 | 187
SDGE3012_EXP_EXP-ExpressEfficiencyRebateProgram | 213067-Refrigeration - Food Service -Auto Closer for Main Cooler Doors |  | System | Commercial | 09-GRO-Grocery-REFG | 0 |  |  |  |  | 408.8836 | 103 | 0 | 0 | 0 | 305.8836 | 1075.009 |  | kWh | 0.20794 | -0.053375 | Commercial |  | Annual | [5 empty] | 8 | 0.7 |  |  |  | 0 | 2 | 0 | 0 | 0 | 0 | 0 | 0 | 0 | 0 | 0 | 0 | 2009 Qtr 1: 0; 2009 Qtr 2: 0; 2009 Qtr 3: 2; 2009 Qtr 4: 0; 2010 Qtr 1: 0; 2010 Qtr 2: 0; 2010 Qtr 3: 0; 2010 Qtr 4: 0; 2011 Qtr 1: 0; 2011 Qtr 2: 0; 2011 Qtr 3: 0; 2011 Qtr 4: 0 | 2
SDGE3012_EXP_EXP-ExpressEfficiencyRebateProgram | 213068-Refrigeration - Food Service -Auto Closer for Main Freezer Doors |  | System | Commercial | 09-GRO-Grocery-REFG | 0 |  |  |  |  | 382.2546 | 160.5 | 0 | 0 | 0 | 221.7546 | 2785.8135 |  | kWh | 0.27593 | -0.026688 | Commercial | [7 empty] | 8 | 0.7 |  |  |  | 0 | 1 | 0 | 0 | 0 | 0 | 0 | 0 | 0 | 0 | 0 | 0 | 2009 Qtr 1: 0; 2009 Qtr 2: 0; 2009 Qtr 3: 1; 2009 Qtr 4: 0; 2010 Qtr 1: 0; 2010 Qtr 2: 0; 2010 Qtr 3: 0; 2010 Qtr 4: 0; 2011 Qtr 1: 0; 2011 Qtr 2: 0; 2011 Qtr 3: 0; 2011 Qtr 4: 0 | 1
SDGE3012_EXP_EXP-ExpressEfficiencyRebateProgram | 213230-Lighting - Occupancy Sensor - High-Bay Sensor |  | System | Commercial | 01-ALC-AllCommercial-IntLight | 0 |  |  |  |  | 221.37 | 100 | 0 | 0 | 0 | 121.37 | 2048.6045 |  | kWh | 0.465 | 0 | Commercial | [7 empty] | 8 | 0.84 |  |  |  | 0 | 291 | 0 | 0 | 0 | 0 | 0 | 0 | 0 | 0 | 0 | 0 | 2009 Qtr 1: 0; 2009 Qtr 2: 0; 2009 Qtr 3: 291; 2009 Qtr 4: 0; 2010 Qtr 1: 0; 2010 Qtr 2: 0; 2010 Qtr 3: 0; 2010 Qtr 4: 0; 2011 Qtr 1: 0; 2011 Qtr 2: 0; 2011 Qtr 3: 0; 2011 Qtr 4: 0 | 291
SDGE3012_EXP_EXP-ExpressEfficiencyRebateProgram | 213147-Premium T8 with T12 34Watt Baseline |  | System | Commercial | 18-OFS-Office–Small-IntLight | 0 |  |  |  |  | 32.3249 | 7.7087 | 0 | 0 | 0 | 24.6162 | 50.5326 |  | kWh | 0.01079 | 0 | Commercial | [7 empty] | 15 | 0.78 |  |  |  | 0 | 1229.7733 | 0 | 0 | 0 | 0 | 0 | 0 | 0 | 0 | 0 | 0 | 2009 Qtr 1: 0; 2009 Qtr 2: 0; 2009 Qtr 3: 1229.7733; 2009 Qtr 4: 0; 2010 Qtr 1: 0; 2010 Qtr 2: 0; 2010 Qtr 3: 0; 2010 Qtr 4: 0; 2011 Qtr 1: 0; 2011 Qtr 2: 0; 2011 Qtr 3: 0; 2011 Qtr 4: 0 | 1229.7733
SDGE3012_EXP_EXP-ExpressEfficiencyRebateProgram | 213053-Lighting - Remove 4 Ft T-8 (De-Lamp) |  | System | Commercial | [6 empty] | 12.4625 | 12.8479 | 0 | 0 | 0 | -0.38544 | 137.2559 |  | 0 | 0.026384 | -2.5676 | Commercial |  | Winter Only | [5 empty] | 15 | 0.77 |  |  |  | 0 | 619.5567 | 0 | 0 | 0 | 0 | 0 | 0 | 0 | 0 | 0 | 0 | 2009 Qtr 1: 0; 2009 Qtr 2: 0; 2009 Qtr 3: 619.5567; 2009 Qtr 4: 0; 2010 Qtr 1: 0; 2010 Qtr 2: 0; 2010 Qtr 3: 0; 2010 Qtr 4: 0; 2011 Qtr 1: 0; 2011 Qtr 2: 0; 2011 Qtr 3: 0; 2011 Qtr 4: 0 | 619.5567
SDGE3012_EXP_EXP-ExpressEfficiencyRebateProgram | 213222-Lighting - Screw in 14-26 Watt Lamp |  | System | Commercial | [6 empty] | 6.3587 | 8.101 | 0 | 0 | 0 | -1.7423 | 194.1729 |  | 0 | 0.038993 | -2.6224 | Commercial |  | Winter Only | [5 empty] | 2.47 | 0.81 |  |  |  | 0.797 | 6.9128 | 0 | 0 | 0 | 0 | 0 | 0 | 0 | 0 | 0 | 0 | 2009 Qtr 1: 0; 2009 Qtr 2: 0; 2009 Qtr 3: 6.9128; 2009 Qtr 4: 0; 2010 Qtr 1: 0; 2010 Qtr 2: 0; 2010 Qtr 3: 0; 2010 Qtr 4: 0; 2011 Qtr 1: 0; 2011 Qtr 2: 0; 2011 Qtr 3: 0; 2011 Qtr 4: 0 | 6.9128
SDGE3012_EXP_EXP-ExpressEfficiencyRebateProgram | 213049-Lighting - LED Exit Sign New Sign |  | System | Commercial | 25-SCN-Storage–Conditioned-Exit | 0 |  |  |  |  | 65.4374 | 45 | 0 | 0 | 0 | 20.4374 | 351.311 |  | kWh | 0 | 0 | Commercial | [7 empty] | 16 | 0.85 |  |  |  | 0 | 6 | 0 | 0 | 0 | 0 | 0 | 0 | 0 | 0 | 0 | 0 | 2009 Qtr 1: 0; 2009 Qtr 2: 0; 2009 Qtr 3: 6; 2009 Qtr 4: 0; 2010 Qtr 1: 0; 2010 Qtr 2: 0; 2010 Qtr 3: 0; 2010 Qtr 4: 0; 2011 Qtr 1: 0; 2011 Qtr 2: 0; 2011 Qtr 3: 0; 2011 Qtr 4: 0 | 6
SDGE3012_EXP_EXP-ExpressEfficiencyRebateProgram | 213230-Lighting - Occupancy Sensor - High-Bay Sensor |  | System | Commercial | 01-ALC-AllCommercial-IntLight | 0 |  |  |  |  | 221.37 | 95.5 | 0 | 0 | 0 | 125.87 | 2048.6045 |  | kWh | 0.465 | 0 | Commercial | [7 empty] | 8 | 0.84 |  |  |  | 0 | 99 | 0 | 0 | 0 | 0 | 0 | 0 | 0 | 0 | 0 | 0 | 2009 Qtr 1: 0; 2009 Qtr 2: 0; 2009 Qtr 3: 99; 2009 Qtr 4: 0; 2010 Qtr 1: 0; 2010 Qtr 2: 0; 2010 Qtr 3: 0; 2010 Qtr 4: 0; 2011 Qtr 1: 0; 2011 Qtr 2: 0; 2011 Qtr 3: 0; 2011 Qtr 4: 0 | 99
SDGE3012_EXP_EXP-ExpressEfficiencyRebateProgram | 213084-Refrigeration -Cooler/Freezer Door Gaskets - Solid Doors: Cooler |  | System | Commercial | 09-GRO-Grocery-REFG | 0 |  |  |  |  | 2.25 | 4 | 0 | 0 | 0 | -1.75 | 104.55 |  | kWh | 0.01195 | 0 | Commercial | [7 empty] | 4 | 0.76 |  |  |  | 0 | 137 | 0 | 0 | 0 | 0 | 0 | 0 | 0 | 0 | 0 | 0 | 2009 Qtr 1: 0; 2009 Qtr 2: 0; 2009 Qtr 3: 0; 2009 Qtr 4: 137; 2010 Qtr 1: 0; 2010 Qtr 2: 0; 2010 Qtr 3: 0; 2010 Qtr 4: 0; 2011 Qtr 1: 0; 2011 Qtr 2: 0; 2011 Qtr 3: 0; 2011 Qtr 4: 0 | 137
SDGE3012_EXP_EXP-ExpressEfficiencyRebateProgram | 213083-Refrigeration -Cooler/Freezer Door Gaskets - Glass Doors |  | System | Commercial | 09-GRO-Grocery-REFG | 0 |  |  |  |  | 2.25 | 4 | 0 | 0 | 0 | -1.75 | 104.55 |  | kWh | 0.01195 | 0 | Commercial | [7 empty] | 4 | 0.76 |  |  |  | 0 | 26 | 0 | 0 | 0 | 0 | 0 | 0 | 0 | 0 | 0 | 0 | 2009 Qtr 1: 0; 2009 Qtr 2: 0; 2009 Qtr 3: 0; 2009 Qtr 4: 26; 2010 Qtr 1: 0; 2010 Qtr 2: 0; 2010 Qtr 3: 0; 2010 Qtr 4: 0; 2011 Qtr 1: 0; 2011 Qtr 2: 0; 2011 Qtr 3: 0; 2011 Qtr 4: 0 | 26
SDGE3012_EXP_EXP-ExpressEfficiencyRebateProgram | 213084-Refrigeration -Cooler/Freezer Door Gaskets - Solid Doors: Cooler |  | System | Commercial | 09-GRO-Grocery-REFG | 0 |  |  |  |  | 2.25 | 4.0184 | 0 | 0 | 0 | -1.7684 | 104.55 |  | kWh | 0.01195 | 0 | Commercial | [7 empty] | 4 | 0.76 |  |  |  | 0 | 170 | 0 | 0 | 0 | 0 | 0 | 0 | 0 | 0 | 0 | 0 | 2009 Qtr 1: 0; 2009 Qtr 2: 0; 2009 Qtr 3: 170; 2009 Qtr 4: 0; 2010 Qtr 1: 0; 2010 Qtr 2: 0; 2010 Qtr 3: 0; 2010 Qtr 4: 0; 2011 Qtr 1: 0; 2011 Qtr 2: 0; 2011 Qtr 3: 0; 2011 Qtr 4: 0 | 170
SDGE3012_EXP_EXP-ExpressEfficiencyRebateProgram | 213067-Refrigeration - Food Service -Auto Closer for Main Cooler Doors |  | System | Commercial | 09-GRO-Grocery-REFG | 0 |  |  |  |  | 408.8836 | 103 | 0 | 0 | 0 | 305.8836 | 1075.009 |  | kWh | 0.20794 | -0.053375 | Commercial |  | Annual | [5 empty] | 8 | 0.7 |  |  |  | 0 | 1 | 0 | 0 | 0 | 0 | 0 | 0 | 0 | 0 | 0 | 0 | 2009 Qtr 1: 0; 2009 Qtr 2: 0; 2009 Qtr 3: 1; 2009 Qtr 4: 0; 2010 Qtr 1: 0; 2010 Qtr 2: 0; 2010 Qtr 3: 0; 2010 Qtr 4: 0; 2011 Qtr 1: 0; 2011 Qtr 2: 0; 2011 Qtr 3: 0; 2011 Qtr 4: 0 | 1
SDGE3012_EXP_EXP-ExpressEfficiencyRebateProgram | 213068-Refrigeration - Food Service -Auto Closer for Main Freezer Doors |  | System | Commercial | 09-GRO-Grocery-REFG | 0 |  |  |  |  | 382.2546 | 160.5 | 0 | 0 | 0 | 221.7546 | 2785.8135 |  | kWh | 0.27593 | -0.026688 | Commercial | [7 empty] | 8 | 0.7 |  |  |  | 0 | 1 | 0 | 0 | 0 | 0 | 0 | 0 | 0 | 0 | 0 | 0 | 2009 Qtr 1: 0; 2009 Qtr 2: 0; 2009 Qtr 3: 1; 2009 Qtr 4: 0; 2010 Qtr 1: 0; 2010 Qtr 2: 0; 2010 Qtr 3: 0; 2010 Qtr 4: 0; 2011 Qtr 1: 0; 2011 Qtr 2: 0; 2011 Qtr 3: 0; 2011 Qtr 4: 0 | 1
SDGE3012_EXP_EXP-ExpressEfficiencyRebateProgram | 213082-Refrigeration - Vending Machine Controller |  | System | Commercial | 09-GRO-Grocery-REFG | 0 |  |  |  |  | 215.5 | 155 | 0 | 0 | 0 | 60.5 | 1612 |  | kWh | 0 | 0 | Commercial | [7 empty] | 5 | 0.7 |  |  |  | 0 | 2 | 0 | 0 | 0 | 0 | 0 | 0 | 0 | 0 | 0 | 0 | 2009 Qtr 1: 0; 2009 Qtr 2: 0; 2009 Qtr 3: 0; 2009 Qtr 4: 2; 2010 Qtr 1: 0; 2010 Qtr 2: 0; 2010 Qtr 3: 0; 2010 Qtr 4: 0; 2011 Qtr 1: 0; 2011 Qtr 2: 0; 2011 Qtr 3: 0; 2011 Qtr 4: 0 | 2
SDGE3012_EXP_EXP-ExpressEfficiencyRebateProgram | 213085-Refrigeration -Strip Curtains for Walk-ins |  | System | Commercial | 20-RFF-Restaurant–FastFood-Refrig | 0 |  |  |  |  | 10.2164 | 3.0095 | 0 | 0 | 0 | 7.2069 | 465 |  | kWh | 0.053 | 0 | Commercial | [7 empty] | 4 | 0.46 |  |  |  | 0 | 101 | 0 | 0 | 0 | 0 | 0 | 0 | 0 | 0 | 0 | 0 | 2009 Qtr 1: 0; 2009 Qtr 2: 0; 2009 Qtr 3: 101; 2009 Qtr 4: 0; 2010 Qtr 1: 0; 2010 Qtr 2: 0; 2010 Qtr 3: 0; 2010 Qtr 4: 0; 2011 Qtr 1: 0; 2011 Qtr 2: 0; 2011 Qtr 3: 0; 2011 Qtr 4: 0 | 101
SDGE3012_EXP_EXP-ExpressEfficiencyRebateProgram | 213084-Refrigeration -Cooler/Freezer Door Gaskets - Solid Doors: Cooler |  | System | Commercial | 09-GRO-Grocery-REFG | 0 |  |  |  |  | 2.25 | 4.0106 | 0 | 0 | 0 | -1.7606 | 104.55 |  | kWh | 0.01195 | 0 | Commercial | [7 empty] | 4 | 0.76 |  |  |  | 0 | 342 | 0 | 0 | 0 | 0 | 0 | 0 | 0 | 0 | 0 | 0 | 2009 Qtr 1: 0; 2009 Qtr 2: 0; 2009 Qtr 3: 342; 2009 Qtr 4: 0; 2010 Qtr 1: 0; 2010 Qtr 2: 0; 2010 Qtr 3: 0; 2010 Qtr 4: 0; 2011 Qtr 1: 0; 2011 Qtr 2: 0; 2011 Qtr 3: 0; 2011 Qtr 4: 0 | 342
SDGE3012_EXP_EXP-ExpressEfficiencyRebateProgram | 213067-Refrigeration - Food Service -Auto Closer for Main Cooler Doors |  | System | Commercial | 09-GRO-Grocery-REFG | 0 |  |  |  |  | 408.8836 | 103 | 0 | 0 | 0 | 305.8836 | 1075.009 |  | kWh | 0.20794 | -0.053375 | Commercial |  | Annual | [5 empty] | 8 | 0.7 |  |  |  | 0 | 3 | 0 | 0 | 0 | 0 | 0 | 0 | 0 | 0 | 0 | 0 | 2009 Qtr 1: 0; 2009 Qtr 2: 0; 2009 Qtr 3: 3; 2009 Qtr 4: 0; 2010 Qtr 1: 0; 2010 Qtr 2: 0; 2010 Qtr 3: 0; 2010 Qtr 4: 0; 2011 Qtr 1: 0; 2011 Qtr 2: 0; 2011 Qtr 3: 0; 2011 Qtr 4: 0 | 3
SDGE3012_EXP_EXP-ExpressEfficiencyRebateProgram | 213068-Refrigeration - Food Service -Auto Closer for Main Freezer Doors |  | System | Commercial | 09-GRO-Grocery-REFG | 0 |  |  |  |  | 382.2546 | 160.5 | 0 | 0 | 0 | 221.7546 | 2785.8135 |  | kWh | 0.27593 | -0.026688 | Commercial | [7 empty] | 8 | 0.7 |  |  |  | 0 | 1 | 0 | 0 | 0 | 0 | 0 | 0 | 0 | 0 | 0 | 0 | 2009 Qtr 1: 0; 2009 Qtr 2: 0; 2009 Qtr 3: 1; 2009 Qtr 4: 0; 2010 Qtr 1: 0; 2010 Qtr 2: 0; 2010 Qtr 3: 0; 2010 Qtr 4: 0; 2011 Qtr 1: 0; 2011 Qtr 2: 0; 2011 Qtr 3: 0; 2011 Qtr 4: 0 | 1
SDGE3012_EXP_EXP-ExpressEfficiencyRebateProgram | 213084-Refrigeration -Cooler/Freezer Door Gaskets - Solid Doors: Cooler |  | System | Commercial | 09-GRO-Grocery-REFG | 0 |  |  |  |  | 2.25 | 4.0026 | 0 | 0 | 0 | -1.7526 | 104.55 |  | kWh | 0.01195 | 0 | Commercial | [7 empty] | 4 | 0.76 |  |  |  | 0 | 517 | 0 | 0 | 0 | 0 | 0 | 0 | 0 | 0 | 0 | 0 | 2009 Qtr 1: 0; 2009 Qtr 2: 0; 2009 Qtr 3: 517; 2009 Qtr 4: 0; 2010 Qtr 1: 0; 2010 Qtr 2: 0; 2010 Qtr 3: 0; 2010 Qtr 4: 0; 2011 Qtr 1: 0; 2011 Qtr 2: 0; 2011 Qtr 3: 0; 2011 Qtr 4: 0 | 517
SDGE3012_EXP_EXP-ExpressEfficiencyRebateProgram | 213083-Refrigeration -Cooler/Freezer Door Gaskets - Glass Doors |  | System | Commercial | 09-GRO-Grocery-REFG | 0 |  |  |  |  | 2.25 | 4 | 0 | 0 | 0 | -1.75 | 104.55 |  | kWh | 0.01195 | 0 | Commercial | [7 empty] | 4 | 0.76 |  |  |  | 0 | 821 | 0 | 0 | 0 | 0 | 0 | 0 | 0 | 0 | 0 | 0 | 2009 Qtr 1: 0; 2009 Qtr 2: 0; 2009 Qtr 3: 0; 2009 Qtr 4: 821; 2010 Qtr 1: 0; 2010 Qtr 2: 0; 2010 Qtr 3: 0; 2010 Qtr 4: 0; 2011 Qtr 1: 0; 2011 Qtr 2: 0; 2011 Qtr 3: 0; 2011 Qtr 4: 0 | 821
SDGE3012_EXP_EXP-ExpressEfficiencyRebateProgram | 213147-Premium T8 with T12 34Watt Baseline |  | System | Commercial | 18-OFS-Office–Small-IntLight | 0 |  |  |  |  | 32.3249 | 7.7087 | 0 | 0 | 0 | 24.6162 | 50.5326 |  | kWh | 0.01079 | 0 | Commercial | [7 empty] | 15 | 0.78 |  |  |  | 0 | 200.8111 | 0 | 0 | 0 | 0 | 0 | 0 | 0 | 0 | 0 | 0 | 2009 Qtr 1: 0; 2009 Qtr 2: 0; 2009 Qtr 3: 0; 2009 Qtr 4: 200.8111; 2010 Qtr 1: 0; 2010 Qtr 2: 0; 2010 Qtr 3: 0; 2010 Qtr 4: 0; 2011 Qtr 1: 0; 2011 Qtr 2: 0; 2011 Qtr 3: 0; 2011 Qtr 4: 0 | 200.8111
SDGE3012_EXP_EXP-ExpressEfficiencyRebateProgram | 213053-Lighting - Remove 4 Ft T-8 (De-Lamp) |  | System | Commercial | [6 empty] | 12.4625 | 12.8479 | 0 | 0 | 0 | -0.38544 | 137.2559 |  | 0 | 0.026384 | -2.5676 | Commercial |  | Winter Only | [5 empty] | 15 | 0.77 |  |  |  | 0 | 42.0302 | 0 | 0 | 0 | 0 | 0 | 0 | 0 | 0 | 0 | 0 | 2009 Qtr 1: 0; 2009 Qtr 2: 0; 2009 Qtr 3: 0; 2009 Qtr 4: 42.0302; 2010 Qtr 1: 0; 2010 Qtr 2: 0; 2010 Qtr 3: 0; 2010 Qtr 4: 0; 2011 Qtr 1: 0; 2011 Qtr 2: 0; 2011 Qtr 3: 0; 2011 Qtr 4: 0 | 42.0302
SDGE3012_EXP_EXP-ExpressEfficiencyRebateProgram | 213082-Refrigeration - Vending Machine Controller |  | System | Commercial | 09-GRO-Grocery-REFG | 0 |  |  |  |  | 215.5 | 155 | 0 | 0 | 0 | 60.5 | 1612 |  | kWh | 0 | 0 | Commercial | [7 empty] | 5 | 0.7 |  |  |  | 0 | 7 | 0 | 0 | 0 | 0 | 0 | 0 | 0 | 0 | 0 | 0 | 2009 Qtr 1: 0; 2009 Qtr 2: 0; 2009 Qtr 3: 0; 2009 Qtr 4: 7; 2010 Qtr 1: 0; 2010 Qtr 2: 0; 2010 Qtr 3: 0; 2010 Qtr 4: 0; 2011 Qtr 1: 0; 2011 Qtr 2: 0; 2011 Qtr 3: 0; 2011 Qtr 4: 0 | 7
SDGE3012_EXP_EXP-ExpressEfficiencyRebateProgram | 213082-Refrigeration - Vending Machine Controller |  | System | Commercial | 09-GRO-Grocery-REFG | 0 |  |  |  |  | 215.5 | 155 | 0 | 0 | 0 | 60.5 | 1612 |  | kWh | 0 | 0 | Commercial | [7 empty] | 5 | 0.7 |  |  |  | 0 | 7 | 0 | 0 | 0 | 0 | 0 | 0 | 0 | 0 | 0 | 0 | 2009 Qtr 1: 0; 2009 Qtr 2: 0; 2009 Qtr 3: 0; 2009 Qtr 4: 7; 2010 Qtr 1: 0; 2010 Qtr 2: 0; 2010 Qtr 3: 0; 2010 Qtr 4: 0; 2011 Qtr 1: 0; 2011 Qtr 2: 0; 2011 Qtr 3: 0; 2011 Qtr 4: 0 | 7
SDGE3012_EXP_EXP-ExpressEfficiencyRebateProgram | 213084-Refrigeration -Cooler/Freezer Door Gaskets - Solid Doors: Cooler |  | System | Commercial | 09-GRO-Grocery-REFG | 0 |  |  |  |  | 2.25 | 4.0088 | 0 | 0 | 0 | -1.7588 | 104.55 |  | kWh | 0.01195 | 0 | Commercial | [7 empty] | 4 | 0.76 |  |  |  | 0 | 219 | 0 | 0 | 0 | 0 | 0 | 0 | 0 | 0 | 0 | 0 | 2009 Qtr 1: 0; 2009 Qtr 2: 0; 2009 Qtr 3: 0; 2009 Qtr 4: 219; 2010 Qtr 1: 0; 2010 Qtr 2: 0; 2010 Qtr 3: 0; 2010 Qtr 4: 0; 2011 Qtr 1: 0; 2011 Qtr 2: 0; 2011 Qtr 3: 0; 2011 Qtr 4: 0 | 219
SDGE3012_EXP_EXP-ExpressEfficiencyRebateProgram | 213067-Refrigeration - Food Service -Auto Closer for Main Cooler Doors |  | System | Commercial | 09-GRO-Grocery-REFG | 0 |  |  |  |  | 408.8836 | 103 | 0 | 0 | 0 | 305.8836 | 1075.009 |  | kWh | 0.20794 | -0.053375 | Commercial |  | Annual | [5 empty] | 8 | 0.7 |  |  |  | 0 | 1 | 0 | 0 | 0 | 0 | 0 | 0 | 0 | 0 | 0 | 0 | 2009 Qtr 1: 0; 2009 Qtr 2: 0; 2009 Qtr 3: 0; 2009 Qtr 4: 1; 2010 Qtr 1: 0; 2010 Qtr 2: 0; 2010 Qtr 3: 0; 2010 Qtr 4: 0; 2011 Qtr 1: 0; 2011 Qtr 2: 0; 2011 Qtr 3: 0; 2011 Qtr 4: 0 | 1
SDGE3012_EXP_EXP-ExpressEfficiencyRebateProgram | 213147-Premium T8 with T12 34Watt Baseline |  | System | Commercial | 18-OFS-Office–Small-IntLight | 0 |  |  |  |  | 32.3249 | 7.7087 | 0 | 0 | 0 | 24.6162 | 50.5326 |  | kWh | 0.01079 | 0 | Commercial | [7 empty] | 15 | 0.78 |  |  |  | 0 | 49.8136 | 0 | 0 | 0 | 0 | 0 | 0 | 0 | 0 | 0 | 0 | 2009 Qtr 1: 0; 2009 Qtr 2: 0; 2009 Qtr 3: 49.8136; 2009 Qtr 4: 0; 2010 Qtr 1: 0; 2010 Qtr 2: 0; 2010 Qtr 3: 0; 2010 Qtr 4: 0; 2011 Qtr 1: 0; 2011 Qtr 2: 0; 2011 Qtr 3: 0; 2011 Qtr 4: 0 | 49.8136
SDGE3012_EXP_EXP-ExpressEfficiencyRebateProgram | 213230-Lighting - Occupancy Sensor - High-Bay Sensor |  | System | Commercial | 01-ALC-AllCommercial-IntLight | 0 |  |  |  |  | 221.37 | 95.5 | 0 | 0 | 0 | 125.87 | 2048.6045 |  | kWh | 0.465 | 0 | Commercial | [7 empty] | 8 | 0.84 |  |  |  | 0 | 32 | 0 | 0 | 0 | 0 | 0 | 0 | 0 | 0 | 0 | 0 | 2009 Qtr 1: 0; 2009 Qtr 2: 0; 2009 Qtr 3: 32; 2009 Qtr 4: 0; 2010 Qtr 1: 0; 2010 Qtr 2: 0; 2010 Qtr 3: 0; 2010 Qtr 4: 0; 2011 Qtr 1: 0; 2011 Qtr 2: 0; 2011 Qtr 3: 0; 2011 Qtr 4: 0 | 32
SDGE3012_EXP_EXP-ExpressEfficiencyRebateProgram | 213221-Lighting - Screw in >= 27 Watt Lamp |  | System | Commercial | [6 empty] | 13.3758 | 10.6325 | 0 | 0 | 0 | 2.7433 | 270.3194 |  | 0 | 0.054284 | -3.6508 | Commercial |  | Winter Only | [5 empty] | 2.47 | 0.81 |  |  |  | 0 | 770.2782 | 0 | 0 | 0 | 0 | 0 | 0 | 0 | 0 | 0 | 0 | 2009 Qtr 1: 770.2782; 2009 Qtr 2: 0; 2009 Qtr 3: 0; 2009 Qtr 4: 0; 2010 Qtr 1: 0; 2010 Qtr 2: 0; 2010 Qtr 3: 0; 2010 Qtr 4: 0; 2011 Qtr 1: 0; 2011 Qtr 2: 0; 2011 Qtr 3: 0; 2011 Qtr 4: 0 | 770.2782
SDGE3012_EXP_EXP-ExpressEfficiencyRebateProgram | 213230-Lighting - Occupancy Sensor - High-Bay Sensor |  | System | Commercial | 01-ALC-AllCommercial-IntLight | 0 |  |  |  |  | 221.37 | 100 | 0 | 0 | 0 | 121.37 | 2048.6045 |  | kWh | 0.465 | 0 | Commercial | [7 empty] | 8 | 0.84 |  |  |  | 0 | 99 | 0 | 0 | 0 | 0 | 0 | 0 | 0 | 0 | 0 | 0 | 2009 Qtr 1: 0; 2009 Qtr 2: 0; 2009 Qtr 3: 99; 2009 Qtr 4: 0; 2010 Qtr 1: 0; 2010 Qtr 2: 0; 2010 Qtr 3: 0; 2010 Qtr 4: 0; 2011 Qtr 1: 0; 2011 Qtr 2: 0; 2011 Qtr 3: 0; 2011 Qtr 4: 0 | 99
SDGE3012_EXP_EXP-ExpressEfficiencyRebateProgram | 213085-Refrigeration -Strip Curtains for Walk-ins |  | System | Commercial | 20-RFF-Restaurant–FastFood-Refrig | 0 |  |  |  |  | 10.2164 | 3.0557 | 0 | 0 | 0 | 7.1607 | 465 |  | kWh | 0.053 | 0 | Commercial | [7 empty] | 4 | 0.46 |  |  |  | 0 | 42 | 0 | 0 | 0 | 0 | 0 | 0 | 0 | 0 | 0 | 0 | 2009 Qtr 1: 0; 2009 Qtr 2: 0; 2009 Qtr 3: 42; 2009 Qtr 4: 0; 2010 Qtr 1: 0; 2010 Qtr 2: 0; 2010 Qtr 3: 0; 2010 Qtr 4: 0; 2011 Qtr 1: 0; 2011 Qtr 2: 0; 2011 Qtr 3: 0; 2011 Qtr 4: 0 | 42
SDGE3012_EXP_EXP-ExpressEfficiencyRebateProgram | 213084-Refrigeration -Cooler/Freezer Door Gaskets - Solid Doors: Cooler |  | System | Commercial | 09-GRO-Grocery-REFG | 0 |  |  |  |  | 2.25 | 4.008 | 0 | 0 | 0 | -1.758 | 104.55 |  | kWh | 0.01195 | 0 | Commercial | [7 empty] | 4 | 0.76 |  |  |  | 0 | 95 | 0 | 0 | 0 | 0 | 0 | 0 | 0 | 0 | 0 | 0 | 2009 Qtr 1: 0; 2009 Qtr 2: 0; 2009 Qtr 3: 95; 2009 Qtr 4: 0; 2010 Qtr 1: 0; 2010 Qtr 2: 0; 2010 Qtr 3: 0; 2010 Qtr 4: 0; 2011 Qtr 1: 0; 2011 Qtr 2: 0; 2011 Qtr 3: 0; 2011 Qtr 4: 0 | 95
SDGE3012_EXP_EXP-ExpressEfficiencyRebateProgram | 213067-Refrigeration - Food Service -Auto Closer for Main Cooler Doors |  | System | Commercial | 09-GRO-Grocery-REFG | 0 |  |  |  |  | 408.8836 | 103 | 0 | 0 | 0 | 305.8836 | 1075.009 |  | kWh | 0.20794 | -0.053375 | Commercial |  | Annual | [5 empty] | 8 | 0.7 |  |  |  | 0 | 1 | 0 | 0 | 0 | 0 | 0 | 0 | 0 | 0 | 0 | 0 | 2009 Qtr 1: 0; 2009 Qtr 2: 0; 2009 Qtr 3: 1; 2009 Qtr 4: 0; 2010 Qtr 1: 0; 2010 Qtr 2: 0; 2010 Qtr 3: 0; 2010 Qtr 4: 0; 2011 Qtr 1: 0; 2011 Qtr 2: 0; 2011 Qtr 3: 0; 2011 Qtr 4: 0 | 1
SDGE3012_EXP_EXP-ExpressEfficiencyRebateProgram | 213068-Refrigeration - Food Service -Auto Closer for Main Freezer Doors |  | System | Commercial | 09-GRO-Grocery-REFG | 0 |  |  |  |  | 382.2546 | 160.5 | 0 | 0 | 0 | 221.7546 | 2785.8135 |  | kWh | 0.27593 | -0.026688 | Commercial | [7 empty] | 8 | 0.7 |  |  |  | 0 | 1 | 0 | 0 | 0 | 0 | 0 | 0 | 0 | 0 | 0 | 0 | 2009 Qtr 1: 0; 2009 Qtr 2: 0; 2009 Qtr 3: 1; 2009 Qtr 4: 0; 2010 Qtr 1: 0; 2010 Qtr 2: 0; 2010 Qtr 3: 0; 2010 Qtr 4: 0; 2011 Qtr 1: 0; 2011 Qtr 2: 0; 2011 Qtr 3: 0; 2011 Qtr 4: 0 | 1
SDGE3012_EXP_EXP-ExpressEfficiencyRebateProgram | 213003-A/C - Reflective Window Film Inland |  | System | Commercial | 18-OFS-Office–Small-Cooling | 0 |  |  |  |  | 3.12 | 2.0006 | 0 | 0 | 0 | 1.1194 | 15.27 |  | kWh | 0.0023 | 0 | Commercial | [7 empty] | 10 | 0.85 |  |  |  | 0 | 961 | 0 | 0 | 0 | 0 | 0 | 0 | 0 | 0 | 0 | 0 | 2009 Qtr 1: 961; 2009 Qtr 2: 0; 2009 Qtr 3: 0; 2009 Qtr 4: 0; 2010 Qtr 1: 0; 2010 Qtr 2: 0; 2010 Qtr 3: 0; 2010 Qtr 4: 0; 2011 Qtr 1: 0; 2011 Qtr 2: 0; 2011 Qtr 3: 0; 2011 Qtr 4: 0 | 961
SDGE3012_EXP_EXP-ExpressEfficiencyRebateProgram | 213230-Lighting - Occupancy Sensor - High-Bay Sensor |  | System | Commercial | 01-ALC-AllCommercial-IntLight | 0 |  |  |  |  | 221.37 | 100 | 0 | 0 | 0 | 121.37 | 2048.6045 |  | kWh | 0.465 | 0 | Commercial | [7 empty] | 8 | 0.84 |  |  |  | 0 | 383 | 0 | 0 | 0 | 0 | 0 | 0 | 0 | 0 | 0 | 0 | 2009 Qtr 1: 0; 2009 Qtr 2: 0; 2009 Qtr 3: 383; 2009 Qtr 4: 0; 2010 Qtr 1: 0; 2010 Qtr 2: 0; 2010 Qtr 3: 0; 2010 Qtr 4: 0; 2011 Qtr 1: 0; 2011 Qtr 2: 0; 2011 Qtr 3: 0; 2011 Qtr 4: 0 | 383
SDGE3012_EXP_EXP-ExpressEfficiencyRebateProgram | 213085-Refrigeration -Strip Curtains for Walk-ins |  | System | Commercial | 20-RFF-Restaurant–FastFood-Refrig | 0 |  |  |  |  | 10.2164 | 3 | 0 | 0 | 0 | 7.2164 | 465 |  | kWh | 0.053 | 0 | Commercial | [7 empty] | 4 | 0.46 |  |  |  | 0 | 156 | 0 | 0 | 0 | 0 | 0 | 0 | 0 | 0 | 0 | 0 | 2009 Qtr 1: 0; 2009 Qtr 2: 0; 2009 Qtr 3: 156; 2009 Qtr 4: 0; 2010 Qtr 1: 0; 2010 Qtr 2: 0; 2010 Qtr 3: 0; 2010 Qtr 4: 0; 2011 Qtr 1: 0; 2011 Qtr 2: 0; 2011 Qtr 3: 0; 2011 Qtr 4: 0 | 156
SDGE3012_EXP_EXP-ExpressEfficiencyRebateProgram | 213084-Refrigeration -Cooler/Freezer Door Gaskets - Solid Doors: Cooler |  | System | Commercial | 09-GRO-Grocery-REFG | 0 |  |  |  |  | 2.25 | 4.0129 | 0 | 0 | 0 | -1.7629 | 104.55 |  | kWh | 0.01195 | 0 | Commercial | [7 empty] | 4 | 0.76 |  |  |  | 0 | 221 | 0 | 0 | 0 | 0 | 0 | 0 | 0 | 0 | 0 | 0 | 2009 Qtr 1: 0; 2009 Qtr 2: 0; 2009 Qtr 3: 221; 2009 Qtr 4: 0; 2010 Qtr 1: 0; 2010 Qtr 2: 0; 2010 Qtr 3: 0; 2010 Qtr 4: 0; 2011 Qtr 1: 0; 2011 Qtr 2: 0; 2011 Qtr 3: 0; 2011 Qtr 4: 0 | 221
SDGE3012_EXP_EXP-ExpressEfficiencyRebateProgram | 213068-Refrigeration - Food Service -Auto Closer for Main Freezer Doors |  | System | Commercial | 09-GRO-Grocery-REFG | 0 |  |  |  |  | 382.2546 | 160.5 | 0 | 0 | 0 | 221.7546 | 2785.8135 |  | kWh | 0.27593 | -0.026688 | Commercial | [7 empty] | 8 | 0.7 |  |  |  | 0 | 1 | 0 | 0 | 0 | 0 | 0 | 0 | 0 | 0 | 0 | 0 | 2009 Qtr 1: 0; 2009 Qtr 2: 0; 2009 Qtr 3: 1; 2009 Qtr 4: 0; 2010 Qtr 1: 0; 2010 Qtr 2: 0; 2010 Qtr 3: 0; 2010 Qtr 4: 0; 2011 Qtr 1: 0; 2011 Qtr 2: 0; 2011 Qtr 3: 0; 2011 Qtr 4: 0 | 1
SDGE3012_EXP_EXP-ExpressEfficiencyRebateProgram | 213230-Lighting - Occupancy Sensor - High-Bay Sensor |  | System | Commercial | 01-ALC-AllCommercial-IntLight | 0 |  |  |  |  | 221.37 | 100 | 0 | 0 | 0 | 121.37 | 2048.6045 |  | kWh | 0.465 | 0 | Commercial | [7 empty] | 8 | 0.84 |  |  |  | 0 | 60 | 0 | 0 | 0 | 0 | 0 | 0 | 0 | 0 | 0 | 0 | 2009 Qtr 1: 0; 2009 Qtr 2: 0; 2009 Qtr 3: 60; 2009 Qtr 4: 0; 2010 Qtr 1: 0; 2010 Qtr 2: 0; 2010 Qtr 3: 0; 2010 Qtr 4: 0; 2011 Qtr 1: 0; 2011 Qtr 2: 0; 2011 Qtr 3: 0; 2011 Qtr 4: 0 | 60
SDGE3012_EXP_EXP-ExpressEfficiencyRebateProgram | 213230-Lighting - Occupancy Sensor - High-Bay Sensor |  | System | Commercial | 01-ALC-AllCommercial-IntLight | 0 |  |  |  |  | 221.37 | 100 | 0 | 0 | 0 | 121.37 | 2048.6045 |  | kWh | 0.465 | 0 | Commercial | [7 empty] | 8 | 0.84 |  |  |  | 0 | 138 | 0 | 0 | 0 | 0 | 0 | 0 | 0 | 0 | 0 | 0 | 2009 Qtr 1: 0; 2009 Qtr 2: 0; 2009 Qtr 3: 138; 2009 Qtr 4: 0; 2010 Qtr 1: 0; 2010 Qtr 2: 0; 2010 Qtr 3: 0; 2010 Qtr 4: 0; 2011 Qtr 1: 0; 2011 Qtr 2: 0; 2011 Qtr 3: 0; 2011 Qtr 4: 0 | 138
SDGE3012_EXP_EXP-ExpressEfficiencyRebateProgram | 213147-Premium T8 with T12 34Watt Baseline |  | System | Commercial | 18-OFS-Office–Small-IntLight | 0 |  |  |  |  | 32.3249 | 7.7087 | 0 | 0 | 0 | 24.6162 | 50.5326 |  | kWh | 0.01079 | 0 | Commercial | [7 empty] | 15 | 0.78 |  |  |  | 0 | 345.5819 | 0 | 0 | 0 | 0 | 0 | 0 | 0 | 0 | 0 | 0 | 2009 Qtr 1: 0; 2009 Qtr 2: 0; 2009 Qtr 3: 345.5819; 2009 Qtr 4: 0; 2010 Qtr 1: 0; 2010 Qtr 2: 0; 2010 Qtr 3: 0; 2010 Qtr 4: 0; 2011 Qtr 1: 0; 2011 Qtr 2: 0; 2011 Qtr 3: 0; 2011 Qtr 4: 0 | 345.5819
SDGE3012_EXP_EXP-ExpressEfficiencyRebateProgram | 213053-Lighting - Remove 4 Ft T-8 (De-Lamp) |  | System | Commercial | [6 empty] | 12.4625 | 12.8479 | 0 | 0 | 0 | -0.38544 | 137.2559 |  | 0 | 0.026384 | -2.5676 | Commercial |  | Winter Only | [5 empty] | 15 | 0.77 |  |  |  | 0 | 345.5819 | 0 | 0 | 0 | 0 | 0 | 0 | 0 | 0 | 0 | 0 | 2009 Qtr 1: 0; 2009 Qtr 2: 0; 2009 Qtr 3: 345.5819; 2009 Qtr 4: 0; 2010 Qtr 1: 0; 2010 Qtr 2: 0; 2010 Qtr 3: 0; 2010 Qtr 4: 0; 2011 Qtr 1: 0; 2011 Qtr 2: 0; 2011 Qtr 3: 0; 2011 Qtr 4: 0 | 345.5819
SDGE3012_EXP_EXP-ExpressEfficiencyRebateProgram | 213049-Lighting - LED Exit Sign New Sign |  | System | Commercial | 25-SCN-Storage–Conditioned-Exit | 0 |  |  |  |  | 65.4374 | 45 | 0 | 0 | 0 | 20.4374 | 351.311 |  | kWh | 0 | 0 | Commercial | [7 empty] | 16 | 0.85 |  |  |  | 0 | 18 | 0 | 0 | 0 | 0 | 0 | 0 | 0 | 0 | 0 | 0 | 2009 Qtr 1: 0; 2009 Qtr 2: 0; 2009 Qtr 3: 18; 2009 Qtr 4: 0; 2010 Qtr 1: 0; 2010 Qtr 2: 0; 2010 Qtr 3: 0; 2010 Qtr 4: 0; 2011 Qtr 1: 0; 2011 Qtr 2: 0; 2011 Qtr 3: 0; 2011 Qtr 4: 0 | 18
SDGE3012_EXP_EXP-ExpressEfficiencyRebateProgram | 213147-Premium T8 with T12 34Watt Baseline |  | System | Commercial | 18-OFS-Office–Small-IntLight | 0 |  |  |  |  | 32.3249 | 7.7087 | 0 | 0 | 0 | 24.6162 | 50.5326 |  | kWh | 0.01079 | 0 | Commercial | [7 empty] | 15 | 0.78 |  |  |  | 0 | 628.8967 | 0 | 0 | 0 | 0 | 0 | 0 | 0 | 0 | 0 | 0 | 2009 Qtr 1: 0; 2009 Qtr 2: 0; 2009 Qtr 3: 628.8967; 2009 Qtr 4: 0; 2010 Qtr 1: 0; 2010 Qtr 2: 0; 2010 Qtr 3: 0; 2010 Qtr 4: 0; 2011 Qtr 1: 0; 2011 Qtr 2: 0; 2011 Qtr 3: 0; 2011 Qtr 4: 0 | 628.8967
SDGE3012_EXP_EXP-ExpressEfficiencyRebateProgram | 213053-Lighting - Remove 4 Ft T-8 (De-Lamp) |  | System | Commercial | [6 empty] | 12.4625 | 12.8479 | 0 | 0 | 0 | -0.38544 | 137.2559 |  | 0 | 0.026384 | -2.5676 | Commercial |  | Winter Only | [5 empty] | 15 | 0.77 |  |  |  | 0 | 628.8967 | 0 | 0 | 0 | 0 | 0 | 0 | 0 | 0 | 0 | 0 | 2009 Qtr 1: 0; 2009 Qtr 2: 0; 2009 Qtr 3: 628.8967; 2009 Qtr 4: 0; 2010 Qtr 1: 0; 2010 Qtr 2: 0; 2010 Qtr 3: 0; 2010 Qtr 4: 0; 2011 Qtr 1: 0; 2011 Qtr 2: 0; 2011 Qtr 3: 0; 2011 Qtr 4: 0 | 628.8967
SDGE3012_EXP_EXP-ExpressEfficiencyRebateProgram | 213049-Lighting - LED Exit Sign New Sign |  | System | Commercial | 25-SCN-Storage–Conditioned-Exit | 0 |  |  |  |  | 65.4374 | 45 | 0 | 0 | 0 | 20.4374 | 351.311 |  | kWh | 0 | 0 | Commercial | [7 empty] | 16 | 0.85 |  |  |  | 0 | 33 | 0 | 0 | 0 | 0 | 0 | 0 | 0 | 0 | 0 | 0 | 2009 Qtr 1: 0; 2009 Qtr 2: 0; 2009 Qtr 3: 33; 2009 Qtr 4: 0; 2010 Qtr 1: 0; 2010 Qtr 2: 0; 2010 Qtr 3: 0; 2010 Qtr 4: 0; 2011 Qtr 1: 0; 2011 Qtr 2: 0; 2011 Qtr 3: 0; 2011 Qtr 4: 0 | 33
SDGE3012_EXP_EXP-ExpressEfficiencyRebateProgram | 213222-Lighting - Screw in 14-26 Watt Lamp |  | System | Commercial | [6 empty] | 6.3587 | 8.101 | 0 | 0 | 0 | -1.7423 | 194.1729 |  | 0 | 0.038993 | -2.6224 | Commercial |  | Winter Only | [5 empty] | 2.47 | 0.81 |  |  |  | 0.797 | 28.6386 | 0 | 0 | 0 | 0 | 0 | 0 | 0 | 0 | 0 | 0 | 2009 Qtr 1: 0; 2009 Qtr 2: 0; 2009 Qtr 3: 28.6386; 2009 Qtr 4: 0; 2010 Qtr 1: 0; 2010 Qtr 2: 0; 2010 Qtr 3: 0; 2010 Qtr 4: 0; 2011 Qtr 1: 0; 2011 Qtr 2: 0; 2011 Qtr 3: 0; 2011 Qtr 4: 0 | 28.6386
SDGE3012_EXP_EXP-ExpressEfficiencyRebateProgram | 213230-Lighting - Occupancy Sensor - High-Bay Sensor |  | System | Commercial | 01-ALC-AllCommercial-IntLight | 0 |  |  |  |  | 221.37 | 100 | 0 | 0 | 0 | 121.37 | 2048.6045 |  | kWh | 0.465 | 0 | Commercial | [7 empty] | 8 | 0.84 |  |  |  | 0 | 65 | 0 | 0 | 0 | 0 | 0 | 0 | 0 | 0 | 0 | 0 | 2009 Qtr 1: 0; 2009 Qtr 2: 0; 2009 Qtr 3: 65; 2009 Qtr 4: 0; 2010 Qtr 1: 0; 2010 Qtr 2: 0; 2010 Qtr 3: 0; 2010 Qtr 4: 0; 2011 Qtr 1: 0; 2011 Qtr 2: 0; 2011 Qtr 3: 0; 2011 Qtr 4: 0 | 65
SDGE3012_EXP_EXP-ExpressEfficiencyRebateProgram | 213085-Refrigeration -Strip Curtains for Walk-ins |  | System | Commercial | 20-RFF-Restaurant–FastFood-Refrig | 0 |  |  |  |  | 10.2164 | 3.0237 | 0 | 0 | 0 | 7.1927 | 465 |  | kWh | 0.053 | 0 | Commercial | [7 empty] | 4 | 0.46 |  |  |  | 0 | 62 | 0 | 0 | 0 | 0 | 0 | 0 | 0 | 0 | 0 | 0 | 2009 Qtr 1: 0; 2009 Qtr 2: 0; 2009 Qtr 3: 0; 2009 Qtr 4: 62; 2010 Qtr 1: 0; 2010 Qtr 2: 0; 2010 Qtr 3: 0; 2010 Qtr 4: 0; 2011 Qtr 1: 0; 2011 Qtr 2: 0; 2011 Qtr 3: 0; 2011 Qtr 4: 0 | 62
SDGE3012_EXP_EXP-ExpressEfficiencyRebateProgram | 213084-Refrigeration -Cooler/Freezer Door Gaskets - Solid Doors: Cooler |  | System | Commercial | 09-GRO-Grocery-REFG | 0 |  |  |  |  | 2.25 | 4.003 | 0 | 0 | 0 | -1.753 | 104.55 |  | kWh | 0.01195 | 0 | Commercial | [7 empty] | 4 | 0.76 |  |  |  | 0 | 187 | 0 | 0 | 0 | 0 | 0 | 0 | 0 | 0 | 0 | 0 | 2009 Qtr 1: 0; 2009 Qtr 2: 0; 2009 Qtr 3: 0; 2009 Qtr 4: 187; 2010 Qtr 1: 0; 2010 Qtr 2: 0; 2010 Qtr 3: 0; 2010 Qtr 4: 0; 2011 Qtr 1: 0; 2011 Qtr 2: 0; 2011 Qtr 3: 0; 2011 Qtr 4: 0 | 187
SDGE3012_EXP_EXP-ExpressEfficiencyRebateProgram | 213084-Refrigeration -Cooler/Freezer Door Gaskets - Solid Doors: Cooler |  | System | Commercial | 09-GRO-Grocery-REFG | 0 |  |  |  |  | 2.25 | 4.0065 | 0 | 0 | 0 | -1.7565 | 104.55 |  | kWh | 0.01195 | 0 | Commercial | [7 empty] | 4 | 0.76 |  |  |  | 0 | 365 | 0 | 0 | 0 | 0 | 0 | 0 | 0 | 0 | 0 | 0 | 2009 Qtr 1: 0; 2009 Qtr 2: 0; 2009 Qtr 3: 365; 2009 Qtr 4: 0; 2010 Qtr 1: 0; 2010 Qtr 2: 0; 2010 Qtr 3: 0; 2010 Qtr 4: 0; 2011 Qtr 1: 0; 2011 Qtr 2: 0; 2011 Qtr 3: 0; 2011 Qtr 4: 0 | 365
SDGE3012_EXP_EXP-ExpressEfficiencyRebateProgram | 213083-Refrigeration -Cooler/Freezer Door Gaskets - Glass Doors |  | System | Commercial | 09-GRO-Grocery-REFG | 0 |  |  |  |  | 2.25 | 4.006 | 0 | 0 | 0 | -1.756 | 104.55 |  | kWh | 0.01195 | 0 | Commercial | [7 empty] | 4 | 0.76 |  |  |  | 0 | 53 | 0 | 0 | 0 | 0 | 0 | 0 | 0 | 0 | 0 | 0 | 2009 Qtr 1: 0; 2009 Qtr 2: 0; 2009 Qtr 3: 53; 2009 Qtr 4: 0; 2010 Qtr 1: 0; 2010 Qtr 2: 0; 2010 Qtr 3: 0; 2010 Qtr 4: 0; 2011 Qtr 1: 0; 2011 Qtr 2: 0; 2011 Qtr 3: 0; 2011 Qtr 4: 0 | 53
SDGE3012_EXP_EXP-ExpressEfficiencyRebateProgram | 213147-Premium T8 with T12 34Watt Baseline |  | System | Commercial | 18-OFS-Office–Small-IntLight | 0 |  |  |  |  | 32.3249 | 7.7087 | 0 | 0 | 0 | 24.6162 | 50.5326 |  | kWh | 0.01079 | 0 | Commercial | [7 empty] | 15 | 0.78 |  |  |  | 0 | 267.7481 | 0 | 0 | 0 | 0 | 0 | 0 | 0 | 0 | 0 | 0 | 2009 Qtr 1: 0; 2009 Qtr 2: 0; 2009 Qtr 3: 267.7481; 2009 Qtr 4: 0; 2010 Qtr 1: 0; 2010 Qtr 2: 0; 2010 Qtr 3: 0; 2010 Qtr 4: 0; 2011 Qtr 1: 0; 2011 Qtr 2: 0; 2011 Qtr 3: 0; 2011 Qtr 4: 0 | 267.7481
SDGE3012_EXP_EXP-ExpressEfficiencyRebateProgram | 213230-Lighting - Occupancy Sensor - High-Bay Sensor |  | System | Commercial | 01-ALC-AllCommercial-IntLight | 0 |  |  |  |  | 221.37 | 100 | 0 | 0 | 0 | 121.37 | 2048.6045 |  | kWh | 0.465 | 0 | Commercial | [7 empty] | 8 | 0.84 |  |  |  | 0 | 89 | 0 | 0 | 0 | 0 | 0 | 0 | 0 | 0 | 0 | 0 | 2009 Qtr 1: 0; 2009 Qtr 2: 0; 2009 Qtr 3: 89; 2009 Qtr 4: 0; 2010 Qtr 1: 0; 2010 Qtr 2: 0; 2010 Qtr 3: 0; 2010 Qtr 4: 0; 2011 Qtr 1: 0; 2011 Qtr 2: 0; 2011 Qtr 3: 0; 2011 Qtr 4: 0 | 89
SDGE3012_EXP_EXP-ExpressEfficiencyRebateProgram | 213147-Premium T8 with T12 34Watt Baseline |  | System | Commercial | 18-OFS-Office–Small-IntLight | 0 |  |  |  |  | 32.3249 | 7.7087 | 0 | 0 | 0 | 24.6162 | 50.5326 |  | kWh | 0.01079 | 0 | Commercial | [7 empty] | 15 | 0.78 |  |  |  | 0 | 354.9219 | 0 | 0 | 0 | 0 | 0 | 0 | 0 | 0 | 0 | 0 | 2009 Qtr 1: 0; 2009 Qtr 2: 0; 2009 Qtr 3: 354.9219; 2009 Qtr 4: 0; 2010 Qtr 1: 0; 2010 Qtr 2: 0; 2010 Qtr 3: 0; 2010 Qtr 4: 0; 2011 Qtr 1: 0; 2011 Qtr 2: 0; 2011 Qtr 3: 0; 2011 Qtr 4: 0 | 354.9219
SDGE3012_EXP_EXP-ExpressEfficiencyRebateProgram | 213230-Lighting - Occupancy Sensor - High-Bay Sensor |  | System | Commercial | 01-ALC-AllCommercial-IntLight | 0 |  |  |  |  | 221.37 | 100 | 0 | 0 | 0 | 121.37 | 2048.6045 |  | kWh | 0.465 | 0 | Commercial | [7 empty] | 8 | 0.84 |  |  |  | 0 | 134 | 0 | 0 | 0 | 0 | 0 | 0 | 0 | 0 | 0 | 0 | 2009 Qtr 1: 0; 2009 Qtr 2: 0; 2009 Qtr 3: 134; 2009 Qtr 4: 0; 2010 Qtr 1: 0; 2010 Qtr 2: 0; 2010 Qtr 3: 0; 2010 Qtr 4: 0; 2011 Qtr 1: 0; 2011 Qtr 2: 0; 2011 Qtr 3: 0; 2011 Qtr 4: 0 | 134
SDGE3012_EXP_EXP-ExpressEfficiencyRebateProgram | 213230-Lighting - Occupancy Sensor - High-Bay Sensor |  | System | Commercial | 01-ALC-AllCommercial-IntLight | 0 |  |  |  |  | 221.37 | 95.5 | 0 | 0 | 0 | 125.87 | 2048.6045 |  | kWh | 0.465 | 0 | Commercial | [7 empty] | 8 | 0.84 |  |  |  | 0 | 82 | 0 | 0 | 0 | 0 | 0 | 0 | 0 | 0 | 0 | 0 | 2009 Qtr 1: 0; 2009 Qtr 2: 0; 2009 Qtr 3: 82; 2009 Qtr 4: 0; 2010 Qtr 1: 0; 2010 Qtr 2: 0; 2010 Qtr 3: 0; 2010 Qtr 4: 0; 2011 Qtr 1: 0; 2011 Qtr 2: 0; 2011 Qtr 3: 0; 2011 Qtr 4: 0 | 82
SDGE3012_EXP_EXP-ExpressEfficiencyRebateProgram | 213230-Lighting - Occupancy Sensor - High-Bay Sensor |  | System | Commercial | 01-ALC-AllCommercial-IntLight | 0 |  |  |  |  | 221.37 | 100 | 0 | 0 | 0 | 121.37 | 2048.6045 |  | kWh | 0.465 | 0 | Commercial | [7 empty] | 8 | 0.84 |  |  |  | 0 | 43 | 0 | 0 | 0 | 0 | 0 | 0 | 0 | 0 | 0 | 0 | 2009 Qtr 1: 0; 2009 Qtr 2: 0; 2009 Qtr 3: 43; 2009 Qtr 4: 0; 2010 Qtr 1: 0; 2010 Qtr 2: 0; 2010 Qtr 3: 0; 2010 Qtr 4: 0; 2011 Qtr 1: 0; 2011 Qtr 2: 0; 2011 Qtr 3: 0; 2011 Qtr 4: 0 | 43
SDGE3012_EXP_EXP-ExpressEfficiencyRebateProgram | 213147-Premium T8 with T12 34Watt Baseline |  | System | Commercial | 18-OFS-Office–Small-IntLight | 0 |  |  |  |  | 32.3249 | 0 | 0 | 0 | 0 | 32.3249 | 0 |  | kWh | 0 | 0 | Commercial | [7 empty] | 15 | 0.78 |  |  |  | 0 | 0.77834 | 0 | 0 | 0 | 0 | 0 | 0 | 0 | 0 | 0 | 0 | 2009 Qtr 1: 0; 2009 Qtr 2: 0; 2009 Qtr 3: 0.77834; 2009 Qtr 4: 0; 2010 Qtr 1: 0; 2010 Qtr 2: 0; 2010 Qtr 3: 0; 2010 Qtr 4: 0; 2011 Qtr 1: 0; 2011 Qtr 2: 0; 2011 Qtr 3: 0; 2011 Qtr 4: 0 | 0.77834
SDGE3012_EXP_EXP-ExpressEfficiencyRebateProgram | 213230-Lighting - Occupancy Sensor - High-Bay Sensor |  | System | Commercial | 01-ALC-AllCommercial-IntLight | 0 |  |  |  |  | 221.37 | 100 | 0 | 0 | 0 | 121.37 | 2048.6045 |  | kWh | 0.465 | 0 | Commercial | [7 empty] | 8 | 0.84 |  |  |  | 0 | 106 | 0 | 0 | 0 | 0 | 0 | 0 | 0 | 0 | 0 | 0 | 2009 Qtr 1: 0; 2009 Qtr 2: 0; 2009 Qtr 3: 106; 2009 Qtr 4: 0; 2010 Qtr 1: 0; 2010 Qtr 2: 0; 2010 Qtr 3: 0; 2010 Qtr 4: 0; 2011 Qtr 1: 0; 2011 Qtr 2: 0; 2011 Qtr 3: 0; 2011 Qtr 4: 0 | 106
SDGE3012_EXP_EXP-ExpressEfficiencyRebateProgram | 213084-Refrigeration -Cooler/Freezer Door Gaskets - Solid Doors: Cooler |  | System | Commercial | 09-GRO-Grocery-REFG | 0 |  |  |  |  | 2.25 | 4 | 0 | 0 | 0 | -1.75 | 104.55 |  | kWh | 0.01195 | 0 | Commercial | [7 empty] | 4 | 0.76 |  |  |  | 0 | 16 | 0 | 0 | 0 | 0 | 0 | 0 | 0 | 0 | 0 | 0 | 2009 Qtr 1: 0; 2009 Qtr 2: 0; 2009 Qtr 3: 0; 2009 Qtr 4: 16; 2010 Qtr 1: 0; 2010 Qtr 2: 0; 2010 Qtr 3: 0; 2010 Qtr 4: 0; 2011 Qtr 1: 0; 2011 Qtr 2: 0; 2011 Qtr 3: 0; 2011 Qtr 4: 0 | 16
SDGE3012_EXP_EXP-ExpressEfficiencyRebateProgram | 213083-Refrigeration -Cooler/Freezer Door Gaskets - Glass Doors |  | System | Commercial | 09-GRO-Grocery-REFG | 0 |  |  |  |  | 2.25 | 4.006 | 0 | 0 | 0 | -1.756 | 104.55 |  | kWh | 0.01195 | 0 | Commercial | [7 empty] | 4 | 0.76 |  |  |  | 0 | 499 | 0 | 0 | 0 | 0 | 0 | 0 | 0 | 0 | 0 | 0 | 2009 Qtr 1: 0; 2009 Qtr 2: 0; 2009 Qtr 3: 0; 2009 Qtr 4: 499; 2010 Qtr 1: 0; 2010 Qtr 2: 0; 2010 Qtr 3: 0; 2010 Qtr 4: 0; 2011 Qtr 1: 0; 2011 Qtr 2: 0; 2011 Qtr 3: 0; 2011 Qtr 4: 0 | 499
SDGE3012_EXP_EXP-ExpressEfficiencyRebateProgram | 213085-Refrigeration -Strip Curtains for Walk-ins |  | System | Commercial | 20-RFF-Restaurant–FastFood-Refrig | 0 |  |  |  |  | 10.2164 | 3.0263 | 0 | 0 | 0 | 7.1902 | 465 |  | kWh | 0.053 | 0 | Commercial | [7 empty] | 4 | 0.46 |  |  |  | 0 | 24 | 0 | 0 | 0 | 0 | 0 | 0 | 0 | 0 | 0 | 0 | 2009 Qtr 1: 0; 2009 Qtr 2: 0; 2009 Qtr 3: 24; 2009 Qtr 4: 0; 2010 Qtr 1: 0; 2010 Qtr 2: 0; 2010 Qtr 3: 0; 2010 Qtr 4: 0; 2011 Qtr 1: 0; 2011 Qtr 2: 0; 2011 Qtr 3: 0; 2011 Qtr 4: 0 | 24
SDGE3012_EXP_EXP-ExpressEfficiencyRebateProgram | 213084-Refrigeration -Cooler/Freezer Door Gaskets - Solid Doors: Cooler |  | System | Commercial | 09-GRO-Grocery-REFG | 0 |  |  |  |  | 2.25 | 4.0268 | 0 | 0 | 0 | -1.7768 | 104.55 |  | kWh | 0.01195 | 0 | Commercial | [7 empty] | 4 | 0.76 |  |  |  | 0 | 142 | 0 | 0 | 0 | 0 | 0 | 0 | 0 | 0 | 0 | 0 | 2009 Qtr 1: 0; 2009 Qtr 2: 0; 2009 Qtr 3: 142; 2009 Qtr 4: 0; 2010 Qtr 1: 0; 2010 Qtr 2: 0; 2010 Qtr 3: 0; 2010 Qtr 4: 0; 2011 Qtr 1: 0; 2011 Qtr 2: 0; 2011 Qtr 3: 0; 2011 Qtr 4: 0 | 142
SDGE3012_EXP_EXP-ExpressEfficiencyRebateProgram | 213067-Refrigeration - Food Service -Auto Closer for Main Cooler Doors |  | System | Commercial | 09-GRO-Grocery-REFG | 0 |  |  |  |  | 408.8836 | 103 | 0 | 0 | 0 | 305.8836 | 1075.009 |  | kWh | 0.20794 | -0.053375 | Commercial |  | Annual | [5 empty] | 8 | 0.7 |  |  |  | 0 | 1 | 0 | 0 | 0 | 0 | 0 | 0 | 0 | 0 | 0 | 0 | 2009 Qtr 1: 0; 2009 Qtr 2: 0; 2009 Qtr 3: 1; 2009 Qtr 4: 0; 2010 Qtr 1: 0; 2010 Qtr 2: 0; 2010 Qtr 3: 0; 2010 Qtr 4: 0; 2011 Qtr 1: 0; 2011 Qtr 2: 0; 2011 Qtr 3: 0; 2011 Qtr 4: 0 | 1
SDGE3012_EXP_EXP-ExpressEfficiencyRebateProgram | 213085-Refrigeration -Strip Curtains for Walk-ins |  | System | Commercial | 20-RFF-Restaurant–FastFood-Refrig | 0 |  |  |  |  | 10.2164 | 3.1343 | 0 | 0 | 0 | 7.0821 | 465 |  | kWh | 0.053 | 0 | Commercial | [7 empty] | 4 | 0.46 |  |  |  | 0 | 21 | 0 | 0 | 0 | 0 | 0 | 0 | 0 | 0 | 0 | 0 | 2009 Qtr 1: 0; 2009 Qtr 2: 0; 2009 Qtr 3: 21; 2009 Qtr 4: 0; 2010 Qtr 1: 0; 2010 Qtr 2: 0; 2010 Qtr 3: 0; 2010 Qtr 4: 0; 2011 Qtr 1: 0; 2011 Qtr 2: 0; 2011 Qtr 3: 0; 2011 Qtr 4: 0 | 21
SDGE3012_EXP_EXP-ExpressEfficiencyRebateProgram | 213084-Refrigeration -Cooler/Freezer Door Gaskets - Solid Doors: Cooler |  | System | Commercial | 09-GRO-Grocery-REFG | 0 |  |  |  |  | 2.25 | 4.0061 | 0 | 0 | 0 | -1.7561 | 104.55 |  | kWh | 0.01195 | 0 | Commercial | [7 empty] | 4 | 0.76 |  |  |  | 0 | 585 | 0 | 0 | 0 | 0 | 0 | 0 | 0 | 0 | 0 | 0 | 2009 Qtr 1: 0; 2009 Qtr 2: 0; 2009 Qtr 3: 585; 2009 Qtr 4: 0; 2010 Qtr 1: 0; 2010 Qtr 2: 0; 2010 Qtr 3: 0; 2010 Qtr 4: 0; 2011 Qtr 1: 0; 2011 Qtr 2: 0; 2011 Qtr 3: 0; 2011 Qtr 4: 0 | 585
SDGE3012_EXP_EXP-ExpressEfficiencyRebateProgram | 213116-Refrigeration -Cooler/Freezer Door Gaskets - Solid Doors: Freezer |  | System | Commercial | 09-GRO-Grocery-REFG | 0 |  |  |  |  | 4 | 4.0877 | 0 | 0 | 0 | -0.087742 | 104.55 |  | kWh | 0.01195 | 0 | Commercial | [7 empty] | 4 | 0.76 |  |  |  | 0 | 31 | 0 | 0 | 0 | 0 | 0 | 0 | 0 | 0 | 0 | 0 | 2009 Qtr 1: 0; 2009 Qtr 2: 0; 2009 Qtr 3: 31; 2009 Qtr 4: 0; 2010 Qtr 1: 0; 2010 Qtr 2: 0; 2010 Qtr 3: 0; 2010 Qtr 4: 0; 2011 Qtr 1: 0; 2011 Qtr 2: 0; 2011 Qtr 3: 0; 2011 Qtr 4: 0 | 31
SDGE3012_EXP_EXP-ExpressEfficiencyRebateProgram | 213085-Refrigeration -Strip Curtains for Walk-ins |  | System | Commercial | 20-RFF-Restaurant–FastFood-Refrig | 0 |  |  |  |  | 10.2164 | 3.015 | 0 | 0 | 0 | 7.2014 | 465 |  | kWh | 0.053 | 0 | Commercial | [7 empty] | 4 | 0.46 |  |  |  | 0 | 72 | 0 | 0 | 0 | 0 | 0 | 0 | 0 | 0 | 0 | 0 | 2009 Qtr 1: 0; 2009 Qtr 2: 0; 2009 Qtr 3: 72; 2009 Qtr 4: 0; 2010 Qtr 1: 0; 2010 Qtr 2: 0; 2010 Qtr 3: 0; 2010 Qtr 4: 0; 2011 Qtr 1: 0; 2011 Qtr 2: 0; 2011 Qtr 3: 0; 2011 Qtr 4: 0 | 72
SDGE3012_EXP_EXP-ExpressEfficiencyRebateProgram | 213084-Refrigeration -Cooler/Freezer Door Gaskets - Solid Doors: Cooler |  | System | Commercial | 09-GRO-Grocery-REFG | 0 |  |  |  |  | 2.25 | 4.0247 | 0 | 0 | 0 | -1.7747 | 104.55 |  | kWh | 0.01195 | 0 | Commercial | [7 empty] | 4 | 0.76 |  |  |  | 0 | 97 | 0 | 0 | 0 | 0 | 0 | 0 | 0 | 0 | 0 | 0 | 2009 Qtr 1: 0; 2009 Qtr 2: 0; 2009 Qtr 3: 97; 2009 Qtr 4: 0; 2010 Qtr 1: 0; 2010 Qtr 2: 0; 2010 Qtr 3: 0; 2010 Qtr 4: 0; 2011 Qtr 1: 0; 2011 Qtr 2: 0; 2011 Qtr 3: 0; 2011 Qtr 4: 0 | 97
SDGE3012_EXP_EXP-ExpressEfficiencyRebateProgram | 213067-Refrigeration - Food Service -Auto Closer for Main Cooler Doors |  | System | Commercial | 09-GRO-Grocery-REFG | 0 |  |  |  |  | 408.8836 | 103 | 0 | 0 | 0 | 305.8836 | 1075.009 |  | kWh | 0.20794 | -0.053375 | Commercial |  | Annual | [5 empty] | 8 | 0.7 |  |  |  | 0 | 2 | 0 | 0 | 0 | 0 | 0 | 0 | 0 | 0 | 0 | 0 | 2009 Qtr 1: 0; 2009 Qtr 2: 0; 2009 Qtr 3: 2; 2009 Qtr 4: 0; 2010 Qtr 1: 0; 2010 Qtr 2: 0; 2010 Qtr 3: 0; 2010 Qtr 4: 0; 2011 Qtr 1: 0; 2011 Qtr 2: 0; 2011 Qtr 3: 0; 2011 Qtr 4: 0 | 2
SDGE3012_EXP_EXP-ExpressEfficiencyRebateProgram | 213068-Refrigeration - Food Service -Auto Closer for Main Freezer Doors |  | System | Commercial | 09-GRO-Grocery-REFG | 0 |  |  |  |  | 382.2546 | 160.5 | 0 | 0 | 0 | 221.7546 | 2785.8135 |  | kWh | 0.27593 | -0.026688 | Commercial | [7 empty] | 8 | 0.7 |  |  |  | 0 | 1 | 0 | 0 | 0 | 0 | 0 | 0 | 0 | 0 | 0 | 0 | 2009 Qtr 1: 0; 2009 Qtr 2: 0; 2009 Qtr 3: 1; 2009 Qtr 4: 0; 2010 Qtr 1: 0; 2010 Qtr 2: 0; 2010 Qtr 3: 0; 2010 Qtr 4: 0; 2011 Qtr 1: 0; 2011 Qtr 2: 0; 2011 Qtr 3: 0; 2011 Qtr 4: 0 | 1
SDGE3012_EXP_EXP-ExpressEfficiencyRebateProgram | 213085-Refrigeration -Strip Curtains for Walk-ins |  | System | Commercial | 20-RFF-Restaurant–FastFood-Refrig | 0 |  |  |  |  | 10.2164 | 3.0152 | 0 | 0 | 0 | 7.2013 | 465 |  | kWh | 0.053 | 0 | Commercial | [7 empty] | 4 | 0.46 |  |  |  | 0 | 194 | 0 | 0 | 0 | 0 | 0 | 0 | 0 | 0 | 0 | 0 | 2009 Qtr 1: 0; 2009 Qtr 2: 0; 2009 Qtr 3: 0; 2009 Qtr 4: 194; 2010 Qtr 1: 0; 2010 Qtr 2: 0; 2010 Qtr 3: 0; 2010 Qtr 4: 0; 2011 Qtr 1: 0; 2011 Qtr 2: 0; 2011 Qtr 3: 0; 2011 Qtr 4: 0 | 194
SDGE3012_EXP_EXP-ExpressEfficiencyRebateProgram | 213084-Refrigeration -Cooler/Freezer Door Gaskets - Solid Doors: Cooler |  | System | Commercial | 09-GRO-Grocery-REFG | 0 |  |  |  |  | 2.25 | 4.0036 | 0 | 0 | 0 | -1.7536 | 104.55 |  | kWh | 0.01195 | 0 | Commercial | [7 empty] | 4 | 0.76 |  |  |  | 0 | 154 | 0 | 0 | 0 | 0 | 0 | 0 | 0 | 0 | 0 | 0 | 2009 Qtr 1: 0; 2009 Qtr 2: 0; 2009 Qtr 3: 0; 2009 Qtr 4: 154; 2010 Qtr 1: 0; 2010 Qtr 2: 0; 2010 Qtr 3: 0; 2010 Qtr 4: 0; 2011 Qtr 1: 0; 2011 Qtr 2: 0; 2011 Qtr 3: 0; 2011 Qtr 4: 0 | 154
SDGE3012_EXP_EXP-ExpressEfficiencyRebateProgram | 213116-Refrigeration -Cooler/Freezer Door Gaskets - Solid Doors: Freezer |  | System | Commercial | 09-GRO-Grocery-REFG | 0 |  |  |  |  | 4 | 4.1091 | 0 | 0 | 0 | -0.10909 | 104.55 |  | kWh | 0.01195 | 0 | Commercial | [7 empty] | 4 | 0.76 |  |  |  | 0 | 33 | 0 | 0 | 0 | 0 | 0 | 0 | 0 | 0 | 0 | 0 | 2009 Qtr 1: 0; 2009 Qtr 2: 0; 2009 Qtr 3: 0; 2009 Qtr 4: 33; 2010 Qtr 1: 0; 2010 Qtr 2: 0; 2010 Qtr 3: 0; 2010 Qtr 4: 0; 2011 Qtr 1: 0; 2011 Qtr 2: 0; 2011 Qtr 3: 0; 2011 Qtr 4: 0 | 33
SDGE3012_EXP_EXP-ExpressEfficiencyRebateProgram | 213067-Refrigeration - Food Service -Auto Closer for Main Cooler Doors |  | System | Commercial | 09-GRO-Grocery-REFG | 0 |  |  |  |  | 408.8836 | 0 | 0 | 0 | 0 | 408.8836 | 0 |  | kWh | 0 | 0 | Commercial |  | Annual | [5 empty] | 8 | 0.7 |  |  |  | 0 | 1 | 0 | 0 | 0 | 0 | 0 | 0 | 0 | 0 | 0 | 0 | 2009 Qtr 1: 0; 2009 Qtr 2: 0; 2009 Qtr 3: 0; 2009 Qtr 4: 1; 2010 Qtr 1: 0; 2010 Qtr 2: 0; 2010 Qtr 3: 0; 2010 Qtr 4: 0; 2011 Qtr 1: 0; 2011 Qtr 2: 0; 2011 Qtr 3: 0; 2011 Qtr 4: 0 | 1
SDGE3012_EXP_EXP-ExpressEfficiencyRebateProgram | 213068-Refrigeration - Food Service -Auto Closer for Main Freezer Doors |  | System | Commercial | 09-GRO-Grocery-REFG | 0 |  |  |  |  | 382.2546 | 0 | 0 | 0 | 0 | 382.2546 | 0 |  | kWh | 0 | 0 | Commercial | [7 empty] | 8 | 0.7 |  |  |  | 0 | 1 | 0 | 0 | 0 | 0 | 0 | 0 | 0 | 0 | 0 | 0 | 2009 Qtr 1: 0; 2009 Qtr 2: 0; 2009 Qtr 3: 0; 2009 Qtr 4: 1; 2010 Qtr 1: 0; 2010 Qtr 2: 0; 2010 Qtr 3: 0; 2010 Qtr 4: 0; 2011 Qtr 1: 0; 2011 Qtr 2: 0; 2011 Qtr 3: 0; 2011 Qtr 4: 0 | 1
SDGE3012_EXP_EXP-ExpressEfficiencyRebateProgram | 213085-Refrigeration -Strip Curtains for Walk-ins |  | System | Commercial | 20-RFF-Restaurant–FastFood-Refrig | 0 |  |  |  |  | 10.2164 | 3.0682 | 0 | 0 | 0 | 7.1482 | 465 |  | kWh | 0.053 | 0 | Commercial | [7 empty] | 4 | 0.46 |  |  |  | 0 | 22 | 0 | 0 | 0 | 0 | 0 | 0 | 0 | 0 | 0 | 0 | 2009 Qtr 1: 0; 2009 Qtr 2: 0; 2009 Qtr 3: 22; 2009 Qtr 4: 0; 2010 Qtr 1: 0; 2010 Qtr 2: 0; 2010 Qtr 3: 0; 2010 Qtr 4: 0; 2011 Qtr 1: 0; 2011 Qtr 2: 0; 2011 Qtr 3: 0; 2011 Qtr 4: 0 | 22
SDGE3012_EXP_EXP-ExpressEfficiencyRebateProgram | 213084-Refrigeration -Cooler/Freezer Door Gaskets - Solid Doors: Cooler |  | System | Commercial | 09-GRO-Grocery-REFG | 0 |  |  |  |  | 2.25 | 4.0038 | 0 | 0 | 0 | -1.7538 | 104.55 |  | kWh | 0.01195 | 0 | Commercial | [7 empty] | 4 | 0.76 |  |  |  | 0 | 430 | 0 | 0 | 0 | 0 | 0 | 0 | 0 | 0 | 0 | 0 | 2009 Qtr 1: 0; 2009 Qtr 2: 0; 2009 Qtr 3: 430; 2009 Qtr 4: 0; 2010 Qtr 1: 0; 2010 Qtr 2: 0; 2010 Qtr 3: 0; 2010 Qtr 4: 0; 2011 Qtr 1: 0; 2011 Qtr 2: 0; 2011 Qtr 3: 0; 2011 Qtr 4: 0 | 430
SDGE3012_EXP_EXP-ExpressEfficiencyRebateProgram | 213067-Refrigeration - Food Service -Auto Closer for Main Cooler Doors |  | System | Commercial | 09-GRO-Grocery-REFG | 0 |  |  |  |  | 408.8836 | 103 | 0 | 0 | 0 | 305.8836 | 1075.009 |  | kWh | 0.20794 | -0.053375 | Commercial |  | Annual | [5 empty] | 8 | 0.7 |  |  |  | 0 | 3 | 0 | 0 | 0 | 0 | 0 | 0 | 0 | 0 | 0 | 0 | 2009 Qtr 1: 0; 2009 Qtr 2: 0; 2009 Qtr 3: 3; 2009 Qtr 4: 0; 2010 Qtr 1: 0; 2010 Qtr 2: 0; 2010 Qtr 3: 0; 2010 Qtr 4: 0; 2011 Qtr 1: 0; 2011 Qtr 2: 0; 2011 Qtr 3: 0; 2011 Qtr 4: 0 | 3
SDGE3012_EXP_EXP-ExpressEfficiencyRebateProgram | 213068-Refrigeration - Food Service -Auto Closer for Main Freezer Doors |  | System | Commercial | 09-GRO-Grocery-REFG | 0 |  |  |  |  | 382.2546 | 160.5 | 0 | 0 | 0 | 221.7546 | 2785.8135 |  | kWh | 0.27593 | -0.026688 | Commercial | [7 empty] | 8 | 0.7 |  |  |  | 0 | 1 | 0 | 0 | 0 | 0 | 0 | 0 | 0 | 0 | 0 | 0 | 2009 Qtr 1: 0; 2009 Qtr 2: 0; 2009 Qtr 3: 1; 2009 Qtr 4: 0; 2010 Qtr 1: 0; 2010 Qtr 2: 0; 2010 Qtr 3: 0; 2010 Qtr 4: 0; 2011 Qtr 1: 0; 2011 Qtr 2: 0; 2011 Qtr 3: 0; 2011 Qtr 4: 0 | 1
SDGE3012_EXP_EXP-ExpressEfficiencyRebateProgram | 213222-Lighting - Screw in 14-26 Watt Lamp |  | System | Commercial | [6 empty] | 6.3587 | 8.101 | 0 | 0 | 0 | -1.7423 | 194.1729 |  | 0 | 0.038993 | -2.6224 | Commercial |  | Winter Only | [5 empty] | 2.47 | 0.81 |  |  |  | 0.797 | 39.5014 | 0 | 0 | 0 | 0 | 0 | 0 | 0 | 0 | 0 | 0 | 2009 Qtr 1: 0; 2009 Qtr 2: 0; 2009 Qtr 3: 0; 2009 Qtr 4: 39.5014; 2010 Qtr 1: 0; 2010 Qtr 2: 0; 2010 Qtr 3: 0; 2010 Qtr 4: 0; 2011 Qtr 1: 0; 2011 Qtr 2: 0; 2011 Qtr 3: 0; 2011 Qtr 4: 0 | 39.5014
SDGE3012_EXP_EXP-ExpressEfficiencyRebateProgram | 213147-Premium T8 with T12 34Watt Baseline |  | System | Commercial | 18-OFS-Office–Small-IntLight | 0 |  |  |  |  | 32.3249 | 7.7087 | 0 | 0 | 0 | 24.6162 | 50.5326 |  | kWh | 0.01079 | 0 | Commercial | [7 empty] | 15 | 0.78 |  |  |  | 0 | 93.4005 | 0 | 0 | 0 | 0 | 0 | 0 | 0 | 0 | 0 | 0 | 2009 Qtr 1: 0; 2009 Qtr 2: 0; 2009 Qtr 3: 0; 2009 Qtr 4: 93.4005; 2010 Qtr 1: 0; 2010 Qtr 2: 0; 2010 Qtr 3: 0; 2010 Qtr 4: 0; 2011 Qtr 1: 0; 2011 Qtr 2: 0; 2011 Qtr 3: 0; 2011 Qtr 4: 0 | 93.4005
SDGE3012_EXP_EXP-ExpressEfficiencyRebateProgram | 213053-Lighting - Remove 4 Ft T-8 (De-Lamp) |  | System | Commercial | [6 empty] | 12.4625 | 12.8479 | 0 | 0 | 0 | -0.38544 | 137.2559 |  | 0 | 0.026384 | -2.5676 | Commercial |  | Winter Only | [5 empty] | 15 | 0.77 |  |  |  | 0 | 90.2872 | 0 | 0 | 0 | 0 | 0 | 0 | 0 | 0 | 0 | 0 | 2009 Qtr 1: 0; 2009 Qtr 2: 0; 2009 Qtr 3: 0; 2009 Qtr 4: 90.2872; 2010 Qtr 1: 0; 2010 Qtr 2: 0; 2010 Qtr 3: 0; 2010 Qtr 4: 0; 2011 Qtr 1: 0; 2011 Qtr 2: 0; 2011 Qtr 3: 0; 2011 Qtr 4: 0 | 90.2872
SDGE3012_EXP_EXP-ExpressEfficiencyRebateProgram | 213230-Lighting - Occupancy Sensor - High-Bay Sensor |  | System | Commercial | 01-ALC-AllCommercial-IntLight | 0 |  |  |  |  | 221.37 | 100 | 0 | 0 | 0 | 121.37 | 2048.6045 |  | kWh | 0.465 | 0 | Commercial | [7 empty] | 8 | 0.84 |  |  |  | 0 | 29 | 0 | 0 | 0 | 0 | 0 | 0 | 0 | 0 | 0 | 0 | 2009 Qtr 1: 0; 2009 Qtr 2: 0; 2009 Qtr 3: 0; 2009 Qtr 4: 29; 2010 Qtr 1: 0; 2010 Qtr 2: 0; 2010 Qtr 3: 0; 2010 Qtr 4: 0; 2011 Qtr 1: 0; 2011 Qtr 2: 0; 2011 Qtr 3: 0; 2011 Qtr 4: 0 | 29
SDGE3012_EXP_EXP-ExpressEfficiencyRebateProgram | 213049-Lighting - LED Exit Sign New Sign |  | System | Commercial | 25-SCN-Storage–Conditioned-Exit | 0 |  |  |  |  | 65.4374 | 45 | 0 | 0 | 0 | 20.4374 | 351.311 |  | kWh | 0 | 0 | Commercial | [7 empty] | 16 | 0.85 |  |  |  | 0 | 7 | 0 | 0 | 0 | 0 | 0 | 0 | 0 | 0 | 0 | 0 | 2009 Qtr 1: 0; 2009 Qtr 2: 0; 2009 Qtr 3: 0; 2009 Qtr 4: 7; 2010 Qtr 1: 0; 2010 Qtr 2: 0; 2010 Qtr 3: 0; 2010 Qtr 4: 0; 2011 Qtr 1: 0; 2011 Qtr 2: 0; 2011 Qtr 3: 0; 2011 Qtr 4: 0 | 7
SDGE3012_EXP_EXP-ExpressEfficiencyRebateProgram | 213085-Refrigeration -Strip Curtains for Walk-ins |  | System | Commercial | 20-RFF-Restaurant–FastFood-Refrig | 0 |  |  |  |  | 10.2164 | 3.1083 | 0 | 0 | 0 | 7.1082 | 465 |  | kWh | 0.053 | 0 | Commercial | [7 empty] | 4 | 0.46 |  |  |  | 0 | 23 | 0 | 0 | 0 | 0 | 0 | 0 | 0 | 0 | 0 | 0 | 2009 Qtr 1: 0; 2009 Qtr 2: 0; 2009 Qtr 3: 23; 2009 Qtr 4: 0; 2010 Qtr 1: 0; 2010 Qtr 2: 0; 2010 Qtr 3: 0; 2010 Qtr 4: 0; 2011 Qtr 1: 0; 2011 Qtr 2: 0; 2011 Qtr 3: 0; 2011 Qtr 4: 0 | 23
SDGE3012_EXP_EXP-ExpressEfficiencyRebateProgram | 213084-Refrigeration -Cooler/Freezer Door Gaskets - Solid Doors: Cooler |  | System | Commercial | 09-GRO-Grocery-REFG | 0 |  |  |  |  | 2.25 | 4.003 | 0 | 0 | 0 | -1.753 | 104.55 |  | kWh | 0.01195 | 0 | Commercial | [7 empty] | 4 | 0.76 |  |  |  | 0 | 283 | 0 | 0 | 0 | 0 | 0 | 0 | 0 | 0 | 0 | 0 | 2009 Qtr 1: 0; 2009 Qtr 2: 0; 2009 Qtr 3: 283; 2009 Qtr 4: 0; 2010 Qtr 1: 0; 2010 Qtr 2: 0; 2010 Qtr 3: 0; 2010 Qtr 4: 0; 2011 Qtr 1: 0; 2011 Qtr 2: 0; 2011 Qtr 3: 0; 2011 Qtr 4: 0 | 283
SDGE3012_EXP_EXP-ExpressEfficiencyRebateProgram | 213085-Refrigeration -Strip Curtains for Walk-ins |  | System | Commercial | 20-RFF-Restaurant–FastFood-Refrig | 0 |  |  |  |  | 10.2164 | 3.1064 | 0 | 0 | 0 | 7.1101 | 465 |  | kWh | 0.053 | 0 | Commercial | [7 empty] | 4 | 0.46 |  |  |  | 0 | 22 | 0 | 0 | 0 | 0 | 0 | 0 | 0 | 0 | 0 | 0 | 2009 Qtr 1: 0; 2009 Qtr 2: 0; 2009 Qtr 3: 22; 2009 Qtr 4: 0; 2010 Qtr 1: 0; 2010 Qtr 2: 0; 2010 Qtr 3: 0; 2010 Qtr 4: 0; 2011 Qtr 1: 0; 2011 Qtr 2: 0; 2011 Qtr 3: 0; 2011 Qtr 4: 0 | 22
SDGE3012_EXP_EXP-ExpressEfficiencyRebateProgram | 213084-Refrigeration -Cooler/Freezer Door Gaskets - Solid Doors: Cooler |  | System | Commercial | 09-GRO-Grocery-REFG | 0 |  |  |  |  | 2.25 | 4.0202 | 0 | 0 | 0 | -1.7702 | 104.55 |  | kWh | 0.01195 | 0 | Commercial | [7 empty] | 4 | 0.76 |  |  |  | 0 | 182 | 0 | 0 | 0 | 0 | 0 | 0 | 0 | 0 | 0 | 0 | 2009 Qtr 1: 0; 2009 Qtr 2: 0; 2009 Qtr 3: 182; 2009 Qtr 4: 0; 2010 Qtr 1: 0; 2010 Qtr 2: 0; 2010 Qtr 3: 0; 2010 Qtr 4: 0; 2011 Qtr 1: 0; 2011 Qtr 2: 0; 2011 Qtr 3: 0; 2011 Qtr 4: 0 | 182
SDGE3012_EXP_EXP-ExpressEfficiencyRebateProgram | 213067-Refrigeration - Food Service -Auto Closer for Main Cooler Doors |  | System | Commercial | 09-GRO-Grocery-REFG | 0 |  |  |  |  | 408.8836 | 103 | 0 | 0 | 0 | 305.8836 | 1075.009 |  | kWh | 0.20794 | -0.053375 | Commercial |  | Annual | [5 empty] | 8 | 0.7 |  |  |  | 0 | 2 | 0 | 0 | 0 | 0 | 0 | 0 | 0 | 0 | 0 | 0 | 2009 Qtr 1: 0; 2009 Qtr 2: 0; 2009 Qtr 3: 2; 2009 Qtr 4: 0; 2010 Qtr 1: 0; 2010 Qtr 2: 0; 2010 Qtr 3: 0; 2010 Qtr 4: 0; 2011 Qtr 1: 0; 2011 Qtr 2: 0; 2011 Qtr 3: 0; 2011 Qtr 4: 0 | 2
SDGE3012_EXP_EXP-ExpressEfficiencyRebateProgram | 213230-Lighting - Occupancy Sensor - High-Bay Sensor |  | System | Commercial | 01-ALC-AllCommercial-IntLight | 0 |  |  |  |  | 221.37 | 100 | 0 | 0 | 0 | 121.37 | 2048.6045 |  | kWh | 0.465 | 0 | Commercial | [7 empty] | 8 | 0.84 |  |  |  | 0 | 49 | 0 | 0 | 0 | 0 | 0 | 0 | 0 | 0 | 0 | 0 | 2009 Qtr 1: 0; 2009 Qtr 2: 0; 2009 Qtr 3: 49; 2009 Qtr 4: 0; 2010 Qtr 1: 0; 2010 Qtr 2: 0; 2010 Qtr 3: 0; 2010 Qtr 4: 0; 2011 Qtr 1: 0; 2011 Qtr 2: 0; 2011 Qtr 3: 0; 2011 Qtr 4: 0 | 49
SDGE3012_EXP_EXP-ExpressEfficiencyRebateProgram | 213230-Lighting - Occupancy Sensor - High-Bay Sensor |  | System | Commercial | 01-ALC-AllCommercial-IntLight | 0 |  |  |  |  | 221.37 | 100 | 0 | 0 | 0 | 121.37 | 2048.6045 |  | kWh | 0.465 | 0 | Commercial | [7 empty] | 8 | 0.84 |  |  |  | 0 | 71 | 0 | 0 | 0 | 0 | 0 | 0 | 0 | 0 | 0 | 0 | 2009 Qtr 1: 0; 2009 Qtr 2: 0; 2009 Qtr 3: 0; 2009 Qtr 4: 71; 2010 Qtr 1: 0; 2010 Qtr 2: 0; 2010 Qtr 3: 0; 2010 Qtr 4: 0; 2011 Qtr 1: 0; 2011 Qtr 2: 0; 2011 Qtr 3: 0; 2011 Qtr 4: 0 | 71
SDGE3012_EXP_EXP-ExpressEfficiencyRebateProgram | 213062-Lighting - Occupancy Sensor - Wallbox Lighting Sensor |  | System | Commercial | 18-OFS-Office–Small-IntLight | 0 |  |  |  |  | 42.2833 | 22.5 | 0 | 0 | 0 | 19.7833 | 213.759 |  | kWh | 0 | 0 | Commercial | [7 empty] | 8 | 0.84 |  |  |  | 0 | 32 | 0 | 0 | 0 | 0 | 0 | 0 | 0 | 0 | 0 | 0 | 2009 Qtr 1: 0; 2009 Qtr 2: 0; 2009 Qtr 3: 0; 2009 Qtr 4: 32; 2010 Qtr 1: 0; 2010 Qtr 2: 0; 2010 Qtr 3: 0; 2010 Qtr 4: 0; 2011 Qtr 1: 0; 2011 Qtr 2: 0; 2011 Qtr 3: 0; 2011 Qtr 4: 0 | 32
SDGE3012_EXP_EXP-ExpressEfficiencyRebateProgram | 213030-Lighting - Interior 0-35w Incan Base HID |  | System | Commercial | 01-ALC-AllCommercial-IntLight | 0 |  |  |  |  | 133 | 22 | 0 | 0 | 0 | 111 | 228.25 |  | kWh | 0.039233 | 0 | Commercial | [7 empty] | 15 | 0.77 |  |  |  | 0 | 72 | 0 | 0 | 0 | 0 | 0 | 0 | 0 | 0 | 0 | 0 | 2009 Qtr 1: 0; 2009 Qtr 2: 0; 2009 Qtr 3: 0; 2009 Qtr 4: 72; 2010 Qtr 1: 0; 2010 Qtr 2: 0; 2010 Qtr 3: 0; 2010 Qtr 4: 0; 2011 Qtr 1: 0; 2011 Qtr 2: 0; 2011 Qtr 3: 0; 2011 Qtr 4: 0 | 72
SDGE3012_EXP_EXP-ExpressEfficiencyRebateProgram | 213029-Lighting - Induction Fixture 55-100 watts |  | System | Commercial | 01-ALC-AllCommercial-IntLight | 0 |  |  |  |  | 295 | 115 | 0 | 0 | 0 | 180 | 1197 |  | kWh | 0.1782 | 0 | Commercial | [7 empty] | 15 | 0.77 |  |  |  | 0 | 70 | 0 | 0 | 0 | 0 | 0 | 0 | 0 | 0 | 0 | 0 | 2009 Qtr 1: 0; 2009 Qtr 2: 0; 2009 Qtr 3: 0; 2009 Qtr 4: 70; 2010 Qtr 1: 0; 2010 Qtr 2: 0; 2010 Qtr 3: 0; 2010 Qtr 4: 0; 2011 Qtr 1: 0; 2011 Qtr 2: 0; 2011 Qtr 3: 0; 2011 Qtr 4: 0 | 70
SDGE3012_EXP_EXP-ExpressEfficiencyRebateProgram | 213084-Refrigeration -Cooler/Freezer Door Gaskets - Solid Doors: Cooler |  | System | Commercial | 09-GRO-Grocery-REFG | 0 |  |  |  |  | 2.25 | 4.0065 | 0 | 0 | 0 | -1.7565 | 104.55 |  | kWh | 0.01195 | 0 | Commercial | [7 empty] | 4 | 0.76 |  |  |  | 0 | 202 | 0 | 0 | 0 | 0 | 0 | 0 | 0 | 0 | 0 | 0 | 2009 Qtr 1: 0; 2009 Qtr 2: 0; 2009 Qtr 3: 202; 2009 Qtr 4: 0; 2010 Qtr 1: 0; 2010 Qtr 2: 0; 2010 Qtr 3: 0; 2010 Qtr 4: 0; 2011 Qtr 1: 0; 2011 Qtr 2: 0; 2011 Qtr 3: 0; 2011 Qtr 4: 0 | 202
SDGE3012_EXP_EXP-ExpressEfficiencyRebateProgram | 213084-Refrigeration -Cooler/Freezer Door Gaskets - Solid Doors: Cooler |  | System | Commercial | 09-GRO-Grocery-REFG | 0 |  |  |  |  | 2.25 | 4 | 0 | 0 | 0 | -1.75 | 104.55 |  | kWh | 0.01195 | 0 | Commercial | [7 empty] | 4 | 0.76 |  |  |  | 0 | 191 | 0 | 0 | 0 | 0 | 0 | 0 | 0 | 0 | 0 | 0 | 2009 Qtr 1: 0; 2009 Qtr 2: 0; 2009 Qtr 3: 191; 2009 Qtr 4: 0; 2010 Qtr 1: 0; 2010 Qtr 2: 0; 2010 Qtr 3: 0; 2010 Qtr 4: 0; 2011 Qtr 1: 0; 2011 Qtr 2: 0; 2011 Qtr 3: 0; 2011 Qtr 4: 0 | 191
SDGE3012_EXP_EXP-ExpressEfficiencyRebateProgram | 213147-Premium T8 with T12 34Watt Baseline |  | System | Commercial | 18-OFS-Office–Small-IntLight | 0 |  |  |  |  | 32.3249 | 7.7087 | 0 | 0 | 0 | 24.6162 | 50.5326 |  | kWh | 0.01079 | 0 | Commercial | [7 empty] | 15 | 0.78 |  |  |  | 0 | 196.1411 | 0 | 0 | 0 | 0 | 0 | 0 | 0 | 0 | 0 | 0 | 2009 Qtr 1: 0; 2009 Qtr 2: 0; 2009 Qtr 3: 196.1411; 2009 Qtr 4: 0; 2010 Qtr 1: 0; 2010 Qtr 2: 0; 2010 Qtr 3: 0; 2010 Qtr 4: 0; 2011 Qtr 1: 0; 2011 Qtr 2: 0; 2011 Qtr 3: 0; 2011 Qtr 4: 0 | 196.1411
SDGE3012_EXP_EXP-ExpressEfficiencyRebateProgram | 213230-Lighting - Occupancy Sensor - High-Bay Sensor |  | System | Commercial | 01-ALC-AllCommercial-IntLight | 0 |  |  |  |  | 221.37 | 100 | 0 | 0 | 0 | 121.37 | 2048.6045 |  | kWh | 0.465 | 0 | Commercial | [7 empty] | 8 | 0.84 |  |  |  | 0 | 63 | 0 | 0 | 0 | 0 | 0 | 0 | 0 | 0 | 0 | 0 | 2009 Qtr 1: 0; 2009 Qtr 2: 0; 2009 Qtr 3: 63; 2009 Qtr 4: 0; 2010 Qtr 1: 0; 2010 Qtr 2: 0; 2010 Qtr 3: 0; 2010 Qtr 4: 0; 2011 Qtr 1: 0; 2011 Qtr 2: 0; 2011 Qtr 3: 0; 2011 Qtr 4: 0 | 63
SDGE3012_EXP_EXP-ExpressEfficiencyRebateProgram | 213085-Refrigeration -Strip Curtains for Walk-ins |  | System | Commercial | 20-RFF-Restaurant–FastFood-Refrig | 0 |  |  |  |  | 10.2164 | 3.0215 | 0 | 0 | 0 | 7.1949 | 465 |  | kWh | 0.053 | 0 | Commercial | [7 empty] | 4 | 0.46 |  |  |  | 0 | 95 | 0 | 0 | 0 | 0 | 0 | 0 | 0 | 0 | 0 | 0 | 2009 Qtr 1: 0; 2009 Qtr 2: 0; 2009 Qtr 3: 95; 2009 Qtr 4: 0; 2010 Qtr 1: 0; 2010 Qtr 2: 0; 2010 Qtr 3: 0; 2010 Qtr 4: 0; 2011 Qtr 1: 0; 2011 Qtr 2: 0; 2011 Qtr 3: 0; 2011 Qtr 4: 0 | 95
SDGE3012_EXP_EXP-ExpressEfficiencyRebateProgram | 213084-Refrigeration -Cooler/Freezer Door Gaskets - Solid Doors: Cooler |  | System | Commercial | 09-GRO-Grocery-REFG | 0 |  |  |  |  | 2.25 | 4.0085 | 0 | 0 | 0 | -1.7585 | 104.55 |  | kWh | 0.01195 | 0 | Commercial | [7 empty] | 4 | 0.76 |  |  |  | 0 | 323 | 0 | 0 | 0 | 0 | 0 | 0 | 0 | 0 | 0 | 0 | 2009 Qtr 1: 0; 2009 Qtr 2: 0; 2009 Qtr 3: 323; 2009 Qtr 4: 0; 2010 Qtr 1: 0; 2010 Qtr 2: 0; 2010 Qtr 3: 0; 2010 Qtr 4: 0; 2011 Qtr 1: 0; 2011 Qtr 2: 0; 2011 Qtr 3: 0; 2011 Qtr 4: 0 | 323
SDGE3012_EXP_EXP-ExpressEfficiencyRebateProgram | 213067-Refrigeration - Food Service -Auto Closer for Main Cooler Doors |  | System | Commercial | 09-GRO-Grocery-REFG | 0 |  |  |  |  | 408.8836 | 103 | 0 | 0 | 0 | 305.8836 | 1075.009 |  | kWh | 0.20794 | -0.053375 | Commercial |  | Annual | [5 empty] | 8 | 0.7 |  |  |  | 0 | 2 | 0 | 0 | 0 | 0 | 0 | 0 | 0 | 0 | 0 | 0 | 2009 Qtr 1: 0; 2009 Qtr 2: 0; 2009 Qtr 3: 2; 2009 Qtr 4: 0; 2010 Qtr 1: 0; 2010 Qtr 2: 0; 2010 Qtr 3: 0; 2010 Qtr 4: 0; 2011 Qtr 1: 0; 2011 Qtr 2: 0; 2011 Qtr 3: 0; 2011 Qtr 4: 0 | 2
SDGE3012_EXP_EXP-ExpressEfficiencyRebateProgram | 213230-Lighting - Occupancy Sensor - High-Bay Sensor |  | System | Commercial | 01-ALC-AllCommercial-IntLight | 0 |  |  |  |  | 221.37 | 100 | 0 | 0 | 0 | 121.37 | 2048.6045 |  | kWh | 0.465 | 0 | Commercial | [7 empty] | 8 | 0.84 |  |  |  | 0 | 340 | 0 | 0 | 0 | 0 | 0 | 0 | 0 | 0 | 0 | 0 | 2009 Qtr 1: 0; 2009 Qtr 2: 0; 2009 Qtr 3: 340; 2009 Qtr 4: 0; 2010 Qtr 1: 0; 2010 Qtr 2: 0; 2010 Qtr 3: 0; 2010 Qtr 4: 0; 2011 Qtr 1: 0; 2011 Qtr 2: 0; 2011 Qtr 3: 0; 2011 Qtr 4: 0 | 340
SDGE3012_EXP_EXP-ExpressEfficiencyRebateProgram | 213230-Lighting - Occupancy Sensor - High-Bay Sensor |  | System | Commercial | 01-ALC-AllCommercial-IntLight | 0 |  |  |  |  | 221.37 | 100 | 0 | 0 | 0 | 121.37 | 2048.6045 |  | kWh | 0.465 | 0 | Commercial | [7 empty] | 8 | 0.84 |  |  |  | 0 | 29 | 0 | 0 | 0 | 0 | 0 | 0 | 0 | 0 | 0 | 0 | 2009 Qtr 1: 0; 2009 Qtr 2: 0; 2009 Qtr 3: 29; 2009 Qtr 4: 0; 2010 Qtr 1: 0; 2010 Qtr 2: 0; 2010 Qtr 3: 0; 2010 Qtr 4: 0; 2011 Qtr 1: 0; 2011 Qtr 2: 0; 2011 Qtr 3: 0; 2011 Qtr 4: 0 | 29
SDGE3012_EXP_EXP-ExpressEfficiencyRebateProgram | 213083-Refrigeration -Cooler/Freezer Door Gaskets - Glass Doors |  | System | Commercial | 09-GRO-Grocery-REFG | 0 |  |  |  |  | 2.25 | 4 | 0 | 0 | 0 | -1.75 | 104.55 |  | kWh | 0.01195 | 0 | Commercial | [7 empty] | 4 | 0.76 |  |  |  | 0 | 284 | 0 | 0 | 0 | 0 | 0 | 0 | 0 | 0 | 0 | 0 | 2009 Qtr 1: 0; 2009 Qtr 2: 0; 2009 Qtr 3: 284; 2009 Qtr 4: 0; 2010 Qtr 1: 0; 2010 Qtr 2: 0; 2010 Qtr 3: 0; 2010 Qtr 4: 0; 2011 Qtr 1: 0; 2011 Qtr 2: 0; 2011 Qtr 3: 0; 2011 Qtr 4: 0 | 284
SDGE3012_EXP_EXP-ExpressEfficiencyRebateProgram | 213084-Refrigeration -Cooler/Freezer Door Gaskets - Solid Doors: Cooler |  | System | Commercial | 09-GRO-Grocery-REFG | 0 |  |  |  |  | 2.25 | 4 | 0 | 0 | 0 | -1.75 | 104.55 |  | kWh | 0.01195 | 0 | Commercial | [7 empty] | 4 | 0.76 |  |  |  | 0 | 172 | 0 | 0 | 0 | 0 | 0 | 0 | 0 | 0 | 0 | 0 | 2009 Qtr 1: 0; 2009 Qtr 2: 0; 2009 Qtr 3: 172; 2009 Qtr 4: 0; 2010 Qtr 1: 0; 2010 Qtr 2: 0; 2010 Qtr 3: 0; 2010 Qtr 4: 0; 2011 Qtr 1: 0; 2011 Qtr 2: 0; 2011 Qtr 3: 0; 2011 Qtr 4: 0 | 172
SDGE3012_EXP_EXP-ExpressEfficiencyRebateProgram | 213085-Refrigeration -Strip Curtains for Walk-ins |  | System | Commercial | 20-RFF-Restaurant–FastFood-Refrig | 0 |  |  |  |  | 10.2164 | 3.0473 | 0 | 0 | 0 | 7.1691 | 465 |  | kWh | 0.053 | 0 | Commercial | [7 empty] | 4 | 0.46 |  |  |  | 0 | 45 | 0 | 0 | 0 | 0 | 0 | 0 | 0 | 0 | 0 | 0 | 2009 Qtr 1: 0; 2009 Qtr 2: 0; 2009 Qtr 3: 45; 2009 Qtr 4: 0; 2010 Qtr 1: 0; 2010 Qtr 2: 0; 2010 Qtr 3: 0; 2010 Qtr 4: 0; 2011 Qtr 1: 0; 2011 Qtr 2: 0; 2011 Qtr 3: 0; 2011 Qtr 4: 0 | 45
SDGE3012_EXP_EXP-ExpressEfficiencyRebateProgram | 213084-Refrigeration -Cooler/Freezer Door Gaskets - Solid Doors: Cooler |  | System | Commercial | 09-GRO-Grocery-REFG | 0 |  |  |  |  | 2.25 | 4.0066 | 0 | 0 | 0 | -1.7566 | 104.55 |  | kWh | 0.01195 | 0 | Commercial | [7 empty] | 4 | 0.76 |  |  |  | 0 | 250 | 0 | 0 | 0 | 0 | 0 | 0 | 0 | 0 | 0 | 0 | 2009 Qtr 1: 0; 2009 Qtr 2: 0; 2009 Qtr 3: 250; 2009 Qtr 4: 0; 2010 Qtr 1: 0; 2010 Qtr 2: 0; 2010 Qtr 3: 0; 2010 Qtr 4: 0; 2011 Qtr 1: 0; 2011 Qtr 2: 0; 2011 Qtr 3: 0; 2011 Qtr 4: 0 | 250
SDGE3012_EXP_EXP-ExpressEfficiencyRebateProgram | 213067-Refrigeration - Food Service -Auto Closer for Main Cooler Doors |  | System | Commercial | 09-GRO-Grocery-REFG | 0 |  |  |  |  | 408.8836 | 103 | 0 | 0 | 0 | 305.8836 | 1075.009 |  | kWh | 0.20794 | -0.053375 | Commercial |  | Annual | [5 empty] | 8 | 0.7 |  |  |  | 0 | 2 | 0 | 0 | 0 | 0 | 0 | 0 | 0 | 0 | 0 | 0 | 2009 Qtr 1: 0; 2009 Qtr 2: 0; 2009 Qtr 3: 2; 2009 Qtr 4: 0; 2010 Qtr 1: 0; 2010 Qtr 2: 0; 2010 Qtr 3: 0; 2010 Qtr 4: 0; 2011 Qtr 1: 0; 2011 Qtr 2: 0; 2011 Qtr 3: 0; 2011 Qtr 4: 0 | 2
SDGE3012_EXP_EXP-ExpressEfficiencyRebateProgram | 213083-Refrigeration -Cooler/Freezer Door Gaskets - Glass Doors |  | System | Commercial | 09-GRO-Grocery-REFG | 0 |  |  |  |  | 2.25 | 4 | 0 | 0 | 0 | -1.75 | 104.55 |  | kWh | 0.01195 | 0 | Commercial | [7 empty] | 4 | 0.76 |  |  |  | 0 | 204 | 0 | 0 | 0 | 0 | 0 | 0 | 0 | 0 | 0 | 0 | 2009 Qtr 1: 0; 2009 Qtr 2: 0; 2009 Qtr 3: 204; 2009 Qtr 4: 0; 2010 Qtr 1: 0; 2010 Qtr 2: 0; 2010 Qtr 3: 0; 2010 Qtr 4: 0; 2011 Qtr 1: 0; 2011 Qtr 2: 0; 2011 Qtr 3: 0; 2011 Qtr 4: 0 | 204
SDGE3012_EXP_EXP-ExpressEfficiencyRebateProgram | 213085-Refrigeration -Strip Curtains for Walk-ins |  | System | Commercial | 20-RFF-Restaurant–FastFood-Refrig | 0 |  |  |  |  | 10.2164 | 3.0349 | 0 | 0 | 0 | 7.1815 | 465 |  | kWh | 0.053 | 0 | Commercial | [7 empty] | 4 | 0.46 |  |  |  | 0 | 67 | 0 | 0 | 0 | 0 | 0 | 0 | 0 | 0 | 0 | 0 | 2009 Qtr 1: 0; 2009 Qtr 2: 0; 2009 Qtr 3: 67; 2009 Qtr 4: 0; 2010 Qtr 1: 0; 2010 Qtr 2: 0; 2010 Qtr 3: 0; 2010 Qtr 4: 0; 2011 Qtr 1: 0; 2011 Qtr 2: 0; 2011 Qtr 3: 0; 2011 Qtr 4: 0 | 67
SDGE3012_EXP_EXP-ExpressEfficiencyRebateProgram | 213084-Refrigeration -Cooler/Freezer Door Gaskets - Solid Doors: Cooler |  | System | Commercial | 09-GRO-Grocery-REFG | 0 |  |  |  |  | 2.25 | 4.0021 | 0 | 0 | 0 | -1.7521 | 104.55 |  | kWh | 0.01195 | 0 | Commercial | [7 empty] | 4 | 0.76 |  |  |  | 0 | 390 | 0 | 0 | 0 | 0 | 0 | 0 | 0 | 0 | 0 | 0 | 2009 Qtr 1: 0; 2009 Qtr 2: 0; 2009 Qtr 3: 390; 2009 Qtr 4: 0; 2010 Qtr 1: 0; 2010 Qtr 2: 0; 2010 Qtr 3: 0; 2010 Qtr 4: 0; 2011 Qtr 1: 0; 2011 Qtr 2: 0; 2011 Qtr 3: 0; 2011 Qtr 4: 0 | 390
SDGE3012_EXP_EXP-ExpressEfficiencyRebateProgram | 213116-Refrigeration -Cooler/Freezer Door Gaskets - Solid Doors: Freezer |  | System | Commercial | 09-GRO-Grocery-REFG | 0 |  |  |  |  | 4 | 4.0083 | 0 | 0 | 0 | -0.0082609 | 104.55 |  | kWh | 0.01195 | 0 | Commercial | [7 empty] | 4 | 0.76 |  |  |  | 0 | 92 | 0 | 0 | 0 | 0 | 0 | 0 | 0 | 0 | 0 | 0 | 2009 Qtr 1: 0; 2009 Qtr 2: 0; 2009 Qtr 3: 92; 2009 Qtr 4: 0; 2010 Qtr 1: 0; 2010 Qtr 2: 0; 2010 Qtr 3: 0; 2010 Qtr 4: 0; 2011 Qtr 1: 0; 2011 Qtr 2: 0; 2011 Qtr 3: 0; 2011 Qtr 4: 0 | 92
SDGE3012_EXP_EXP-ExpressEfficiencyRebateProgram | 213067-Refrigeration - Food Service -Auto Closer for Main Cooler Doors |  | System | Commercial | 09-GRO-Grocery-REFG | 0 |  |  |  |  | 408.8836 | 103 | 0 | 0 | 0 | 305.8836 | 1075.009 |  | kWh | 0.20794 | -0.053375 | Commercial |  | Annual | [5 empty] | 8 | 0.7 |  |  |  | 0 | 1 | 0 | 0 | 0 | 0 | 0 | 0 | 0 | 0 | 0 | 0 | 2009 Qtr 1: 0; 2009 Qtr 2: 0; 2009 Qtr 3: 1; 2009 Qtr 4: 0; 2010 Qtr 1: 0; 2010 Qtr 2: 0; 2010 Qtr 3: 0; 2010 Qtr 4: 0; 2011 Qtr 1: 0; 2011 Qtr 2: 0; 2011 Qtr 3: 0; 2011 Qtr 4: 0 | 1
SDGE3012_EXP_EXP-ExpressEfficiencyRebateProgram | 213084-Refrigeration -Cooler/Freezer Door Gaskets - Solid Doors: Cooler |  | System | Commercial | 09-GRO-Grocery-REFG | 0 |  |  |  |  | 2.25 | 4 | 0 | 0 | 0 | -1.75 | 104.55 |  | kWh | 0.01195 | 0 | Commercial | [7 empty] | 4 | 0.76 |  |  |  | 0 | 377 | 0 | 0 | 0 | 0 | 0 | 0 | 0 | 0 | 0 | 0 | 2009 Qtr 1: 0; 2009 Qtr 2: 0; 2009 Qtr 3: 0; 2009 Qtr 4: 377; 2010 Qtr 1: 0; 2010 Qtr 2: 0; 2010 Qtr 3: 0; 2010 Qtr 4: 0; 2011 Qtr 1: 0; 2011 Qtr 2: 0; 2011 Qtr 3: 0; 2011 Qtr 4: 0 | 377
SDGE3012_EXP_EXP-ExpressEfficiencyRebateProgram | 213222-Lighting - Screw in 14-26 Watt Lamp |  | System | Commercial | [6 empty] | 6.3587 | 8.101 | 0 | 0 | 0 | -1.7423 | 194.1729 |  | 0 | 0.038993 | -2.6224 | Commercial |  | Winter Only | [5 empty] | 2.47 | 0.81 |  |  |  | 0.797 | 386.1267 | 0 | 0 | 0 | 0 | 0 | 0 | 0 | 0 | 0 | 0 | 2009 Qtr 1: 386.1267; 2009 Qtr 2: 0; 2009 Qtr 3: 0; 2009 Qtr 4: 0; 2010 Qtr 1: 0; 2010 Qtr 2: 0; 2010 Qtr 3: 0; 2010 Qtr 4: 0; 2011 Qtr 1: 0; 2011 Qtr 2: 0; 2011 Qtr 3: 0; 2011 Qtr 4: 0 | 386.1267
SDGE3012_EXP_EXP-ExpressEfficiencyRebateProgram | 213221-Lighting - Screw in >= 27 Watt Lamp |  | System | Commercial | [6 empty] | 13.3758 | 10.6325 | 0 | 0 | 0 | 2.7433 | 270.3194 |  | 0 | 0.054284 | -3.6508 | Commercial |  | Winter Only | [5 empty] | 2.47 | 0.81 |  |  |  | 0 | 585.609 | 0 | 0 | 0 | 0 | 0 | 0 | 0 | 0 | 0 | 0 | 2009 Qtr 1: 585.609; 2009 Qtr 2: 0; 2009 Qtr 3: 0; 2009 Qtr 4: 0; 2010 Qtr 1: 0; 2010 Qtr 2: 0; 2010 Qtr 3: 0; 2010 Qtr 4: 0; 2011 Qtr 1: 0; 2011 Qtr 2: 0; 2011 Qtr 3: 0; 2011 Qtr 4: 0 | 585.609
SDGE3012_EXP_EXP-ExpressEfficiencyRebateProgram | 213229-Lighting - Screw in 14-26 Watt Reflector Lamp |  | System | Commercial | [6 empty] | 12.3236 | 9.1136 | 0 | 0 | 0 | 3.21 | 194.1729 |  | 0 | 0.038993 | -2.6224 | Commercial |  | Winter Only | [5 empty] | 2.47 | 0.81 |  |  |  | 0 | 8.8878 | 0 | 0 | 0 | 0 | 0 | 0 | 0 | 0 | 0 | 0 | 2009 Qtr 1: 8.8878; 2009 Qtr 2: 0; 2009 Qtr 3: 0; 2009 Qtr 4: 0; 2010 Qtr 1: 0; 2010 Qtr 2: 0; 2010 Qtr 3: 0; 2010 Qtr 4: 0; 2011 Qtr 1: 0; 2011 Qtr 2: 0; 2011 Qtr 3: 0; 2011 Qtr 4: 0 | 8.8878
SDGE3012_EXP_EXP-ExpressEfficiencyRebateProgram | 213222-Lighting - Screw in 14-26 Watt Lamp |  | System | Commercial | [6 empty] | 6.3587 | 8.101 | 0 | 0 | 0 | -1.7423 | 194.1729 |  | 0 | 0.038993 | -2.6224 | Commercial |  | Winter Only | [5 empty] | 2.47 | 0.81 |  |  |  | 0.797 | 386.1267 | 0 | 0 | 0 | 0 | 0 | 0 | 0 | 0 | 0 | 0 | 2009 Qtr 1: 386.1267; 2009 Qtr 2: 0; 2009 Qtr 3: 0; 2009 Qtr 4: 0; 2010 Qtr 1: 0; 2010 Qtr 2: 0; 2010 Qtr 3: 0; 2010 Qtr 4: 0; 2011 Qtr 1: 0; 2011 Qtr 2: 0; 2011 Qtr 3: 0; 2011 Qtr 4: 0 | 386.1267
SDGE3012_EXP_EXP-ExpressEfficiencyRebateProgram | 213221-Lighting - Screw in >= 27 Watt Lamp |  | System | Commercial | [6 empty] | 13.3758 | 10.6325 | 0 | 0 | 0 | 2.7433 | 270.3194 |  | 0 | 0.054284 | -3.6508 | Commercial |  | Winter Only | [5 empty] | 2.47 | 0.81 |  |  |  | 0 | 585.609 | 0 | 0 | 0 | 0 | 0 | 0 | 0 | 0 | 0 | 0 | 2009 Qtr 1: 585.609; 2009 Qtr 2: 0; 2009 Qtr 3: 0; 2009 Qtr 4: 0; 2010 Qtr 1: 0; 2010 Qtr 2: 0; 2010 Qtr 3: 0; 2010 Qtr 4: 0; 2011 Qtr 1: 0; 2011 Qtr 2: 0; 2011 Qtr 3: 0; 2011 Qtr 4: 0 | 585.609
SDGE3012_EXP_EXP-ExpressEfficiencyRebateProgram | 213229-Lighting - Screw in 14-26 Watt Reflector Lamp |  | System | Commercial | [6 empty] | 12.3236 | 9.1136 | 0 | 0 | 0 | 3.21 | 194.1729 |  | 0 | 0.038993 | -2.6224 | Commercial |  | Winter Only | [5 empty] | 2.47 | 0.81 |  |  |  | 0 | 8.8878 | 0 | 0 | 0 | 0 | 0 | 0 | 0 | 0 | 0 | 0 | 2009 Qtr 1: 8.8878; 2009 Qtr 2: 0; 2009 Qtr 3: 0; 2009 Qtr 4: 0; 2010 Qtr 1: 0; 2010 Qtr 2: 0; 2010 Qtr 3: 0; 2010 Qtr 4: 0; 2011 Qtr 1: 0; 2011 Qtr 2: 0; 2011 Qtr 3: 0; 2011 Qtr 4: 0 | 8.8878
SDGE3012_EXP_EXP-ExpressEfficiencyRebateProgram | 213011-Lighting - 2 Ft 2nd Gen. T-8 with Elec. Ballast |  | System | Commercial | 18-OFS-Office–Small-IntLight | 0 |  |  |  |  | 26.9806 | 5.7816 | 0 | 0 | 0 | 21.199 | 70.927 |  | kWh | 0.010327 | 0 | Commercial | [7 empty] | 15 | 0.78 |  |  |  | 0 | 10.8967 | 0 | 0 | 0 | 0 | 0 | 0 | 0 | 0 | 0 | 0 | 2009 Qtr 1: 0; 2009 Qtr 2: 0; 2009 Qtr 3: 0; 2009 Qtr 4: 10.8967; 2010 Qtr 1: 0; 2010 Qtr 2: 0; 2010 Qtr 3: 0; 2010 Qtr 4: 0; 2011 Qtr 1: 0; 2011 Qtr 2: 0; 2011 Qtr 3: 0; 2011 Qtr 4: 0 | 10.8967
SDGE3012_EXP_EXP-ExpressEfficiencyRebateProgram | 213147-Premium T8 with T12 34Watt Baseline |  | System | Commercial | 18-OFS-Office–Small-IntLight | 0 |  |  |  |  | 32.3249 | 6.9379 | 0 | 0 | 0 | 25.387 | 50.5326 |  | kWh | 0.01079 | 0 | Commercial | [7 empty] | 15 | 0.78 |  |  |  | 0 | 656.9169 | 0 | 0 | 0 | 0 | 0 | 0 | 0 | 0 | 0 | 0 | 2009 Qtr 1: 0; 2009 Qtr 2: 0; 2009 Qtr 3: 0; 2009 Qtr 4: 656.9169; 2010 Qtr 1: 0; 2010 Qtr 2: 0; 2010 Qtr 3: 0; 2010 Qtr 4: 0; 2011 Qtr 1: 0; 2011 Qtr 2: 0; 2011 Qtr 3: 0; 2011 Qtr 4: 0 | 656.9169
SDGE3012_EXP_EXP-ExpressEfficiencyRebateProgram | 213053-Lighting - Remove 4 Ft T-8 (De-Lamp) |  | System | Commercial | [6 empty] | 12.4625 | 11.5631 | 0 | 0 | 0 | 0.89935 | 137.2559 |  | 0 | 0.026384 | -2.5676 | Commercial |  | Winter Only | [5 empty] | 15 | 0.77 |  |  |  | 0 | 342.4685 | 0 | 0 | 0 | 0 | 0 | 0 | 0 | 0 | 0 | 0 | 2009 Qtr 1: 0; 2009 Qtr 2: 0; 2009 Qtr 3: 0; 2009 Qtr 4: 342.4685; 2010 Qtr 1: 0; 2010 Qtr 2: 0; 2010 Qtr 3: 0; 2010 Qtr 4: 0; 2011 Qtr 1: 0; 2011 Qtr 2: 0; 2011 Qtr 3: 0; 2011 Qtr 4: 0 | 342.4685
SDGE3012_EXP_EXP-ExpressEfficiencyRebateProgram | 213084-Refrigeration -Cooler/Freezer Door Gaskets - Solid Doors: Cooler |  | System | Commercial | 09-GRO-Grocery-REFG | 0 |  |  |  |  | 2.25 | 4.0065 | 0 | 0 | 0 | -1.7565 | 104.55 |  | kWh | 0.01195 | 0 | Commercial | [7 empty] | 4 | 0.76 |  |  |  | 0 | 470 | 0 | 0 | 0 | 0 | 0 | 0 | 0 | 0 | 0 | 0 | 2009 Qtr 1: 0; 2009 Qtr 2: 0; 2009 Qtr 3: 470; 2009 Qtr 4: 0; 2010 Qtr 1: 0; 2010 Qtr 2: 0; 2010 Qtr 3: 0; 2010 Qtr 4: 0; 2011 Qtr 1: 0; 2011 Qtr 2: 0; 2011 Qtr 3: 0; 2011 Qtr 4: 0 | 470
SDGE3012_EXP_EXP-ExpressEfficiencyRebateProgram | 213067-Refrigeration - Food Service -Auto Closer for Main Cooler Doors |  | System | Commercial | 09-GRO-Grocery-REFG | 0 |  |  |  |  | 408.8836 | 103 | 0 | 0 | 0 | 305.8836 | 1075.009 |  | kWh | 0.20794 | -0.053375 | Commercial |  | Annual | [5 empty] | 8 | 0.7 |  |  |  | 0 | 1 | 0 | 0 | 0 | 0 | 0 | 0 | 0 | 0 | 0 | 0 | 2009 Qtr 1: 0; 2009 Qtr 2: 0; 2009 Qtr 3: 1; 2009 Qtr 4: 0; 2010 Qtr 1: 0; 2010 Qtr 2: 0; 2010 Qtr 3: 0; 2010 Qtr 4: 0; 2011 Qtr 1: 0; 2011 Qtr 2: 0; 2011 Qtr 3: 0; 2011 Qtr 4: 0 | 1
SDGE3012_EXP_EXP-ExpressEfficiencyRebateProgram | 213085-Refrigeration -Strip Curtains for Walk-ins |  | System | Commercial | 20-RFF-Restaurant–FastFood-Refrig | 0 |  |  |  |  | 10.2164 | 3.0047 | 0 | 0 | 0 | 7.2117 | 465 |  | kWh | 0.053 | 0 | Commercial | [7 empty] | 4 | 0.46 |  |  |  | 0 | 114 | 0 | 0 | 0 | 0 | 0 | 0 | 0 | 0 | 0 | 0 | 2009 Qtr 1: 0; 2009 Qtr 2: 0; 2009 Qtr 3: 114; 2009 Qtr 4: 0; 2010 Qtr 1: 0; 2010 Qtr 2: 0; 2010 Qtr 3: 0; 2010 Qtr 4: 0; 2011 Qtr 1: 0; 2011 Qtr 2: 0; 2011 Qtr 3: 0; 2011 Qtr 4: 0 | 114
SDGE3012_EXP_EXP-ExpressEfficiencyRebateProgram | 213084-Refrigeration -Cooler/Freezer Door Gaskets - Solid Doors: Cooler |  | System | Commercial | 09-GRO-Grocery-REFG | 0 |  |  |  |  | 2.25 | 4.0027 | 0 | 0 | 0 | -1.7527 | 104.55 |  | kWh | 0.01195 | 0 | Commercial | [7 empty] | 4 | 0.76 |  |  |  | 0 | 1214 | 0 | 0 | 0 | 0 | 0 | 0 | 0 | 0 | 0 | 0 | 2009 Qtr 1: 0; 2009 Qtr 2: 0; 2009 Qtr 3: 1214; 2009 Qtr 4: 0; 2010 Qtr 1: 0; 2010 Qtr 2: 0; 2010 Qtr 3: 0; 2010 Qtr 4: 0; 2011 Qtr 1: 0; 2011 Qtr 2: 0; 2011 Qtr 3: 0; 2011 Qtr 4: 0 | 1214
SDGE3012_EXP_EXP-ExpressEfficiencyRebateProgram | 213067-Refrigeration - Food Service -Auto Closer for Main Cooler Doors |  | System | Commercial | 09-GRO-Grocery-REFG | 0 |  |  |  |  | 408.8836 | 103 | 0 | 0 | 0 | 305.8836 | 1075.009 |  | kWh | 0.20794 | -0.053375 | Commercial |  | Annual | [5 empty] | 8 | 0.7 |  |  |  | 0 | 3 | 0 | 0 | 0 | 0 | 0 | 0 | 0 | 0 | 0 | 0 | 2009 Qtr 1: 0; 2009 Qtr 2: 0; 2009 Qtr 3: 3; 2009 Qtr 4: 0; 2010 Qtr 1: 0; 2010 Qtr 2: 0; 2010 Qtr 3: 0; 2010 Qtr 4: 0; 2011 Qtr 1: 0; 2011 Qtr 2: 0; 2011 Qtr 3: 0; 2011 Qtr 4: 0 | 3
SDGE3012_EXP_EXP-ExpressEfficiencyRebateProgram | 213084-Refrigeration -Cooler/Freezer Door Gaskets - Solid Doors: Cooler |  | System | Commercial | 09-GRO-Grocery-REFG | 0 |  |  |  |  | 2.25 | 4 | 0 | 0 | 0 | -1.75 | 104.55 |  | kWh | 0.01195 | 0 | Commercial | [7 empty] | 4 | 0.76 |  |  |  | 0 | 1920 | 0 | 0 | 0 | 0 | 0 | 0 | 0 | 0 | 0 | 0 | 2009 Qtr 1: 0; 2009 Qtr 2: 0; 2009 Qtr 3: 1920; 2009 Qtr 4: 0; 2010 Qtr 1: 0; 2010 Qtr 2: 0; 2010 Qtr 3: 0; 2010 Qtr 4: 0; 2011 Qtr 1: 0; 2011 Qtr 2: 0; 2011 Qtr 3: 0; 2011 Qtr 4: 0 | 1920
SDGE3012_EXP_EXP-ExpressEfficiencyRebateProgram | 213215-Lighting-Interior High Bay Linear Fluorescent Fixtures <= 244 Watts replacing 400 Watts (Tier 1) |  | System | Commercial | [6 empty] | 275.71 | 101.5 | 0 | 0 | 0 | 174.21 | 391.8678 |  | 0 | 0.07368 | -7.1132 | Commercial |  | Winter Only | [5 empty] | 15 | 0.78 |  |  |  | 0 | 52 | 0 | 0 | 0 | 0 | 0 | 0 | 0 | 0 | 0 | 0 | 2009 Qtr 1: 0; 2009 Qtr 2: 0; 2009 Qtr 3: 0; 2009 Qtr 4: 52; 2010 Qtr 1: 0; 2010 Qtr 2: 0; 2010 Qtr 3: 0; 2010 Qtr 4: 0; 2011 Qtr 1: 0; 2011 Qtr 2: 0; 2011 Qtr 3: 0; 2011 Qtr 4: 0 | 52
SDGE3012_EXP_EXP-ExpressEfficiencyRebateProgram | 213049-Lighting - LED Exit Sign New Sign |  | System | Commercial | 25-SCN-Storage–Conditioned-Exit | 0 |  |  |  |  | 65.4374 | 45 | 0 | 0 | 0 | 20.4374 | 351.311 |  | kWh | 0 | 0 | Commercial | [7 empty] | 16 | 0.85 |  |  |  | 0 | 56 | 0 | 0 | 0 | 0 | 0 | 0 | 0 | 0 | 0 | 0 | 2009 Qtr 1: 0; 2009 Qtr 2: 0; 2009 Qtr 3: 0; 2009 Qtr 4: 56; 2010 Qtr 1: 0; 2010 Qtr 2: 0; 2010 Qtr 3: 0; 2010 Qtr 4: 0; 2011 Qtr 1: 0; 2011 Qtr 2: 0; 2011 Qtr 3: 0; 2011 Qtr 4: 0 | 56
SDGE3012_EXP_EXP-ExpressEfficiencyRebateProgram | 213063-Refrigeration - Anti-Sweat Heater Controls |  | System | Commercial | 09-GRO-Grocery-REFG | 0 |  |  |  |  | 56 | 26.5 | 0 | 0 | 0 | 29.5 | 343 |  | kWh | 0.022 | 0 | Commercial | [7 empty] | 12 | 0.7 |  |  |  | 0 | 243 | 0 | 0 | 0 | 0 | 0 | 0 | 0 | 0 | 0 | 0 | 2009 Qtr 1: 0; 2009 Qtr 2: 0; 2009 Qtr 3: 0; 2009 Qtr 4: 243; 2010 Qtr 1: 0; 2010 Qtr 2: 0; 2010 Qtr 3: 0; 2010 Qtr 4: 0; 2011 Qtr 1: 0; 2011 Qtr 2: 0; 2011 Qtr 3: 0; 2011 Qtr 4: 0 | 243
SDGE3012_EXP_EXP-ExpressEfficiencyRebateProgram | 213084-Refrigeration -Cooler/Freezer Door Gaskets - Solid Doors: Cooler |  | System | Commercial | 09-GRO-Grocery-REFG | 0 |  |  |  |  | 2.25 | 4 | 0 | 0 | 0 | -1.75 | 104.55 |  | kWh | 0.01195 | 0 | Commercial | [7 empty] | 4 | 0.76 |  |  |  | 0 | 3312 | 0 | 0 | 0 | 0 | 0 | 0 | 0 | 0 | 0 | 0 | 2009 Qtr 1: 0; 2009 Qtr 2: 0; 2009 Qtr 3: 3312; 2009 Qtr 4: 0; 2010 Qtr 1: 0; 2010 Qtr 2: 0; 2010 Qtr 3: 0; 2010 Qtr 4: 0; 2011 Qtr 1: 0; 2011 Qtr 2: 0; 2011 Qtr 3: 0; 2011 Qtr 4: 0 | 3312
SDGE3012_EXP_EXP-ExpressEfficiencyRebateProgram | 213063-Refrigeration - Anti-Sweat Heater Controls |  | System | Commercial | 09-GRO-Grocery-REFG | 0 |  |  |  |  | 56 | 26.5 | 0 | 0 | 0 | 29.5 | 343 |  | kWh | 0.022 | 0 | Commercial | [7 empty] | 12 | 0.7 |  |  |  | 0 | 292 | 0 | 0 | 0 | 0 | 0 | 0 | 0 | 0 | 0 | 0 | 2009 Qtr 1: 0; 2009 Qtr 2: 0; 2009 Qtr 3: 0; 2009 Qtr 4: 292; 2010 Qtr 1: 0; 2010 Qtr 2: 0; 2010 Qtr 3: 0; 2010 Qtr 4: 0; 2011 Qtr 1: 0; 2011 Qtr 2: 0; 2011 Qtr 3: 0; 2011 Qtr 4: 0 | 292
SDGE3012_EXP_EXP-ExpressEfficiencyRebateProgram | 213212-Refrigeration-Floating Head Pressure Control-evaporator cooled |  | System | Commercial | 01-ALC-AllCommercial-Refrig | 0 |  |  |  |  | 279 | 30 | 0 | 0 | 0 | 249 | 584 |  | kWh | 0 | 0 | Commercial | [7 empty] | 15 | 0.7 |  |  |  | 0 | 120 | 0 | 0 | 0 | 0 | 0 | 0 | 0 | 0 | 0 | 0 | 2009 Qtr 1: 0; 2009 Qtr 2: 0; 2009 Qtr 3: 0; 2009 Qtr 4: 120; 2010 Qtr 1: 0; 2010 Qtr 2: 0; 2010 Qtr 3: 0; 2010 Qtr 4: 0; 2011 Qtr 1: 0; 2011 Qtr 2: 0; 2011 Qtr 3: 0; 2011 Qtr 4: 0 | 120
SDGE3012_EXP_EXP-ExpressEfficiencyRebateProgram | 213147-Premium T8 with T12 34Watt Baseline |  | System | Commercial | 18-OFS-Office–Small-IntLight | 0 |  |  |  |  | 32.3249 | 7.7087 | 0 | 0 | 0 | 24.6162 | 50.5326 |  | kWh | 0.01079 | 0 | Commercial | [7 empty] | 15 | 0.78 |  |  |  | 0 | 823.4811 | 0 | 0 | 0 | 0 | 0 | 0 | 0 | 0 | 0 | 0 | 2009 Qtr 1: 0; 2009 Qtr 2: 0; 2009 Qtr 3: 0; 2009 Qtr 4: 823.4811; 2010 Qtr 1: 0; 2010 Qtr 2: 0; 2010 Qtr 3: 0; 2010 Qtr 4: 0; 2011 Qtr 1: 0; 2011 Qtr 2: 0; 2011 Qtr 3: 0; 2011 Qtr 4: 0 | 823.4811
SDGE3012_EXP_EXP-ExpressEfficiencyRebateProgram | 213053-Lighting - Remove 4 Ft T-8 (De-Lamp) |  | System | Commercial | [6 empty] | 12.4625 | 12.8479 | 0 | 0 | 0 | -0.38544 | 137.2559 |  | 0 | 0.026384 | -2.5676 | Commercial |  | Winter Only | [5 empty] | 15 | 0.77 |  |  |  | 0 | 66.937 | 0 | 0 | 0 | 0 | 0 | 0 | 0 | 0 | 0 | 0 | 2009 Qtr 1: 0; 2009 Qtr 2: 0; 2009 Qtr 3: 0; 2009 Qtr 4: 66.937; 2010 Qtr 1: 0; 2010 Qtr 2: 0; 2010 Qtr 3: 0; 2010 Qtr 4: 0; 2011 Qtr 1: 0; 2011 Qtr 2: 0; 2011 Qtr 3: 0; 2011 Qtr 4: 0 | 66.937
SDGE3012_EXP_EXP-ExpressEfficiencyRebateProgram | 213054-Lighting - Remove 8 Ft T-8 (De-Lamp) |  | System | Commercial | 18-OFS-Office–Small-IntLight | 0 |  |  |  |  | 33.283 | 32.1197 | 0 | 0 | 0 | 1.1632 | 441.1634 |  | kWh | 0.065769 | 0 | Commercial | [7 empty] | 15 | 0.77 |  |  |  | 0 | 372.0453 | 0 | 0 | 0 | 0 | 0 | 0 | 0 | 0 | 0 | 0 | 2009 Qtr 1: 0; 2009 Qtr 2: 0; 2009 Qtr 3: 0; 2009 Qtr 4: 372.0453; 2010 Qtr 1: 0; 2010 Qtr 2: 0; 2010 Qtr 3: 0; 2010 Qtr 4: 0; 2011 Qtr 1: 0; 2011 Qtr 2: 0; 2011 Qtr 3: 0; 2011 Qtr 4: 0 | 372.0453
SDGE3012_EXP_EXP-ExpressEfficiencyRebateProgram | 213215-Lighting-Interior High Bay Linear Fluorescent Fixtures <= 244 Watts replacing 400 Watts (Tier 1) |  | System | Commercial | [6 empty] | 275.71 | 101.5 | 0 | 0 | 0 | 174.21 | 391.8678 |  | 0 | 0.07368 | -7.1132 | Commercial |  | Winter Only | [5 empty] | 15 | 0.78 |  |  |  | 0 | 14 | 0 | 0 | 0 | 0 | 0 | 0 | 0 | 0 | 0 | 0 | 2009 Qtr 1: 0; 2009 Qtr 2: 0; 2009 Qtr 3: 0; 2009 Qtr 4: 14; 2010 Qtr 1: 0; 2010 Qtr 2: 0; 2010 Qtr 3: 0; 2010 Qtr 4: 0; 2011 Qtr 1: 0; 2011 Qtr 2: 0; 2011 Qtr 3: 0; 2011 Qtr 4: 0 | 14
SDGE3012_EXP_EXP-ExpressEfficiencyRebateProgram | 213213-Lighting-Wall or Ceiling-mounted Lighting Sensor >= 500 watts |  | System | Commercial | 01-ALC-AllCommercial-IntLight | 0 |  |  |  |  | 141 | 83.5 | 0 | 0 | 0 | 57.5 | 789 |  | kWh | 0.381 | 0 | Commercial | [7 empty] | 8 | 0.84 |  |  |  | 0 | 70 | 0 | 0 | 0 | 0 | 0 | 0 | 0 | 0 | 0 | 0 | 2009 Qtr 1: 0; 2009 Qtr 2: 0; 2009 Qtr 3: 0; 2009 Qtr 4: 70; 2010 Qtr 1: 0; 2010 Qtr 2: 0; 2010 Qtr 3: 0; 2010 Qtr 4: 0; 2011 Qtr 1: 0; 2011 Qtr 2: 0; 2011 Qtr 3: 0; 2011 Qtr 4: 0 | 70
SDGE3012_EXP_EXP-ExpressEfficiencyRebateProgram | 213230-Lighting - Occupancy Sensor - High-Bay Sensor |  | System | Commercial | 01-ALC-AllCommercial-IntLight | 0 |  |  |  |  | 221.37 | 100 | 0 | 0 | 0 | 121.37 | 2048.6045 |  | kWh | 0.465 | 0 | Commercial | [7 empty] | 8 | 0.84 |  |  |  | 0 | 14 | 0 | 0 | 0 | 0 | 0 | 0 | 0 | 0 | 0 | 0 | 2009 Qtr 1: 0; 2009 Qtr 2: 0; 2009 Qtr 3: 0; 2009 Qtr 4: 14; 2010 Qtr 1: 0; 2010 Qtr 2: 0; 2010 Qtr 3: 0; 2010 Qtr 4: 0; 2011 Qtr 1: 0; 2011 Qtr 2: 0; 2011 Qtr 3: 0; 2011 Qtr 4: 0 | 14
SDGE3012_EXP_EXP-ExpressEfficiencyRebateProgram | 213049-Lighting - LED Exit Sign New Sign |  | System | Commercial | 25-SCN-Storage–Conditioned-Exit | 0 |  |  |  |  | 65.4374 | 45 | 0 | 0 | 0 | 20.4374 | 351.311 |  | kWh | 0 | 0 | Commercial | [7 empty] | 16 | 0.85 |  |  |  | 0 | 9 | 0 | 0 | 0 | 0 | 0 | 0 | 0 | 0 | 0 | 0 | 2009 Qtr 1: 0; 2009 Qtr 2: 0; 2009 Qtr 3: 0; 2009 Qtr 4: 9; 2010 Qtr 1: 0; 2010 Qtr 2: 0; 2010 Qtr 3: 0; 2010 Qtr 4: 0; 2011 Qtr 1: 0; 2011 Qtr 2: 0; 2011 Qtr 3: 0; 2011 Qtr 4: 0 | 9
SDGE3012_EXP_EXP-ExpressEfficiencyRebateProgram | 213222-Lighting - Screw in 14-26 Watt Lamp |  | System | Commercial | [6 empty] | 6.3587 | 8.101 | 0 | 0 | 0 | -1.7423 | 194.1729 |  | 0 | 0.038993 | -2.6224 | Commercial |  | Winter Only | [5 empty] | 2.47 | 0.81 |  |  |  | 0.797 | 11.8504 | 0 | 0 | 0 | 0 | 0 | 0 | 0 | 0 | 0 | 0 | 2009 Qtr 1: 0; 2009 Qtr 2: 0; 2009 Qtr 3: 0; 2009 Qtr 4: 11.8504; 2010 Qtr 1: 0; 2010 Qtr 2: 0; 2010 Qtr 3: 0; 2010 Qtr 4: 0; 2011 Qtr 1: 0; 2011 Qtr 2: 0; 2011 Qtr 3: 0; 2011 Qtr 4: 0 | 11.8504
SDGE3012_EXP_EXP-ExpressEfficiencyRebateProgram | 213049-Lighting - LED Exit Sign New Sign |  | System | Commercial | 25-SCN-Storage–Conditioned-Exit | 0 |  |  |  |  | 65.4374 | 45 | 0 | 0 | 0 | 20.4374 | 351.311 |  | kWh | 0 | 0 | Commercial | [7 empty] | 16 | 0.85 |  |  |  | 0 | 6 | 0 | 0 | 0 | 0 | 0 | 0 | 0 | 0 | 0 | 0 | 2009 Qtr 1: 0; 2009 Qtr 2: 0; 2009 Qtr 3: 0; 2009 Qtr 4: 6; 2010 Qtr 1: 0; 2010 Qtr 2: 0; 2010 Qtr 3: 0; 2010 Qtr 4: 0; 2011 Qtr 1: 0; 2011 Qtr 2: 0; 2011 Qtr 3: 0; 2011 Qtr 4: 0 | 6
SDGE3012_EXP_EXP-ExpressEfficiencyRebateProgram | 213230-Lighting - Occupancy Sensor - High-Bay Sensor |  | System | Commercial | 01-ALC-AllCommercial-IntLight | 0 |  |  |  |  | 221.37 | 100 | 0 | 0 | 0 | 121.37 | 2048.6045 |  | kWh | 0.465 | 0 | Commercial | [7 empty] | 8 | 0.84 |  |  |  | 0 | 160 | 0 | 0 | 0 | 0 | 0 | 0 | 0 | 0 | 0 | 0 | 2009 Qtr 1: 0; 2009 Qtr 2: 0; 2009 Qtr 3: 160; 2009 Qtr 4: 0; 2010 Qtr 1: 0; 2010 Qtr 2: 0; 2010 Qtr 3: 0; 2010 Qtr 4: 0; 2011 Qtr 1: 0; 2011 Qtr 2: 0; 2011 Qtr 3: 0; 2011 Qtr 4: 0 | 160
SDGE3012_EXP_EXP-ExpressEfficiencyRebateProgram | 213230-Lighting - Occupancy Sensor - High-Bay Sensor |  | System | Commercial | 01-ALC-AllCommercial-IntLight | 0 |  |  |  |  | 221.37 | 100 | 0 | 0 | 0 | 121.37 | 2048.6045 |  | kWh | 0.465 | 0 | Commercial | [7 empty] | 8 | 0.84 |  |  |  | 0 | 388 | 0 | 0 | 0 | 0 | 0 | 0 | 0 | 0 | 0 | 0 | 2009 Qtr 1: 0; 2009 Qtr 2: 0; 2009 Qtr 3: 0; 2009 Qtr 4: 388; 2010 Qtr 1: 0; 2010 Qtr 2: 0; 2010 Qtr 3: 0; 2010 Qtr 4: 0; 2011 Qtr 1: 0; 2011 Qtr 2: 0; 2011 Qtr 3: 0; 2011 Qtr 4: 0 | 388
SDGE3012_EXP_EXP-ExpressEfficiencyRebateProgram | 213084-Refrigeration -Cooler/Freezer Door Gaskets - Solid Doors: Cooler |  | System | Commercial | 09-GRO-Grocery-REFG | 0 |  |  |  |  | 2.25 | 4.0304 | 0 | 0 | 0 | -1.7804 | 104.55 |  | kWh | 0.01195 | 0 | Commercial | [7 empty] | 4 | 0.76 |  |  |  | 0 | 96 | 0 | 0 | 0 | 0 | 0 | 0 | 0 | 0 | 0 | 0 | 2009 Qtr 1: 0; 2009 Qtr 2: 0; 2009 Qtr 3: 96; 2009 Qtr 4: 0; 2010 Qtr 1: 0; 2010 Qtr 2: 0; 2010 Qtr 3: 0; 2010 Qtr 4: 0; 2011 Qtr 1: 0; 2011 Qtr 2: 0; 2011 Qtr 3: 0; 2011 Qtr 4: 0 | 96
SDGE3012_EXP_EXP-ExpressEfficiencyRebateProgram | 213085-Refrigeration -Strip Curtains for Walk-ins |  | System | Commercial | 20-RFF-Restaurant–FastFood-Refrig | 0 |  |  |  |  | 10.2164 | 3.0122 | 0 | 0 | 0 | 7.2043 | 465 |  | kWh | 0.053 | 0 | Commercial | [7 empty] | 4 | 0.46 |  |  |  | 0 | 116 | 0 | 0 | 0 | 0 | 0 | 0 | 0 | 0 | 0 | 0 | 2009 Qtr 1: 0; 2009 Qtr 2: 0; 2009 Qtr 3: 116; 2009 Qtr 4: 0; 2010 Qtr 1: 0; 2010 Qtr 2: 0; 2010 Qtr 3: 0; 2010 Qtr 4: 0; 2011 Qtr 1: 0; 2011 Qtr 2: 0; 2011 Qtr 3: 0; 2011 Qtr 4: 0 | 116
SDGE3012_EXP_EXP-ExpressEfficiencyRebateProgram | 213067-Refrigeration - Food Service -Auto Closer for Main Cooler Doors |  | System | Commercial | 09-GRO-Grocery-REFG | 0 |  |  |  |  | 408.8836 | 0 | 0 | 0 | 0 | 408.8836 | 0 |  | kWh | 0 | 0 | Commercial |  | Annual | [5 empty] | 8 | 0.7 |  |  |  | 0 | 1 | 0 | 0 | 0 | 0 | 0 | 0 | 0 | 0 | 0 | 0 | 2009 Qtr 1: 0; 2009 Qtr 2: 0; 2009 Qtr 3: 1; 2009 Qtr 4: 0; 2010 Qtr 1: 0; 2010 Qtr 2: 0; 2010 Qtr 3: 0; 2010 Qtr 4: 0; 2011 Qtr 1: 0; 2011 Qtr 2: 0; 2011 Qtr 3: 0; 2011 Qtr 4: 0 | 1
SDGE3012_EXP_EXP-ExpressEfficiencyRebateProgram | 213147-Premium T8 with T12 34Watt Baseline |  | System | Commercial | 18-OFS-Office–Small-IntLight | 0 |  |  |  |  | 32.3249 | 7.7087 | 0 | 0 | 0 | 24.6162 | 50.5326 |  | kWh | 0.01079 | 0 | Commercial | [7 empty] | 15 | 0.78 |  |  |  | 0 | 48.2569 | 0 | 0 | 0 | 0 | 0 | 0 | 0 | 0 | 0 | 0 | 2009 Qtr 1: 0; 2009 Qtr 2: 0; 2009 Qtr 3: 48.2569; 2009 Qtr 4: 0; 2010 Qtr 1: 0; 2010 Qtr 2: 0; 2010 Qtr 3: 0; 2010 Qtr 4: 0; 2011 Qtr 1: 0; 2011 Qtr 2: 0; 2011 Qtr 3: 0; 2011 Qtr 4: 0 | 48.2569
SDGE3012_EXP_EXP-ExpressEfficiencyRebateProgram | 213042-Lighting - Interior Pulse Start Metal Halide Fixtures |  | System | Commercial | 01-ALC-AllCommercial-IntLight | 0 |  |  |  |  | 287 | 47 | 0 | 0 | 0 | 240 | 489.9857 |  | kWh | 0.087849 | 0 | Commercial | [7 empty] | 15 | 0.77 |  |  |  | 0 | 59 | 0 | 0 | 0 | 0 | 0 | 0 | 0 | 0 | 0 | 0 | 2009 Qtr 1: 0; 2009 Qtr 2: 0; 2009 Qtr 3: 59; 2009 Qtr 4: 0; 2010 Qtr 1: 0; 2010 Qtr 2: 0; 2010 Qtr 3: 0; 2010 Qtr 4: 0; 2011 Qtr 1: 0; 2011 Qtr 2: 0; 2011 Qtr 3: 0; 2011 Qtr 4: 0 | 59
SDGE3012_EXP_EXP-ExpressEfficiencyRebateProgram | 213062-Lighting - Occupancy Sensor - Wallbox Lighting Sensor |  | System | Commercial | 18-OFS-Office–Small-IntLight | 0 |  |  |  |  | 42.2833 | 22.5 | 0 | 0 | 0 | 19.7833 | 213.759 |  | kWh | 0 | 0 | Commercial | [7 empty] | 8 | 0.84 |  |  |  | 0 | 30 | 0 | 0 | 0 | 0 | 0 | 0 | 0 | 0 | 0 | 0 | 2009 Qtr 1: 0; 2009 Qtr 2: 0; 2009 Qtr 3: 30; 2009 Qtr 4: 0; 2010 Qtr 1: 0; 2010 Qtr 2: 0; 2010 Qtr 3: 0; 2010 Qtr 4: 0; 2011 Qtr 1: 0; 2011 Qtr 2: 0; 2011 Qtr 3: 0; 2011 Qtr 4: 0 | 30
SDGE3012_EXP_EXP-ExpressEfficiencyRebateProgram | 213049-Lighting - LED Exit Sign New Sign |  | System | Commercial | 25-SCN-Storage–Conditioned-Exit | 0 |  |  |  |  | 65.4374 | 45 | 0 | 0 | 0 | 20.4374 | 351.311 |  | kWh | 0 | 0 | Commercial | [7 empty] | 16 | 0.85 |  |  |  | 0 | 9 | 0 | 0 | 0 | 0 | 0 | 0 | 0 | 0 | 0 | 0 | 2009 Qtr 1: 0; 2009 Qtr 2: 0; 2009 Qtr 3: 0; 2009 Qtr 4: 9; 2010 Qtr 1: 0; 2010 Qtr 2: 0; 2010 Qtr 3: 0; 2010 Qtr 4: 0; 2011 Qtr 1: 0; 2011 Qtr 2: 0; 2011 Qtr 3: 0; 2011 Qtr 4: 0 | 9
SDGE3012_EXP_EXP-ExpressEfficiencyRebateProgram | 213084-Refrigeration -Cooler/Freezer Door Gaskets - Solid Doors: Cooler |  | System | Commercial | 09-GRO-Grocery-REFG | 0 |  |  |  |  | 2.25 | 4 | 0 | 0 | 0 | -1.75 | 104.55 |  | kWh | 0.01195 | 0 | Commercial | [7 empty] | 4 | 0.76 |  |  |  | 0 | 55 | 0 | 0 | 0 | 0 | 0 | 0 | 0 | 0 | 0 | 0 | 2009 Qtr 1: 0; 2009 Qtr 2: 0; 2009 Qtr 3: 55; 2009 Qtr 4: 0; 2010 Qtr 1: 0; 2010 Qtr 2: 0; 2010 Qtr 3: 0; 2010 Qtr 4: 0; 2011 Qtr 1: 0; 2011 Qtr 2: 0; 2011 Qtr 3: 0; 2011 Qtr 4: 0 | 55
SDGE3012_EXP_EXP-ExpressEfficiencyRebateProgram | 213084-Refrigeration -Cooler/Freezer Door Gaskets - Solid Doors: Cooler |  | System | Commercial | 09-GRO-Grocery-REFG | 0 |  |  |  |  | 2.25 | 4 | 0 | 0 | 0 | -1.75 | 104.55 |  | kWh | 0.01195 | 0 | Commercial | [7 empty] | 4 | 0.76 |  |  |  | 0 | 2888 | 0 | 0 | 0 | 0 | 0 | 0 | 0 | 0 | 0 | 0 | 2009 Qtr 1: 0; 2009 Qtr 2: 0; 2009 Qtr 3: 2888; 2009 Qtr 4: 0; 2010 Qtr 1: 0; 2010 Qtr 2: 0; 2010 Qtr 3: 0; 2010 Qtr 4: 0; 2011 Qtr 1: 0; 2011 Qtr 2: 0; 2011 Qtr 3: 0; 2011 Qtr 4: 0 | 2888
SDGE3012_EXP_EXP-ExpressEfficiencyRebateProgram | 213147-Premium T8 with T12 34Watt Baseline |  | System | Commercial | 18-OFS-Office–Small-IntLight | 0 |  |  |  |  | 32.3249 | 6.9379 | 0 | 0 | 0 | 25.387 | 50.5326 |  | kWh | 0.01079 | 0 | Commercial | [7 empty] | 15 | 0.78 |  |  |  | 0 | 2047.0277 | 0 | 0 | 0 | 0 | 0 | 0 | 0 | 0 | 0 | 0 | 2009 Qtr 1: 0; 2009 Qtr 2: 0; 2009 Qtr 3: 0; 2009 Qtr 4: 2047.0277; 2010 Qtr 1: 0; 2010 Qtr 2: 0; 2010 Qtr 3: 0; 2010 Qtr 4: 0; 2011 Qtr 1: 0; 2011 Qtr 2: 0; 2011 Qtr 3: 0; 2011 Qtr 4: 0 | 2047.0277
SDGE3012_EXP_EXP-ExpressEfficiencyRebateProgram | 213054-Lighting - Remove 8 Ft T-8 (De-Lamp) |  | System | Commercial | 18-OFS-Office–Small-IntLight | 0 |  |  |  |  | 33.283 | 28.9078 | 0 | 0 | 0 | 4.3752 | 441.1634 |  | kWh | 0.065769 | 0 | Commercial | [7 empty] | 15 | 0.77 |  |  |  | 0 | 46.7003 | 0 | 0 | 0 | 0 | 0 | 0 | 0 | 0 | 0 | 0 | 2009 Qtr 1: 0; 2009 Qtr 2: 0; 2009 Qtr 3: 0; 2009 Qtr 4: 46.7003; 2010 Qtr 1: 0; 2010 Qtr 2: 0; 2010 Qtr 3: 0; 2010 Qtr 4: 0; 2011 Qtr 1: 0; 2011 Qtr 2: 0; 2011 Qtr 3: 0; 2011 Qtr 4: 0 | 46.7003
SDGE3012_EXP_EXP-ExpressEfficiencyRebateProgram | 213084-Refrigeration -Cooler/Freezer Door Gaskets - Solid Doors: Cooler |  | System | Commercial | 09-GRO-Grocery-REFG | 0 |  |  |  |  | 2.25 | 4.0383 | 0 | 0 | 0 | -1.7883 | 104.55 |  | kWh | 0.01195 | 0 | Commercial | [7 empty] | 4 | 0.76 |  |  |  | 0 | 96 | 0 | 0 | 0 | 0 | 0 | 0 | 0 | 0 | 0 | 0 | 2009 Qtr 1: 0; 2009 Qtr 2: 0; 2009 Qtr 3: 96; 2009 Qtr 4: 0; 2010 Qtr 1: 0; 2010 Qtr 2: 0; 2010 Qtr 3: 0; 2010 Qtr 4: 0; 2011 Qtr 1: 0; 2011 Qtr 2: 0; 2011 Qtr 3: 0; 2011 Qtr 4: 0 | 96
SDGE3012_EXP_EXP-ExpressEfficiencyRebateProgram | 213084-Refrigeration -Cooler/Freezer Door Gaskets - Solid Doors: Cooler |  | System | Commercial | 09-GRO-Grocery-REFG | 0 |  |  |  |  | 2.25 | 4 | 0 | 0 | 0 | -1.75 | 104.55 |  | kWh | 0.01195 | 0 | Commercial | [7 empty] | 4 | 0.76 |  |  |  | 0 | 144 | 0 | 0 | 0 | 0 | 0 | 0 | 0 | 0 | 0 | 0 | 2009 Qtr 1: 0; 2009 Qtr 2: 0; 2009 Qtr 3: 144; 2009 Qtr 4: 0; 2010 Qtr 1: 0; 2010 Qtr 2: 0; 2010 Qtr 3: 0; 2010 Qtr 4: 0; 2011 Qtr 1: 0; 2011 Qtr 2: 0; 2011 Qtr 3: 0; 2011 Qtr 4: 0 | 144
SDGE3012_EXP_EXP-ExpressEfficiencyRebateProgram | 213116-Refrigeration -Cooler/Freezer Door Gaskets - Solid Doors: Freezer |  | System | Commercial | 09-GRO-Grocery-REFG | 0 |  |  |  |  | 4 | 4 | 0 | 0 | 0 | 0 | 104.55 |  | kWh | 0.01195 | 0 | Commercial | [7 empty] | 4 | 0.76 |  |  |  | 0 | 44 | 0 | 0 | 0 | 0 | 0 | 0 | 0 | 0 | 0 | 0 | 2009 Qtr 1: 0; 2009 Qtr 2: 0; 2009 Qtr 3: 44; 2009 Qtr 4: 0; 2010 Qtr 1: 0; 2010 Qtr 2: 0; 2010 Qtr 3: 0; 2010 Qtr 4: 0; 2011 Qtr 1: 0; 2011 Qtr 2: 0; 2011 Qtr 3: 0; 2011 Qtr 4: 0 | 44
SDGE3012_EXP_EXP-ExpressEfficiencyRebateProgram | 213083-Refrigeration -Cooler/Freezer Door Gaskets - Glass Doors |  | System | Commercial | 09-GRO-Grocery-REFG | 0 |  |  |  |  | 2.25 | 4.0045 | 0 | 0 | 0 | -1.7545 | 104.55 |  | kWh | 0.01195 | 0 | Commercial | [7 empty] | 4 | 0.76 |  |  |  | 0 | 445 | 0 | 0 | 0 | 0 | 0 | 0 | 0 | 0 | 0 | 0 | 2009 Qtr 1: 0; 2009 Qtr 2: 0; 2009 Qtr 3: 445; 2009 Qtr 4: 0; 2010 Qtr 1: 0; 2010 Qtr 2: 0; 2010 Qtr 3: 0; 2010 Qtr 4: 0; 2011 Qtr 1: 0; 2011 Qtr 2: 0; 2011 Qtr 3: 0; 2011 Qtr 4: 0 | 445
SDGE3012_EXP_EXP-ExpressEfficiencyRebateProgram | 213084-Refrigeration -Cooler/Freezer Door Gaskets - Solid Doors: Cooler |  | System | Commercial | 09-GRO-Grocery-REFG | 0 |  |  |  |  | 2.25 | 4.0055 | 0 | 0 | 0 | -1.7555 | 104.55 |  | kWh | 0.01195 | 0 | Commercial | [7 empty] | 4 | 0.76 |  |  |  | 0 | 182 | 0 | 0 | 0 | 0 | 0 | 0 | 0 | 0 | 0 | 0 | 2009 Qtr 1: 0; 2009 Qtr 2: 0; 2009 Qtr 3: 182; 2009 Qtr 4: 0; 2010 Qtr 1: 0; 2010 Qtr 2: 0; 2010 Qtr 3: 0; 2010 Qtr 4: 0; 2011 Qtr 1: 0; 2011 Qtr 2: 0; 2011 Qtr 3: 0; 2011 Qtr 4: 0 | 182
SDGE3012_EXP_EXP-ExpressEfficiencyRebateProgram | 213116-Refrigeration -Cooler/Freezer Door Gaskets - Solid Doors: Freezer |  | System | Commercial | 09-GRO-Grocery-REFG | 0 |  |  |  |  | 4 | 4 | 0 | 0 | 0 | 0 | 104.55 |  | kWh | 0.01195 | 0 | Commercial | [7 empty] | 4 | 0.76 |  |  |  | 0 | 74 | 0 | 0 | 0 | 0 | 0 | 0 | 0 | 0 | 0 | 0 | 2009 Qtr 1: 0; 2009 Qtr 2: 0; 2009 Qtr 3: 74; 2009 Qtr 4: 0; 2010 Qtr 1: 0; 2010 Qtr 2: 0; 2010 Qtr 3: 0; 2010 Qtr 4: 0; 2011 Qtr 1: 0; 2011 Qtr 2: 0; 2011 Qtr 3: 0; 2011 Qtr 4: 0 | 74
SDGE3012_EXP_EXP-ExpressEfficiencyRebateProgram | 213083-Refrigeration -Cooler/Freezer Door Gaskets - Glass Doors |  | System | Commercial | 09-GRO-Grocery-REFG | 0 |  |  |  |  | 2.25 | 4.0029 | 0 | 0 | 0 | -1.7529 | 104.55 |  | kWh | 0.01195 | 0 | Commercial | [7 empty] | 4 | 0.76 |  |  |  | 0 | 678 | 0 | 0 | 0 | 0 | 0 | 0 | 0 | 0 | 0 | 0 | 2009 Qtr 1: 0; 2009 Qtr 2: 0; 2009 Qtr 3: 678; 2009 Qtr 4: 0; 2010 Qtr 1: 0; 2010 Qtr 2: 0; 2010 Qtr 3: 0; 2010 Qtr 4: 0; 2011 Qtr 1: 0; 2011 Qtr 2: 0; 2011 Qtr 3: 0; 2011 Qtr 4: 0 | 678
SDGE3012_EXP_EXP-ExpressEfficiencyRebateProgram | 213084-Refrigeration -Cooler/Freezer Door Gaskets - Solid Doors: Cooler |  | System | Commercial | 09-GRO-Grocery-REFG | 0 |  |  |  |  | 2.25 | 4.0127 | 0 | 0 | 0 | -1.7627 | 104.55 |  | kWh | 0.01195 | 0 | Commercial | [7 empty] | 4 | 0.76 |  |  |  | 0 | 300 | 0 | 0 | 0 | 0 | 0 | 0 | 0 | 0 | 0 | 0 | 2009 Qtr 1: 0; 2009 Qtr 2: 0; 2009 Qtr 3: 300; 2009 Qtr 4: 0; 2010 Qtr 1: 0; 2010 Qtr 2: 0; 2010 Qtr 3: 0; 2010 Qtr 4: 0; 2011 Qtr 1: 0; 2011 Qtr 2: 0; 2011 Qtr 3: 0; 2011 Qtr 4: 0 | 300
SDGE3012_EXP_EXP-ExpressEfficiencyRebateProgram | 213067-Refrigeration - Food Service -Auto Closer for Main Cooler Doors |  | System | Commercial | 09-GRO-Grocery-REFG | 0 |  |  |  |  | 408.8836 | 103 | 0 | 0 | 0 | 305.8836 | 1075.009 |  | kWh | 0.20794 | -0.053375 | Commercial |  | Annual | [5 empty] | 8 | 0.7 |  |  |  | 0 | 1 | 0 | 0 | 0 | 0 | 0 | 0 | 0 | 0 | 0 | 0 | 2009 Qtr 1: 0; 2009 Qtr 2: 0; 2009 Qtr 3: 1; 2009 Qtr 4: 0; 2010 Qtr 1: 0; 2010 Qtr 2: 0; 2010 Qtr 3: 0; 2010 Qtr 4: 0; 2011 Qtr 1: 0; 2011 Qtr 2: 0; 2011 Qtr 3: 0; 2011 Qtr 4: 0 | 1
SDGE3012_EXP_EXP-ExpressEfficiencyRebateProgram | 213085-Refrigeration -Strip Curtains for Walk-ins |  | System | Commercial | 20-RFF-Restaurant–FastFood-Refrig | 0 |  |  |  |  | 10.2164 | 3.0015 | 0 | 0 | 0 | 7.2149 | 465 |  | kWh | 0.053 | 0 | Commercial | [7 empty] | 4 | 0.46 |  |  |  | 0 | 1163 | 0 | 0 | 0 | 0 | 0 | 0 | 0 | 0 | 0 | 0 | 2009 Qtr 1: 0; 2009 Qtr 2: 0; 2009 Qtr 3: 1163; 2009 Qtr 4: 0; 2010 Qtr 1: 0; 2010 Qtr 2: 0; 2010 Qtr 3: 0; 2010 Qtr 4: 0; 2011 Qtr 1: 0; 2011 Qtr 2: 0; 2011 Qtr 3: 0; 2011 Qtr 4: 0 | 1163
SDGE3012_EXP_EXP-ExpressEfficiencyRebateProgram | 213084-Refrigeration -Cooler/Freezer Door Gaskets - Solid Doors: Cooler |  | System | Commercial | 09-GRO-Grocery-REFG | 0 |  |  |  |  | 2.25 | 4.0047 | 0 | 0 | 0 | -1.7547 | 104.55 |  | kWh | 0.01195 | 0 | Commercial | [7 empty] | 4 | 0.76 |  |  |  | 0 | 650 | 0 | 0 | 0 | 0 | 0 | 0 | 0 | 0 | 0 | 0 | 2009 Qtr 1: 0; 2009 Qtr 2: 0; 2009 Qtr 3: 650; 2009 Qtr 4: 0; 2010 Qtr 1: 0; 2010 Qtr 2: 0; 2010 Qtr 3: 0; 2010 Qtr 4: 0; 2011 Qtr 1: 0; 2011 Qtr 2: 0; 2011 Qtr 3: 0; 2011 Qtr 4: 0 | 650
SDGE3012_EXP_EXP-ExpressEfficiencyRebateProgram | 213116-Refrigeration -Cooler/Freezer Door Gaskets - Solid Doors: Freezer |  | System | Commercial | 09-GRO-Grocery-REFG | 0 |  |  |  |  | 4 | 4.0065 | 0 | 0 | 0 | -0.0065306 | 104.55 |  | kWh | 0.01195 | 0 | Commercial | [7 empty] | 4 | 0.76 |  |  |  | 0 | 49 | 0 | 0 | 0 | 0 | 0 | 0 | 0 | 0 | 0 | 0 | 2009 Qtr 1: 0; 2009 Qtr 2: 0; 2009 Qtr 3: 49; 2009 Qtr 4: 0; 2010 Qtr 1: 0; 2010 Qtr 2: 0; 2010 Qtr 3: 0; 2010 Qtr 4: 0; 2011 Qtr 1: 0; 2011 Qtr 2: 0; 2011 Qtr 3: 0; 2011 Qtr 4: 0 | 49
SDGE3012_EXP_EXP-ExpressEfficiencyRebateProgram | 213067-Refrigeration - Food Service -Auto Closer for Main Cooler Doors |  | System | Commercial | 09-GRO-Grocery-REFG | 0 |  |  |  |  | 408.8836 | 103 | 0 | 0 | 0 | 305.8836 | 1075.009 |  | kWh | 0.20794 | -0.053375 | Commercial |  | Annual | [5 empty] | 8 | 0.7 |  |  |  | 0 | 2 | 0 | 0 | 0 | 0 | 0 | 0 | 0 | 0 | 0 | 0 | 2009 Qtr 1: 0; 2009 Qtr 2: 0; 2009 Qtr 3: 2; 2009 Qtr 4: 0; 2010 Qtr 1: 0; 2010 Qtr 2: 0; 2010 Qtr 3: 0; 2010 Qtr 4: 0; 2011 Qtr 1: 0; 2011 Qtr 2: 0; 2011 Qtr 3: 0; 2011 Qtr 4: 0 | 2
SDGE3012_EXP_EXP-ExpressEfficiencyRebateProgram | 213082-Refrigeration - Vending Machine Controller |  | System | Commercial | 09-GRO-Grocery-REFG | 0 |  |  |  |  | 215.5 | 155 | 0 | 0 | 0 | 60.5 | 1612 |  | kWh | 0 | 0 | Commercial | [7 empty] | 5 | 0.7 |  |  |  | 0 | 11 | 0 | 0 | 0 | 0 | 0 | 0 | 0 | 0 | 0 | 0 | 2009 Qtr 1: 0; 2009 Qtr 2: 0; 2009 Qtr 3: 11; 2009 Qtr 4: 0; 2010 Qtr 1: 0; 2010 Qtr 2: 0; 2010 Qtr 3: 0; 2010 Qtr 4: 0; 2011 Qtr 1: 0; 2011 Qtr 2: 0; 2011 Qtr 3: 0; 2011 Qtr 4: 0 | 11
SDGE3012_EXP_EXP-ExpressEfficiencyRebateProgram | 213082-Refrigeration - Vending Machine Controller |  | System | Commercial | 09-GRO-Grocery-REFG | 0 |  |  |  |  | 215.5 | 155 | 0 | 0 | 0 | 60.5 | 1612 |  | kWh | 0 | 0 | Commercial | [7 empty] | 5 | 0.7 |  |  |  | 0 | 4 | 0 | 0 | 0 | 0 | 0 | 0 | 0 | 0 | 0 | 0 | 2009 Qtr 1: 0; 2009 Qtr 2: 0; 2009 Qtr 3: 4; 2009 Qtr 4: 0; 2010 Qtr 1: 0; 2010 Qtr 2: 0; 2010 Qtr 3: 0; 2010 Qtr 4: 0; 2011 Qtr 1: 0; 2011 Qtr 2: 0; 2011 Qtr 3: 0; 2011 Qtr 4: 0 | 4
SDGE3012_EXP_EXP-ExpressEfficiencyRebateProgram | 213083-Refrigeration -Cooler/Freezer Door Gaskets - Glass Doors |  | System | Commercial | 09-GRO-Grocery-REFG | 0 |  |  |  |  | 2.25 | 4 | 0 | 0 | 0 | -1.75 | 104.55 |  | kWh | 0.01195 | 0 | Commercial | [7 empty] | 4 | 0.76 |  |  |  | 0 | 620 | 0 | 0 | 0 | 0 | 0 | 0 | 0 | 0 | 0 | 0 | 2009 Qtr 1: 0; 2009 Qtr 2: 0; 2009 Qtr 3: 0; 2009 Qtr 4: 620; 2010 Qtr 1: 0; 2010 Qtr 2: 0; 2010 Qtr 3: 0; 2010 Qtr 4: 0; 2011 Qtr 1: 0; 2011 Qtr 2: 0; 2011 Qtr 3: 0; 2011 Qtr 4: 0 | 620
SDGE3012_EXP_EXP-ExpressEfficiencyRebateProgram | 213222-Lighting - Screw in 14-26 Watt Lamp |  | System | Commercial | [6 empty] | 6.3587 | 8.101 | 0 | 0 | 0 | -1.7423 | 194.1729 |  | 0 | 0.038993 | -2.6224 | Commercial |  | Winter Only | [5 empty] | 2.47 | 0.81 |  |  |  | 0.797 | 54.3145 | 0 | 0 | 0 | 0 | 0 | 0 | 0 | 0 | 0 | 0 | 2009 Qtr 1: 0; 2009 Qtr 2: 0; 2009 Qtr 3: 54.3145; 2009 Qtr 4: 0; 2010 Qtr 1: 0; 2010 Qtr 2: 0; 2010 Qtr 3: 0; 2010 Qtr 4: 0; 2011 Qtr 1: 0; 2011 Qtr 2: 0; 2011 Qtr 3: 0; 2011 Qtr 4: 0 | 54.3145
SDGE3012_EXP_EXP-ExpressEfficiencyRebateProgram | 213230-Lighting - Occupancy Sensor - High-Bay Sensor |  | System | Commercial | 01-ALC-AllCommercial-IntLight | 0 |  |  |  |  | 221.37 | 100 | 0 | 0 | 0 | 121.37 | 2048.6045 |  | kWh | 0.465 | 0 | Commercial | [7 empty] | 8 | 0.84 |  |  |  | 0 | 63 | 0 | 0 | 0 | 0 | 0 | 0 | 0 | 0 | 0 | 0 | 2009 Qtr 1: 0; 2009 Qtr 2: 0; 2009 Qtr 3: 63; 2009 Qtr 4: 0; 2010 Qtr 1: 0; 2010 Qtr 2: 0; 2010 Qtr 3: 0; 2010 Qtr 4: 0; 2011 Qtr 1: 0; 2011 Qtr 2: 0; 2011 Qtr 3: 0; 2011 Qtr 4: 0 | 63
SDGE3012_EXP_EXP-ExpressEfficiencyRebateProgram | 213229-Lighting - Screw in 14-26 Watt Reflector Lamp |  | System | Commercial | [6 empty] | 12.3236 | 9.1136 | 0 | 0 | 0 | 3.21 | 194.1729 |  | 0 | 0.038993 | -2.6224 | Commercial |  | Winter Only | [5 empty] | 2.47 | 0.81 |  |  |  | 0 | 3.9501 | 0 | 0 | 0 | 0 | 0 | 0 | 0 | 0 | 0 | 0 | 2009 Qtr 1: 0; 2009 Qtr 2: 0; 2009 Qtr 3: 3.9501; 2009 Qtr 4: 0; 2010 Qtr 1: 0; 2010 Qtr 2: 0; 2010 Qtr 3: 0; 2010 Qtr 4: 0; 2011 Qtr 1: 0; 2011 Qtr 2: 0; 2011 Qtr 3: 0; 2011 Qtr 4: 0 | 3.9501
SDGE3012_EXP_EXP-ExpressEfficiencyRebateProgram | 213011-Lighting - 2 Ft 2nd Gen. T-8 with Elec. Ballast |  | System | Commercial | 18-OFS-Office–Small-IntLight | 0 |  |  |  |  | 26.9806 | 6.4239 | 0 | 0 | 0 | 20.5566 | 70.927 |  | kWh | 0.010327 | 0 | Commercial | [7 empty] | 15 | 0.78 |  |  |  | 0 | 1.5567 | 0 | 0 | 0 | 0 | 0 | 0 | 0 | 0 | 0 | 0 | 2009 Qtr 1: 0; 2009 Qtr 2: 0; 2009 Qtr 3: 1.5567; 2009 Qtr 4: 0; 2010 Qtr 1: 0; 2010 Qtr 2: 0; 2010 Qtr 3: 0; 2010 Qtr 4: 0; 2011 Qtr 1: 0; 2011 Qtr 2: 0; 2011 Qtr 3: 0; 2011 Qtr 4: 0 | 1.5567
SDGE3012_EXP_EXP-ExpressEfficiencyRebateProgram | 213147-Premium T8 with T12 34Watt Baseline |  | System | Commercial | 18-OFS-Office–Small-IntLight | 0 |  |  |  |  | 32.3249 | 7.7087 | 0 | 0 | 0 | 24.6162 | 50.5326 |  | kWh | 0.01079 | 0 | Commercial | [7 empty] | 15 | 0.78 |  |  |  | 0 | 515.2595 | 0 | 0 | 0 | 0 | 0 | 0 | 0 | 0 | 0 | 0 | 2009 Qtr 1: 0; 2009 Qtr 2: 0; 2009 Qtr 3: 515.2595; 2009 Qtr 4: 0; 2010 Qtr 1: 0; 2010 Qtr 2: 0; 2010 Qtr 3: 0; 2010 Qtr 4: 0; 2011 Qtr 1: 0; 2011 Qtr 2: 0; 2011 Qtr 3: 0; 2011 Qtr 4: 0 | 515.2595
SDGE3012_EXP_EXP-ExpressEfficiencyRebateProgram | 213053-Lighting - Remove 4 Ft T-8 (De-Lamp) |  | System | Commercial | [6 empty] | 12.4625 | 12.8479 | 0 | 0 | 0 | -0.38544 | 137.2559 |  | 0 | 0.026384 | -2.5676 | Commercial |  | Winter Only | [5 empty] | 15 | 0.77 |  |  |  | 0 | 241.2846 | 0 | 0 | 0 | 0 | 0 | 0 | 0 | 0 | 0 | 0 | 2009 Qtr 1: 0; 2009 Qtr 2: 0; 2009 Qtr 3: 241.2846; 2009 Qtr 4: 0; 2010 Qtr 1: 0; 2010 Qtr 2: 0; 2010 Qtr 3: 0; 2010 Qtr 4: 0; 2011 Qtr 1: 0; 2011 Qtr 2: 0; 2011 Qtr 3: 0; 2011 Qtr 4: 0 | 241.2846
SDGE3012_EXP_EXP-ExpressEfficiencyRebateProgram | 213049-Lighting - LED Exit Sign New Sign |  | System | Commercial | 25-SCN-Storage–Conditioned-Exit | 0 |  |  |  |  | 65.4374 | 45 | 0 | 0 | 0 | 20.4374 | 351.311 |  | kWh | 0 | 0 | Commercial | [7 empty] | 16 | 0.85 |  |  |  | 0 | 8 | 0 | 0 | 0 | 0 | 0 | 0 | 0 | 0 | 0 | 0 | 2009 Qtr 1: 0; 2009 Qtr 2: 0; 2009 Qtr 3: 8; 2009 Qtr 4: 0; 2010 Qtr 1: 0; 2010 Qtr 2: 0; 2010 Qtr 3: 0; 2010 Qtr 4: 0; 2011 Qtr 1: 0; 2011 Qtr 2: 0; 2011 Qtr 3: 0; 2011 Qtr 4: 0 | 8
SDGE3012_EXP_EXP-ExpressEfficiencyRebateProgram | 213221-Lighting - Screw in >= 27 Watt Lamp |  | System | Commercial | [6 empty] | 13.3758 | 10.6325 | 0 | 0 | 0 | 2.7433 | 270.3194 |  | 0 | 0.054284 | -3.6508 | Commercial |  | Winter Only | [5 empty] | 2.47 | 0.81 |  |  |  | 0 | 2.9626 | 0 | 0 | 0 | 0 | 0 | 0 | 0 | 0 | 0 | 0 | 2009 Qtr 1: 0; 2009 Qtr 2: 0; 2009 Qtr 3: 2.9626; 2009 Qtr 4: 0; 2010 Qtr 1: 0; 2010 Qtr 2: 0; 2010 Qtr 3: 0; 2010 Qtr 4: 0; 2011 Qtr 1: 0; 2011 Qtr 2: 0; 2011 Qtr 3: 0; 2011 Qtr 4: 0 | 2.9626
SDGE3012_EXP_EXP-ExpressEfficiencyRebateProgram | 213215-Lighting-Interior High Bay Linear Fluorescent Fixtures <= 244 Watts replacing 400 Watts (Tier 1) |  | System | Commercial | [6 empty] | 275.71 | 101.5 | 0 | 0 | 0 | 174.21 | 391.8678 |  | 0 | 0.07368 | -7.1132 | Commercial |  | Winter Only | [5 empty] | 15 | 0.78 |  |  |  | 0 | 56 | 0 | 0 | 0 | 0 | 0 | 0 | 0 | 0 | 0 | 0 | 2009 Qtr 1: 0; 2009 Qtr 2: 0; 2009 Qtr 3: 56; 2009 Qtr 4: 0; 2010 Qtr 1: 0; 2010 Qtr 2: 0; 2010 Qtr 3: 0; 2010 Qtr 4: 0; 2011 Qtr 1: 0; 2011 Qtr 2: 0; 2011 Qtr 3: 0; 2011 Qtr 4: 0 | 56
SDGE3012_EXP_EXP-ExpressEfficiencyRebateProgram | 213084-Refrigeration -Cooler/Freezer Door Gaskets - Solid Doors: Cooler |  | System | Commercial | 09-GRO-Grocery-REFG | 0 |  |  |  |  | 2.25 | 4 | 0 | 0 | 0 | -1.75 | 104.55 |  | kWh | 0.01195 | 0 | Commercial | [7 empty] | 4 | 0.76 |  |  |  | 0 | 394 | 0 | 0 | 0 | 0 | 0 | 0 | 0 | 0 | 0 | 0 | 2009 Qtr 1: 0; 2009 Qtr 2: 0; 2009 Qtr 3: 394; 2009 Qtr 4: 0; 2010 Qtr 1: 0; 2010 Qtr 2: 0; 2010 Qtr 3: 0; 2010 Qtr 4: 0; 2011 Qtr 1: 0; 2011 Qtr 2: 0; 2011 Qtr 3: 0; 2011 Qtr 4: 0 | 394
SDGE3012_EXP_EXP-ExpressEfficiencyRebateProgram | 213003-A/C - Reflective Window Film Inland |  | System | Commercial | 18-OFS-Office–Small-Cooling | 0 |  |  |  |  | 3.12 | 2.0001 | 0 | 0 | 0 | 1.1199 | 15.27 |  | kWh | 0.0023 | 0 | Commercial | [7 empty] | 10 | 0.85 |  |  |  | 0 | 515 | 0 | 0 | 0 | 0 | 0 | 0 | 0 | 0 | 0 | 0 | 2009 Qtr 1: 515; 2009 Qtr 2: 0; 2009 Qtr 3: 0; 2009 Qtr 4: 0; 2010 Qtr 1: 0; 2010 Qtr 2: 0; 2010 Qtr 3: 0; 2010 Qtr 4: 0; 2011 Qtr 1: 0; 2011 Qtr 2: 0; 2011 Qtr 3: 0; 2011 Qtr 4: 0 | 515
SDGE3012_EXP_EXP-ExpressEfficiencyRebateProgram | 213085-Refrigeration -Strip Curtains for Walk-ins |  | System | Commercial | 20-RFF-Restaurant–FastFood-Refrig | 0 |  |  |  |  | 10.2164 | 3.044 | 0 | 0 | 0 | 7.1724 | 465 |  | kWh | 0.053 | 0 | Commercial | [7 empty] | 4 | 0.46 |  |  |  | 0 | 62 | 0 | 0 | 0 | 0 | 0 | 0 | 0 | 0 | 0 | 0 | 2009 Qtr 1: 0; 2009 Qtr 2: 0; 2009 Qtr 3: 62; 2009 Qtr 4: 0; 2010 Qtr 1: 0; 2010 Qtr 2: 0; 2010 Qtr 3: 0; 2010 Qtr 4: 0; 2011 Qtr 1: 0; 2011 Qtr 2: 0; 2011 Qtr 3: 0; 2011 Qtr 4: 0 | 62
SDGE3012_EXP_EXP-ExpressEfficiencyRebateProgram | 213084-Refrigeration -Cooler/Freezer Door Gaskets - Solid Doors: Cooler |  | System | Commercial | 09-GRO-Grocery-REFG | 0 |  |  |  |  | 2.25 | 4.0162 | 0 | 0 | 0 | -1.7662 | 104.55 |  | kWh | 0.01195 | 0 | Commercial | [7 empty] | 4 | 0.76 |  |  |  | 0 | 232 | 0 | 0 | 0 | 0 | 0 | 0 | 0 | 0 | 0 | 0 | 2009 Qtr 1: 0; 2009 Qtr 2: 0; 2009 Qtr 3: 232; 2009 Qtr 4: 0; 2010 Qtr 1: 0; 2010 Qtr 2: 0; 2010 Qtr 3: 0; 2010 Qtr 4: 0; 2011 Qtr 1: 0; 2011 Qtr 2: 0; 2011 Qtr 3: 0; 2011 Qtr 4: 0 | 232
SDGE3012_EXP_EXP-ExpressEfficiencyRebateProgram | 213067-Refrigeration - Food Service -Auto Closer for Main Cooler Doors |  | System | Commercial | 09-GRO-Grocery-REFG | 0 |  |  |  |  | 408.8836 | 103 | 0 | 0 | 0 | 305.8836 | 1075.009 |  | kWh | 0.20794 | -0.053375 | Commercial |  | Annual | [5 empty] | 8 | 0.7 |  |  |  | 0 | 1 | 0 | 0 | 0 | 0 | 0 | 0 | 0 | 0 | 0 | 0 | 2009 Qtr 1: 0; 2009 Qtr 2: 0; 2009 Qtr 3: 1; 2009 Qtr 4: 0; 2010 Qtr 1: 0; 2010 Qtr 2: 0; 2010 Qtr 3: 0; 2010 Qtr 4: 0; 2011 Qtr 1: 0; 2011 Qtr 2: 0; 2011 Qtr 3: 0; 2011 Qtr 4: 0 | 1
SDGE3012_EXP_EXP-ExpressEfficiencyRebateProgram | 213062-Lighting - Occupancy Sensor - Wallbox Lighting Sensor |  | System | Commercial | 18-OFS-Office–Small-IntLight | 0 |  |  |  |  | 42.2833 | 22.5 | 0 | 0 | 0 | 19.7833 | 213.759 |  | kWh | 0 | 0 | Commercial | [7 empty] | 8 | 0.84 |  |  |  | 0 | 14 | 0 | 0 | 0 | 0 | 0 | 0 | 0 | 0 | 0 | 0 | 2009 Qtr 1: 0; 2009 Qtr 2: 0; 2009 Qtr 3: 0; 2009 Qtr 4: 14; 2010 Qtr 1: 0; 2010 Qtr 2: 0; 2010 Qtr 3: 0; 2010 Qtr 4: 0; 2011 Qtr 1: 0; 2011 Qtr 2: 0; 2011 Qtr 3: 0; 2011 Qtr 4: 0 | 14
SDGE3012_EXP_EXP-ExpressEfficiencyRebateProgram | 213230-Lighting - Occupancy Sensor - High-Bay Sensor |  | System | Commercial | 01-ALC-AllCommercial-IntLight | 0 |  |  |  |  | 221.37 | 100 | 0 | 0 | 0 | 121.37 | 2048.6045 |  | kWh | 0.465 | 0 | Commercial | [7 empty] | 8 | 0.84 |  |  |  | 0 | 86 | 0 | 0 | 0 | 0 | 0 | 0 | 0 | 0 | 0 | 0 | 2009 Qtr 1: 0; 2009 Qtr 2: 0; 2009 Qtr 3: 0; 2009 Qtr 4: 86; 2010 Qtr 1: 0; 2010 Qtr 2: 0; 2010 Qtr 3: 0; 2010 Qtr 4: 0; 2011 Qtr 1: 0; 2011 Qtr 2: 0; 2011 Qtr 3: 0; 2011 Qtr 4: 0 | 86
SDGE3012_EXP_EXP-ExpressEfficiencyRebateProgram | 213229-Lighting - Screw in 14-26 Watt Reflector Lamp |  | System | Commercial | [6 empty] | 12.3236 | 9.1136 | 0 | 0 | 0 | 3.21 | 194.1729 |  | 0 | 0.038993 | -2.6224 | Commercial |  | Winter Only | [5 empty] | 2.47 | 0.81 |  |  |  | 0 | 31.6012 | 0 | 0 | 0 | 0 | 0 | 0 | 0 | 0 | 0 | 0 | 2009 Qtr 1: 0; 2009 Qtr 2: 0; 2009 Qtr 3: 31.6012; 2009 Qtr 4: 0; 2010 Qtr 1: 0; 2010 Qtr 2: 0; 2010 Qtr 3: 0; 2010 Qtr 4: 0; 2011 Qtr 1: 0; 2011 Qtr 2: 0; 2011 Qtr 3: 0; 2011 Qtr 4: 0 | 31.6012
SDGE3012_EXP_EXP-ExpressEfficiencyRebateProgram | 213147-Premium T8 with T12 34Watt Baseline |  | System | Commercial | 18-OFS-Office–Small-IntLight | 0 |  |  |  |  | 32.3249 | 7.7087 | 0 | 0 | 0 | 24.6162 | 50.5326 |  | kWh | 0.01079 | 0 | Commercial | [7 empty] | 15 | 0.78 |  |  |  | 0 | 15.5668 | 0 | 0 | 0 | 0 | 0 | 0 | 0 | 0 | 0 | 0 | 2009 Qtr 1: 0; 2009 Qtr 2: 0; 2009 Qtr 3: 15.5668; 2009 Qtr 4: 0; 2010 Qtr 1: 0; 2010 Qtr 2: 0; 2010 Qtr 3: 0; 2010 Qtr 4: 0; 2011 Qtr 1: 0; 2011 Qtr 2: 0; 2011 Qtr 3: 0; 2011 Qtr 4: 0 | 15.5668
SDGE3012_EXP_EXP-ExpressEfficiencyRebateProgram | 213230-Lighting - Occupancy Sensor - High-Bay Sensor |  | System | Commercial | 01-ALC-AllCommercial-IntLight | 0 |  |  |  |  | 221.37 | 100 | 0 | 0 | 0 | 121.37 | 2048.6045 |  | kWh | 0.465 | 0 | Commercial | [7 empty] | 8 | 0.84 |  |  |  | 0 | 63 | 0 | 0 | 0 | 0 | 0 | 0 | 0 | 0 | 0 | 0 | 2009 Qtr 1: 0; 2009 Qtr 2: 0; 2009 Qtr 3: 63; 2009 Qtr 4: 0; 2010 Qtr 1: 0; 2010 Qtr 2: 0; 2010 Qtr 3: 0; 2010 Qtr 4: 0; 2011 Qtr 1: 0; 2011 Qtr 2: 0; 2011 Qtr 3: 0; 2011 Qtr 4: 0 | 63
SDGE3012_EXP_EXP-ExpressEfficiencyRebateProgram | 213049-Lighting - LED Exit Sign New Sign |  | System | Commercial | 25-SCN-Storage–Conditioned-Exit | 0 |  |  |  |  | 65.4374 | 45 | 0 | 0 | 0 | 20.4374 | 351.311 |  | kWh | 0 | 0 | Commercial | [7 empty] | 16 | 0.85 |  |  |  | 0 | 9 | 0 | 0 | 0 | 0 | 0 | 0 | 0 | 0 | 0 | 0 | 2009 Qtr 1: 0; 2009 Qtr 2: 0; 2009 Qtr 3: 9; 2009 Qtr 4: 0; 2010 Qtr 1: 0; 2010 Qtr 2: 0; 2010 Qtr 3: 0; 2010 Qtr 4: 0; 2011 Qtr 1: 0; 2011 Qtr 2: 0; 2011 Qtr 3: 0; 2011 Qtr 4: 0 | 9
SDGE3012_EXP_EXP-ExpressEfficiencyRebateProgram | 213062-Lighting - Occupancy Sensor - Wallbox Lighting Sensor |  | System | Commercial | 18-OFS-Office–Small-IntLight | 0 |  |  |  |  | 42.2833 | 22.5 | 0 | 0 | 0 | 19.7833 | 213.759 |  | kWh | 0 | 0 | Commercial | [7 empty] | 8 | 0.84 |  |  |  | 0 | 416 | 0 | 0 | 0 | 0 | 0 | 0 | 0 | 0 | 0 | 0 | 2009 Qtr 1: 0; 2009 Qtr 2: 0; 2009 Qtr 3: 416; 2009 Qtr 4: 0; 2010 Qtr 1: 0; 2010 Qtr 2: 0; 2010 Qtr 3: 0; 2010 Qtr 4: 0; 2011 Qtr 1: 0; 2011 Qtr 2: 0; 2011 Qtr 3: 0; 2011 Qtr 4: 0 | 416
SDGE3012_EXP_EXP-ExpressEfficiencyRebateProgram | 213083-Refrigeration -Cooler/Freezer Door Gaskets - Glass Doors |  | System | Commercial | 09-GRO-Grocery-REFG | 0 |  |  |  |  | 2.25 | 4 | 0 | 0 | 0 | -1.75 | 104.55 |  | kWh | 0.01195 | 0 | Commercial | [7 empty] | 4 | 0.76 |  |  |  | 0 | 1464 | 0 | 0 | 0 | 0 | 0 | 0 | 0 | 0 | 0 | 0 | 2009 Qtr 1: 0; 2009 Qtr 2: 0; 2009 Qtr 3: 1464; 2009 Qtr 4: 0; 2010 Qtr 1: 0; 2010 Qtr 2: 0; 2010 Qtr 3: 0; 2010 Qtr 4: 0; 2011 Qtr 1: 0; 2011 Qtr 2: 0; 2011 Qtr 3: 0; 2011 Qtr 4: 0 | 1464
SDGE3012_EXP_EXP-ExpressEfficiencyRebateProgram | 213128-Refrigerator - Early Replacement |  | System | Commercial | 18-OFS-Office–Small-Refrig | 0 |  |  |  |  | 272 | 275 | 0 | 0 | 0 | -3 | 1040.577 |  | kWh | 0.13613 | 0 | Commercial | [7 empty] | 5 | 0.7 |  |  |  | 0 | 10 | 0 | 0 | 0 | 0 | 0 | 0 | 0 | 0 | 0 | 0 | 2009 Qtr 1: 0; 2009 Qtr 2: 0; 2009 Qtr 3: 0; 2009 Qtr 4: 10; 2010 Qtr 1: 0; 2010 Qtr 2: 0; 2010 Qtr 3: 0; 2010 Qtr 4: 0; 2011 Qtr 1: 0; 2011 Qtr 2: 0; 2011 Qtr 3: 0; 2011 Qtr 4: 0 | 10
SDGE3012_EXP_EXP-ExpressEfficiencyRebateProgram | 213147-Premium T8 with T12 34Watt Baseline |  | System | Commercial | 18-OFS-Office–Small-IntLight | 0 |  |  |  |  | 32.3249 | 7.7087 | 0 | 0 | 0 | 24.6162 | 50.5326 |  | kWh | 0.01079 | 0 | Commercial | [7 empty] | 15 | 0.78 |  |  |  | 0 | 116.7506 | 0 | 0 | 0 | 0 | 0 | 0 | 0 | 0 | 0 | 0 | 2009 Qtr 1: 0; 2009 Qtr 2: 0; 2009 Qtr 3: 0; 2009 Qtr 4: 116.7506; 2010 Qtr 1: 0; 2010 Qtr 2: 0; 2010 Qtr 3: 0; 2010 Qtr 4: 0; 2011 Qtr 1: 0; 2011 Qtr 2: 0; 2011 Qtr 3: 0; 2011 Qtr 4: 0 | 116.7506
SDGE3012_EXP_EXP-ExpressEfficiencyRebateProgram | 213105-Heating - Infrared Film for Greenhouse |  | System | Agricultural | 30-S20-SIC20Food&KindredProducts-PROC_OTH | 0 |  |  |  |  | 0.03 | 0.05 | 0 | 0 | 0 | -0.02 | 0 |  | kWh | 0 | 0.17 | Commercial |  | Winter Only | [5 empty] | 5 | 0.7 |  |  |  | 0 | 122720 | 0 | 0 | 0 | 0 | 0 | 0 | 0 | 0 | 0 | 0 | 2009 Qtr 1: 0; 2009 Qtr 2: 0; 2009 Qtr 3: 0; 2009 Qtr 4: 122720; 2010 Qtr 1: 0; 2010 Qtr 2: 0; 2010 Qtr 3: 0; 2010 Qtr 4: 0; 2011 Qtr 1: 0; 2011 Qtr 2: 0; 2011 Qtr 3: 0; 2011 Qtr 4: 0 | 122720
SDGE3012_EXP_EXP-ExpressEfficiencyRebateProgram | 213105-Heating - Infrared Film for Greenhouse |  | System | Agricultural | 30-S20-SIC20Food&KindredProducts-PROC_OTH | 0 |  |  |  |  | 0.03 | 0.05 | 0 | 0 | 0 | -0.02 | 0 |  | kWh | 0 | 0.17 | Commercial |  | Winter Only | [5 empty] | 5 | 0.7 |  |  |  | 0 | 30720 | 0 | 0 | 0 | 0 | 0 | 0 | 0 | 0 | 0 | 0 | 2009 Qtr 1: 0; 2009 Qtr 2: 0; 2009 Qtr 3: 0; 2009 Qtr 4: 30720; 2010 Qtr 1: 0; 2010 Qtr 2: 0; 2010 Qtr 3: 0; 2010 Qtr 4: 0; 2011 Qtr 1: 0; 2011 Qtr 2: 0; 2011 Qtr 3: 0; 2011 Qtr 4: 0 | 30720
SDGE3012_EXP_EXP-ExpressEfficiencyRebateProgram | 213084-Refrigeration -Cooler/Freezer Door Gaskets - Solid Doors: Cooler |  | System | Commercial | 09-GRO-Grocery-REFG | 0 |  |  |  |  | 2.25 | 4 | 0 | 0 | 0 | -1.75 | 104.55 |  | kWh | 0.01195 | 0 | Commercial | [7 empty] | 4 | 0.76 |  |  |  | 0 | 55 | 0 | 0 | 0 | 0 | 0 | 0 | 0 | 0 | 0 | 0 | 2009 Qtr 1: 0; 2009 Qtr 2: 0; 2009 Qtr 3: 55; 2009 Qtr 4: 0; 2010 Qtr 1: 0; 2010 Qtr 2: 0; 2010 Qtr 3: 0; 2010 Qtr 4: 0; 2011 Qtr 1: 0; 2011 Qtr 2: 0; 2011 Qtr 3: 0; 2011 Qtr 4: 0 | 55
SDGE3012_EXP_EXP-ExpressEfficiencyRebateProgram | 213116-Refrigeration -Cooler/Freezer Door Gaskets - Solid Doors: Freezer |  | System | Commercial | 09-GRO-Grocery-REFG | 0 |  |  |  |  | 4 | 4 | 0 | 0 | 0 | 0 | 104.55 |  | kWh | 0.01195 | 0 | Commercial | [7 empty] | 4 | 0.76 |  |  |  | 0 | 57 | 0 | 0 | 0 | 0 | 0 | 0 | 0 | 0 | 0 | 0 | 2009 Qtr 1: 0; 2009 Qtr 2: 0; 2009 Qtr 3: 57; 2009 Qtr 4: 0; 2010 Qtr 1: 0; 2010 Qtr 2: 0; 2010 Qtr 3: 0; 2010 Qtr 4: 0; 2011 Qtr 1: 0; 2011 Qtr 2: 0; 2011 Qtr 3: 0; 2011 Qtr 4: 0 | 57
SDGE3012_EXP_EXP-ExpressEfficiencyRebateProgram | 213083-Refrigeration -Cooler/Freezer Door Gaskets - Glass Doors |  | System | Commercial | 09-GRO-Grocery-REFG | 0 |  |  |  |  | 2.25 | 4 | 0 | 0 | 0 | -1.75 | 104.55 |  | kWh | 0.01195 | 0 | Commercial | [7 empty] | 4 | 0.76 |  |  |  | 0 | 762 | 0 | 0 | 0 | 0 | 0 | 0 | 0 | 0 | 0 | 0 | 2009 Qtr 1: 0; 2009 Qtr 2: 0; 2009 Qtr 3: 762; 2009 Qtr 4: 0; 2010 Qtr 1: 0; 2010 Qtr 2: 0; 2010 Qtr 3: 0; 2010 Qtr 4: 0; 2011 Qtr 1: 0; 2011 Qtr 2: 0; 2011 Qtr 3: 0; 2011 Qtr 4: 0 | 762
SDGE3012_EXP_EXP-ExpressEfficiencyRebateProgram | 213083-Refrigeration -Cooler/Freezer Door Gaskets - Glass Doors |  | System | Commercial | 09-GRO-Grocery-REFG | 0 |  |  |  |  | 2.25 | 4 | 0 | 0 | 0 | -1.75 | 104.55 |  | kWh | 0.01195 | 0 | Commercial | [7 empty] | 4 | 0.76 |  |  |  | 0 | 483 | 0 | 0 | 0 | 0 | 0 | 0 | 0 | 0 | 0 | 0 | 2009 Qtr 1: 0; 2009 Qtr 2: 0; 2009 Qtr 3: 483; 2009 Qtr 4: 0; 2010 Qtr 1: 0; 2010 Qtr 2: 0; 2010 Qtr 3: 0; 2010 Qtr 4: 0; 2011 Qtr 1: 0; 2011 Qtr 2: 0; 2011 Qtr 3: 0; 2011 Qtr 4: 0 | 483
SDGE3012_EXP_EXP-ExpressEfficiencyRebateProgram | 213084-Refrigeration -Cooler/Freezer Door Gaskets - Solid Doors: Cooler |  | System | Commercial | 09-GRO-Grocery-REFG | 0 |  |  |  |  | 2.25 | 4 | 0 | 0 | 0 | -1.75 | 104.55 |  | kWh | 0.01195 | 0 | Commercial | [7 empty] | 4 | 0.76 |  |  |  | 0 | 16 | 0 | 0 | 0 | 0 | 0 | 0 | 0 | 0 | 0 | 0 | 2009 Qtr 1: 0; 2009 Qtr 2: 0; 2009 Qtr 3: 16; 2009 Qtr 4: 0; 2010 Qtr 1: 0; 2010 Qtr 2: 0; 2010 Qtr 3: 0; 2010 Qtr 4: 0; 2011 Qtr 1: 0; 2011 Qtr 2: 0; 2011 Qtr 3: 0; 2011 Qtr 4: 0 | 16
SDGE3012_EXP_EXP-ExpressEfficiencyRebateProgram | 213105-Heating - Infrared Film for Greenhouse |  | System | Agricultural | 30-S20-SIC20Food&KindredProducts-PROC_OTH | 0 |  |  |  |  | 0.03 | 0.05 | 0 | 0 | 0 | -0.02 | 0 |  | kWh | 0 | 0.17 | Commercial |  | Winter Only | [5 empty] | 5 | 0.7 |  |  |  | 0 | 218480 | 0 | 0 | 0 | 0 | 0 | 0 | 0 | 0 | 0 | 0 | 2009 Qtr 1: 0; 2009 Qtr 2: 0; 2009 Qtr 3: 0; 2009 Qtr 4: 218480; 2010 Qtr 1: 0; 2010 Qtr 2: 0; 2010 Qtr 3: 0; 2010 Qtr 4: 0; 2011 Qtr 1: 0; 2011 Qtr 2: 0; 2011 Qtr 3: 0; 2011 Qtr 4: 0 | 218480
SDGE3012_EXP_EXP-ExpressEfficiencyRebateProgram | 213083-Refrigeration -Cooler/Freezer Door Gaskets - Glass Doors |  | System | Commercial | 09-GRO-Grocery-REFG | 0 |  |  |  |  | 2.25 | 4.0016 | 0 | 0 | 0 | -1.7516 | 104.55 |  | kWh | 0.01195 | 0 | Commercial | [7 empty] | 4 | 0.76 |  |  |  | 0 | 1875 | 0 | 0 | 0 | 0 | 0 | 0 | 0 | 0 | 0 | 0 | 2009 Qtr 1: 0; 2009 Qtr 2: 0; 2009 Qtr 3: 1875; 2009 Qtr 4: 0; 2010 Qtr 1: 0; 2010 Qtr 2: 0; 2010 Qtr 3: 0; 2010 Qtr 4: 0; 2011 Qtr 1: 0; 2011 Qtr 2: 0; 2011 Qtr 3: 0; 2011 Qtr 4: 0 | 1875
SDGE3012_EXP_EXP-ExpressEfficiencyRebateProgram | 213063-Refrigeration - Anti-Sweat Heater Controls |  | System | Commercial | 09-GRO-Grocery-REFG | 0 |  |  |  |  | 56 | 26.5 | 0 | 0 | 0 | 29.5 | 343 |  | kWh | 0.022 | 0 | Commercial | [7 empty] | 12 | 0.7 |  |  |  | 0 | 32 | 0 | 0 | 0 | 0 | 0 | 0 | 0 | 0 | 0 | 0 | 2009 Qtr 1: 0; 2009 Qtr 2: 0; 2009 Qtr 3: 0; 2009 Qtr 4: 32; 2010 Qtr 1: 0; 2010 Qtr 2: 0; 2010 Qtr 3: 0; 2010 Qtr 4: 0; 2011 Qtr 1: 0; 2011 Qtr 2: 0; 2011 Qtr 3: 0; 2011 Qtr 4: 0 | 32
SDGE3012_EXP_EXP-ExpressEfficiencyRebateProgram | 213147-Premium T8 with T12 34Watt Baseline |  | System | Commercial | 18-OFS-Office–Small-IntLight | 0 |  |  |  |  | 32.3249 | 7.7087 | 0 | 0 | 0 | 24.6162 | 50.5326 |  | kWh | 0.01079 | 0 | Commercial | [7 empty] | 15 | 0.78 |  |  |  | 0 | 221.0479 | 0 | 0 | 0 | 0 | 0 | 0 | 0 | 0 | 0 | 0 | 2009 Qtr 1: 0; 2009 Qtr 2: 0; 2009 Qtr 3: 221.0479; 2009 Qtr 4: 0; 2010 Qtr 1: 0; 2010 Qtr 2: 0; 2010 Qtr 3: 0; 2010 Qtr 4: 0; 2011 Qtr 1: 0; 2011 Qtr 2: 0; 2011 Qtr 3: 0; 2011 Qtr 4: 0 | 221.0479
SDGE3012_EXP_EXP-ExpressEfficiencyRebateProgram | 213053-Lighting - Remove 4 Ft T-8 (De-Lamp) |  | System | Commercial | [6 empty] | 12.4625 | 12.8479 | 0 | 0 | 0 | -0.38544 | 137.2559 |  | 0 | 0.026384 | -2.5676 | Commercial |  | Winter Only | [5 empty] | 15 | 0.77 |  |  |  | 0 | 1.5567 | 0 | 0 | 0 | 0 | 0 | 0 | 0 | 0 | 0 | 0 | 2009 Qtr 1: 0; 2009 Qtr 2: 0; 2009 Qtr 3: 1.5567; 2009 Qtr 4: 0; 2010 Qtr 1: 0; 2010 Qtr 2: 0; 2010 Qtr 3: 0; 2010 Qtr 4: 0; 2011 Qtr 1: 0; 2011 Qtr 2: 0; 2011 Qtr 3: 0; 2011 Qtr 4: 0 | 1.5567
SDGE3012_EXP_EXP-ExpressEfficiencyRebateProgram | 213215-Lighting-Interior High Bay Linear Fluorescent Fixtures <= 244 Watts replacing 400 Watts (Tier 1) |  | System | Commercial | [6 empty] | 275.71 | 101.5 | 0 | 0 | 0 | 174.21 | 391.8678 |  | 0 | 0.07368 | -7.1132 | Commercial |  | Winter Only | [5 empty] | 15 | 0.78 |  |  |  | 0 | 55 | 0 | 0 | 0 | 0 | 0 | 0 | 0 | 0 | 0 | 0 | 2009 Qtr 1: 0; 2009 Qtr 2: 0; 2009 Qtr 3: 55; 2009 Qtr 4: 0; 2010 Qtr 1: 0; 2010 Qtr 2: 0; 2010 Qtr 3: 0; 2010 Qtr 4: 0; 2011 Qtr 1: 0; 2011 Qtr 2: 0; 2011 Qtr 3: 0; 2011 Qtr 4: 0 | 55
SDGE3012_EXP_EXP-ExpressEfficiencyRebateProgram | 213230-Lighting - Occupancy Sensor - High-Bay Sensor |  | System | Commercial | 01-ALC-AllCommercial-IntLight | 0 |  |  |  |  | 221.37 | 100 | 0 | 0 | 0 | 121.37 | 2048.6045 |  | kWh | 0.465 | 0 | Commercial | [7 empty] | 8 | 0.84 |  |  |  | 0 | 55 | 0 | 0 | 0 | 0 | 0 | 0 | 0 | 0 | 0 | 0 | 2009 Qtr 1: 0; 2009 Qtr 2: 0; 2009 Qtr 3: 55; 2009 Qtr 4: 0; 2010 Qtr 1: 0; 2010 Qtr 2: 0; 2010 Qtr 3: 0; 2010 Qtr 4: 0; 2011 Qtr 1: 0; 2011 Qtr 2: 0; 2011 Qtr 3: 0; 2011 Qtr 4: 0 | 55
SDGE3012_EXP_EXP-ExpressEfficiencyRebateProgram | 213049-Lighting - LED Exit Sign New Sign |  | System | Commercial | 25-SCN-Storage–Conditioned-Exit | 0 |  |  |  |  | 65.4374 | 45 | 0 | 0 | 0 | 20.4374 | 351.311 |  | kWh | 0 | 0 | Commercial | [7 empty] | 16 | 0.85 |  |  |  | 0 | 3 | 0 | 0 | 0 | 0 | 0 | 0 | 0 | 0 | 0 | 0 | 2009 Qtr 1: 0; 2009 Qtr 2: 0; 2009 Qtr 3: 3; 2009 Qtr 4: 0; 2010 Qtr 1: 0; 2010 Qtr 2: 0; 2010 Qtr 3: 0; 2010 Qtr 4: 0; 2011 Qtr 1: 0; 2011 Qtr 2: 0; 2011 Qtr 3: 0; 2011 Qtr 4: 0 | 3
SDGE3012_EXP_EXP-ExpressEfficiencyRebateProgram | 213085-Refrigeration -Strip Curtains for Walk-ins |  | System | Commercial | 20-RFF-Restaurant–FastFood-Refrig | 0 |  |  |  |  | 10.2164 | 3.12 | 0 | 0 | 0 | 7.0964 | 465 |  | kWh | 0.053 | 0 | Commercial | [7 empty] | 4 | 0.46 |  |  |  | 0 | 23 | 0 | 0 | 0 | 0 | 0 | 0 | 0 | 0 | 0 | 0 | 2009 Qtr 1: 0; 2009 Qtr 2: 0; 2009 Qtr 3: 23; 2009 Qtr 4: 0; 2010 Qtr 1: 0; 2010 Qtr 2: 0; 2010 Qtr 3: 0; 2010 Qtr 4: 0; 2011 Qtr 1: 0; 2011 Qtr 2: 0; 2011 Qtr 3: 0; 2011 Qtr 4: 0 | 23
SDGE3012_EXP_EXP-ExpressEfficiencyRebateProgram | 213084-Refrigeration -Cooler/Freezer Door Gaskets - Solid Doors: Cooler |  | System | Commercial | 09-GRO-Grocery-REFG | 0 |  |  |  |  | 2.25 | 4.017 | 0 | 0 | 0 | -1.767 | 104.55 |  | kWh | 0.01195 | 0 | Commercial | [7 empty] | 4 | 0.76 |  |  |  | 0 | 183 | 0 | 0 | 0 | 0 | 0 | 0 | 0 | 0 | 0 | 0 | 2009 Qtr 1: 0; 2009 Qtr 2: 0; 2009 Qtr 3: 183; 2009 Qtr 4: 0; 2010 Qtr 1: 0; 2010 Qtr 2: 0; 2010 Qtr 3: 0; 2010 Qtr 4: 0; 2011 Qtr 1: 0; 2011 Qtr 2: 0; 2011 Qtr 3: 0; 2011 Qtr 4: 0 | 183
SDGE3012_EXP_EXP-ExpressEfficiencyRebateProgram | 213116-Refrigeration -Cooler/Freezer Door Gaskets - Solid Doors: Freezer |  | System | Commercial | 09-GRO-Grocery-REFG | 0 |  |  |  |  | 4 | 4.0933 | 0 | 0 | 0 | -0.093333 | 104.55 |  | kWh | 0.01195 | 0 | Commercial | [7 empty] | 4 | 0.76 |  |  |  | 0 | 18 | 0 | 0 | 0 | 0 | 0 | 0 | 0 | 0 | 0 | 0 | 2009 Qtr 1: 0; 2009 Qtr 2: 0; 2009 Qtr 3: 18; 2009 Qtr 4: 0; 2010 Qtr 1: 0; 2010 Qtr 2: 0; 2010 Qtr 3: 0; 2010 Qtr 4: 0; 2011 Qtr 1: 0; 2011 Qtr 2: 0; 2011 Qtr 3: 0; 2011 Qtr 4: 0 | 18
SDGE3012_EXP_EXP-ExpressEfficiencyRebateProgram | 213067-Refrigeration - Food Service -Auto Closer for Main Cooler Doors |  | System | Commercial | 09-GRO-Grocery-REFG | 0 |  |  |  |  | 408.8836 | 103 | 0 | 0 | 0 | 305.8836 | 1075.009 |  | kWh | 0.20794 | -0.053375 | Commercial |  | Annual | [5 empty] | 8 | 0.7 |  |  |  | 0 | 1 | 0 | 0 | 0 | 0 | 0 | 0 | 0 | 0 | 0 | 0 | 2009 Qtr 1: 0; 2009 Qtr 2: 0; 2009 Qtr 3: 1; 2009 Qtr 4: 0; 2010 Qtr 1: 0; 2010 Qtr 2: 0; 2010 Qtr 3: 0; 2010 Qtr 4: 0; 2011 Qtr 1: 0; 2011 Qtr 2: 0; 2011 Qtr 3: 0; 2011 Qtr 4: 0 | 1
SDGE3012_EXP_EXP-ExpressEfficiencyRebateProgram | 213084-Refrigeration -Cooler/Freezer Door Gaskets - Solid Doors: Cooler |  | System | Commercial | 09-GRO-Grocery-REFG | 0 |  |  |  |  | 2.25 | 3.9916 | 0 | 0 | 0 | -1.7416 | 104.55 |  | kWh | 0.01195 | 0 | Commercial | [7 empty] | 4 | 0.76 |  |  |  | 0 | 141 | 0 | 0 | 0 | 0 | 0 | 0 | 0 | 0 | 0 | 0 | 2009 Qtr 1: 0; 2009 Qtr 2: 0; 2009 Qtr 3: 141; 2009 Qtr 4: 0; 2010 Qtr 1: 0; 2010 Qtr 2: 0; 2010 Qtr 3: 0; 2010 Qtr 4: 0; 2011 Qtr 1: 0; 2011 Qtr 2: 0; 2011 Qtr 3: 0; 2011 Qtr 4: 0 | 141
SDGE3012_EXP_EXP-ExpressEfficiencyRebateProgram | 213116-Refrigeration -Cooler/Freezer Door Gaskets - Solid Doors: Freezer |  | System | Commercial | 09-GRO-Grocery-REFG | 0 |  |  |  |  | 4 | 4.0425 | 0 | 0 | 0 | -0.0425 | 104.55 |  | kWh | 0.01195 | 0 | Commercial | [7 empty] | 4 | 0.76 |  |  |  | 0 | 16 | 0 | 0 | 0 | 0 | 0 | 0 | 0 | 0 | 0 | 0 | 2009 Qtr 1: 0; 2009 Qtr 2: 0; 2009 Qtr 3: 16; 2009 Qtr 4: 0; 2010 Qtr 1: 0; 2010 Qtr 2: 0; 2010 Qtr 3: 0; 2010 Qtr 4: 0; 2011 Qtr 1: 0; 2011 Qtr 2: 0; 2011 Qtr 3: 0; 2011 Qtr 4: 0 | 16
SDGE3012_EXP_EXP-ExpressEfficiencyRebateProgram | 213262-Incentive Adjustment (per $1) |  | System | Commercial | [6 empty] | 0 | 0.99 | 0 | 0 | 0 | -0.99 | 0 |  | 0 | 0 | 0 | Commercial | [7 empty] | 1 | 0.7 |  |  |  | 0 | 1 | 0 | 0 | 0 | 0 | 0 | 0 | 0 | 0 | 0 | 0 | 2009 Qtr 1: 0; 2009 Qtr 2: 0; 2009 Qtr 3: 1; 2009 Qtr 4: 0; 2010 Qtr 1: 0; 2010 Qtr 2: 0; 2010 Qtr 3: 0; 2010 Qtr 4: 0; 2011 Qtr 1: 0; 2011 Qtr 2: 0; 2011 Qtr 3: 0; 2011 Qtr 4: 0 | 1
SDGE3012_EXP_EXP-ExpressEfficiencyRebateProgram | 213084-Refrigeration -Cooler/Freezer Door Gaskets - Solid Doors: Cooler |  | System | Commercial | 09-GRO-Grocery-REFG | 0 |  |  |  |  | 2.25 | 4 | 0 | 0 | 0 | -1.75 | 104.55 |  | kWh | 0.01195 | 0 | Commercial | [7 empty] | 4 | 0.76 |  |  |  | 0 | 109 | 0 | 0 | 0 | 0 | 0 | 0 | 0 | 0 | 0 | 0 | 2009 Qtr 1: 0; 2009 Qtr 2: 0; 2009 Qtr 3: 0; 2009 Qtr 4: 109; 2010 Qtr 1: 0; 2010 Qtr 2: 0; 2010 Qtr 3: 0; 2010 Qtr 4: 0; 2011 Qtr 1: 0; 2011 Qtr 2: 0; 2011 Qtr 3: 0; 2011 Qtr 4: 0 | 109
SDGE3012_EXP_EXP-ExpressEfficiencyRebateProgram | 213084-Refrigeration -Cooler/Freezer Door Gaskets - Solid Doors: Cooler |  | System | Commercial | 09-GRO-Grocery-REFG | 0 |  |  |  |  | 2.25 | 4 | 0 | 0 | 0 | -1.75 | 104.55 |  | kWh | 0.01195 | 0 | Commercial | [7 empty] | 4 | 0.76 |  |  |  | 0 | 109 | 0 | 0 | 0 | 0 | 0 | 0 | 0 | 0 | 0 | 0 | 2009 Qtr 1: 0; 2009 Qtr 2: 0; 2009 Qtr 3: 0; 2009 Qtr 4: 109; 2010 Qtr 1: 0; 2010 Qtr 2: 0; 2010 Qtr 3: 0; 2010 Qtr 4: 0; 2011 Qtr 1: 0; 2011 Qtr 2: 0; 2011 Qtr 3: 0; 2011 Qtr 4: 0 | 109
SDGE3012_EXP_EXP-ExpressEfficiencyRebateProgram | 213230-Lighting - Occupancy Sensor - High-Bay Sensor |  | System | Commercial | 01-ALC-AllCommercial-IntLight | 0 |  |  |  |  | 221.37 | 100 | 0 | 0 | 0 | 121.37 | 2048.6045 |  | kWh | 0.465 | 0 | Commercial | [7 empty] | 8 | 0.84 |  |  |  | 0 | 40 | 0 | 0 | 0 | 0 | 0 | 0 | 0 | 0 | 0 | 0 | 2009 Qtr 1: 0; 2009 Qtr 2: 0; 2009 Qtr 3: 40; 2009 Qtr 4: 0; 2010 Qtr 1: 0; 2010 Qtr 2: 0; 2010 Qtr 3: 0; 2010 Qtr 4: 0; 2011 Qtr 1: 0; 2011 Qtr 2: 0; 2011 Qtr 3: 0; 2011 Qtr 4: 0 | 40
SDGE3012_EXP_EXP-ExpressEfficiencyRebateProgram | 213116-Refrigeration -Cooler/Freezer Door Gaskets - Solid Doors: Freezer |  | System | Commercial | 09-GRO-Grocery-REFG | 0 |  |  |  |  | 4 | 4 | 0 | 0 | 0 | 0 | 104.55 |  | kWh | 0.01195 | 0 | Commercial | [7 empty] | 4 | 0.76 |  |  |  | 0 | 16 | 0 | 0 | 0 | 0 | 0 | 0 | 0 | 0 | 0 | 0 | 2009 Qtr 1: 0; 2009 Qtr 2: 0; 2009 Qtr 3: 0; 2009 Qtr 4: 16; 2010 Qtr 1: 0; 2010 Qtr 2: 0; 2010 Qtr 3: 0; 2010 Qtr 4: 0; 2011 Qtr 1: 0; 2011 Qtr 2: 0; 2011 Qtr 3: 0; 2011 Qtr 4: 0 | 16
SDGE3012_EXP_EXP-ExpressEfficiencyRebateProgram | 213230-Lighting - Occupancy Sensor - High-Bay Sensor |  | System | Commercial | 01-ALC-AllCommercial-IntLight | 0 |  |  |  |  | 221.37 | 100 | 0 | 0 | 0 | 121.37 | 2048.6045 |  | kWh | 0.465 | 0 | Commercial | [7 empty] | 8 | 0.84 |  |  |  | 0 | 240 | 0 | 0 | 0 | 0 | 0 | 0 | 0 | 0 | 0 | 0 | 2009 Qtr 1: 0; 2009 Qtr 2: 0; 2009 Qtr 3: 240; 2009 Qtr 4: 0; 2010 Qtr 1: 0; 2010 Qtr 2: 0; 2010 Qtr 3: 0; 2010 Qtr 4: 0; 2011 Qtr 1: 0; 2011 Qtr 2: 0; 2011 Qtr 3: 0; 2011 Qtr 4: 0 | 240
SDGE3012_EXP_EXP-ExpressEfficiencyRebateProgram | 213062-Lighting - Occupancy Sensor - Wallbox Lighting Sensor |  | System | Commercial | 18-OFS-Office–Small-IntLight | 0 |  |  |  |  | 42.2833 | 22.5 | 0 | 0 | 0 | 19.7833 | 213.759 |  | kWh | 0 | 0 | Commercial | [7 empty] | 8 | 0.84 |  |  |  | 0 | 274 | 0 | 0 | 0 | 0 | 0 | 0 | 0 | 0 | 0 | 0 | 2009 Qtr 1: 0; 2009 Qtr 2: 0; 2009 Qtr 3: 274; 2009 Qtr 4: 0; 2010 Qtr 1: 0; 2010 Qtr 2: 0; 2010 Qtr 3: 0; 2010 Qtr 4: 0; 2011 Qtr 1: 0; 2011 Qtr 2: 0; 2011 Qtr 3: 0; 2011 Qtr 4: 0 | 274
SDGE3012_EXP_EXP-ExpressEfficiencyRebateProgram | 213230-Lighting - Occupancy Sensor - High-Bay Sensor |  | System | Commercial | 01-ALC-AllCommercial-IntLight | 0 |  |  |  |  | 221.37 | 100 | 0 | 0 | 0 | 121.37 | 2048.6045 |  | kWh | 0.465 | 0 | Commercial | [7 empty] | 8 | 0.84 |  |  |  | 0 | 46 | 0 | 0 | 0 | 0 | 0 | 0 | 0 | 0 | 0 | 0 | 2009 Qtr 1: 0; 2009 Qtr 2: 0; 2009 Qtr 3: 46; 2009 Qtr 4: 0; 2010 Qtr 1: 0; 2010 Qtr 2: 0; 2010 Qtr 3: 0; 2010 Qtr 4: 0; 2011 Qtr 1: 0; 2011 Qtr 2: 0; 2011 Qtr 3: 0; 2011 Qtr 4: 0 | 46
SDGE3012_EXP_EXP-ExpressEfficiencyRebateProgram | 213222-Lighting - Screw in 14-26 Watt Lamp |  | System | Commercial | [6 empty] | 6.3587 | 8.101 | 0 | 0 | 0 | -1.7423 | 194.1729 |  | 0 | 0.038993 | -2.6224 | Commercial |  | Winter Only | [5 empty] | 2.47 | 0.81 |  |  |  | 0.797 | 144.1803 | 0 | 0 | 0 | 0 | 0 | 0 | 0 | 0 | 0 | 0 | 2009 Qtr 1: 0; 2009 Qtr 2: 0; 2009 Qtr 3: 0; 2009 Qtr 4: 144.1803; 2010 Qtr 1: 0; 2010 Qtr 2: 0; 2010 Qtr 3: 0; 2010 Qtr 4: 0; 2011 Qtr 1: 0; 2011 Qtr 2: 0; 2011 Qtr 3: 0; 2011 Qtr 4: 0 | 144.1803
SDGE3012_EXP_EXP-ExpressEfficiencyRebateProgram | 213147-Premium T8 with T12 34Watt Baseline |  | System | Commercial | 18-OFS-Office–Small-IntLight | 0 |  |  |  |  | 32.3249 | 7.7087 | 0 | 0 | 0 | 24.6162 | 50.5326 |  | kWh | 0.01079 | 0 | Commercial | [7 empty] | 15 | 0.78 |  |  |  | 0 | 1.5567 | 0 | 0 | 0 | 0 | 0 | 0 | 0 | 0 | 0 | 0 | 2009 Qtr 1: 0; 2009 Qtr 2: 0; 2009 Qtr 3: 0; 2009 Qtr 4: 1.5567; 2010 Qtr 1: 0; 2010 Qtr 2: 0; 2010 Qtr 3: 0; 2010 Qtr 4: 0; 2011 Qtr 1: 0; 2011 Qtr 2: 0; 2011 Qtr 3: 0; 2011 Qtr 4: 0 | 1.5567
SDGE3012_EXP_EXP-ExpressEfficiencyRebateProgram | 213095-Lighting- Ceramic Metal Halide Fixture |  | System | Commercial | 24-RTS-Retail–Small-LIT_INT | 0 |  |  |  |  | 214.3555 | 74.5 | 0 | 0 | 0 | 139.8555 | 484.848 |  | kWh | 0.10472 | 0 | Commercial | [7 empty] | 15 | 0.77 |  |  |  | 0 | 7 | 0 | 0 | 0 | 0 | 0 | 0 | 0 | 0 | 0 | 0 | 2009 Qtr 1: 7; 2009 Qtr 2: 0; 2009 Qtr 3: 0; 2009 Qtr 4: 0; 2010 Qtr 1: 0; 2010 Qtr 2: 0; 2010 Qtr 3: 0; 2010 Qtr 4: 0; 2011 Qtr 1: 0; 2011 Qtr 2: 0; 2011 Qtr 3: 0; 2011 Qtr 4: 0 | 7
SDGE3012_EXP_EXP-ExpressEfficiencyRebateProgram | 213230-Lighting - Occupancy Sensor - High-Bay Sensor |  | System | Commercial | 01-ALC-AllCommercial-IntLight | 0 |  |  |  |  | 221.37 | 95.5 | 0 | 0 | 0 | 125.87 | 2048.6045 |  | kWh | 0.465 | 0 | Commercial | [7 empty] | 8 | 0.84 |  |  |  | 0 | 51 | 0 | 0 | 0 | 0 | 0 | 0 | 0 | 0 | 0 | 0 | 2009 Qtr 1: 0; 2009 Qtr 2: 0; 2009 Qtr 3: 51; 2009 Qtr 4: 0; 2010 Qtr 1: 0; 2010 Qtr 2: 0; 2010 Qtr 3: 0; 2010 Qtr 4: 0; 2011 Qtr 1: 0; 2011 Qtr 2: 0; 2011 Qtr 3: 0; 2011 Qtr 4: 0 | 51
SDGE3012_EXP_EXP-ExpressEfficiencyRebateProgram | 213230-Lighting - Occupancy Sensor - High-Bay Sensor |  | System | Commercial | 01-ALC-AllCommercial-IntLight | 0 |  |  |  |  | 221.37 | 100 | 0 | 0 | 0 | 121.37 | 2048.6045 |  | kWh | 0.465 | 0 | Commercial | [7 empty] | 8 | 0.84 |  |  |  | 0 | 57 | 0 | 0 | 0 | 0 | 0 | 0 | 0 | 0 | 0 | 0 | 2009 Qtr 1: 0; 2009 Qtr 2: 0; 2009 Qtr 3: 57; 2009 Qtr 4: 0; 2010 Qtr 1: 0; 2010 Qtr 2: 0; 2010 Qtr 3: 0; 2010 Qtr 4: 0; 2011 Qtr 1: 0; 2011 Qtr 2: 0; 2011 Qtr 3: 0; 2011 Qtr 4: 0 | 57
SDGE3012_EXP_EXP-ExpressEfficiencyRebateProgram | 213230-Lighting - Occupancy Sensor - High-Bay Sensor |  | System | Commercial | 01-ALC-AllCommercial-IntLight | 0 |  |  |  |  | 221.37 | 95.5 | 0 | 0 | 0 | 125.87 | 2048.6045 |  | kWh | 0.465 | 0 | Commercial | [7 empty] | 8 | 0.84 |  |  |  | 0 | 105 | 0 | 0 | 0 | 0 | 0 | 0 | 0 | 0 | 0 | 0 | 2009 Qtr 1: 0; 2009 Qtr 2: 0; 2009 Qtr 3: 105; 2009 Qtr 4: 0; 2010 Qtr 1: 0; 2010 Qtr 2: 0; 2010 Qtr 3: 0; 2010 Qtr 4: 0; 2011 Qtr 1: 0; 2011 Qtr 2: 0; 2011 Qtr 3: 0; 2011 Qtr 4: 0 | 105
SDGE3012_EXP_EXP-ExpressEfficiencyRebateProgram | 213230-Lighting - Occupancy Sensor - High-Bay Sensor |  | System | Commercial | 01-ALC-AllCommercial-IntLight | 0 |  |  |  |  | 221.37 | 100 | 0 | 0 | 0 | 121.37 | 2048.6045 |  | kWh | 0.465 | 0 | Commercial | [7 empty] | 8 | 0.84 |  |  |  | 0 | 92 | 0 | 0 | 0 | 0 | 0 | 0 | 0 | 0 | 0 | 0 | 2009 Qtr 1: 0; 2009 Qtr 2: 0; 2009 Qtr 3: 92; 2009 Qtr 4: 0; 2010 Qtr 1: 0; 2010 Qtr 2: 0; 2010 Qtr 3: 0; 2010 Qtr 4: 0; 2011 Qtr 1: 0; 2011 Qtr 2: 0; 2011 Qtr 3: 0; 2011 Qtr 4: 0 | 92
SDGE3012_EXP_EXP-ExpressEfficiencyRebateProgram | 213230-Lighting - Occupancy Sensor - High-Bay Sensor |  | System | Commercial | 01-ALC-AllCommercial-IntLight | 0 |  |  |  |  | 221.37 | 100 | 0 | 0 | 0 | 121.37 | 2048.6045 |  | kWh | 0.465 | 0 | Commercial | [7 empty] | 8 | 0.84 |  |  |  | 0 | 50 | 0 | 0 | 0 | 0 | 0 | 0 | 0 | 0 | 0 | 0 | 2009 Qtr 1: 0; 2009 Qtr 2: 0; 2009 Qtr 3: 50; 2009 Qtr 4: 0; 2010 Qtr 1: 0; 2010 Qtr 2: 0; 2010 Qtr 3: 0; 2010 Qtr 4: 0; 2011 Qtr 1: 0; 2011 Qtr 2: 0; 2011 Qtr 3: 0; 2011 Qtr 4: 0 | 50
SDGE3012_EXP_EXP-ExpressEfficiencyRebateProgram | 213085-Refrigeration -Strip Curtains for Walk-ins |  | System | Commercial | 20-RFF-Restaurant–FastFood-Refrig | 0 |  |  |  |  | 10.2164 | 3.0632 | 0 | 0 | 0 | 7.1532 | 465 |  | kWh | 0.053 | 0 | Commercial | [7 empty] | 4 | 0.46 |  |  |  | 0 | 37 | 0 | 0 | 0 | 0 | 0 | 0 | 0 | 0 | 0 | 0 | 2009 Qtr 1: 0; 2009 Qtr 2: 0; 2009 Qtr 3: 0; 2009 Qtr 4: 37; 2010 Qtr 1: 0; 2010 Qtr 2: 0; 2010 Qtr 3: 0; 2010 Qtr 4: 0; 2011 Qtr 1: 0; 2011 Qtr 2: 0; 2011 Qtr 3: 0; 2011 Qtr 4: 0 | 37
SDGE3012_EXP_EXP-ExpressEfficiencyRebateProgram | 213084-Refrigeration -Cooler/Freezer Door Gaskets - Solid Doors: Cooler |  | System | Commercial | 09-GRO-Grocery-REFG | 0 |  |  |  |  | 2.25 | 4.0122 | 0 | 0 | 0 | -1.7622 | 104.55 |  | kWh | 0.01195 | 0 | Commercial | [7 empty] | 4 | 0.76 |  |  |  | 0 | 157 | 0 | 0 | 0 | 0 | 0 | 0 | 0 | 0 | 0 | 0 | 2009 Qtr 1: 0; 2009 Qtr 2: 0; 2009 Qtr 3: 0; 2009 Qtr 4: 157; 2010 Qtr 1: 0; 2010 Qtr 2: 0; 2010 Qtr 3: 0; 2010 Qtr 4: 0; 2011 Qtr 1: 0; 2011 Qtr 2: 0; 2011 Qtr 3: 0; 2011 Qtr 4: 0 | 157
SDGE3012_EXP_EXP-ExpressEfficiencyRebateProgram | 213129-Software Plug Load Sensors |  | System | Commercial | 18-OFS-Office–Small-OffEquip | 0 |  |  |  |  | 5 | 15 | 0 | 0 | 0 | -10 | 227.001 |  | kWh | 0 | 0 | Commercial | [7 empty] | 5 | 0.7 |  |  |  | 0 | 27 | 0 | 0 | 0 | 0 | 0 | 0 | 0 | 0 | 0 | 0 | 2009 Qtr 1: 0; 2009 Qtr 2: 0; 2009 Qtr 3: 0; 2009 Qtr 4: 27; 2010 Qtr 1: 0; 2010 Qtr 2: 0; 2010 Qtr 3: 0; 2010 Qtr 4: 0; 2011 Qtr 1: 0; 2011 Qtr 2: 0; 2011 Qtr 3: 0; 2011 Qtr 4: 0 | 27
SDGE3012_EXP_EXP-ExpressEfficiencyRebateProgram | 213129-Software Plug Load Sensors |  | System | Commercial | 18-OFS-Office–Small-OffEquip | 0 |  |  |  |  | 5 | 15 | 0 | 0 | 0 | -10 | 227.001 |  | kWh | 0 | 0 | Commercial | [7 empty] | 5 | 0.7 |  |  |  | 0 | 31 | 0 | 0 | 0 | 0 | 0 | 0 | 0 | 0 | 0 | 0 | 2009 Qtr 1: 0; 2009 Qtr 2: 0; 2009 Qtr 3: 0; 2009 Qtr 4: 31; 2010 Qtr 1: 0; 2010 Qtr 2: 0; 2010 Qtr 3: 0; 2010 Qtr 4: 0; 2011 Qtr 1: 0; 2011 Qtr 2: 0; 2011 Qtr 3: 0; 2011 Qtr 4: 0 | 31
SDGE3012_EXP_EXP-ExpressEfficiencyRebateProgram | 213083-Refrigeration -Cooler/Freezer Door Gaskets - Glass Doors |  | System | Commercial | 09-GRO-Grocery-REFG | 0 |  |  |  |  | 2.25 | 4 | 0 | 0 | 0 | -1.75 | 104.55 |  | kWh | 0.01195 | 0 | Commercial | [7 empty] | 4 | 0.76 |  |  |  | 0 | 2559 | 0 | 0 | 0 | 0 | 0 | 0 | 0 | 0 | 0 | 0 | 2009 Qtr 1: 0; 2009 Qtr 2: 0; 2009 Qtr 3: 2559; 2009 Qtr 4: 0; 2010 Qtr 1: 0; 2010 Qtr 2: 0; 2010 Qtr 3: 0; 2010 Qtr 4: 0; 2011 Qtr 1: 0; 2011 Qtr 2: 0; 2011 Qtr 3: 0; 2011 Qtr 4: 0 | 2559
SDGE3012_EXP_EXP-ExpressEfficiencyRebateProgram | 213084-Refrigeration -Cooler/Freezer Door Gaskets - Solid Doors: Cooler |  | System | Commercial | 09-GRO-Grocery-REFG | 0 |  |  |  |  | 2.25 | 4 | 0 | 0 | 0 | -1.75 | 104.55 |  | kWh | 0.01195 | 0 | Commercial | [7 empty] | 4 | 0.76 |  |  |  | 0 | 50 | 0 | 0 | 0 | 0 | 0 | 0 | 0 | 0 | 0 | 0 | 2009 Qtr 1: 0; 2009 Qtr 2: 0; 2009 Qtr 3: 0; 2009 Qtr 4: 50; 2010 Qtr 1: 0; 2010 Qtr 2: 0; 2010 Qtr 3: 0; 2010 Qtr 4: 0; 2011 Qtr 1: 0; 2011 Qtr 2: 0; 2011 Qtr 3: 0; 2011 Qtr 4: 0 | 50
SDGE3012_EXP_EXP-ExpressEfficiencyRebateProgram | 213230-Lighting - Occupancy Sensor - High-Bay Sensor |  | System | Commercial | 01-ALC-AllCommercial-IntLight | 0 |  |  |  |  | 221.37 | 100 | 0 | 0 | 0 | 121.37 | 2048.6045 |  | kWh | 0.465 | 0 | Commercial | [7 empty] | 8 | 0.84 |  |  |  | 0 | 284 | 0 | 0 | 0 | 0 | 0 | 0 | 0 | 0 | 0 | 0 | 2009 Qtr 1: 0; 2009 Qtr 2: 0; 2009 Qtr 3: 284; 2009 Qtr 4: 0; 2010 Qtr 1: 0; 2010 Qtr 2: 0; 2010 Qtr 3: 0; 2010 Qtr 4: 0; 2011 Qtr 1: 0; 2011 Qtr 2: 0; 2011 Qtr 3: 0; 2011 Qtr 4: 0 | 284
SDGE3012_EXP_EXP-ExpressEfficiencyRebateProgram | 213083-Refrigeration -Cooler/Freezer Door Gaskets - Glass Doors |  | System | Commercial | 09-GRO-Grocery-REFG | 0 |  |  |  |  | 2.25 | 4 | 0 | 0 | 0 | -1.75 | 104.55 |  | kWh | 0.01195 | 0 | Commercial | [7 empty] | 4 | 0.76 |  |  |  | 0 | 394 | 0 | 0 | 0 | 0 | 0 | 0 | 0 | 0 | 0 | 0 | 2009 Qtr 1: 0; 2009 Qtr 2: 0; 2009 Qtr 3: 394; 2009 Qtr 4: 0; 2010 Qtr 1: 0; 2010 Qtr 2: 0; 2010 Qtr 3: 0; 2010 Qtr 4: 0; 2011 Qtr 1: 0; 2011 Qtr 2: 0; 2011 Qtr 3: 0; 2011 Qtr 4: 0 | 394
SDGE3012_EXP_EXP-ExpressEfficiencyRebateProgram | 213230-Lighting - Occupancy Sensor - High-Bay Sensor |  | System | Commercial | 01-ALC-AllCommercial-IntLight | 0 |  |  |  |  | 221.37 | 100 | 0 | 0 | 0 | 121.37 | 2048.6045 |  | kWh | 0.465 | 0 | Commercial | [7 empty] | 8 | 0.84 |  |  |  | 0 | 300 | 0 | 0 | 0 | 0 | 0 | 0 | 0 | 0 | 0 | 0 | 2009 Qtr 1: 0; 2009 Qtr 2: 0; 2009 Qtr 3: 300; 2009 Qtr 4: 0; 2010 Qtr 1: 0; 2010 Qtr 2: 0; 2010 Qtr 3: 0; 2010 Qtr 4: 0; 2011 Qtr 1: 0; 2011 Qtr 2: 0; 2011 Qtr 3: 0; 2011 Qtr 4: 0 | 300
SDGE3012_EXP_EXP-ExpressEfficiencyRebateProgram | 213086-Water Heating - Gas Storage Water Heater (per MBtuh) |  | System | Commercial | 01-ALC-AllCommercial-Vent/Fan | 0 |  |  |  |  | 6.7769 | 2 | 0 | 0 | 0 | 4.7769 | 0 |  | kWh | 0 | 1.753 | Commercial |  | Annual | [5 empty] | 11 | 0.46 |  |  |  | 0 | 650 | 0 | 0 | 0 | 0 | 0 | 0 | 0 | 0 | 0 | 0 | 2009 Qtr 1: 0; 2009 Qtr 2: 0; 2009 Qtr 3: 0; 2009 Qtr 4: 650; 2010 Qtr 1: 0; 2010 Qtr 2: 0; 2010 Qtr 3: 0; 2010 Qtr 4: 0; 2011 Qtr 1: 0; 2011 Qtr 2: 0; 2011 Qtr 3: 0; 2011 Qtr 4: 0 | 650
SDGE3012_EXP_EXP-ExpressEfficiencyRebateProgram | 213197-Lighting - Cold Cathode Fluorescent Lamp |  | System | Commercial | 21-RSD-Restaurant–SitDown-LIT_INT | 0 |  |  |  |  | 1.81 | 2 | 0 | 0 | 0 | -0.19 | 60 |  | kWh | 0.009 | 0 | Commercial | [7 empty] | 2 | 0.77 |  |  |  | 0 | 139 | 0 | 0 | 0 | 0 | 0 | 0 | 0 | 0 | 0 | 0 | 2009 Qtr 1: 139; 2009 Qtr 2: 0; 2009 Qtr 3: 0; 2009 Qtr 4: 0; 2010 Qtr 1: 0; 2010 Qtr 2: 0; 2010 Qtr 3: 0; 2010 Qtr 4: 0; 2011 Qtr 1: 0; 2011 Qtr 2: 0; 2011 Qtr 3: 0; 2011 Qtr 4: 0 | 139
SDGE3012_EXP_EXP-ExpressEfficiencyRebateProgram | 213002-A/C - Reflective Window Film Coastal |  | System | Commercial | 18-OFS-Office–Small-Cooling | 0 |  |  |  |  | 3.12 | 1.5 | 0 | 0 | 0 | 1.62 | 12.44 |  | kWh | 0.0023 | 0 | Commercial | [7 empty] | 10 | 0.85 |  |  |  | 0 | 397 | 0 | 0 | 0 | 0 | 0 | 0 | 0 | 0 | 0 | 0 | 2009 Qtr 1: 0; 2009 Qtr 2: 0; 2009 Qtr 3: 0; 2009 Qtr 4: 397; 2010 Qtr 1: 0; 2010 Qtr 2: 0; 2010 Qtr 3: 0; 2010 Qtr 4: 0; 2011 Qtr 1: 0; 2011 Qtr 2: 0; 2011 Qtr 3: 0; 2011 Qtr 4: 0 | 397
SDGE3012_EXP_EXP-ExpressEfficiencyRebateProgram | 213084-Refrigeration -Cooler/Freezer Door Gaskets - Solid Doors: Cooler |  | System | Commercial | 09-GRO-Grocery-REFG | 0 |  |  |  |  | 2.25 | 4.049 | 0 | 0 | 0 | -1.799 | 104.55 |  | kWh | 0.01195 | 0 | Commercial | [7 empty] | 4 | 0.76 |  |  |  | 0 | 58 | 0 | 0 | 0 | 0 | 0 | 0 | 0 | 0 | 0 | 0 | 2009 Qtr 1: 0; 2009 Qtr 2: 0; 2009 Qtr 3: 58; 2009 Qtr 4: 0; 2010 Qtr 1: 0; 2010 Qtr 2: 0; 2010 Qtr 3: 0; 2010 Qtr 4: 0; 2011 Qtr 1: 0; 2011 Qtr 2: 0; 2011 Qtr 3: 0; 2011 Qtr 4: 0 | 58
SDGE3012_EXP_EXP-ExpressEfficiencyRebateProgram | 213085-Refrigeration -Strip Curtains for Walk-ins |  | System | Commercial | 20-RFF-Restaurant–FastFood-Refrig | 0 |  |  |  |  | 10.2164 | 3.0061 | 0 | 0 | 0 | 7.2103 | 465 |  | kWh | 0.053 | 0 | Commercial | [7 empty] | 4 | 0.46 |  |  |  | 0 | 252 | 0 | 0 | 0 | 0 | 0 | 0 | 0 | 0 | 0 | 0 | 2009 Qtr 1: 0; 2009 Qtr 2: 0; 2009 Qtr 3: 0; 2009 Qtr 4: 252; 2010 Qtr 1: 0; 2010 Qtr 2: 0; 2010 Qtr 3: 0; 2010 Qtr 4: 0; 2011 Qtr 1: 0; 2011 Qtr 2: 0; 2011 Qtr 3: 0; 2011 Qtr 4: 0 | 252
SDGE3012_EXP_EXP-ExpressEfficiencyRebateProgram | 213084-Refrigeration -Cooler/Freezer Door Gaskets - Solid Doors: Cooler |  | System | Commercial | 09-GRO-Grocery-REFG | 0 |  |  |  |  | 2.25 | 4.0007 | 0 | 0 | 0 | -1.7507 | 104.55 |  | kWh | 0.01195 | 0 | Commercial | [7 empty] | 4 | 0.76 |  |  |  | 0 | 491 | 0 | 0 | 0 | 0 | 0 | 0 | 0 | 0 | 0 | 0 | 2009 Qtr 1: 0; 2009 Qtr 2: 0; 2009 Qtr 3: 0; 2009 Qtr 4: 491; 2010 Qtr 1: 0; 2010 Qtr 2: 0; 2010 Qtr 3: 0; 2010 Qtr 4: 0; 2011 Qtr 1: 0; 2011 Qtr 2: 0; 2011 Qtr 3: 0; 2011 Qtr 4: 0 | 491
SDGE3012_EXP_EXP-ExpressEfficiencyRebateProgram | 213067-Refrigeration - Food Service -Auto Closer for Main Cooler Doors |  | System | Commercial | 09-GRO-Grocery-REFG | 0 |  |  |  |  | 408.8836 | 103 | 0 | 0 | 0 | 305.8836 | 1075.009 |  | kWh | 0.20794 | -0.053375 | Commercial |  | Annual | [5 empty] | 8 | 0.7 |  |  |  | 0 | 12 | 0 | 0 | 0 | 0 | 0 | 0 | 0 | 0 | 0 | 0 | 2009 Qtr 1: 0; 2009 Qtr 2: 0; 2009 Qtr 3: 0; 2009 Qtr 4: 12; 2010 Qtr 1: 0; 2010 Qtr 2: 0; 2010 Qtr 3: 0; 2010 Qtr 4: 0; 2011 Qtr 1: 0; 2011 Qtr 2: 0; 2011 Qtr 3: 0; 2011 Qtr 4: 0 | 12
SDGE3012_EXP_EXP-ExpressEfficiencyRebateProgram | 213084-Refrigeration -Cooler/Freezer Door Gaskets - Solid Doors: Cooler |  | System | Commercial | 09-GRO-Grocery-REFG | 0 |  |  |  |  | 2.25 | 4.028 | 0 | 0 | 0 | -1.778 | 104.55 |  | kWh | 0.01195 | 0 | Commercial | [7 empty] | 4 | 0.76 |  |  |  | 0 | 133 | 0 | 0 | 0 | 0 | 0 | 0 | 0 | 0 | 0 | 0 | 2009 Qtr 1: 0; 2009 Qtr 2: 0; 2009 Qtr 3: 133; 2009 Qtr 4: 0; 2010 Qtr 1: 0; 2010 Qtr 2: 0; 2010 Qtr 3: 0; 2010 Qtr 4: 0; 2011 Qtr 1: 0; 2011 Qtr 2: 0; 2011 Qtr 3: 0; 2011 Qtr 4: 0 | 133
SDGE3012_EXP_EXP-ExpressEfficiencyRebateProgram | 213067-Refrigeration - Food Service -Auto Closer for Main Cooler Doors |  | System | Commercial | 09-GRO-Grocery-REFG | 0 |  |  |  |  | 408.8836 | 103 | 0 | 0 | 0 | 305.8836 | 1075.009 |  | kWh | 0.20794 | -0.053375 | Commercial |  | Annual | [5 empty] | 8 | 0.7 |  |  |  | 0 | 1 | 0 | 0 | 0 | 0 | 0 | 0 | 0 | 0 | 0 | 0 | 2009 Qtr 1: 0; 2009 Qtr 2: 0; 2009 Qtr 3: 1; 2009 Qtr 4: 0; 2010 Qtr 1: 0; 2010 Qtr 2: 0; 2010 Qtr 3: 0; 2010 Qtr 4: 0; 2011 Qtr 1: 0; 2011 Qtr 2: 0; 2011 Qtr 3: 0; 2011 Qtr 4: 0 | 1
SDGE3012_EXP_EXP-ExpressEfficiencyRebateProgram | 213085-Refrigeration -Strip Curtains for Walk-ins |  | System | Commercial | 20-RFF-Restaurant–FastFood-Refrig | 0 |  |  |  |  | 10.2164 | 3.0688 | 0 | 0 | 0 | 7.1476 | 465 |  | kWh | 0.053 | 0 | Commercial | [7 empty] | 4 | 0.46 |  |  |  | 0 | 41 | 0 | 0 | 0 | 0 | 0 | 0 | 0 | 0 | 0 | 0 | 2009 Qtr 1: 0; 2009 Qtr 2: 0; 2009 Qtr 3: 0; 2009 Qtr 4: 41; 2010 Qtr 1: 0; 2010 Qtr 2: 0; 2010 Qtr 3: 0; 2010 Qtr 4: 0; 2011 Qtr 1: 0; 2011 Qtr 2: 0; 2011 Qtr 3: 0; 2011 Qtr 4: 0 | 41
SDGE3012_EXP_EXP-ExpressEfficiencyRebateProgram | 213084-Refrigeration -Cooler/Freezer Door Gaskets - Solid Doors: Cooler |  | System | Commercial | 09-GRO-Grocery-REFG | 0 |  |  |  |  | 2.25 | 4.0064 | 0 | 0 | 0 | -1.7564 | 104.55 |  | kWh | 0.01195 | 0 | Commercial | [7 empty] | 4 | 0.76 |  |  |  | 0 | 94 | 0 | 0 | 0 | 0 | 0 | 0 | 0 | 0 | 0 | 0 | 2009 Qtr 1: 0; 2009 Qtr 2: 0; 2009 Qtr 3: 0; 2009 Qtr 4: 94; 2010 Qtr 1: 0; 2010 Qtr 2: 0; 2010 Qtr 3: 0; 2010 Qtr 4: 0; 2011 Qtr 1: 0; 2011 Qtr 2: 0; 2011 Qtr 3: 0; 2011 Qtr 4: 0 | 94
SDGE3012_EXP_EXP-ExpressEfficiencyRebateProgram | 213067-Refrigeration - Food Service -Auto Closer for Main Cooler Doors |  | System | Commercial | 09-GRO-Grocery-REFG | 0 |  |  |  |  | 408.8836 | 103 | 0 | 0 | 0 | 305.8836 | 1075.009 |  | kWh | 0.20794 | -0.053375 | Commercial |  | Annual | [5 empty] | 8 | 0.7 |  |  |  | 0 | 2 | 0 | 0 | 0 | 0 | 0 | 0 | 0 | 0 | 0 | 0 | 2009 Qtr 1: 0; 2009 Qtr 2: 0; 2009 Qtr 3: 0; 2009 Qtr 4: 2; 2010 Qtr 1: 0; 2010 Qtr 2: 0; 2010 Qtr 3: 0; 2010 Qtr 4: 0; 2011 Qtr 1: 0; 2011 Qtr 2: 0; 2011 Qtr 3: 0; 2011 Qtr 4: 0 | 2
SDGE3012_EXP_EXP-ExpressEfficiencyRebateProgram | 213222-Lighting - Screw in 14-26 Watt Lamp |  | System | Commercial | [6 empty] | 6.3587 | 7.2909 | 0 | 0 | 0 | -0.93217 | 194.1729 |  | 0 | 0.038993 | -2.6224 | Commercial |  | Winter Only | [5 empty] | 2.47 | 0.81 |  |  |  | 0.797 | 36.5388 | 0 | 0 | 0 | 0 | 0 | 0 | 0 | 0 | 0 | 0 | 2009 Qtr 1: 0; 2009 Qtr 2: 0; 2009 Qtr 3: 36.5388; 2009 Qtr 4: 0; 2010 Qtr 1: 0; 2010 Qtr 2: 0; 2010 Qtr 3: 0; 2010 Qtr 4: 0; 2011 Qtr 1: 0; 2011 Qtr 2: 0; 2011 Qtr 3: 0; 2011 Qtr 4: 0 | 36.5388
SDGE3012_EXP_EXP-ExpressEfficiencyRebateProgram | 213229-Lighting - Screw in 14-26 Watt Reflector Lamp |  | System | Commercial | [6 empty] | 12.3236 | 8.2022 | 0 | 0 | 0 | 4.1214 | 194.1729 |  | 0 | 0.038993 | -2.6224 | Commercial |  | Winter Only | [5 empty] | 2.47 | 0.81 |  |  |  | 0 | 28.6386 | 0 | 0 | 0 | 0 | 0 | 0 | 0 | 0 | 0 | 0 | 2009 Qtr 1: 0; 2009 Qtr 2: 0; 2009 Qtr 3: 28.6386; 2009 Qtr 4: 0; 2010 Qtr 1: 0; 2010 Qtr 2: 0; 2010 Qtr 3: 0; 2010 Qtr 4: 0; 2011 Qtr 1: 0; 2011 Qtr 2: 0; 2011 Qtr 3: 0; 2011 Qtr 4: 0 | 28.6386
SDGE3012_EXP_EXP-ExpressEfficiencyRebateProgram | 213011-Lighting - 2 Ft 2nd Gen. T-8 with Elec. Ballast |  | System | Commercial | 18-OFS-Office–Small-IntLight | 0 |  |  |  |  | 26.9806 | 5.7816 | 0 | 0 | 0 | 21.199 | 70.927 |  | kWh | 0.010327 | 0 | Commercial | [7 empty] | 15 | 0.78 |  |  |  | 0 | 38.9169 | 0 | 0 | 0 | 0 | 0 | 0 | 0 | 0 | 0 | 0 | 2009 Qtr 1: 0; 2009 Qtr 2: 0; 2009 Qtr 3: 38.9169; 2009 Qtr 4: 0; 2010 Qtr 1: 0; 2010 Qtr 2: 0; 2010 Qtr 3: 0; 2010 Qtr 4: 0; 2011 Qtr 1: 0; 2011 Qtr 2: 0; 2011 Qtr 3: 0; 2011 Qtr 4: 0 | 38.9169
SDGE3012_EXP_EXP-ExpressEfficiencyRebateProgram | 213147-Premium T8 with T12 34Watt Baseline |  | System | Commercial | 18-OFS-Office–Small-IntLight | 0 |  |  |  |  | 32.3249 | 6.9379 | 0 | 0 | 0 | 25.387 | 50.5326 |  | kWh | 0.01079 | 0 | Commercial | [7 empty] | 15 | 0.78 |  |  |  | 0 | 478.6776 | 0 | 0 | 0 | 0 | 0 | 0 | 0 | 0 | 0 | 0 | 2009 Qtr 1: 0; 2009 Qtr 2: 0; 2009 Qtr 3: 478.6776; 2009 Qtr 4: 0; 2010 Qtr 1: 0; 2010 Qtr 2: 0; 2010 Qtr 3: 0; 2010 Qtr 4: 0; 2011 Qtr 1: 0; 2011 Qtr 2: 0; 2011 Qtr 3: 0; 2011 Qtr 4: 0 | 478.6776
SDGE3012_EXP_EXP-ExpressEfficiencyRebateProgram | 213013-Lighting - 8 Ft T-8 with Elec. Ballast |  | System | Commercial | 18-OFS-Office–Small-IntLight | 0 |  |  |  |  | 41.7557 | 8.6723 | 0 | 0 | 0 | 33.0833 | 54.1176 |  | kWh | 0.0095172 | 0 | Commercial | [7 empty] | 15 | 0.78 |  |  |  | 0 | 23.3501 | 0 | 0 | 0 | 0 | 0 | 0 | 0 | 0 | 0 | 0 | 2009 Qtr 1: 0; 2009 Qtr 2: 0; 2009 Qtr 3: 23.3501; 2009 Qtr 4: 0; 2010 Qtr 1: 0; 2010 Qtr 2: 0; 2010 Qtr 3: 0; 2010 Qtr 4: 0; 2011 Qtr 1: 0; 2011 Qtr 2: 0; 2011 Qtr 3: 0; 2011 Qtr 4: 0 | 23.3501
SDGE3012_EXP_EXP-ExpressEfficiencyRebateProgram | 213053-Lighting - Remove 4 Ft T-8 (De-Lamp) |  | System | Commercial | [6 empty] | 12.4625 | 11.5631 | 0 | 0 | 0 | 0.89935 | 137.2559 |  | 0 | 0.026384 | -2.5676 | Commercial |  | Winter Only | [5 empty] | 15 | 0.77 |  |  |  | 0 | 198.4761 | 0 | 0 | 0 | 0 | 0 | 0 | 0 | 0 | 0 | 0 | 2009 Qtr 1: 0; 2009 Qtr 2: 0; 2009 Qtr 3: 198.4761; 2009 Qtr 4: 0; 2010 Qtr 1: 0; 2010 Qtr 2: 0; 2010 Qtr 3: 0; 2010 Qtr 4: 0; 2011 Qtr 1: 0; 2011 Qtr 2: 0; 2011 Qtr 3: 0; 2011 Qtr 4: 0 | 198.4761
SDGE3012_EXP_EXP-ExpressEfficiencyRebateProgram | 213054-Lighting - Remove 8 Ft T-8 (De-Lamp) |  | System | Commercial | 18-OFS-Office–Small-IntLight | 0 |  |  |  |  | 33.283 | 28.9078 | 0 | 0 | 0 | 4.3752 | 441.1634 |  | kWh | 0.065769 | 0 | Commercial | [7 empty] | 15 | 0.77 |  |  |  | 0 | 3.1134 | 0 | 0 | 0 | 0 | 0 | 0 | 0 | 0 | 0 | 0 | 2009 Qtr 1: 0; 2009 Qtr 2: 0; 2009 Qtr 3: 3.1134; 2009 Qtr 4: 0; 2010 Qtr 1: 0; 2010 Qtr 2: 0; 2010 Qtr 3: 0; 2010 Qtr 4: 0; 2011 Qtr 1: 0; 2011 Qtr 2: 0; 2011 Qtr 3: 0; 2011 Qtr 4: 0 | 3.1134
SDGE3012_EXP_EXP-ExpressEfficiencyRebateProgram | 213215-Lighting-Interior High Bay Linear Fluorescent Fixtures <= 244 Watts replacing 400 Watts (Tier 1) |  | System | Commercial | [6 empty] | 275.71 | 101.5 | 0 | 0 | 0 | 174.21 | 391.8678 |  | 0 | 0.07368 | -7.1132 | Commercial |  | Winter Only | [5 empty] | 15 | 0.78 |  |  |  | 0 | 60 | 0 | 0 | 0 | 0 | 0 | 0 | 0 | 0 | 0 | 0 | 2009 Qtr 1: 0; 2009 Qtr 2: 0; 2009 Qtr 3: 0; 2009 Qtr 4: 60; 2010 Qtr 1: 0; 2010 Qtr 2: 0; 2010 Qtr 3: 0; 2010 Qtr 4: 0; 2011 Qtr 1: 0; 2011 Qtr 2: 0; 2011 Qtr 3: 0; 2011 Qtr 4: 0 | 60
SDGE3012_EXP_EXP-ExpressEfficiencyRebateProgram | 213083-Refrigeration -Cooler/Freezer Door Gaskets - Glass Doors |  | System | Commercial | 09-GRO-Grocery-REFG | 0 |  |  |  |  | 2.25 | 4 | 0 | 0 | 0 | -1.75 | 104.55 |  | kWh | 0.01195 | 0 | Commercial | [7 empty] | 4 | 0.76 |  |  |  | 0 | 375 | 0 | 0 | 0 | 0 | 0 | 0 | 0 | 0 | 0 | 0 | 2009 Qtr 1: 0; 2009 Qtr 2: 0; 2009 Qtr 3: 375; 2009 Qtr 4: 0; 2010 Qtr 1: 0; 2010 Qtr 2: 0; 2010 Qtr 3: 0; 2010 Qtr 4: 0; 2011 Qtr 1: 0; 2011 Qtr 2: 0; 2011 Qtr 3: 0; 2011 Qtr 4: 0 | 375
SDGE3012_EXP_EXP-ExpressEfficiencyRebateProgram | 213084-Refrigeration -Cooler/Freezer Door Gaskets - Solid Doors: Cooler |  | System | Commercial | 09-GRO-Grocery-REFG | 0 |  |  |  |  | 2.25 | 4.0087 | 0 | 0 | 0 | -1.7587 | 104.55 |  | kWh | 0.01195 | 0 | Commercial | [7 empty] | 4 | 0.76 |  |  |  | 0 | 226 | 0 | 0 | 0 | 0 | 0 | 0 | 0 | 0 | 0 | 0 | 2009 Qtr 1: 0; 2009 Qtr 2: 0; 2009 Qtr 3: 226; 2009 Qtr 4: 0; 2010 Qtr 1: 0; 2010 Qtr 2: 0; 2010 Qtr 3: 0; 2010 Qtr 4: 0; 2011 Qtr 1: 0; 2011 Qtr 2: 0; 2011 Qtr 3: 0; 2011 Qtr 4: 0 | 226
SDGE3012_EXP_EXP-ExpressEfficiencyRebateProgram | 213116-Refrigeration -Cooler/Freezer Door Gaskets - Solid Doors: Freezer |  | System | Commercial | 09-GRO-Grocery-REFG | 0 |  |  |  |  | 4 | 4.037 | 0 | 0 | 0 | -0.037037 | 104.55 |  | kWh | 0.01195 | 0 | Commercial | [7 empty] | 4 | 0.76 |  |  |  | 0 | 54 | 0 | 0 | 0 | 0 | 0 | 0 | 0 | 0 | 0 | 0 | 2009 Qtr 1: 0; 2009 Qtr 2: 0; 2009 Qtr 3: 54; 2009 Qtr 4: 0; 2010 Qtr 1: 0; 2010 Qtr 2: 0; 2010 Qtr 3: 0; 2010 Qtr 4: 0; 2011 Qtr 1: 0; 2011 Qtr 2: 0; 2011 Qtr 3: 0; 2011 Qtr 4: 0 | 54
SDGE3012_EXP_EXP-ExpressEfficiencyRebateProgram | 213067-Refrigeration - Food Service -Auto Closer for Main Cooler Doors |  | System | Commercial | 09-GRO-Grocery-REFG | 0 |  |  |  |  | 408.8836 | 0 | 0 | 0 | 0 | 408.8836 | 0 |  | kWh | 0 | 0 | Commercial |  | Annual | [5 empty] | 8 | 0.7 |  |  |  | 0 | 1 | 0 | 0 | 0 | 0 | 0 | 0 | 0 | 0 | 0 | 0 | 2009 Qtr 1: 0; 2009 Qtr 2: 0; 2009 Qtr 3: 1; 2009 Qtr 4: 0; 2010 Qtr 1: 0; 2010 Qtr 2: 0; 2010 Qtr 3: 0; 2010 Qtr 4: 0; 2011 Qtr 1: 0; 2011 Qtr 2: 0; 2011 Qtr 3: 0; 2011 Qtr 4: 0 | 1
SDGE3012_EXP_EXP-ExpressEfficiencyRebateProgram | 213084-Refrigeration -Cooler/Freezer Door Gaskets - Solid Doors: Cooler |  | System | Commercial | 09-GRO-Grocery-REFG | 0 |  |  |  |  | 2.25 | 4.0202 | 0 | 0 | 0 | -1.7702 | 104.55 |  | kWh | 0.01195 | 0 | Commercial | [7 empty] | 4 | 0.76 |  |  |  | 0 | 131 | 0 | 0 | 0 | 0 | 0 | 0 | 0 | 0 | 0 | 0 | 2009 Qtr 1: 0; 2009 Qtr 2: 0; 2009 Qtr 3: 131; 2009 Qtr 4: 0; 2010 Qtr 1: 0; 2010 Qtr 2: 0; 2010 Qtr 3: 0; 2010 Qtr 4: 0; 2011 Qtr 1: 0; 2011 Qtr 2: 0; 2011 Qtr 3: 0; 2011 Qtr 4: 0 | 131
SDGE3012_EXP_EXP-ExpressEfficiencyRebateProgram | 213116-Refrigeration -Cooler/Freezer Door Gaskets - Solid Doors: Freezer |  | System | Commercial | 09-GRO-Grocery-REFG | 0 |  |  |  |  | 4 | 4.1489 | 0 | 0 | 0 | -0.14889 | 104.55 |  | kWh | 0.01195 | 0 | Commercial | [7 empty] | 4 | 0.76 |  |  |  | 0 | 18 | 0 | 0 | 0 | 0 | 0 | 0 | 0 | 0 | 0 | 0 | 2009 Qtr 1: 0; 2009 Qtr 2: 0; 2009 Qtr 3: 18; 2009 Qtr 4: 0; 2010 Qtr 1: 0; 2010 Qtr 2: 0; 2010 Qtr 3: 0; 2010 Qtr 4: 0; 2011 Qtr 1: 0; 2011 Qtr 2: 0; 2011 Qtr 3: 0; 2011 Qtr 4: 0 | 18
SDGE3012_EXP_EXP-ExpressEfficiencyRebateProgram | 213067-Refrigeration - Food Service -Auto Closer for Main Cooler Doors |  | System | Commercial | 09-GRO-Grocery-REFG | 0 |  |  |  |  | 408.8836 | 103 | 0 | 0 | 0 | 305.8836 | 1075.009 |  | kWh | 0.20794 | -0.053375 | Commercial |  | Annual | [5 empty] | 8 | 0.7 |  |  |  | 0 | 1 | 0 | 0 | 0 | 0 | 0 | 0 | 0 | 0 | 0 | 0 | 2009 Qtr 1: 0; 2009 Qtr 2: 0; 2009 Qtr 3: 1; 2009 Qtr 4: 0; 2010 Qtr 1: 0; 2010 Qtr 2: 0; 2010 Qtr 3: 0; 2010 Qtr 4: 0; 2011 Qtr 1: 0; 2011 Qtr 2: 0; 2011 Qtr 3: 0; 2011 Qtr 4: 0 | 1
SDGE3012_EXP_EXP-ExpressEfficiencyRebateProgram | 213002-A/C - Reflective Window Film Coastal |  | System | Commercial | 18-OFS-Office–Small-Cooling | 0 |  |  |  |  | 3.12 | 1.5012 | 0 | 0 | 0 | 1.6188 | 12.44 |  | kWh | 0.0023 | 0 | Commercial | [7 empty] | 10 | 0.85 |  |  |  | 0 | 361 | 0 | 0 | 0 | 0 | 0 | 0 | 0 | 0 | 0 | 0 | 2009 Qtr 1: 0; 2009 Qtr 2: 0; 2009 Qtr 3: 0; 2009 Qtr 4: 361; 2010 Qtr 1: 0; 2010 Qtr 2: 0; 2010 Qtr 3: 0; 2010 Qtr 4: 0; 2011 Qtr 1: 0; 2011 Qtr 2: 0; 2011 Qtr 3: 0; 2011 Qtr 4: 0 | 361
SDGE3012_EXP_EXP-ExpressEfficiencyRebateProgram | 213221-Lighting - Screw in >= 27 Watt Lamp |  | System | Commercial | [6 empty] | 13.3758 | 10.6325 | 0 | 0 | 0 | 2.7433 | 270.3194 |  | 0 | 0.054284 | -3.6508 | Commercial |  | Winter Only | [5 empty] | 2.47 | 0.81 |  |  |  | 0 | 148.1304 | 0 | 0 | 0 | 0 | 0 | 0 | 0 | 0 | 0 | 0 | 2009 Qtr 1: 0; 2009 Qtr 2: 0; 2009 Qtr 3: 148.1304; 2009 Qtr 4: 0; 2010 Qtr 1: 0; 2010 Qtr 2: 0; 2010 Qtr 3: 0; 2010 Qtr 4: 0; 2011 Qtr 1: 0; 2011 Qtr 2: 0; 2011 Qtr 3: 0; 2011 Qtr 4: 0 | 148.1304
SDGE3012_EXP_EXP-ExpressEfficiencyRebateProgram | 213077-Refrigeration - New Refrigeration Case w/Doors-Medium Temperature Case |  | System | Commercial | 09-GRO-Grocery-REFG | 0 |  |  |  |  | 845.2402 | 152.5125 | 0 | 0 | 0 | 692.7277 | 100.6884 |  | kWh | 0.045408 | 18.901 | Commercial |  | Annual | [5 empty] | 12 | 0.7 |  |  |  | 0 | 40 | 0 | 0 | 0 | 0 | 0 | 0 | 0 | 0 | 0 | 0 | 2009 Qtr 1: 0; 2009 Qtr 2: 0; 2009 Qtr 3: 0; 2009 Qtr 4: 40; 2010 Qtr 1: 0; 2010 Qtr 2: 0; 2010 Qtr 3: 0; 2010 Qtr 4: 0; 2011 Qtr 1: 0; 2011 Qtr 2: 0; 2011 Qtr 3: 0; 2011 Qtr 4: 0 | 40
SDGE3012_EXP_EXP-ExpressEfficiencyRebateProgram | 213222-Lighting - Screw in 14-26 Watt Lamp |  | System | Commercial | [6 empty] | 6.3587 | 7.2909 | 0 | 0 | 0 | -0.93217 | 194.1729 |  | 0 | 0.038993 | -2.6224 | Commercial |  | Winter Only | [5 empty] | 2.47 | 0.81 |  |  |  | 0.797 | 25.6759 | 0 | 0 | 0 | 0 | 0 | 0 | 0 | 0 | 0 | 0 | 2009 Qtr 1: 0; 2009 Qtr 2: 0; 2009 Qtr 3: 25.6759; 2009 Qtr 4: 0; 2010 Qtr 1: 0; 2010 Qtr 2: 0; 2010 Qtr 3: 0; 2010 Qtr 4: 0; 2011 Qtr 1: 0; 2011 Qtr 2: 0; 2011 Qtr 3: 0; 2011 Qtr 4: 0 | 25.6759
SDGE3012_EXP_EXP-ExpressEfficiencyRebateProgram | 213229-Lighting - Screw in 14-26 Watt Reflector Lamp |  | System | Commercial | [6 empty] | 12.3236 | 8.2022 | 0 | 0 | 0 | 4.1214 | 194.1729 |  | 0 | 0.038993 | -2.6224 | Commercial |  | Winter Only | [5 empty] | 2.47 | 0.81 |  |  |  | 0 | 41.4765 | 0 | 0 | 0 | 0 | 0 | 0 | 0 | 0 | 0 | 0 | 2009 Qtr 1: 0; 2009 Qtr 2: 0; 2009 Qtr 3: 41.4765; 2009 Qtr 4: 0; 2010 Qtr 1: 0; 2010 Qtr 2: 0; 2010 Qtr 3: 0; 2010 Qtr 4: 0; 2011 Qtr 1: 0; 2011 Qtr 2: 0; 2011 Qtr 3: 0; 2011 Qtr 4: 0 | 41.4765
SDGE3012_EXP_EXP-ExpressEfficiencyRebateProgram | 213011-Lighting - 2 Ft 2nd Gen. T-8 with Elec. Ballast |  | System | Commercial | 18-OFS-Office–Small-IntLight | 0 |  |  |  |  | 26.9806 | 5.7816 | 0 | 0 | 0 | 21.199 | 70.927 |  | kWh | 0.010327 | 0 | Commercial | [7 empty] | 15 | 0.78 |  |  |  | 0 | 130.7607 | 0 | 0 | 0 | 0 | 0 | 0 | 0 | 0 | 0 | 0 | 2009 Qtr 1: 0; 2009 Qtr 2: 0; 2009 Qtr 3: 130.7607; 2009 Qtr 4: 0; 2010 Qtr 1: 0; 2010 Qtr 2: 0; 2010 Qtr 3: 0; 2010 Qtr 4: 0; 2011 Qtr 1: 0; 2011 Qtr 2: 0; 2011 Qtr 3: 0; 2011 Qtr 4: 0 | 130.7607
SDGE3012_EXP_EXP-ExpressEfficiencyRebateProgram | 213147-Premium T8 with T12 34Watt Baseline |  | System | Commercial | 18-OFS-Office–Small-IntLight | 0 |  |  |  |  | 32.3249 | 6.9379 | 0 | 0 | 0 | 25.387 | 50.5326 |  | kWh | 0.01079 | 0 | Commercial | [7 empty] | 15 | 0.78 |  |  |  | 0 | 185.2443 | 0 | 0 | 0 | 0 | 0 | 0 | 0 | 0 | 0 | 0 | 2009 Qtr 1: 0; 2009 Qtr 2: 0; 2009 Qtr 3: 185.2443; 2009 Qtr 4: 0; 2010 Qtr 1: 0; 2010 Qtr 2: 0; 2010 Qtr 3: 0; 2010 Qtr 4: 0; 2011 Qtr 1: 0; 2011 Qtr 2: 0; 2011 Qtr 3: 0; 2011 Qtr 4: 0 | 185.2443
SDGE3012_EXP_EXP-ExpressEfficiencyRebateProgram | 213053-Lighting - Remove 4 Ft T-8 (De-Lamp) |  | System | Commercial | [6 empty] | 12.4625 | 11.5631 | 0 | 0 | 0 | 0.89935 | 137.2559 |  | 0 | 0.026384 | -2.5676 | Commercial |  | Winter Only | [5 empty] | 15 | 0.77 |  |  |  | 0 | 7.7834 | 0 | 0 | 0 | 0 | 0 | 0 | 0 | 0 | 0 | 0 | 2009 Qtr 1: 0; 2009 Qtr 2: 0; 2009 Qtr 3: 7.7834; 2009 Qtr 4: 0; 2010 Qtr 1: 0; 2010 Qtr 2: 0; 2010 Qtr 3: 0; 2010 Qtr 4: 0; 2011 Qtr 1: 0; 2011 Qtr 2: 0; 2011 Qtr 3: 0; 2011 Qtr 4: 0 | 7.7834
SDGE3012_EXP_EXP-ExpressEfficiencyRebateProgram | 213222-Lighting - Screw in 14-26 Watt Lamp |  | System | Commercial | [6 empty] | 6.3587 | 8.101 | 0 | 0 | 0 | -1.7423 | 194.1729 |  | 0 | 0.038993 | -2.6224 | Commercial |  | Winter Only | [5 empty] | 2.47 | 0.81 |  |  |  | 0.797 | 1544.5066 | 0 | 0 | 0 | 0 | 0 | 0 | 0 | 0 | 0 | 0 | 2009 Qtr 1: 0; 2009 Qtr 2: 0; 2009 Qtr 3: 1544.5066; 2009 Qtr 4: 0; 2010 Qtr 1: 0; 2010 Qtr 2: 0; 2010 Qtr 3: 0; 2010 Qtr 4: 0; 2011 Qtr 1: 0; 2011 Qtr 2: 0; 2011 Qtr 3: 0; 2011 Qtr 4: 0 | 1544.5066
SDGE3012_EXP_EXP-ExpressEfficiencyRebateProgram | 213221-Lighting - Screw in >= 27 Watt Lamp |  | System | Commercial | [6 empty] | 13.3758 | 10.6325 | 0 | 0 | 0 | 2.7433 | 270.3194 |  | 0 | 0.054284 | -3.6508 | Commercial |  | Winter Only | [5 empty] | 2.47 | 0.81 |  |  |  | 0 | 1026.0501 | 0 | 0 | 0 | 0 | 0 | 0 | 0 | 0 | 0 | 0 | 2009 Qtr 1: 0; 2009 Qtr 2: 0; 2009 Qtr 3: 1026.0501; 2009 Qtr 4: 0; 2010 Qtr 1: 0; 2010 Qtr 2: 0; 2010 Qtr 3: 0; 2010 Qtr 4: 0; 2011 Qtr 1: 0; 2011 Qtr 2: 0; 2011 Qtr 3: 0; 2011 Qtr 4: 0 | 1026.0501
SDGE3012_EXP_EXP-ExpressEfficiencyRebateProgram | 213222-Lighting - Screw in 14-26 Watt Lamp |  | System | Commercial | [6 empty] | 6.3587 | 8.101 | 0 | 0 | 0 | -1.7423 | 194.1729 |  | 0 | 0.038993 | -2.6224 | Commercial |  | Winter Only | [5 empty] | 2.47 | 0.81 |  |  |  | 0.797 | 165.9061 | 0 | 0 | 0 | 0 | 0 | 0 | 0 | 0 | 0 | 0 | 2009 Qtr 1: 0; 2009 Qtr 2: 0; 2009 Qtr 3: 0; 2009 Qtr 4: 165.9061; 2010 Qtr 1: 0; 2010 Qtr 2: 0; 2010 Qtr 3: 0; 2010 Qtr 4: 0; 2011 Qtr 1: 0; 2011 Qtr 2: 0; 2011 Qtr 3: 0; 2011 Qtr 4: 0 | 165.9061
SDGE3012_EXP_EXP-ExpressEfficiencyRebateProgram | 213229-Lighting - Screw in 14-26 Watt Reflector Lamp |  | System | Commercial | [6 empty] | 12.3236 | 9.1136 | 0 | 0 | 0 | 3.21 | 194.1729 |  | 0 | 0.038993 | -2.6224 | Commercial |  | Winter Only | [5 empty] | 2.47 | 0.81 |  |  |  | 0 | 11.8504 | 0 | 0 | 0 | 0 | 0 | 0 | 0 | 0 | 0 | 0 | 2009 Qtr 1: 0; 2009 Qtr 2: 0; 2009 Qtr 3: 0; 2009 Qtr 4: 11.8504; 2010 Qtr 1: 0; 2010 Qtr 2: 0; 2010 Qtr 3: 0; 2010 Qtr 4: 0; 2011 Qtr 1: 0; 2011 Qtr 2: 0; 2011 Qtr 3: 0; 2011 Qtr 4: 0 | 11.8504
SDGE3012_EXP_EXP-ExpressEfficiencyRebateProgram | 213011-Lighting - 2 Ft 2nd Gen. T-8 with Elec. Ballast |  | System | Commercial | 18-OFS-Office–Small-IntLight | 0 |  |  |  |  | 26.9806 | 6.4239 | 0 | 0 | 0 | 20.5566 | 70.927 |  | kWh | 0.010327 | 0 | Commercial | [7 empty] | 15 | 0.78 |  |  |  | 0 | 98.0705 | 0 | 0 | 0 | 0 | 0 | 0 | 0 | 0 | 0 | 0 | 2009 Qtr 1: 0; 2009 Qtr 2: 0; 2009 Qtr 3: 0; 2009 Qtr 4: 98.0705; 2010 Qtr 1: 0; 2010 Qtr 2: 0; 2010 Qtr 3: 0; 2010 Qtr 4: 0; 2011 Qtr 1: 0; 2011 Qtr 2: 0; 2011 Qtr 3: 0; 2011 Qtr 4: 0 | 98.0705
SDGE3012_EXP_EXP-ExpressEfficiencyRebateProgram | 213012-Lighting - 3 Ft 2nd Gen. T-8 with Elec. Ballast |  | System | Commercial | 18-OFS-Office–Small-IntLight | 0 |  |  |  |  | 26.9806 | 10.2783 | 0 | 0 | 0 | 16.7023 | 65.9187 |  | kWh | 0.013355 | 0 | Commercial | [7 empty] | 15 | 0.78 |  |  |  | 0 | 62.267 | 0 | 0 | 0 | 0 | 0 | 0 | 0 | 0 | 0 | 0 | 2009 Qtr 1: 0; 2009 Qtr 2: 0; 2009 Qtr 3: 0; 2009 Qtr 4: 62.267; 2010 Qtr 1: 0; 2010 Qtr 2: 0; 2010 Qtr 3: 0; 2010 Qtr 4: 0; 2011 Qtr 1: 0; 2011 Qtr 2: 0; 2011 Qtr 3: 0; 2011 Qtr 4: 0 | 62.267
SDGE3012_EXP_EXP-ExpressEfficiencyRebateProgram | 213147-Premium T8 with T12 34Watt Baseline |  | System | Commercial | 18-OFS-Office–Small-IntLight | 0 |  |  |  |  | 32.3249 | 7.7087 | 0 | 0 | 0 | 24.6162 | 50.5326 |  | kWh | 0.01079 | 0 | Commercial | [7 empty] | 15 | 0.78 |  |  |  | 0 | 452.2141 | 0 | 0 | 0 | 0 | 0 | 0 | 0 | 0 | 0 | 0 | 2009 Qtr 1: 0; 2009 Qtr 2: 0; 2009 Qtr 3: 0; 2009 Qtr 4: 452.2141; 2010 Qtr 1: 0; 2010 Qtr 2: 0; 2010 Qtr 3: 0; 2010 Qtr 4: 0; 2011 Qtr 1: 0; 2011 Qtr 2: 0; 2011 Qtr 3: 0; 2011 Qtr 4: 0 | 452.2141
SDGE3012_EXP_EXP-ExpressEfficiencyRebateProgram | 213053-Lighting - Remove 4 Ft T-8 (De-Lamp) |  | System | Commercial | [6 empty] | 12.4625 | 12.8479 | 0 | 0 | 0 | -0.38544 | 137.2559 |  | 0 | 0.026384 | -2.5676 | Commercial |  | Winter Only | [5 empty] | 15 | 0.77 |  |  |  | 0 | 119.864 | 0 | 0 | 0 | 0 | 0 | 0 | 0 | 0 | 0 | 0 | 2009 Qtr 1: 0; 2009 Qtr 2: 0; 2009 Qtr 3: 0; 2009 Qtr 4: 119.864; 2010 Qtr 1: 0; 2010 Qtr 2: 0; 2010 Qtr 3: 0; 2010 Qtr 4: 0; 2011 Qtr 1: 0; 2011 Qtr 2: 0; 2011 Qtr 3: 0; 2011 Qtr 4: 0 | 119.864
SDGE3012_EXP_EXP-ExpressEfficiencyRebateProgram | 213054-Lighting - Remove 8 Ft T-8 (De-Lamp) |  | System | Commercial | 18-OFS-Office–Small-IntLight | 0 |  |  |  |  | 33.283 | 32.1197 | 0 | 0 | 0 | 1.1632 | 441.1634 |  | kWh | 0.065769 | 0 | Commercial | [7 empty] | 15 | 0.77 |  |  |  | 0 | 2.335 | 0 | 0 | 0 | 0 | 0 | 0 | 0 | 0 | 0 | 0 | 2009 Qtr 1: 0; 2009 Qtr 2: 0; 2009 Qtr 3: 0; 2009 Qtr 4: 2.335; 2010 Qtr 1: 0; 2010 Qtr 2: 0; 2010 Qtr 3: 0; 2010 Qtr 4: 0; 2011 Qtr 1: 0; 2011 Qtr 2: 0; 2011 Qtr 3: 0; 2011 Qtr 4: 0 | 2.335
SDGE3012_EXP_EXP-ExpressEfficiencyRebateProgram | 213049-Lighting - LED Exit Sign New Sign |  | System | Commercial | 25-SCN-Storage–Conditioned-Exit | 0 |  |  |  |  | 65.4374 | 45 | 0 | 0 | 0 | 20.4374 | 351.311 |  | kWh | 0 | 0 | Commercial | [7 empty] | 16 | 0.85 |  |  |  | 0 | 12 | 0 | 0 | 0 | 0 | 0 | 0 | 0 | 0 | 0 | 0 | 2009 Qtr 1: 0; 2009 Qtr 2: 0; 2009 Qtr 3: 0; 2009 Qtr 4: 12; 2010 Qtr 1: 0; 2010 Qtr 2: 0; 2010 Qtr 3: 0; 2010 Qtr 4: 0; 2011 Qtr 1: 0; 2011 Qtr 2: 0; 2011 Qtr 3: 0; 2011 Qtr 4: 0 | 12
SDGE3012_EXP_EXP-ExpressEfficiencyRebateProgram | 213230-Lighting - Occupancy Sensor - High-Bay Sensor |  | System | Commercial | 01-ALC-AllCommercial-IntLight | 0 |  |  |  |  | 221.37 | 95.5 | 0 | 0 | 0 | 125.87 | 2048.6045 |  | kWh | 0.465 | 0 | Commercial | [7 empty] | 8 | 0.84 |  |  |  | 0 | 33 | 0 | 0 | 0 | 0 | 0 | 0 | 0 | 0 | 0 | 0 | 2009 Qtr 1: 0; 2009 Qtr 2: 0; 2009 Qtr 3: 33; 2009 Qtr 4: 0; 2010 Qtr 1: 0; 2010 Qtr 2: 0; 2010 Qtr 3: 0; 2010 Qtr 4: 0; 2011 Qtr 1: 0; 2011 Qtr 2: 0; 2011 Qtr 3: 0; 2011 Qtr 4: 0 | 33
SDGE3012_EXP_EXP-ExpressEfficiencyRebateProgram | 213085-Refrigeration -Strip Curtains for Walk-ins |  | System | Commercial | 20-RFF-Restaurant–FastFood-Refrig | 0 |  |  |  |  | 10.2164 | 3.03 | 0 | 0 | 0 | 7.1864 | 465 |  | kWh | 0.053 | 0 | Commercial | [7 empty] | 4 | 0.46 |  |  |  | 0 | 22 | 0 | 0 | 0 | 0 | 0 | 0 | 0 | 0 | 0 | 0 | 2009 Qtr 1: 0; 2009 Qtr 2: 0; 2009 Qtr 3: 22; 2009 Qtr 4: 0; 2010 Qtr 1: 0; 2010 Qtr 2: 0; 2010 Qtr 3: 0; 2010 Qtr 4: 0; 2011 Qtr 1: 0; 2011 Qtr 2: 0; 2011 Qtr 3: 0; 2011 Qtr 4: 0 | 22
SDGE3012_EXP_EXP-ExpressEfficiencyRebateProgram | 213084-Refrigeration -Cooler/Freezer Door Gaskets - Solid Doors: Cooler |  | System | Commercial | 09-GRO-Grocery-REFG | 0 |  |  |  |  | 2.25 | 4.0122 | 0 | 0 | 0 | -1.7622 | 104.55 |  | kWh | 0.01195 | 0 | Commercial | [7 empty] | 4 | 0.76 |  |  |  | 0 | 125 | 0 | 0 | 0 | 0 | 0 | 0 | 0 | 0 | 0 | 0 | 2009 Qtr 1: 0; 2009 Qtr 2: 0; 2009 Qtr 3: 125; 2009 Qtr 4: 0; 2010 Qtr 1: 0; 2010 Qtr 2: 0; 2010 Qtr 3: 0; 2010 Qtr 4: 0; 2011 Qtr 1: 0; 2011 Qtr 2: 0; 2011 Qtr 3: 0; 2011 Qtr 4: 0 | 125
SDGE3012_EXP_EXP-ExpressEfficiencyRebateProgram | 213116-Refrigeration -Cooler/Freezer Door Gaskets - Solid Doors: Freezer |  | System | Commercial | 09-GRO-Grocery-REFG | 0 |  |  |  |  | 4 | 4.0682 | 0 | 0 | 0 | -0.068235 | 104.55 |  | kWh | 0.01195 | 0 | Commercial | [7 empty] | 4 | 0.76 |  |  |  | 0 | 17 | 0 | 0 | 0 | 0 | 0 | 0 | 0 | 0 | 0 | 0 | 2009 Qtr 1: 0; 2009 Qtr 2: 0; 2009 Qtr 3: 17; 2009 Qtr 4: 0; 2010 Qtr 1: 0; 2010 Qtr 2: 0; 2010 Qtr 3: 0; 2010 Qtr 4: 0; 2011 Qtr 1: 0; 2011 Qtr 2: 0; 2011 Qtr 3: 0; 2011 Qtr 4: 0 | 17
SDGE3012_EXP_EXP-ExpressEfficiencyRebateProgram | 213084-Refrigeration -Cooler/Freezer Door Gaskets - Solid Doors: Cooler |  | System | Commercial | 09-GRO-Grocery-REFG | 0 |  |  |  |  | 2.25 | 4.0162 | 0 | 0 | 0 | -1.7662 | 104.55 |  | kWh | 0.01195 | 0 | Commercial | [7 empty] | 4 | 0.76 |  |  |  | 0 | 158 | 0 | 0 | 0 | 0 | 0 | 0 | 0 | 0 | 0 | 0 | 2009 Qtr 1: 0; 2009 Qtr 2: 0; 2009 Qtr 3: 158; 2009 Qtr 4: 0; 2010 Qtr 1: 0; 2010 Qtr 2: 0; 2010 Qtr 3: 0; 2010 Qtr 4: 0; 2011 Qtr 1: 0; 2011 Qtr 2: 0; 2011 Qtr 3: 0; 2011 Qtr 4: 0 | 158
SDGE3012_EXP_EXP-ExpressEfficiencyRebateProgram | 213116-Refrigeration -Cooler/Freezer Door Gaskets - Solid Doors: Freezer |  | System | Commercial | 09-GRO-Grocery-REFG | 0 |  |  |  |  | 4 | 4.0647 | 0 | 0 | 0 | -0.064706 | 104.55 |  | kWh | 0.01195 | 0 | Commercial | [7 empty] | 4 | 0.76 |  |  |  | 0 | 34 | 0 | 0 | 0 | 0 | 0 | 0 | 0 | 0 | 0 | 0 | 2009 Qtr 1: 0; 2009 Qtr 2: 0; 2009 Qtr 3: 34; 2009 Qtr 4: 0; 2010 Qtr 1: 0; 2010 Qtr 2: 0; 2010 Qtr 3: 0; 2010 Qtr 4: 0; 2011 Qtr 1: 0; 2011 Qtr 2: 0; 2011 Qtr 3: 0; 2011 Qtr 4: 0 | 34
SDGE3012_EXP_EXP-ExpressEfficiencyRebateProgram | 213067-Refrigeration - Food Service -Auto Closer for Main Cooler Doors |  | System | Commercial | 09-GRO-Grocery-REFG | 0 |  |  |  |  | 408.8836 | 103 | 0 | 0 | 0 | 305.8836 | 1075.009 |  | kWh | 0.20794 | -0.053375 | Commercial |  | Annual | [5 empty] | 8 | 0.7 |  |  |  | 0 | 1 | 0 | 0 | 0 | 0 | 0 | 0 | 0 | 0 | 0 | 0 | 2009 Qtr 1: 0; 2009 Qtr 2: 0; 2009 Qtr 3: 1; 2009 Qtr 4: 0; 2010 Qtr 1: 0; 2010 Qtr 2: 0; 2010 Qtr 3: 0; 2010 Qtr 4: 0; 2011 Qtr 1: 0; 2011 Qtr 2: 0; 2011 Qtr 3: 0; 2011 Qtr 4: 0 | 1
SDGE3012_EXP_EXP-ExpressEfficiencyRebateProgram | 213068-Refrigeration - Food Service -Auto Closer for Main Freezer Doors |  | System | Commercial | 09-GRO-Grocery-REFG | 0 |  |  |  |  | 382.2546 | 160.5 | 0 | 0 | 0 | 221.7546 | 2785.8135 |  | kWh | 0.27593 | -0.026688 | Commercial | [7 empty] | 8 | 0.7 |  |  |  | 0 | 1 | 0 | 0 | 0 | 0 | 0 | 0 | 0 | 0 | 0 | 0 | 2009 Qtr 1: 0; 2009 Qtr 2: 0; 2009 Qtr 3: 1; 2009 Qtr 4: 0; 2010 Qtr 1: 0; 2010 Qtr 2: 0; 2010 Qtr 3: 0; 2010 Qtr 4: 0; 2011 Qtr 1: 0; 2011 Qtr 2: 0; 2011 Qtr 3: 0; 2011 Qtr 4: 0 | 1
SDGE3012_EXP_EXP-ExpressEfficiencyRebateProgram | 213147-Premium T8 with T12 34Watt Baseline |  | System | Commercial | 18-OFS-Office–Small-IntLight | 0 |  |  |  |  | 32.3249 | 7.7087 | 0 | 0 | 0 | 24.6162 | 50.5326 |  | kWh | 0.01079 | 0 | Commercial | [7 empty] | 15 | 0.78 |  |  |  | 0 | 15.5668 | 0 | 0 | 0 | 0 | 0 | 0 | 0 | 0 | 0 | 0 | 2009 Qtr 1: 0; 2009 Qtr 2: 0; 2009 Qtr 3: 15.5668; 2009 Qtr 4: 0; 2010 Qtr 1: 0; 2010 Qtr 2: 0; 2010 Qtr 3: 0; 2010 Qtr 4: 0; 2011 Qtr 1: 0; 2011 Qtr 2: 0; 2011 Qtr 3: 0; 2011 Qtr 4: 0 | 15.5668
SDGE3012_EXP_EXP-ExpressEfficiencyRebateProgram | 213230-Lighting - Occupancy Sensor - High-Bay Sensor |  | System | Commercial | 01-ALC-AllCommercial-IntLight | 0 |  |  |  |  | 221.37 | 100 | 0 | 0 | 0 | 121.37 | 2048.6045 |  | kWh | 0.465 | 0 | Commercial | [7 empty] | 8 | 0.84 |  |  |  | 0 | 5 | 0 | 0 | 0 | 0 | 0 | 0 | 0 | 0 | 0 | 0 | 2009 Qtr 1: 0; 2009 Qtr 2: 0; 2009 Qtr 3: 5; 2009 Qtr 4: 0; 2010 Qtr 1: 0; 2010 Qtr 2: 0; 2010 Qtr 3: 0; 2010 Qtr 4: 0; 2011 Qtr 1: 0; 2011 Qtr 2: 0; 2011 Qtr 3: 0; 2011 Qtr 4: 0 | 5
SDGE3012_EXP_EXP-ExpressEfficiencyRebateProgram | 213230-Lighting - Occupancy Sensor - High-Bay Sensor |  | System | Commercial | 01-ALC-AllCommercial-IntLight | 0 |  |  |  |  | 221.37 | 100 | 0 | 0 | 0 | 121.37 | 2048.6045 |  | kWh | 0.465 | 0 | Commercial | [7 empty] | 8 | 0.84 |  |  |  | 0 | 20 | 0 | 0 | 0 | 0 | 0 | 0 | 0 | 0 | 0 | 0 | 2009 Qtr 1: 0; 2009 Qtr 2: 0; 2009 Qtr 3: 20; 2009 Qtr 4: 0; 2010 Qtr 1: 0; 2010 Qtr 2: 0; 2010 Qtr 3: 0; 2010 Qtr 4: 0; 2011 Qtr 1: 0; 2011 Qtr 2: 0; 2011 Qtr 3: 0; 2011 Qtr 4: 0 | 20
SDGE3012_EXP_EXP-ExpressEfficiencyRebateProgram | 213147-Premium T8 with T12 34Watt Baseline |  | System | Commercial | 18-OFS-Office–Small-IntLight | 0 |  |  |  |  | 32.3249 | 7.7087 | 0 | 0 | 0 | 24.6162 | 50.5326 |  | kWh | 0.01079 | 0 | Commercial | [7 empty] | 15 | 0.78 |  |  |  | 0 | 415.6322 | 0 | 0 | 0 | 0 | 0 | 0 | 0 | 0 | 0 | 0 | 2009 Qtr 1: 0; 2009 Qtr 2: 0; 2009 Qtr 3: 415.6322; 2009 Qtr 4: 0; 2010 Qtr 1: 0; 2010 Qtr 2: 0; 2010 Qtr 3: 0; 2010 Qtr 4: 0; 2011 Qtr 1: 0; 2011 Qtr 2: 0; 2011 Qtr 3: 0; 2011 Qtr 4: 0 | 415.6322
SDGE3012_EXP_EXP-ExpressEfficiencyRebateProgram | 213084-Refrigeration -Cooler/Freezer Door Gaskets - Solid Doors: Cooler |  | System | Commercial | 09-GRO-Grocery-REFG | 0 |  |  |  |  | 2.25 | 4 | 0 | 0 | 0 | -1.75 | 104.55 |  | kWh | 0.01195 | 0 | Commercial | [7 empty] | 4 | 0.76 |  |  |  | 0 | 3088 | 0 | 0 | 0 | 0 | 0 | 0 | 0 | 0 | 0 | 0 | 2009 Qtr 1: 0; 2009 Qtr 2: 0; 2009 Qtr 3: 3088; 2009 Qtr 4: 0; 2010 Qtr 1: 0; 2010 Qtr 2: 0; 2010 Qtr 3: 0; 2010 Qtr 4: 0; 2011 Qtr 1: 0; 2011 Qtr 2: 0; 2011 Qtr 3: 0; 2011 Qtr 4: 0 | 3088
SDGE3012_EXP_EXP-ExpressEfficiencyRebateProgram | 213062-Lighting - Occupancy Sensor - Wallbox Lighting Sensor |  | System | Commercial | 18-OFS-Office–Small-IntLight | 0 |  |  |  |  | 42.2833 | 22.5 | 0 | 0 | 0 | 19.7833 | 213.759 |  | kWh | 0 | 0 | Commercial | [7 empty] | 8 | 0.84 |  |  |  | 0 | 336 | 0 | 0 | 0 | 0 | 0 | 0 | 0 | 0 | 0 | 0 | 2009 Qtr 1: 0; 2009 Qtr 2: 0; 2009 Qtr 3: 336; 2009 Qtr 4: 0; 2010 Qtr 1: 0; 2010 Qtr 2: 0; 2010 Qtr 3: 0; 2010 Qtr 4: 0; 2011 Qtr 1: 0; 2011 Qtr 2: 0; 2011 Qtr 3: 0; 2011 Qtr 4: 0 | 336
SDGE3012_EXP_EXP-ExpressEfficiencyRebateProgram | 213147-Premium T8 with T12 34Watt Baseline |  | System | Commercial | 18-OFS-Office–Small-IntLight | 0 |  |  |  |  | 32.3249 | 7.7087 | 0 | 0 | 0 | 24.6162 | 50.5326 |  | kWh | 0.01079 | 0 | Commercial | [7 empty] | 15 | 0.78 |  |  |  | 0 | 110.5239 | 0 | 0 | 0 | 0 | 0 | 0 | 0 | 0 | 0 | 0 | 2009 Qtr 1: 0; 2009 Qtr 2: 0; 2009 Qtr 3: 110.5239; 2009 Qtr 4: 0; 2010 Qtr 1: 0; 2010 Qtr 2: 0; 2010 Qtr 3: 0; 2010 Qtr 4: 0; 2011 Qtr 1: 0; 2011 Qtr 2: 0; 2011 Qtr 3: 0; 2011 Qtr 4: 0 | 110.5239
SDGE3012_EXP_EXP-ExpressEfficiencyRebateProgram | 213054-Lighting - Remove 8 Ft T-8 (De-Lamp) |  | System | Commercial | 18-OFS-Office–Small-IntLight | 0 |  |  |  |  | 33.283 | 19.2718 | 0 | 0 | 0 | 14.0111 | 441.1634 |  | kWh | 0.065769 | 0 | Commercial | [7 empty] | 15 | 0.77 |  |  |  | 0 | 42.0302 | 0 | 0 | 0 | 0 | 0 | 0 | 0 | 0 | 0 | 0 | 2009 Qtr 1: 0; 2009 Qtr 2: 0; 2009 Qtr 3: 42.0302; 2009 Qtr 4: 0; 2010 Qtr 1: 0; 2010 Qtr 2: 0; 2010 Qtr 3: 0; 2010 Qtr 4: 0; 2011 Qtr 1: 0; 2011 Qtr 2: 0; 2011 Qtr 3: 0; 2011 Qtr 4: 0 | 42.0302
SDGE3012_EXP_EXP-ExpressEfficiencyRebateProgram | 213215-Lighting-Interior High Bay Linear Fluorescent Fixtures <= 244 Watts replacing 400 Watts (Tier 1) |  | System | Commercial | [6 empty] | 275.71 | 101.5 | 0 | 0 | 0 | 174.21 | 391.8678 |  | 0 | 0.07368 | -7.1132 | Commercial |  | Winter Only | [5 empty] | 15 | 0.78 |  |  |  | 0 | 25 | 0 | 0 | 0 | 0 | 0 | 0 | 0 | 0 | 0 | 0 | 2009 Qtr 1: 0; 2009 Qtr 2: 0; 2009 Qtr 3: 25; 2009 Qtr 4: 0; 2010 Qtr 1: 0; 2010 Qtr 2: 0; 2010 Qtr 3: 0; 2010 Qtr 4: 0; 2011 Qtr 1: 0; 2011 Qtr 2: 0; 2011 Qtr 3: 0; 2011 Qtr 4: 0 | 25
SDGE3012_EXP_EXP-ExpressEfficiencyRebateProgram | 213230-Lighting - Occupancy Sensor - High-Bay Sensor |  | System | Commercial | 01-ALC-AllCommercial-IntLight | 0 |  |  |  |  | 221.37 | 95.5 | 0 | 0 | 0 | 125.87 | 2048.6045 |  | kWh | 0.465 | 0 | Commercial | [7 empty] | 8 | 0.84 |  |  |  | 0 | 25 | 0 | 0 | 0 | 0 | 0 | 0 | 0 | 0 | 0 | 0 | 2009 Qtr 1: 0; 2009 Qtr 2: 0; 2009 Qtr 3: 25; 2009 Qtr 4: 0; 2010 Qtr 1: 0; 2010 Qtr 2: 0; 2010 Qtr 3: 0; 2010 Qtr 4: 0; 2011 Qtr 1: 0; 2011 Qtr 2: 0; 2011 Qtr 3: 0; 2011 Qtr 4: 0 | 25
SDGE3012_EXP_EXP-ExpressEfficiencyRebateProgram | 213230-Lighting - Occupancy Sensor - High-Bay Sensor |  | System | Commercial | 01-ALC-AllCommercial-IntLight | 0 |  |  |  |  | 221.37 | 100 | 0 | 0 | 0 | 121.37 | 2048.6045 |  | kWh | 0.465 | 0 | Commercial | [7 empty] | 8 | 0.84 |  |  |  | 0 | 80 | 0 | 0 | 0 | 0 | 0 | 0 | 0 | 0 | 0 | 0 | 2009 Qtr 1: 0; 2009 Qtr 2: 0; 2009 Qtr 3: 80; 2009 Qtr 4: 0; 2010 Qtr 1: 0; 2010 Qtr 2: 0; 2010 Qtr 3: 0; 2010 Qtr 4: 0; 2011 Qtr 1: 0; 2011 Qtr 2: 0; 2011 Qtr 3: 0; 2011 Qtr 4: 0 | 80
SDGE3012_EXP_EXP-ExpressEfficiencyRebateProgram | 213230-Lighting - Occupancy Sensor - High-Bay Sensor |  | System | Commercial | 01-ALC-AllCommercial-IntLight | 0 |  |  |  |  | 221.37 | 100 | 0 | 0 | 0 | 121.37 | 2048.6045 |  | kWh | 0.465 | 0 | Commercial | [7 empty] | 8 | 0.84 |  |  |  | 0 | 80 | 0 | 0 | 0 | 0 | 0 | 0 | 0 | 0 | 0 | 0 | 2009 Qtr 1: 0; 2009 Qtr 2: 0; 2009 Qtr 3: 80; 2009 Qtr 4: 0; 2010 Qtr 1: 0; 2010 Qtr 2: 0; 2010 Qtr 3: 0; 2010 Qtr 4: 0; 2011 Qtr 1: 0; 2011 Qtr 2: 0; 2011 Qtr 3: 0; 2011 Qtr 4: 0 | 80
SDGE3012_EXP_EXP-ExpressEfficiencyRebateProgram | 213053-Lighting - Remove 4 Ft T-8 (De-Lamp) |  | System | Commercial | [6 empty] | 12.4625 | 12.8479 | 0 | 0 | 0 | -0.38544 | 137.2559 |  | 0 | 0.026384 | -2.5676 | Commercial |  | Winter Only | [5 empty] | 15 | 0.77 |  |  |  | 0 | 14.0101 | 0 | 0 | 0 | 0 | 0 | 0 | 0 | 0 | 0 | 0 | 2009 Qtr 1: 0; 2009 Qtr 2: 0; 2009 Qtr 3: 14.0101; 2009 Qtr 4: 0; 2010 Qtr 1: 0; 2010 Qtr 2: 0; 2010 Qtr 3: 0; 2010 Qtr 4: 0; 2011 Qtr 1: 0; 2011 Qtr 2: 0; 2011 Qtr 3: 0; 2011 Qtr 4: 0 | 14.0101
SDGE3012_EXP_EXP-ExpressEfficiencyRebateProgram | 213054-Lighting - Remove 8 Ft T-8 (De-Lamp) |  | System | Commercial | 18-OFS-Office–Small-IntLight | 0 |  |  |  |  | 33.283 | 32.1197 | 0 | 0 | 0 | 1.1632 | 441.1634 |  | kWh | 0.065769 | 0 | Commercial | [7 empty] | 15 | 0.77 |  |  |  | 0 | 65.3804 | 0 | 0 | 0 | 0 | 0 | 0 | 0 | 0 | 0 | 0 | 2009 Qtr 1: 0; 2009 Qtr 2: 0; 2009 Qtr 3: 65.3804; 2009 Qtr 4: 0; 2010 Qtr 1: 0; 2010 Qtr 2: 0; 2010 Qtr 3: 0; 2010 Qtr 4: 0; 2011 Qtr 1: 0; 2011 Qtr 2: 0; 2011 Qtr 3: 0; 2011 Qtr 4: 0 | 65.3804
SDGE3012_EXP_EXP-ExpressEfficiencyRebateProgram | 213147-Premium T8 with T12 34Watt Baseline |  | System | Commercial | 18-OFS-Office–Small-IntLight | 0 |  |  |  |  | 32.3249 | 7.7087 | 0 | 0 | 0 | 24.6162 | 50.5326 |  | kWh | 0.01079 | 0 | Commercial | [7 empty] | 15 | 0.78 |  |  |  | 0 | 319.1184 | 0 | 0 | 0 | 0 | 0 | 0 | 0 | 0 | 0 | 0 | 2009 Qtr 1: 0; 2009 Qtr 2: 0; 2009 Qtr 3: 319.1184; 2009 Qtr 4: 0; 2010 Qtr 1: 0; 2010 Qtr 2: 0; 2010 Qtr 3: 0; 2010 Qtr 4: 0; 2011 Qtr 1: 0; 2011 Qtr 2: 0; 2011 Qtr 3: 0; 2011 Qtr 4: 0 | 319.1184
SDGE3012_EXP_EXP-ExpressEfficiencyRebateProgram | 213084-Refrigeration -Cooler/Freezer Door Gaskets - Solid Doors: Cooler |  | System | Commercial | 09-GRO-Grocery-REFG | 0 |  |  |  |  | 2.25 | 4 | 0 | 0 | 0 | -1.75 | 104.55 |  | kWh | 0.01195 | 0 | Commercial | [7 empty] | 4 | 0.76 |  |  |  | 0 | 410 | 0 | 0 | 0 | 0 | 0 | 0 | 0 | 0 | 0 | 0 | 2009 Qtr 1: 0; 2009 Qtr 2: 0; 2009 Qtr 3: 410; 2009 Qtr 4: 0; 2010 Qtr 1: 0; 2010 Qtr 2: 0; 2010 Qtr 3: 0; 2010 Qtr 4: 0; 2011 Qtr 1: 0; 2011 Qtr 2: 0; 2011 Qtr 3: 0; 2011 Qtr 4: 0 | 410
SDGE3012_EXP_EXP-ExpressEfficiencyRebateProgram | 213085-Refrigeration -Strip Curtains for Walk-ins |  | System | Commercial | 20-RFF-Restaurant–FastFood-Refrig | 0 |  |  |  |  | 10.2164 | 3 | 0 | 0 | 0 | 7.2164 | 465 |  | kWh | 0.053 | 0 | Commercial | [7 empty] | 4 | 0.46 |  |  |  | 0 | 60 | 0 | 0 | 0 | 0 | 0 | 0 | 0 | 0 | 0 | 0 | 2009 Qtr 1: 0; 2009 Qtr 2: 0; 2009 Qtr 3: 60; 2009 Qtr 4: 0; 2010 Qtr 1: 0; 2010 Qtr 2: 0; 2010 Qtr 3: 0; 2010 Qtr 4: 0; 2011 Qtr 1: 0; 2011 Qtr 2: 0; 2011 Qtr 3: 0; 2011 Qtr 4: 0 | 60
SDGE3012_EXP_EXP-ExpressEfficiencyRebateProgram | 213084-Refrigeration -Cooler/Freezer Door Gaskets - Solid Doors: Cooler |  | System | Commercial | 09-GRO-Grocery-REFG | 0 |  |  |  |  | 2.25 | 4 | 0 | 0 | 0 | -1.75 | 104.55 |  | kWh | 0.01195 | 0 | Commercial | [7 empty] | 4 | 0.76 |  |  |  | 0 | 127 | 0 | 0 | 0 | 0 | 0 | 0 | 0 | 0 | 0 | 0 | 2009 Qtr 1: 0; 2009 Qtr 2: 0; 2009 Qtr 3: 127; 2009 Qtr 4: 0; 2010 Qtr 1: 0; 2010 Qtr 2: 0; 2010 Qtr 3: 0; 2010 Qtr 4: 0; 2011 Qtr 1: 0; 2011 Qtr 2: 0; 2011 Qtr 3: 0; 2011 Qtr 4: 0 | 127
SDGE3012_EXP_EXP-ExpressEfficiencyRebateProgram | 213067-Refrigeration - Food Service -Auto Closer for Main Cooler Doors |  | System | Commercial | 09-GRO-Grocery-REFG | 0 |  |  |  |  | 408.8836 | 103 | 0 | 0 | 0 | 305.8836 | 1075.009 |  | kWh | 0.20794 | -0.053375 | Commercial |  | Annual | [5 empty] | 8 | 0.7 |  |  |  | 0 | 1 | 0 | 0 | 0 | 0 | 0 | 0 | 0 | 0 | 0 | 0 | 2009 Qtr 1: 0; 2009 Qtr 2: 0; 2009 Qtr 3: 1; 2009 Qtr 4: 0; 2010 Qtr 1: 0; 2010 Qtr 2: 0; 2010 Qtr 3: 0; 2010 Qtr 4: 0; 2011 Qtr 1: 0; 2011 Qtr 2: 0; 2011 Qtr 3: 0; 2011 Qtr 4: 0 | 1
SDGE3012_EXP_EXP-ExpressEfficiencyRebateProgram | 213115-Refrigeration - Night Covers for Display Cases Med Temp |  | System | Commercial | 09-GRO-Grocery-REFG | 0 |  |  |  |  | 37.5375 | 9 | 0 | 0 | 0 | 28.5375 | 13.5921 |  | kWh | -0.0035226 | 1.1474 | Commercial |  | Annual | [5 empty] | 5 | 0.7 |  |  |  | 0 | 164 | 0 | 0 | 0 | 0 | 0 | 0 | 0 | 0 | 0 | 0 | 2009 Qtr 1: 0; 2009 Qtr 2: 0; 2009 Qtr 3: 0; 2009 Qtr 4: 164; 2010 Qtr 1: 0; 2010 Qtr 2: 0; 2010 Qtr 3: 0; 2010 Qtr 4: 0; 2011 Qtr 1: 0; 2011 Qtr 2: 0; 2011 Qtr 3: 0; 2011 Qtr 4: 0 | 164
SDGE3012_EXP_EXP-ExpressEfficiencyRebateProgram | 213147-Premium T8 with T12 34Watt Baseline |  | System | Commercial | 18-OFS-Office–Small-IntLight | 0 |  |  |  |  | 32.3249 | 7.7087 | 0 | 0 | 0 | 24.6162 | 50.5326 |  | kWh | 0.01079 | 0 | Commercial | [7 empty] | 15 | 0.78 |  |  |  | 0 | 241.2846 | 0 | 0 | 0 | 0 | 0 | 0 | 0 | 0 | 0 | 0 | 2009 Qtr 1: 0; 2009 Qtr 2: 0; 2009 Qtr 3: 241.2846; 2009 Qtr 4: 0; 2010 Qtr 1: 0; 2010 Qtr 2: 0; 2010 Qtr 3: 0; 2010 Qtr 4: 0; 2011 Qtr 1: 0; 2011 Qtr 2: 0; 2011 Qtr 3: 0; 2011 Qtr 4: 0 | 241.2846
SDGE3012_EXP_EXP-ExpressEfficiencyRebateProgram | 213053-Lighting - Remove 4 Ft T-8 (De-Lamp) |  | System | Commercial | [6 empty] | 12.4625 | 12.8479 | 0 | 0 | 0 | -0.38544 | 137.2559 |  | 0 | 0.026384 | -2.5676 | Commercial |  | Winter Only | [5 empty] | 15 | 0.77 |  |  |  | 0 | 203.9244 | 0 | 0 | 0 | 0 | 0 | 0 | 0 | 0 | 0 | 0 | 2009 Qtr 1: 0; 2009 Qtr 2: 0; 2009 Qtr 3: 203.9244; 2009 Qtr 4: 0; 2010 Qtr 1: 0; 2010 Qtr 2: 0; 2010 Qtr 3: 0; 2010 Qtr 4: 0; 2011 Qtr 1: 0; 2011 Qtr 2: 0; 2011 Qtr 3: 0; 2011 Qtr 4: 0 | 203.9244
SDGE3012_EXP_EXP-ExpressEfficiencyRebateProgram | 213230-Lighting - Occupancy Sensor - High-Bay Sensor |  | System | Commercial | 01-ALC-AllCommercial-IntLight | 0 |  |  |  |  | 221.37 | 100 | 0 | 0 | 0 | 121.37 | 2048.6045 |  | kWh | 0.465 | 0 | Commercial | [7 empty] | 8 | 0.84 |  |  |  | 0 | 65 | 0 | 0 | 0 | 0 | 0 | 0 | 0 | 0 | 0 | 0 | 2009 Qtr 1: 0; 2009 Qtr 2: 0; 2009 Qtr 3: 65; 2009 Qtr 4: 0; 2010 Qtr 1: 0; 2010 Qtr 2: 0; 2010 Qtr 3: 0; 2010 Qtr 4: 0; 2011 Qtr 1: 0; 2011 Qtr 2: 0; 2011 Qtr 3: 0; 2011 Qtr 4: 0 | 65
SDGE3012_EXP_EXP-ExpressEfficiencyRebateProgram | 213062-Lighting - Occupancy Sensor - Wallbox Lighting Sensor |  | System | Commercial | 18-OFS-Office–Small-IntLight | 0 |  |  |  |  | 42.2833 | 22.5 | 0 | 0 | 0 | 19.7833 | 213.759 |  | kWh | 0 | 0 | Commercial | [7 empty] | 8 | 0.84 |  |  |  | 0 | 43 | 0 | 0 | 0 | 0 | 0 | 0 | 0 | 0 | 0 | 0 | 2009 Qtr 1: 0; 2009 Qtr 2: 0; 2009 Qtr 3: 43; 2009 Qtr 4: 0; 2010 Qtr 1: 0; 2010 Qtr 2: 0; 2010 Qtr 3: 0; 2010 Qtr 4: 0; 2011 Qtr 1: 0; 2011 Qtr 2: 0; 2011 Qtr 3: 0; 2011 Qtr 4: 0 | 43
SDGE3012_EXP_EXP-ExpressEfficiencyRebateProgram | 213215-Lighting-Interior High Bay Linear Fluorescent Fixtures <= 244 Watts replacing 400 Watts (Tier 1) |  | System | Commercial | [6 empty] | 275.71 | 101.5 | 0 | 0 | 0 | 174.21 | 391.8678 |  | 0 | 0.07368 | -7.1132 | Commercial |  | Winter Only | [5 empty] | 15 | 0.78 |  |  |  | 0 | 231 | 0 | 0 | 0 | 0 | 0 | 0 | 0 | 0 | 0 | 0 | 2009 Qtr 1: 0; 2009 Qtr 2: 0; 2009 Qtr 3: 231; 2009 Qtr 4: 0; 2010 Qtr 1: 0; 2010 Qtr 2: 0; 2010 Qtr 3: 0; 2010 Qtr 4: 0; 2011 Qtr 1: 0; 2011 Qtr 2: 0; 2011 Qtr 3: 0; 2011 Qtr 4: 0 | 231
SDGE3012_EXP_EXP-ExpressEfficiencyRebateProgram | 213084-Refrigeration -Cooler/Freezer Door Gaskets - Solid Doors: Cooler |  | System | Commercial | 09-GRO-Grocery-REFG | 0 |  |  |  |  | 2.25 | 4 | 0 | 0 | 0 | -1.75 | 104.55 |  | kWh | 0.01195 | 0 | Commercial | [7 empty] | 4 | 0.76 |  |  |  | 0 | 279 | 0 | 0 | 0 | 0 | 0 | 0 | 0 | 0 | 0 | 0 | 2009 Qtr 1: 0; 2009 Qtr 2: 0; 2009 Qtr 3: 279; 2009 Qtr 4: 0; 2010 Qtr 1: 0; 2010 Qtr 2: 0; 2010 Qtr 3: 0; 2010 Qtr 4: 0; 2011 Qtr 1: 0; 2011 Qtr 2: 0; 2011 Qtr 3: 0; 2011 Qtr 4: 0 | 279
SDGE3012_EXP_EXP-ExpressEfficiencyRebateProgram | 213147-Premium T8 with T12 34Watt Baseline |  | System | Commercial | 18-OFS-Office–Small-IntLight | 0 |  |  |  |  | 32.3249 | 7.7087 | 0 | 0 | 0 | 24.6162 | 50.5326 |  | kWh | 0.01079 | 0 | Commercial | [7 empty] | 15 | 0.78 |  |  |  | 0 | 292.6549 | 0 | 0 | 0 | 0 | 0 | 0 | 0 | 0 | 0 | 0 | 2009 Qtr 1: 0; 2009 Qtr 2: 0; 2009 Qtr 3: 292.6549; 2009 Qtr 4: 0; 2010 Qtr 1: 0; 2010 Qtr 2: 0; 2010 Qtr 3: 0; 2010 Qtr 4: 0; 2011 Qtr 1: 0; 2011 Qtr 2: 0; 2011 Qtr 3: 0; 2011 Qtr 4: 0 | 292.6549
SDGE3012_EXP_EXP-ExpressEfficiencyRebateProgram | 213053-Lighting - Remove 4 Ft T-8 (De-Lamp) |  | System | Commercial | [6 empty] | 12.4625 | 12.8479 | 0 | 0 | 0 | -0.38544 | 137.2559 |  | 0 | 0.026384 | -2.5676 | Commercial |  | Winter Only | [5 empty] | 15 | 0.77 |  |  |  | 0 | 66.937 | 0 | 0 | 0 | 0 | 0 | 0 | 0 | 0 | 0 | 0 | 2009 Qtr 1: 0; 2009 Qtr 2: 0; 2009 Qtr 3: 66.937; 2009 Qtr 4: 0; 2010 Qtr 1: 0; 2010 Qtr 2: 0; 2010 Qtr 3: 0; 2010 Qtr 4: 0; 2011 Qtr 1: 0; 2011 Qtr 2: 0; 2011 Qtr 3: 0; 2011 Qtr 4: 0 | 66.937
SDGE3012_EXP_EXP-ExpressEfficiencyRebateProgram | 213215-Lighting-Interior High Bay Linear Fluorescent Fixtures <= 244 Watts replacing 400 Watts (Tier 1) |  | System | Commercial | [6 empty] | 275.71 | 101.5 | 0 | 0 | 0 | 174.21 | 391.8678 |  | 0 | 0.07368 | -7.1132 | Commercial |  | Winter Only | [5 empty] | 15 | 0.78 |  |  |  | 0 | 32 | 0 | 0 | 0 | 0 | 0 | 0 | 0 | 0 | 0 | 0 | 2009 Qtr 1: 0; 2009 Qtr 2: 0; 2009 Qtr 3: 32; 2009 Qtr 4: 0; 2010 Qtr 1: 0; 2010 Qtr 2: 0; 2010 Qtr 3: 0; 2010 Qtr 4: 0; 2011 Qtr 1: 0; 2011 Qtr 2: 0; 2011 Qtr 3: 0; 2011 Qtr 4: 0 | 32
SDGE3012_EXP_EXP-ExpressEfficiencyRebateProgram | 213084-Refrigeration -Cooler/Freezer Door Gaskets - Solid Doors: Cooler |  | System | Commercial | 09-GRO-Grocery-REFG | 0 |  |  |  |  | 2.25 | 4.0064 | 0 | 0 | 0 | -1.7564 | 104.55 |  | kWh | 0.01195 | 0 | Commercial | [7 empty] | 4 | 0.76 |  |  |  | 0 | 343 | 0 | 0 | 0 | 0 | 0 | 0 | 0 | 0 | 0 | 0 | 2009 Qtr 1: 0; 2009 Qtr 2: 0; 2009 Qtr 3: 343; 2009 Qtr 4: 0; 2010 Qtr 1: 0; 2010 Qtr 2: 0; 2010 Qtr 3: 0; 2010 Qtr 4: 0; 2011 Qtr 1: 0; 2011 Qtr 2: 0; 2011 Qtr 3: 0; 2011 Qtr 4: 0 | 343
SDGE3012_EXP_EXP-ExpressEfficiencyRebateProgram | 213116-Refrigeration -Cooler/Freezer Door Gaskets - Solid Doors: Freezer |  | System | Commercial | 09-GRO-Grocery-REFG | 0 |  |  |  |  | 4 | 4.1244 | 0 | 0 | 0 | -0.12444 | 104.55 |  | kWh | 0.01195 | 0 | Commercial | [7 empty] | 4 | 0.76 |  |  |  | 0 | 18 | 0 | 0 | 0 | 0 | 0 | 0 | 0 | 0 | 0 | 0 | 2009 Qtr 1: 0; 2009 Qtr 2: 0; 2009 Qtr 3: 18; 2009 Qtr 4: 0; 2010 Qtr 1: 0; 2010 Qtr 2: 0; 2010 Qtr 3: 0; 2010 Qtr 4: 0; 2011 Qtr 1: 0; 2011 Qtr 2: 0; 2011 Qtr 3: 0; 2011 Qtr 4: 0 | 18
SDGE3012_EXP_EXP-ExpressEfficiencyRebateProgram | 213083-Refrigeration -Cooler/Freezer Door Gaskets - Glass Doors |  | System | Commercial | 09-GRO-Grocery-REFG | 0 |  |  |  |  | 2.25 | 4.5257 | 0 | 0 | 0 | -2.2757 | 104.55 |  | kWh | 0.01195 | 0 | Commercial | [7 empty] | 4 | 0.76 |  |  |  | 0 | 7 | 0 | 0 | 0 | 0 | 0 | 0 | 0 | 0 | 0 | 0 | 2009 Qtr 1: 0; 2009 Qtr 2: 0; 2009 Qtr 3: 7; 2009 Qtr 4: 0; 2010 Qtr 1: 0; 2010 Qtr 2: 0; 2010 Qtr 3: 0; 2010 Qtr 4: 0; 2011 Qtr 1: 0; 2011 Qtr 2: 0; 2011 Qtr 3: 0; 2011 Qtr 4: 0 | 7
SDGE3012_EXP_EXP-ExpressEfficiencyRebateProgram | 213147-Premium T8 with T12 34Watt Baseline |  | System | Commercial | 18-OFS-Office–Small-IntLight | 0 |  |  |  |  | 32.3249 | 7.7087 | 0 | 0 | 0 | 24.6162 | 50.5326 |  | kWh | 0.01079 | 0 | Commercial | [7 empty] | 15 | 0.78 |  |  |  | 0 | 140.1008 | 0 | 0 | 0 | 0 | 0 | 0 | 0 | 0 | 0 | 0 | 2009 Qtr 1: 0; 2009 Qtr 2: 0; 2009 Qtr 3: 0; 2009 Qtr 4: 140.1008; 2010 Qtr 1: 0; 2010 Qtr 2: 0; 2010 Qtr 3: 0; 2010 Qtr 4: 0; 2011 Qtr 1: 0; 2011 Qtr 2: 0; 2011 Qtr 3: 0; 2011 Qtr 4: 0 | 140.1008
SDGE3012_EXP_EXP-ExpressEfficiencyRebateProgram | 213053-Lighting - Remove 4 Ft T-8 (De-Lamp) |  | System | Commercial | [6 empty] | 12.4625 | 12.8479 | 0 | 0 | 0 | -0.38544 | 137.2559 |  | 0 | 0.026384 | -2.5676 | Commercial |  | Winter Only | [5 empty] | 15 | 0.77 |  |  |  | 0 | 140.1008 | 0 | 0 | 0 | 0 | 0 | 0 | 0 | 0 | 0 | 0 | 2009 Qtr 1: 0; 2009 Qtr 2: 0; 2009 Qtr 3: 0; 2009 Qtr 4: 140.1008; 2010 Qtr 1: 0; 2010 Qtr 2: 0; 2010 Qtr 3: 0; 2010 Qtr 4: 0; 2011 Qtr 1: 0; 2011 Qtr 2: 0; 2011 Qtr 3: 0; 2011 Qtr 4: 0 | 140.1008
SDGE3012_EXP_EXP-ExpressEfficiencyRebateProgram | 213224-Lighting - Occupancy Sensor - Wall/Ceiling Mounted Lighting Sensor |  | System | Commercial | 01-ALC-AllCommercial-IntLight | 0 |  |  |  |  | 42.2833 | 83.5 | 0 | 0 | 0 | -41.2167 | 213.759 |  | kWh | 0.17617 | 0 | Commercial | [7 empty] | 8 | 0.84 |  |  |  | 0 | 6 | 0 | 0 | 0 | 0 | 0 | 0 | 0 | 0 | 0 | 0 | 2009 Qtr 1: 0; 2009 Qtr 2: 0; 2009 Qtr 3: 6; 2009 Qtr 4: 0; 2010 Qtr 1: 0; 2010 Qtr 2: 0; 2010 Qtr 3: 0; 2010 Qtr 4: 0; 2011 Qtr 1: 0; 2011 Qtr 2: 0; 2011 Qtr 3: 0; 2011 Qtr 4: 0 | 6
SDGE3012_EXP_EXP-ExpressEfficiencyRebateProgram | 213252-Ice Machines 501-1000 - CEE Tier III |  | System | Commercial | 01-ALC-AllCommercial-Refrig | 0 |  |  |  |  | 586 | 250 | 0 | 0 | 0 | 336 | 1807 |  | kWh | 0.186 | 0 | Commercial | [7 empty] | 10 | 0.7 |  |  |  | 0 | 1 | 0 | 0 | 0 | 0 | 0 | 0 | 0 | 0 | 0 | 0 | 2009 Qtr 1: 1; 2009 Qtr 2: 0; 2009 Qtr 3: 0; 2009 Qtr 4: 0; 2010 Qtr 1: 0; 2010 Qtr 2: 0; 2010 Qtr 3: 0; 2010 Qtr 4: 0; 2011 Qtr 1: 0; 2011 Qtr 2: 0; 2011 Qtr 3: 0; 2011 Qtr 4: 0 | 1
SDGE3012_EXP_EXP-ExpressEfficiencyRebateProgram | 213258-Ventilation Control- New |  | System | Commercial | 21-RSD-Restaurant–SitDown-VENT | 0 |  |  |  |  | 994 | 2700 | 0 | 0 | 0 | -1706 | 4486 |  | kWh | 0.96 | 0 | Commercial | [7 empty] | 15 | 0.5 |  |  |  | 0 | 1 | 0 | 0 | 0 | 0 | 0 | 0 | 0 | 0 | 0 | 0 | 2009 Qtr 1: 1; 2009 Qtr 2: 0; 2009 Qtr 3: 0; 2009 Qtr 4: 0; 2010 Qtr 1: 0; 2010 Qtr 2: 0; 2010 Qtr 3: 0; 2010 Qtr 4: 0; 2011 Qtr 1: 0; 2011 Qtr 2: 0; 2011 Qtr 3: 0; 2011 Qtr 4: 0 | 1
SDGE3012_EXP_EXP-ExpressEfficiencyRebateProgram | 213229-Lighting - Screw in 14-26 Watt Reflector Lamp |  | System | Commercial | [6 empty] | 12.3236 | 9.1136 | 0 | 0 | 0 | 3.21 | 194.1729 |  | 0 | 0.038993 | -2.6224 | Commercial |  | Winter Only | [5 empty] | 2.47 | 0.81 |  |  |  | 0 | 32.5887 | 0 | 0 | 0 | 0 | 0 | 0 | 0 | 0 | 0 | 0 | 2009 Qtr 1: 0; 2009 Qtr 2: 0; 2009 Qtr 3: 32.5887; 2009 Qtr 4: 0; 2010 Qtr 1: 0; 2010 Qtr 2: 0; 2010 Qtr 3: 0; 2010 Qtr 4: 0; 2011 Qtr 1: 0; 2011 Qtr 2: 0; 2011 Qtr 3: 0; 2011 Qtr 4: 0 | 32.5887
SDGE3012_EXP_EXP-ExpressEfficiencyRebateProgram | 213011-Lighting - 2 Ft 2nd Gen. T-8 with Elec. Ballast |  | System | Commercial | 18-OFS-Office–Small-IntLight | 0 |  |  |  |  | 26.9806 | 6.4239 | 0 | 0 | 0 | 20.5566 | 70.927 |  | kWh | 0.010327 | 0 | Commercial | [7 empty] | 15 | 0.78 |  |  |  | 0 | 1.5567 | 0 | 0 | 0 | 0 | 0 | 0 | 0 | 0 | 0 | 0 | 2009 Qtr 1: 0; 2009 Qtr 2: 0; 2009 Qtr 3: 1.5567; 2009 Qtr 4: 0; 2010 Qtr 1: 0; 2010 Qtr 2: 0; 2010 Qtr 3: 0; 2010 Qtr 4: 0; 2011 Qtr 1: 0; 2011 Qtr 2: 0; 2011 Qtr 3: 0; 2011 Qtr 4: 0 | 1.5567
SDGE3012_EXP_EXP-ExpressEfficiencyRebateProgram | 213147-Premium T8 with T12 34Watt Baseline |  | System | Commercial | 18-OFS-Office–Small-IntLight | 0 |  |  |  |  | 32.3249 | 7.7087 | 0 | 0 | 0 | 24.6162 | 50.5326 |  | kWh | 0.01079 | 0 | Commercial | [7 empty] | 15 | 0.78 |  |  |  | 0 | 692.7204 | 0 | 0 | 0 | 0 | 0 | 0 | 0 | 0 | 0 | 0 | 2009 Qtr 1: 0; 2009 Qtr 2: 0; 2009 Qtr 3: 692.7204; 2009 Qtr 4: 0; 2010 Qtr 1: 0; 2010 Qtr 2: 0; 2010 Qtr 3: 0; 2010 Qtr 4: 0; 2011 Qtr 1: 0; 2011 Qtr 2: 0; 2011 Qtr 3: 0; 2011 Qtr 4: 0 | 692.7204
SDGE3012_EXP_EXP-ExpressEfficiencyRebateProgram | 213053-Lighting - Remove 4 Ft T-8 (De-Lamp) |  | System | Commercial | [6 empty] | 12.4625 | 12.8479 | 0 | 0 | 0 | -0.38544 | 137.2559 |  | 0 | 0.026384 | -2.5676 | Commercial |  | Winter Only | [5 empty] | 15 | 0.77 |  |  |  | 0 | 570.5214 | 0 | 0 | 0 | 0 | 0 | 0 | 0 | 0 | 0 | 0 | 2009 Qtr 1: 0; 2009 Qtr 2: 0; 2009 Qtr 3: 570.5214; 2009 Qtr 4: 0; 2010 Qtr 1: 0; 2010 Qtr 2: 0; 2010 Qtr 3: 0; 2010 Qtr 4: 0; 2011 Qtr 1: 0; 2011 Qtr 2: 0; 2011 Qtr 3: 0; 2011 Qtr 4: 0 | 570.5214
SDGE3012_EXP_EXP-ExpressEfficiencyRebateProgram | 213054-Lighting - Remove 8 Ft T-8 (De-Lamp) |  | System | Commercial | 18-OFS-Office–Small-IntLight | 0 |  |  |  |  | 33.283 | 32.1197 | 0 | 0 | 0 | 1.1632 | 441.1634 |  | kWh | 0.065769 | 0 | Commercial | [7 empty] | 15 | 0.77 |  |  |  | 0 | 0.77834 | 0 | 0 | 0 | 0 | 0 | 0 | 0 | 0 | 0 | 0 | 2009 Qtr 1: 0; 2009 Qtr 2: 0; 2009 Qtr 3: 0.77834; 2009 Qtr 4: 0; 2010 Qtr 1: 0; 2010 Qtr 2: 0; 2010 Qtr 3: 0; 2010 Qtr 4: 0; 2011 Qtr 1: 0; 2011 Qtr 2: 0; 2011 Qtr 3: 0; 2011 Qtr 4: 0 | 0.77834
SDGE3012_EXP_EXP-ExpressEfficiencyRebateProgram | 213020-Lighting - Hardwire Incan Base >90 watt Fluorescent Fixture |  | System | Commercial | 18-OFS-Office–Small-IntLight | 0 |  |  |  |  | 173 | 169 | 0 | 0 | 0 | 4 | 2540.2753 |  | kWh | 0.38844 | 0 | Commercial | [7 empty] | 15 | 0.77 |  |  |  | 0 | 18 | 0 | 0 | 0 | 0 | 0 | 0 | 0 | 0 | 0 | 0 | 2009 Qtr 1: 0; 2009 Qtr 2: 0; 2009 Qtr 3: 18; 2009 Qtr 4: 0; 2010 Qtr 1: 0; 2010 Qtr 2: 0; 2010 Qtr 3: 0; 2010 Qtr 4: 0; 2011 Qtr 1: 0; 2011 Qtr 2: 0; 2011 Qtr 3: 0; 2011 Qtr 4: 0 | 18
SDGE3012_EXP_EXP-ExpressEfficiencyRebateProgram | 213020-Lighting - Hardwire Incan Base >90 watt Fluorescent Fixture |  | System | Commercial | 18-OFS-Office–Small-IntLight | 0 |  |  |  |  | 173 | 169 | 0 | 0 | 0 | 4 | 2540.2753 |  | kWh | 0.38844 | 0 | Commercial | [7 empty] | 15 | 0.77 |  |  |  | 0 | 12 | 0 | 0 | 0 | 0 | 0 | 0 | 0 | 0 | 0 | 0 | 2009 Qtr 1: 0; 2009 Qtr 2: 0; 2009 Qtr 3: 12; 2009 Qtr 4: 0; 2010 Qtr 1: 0; 2010 Qtr 2: 0; 2010 Qtr 3: 0; 2010 Qtr 4: 0; 2011 Qtr 1: 0; 2011 Qtr 2: 0; 2011 Qtr 3: 0; 2011 Qtr 4: 0 | 12
SDGE3012_EXP_EXP-ExpressEfficiencyRebateProgram | 213083-Refrigeration -Cooler/Freezer Door Gaskets - Glass Doors |  | System | Commercial | 09-GRO-Grocery-REFG | 0 |  |  |  |  | 2.25 | 4 | 0 | 0 | 0 | -1.75 | 104.55 |  | kWh | 0.01195 | 0 | Commercial | [7 empty] | 4 | 0.76 |  |  |  | 0 | 157 | 0 | 0 | 0 | 0 | 0 | 0 | 0 | 0 | 0 | 0 | 2009 Qtr 1: 0; 2009 Qtr 2: 0; 2009 Qtr 3: 157; 2009 Qtr 4: 0; 2010 Qtr 1: 0; 2010 Qtr 2: 0; 2010 Qtr 3: 0; 2010 Qtr 4: 0; 2011 Qtr 1: 0; 2011 Qtr 2: 0; 2011 Qtr 3: 0; 2011 Qtr 4: 0 | 157
SDGE3012_EXP_EXP-ExpressEfficiencyRebateProgram | 213083-Refrigeration -Cooler/Freezer Door Gaskets - Glass Doors |  | System | Commercial | 09-GRO-Grocery-REFG | 0 |  |  |  |  | 2.25 | 4 | 0 | 0 | 0 | -1.75 | 104.55 |  | kWh | 0.01195 | 0 | Commercial | [7 empty] | 4 | 0.76 |  |  |  | 0 | 411 | 0 | 0 | 0 | 0 | 0 | 0 | 0 | 0 | 0 | 0 | 2009 Qtr 1: 0; 2009 Qtr 2: 0; 2009 Qtr 3: 411; 2009 Qtr 4: 0; 2010 Qtr 1: 0; 2010 Qtr 2: 0; 2010 Qtr 3: 0; 2010 Qtr 4: 0; 2011 Qtr 1: 0; 2011 Qtr 2: 0; 2011 Qtr 3: 0; 2011 Qtr 4: 0 | 411
SDGE3012_EXP_EXP-ExpressEfficiencyRebateProgram | 213083-Refrigeration -Cooler/Freezer Door Gaskets - Glass Doors |  | System | Commercial | 09-GRO-Grocery-REFG | 0 |  |  |  |  | 2.25 | 4 | 0 | 0 | 0 | -1.75 | 104.55 |  | kWh | 0.01195 | 0 | Commercial | [7 empty] | 4 | 0.76 |  |  |  | 0 | 818 | 0 | 0 | 0 | 0 | 0 | 0 | 0 | 0 | 0 | 0 | 2009 Qtr 1: 0; 2009 Qtr 2: 0; 2009 Qtr 3: 818; 2009 Qtr 4: 0; 2010 Qtr 1: 0; 2010 Qtr 2: 0; 2010 Qtr 3: 0; 2010 Qtr 4: 0; 2011 Qtr 1: 0; 2011 Qtr 2: 0; 2011 Qtr 3: 0; 2011 Qtr 4: 0 | 818
SDGE3012_EXP_EXP-ExpressEfficiencyRebateProgram | 213084-Refrigeration -Cooler/Freezer Door Gaskets - Solid Doors: Cooler |  | System | Commercial | 09-GRO-Grocery-REFG | 0 |  |  |  |  | 2.25 | 4.0154 | 0 | 0 | 0 | -1.7654 | 104.55 |  | kWh | 0.01195 | 0 | Commercial | [7 empty] | 4 | 0.76 |  |  |  | 0 | 78 | 0 | 0 | 0 | 0 | 0 | 0 | 0 | 0 | 0 | 0 | 2009 Qtr 1: 0; 2009 Qtr 2: 0; 2009 Qtr 3: 78; 2009 Qtr 4: 0; 2010 Qtr 1: 0; 2010 Qtr 2: 0; 2010 Qtr 3: 0; 2010 Qtr 4: 0; 2011 Qtr 1: 0; 2011 Qtr 2: 0; 2011 Qtr 3: 0; 2011 Qtr 4: 0 | 78
SDGE3012_EXP_EXP-ExpressEfficiencyRebateProgram | 213085-Refrigeration -Strip Curtains for Walk-ins |  | System | Commercial | 20-RFF-Restaurant–FastFood-Refrig | 0 |  |  |  |  | 10.2164 | 3.013 | 0 | 0 | 0 | 7.2034 | 465 |  | kWh | 0.053 | 0 | Commercial | [7 empty] | 4 | 0.46 |  |  |  | 0 | 138 | 0 | 0 | 0 | 0 | 0 | 0 | 0 | 0 | 0 | 0 | 2009 Qtr 1: 0; 2009 Qtr 2: 0; 2009 Qtr 3: 138; 2009 Qtr 4: 0; 2010 Qtr 1: 0; 2010 Qtr 2: 0; 2010 Qtr 3: 0; 2010 Qtr 4: 0; 2011 Qtr 1: 0; 2011 Qtr 2: 0; 2011 Qtr 3: 0; 2011 Qtr 4: 0 | 138
SDGE3012_EXP_EXP-ExpressEfficiencyRebateProgram | 213084-Refrigeration -Cooler/Freezer Door Gaskets - Solid Doors: Cooler |  | System | Commercial | 09-GRO-Grocery-REFG | 0 |  |  |  |  | 2.25 | 4.0059 | 0 | 0 | 0 | -1.7559 | 104.55 |  | kWh | 0.01195 | 0 | Commercial | [7 empty] | 4 | 0.76 |  |  |  | 0 | 503 | 0 | 0 | 0 | 0 | 0 | 0 | 0 | 0 | 0 | 0 | 2009 Qtr 1: 0; 2009 Qtr 2: 0; 2009 Qtr 3: 503; 2009 Qtr 4: 0; 2010 Qtr 1: 0; 2010 Qtr 2: 0; 2010 Qtr 3: 0; 2010 Qtr 4: 0; 2011 Qtr 1: 0; 2011 Qtr 2: 0; 2011 Qtr 3: 0; 2011 Qtr 4: 0 | 503
SDGE3012_EXP_EXP-ExpressEfficiencyRebateProgram | 213129-Software Plug Load Sensors |  | System | Commercial | 18-OFS-Office–Small-OffEquip | 0 |  |  |  |  | 5 | 15 | 0 | 0 | 0 | -10 | 227.001 |  | kWh | 0 | 0 | Commercial | [7 empty] | 5 | 0.7 |  |  |  | 0 | 512 | 0 | 0 | 0 | 0 | 0 | 0 | 0 | 0 | 0 | 0 | 2009 Qtr 1: 0; 2009 Qtr 2: 0; 2009 Qtr 3: 512; 2009 Qtr 4: 0; 2010 Qtr 1: 0; 2010 Qtr 2: 0; 2010 Qtr 3: 0; 2010 Qtr 4: 0; 2011 Qtr 1: 0; 2011 Qtr 2: 0; 2011 Qtr 3: 0; 2011 Qtr 4: 0 | 512
SDGE3012_EXP_EXP-ExpressEfficiencyRebateProgram | 213083-Refrigeration -Cooler/Freezer Door Gaskets - Glass Doors |  | System | Commercial | 09-GRO-Grocery-REFG | 0 |  |  |  |  | 2.25 | 4.0008 | 0 | 0 | 0 | -1.7508 | 104.55 |  | kWh | 0.01195 | 0 | Commercial | [7 empty] | 4 | 0.76 |  |  |  | 0 | 2557 | 0 | 0 | 0 | 0 | 0 | 0 | 0 | 0 | 0 | 0 | 2009 Qtr 1: 0; 2009 Qtr 2: 0; 2009 Qtr 3: 0; 2009 Qtr 4: 2557; 2010 Qtr 1: 0; 2010 Qtr 2: 0; 2010 Qtr 3: 0; 2010 Qtr 4: 0; 2011 Qtr 1: 0; 2011 Qtr 2: 0; 2011 Qtr 3: 0; 2011 Qtr 4: 0 | 2557
SDGE3012_EXP_EXP-ExpressEfficiencyRebateProgram | 213083-Refrigeration -Cooler/Freezer Door Gaskets - Glass Doors |  | System | Commercial | 09-GRO-Grocery-REFG | 0 |  |  |  |  | 2.25 | 4 | 0 | 0 | 0 | -1.75 | 104.55 |  | kWh | 0.01195 | 0 | Commercial | [7 empty] | 4 | 0.76 |  |  |  | 0 | 195 | 0 | 0 | 0 | 0 | 0 | 0 | 0 | 0 | 0 | 0 | 2009 Qtr 1: 0; 2009 Qtr 2: 0; 2009 Qtr 3: 195; 2009 Qtr 4: 0; 2010 Qtr 1: 0; 2010 Qtr 2: 0; 2010 Qtr 3: 0; 2010 Qtr 4: 0; 2011 Qtr 1: 0; 2011 Qtr 2: 0; 2011 Qtr 3: 0; 2011 Qtr 4: 0 | 195
SDGE3012_EXP_EXP-ExpressEfficiencyRebateProgram | 213083-Refrigeration -Cooler/Freezer Door Gaskets - Glass Doors |  | System | Commercial | 09-GRO-Grocery-REFG | 0 |  |  |  |  | 2.25 | 4 | 0 | 0 | 0 | -1.75 | 104.55 |  | kWh | 0.01195 | 0 | Commercial | [7 empty] | 4 | 0.76 |  |  |  | 0 | 444 | 0 | 0 | 0 | 0 | 0 | 0 | 0 | 0 | 0 | 0 | 2009 Qtr 1: 0; 2009 Qtr 2: 0; 2009 Qtr 3: 444; 2009 Qtr 4: 0; 2010 Qtr 1: 0; 2010 Qtr 2: 0; 2010 Qtr 3: 0; 2010 Qtr 4: 0; 2011 Qtr 1: 0; 2011 Qtr 2: 0; 2011 Qtr 3: 0; 2011 Qtr 4: 0 | 444
SDGE3012_EXP_EXP-ExpressEfficiencyRebateProgram | 213083-Refrigeration -Cooler/Freezer Door Gaskets - Glass Doors |  | System | Commercial | 09-GRO-Grocery-REFG | 0 |  |  |  |  | 2.25 | 4 | 0 | 0 | 0 | -1.75 | 104.55 |  | kWh | 0.01195 | 0 | Commercial | [7 empty] | 4 | 0.76 |  |  |  | 0 | 1481 | 0 | 0 | 0 | 0 | 0 | 0 | 0 | 0 | 0 | 0 | 2009 Qtr 1: 0; 2009 Qtr 2: 0; 2009 Qtr 3: 1481; 2009 Qtr 4: 0; 2010 Qtr 1: 0; 2010 Qtr 2: 0; 2010 Qtr 3: 0; 2010 Qtr 4: 0; 2011 Qtr 1: 0; 2011 Qtr 2: 0; 2011 Qtr 3: 0; 2011 Qtr 4: 0 | 1481
SDGE3012_EXP_EXP-ExpressEfficiencyRebateProgram | 213129-Software Plug Load Sensors |  | System | Commercial | 18-OFS-Office–Small-OffEquip | 0 |  |  |  |  | 5 | 15 | 0 | 0 | 0 | -10 | 227.001 |  | kWh | 0 | 0 | Commercial | [7 empty] | 5 | 0.7 |  |  |  | 0 | 143 | 0 | 0 | 0 | 0 | 0 | 0 | 0 | 0 | 0 | 0 | 2009 Qtr 1: 0; 2009 Qtr 2: 0; 2009 Qtr 3: 143; 2009 Qtr 4: 0; 2010 Qtr 1: 0; 2010 Qtr 2: 0; 2010 Qtr 3: 0; 2010 Qtr 4: 0; 2011 Qtr 1: 0; 2011 Qtr 2: 0; 2011 Qtr 3: 0; 2011 Qtr 4: 0 | 143
SDGE3012_EXP_EXP-ExpressEfficiencyRebateProgram | 213129-Software Plug Load Sensors |  | System | Commercial | 18-OFS-Office–Small-OffEquip | 0 |  |  |  |  | 5 | 15 | 0 | 0 | 0 | -10 | 227.001 |  | kWh | 0 | 0 | Commercial | [7 empty] | 5 | 0.7 |  |  |  | 0 | 119 | 0 | 0 | 0 | 0 | 0 | 0 | 0 | 0 | 0 | 0 | 2009 Qtr 1: 0; 2009 Qtr 2: 0; 2009 Qtr 3: 119; 2009 Qtr 4: 0; 2010 Qtr 1: 0; 2010 Qtr 2: 0; 2010 Qtr 3: 0; 2010 Qtr 4: 0; 2011 Qtr 1: 0; 2011 Qtr 2: 0; 2011 Qtr 3: 0; 2011 Qtr 4: 0 | 119
SDGE3012_EXP_EXP-ExpressEfficiencyRebateProgram | 213129-Software Plug Load Sensors |  | System | Commercial | 18-OFS-Office–Small-OffEquip | 0 |  |  |  |  | 5 | 15 | 0 | 0 | 0 | -10 | 227.001 |  | kWh | 0 | 0 | Commercial | [7 empty] | 5 | 0.7 |  |  |  | 0 | 245 | 0 | 0 | 0 | 0 | 0 | 0 | 0 | 0 | 0 | 0 | 2009 Qtr 1: 0; 2009 Qtr 2: 0; 2009 Qtr 3: 245; 2009 Qtr 4: 0; 2010 Qtr 1: 0; 2010 Qtr 2: 0; 2010 Qtr 3: 0; 2010 Qtr 4: 0; 2011 Qtr 1: 0; 2011 Qtr 2: 0; 2011 Qtr 3: 0; 2011 Qtr 4: 0 | 245
SDGE3012_EXP_EXP-ExpressEfficiencyRebateProgram | 213129-Software Plug Load Sensors |  | System | Commercial | 18-OFS-Office–Small-OffEquip | 0 |  |  |  |  | 5 | 15 | 0 | 0 | 0 | -10 | 227.001 |  | kWh | 0 | 0 | Commercial | [7 empty] | 5 | 0.7 |  |  |  | 0 | 184 | 0 | 0 | 0 | 0 | 0 | 0 | 0 | 0 | 0 | 0 | 2009 Qtr 1: 0; 2009 Qtr 2: 0; 2009 Qtr 3: 184; 2009 Qtr 4: 0; 2010 Qtr 1: 0; 2010 Qtr 2: 0; 2010 Qtr 3: 0; 2010 Qtr 4: 0; 2011 Qtr 1: 0; 2011 Qtr 2: 0; 2011 Qtr 3: 0; 2011 Qtr 4: 0 | 184
SDGE3012_EXP_EXP-ExpressEfficiencyRebateProgram | 213129-Software Plug Load Sensors |  | System | Commercial | 18-OFS-Office–Small-OffEquip | 0 |  |  |  |  | 5 | 15 | 0 | 0 | 0 | -10 | 227.001 |  | kWh | 0 | 0 | Commercial | [7 empty] | 5 | 0.7 |  |  |  | 0 | 327 | 0 | 0 | 0 | 0 | 0 | 0 | 0 | 0 | 0 | 0 | 2009 Qtr 1: 0; 2009 Qtr 2: 0; 2009 Qtr 3: 327; 2009 Qtr 4: 0; 2010 Qtr 1: 0; 2010 Qtr 2: 0; 2010 Qtr 3: 0; 2010 Qtr 4: 0; 2011 Qtr 1: 0; 2011 Qtr 2: 0; 2011 Qtr 3: 0; 2011 Qtr 4: 0 | 327
SDGE3012_EXP_EXP-ExpressEfficiencyRebateProgram | 213129-Software Plug Load Sensors |  | System | Commercial | 18-OFS-Office–Small-OffEquip | 0 |  |  |  |  | 5 | 15 | 0 | 0 | 0 | -10 | 227.001 |  | kWh | 0 | 0 | Commercial | [7 empty] | 5 | 0.7 |  |  |  | 0 | 166 | 0 | 0 | 0 | 0 | 0 | 0 | 0 | 0 | 0 | 0 | 2009 Qtr 1: 0; 2009 Qtr 2: 0; 2009 Qtr 3: 166; 2009 Qtr 4: 0; 2010 Qtr 1: 0; 2010 Qtr 2: 0; 2010 Qtr 3: 0; 2010 Qtr 4: 0; 2011 Qtr 1: 0; 2011 Qtr 2: 0; 2011 Qtr 3: 0; 2011 Qtr 4: 0 | 166
SDGE3012_EXP_EXP-ExpressEfficiencyRebateProgram | 213129-Software Plug Load Sensors |  | System | Commercial | 18-OFS-Office–Small-OffEquip | 0 |  |  |  |  | 5 | 15 | 0 | 0 | 0 | -10 | 227.001 |  | kWh | 0 | 0 | Commercial | [7 empty] | 5 | 0.7 |  |  |  | 0 | 157 | 0 | 0 | 0 | 0 | 0 | 0 | 0 | 0 | 0 | 0 | 2009 Qtr 1: 0; 2009 Qtr 2: 0; 2009 Qtr 3: 157; 2009 Qtr 4: 0; 2010 Qtr 1: 0; 2010 Qtr 2: 0; 2010 Qtr 3: 0; 2010 Qtr 4: 0; 2011 Qtr 1: 0; 2011 Qtr 2: 0; 2011 Qtr 3: 0; 2011 Qtr 4: 0 | 157
SDGE3012_EXP_EXP-ExpressEfficiencyRebateProgram | 213129-Software Plug Load Sensors |  | System | Commercial | 18-OFS-Office–Small-OffEquip | 0 |  |  |  |  | 5 | 15 | 0 | 0 | 0 | -10 | 227.001 |  | kWh | 0 | 0 | Commercial | [7 empty] | 5 | 0.7 |  |  |  | 0 | 183 | 0 | 0 | 0 | 0 | 0 | 0 | 0 | 0 | 0 | 0 | 2009 Qtr 1: 0; 2009 Qtr 2: 0; 2009 Qtr 3: 183; 2009 Qtr 4: 0; 2010 Qtr 1: 0; 2010 Qtr 2: 0; 2010 Qtr 3: 0; 2010 Qtr 4: 0; 2011 Qtr 1: 0; 2011 Qtr 2: 0; 2011 Qtr 3: 0; 2011 Qtr 4: 0 | 183
SDGE3012_EXP_EXP-ExpressEfficiencyRebateProgram | 213129-Software Plug Load Sensors |  | System | Commercial | 18-OFS-Office–Small-OffEquip | 0 |  |  |  |  | 5 | 15 | 0 | 0 | 0 | -10 | 227.001 |  | kWh | 0 | 0 | Commercial | [7 empty] | 5 | 0.7 |  |  |  | 0 | 213 | 0 | 0 | 0 | 0 | 0 | 0 | 0 | 0 | 0 | 0 | 2009 Qtr 1: 0; 2009 Qtr 2: 0; 2009 Qtr 3: 213; 2009 Qtr 4: 0; 2010 Qtr 1: 0; 2010 Qtr 2: 0; 2010 Qtr 3: 0; 2010 Qtr 4: 0; 2011 Qtr 1: 0; 2011 Qtr 2: 0; 2011 Qtr 3: 0; 2011 Qtr 4: 0 | 213
SDGE3012_EXP_EXP-ExpressEfficiencyRebateProgram | 213062-Lighting - Occupancy Sensor - Wallbox Lighting Sensor |  | System | Commercial | 18-OFS-Office–Small-IntLight | 0 |  |  |  |  | 42.2833 | 22.5 | 0 | 0 | 0 | 19.7833 | 213.759 |  | kWh | 0 | 0 | Commercial | [7 empty] | 8 | 0.84 |  |  |  | 0 | 292 | 0 | 0 | 0 | 0 | 0 | 0 | 0 | 0 | 0 | 0 | 2009 Qtr 1: 0; 2009 Qtr 2: 0; 2009 Qtr 3: 0; 2009 Qtr 4: 292; 2010 Qtr 1: 0; 2010 Qtr 2: 0; 2010 Qtr 3: 0; 2010 Qtr 4: 0; 2011 Qtr 1: 0; 2011 Qtr 2: 0; 2011 Qtr 3: 0; 2011 Qtr 4: 0 | 292
SDGE3012_EXP_EXP-ExpressEfficiencyRebateProgram | 213129-Software Plug Load Sensors |  | System | Commercial | 18-OFS-Office–Small-OffEquip | 0 |  |  |  |  | 5 | 15 | 0 | 0 | 0 | -10 | 227.001 |  | kWh | 0 | 0 | Commercial | [7 empty] | 5 | 0.7 |  |  |  | 0 | 199 | 0 | 0 | 0 | 0 | 0 | 0 | 0 | 0 | 0 | 0 | 2009 Qtr 1: 0; 2009 Qtr 2: 0; 2009 Qtr 3: 199; 2009 Qtr 4: 0; 2010 Qtr 1: 0; 2010 Qtr 2: 0; 2010 Qtr 3: 0; 2010 Qtr 4: 0; 2011 Qtr 1: 0; 2011 Qtr 2: 0; 2011 Qtr 3: 0; 2011 Qtr 4: 0 | 199
SDGE3012_EXP_EXP-ExpressEfficiencyRebateProgram | 213129-Software Plug Load Sensors |  | System | Commercial | 18-OFS-Office–Small-OffEquip | 0 |  |  |  |  | 5 | 15 | 0 | 0 | 0 | -10 | 227.001 |  | kWh | 0 | 0 | Commercial | [7 empty] | 5 | 0.7 |  |  |  | 0 | 382 | 0 | 0 | 0 | 0 | 0 | 0 | 0 | 0 | 0 | 0 | 2009 Qtr 1: 0; 2009 Qtr 2: 0; 2009 Qtr 3: 382; 2009 Qtr 4: 0; 2010 Qtr 1: 0; 2010 Qtr 2: 0; 2010 Qtr 3: 0; 2010 Qtr 4: 0; 2011 Qtr 1: 0; 2011 Qtr 2: 0; 2011 Qtr 3: 0; 2011 Qtr 4: 0 | 382
SDGE3012_EXP_EXP-ExpressEfficiencyRebateProgram | 213129-Software Plug Load Sensors |  | System | Commercial | 18-OFS-Office–Small-OffEquip | 0 |  |  |  |  | 5 | 15 | 0 | 0 | 0 | -10 | 227.001 |  | kWh | 0 | 0 | Commercial | [7 empty] | 5 | 0.7 |  |  |  | 0 | 130 | 0 | 0 | 0 | 0 | 0 | 0 | 0 | 0 | 0 | 0 | 2009 Qtr 1: 0; 2009 Qtr 2: 0; 2009 Qtr 3: 130; 2009 Qtr 4: 0; 2010 Qtr 1: 0; 2010 Qtr 2: 0; 2010 Qtr 3: 0; 2010 Qtr 4: 0; 2011 Qtr 1: 0; 2011 Qtr 2: 0; 2011 Qtr 3: 0; 2011 Qtr 4: 0 | 130
SDGE3012_EXP_EXP-ExpressEfficiencyRebateProgram | 213003-A/C - Reflective Window Film Inland |  | System | Commercial | 18-OFS-Office–Small-Cooling | 0 |  |  |  |  | 3.12 | 2.0049 | 0 | 0 | 0 | 1.1151 | 15.27 |  | kWh | 0.0023 | 0 | Commercial | [7 empty] | 10 | 0.85 |  |  |  | 0 | 205 | 0 | 0 | 0 | 0 | 0 | 0 | 0 | 0 | 0 | 0 | 2009 Qtr 1: 0; 2009 Qtr 2: 0; 2009 Qtr 3: 0; 2009 Qtr 4: 205; 2010 Qtr 1: 0; 2010 Qtr 2: 0; 2010 Qtr 3: 0; 2010 Qtr 4: 0; 2011 Qtr 1: 0; 2011 Qtr 2: 0; 2011 Qtr 3: 0; 2011 Qtr 4: 0 | 205
SDGE3012_EXP_EXP-ExpressEfficiencyRebateProgram | 213129-Software Plug Load Sensors |  | System | Commercial | 18-OFS-Office–Small-OffEquip | 0 |  |  |  |  | 5 | 15 | 0 | 0 | 0 | -10 | 227.001 |  | kWh | 0 | 0 | Commercial | [7 empty] | 5 | 0.7 |  |  |  | 0 | 76 | 0 | 0 | 0 | 0 | 0 | 0 | 0 | 0 | 0 | 0 | 2009 Qtr 1: 0; 2009 Qtr 2: 0; 2009 Qtr 3: 76; 2009 Qtr 4: 0; 2010 Qtr 1: 0; 2010 Qtr 2: 0; 2010 Qtr 3: 0; 2010 Qtr 4: 0; 2011 Qtr 1: 0; 2011 Qtr 2: 0; 2011 Qtr 3: 0; 2011 Qtr 4: 0 | 76
SDGE3012_EXP_EXP-ExpressEfficiencyRebateProgram | 213224-Lighting - Occupancy Sensor - Wall/Ceiling Mounted Lighting Sensor |  | System | Commercial | 01-ALC-AllCommercial-IntLight | 0 |  |  |  |  | 42.2833 | 83.5 | 0 | 0 | 0 | -41.2167 | 213.759 |  | kWh | 0.17617 | 0 | Commercial | [7 empty] | 8 | 0.84 |  |  |  | 0 | 8 | 0 | 0 | 0 | 0 | 0 | 0 | 0 | 0 | 0 | 0 | 2009 Qtr 1: 8; 2009 Qtr 2: 0; 2009 Qtr 3: 0; 2009 Qtr 4: 0; 2010 Qtr 1: 0; 2010 Qtr 2: 0; 2010 Qtr 3: 0; 2010 Qtr 4: 0; 2011 Qtr 1: 0; 2011 Qtr 2: 0; 2011 Qtr 3: 0; 2011 Qtr 4: 0 | 8
SDGE3012_EXP_EXP-ExpressEfficiencyRebateProgram | 213213-Lighting-Wall or Ceiling-mounted Lighting Sensor >= 500 watts |  | System | Commercial | 01-ALC-AllCommercial-IntLight | 0 |  |  |  |  | 141 | 83.5 | 0 | 0 | 0 | 57.5 | 789 |  | kWh | 0.381 | 0 | Commercial | [7 empty] | 8 | 0.84 |  |  |  | 0 | 12 | 0 | 0 | 0 | 0 | 0 | 0 | 0 | 0 | 0 | 0 | 2009 Qtr 1: 12; 2009 Qtr 2: 0; 2009 Qtr 3: 0; 2009 Qtr 4: 0; 2010 Qtr 1: 0; 2010 Qtr 2: 0; 2010 Qtr 3: 0; 2010 Qtr 4: 0; 2011 Qtr 1: 0; 2011 Qtr 2: 0; 2011 Qtr 3: 0; 2011 Qtr 4: 0 | 12
SDGE3012_EXP_EXP-ExpressEfficiencyRebateProgram | 213224-Lighting - Occupancy Sensor - Wall/Ceiling Mounted Lighting Sensor |  | System | Commercial | 01-ALC-AllCommercial-IntLight | 0 |  |  |  |  | 42.2833 | 83.5 | 0 | 0 | 0 | -41.2167 | 213.759 |  | kWh | 0.17617 | 0 | Commercial | [7 empty] | 8 | 0.84 |  |  |  | 0 | 44 | 0 | 0 | 0 | 0 | 0 | 0 | 0 | 0 | 0 | 0 | 2009 Qtr 1: 44; 2009 Qtr 2: 0; 2009 Qtr 3: 0; 2009 Qtr 4: 0; 2010 Qtr 1: 0; 2010 Qtr 2: 0; 2010 Qtr 3: 0; 2010 Qtr 4: 0; 2011 Qtr 1: 0; 2011 Qtr 2: 0; 2011 Qtr 3: 0; 2011 Qtr 4: 0 | 44
SDGE3012_EXP_EXP-ExpressEfficiencyRebateProgram | 213213-Lighting-Wall or Ceiling-mounted Lighting Sensor >= 500 watts |  | System | Commercial | 01-ALC-AllCommercial-IntLight | 0 |  |  |  |  | 141 | 83.5 | 0 | 0 | 0 | 57.5 | 789 |  | kWh | 0.381 | 0 | Commercial | [7 empty] | 8 | 0.84 |  |  |  | 0 | 12 | 0 | 0 | 0 | 0 | 0 | 0 | 0 | 0 | 0 | 0 | 2009 Qtr 1: 12; 2009 Qtr 2: 0; 2009 Qtr 3: 0; 2009 Qtr 4: 0; 2010 Qtr 1: 0; 2010 Qtr 2: 0; 2010 Qtr 3: 0; 2010 Qtr 4: 0; 2011 Qtr 1: 0; 2011 Qtr 2: 0; 2011 Qtr 3: 0; 2011 Qtr 4: 0 | 12
SDGE3012_EXP_EXP-ExpressEfficiencyRebateProgram | 213224-Lighting - Occupancy Sensor - Wall/Ceiling Mounted Lighting Sensor |  | System | Commercial | 01-ALC-AllCommercial-IntLight | 0 |  |  |  |  | 42.2833 | 83.5 | 0 | 0 | 0 | -41.2167 | 213.759 |  | kWh | 0.17617 | 0 | Commercial | [7 empty] | 8 | 0.84 |  |  |  | 0 | 20 | 0 | 0 | 0 | 0 | 0 | 0 | 0 | 0 | 0 | 0 | 2009 Qtr 1: 20; 2009 Qtr 2: 0; 2009 Qtr 3: 0; 2009 Qtr 4: 0; 2010 Qtr 1: 0; 2010 Qtr 2: 0; 2010 Qtr 3: 0; 2010 Qtr 4: 0; 2011 Qtr 1: 0; 2011 Qtr 2: 0; 2011 Qtr 3: 0; 2011 Qtr 4: 0 | 20
SDGE3012_EXP_EXP-ExpressEfficiencyRebateProgram | 213213-Lighting-Wall or Ceiling-mounted Lighting Sensor >= 500 watts |  | System | Commercial | 01-ALC-AllCommercial-IntLight | 0 |  |  |  |  | 141 | 83.5 | 0 | 0 | 0 | 57.5 | 789 |  | kWh | 0.381 | 0 | Commercial | [7 empty] | 8 | 0.84 |  |  |  | 0 | 14 | 0 | 0 | 0 | 0 | 0 | 0 | 0 | 0 | 0 | 0 | 2009 Qtr 1: 14; 2009 Qtr 2: 0; 2009 Qtr 3: 0; 2009 Qtr 4: 0; 2010 Qtr 1: 0; 2010 Qtr 2: 0; 2010 Qtr 3: 0; 2010 Qtr 4: 0; 2011 Qtr 1: 0; 2011 Qtr 2: 0; 2011 Qtr 3: 0; 2011 Qtr 4: 0 | 14
SDGE3012_EXP_EXP-ExpressEfficiencyRebateProgram | 213224-Lighting - Occupancy Sensor - Wall/Ceiling Mounted Lighting Sensor |  | System | Commercial | 01-ALC-AllCommercial-IntLight | 0 |  |  |  |  | 42.2833 | 83.5 | 0 | 0 | 0 | -41.2167 | 213.759 |  | kWh | 0.17617 | 0 | Commercial | [7 empty] | 8 | 0.84 |  |  |  | 0 | 23 | 0 | 0 | 0 | 0 | 0 | 0 | 0 | 0 | 0 | 0 | 2009 Qtr 1: 23; 2009 Qtr 2: 0; 2009 Qtr 3: 0; 2009 Qtr 4: 0; 2010 Qtr 1: 0; 2010 Qtr 2: 0; 2010 Qtr 3: 0; 2010 Qtr 4: 0; 2011 Qtr 1: 0; 2011 Qtr 2: 0; 2011 Qtr 3: 0; 2011 Qtr 4: 0 | 23
SDGE3012_EXP_EXP-ExpressEfficiencyRebateProgram | 213213-Lighting-Wall or Ceiling-mounted Lighting Sensor >= 500 watts |  | System | Commercial | 01-ALC-AllCommercial-IntLight | 0 |  |  |  |  | 141 | 83.5 | 0 | 0 | 0 | 57.5 | 789 |  | kWh | 0.381 | 0 | Commercial | [7 empty] | 8 | 0.84 |  |  |  | 0 | 10 | 0 | 0 | 0 | 0 | 0 | 0 | 0 | 0 | 0 | 0 | 2009 Qtr 1: 10; 2009 Qtr 2: 0; 2009 Qtr 3: 0; 2009 Qtr 4: 0; 2010 Qtr 1: 0; 2010 Qtr 2: 0; 2010 Qtr 3: 0; 2010 Qtr 4: 0; 2011 Qtr 1: 0; 2011 Qtr 2: 0; 2011 Qtr 3: 0; 2011 Qtr 4: 0 | 10
SDGE3012_EXP_EXP-ExpressEfficiencyRebateProgram | 213224-Lighting - Occupancy Sensor - Wall/Ceiling Mounted Lighting Sensor |  | System | Commercial | 01-ALC-AllCommercial-IntLight | 0 |  |  |  |  | 42.2833 | 83.5 | 0 | 0 | 0 | -41.2167 | 213.759 |  | kWh | 0.17617 | 0 | Commercial | [7 empty] | 8 | 0.84 |  |  |  | 0 | 42 | 0 | 0 | 0 | 0 | 0 | 0 | 0 | 0 | 0 | 0 | 2009 Qtr 1: 42; 2009 Qtr 2: 0; 2009 Qtr 3: 0; 2009 Qtr 4: 0; 2010 Qtr 1: 0; 2010 Qtr 2: 0; 2010 Qtr 3: 0; 2010 Qtr 4: 0; 2011 Qtr 1: 0; 2011 Qtr 2: 0; 2011 Qtr 3: 0; 2011 Qtr 4: 0 | 42
SDGE3012_EXP_EXP-ExpressEfficiencyRebateProgram | 213213-Lighting-Wall or Ceiling-mounted Lighting Sensor >= 500 watts |  | System | Commercial | 01-ALC-AllCommercial-IntLight | 0 |  |  |  |  | 141 | 83.5 | 0 | 0 | 0 | 57.5 | 789 |  | kWh | 0.381 | 0 | Commercial | [7 empty] | 8 | 0.84 |  |  |  | 0 | 7 | 0 | 0 | 0 | 0 | 0 | 0 | 0 | 0 | 0 | 0 | 2009 Qtr 1: 7; 2009 Qtr 2: 0; 2009 Qtr 3: 0; 2009 Qtr 4: 0; 2010 Qtr 1: 0; 2010 Qtr 2: 0; 2010 Qtr 3: 0; 2010 Qtr 4: 0; 2011 Qtr 1: 0; 2011 Qtr 2: 0; 2011 Qtr 3: 0; 2011 Qtr 4: 0 | 7
SDGE3012_EXP_EXP-ExpressEfficiencyRebateProgram | 213224-Lighting - Occupancy Sensor - Wall/Ceiling Mounted Lighting Sensor |  | System | Commercial | 01-ALC-AllCommercial-IntLight | 0 |  |  |  |  | 42.2833 | 83.5 | 0 | 0 | 0 | -41.2167 | 213.759 |  | kWh | 0.17617 | 0 | Commercial | [7 empty] | 8 | 0.84 |  |  |  | 0 | 3 | 0 | 0 | 0 | 0 | 0 | 0 | 0 | 0 | 0 | 0 | 2009 Qtr 1: 3; 2009 Qtr 2: 0; 2009 Qtr 3: 0; 2009 Qtr 4: 0; 2010 Qtr 1: 0; 2010 Qtr 2: 0; 2010 Qtr 3: 0; 2010 Qtr 4: 0; 2011 Qtr 1: 0; 2011 Qtr 2: 0; 2011 Qtr 3: 0; 2011 Qtr 4: 0 | 3
SDGE3012_EXP_EXP-ExpressEfficiencyRebateProgram | 213213-Lighting-Wall or Ceiling-mounted Lighting Sensor >= 500 watts |  | System | Commercial | 01-ALC-AllCommercial-IntLight | 0 |  |  |  |  | 141 | 83.5 | 0 | 0 | 0 | 57.5 | 789 |  | kWh | 0.381 | 0 | Commercial | [7 empty] | 8 | 0.84 |  |  |  | 0 | 2 | 0 | 0 | 0 | 0 | 0 | 0 | 0 | 0 | 0 | 0 | 2009 Qtr 1: 2; 2009 Qtr 2: 0; 2009 Qtr 3: 0; 2009 Qtr 4: 0; 2010 Qtr 1: 0; 2010 Qtr 2: 0; 2010 Qtr 3: 0; 2010 Qtr 4: 0; 2011 Qtr 1: 0; 2011 Qtr 2: 0; 2011 Qtr 3: 0; 2011 Qtr 4: 0 | 2
SDGE3012_EXP_EXP-ExpressEfficiencyRebateProgram | 213224-Lighting - Occupancy Sensor - Wall/Ceiling Mounted Lighting Sensor |  | System | Commercial | 01-ALC-AllCommercial-IntLight | 0 |  |  |  |  | 42.2833 | 83.5 | 0 | 0 | 0 | -41.2167 | 213.759 |  | kWh | 0.17617 | 0 | Commercial | [7 empty] | 8 | 0.84 |  |  |  | 0 | 7 | 0 | 0 | 0 | 0 | 0 | 0 | 0 | 0 | 0 | 0 | 2009 Qtr 1: 7; 2009 Qtr 2: 0; 2009 Qtr 3: 0; 2009 Qtr 4: 0; 2010 Qtr 1: 0; 2010 Qtr 2: 0; 2010 Qtr 3: 0; 2010 Qtr 4: 0; 2011 Qtr 1: 0; 2011 Qtr 2: 0; 2011 Qtr 3: 0; 2011 Qtr 4: 0 | 7
SDGE3012_EXP_EXP-ExpressEfficiencyRebateProgram | 213213-Lighting-Wall or Ceiling-mounted Lighting Sensor >= 500 watts |  | System | Commercial | 01-ALC-AllCommercial-IntLight | 0 |  |  |  |  | 141 | 83.5 | 0 | 0 | 0 | 57.5 | 789 |  | kWh | 0.381 | 0 | Commercial | [7 empty] | 8 | 0.84 |  |  |  | 0 | 2 | 0 | 0 | 0 | 0 | 0 | 0 | 0 | 0 | 0 | 0 | 2009 Qtr 1: 2; 2009 Qtr 2: 0; 2009 Qtr 3: 0; 2009 Qtr 4: 0; 2010 Qtr 1: 0; 2010 Qtr 2: 0; 2010 Qtr 3: 0; 2010 Qtr 4: 0; 2011 Qtr 1: 0; 2011 Qtr 2: 0; 2011 Qtr 3: 0; 2011 Qtr 4: 0 | 2
SDGE3012_EXP_EXP-ExpressEfficiencyRebateProgram | 213129-Software Plug Load Sensors |  | System | Commercial | 18-OFS-Office–Small-OffEquip | 0 |  |  |  |  | 5 | 15 | 0 | 0 | 0 | -10 | 227.001 |  | kWh | 0 | 0 | Commercial | [7 empty] | 5 | 0.7 |  |  |  | 0 | 224 | 0 | 0 | 0 | 0 | 0 | 0 | 0 | 0 | 0 | 0 | 2009 Qtr 1: 0; 2009 Qtr 2: 0; 2009 Qtr 3: 224; 2009 Qtr 4: 0; 2010 Qtr 1: 0; 2010 Qtr 2: 0; 2010 Qtr 3: 0; 2010 Qtr 4: 0; 2011 Qtr 1: 0; 2011 Qtr 2: 0; 2011 Qtr 3: 0; 2011 Qtr 4: 0 | 224
SDGE3012_EXP_EXP-ExpressEfficiencyRebateProgram | 213084-Refrigeration -Cooler/Freezer Door Gaskets - Solid Doors: Cooler |  | System | Commercial | 09-GRO-Grocery-REFG | 0 |  |  |  |  | 2.25 | 4.12 | 0 | 0 | 0 | -1.87 | 104.55 |  | kWh | 0.01195 | 0 | Commercial | [7 empty] | 4 | 0.76 |  |  |  | 0 | 16 | 0 | 0 | 0 | 0 | 0 | 0 | 0 | 0 | 0 | 0 | 2009 Qtr 1: 0; 2009 Qtr 2: 0; 2009 Qtr 3: 0; 2009 Qtr 4: 16; 2010 Qtr 1: 0; 2010 Qtr 2: 0; 2010 Qtr 3: 0; 2010 Qtr 4: 0; 2011 Qtr 1: 0; 2011 Qtr 2: 0; 2011 Qtr 3: 0; 2011 Qtr 4: 0 | 16
SDGE3012_EXP_EXP-ExpressEfficiencyRebateProgram | 213084-Refrigeration -Cooler/Freezer Door Gaskets - Solid Doors: Cooler |  | System | Commercial | 09-GRO-Grocery-REFG | 0 |  |  |  |  | 2.25 | 4.0061 | 0 | 0 | 0 | -1.7561 | 104.55 |  | kWh | 0.01195 | 0 | Commercial | [7 empty] | 4 | 0.76 |  |  |  | 0 | 33 | 0 | 0 | 0 | 0 | 0 | 0 | 0 | 0 | 0 | 0 | 2009 Qtr 1: 0; 2009 Qtr 2: 0; 2009 Qtr 3: 0; 2009 Qtr 4: 33; 2010 Qtr 1: 0; 2010 Qtr 2: 0; 2010 Qtr 3: 0; 2010 Qtr 4: 0; 2011 Qtr 1: 0; 2011 Qtr 2: 0; 2011 Qtr 3: 0; 2011 Qtr 4: 0 | 33
SDGE3012_EXP_EXP-ExpressEfficiencyRebateProgram | 213084-Refrigeration -Cooler/Freezer Door Gaskets - Solid Doors: Cooler |  | System | Commercial | 09-GRO-Grocery-REFG | 0 |  |  |  |  | 2.25 | 4.1225 | 0 | 0 | 0 | -1.8725 | 104.55 |  | kWh | 0.01195 | 0 | Commercial | [7 empty] | 4 | 0.76 |  |  |  | 0 | 32 | 0 | 0 | 0 | 0 | 0 | 0 | 0 | 0 | 0 | 0 | 2009 Qtr 1: 0; 2009 Qtr 2: 0; 2009 Qtr 3: 0; 2009 Qtr 4: 32; 2010 Qtr 1: 0; 2010 Qtr 2: 0; 2010 Qtr 3: 0; 2010 Qtr 4: 0; 2011 Qtr 1: 0; 2011 Qtr 2: 0; 2011 Qtr 3: 0; 2011 Qtr 4: 0 | 32
SDGE3012_EXP_EXP-ExpressEfficiencyRebateProgram | 213084-Refrigeration -Cooler/Freezer Door Gaskets - Solid Doors: Cooler |  | System | Commercial | 09-GRO-Grocery-REFG | 0 |  |  |  |  | 2.25 | 4.13 | 0 | 0 | 0 | -1.88 | 104.55 |  | kWh | 0.01195 | 0 | Commercial | [7 empty] | 4 | 0.76 |  |  |  | 0 | 16 | 0 | 0 | 0 | 0 | 0 | 0 | 0 | 0 | 0 | 0 | 2009 Qtr 1: 0; 2009 Qtr 2: 0; 2009 Qtr 3: 0; 2009 Qtr 4: 16; 2010 Qtr 1: 0; 2010 Qtr 2: 0; 2010 Qtr 3: 0; 2010 Qtr 4: 0; 2011 Qtr 1: 0; 2011 Qtr 2: 0; 2011 Qtr 3: 0; 2011 Qtr 4: 0 | 16
SDGE3012_EXP_EXP-ExpressEfficiencyRebateProgram | 213084-Refrigeration -Cooler/Freezer Door Gaskets - Solid Doors: Cooler |  | System | Commercial | 09-GRO-Grocery-REFG | 0 |  |  |  |  | 2.25 | 4.0297 | 0 | 0 | 0 | -1.7797 | 104.55 |  | kWh | 0.01195 | 0 | Commercial | [7 empty] | 4 | 0.76 |  |  |  | 0 | 39 | 0 | 0 | 0 | 0 | 0 | 0 | 0 | 0 | 0 | 0 | 2009 Qtr 1: 0; 2009 Qtr 2: 0; 2009 Qtr 3: 0; 2009 Qtr 4: 39; 2010 Qtr 1: 0; 2010 Qtr 2: 0; 2010 Qtr 3: 0; 2010 Qtr 4: 0; 2011 Qtr 1: 0; 2011 Qtr 2: 0; 2011 Qtr 3: 0; 2011 Qtr 4: 0 | 39
SDGE3012_EXP_EXP-ExpressEfficiencyRebateProgram | 213085-Refrigeration -Strip Curtains for Walk-ins |  | System | Commercial | 20-RFF-Restaurant–FastFood-Refrig | 0 |  |  |  |  | 10.2164 | 3 | 0 | 0 | 0 | 7.2164 | 465 |  | kWh | 0.053 | 0 | Commercial | [7 empty] | 4 | 0.46 |  |  |  | 0 | 20 | 0 | 0 | 0 | 0 | 0 | 0 | 0 | 0 | 0 | 0 | 2009 Qtr 1: 20; 2009 Qtr 2: 0; 2009 Qtr 3: 0; 2009 Qtr 4: 0; 2010 Qtr 1: 0; 2010 Qtr 2: 0; 2010 Qtr 3: 0; 2010 Qtr 4: 0; 2011 Qtr 1: 0; 2011 Qtr 2: 0; 2011 Qtr 3: 0; 2011 Qtr 4: 0 | 20
SDGE3012_EXP_EXP-ExpressEfficiencyRebateProgram | 213084-Refrigeration -Cooler/Freezer Door Gaskets - Solid Doors: Cooler |  | System | Commercial | 09-GRO-Grocery-REFG | 0 |  |  |  |  | 2.25 | 4 | 0 | 0 | 0 | -1.75 | 104.55 |  | kWh | 0.01195 | 0 | Commercial | [7 empty] | 4 | 0.76 |  |  |  | 0 | 364 | 0 | 0 | 0 | 0 | 0 | 0 | 0 | 0 | 0 | 0 | 2009 Qtr 1: 364; 2009 Qtr 2: 0; 2009 Qtr 3: 0; 2009 Qtr 4: 0; 2010 Qtr 1: 0; 2010 Qtr 2: 0; 2010 Qtr 3: 0; 2010 Qtr 4: 0; 2011 Qtr 1: 0; 2011 Qtr 2: 0; 2011 Qtr 3: 0; 2011 Qtr 4: 0 | 364
SDGE3012_EXP_EXP-ExpressEfficiencyRebateProgram | 213083-Refrigeration -Cooler/Freezer Door Gaskets - Glass Doors |  | System | Commercial | 09-GRO-Grocery-REFG | 0 |  |  |  |  | 2.25 | 4 | 0 | 0 | 0 | -1.75 | 104.55 |  | kWh | 0.01195 | 0 | Commercial | [7 empty] | 4 | 0.76 |  |  |  | 0 | 165 | 0 | 0 | 0 | 0 | 0 | 0 | 0 | 0 | 0 | 0 | 2009 Qtr 1: 0; 2009 Qtr 2: 0; 2009 Qtr 3: 0; 2009 Qtr 4: 165; 2010 Qtr 1: 0; 2010 Qtr 2: 0; 2010 Qtr 3: 0; 2010 Qtr 4: 0; 2011 Qtr 1: 0; 2011 Qtr 2: 0; 2011 Qtr 3: 0; 2011 Qtr 4: 0 | 165
SDGE3012_EXP_EXP-ExpressEfficiencyRebateProgram | 213083-Refrigeration -Cooler/Freezer Door Gaskets - Glass Doors |  | System | Commercial | 09-GRO-Grocery-REFG | 0 |  |  |  |  | 2.25 | 4 | 0 | 0 | 0 | -1.75 | 104.55 |  | kWh | 0.01195 | 0 | Commercial | [7 empty] | 4 | 0.76 |  |  |  | 0 | 195 | 0 | 0 | 0 | 0 | 0 | 0 | 0 | 0 | 0 | 0 | 2009 Qtr 1: 0; 2009 Qtr 2: 0; 2009 Qtr 3: 0; 2009 Qtr 4: 195; 2010 Qtr 1: 0; 2010 Qtr 2: 0; 2010 Qtr 3: 0; 2010 Qtr 4: 0; 2011 Qtr 1: 0; 2011 Qtr 2: 0; 2011 Qtr 3: 0; 2011 Qtr 4: 0 | 195
SDGE3012_EXP_EXP-ExpressEfficiencyRebateProgram | 213163-Food Service - Steamer-Electric |  | System | Commercial | 21-RSD-Restaurant–SitDown-PROC_OTH | 0 |  |  |  |  | 4150 | 750 | 0 | 0 | 0 | 3400 | 11166 |  | kWh | 2.5 | 0 | Commercial | [7 empty] | 12 | 0.7 |  |  |  | 0 | 1 | 0 | 0 | 0 | 0 | 0 | 0 | 0 | 0 | 0 | 0 | 2009 Qtr 1: 0; 2009 Qtr 2: 0; 2009 Qtr 3: 0; 2009 Qtr 4: 1; 2010 Qtr 1: 0; 2010 Qtr 2: 0; 2010 Qtr 3: 0; 2010 Qtr 4: 0; 2011 Qtr 1: 0; 2011 Qtr 2: 0; 2011 Qtr 3: 0; 2011 Qtr 4: 0 | 1
SDGE3012_EXP_EXP-ExpressEfficiencyRebateProgram | 213083-Refrigeration -Cooler/Freezer Door Gaskets - Glass Doors |  | System | Commercial | 09-GRO-Grocery-REFG | 0 |  |  |  |  | 2.25 | 4 | 0 | 0 | 0 | -1.75 | 104.55 |  | kWh | 0.01195 | 0 | Commercial | [7 empty] | 4 | 0.76 |  |  |  | 0 | 218 | 0 | 0 | 0 | 0 | 0 | 0 | 0 | 0 | 0 | 0 | 2009 Qtr 1: 0; 2009 Qtr 2: 0; 2009 Qtr 3: 0; 2009 Qtr 4: 218; 2010 Qtr 1: 0; 2010 Qtr 2: 0; 2010 Qtr 3: 0; 2010 Qtr 4: 0; 2011 Qtr 1: 0; 2011 Qtr 2: 0; 2011 Qtr 3: 0; 2011 Qtr 4: 0 | 218
SDGE3012_EXP_EXP-ExpressEfficiencyRebateProgram | 213084-Refrigeration -Cooler/Freezer Door Gaskets - Solid Doors: Cooler |  | System | Commercial | 09-GRO-Grocery-REFG | 0 |  |  |  |  | 2.25 | 4.0727 | 0 | 0 | 0 | -1.8227 | 104.55 |  | kWh | 0.01195 | 0 | Commercial | [7 empty] | 4 | 0.76 |  |  |  | 0 | 33 | 0 | 0 | 0 | 0 | 0 | 0 | 0 | 0 | 0 | 0 | 2009 Qtr 1: 0; 2009 Qtr 2: 0; 2009 Qtr 3: 0; 2009 Qtr 4: 33; 2010 Qtr 1: 0; 2010 Qtr 2: 0; 2010 Qtr 3: 0; 2010 Qtr 4: 0; 2011 Qtr 1: 0; 2011 Qtr 2: 0; 2011 Qtr 3: 0; 2011 Qtr 4: 0 | 33
SDGE3012_EXP_EXP-ExpressEfficiencyRebateProgram | 213230-Lighting - Occupancy Sensor - High-Bay Sensor |  | System | Commercial | 01-ALC-AllCommercial-IntLight | 0 |  |  |  |  | 221.37 | 100 | 0 | 0 | 0 | 121.37 | 2048.6045 |  | kWh | 0.465 | 0 | Commercial | [7 empty] | 8 | 0.84 |  |  |  | 0 | 31 | 0 | 0 | 0 | 0 | 0 | 0 | 0 | 0 | 0 | 0 | 2009 Qtr 1: 0; 2009 Qtr 2: 0; 2009 Qtr 3: 31; 2009 Qtr 4: 0; 2010 Qtr 1: 0; 2010 Qtr 2: 0; 2010 Qtr 3: 0; 2010 Qtr 4: 0; 2011 Qtr 1: 0; 2011 Qtr 2: 0; 2011 Qtr 3: 0; 2011 Qtr 4: 0 | 31
SDGE3012_EXP_EXP-ExpressEfficiencyRebateProgram | 213202-Food Service-Commercial Gas Large Vat Fryer, Cooking Efficiency >= 50% |  | System | Commercial | [6 empty] | 3122 | 500 | 0 | 0 | 0 | 2622 | 0 |  | 0 | 0 | 578 | Commercial |  | Annual | [5 empty] | 12 | 0.7 |  |  |  | 0 | 2 | 0 | 0 | 0 | 0 | 0 | 0 | 0 | 0 | 0 | 0 | 2009 Qtr 1: 2; 2009 Qtr 2: 0; 2009 Qtr 3: 0; 2009 Qtr 4: 0; 2010 Qtr 1: 0; 2010 Qtr 2: 0; 2010 Qtr 3: 0; 2010 Qtr 4: 0; 2011 Qtr 1: 0; 2011 Qtr 2: 0; 2011 Qtr 3: 0; 2011 Qtr 4: 0 | 2
SDGE3012_EXP_EXP-ExpressEfficiencyRebateProgram | 213172-Food Service - Convection Oven-Gas |  | System | Commercial | [6 empty] | 3144 | 500 | 0 | 0 | 0 | 2644 | 0 |  | 0 | 0 | 323 | Commercial |  | Annual | [5 empty] | 12 | 0.7 |  |  |  | 0 | 2 | 0 | 0 | 0 | 0 | 0 | 0 | 0 | 0 | 0 | 0 | 2009 Qtr 1: 2; 2009 Qtr 2: 0; 2009 Qtr 3: 0; 2009 Qtr 4: 0; 2010 Qtr 1: 0; 2010 Qtr 2: 0; 2010 Qtr 3: 0; 2010 Qtr 4: 0; 2011 Qtr 1: 0; 2011 Qtr 2: 0; 2011 Qtr 3: 0; 2011 Qtr 4: 0 | 2
SDGE3012_EXP_EXP-ExpressEfficiencyRebateProgram | 213084-Refrigeration -Cooler/Freezer Door Gaskets - Solid Doors: Cooler |  | System | Commercial | 09-GRO-Grocery-REFG | 0 |  |  |  |  | 2.25 | 4.0171 | 0 | 0 | 0 | -1.7671 | 104.55 |  | kWh | 0.01195 | 0 | Commercial | [7 empty] | 4 | 0.76 |  |  |  | 0 | 124 | 0 | 0 | 0 | 0 | 0 | 0 | 0 | 0 | 0 | 0 | 2009 Qtr 1: 0; 2009 Qtr 2: 0; 2009 Qtr 3: 0; 2009 Qtr 4: 124; 2010 Qtr 1: 0; 2010 Qtr 2: 0; 2010 Qtr 3: 0; 2010 Qtr 4: 0; 2011 Qtr 1: 0; 2011 Qtr 2: 0; 2011 Qtr 3: 0; 2011 Qtr 4: 0 | 124
SDGE3012_EXP_EXP-ExpressEfficiencyRebateProgram | 213084-Refrigeration -Cooler/Freezer Door Gaskets - Solid Doors: Cooler |  | System | Commercial | 09-GRO-Grocery-REFG | 0 |  |  |  |  | 2.25 | 4.04 | 0 | 0 | 0 | -1.79 | 104.55 |  | kWh | 0.01195 | 0 | Commercial | [7 empty] | 4 | 0.76 |  |  |  | 0 | 75 | 0 | 0 | 0 | 0 | 0 | 0 | 0 | 0 | 0 | 0 | 2009 Qtr 1: 0; 2009 Qtr 2: 0; 2009 Qtr 3: 0; 2009 Qtr 4: 75; 2010 Qtr 1: 0; 2010 Qtr 2: 0; 2010 Qtr 3: 0; 2010 Qtr 4: 0; 2011 Qtr 1: 0; 2011 Qtr 2: 0; 2011 Qtr 3: 0; 2011 Qtr 4: 0 | 75
SDGE3012_EXP_EXP-ExpressEfficiencyRebateProgram | 213084-Refrigeration -Cooler/Freezer Door Gaskets - Solid Doors: Cooler |  | System | Commercial | 09-GRO-Grocery-REFG | 0 |  |  |  |  | 2.25 | 4.0139 | 0 | 0 | 0 | -1.7639 | 104.55 |  | kWh | 0.01195 | 0 | Commercial | [7 empty] | 4 | 0.76 |  |  |  | 0 | 101 | 0 | 0 | 0 | 0 | 0 | 0 | 0 | 0 | 0 | 0 | 2009 Qtr 1: 0; 2009 Qtr 2: 0; 2009 Qtr 3: 0; 2009 Qtr 4: 101; 2010 Qtr 1: 0; 2010 Qtr 2: 0; 2010 Qtr 3: 0; 2010 Qtr 4: 0; 2011 Qtr 1: 0; 2011 Qtr 2: 0; 2011 Qtr 3: 0; 2011 Qtr 4: 0 | 101
SDGE3012_EXP_EXP-ExpressEfficiencyRebateProgram | 213147-Premium T8 with T12 34Watt Baseline |  | System | Commercial | 18-OFS-Office–Small-IntLight | 0 |  |  |  |  | 32.3249 | 7.7087 | 0 | 0 | 0 | 24.6162 | 50.5326 |  | kWh | 0.01079 | 0 | Commercial | [7 empty] | 15 | 0.78 |  |  |  | 0 | 272.4181 | 0 | 0 | 0 | 0 | 0 | 0 | 0 | 0 | 0 | 0 | 2009 Qtr 1: 0; 2009 Qtr 2: 0; 2009 Qtr 3: 0; 2009 Qtr 4: 272.4181; 2010 Qtr 1: 0; 2010 Qtr 2: 0; 2010 Qtr 3: 0; 2010 Qtr 4: 0; 2011 Qtr 1: 0; 2011 Qtr 2: 0; 2011 Qtr 3: 0; 2011 Qtr 4: 0 | 272.4181
SDGE3012_EXP_EXP-ExpressEfficiencyRebateProgram | 213053-Lighting - Remove 4 Ft T-8 (De-Lamp) |  | System | Commercial | [6 empty] | 12.4625 | 12.8479 | 0 | 0 | 0 | -0.38544 | 137.2559 |  | 0 | 0.026384 | -2.5676 | Commercial |  | Winter Only | [5 empty] | 15 | 0.77 |  |  |  | 0 | 168.1209 | 0 | 0 | 0 | 0 | 0 | 0 | 0 | 0 | 0 | 0 | 2009 Qtr 1: 0; 2009 Qtr 2: 0; 2009 Qtr 3: 0; 2009 Qtr 4: 168.1209; 2010 Qtr 1: 0; 2010 Qtr 2: 0; 2010 Qtr 3: 0; 2010 Qtr 4: 0; 2011 Qtr 1: 0; 2011 Qtr 2: 0; 2011 Qtr 3: 0; 2011 Qtr 4: 0 | 168.1209
SDGE3012_EXP_EXP-ExpressEfficiencyRebateProgram | 213083-Refrigeration -Cooler/Freezer Door Gaskets - Glass Doors |  | System | Commercial | 09-GRO-Grocery-REFG | 0 |  |  |  |  | 2.25 | 4 | 0 | 0 | 0 | -1.75 | 104.55 |  | kWh | 0.01195 | 0 | Commercial | [7 empty] | 4 | 0.76 |  |  |  | 0 | 837 | 0 | 0 | 0 | 0 | 0 | 0 | 0 | 0 | 0 | 0 | 2009 Qtr 1: 0; 2009 Qtr 2: 0; 2009 Qtr 3: 0; 2009 Qtr 4: 837; 2010 Qtr 1: 0; 2010 Qtr 2: 0; 2010 Qtr 3: 0; 2010 Qtr 4: 0; 2011 Qtr 1: 0; 2011 Qtr 2: 0; 2011 Qtr 3: 0; 2011 Qtr 4: 0 | 837
SDGE3012_EXP_EXP-ExpressEfficiencyRebateProgram | 213140-Low Flow Showerhead |  | System | Commercial | 36-GST-Lodging-GuestRooms-Vent/Fan | 0 |  |  |  |  | 37.9464 | 18 | 0 | 0 | 0 | 19.9464 | 57.8762 |  | kWh | 0.012733 | 6.664 | Commercial |  | Annual | [5 empty] | 10 | 0.7 |  |  |  | 0 | 211 | 0 | 0 | 0 | 0 | 0 | 0 | 0 | 0 | 0 | 0 | 2009 Qtr 1: 0; 2009 Qtr 2: 0; 2009 Qtr 3: 0; 2009 Qtr 4: 211; 2010 Qtr 1: 0; 2010 Qtr 2: 0; 2010 Qtr 3: 0; 2010 Qtr 4: 0; 2011 Qtr 1: 0; 2011 Qtr 2: 0; 2011 Qtr 3: 0; 2011 Qtr 4: 0 | 211
SDGE3012_EXP_EXP-ExpressEfficiencyRebateProgram | 213222-Lighting - Screw in 14-26 Watt Lamp |  | System | Commercial | [6 empty] | 6.3587 | 8.101 | 0 | 0 | 0 | -1.7423 | 194.1729 |  | 0 | 0.038993 | -2.6224 | Commercial |  | Winter Only | [5 empty] | 2.47 | 0.81 |  |  |  | 0.797 | 4.9377 | 0 | 0 | 0 | 0 | 0 | 0 | 0 | 0 | 0 | 0 | 2009 Qtr 1: 0; 2009 Qtr 2: 0; 2009 Qtr 3: 0; 2009 Qtr 4: 4.9377; 2010 Qtr 1: 0; 2010 Qtr 2: 0; 2010 Qtr 3: 0; 2010 Qtr 4: 0; 2011 Qtr 1: 0; 2011 Qtr 2: 0; 2011 Qtr 3: 0; 2011 Qtr 4: 0 | 4.9377
SDGE3012_EXP_EXP-ExpressEfficiencyRebateProgram | 213147-Premium T8 with T12 34Watt Baseline |  | System | Commercial | 18-OFS-Office–Small-IntLight | 0 |  |  |  |  | 32.3249 | 7.7087 | 0 | 0 | 0 | 24.6162 | 50.5326 |  | kWh | 0.01079 | 0 | Commercial | [7 empty] | 15 | 0.78 |  |  |  | 0 | 143.2141 | 0 | 0 | 0 | 0 | 0 | 0 | 0 | 0 | 0 | 0 | 2009 Qtr 1: 0; 2009 Qtr 2: 0; 2009 Qtr 3: 0; 2009 Qtr 4: 143.2141; 2010 Qtr 1: 0; 2010 Qtr 2: 0; 2010 Qtr 3: 0; 2010 Qtr 4: 0; 2011 Qtr 1: 0; 2011 Qtr 2: 0; 2011 Qtr 3: 0; 2011 Qtr 4: 0 | 143.2141
SDGE3012_EXP_EXP-ExpressEfficiencyRebateProgram | 213053-Lighting - Remove 4 Ft T-8 (De-Lamp) |  | System | Commercial | [6 empty] | 12.4625 | 12.8479 | 0 | 0 | 0 | -0.38544 | 137.2559 |  | 0 | 0.026384 | -2.5676 | Commercial |  | Winter Only | [5 empty] | 15 | 0.77 |  |  |  | 0 | 143.2141 | 0 | 0 | 0 | 0 | 0 | 0 | 0 | 0 | 0 | 0 | 2009 Qtr 1: 0; 2009 Qtr 2: 0; 2009 Qtr 3: 0; 2009 Qtr 4: 143.2141; 2010 Qtr 1: 0; 2010 Qtr 2: 0; 2010 Qtr 3: 0; 2010 Qtr 4: 0; 2011 Qtr 1: 0; 2011 Qtr 2: 0; 2011 Qtr 3: 0; 2011 Qtr 4: 0 | 143.2141
SDGE3012_EXP_EXP-ExpressEfficiencyRebateProgram | 213230-Lighting - Occupancy Sensor - High-Bay Sensor |  | System | Commercial | 01-ALC-AllCommercial-IntLight | 0 |  |  |  |  | 221.37 | 100 | 0 | 0 | 0 | 121.37 | 2048.6045 |  | kWh | 0.465 | 0 | Commercial | [7 empty] | 8 | 0.84 |  |  |  | 0 | 26 | 0 | 0 | 0 | 0 | 0 | 0 | 0 | 0 | 0 | 0 | 2009 Qtr 1: 0; 2009 Qtr 2: 0; 2009 Qtr 3: 26; 2009 Qtr 4: 0; 2010 Qtr 1: 0; 2010 Qtr 2: 0; 2010 Qtr 3: 0; 2010 Qtr 4: 0; 2011 Qtr 1: 0; 2011 Qtr 2: 0; 2011 Qtr 3: 0; 2011 Qtr 4: 0 | 26
SDGE3012_EXP_EXP-ExpressEfficiencyRebateProgram | 213011-Lighting - 2 Ft 2nd Gen. T-8 with Elec. Ballast |  | System | Commercial | 18-OFS-Office–Small-IntLight | 0 |  |  |  |  | 26.9806 | 6.4239 | 0 | 0 | 0 | 20.5566 | 70.927 |  | kWh | 0.010327 | 0 | Commercial | [7 empty] | 15 | 0.78 |  |  |  | 0 | 208.5945 | 0 | 0 | 0 | 0 | 0 | 0 | 0 | 0 | 0 | 0 | 2009 Qtr 1: 0; 2009 Qtr 2: 0; 2009 Qtr 3: 208.5945; 2009 Qtr 4: 0; 2010 Qtr 1: 0; 2010 Qtr 2: 0; 2010 Qtr 3: 0; 2010 Qtr 4: 0; 2011 Qtr 1: 0; 2011 Qtr 2: 0; 2011 Qtr 3: 0; 2011 Qtr 4: 0 | 208.5945
SDGE3012_EXP_EXP-ExpressEfficiencyRebateProgram | 213147-Premium T8 with T12 34Watt Baseline |  | System | Commercial | 18-OFS-Office–Small-IntLight | 0 |  |  |  |  | 32.3249 | 7.7087 | 0 | 0 | 0 | 24.6162 | 50.5326 |  | kWh | 0.01079 | 0 | Commercial | [7 empty] | 15 | 0.78 |  |  |  | 0 | 865.5113 | 0 | 0 | 0 | 0 | 0 | 0 | 0 | 0 | 0 | 0 | 2009 Qtr 1: 0; 2009 Qtr 2: 0; 2009 Qtr 3: 865.5113; 2009 Qtr 4: 0; 2010 Qtr 1: 0; 2010 Qtr 2: 0; 2010 Qtr 3: 0; 2010 Qtr 4: 0; 2011 Qtr 1: 0; 2011 Qtr 2: 0; 2011 Qtr 3: 0; 2011 Qtr 4: 0 | 865.5113
SDGE3012_EXP_EXP-ExpressEfficiencyRebateProgram | 213053-Lighting - Remove 4 Ft T-8 (De-Lamp) |  | System | Commercial | [6 empty] | 12.4625 | 12.8479 | 0 | 0 | 0 | -0.38544 | 137.2559 |  | 0 | 0.026384 | -2.5676 | Commercial |  | Winter Only | [5 empty] | 15 | 0.77 |  |  |  | 0 | 208.5945 | 0 | 0 | 0 | 0 | 0 | 0 | 0 | 0 | 0 | 0 | 2009 Qtr 1: 0; 2009 Qtr 2: 0; 2009 Qtr 3: 208.5945; 2009 Qtr 4: 0; 2010 Qtr 1: 0; 2010 Qtr 2: 0; 2010 Qtr 3: 0; 2010 Qtr 4: 0; 2011 Qtr 1: 0; 2011 Qtr 2: 0; 2011 Qtr 3: 0; 2011 Qtr 4: 0 | 208.5945
SDGE3012_EXP_EXP-ExpressEfficiencyRebateProgram | 213054-Lighting - Remove 8 Ft T-8 (De-Lamp) |  | System | Commercial | 18-OFS-Office–Small-IntLight | 0 |  |  |  |  | 33.283 | 32.1197 | 0 | 0 | 0 | 1.1632 | 441.1634 |  | kWh | 0.065769 | 0 | Commercial | [7 empty] | 15 | 0.77 |  |  |  | 0 | 337.0202 | 0 | 0 | 0 | 0 | 0 | 0 | 0 | 0 | 0 | 0 | 2009 Qtr 1: 0; 2009 Qtr 2: 0; 2009 Qtr 3: 337.0202; 2009 Qtr 4: 0; 2010 Qtr 1: 0; 2010 Qtr 2: 0; 2010 Qtr 3: 0; 2010 Qtr 4: 0; 2011 Qtr 1: 0; 2011 Qtr 2: 0; 2011 Qtr 3: 0; 2011 Qtr 4: 0 | 337.0202
SDGE3012_EXP_EXP-ExpressEfficiencyRebateProgram | 213003-A/C - Reflective Window Film Inland |  | System | Commercial | 18-OFS-Office–Small-Cooling | 0 |  |  |  |  | 3.12 | 2 | 0 | 0 | 0 | 1.12 | 15.27 |  | kWh | 0.0023 | 0 | Commercial | [7 empty] | 10 | 0.85 |  |  |  | 0 | 924 | 0 | 0 | 0 | 0 | 0 | 0 | 0 | 0 | 0 | 0 | 2009 Qtr 1: 0; 2009 Qtr 2: 0; 2009 Qtr 3: 0; 2009 Qtr 4: 924; 2010 Qtr 1: 0; 2010 Qtr 2: 0; 2010 Qtr 3: 0; 2010 Qtr 4: 0; 2011 Qtr 1: 0; 2011 Qtr 2: 0; 2011 Qtr 3: 0; 2011 Qtr 4: 0 | 924
SDGE3012_EXP_EXP-ExpressEfficiencyRebateProgram | 213084-Refrigeration -Cooler/Freezer Door Gaskets - Solid Doors: Cooler |  | System | Commercial | 09-GRO-Grocery-REFG | 0 |  |  |  |  | 2.25 | 4.0069 | 0 | 0 | 0 | -1.7569 | 104.55 |  | kWh | 0.01195 | 0 | Commercial | [7 empty] | 4 | 0.76 |  |  |  | 0 | 87 | 0 | 0 | 0 | 0 | 0 | 0 | 0 | 0 | 0 | 0 | 2009 Qtr 1: 0; 2009 Qtr 2: 0; 2009 Qtr 3: 0; 2009 Qtr 4: 87; 2010 Qtr 1: 0; 2010 Qtr 2: 0; 2010 Qtr 3: 0; 2010 Qtr 4: 0; 2011 Qtr 1: 0; 2011 Qtr 2: 0; 2011 Qtr 3: 0; 2011 Qtr 4: 0 | 87
SDGE3012_EXP_EXP-ExpressEfficiencyRebateProgram | 213003-A/C - Reflective Window Film Inland |  | System | Commercial | 18-OFS-Office–Small-Cooling | 0 |  |  |  |  | 3.12 | 2 | 0 | 0 | 0 | 1.12 | 15.27 |  | kWh | 0.0023 | 0 | Commercial | [7 empty] | 10 | 0.85 |  |  |  | 0 | 238 | 0 | 0 | 0 | 0 | 0 | 0 | 0 | 0 | 0 | 0 | 2009 Qtr 1: 0; 2009 Qtr 2: 0; 2009 Qtr 3: 238; 2009 Qtr 4: 0; 2010 Qtr 1: 0; 2010 Qtr 2: 0; 2010 Qtr 3: 0; 2010 Qtr 4: 0; 2011 Qtr 1: 0; 2011 Qtr 2: 0; 2011 Qtr 3: 0; 2011 Qtr 4: 0 | 238
SDGE3012_EXP_EXP-ExpressEfficiencyRebateProgram | 213003-A/C - Reflective Window Film Inland |  | System | Commercial | 18-OFS-Office–Small-Cooling | 0 |  |  |  |  | 3.12 | 2 | 0 | 0 | 0 | 1.12 | 15.27 |  | kWh | 0.0023 | 0 | Commercial | [7 empty] | 10 | 0.85 |  |  |  | 0 | 117 | 0 | 0 | 0 | 0 | 0 | 0 | 0 | 0 | 0 | 0 | 2009 Qtr 1: 0; 2009 Qtr 2: 0; 2009 Qtr 3: 117; 2009 Qtr 4: 0; 2010 Qtr 1: 0; 2010 Qtr 2: 0; 2010 Qtr 3: 0; 2010 Qtr 4: 0; 2011 Qtr 1: 0; 2011 Qtr 2: 0; 2011 Qtr 3: 0; 2011 Qtr 4: 0 | 117
SDGE3012_EXP_EXP-ExpressEfficiencyRebateProgram | 213222-Lighting - Screw in 14-26 Watt Lamp |  | System | Commercial | [6 empty] | 6.3587 | 8.101 | 0 | 0 | 0 | -1.7423 | 194.1729 |  | 0 | 0.038993 | -2.6224 | Commercial |  | Winter Only | [5 empty] | 2.47 | 0.81 |  |  |  | 0.797 | 285.398 | 0 | 0 | 0 | 0 | 0 | 0 | 0 | 0 | 0 | 0 | 2009 Qtr 1: 0; 2009 Qtr 2: 0; 2009 Qtr 3: 0; 2009 Qtr 4: 285.398; 2010 Qtr 1: 0; 2010 Qtr 2: 0; 2010 Qtr 3: 0; 2010 Qtr 4: 0; 2011 Qtr 1: 0; 2011 Qtr 2: 0; 2011 Qtr 3: 0; 2011 Qtr 4: 0 | 285.398
SDGE3012_EXP_EXP-ExpressEfficiencyRebateProgram | 213229-Lighting - Screw in 14-26 Watt Reflector Lamp |  | System | Commercial | [6 empty] | 12.3236 | 9.1136 | 0 | 0 | 0 | 3.21 | 194.1729 |  | 0 | 0.038993 | -2.6224 | Commercial |  | Winter Only | [5 empty] | 2.47 | 0.81 |  |  |  | 0 | 61.2272 | 0 | 0 | 0 | 0 | 0 | 0 | 0 | 0 | 0 | 0 | 2009 Qtr 1: 0; 2009 Qtr 2: 0; 2009 Qtr 3: 0; 2009 Qtr 4: 61.2272; 2010 Qtr 1: 0; 2010 Qtr 2: 0; 2010 Qtr 3: 0; 2010 Qtr 4: 0; 2011 Qtr 1: 0; 2011 Qtr 2: 0; 2011 Qtr 3: 0; 2011 Qtr 4: 0 | 61.2272
SDGE3012_EXP_EXP-ExpressEfficiencyRebateProgram | 213150-Tank Insulation - Low Temperature Applic. (LF) 2 in |  | System | Commercial | 01-ALC-AllCommercial-Vent/Fan | 0 |  |  |  |  | 3.41 | 3 | 0 | 0 | 0 | 0.41 | 0 |  | kWh | 0 | 3.7 | Commercial |  | Annual | [5 empty] | 11 | 0.46 |  |  |  | 0 | 240 | 0 | 0 | 0 | 0 | 0 | 0 | 0 | 0 | 0 | 0 | 2009 Qtr 1: 0; 2009 Qtr 2: 0; 2009 Qtr 3: 240; 2009 Qtr 4: 0; 2010 Qtr 1: 0; 2010 Qtr 2: 0; 2010 Qtr 3: 0; 2010 Qtr 4: 0; 2011 Qtr 1: 0; 2011 Qtr 2: 0; 2011 Qtr 3: 0; 2011 Qtr 4: 0 | 240
SDGE3012_EXP_EXP-ExpressEfficiencyRebateProgram | 213084-Refrigeration -Cooler/Freezer Door Gaskets - Solid Doors: Cooler |  | System | Commercial | 09-GRO-Grocery-REFG | 0 |  |  |  |  | 2.25 | 4 | 0 | 0 | 0 | -1.75 | 104.55 |  | kWh | 0.01195 | 0 | Commercial | [7 empty] | 4 | 0.76 |  |  |  | 0 | 263 | 0 | 0 | 0 | 0 | 0 | 0 | 0 | 0 | 0 | 0 | 2009 Qtr 1: 0; 2009 Qtr 2: 0; 2009 Qtr 3: 263; 2009 Qtr 4: 0; 2010 Qtr 1: 0; 2010 Qtr 2: 0; 2010 Qtr 3: 0; 2010 Qtr 4: 0; 2011 Qtr 1: 0; 2011 Qtr 2: 0; 2011 Qtr 3: 0; 2011 Qtr 4: 0 | 263
SDGE3012_EXP_EXP-ExpressEfficiencyRebateProgram | 213084-Refrigeration -Cooler/Freezer Door Gaskets - Solid Doors: Cooler |  | System | Commercial | 09-GRO-Grocery-REFG | 0 |  |  |  |  | 2.25 | 4 | 0 | 0 | 0 | -1.75 | 104.55 |  | kWh | 0.01195 | 0 | Commercial | [7 empty] | 4 | 0.76 |  |  |  | 0 | 120 | 0 | 0 | 0 | 0 | 0 | 0 | 0 | 0 | 0 | 0 | 2009 Qtr 1: 0; 2009 Qtr 2: 0; 2009 Qtr 3: 0; 2009 Qtr 4: 120; 2010 Qtr 1: 0; 2010 Qtr 2: 0; 2010 Qtr 3: 0; 2010 Qtr 4: 0; 2011 Qtr 1: 0; 2011 Qtr 2: 0; 2011 Qtr 3: 0; 2011 Qtr 4: 0 | 120
SDGE3012_EXP_EXP-ExpressEfficiencyRebateProgram | 213116-Refrigeration -Cooler/Freezer Door Gaskets - Solid Doors: Freezer |  | System | Commercial | 09-GRO-Grocery-REFG | 0 |  |  |  |  | 4 | 4 | 0 | 0 | 0 | 0 | 104.55 |  | kWh | 0.01195 | 0 | Commercial | [7 empty] | 4 | 0.76 |  |  |  | 0 | 42 | 0 | 0 | 0 | 0 | 0 | 0 | 0 | 0 | 0 | 0 | 2009 Qtr 1: 0; 2009 Qtr 2: 0; 2009 Qtr 3: 0; 2009 Qtr 4: 42; 2010 Qtr 1: 0; 2010 Qtr 2: 0; 2010 Qtr 3: 0; 2010 Qtr 4: 0; 2011 Qtr 1: 0; 2011 Qtr 2: 0; 2011 Qtr 3: 0; 2011 Qtr 4: 0 | 42
SDGE3012_EXP_EXP-ExpressEfficiencyRebateProgram | 213083-Refrigeration -Cooler/Freezer Door Gaskets - Glass Doors |  | System | Commercial | 09-GRO-Grocery-REFG | 0 |  |  |  |  | 2.25 | 4 | 0 | 0 | 0 | -1.75 | 104.55 |  | kWh | 0.01195 | 0 | Commercial | [7 empty] | 4 | 0.76 |  |  |  | 0 | 47 | 0 | 0 | 0 | 0 | 0 | 0 | 0 | 0 | 0 | 0 | 2009 Qtr 1: 0; 2009 Qtr 2: 0; 2009 Qtr 3: 0; 2009 Qtr 4: 47; 2010 Qtr 1: 0; 2010 Qtr 2: 0; 2010 Qtr 3: 0; 2010 Qtr 4: 0; 2011 Qtr 1: 0; 2011 Qtr 2: 0; 2011 Qtr 3: 0; 2011 Qtr 4: 0 | 47
SDGE3012_EXP_EXP-ExpressEfficiencyRebateProgram | 213083-Refrigeration -Cooler/Freezer Door Gaskets - Glass Doors |  | System | Commercial | 09-GRO-Grocery-REFG | 0 |  |  |  |  | 2.25 | 4 | 0 | 0 | 0 | -1.75 | 104.55 |  | kWh | 0.01195 | 0 | Commercial | [7 empty] | 4 | 0.76 |  |  |  | 0 | 505 | 0 | 0 | 0 | 0 | 0 | 0 | 0 | 0 | 0 | 0 | 2009 Qtr 1: 0; 2009 Qtr 2: 0; 2009 Qtr 3: 0; 2009 Qtr 4: 505; 2010 Qtr 1: 0; 2010 Qtr 2: 0; 2010 Qtr 3: 0; 2010 Qtr 4: 0; 2011 Qtr 1: 0; 2011 Qtr 2: 0; 2011 Qtr 3: 0; 2011 Qtr 4: 0 | 505
SDGE3012_EXP_EXP-ExpressEfficiencyRebateProgram | 213162-Food Service - Griddle-Electric |  | System | Commercial | 21-RSD-Restaurant–SitDown-PROC_OTH | 0 |  |  |  |  | 3604 | 300 | 0 | 0 | 0 | 3304 | 1637 |  | kWh | 0.4 | 0 | Commercial | [7 empty] | 12 | 0.7 |  |  |  | 0 | 1 | 0 | 0 | 0 | 0 | 0 | 0 | 0 | 0 | 0 | 0 | 2009 Qtr 1: 0; 2009 Qtr 2: 0; 2009 Qtr 3: 0; 2009 Qtr 4: 1; 2010 Qtr 1: 0; 2010 Qtr 2: 0; 2010 Qtr 3: 0; 2010 Qtr 4: 0; 2011 Qtr 1: 0; 2011 Qtr 2: 0; 2011 Qtr 3: 0; 2011 Qtr 4: 0 | 1
SDGE3012_EXP_EXP-ExpressEfficiencyRebateProgram | 213222-Lighting - Screw in 14-26 Watt Lamp |  | System | Commercial | [6 empty] | 6.3587 | 8.101 | 0 | 0 | 0 | -1.7423 | 194.1729 |  | 0 | 0.038993 | -2.6224 | Commercial |  | Winter Only | [5 empty] | 2.47 | 0.81 |  |  |  | 0.797 | 52.3394 | 0 | 0 | 0 | 0 | 0 | 0 | 0 | 0 | 0 | 0 | 2009 Qtr 1: 0; 2009 Qtr 2: 0; 2009 Qtr 3: 52.3394; 2009 Qtr 4: 0; 2010 Qtr 1: 0; 2010 Qtr 2: 0; 2010 Qtr 3: 0; 2010 Qtr 4: 0; 2011 Qtr 1: 0; 2011 Qtr 2: 0; 2011 Qtr 3: 0; 2011 Qtr 4: 0 | 52.3394
SDGE3012_EXP_EXP-ExpressEfficiencyRebateProgram | 213221-Lighting - Screw in >= 27 Watt Lamp |  | System | Commercial | [6 empty] | 13.3758 | 10.6325 | 0 | 0 | 0 | 2.7433 | 270.3194 |  | 0 | 0.054284 | -3.6508 | Commercial |  | Winter Only | [5 empty] | 2.47 | 0.81 |  |  |  | 0 | 3.9501 | 0 | 0 | 0 | 0 | 0 | 0 | 0 | 0 | 0 | 0 | 2009 Qtr 1: 0; 2009 Qtr 2: 0; 2009 Qtr 3: 3.9501; 2009 Qtr 4: 0; 2010 Qtr 1: 0; 2010 Qtr 2: 0; 2010 Qtr 3: 0; 2010 Qtr 4: 0; 2011 Qtr 1: 0; 2011 Qtr 2: 0; 2011 Qtr 3: 0; 2011 Qtr 4: 0 | 3.9501
SDGE3012_EXP_EXP-ExpressEfficiencyRebateProgram | 213229-Lighting - Screw in 14-26 Watt Reflector Lamp |  | System | Commercial | [6 empty] | 12.3236 | 9.1136 | 0 | 0 | 0 | 3.21 | 194.1729 |  | 0 | 0.038993 | -2.6224 | Commercial |  | Winter Only | [5 empty] | 2.47 | 0.81 |  |  |  | 0 | 13.8255 | 0 | 0 | 0 | 0 | 0 | 0 | 0 | 0 | 0 | 0 | 2009 Qtr 1: 0; 2009 Qtr 2: 0; 2009 Qtr 3: 13.8255; 2009 Qtr 4: 0; 2010 Qtr 1: 0; 2010 Qtr 2: 0; 2010 Qtr 3: 0; 2010 Qtr 4: 0; 2011 Qtr 1: 0; 2011 Qtr 2: 0; 2011 Qtr 3: 0; 2011 Qtr 4: 0 | 13.8255
SDGE3012_EXP_EXP-ExpressEfficiencyRebateProgram | 213239-Lighting-Energy Efficient Exit Sign (CFL Basecase) |  | System | Commercial | [6 empty] | 180 | 15 | 0 | 0 | 0 | 165 | 87.6 |  | 0 | 0.01 | 0 | Commercial | [7 empty] | 15 | 0.85 |  |  |  | 0 | 12 | 0 | 0 | 0 | 0 | 0 | 0 | 0 | 0 | 0 | 0 | 2009 Qtr 1: 0; 2009 Qtr 2: 0; 2009 Qtr 3: 12; 2009 Qtr 4: 0; 2010 Qtr 1: 0; 2010 Qtr 2: 0; 2010 Qtr 3: 0; 2010 Qtr 4: 0; 2011 Qtr 1: 0; 2011 Qtr 2: 0; 2011 Qtr 3: 0; 2011 Qtr 4: 0 | 12
SDGE3012_EXP_EXP-ExpressEfficiencyRebateProgram | 213027-Lighting - Hardwired 5-13 watt CF Fixture |  | System | Commercial | 18-OFS-Office–Small-IntLight | 0 |  |  |  |  | 17.8841 | 9.9 | 0 | 0 | 0 | 7.9841 | 102.6796 |  | kWh | 0.026012 | 0 | Commercial | [7 empty] | 15 | 0.77 |  |  |  | 0 | 64 | 0 | 0 | 0 | 0 | 0 | 0 | 0 | 0 | 0 | 0 | 2009 Qtr 1: 0; 2009 Qtr 2: 0; 2009 Qtr 3: 64; 2009 Qtr 4: 0; 2010 Qtr 1: 0; 2010 Qtr 2: 0; 2010 Qtr 3: 0; 2010 Qtr 4: 0; 2011 Qtr 1: 0; 2011 Qtr 2: 0; 2011 Qtr 3: 0; 2011 Qtr 4: 0 | 64
SDGE3012_EXP_EXP-ExpressEfficiencyRebateProgram | 213129-Software Plug Load Sensors |  | System | Commercial | 18-OFS-Office–Small-OffEquip | 0 |  |  |  |  | 5 | 15 | 0 | 0 | 0 | -10 | 227.001 |  | kWh | 0 | 0 | Commercial | [7 empty] | 5 | 0.7 |  |  |  | 0 | 183 | 0 | 0 | 0 | 0 | 0 | 0 | 0 | 0 | 0 | 0 | 2009 Qtr 1: 0; 2009 Qtr 2: 0; 2009 Qtr 3: 183; 2009 Qtr 4: 0; 2010 Qtr 1: 0; 2010 Qtr 2: 0; 2010 Qtr 3: 0; 2010 Qtr 4: 0; 2011 Qtr 1: 0; 2011 Qtr 2: 0; 2011 Qtr 3: 0; 2011 Qtr 4: 0 | 183
SDGE3012_EXP_EXP-ExpressEfficiencyRebateProgram | 213002-A/C - Reflective Window Film Coastal |  | System | Commercial | 18-OFS-Office–Small-Cooling | 0 |  |  |  |  | 3.12 | 1.5 | 0 | 0 | 0 | 1.62 | 12.44 |  | kWh | 0.0023 | 0 | Commercial | [7 empty] | 10 | 0.85 |  |  |  | 0 | 720 | 0 | 0 | 0 | 0 | 0 | 0 | 0 | 0 | 0 | 0 | 2009 Qtr 1: 0; 2009 Qtr 2: 0; 2009 Qtr 3: 720; 2009 Qtr 4: 0; 2010 Qtr 1: 0; 2010 Qtr 2: 0; 2010 Qtr 3: 0; 2010 Qtr 4: 0; 2011 Qtr 1: 0; 2011 Qtr 2: 0; 2011 Qtr 3: 0; 2011 Qtr 4: 0 | 720
SDGE3012_EXP_EXP-ExpressEfficiencyRebateProgram | 213059-Motors - VFD - HVAC Fans (per Hp) |  | System | Commercial | 18-OFS-Office–Small-Vent/Fan | 0 |  |  |  |  | 202 | 2400 | 0 | 0 | 0 | -2198 | 753 |  | kWh | 0 | 0 | Commercial | [7 empty] | 15 | 0.5 |  |  |  | 0 | 1 | 0 | 0 | 0 | 0 | 0 | 0 | 0 | 0 | 0 | 0 | 2009 Qtr 1: 0; 2009 Qtr 2: 0; 2009 Qtr 3: 1; 2009 Qtr 4: 0; 2010 Qtr 1: 0; 2010 Qtr 2: 0; 2010 Qtr 3: 0; 2010 Qtr 4: 0; 2011 Qtr 1: 0; 2011 Qtr 2: 0; 2011 Qtr 3: 0; 2011 Qtr 4: 0 | 1
SDGE3012_EXP_EXP-ExpressEfficiencyRebateProgram | 213059-Motors - VFD - HVAC Fans (per Hp) |  | System | Commercial | 18-OFS-Office–Small-Vent/Fan | 0 |  |  |  |  | 202 | 80 | 0 | 0 | 0 | 122 | 753 |  | kWh | 0 | 0 | Commercial | [7 empty] | 15 | 0.5 |  |  |  | 0 | 20 | 0 | 0 | 0 | 0 | 0 | 0 | 0 | 0 | 0 | 0 | 2009 Qtr 1: 0; 2009 Qtr 2: 0; 2009 Qtr 3: 20; 2009 Qtr 4: 0; 2010 Qtr 1: 0; 2010 Qtr 2: 0; 2010 Qtr 3: 0; 2010 Qtr 4: 0; 2011 Qtr 1: 0; 2011 Qtr 2: 0; 2011 Qtr 3: 0; 2011 Qtr 4: 0 | 20
SDGE3012_EXP_EXP-ExpressEfficiencyRebateProgram | 213222-Lighting - Screw in 14-26 Watt Lamp |  | System | Commercial | [6 empty] | 6.3587 | 8.101 | 0 | 0 | 0 | -1.7423 | 194.1729 |  | 0 | 0.038993 | -2.6224 | Commercial |  | Winter Only | [5 empty] | 2.47 | 0.81 |  |  |  | 0.797 | 10.8629 | 0 | 0 | 0 | 0 | 0 | 0 | 0 | 0 | 0 | 0 | 2009 Qtr 1: 0; 2009 Qtr 2: 0; 2009 Qtr 3: 0; 2009 Qtr 4: 10.8629; 2010 Qtr 1: 0; 2010 Qtr 2: 0; 2010 Qtr 3: 0; 2010 Qtr 4: 0; 2011 Qtr 1: 0; 2011 Qtr 2: 0; 2011 Qtr 3: 0; 2011 Qtr 4: 0 | 10.8629
SDGE3012_EXP_EXP-ExpressEfficiencyRebateProgram | 213147-Premium T8 with T12 34Watt Baseline |  | System | Commercial | 18-OFS-Office–Small-IntLight | 0 |  |  |  |  | 32.3249 | 7.7087 | 0 | 0 | 0 | 24.6162 | 50.5326 |  | kWh | 0.01079 | 0 | Commercial | [7 empty] | 15 | 0.78 |  |  |  | 0 | 32.6902 | 0 | 0 | 0 | 0 | 0 | 0 | 0 | 0 | 0 | 0 | 2009 Qtr 1: 0; 2009 Qtr 2: 0; 2009 Qtr 3: 0; 2009 Qtr 4: 32.6902; 2010 Qtr 1: 0; 2010 Qtr 2: 0; 2010 Qtr 3: 0; 2010 Qtr 4: 0; 2011 Qtr 1: 0; 2011 Qtr 2: 0; 2011 Qtr 3: 0; 2011 Qtr 4: 0 | 32.6902
SDGE3012_EXP_EXP-ExpressEfficiencyRebateProgram | 213053-Lighting - Remove 4 Ft T-8 (De-Lamp) |  | System | Commercial | [6 empty] | 12.4625 | 12.8479 | 0 | 0 | 0 | -0.38544 | 137.2559 |  | 0 | 0.026384 | -2.5676 | Commercial |  | Winter Only | [5 empty] | 15 | 0.77 |  |  |  | 0 | 29.5768 | 0 | 0 | 0 | 0 | 0 | 0 | 0 | 0 | 0 | 0 | 2009 Qtr 1: 0; 2009 Qtr 2: 0; 2009 Qtr 3: 0; 2009 Qtr 4: 29.5768; 2010 Qtr 1: 0; 2010 Qtr 2: 0; 2010 Qtr 3: 0; 2010 Qtr 4: 0; 2011 Qtr 1: 0; 2011 Qtr 2: 0; 2011 Qtr 3: 0; 2011 Qtr 4: 0 | 29.5768
SDGE3012_EXP_EXP-ExpressEfficiencyRebateProgram | 213215-Lighting-Interior High Bay Linear Fluorescent Fixtures <= 244 Watts replacing 400 Watts (Tier 1) |  | System | Commercial | [6 empty] | 275.71 | 101.5 | 0 | 0 | 0 | 174.21 | 391.8678 |  | 0 | 0.07368 | -7.1132 | Commercial |  | Winter Only | [5 empty] | 15 | 0.78 |  |  |  | 0 | 8 | 0 | 0 | 0 | 0 | 0 | 0 | 0 | 0 | 0 | 0 | 2009 Qtr 1: 0; 2009 Qtr 2: 0; 2009 Qtr 3: 0; 2009 Qtr 4: 8; 2010 Qtr 1: 0; 2010 Qtr 2: 0; 2010 Qtr 3: 0; 2010 Qtr 4: 0; 2011 Qtr 1: 0; 2011 Qtr 2: 0; 2011 Qtr 3: 0; 2011 Qtr 4: 0 | 8
SDGE3012_EXP_EXP-ExpressEfficiencyRebateProgram | 213165-Food Service - Combination Oven-Electric |  | System | Commercial | 21-RSD-Restaurant–SitDown-PROC_OTH | 0 |  |  |  |  | 16884 | 1000 | 0 | 0 | 0 | 15884 | 18432 |  | kWh | 4.2 | 0 | Commercial | [7 empty] | 12 | 0.7 |  |  |  | 0 | 1 | 0 | 0 | 0 | 0 | 0 | 0 | 0 | 0 | 0 | 0 | 2009 Qtr 1: 0; 2009 Qtr 2: 0; 2009 Qtr 3: 1; 2009 Qtr 4: 0; 2010 Qtr 1: 0; 2010 Qtr 2: 0; 2010 Qtr 3: 0; 2010 Qtr 4: 0; 2011 Qtr 1: 0; 2011 Qtr 2: 0; 2011 Qtr 3: 0; 2011 Qtr 4: 0 | 1
SDGE3012_EXP_EXP-ExpressEfficiencyRebateProgram | 213246-Ice Machines 1001-1500 -Energy Star |  | System | Commercial | 01-ALC-AllCommercial-Refrig | 0 |  |  |  |  | 550 | 200 | 0 | 0 | 0 | 350 | 1574 |  | kWh | 0.162 | 0 | Commercial | [7 empty] | 10 | 0.7 |  |  |  | 0 | 4 | 0 | 0 | 0 | 0 | 0 | 0 | 0 | 0 | 0 | 0 | 2009 Qtr 1: 0; 2009 Qtr 2: 0; 2009 Qtr 3: 4; 2009 Qtr 4: 0; 2010 Qtr 1: 0; 2010 Qtr 2: 0; 2010 Qtr 3: 0; 2010 Qtr 4: 0; 2011 Qtr 1: 0; 2011 Qtr 2: 0; 2011 Qtr 3: 0; 2011 Qtr 4: 0 | 4
SDGE3012_EXP_EXP-ExpressEfficiencyRebateProgram | 213084-Refrigeration -Cooler/Freezer Door Gaskets - Solid Doors: Cooler |  | System | Commercial | 09-GRO-Grocery-REFG | 0 |  |  |  |  | 2.25 | 4.0085 | 0 | 0 | 0 | -1.7585 | 104.55 |  | kWh | 0.01195 | 0 | Commercial | [7 empty] | 4 | 0.76 |  |  |  | 0 | 198 | 0 | 0 | 0 | 0 | 0 | 0 | 0 | 0 | 0 | 0 | 2009 Qtr 1: 0; 2009 Qtr 2: 0; 2009 Qtr 3: 0; 2009 Qtr 4: 198; 2010 Qtr 1: 0; 2010 Qtr 2: 0; 2010 Qtr 3: 0; 2010 Qtr 4: 0; 2011 Qtr 1: 0; 2011 Qtr 2: 0; 2011 Qtr 3: 0; 2011 Qtr 4: 0 | 198
SDGE3012_EXP_EXP-ExpressEfficiencyRebateProgram | 213095-Lighting- Ceramic Metal Halide Fixture |  | System | Commercial | 24-RTS-Retail–Small-LIT_INT | 0 |  |  |  |  | 214.3555 | 74.5 | 0 | 0 | 0 | 139.8555 | 484.848 |  | kWh | 0.10472 | 0 | Commercial | [7 empty] | 15 | 0.77 |  |  |  | 0 | 42 | 0 | 0 | 0 | 0 | 0 | 0 | 0 | 0 | 0 | 0 | 2009 Qtr 1: 0; 2009 Qtr 2: 0; 2009 Qtr 3: 0; 2009 Qtr 4: 42; 2010 Qtr 1: 0; 2010 Qtr 2: 0; 2010 Qtr 3: 0; 2010 Qtr 4: 0; 2011 Qtr 1: 0; 2011 Qtr 2: 0; 2011 Qtr 3: 0; 2011 Qtr 4: 0 | 42
SDGE3012_EXP_EXP-ExpressEfficiencyRebateProgram | 213058-Lighting - Time Clocks |  | System | Commercial | 18-OFS-Office–Small-ExtLight | 0 |  |  |  |  | 239.8875 | 60.5 | 0 | 0 | 0 | 179.3875 | 474.24 |  | kWh | 0 | 0 | Commercial | [7 empty] | 8 | 0.64 |  |  |  | 0 | 2 | 0 | 0 | 0 | 0 | 0 | 0 | 0 | 0 | 0 | 0 | 2009 Qtr 1: 0; 2009 Qtr 2: 0; 2009 Qtr 3: 0; 2009 Qtr 4: 2; 2010 Qtr 1: 0; 2010 Qtr 2: 0; 2010 Qtr 3: 0; 2010 Qtr 4: 0; 2011 Qtr 1: 0; 2011 Qtr 2: 0; 2011 Qtr 3: 0; 2011 Qtr 4: 0 | 2
SDGE3012_EXP_EXP-ExpressEfficiencyRebateProgram | 213128-Refrigerator - Early Replacement |  | System | Commercial | 18-OFS-Office–Small-Refrig | 0 |  |  |  |  | 272 | 275 | 0 | 0 | 0 | -3 | 1040.577 |  | kWh | 0.13613 | 0 | Commercial | [7 empty] | 5 | 0.7 |  |  |  | 0 | 1 | 0 | 0 | 0 | 0 | 0 | 0 | 0 | 0 | 0 | 0 | 2009 Qtr 1: 0; 2009 Qtr 2: 0; 2009 Qtr 3: 1; 2009 Qtr 4: 0; 2010 Qtr 1: 0; 2010 Qtr 2: 0; 2010 Qtr 3: 0; 2010 Qtr 4: 0; 2011 Qtr 1: 0; 2011 Qtr 2: 0; 2011 Qtr 3: 0; 2011 Qtr 4: 0 | 1
SDGE3012_EXP_EXP-ExpressEfficiencyRebateProgram | 213163-Food Service - Steamer-Electric |  | System | Commercial | 21-RSD-Restaurant–SitDown-PROC_OTH | 0 |  |  |  |  | 4150 | 750 | 0 | 0 | 0 | 3400 | 11166 |  | kWh | 2.5 | 0 | Commercial | [7 empty] | 12 | 0.7 |  |  |  | 0 | 2 | 0 | 0 | 0 | 0 | 0 | 0 | 0 | 0 | 0 | 0 | 2009 Qtr 1: 0; 2009 Qtr 2: 0; 2009 Qtr 3: 0; 2009 Qtr 4: 2; 2010 Qtr 1: 0; 2010 Qtr 2: 0; 2010 Qtr 3: 0; 2010 Qtr 4: 0; 2011 Qtr 1: 0; 2011 Qtr 2: 0; 2011 Qtr 3: 0; 2011 Qtr 4: 0 | 2
SDGE3012_EXP_EXP-ExpressEfficiencyRebateProgram | 213163-Food Service - Steamer-Electric |  | System | Commercial | 21-RSD-Restaurant–SitDown-PROC_OTH | 0 |  |  |  |  | 4150 | 750 | 0 | 0 | 0 | 3400 | 11166 |  | kWh | 2.5 | 0 | Commercial | [7 empty] | 12 | 0.7 |  |  |  | 0 | 2 | 0 | 0 | 0 | 0 | 0 | 0 | 0 | 0 | 0 | 0 | 2009 Qtr 1: 0; 2009 Qtr 2: 0; 2009 Qtr 3: 0; 2009 Qtr 4: 2; 2010 Qtr 1: 0; 2010 Qtr 2: 0; 2010 Qtr 3: 0; 2010 Qtr 4: 0; 2011 Qtr 1: 0; 2011 Qtr 2: 0; 2011 Qtr 3: 0; 2011 Qtr 4: 0 | 2
SDGE3012_EXP_EXP-ExpressEfficiencyRebateProgram | 213163-Food Service - Steamer-Electric |  | System | Commercial | 21-RSD-Restaurant–SitDown-PROC_OTH | 0 |  |  |  |  | 4150 | 750 | 0 | 0 | 0 | 3400 | 11166 |  | kWh | 2.5 | 0 | Commercial | [7 empty] | 12 | 0.7 |  |  |  | 0 | 2 | 0 | 0 | 0 | 0 | 0 | 0 | 0 | 0 | 0 | 0 | 2009 Qtr 1: 0; 2009 Qtr 2: 0; 2009 Qtr 3: 0; 2009 Qtr 4: 2; 2010 Qtr 1: 0; 2010 Qtr 2: 0; 2010 Qtr 3: 0; 2010 Qtr 4: 0; 2011 Qtr 1: 0; 2011 Qtr 2: 0; 2011 Qtr 3: 0; 2011 Qtr 4: 0 | 2
SDGE3012_EXP_EXP-ExpressEfficiencyRebateProgram | 213163-Food Service - Steamer-Electric |  | System | Commercial | 21-RSD-Restaurant–SitDown-PROC_OTH | 0 |  |  |  |  | 4150 | 750 | 0 | 0 | 0 | 3400 | 11166 |  | kWh | 2.5 | 0 | Commercial | [7 empty] | 12 | 0.7 |  |  |  | 0 | 2 | 0 | 0 | 0 | 0 | 0 | 0 | 0 | 0 | 0 | 0 | 2009 Qtr 1: 0; 2009 Qtr 2: 0; 2009 Qtr 3: 0; 2009 Qtr 4: 2; 2010 Qtr 1: 0; 2010 Qtr 2: 0; 2010 Qtr 3: 0; 2010 Qtr 4: 0; 2011 Qtr 1: 0; 2011 Qtr 2: 0; 2011 Qtr 3: 0; 2011 Qtr 4: 0 | 2
SDGE3012_EXP_EXP-ExpressEfficiencyRebateProgram | 213163-Food Service - Steamer-Electric |  | System | Commercial | 21-RSD-Restaurant–SitDown-PROC_OTH | 0 |  |  |  |  | 4150 | 750 | 0 | 0 | 0 | 3400 | 11166 |  | kWh | 2.5 | 0 | Commercial | [7 empty] | 12 | 0.7 |  |  |  | 0 | 2 | 0 | 0 | 0 | 0 | 0 | 0 | 0 | 0 | 0 | 0 | 2009 Qtr 1: 0; 2009 Qtr 2: 0; 2009 Qtr 3: 0; 2009 Qtr 4: 2; 2010 Qtr 1: 0; 2010 Qtr 2: 0; 2010 Qtr 3: 0; 2010 Qtr 4: 0; 2011 Qtr 1: 0; 2011 Qtr 2: 0; 2011 Qtr 3: 0; 2011 Qtr 4: 0 | 2
SDGE3012_EXP_EXP-ExpressEfficiencyRebateProgram | 213163-Food Service - Steamer-Electric |  | System | Commercial | 21-RSD-Restaurant–SitDown-PROC_OTH | 0 |  |  |  |  | 4150 | 750 | 0 | 0 | 0 | 3400 | 11166 |  | kWh | 2.5 | 0 | Commercial | [7 empty] | 12 | 0.7 |  |  |  | 0 | 2 | 0 | 0 | 0 | 0 | 0 | 0 | 0 | 0 | 0 | 0 | 2009 Qtr 1: 0; 2009 Qtr 2: 0; 2009 Qtr 3: 0; 2009 Qtr 4: 2; 2010 Qtr 1: 0; 2010 Qtr 2: 0; 2010 Qtr 3: 0; 2010 Qtr 4: 0; 2011 Qtr 1: 0; 2011 Qtr 2: 0; 2011 Qtr 3: 0; 2011 Qtr 4: 0 | 2
SDGE3012_EXP_EXP-ExpressEfficiencyRebateProgram | 213163-Food Service - Steamer-Electric |  | System | Commercial | 21-RSD-Restaurant–SitDown-PROC_OTH | 0 |  |  |  |  | 4150 | 750 | 0 | 0 | 0 | 3400 | 11166 |  | kWh | 2.5 | 0 | Commercial | [7 empty] | 12 | 0.7 |  |  |  | 0 | 2 | 0 | 0 | 0 | 0 | 0 | 0 | 0 | 0 | 0 | 0 | 2009 Qtr 1: 0; 2009 Qtr 2: 0; 2009 Qtr 3: 0; 2009 Qtr 4: 2; 2010 Qtr 1: 0; 2010 Qtr 2: 0; 2010 Qtr 3: 0; 2010 Qtr 4: 0; 2011 Qtr 1: 0; 2011 Qtr 2: 0; 2011 Qtr 3: 0; 2011 Qtr 4: 0 | 2
SDGE3012_EXP_EXP-ExpressEfficiencyRebateProgram | 213163-Food Service - Steamer-Electric |  | System | Commercial | 21-RSD-Restaurant–SitDown-PROC_OTH | 0 |  |  |  |  | 4150 | 750 | 0 | 0 | 0 | 3400 | 11166 |  | kWh | 2.5 | 0 | Commercial | [7 empty] | 12 | 0.7 |  |  |  | 0 | 2 | 0 | 0 | 0 | 0 | 0 | 0 | 0 | 0 | 0 | 0 | 2009 Qtr 1: 0; 2009 Qtr 2: 0; 2009 Qtr 3: 0; 2009 Qtr 4: 2; 2010 Qtr 1: 0; 2010 Qtr 2: 0; 2010 Qtr 3: 0; 2010 Qtr 4: 0; 2011 Qtr 1: 0; 2011 Qtr 2: 0; 2011 Qtr 3: 0; 2011 Qtr 4: 0 | 2
SDGE3012_EXP_EXP-ExpressEfficiencyRebateProgram | 213084-Refrigeration -Cooler/Freezer Door Gaskets - Solid Doors: Cooler |  | System | Commercial | 09-GRO-Grocery-REFG | 0 |  |  |  |  | 2.25 | 4.0057 | 0 | 0 | 0 | -1.7557 | 104.55 |  | kWh | 0.01195 | 0 | Commercial | [7 empty] | 4 | 0.76 |  |  |  | 0 | 232 | 0 | 0 | 0 | 0 | 0 | 0 | 0 | 0 | 0 | 0 | 2009 Qtr 1: 0; 2009 Qtr 2: 0; 2009 Qtr 3: 0; 2009 Qtr 4: 232; 2010 Qtr 1: 0; 2010 Qtr 2: 0; 2010 Qtr 3: 0; 2010 Qtr 4: 0; 2011 Qtr 1: 0; 2011 Qtr 2: 0; 2011 Qtr 3: 0; 2011 Qtr 4: 0 | 232
SDGE3012_EXP_EXP-ExpressEfficiencyRebateProgram | 213049-Lighting - LED Exit Sign New Sign |  | System | Commercial | 25-SCN-Storage–Conditioned-Exit | 0 |  |  |  |  | 65.4374 | 45 | 0 | 0 | 0 | 20.4374 | 351.311 |  | kWh | 0 | 0 | Commercial | [7 empty] | 16 | 0.85 |  |  |  | 0 | 10 | 0 | 0 | 0 | 0 | 0 | 0 | 0 | 0 | 0 | 0 | 2009 Qtr 1: 0; 2009 Qtr 2: 0; 2009 Qtr 3: 0; 2009 Qtr 4: 10; 2010 Qtr 1: 0; 2010 Qtr 2: 0; 2010 Qtr 3: 0; 2010 Qtr 4: 0; 2011 Qtr 1: 0; 2011 Qtr 2: 0; 2011 Qtr 3: 0; 2011 Qtr 4: 0 | 10
SDGE3012_EXP_EXP-ExpressEfficiencyRebateProgram | 213059-Motors - VFD - HVAC Fans (per Hp) |  | System | Commercial | 18-OFS-Office–Small-Vent/Fan | 0 |  |  |  |  | 202 | 80 | 0 | 0 | 0 | 122 | 753 |  | kWh | 0 | 0 | Commercial | [7 empty] | 15 | 0.5 |  |  |  | 0 | 30 | 0 | 0 | 0 | 0 | 0 | 0 | 0 | 0 | 0 | 0 | 2009 Qtr 1: 0; 2009 Qtr 2: 0; 2009 Qtr 3: 30; 2009 Qtr 4: 0; 2010 Qtr 1: 0; 2010 Qtr 2: 0; 2010 Qtr 3: 0; 2010 Qtr 4: 0; 2011 Qtr 1: 0; 2011 Qtr 2: 0; 2011 Qtr 3: 0; 2011 Qtr 4: 0 | 30
SDGE3012_EXP_EXP-ExpressEfficiencyRebateProgram | 213084-Refrigeration -Cooler/Freezer Door Gaskets - Solid Doors: Cooler |  | System | Commercial | 09-GRO-Grocery-REFG | 0 |  |  |  |  | 2.25 | 4.005 | 0 | 0 | 0 | -1.755 | 104.55 |  | kWh | 0.01195 | 0 | Commercial | [7 empty] | 4 | 0.76 |  |  |  | 0 | 207 | 0 | 0 | 0 | 0 | 0 | 0 | 0 | 0 | 0 | 0 | 2009 Qtr 1: 0; 2009 Qtr 2: 0; 2009 Qtr 3: 207; 2009 Qtr 4: 0; 2010 Qtr 1: 0; 2010 Qtr 2: 0; 2010 Qtr 3: 0; 2010 Qtr 4: 0; 2011 Qtr 1: 0; 2011 Qtr 2: 0; 2011 Qtr 3: 0; 2011 Qtr 4: 0 | 207
SDGE3012_EXP_EXP-ExpressEfficiencyRebateProgram | 213116-Refrigeration -Cooler/Freezer Door Gaskets - Solid Doors: Freezer |  | System | Commercial | 09-GRO-Grocery-REFG | 0 |  |  |  |  | 4 | 4.1575 | 0 | 0 | 0 | -0.1575 | 104.55 |  | kWh | 0.01195 | 0 | Commercial | [7 empty] | 4 | 0.76 |  |  |  | 0 | 16 | 0 | 0 | 0 | 0 | 0 | 0 | 0 | 0 | 0 | 0 | 2009 Qtr 1: 0; 2009 Qtr 2: 0; 2009 Qtr 3: 16; 2009 Qtr 4: 0; 2010 Qtr 1: 0; 2010 Qtr 2: 0; 2010 Qtr 3: 0; 2010 Qtr 4: 0; 2011 Qtr 1: 0; 2011 Qtr 2: 0; 2011 Qtr 3: 0; 2011 Qtr 4: 0 | 16
SDGE3012_EXP_EXP-ExpressEfficiencyRebateProgram | 213020-Lighting - Hardwire Incan Base >90 watt Fluorescent Fixture |  | System | Commercial | 18-OFS-Office–Small-IntLight | 0 |  |  |  |  | 173 | 169 | 0 | 0 | 0 | 4 | 2540.2753 |  | kWh | 0.38844 | 0 | Commercial | [7 empty] | 15 | 0.77 |  |  |  | 0 | 8 | 0 | 0 | 0 | 0 | 0 | 0 | 0 | 0 | 0 | 0 | 2009 Qtr 1: 0; 2009 Qtr 2: 0; 2009 Qtr 3: 8; 2009 Qtr 4: 0; 2010 Qtr 1: 0; 2010 Qtr 2: 0; 2010 Qtr 3: 0; 2010 Qtr 4: 0; 2011 Qtr 1: 0; 2011 Qtr 2: 0; 2011 Qtr 3: 0; 2011 Qtr 4: 0 | 8
SDGE3012_EXP_EXP-ExpressEfficiencyRebateProgram | 213095-Lighting- Ceramic Metal Halide Fixture |  | System | Commercial | 24-RTS-Retail–Small-LIT_INT | 0 |  |  |  |  | 214.3555 | 74.5 | 0 | 0 | 0 | 139.8555 | 484.848 |  | kWh | 0.10472 | 0 | Commercial | [7 empty] | 15 | 0.77 |  |  |  | 0 | 293 | 0 | 0 | 0 | 0 | 0 | 0 | 0 | 0 | 0 | 0 | 2009 Qtr 1: 0; 2009 Qtr 2: 0; 2009 Qtr 3: 0; 2009 Qtr 4: 293; 2010 Qtr 1: 0; 2010 Qtr 2: 0; 2010 Qtr 3: 0; 2010 Qtr 4: 0; 2011 Qtr 1: 0; 2011 Qtr 2: 0; 2011 Qtr 3: 0; 2011 Qtr 4: 0 | 293
SDGE3012_EXP_EXP-ExpressEfficiencyRebateProgram | 213020-Lighting - Hardwire Incan Base >90 watt Fluorescent Fixture |  | System | Commercial | 18-OFS-Office–Small-IntLight | 0 |  |  |  |  | 173 | 169 | 0 | 0 | 0 | 4 | 2540.2753 |  | kWh | 0.38844 | 0 | Commercial | [7 empty] | 15 | 0.77 |  |  |  | 0 | 17 | 0 | 0 | 0 | 0 | 0 | 0 | 0 | 0 | 0 | 0 | 2009 Qtr 1: 0; 2009 Qtr 2: 0; 2009 Qtr 3: 0; 2009 Qtr 4: 17; 2010 Qtr 1: 0; 2010 Qtr 2: 0; 2010 Qtr 3: 0; 2010 Qtr 4: 0; 2011 Qtr 1: 0; 2011 Qtr 2: 0; 2011 Qtr 3: 0; 2011 Qtr 4: 0 | 17
SDGE3012_EXP_EXP-ExpressEfficiencyRebateProgram | 213062-Lighting - Occupancy Sensor - Wallbox Lighting Sensor |  | System | Commercial | 18-OFS-Office–Small-IntLight | 0 |  |  |  |  | 42.2833 | 22.5 | 0 | 0 | 0 | 19.7833 | 213.759 |  | kWh | 0 | 0 | Commercial | [7 empty] | 8 | 0.84 |  |  |  | 0 | 17 | 0 | 0 | 0 | 0 | 0 | 0 | 0 | 0 | 0 | 0 | 2009 Qtr 1: 0; 2009 Qtr 2: 0; 2009 Qtr 3: 0; 2009 Qtr 4: 17; 2010 Qtr 1: 0; 2010 Qtr 2: 0; 2010 Qtr 3: 0; 2010 Qtr 4: 0; 2011 Qtr 1: 0; 2011 Qtr 2: 0; 2011 Qtr 3: 0; 2011 Qtr 4: 0 | 17
Do NOT enter program data in this row or below. The Spreadsheet will not evaluate any such data. | bar: 2012 Qtr 1; 2014 Qtr 2 to 2014 Qtr 4; 2016 Qtr 2 to 2016 Qtr 4; 2018 Qtr 2 to 2018 Qtr 4
Lists of Dimensions and their Labels
|  |  | Climate Zones | Sectors | End Use Validation List |  | Measure Types for Measure Life | Measure Types for NTGR | Gas Sector | Gas Savings Profile | Combustor Type
|  |  | 7 | RES | res:DEER:Indoor_CFL_Ltg |  | NONRESIDENTIAL MEASURES: |  | Residential | Summer Only | Large Boilers (>100 MMBtu/hr Heat Input):Uncontrolled
|  |  | 10 | NON_RES | res:DEER:Indoor_CFL_Ltg |  | **************************************************************** | Appliance early retirement and replacement 0.80 | Commercial | Winter Only | Large Boilers (>100 MMBtu/hr Heat Input):Controlled Low NOx Burner
|  |  | 14 | Residential | res:DEER:Indoor_CFL_Ltg |  | Ballast – Dimmable: NR - 11 | California Home Energy Efficiency Rating System (CHEERS) | Core | Annual | Large Boilers (>100 MMBtu/hr Heat Input):Controlled – Flue Gas Recirculation
|  |  | 15 | Commercial | res:DEER:Indoor_CFL_Ltg |  | Ballast – Electronic: NR - 11 | Residential Audits 0.72 |  |  | Small Boilers (<100 MMBtu/hr Heat Input):Uncontrolled
|  |  | System | Industrial | res:DEER:Indoor_CFL_Ltg |  | Fluorescent Fixture – T8: C/I/A - 11 | Refrigerator Recycling 0.35 |  |  | Small Boilers (<100 MMBtu/hr Heat Input):Controlled Low NOx Burner
|  |  |  | Agricultural | res:DEER:RefgFrzr_HighEff |  | Fixture: T8 Lamp & Electronic Ballast: C/I/A - 11 | Freezer Recycling 0.54 |  |  | Small Boilers (<100 MMBtu/hr Heat Input):Controlled – Flue Gas Recirculation
|  |  |  | Not Used | res:DEER:RefgFrzr_HighEff |  | T8 Fixtures – 17 Watt Lamp, 2ft or 32-watt Lamp, 4ft 11 | Residential Contractor Program 0.89 |  |  | Residential Furnaces (<0.3):Uncontrolled
[5 empty] | res:DEER:RefgFrzr_HighEff |  | T8 Lamps: C/I/A - 5 | Emerging Technologies 0.83
[5 empty] | res:DEER:RefgFrzr_HighEff |  | High Efficiency Lighting (HID): NR - 16 | All other residential programs 0.80
[5 empty] | res:DEER:RefgFrzr_HighEff |  | High Output T5 Fixture: NR - 16 |  | Electric Rate | Gas Rate
[5 empty] | res:DEER:RefgFrzr_Recyc-Conditioned |  | Indoor or Outdoor Lighting System Modification: NR - 13.5 | Advanced water heating systems 1.00 | Residential | 0
[5 empty] | res:DEER:RefgFrzr_Recyc-Conditioned |  | Lighting Controls: NR - 16 | Agricultural and Dairy Incentives 0.75 | Commercial | Residential
[5 empty] | res:DEER:RefgFrzr_Recyc-Conditioned |  | Daylighting Controls; NR - 16 | Coin Laundry and Dry Cleaner Education 0.70 | Not Used | Not Used
[5 empty] | res:DEER:RefgFrzr_Recyc-Conditioned |  | Lighting Power Density: NR - 11 | Commercial and agricultural information, tools, or design assistance services | Not Used
[5 empty] | res:DEER:RefgFrzr_Recyc-Conditioned |  | Exit Sign – CF Hardware Kit/LED/ Electro-Luminescent: NR - 16 | Comprehensive Space Conditioning 1.00 | Not Used
[5 empty] | res:DEER:RefgFrzr_Recyc-UnConditioned |  | Occupancy Sensor: NR - 8 | Lodging Education 0.70
[5 empty] | res:DEER:RefgFrzr_Recyc-UnConditioned |  | Photocell: NR - 8 | Express Efficiency (rebates) 0.96
[5 empty] | res:DEER:RefgFrzr_Recyc-UnConditioned |  | Time Clock – Lighting: NR - 8 | Energy Management Services, including audits (for small and medium customers)
[5 empty] | res:DEER:RefgFrzr_Recyc-UnConditioned |  | Induction Lamps: NR - 2 | Food Services Equipment Retrofit 1.00
[5 empty] | res:DEER:RefgFrzr_Recyc-UnConditioned |  | Induction Fixture: NR - 16 | Industrial Information and Services 0.74
[5 empty] | res:DEER:HVAC_Eff_AC |  | Delamp/reflectors: C/I - 11 | Large Standard Performance Contract 0.70
[5 empty] | res:DEER:HVAC_Eff_AC |  | Optical Reflectors- new construction: Ind, NRNC - 12 | All other nonresidential programs 0.80
[5 empty] | res:DEER:HVAC_Eff_AC |  | Optical Reflectors- retrofit: NR - 10 | New Construction
[5 empty] | res:DEER:HVAC_Eff_AC |  | HID fixture: Interior, >= 176 Watts lamp: Ind - 16 | Industrial and Agricultural Process 0.94
[5 empty] | res:DEER:HVAC_Eff_AC |  | HID fixture: Interior, 251-400 Watt lamp: Com - 16 | Industrial new construction incentives 0.62
[5 empty] | res:DEER:HVAC_Duct_Sealing |  | CFL Fixture: Pin based CFL fixture: Com - 12.0 | Savings by Design 0.82
[5 empty] | res:DEER:HVAC_Duct_Sealing |  | Screw-in CFL: Education - Primary School: NR - 5.6 | All other new construction programs 0.80
[5 empty] | res:DEER:HVAC_Duct_Sealing |  | Screw-in CFL: Education - Secondary School: NR - 3.5 | Large Standard Performance Contract 0.7011
[5 empty] | res:DEER:HVAC_Duct_Sealing |  | Screw-in CFL: Education - Community College: NR - 2.1 | Savings by Design 0.8212
[5 empty] | res:DEER:HVAC_Duct_Sealing |  | Screw-in CFL: Education - University: NR - 2.6 | Codes and Standards
[5 empty] | res:DEER:HVAC_Refrig_Charge |  | Screw-in CFL: Grocery: NR - 1.4
[5 empty] | res:DEER:HVAC_Refrig_Charge |  | Screw-in CFL: Health/Medical - Hospital: NR - 0.9
[5 empty] | res:DEER:HVAC_Refrig_Charge |  | Screw-in CFL: Health/Medical - Nursing Home: NR - 0.9
[5 empty] | res:DEER:HVAC_Refrig_Charge |  | Screw-in CFL: Lodging - Hotel: NR - 0.9
[5 empty] | res:DEER:HVAC_Refrig_Charge |  | Screw-in CFL: Lodging - Motel: NR - 0.9
[5 empty] | res:DEER:Refg_Chrg_Duct_Seal |  | Screw-in CFL: Lodging - Guest Rooms: NR - 7.0
[5 empty] | res:DEER:Refg_Chrg_Duct_Seal |  | Screw-in CFL: Manufacturing - Light Industrial: NR - 2.8
[5 empty] | res:DEER:Refg_Chrg_Duct_Seal |  | Screw-in CFL: Office - Large: NR - 2.9
[5 empty] | res:DEER:Refg_Chrg_Duct_Seal |  | Screw-in CFL: Office - Small: NR - 3.2
[5 empty] | res:DEER:Refg_Chrg_Duct_Seal |  | Screw-in CFL: Restaurant - Sit-Down: NR - 2.3
[5 empty] | res:DEER:RefgFrzr_Recycling |  | Screw-in CFL: Restaurant - Fast-Food: NR - 1.3
[5 empty] | res:DEER:RefgFrzr_Recycling |  | Screw-in CFL: Retail - 3-Story Large: NR - 1.9
[5 empty] | res:DEER:RefgFrzr_Recycling |  | Screw-in CFL: Retail - Single-Story Large: NR - 1.8
[5 empty] | res:DEER:RefgFrzr_Recycling |  | Screw-in CFL: Retail - Small: NR - 2.1
[5 empty] | res:DEER:RefgFrzr_Recycling |  | Screw-in CFL: Storage - Conditioned: NR - 2.8
[5 empty] | NON_res:DEER:Indoor_CFL_Ltg |  | Screw-in CFL: Storage - Unconditioned: NR - 2.8
[5 empty] | NON_res:DEER:Indoor_CFL_Ltg |  | Screw-in CFL: Warehouse - Refrigerated: NR - 3.1
NON_res:DEER:Indoor_CFL_Ltg
[5 empty] | NON_res:DEER:Indoor_CFL_Ltg |  | HVAC/Refrigeration – SPC: NR - 16
[5 empty] | NON_res:DEER:Indoor_CFL_Ltg |  | Chiller – High Efficiency: NR - 20
[5 empty] | NON_res:DEER:Indoor_Non-CFL_Ltg |  | Chiller – Variable Speed Drive: NR - 20
[5 empty] | NON_res:DEER:Indoor_Non-CFL_Ltg |  | Water Cooled Chillers: NR - 20
[5 empty] | NON_res:DEER:Indoor_Non-CFL_Ltg |  | Air Conditioners – High Efficiency: NR - 15
[5 empty] | NON_res:DEER:Indoor_Non-CFL_Ltg |  | Packaged HVAC Systems: NR - 15
[5 empty] | NON_res:DEER:Indoor_Non-CFL_Ltg |  | Install HVAC EMS: Com - 14
[5 empty] | NON_res:DEER:HVAC_Chillers |  | AC Packaged Terminal Units: NR - 15
[5 empty] | NON_res:DEER:HVAC_Chillers |  | Evaporative Coolers: NR - 15
[5 empty] | NON_res:DEER:HVAC_Chillers |  | Boiler – High Efficiency: NR - 20
[5 empty] | NON_res:DEER:HVAC_Chillers |  | Cooling Towers/Evaporative Condenser: NR - 15
[5 empty] | NON_res:DEER:HVAC_Chillers |  | Heat Pump – Split System: NR - 15
[5 empty] | NON_res:DEER:HVAC_Refrig_Charge |  | Heat Pump with Integrated Water Heating: NR - 10
[5 empty] | NON_res:DEER:HVAC_Refrig_Charge |  | Ground Source Heat Pump: NR - 15
[5 empty] | NON_res:DEER:HVAC_Refrig_Charge |  | Reduce Internal Load: NR - 15
[5 empty] | NON_res:DEER:HVAC_Refrig_Charge |  | Insulation: NR - 20
[5 empty] | NON_res:DEER:HVAC_Refrig_Charge |  | Insulation Package: NR - 20
[5 empty] | NON_res:DEER:HVAC_Split-Package_AC |  | Reflective Window Film: NR - 10
[5 empty] | NON_res:DEER:HVAC_Split-Package_AC |  | Bypass/Delay Timer(lighting): NR - 8
[5 empty] | NON_res:DEER:HVAC_Split-Package_AC |  | Set-Back Thermostat: NR - 11
[5 empty] | NON_res:DEER:HVAC_Split-Package_AC |  | Time Clock - HVAC: NR - 10
[5 empty] | NON_res:DEER:HVAC_Split-Package_AC |  | HVAC/Space Heating/Efficiency (Gas): NR - 18
[5 empty] | NON_res:DEER:HVAC_Duct_Sealing |  | Nonresidential Gas – AC: NR - 20
NON_res:DEER:HVAC_Duct_Sealing
[5 empty] | NON_res:DEER:HVAC_Duct_Sealing |  | Adjustable speed drive, application unknown: Ag - 10
[5 empty] | NON_res:DEER:HVAC_Duct_Sealing |  | Adjustable speed drive, application unknown: Com - 10
[5 empty] | NON_res:DEER:HVAC_Duct_Sealing |  | Adjustable Speed Drive: HVAC fan, 50 HP Max: Com - 10
[5 empty] | 01-ALC-AllCommercial-Cooling |  | Pump repair: Ag - 11
[5 empty] | 01-ALC-AllCommercial-ExtLight |  | Injection molding machines: Ind - 15
[5 empty] | 01-ALC-AllCommercial-IntLight |  | Plastic extusion equipment: Ind - 15
[5 empty] | 01-ALC-AllCommercial-OffEquip |  | Process cooling: Ind - 15
[5 empty] | 01-ALC-AllCommercial-Refrig |  | Process equipment insulation: Ind - 15
01-ALC-AllCommercial-Vent/Fan
[5 empty] | 02-ASM-Assembly-Cooling |  | Horizontal Clothes Washer: NR - 10
[5 empty] | 02-ASM-Assembly-Exit |  | Efficient Dishwashing: NR - 5
[5 empty] | 02-ASM-Assembly-ExtLight |  | Water Heater Controls: NR - 15
[5 empty] | 02-ASM-Assembly-IntLight |  | Cooking measures , Assorted: Com - 12
[5 empty] | 03-BCR-BothResidentialandCommercial-COOL |  | Water Heater – Gas: NR - 15
[5 empty] | 03-BCR-BothResidentialandCommercial-LIT_INT |  | Domestic Hot Water Boiler (Gas): NR - 20
03-BCR-BothResidentialandCommercial-OFF_EQ
[5 empty] | 03-BCR-BothResidentialandCommercial-LIT_EXT |  | Auto Closer for Cooler/Freezer: NR - 8
[5 empty] | 03-BCR-BothResidentialandCommercial-REFG |  | Door Gaskets: NR - 4
[5 empty] | 03-BCR-BothResidentialandCommercial-VENT |  | Floating Head Pressure: NR - 16
[5 empty] | 04-DMO-ResidentialMobileHome–DoubleWide-CL_DRY |  | Heatless Door: NR - 16
[5 empty] | 04-DMO-ResidentialMobileHome–DoubleWide-CL_WASH |  | Humidistat Control for Anti-Sweat Heater: NR - 12
[5 empty] | 04-DMO-ResidentialMobileHome–DoubleWide-DSH_WASH |  | Insulation on Refrigeration Suction Line: NR - 11
[5 empty] | 04-DMO-ResidentialMobileHome–DoubleWide-FREEZ |  | Night Covers for Display Cases: NR - 5
[5 empty] | 04-DMO-ResidentialMobileHome–DoubleWide-LIGHT |  | PSC Evaporator Motor – Walkin/ Display: NR - 15
[5 empty] | 04-DMO-ResidentialMobileHome–DoubleWide-POOL_PMP |  | Refrigeration Case Doors – Glass/Acrylic: NR - 12
[5 empty] | 04-DMO-ResidentialMobileHome–DoubleWide-REFG |  | Refrigerator Case with Doors: NR - 12
[5 empty] | 04-DMO-ResidentialMobileHome–DoubleWide-SP_COOL |  | Refrigerator Condensate Evaporator – Elec/Non Elec: NR - 8
[5 empty] | 04-DMO-ResidentialMobileHome–DoubleWide-SP_HEAT |  | Strip Curtains for Walk-Ins: NR - 4
[5 empty] | 04-DMO-ResidentialMobileHome–DoubleWide-WAT_HEAT |  | Ballast: Electronic, for display case: NR - 11
[5 empty] | 05-ECC-Education–CommunityCollege-COOL |  | Defrost: NR - 16
[5 empty] | 05-ECC-Education–CommunityCollege-LIT_INT |  | FHP & EFF Conditioner: NR - 16
[5 empty] | 05-ECC-Education–CommunityCollege-OFF_EQ |  | High-efficiency Liquid Suction Heat Exchangers: NR - 16
[5 empty] | 05-ECC-Education–CommunityCollege-LIT_EXT |  | Night Shields on Refrigerator and Freezer Cases: NR - 5
[5 empty] | 05-ECC-Education–CommunityCollege-REFG |  | Walk-in Refrigerator or Freezer: Evaporative Fan Controller: NR - 5
[5 empty] | 05-ECC-Education–CommunityCollege-VENT |  | Multiplec Refrigeration Systems/Supermarket Systems: NR - 10
06-EPR-Education–PrimarySchool-COOL
[5 empty] | 06-EPR-Education–PrimarySchool-LIT_INT |  | Kiln/Oven/Furnace: NR - 18
[5 empty] | 06-EPR-Education–PrimarySchool-OFF_EQ |  | Thermal Night Curtains: NR - 5
[5 empty] | 06-EPR-Education–PrimarySchool-LIT_EXT |  | Custom Measures – SPC: NR - 15
[5 empty] | 06-EPR-Education–PrimarySchool-REFG |  | Local Government Partnership: NR - 11
[5 empty] | 06-EPR-Education–PrimarySchool-VENT |  | Audits: NR - 3
[5 empty] | 07-ESE-Education–SecondarySchool-COOL |  | Plug Load Sensor: NR - 10
[5 empty] | 07-ESE-Education–SecondarySchool-LIT_INT |  | Information: NR - 1
[5 empty] | 07-ESE-Education–SecondarySchool-OFF_EQ |  | High Efficiency Motors: NR - 15
[5 empty] | 07-ESE-Education–SecondarySchool-LIT_EXT |  | Process Overhaul: NR - 20
[5 empty] | 07-ESE-Education–SecondarySchool-REFG |  | System Controls: NR - 15
07-ESE-Education–SecondarySchool-VENT
08-EUN-Education–University-COOL
[5 empty] | 08-EUN-Education–University-LIT_INT |  | RESIDENTIAL MEASURES
[5 empty] | 08-EUN-Education–University-OFF_EQ |  | ****************************************************************
[5 empty] | 08-EUN-Education–University-LIT_EXT |  | T8 Fixtures ; lamp or ballast: Res - 15
[5 empty] | 08-EUN-Education–University-REFG |  | Pin based CFL Fixture: Res - 16
[5 empty] | 08-EUN-Education–University-VENT |  | CFL: Indoor Screw in: Res - 9.4
[5 empty] | 09-GRO-Grocery-COOL |  | CFL: Outdoor Screw in: Res - 7
[5 empty] | 09-GRO-Grocery-LIT_INT |  | Torchiere: Res - 9
09-GRO-Grocery-OFF_EQ
[5 empty] | 09-GRO-Grocery-LIT_EXT |  | Air Conditioners with SEER >= 11.0: Res - 18
[5 empty] | 09-GRO-Grocery-REFG |  | Central Air Conditioners: Res - 18
[5 empty] | 09-GRO-Grocery-VENT |  | Duct Testing: Res NC - 18
[5 empty] | 10-HSP-Health/Medical–Hospital-COOL |  | High Energy Efficiency Ducts: Res - 18
[5 empty] | 10-HSP-Health/Medical–Hospital-LIT_INT |  | Whole House Fan: Res - 15
[5 empty] | 10-HSP-Health/Medical–Hospital-OFF_EQ |  | Evaporative Cooler: Res - 15
[5 empty] | 10-HSP-Health/Medical–Hospital-LIT_EXT |  | Glazing - Low E Double / Low Shade Coefficient: Res - 20
[5 empty] | 10-HSP-Health/Medical–Hospital-REFG |  | Heat Pump - Electric: Res - 15
[5 empty] | 10-HSP-Health/Medical–Hospital-VENT |  | Insulation - Ceiling / Floor / Walls: Res - 20
[5 empty] | 11-HTL-Lodging–Hotel(GuestRooms)-COOL |  | A/C with Integrated Water Heating: Res - 10
[5 empty] | 11-HTL-Lodging–Hotel(GuestRooms)-LIT_INT |  | Programmable Thermostat: Res - 12
11-HTL-Lodging–Hotel(GuestRooms)-OFF_EQ
[5 empty] | 11-HTL-Lodging–Hotel(GuestRooms)-LIT_EXT |  | Audits: Res - 3
[5 empty] | 11-HTL-Lodging–Hotel(GuestRooms)-REFG |  | Gas Cooktops: Res - 20
[5 empty] | 11-HTL-Lodging–Hotel(GuestRooms)-VENT |  | Gas Dryer Stub: Res - 18
[5 empty] | 12-MBT-Manufacturing–Bio/Tech-AG_PUMP |  | Energy-Efficient Furnaces: Res - 18
12-MBT-Manufacturing–Bio/Tech-COMP_AIR
[5 empty] | 12-MBT-Manufacturing–Bio/Tech-COOL |  | Refrigerator Recycling: Res - 10
[5 empty] | 12-MBT-Manufacturing–Bio/Tech-LIGHT |  | Refrigerator - Energy Efficient; 20% more efficient: Res - 18
[5 empty] | 12-MBT-Manufacturing–Bio/Tech-MOTOR |  | Refrigerators: Res - 18
12-MBT-Manufacturing–Bio/Tech-PROC_OTH
13-MFM-ResidentialMulti-family-CL_DRY
[5 empty] | 13-MFM-ResidentialMulti-family-CL_WASH |  | GENERIC USEFUL LIVES:
[5 empty] | 13-MFM-ResidentialMulti-family-DSH_WASH |  | ****************************************************************
[5 empty] | 13-MFM-ResidentialMulti-family-FREEZ |  | 0.1
[5 empty] | 13-MFM-ResidentialMulti-family-LIGHT |  | 0.2
[5 empty] | 13-MFM-ResidentialMulti-family-POOL_PMP |  | 0.3
[5 empty] | 13-MFM-ResidentialMulti-family-REFG |  | 0.4
[5 empty] | 13-MFM-ResidentialMulti-family-SP_COOL |  | 0.5
[5 empty] | 13-MFM-ResidentialMulti-family-SP_HEAT |  | 0.6
[5 empty] | 13-MFM-ResidentialMulti-family-WAT_HEAT |  | 0.7
[5 empty] | 14-MLI-Manufacturing–LightIndustry-AG_PUMP |  | 0.8
[5 empty] | 14-MLI-Manufacturing–LightIndustry-COMP_AIR |  | 0.9
[5 empty] | 14-MLI-Manufacturing–LightIndustry-COOL |  | 1
[5 empty] | 14-MLI-Manufacturing–LightIndustry-LIGHT |  | 1.1
[5 empty] | 14-MLI-Manufacturing–LightIndustry-MOTOR |  | 1.2
[5 empty] | 14-MLI-Manufacturing–LightIndustry-PROC_OTH |  | 1.3
[5 empty] | 15-MTL-Lodging–Motel-COOL |  | 1.4
[5 empty] | 15-MTL-Lodging–Motel-LIT_INT |  | 1.5
[5 empty] | 15-MTL-Lodging–Motel-OFF_EQ |  | 1.6
[5 empty] | 15-MTL-Lodging–Motel-LIT_EXT |  | 1.7
[5 empty] | 15-MTL-Lodging–Motel-REFG |  | 1.8
[5 empty] | 15-MTL-Lodging–Motel-VENT |  | 1.9
[5 empty] | 16-NRS-Health/Medical–Clinic-COOL |  | 2
[5 empty] | 16-NRS-Health/Medical–Clinic-LIT_INT |  | 2.1
[5 empty] | 16-NRS-Health/Medical–Clinic-OFF_EQ |  | 2.2
[5 empty] | 16-NRS-Health/Medical–Clinic-LIT_EXT |  | 2.3
[5 empty] | 16-NRS-Health/Medical–Clinic-REFG |  | 2.4
[5 empty] | 16-NRS-Health/Medical–Clinic-VENT |  | 2.5
[5 empty] | 17-OFL-Office–Large-Cooling |  | 2.6
[5 empty] | 17-OFL-Office–Large-ExtLight |  | 2.7
[5 empty] | 17-OFL-Office–Large-IntLight |  | 2.8
[5 empty] | 17-OFL-Office–Large-OffEquip |  | 2.9
[5 empty] | 17-OFL-Office–Large-Refrig |  | 3
[5 empty] | 17-OFL-Office–Large-Vent/Fan |  | 3.1
[5 empty] | 18-OFS-Office–Small-Cooling |  | 3.2
[5 empty] | 18-OFS-Office–Small-ExtLight |  | 3.3
[5 empty] | 18-OFS-Office–Small-IntLight |  | 3.4
[5 empty] | 18-OFS-Office–Small-OffEquip |  | 3.5
[5 empty] | 18-OFS-Office–Small-Refrig |  | 3.6
[5 empty] | 18-OFS-Office–Small-Vent/Fan |  | 3.7
[5 empty] | 19-RES-AllResidential-CL_DRY |  | 3.8
[5 empty] | 19-RES-AllResidential-CL_WASH |  | 3.9
[5 empty] | 19-RES-AllResidential-DSH_WASH |  | 4
[5 empty] | 19-RES-AllResidential-FREEZ |  | 4.1
[5 empty] | 19-RES-AllResidential-LIGHT |  | 4.2
[5 empty] | 19-RES-AllResidential-POOL_PMP |  | 4.3
[5 empty] | 19-RES-AllResidential-REFG |  | 4.4
[5 empty] | 19-RES-AllResidential-SP_COOL |  | 4.5
[5 empty] | 19-RES-AllResidential-SP_HEAT |  | 4.6
[5 empty] | 19-RES-AllResidential-WAT_HEAT |  | 4.7
[5 empty] | 20-RFF-Restaurant–FastFood-Cooling |  | 4.8
[5 empty] | 20-RFF-Restaurant–FastFood-ExtLight |  | 4.9
[5 empty] | 20-RFF-Restaurant–FastFood-IntLight |  | 5
[5 empty] | 20-RFF-Restaurant–FastFood-OffEquip |  | 5.1
[5 empty] | 20-RFF-Restaurant–FastFood-Refrig |  | 5.2
[5 empty] | 20-RFF-Restaurant–FastFood-Vent/Fan |  | 5.3
[5 empty] | 21-RSD-Restaurant–SitDown-COOL |  | 5.4
[5 empty] | 21-RSD-Restaurant–SitDown-LIT_INT |  | 5.5
[5 empty] | 21-RSD-Restaurant–SitDown-OFF_EQ |  | 5.6
[5 empty] | 21-RSD-Restaurant–SitDown-LIT_EXT |  | 5.7
[5 empty] | 21-RSD-Restaurant–SitDown-PROC_OTH |  | 5.8
[5 empty] | 21-RSD-Restaurant–SitDown-REFG |  | 5.9
[5 empty] | 21-RSD-Restaurant–SitDown-VENT |  | 6
[5 empty] | 22-RT3-Retail–3StoryLarge-COOL |  | 6.1
[5 empty] | 22-RT3-Retail–3StoryLarge-LIT_INT |  | 6.2
[5 empty] | 22-RT3-Retail–3StoryLarge-OFF_EQ |  | 6.3
[5 empty] | 22-RT3-Retail–3StoryLarge-LIT_EXT |  | 6.4
[5 empty] | 22-RT3-Retail–3StoryLarge-REFG |  | 6.5
[5 empty] | 22-RT3-Retail–3StoryLarge-VENT |  | 6.6
[5 empty] | 23-RTL-Retail–SingleStorylarge-COOL |  | 6.7
[5 empty] | 23-RTL-Retail–SingleStorylarge-LIT_INT |  | 6.8
[5 empty] | 23-RTL-Retail–SingleStorylarge-OFF_EQ |  | 6.9
[5 empty] | 23-RTL-Retail–SingleStorylarge-LIT_EXT |  | 7
[5 empty] | 23-RTL-Retail–SingleStorylarge-REFG |  | 7.1
[5 empty] | 23-RTL-Retail–SingleStorylarge-VENT |  | 7.2
[5 empty] | 24-RTS-Retail–Small-COOL |  | 7.3
[5 empty] | 24-RTS-Retail–Small-LIT_INT |  | 7.4
[5 empty] | 24-RTS-Retail–Small-OFF_EQ |  | 7.5
[5 empty] | 24-RTS-Retail–Small-LIT_EXT |  | 7.6
[5 empty] | 24-RTS-Retail–Small-REFG |  | 7.7
[5 empty] | 24-RTS-Retail–Small-VENT |  | 7.8
[5 empty] | 25-SCN-Storage–Conditioned-Cooling |  | 7.9
[5 empty] | 25-SCN-Storage–Conditioned-Exit |  | 8
[5 empty] | 25-SCN-Storage–Conditioned-ExtLight |  | 8.1
[5 empty] | 26-SFM-ResidentialSingleFamily-CL_DRY |  | 8.2
[5 empty] | 26-SFM-ResidentialSingleFamily-CL_WASH |  | 8.3
[5 empty] | 26-SFM-ResidentialSingleFamily-DSH_WASH |  | 8.4
[5 empty] | 26-SFM-ResidentialSingleFamily-FREEZ |  | 8.5
[5 empty] | 26-SFM-ResidentialSingleFamily-LIGHT |  | 8.6
[5 empty] | 26-SFM-ResidentialSingleFamily-POOL_PMP |  | 8.7
[5 empty] | 26-SFM-ResidentialSingleFamily-REFG |  | 8.8
[5 empty] | 26-SFM-ResidentialSingleFamily-SP_COOL |  | 8.9
[5 empty] | 26-SFM-ResidentialSingleFamily-SP_HEAT |  | 9
[5 empty] | 26-SFM-ResidentialSingleFamily-WAT_HEAT |  | 9.1
[5 empty] | 27-SMO-ResidentialMobileHome–SingleWide-CL_DRY |  | 9.2
[5 empty] | 27-SMO-ResidentialMobileHome–SingleWide-CL_WASH |  | 9.3
[5 empty] | 27-SMO-ResidentialMobileHome–SingleWide-DSH_WASH |  | 9.4
[5 empty] | 27-SMO-ResidentialMobileHome–SingleWide-FREEZ |  | 9.5
[5 empty] | 27-SMO-ResidentialMobileHome–SingleWide-LIGHT |  | 9.6
[5 empty] | 27-SMO-ResidentialMobileHome–SingleWide-POOL_PMP |  | 9.7
[5 empty] | 27-SMO-ResidentialMobileHome–SingleWide-REFG |  | 9.8
[5 empty] | 27-SMO-ResidentialMobileHome–SingleWide-SP_COOL |  | 9.9
[5 empty] | 27-SMO-ResidentialMobileHome–SingleWide-SP_HEAT |  | 10
[5 empty] | 27-SMO-ResidentialMobileHome–SingleWide-WAT_HEAT |  | 10.1
[5 empty] | 28-SUN-Storage–Unconditioned-Exit |  | 10.2
[5 empty] | 28-SUN-Storage–Unconditioned-ExtLight |  | 10.3
[5 empty] | 29-WRF-Storage–Refrigerated-Cooling |  | 10.4
[5 empty] | 29-WRF-Storage–Refrigerated-Exit |  | 10.5
[5 empty] | 29-WRF-Storage–Refrigerated-ExtLight |  | 10.6
[5 empty] | 30-S20-SIC20Food&KindredProducts-AG_PUMP |  | 10.7
[5 empty] | 30-S20-SIC20Food&KindredProducts-COMP_AIR |  | 10.8
[5 empty] | 30-S20-SIC20Food&KindredProducts-COOL |  | 10.9
[5 empty] | 30-S20-SIC20Food&KindredProducts-LIGHT |  | 11
[5 empty] | 30-S20-SIC20Food&KindredProducts-MOTOR |  | 11.1
[5 empty] | 30-S20-SIC20Food&KindredProducts-PROC_OTH |  | 11.2
[5 empty] | 31-S26-SIC26Paper&AlliedProducts-AG_PUMP |  | 11.3
[5 empty] | 31-S26-SIC26Paper&AlliedProducts-COMP_AIR |  | 11.4
[5 empty] | 31-S26-SIC26Paper&AlliedProducts-COOL |  | 11.5
[5 empty] | 31-S26-SIC26Paper&AlliedProducts-LIGHT |  | 11.6
[5 empty] | 31-S26-SIC26Paper&AlliedProducts-MOTOR |  | 11.7
[5 empty] | 31-S26-SIC26Paper&AlliedProducts-PROC_OTH |  | 11.8
[5 empty] | 32-S28-SIC28Chemicals&AlliedProducts-AG_PUMP |  | 11.9
[5 empty] | 32-S28-SIC28Chemicals&AlliedProducts-COMP_AIR |  | 12
[5 empty] | 32-S28-SIC28Chemicals&AlliedProducts-COOL |  | 12.1
[5 empty] | 32-S28-SIC28Chemicals&AlliedProducts-LIGHT |  | 12.2
[5 empty] | 32-S28-SIC28Chemicals&AlliedProducts-MOTOR |  | 12.3
[5 empty] | 32-S28-SIC28Chemicals&AlliedProducts-PROC_OTH |  | 12.4
[5 empty] | 33-S29-SIC29Petroleum&CoalProducts-AG_PUMP |  | 12.5
[5 empty] | 33-S29-SIC29Petroleum&CoalProducts-COMP_AIR |  | 12.6
[5 empty] | 33-S29-SIC29Petroleum&CoalProducts-COOL |  | 12.7
[5 empty] | 33-S29-SIC29Petroleum&CoalProducts-LIGHT |  | 12.8
[5 empty] | 33-S29-SIC29Petroleum&CoalProducts-MOTOR |  | 12.9
[5 empty] | 33-S29-SIC29Petroleum&CoalProducts-PROC_OTH |  | 13
[5 empty] | 34-S33-SIC33Metals-AG_PUMP |  | 13.1
[5 empty] | 34-S33-SIC33Metals-COMP_AIR |  | 13.2
[5 empty] | 34-S33-SIC33Metals-COOL |  | 13.3
[5 empty] | 34-S33-SIC33Metals-LIGHT |  | 13.4
[5 empty] | 34-S33-SIC33Metals-MOTOR |  | 13.5
[5 empty] | 34-S33-SIC33Metals-PROC_OTH |  | 13.6
[5 empty] | 35-OTI-OtherIndustrial-AG_PUMP |  | 13.7
[5 empty] | 35-OTI-OtherIndustrial-COMP_AIR |  | 13.8
[5 empty] | 35-OTI-OtherIndustrial-COOL |  | 13.9
[5 empty] | 35-OTI-OtherIndustrial-LIGHT |  | 14
[5 empty] | 35-OTI-OtherIndustrial-MOTOR |  | 14.1
[5 empty] | 35-OTI-OtherIndustrial-PROC_OTH |  | 14.2
[5 empty] | 36-GST-Lodging-GuestRooms-Cooling |  | 14.3
[5 empty] | 36-GST-Lodging-GuestRooms-ExtLight |  | 14.4
[5 empty] | 36-GST-Lodging-GuestRooms-IntLight |  | 14.5
[5 empty] | 36-GST-Lodging-GuestRooms-OffEquip |  | 14.6
[5 empty] | 36-GST-Lodging-GuestRooms-Refrig |  | 14.7
[5 empty] | 36-GST-Lodging-GuestRooms-Vent/Fan |  | 14.8
14.9
15
15.1
15.2
15.3
15.4
15.5
15.6
15.7
15.8
15.9
16
16.1
16.2
16.3
16.4
16.5
16.6
16.7
16.8
16.9
17
17.1
17.2
17.3
17.4
17.5
17.6
17.7
17.8
17.9
18
18.1
18.2
18.3
18.4
18.5
18.6
18.7
18.8
18.9
19
19.1
19.2
19.3
19.4
19.5
19.6
19.7
19.8
19.9
20
21
22
23
24
25
26
27
28
29
30
Last Row Used is above