## Export
PROGRAM NAME | 0
BUDGET
Administrative Costs
Overhead and G&A | 0
Other Administrative Costs | 0
Marketing/Outreach | 0
Direct Implementation
d.i. User Input Incentive (No rebates) | 0
d.ii. Rebate | 571068.94
d.iii. Direct Install Labor | 0
d.iv. Direct Install Materials | 0
d.v. Upstream payments | 0
Activity | 0
Installation | 0
Hardware & Materials | 0
Rebate Processing & Inspection | 0
EM&V Costs | 0
Budget | 571068.94
Costs recovered from other sources | 0
Budget (plus other costs) | 571068.94
PROGRAM IMPACTS
Program Reductions for Measures installed through 2011
User Entered kW (kW) | 1268.7883
Net Jul-Sept Peak (kW) | 1076.3758
Net Dec-Feb Peak (kW) | 738.1921
Net NCP (kW) | 1136.5763
Net CEC (kW) | 0
Annual Net kWh | 6498916.3276
Lifecycle Net kWh | 54186526.9649
Annual Net Therms | -7551.1558
Lifecycle Net Therms | -86367.936
Cost Effectiveness for all measures installed through 2015
TRC
Costs | 903910.8304
Electric Benefits | 4185951.2143
Gas Benefits | -50046.0827
Net Benefits (NPV) | 3231994.3011
BC Ratio | 4.5756
PAC
Costs | 530880.9071
Electric Benefits | 4185951.2143
Gas Benefits | -50046.0827
Net Benefits (NPV) | 3605024.2245
BC Ratio | 7.7906
Levelized Cost
Levelized Cost TRC ($/kWh )
Discounted kWh | 36197181.7721
Cost | 0.022487
Benefits | 0.11564
Benefit-Cost | 0.093156
Levelized Cost PAC ($/kWh)
Discounted kWh | 36197181.7721
Cost | 0.012613
Benefits | 0.11564
Benefit-Cost | 0.10303
Levelized Cost TRC ($/therm)
Discounted Therms | -49722.9885
Cost | -1.7509
Benefits | 1.0065
Benefit-Cost | 2.7574
Levelized Cost PAC ($/therm)
Discounted Therms | -49722.9885
Cost | -1.495
Benefits | 1.0065
Benefit-Cost | 2.5015
Emission Annual Reductions (2009-2011) |  | Energy Division File sheet "Attachment II" Total Electricity and Gas Emission Reductions
Electric Annual CO2 (tons) - 2009 | 3447.4532 |  | 2009 | 2010 | 2011 | 2012 | 2013 | 2014 | 2015
2010 | 0 |  | Total | Total | Total | Total | Total | Total | Total
2011 | 0 | Annual CO2 Emission Reductions (tons) | 3403.279 | 0 | 0 | 0 | 0 | 0 | 0
Electric Lifecycle CO2 (tons) - 2009 | 28504.4953 | Lifecycle CO2 Emission Reductions (tons) | 27999.2429 | 0 | 0 | 0 | 0 | 0 | 0
2010 | 0 | Annual NOx Emission Reductions (tons) | 0.43003 | 0 | 0 | 0 | 0 | 0 | 0
2011 | 0 | Lifecycle NOx Emission Reductions (tons) | 3.4639 | 0 | 0 | 0 | 0 | 0 | 0
Electric Annual NOX (tons) - 2009 | 0.46477 | Annual SO2 Emission Reductions (tons)
2010 | 0 | Lifecycle SO2 Emission Reductions (tons)
2011 | 0
Electric Lifecycle NOX (tons) - 2009 | 3.8612
2010 | 0
2011 | 0
Electric Annual SO2 (lbs) - 2009
2010
2011
Electric Lifecycle SO2 (lbs) - 2009
2010
2011
Gas Annual CO2 (tons) - 2009 | -44.1743
2010 | 0
2011 | 0
Gas Lifecycle CO2 (tons) - 2009 | -505.2524
2010 | 0
2011 | 0
Gas Annual NOX (tons) - 2009 | -0.034735
2010 | 0
2011 | 0
Gas Lifecycle NOX (tons) - 2009 | -0.39729
2010 | 0
2011 | 0
Gas Annual SO2 (lbs) - 2009
2010
2011
Gas Lifecycle SO2 (lbs) - 2009
2010
2011
Data below not currently used in Energy Division workbook
Levelized Cost RIM ($/therm)
Discounted Therms | -49722.9885
Cost | 0.12919
Benefits | 1.0065
Benefit-Cost | 0.8773
Levelized Cost RIM ($/kWh)
Discounted kWh | 36197181.7721
Cost | 0.014844
Benefits | 0.11564
Benefit-Cost | 0.8773
RIM
Costs | 530880.9071
Electric Benefits | 4185951.2143
Gas Benefits | -50046.0827
Net Benefits (NPV) | 3605024.2245
BC Ratio | 7.7906
Impacts for all programs installed trhough 2019
Net July-Sept Peak (kW)
Clothes Dryer | 0
Clothes Washer | 0
Consumer Electronics | 0
Cooking | 0
Dishwasher | 0
Net Dec-Feb Pk (kW)
Clothes Dryer | 0
Clothes Washer | 0
Consumer Electronics | 0
Cooking | 0
Dishwasher | 0
0
Clothes Dryer | 0
Clothes Washer | 0
Consumer Electronics | 0
Cooking | 0
Dishwasher | 0
Annual Net kWh
Clothes Dryer | 0
Clothes Washer | 0
Consumer Electronics | 0
Cooking | 0
Dishwasher | 0
Lifecycle Net kWh
Clothes Dryer | 0
Clothes Washer | 0
Consumer Electronics | 0
Cooking | 0
Dishwasher | 0
Annual Net Therms
Clothes Dryer | 0
Clothes Washer | 0
Consumer Electronics | 0
Cooking | 0
Dishwasher | 0
Lifecycle Net Therms
Clothes Dryer | 0
Clothes Washer | 0
Consumer Electronics | 0
Cooking | 0
Dishwasher | 0

## Output by Measure
0
0
SDG&E | [7 empty] | Levelized Benefits less Costs (TRC) |  |  |  | Levelized Benefits less Costs (PAC) |  |  |  | Benefit Cost Ratios
Net Impacts by Measure | [7 empty] | No Allocated Admin |  | w/ Allocated Admin |  | No Allocated Admin |  | w/ Allocated Admin |  | No Allocated Admin |  | w/ Allocated Admin
| Net Avg Jul-Sep (kW) | Net Dec-Feb Pk (kW) | Net User Entered kW | Annual kWh adj for Net to gross | Lifecycle kWh (Annual * Measure Life) | Annual Therms | Lifecycle Therms | Electric ($/kWh) | Gas ($/Th) | Electric ($/kWh) | Gas ($/Th) | Electric ($/kWh) | Gas ($/Th) | Electric ($/kWh) | Gas ($/Th) | TRC | PAC | TRC | PAC
Total or Average | 1076.3758 | 738.1921 | 1268.7883 | 6498916.3276 | 54186526.9649 | -7551.1558 | -86367.936 | 0.093156 | 2.7574 | 0.093156 | 2.7574 | 0.10303 | 2.5015 | 0.10303 | 2.5015
234330-Premium T8 with T12 40 Watt Baseline - Tr1 | 0.96244 | 0.62061 | 1.0097 | 4860.1185 | 72901.7768 | 0 | 0 | 0.093473 | 0 | 0.093473 | 0 | 0.1126 | 0 | 0.1126 | 0 | 3.2535 | 6.0363 | 3.2535 | 6.0363
234303-Lighting-Remove 4 Ft Lamp (De-Lamp) - Tr1 | 0 | 0 | 0.99809 | 5192.3303 | 77884.9549 | -97.131 | -1456.9657 | 0 | 1.8717 | 0 | 1.8717 | 0 | 2.0492 | 0 | 2.0492 | -1.5179 | -1.2253 | -1.5179 | -1.2253
234306-Lighting-Remove 8 Ft Lamp (De-Lamp) - Tr1 | 0.66593 | 0.41302 | 0.76281 | 3596.9821 | 53954.7316 | 0 | 0 | 0.121 | 0 | 0.121 | 0 | 0.12129 | 0 | 0.12129 | 0 | 11.9671 | 12.2885 | 11.9671 | 12.2885
234085-Refrigeration -Strip Curtains for Walk-ins | 0.73926 | 0.52934 | 0.56074 | 4919.7 | 19678.8 | 0 | 0 | 0.099448 | 0 | 0.099448 | 0 | 0.1038 | 0 | 0.1038 | 0 | 12.9726 | 27.2693 | 12.9726 | 27.2693
234084-Refrigeration -Cooler/Freezer Door Gaskets - Solid Doors: Cooler | 1.7477 | 1.4616 | 1.5076 | 13190.028 | 52760.112 | 0 | 0 | 0.096104 | 0 | 0.096104 | 0 | 0.091373 | 0 | 0.091373 | 0 | 11.1692 | 7.4433 | 11.1692 | 7.4433
234084-Refrigeration -Cooler/Freezer Door Gaskets - Solid Doors: Cooler | 0.24215 | 0.2025 | 0.20889 | 1827.534 | 7310.136 | 0 | 0 | 0.096007 | 0 | 0.096007 | 0 | 0.090971 | 0 | 0.090971 | 0 | 11.0564 | 7.2382 | 11.0564 | 7.2382
234083-Refrigeration -Cooler/Freezer Door Gaskets - Glass Doors | 0.13686 | 0.11446 | 0.11807 | 1032.954 | 4131.816 | 0 | 0 | 0.096046 | 0 | 0.096046 | 0 | 0.091136 | 0 | 0.091136 | 0 | 11.1017 | 7.3209 | 11.1017 | 7.3209
234330-Premium T8 with T12 40 Watt Baseline - Tr1 | 0.37559 | 0.24219 | 0.39402 | 1896.6316 | 28449.4739 | 0 | 0 | 0.093473 | 0 | 0.093473 | 0 | 0.1126 | 0 | 0.1126 | 0 | 3.2535 | 6.0363 | 3.2535 | 6.0363
234306-Lighting-Remove 8 Ft Lamp (De-Lamp) - Tr1 | 0.76106 | 0.47202 | 0.87179 | 4110.8367 | 61662.5505 | 0 | 0 | 0.121 | 0 | 0.121 | 0 | 0.12129 | 0 | 0.12129 | 0 | 11.9671 | 12.2885 | 11.9671 | 12.2885
234207-Lighting-8 Ft T-8 with Elec Ballast-Tr1 | 0.18036 | 0.1163 | 0.1965 | 910.7801 | 13661.7013 | 0 | 0 | 0.032441 | 0 | 0.032441 | 0 | 0.065463 | 0 | 0.065463 | 0 | 1.3215 | 1.9642 | 1.3215 | 1.9642
234330-Premium T8 with T12 40 Watt Baseline - Tr1 | 0.11737 | 0.075684 | 0.12313 | 592.6974 | 8890.4606 | 0 | 0 | 0.091878 | 0 | 0.091878 | 0 | 0.111 | 0 | 0.111 | 0 | 3.215 | 5.965 | 3.215 | 5.965
234207-Lighting-8 Ft T-8 with Elec Ballast-Tr1 | 0.16748 | 0.10799 | 0.18247 | 845.7244 | 12685.8655 | 0 | 0 | 0.032441 | 0 | 0.032441 | 0 | 0.065463 | 0 | 0.065463 | 0 | 1.3215 | 1.9642 | 1.3215 | 1.9642
234084-Refrigeration -Cooler/Freezer Door Gaskets - Solid Doors: Cooler | 0.75802 | 0.63393 | 0.6539 | 5720.976 | 22883.904 | 0 | 0 | 0.0961 | 0 | 0.0961 | 0 | 0.091359 | 0 | 0.091359 | 0 | 11.1652 | 7.4358 | 11.1652 | 7.4358
234309-Lighting-Screw in >27 Watt Lamp - Tr1 | 0.15481 | 0.096797 | 0.12385 | 800.5782 | 1633.1796 | 0 | 0 | 0.097544 | 0 | 0.097544 | 0 | 0.096031 | 0 | 0.096031 | 0 | 6.1602 | 5.7039 | 6.1602 | 5.7039
234330-Premium T8 with T12 40 Watt Baseline - Tr1 | 0.39906 | 0.25732 | 0.41865 | 2015.1711 | 30227.566 | 0 | 0 | 0.093473 | 0 | 0.093473 | 0 | 0.1126 | 0 | 0.1126 | 0 | 3.2535 | 6.0363 | 3.2535 | 6.0363
234303-Lighting-Remove 4 Ft Lamp (De-Lamp) - Tr1 | 0 | 0 | 0.29573 | 1538.4682 | 23077.0237 | -28.7796 | -431.6935 | 0 | 1.8717 | 0 | 1.8717 | 0 | 2.0492 | 0 | 2.0492 | -1.5179 | -1.2253 | -1.5179 | -1.2253
234306-Lighting-Remove 8 Ft Lamp (De-Lamp) - Tr1 | 0.38053 | 0.23601 | 0.43589 | 2055.4183 | 30831.2752 | 0 | 0 | 0.121 | 0 | 0.121 | 0 | 0.12129 | 0 | 0.12129 | 0 | 11.9671 | 12.2885 | 11.9671 | 12.2885
234084-Refrigeration -Cooler/Freezer Door Gaskets - Solid Doors: Cooler | 0.89488 | 0.74838 | 0.77197 | 6753.93 | 27015.72 | 0 | 0 | 0.096112 | 0 | 0.096112 | 0 | 0.091406 | 0 | 0.091406 | 0 | 11.1787 | 7.4608 | 11.1787 | 7.4608
234330-Premium T8 with T12 40 Watt Baseline - Tr1 | 0.070422 | 0.04541 | 0.073879 | 355.6184 | 5334.2764 | 0 | 0 | 0.093473 | 0 | 0.093473 | 0 | 0.1126 | 0 | 0.1126 | 0 | 3.2535 | 6.0363 | 3.2535 | 6.0363
234303-Lighting-Remove 4 Ft Lamp (De-Lamp) - Tr1 | 0 | 0 | 0.1109 | 576.9256 | 8653.8839 | -10.7923 | -161.8851 | 0 | 1.8717 | 0 | 1.8717 | 0 | 2.0492 | 0 | 2.0492 | -1.5179 | -1.2253 | -1.5179 | -1.2253
234360-Lighting-IntrHiByLnrFlscntFxtr244wrplc400w(TrI)Tr1 | 0 | 0 | 0.17036 | 0 | 0 | -5.4098 | -81.1463 | 0 | 6.1863 | 0 | 6.1863 | 0 | 4.1901 | 0 | 4.1901 | -0.22308 | -0.36852 | -0.22308 | -0.36852
234285-Lighting-Occpncy Snsr-Hi-Bay integrated Snsr-Tr1 | 0.41646 | 0.26855 | 0.4079 | 2103.0496 | 16824.3965 | 0 | 0 | 0.1116 | 0 | 0.1116 | 0 | 0.11979 | 0 | 0.11979 | 0 | 8.1595 | 17.186 | 8.1595 | 17.186
234084-Refrigeration -Cooler/Freezer Door Gaskets - Solid Doors: Cooler | 1.9161 | 1.6024 | 1.6529 | 14461.356 | 57845.424 | 0 | 0 | 0.096112 | 0 | 0.096112 | 0 | 0.091408 | 0 | 0.091408 | 0 | 11.1791 | 7.4616 | 11.1791 | 7.4616
234084-Refrigeration -Cooler/Freezer Door Gaskets - Solid Doors: Cooler | 1.6634 | 1.3911 | 1.435 | 12554.364 | 50217.456 | 0 | 0 | 0.096102 | 0 | 0.096102 | 0 | 0.091363 | 0 | 0.091363 | 0 | 11.1664 | 7.4381 | 11.1664 | 7.4381
234067-Refrigeration - Food Service -Auto Closer for Main Cooler Doors | 0.099706 | 0.083383 | 0.14556 | 752.5063 | 6020.0504 | -0.037362 | -0.2989 | 0.045823 | 0.88635 | 0.045823 | 0.88635 | 0.088197 | 0.88635 | 0.088197 | 0.88635 | 1.7077 | 4.9518 | 1.7077 | 4.9518
234068-Refrigeration - Food Service -Auto Closer for Main Freezer Doors | 0.25838 | 0.21608 | 0.19315 | 1950.0694 | 15600.5556 | -0.018681 | -0.14945 | 0.084673 | 0.88635 | 0.084673 | 0.88635 | 0.097091 | 0.88635 | 0.097091 | 0.88635 | 4.2775 | 8.2376 | 4.2775 | 8.2376
234085-Refrigeration -Strip Curtains for Walk-ins | 0.7714 | 0.55235 | 0.58512 | 5133.6 | 20534.4 | 0 | 0 | 0.099384 | 0 | 0.099384 | 0 | 0.10369 | 0 | 0.10369 | 0 | 12.874 | 26.4798 | 12.874 | 26.4798
234084-Refrigeration -Cooler/Freezer Door Gaskets - Solid Doors: Cooler | 0.63168 | 0.52827 | 0.54492 | 4767.48 | 19069.92 | 0 | 0 | 0.096066 | 0 | 0.096066 | 0 | 0.091217 | 0 | 0.091217 | 0 | 11.1251 | 7.3622 | 11.1251 | 7.3622
234330-Premium T8 with T12 40 Watt Baseline - Tr1 | 0.32864 | 0.21191 | 0.34477 | 1659.5526 | 24893.2896 | 0 | 0 | 0.091878 | 0 | 0.091878 | 0 | 0.111 | 0 | 0.111 | 0 | 3.215 | 5.965 | 3.215 | 5.965
234303-Lighting-Remove 4 Ft Lamp (De-Lamp) - Tr1 | 0 | 0 | 0.35118 | 1826.931 | 27403.9656 | -34.1757 | -512.6361 | 0 | 1.8697 | 0 | 1.8697 | 0 | 2.0472 | 0 | 2.0472 | -1.5153 | -1.2232 | -1.5153 | -1.2232
234332-Premium T8 with T12 40 Watt Baseline - Tr3 | 0.086752 | 0.05594 | 0.16402 | 438.0822 | 6571.2331 | 0 | 0 | 0.093354 | 0 | 0.093354 | 0 | 0.11042 | 0 | 0.11042 | 0 | 3.3337 | 5.8139 | 3.3337 | 5.8139
234330-Premium T8 with T12 40 Watt Baseline - Tr1 | 0.7277 | 0.46924 | 0.76342 | 3674.7237 | 55120.8556 | 0 | 0 | 0.091878 | 0 | 0.091878 | 0 | 0.111 | 0 | 0.111 | 0 | 3.215 | 5.965 | 3.215 | 5.965
234303-Lighting-Remove 4 Ft Lamp (De-Lamp) - Tr1 | 0 | 0 | 1.146 | 5961.5645 | 89423.4668 | -111.5208 | -1672.8125 | 0 | 1.8697 | 0 | 1.8697 | 0 | 2.0472 | 0 | 2.0472 | -1.5153 | -1.2232 | -1.5153 | -1.2232
234360-Lighting-IntrHiByLnrFlscntFxtr244wrplc400w(TrI)Tr1 | 0 | 0 | 0.68143 | 0 | 0 | -21.639 | -324.5854 | 0 | 6.1844 | 0 | 6.1844 | 0 | 4.1881 | 0 | 4.1881 | -0.22269 | -0.36788 | -0.22269 | -0.36788
234285-Lighting-Occpncy Snsr-Hi-Bay integrated Snsr-Tr1 | 1.6658 | 1.0742 | 1.6316 | 8412.1983 | 67297.586 | 0 | 0 | 0.10991 | 0 | 0.10991 | 0 | 0.1181 | 0 | 0.1181 | 0 | 8.051 | 16.9575 | 8.051 | 16.9575
234330-Premium T8 with T12 40 Watt Baseline - Tr1 | 0.37559 | 0.24219 | 0.39402 | 1896.6316 | 28449.4739 | 0 | 0 | 0.093473 | 0 | 0.093473 | 0 | 0.1126 | 0 | 0.1126 | 0 | 3.2535 | 6.0363 | 3.2535 | 6.0363
234306-Lighting-Remove 8 Ft Lamp (De-Lamp) - Tr1 | 0.76106 | 0.47202 | 0.87179 | 4110.8367 | 61662.5505 | 0 | 0 | 0.121 | 0 | 0.121 | 0 | 0.12129 | 0 | 0.12129 | 0 | 11.9671 | 12.2885 | 11.9671 | 12.2885
234085-Refrigeration -Strip Curtains for Walk-ins | 0.80355 | 0.57537 | 0.6095 | 5347.5 | 21390 | 0 | 0 | 0.099427 | 0 | 0.099427 | 0 | 0.10376 | 0 | 0.10376 | 0 | 12.9401 | 27.0055 | 12.9401 | 27.0055
234084-Refrigeration -Cooler/Freezer Door Gaskets - Solid Doors: Cooler | 2.0846 | 1.7433 | 1.7982 | 15732.684 | 62930.736 | 0 | 0 | 0.096111 | 0 | 0.096111 | 0 | 0.091402 | 0 | 0.091402 | 0 | 11.1775 | 7.4586 | 11.1775 | 7.4586
234330-Premium T8 with T12 40 Watt Baseline - Tr1 | 1.7136 | 1.105 | 1.7977 | 8653.3816 | 129800.7246 | 0 | 0 | 0.093473 | 0 | 0.093473 | 0 | 0.1126 | 0 | 0.1126 | 0 | 3.2535 | 6.0363 | 3.2535 | 6.0363
234306-Lighting-Remove 8 Ft Lamp (De-Lamp) - Tr1 | 3.0442 | 1.8881 | 3.4871 | 16443.3468 | 246650.2018 | 0 | 0 | 0.121 | 0 | 0.121 | 0 | 0.12129 | 0 | 0.12129 | 0 | 11.9671 | 12.2885 | 11.9671 | 12.2885
234084-Refrigeration -Cooler/Freezer Door Gaskets - Solid Doors: Cooler | 0.88436 | 0.73958 | 0.76289 | 6674.472 | 26697.888 | 0 | 0 | 0.0961 | 0 | 0.0961 | 0 | 0.091358 | 0 | 0.091358 | 0 | 11.1648 | 7.4351 | 11.1648 | 7.4351
234083-Refrigeration -Cooler/Freezer Door Gaskets - Glass Doors | 0.17898 | 0.14968 | 0.15439 | 1350.786 | 5403.144 | 0 | 0 | 0.095978 | 0 | 0.095978 | 0 | 0.090851 | 0 | 0.090851 | 0 | 11.0223 | 7.1787 | 11.0223 | 7.1787
234084-Refrigeration -Cooler/Freezer Door Gaskets - Solid Doors: Cooler | 1.0949 | 0.91567 | 0.94453 | 8263.632 | 33054.528 | 0 | 0 | 0.096093 | 0 | 0.096093 | 0 | 0.091326 | 0 | 0.091326 | 0 | 11.156 | 7.4188 | 11.156 | 7.4188
234084-Refrigeration -Cooler/Freezer Door Gaskets - Solid Doors: Cooler | 1.3792 | 1.1534 | 1.1897 | 10408.998 | 41635.992 | 0 | 0 | 0.096105 | 0 | 0.096105 | 0 | 0.091376 | 0 | 0.091376 | 0 | 11.1699 | 7.4446 | 11.1699 | 7.4446
234083-Refrigeration -Cooler/Freezer Door Gaskets - Glass Doors | 0.34743 | 0.29055 | 0.29971 | 2622.114 | 10488.456 | 0 | 0 | 0.096071 | 0 | 0.096071 | 0 | 0.091237 | 0 | 0.091237 | 0 | 11.13 | 7.3723 | 11.13 | 7.3723
234084-Refrigeration -Cooler/Freezer Door Gaskets - Solid Doors: Cooler | 0.42112 | 0.35218 | 0.36328 | 3178.32 | 12713.28 | 0 | 0 | 0.096049 | 0 | 0.096049 | 0 | 0.091146 | 0 | 0.091146 | 0 | 11.1053 | 7.3261 | 11.1053 | 7.3261
234083-Refrigeration -Cooler/Freezer Door Gaskets - Glass Doors | 0.76855 | 0.64273 | 0.66299 | 5800.434 | 23201.736 | 0 | 0 | 0.09608 | 0 | 0.09608 | 0 | 0.091274 | 0 | 0.091274 | 0 | 11.1406 | 7.3918 | 11.1406 | 7.3918
234084-Refrigeration -Cooler/Freezer Door Gaskets - Solid Doors: Cooler | 0.66327 | 0.55469 | 0.57217 | 5005.854 | 20023.416 | 0 | 0 | 0.096068 | 0 | 0.096068 | 0 | 0.091224 | 0 | 0.091224 | 0 | 11.1271 | 7.3658 | 11.1271 | 7.3658
234083-Refrigeration -Cooler/Freezer Door Gaskets - Glass Doors | 0.25267 | 0.21131 | 0.21797 | 1906.992 | 7627.968 | 0 | 0 | 0.095982 | 0 | 0.095982 | 0 | 0.090866 | 0 | 0.090866 | 0 | 11.0265 | 7.1862 | 11.0265 | 7.1862
234331-Premium T8 with T12 40 Watt Baseline - Tr2 | 0.19583 | 0.12627 | 0.29179 | 988.8821 | 14833.2318 | 0 | 0 | 0.077055 | 0 | 0.077055 | 0 | 0.11083 | 0 | 0.11083 | 0 | 2.3309 | 5.5951 | 2.3309 | 5.5951
234304-Lighting-Remove 4 Ft Lamp (De-Lamp) - Tr2 | 0 | 0 | 0.2218 | 1153.8512 | 17307.7678 | -21.5847 | -323.7702 | 0 | 0.69035 | 0 | 0.69035 | 0 | 0.69063 | 0 | 0.69063 | 0 | 0 | 0 | 0
234085-Refrigeration -Strip Curtains for Walk-ins | 0.73926 | 0.52934 | 0.56074 | 4919.7 | 19678.8 | 0 | 0 | 0.099395 | 0 | 0.099395 | 0 | 0.10371 | 0 | 0.10371 | 0 | 12.8907 | 26.6115 | 12.8907 | 26.6115
234084-Refrigeration -Cooler/Freezer Door Gaskets - Solid Doors: Cooler | 0.34743 | 0.29055 | 0.29971 | 2622.114 | 10488.456 | 0 | 0 | 0.096023 | 0 | 0.096023 | 0 | 0.091035 | 0 | 0.091035 | 0 | 11.0742 | 7.27 | 11.0742 | 7.27
234085-Refrigeration -Strip Curtains for Walk-ins | 0.73926 | 0.52934 | 0.56074 | 4919.7 | 19678.8 | 0 | 0 | 0.10118 | 0 | 0.10118 | 0 | 0.10547 | 0 | 0.10547 | 0 | 13.0654 | 26.7307 | 13.0654 | 26.7307
234084-Refrigeration -Cooler/Freezer Door Gaskets - Solid Doors: Cooler | 1.3371 | 1.1182 | 1.1534 | 10091.166 | 40364.664 | 0 | 0 | 0.097873 | 0 | 0.097873 | 0 | 0.093133 | 0 | 0.093133 | 0 | 11.353 | 7.5613 | 11.353 | 7.5613
234332-Premium T8 with T12 40 Watt Baseline - Tr3 | 0.086752 | 0.05594 | 0.16402 | 438.0822 | 6571.2331 | 0 | 0 | 0.093354 | 0 | 0.093354 | 0 | 0.11042 | 0 | 0.11042 | 0 | 3.3337 | 5.8139 | 3.3337 | 5.8139
234305-Lighting-Remove 4 Ft Lamp (De-Lamp) - Tr3 | 0.25193 | 0.16245 | 0.49076 | 1272.1825 | 19082.7376 | 0 | 0 | 0.10713 | 0 | 0.10713 | 0 | 0.12364 | 0 | 0.12364 | 0 | 5.0846 | 13.7179 | 5.0846 | 13.7179
234332-Premium T8 with T12 40 Watt Baseline - Tr3 | 0.11154 | 0.071923 | 0.21088 | 563.2485 | 8448.7282 | 0 | 0 | 0.093354 | 0 | 0.093354 | 0 | 0.11042 | 0 | 0.11042 | 0 | 3.3337 | 5.8139 | 3.3337 | 5.8139
234305-Lighting-Remove 4 Ft Lamp (De-Lamp) - Tr3 | 0.32391 | 0.20886 | 0.63098 | 1635.6632 | 24534.9484 | 0 | 0 | 0.10713 | 0 | 0.10713 | 0 | 0.12364 | 0 | 0.12364 | 0 | 5.0846 | 13.7179 | 5.0846 | 13.7179
234084-Refrigeration -Cooler/Freezer Door Gaskets - Solid Doors: Cooler | 0.95805 | 0.80121 | 0.82646 | 7230.678 | 28922.712 | 0 | 0 | 0.096079 | 0 | 0.096079 | 0 | 0.091271 | 0 | 0.091271 | 0 | 11.1404 | 7.3902 | 11.1404 | 7.3902
234084-Refrigeration -Cooler/Freezer Door Gaskets - Solid Doors: Cooler | 1.1791 | 0.98611 | 1.0172 | 8899.296 | 35597.184 | 0 | 0 | 0.09609 | 0 | 0.09609 | 0 | 0.091313 | 0 | 0.091313 | 0 | 11.1523 | 7.412 | 11.1523 | 7.412
234084-Refrigeration -Cooler/Freezer Door Gaskets - Solid Doors: Cooler | 1.1897 | 0.99491 | 1.0263 | 8978.754 | 35915.016 | 0 | 0 | 0.096089 | 0 | 0.096089 | 0 | 0.091309 | 0 | 0.091309 | 0 | 11.1511 | 7.4098 | 11.1511 | 7.4098
234067-Refrigeration - Food Service -Auto Closer for Main Cooler Doors | 0.099706 | 0.083383 | 0.14556 | 752.5063 | 6020.0504 | -0.037362 | -0.2989 | 0.045823 | 0.88635 | 0.045823 | 0.88635 | 0.088197 | 0.88635 | 0.088197 | 0.88635 | 1.7077 | 4.9518 | 1.7077 | 4.9518
234084-Refrigeration -Cooler/Freezer Door Gaskets - Solid Doors: Cooler | 0.44218 | 0.36979 | 0.38144 | 3337.236 | 13348.944 | 0 | 0 | 0.096109 | 0 | 0.096109 | 0 | 0.091395 | 0 | 0.091395 | 0 | 11.1753 | 7.4545 | 11.1753 | 7.4545
234083-Refrigeration -Cooler/Freezer Door Gaskets - Glass Doors | 4.6639 | 3.9004 | 4.0233 | 35199.894 | 140799.576 | 0 | 0 | 0.097884 | 0 | 0.097884 | 0 | 0.09318 | 0 | 0.09318 | 0 | 11.3662 | 7.5869 | 11.3662 | 7.5869
234083-Refrigeration -Cooler/Freezer Door Gaskets - Glass Doors | 1.0423 | 0.87165 | 0.89912 | 7866.342 | 31465.368 | 0 | 0 | 0.096112 | 0 | 0.096112 | 0 | 0.091408 | 0 | 0.091408 | 0 | 11.1785 | 7.4616 | 11.1785 | 7.4616
234084-Refrigeration -Cooler/Freezer Door Gaskets - Solid Doors: Cooler | 0.16845 | 0.14087 | 0.14531 | 1271.328 | 5085.312 | 0 | 0 | 0.097885 | 0 | 0.097885 | 0 | 0.09318 | 0 | 0.09318 | 0 | 11.3668 | 7.5869 | 11.3668 | 7.5869
234083-Refrigeration -Cooler/Freezer Door Gaskets - Glass Doors | 3.8427 | 3.2137 | 3.3149 | 29002.17 | 116008.68 | 0 | 0 | 0.097884 | 0 | 0.097884 | 0 | 0.09318 | 0 | 0.09318 | 0 | 11.3662 | 7.5869 | 11.3662 | 7.5869
234083-Refrigeration -Cooler/Freezer Door Gaskets - Glass Doors | 0.28426 | 0.23772 | 0.24521 | 2145.366 | 8581.464 | 0 | 0 | 0.096112 | 0 | 0.096112 | 0 | 0.091408 | 0 | 0.091408 | 0 | 11.1785 | 7.4616 | 11.1785 | 7.4616
234084-Refrigeration -Cooler/Freezer Door Gaskets - Solid Doors: Cooler | 0.15792 | 0.13207 | 0.13623 | 1191.87 | 4767.48 | 0 | 0 | 0.097885 | 0 | 0.097885 | 0 | 0.09318 | 0 | 0.09318 | 0 | 11.3668 | 7.5869 | 11.3668 | 7.5869
234116-Refrigeration -Cooler/Freezer Door Gaskets - Solid Doors: Freezer | 0.16845 | 0.14087 | 0.14531 | 1271.328 | 5085.312 | 0 | 0 | 0.093187 | 0 | 0.093187 | 0 | 0.09318 | 0 | 0.09318 | 0 | 7.5905 | 7.5869 | 7.5905 | 7.5869
234083-Refrigeration -Cooler/Freezer Door Gaskets - Glass Doors | 1.9793 | 1.6553 | 1.7074 | 14938.104 | 59752.416 | 0 | 0 | 0.097884 | 0 | 0.097884 | 0 | 0.09318 | 0 | 0.09318 | 0 | 11.3662 | 7.5869 | 11.3662 | 7.5869
234084-Refrigeration -Cooler/Freezer Door Gaskets - Solid Doors: Cooler | 1.137 | 0.95089 | 0.98086 | 8581.464 | 34325.856 | 0 | 0 | 0.096112 | 0 | 0.096112 | 0 | 0.091408 | 0 | 0.091408 | 0 | 11.1791 | 7.4616 | 11.1791 | 7.4616
234330-Premium T8 with T12 40 Watt Baseline - Tr1 | 0.35211 | 0.22705 | 0.3694 | 1778.0921 | 26671.3818 | 0 | 0 | 0.091878 | 0 | 0.091878 | 0 | 0.111 | 0 | 0.111 | 0 | 3.215 | 5.965 | 3.215 | 5.965
234303-Lighting-Remove 4 Ft Lamp (De-Lamp) - Tr1 | 0 | 0 | 0.5545 | 2884.628 | 43269.4194 | -53.9617 | -809.4254 | 0 | 1.8697 | 0 | 1.8697 | 0 | 2.0472 | 0 | 2.0472 | -1.5153 | -1.2232 | -1.5153 | -1.2232
234083-Refrigeration -Cooler/Freezer Door Gaskets - Glass Doors | 2.053 | 1.7169 | 1.771 | 15494.31 | 61977.24 | 0 | 0 | 0.097884 | 0 | 0.097884 | 0 | 0.09318 | 0 | 0.09318 | 0 | 11.3662 | 7.5869 | 11.3662 | 7.5869
234084-Refrigeration -Cooler/Freezer Door Gaskets - Solid Doors: Cooler | 0.15792 | 0.13207 | 0.13623 | 1191.87 | 4767.48 | 0 | 0 | 0.097885 | 0 | 0.097885 | 0 | 0.09318 | 0 | 0.09318 | 0 | 11.3668 | 7.5869 | 11.3668 | 7.5869
234083-Refrigeration -Cooler/Freezer Door Gaskets - Glass Doors | 4.3376 | 3.6275 | 3.7418 | 32736.696 | 130946.784 | 0 | 0 | 0.097884 | 0 | 0.097884 | 0 | 0.09318 | 0 | 0.09318 | 0 | 11.3662 | 7.5869 | 11.3662 | 7.5869
234084-Refrigeration -Cooler/Freezer Door Gaskets - Solid Doors: Cooler | 0.16845 | 0.14087 | 0.14531 | 1271.328 | 5085.312 | 0 | 0 | 0.097885 | 0 | 0.097885 | 0 | 0.09318 | 0 | 0.09318 | 0 | 11.3668 | 7.5869 | 11.3668 | 7.5869
234083-Refrigeration -Cooler/Freezer Door Gaskets - Glass Doors | 4.9166 | 4.1117 | 4.2413 | 37106.886 | 148427.544 | 0 | 0 | 0.097884 | 0 | 0.097884 | 0 | 0.09318 | 0 | 0.09318 | 0 | 11.3662 | 7.5869 | 11.3662 | 7.5869
234312-Lighting-Screw in 14-26 Watt Lamp - Tr1 | 0 | 0 | 0.19146 | 953.3895 | 2354.872 | -12.8761 | -31.804 | 0 | 2.7417 | 0 | 2.7417 | 0 | 2.9173 | 0 | 2.9173 | -0.42547 | -0.38987 | -0.42547 | -0.38987
234330-Premium T8 with T12 40 Watt Baseline - Tr1 | 2.5352 | 1.6348 | 2.6596 | 12802.2632 | 192033.9487 | 0 | 0 | 0.091878 | 0 | 0.091878 | 0 | 0.111 | 0 | 0.111 | 0 | 3.215 | 5.965 | 3.215 | 5.965
234303-Lighting-Remove 4 Ft Lamp (De-Lamp) - Tr1 | 0 | 0 | 3.29 | 17115.4592 | 256731.8884 | -320.1727 | -4802.5907 | 0 | 1.8697 | 0 | 1.8697 | 0 | 2.0472 | 0 | 2.0472 | -1.5153 | -1.2232 | -1.5153 | -1.2232
234330-Premium T8 with T12 40 Watt Baseline - Tr1 | 0.91549 | 0.59033 | 0.96043 | 4623.0395 | 69345.5926 | 0 | 0 | 0.091878 | 0 | 0.091878 | 0 | 0.111 | 0 | 0.111 | 0 | 3.215 | 5.965 | 3.215 | 5.965
234303-Lighting-Remove 4 Ft Lamp (De-Lamp) - Tr1 | 0 | 0 | 0.36966 | 1923.0853 | 28846.2796 | -35.9745 | -539.6169 | 0 | 1.8697 | 0 | 1.8697 | 0 | 2.0472 | 0 | 2.0472 | -1.5153 | -1.2232 | -1.5153 | -1.2232
234332-Premium T8 with T12 40 Watt Baseline - Tr3 | 0.34701 | 0.22376 | 0.65608 | 1752.3288 | 26284.9322 | 0 | 0 | 0.093354 | 0 | 0.093354 | 0 | 0.11042 | 0 | 0.11042 | 0 | 3.3337 | 5.8139 | 3.3337 | 5.8139
234305-Lighting-Remove 4 Ft Lamp (De-Lamp) - Tr3 | 0 | 0 | 0 | 0 | 0 | 0 | 0 | 0 | 0 | 0 | 0 | 0 | 0 | 0 | 0 | 0 | 0 | 0 | 0
234362-Lighting-IntrHiByLnrFlscntFxtr244wrplc400w(TrI)Tr3 | 0.66602 | 0.42947 | 1.463 | 3363.2821 | 50449.2309 | 0 | 0 | 0.046587 | 0 | 0.046587 | 0 | 0.10726 | 0 | 0.10726 | 0 | 1.5369 | 5.1092 | 1.5369 | 5.1092
234287-Lighting-Occpncy Snsr-Hi-Bay integrated Snsr-Tr3 | 2.763 | 1.7816 | 3.3022 | 13952.4 | 111619.2 | 0 | 0 | 0.10201 | 0 | 0.10201 | 0 | 0.11434 | 0 | 0.11434 | 0 | 5.3433 | 11.2502 | 5.3433 | 11.2502
234083-Refrigeration -Cooler/Freezer Door Gaskets - Glass Doors | 0.83172 | 0.69556 | 0.71748 | 6277.182 | 25108.728 | 0 | 0 | 0.097884 | 0 | 0.097884 | 0 | 0.09318 | 0 | 0.09318 | 0 | 11.3662 | 7.5869 | 11.3662 | 7.5869
234084-Refrigeration -Cooler/Freezer Door Gaskets - Solid Doors: Cooler | 0.34743 | 0.29055 | 0.29971 | 2622.114 | 10488.456 | 0 | 0 | 0.097885 | 0 | 0.097885 | 0 | 0.09318 | 0 | 0.09318 | 0 | 11.3668 | 7.5869 | 11.3668 | 7.5869
234116-Refrigeration -Cooler/Freezer Door Gaskets - Solid Doors: Freezer | 0.37901 | 0.31696 | 0.32695 | 2860.488 | 11441.952 | 0 | 0 | 0.093187 | 0 | 0.093187 | 0 | 0.09318 | 0 | 0.09318 | 0 | 7.5905 | 7.5869 | 7.5905 | 7.5869
234083-Refrigeration -Cooler/Freezer Door Gaskets - Glass Doors | 1.6424 | 1.3735 | 1.4168 | 12395.448 | 49581.792 | 0 | 0 | 0.097884 | 0 | 0.097884 | 0 | 0.09318 | 0 | 0.09318 | 0 | 11.3662 | 7.5869 | 11.3662 | 7.5869
234330-Premium T8 with T12 40 Watt Baseline - Tr1 | 0.35211 | 0.22705 | 0.3694 | 1778.0921 | 26671.3818 | 0 | 0 | 0.091878 | 0 | 0.091878 | 0 | 0.111 | 0 | 0.111 | 0 | 3.215 | 5.965 | 3.215 | 5.965
234303-Lighting-Remove 4 Ft Lamp (De-Lamp) - Tr1 | 0 | 0 | 0.5545 | 2884.628 | 43269.4194 | -53.9617 | -809.4254 | 0 | 1.8697 | 0 | 1.8697 | 0 | 2.0472 | 0 | 2.0472 | -1.5153 | -1.2232 | -1.5153 | -1.2232
234084-Refrigeration -Cooler/Freezer Door Gaskets - Solid Doors: Cooler | 0.16845 | 0.14087 | 0.14531 | 1271.328 | 5085.312 | 0 | 0 | 0.097885 | 0 | 0.097885 | 0 | 0.09318 | 0 | 0.09318 | 0 | 11.3668 | 7.5869 | 11.3668 | 7.5869
234083-Refrigeration -Cooler/Freezer Door Gaskets - Glass Doors | 2.4846 | 2.0779 | 2.1434 | 18752.088 | 75008.352 | 0 | 0 | 0.097884 | 0 | 0.097884 | 0 | 0.09318 | 0 | 0.09318 | 0 | 11.3662 | 7.5869 | 11.3662 | 7.5869
234084-Refrigeration -Cooler/Freezer Door Gaskets - Solid Doors: Cooler | 0.5264 | 0.44023 | 0.4541 | 3972.9 | 15891.6 | 0 | 0 | 0.097885 | 0 | 0.097885 | 0 | 0.09318 | 0 | 0.09318 | 0 | 11.3668 | 7.5869 | 11.3668 | 7.5869
234083-Refrigeration -Cooler/Freezer Door Gaskets - Glass Doors | 5.0745 | 4.2438 | 4.3775 | 38298.756 | 153195.024 | 0 | 0 | 0.097884 | 0 | 0.097884 | 0 | 0.09318 | 0 | 0.09318 | 0 | 11.3662 | 7.5869 | 11.3662 | 7.5869
234084-Refrigeration -Cooler/Freezer Door Gaskets - Solid Doors: Cooler | 0.16845 | 0.14087 | 0.14531 | 1271.328 | 5085.312 | 0 | 0 | 0.097885 | 0 | 0.097885 | 0 | 0.09318 | 0 | 0.09318 | 0 | 11.3668 | 7.5869 | 11.3668 | 7.5869
234083-Refrigeration -Cooler/Freezer Door Gaskets - Glass Doors | 2.5057 | 2.0955 | 2.1615 | 18911.004 | 75644.016 | 0 | 0 | 0.097884 | 0 | 0.097884 | 0 | 0.09318 | 0 | 0.09318 | 0 | 11.3662 | 7.5869 | 11.3662 | 7.5869
234084-Refrigeration -Cooler/Freezer Door Gaskets - Solid Doors: Cooler | 0.16845 | 0.14087 | 0.14531 | 1271.328 | 5085.312 | 0 | 0 | 0.097885 | 0 | 0.097885 | 0 | 0.09318 | 0 | 0.09318 | 0 | 11.3668 | 7.5869 | 11.3668 | 7.5869
234083-Refrigeration -Cooler/Freezer Door Gaskets - Glass Doors | 2.0846 | 1.7433 | 1.7982 | 15732.684 | 62930.736 | 0 | 0 | 0.097884 | 0 | 0.097884 | 0 | 0.09318 | 0 | 0.09318 | 0 | 11.3662 | 7.5869 | 11.3662 | 7.5869
234084-Refrigeration -Cooler/Freezer Door Gaskets - Solid Doors: Cooler | 0.35795 | 0.29935 | 0.30879 | 2701.572 | 10806.288 | 0 | 0 | 0.097885 | 0 | 0.097885 | 0 | 0.09318 | 0 | 0.09318 | 0 | 11.3668 | 7.5869 | 11.3668 | 7.5869
234083-Refrigeration -Cooler/Freezer Door Gaskets - Glass Doors | 4.3691 | 3.6539 | 3.769 | 32975.07 | 131900.28 | 0 | 0 | 0.097884 | 0 | 0.097884 | 0 | 0.09318 | 0 | 0.09318 | 0 | 11.3662 | 7.5869 | 11.3662 | 7.5869
234083-Refrigeration -Cooler/Freezer Door Gaskets - Glass Doors | 1.2423 | 1.0389 | 1.0717 | 9376.044 | 37504.176 | 0 | 0 | 0.097884 | 0 | 0.097884 | 0 | 0.09318 | 0 | 0.09318 | 0 | 11.3662 | 7.5869 | 11.3662 | 7.5869
234084-Refrigeration -Cooler/Freezer Door Gaskets - Solid Doors: Cooler | 0.16845 | 0.14087 | 0.14531 | 1271.328 | 5085.312 | 0 | 0 | 0.097885 | 0 | 0.097885 | 0 | 0.09318 | 0 | 0.09318 | 0 | 11.3668 | 7.5869 | 11.3668 | 7.5869
234083-Refrigeration -Cooler/Freezer Door Gaskets - Glass Doors | 2.6215 | 2.1923 | 2.2614 | 19785.042 | 79140.168 | 0 | 0 | 0.097884 | 0 | 0.097884 | 0 | 0.09318 | 0 | 0.09318 | 0 | 11.3662 | 7.5869 | 11.3662 | 7.5869
234083-Refrigeration -Cooler/Freezer Door Gaskets - Glass Doors | 5.8747 | 4.9129 | 5.0678 | 44337.564 | 177350.256 | 0 | 0 | 0.097884 | 0 | 0.097884 | 0 | 0.09318 | 0 | 0.09318 | 0 | 11.3662 | 7.5869 | 11.3662 | 7.5869
234084-Refrigeration -Cooler/Freezer Door Gaskets - Solid Doors: Cooler | 0.34743 | 0.29055 | 0.29971 | 2622.114 | 10488.456 | 0 | 0 | 0.097885 | 0 | 0.097885 | 0 | 0.09318 | 0 | 0.09318 | 0 | 11.3668 | 7.5869 | 11.3668 | 7.5869
234116-Refrigeration -Cooler/Freezer Door Gaskets - Solid Doors: Freezer | 0.16845 | 0.14087 | 0.14531 | 1271.328 | 5085.312 | 0 | 0 | 0.093187 | 0 | 0.093187 | 0 | 0.09318 | 0 | 0.09318 | 0 | 7.5905 | 7.5869 | 7.5905 | 7.5869
234083-Refrigeration -Cooler/Freezer Door Gaskets - Glass Doors | 5.3798 | 4.4991 | 4.6409 | 40603.038 | 162412.152 | 0 | 0 | 0.097884 | 0 | 0.097884 | 0 | 0.09318 | 0 | 0.09318 | 0 | 11.3662 | 7.5869 | 11.3662 | 7.5869
234285-Lighting-Occpncy Snsr-Hi-Bay integrated Snsr-Tr1 | 3.3317 | 2.1484 | 3.2632 | 16824.3965 | 134595.172 | 0 | 0 | 0.10991 | 0 | 0.10991 | 0 | 0.1181 | 0 | 0.1181 | 0 | 8.051 | 16.9575 | 8.051 | 16.9575
234330-Premium T8 with T12 40 Watt Baseline - Tr1 | 0.51643 | 0.33301 | 0.54178 | 2607.8684 | 39118.0266 | 0 | 0 | 0.091878 | 0 | 0.091878 | 0 | 0.111 | 0 | 0.111 | 0 | 3.215 | 5.965 | 3.215 | 5.965
234303-Lighting-Remove 4 Ft Lamp (De-Lamp) - Tr1 | 0 | 0 | 0.073933 | 384.6171 | 5769.2559 | -7.1949 | -107.9234 | 0 | 1.8697 | 0 | 1.8697 | 0 | 2.0472 | 0 | 2.0472 | -1.5153 | -1.2232 | -1.5153 | -1.2232
234285-Lighting-Occpncy Snsr-Hi-Bay integrated Snsr-Tr1 | 9.9951 | 6.4451 | 9.7896 | 50473.1895 | 403785.516 | 0 | 0 | 0.10991 | 0 | 0.10991 | 0 | 0.1181 | 0 | 0.1181 | 0 | 8.051 | 16.9575 | 8.051 | 16.9575
234083-Refrigeration -Cooler/Freezer Door Gaskets - Glass Doors | 4.3165 | 3.6099 | 3.7236 | 32577.78 | 130311.12 | 0 | 0 | 0.097884 | 0 | 0.097884 | 0 | 0.09318 | 0 | 0.09318 | 0 | 11.3662 | 7.5869 | 11.3662 | 7.5869
234083-Refrigeration -Cooler/Freezer Door Gaskets - Glass Doors | 4.5271 | 3.7859 | 3.9053 | 34166.94 | 136667.76 | 0 | 0 | 0.097884 | 0 | 0.097884 | 0 | 0.09318 | 0 | 0.09318 | 0 | 11.3662 | 7.5869 | 11.3662 | 7.5869
234360-Lighting-IntrHiByLnrFlscntFxtr244wrplc400w(TrI)Tr1 | 0 | 0 | 1.0221 | 0 | 0 | -32.4585 | -486.878 | 0 | 6.1844 | 0 | 6.1844 | 0 | 4.1881 | 0 | 4.1881 | -0.22269 | -0.36788 | -0.22269 | -0.36788
234285-Lighting-Occpncy Snsr-Hi-Bay integrated Snsr-Tr1 | 19.1573 | 12.3531 | 18.7634 | 96740.2799 | 773922.239 | 0 | 0 | 0.10991 | 0 | 0.10991 | 0 | 0.1181 | 0 | 0.1181 | 0 | 8.051 | 16.9575 | 8.051 | 16.9575
234331-Premium T8 with T12 40 Watt Baseline - Tr2 | 0.62012 | 0.39987 | 0.92401 | 3131.46 | 46971.9007 | 0 | 0 | 0.07546 | 0 | 0.07546 | 0 | 0.10924 | 0 | 0.10924 | 0 | 2.3033 | 5.529 | 2.3033 | 5.529
234330-Premium T8 with T12 40 Watt Baseline - Tr1 | 0.32864 | 0.21191 | 0.34477 | 1659.5526 | 24893.2896 | 0 | 0 | 0.091878 | 0 | 0.091878 | 0 | 0.111 | 0 | 0.111 | 0 | 3.215 | 5.965 | 3.215 | 5.965
234303-Lighting-Remove 4 Ft Lamp (De-Lamp) - Tr1 | 0 | 0 | 0.49905 | 2596.1652 | 38942.4775 | -48.5655 | -728.4829 | 0 | 1.8697 | 0 | 1.8697 | 0 | 2.0472 | 0 | 2.0472 | -1.5153 | -1.2232 | -1.5153 | -1.2232
234312-Lighting-Screw in 14-26 Watt Lamp - Tr1 | 0 | 0 | 0.021273 | 105.9322 | 261.6524 | -1.4307 | -3.5338 | 0 | 2.7433 | 0 | 2.7433 | 0 | 2.9189 | 0 | 2.9189 | -0.4263 | -0.39063 | -0.4263 | -0.39063
234330-Premium T8 with T12 40 Watt Baseline - Tr1 | 0.32864 | 0.21191 | 0.34477 | 1659.5526 | 24893.2896 | 0 | 0 | 0.093473 | 0 | 0.093473 | 0 | 0.1126 | 0 | 0.1126 | 0 | 3.2535 | 6.0363 | 3.2535 | 6.0363
234207-Lighting-8 Ft T-8 with Elec Ballast-Tr1 | 0.038649 | 0.024922 | 0.042108 | 195.1672 | 2927.5074 | 0 | 0 | 0.034036 | 0 | 0.034036 | 0 | 0.067057 | 0 | 0.067057 | 0 | 1.3373 | 1.9877 | 1.3373 | 1.9877
234303-Lighting-Remove 4 Ft Lamp (De-Lamp) - Tr1 | 0 | 0 | 0.073933 | 384.6171 | 5769.2559 | -7.1949 | -107.9234 | 0 | 1.8717 | 0 | 1.8717 | 0 | 2.0492 | 0 | 2.0492 | -1.5179 | -1.2253 | -1.5179 | -1.2253
234306-Lighting-Remove 8 Ft Lamp (De-Lamp) - Tr1 | 0.2854 | 0.17701 | 0.32692 | 1541.5638 | 23123.4564 | 0 | 0 | 0.121 | 0 | 0.121 | 0 | 0.12129 | 0 | 0.12129 | 0 | 11.9671 | 12.2885 | 11.9671 | 12.2885
234360-Lighting-IntrHiByLnrFlscntFxtr244wrplc400w(TrI)Tr1 | 0 | 0 | 0.34072 | 0 | 0 | -10.8195 | -162.2927 | 0 | 6.1863 | 0 | 6.1863 | 0 | 4.1901 | 0 | 4.1901 | -0.22308 | -0.36852 | -0.22308 | -0.36852
234285-Lighting-Occpncy Snsr-Hi-Bay integrated Snsr-Tr1 | 0.83292 | 0.53709 | 0.8158 | 4206.0991 | 33648.793 | 0 | 0 | 0.1116 | 0 | 0.1116 | 0 | 0.11979 | 0 | 0.11979 | 0 | 8.1595 | 17.186 | 8.1595 | 17.186
234330-Premium T8 with T12 40 Watt Baseline - Tr1 | 0.35211 | 0.22705 | 0.3694 | 1778.0921 | 26671.3818 | 0 | 0 | 0.091878 | 0 | 0.091878 | 0 | 0.111 | 0 | 0.111 | 0 | 3.215 | 5.965 | 3.215 | 5.965
234330-Premium T8 with T12 40 Watt Baseline - Tr1 | 0.51643 | 0.33301 | 0.54178 | 2607.8684 | 39118.0266 | 0 | 0 | 0.091878 | 0 | 0.091878 | 0 | 0.111 | 0 | 0.111 | 0 | 3.215 | 5.965 | 3.215 | 5.965
234330-Premium T8 with T12 40 Watt Baseline - Tr1 | 0.28169 | 0.18164 | 0.29552 | 1422.4737 | 21337.1054 | 0 | 0 | 0.091878 | 0 | 0.091878 | 0 | 0.111 | 0 | 0.111 | 0 | 3.215 | 5.965 | 3.215 | 5.965
234085-Refrigeration -Strip Curtains for Walk-ins | 0.73926 | 0.52934 | 0.56074 | 4919.7 | 19678.8 | 0 | 0 | 0.099368 | 0 | 0.099368 | 0 | 0.10366 | 0 | 0.10366 | 0 | 12.8495 | 26.2888 | 12.8495 | 26.2888
234294-Lighting-Occupancy Sensor-Wallbox Lghtng Snsr-Tr1 | 0.83106 | 0.51543 | 3.6997 | 4488.939 | 35911.512 | 0 | 0 | 0.08477 | 0 | 0.08477 | 0 | 0.086495 | 0 | 0.086495 | 0 | 3.229 | 3.3824 | 3.229 | 3.3824
234084-Refrigeration -Cooler/Freezer Door Gaskets - Solid Doors: Cooler | 0.47376 | 0.3962 | 0.40869 | 3575.61 | 14302.44 | 0 | 0 | 0.096078 | 0 | 0.096078 | 0 | 0.091263 | 0 | 0.091263 | 0 | 11.1382 | 7.3861 | 11.1382 | 7.3861
234084-Refrigeration -Cooler/Freezer Door Gaskets - Solid Doors: Cooler | 4.0954 | 3.425 | 3.5329 | 30909.162 | 123636.648 | 0 | 0 | 0.096112 | 0 | 0.096112 | 0 | 0.091408 | 0 | 0.091408 | 0 | 11.1791 | 7.4616 | 11.1791 | 7.4616
234084-Refrigeration -Cooler/Freezer Door Gaskets - Solid Doors: Cooler | 0.97911 | 0.81882 | 0.84463 | 7389.594 | 29558.376 | 0 | 0 | 0.096112 | 0 | 0.096112 | 0 | 0.091408 | 0 | 0.091408 | 0 | 11.1791 | 7.4616 | 11.1791 | 7.4616
234084-Refrigeration -Cooler/Freezer Door Gaskets - Solid Doors: Cooler | 1.3055 | 1.0918 | 1.1262 | 9852.792 | 39411.168 | 0 | 0 | 0.0961 | 0 | 0.0961 | 0 | 0.091357 | 0 | 0.091357 | 0 | 11.1646 | 7.4347 | 11.1646 | 7.4347
234067-Refrigeration - Food Service -Auto Closer for Main Cooler Doors | 0.099706 | 0.083383 | 0.14556 | 752.5063 | 6020.0504 | -0.037362 | -0.2989 | 0.045823 | 0.88635 | 0.045823 | 0.88635 | 0.088197 | 0.88635 | 0.088197 | 0.88635 | 1.7077 | 4.9518 | 1.7077 | 4.9518
234084-Refrigeration -Cooler/Freezer Door Gaskets - Solid Doors: Cooler | 0.54746 | 0.45784 | 0.47226 | 4131.816 | 16527.264 | 0 | 0 | 0.096048 | 0 | 0.096048 | 0 | 0.091141 | 0 | 0.091141 | 0 | 11.1039 | 7.3236 | 11.1039 | 7.3236
234084-Refrigeration -Cooler/Freezer Door Gaskets - Solid Doors: Cooler | 1.3686 | 1.1446 | 1.1807 | 10329.54 | 41318.16 | 0 | 0 | 0.096108 | 0 | 0.096108 | 0 | 0.091389 | 0 | 0.091389 | 0 | 11.1736 | 7.4513 | 11.1736 | 7.4513
234067-Refrigeration - Food Service -Auto Closer for Main Cooler Doors | 0.099706 | 0.083383 | 0.14556 | 752.5063 | 6020.0504 | -0.037362 | -0.2989 | 0.045823 | 0.88635 | 0.045823 | 0.88635 | 0.088197 | 0.88635 | 0.088197 | 0.88635 | 1.7077 | 4.9518 | 1.7077 | 4.9518
234068-Refrigeration - Food Service -Auto Closer for Main Freezer Doors | 0.25838 | 0.21608 | 0.19315 | 1950.0694 | 15600.5556 | -0.018681 | -0.14945 | 0.084673 | 0.88635 | 0.084673 | 0.88635 | 0.097091 | 0.88635 | 0.097091 | 0.88635 | 4.2775 | 8.2376 | 4.2775 | 8.2376
234316-Lighting-Screw in 14-26 Watt Reflector Lamp-Tr2 | 0.25252 | 0.1579 | 0.47133 | 1305.9353 | 3225.6601 | 0 | 0 | 0.080851 | 0 | 0.080851 | 0 | 0.088726 | 0 | 0.088726 | 0 | 3.6906 | 5.0015 | 3.6906 | 5.0015
234331-Premium T8 with T12 40 Watt Baseline - Tr2 | 1.3381 | 0.86287 | 1.9939 | 6757.3612 | 101360.4173 | 0 | 0 | 0.07546 | 0 | 0.07546 | 0 | 0.10924 | 0 | 0.10924 | 0 | 2.3033 | 5.529 | 2.3033 | 5.529
234049-Lighting-LED Exit Sign New Sign | 0.30678 | 0.30479 | 0 | 2687.5295 | 43000.4713 | 0 | 0 | 0.093414 | 0 | 0.093414 | 0 | 0.099467 | 0 | 0.099467 | 0 | 5.2149 | 7.1743 | 5.2149 | 7.1743
234330-Premium T8 with T12 40 Watt Baseline - Tr1 | 1.1033 | 0.71143 | 1.1574 | 5571.3553 | 83570.3295 | 0 | 0 | 0.091878 | 0 | 0.091878 | 0 | 0.111 | 0 | 0.111 | 0 | 3.215 | 5.965 | 3.215 | 5.965
234084-Refrigeration -Cooler/Freezer Door Gaskets - Solid Doors: Cooler | 0.88436 | 0.73958 | 0.76289 | 6674.472 | 26697.888 | 0 | 0 | 0.096078 | 0 | 0.096078 | 0 | 0.091267 | 0 | 0.091267 | 0 | 11.1391 | 7.3878 | 11.1391 | 7.3878
234083-Refrigeration -Cooler/Freezer Door Gaskets - Glass Doors | 0.073696 | 0.061632 | 0.063574 | 556.206 | 2224.824 | 0 | 0 | 0.09585 | 0 | 0.09585 | 0 | 0.090317 | 0 | 0.090317 | 0 | 10.8768 | 6.9272 | 10.8768 | 6.9272
234067-Refrigeration - Food Service -Auto Closer for Main Cooler Doors | 0.099706 | 0.083383 | 0.14556 | 752.5063 | 6020.0504 | -0.037362 | -0.2989 | 0.045823 | 0.88635 | 0.045823 | 0.88635 | 0.088197 | 0.88635 | 0.088197 | 0.88635 | 1.7077 | 4.9518 | 1.7077 | 4.9518
234331-Premium T8 with T12 40 Watt Baseline - Tr2 | 0.29374 | 0.18941 | 0.43769 | 1483.3232 | 22249.8477 | 0 | 0 | 0.07546 | 0 | 0.07546 | 0 | 0.10924 | 0 | 0.10924 | 0 | 2.3033 | 5.529 | 2.3033 | 5.529
234205-Lighting-3 Ft 2nd Gen T-8 with Elec Ballast-Tr2 | 0.083429 | 0.053797 | 0.13077 | 421.3001 | 6319.5018 | 0 | 0 | 0.067198 | 0 | 0.067198 | 0 | 0.10584 | 0 | 0.10584 | 0 | 2.0157 | 4.8457 | 2.0157 | 4.8457
234331-Premium T8 with T12 40 Watt Baseline - Tr2 | 2.3336 | 1.5048 | 3.4772 | 11784.1786 | 176762.6789 | 0 | 0 | 0.07546 | 0 | 0.07546 | 0 | 0.10924 | 0 | 0.10924 | 0 | 2.3033 | 5.529 | 2.3033 | 5.529
234208-Lighting-8 Ft T-8 with Elec Ballast-Tr2 | 1.172 | 0.75575 | 1.7575 | 5918.4781 | 88777.1719 | 0 | 0 | -0.0044443 | 0 | -0.0044443 | 0 | 0.061153 | 0 | 0.061153 | 0 | 0.96775 | 1.847 | 0.96775 | 1.847
234304-Lighting-Remove 4 Ft Lamp (De-Lamp) - Tr2 | 0 | 0 | 0.16635 | 865.3884 | 12980.8258 | -16.1885 | -242.8276 | 0 | 0.69035 | 0 | 0.69035 | 0 | 0.69063 | 0 | 0.69063 | 0 | 0 | 0 | 0
234049-Lighting-LED Exit Sign New Sign | 0.10226 | 0.1016 | 0 | 895.8432 | 14333.4904 | 0 | 0 | 0.093414 | 0 | 0.093414 | 0 | 0.099467 | 0 | 0.099467 | 0 | 5.2149 | 7.1743 | 5.2149 | 7.1743
234205-Lighting-3 Ft 2nd Gen T-8 with Elec Ballast-Tr2 | 0.035755 | 0.023056 | 0.056044 | 180.5572 | 2708.3579 | 0 | 0 | 0.067198 | 0 | 0.067198 | 0 | 0.10584 | 0 | 0.10584 | 0 | 2.0157 | 4.8457 | 2.0157 | 4.8457
234331-Premium T8 with T12 40 Watt Baseline - Tr2 | 6.9437 | 4.4775 | 10.3465 | 35064.1118 | 525961.6775 | 0 | 0 | 0.077229 | 0 | 0.077229 | 0 | 0.11728 | 0 | 0.11728 | 0 | 2.3759 | 8.2935 | 2.3759 | 8.2935
234328-Premium T8 with T12 34Watt Baseline - Tr2 | 0.15136 | 0.0976 | 0.23977 | 764.3301 | 11464.9513 | 0 | 0 | 0.048925 | 0 | 0.048925 | 0 | 0.10807 | 0 | 0.10807 | 0 | 1.5795 | 5.2747 | 1.5795 | 5.2747
234301-Lighting-Remove 3 Ft Lamp (De-Lamp) - Tr2 | 5.2419 | 3.3801 | 7.5444 | 26470.5633 | 397058.4488 | 0 | 0 | 0.11391 | 0 | 0.11391 | 0 | 0.12444 | 0 | 0.12444 | 0 | 6.8584 | 14.9559 | 6.8584 | 14.9559
234049-Lighting-LED Exit Sign New Sign | 0.068174 | 0.067731 | 0 | 597.2288 | 9555.6603 | 0 | 0 | 0.093414 | 0 | 0.093414 | 0 | 0.099467 | 0 | 0.099467 | 0 | 5.2149 | 7.1743 | 5.2149 | 7.1743
234085-Refrigeration -Strip Curtains for Walk-ins | 0.70712 | 0.50632 | 0.53636 | 4705.8 | 18823.2 | 0 | 0 | 0.099378 | 0 | 0.099378 | 0 | 0.10367 | 0 | 0.10367 | 0 | 12.8643 | 26.4042 | 12.8643 | 26.4042
234084-Refrigeration -Cooler/Freezer Door Gaskets - Solid Doors: Cooler | 1.0739 | 0.89806 | 0.92636 | 8104.716 | 32418.864 | 0 | 0 | 0.096103 | 0 | 0.096103 | 0 | 0.091369 | 0 | 0.091369 | 0 | 11.1681 | 7.4412 | 11.1681 | 7.4412
234067-Refrigeration - Food Service -Auto Closer for Main Cooler Doors | 0.099706 | 0.083383 | 0.14556 | 752.5063 | 6020.0504 | -0.037362 | -0.2989 | 0.045823 | 0.88635 | 0.045823 | 0.88635 | 0.088197 | 0.88635 | 0.088197 | 0.88635 | 1.7077 | 4.9518 | 1.7077 | 4.9518
234331-Premium T8 with T12 40 Watt Baseline - Tr2 | 0.17951 | 0.11575 | 0.26748 | 906.4753 | 13597.1291 | 0 | 0 | 0.07546 | 0 | 0.07546 | 0 | 0.10924 | 0 | 0.10924 | 0 | 2.3033 | 5.529 | 2.3033 | 5.529
234287-Lighting-Occpncy Snsr-Hi-Bay integrated Snsr-Tr3 | 11.8807 | 7.661 | 14.1995 | 59995.32 | 479962.56 | 0 | 0 | 0.10201 | 0 | 0.10201 | 0 | 0.11434 | 0 | 0.11434 | 0 | 5.3433 | 11.2502 | 5.3433 | 11.2502
234285-Lighting-Occpncy Snsr-Hi-Bay integrated Snsr-Tr1 | 22.489 | 14.5015 | 22.0266 | 113564.6764 | 908517.411 | 0 | 0 | 0.10991 | 0 | 0.10991 | 0 | 0.1181 | 0 | 0.1181 | 0 | 8.051 | 16.9575 | 8.051 | 16.9575
234286-Lighting-Occpncy Snsr-Hi-Bay integrated Snsr-Tr2 | 3.9911 | 2.5736 | 6.3454 | 20154.3007 | 161234.406 | 0 | 0 | 0.099462 | 0 | 0.099462 | 0 | 0.11314 | 0 | 0.11314 | 0 | 4.8202 | 10.1569 | 4.8202 | 10.1569
234332-Premium T8 with T12 40 Watt Baseline - Tr3 | 4.5979 | 2.9648 | 8.6931 | 23218.3568 | 348275.3522 | 0 | 0 | 0.095453 | 0 | 0.095453 | 0 | 0.11431 | 0 | 0.11431 | 0 | 3.4166 | 6.5372 | 3.4166 | 6.5372
234305-Lighting-Remove 4 Ft Lamp (De-Lamp) - Tr3 | 4.6427 | 2.9937 | 9.044 | 23444.5062 | 351667.5935 | 0 | 0 | 0.10895 | 0 | 0.10895 | 0 | 0.1262 | 0 | 0.1262 | 0 | 5.1897 | 15.4244 | 5.1897 | 15.4244
234332-Premium T8 with T12 40 Watt Baseline - Tr3 | 1.5863 | 1.0229 | 2.9992 | 8010.646 | 120159.6903 | 0 | 0 | 0.095453 | 0 | 0.095453 | 0 | 0.11431 | 0 | 0.11431 | 0 | 3.4166 | 6.5372 | 3.4166 | 6.5372
234305-Lighting-Remove 4 Ft Lamp (De-Lamp) - Tr3 | 2.4473 | 1.5781 | 4.7674 | 12358.3444 | 185375.1656 | 0 | 0 | 0.10895 | 0 | 0.10895 | 0 | 0.1262 | 0 | 0.1262 | 0 | 5.1897 | 15.4244 | 5.1897 | 15.4244
234332-Premium T8 with T12 40 Watt Baseline - Tr3 | 3.5321 | 2.2776 | 6.678 | 17836.204 | 267543.0603 | 0 | 0 | 0.095453 | 0 | 0.095453 | 0 | 0.11431 | 0 | 0.11431 | 0 | 3.4166 | 6.5372 | 3.4166 | 6.5372
234305-Lighting-Remove 4 Ft Lamp (De-Lamp) - Tr3 | 0.86375 | 0.55697 | 1.6826 | 4361.7686 | 65426.529 | 0 | 0 | 0.10895 | 0 | 0.10895 | 0 | 0.1262 | 0 | 0.1262 | 0 | 5.1897 | 15.4244 | 5.1897 | 15.4244
234285-Lighting-Occpncy Snsr-Hi-Bay integrated Snsr-Tr1 | 0.83292 | 0.53709 | 0.8158 | 4206.0991 | 33648.793 | 0 | 0 | 0.1116 | 0 | 0.1116 | 0 | 0.11979 | 0 | 0.11979 | 0 | 8.1595 | 17.186 | 8.1595 | 17.186
234360-Lighting-IntrHiByLnrFlscntFxtr244wrplc400w(TrI)Tr1 | 0 | 0 | 0.34072 | 0 | 0 | -10.8195 | -162.2927 | 0 | 6.1863 | 0 | 6.1863 | 0 | 4.1901 | 0 | 4.1901 | -0.22308 | -0.36852 | -0.22308 | -0.36852
234330-Premium T8 with T12 40 Watt Baseline - Tr1 | 0.37559 | 0.24219 | 0.39402 | 1896.6316 | 28449.4739 | 0 | 0 | 0.093473 | 0 | 0.093473 | 0 | 0.1126 | 0 | 0.1126 | 0 | 3.2535 | 6.0363 | 3.2535 | 6.0363
234312-Lighting-Screw in 14-26 Watt Lamp - Tr1 | 0 | 0 | 0.042546 | 211.8643 | 523.3049 | -2.8614 | -7.0675 | 0 | 2.7433 | 0 | 2.7433 | 0 | 2.9189 | 0 | 2.9189 | -0.4263 | -0.39063 | -0.4263 | -0.39063
234330-Premium T8 with T12 40 Watt Baseline - Tr1 | 0.70422 | 0.4541 | 0.73879 | 3556.1842 | 53342.7635 | 0 | 0 | 0.093473 | 0 | 0.093473 | 0 | 0.1126 | 0 | 0.1126 | 0 | 3.2535 | 6.0363 | 3.2535 | 6.0363
234303-Lighting-Remove 4 Ft Lamp (De-Lamp) - Tr1 | 0 | 0 | 0.73933 | 3846.1706 | 57692.5592 | -71.9489 | -1079.2339 | 0 | 1.8717 | 0 | 1.8717 | 0 | 2.0492 | 0 | 2.0492 | -1.5179 | -1.2253 | -1.5179 | -1.2253
234330-Premium T8 with T12 40 Watt Baseline - Tr1 | 0.82159 | 0.52979 | 0.86192 | 4148.8816 | 62233.2241 | 0 | 0 | 0.093473 | 0 | 0.093473 | 0 | 0.1126 | 0 | 0.1126 | 0 | 3.2535 | 6.0363 | 3.2535 | 6.0363
234303-Lighting-Remove 4 Ft Lamp (De-Lamp) - Tr1 | 0 | 0 | 0.25876 | 1346.1597 | 20192.3957 | -25.1821 | -377.7319 | 0 | 1.8717 | 0 | 1.8717 | 0 | 2.0492 | 0 | 2.0492 | -1.5179 | -1.2253 | -1.5179 | -1.2253
234360-Lighting-IntrHiByLnrFlscntFxtr244wrplc400w(TrI)Tr1 | 0 | 0 | 0.85179 | 0 | 0 | -27.0488 | -405.7317 | 0 | 6.1863 | 0 | 6.1863 | 0 | 4.1901 | 0 | 4.1901 | -0.22308 | -0.36852 | -0.22308 | -0.36852
234330-Premium T8 with T12 40 Watt Baseline - Tr1 | 0.23474 | 0.15137 | 0.24626 | 1185.3947 | 17780.9212 | 0 | 0 | 0.093473 | 0 | 0.093473 | 0 | 0.1126 | 0 | 0.1126 | 0 | 3.2535 | 6.0363 | 3.2535 | 6.0363
234285-Lighting-Occpncy Snsr-Hi-Bay integrated Snsr-Tr1 | 2.0823 | 1.3427 | 2.0395 | 10515.2478 | 84121.9825 | 0 | 0 | 0.1116 | 0 | 0.1116 | 0 | 0.11979 | 0 | 0.11979 | 0 | 8.1595 | 17.186 | 8.1595 | 17.186
234330-Premium T8 with T12 40 Watt Baseline - Tr1 | 0.51643 | 0.33301 | 0.54178 | 2607.8684 | 39118.0266 | 0 | 0 | 0.093473 | 0 | 0.093473 | 0 | 0.1126 | 0 | 0.1126 | 0 | 3.2535 | 6.0363 | 3.2535 | 6.0363
234303-Lighting-Remove 4 Ft Lamp (De-Lamp) - Tr1 | 0 | 0 | 0.4436 | 2307.7024 | 34615.5355 | -43.1694 | -647.5403 | 0 | 1.8717 | 0 | 1.8717 | 0 | 2.0492 | 0 | 2.0492 | -1.5179 | -1.2253 | -1.5179 | -1.2253
234084-Refrigeration -Cooler/Freezer Door Gaskets - Solid Doors: Cooler | 0.80013 | 0.66914 | 0.69023 | 6038.808 | 24155.232 | 0 | 0 | 0.096112 | 0 | 0.096112 | 0 | 0.091408 | 0 | 0.091408 | 0 | 11.1791 | 7.4616 | 11.1791 | 7.4616
234360-Lighting-IntrHiByLnrFlscntFxtr244wrplc400w(TrI)Tr1 | 0 | 0 | 0.68143 | 0 | 0 | -21.639 | -324.5854 | 0 | 6.1863 | 0 | 6.1863 | 0 | 4.1901 | 0 | 4.1901 | -0.22308 | -0.36852 | -0.22308 | -0.36852
234285-Lighting-Occpncy Snsr-Hi-Bay integrated Snsr-Tr1 | 1.6658 | 1.0742 | 1.6316 | 8412.1983 | 67297.586 | 0 | 0 | 0.1116 | 0 | 0.1116 | 0 | 0.11979 | 0 | 0.11979 | 0 | 8.1595 | 17.186 | 8.1595 | 17.186
234331-Premium T8 with T12 40 Watt Baseline - Tr2 | 0.45693 | 0.29464 | 0.68085 | 2307.3916 | 34610.8742 | 0 | 0 | 0.077055 | 0 | 0.077055 | 0 | 0.11083 | 0 | 0.11083 | 0 | 2.3309 | 5.5951 | 2.3309 | 5.5951
234304-Lighting-Remove 4 Ft Lamp (De-Lamp) - Tr2 | 0 | 0 | 0.29573 | 1538.4682 | 23077.0237 | -28.7796 | -431.6935 | 0 | 0.69035 | 0 | 0.69035 | 0 | 0.69063 | 0 | 0.69063 | 0 | 0 | 0 | 0
234330-Premium T8 with T12 40 Watt Baseline - Tr1 | 0.46948 | 0.30273 | 0.49253 | 2370.7895 | 35561.8424 | 0 | 0 | 0.093473 | 0 | 0.093473 | 0 | 0.1126 | 0 | 0.1126 | 0 | 3.2535 | 6.0363 | 3.2535 | 6.0363
234303-Lighting-Remove 4 Ft Lamp (De-Lamp) - Tr1 | 0 | 0 | 0 | 0 | 0 | 0 | 0 | 0 | 0 | 0 | 0 | 0 | 0 | 0 | 0 | 0 | 0 | 0 | 0
234330-Premium T8 with T12 40 Watt Baseline - Tr1 | 1.6197 | 1.0444 | 1.6992 | 8179.2237 | 122688.3561 | 0 | 0 | 0.093473 | 0 | 0.093473 | 0 | 0.1126 | 0 | 0.1126 | 0 | 3.2535 | 6.0363 | 3.2535 | 6.0363
234303-Lighting-Remove 4 Ft Lamp (De-Lamp) - Tr1 | 0 | 0 | 0.51753 | 2692.3194 | 40384.7914 | -50.3642 | -755.4637 | 0 | 1.8717 | 0 | 1.8717 | 0 | 2.0492 | 0 | 2.0492 | -1.5179 | -1.2253 | -1.5179 | -1.2253
234312-Lighting-Screw in 14-26 Watt Lamp - Tr1 | 0 | 0 | 0 | 0 | 0 | 0 | 0 | 0 | 0 | 0 | 0 | 0 | 0 | 0 | 0 | 0 | 0 | 0 | 0
234330-Premium T8 with T12 40 Watt Baseline - Tr1 | 0.18779 | 0.12109 | 0.19701 | 948.3158 | 14224.7369 | 0 | 0 | 0.093473 | 0 | 0.093473 | 0 | 0.1126 | 0 | 0.1126 | 0 | 3.2535 | 6.0363 | 3.2535 | 6.0363
234084-Refrigeration -Cooler/Freezer Door Gaskets - Solid Doors: Cooler | 0.97911 | 0.81882 | 0.84463 | 7389.594 | 29558.376 | 0 | 0 | 0.096083 | 0 | 0.096083 | 0 | 0.091286 | 0 | 0.091286 | 0 | 11.1447 | 7.398 | 11.1447 | 7.398
234068-Refrigeration - Food Service -Auto Closer for Main Freezer Doors | 0.25838 | 0.21608 | 0.19315 | 1950.0694 | 15600.5556 | -0.018681 | -0.14945 | 0.084673 | 0.88635 | 0.084673 | 0.88635 | 0.097091 | 0.88635 | 0.097091 | 0.88635 | 4.2775 | 8.2376 | 4.2775 | 8.2376
234331-Premium T8 with T12 40 Watt Baseline - Tr2 | 0.097913 | 0.063137 | 0.1459 | 494.4411 | 7416.6159 | 0 | 0 | 0.077055 | 0 | 0.077055 | 0 | 0.11083 | 0 | 0.11083 | 0 | 2.3309 | 5.5951 | 2.3309 | 5.5951
234084-Refrigeration -Cooler/Freezer Door Gaskets - Solid Doors: Cooler | 0.5264 | 0.44023 | 0.4541 | 3972.9 | 15891.6 | 0 | 0 | 0.096076 | 0 | 0.096076 | 0 | 0.091258 | 0 | 0.091258 | 0 | 11.1367 | 7.3834 | 11.1367 | 7.3834
234116-Refrigeration -Cooler/Freezer Door Gaskets - Solid Doors: Freezer | 0.29479 | 0.24653 | 0.2543 | 2224.824 | 8899.296 | 0 | 0 | 0.091324 | 0 | 0.091324 | 0 | 0.091029 | 0 | 0.091029 | 0 | 7.4174 | 7.267 | 7.4174 | 7.267
234067-Refrigeration - Food Service -Auto Closer for Main Cooler Doors | 0.099706 | 0.083383 | 0.14556 | 752.5063 | 6020.0504 | -0.037362 | -0.2989 | 0.045823 | 0.88635 | 0.045823 | 0.88635 | 0.088197 | 0.88635 | 0.088197 | 0.88635 | 1.7077 | 4.9518 | 1.7077 | 4.9518
234330-Premium T8 with T12 40 Watt Baseline - Tr1 | 0.21127 | 0.13623 | 0.22164 | 1066.8553 | 16002.8291 | 0 | 0 | 0.093473 | 0 | 0.093473 | 0 | 0.1126 | 0 | 0.1126 | 0 | 3.2535 | 6.0363 | 3.2535 | 6.0363
234303-Lighting-Remove 4 Ft Lamp (De-Lamp) - Tr1 | 0 | 0 | 0.3327 | 1730.7768 | 25961.6516 | -32.377 | -485.6552 | 0 | 1.8717 | 0 | 1.8717 | 0 | 2.0492 | 0 | 2.0492 | -1.5179 | -1.2253 | -1.5179 | -1.2253
234330-Premium T8 with T12 40 Watt Baseline - Tr1 | 0.093896 | 0.060547 | 0.098505 | 474.1579 | 7112.3685 | 0 | 0 | 0.093473 | 0 | 0.093473 | 0 | 0.1126 | 0 | 0.1126 | 0 | 3.2535 | 6.0363 | 3.2535 | 6.0363
234303-Lighting-Remove 4 Ft Lamp (De-Lamp) - Tr1 | 0 | 0 | 0 | 0 | 0 | 0 | 0 | 0 | 0 | 0 | 0 | 0 | 0 | 0 | 0 | 0 | 0 | 0 | 0
234330-Premium T8 with T12 40 Watt Baseline - Tr1 | 1.0798 | 0.69629 | 1.1328 | 5452.8158 | 81792.2374 | 0 | 0 | 0.093473 | 0 | 0.093473 | 0 | 0.1126 | 0 | 0.1126 | 0 | 3.2535 | 6.0363 | 3.2535 | 6.0363
234360-Lighting-IntrHiByLnrFlscntFxtr244wrplc400w(TrI)Tr1 | 0 | 0 | 2.385 | 0 | 0 | -75.7366 | -1136.0488 | 0 | 6.1863 | 0 | 6.1863 | 0 | 4.1901 | 0 | 4.1901 | -0.22308 | -0.36852 | -0.22308 | -0.36852
234330-Premium T8 with T12 40 Watt Baseline - Tr1 | 0.46948 | 0.30273 | 0.49253 | 2370.7895 | 35561.8424 | 0 | 0 | 0.093473 | 0 | 0.093473 | 0 | 0.1126 | 0 | 0.1126 | 0 | 3.2535 | 6.0363 | 3.2535 | 6.0363
234285-Lighting-Occpncy Snsr-Hi-Bay integrated Snsr-Tr1 | 5.8305 | 3.7596 | 5.7106 | 29442.6939 | 235541.551 | 0 | 0 | 0.1116 | 0 | 0.1116 | 0 | 0.11979 | 0 | 0.11979 | 0 | 8.1595 | 17.186 | 8.1595 | 17.186
234360-Lighting-IntrHiByLnrFlscntFxtr244wrplc400w(TrI)Tr1 | 0 | 0 | 0.68143 | 0 | 0 | -21.639 | -324.5854 | 0 | 6.1863 | 0 | 6.1863 | 0 | 4.1901 | 0 | 4.1901 | -0.22308 | -0.36852 | -0.22308 | -0.36852
234330-Premium T8 with T12 40 Watt Baseline - Tr1 | 0.18779 | 0.12109 | 0.19701 | 948.3158 | 14224.7369 | 0 | 0 | 0.093473 | 0 | 0.093473 | 0 | 0.1126 | 0 | 0.1126 | 0 | 3.2535 | 6.0363 | 3.2535 | 6.0363
234285-Lighting-Occpncy Snsr-Hi-Bay integrated Snsr-Tr1 | 1.6658 | 1.0742 | 1.6316 | 8412.1983 | 67297.586 | 0 | 0 | 0.1116 | 0 | 0.1116 | 0 | 0.11979 | 0 | 0.11979 | 0 | 8.1595 | 17.186 | 8.1595 | 17.186
234312-Lighting-Screw in 14-26 Watt Lamp - Tr1 | 0 | 0 | 0.063818 | 317.7965 | 784.9573 | -4.292 | -10.6013 | 0 | 2.7433 | 0 | 2.7433 | 0 | 2.9189 | 0 | 2.9189 | -0.4263 | -0.39063 | -0.4263 | -0.39063
234330-Premium T8 with T12 40 Watt Baseline - Tr1 | 0.21127 | 0.13623 | 0.22164 | 1066.8553 | 16002.8291 | 0 | 0 | 0.093473 | 0 | 0.093473 | 0 | 0.1126 | 0 | 0.1126 | 0 | 3.2535 | 6.0363 | 3.2535 | 6.0363
234303-Lighting-Remove 4 Ft Lamp (De-Lamp) - Tr1 | 0 | 0 | 0.3327 | 1730.7768 | 25961.6516 | -32.377 | -485.6552 | 0 | 1.8717 | 0 | 1.8717 | 0 | 2.0492 | 0 | 2.0492 | -1.5179 | -1.2253 | -1.5179 | -1.2253
234330-Premium T8 with T12 40 Watt Baseline - Tr1 | 0.51643 | 0.33301 | 0.54178 | 2607.8684 | 39118.0266 | 0 | 0 | 0.093473 | 0 | 0.093473 | 0 | 0.1126 | 0 | 0.1126 | 0 | 3.2535 | 6.0363 | 3.2535 | 6.0363
234303-Lighting-Remove 4 Ft Lamp (De-Lamp) - Tr1 | 0 | 0 | 0.14787 | 769.2341 | 11538.5118 | -14.3898 | -215.8468 | 0 | 1.8717 | 0 | 1.8717 | 0 | 2.0492 | 0 | 2.0492 | -1.5179 | -1.2253 | -1.5179 | -1.2253
234085-Refrigeration -Strip Curtains for Walk-ins | 1.4785 | 1.0587 | 1.1215 | 9839.4 | 39357.6 | 0 | 0 | 0.099447 | 0 | 0.099447 | 0 | 0.1038 | 0 | 0.1038 | 0 | 12.9711 | 27.2574 | 12.9711 | 27.2574
234084-Refrigeration -Cooler/Freezer Door Gaskets - Solid Doors: Cooler | 2.5688 | 2.1483 | 2.216 | 19387.752 | 77551.008 | 0 | 0 | 0.096108 | 0 | 0.096108 | 0 | 0.091388 | 0 | 0.091388 | 0 | 11.1735 | 7.4513 | 11.1735 | 7.4513
234332-Premium T8 with T12 40 Watt Baseline - Tr3 | 0.086752 | 0.05594 | 0.16402 | 438.0822 | 6571.2331 | 0 | 0 | 0.094949 | 0 | 0.094949 | 0 | 0.11201 | 0 | 0.11201 | 0 | 3.3735 | 5.8835 | 3.3735 | 5.8835
234305-Lighting-Remove 4 Ft Lamp (De-Lamp) - Tr3 | 0 | 0 | 0 | 0 | 0 | 0 | 0 | 0 | 0 | 0 | 0 | 0 | 0 | 0 | 0 | 0 | 0 | 0 | 0
234330-Premium T8 with T12 40 Watt Baseline - Tr1 | 0.58685 | 0.37842 | 0.61566 | 2963.4869 | 44452.3029 | 0 | 0 | 0.093473 | 0 | 0.093473 | 0 | 0.1126 | 0 | 0.1126 | 0 | 3.2535 | 6.0363 | 3.2535 | 6.0363
234303-Lighting-Remove 4 Ft Lamp (De-Lamp) - Tr1 | 0 | 0 | 0.24028 | 1250.0054 | 18750.0817 | -23.3834 | -350.751 | 0 | 1.8717 | 0 | 1.8717 | 0 | 2.0492 | 0 | 2.0492 | -1.5179 | -1.2253 | -1.5179 | -1.2253
234213-Lighting-Hrdwr Incan Base>90 w Flrscnt Fxtre-Tr1 | 9.3626 | 6.0372 | 5.982 | 47279.1711 | 709187.5666 | 0 | 0 | 0.12687 | 0 | 0.12687 | 0 | 0.12687 | 0 | 0.12687 | 0 | 16.6999 | 16.6999 | 16.6999 | 16.6999
234285-Lighting-Occpncy Snsr-Hi-Bay integrated Snsr-Tr1 | 18.7408 | 12.0846 | 18.3555 | 94637.2303 | 757097.8425 | 0 | 0 | 0.1116 | 0 | 0.1116 | 0 | 0.11979 | 0 | 0.11979 | 0 | 8.1595 | 17.186 | 8.1595 | 17.186
234084-Refrigeration -Cooler/Freezer Door Gaskets - Solid Doors: Cooler | 0.55799 | 0.46664 | 0.48135 | 4211.274 | 16845.096 | 0 | 0 | 0.09606 | 0 | 0.09606 | 0 | 0.091192 | 0 | 0.091192 | 0 | 11.118 | 7.3493 | 11.118 | 7.3493
234067-Refrigeration - Food Service -Auto Closer for Main Cooler Doors | 0.099706 | 0.083383 | 0.14556 | 752.5063 | 6020.0504 | -0.037362 | -0.2989 | 0.045823 | 0.88635 | 0.045823 | 0.88635 | 0.088197 | 0.88635 | 0.088197 | 0.88635 | 1.7077 | 4.9518 | 1.7077 | 4.9518
234068-Refrigeration - Food Service -Auto Closer for Main Freezer Doors | 0.25838 | 0.21608 | 0.19315 | 1950.0694 | 15600.5556 | -0.018681 | -0.14945 | 0.084673 | 0.88635 | 0.084673 | 0.88635 | 0.097091 | 0.88635 | 0.097091 | 0.88635 | 4.2775 | 8.2376 | 4.2775 | 8.2376
234085-Refrigeration -Strip Curtains for Walk-ins | 0.70712 | 0.50632 | 0.53636 | 4705.8 | 18823.2 | 0 | 0 | 0.099378 | 0 | 0.099378 | 0 | 0.10367 | 0 | 0.10367 | 0 | 12.8643 | 26.4042 | 12.8643 | 26.4042
234084-Refrigeration -Cooler/Freezer Door Gaskets - Solid Doors: Cooler | 0.63168 | 0.52827 | 0.54492 | 4767.48 | 19069.92 | 0 | 0 | 0.096082 | 0 | 0.096082 | 0 | 0.091283 | 0 | 0.091283 | 0 | 11.1437 | 7.3963 | 11.1437 | 7.3963
234116-Refrigeration -Cooler/Freezer Door Gaskets - Solid Doors: Freezer | 0 | 0 | 0 | 0 | 0 | 0 | 0 | 0 | 0 | 0 | 0 | 0 | 0 | 0 | 0 | 0 | 0 | 0 | 0
234067-Refrigeration - Food Service -Auto Closer for Main Cooler Doors | 0.099706 | 0.083383 | 0.14556 | 752.5063 | 6020.0504 | -0.037362 | -0.2989 | 0.045823 | 0.88635 | 0.045823 | 0.88635 | 0.088197 | 0.88635 | 0.088197 | 0.88635 | 1.7077 | 4.9518 | 1.7077 | 4.9518
234068-Refrigeration - Food Service -Auto Closer for Main Freezer Doors | 0 | 0 | 0 | 0 | 0 | 0 | 0 | 0 | 0 | 0 | 0 | 0 | 0 | 0 | 0 | 0 | 0 | 0 | 0
234330-Premium T8 with T12 40 Watt Baseline - Tr1 | 0.32864 | 0.21191 | 0.34477 | 1659.5526 | 24893.2896 | 0 | 0 | 0.093473 | 0 | 0.093473 | 0 | 0.1126 | 0 | 0.1126 | 0 | 3.2535 | 6.0363 | 3.2535 | 6.0363
234303-Lighting-Remove 4 Ft Lamp (De-Lamp) - Tr1 | 0 | 0 | 0.51753 | 2692.3194 | 40384.7914 | -50.3642 | -755.4637 | 0 | 1.8717 | 0 | 1.8717 | 0 | 2.0492 | 0 | 2.0492 | -1.5179 | -1.2253 | -1.5179 | -1.2253
234330-Premium T8 with T12 40 Watt Baseline - Tr1 | 0.51643 | 0.33301 | 0.54178 | 2607.8684 | 39118.0266 | 0 | 0 | 0.093473 | 0 | 0.093473 | 0 | 0.1126 | 0 | 0.1126 | 0 | 3.2535 | 6.0363 | 3.2535 | 6.0363
234303-Lighting-Remove 4 Ft Lamp (De-Lamp) - Tr1 | 0 | 0 | 0.4436 | 2307.7024 | 34615.5355 | -43.1694 | -647.5403 | 0 | 1.8717 | 0 | 1.8717 | 0 | 2.0492 | 0 | 2.0492 | -1.5179 | -1.2253 | -1.5179 | -1.2253
234330-Premium T8 with T12 40 Watt Baseline - Tr1 | 0.56338 | 0.36328 | 0.59103 | 2844.9474 | 42674.2108 | 0 | 0 | 0.093473 | 0 | 0.093473 | 0 | 0.1126 | 0 | 0.1126 | 0 | 3.2535 | 6.0363 | 3.2535 | 6.0363
234084-Refrigeration -Cooler/Freezer Door Gaskets - Solid Doors: Cooler | 0.35795 | 0.29935 | 0.30879 | 2701.572 | 10806.288 | 0 | 0 | 0.097885 | 0 | 0.097885 | 0 | 0.09318 | 0 | 0.09318 | 0 | 11.3668 | 7.5869 | 11.3668 | 7.5869
234083-Refrigeration -Cooler/Freezer Door Gaskets - Glass Doors | 2.8215 | 2.3596 | 2.434 | 21294.744 | 85178.976 | 0 | 0 | 0.097884 | 0 | 0.097884 | 0 | 0.09318 | 0 | 0.09318 | 0 | 11.3662 | 7.5869 | 11.3662 | 7.5869
234285-Lighting-Occpncy Snsr-Hi-Bay integrated Snsr-Tr1 | 62.4693 | 40.2819 | 61.1849 | 315457.4344 | 2523659.4751 | 0 | 0 | 0.10991 | 0 | 0.10991 | 0 | 0.1181 | 0 | 0.1181 | 0 | 8.051 | 16.9575 | 8.051 | 16.9575
234084-Refrigeration -Cooler/Freezer Door Gaskets - Solid Doors: Cooler | 0.16845 | 0.14087 | 0.14531 | 1271.328 | 5085.312 | 0 | 0 | 0.097885 | 0 | 0.097885 | 0 | 0.09318 | 0 | 0.09318 | 0 | 11.3668 | 7.5869 | 11.3668 | 7.5869
234083-Refrigeration -Cooler/Freezer Door Gaskets - Glass Doors | 3.7796 | 3.1608 | 3.2604 | 28525.422 | 114101.688 | 0 | 0 | 0.097884 | 0 | 0.097884 | 0 | 0.09318 | 0 | 0.09318 | 0 | 11.3662 | 7.5869 | 11.3662 | 7.5869
234084-Refrigeration -Cooler/Freezer Door Gaskets - Solid Doors: Cooler | 0.16845 | 0.14087 | 0.14531 | 1271.328 | 5085.312 | 0 | 0 | 0.097885 | 0 | 0.097885 | 0 | 0.09318 | 0 | 0.09318 | 0 | 11.3668 | 7.5869 | 11.3668 | 7.5869
234083-Refrigeration -Cooler/Freezer Door Gaskets - Glass Doors | 0.97911 | 0.81882 | 0.84463 | 7389.594 | 29558.376 | 0 | 0 | 0.097884 | 0 | 0.097884 | 0 | 0.09318 | 0 | 0.09318 | 0 | 11.3662 | 7.5869 | 11.3662 | 7.5869
234085-Refrigeration -Strip Curtains for Walk-ins | 0.57855 | 0.41426 | 0.43884 | 3850.2 | 15400.8 | 0 | 0 | 0.099348 | 0 | 0.099348 | 0 | 0.10362 | 0 | 0.10362 | 0 | 12.8187 | 26.0523 | 12.8187 | 26.0523
234084-Refrigeration -Cooler/Freezer Door Gaskets - Solid Doors: Cooler | 0.68432 | 0.57229 | 0.59033 | 5164.77 | 20659.08 | 0 | 0 | 0.096095 | 0 | 0.096095 | 0 | 0.091334 | 0 | 0.091334 | 0 | 11.1581 | 7.4228 | 11.1581 | 7.4228
234067-Refrigeration - Food Service -Auto Closer for Main Cooler Doors | 0.099706 | 0.083383 | 0.14556 | 752.5063 | 6020.0504 | -0.037362 | -0.2989 | 0.045823 | 0.88635 | 0.045823 | 0.88635 | 0.088197 | 0.88635 | 0.088197 | 0.88635 | 1.7077 | 4.9518 | 1.7077 | 4.9518
234084-Refrigeration -Cooler/Freezer Door Gaskets - Solid Doors: Cooler | 0.20003 | 0.16729 | 0.17256 | 1509.702 | 6038.808 | 0 | 0 | 0.097885 | 0 | 0.097885 | 0 | 0.09318 | 0 | 0.09318 | 0 | 11.3668 | 7.5869 | 11.3668 | 7.5869
234083-Refrigeration -Cooler/Freezer Door Gaskets - Glass Doors | 2.8531 | 2.386 | 2.4612 | 21533.118 | 86132.472 | 0 | 0 | 0.097884 | 0 | 0.097884 | 0 | 0.09318 | 0 | 0.09318 | 0 | 11.3662 | 7.5869 | 11.3662 | 7.5869
234084-Refrigeration -Cooler/Freezer Door Gaskets - Solid Doors: Cooler | 0.35795 | 0.29935 | 0.30879 | 2701.572 | 10806.288 | 0 | 0 | 0.097885 | 0 | 0.097885 | 0 | 0.09318 | 0 | 0.09318 | 0 | 11.3668 | 7.5869 | 11.3668 | 7.5869
234083-Refrigeration -Cooler/Freezer Door Gaskets - Glass Doors | 4.6008 | 3.8476 | 3.9688 | 34723.146 | 138892.584 | 0 | 0 | 0.097884 | 0 | 0.097884 | 0 | 0.09318 | 0 | 0.09318 | 0 | 11.3662 | 7.5869 | 11.3662 | 7.5869
234085-Refrigeration -Strip Curtains for Walk-ins | 0.54641 | 0.39125 | 0.41446 | 3636.3 | 14545.2 | 0 | 0 | 0.10117 | 0 | 0.10117 | 0 | 0.10544 | 0 | 0.10544 | 0 | 13.046 | 26.5804 | 13.046 | 26.5804
234084-Refrigeration -Cooler/Freezer Door Gaskets - Solid Doors: Cooler | 0.91594 | 0.76599 | 0.79013 | 6912.846 | 27651.384 | 0 | 0 | 0.097885 | 0 | 0.097885 | 0 | 0.09318 | 0 | 0.09318 | 0 | 11.3668 | 7.5869 | 11.3668 | 7.5869
234067-Refrigeration - Food Service -Auto Closer for Main Cooler Doors | 0.099706 | 0.083383 | 0.14556 | 752.5063 | 6020.0504 | -0.037362 | -0.2989 | 0.047246 | 0.89663 | 0.047246 | 0.89663 | 0.089621 | 0.89663 | 0.089621 | 0.89663 | 1.7297 | 5.0155 | 1.7297 | 5.0155
234085-Refrigeration -Strip Curtains for Walk-ins | 1.4142 | 1.0126 | 1.0727 | 9411.6 | 37646.4 | 0 | 0 | 0.10126 | 0 | 0.10126 | 0 | 0.10561 | 0 | 0.10561 | 0 | 13.1871 | 27.6992 | 13.1871 | 27.6992
234084-Refrigeration -Cooler/Freezer Door Gaskets - Solid Doors: Cooler | 1.0739 | 0.89806 | 0.92636 | 8104.716 | 32418.864 | 0 | 0 | 0.097879 | 0 | 0.097879 | 0 | 0.093158 | 0 | 0.093158 | 0 | 11.3604 | 7.575 | 11.3604 | 7.575
234067-Refrigeration - Food Service -Auto Closer for Main Cooler Doors | 0.099706 | 0.083383 | 0.14556 | 752.5063 | 6020.0504 | -0.037362 | -0.2989 | 0.047246 | 0.89663 | 0.047246 | 0.89663 | 0.089621 | 0.89663 | 0.089621 | 0.89663 | 1.7297 | 5.0155 | 1.7297 | 5.0155
234068-Refrigeration - Food Service -Auto Closer for Main Freezer Doors | 0.25838 | 0.21608 | 0.19315 | 1950.0694 | 15600.5556 | -0.018681 | -0.14945 | 0.086096 | 0.89663 | 0.086096 | 0.89663 | 0.098515 | 0.89663 | 0.098515 | 0.89663 | 4.3326 | 8.3437 | 4.3326 | 8.3437
234084-Refrigeration -Cooler/Freezer Door Gaskets - Solid Doors: Cooler | 0.35795 | 0.29935 | 0.30879 | 2701.572 | 10806.288 | 0 | 0 | 0.096028 | 0 | 0.096028 | 0 | 0.091059 | 0 | 0.091059 | 0 | 11.0807 | 7.2817 | 11.0807 | 7.2817
234067-Refrigeration - Food Service -Auto Closer for Main Cooler Doors | 0 | 0 | 0 | 0 | 0 | 0 | 0 | 0 | 0 | 0 | 0 | 0 | 0 | 0 | 0 | 0 | 0 | 0 | 0
234285-Lighting-Occpncy Snsr-Hi-Bay integrated Snsr-Tr1 | 2.4988 | 1.6113 | 2.4474 | 12618.2974 | 100946.379 | 0 | 0 | 0.1116 | 0 | 0.1116 | 0 | 0.11979 | 0 | 0.11979 | 0 | 8.1595 | 17.186 | 8.1595 | 17.186
234201-Lighting-2 Ft 2nd Gen T-8 with Elec Ballast-Tr1 | 1.149 | 0.74092 | 1.0999 | 5802.3433 | 87035.1494 | 0 | 0 | 0.083327 | 0 | 0.083327 | 0 | 0.10717 | 0 | 0.10717 | 0 | 2.6141 | 4.857 | 2.6141 | 4.857
234330-Premium T8 with T12 40 Watt Baseline - Tr1 | 2.0657 | 1.332 | 2.1671 | 10431.4738 | 156472.1064 | 0 | 0 | 0.093473 | 0 | 0.093473 | 0 | 0.1126 | 0 | 0.1126 | 0 | 3.2535 | 6.0363 | 3.2535 | 6.0363
234303-Lighting-Remove 4 Ft Lamp (De-Lamp) - Tr1 | 0 | 0 | 0.14787 | 769.2341 | 11538.5118 | -14.3898 | -215.8468 | 0 | 1.8717 | 0 | 1.8717 | 0 | 2.0492 | 0 | 2.0492 | -1.5179 | -1.2253 | -1.5179 | -1.2253
234014-Lighting-Exterior >176w Incan Base HID | 0.15531 | 0.1408 | 0 | 13844.5092 | 207667.6385 | 0 | 0 | 0.088464 | 0 | 0.088464 | 0 | 0.088464 | 0 | 0.088464 | 0 | 13.8372 | 13.8372 | 13.8372 | 13.8372
234360-Lighting-IntrHiByLnrFlscntFxtr244wrplc400w(TrI)Tr1 | 0 | 0 | 1.0221 | 0 | 0 | -32.4585 | -486.878 | 0 | 6.1863 | 0 | 6.1863 | 0 | 4.1901 | 0 | 4.1901 | -0.22308 | -0.36852 | -0.22308 | -0.36852
234084-Refrigeration -Cooler/Freezer Door Gaskets - Solid Doors: Cooler | 0.46323 | 0.3874 | 0.39961 | 3496.152 | 13984.608 | 0 | 0 | 0.096053 | 0 | 0.096053 | 0 | 0.091161 | 0 | 0.091161 | 0 | 11.1092 | 7.3333 | 11.1092 | 7.3333
234067-Refrigeration - Food Service -Auto Closer for Main Cooler Doors | 0.099706 | 0.083383 | 0.14556 | 752.5063 | 6020.0504 | -0.037362 | -0.2989 | 0.045823 | 0.88635 | 0.045823 | 0.88635 | 0.088197 | 0.88635 | 0.088197 | 0.88635 | 1.7077 | 4.9518 | 1.7077 | 4.9518
234312-Lighting-Screw in 14-26 Watt Lamp - Tr1 | 0 | 0 | 0.63818 | 3177.9649 | 7849.5734 | -42.9203 | -106.0132 | 0 | 2.7417 | 0 | 2.7417 | 0 | 2.9173 | 0 | 2.9173 | -0.42547 | -0.38987 | -0.42547 | -0.38987
234330-Premium T8 with T12 40 Watt Baseline - Tr1 | 0.023474 | 0.015137 | 0.024626 | 118.5395 | 1778.0921 | 0 | 0 | 0.091878 | 0 | 0.091878 | 0 | 0.111 | 0 | 0.111 | 0 | 3.215 | 5.965 | 3.215 | 5.965
234303-Lighting-Remove 4 Ft Lamp (De-Lamp) - Tr1 | 0 | 0 | 0.036966 | 192.3085 | 2884.628 | -3.5974 | -53.9617 | 0 | 1.8697 | 0 | 1.8697 | 0 | 2.0472 | 0 | 2.0472 | -1.5153 | -1.2232 | -1.5153 | -1.2232
234291-Lighting-Ocpncy Snsr-Wll/Cl Mntd Lght Snsr>=500Tr1 | 7.185 | 4.6331 | 8.4042 | 36282.96 | 290263.68 | 0 | 0 | 0.064146 | 0 | 0.064146 | 0 | 0.10225 | 0 | 0.10225 | 0 | 2.0456 | 5.3989 | 2.0456 | 5.3989
234312-Lighting-Screw in 14-26 Watt Lamp - Tr1 | 0 | 0 | 0.25527 | 1271.186 | 3139.8294 | -17.1681 | -42.4053 | 0 | 2.7433 | 0 | 2.7433 | 0 | 2.9189 | 0 | 2.9189 | -0.4263 | -0.39063 | -0.4263 | -0.39063
234330-Premium T8 with T12 40 Watt Baseline - Tr1 | 0.32864 | 0.21191 | 0.34477 | 1659.5526 | 24893.2896 | 0 | 0 | 0.093473 | 0 | 0.093473 | 0 | 0.1126 | 0 | 0.1126 | 0 | 3.2535 | 6.0363 | 3.2535 | 6.0363
234303-Lighting-Remove 4 Ft Lamp (De-Lamp) - Tr1 | 0 | 0 | 0.36966 | 1923.0853 | 28846.2796 | -35.9745 | -539.6169 | 0 | 1.8717 | 0 | 1.8717 | 0 | 2.0492 | 0 | 2.0492 | -1.5179 | -1.2253 | -1.5179 | -1.2253
234084-Refrigeration -Cooler/Freezer Door Gaskets - Solid Doors: Cooler | 2.1161 | 1.7697 | 1.8255 | 15971.058 | 63884.232 | 0 | 0 | 0.096112 | 0 | 0.096112 | 0 | 0.091408 | 0 | 0.091408 | 0 | 11.1791 | 7.4616 | 11.1791 | 7.4616
234084-Refrigeration -Cooler/Freezer Door Gaskets - Solid Doors: Cooler | 1.2107 | 1.0125 | 1.0444 | 9137.67 | 36550.68 | 0 | 0 | 0.097885 | 0 | 0.097885 | 0 | 0.09318 | 0 | 0.09318 | 0 | 11.3668 | 7.5869 | 11.3668 | 7.5869
234312-Lighting-Screw in 14-26 Watt Lamp - Tr1 | 0 | 0 | 0.63818 | 3177.9649 | 7849.5734 | -42.9203 | -106.0132 | 0 | 2.7433 | 0 | 2.7433 | 0 | 2.9189 | 0 | 2.9189 | -0.4263 | -0.39063 | -0.4263 | -0.39063
234330-Premium T8 with T12 40 Watt Baseline - Tr1 | 0.35211 | 0.22705 | 0.3694 | 1778.0921 | 26671.3818 | 0 | 0 | 0.093473 | 0 | 0.093473 | 0 | 0.1126 | 0 | 0.1126 | 0 | 3.2535 | 6.0363 | 3.2535 | 6.0363
234084-Refrigeration -Cooler/Freezer Door Gaskets - Solid Doors: Cooler | 1.3792 | 1.1534 | 1.1897 | 10408.998 | 41635.992 | 0 | 0 | 0.097885 | 0 | 0.097885 | 0 | 0.09318 | 0 | 0.09318 | 0 | 11.3668 | 7.5869 | 11.3668 | 7.5869
234312-Lighting-Screw in 14-26 Watt Lamp - Tr1 | 0 | 0 | 0.17018 | 847.4573 | 2093.2196 | -11.4454 | -28.2702 | 0 | 2.7417 | 0 | 2.7417 | 0 | 2.9173 | 0 | 2.9173 | -0.42547 | -0.38987 | -0.42547 | -0.38987
234330-Premium T8 with T12 40 Watt Baseline - Tr1 | 0.84507 | 0.54492 | 0.88655 | 4267.4211 | 64011.3162 | 0 | 0 | 0.091878 | 0 | 0.091878 | 0 | 0.111 | 0 | 0.111 | 0 | 3.215 | 5.965 | 3.215 | 5.965
234303-Lighting-Remove 4 Ft Lamp (De-Lamp) - Tr1 | 0 | 0 | 1.3308 | 6923.1071 | 103846.6066 | -129.5081 | -1942.621 | 0 | 1.8697 | 0 | 1.8697 | 0 | 2.0472 | 0 | 2.0472 | -1.5153 | -1.2232 | -1.5153 | -1.2232
234291-Lighting-Ocpncy Snsr-Wll/Cl Mntd Lght Snsr>=500Tr1 | 6.5602 | 4.2302 | 7.6734 | 33127.92 | 265023.36 | 0 | 0 | 0.064146 | 0 | 0.064146 | 0 | 0.10225 | 0 | 0.10225 | 0 | 2.0456 | 5.3989 | 2.0456 | 5.3989
234049-Lighting-LED Exit Sign New Sign | 0.23861 | 0.23706 | 0 | 2090.3007 | 33444.811 | 0 | 0 | 0.093414 | 0 | 0.093414 | 0 | 0.099467 | 0 | 0.099467 | 0 | 5.2149 | 7.1743 | 5.2149 | 7.1743
234330-Premium T8 with T12 40 Watt Baseline - Tr1 | 4.6948 | 3.0273 | 4.9253 | 23707.8949 | 355618.4235 | 0 | 0 | 0.091878 | 0 | 0.091878 | 0 | 0.111 | 0 | 0.111 | 0 | 3.215 | 5.965 | 3.215 | 5.965
234303-Lighting-Remove 4 Ft Lamp (De-Lamp) - Tr1 | 0 | 0 | 7.3933 | 38461.7061 | 576925.592 | -719.4892 | -10792.3387 | 0 | 1.8697 | 0 | 1.8697 | 0 | 2.0472 | 0 | 2.0472 | -1.5153 | -1.2232 | -1.5153 | -1.2232
234291-Lighting-Ocpncy Snsr-Wll/Cl Mntd Lght Snsr>=500Tr1 | 5.3107 | 3.4245 | 6.2118 | 26817.84 | 214542.72 | 0 | 0 | 0.064146 | 0 | 0.064146 | 0 | 0.10225 | 0 | 0.10225 | 0 | 2.0456 | 5.3989 | 2.0456 | 5.3989
234330-Premium T8 with T12 40 Watt Baseline - Tr1 | 0.89202 | 0.5752 | 0.9358 | 4504.5 | 67567.5005 | 0 | 0 | 0.093473 | 0 | 0.093473 | 0 | 0.1126 | 0 | 0.1126 | 0 | 3.2535 | 6.0363 | 3.2535 | 6.0363
234306-Lighting-Remove 8 Ft Lamp (De-Lamp) - Tr1 | 1.8075 | 1.121 | 2.0705 | 9763.2372 | 146448.5573 | 0 | 0 | 0.121 | 0 | 0.121 | 0 | 0.12129 | 0 | 0.12129 | 0 | 11.9671 | 12.2885 | 11.9671 | 12.2885
234285-Lighting-Occpncy Snsr-Hi-Bay integrated Snsr-Tr1 | 2.9152 | 1.8798 | 2.8553 | 14721.3469 | 117770.7755 | 0 | 0 | 0.1116 | 0 | 0.1116 | 0 | 0.11979 | 0 | 0.11979 | 0 | 8.1595 | 17.186 | 8.1595 | 17.186
234331-Premium T8 with T12 40 Watt Baseline - Tr2 | 0.21214 | 0.1368 | 0.31611 | 1071.289 | 16069.3344 | 0 | 0 | 0.077055 | 0 | 0.077055 | 0 | 0.11083 | 0 | 0.11083 | 0 | 2.3309 | 5.5951 | 2.3309 | 5.5951
234208-Lighting-8 Ft T-8 with Elec Ballast-Tr2 | 0.0090855 | 0.0058585 | 0.013624 | 45.8797 | 688.1951 | 0 | 0 | -0.0028495 | 0 | -0.0028495 | 0 | 0.062748 | 0 | 0.062748 | 0 | 0.97932 | 1.869 | 0.97932 | 1.869
234304-Lighting-Remove 4 Ft Lamp (De-Lamp) - Tr2 | 0 | 0 | 0 | 0 | 0 | 0 | 0 | 0 | 0 | 0 | 0 | 0 | 0 | 0 | 0 | 0 | 0 | 0 | 0
234307-Lighting-Remove 8 Ft Lamp (De-Lamp) - Tr2 | 0.065864 | 0.04085 | 0.10829 | 355.762 | 5336.43 | 0 | 0 | 0.11754 | 0 | 0.11754 | 0 | 0.12272 | 0 | 0.12272 | 0 | 9.1102 | 14.1797 | 9.1102 | 14.1797
234313-Lighting-Screw in 14-26 Watt Lamp - Tr2 | 0 | 0 | 0 | 0 | 0 | 0 | 0 | 0 | 0 | 0 | 0 | 0 | 0 | 0 | 0 | 0 | 0 | 0 | 0
234332-Premium T8 with T12 40 Watt Baseline - Tr3 | 0.64445 | 0.41556 | 1.2184 | 3254.3249 | 48814.8742 | 0 | 0 | 0.094949 | 0 | 0.094949 | 0 | 0.11201 | 0 | 0.11201 | 0 | 3.3735 | 5.8835 | 3.3735 | 5.8835
234209-Lighting-8 Ft T-8 with Elec Ballast-Tr3 | 0.013482 | 0.0086938 | 0.028609 | 68.0836 | 1021.2538 | 0 | 0 | -0.044492 | 0 | -0.044492 | 0 | 0.066833 | 0 | 0.066833 | 0 | 0.75205 | 1.9811 | 0.75205 | 1.9811
234305-Lighting-Remove 4 Ft Lamp (De-Lamp) - Tr3 | 0.03599 | 0.023207 | 0.070108 | 181.7404 | 2726.1054 | 0 | 0 | 0.10872 | 0 | 0.10872 | 0 | 0.12523 | 0 | 0.12523 | 0 | 5.1454 | 13.882 | 5.1454 | 13.882
234308-Lighting-Remove 8 Ft Lamp (De-Lamp) - Tr3 | 0.092726 | 0.05751 | 0.21194 | 500.8589 | 7512.8838 | 0 | 0 | 0.11246 | 0 | 0.11246 | 0 | 0.12255 | 0 | 0.12255 | 0 | 6.746 | 13.9276 | 6.746 | 13.9276
234361-Lighting-IntrHiByLnrFlscntFxtr244wrplc400w(TrI)Tr2 | 0.63152 | 0.40722 | 1.0052 | 3189.0362 | 47835.5425 | 0 | 0 | 0.078003 | 0 | 0.078003 | 0 | 0.11158 | 0 | 0.11158 | 0 | 2.3697 | 5.774 | 2.3697 | 5.774
234286-Lighting-Occpncy Snsr-Hi-Bay integrated Snsr-Tr2 | 1.4967 | 0.96509 | 2.3795 | 7557.8628 | 60462.9022 | 0 | 0 | 0.10115 | 0 | 0.10115 | 0 | 0.11483 | 0 | 0.11483 | 0 | 4.8852 | 10.2937 | 4.8852 | 10.2937
234361-Lighting-IntrHiByLnrFlscntFxtr244wrplc400w(TrI)Tr2 | 1.7893 | 1.1538 | 2.8482 | 9035.6025 | 135534.037 | 0 | 0 | 0.078003 | 0 | 0.078003 | 0 | 0.11158 | 0 | 0.11158 | 0 | 2.3697 | 5.774 | 2.3697 | 5.774
234286-Lighting-Occpncy Snsr-Hi-Bay integrated Snsr-Tr2 | 4.2406 | 2.7344 | 6.742 | 21413.9445 | 171311.5563 | 0 | 0 | 0.10115 | 0 | 0.10115 | 0 | 0.11483 | 0 | 0.11483 | 0 | 4.8852 | 10.2937 | 4.8852 | 10.2937
234360-Lighting-IntrHiByLnrFlscntFxtr244wrplc400w(TrI)Tr1 | 0 | 0 | 7.8365 | 0 | 0 | -248.8488 | -3732.7317 | 0 | 6.1844 | 0 | 6.1844 | 0 | 4.1881 | 0 | 4.1881 | -0.22269 | -0.36788 | -0.22269 | -0.36788
234285-Lighting-Occpncy Snsr-Hi-Bay integrated Snsr-Tr1 | 19.1573 | 12.3531 | 18.7634 | 96740.2799 | 773922.239 | 0 | 0 | 0.10991 | 0 | 0.10991 | 0 | 0.1181 | 0 | 0.1181 | 0 | 8.051 | 16.9575 | 8.051 | 16.9575
234360-Lighting-IntrHiByLnrFlscntFxtr244wrplc400w(TrI)Tr1 | 0 | 0 | 2.0443 | 0 | 0 | -64.9171 | -973.7561 | 0 | 6.1844 | 0 | 6.1844 | 0 | 4.1881 | 0 | 4.1881 | -0.22269 | -0.36788 | -0.22269 | -0.36788
234285-Lighting-Occpncy Snsr-Hi-Bay integrated Snsr-Tr1 | 4.9975 | 3.2226 | 4.8948 | 25236.5948 | 201892.758 | 0 | 0 | 0.10991 | 0 | 0.10991 | 0 | 0.1181 | 0 | 0.1181 | 0 | 8.051 | 16.9575 | 8.051 | 16.9575
234084-Refrigeration -Cooler/Freezer Door Gaskets - Solid Doors: Cooler | 1.3581 | 1.1358 | 1.1716 | 10250.082 | 41000.328 | 0 | 0 | 0.096103 | 0 | 0.096103 | 0 | 0.091368 | 0 | 0.091368 | 0 | 11.1676 | 7.4403 | 11.1676 | 7.4403
234116-Refrigeration -Cooler/Freezer Door Gaskets - Solid Doors: Freezer | 0.54746 | 0.45784 | 0.47226 | 4131.816 | 16527.264 | 0 | 0 | 0.092257 | 0 | 0.092257 | 0 | 0.094918 | 0 | 0.094918 | 0 | 7.9381 | 9.924 | 7.9381 | 9.924
234362-Lighting-IntrHiByLnrFlscntFxtr244wrplc400w(TrI)Tr3 | 0.39961 | 0.25768 | 0.87782 | 2017.9692 | 30269.5385 | 0 | 0 | 0.048182 | 0 | 0.048182 | 0 | 0.10885 | 0 | 0.10885 | 0 | 1.5553 | 5.1703 | 1.5553 | 5.1703
234287-Lighting-Occpncy Snsr-Hi-Bay integrated Snsr-Tr3 | 1.6578 | 1.069 | 1.9813 | 8371.44 | 66971.52 | 0 | 0 | 0.1037 | 0 | 0.1037 | 0 | 0.11603 | 0 | 0.11603 | 0 | 5.4153 | 11.4018 | 5.4153 | 11.4018
234330-Premium T8 with T12 40 Watt Baseline - Tr1 | 0.046948 | 0.030273 | 0.049253 | 237.0789 | 3556.1842 | 0 | 0 | 0.090475 | 0 | 0.090475 | 0 | 0.1096 | 0 | 0.1096 | 0 | 3.1812 | 5.9022 | 3.1812 | 5.9022
234303-Lighting-Remove 4 Ft Lamp (De-Lamp) - Tr1 | 0 | 0 | 0.073933 | 384.6171 | 5769.2559 | -7.1949 | -107.9234 | 0 | 1.8238 | 0 | 1.8238 | 0 | 2.0013 | 0 | 2.0013 | -1.4536 | -1.1734 | -1.4536 | -1.1734
234360-Lighting-IntrHiByLnrFlscntFxtr244wrplc400w(TrI)Tr1 | 0 | 0 | 1.5332 | 0 | 0 | -48.6878 | -730.3171 | 0 | 6.1385 | 0 | 6.1385 | 0 | 4.1423 | 0 | 4.1423 | -0.21362 | -0.3529 | -0.21362 | -0.3529
234331-Premium T8 with T12 40 Watt Baseline - Tr2 | 0.032638 | 0.021046 | 0.048632 | 164.8137 | 2472.2053 | 0 | 0 | 0.074057 | 0 | 0.074057 | 0 | 0.10783 | 0 | 0.10783 | 0 | 2.2791 | 5.4708 | 2.2791 | 5.4708
234304-Lighting-Remove 4 Ft Lamp (De-Lamp) - Tr2 | 0 | 0 | 0.073933 | 384.6171 | 5769.2559 | -7.1949 | -107.9234 | 0 | 0.69035 | 0 | 0.69035 | 0 | 0.69063 | 0 | 0.69063 | 0 | 0 | 0 | 0
234286-Lighting-Occpncy Snsr-Hi-Bay integrated Snsr-Tr2 | 1.4967 | 0.96509 | 2.3795 | 7557.8628 | 60462.9022 | 0 | 0 | 0.097751 | 0 | 0.097751 | 0 | 0.11143 | 0 | 0.11143 | 0 | 4.7545 | 10.0183 | 4.7545 | 10.0183
234361-Lighting-IntrHiByLnrFlscntFxtr244wrplc400w(TrI)Tr2 | 0.63152 | 0.40722 | 1.0052 | 3189.0362 | 47835.5425 | 0 | 0 | 0.075005 | 0 | 0.075005 | 0 | 0.10858 | 0 | 0.10858 | 0 | 2.3171 | 5.6457 | 2.3171 | 5.6457
234331-Premium T8 with T12 40 Watt Baseline - Tr2 | 0.065275 | 0.042091 | 0.097264 | 329.6274 | 4944.4106 | 0 | 0 | 0.077055 | 0 | 0.077055 | 0 | 0.11083 | 0 | 0.11083 | 0 | 2.3309 | 5.5951 | 2.3309 | 5.5951
234285-Lighting-Occpncy Snsr-Hi-Bay integrated Snsr-Tr1 | 9.9951 | 6.4451 | 9.7896 | 50473.1895 | 403785.516 | 0 | 0 | 0.1116 | 0 | 0.1116 | 0 | 0.11979 | 0 | 0.11979 | 0 | 8.1595 | 17.186 | 8.1595 | 17.186
234331-Premium T8 with T12 40 Watt Baseline - Tr2 | 0.065275 | 0.042091 | 0.097264 | 329.6274 | 4944.4106 | 0 | 0 | 0.077055 | 0 | 0.077055 | 0 | 0.11083 | 0 | 0.11083 | 0 | 2.3309 | 5.5951 | 2.3309 | 5.5951
234304-Lighting-Remove 4 Ft Lamp (De-Lamp) - Tr2 | 0 | 0 | 0.073933 | 384.6171 | 5769.2559 | -7.1949 | -107.9234 | 0 | 0.69035 | 0 | 0.69035 | 0 | 0.69063 | 0 | 0.69063 | 0 | 0 | 0 | 0
234208-Lighting-8 Ft T-8 with Elec Ballast-Tr2 | 0.1272 | 0.08202 | 0.19073 | 642.3155 | 9634.7318 | 0 | 0 | -0.0028495 | 0 | -0.0028495 | 0 | 0.062748 | 0 | 0.062748 | 0 | 0.97932 | 1.869 | 0.97932 | 1.869
234307-Lighting-Remove 8 Ft Lamp (De-Lamp) - Tr2 | 0.92209 | 0.57189 | 1.5161 | 4980.668 | 74710.0202 | 0 | 0 | 0.11754 | 0 | 0.11754 | 0 | 0.12272 | 0 | 0.12272 | 0 | 9.1102 | 14.1797 | 9.1102 | 14.1797
234360-Lighting-IntrHiByLnrFlscntFxtr244wrplc400w(TrI)Tr1 | 0 | 0 | 2.7257 | 0 | 0 | -86.5561 | -1298.3415 | 0 | 6.1385 | 0 | 6.1385 | 0 | 4.1423 | 0 | 4.1423 | -0.21362 | -0.3529 | -0.21362 | -0.3529
234285-Lighting-Occpncy Snsr-Hi-Bay integrated Snsr-Tr1 | 6.6634 | 4.2967 | 6.5264 | 33648.793 | 269190.344 | 0 | 0 | 0.1082 | 0 | 0.1082 | 0 | 0.11639 | 0 | 0.11639 | 0 | 7.9412 | 16.7262 | 7.9412 | 16.7262
234331-Premium T8 with T12 40 Watt Baseline - Tr2 | 0.47325 | 0.30516 | 0.70517 | 2389.7985 | 35846.9768 | 0 | 0 | 0.077055 | 0 | 0.077055 | 0 | 0.11083 | 0 | 0.11083 | 0 | 2.3309 | 5.5951 | 2.3309 | 5.5951
234304-Lighting-Remove 4 Ft Lamp (De-Lamp) - Tr2 | 0 | 0 | 0.25876 | 1346.1597 | 20192.3957 | -25.1821 | -377.7319 | 0 | 0.69035 | 0 | 0.69035 | 0 | 0.69063 | 0 | 0.69063 | 0 | 0 | 0 | 0
234330-Premium T8 with T12 40 Watt Baseline - Tr1 | 3.1455 | 2.0283 | 3.2999 | 15884.2896 | 238264.3438 | 0 | 0 | 0.093473 | 0 | 0.093473 | 0 | 0.1126 | 0 | 0.1126 | 0 | 3.2535 | 6.0363 | 3.2535 | 6.0363
234285-Lighting-Occpncy Snsr-Hi-Bay integrated Snsr-Tr1 | 27.903 | 17.9926 | 27.3293 | 140904.3207 | 1127234.5655 | 0 | 0 | 0.1116 | 0 | 0.1116 | 0 | 0.11979 | 0 | 0.11979 | 0 | 8.1595 | 17.186 | 8.1595 | 17.186
234331-Premium T8 with T12 40 Watt Baseline - Tr2 | 0.24478 | 0.15784 | 0.36474 | 1236.1026 | 18541.5397 | 0 | 0 | 0.077055 | 0 | 0.077055 | 0 | 0.11083 | 0 | 0.11083 | 0 | 2.3309 | 5.5951 | 2.3309 | 5.5951
234304-Lighting-Remove 4 Ft Lamp (De-Lamp) - Tr2 | 0 | 0 | 0.31421 | 1634.6225 | 24519.3377 | -30.5783 | -458.6744 | 0 | 0.69035 | 0 | 0.69035 | 0 | 0.69063 | 0 | 0.69063 | 0 | 0 | 0 | 0
234049-Lighting-LED Exit Sign New Sign | 0.068174 | 0.067731 | 0 | 597.2288 | 9555.6603 | 0 | 0 | 0.094675 | 0 | 0.094675 | 0 | 0.10073 | 0 | 0.10073 | 0 | 5.2718 | 7.2526 | 5.2718 | 7.2526
234330-Premium T8 with T12 40 Watt Baseline - Tr1 | 0.56338 | 0.36328 | 0.59103 | 2844.9474 | 42674.2108 | 0 | 0 | 0.093473 | 0 | 0.093473 | 0 | 0.1126 | 0 | 0.1126 | 0 | 3.2535 | 6.0363 | 3.2535 | 6.0363
234303-Lighting-Remove 4 Ft Lamp (De-Lamp) - Tr1 | 0 | 0 | 0.5545 | 2884.628 | 43269.4194 | -53.9617 | -809.4254 | 0 | 1.8717 | 0 | 1.8717 | 0 | 2.0492 | 0 | 2.0492 | -1.5179 | -1.2253 | -1.5179 | -1.2253
234330-Premium T8 with T12 40 Watt Baseline - Tr1 | 1.4319 | 0.92334 | 1.5022 | 7230.9079 | 108463.6192 | 0 | 0 | 0.093473 | 0 | 0.093473 | 0 | 0.1126 | 0 | 0.1126 | 0 | 3.2535 | 6.0363 | 3.2535 | 6.0363
234303-Lighting-Remove 4 Ft Lamp (De-Lamp) - Tr1 | 0 | 0 | 0.81326 | 4230.7877 | 63461.8151 | -79.1438 | -1187.1573 | 0 | 1.8717 | 0 | 1.8717 | 0 | 2.0492 | 0 | 2.0492 | -1.5179 | -1.2253 | -1.5179 | -1.2253
234330-Premium T8 with T12 40 Watt Baseline - Tr1 | 0.39906 | 0.25732 | 0.41865 | 2015.1711 | 30227.566 | 0 | 0 | 0.091878 | 0 | 0.091878 | 0 | 0.111 | 0 | 0.111 | 0 | 3.215 | 5.965 | 3.215 | 5.965
234303-Lighting-Remove 4 Ft Lamp (De-Lamp) - Tr1 | 0 | 0 | 0.42511 | 2211.5481 | 33173.2215 | -41.3706 | -620.5595 | 0 | 1.8697 | 0 | 1.8697 | 0 | 2.0472 | 0 | 2.0472 | -1.5153 | -1.2232 | -1.5153 | -1.2232
234331-Premium T8 with T12 40 Watt Baseline - Tr2 | 0.45693 | 0.29464 | 0.68085 | 2307.3916 | 34610.8742 | 0 | 0 | 0.07546 | 0 | 0.07546 | 0 | 0.10924 | 0 | 0.10924 | 0 | 2.3033 | 5.529 | 2.3033 | 5.529
234207-Lighting-8 Ft T-8 with Elec Ballast-Tr1 | 0.19324 | 0.12461 | 0.21054 | 975.8358 | 14637.5371 | 0 | 0 | 0.032441 | 0 | 0.032441 | 0 | 0.065463 | 0 | 0.065463 | 0 | 1.3215 | 1.9642 | 1.3215 | 1.9642
234306-Lighting-Remove 8 Ft Lamp (De-Lamp) - Tr1 | 1.427 | 0.88503 | 1.6346 | 7707.8188 | 115617.2821 | 0 | 0 | 0.11948 | 0 | 0.11948 | 0 | 0.11977 | 0 | 0.11977 | 0 | 11.8294 | 12.147 | 11.8294 | 12.147
234203-Lighting-2 Ft 2nd Gen T-8 with Elec Ballast-Tr3 | 0.011485 | 0.0074057 | 0.0214 | 57.9957 | 869.9349 | 0 | 0 | 0.034793 | 0 | 0.034793 | 0 | 0.10496 | 0 | 0.10496 | 0 | 1.3474 | 4.5002 | 1.3474 | 4.5002
234332-Premium T8 with T12 40 Watt Baseline - Tr3 | 0.52051 | 0.33564 | 0.98412 | 2628.4932 | 39427.3984 | 0 | 0 | 0.094949 | 0 | 0.094949 | 0 | 0.11201 | 0 | 0.11201 | 0 | 3.3735 | 5.8835 | 3.3735 | 5.8835
234305-Lighting-Remove 4 Ft Lamp (De-Lamp) - Tr3 | 1.5116 | 0.9747 | 2.9446 | 7633.0951 | 114496.4258 | 0 | 0 | 0.10872 | 0 | 0.10872 | 0 | 0.12523 | 0 | 0.12523 | 0 | 5.1454 | 13.882 | 5.1454 | 13.882
234362-Lighting-IntrHiByLnrFlscntFxtr244wrplc400w(TrI)Tr3 | 0.26641 | 0.17179 | 0.58521 | 1345.3128 | 20179.6924 | 0 | 0 | 0.048182 | 0 | 0.048182 | 0 | 0.10885 | 0 | 0.10885 | 0 | 1.5553 | 5.1703 | 1.5553 | 5.1703
234287-Lighting-Occpncy Snsr-Hi-Bay integrated Snsr-Tr3 | 1.1052 | 0.71265 | 1.3209 | 5580.96 | 44647.68 | 0 | 0 | 0.1037 | 0 | 0.1037 | 0 | 0.11603 | 0 | 0.11603 | 0 | 5.4153 | 11.4018 | 5.4153 | 11.4018
234330-Premium T8 with T12 40 Watt Baseline - Tr1 | 0.42253 | 0.27246 | 0.44327 | 2133.7105 | 32005.6581 | 0 | 0 | 0.093473 | 0 | 0.093473 | 0 | 0.1126 | 0 | 0.1126 | 0 | 3.2535 | 6.0363 | 3.2535 | 6.0363
234207-Lighting-8 Ft T-8 with Elec Ballast-Tr1 | 0.10306 | 0.066458 | 0.11229 | 520.4458 | 7806.6865 | 0 | 0 | 0.034036 | 0 | 0.034036 | 0 | 0.067057 | 0 | 0.067057 | 0 | 1.3373 | 1.9877 | 1.3373 | 1.9877
234303-Lighting-Remove 4 Ft Lamp (De-Lamp) - Tr1 | 0 | 0 | 0.073933 | 384.6171 | 5769.2559 | -7.1949 | -107.9234 | 0 | 1.8717 | 0 | 1.8717 | 0 | 2.0492 | 0 | 2.0492 | -1.5179 | -1.2253 | -1.5179 | -1.2253
234306-Lighting-Remove 8 Ft Lamp (De-Lamp) - Tr1 | 0.76106 | 0.47202 | 0.87179 | 4110.8367 | 61662.5505 | 0 | 0 | 0.121 | 0 | 0.121 | 0 | 0.12129 | 0 | 0.12129 | 0 | 11.9671 | 12.2885 | 11.9671 | 12.2885
234049-Lighting-LED Exit Sign New Sign | 0.034087 | 0.033866 | 0 | 298.6144 | 4777.8301 | 0 | 0 | 0.094675 | 0 | 0.094675 | 0 | 0.10073 | 0 | 0.10073 | 0 | 5.2718 | 7.2526 | 5.2718 | 7.2526
234331-Premium T8 with T12 40 Watt Baseline - Tr2 | 0.29374 | 0.18941 | 0.43769 | 1483.3232 | 22249.8477 | 0 | 0 | 0.077055 | 0 | 0.077055 | 0 | 0.11083 | 0 | 0.11083 | 0 | 2.3309 | 5.5951 | 2.3309 | 5.5951
234330-Premium T8 with T12 40 Watt Baseline - Tr1 | 0.46948 | 0.30273 | 0.49253 | 2370.7895 | 35561.8424 | 0 | 0 | 0.093473 | 0 | 0.093473 | 0 | 0.1126 | 0 | 0.1126 | 0 | 3.2535 | 6.0363 | 3.2535 | 6.0363
234303-Lighting-Remove 4 Ft Lamp (De-Lamp) - Tr1 | 0 | 0 | 0.59146 | 3076.9365 | 46154.0474 | -57.5591 | -863.3871 | 0 | 1.8717 | 0 | 1.8717 | 0 | 2.0492 | 0 | 2.0492 | -1.5179 | -1.2253 | -1.5179 | -1.2253
234049-Lighting-LED Exit Sign New Sign | 0.10226 | 0.1016 | 0 | 895.8432 | 14333.4904 | 0 | 0 | 0.094675 | 0 | 0.094675 | 0 | 0.10073 | 0 | 0.10073 | 0 | 5.2718 | 7.2526 | 5.2718 | 7.2526
234330-Premium T8 with T12 40 Watt Baseline - Tr1 | 0.32864 | 0.21191 | 0.34477 | 1659.5526 | 24893.2896 | 0 | 0 | 0.093473 | 0 | 0.093473 | 0 | 0.1126 | 0 | 0.1126 | 0 | 3.2535 | 6.0363 | 3.2535 | 6.0363
234303-Lighting-Remove 4 Ft Lamp (De-Lamp) - Tr1 | 0 | 0 | 0.51753 | 2692.3194 | 40384.7914 | -50.3642 | -755.4637 | 0 | 1.8717 | 0 | 1.8717 | 0 | 2.0492 | 0 | 2.0492 | -1.5179 | -1.2253 | -1.5179 | -1.2253
234330-Premium T8 with T12 40 Watt Baseline - Tr1 | 0.86854 | 0.56006 | 0.91118 | 4385.9606 | 65789.4084 | 0 | 0 | 0.093473 | 0 | 0.093473 | 0 | 0.1126 | 0 | 0.1126 | 0 | 3.2535 | 6.0363 | 3.2535 | 6.0363
234303-Lighting-Remove 4 Ft Lamp (De-Lamp) - Tr1 | 0 | 0 | 1.1829 | 6153.873 | 92308.0947 | -115.1183 | -1726.7742 | 0 | 1.8717 | 0 | 1.8717 | 0 | 2.0492 | 0 | 2.0492 | -1.5179 | -1.2253 | -1.5179 | -1.2253
234331-Premium T8 with T12 40 Watt Baseline - Tr2 | 0.065275 | 0.042091 | 0.097264 | 329.6274 | 4944.4106 | 0 | 0 | 0.077055 | 0 | 0.077055 | 0 | 0.11083 | 0 | 0.11083 | 0 | 2.3309 | 5.5951 | 2.3309 | 5.5951
234304-Lighting-Remove 4 Ft Lamp (De-Lamp) - Tr2 | 0 | 0 | 0.14787 | 769.2341 | 11538.5118 | -14.3898 | -215.8468 | 0 | 0.69035 | 0 | 0.69035 | 0 | 0.69063 | 0 | 0.69063 | 0 | 0 | 0 | 0
234049-Lighting-LED Exit Sign New Sign | 0.034087 | 0.033866 | 0 | 298.6144 | 4777.8301 | 0 | 0 | 0.094675 | 0 | 0.094675 | 0 | 0.10073 | 0 | 0.10073 | 0 | 5.2718 | 7.2526 | 5.2718 | 7.2526
234330-Premium T8 with T12 40 Watt Baseline - Tr1 | 0.65728 | 0.42383 | 0.68954 | 3319.1053 | 49786.5793 | 0 | 0 | 0.093473 | 0 | 0.093473 | 0 | 0.1126 | 0 | 0.1126 | 0 | 3.2535 | 6.0363 | 3.2535 | 6.0363
234303-Lighting-Remove 4 Ft Lamp (De-Lamp) - Tr1 | 0 | 0 | 1.0351 | 5384.6389 | 80769.5829 | -100.7285 | -1510.9274 | 0 | 1.8717 | 0 | 1.8717 | 0 | 2.0492 | 0 | 2.0492 | -1.5179 | -1.2253 | -1.5179 | -1.2253
234049-Lighting-LED Exit Sign New Sign | 0.10226 | 0.1016 | 0 | 895.8432 | 14333.4904 | 0 | 0 | 0.094675 | 0 | 0.094675 | 0 | 0.10073 | 0 | 0.10073 | 0 | 5.2718 | 7.2526 | 5.2718 | 7.2526
234084-Refrigeration -Cooler/Freezer Door Gaskets - Solid Doors: Cooler | 0.21056 | 0.17609 | 0.18164 | 1589.16 | 6356.64 | 0 | 0 | 0.095995 | 0 | 0.095995 | 0 | 0.09092 | 0 | 0.09092 | 0 | 11.0422 | 7.2128 | 11.0422 | 7.2128
234330-Premium T8 with T12 40 Watt Baseline - Tr1 | 0.28169 | 0.18164 | 0.29552 | 1422.4737 | 21337.1054 | 0 | 0 | 0.093473 | 0 | 0.093473 | 0 | 0.1126 | 0 | 0.1126 | 0 | 3.2535 | 6.0363 | 3.2535 | 6.0363
234360-Lighting-IntrHiByLnrFlscntFxtr244wrplc400w(TrI)Tr1 | 0 | 0 | 0.68143 | 0 | 0 | -21.639 | -324.5854 | 0 | 6.1863 | 0 | 6.1863 | 0 | 4.1901 | 0 | 4.1901 | -0.22308 | -0.36852 | -0.22308 | -0.36852
234285-Lighting-Occpncy Snsr-Hi-Bay integrated Snsr-Tr1 | 4.1646 | 2.6855 | 4.079 | 21030.4956 | 168243.965 | 0 | 0 | 0.1116 | 0 | 0.1116 | 0 | 0.11979 | 0 | 0.11979 | 0 | 8.1595 | 17.186 | 8.1595 | 17.186
234330-Premium T8 with T12 40 Watt Baseline - Tr1 | 5.2347 | 3.3755 | 5.4917 | 26434.3028 | 396514.5423 | 0 | 0 | 0.093473 | 0 | 0.093473 | 0 | 0.1126 | 0 | 0.1126 | 0 | 3.2535 | 6.0363 | 3.2535 | 6.0363
234303-Lighting-Remove 4 Ft Lamp (De-Lamp) - Tr1 | 0 | 0 | 0.1109 | 576.9256 | 8653.8839 | -10.7923 | -161.8851 | 0 | 1.8717 | 0 | 1.8717 | 0 | 2.0492 | 0 | 2.0492 | -1.5179 | -1.2253 | -1.5179 | -1.2253
234049-Lighting-LED Exit Sign New Sign | 0.10226 | 0.1016 | 0 | 895.8432 | 14333.4904 | 0 | 0 | 0.094675 | 0 | 0.094675 | 0 | 0.10073 | 0 | 0.10073 | 0 | 5.2718 | 7.2526 | 5.2718 | 7.2526
234330-Premium T8 with T12 40 Watt Baseline - Tr1 | 0.16432 | 0.10596 | 0.17238 | 829.7763 | 12446.6448 | 0 | 0 | 0.093473 | 0 | 0.093473 | 0 | 0.1126 | 0 | 0.1126 | 0 | 3.2535 | 6.0363 | 3.2535 | 6.0363
234303-Lighting-Remove 4 Ft Lamp (De-Lamp) - Tr1 | 0 | 0 | 0.2218 | 1153.8512 | 17307.7678 | -21.5847 | -323.7702 | 0 | 1.8717 | 0 | 1.8717 | 0 | 2.0492 | 0 | 2.0492 | -1.5179 | -1.2253 | -1.5179 | -1.2253
234330-Premium T8 with T12 40 Watt Baseline - Tr1 | 0.21127 | 0.13623 | 0.22164 | 1066.8553 | 16002.8291 | 0 | 0 | 0.093473 | 0 | 0.093473 | 0 | 0.1126 | 0 | 0.1126 | 0 | 3.2535 | 6.0363 | 3.2535 | 6.0363
234303-Lighting-Remove 4 Ft Lamp (De-Lamp) - Tr1 | 0 | 0 | 0.29573 | 1538.4682 | 23077.0237 | -28.7796 | -431.6935 | 0 | 1.8717 | 0 | 1.8717 | 0 | 2.0492 | 0 | 2.0492 | -1.5179 | -1.2253 | -1.5179 | -1.2253
234330-Premium T8 with T12 40 Watt Baseline - Tr1 | 0.14084 | 0.09082 | 0.14776 | 711.2368 | 10668.5527 | 0 | 0 | 0.090475 | 0 | 0.090475 | 0 | 0.1096 | 0 | 0.1096 | 0 | 3.1812 | 5.9022 | 3.1812 | 5.9022
234207-Lighting-8 Ft T-8 with Elec Ballast-Tr1 | 0.56684 | 0.36552 | 0.61758 | 2862.4517 | 42936.7756 | 0 | 0 | 0.031038 | 0 | 0.031038 | 0 | 0.06406 | 0 | 0.06406 | 0 | 1.3076 | 1.9435 | 1.3076 | 1.9435
234303-Lighting-Remove 4 Ft Lamp (De-Lamp) - Tr1 | 0 | 0 | 0.036966 | 192.3085 | 2884.628 | -3.5974 | -53.9617 | 0 | 1.8238 | 0 | 1.8238 | 0 | 2.0013 | 0 | 2.0013 | -1.4536 | -1.1734 | -1.4536 | -1.1734
234330-Premium T8 with T12 40 Watt Baseline - Tr1 | 1.1033 | 0.71143 | 1.1574 | 5571.3553 | 83570.3295 | 0 | 0 | 0.093473 | 0 | 0.093473 | 0 | 0.1126 | 0 | 0.1126 | 0 | 3.2535 | 6.0363 | 3.2535 | 6.0363
234303-Lighting-Remove 4 Ft Lamp (De-Lamp) - Tr1 | 0 | 0 | 0.036966 | 192.3085 | 2884.628 | -3.5974 | -53.9617 | 0 | 1.8717 | 0 | 1.8717 | 0 | 2.0492 | 0 | 2.0492 | -1.5179 | -1.2253 | -1.5179 | -1.2253
234330-Premium T8 with T12 40 Watt Baseline - Tr1 | 0.30516 | 0.19678 | 0.32014 | 1541.0132 | 23115.1975 | 0 | 0 | 0.093473 | 0 | 0.093473 | 0 | 0.1126 | 0 | 0.1126 | 0 | 3.2535 | 6.0363 | 3.2535 | 6.0363
234303-Lighting-Remove 4 Ft Lamp (De-Lamp) - Tr1 | 0 | 0 | 0.4436 | 2307.7024 | 34615.5355 | -43.1694 | -647.5403 | 0 | 1.8717 | 0 | 1.8717 | 0 | 2.0492 | 0 | 2.0492 | -1.5179 | -1.2253 | -1.5179 | -1.2253
234330-Premium T8 with T12 40 Watt Baseline - Tr1 | 1.0094 | 0.65088 | 1.0589 | 5097.1974 | 76457.9611 | 0 | 0 | 0.091878 | 0 | 0.091878 | 0 | 0.111 | 0 | 0.111 | 0 | 3.215 | 5.965 | 3.215 | 5.965
234285-Lighting-Occpncy Snsr-Hi-Bay integrated Snsr-Tr1 | 7.9128 | 5.1024 | 7.7501 | 39957.9417 | 319663.5335 | 0 | 0 | 0.10991 | 0 | 0.10991 | 0 | 0.1181 | 0 | 0.1181 | 0 | 8.051 | 16.9575 | 8.051 | 16.9575
234085-Refrigeration -Strip Curtains for Walk-ins | 0.70712 | 0.50632 | 0.53636 | 4705.8 | 18823.2 | 0 | 0 | 0.099378 | 0 | 0.099378 | 0 | 0.10367 | 0 | 0.10367 | 0 | 12.8643 | 26.4042 | 12.8643 | 26.4042
234330-Premium T8 with T12 40 Watt Baseline - Tr1 | 0.56338 | 0.36328 | 0.59103 | 2844.9474 | 42674.2108 | 0 | 0 | 0.093473 | 0 | 0.093473 | 0 | 0.1126 | 0 | 0.1126 | 0 | 3.2535 | 6.0363 | 3.2535 | 6.0363
234303-Lighting-Remove 4 Ft Lamp (De-Lamp) - Tr1 | 0 | 0 | 0.88719 | 4615.4047 | 69231.071 | -86.3387 | -1295.0806 | 0 | 1.8717 | 0 | 1.8717 | 0 | 2.0492 | 0 | 2.0492 | -1.5179 | -1.2253 | -1.5179 | -1.2253
234330-Premium T8 with T12 40 Watt Baseline - Tr1 | 0.58685 | 0.37842 | 0.61566 | 2963.4869 | 44452.3029 | 0 | 0 | 0.093473 | 0 | 0.093473 | 0 | 0.1126 | 0 | 0.1126 | 0 | 3.2535 | 6.0363 | 3.2535 | 6.0363
234207-Lighting-8 Ft T-8 with Elec Ballast-Tr1 | 0.012883 | 0.0083072 | 0.014036 | 65.0557 | 975.8358 | 0 | 0 | 0.034036 | 0 | 0.034036 | 0 | 0.067057 | 0 | 0.067057 | 0 | 1.3373 | 1.9877 | 1.3373 | 1.9877
234303-Lighting-Remove 4 Ft Lamp (De-Lamp) - Tr1 | 0 | 0 | 0.073933 | 384.6171 | 5769.2559 | -7.1949 | -107.9234 | 0 | 1.8717 | 0 | 1.8717 | 0 | 2.0492 | 0 | 2.0492 | -1.5179 | -1.2253 | -1.5179 | -1.2253
234360-Lighting-IntrHiByLnrFlscntFxtr244wrplc400w(TrI)Tr1 | 0 | 0 | 2.7257 | 0 | 0 | -86.5561 | -1298.3415 | 0 | 6.1863 | 0 | 6.1863 | 0 | 4.1901 | 0 | 4.1901 | -0.22308 | -0.36852 | -0.22308 | -0.36852
234285-Lighting-Occpncy Snsr-Hi-Bay integrated Snsr-Tr1 | 6.6634 | 4.2967 | 6.5264 | 33648.793 | 269190.344 | 0 | 0 | 0.1116 | 0 | 0.1116 | 0 | 0.11979 | 0 | 0.11979 | 0 | 8.1595 | 17.186 | 8.1595 | 17.186
234330-Premium T8 with T12 40 Watt Baseline - Tr1 | 0.65728 | 0.42383 | 0.68954 | 3319.1053 | 49786.5793 | 0 | 0 | 0.091878 | 0 | 0.091878 | 0 | 0.111 | 0 | 0.111 | 0 | 3.215 | 5.965 | 3.215 | 5.965
234285-Lighting-Occpncy Snsr-Hi-Bay integrated Snsr-Tr1 | 6.6634 | 4.2967 | 6.5264 | 33648.793 | 269190.344 | 0 | 0 | 0.10991 | 0 | 0.10991 | 0 | 0.1181 | 0 | 0.1181 | 0 | 8.051 | 16.9575 | 8.051 | 16.9575
234085-Refrigeration -Strip Curtains for Walk-ins | 0.67498 | 0.48331 | 0.51198 | 4491.9 | 17967.6 | 0 | 0 | 0.1012 | 0 | 0.1012 | 0 | 0.1055 | 0 | 0.1055 | 0 | 13.0923 | 26.9404 | 13.0923 | 26.9404
234084-Refrigeration -Cooler/Freezer Door Gaskets - Solid Doors: Cooler | 0.7896 | 0.66034 | 0.68115 | 5959.35 | 23837.4 | 0 | 0 | 0.097859 | 0 | 0.097859 | 0 | 0.093075 | 0 | 0.093075 | 0 | 11.3364 | 7.5307 | 11.3364 | 7.5307
234067-Refrigeration - Food Service -Auto Closer for Main Cooler Doors | 0.099706 | 0.083383 | 0.14556 | 752.5063 | 6020.0504 | -0.037362 | -0.2989 | 0.047246 | 0.89663 | 0.047246 | 0.89663 | 0.089621 | 0.89663 | 0.089621 | 0.89663 | 1.7297 | 5.0155 | 1.7297 | 5.0155
234084-Refrigeration -Cooler/Freezer Door Gaskets - Solid Doors: Cooler | 0.61063 | 0.51066 | 0.52676 | 4608.564 | 18434.256 | 0 | 0 | 0.097851 | 0 | 0.097851 | 0 | 0.093041 | 0 | 0.093041 | 0 | 11.3268 | 7.5131 | 11.3268 | 7.5131
234067-Refrigeration - Food Service -Auto Closer for Main Cooler Doors | 0.099706 | 0.083383 | 0.14556 | 752.5063 | 6020.0504 | -0.037362 | -0.2989 | 0.047246 | 0.89663 | 0.047246 | 0.89663 | 0.089621 | 0.89663 | 0.089621 | 0.89663 | 1.7297 | 5.0155 | 1.7297 | 5.0155
234330-Premium T8 with T12 40 Watt Baseline - Tr1 | 0.79812 | 0.51465 | 0.8373 | 4030.3421 | 60455.132 | 0 | 0 | 0.093473 | 0 | 0.093473 | 0 | 0.1126 | 0 | 0.1126 | 0 | 3.2535 | 6.0363 | 3.2535 | 6.0363
234303-Lighting-Remove 4 Ft Lamp (De-Lamp) - Tr1 | 0 | 0 | 0.38815 | 2019.2396 | 30288.5936 | -37.7732 | -566.5978 | 0 | 1.8717 | 0 | 1.8717 | 0 | 2.0492 | 0 | 2.0492 | -1.5179 | -1.2253 | -1.5179 | -1.2253
234332-Premium T8 with T12 40 Watt Baseline - Tr3 | 0.29744 | 0.1918 | 0.56235 | 1501.9961 | 22529.9419 | 0 | 0 | 0.094949 | 0 | 0.094949 | 0 | 0.11201 | 0 | 0.11201 | 0 | 3.3735 | 5.8835 | 3.3735 | 5.8835
234084-Refrigeration -Cooler/Freezer Door Gaskets - Solid Doors: Cooler | 2.2109 | 1.849 | 1.9072 | 16686.18 | 66744.72 | 0 | 0 | 0.096112 | 0 | 0.096112 | 0 | 0.091408 | 0 | 0.091408 | 0 | 11.1791 | 7.4616 | 11.1791 | 7.4616
234331-Premium T8 with T12 40 Watt Baseline - Tr2 | 0.29374 | 0.18941 | 0.43769 | 1483.3232 | 22249.8477 | 0 | 0 | 0.07546 | 0 | 0.07546 | 0 | 0.10924 | 0 | 0.10924 | 0 | 2.3033 | 5.529 | 2.3033 | 5.529
234208-Lighting-8 Ft T-8 with Elec Ballast-Tr2 | 0.036342 | 0.023434 | 0.054495 | 183.5187 | 2752.7805 | 0 | 0 | -0.0044443 | 0 | -0.0044443 | 0 | 0.061153 | 0 | 0.061153 | 0 | 0.96775 | 1.847 | 0.96775 | 1.847
234304-Lighting-Remove 4 Ft Lamp (De-Lamp) - Tr2 | 0 | 0 | 0.018483 | 96.1543 | 1442.314 | -1.7987 | -26.9808 | 0 | 0.69035 | 0 | 0.69035 | 0 | 0.69063 | 0 | 0.69063 | 0 | 0 | 0 | 0
234361-Lighting-IntrHiByLnrFlscntFxtr244wrplc400w(TrI)Tr2 | 0.42101 | 0.27148 | 0.67016 | 2126.0241 | 31890.3617 | 0 | 0 | 0.076408 | 0 | 0.076408 | 0 | 0.10998 | 0 | 0.10998 | 0 | 2.3417 | 5.7057 | 2.3417 | 5.7057
234286-Lighting-Occpncy Snsr-Hi-Bay integrated Snsr-Tr2 | 0.99778 | 0.64339 | 1.5863 | 5038.5752 | 40308.6015 | 0 | 0 | 0.099462 | 0 | 0.099462 | 0 | 0.11314 | 0 | 0.11314 | 0 | 4.8202 | 10.1569 | 4.8202 | 10.1569
234330-Premium T8 with T12 40 Watt Baseline - Tr1 | 0.6338 | 0.40869 | 0.66491 | 3200.5658 | 48008.4872 | 0 | 0 | 0.093473 | 0 | 0.093473 | 0 | 0.1126 | 0 | 0.1126 | 0 | 3.2535 | 6.0363 | 3.2535 | 6.0363
234303-Lighting-Remove 4 Ft Lamp (De-Lamp) - Tr1 | 0 | 0 | 0.1109 | 576.9256 | 8653.8839 | -10.7923 | -161.8851 | 0 | 1.8717 | 0 | 1.8717 | 0 | 2.0492 | 0 | 2.0492 | -1.5179 | -1.2253 | -1.5179 | -1.2253
234084-Refrigeration -Cooler/Freezer Door Gaskets - Solid Doors: Cooler | 1.0107 | 0.84523 | 0.87187 | 7627.968 | 30511.872 | 0 | 0 | 0.096085 | 0 | 0.096085 | 0 | 0.091293 | 0 | 0.091293 | 0 | 11.1466 | 7.4015 | 11.1466 | 7.4015
234085-Refrigeration -Strip Curtains for Walk-ins | 0.70712 | 0.50632 | 0.53636 | 4705.8 | 18823.2 | 0 | 0 | 0.099432 | 0 | 0.099432 | 0 | 0.10377 | 0 | 0.10377 | 0 | 12.948 | 27.0697 | 12.948 | 27.0697
234067-Refrigeration - Food Service -Auto Closer for Main Cooler Doors | 0.099706 | 0.083383 | 0.14556 | 752.5063 | 6020.0504 | -0.037362 | -0.2989 | 0.045823 | 0.88635 | 0.045823 | 0.88635 | 0.088197 | 0.88635 | 0.088197 | 0.88635 | 1.7077 | 4.9518 | 1.7077 | 4.9518
234331-Premium T8 with T12 40 Watt Baseline - Tr2 | 0.19583 | 0.12627 | 0.29179 | 988.8821 | 14833.2318 | 0 | 0 | 0.07546 | 0 | 0.07546 | 0 | 0.10924 | 0 | 0.10924 | 0 | 2.3033 | 5.529 | 2.3033 | 5.529
234330-Premium T8 with T12 40 Watt Baseline - Tr1 | 1.2207 | 0.78711 | 1.2806 | 6164.0527 | 92460.7901 | 0 | 0 | 0.093473 | 0 | 0.093473 | 0 | 0.1126 | 0 | 0.1126 | 0 | 3.2535 | 6.0363 | 3.2535 | 6.0363
234067-Refrigeration - Food Service -Auto Closer for Main Cooler Doors | 0.099706 | 0.083383 | 0.14556 | 752.5063 | 6020.0504 | -0.037362 | -0.2989 | 0.045823 | 0.88635 | 0.045823 | 0.88635 | 0.088197 | 0.88635 | 0.088197 | 0.88635 | 1.7077 | 4.9518 | 1.7077 | 4.9518
234084-Refrigeration -Cooler/Freezer Door Gaskets - Solid Doors: Cooler | 0.41059 | 0.34338 | 0.3542 | 3098.862 | 12395.448 | 0 | 0 | 0.09603 | 0 | 0.09603 | 0 | 0.091067 | 0 | 0.091067 | 0 | 11.0831 | 7.286 | 11.0831 | 7.286
234330-Premium T8 with T12 40 Watt Baseline - Tr1 | 0.65728 | 0.42383 | 0.68954 | 3319.1053 | 49786.5793 | 0 | 0 | 0.091878 | 0 | 0.091878 | 0 | 0.111 | 0 | 0.111 | 0 | 3.215 | 5.965 | 3.215 | 5.965
234331-Premium T8 with T12 40 Watt Baseline - Tr2 | 0.024478 | 0.015784 | 0.036474 | 123.6103 | 1854.154 | 0 | 0 | 0.07546 | 0 | 0.07546 | 0 | 0.10924 | 0 | 0.10924 | 0 | 2.3033 | 5.529 | 2.3033 | 5.529
234208-Lighting-8 Ft T-8 with Elec Ballast-Tr2 | 0.040885 | 0.026363 | 0.061307 | 206.4585 | 3096.8781 | 0 | 0 | -0.0044443 | 0 | -0.0044443 | 0 | 0.061153 | 0 | 0.061153 | 0 | 0.96775 | 1.847 | 0.96775 | 1.847
234304-Lighting-Remove 4 Ft Lamp (De-Lamp) - Tr2 | 0 | 0 | 0.05545 | 288.4628 | 4326.9419 | -5.3962 | -80.9425 | 0 | 0.69035 | 0 | 0.69035 | 0 | 0.69063 | 0 | 0.69063 | 0 | 0 | 0 | 0
234307-Lighting-Remove 8 Ft Lamp (De-Lamp) - Tr2 | 0.29639 | 0.18382 | 0.48732 | 1600.929 | 24013.9351 | 0 | 0 | 0.11602 | 0 | 0.11602 | 0 | 0.1212 | 0 | 0.1212 | 0 | 9.0053 | 14.0165 | 9.0053 | 14.0165
234331-Premium T8 with T12 40 Watt Baseline - Tr2 | 0.11423 | 0.07366 | 0.17021 | 576.8479 | 8652.7185 | 0 | 0 | 0.07546 | 0 | 0.07546 | 0 | 0.10924 | 0 | 0.10924 | 0 | 2.3033 | 5.529 | 2.3033 | 5.529
234304-Lighting-Remove 4 Ft Lamp (De-Lamp) - Tr2 | 0 | 0 | 0.25876 | 1346.1597 | 20192.3957 | -25.1821 | -377.7319 | 0 | 0.69035 | 0 | 0.69035 | 0 | 0.69063 | 0 | 0.69063 | 0 | 0 | 0 | 0
234084-Refrigeration -Cooler/Freezer Door Gaskets - Solid Doors: Cooler | 0.42112 | 0.35218 | 0.36328 | 3178.32 | 12713.28 | 0 | 0 | 0.096107 | 0 | 0.096107 | 0 | 0.091387 | 0 | 0.091387 | 0 | 11.1731 | 7.4505 | 11.1731 | 7.4505
234067-Refrigeration - Food Service -Auto Closer for Main Cooler Doors | 0 | 0 | 0 | 0 | 0 | 0 | 0 | 0 | 0 | 0 | 0 | 0 | 0 | 0 | 0 | 0 | 0 | 0 | 0
234085-Refrigeration -Strip Curtains for Walk-ins | 1.5428 | 1.1047 | 1.1702 | 10267.2 | 41068.8 | 0 | 0 | 0.099448 | 0 | 0.099448 | 0 | 0.1038 | 0 | 0.1038 | 0 | 12.9722 | 27.2665 | 12.9722 | 27.2665
234084-Refrigeration -Cooler/Freezer Door Gaskets - Solid Doors: Cooler | 2.3899 | 1.9986 | 2.0616 | 18036.966 | 72147.864 | 0 | 0 | 0.096108 | 0 | 0.096108 | 0 | 0.091391 | 0 | 0.091391 | 0 | 11.1744 | 7.4528 | 11.1744 | 7.4528
234083-Refrigeration -Cooler/Freezer Door Gaskets - Glass Doors | 1.2318 | 1.0301 | 1.0626 | 9296.586 | 37186.344 | 0 | 0 | 0.096107 | 0 | 0.096107 | 0 | 0.091388 | 0 | 0.091388 | 0 | 11.1726 | 7.4508 | 11.1726 | 7.4508
234084-Refrigeration -Cooler/Freezer Door Gaskets - Solid Doors: Cooler | 0.42112 | 0.35218 | 0.36328 | 3178.32 | 12713.28 | 0 | 0 | 0.096106 | 0 | 0.096106 | 0 | 0.091383 | 0 | 0.091383 | 0 | 11.1721 | 7.4486 | 11.1721 | 7.4486
234067-Refrigeration - Food Service -Auto Closer for Main Cooler Doors | 0 | 0 | 0 | 0 | 0 | 0 | 0 | 0 | 0 | 0 | 0 | 0 | 0 | 0 | 0 | 0 | 0 | 0 | 0
234084-Refrigeration -Cooler/Freezer Door Gaskets - Solid Doors: Cooler | 0.40007 | 0.33457 | 0.34512 | 3019.404 | 12077.616 | 0 | 0 | 0.096076 | 0 | 0.096076 | 0 | 0.091255 | 0 | 0.091255 | 0 | 11.1359 | 7.382 | 11.1359 | 7.382
234085-Refrigeration -Strip Curtains for Walk-ins | 0.64284 | 0.46029 | 0.4876 | 4278 | 17112 | 0 | 0 | 0.099354 | 0 | 0.099354 | 0 | 0.10363 | 0 | 0.10363 | 0 | 12.8267 | 26.1131 | 12.8267 | 26.1131
234084-Refrigeration -Cooler/Freezer Door Gaskets - Solid Doors: Cooler | 0.83172 | 0.69556 | 0.71748 | 6277.182 | 25108.728 | 0 | 0 | 0.096091 | 0 | 0.096091 | 0 | 0.09132 | 0 | 0.09132 | 0 | 11.1543 | 7.4156 | 11.1543 | 7.4156
234067-Refrigeration - Food Service -Auto Closer for Main Cooler Doors | 0.099706 | 0.083383 | 0.14556 | 752.5063 | 6020.0504 | -0.037362 | -0.2989 | 0.045823 | 0.88635 | 0.045823 | 0.88635 | 0.088197 | 0.88635 | 0.088197 | 0.88635 | 1.7077 | 4.9518 | 1.7077 | 4.9518
234084-Refrigeration -Cooler/Freezer Door Gaskets - Solid Doors: Cooler | 0.41059 | 0.34338 | 0.3542 | 3098.862 | 12395.448 | 0 | 0 | 0.09604 | 0 | 0.09604 | 0 | 0.091107 | 0 | 0.091107 | 0 | 11.0942 | 7.3061 | 11.0942 | 7.3061
234067-Refrigeration - Food Service -Auto Closer for Main Cooler Doors | 0 | 0 | 0 | 0 | 0 | 0 | 0 | 0 | 0 | 0 | 0 | 0 | 0 | 0 | 0 | 0 | 0 | 0 | 0
234084-Refrigeration -Cooler/Freezer Door Gaskets - Solid Doors: Cooler | 0.97911 | 0.81882 | 0.84463 | 7389.594 | 29558.376 | 0 | 0 | 0.096078 | 0 | 0.096078 | 0 | 0.091267 | 0 | 0.091267 | 0 | 11.1391 | 7.3878 | 11.1391 | 7.3878
234332-Premium T8 with T12 40 Watt Baseline - Tr3 | 0.29744 | 0.1918 | 0.56235 | 1501.9961 | 22529.9419 | 0 | 0 | 0.093354 | 0 | 0.093354 | 0 | 0.11042 | 0 | 0.11042 | 0 | 3.3337 | 5.8139 | 3.3337 | 5.8139
234305-Lighting-Remove 4 Ft Lamp (De-Lamp) - Tr3 | 0 | 0 | 0 | 0 | 0 | 0 | 0 | 0 | 0 | 0 | 0 | 0 | 0 | 0 | 0 | 0 | 0 | 0 | 0
234331-Premium T8 with T12 40 Watt Baseline - Tr2 | 0.2611 | 0.16837 | 0.38906 | 1318.5095 | 19777.6424 | 0 | 0 | 0.07546 | 0 | 0.07546 | 0 | 0.10924 | 0 | 0.10924 | 0 | 2.3033 | 5.529 | 2.3033 | 5.529
234208-Lighting-8 Ft T-8 with Elec Ballast-Tr2 | 0.027256 | 0.017576 | 0.040871 | 137.639 | 2064.5854 | 0 | 0 | -0.0044443 | 0 | -0.0044443 | 0 | 0.061153 | 0 | 0.061153 | 0 | 0.96775 | 1.847 | 0.96775 | 1.847
234304-Lighting-Remove 4 Ft Lamp (De-Lamp) - Tr2 | 0 | 0 | 0.1109 | 576.9256 | 8653.8839 | -10.7923 | -161.8851 | 0 | 0.69035 | 0 | 0.69035 | 0 | 0.69063 | 0 | 0.69063 | 0 | 0 | 0 | 0
234330-Premium T8 with T12 40 Watt Baseline - Tr1 | 0.32864 | 0.21191 | 0.34477 | 1659.5526 | 24893.2896 | 0 | 0 | 0.091878 | 0 | 0.091878 | 0 | 0.111 | 0 | 0.111 | 0 | 3.215 | 5.965 | 3.215 | 5.965
234084-Refrigeration -Cooler/Freezer Door Gaskets - Solid Doors: Cooler | 0.71591 | 0.59871 | 0.61758 | 5403.144 | 21612.576 | 0 | 0 | 0.096092 | 0 | 0.096092 | 0 | 0.091325 | 0 | 0.091325 | 0 | 11.1555 | 7.418 | 11.1555 | 7.418
234084-Refrigeration -Cooler/Freezer Door Gaskets - Solid Doors: Cooler | 0.88436 | 0.73958 | 0.76289 | 6674.472 | 26697.888 | 0 | 0 | 0.096084 | 0 | 0.096084 | 0 | 0.091289 | 0 | 0.091289 | 0 | 11.1453 | 7.3991 | 11.1453 | 7.3991
234068-Refrigeration - Food Service -Auto Closer for Main Freezer Doors | 0.25838 | 0.21608 | 0.19315 | 1950.0694 | 15600.5556 | -0.018681 | -0.14945 | 0.084673 | 0.88635 | 0.084673 | 0.88635 | 0.097091 | 0.88635 | 0.097091 | 0.88635 | 4.2775 | 8.2376 | 4.2775 | 8.2376
234332-Premium T8 with T12 40 Watt Baseline - Tr3 | 0.27265 | 0.17581 | 0.51549 | 1376.8298 | 20652.4468 | 0 | 0 | 0.093354 | 0 | 0.093354 | 0 | 0.11042 | 0 | 0.11042 | 0 | 3.3337 | 5.8139 | 3.3337 | 5.8139
234305-Lighting-Remove 4 Ft Lamp (De-Lamp) - Tr3 | 0.39589 | 0.25528 | 0.77119 | 1999.1439 | 29987.1591 | 0 | 0 | 0.10713 | 0 | 0.10713 | 0 | 0.12364 | 0 | 0.12364 | 0 | 5.0846 | 13.7179 | 5.0846 | 13.7179
234084-Refrigeration -Cooler/Freezer Door Gaskets - Solid Doors: Cooler | 0.41059 | 0.34338 | 0.3542 | 3098.862 | 12395.448 | 0 | 0 | 0.096041 | 0 | 0.096041 | 0 | 0.091111 | 0 | 0.091111 | 0 | 11.0953 | 7.308 | 11.0953 | 7.308
234067-Refrigeration - Food Service -Auto Closer for Main Cooler Doors | 0 | 0 | 0 | 0 | 0 | 0 | 0 | 0 | 0 | 0 | 0 | 0 | 0 | 0 | 0 | 0 | 0 | 0 | 0
234330-Premium T8 with T12 40 Watt Baseline - Tr1 | 0.32864 | 0.21191 | 0.34477 | 1659.5526 | 24893.2896 | 0 | 0 | 0.093473 | 0 | 0.093473 | 0 | 0.1126 | 0 | 0.1126 | 0 | 3.2535 | 6.0363 | 3.2535 | 6.0363
234303-Lighting-Remove 4 Ft Lamp (De-Lamp) - Tr1 | 0 | 0 | 0.51753 | 2692.3194 | 40384.7914 | -50.3642 | -755.4637 | 0 | 1.8717 | 0 | 1.8717 | 0 | 2.0492 | 0 | 2.0492 | -1.5179 | -1.2253 | -1.5179 | -1.2253
234330-Premium T8 with T12 40 Watt Baseline - Tr1 | 0.65728 | 0.42383 | 0.68954 | 3319.1053 | 49786.5793 | 0 | 0 | 0.091878 | 0 | 0.091878 | 0 | 0.111 | 0 | 0.111 | 0 | 3.215 | 5.965 | 3.215 | 5.965
234303-Lighting-Remove 4 Ft Lamp (De-Lamp) - Tr1 | 0 | 0 | 1.0351 | 5384.6389 | 80769.5829 | -100.7285 | -1510.9274 | 0 | 1.8697 | 0 | 1.8697 | 0 | 2.0472 | 0 | 2.0472 | -1.5153 | -1.2232 | -1.5153 | -1.2232
234084-Refrigeration -Cooler/Freezer Door Gaskets - Solid Doors: Cooler | 0.22109 | 0.1849 | 0.19072 | 1668.618 | 6674.472 | 0 | 0 | 0.096112 | 0 | 0.096112 | 0 | 0.091408 | 0 | 0.091408 | 0 | 11.1791 | 7.4616 | 11.1791 | 7.4616
234067-Refrigeration - Food Service -Auto Closer for Main Cooler Doors | 0.099706 | 0.083383 | 0.14556 | 752.5063 | 6020.0504 | -0.037362 | -0.2989 | 0.045823 | 0.88635 | 0.045823 | 0.88635 | 0.088197 | 0.88635 | 0.088197 | 0.88635 | 1.7077 | 4.9518 | 1.7077 | 4.9518
234084-Refrigeration -Cooler/Freezer Door Gaskets - Solid Doors: Cooler | 1.0633 | 0.88926 | 0.91728 | 8025.258 | 32101.032 | 0 | 0 | 0.09608 | 0 | 0.09608 | 0 | 0.091272 | 0 | 0.091272 | 0 | 11.1407 | 7.3907 | 11.1407 | 7.3907
234084-Refrigeration -Cooler/Freezer Door Gaskets - Solid Doors: Cooler | 1.6318 | 1.3647 | 1.4077 | 12315.99 | 49263.96 | 0 | 0 | 0.096108 | 0 | 0.096108 | 0 | 0.091392 | 0 | 0.091392 | 0 | 11.1745 | 7.453 | 11.1745 | 7.453
234085-Refrigeration -Strip Curtains for Walk-ins | 0.73926 | 0.52934 | 0.56074 | 4919.7 | 19678.8 | 0 | 0 | 0.099368 | 0 | 0.099368 | 0 | 0.10366 | 0 | 0.10366 | 0 | 12.8495 | 26.2888 | 12.8495 | 26.2888
234067-Refrigeration - Food Service -Auto Closer for Main Cooler Doors | 0.19941 | 0.16677 | 0.29111 | 1505.0126 | 12040.1008 | -0.074725 | -0.5978 | 0.045823 | 0.88635 | 0.045823 | 0.88635 | 0.088197 | 0.88635 | 0.088197 | 0.88635 | 1.7077 | 4.9518 | 1.7077 | 4.9518
234332-Premium T8 with T12 40 Watt Baseline - Tr3 | 0.35321 | 0.22776 | 0.6678 | 1783.6204 | 26754.306 | 0 | 0 | 0.094949 | 0 | 0.094949 | 0 | 0.11201 | 0 | 0.11201 | 0 | 3.3735 | 5.8835 | 3.3735 | 5.8835
234362-Lighting-IntrHiByLnrFlscntFxtr244wrplc400w(TrI)Tr3 | 0.26641 | 0.17179 | 0.58521 | 1345.3128 | 20179.6924 | 0 | 0 | 0.048182 | 0 | 0.048182 | 0 | 0.10885 | 0 | 0.10885 | 0 | 1.5553 | 5.1703 | 1.5553 | 5.1703
234287-Lighting-Occpncy Snsr-Hi-Bay integrated Snsr-Tr3 | 1.1052 | 0.71265 | 1.3209 | 5580.96 | 44647.68 | 0 | 0 | 0.1037 | 0 | 0.1037 | 0 | 0.11603 | 0 | 0.11603 | 0 | 5.4153 | 11.4018 | 5.4153 | 11.4018
234332-Premium T8 with T12 40 Watt Baseline - Tr3 | 0.29744 | 0.1918 | 0.56235 | 1501.9961 | 22529.9419 | 0 | 0 | 0.094949 | 0 | 0.094949 | 0 | 0.11201 | 0 | 0.11201 | 0 | 3.3735 | 5.8835 | 3.3735 | 5.8835
234362-Lighting-IntrHiByLnrFlscntFxtr244wrplc400w(TrI)Tr3 | 0.26641 | 0.17179 | 0.58521 | 1345.3128 | 20179.6924 | 0 | 0 | 0.048182 | 0 | 0.048182 | 0 | 0.10885 | 0 | 0.10885 | 0 | 1.5553 | 5.1703 | 1.5553 | 5.1703
234287-Lighting-Occpncy Snsr-Hi-Bay integrated Snsr-Tr3 | 1.1052 | 0.71265 | 1.3209 | 5580.96 | 44647.68 | 0 | 0 | 0.1037 | 0 | 0.1037 | 0 | 0.11603 | 0 | 0.11603 | 0 | 5.4153 | 11.4018 | 5.4153 | 11.4018
234362-Lighting-IntrHiByLnrFlscntFxtr244wrplc400w(TrI)Tr3 | 0.53282 | 0.34358 | 1.1704 | 2690.6256 | 40359.3847 | 0 | 0 | 0.048182 | 0 | 0.048182 | 0 | 0.10885 | 0 | 0.10885 | 0 | 1.5553 | 5.1703 | 1.5553 | 5.1703
234287-Lighting-Occpncy Snsr-Hi-Bay integrated Snsr-Tr3 | 2.2104 | 1.4253 | 2.6418 | 11161.92 | 89295.36 | 0 | 0 | 0.1037 | 0 | 0.1037 | 0 | 0.11603 | 0 | 0.11603 | 0 | 5.4153 | 11.4018 | 5.4153 | 11.4018
234240-Lighting-Induction Fixture >100 watts - Tr1 | 1.4237 | 0.91801 | 1.8249 | 7189.182 | 107837.73 | 0 | 0 | 0.065262 | 0 | 0.065262 | 0 | 0.10571 | 0 | 0.10571 | 0 | 1.9584 | 4.8235 | 1.9584 | 4.8235
234207-Lighting-8 Ft T-8 with Elec Ballast-Tr1 | 0.09018 | 0.05815 | 0.098251 | 455.39 | 6830.8507 | 0 | 0 | 0.032441 | 0 | 0.032441 | 0 | 0.065463 | 0 | 0.065463 | 0 | 1.3215 | 1.9642 | 1.3215 | 1.9642
234330-Premium T8 with T12 40 Watt Baseline - Tr1 | 1.1972 | 0.77197 | 1.2559 | 6045.5132 | 90682.698 | 0 | 0 | 0.093473 | 0 | 0.093473 | 0 | 0.1126 | 0 | 0.1126 | 0 | 3.2535 | 6.0363 | 3.2535 | 6.0363
234207-Lighting-8 Ft T-8 with Elec Ballast-Tr1 | 0.012883 | 0.0083072 | 0.014036 | 65.0557 | 975.8358 | 0 | 0 | 0.034036 | 0 | 0.034036 | 0 | 0.067057 | 0 | 0.067057 | 0 | 1.3373 | 1.9877 | 1.3373 | 1.9877
234303-Lighting-Remove 4 Ft Lamp (De-Lamp) - Tr1 | 0 | 0 | 1.4602 | 7596.187 | 113942.8044 | -142.0991 | -2131.4869 | 0 | 1.8717 | 0 | 1.8717 | 0 | 2.0492 | 0 | 2.0492 | -1.5179 | -1.2253 | -1.5179 | -1.2253
234306-Lighting-Remove 8 Ft Lamp (De-Lamp) - Tr1 | 0.095132 | 0.059002 | 0.10897 | 513.8546 | 7707.8188 | 0 | 0 | 0.121 | 0 | 0.121 | 0 | 0.12129 | 0 | 0.12129 | 0 | 11.9671 | 12.2885 | 11.9671 | 12.2885
234331-Premium T8 with T12 40 Watt Baseline - Tr2 | 0.19583 | 0.12627 | 0.29179 | 988.8821 | 14833.2318 | 0 | 0 | 0.077055 | 0 | 0.077055 | 0 | 0.11083 | 0 | 0.11083 | 0 | 2.3309 | 5.5951 | 2.3309 | 5.5951
234304-Lighting-Remove 4 Ft Lamp (De-Lamp) - Tr2 | 0 | 0 | 0.2218 | 1153.8512 | 17307.7678 | -21.5847 | -323.7702 | 0 | 0.69035 | 0 | 0.69035 | 0 | 0.69063 | 0 | 0.69063 | 0 | 0 | 0 | 0
234360-Lighting-IntrHiByLnrFlscntFxtr244wrplc400w(TrI)Tr1 | 0 | 0 | 1.3629 | 0 | 0 | -43.278 | -649.1707 | 0 | 6.1844 | 0 | 6.1844 | 0 | 4.1881 | 0 | 4.1881 | -0.22269 | -0.36788 | -0.22269 | -0.36788
234285-Lighting-Occpncy Snsr-Hi-Bay integrated Snsr-Tr1 | 3.3317 | 2.1484 | 3.2632 | 16824.3965 | 134595.172 | 0 | 0 | 0.10991 | 0 | 0.10991 | 0 | 0.1181 | 0 | 0.1181 | 0 | 8.051 | 16.9575 | 8.051 | 16.9575
234331-Premium T8 with T12 40 Watt Baseline - Tr2 | 0.45693 | 0.29464 | 0.68085 | 2307.3916 | 34610.8742 | 0 | 0 | 0.07546 | 0 | 0.07546 | 0 | 0.10924 | 0 | 0.10924 | 0 | 2.3033 | 5.529 | 2.3033 | 5.529
234304-Lighting-Remove 4 Ft Lamp (De-Lamp) - Tr2 | 0 | 0 | 0.14787 | 769.2341 | 11538.5118 | -14.3898 | -215.8468 | 0 | 0.69035 | 0 | 0.69035 | 0 | 0.69063 | 0 | 0.69063 | 0 | 0 | 0 | 0
234208-Lighting-8 Ft T-8 with Elec Ballast-Tr2 | 0 | 0 | 0 | 0 | 0 | 0 | 0 | 0 | 0 | 0 | 0 | 0 | 0 | 0 | 0 | 0 | 0 | 0 | 0
234307-Lighting-Remove 8 Ft Lamp (De-Lamp) - Tr2 | 0 | 0 | 0 | 0 | 0 | 0 | 0 | 0 | 0 | 0 | 0 | 0 | 0 | 0 | 0 | 0 | 0 | 0 | 0
234330-Premium T8 with T12 40 Watt Baseline - Tr1 | 0.39906 | 0.25732 | 0.41865 | 2015.1711 | 30227.566 | 0 | 0 | 0.093473 | 0 | 0.093473 | 0 | 0.1126 | 0 | 0.1126 | 0 | 3.2535 | 6.0363 | 3.2535 | 6.0363
234303-Lighting-Remove 4 Ft Lamp (De-Lamp) - Tr1 | 0 | 0 | 0.31421 | 1634.6225 | 24519.3377 | -30.5783 | -458.6744 | 0 | 1.8717 | 0 | 1.8717 | 0 | 2.0492 | 0 | 2.0492 | -1.5179 | -1.2253 | -1.5179 | -1.2253
234331-Premium T8 with T12 40 Watt Baseline - Tr2 | 0.16319 | 0.10523 | 0.24316 | 824.0684 | 12361.0265 | 0 | 0 | 0.07546 | 0 | 0.07546 | 0 | 0.10924 | 0 | 0.10924 | 0 | 2.3033 | 5.529 | 2.3033 | 5.529
234304-Lighting-Remove 4 Ft Lamp (De-Lamp) - Tr2 | 0 | 0 | 0.14787 | 769.2341 | 11538.5118 | -14.3898 | -215.8468 | 0 | 0.69035 | 0 | 0.69035 | 0 | 0.69063 | 0 | 0.69063 | 0 | 0 | 0 | 0
234084-Refrigeration -Cooler/Freezer Door Gaskets - Solid Doors: Cooler | 2.7162 | 2.2716 | 2.3432 | 20500.164 | 82000.656 | 0 | 0 | 0.096112 | 0 | 0.096112 | 0 | 0.091408 | 0 | 0.091408 | 0 | 11.1791 | 7.4616 | 11.1791 | 7.4616
234084-Refrigeration -Cooler/Freezer Door Gaskets - Solid Doors: Cooler | 0.16845 | 0.14087 | 0.14531 | 1271.328 | 5085.312 | 0 | 0 | 0.097885 | 0 | 0.097885 | 0 | 0.09318 | 0 | 0.09318 | 0 | 11.3668 | 7.5869 | 11.3668 | 7.5869
234116-Refrigeration -Cooler/Freezer Door Gaskets - Solid Doors: Freezer | 0.3369 | 0.28174 | 0.29062 | 2542.656 | 10170.624 | 0 | 0 | 0.093187 | 0 | 0.093187 | 0 | 0.09318 | 0 | 0.09318 | 0 | 7.5905 | 7.5869 | 7.5905 | 7.5869
234083-Refrigeration -Cooler/Freezer Door Gaskets - Glass Doors | 4.8955 | 4.0941 | 4.2231 | 36947.97 | 147791.88 | 0 | 0 | 0.097884 | 0 | 0.097884 | 0 | 0.09318 | 0 | 0.09318 | 0 | 11.3662 | 7.5869 | 11.3662 | 7.5869
234331-Premium T8 with T12 40 Watt Baseline - Tr2 | 0.16319 | 0.10523 | 0.24316 | 824.0684 | 12361.0265 | 0 | 0 | 0.07546 | 0 | 0.07546 | 0 | 0.10924 | 0 | 0.10924 | 0 | 2.3033 | 5.529 | 2.3033 | 5.529
234304-Lighting-Remove 4 Ft Lamp (De-Lamp) - Tr2 | 0 | 0 | 0.14787 | 769.2341 | 11538.5118 | -14.3898 | -215.8468 | 0 | 0.69035 | 0 | 0.69035 | 0 | 0.69063 | 0 | 0.69063 | 0 | 0 | 0 | 0
234332-Premium T8 with T12 40 Watt Baseline - Tr3 | 0.60727 | 0.39158 | 1.1481 | 3066.5754 | 45998.6314 | 0 | 0 | 0.093354 | 0 | 0.093354 | 0 | 0.11042 | 0 | 0.11042 | 0 | 3.3337 | 5.8139 | 3.3337 | 5.8139
234305-Lighting-Remove 4 Ft Lamp (De-Lamp) - Tr3 | 0 | 0 | 0 | 0 | 0 | 0 | 0 | 0 | 0 | 0 | 0 | 0 | 0 | 0 | 0 | 0 | 0 | 0 | 0
234331-Premium T8 with T12 40 Watt Baseline - Tr2 | 0.42429 | 0.27359 | 0.63222 | 2142.5779 | 32138.6689 | 0 | 0 | 0.07546 | 0 | 0.07546 | 0 | 0.10924 | 0 | 0.10924 | 0 | 2.3033 | 5.529 | 2.3033 | 5.529
234330-Premium T8 with T12 40 Watt Baseline - Tr1 | 0.56338 | 0.36328 | 0.59103 | 2844.9474 | 42674.2108 | 0 | 0 | 0.091878 | 0 | 0.091878 | 0 | 0.111 | 0 | 0.111 | 0 | 3.215 | 5.965 | 3.215 | 5.965
234084-Refrigeration -Cooler/Freezer Door Gaskets - Solid Doors: Cooler | 3.2848 | 2.747 | 2.8336 | 24790.896 | 99163.584 | 0 | 0 | 0.096112 | 0 | 0.096112 | 0 | 0.091408 | 0 | 0.091408 | 0 | 11.1791 | 7.4616 | 11.1791 | 7.4616
234084-Refrigeration -Cooler/Freezer Door Gaskets - Solid Doors: Cooler | 0 | 0 | 0 | 0 | 0 | 0 | 0 | 0 | 0 | 0 | 0 | 0 | 0 | 0 | 0 | 0 | 0 | 0 | 0
234067-Refrigeration - Food Service -Auto Closer for Main Cooler Doors | 0.099706 | 0.083383 | 0.14556 | 752.5063 | 6020.0504 | -0.037362 | -0.2989 | 0.045823 | 0.88635 | 0.045823 | 0.88635 | 0.088197 | 0.88635 | 0.088197 | 0.88635 | 1.7077 | 4.9518 | 1.7077 | 4.9518
234330-Premium T8 with T12 40 Watt Baseline - Tr1 | 1.5962 | 1.0293 | 1.6746 | 8060.6843 | 120910.264 | 0 | 0 | 0.091878 | 0 | 0.091878 | 0 | 0.111 | 0 | 0.111 | 0 | 3.215 | 5.965 | 3.215 | 5.965
234303-Lighting-Remove 4 Ft Lamp (De-Lamp) - Tr1 | 0 | 0 | 0.2218 | 1153.8512 | 17307.7678 | -21.5847 | -323.7702 | 0 | 1.8697 | 0 | 1.8697 | 0 | 2.0472 | 0 | 2.0472 | -1.5153 | -1.2232 | -1.5153 | -1.2232
234285-Lighting-Occpncy Snsr-Hi-Bay integrated Snsr-Tr1 | 12.9103 | 8.3249 | 12.6449 | 65194.5364 | 521556.2915 | 0 | 0 | 0.10991 | 0 | 0.10991 | 0 | 0.1181 | 0 | 0.1181 | 0 | 8.051 | 16.9575 | 8.051 | 16.9575
234084-Refrigeration -Cooler/Freezer Door Gaskets - Solid Doors: Cooler | 0.15792 | 0.13207 | 0.13623 | 1191.87 | 4767.48 | 0 | 0 | 0.095963 | 0 | 0.095963 | 0 | 0.090786 | 0 | 0.090786 | 0 | 11.005 | 7.1472 | 11.005 | 7.1472
234083-Refrigeration -Cooler/Freezer Door Gaskets - Glass Doors | 0.76855 | 0.64273 | 0.66299 | 5800.434 | 23201.736 | 0 | 0 | 0.096068 | 0 | 0.096068 | 0 | 0.091224 | 0 | 0.091224 | 0 | 11.1264 | 7.3658 | 11.1264 | 7.3658
234330-Premium T8 with T12 40 Watt Baseline - Tr1 | 0.37559 | 0.24219 | 0.39402 | 1896.6316 | 28449.4739 | 0 | 0 | 0.091878 | 0 | 0.091878 | 0 | 0.111 | 0 | 0.111 | 0 | 3.215 | 5.965 | 3.215 | 5.965
234303-Lighting-Remove 4 Ft Lamp (De-Lamp) - Tr1 | 0 | 0 | 0.14787 | 769.2341 | 11538.5118 | -14.3898 | -215.8468 | 0 | 1.8697 | 0 | 1.8697 | 0 | 2.0472 | 0 | 2.0472 | -1.5153 | -1.2232 | -1.5153 | -1.2232
234330-Premium T8 with T12 40 Watt Baseline - Tr1 | 0.42253 | 0.27246 | 0.44327 | 2133.7105 | 32005.6581 | 0 | 0 | 0.091878 | 0 | 0.091878 | 0 | 0.111 | 0 | 0.111 | 0 | 3.215 | 5.965 | 3.215 | 5.965
234331-Premium T8 with T12 40 Watt Baseline - Tr2 | 0.22846 | 0.14732 | 0.34042 | 1153.6958 | 17305.4371 | 0 | 0 | 0.07546 | 0 | 0.07546 | 0 | 0.10924 | 0 | 0.10924 | 0 | 2.3033 | 5.529 | 2.3033 | 5.529
234330-Premium T8 with T12 40 Watt Baseline - Tr1 | 0.046948 | 0.030273 | 0.049253 | 237.0789 | 3556.1842 | 0 | 0 | 0.091878 | 0 | 0.091878 | 0 | 0.111 | 0 | 0.111 | 0 | 3.215 | 5.965 | 3.215 | 5.965
234207-Lighting-8 Ft T-8 with Elec Ballast-Tr1 | 0.025766 | 0.016614 | 0.028072 | 130.1114 | 1951.6716 | 0 | 0 | 0.032441 | 0 | 0.032441 | 0 | 0.065463 | 0 | 0.065463 | 0 | 1.3215 | 1.9642 | 1.3215 | 1.9642
234306-Lighting-Remove 8 Ft Lamp (De-Lamp) - Tr1 | 0.19026 | 0.118 | 0.21795 | 1027.7092 | 15415.6376 | 0 | 0 | 0.11948 | 0 | 0.11948 | 0 | 0.11977 | 0 | 0.11977 | 0 | 11.8294 | 12.147 | 11.8294 | 12.147
234084-Refrigeration -Cooler/Freezer Door Gaskets - Solid Doors: Cooler | 0.3369 | 0.28174 | 0.29062 | 2542.656 | 10170.624 | 0 | 0 | 0.096069 | 0 | 0.096069 | 0 | 0.091227 | 0 | 0.091227 | 0 | 11.1279 | 7.3672 | 11.1279 | 7.3672
234083-Refrigeration -Cooler/Freezer Door Gaskets - Glass Doors | 0.85277 | 0.71317 | 0.73564 | 6436.098 | 25744.392 | 0 | 0 | 0.096076 | 0 | 0.096076 | 0 | 0.09126 | 0 | 0.09126 | 0 | 11.1365 | 7.3841 | 11.1365 | 7.3841
234084-Refrigeration -Cooler/Freezer Door Gaskets - Solid Doors: Cooler | 0.16845 | 0.14087 | 0.14531 | 1271.328 | 5085.312 | 0 | 0 | 0.097885 | 0 | 0.097885 | 0 | 0.09318 | 0 | 0.09318 | 0 | 11.3668 | 7.5869 | 11.3668 | 7.5869
234127-Refrigeration - Efficient Evap Fan Motor Permanent-Split Capacitor (PSC) Motor | 0.083521 | 0.069848 | 0.087963 | 630.3521 | 9455.2815 | -0.0091177 | -0.13677 | 0.086079 | 0.97721 | 0.086079 | 0.97721 | 0.083749 | 0.97721 | 0.083749 | 0.97721 | 3.6315 | 3.39 | 3.6315 | 3.39
234067-Refrigeration - Food Service -Auto Closer for Main Cooler Doors | 0.099706 | 0.083383 | 0.14556 | 752.5063 | 6020.0504 | -0.037362 | -0.2989 | 0.047246 | 0.89663 | 0.047246 | 0.89663 | 0.089621 | 0.89663 | 0.089621 | 0.89663 | 1.7297 | 5.0155 | 1.7297 | 5.0155
234331-Premium T8 with T12 40 Watt Baseline - Tr2 | 0.94649 | 0.61032 | 1.4103 | 4779.5969 | 71693.9537 | 0 | 0 | 0.07546 | 0 | 0.07546 | 0 | 0.10924 | 0 | 0.10924 | 0 | 2.3033 | 5.529 | 2.3033 | 5.529
234208-Lighting-8 Ft T-8 with Elec Ballast-Tr2 | 0.036342 | 0.023434 | 0.054495 | 183.5187 | 2752.7805 | 0 | 0 | -0.0044443 | 0 | -0.0044443 | 0 | 0.061153 | 0 | 0.061153 | 0 | 0.96775 | 1.847 | 0.96775 | 1.847
234307-Lighting-Remove 8 Ft Lamp (De-Lamp) - Tr2 | 0.26346 | 0.1634 | 0.43317 | 1423.048 | 21345.7201 | 0 | 0 | 0.11602 | 0 | 0.11602 | 0 | 0.1212 | 0 | 0.1212 | 0 | 9.0053 | 14.0165 | 9.0053 | 14.0165
234085-Refrigeration -Strip Curtains for Walk-ins | 0.61069 | 0.43728 | 0.46322 | 4064.1 | 16256.4 | 0 | 0 | 0.10122 | 0 | 0.10122 | 0 | 0.10553 | 0 | 0.10553 | 0 | 13.1215 | 27.1707 | 13.1215 | 27.1707
234084-Refrigeration -Cooler/Freezer Door Gaskets - Solid Doors: Cooler | 1.6529 | 1.3823 | 1.4259 | 12474.906 | 49899.624 | 0 | 0 | 0.097875 | 0 | 0.097875 | 0 | 0.093142 | 0 | 0.093142 | 0 | 11.3557 | 7.5662 | 11.3557 | 7.5662
234067-Refrigeration - Food Service -Auto Closer for Main Cooler Doors | 0.099706 | 0.083383 | 0.14556 | 752.5063 | 6020.0504 | -0.037362 | -0.2989 | 0.047246 | 0.89663 | 0.047246 | 0.89663 | 0.089621 | 0.89663 | 0.089621 | 0.89663 | 1.7297 | 5.0155 | 1.7297 | 5.0155
234084-Refrigeration -Cooler/Freezer Door Gaskets - Solid Doors: Cooler | 0.82119 | 0.68675 | 0.7084 | 6197.724 | 24790.896 | 0 | 0 | 0.097851 | 0 | 0.097851 | 0 | 0.093039 | 0 | 0.093039 | 0 | 11.3261 | 7.5118 | 11.3261 | 7.5118
234067-Refrigeration - Food Service -Auto Closer for Main Cooler Doors | 0.099706 | 0.083383 | 0.14556 | 752.5063 | 6020.0504 | -0.037362 | -0.2989 | 0.047246 | 0.89663 | 0.047246 | 0.89663 | 0.089621 | 0.89663 | 0.089621 | 0.89663 | 1.7297 | 5.0155 | 1.7297 | 5.0155
234084-Refrigeration -Cooler/Freezer Door Gaskets - Solid Doors: Cooler | 0.63168 | 0.52827 | 0.54492 | 4767.48 | 19069.92 | 0 | 0 | 0.097885 | 0 | 0.097885 | 0 | 0.09318 | 0 | 0.09318 | 0 | 11.3668 | 7.5869 | 11.3668 | 7.5869
234084-Refrigeration -Cooler/Freezer Door Gaskets - Solid Doors: Cooler | 0.38954 | 0.32577 | 0.33603 | 2939.946 | 11759.784 | 0 | 0 | 0.097885 | 0 | 0.097885 | 0 | 0.09318 | 0 | 0.09318 | 0 | 11.3668 | 7.5869 | 11.3668 | 7.5869
234084-Refrigeration -Cooler/Freezer Door Gaskets - Solid Doors: Cooler | 2.6215 | 2.1923 | 2.2614 | 19785.042 | 79140.168 | 0 | 0 | 0.097885 | 0 | 0.097885 | 0 | 0.09318 | 0 | 0.09318 | 0 | 11.3668 | 7.5869 | 11.3668 | 7.5869
234084-Refrigeration -Cooler/Freezer Door Gaskets - Solid Doors: Cooler | 3.1584 | 2.6414 | 2.7246 | 23837.4 | 95349.6 | 0 | 0 | 0.097885 | 0 | 0.097885 | 0 | 0.09318 | 0 | 0.09318 | 0 | 11.3668 | 7.5869 | 11.3668 | 7.5869
234331-Premium T8 with T12 40 Watt Baseline - Tr2 | 0.45693 | 0.29464 | 0.68085 | 2307.3916 | 34610.8742 | 0 | 0 | 0.07546 | 0 | 0.07546 | 0 | 0.10924 | 0 | 0.10924 | 0 | 2.3033 | 5.529 | 2.3033 | 5.529
234208-Lighting-8 Ft T-8 with Elec Ballast-Tr2 | 0.054513 | 0.035151 | 0.081742 | 275.2781 | 4129.1708 | 0 | 0 | -0.0044443 | 0 | -0.0044443 | 0 | 0.061153 | 0 | 0.061153 | 0 | 0.96775 | 1.847 | 0.96775 | 1.847
234304-Lighting-Remove 4 Ft Lamp (De-Lamp) - Tr2 | 0 | 0 | 0 | 0 | 0 | 0 | 0 | 0 | 0 | 0 | 0 | 0 | 0 | 0 | 0 | 0 | 0 | 0 | 0
234307-Lighting-Remove 8 Ft Lamp (De-Lamp) - Tr2 | 0 | 0 | 0 | 0 | 0 | 0 | 0 | 0 | 0 | 0 | 0 | 0 | 0 | 0 | 0 | 0 | 0 | 0 | 0
234084-Refrigeration -Cooler/Freezer Door Gaskets - Solid Doors: Cooler | 1.9266 | 1.6112 | 1.662 | 14540.814 | 58163.256 | 0 | 0 | 0.097885 | 0 | 0.097885 | 0 | 0.09318 | 0 | 0.09318 | 0 | 11.3668 | 7.5869 | 11.3668 | 7.5869
234084-Refrigeration -Cooler/Freezer Door Gaskets - Solid Doors: Cooler | 2.453 | 2.0515 | 2.1161 | 18513.714 | 74054.856 | 0 | 0 | 0.097885 | 0 | 0.097885 | 0 | 0.09318 | 0 | 0.09318 | 0 | 11.3668 | 7.5869 | 11.3668 | 7.5869
234084-Refrigeration -Cooler/Freezer Door Gaskets - Solid Doors: Cooler | 2.4425 | 2.0427 | 2.107 | 18434.256 | 73737.024 | 0 | 0 | 0.097885 | 0 | 0.097885 | 0 | 0.09318 | 0 | 0.09318 | 0 | 11.3668 | 7.5869 | 11.3668 | 7.5869
234084-Refrigeration -Cooler/Freezer Door Gaskets - Solid Doors: Cooler | 2.4425 | 2.0427 | 2.107 | 18434.256 | 73737.024 | 0 | 0 | 0.097885 | 0 | 0.097885 | 0 | 0.09318 | 0 | 0.09318 | 0 | 11.3668 | 7.5869 | 11.3668 | 7.5869
234084-Refrigeration -Cooler/Freezer Door Gaskets - Solid Doors: Cooler | 3.2005 | 2.6766 | 2.7609 | 24155.232 | 96620.928 | 0 | 0 | 0.097885 | 0 | 0.097885 | 0 | 0.09318 | 0 | 0.09318 | 0 | 11.3668 | 7.5869 | 11.3668 | 7.5869
234312-Lighting-Screw in 14-26 Watt Lamp - Tr1 | 0 | 0 | 0.12764 | 635.593 | 1569.9147 | -8.5841 | -21.2026 | 0 | 2.7417 | 0 | 2.7417 | 0 | 2.9173 | 0 | 2.9173 | -0.42547 | -0.38987 | -0.42547 | -0.38987
234330-Premium T8 with T12 40 Watt Baseline - Tr1 | 1.1502 | 0.7417 | 1.2067 | 5808.4343 | 87126.5138 | 0 | 0 | 0.091878 | 0 | 0.091878 | 0 | 0.111 | 0 | 0.111 | 0 | 3.215 | 5.965 | 3.215 | 5.965
234303-Lighting-Remove 4 Ft Lamp (De-Lamp) - Tr1 | 0 | 0 | 0.5545 | 2884.628 | 43269.4194 | -53.9617 | -809.4254 | 0 | 1.8697 | 0 | 1.8697 | 0 | 2.0472 | 0 | 2.0472 | -1.5153 | -1.2232 | -1.5153 | -1.2232
234306-Lighting-Remove 8 Ft Lamp (De-Lamp) - Tr1 | 1.9026 | 1.18 | 2.1795 | 10277.0917 | 154156.3761 | 0 | 0 | 0.11948 | 0 | 0.11948 | 0 | 0.11977 | 0 | 0.11977 | 0 | 11.8294 | 12.147 | 11.8294 | 12.147
234291-Lighting-Ocpncy Snsr-Wll/Cl Mntd Lght Snsr>=500Tr1 | 0.93718 | 0.60432 | 1.0962 | 4732.56 | 37860.48 | 0 | 0 | 0.064146 | 0 | 0.064146 | 0 | 0.10225 | 0 | 0.10225 | 0 | 2.0456 | 5.3989 | 2.0456 | 5.3989
234049-Lighting-LED Exit Sign New Sign | 0.10226 | 0.1016 | 0 | 895.8432 | 14333.4904 | 0 | 0 | 0.093414 | 0 | 0.093414 | 0 | 0.099467 | 0 | 0.099467 | 0 | 5.2149 | 7.1743 | 5.2149 | 7.1743
234312-Lighting-Screw in 14-26 Watt Lamp - Tr1 | 0 | 0 | 0.042546 | 211.8643 | 523.3049 | -2.8614 | -7.0675 | 0 | 2.7417 | 0 | 2.7417 | 0 | 2.9173 | 0 | 2.9173 | -0.42547 | -0.38987 | -0.42547 | -0.38987
234330-Premium T8 with T12 40 Watt Baseline - Tr1 | 0.16432 | 0.10596 | 0.17238 | 829.7763 | 12446.6448 | 0 | 0 | 0.091878 | 0 | 0.091878 | 0 | 0.111 | 0 | 0.111 | 0 | 3.215 | 5.965 | 3.215 | 5.965
234303-Lighting-Remove 4 Ft Lamp (De-Lamp) - Tr1 | 0 | 0 | 0 | 0 | 0 | 0 | 0 | 0 | 0 | 0 | 0 | 0 | 0 | 0 | 0 | 0 | 0 | 0 | 0
234291-Lighting-Ocpncy Snsr-Wll/Cl Mntd Lght Snsr>=500Tr1 | 0.62479 | 0.40288 | 0.7308 | 3155.04 | 25240.32 | 0 | 0 | 0.064146 | 0 | 0.064146 | 0 | 0.10225 | 0 | 0.10225 | 0 | 2.0456 | 5.3989 | 2.0456 | 5.3989
234049-Lighting-LED Exit Sign New Sign | 0.10226 | 0.1016 | 0 | 895.8432 | 14333.4904 | 0 | 0 | 0.093414 | 0 | 0.093414 | 0 | 0.099467 | 0 | 0.099467 | 0 | 5.2149 | 7.1743 | 5.2149 | 7.1743
234330-Premium T8 with T12 40 Watt Baseline - Tr1 | 0.093896 | 0.060547 | 0.098505 | 474.1579 | 7112.3685 | 0 | 0 | 0.091878 | 0 | 0.091878 | 0 | 0.111 | 0 | 0.111 | 0 | 3.215 | 5.965 | 3.215 | 5.965
234207-Lighting-8 Ft T-8 with Elec Ballast-Tr1 | 0.04509 | 0.029075 | 0.049125 | 227.695 | 3415.4253 | 0 | 0 | 0.032441 | 0 | 0.032441 | 0 | 0.065463 | 0 | 0.065463 | 0 | 1.3215 | 1.9642 | 1.3215 | 1.9642
234303-Lighting-Remove 4 Ft Lamp (De-Lamp) - Tr1 | 0 | 0 | 0.14787 | 769.2341 | 11538.5118 | -14.3898 | -215.8468 | 0 | 1.8697 | 0 | 1.8697 | 0 | 2.0472 | 0 | 2.0472 | -1.5153 | -1.2232 | -1.5153 | -1.2232
234306-Lighting-Remove 8 Ft Lamp (De-Lamp) - Tr1 | 0.33296 | 0.20651 | 0.38141 | 1798.4911 | 26977.3658 | 0 | 0 | 0.11948 | 0 | 0.11948 | 0 | 0.11977 | 0 | 0.11977 | 0 | 11.8294 | 12.147 | 11.8294 | 12.147
234331-Premium T8 with T12 40 Watt Baseline - Tr2 | 1.33 | 0.85761 | 1.9818 | 6716.1577 | 100742.366 | 0 | 0 | 0.077055 | 0 | 0.077055 | 0 | 0.11083 | 0 | 0.11083 | 0 | 2.3309 | 5.5951 | 2.3309 | 5.5951
234361-Lighting-IntrHiByLnrFlscntFxtr244wrplc400w(TrI)Tr2 | 1.263 | 0.81444 | 2.0105 | 6378.0723 | 95671.085 | 0 | 0 | 0.078003 | 0 | 0.078003 | 0 | 0.11158 | 0 | 0.11158 | 0 | 2.3697 | 5.774 | 2.3697 | 5.774
234286-Lighting-Occpncy Snsr-Hi-Bay integrated Snsr-Tr2 | 3.9911 | 2.5736 | 6.3454 | 20154.3007 | 161234.406 | 0 | 0 | 0.10115 | 0 | 0.10115 | 0 | 0.11483 | 0 | 0.11483 | 0 | 4.8852 | 10.2937 | 4.8852 | 10.2937
234361-Lighting-IntrHiByLnrFlscntFxtr244wrplc400w(TrI)Tr2 | 1.8946 | 1.2217 | 3.0157 | 9567.1085 | 143506.6274 | 0 | 0 | 0.078003 | 0 | 0.078003 | 0 | 0.11158 | 0 | 0.11158 | 0 | 2.3697 | 5.774 | 2.3697 | 5.774
234286-Lighting-Occpncy Snsr-Hi-Bay integrated Snsr-Tr2 | 3.9911 | 2.5736 | 6.3454 | 20154.3007 | 161234.406 | 0 | 0 | 0.10115 | 0 | 0.10115 | 0 | 0.11483 | 0 | 0.11483 | 0 | 4.8852 | 10.2937 | 4.8852 | 10.2937
234330-Premium T8 with T12 40 Watt Baseline - Tr1 | 0.58685 | 0.37842 | 0.61566 | 2963.4869 | 44452.3029 | 0 | 0 | 0.093473 | 0 | 0.093473 | 0 | 0.1126 | 0 | 0.1126 | 0 | 3.2535 | 6.0363 | 3.2535 | 6.0363
234303-Lighting-Remove 4 Ft Lamp (De-Lamp) - Tr1 | 0 | 0 | 0.036966 | 192.3085 | 2884.628 | -3.5974 | -53.9617 | 0 | 1.8717 | 0 | 1.8717 | 0 | 2.0492 | 0 | 2.0492 | -1.5179 | -1.2253 | -1.5179 | -1.2253
234285-Lighting-Occpncy Snsr-Hi-Bay integrated Snsr-Tr1 | 4.9975 | 3.2226 | 4.8948 | 25236.5948 | 201892.758 | 0 | 0 | 0.1116 | 0 | 0.1116 | 0 | 0.11979 | 0 | 0.11979 | 0 | 8.1595 | 17.186 | 8.1595 | 17.186
234332-Premium T8 with T12 40 Watt Baseline - Tr3 | 0.49573 | 0.31966 | 0.93726 | 2503.3269 | 37549.9032 | 0 | 0 | 0.094949 | 0 | 0.094949 | 0 | 0.11201 | 0 | 0.11201 | 0 | 3.3735 | 5.8835 | 3.3735 | 5.8835
234305-Lighting-Remove 4 Ft Lamp (De-Lamp) - Tr3 | 1.4396 | 0.92828 | 2.8043 | 7269.6143 | 109044.215 | 0 | 0 | 0.10872 | 0 | 0.10872 | 0 | 0.12523 | 0 | 0.12523 | 0 | 5.1454 | 13.882 | 5.1454 | 13.882
234126-Refrigeration - Efficient Evap Fan Motor Electronically Commutated Motor (ECM) | 0.021586 | 0.018052 | 0.022183 | 162.9166 | 2443.749 | -0.1614 | -2.4209 | 0.050018 | 0.96773 | 0.050018 | 0.96773 | -0.085874 | 0.96773 | -0.085874 | 0.96773 | 1.7274 | 0.57296 | 1.7274 | 0.57296
234330-Premium T8 with T12 40 Watt Baseline - Tr1 | 0.46948 | 0.30273 | 0.49253 | 2370.7895 | 35561.8424 | 0 | 0 | 0.091878 | 0 | 0.091878 | 0 | 0.111 | 0 | 0.111 | 0 | 3.215 | 5.965 | 3.215 | 5.965
234331-Premium T8 with T12 40 Watt Baseline - Tr2 | 0.37533 | 0.24202 | 0.55927 | 1895.3574 | 28430.3609 | 0 | 0 | 0.077055 | 0 | 0.077055 | 0 | 0.11083 | 0 | 0.11083 | 0 | 2.3309 | 5.5951 | 2.3309 | 5.5951
234307-Lighting-Remove 8 Ft Lamp (De-Lamp) - Tr2 | 0.75743 | 0.46977 | 1.2454 | 4091.263 | 61368.9452 | 0 | 0 | 0.11754 | 0 | 0.11754 | 0 | 0.12272 | 0 | 0.12272 | 0 | 9.1102 | 14.1797 | 9.1102 | 14.1797
234084-Refrigeration -Cooler/Freezer Door Gaskets - Solid Doors: Cooler | 0.3369 | 0.28174 | 0.29062 | 2542.656 | 10170.624 | 0 | 0 | 0.097885 | 0 | 0.097885 | 0 | 0.09318 | 0 | 0.09318 | 0 | 11.3668 | 7.5869 | 11.3668 | 7.5869
234084-Refrigeration -Cooler/Freezer Door Gaskets - Solid Doors: Cooler | 0.16845 | 0.14087 | 0.14531 | 1271.328 | 5085.312 | 0 | 0 | 0.09608 | 0 | 0.09608 | 0 | 0.091275 | 0 | 0.091275 | 0 | 11.1416 | 7.3923 | 11.1416 | 7.3923
234083-Refrigeration -Cooler/Freezer Door Gaskets - Glass Doors | 2.9689 | 2.4829 | 2.5611 | 22407.156 | 89628.624 | 0 | 0 | 0.096104 | 0 | 0.096104 | 0 | 0.091374 | 0 | 0.091374 | 0 | 11.1689 | 7.444 | 11.1689 | 7.444
234312-Lighting-Screw in 14-26 Watt Lamp - Tr1 | 0 | 0 | 0.99982 | 4978.8117 | 12297.665 | -67.2418 | -166.0873 | 0 | 2.7417 | 0 | 2.7417 | 0 | 2.9173 | 0 | 2.9173 | -0.42547 | -0.38987 | -0.42547 | -0.38987
234330-Premium T8 with T12 40 Watt Baseline - Tr1 | 0.32864 | 0.21191 | 0.34477 | 1659.5526 | 24893.2896 | 0 | 0 | 0.091878 | 0 | 0.091878 | 0 | 0.111 | 0 | 0.111 | 0 | 3.215 | 5.965 | 3.215 | 5.965
234369-Lighting-Occpncy Snsr-Wll/Cl Mnt Lght Snsr<500-Tr1 | 0.11112 | 0.071651 | 0 | 561.12 | 4488.96 | 0 | 0 | 0.053398 | 0 | 0.053398 | 0 | 0.10488 | 0 | 0.10488 | 0 | 1.7406 | 6.0857 | 1.7406 | 6.0857
234285-Lighting-Occpncy Snsr-Hi-Bay integrated Snsr-Tr1 | 7.9128 | 5.1024 | 7.7501 | 39957.9417 | 319663.5335 | 0 | 0 | 0.10991 | 0 | 0.10991 | 0 | 0.1181 | 0 | 0.1181 | 0 | 8.051 | 16.9575 | 8.051 | 16.9575
234332-Premium T8 with T12 40 Watt Baseline - Tr3 | 1.2517 | 0.80714 | 2.3666 | 6320.9004 | 94813.5056 | 0 | 0 | 0.094949 | 0 | 0.094949 | 0 | 0.11201 | 0 | 0.11201 | 0 | 3.3735 | 5.8835 | 3.3735 | 5.8835
234305-Lighting-Remove 4 Ft Lamp (De-Lamp) - Tr3 | 1.1877 | 0.76583 | 2.3136 | 5997.4318 | 89961.4774 | 0 | 0 | 0.10872 | 0 | 0.10872 | 0 | 0.12523 | 0 | 0.12523 | 0 | 5.1454 | 13.882 | 5.1454 | 13.882
234308-Lighting-Remove 8 Ft Lamp (De-Lamp) - Tr3 | 1.4836 | 0.92016 | 3.391 | 8013.7427 | 120206.141 | 0 | 0 | 0.11246 | 0 | 0.11246 | 0 | 0.12255 | 0 | 0.12255 | 0 | 6.746 | 13.9276 | 6.746 | 13.9276
234362-Lighting-IntrHiByLnrFlscntFxtr244wrplc400w(TrI)Tr3 | 0.33301 | 0.21473 | 0.73152 | 1681.641 | 25224.6155 | 0 | 0 | 0.048182 | 0 | 0.048182 | 0 | 0.10885 | 0 | 0.10885 | 0 | 1.5553 | 5.1703 | 1.5553 | 5.1703
234287-Lighting-Occpncy Snsr-Hi-Bay integrated Snsr-Tr3 | 1.3815 | 0.89082 | 1.6511 | 6976.2 | 55809.6 | 0 | 0 | 0.1037 | 0 | 0.1037 | 0 | 0.11603 | 0 | 0.11603 | 0 | 5.4153 | 11.4018 | 5.4153 | 11.4018
234286-Lighting-Occpncy Snsr-Hi-Bay integrated Snsr-Tr2 | 13.9689 | 9.0075 | 22.2088 | 70540.0526 | 564320.4209 | 0 | 0 | 0.10115 | 0 | 0.10115 | 0 | 0.11483 | 0 | 0.11483 | 0 | 4.8852 | 10.2937 | 4.8852 | 10.2937
234332-Premium T8 with T12 40 Watt Baseline - Tr3 | 0.26026 | 0.16782 | 0.49206 | 1314.2466 | 19713.6992 | 0 | 0 | 0.094949 | 0 | 0.094949 | 0 | 0.11201 | 0 | 0.11201 | 0 | 3.3735 | 5.8835 | 3.3735 | 5.8835
234126-Refrigeration - Efficient Evap Fan Motor Electronically Commutated Motor (ECM) | 0.075552 | 0.063183 | 0.07764 | 570.2081 | 8553.1215 | -0.56489 | -8.4733 | 0.050018 | 0.96773 | 0.050018 | 0.96773 | -0.085874 | 0.96773 | -0.085874 | 0.96773 | 1.7274 | 0.57296 | 1.7274 | 0.57296
234126-Refrigeration - Efficient Evap Fan Motor Electronically Commutated Motor (ECM) | 0.086345 | 0.072209 | 0.088732 | 651.6664 | 9774.996 | -0.64558 | -9.6838 | 0.050018 | 0.96773 | 0.050018 | 0.96773 | -0.085874 | 0.96773 | -0.085874 | 0.96773 | 1.7274 | 0.57296 | 1.7274 | 0.57296
234126-Refrigeration - Efficient Evap Fan Motor Electronically Commutated Motor (ECM) | 0.064759 | 0.054157 | 0.066549 | 488.7498 | 7331.247 | -0.48419 | -7.2628 | 0.050018 | 0.96773 | 0.050018 | 0.96773 | -0.085874 | 0.96773 | -0.085874 | 0.96773 | 1.7274 | 0.57296 | 1.7274 | 0.57296
234330-Premium T8 with T12 40 Watt Baseline - Tr1 | 1.1033 | 0.71143 | 1.1574 | 5571.3553 | 83570.3295 | 0 | 0 | 0.093473 | 0 | 0.093473 | 0 | 0.1126 | 0 | 0.1126 | 0 | 3.2535 | 6.0363 | 3.2535 | 6.0363
234303-Lighting-Remove 4 Ft Lamp (De-Lamp) - Tr1 | 0 | 0 | 1.0351 | 5384.6389 | 80769.5829 | -100.7285 | -1510.9274 | 0 | 1.8717 | 0 | 1.8717 | 0 | 2.0492 | 0 | 2.0492 | -1.5179 | -1.2253 | -1.5179 | -1.2253
234285-Lighting-Occpncy Snsr-Hi-Bay integrated Snsr-Tr1 | 2.0823 | 1.3427 | 2.0395 | 10515.2478 | 84121.9825 | 0 | 0 | 0.1116 | 0 | 0.1116 | 0 | 0.11979 | 0 | 0.11979 | 0 | 8.1595 | 17.186 | 8.1595 | 17.186
234331-Premium T8 with T12 40 Watt Baseline - Tr2 | 0.5222 | 0.33673 | 0.77811 | 2637.019 | 39555.2848 | 0 | 0 | 0.077055 | 0 | 0.077055 | 0 | 0.11083 | 0 | 0.11083 | 0 | 2.3309 | 5.5951 | 2.3309 | 5.5951
234304-Lighting-Remove 4 Ft Lamp (De-Lamp) - Tr2 | 0 | 0 | 1.1829 | 6153.873 | 92308.0947 | -115.1183 | -1726.7742 | 0 | 0.69035 | 0 | 0.69035 | 0 | 0.69063 | 0 | 0.69063 | 0 | 0 | 0 | 0
234330-Premium T8 with T12 40 Watt Baseline - Tr1 | 0.34037 | 0.21948 | 0.35708 | 1718.8224 | 25782.3357 | 0 | 0 | 0.093473 | 0 | 0.093473 | 0 | 0.1126 | 0 | 0.1126 | 0 | 3.2535 | 6.0363 | 3.2535 | 6.0363
234207-Lighting-8 Ft T-8 with Elec Ballast-Tr1 | 0.16748 | 0.10799 | 0.18247 | 845.7244 | 12685.8655 | 0 | 0 | 0.034036 | 0 | 0.034036 | 0 | 0.067057 | 0 | 0.067057 | 0 | 1.3373 | 1.9877 | 1.3373 | 1.9877
234306-Lighting-Remove 8 Ft Lamp (De-Lamp) - Tr1 | 1.2367 | 0.76703 | 1.4167 | 6680.1096 | 100201.6445 | 0 | 0 | 0.121 | 0 | 0.121 | 0 | 0.12129 | 0 | 0.12129 | 0 | 11.9671 | 12.2885 | 11.9671 | 12.2885
234312-Lighting-Screw in 14-26 Watt Lamp - Tr1 | 0 | 0 | 0.34036 | 1694.9146 | 4186.4392 | -22.8908 | -56.5404 | 0 | 2.7433 | 0 | 2.7433 | 0 | 2.9189 | 0 | 2.9189 | -0.4263 | -0.39063 | -0.4263 | -0.39063
234330-Premium T8 with T12 40 Watt Baseline - Tr1 | 4.4601 | 2.876 | 4.679 | 22522.5002 | 337837.5024 | 0 | 0 | 0.093473 | 0 | 0.093473 | 0 | 0.1126 | 0 | 0.1126 | 0 | 3.2535 | 6.0363 | 3.2535 | 6.0363
234303-Lighting-Remove 4 Ft Lamp (De-Lamp) - Tr1 | 0 | 0 | 1.9962 | 10384.6607 | 155769.9098 | -194.2621 | -2913.9314 | 0 | 1.8717 | 0 | 1.8717 | 0 | 2.0492 | 0 | 2.0492 | -1.5179 | -1.2253 | -1.5179 | -1.2253
234285-Lighting-Occpncy Snsr-Hi-Bay integrated Snsr-Tr1 | 14.9926 | 9.6677 | 14.6844 | 75709.7843 | 605678.274 | 0 | 0 | 0.1116 | 0 | 0.1116 | 0 | 0.11979 | 0 | 0.11979 | 0 | 8.1595 | 17.186 | 8.1595 | 17.186
234049-Lighting-LED Exit Sign New Sign | 0.10226 | 0.1016 | 0 | 895.8432 | 14333.4904 | 0 | 0 | 0.094675 | 0 | 0.094675 | 0 | 0.10073 | 0 | 0.10073 | 0 | 5.2718 | 7.2526 | 5.2718 | 7.2526
234332-Premium T8 with T12 40 Watt Baseline - Tr3 | 0.32222 | 0.20778 | 0.60922 | 1627.1625 | 24407.4371 | 0 | 0 | 0.094949 | 0 | 0.094949 | 0 | 0.11201 | 0 | 0.11201 | 0 | 3.3735 | 5.8835 | 3.3735 | 5.8835
234305-Lighting-Remove 4 Ft Lamp (De-Lamp) - Tr3 | 0.93573 | 0.60338 | 1.8228 | 4725.2493 | 70878.7398 | 0 | 0 | 0.10872 | 0 | 0.10872 | 0 | 0.12523 | 0 | 0.12523 | 0 | 5.1454 | 13.882 | 5.1454 | 13.882
234314-Lighting-Screw in 14-26 Watt Lamp - Tr3 | 0.021944 | 0.013721 | 0.051538 | 113.4859 | 522.0349 | 0 | 0 | 0.093872 | 0 | 0.093872 | 0 | 0.10665 | 0 | 0.10665 | 0 | 4.3288 | 7.9165 | 4.3288 | 7.9165
234332-Premium T8 with T12 40 Watt Baseline - Tr3 | 0.29744 | 0.1918 | 0.56235 | 1501.9961 | 22529.9419 | 0 | 0 | 0.094949 | 0 | 0.094949 | 0 | 0.11201 | 0 | 0.11201 | 0 | 3.3735 | 5.8835 | 3.3735 | 5.8835
234362-Lighting-IntrHiByLnrFlscntFxtr244wrplc400w(TrI)Tr3 | 0.73263 | 0.47242 | 1.6093 | 3699.6103 | 55494.154 | 0 | 0 | 0.048182 | 0 | 0.048182 | 0 | 0.10885 | 0 | 0.10885 | 0 | 1.5553 | 5.1703 | 1.5553 | 5.1703
234287-Lighting-Occpncy Snsr-Hi-Bay integrated Snsr-Tr3 | 5.8022 | 3.7414 | 6.9346 | 29300.04 | 234400.32 | 0 | 0 | 0.1037 | 0 | 0.1037 | 0 | 0.11603 | 0 | 0.11603 | 0 | 5.4153 | 11.4018 | 5.4153 | 11.4018
234330-Premium T8 with T12 40 Watt Baseline - Tr1 | 0.6338 | 0.40869 | 0.66491 | 3200.5658 | 48008.4872 | 0 | 0 | 0.093473 | 0 | 0.093473 | 0 | 0.1126 | 0 | 0.1126 | 0 | 3.2535 | 6.0363 | 3.2535 | 6.0363
234286-Lighting-Occpncy Snsr-Hi-Bay integrated Snsr-Tr2 | 21.9511 | 14.1547 | 34.8996 | 110848.6541 | 886789.2328 | 0 | 0 | 0.10115 | 0 | 0.10115 | 0 | 0.11483 | 0 | 0.11483 | 0 | 4.8852 | 10.2937 | 4.8852 | 10.2937
234312-Lighting-Screw in 14-26 Watt Lamp - Tr1 | 0 | 0 | 0.063818 | 317.7965 | 784.9573 | -4.292 | -10.6013 | 0 | 2.7433 | 0 | 2.7433 | 0 | 2.9189 | 0 | 2.9189 | -0.4263 | -0.39063 | -0.4263 | -0.39063
234330-Premium T8 with T12 40 Watt Baseline - Tr1 | 0.093896 | 0.060547 | 0.098505 | 474.1579 | 7112.3685 | 0 | 0 | 0.093473 | 0 | 0.093473 | 0 | 0.1126 | 0 | 0.1126 | 0 | 3.2535 | 6.0363 | 3.2535 | 6.0363
234312-Lighting-Screw in 14-26 Watt Lamp - Tr1 | 0 | 0 | 0.063818 | 317.7965 | 784.9573 | -4.292 | -10.6013 | 0 | 2.7433 | 0 | 2.7433 | 0 | 2.9189 | 0 | 2.9189 | -0.4263 | -0.39063 | -0.4263 | -0.39063
234330-Premium T8 with T12 40 Watt Baseline - Tr1 | 0.49296 | 0.31787 | 0.51715 | 2489.329 | 37339.9345 | 0 | 0 | 0.093473 | 0 | 0.093473 | 0 | 0.1126 | 0 | 0.1126 | 0 | 3.2535 | 6.0363 | 3.2535 | 6.0363
234303-Lighting-Remove 4 Ft Lamp (De-Lamp) - Tr1 | 0 | 0 | 0.4436 | 2307.7024 | 34615.5355 | -43.1694 | -647.5403 | 0 | 1.8717 | 0 | 1.8717 | 0 | 2.0492 | 0 | 2.0492 | -1.5179 | -1.2253 | -1.5179 | -1.2253
234332-Premium T8 with T12 40 Watt Baseline - Tr3 | 0.63205 | 0.40756 | 1.195 | 3191.7418 | 47876.1266 | 0 | 0 | 0.094949 | 0 | 0.094949 | 0 | 0.11201 | 0 | 0.11201 | 0 | 3.3735 | 5.8835 | 3.3735 | 5.8835
234305-Lighting-Remove 4 Ft Lamp (De-Lamp) - Tr3 | 0.82776 | 0.53376 | 1.6125 | 4180.0282 | 62700.4236 | 0 | 0 | 0.10872 | 0 | 0.10872 | 0 | 0.12523 | 0 | 0.12523 | 0 | 5.1454 | 13.882 | 5.1454 | 13.882
234287-Lighting-Occpncy Snsr-Hi-Bay integrated Snsr-Tr3 | 3.8681 | 2.4943 | 4.6231 | 19533.36 | 156266.88 | 0 | 0 | 0.1037 | 0 | 0.1037 | 0 | 0.11603 | 0 | 0.11603 | 0 | 5.4153 | 11.4018 | 5.4153 | 11.4018
234203-Lighting-2 Ft 2nd Gen T-8 with Elec Ballast-Tr3 | 0.26032 | 0.16786 | 0.48507 | 1314.5683 | 19718.5247 | 0 | 0 | 0.034793 | 0 | 0.034793 | 0 | 0.10496 | 0 | 0.10496 | 0 | 1.3474 | 4.5002 | 1.3474 | 4.5002
234315-Lighting-Screw in 14-26 Watt Reflector Lamp-Tr1 | 0 | 0 | 6.4244 | 31991.5138 | 79019.039 | -432.0645 | -1067.1994 | 0 | 4.3024 | 0 | 4.3024 | 0 | 2.926 | 0 | 2.926 | -0.29377 | -0.50123 | -0.29377 | -0.50123
234285-Lighting-Occpncy Snsr-Hi-Bay integrated Snsr-Tr1 | 22.489 | 14.5015 | 22.0266 | 113564.6764 | 908517.411 | 0 | 0 | 0.1116 | 0 | 0.1116 | 0 | 0.11979 | 0 | 0.11979 | 0 | 8.1595 | 17.186 | 8.1595 | 17.186
234330-Premium T8 with T12 40 Watt Baseline - Tr1 | 0.61033 | 0.39355 | 0.64029 | 3082.0263 | 46230.3951 | 0 | 0 | 0.093473 | 0 | 0.093473 | 0 | 0.1126 | 0 | 0.1126 | 0 | 3.2535 | 6.0363 | 3.2535 | 6.0363
234360-Lighting-IntrHiByLnrFlscntFxtr244wrplc400w(TrI)Tr1 | 0 | 0 | 0.17036 | 0 | 0 | -5.4098 | -81.1463 | 0 | 6.1863 | 0 | 6.1863 | 0 | 4.1901 | 0 | 4.1901 | -0.22308 | -0.36852 | -0.22308 | -0.36852
234285-Lighting-Occpncy Snsr-Hi-Bay integrated Snsr-Tr1 | 5.8305 | 3.7596 | 5.7106 | 29442.6939 | 235541.551 | 0 | 0 | 0.1116 | 0 | 0.1116 | 0 | 0.11979 | 0 | 0.11979 | 0 | 8.1595 | 17.186 | 8.1595 | 17.186
234331-Premium T8 with T12 40 Watt Baseline - Tr2 | 1.6319 | 1.0523 | 2.4316 | 8240.6843 | 123610.265 | 0 | 0 | 0.077055 | 0 | 0.077055 | 0 | 0.11083 | 0 | 0.11083 | 0 | 2.3309 | 5.5951 | 2.3309 | 5.5951
234286-Lighting-Occpncy Snsr-Hi-Bay integrated Snsr-Tr2 | 12.9711 | 8.3641 | 20.6225 | 65501.4774 | 524011.8194 | 0 | 0 | 0.10115 | 0 | 0.10115 | 0 | 0.11483 | 0 | 0.11483 | 0 | 4.8852 | 10.2937 | 4.8852 | 10.2937
234049-Lighting-LED Exit Sign New Sign | 0.034087 | 0.033866 | 0 | 298.6144 | 4777.8301 | 0 | 0 | 0.094675 | 0 | 0.094675 | 0 | 0.10073 | 0 | 0.10073 | 0 | 5.2718 | 7.2526 | 5.2718 | 7.2526
234312-Lighting-Screw in 14-26 Watt Lamp - Tr1 | 0 | 0 | 0.021273 | 105.9322 | 261.6524 | -1.4307 | -3.5338 | 0 | 2.7433 | 0 | 2.7433 | 0 | 2.9189 | 0 | 2.9189 | -0.4263 | -0.39063 | -0.4263 | -0.39063
234330-Premium T8 with T12 40 Watt Baseline - Tr1 | 0.46948 | 0.30273 | 0.49253 | 2370.7895 | 35561.8424 | 0 | 0 | 0.093473 | 0 | 0.093473 | 0 | 0.1126 | 0 | 0.1126 | 0 | 3.2535 | 6.0363 | 3.2535 | 6.0363
234330-Premium T8 with T12 40 Watt Baseline - Tr1 | 0.28169 | 0.18164 | 0.29552 | 1422.4737 | 21337.1054 | 0 | 0 | 0.093473 | 0 | 0.093473 | 0 | 0.1126 | 0 | 0.1126 | 0 | 3.2535 | 6.0363 | 3.2535 | 6.0363
234285-Lighting-Occpncy Snsr-Hi-Bay integrated Snsr-Tr1 | 2.4988 | 1.6113 | 2.4474 | 12618.2974 | 100946.379 | 0 | 0 | 0.1116 | 0 | 0.1116 | 0 | 0.11979 | 0 | 0.11979 | 0 | 8.1595 | 17.186 | 8.1595 | 17.186
234049-Lighting-LED Exit Sign New Sign | 0.10226 | 0.1016 | 0 | 895.8432 | 14333.4904 | 0 | 0 | 0.094675 | 0 | 0.094675 | 0 | 0.10073 | 0 | 0.10073 | 0 | 5.2718 | 7.2526 | 5.2718 | 7.2526
234285-Lighting-Occpncy Snsr-Hi-Bay integrated Snsr-Tr1 | 7.9128 | 5.1024 | 7.7501 | 39957.9417 | 319663.5335 | 0 | 0 | 0.10991 | 0 | 0.10991 | 0 | 0.1181 | 0 | 0.1181 | 0 | 8.051 | 16.9575 | 8.051 | 16.9575
234285-Lighting-Occpncy Snsr-Hi-Bay integrated Snsr-Tr1 | 23.7383 | 15.3071 | 23.2503 | 119873.8251 | 958990.6005 | 0 | 0 | 0.10991 | 0 | 0.10991 | 0 | 0.1181 | 0 | 0.1181 | 0 | 8.051 | 16.9575 | 8.051 | 16.9575
234330-Premium T8 with T12 40 Watt Baseline - Tr1 | 0.046948 | 0.030273 | 0.049253 | 237.0789 | 3556.1842 | 0 | 0 | 0.091878 | 0 | 0.091878 | 0 | 0.111 | 0 | 0.111 | 0 | 3.215 | 5.965 | 3.215 | 5.965
234360-Lighting-IntrHiByLnrFlscntFxtr244wrplc400w(TrI)Tr1 | 0 | 0 | 0.85179 | 0 | 0 | -27.0488 | -405.7317 | 0 | 6.1844 | 0 | 6.1844 | 0 | 4.1881 | 0 | 4.1881 | -0.22269 | -0.36788 | -0.22269 | -0.36788
234285-Lighting-Occpncy Snsr-Hi-Bay integrated Snsr-Tr1 | 4.9975 | 3.2226 | 4.8948 | 25236.5948 | 201892.758 | 0 | 0 | 0.10991 | 0 | 0.10991 | 0 | 0.1181 | 0 | 0.1181 | 0 | 8.051 | 16.9575 | 8.051 | 16.9575
234217-Lighting-Hrdwr Incan Base 27-65w Flrscnt Fxtr -Tr2 | 2.3482 | 1.5142 | 3.0503 | 11858.0682 | 177871.0228 | 0 | 0 | 0.12172 | 0 | 0.12172 | 0 | 0.1222 | 0 | 0.1222 | 0 | 10.1965 | 10.5821 | 10.1965 | 10.5821
234331-Premium T8 with T12 40 Watt Baseline - Tr2 | 1.738 | 1.1207 | 2.5897 | 8776.3288 | 131644.9322 | 0 | 0 | 0.077055 | 0 | 0.077055 | 0 | 0.11083 | 0 | 0.11083 | 0 | 2.3309 | 5.5951 | 2.3309 | 5.5951
234049-Lighting-LED Exit Sign New Sign | 0.68174 | 0.67731 | 0 | 5972.2877 | 95556.6029 | 0 | 0 | 0.094675 | 0 | 0.094675 | 0 | 0.10073 | 0 | 0.10073 | 0 | 5.2718 | 7.2526 | 5.2718 | 7.2526
234285-Lighting-Occpncy Snsr-Hi-Bay integrated Snsr-Tr1 | 22.489 | 14.5015 | 22.0266 | 113564.6764 | 908517.411 | 0 | 0 | 0.1116 | 0 | 0.1116 | 0 | 0.11979 | 0 | 0.11979 | 0 | 8.1595 | 17.186 | 8.1595 | 17.186
234332-Premium T8 with T12 40 Watt Baseline - Tr3 | 0.44616 | 0.28769 | 0.84353 | 2252.9942 | 33794.9129 | 0 | 0 | 0.094949 | 0 | 0.094949 | 0 | 0.11201 | 0 | 0.11201 | 0 | 3.3735 | 5.8835 | 3.3735 | 5.8835
234287-Lighting-Occpncy Snsr-Hi-Bay integrated Snsr-Tr3 | 4.9733 | 3.2069 | 5.944 | 25114.32 | 200914.56 | 0 | 0 | 0.1037 | 0 | 0.1037 | 0 | 0.11603 | 0 | 0.11603 | 0 | 5.4153 | 11.4018 | 5.4153 | 11.4018
234285-Lighting-Occpncy Snsr-Hi-Bay integrated Snsr-Tr1 | 11.6609 | 7.5193 | 11.4212 | 58885.3878 | 471083.102 | 0 | 0 | 0.10991 | 0 | 0.10991 | 0 | 0.1181 | 0 | 0.1181 | 0 | 8.051 | 16.9575 | 8.051 | 16.9575
234332-Premium T8 with T12 40 Watt Baseline - Tr3 | 0.44616 | 0.28769 | 0.84353 | 2252.9942 | 33794.9129 | 0 | 0 | 0.094949 | 0 | 0.094949 | 0 | 0.11201 | 0 | 0.11201 | 0 | 3.3735 | 5.8835 | 3.3735 | 5.8835
234287-Lighting-Occpncy Snsr-Hi-Bay integrated Snsr-Tr3 | 4.9733 | 3.2069 | 5.944 | 25114.32 | 200914.56 | 0 | 0 | 0.1037 | 0 | 0.1037 | 0 | 0.11603 | 0 | 0.11603 | 0 | 5.4153 | 11.4018 | 5.4153 | 11.4018
234330-Premium T8 with T12 40 Watt Baseline - Tr1 | 0.89202 | 0.5752 | 0.9358 | 4504.5 | 67567.5005 | 0 | 0 | 0.093473 | 0 | 0.093473 | 0 | 0.1126 | 0 | 0.1126 | 0 | 3.2535 | 6.0363 | 3.2535 | 6.0363
234303-Lighting-Remove 4 Ft Lamp (De-Lamp) - Tr1 | 0 | 0 | 0.1109 | 576.9256 | 8653.8839 | -10.7923 | -161.8851 | 0 | 1.8717 | 0 | 1.8717 | 0 | 2.0492 | 0 | 2.0492 | -1.5179 | -1.2253 | -1.5179 | -1.2253
234285-Lighting-Occpncy Snsr-Hi-Bay integrated Snsr-Tr1 | 5.8305 | 3.7596 | 5.7106 | 29442.6939 | 235541.551 | 0 | 0 | 0.1116 | 0 | 0.1116 | 0 | 0.11979 | 0 | 0.11979 | 0 | 8.1595 | 17.186 | 8.1595 | 17.186
234202-Lighting-2 Ft 2nd Gen T-8 with Elec Ballast-Tr2 | 0.019485 | 0.012564 | 0.03155 | 98.3934 | 1475.9008 | 0 | 0 | 0.054755 | 0 | 0.054755 | 0 | 0.10465 | 0 | 0.10465 | 0 | 1.6828 | 4.4537 | 1.6828 | 4.4537
234331-Premium T8 with T12 40 Watt Baseline - Tr2 | 5.0752 | 3.2726 | 7.5623 | 25628.5283 | 384427.9241 | 0 | 0 | 0.077585 | 0 | 0.077585 | 0 | 0.11324 | 0 | 0.11324 | 0 | 2.3525 | 6.2168 | 2.3525 | 6.2168
234304-Lighting-Remove 4 Ft Lamp (De-Lamp) - Tr2 | 0 | 0 | 0.64691 | 3365.3993 | 50480.9893 | -62.9553 | -944.3296 | 0 | 0.67446 | 0 | 0.67446 | 0 | 0.62156 | 0 | 0.62156 | 0 | 0 | 0 | 0
234361-Lighting-IntrHiByLnrFlscntFxtr244wrplc400w(TrI)Tr2 | 0 | 0 | 0 | 0 | 0 | 0 | 0 | 0 | 0 | 0 | 0 | 0 | 0 | 0 | 0 | 0 | 0 | 0 | 0
234330-Premium T8 with T12 40 Watt Baseline - Tr1 | 0.42253 | 0.27246 | 0.44327 | 2133.7105 | 32005.6581 | 0 | 0 | 0.093473 | 0 | 0.093473 | 0 | 0.1126 | 0 | 0.1126 | 0 | 3.2535 | 6.0363 | 3.2535 | 6.0363
234306-Lighting-Remove 8 Ft Lamp (De-Lamp) - Tr1 | 0.2854 | 0.17701 | 0.32692 | 1541.5638 | 23123.4564 | 0 | 0 | 0.121 | 0 | 0.121 | 0 | 0.12129 | 0 | 0.12129 | 0 | 11.9671 | 12.2885 | 11.9671 | 12.2885
234285-Lighting-Occpncy Snsr-Hi-Bay integrated Snsr-Tr1 | 8.3292 | 5.3709 | 8.158 | 42060.9913 | 336487.93 | 0 | 0 | 0.1116 | 0 | 0.1116 | 0 | 0.11979 | 0 | 0.11979 | 0 | 8.1595 | 17.186 | 8.1595 | 17.186
234315-Lighting-Screw in 14-26 Watt Reflector Lamp-Tr1 | 0 | 0 | 0.042546 | 211.8643 | 523.3049 | -2.8614 | -7.0675 | 0 | 4.3024 | 0 | 4.3024 | 0 | 2.926 | 0 | 2.926 | -0.29377 | -0.50123 | -0.29377 | -0.50123
234294-Lighting-Occupancy Sensor-Wallbox Lghtng Snsr-Tr1 | 0.033242 | 0.020617 | 0.14799 | 179.5576 | 1436.4605 | 0 | 0 | 0.086393 | 0 | 0.086393 | 0 | 0.088118 | 0 | 0.088118 | 0 | 3.2717 | 3.4271 | 3.2717 | 3.4271
234285-Lighting-Occpncy Snsr-Hi-Bay integrated Snsr-Tr1 | 8.7457 | 5.6395 | 8.5659 | 44164.0408 | 353312.3265 | 0 | 0 | 0.1116 | 0 | 0.1116 | 0 | 0.11979 | 0 | 0.11979 | 0 | 8.1595 | 17.186 | 8.1595 | 17.186
234049-Lighting-LED Exit Sign New Sign | 0.034087 | 0.033866 | 0 | 298.6144 | 4777.8301 | 0 | 0 | 0.094675 | 0 | 0.094675 | 0 | 0.10073 | 0 | 0.10073 | 0 | 5.2718 | 7.2526 | 5.2718 | 7.2526
234330-Premium T8 with T12 40 Watt Baseline - Tr1 | 0.18779 | 0.12109 | 0.19701 | 948.3158 | 14224.7369 | 0 | 0 | 0.091878 | 0 | 0.091878 | 0 | 0.111 | 0 | 0.111 | 0 | 3.215 | 5.965 | 3.215 | 5.965
234285-Lighting-Occpncy Snsr-Hi-Bay integrated Snsr-Tr1 | 14.9926 | 9.6677 | 14.6844 | 75709.7843 | 605678.274 | 0 | 0 | 0.10991 | 0 | 0.10991 | 0 | 0.1181 | 0 | 0.1181 | 0 | 8.051 | 16.9575 | 8.051 | 16.9575
234312-Lighting-Screw in 14-26 Watt Lamp - Tr1 | 0 | 0 | 0 | 0 | 0 | 0 | 0 | 0 | 0 | 0 | 0 | 0 | 0 | 0 | 0 | 0 | 0 | 0 | 0
234315-Lighting-Screw in 14-26 Watt Reflector Lamp-Tr1 | 0 | 0 | 0.31909 | 1588.9825 | 3924.7867 | -21.4602 | -53.0066 | 0 | 4.4304 | 0 | 4.4304 | 0 | 3.0539 | 0 | 3.0539 | -0.33225 | -0.56688 | -0.33225 | -0.56688
234330-Premium T8 with T12 40 Watt Baseline - Tr1 | 0.24648 | 0.15894 | 0.25858 | 1244.6645 | 18669.9672 | 0 | 0 | 0.091878 | 0 | 0.091878 | 0 | 0.111 | 0 | 0.111 | 0 | 3.215 | 5.965 | 3.215 | 5.965
234294-Lighting-Occupancy Sensor-Wallbox Lghtng Snsr-Tr1 | 0.033242 | 0.020617 | 0.14799 | 179.5576 | 1436.4605 | 0 | 0 | 0.08477 | 0 | 0.08477 | 0 | 0.086495 | 0 | 0.086495 | 0 | 3.229 | 3.3824 | 3.229 | 3.3824
234049-Lighting-LED Exit Sign New Sign | 0.068174 | 0.067731 | 0 | 597.2288 | 9555.6603 | 0 | 0 | 0.093414 | 0 | 0.093414 | 0 | 0.099467 | 0 | 0.099467 | 0 | 5.2149 | 7.1743 | 5.2149 | 7.1743
234330-Premium T8 with T12 40 Watt Baseline - Tr1 | 0.98591 | 0.63574 | 1.0343 | 4978.6579 | 74679.8689 | 0 | 0 | 0.091878 | 0 | 0.091878 | 0 | 0.111 | 0 | 0.111 | 0 | 3.215 | 5.965 | 3.215 | 5.965
234303-Lighting-Remove 4 Ft Lamp (De-Lamp) - Tr1 | 0 | 0 | 0.70236 | 3653.8621 | 54807.9312 | -68.3515 | -1025.2722 | 0 | 1.8697 | 0 | 1.8697 | 0 | 2.0472 | 0 | 2.0472 | -1.5153 | -1.2232 | -1.5153 | -1.2232
234049-Lighting-LED Exit Sign New Sign | 0.10226 | 0.1016 | 0 | 895.8432 | 14333.4904 | 0 | 0 | 0.093414 | 0 | 0.093414 | 0 | 0.099467 | 0 | 0.099467 | 0 | 5.2149 | 7.1743 | 5.2149 | 7.1743
234285-Lighting-Occpncy Snsr-Hi-Bay integrated Snsr-Tr1 | 0 | 0 | 0 | 0 | 0 | 0 | 0 | 0 | 0 | 0 | 0 | 0 | 0 | 0 | 0 | 0 | 0 | 0 | 0
234312-Lighting-Screw in 14-26 Watt Lamp - Tr1 | 0 | 0 | 15.9546 | 79449.1236 | 196239.3352 | -1073.0079 | -2650.3296 | 0 | 2.7433 | 0 | 2.7433 | 0 | 2.9189 | 0 | 2.9189 | -0.4263 | -0.39063 | -0.4263 | -0.39063
234330-Premium T8 with T12 40 Watt Baseline - Tr1 | 7.2066 | 4.647 | 7.5603 | 36391.6187 | 545874.2801 | 0 | 0 | 0.093473 | 0 | 0.093473 | 0 | 0.1126 | 0 | 0.1126 | 0 | 3.2535 | 6.0363 | 3.2535 | 6.0363
234140-Low Flow Showerhead | 0.74216 | 0.67669 | 1.2478 | 5671.8692 | 56718.6917 | 653.072 | 6530.72 | 0.057436 | 0.45522 | 0.057436 | 0.45522 | 0.08013 | 0.63508 | 0.08013 | 0.63508 | 1.9764 | 3.2179 | 1.9764 | 3.2179
234330-Premium T8 with T12 40 Watt Baseline - Tr1 | 0.093896 | 0.060547 | 0.098505 | 474.1579 | 7112.3685 | 0 | 0 | 0.093473 | 0 | 0.093473 | 0 | 0.1126 | 0 | 0.1126 | 0 | 3.2535 | 6.0363 | 3.2535 | 6.0363
234203-Lighting-2 Ft 2nd Gen T-8 with Elec Ballast-Tr3 | 0.015313 | 0.0098742 | 0.028534 | 77.3275 | 1159.9132 | 0 | 0 | 0.034793 | 0 | 0.034793 | 0 | 0.10496 | 0 | 0.10496 | 0 | 1.3474 | 4.5002 | 1.3474 | 4.5002
234332-Premium T8 with T12 40 Watt Baseline - Tr3 | 0.68163 | 0.43953 | 1.2887 | 3442.0745 | 51631.1169 | 0 | 0 | 0.094949 | 0 | 0.094949 | 0 | 0.11201 | 0 | 0.11201 | 0 | 3.3735 | 5.8835 | 3.3735 | 5.8835
234305-Lighting-Remove 4 Ft Lamp (De-Lamp) - Tr3 | 1.9075 | 1.23 | 3.7158 | 9632.239 | 144483.5849 | 0 | 0 | 0.10872 | 0 | 0.10872 | 0 | 0.12523 | 0 | 0.12523 | 0 | 5.1454 | 13.882 | 5.1454 | 13.882
234296-Lighting-Occupancy Sensor-Wallbox Lghtng Snsr-Tr3 | 0.035557 | 0.022928 | 0.14799 | 179.5576 | 1436.4605 | 0 | 0 | 0.095447 | 0 | 0.095447 | 0 | 0.1079 | 0 | 0.1079 | 0 | 4.007 | 6.5944 | 4.007 | 6.5944
234049-Lighting-LED Exit Sign New Sign | 0.10226 | 0.1016 | 0 | 895.8432 | 14333.4904 | 0 | 0 | 0.094675 | 0 | 0.094675 | 0 | 0.10073 | 0 | 0.10073 | 0 | 5.2718 | 7.2526 | 5.2718 | 7.2526
234126-Refrigeration - Efficient Evap Fan Motor Electronically Commutated Motor (ECM) | 0.32379 | 0.27079 | 0.33274 | 2443.749 | 36656.235 | -2.4209 | -36.3141 | 0.05134 | 0.97721 | 0.05134 | 0.97721 | -0.084552 | 0.97721 | -0.084552 | 0.97721 | 1.7469 | 0.57941 | 1.7469 | 0.57941
234126-Refrigeration - Efficient Evap Fan Motor Electronically Commutated Motor (ECM) | 0.021586 | 0.018052 | 0.022183 | 162.9166 | 2443.749 | -0.1614 | -2.4209 | 0.05134 | 0.97721 | 0.05134 | 0.97721 | -0.084552 | 0.97721 | -0.084552 | 0.97721 | 1.7469 | 0.57941 | 1.7469 | 0.57941
234084-Refrigeration -Cooler/Freezer Door Gaskets - Solid Doors: Cooler | 1.2318 | 1.0301 | 1.0626 | 9296.586 | 37186.344 | 0 | 0 | 0.096112 | 0 | 0.096112 | 0 | 0.091408 | 0 | 0.091408 | 0 | 11.1791 | 7.4616 | 11.1791 | 7.4616
234312-Lighting-Screw in 14-26 Watt Lamp - Tr1 | 0 | 0 | 0.234 | 1165.2538 | 2878.1769 | -15.7374 | -38.8715 | 0 | 2.7417 | 0 | 2.7417 | 0 | 2.9173 | 0 | 2.9173 | -0.42547 | -0.38987 | -0.42547 | -0.38987
234330-Premium T8 with T12 40 Watt Baseline - Tr1 | 0.68075 | 0.43897 | 0.71416 | 3437.6448 | 51564.6714 | 0 | 0 | 0.091878 | 0 | 0.091878 | 0 | 0.111 | 0 | 0.111 | 0 | 3.215 | 5.965 | 3.215 | 5.965
234303-Lighting-Remove 4 Ft Lamp (De-Lamp) - Tr1 | 0 | 0 | 1.072 | 5576.9474 | 83654.2108 | -104.3259 | -1564.8891 | 0 | 1.8697 | 0 | 1.8697 | 0 | 2.0472 | 0 | 2.0472 | -1.5153 | -1.2232 | -1.5153 | -1.2232
234291-Lighting-Ocpncy Snsr-Wll/Cl Mntd Lght Snsr>=500Tr1 | 0.20826 | 0.13429 | 0.2436 | 1051.68 | 8413.44 | 0 | 0 | 0.064146 | 0 | 0.064146 | 0 | 0.10225 | 0 | 0.10225 | 0 | 2.0456 | 5.3989 | 2.0456 | 5.3989
234049-Lighting-LED Exit Sign New Sign | 0.20452 | 0.20319 | 0 | 1791.6863 | 28666.9809 | 0 | 0 | 0.093414 | 0 | 0.093414 | 0 | 0.099467 | 0 | 0.099467 | 0 | 5.2149 | 7.1743 | 5.2149 | 7.1743
234292-Lighting-Ocpncy Snsr-Wll/Cl Mntd Lght Snsr>=500Tr2 | 9.3517 | 6.0302 | 0 | 47224.296 | 377794.368 | 0 | 0 | 0.1015 | 0 | 0.1015 | 0 | 0.11348 | 0 | 0.11348 | 0 | 5.23 | 10.4406 | 5.23 | 10.4406
234312-Lighting-Screw in 14-26 Watt Lamp - Tr1 | 0 | 0 | 2.2762 | 11334.7416 | 27996.8118 | -153.0825 | -378.1137 | 0 | 2.7417 | 0 | 2.7417 | 0 | 2.9173 | 0 | 2.9173 | -0.42547 | -0.38987 | -0.42547 | -0.38987
234330-Premium T8 with T12 40 Watt Baseline - Tr1 | 1.4084 | 0.9082 | 1.4776 | 7112.3685 | 106685.5271 | 0 | 0 | 0.091878 | 0 | 0.091878 | 0 | 0.111 | 0 | 0.111 | 0 | 3.215 | 5.965 | 3.215 | 5.965
234303-Lighting-Remove 4 Ft Lamp (De-Lamp) - Tr1 | 0 | 0 | 0.88719 | 4615.4047 | 69231.071 | -86.3387 | -1295.0806 | 0 | 1.8697 | 0 | 1.8697 | 0 | 2.0472 | 0 | 2.0472 | -1.5153 | -1.2232 | -1.5153 | -1.2232
234306-Lighting-Remove 8 Ft Lamp (De-Lamp) - Tr1 | 1.7124 | 1.062 | 1.9615 | 9249.3826 | 138740.7385 | 0 | 0 | 0.11948 | 0 | 0.11948 | 0 | 0.11977 | 0 | 0.11977 | 0 | 11.8294 | 12.147 | 11.8294 | 12.147
234291-Lighting-Ocpncy Snsr-Wll/Cl Mntd Lght Snsr>=500Tr1 | 3.6446 | 2.3501 | 4.263 | 18404.4 | 147235.2 | 0 | 0 | 0.064146 | 0 | 0.064146 | 0 | 0.10225 | 0 | 0.10225 | 0 | 2.0456 | 5.3989 | 2.0456 | 5.3989
234126-Refrigeration - Efficient Evap Fan Motor Electronically Commutated Motor (ECM) | 0.64759 | 0.54157 | 0.66549 | 4887.498 | 73312.47 | -4.8419 | -72.6282 | 0.05134 | 0.97721 | 0.05134 | 0.97721 | -0.084552 | 0.97721 | -0.084552 | 0.97721 | 1.7469 | 0.57941 | 1.7469 | 0.57941
234084-Refrigeration -Cooler/Freezer Door Gaskets - Solid Doors: Cooler | 0.16845 | 0.14087 | 0.14531 | 1271.328 | 5085.312 | 0 | 0 | 0.097885 | 0 | 0.097885 | 0 | 0.09318 | 0 | 0.09318 | 0 | 11.3668 | 7.5869 | 11.3668 | 7.5869
234083-Refrigeration -Cooler/Freezer Door Gaskets - Glass Doors | 4.3165 | 3.6099 | 3.7236 | 32577.78 | 130311.12 | 0 | 0 | 0.097884 | 0 | 0.097884 | 0 | 0.09318 | 0 | 0.09318 | 0 | 11.3662 | 7.5869 | 11.3662 | 7.5869
234330-Premium T8 with T12 40 Watt Baseline - Tr1 | 0.79812 | 0.51465 | 0.8373 | 4030.3421 | 60455.132 | 0 | 0 | 0.091878 | 0 | 0.091878 | 0 | 0.111 | 0 | 0.111 | 0 | 3.215 | 5.965 | 3.215 | 5.965
234303-Lighting-Remove 4 Ft Lamp (De-Lamp) - Tr1 | 0 | 0 | 0.29573 | 1538.4682 | 23077.0237 | -28.7796 | -431.6935 | 0 | 1.8697 | 0 | 1.8697 | 0 | 2.0472 | 0 | 2.0472 | -1.5153 | -1.2232 | -1.5153 | -1.2232
234312-Lighting-Screw in 14-26 Watt Lamp - Tr1 | 0 | 0 | 0.25527 | 1271.186 | 3139.8294 | -17.1681 | -42.4053 | 0 | 2.7417 | 0 | 2.7417 | 0 | 2.9173 | 0 | 2.9173 | -0.42547 | -0.38987 | -0.42547 | -0.38987
234330-Premium T8 with T12 40 Watt Baseline - Tr1 | 1.1502 | 0.7417 | 1.2067 | 5808.4343 | 87126.5138 | 0 | 0 | 0.091878 | 0 | 0.091878 | 0 | 0.111 | 0 | 0.111 | 0 | 3.215 | 5.965 | 3.215 | 5.965
234303-Lighting-Remove 4 Ft Lamp (De-Lamp) - Tr1 | 0 | 0 | 1.4417 | 7500.0327 | 112500.4904 | -140.3004 | -2104.506 | 0 | 1.8697 | 0 | 1.8697 | 0 | 2.0472 | 0 | 2.0472 | -1.5153 | -1.2232 | -1.5153 | -1.2232
234306-Lighting-Remove 8 Ft Lamp (De-Lamp) - Tr1 | 0.95132 | 0.59002 | 1.0897 | 5138.5459 | 77078.1881 | 0 | 0 | 0.11948 | 0 | 0.11948 | 0 | 0.11977 | 0 | 0.11977 | 0 | 11.8294 | 12.147 | 11.8294 | 12.147
234291-Lighting-Ocpncy Snsr-Wll/Cl Mntd Lght Snsr>=500Tr1 | 4.0611 | 2.6187 | 4.7502 | 20507.76 | 164062.08 | 0 | 0 | 0.064146 | 0 | 0.064146 | 0 | 0.10225 | 0 | 0.10225 | 0 | 2.0456 | 5.3989 | 2.0456 | 5.3989
234330-Premium T8 with T12 40 Watt Baseline - Tr1 | 1.2676 | 0.81738 | 1.3298 | 6401.1316 | 96016.9744 | 0 | 0 | 0.091878 | 0 | 0.091878 | 0 | 0.111 | 0 | 0.111 | 0 | 3.215 | 5.965 | 3.215 | 5.965
234285-Lighting-Occpncy Snsr-Hi-Bay integrated Snsr-Tr1 | 9.1622 | 5.908 | 8.9738 | 46267.0904 | 370136.723 | 0 | 0 | 0.10991 | 0 | 0.10991 | 0 | 0.1181 | 0 | 0.1181 | 0 | 8.051 | 16.9575 | 8.051 | 16.9575
234201-Lighting-2 Ft 2nd Gen T-8 with Elec Ballast-Tr1 | 0.02361 | 0.015224 | 0.022601 | 119.2262 | 1788.3935 | 0 | 0 | 0.081733 | 0 | 0.081733 | 0 | 0.10557 | 0 | 0.10557 | 0 | 2.5832 | 4.7996 | 2.5832 | 4.7996
234330-Premium T8 with T12 40 Watt Baseline - Tr1 | 0.75117 | 0.48438 | 0.78804 | 3793.2632 | 56898.9478 | 0 | 0 | 0.091878 | 0 | 0.091878 | 0 | 0.111 | 0 | 0.111 | 0 | 3.215 | 5.965 | 3.215 | 5.965
234303-Lighting-Remove 4 Ft Lamp (De-Lamp) - Tr1 | 0 | 0 | 0.36966 | 1923.0853 | 28846.2796 | -35.9745 | -539.6169 | 0 | 1.8697 | 0 | 1.8697 | 0 | 2.0472 | 0 | 2.0472 | -1.5153 | -1.2232 | -1.5153 | -1.2232
234360-Lighting-IntrHiByLnrFlscntFxtr244wrplc400w(TrI)Tr1 | 0 | 0 | 0.34072 | 0 | 0 | -10.8195 | -162.2927 | 0 | 6.1844 | 0 | 6.1844 | 0 | 4.1881 | 0 | 4.1881 | -0.22269 | -0.36788 | -0.22269 | -0.36788
234049-Lighting-LED Exit Sign New Sign | 0.068174 | 0.067731 | 0 | 597.2288 | 9555.6603 | 0 | 0 | 0.093414 | 0 | 0.093414 | 0 | 0.099467 | 0 | 0.099467 | 0 | 5.2149 | 7.1743 | 5.2149 | 7.1743
234285-Lighting-Occpncy Snsr-Hi-Bay integrated Snsr-Tr1 | 0.83292 | 0.53709 | 0.8158 | 4206.0991 | 33648.793 | 0 | 0 | 0.10991 | 0 | 0.10991 | 0 | 0.1181 | 0 | 0.1181 | 0 | 8.051 | 16.9575 | 8.051 | 16.9575
234331-Premium T8 with T12 40 Watt Baseline - Tr2 | 0.75067 | 0.48405 | 1.1185 | 3790.7148 | 56860.7219 | 0 | 0 | 0.07546 | 0 | 0.07546 | 0 | 0.10924 | 0 | 0.10924 | 0 | 2.3033 | 5.529 | 2.3033 | 5.529
234304-Lighting-Remove 4 Ft Lamp (De-Lamp) - Tr2 | 0 | 0 | 0.40663 | 2115.3938 | 31730.9076 | -39.5719 | -593.5786 | 0 | 0.69035 | 0 | 0.69035 | 0 | 0.69063 | 0 | 0.69063 | 0 | 0 | 0 | 0
234361-Lighting-IntrHiByLnrFlscntFxtr244wrplc400w(TrI)Tr2 | 0.42101 | 0.27148 | 0.67016 | 2126.0241 | 31890.3617 | 0 | 0 | 0.076408 | 0 | 0.076408 | 0 | 0.10998 | 0 | 0.10998 | 0 | 2.3417 | 5.7057 | 2.3417 | 5.7057
234286-Lighting-Occpncy Snsr-Hi-Bay integrated Snsr-Tr2 | 0.99778 | 0.64339 | 1.5863 | 5038.5752 | 40308.6015 | 0 | 0 | 0.099462 | 0 | 0.099462 | 0 | 0.11314 | 0 | 0.11314 | 0 | 4.8202 | 10.1569 | 4.8202 | 10.1569
234049-Lighting-LED Exit Sign New Sign | 0.13635 | 0.13546 | 0 | 1194.4575 | 19111.3206 | 0 | 0 | 0.093414 | 0 | 0.093414 | 0 | 0.099467 | 0 | 0.099467 | 0 | 5.2149 | 7.1743 | 5.2149 | 7.1743
234083-Refrigeration -Cooler/Freezer Door Gaskets - Glass Doors | 3.7375 | 3.1256 | 3.2241 | 28207.59 | 112830.36 | 0 | 0 | 0.097884 | 0 | 0.097884 | 0 | 0.09318 | 0 | 0.09318 | 0 | 11.3662 | 7.5869 | 11.3662 | 7.5869
234172-Food Service - Convection Oven-Gas | 0 | 0 | 0 | 0 | 0 | 226.1 | 2713.2 | 0 | -0.35412 | 0 | -0.35412 | 0 | 0.66879 | 0 | 0.66879 | 0.72744 | 3.4201 | 0.72744 | 3.4201
234049-Lighting-LED Exit Sign New Sign | 0.034087 | 0.033866 | 0 | 298.6144 | 4777.8301 | 0 | 0 | 0.093414 | 0 | 0.093414 | 0 | 0.099467 | 0 | 0.099467 | 0 | 5.2149 | 7.1743 | 5.2149 | 7.1743
234286-Lighting-Occpncy Snsr-Hi-Bay integrated Snsr-Tr2 | 0.99778 | 0.64339 | 1.5863 | 5038.5752 | 40308.6015 | 0 | 0 | 0.099462 | 0 | 0.099462 | 0 | 0.11314 | 0 | 0.11314 | 0 | 4.8202 | 10.1569 | 4.8202 | 10.1569
234285-Lighting-Occpncy Snsr-Hi-Bay integrated Snsr-Tr1 | 7.9128 | 5.1024 | 7.7501 | 39957.9417 | 319663.5335 | 0 | 0 | 0.10991 | 0 | 0.10991 | 0 | 0.1181 | 0 | 0.1181 | 0 | 8.051 | 16.9575 | 8.051 | 16.9575
234330-Premium T8 with T12 40 Watt Baseline - Tr1 | 2.5352 | 1.6348 | 2.6596 | 12802.2632 | 192033.9487 | 0 | 0 | 0.091878 | 0 | 0.091878 | 0 | 0.111 | 0 | 0.111 | 0 | 3.215 | 5.965 | 3.215 | 5.965
234330-Premium T8 with T12 40 Watt Baseline - Tr1 | 0.39906 | 0.25732 | 0.41865 | 2015.1711 | 30227.566 | 0 | 0 | 0.091878 | 0 | 0.091878 | 0 | 0.111 | 0 | 0.111 | 0 | 3.215 | 5.965 | 3.215 | 5.965
234303-Lighting-Remove 4 Ft Lamp (De-Lamp) - Tr1 | 0 | 0 | 0.62843 | 3269.245 | 49038.6753 | -61.1566 | -917.3488 | 0 | 1.8697 | 0 | 1.8697 | 0 | 2.0472 | 0 | 2.0472 | -1.5153 | -1.2232 | -1.5153 | -1.2232
234126-Refrigeration - Efficient Evap Fan Motor Electronically Commutated Motor (ECM) | 0.021586 | 0.018052 | 0.022183 | 162.9166 | 2443.749 | -0.1614 | -2.4209 | 0.050018 | 0.96773 | 0.050018 | 0.96773 | -0.085874 | 0.96773 | -0.085874 | 0.96773 | 1.7274 | 0.57296 | 1.7274 | 0.57296
234330-Premium T8 with T12 40 Watt Baseline - Tr1 | 0.18779 | 0.12109 | 0.19701 | 948.3158 | 14224.7369 | 0 | 0 | 0.091878 | 0 | 0.091878 | 0 | 0.111 | 0 | 0.111 | 0 | 3.215 | 5.965 | 3.215 | 5.965
234303-Lighting-Remove 4 Ft Lamp (De-Lamp) - Tr1 | 0 | 0 | 0.14787 | 769.2341 | 11538.5118 | -14.3898 | -215.8468 | 0 | 1.8697 | 0 | 1.8697 | 0 | 2.0472 | 0 | 2.0472 | -1.5153 | -1.2232 | -1.5153 | -1.2232
234049-Lighting-LED Exit Sign New Sign | 0.034087 | 0.033866 | 0 | 298.6144 | 4777.8301 | 0 | 0 | 0.093414 | 0 | 0.093414 | 0 | 0.099467 | 0 | 0.099467 | 0 | 5.2149 | 7.1743 | 5.2149 | 7.1743
234331-Premium T8 with T12 40 Watt Baseline - Tr2 | 0.58748 | 0.37882 | 0.87538 | 2966.6464 | 44499.6954 | 0 | 0 | 0.07546 | 0 | 0.07546 | 0 | 0.10924 | 0 | 0.10924 | 0 | 2.3033 | 5.529 | 2.3033 | 5.529
234304-Lighting-Remove 4 Ft Lamp (De-Lamp) - Tr2 | 0 | 0 | 0.81326 | 4230.7877 | 63461.8151 | -79.1438 | -1187.1573 | 0 | 0.69035 | 0 | 0.69035 | 0 | 0.69063 | 0 | 0.69063 | 0 | 0 | 0 | 0
234085-Refrigeration -Strip Curtains for Walk-ins | 0.70712 | 0.50632 | 0.53636 | 4705.8 | 18823.2 | 0 | 0 | 0.099378 | 0 | 0.099378 | 0 | 0.10367 | 0 | 0.10367 | 0 | 12.8643 | 26.4042 | 12.8643 | 26.4042
234084-Refrigeration -Cooler/Freezer Door Gaskets - Solid Doors: Cooler | 0.16845 | 0.14087 | 0.14531 | 1271.328 | 5085.312 | 0 | 0 | 0.096049 | 0 | 0.096049 | 0 | 0.091143 | 0 | 0.091143 | 0 | 11.1043 | 7.3243 | 11.1043 | 7.3243
234067-Refrigeration - Food Service -Auto Closer for Main Cooler Doors | 0.099706 | 0.083383 | 0.14556 | 752.5063 | 6020.0504 | -0.037362 | -0.2989 | 0.045823 | 0.88635 | 0.045823 | 0.88635 | 0.088197 | 0.88635 | 0.088197 | 0.88635 | 1.7077 | 4.9518 | 1.7077 | 4.9518
234126-Refrigeration - Efficient Evap Fan Motor Electronically Commutated Motor (ECM) | 0.021586 | 0.018052 | 0.022183 | 162.9166 | 2443.749 | -0.1614 | -2.4209 | 0.050018 | 0.96773 | 0.050018 | 0.96773 | -0.085874 | 0.96773 | -0.085874 | 0.96773 | 1.7274 | 0.57296 | 1.7274 | 0.57296
234126-Refrigeration - Efficient Evap Fan Motor Electronically Commutated Motor (ECM) | 0.021586 | 0.018052 | 0.022183 | 162.9166 | 2443.749 | -0.1614 | -2.4209 | 0.050018 | 0.96773 | 0.050018 | 0.96773 | -0.085874 | 0.96773 | -0.085874 | 0.96773 | 1.7274 | 0.57296 | 1.7274 | 0.57296
234312-Lighting-Screw in 14-26 Watt Lamp - Tr1 | 0 | 0 | 0.085091 | 423.7287 | 1046.6098 | -5.7227 | -14.1351 | 0 | 2.7417 | 0 | 2.7417 | 0 | 2.9173 | 0 | 2.9173 | -0.42547 | -0.38987 | -0.42547 | -0.38987
234330-Premium T8 with T12 40 Watt Baseline - Tr1 | 1.3615 | 0.87793 | 1.4283 | 6875.2895 | 103129.3428 | 0 | 0 | 0.091878 | 0 | 0.091878 | 0 | 0.111 | 0 | 0.111 | 0 | 3.215 | 5.965 | 3.215 | 5.965
234303-Lighting-Remove 4 Ft Lamp (De-Lamp) - Tr1 | 0 | 0 | 0.5545 | 2884.628 | 43269.4194 | -53.9617 | -809.4254 | 0 | 1.8697 | 0 | 1.8697 | 0 | 2.0472 | 0 | 2.0472 | -1.5153 | -1.2232 | -1.5153 | -1.2232
234291-Lighting-Ocpncy Snsr-Wll/Cl Mntd Lght Snsr>=500Tr1 | 4.3735 | 2.8201 | 5.1156 | 22085.28 | 176682.24 | 0 | 0 | 0.064146 | 0 | 0.064146 | 0 | 0.10225 | 0 | 0.10225 | 0 | 2.0456 | 5.3989 | 2.0456 | 5.3989
234067-Refrigeration - Food Service -Auto Closer for Main Cooler Doors | 0.19941 | 0.16677 | 0.29111 | 1505.0126 | 12040.1008 | -0.074725 | -0.5978 | 0.045823 | 0.88635 | 0.045823 | 0.88635 | 0.088197 | 0.88635 | 0.088197 | 0.88635 | 1.7077 | 4.9518 | 1.7077 | 4.9518
234126-Refrigeration - Efficient Evap Fan Motor Electronically Commutated Motor (ECM) | 0.021586 | 0.018052 | 0.022183 | 162.9166 | 2443.749 | -0.1614 | -2.4209 | 0.050018 | 0.96773 | 0.050018 | 0.96773 | -0.085874 | 0.96773 | -0.085874 | 0.96773 | 1.7274 | 0.57296 | 1.7274 | 0.57296
234067-Refrigeration - Food Service -Auto Closer for Main Cooler Doors | 0.19941 | 0.16677 | 0.29111 | 1505.0126 | 12040.1008 | -0.074725 | -0.5978 | 0.045823 | 0.88635 | 0.045823 | 0.88635 | 0.088197 | 0.88635 | 0.088197 | 0.88635 | 1.7077 | 4.9518 | 1.7077 | 4.9518
234126-Refrigeration - Efficient Evap Fan Motor Electronically Commutated Motor (ECM) | 0.043172 | 0.036105 | 0.044366 | 325.8332 | 4887.498 | -0.32279 | -4.8419 | 0.050018 | 0.96773 | 0.050018 | 0.96773 | -0.085874 | 0.96773 | -0.085874 | 0.96773 | 1.7274 | 0.57296 | 1.7274 | 0.57296
234243-Lighting-Induction Fixture 55-100 watts - Tr1 | 0.21408 | 0.13805 | 0.27443 | 1081.08 | 16216.2 | 0 | 0 | 0.08526 | 0 | 0.08526 | 0 | 0.12065 | 0 | 0.12065 | 0 | 2.7158 | 9.4373 | 2.7158 | 9.4373
234240-Lighting-Induction Fixture >100 watts - Tr1 | 1.3446 | 0.86701 | 1.7236 | 6789.783 | 101846.745 | 0 | 0 | 0.066856 | 0 | 0.066856 | 0 | 0.1073 | 0 | 0.1073 | 0 | 1.9818 | 4.8812 | 1.9818 | 4.8812
234201-Lighting-2 Ft 2nd Gen T-8 with Elec Ballast-Tr1 | 0.00787 | 0.0050748 | 0.0075336 | 39.7421 | 596.1312 | 0 | 0 | 0.083327 | 0 | 0.083327 | 0 | 0.10717 | 0 | 0.10717 | 0 | 2.6141 | 4.857 | 2.6141 | 4.857
234330-Premium T8 with T12 40 Watt Baseline - Tr1 | 0.30516 | 0.19678 | 0.32014 | 1541.0132 | 23115.1975 | 0 | 0 | 0.093473 | 0 | 0.093473 | 0 | 0.1126 | 0 | 0.1126 | 0 | 3.2535 | 6.0363 | 3.2535 | 6.0363
234207-Lighting-8 Ft T-8 with Elec Ballast-Tr1 | 0.16748 | 0.10799 | 0.18247 | 845.7244 | 12685.8655 | 0 | 0 | 0.034036 | 0 | 0.034036 | 0 | 0.067057 | 0 | 0.067057 | 0 | 1.3373 | 1.9877 | 1.3373 | 1.9877
234360-Lighting-IntrHiByLnrFlscntFxtr244wrplc400w(TrI)Tr1 | 0 | 0 | 1.0221 | 0 | 0 | -32.4585 | -486.878 | 0 | 6.1863 | 0 | 6.1863 | 0 | 4.1901 | 0 | 4.1901 | -0.22308 | -0.36852 | -0.22308 | -0.36852
234333-Lighting-Photocell Tr1 | 0.0011558 | 0.0025422 | 0 | 68.096 | 544.768 | 0 | 0 | -0.014849 | 0 | -0.014849 | 0 | 0.053783 | 0 | 0.053783 | 0 | 0.85794 | 2.4982 | 0.85794 | 2.4982
234312-Lighting-Screw in 14-26 Watt Lamp - Tr1 | 0 | 0 | 3.4887 | 17372.875 | 42911.0013 | -234.6311 | -579.5387 | 0 | 2.7433 | 0 | 2.7433 | 0 | 2.9189 | 0 | 2.9189 | -0.4263 | -0.39063 | -0.4263 | -0.39063
234330-Premium T8 with T12 40 Watt Baseline - Tr1 | 1.3146 | 0.84766 | 1.3791 | 6638.2106 | 99573.1586 | 0 | 0 | 0.093473 | 0 | 0.093473 | 0 | 0.1126 | 0 | 0.1126 | 0 | 3.2535 | 6.0363 | 3.2535 | 6.0363
234330-Premium T8 with T12 40 Watt Baseline - Tr1 | 0.28169 | 0.18164 | 0.29552 | 1422.4737 | 21337.1054 | 0 | 0 | 0.093473 | 0 | 0.093473 | 0 | 0.1126 | 0 | 0.1126 | 0 | 3.2535 | 6.0363 | 3.2535 | 6.0363
234330-Premium T8 with T12 40 Watt Baseline - Tr1 | 0.89202 | 0.5752 | 0.9358 | 4504.5 | 67567.5005 | 0 | 0 | 0.091878 | 0 | 0.091878 | 0 | 0.111 | 0 | 0.111 | 0 | 3.215 | 5.965 | 3.215 | 5.965
234303-Lighting-Remove 4 Ft Lamp (De-Lamp) - Tr1 | 0 | 0 | 1.0351 | 5384.6389 | 80769.5829 | -100.7285 | -1510.9274 | 0 | 1.8697 | 0 | 1.8697 | 0 | 2.0472 | 0 | 2.0472 | -1.5153 | -1.2232 | -1.5153 | -1.2232
234330-Premium T8 with T12 40 Watt Baseline - Tr1 | 0.30516 | 0.19678 | 0.32014 | 1541.0132 | 23115.1975 | 0 | 0 | 0.091878 | 0 | 0.091878 | 0 | 0.111 | 0 | 0.111 | 0 | 3.215 | 5.965 | 3.215 | 5.965
234207-Lighting-8 Ft T-8 with Elec Ballast-Tr1 | 0.012883 | 0.0083072 | 0.014036 | 65.0557 | 975.8358 | 0 | 0 | 0.032441 | 0 | 0.032441 | 0 | 0.065463 | 0 | 0.065463 | 0 | 1.3215 | 1.9642 | 1.3215 | 1.9642
234303-Lighting-Remove 4 Ft Lamp (De-Lamp) - Tr1 | 0 | 0 | 0 | 0 | 0 | 0 | 0 | 0 | 0 | 0 | 0 | 0 | 0 | 0 | 0 | 0 | 0 | 0 | 0
234330-Premium T8 with T12 40 Watt Baseline - Tr1 | 0.32864 | 0.21191 | 0.34477 | 1659.5526 | 24893.2896 | 0 | 0 | 0.093473 | 0 | 0.093473 | 0 | 0.1126 | 0 | 0.1126 | 0 | 3.2535 | 6.0363 | 3.2535 | 6.0363
234303-Lighting-Remove 4 Ft Lamp (De-Lamp) - Tr1 | 0 | 0 | 0 | 0 | 0 | 0 | 0 | 0 | 0 | 0 | 0 | 0 | 0 | 0 | 0 | 0 | 0 | 0 | 0
234330-Premium T8 with T12 40 Watt Baseline - Tr1 | 1.1737 | 0.75684 | 1.2313 | 5926.9737 | 88904.6059 | 0 | 0 | 0.091878 | 0 | 0.091878 | 0 | 0.111 | 0 | 0.111 | 0 | 3.215 | 5.965 | 3.215 | 5.965
234330-Premium T8 with T12 40 Watt Baseline - Tr1 | 0.49296 | 0.31787 | 0.51715 | 2489.329 | 37339.9345 | 0 | 0 | 0.093473 | 0 | 0.093473 | 0 | 0.1126 | 0 | 0.1126 | 0 | 3.2535 | 6.0363 | 3.2535 | 6.0363
234303-Lighting-Remove 4 Ft Lamp (De-Lamp) - Tr1 | 0 | 0 | 0 | 0 | 0 | 0 | 0 | 0 | 0 | 0 | 0 | 0 | 0 | 0 | 0 | 0 | 0 | 0 | 0
234312-Lighting-Screw in 14-26 Watt Lamp - Tr1 | 0 | 0 | 3.8291 | 19067.7897 | 47097.4404 | -257.5219 | -636.0791 | 0 | 2.5796 | 0 | 2.5796 | 0 | 2.0644 | 0 | 2.0644 | -0.46462 | -0.65676 | -0.46462 | -0.65676
234330-Premium T8 with T12 40 Watt Baseline - Tr1 | 0.39906 | 0.25732 | 0.41865 | 2015.1711 | 30227.566 | 0 | 0 | 0.093473 | 0 | 0.093473 | 0 | 0.1126 | 0 | 0.1126 | 0 | 3.2535 | 6.0363 | 3.2535 | 6.0363
234303-Lighting-Remove 4 Ft Lamp (De-Lamp) - Tr1 | 0 | 0 | 0.62843 | 3269.245 | 49038.6753 | -61.1566 | -917.3488 | 0 | 1.8717 | 0 | 1.8717 | 0 | 2.0492 | 0 | 2.0492 | -1.5179 | -1.2253 | -1.5179 | -1.2253
234084-Refrigeration -Cooler/Freezer Door Gaskets - Solid Doors: Cooler | 2.9057 | 2.43 | 2.5066 | 21930.408 | 87721.632 | 0 | 0 | 0.096106 | 0 | 0.096106 | 0 | 0.091381 | 0 | 0.091381 | 0 | 11.1714 | 7.4473 | 11.1714 | 7.4473
234116-Refrigeration -Cooler/Freezer Door Gaskets - Solid Doors: Freezer | 0.63168 | 0.52827 | 0.54492 | 4767.48 | 19069.92 | 0 | 0 | 0.09141 | 0 | 0.09141 | 0 | 0.091387 | 0 | 0.091387 | 0 | 7.4625 | 7.4505 | 7.4625 | 7.4505
234084-Refrigeration -Cooler/Freezer Door Gaskets - Solid Doors: Cooler | 0 | 0 | 0 | 0 | 0 | 0 | 0 | 0 | 0 | 0 | 0 | 0 | 0 | 0 | 0 | 0 | 0 | 0 | 0
234116-Refrigeration -Cooler/Freezer Door Gaskets - Solid Doors: Freezer | 0.16845 | 0.14087 | 0.14531 | 1271.328 | 5085.312 | 0 | 0 | 0.09134 | 0 | 0.09134 | 0 | 0.091099 | 0 | 0.091099 | 0 | 7.4261 | 7.3019 | 7.4261 | 7.3019
234067-Refrigeration - Food Service -Auto Closer for Main Cooler Doors | 0.099706 | 0.083383 | 0.14556 | 752.5063 | 6020.0504 | -0.037362 | -0.2989 | 0.045823 | 0.88635 | 0.045823 | 0.88635 | 0.088197 | 0.88635 | 0.088197 | 0.88635 | 1.7077 | 4.9518 | 1.7077 | 4.9518
234068-Refrigeration - Food Service -Auto Closer for Main Freezer Doors | 0 | 0 | 0 | 0 | 0 | 0 | 0 | 0 | 0 | 0 | 0 | 0 | 0 | 0 | 0 | 0 | 0 | 0 | 0
234085-Refrigeration -Strip Curtains for Walk-ins | 0.73926 | 0.52934 | 0.56074 | 4919.7 | 19678.8 | 0 | 0 | 0.10121 | 0 | 0.10121 | 0 | 0.10552 | 0 | 0.10552 | 0 | 13.1103 | 27.0817 | 13.1103 | 27.0817
234084-Refrigeration -Cooler/Freezer Door Gaskets - Solid Doors: Cooler | 0 | 0 | 0 | 0 | 0 | 0 | 0 | 0 | 0 | 0 | 0 | 0 | 0 | 0 | 0 | 0 | 0 | 0 | 0
234067-Refrigeration - Food Service -Auto Closer for Main Cooler Doors | 0.099706 | 0.083383 | 0.14556 | 752.5063 | 6020.0504 | -0.037362 | -0.2989 | 0.047246 | 0.89663 | 0.047246 | 0.89663 | 0.089621 | 0.89663 | 0.089621 | 0.89663 | 1.7297 | 5.0155 | 1.7297 | 5.0155
234084-Refrigeration -Cooler/Freezer Door Gaskets - Solid Doors: Cooler | 0.29479 | 0.24653 | 0.2543 | 2224.824 | 8899.296 | 0 | 0 | 0.096002 | 0 | 0.096002 | 0 | 0.090948 | 0 | 0.090948 | 0 | 11.05 | 7.2268 | 11.05 | 7.2268
234116-Refrigeration -Cooler/Freezer Door Gaskets - Solid Doors: Freezer | 0.42112 | 0.35218 | 0.36328 | 3178.32 | 12713.28 | 0 | 0 | 0.091376 | 0 | 0.091376 | 0 | 0.091245 | 0 | 0.091245 | 0 | 7.4446 | 7.3768 | 7.4446 | 7.3768
234085-Refrigeration -Strip Curtains for Walk-ins | 0.73926 | 0.52934 | 0.56074 | 4919.7 | 19678.8 | 0 | 0 | 0.099448 | 0 | 0.099448 | 0 | 0.1038 | 0 | 0.1038 | 0 | 12.9726 | 27.2693 | 12.9726 | 27.2693
234084-Refrigeration -Cooler/Freezer Door Gaskets - Solid Doors: Cooler | 1.6529 | 1.3823 | 1.4259 | 12474.906 | 49899.624 | 0 | 0 | 0.096107 | 0 | 0.096107 | 0 | 0.091385 | 0 | 0.091385 | 0 | 11.1725 | 7.4493 | 11.1725 | 7.4493
234067-Refrigeration - Food Service -Auto Closer for Main Cooler Doors | 0.099706 | 0.083383 | 0.14556 | 752.5063 | 6020.0504 | -0.037362 | -0.2989 | 0.045823 | 0.88635 | 0.045823 | 0.88635 | 0.088197 | 0.88635 | 0.088197 | 0.88635 | 1.7077 | 4.9518 | 1.7077 | 4.9518
234085-Refrigeration -Strip Curtains for Walk-ins | 2.0892 | 1.4959 | 1.5847 | 13903.5 | 55614 | 0 | 0 | 0.099435 | 0 | 0.099435 | 0 | 0.10378 | 0 | 0.10378 | 0 | 12.9526 | 27.1069 | 12.9526 | 27.1069
234084-Refrigeration -Cooler/Freezer Door Gaskets - Solid Doors: Cooler | 1.8529 | 1.5496 | 1.5984 | 13984.608 | 55938.432 | 0 | 0 | 0.096112 | 0 | 0.096112 | 0 | 0.091405 | 0 | 0.091405 | 0 | 11.1782 | 7.4599 | 11.1782 | 7.4599
234116-Refrigeration -Cooler/Freezer Door Gaskets - Solid Doors: Freezer | 0.17898 | 0.14968 | 0.15439 | 1350.786 | 5403.144 | 0 | 0 | 0.091415 | 0 | 0.091415 | 0 | 0.091408 | 0 | 0.091408 | 0 | 7.4651 | 7.4616 | 7.4651 | 7.4616
234067-Refrigeration - Food Service -Auto Closer for Main Cooler Doors | 0 | 0 | 0 | 0 | 0 | 0 | 0 | 0 | 0 | 0 | 0 | 0 | 0 | 0 | 0 | 0 | 0 | 0 | 0
234068-Refrigeration - Food Service -Auto Closer for Main Freezer Doors | 0 | 0 | 0 | 0 | 0 | 0 | 0 | 0 | 0 | 0 | 0 | 0 | 0 | 0 | 0 | 0 | 0 | 0 | 0
234330-Premium T8 with T12 40 Watt Baseline - Tr1 | 0.25822 | 0.1665 | 0.27089 | 1303.9342 | 19559.0133 | 0 | 0 | 0.093473 | 0 | 0.093473 | 0 | 0.1126 | 0 | 0.1126 | 0 | 3.2535 | 6.0363 | 3.2535 | 6.0363
234303-Lighting-Remove 4 Ft Lamp (De-Lamp) - Tr1 | 0 | 0 | 0.25876 | 1346.1597 | 20192.3957 | -25.1821 | -377.7319 | 0 | 1.8717 | 0 | 1.8717 | 0 | 2.0492 | 0 | 2.0492 | -1.5179 | -1.2253 | -1.5179 | -1.2253
234084-Refrigeration -Cooler/Freezer Door Gaskets - Solid Doors: Cooler | 0.82119 | 0.68675 | 0.7084 | 6197.724 | 24790.896 | 0 | 0 | 0.096083 | 0 | 0.096083 | 0 | 0.091285 | 0 | 0.091285 | 0 | 11.1442 | 7.3971 | 11.1442 | 7.3971
234331-Premium T8 with T12 40 Watt Baseline - Tr2 | 0.17951 | 0.11575 | 0.26748 | 906.4753 | 13597.1291 | 0 | 0 | 0.077055 | 0 | 0.077055 | 0 | 0.11083 | 0 | 0.11083 | 0 | 2.3309 | 5.5951 | 2.3309 | 5.5951
234304-Lighting-Remove 4 Ft Lamp (De-Lamp) - Tr2 | 0 | 0 | 0.40663 | 2115.3938 | 31730.9076 | -39.5719 | -593.5786 | 0 | 0.69035 | 0 | 0.69035 | 0 | 0.69063 | 0 | 0.69063 | 0 | 0 | 0 | 0
234084-Refrigeration -Cooler/Freezer Door Gaskets - Solid Doors: Cooler | 0.82119 | 0.68675 | 0.7084 | 6197.724 | 24790.896 | 0 | 0 | 0.096094 | 0 | 0.096094 | 0 | 0.091332 | 0 | 0.091332 | 0 | 11.1575 | 7.4217 | 11.1575 | 7.4217
234116-Refrigeration -Cooler/Freezer Door Gaskets - Solid Doors: Freezer | 0.27373 | 0.22892 | 0.23613 | 2065.908 | 8263.632 | 0 | 0 | 0.091322 | 0 | 0.091322 | 0 | 0.091022 | 0 | 0.091022 | 0 | 7.4165 | 7.2633 | 7.4165 | 7.2633
234084-Refrigeration -Cooler/Freezer Door Gaskets - Solid Doors: Cooler | 0.87383 | 0.73078 | 0.75381 | 6595.014 | 26380.056 | 0 | 0 | 0.096094 | 0 | 0.096094 | 0 | 0.091333 | 0 | 0.091333 | 0 | 11.1579 | 7.4223 | 11.1579 | 7.4223
234067-Refrigeration - Food Service -Auto Closer for Main Cooler Doors | 0.099706 | 0.083383 | 0.14556 | 752.5063 | 6020.0504 | -0.037362 | -0.2989 | 0.045823 | 0.88635 | 0.045823 | 0.88635 | 0.088197 | 0.88635 | 0.088197 | 0.88635 | 1.7077 | 4.9518 | 1.7077 | 4.9518
234361-Lighting-IntrHiByLnrFlscntFxtr244wrplc400w(TrI)Tr2 | 2.7366 | 1.7646 | 4.3561 | 13819.1567 | 207287.3507 | 0 | 0 | 0.078003 | 0 | 0.078003 | 0 | 0.11158 | 0 | 0.11158 | 0 | 2.3697 | 5.774 | 2.3697 | 5.774

## Output
Program Summary |  | Nominal | Present Value | [5 empty] | Avoided Cost Version
Proposer Name |  | 0 | [6 empty] | 2010-05-04
Program Name |  | 0 | [6 empty] | 2010-05-04
Total Program Budget ($) |  | 571068.94 | 530880.9071 | [5 empty] | Base Year
2009
Net Participant Cost ($) |  | 400792.5773 | 373029.9233 | [5 empty] | SDG&E 09-11 4g3.xls
Program Impacts | [9 empty] | Program Impacts (Gross)
| Annual Net kWh | Lifecycle Net kWh | Annual Net Therms | Lifecycle Net Therms | Net Jul-Sept Pk (kW) | Net Dec-Feb Pk (kW) | Net CEC (kW) | User Entered kW |  |  | Annual Gross kWh | Lifecycle Gross kWh | Annual Gross Therms | Lifecycle Gross Therms | User Entered kW
2009-2011 | 6498916.3276 | 54186526.9649 | -7551.1558 | -86367.936 | 1076.3758 | 738.1921 | 0 | 1268.7883 |  | 2009-2011 | 8227080.1203 | 68048944.5547 | -9520.6296 | -110363.5137 | 1588.2934
2012-2015 | 0 | 0 | 0 | 0 | 0 | 0 | 0 | 0 |  | 2012-2015 | 0 | 0 | 0 | 0 | 0
2016-2019 | 0 | 0 | 0 | 0 | 0 | 0 | 0 | 0 |  | 2016-2019 | 0 | 0 | 0 | 0 | 0
Cost Effectiveness (Lifecycle Present Value Dollars)
|  | Benefits |  |  | Benefit - Cost
| Cost | Electric | Gas | Incentives | NPV | B/C Ratio | Notes
Program TRC ($) | 903910.8304 | 4185951.2143 | -50046.0827 | NA | 3231994.3011 | 4.5756 | *1
Program PAC ($) | 530880.9071 | 4185951.2143 | -50046.0827 | NA | 3605024.2245 | 7.7906 | *1,2
Program RIM ($) | 530880.9071 | 4185951.2143 | -50046.0827 | NA | 3605024.2245 | 7.7906 | *1
*1 B/C Ratio is an approximation because any supply cost increases are treated as negative benefits rather than as a cost as in the Standard Practice Manual
*2 PAC benefits include environmental costs. This is to be consistent with the TRC benefits, but is not strictly consistent with the Standard Practice Manual.
Levelized Cost and Benefit (All Measures Installed through 2019)
| Discounted Savings |  |  |  | Benefit - Cost
| kWh | Therms | Cost | Benefits | NPV
TRC ($/kWh ) | 36197181.7721 |  | 0.022487 | 0.11564 | 0.093156
PAC ($/kWh) | 36197181.7721 |  | 0.012613 | 0.11564 | 0.10303
RIM ($/kWh) | 36197181.7721 |  | 0.014844 | 0.11564 | 0.1008
TRC ($/therm) |  | -49722.9885 | -1.7509 | 1.0065 | 2.7574
PAC ($/therm) |  | -49722.9885 | -1.495 | 1.0065 | 2.5015
RIM ($/therm) |  | -49722.9885 | 0.12919 | 1.0065 | 0.8773
Emissions Reductions | [9 empty] | Emissions Reductions (Gross)
| Electric Reductions |  |  | Gas Reductions | [6 empty] | Electric Reductions |  |  | Gas Reductions
Annual Reductions | CO2 (tons) | NOX (lbs) | PM-10 (lbs) | CO2 (tons) | NOX (lbs) |  |  |  |  | Annual Reductions | CO2 (tons) | NOX (lbs) | PM-10 (lbs) | CO2 (tons) | NOX (lbs)
2009 | 3447.4532 | 929.536 | 443.1561 | -44.1743 | -69.4706 | * annual reductions are the units |  |  |  | 2009 | 4357.5654 | 1173.8795 | 560.2796 | -55.6957 | -87.5898 | * annual reductions are the units
2010 | 0 | 0 | 0 | 0 | 0 | implemented in the year, times |  |  |  | 2010 | 0 | 0 | 0 | 0 | 0 | implemented in the year, times
2011 | 0 | 0 | 0 | 0 | 0 | the annual emission reduction |  |  |  | 2011 | 0 | 0 | 0 | 0 | 0 | the annual emission reduction
2012 | 0 | 0 | 0 | 0 | 0 | for the measure. |  |  |  | 2012 | 0 | 0 | 0 | 0 | 0 | for the measure.
2013 | 0 | 0 | 0 | 0 | 0 |  |  |  |  | 2013 | 0 | 0 | 0 | 0 | 0
2014 | 0 | 0 | 0 | 0 | 0 |  |  |  |  | 2014 | 0 | 0 | 0 | 0 | 0
2015 | 0 | 0 | 0 | 0 | 0 |  |  |  |  | 2015 | 0 | 0 | 0 | 0 | 0
2016 | 0 | 0 | 0 | 0 | 0 |  |  |  |  | 2016 | 0 | 0 | 0 | 0 | 0
2017 | 0 | 0 | 0 | 0 | 0 |  |  |  |  | 2017 | 0 | 0 | 0 | 0 | 0
2018 | 0 | 0 | 0 | 0 | 0 |  |  |  |  | 2018 | 0 | 0 | 0 | 0 | 0
2019 | 0 | 0 | 0 | 0 | 0 |  |  |  |  | 2019 | 0 | 0 | 0 | 0 | 0
Total Annual | 3447.4532 | 929.536 | 443.1561 | -44.1743 | -69.4706 |  |  |  |  | Total Annual | 4357.5654 | 1173.8795 | 560.2796 | -55.6957 | -87.5898
Lifecycle Reductions | [9 empty] | Lifecycle Reductions
2009 | 28504.4953 | 7722.4839 | 3659.4975 | -505.2524 | -794.585 |  |  |  |  | 2009 | 35680.4054 | 9661.6912 | 4581.3812 | -645.6266 | -1015.3443
2010 | 0 | 0 | 0 | 0 | 0 |  |  |  |  | 2010 | 0 | 0 | 0 | 0 | 0
2011 | 0 | 0 | 0 | 0 | 0 |  |  |  |  | 2011 | 0 | 0 | 0 | 0 | 0
2012 | 0 | 0 | 0 | 0 | 0 |  |  |  |  | 2012 | 0 | 0 | 0 | 0 | 0
2013 | 0 | 0 | 0 | 0 | 0 |  |  |  |  | 2013 | 0 | 0 | 0 | 0 | 0
2014 | 0 | 0 | 0 | 0 | 0 |  |  |  |  | 2014 | 0 | 0 | 0 | 0 | 0
2015 | 0 | 0 | 0 | 0 | 0 |  |  |  |  | 2015 | 0 | 0 | 0 | 0 | 0
2016 | 0 | 0 | 0 | 0 | 0 |  |  |  |  | 2016 | 0 | 0 | 0 | 0 | 0
2017 | 0 | 0 | 0 | 0 | 0 |  |  |  |  | 2017 | 0 | 0 | 0 | 0 | 0
2018 | 0 | 0 | 0 | 0 | 0 |  |  |  |  | 2018 | 0 | 0 | 0 | 0 | 0
2019 | 0 | 0 | 0 | 0 | 0 |  |  |  |  | 2019 | 0 | 0 | 0 | 0 | 0
Total Lifecycle | 28504.4953 | 7722.4839 | 3659.4975 | -505.2524 | -794.585 |  |  |  |  | Total Lifecycle | 35680.4054 | 9661.6912 | 4581.3812 | -645.6266 | -1015.3443
Reductions based on total annual installations | [9 empty] | Reductions based on total annual installations (Gross)
| Annual Net kWh | Lifecycle Net kWh | Annual Net Therms | Lifecycle Net Therms | Net July-Sept Peak (kW) | Net Dec-Feb (kW) |  | User Entered kW | Net Annual NCP (kW) |  | Annual Gross kWh | Lifecycle Gross kWh | Annual Gross Therms | Lifecycle Gross Therms | User Entered kW
2009 | 6498916.3276 | 54186526.9649 | -7551.1558 | -86367.936 | 1076.3758 | 738.1921 |  | 1268.7883 | 547.9747 | 2009 | 8227080.1203 | 68048944.5547 | -9520.6296 | -110363.5137 | 1588.2934
2010 | 0 | 0 | 0 | 0 | 0 | 0 |  | 0 | 588.6015 | 2010 | 0 | 0 | 0 | 0 | 0
2011 | 0 | 0 | 0 | 0 | 0 | 0 |  | 0 | 0 | 2011 | 0 | 0 | 0 | 0 | 0
2012 | 0 | 0 | 0 | 0 | 0 | 0 |  | 0 | 0 | 2012 | 0 | 0 | 0 | 0 | 0
2013 | 0 | 0 | 0 | 0 | 0 | 0 |  | 0 | -0.47395 | 2013 | 0 | 0 | 0 | 0 | 0
2014 | 0 | 0 | 0 | 0 | 0 | 0 |  | 0 | -211.3796 | 2014 | 0 | 0 | 0 | 0 | 0
2015 | 0 | 0 | 0 | 0 | 0 | 0 |  | 0 | -0.025534 | 2015 | 0 | 0 | 0 | 0 | 0
2016 | 0 | 0 | 0 | 0 | 0 | 0 |  | 0 | 0 | 2016 | 0 | 0 | 0 | 0 | 0
2017 | 0 | 0 | 0 | 0 | 0 | 0 |  | 0 | 0 | 2017 | 0 | 0 | 0 | 0 | 0
2018 | 0 | 0 | 0 | 0 | 0 | 0 |  | 0 | -675.9155 | 2018 | 0 | 0 | 0 | 0 | 0
2019 | 0 | 0 | 0 | 0 | 0 | 0 |  | 0 | 0 | 2019 | 0 | 0 | 0 | 0 | 0
Total | 6498916.3276 | 54186526.9649 | -7551.1558 | -86367.936 | 1076.3758 | 738.1921 |  | 1268.7883 | 248.7817 | Total | 8227080.1203 | 68048944.5547 | -9520.6296 | -110363.5137 | 1588.2934
Net Impacts by Sector (All Measures Installed through 2019)
| Annual Net kWh | Lifecycle Net kWh | Annual Net Therms | Lifecycle Net Therms | Net July-Sept Peak (kW) | Net Dec-Feb (kW) |  | User Entered kW | TRC Lifecycle Net Benefits* ($)
Total | 6498916.3276 | 54186526.9649 | -7551.1558 | -86367.936 | 1076.3758 | 738.1921 |  | 1268.7883 | 3231994.3011
RES | 0 | 0 | 0 | 0 | 0 | 0 |  | 0 | 0
NON_RES | 0 | 0 | 0 | 0 | 0 | 0 |  | 0 | 0
Residential | 0 | 0 | 0 | 0 | 0 | 0 |  | 0 | 0
Commercial | 6498916.3276 | 54186526.9649 | -7551.1558 | -86367.936 | 1076.3758 | 738.1921 |  | 1268.7883 | 3231994.3011
Industrial | 0 | 0 | 0 | 0 | 0 | 0 |  | 0 | 0
Agricultural | 0 | 0 | 0 | 0 | 0 | 0 |  | 0 | 0
Not Used | 0 | 0 | 0 | 0 | 0 | 0 |  | 0 | 0
0 | 0 | 0 | 0 | 0 | 0 | 0 |  | 0 | 0
0 | 0 | 0 | 0 | 0 | 0 | 0 |  | 0 | 0
0 | 0 | 0 | 0 | 0 | 0 | 0 |  | 0 | 0
0 | 0 | 0 | 0 | 0 | 0 | 0 |  | 0 | 0
0 | 0 | 0 | 0 | 0 | 0 | 0 |  | 0 | 0
0 |  |  | 0 |  |  |  |  | 0 | 0
0 |  |  | 0 |  |  |  |  | 0 | 0
0 |  |  | 0 |  |  |  |  | 0 | 0
0 |  |  | 0 |  |  |  |  | 0 | 0
0 |  |  | 0 |  |  |  |  | 0 | 0
0 |  |  | 0 |  |  |  |  | 0 | 0
0 |  |  | 0 |  |  |  |  | 0 | 0
0 |  |  | 0 |  |  |  |  | 0 | 0
0 |  |  | 0 |  |  |  |  | 0 | 0
0 |  |  | 0 |  |  |  |  | 0 | 0
0 |  |  | 0 |  |  |  |  | 0 | 0
Other and unspecified | 0 | 0 | 0 | 0 | 0 | 0 | 0 | 0 | 0
* Include program-level and admin costs allocated based to total gas and electric programs at the measure level.
Net Impacts by CPUC End Use Categories (All Measures Installed through 2019)
| Annual Net kWh | Lifecycle Net kWh | Annual Net Therms | Lifecycle Net Therms | Net July-Sept Peak (kW) | Net Dec-Feb Pk (kW) |  | User Entered kW | TRC Lifecycle Net Benefits* ($)
Total | 6498916.3276 | 54186526.9649 | -7551.1558 | -86367.936 | 1076.3758 | 738.1921 |  | 1268.7883 | 3231994.3011
Clothes Dryer | 0 | 0 | 0 | 0 | 0 | 0 |  | 0 | 0
Clothes Washer | 0 | 0 | 0 | 0 | 0 | 0 |  | 0 | 0
Consumer Electronics | 0 | 0 | 0 | 0 | 0 | 0 |  | 0 | 0
Cooking | 0 | 0 | 0 | 0 | 0 | 0 |  | 0 | 0
Dishwasher | 0 | 0 | 0 | 0 | 0 | 0 |  | 0 | 0
Other Appliance | 0 | 0 | 0 | 0 | 0 | 0 |  | 0 | 0
Office Equipment | 2219.9993 | 5380.8746 | 0 | 0 | 0.42927 | 0.26842 |  | 0.64672 | 405.8933
Building shell | 0 | 0 | 0 | 0 | 0 | 0 |  | 0 | 0
Space Cooling | 0 | 0 | 0 | 0 | 0 | 0 |  | 0 | 0
Space Heating | 0 | 0 | 0 | 0 | 0 | 0 |  | 0 | 0
Ventilation | 5671.8692 | 56718.6917 | 653.072 | 6530.72 | 0.74216 | 0.67669 |  | 1.2478 | 4096.2736
Interior Lighting | 4214771.3001 | 41600429.2721 | 0 | 0 | 833.1406 | 536.7066 |  | 943.1725 | 2761066.6699
Exterior Lighting | 13844.5092 | 207667.6385 | 0 | 0 | 0.15531 | 0.1408 |  | 0 | 10206.5932
Daylighting | 0 | 0 | 0 | 0 | 0 | 0 |  | 0 | 0
Motors | 0 | 0 | 0 | 0 | 0 | 0 |  | 0 | 0
Process | 0 | 0 | 0 | 0 | 0 | 0 |  | 0 | 0
Compressed Air | 0 | 0 | 0 | 0 | 0 | 0 |  | 0 | 0
Food Processor | 0 | 0 | 0 | 0 | 0 | 0 |  | 0 | 0
Refrigeration | 1784867.3231 | 7409342.9342 | -11.6402 | -164.9258 | 238.8407 | 197.3517 |  | 206.055 | 573276.3765
Freezers | 0 | 0 | 0 | 0 | 0 | 0 |  | 0 | 0
Pumps | 0 | 0 | 0 | 0 | 0 | 0 |  | 0 | 0
Pool Pump | 0 | 0 | 0 | 0 | 0 | 0 |  | 0 | 0
Domestic Hot Water | 0 | 0 | 0 | 0 | 0 | 0 |  | 0 | 0
Water Heating | 0 | 0 | 0 | 0 | 0 | 0 |  | 0 | 0
Other and unspecified | 477541.3267 | 4906987.5538 | -8192.5876 | -92733.7302 | 3.0678 | 3.0479 | 0 | 117.6663 | -117057.5053
* Include program-level and admin costs allocated based to total gas and electric programs at the measure level.
Net Impacts by Climate Zone (All Measures Installed through 2016)
| Annual Net kWh | Lifecycle Net kWh | Annual Net Therms | Lifecycle Net Therms | Net July-Sept Peak (kW) | Net dec-Feb Pk (kW) |  | User Entered kW | TRC Lifecycle Net Benefits* ($)
Total | 6498916.3276 | 54186526.9649 | -7551.1558 | -86367.936 | 1076.3758 | 738.1921 |  | 1268.7883 | 3231994.3011
7 | 0 | 0 | 0 | 0 | 0 | 0 |  | 0 | 0
10 | 0 | 0 | 0 | 0 | 0 | 0 |  | 0 | 0
14 | 0 | 0 | 0 | 0 | 0 | 0 |  | 0 | 0
15 | 0 | 0 | 0 | 0 | 0 | 0 |  | 0 | 0
System | 6498916.3276 | 54186526.9649 | -7551.1558 | -86367.936 | 1076.3758 | 738.1921 |  | 1268.7883 | 3231994.3011
0 | 0 | 0 | 0 | 0 | 0 | 0 |  | 0
0 | 0 | 0 | 0 | 0 | 0 | 0 |  | 0
0 | 0 | 0 | 0 | 0 | 0 | 0 |  | 0
0 | 0 | 0 | 0 | 0 | 0 | 0 |  | 0
0 | 0 | 0 | 0 | 0 | 0 | 0 |  | 0
0 | 0 | 0 | 0 | 0 | 0 | 0 |  | 0
* Include program-level and admin costs allocated based to total gas and electric programs at the measure level.
Persistent reductions in the summer (3rd Qtr) or winter (4th Qtr) of each year
| Net Juy-Sept Peak (kW) | Net Annual Dec-Feb (kW)
2009 | 9.5789 | 738.1921
2010 | 1076.3758 | 738.1921
2011 | 1076.3758 | 738.1921
2012 | 1075.9685 | 737.9374
2013 | 1075.9685 | 545.9334
2014 | 843.5223 | 545.9197
2015 | 843.5004 | 545.9197
2016 | 843.5004 | 545.9197
2017 | 835.3403 | 147.4453
2018 | 226.9797 | 147.4453
2019 | 226.9797 | 146.7686
2020 | 226.2376 | 146.7686
Monthly Impacts
First Year for Impact Table: | 2009
| Quarter | Monthly Five Hour Avg or TOU Peak | Net Monthly NCP (kW) |  | Monthly Net kWh | Monthly Net Therms
2009-01-01 | 1 | 0 | 0 |  | 0 | 0
2009-02-01 | 1 | 0 | 0 |  | 0 | 0
2009-03-01 | 1 | 0 | 0 |  | 0 | 0
2009-04-01 | 2 | 6.1767 | 10.5167 |  | 4006.5235 | 0
2009-05-01 | 2 | 9.5789 | 9.5789 |  | 4065.1218 | 0
2009-06-01 | 2 | 9.5789 | 9.5789 |  | 4065.1218 | 0
2009-07-01 | 3 | 9.5789 | 9.5789 |  | 4065.1218 | 0
2009-08-01 | 3 | 9.5789 | 9.5789 |  | 4065.1218 | 0
2009-09-01 | 3 | 9.5789 | 9.5789 |  | 4065.1218 | 0
2009-10-01 | 4 | 352.8298 | 547.9747 |  | 237432.1183 | -600.554
2009-11-01 | 4 | 352.8298 | 547.9747 |  | 237432.1183 | -600.554
2009-12-01 | 4 | 352.8298 | 547.9747 |  | 237432.1183 | -600.554
2010-01-01 | 5 | 738.1921 | 1136.5763 |  | 499495.247 | -1163.7887
2010-02-01 | 5 | 738.1921 | 1136.5763 |  | 499495.247 | -1163.7887
2010-03-01 | 5 | 738.1921 | 1136.5763 |  | 499495.247 | -1163.7887
2010-04-01 | 6 | 738.1921 | 1136.5763 |  | 499495.247 | -94.7373
2010-05-01 | 6 | 1076.3758 | 1079.3563 |  | 510359.2568 | -94.7373
2010-06-01 | 6 | 1076.3758 | 1079.3563 |  | 510359.2568 | -94.7373
2010-07-01 | 7 | 1076.3758 | 1079.3563 |  | 510359.2568 | -94.7373
2010-08-01 | 7 | 1076.3758 | 1079.3563 |  | 510359.2568 | -94.7373
2010-09-01 | 7 | 1076.3758 | 1079.3563 |  | 510359.2568 | -94.7373
2010-10-01 | 8 | 738.1921 | 1136.5763 |  | 499495.247 | -1163.7887
2010-11-01 | 8 | 738.1921 | 1136.5763 |  | 499495.247 | -1163.7887
2010-12-01 | 8 | 738.1921 | 1136.5763 |  | 499495.247 | -1163.7887
2011-01-01 | 9 | 738.1921 | 1136.5763 |  | 499495.247 | -1163.7887
2011-02-01 | 9 | 738.1921 | 1136.5763 |  | 499495.247 | -1163.7887
2011-03-01 | 9 | 738.1921 | 1136.5763 |  | 499495.247 | -1163.7887
2011-04-01 | 10 | 738.1921 | 1136.5763 |  | 499495.247 | -94.7373
2011-05-01 | 10 | 1076.3758 | 1079.3563 |  | 510359.2568 | -94.7373
2011-06-01 | 10 | 1076.3758 | 1079.3563 |  | 510359.2568 | -94.7373
2011-07-01 | 11 | 1076.3758 | 1079.3563 |  | 510359.2568 | -94.7373
2011-08-01 | 11 | 1076.3758 | 1079.3563 |  | 510359.2568 | -94.7373
2011-09-01 | 11 | 1076.3758 | 1079.3563 |  | 510359.2568 | -94.7373
2011-10-01 | 12 | 738.1921 | 1136.5763 |  | 499495.247 | -1163.7887
2011-11-01 | 12 | 738.1921 | 1136.5763 |  | 499495.247 | -1163.7887
2011-12-01 | 12 | 738.1921 | 1136.5763 |  | 499495.247 | -1163.7887
2012-01-01 | 13 | 738.1921 | 1136.5763 |  | 499495.247 | -1163.7887
2012-02-01 | 13 | 738.1921 | 1136.5763 |  | 499495.247 | -1163.7887
2012-03-01 | 13 | 738.1921 | 1136.5763 |  | 499495.247 | -1163.7887
2012-04-01 | 14 | 737.9374 | 1136.1023 |  | 499320.7675 | -45.1404
2012-05-01 | 14 | 1075.9685 | 1078.949 |  | 510182.2675 | -45.1404
2012-06-01 | 14 | 1075.9685 | 1078.949 |  | 510182.2675 | -45.1404
2012-07-01 | 15 | 1075.9685 | 1078.949 |  | 510182.2675 | 72.2943
2012-08-01 | 15 | 1075.9685 | 1078.949 |  | 510182.2675 | 72.2943
2012-09-01 | 15 | 1075.9685 | 1078.949 |  | 510182.2675 | 72.2943
2012-10-01 | 16 | 737.9374 | 1136.1023 |  | 499320.7675 | -920.6928
2012-11-01 | 16 | 737.9374 | 1136.1023 |  | 499320.7675 | -920.6928
2012-12-01 | 16 | 737.9374 | 1136.1023 |  | 499320.7675 | -920.6928
2013-01-01 | 17 | 737.9374 | 1136.1023 |  | 499320.7675 | -920.6928
2013-02-01 | 17 | 737.9374 | 1136.1023 |  | 499320.7675 | -920.6928
2013-03-01 | 17 | 737.9374 | 1136.1023 |  | 499320.7675 | -920.6928
2013-04-01 | 18 | 737.9374 | 1136.1023 |  | 499320.7675 | 72.2943
2013-05-01 | 18 | 1075.9685 | 1078.949 |  | 510182.2675 | 72.2943
2013-06-01 | 18 | 1075.9685 | 1078.949 |  | 510182.2675 | 72.2943
2013-07-01 | 19 | 1075.9685 | 1078.949 |  | 510182.2675 | 72.2943
2013-08-01 | 19 | 1075.9685 | 1078.949 |  | 510182.2675 | 72.2943
2013-09-01 | 19 | 1075.9685 | 1078.949 |  | 510182.2675 | 72.2943
2013-10-01 | 20 | 656.2299 | 1046.0401 |  | 438595.8541 | -920.6928
2013-11-01 | 20 | 656.2299 | 1046.0401 |  | 438595.8541 | -920.6928
2013-12-01 | 20 | 656.2299 | 1046.0401 |  | 438595.8541 | -920.6928
2014-01-01 | 21 | 545.9334 | 924.7228 |  | 356991.2677 | -920.6928
2014-02-01 | 21 | 545.9334 | 924.7228 |  | 356991.2677 | -920.6928
2014-03-01 | 21 | 545.9334 | 924.7228 |  | 356991.2677 | -920.6928
2014-04-01 | 22 | 545.9334 | 924.7228 |  | 356991.2677 | 72.2943
2014-05-01 | 22 | 843.5223 | 846.5029 |  | 362122.34 | 72.2943
2014-06-01 | 22 | 843.5223 | 846.5029 |  | 362122.34 | 72.2943
2014-07-01 | 23 | 843.5223 | 846.5029 |  | 362122.34 | 72.2943
2014-08-01 | 23 | 843.5223 | 846.5029 |  | 362122.34 | 72.2943
2014-09-01 | 23 | 843.5223 | 846.5029 |  | 362122.34 | 72.2943
2014-10-01 | 24 | 545.9197 | 924.6972 |  | 356981.8679 | -920.6928
2014-11-01 | 24 | 545.9197 | 924.6972 |  | 356981.8679 | -920.6928
2014-12-01 | 24 | 545.9197 | 924.6972 |  | 356981.8679 | -920.6928
2015-01-01 | 25 | 545.9197 | 924.6972 |  | 356981.8679 | -920.6928
2015-02-01 | 25 | 545.9197 | 924.6972 |  | 356981.8679 | -920.6928
2015-03-01 | 25 | 545.9197 | 924.6972 |  | 356981.8679 | -920.6928
2015-04-01 | 26 | 545.9197 | 924.6972 |  | 356981.8679 | 72.2943
2015-05-01 | 26 | 843.5004 | 846.4809 |  | 362112.8049 | 72.2943
2015-06-01 | 26 | 843.5004 | 846.4809 |  | 362112.8049 | 72.2943
2015-07-01 | 27 | 843.5004 | 846.4809 |  | 362112.8049 | 72.2943
2015-08-01 | 27 | 843.5004 | 846.4809 |  | 362112.8049 | 72.2943
2015-09-01 | 27 | 843.5004 | 846.4809 |  | 362112.8049 | 72.2943
2015-10-01 | 28 | 545.9197 | 924.6972 |  | 356981.8679 | -920.6928
2015-11-01 | 28 | 545.9197 | 924.6972 |  | 356981.8679 | -920.6928
2015-12-01 | 28 | 545.9197 | 924.6972 |  | 356981.8679 | -920.6928
2016-01-01 | 29 | 545.9197 | 924.6972 |  | 356981.8679 | -920.6928
2016-02-01 | 29 | 545.9197 | 924.6972 |  | 356981.8679 | -920.6928
2016-03-01 | 29 | 545.9197 | 924.6972 |  | 356981.8679 | -920.6928
2016-04-01 | 30 | 545.9197 | 924.6972 |  | 356981.8679 | 72.2943
2016-05-01 | 30 | 843.5004 | 846.4809 |  | 362112.8049 | 72.2943
2016-06-01 | 30 | 843.5004 | 846.4809 |  | 362112.8049 | 72.2943
2016-07-01 | 31 | 843.5004 | 846.4809 |  | 362112.8049 | 72.2943
2016-08-01 | 31 | 843.5004 | 846.4809 |  | 362112.8049 | 72.2943
2016-09-01 | 31 | 843.5004 | 846.4809 |  | 362112.8049 | 72.2943
2016-10-01 | 32 | 545.9197 | 924.6972 |  | 356981.8679 | -920.6928
2016-11-01 | 32 | 545.9197 | 924.6972 |  | 356981.8679 | -920.6928
2016-12-01 | 32 | 545.9197 | 924.6972 |  | 356981.8679 | -920.6928
2017-01-01 | 33 | 545.9197 | 924.6972 |  | 356981.8679 | -920.6928
2017-02-01 | 33 | 545.9197 | 924.6972 |  | 356981.8679 | -920.6928
2017-03-01 | 33 | 545.9197 | 924.6972 |  | 356981.8679 | -920.6928
2017-04-01 | 34 | 540.6578 | 915.7382 |  | 353568.7794 | 72.2943
2017-05-01 | 34 | 835.3403 | 838.3209 |  | 358649.7975 | 72.2943
2017-06-01 | 34 | 835.3403 | 838.3209 |  | 358649.7975 | 72.2943
2017-07-01 | 35 | 835.3403 | 838.3209 |  | 358649.7975 | 72.2943
2017-08-01 | 35 | 835.3403 | 838.3209 |  | 358649.7975 | 72.2943
2017-09-01 | 35 | 835.3403 | 838.3209 |  | 358649.7975 | 72.2943
2017-10-01 | 36 | 325.8859 | 552.0747 |  | 213921.5461 | -920.6041
2017-11-01 | 36 | 325.8859 | 552.0747 |  | 213921.5461 | -920.6041
2017-12-01 | 36 | 325.8859 | 552.0747 |  | 213921.5461 | -920.6041
2018-01-01 | 37 | 147.4453 | 248.7817 |  | 98089.9588 | -920.5776
2018-02-01 | 37 | 147.4453 | 248.7817 |  | 98089.9588 | -920.5776
2018-03-01 | 37 | 147.4453 | 248.7817 |  | 98089.9588 | -920.5776
2018-04-01 | 38 | 147.4453 | 248.7817 |  | 98089.9588 | 72.4095
2018-05-01 | 38 | 226.9797 | 229.9467 |  | 99357.3894 | 72.4095
2018-06-01 | 38 | 226.9797 | 229.9467 |  | 99357.3894 | 72.4095
2018-07-01 | 39 | 226.9797 | 229.9467 |  | 99357.3894 | 72.4095
2018-08-01 | 39 | 226.9797 | 229.9467 |  | 99357.3894 | 72.4095
2018-09-01 | 39 | 226.9797 | 229.9467 |  | 99357.3894 | 72.4095
2018-10-01 | 40 | 147.4453 | 248.7817 |  | 98089.9588 | -920.5776
2018-11-01 | 40 | 147.4453 | 248.7817 |  | 98089.9588 | -920.5776
2018-12-01 | 40 | 147.4453 | 248.7817 |  | 98089.9588 | -920.5776
2019-01-01 | 41 | 147.4453 | 248.7817 |  | 98089.9588 | -920.5776
2019-02-01 | 41 | 147.4453 | 248.7817 |  | 98089.9588 | -920.5776
2019-03-01 | 41 | 147.4453 | 248.7817 |  | 98089.9588 | -920.5776
2019-04-01 | 42 | 147.4453 | 248.7817 |  | 98089.9588 | 72.4095
2019-05-01 | 42 | 226.9797 | 229.9467 |  | 99357.3894 | 72.4095
2019-06-01 | 42 | 226.9797 | 229.9467 |  | 99357.3894 | 72.4095
2019-07-01 | 43 | 226.9797 | 229.9467 |  | 99357.3894 | 72.4095
2019-08-01 | 43 | 226.9797 | 229.9467 |  | 99357.3894 | 72.4095
2019-09-01 | 43 | 226.9797 | 229.9467 |  | 99357.3894 | 72.4095
2019-10-01 | 44 | 147.4453 | 248.7817 |  | 98089.9588 | -920.5776
2019-11-01 | 44 | 147.4453 | 248.7817 |  | 98089.9588 | -920.5776
2019-12-01 | 44 | 147.4453 | 248.7817 |  | 98089.9588 | -920.5776

## Input
| SDG&E 09-11 4g3.xls |  |  |  | Program Budget ($) |  |  | NPV Factor for lump-sum admin costs: | 100%
a. Administrative Costs
| Proposer General Information |  |  |  | a.i. Overhead and G&A |  | d. Incentives and Rebates ($) | Nominal | NPV
| Proposer Name |  |  |  | a.ii. Other Admin costs |  | d.i. User Input Incentive |  | 0 | Note: User Input Incentives are treated like Admin costs and are NOT adjusted by the net to gross ratio in the TRC test.
| Program Name |  |  |  | b. Marketing/Outreach |  | d.ii. Rebate | 571068.94 | 530880.9071
| Service Territory |  | SDG&E |  | c. Direct Implementation (non incentive) |  | d.iii. Direct Install Labor | 0 | 0
| First Year of Program Implementation |  |  | 2009 | c.i. Activity |  | d.iv. Direct Install Materials | 0 | 0
| Contact Information |  |  |  | c.ii. Installation |  | d.v. Upstream payments | 0 | 0
| Name |  |  |  | c.iii. Hardware & Materials |  | Subtotal Direct Install | 571068.94 | 530880.9071
| Address |  |  |  | c.iv. Rebate Processing and Inspection | [41 empty] | Formulas for spreading annual installations to quarters
| ZIP code |  |  |  | d. Total Incentives and Rebates | 571068.94 | [40 empty] | 0 | 0 | 0 | 0 | 0 | 0 | 0 | 0 | 0 | 0 | 0 | 0 | 0 | 0 | 0 | 0 | 0 | 0 | 0 | 0 | 0 | 0 | 0 | 0 | 0 | 0 | 0 | 0 | 0 | 0 | 0 | 0 | 0 | 0 | 0 | 0 | 0 | 0 | 0 | 0 | 0 | 0 | 0 | 0
| Telephone |  |  |  | e. EM&V |  | f. Costs recovered from other sources |  | 0
| Email |  |  |  | Total | 571068.94 | Program Budget w/ Other Costs (a to f) | 571068.94 | 530880.9071
Quarterly Installation Schedule
| Program Inputs | [10 empty] | Transfer | Admin | Admin | Admin | Participant | [8 empty] | Placeholders, not currently used | [10 empty] | Annual Installation Schedule | [10 empty] | 2009 |  |  |  | 2010 |  |  |  | 2011 |  |  |  | 2012 |  |  |  | 2013 |  |  |  | 2014 |  |  |  | 2015 |  |  |  | 2016 |  |  |  | 2017 |  |  |  | 2018 |  |  |  | 2019
| Measure Name | DEER RunID | Climate Zone | Target sector | Measure Electric End Use Shape | CZ, Sector, Measure combination found? | Measure Type (To Look up Measure Life) | Program Type (To look up Net-to-gross Ratio) | Unit Definition (e.g. homes) | Program Type (NEW/ROB or Early Repl(RET)) | Gross Measure Cost ($/unit) | Rebate to end use customer or its assignee ($/unit) | Incentives to entities other than the end use customer or its assignee($/unit) | Direct Install Labor ($/unit) | Direct Install Material ($/unit) | Participant cost ($/unit) | Gross Unit Annual Electricity Savings (kwh/unit) | Electric Rate Schedule | Demand Scaler | User Entered kW Savings per unit (kW/unit) | Gross Unit Annual Gas Savings (therm/unit) | Gas Sector | Gas Rate Schedule | Gas Savings Profile | Avg remaining life on replaced units (yrs) | Early retrofit incremental kWh savings (kWh/unit) | Early retrofit incremental kW savings (kW/unit) | Early retrofit incremental Th savings (Th/unit) | Combustion Type | Effective Useful Life (years) | Net-to-Gross Ratio | Net-to-Gross Ratio - kW | Net-to-Gross Ratio - Therms | Net-to-Gross Ratio - Costs | % Eligible for TOU AC adjustment | 2009 | 2010 | 2011 | 2012 | 2013 | 2014 | 2015 | 2016 | 2017 | 2018 | 2019 | Qtr 1 | Qtr 2 | Qtr 3 | Qtr 4 | Qtr 1 | Qtr 2 | Qtr 3 | Qtr 4 | Qtr 1 | Qtr 2 | Qtr 3 | Qtr 4 | Qtr 1 | Qtr 2 | Qtr 3 | Qtr 4 | Qtr 1 | Qtr 2 | Qtr 3 | Qtr 4 | Qtr 1 | Qtr 2 | Qtr 3 | Qtr 4 | Qtr 1 | Qtr 2 | Qtr 3 | Qtr 4 | Qtr 1 | Qtr 2 | Qtr 3 | Qtr 4 | Qtr 1 | Qtr 2 | Qtr 3 | Qtr 4 | Qtr 1 | Qtr 2 | Qtr 3 | Qtr 4 | Qtr 1 | Qtr 2 | Qtr 3 | Qtr 4 | Total Number of Units | Comments
0 | 234330-Premium T8 with T12 40 Watt Baseline - Tr1 |  | System | Commercial | 01-ALC-AllCommercial-IntLight | 0 |  |  |  |  | 27.6532 | 13.1897 | 0 | 0 | 0 | 14.4636 | 83.5202 |  | kWh | 0.017351 | 0 | Commercial | [7 empty] | 15 | 0.78 |  |  |  | 0 | 74.6038 | 0 | 0 | 0 | 0 | 0 | 0 | 0 | 0 | 0 | 0 | 2009 Qtr 1: 0; 2009 Qtr 2: 0; 2009 Qtr 3: 0; 2009 Qtr 4: 74.6038; 2010 Qtr 1: 0; 2010 Qtr 2: 0; 2010 Qtr 3: 0; 2010 Qtr 4: 0; 2011 Qtr 1: 0; 2011 Qtr 2: 0; 2011 Qtr 3: 0; 2011 Qtr 4: 0 | 74.6038
0 | 234303-Lighting-Remove 4 Ft Lamp (De-Lamp) - Tr1 |  | System | Commercial | [6 empty] | 12.3596 | 16.4871 | 0 | 0 | 0 | -4.1275 | 137.2559 |  | 0 | 0.026384 | -2.5676 | Commercial |  | Winter Only | [5 empty] | 15 | 0.77 |  |  |  | 0 | 49.1293 | 0 | 0 | 0 | 0 | 0 | 0 | 0 | 0 | 0 | 0 | 2009 Qtr 1: 0; 2009 Qtr 2: 0; 2009 Qtr 3: 0; 2009 Qtr 4: 49.1293; 2010 Qtr 1: 0; 2010 Qtr 2: 0; 2010 Qtr 3: 0; 2010 Qtr 4: 0; 2011 Qtr 1: 0; 2011 Qtr 2: 0; 2011 Qtr 3: 0; 2011 Qtr 4: 0 | 49.1293
0 | 234306-Lighting-Remove 8 Ft Lamp (De-Lamp) - Tr1 |  | System | Commercial | 23-RTL-Retail–SingleStorylarge-LIT_INT | 0 |  |  |  |  | 28.4369 | 27.4785 | 0 | 0 | 0 | 0.95836 | 366.7521 |  | kWh | 0.077777 | 0 | Commercial | [7 empty] | 15 | 0.77 |  |  |  | 0 | 12.7372 | 0 | 0 | 0 | 0 | 0 | 0 | 0 | 0 | 0 | 0 | 2009 Qtr 1: 0; 2009 Qtr 2: 0; 2009 Qtr 3: 0; 2009 Qtr 4: 12.7372; 2010 Qtr 1: 0; 2010 Qtr 2: 0; 2010 Qtr 3: 0; 2010 Qtr 4: 0; 2011 Qtr 1: 0; 2011 Qtr 2: 0; 2011 Qtr 3: 0; 2011 Qtr 4: 0 | 12.7372
0 | 234085-Refrigeration -Strip Curtains for Walk-ins |  | System | Commercial | 20-RFF-Restaurant–FastFood-Refrig | 0 |  |  |  |  | 10.214 | 3.0078 | 0 | 0 | 0 | 7.2062 | 465 |  | kWh | 0.053 | 0 | Commercial | [7 empty] | 4 | 0.46 |  |  |  | 0 | 23 | 0 | 0 | 0 | 0 | 0 | 0 | 0 | 0 | 0 | 0 | 2009 Qtr 1: 0; 2009 Qtr 2: 0; 2009 Qtr 3: 23; 2009 Qtr 4: 0; 2010 Qtr 1: 0; 2010 Qtr 2: 0; 2010 Qtr 3: 0; 2010 Qtr 4: 0; 2011 Qtr 1: 0; 2011 Qtr 2: 0; 2011 Qtr 3: 0; 2011 Qtr 4: 0 | 23
0 | 234084-Refrigeration -Cooler/Freezer Door Gaskets - Solid Doors: Cooler |  | System | Commercial | 09-GRO-Grocery-REFG | 0 |  |  |  |  | 2.2498 | 4.0099 | 0 | 0 | 0 | -1.7601 | 104.55 |  | kWh | 0.01195 | 0 | Commercial | [7 empty] | 4 | 0.76 |  |  |  | 0 | 166 | 0 | 0 | 0 | 0 | 0 | 0 | 0 | 0 | 0 | 0 | 2009 Qtr 1: 0; 2009 Qtr 2: 0; 2009 Qtr 3: 166; 2009 Qtr 4: 0; 2010 Qtr 1: 0; 2010 Qtr 2: 0; 2010 Qtr 3: 0; 2010 Qtr 4: 0; 2011 Qtr 1: 0; 2011 Qtr 2: 0; 2011 Qtr 3: 0; 2011 Qtr 4: 0 | 166
0 | 234084-Refrigeration -Cooler/Freezer Door Gaskets - Solid Doors: Cooler |  | System | Commercial | 09-GRO-Grocery-REFG | 0 |  |  |  |  | 2.2498 | 4.1235 | 0 | 0 | 0 | -1.8737 | 104.55 |  | kWh | 0.01195 | 0 | Commercial | [7 empty] | 4 | 0.76 |  |  |  | 0 | 23 | 0 | 0 | 0 | 0 | 0 | 0 | 0 | 0 | 0 | 0 | 2009 Qtr 1: 0; 2009 Qtr 2: 0; 2009 Qtr 3: 23; 2009 Qtr 4: 0; 2010 Qtr 1: 0; 2010 Qtr 2: 0; 2010 Qtr 3: 0; 2010 Qtr 4: 0; 2011 Qtr 1: 0; 2011 Qtr 2: 0; 2011 Qtr 3: 0; 2011 Qtr 4: 0 | 23
0 | 234083-Refrigeration -Cooler/Freezer Door Gaskets - Glass Doors |  | System | Commercial | 09-GRO-Grocery-REFG | 0 |  |  |  |  | 2.25 | 4.0769 | 0 | 0 | 0 | -1.8269 | 104.55 |  | kWh | 0.01195 | 0 | Commercial | [7 empty] | 4 | 0.76 |  |  |  | 0 | 13 | 0 | 0 | 0 | 0 | 0 | 0 | 0 | 0 | 0 | 0 | 2009 Qtr 1: 0; 2009 Qtr 2: 0; 2009 Qtr 3: 13; 2009 Qtr 4: 0; 2010 Qtr 1: 0; 2010 Qtr 2: 0; 2010 Qtr 3: 0; 2010 Qtr 4: 0; 2011 Qtr 1: 0; 2011 Qtr 2: 0; 2011 Qtr 3: 0; 2011 Qtr 4: 0 | 13
0 | 234330-Premium T8 with T12 40 Watt Baseline - Tr1 |  | System | Commercial | 01-ALC-AllCommercial-IntLight | 0 |  |  |  |  | 27.6532 | 13.1897 | 0 | 0 | 0 | 14.4636 | 83.5202 |  | kWh | 0.017351 | 0 | Commercial | [7 empty] | 15 | 0.78 |  |  |  | 0 | 29.1137 | 0 | 0 | 0 | 0 | 0 | 0 | 0 | 0 | 0 | 0 | 2009 Qtr 1: 0; 2009 Qtr 2: 0; 2009 Qtr 3: 0; 2009 Qtr 4: 29.1137; 2010 Qtr 1: 0; 2010 Qtr 2: 0; 2010 Qtr 3: 0; 2010 Qtr 4: 0; 2011 Qtr 1: 0; 2011 Qtr 2: 0; 2011 Qtr 3: 0; 2011 Qtr 4: 0 | 29.1137
0 | 234306-Lighting-Remove 8 Ft Lamp (De-Lamp) - Tr1 |  | System | Commercial | 23-RTL-Retail–SingleStorylarge-LIT_INT | 0 |  |  |  |  | 28.4369 | 27.4785 | 0 | 0 | 0 | 0.95836 | 366.7521 |  | kWh | 0.077777 | 0 | Commercial | [7 empty] | 15 | 0.77 |  |  |  | 0 | 14.5568 | 0 | 0 | 0 | 0 | 0 | 0 | 0 | 0 | 0 | 0 | 2009 Qtr 1: 0; 2009 Qtr 2: 0; 2009 Qtr 3: 0; 2009 Qtr 4: 14.5568; 2010 Qtr 1: 0; 2010 Qtr 2: 0; 2010 Qtr 3: 0; 2010 Qtr 4: 0; 2011 Qtr 1: 0; 2011 Qtr 2: 0; 2011 Qtr 3: 0; 2011 Qtr 4: 0 | 14.5568
0 | 234207-Lighting-8 Ft T-8 with Elec Ballast-Tr1 |  | System | Commercial | 01-ALC-AllCommercial-IntLight | 0 |  |  |  |  | 35.6901 | 21.9828 | 0 | 0 | 0 | 13.7073 | 45.8368 |  | kWh | 0.0098893 | 0 | Commercial | [7 empty] | 15 | 0.78 |  |  |  | 0 | 25.4745 | 0 | 0 | 0 | 0 | 0 | 0 | 0 | 0 | 0 | 0 | 2009 Qtr 1: 0; 2009 Qtr 2: 0; 2009 Qtr 3: 25.4745; 2009 Qtr 4: 0; 2010 Qtr 1: 0; 2010 Qtr 2: 0; 2010 Qtr 3: 0; 2010 Qtr 4: 0; 2011 Qtr 1: 0; 2011 Qtr 2: 0; 2011 Qtr 3: 0; 2011 Qtr 4: 0 | 25.4745
0 | 234330-Premium T8 with T12 40 Watt Baseline - Tr1 |  | System | Commercial | 01-ALC-AllCommercial-IntLight | 0 |  |  |  |  | 27.6532 | 13.1897 | 0 | 0 | 0 | 14.4636 | 83.5202 |  | kWh | 0.017351 | 0 | Commercial | [7 empty] | 15 | 0.78 |  |  |  | 0 | 9.098 | 0 | 0 | 0 | 0 | 0 | 0 | 0 | 0 | 0 | 0 | 2009 Qtr 1: 0; 2009 Qtr 2: 0; 2009 Qtr 3: 9.098; 2009 Qtr 4: 0; 2010 Qtr 1: 0; 2010 Qtr 2: 0; 2010 Qtr 3: 0; 2010 Qtr 4: 0; 2011 Qtr 1: 0; 2011 Qtr 2: 0; 2011 Qtr 3: 0; 2011 Qtr 4: 0 | 9.098
0 | 234207-Lighting-8 Ft T-8 with Elec Ballast-Tr1 |  | System | Commercial | 01-ALC-AllCommercial-IntLight | 0 |  |  |  |  | 35.6901 | 21.9828 | 0 | 0 | 0 | 13.7073 | 45.8368 |  | kWh | 0.0098893 | 0 | Commercial | [7 empty] | 15 | 0.78 |  |  |  | 0 | 23.6549 | 0 | 0 | 0 | 0 | 0 | 0 | 0 | 0 | 0 | 0 | 2009 Qtr 1: 0; 2009 Qtr 2: 0; 2009 Qtr 3: 23.6549; 2009 Qtr 4: 0; 2010 Qtr 1: 0; 2010 Qtr 2: 0; 2010 Qtr 3: 0; 2010 Qtr 4: 0; 2011 Qtr 1: 0; 2011 Qtr 2: 0; 2011 Qtr 3: 0; 2011 Qtr 4: 0 | 23.6549
0 | 234084-Refrigeration -Cooler/Freezer Door Gaskets - Solid Doors: Cooler |  | System | Commercial | 09-GRO-Grocery-REFG | 0 |  |  |  |  | 2.2498 | 4.0139 | 0 | 0 | 0 | -1.7641 | 104.55 |  | kWh | 0.01195 | 0 | Commercial | [7 empty] | 4 | 0.76 |  |  |  | 0 | 72 | 0 | 0 | 0 | 0 | 0 | 0 | 0 | 0 | 0 | 0 | 2009 Qtr 1: 0; 2009 Qtr 2: 0; 2009 Qtr 3: 72; 2009 Qtr 4: 0; 2010 Qtr 1: 0; 2010 Qtr 2: 0; 2010 Qtr 3: 0; 2010 Qtr 4: 0; 2011 Qtr 1: 0; 2011 Qtr 2: 0; 2011 Qtr 3: 0; 2011 Qtr 4: 0 | 72
0 | 234309-Lighting-Screw in >27 Watt Lamp - Tr1 |  | System | Commercial | 18-OFS-Office–Small-IntLight | 0 |  |  |  |  | 10.7915 | 11.8778 | 0 | 0 | 0 | -1.0863 | 366.8636 |  | kWh | 0.056754 | 0 | Commercial | [7 empty] | 2.04 | 0.81 |  |  |  | 0 | 2.6941 | 0 | 0 | 0 | 0 | 0 | 0 | 0 | 0 | 0 | 0 | 2009 Qtr 1: 0; 2009 Qtr 2: 0; 2009 Qtr 3: 0; 2009 Qtr 4: 2.6941; 2010 Qtr 1: 0; 2010 Qtr 2: 0; 2010 Qtr 3: 0; 2010 Qtr 4: 0; 2011 Qtr 1: 0; 2011 Qtr 2: 0; 2011 Qtr 3: 0; 2011 Qtr 4: 0 | 2.6941
0 | 234330-Premium T8 with T12 40 Watt Baseline - Tr1 |  | System | Commercial | 01-ALC-AllCommercial-IntLight | 0 |  |  |  |  | 27.6532 | 13.1897 | 0 | 0 | 0 | 14.4636 | 83.5202 |  | kWh | 0.017351 | 0 | Commercial | [7 empty] | 15 | 0.78 |  |  |  | 0 | 30.9333 | 0 | 0 | 0 | 0 | 0 | 0 | 0 | 0 | 0 | 0 | 2009 Qtr 1: 0; 2009 Qtr 2: 0; 2009 Qtr 3: 0; 2009 Qtr 4: 30.9333; 2010 Qtr 1: 0; 2010 Qtr 2: 0; 2010 Qtr 3: 0; 2010 Qtr 4: 0; 2011 Qtr 1: 0; 2011 Qtr 2: 0; 2011 Qtr 3: 0; 2011 Qtr 4: 0 | 30.9333
0 | 234303-Lighting-Remove 4 Ft Lamp (De-Lamp) - Tr1 |  | System | Commercial | [6 empty] | 12.3596 | 16.4871 | 0 | 0 | 0 | -4.1275 | 137.2559 |  | 0 | 0.026384 | -2.5676 | Commercial |  | Winter Only | [5 empty] | 15 | 0.77 |  |  |  | 0 | 14.5568 | 0 | 0 | 0 | 0 | 0 | 0 | 0 | 0 | 0 | 0 | 2009 Qtr 1: 0; 2009 Qtr 2: 0; 2009 Qtr 3: 0; 2009 Qtr 4: 14.5568; 2010 Qtr 1: 0; 2010 Qtr 2: 0; 2010 Qtr 3: 0; 2010 Qtr 4: 0; 2011 Qtr 1: 0; 2011 Qtr 2: 0; 2011 Qtr 3: 0; 2011 Qtr 4: 0 | 14.5568
0 | 234306-Lighting-Remove 8 Ft Lamp (De-Lamp) - Tr1 |  | System | Commercial | 23-RTL-Retail–SingleStorylarge-LIT_INT | 0 |  |  |  |  | 28.4369 | 27.4785 | 0 | 0 | 0 | 0.95836 | 366.7521 |  | kWh | 0.077777 | 0 | Commercial | [7 empty] | 15 | 0.77 |  |  |  | 0 | 7.2784 | 0 | 0 | 0 | 0 | 0 | 0 | 0 | 0 | 0 | 0 | 2009 Qtr 1: 0; 2009 Qtr 2: 0; 2009 Qtr 3: 0; 2009 Qtr 4: 7.2784; 2010 Qtr 1: 0; 2010 Qtr 2: 0; 2010 Qtr 3: 0; 2010 Qtr 4: 0; 2011 Qtr 1: 0; 2011 Qtr 2: 0; 2011 Qtr 3: 0; 2011 Qtr 4: 0 | 7.2784
0 | 234084-Refrigeration -Cooler/Freezer Door Gaskets - Solid Doors: Cooler |  | System | Commercial | 09-GRO-Grocery-REFG | 0 |  |  |  |  | 2.2498 | 4.0005 | 0 | 0 | 0 | -1.7507 | 104.55 |  | kWh | 0.01195 | 0 | Commercial | [7 empty] | 4 | 0.76 |  |  |  | 0 | 85 | 0 | 0 | 0 | 0 | 0 | 0 | 0 | 0 | 0 | 0 | 2009 Qtr 1: 0; 2009 Qtr 2: 0; 2009 Qtr 3: 85; 2009 Qtr 4: 0; 2010 Qtr 1: 0; 2010 Qtr 2: 0; 2010 Qtr 3: 0; 2010 Qtr 4: 0; 2011 Qtr 1: 0; 2011 Qtr 2: 0; 2011 Qtr 3: 0; 2011 Qtr 4: 0 | 85
0 | 234330-Premium T8 with T12 40 Watt Baseline - Tr1 |  | System | Commercial | 01-ALC-AllCommercial-IntLight | 0 |  |  |  |  | 27.6532 | 13.1897 | 0 | 0 | 0 | 14.4636 | 83.5202 |  | kWh | 0.017351 | 0 | Commercial | [7 empty] | 15 | 0.78 |  |  |  | 0 | 5.4588 | 0 | 0 | 0 | 0 | 0 | 0 | 0 | 0 | 0 | 0 | 2009 Qtr 1: 0; 2009 Qtr 2: 0; 2009 Qtr 3: 0; 2009 Qtr 4: 5.4588; 2010 Qtr 1: 0; 2010 Qtr 2: 0; 2010 Qtr 3: 0; 2010 Qtr 4: 0; 2011 Qtr 1: 0; 2011 Qtr 2: 0; 2011 Qtr 3: 0; 2011 Qtr 4: 0 | 5.4588
0 | 234303-Lighting-Remove 4 Ft Lamp (De-Lamp) - Tr1 |  | System | Commercial | [6 empty] | 12.3596 | 16.4871 | 0 | 0 | 0 | -4.1275 | 137.2559 |  | 0 | 0.026384 | -2.5676 | Commercial |  | Winter Only | [5 empty] | 15 | 0.77 |  |  |  | 0 | 5.4588 | 0 | 0 | 0 | 0 | 0 | 0 | 0 | 0 | 0 | 0 | 2009 Qtr 1: 0; 2009 Qtr 2: 0; 2009 Qtr 3: 0; 2009 Qtr 4: 5.4588; 2010 Qtr 1: 0; 2010 Qtr 2: 0; 2010 Qtr 3: 0; 2010 Qtr 4: 0; 2011 Qtr 1: 0; 2011 Qtr 2: 0; 2011 Qtr 3: 0; 2011 Qtr 4: 0 | 5.4588
0 | 234360-Lighting-IntrHiByLnrFlscntFxtr244wrplc400w(TrI)Tr1 |  | System | Commercial | [6 empty] | 282.4319 | 153.8404 | 0 | 0 | 0 | 128.5914 | 0 |  | 0 | 0.224 | -7.1132 | Commercial |  | Winter Only | [5 empty] | 15 | 0.78 |  |  |  | 0 | 0.97504 | 0 | 0 | 0 | 0 | 0 | 0 | 0 | 0 | 0 | 0 | 2009 Qtr 1: 0; 2009 Qtr 2: 0; 2009 Qtr 3: 0; 2009 Qtr 4: 0.97504; 2010 Qtr 1: 0; 2010 Qtr 2: 0; 2010 Qtr 3: 0; 2010 Qtr 4: 0; 2011 Qtr 1: 0; 2011 Qtr 2: 0; 2011 Qtr 3: 0; 2011 Qtr 4: 0 | 0.97504
0 | 234285-Lighting-Occpncy Snsr-Hi-Bay integrated Snsr-Tr1 |  | System | Commercial | 01-ALC-AllCommercial-IntLight | 0 |  |  |  |  | 221.2703 | 95.5 | 0 | 0 | 0 | 125.7703 | 2503.6304 |  | kWh | 0.48559 | 0 | Commercial | [7 empty] | 8 | 0.84 |  |  |  | 0 | 1 | 0 | 0 | 0 | 0 | 0 | 0 | 0 | 0 | 0 | 0 | 2009 Qtr 1: 0; 2009 Qtr 2: 0; 2009 Qtr 3: 0; 2009 Qtr 4: 1; 2010 Qtr 1: 0; 2010 Qtr 2: 0; 2010 Qtr 3: 0; 2010 Qtr 4: 0; 2011 Qtr 1: 0; 2011 Qtr 2: 0; 2011 Qtr 3: 0; 2011 Qtr 4: 0 | 1
0 | 234084-Refrigeration -Cooler/Freezer Door Gaskets - Solid Doors: Cooler |  | System | Commercial | 09-GRO-Grocery-REFG | 0 |  |  |  |  | 2.2498 | 4 | 0 | 0 | 0 | -1.7502 | 104.55 |  | kWh | 0.01195 | 0 | Commercial | [7 empty] | 4 | 0.76 |  |  |  | 0 | 182 | 0 | 0 | 0 | 0 | 0 | 0 | 0 | 0 | 0 | 0 | 2009 Qtr 1: 0; 2009 Qtr 2: 0; 2009 Qtr 3: 182; 2009 Qtr 4: 0; 2010 Qtr 1: 0; 2010 Qtr 2: 0; 2010 Qtr 3: 0; 2010 Qtr 4: 0; 2011 Qtr 1: 0; 2011 Qtr 2: 0; 2011 Qtr 3: 0; 2011 Qtr 4: 0 | 182
0 | 234084-Refrigeration -Cooler/Freezer Door Gaskets - Solid Doors: Cooler |  | System | Commercial | 09-GRO-Grocery-REFG | 0 |  |  |  |  | 2.2498 | 4.0127 | 0 | 0 | 0 | -1.7629 | 104.55 |  | kWh | 0.01195 | 0 | Commercial | [7 empty] | 4 | 0.76 |  |  |  | 0 | 158 | 0 | 0 | 0 | 0 | 0 | 0 | 0 | 0 | 0 | 0 | 2009 Qtr 1: 0; 2009 Qtr 2: 0; 2009 Qtr 3: 158; 2009 Qtr 4: 0; 2010 Qtr 1: 0; 2010 Qtr 2: 0; 2010 Qtr 3: 0; 2010 Qtr 4: 0; 2011 Qtr 1: 0; 2011 Qtr 2: 0; 2011 Qtr 3: 0; 2011 Qtr 4: 0 | 158
0 | 234067-Refrigeration - Food Service -Auto Closer for Main Cooler Doors |  | System | Commercial | 09-GRO-Grocery-REFG | 0 |  |  |  |  | 382.5103 | 103 | 0 | 0 | 0 | 279.5103 | 1075.009 |  | kWh | 0.20794 | -0.053375 | Commercial |  | Annual | [5 empty] | 8 | 0.7 |  |  |  | 0 | 1 | 0 | 0 | 0 | 0 | 0 | 0 | 0 | 0 | 0 | 0 | 2009 Qtr 1: 0; 2009 Qtr 2: 0; 2009 Qtr 3: 1; 2009 Qtr 4: 0; 2010 Qtr 1: 0; 2010 Qtr 2: 0; 2010 Qtr 3: 0; 2010 Qtr 4: 0; 2011 Qtr 1: 0; 2011 Qtr 2: 0; 2011 Qtr 3: 0; 2011 Qtr 4: 0 | 1
0 | 234068-Refrigeration - Food Service -Auto Closer for Main Freezer Doors |  | System | Commercial | 09-GRO-Grocery-REFG | 0 |  |  |  |  | 372.7723 | 160.5 | 0 | 0 | 0 | 212.2723 | 2785.8135 |  | kWh | 0.27593 | -0.026688 | Commercial |  | Annual | [5 empty] | 8 | 0.7 |  |  |  | 0 | 1 | 0 | 0 | 0 | 0 | 0 | 0 | 0 | 0 | 0 | 0 | 2009 Qtr 1: 0; 2009 Qtr 2: 0; 2009 Qtr 3: 1; 2009 Qtr 4: 0; 2010 Qtr 1: 0; 2010 Qtr 2: 0; 2010 Qtr 3: 0; 2010 Qtr 4: 0; 2011 Qtr 1: 0; 2011 Qtr 2: 0; 2011 Qtr 3: 0; 2011 Qtr 4: 0 | 1
0 | 234085-Refrigeration -Strip Curtains for Walk-ins |  | System | Commercial | 20-RFF-Restaurant–FastFood-Refrig | 0 |  |  |  |  | 10.214 | 3.0975 | 0 | 0 | 0 | 7.1165 | 465 |  | kWh | 0.053 | 0 | Commercial | [7 empty] | 4 | 0.46 |  |  |  | 0 | 24 | 0 | 0 | 0 | 0 | 0 | 0 | 0 | 0 | 0 | 0 | 2009 Qtr 1: 0; 2009 Qtr 2: 0; 2009 Qtr 3: 24; 2009 Qtr 4: 0; 2010 Qtr 1: 0; 2010 Qtr 2: 0; 2010 Qtr 3: 0; 2010 Qtr 4: 0; 2011 Qtr 1: 0; 2011 Qtr 2: 0; 2011 Qtr 3: 0; 2011 Qtr 4: 0 | 24
0 | 234084-Refrigeration -Cooler/Freezer Door Gaskets - Solid Doors: Cooler |  | System | Commercial | 09-GRO-Grocery-REFG | 0 |  |  |  |  | 2.2498 | 4.054 | 0 | 0 | 0 | -1.8042 | 104.55 |  | kWh | 0.01195 | 0 | Commercial | [7 empty] | 4 | 0.76 |  |  |  | 0 | 60 | 0 | 0 | 0 | 0 | 0 | 0 | 0 | 0 | 0 | 0 | 2009 Qtr 1: 0; 2009 Qtr 2: 0; 2009 Qtr 3: 60; 2009 Qtr 4: 0; 2010 Qtr 1: 0; 2010 Qtr 2: 0; 2010 Qtr 3: 0; 2010 Qtr 4: 0; 2011 Qtr 1: 0; 2011 Qtr 2: 0; 2011 Qtr 3: 0; 2011 Qtr 4: 0 | 60
0 | 234330-Premium T8 with T12 40 Watt Baseline - Tr1 |  | System | Commercial | 01-ALC-AllCommercial-IntLight | 0 |  |  |  |  | 27.6532 | 13.1897 | 0 | 0 | 0 | 14.4636 | 83.5202 |  | kWh | 0.017351 | 0 | Commercial | [7 empty] | 15 | 0.78 |  |  |  | 0 | 25.4745 | 0 | 0 | 0 | 0 | 0 | 0 | 0 | 0 | 0 | 0 | 2009 Qtr 1: 0; 2009 Qtr 2: 0; 2009 Qtr 3: 25.4745; 2009 Qtr 4: 0; 2010 Qtr 1: 0; 2010 Qtr 2: 0; 2010 Qtr 3: 0; 2010 Qtr 4: 0; 2011 Qtr 1: 0; 2011 Qtr 2: 0; 2011 Qtr 3: 0; 2011 Qtr 4: 0 | 25.4745
0 | 234303-Lighting-Remove 4 Ft Lamp (De-Lamp) - Tr1 |  | System | Commercial | [6 empty] | 12.3596 | 16.4871 | 0 | 0 | 0 | -4.1275 | 137.2559 |  | 0 | 0.026384 | -2.5676 | Commercial |  | Winter Only | [5 empty] | 15 | 0.77 |  |  |  | 0 | 17.2862 | 0 | 0 | 0 | 0 | 0 | 0 | 0 | 0 | 0 | 0 | 2009 Qtr 1: 0; 2009 Qtr 2: 0; 2009 Qtr 3: 17.2862; 2009 Qtr 4: 0; 2010 Qtr 1: 0; 2010 Qtr 2: 0; 2010 Qtr 3: 0; 2010 Qtr 4: 0; 2011 Qtr 1: 0; 2011 Qtr 2: 0; 2011 Qtr 3: 0; 2011 Qtr 4: 0 | 17.2862
0 | 234332-Premium T8 with T12 40 Watt Baseline - Tr3 |  | System | Commercial | 01-ALC-AllCommercial-IntLight | 0 |  |  |  |  | 13.9591 | 7.1444 | 0 | 0 | 0 | 6.8147 | 44.0947 |  | kWh | 0.016509 | 0 | Commercial | [7 empty] | 15 | 0.78 |  |  |  | 0 | 12.7372 | 0 | 0 | 0 | 0 | 0 | 0 | 0 | 0 | 0 | 0 | 2009 Qtr 1: 0; 2009 Qtr 2: 0; 2009 Qtr 3: 12.7372; 2009 Qtr 4: 0; 2010 Qtr 1: 0; 2010 Qtr 2: 0; 2010 Qtr 3: 0; 2010 Qtr 4: 0; 2011 Qtr 1: 0; 2011 Qtr 2: 0; 2011 Qtr 3: 0; 2011 Qtr 4: 0 | 12.7372
0 | 234330-Premium T8 with T12 40 Watt Baseline - Tr1 |  | System | Commercial | 01-ALC-AllCommercial-IntLight | 0 |  |  |  |  | 27.6532 | 13.1897 | 0 | 0 | 0 | 14.4636 | 83.5202 |  | kWh | 0.017351 | 0 | Commercial | [7 empty] | 15 | 0.78 |  |  |  | 0 | 56.4077 | 0 | 0 | 0 | 0 | 0 | 0 | 0 | 0 | 0 | 0 | 2009 Qtr 1: 0; 2009 Qtr 2: 0; 2009 Qtr 3: 56.4077; 2009 Qtr 4: 0; 2010 Qtr 1: 0; 2010 Qtr 2: 0; 2010 Qtr 3: 0; 2010 Qtr 4: 0; 2011 Qtr 1: 0; 2011 Qtr 2: 0; 2011 Qtr 3: 0; 2011 Qtr 4: 0 | 56.4077
0 | 234303-Lighting-Remove 4 Ft Lamp (De-Lamp) - Tr1 |  | System | Commercial | [6 empty] | 12.3596 | 16.4871 | 0 | 0 | 0 | -4.1275 | 137.2559 |  | 0 | 0.026384 | -2.5676 | Commercial |  | Winter Only | [5 empty] | 15 | 0.77 |  |  |  | 0 | 56.4077 | 0 | 0 | 0 | 0 | 0 | 0 | 0 | 0 | 0 | 0 | 2009 Qtr 1: 0; 2009 Qtr 2: 0; 2009 Qtr 3: 56.4077; 2009 Qtr 4: 0; 2010 Qtr 1: 0; 2010 Qtr 2: 0; 2010 Qtr 3: 0; 2010 Qtr 4: 0; 2011 Qtr 1: 0; 2011 Qtr 2: 0; 2011 Qtr 3: 0; 2011 Qtr 4: 0 | 56.4077
0 | 234360-Lighting-IntrHiByLnrFlscntFxtr244wrplc400w(TrI)Tr1 |  | System | Commercial | [6 empty] | 282.4319 | 153.8404 | 0 | 0 | 0 | 128.5914 | 0 |  | 0 | 0.224 | -7.1132 | Commercial |  | Winter Only | [5 empty] | 15 | 0.78 |  |  |  | 0 | 3.9001 | 0 | 0 | 0 | 0 | 0 | 0 | 0 | 0 | 0 | 0 | 2009 Qtr 1: 0; 2009 Qtr 2: 0; 2009 Qtr 3: 3.9001; 2009 Qtr 4: 0; 2010 Qtr 1: 0; 2010 Qtr 2: 0; 2010 Qtr 3: 0; 2010 Qtr 4: 0; 2011 Qtr 1: 0; 2011 Qtr 2: 0; 2011 Qtr 3: 0; 2011 Qtr 4: 0 | 3.9001
0 | 234285-Lighting-Occpncy Snsr-Hi-Bay integrated Snsr-Tr1 |  | System | Commercial | 01-ALC-AllCommercial-IntLight | 0 |  |  |  |  | 221.2703 | 95.5 | 0 | 0 | 0 | 125.7703 | 2503.6304 |  | kWh | 0.48559 | 0 | Commercial | [7 empty] | 8 | 0.84 |  |  |  | 0 | 4 | 0 | 0 | 0 | 0 | 0 | 0 | 0 | 0 | 0 | 0 | 2009 Qtr 1: 0; 2009 Qtr 2: 0; 2009 Qtr 3: 4; 2009 Qtr 4: 0; 2010 Qtr 1: 0; 2010 Qtr 2: 0; 2010 Qtr 3: 0; 2010 Qtr 4: 0; 2011 Qtr 1: 0; 2011 Qtr 2: 0; 2011 Qtr 3: 0; 2011 Qtr 4: 0 | 4
0 | 234330-Premium T8 with T12 40 Watt Baseline - Tr1 |  | System | Commercial | 01-ALC-AllCommercial-IntLight | 0 |  |  |  |  | 27.6532 | 13.1897 | 0 | 0 | 0 | 14.4636 | 83.5202 |  | kWh | 0.017351 | 0 | Commercial | [7 empty] | 15 | 0.78 |  |  |  | 0 | 29.1137 | 0 | 0 | 0 | 0 | 0 | 0 | 0 | 0 | 0 | 0 | 2009 Qtr 1: 0; 2009 Qtr 2: 0; 2009 Qtr 3: 0; 2009 Qtr 4: 29.1137; 2010 Qtr 1: 0; 2010 Qtr 2: 0; 2010 Qtr 3: 0; 2010 Qtr 4: 0; 2011 Qtr 1: 0; 2011 Qtr 2: 0; 2011 Qtr 3: 0; 2011 Qtr 4: 0 | 29.1137
0 | 234306-Lighting-Remove 8 Ft Lamp (De-Lamp) - Tr1 |  | System | Commercial | 23-RTL-Retail–SingleStorylarge-LIT_INT | 0 |  |  |  |  | 28.4369 | 27.4785 | 0 | 0 | 0 | 0.95836 | 366.7521 |  | kWh | 0.077777 | 0 | Commercial | [7 empty] | 15 | 0.77 |  |  |  | 0 | 14.5568 | 0 | 0 | 0 | 0 | 0 | 0 | 0 | 0 | 0 | 0 | 2009 Qtr 1: 0; 2009 Qtr 2: 0; 2009 Qtr 3: 0; 2009 Qtr 4: 14.5568; 2010 Qtr 1: 0; 2010 Qtr 2: 0; 2010 Qtr 3: 0; 2010 Qtr 4: 0; 2011 Qtr 1: 0; 2011 Qtr 2: 0; 2011 Qtr 3: 0; 2011 Qtr 4: 0 | 14.5568
0 | 234085-Refrigeration -Strip Curtains for Walk-ins |  | System | Commercial | 20-RFF-Restaurant–FastFood-Refrig | 0 |  |  |  |  | 10.214 | 3.0372 | 0 | 0 | 0 | 7.1768 | 465 |  | kWh | 0.053 | 0 | Commercial | [7 empty] | 4 | 0.46 |  |  |  | 0 | 25 | 0 | 0 | 0 | 0 | 0 | 0 | 0 | 0 | 0 | 0 | 2009 Qtr 1: 0; 2009 Qtr 2: 0; 2009 Qtr 3: 25; 2009 Qtr 4: 0; 2010 Qtr 1: 0; 2010 Qtr 2: 0; 2010 Qtr 3: 0; 2010 Qtr 4: 0; 2011 Qtr 1: 0; 2011 Qtr 2: 0; 2011 Qtr 3: 0; 2011 Qtr 4: 0 | 25
0 | 234084-Refrigeration -Cooler/Freezer Door Gaskets - Solid Doors: Cooler |  | System | Commercial | 09-GRO-Grocery-REFG | 0 |  |  |  |  | 2.2498 | 4.0016 | 0 | 0 | 0 | -1.7518 | 104.55 |  | kWh | 0.01195 | 0 | Commercial | [7 empty] | 4 | 0.76 |  |  |  | 0 | 198 | 0 | 0 | 0 | 0 | 0 | 0 | 0 | 0 | 0 | 0 | 2009 Qtr 1: 0; 2009 Qtr 2: 0; 2009 Qtr 3: 198; 2009 Qtr 4: 0; 2010 Qtr 1: 0; 2010 Qtr 2: 0; 2010 Qtr 3: 0; 2010 Qtr 4: 0; 2011 Qtr 1: 0; 2011 Qtr 2: 0; 2011 Qtr 3: 0; 2011 Qtr 4: 0 | 198
0 | 234330-Premium T8 with T12 40 Watt Baseline - Tr1 |  | System | Commercial | 01-ALC-AllCommercial-IntLight | 0 |  |  |  |  | 27.6532 | 13.1897 | 0 | 0 | 0 | 14.4636 | 83.5202 |  | kWh | 0.017351 | 0 | Commercial | [7 empty] | 15 | 0.78 |  |  |  | 0 | 132.8311 | 0 | 0 | 0 | 0 | 0 | 0 | 0 | 0 | 0 | 0 | 2009 Qtr 1: 0; 2009 Qtr 2: 0; 2009 Qtr 3: 0; 2009 Qtr 4: 132.8311; 2010 Qtr 1: 0; 2010 Qtr 2: 0; 2010 Qtr 3: 0; 2010 Qtr 4: 0; 2011 Qtr 1: 0; 2011 Qtr 2: 0; 2011 Qtr 3: 0; 2011 Qtr 4: 0 | 132.8311
0 | 234306-Lighting-Remove 8 Ft Lamp (De-Lamp) - Tr1 |  | System | Commercial | 23-RTL-Retail–SingleStorylarge-LIT_INT | 0 |  |  |  |  | 28.4369 | 27.4785 | 0 | 0 | 0 | 0.95836 | 366.7521 |  | kWh | 0.077777 | 0 | Commercial | [7 empty] | 15 | 0.77 |  |  |  | 0 | 58.2273 | 0 | 0 | 0 | 0 | 0 | 0 | 0 | 0 | 0 | 0 | 2009 Qtr 1: 0; 2009 Qtr 2: 0; 2009 Qtr 3: 0; 2009 Qtr 4: 58.2273; 2010 Qtr 1: 0; 2010 Qtr 2: 0; 2010 Qtr 3: 0; 2010 Qtr 4: 0; 2011 Qtr 1: 0; 2011 Qtr 2: 0; 2011 Qtr 3: 0; 2011 Qtr 4: 0 | 58.2273
0 | 234084-Refrigeration -Cooler/Freezer Door Gaskets - Solid Doors: Cooler |  | System | Commercial | 09-GRO-Grocery-REFG | 0 |  |  |  |  | 2.2498 | 4.0143 | 0 | 0 | 0 | -1.7645 | 104.55 |  | kWh | 0.01195 | 0 | Commercial | [7 empty] | 4 | 0.76 |  |  |  | 0 | 84 | 0 | 0 | 0 | 0 | 0 | 0 | 0 | 0 | 0 | 0 | 2009 Qtr 1: 0; 2009 Qtr 2: 0; 2009 Qtr 3: 84; 2009 Qtr 4: 0; 2010 Qtr 1: 0; 2010 Qtr 2: 0; 2010 Qtr 3: 0; 2010 Qtr 4: 0; 2011 Qtr 1: 0; 2011 Qtr 2: 0; 2011 Qtr 3: 0; 2011 Qtr 4: 0 | 84
0 | 234083-Refrigeration -Cooler/Freezer Door Gaskets - Glass Doors |  | System | Commercial | 09-GRO-Grocery-REFG | 0 |  |  |  |  | 2.25 | 4.1576 | 0 | 0 | 0 | -1.9076 | 104.55 |  | kWh | 0.01195 | 0 | Commercial | [7 empty] | 4 | 0.76 |  |  |  | 0 | 17 | 0 | 0 | 0 | 0 | 0 | 0 | 0 | 0 | 0 | 0 | 2009 Qtr 1: 0; 2009 Qtr 2: 0; 2009 Qtr 3: 17; 2009 Qtr 4: 0; 2010 Qtr 1: 0; 2010 Qtr 2: 0; 2010 Qtr 3: 0; 2010 Qtr 4: 0; 2011 Qtr 1: 0; 2011 Qtr 2: 0; 2011 Qtr 3: 0; 2011 Qtr 4: 0 | 17
0 | 234084-Refrigeration -Cooler/Freezer Door Gaskets - Solid Doors: Cooler |  | System | Commercial | 09-GRO-Grocery-REFG | 0 |  |  |  |  | 2.2498 | 4.0231 | 0 | 0 | 0 | -1.7733 | 104.55 |  | kWh | 0.01195 | 0 | Commercial | [7 empty] | 4 | 0.76 |  |  |  | 0 | 104 | 0 | 0 | 0 | 0 | 0 | 0 | 0 | 0 | 0 | 0 | 2009 Qtr 1: 0; 2009 Qtr 2: 0; 2009 Qtr 3: 104; 2009 Qtr 4: 0; 2010 Qtr 1: 0; 2010 Qtr 2: 0; 2010 Qtr 3: 0; 2010 Qtr 4: 0; 2011 Qtr 1: 0; 2011 Qtr 2: 0; 2011 Qtr 3: 0; 2011 Qtr 4: 0 | 104
0 | 234084-Refrigeration -Cooler/Freezer Door Gaskets - Solid Doors: Cooler |  | System | Commercial | 09-GRO-Grocery-REFG | 0 |  |  |  |  | 2.2498 | 4.0092 | 0 | 0 | 0 | -1.7594 | 104.55 |  | kWh | 0.01195 | 0 | Commercial | [7 empty] | 4 | 0.76 |  |  |  | 0 | 131 | 0 | 0 | 0 | 0 | 0 | 0 | 0 | 0 | 0 | 0 | 2009 Qtr 1: 0; 2009 Qtr 2: 0; 2009 Qtr 3: 131; 2009 Qtr 4: 0; 2010 Qtr 1: 0; 2010 Qtr 2: 0; 2010 Qtr 3: 0; 2010 Qtr 4: 0; 2011 Qtr 1: 0; 2011 Qtr 2: 0; 2011 Qtr 3: 0; 2011 Qtr 4: 0 | 131
0 | 234083-Refrigeration -Cooler/Freezer Door Gaskets - Glass Doors |  | System | Commercial | 09-GRO-Grocery-REFG | 0 |  |  |  |  | 2.25 | 4.0485 | 0 | 0 | 0 | -1.7985 | 104.55 |  | kWh | 0.01195 | 0 | Commercial | [7 empty] | 4 | 0.76 |  |  |  | 0 | 33 | 0 | 0 | 0 | 0 | 0 | 0 | 0 | 0 | 0 | 0 | 2009 Qtr 1: 0; 2009 Qtr 2: 0; 2009 Qtr 3: 33; 2009 Qtr 4: 0; 2010 Qtr 1: 0; 2010 Qtr 2: 0; 2010 Qtr 3: 0; 2010 Qtr 4: 0; 2011 Qtr 1: 0; 2011 Qtr 2: 0; 2011 Qtr 3: 0; 2011 Qtr 4: 0 | 33
0 | 234084-Refrigeration -Cooler/Freezer Door Gaskets - Solid Doors: Cooler |  | System | Commercial | 09-GRO-Grocery-REFG | 0 |  |  |  |  | 2.2498 | 4.074 | 0 | 0 | 0 | -1.8242 | 104.55 |  | kWh | 0.01195 | 0 | Commercial | [7 empty] | 4 | 0.76 |  |  |  | 0 | 40 | 0 | 0 | 0 | 0 | 0 | 0 | 0 | 0 | 0 | 0 | 2009 Qtr 1: 0; 2009 Qtr 2: 0; 2009 Qtr 3: 40; 2009 Qtr 4: 0; 2010 Qtr 1: 0; 2010 Qtr 2: 0; 2010 Qtr 3: 0; 2010 Qtr 4: 0; 2011 Qtr 1: 0; 2011 Qtr 2: 0; 2011 Qtr 3: 0; 2011 Qtr 4: 0 | 40
0 | 234083-Refrigeration -Cooler/Freezer Door Gaskets - Glass Doors |  | System | Commercial | 09-GRO-Grocery-REFG | 0 |  |  |  |  | 2.25 | 4.0378 | 0 | 0 | 0 | -1.7878 | 104.55 |  | kWh | 0.01195 | 0 | Commercial | [7 empty] | 4 | 0.76 |  |  |  | 0 | 73 | 0 | 0 | 0 | 0 | 0 | 0 | 0 | 0 | 0 | 0 | 2009 Qtr 1: 0; 2009 Qtr 2: 0; 2009 Qtr 3: 73; 2009 Qtr 4: 0; 2010 Qtr 1: 0; 2010 Qtr 2: 0; 2010 Qtr 3: 0; 2010 Qtr 4: 0; 2011 Qtr 1: 0; 2011 Qtr 2: 0; 2011 Qtr 3: 0; 2011 Qtr 4: 0 | 73
0 | 234084-Refrigeration -Cooler/Freezer Door Gaskets - Solid Doors: Cooler |  | System | Commercial | 09-GRO-Grocery-REFG | 0 |  |  |  |  | 2.2498 | 4.0521 | 0 | 0 | 0 | -1.8023 | 104.55 |  | kWh | 0.01195 | 0 | Commercial | [7 empty] | 4 | 0.76 |  |  |  | 0 | 63 | 0 | 0 | 0 | 0 | 0 | 0 | 0 | 0 | 0 | 0 | 2009 Qtr 1: 0; 2009 Qtr 2: 0; 2009 Qtr 3: 63; 2009 Qtr 4: 0; 2010 Qtr 1: 0; 2010 Qtr 2: 0; 2010 Qtr 3: 0; 2010 Qtr 4: 0; 2011 Qtr 1: 0; 2011 Qtr 2: 0; 2011 Qtr 3: 0; 2011 Qtr 4: 0 | 63
0 | 234083-Refrigeration -Cooler/Freezer Door Gaskets - Glass Doors |  | System | Commercial | 09-GRO-Grocery-REFG | 0 |  |  |  |  | 2.25 | 4.1533 | 0 | 0 | 0 | -1.9033 | 104.55 |  | kWh | 0.01195 | 0 | Commercial | [7 empty] | 4 | 0.76 |  |  |  | 0 | 24 | 0 | 0 | 0 | 0 | 0 | 0 | 0 | 0 | 0 | 0 | 2009 Qtr 1: 0; 2009 Qtr 2: 0; 2009 Qtr 3: 24; 2009 Qtr 4: 0; 2010 Qtr 1: 0; 2010 Qtr 2: 0; 2010 Qtr 3: 0; 2010 Qtr 4: 0; 2011 Qtr 1: 0; 2011 Qtr 2: 0; 2011 Qtr 3: 0; 2011 Qtr 4: 0 | 24
0 | 234331-Premium T8 with T12 40 Watt Baseline - Tr2 |  | System | Commercial | 01-ALC-AllCommercial-IntLight | 0 |  |  |  |  | 27.653 | 9.8923 | 0 | 0 | 0 | 17.7607 | 58.062 |  | kWh | 0.017133 | 0 | Commercial | [7 empty] | 15 | 0.78 |  |  |  | 0 | 21.8353 | 0 | 0 | 0 | 0 | 0 | 0 | 0 | 0 | 0 | 0 | 2009 Qtr 1: 0; 2009 Qtr 2: 0; 2009 Qtr 3: 0; 2009 Qtr 4: 21.8353; 2010 Qtr 1: 0; 2010 Qtr 2: 0; 2010 Qtr 3: 0; 2010 Qtr 4: 0; 2011 Qtr 1: 0; 2011 Qtr 2: 0; 2011 Qtr 3: 0; 2011 Qtr 4: 0 | 21.8353
0 | 234304-Lighting-Remove 4 Ft Lamp (De-Lamp) - Tr2 |  | System | Commercial | [6 empty] | 12.3587 | 12.3653 | 0 | 0 | 0 | -0.0066231 | 137.2559 |  | 0 | 0.026384 | -2.5676 | Commercial | [7 empty] | 15 | 0.77 |  |  |  | 0 | 10.9176 | 0 | 0 | 0 | 0 | 0 | 0 | 0 | 0 | 0 | 0 | 2009 Qtr 1: 0; 2009 Qtr 2: 0; 2009 Qtr 3: 0; 2009 Qtr 4: 10.9176; 2010 Qtr 1: 0; 2010 Qtr 2: 0; 2010 Qtr 3: 0; 2010 Qtr 4: 0; 2011 Qtr 1: 0; 2011 Qtr 2: 0; 2011 Qtr 3: 0; 2011 Qtr 4: 0 | 10.9176
0 | 234085-Refrigeration -Strip Curtains for Walk-ins |  | System | Commercial | 20-RFF-Restaurant–FastFood-Refrig | 0 |  |  |  |  | 10.214 | 3.0822 | 0 | 0 | 0 | 7.1318 | 465 |  | kWh | 0.053 | 0 | Commercial | [7 empty] | 4 | 0.46 |  |  |  | 0 | 23 | 0 | 0 | 0 | 0 | 0 | 0 | 0 | 0 | 0 | 0 | 2009 Qtr 1: 0; 2009 Qtr 2: 0; 2009 Qtr 3: 23; 2009 Qtr 4: 0; 2010 Qtr 1: 0; 2010 Qtr 2: 0; 2010 Qtr 3: 0; 2010 Qtr 4: 0; 2011 Qtr 1: 0; 2011 Qtr 2: 0; 2011 Qtr 3: 0; 2011 Qtr 4: 0 | 23
0 | 234084-Refrigeration -Cooler/Freezer Door Gaskets - Solid Doors: Cooler |  | System | Commercial | 09-GRO-Grocery-REFG | 0 |  |  |  |  | 2.2498 | 4.1055 | 0 | 0 | 0 | -1.8557 | 104.55 |  | kWh | 0.01195 | 0 | Commercial | [7 empty] | 4 | 0.76 |  |  |  | 0 | 33 | 0 | 0 | 0 | 0 | 0 | 0 | 0 | 0 | 0 | 0 | 2009 Qtr 1: 0; 2009 Qtr 2: 0; 2009 Qtr 3: 33; 2009 Qtr 4: 0; 2010 Qtr 1: 0; 2010 Qtr 2: 0; 2010 Qtr 3: 0; 2010 Qtr 4: 0; 2011 Qtr 1: 0; 2011 Qtr 2: 0; 2011 Qtr 3: 0; 2011 Qtr 4: 0 | 33
0 | 234085-Refrigeration -Strip Curtains for Walk-ins |  | System | Commercial | 20-RFF-Restaurant–FastFood-Refrig | 0 |  |  |  |  | 10.214 | 3.12 | 0 | 0 | 0 | 7.094 | 465 |  | kWh | 0.053 | 0 | Commercial | [7 empty] | 4 | 0.46 |  |  |  | 0 | 23 | 0 | 0 | 0 | 0 | 0 | 0 | 0 | 0 | 0 | 0 | 2009 Qtr 1: 0; 2009 Qtr 2: 0; 2009 Qtr 3: 0; 2009 Qtr 4: 23; 2010 Qtr 1: 0; 2010 Qtr 2: 0; 2010 Qtr 3: 0; 2010 Qtr 4: 0; 2011 Qtr 1: 0; 2011 Qtr 2: 0; 2011 Qtr 3: 0; 2011 Qtr 4: 0 | 23
0 | 234084-Refrigeration -Cooler/Freezer Door Gaskets - Solid Doors: Cooler |  | System | Commercial | 09-GRO-Grocery-REFG | 0 |  |  |  |  | 2.2498 | 4.0135 | 0 | 0 | 0 | -1.7637 | 104.55 |  | kWh | 0.01195 | 0 | Commercial | [7 empty] | 4 | 0.76 |  |  |  | 0 | 127 | 0 | 0 | 0 | 0 | 0 | 0 | 0 | 0 | 0 | 0 | 2009 Qtr 1: 0; 2009 Qtr 2: 0; 2009 Qtr 3: 0; 2009 Qtr 4: 127; 2010 Qtr 1: 0; 2010 Qtr 2: 0; 2010 Qtr 3: 0; 2010 Qtr 4: 0; 2011 Qtr 1: 0; 2011 Qtr 2: 0; 2011 Qtr 3: 0; 2011 Qtr 4: 0 | 127
0 | 234332-Premium T8 with T12 40 Watt Baseline - Tr3 |  | System | Commercial | 01-ALC-AllCommercial-IntLight | 0 |  |  |  |  | 13.9591 | 7.1444 | 0 | 0 | 0 | 6.8147 | 44.0947 |  | kWh | 0.016509 | 0 | Commercial | [7 empty] | 15 | 0.78 |  |  |  | 0 | 12.7372 | 0 | 0 | 0 | 0 | 0 | 0 | 0 | 0 | 0 | 0 | 2009 Qtr 1: 0; 2009 Qtr 2: 0; 2009 Qtr 3: 12.7372; 2009 Qtr 4: 0; 2010 Qtr 1: 0; 2010 Qtr 2: 0; 2010 Qtr 3: 0; 2010 Qtr 4: 0; 2011 Qtr 1: 0; 2011 Qtr 2: 0; 2011 Qtr 3: 0; 2011 Qtr 4: 0 | 12.7372
0 | 234305-Lighting-Remove 4 Ft Lamp (De-Lamp) - Tr3 |  | System | Commercial | 01-ALC-AllCommercial-IntLight | 0 |  |  |  |  | 28.1828 | 8.7931 | 0 | 0 | 0 | 19.3897 | 129.7131 |  | kWh | 0.050038 | 0 | Commercial | [7 empty] | 15 | 0.77 |  |  |  | 0 | 12.7372 | 0 | 0 | 0 | 0 | 0 | 0 | 0 | 0 | 0 | 0 | 2009 Qtr 1: 0; 2009 Qtr 2: 0; 2009 Qtr 3: 12.7372; 2009 Qtr 4: 0; 2010 Qtr 1: 0; 2010 Qtr 2: 0; 2010 Qtr 3: 0; 2010 Qtr 4: 0; 2011 Qtr 1: 0; 2011 Qtr 2: 0; 2011 Qtr 3: 0; 2011 Qtr 4: 0 | 12.7372
0 | 234332-Premium T8 with T12 40 Watt Baseline - Tr3 |  | System | Commercial | 01-ALC-AllCommercial-IntLight | 0 |  |  |  |  | 13.9591 | 7.1444 | 0 | 0 | 0 | 6.8147 | 44.0947 |  | kWh | 0.016509 | 0 | Commercial | [7 empty] | 15 | 0.78 |  |  |  | 0 | 16.3764 | 0 | 0 | 0 | 0 | 0 | 0 | 0 | 0 | 0 | 0 | 2009 Qtr 1: 0; 2009 Qtr 2: 0; 2009 Qtr 3: 16.3764; 2009 Qtr 4: 0; 2010 Qtr 1: 0; 2010 Qtr 2: 0; 2010 Qtr 3: 0; 2010 Qtr 4: 0; 2011 Qtr 1: 0; 2011 Qtr 2: 0; 2011 Qtr 3: 0; 2011 Qtr 4: 0 | 16.3764
0 | 234305-Lighting-Remove 4 Ft Lamp (De-Lamp) - Tr3 |  | System | Commercial | 01-ALC-AllCommercial-IntLight | 0 |  |  |  |  | 28.1828 | 8.7931 | 0 | 0 | 0 | 19.3897 | 129.7131 |  | kWh | 0.050038 | 0 | Commercial | [7 empty] | 15 | 0.77 |  |  |  | 0 | 16.3764 | 0 | 0 | 0 | 0 | 0 | 0 | 0 | 0 | 0 | 0 | 2009 Qtr 1: 0; 2009 Qtr 2: 0; 2009 Qtr 3: 16.3764; 2009 Qtr 4: 0; 2010 Qtr 1: 0; 2010 Qtr 2: 0; 2010 Qtr 3: 0; 2010 Qtr 4: 0; 2011 Qtr 1: 0; 2011 Qtr 2: 0; 2011 Qtr 3: 0; 2011 Qtr 4: 0 | 16.3764
0 | 234084-Refrigeration -Cooler/Freezer Door Gaskets - Solid Doors: Cooler |  | System | Commercial | 09-GRO-Grocery-REFG | 0 |  |  |  |  | 2.2498 | 4.0387 | 0 | 0 | 0 | -1.7889 | 104.55 |  | kWh | 0.01195 | 0 | Commercial | [7 empty] | 4 | 0.76 |  |  |  | 0 | 91 | 0 | 0 | 0 | 0 | 0 | 0 | 0 | 0 | 0 | 0 | 2009 Qtr 1: 0; 2009 Qtr 2: 0; 2009 Qtr 3: 91; 2009 Qtr 4: 0; 2010 Qtr 1: 0; 2010 Qtr 2: 0; 2010 Qtr 3: 0; 2010 Qtr 4: 0; 2011 Qtr 1: 0; 2011 Qtr 2: 0; 2011 Qtr 3: 0; 2011 Qtr 4: 0 | 91
0 | 234084-Refrigeration -Cooler/Freezer Door Gaskets - Solid Doors: Cooler |  | System | Commercial | 09-GRO-Grocery-REFG | 0 |  |  |  |  | 2.2498 | 4.0268 | 0 | 0 | 0 | -1.777 | 104.55 |  | kWh | 0.01195 | 0 | Commercial | [7 empty] | 4 | 0.76 |  |  |  | 0 | 112 | 0 | 0 | 0 | 0 | 0 | 0 | 0 | 0 | 0 | 0 | 2009 Qtr 1: 0; 2009 Qtr 2: 0; 2009 Qtr 3: 112; 2009 Qtr 4: 0; 2010 Qtr 1: 0; 2010 Qtr 2: 0; 2010 Qtr 3: 0; 2010 Qtr 4: 0; 2011 Qtr 1: 0; 2011 Qtr 2: 0; 2011 Qtr 3: 0; 2011 Qtr 4: 0 | 112
0 | 234084-Refrigeration -Cooler/Freezer Door Gaskets - Solid Doors: Cooler |  | System | Commercial | 09-GRO-Grocery-REFG | 0 |  |  |  |  | 2.2498 | 4.028 | 0 | 0 | 0 | -1.7782 | 104.55 |  | kWh | 0.01195 | 0 | Commercial | [7 empty] | 4 | 0.76 |  |  |  | 0 | 113 | 0 | 0 | 0 | 0 | 0 | 0 | 0 | 0 | 0 | 0 | 2009 Qtr 1: 0; 2009 Qtr 2: 0; 2009 Qtr 3: 113; 2009 Qtr 4: 0; 2010 Qtr 1: 0; 2010 Qtr 2: 0; 2010 Qtr 3: 0; 2010 Qtr 4: 0; 2011 Qtr 1: 0; 2011 Qtr 2: 0; 2011 Qtr 3: 0; 2011 Qtr 4: 0 | 113
0 | 234067-Refrigeration - Food Service -Auto Closer for Main Cooler Doors |  | System | Commercial | 09-GRO-Grocery-REFG | 0 |  |  |  |  | 382.5103 | 103 | 0 | 0 | 0 | 279.5103 | 1075.009 |  | kWh | 0.20794 | -0.053375 | Commercial |  | Annual | [5 empty] | 8 | 0.7 |  |  |  | 0 | 1 | 0 | 0 | 0 | 0 | 0 | 0 | 0 | 0 | 0 | 0 | 2009 Qtr 1: 0; 2009 Qtr 2: 0; 2009 Qtr 3: 1; 2009 Qtr 4: 0; 2010 Qtr 1: 0; 2010 Qtr 2: 0; 2010 Qtr 3: 0; 2010 Qtr 4: 0; 2011 Qtr 1: 0; 2011 Qtr 2: 0; 2011 Qtr 3: 0; 2011 Qtr 4: 0 | 1
0 | 234084-Refrigeration -Cooler/Freezer Door Gaskets - Solid Doors: Cooler |  | System | Commercial | 09-GRO-Grocery-REFG | 0 |  |  |  |  | 2.2498 | 4.0038 | 0 | 0 | 0 | -1.754 | 104.55 |  | kWh | 0.01195 | 0 | Commercial | [7 empty] | 4 | 0.76 |  |  |  | 0 | 42 | 0 | 0 | 0 | 0 | 0 | 0 | 0 | 0 | 0 | 0 | 2009 Qtr 1: 0; 2009 Qtr 2: 0; 2009 Qtr 3: 42; 2009 Qtr 4: 0; 2010 Qtr 1: 0; 2010 Qtr 2: 0; 2010 Qtr 3: 0; 2010 Qtr 4: 0; 2011 Qtr 1: 0; 2011 Qtr 2: 0; 2011 Qtr 3: 0; 2011 Qtr 4: 0 | 42
0 | 234083-Refrigeration -Cooler/Freezer Door Gaskets - Glass Doors |  | System | Commercial | 09-GRO-Grocery-REFG | 0 |  |  |  |  | 2.25 | 4 | 0 | 0 | 0 | -1.75 | 104.55 |  | kWh | 0.01195 | 0 | Commercial | [7 empty] | 4 | 0.76 |  |  |  | 0 | 443 | 0 | 0 | 0 | 0 | 0 | 0 | 0 | 0 | 0 | 0 | 2009 Qtr 1: 0; 2009 Qtr 2: 0; 2009 Qtr 3: 0; 2009 Qtr 4: 443; 2010 Qtr 1: 0; 2010 Qtr 2: 0; 2010 Qtr 3: 0; 2010 Qtr 4: 0; 2011 Qtr 1: 0; 2011 Qtr 2: 0; 2011 Qtr 3: 0; 2011 Qtr 4: 0 | 443
0 | 234083-Refrigeration -Cooler/Freezer Door Gaskets - Glass Doors |  | System | Commercial | 09-GRO-Grocery-REFG | 0 |  |  |  |  | 2.25 | 4 | 0 | 0 | 0 | -1.75 | 104.55 |  | kWh | 0.01195 | 0 | Commercial | [7 empty] | 4 | 0.76 |  |  |  | 0 | 99 | 0 | 0 | 0 | 0 | 0 | 0 | 0 | 0 | 0 | 0 | 2009 Qtr 1: 0; 2009 Qtr 2: 0; 2009 Qtr 3: 99; 2009 Qtr 4: 0; 2010 Qtr 1: 0; 2010 Qtr 2: 0; 2010 Qtr 3: 0; 2010 Qtr 4: 0; 2011 Qtr 1: 0; 2011 Qtr 2: 0; 2011 Qtr 3: 0; 2011 Qtr 4: 0 | 99
0 | 234084-Refrigeration -Cooler/Freezer Door Gaskets - Solid Doors: Cooler |  | System | Commercial | 09-GRO-Grocery-REFG | 0 |  |  |  |  | 2.2498 | 4 | 0 | 0 | 0 | -1.7502 | 104.55 |  | kWh | 0.01195 | 0 | Commercial | [7 empty] | 4 | 0.76 |  |  |  | 0 | 16 | 0 | 0 | 0 | 0 | 0 | 0 | 0 | 0 | 0 | 0 | 2009 Qtr 1: 0; 2009 Qtr 2: 0; 2009 Qtr 3: 0; 2009 Qtr 4: 16; 2010 Qtr 1: 0; 2010 Qtr 2: 0; 2010 Qtr 3: 0; 2010 Qtr 4: 0; 2011 Qtr 1: 0; 2011 Qtr 2: 0; 2011 Qtr 3: 0; 2011 Qtr 4: 0 | 16
0 | 234083-Refrigeration -Cooler/Freezer Door Gaskets - Glass Doors |  | System | Commercial | 09-GRO-Grocery-REFG | 0 |  |  |  |  | 2.25 | 4 | 0 | 0 | 0 | -1.75 | 104.55 |  | kWh | 0.01195 | 0 | Commercial | [7 empty] | 4 | 0.76 |  |  |  | 0 | 365 | 0 | 0 | 0 | 0 | 0 | 0 | 0 | 0 | 0 | 0 | 2009 Qtr 1: 0; 2009 Qtr 2: 0; 2009 Qtr 3: 0; 2009 Qtr 4: 365; 2010 Qtr 1: 0; 2010 Qtr 2: 0; 2010 Qtr 3: 0; 2010 Qtr 4: 0; 2011 Qtr 1: 0; 2011 Qtr 2: 0; 2011 Qtr 3: 0; 2011 Qtr 4: 0 | 365
0 | 234083-Refrigeration -Cooler/Freezer Door Gaskets - Glass Doors |  | System | Commercial | 09-GRO-Grocery-REFG | 0 |  |  |  |  | 2.25 | 4 | 0 | 0 | 0 | -1.75 | 104.55 |  | kWh | 0.01195 | 0 | Commercial | [7 empty] | 4 | 0.76 |  |  |  | 0 | 27 | 0 | 0 | 0 | 0 | 0 | 0 | 0 | 0 | 0 | 0 | 2009 Qtr 1: 0; 2009 Qtr 2: 0; 2009 Qtr 3: 27; 2009 Qtr 4: 0; 2010 Qtr 1: 0; 2010 Qtr 2: 0; 2010 Qtr 3: 0; 2010 Qtr 4: 0; 2011 Qtr 1: 0; 2011 Qtr 2: 0; 2011 Qtr 3: 0; 2011 Qtr 4: 0 | 27
0 | 234084-Refrigeration -Cooler/Freezer Door Gaskets - Solid Doors: Cooler |  | System | Commercial | 09-GRO-Grocery-REFG | 0 |  |  |  |  | 2.2498 | 4 | 0 | 0 | 0 | -1.7502 | 104.55 |  | kWh | 0.01195 | 0 | Commercial | [7 empty] | 4 | 0.76 |  |  |  | 0 | 15 | 0 | 0 | 0 | 0 | 0 | 0 | 0 | 0 | 0 | 0 | 2009 Qtr 1: 0; 2009 Qtr 2: 0; 2009 Qtr 3: 0; 2009 Qtr 4: 15; 2010 Qtr 1: 0; 2010 Qtr 2: 0; 2010 Qtr 3: 0; 2010 Qtr 4: 0; 2011 Qtr 1: 0; 2011 Qtr 2: 0; 2011 Qtr 3: 0; 2011 Qtr 4: 0 | 15
0 | 234116-Refrigeration -Cooler/Freezer Door Gaskets - Solid Doors: Freezer |  | System | Commercial | 09-GRO-Grocery-REFG | 0 |  |  |  |  | 3.9975 | 4 | 0 | 0 | 0 | -0.002476 | 104.55 |  | kWh | 0.01195 | 0 | Commercial | [7 empty] | 4 | 0.76 |  |  |  | 0 | 16 | 0 | 0 | 0 | 0 | 0 | 0 | 0 | 0 | 0 | 0 | 2009 Qtr 1: 0; 2009 Qtr 2: 0; 2009 Qtr 3: 0; 2009 Qtr 4: 16; 2010 Qtr 1: 0; 2010 Qtr 2: 0; 2010 Qtr 3: 0; 2010 Qtr 4: 0; 2011 Qtr 1: 0; 2011 Qtr 2: 0; 2011 Qtr 3: 0; 2011 Qtr 4: 0 | 16
0 | 234083-Refrigeration -Cooler/Freezer Door Gaskets - Glass Doors |  | System | Commercial | 09-GRO-Grocery-REFG | 0 |  |  |  |  | 2.25 | 4 | 0 | 0 | 0 | -1.75 | 104.55 |  | kWh | 0.01195 | 0 | Commercial | [7 empty] | 4 | 0.76 |  |  |  | 0 | 188 | 0 | 0 | 0 | 0 | 0 | 0 | 0 | 0 | 0 | 0 | 2009 Qtr 1: 0; 2009 Qtr 2: 0; 2009 Qtr 3: 0; 2009 Qtr 4: 188; 2010 Qtr 1: 0; 2010 Qtr 2: 0; 2010 Qtr 3: 0; 2010 Qtr 4: 0; 2011 Qtr 1: 0; 2011 Qtr 2: 0; 2011 Qtr 3: 0; 2011 Qtr 4: 0 | 188
0 | 234084-Refrigeration -Cooler/Freezer Door Gaskets - Solid Doors: Cooler |  | System | Commercial | 09-GRO-Grocery-REFG | 0 |  |  |  |  | 2.2498 | 4 | 0 | 0 | 0 | -1.7502 | 104.55 |  | kWh | 0.01195 | 0 | Commercial | [7 empty] | 4 | 0.76 |  |  |  | 0 | 108 | 0 | 0 | 0 | 0 | 0 | 0 | 0 | 0 | 0 | 0 | 2009 Qtr 1: 0; 2009 Qtr 2: 0; 2009 Qtr 3: 108; 2009 Qtr 4: 0; 2010 Qtr 1: 0; 2010 Qtr 2: 0; 2010 Qtr 3: 0; 2010 Qtr 4: 0; 2011 Qtr 1: 0; 2011 Qtr 2: 0; 2011 Qtr 3: 0; 2011 Qtr 4: 0 | 108
0 | 234330-Premium T8 with T12 40 Watt Baseline - Tr1 |  | System | Commercial | 01-ALC-AllCommercial-IntLight | 0 |  |  |  |  | 27.6532 | 13.1897 | 0 | 0 | 0 | 14.4636 | 83.5202 |  | kWh | 0.017351 | 0 | Commercial | [7 empty] | 15 | 0.78 |  |  |  | 0 | 27.2941 | 0 | 0 | 0 | 0 | 0 | 0 | 0 | 0 | 0 | 0 | 2009 Qtr 1: 0; 2009 Qtr 2: 0; 2009 Qtr 3: 27.2941; 2009 Qtr 4: 0; 2010 Qtr 1: 0; 2010 Qtr 2: 0; 2010 Qtr 3: 0; 2010 Qtr 4: 0; 2011 Qtr 1: 0; 2011 Qtr 2: 0; 2011 Qtr 3: 0; 2011 Qtr 4: 0 | 27.2941
0 | 234303-Lighting-Remove 4 Ft Lamp (De-Lamp) - Tr1 |  | System | Commercial | [6 empty] | 12.3596 | 16.4871 | 0 | 0 | 0 | -4.1275 | 137.2559 |  | 0 | 0.026384 | -2.5676 | Commercial |  | Winter Only | [5 empty] | 15 | 0.77 |  |  |  | 0 | 27.2941 | 0 | 0 | 0 | 0 | 0 | 0 | 0 | 0 | 0 | 0 | 2009 Qtr 1: 0; 2009 Qtr 2: 0; 2009 Qtr 3: 27.2941; 2009 Qtr 4: 0; 2010 Qtr 1: 0; 2010 Qtr 2: 0; 2010 Qtr 3: 0; 2010 Qtr 4: 0; 2011 Qtr 1: 0; 2011 Qtr 2: 0; 2011 Qtr 3: 0; 2011 Qtr 4: 0 | 27.2941
0 | 234083-Refrigeration -Cooler/Freezer Door Gaskets - Glass Doors |  | System | Commercial | 09-GRO-Grocery-REFG | 0 |  |  |  |  | 2.25 | 4 | 0 | 0 | 0 | -1.75 | 104.55 |  | kWh | 0.01195 | 0 | Commercial | [7 empty] | 4 | 0.76 |  |  |  | 0 | 195 | 0 | 0 | 0 | 0 | 0 | 0 | 0 | 0 | 0 | 0 | 2009 Qtr 1: 0; 2009 Qtr 2: 0; 2009 Qtr 3: 0; 2009 Qtr 4: 195; 2010 Qtr 1: 0; 2010 Qtr 2: 0; 2010 Qtr 3: 0; 2010 Qtr 4: 0; 2011 Qtr 1: 0; 2011 Qtr 2: 0; 2011 Qtr 3: 0; 2011 Qtr 4: 0 | 195
0 | 234084-Refrigeration -Cooler/Freezer Door Gaskets - Solid Doors: Cooler |  | System | Commercial | 09-GRO-Grocery-REFG | 0 |  |  |  |  | 2.2498 | 4 | 0 | 0 | 0 | -1.7502 | 104.55 |  | kWh | 0.01195 | 0 | Commercial | [7 empty] | 4 | 0.76 |  |  |  | 0 | 15 | 0 | 0 | 0 | 0 | 0 | 0 | 0 | 0 | 0 | 0 | 2009 Qtr 1: 0; 2009 Qtr 2: 0; 2009 Qtr 3: 0; 2009 Qtr 4: 15; 2010 Qtr 1: 0; 2010 Qtr 2: 0; 2010 Qtr 3: 0; 2010 Qtr 4: 0; 2011 Qtr 1: 0; 2011 Qtr 2: 0; 2011 Qtr 3: 0; 2011 Qtr 4: 0 | 15
0 | 234083-Refrigeration -Cooler/Freezer Door Gaskets - Glass Doors |  | System | Commercial | 09-GRO-Grocery-REFG | 0 |  |  |  |  | 2.25 | 4 | 0 | 0 | 0 | -1.75 | 104.55 |  | kWh | 0.01195 | 0 | Commercial | [7 empty] | 4 | 0.76 |  |  |  | 0 | 412 | 0 | 0 | 0 | 0 | 0 | 0 | 0 | 0 | 0 | 0 | 2009 Qtr 1: 0; 2009 Qtr 2: 0; 2009 Qtr 3: 0; 2009 Qtr 4: 412; 2010 Qtr 1: 0; 2010 Qtr 2: 0; 2010 Qtr 3: 0; 2010 Qtr 4: 0; 2011 Qtr 1: 0; 2011 Qtr 2: 0; 2011 Qtr 3: 0; 2011 Qtr 4: 0 | 412
0 | 234084-Refrigeration -Cooler/Freezer Door Gaskets - Solid Doors: Cooler |  | System | Commercial | 09-GRO-Grocery-REFG | 0 |  |  |  |  | 2.2498 | 4 | 0 | 0 | 0 | -1.7502 | 104.55 |  | kWh | 0.01195 | 0 | Commercial | [7 empty] | 4 | 0.76 |  |  |  | 0 | 16 | 0 | 0 | 0 | 0 | 0 | 0 | 0 | 0 | 0 | 0 | 2009 Qtr 1: 0; 2009 Qtr 2: 0; 2009 Qtr 3: 0; 2009 Qtr 4: 16; 2010 Qtr 1: 0; 2010 Qtr 2: 0; 2010 Qtr 3: 0; 2010 Qtr 4: 0; 2011 Qtr 1: 0; 2011 Qtr 2: 0; 2011 Qtr 3: 0; 2011 Qtr 4: 0 | 16
0 | 234083-Refrigeration -Cooler/Freezer Door Gaskets - Glass Doors |  | System | Commercial | 09-GRO-Grocery-REFG | 0 |  |  |  |  | 2.25 | 4 | 0 | 0 | 0 | -1.75 | 104.55 |  | kWh | 0.01195 | 0 | Commercial | [7 empty] | 4 | 0.76 |  |  |  | 0 | 467 | 0 | 0 | 0 | 0 | 0 | 0 | 0 | 0 | 0 | 0 | 2009 Qtr 1: 0; 2009 Qtr 2: 0; 2009 Qtr 3: 0; 2009 Qtr 4: 467; 2010 Qtr 1: 0; 2010 Qtr 2: 0; 2010 Qtr 3: 0; 2010 Qtr 4: 0; 2011 Qtr 1: 0; 2011 Qtr 2: 0; 2011 Qtr 3: 0; 2011 Qtr 4: 0 | 467
0 | 234312-Lighting-Screw in 14-26 Watt Lamp - Tr1 |  | System | Commercial | [6 empty] | 9.3196 | 10.3931 | 0 | 0 | 0 | -1.0734 | 194.1729 |  | 0 | 0.038993 | -2.6224 | Commercial |  | Annual | [5 empty] | 2.47 | 0.81 |  |  |  | 0 | 6.0617 | 0 | 0 | 0 | 0 | 0 | 0 | 0 | 0 | 0 | 0 | 2009 Qtr 1: 0; 2009 Qtr 2: 0; 2009 Qtr 3: 6.0617; 2009 Qtr 4: 0; 2010 Qtr 1: 0; 2010 Qtr 2: 0; 2010 Qtr 3: 0; 2010 Qtr 4: 0; 2011 Qtr 1: 0; 2011 Qtr 2: 0; 2011 Qtr 3: 0; 2011 Qtr 4: 0 | 6.0617
0 | 234330-Premium T8 with T12 40 Watt Baseline - Tr1 |  | System | Commercial | 01-ALC-AllCommercial-IntLight | 0 |  |  |  |  | 27.6532 | 13.1897 | 0 | 0 | 0 | 14.4636 | 83.5202 |  | kWh | 0.017351 | 0 | Commercial | [7 empty] | 15 | 0.78 |  |  |  | 0 | 196.5173 | 0 | 0 | 0 | 0 | 0 | 0 | 0 | 0 | 0 | 0 | 2009 Qtr 1: 0; 2009 Qtr 2: 0; 2009 Qtr 3: 196.5173; 2009 Qtr 4: 0; 2010 Qtr 1: 0; 2010 Qtr 2: 0; 2010 Qtr 3: 0; 2010 Qtr 4: 0; 2011 Qtr 1: 0; 2011 Qtr 2: 0; 2011 Qtr 3: 0; 2011 Qtr 4: 0 | 196.5173
0 | 234303-Lighting-Remove 4 Ft Lamp (De-Lamp) - Tr1 |  | System | Commercial | [6 empty] | 12.3596 | 16.4871 | 0 | 0 | 0 | -4.1275 | 137.2559 |  | 0 | 0.026384 | -2.5676 | Commercial |  | Winter Only | [5 empty] | 15 | 0.77 |  |  |  | 0 | 161.9448 | 0 | 0 | 0 | 0 | 0 | 0 | 0 | 0 | 0 | 0 | 2009 Qtr 1: 0; 2009 Qtr 2: 0; 2009 Qtr 3: 161.9448; 2009 Qtr 4: 0; 2010 Qtr 1: 0; 2010 Qtr 2: 0; 2010 Qtr 3: 0; 2010 Qtr 4: 0; 2011 Qtr 1: 0; 2011 Qtr 2: 0; 2011 Qtr 3: 0; 2011 Qtr 4: 0 | 161.9448
0 | 234330-Premium T8 with T12 40 Watt Baseline - Tr1 |  | System | Commercial | 01-ALC-AllCommercial-IntLight | 0 |  |  |  |  | 27.6532 | 13.1897 | 0 | 0 | 0 | 14.4636 | 83.5202 |  | kWh | 0.017351 | 0 | Commercial | [7 empty] | 15 | 0.78 |  |  |  | 0 | 70.9646 | 0 | 0 | 0 | 0 | 0 | 0 | 0 | 0 | 0 | 0 | 2009 Qtr 1: 0; 2009 Qtr 2: 0; 2009 Qtr 3: 70.9646; 2009 Qtr 4: 0; 2010 Qtr 1: 0; 2010 Qtr 2: 0; 2010 Qtr 3: 0; 2010 Qtr 4: 0; 2011 Qtr 1: 0; 2011 Qtr 2: 0; 2011 Qtr 3: 0; 2011 Qtr 4: 0 | 70.9646
0 | 234303-Lighting-Remove 4 Ft Lamp (De-Lamp) - Tr1 |  | System | Commercial | [6 empty] | 12.3596 | 16.4871 | 0 | 0 | 0 | -4.1275 | 137.2559 |  | 0 | 0.026384 | -2.5676 | Commercial |  | Winter Only | [5 empty] | 15 | 0.77 |  |  |  | 0 | 18.196 | 0 | 0 | 0 | 0 | 0 | 0 | 0 | 0 | 0 | 0 | 2009 Qtr 1: 0; 2009 Qtr 2: 0; 2009 Qtr 3: 18.196; 2009 Qtr 4: 0; 2010 Qtr 1: 0; 2010 Qtr 2: 0; 2010 Qtr 3: 0; 2010 Qtr 4: 0; 2011 Qtr 1: 0; 2011 Qtr 2: 0; 2011 Qtr 3: 0; 2011 Qtr 4: 0 | 18.196
0 | 234332-Premium T8 with T12 40 Watt Baseline - Tr3 |  | System | Commercial | 01-ALC-AllCommercial-IntLight | 0 |  |  |  |  | 13.9591 | 7.1444 | 0 | 0 | 0 | 6.8147 | 44.0947 |  | kWh | 0.016509 | 0 | Commercial | [7 empty] | 15 | 0.78 |  |  |  | 0 | 50.9489 | 0 | 0 | 0 | 0 | 0 | 0 | 0 | 0 | 0 | 0 | 2009 Qtr 1: 0; 2009 Qtr 2: 0; 2009 Qtr 3: 50.9489; 2009 Qtr 4: 0; 2010 Qtr 1: 0; 2010 Qtr 2: 0; 2010 Qtr 3: 0; 2010 Qtr 4: 0; 2011 Qtr 1: 0; 2011 Qtr 2: 0; 2011 Qtr 3: 0; 2011 Qtr 4: 0 | 50.9489
0 | 234305-Lighting-Remove 4 Ft Lamp (De-Lamp) - Tr3 |  | System | Commercial | 01-ALC-AllCommercial-IntLight | 0 |  |  |  |  | 28.1828 | 0 | 0 | 0 | 0 | 28.1828 | 0 |  | kWh | 0 | 0 | Commercial | [7 empty] | 15 | 0.77 |  |  |  | 0 | 0.9098 | 0 | 0 | 0 | 0 | 0 | 0 | 0 | 0 | 0 | 0 | 2009 Qtr 1: 0; 2009 Qtr 2: 0; 2009 Qtr 3: 0.9098; 2009 Qtr 4: 0; 2010 Qtr 1: 0; 2010 Qtr 2: 0; 2010 Qtr 3: 0; 2010 Qtr 4: 0; 2011 Qtr 1: 0; 2011 Qtr 2: 0; 2011 Qtr 3: 0; 2011 Qtr 4: 0 | 0.9098
0 | 234362-Lighting-IntrHiByLnrFlscntFxtr244wrplc400w(TrI)Tr3 |  | System | Commercial | 01-ALC-AllCommercial-IntLight | 0 |  |  |  |  | 324.5054 | 81.5354 | 0 | 0 | 0 | 242.97 | 442.2298 |  | kWh | 0.19237 | 0 | Commercial | [7 empty] | 15 | 0.78 |  |  |  | 0 | 9.7504 | 0 | 0 | 0 | 0 | 0 | 0 | 0 | 0 | 0 | 0 | 2009 Qtr 1: 0; 2009 Qtr 2: 0; 2009 Qtr 3: 9.7504; 2009 Qtr 4: 0; 2010 Qtr 1: 0; 2010 Qtr 2: 0; 2010 Qtr 3: 0; 2010 Qtr 4: 0; 2011 Qtr 1: 0; 2011 Qtr 2: 0; 2011 Qtr 3: 0; 2011 Qtr 4: 0 | 9.7504
0 | 234287-Lighting-Occpncy Snsr-Hi-Bay integrated Snsr-Tr3 |  | System | Commercial | 01-ALC-AllCommercial-IntLight | 0 |  |  |  |  | 221.1826 | 95.5 | 0 | 0 | 0 | 125.6826 | 1661 |  | kWh | 0.39312 | 0 | Commercial | [7 empty] | 8 | 0.84 |  |  |  | 0 | 10 | 0 | 0 | 0 | 0 | 0 | 0 | 0 | 0 | 0 | 0 | 2009 Qtr 1: 0; 2009 Qtr 2: 0; 2009 Qtr 3: 10; 2009 Qtr 4: 0; 2010 Qtr 1: 0; 2010 Qtr 2: 0; 2010 Qtr 3: 0; 2010 Qtr 4: 0; 2011 Qtr 1: 0; 2011 Qtr 2: 0; 2011 Qtr 3: 0; 2011 Qtr 4: 0 | 10
0 | 234083-Refrigeration -Cooler/Freezer Door Gaskets - Glass Doors |  | System | Commercial | 09-GRO-Grocery-REFG | 0 |  |  |  |  | 2.25 | 4 | 0 | 0 | 0 | -1.75 | 104.55 |  | kWh | 0.01195 | 0 | Commercial | [7 empty] | 4 | 0.76 |  |  |  | 0 | 79 | 0 | 0 | 0 | 0 | 0 | 0 | 0 | 0 | 0 | 0 | 2009 Qtr 1: 0; 2009 Qtr 2: 0; 2009 Qtr 3: 0; 2009 Qtr 4: 79; 2010 Qtr 1: 0; 2010 Qtr 2: 0; 2010 Qtr 3: 0; 2010 Qtr 4: 0; 2011 Qtr 1: 0; 2011 Qtr 2: 0; 2011 Qtr 3: 0; 2011 Qtr 4: 0 | 79
0 | 234084-Refrigeration -Cooler/Freezer Door Gaskets - Solid Doors: Cooler |  | System | Commercial | 09-GRO-Grocery-REFG | 0 |  |  |  |  | 2.2498 | 4 | 0 | 0 | 0 | -1.7502 | 104.55 |  | kWh | 0.01195 | 0 | Commercial | [7 empty] | 4 | 0.76 |  |  |  | 0 | 33 | 0 | 0 | 0 | 0 | 0 | 0 | 0 | 0 | 0 | 0 | 2009 Qtr 1: 0; 2009 Qtr 2: 0; 2009 Qtr 3: 0; 2009 Qtr 4: 33; 2010 Qtr 1: 0; 2010 Qtr 2: 0; 2010 Qtr 3: 0; 2010 Qtr 4: 0; 2011 Qtr 1: 0; 2011 Qtr 2: 0; 2011 Qtr 3: 0; 2011 Qtr 4: 0 | 33
0 | 234116-Refrigeration -Cooler/Freezer Door Gaskets - Solid Doors: Freezer |  | System | Commercial | 09-GRO-Grocery-REFG | 0 |  |  |  |  | 3.9975 | 4 | 0 | 0 | 0 | -0.002476 | 104.55 |  | kWh | 0.01195 | 0 | Commercial | [7 empty] | 4 | 0.76 |  |  |  | 0 | 36 | 0 | 0 | 0 | 0 | 0 | 0 | 0 | 0 | 0 | 0 | 2009 Qtr 1: 0; 2009 Qtr 2: 0; 2009 Qtr 3: 0; 2009 Qtr 4: 36; 2010 Qtr 1: 0; 2010 Qtr 2: 0; 2010 Qtr 3: 0; 2010 Qtr 4: 0; 2011 Qtr 1: 0; 2011 Qtr 2: 0; 2011 Qtr 3: 0; 2011 Qtr 4: 0 | 36
0 | 234083-Refrigeration -Cooler/Freezer Door Gaskets - Glass Doors |  | System | Commercial | 09-GRO-Grocery-REFG | 0 |  |  |  |  | 2.25 | 4 | 0 | 0 | 0 | -1.75 | 104.55 |  | kWh | 0.01195 | 0 | Commercial | [7 empty] | 4 | 0.76 |  |  |  | 0 | 156 | 0 | 0 | 0 | 0 | 0 | 0 | 0 | 0 | 0 | 0 | 2009 Qtr 1: 0; 2009 Qtr 2: 0; 2009 Qtr 3: 0; 2009 Qtr 4: 156; 2010 Qtr 1: 0; 2010 Qtr 2: 0; 2010 Qtr 3: 0; 2010 Qtr 4: 0; 2011 Qtr 1: 0; 2011 Qtr 2: 0; 2011 Qtr 3: 0; 2011 Qtr 4: 0 | 156
0 | 234330-Premium T8 with T12 40 Watt Baseline - Tr1 |  | System | Commercial | 01-ALC-AllCommercial-IntLight | 0 |  |  |  |  | 27.6532 | 13.1897 | 0 | 0 | 0 | 14.4636 | 83.5202 |  | kWh | 0.017351 | 0 | Commercial | [7 empty] | 15 | 0.78 |  |  |  | 0 | 27.2941 | 0 | 0 | 0 | 0 | 0 | 0 | 0 | 0 | 0 | 0 | 2009 Qtr 1: 0; 2009 Qtr 2: 0; 2009 Qtr 3: 27.2941; 2009 Qtr 4: 0; 2010 Qtr 1: 0; 2010 Qtr 2: 0; 2010 Qtr 3: 0; 2010 Qtr 4: 0; 2011 Qtr 1: 0; 2011 Qtr 2: 0; 2011 Qtr 3: 0; 2011 Qtr 4: 0 | 27.2941
0 | 234303-Lighting-Remove 4 Ft Lamp (De-Lamp) - Tr1 |  | System | Commercial | [6 empty] | 12.3596 | 16.4871 | 0 | 0 | 0 | -4.1275 | 137.2559 |  | 0 | 0.026384 | -2.5676 | Commercial |  | Winter Only | [5 empty] | 15 | 0.77 |  |  |  | 0 | 27.2941 | 0 | 0 | 0 | 0 | 0 | 0 | 0 | 0 | 0 | 0 | 2009 Qtr 1: 0; 2009 Qtr 2: 0; 2009 Qtr 3: 27.2941; 2009 Qtr 4: 0; 2010 Qtr 1: 0; 2010 Qtr 2: 0; 2010 Qtr 3: 0; 2010 Qtr 4: 0; 2011 Qtr 1: 0; 2011 Qtr 2: 0; 2011 Qtr 3: 0; 2011 Qtr 4: 0 | 27.2941
0 | 234084-Refrigeration -Cooler/Freezer Door Gaskets - Solid Doors: Cooler |  | System | Commercial | 09-GRO-Grocery-REFG | 0 |  |  |  |  | 2.2498 | 4 | 0 | 0 | 0 | -1.7502 | 104.55 |  | kWh | 0.01195 | 0 | Commercial | [7 empty] | 4 | 0.76 |  |  |  | 0 | 16 | 0 | 0 | 0 | 0 | 0 | 0 | 0 | 0 | 0 | 0 | 2009 Qtr 1: 0; 2009 Qtr 2: 0; 2009 Qtr 3: 0; 2009 Qtr 4: 16; 2010 Qtr 1: 0; 2010 Qtr 2: 0; 2010 Qtr 3: 0; 2010 Qtr 4: 0; 2011 Qtr 1: 0; 2011 Qtr 2: 0; 2011 Qtr 3: 0; 2011 Qtr 4: 0 | 16
0 | 234083-Refrigeration -Cooler/Freezer Door Gaskets - Glass Doors |  | System | Commercial | 09-GRO-Grocery-REFG | 0 |  |  |  |  | 2.25 | 4 | 0 | 0 | 0 | -1.75 | 104.55 |  | kWh | 0.01195 | 0 | Commercial | [7 empty] | 4 | 0.76 |  |  |  | 0 | 236 | 0 | 0 | 0 | 0 | 0 | 0 | 0 | 0 | 0 | 0 | 2009 Qtr 1: 0; 2009 Qtr 2: 0; 2009 Qtr 3: 0; 2009 Qtr 4: 236; 2010 Qtr 1: 0; 2010 Qtr 2: 0; 2010 Qtr 3: 0; 2010 Qtr 4: 0; 2011 Qtr 1: 0; 2011 Qtr 2: 0; 2011 Qtr 3: 0; 2011 Qtr 4: 0 | 236
0 | 234084-Refrigeration -Cooler/Freezer Door Gaskets - Solid Doors: Cooler |  | System | Commercial | 09-GRO-Grocery-REFG | 0 |  |  |  |  | 2.2498 | 4 | 0 | 0 | 0 | -1.7502 | 104.55 |  | kWh | 0.01195 | 0 | Commercial | [7 empty] | 4 | 0.76 |  |  |  | 0 | 50 | 0 | 0 | 0 | 0 | 0 | 0 | 0 | 0 | 0 | 0 | 2009 Qtr 1: 0; 2009 Qtr 2: 0; 2009 Qtr 3: 0; 2009 Qtr 4: 50; 2010 Qtr 1: 0; 2010 Qtr 2: 0; 2010 Qtr 3: 0; 2010 Qtr 4: 0; 2011 Qtr 1: 0; 2011 Qtr 2: 0; 2011 Qtr 3: 0; 2011 Qtr 4: 0 | 50
0 | 234083-Refrigeration -Cooler/Freezer Door Gaskets - Glass Doors |  | System | Commercial | 09-GRO-Grocery-REFG | 0 |  |  |  |  | 2.25 | 4 | 0 | 0 | 0 | -1.75 | 104.55 |  | kWh | 0.01195 | 0 | Commercial | [7 empty] | 4 | 0.76 |  |  |  | 0 | 482 | 0 | 0 | 0 | 0 | 0 | 0 | 0 | 0 | 0 | 0 | 2009 Qtr 1: 0; 2009 Qtr 2: 0; 2009 Qtr 3: 0; 2009 Qtr 4: 482; 2010 Qtr 1: 0; 2010 Qtr 2: 0; 2010 Qtr 3: 0; 2010 Qtr 4: 0; 2011 Qtr 1: 0; 2011 Qtr 2: 0; 2011 Qtr 3: 0; 2011 Qtr 4: 0 | 482
0 | 234084-Refrigeration -Cooler/Freezer Door Gaskets - Solid Doors: Cooler |  | System | Commercial | 09-GRO-Grocery-REFG | 0 |  |  |  |  | 2.2498 | 4 | 0 | 0 | 0 | -1.7502 | 104.55 |  | kWh | 0.01195 | 0 | Commercial | [7 empty] | 4 | 0.76 |  |  |  | 0 | 16 | 0 | 0 | 0 | 0 | 0 | 0 | 0 | 0 | 0 | 0 | 2009 Qtr 1: 0; 2009 Qtr 2: 0; 2009 Qtr 3: 0; 2009 Qtr 4: 16; 2010 Qtr 1: 0; 2010 Qtr 2: 0; 2010 Qtr 3: 0; 2010 Qtr 4: 0; 2011 Qtr 1: 0; 2011 Qtr 2: 0; 2011 Qtr 3: 0; 2011 Qtr 4: 0 | 16
0 | 234083-Refrigeration -Cooler/Freezer Door Gaskets - Glass Doors |  | System | Commercial | 09-GRO-Grocery-REFG | 0 |  |  |  |  | 2.25 | 4 | 0 | 0 | 0 | -1.75 | 104.55 |  | kWh | 0.01195 | 0 | Commercial | [7 empty] | 4 | 0.76 |  |  |  | 0 | 238 | 0 | 0 | 0 | 0 | 0 | 0 | 0 | 0 | 0 | 0 | 2009 Qtr 1: 0; 2009 Qtr 2: 0; 2009 Qtr 3: 0; 2009 Qtr 4: 238; 2010 Qtr 1: 0; 2010 Qtr 2: 0; 2010 Qtr 3: 0; 2010 Qtr 4: 0; 2011 Qtr 1: 0; 2011 Qtr 2: 0; 2011 Qtr 3: 0; 2011 Qtr 4: 0 | 238
0 | 234084-Refrigeration -Cooler/Freezer Door Gaskets - Solid Doors: Cooler |  | System | Commercial | 09-GRO-Grocery-REFG | 0 |  |  |  |  | 2.2498 | 4 | 0 | 0 | 0 | -1.7502 | 104.55 |  | kWh | 0.01195 | 0 | Commercial | [7 empty] | 4 | 0.76 |  |  |  | 0 | 16 | 0 | 0 | 0 | 0 | 0 | 0 | 0 | 0 | 0 | 0 | 2009 Qtr 1: 0; 2009 Qtr 2: 0; 2009 Qtr 3: 0; 2009 Qtr 4: 16; 2010 Qtr 1: 0; 2010 Qtr 2: 0; 2010 Qtr 3: 0; 2010 Qtr 4: 0; 2011 Qtr 1: 0; 2011 Qtr 2: 0; 2011 Qtr 3: 0; 2011 Qtr 4: 0 | 16
0 | 234083-Refrigeration -Cooler/Freezer Door Gaskets - Glass Doors |  | System | Commercial | 09-GRO-Grocery-REFG | 0 |  |  |  |  | 2.25 | 4 | 0 | 0 | 0 | -1.75 | 104.55 |  | kWh | 0.01195 | 0 | Commercial | [7 empty] | 4 | 0.76 |  |  |  | 0 | 198 | 0 | 0 | 0 | 0 | 0 | 0 | 0 | 0 | 0 | 0 | 2009 Qtr 1: 0; 2009 Qtr 2: 0; 2009 Qtr 3: 0; 2009 Qtr 4: 198; 2010 Qtr 1: 0; 2010 Qtr 2: 0; 2010 Qtr 3: 0; 2010 Qtr 4: 0; 2011 Qtr 1: 0; 2011 Qtr 2: 0; 2011 Qtr 3: 0; 2011 Qtr 4: 0 | 198
0 | 234084-Refrigeration -Cooler/Freezer Door Gaskets - Solid Doors: Cooler |  | System | Commercial | 09-GRO-Grocery-REFG | 0 |  |  |  |  | 2.2498 | 4 | 0 | 0 | 0 | -1.7502 | 104.55 |  | kWh | 0.01195 | 0 | Commercial | [7 empty] | 4 | 0.76 |  |  |  | 0 | 34 | 0 | 0 | 0 | 0 | 0 | 0 | 0 | 0 | 0 | 0 | 2009 Qtr 1: 0; 2009 Qtr 2: 0; 2009 Qtr 3: 0; 2009 Qtr 4: 34; 2010 Qtr 1: 0; 2010 Qtr 2: 0; 2010 Qtr 3: 0; 2010 Qtr 4: 0; 2011 Qtr 1: 0; 2011 Qtr 2: 0; 2011 Qtr 3: 0; 2011 Qtr 4: 0 | 34
0 | 234083-Refrigeration -Cooler/Freezer Door Gaskets - Glass Doors |  | System | Commercial | 09-GRO-Grocery-REFG | 0 |  |  |  |  | 2.25 | 4 | 0 | 0 | 0 | -1.75 | 104.55 |  | kWh | 0.01195 | 0 | Commercial | [7 empty] | 4 | 0.76 |  |  |  | 0 | 415 | 0 | 0 | 0 | 0 | 0 | 0 | 0 | 0 | 0 | 0 | 2009 Qtr 1: 0; 2009 Qtr 2: 0; 2009 Qtr 3: 0; 2009 Qtr 4: 415; 2010 Qtr 1: 0; 2010 Qtr 2: 0; 2010 Qtr 3: 0; 2010 Qtr 4: 0; 2011 Qtr 1: 0; 2011 Qtr 2: 0; 2011 Qtr 3: 0; 2011 Qtr 4: 0 | 415
0 | 234083-Refrigeration -Cooler/Freezer Door Gaskets - Glass Doors |  | System | Commercial | 09-GRO-Grocery-REFG | 0 |  |  |  |  | 2.25 | 4 | 0 | 0 | 0 | -1.75 | 104.55 |  | kWh | 0.01195 | 0 | Commercial | [7 empty] | 4 | 0.76 |  |  |  | 0 | 118 | 0 | 0 | 0 | 0 | 0 | 0 | 0 | 0 | 0 | 0 | 2009 Qtr 1: 0; 2009 Qtr 2: 0; 2009 Qtr 3: 0; 2009 Qtr 4: 118; 2010 Qtr 1: 0; 2010 Qtr 2: 0; 2010 Qtr 3: 0; 2010 Qtr 4: 0; 2011 Qtr 1: 0; 2011 Qtr 2: 0; 2011 Qtr 3: 0; 2011 Qtr 4: 0 | 118
0 | 234084-Refrigeration -Cooler/Freezer Door Gaskets - Solid Doors: Cooler |  | System | Commercial | 09-GRO-Grocery-REFG | 0 |  |  |  |  | 2.2498 | 4 | 0 | 0 | 0 | -1.7502 | 104.55 |  | kWh | 0.01195 | 0 | Commercial | [7 empty] | 4 | 0.76 |  |  |  | 0 | 16 | 0 | 0 | 0 | 0 | 0 | 0 | 0 | 0 | 0 | 0 | 2009 Qtr 1: 0; 2009 Qtr 2: 0; 2009 Qtr 3: 0; 2009 Qtr 4: 16; 2010 Qtr 1: 0; 2010 Qtr 2: 0; 2010 Qtr 3: 0; 2010 Qtr 4: 0; 2011 Qtr 1: 0; 2011 Qtr 2: 0; 2011 Qtr 3: 0; 2011 Qtr 4: 0 | 16
0 | 234083-Refrigeration -Cooler/Freezer Door Gaskets - Glass Doors |  | System | Commercial | 09-GRO-Grocery-REFG | 0 |  |  |  |  | 2.25 | 4 | 0 | 0 | 0 | -1.75 | 104.55 |  | kWh | 0.01195 | 0 | Commercial | [7 empty] | 4 | 0.76 |  |  |  | 0 | 249 | 0 | 0 | 0 | 0 | 0 | 0 | 0 | 0 | 0 | 0 | 2009 Qtr 1: 0; 2009 Qtr 2: 0; 2009 Qtr 3: 0; 2009 Qtr 4: 249; 2010 Qtr 1: 0; 2010 Qtr 2: 0; 2010 Qtr 3: 0; 2010 Qtr 4: 0; 2011 Qtr 1: 0; 2011 Qtr 2: 0; 2011 Qtr 3: 0; 2011 Qtr 4: 0 | 249
0 | 234083-Refrigeration -Cooler/Freezer Door Gaskets - Glass Doors |  | System | Commercial | 09-GRO-Grocery-REFG | 0 |  |  |  |  | 2.25 | 4 | 0 | 0 | 0 | -1.75 | 104.55 |  | kWh | 0.01195 | 0 | Commercial | [7 empty] | 4 | 0.76 |  |  |  | 0 | 558 | 0 | 0 | 0 | 0 | 0 | 0 | 0 | 0 | 0 | 0 | 2009 Qtr 1: 0; 2009 Qtr 2: 0; 2009 Qtr 3: 0; 2009 Qtr 4: 558; 2010 Qtr 1: 0; 2010 Qtr 2: 0; 2010 Qtr 3: 0; 2010 Qtr 4: 0; 2011 Qtr 1: 0; 2011 Qtr 2: 0; 2011 Qtr 3: 0; 2011 Qtr 4: 0 | 558
0 | 234084-Refrigeration -Cooler/Freezer Door Gaskets - Solid Doors: Cooler |  | System | Commercial | 09-GRO-Grocery-REFG | 0 |  |  |  |  | 2.2498 | 4 | 0 | 0 | 0 | -1.7502 | 104.55 |  | kWh | 0.01195 | 0 | Commercial | [7 empty] | 4 | 0.76 |  |  |  | 0 | 33 | 0 | 0 | 0 | 0 | 0 | 0 | 0 | 0 | 0 | 0 | 2009 Qtr 1: 0; 2009 Qtr 2: 0; 2009 Qtr 3: 0; 2009 Qtr 4: 33; 2010 Qtr 1: 0; 2010 Qtr 2: 0; 2010 Qtr 3: 0; 2010 Qtr 4: 0; 2011 Qtr 1: 0; 2011 Qtr 2: 0; 2011 Qtr 3: 0; 2011 Qtr 4: 0 | 33
0 | 234116-Refrigeration -Cooler/Freezer Door Gaskets - Solid Doors: Freezer |  | System | Commercial | 09-GRO-Grocery-REFG | 0 |  |  |  |  | 3.9975 | 4 | 0 | 0 | 0 | -0.002476 | 104.55 |  | kWh | 0.01195 | 0 | Commercial | [7 empty] | 4 | 0.76 |  |  |  | 0 | 16 | 0 | 0 | 0 | 0 | 0 | 0 | 0 | 0 | 0 | 0 | 2009 Qtr 1: 0; 2009 Qtr 2: 0; 2009 Qtr 3: 0; 2009 Qtr 4: 16; 2010 Qtr 1: 0; 2010 Qtr 2: 0; 2010 Qtr 3: 0; 2010 Qtr 4: 0; 2011 Qtr 1: 0; 2011 Qtr 2: 0; 2011 Qtr 3: 0; 2011 Qtr 4: 0 | 16
0 | 234083-Refrigeration -Cooler/Freezer Door Gaskets - Glass Doors |  | System | Commercial | 09-GRO-Grocery-REFG | 0 |  |  |  |  | 2.25 | 4 | 0 | 0 | 0 | -1.75 | 104.55 |  | kWh | 0.01195 | 0 | Commercial | [7 empty] | 4 | 0.76 |  |  |  | 0 | 511 | 0 | 0 | 0 | 0 | 0 | 0 | 0 | 0 | 0 | 0 | 2009 Qtr 1: 0; 2009 Qtr 2: 0; 2009 Qtr 3: 0; 2009 Qtr 4: 511; 2010 Qtr 1: 0; 2010 Qtr 2: 0; 2010 Qtr 3: 0; 2010 Qtr 4: 0; 2011 Qtr 1: 0; 2011 Qtr 2: 0; 2011 Qtr 3: 0; 2011 Qtr 4: 0 | 511
0 | 234285-Lighting-Occpncy Snsr-Hi-Bay integrated Snsr-Tr1 |  | System | Commercial | 01-ALC-AllCommercial-IntLight | 0 |  |  |  |  | 221.2703 | 95.5 | 0 | 0 | 0 | 125.7703 | 2503.6304 |  | kWh | 0.48559 | 0 | Commercial | [7 empty] | 8 | 0.84 |  |  |  | 0 | 8 | 0 | 0 | 0 | 0 | 0 | 0 | 0 | 0 | 0 | 0 | 2009 Qtr 1: 0; 2009 Qtr 2: 0; 2009 Qtr 3: 8; 2009 Qtr 4: 0; 2010 Qtr 1: 0; 2010 Qtr 2: 0; 2010 Qtr 3: 0; 2010 Qtr 4: 0; 2011 Qtr 1: 0; 2011 Qtr 2: 0; 2011 Qtr 3: 0; 2011 Qtr 4: 0 | 8
0 | 234330-Premium T8 with T12 40 Watt Baseline - Tr1 |  | System | Commercial | 01-ALC-AllCommercial-IntLight | 0 |  |  |  |  | 27.6532 | 13.1897 | 0 | 0 | 0 | 14.4636 | 83.5202 |  | kWh | 0.017351 | 0 | Commercial | [7 empty] | 15 | 0.78 |  |  |  | 0 | 40.0313 | 0 | 0 | 0 | 0 | 0 | 0 | 0 | 0 | 0 | 0 | 2009 Qtr 1: 0; 2009 Qtr 2: 0; 2009 Qtr 3: 40.0313; 2009 Qtr 4: 0; 2010 Qtr 1: 0; 2010 Qtr 2: 0; 2010 Qtr 3: 0; 2010 Qtr 4: 0; 2011 Qtr 1: 0; 2011 Qtr 2: 0; 2011 Qtr 3: 0; 2011 Qtr 4: 0 | 40.0313
0 | 234303-Lighting-Remove 4 Ft Lamp (De-Lamp) - Tr1 |  | System | Commercial | [6 empty] | 12.3596 | 16.4871 | 0 | 0 | 0 | -4.1275 | 137.2559 |  | 0 | 0.026384 | -2.5676 | Commercial |  | Winter Only | [5 empty] | 15 | 0.77 |  |  |  | 0 | 3.6392 | 0 | 0 | 0 | 0 | 0 | 0 | 0 | 0 | 0 | 0 | 2009 Qtr 1: 0; 2009 Qtr 2: 0; 2009 Qtr 3: 3.6392; 2009 Qtr 4: 0; 2010 Qtr 1: 0; 2010 Qtr 2: 0; 2010 Qtr 3: 0; 2010 Qtr 4: 0; 2011 Qtr 1: 0; 2011 Qtr 2: 0; 2011 Qtr 3: 0; 2011 Qtr 4: 0 | 3.6392
0 | 234285-Lighting-Occpncy Snsr-Hi-Bay integrated Snsr-Tr1 |  | System | Commercial | 01-ALC-AllCommercial-IntLight | 0 |  |  |  |  | 221.2703 | 95.5 | 0 | 0 | 0 | 125.7703 | 2503.6304 |  | kWh | 0.48559 | 0 | Commercial | [7 empty] | 8 | 0.84 |  |  |  | 0 | 24 | 0 | 0 | 0 | 0 | 0 | 0 | 0 | 0 | 0 | 0 | 2009 Qtr 1: 0; 2009 Qtr 2: 0; 2009 Qtr 3: 24; 2009 Qtr 4: 0; 2010 Qtr 1: 0; 2010 Qtr 2: 0; 2010 Qtr 3: 0; 2010 Qtr 4: 0; 2011 Qtr 1: 0; 2011 Qtr 2: 0; 2011 Qtr 3: 0; 2011 Qtr 4: 0 | 24
0 | 234083-Refrigeration -Cooler/Freezer Door Gaskets - Glass Doors |  | System | Commercial | 09-GRO-Grocery-REFG | 0 |  |  |  |  | 2.25 | 4 | 0 | 0 | 0 | -1.75 | 104.55 |  | kWh | 0.01195 | 0 | Commercial | [7 empty] | 4 | 0.76 |  |  |  | 0 | 410 | 0 | 0 | 0 | 0 | 0 | 0 | 0 | 0 | 0 | 0 | 2009 Qtr 1: 0; 2009 Qtr 2: 0; 2009 Qtr 3: 0; 2009 Qtr 4: 410; 2010 Qtr 1: 0; 2010 Qtr 2: 0; 2010 Qtr 3: 0; 2010 Qtr 4: 0; 2011 Qtr 1: 0; 2011 Qtr 2: 0; 2011 Qtr 3: 0; 2011 Qtr 4: 0 | 410
0 | 234083-Refrigeration -Cooler/Freezer Door Gaskets - Glass Doors |  | System | Commercial | 09-GRO-Grocery-REFG | 0 |  |  |  |  | 2.25 | 4 | 0 | 0 | 0 | -1.75 | 104.55 |  | kWh | 0.01195 | 0 | Commercial | [7 empty] | 4 | 0.76 |  |  |  | 0 | 430 | 0 | 0 | 0 | 0 | 0 | 0 | 0 | 0 | 0 | 0 | 2009 Qtr 1: 0; 2009 Qtr 2: 0; 2009 Qtr 3: 0; 2009 Qtr 4: 430; 2010 Qtr 1: 0; 2010 Qtr 2: 0; 2010 Qtr 3: 0; 2010 Qtr 4: 0; 2011 Qtr 1: 0; 2011 Qtr 2: 0; 2011 Qtr 3: 0; 2011 Qtr 4: 0 | 430
0 | 234360-Lighting-IntrHiByLnrFlscntFxtr244wrplc400w(TrI)Tr1 |  | System | Commercial | [6 empty] | 282.4319 | 153.8404 | 0 | 0 | 0 | 128.5914 | 0 |  | 0 | 0.224 | -7.1132 | Commercial |  | Winter Only | [5 empty] | 15 | 0.78 |  |  |  | 0 | 5.8502 | 0 | 0 | 0 | 0 | 0 | 0 | 0 | 0 | 0 | 0 | 2009 Qtr 1: 0; 2009 Qtr 2: 0; 2009 Qtr 3: 5.8502; 2009 Qtr 4: 0; 2010 Qtr 1: 0; 2010 Qtr 2: 0; 2010 Qtr 3: 0; 2010 Qtr 4: 0; 2011 Qtr 1: 0; 2011 Qtr 2: 0; 2011 Qtr 3: 0; 2011 Qtr 4: 0 | 5.8502
0 | 234285-Lighting-Occpncy Snsr-Hi-Bay integrated Snsr-Tr1 |  | System | Commercial | 01-ALC-AllCommercial-IntLight | 0 |  |  |  |  | 221.2703 | 95.5 | 0 | 0 | 0 | 125.7703 | 2503.6304 |  | kWh | 0.48559 | 0 | Commercial | [7 empty] | 8 | 0.84 |  |  |  | 0 | 46 | 0 | 0 | 0 | 0 | 0 | 0 | 0 | 0 | 0 | 0 | 2009 Qtr 1: 0; 2009 Qtr 2: 0; 2009 Qtr 3: 46; 2009 Qtr 4: 0; 2010 Qtr 1: 0; 2010 Qtr 2: 0; 2010 Qtr 3: 0; 2010 Qtr 4: 0; 2011 Qtr 1: 0; 2011 Qtr 2: 0; 2011 Qtr 3: 0; 2011 Qtr 4: 0 | 46
0 | 234331-Premium T8 with T12 40 Watt Baseline - Tr2 |  | System | Commercial | 01-ALC-AllCommercial-IntLight | 0 |  |  |  |  | 27.653 | 9.8923 | 0 | 0 | 0 | 17.7607 | 58.062 |  | kWh | 0.017133 | 0 | Commercial | [7 empty] | 15 | 0.78 |  |  |  | 0 | 69.145 | 0 | 0 | 0 | 0 | 0 | 0 | 0 | 0 | 0 | 0 | 2009 Qtr 1: 0; 2009 Qtr 2: 0; 2009 Qtr 3: 69.145; 2009 Qtr 4: 0; 2010 Qtr 1: 0; 2010 Qtr 2: 0; 2010 Qtr 3: 0; 2010 Qtr 4: 0; 2011 Qtr 1: 0; 2011 Qtr 2: 0; 2011 Qtr 3: 0; 2011 Qtr 4: 0 | 69.145
0 | 234330-Premium T8 with T12 40 Watt Baseline - Tr1 |  | System | Commercial | 01-ALC-AllCommercial-IntLight | 0 |  |  |  |  | 27.6532 | 13.1897 | 0 | 0 | 0 | 14.4636 | 83.5202 |  | kWh | 0.017351 | 0 | Commercial | [7 empty] | 15 | 0.78 |  |  |  | 0 | 25.4745 | 0 | 0 | 0 | 0 | 0 | 0 | 0 | 0 | 0 | 0 | 2009 Qtr 1: 0; 2009 Qtr 2: 0; 2009 Qtr 3: 25.4745; 2009 Qtr 4: 0; 2010 Qtr 1: 0; 2010 Qtr 2: 0; 2010 Qtr 3: 0; 2010 Qtr 4: 0; 2011 Qtr 1: 0; 2011 Qtr 2: 0; 2011 Qtr 3: 0; 2011 Qtr 4: 0 | 25.4745
0 | 234303-Lighting-Remove 4 Ft Lamp (De-Lamp) - Tr1 |  | System | Commercial | [6 empty] | 12.3596 | 16.4871 | 0 | 0 | 0 | -4.1275 | 137.2559 |  | 0 | 0.026384 | -2.5676 | Commercial |  | Winter Only | [5 empty] | 15 | 0.77 |  |  |  | 0 | 24.5647 | 0 | 0 | 0 | 0 | 0 | 0 | 0 | 0 | 0 | 0 | 2009 Qtr 1: 0; 2009 Qtr 2: 0; 2009 Qtr 3: 24.5647; 2009 Qtr 4: 0; 2010 Qtr 1: 0; 2010 Qtr 2: 0; 2010 Qtr 3: 0; 2010 Qtr 4: 0; 2011 Qtr 1: 0; 2011 Qtr 2: 0; 2011 Qtr 3: 0; 2011 Qtr 4: 0 | 24.5647
0 | 234312-Lighting-Screw in 14-26 Watt Lamp - Tr1 |  | System | Commercial | [6 empty] | 9.3196 | 10.3931 | 0 | 0 | 0 | -1.0734 | 194.1729 |  | 0 | 0.038993 | -2.6224 | Commercial |  | Annual | [5 empty] | 2.47 | 0.81 |  |  |  | 0 | 0.67353 | 0 | 0 | 0 | 0 | 0 | 0 | 0 | 0 | 0 | 0 | 2009 Qtr 1: 0; 2009 Qtr 2: 0; 2009 Qtr 3: 0; 2009 Qtr 4: 0.67353; 2010 Qtr 1: 0; 2010 Qtr 2: 0; 2010 Qtr 3: 0; 2010 Qtr 4: 0; 2011 Qtr 1: 0; 2011 Qtr 2: 0; 2011 Qtr 3: 0; 2011 Qtr 4: 0 | 0.67353
0 | 234330-Premium T8 with T12 40 Watt Baseline - Tr1 |  | System | Commercial | 01-ALC-AllCommercial-IntLight | 0 |  |  |  |  | 27.6532 | 13.1897 | 0 | 0 | 0 | 14.4636 | 83.5202 |  | kWh | 0.017351 | 0 | Commercial | [7 empty] | 15 | 0.78 |  |  |  | 0 | 25.4745 | 0 | 0 | 0 | 0 | 0 | 0 | 0 | 0 | 0 | 0 | 2009 Qtr 1: 0; 2009 Qtr 2: 0; 2009 Qtr 3: 0; 2009 Qtr 4: 25.4745; 2010 Qtr 1: 0; 2010 Qtr 2: 0; 2010 Qtr 3: 0; 2010 Qtr 4: 0; 2011 Qtr 1: 0; 2011 Qtr 2: 0; 2011 Qtr 3: 0; 2011 Qtr 4: 0 | 25.4745
0 | 234207-Lighting-8 Ft T-8 with Elec Ballast-Tr1 |  | System | Commercial | 01-ALC-AllCommercial-IntLight | 0 |  |  |  |  | 35.6901 | 21.9828 | 0 | 0 | 0 | 13.7073 | 45.8368 |  | kWh | 0.0098893 | 0 | Commercial | [7 empty] | 15 | 0.78 |  |  |  | 0 | 5.4588 | 0 | 0 | 0 | 0 | 0 | 0 | 0 | 0 | 0 | 0 | 2009 Qtr 1: 0; 2009 Qtr 2: 0; 2009 Qtr 3: 0; 2009 Qtr 4: 5.4588; 2010 Qtr 1: 0; 2010 Qtr 2: 0; 2010 Qtr 3: 0; 2010 Qtr 4: 0; 2011 Qtr 1: 0; 2011 Qtr 2: 0; 2011 Qtr 3: 0; 2011 Qtr 4: 0 | 5.4588
0 | 234303-Lighting-Remove 4 Ft Lamp (De-Lamp) - Tr1 |  | System | Commercial | [6 empty] | 12.3596 | 16.4871 | 0 | 0 | 0 | -4.1275 | 137.2559 |  | 0 | 0.026384 | -2.5676 | Commercial |  | Winter Only | [5 empty] | 15 | 0.77 |  |  |  | 0 | 3.6392 | 0 | 0 | 0 | 0 | 0 | 0 | 0 | 0 | 0 | 0 | 2009 Qtr 1: 0; 2009 Qtr 2: 0; 2009 Qtr 3: 0; 2009 Qtr 4: 3.6392; 2010 Qtr 1: 0; 2010 Qtr 2: 0; 2010 Qtr 3: 0; 2010 Qtr 4: 0; 2011 Qtr 1: 0; 2011 Qtr 2: 0; 2011 Qtr 3: 0; 2011 Qtr 4: 0 | 3.6392
0 | 234306-Lighting-Remove 8 Ft Lamp (De-Lamp) - Tr1 |  | System | Commercial | 23-RTL-Retail–SingleStorylarge-LIT_INT | 0 |  |  |  |  | 28.4369 | 27.4785 | 0 | 0 | 0 | 0.95836 | 366.7521 |  | kWh | 0.077777 | 0 | Commercial | [7 empty] | 15 | 0.77 |  |  |  | 0 | 5.4588 | 0 | 0 | 0 | 0 | 0 | 0 | 0 | 0 | 0 | 0 | 2009 Qtr 1: 0; 2009 Qtr 2: 0; 2009 Qtr 3: 0; 2009 Qtr 4: 5.4588; 2010 Qtr 1: 0; 2010 Qtr 2: 0; 2010 Qtr 3: 0; 2010 Qtr 4: 0; 2011 Qtr 1: 0; 2011 Qtr 2: 0; 2011 Qtr 3: 0; 2011 Qtr 4: 0 | 5.4588
0 | 234360-Lighting-IntrHiByLnrFlscntFxtr244wrplc400w(TrI)Tr1 |  | System | Commercial | [6 empty] | 282.4319 | 153.8404 | 0 | 0 | 0 | 128.5914 | 0 |  | 0 | 0.224 | -7.1132 | Commercial |  | Winter Only | [5 empty] | 15 | 0.78 |  |  |  | 0 | 1.9501 | 0 | 0 | 0 | 0 | 0 | 0 | 0 | 0 | 0 | 0 | 2009 Qtr 1: 0; 2009 Qtr 2: 0; 2009 Qtr 3: 0; 2009 Qtr 4: 1.9501; 2010 Qtr 1: 0; 2010 Qtr 2: 0; 2010 Qtr 3: 0; 2010 Qtr 4: 0; 2011 Qtr 1: 0; 2011 Qtr 2: 0; 2011 Qtr 3: 0; 2011 Qtr 4: 0 | 1.9501
0 | 234285-Lighting-Occpncy Snsr-Hi-Bay integrated Snsr-Tr1 |  | System | Commercial | 01-ALC-AllCommercial-IntLight | 0 |  |  |  |  | 221.2703 | 95.5 | 0 | 0 | 0 | 125.7703 | 2503.6304 |  | kWh | 0.48559 | 0 | Commercial | [7 empty] | 8 | 0.84 |  |  |  | 0 | 2 | 0 | 0 | 0 | 0 | 0 | 0 | 0 | 0 | 0 | 0 | 2009 Qtr 1: 0; 2009 Qtr 2: 0; 2009 Qtr 3: 0; 2009 Qtr 4: 2; 2010 Qtr 1: 0; 2010 Qtr 2: 0; 2010 Qtr 3: 0; 2010 Qtr 4: 0; 2011 Qtr 1: 0; 2011 Qtr 2: 0; 2011 Qtr 3: 0; 2011 Qtr 4: 0 | 2
0 | 234330-Premium T8 with T12 40 Watt Baseline - Tr1 |  | System | Commercial | 01-ALC-AllCommercial-IntLight | 0 |  |  |  |  | 27.6532 | 13.1897 | 0 | 0 | 0 | 14.4636 | 83.5202 |  | kWh | 0.017351 | 0 | Commercial | [7 empty] | 15 | 0.78 |  |  |  | 0 | 27.2941 | 0 | 0 | 0 | 0 | 0 | 0 | 0 | 0 | 0 | 0 | 2009 Qtr 1: 0; 2009 Qtr 2: 0; 2009 Qtr 3: 27.2941; 2009 Qtr 4: 0; 2010 Qtr 1: 0; 2010 Qtr 2: 0; 2010 Qtr 3: 0; 2010 Qtr 4: 0; 2011 Qtr 1: 0; 2011 Qtr 2: 0; 2011 Qtr 3: 0; 2011 Qtr 4: 0 | 27.2941
0 | 234330-Premium T8 with T12 40 Watt Baseline - Tr1 |  | System | Commercial | 01-ALC-AllCommercial-IntLight | 0 |  |  |  |  | 27.6532 | 13.1897 | 0 | 0 | 0 | 14.4636 | 83.5202 |  | kWh | 0.017351 | 0 | Commercial | [7 empty] | 15 | 0.78 |  |  |  | 0 | 40.0313 | 0 | 0 | 0 | 0 | 0 | 0 | 0 | 0 | 0 | 0 | 2009 Qtr 1: 0; 2009 Qtr 2: 0; 2009 Qtr 3: 40.0313; 2009 Qtr 4: 0; 2010 Qtr 1: 0; 2010 Qtr 2: 0; 2010 Qtr 3: 0; 2010 Qtr 4: 0; 2011 Qtr 1: 0; 2011 Qtr 2: 0; 2011 Qtr 3: 0; 2011 Qtr 4: 0 | 40.0313
0 | 234330-Premium T8 with T12 40 Watt Baseline - Tr1 |  | System | Commercial | 01-ALC-AllCommercial-IntLight | 0 |  |  |  |  | 27.6532 | 13.1897 | 0 | 0 | 0 | 14.4636 | 83.5202 |  | kWh | 0.017351 | 0 | Commercial | [7 empty] | 15 | 0.78 |  |  |  | 0 | 21.8353 | 0 | 0 | 0 | 0 | 0 | 0 | 0 | 0 | 0 | 0 | 2009 Qtr 1: 0; 2009 Qtr 2: 0; 2009 Qtr 3: 21.8353; 2009 Qtr 4: 0; 2010 Qtr 1: 0; 2010 Qtr 2: 0; 2010 Qtr 3: 0; 2010 Qtr 4: 0; 2011 Qtr 1: 0; 2011 Qtr 2: 0; 2011 Qtr 3: 0; 2011 Qtr 4: 0 | 21.8353
0 | 234085-Refrigeration -Strip Curtains for Walk-ins |  | System | Commercial | 20-RFF-Restaurant–FastFood-Refrig | 0 |  |  |  |  | 10.214 | 3.12 | 0 | 0 | 0 | 7.094 | 465 |  | kWh | 0.053 | 0 | Commercial | [7 empty] | 4 | 0.46 |  |  |  | 0 | 23 | 0 | 0 | 0 | 0 | 0 | 0 | 0 | 0 | 0 | 0 | 2009 Qtr 1: 0; 2009 Qtr 2: 0; 2009 Qtr 3: 23; 2009 Qtr 4: 0; 2010 Qtr 1: 0; 2010 Qtr 2: 0; 2010 Qtr 3: 0; 2010 Qtr 4: 0; 2011 Qtr 1: 0; 2011 Qtr 2: 0; 2011 Qtr 3: 0; 2011 Qtr 4: 0 | 23
0 | 234294-Lighting-Occupancy Sensor-Wallbox Lghtng Snsr-Tr1 |  | System | Commercial | 23-RTL-Retail–SingleStorylarge-LIT_INT | 0 |  |  |  |  | 42.262 | 40 | 0 | 0 | 0 | 2.262 | 213.759 |  | kWh | 0.17617 | 0 | Commercial | [7 empty] | 8 | 0.84 |  |  |  | 0 | 25 | 0 | 0 | 0 | 0 | 0 | 0 | 0 | 0 | 0 | 0 | 2009 Qtr 1: 0; 2009 Qtr 2: 0; 2009 Qtr 3: 25; 2009 Qtr 4: 0; 2010 Qtr 1: 0; 2010 Qtr 2: 0; 2010 Qtr 3: 0; 2010 Qtr 4: 0; 2011 Qtr 1: 0; 2011 Qtr 2: 0; 2011 Qtr 3: 0; 2011 Qtr 4: 0 | 25
0 | 234084-Refrigeration -Cooler/Freezer Door Gaskets - Solid Doors: Cooler |  | System | Commercial | 09-GRO-Grocery-REFG | 0 |  |  |  |  | 2.2498 | 4.0409 | 0 | 0 | 0 | -1.7911 | 104.55 |  | kWh | 0.01195 | 0 | Commercial | [7 empty] | 4 | 0.76 |  |  |  | 0 | 45 | 0 | 0 | 0 | 0 | 0 | 0 | 0 | 0 | 0 | 0 | 2009 Qtr 1: 0; 2009 Qtr 2: 0; 2009 Qtr 3: 45; 2009 Qtr 4: 0; 2010 Qtr 1: 0; 2010 Qtr 2: 0; 2010 Qtr 3: 0; 2010 Qtr 4: 0; 2011 Qtr 1: 0; 2011 Qtr 2: 0; 2011 Qtr 3: 0; 2011 Qtr 4: 0 | 45
0 | 234084-Refrigeration -Cooler/Freezer Door Gaskets - Solid Doors: Cooler |  | System | Commercial | 09-GRO-Grocery-REFG | 0 |  |  |  |  | 2.2498 | 4 | 0 | 0 | 0 | -1.7502 | 104.55 |  | kWh | 0.01195 | 0 | Commercial | [7 empty] | 4 | 0.76 |  |  |  | 0 | 389 | 0 | 0 | 0 | 0 | 0 | 0 | 0 | 0 | 0 | 0 | 2009 Qtr 1: 0; 2009 Qtr 2: 0; 2009 Qtr 3: 389; 2009 Qtr 4: 0; 2010 Qtr 1: 0; 2010 Qtr 2: 0; 2010 Qtr 3: 0; 2010 Qtr 4: 0; 2011 Qtr 1: 0; 2011 Qtr 2: 0; 2011 Qtr 3: 0; 2011 Qtr 4: 0 | 389
0 | 234084-Refrigeration -Cooler/Freezer Door Gaskets - Solid Doors: Cooler |  | System | Commercial | 09-GRO-Grocery-REFG | 0 |  |  |  |  | 2.2498 | 4 | 0 | 0 | 0 | -1.7502 | 104.55 |  | kWh | 0.01195 | 0 | Commercial | [7 empty] | 4 | 0.76 |  |  |  | 0 | 93 | 0 | 0 | 0 | 0 | 0 | 0 | 0 | 0 | 0 | 0 | 2009 Qtr 1: 0; 2009 Qtr 2: 0; 2009 Qtr 3: 93; 2009 Qtr 4: 0; 2010 Qtr 1: 0; 2010 Qtr 2: 0; 2010 Qtr 3: 0; 2010 Qtr 4: 0; 2011 Qtr 1: 0; 2011 Qtr 2: 0; 2011 Qtr 3: 0; 2011 Qtr 4: 0 | 93
0 | 234084-Refrigeration -Cooler/Freezer Door Gaskets - Solid Doors: Cooler |  | System | Commercial | 09-GRO-Grocery-REFG | 0 |  |  |  |  | 2.2498 | 4.0145 | 0 | 0 | 0 | -1.7647 | 104.55 |  | kWh | 0.01195 | 0 | Commercial | [7 empty] | 4 | 0.76 |  |  |  | 0 | 124 | 0 | 0 | 0 | 0 | 0 | 0 | 0 | 0 | 0 | 0 | 2009 Qtr 1: 0; 2009 Qtr 2: 0; 2009 Qtr 3: 124; 2009 Qtr 4: 0; 2010 Qtr 1: 0; 2010 Qtr 2: 0; 2010 Qtr 3: 0; 2010 Qtr 4: 0; 2011 Qtr 1: 0; 2011 Qtr 2: 0; 2011 Qtr 3: 0; 2011 Qtr 4: 0 | 124
0 | 234067-Refrigeration - Food Service -Auto Closer for Main Cooler Doors |  | System | Commercial | 09-GRO-Grocery-REFG | 0 |  |  |  |  | 382.5103 | 103 | 0 | 0 | 0 | 279.5103 | 1075.009 |  | kWh | 0.20794 | -0.053375 | Commercial |  | Annual | [5 empty] | 8 | 0.7 |  |  |  | 0 | 1 | 0 | 0 | 0 | 0 | 0 | 0 | 0 | 0 | 0 | 0 | 2009 Qtr 1: 0; 2009 Qtr 2: 0; 2009 Qtr 3: 1; 2009 Qtr 4: 0; 2010 Qtr 1: 0; 2010 Qtr 2: 0; 2010 Qtr 3: 0; 2010 Qtr 4: 0; 2011 Qtr 1: 0; 2011 Qtr 2: 0; 2011 Qtr 3: 0; 2011 Qtr 4: 0 | 1
0 | 234084-Refrigeration -Cooler/Freezer Door Gaskets - Solid Doors: Cooler |  | System | Commercial | 09-GRO-Grocery-REFG | 0 |  |  |  |  | 2.2498 | 4.0754 | 0 | 0 | 0 | -1.8256 | 104.55 |  | kWh | 0.01195 | 0 | Commercial | [7 empty] | 4 | 0.76 |  |  |  | 0 | 52 | 0 | 0 | 0 | 0 | 0 | 0 | 0 | 0 | 0 | 0 | 2009 Qtr 1: 0; 2009 Qtr 2: 0; 2009 Qtr 3: 52; 2009 Qtr 4: 0; 2010 Qtr 1: 0; 2010 Qtr 2: 0; 2010 Qtr 3: 0; 2010 Qtr 4: 0; 2011 Qtr 1: 0; 2011 Qtr 2: 0; 2011 Qtr 3: 0; 2011 Qtr 4: 0 | 52
0 | 234084-Refrigeration -Cooler/Freezer Door Gaskets - Solid Doors: Cooler |  | System | Commercial | 09-GRO-Grocery-REFG | 0 |  |  |  |  | 2.2498 | 4.0055 | 0 | 0 | 0 | -1.7557 | 104.55 |  | kWh | 0.01195 | 0 | Commercial | [7 empty] | 4 | 0.76 |  |  |  | 0 | 130 | 0 | 0 | 0 | 0 | 0 | 0 | 0 | 0 | 0 | 0 | 2009 Qtr 1: 0; 2009 Qtr 2: 0; 2009 Qtr 3: 130; 2009 Qtr 4: 0; 2010 Qtr 1: 0; 2010 Qtr 2: 0; 2010 Qtr 3: 0; 2010 Qtr 4: 0; 2011 Qtr 1: 0; 2011 Qtr 2: 0; 2011 Qtr 3: 0; 2011 Qtr 4: 0 | 130
0 | 234067-Refrigeration - Food Service -Auto Closer for Main Cooler Doors |  | System | Commercial | 09-GRO-Grocery-REFG | 0 |  |  |  |  | 382.5103 | 103 | 0 | 0 | 0 | 279.5103 | 1075.009 |  | kWh | 0.20794 | -0.053375 | Commercial |  | Annual | [5 empty] | 8 | 0.7 |  |  |  | 0 | 1 | 0 | 0 | 0 | 0 | 0 | 0 | 0 | 0 | 0 | 0 | 2009 Qtr 1: 0; 2009 Qtr 2: 0; 2009 Qtr 3: 1; 2009 Qtr 4: 0; 2010 Qtr 1: 0; 2010 Qtr 2: 0; 2010 Qtr 3: 0; 2010 Qtr 4: 0; 2011 Qtr 1: 0; 2011 Qtr 2: 0; 2011 Qtr 3: 0; 2011 Qtr 4: 0 | 1
0 | 234068-Refrigeration - Food Service -Auto Closer for Main Freezer Doors |  | System | Commercial | 09-GRO-Grocery-REFG | 0 |  |  |  |  | 372.7723 | 160.5 | 0 | 0 | 0 | 212.2723 | 2785.8135 |  | kWh | 0.27593 | -0.026688 | Commercial |  | Annual | [5 empty] | 8 | 0.7 |  |  |  | 0 | 1 | 0 | 0 | 0 | 0 | 0 | 0 | 0 | 0 | 0 | 0 | 2009 Qtr 1: 0; 2009 Qtr 2: 0; 2009 Qtr 3: 1; 2009 Qtr 4: 0; 2010 Qtr 1: 0; 2010 Qtr 2: 0; 2010 Qtr 3: 0; 2010 Qtr 4: 0; 2011 Qtr 1: 0; 2011 Qtr 2: 0; 2011 Qtr 3: 0; 2011 Qtr 4: 0 | 1
0 | 234316-Lighting-Screw in 14-26 Watt Reflector Lamp-Tr2 |  | System | Commercial | 18-OFS-Office–Small-IntLight | 0 |  |  |  |  | 9.6109 | 6.6813 | 0 | 0 | 0 | 2.9297 | 159.5847 |  | kWh | 0.057596 | 0 | Commercial | [7 empty] | 2.47 | 0.81 |  |  |  | 0 | 10.1029 | 0 | 0 | 0 | 0 | 0 | 0 | 0 | 0 | 0 | 0 | 2009 Qtr 1: 0; 2009 Qtr 2: 0; 2009 Qtr 3: 10.1029; 2009 Qtr 4: 0; 2010 Qtr 1: 0; 2010 Qtr 2: 0; 2010 Qtr 3: 0; 2010 Qtr 4: 0; 2011 Qtr 1: 0; 2011 Qtr 2: 0; 2011 Qtr 3: 0; 2011 Qtr 4: 0 | 10.1029
0 | 234331-Premium T8 with T12 40 Watt Baseline - Tr2 |  | System | Commercial | 01-ALC-AllCommercial-IntLight | 0 |  |  |  |  | 27.653 | 9.8923 | 0 | 0 | 0 | 17.7607 | 58.062 |  | kWh | 0.017133 | 0 | Commercial | [7 empty] | 15 | 0.78 |  |  |  | 0 | 149.2076 | 0 | 0 | 0 | 0 | 0 | 0 | 0 | 0 | 0 | 0 | 2009 Qtr 1: 0; 2009 Qtr 2: 0; 2009 Qtr 3: 149.2076; 2009 Qtr 4: 0; 2010 Qtr 1: 0; 2010 Qtr 2: 0; 2010 Qtr 3: 0; 2010 Qtr 4: 0; 2011 Qtr 1: 0; 2011 Qtr 2: 0; 2011 Qtr 3: 0; 2011 Qtr 4: 0 | 149.2076
0 | 234049-Lighting-LED Exit Sign New Sign |  | System | Commercial | 25-SCN-Storage–Conditioned-Exit | 0 |  |  |  |  | 64.8921 | 45 | 0 | 0 | 0 | 19.8921 | 351.311 |  | kWh | 0 | 0 | Commercial | [7 empty] | 16 | 0.85 |  |  |  | 0 | 9 | 0 | 0 | 0 | 0 | 0 | 0 | 0 | 0 | 0 | 0 | 2009 Qtr 1: 0; 2009 Qtr 2: 0; 2009 Qtr 3: 9; 2009 Qtr 4: 0; 2010 Qtr 1: 0; 2010 Qtr 2: 0; 2010 Qtr 3: 0; 2010 Qtr 4: 0; 2011 Qtr 1: 0; 2011 Qtr 2: 0; 2011 Qtr 3: 0; 2011 Qtr 4: 0 | 9
0 | 234330-Premium T8 with T12 40 Watt Baseline - Tr1 |  | System | Commercial | 01-ALC-AllCommercial-IntLight | 0 |  |  |  |  | 27.6532 | 13.1897 | 0 | 0 | 0 | 14.4636 | 83.5202 |  | kWh | 0.017351 | 0 | Commercial | [7 empty] | 15 | 0.78 |  |  |  | 0 | 85.5214 | 0 | 0 | 0 | 0 | 0 | 0 | 0 | 0 | 0 | 0 | 2009 Qtr 1: 0; 2009 Qtr 2: 0; 2009 Qtr 3: 85.5214; 2009 Qtr 4: 0; 2010 Qtr 1: 0; 2010 Qtr 2: 0; 2010 Qtr 3: 0; 2010 Qtr 4: 0; 2011 Qtr 1: 0; 2011 Qtr 2: 0; 2011 Qtr 3: 0; 2011 Qtr 4: 0 | 85.5214
0 | 234084-Refrigeration -Cooler/Freezer Door Gaskets - Solid Doors: Cooler |  | System | Commercial | 09-GRO-Grocery-REFG | 0 |  |  |  |  | 2.2498 | 4.04 | 0 | 0 | 0 | -1.7902 | 104.55 |  | kWh | 0.01195 | 0 | Commercial | [7 empty] | 4 | 0.76 |  |  |  | 0 | 84 | 0 | 0 | 0 | 0 | 0 | 0 | 0 | 0 | 0 | 0 | 2009 Qtr 1: 0; 2009 Qtr 2: 0; 2009 Qtr 3: 84; 2009 Qtr 4: 0; 2010 Qtr 1: 0; 2010 Qtr 2: 0; 2010 Qtr 3: 0; 2010 Qtr 4: 0; 2011 Qtr 1: 0; 2011 Qtr 2: 0; 2011 Qtr 3: 0; 2011 Qtr 4: 0 | 84
0 | 234083-Refrigeration -Cooler/Freezer Door Gaskets - Glass Doors |  | System | Commercial | 09-GRO-Grocery-REFG | 0 |  |  |  |  | 2.25 | 4.3086 | 0 | 0 | 0 | -2.0586 | 104.55 |  | kWh | 0.01195 | 0 | Commercial | [7 empty] | 4 | 0.76 |  |  |  | 0 | 7 | 0 | 0 | 0 | 0 | 0 | 0 | 0 | 0 | 0 | 0 | 2009 Qtr 1: 0; 2009 Qtr 2: 0; 2009 Qtr 3: 7; 2009 Qtr 4: 0; 2010 Qtr 1: 0; 2010 Qtr 2: 0; 2010 Qtr 3: 0; 2010 Qtr 4: 0; 2011 Qtr 1: 0; 2011 Qtr 2: 0; 2011 Qtr 3: 0; 2011 Qtr 4: 0 | 7
0 | 234067-Refrigeration - Food Service -Auto Closer for Main Cooler Doors |  | System | Commercial | 09-GRO-Grocery-REFG | 0 |  |  |  |  | 382.5103 | 103 | 0 | 0 | 0 | 279.5103 | 1075.009 |  | kWh | 0.20794 | -0.053375 | Commercial |  | Annual | [5 empty] | 8 | 0.7 |  |  |  | 0 | 1 | 0 | 0 | 0 | 0 | 0 | 0 | 0 | 0 | 0 | 0 | 2009 Qtr 1: 0; 2009 Qtr 2: 0; 2009 Qtr 3: 1; 2009 Qtr 4: 0; 2010 Qtr 1: 0; 2010 Qtr 2: 0; 2010 Qtr 3: 0; 2010 Qtr 4: 0; 2011 Qtr 1: 0; 2011 Qtr 2: 0; 2011 Qtr 3: 0; 2011 Qtr 4: 0 | 1
0 | 234331-Premium T8 with T12 40 Watt Baseline - Tr2 |  | System | Commercial | 01-ALC-AllCommercial-IntLight | 0 |  |  |  |  | 27.653 | 9.8923 | 0 | 0 | 0 | 17.7607 | 58.062 |  | kWh | 0.017133 | 0 | Commercial | [7 empty] | 15 | 0.78 |  |  |  | 0 | 32.7529 | 0 | 0 | 0 | 0 | 0 | 0 | 0 | 0 | 0 | 0 | 2009 Qtr 1: 0; 2009 Qtr 2: 0; 2009 Qtr 3: 32.7529; 2009 Qtr 4: 0; 2010 Qtr 1: 0; 2010 Qtr 2: 0; 2010 Qtr 3: 0; 2010 Qtr 4: 0; 2011 Qtr 1: 0; 2011 Qtr 2: 0; 2011 Qtr 3: 0; 2011 Qtr 4: 0 | 32.7529
0 | 234205-Lighting-3 Ft 2nd Gen T-8 with Elec Ballast-Tr2 |  | System | Commercial | 01-ALC-AllCommercial-IntLight | 0 |  |  |  |  | 23.0819 | 8.2436 | 0 | 0 | 0 | 14.8384 | 42.4055 |  | kWh | 0.013163 | 0 | Commercial | [7 empty] | 15 | 0.78 |  |  |  | 0 | 12.7372 | 0 | 0 | 0 | 0 | 0 | 0 | 0 | 0 | 0 | 0 | 2009 Qtr 1: 0; 2009 Qtr 2: 0; 2009 Qtr 3: 12.7372; 2009 Qtr 4: 0; 2010 Qtr 1: 0; 2010 Qtr 2: 0; 2010 Qtr 3: 0; 2010 Qtr 4: 0; 2011 Qtr 1: 0; 2011 Qtr 2: 0; 2011 Qtr 3: 0; 2011 Qtr 4: 0 | 12.7372
0 | 234331-Premium T8 with T12 40 Watt Baseline - Tr2 |  | System | Commercial | 01-ALC-AllCommercial-IntLight | 0 |  |  |  |  | 27.653 | 9.8923 | 0 | 0 | 0 | 17.7607 | 58.062 |  | kWh | 0.017133 | 0 | Commercial | [7 empty] | 15 | 0.78 |  |  |  | 0 | 260.2034 | 0 | 0 | 0 | 0 | 0 | 0 | 0 | 0 | 0 | 0 | 2009 Qtr 1: 0; 2009 Qtr 2: 0; 2009 Qtr 3: 260.2034; 2009 Qtr 4: 0; 2010 Qtr 1: 0; 2010 Qtr 2: 0; 2010 Qtr 3: 0; 2010 Qtr 4: 0; 2011 Qtr 1: 0; 2011 Qtr 2: 0; 2011 Qtr 3: 0; 2011 Qtr 4: 0 | 260.2034
0 | 234208-Lighting-8 Ft T-8 with Elec Ballast-Tr2 |  | System | Commercial | 01-ALC-AllCommercial-IntLight | 0 |  |  |  |  | 35.6904 | 16.4871 | 0 | 0 | 0 | 19.2033 | 32.3258 |  | kWh | 0.009599 | 0 | Commercial | [7 empty] | 15 | 0.78 |  |  |  | 0 | 234.729 | 0 | 0 | 0 | 0 | 0 | 0 | 0 | 0 | 0 | 0 | 2009 Qtr 1: 0; 2009 Qtr 2: 0; 2009 Qtr 3: 234.729; 2009 Qtr 4: 0; 2010 Qtr 1: 0; 2010 Qtr 2: 0; 2010 Qtr 3: 0; 2010 Qtr 4: 0; 2011 Qtr 1: 0; 2011 Qtr 2: 0; 2011 Qtr 3: 0; 2011 Qtr 4: 0 | 234.729
0 | 234304-Lighting-Remove 4 Ft Lamp (De-Lamp) - Tr2 |  | System | Commercial | [6 empty] | 12.3587 | 12.3653 | 0 | 0 | 0 | -0.0066231 | 137.2559 |  | 0 | 0.026384 | -2.5676 | Commercial | [7 empty] | 15 | 0.77 |  |  |  | 0 | 8.1882 | 0 | 0 | 0 | 0 | 0 | 0 | 0 | 0 | 0 | 0 | 2009 Qtr 1: 0; 2009 Qtr 2: 0; 2009 Qtr 3: 8.1882; 2009 Qtr 4: 0; 2010 Qtr 1: 0; 2010 Qtr 2: 0; 2010 Qtr 3: 0; 2010 Qtr 4: 0; 2011 Qtr 1: 0; 2011 Qtr 2: 0; 2011 Qtr 3: 0; 2011 Qtr 4: 0 | 8.1882
0 | 234049-Lighting-LED Exit Sign New Sign |  | System | Commercial | 25-SCN-Storage–Conditioned-Exit | 0 |  |  |  |  | 64.8921 | 45 | 0 | 0 | 0 | 19.8921 | 351.311 |  | kWh | 0 | 0 | Commercial | [7 empty] | 16 | 0.85 |  |  |  | 0 | 3 | 0 | 0 | 0 | 0 | 0 | 0 | 0 | 0 | 0 | 0 | 2009 Qtr 1: 0; 2009 Qtr 2: 0; 2009 Qtr 3: 3; 2009 Qtr 4: 0; 2010 Qtr 1: 0; 2010 Qtr 2: 0; 2010 Qtr 3: 0; 2010 Qtr 4: 0; 2011 Qtr 1: 0; 2011 Qtr 2: 0; 2011 Qtr 3: 0; 2011 Qtr 4: 0 | 3
0 | 234205-Lighting-3 Ft 2nd Gen T-8 with Elec Ballast-Tr2 |  | System | Commercial | 01-ALC-AllCommercial-IntLight | 0 |  |  |  |  | 23.0819 | 8.2436 | 0 | 0 | 0 | 14.8384 | 42.4055 |  | kWh | 0.013163 | 0 | Commercial | [7 empty] | 15 | 0.78 |  |  |  | 0 | 5.4588 | 0 | 0 | 0 | 0 | 0 | 0 | 0 | 0 | 0 | 0 | 2009 Qtr 1: 0; 2009 Qtr 2: 0; 2009 Qtr 3: 5.4588; 2009 Qtr 4: 0; 2010 Qtr 1: 0; 2010 Qtr 2: 0; 2010 Qtr 3: 0; 2010 Qtr 4: 0; 2011 Qtr 1: 0; 2011 Qtr 2: 0; 2011 Qtr 3: 0; 2011 Qtr 4: 0 | 5.4588
0 | 234331-Premium T8 with T12 40 Watt Baseline - Tr2 |  | System | Commercial | 01-ALC-AllCommercial-IntLight | 0 |  |  |  |  | 27.653 | 6.5948 | 0 | 0 | 0 | 21.0581 | 58.062 |  | kWh | 0.017133 | 0 | Commercial | [7 empty] | 15 | 0.78 |  |  |  | 0 | 774.2416 | 0 | 0 | 0 | 0 | 0 | 0 | 0 | 0 | 0 | 0 | 2009 Qtr 1: 0; 2009 Qtr 2: 0; 2009 Qtr 3: 774.2416; 2009 Qtr 4: 0; 2010 Qtr 1: 0; 2010 Qtr 2: 0; 2010 Qtr 3: 0; 2010 Qtr 4: 0; 2011 Qtr 1: 0; 2011 Qtr 2: 0; 2011 Qtr 3: 0; 2011 Qtr 4: 0 | 774.2416
0 | 234328-Premium T8 with T12 34Watt Baseline - Tr2 |  | System | Commercial | 01-ALC-AllCommercial-IntLight | 0 |  |  |  |  | 27.4748 | 6.8696 | 0 | 0 | 0 | 20.6052 | 38.4664 |  | kWh | 0.012067 | 0 | Commercial | [7 empty] | 15 | 0.78 |  |  |  | 0 | 25.4745 | 0 | 0 | 0 | 0 | 0 | 0 | 0 | 0 | 0 | 0 | 2009 Qtr 1: 0; 2009 Qtr 2: 0; 2009 Qtr 3: 25.4745; 2009 Qtr 4: 0; 2010 Qtr 1: 0; 2010 Qtr 2: 0; 2010 Qtr 3: 0; 2010 Qtr 4: 0; 2011 Qtr 1: 0; 2011 Qtr 2: 0; 2011 Qtr 3: 0; 2011 Qtr 4: 0 | 25.4745
0 | 234301-Lighting-Remove 3 Ft Lamp (De-Lamp) - Tr2 |  | System | Commercial | 01-ALC-AllCommercial-IntLight | 0 |  |  |  |  | 20.8837 | 8.2436 | 0 | 0 | 0 | 12.6401 | 132.5808 |  | kWh | 0.037787 | 0 | Commercial | [7 empty] | 15 | 0.77 |  |  |  | 0 | 259.2936 | 0 | 0 | 0 | 0 | 0 | 0 | 0 | 0 | 0 | 0 | 2009 Qtr 1: 0; 2009 Qtr 2: 0; 2009 Qtr 3: 259.2936; 2009 Qtr 4: 0; 2010 Qtr 1: 0; 2010 Qtr 2: 0; 2010 Qtr 3: 0; 2010 Qtr 4: 0; 2011 Qtr 1: 0; 2011 Qtr 2: 0; 2011 Qtr 3: 0; 2011 Qtr 4: 0 | 259.2936
0 | 234049-Lighting-LED Exit Sign New Sign |  | System | Commercial | 25-SCN-Storage–Conditioned-Exit | 0 |  |  |  |  | 64.8921 | 45 | 0 | 0 | 0 | 19.8921 | 351.311 |  | kWh | 0 | 0 | Commercial | [7 empty] | 16 | 0.85 |  |  |  | 0 | 2 | 0 | 0 | 0 | 0 | 0 | 0 | 0 | 0 | 0 | 0 | 2009 Qtr 1: 0; 2009 Qtr 2: 0; 2009 Qtr 3: 2; 2009 Qtr 4: 0; 2010 Qtr 1: 0; 2010 Qtr 2: 0; 2010 Qtr 3: 0; 2010 Qtr 4: 0; 2011 Qtr 1: 0; 2011 Qtr 2: 0; 2011 Qtr 3: 0; 2011 Qtr 4: 0 | 2
0 | 234085-Refrigeration -Strip Curtains for Walk-ins |  | System | Commercial | 20-RFF-Restaurant–FastFood-Refrig | 0 |  |  |  |  | 10.214 | 3.1064 | 0 | 0 | 0 | 7.1076 | 465 |  | kWh | 0.053 | 0 | Commercial | [7 empty] | 4 | 0.46 |  |  |  | 0 | 22 | 0 | 0 | 0 | 0 | 0 | 0 | 0 | 0 | 0 | 0 | 2009 Qtr 1: 0; 2009 Qtr 2: 0; 2009 Qtr 3: 22; 2009 Qtr 4: 0; 2010 Qtr 1: 0; 2010 Qtr 2: 0; 2010 Qtr 3: 0; 2010 Qtr 4: 0; 2011 Qtr 1: 0; 2011 Qtr 2: 0; 2011 Qtr 3: 0; 2011 Qtr 4: 0 | 22
0 | 234084-Refrigeration -Cooler/Freezer Door Gaskets - Solid Doors: Cooler |  | System | Commercial | 09-GRO-Grocery-REFG | 0 |  |  |  |  | 2.2498 | 4.011 | 0 | 0 | 0 | -1.7612 | 104.55 |  | kWh | 0.01195 | 0 | Commercial | [7 empty] | 4 | 0.76 |  |  |  | 0 | 102 | 0 | 0 | 0 | 0 | 0 | 0 | 0 | 0 | 0 | 0 | 2009 Qtr 1: 0; 2009 Qtr 2: 0; 2009 Qtr 3: 102; 2009 Qtr 4: 0; 2010 Qtr 1: 0; 2010 Qtr 2: 0; 2010 Qtr 3: 0; 2010 Qtr 4: 0; 2011 Qtr 1: 0; 2011 Qtr 2: 0; 2011 Qtr 3: 0; 2011 Qtr 4: 0 | 102
0 | 234067-Refrigeration - Food Service -Auto Closer for Main Cooler Doors |  | System | Commercial | 09-GRO-Grocery-REFG | 0 |  |  |  |  | 382.5103 | 103 | 0 | 0 | 0 | 279.5103 | 1075.009 |  | kWh | 0.20794 | -0.053375 | Commercial |  | Annual | [5 empty] | 8 | 0.7 |  |  |  | 0 | 1 | 0 | 0 | 0 | 0 | 0 | 0 | 0 | 0 | 0 | 0 | 2009 Qtr 1: 0; 2009 Qtr 2: 0; 2009 Qtr 3: 1; 2009 Qtr 4: 0; 2010 Qtr 1: 0; 2010 Qtr 2: 0; 2010 Qtr 3: 0; 2010 Qtr 4: 0; 2011 Qtr 1: 0; 2011 Qtr 2: 0; 2011 Qtr 3: 0; 2011 Qtr 4: 0 | 1
0 | 234331-Premium T8 with T12 40 Watt Baseline - Tr2 |  | System | Commercial | 01-ALC-AllCommercial-IntLight | 0 |  |  |  |  | 27.653 | 9.8923 | 0 | 0 | 0 | 17.7607 | 58.062 |  | kWh | 0.017133 | 0 | Commercial | [7 empty] | 15 | 0.78 |  |  |  | 0 | 20.0156 | 0 | 0 | 0 | 0 | 0 | 0 | 0 | 0 | 0 | 0 | 2009 Qtr 1: 0; 2009 Qtr 2: 0; 2009 Qtr 3: 20.0156; 2009 Qtr 4: 0; 2010 Qtr 1: 0; 2010 Qtr 2: 0; 2010 Qtr 3: 0; 2010 Qtr 4: 0; 2011 Qtr 1: 0; 2011 Qtr 2: 0; 2011 Qtr 3: 0; 2011 Qtr 4: 0 | 20.0156
0 | 234287-Lighting-Occpncy Snsr-Hi-Bay integrated Snsr-Tr3 |  | System | Commercial | 01-ALC-AllCommercial-IntLight | 0 |  |  |  |  | 221.1826 | 95.5 | 0 | 0 | 0 | 125.6826 | 1661 |  | kWh | 0.39312 | 0 | Commercial | [7 empty] | 8 | 0.84 |  |  |  | 0 | 43 | 0 | 0 | 0 | 0 | 0 | 0 | 0 | 0 | 0 | 0 | 2009 Qtr 1: 0; 2009 Qtr 2: 0; 2009 Qtr 3: 43; 2009 Qtr 4: 0; 2010 Qtr 1: 0; 2010 Qtr 2: 0; 2010 Qtr 3: 0; 2010 Qtr 4: 0; 2011 Qtr 1: 0; 2011 Qtr 2: 0; 2011 Qtr 3: 0; 2011 Qtr 4: 0 | 43
0 | 234285-Lighting-Occpncy Snsr-Hi-Bay integrated Snsr-Tr1 |  | System | Commercial | 01-ALC-AllCommercial-IntLight | 0 |  |  |  |  | 221.2703 | 95.5 | 0 | 0 | 0 | 125.7703 | 2503.6304 |  | kWh | 0.48559 | 0 | Commercial | [7 empty] | 8 | 0.84 |  |  |  | 0 | 54 | 0 | 0 | 0 | 0 | 0 | 0 | 0 | 0 | 0 | 0 | 2009 Qtr 1: 0; 2009 Qtr 2: 0; 2009 Qtr 3: 54; 2009 Qtr 4: 0; 2010 Qtr 1: 0; 2010 Qtr 2: 0; 2010 Qtr 3: 0; 2010 Qtr 4: 0; 2011 Qtr 1: 0; 2011 Qtr 2: 0; 2011 Qtr 3: 0; 2011 Qtr 4: 0 | 54
0 | 234286-Lighting-Occpncy Snsr-Hi-Bay integrated Snsr-Tr2 |  | System | Commercial | 01-ALC-AllCommercial-IntLight | 0 |  |  |  |  | 221.37 | 95.5 | 0 | 0 | 0 | 125.87 | 1499.5759 |  | kWh | 0.47213 | 0 | Commercial | [7 empty] | 8 | 0.84 |  |  |  | 0 | 16 | 0 | 0 | 0 | 0 | 0 | 0 | 0 | 0 | 0 | 0 | 2009 Qtr 1: 0; 2009 Qtr 2: 0; 2009 Qtr 3: 16; 2009 Qtr 4: 0; 2010 Qtr 1: 0; 2010 Qtr 2: 0; 2010 Qtr 3: 0; 2010 Qtr 4: 0; 2011 Qtr 1: 0; 2011 Qtr 2: 0; 2011 Qtr 3: 0; 2011 Qtr 4: 0 | 16
0 | 234332-Premium T8 with T12 40 Watt Baseline - Tr3 |  | System | Commercial | 01-ALC-AllCommercial-IntLight | 0 |  |  |  |  | 13.9591 | 6.43 | 0 | 0 | 0 | 7.5291 | 44.0947 |  | kWh | 0.016509 | 0 | Commercial | [7 empty] | 15 | 0.78 |  |  |  | 0 | 675.0732 | 0 | 0 | 0 | 0 | 0 | 0 | 0 | 0 | 0 | 0 | 2009 Qtr 1: 0; 2009 Qtr 2: 0; 2009 Qtr 3: 0; 2009 Qtr 4: 675.0732; 2010 Qtr 1: 0; 2010 Qtr 2: 0; 2010 Qtr 3: 0; 2010 Qtr 4: 0; 2011 Qtr 1: 0; 2011 Qtr 2: 0; 2011 Qtr 3: 0; 2011 Qtr 4: 0 | 675.0732
0 | 234305-Lighting-Remove 4 Ft Lamp (De-Lamp) - Tr3 |  | System | Commercial | 01-ALC-AllCommercial-IntLight | 0 |  |  |  |  | 28.1828 | 7.9138 | 0 | 0 | 0 | 20.269 | 129.7131 |  | kWh | 0.050038 | 0 | Commercial | [7 empty] | 15 | 0.77 |  |  |  | 0 | 234.729 | 0 | 0 | 0 | 0 | 0 | 0 | 0 | 0 | 0 | 0 | 2009 Qtr 1: 0; 2009 Qtr 2: 0; 2009 Qtr 3: 0; 2009 Qtr 4: 234.729; 2010 Qtr 1: 0; 2010 Qtr 2: 0; 2010 Qtr 3: 0; 2010 Qtr 4: 0; 2011 Qtr 1: 0; 2011 Qtr 2: 0; 2011 Qtr 3: 0; 2011 Qtr 4: 0 | 234.729
0 | 234332-Premium T8 with T12 40 Watt Baseline - Tr3 |  | System | Commercial | 01-ALC-AllCommercial-IntLight | 0 |  |  |  |  | 13.9591 | 6.43 | 0 | 0 | 0 | 7.5291 | 44.0947 |  | kWh | 0.016509 | 0 | Commercial | [7 empty] | 15 | 0.78 |  |  |  | 0 | 232.9094 | 0 | 0 | 0 | 0 | 0 | 0 | 0 | 0 | 0 | 0 | 2009 Qtr 1: 0; 2009 Qtr 2: 0; 2009 Qtr 3: 0; 2009 Qtr 4: 232.9094; 2010 Qtr 1: 0; 2010 Qtr 2: 0; 2010 Qtr 3: 0; 2010 Qtr 4: 0; 2011 Qtr 1: 0; 2011 Qtr 2: 0; 2011 Qtr 3: 0; 2011 Qtr 4: 0 | 232.9094
0 | 234305-Lighting-Remove 4 Ft Lamp (De-Lamp) - Tr3 |  | System | Commercial | 01-ALC-AllCommercial-IntLight | 0 |  |  |  |  | 28.1828 | 7.9138 | 0 | 0 | 0 | 20.269 | 129.7131 |  | kWh | 0.050038 | 0 | Commercial | [7 empty] | 15 | 0.77 |  |  |  | 0 | 123.7331 | 0 | 0 | 0 | 0 | 0 | 0 | 0 | 0 | 0 | 0 | 2009 Qtr 1: 0; 2009 Qtr 2: 0; 2009 Qtr 3: 0; 2009 Qtr 4: 123.7331; 2010 Qtr 1: 0; 2010 Qtr 2: 0; 2010 Qtr 3: 0; 2010 Qtr 4: 0; 2011 Qtr 1: 0; 2011 Qtr 2: 0; 2011 Qtr 3: 0; 2011 Qtr 4: 0 | 123.7331
0 | 234332-Premium T8 with T12 40 Watt Baseline - Tr3 |  | System | Commercial | 01-ALC-AllCommercial-IntLight | 0 |  |  |  |  | 13.9591 | 6.43 | 0 | 0 | 0 | 7.5291 | 44.0947 |  | kWh | 0.016509 | 0 | Commercial | [7 empty] | 15 | 0.78 |  |  |  | 0 | 518.5872 | 0 | 0 | 0 | 0 | 0 | 0 | 0 | 0 | 0 | 0 | 2009 Qtr 1: 0; 2009 Qtr 2: 0; 2009 Qtr 3: 0; 2009 Qtr 4: 518.5872; 2010 Qtr 1: 0; 2010 Qtr 2: 0; 2010 Qtr 3: 0; 2010 Qtr 4: 0; 2011 Qtr 1: 0; 2011 Qtr 2: 0; 2011 Qtr 3: 0; 2011 Qtr 4: 0 | 518.5872
0 | 234305-Lighting-Remove 4 Ft Lamp (De-Lamp) - Tr3 |  | System | Commercial | 01-ALC-AllCommercial-IntLight | 0 |  |  |  |  | 28.1828 | 7.9138 | 0 | 0 | 0 | 20.269 | 129.7131 |  | kWh | 0.050038 | 0 | Commercial | [7 empty] | 15 | 0.77 |  |  |  | 0 | 43.6705 | 0 | 0 | 0 | 0 | 0 | 0 | 0 | 0 | 0 | 0 | 2009 Qtr 1: 0; 2009 Qtr 2: 0; 2009 Qtr 3: 0; 2009 Qtr 4: 43.6705; 2010 Qtr 1: 0; 2010 Qtr 2: 0; 2010 Qtr 3: 0; 2010 Qtr 4: 0; 2011 Qtr 1: 0; 2011 Qtr 2: 0; 2011 Qtr 3: 0; 2011 Qtr 4: 0 | 43.6705
0 | 234285-Lighting-Occpncy Snsr-Hi-Bay integrated Snsr-Tr1 |  | System | Commercial | 01-ALC-AllCommercial-IntLight | 0 |  |  |  |  | 221.2703 | 95.5 | 0 | 0 | 0 | 125.7703 | 2503.6304 |  | kWh | 0.48559 | 0 | Commercial | [7 empty] | 8 | 0.84 |  |  |  | 0 | 2 | 0 | 0 | 0 | 0 | 0 | 0 | 0 | 0 | 0 | 0 | 2009 Qtr 1: 0; 2009 Qtr 2: 0; 2009 Qtr 3: 0; 2009 Qtr 4: 2; 2010 Qtr 1: 0; 2010 Qtr 2: 0; 2010 Qtr 3: 0; 2010 Qtr 4: 0; 2011 Qtr 1: 0; 2011 Qtr 2: 0; 2011 Qtr 3: 0; 2011 Qtr 4: 0 | 2
0 | 234360-Lighting-IntrHiByLnrFlscntFxtr244wrplc400w(TrI)Tr1 |  | System | Commercial | [6 empty] | 282.4319 | 153.8404 | 0 | 0 | 0 | 128.5914 | 0 |  | 0 | 0.224 | -7.1132 | Commercial |  | Winter Only | [5 empty] | 15 | 0.78 |  |  |  | 0 | 1.9501 | 0 | 0 | 0 | 0 | 0 | 0 | 0 | 0 | 0 | 0 | 2009 Qtr 1: 0; 2009 Qtr 2: 0; 2009 Qtr 3: 0; 2009 Qtr 4: 1.9501; 2010 Qtr 1: 0; 2010 Qtr 2: 0; 2010 Qtr 3: 0; 2010 Qtr 4: 0; 2011 Qtr 1: 0; 2011 Qtr 2: 0; 2011 Qtr 3: 0; 2011 Qtr 4: 0 | 1.9501
0 | 234330-Premium T8 with T12 40 Watt Baseline - Tr1 |  | System | Commercial | 01-ALC-AllCommercial-IntLight | 0 |  |  |  |  | 27.6532 | 13.1897 | 0 | 0 | 0 | 14.4636 | 83.5202 |  | kWh | 0.017351 | 0 | Commercial | [7 empty] | 15 | 0.78 |  |  |  | 0 | 29.1137 | 0 | 0 | 0 | 0 | 0 | 0 | 0 | 0 | 0 | 0 | 2009 Qtr 1: 0; 2009 Qtr 2: 0; 2009 Qtr 3: 0; 2009 Qtr 4: 29.1137; 2010 Qtr 1: 0; 2010 Qtr 2: 0; 2010 Qtr 3: 0; 2010 Qtr 4: 0; 2011 Qtr 1: 0; 2011 Qtr 2: 0; 2011 Qtr 3: 0; 2011 Qtr 4: 0 | 29.1137
0 | 234312-Lighting-Screw in 14-26 Watt Lamp - Tr1 |  | System | Commercial | [6 empty] | 9.3196 | 10.3931 | 0 | 0 | 0 | -1.0734 | 194.1729 |  | 0 | 0.038993 | -2.6224 | Commercial |  | Annual | [5 empty] | 2.47 | 0.81 |  |  |  | 0 | 1.3471 | 0 | 0 | 0 | 0 | 0 | 0 | 0 | 0 | 0 | 0 | 2009 Qtr 1: 0; 2009 Qtr 2: 0; 2009 Qtr 3: 0; 2009 Qtr 4: 1.3471; 2010 Qtr 1: 0; 2010 Qtr 2: 0; 2010 Qtr 3: 0; 2010 Qtr 4: 0; 2011 Qtr 1: 0; 2011 Qtr 2: 0; 2011 Qtr 3: 0; 2011 Qtr 4: 0 | 1.3471
0 | 234330-Premium T8 with T12 40 Watt Baseline - Tr1 |  | System | Commercial | 01-ALC-AllCommercial-IntLight | 0 |  |  |  |  | 27.6532 | 13.1897 | 0 | 0 | 0 | 14.4636 | 83.5202 |  | kWh | 0.017351 | 0 | Commercial | [7 empty] | 15 | 0.78 |  |  |  | 0 | 54.5881 | 0 | 0 | 0 | 0 | 0 | 0 | 0 | 0 | 0 | 0 | 2009 Qtr 1: 0; 2009 Qtr 2: 0; 2009 Qtr 3: 0; 2009 Qtr 4: 54.5881; 2010 Qtr 1: 0; 2010 Qtr 2: 0; 2010 Qtr 3: 0; 2010 Qtr 4: 0; 2011 Qtr 1: 0; 2011 Qtr 2: 0; 2011 Qtr 3: 0; 2011 Qtr 4: 0 | 54.5881
0 | 234303-Lighting-Remove 4 Ft Lamp (De-Lamp) - Tr1 |  | System | Commercial | [6 empty] | 12.3596 | 16.4871 | 0 | 0 | 0 | -4.1275 | 137.2559 |  | 0 | 0.026384 | -2.5676 | Commercial |  | Winter Only | [5 empty] | 15 | 0.77 |  |  |  | 0 | 36.3921 | 0 | 0 | 0 | 0 | 0 | 0 | 0 | 0 | 0 | 0 | 2009 Qtr 1: 0; 2009 Qtr 2: 0; 2009 Qtr 3: 0; 2009 Qtr 4: 36.3921; 2010 Qtr 1: 0; 2010 Qtr 2: 0; 2010 Qtr 3: 0; 2010 Qtr 4: 0; 2011 Qtr 1: 0; 2011 Qtr 2: 0; 2011 Qtr 3: 0; 2011 Qtr 4: 0 | 36.3921
0 | 234330-Premium T8 with T12 40 Watt Baseline - Tr1 |  | System | Commercial | 01-ALC-AllCommercial-IntLight | 0 |  |  |  |  | 27.6532 | 13.1897 | 0 | 0 | 0 | 14.4636 | 83.5202 |  | kWh | 0.017351 | 0 | Commercial | [7 empty] | 15 | 0.78 |  |  |  | 0 | 63.6862 | 0 | 0 | 0 | 0 | 0 | 0 | 0 | 0 | 0 | 0 | 2009 Qtr 1: 0; 2009 Qtr 2: 0; 2009 Qtr 3: 0; 2009 Qtr 4: 63.6862; 2010 Qtr 1: 0; 2010 Qtr 2: 0; 2010 Qtr 3: 0; 2010 Qtr 4: 0; 2011 Qtr 1: 0; 2011 Qtr 2: 0; 2011 Qtr 3: 0; 2011 Qtr 4: 0 | 63.6862
0 | 234303-Lighting-Remove 4 Ft Lamp (De-Lamp) - Tr1 |  | System | Commercial | [6 empty] | 12.3596 | 16.4871 | 0 | 0 | 0 | -4.1275 | 137.2559 |  | 0 | 0.026384 | -2.5676 | Commercial |  | Winter Only | [5 empty] | 15 | 0.77 |  |  |  | 0 | 12.7372 | 0 | 0 | 0 | 0 | 0 | 0 | 0 | 0 | 0 | 0 | 2009 Qtr 1: 0; 2009 Qtr 2: 0; 2009 Qtr 3: 0; 2009 Qtr 4: 12.7372; 2010 Qtr 1: 0; 2010 Qtr 2: 0; 2010 Qtr 3: 0; 2010 Qtr 4: 0; 2011 Qtr 1: 0; 2011 Qtr 2: 0; 2011 Qtr 3: 0; 2011 Qtr 4: 0 | 12.7372
0 | 234360-Lighting-IntrHiByLnrFlscntFxtr244wrplc400w(TrI)Tr1 |  | System | Commercial | [6 empty] | 282.4319 | 153.8404 | 0 | 0 | 0 | 128.5914 | 0 |  | 0 | 0.224 | -7.1132 | Commercial |  | Winter Only | [5 empty] | 15 | 0.78 |  |  |  | 0 | 4.8752 | 0 | 0 | 0 | 0 | 0 | 0 | 0 | 0 | 0 | 0 | 2009 Qtr 1: 0; 2009 Qtr 2: 0; 2009 Qtr 3: 0; 2009 Qtr 4: 4.8752; 2010 Qtr 1: 0; 2010 Qtr 2: 0; 2010 Qtr 3: 0; 2010 Qtr 4: 0; 2011 Qtr 1: 0; 2011 Qtr 2: 0; 2011 Qtr 3: 0; 2011 Qtr 4: 0 | 4.8752
0 | 234330-Premium T8 with T12 40 Watt Baseline - Tr1 |  | System | Commercial | 01-ALC-AllCommercial-IntLight | 0 |  |  |  |  | 27.6532 | 13.1897 | 0 | 0 | 0 | 14.4636 | 83.5202 |  | kWh | 0.017351 | 0 | Commercial | [7 empty] | 15 | 0.78 |  |  |  | 0 | 18.196 | 0 | 0 | 0 | 0 | 0 | 0 | 0 | 0 | 0 | 0 | 2009 Qtr 1: 0; 2009 Qtr 2: 0; 2009 Qtr 3: 0; 2009 Qtr 4: 18.196; 2010 Qtr 1: 0; 2010 Qtr 2: 0; 2010 Qtr 3: 0; 2010 Qtr 4: 0; 2011 Qtr 1: 0; 2011 Qtr 2: 0; 2011 Qtr 3: 0; 2011 Qtr 4: 0 | 18.196
0 | 234285-Lighting-Occpncy Snsr-Hi-Bay integrated Snsr-Tr1 |  | System | Commercial | 01-ALC-AllCommercial-IntLight | 0 |  |  |  |  | 221.2703 | 95.5 | 0 | 0 | 0 | 125.7703 | 2503.6304 |  | kWh | 0.48559 | 0 | Commercial | [7 empty] | 8 | 0.84 |  |  |  | 0 | 5 | 0 | 0 | 0 | 0 | 0 | 0 | 0 | 0 | 0 | 0 | 2009 Qtr 1: 0; 2009 Qtr 2: 0; 2009 Qtr 3: 0; 2009 Qtr 4: 5; 2010 Qtr 1: 0; 2010 Qtr 2: 0; 2010 Qtr 3: 0; 2010 Qtr 4: 0; 2011 Qtr 1: 0; 2011 Qtr 2: 0; 2011 Qtr 3: 0; 2011 Qtr 4: 0 | 5
0 | 234330-Premium T8 with T12 40 Watt Baseline - Tr1 |  | System | Commercial | 01-ALC-AllCommercial-IntLight | 0 |  |  |  |  | 27.6532 | 13.1897 | 0 | 0 | 0 | 14.4636 | 83.5202 |  | kWh | 0.017351 | 0 | Commercial | [7 empty] | 15 | 0.78 |  |  |  | 0 | 40.0313 | 0 | 0 | 0 | 0 | 0 | 0 | 0 | 0 | 0 | 0 | 2009 Qtr 1: 0; 2009 Qtr 2: 0; 2009 Qtr 3: 0; 2009 Qtr 4: 40.0313; 2010 Qtr 1: 0; 2010 Qtr 2: 0; 2010 Qtr 3: 0; 2010 Qtr 4: 0; 2011 Qtr 1: 0; 2011 Qtr 2: 0; 2011 Qtr 3: 0; 2011 Qtr 4: 0 | 40.0313
0 | 234303-Lighting-Remove 4 Ft Lamp (De-Lamp) - Tr1 |  | System | Commercial | [6 empty] | 12.3596 | 16.4871 | 0 | 0 | 0 | -4.1275 | 137.2559 |  | 0 | 0.026384 | -2.5676 | Commercial |  | Winter Only | [5 empty] | 15 | 0.77 |  |  |  | 0 | 21.8353 | 0 | 0 | 0 | 0 | 0 | 0 | 0 | 0 | 0 | 0 | 2009 Qtr 1: 0; 2009 Qtr 2: 0; 2009 Qtr 3: 0; 2009 Qtr 4: 21.8353; 2010 Qtr 1: 0; 2010 Qtr 2: 0; 2010 Qtr 3: 0; 2010 Qtr 4: 0; 2011 Qtr 1: 0; 2011 Qtr 2: 0; 2011 Qtr 3: 0; 2011 Qtr 4: 0 | 21.8353
0 | 234084-Refrigeration -Cooler/Freezer Door Gaskets - Solid Doors: Cooler |  | System | Commercial | 09-GRO-Grocery-REFG | 0 |  |  |  |  | 2.2498 | 4 | 0 | 0 | 0 | -1.7502 | 104.55 |  | kWh | 0.01195 | 0 | Commercial | [7 empty] | 4 | 0.76 |  |  |  | 0 | 76 | 0 | 0 | 0 | 0 | 0 | 0 | 0 | 0 | 0 | 0 | 2009 Qtr 1: 0; 2009 Qtr 2: 0; 2009 Qtr 3: 76; 2009 Qtr 4: 0; 2010 Qtr 1: 0; 2010 Qtr 2: 0; 2010 Qtr 3: 0; 2010 Qtr 4: 0; 2011 Qtr 1: 0; 2011 Qtr 2: 0; 2011 Qtr 3: 0; 2011 Qtr 4: 0 | 76
0 | 234360-Lighting-IntrHiByLnrFlscntFxtr244wrplc400w(TrI)Tr1 |  | System | Commercial | [6 empty] | 282.4319 | 153.8404 | 0 | 0 | 0 | 128.5914 | 0 |  | 0 | 0.224 | -7.1132 | Commercial |  | Winter Only | [5 empty] | 15 | 0.78 |  |  |  | 0 | 3.9001 | 0 | 0 | 0 | 0 | 0 | 0 | 0 | 0 | 0 | 0 | 2009 Qtr 1: 0; 2009 Qtr 2: 0; 2009 Qtr 3: 0; 2009 Qtr 4: 3.9001; 2010 Qtr 1: 0; 2010 Qtr 2: 0; 2010 Qtr 3: 0; 2010 Qtr 4: 0; 2011 Qtr 1: 0; 2011 Qtr 2: 0; 2011 Qtr 3: 0; 2011 Qtr 4: 0 | 3.9001
0 | 234285-Lighting-Occpncy Snsr-Hi-Bay integrated Snsr-Tr1 |  | System | Commercial | 01-ALC-AllCommercial-IntLight | 0 |  |  |  |  | 221.2703 | 95.5 | 0 | 0 | 0 | 125.7703 | 2503.6304 |  | kWh | 0.48559 | 0 | Commercial | [7 empty] | 8 | 0.84 |  |  |  | 0 | 4 | 0 | 0 | 0 | 0 | 0 | 0 | 0 | 0 | 0 | 0 | 2009 Qtr 1: 0; 2009 Qtr 2: 0; 2009 Qtr 3: 0; 2009 Qtr 4: 4; 2010 Qtr 1: 0; 2010 Qtr 2: 0; 2010 Qtr 3: 0; 2010 Qtr 4: 0; 2011 Qtr 1: 0; 2011 Qtr 2: 0; 2011 Qtr 3: 0; 2011 Qtr 4: 0 | 4
0 | 234331-Premium T8 with T12 40 Watt Baseline - Tr2 |  | System | Commercial | 01-ALC-AllCommercial-IntLight | 0 |  |  |  |  | 27.653 | 9.8923 | 0 | 0 | 0 | 17.7607 | 58.062 |  | kWh | 0.017133 | 0 | Commercial | [7 empty] | 15 | 0.78 |  |  |  | 0 | 50.9489 | 0 | 0 | 0 | 0 | 0 | 0 | 0 | 0 | 0 | 0 | 2009 Qtr 1: 0; 2009 Qtr 2: 0; 2009 Qtr 3: 0; 2009 Qtr 4: 50.9489; 2010 Qtr 1: 0; 2010 Qtr 2: 0; 2010 Qtr 3: 0; 2010 Qtr 4: 0; 2011 Qtr 1: 0; 2011 Qtr 2: 0; 2011 Qtr 3: 0; 2011 Qtr 4: 0 | 50.9489
0 | 234304-Lighting-Remove 4 Ft Lamp (De-Lamp) - Tr2 |  | System | Commercial | [6 empty] | 12.3587 | 12.3653 | 0 | 0 | 0 | -0.0066231 | 137.2559 |  | 0 | 0.026384 | -2.5676 | Commercial | [7 empty] | 15 | 0.77 |  |  |  | 0 | 14.5568 | 0 | 0 | 0 | 0 | 0 | 0 | 0 | 0 | 0 | 0 | 2009 Qtr 1: 0; 2009 Qtr 2: 0; 2009 Qtr 3: 0; 2009 Qtr 4: 14.5568; 2010 Qtr 1: 0; 2010 Qtr 2: 0; 2010 Qtr 3: 0; 2010 Qtr 4: 0; 2011 Qtr 1: 0; 2011 Qtr 2: 0; 2011 Qtr 3: 0; 2011 Qtr 4: 0 | 14.5568
0 | 234330-Premium T8 with T12 40 Watt Baseline - Tr1 |  | System | Commercial | 01-ALC-AllCommercial-IntLight | 0 |  |  |  |  | 27.6532 | 13.1897 | 0 | 0 | 0 | 14.4636 | 83.5202 |  | kWh | 0.017351 | 0 | Commercial | [7 empty] | 15 | 0.78 |  |  |  | 0 | 36.3921 | 0 | 0 | 0 | 0 | 0 | 0 | 0 | 0 | 0 | 0 | 2009 Qtr 1: 0; 2009 Qtr 2: 0; 2009 Qtr 3: 0; 2009 Qtr 4: 36.3921; 2010 Qtr 1: 0; 2010 Qtr 2: 0; 2010 Qtr 3: 0; 2010 Qtr 4: 0; 2011 Qtr 1: 0; 2011 Qtr 2: 0; 2011 Qtr 3: 0; 2011 Qtr 4: 0 | 36.3921
0 | 234303-Lighting-Remove 4 Ft Lamp (De-Lamp) - Tr1 |  | System | Commercial | [6 empty] | 12.3596 | 0 | 0 | 0 | 0 | 12.3596 | 0 |  | 0 | 0 | 0 | Commercial |  | Winter Only | [5 empty] | 15 | 0.77 |  |  |  | 0 | 0.9098 | 0 | 0 | 0 | 0 | 0 | 0 | 0 | 0 | 0 | 0 | 2009 Qtr 1: 0; 2009 Qtr 2: 0; 2009 Qtr 3: 0; 2009 Qtr 4: 0.9098; 2010 Qtr 1: 0; 2010 Qtr 2: 0; 2010 Qtr 3: 0; 2010 Qtr 4: 0; 2011 Qtr 1: 0; 2011 Qtr 2: 0; 2011 Qtr 3: 0; 2011 Qtr 4: 0 | 0.9098
0 | 234330-Premium T8 with T12 40 Watt Baseline - Tr1 |  | System | Commercial | 01-ALC-AllCommercial-IntLight | 0 |  |  |  |  | 27.6532 | 13.1897 | 0 | 0 | 0 | 14.4636 | 83.5202 |  | kWh | 0.017351 | 0 | Commercial | [7 empty] | 15 | 0.78 |  |  |  | 0 | 125.5527 | 0 | 0 | 0 | 0 | 0 | 0 | 0 | 0 | 0 | 0 | 2009 Qtr 1: 0; 2009 Qtr 2: 0; 2009 Qtr 3: 0; 2009 Qtr 4: 125.5527; 2010 Qtr 1: 0; 2010 Qtr 2: 0; 2010 Qtr 3: 0; 2010 Qtr 4: 0; 2011 Qtr 1: 0; 2011 Qtr 2: 0; 2011 Qtr 3: 0; 2011 Qtr 4: 0 | 125.5527
0 | 234303-Lighting-Remove 4 Ft Lamp (De-Lamp) - Tr1 |  | System | Commercial | [6 empty] | 12.3596 | 16.4871 | 0 | 0 | 0 | -4.1275 | 137.2559 |  | 0 | 0.026384 | -2.5676 | Commercial |  | Winter Only | [5 empty] | 15 | 0.77 |  |  |  | 0 | 25.4745 | 0 | 0 | 0 | 0 | 0 | 0 | 0 | 0 | 0 | 0 | 2009 Qtr 1: 0; 2009 Qtr 2: 0; 2009 Qtr 3: 0; 2009 Qtr 4: 25.4745; 2010 Qtr 1: 0; 2010 Qtr 2: 0; 2010 Qtr 3: 0; 2010 Qtr 4: 0; 2011 Qtr 1: 0; 2011 Qtr 2: 0; 2011 Qtr 3: 0; 2011 Qtr 4: 0 | 25.4745
0 | 234312-Lighting-Screw in 14-26 Watt Lamp - Tr1 |  | System | Commercial | [6 empty] | 9.3196 | 0 | 0 | 0 | 0 | 9.3196 | 0 |  | 0 | 0 | 0 | Commercial |  | Annual | [5 empty] | 2.47 | 0.81 |  |  |  | 0 | 0.67353 | 0 | 0 | 0 | 0 | 0 | 0 | 0 | 0 | 0 | 0 | 2009 Qtr 1: 0; 2009 Qtr 2: 0; 2009 Qtr 3: 0; 2009 Qtr 4: 0.67353; 2010 Qtr 1: 0; 2010 Qtr 2: 0; 2010 Qtr 3: 0; 2010 Qtr 4: 0; 2011 Qtr 1: 0; 2011 Qtr 2: 0; 2011 Qtr 3: 0; 2011 Qtr 4: 0 | 0.67353
0 | 234330-Premium T8 with T12 40 Watt Baseline - Tr1 |  | System | Commercial | 01-ALC-AllCommercial-IntLight | 0 |  |  |  |  | 27.6532 | 13.1897 | 0 | 0 | 0 | 14.4636 | 83.5202 |  | kWh | 0.017351 | 0 | Commercial | [7 empty] | 15 | 0.78 |  |  |  | 0 | 14.5568 | 0 | 0 | 0 | 0 | 0 | 0 | 0 | 0 | 0 | 0 | 2009 Qtr 1: 0; 2009 Qtr 2: 0; 2009 Qtr 3: 0; 2009 Qtr 4: 14.5568; 2010 Qtr 1: 0; 2010 Qtr 2: 0; 2010 Qtr 3: 0; 2010 Qtr 4: 0; 2011 Qtr 1: 0; 2011 Qtr 2: 0; 2011 Qtr 3: 0; 2011 Qtr 4: 0 | 14.5568
0 | 234084-Refrigeration -Cooler/Freezer Door Gaskets - Solid Doors: Cooler |  | System | Commercial | 09-GRO-Grocery-REFG | 0 |  |  |  |  | 2.2498 | 4.0344 | 0 | 0 | 0 | -1.7846 | 104.55 |  | kWh | 0.01195 | 0 | Commercial | [7 empty] | 4 | 0.76 |  |  |  | 0 | 93 | 0 | 0 | 0 | 0 | 0 | 0 | 0 | 0 | 0 | 0 | 2009 Qtr 1: 0; 2009 Qtr 2: 0; 2009 Qtr 3: 93; 2009 Qtr 4: 0; 2010 Qtr 1: 0; 2010 Qtr 2: 0; 2010 Qtr 3: 0; 2010 Qtr 4: 0; 2011 Qtr 1: 0; 2011 Qtr 2: 0; 2011 Qtr 3: 0; 2011 Qtr 4: 0 | 93
0 | 234068-Refrigeration - Food Service -Auto Closer for Main Freezer Doors |  | System | Commercial | 09-GRO-Grocery-REFG | 0 |  |  |  |  | 372.7723 | 160.5 | 0 | 0 | 0 | 212.2723 | 2785.8135 |  | kWh | 0.27593 | -0.026688 | Commercial |  | Annual | [5 empty] | 8 | 0.7 |  |  |  | 0 | 1 | 0 | 0 | 0 | 0 | 0 | 0 | 0 | 0 | 0 | 0 | 2009 Qtr 1: 0; 2009 Qtr 2: 0; 2009 Qtr 3: 1; 2009 Qtr 4: 0; 2010 Qtr 1: 0; 2010 Qtr 2: 0; 2010 Qtr 3: 0; 2010 Qtr 4: 0; 2011 Qtr 1: 0; 2011 Qtr 2: 0; 2011 Qtr 3: 0; 2011 Qtr 4: 0 | 1
0 | 234331-Premium T8 with T12 40 Watt Baseline - Tr2 |  | System | Commercial | 01-ALC-AllCommercial-IntLight | 0 |  |  |  |  | 27.653 | 9.8923 | 0 | 0 | 0 | 17.7607 | 58.062 |  | kWh | 0.017133 | 0 | Commercial | [7 empty] | 15 | 0.78 |  |  |  | 0 | 10.9176 | 0 | 0 | 0 | 0 | 0 | 0 | 0 | 0 | 0 | 0 | 2009 Qtr 1: 0; 2009 Qtr 2: 0; 2009 Qtr 3: 0; 2009 Qtr 4: 10.9176; 2010 Qtr 1: 0; 2010 Qtr 2: 0; 2010 Qtr 3: 0; 2010 Qtr 4: 0; 2011 Qtr 1: 0; 2011 Qtr 2: 0; 2011 Qtr 3: 0; 2011 Qtr 4: 0 | 10.9176
0 | 234084-Refrigeration -Cooler/Freezer Door Gaskets - Solid Doors: Cooler |  | System | Commercial | 09-GRO-Grocery-REFG | 0 |  |  |  |  | 2.2498 | 4.0424 | 0 | 0 | 0 | -1.7926 | 104.55 |  | kWh | 0.01195 | 0 | Commercial | [7 empty] | 4 | 0.76 |  |  |  | 0 | 50 | 0 | 0 | 0 | 0 | 0 | 0 | 0 | 0 | 0 | 0 | 2009 Qtr 1: 0; 2009 Qtr 2: 0; 2009 Qtr 3: 50; 2009 Qtr 4: 0; 2010 Qtr 1: 0; 2010 Qtr 2: 0; 2010 Qtr 3: 0; 2010 Qtr 4: 0; 2011 Qtr 1: 0; 2011 Qtr 2: 0; 2011 Qtr 3: 0; 2011 Qtr 4: 0 | 50
0 | 234116-Refrigeration -Cooler/Freezer Door Gaskets - Solid Doors: Freezer |  | System | Commercial | 09-GRO-Grocery-REFG | 0 |  |  |  |  | 3.9975 | 4.1071 | 0 | 0 | 0 | -0.10962 | 104.55 |  | kWh | 0.01195 | 0 | Commercial | [7 empty] | 4 | 0.76 |  |  |  | 0 | 28 | 0 | 0 | 0 | 0 | 0 | 0 | 0 | 0 | 0 | 0 | 2009 Qtr 1: 0; 2009 Qtr 2: 0; 2009 Qtr 3: 28; 2009 Qtr 4: 0; 2010 Qtr 1: 0; 2010 Qtr 2: 0; 2010 Qtr 3: 0; 2010 Qtr 4: 0; 2011 Qtr 1: 0; 2011 Qtr 2: 0; 2011 Qtr 3: 0; 2011 Qtr 4: 0 | 28
0 | 234067-Refrigeration - Food Service -Auto Closer for Main Cooler Doors |  | System | Commercial | 09-GRO-Grocery-REFG | 0 |  |  |  |  | 382.5103 | 103 | 0 | 0 | 0 | 279.5103 | 1075.009 |  | kWh | 0.20794 | -0.053375 | Commercial |  | Annual | [5 empty] | 8 | 0.7 |  |  |  | 0 | 1 | 0 | 0 | 0 | 0 | 0 | 0 | 0 | 0 | 0 | 0 | 2009 Qtr 1: 0; 2009 Qtr 2: 0; 2009 Qtr 3: 1; 2009 Qtr 4: 0; 2010 Qtr 1: 0; 2010 Qtr 2: 0; 2010 Qtr 3: 0; 2010 Qtr 4: 0; 2011 Qtr 1: 0; 2011 Qtr 2: 0; 2011 Qtr 3: 0; 2011 Qtr 4: 0 | 1
0 | 234330-Premium T8 with T12 40 Watt Baseline - Tr1 |  | System | Commercial | 01-ALC-AllCommercial-IntLight | 0 |  |  |  |  | 27.6532 | 13.1897 | 0 | 0 | 0 | 14.4636 | 83.5202 |  | kWh | 0.017351 | 0 | Commercial | [7 empty] | 15 | 0.78 |  |  |  | 0 | 16.3764 | 0 | 0 | 0 | 0 | 0 | 0 | 0 | 0 | 0 | 0 | 2009 Qtr 1: 0; 2009 Qtr 2: 0; 2009 Qtr 3: 0; 2009 Qtr 4: 16.3764; 2010 Qtr 1: 0; 2010 Qtr 2: 0; 2010 Qtr 3: 0; 2010 Qtr 4: 0; 2011 Qtr 1: 0; 2011 Qtr 2: 0; 2011 Qtr 3: 0; 2011 Qtr 4: 0 | 16.3764
0 | 234303-Lighting-Remove 4 Ft Lamp (De-Lamp) - Tr1 |  | System | Commercial | [6 empty] | 12.3596 | 16.4871 | 0 | 0 | 0 | -4.1275 | 137.2559 |  | 0 | 0.026384 | -2.5676 | Commercial |  | Winter Only | [5 empty] | 15 | 0.77 |  |  |  | 0 | 16.3764 | 0 | 0 | 0 | 0 | 0 | 0 | 0 | 0 | 0 | 0 | 2009 Qtr 1: 0; 2009 Qtr 2: 0; 2009 Qtr 3: 0; 2009 Qtr 4: 16.3764; 2010 Qtr 1: 0; 2010 Qtr 2: 0; 2010 Qtr 3: 0; 2010 Qtr 4: 0; 2011 Qtr 1: 0; 2011 Qtr 2: 0; 2011 Qtr 3: 0; 2011 Qtr 4: 0 | 16.3764
0 | 234330-Premium T8 with T12 40 Watt Baseline - Tr1 |  | System | Commercial | 01-ALC-AllCommercial-IntLight | 0 |  |  |  |  | 27.6532 | 13.1897 | 0 | 0 | 0 | 14.4636 | 83.5202 |  | kWh | 0.017351 | 0 | Commercial | [7 empty] | 15 | 0.78 |  |  |  | 0 | 7.2784 | 0 | 0 | 0 | 0 | 0 | 0 | 0 | 0 | 0 | 0 | 2009 Qtr 1: 0; 2009 Qtr 2: 0; 2009 Qtr 3: 0; 2009 Qtr 4: 7.2784; 2010 Qtr 1: 0; 2010 Qtr 2: 0; 2010 Qtr 3: 0; 2010 Qtr 4: 0; 2011 Qtr 1: 0; 2011 Qtr 2: 0; 2011 Qtr 3: 0; 2011 Qtr 4: 0 | 7.2784
0 | 234303-Lighting-Remove 4 Ft Lamp (De-Lamp) - Tr1 |  | System | Commercial | [6 empty] | 12.3596 | 0 | 0 | 0 | 0 | 12.3596 | 0 |  | 0 | 0 | 0 | Commercial |  | Winter Only | [5 empty] | 15 | 0.77 |  |  |  | 0 | 0.9098 | 0 | 0 | 0 | 0 | 0 | 0 | 0 | 0 | 0 | 0 | 2009 Qtr 1: 0; 2009 Qtr 2: 0; 2009 Qtr 3: 0; 2009 Qtr 4: 0.9098; 2010 Qtr 1: 0; 2010 Qtr 2: 0; 2010 Qtr 3: 0; 2010 Qtr 4: 0; 2011 Qtr 1: 0; 2011 Qtr 2: 0; 2011 Qtr 3: 0; 2011 Qtr 4: 0 | 0.9098
0 | 234330-Premium T8 with T12 40 Watt Baseline - Tr1 |  | System | Commercial | 01-ALC-AllCommercial-IntLight | 0 |  |  |  |  | 27.6532 | 13.1897 | 0 | 0 | 0 | 14.4636 | 83.5202 |  | kWh | 0.017351 | 0 | Commercial | [7 empty] | 15 | 0.78 |  |  |  | 0 | 83.7018 | 0 | 0 | 0 | 0 | 0 | 0 | 0 | 0 | 0 | 0 | 2009 Qtr 1: 0; 2009 Qtr 2: 0; 2009 Qtr 3: 0; 2009 Qtr 4: 83.7018; 2010 Qtr 1: 0; 2010 Qtr 2: 0; 2010 Qtr 3: 0; 2010 Qtr 4: 0; 2011 Qtr 1: 0; 2011 Qtr 2: 0; 2011 Qtr 3: 0; 2011 Qtr 4: 0 | 83.7018
0 | 234360-Lighting-IntrHiByLnrFlscntFxtr244wrplc400w(TrI)Tr1 |  | System | Commercial | [6 empty] | 282.4319 | 153.8404 | 0 | 0 | 0 | 128.5914 | 0 |  | 0 | 0.224 | -7.1132 | Commercial |  | Winter Only | [5 empty] | 15 | 0.78 |  |  |  | 0 | 13.6505 | 0 | 0 | 0 | 0 | 0 | 0 | 0 | 0 | 0 | 0 | 2009 Qtr 1: 0; 2009 Qtr 2: 0; 2009 Qtr 3: 0; 2009 Qtr 4: 13.6505; 2010 Qtr 1: 0; 2010 Qtr 2: 0; 2010 Qtr 3: 0; 2010 Qtr 4: 0; 2011 Qtr 1: 0; 2011 Qtr 2: 0; 2011 Qtr 3: 0; 2011 Qtr 4: 0 | 13.6505
0 | 234330-Premium T8 with T12 40 Watt Baseline - Tr1 |  | System | Commercial | 01-ALC-AllCommercial-IntLight | 0 |  |  |  |  | 27.6532 | 13.1897 | 0 | 0 | 0 | 14.4636 | 83.5202 |  | kWh | 0.017351 | 0 | Commercial | [7 empty] | 15 | 0.78 |  |  |  | 0 | 36.3921 | 0 | 0 | 0 | 0 | 0 | 0 | 0 | 0 | 0 | 0 | 2009 Qtr 1: 0; 2009 Qtr 2: 0; 2009 Qtr 3: 0; 2009 Qtr 4: 36.3921; 2010 Qtr 1: 0; 2010 Qtr 2: 0; 2010 Qtr 3: 0; 2010 Qtr 4: 0; 2011 Qtr 1: 0; 2011 Qtr 2: 0; 2011 Qtr 3: 0; 2011 Qtr 4: 0 | 36.3921
0 | 234285-Lighting-Occpncy Snsr-Hi-Bay integrated Snsr-Tr1 |  | System | Commercial | 01-ALC-AllCommercial-IntLight | 0 |  |  |  |  | 221.2703 | 95.5 | 0 | 0 | 0 | 125.7703 | 2503.6304 |  | kWh | 0.48559 | 0 | Commercial | [7 empty] | 8 | 0.84 |  |  |  | 0 | 14 | 0 | 0 | 0 | 0 | 0 | 0 | 0 | 0 | 0 | 0 | 2009 Qtr 1: 0; 2009 Qtr 2: 0; 2009 Qtr 3: 0; 2009 Qtr 4: 14; 2010 Qtr 1: 0; 2010 Qtr 2: 0; 2010 Qtr 3: 0; 2010 Qtr 4: 0; 2011 Qtr 1: 0; 2011 Qtr 2: 0; 2011 Qtr 3: 0; 2011 Qtr 4: 0 | 14
0 | 234360-Lighting-IntrHiByLnrFlscntFxtr244wrplc400w(TrI)Tr1 |  | System | Commercial | [6 empty] | 282.4319 | 153.8404 | 0 | 0 | 0 | 128.5914 | 0 |  | 0 | 0.224 | -7.1132 | Commercial |  | Winter Only | [5 empty] | 15 | 0.78 |  |  |  | 0 | 3.9001 | 0 | 0 | 0 | 0 | 0 | 0 | 0 | 0 | 0 | 0 | 2009 Qtr 1: 0; 2009 Qtr 2: 0; 2009 Qtr 3: 0; 2009 Qtr 4: 3.9001; 2010 Qtr 1: 0; 2010 Qtr 2: 0; 2010 Qtr 3: 0; 2010 Qtr 4: 0; 2011 Qtr 1: 0; 2011 Qtr 2: 0; 2011 Qtr 3: 0; 2011 Qtr 4: 0 | 3.9001
0 | 234330-Premium T8 with T12 40 Watt Baseline - Tr1 |  | System | Commercial | 01-ALC-AllCommercial-IntLight | 0 |  |  |  |  | 27.6532 | 13.1897 | 0 | 0 | 0 | 14.4636 | 83.5202 |  | kWh | 0.017351 | 0 | Commercial | [7 empty] | 15 | 0.78 |  |  |  | 0 | 14.5568 | 0 | 0 | 0 | 0 | 0 | 0 | 0 | 0 | 0 | 0 | 2009 Qtr 1: 0; 2009 Qtr 2: 0; 2009 Qtr 3: 0; 2009 Qtr 4: 14.5568; 2010 Qtr 1: 0; 2010 Qtr 2: 0; 2010 Qtr 3: 0; 2010 Qtr 4: 0; 2011 Qtr 1: 0; 2011 Qtr 2: 0; 2011 Qtr 3: 0; 2011 Qtr 4: 0 | 14.5568
0 | 234285-Lighting-Occpncy Snsr-Hi-Bay integrated Snsr-Tr1 |  | System | Commercial | 01-ALC-AllCommercial-IntLight | 0 |  |  |  |  | 221.2703 | 95.5 | 0 | 0 | 0 | 125.7703 | 2503.6304 |  | kWh | 0.48559 | 0 | Commercial | [7 empty] | 8 | 0.84 |  |  |  | 0 | 4 | 0 | 0 | 0 | 0 | 0 | 0 | 0 | 0 | 0 | 0 | 2009 Qtr 1: 0; 2009 Qtr 2: 0; 2009 Qtr 3: 0; 2009 Qtr 4: 4; 2010 Qtr 1: 0; 2010 Qtr 2: 0; 2010 Qtr 3: 0; 2010 Qtr 4: 0; 2011 Qtr 1: 0; 2011 Qtr 2: 0; 2011 Qtr 3: 0; 2011 Qtr 4: 0 | 4
0 | 234312-Lighting-Screw in 14-26 Watt Lamp - Tr1 |  | System | Commercial | [6 empty] | 9.3196 | 10.3931 | 0 | 0 | 0 | -1.0734 | 194.1729 |  | 0 | 0.038993 | -2.6224 | Commercial |  | Annual | [5 empty] | 2.47 | 0.81 |  |  |  | 0 | 2.0206 | 0 | 0 | 0 | 0 | 0 | 0 | 0 | 0 | 0 | 0 | 2009 Qtr 1: 0; 2009 Qtr 2: 0; 2009 Qtr 3: 0; 2009 Qtr 4: 2.0206; 2010 Qtr 1: 0; 2010 Qtr 2: 0; 2010 Qtr 3: 0; 2010 Qtr 4: 0; 2011 Qtr 1: 0; 2011 Qtr 2: 0; 2011 Qtr 3: 0; 2011 Qtr 4: 0 | 2.0206
0 | 234330-Premium T8 with T12 40 Watt Baseline - Tr1 |  | System | Commercial | 01-ALC-AllCommercial-IntLight | 0 |  |  |  |  | 27.6532 | 13.1897 | 0 | 0 | 0 | 14.4636 | 83.5202 |  | kWh | 0.017351 | 0 | Commercial | [7 empty] | 15 | 0.78 |  |  |  | 0 | 16.3764 | 0 | 0 | 0 | 0 | 0 | 0 | 0 | 0 | 0 | 0 | 2009 Qtr 1: 0; 2009 Qtr 2: 0; 2009 Qtr 3: 0; 2009 Qtr 4: 16.3764; 2010 Qtr 1: 0; 2010 Qtr 2: 0; 2010 Qtr 3: 0; 2010 Qtr 4: 0; 2011 Qtr 1: 0; 2011 Qtr 2: 0; 2011 Qtr 3: 0; 2011 Qtr 4: 0 | 16.3764
0 | 234303-Lighting-Remove 4 Ft Lamp (De-Lamp) - Tr1 |  | System | Commercial | [6 empty] | 12.3596 | 16.4871 | 0 | 0 | 0 | -4.1275 | 137.2559 |  | 0 | 0.026384 | -2.5676 | Commercial |  | Winter Only | [5 empty] | 15 | 0.77 |  |  |  | 0 | 16.3764 | 0 | 0 | 0 | 0 | 0 | 0 | 0 | 0 | 0 | 0 | 2009 Qtr 1: 0; 2009 Qtr 2: 0; 2009 Qtr 3: 0; 2009 Qtr 4: 16.3764; 2010 Qtr 1: 0; 2010 Qtr 2: 0; 2010 Qtr 3: 0; 2010 Qtr 4: 0; 2011 Qtr 1: 0; 2011 Qtr 2: 0; 2011 Qtr 3: 0; 2011 Qtr 4: 0 | 16.3764
0 | 234330-Premium T8 with T12 40 Watt Baseline - Tr1 |  | System | Commercial | 01-ALC-AllCommercial-IntLight | 0 |  |  |  |  | 27.6532 | 13.1897 | 0 | 0 | 0 | 14.4636 | 83.5202 |  | kWh | 0.017351 | 0 | Commercial | [7 empty] | 15 | 0.78 |  |  |  | 0 | 40.0313 | 0 | 0 | 0 | 0 | 0 | 0 | 0 | 0 | 0 | 0 | 2009 Qtr 1: 0; 2009 Qtr 2: 0; 2009 Qtr 3: 0; 2009 Qtr 4: 40.0313; 2010 Qtr 1: 0; 2010 Qtr 2: 0; 2010 Qtr 3: 0; 2010 Qtr 4: 0; 2011 Qtr 1: 0; 2011 Qtr 2: 0; 2011 Qtr 3: 0; 2011 Qtr 4: 0 | 40.0313
0 | 234303-Lighting-Remove 4 Ft Lamp (De-Lamp) - Tr1 |  | System | Commercial | [6 empty] | 12.3596 | 16.4871 | 0 | 0 | 0 | -4.1275 | 137.2559 |  | 0 | 0.026384 | -2.5676 | Commercial |  | Winter Only | [5 empty] | 15 | 0.77 |  |  |  | 0 | 7.2784 | 0 | 0 | 0 | 0 | 0 | 0 | 0 | 0 | 0 | 0 | 2009 Qtr 1: 0; 2009 Qtr 2: 0; 2009 Qtr 3: 0; 2009 Qtr 4: 7.2784; 2010 Qtr 1: 0; 2010 Qtr 2: 0; 2010 Qtr 3: 0; 2010 Qtr 4: 0; 2011 Qtr 1: 0; 2011 Qtr 2: 0; 2011 Qtr 3: 0; 2011 Qtr 4: 0 | 7.2784
0 | 234085-Refrigeration -Strip Curtains for Walk-ins |  | System | Commercial | 20-RFF-Restaurant–FastFood-Refrig | 0 |  |  |  |  | 10.214 | 3.0091 | 0 | 0 | 0 | 7.2049 | 465 |  | kWh | 0.053 | 0 | Commercial | [7 empty] | 4 | 0.46 |  |  |  | 0 | 46 | 0 | 0 | 0 | 0 | 0 | 0 | 0 | 0 | 0 | 0 | 2009 Qtr 1: 0; 2009 Qtr 2: 0; 2009 Qtr 3: 46; 2009 Qtr 4: 0; 2010 Qtr 1: 0; 2010 Qtr 2: 0; 2010 Qtr 3: 0; 2010 Qtr 4: 0; 2011 Qtr 1: 0; 2011 Qtr 2: 0; 2011 Qtr 3: 0; 2011 Qtr 4: 0 | 46
0 | 234084-Refrigeration -Cooler/Freezer Door Gaskets - Solid Doors: Cooler |  | System | Commercial | 09-GRO-Grocery-REFG | 0 |  |  |  |  | 2.2498 | 4.0056 | 0 | 0 | 0 | -1.7558 | 104.55 |  | kWh | 0.01195 | 0 | Commercial | [7 empty] | 4 | 0.76 |  |  |  | 0 | 244 | 0 | 0 | 0 | 0 | 0 | 0 | 0 | 0 | 0 | 0 | 2009 Qtr 1: 0; 2009 Qtr 2: 0; 2009 Qtr 3: 244; 2009 Qtr 4: 0; 2010 Qtr 1: 0; 2010 Qtr 2: 0; 2010 Qtr 3: 0; 2010 Qtr 4: 0; 2011 Qtr 1: 0; 2011 Qtr 2: 0; 2011 Qtr 3: 0; 2011 Qtr 4: 0 | 244
0 | 234332-Premium T8 with T12 40 Watt Baseline - Tr3 |  | System | Commercial | 01-ALC-AllCommercial-IntLight | 0 |  |  |  |  | 13.9591 | 7.1444 | 0 | 0 | 0 | 6.8147 | 44.0947 |  | kWh | 0.016509 | 0 | Commercial | [7 empty] | 15 | 0.78 |  |  |  | 0 | 12.7372 | 0 | 0 | 0 | 0 | 0 | 0 | 0 | 0 | 0 | 0 | 2009 Qtr 1: 0; 2009 Qtr 2: 0; 2009 Qtr 3: 0; 2009 Qtr 4: 12.7372; 2010 Qtr 1: 0; 2010 Qtr 2: 0; 2010 Qtr 3: 0; 2010 Qtr 4: 0; 2011 Qtr 1: 0; 2011 Qtr 2: 0; 2011 Qtr 3: 0; 2011 Qtr 4: 0 | 12.7372
0 | 234305-Lighting-Remove 4 Ft Lamp (De-Lamp) - Tr3 |  | System | Commercial | 01-ALC-AllCommercial-IntLight | 0 |  |  |  |  | 28.1828 | 0 | 0 | 0 | 0 | 28.1828 | 0 |  | kWh | 0 | 0 | Commercial | [7 empty] | 15 | 0.77 |  |  |  | 0 | 0.9098 | 0 | 0 | 0 | 0 | 0 | 0 | 0 | 0 | 0 | 0 | 2009 Qtr 1: 0; 2009 Qtr 2: 0; 2009 Qtr 3: 0; 2009 Qtr 4: 0.9098; 2010 Qtr 1: 0; 2010 Qtr 2: 0; 2010 Qtr 3: 0; 2010 Qtr 4: 0; 2011 Qtr 1: 0; 2011 Qtr 2: 0; 2011 Qtr 3: 0; 2011 Qtr 4: 0 | 0.9098
0 | 234330-Premium T8 with T12 40 Watt Baseline - Tr1 |  | System | Commercial | 01-ALC-AllCommercial-IntLight | 0 |  |  |  |  | 27.6532 | 13.1897 | 0 | 0 | 0 | 14.4636 | 83.5202 |  | kWh | 0.017351 | 0 | Commercial | [7 empty] | 15 | 0.78 |  |  |  | 0 | 45.4901 | 0 | 0 | 0 | 0 | 0 | 0 | 0 | 0 | 0 | 0 | 2009 Qtr 1: 0; 2009 Qtr 2: 0; 2009 Qtr 3: 0; 2009 Qtr 4: 45.4901; 2010 Qtr 1: 0; 2010 Qtr 2: 0; 2010 Qtr 3: 0; 2010 Qtr 4: 0; 2011 Qtr 1: 0; 2011 Qtr 2: 0; 2011 Qtr 3: 0; 2011 Qtr 4: 0 | 45.4901
0 | 234303-Lighting-Remove 4 Ft Lamp (De-Lamp) - Tr1 |  | System | Commercial | [6 empty] | 12.3596 | 16.4871 | 0 | 0 | 0 | -4.1275 | 137.2559 |  | 0 | 0.026384 | -2.5676 | Commercial |  | Winter Only | [5 empty] | 15 | 0.77 |  |  |  | 0 | 11.8274 | 0 | 0 | 0 | 0 | 0 | 0 | 0 | 0 | 0 | 0 | 2009 Qtr 1: 0; 2009 Qtr 2: 0; 2009 Qtr 3: 0; 2009 Qtr 4: 11.8274; 2010 Qtr 1: 0; 2010 Qtr 2: 0; 2010 Qtr 3: 0; 2010 Qtr 4: 0; 2011 Qtr 1: 0; 2011 Qtr 2: 0; 2011 Qtr 3: 0; 2011 Qtr 4: 0 | 11.8274
0 | 234213-Lighting-Hrdwr Incan Base>90 w Flrscnt Fxtre-Tr1 |  | System | Commercial | 01-ALC-AllCommercial-IntLight | 0 |  |  |  |  | 173 | 173 | 0 | 0 | 0 | 0 | 3070.076 |  | kWh | 0.38844 | 0 | Commercial | [7 empty] | 15 | 0.77 |  |  |  | 0 | 20 | 0 | 0 | 0 | 0 | 0 | 0 | 0 | 0 | 0 | 0 | 2009 Qtr 1: 0; 2009 Qtr 2: 0; 2009 Qtr 3: 0; 2009 Qtr 4: 20; 2010 Qtr 1: 0; 2010 Qtr 2: 0; 2010 Qtr 3: 0; 2010 Qtr 4: 0; 2011 Qtr 1: 0; 2011 Qtr 2: 0; 2011 Qtr 3: 0; 2011 Qtr 4: 0 | 20
0 | 234285-Lighting-Occpncy Snsr-Hi-Bay integrated Snsr-Tr1 |  | System | Commercial | 01-ALC-AllCommercial-IntLight | 0 |  |  |  |  | 221.2703 | 95.5 | 0 | 0 | 0 | 125.7703 | 2503.6304 |  | kWh | 0.48559 | 0 | Commercial | [7 empty] | 8 | 0.84 |  |  |  | 0 | 45 | 0 | 0 | 0 | 0 | 0 | 0 | 0 | 0 | 0 | 0 | 2009 Qtr 1: 0; 2009 Qtr 2: 0; 2009 Qtr 3: 0; 2009 Qtr 4: 45; 2010 Qtr 1: 0; 2010 Qtr 2: 0; 2010 Qtr 3: 0; 2010 Qtr 4: 0; 2011 Qtr 1: 0; 2011 Qtr 2: 0; 2011 Qtr 3: 0; 2011 Qtr 4: 0 | 45
0 | 234084-Refrigeration -Cooler/Freezer Door Gaskets - Solid Doors: Cooler |  | System | Commercial | 09-GRO-Grocery-REFG | 0 |  |  |  |  | 2.2498 | 4.0611 | 0 | 0 | 0 | -1.8113 | 104.55 |  | kWh | 0.01195 | 0 | Commercial | [7 empty] | 4 | 0.76 |  |  |  | 0 | 53 | 0 | 0 | 0 | 0 | 0 | 0 | 0 | 0 | 0 | 0 | 2009 Qtr 1: 0; 2009 Qtr 2: 0; 2009 Qtr 3: 53; 2009 Qtr 4: 0; 2010 Qtr 1: 0; 2010 Qtr 2: 0; 2010 Qtr 3: 0; 2010 Qtr 4: 0; 2011 Qtr 1: 0; 2011 Qtr 2: 0; 2011 Qtr 3: 0; 2011 Qtr 4: 0 | 53
0 | 234067-Refrigeration - Food Service -Auto Closer for Main Cooler Doors |  | System | Commercial | 09-GRO-Grocery-REFG | 0 |  |  |  |  | 382.5103 | 103 | 0 | 0 | 0 | 279.5103 | 1075.009 |  | kWh | 0.20794 | -0.053375 | Commercial |  | Annual | [5 empty] | 8 | 0.7 |  |  |  | 0 | 1 | 0 | 0 | 0 | 0 | 0 | 0 | 0 | 0 | 0 | 0 | 2009 Qtr 1: 0; 2009 Qtr 2: 0; 2009 Qtr 3: 1; 2009 Qtr 4: 0; 2010 Qtr 1: 0; 2010 Qtr 2: 0; 2010 Qtr 3: 0; 2010 Qtr 4: 0; 2011 Qtr 1: 0; 2011 Qtr 2: 0; 2011 Qtr 3: 0; 2011 Qtr 4: 0 | 1
0 | 234068-Refrigeration - Food Service -Auto Closer for Main Freezer Doors |  | System | Commercial | 09-GRO-Grocery-REFG | 0 |  |  |  |  | 372.7723 | 160.5 | 0 | 0 | 0 | 212.2723 | 2785.8135 |  | kWh | 0.27593 | -0.026688 | Commercial |  | Annual | [5 empty] | 8 | 0.7 |  |  |  | 0 | 1 | 0 | 0 | 0 | 0 | 0 | 0 | 0 | 0 | 0 | 0 | 2009 Qtr 1: 0; 2009 Qtr 2: 0; 2009 Qtr 3: 1; 2009 Qtr 4: 0; 2010 Qtr 1: 0; 2010 Qtr 2: 0; 2010 Qtr 3: 0; 2010 Qtr 4: 0; 2011 Qtr 1: 0; 2011 Qtr 2: 0; 2011 Qtr 3: 0; 2011 Qtr 4: 0 | 1
0 | 234085-Refrigeration -Strip Curtains for Walk-ins |  | System | Commercial | 20-RFF-Restaurant–FastFood-Refrig | 0 |  |  |  |  | 10.214 | 3.1064 | 0 | 0 | 0 | 7.1076 | 465 |  | kWh | 0.053 | 0 | Commercial | [7 empty] | 4 | 0.46 |  |  |  | 0 | 22 | 0 | 0 | 0 | 0 | 0 | 0 | 0 | 0 | 0 | 0 | 2009 Qtr 1: 0; 2009 Qtr 2: 0; 2009 Qtr 3: 22; 2009 Qtr 4: 0; 2010 Qtr 1: 0; 2010 Qtr 2: 0; 2010 Qtr 3: 0; 2010 Qtr 4: 0; 2011 Qtr 1: 0; 2011 Qtr 2: 0; 2011 Qtr 3: 0; 2011 Qtr 4: 0 | 22
0 | 234084-Refrigeration -Cooler/Freezer Door Gaskets - Solid Doors: Cooler |  | System | Commercial | 09-GRO-Grocery-REFG | 0 |  |  |  |  | 2.2498 | 4.0353 | 0 | 0 | 0 | -1.7855 | 104.55 |  | kWh | 0.01195 | 0 | Commercial | [7 empty] | 4 | 0.76 |  |  |  | 0 | 60 | 0 | 0 | 0 | 0 | 0 | 0 | 0 | 0 | 0 | 0 | 2009 Qtr 1: 0; 2009 Qtr 2: 0; 2009 Qtr 3: 60; 2009 Qtr 4: 0; 2010 Qtr 1: 0; 2010 Qtr 2: 0; 2010 Qtr 3: 0; 2010 Qtr 4: 0; 2011 Qtr 1: 0; 2011 Qtr 2: 0; 2011 Qtr 3: 0; 2011 Qtr 4: 0 | 60
0 | 234116-Refrigeration -Cooler/Freezer Door Gaskets - Solid Doors: Freezer |  | System | Commercial | 09-GRO-Grocery-REFG | 0 |  |  |  |  | 3.9975 | 0 | 0 | 0 | 0 | 3.9975 | 0 |  | kWh | 0 | 0 | Commercial | [7 empty] | 4 | 0.76 |  |  |  | 0 | 1 | 0 | 0 | 0 | 0 | 0 | 0 | 0 | 0 | 0 | 0 | 2009 Qtr 1: 0; 2009 Qtr 2: 0; 2009 Qtr 3: 1; 2009 Qtr 4: 0; 2010 Qtr 1: 0; 2010 Qtr 2: 0; 2010 Qtr 3: 0; 2010 Qtr 4: 0; 2011 Qtr 1: 0; 2011 Qtr 2: 0; 2011 Qtr 3: 0; 2011 Qtr 4: 0 | 1
0 | 234067-Refrigeration - Food Service -Auto Closer for Main Cooler Doors |  | System | Commercial | 09-GRO-Grocery-REFG | 0 |  |  |  |  | 382.5103 | 103 | 0 | 0 | 0 | 279.5103 | 1075.009 |  | kWh | 0.20794 | -0.053375 | Commercial |  | Annual | [5 empty] | 8 | 0.7 |  |  |  | 0 | 1 | 0 | 0 | 0 | 0 | 0 | 0 | 0 | 0 | 0 | 0 | 2009 Qtr 1: 0; 2009 Qtr 2: 0; 2009 Qtr 3: 1; 2009 Qtr 4: 0; 2010 Qtr 1: 0; 2010 Qtr 2: 0; 2010 Qtr 3: 0; 2010 Qtr 4: 0; 2011 Qtr 1: 0; 2011 Qtr 2: 0; 2011 Qtr 3: 0; 2011 Qtr 4: 0 | 1
0 | 234068-Refrigeration - Food Service -Auto Closer for Main Freezer Doors |  | System | Commercial | 09-GRO-Grocery-REFG | 0 |  |  |  |  | 372.7723 | 0 | 0 | 0 | 0 | 372.7723 | 0 |  | kWh | 0 | 0 | Commercial |  | Annual | [5 empty] | 8 | 0.7 |  |  |  | 0 | 1 | 0 | 0 | 0 | 0 | 0 | 0 | 0 | 0 | 0 | 0 | 2009 Qtr 1: 0; 2009 Qtr 2: 0; 2009 Qtr 3: 1; 2009 Qtr 4: 0; 2010 Qtr 1: 0; 2010 Qtr 2: 0; 2010 Qtr 3: 0; 2010 Qtr 4: 0; 2011 Qtr 1: 0; 2011 Qtr 2: 0; 2011 Qtr 3: 0; 2011 Qtr 4: 0 | 1
0 | 234330-Premium T8 with T12 40 Watt Baseline - Tr1 |  | System | Commercial | 01-ALC-AllCommercial-IntLight | 0 |  |  |  |  | 27.6532 | 13.1897 | 0 | 0 | 0 | 14.4636 | 83.5202 |  | kWh | 0.017351 | 0 | Commercial | [7 empty] | 15 | 0.78 |  |  |  | 0 | 25.4745 | 0 | 0 | 0 | 0 | 0 | 0 | 0 | 0 | 0 | 0 | 2009 Qtr 1: 0; 2009 Qtr 2: 0; 2009 Qtr 3: 0; 2009 Qtr 4: 25.4745; 2010 Qtr 1: 0; 2010 Qtr 2: 0; 2010 Qtr 3: 0; 2010 Qtr 4: 0; 2011 Qtr 1: 0; 2011 Qtr 2: 0; 2011 Qtr 3: 0; 2011 Qtr 4: 0 | 25.4745
0 | 234303-Lighting-Remove 4 Ft Lamp (De-Lamp) - Tr1 |  | System | Commercial | [6 empty] | 12.3596 | 16.4871 | 0 | 0 | 0 | -4.1275 | 137.2559 |  | 0 | 0.026384 | -2.5676 | Commercial |  | Winter Only | [5 empty] | 15 | 0.77 |  |  |  | 0 | 25.4745 | 0 | 0 | 0 | 0 | 0 | 0 | 0 | 0 | 0 | 0 | 2009 Qtr 1: 0; 2009 Qtr 2: 0; 2009 Qtr 3: 0; 2009 Qtr 4: 25.4745; 2010 Qtr 1: 0; 2010 Qtr 2: 0; 2010 Qtr 3: 0; 2010 Qtr 4: 0; 2011 Qtr 1: 0; 2011 Qtr 2: 0; 2011 Qtr 3: 0; 2011 Qtr 4: 0 | 25.4745
0 | 234330-Premium T8 with T12 40 Watt Baseline - Tr1 |  | System | Commercial | 01-ALC-AllCommercial-IntLight | 0 |  |  |  |  | 27.6532 | 13.1897 | 0 | 0 | 0 | 14.4636 | 83.5202 |  | kWh | 0.017351 | 0 | Commercial | [7 empty] | 15 | 0.78 |  |  |  | 0 | 40.0313 | 0 | 0 | 0 | 0 | 0 | 0 | 0 | 0 | 0 | 0 | 2009 Qtr 1: 0; 2009 Qtr 2: 0; 2009 Qtr 3: 0; 2009 Qtr 4: 40.0313; 2010 Qtr 1: 0; 2010 Qtr 2: 0; 2010 Qtr 3: 0; 2010 Qtr 4: 0; 2011 Qtr 1: 0; 2011 Qtr 2: 0; 2011 Qtr 3: 0; 2011 Qtr 4: 0 | 40.0313
0 | 234303-Lighting-Remove 4 Ft Lamp (De-Lamp) - Tr1 |  | System | Commercial | [6 empty] | 12.3596 | 16.4871 | 0 | 0 | 0 | -4.1275 | 137.2559 |  | 0 | 0.026384 | -2.5676 | Commercial |  | Winter Only | [5 empty] | 15 | 0.77 |  |  |  | 0 | 21.8353 | 0 | 0 | 0 | 0 | 0 | 0 | 0 | 0 | 0 | 0 | 2009 Qtr 1: 0; 2009 Qtr 2: 0; 2009 Qtr 3: 0; 2009 Qtr 4: 21.8353; 2010 Qtr 1: 0; 2010 Qtr 2: 0; 2010 Qtr 3: 0; 2010 Qtr 4: 0; 2011 Qtr 1: 0; 2011 Qtr 2: 0; 2011 Qtr 3: 0; 2011 Qtr 4: 0 | 21.8353
0 | 234330-Premium T8 with T12 40 Watt Baseline - Tr1 |  | System | Commercial | 01-ALC-AllCommercial-IntLight | 0 |  |  |  |  | 27.6532 | 13.1897 | 0 | 0 | 0 | 14.4636 | 83.5202 |  | kWh | 0.017351 | 0 | Commercial | [7 empty] | 15 | 0.78 |  |  |  | 0 | 43.6705 | 0 | 0 | 0 | 0 | 0 | 0 | 0 | 0 | 0 | 0 | 2009 Qtr 1: 0; 2009 Qtr 2: 0; 2009 Qtr 3: 0; 2009 Qtr 4: 43.6705; 2010 Qtr 1: 0; 2010 Qtr 2: 0; 2010 Qtr 3: 0; 2010 Qtr 4: 0; 2011 Qtr 1: 0; 2011 Qtr 2: 0; 2011 Qtr 3: 0; 2011 Qtr 4: 0 | 43.6705
0 | 234084-Refrigeration -Cooler/Freezer Door Gaskets - Solid Doors: Cooler |  | System | Commercial | 09-GRO-Grocery-REFG | 0 |  |  |  |  | 2.2498 | 4 | 0 | 0 | 0 | -1.7502 | 104.55 |  | kWh | 0.01195 | 0 | Commercial | [7 empty] | 4 | 0.76 |  |  |  | 0 | 34 | 0 | 0 | 0 | 0 | 0 | 0 | 0 | 0 | 0 | 0 | 2009 Qtr 1: 0; 2009 Qtr 2: 0; 2009 Qtr 3: 0; 2009 Qtr 4: 34; 2010 Qtr 1: 0; 2010 Qtr 2: 0; 2010 Qtr 3: 0; 2010 Qtr 4: 0; 2011 Qtr 1: 0; 2011 Qtr 2: 0; 2011 Qtr 3: 0; 2011 Qtr 4: 0 | 34
0 | 234083-Refrigeration -Cooler/Freezer Door Gaskets - Glass Doors |  | System | Commercial | 09-GRO-Grocery-REFG | 0 |  |  |  |  | 2.25 | 4 | 0 | 0 | 0 | -1.75 | 104.55 |  | kWh | 0.01195 | 0 | Commercial | [7 empty] | 4 | 0.76 |  |  |  | 0 | 268 | 0 | 0 | 0 | 0 | 0 | 0 | 0 | 0 | 0 | 0 | 2009 Qtr 1: 0; 2009 Qtr 2: 0; 2009 Qtr 3: 0; 2009 Qtr 4: 268; 2010 Qtr 1: 0; 2010 Qtr 2: 0; 2010 Qtr 3: 0; 2010 Qtr 4: 0; 2011 Qtr 1: 0; 2011 Qtr 2: 0; 2011 Qtr 3: 0; 2011 Qtr 4: 0 | 268
0 | 234285-Lighting-Occpncy Snsr-Hi-Bay integrated Snsr-Tr1 |  | System | Commercial | 01-ALC-AllCommercial-IntLight | 0 |  |  |  |  | 221.2703 | 95.5 | 0 | 0 | 0 | 125.7703 | 2503.6304 |  | kWh | 0.48559 | 0 | Commercial | [7 empty] | 8 | 0.84 |  |  |  | 0 | 150 | 0 | 0 | 0 | 0 | 0 | 0 | 0 | 0 | 0 | 0 | 2009 Qtr 1: 0; 2009 Qtr 2: 0; 2009 Qtr 3: 150; 2009 Qtr 4: 0; 2010 Qtr 1: 0; 2010 Qtr 2: 0; 2010 Qtr 3: 0; 2010 Qtr 4: 0; 2011 Qtr 1: 0; 2011 Qtr 2: 0; 2011 Qtr 3: 0; 2011 Qtr 4: 0 | 150
0 | 234084-Refrigeration -Cooler/Freezer Door Gaskets - Solid Doors: Cooler |  | System | Commercial | 09-GRO-Grocery-REFG | 0 |  |  |  |  | 2.2498 | 4 | 0 | 0 | 0 | -1.7502 | 104.55 |  | kWh | 0.01195 | 0 | Commercial | [7 empty] | 4 | 0.76 |  |  |  | 0 | 16 | 0 | 0 | 0 | 0 | 0 | 0 | 0 | 0 | 0 | 0 | 2009 Qtr 1: 0; 2009 Qtr 2: 0; 2009 Qtr 3: 0; 2009 Qtr 4: 16; 2010 Qtr 1: 0; 2010 Qtr 2: 0; 2010 Qtr 3: 0; 2010 Qtr 4: 0; 2011 Qtr 1: 0; 2011 Qtr 2: 0; 2011 Qtr 3: 0; 2011 Qtr 4: 0 | 16
0 | 234083-Refrigeration -Cooler/Freezer Door Gaskets - Glass Doors |  | System | Commercial | 09-GRO-Grocery-REFG | 0 |  |  |  |  | 2.25 | 4 | 0 | 0 | 0 | -1.75 | 104.55 |  | kWh | 0.01195 | 0 | Commercial | [7 empty] | 4 | 0.76 |  |  |  | 0 | 359 | 0 | 0 | 0 | 0 | 0 | 0 | 0 | 0 | 0 | 0 | 2009 Qtr 1: 0; 2009 Qtr 2: 0; 2009 Qtr 3: 0; 2009 Qtr 4: 359; 2010 Qtr 1: 0; 2010 Qtr 2: 0; 2010 Qtr 3: 0; 2010 Qtr 4: 0; 2011 Qtr 1: 0; 2011 Qtr 2: 0; 2011 Qtr 3: 0; 2011 Qtr 4: 0 | 359
0 | 234084-Refrigeration -Cooler/Freezer Door Gaskets - Solid Doors: Cooler |  | System | Commercial | 09-GRO-Grocery-REFG | 0 |  |  |  |  | 2.2498 | 4 | 0 | 0 | 0 | -1.7502 | 104.55 |  | kWh | 0.01195 | 0 | Commercial | [7 empty] | 4 | 0.76 |  |  |  | 0 | 16 | 0 | 0 | 0 | 0 | 0 | 0 | 0 | 0 | 0 | 0 | 2009 Qtr 1: 0; 2009 Qtr 2: 0; 2009 Qtr 3: 0; 2009 Qtr 4: 16; 2010 Qtr 1: 0; 2010 Qtr 2: 0; 2010 Qtr 3: 0; 2010 Qtr 4: 0; 2011 Qtr 1: 0; 2011 Qtr 2: 0; 2011 Qtr 3: 0; 2011 Qtr 4: 0 | 16
0 | 234083-Refrigeration -Cooler/Freezer Door Gaskets - Glass Doors |  | System | Commercial | 09-GRO-Grocery-REFG | 0 |  |  |  |  | 2.25 | 4 | 0 | 0 | 0 | -1.75 | 104.55 |  | kWh | 0.01195 | 0 | Commercial | [7 empty] | 4 | 0.76 |  |  |  | 0 | 93 | 0 | 0 | 0 | 0 | 0 | 0 | 0 | 0 | 0 | 0 | 2009 Qtr 1: 0; 2009 Qtr 2: 0; 2009 Qtr 3: 0; 2009 Qtr 4: 93; 2010 Qtr 1: 0; 2010 Qtr 2: 0; 2010 Qtr 3: 0; 2010 Qtr 4: 0; 2011 Qtr 1: 0; 2011 Qtr 2: 0; 2011 Qtr 3: 0; 2011 Qtr 4: 0 | 93
0 | 234085-Refrigeration -Strip Curtains for Walk-ins |  | System | Commercial | 20-RFF-Restaurant–FastFood-Refrig | 0 |  |  |  |  | 10.214 | 3.1483 | 0 | 0 | 0 | 7.0657 | 465 |  | kWh | 0.053 | 0 | Commercial | [7 empty] | 4 | 0.46 |  |  |  | 0 | 18 | 0 | 0 | 0 | 0 | 0 | 0 | 0 | 0 | 0 | 0 | 2009 Qtr 1: 0; 2009 Qtr 2: 0; 2009 Qtr 3: 18; 2009 Qtr 4: 0; 2010 Qtr 1: 0; 2010 Qtr 2: 0; 2010 Qtr 3: 0; 2010 Qtr 4: 0; 2011 Qtr 1: 0; 2011 Qtr 2: 0; 2011 Qtr 3: 0; 2011 Qtr 4: 0 | 18
0 | 234084-Refrigeration -Cooler/Freezer Door Gaskets - Solid Doors: Cooler |  | System | Commercial | 09-GRO-Grocery-REFG | 0 |  |  |  |  | 2.2498 | 4.0209 | 0 | 0 | 0 | -1.7711 | 104.55 |  | kWh | 0.01195 | 0 | Commercial | [7 empty] | 4 | 0.76 |  |  |  | 0 | 65 | 0 | 0 | 0 | 0 | 0 | 0 | 0 | 0 | 0 | 0 | 2009 Qtr 1: 0; 2009 Qtr 2: 0; 2009 Qtr 3: 65; 2009 Qtr 4: 0; 2010 Qtr 1: 0; 2010 Qtr 2: 0; 2010 Qtr 3: 0; 2010 Qtr 4: 0; 2011 Qtr 1: 0; 2011 Qtr 2: 0; 2011 Qtr 3: 0; 2011 Qtr 4: 0 | 65
0 | 234067-Refrigeration - Food Service -Auto Closer for Main Cooler Doors |  | System | Commercial | 09-GRO-Grocery-REFG | 0 |  |  |  |  | 382.5103 | 103 | 0 | 0 | 0 | 279.5103 | 1075.009 |  | kWh | 0.20794 | -0.053375 | Commercial |  | Annual | [5 empty] | 8 | 0.7 |  |  |  | 0 | 1 | 0 | 0 | 0 | 0 | 0 | 0 | 0 | 0 | 0 | 0 | 2009 Qtr 1: 0; 2009 Qtr 2: 0; 2009 Qtr 3: 1; 2009 Qtr 4: 0; 2010 Qtr 1: 0; 2010 Qtr 2: 0; 2010 Qtr 3: 0; 2010 Qtr 4: 0; 2011 Qtr 1: 0; 2011 Qtr 2: 0; 2011 Qtr 3: 0; 2011 Qtr 4: 0 | 1
0 | 234084-Refrigeration -Cooler/Freezer Door Gaskets - Solid Doors: Cooler |  | System | Commercial | 09-GRO-Grocery-REFG | 0 |  |  |  |  | 2.2498 | 4 | 0 | 0 | 0 | -1.7502 | 104.55 |  | kWh | 0.01195 | 0 | Commercial | [7 empty] | 4 | 0.76 |  |  |  | 0 | 19 | 0 | 0 | 0 | 0 | 0 | 0 | 0 | 0 | 0 | 0 | 2009 Qtr 1: 0; 2009 Qtr 2: 0; 2009 Qtr 3: 0; 2009 Qtr 4: 19; 2010 Qtr 1: 0; 2010 Qtr 2: 0; 2010 Qtr 3: 0; 2010 Qtr 4: 0; 2011 Qtr 1: 0; 2011 Qtr 2: 0; 2011 Qtr 3: 0; 2011 Qtr 4: 0 | 19
0 | 234083-Refrigeration -Cooler/Freezer Door Gaskets - Glass Doors |  | System | Commercial | 09-GRO-Grocery-REFG | 0 |  |  |  |  | 2.25 | 4 | 0 | 0 | 0 | -1.75 | 104.55 |  | kWh | 0.01195 | 0 | Commercial | [7 empty] | 4 | 0.76 |  |  |  | 0 | 271 | 0 | 0 | 0 | 0 | 0 | 0 | 0 | 0 | 0 | 0 | 2009 Qtr 1: 0; 2009 Qtr 2: 0; 2009 Qtr 3: 0; 2009 Qtr 4: 271; 2010 Qtr 1: 0; 2010 Qtr 2: 0; 2010 Qtr 3: 0; 2010 Qtr 4: 0; 2011 Qtr 1: 0; 2011 Qtr 2: 0; 2011 Qtr 3: 0; 2011 Qtr 4: 0 | 271
0 | 234084-Refrigeration -Cooler/Freezer Door Gaskets - Solid Doors: Cooler |  | System | Commercial | 09-GRO-Grocery-REFG | 0 |  |  |  |  | 2.2498 | 4 | 0 | 0 | 0 | -1.7502 | 104.55 |  | kWh | 0.01195 | 0 | Commercial | [7 empty] | 4 | 0.76 |  |  |  | 0 | 34 | 0 | 0 | 0 | 0 | 0 | 0 | 0 | 0 | 0 | 0 | 2009 Qtr 1: 0; 2009 Qtr 2: 0; 2009 Qtr 3: 0; 2009 Qtr 4: 34; 2010 Qtr 1: 0; 2010 Qtr 2: 0; 2010 Qtr 3: 0; 2010 Qtr 4: 0; 2011 Qtr 1: 0; 2011 Qtr 2: 0; 2011 Qtr 3: 0; 2011 Qtr 4: 0 | 34
0 | 234083-Refrigeration -Cooler/Freezer Door Gaskets - Glass Doors |  | System | Commercial | 09-GRO-Grocery-REFG | 0 |  |  |  |  | 2.25 | 4 | 0 | 0 | 0 | -1.75 | 104.55 |  | kWh | 0.01195 | 0 | Commercial | [7 empty] | 4 | 0.76 |  |  |  | 0 | 437 | 0 | 0 | 0 | 0 | 0 | 0 | 0 | 0 | 0 | 0 | 2009 Qtr 1: 0; 2009 Qtr 2: 0; 2009 Qtr 3: 0; 2009 Qtr 4: 437; 2010 Qtr 1: 0; 2010 Qtr 2: 0; 2010 Qtr 3: 0; 2010 Qtr 4: 0; 2011 Qtr 1: 0; 2011 Qtr 2: 0; 2011 Qtr 3: 0; 2011 Qtr 4: 0 | 437
0 | 234085-Refrigeration -Strip Curtains for Walk-ins |  | System | Commercial | 20-RFF-Restaurant–FastFood-Refrig | 0 |  |  |  |  | 10.214 | 3.1376 | 0 | 0 | 0 | 7.0764 | 465 |  | kWh | 0.053 | 0 | Commercial | [7 empty] | 4 | 0.46 |  |  |  | 0 | 17 | 0 | 0 | 0 | 0 | 0 | 0 | 0 | 0 | 0 | 0 | 2009 Qtr 1: 0; 2009 Qtr 2: 0; 2009 Qtr 3: 0; 2009 Qtr 4: 17; 2010 Qtr 1: 0; 2010 Qtr 2: 0; 2010 Qtr 3: 0; 2010 Qtr 4: 0; 2011 Qtr 1: 0; 2011 Qtr 2: 0; 2011 Qtr 3: 0; 2011 Qtr 4: 0 | 17
0 | 234084-Refrigeration -Cooler/Freezer Door Gaskets - Solid Doors: Cooler |  | System | Commercial | 09-GRO-Grocery-REFG | 0 |  |  |  |  | 2.2498 | 4 | 0 | 0 | 0 | -1.7502 | 104.55 |  | kWh | 0.01195 | 0 | Commercial | [7 empty] | 4 | 0.76 |  |  |  | 0 | 87 | 0 | 0 | 0 | 0 | 0 | 0 | 0 | 0 | 0 | 0 | 2009 Qtr 1: 0; 2009 Qtr 2: 0; 2009 Qtr 3: 0; 2009 Qtr 4: 87; 2010 Qtr 1: 0; 2010 Qtr 2: 0; 2010 Qtr 3: 0; 2010 Qtr 4: 0; 2011 Qtr 1: 0; 2011 Qtr 2: 0; 2011 Qtr 3: 0; 2011 Qtr 4: 0 | 87
0 | 234067-Refrigeration - Food Service -Auto Closer for Main Cooler Doors |  | System | Commercial | 09-GRO-Grocery-REFG | 0 |  |  |  |  | 382.5103 | 103 | 0 | 0 | 0 | 279.5103 | 1075.009 |  | kWh | 0.20794 | -0.053375 | Commercial |  | Annual | [5 empty] | 8 | 0.7 |  |  |  | 0 | 1 | 0 | 0 | 0 | 0 | 0 | 0 | 0 | 0 | 0 | 0 | 2009 Qtr 1: 0; 2009 Qtr 2: 0; 2009 Qtr 3: 0; 2009 Qtr 4: 1; 2010 Qtr 1: 0; 2010 Qtr 2: 0; 2010 Qtr 3: 0; 2010 Qtr 4: 0; 2011 Qtr 1: 0; 2011 Qtr 2: 0; 2011 Qtr 3: 0; 2011 Qtr 4: 0 | 1
0 | 234085-Refrigeration -Strip Curtains for Walk-ins |  | System | Commercial | 20-RFF-Restaurant–FastFood-Refrig | 0 |  |  |  |  | 10.214 | 3.0109 | 0 | 0 | 0 | 7.2031 | 465 |  | kWh | 0.053 | 0 | Commercial | [7 empty] | 4 | 0.46 |  |  |  | 0 | 44 | 0 | 0 | 0 | 0 | 0 | 0 | 0 | 0 | 0 | 0 | 2009 Qtr 1: 0; 2009 Qtr 2: 0; 2009 Qtr 3: 0; 2009 Qtr 4: 44; 2010 Qtr 1: 0; 2010 Qtr 2: 0; 2010 Qtr 3: 0; 2010 Qtr 4: 0; 2011 Qtr 1: 0; 2011 Qtr 2: 0; 2011 Qtr 3: 0; 2011 Qtr 4: 0 | 44
0 | 234084-Refrigeration -Cooler/Freezer Door Gaskets - Solid Doors: Cooler |  | System | Commercial | 09-GRO-Grocery-REFG | 0 |  |  |  |  | 2.2498 | 4.0063 | 0 | 0 | 0 | -1.7565 | 104.55 |  | kWh | 0.01195 | 0 | Commercial | [7 empty] | 4 | 0.76 |  |  |  | 0 | 102 | 0 | 0 | 0 | 0 | 0 | 0 | 0 | 0 | 0 | 0 | 2009 Qtr 1: 0; 2009 Qtr 2: 0; 2009 Qtr 3: 0; 2009 Qtr 4: 102; 2010 Qtr 1: 0; 2010 Qtr 2: 0; 2010 Qtr 3: 0; 2010 Qtr 4: 0; 2011 Qtr 1: 0; 2011 Qtr 2: 0; 2011 Qtr 3: 0; 2011 Qtr 4: 0 | 102
0 | 234067-Refrigeration - Food Service -Auto Closer for Main Cooler Doors |  | System | Commercial | 09-GRO-Grocery-REFG | 0 |  |  |  |  | 382.5103 | 103 | 0 | 0 | 0 | 279.5103 | 1075.009 |  | kWh | 0.20794 | -0.053375 | Commercial |  | Annual | [5 empty] | 8 | 0.7 |  |  |  | 0 | 1 | 0 | 0 | 0 | 0 | 0 | 0 | 0 | 0 | 0 | 0 | 2009 Qtr 1: 0; 2009 Qtr 2: 0; 2009 Qtr 3: 0; 2009 Qtr 4: 1; 2010 Qtr 1: 0; 2010 Qtr 2: 0; 2010 Qtr 3: 0; 2010 Qtr 4: 0; 2011 Qtr 1: 0; 2011 Qtr 2: 0; 2011 Qtr 3: 0; 2011 Qtr 4: 0 | 1
0 | 234068-Refrigeration - Food Service -Auto Closer for Main Freezer Doors |  | System | Commercial | 09-GRO-Grocery-REFG | 0 |  |  |  |  | 372.7723 | 160.5 | 0 | 0 | 0 | 212.2723 | 2785.8135 |  | kWh | 0.27593 | -0.026688 | Commercial |  | Annual | [5 empty] | 8 | 0.7 |  |  |  | 0 | 1 | 0 | 0 | 0 | 0 | 0 | 0 | 0 | 0 | 0 | 0 | 2009 Qtr 1: 0; 2009 Qtr 2: 0; 2009 Qtr 3: 0; 2009 Qtr 4: 1; 2010 Qtr 1: 0; 2010 Qtr 2: 0; 2010 Qtr 3: 0; 2010 Qtr 4: 0; 2011 Qtr 1: 0; 2011 Qtr 2: 0; 2011 Qtr 3: 0; 2011 Qtr 4: 0 | 1
0 | 234084-Refrigeration -Cooler/Freezer Door Gaskets - Solid Doors: Cooler |  | System | Commercial | 09-GRO-Grocery-REFG | 0 |  |  |  |  | 2.2498 | 4.0988 | 0 | 0 | 0 | -1.849 | 104.55 |  | kWh | 0.01195 | 0 | Commercial | [7 empty] | 4 | 0.76 |  |  |  | 0 | 34 | 0 | 0 | 0 | 0 | 0 | 0 | 0 | 0 | 0 | 0 | 2009 Qtr 1: 0; 2009 Qtr 2: 0; 2009 Qtr 3: 34; 2009 Qtr 4: 0; 2010 Qtr 1: 0; 2010 Qtr 2: 0; 2010 Qtr 3: 0; 2010 Qtr 4: 0; 2011 Qtr 1: 0; 2011 Qtr 2: 0; 2011 Qtr 3: 0; 2011 Qtr 4: 0 | 34
0 | 234067-Refrigeration - Food Service -Auto Closer for Main Cooler Doors |  | System | Commercial | 09-GRO-Grocery-REFG | 0 |  |  |  |  | 382.5103 | 0 | 0 | 0 | 0 | 382.5103 | 0 |  | kWh | 0 | 0 | Commercial |  | Annual | [5 empty] | 8 | 0.7 |  |  |  | 0 | 1 | 0 | 0 | 0 | 0 | 0 | 0 | 0 | 0 | 0 | 0 | 2009 Qtr 1: 0; 2009 Qtr 2: 0; 2009 Qtr 3: 1; 2009 Qtr 4: 0; 2010 Qtr 1: 0; 2010 Qtr 2: 0; 2010 Qtr 3: 0; 2010 Qtr 4: 0; 2011 Qtr 1: 0; 2011 Qtr 2: 0; 2011 Qtr 3: 0; 2011 Qtr 4: 0 | 1
0 | 234285-Lighting-Occpncy Snsr-Hi-Bay integrated Snsr-Tr1 |  | System | Commercial | 01-ALC-AllCommercial-IntLight | 0 |  |  |  |  | 221.2703 | 95.5 | 0 | 0 | 0 | 125.7703 | 2503.6304 |  | kWh | 0.48559 | 0 | Commercial | [7 empty] | 8 | 0.84 |  |  |  | 0 | 6 | 0 | 0 | 0 | 0 | 0 | 0 | 0 | 0 | 0 | 0 | 2009 Qtr 1: 0; 2009 Qtr 2: 0; 2009 Qtr 3: 0; 2009 Qtr 4: 6; 2010 Qtr 1: 0; 2010 Qtr 2: 0; 2010 Qtr 3: 0; 2010 Qtr 4: 0; 2011 Qtr 1: 0; 2011 Qtr 2: 0; 2011 Qtr 3: 0; 2011 Qtr 4: 0 | 6
0 | 234201-Lighting-2 Ft 2nd Gen T-8 with Elec Ballast-Tr1 |  | System | Commercial | 01-ALC-AllCommercial-IntLight | 0 |  |  |  |  | 23.0819 | 10.9914 | 0 | 0 | 0 | 12.0905 | 56.0027 |  | kWh | 0.010616 | 0 | Commercial | [7 empty] | 15 | 0.78 |  |  |  | 0 | 132.8311 | 0 | 0 | 0 | 0 | 0 | 0 | 0 | 0 | 0 | 0 | 2009 Qtr 1: 0; 2009 Qtr 2: 0; 2009 Qtr 3: 0; 2009 Qtr 4: 132.8311; 2010 Qtr 1: 0; 2010 Qtr 2: 0; 2010 Qtr 3: 0; 2010 Qtr 4: 0; 2011 Qtr 1: 0; 2011 Qtr 2: 0; 2011 Qtr 3: 0; 2011 Qtr 4: 0 | 132.8311
0 | 234330-Premium T8 with T12 40 Watt Baseline - Tr1 |  | System | Commercial | 01-ALC-AllCommercial-IntLight | 0 |  |  |  |  | 27.6532 | 13.1897 | 0 | 0 | 0 | 14.4636 | 83.5202 |  | kWh | 0.017351 | 0 | Commercial | [7 empty] | 15 | 0.78 |  |  |  | 0 | 160.1252 | 0 | 0 | 0 | 0 | 0 | 0 | 0 | 0 | 0 | 0 | 2009 Qtr 1: 0; 2009 Qtr 2: 0; 2009 Qtr 3: 0; 2009 Qtr 4: 160.1252; 2010 Qtr 1: 0; 2010 Qtr 2: 0; 2010 Qtr 3: 0; 2010 Qtr 4: 0; 2011 Qtr 1: 0; 2011 Qtr 2: 0; 2011 Qtr 3: 0; 2011 Qtr 4: 0 | 160.1252
0 | 234303-Lighting-Remove 4 Ft Lamp (De-Lamp) - Tr1 |  | System | Commercial | [6 empty] | 12.3596 | 16.4871 | 0 | 0 | 0 | -4.1275 | 137.2559 |  | 0 | 0.026384 | -2.5676 | Commercial |  | Winter Only | [5 empty] | 15 | 0.77 |  |  |  | 0 | 7.2784 | 0 | 0 | 0 | 0 | 0 | 0 | 0 | 0 | 0 | 0 | 2009 Qtr 1: 0; 2009 Qtr 2: 0; 2009 Qtr 3: 0; 2009 Qtr 4: 7.2784; 2010 Qtr 1: 0; 2010 Qtr 2: 0; 2010 Qtr 3: 0; 2010 Qtr 4: 0; 2011 Qtr 1: 0; 2011 Qtr 2: 0; 2011 Qtr 3: 0; 2011 Qtr 4: 0 | 7.2784
0 | 234014-Lighting-Exterior >176w Incan Base HID |  | System | Commercial | 23-RTL-Retail–SingleStorylarge-LIT_EXT | 0 |  |  |  |  | 144 | 144 | 0 | 0 | 0 | 0 | 2996.647 |  | kWh | 0 | 0 | Commercial | [7 empty] | 15 | 0.77 |  |  |  | 0 | 6 | 0 | 0 | 0 | 0 | 0 | 0 | 0 | 0 | 0 | 0 | 2009 Qtr 1: 0; 2009 Qtr 2: 0; 2009 Qtr 3: 0; 2009 Qtr 4: 6; 2010 Qtr 1: 0; 2010 Qtr 2: 0; 2010 Qtr 3: 0; 2010 Qtr 4: 0; 2011 Qtr 1: 0; 2011 Qtr 2: 0; 2011 Qtr 3: 0; 2011 Qtr 4: 0 | 6
0 | 234360-Lighting-IntrHiByLnrFlscntFxtr244wrplc400w(TrI)Tr1 |  | System | Commercial | [6 empty] | 282.4319 | 153.8404 | 0 | 0 | 0 | 128.5914 | 0 |  | 0 | 0.224 | -7.1132 | Commercial |  | Winter Only | [5 empty] | 15 | 0.78 |  |  |  | 0 | 5.8502 | 0 | 0 | 0 | 0 | 0 | 0 | 0 | 0 | 0 | 0 | 2009 Qtr 1: 0; 2009 Qtr 2: 0; 2009 Qtr 3: 0; 2009 Qtr 4: 5.8502; 2010 Qtr 1: 0; 2010 Qtr 2: 0; 2010 Qtr 3: 0; 2010 Qtr 4: 0; 2011 Qtr 1: 0; 2011 Qtr 2: 0; 2011 Qtr 3: 0; 2011 Qtr 4: 0 | 5.8502
0 | 234084-Refrigeration -Cooler/Freezer Door Gaskets - Solid Doors: Cooler |  | System | Commercial | 09-GRO-Grocery-REFG | 0 |  |  |  |  | 2.2498 | 4.07 | 0 | 0 | 0 | -1.8202 | 104.55 |  | kWh | 0.01195 | 0 | Commercial | [7 empty] | 4 | 0.76 |  |  |  | 0 | 44 | 0 | 0 | 0 | 0 | 0 | 0 | 0 | 0 | 0 | 0 | 2009 Qtr 1: 0; 2009 Qtr 2: 0; 2009 Qtr 3: 44; 2009 Qtr 4: 0; 2010 Qtr 1: 0; 2010 Qtr 2: 0; 2010 Qtr 3: 0; 2010 Qtr 4: 0; 2011 Qtr 1: 0; 2011 Qtr 2: 0; 2011 Qtr 3: 0; 2011 Qtr 4: 0 | 44
0 | 234067-Refrigeration - Food Service -Auto Closer for Main Cooler Doors |  | System | Commercial | 09-GRO-Grocery-REFG | 0 |  |  |  |  | 382.5103 | 103 | 0 | 0 | 0 | 279.5103 | 1075.009 |  | kWh | 0.20794 | -0.053375 | Commercial |  | Annual | [5 empty] | 8 | 0.7 |  |  |  | 0 | 1 | 0 | 0 | 0 | 0 | 0 | 0 | 0 | 0 | 0 | 0 | 2009 Qtr 1: 0; 2009 Qtr 2: 0; 2009 Qtr 3: 1; 2009 Qtr 4: 0; 2010 Qtr 1: 0; 2010 Qtr 2: 0; 2010 Qtr 3: 0; 2010 Qtr 4: 0; 2011 Qtr 1: 0; 2011 Qtr 2: 0; 2011 Qtr 3: 0; 2011 Qtr 4: 0 | 1
0 | 234312-Lighting-Screw in 14-26 Watt Lamp - Tr1 |  | System | Commercial | [6 empty] | 9.3196 | 10.3931 | 0 | 0 | 0 | -1.0734 | 194.1729 |  | 0 | 0.038993 | -2.6224 | Commercial |  | Annual | [5 empty] | 2.47 | 0.81 |  |  |  | 0 | 20.2058 | 0 | 0 | 0 | 0 | 0 | 0 | 0 | 0 | 0 | 0 | 2009 Qtr 1: 0; 2009 Qtr 2: 0; 2009 Qtr 3: 20.2058; 2009 Qtr 4: 0; 2010 Qtr 1: 0; 2010 Qtr 2: 0; 2010 Qtr 3: 0; 2010 Qtr 4: 0; 2011 Qtr 1: 0; 2011 Qtr 2: 0; 2011 Qtr 3: 0; 2011 Qtr 4: 0 | 20.2058
0 | 234330-Premium T8 with T12 40 Watt Baseline - Tr1 |  | System | Commercial | 01-ALC-AllCommercial-IntLight | 0 |  |  |  |  | 27.6532 | 13.1897 | 0 | 0 | 0 | 14.4636 | 83.5202 |  | kWh | 0.017351 | 0 | Commercial | [7 empty] | 15 | 0.78 |  |  |  | 0 | 1.8196 | 0 | 0 | 0 | 0 | 0 | 0 | 0 | 0 | 0 | 0 | 2009 Qtr 1: 0; 2009 Qtr 2: 0; 2009 Qtr 3: 1.8196; 2009 Qtr 4: 0; 2010 Qtr 1: 0; 2010 Qtr 2: 0; 2010 Qtr 3: 0; 2010 Qtr 4: 0; 2011 Qtr 1: 0; 2011 Qtr 2: 0; 2011 Qtr 3: 0; 2011 Qtr 4: 0 | 1.8196
0 | 234303-Lighting-Remove 4 Ft Lamp (De-Lamp) - Tr1 |  | System | Commercial | [6 empty] | 12.3596 | 16.4871 | 0 | 0 | 0 | -4.1275 | 137.2559 |  | 0 | 0.026384 | -2.5676 | Commercial |  | Winter Only | [5 empty] | 15 | 0.77 |  |  |  | 0 | 1.8196 | 0 | 0 | 0 | 0 | 0 | 0 | 0 | 0 | 0 | 0 | 2009 Qtr 1: 0; 2009 Qtr 2: 0; 2009 Qtr 3: 1.8196; 2009 Qtr 4: 0; 2010 Qtr 1: 0; 2010 Qtr 2: 0; 2010 Qtr 3: 0; 2010 Qtr 4: 0; 2011 Qtr 1: 0; 2011 Qtr 2: 0; 2011 Qtr 3: 0; 2011 Qtr 4: 0 | 1.8196
0 | 234291-Lighting-Ocpncy Snsr-Wll/Cl Mntd Lght Snsr>=500Tr1 |  | System | Commercial | 01-ALC-AllCommercial-IntLight | 0 |  |  |  |  | 221.37 | 75 | 0 | 0 | 0 | 146.37 | 626 |  | kWh | 0.145 | 0 | Commercial | [7 empty] | 8 | 0.84 |  |  |  | 0 | 69 | 0 | 0 | 0 | 0 | 0 | 0 | 0 | 0 | 0 | 0 | 2009 Qtr 1: 0; 2009 Qtr 2: 0; 2009 Qtr 3: 69; 2009 Qtr 4: 0; 2010 Qtr 1: 0; 2010 Qtr 2: 0; 2010 Qtr 3: 0; 2010 Qtr 4: 0; 2011 Qtr 1: 0; 2011 Qtr 2: 0; 2011 Qtr 3: 0; 2011 Qtr 4: 0 | 69
0 | 234312-Lighting-Screw in 14-26 Watt Lamp - Tr1 |  | System | Commercial | [6 empty] | 9.3196 | 10.3931 | 0 | 0 | 0 | -1.0734 | 194.1729 |  | 0 | 0.038993 | -2.6224 | Commercial |  | Annual | [5 empty] | 2.47 | 0.81 |  |  |  | 0 | 8.0823 | 0 | 0 | 0 | 0 | 0 | 0 | 0 | 0 | 0 | 0 | 2009 Qtr 1: 0; 2009 Qtr 2: 0; 2009 Qtr 3: 0; 2009 Qtr 4: 8.0823; 2010 Qtr 1: 0; 2010 Qtr 2: 0; 2010 Qtr 3: 0; 2010 Qtr 4: 0; 2011 Qtr 1: 0; 2011 Qtr 2: 0; 2011 Qtr 3: 0; 2011 Qtr 4: 0 | 8.0823
0 | 234330-Premium T8 with T12 40 Watt Baseline - Tr1 |  | System | Commercial | 01-ALC-AllCommercial-IntLight | 0 |  |  |  |  | 27.6532 | 13.1897 | 0 | 0 | 0 | 14.4636 | 83.5202 |  | kWh | 0.017351 | 0 | Commercial | [7 empty] | 15 | 0.78 |  |  |  | 0 | 25.4745 | 0 | 0 | 0 | 0 | 0 | 0 | 0 | 0 | 0 | 0 | 2009 Qtr 1: 0; 2009 Qtr 2: 0; 2009 Qtr 3: 0; 2009 Qtr 4: 25.4745; 2010 Qtr 1: 0; 2010 Qtr 2: 0; 2010 Qtr 3: 0; 2010 Qtr 4: 0; 2011 Qtr 1: 0; 2011 Qtr 2: 0; 2011 Qtr 3: 0; 2011 Qtr 4: 0 | 25.4745
0 | 234303-Lighting-Remove 4 Ft Lamp (De-Lamp) - Tr1 |  | System | Commercial | [6 empty] | 12.3596 | 16.4871 | 0 | 0 | 0 | -4.1275 | 137.2559 |  | 0 | 0.026384 | -2.5676 | Commercial |  | Winter Only | [5 empty] | 15 | 0.77 |  |  |  | 0 | 18.196 | 0 | 0 | 0 | 0 | 0 | 0 | 0 | 0 | 0 | 0 | 2009 Qtr 1: 0; 2009 Qtr 2: 0; 2009 Qtr 3: 0; 2009 Qtr 4: 18.196; 2010 Qtr 1: 0; 2010 Qtr 2: 0; 2010 Qtr 3: 0; 2010 Qtr 4: 0; 2011 Qtr 1: 0; 2011 Qtr 2: 0; 2011 Qtr 3: 0; 2011 Qtr 4: 0 | 18.196
0 | 234084-Refrigeration -Cooler/Freezer Door Gaskets - Solid Doors: Cooler |  | System | Commercial | 09-GRO-Grocery-REFG | 0 |  |  |  |  | 2.2498 | 4 | 0 | 0 | 0 | -1.7502 | 104.55 |  | kWh | 0.01195 | 0 | Commercial | [7 empty] | 4 | 0.76 |  |  |  | 0 | 201 | 0 | 0 | 0 | 0 | 0 | 0 | 0 | 0 | 0 | 0 | 2009 Qtr 1: 0; 2009 Qtr 2: 0; 2009 Qtr 3: 201; 2009 Qtr 4: 0; 2010 Qtr 1: 0; 2010 Qtr 2: 0; 2010 Qtr 3: 0; 2010 Qtr 4: 0; 2011 Qtr 1: 0; 2011 Qtr 2: 0; 2011 Qtr 3: 0; 2011 Qtr 4: 0 | 201
0 | 234084-Refrigeration -Cooler/Freezer Door Gaskets - Solid Doors: Cooler |  | System | Commercial | 09-GRO-Grocery-REFG | 0 |  |  |  |  | 2.2498 | 4 | 0 | 0 | 0 | -1.7502 | 104.55 |  | kWh | 0.01195 | 0 | Commercial | [7 empty] | 4 | 0.76 |  |  |  | 0 | 115 | 0 | 0 | 0 | 0 | 0 | 0 | 0 | 0 | 0 | 0 | 2009 Qtr 1: 0; 2009 Qtr 2: 0; 2009 Qtr 3: 0; 2009 Qtr 4: 115; 2010 Qtr 1: 0; 2010 Qtr 2: 0; 2010 Qtr 3: 0; 2010 Qtr 4: 0; 2011 Qtr 1: 0; 2011 Qtr 2: 0; 2011 Qtr 3: 0; 2011 Qtr 4: 0 | 115
0 | 234312-Lighting-Screw in 14-26 Watt Lamp - Tr1 |  | System | Commercial | [6 empty] | 9.3196 | 10.3931 | 0 | 0 | 0 | -1.0734 | 194.1729 |  | 0 | 0.038993 | -2.6224 | Commercial |  | Annual | [5 empty] | 2.47 | 0.81 |  |  |  | 0 | 20.2058 | 0 | 0 | 0 | 0 | 0 | 0 | 0 | 0 | 0 | 0 | 2009 Qtr 1: 0; 2009 Qtr 2: 0; 2009 Qtr 3: 0; 2009 Qtr 4: 20.2058; 2010 Qtr 1: 0; 2010 Qtr 2: 0; 2010 Qtr 3: 0; 2010 Qtr 4: 0; 2011 Qtr 1: 0; 2011 Qtr 2: 0; 2011 Qtr 3: 0; 2011 Qtr 4: 0 | 20.2058
0 | 234330-Premium T8 with T12 40 Watt Baseline - Tr1 |  | System | Commercial | 01-ALC-AllCommercial-IntLight | 0 |  |  |  |  | 27.6532 | 13.1897 | 0 | 0 | 0 | 14.4636 | 83.5202 |  | kWh | 0.017351 | 0 | Commercial | [7 empty] | 15 | 0.78 |  |  |  | 0 | 27.2941 | 0 | 0 | 0 | 0 | 0 | 0 | 0 | 0 | 0 | 0 | 2009 Qtr 1: 0; 2009 Qtr 2: 0; 2009 Qtr 3: 0; 2009 Qtr 4: 27.2941; 2010 Qtr 1: 0; 2010 Qtr 2: 0; 2010 Qtr 3: 0; 2010 Qtr 4: 0; 2011 Qtr 1: 0; 2011 Qtr 2: 0; 2011 Qtr 3: 0; 2011 Qtr 4: 0 | 27.2941
0 | 234084-Refrigeration -Cooler/Freezer Door Gaskets - Solid Doors: Cooler |  | System | Commercial | 09-GRO-Grocery-REFG | 0 |  |  |  |  | 2.2498 | 4 | 0 | 0 | 0 | -1.7502 | 104.55 |  | kWh | 0.01195 | 0 | Commercial | [7 empty] | 4 | 0.76 |  |  |  | 0 | 131 | 0 | 0 | 0 | 0 | 0 | 0 | 0 | 0 | 0 | 0 | 2009 Qtr 1: 0; 2009 Qtr 2: 0; 2009 Qtr 3: 0; 2009 Qtr 4: 131; 2010 Qtr 1: 0; 2010 Qtr 2: 0; 2010 Qtr 3: 0; 2010 Qtr 4: 0; 2011 Qtr 1: 0; 2011 Qtr 2: 0; 2011 Qtr 3: 0; 2011 Qtr 4: 0 | 131
0 | 234312-Lighting-Screw in 14-26 Watt Lamp - Tr1 |  | System | Commercial | [6 empty] | 9.3196 | 10.3931 | 0 | 0 | 0 | -1.0734 | 194.1729 |  | 0 | 0.038993 | -2.6224 | Commercial |  | Annual | [5 empty] | 2.47 | 0.81 |  |  |  | 0 | 5.3882 | 0 | 0 | 0 | 0 | 0 | 0 | 0 | 0 | 0 | 0 | 2009 Qtr 1: 0; 2009 Qtr 2: 0; 2009 Qtr 3: 5.3882; 2009 Qtr 4: 0; 2010 Qtr 1: 0; 2010 Qtr 2: 0; 2010 Qtr 3: 0; 2010 Qtr 4: 0; 2011 Qtr 1: 0; 2011 Qtr 2: 0; 2011 Qtr 3: 0; 2011 Qtr 4: 0 | 5.3882
0 | 234330-Premium T8 with T12 40 Watt Baseline - Tr1 |  | System | Commercial | 01-ALC-AllCommercial-IntLight | 0 |  |  |  |  | 27.6532 | 13.1897 | 0 | 0 | 0 | 14.4636 | 83.5202 |  | kWh | 0.017351 | 0 | Commercial | [7 empty] | 15 | 0.78 |  |  |  | 0 | 65.5058 | 0 | 0 | 0 | 0 | 0 | 0 | 0 | 0 | 0 | 0 | 2009 Qtr 1: 0; 2009 Qtr 2: 0; 2009 Qtr 3: 65.5058; 2009 Qtr 4: 0; 2010 Qtr 1: 0; 2010 Qtr 2: 0; 2010 Qtr 3: 0; 2010 Qtr 4: 0; 2011 Qtr 1: 0; 2011 Qtr 2: 0; 2011 Qtr 3: 0; 2011 Qtr 4: 0 | 65.5058
0 | 234303-Lighting-Remove 4 Ft Lamp (De-Lamp) - Tr1 |  | System | Commercial | [6 empty] | 12.3596 | 16.4871 | 0 | 0 | 0 | -4.1275 | 137.2559 |  | 0 | 0.026384 | -2.5676 | Commercial |  | Winter Only | [5 empty] | 15 | 0.77 |  |  |  | 0 | 65.5058 | 0 | 0 | 0 | 0 | 0 | 0 | 0 | 0 | 0 | 0 | 2009 Qtr 1: 0; 2009 Qtr 2: 0; 2009 Qtr 3: 65.5058; 2009 Qtr 4: 0; 2010 Qtr 1: 0; 2010 Qtr 2: 0; 2010 Qtr 3: 0; 2010 Qtr 4: 0; 2011 Qtr 1: 0; 2011 Qtr 2: 0; 2011 Qtr 3: 0; 2011 Qtr 4: 0 | 65.5058
0 | 234291-Lighting-Ocpncy Snsr-Wll/Cl Mntd Lght Snsr>=500Tr1 |  | System | Commercial | 01-ALC-AllCommercial-IntLight | 0 |  |  |  |  | 221.37 | 75 | 0 | 0 | 0 | 146.37 | 626 |  | kWh | 0.145 | 0 | Commercial | [7 empty] | 8 | 0.84 |  |  |  | 0 | 63 | 0 | 0 | 0 | 0 | 0 | 0 | 0 | 0 | 0 | 0 | 2009 Qtr 1: 0; 2009 Qtr 2: 0; 2009 Qtr 3: 63; 2009 Qtr 4: 0; 2010 Qtr 1: 0; 2010 Qtr 2: 0; 2010 Qtr 3: 0; 2010 Qtr 4: 0; 2011 Qtr 1: 0; 2011 Qtr 2: 0; 2011 Qtr 3: 0; 2011 Qtr 4: 0 | 63
0 | 234049-Lighting-LED Exit Sign New Sign |  | System | Commercial | 25-SCN-Storage–Conditioned-Exit | 0 |  |  |  |  | 64.8921 | 45 | 0 | 0 | 0 | 19.8921 | 351.311 |  | kWh | 0 | 0 | Commercial | [7 empty] | 16 | 0.85 |  |  |  | 0 | 7 | 0 | 0 | 0 | 0 | 0 | 0 | 0 | 0 | 0 | 0 | 2009 Qtr 1: 0; 2009 Qtr 2: 0; 2009 Qtr 3: 7; 2009 Qtr 4: 0; 2010 Qtr 1: 0; 2010 Qtr 2: 0; 2010 Qtr 3: 0; 2010 Qtr 4: 0; 2011 Qtr 1: 0; 2011 Qtr 2: 0; 2011 Qtr 3: 0; 2011 Qtr 4: 0 | 7
0 | 234330-Premium T8 with T12 40 Watt Baseline - Tr1 |  | System | Commercial | 01-ALC-AllCommercial-IntLight | 0 |  |  |  |  | 27.6532 | 13.1897 | 0 | 0 | 0 | 14.4636 | 83.5202 |  | kWh | 0.017351 | 0 | Commercial | [7 empty] | 15 | 0.78 |  |  |  | 0 | 363.9209 | 0 | 0 | 0 | 0 | 0 | 0 | 0 | 0 | 0 | 0 | 2009 Qtr 1: 0; 2009 Qtr 2: 0; 2009 Qtr 3: 363.9209; 2009 Qtr 4: 0; 2010 Qtr 1: 0; 2010 Qtr 2: 0; 2010 Qtr 3: 0; 2010 Qtr 4: 0; 2011 Qtr 1: 0; 2011 Qtr 2: 0; 2011 Qtr 3: 0; 2011 Qtr 4: 0 | 363.9209
0 | 234303-Lighting-Remove 4 Ft Lamp (De-Lamp) - Tr1 |  | System | Commercial | [6 empty] | 12.3596 | 16.4871 | 0 | 0 | 0 | -4.1275 | 137.2559 |  | 0 | 0.026384 | -2.5676 | Commercial |  | Winter Only | [5 empty] | 15 | 0.77 |  |  |  | 0 | 363.9209 | 0 | 0 | 0 | 0 | 0 | 0 | 0 | 0 | 0 | 0 | 2009 Qtr 1: 0; 2009 Qtr 2: 0; 2009 Qtr 3: 363.9209; 2009 Qtr 4: 0; 2010 Qtr 1: 0; 2010 Qtr 2: 0; 2010 Qtr 3: 0; 2010 Qtr 4: 0; 2011 Qtr 1: 0; 2011 Qtr 2: 0; 2011 Qtr 3: 0; 2011 Qtr 4: 0 | 363.9209
0 | 234291-Lighting-Ocpncy Snsr-Wll/Cl Mntd Lght Snsr>=500Tr1 |  | System | Commercial | 01-ALC-AllCommercial-IntLight | 0 |  |  |  |  | 221.37 | 75 | 0 | 0 | 0 | 146.37 | 626 |  | kWh | 0.145 | 0 | Commercial | [7 empty] | 8 | 0.84 |  |  |  | 0 | 51 | 0 | 0 | 0 | 0 | 0 | 0 | 0 | 0 | 0 | 0 | 2009 Qtr 1: 0; 2009 Qtr 2: 0; 2009 Qtr 3: 51; 2009 Qtr 4: 0; 2010 Qtr 1: 0; 2010 Qtr 2: 0; 2010 Qtr 3: 0; 2010 Qtr 4: 0; 2011 Qtr 1: 0; 2011 Qtr 2: 0; 2011 Qtr 3: 0; 2011 Qtr 4: 0 | 51
0 | 234330-Premium T8 with T12 40 Watt Baseline - Tr1 |  | System | Commercial | 01-ALC-AllCommercial-IntLight | 0 |  |  |  |  | 27.6532 | 13.1897 | 0 | 0 | 0 | 14.4636 | 83.5202 |  | kWh | 0.017351 | 0 | Commercial | [7 empty] | 15 | 0.78 |  |  |  | 0 | 69.145 | 0 | 0 | 0 | 0 | 0 | 0 | 0 | 0 | 0 | 0 | 2009 Qtr 1: 0; 2009 Qtr 2: 0; 2009 Qtr 3: 0; 2009 Qtr 4: 69.145; 2010 Qtr 1: 0; 2010 Qtr 2: 0; 2010 Qtr 3: 0; 2010 Qtr 4: 0; 2011 Qtr 1: 0; 2011 Qtr 2: 0; 2011 Qtr 3: 0; 2011 Qtr 4: 0 | 69.145
0 | 234306-Lighting-Remove 8 Ft Lamp (De-Lamp) - Tr1 |  | System | Commercial | 23-RTL-Retail–SingleStorylarge-LIT_INT | 0 |  |  |  |  | 28.4369 | 27.4785 | 0 | 0 | 0 | 0.95836 | 366.7521 |  | kWh | 0.077777 | 0 | Commercial | [7 empty] | 15 | 0.77 |  |  |  | 0 | 34.5725 | 0 | 0 | 0 | 0 | 0 | 0 | 0 | 0 | 0 | 0 | 2009 Qtr 1: 0; 2009 Qtr 2: 0; 2009 Qtr 3: 0; 2009 Qtr 4: 34.5725; 2010 Qtr 1: 0; 2010 Qtr 2: 0; 2010 Qtr 3: 0; 2010 Qtr 4: 0; 2011 Qtr 1: 0; 2011 Qtr 2: 0; 2011 Qtr 3: 0; 2011 Qtr 4: 0 | 34.5725
0 | 234285-Lighting-Occpncy Snsr-Hi-Bay integrated Snsr-Tr1 |  | System | Commercial | 01-ALC-AllCommercial-IntLight | 0 |  |  |  |  | 221.2703 | 95.5 | 0 | 0 | 0 | 125.7703 | 2503.6304 |  | kWh | 0.48559 | 0 | Commercial | [7 empty] | 8 | 0.84 |  |  |  | 0 | 7 | 0 | 0 | 0 | 0 | 0 | 0 | 0 | 0 | 0 | 0 | 2009 Qtr 1: 0; 2009 Qtr 2: 0; 2009 Qtr 3: 0; 2009 Qtr 4: 7; 2010 Qtr 1: 0; 2010 Qtr 2: 0; 2010 Qtr 3: 0; 2010 Qtr 4: 0; 2011 Qtr 1: 0; 2011 Qtr 2: 0; 2011 Qtr 3: 0; 2011 Qtr 4: 0 | 7
0 | 234331-Premium T8 with T12 40 Watt Baseline - Tr2 |  | System | Commercial | 01-ALC-AllCommercial-IntLight | 0 |  |  |  |  | 27.653 | 9.8923 | 0 | 0 | 0 | 17.7607 | 58.062 |  | kWh | 0.017133 | 0 | Commercial | [7 empty] | 15 | 0.78 |  |  |  | 0 | 23.6549 | 0 | 0 | 0 | 0 | 0 | 0 | 0 | 0 | 0 | 0 | 2009 Qtr 1: 0; 2009 Qtr 2: 0; 2009 Qtr 3: 0; 2009 Qtr 4: 23.6549; 2010 Qtr 1: 0; 2010 Qtr 2: 0; 2010 Qtr 3: 0; 2010 Qtr 4: 0; 2011 Qtr 1: 0; 2011 Qtr 2: 0; 2011 Qtr 3: 0; 2011 Qtr 4: 0 | 23.6549
0 | 234208-Lighting-8 Ft T-8 with Elec Ballast-Tr2 |  | System | Commercial | 01-ALC-AllCommercial-IntLight | 0 |  |  |  |  | 35.6904 | 16.4871 | 0 | 0 | 0 | 19.2033 | 32.3258 |  | kWh | 0.009599 | 0 | Commercial | [7 empty] | 15 | 0.78 |  |  |  | 0 | 1.8196 | 0 | 0 | 0 | 0 | 0 | 0 | 0 | 0 | 0 | 0 | 2009 Qtr 1: 0; 2009 Qtr 2: 0; 2009 Qtr 3: 0; 2009 Qtr 4: 1.8196; 2010 Qtr 1: 0; 2010 Qtr 2: 0; 2010 Qtr 3: 0; 2010 Qtr 4: 0; 2011 Qtr 1: 0; 2011 Qtr 2: 0; 2011 Qtr 3: 0; 2011 Qtr 4: 0 | 1.8196
0 | 234304-Lighting-Remove 4 Ft Lamp (De-Lamp) - Tr2 |  | System | Commercial | [6 empty] | 12.3587 | 0 | 0 | 0 | 0 | 12.3587 | 0 |  | 0 | 0 | 0 | Commercial | [7 empty] | 15 | 0.77 |  |  |  | 0 | 0.9098 | 0 | 0 | 0 | 0 | 0 | 0 | 0 | 0 | 0 | 0 | 2009 Qtr 1: 0; 2009 Qtr 2: 0; 2009 Qtr 3: 0; 2009 Qtr 4: 0.9098; 2010 Qtr 1: 0; 2010 Qtr 2: 0; 2010 Qtr 3: 0; 2010 Qtr 4: 0; 2011 Qtr 1: 0; 2011 Qtr 2: 0; 2011 Qtr 3: 0; 2011 Qtr 4: 0 | 0.9098
0 | 234307-Lighting-Remove 8 Ft Lamp (De-Lamp) - Tr2 |  | System | Commercial | 23-RTL-Retail–SingleStorylarge-LIT_INT | 0 |  |  |  |  | 28.4021 | 16.4871 | 0 | 0 | 0 | 11.915 | 253.9171 |  | kWh | 0.077292 | 0 | Commercial | [7 empty] | 15 | 0.77 |  |  |  | 0 | 1.8196 | 0 | 0 | 0 | 0 | 0 | 0 | 0 | 0 | 0 | 0 | 2009 Qtr 1: 0; 2009 Qtr 2: 0; 2009 Qtr 3: 0; 2009 Qtr 4: 1.8196; 2010 Qtr 1: 0; 2010 Qtr 2: 0; 2010 Qtr 3: 0; 2010 Qtr 4: 0; 2011 Qtr 1: 0; 2011 Qtr 2: 0; 2011 Qtr 3: 0; 2011 Qtr 4: 0 | 1.8196
0 | 234313-Lighting-Screw in 14-26 Watt Lamp - Tr2 |  | System | Commercial | 18-OFS-Office–Small-IntLight | 0 |  |  |  |  | 10.4935 | 0 | 0 | 0 | 0 | 10.4935 | 0 |  | kWh | 0 | 0 | Commercial | [7 empty] | 2.62 | 0.81 |  |  |  | 0 | 0.67353 | 0 | 0 | 0 | 0 | 0 | 0 | 0 | 0 | 0 | 0 | 2009 Qtr 1: 0; 2009 Qtr 2: 0; 2009 Qtr 3: 0; 2009 Qtr 4: 0.67353; 2010 Qtr 1: 0; 2010 Qtr 2: 0; 2010 Qtr 3: 0; 2010 Qtr 4: 0; 2011 Qtr 1: 0; 2011 Qtr 2: 0; 2011 Qtr 3: 0; 2011 Qtr 4: 0 | 0.67353
0 | 234332-Premium T8 with T12 40 Watt Baseline - Tr3 |  | System | Commercial | 01-ALC-AllCommercial-IntLight | 0 |  |  |  |  | 13.9591 | 7.1444 | 0 | 0 | 0 | 6.8147 | 44.0947 |  | kWh | 0.016509 | 0 | Commercial | [7 empty] | 15 | 0.78 |  |  |  | 0 | 94.6194 | 0 | 0 | 0 | 0 | 0 | 0 | 0 | 0 | 0 | 0 | 2009 Qtr 1: 0; 2009 Qtr 2: 0; 2009 Qtr 3: 0; 2009 Qtr 4: 94.6194; 2010 Qtr 1: 0; 2010 Qtr 2: 0; 2010 Qtr 3: 0; 2010 Qtr 4: 0; 2011 Qtr 1: 0; 2011 Qtr 2: 0; 2011 Qtr 3: 0; 2011 Qtr 4: 0 | 94.6194
0 | 234209-Lighting-8 Ft T-8 with Elec Ballast-Tr3 |  | System | Commercial | 01-ALC-AllCommercial-IntLight | 0 |  |  |  |  | 35.7221 | 11.541 | 0 | 0 | 0 | 24.1811 | 23.9851 |  | kWh | 0.010079 | 0 | Commercial | [7 empty] | 15 | 0.78 |  |  |  | 0 | 3.6392 | 0 | 0 | 0 | 0 | 0 | 0 | 0 | 0 | 0 | 0 | 2009 Qtr 1: 0; 2009 Qtr 2: 0; 2009 Qtr 3: 0; 2009 Qtr 4: 3.6392; 2010 Qtr 1: 0; 2010 Qtr 2: 0; 2010 Qtr 3: 0; 2010 Qtr 4: 0; 2011 Qtr 1: 0; 2011 Qtr 2: 0; 2011 Qtr 3: 0; 2011 Qtr 4: 0 | 3.6392
0 | 234305-Lighting-Remove 4 Ft Lamp (De-Lamp) - Tr3 |  | System | Commercial | 01-ALC-AllCommercial-IntLight | 0 |  |  |  |  | 28.1828 | 8.7931 | 0 | 0 | 0 | 19.3897 | 129.7131 |  | kWh | 0.050038 | 0 | Commercial | [7 empty] | 15 | 0.77 |  |  |  | 0 | 1.8196 | 0 | 0 | 0 | 0 | 0 | 0 | 0 | 0 | 0 | 0 | 2009 Qtr 1: 0; 2009 Qtr 2: 0; 2009 Qtr 3: 0; 2009 Qtr 4: 1.8196; 2010 Qtr 1: 0; 2010 Qtr 2: 0; 2010 Qtr 3: 0; 2010 Qtr 4: 0; 2011 Qtr 1: 0; 2011 Qtr 2: 0; 2011 Qtr 3: 0; 2011 Qtr 4: 0 | 1.8196
0 | 234308-Lighting-Remove 8 Ft Lamp (De-Lamp) - Tr3 |  | System | Commercial | 23-RTL-Retail–SingleStorylarge-LIT_INT | 0 |  |  |  |  | 28.1519 | 11.8158 | 0 | 0 | 0 | 16.3362 | 178.7383 |  | kWh | 0.075633 | 0 | Commercial | [7 empty] | 15 | 0.77 |  |  |  | 0 | 3.6392 | 0 | 0 | 0 | 0 | 0 | 0 | 0 | 0 | 0 | 0 | 2009 Qtr 1: 0; 2009 Qtr 2: 0; 2009 Qtr 3: 0; 2009 Qtr 4: 3.6392; 2010 Qtr 1: 0; 2010 Qtr 2: 0; 2010 Qtr 3: 0; 2010 Qtr 4: 0; 2011 Qtr 1: 0; 2011 Qtr 2: 0; 2011 Qtr 3: 0; 2011 Qtr 4: 0 | 3.6392
0 | 234361-Lighting-IntrHiByLnrFlscntFxtr244wrplc400w(TrI)Tr2 |  | System | Commercial | 01-ALC-AllCommercial-IntLight | 0 |  |  |  |  | 327.8836 | 115.3803 | 0 | 0 | 0 | 212.5033 | 698.8643 |  | kWh | 0.2203 | 0 | Commercial | [7 empty] | 15 | 0.78 |  |  |  | 0 | 5.8502 | 0 | 0 | 0 | 0 | 0 | 0 | 0 | 0 | 0 | 0 | 2009 Qtr 1: 0; 2009 Qtr 2: 0; 2009 Qtr 3: 0; 2009 Qtr 4: 5.8502; 2010 Qtr 1: 0; 2010 Qtr 2: 0; 2010 Qtr 3: 0; 2010 Qtr 4: 0; 2011 Qtr 1: 0; 2011 Qtr 2: 0; 2011 Qtr 3: 0; 2011 Qtr 4: 0 | 5.8502
0 | 234286-Lighting-Occpncy Snsr-Hi-Bay integrated Snsr-Tr2 |  | System | Commercial | 01-ALC-AllCommercial-IntLight | 0 |  |  |  |  | 221.37 | 95.5 | 0 | 0 | 0 | 125.87 | 1499.5759 |  | kWh | 0.47213 | 0 | Commercial | [7 empty] | 8 | 0.84 |  |  |  | 0 | 6 | 0 | 0 | 0 | 0 | 0 | 0 | 0 | 0 | 0 | 0 | 2009 Qtr 1: 0; 2009 Qtr 2: 0; 2009 Qtr 3: 0; 2009 Qtr 4: 6; 2010 Qtr 1: 0; 2010 Qtr 2: 0; 2010 Qtr 3: 0; 2010 Qtr 4: 0; 2011 Qtr 1: 0; 2011 Qtr 2: 0; 2011 Qtr 3: 0; 2011 Qtr 4: 0 | 6
0 | 234361-Lighting-IntrHiByLnrFlscntFxtr244wrplc400w(TrI)Tr2 |  | System | Commercial | 01-ALC-AllCommercial-IntLight | 0 |  |  |  |  | 327.8836 | 115.3803 | 0 | 0 | 0 | 212.5033 | 698.8643 |  | kWh | 0.2203 | 0 | Commercial | [7 empty] | 15 | 0.78 |  |  |  | 0 | 16.5756 | 0 | 0 | 0 | 0 | 0 | 0 | 0 | 0 | 0 | 0 | 2009 Qtr 1: 0; 2009 Qtr 2: 0; 2009 Qtr 3: 0; 2009 Qtr 4: 16.5756; 2010 Qtr 1: 0; 2010 Qtr 2: 0; 2010 Qtr 3: 0; 2010 Qtr 4: 0; 2011 Qtr 1: 0; 2011 Qtr 2: 0; 2011 Qtr 3: 0; 2011 Qtr 4: 0 | 16.5756
0 | 234286-Lighting-Occpncy Snsr-Hi-Bay integrated Snsr-Tr2 |  | System | Commercial | 01-ALC-AllCommercial-IntLight | 0 |  |  |  |  | 221.37 | 95.5 | 0 | 0 | 0 | 125.87 | 1499.5759 |  | kWh | 0.47213 | 0 | Commercial | [7 empty] | 8 | 0.84 |  |  |  | 0 | 17 | 0 | 0 | 0 | 0 | 0 | 0 | 0 | 0 | 0 | 0 | 2009 Qtr 1: 0; 2009 Qtr 2: 0; 2009 Qtr 3: 0; 2009 Qtr 4: 17; 2010 Qtr 1: 0; 2010 Qtr 2: 0; 2010 Qtr 3: 0; 2010 Qtr 4: 0; 2011 Qtr 1: 0; 2011 Qtr 2: 0; 2011 Qtr 3: 0; 2011 Qtr 4: 0 | 17
0 | 234360-Lighting-IntrHiByLnrFlscntFxtr244wrplc400w(TrI)Tr1 |  | System | Commercial | [6 empty] | 282.4319 | 153.8404 | 0 | 0 | 0 | 128.5914 | 0 |  | 0 | 0.224 | -7.1132 | Commercial |  | Winter Only | [5 empty] | 15 | 0.78 |  |  |  | 0 | 44.8517 | 0 | 0 | 0 | 0 | 0 | 0 | 0 | 0 | 0 | 0 | 2009 Qtr 1: 0; 2009 Qtr 2: 0; 2009 Qtr 3: 44.8517; 2009 Qtr 4: 0; 2010 Qtr 1: 0; 2010 Qtr 2: 0; 2010 Qtr 3: 0; 2010 Qtr 4: 0; 2011 Qtr 1: 0; 2011 Qtr 2: 0; 2011 Qtr 3: 0; 2011 Qtr 4: 0 | 44.8517
0 | 234285-Lighting-Occpncy Snsr-Hi-Bay integrated Snsr-Tr1 |  | System | Commercial | 01-ALC-AllCommercial-IntLight | 0 |  |  |  |  | 221.2703 | 95.5 | 0 | 0 | 0 | 125.7703 | 2503.6304 |  | kWh | 0.48559 | 0 | Commercial | [7 empty] | 8 | 0.84 |  |  |  | 0 | 46 | 0 | 0 | 0 | 0 | 0 | 0 | 0 | 0 | 0 | 0 | 2009 Qtr 1: 0; 2009 Qtr 2: 0; 2009 Qtr 3: 46; 2009 Qtr 4: 0; 2010 Qtr 1: 0; 2010 Qtr 2: 0; 2010 Qtr 3: 0; 2010 Qtr 4: 0; 2011 Qtr 1: 0; 2011 Qtr 2: 0; 2011 Qtr 3: 0; 2011 Qtr 4: 0 | 46
0 | 234360-Lighting-IntrHiByLnrFlscntFxtr244wrplc400w(TrI)Tr1 |  | System | Commercial | [6 empty] | 282.4319 | 153.8404 | 0 | 0 | 0 | 128.5914 | 0 |  | 0 | 0.224 | -7.1132 | Commercial |  | Winter Only | [5 empty] | 15 | 0.78 |  |  |  | 0 | 11.7004 | 0 | 0 | 0 | 0 | 0 | 0 | 0 | 0 | 0 | 0 | 2009 Qtr 1: 0; 2009 Qtr 2: 0; 2009 Qtr 3: 11.7004; 2009 Qtr 4: 0; 2010 Qtr 1: 0; 2010 Qtr 2: 0; 2010 Qtr 3: 0; 2010 Qtr 4: 0; 2011 Qtr 1: 0; 2011 Qtr 2: 0; 2011 Qtr 3: 0; 2011 Qtr 4: 0 | 11.7004
0 | 234285-Lighting-Occpncy Snsr-Hi-Bay integrated Snsr-Tr1 |  | System | Commercial | 01-ALC-AllCommercial-IntLight | 0 |  |  |  |  | 221.2703 | 95.5 | 0 | 0 | 0 | 125.7703 | 2503.6304 |  | kWh | 0.48559 | 0 | Commercial | [7 empty] | 8 | 0.84 |  |  |  | 0 | 12 | 0 | 0 | 0 | 0 | 0 | 0 | 0 | 0 | 0 | 0 | 2009 Qtr 1: 0; 2009 Qtr 2: 0; 2009 Qtr 3: 12; 2009 Qtr 4: 0; 2010 Qtr 1: 0; 2010 Qtr 2: 0; 2010 Qtr 3: 0; 2010 Qtr 4: 0; 2011 Qtr 1: 0; 2011 Qtr 2: 0; 2011 Qtr 3: 0; 2011 Qtr 4: 0 | 12
0 | 234084-Refrigeration -Cooler/Freezer Door Gaskets - Solid Doors: Cooler |  | System | Commercial | 09-GRO-Grocery-REFG | 0 |  |  |  |  | 2.2498 | 4.0115 | 0 | 0 | 0 | -1.7617 | 104.55 |  | kWh | 0.01195 | 0 | Commercial | [7 empty] | 4 | 0.76 |  |  |  | 0 | 129 | 0 | 0 | 0 | 0 | 0 | 0 | 0 | 0 | 0 | 0 | 2009 Qtr 1: 0; 2009 Qtr 2: 0; 2009 Qtr 3: 129; 2009 Qtr 4: 0; 2010 Qtr 1: 0; 2010 Qtr 2: 0; 2010 Qtr 3: 0; 2010 Qtr 4: 0; 2011 Qtr 1: 0; 2011 Qtr 2: 0; 2011 Qtr 3: 0; 2011 Qtr 4: 0 | 129
0 | 234116-Refrigeration -Cooler/Freezer Door Gaskets - Solid Doors: Freezer |  | System | Commercial | 09-GRO-Grocery-REFG | 0 |  |  |  |  | 3.9975 | 3.0075 | 0 | 0 | 0 | 0.99002 | 104.55 |  | kWh | 0.01195 | 0 | Commercial | [7 empty] | 4 | 0.76 |  |  |  | 0 | 52 | 0 | 0 | 0 | 0 | 0 | 0 | 0 | 0 | 0 | 0 | 2009 Qtr 1: 0; 2009 Qtr 2: 0; 2009 Qtr 3: 52; 2009 Qtr 4: 0; 2010 Qtr 1: 0; 2010 Qtr 2: 0; 2010 Qtr 3: 0; 2010 Qtr 4: 0; 2011 Qtr 1: 0; 2011 Qtr 2: 0; 2011 Qtr 3: 0; 2011 Qtr 4: 0 | 52
0 | 234362-Lighting-IntrHiByLnrFlscntFxtr244wrplc400w(TrI)Tr3 |  | System | Commercial | 01-ALC-AllCommercial-IntLight | 0 |  |  |  |  | 324.5054 | 81.5354 | 0 | 0 | 0 | 242.97 | 442.2298 |  | kWh | 0.19237 | 0 | Commercial | [7 empty] | 15 | 0.78 |  |  |  | 0 | 5.8502 | 0 | 0 | 0 | 0 | 0 | 0 | 0 | 0 | 0 | 0 | 2009 Qtr 1: 0; 2009 Qtr 2: 0; 2009 Qtr 3: 0; 2009 Qtr 4: 5.8502; 2010 Qtr 1: 0; 2010 Qtr 2: 0; 2010 Qtr 3: 0; 2010 Qtr 4: 0; 2011 Qtr 1: 0; 2011 Qtr 2: 0; 2011 Qtr 3: 0; 2011 Qtr 4: 0 | 5.8502
0 | 234287-Lighting-Occpncy Snsr-Hi-Bay integrated Snsr-Tr3 |  | System | Commercial | 01-ALC-AllCommercial-IntLight | 0 |  |  |  |  | 221.1826 | 95.5 | 0 | 0 | 0 | 125.6826 | 1661 |  | kWh | 0.39312 | 0 | Commercial | [7 empty] | 8 | 0.84 |  |  |  | 0 | 6 | 0 | 0 | 0 | 0 | 0 | 0 | 0 | 0 | 0 | 0 | 2009 Qtr 1: 0; 2009 Qtr 2: 0; 2009 Qtr 3: 0; 2009 Qtr 4: 6; 2010 Qtr 1: 0; 2010 Qtr 2: 0; 2010 Qtr 3: 0; 2010 Qtr 4: 0; 2011 Qtr 1: 0; 2011 Qtr 2: 0; 2011 Qtr 3: 0; 2011 Qtr 4: 0 | 6
0 | 234330-Premium T8 with T12 40 Watt Baseline - Tr1 |  | System | Commercial | 01-ALC-AllCommercial-IntLight | 0 |  |  |  |  | 27.6532 | 13.1897 | 0 | 0 | 0 | 14.4636 | 83.5202 |  | kWh | 0.017351 | 0 | Commercial | [7 empty] | 15 | 0.78 |  |  |  | 0 | 3.6392 | 0 | 0 | 0 | 0 | 0 | 0 | 0 | 0 | 0 | 0 | 2009 Qtr 1: 3.6392; 2009 Qtr 2: 0; 2009 Qtr 3: 0; 2009 Qtr 4: 0; 2010 Qtr 1: 0; 2010 Qtr 2: 0; 2010 Qtr 3: 0; 2010 Qtr 4: 0; 2011 Qtr 1: 0; 2011 Qtr 2: 0; 2011 Qtr 3: 0; 2011 Qtr 4: 0 | 3.6392
0 | 234303-Lighting-Remove 4 Ft Lamp (De-Lamp) - Tr1 |  | System | Commercial | [6 empty] | 12.3596 | 16.4871 | 0 | 0 | 0 | -4.1275 | 137.2559 |  | 0 | 0.026384 | -2.5676 | Commercial |  | Winter Only | [5 empty] | 15 | 0.77 |  |  |  | 0 | 3.6392 | 0 | 0 | 0 | 0 | 0 | 0 | 0 | 0 | 0 | 0 | 2009 Qtr 1: 3.6392; 2009 Qtr 2: 0; 2009 Qtr 3: 0; 2009 Qtr 4: 0; 2010 Qtr 1: 0; 2010 Qtr 2: 0; 2010 Qtr 3: 0; 2010 Qtr 4: 0; 2011 Qtr 1: 0; 2011 Qtr 2: 0; 2011 Qtr 3: 0; 2011 Qtr 4: 0 | 3.6392
0 | 234360-Lighting-IntrHiByLnrFlscntFxtr244wrplc400w(TrI)Tr1 |  | System | Commercial | [6 empty] | 282.4319 | 153.8404 | 0 | 0 | 0 | 128.5914 | 0 |  | 0 | 0.224 | -7.1132 | Commercial |  | Winter Only | [5 empty] | 15 | 0.78 |  |  |  | 0 | 8.7753 | 0 | 0 | 0 | 0 | 0 | 0 | 0 | 0 | 0 | 0 | 2009 Qtr 1: 8.7753; 2009 Qtr 2: 0; 2009 Qtr 3: 0; 2009 Qtr 4: 0; 2010 Qtr 1: 0; 2010 Qtr 2: 0; 2010 Qtr 3: 0; 2010 Qtr 4: 0; 2011 Qtr 1: 0; 2011 Qtr 2: 0; 2011 Qtr 3: 0; 2011 Qtr 4: 0 | 8.7753
0 | 234331-Premium T8 with T12 40 Watt Baseline - Tr2 |  | System | Commercial | 01-ALC-AllCommercial-IntLight | 0 |  |  |  |  | 27.653 | 9.8923 | 0 | 0 | 0 | 17.7607 | 58.062 |  | kWh | 0.017133 | 0 | Commercial | [7 empty] | 15 | 0.78 |  |  |  | 0 | 3.6392 | 0 | 0 | 0 | 0 | 0 | 0 | 0 | 0 | 0 | 0 | 2009 Qtr 1: 3.6392; 2009 Qtr 2: 0; 2009 Qtr 3: 0; 2009 Qtr 4: 0; 2010 Qtr 1: 0; 2010 Qtr 2: 0; 2010 Qtr 3: 0; 2010 Qtr 4: 0; 2011 Qtr 1: 0; 2011 Qtr 2: 0; 2011 Qtr 3: 0; 2011 Qtr 4: 0 | 3.6392
0 | 234304-Lighting-Remove 4 Ft Lamp (De-Lamp) - Tr2 |  | System | Commercial | [6 empty] | 12.3587 | 12.3653 | 0 | 0 | 0 | -0.0066231 | 137.2559 |  | 0 | 0.026384 | -2.5676 | Commercial | [7 empty] | 15 | 0.77 |  |  |  | 0 | 3.6392 | 0 | 0 | 0 | 0 | 0 | 0 | 0 | 0 | 0 | 0 | 2009 Qtr 1: 3.6392; 2009 Qtr 2: 0; 2009 Qtr 3: 0; 2009 Qtr 4: 0; 2010 Qtr 1: 0; 2010 Qtr 2: 0; 2010 Qtr 3: 0; 2010 Qtr 4: 0; 2011 Qtr 1: 0; 2011 Qtr 2: 0; 2011 Qtr 3: 0; 2011 Qtr 4: 0 | 3.6392
0 | 234286-Lighting-Occpncy Snsr-Hi-Bay integrated Snsr-Tr2 |  | System | Commercial | 01-ALC-AllCommercial-IntLight | 0 |  |  |  |  | 221.37 | 95.5 | 0 | 0 | 0 | 125.87 | 1499.5759 |  | kWh | 0.47213 | 0 | Commercial | [7 empty] | 8 | 0.84 |  |  |  | 0 | 6 | 0 | 0 | 0 | 0 | 0 | 0 | 0 | 0 | 0 | 0 | 2009 Qtr 1: 6; 2009 Qtr 2: 0; 2009 Qtr 3: 0; 2009 Qtr 4: 0; 2010 Qtr 1: 0; 2010 Qtr 2: 0; 2010 Qtr 3: 0; 2010 Qtr 4: 0; 2011 Qtr 1: 0; 2011 Qtr 2: 0; 2011 Qtr 3: 0; 2011 Qtr 4: 0 | 6
0 | 234361-Lighting-IntrHiByLnrFlscntFxtr244wrplc400w(TrI)Tr2 |  | System | Commercial | 01-ALC-AllCommercial-IntLight | 0 |  |  |  |  | 327.8836 | 115.3803 | 0 | 0 | 0 | 212.5033 | 698.8643 |  | kWh | 0.2203 | 0 | Commercial | [7 empty] | 15 | 0.78 |  |  |  | 0 | 5.8502 | 0 | 0 | 0 | 0 | 0 | 0 | 0 | 0 | 0 | 0 | 2009 Qtr 1: 5.8502; 2009 Qtr 2: 0; 2009 Qtr 3: 0; 2009 Qtr 4: 0; 2010 Qtr 1: 0; 2010 Qtr 2: 0; 2010 Qtr 3: 0; 2010 Qtr 4: 0; 2011 Qtr 1: 0; 2011 Qtr 2: 0; 2011 Qtr 3: 0; 2011 Qtr 4: 0 | 5.8502
0 | 234331-Premium T8 with T12 40 Watt Baseline - Tr2 |  | System | Commercial | 01-ALC-AllCommercial-IntLight | 0 |  |  |  |  | 27.653 | 9.8923 | 0 | 0 | 0 | 17.7607 | 58.062 |  | kWh | 0.017133 | 0 | Commercial | [7 empty] | 15 | 0.78 |  |  |  | 0 | 7.2784 | 0 | 0 | 0 | 0 | 0 | 0 | 0 | 0 | 0 | 0 | 2009 Qtr 1: 0; 2009 Qtr 2: 0; 2009 Qtr 3: 0; 2009 Qtr 4: 7.2784; 2010 Qtr 1: 0; 2010 Qtr 2: 0; 2010 Qtr 3: 0; 2010 Qtr 4: 0; 2011 Qtr 1: 0; 2011 Qtr 2: 0; 2011 Qtr 3: 0; 2011 Qtr 4: 0 | 7.2784
0 | 234285-Lighting-Occpncy Snsr-Hi-Bay integrated Snsr-Tr1 |  | System | Commercial | 01-ALC-AllCommercial-IntLight | 0 |  |  |  |  | 221.2703 | 95.5 | 0 | 0 | 0 | 125.7703 | 2503.6304 |  | kWh | 0.48559 | 0 | Commercial | [7 empty] | 8 | 0.84 |  |  |  | 0 | 24 | 0 | 0 | 0 | 0 | 0 | 0 | 0 | 0 | 0 | 0 | 2009 Qtr 1: 0; 2009 Qtr 2: 0; 2009 Qtr 3: 0; 2009 Qtr 4: 24; 2010 Qtr 1: 0; 2010 Qtr 2: 0; 2010 Qtr 3: 0; 2010 Qtr 4: 0; 2011 Qtr 1: 0; 2011 Qtr 2: 0; 2011 Qtr 3: 0; 2011 Qtr 4: 0 | 24
0 | 234331-Premium T8 with T12 40 Watt Baseline - Tr2 |  | System | Commercial | 01-ALC-AllCommercial-IntLight | 0 |  |  |  |  | 27.653 | 9.8923 | 0 | 0 | 0 | 17.7607 | 58.062 |  | kWh | 0.017133 | 0 | Commercial | [7 empty] | 15 | 0.78 |  |  |  | 0 | 7.2784 | 0 | 0 | 0 | 0 | 0 | 0 | 0 | 0 | 0 | 0 | 2009 Qtr 1: 0; 2009 Qtr 2: 0; 2009 Qtr 3: 0; 2009 Qtr 4: 7.2784; 2010 Qtr 1: 0; 2010 Qtr 2: 0; 2010 Qtr 3: 0; 2010 Qtr 4: 0; 2011 Qtr 1: 0; 2011 Qtr 2: 0; 2011 Qtr 3: 0; 2011 Qtr 4: 0 | 7.2784
0 | 234304-Lighting-Remove 4 Ft Lamp (De-Lamp) - Tr2 |  | System | Commercial | [6 empty] | 12.3587 | 12.3653 | 0 | 0 | 0 | -0.0066231 | 137.2559 |  | 0 | 0.026384 | -2.5676 | Commercial | [7 empty] | 15 | 0.77 |  |  |  | 0 | 3.6392 | 0 | 0 | 0 | 0 | 0 | 0 | 0 | 0 | 0 | 0 | 2009 Qtr 1: 0; 2009 Qtr 2: 0; 2009 Qtr 3: 0; 2009 Qtr 4: 3.6392; 2010 Qtr 1: 0; 2010 Qtr 2: 0; 2010 Qtr 3: 0; 2010 Qtr 4: 0; 2011 Qtr 1: 0; 2011 Qtr 2: 0; 2011 Qtr 3: 0; 2011 Qtr 4: 0 | 3.6392
0 | 234208-Lighting-8 Ft T-8 with Elec Ballast-Tr2 |  | System | Commercial | 01-ALC-AllCommercial-IntLight | 0 |  |  |  |  | 35.6904 | 16.4871 | 0 | 0 | 0 | 19.2033 | 32.3258 |  | kWh | 0.009599 | 0 | Commercial | [7 empty] | 15 | 0.78 |  |  |  | 0 | 25.4745 | 0 | 0 | 0 | 0 | 0 | 0 | 0 | 0 | 0 | 0 | 2009 Qtr 1: 0; 2009 Qtr 2: 0; 2009 Qtr 3: 0; 2009 Qtr 4: 25.4745; 2010 Qtr 1: 0; 2010 Qtr 2: 0; 2010 Qtr 3: 0; 2010 Qtr 4: 0; 2011 Qtr 1: 0; 2011 Qtr 2: 0; 2011 Qtr 3: 0; 2011 Qtr 4: 0 | 25.4745
0 | 234307-Lighting-Remove 8 Ft Lamp (De-Lamp) - Tr2 |  | System | Commercial | 23-RTL-Retail–SingleStorylarge-LIT_INT | 0 |  |  |  |  | 28.4021 | 16.4871 | 0 | 0 | 0 | 11.915 | 253.9171 |  | kWh | 0.077292 | 0 | Commercial | [7 empty] | 15 | 0.77 |  |  |  | 0 | 25.4745 | 0 | 0 | 0 | 0 | 0 | 0 | 0 | 0 | 0 | 0 | 2009 Qtr 1: 0; 2009 Qtr 2: 0; 2009 Qtr 3: 0; 2009 Qtr 4: 25.4745; 2010 Qtr 1: 0; 2010 Qtr 2: 0; 2010 Qtr 3: 0; 2010 Qtr 4: 0; 2011 Qtr 1: 0; 2011 Qtr 2: 0; 2011 Qtr 3: 0; 2011 Qtr 4: 0 | 25.4745
0 | 234360-Lighting-IntrHiByLnrFlscntFxtr244wrplc400w(TrI)Tr1 |  | System | Commercial | [6 empty] | 282.4319 | 153.8404 | 0 | 0 | 0 | 128.5914 | 0 |  | 0 | 0.224 | -7.1132 | Commercial |  | Winter Only | [5 empty] | 15 | 0.78 |  |  |  | 0 | 15.6006 | 0 | 0 | 0 | 0 | 0 | 0 | 0 | 0 | 0 | 0 | 2009 Qtr 1: 15.6006; 2009 Qtr 2: 0; 2009 Qtr 3: 0; 2009 Qtr 4: 0; 2010 Qtr 1: 0; 2010 Qtr 2: 0; 2010 Qtr 3: 0; 2010 Qtr 4: 0; 2011 Qtr 1: 0; 2011 Qtr 2: 0; 2011 Qtr 3: 0; 2011 Qtr 4: 0 | 15.6006
0 | 234285-Lighting-Occpncy Snsr-Hi-Bay integrated Snsr-Tr1 |  | System | Commercial | 01-ALC-AllCommercial-IntLight | 0 |  |  |  |  | 221.2703 | 95.5 | 0 | 0 | 0 | 125.7703 | 2503.6304 |  | kWh | 0.48559 | 0 | Commercial | [7 empty] | 8 | 0.84 |  |  |  | 0 | 16 | 0 | 0 | 0 | 0 | 0 | 0 | 0 | 0 | 0 | 0 | 2009 Qtr 1: 16; 2009 Qtr 2: 0; 2009 Qtr 3: 0; 2009 Qtr 4: 0; 2010 Qtr 1: 0; 2010 Qtr 2: 0; 2010 Qtr 3: 0; 2010 Qtr 4: 0; 2011 Qtr 1: 0; 2011 Qtr 2: 0; 2011 Qtr 3: 0; 2011 Qtr 4: 0 | 16
0 | 234331-Premium T8 with T12 40 Watt Baseline - Tr2 |  | System | Commercial | 01-ALC-AllCommercial-IntLight | 0 |  |  |  |  | 27.653 | 9.8923 | 0 | 0 | 0 | 17.7607 | 58.062 |  | kWh | 0.017133 | 0 | Commercial | [7 empty] | 15 | 0.78 |  |  |  | 0 | 52.7685 | 0 | 0 | 0 | 0 | 0 | 0 | 0 | 0 | 0 | 0 | 2009 Qtr 1: 0; 2009 Qtr 2: 0; 2009 Qtr 3: 0; 2009 Qtr 4: 52.7685; 2010 Qtr 1: 0; 2010 Qtr 2: 0; 2010 Qtr 3: 0; 2010 Qtr 4: 0; 2011 Qtr 1: 0; 2011 Qtr 2: 0; 2011 Qtr 3: 0; 2011 Qtr 4: 0 | 52.7685
0 | 234304-Lighting-Remove 4 Ft Lamp (De-Lamp) - Tr2 |  | System | Commercial | [6 empty] | 12.3587 | 12.3653 | 0 | 0 | 0 | -0.0066231 | 137.2559 |  | 0 | 0.026384 | -2.5676 | Commercial | [7 empty] | 15 | 0.77 |  |  |  | 0 | 12.7372 | 0 | 0 | 0 | 0 | 0 | 0 | 0 | 0 | 0 | 0 | 2009 Qtr 1: 0; 2009 Qtr 2: 0; 2009 Qtr 3: 0; 2009 Qtr 4: 12.7372; 2010 Qtr 1: 0; 2010 Qtr 2: 0; 2010 Qtr 3: 0; 2010 Qtr 4: 0; 2011 Qtr 1: 0; 2011 Qtr 2: 0; 2011 Qtr 3: 0; 2011 Qtr 4: 0 | 12.7372
0 | 234330-Premium T8 with T12 40 Watt Baseline - Tr1 |  | System | Commercial | 01-ALC-AllCommercial-IntLight | 0 |  |  |  |  | 27.6532 | 13.1897 | 0 | 0 | 0 | 14.4636 | 83.5202 |  | kWh | 0.017351 | 0 | Commercial | [7 empty] | 15 | 0.78 |  |  |  | 0 | 243.827 | 0 | 0 | 0 | 0 | 0 | 0 | 0 | 0 | 0 | 0 | 2009 Qtr 1: 0; 2009 Qtr 2: 0; 2009 Qtr 3: 0; 2009 Qtr 4: 243.827; 2010 Qtr 1: 0; 2010 Qtr 2: 0; 2010 Qtr 3: 0; 2010 Qtr 4: 0; 2011 Qtr 1: 0; 2011 Qtr 2: 0; 2011 Qtr 3: 0; 2011 Qtr 4: 0 | 243.827
0 | 234285-Lighting-Occpncy Snsr-Hi-Bay integrated Snsr-Tr1 |  | System | Commercial | 01-ALC-AllCommercial-IntLight | 0 |  |  |  |  | 221.2703 | 95.5 | 0 | 0 | 0 | 125.7703 | 2503.6304 |  | kWh | 0.48559 | 0 | Commercial | [7 empty] | 8 | 0.84 |  |  |  | 0 | 67 | 0 | 0 | 0 | 0 | 0 | 0 | 0 | 0 | 0 | 0 | 2009 Qtr 1: 0; 2009 Qtr 2: 0; 2009 Qtr 3: 0; 2009 Qtr 4: 67; 2010 Qtr 1: 0; 2010 Qtr 2: 0; 2010 Qtr 3: 0; 2010 Qtr 4: 0; 2011 Qtr 1: 0; 2011 Qtr 2: 0; 2011 Qtr 3: 0; 2011 Qtr 4: 0 | 67
0 | 234331-Premium T8 with T12 40 Watt Baseline - Tr2 |  | System | Commercial | 01-ALC-AllCommercial-IntLight | 0 |  |  |  |  | 27.653 | 9.8923 | 0 | 0 | 0 | 17.7607 | 58.062 |  | kWh | 0.017133 | 0 | Commercial | [7 empty] | 15 | 0.78 |  |  |  | 0 | 27.2941 | 0 | 0 | 0 | 0 | 0 | 0 | 0 | 0 | 0 | 0 | 2009 Qtr 1: 0; 2009 Qtr 2: 0; 2009 Qtr 3: 0; 2009 Qtr 4: 27.2941; 2010 Qtr 1: 0; 2010 Qtr 2: 0; 2010 Qtr 3: 0; 2010 Qtr 4: 0; 2011 Qtr 1: 0; 2011 Qtr 2: 0; 2011 Qtr 3: 0; 2011 Qtr 4: 0 | 27.2941
0 | 234304-Lighting-Remove 4 Ft Lamp (De-Lamp) - Tr2 |  | System | Commercial | [6 empty] | 12.3587 | 12.3653 | 0 | 0 | 0 | -0.0066231 | 137.2559 |  | 0 | 0.026384 | -2.5676 | Commercial | [7 empty] | 15 | 0.77 |  |  |  | 0 | 15.4666 | 0 | 0 | 0 | 0 | 0 | 0 | 0 | 0 | 0 | 0 | 2009 Qtr 1: 0; 2009 Qtr 2: 0; 2009 Qtr 3: 0; 2009 Qtr 4: 15.4666; 2010 Qtr 1: 0; 2010 Qtr 2: 0; 2010 Qtr 3: 0; 2010 Qtr 4: 0; 2011 Qtr 1: 0; 2011 Qtr 2: 0; 2011 Qtr 3: 0; 2011 Qtr 4: 0 | 15.4666
0 | 234049-Lighting-LED Exit Sign New Sign |  | System | Commercial | 25-SCN-Storage–Conditioned-Exit | 0 |  |  |  |  | 64.8921 | 45 | 0 | 0 | 0 | 19.8921 | 351.311 |  | kWh | 0 | 0 | Commercial | [7 empty] | 16 | 0.85 |  |  |  | 0 | 2 | 0 | 0 | 0 | 0 | 0 | 0 | 0 | 0 | 0 | 0 | 2009 Qtr 1: 0; 2009 Qtr 2: 0; 2009 Qtr 3: 0; 2009 Qtr 4: 2; 2010 Qtr 1: 0; 2010 Qtr 2: 0; 2010 Qtr 3: 0; 2010 Qtr 4: 0; 2011 Qtr 1: 0; 2011 Qtr 2: 0; 2011 Qtr 3: 0; 2011 Qtr 4: 0 | 2
0 | 234330-Premium T8 with T12 40 Watt Baseline - Tr1 |  | System | Commercial | 01-ALC-AllCommercial-IntLight | 0 |  |  |  |  | 27.6532 | 13.1897 | 0 | 0 | 0 | 14.4636 | 83.5202 |  | kWh | 0.017351 | 0 | Commercial | [7 empty] | 15 | 0.78 |  |  |  | 0 | 43.6705 | 0 | 0 | 0 | 0 | 0 | 0 | 0 | 0 | 0 | 0 | 2009 Qtr 1: 0; 2009 Qtr 2: 0; 2009 Qtr 3: 0; 2009 Qtr 4: 43.6705; 2010 Qtr 1: 0; 2010 Qtr 2: 0; 2010 Qtr 3: 0; 2010 Qtr 4: 0; 2011 Qtr 1: 0; 2011 Qtr 2: 0; 2011 Qtr 3: 0; 2011 Qtr 4: 0 | 43.6705
0 | 234303-Lighting-Remove 4 Ft Lamp (De-Lamp) - Tr1 |  | System | Commercial | [6 empty] | 12.3596 | 16.4871 | 0 | 0 | 0 | -4.1275 | 137.2559 |  | 0 | 0.026384 | -2.5676 | Commercial |  | Winter Only | [5 empty] | 15 | 0.77 |  |  |  | 0 | 27.2941 | 0 | 0 | 0 | 0 | 0 | 0 | 0 | 0 | 0 | 0 | 2009 Qtr 1: 0; 2009 Qtr 2: 0; 2009 Qtr 3: 0; 2009 Qtr 4: 27.2941; 2010 Qtr 1: 0; 2010 Qtr 2: 0; 2010 Qtr 3: 0; 2010 Qtr 4: 0; 2011 Qtr 1: 0; 2011 Qtr 2: 0; 2011 Qtr 3: 0; 2011 Qtr 4: 0 | 27.2941
0 | 234330-Premium T8 with T12 40 Watt Baseline - Tr1 |  | System | Commercial | 01-ALC-AllCommercial-IntLight | 0 |  |  |  |  | 27.6532 | 13.1897 | 0 | 0 | 0 | 14.4636 | 83.5202 |  | kWh | 0.017351 | 0 | Commercial | [7 empty] | 15 | 0.78 |  |  |  | 0 | 110.9959 | 0 | 0 | 0 | 0 | 0 | 0 | 0 | 0 | 0 | 0 | 2009 Qtr 1: 0; 2009 Qtr 2: 0; 2009 Qtr 3: 0; 2009 Qtr 4: 110.9959; 2010 Qtr 1: 0; 2010 Qtr 2: 0; 2010 Qtr 3: 0; 2010 Qtr 4: 0; 2011 Qtr 1: 0; 2011 Qtr 2: 0; 2011 Qtr 3: 0; 2011 Qtr 4: 0 | 110.9959
0 | 234303-Lighting-Remove 4 Ft Lamp (De-Lamp) - Tr1 |  | System | Commercial | [6 empty] | 12.3596 | 16.4871 | 0 | 0 | 0 | -4.1275 | 137.2559 |  | 0 | 0.026384 | -2.5676 | Commercial |  | Winter Only | [5 empty] | 15 | 0.77 |  |  |  | 0 | 40.0313 | 0 | 0 | 0 | 0 | 0 | 0 | 0 | 0 | 0 | 0 | 2009 Qtr 1: 0; 2009 Qtr 2: 0; 2009 Qtr 3: 0; 2009 Qtr 4: 40.0313; 2010 Qtr 1: 0; 2010 Qtr 2: 0; 2010 Qtr 3: 0; 2010 Qtr 4: 0; 2011 Qtr 1: 0; 2011 Qtr 2: 0; 2011 Qtr 3: 0; 2011 Qtr 4: 0 | 40.0313
0 | 234330-Premium T8 with T12 40 Watt Baseline - Tr1 |  | System | Commercial | 01-ALC-AllCommercial-IntLight | 0 |  |  |  |  | 27.6532 | 13.1897 | 0 | 0 | 0 | 14.4636 | 83.5202 |  | kWh | 0.017351 | 0 | Commercial | [7 empty] | 15 | 0.78 |  |  |  | 0 | 30.9333 | 0 | 0 | 0 | 0 | 0 | 0 | 0 | 0 | 0 | 0 | 2009 Qtr 1: 0; 2009 Qtr 2: 0; 2009 Qtr 3: 30.9333; 2009 Qtr 4: 0; 2010 Qtr 1: 0; 2010 Qtr 2: 0; 2010 Qtr 3: 0; 2010 Qtr 4: 0; 2011 Qtr 1: 0; 2011 Qtr 2: 0; 2011 Qtr 3: 0; 2011 Qtr 4: 0 | 30.9333
0 | 234303-Lighting-Remove 4 Ft Lamp (De-Lamp) - Tr1 |  | System | Commercial | [6 empty] | 12.3596 | 16.4871 | 0 | 0 | 0 | -4.1275 | 137.2559 |  | 0 | 0.026384 | -2.5676 | Commercial |  | Winter Only | [5 empty] | 15 | 0.77 |  |  |  | 0 | 20.9254 | 0 | 0 | 0 | 0 | 0 | 0 | 0 | 0 | 0 | 0 | 2009 Qtr 1: 0; 2009 Qtr 2: 0; 2009 Qtr 3: 20.9254; 2009 Qtr 4: 0; 2010 Qtr 1: 0; 2010 Qtr 2: 0; 2010 Qtr 3: 0; 2010 Qtr 4: 0; 2011 Qtr 1: 0; 2011 Qtr 2: 0; 2011 Qtr 3: 0; 2011 Qtr 4: 0 | 20.9254
0 | 234331-Premium T8 with T12 40 Watt Baseline - Tr2 |  | System | Commercial | 01-ALC-AllCommercial-IntLight | 0 |  |  |  |  | 27.653 | 9.8923 | 0 | 0 | 0 | 17.7607 | 58.062 |  | kWh | 0.017133 | 0 | Commercial | [7 empty] | 15 | 0.78 |  |  |  | 0 | 50.9489 | 0 | 0 | 0 | 0 | 0 | 0 | 0 | 0 | 0 | 0 | 2009 Qtr 1: 0; 2009 Qtr 2: 0; 2009 Qtr 3: 50.9489; 2009 Qtr 4: 0; 2010 Qtr 1: 0; 2010 Qtr 2: 0; 2010 Qtr 3: 0; 2010 Qtr 4: 0; 2011 Qtr 1: 0; 2011 Qtr 2: 0; 2011 Qtr 3: 0; 2011 Qtr 4: 0 | 50.9489
0 | 234207-Lighting-8 Ft T-8 with Elec Ballast-Tr1 |  | System | Commercial | 01-ALC-AllCommercial-IntLight | 0 |  |  |  |  | 35.6901 | 21.9828 | 0 | 0 | 0 | 13.7073 | 45.8368 |  | kWh | 0.0098893 | 0 | Commercial | [7 empty] | 15 | 0.78 |  |  |  | 0 | 27.2941 | 0 | 0 | 0 | 0 | 0 | 0 | 0 | 0 | 0 | 0 | 2009 Qtr 1: 0; 2009 Qtr 2: 0; 2009 Qtr 3: 27.2941; 2009 Qtr 4: 0; 2010 Qtr 1: 0; 2010 Qtr 2: 0; 2010 Qtr 3: 0; 2010 Qtr 4: 0; 2011 Qtr 1: 0; 2011 Qtr 2: 0; 2011 Qtr 3: 0; 2011 Qtr 4: 0 | 27.2941
0 | 234306-Lighting-Remove 8 Ft Lamp (De-Lamp) - Tr1 |  | System | Commercial | 23-RTL-Retail–SingleStorylarge-LIT_INT | 0 |  |  |  |  | 28.4369 | 27.4785 | 0 | 0 | 0 | 0.95836 | 366.7521 |  | kWh | 0.077777 | 0 | Commercial | [7 empty] | 15 | 0.77 |  |  |  | 0 | 27.2941 | 0 | 0 | 0 | 0 | 0 | 0 | 0 | 0 | 0 | 0 | 2009 Qtr 1: 0; 2009 Qtr 2: 0; 2009 Qtr 3: 27.2941; 2009 Qtr 4: 0; 2010 Qtr 1: 0; 2010 Qtr 2: 0; 2010 Qtr 3: 0; 2010 Qtr 4: 0; 2011 Qtr 1: 0; 2011 Qtr 2: 0; 2011 Qtr 3: 0; 2011 Qtr 4: 0 | 27.2941
0 | 234203-Lighting-2 Ft 2nd Gen T-8 with Elec Ballast-Tr3 |  | System | Commercial | 01-ALC-AllCommercial-IntLight | 0 |  |  |  |  | 23.0819 | 5.7705 | 0 | 0 | 0 | 17.3115 | 27.2416 |  | kWh | 0.010052 | 0 | Commercial | [7 empty] | 15 | 0.78 |  |  |  | 0 | 2.7294 | 0 | 0 | 0 | 0 | 0 | 0 | 0 | 0 | 0 | 0 | 2009 Qtr 1: 0; 2009 Qtr 2: 0; 2009 Qtr 3: 0; 2009 Qtr 4: 2.7294; 2010 Qtr 1: 0; 2010 Qtr 2: 0; 2010 Qtr 3: 0; 2010 Qtr 4: 0; 2011 Qtr 1: 0; 2011 Qtr 2: 0; 2011 Qtr 3: 0; 2011 Qtr 4: 0 | 2.7294
0 | 234332-Premium T8 with T12 40 Watt Baseline - Tr3 |  | System | Commercial | 01-ALC-AllCommercial-IntLight | 0 |  |  |  |  | 13.9591 | 7.1444 | 0 | 0 | 0 | 6.8147 | 44.0947 |  | kWh | 0.016509 | 0 | Commercial | [7 empty] | 15 | 0.78 |  |  |  | 0 | 76.4234 | 0 | 0 | 0 | 0 | 0 | 0 | 0 | 0 | 0 | 0 | 2009 Qtr 1: 0; 2009 Qtr 2: 0; 2009 Qtr 3: 0; 2009 Qtr 4: 76.4234; 2010 Qtr 1: 0; 2010 Qtr 2: 0; 2010 Qtr 3: 0; 2010 Qtr 4: 0; 2011 Qtr 1: 0; 2011 Qtr 2: 0; 2011 Qtr 3: 0; 2011 Qtr 4: 0 | 76.4234
0 | 234305-Lighting-Remove 4 Ft Lamp (De-Lamp) - Tr3 |  | System | Commercial | 01-ALC-AllCommercial-IntLight | 0 |  |  |  |  | 28.1828 | 8.7931 | 0 | 0 | 0 | 19.3897 | 129.7131 |  | kWh | 0.050038 | 0 | Commercial | [7 empty] | 15 | 0.77 |  |  |  | 0 | 76.4234 | 0 | 0 | 0 | 0 | 0 | 0 | 0 | 0 | 0 | 0 | 2009 Qtr 1: 0; 2009 Qtr 2: 0; 2009 Qtr 3: 0; 2009 Qtr 4: 76.4234; 2010 Qtr 1: 0; 2010 Qtr 2: 0; 2010 Qtr 3: 0; 2010 Qtr 4: 0; 2011 Qtr 1: 0; 2011 Qtr 2: 0; 2011 Qtr 3: 0; 2011 Qtr 4: 0 | 76.4234
0 | 234362-Lighting-IntrHiByLnrFlscntFxtr244wrplc400w(TrI)Tr3 |  | System | Commercial | 01-ALC-AllCommercial-IntLight | 0 |  |  |  |  | 324.5054 | 81.5354 | 0 | 0 | 0 | 242.97 | 442.2298 |  | kWh | 0.19237 | 0 | Commercial | [7 empty] | 15 | 0.78 |  |  |  | 0 | 3.9001 | 0 | 0 | 0 | 0 | 0 | 0 | 0 | 0 | 0 | 0 | 2009 Qtr 1: 0; 2009 Qtr 2: 0; 2009 Qtr 3: 0; 2009 Qtr 4: 3.9001; 2010 Qtr 1: 0; 2010 Qtr 2: 0; 2010 Qtr 3: 0; 2010 Qtr 4: 0; 2011 Qtr 1: 0; 2011 Qtr 2: 0; 2011 Qtr 3: 0; 2011 Qtr 4: 0 | 3.9001
0 | 234287-Lighting-Occpncy Snsr-Hi-Bay integrated Snsr-Tr3 |  | System | Commercial | 01-ALC-AllCommercial-IntLight | 0 |  |  |  |  | 221.1826 | 95.5 | 0 | 0 | 0 | 125.6826 | 1661 |  | kWh | 0.39312 | 0 | Commercial | [7 empty] | 8 | 0.84 |  |  |  | 0 | 4 | 0 | 0 | 0 | 0 | 0 | 0 | 0 | 0 | 0 | 0 | 2009 Qtr 1: 0; 2009 Qtr 2: 0; 2009 Qtr 3: 0; 2009 Qtr 4: 4; 2010 Qtr 1: 0; 2010 Qtr 2: 0; 2010 Qtr 3: 0; 2010 Qtr 4: 0; 2011 Qtr 1: 0; 2011 Qtr 2: 0; 2011 Qtr 3: 0; 2011 Qtr 4: 0 | 4
0 | 234330-Premium T8 with T12 40 Watt Baseline - Tr1 |  | System | Commercial | 01-ALC-AllCommercial-IntLight | 0 |  |  |  |  | 27.6532 | 13.1897 | 0 | 0 | 0 | 14.4636 | 83.5202 |  | kWh | 0.017351 | 0 | Commercial | [7 empty] | 15 | 0.78 |  |  |  | 0 | 32.7529 | 0 | 0 | 0 | 0 | 0 | 0 | 0 | 0 | 0 | 0 | 2009 Qtr 1: 0; 2009 Qtr 2: 0; 2009 Qtr 3: 0; 2009 Qtr 4: 32.7529; 2010 Qtr 1: 0; 2010 Qtr 2: 0; 2010 Qtr 3: 0; 2010 Qtr 4: 0; 2011 Qtr 1: 0; 2011 Qtr 2: 0; 2011 Qtr 3: 0; 2011 Qtr 4: 0 | 32.7529
0 | 234207-Lighting-8 Ft T-8 with Elec Ballast-Tr1 |  | System | Commercial | 01-ALC-AllCommercial-IntLight | 0 |  |  |  |  | 35.6901 | 21.9828 | 0 | 0 | 0 | 13.7073 | 45.8368 |  | kWh | 0.0098893 | 0 | Commercial | [7 empty] | 15 | 0.78 |  |  |  | 0 | 14.5568 | 0 | 0 | 0 | 0 | 0 | 0 | 0 | 0 | 0 | 0 | 2009 Qtr 1: 0; 2009 Qtr 2: 0; 2009 Qtr 3: 0; 2009 Qtr 4: 14.5568; 2010 Qtr 1: 0; 2010 Qtr 2: 0; 2010 Qtr 3: 0; 2010 Qtr 4: 0; 2011 Qtr 1: 0; 2011 Qtr 2: 0; 2011 Qtr 3: 0; 2011 Qtr 4: 0 | 14.5568
0 | 234303-Lighting-Remove 4 Ft Lamp (De-Lamp) - Tr1 |  | System | Commercial | [6 empty] | 12.3596 | 16.4871 | 0 | 0 | 0 | -4.1275 | 137.2559 |  | 0 | 0.026384 | -2.5676 | Commercial |  | Winter Only | [5 empty] | 15 | 0.77 |  |  |  | 0 | 3.6392 | 0 | 0 | 0 | 0 | 0 | 0 | 0 | 0 | 0 | 0 | 2009 Qtr 1: 0; 2009 Qtr 2: 0; 2009 Qtr 3: 0; 2009 Qtr 4: 3.6392; 2010 Qtr 1: 0; 2010 Qtr 2: 0; 2010 Qtr 3: 0; 2010 Qtr 4: 0; 2011 Qtr 1: 0; 2011 Qtr 2: 0; 2011 Qtr 3: 0; 2011 Qtr 4: 0 | 3.6392
0 | 234306-Lighting-Remove 8 Ft Lamp (De-Lamp) - Tr1 |  | System | Commercial | 23-RTL-Retail–SingleStorylarge-LIT_INT | 0 |  |  |  |  | 28.4369 | 27.4785 | 0 | 0 | 0 | 0.95836 | 366.7521 |  | kWh | 0.077777 | 0 | Commercial | [7 empty] | 15 | 0.77 |  |  |  | 0 | 14.5568 | 0 | 0 | 0 | 0 | 0 | 0 | 0 | 0 | 0 | 0 | 2009 Qtr 1: 0; 2009 Qtr 2: 0; 2009 Qtr 3: 0; 2009 Qtr 4: 14.5568; 2010 Qtr 1: 0; 2010 Qtr 2: 0; 2010 Qtr 3: 0; 2010 Qtr 4: 0; 2011 Qtr 1: 0; 2011 Qtr 2: 0; 2011 Qtr 3: 0; 2011 Qtr 4: 0 | 14.5568
0 | 234049-Lighting-LED Exit Sign New Sign |  | System | Commercial | 25-SCN-Storage–Conditioned-Exit | 0 |  |  |  |  | 64.8921 | 45 | 0 | 0 | 0 | 19.8921 | 351.311 |  | kWh | 0 | 0 | Commercial | [7 empty] | 16 | 0.85 |  |  |  | 0 | 1 | 0 | 0 | 0 | 0 | 0 | 0 | 0 | 0 | 0 | 0 | 2009 Qtr 1: 0; 2009 Qtr 2: 0; 2009 Qtr 3: 0; 2009 Qtr 4: 1; 2010 Qtr 1: 0; 2010 Qtr 2: 0; 2010 Qtr 3: 0; 2010 Qtr 4: 0; 2011 Qtr 1: 0; 2011 Qtr 2: 0; 2011 Qtr 3: 0; 2011 Qtr 4: 0 | 1
0 | 234331-Premium T8 with T12 40 Watt Baseline - Tr2 |  | System | Commercial | 01-ALC-AllCommercial-IntLight | 0 |  |  |  |  | 27.653 | 9.8923 | 0 | 0 | 0 | 17.7607 | 58.062 |  | kWh | 0.017133 | 0 | Commercial | [7 empty] | 15 | 0.78 |  |  |  | 0 | 32.7529 | 0 | 0 | 0 | 0 | 0 | 0 | 0 | 0 | 0 | 0 | 2009 Qtr 1: 0; 2009 Qtr 2: 0; 2009 Qtr 3: 0; 2009 Qtr 4: 32.7529; 2010 Qtr 1: 0; 2010 Qtr 2: 0; 2010 Qtr 3: 0; 2010 Qtr 4: 0; 2011 Qtr 1: 0; 2011 Qtr 2: 0; 2011 Qtr 3: 0; 2011 Qtr 4: 0 | 32.7529
0 | 234330-Premium T8 with T12 40 Watt Baseline - Tr1 |  | System | Commercial | 01-ALC-AllCommercial-IntLight | 0 |  |  |  |  | 27.6532 | 13.1897 | 0 | 0 | 0 | 14.4636 | 83.5202 |  | kWh | 0.017351 | 0 | Commercial | [7 empty] | 15 | 0.78 |  |  |  | 0 | 36.3921 | 0 | 0 | 0 | 0 | 0 | 0 | 0 | 0 | 0 | 0 | 2009 Qtr 1: 0; 2009 Qtr 2: 0; 2009 Qtr 3: 0; 2009 Qtr 4: 36.3921; 2010 Qtr 1: 0; 2010 Qtr 2: 0; 2010 Qtr 3: 0; 2010 Qtr 4: 0; 2011 Qtr 1: 0; 2011 Qtr 2: 0; 2011 Qtr 3: 0; 2011 Qtr 4: 0 | 36.3921
0 | 234303-Lighting-Remove 4 Ft Lamp (De-Lamp) - Tr1 |  | System | Commercial | [6 empty] | 12.3596 | 16.4871 | 0 | 0 | 0 | -4.1275 | 137.2559 |  | 0 | 0.026384 | -2.5676 | Commercial |  | Winter Only | [5 empty] | 15 | 0.77 |  |  |  | 0 | 29.1137 | 0 | 0 | 0 | 0 | 0 | 0 | 0 | 0 | 0 | 0 | 2009 Qtr 1: 0; 2009 Qtr 2: 0; 2009 Qtr 3: 0; 2009 Qtr 4: 29.1137; 2010 Qtr 1: 0; 2010 Qtr 2: 0; 2010 Qtr 3: 0; 2010 Qtr 4: 0; 2011 Qtr 1: 0; 2011 Qtr 2: 0; 2011 Qtr 3: 0; 2011 Qtr 4: 0 | 29.1137
0 | 234049-Lighting-LED Exit Sign New Sign |  | System | Commercial | 25-SCN-Storage–Conditioned-Exit | 0 |  |  |  |  | 64.8921 | 45 | 0 | 0 | 0 | 19.8921 | 351.311 |  | kWh | 0 | 0 | Commercial | [7 empty] | 16 | 0.85 |  |  |  | 0 | 3 | 0 | 0 | 0 | 0 | 0 | 0 | 0 | 0 | 0 | 0 | 2009 Qtr 1: 0; 2009 Qtr 2: 0; 2009 Qtr 3: 0; 2009 Qtr 4: 3; 2010 Qtr 1: 0; 2010 Qtr 2: 0; 2010 Qtr 3: 0; 2010 Qtr 4: 0; 2011 Qtr 1: 0; 2011 Qtr 2: 0; 2011 Qtr 3: 0; 2011 Qtr 4: 0 | 3
0 | 234330-Premium T8 with T12 40 Watt Baseline - Tr1 |  | System | Commercial | 01-ALC-AllCommercial-IntLight | 0 |  |  |  |  | 27.6532 | 13.1897 | 0 | 0 | 0 | 14.4636 | 83.5202 |  | kWh | 0.017351 | 0 | Commercial | [7 empty] | 15 | 0.78 |  |  |  | 0 | 25.4745 | 0 | 0 | 0 | 0 | 0 | 0 | 0 | 0 | 0 | 0 | 2009 Qtr 1: 0; 2009 Qtr 2: 0; 2009 Qtr 3: 0; 2009 Qtr 4: 25.4745; 2010 Qtr 1: 0; 2010 Qtr 2: 0; 2010 Qtr 3: 0; 2010 Qtr 4: 0; 2011 Qtr 1: 0; 2011 Qtr 2: 0; 2011 Qtr 3: 0; 2011 Qtr 4: 0 | 25.4745
0 | 234303-Lighting-Remove 4 Ft Lamp (De-Lamp) - Tr1 |  | System | Commercial | [6 empty] | 12.3596 | 16.4871 | 0 | 0 | 0 | -4.1275 | 137.2559 |  | 0 | 0.026384 | -2.5676 | Commercial |  | Winter Only | [5 empty] | 15 | 0.77 |  |  |  | 0 | 25.4745 | 0 | 0 | 0 | 0 | 0 | 0 | 0 | 0 | 0 | 0 | 2009 Qtr 1: 0; 2009 Qtr 2: 0; 2009 Qtr 3: 0; 2009 Qtr 4: 25.4745; 2010 Qtr 1: 0; 2010 Qtr 2: 0; 2010 Qtr 3: 0; 2010 Qtr 4: 0; 2011 Qtr 1: 0; 2011 Qtr 2: 0; 2011 Qtr 3: 0; 2011 Qtr 4: 0 | 25.4745
0 | 234330-Premium T8 with T12 40 Watt Baseline - Tr1 |  | System | Commercial | 01-ALC-AllCommercial-IntLight | 0 |  |  |  |  | 27.6532 | 13.1897 | 0 | 0 | 0 | 14.4636 | 83.5202 |  | kWh | 0.017351 | 0 | Commercial | [7 empty] | 15 | 0.78 |  |  |  | 0 | 67.3254 | 0 | 0 | 0 | 0 | 0 | 0 | 0 | 0 | 0 | 0 | 2009 Qtr 1: 0; 2009 Qtr 2: 0; 2009 Qtr 3: 0; 2009 Qtr 4: 67.3254; 2010 Qtr 1: 0; 2010 Qtr 2: 0; 2010 Qtr 3: 0; 2010 Qtr 4: 0; 2011 Qtr 1: 0; 2011 Qtr 2: 0; 2011 Qtr 3: 0; 2011 Qtr 4: 0 | 67.3254
0 | 234303-Lighting-Remove 4 Ft Lamp (De-Lamp) - Tr1 |  | System | Commercial | [6 empty] | 12.3596 | 16.4871 | 0 | 0 | 0 | -4.1275 | 137.2559 |  | 0 | 0.026384 | -2.5676 | Commercial |  | Winter Only | [5 empty] | 15 | 0.77 |  |  |  | 0 | 58.2273 | 0 | 0 | 0 | 0 | 0 | 0 | 0 | 0 | 0 | 0 | 2009 Qtr 1: 0; 2009 Qtr 2: 0; 2009 Qtr 3: 0; 2009 Qtr 4: 58.2273; 2010 Qtr 1: 0; 2010 Qtr 2: 0; 2010 Qtr 3: 0; 2010 Qtr 4: 0; 2011 Qtr 1: 0; 2011 Qtr 2: 0; 2011 Qtr 3: 0; 2011 Qtr 4: 0 | 58.2273
0 | 234331-Premium T8 with T12 40 Watt Baseline - Tr2 |  | System | Commercial | 01-ALC-AllCommercial-IntLight | 0 |  |  |  |  | 27.653 | 9.8923 | 0 | 0 | 0 | 17.7607 | 58.062 |  | kWh | 0.017133 | 0 | Commercial | [7 empty] | 15 | 0.78 |  |  |  | 0 | 7.2784 | 0 | 0 | 0 | 0 | 0 | 0 | 0 | 0 | 0 | 0 | 2009 Qtr 1: 0; 2009 Qtr 2: 0; 2009 Qtr 3: 0; 2009 Qtr 4: 7.2784; 2010 Qtr 1: 0; 2010 Qtr 2: 0; 2010 Qtr 3: 0; 2010 Qtr 4: 0; 2011 Qtr 1: 0; 2011 Qtr 2: 0; 2011 Qtr 3: 0; 2011 Qtr 4: 0 | 7.2784
0 | 234304-Lighting-Remove 4 Ft Lamp (De-Lamp) - Tr2 |  | System | Commercial | [6 empty] | 12.3587 | 12.3653 | 0 | 0 | 0 | -0.0066231 | 137.2559 |  | 0 | 0.026384 | -2.5676 | Commercial | [7 empty] | 15 | 0.77 |  |  |  | 0 | 7.2784 | 0 | 0 | 0 | 0 | 0 | 0 | 0 | 0 | 0 | 0 | 2009 Qtr 1: 0; 2009 Qtr 2: 0; 2009 Qtr 3: 0; 2009 Qtr 4: 7.2784; 2010 Qtr 1: 0; 2010 Qtr 2: 0; 2010 Qtr 3: 0; 2010 Qtr 4: 0; 2011 Qtr 1: 0; 2011 Qtr 2: 0; 2011 Qtr 3: 0; 2011 Qtr 4: 0 | 7.2784
0 | 234049-Lighting-LED Exit Sign New Sign |  | System | Commercial | 25-SCN-Storage–Conditioned-Exit | 0 |  |  |  |  | 64.8921 | 45 | 0 | 0 | 0 | 19.8921 | 351.311 |  | kWh | 0 | 0 | Commercial | [7 empty] | 16 | 0.85 |  |  |  | 0 | 1 | 0 | 0 | 0 | 0 | 0 | 0 | 0 | 0 | 0 | 0 | 2009 Qtr 1: 0; 2009 Qtr 2: 0; 2009 Qtr 3: 0; 2009 Qtr 4: 1; 2010 Qtr 1: 0; 2010 Qtr 2: 0; 2010 Qtr 3: 0; 2010 Qtr 4: 0; 2011 Qtr 1: 0; 2011 Qtr 2: 0; 2011 Qtr 3: 0; 2011 Qtr 4: 0 | 1
0 | 234330-Premium T8 with T12 40 Watt Baseline - Tr1 |  | System | Commercial | 01-ALC-AllCommercial-IntLight | 0 |  |  |  |  | 27.6532 | 13.1897 | 0 | 0 | 0 | 14.4636 | 83.5202 |  | kWh | 0.017351 | 0 | Commercial | [7 empty] | 15 | 0.78 |  |  |  | 0 | 50.9489 | 0 | 0 | 0 | 0 | 0 | 0 | 0 | 0 | 0 | 0 | 2009 Qtr 1: 0; 2009 Qtr 2: 0; 2009 Qtr 3: 0; 2009 Qtr 4: 50.9489; 2010 Qtr 1: 0; 2010 Qtr 2: 0; 2010 Qtr 3: 0; 2010 Qtr 4: 0; 2011 Qtr 1: 0; 2011 Qtr 2: 0; 2011 Qtr 3: 0; 2011 Qtr 4: 0 | 50.9489
0 | 234303-Lighting-Remove 4 Ft Lamp (De-Lamp) - Tr1 |  | System | Commercial | [6 empty] | 12.3596 | 16.4871 | 0 | 0 | 0 | -4.1275 | 137.2559 |  | 0 | 0.026384 | -2.5676 | Commercial |  | Winter Only | [5 empty] | 15 | 0.77 |  |  |  | 0 | 50.9489 | 0 | 0 | 0 | 0 | 0 | 0 | 0 | 0 | 0 | 0 | 2009 Qtr 1: 0; 2009 Qtr 2: 0; 2009 Qtr 3: 0; 2009 Qtr 4: 50.9489; 2010 Qtr 1: 0; 2010 Qtr 2: 0; 2010 Qtr 3: 0; 2010 Qtr 4: 0; 2011 Qtr 1: 0; 2011 Qtr 2: 0; 2011 Qtr 3: 0; 2011 Qtr 4: 0 | 50.9489
0 | 234049-Lighting-LED Exit Sign New Sign |  | System | Commercial | 25-SCN-Storage–Conditioned-Exit | 0 |  |  |  |  | 64.8921 | 45 | 0 | 0 | 0 | 19.8921 | 351.311 |  | kWh | 0 | 0 | Commercial | [7 empty] | 16 | 0.85 |  |  |  | 0 | 3 | 0 | 0 | 0 | 0 | 0 | 0 | 0 | 0 | 0 | 0 | 2009 Qtr 1: 0; 2009 Qtr 2: 0; 2009 Qtr 3: 0; 2009 Qtr 4: 3; 2010 Qtr 1: 0; 2010 Qtr 2: 0; 2010 Qtr 3: 0; 2010 Qtr 4: 0; 2011 Qtr 1: 0; 2011 Qtr 2: 0; 2011 Qtr 3: 0; 2011 Qtr 4: 0 | 3
0 | 234084-Refrigeration -Cooler/Freezer Door Gaskets - Solid Doors: Cooler |  | System | Commercial | 09-GRO-Grocery-REFG | 0 |  |  |  |  | 2.2498 | 4.138 | 0 | 0 | 0 | -1.8882 | 104.55 |  | kWh | 0.01195 | 0 | Commercial | [7 empty] | 4 | 0.76 |  |  |  | 0 | 20 | 0 | 0 | 0 | 0 | 0 | 0 | 0 | 0 | 0 | 0 | 2009 Qtr 1: 0; 2009 Qtr 2: 0; 2009 Qtr 3: 20; 2009 Qtr 4: 0; 2010 Qtr 1: 0; 2010 Qtr 2: 0; 2010 Qtr 3: 0; 2010 Qtr 4: 0; 2011 Qtr 1: 0; 2011 Qtr 2: 0; 2011 Qtr 3: 0; 2011 Qtr 4: 0 | 20
0 | 234330-Premium T8 with T12 40 Watt Baseline - Tr1 |  | System | Commercial | 01-ALC-AllCommercial-IntLight | 0 |  |  |  |  | 27.6532 | 13.1897 | 0 | 0 | 0 | 14.4636 | 83.5202 |  | kWh | 0.017351 | 0 | Commercial | [7 empty] | 15 | 0.78 |  |  |  | 0 | 21.8353 | 0 | 0 | 0 | 0 | 0 | 0 | 0 | 0 | 0 | 0 | 2009 Qtr 1: 0; 2009 Qtr 2: 0; 2009 Qtr 3: 0; 2009 Qtr 4: 21.8353; 2010 Qtr 1: 0; 2010 Qtr 2: 0; 2010 Qtr 3: 0; 2010 Qtr 4: 0; 2011 Qtr 1: 0; 2011 Qtr 2: 0; 2011 Qtr 3: 0; 2011 Qtr 4: 0 | 21.8353
0 | 234360-Lighting-IntrHiByLnrFlscntFxtr244wrplc400w(TrI)Tr1 |  | System | Commercial | [6 empty] | 282.4319 | 153.8404 | 0 | 0 | 0 | 128.5914 | 0 |  | 0 | 0.224 | -7.1132 | Commercial |  | Winter Only | [5 empty] | 15 | 0.78 |  |  |  | 0 | 3.9001 | 0 | 0 | 0 | 0 | 0 | 0 | 0 | 0 | 0 | 0 | 2009 Qtr 1: 0; 2009 Qtr 2: 0; 2009 Qtr 3: 0; 2009 Qtr 4: 3.9001; 2010 Qtr 1: 0; 2010 Qtr 2: 0; 2010 Qtr 3: 0; 2010 Qtr 4: 0; 2011 Qtr 1: 0; 2011 Qtr 2: 0; 2011 Qtr 3: 0; 2011 Qtr 4: 0 | 3.9001
0 | 234285-Lighting-Occpncy Snsr-Hi-Bay integrated Snsr-Tr1 |  | System | Commercial | 01-ALC-AllCommercial-IntLight | 0 |  |  |  |  | 221.2703 | 95.5 | 0 | 0 | 0 | 125.7703 | 2503.6304 |  | kWh | 0.48559 | 0 | Commercial | [7 empty] | 8 | 0.84 |  |  |  | 0 | 10 | 0 | 0 | 0 | 0 | 0 | 0 | 0 | 0 | 0 | 0 | 2009 Qtr 1: 0; 2009 Qtr 2: 0; 2009 Qtr 3: 0; 2009 Qtr 4: 10; 2010 Qtr 1: 0; 2010 Qtr 2: 0; 2010 Qtr 3: 0; 2010 Qtr 4: 0; 2011 Qtr 1: 0; 2011 Qtr 2: 0; 2011 Qtr 3: 0; 2011 Qtr 4: 0 | 10
0 | 234330-Premium T8 with T12 40 Watt Baseline - Tr1 |  | System | Commercial | 01-ALC-AllCommercial-IntLight | 0 |  |  |  |  | 27.6532 | 13.1897 | 0 | 0 | 0 | 14.4636 | 83.5202 |  | kWh | 0.017351 | 0 | Commercial | [7 empty] | 15 | 0.78 |  |  |  | 0 | 405.7718 | 0 | 0 | 0 | 0 | 0 | 0 | 0 | 0 | 0 | 0 | 2009 Qtr 1: 0; 2009 Qtr 2: 0; 2009 Qtr 3: 0; 2009 Qtr 4: 405.7718; 2010 Qtr 1: 0; 2010 Qtr 2: 0; 2010 Qtr 3: 0; 2010 Qtr 4: 0; 2011 Qtr 1: 0; 2011 Qtr 2: 0; 2011 Qtr 3: 0; 2011 Qtr 4: 0 | 405.7718
0 | 234303-Lighting-Remove 4 Ft Lamp (De-Lamp) - Tr1 |  | System | Commercial | [6 empty] | 12.3596 | 16.4871 | 0 | 0 | 0 | -4.1275 | 137.2559 |  | 0 | 0.026384 | -2.5676 | Commercial |  | Winter Only | [5 empty] | 15 | 0.77 |  |  |  | 0 | 5.4588 | 0 | 0 | 0 | 0 | 0 | 0 | 0 | 0 | 0 | 0 | 2009 Qtr 1: 0; 2009 Qtr 2: 0; 2009 Qtr 3: 0; 2009 Qtr 4: 5.4588; 2010 Qtr 1: 0; 2010 Qtr 2: 0; 2010 Qtr 3: 0; 2010 Qtr 4: 0; 2011 Qtr 1: 0; 2011 Qtr 2: 0; 2011 Qtr 3: 0; 2011 Qtr 4: 0 | 5.4588
0 | 234049-Lighting-LED Exit Sign New Sign |  | System | Commercial | 25-SCN-Storage–Conditioned-Exit | 0 |  |  |  |  | 64.8921 | 45 | 0 | 0 | 0 | 19.8921 | 351.311 |  | kWh | 0 | 0 | Commercial | [7 empty] | 16 | 0.85 |  |  |  | 0 | 3 | 0 | 0 | 0 | 0 | 0 | 0 | 0 | 0 | 0 | 0 | 2009 Qtr 1: 0; 2009 Qtr 2: 0; 2009 Qtr 3: 0; 2009 Qtr 4: 3; 2010 Qtr 1: 0; 2010 Qtr 2: 0; 2010 Qtr 3: 0; 2010 Qtr 4: 0; 2011 Qtr 1: 0; 2011 Qtr 2: 0; 2011 Qtr 3: 0; 2011 Qtr 4: 0 | 3
0 | 234330-Premium T8 with T12 40 Watt Baseline - Tr1 |  | System | Commercial | 01-ALC-AllCommercial-IntLight | 0 |  |  |  |  | 27.6532 | 13.1897 | 0 | 0 | 0 | 14.4636 | 83.5202 |  | kWh | 0.017351 | 0 | Commercial | [7 empty] | 15 | 0.78 |  |  |  | 0 | 12.7372 | 0 | 0 | 0 | 0 | 0 | 0 | 0 | 0 | 0 | 0 | 2009 Qtr 1: 0; 2009 Qtr 2: 0; 2009 Qtr 3: 0; 2009 Qtr 4: 12.7372; 2010 Qtr 1: 0; 2010 Qtr 2: 0; 2010 Qtr 3: 0; 2010 Qtr 4: 0; 2011 Qtr 1: 0; 2011 Qtr 2: 0; 2011 Qtr 3: 0; 2011 Qtr 4: 0 | 12.7372
0 | 234303-Lighting-Remove 4 Ft Lamp (De-Lamp) - Tr1 |  | System | Commercial | [6 empty] | 12.3596 | 16.4871 | 0 | 0 | 0 | -4.1275 | 137.2559 |  | 0 | 0.026384 | -2.5676 | Commercial |  | Winter Only | [5 empty] | 15 | 0.77 |  |  |  | 0 | 10.9176 | 0 | 0 | 0 | 0 | 0 | 0 | 0 | 0 | 0 | 0 | 2009 Qtr 1: 0; 2009 Qtr 2: 0; 2009 Qtr 3: 0; 2009 Qtr 4: 10.9176; 2010 Qtr 1: 0; 2010 Qtr 2: 0; 2010 Qtr 3: 0; 2010 Qtr 4: 0; 2011 Qtr 1: 0; 2011 Qtr 2: 0; 2011 Qtr 3: 0; 2011 Qtr 4: 0 | 10.9176
0 | 234330-Premium T8 with T12 40 Watt Baseline - Tr1 |  | System | Commercial | 01-ALC-AllCommercial-IntLight | 0 |  |  |  |  | 27.6532 | 13.1897 | 0 | 0 | 0 | 14.4636 | 83.5202 |  | kWh | 0.017351 | 0 | Commercial | [7 empty] | 15 | 0.78 |  |  |  | 0 | 16.3764 | 0 | 0 | 0 | 0 | 0 | 0 | 0 | 0 | 0 | 0 | 2009 Qtr 1: 0; 2009 Qtr 2: 0; 2009 Qtr 3: 0; 2009 Qtr 4: 16.3764; 2010 Qtr 1: 0; 2010 Qtr 2: 0; 2010 Qtr 3: 0; 2010 Qtr 4: 0; 2011 Qtr 1: 0; 2011 Qtr 2: 0; 2011 Qtr 3: 0; 2011 Qtr 4: 0 | 16.3764
0 | 234303-Lighting-Remove 4 Ft Lamp (De-Lamp) - Tr1 |  | System | Commercial | [6 empty] | 12.3596 | 16.4871 | 0 | 0 | 0 | -4.1275 | 137.2559 |  | 0 | 0.026384 | -2.5676 | Commercial |  | Winter Only | [5 empty] | 15 | 0.77 |  |  |  | 0 | 14.5568 | 0 | 0 | 0 | 0 | 0 | 0 | 0 | 0 | 0 | 0 | 2009 Qtr 1: 0; 2009 Qtr 2: 0; 2009 Qtr 3: 0; 2009 Qtr 4: 14.5568; 2010 Qtr 1: 0; 2010 Qtr 2: 0; 2010 Qtr 3: 0; 2010 Qtr 4: 0; 2011 Qtr 1: 0; 2011 Qtr 2: 0; 2011 Qtr 3: 0; 2011 Qtr 4: 0 | 14.5568
0 | 234330-Premium T8 with T12 40 Watt Baseline - Tr1 |  | System | Commercial | 01-ALC-AllCommercial-IntLight | 0 |  |  |  |  | 27.6532 | 13.1897 | 0 | 0 | 0 | 14.4636 | 83.5202 |  | kWh | 0.017351 | 0 | Commercial | [7 empty] | 15 | 0.78 |  |  |  | 0 | 10.9176 | 0 | 0 | 0 | 0 | 0 | 0 | 0 | 0 | 0 | 0 | 2009 Qtr 1: 10.9176; 2009 Qtr 2: 0; 2009 Qtr 3: 0; 2009 Qtr 4: 0; 2010 Qtr 1: 0; 2010 Qtr 2: 0; 2010 Qtr 3: 0; 2010 Qtr 4: 0; 2011 Qtr 1: 0; 2011 Qtr 2: 0; 2011 Qtr 3: 0; 2011 Qtr 4: 0 | 10.9176
0 | 234207-Lighting-8 Ft T-8 with Elec Ballast-Tr1 |  | System | Commercial | 01-ALC-AllCommercial-IntLight | 0 |  |  |  |  | 35.6901 | 21.9828 | 0 | 0 | 0 | 13.7073 | 45.8368 |  | kWh | 0.0098893 | 0 | Commercial | [7 empty] | 15 | 0.78 |  |  |  | 0 | 80.0626 | 0 | 0 | 0 | 0 | 0 | 0 | 0 | 0 | 0 | 0 | 2009 Qtr 1: 80.0626; 2009 Qtr 2: 0; 2009 Qtr 3: 0; 2009 Qtr 4: 0; 2010 Qtr 1: 0; 2010 Qtr 2: 0; 2010 Qtr 3: 0; 2010 Qtr 4: 0; 2011 Qtr 1: 0; 2011 Qtr 2: 0; 2011 Qtr 3: 0; 2011 Qtr 4: 0 | 80.0626
0 | 234303-Lighting-Remove 4 Ft Lamp (De-Lamp) - Tr1 |  | System | Commercial | [6 empty] | 12.3596 | 16.4871 | 0 | 0 | 0 | -4.1275 | 137.2559 |  | 0 | 0.026384 | -2.5676 | Commercial |  | Winter Only | [5 empty] | 15 | 0.77 |  |  |  | 0 | 1.8196 | 0 | 0 | 0 | 0 | 0 | 0 | 0 | 0 | 0 | 0 | 2009 Qtr 1: 1.8196; 2009 Qtr 2: 0; 2009 Qtr 3: 0; 2009 Qtr 4: 0; 2010 Qtr 1: 0; 2010 Qtr 2: 0; 2010 Qtr 3: 0; 2010 Qtr 4: 0; 2011 Qtr 1: 0; 2011 Qtr 2: 0; 2011 Qtr 3: 0; 2011 Qtr 4: 0 | 1.8196
0 | 234330-Premium T8 with T12 40 Watt Baseline - Tr1 |  | System | Commercial | 01-ALC-AllCommercial-IntLight | 0 |  |  |  |  | 27.6532 | 13.1897 | 0 | 0 | 0 | 14.4636 | 83.5202 |  | kWh | 0.017351 | 0 | Commercial | [7 empty] | 15 | 0.78 |  |  |  | 0 | 85.5214 | 0 | 0 | 0 | 0 | 0 | 0 | 0 | 0 | 0 | 0 | 2009 Qtr 1: 0; 2009 Qtr 2: 0; 2009 Qtr 3: 0; 2009 Qtr 4: 85.5214; 2010 Qtr 1: 0; 2010 Qtr 2: 0; 2010 Qtr 3: 0; 2010 Qtr 4: 0; 2011 Qtr 1: 0; 2011 Qtr 2: 0; 2011 Qtr 3: 0; 2011 Qtr 4: 0 | 85.5214
0 | 234303-Lighting-Remove 4 Ft Lamp (De-Lamp) - Tr1 |  | System | Commercial | [6 empty] | 12.3596 | 16.4871 | 0 | 0 | 0 | -4.1275 | 137.2559 |  | 0 | 0.026384 | -2.5676 | Commercial |  | Winter Only | [5 empty] | 15 | 0.77 |  |  |  | 0 | 1.8196 | 0 | 0 | 0 | 0 | 0 | 0 | 0 | 0 | 0 | 0 | 2009 Qtr 1: 0; 2009 Qtr 2: 0; 2009 Qtr 3: 0; 2009 Qtr 4: 1.8196; 2010 Qtr 1: 0; 2010 Qtr 2: 0; 2010 Qtr 3: 0; 2010 Qtr 4: 0; 2011 Qtr 1: 0; 2011 Qtr 2: 0; 2011 Qtr 3: 0; 2011 Qtr 4: 0 | 1.8196
0 | 234330-Premium T8 with T12 40 Watt Baseline - Tr1 |  | System | Commercial | 01-ALC-AllCommercial-IntLight | 0 |  |  |  |  | 27.6532 | 13.1897 | 0 | 0 | 0 | 14.4636 | 83.5202 |  | kWh | 0.017351 | 0 | Commercial | [7 empty] | 15 | 0.78 |  |  |  | 0 | 23.6549 | 0 | 0 | 0 | 0 | 0 | 0 | 0 | 0 | 0 | 0 | 2009 Qtr 1: 0; 2009 Qtr 2: 0; 2009 Qtr 3: 0; 2009 Qtr 4: 23.6549; 2010 Qtr 1: 0; 2010 Qtr 2: 0; 2010 Qtr 3: 0; 2010 Qtr 4: 0; 2011 Qtr 1: 0; 2011 Qtr 2: 0; 2011 Qtr 3: 0; 2011 Qtr 4: 0 | 23.6549
0 | 234303-Lighting-Remove 4 Ft Lamp (De-Lamp) - Tr1 |  | System | Commercial | [6 empty] | 12.3596 | 16.4871 | 0 | 0 | 0 | -4.1275 | 137.2559 |  | 0 | 0.026384 | -2.5676 | Commercial |  | Winter Only | [5 empty] | 15 | 0.77 |  |  |  | 0 | 21.8353 | 0 | 0 | 0 | 0 | 0 | 0 | 0 | 0 | 0 | 0 | 2009 Qtr 1: 0; 2009 Qtr 2: 0; 2009 Qtr 3: 0; 2009 Qtr 4: 21.8353; 2010 Qtr 1: 0; 2010 Qtr 2: 0; 2010 Qtr 3: 0; 2010 Qtr 4: 0; 2011 Qtr 1: 0; 2011 Qtr 2: 0; 2011 Qtr 3: 0; 2011 Qtr 4: 0 | 21.8353
0 | 234330-Premium T8 with T12 40 Watt Baseline - Tr1 |  | System | Commercial | 01-ALC-AllCommercial-IntLight | 0 |  |  |  |  | 27.6532 | 13.1897 | 0 | 0 | 0 | 14.4636 | 83.5202 |  | kWh | 0.017351 | 0 | Commercial | [7 empty] | 15 | 0.78 |  |  |  | 0 | 78.243 | 0 | 0 | 0 | 0 | 0 | 0 | 0 | 0 | 0 | 0 | 2009 Qtr 1: 0; 2009 Qtr 2: 0; 2009 Qtr 3: 78.243; 2009 Qtr 4: 0; 2010 Qtr 1: 0; 2010 Qtr 2: 0; 2010 Qtr 3: 0; 2010 Qtr 4: 0; 2011 Qtr 1: 0; 2011 Qtr 2: 0; 2011 Qtr 3: 0; 2011 Qtr 4: 0 | 78.243
0 | 234285-Lighting-Occpncy Snsr-Hi-Bay integrated Snsr-Tr1 |  | System | Commercial | 01-ALC-AllCommercial-IntLight | 0 |  |  |  |  | 221.2703 | 95.5 | 0 | 0 | 0 | 125.7703 | 2503.6304 |  | kWh | 0.48559 | 0 | Commercial | [7 empty] | 8 | 0.84 |  |  |  | 0 | 19 | 0 | 0 | 0 | 0 | 0 | 0 | 0 | 0 | 0 | 0 | 2009 Qtr 1: 0; 2009 Qtr 2: 0; 2009 Qtr 3: 19; 2009 Qtr 4: 0; 2010 Qtr 1: 0; 2010 Qtr 2: 0; 2010 Qtr 3: 0; 2010 Qtr 4: 0; 2011 Qtr 1: 0; 2011 Qtr 2: 0; 2011 Qtr 3: 0; 2011 Qtr 4: 0 | 19
0 | 234085-Refrigeration -Strip Curtains for Walk-ins |  | System | Commercial | 20-RFF-Restaurant–FastFood-Refrig | 0 |  |  |  |  | 10.214 | 3.1064 | 0 | 0 | 0 | 7.1076 | 465 |  | kWh | 0.053 | 0 | Commercial | [7 empty] | 4 | 0.46 |  |  |  | 0 | 22 | 0 | 0 | 0 | 0 | 0 | 0 | 0 | 0 | 0 | 0 | 2009 Qtr 1: 0; 2009 Qtr 2: 0; 2009 Qtr 3: 22; 2009 Qtr 4: 0; 2010 Qtr 1: 0; 2010 Qtr 2: 0; 2010 Qtr 3: 0; 2010 Qtr 4: 0; 2011 Qtr 1: 0; 2011 Qtr 2: 0; 2011 Qtr 3: 0; 2011 Qtr 4: 0 | 22
0 | 234330-Premium T8 with T12 40 Watt Baseline - Tr1 |  | System | Commercial | 01-ALC-AllCommercial-IntLight | 0 |  |  |  |  | 27.6532 | 13.1897 | 0 | 0 | 0 | 14.4636 | 83.5202 |  | kWh | 0.017351 | 0 | Commercial | [7 empty] | 15 | 0.78 |  |  |  | 0 | 43.6705 | 0 | 0 | 0 | 0 | 0 | 0 | 0 | 0 | 0 | 0 | 2009 Qtr 1: 0; 2009 Qtr 2: 0; 2009 Qtr 3: 0; 2009 Qtr 4: 43.6705; 2010 Qtr 1: 0; 2010 Qtr 2: 0; 2010 Qtr 3: 0; 2010 Qtr 4: 0; 2011 Qtr 1: 0; 2011 Qtr 2: 0; 2011 Qtr 3: 0; 2011 Qtr 4: 0 | 43.6705
0 | 234303-Lighting-Remove 4 Ft Lamp (De-Lamp) - Tr1 |  | System | Commercial | [6 empty] | 12.3596 | 16.4871 | 0 | 0 | 0 | -4.1275 | 137.2559 |  | 0 | 0.026384 | -2.5676 | Commercial |  | Winter Only | [5 empty] | 15 | 0.77 |  |  |  | 0 | 43.6705 | 0 | 0 | 0 | 0 | 0 | 0 | 0 | 0 | 0 | 0 | 2009 Qtr 1: 0; 2009 Qtr 2: 0; 2009 Qtr 3: 0; 2009 Qtr 4: 43.6705; 2010 Qtr 1: 0; 2010 Qtr 2: 0; 2010 Qtr 3: 0; 2010 Qtr 4: 0; 2011 Qtr 1: 0; 2011 Qtr 2: 0; 2011 Qtr 3: 0; 2011 Qtr 4: 0 | 43.6705
0 | 234330-Premium T8 with T12 40 Watt Baseline - Tr1 |  | System | Commercial | 01-ALC-AllCommercial-IntLight | 0 |  |  |  |  | 27.6532 | 13.1897 | 0 | 0 | 0 | 14.4636 | 83.5202 |  | kWh | 0.017351 | 0 | Commercial | [7 empty] | 15 | 0.78 |  |  |  | 0 | 45.4901 | 0 | 0 | 0 | 0 | 0 | 0 | 0 | 0 | 0 | 0 | 2009 Qtr 1: 0; 2009 Qtr 2: 0; 2009 Qtr 3: 0; 2009 Qtr 4: 45.4901; 2010 Qtr 1: 0; 2010 Qtr 2: 0; 2010 Qtr 3: 0; 2010 Qtr 4: 0; 2011 Qtr 1: 0; 2011 Qtr 2: 0; 2011 Qtr 3: 0; 2011 Qtr 4: 0 | 45.4901
0 | 234207-Lighting-8 Ft T-8 with Elec Ballast-Tr1 |  | System | Commercial | 01-ALC-AllCommercial-IntLight | 0 |  |  |  |  | 35.6901 | 21.9828 | 0 | 0 | 0 | 13.7073 | 45.8368 |  | kWh | 0.0098893 | 0 | Commercial | [7 empty] | 15 | 0.78 |  |  |  | 0 | 1.8196 | 0 | 0 | 0 | 0 | 0 | 0 | 0 | 0 | 0 | 0 | 2009 Qtr 1: 0; 2009 Qtr 2: 0; 2009 Qtr 3: 0; 2009 Qtr 4: 1.8196; 2010 Qtr 1: 0; 2010 Qtr 2: 0; 2010 Qtr 3: 0; 2010 Qtr 4: 0; 2011 Qtr 1: 0; 2011 Qtr 2: 0; 2011 Qtr 3: 0; 2011 Qtr 4: 0 | 1.8196
0 | 234303-Lighting-Remove 4 Ft Lamp (De-Lamp) - Tr1 |  | System | Commercial | [6 empty] | 12.3596 | 16.4871 | 0 | 0 | 0 | -4.1275 | 137.2559 |  | 0 | 0.026384 | -2.5676 | Commercial |  | Winter Only | [5 empty] | 15 | 0.77 |  |  |  | 0 | 3.6392 | 0 | 0 | 0 | 0 | 0 | 0 | 0 | 0 | 0 | 0 | 2009 Qtr 1: 0; 2009 Qtr 2: 0; 2009 Qtr 3: 0; 2009 Qtr 4: 3.6392; 2010 Qtr 1: 0; 2010 Qtr 2: 0; 2010 Qtr 3: 0; 2010 Qtr 4: 0; 2011 Qtr 1: 0; 2011 Qtr 2: 0; 2011 Qtr 3: 0; 2011 Qtr 4: 0 | 3.6392
0 | 234360-Lighting-IntrHiByLnrFlscntFxtr244wrplc400w(TrI)Tr1 |  | System | Commercial | [6 empty] | 282.4319 | 153.8404 | 0 | 0 | 0 | 128.5914 | 0 |  | 0 | 0.224 | -7.1132 | Commercial |  | Winter Only | [5 empty] | 15 | 0.78 |  |  |  | 0 | 15.6006 | 0 | 0 | 0 | 0 | 0 | 0 | 0 | 0 | 0 | 0 | 2009 Qtr 1: 0; 2009 Qtr 2: 0; 2009 Qtr 3: 0; 2009 Qtr 4: 15.6006; 2010 Qtr 1: 0; 2010 Qtr 2: 0; 2010 Qtr 3: 0; 2010 Qtr 4: 0; 2011 Qtr 1: 0; 2011 Qtr 2: 0; 2011 Qtr 3: 0; 2011 Qtr 4: 0 | 15.6006
0 | 234285-Lighting-Occpncy Snsr-Hi-Bay integrated Snsr-Tr1 |  | System | Commercial | 01-ALC-AllCommercial-IntLight | 0 |  |  |  |  | 221.2703 | 95.5 | 0 | 0 | 0 | 125.7703 | 2503.6304 |  | kWh | 0.48559 | 0 | Commercial | [7 empty] | 8 | 0.84 |  |  |  | 0 | 16 | 0 | 0 | 0 | 0 | 0 | 0 | 0 | 0 | 0 | 0 | 2009 Qtr 1: 0; 2009 Qtr 2: 0; 2009 Qtr 3: 0; 2009 Qtr 4: 16; 2010 Qtr 1: 0; 2010 Qtr 2: 0; 2010 Qtr 3: 0; 2010 Qtr 4: 0; 2011 Qtr 1: 0; 2011 Qtr 2: 0; 2011 Qtr 3: 0; 2011 Qtr 4: 0 | 16
0 | 234330-Premium T8 with T12 40 Watt Baseline - Tr1 |  | System | Commercial | 01-ALC-AllCommercial-IntLight | 0 |  |  |  |  | 27.6532 | 13.1897 | 0 | 0 | 0 | 14.4636 | 83.5202 |  | kWh | 0.017351 | 0 | Commercial | [7 empty] | 15 | 0.78 |  |  |  | 0 | 50.9489 | 0 | 0 | 0 | 0 | 0 | 0 | 0 | 0 | 0 | 0 | 2009 Qtr 1: 0; 2009 Qtr 2: 0; 2009 Qtr 3: 50.9489; 2009 Qtr 4: 0; 2010 Qtr 1: 0; 2010 Qtr 2: 0; 2010 Qtr 3: 0; 2010 Qtr 4: 0; 2011 Qtr 1: 0; 2011 Qtr 2: 0; 2011 Qtr 3: 0; 2011 Qtr 4: 0 | 50.9489
0 | 234285-Lighting-Occpncy Snsr-Hi-Bay integrated Snsr-Tr1 |  | System | Commercial | 01-ALC-AllCommercial-IntLight | 0 |  |  |  |  | 221.2703 | 95.5 | 0 | 0 | 0 | 125.7703 | 2503.6304 |  | kWh | 0.48559 | 0 | Commercial | [7 empty] | 8 | 0.84 |  |  |  | 0 | 16 | 0 | 0 | 0 | 0 | 0 | 0 | 0 | 0 | 0 | 0 | 2009 Qtr 1: 0; 2009 Qtr 2: 0; 2009 Qtr 3: 16; 2009 Qtr 4: 0; 2010 Qtr 1: 0; 2010 Qtr 2: 0; 2010 Qtr 3: 0; 2010 Qtr 4: 0; 2011 Qtr 1: 0; 2011 Qtr 2: 0; 2011 Qtr 3: 0; 2011 Qtr 4: 0 | 16
0 | 234085-Refrigeration -Strip Curtains for Walk-ins |  | System | Commercial | 20-RFF-Restaurant–FastFood-Refrig | 0 |  |  |  |  | 10.214 | 3.0957 | 0 | 0 | 0 | 7.1183 | 465 |  | kWh | 0.053 | 0 | Commercial | [7 empty] | 4 | 0.46 |  |  |  | 0 | 21 | 0 | 0 | 0 | 0 | 0 | 0 | 0 | 0 | 0 | 0 | 2009 Qtr 1: 0; 2009 Qtr 2: 0; 2009 Qtr 3: 0; 2009 Qtr 4: 21; 2010 Qtr 1: 0; 2010 Qtr 2: 0; 2010 Qtr 3: 0; 2010 Qtr 4: 0; 2011 Qtr 1: 0; 2011 Qtr 2: 0; 2011 Qtr 3: 0; 2011 Qtr 4: 0 | 21
0 | 234084-Refrigeration -Cooler/Freezer Door Gaskets - Solid Doors: Cooler |  | System | Commercial | 09-GRO-Grocery-REFG | 0 |  |  |  |  | 2.2498 | 4.0299 | 0 | 0 | 0 | -1.7801 | 104.55 |  | kWh | 0.01195 | 0 | Commercial | [7 empty] | 4 | 0.76 |  |  |  | 0 | 75 | 0 | 0 | 0 | 0 | 0 | 0 | 0 | 0 | 0 | 0 | 2009 Qtr 1: 0; 2009 Qtr 2: 0; 2009 Qtr 3: 0; 2009 Qtr 4: 75; 2010 Qtr 1: 0; 2010 Qtr 2: 0; 2010 Qtr 3: 0; 2010 Qtr 4: 0; 2011 Qtr 1: 0; 2011 Qtr 2: 0; 2011 Qtr 3: 0; 2011 Qtr 4: 0 | 75
0 | 234067-Refrigeration - Food Service -Auto Closer for Main Cooler Doors |  | System | Commercial | 09-GRO-Grocery-REFG | 0 |  |  |  |  | 382.5103 | 103 | 0 | 0 | 0 | 279.5103 | 1075.009 |  | kWh | 0.20794 | -0.053375 | Commercial |  | Annual | [5 empty] | 8 | 0.7 |  |  |  | 0 | 1 | 0 | 0 | 0 | 0 | 0 | 0 | 0 | 0 | 0 | 0 | 2009 Qtr 1: 0; 2009 Qtr 2: 0; 2009 Qtr 3: 0; 2009 Qtr 4: 1; 2010 Qtr 1: 0; 2010 Qtr 2: 0; 2010 Qtr 3: 0; 2010 Qtr 4: 0; 2011 Qtr 1: 0; 2011 Qtr 2: 0; 2011 Qtr 3: 0; 2011 Qtr 4: 0 | 1
0 | 234084-Refrigeration -Cooler/Freezer Door Gaskets - Solid Doors: Cooler |  | System | Commercial | 09-GRO-Grocery-REFG | 0 |  |  |  |  | 2.2498 | 4.0393 | 0 | 0 | 0 | -1.7895 | 104.55 |  | kWh | 0.01195 | 0 | Commercial | [7 empty] | 4 | 0.76 |  |  |  | 0 | 58 | 0 | 0 | 0 | 0 | 0 | 0 | 0 | 0 | 0 | 0 | 2009 Qtr 1: 0; 2009 Qtr 2: 0; 2009 Qtr 3: 0; 2009 Qtr 4: 58; 2010 Qtr 1: 0; 2010 Qtr 2: 0; 2010 Qtr 3: 0; 2010 Qtr 4: 0; 2011 Qtr 1: 0; 2011 Qtr 2: 0; 2011 Qtr 3: 0; 2011 Qtr 4: 0 | 58
0 | 234067-Refrigeration - Food Service -Auto Closer for Main Cooler Doors |  | System | Commercial | 09-GRO-Grocery-REFG | 0 |  |  |  |  | 382.5103 | 103 | 0 | 0 | 0 | 279.5103 | 1075.009 |  | kWh | 0.20794 | -0.053375 | Commercial |  | Annual | [5 empty] | 8 | 0.7 |  |  |  | 0 | 1 | 0 | 0 | 0 | 0 | 0 | 0 | 0 | 0 | 0 | 0 | 2009 Qtr 1: 0; 2009 Qtr 2: 0; 2009 Qtr 3: 0; 2009 Qtr 4: 1; 2010 Qtr 1: 0; 2010 Qtr 2: 0; 2010 Qtr 3: 0; 2010 Qtr 4: 0; 2011 Qtr 1: 0; 2011 Qtr 2: 0; 2011 Qtr 3: 0; 2011 Qtr 4: 0 | 1
0 | 234330-Premium T8 with T12 40 Watt Baseline - Tr1 |  | System | Commercial | 01-ALC-AllCommercial-IntLight | 0 |  |  |  |  | 27.6532 | 13.1897 | 0 | 0 | 0 | 14.4636 | 83.5202 |  | kWh | 0.017351 | 0 | Commercial | [7 empty] | 15 | 0.78 |  |  |  | 0 | 61.8665 | 0 | 0 | 0 | 0 | 0 | 0 | 0 | 0 | 0 | 0 | 2009 Qtr 1: 0; 2009 Qtr 2: 0; 2009 Qtr 3: 0; 2009 Qtr 4: 61.8665; 2010 Qtr 1: 0; 2010 Qtr 2: 0; 2010 Qtr 3: 0; 2010 Qtr 4: 0; 2011 Qtr 1: 0; 2011 Qtr 2: 0; 2011 Qtr 3: 0; 2011 Qtr 4: 0 | 61.8665
0 | 234303-Lighting-Remove 4 Ft Lamp (De-Lamp) - Tr1 |  | System | Commercial | [6 empty] | 12.3596 | 16.4871 | 0 | 0 | 0 | -4.1275 | 137.2559 |  | 0 | 0.026384 | -2.5676 | Commercial |  | Winter Only | [5 empty] | 15 | 0.77 |  |  |  | 0 | 19.1058 | 0 | 0 | 0 | 0 | 0 | 0 | 0 | 0 | 0 | 0 | 2009 Qtr 1: 0; 2009 Qtr 2: 0; 2009 Qtr 3: 0; 2009 Qtr 4: 19.1058; 2010 Qtr 1: 0; 2010 Qtr 2: 0; 2010 Qtr 3: 0; 2010 Qtr 4: 0; 2011 Qtr 1: 0; 2011 Qtr 2: 0; 2011 Qtr 3: 0; 2011 Qtr 4: 0 | 19.1058
0 | 234332-Premium T8 with T12 40 Watt Baseline - Tr3 |  | System | Commercial | 01-ALC-AllCommercial-IntLight | 0 |  |  |  |  | 13.9591 | 7.1444 | 0 | 0 | 0 | 6.8147 | 44.0947 |  | kWh | 0.016509 | 0 | Commercial | [7 empty] | 15 | 0.78 |  |  |  | 0 | 43.6705 | 0 | 0 | 0 | 0 | 0 | 0 | 0 | 0 | 0 | 0 | 2009 Qtr 1: 0; 2009 Qtr 2: 0; 2009 Qtr 3: 0; 2009 Qtr 4: 43.6705; 2010 Qtr 1: 0; 2010 Qtr 2: 0; 2010 Qtr 3: 0; 2010 Qtr 4: 0; 2011 Qtr 1: 0; 2011 Qtr 2: 0; 2011 Qtr 3: 0; 2011 Qtr 4: 0 | 43.6705
0 | 234084-Refrigeration -Cooler/Freezer Door Gaskets - Solid Doors: Cooler |  | System | Commercial | 09-GRO-Grocery-REFG | 0 |  |  |  |  | 2.2498 | 4 | 0 | 0 | 0 | -1.7502 | 104.55 |  | kWh | 0.01195 | 0 | Commercial | [7 empty] | 4 | 0.76 |  |  |  | 0 | 210 | 0 | 0 | 0 | 0 | 0 | 0 | 0 | 0 | 0 | 0 | 2009 Qtr 1: 0; 2009 Qtr 2: 0; 2009 Qtr 3: 210; 2009 Qtr 4: 0; 2010 Qtr 1: 0; 2010 Qtr 2: 0; 2010 Qtr 3: 0; 2010 Qtr 4: 0; 2011 Qtr 1: 0; 2011 Qtr 2: 0; 2011 Qtr 3: 0; 2011 Qtr 4: 0 | 210
0 | 234331-Premium T8 with T12 40 Watt Baseline - Tr2 |  | System | Commercial | 01-ALC-AllCommercial-IntLight | 0 |  |  |  |  | 27.653 | 9.8923 | 0 | 0 | 0 | 17.7607 | 58.062 |  | kWh | 0.017133 | 0 | Commercial | [7 empty] | 15 | 0.78 |  |  |  | 0 | 32.7529 | 0 | 0 | 0 | 0 | 0 | 0 | 0 | 0 | 0 | 0 | 2009 Qtr 1: 0; 2009 Qtr 2: 0; 2009 Qtr 3: 32.7529; 2009 Qtr 4: 0; 2010 Qtr 1: 0; 2010 Qtr 2: 0; 2010 Qtr 3: 0; 2010 Qtr 4: 0; 2011 Qtr 1: 0; 2011 Qtr 2: 0; 2011 Qtr 3: 0; 2011 Qtr 4: 0 | 32.7529
0 | 234208-Lighting-8 Ft T-8 with Elec Ballast-Tr2 |  | System | Commercial | 01-ALC-AllCommercial-IntLight | 0 |  |  |  |  | 35.6904 | 16.4871 | 0 | 0 | 0 | 19.2033 | 32.3258 |  | kWh | 0.009599 | 0 | Commercial | [7 empty] | 15 | 0.78 |  |  |  | 0 | 7.2784 | 0 | 0 | 0 | 0 | 0 | 0 | 0 | 0 | 0 | 0 | 2009 Qtr 1: 0; 2009 Qtr 2: 0; 2009 Qtr 3: 7.2784; 2009 Qtr 4: 0; 2010 Qtr 1: 0; 2010 Qtr 2: 0; 2010 Qtr 3: 0; 2010 Qtr 4: 0; 2011 Qtr 1: 0; 2011 Qtr 2: 0; 2011 Qtr 3: 0; 2011 Qtr 4: 0 | 7.2784
0 | 234304-Lighting-Remove 4 Ft Lamp (De-Lamp) - Tr2 |  | System | Commercial | [6 empty] | 12.3587 | 12.3653 | 0 | 0 | 0 | -0.0066231 | 137.2559 |  | 0 | 0.026384 | -2.5676 | Commercial | [7 empty] | 15 | 0.77 |  |  |  | 0 | 0.9098 | 0 | 0 | 0 | 0 | 0 | 0 | 0 | 0 | 0 | 0 | 2009 Qtr 1: 0; 2009 Qtr 2: 0; 2009 Qtr 3: 0.9098; 2009 Qtr 4: 0; 2010 Qtr 1: 0; 2010 Qtr 2: 0; 2010 Qtr 3: 0; 2010 Qtr 4: 0; 2011 Qtr 1: 0; 2011 Qtr 2: 0; 2011 Qtr 3: 0; 2011 Qtr 4: 0 | 0.9098
0 | 234361-Lighting-IntrHiByLnrFlscntFxtr244wrplc400w(TrI)Tr2 |  | System | Commercial | 01-ALC-AllCommercial-IntLight | 0 |  |  |  |  | 327.8836 | 115.3803 | 0 | 0 | 0 | 212.5033 | 698.8643 |  | kWh | 0.2203 | 0 | Commercial | [7 empty] | 15 | 0.78 |  |  |  | 0 | 3.9001 | 0 | 0 | 0 | 0 | 0 | 0 | 0 | 0 | 0 | 0 | 2009 Qtr 1: 0; 2009 Qtr 2: 0; 2009 Qtr 3: 3.9001; 2009 Qtr 4: 0; 2010 Qtr 1: 0; 2010 Qtr 2: 0; 2010 Qtr 3: 0; 2010 Qtr 4: 0; 2011 Qtr 1: 0; 2011 Qtr 2: 0; 2011 Qtr 3: 0; 2011 Qtr 4: 0 | 3.9001
0 | 234286-Lighting-Occpncy Snsr-Hi-Bay integrated Snsr-Tr2 |  | System | Commercial | 01-ALC-AllCommercial-IntLight | 0 |  |  |  |  | 221.37 | 95.5 | 0 | 0 | 0 | 125.87 | 1499.5759 |  | kWh | 0.47213 | 0 | Commercial | [7 empty] | 8 | 0.84 |  |  |  | 0 | 4 | 0 | 0 | 0 | 0 | 0 | 0 | 0 | 0 | 0 | 0 | 2009 Qtr 1: 0; 2009 Qtr 2: 0; 2009 Qtr 3: 4; 2009 Qtr 4: 0; 2010 Qtr 1: 0; 2010 Qtr 2: 0; 2010 Qtr 3: 0; 2010 Qtr 4: 0; 2011 Qtr 1: 0; 2011 Qtr 2: 0; 2011 Qtr 3: 0; 2011 Qtr 4: 0 | 4
0 | 234330-Premium T8 with T12 40 Watt Baseline - Tr1 |  | System | Commercial | 01-ALC-AllCommercial-IntLight | 0 |  |  |  |  | 27.6532 | 13.1897 | 0 | 0 | 0 | 14.4636 | 83.5202 |  | kWh | 0.017351 | 0 | Commercial | [7 empty] | 15 | 0.78 |  |  |  | 0 | 49.1293 | 0 | 0 | 0 | 0 | 0 | 0 | 0 | 0 | 0 | 0 | 2009 Qtr 1: 0; 2009 Qtr 2: 0; 2009 Qtr 3: 0; 2009 Qtr 4: 49.1293; 2010 Qtr 1: 0; 2010 Qtr 2: 0; 2010 Qtr 3: 0; 2010 Qtr 4: 0; 2011 Qtr 1: 0; 2011 Qtr 2: 0; 2011 Qtr 3: 0; 2011 Qtr 4: 0 | 49.1293
0 | 234303-Lighting-Remove 4 Ft Lamp (De-Lamp) - Tr1 |  | System | Commercial | [6 empty] | 12.3596 | 16.4871 | 0 | 0 | 0 | -4.1275 | 137.2559 |  | 0 | 0.026384 | -2.5676 | Commercial |  | Winter Only | [5 empty] | 15 | 0.77 |  |  |  | 0 | 5.4588 | 0 | 0 | 0 | 0 | 0 | 0 | 0 | 0 | 0 | 0 | 2009 Qtr 1: 0; 2009 Qtr 2: 0; 2009 Qtr 3: 0; 2009 Qtr 4: 5.4588; 2010 Qtr 1: 0; 2010 Qtr 2: 0; 2010 Qtr 3: 0; 2010 Qtr 4: 0; 2011 Qtr 1: 0; 2011 Qtr 2: 0; 2011 Qtr 3: 0; 2011 Qtr 4: 0 | 5.4588
0 | 234084-Refrigeration -Cooler/Freezer Door Gaskets - Solid Doors: Cooler |  | System | Commercial | 09-GRO-Grocery-REFG | 0 |  |  |  |  | 2.2498 | 4.0325 | 0 | 0 | 0 | -1.7827 | 104.55 |  | kWh | 0.01195 | 0 | Commercial | [7 empty] | 4 | 0.76 |  |  |  | 0 | 96 | 0 | 0 | 0 | 0 | 0 | 0 | 0 | 0 | 0 | 0 | 2009 Qtr 1: 0; 2009 Qtr 2: 0; 2009 Qtr 3: 96; 2009 Qtr 4: 0; 2010 Qtr 1: 0; 2010 Qtr 2: 0; 2010 Qtr 3: 0; 2010 Qtr 4: 0; 2011 Qtr 1: 0; 2011 Qtr 2: 0; 2011 Qtr 3: 0; 2011 Qtr 4: 0 | 96
0 | 234085-Refrigeration -Strip Curtains for Walk-ins |  | System | Commercial | 20-RFF-Restaurant–FastFood-Refrig | 0 |  |  |  |  | 10.214 | 3.03 | 0 | 0 | 0 | 7.184 | 465 |  | kWh | 0.053 | 0 | Commercial | [7 empty] | 4 | 0.46 |  |  |  | 0 | 22 | 0 | 0 | 0 | 0 | 0 | 0 | 0 | 0 | 0 | 0 | 2009 Qtr 1: 0; 2009 Qtr 2: 0; 2009 Qtr 3: 22; 2009 Qtr 4: 0; 2010 Qtr 1: 0; 2010 Qtr 2: 0; 2010 Qtr 3: 0; 2010 Qtr 4: 0; 2011 Qtr 1: 0; 2011 Qtr 2: 0; 2011 Qtr 3: 0; 2011 Qtr 4: 0 | 22
0 | 234067-Refrigeration - Food Service -Auto Closer for Main Cooler Doors |  | System | Commercial | 09-GRO-Grocery-REFG | 0 |  |  |  |  | 382.5103 | 103 | 0 | 0 | 0 | 279.5103 | 1075.009 |  | kWh | 0.20794 | -0.053375 | Commercial |  | Annual | [5 empty] | 8 | 0.7 |  |  |  | 0 | 1 | 0 | 0 | 0 | 0 | 0 | 0 | 0 | 0 | 0 | 0 | 2009 Qtr 1: 0; 2009 Qtr 2: 0; 2009 Qtr 3: 1; 2009 Qtr 4: 0; 2010 Qtr 1: 0; 2010 Qtr 2: 0; 2010 Qtr 3: 0; 2010 Qtr 4: 0; 2011 Qtr 1: 0; 2011 Qtr 2: 0; 2011 Qtr 3: 0; 2011 Qtr 4: 0 | 1
0 | 234331-Premium T8 with T12 40 Watt Baseline - Tr2 |  | System | Commercial | 01-ALC-AllCommercial-IntLight | 0 |  |  |  |  | 27.653 | 9.8923 | 0 | 0 | 0 | 17.7607 | 58.062 |  | kWh | 0.017133 | 0 | Commercial | [7 empty] | 15 | 0.78 |  |  |  | 0 | 21.8353 | 0 | 0 | 0 | 0 | 0 | 0 | 0 | 0 | 0 | 0 | 2009 Qtr 1: 0; 2009 Qtr 2: 0; 2009 Qtr 3: 21.8353; 2009 Qtr 4: 0; 2010 Qtr 1: 0; 2010 Qtr 2: 0; 2010 Qtr 3: 0; 2010 Qtr 4: 0; 2011 Qtr 1: 0; 2011 Qtr 2: 0; 2011 Qtr 3: 0; 2011 Qtr 4: 0 | 21.8353
0 | 234330-Premium T8 with T12 40 Watt Baseline - Tr1 |  | System | Commercial | 01-ALC-AllCommercial-IntLight | 0 |  |  |  |  | 27.6532 | 13.1897 | 0 | 0 | 0 | 14.4636 | 83.5202 |  | kWh | 0.017351 | 0 | Commercial | [7 empty] | 15 | 0.78 |  |  |  | 0 | 94.6194 | 0 | 0 | 0 | 0 | 0 | 0 | 0 | 0 | 0 | 0 | 2009 Qtr 1: 0; 2009 Qtr 2: 0; 2009 Qtr 3: 0; 2009 Qtr 4: 94.6194; 2010 Qtr 1: 0; 2010 Qtr 2: 0; 2010 Qtr 3: 0; 2010 Qtr 4: 0; 2011 Qtr 1: 0; 2011 Qtr 2: 0; 2011 Qtr 3: 0; 2011 Qtr 4: 0 | 94.6194
0 | 234067-Refrigeration - Food Service -Auto Closer for Main Cooler Doors |  | System | Commercial | 09-GRO-Grocery-REFG | 0 |  |  |  |  | 382.5103 | 103 | 0 | 0 | 0 | 279.5103 | 1075.009 |  | kWh | 0.20794 | -0.053375 | Commercial |  | Annual | [5 empty] | 8 | 0.7 |  |  |  | 0 | 1 | 0 | 0 | 0 | 0 | 0 | 0 | 0 | 0 | 0 | 0 | 2009 Qtr 1: 0; 2009 Qtr 2: 0; 2009 Qtr 3: 1; 2009 Qtr 4: 0; 2010 Qtr 1: 0; 2010 Qtr 2: 0; 2010 Qtr 3: 0; 2010 Qtr 4: 0; 2011 Qtr 1: 0; 2011 Qtr 2: 0; 2011 Qtr 3: 0; 2011 Qtr 4: 0 | 1
0 | 234084-Refrigeration -Cooler/Freezer Door Gaskets - Solid Doors: Cooler |  | System | Commercial | 09-GRO-Grocery-REFG | 0 |  |  |  |  | 2.2498 | 4.0964 | 0 | 0 | 0 | -1.8466 | 104.55 |  | kWh | 0.01195 | 0 | Commercial | [7 empty] | 4 | 0.76 |  |  |  | 0 | 39 | 0 | 0 | 0 | 0 | 0 | 0 | 0 | 0 | 0 | 0 | 2009 Qtr 1: 0; 2009 Qtr 2: 0; 2009 Qtr 3: 39; 2009 Qtr 4: 0; 2010 Qtr 1: 0; 2010 Qtr 2: 0; 2010 Qtr 3: 0; 2010 Qtr 4: 0; 2011 Qtr 1: 0; 2011 Qtr 2: 0; 2011 Qtr 3: 0; 2011 Qtr 4: 0 | 39
0 | 234330-Premium T8 with T12 40 Watt Baseline - Tr1 |  | System | Commercial | 01-ALC-AllCommercial-IntLight | 0 |  |  |  |  | 27.6532 | 13.1897 | 0 | 0 | 0 | 14.4636 | 83.5202 |  | kWh | 0.017351 | 0 | Commercial | [7 empty] | 15 | 0.78 |  |  |  | 0 | 50.9489 | 0 | 0 | 0 | 0 | 0 | 0 | 0 | 0 | 0 | 0 | 2009 Qtr 1: 0; 2009 Qtr 2: 0; 2009 Qtr 3: 50.9489; 2009 Qtr 4: 0; 2010 Qtr 1: 0; 2010 Qtr 2: 0; 2010 Qtr 3: 0; 2010 Qtr 4: 0; 2011 Qtr 1: 0; 2011 Qtr 2: 0; 2011 Qtr 3: 0; 2011 Qtr 4: 0 | 50.9489
0 | 234331-Premium T8 with T12 40 Watt Baseline - Tr2 |  | System | Commercial | 01-ALC-AllCommercial-IntLight | 0 |  |  |  |  | 27.653 | 9.8923 | 0 | 0 | 0 | 17.7607 | 58.062 |  | kWh | 0.017133 | 0 | Commercial | [7 empty] | 15 | 0.78 |  |  |  | 0 | 2.7294 | 0 | 0 | 0 | 0 | 0 | 0 | 0 | 0 | 0 | 0 | 2009 Qtr 1: 0; 2009 Qtr 2: 0; 2009 Qtr 3: 2.7294; 2009 Qtr 4: 0; 2010 Qtr 1: 0; 2010 Qtr 2: 0; 2010 Qtr 3: 0; 2010 Qtr 4: 0; 2011 Qtr 1: 0; 2011 Qtr 2: 0; 2011 Qtr 3: 0; 2011 Qtr 4: 0 | 2.7294
0 | 234208-Lighting-8 Ft T-8 with Elec Ballast-Tr2 |  | System | Commercial | 01-ALC-AllCommercial-IntLight | 0 |  |  |  |  | 35.6904 | 16.4871 | 0 | 0 | 0 | 19.2033 | 32.3258 |  | kWh | 0.009599 | 0 | Commercial | [7 empty] | 15 | 0.78 |  |  |  | 0 | 8.1882 | 0 | 0 | 0 | 0 | 0 | 0 | 0 | 0 | 0 | 0 | 2009 Qtr 1: 0; 2009 Qtr 2: 0; 2009 Qtr 3: 8.1882; 2009 Qtr 4: 0; 2010 Qtr 1: 0; 2010 Qtr 2: 0; 2010 Qtr 3: 0; 2010 Qtr 4: 0; 2011 Qtr 1: 0; 2011 Qtr 2: 0; 2011 Qtr 3: 0; 2011 Qtr 4: 0 | 8.1882
0 | 234304-Lighting-Remove 4 Ft Lamp (De-Lamp) - Tr2 |  | System | Commercial | [6 empty] | 12.3587 | 12.3653 | 0 | 0 | 0 | -0.0066231 | 137.2559 |  | 0 | 0.026384 | -2.5676 | Commercial | [7 empty] | 15 | 0.77 |  |  |  | 0 | 2.7294 | 0 | 0 | 0 | 0 | 0 | 0 | 0 | 0 | 0 | 0 | 2009 Qtr 1: 0; 2009 Qtr 2: 0; 2009 Qtr 3: 2.7294; 2009 Qtr 4: 0; 2010 Qtr 1: 0; 2010 Qtr 2: 0; 2010 Qtr 3: 0; 2010 Qtr 4: 0; 2011 Qtr 1: 0; 2011 Qtr 2: 0; 2011 Qtr 3: 0; 2011 Qtr 4: 0 | 2.7294
0 | 234307-Lighting-Remove 8 Ft Lamp (De-Lamp) - Tr2 |  | System | Commercial | 23-RTL-Retail–SingleStorylarge-LIT_INT | 0 |  |  |  |  | 28.4021 | 16.4871 | 0 | 0 | 0 | 11.915 | 253.9171 |  | kWh | 0.077292 | 0 | Commercial | [7 empty] | 15 | 0.77 |  |  |  | 0 | 8.1882 | 0 | 0 | 0 | 0 | 0 | 0 | 0 | 0 | 0 | 0 | 2009 Qtr 1: 0; 2009 Qtr 2: 0; 2009 Qtr 3: 8.1882; 2009 Qtr 4: 0; 2010 Qtr 1: 0; 2010 Qtr 2: 0; 2010 Qtr 3: 0; 2010 Qtr 4: 0; 2011 Qtr 1: 0; 2011 Qtr 2: 0; 2011 Qtr 3: 0; 2011 Qtr 4: 0 | 8.1882
0 | 234331-Premium T8 with T12 40 Watt Baseline - Tr2 |  | System | Commercial | 01-ALC-AllCommercial-IntLight | 0 |  |  |  |  | 27.653 | 9.8923 | 0 | 0 | 0 | 17.7607 | 58.062 |  | kWh | 0.017133 | 0 | Commercial | [7 empty] | 15 | 0.78 |  |  |  | 0 | 12.7372 | 0 | 0 | 0 | 0 | 0 | 0 | 0 | 0 | 0 | 0 | 2009 Qtr 1: 0; 2009 Qtr 2: 0; 2009 Qtr 3: 12.7372; 2009 Qtr 4: 0; 2010 Qtr 1: 0; 2010 Qtr 2: 0; 2010 Qtr 3: 0; 2010 Qtr 4: 0; 2011 Qtr 1: 0; 2011 Qtr 2: 0; 2011 Qtr 3: 0; 2011 Qtr 4: 0 | 12.7372
0 | 234304-Lighting-Remove 4 Ft Lamp (De-Lamp) - Tr2 |  | System | Commercial | [6 empty] | 12.3587 | 12.3653 | 0 | 0 | 0 | -0.0066231 | 137.2559 |  | 0 | 0.026384 | -2.5676 | Commercial | [7 empty] | 15 | 0.77 |  |  |  | 0 | 12.7372 | 0 | 0 | 0 | 0 | 0 | 0 | 0 | 0 | 0 | 0 | 2009 Qtr 1: 0; 2009 Qtr 2: 0; 2009 Qtr 3: 12.7372; 2009 Qtr 4: 0; 2010 Qtr 1: 0; 2010 Qtr 2: 0; 2010 Qtr 3: 0; 2010 Qtr 4: 0; 2011 Qtr 1: 0; 2011 Qtr 2: 0; 2011 Qtr 3: 0; 2011 Qtr 4: 0 | 12.7372
0 | 234084-Refrigeration -Cooler/Freezer Door Gaskets - Solid Doors: Cooler |  | System | Commercial | 09-GRO-Grocery-REFG | 0 |  |  |  |  | 2.2498 | 4.006 | 0 | 0 | 0 | -1.7562 | 104.55 |  | kWh | 0.01195 | 0 | Commercial | [7 empty] | 4 | 0.76 |  |  |  | 0 | 40 | 0 | 0 | 0 | 0 | 0 | 0 | 0 | 0 | 0 | 0 | 2009 Qtr 1: 0; 2009 Qtr 2: 0; 2009 Qtr 3: 40; 2009 Qtr 4: 0; 2010 Qtr 1: 0; 2010 Qtr 2: 0; 2010 Qtr 3: 0; 2010 Qtr 4: 0; 2011 Qtr 1: 0; 2011 Qtr 2: 0; 2011 Qtr 3: 0; 2011 Qtr 4: 0 | 40
0 | 234067-Refrigeration - Food Service -Auto Closer for Main Cooler Doors |  | System | Commercial | 09-GRO-Grocery-REFG | 0 |  |  |  |  | 382.5103 | 0 | 0 | 0 | 0 | 382.5103 | 0 |  | kWh | 0 | 0 | Commercial |  | Annual | [5 empty] | 8 | 0.7 |  |  |  | 0 | 1 | 0 | 0 | 0 | 0 | 0 | 0 | 0 | 0 | 0 | 0 | 2009 Qtr 1: 0; 2009 Qtr 2: 0; 2009 Qtr 3: 1; 2009 Qtr 4: 0; 2010 Qtr 1: 0; 2010 Qtr 2: 0; 2010 Qtr 3: 0; 2010 Qtr 4: 0; 2011 Qtr 1: 0; 2011 Qtr 2: 0; 2011 Qtr 3: 0; 2011 Qtr 4: 0 | 1
0 | 234085-Refrigeration -Strip Curtains for Walk-ins |  | System | Commercial | 20-RFF-Restaurant–FastFood-Refrig | 0 |  |  |  |  | 10.214 | 3.0081 | 0 | 0 | 0 | 7.2059 | 465 |  | kWh | 0.053 | 0 | Commercial | [7 empty] | 4 | 0.46 |  |  |  | 0 | 48 | 0 | 0 | 0 | 0 | 0 | 0 | 0 | 0 | 0 | 0 | 2009 Qtr 1: 0; 2009 Qtr 2: 0; 2009 Qtr 3: 48; 2009 Qtr 4: 0; 2010 Qtr 1: 0; 2010 Qtr 2: 0; 2010 Qtr 3: 0; 2010 Qtr 4: 0; 2011 Qtr 1: 0; 2011 Qtr 2: 0; 2011 Qtr 3: 0; 2011 Qtr 4: 0 | 48
0 | 234084-Refrigeration -Cooler/Freezer Door Gaskets - Solid Doors: Cooler |  | System | Commercial | 09-GRO-Grocery-REFG | 0 |  |  |  |  | 2.2498 | 4.0048 | 0 | 0 | 0 | -1.755 | 104.55 |  | kWh | 0.01195 | 0 | Commercial | [7 empty] | 4 | 0.76 |  |  |  | 0 | 227 | 0 | 0 | 0 | 0 | 0 | 0 | 0 | 0 | 0 | 0 | 2009 Qtr 1: 0; 2009 Qtr 2: 0; 2009 Qtr 3: 227; 2009 Qtr 4: 0; 2010 Qtr 1: 0; 2010 Qtr 2: 0; 2010 Qtr 3: 0; 2010 Qtr 4: 0; 2011 Qtr 1: 0; 2011 Qtr 2: 0; 2011 Qtr 3: 0; 2011 Qtr 4: 0 | 227
0 | 234083-Refrigeration -Cooler/Freezer Door Gaskets - Glass Doors |  | System | Commercial | 09-GRO-Grocery-REFG | 0 |  |  |  |  | 2.25 | 4.0058 | 0 | 0 | 0 | -1.7558 | 104.55 |  | kWh | 0.01195 | 0 | Commercial | [7 empty] | 4 | 0.76 |  |  |  | 0 | 117 | 0 | 0 | 0 | 0 | 0 | 0 | 0 | 0 | 0 | 0 | 2009 Qtr 1: 0; 2009 Qtr 2: 0; 2009 Qtr 3: 117; 2009 Qtr 4: 0; 2010 Qtr 1: 0; 2010 Qtr 2: 0; 2010 Qtr 3: 0; 2010 Qtr 4: 0; 2011 Qtr 1: 0; 2011 Qtr 2: 0; 2011 Qtr 3: 0; 2011 Qtr 4: 0 | 117
0 | 234084-Refrigeration -Cooler/Freezer Door Gaskets - Solid Doors: Cooler |  | System | Commercial | 09-GRO-Grocery-REFG | 0 |  |  |  |  | 2.2498 | 4.007 | 0 | 0 | 0 | -1.7572 | 104.55 |  | kWh | 0.01195 | 0 | Commercial | [7 empty] | 4 | 0.76 |  |  |  | 0 | 40 | 0 | 0 | 0 | 0 | 0 | 0 | 0 | 0 | 0 | 0 | 2009 Qtr 1: 0; 2009 Qtr 2: 0; 2009 Qtr 3: 40; 2009 Qtr 4: 0; 2010 Qtr 1: 0; 2010 Qtr 2: 0; 2010 Qtr 3: 0; 2010 Qtr 4: 0; 2011 Qtr 1: 0; 2011 Qtr 2: 0; 2011 Qtr 3: 0; 2011 Qtr 4: 0 | 40
0 | 234067-Refrigeration - Food Service -Auto Closer for Main Cooler Doors |  | System | Commercial | 09-GRO-Grocery-REFG | 0 |  |  |  |  | 382.5103 | 0 | 0 | 0 | 0 | 382.5103 | 0 |  | kWh | 0 | 0 | Commercial |  | Annual | [5 empty] | 8 | 0.7 |  |  |  | 0 | 1 | 0 | 0 | 0 | 0 | 0 | 0 | 0 | 0 | 0 | 0 | 2009 Qtr 1: 0; 2009 Qtr 2: 0; 2009 Qtr 3: 1; 2009 Qtr 4: 0; 2010 Qtr 1: 0; 2010 Qtr 2: 0; 2010 Qtr 3: 0; 2010 Qtr 4: 0; 2011 Qtr 1: 0; 2011 Qtr 2: 0; 2011 Qtr 3: 0; 2011 Qtr 4: 0 | 1
0 | 234084-Refrigeration -Cooler/Freezer Door Gaskets - Solid Doors: Cooler |  | System | Commercial | 09-GRO-Grocery-REFG | 0 |  |  |  |  | 2.2498 | 4.0432 | 0 | 0 | 0 | -1.7934 | 104.55 |  | kWh | 0.01195 | 0 | Commercial | [7 empty] | 4 | 0.76 |  |  |  | 0 | 38 | 0 | 0 | 0 | 0 | 0 | 0 | 0 | 0 | 0 | 0 | 2009 Qtr 1: 0; 2009 Qtr 2: 0; 2009 Qtr 3: 38; 2009 Qtr 4: 0; 2010 Qtr 1: 0; 2010 Qtr 2: 0; 2010 Qtr 3: 0; 2010 Qtr 4: 0; 2011 Qtr 1: 0; 2011 Qtr 2: 0; 2011 Qtr 3: 0; 2011 Qtr 4: 0 | 38
0 | 234085-Refrigeration -Strip Curtains for Walk-ins |  | System | Commercial | 20-RFF-Restaurant–FastFood-Refrig | 0 |  |  |  |  | 10.214 | 3.141 | 0 | 0 | 0 | 7.073 | 465 |  | kWh | 0.053 | 0 | Commercial | [7 empty] | 4 | 0.46 |  |  |  | 0 | 20 | 0 | 0 | 0 | 0 | 0 | 0 | 0 | 0 | 0 | 0 | 2009 Qtr 1: 0; 2009 Qtr 2: 0; 2009 Qtr 3: 20; 2009 Qtr 4: 0; 2010 Qtr 1: 0; 2010 Qtr 2: 0; 2010 Qtr 3: 0; 2010 Qtr 4: 0; 2011 Qtr 1: 0; 2011 Qtr 2: 0; 2011 Qtr 3: 0; 2011 Qtr 4: 0 | 20
0 | 234084-Refrigeration -Cooler/Freezer Door Gaskets - Solid Doors: Cooler |  | System | Commercial | 09-GRO-Grocery-REFG | 0 |  |  |  |  | 2.2498 | 4.0248 | 0 | 0 | 0 | -1.775 | 104.55 |  | kWh | 0.01195 | 0 | Commercial | [7 empty] | 4 | 0.76 |  |  |  | 0 | 79 | 0 | 0 | 0 | 0 | 0 | 0 | 0 | 0 | 0 | 0 | 2009 Qtr 1: 0; 2009 Qtr 2: 0; 2009 Qtr 3: 79; 2009 Qtr 4: 0; 2010 Qtr 1: 0; 2010 Qtr 2: 0; 2010 Qtr 3: 0; 2010 Qtr 4: 0; 2011 Qtr 1: 0; 2011 Qtr 2: 0; 2011 Qtr 3: 0; 2011 Qtr 4: 0 | 79
0 | 234067-Refrigeration - Food Service -Auto Closer for Main Cooler Doors |  | System | Commercial | 09-GRO-Grocery-REFG | 0 |  |  |  |  | 382.5103 | 103 | 0 | 0 | 0 | 279.5103 | 1075.009 |  | kWh | 0.20794 | -0.053375 | Commercial |  | Annual | [5 empty] | 8 | 0.7 |  |  |  | 0 | 1 | 0 | 0 | 0 | 0 | 0 | 0 | 0 | 0 | 0 | 0 | 2009 Qtr 1: 0; 2009 Qtr 2: 0; 2009 Qtr 3: 1; 2009 Qtr 4: 0; 2010 Qtr 1: 0; 2010 Qtr 2: 0; 2010 Qtr 3: 0; 2010 Qtr 4: 0; 2011 Qtr 1: 0; 2011 Qtr 2: 0; 2011 Qtr 3: 0; 2011 Qtr 4: 0 | 1
0 | 234084-Refrigeration -Cooler/Freezer Door Gaskets - Solid Doors: Cooler |  | System | Commercial | 09-GRO-Grocery-REFG | 0 |  |  |  |  | 2.2498 | 4.0851 | 0 | 0 | 0 | -1.8353 | 104.55 |  | kWh | 0.01195 | 0 | Commercial | [7 empty] | 4 | 0.76 |  |  |  | 0 | 39 | 0 | 0 | 0 | 0 | 0 | 0 | 0 | 0 | 0 | 0 | 2009 Qtr 1: 0; 2009 Qtr 2: 0; 2009 Qtr 3: 39; 2009 Qtr 4: 0; 2010 Qtr 1: 0; 2010 Qtr 2: 0; 2010 Qtr 3: 0; 2010 Qtr 4: 0; 2011 Qtr 1: 0; 2011 Qtr 2: 0; 2011 Qtr 3: 0; 2011 Qtr 4: 0 | 39
0 | 234067-Refrigeration - Food Service -Auto Closer for Main Cooler Doors |  | System | Commercial | 09-GRO-Grocery-REFG | 0 |  |  |  |  | 382.5103 | 0 | 0 | 0 | 0 | 382.5103 | 0 |  | kWh | 0 | 0 | Commercial |  | Annual | [5 empty] | 8 | 0.7 |  |  |  | 0 | 1 | 0 | 0 | 0 | 0 | 0 | 0 | 0 | 0 | 0 | 0 | 2009 Qtr 1: 0; 2009 Qtr 2: 0; 2009 Qtr 3: 1; 2009 Qtr 4: 0; 2010 Qtr 1: 0; 2010 Qtr 2: 0; 2010 Qtr 3: 0; 2010 Qtr 4: 0; 2011 Qtr 1: 0; 2011 Qtr 2: 0; 2011 Qtr 3: 0; 2011 Qtr 4: 0 | 1
0 | 234084-Refrigeration -Cooler/Freezer Door Gaskets - Solid Doors: Cooler |  | System | Commercial | 09-GRO-Grocery-REFG | 0 |  |  |  |  | 2.2498 | 4.04 | 0 | 0 | 0 | -1.7902 | 104.55 |  | kWh | 0.01195 | 0 | Commercial | [7 empty] | 4 | 0.76 |  |  |  | 0 | 93 | 0 | 0 | 0 | 0 | 0 | 0 | 0 | 0 | 0 | 0 | 2009 Qtr 1: 0; 2009 Qtr 2: 0; 2009 Qtr 3: 93; 2009 Qtr 4: 0; 2010 Qtr 1: 0; 2010 Qtr 2: 0; 2010 Qtr 3: 0; 2010 Qtr 4: 0; 2011 Qtr 1: 0; 2011 Qtr 2: 0; 2011 Qtr 3: 0; 2011 Qtr 4: 0 | 93
0 | 234332-Premium T8 with T12 40 Watt Baseline - Tr3 |  | System | Commercial | 01-ALC-AllCommercial-IntLight | 0 |  |  |  |  | 13.9591 | 7.1444 | 0 | 0 | 0 | 6.8147 | 44.0947 |  | kWh | 0.016509 | 0 | Commercial | [7 empty] | 15 | 0.78 |  |  |  | 0 | 43.6705 | 0 | 0 | 0 | 0 | 0 | 0 | 0 | 0 | 0 | 0 | 2009 Qtr 1: 0; 2009 Qtr 2: 0; 2009 Qtr 3: 43.6705; 2009 Qtr 4: 0; 2010 Qtr 1: 0; 2010 Qtr 2: 0; 2010 Qtr 3: 0; 2010 Qtr 4: 0; 2011 Qtr 1: 0; 2011 Qtr 2: 0; 2011 Qtr 3: 0; 2011 Qtr 4: 0 | 43.6705
0 | 234305-Lighting-Remove 4 Ft Lamp (De-Lamp) - Tr3 |  | System | Commercial | 01-ALC-AllCommercial-IntLight | 0 |  |  |  |  | 28.1828 | 0 | 0 | 0 | 0 | 28.1828 | 0 |  | kWh | 0 | 0 | Commercial | [7 empty] | 15 | 0.77 |  |  |  | 0 | 0.9098 | 0 | 0 | 0 | 0 | 0 | 0 | 0 | 0 | 0 | 0 | 2009 Qtr 1: 0; 2009 Qtr 2: 0; 2009 Qtr 3: 0.9098; 2009 Qtr 4: 0; 2010 Qtr 1: 0; 2010 Qtr 2: 0; 2010 Qtr 3: 0; 2010 Qtr 4: 0; 2011 Qtr 1: 0; 2011 Qtr 2: 0; 2011 Qtr 3: 0; 2011 Qtr 4: 0 | 0.9098
0 | 234331-Premium T8 with T12 40 Watt Baseline - Tr2 |  | System | Commercial | 01-ALC-AllCommercial-IntLight | 0 |  |  |  |  | 27.653 | 9.8923 | 0 | 0 | 0 | 17.7607 | 58.062 |  | kWh | 0.017133 | 0 | Commercial | [7 empty] | 15 | 0.78 |  |  |  | 0 | 29.1137 | 0 | 0 | 0 | 0 | 0 | 0 | 0 | 0 | 0 | 0 | 2009 Qtr 1: 0; 2009 Qtr 2: 0; 2009 Qtr 3: 29.1137; 2009 Qtr 4: 0; 2010 Qtr 1: 0; 2010 Qtr 2: 0; 2010 Qtr 3: 0; 2010 Qtr 4: 0; 2011 Qtr 1: 0; 2011 Qtr 2: 0; 2011 Qtr 3: 0; 2011 Qtr 4: 0 | 29.1137
0 | 234208-Lighting-8 Ft T-8 with Elec Ballast-Tr2 |  | System | Commercial | 01-ALC-AllCommercial-IntLight | 0 |  |  |  |  | 35.6904 | 16.4871 | 0 | 0 | 0 | 19.2033 | 32.3258 |  | kWh | 0.009599 | 0 | Commercial | [7 empty] | 15 | 0.78 |  |  |  | 0 | 5.4588 | 0 | 0 | 0 | 0 | 0 | 0 | 0 | 0 | 0 | 0 | 2009 Qtr 1: 0; 2009 Qtr 2: 0; 2009 Qtr 3: 5.4588; 2009 Qtr 4: 0; 2010 Qtr 1: 0; 2010 Qtr 2: 0; 2010 Qtr 3: 0; 2010 Qtr 4: 0; 2011 Qtr 1: 0; 2011 Qtr 2: 0; 2011 Qtr 3: 0; 2011 Qtr 4: 0 | 5.4588
0 | 234304-Lighting-Remove 4 Ft Lamp (De-Lamp) - Tr2 |  | System | Commercial | [6 empty] | 12.3587 | 12.3653 | 0 | 0 | 0 | -0.0066231 | 137.2559 |  | 0 | 0.026384 | -2.5676 | Commercial | [7 empty] | 15 | 0.77 |  |  |  | 0 | 5.4588 | 0 | 0 | 0 | 0 | 0 | 0 | 0 | 0 | 0 | 0 | 2009 Qtr 1: 0; 2009 Qtr 2: 0; 2009 Qtr 3: 5.4588; 2009 Qtr 4: 0; 2010 Qtr 1: 0; 2010 Qtr 2: 0; 2010 Qtr 3: 0; 2010 Qtr 4: 0; 2011 Qtr 1: 0; 2011 Qtr 2: 0; 2011 Qtr 3: 0; 2011 Qtr 4: 0 | 5.4588
0 | 234330-Premium T8 with T12 40 Watt Baseline - Tr1 |  | System | Commercial | 01-ALC-AllCommercial-IntLight | 0 |  |  |  |  | 27.6532 | 13.1897 | 0 | 0 | 0 | 14.4636 | 83.5202 |  | kWh | 0.017351 | 0 | Commercial | [7 empty] | 15 | 0.78 |  |  |  | 0 | 25.4745 | 0 | 0 | 0 | 0 | 0 | 0 | 0 | 0 | 0 | 0 | 2009 Qtr 1: 0; 2009 Qtr 2: 0; 2009 Qtr 3: 25.4745; 2009 Qtr 4: 0; 2010 Qtr 1: 0; 2010 Qtr 2: 0; 2010 Qtr 3: 0; 2010 Qtr 4: 0; 2011 Qtr 1: 0; 2011 Qtr 2: 0; 2011 Qtr 3: 0; 2011 Qtr 4: 0 | 25.4745
0 | 234084-Refrigeration -Cooler/Freezer Door Gaskets - Solid Doors: Cooler |  | System | Commercial | 09-GRO-Grocery-REFG | 0 |  |  |  |  | 2.2498 | 4.0235 | 0 | 0 | 0 | -1.7737 | 104.55 |  | kWh | 0.01195 | 0 | Commercial | [7 empty] | 4 | 0.76 |  |  |  | 0 | 68 | 0 | 0 | 0 | 0 | 0 | 0 | 0 | 0 | 0 | 0 | 2009 Qtr 1: 0; 2009 Qtr 2: 0; 2009 Qtr 3: 68; 2009 Qtr 4: 0; 2010 Qtr 1: 0; 2010 Qtr 2: 0; 2010 Qtr 3: 0; 2010 Qtr 4: 0; 2011 Qtr 1: 0; 2011 Qtr 2: 0; 2011 Qtr 3: 0; 2011 Qtr 4: 0 | 68
0 | 234084-Refrigeration -Cooler/Freezer Door Gaskets - Solid Doors: Cooler |  | System | Commercial | 09-GRO-Grocery-REFG | 0 |  |  |  |  | 2.2498 | 4.0338 | 0 | 0 | 0 | -1.784 | 104.55 |  | kWh | 0.01195 | 0 | Commercial | [7 empty] | 4 | 0.76 |  |  |  | 0 | 84 | 0 | 0 | 0 | 0 | 0 | 0 | 0 | 0 | 0 | 0 | 2009 Qtr 1: 0; 2009 Qtr 2: 0; 2009 Qtr 3: 84; 2009 Qtr 4: 0; 2010 Qtr 1: 0; 2010 Qtr 2: 0; 2010 Qtr 3: 0; 2010 Qtr 4: 0; 2011 Qtr 1: 0; 2011 Qtr 2: 0; 2011 Qtr 3: 0; 2011 Qtr 4: 0 | 84
0 | 234068-Refrigeration - Food Service -Auto Closer for Main Freezer Doors |  | System | Commercial | 09-GRO-Grocery-REFG | 0 |  |  |  |  | 372.7723 | 160.5 | 0 | 0 | 0 | 212.2723 | 2785.8135 |  | kWh | 0.27593 | -0.026688 | Commercial |  | Annual | [5 empty] | 8 | 0.7 |  |  |  | 0 | 1 | 0 | 0 | 0 | 0 | 0 | 0 | 0 | 0 | 0 | 0 | 2009 Qtr 1: 0; 2009 Qtr 2: 0; 2009 Qtr 3: 1; 2009 Qtr 4: 0; 2010 Qtr 1: 0; 2010 Qtr 2: 0; 2010 Qtr 3: 0; 2010 Qtr 4: 0; 2011 Qtr 1: 0; 2011 Qtr 2: 0; 2011 Qtr 3: 0; 2011 Qtr 4: 0 | 1
0 | 234332-Premium T8 with T12 40 Watt Baseline - Tr3 |  | System | Commercial | 01-ALC-AllCommercial-IntLight | 0 |  |  |  |  | 13.9591 | 7.1444 | 0 | 0 | 0 | 6.8147 | 44.0947 |  | kWh | 0.016509 | 0 | Commercial | [7 empty] | 15 | 0.78 |  |  |  | 0 | 40.0313 | 0 | 0 | 0 | 0 | 0 | 0 | 0 | 0 | 0 | 0 | 2009 Qtr 1: 0; 2009 Qtr 2: 0; 2009 Qtr 3: 40.0313; 2009 Qtr 4: 0; 2010 Qtr 1: 0; 2010 Qtr 2: 0; 2010 Qtr 3: 0; 2010 Qtr 4: 0; 2011 Qtr 1: 0; 2011 Qtr 2: 0; 2011 Qtr 3: 0; 2011 Qtr 4: 0 | 40.0313
0 | 234305-Lighting-Remove 4 Ft Lamp (De-Lamp) - Tr3 |  | System | Commercial | 01-ALC-AllCommercial-IntLight | 0 |  |  |  |  | 28.1828 | 8.7931 | 0 | 0 | 0 | 19.3897 | 129.7131 |  | kWh | 0.050038 | 0 | Commercial | [7 empty] | 15 | 0.77 |  |  |  | 0 | 20.0156 | 0 | 0 | 0 | 0 | 0 | 0 | 0 | 0 | 0 | 0 | 2009 Qtr 1: 0; 2009 Qtr 2: 0; 2009 Qtr 3: 20.0156; 2009 Qtr 4: 0; 2010 Qtr 1: 0; 2010 Qtr 2: 0; 2010 Qtr 3: 0; 2010 Qtr 4: 0; 2011 Qtr 1: 0; 2011 Qtr 2: 0; 2011 Qtr 3: 0; 2011 Qtr 4: 0 | 20.0156
0 | 234084-Refrigeration -Cooler/Freezer Door Gaskets - Solid Doors: Cooler |  | System | Commercial | 09-GRO-Grocery-REFG | 0 |  |  |  |  | 2.2498 | 4.0841 | 0 | 0 | 0 | -1.8343 | 104.55 |  | kWh | 0.01195 | 0 | Commercial | [7 empty] | 4 | 0.76 |  |  |  | 0 | 39 | 0 | 0 | 0 | 0 | 0 | 0 | 0 | 0 | 0 | 0 | 2009 Qtr 1: 0; 2009 Qtr 2: 0; 2009 Qtr 3: 39; 2009 Qtr 4: 0; 2010 Qtr 1: 0; 2010 Qtr 2: 0; 2010 Qtr 3: 0; 2010 Qtr 4: 0; 2011 Qtr 1: 0; 2011 Qtr 2: 0; 2011 Qtr 3: 0; 2011 Qtr 4: 0 | 39
0 | 234067-Refrigeration - Food Service -Auto Closer for Main Cooler Doors |  | System | Commercial | 09-GRO-Grocery-REFG | 0 |  |  |  |  | 382.5103 | 0 | 0 | 0 | 0 | 382.5103 | 0 |  | kWh | 0 | 0 | Commercial |  | Annual | [5 empty] | 8 | 0.7 |  |  |  | 0 | 1 | 0 | 0 | 0 | 0 | 0 | 0 | 0 | 0 | 0 | 0 | 2009 Qtr 1: 0; 2009 Qtr 2: 0; 2009 Qtr 3: 1; 2009 Qtr 4: 0; 2010 Qtr 1: 0; 2010 Qtr 2: 0; 2010 Qtr 3: 0; 2010 Qtr 4: 0; 2011 Qtr 1: 0; 2011 Qtr 2: 0; 2011 Qtr 3: 0; 2011 Qtr 4: 0 | 1
0 | 234330-Premium T8 with T12 40 Watt Baseline - Tr1 |  | System | Commercial | 01-ALC-AllCommercial-IntLight | 0 |  |  |  |  | 27.6532 | 13.1897 | 0 | 0 | 0 | 14.4636 | 83.5202 |  | kWh | 0.017351 | 0 | Commercial | [7 empty] | 15 | 0.78 |  |  |  | 0 | 25.4745 | 0 | 0 | 0 | 0 | 0 | 0 | 0 | 0 | 0 | 0 | 2009 Qtr 1: 0; 2009 Qtr 2: 0; 2009 Qtr 3: 0; 2009 Qtr 4: 25.4745; 2010 Qtr 1: 0; 2010 Qtr 2: 0; 2010 Qtr 3: 0; 2010 Qtr 4: 0; 2011 Qtr 1: 0; 2011 Qtr 2: 0; 2011 Qtr 3: 0; 2011 Qtr 4: 0 | 25.4745
0 | 234303-Lighting-Remove 4 Ft Lamp (De-Lamp) - Tr1 |  | System | Commercial | [6 empty] | 12.3596 | 16.4871 | 0 | 0 | 0 | -4.1275 | 137.2559 |  | 0 | 0.026384 | -2.5676 | Commercial |  | Winter Only | [5 empty] | 15 | 0.77 |  |  |  | 0 | 25.4745 | 0 | 0 | 0 | 0 | 0 | 0 | 0 | 0 | 0 | 0 | 2009 Qtr 1: 0; 2009 Qtr 2: 0; 2009 Qtr 3: 0; 2009 Qtr 4: 25.4745; 2010 Qtr 1: 0; 2010 Qtr 2: 0; 2010 Qtr 3: 0; 2010 Qtr 4: 0; 2011 Qtr 1: 0; 2011 Qtr 2: 0; 2011 Qtr 3: 0; 2011 Qtr 4: 0 | 25.4745
0 | 234330-Premium T8 with T12 40 Watt Baseline - Tr1 |  | System | Commercial | 01-ALC-AllCommercial-IntLight | 0 |  |  |  |  | 27.6532 | 13.1897 | 0 | 0 | 0 | 14.4636 | 83.5202 |  | kWh | 0.017351 | 0 | Commercial | [7 empty] | 15 | 0.78 |  |  |  | 0 | 50.9489 | 0 | 0 | 0 | 0 | 0 | 0 | 0 | 0 | 0 | 0 | 2009 Qtr 1: 0; 2009 Qtr 2: 0; 2009 Qtr 3: 50.9489; 2009 Qtr 4: 0; 2010 Qtr 1: 0; 2010 Qtr 2: 0; 2010 Qtr 3: 0; 2010 Qtr 4: 0; 2011 Qtr 1: 0; 2011 Qtr 2: 0; 2011 Qtr 3: 0; 2011 Qtr 4: 0 | 50.9489
0 | 234303-Lighting-Remove 4 Ft Lamp (De-Lamp) - Tr1 |  | System | Commercial | [6 empty] | 12.3596 | 16.4871 | 0 | 0 | 0 | -4.1275 | 137.2559 |  | 0 | 0.026384 | -2.5676 | Commercial |  | Winter Only | [5 empty] | 15 | 0.77 |  |  |  | 0 | 50.9489 | 0 | 0 | 0 | 0 | 0 | 0 | 0 | 0 | 0 | 0 | 2009 Qtr 1: 0; 2009 Qtr 2: 0; 2009 Qtr 3: 50.9489; 2009 Qtr 4: 0; 2010 Qtr 1: 0; 2010 Qtr 2: 0; 2010 Qtr 3: 0; 2010 Qtr 4: 0; 2011 Qtr 1: 0; 2011 Qtr 2: 0; 2011 Qtr 3: 0; 2011 Qtr 4: 0 | 50.9489
0 | 234084-Refrigeration -Cooler/Freezer Door Gaskets - Solid Doors: Cooler |  | System | Commercial | 09-GRO-Grocery-REFG | 0 |  |  |  |  | 2.2498 | 4 | 0 | 0 | 0 | -1.7502 | 104.55 |  | kWh | 0.01195 | 0 | Commercial | [7 empty] | 4 | 0.76 |  |  |  | 0 | 21 | 0 | 0 | 0 | 0 | 0 | 0 | 0 | 0 | 0 | 0 | 2009 Qtr 1: 0; 2009 Qtr 2: 0; 2009 Qtr 3: 21; 2009 Qtr 4: 0; 2010 Qtr 1: 0; 2010 Qtr 2: 0; 2010 Qtr 3: 0; 2010 Qtr 4: 0; 2011 Qtr 1: 0; 2011 Qtr 2: 0; 2011 Qtr 3: 0; 2011 Qtr 4: 0 | 21
0 | 234067-Refrigeration - Food Service -Auto Closer for Main Cooler Doors |  | System | Commercial | 09-GRO-Grocery-REFG | 0 |  |  |  |  | 382.5103 | 103 | 0 | 0 | 0 | 279.5103 | 1075.009 |  | kWh | 0.20794 | -0.053375 | Commercial |  | Annual | [5 empty] | 8 | 0.7 |  |  |  | 0 | 1 | 0 | 0 | 0 | 0 | 0 | 0 | 0 | 0 | 0 | 0 | 2009 Qtr 1: 0; 2009 Qtr 2: 0; 2009 Qtr 3: 1; 2009 Qtr 4: 0; 2010 Qtr 1: 0; 2010 Qtr 2: 0; 2010 Qtr 3: 0; 2010 Qtr 4: 0; 2011 Qtr 1: 0; 2011 Qtr 2: 0; 2011 Qtr 3: 0; 2011 Qtr 4: 0 | 1
0 | 234084-Refrigeration -Cooler/Freezer Door Gaskets - Solid Doors: Cooler |  | System | Commercial | 09-GRO-Grocery-REFG | 0 |  |  |  |  | 2.2498 | 4.0384 | 0 | 0 | 0 | -1.7886 | 104.55 |  | kWh | 0.01195 | 0 | Commercial | [7 empty] | 4 | 0.76 |  |  |  | 0 | 101 | 0 | 0 | 0 | 0 | 0 | 0 | 0 | 0 | 0 | 0 | 2009 Qtr 1: 0; 2009 Qtr 2: 0; 2009 Qtr 3: 101; 2009 Qtr 4: 0; 2010 Qtr 1: 0; 2010 Qtr 2: 0; 2010 Qtr 3: 0; 2010 Qtr 4: 0; 2011 Qtr 1: 0; 2011 Qtr 2: 0; 2011 Qtr 3: 0; 2011 Qtr 4: 0 | 101
0 | 234084-Refrigeration -Cooler/Freezer Door Gaskets - Solid Doors: Cooler |  | System | Commercial | 09-GRO-Grocery-REFG | 0 |  |  |  |  | 2.2498 | 4.0046 | 0 | 0 | 0 | -1.7549 | 104.55 |  | kWh | 0.01195 | 0 | Commercial | [7 empty] | 4 | 0.76 |  |  |  | 0 | 155 | 0 | 0 | 0 | 0 | 0 | 0 | 0 | 0 | 0 | 0 | 2009 Qtr 1: 0; 2009 Qtr 2: 0; 2009 Qtr 3: 155; 2009 Qtr 4: 0; 2010 Qtr 1: 0; 2010 Qtr 2: 0; 2010 Qtr 3: 0; 2010 Qtr 4: 0; 2011 Qtr 1: 0; 2011 Qtr 2: 0; 2011 Qtr 3: 0; 2011 Qtr 4: 0 | 155
0 | 234085-Refrigeration -Strip Curtains for Walk-ins |  | System | Commercial | 20-RFF-Restaurant–FastFood-Refrig | 0 |  |  |  |  | 10.214 | 3.12 | 0 | 0 | 0 | 7.094 | 465 |  | kWh | 0.053 | 0 | Commercial | [7 empty] | 4 | 0.46 |  |  |  | 0 | 23 | 0 | 0 | 0 | 0 | 0 | 0 | 0 | 0 | 0 | 0 | 2009 Qtr 1: 0; 2009 Qtr 2: 0; 2009 Qtr 3: 23; 2009 Qtr 4: 0; 2010 Qtr 1: 0; 2010 Qtr 2: 0; 2010 Qtr 3: 0; 2010 Qtr 4: 0; 2011 Qtr 1: 0; 2011 Qtr 2: 0; 2011 Qtr 3: 0; 2011 Qtr 4: 0 | 23
0 | 234067-Refrigeration - Food Service -Auto Closer for Main Cooler Doors |  | System | Commercial | 09-GRO-Grocery-REFG | 0 |  |  |  |  | 382.5103 | 103 | 0 | 0 | 0 | 279.5103 | 1075.009 |  | kWh | 0.20794 | -0.053375 | Commercial |  | Annual | [5 empty] | 8 | 0.7 |  |  |  | 0 | 2 | 0 | 0 | 0 | 0 | 0 | 0 | 0 | 0 | 0 | 0 | 2009 Qtr 1: 0; 2009 Qtr 2: 0; 2009 Qtr 3: 2; 2009 Qtr 4: 0; 2010 Qtr 1: 0; 2010 Qtr 2: 0; 2010 Qtr 3: 0; 2010 Qtr 4: 0; 2011 Qtr 1: 0; 2011 Qtr 2: 0; 2011 Qtr 3: 0; 2011 Qtr 4: 0 | 2
0 | 234332-Premium T8 with T12 40 Watt Baseline - Tr3 |  | System | Commercial | 01-ALC-AllCommercial-IntLight | 0 |  |  |  |  | 13.9591 | 7.1444 | 0 | 0 | 0 | 6.8147 | 44.0947 |  | kWh | 0.016509 | 0 | Commercial | [7 empty] | 15 | 0.78 |  |  |  | 0 | 51.8587 | 0 | 0 | 0 | 0 | 0 | 0 | 0 | 0 | 0 | 0 | 2009 Qtr 1: 0; 2009 Qtr 2: 0; 2009 Qtr 3: 0; 2009 Qtr 4: 51.8587; 2010 Qtr 1: 0; 2010 Qtr 2: 0; 2010 Qtr 3: 0; 2010 Qtr 4: 0; 2011 Qtr 1: 0; 2011 Qtr 2: 0; 2011 Qtr 3: 0; 2011 Qtr 4: 0 | 51.8587
0 | 234362-Lighting-IntrHiByLnrFlscntFxtr244wrplc400w(TrI)Tr3 |  | System | Commercial | 01-ALC-AllCommercial-IntLight | 0 |  |  |  |  | 324.5054 | 81.5354 | 0 | 0 | 0 | 242.97 | 442.2298 |  | kWh | 0.19237 | 0 | Commercial | [7 empty] | 15 | 0.78 |  |  |  | 0 | 3.9001 | 0 | 0 | 0 | 0 | 0 | 0 | 0 | 0 | 0 | 0 | 2009 Qtr 1: 0; 2009 Qtr 2: 0; 2009 Qtr 3: 0; 2009 Qtr 4: 3.9001; 2010 Qtr 1: 0; 2010 Qtr 2: 0; 2010 Qtr 3: 0; 2010 Qtr 4: 0; 2011 Qtr 1: 0; 2011 Qtr 2: 0; 2011 Qtr 3: 0; 2011 Qtr 4: 0 | 3.9001
0 | 234287-Lighting-Occpncy Snsr-Hi-Bay integrated Snsr-Tr3 |  | System | Commercial | 01-ALC-AllCommercial-IntLight | 0 |  |  |  |  | 221.1826 | 95.5 | 0 | 0 | 0 | 125.6826 | 1661 |  | kWh | 0.39312 | 0 | Commercial | [7 empty] | 8 | 0.84 |  |  |  | 0 | 4 | 0 | 0 | 0 | 0 | 0 | 0 | 0 | 0 | 0 | 0 | 2009 Qtr 1: 0; 2009 Qtr 2: 0; 2009 Qtr 3: 0; 2009 Qtr 4: 4; 2010 Qtr 1: 0; 2010 Qtr 2: 0; 2010 Qtr 3: 0; 2010 Qtr 4: 0; 2011 Qtr 1: 0; 2011 Qtr 2: 0; 2011 Qtr 3: 0; 2011 Qtr 4: 0 | 4
0 | 234332-Premium T8 with T12 40 Watt Baseline - Tr3 |  | System | Commercial | 01-ALC-AllCommercial-IntLight | 0 |  |  |  |  | 13.9591 | 7.1444 | 0 | 0 | 0 | 6.8147 | 44.0947 |  | kWh | 0.016509 | 0 | Commercial | [7 empty] | 15 | 0.78 |  |  |  | 0 | 43.6705 | 0 | 0 | 0 | 0 | 0 | 0 | 0 | 0 | 0 | 0 | 2009 Qtr 1: 0; 2009 Qtr 2: 0; 2009 Qtr 3: 0; 2009 Qtr 4: 43.6705; 2010 Qtr 1: 0; 2010 Qtr 2: 0; 2010 Qtr 3: 0; 2010 Qtr 4: 0; 2011 Qtr 1: 0; 2011 Qtr 2: 0; 2011 Qtr 3: 0; 2011 Qtr 4: 0 | 43.6705
0 | 234362-Lighting-IntrHiByLnrFlscntFxtr244wrplc400w(TrI)Tr3 |  | System | Commercial | 01-ALC-AllCommercial-IntLight | 0 |  |  |  |  | 324.5054 | 81.5354 | 0 | 0 | 0 | 242.97 | 442.2298 |  | kWh | 0.19237 | 0 | Commercial | [7 empty] | 15 | 0.78 |  |  |  | 0 | 3.9001 | 0 | 0 | 0 | 0 | 0 | 0 | 0 | 0 | 0 | 0 | 2009 Qtr 1: 0; 2009 Qtr 2: 0; 2009 Qtr 3: 0; 2009 Qtr 4: 3.9001; 2010 Qtr 1: 0; 2010 Qtr 2: 0; 2010 Qtr 3: 0; 2010 Qtr 4: 0; 2011 Qtr 1: 0; 2011 Qtr 2: 0; 2011 Qtr 3: 0; 2011 Qtr 4: 0 | 3.9001
0 | 234287-Lighting-Occpncy Snsr-Hi-Bay integrated Snsr-Tr3 |  | System | Commercial | 01-ALC-AllCommercial-IntLight | 0 |  |  |  |  | 221.1826 | 95.5 | 0 | 0 | 0 | 125.6826 | 1661 |  | kWh | 0.39312 | 0 | Commercial | [7 empty] | 8 | 0.84 |  |  |  | 0 | 4 | 0 | 0 | 0 | 0 | 0 | 0 | 0 | 0 | 0 | 0 | 2009 Qtr 1: 0; 2009 Qtr 2: 0; 2009 Qtr 3: 0; 2009 Qtr 4: 4; 2010 Qtr 1: 0; 2010 Qtr 2: 0; 2010 Qtr 3: 0; 2010 Qtr 4: 0; 2011 Qtr 1: 0; 2011 Qtr 2: 0; 2011 Qtr 3: 0; 2011 Qtr 4: 0 | 4
0 | 234362-Lighting-IntrHiByLnrFlscntFxtr244wrplc400w(TrI)Tr3 |  | System | Commercial | 01-ALC-AllCommercial-IntLight | 0 |  |  |  |  | 324.5054 | 81.5354 | 0 | 0 | 0 | 242.97 | 442.2298 |  | kWh | 0.19237 | 0 | Commercial | [7 empty] | 15 | 0.78 |  |  |  | 0 | 7.8003 | 0 | 0 | 0 | 0 | 0 | 0 | 0 | 0 | 0 | 0 | 2009 Qtr 1: 0; 2009 Qtr 2: 0; 2009 Qtr 3: 0; 2009 Qtr 4: 7.8003; 2010 Qtr 1: 0; 2010 Qtr 2: 0; 2010 Qtr 3: 0; 2010 Qtr 4: 0; 2011 Qtr 1: 0; 2011 Qtr 2: 0; 2011 Qtr 3: 0; 2011 Qtr 4: 0 | 7.8003
0 | 234287-Lighting-Occpncy Snsr-Hi-Bay integrated Snsr-Tr3 |  | System | Commercial | 01-ALC-AllCommercial-IntLight | 0 |  |  |  |  | 221.1826 | 95.5 | 0 | 0 | 0 | 125.6826 | 1661 |  | kWh | 0.39312 | 0 | Commercial | [7 empty] | 8 | 0.84 |  |  |  | 0 | 8 | 0 | 0 | 0 | 0 | 0 | 0 | 0 | 0 | 0 | 0 | 2009 Qtr 1: 0; 2009 Qtr 2: 0; 2009 Qtr 3: 0; 2009 Qtr 4: 8; 2010 Qtr 1: 0; 2010 Qtr 2: 0; 2010 Qtr 3: 0; 2010 Qtr 4: 0; 2011 Qtr 1: 0; 2011 Qtr 2: 0; 2011 Qtr 3: 0; 2011 Qtr 4: 0 | 8
0 | 234240-Lighting-Induction Fixture >100 watts - Tr1 |  | System | Commercial | 01-ALC-AllCommercial-IntLight | 0 |  |  |  |  | 290 | 100 | 0 | 0 | 0 | 190 | 518.7 |  | kWh | 0.13167 | 0 | Commercial | [7 empty] | 15 | 0.77 |  |  |  | 0 | 18 | 0 | 0 | 0 | 0 | 0 | 0 | 0 | 0 | 0 | 0 | 2009 Qtr 1: 0; 2009 Qtr 2: 0; 2009 Qtr 3: 18; 2009 Qtr 4: 0; 2010 Qtr 1: 0; 2010 Qtr 2: 0; 2010 Qtr 3: 0; 2010 Qtr 4: 0; 2011 Qtr 1: 0; 2011 Qtr 2: 0; 2011 Qtr 3: 0; 2011 Qtr 4: 0 | 18
0 | 234207-Lighting-8 Ft T-8 with Elec Ballast-Tr1 |  | System | Commercial | 01-ALC-AllCommercial-IntLight | 0 |  |  |  |  | 35.6901 | 21.9828 | 0 | 0 | 0 | 13.7073 | 45.8368 |  | kWh | 0.0098893 | 0 | Commercial | [7 empty] | 15 | 0.78 |  |  |  | 0 | 12.7372 | 0 | 0 | 0 | 0 | 0 | 0 | 0 | 0 | 0 | 0 | 2009 Qtr 1: 0; 2009 Qtr 2: 0; 2009 Qtr 3: 12.7372; 2009 Qtr 4: 0; 2010 Qtr 1: 0; 2010 Qtr 2: 0; 2010 Qtr 3: 0; 2010 Qtr 4: 0; 2011 Qtr 1: 0; 2011 Qtr 2: 0; 2011 Qtr 3: 0; 2011 Qtr 4: 0 | 12.7372
0 | 234330-Premium T8 with T12 40 Watt Baseline - Tr1 |  | System | Commercial | 01-ALC-AllCommercial-IntLight | 0 |  |  |  |  | 27.6532 | 13.1897 | 0 | 0 | 0 | 14.4636 | 83.5202 |  | kWh | 0.017351 | 0 | Commercial | [7 empty] | 15 | 0.78 |  |  |  | 0 | 92.7998 | 0 | 0 | 0 | 0 | 0 | 0 | 0 | 0 | 0 | 0 | 2009 Qtr 1: 0; 2009 Qtr 2: 0; 2009 Qtr 3: 0; 2009 Qtr 4: 92.7998; 2010 Qtr 1: 0; 2010 Qtr 2: 0; 2010 Qtr 3: 0; 2010 Qtr 4: 0; 2011 Qtr 1: 0; 2011 Qtr 2: 0; 2011 Qtr 3: 0; 2011 Qtr 4: 0 | 92.7998
0 | 234207-Lighting-8 Ft T-8 with Elec Ballast-Tr1 |  | System | Commercial | 01-ALC-AllCommercial-IntLight | 0 |  |  |  |  | 35.6901 | 21.9828 | 0 | 0 | 0 | 13.7073 | 45.8368 |  | kWh | 0.0098893 | 0 | Commercial | [7 empty] | 15 | 0.78 |  |  |  | 0 | 1.8196 | 0 | 0 | 0 | 0 | 0 | 0 | 0 | 0 | 0 | 0 | 2009 Qtr 1: 0; 2009 Qtr 2: 0; 2009 Qtr 3: 0; 2009 Qtr 4: 1.8196; 2010 Qtr 1: 0; 2010 Qtr 2: 0; 2010 Qtr 3: 0; 2010 Qtr 4: 0; 2011 Qtr 1: 0; 2011 Qtr 2: 0; 2011 Qtr 3: 0; 2011 Qtr 4: 0 | 1.8196
0 | 234303-Lighting-Remove 4 Ft Lamp (De-Lamp) - Tr1 |  | System | Commercial | [6 empty] | 12.3596 | 16.4871 | 0 | 0 | 0 | -4.1275 | 137.2559 |  | 0 | 0.026384 | -2.5676 | Commercial |  | Winter Only | [5 empty] | 15 | 0.77 |  |  |  | 0 | 71.8744 | 0 | 0 | 0 | 0 | 0 | 0 | 0 | 0 | 0 | 0 | 2009 Qtr 1: 0; 2009 Qtr 2: 0; 2009 Qtr 3: 0; 2009 Qtr 4: 71.8744; 2010 Qtr 1: 0; 2010 Qtr 2: 0; 2010 Qtr 3: 0; 2010 Qtr 4: 0; 2011 Qtr 1: 0; 2011 Qtr 2: 0; 2011 Qtr 3: 0; 2011 Qtr 4: 0 | 71.8744
0 | 234306-Lighting-Remove 8 Ft Lamp (De-Lamp) - Tr1 |  | System | Commercial | 23-RTL-Retail–SingleStorylarge-LIT_INT | 0 |  |  |  |  | 28.4369 | 27.4785 | 0 | 0 | 0 | 0.95836 | 366.7521 |  | kWh | 0.077777 | 0 | Commercial | [7 empty] | 15 | 0.77 |  |  |  | 0 | 1.8196 | 0 | 0 | 0 | 0 | 0 | 0 | 0 | 0 | 0 | 0 | 2009 Qtr 1: 0; 2009 Qtr 2: 0; 2009 Qtr 3: 0; 2009 Qtr 4: 1.8196; 2010 Qtr 1: 0; 2010 Qtr 2: 0; 2010 Qtr 3: 0; 2010 Qtr 4: 0; 2011 Qtr 1: 0; 2011 Qtr 2: 0; 2011 Qtr 3: 0; 2011 Qtr 4: 0 | 1.8196
0 | 234331-Premium T8 with T12 40 Watt Baseline - Tr2 |  | System | Commercial | 01-ALC-AllCommercial-IntLight | 0 |  |  |  |  | 27.653 | 9.8923 | 0 | 0 | 0 | 17.7607 | 58.062 |  | kWh | 0.017133 | 0 | Commercial | [7 empty] | 15 | 0.78 |  |  |  | 0 | 21.8353 | 0 | 0 | 0 | 0 | 0 | 0 | 0 | 0 | 0 | 0 | 2009 Qtr 1: 0; 2009 Qtr 2: 0; 2009 Qtr 3: 0; 2009 Qtr 4: 21.8353; 2010 Qtr 1: 0; 2010 Qtr 2: 0; 2010 Qtr 3: 0; 2010 Qtr 4: 0; 2011 Qtr 1: 0; 2011 Qtr 2: 0; 2011 Qtr 3: 0; 2011 Qtr 4: 0 | 21.8353
0 | 234304-Lighting-Remove 4 Ft Lamp (De-Lamp) - Tr2 |  | System | Commercial | [6 empty] | 12.3587 | 12.3653 | 0 | 0 | 0 | -0.0066231 | 137.2559 |  | 0 | 0.026384 | -2.5676 | Commercial | [7 empty] | 15 | 0.77 |  |  |  | 0 | 10.9176 | 0 | 0 | 0 | 0 | 0 | 0 | 0 | 0 | 0 | 0 | 2009 Qtr 1: 0; 2009 Qtr 2: 0; 2009 Qtr 3: 0; 2009 Qtr 4: 10.9176; 2010 Qtr 1: 0; 2010 Qtr 2: 0; 2010 Qtr 3: 0; 2010 Qtr 4: 0; 2011 Qtr 1: 0; 2011 Qtr 2: 0; 2011 Qtr 3: 0; 2011 Qtr 4: 0 | 10.9176
0 | 234360-Lighting-IntrHiByLnrFlscntFxtr244wrplc400w(TrI)Tr1 |  | System | Commercial | [6 empty] | 282.4319 | 153.8404 | 0 | 0 | 0 | 128.5914 | 0 |  | 0 | 0.224 | -7.1132 | Commercial |  | Winter Only | [5 empty] | 15 | 0.78 |  |  |  | 0 | 7.8003 | 0 | 0 | 0 | 0 | 0 | 0 | 0 | 0 | 0 | 0 | 2009 Qtr 1: 0; 2009 Qtr 2: 0; 2009 Qtr 3: 7.8003; 2009 Qtr 4: 0; 2010 Qtr 1: 0; 2010 Qtr 2: 0; 2010 Qtr 3: 0; 2010 Qtr 4: 0; 2011 Qtr 1: 0; 2011 Qtr 2: 0; 2011 Qtr 3: 0; 2011 Qtr 4: 0 | 7.8003
0 | 234285-Lighting-Occpncy Snsr-Hi-Bay integrated Snsr-Tr1 |  | System | Commercial | 01-ALC-AllCommercial-IntLight | 0 |  |  |  |  | 221.2703 | 95.5 | 0 | 0 | 0 | 125.7703 | 2503.6304 |  | kWh | 0.48559 | 0 | Commercial | [7 empty] | 8 | 0.84 |  |  |  | 0 | 8 | 0 | 0 | 0 | 0 | 0 | 0 | 0 | 0 | 0 | 0 | 2009 Qtr 1: 0; 2009 Qtr 2: 0; 2009 Qtr 3: 8; 2009 Qtr 4: 0; 2010 Qtr 1: 0; 2010 Qtr 2: 0; 2010 Qtr 3: 0; 2010 Qtr 4: 0; 2011 Qtr 1: 0; 2011 Qtr 2: 0; 2011 Qtr 3: 0; 2011 Qtr 4: 0 | 8
0 | 234331-Premium T8 with T12 40 Watt Baseline - Tr2 |  | System | Commercial | 01-ALC-AllCommercial-IntLight | 0 |  |  |  |  | 27.653 | 9.8923 | 0 | 0 | 0 | 17.7607 | 58.062 |  | kWh | 0.017133 | 0 | Commercial | [7 empty] | 15 | 0.78 |  |  |  | 0 | 50.9489 | 0 | 0 | 0 | 0 | 0 | 0 | 0 | 0 | 0 | 0 | 2009 Qtr 1: 0; 2009 Qtr 2: 0; 2009 Qtr 3: 50.9489; 2009 Qtr 4: 0; 2010 Qtr 1: 0; 2010 Qtr 2: 0; 2010 Qtr 3: 0; 2010 Qtr 4: 0; 2011 Qtr 1: 0; 2011 Qtr 2: 0; 2011 Qtr 3: 0; 2011 Qtr 4: 0 | 50.9489
0 | 234304-Lighting-Remove 4 Ft Lamp (De-Lamp) - Tr2 |  | System | Commercial | [6 empty] | 12.3587 | 12.3653 | 0 | 0 | 0 | -0.0066231 | 137.2559 |  | 0 | 0.026384 | -2.5676 | Commercial | [7 empty] | 15 | 0.77 |  |  |  | 0 | 7.2784 | 0 | 0 | 0 | 0 | 0 | 0 | 0 | 0 | 0 | 0 | 2009 Qtr 1: 0; 2009 Qtr 2: 0; 2009 Qtr 3: 7.2784; 2009 Qtr 4: 0; 2010 Qtr 1: 0; 2010 Qtr 2: 0; 2010 Qtr 3: 0; 2010 Qtr 4: 0; 2011 Qtr 1: 0; 2011 Qtr 2: 0; 2011 Qtr 3: 0; 2011 Qtr 4: 0 | 7.2784
0 | 234208-Lighting-8 Ft T-8 with Elec Ballast-Tr2 |  | System | Commercial | 01-ALC-AllCommercial-IntLight | 0 |  |  |  |  | 35.6904 | 0 | 0 | 0 | 0 | 35.6904 | 0 |  | kWh | 0 | 0 | Commercial | [7 empty] | 15 | 0.78 |  |  |  | 0 | 0.9098 | 0 | 0 | 0 | 0 | 0 | 0 | 0 | 0 | 0 | 0 | 2009 Qtr 1: 0; 2009 Qtr 2: 0; 2009 Qtr 3: 0.9098; 2009 Qtr 4: 0; 2010 Qtr 1: 0; 2010 Qtr 2: 0; 2010 Qtr 3: 0; 2010 Qtr 4: 0; 2011 Qtr 1: 0; 2011 Qtr 2: 0; 2011 Qtr 3: 0; 2011 Qtr 4: 0 | 0.9098
0 | 234307-Lighting-Remove 8 Ft Lamp (De-Lamp) - Tr2 |  | System | Commercial | 23-RTL-Retail–SingleStorylarge-LIT_INT | 0 |  |  |  |  | 28.4021 | 0 | 0 | 0 | 0 | 28.4021 | 0 |  | kWh | 0 | 0 | Commercial | [7 empty] | 15 | 0.77 |  |  |  | 0 | 0.9098 | 0 | 0 | 0 | 0 | 0 | 0 | 0 | 0 | 0 | 0 | 2009 Qtr 1: 0; 2009 Qtr 2: 0; 2009 Qtr 3: 0.9098; 2009 Qtr 4: 0; 2010 Qtr 1: 0; 2010 Qtr 2: 0; 2010 Qtr 3: 0; 2010 Qtr 4: 0; 2011 Qtr 1: 0; 2011 Qtr 2: 0; 2011 Qtr 3: 0; 2011 Qtr 4: 0 | 0.9098
0 | 234330-Premium T8 with T12 40 Watt Baseline - Tr1 |  | System | Commercial | 01-ALC-AllCommercial-IntLight | 0 |  |  |  |  | 27.6532 | 13.1897 | 0 | 0 | 0 | 14.4636 | 83.5202 |  | kWh | 0.017351 | 0 | Commercial | [7 empty] | 15 | 0.78 |  |  |  | 0 | 30.9333 | 0 | 0 | 0 | 0 | 0 | 0 | 0 | 0 | 0 | 0 | 2009 Qtr 1: 0; 2009 Qtr 2: 0; 2009 Qtr 3: 0; 2009 Qtr 4: 30.9333; 2010 Qtr 1: 0; 2010 Qtr 2: 0; 2010 Qtr 3: 0; 2010 Qtr 4: 0; 2011 Qtr 1: 0; 2011 Qtr 2: 0; 2011 Qtr 3: 0; 2011 Qtr 4: 0 | 30.9333
0 | 234303-Lighting-Remove 4 Ft Lamp (De-Lamp) - Tr1 |  | System | Commercial | [6 empty] | 12.3596 | 16.4871 | 0 | 0 | 0 | -4.1275 | 137.2559 |  | 0 | 0.026384 | -2.5676 | Commercial |  | Winter Only | [5 empty] | 15 | 0.77 |  |  |  | 0 | 15.4666 | 0 | 0 | 0 | 0 | 0 | 0 | 0 | 0 | 0 | 0 | 2009 Qtr 1: 0; 2009 Qtr 2: 0; 2009 Qtr 3: 0; 2009 Qtr 4: 15.4666; 2010 Qtr 1: 0; 2010 Qtr 2: 0; 2010 Qtr 3: 0; 2010 Qtr 4: 0; 2011 Qtr 1: 0; 2011 Qtr 2: 0; 2011 Qtr 3: 0; 2011 Qtr 4: 0 | 15.4666
0 | 234331-Premium T8 with T12 40 Watt Baseline - Tr2 |  | System | Commercial | 01-ALC-AllCommercial-IntLight | 0 |  |  |  |  | 27.653 | 9.8923 | 0 | 0 | 0 | 17.7607 | 58.062 |  | kWh | 0.017133 | 0 | Commercial | [7 empty] | 15 | 0.78 |  |  |  | 0 | 18.196 | 0 | 0 | 0 | 0 | 0 | 0 | 0 | 0 | 0 | 0 | 2009 Qtr 1: 0; 2009 Qtr 2: 0; 2009 Qtr 3: 18.196; 2009 Qtr 4: 0; 2010 Qtr 1: 0; 2010 Qtr 2: 0; 2010 Qtr 3: 0; 2010 Qtr 4: 0; 2011 Qtr 1: 0; 2011 Qtr 2: 0; 2011 Qtr 3: 0; 2011 Qtr 4: 0 | 18.196
0 | 234304-Lighting-Remove 4 Ft Lamp (De-Lamp) - Tr2 |  | System | Commercial | [6 empty] | 12.3587 | 12.3653 | 0 | 0 | 0 | -0.0066231 | 137.2559 |  | 0 | 0.026384 | -2.5676 | Commercial | [7 empty] | 15 | 0.77 |  |  |  | 0 | 7.2784 | 0 | 0 | 0 | 0 | 0 | 0 | 0 | 0 | 0 | 0 | 2009 Qtr 1: 0; 2009 Qtr 2: 0; 2009 Qtr 3: 7.2784; 2009 Qtr 4: 0; 2010 Qtr 1: 0; 2010 Qtr 2: 0; 2010 Qtr 3: 0; 2010 Qtr 4: 0; 2011 Qtr 1: 0; 2011 Qtr 2: 0; 2011 Qtr 3: 0; 2011 Qtr 4: 0 | 7.2784
0 | 234084-Refrigeration -Cooler/Freezer Door Gaskets - Solid Doors: Cooler |  | System | Commercial | 09-GRO-Grocery-REFG | 0 |  |  |  |  | 2.2498 | 4 | 0 | 0 | 0 | -1.7502 | 104.55 |  | kWh | 0.01195 | 0 | Commercial | [7 empty] | 4 | 0.76 |  |  |  | 0 | 258 | 0 | 0 | 0 | 0 | 0 | 0 | 0 | 0 | 0 | 0 | 2009 Qtr 1: 0; 2009 Qtr 2: 0; 2009 Qtr 3: 258; 2009 Qtr 4: 0; 2010 Qtr 1: 0; 2010 Qtr 2: 0; 2010 Qtr 3: 0; 2010 Qtr 4: 0; 2011 Qtr 1: 0; 2011 Qtr 2: 0; 2011 Qtr 3: 0; 2011 Qtr 4: 0 | 258
0 | 234084-Refrigeration -Cooler/Freezer Door Gaskets - Solid Doors: Cooler |  | System | Commercial | 09-GRO-Grocery-REFG | 0 |  |  |  |  | 2.2498 | 4 | 0 | 0 | 0 | -1.7502 | 104.55 |  | kWh | 0.01195 | 0 | Commercial | [7 empty] | 4 | 0.76 |  |  |  | 0 | 16 | 0 | 0 | 0 | 0 | 0 | 0 | 0 | 0 | 0 | 0 | 2009 Qtr 1: 0; 2009 Qtr 2: 0; 2009 Qtr 3: 0; 2009 Qtr 4: 16; 2010 Qtr 1: 0; 2010 Qtr 2: 0; 2010 Qtr 3: 0; 2010 Qtr 4: 0; 2011 Qtr 1: 0; 2011 Qtr 2: 0; 2011 Qtr 3: 0; 2011 Qtr 4: 0 | 16
0 | 234116-Refrigeration -Cooler/Freezer Door Gaskets - Solid Doors: Freezer |  | System | Commercial | 09-GRO-Grocery-REFG | 0 |  |  |  |  | 3.9975 | 4 | 0 | 0 | 0 | -0.002476 | 104.55 |  | kWh | 0.01195 | 0 | Commercial | [7 empty] | 4 | 0.76 |  |  |  | 0 | 32 | 0 | 0 | 0 | 0 | 0 | 0 | 0 | 0 | 0 | 0 | 2009 Qtr 1: 0; 2009 Qtr 2: 0; 2009 Qtr 3: 0; 2009 Qtr 4: 32; 2010 Qtr 1: 0; 2010 Qtr 2: 0; 2010 Qtr 3: 0; 2010 Qtr 4: 0; 2011 Qtr 1: 0; 2011 Qtr 2: 0; 2011 Qtr 3: 0; 2011 Qtr 4: 0 | 32
0 | 234083-Refrigeration -Cooler/Freezer Door Gaskets - Glass Doors |  | System | Commercial | 09-GRO-Grocery-REFG | 0 |  |  |  |  | 2.25 | 4 | 0 | 0 | 0 | -1.75 | 104.55 |  | kWh | 0.01195 | 0 | Commercial | [7 empty] | 4 | 0.76 |  |  |  | 0 | 465 | 0 | 0 | 0 | 0 | 0 | 0 | 0 | 0 | 0 | 0 | 2009 Qtr 1: 0; 2009 Qtr 2: 0; 2009 Qtr 3: 0; 2009 Qtr 4: 465; 2010 Qtr 1: 0; 2010 Qtr 2: 0; 2010 Qtr 3: 0; 2010 Qtr 4: 0; 2011 Qtr 1: 0; 2011 Qtr 2: 0; 2011 Qtr 3: 0; 2011 Qtr 4: 0 | 465
0 | 234331-Premium T8 with T12 40 Watt Baseline - Tr2 |  | System | Commercial | 01-ALC-AllCommercial-IntLight | 0 |  |  |  |  | 27.653 | 9.8923 | 0 | 0 | 0 | 17.7607 | 58.062 |  | kWh | 0.017133 | 0 | Commercial | [7 empty] | 15 | 0.78 |  |  |  | 0 | 18.196 | 0 | 0 | 0 | 0 | 0 | 0 | 0 | 0 | 0 | 0 | 2009 Qtr 1: 0; 2009 Qtr 2: 0; 2009 Qtr 3: 18.196; 2009 Qtr 4: 0; 2010 Qtr 1: 0; 2010 Qtr 2: 0; 2010 Qtr 3: 0; 2010 Qtr 4: 0; 2011 Qtr 1: 0; 2011 Qtr 2: 0; 2011 Qtr 3: 0; 2011 Qtr 4: 0 | 18.196
0 | 234304-Lighting-Remove 4 Ft Lamp (De-Lamp) - Tr2 |  | System | Commercial | [6 empty] | 12.3587 | 12.3653 | 0 | 0 | 0 | -0.0066231 | 137.2559 |  | 0 | 0.026384 | -2.5676 | Commercial | [7 empty] | 15 | 0.77 |  |  |  | 0 | 7.2784 | 0 | 0 | 0 | 0 | 0 | 0 | 0 | 0 | 0 | 0 | 2009 Qtr 1: 0; 2009 Qtr 2: 0; 2009 Qtr 3: 7.2784; 2009 Qtr 4: 0; 2010 Qtr 1: 0; 2010 Qtr 2: 0; 2010 Qtr 3: 0; 2010 Qtr 4: 0; 2011 Qtr 1: 0; 2011 Qtr 2: 0; 2011 Qtr 3: 0; 2011 Qtr 4: 0 | 7.2784
0 | 234332-Premium T8 with T12 40 Watt Baseline - Tr3 |  | System | Commercial | 01-ALC-AllCommercial-IntLight | 0 |  |  |  |  | 13.9591 | 7.1444 | 0 | 0 | 0 | 6.8147 | 44.0947 |  | kWh | 0.016509 | 0 | Commercial | [7 empty] | 15 | 0.78 |  |  |  | 0 | 89.1606 | 0 | 0 | 0 | 0 | 0 | 0 | 0 | 0 | 0 | 0 | 2009 Qtr 1: 0; 2009 Qtr 2: 0; 2009 Qtr 3: 89.1606; 2009 Qtr 4: 0; 2010 Qtr 1: 0; 2010 Qtr 2: 0; 2010 Qtr 3: 0; 2010 Qtr 4: 0; 2011 Qtr 1: 0; 2011 Qtr 2: 0; 2011 Qtr 3: 0; 2011 Qtr 4: 0 | 89.1606
0 | 234305-Lighting-Remove 4 Ft Lamp (De-Lamp) - Tr3 |  | System | Commercial | 01-ALC-AllCommercial-IntLight | 0 |  |  |  |  | 28.1828 | 0 | 0 | 0 | 0 | 28.1828 | 0 |  | kWh | 0 | 0 | Commercial | [7 empty] | 15 | 0.77 |  |  |  | 0 | 0.9098 | 0 | 0 | 0 | 0 | 0 | 0 | 0 | 0 | 0 | 0 | 2009 Qtr 1: 0; 2009 Qtr 2: 0; 2009 Qtr 3: 0.9098; 2009 Qtr 4: 0; 2010 Qtr 1: 0; 2010 Qtr 2: 0; 2010 Qtr 3: 0; 2010 Qtr 4: 0; 2011 Qtr 1: 0; 2011 Qtr 2: 0; 2011 Qtr 3: 0; 2011 Qtr 4: 0 | 0.9098
0 | 234331-Premium T8 with T12 40 Watt Baseline - Tr2 |  | System | Commercial | 01-ALC-AllCommercial-IntLight | 0 |  |  |  |  | 27.653 | 9.8923 | 0 | 0 | 0 | 17.7607 | 58.062 |  | kWh | 0.017133 | 0 | Commercial | [7 empty] | 15 | 0.78 |  |  |  | 0 | 47.3097 | 0 | 0 | 0 | 0 | 0 | 0 | 0 | 0 | 0 | 0 | 2009 Qtr 1: 0; 2009 Qtr 2: 0; 2009 Qtr 3: 47.3097; 2009 Qtr 4: 0; 2010 Qtr 1: 0; 2010 Qtr 2: 0; 2010 Qtr 3: 0; 2010 Qtr 4: 0; 2011 Qtr 1: 0; 2011 Qtr 2: 0; 2011 Qtr 3: 0; 2011 Qtr 4: 0 | 47.3097
0 | 234330-Premium T8 with T12 40 Watt Baseline - Tr1 |  | System | Commercial | 01-ALC-AllCommercial-IntLight | 0 |  |  |  |  | 27.6532 | 13.1897 | 0 | 0 | 0 | 14.4636 | 83.5202 |  | kWh | 0.017351 | 0 | Commercial | [7 empty] | 15 | 0.78 |  |  |  | 0 | 43.6705 | 0 | 0 | 0 | 0 | 0 | 0 | 0 | 0 | 0 | 0 | 2009 Qtr 1: 0; 2009 Qtr 2: 0; 2009 Qtr 3: 43.6705; 2009 Qtr 4: 0; 2010 Qtr 1: 0; 2010 Qtr 2: 0; 2010 Qtr 3: 0; 2010 Qtr 4: 0; 2011 Qtr 1: 0; 2011 Qtr 2: 0; 2011 Qtr 3: 0; 2011 Qtr 4: 0 | 43.6705
0 | 234084-Refrigeration -Cooler/Freezer Door Gaskets - Solid Doors: Cooler |  | System | Commercial | 09-GRO-Grocery-REFG | 0 |  |  |  |  | 2.2498 | 4 | 0 | 0 | 0 | -1.7502 | 104.55 |  | kWh | 0.01195 | 0 | Commercial | [7 empty] | 4 | 0.76 |  |  |  | 0 | 312 | 0 | 0 | 0 | 0 | 0 | 0 | 0 | 0 | 0 | 0 | 2009 Qtr 1: 0; 2009 Qtr 2: 0; 2009 Qtr 3: 312; 2009 Qtr 4: 0; 2010 Qtr 1: 0; 2010 Qtr 2: 0; 2010 Qtr 3: 0; 2010 Qtr 4: 0; 2011 Qtr 1: 0; 2011 Qtr 2: 0; 2011 Qtr 3: 0; 2011 Qtr 4: 0 | 312
0 | 234084-Refrigeration -Cooler/Freezer Door Gaskets - Solid Doors: Cooler |  | System | Commercial | 09-GRO-Grocery-REFG | 0 |  |  |  |  | 2.2498 | 0 | 0 | 0 | 0 | 2.2498 | 0 |  | kWh | 0 | 0 | Commercial | [7 empty] | 4 | 0.76 |  |  |  | 0 | 1 | 0 | 0 | 0 | 0 | 0 | 0 | 0 | 0 | 0 | 0 | 2009 Qtr 1: 0; 2009 Qtr 2: 0; 2009 Qtr 3: 1; 2009 Qtr 4: 0; 2010 Qtr 1: 0; 2010 Qtr 2: 0; 2010 Qtr 3: 0; 2010 Qtr 4: 0; 2011 Qtr 1: 0; 2011 Qtr 2: 0; 2011 Qtr 3: 0; 2011 Qtr 4: 0 | 1
0 | 234067-Refrigeration - Food Service -Auto Closer for Main Cooler Doors |  | System | Commercial | 09-GRO-Grocery-REFG | 0 |  |  |  |  | 382.5103 | 103 | 0 | 0 | 0 | 279.5103 | 1075.009 |  | kWh | 0.20794 | -0.053375 | Commercial |  | Annual | [5 empty] | 8 | 0.7 |  |  |  | 0 | 1 | 0 | 0 | 0 | 0 | 0 | 0 | 0 | 0 | 0 | 0 | 2009 Qtr 1: 0; 2009 Qtr 2: 0; 2009 Qtr 3: 1; 2009 Qtr 4: 0; 2010 Qtr 1: 0; 2010 Qtr 2: 0; 2010 Qtr 3: 0; 2010 Qtr 4: 0; 2011 Qtr 1: 0; 2011 Qtr 2: 0; 2011 Qtr 3: 0; 2011 Qtr 4: 0 | 1
0 | 234330-Premium T8 with T12 40 Watt Baseline - Tr1 |  | System | Commercial | 01-ALC-AllCommercial-IntLight | 0 |  |  |  |  | 27.6532 | 13.1897 | 0 | 0 | 0 | 14.4636 | 83.5202 |  | kWh | 0.017351 | 0 | Commercial | [7 empty] | 15 | 0.78 |  |  |  | 0 | 123.7331 | 0 | 0 | 0 | 0 | 0 | 0 | 0 | 0 | 0 | 0 | 2009 Qtr 1: 0; 2009 Qtr 2: 0; 2009 Qtr 3: 123.7331; 2009 Qtr 4: 0; 2010 Qtr 1: 0; 2010 Qtr 2: 0; 2010 Qtr 3: 0; 2010 Qtr 4: 0; 2011 Qtr 1: 0; 2011 Qtr 2: 0; 2011 Qtr 3: 0; 2011 Qtr 4: 0 | 123.7331
0 | 234303-Lighting-Remove 4 Ft Lamp (De-Lamp) - Tr1 |  | System | Commercial | [6 empty] | 12.3596 | 16.4871 | 0 | 0 | 0 | -4.1275 | 137.2559 |  | 0 | 0.026384 | -2.5676 | Commercial |  | Winter Only | [5 empty] | 15 | 0.77 |  |  |  | 0 | 10.9176 | 0 | 0 | 0 | 0 | 0 | 0 | 0 | 0 | 0 | 0 | 2009 Qtr 1: 0; 2009 Qtr 2: 0; 2009 Qtr 3: 10.9176; 2009 Qtr 4: 0; 2010 Qtr 1: 0; 2010 Qtr 2: 0; 2010 Qtr 3: 0; 2010 Qtr 4: 0; 2011 Qtr 1: 0; 2011 Qtr 2: 0; 2011 Qtr 3: 0; 2011 Qtr 4: 0 | 10.9176
0 | 234285-Lighting-Occpncy Snsr-Hi-Bay integrated Snsr-Tr1 |  | System | Commercial | 01-ALC-AllCommercial-IntLight | 0 |  |  |  |  | 221.2703 | 95.5 | 0 | 0 | 0 | 125.7703 | 2503.6304 |  | kWh | 0.48559 | 0 | Commercial | [7 empty] | 8 | 0.84 |  |  |  | 0 | 31 | 0 | 0 | 0 | 0 | 0 | 0 | 0 | 0 | 0 | 0 | 2009 Qtr 1: 0; 2009 Qtr 2: 0; 2009 Qtr 3: 31; 2009 Qtr 4: 0; 2010 Qtr 1: 0; 2010 Qtr 2: 0; 2010 Qtr 3: 0; 2010 Qtr 4: 0; 2011 Qtr 1: 0; 2011 Qtr 2: 0; 2011 Qtr 3: 0; 2011 Qtr 4: 0 | 31
0 | 234084-Refrigeration -Cooler/Freezer Door Gaskets - Solid Doors: Cooler |  | System | Commercial | 09-GRO-Grocery-REFG | 0 |  |  |  |  | 2.2498 | 4.176 | 0 | 0 | 0 | -1.9262 | 104.55 |  | kWh | 0.01195 | 0 | Commercial | [7 empty] | 4 | 0.76 |  |  |  | 0 | 15 | 0 | 0 | 0 | 0 | 0 | 0 | 0 | 0 | 0 | 0 | 2009 Qtr 1: 0; 2009 Qtr 2: 0; 2009 Qtr 3: 15; 2009 Qtr 4: 0; 2010 Qtr 1: 0; 2010 Qtr 2: 0; 2010 Qtr 3: 0; 2010 Qtr 4: 0; 2011 Qtr 1: 0; 2011 Qtr 2: 0; 2011 Qtr 3: 0; 2011 Qtr 4: 0 | 15
0 | 234083-Refrigeration -Cooler/Freezer Door Gaskets - Glass Doors |  | System | Commercial | 09-GRO-Grocery-REFG | 0 |  |  |  |  | 2.25 | 4.0521 | 0 | 0 | 0 | -1.8021 | 104.55 |  | kWh | 0.01195 | 0 | Commercial | [7 empty] | 4 | 0.76 |  |  |  | 0 | 73 | 0 | 0 | 0 | 0 | 0 | 0 | 0 | 0 | 0 | 0 | 2009 Qtr 1: 0; 2009 Qtr 2: 0; 2009 Qtr 3: 73; 2009 Qtr 4: 0; 2010 Qtr 1: 0; 2010 Qtr 2: 0; 2010 Qtr 3: 0; 2010 Qtr 4: 0; 2011 Qtr 1: 0; 2011 Qtr 2: 0; 2011 Qtr 3: 0; 2011 Qtr 4: 0 | 73
0 | 234330-Premium T8 with T12 40 Watt Baseline - Tr1 |  | System | Commercial | 01-ALC-AllCommercial-IntLight | 0 |  |  |  |  | 27.6532 | 13.1897 | 0 | 0 | 0 | 14.4636 | 83.5202 |  | kWh | 0.017351 | 0 | Commercial | [7 empty] | 15 | 0.78 |  |  |  | 0 | 29.1137 | 0 | 0 | 0 | 0 | 0 | 0 | 0 | 0 | 0 | 0 | 2009 Qtr 1: 0; 2009 Qtr 2: 0; 2009 Qtr 3: 29.1137; 2009 Qtr 4: 0; 2010 Qtr 1: 0; 2010 Qtr 2: 0; 2010 Qtr 3: 0; 2010 Qtr 4: 0; 2011 Qtr 1: 0; 2011 Qtr 2: 0; 2011 Qtr 3: 0; 2011 Qtr 4: 0 | 29.1137
0 | 234303-Lighting-Remove 4 Ft Lamp (De-Lamp) - Tr1 |  | System | Commercial | [6 empty] | 12.3596 | 16.4871 | 0 | 0 | 0 | -4.1275 | 137.2559 |  | 0 | 0.026384 | -2.5676 | Commercial |  | Winter Only | [5 empty] | 15 | 0.77 |  |  |  | 0 | 7.2784 | 0 | 0 | 0 | 0 | 0 | 0 | 0 | 0 | 0 | 0 | 2009 Qtr 1: 0; 2009 Qtr 2: 0; 2009 Qtr 3: 7.2784; 2009 Qtr 4: 0; 2010 Qtr 1: 0; 2010 Qtr 2: 0; 2010 Qtr 3: 0; 2010 Qtr 4: 0; 2011 Qtr 1: 0; 2011 Qtr 2: 0; 2011 Qtr 3: 0; 2011 Qtr 4: 0 | 7.2784
0 | 234330-Premium T8 with T12 40 Watt Baseline - Tr1 |  | System | Commercial | 01-ALC-AllCommercial-IntLight | 0 |  |  |  |  | 27.6532 | 13.1897 | 0 | 0 | 0 | 14.4636 | 83.5202 |  | kWh | 0.017351 | 0 | Commercial | [7 empty] | 15 | 0.78 |  |  |  | 0 | 32.7529 | 0 | 0 | 0 | 0 | 0 | 0 | 0 | 0 | 0 | 0 | 2009 Qtr 1: 0; 2009 Qtr 2: 0; 2009 Qtr 3: 32.7529; 2009 Qtr 4: 0; 2010 Qtr 1: 0; 2010 Qtr 2: 0; 2010 Qtr 3: 0; 2010 Qtr 4: 0; 2011 Qtr 1: 0; 2011 Qtr 2: 0; 2011 Qtr 3: 0; 2011 Qtr 4: 0 | 32.7529
0 | 234331-Premium T8 with T12 40 Watt Baseline - Tr2 |  | System | Commercial | 01-ALC-AllCommercial-IntLight | 0 |  |  |  |  | 27.653 | 9.8923 | 0 | 0 | 0 | 17.7607 | 58.062 |  | kWh | 0.017133 | 0 | Commercial | [7 empty] | 15 | 0.78 |  |  |  | 0 | 25.4745 | 0 | 0 | 0 | 0 | 0 | 0 | 0 | 0 | 0 | 0 | 2009 Qtr 1: 0; 2009 Qtr 2: 0; 2009 Qtr 3: 25.4745; 2009 Qtr 4: 0; 2010 Qtr 1: 0; 2010 Qtr 2: 0; 2010 Qtr 3: 0; 2010 Qtr 4: 0; 2011 Qtr 1: 0; 2011 Qtr 2: 0; 2011 Qtr 3: 0; 2011 Qtr 4: 0 | 25.4745
0 | 234330-Premium T8 with T12 40 Watt Baseline - Tr1 |  | System | Commercial | 01-ALC-AllCommercial-IntLight | 0 |  |  |  |  | 27.6532 | 13.1897 | 0 | 0 | 0 | 14.4636 | 83.5202 |  | kWh | 0.017351 | 0 | Commercial | [7 empty] | 15 | 0.78 |  |  |  | 0 | 3.6392 | 0 | 0 | 0 | 0 | 0 | 0 | 0 | 0 | 0 | 0 | 2009 Qtr 1: 0; 2009 Qtr 2: 0; 2009 Qtr 3: 3.6392; 2009 Qtr 4: 0; 2010 Qtr 1: 0; 2010 Qtr 2: 0; 2010 Qtr 3: 0; 2010 Qtr 4: 0; 2011 Qtr 1: 0; 2011 Qtr 2: 0; 2011 Qtr 3: 0; 2011 Qtr 4: 0 | 3.6392
0 | 234207-Lighting-8 Ft T-8 with Elec Ballast-Tr1 |  | System | Commercial | 01-ALC-AllCommercial-IntLight | 0 |  |  |  |  | 35.6901 | 21.9828 | 0 | 0 | 0 | 13.7073 | 45.8368 |  | kWh | 0.0098893 | 0 | Commercial | [7 empty] | 15 | 0.78 |  |  |  | 0 | 3.6392 | 0 | 0 | 0 | 0 | 0 | 0 | 0 | 0 | 0 | 0 | 2009 Qtr 1: 0; 2009 Qtr 2: 0; 2009 Qtr 3: 3.6392; 2009 Qtr 4: 0; 2010 Qtr 1: 0; 2010 Qtr 2: 0; 2010 Qtr 3: 0; 2010 Qtr 4: 0; 2011 Qtr 1: 0; 2011 Qtr 2: 0; 2011 Qtr 3: 0; 2011 Qtr 4: 0 | 3.6392
0 | 234306-Lighting-Remove 8 Ft Lamp (De-Lamp) - Tr1 |  | System | Commercial | 23-RTL-Retail–SingleStorylarge-LIT_INT | 0 |  |  |  |  | 28.4369 | 27.4785 | 0 | 0 | 0 | 0.95836 | 366.7521 |  | kWh | 0.077777 | 0 | Commercial | [7 empty] | 15 | 0.77 |  |  |  | 0 | 3.6392 | 0 | 0 | 0 | 0 | 0 | 0 | 0 | 0 | 0 | 0 | 2009 Qtr 1: 0; 2009 Qtr 2: 0; 2009 Qtr 3: 3.6392; 2009 Qtr 4: 0; 2010 Qtr 1: 0; 2010 Qtr 2: 0; 2010 Qtr 3: 0; 2010 Qtr 4: 0; 2011 Qtr 1: 0; 2011 Qtr 2: 0; 2011 Qtr 3: 0; 2011 Qtr 4: 0 | 3.6392
0 | 234084-Refrigeration -Cooler/Freezer Door Gaskets - Solid Doors: Cooler |  | System | Commercial | 09-GRO-Grocery-REFG | 0 |  |  |  |  | 2.2498 | 4.0512 | 0 | 0 | 0 | -1.8015 | 104.55 |  | kWh | 0.01195 | 0 | Commercial | [7 empty] | 4 | 0.76 |  |  |  | 0 | 32 | 0 | 0 | 0 | 0 | 0 | 0 | 0 | 0 | 0 | 0 | 2009 Qtr 1: 0; 2009 Qtr 2: 0; 2009 Qtr 3: 32; 2009 Qtr 4: 0; 2010 Qtr 1: 0; 2010 Qtr 2: 0; 2010 Qtr 3: 0; 2010 Qtr 4: 0; 2011 Qtr 1: 0; 2011 Qtr 2: 0; 2011 Qtr 3: 0; 2011 Qtr 4: 0 | 32
0 | 234083-Refrigeration -Cooler/Freezer Door Gaskets - Glass Doors |  | System | Commercial | 09-GRO-Grocery-REFG | 0 |  |  |  |  | 2.25 | 4.042 | 0 | 0 | 0 | -1.792 | 104.55 |  | kWh | 0.01195 | 0 | Commercial | [7 empty] | 4 | 0.76 |  |  |  | 0 | 81 | 0 | 0 | 0 | 0 | 0 | 0 | 0 | 0 | 0 | 0 | 2009 Qtr 1: 0; 2009 Qtr 2: 0; 2009 Qtr 3: 81; 2009 Qtr 4: 0; 2010 Qtr 1: 0; 2010 Qtr 2: 0; 2010 Qtr 3: 0; 2010 Qtr 4: 0; 2011 Qtr 1: 0; 2011 Qtr 2: 0; 2011 Qtr 3: 0; 2011 Qtr 4: 0 | 81
0 | 234084-Refrigeration -Cooler/Freezer Door Gaskets - Solid Doors: Cooler |  | System | Commercial | 09-GRO-Grocery-REFG | 0 |  |  |  |  | 2.2498 | 4 | 0 | 0 | 0 | -1.7502 | 104.55 |  | kWh | 0.01195 | 0 | Commercial | [7 empty] | 4 | 0.76 |  |  |  | 0 | 16 | 0 | 0 | 0 | 0 | 0 | 0 | 0 | 0 | 0 | 0 | 2009 Qtr 1: 0; 2009 Qtr 2: 0; 2009 Qtr 3: 0; 2009 Qtr 4: 16; 2010 Qtr 1: 0; 2010 Qtr 2: 0; 2010 Qtr 3: 0; 2010 Qtr 4: 0; 2011 Qtr 1: 0; 2011 Qtr 2: 0; 2011 Qtr 3: 0; 2011 Qtr 4: 0 | 16
0 | 234127-Refrigeration - Efficient Evap Fan Motor Permanent-Split Capacitor (PSC) Motor |  | System | Commercial | 09-GRO-Grocery-REFG | 0 |  |  |  |  | 90.5 | 100 | 0 | 0 | 0 | -9.5 | 450.2515 |  | kWh | 0.062831 | -0.0065126 | Commercial |  | Annual | [5 empty] | 15 | 0.7 |  |  |  | 0 | 2 | 0 | 0 | 0 | 0 | 0 | 0 | 0 | 0 | 0 | 0 | 2009 Qtr 1: 0; 2009 Qtr 2: 0; 2009 Qtr 3: 0; 2009 Qtr 4: 2; 2010 Qtr 1: 0; 2010 Qtr 2: 0; 2010 Qtr 3: 0; 2010 Qtr 4: 0; 2011 Qtr 1: 0; 2011 Qtr 2: 0; 2011 Qtr 3: 0; 2011 Qtr 4: 0 | 2
0 | 234067-Refrigeration - Food Service -Auto Closer for Main Cooler Doors |  | System | Commercial | 09-GRO-Grocery-REFG | 0 |  |  |  |  | 382.5103 | 103 | 0 | 0 | 0 | 279.5103 | 1075.009 |  | kWh | 0.20794 | -0.053375 | Commercial |  | Annual | [5 empty] | 8 | 0.7 |  |  |  | 0 | 1 | 0 | 0 | 0 | 0 | 0 | 0 | 0 | 0 | 0 | 0 | 2009 Qtr 1: 0; 2009 Qtr 2: 0; 2009 Qtr 3: 0; 2009 Qtr 4: 1; 2010 Qtr 1: 0; 2010 Qtr 2: 0; 2010 Qtr 3: 0; 2010 Qtr 4: 0; 2011 Qtr 1: 0; 2011 Qtr 2: 0; 2011 Qtr 3: 0; 2011 Qtr 4: 0 | 1
0 | 234331-Premium T8 with T12 40 Watt Baseline - Tr2 |  | System | Commercial | 01-ALC-AllCommercial-IntLight | 0 |  |  |  |  | 27.653 | 9.8923 | 0 | 0 | 0 | 17.7607 | 58.062 |  | kWh | 0.017133 | 0 | Commercial | [7 empty] | 15 | 0.78 |  |  |  | 0 | 105.5371 | 0 | 0 | 0 | 0 | 0 | 0 | 0 | 0 | 0 | 0 | 2009 Qtr 1: 0; 2009 Qtr 2: 0; 2009 Qtr 3: 105.5371; 2009 Qtr 4: 0; 2010 Qtr 1: 0; 2010 Qtr 2: 0; 2010 Qtr 3: 0; 2010 Qtr 4: 0; 2011 Qtr 1: 0; 2011 Qtr 2: 0; 2011 Qtr 3: 0; 2011 Qtr 4: 0 | 105.5371
0 | 234208-Lighting-8 Ft T-8 with Elec Ballast-Tr2 |  | System | Commercial | 01-ALC-AllCommercial-IntLight | 0 |  |  |  |  | 35.6904 | 16.4871 | 0 | 0 | 0 | 19.2033 | 32.3258 |  | kWh | 0.009599 | 0 | Commercial | [7 empty] | 15 | 0.78 |  |  |  | 0 | 7.2784 | 0 | 0 | 0 | 0 | 0 | 0 | 0 | 0 | 0 | 0 | 2009 Qtr 1: 0; 2009 Qtr 2: 0; 2009 Qtr 3: 7.2784; 2009 Qtr 4: 0; 2010 Qtr 1: 0; 2010 Qtr 2: 0; 2010 Qtr 3: 0; 2010 Qtr 4: 0; 2011 Qtr 1: 0; 2011 Qtr 2: 0; 2011 Qtr 3: 0; 2011 Qtr 4: 0 | 7.2784
0 | 234307-Lighting-Remove 8 Ft Lamp (De-Lamp) - Tr2 |  | System | Commercial | 23-RTL-Retail–SingleStorylarge-LIT_INT | 0 |  |  |  |  | 28.4021 | 16.4871 | 0 | 0 | 0 | 11.915 | 253.9171 |  | kWh | 0.077292 | 0 | Commercial | [7 empty] | 15 | 0.77 |  |  |  | 0 | 7.2784 | 0 | 0 | 0 | 0 | 0 | 0 | 0 | 0 | 0 | 0 | 2009 Qtr 1: 0; 2009 Qtr 2: 0; 2009 Qtr 3: 7.2784; 2009 Qtr 4: 0; 2010 Qtr 1: 0; 2010 Qtr 2: 0; 2010 Qtr 3: 0; 2010 Qtr 4: 0; 2011 Qtr 1: 0; 2011 Qtr 2: 0; 2011 Qtr 3: 0; 2011 Qtr 4: 0 | 7.2784
0 | 234085-Refrigeration -Strip Curtains for Walk-ins |  | System | Commercial | 20-RFF-Restaurant–FastFood-Refrig | 0 |  |  |  |  | 10.214 | 3.0695 | 0 | 0 | 0 | 7.1445 | 465 |  | kWh | 0.053 | 0 | Commercial | [7 empty] | 4 | 0.46 |  |  |  | 0 | 19 | 0 | 0 | 0 | 0 | 0 | 0 | 0 | 0 | 0 | 0 | 2009 Qtr 1: 0; 2009 Qtr 2: 0; 2009 Qtr 3: 0; 2009 Qtr 4: 19; 2010 Qtr 1: 0; 2010 Qtr 2: 0; 2010 Qtr 3: 0; 2010 Qtr 4: 0; 2011 Qtr 1: 0; 2011 Qtr 2: 0; 2011 Qtr 3: 0; 2011 Qtr 4: 0 | 19
0 | 234084-Refrigeration -Cooler/Freezer Door Gaskets - Solid Doors: Cooler |  | System | Commercial | 09-GRO-Grocery-REFG | 0 |  |  |  |  | 2.2498 | 4.011 | 0 | 0 | 0 | -1.7612 | 104.55 |  | kWh | 0.01195 | 0 | Commercial | [7 empty] | 4 | 0.76 |  |  |  | 0 | 157 | 0 | 0 | 0 | 0 | 0 | 0 | 0 | 0 | 0 | 0 | 2009 Qtr 1: 0; 2009 Qtr 2: 0; 2009 Qtr 3: 0; 2009 Qtr 4: 157; 2010 Qtr 1: 0; 2010 Qtr 2: 0; 2010 Qtr 3: 0; 2010 Qtr 4: 0; 2011 Qtr 1: 0; 2011 Qtr 2: 0; 2011 Qtr 3: 0; 2011 Qtr 4: 0 | 157
0 | 234067-Refrigeration - Food Service -Auto Closer for Main Cooler Doors |  | System | Commercial | 09-GRO-Grocery-REFG | 0 |  |  |  |  | 382.5103 | 103 | 0 | 0 | 0 | 279.5103 | 1075.009 |  | kWh | 0.20794 | -0.053375 | Commercial |  | Annual | [5 empty] | 8 | 0.7 |  |  |  | 0 | 1 | 0 | 0 | 0 | 0 | 0 | 0 | 0 | 0 | 0 | 0 | 2009 Qtr 1: 0; 2009 Qtr 2: 0; 2009 Qtr 3: 0; 2009 Qtr 4: 1; 2010 Qtr 1: 0; 2010 Qtr 2: 0; 2010 Qtr 3: 0; 2010 Qtr 4: 0; 2011 Qtr 1: 0; 2011 Qtr 2: 0; 2011 Qtr 3: 0; 2011 Qtr 4: 0 | 1
0 | 234084-Refrigeration -Cooler/Freezer Door Gaskets - Solid Doors: Cooler |  | System | Commercial | 09-GRO-Grocery-REFG | 0 |  |  |  |  | 2.2498 | 4.04 | 0 | 0 | 0 | -1.7902 | 104.55 |  | kWh | 0.01195 | 0 | Commercial | [7 empty] | 4 | 0.76 |  |  |  | 0 | 78 | 0 | 0 | 0 | 0 | 0 | 0 | 0 | 0 | 0 | 0 | 2009 Qtr 1: 0; 2009 Qtr 2: 0; 2009 Qtr 3: 0; 2009 Qtr 4: 78; 2010 Qtr 1: 0; 2010 Qtr 2: 0; 2010 Qtr 3: 0; 2010 Qtr 4: 0; 2011 Qtr 1: 0; 2011 Qtr 2: 0; 2011 Qtr 3: 0; 2011 Qtr 4: 0 | 78
0 | 234067-Refrigeration - Food Service -Auto Closer for Main Cooler Doors |  | System | Commercial | 09-GRO-Grocery-REFG | 0 |  |  |  |  | 382.5103 | 103 | 0 | 0 | 0 | 279.5103 | 1075.009 |  | kWh | 0.20794 | -0.053375 | Commercial |  | Annual | [5 empty] | 8 | 0.7 |  |  |  | 0 | 1 | 0 | 0 | 0 | 0 | 0 | 0 | 0 | 0 | 0 | 0 | 2009 Qtr 1: 0; 2009 Qtr 2: 0; 2009 Qtr 3: 0; 2009 Qtr 4: 1; 2010 Qtr 1: 0; 2010 Qtr 2: 0; 2010 Qtr 3: 0; 2010 Qtr 4: 0; 2011 Qtr 1: 0; 2011 Qtr 2: 0; 2011 Qtr 3: 0; 2011 Qtr 4: 0 | 1
0 | 234084-Refrigeration -Cooler/Freezer Door Gaskets - Solid Doors: Cooler |  | System | Commercial | 09-GRO-Grocery-REFG | 0 |  |  |  |  | 2.2498 | 4 | 0 | 0 | 0 | -1.7502 | 104.55 |  | kWh | 0.01195 | 0 | Commercial | [7 empty] | 4 | 0.76 |  |  |  | 0 | 60 | 0 | 0 | 0 | 0 | 0 | 0 | 0 | 0 | 0 | 0 | 2009 Qtr 1: 0; 2009 Qtr 2: 0; 2009 Qtr 3: 0; 2009 Qtr 4: 60; 2010 Qtr 1: 0; 2010 Qtr 2: 0; 2010 Qtr 3: 0; 2010 Qtr 4: 0; 2011 Qtr 1: 0; 2011 Qtr 2: 0; 2011 Qtr 3: 0; 2011 Qtr 4: 0 | 60
0 | 234084-Refrigeration -Cooler/Freezer Door Gaskets - Solid Doors: Cooler |  | System | Commercial | 09-GRO-Grocery-REFG | 0 |  |  |  |  | 2.2498 | 4 | 0 | 0 | 0 | -1.7502 | 104.55 |  | kWh | 0.01195 | 0 | Commercial | [7 empty] | 4 | 0.76 |  |  |  | 0 | 37 | 0 | 0 | 0 | 0 | 0 | 0 | 0 | 0 | 0 | 0 | 2009 Qtr 1: 0; 2009 Qtr 2: 0; 2009 Qtr 3: 0; 2009 Qtr 4: 37; 2010 Qtr 1: 0; 2010 Qtr 2: 0; 2010 Qtr 3: 0; 2010 Qtr 4: 0; 2011 Qtr 1: 0; 2011 Qtr 2: 0; 2011 Qtr 3: 0; 2011 Qtr 4: 0 | 37
0 | 234084-Refrigeration -Cooler/Freezer Door Gaskets - Solid Doors: Cooler |  | System | Commercial | 09-GRO-Grocery-REFG | 0 |  |  |  |  | 2.2498 | 4 | 0 | 0 | 0 | -1.7502 | 104.55 |  | kWh | 0.01195 | 0 | Commercial | [7 empty] | 4 | 0.76 |  |  |  | 0 | 249 | 0 | 0 | 0 | 0 | 0 | 0 | 0 | 0 | 0 | 0 | 2009 Qtr 1: 0; 2009 Qtr 2: 0; 2009 Qtr 3: 0; 2009 Qtr 4: 249; 2010 Qtr 1: 0; 2010 Qtr 2: 0; 2010 Qtr 3: 0; 2010 Qtr 4: 0; 2011 Qtr 1: 0; 2011 Qtr 2: 0; 2011 Qtr 3: 0; 2011 Qtr 4: 0 | 249
0 | 234084-Refrigeration -Cooler/Freezer Door Gaskets - Solid Doors: Cooler |  | System | Commercial | 09-GRO-Grocery-REFG | 0 |  |  |  |  | 2.2498 | 4 | 0 | 0 | 0 | -1.7502 | 104.55 |  | kWh | 0.01195 | 0 | Commercial | [7 empty] | 4 | 0.76 |  |  |  | 0 | 300 | 0 | 0 | 0 | 0 | 0 | 0 | 0 | 0 | 0 | 0 | 2009 Qtr 1: 0; 2009 Qtr 2: 0; 2009 Qtr 3: 0; 2009 Qtr 4: 300; 2010 Qtr 1: 0; 2010 Qtr 2: 0; 2010 Qtr 3: 0; 2010 Qtr 4: 0; 2011 Qtr 1: 0; 2011 Qtr 2: 0; 2011 Qtr 3: 0; 2011 Qtr 4: 0 | 300
0 | 234331-Premium T8 with T12 40 Watt Baseline - Tr2 |  | System | Commercial | 01-ALC-AllCommercial-IntLight | 0 |  |  |  |  | 27.653 | 9.8923 | 0 | 0 | 0 | 17.7607 | 58.062 |  | kWh | 0.017133 | 0 | Commercial | [7 empty] | 15 | 0.78 |  |  |  | 0 | 50.9489 | 0 | 0 | 0 | 0 | 0 | 0 | 0 | 0 | 0 | 0 | 2009 Qtr 1: 0; 2009 Qtr 2: 0; 2009 Qtr 3: 50.9489; 2009 Qtr 4: 0; 2010 Qtr 1: 0; 2010 Qtr 2: 0; 2010 Qtr 3: 0; 2010 Qtr 4: 0; 2011 Qtr 1: 0; 2011 Qtr 2: 0; 2011 Qtr 3: 0; 2011 Qtr 4: 0 | 50.9489
0 | 234208-Lighting-8 Ft T-8 with Elec Ballast-Tr2 |  | System | Commercial | 01-ALC-AllCommercial-IntLight | 0 |  |  |  |  | 35.6904 | 16.4871 | 0 | 0 | 0 | 19.2033 | 32.3258 |  | kWh | 0.009599 | 0 | Commercial | [7 empty] | 15 | 0.78 |  |  |  | 0 | 10.9176 | 0 | 0 | 0 | 0 | 0 | 0 | 0 | 0 | 0 | 0 | 2009 Qtr 1: 0; 2009 Qtr 2: 0; 2009 Qtr 3: 10.9176; 2009 Qtr 4: 0; 2010 Qtr 1: 0; 2010 Qtr 2: 0; 2010 Qtr 3: 0; 2010 Qtr 4: 0; 2011 Qtr 1: 0; 2011 Qtr 2: 0; 2011 Qtr 3: 0; 2011 Qtr 4: 0 | 10.9176
0 | 234304-Lighting-Remove 4 Ft Lamp (De-Lamp) - Tr2 |  | System | Commercial | [6 empty] | 12.3587 | 0 | 0 | 0 | 0 | 12.3587 | 0 |  | 0 | 0 | 0 | Commercial | [7 empty] | 15 | 0.77 |  |  |  | 0 | 0.9098 | 0 | 0 | 0 | 0 | 0 | 0 | 0 | 0 | 0 | 0 | 2009 Qtr 1: 0; 2009 Qtr 2: 0; 2009 Qtr 3: 0.9098; 2009 Qtr 4: 0; 2010 Qtr 1: 0; 2010 Qtr 2: 0; 2010 Qtr 3: 0; 2010 Qtr 4: 0; 2011 Qtr 1: 0; 2011 Qtr 2: 0; 2011 Qtr 3: 0; 2011 Qtr 4: 0 | 0.9098
0 | 234307-Lighting-Remove 8 Ft Lamp (De-Lamp) - Tr2 |  | System | Commercial | 23-RTL-Retail–SingleStorylarge-LIT_INT | 0 |  |  |  |  | 28.4021 | 0 | 0 | 0 | 0 | 28.4021 | 0 |  | kWh | 0 | 0 | Commercial | [7 empty] | 15 | 0.77 |  |  |  | 0 | 0.9098 | 0 | 0 | 0 | 0 | 0 | 0 | 0 | 0 | 0 | 0 | 2009 Qtr 1: 0; 2009 Qtr 2: 0; 2009 Qtr 3: 0.9098; 2009 Qtr 4: 0; 2010 Qtr 1: 0; 2010 Qtr 2: 0; 2010 Qtr 3: 0; 2010 Qtr 4: 0; 2011 Qtr 1: 0; 2011 Qtr 2: 0; 2011 Qtr 3: 0; 2011 Qtr 4: 0 | 0.9098
0 | 234084-Refrigeration -Cooler/Freezer Door Gaskets - Solid Doors: Cooler |  | System | Commercial | 09-GRO-Grocery-REFG | 0 |  |  |  |  | 2.2498 | 4 | 0 | 0 | 0 | -1.7502 | 104.55 |  | kWh | 0.01195 | 0 | Commercial | [7 empty] | 4 | 0.76 |  |  |  | 0 | 183 | 0 | 0 | 0 | 0 | 0 | 0 | 0 | 0 | 0 | 0 | 2009 Qtr 1: 0; 2009 Qtr 2: 0; 2009 Qtr 3: 0; 2009 Qtr 4: 183; 2010 Qtr 1: 0; 2010 Qtr 2: 0; 2010 Qtr 3: 0; 2010 Qtr 4: 0; 2011 Qtr 1: 0; 2011 Qtr 2: 0; 2011 Qtr 3: 0; 2011 Qtr 4: 0 | 183
0 | 234084-Refrigeration -Cooler/Freezer Door Gaskets - Solid Doors: Cooler |  | System | Commercial | 09-GRO-Grocery-REFG | 0 |  |  |  |  | 2.2498 | 4 | 0 | 0 | 0 | -1.7502 | 104.55 |  | kWh | 0.01195 | 0 | Commercial | [7 empty] | 4 | 0.76 |  |  |  | 0 | 233 | 0 | 0 | 0 | 0 | 0 | 0 | 0 | 0 | 0 | 0 | 2009 Qtr 1: 0; 2009 Qtr 2: 0; 2009 Qtr 3: 0; 2009 Qtr 4: 233; 2010 Qtr 1: 0; 2010 Qtr 2: 0; 2010 Qtr 3: 0; 2010 Qtr 4: 0; 2011 Qtr 1: 0; 2011 Qtr 2: 0; 2011 Qtr 3: 0; 2011 Qtr 4: 0 | 233
0 | 234084-Refrigeration -Cooler/Freezer Door Gaskets - Solid Doors: Cooler |  | System | Commercial | 09-GRO-Grocery-REFG | 0 |  |  |  |  | 2.2498 | 4 | 0 | 0 | 0 | -1.7502 | 104.55 |  | kWh | 0.01195 | 0 | Commercial | [7 empty] | 4 | 0.76 |  |  |  | 0 | 232 | 0 | 0 | 0 | 0 | 0 | 0 | 0 | 0 | 0 | 0 | 2009 Qtr 1: 0; 2009 Qtr 2: 0; 2009 Qtr 3: 0; 2009 Qtr 4: 232; 2010 Qtr 1: 0; 2010 Qtr 2: 0; 2010 Qtr 3: 0; 2010 Qtr 4: 0; 2011 Qtr 1: 0; 2011 Qtr 2: 0; 2011 Qtr 3: 0; 2011 Qtr 4: 0 | 232
0 | 234084-Refrigeration -Cooler/Freezer Door Gaskets - Solid Doors: Cooler |  | System | Commercial | 09-GRO-Grocery-REFG | 0 |  |  |  |  | 2.2498 | 4 | 0 | 0 | 0 | -1.7502 | 104.55 |  | kWh | 0.01195 | 0 | Commercial | [7 empty] | 4 | 0.76 |  |  |  | 0 | 232 | 0 | 0 | 0 | 0 | 0 | 0 | 0 | 0 | 0 | 0 | 2009 Qtr 1: 0; 2009 Qtr 2: 0; 2009 Qtr 3: 0; 2009 Qtr 4: 232; 2010 Qtr 1: 0; 2010 Qtr 2: 0; 2010 Qtr 3: 0; 2010 Qtr 4: 0; 2011 Qtr 1: 0; 2011 Qtr 2: 0; 2011 Qtr 3: 0; 2011 Qtr 4: 0 | 232
0 | 234084-Refrigeration -Cooler/Freezer Door Gaskets - Solid Doors: Cooler |  | System | Commercial | 09-GRO-Grocery-REFG | 0 |  |  |  |  | 2.2498 | 4 | 0 | 0 | 0 | -1.7502 | 104.55 |  | kWh | 0.01195 | 0 | Commercial | [7 empty] | 4 | 0.76 |  |  |  | 0 | 304 | 0 | 0 | 0 | 0 | 0 | 0 | 0 | 0 | 0 | 0 | 2009 Qtr 1: 0; 2009 Qtr 2: 0; 2009 Qtr 3: 0; 2009 Qtr 4: 304; 2010 Qtr 1: 0; 2010 Qtr 2: 0; 2010 Qtr 3: 0; 2010 Qtr 4: 0; 2011 Qtr 1: 0; 2011 Qtr 2: 0; 2011 Qtr 3: 0; 2011 Qtr 4: 0 | 304
0 | 234312-Lighting-Screw in 14-26 Watt Lamp - Tr1 |  | System | Commercial | [6 empty] | 9.3196 | 10.3931 | 0 | 0 | 0 | -1.0734 | 194.1729 |  | 0 | 0.038993 | -2.6224 | Commercial |  | Annual | [5 empty] | 2.47 | 0.81 |  |  |  | 0 | 4.0412 | 0 | 0 | 0 | 0 | 0 | 0 | 0 | 0 | 0 | 0 | 2009 Qtr 1: 0; 2009 Qtr 2: 0; 2009 Qtr 3: 4.0412; 2009 Qtr 4: 0; 2010 Qtr 1: 0; 2010 Qtr 2: 0; 2010 Qtr 3: 0; 2010 Qtr 4: 0; 2011 Qtr 1: 0; 2011 Qtr 2: 0; 2011 Qtr 3: 0; 2011 Qtr 4: 0 | 4.0412
0 | 234330-Premium T8 with T12 40 Watt Baseline - Tr1 |  | System | Commercial | 01-ALC-AllCommercial-IntLight | 0 |  |  |  |  | 27.6532 | 13.1897 | 0 | 0 | 0 | 14.4636 | 83.5202 |  | kWh | 0.017351 | 0 | Commercial | [7 empty] | 15 | 0.78 |  |  |  | 0 | 89.1606 | 0 | 0 | 0 | 0 | 0 | 0 | 0 | 0 | 0 | 0 | 2009 Qtr 1: 0; 2009 Qtr 2: 0; 2009 Qtr 3: 89.1606; 2009 Qtr 4: 0; 2010 Qtr 1: 0; 2010 Qtr 2: 0; 2010 Qtr 3: 0; 2010 Qtr 4: 0; 2011 Qtr 1: 0; 2011 Qtr 2: 0; 2011 Qtr 3: 0; 2011 Qtr 4: 0 | 89.1606
0 | 234303-Lighting-Remove 4 Ft Lamp (De-Lamp) - Tr1 |  | System | Commercial | [6 empty] | 12.3596 | 16.4871 | 0 | 0 | 0 | -4.1275 | 137.2559 |  | 0 | 0.026384 | -2.5676 | Commercial |  | Winter Only | [5 empty] | 15 | 0.77 |  |  |  | 0 | 27.2941 | 0 | 0 | 0 | 0 | 0 | 0 | 0 | 0 | 0 | 0 | 2009 Qtr 1: 0; 2009 Qtr 2: 0; 2009 Qtr 3: 27.2941; 2009 Qtr 4: 0; 2010 Qtr 1: 0; 2010 Qtr 2: 0; 2010 Qtr 3: 0; 2010 Qtr 4: 0; 2011 Qtr 1: 0; 2011 Qtr 2: 0; 2011 Qtr 3: 0; 2011 Qtr 4: 0 | 27.2941
0 | 234306-Lighting-Remove 8 Ft Lamp (De-Lamp) - Tr1 |  | System | Commercial | 23-RTL-Retail–SingleStorylarge-LIT_INT | 0 |  |  |  |  | 28.4369 | 27.4785 | 0 | 0 | 0 | 0.95836 | 366.7521 |  | kWh | 0.077777 | 0 | Commercial | [7 empty] | 15 | 0.77 |  |  |  | 0 | 36.3921 | 0 | 0 | 0 | 0 | 0 | 0 | 0 | 0 | 0 | 0 | 2009 Qtr 1: 0; 2009 Qtr 2: 0; 2009 Qtr 3: 36.3921; 2009 Qtr 4: 0; 2010 Qtr 1: 0; 2010 Qtr 2: 0; 2010 Qtr 3: 0; 2010 Qtr 4: 0; 2011 Qtr 1: 0; 2011 Qtr 2: 0; 2011 Qtr 3: 0; 2011 Qtr 4: 0 | 36.3921
0 | 234291-Lighting-Ocpncy Snsr-Wll/Cl Mntd Lght Snsr>=500Tr1 |  | System | Commercial | 01-ALC-AllCommercial-IntLight | 0 |  |  |  |  | 221.37 | 75 | 0 | 0 | 0 | 146.37 | 626 |  | kWh | 0.145 | 0 | Commercial | [7 empty] | 8 | 0.84 |  |  |  | 0 | 9 | 0 | 0 | 0 | 0 | 0 | 0 | 0 | 0 | 0 | 0 | 2009 Qtr 1: 0; 2009 Qtr 2: 0; 2009 Qtr 3: 9; 2009 Qtr 4: 0; 2010 Qtr 1: 0; 2010 Qtr 2: 0; 2010 Qtr 3: 0; 2010 Qtr 4: 0; 2011 Qtr 1: 0; 2011 Qtr 2: 0; 2011 Qtr 3: 0; 2011 Qtr 4: 0 | 9
0 | 234049-Lighting-LED Exit Sign New Sign |  | System | Commercial | 25-SCN-Storage–Conditioned-Exit | 0 |  |  |  |  | 64.8921 | 45 | 0 | 0 | 0 | 19.8921 | 351.311 |  | kWh | 0 | 0 | Commercial | [7 empty] | 16 | 0.85 |  |  |  | 0 | 3 | 0 | 0 | 0 | 0 | 0 | 0 | 0 | 0 | 0 | 0 | 2009 Qtr 1: 0; 2009 Qtr 2: 0; 2009 Qtr 3: 3; 2009 Qtr 4: 0; 2010 Qtr 1: 0; 2010 Qtr 2: 0; 2010 Qtr 3: 0; 2010 Qtr 4: 0; 2011 Qtr 1: 0; 2011 Qtr 2: 0; 2011 Qtr 3: 0; 2011 Qtr 4: 0 | 3
0 | 234312-Lighting-Screw in 14-26 Watt Lamp - Tr1 |  | System | Commercial | [6 empty] | 9.3196 | 10.3931 | 0 | 0 | 0 | -1.0734 | 194.1729 |  | 0 | 0.038993 | -2.6224 | Commercial |  | Annual | [5 empty] | 2.47 | 0.81 |  |  |  | 0 | 1.3471 | 0 | 0 | 0 | 0 | 0 | 0 | 0 | 0 | 0 | 0 | 2009 Qtr 1: 0; 2009 Qtr 2: 0; 2009 Qtr 3: 1.3471; 2009 Qtr 4: 0; 2010 Qtr 1: 0; 2010 Qtr 2: 0; 2010 Qtr 3: 0; 2010 Qtr 4: 0; 2011 Qtr 1: 0; 2011 Qtr 2: 0; 2011 Qtr 3: 0; 2011 Qtr 4: 0 | 1.3471
0 | 234330-Premium T8 with T12 40 Watt Baseline - Tr1 |  | System | Commercial | 01-ALC-AllCommercial-IntLight | 0 |  |  |  |  | 27.6532 | 13.1897 | 0 | 0 | 0 | 14.4636 | 83.5202 |  | kWh | 0.017351 | 0 | Commercial | [7 empty] | 15 | 0.78 |  |  |  | 0 | 12.7372 | 0 | 0 | 0 | 0 | 0 | 0 | 0 | 0 | 0 | 0 | 2009 Qtr 1: 0; 2009 Qtr 2: 0; 2009 Qtr 3: 12.7372; 2009 Qtr 4: 0; 2010 Qtr 1: 0; 2010 Qtr 2: 0; 2010 Qtr 3: 0; 2010 Qtr 4: 0; 2011 Qtr 1: 0; 2011 Qtr 2: 0; 2011 Qtr 3: 0; 2011 Qtr 4: 0 | 12.7372
0 | 234303-Lighting-Remove 4 Ft Lamp (De-Lamp) - Tr1 |  | System | Commercial | [6 empty] | 12.3596 | 0 | 0 | 0 | 0 | 12.3596 | 0 |  | 0 | 0 | 0 | Commercial |  | Winter Only | [5 empty] | 15 | 0.77 |  |  |  | 0 | 0.9098 | 0 | 0 | 0 | 0 | 0 | 0 | 0 | 0 | 0 | 0 | 2009 Qtr 1: 0; 2009 Qtr 2: 0; 2009 Qtr 3: 0.9098; 2009 Qtr 4: 0; 2010 Qtr 1: 0; 2010 Qtr 2: 0; 2010 Qtr 3: 0; 2010 Qtr 4: 0; 2011 Qtr 1: 0; 2011 Qtr 2: 0; 2011 Qtr 3: 0; 2011 Qtr 4: 0 | 0.9098
0 | 234291-Lighting-Ocpncy Snsr-Wll/Cl Mntd Lght Snsr>=500Tr1 |  | System | Commercial | 01-ALC-AllCommercial-IntLight | 0 |  |  |  |  | 221.37 | 75 | 0 | 0 | 0 | 146.37 | 626 |  | kWh | 0.145 | 0 | Commercial | [7 empty] | 8 | 0.84 |  |  |  | 0 | 6 | 0 | 0 | 0 | 0 | 0 | 0 | 0 | 0 | 0 | 0 | 2009 Qtr 1: 0; 2009 Qtr 2: 0; 2009 Qtr 3: 6; 2009 Qtr 4: 0; 2010 Qtr 1: 0; 2010 Qtr 2: 0; 2010 Qtr 3: 0; 2010 Qtr 4: 0; 2011 Qtr 1: 0; 2011 Qtr 2: 0; 2011 Qtr 3: 0; 2011 Qtr 4: 0 | 6
0 | 234049-Lighting-LED Exit Sign New Sign |  | System | Commercial | 25-SCN-Storage–Conditioned-Exit | 0 |  |  |  |  | 64.8921 | 45 | 0 | 0 | 0 | 19.8921 | 351.311 |  | kWh | 0 | 0 | Commercial | [7 empty] | 16 | 0.85 |  |  |  | 0 | 3 | 0 | 0 | 0 | 0 | 0 | 0 | 0 | 0 | 0 | 0 | 2009 Qtr 1: 0; 2009 Qtr 2: 0; 2009 Qtr 3: 3; 2009 Qtr 4: 0; 2010 Qtr 1: 0; 2010 Qtr 2: 0; 2010 Qtr 3: 0; 2010 Qtr 4: 0; 2011 Qtr 1: 0; 2011 Qtr 2: 0; 2011 Qtr 3: 0; 2011 Qtr 4: 0 | 3
0 | 234330-Premium T8 with T12 40 Watt Baseline - Tr1 |  | System | Commercial | 01-ALC-AllCommercial-IntLight | 0 |  |  |  |  | 27.6532 | 13.1897 | 0 | 0 | 0 | 14.4636 | 83.5202 |  | kWh | 0.017351 | 0 | Commercial | [7 empty] | 15 | 0.78 |  |  |  | 0 | 7.2784 | 0 | 0 | 0 | 0 | 0 | 0 | 0 | 0 | 0 | 0 | 2009 Qtr 1: 0; 2009 Qtr 2: 0; 2009 Qtr 3: 7.2784; 2009 Qtr 4: 0; 2010 Qtr 1: 0; 2010 Qtr 2: 0; 2010 Qtr 3: 0; 2010 Qtr 4: 0; 2011 Qtr 1: 0; 2011 Qtr 2: 0; 2011 Qtr 3: 0; 2011 Qtr 4: 0 | 7.2784
0 | 234207-Lighting-8 Ft T-8 with Elec Ballast-Tr1 |  | System | Commercial | 01-ALC-AllCommercial-IntLight | 0 |  |  |  |  | 35.6901 | 21.9828 | 0 | 0 | 0 | 13.7073 | 45.8368 |  | kWh | 0.0098893 | 0 | Commercial | [7 empty] | 15 | 0.78 |  |  |  | 0 | 6.3686 | 0 | 0 | 0 | 0 | 0 | 0 | 0 | 0 | 0 | 0 | 2009 Qtr 1: 0; 2009 Qtr 2: 0; 2009 Qtr 3: 6.3686; 2009 Qtr 4: 0; 2010 Qtr 1: 0; 2010 Qtr 2: 0; 2010 Qtr 3: 0; 2010 Qtr 4: 0; 2011 Qtr 1: 0; 2011 Qtr 2: 0; 2011 Qtr 3: 0; 2011 Qtr 4: 0 | 6.3686
0 | 234303-Lighting-Remove 4 Ft Lamp (De-Lamp) - Tr1 |  | System | Commercial | [6 empty] | 12.3596 | 16.4871 | 0 | 0 | 0 | -4.1275 | 137.2559 |  | 0 | 0.026384 | -2.5676 | Commercial |  | Winter Only | [5 empty] | 15 | 0.77 |  |  |  | 0 | 7.2784 | 0 | 0 | 0 | 0 | 0 | 0 | 0 | 0 | 0 | 0 | 2009 Qtr 1: 0; 2009 Qtr 2: 0; 2009 Qtr 3: 7.2784; 2009 Qtr 4: 0; 2010 Qtr 1: 0; 2010 Qtr 2: 0; 2010 Qtr 3: 0; 2010 Qtr 4: 0; 2011 Qtr 1: 0; 2011 Qtr 2: 0; 2011 Qtr 3: 0; 2011 Qtr 4: 0 | 7.2784
0 | 234306-Lighting-Remove 8 Ft Lamp (De-Lamp) - Tr1 |  | System | Commercial | 23-RTL-Retail–SingleStorylarge-LIT_INT | 0 |  |  |  |  | 28.4369 | 27.4785 | 0 | 0 | 0 | 0.95836 | 366.7521 |  | kWh | 0.077777 | 0 | Commercial | [7 empty] | 15 | 0.77 |  |  |  | 0 | 6.3686 | 0 | 0 | 0 | 0 | 0 | 0 | 0 | 0 | 0 | 0 | 2009 Qtr 1: 0; 2009 Qtr 2: 0; 2009 Qtr 3: 6.3686; 2009 Qtr 4: 0; 2010 Qtr 1: 0; 2010 Qtr 2: 0; 2010 Qtr 3: 0; 2010 Qtr 4: 0; 2011 Qtr 1: 0; 2011 Qtr 2: 0; 2011 Qtr 3: 0; 2011 Qtr 4: 0 | 6.3686
0 | 234331-Premium T8 with T12 40 Watt Baseline - Tr2 |  | System | Commercial | 01-ALC-AllCommercial-IntLight | 0 |  |  |  |  | 27.653 | 9.8923 | 0 | 0 | 0 | 17.7607 | 58.062 |  | kWh | 0.017133 | 0 | Commercial | [7 empty] | 15 | 0.78 |  |  |  | 0 | 148.2978 | 0 | 0 | 0 | 0 | 0 | 0 | 0 | 0 | 0 | 0 | 2009 Qtr 1: 0; 2009 Qtr 2: 0; 2009 Qtr 3: 0; 2009 Qtr 4: 148.2978; 2010 Qtr 1: 0; 2010 Qtr 2: 0; 2010 Qtr 3: 0; 2010 Qtr 4: 0; 2011 Qtr 1: 0; 2011 Qtr 2: 0; 2011 Qtr 3: 0; 2011 Qtr 4: 0 | 148.2978
0 | 234361-Lighting-IntrHiByLnrFlscntFxtr244wrplc400w(TrI)Tr2 |  | System | Commercial | 01-ALC-AllCommercial-IntLight | 0 |  |  |  |  | 327.8836 | 115.3803 | 0 | 0 | 0 | 212.5033 | 698.8643 |  | kWh | 0.2203 | 0 | Commercial | [7 empty] | 15 | 0.78 |  |  |  | 0 | 11.7004 | 0 | 0 | 0 | 0 | 0 | 0 | 0 | 0 | 0 | 0 | 2009 Qtr 1: 0; 2009 Qtr 2: 0; 2009 Qtr 3: 0; 2009 Qtr 4: 11.7004; 2010 Qtr 1: 0; 2010 Qtr 2: 0; 2010 Qtr 3: 0; 2010 Qtr 4: 0; 2011 Qtr 1: 0; 2011 Qtr 2: 0; 2011 Qtr 3: 0; 2011 Qtr 4: 0 | 11.7004
0 | 234286-Lighting-Occpncy Snsr-Hi-Bay integrated Snsr-Tr2 |  | System | Commercial | 01-ALC-AllCommercial-IntLight | 0 |  |  |  |  | 221.37 | 95.5 | 0 | 0 | 0 | 125.87 | 1499.5759 |  | kWh | 0.47213 | 0 | Commercial | [7 empty] | 8 | 0.84 |  |  |  | 0 | 16 | 0 | 0 | 0 | 0 | 0 | 0 | 0 | 0 | 0 | 0 | 2009 Qtr 1: 0; 2009 Qtr 2: 0; 2009 Qtr 3: 0; 2009 Qtr 4: 16; 2010 Qtr 1: 0; 2010 Qtr 2: 0; 2010 Qtr 3: 0; 2010 Qtr 4: 0; 2011 Qtr 1: 0; 2011 Qtr 2: 0; 2011 Qtr 3: 0; 2011 Qtr 4: 0 | 16
0 | 234361-Lighting-IntrHiByLnrFlscntFxtr244wrplc400w(TrI)Tr2 |  | System | Commercial | 01-ALC-AllCommercial-IntLight | 0 |  |  |  |  | 327.8836 | 115.3803 | 0 | 0 | 0 | 212.5033 | 698.8643 |  | kWh | 0.2203 | 0 | Commercial | [7 empty] | 15 | 0.78 |  |  |  | 0 | 17.5507 | 0 | 0 | 0 | 0 | 0 | 0 | 0 | 0 | 0 | 0 | 2009 Qtr 1: 0; 2009 Qtr 2: 0; 2009 Qtr 3: 0; 2009 Qtr 4: 17.5507; 2010 Qtr 1: 0; 2010 Qtr 2: 0; 2010 Qtr 3: 0; 2010 Qtr 4: 0; 2011 Qtr 1: 0; 2011 Qtr 2: 0; 2011 Qtr 3: 0; 2011 Qtr 4: 0 | 17.5507
0 | 234286-Lighting-Occpncy Snsr-Hi-Bay integrated Snsr-Tr2 |  | System | Commercial | 01-ALC-AllCommercial-IntLight | 0 |  |  |  |  | 221.37 | 95.5 | 0 | 0 | 0 | 125.87 | 1499.5759 |  | kWh | 0.47213 | 0 | Commercial | [7 empty] | 8 | 0.84 |  |  |  | 0 | 16 | 0 | 0 | 0 | 0 | 0 | 0 | 0 | 0 | 0 | 0 | 2009 Qtr 1: 0; 2009 Qtr 2: 0; 2009 Qtr 3: 0; 2009 Qtr 4: 16; 2010 Qtr 1: 0; 2010 Qtr 2: 0; 2010 Qtr 3: 0; 2010 Qtr 4: 0; 2011 Qtr 1: 0; 2011 Qtr 2: 0; 2011 Qtr 3: 0; 2011 Qtr 4: 0 | 16
0 | 234330-Premium T8 with T12 40 Watt Baseline - Tr1 |  | System | Commercial | 01-ALC-AllCommercial-IntLight | 0 |  |  |  |  | 27.6532 | 13.1897 | 0 | 0 | 0 | 14.4636 | 83.5202 |  | kWh | 0.017351 | 0 | Commercial | [7 empty] | 15 | 0.78 |  |  |  | 0 | 45.4901 | 0 | 0 | 0 | 0 | 0 | 0 | 0 | 0 | 0 | 0 | 2009 Qtr 1: 0; 2009 Qtr 2: 0; 2009 Qtr 3: 0; 2009 Qtr 4: 45.4901; 2010 Qtr 1: 0; 2010 Qtr 2: 0; 2010 Qtr 3: 0; 2010 Qtr 4: 0; 2011 Qtr 1: 0; 2011 Qtr 2: 0; 2011 Qtr 3: 0; 2011 Qtr 4: 0 | 45.4901
0 | 234303-Lighting-Remove 4 Ft Lamp (De-Lamp) - Tr1 |  | System | Commercial | [6 empty] | 12.3596 | 16.4871 | 0 | 0 | 0 | -4.1275 | 137.2559 |  | 0 | 0.026384 | -2.5676 | Commercial |  | Winter Only | [5 empty] | 15 | 0.77 |  |  |  | 0 | 1.8196 | 0 | 0 | 0 | 0 | 0 | 0 | 0 | 0 | 0 | 0 | 2009 Qtr 1: 0; 2009 Qtr 2: 0; 2009 Qtr 3: 0; 2009 Qtr 4: 1.8196; 2010 Qtr 1: 0; 2010 Qtr 2: 0; 2010 Qtr 3: 0; 2010 Qtr 4: 0; 2011 Qtr 1: 0; 2011 Qtr 2: 0; 2011 Qtr 3: 0; 2011 Qtr 4: 0 | 1.8196
0 | 234285-Lighting-Occpncy Snsr-Hi-Bay integrated Snsr-Tr1 |  | System | Commercial | 01-ALC-AllCommercial-IntLight | 0 |  |  |  |  | 221.2703 | 95.5 | 0 | 0 | 0 | 125.7703 | 2503.6304 |  | kWh | 0.48559 | 0 | Commercial | [7 empty] | 8 | 0.84 |  |  |  | 0 | 12 | 0 | 0 | 0 | 0 | 0 | 0 | 0 | 0 | 0 | 0 | 2009 Qtr 1: 0; 2009 Qtr 2: 0; 2009 Qtr 3: 0; 2009 Qtr 4: 12; 2010 Qtr 1: 0; 2010 Qtr 2: 0; 2010 Qtr 3: 0; 2010 Qtr 4: 0; 2011 Qtr 1: 0; 2011 Qtr 2: 0; 2011 Qtr 3: 0; 2011 Qtr 4: 0 | 12
0 | 234332-Premium T8 with T12 40 Watt Baseline - Tr3 |  | System | Commercial | 01-ALC-AllCommercial-IntLight | 0 |  |  |  |  | 13.9591 | 7.1444 | 0 | 0 | 0 | 6.8147 | 44.0947 |  | kWh | 0.016509 | 0 | Commercial | [7 empty] | 15 | 0.78 |  |  |  | 0 | 72.7842 | 0 | 0 | 0 | 0 | 0 | 0 | 0 | 0 | 0 | 0 | 2009 Qtr 1: 0; 2009 Qtr 2: 0; 2009 Qtr 3: 0; 2009 Qtr 4: 72.7842; 2010 Qtr 1: 0; 2010 Qtr 2: 0; 2010 Qtr 3: 0; 2010 Qtr 4: 0; 2011 Qtr 1: 0; 2011 Qtr 2: 0; 2011 Qtr 3: 0; 2011 Qtr 4: 0 | 72.7842
0 | 234305-Lighting-Remove 4 Ft Lamp (De-Lamp) - Tr3 |  | System | Commercial | 01-ALC-AllCommercial-IntLight | 0 |  |  |  |  | 28.1828 | 8.7931 | 0 | 0 | 0 | 19.3897 | 129.7131 |  | kWh | 0.050038 | 0 | Commercial | [7 empty] | 15 | 0.77 |  |  |  | 0 | 72.7842 | 0 | 0 | 0 | 0 | 0 | 0 | 0 | 0 | 0 | 0 | 2009 Qtr 1: 0; 2009 Qtr 2: 0; 2009 Qtr 3: 0; 2009 Qtr 4: 72.7842; 2010 Qtr 1: 0; 2010 Qtr 2: 0; 2010 Qtr 3: 0; 2010 Qtr 4: 0; 2011 Qtr 1: 0; 2011 Qtr 2: 0; 2011 Qtr 3: 0; 2011 Qtr 4: 0 | 72.7842
0 | 234126-Refrigeration - Efficient Evap Fan Motor Electronically Commutated Motor (ECM) |  | System | Commercial | 09-GRO-Grocery-REFG | 0 |  |  |  |  | 6.7904 | 150 | 0 | 0 | 0 | -143.2096 | 116.369 |  | kWh | 0.015845 | -0.11528 | Commercial |  | Annual | [5 empty] | 15 | 0.7 |  |  |  | 0 | 2 | 0 | 0 | 0 | 0 | 0 | 0 | 0 | 0 | 0 | 0 | 2009 Qtr 1: 0; 2009 Qtr 2: 0; 2009 Qtr 3: 2; 2009 Qtr 4: 0; 2010 Qtr 1: 0; 2010 Qtr 2: 0; 2010 Qtr 3: 0; 2010 Qtr 4: 0; 2011 Qtr 1: 0; 2011 Qtr 2: 0; 2011 Qtr 3: 0; 2011 Qtr 4: 0 | 2
0 | 234330-Premium T8 with T12 40 Watt Baseline - Tr1 |  | System | Commercial | 01-ALC-AllCommercial-IntLight | 0 |  |  |  |  | 27.6532 | 13.1897 | 0 | 0 | 0 | 14.4636 | 83.5202 |  | kWh | 0.017351 | 0 | Commercial | [7 empty] | 15 | 0.78 |  |  |  | 0 | 36.3921 | 0 | 0 | 0 | 0 | 0 | 0 | 0 | 0 | 0 | 0 | 2009 Qtr 1: 0; 2009 Qtr 2: 0; 2009 Qtr 3: 36.3921; 2009 Qtr 4: 0; 2010 Qtr 1: 0; 2010 Qtr 2: 0; 2010 Qtr 3: 0; 2010 Qtr 4: 0; 2011 Qtr 1: 0; 2011 Qtr 2: 0; 2011 Qtr 3: 0; 2011 Qtr 4: 0 | 36.3921
0 | 234331-Premium T8 with T12 40 Watt Baseline - Tr2 |  | System | Commercial | 01-ALC-AllCommercial-IntLight | 0 |  |  |  |  | 27.653 | 9.8923 | 0 | 0 | 0 | 17.7607 | 58.062 |  | kWh | 0.017133 | 0 | Commercial | [7 empty] | 15 | 0.78 |  |  |  | 0 | 41.8509 | 0 | 0 | 0 | 0 | 0 | 0 | 0 | 0 | 0 | 0 | 2009 Qtr 1: 0; 2009 Qtr 2: 0; 2009 Qtr 3: 0; 2009 Qtr 4: 41.8509; 2010 Qtr 1: 0; 2010 Qtr 2: 0; 2010 Qtr 3: 0; 2010 Qtr 4: 0; 2011 Qtr 1: 0; 2011 Qtr 2: 0; 2011 Qtr 3: 0; 2011 Qtr 4: 0 | 41.8509
0 | 234307-Lighting-Remove 8 Ft Lamp (De-Lamp) - Tr2 |  | System | Commercial | 23-RTL-Retail–SingleStorylarge-LIT_INT | 0 |  |  |  |  | 28.4021 | 16.4871 | 0 | 0 | 0 | 11.915 | 253.9171 |  | kWh | 0.077292 | 0 | Commercial | [7 empty] | 15 | 0.77 |  |  |  | 0 | 20.9254 | 0 | 0 | 0 | 0 | 0 | 0 | 0 | 0 | 0 | 0 | 2009 Qtr 1: 0; 2009 Qtr 2: 0; 2009 Qtr 3: 0; 2009 Qtr 4: 20.9254; 2010 Qtr 1: 0; 2010 Qtr 2: 0; 2010 Qtr 3: 0; 2010 Qtr 4: 0; 2011 Qtr 1: 0; 2011 Qtr 2: 0; 2011 Qtr 3: 0; 2011 Qtr 4: 0 | 20.9254
0 | 234084-Refrigeration -Cooler/Freezer Door Gaskets - Solid Doors: Cooler |  | System | Commercial | 09-GRO-Grocery-REFG | 0 |  |  |  |  | 2.2498 | 4 | 0 | 0 | 0 | -1.7502 | 104.55 |  | kWh | 0.01195 | 0 | Commercial | [7 empty] | 4 | 0.76 |  |  |  | 0 | 32 | 0 | 0 | 0 | 0 | 0 | 0 | 0 | 0 | 0 | 0 | 2009 Qtr 1: 0; 2009 Qtr 2: 0; 2009 Qtr 3: 0; 2009 Qtr 4: 32; 2010 Qtr 1: 0; 2010 Qtr 2: 0; 2010 Qtr 3: 0; 2010 Qtr 4: 0; 2011 Qtr 1: 0; 2011 Qtr 2: 0; 2011 Qtr 3: 0; 2011 Qtr 4: 0 | 32
0 | 234084-Refrigeration -Cooler/Freezer Door Gaskets - Solid Doors: Cooler |  | System | Commercial | 09-GRO-Grocery-REFG | 0 |  |  |  |  | 2.2498 | 4.0375 | 0 | 0 | 0 | -1.7877 | 104.55 |  | kWh | 0.01195 | 0 | Commercial | [7 empty] | 4 | 0.76 |  |  |  | 0 | 16 | 0 | 0 | 0 | 0 | 0 | 0 | 0 | 0 | 0 | 0 | 2009 Qtr 1: 0; 2009 Qtr 2: 0; 2009 Qtr 3: 16; 2009 Qtr 4: 0; 2010 Qtr 1: 0; 2010 Qtr 2: 0; 2010 Qtr 3: 0; 2010 Qtr 4: 0; 2011 Qtr 1: 0; 2011 Qtr 2: 0; 2011 Qtr 3: 0; 2011 Qtr 4: 0 | 16
0 | 234083-Refrigeration -Cooler/Freezer Door Gaskets - Glass Doors |  | System | Commercial | 09-GRO-Grocery-REFG | 0 |  |  |  |  | 2.25 | 4.0095 | 0 | 0 | 0 | -1.7595 | 104.55 |  | kWh | 0.01195 | 0 | Commercial | [7 empty] | 4 | 0.76 |  |  |  | 0 | 282 | 0 | 0 | 0 | 0 | 0 | 0 | 0 | 0 | 0 | 0 | 2009 Qtr 1: 0; 2009 Qtr 2: 0; 2009 Qtr 3: 282; 2009 Qtr 4: 0; 2010 Qtr 1: 0; 2010 Qtr 2: 0; 2010 Qtr 3: 0; 2010 Qtr 4: 0; 2011 Qtr 1: 0; 2011 Qtr 2: 0; 2011 Qtr 3: 0; 2011 Qtr 4: 0 | 282
0 | 234312-Lighting-Screw in 14-26 Watt Lamp - Tr1 |  | System | Commercial | [6 empty] | 9.3196 | 10.3931 | 0 | 0 | 0 | -1.0734 | 194.1729 |  | 0 | 0.038993 | -2.6224 | Commercial |  | Annual | [5 empty] | 2.47 | 0.81 |  |  |  | 0 | 31.6557 | 0 | 0 | 0 | 0 | 0 | 0 | 0 | 0 | 0 | 0 | 2009 Qtr 1: 0; 2009 Qtr 2: 0; 2009 Qtr 3: 31.6557; 2009 Qtr 4: 0; 2010 Qtr 1: 0; 2010 Qtr 2: 0; 2010 Qtr 3: 0; 2010 Qtr 4: 0; 2011 Qtr 1: 0; 2011 Qtr 2: 0; 2011 Qtr 3: 0; 2011 Qtr 4: 0 | 31.6557
0 | 234330-Premium T8 with T12 40 Watt Baseline - Tr1 |  | System | Commercial | 01-ALC-AllCommercial-IntLight | 0 |  |  |  |  | 27.6532 | 13.1897 | 0 | 0 | 0 | 14.4636 | 83.5202 |  | kWh | 0.017351 | 0 | Commercial | [7 empty] | 15 | 0.78 |  |  |  | 0 | 25.4745 | 0 | 0 | 0 | 0 | 0 | 0 | 0 | 0 | 0 | 0 | 2009 Qtr 1: 0; 2009 Qtr 2: 0; 2009 Qtr 3: 25.4745; 2009 Qtr 4: 0; 2010 Qtr 1: 0; 2010 Qtr 2: 0; 2010 Qtr 3: 0; 2010 Qtr 4: 0; 2011 Qtr 1: 0; 2011 Qtr 2: 0; 2011 Qtr 3: 0; 2011 Qtr 4: 0 | 25.4745
0 | 234369-Lighting-Occpncy Snsr-Wll/Cl Mnt Lght Snsr<500-Tr1 |  | System | Commercial | 01-ALC-AllCommercial-IntLight | 0 |  |  |  |  | 141 | 35.5 | 0 | 0 | 0 | 105.5 | 334 |  | kWh | 0 | 0 | Commercial | [7 empty] | 8 | 0.84 |  |  |  | 0 | 2 | 0 | 0 | 0 | 0 | 0 | 0 | 0 | 0 | 0 | 0 | 2009 Qtr 1: 0; 2009 Qtr 2: 0; 2009 Qtr 3: 2; 2009 Qtr 4: 0; 2010 Qtr 1: 0; 2010 Qtr 2: 0; 2010 Qtr 3: 0; 2010 Qtr 4: 0; 2011 Qtr 1: 0; 2011 Qtr 2: 0; 2011 Qtr 3: 0; 2011 Qtr 4: 0 | 2
0 | 234285-Lighting-Occpncy Snsr-Hi-Bay integrated Snsr-Tr1 |  | System | Commercial | 01-ALC-AllCommercial-IntLight | 0 |  |  |  |  | 221.2703 | 95.5 | 0 | 0 | 0 | 125.7703 | 2503.6304 |  | kWh | 0.48559 | 0 | Commercial | [7 empty] | 8 | 0.84 |  |  |  | 0 | 19 | 0 | 0 | 0 | 0 | 0 | 0 | 0 | 0 | 0 | 0 | 2009 Qtr 1: 0; 2009 Qtr 2: 0; 2009 Qtr 3: 19; 2009 Qtr 4: 0; 2010 Qtr 1: 0; 2010 Qtr 2: 0; 2010 Qtr 3: 0; 2010 Qtr 4: 0; 2011 Qtr 1: 0; 2011 Qtr 2: 0; 2011 Qtr 3: 0; 2011 Qtr 4: 0 | 19
0 | 234332-Premium T8 with T12 40 Watt Baseline - Tr3 |  | System | Commercial | 01-ALC-AllCommercial-IntLight | 0 |  |  |  |  | 13.9591 | 7.1444 | 0 | 0 | 0 | 6.8147 | 44.0947 |  | kWh | 0.016509 | 0 | Commercial | [7 empty] | 15 | 0.78 |  |  |  | 0 | 183.78 | 0 | 0 | 0 | 0 | 0 | 0 | 0 | 0 | 0 | 0 | 2009 Qtr 1: 0; 2009 Qtr 2: 0; 2009 Qtr 3: 0; 2009 Qtr 4: 183.78; 2010 Qtr 1: 0; 2010 Qtr 2: 0; 2010 Qtr 3: 0; 2010 Qtr 4: 0; 2011 Qtr 1: 0; 2011 Qtr 2: 0; 2011 Qtr 3: 0; 2011 Qtr 4: 0 | 183.78
0 | 234305-Lighting-Remove 4 Ft Lamp (De-Lamp) - Tr3 |  | System | Commercial | 01-ALC-AllCommercial-IntLight | 0 |  |  |  |  | 28.1828 | 8.7931 | 0 | 0 | 0 | 19.3897 | 129.7131 |  | kWh | 0.050038 | 0 | Commercial | [7 empty] | 15 | 0.77 |  |  |  | 0 | 60.0469 | 0 | 0 | 0 | 0 | 0 | 0 | 0 | 0 | 0 | 0 | 2009 Qtr 1: 0; 2009 Qtr 2: 0; 2009 Qtr 3: 0; 2009 Qtr 4: 60.0469; 2010 Qtr 1: 0; 2010 Qtr 2: 0; 2010 Qtr 3: 0; 2010 Qtr 4: 0; 2011 Qtr 1: 0; 2011 Qtr 2: 0; 2011 Qtr 3: 0; 2011 Qtr 4: 0 | 60.0469
0 | 234308-Lighting-Remove 8 Ft Lamp (De-Lamp) - Tr3 |  | System | Commercial | 23-RTL-Retail–SingleStorylarge-LIT_INT | 0 |  |  |  |  | 28.1519 | 11.8158 | 0 | 0 | 0 | 16.3362 | 178.7383 |  | kWh | 0.075633 | 0 | Commercial | [7 empty] | 15 | 0.77 |  |  |  | 0 | 58.2273 | 0 | 0 | 0 | 0 | 0 | 0 | 0 | 0 | 0 | 0 | 2009 Qtr 1: 0; 2009 Qtr 2: 0; 2009 Qtr 3: 0; 2009 Qtr 4: 58.2273; 2010 Qtr 1: 0; 2010 Qtr 2: 0; 2010 Qtr 3: 0; 2010 Qtr 4: 0; 2011 Qtr 1: 0; 2011 Qtr 2: 0; 2011 Qtr 3: 0; 2011 Qtr 4: 0 | 58.2273
0 | 234362-Lighting-IntrHiByLnrFlscntFxtr244wrplc400w(TrI)Tr3 |  | System | Commercial | 01-ALC-AllCommercial-IntLight | 0 |  |  |  |  | 324.5054 | 81.5354 | 0 | 0 | 0 | 242.97 | 442.2298 |  | kWh | 0.19237 | 0 | Commercial | [7 empty] | 15 | 0.78 |  |  |  | 0 | 4.8752 | 0 | 0 | 0 | 0 | 0 | 0 | 0 | 0 | 0 | 0 | 2009 Qtr 1: 0; 2009 Qtr 2: 0; 2009 Qtr 3: 0; 2009 Qtr 4: 4.8752; 2010 Qtr 1: 0; 2010 Qtr 2: 0; 2010 Qtr 3: 0; 2010 Qtr 4: 0; 2011 Qtr 1: 0; 2011 Qtr 2: 0; 2011 Qtr 3: 0; 2011 Qtr 4: 0 | 4.8752
0 | 234287-Lighting-Occpncy Snsr-Hi-Bay integrated Snsr-Tr3 |  | System | Commercial | 01-ALC-AllCommercial-IntLight | 0 |  |  |  |  | 221.1826 | 95.5 | 0 | 0 | 0 | 125.6826 | 1661 |  | kWh | 0.39312 | 0 | Commercial | [7 empty] | 8 | 0.84 |  |  |  | 0 | 5 | 0 | 0 | 0 | 0 | 0 | 0 | 0 | 0 | 0 | 0 | 2009 Qtr 1: 0; 2009 Qtr 2: 0; 2009 Qtr 3: 0; 2009 Qtr 4: 5; 2010 Qtr 1: 0; 2010 Qtr 2: 0; 2010 Qtr 3: 0; 2010 Qtr 4: 0; 2011 Qtr 1: 0; 2011 Qtr 2: 0; 2011 Qtr 3: 0; 2011 Qtr 4: 0 | 5
0 | 234286-Lighting-Occpncy Snsr-Hi-Bay integrated Snsr-Tr2 |  | System | Commercial | 01-ALC-AllCommercial-IntLight | 0 |  |  |  |  | 221.37 | 95.5 | 0 | 0 | 0 | 125.87 | 1499.5759 |  | kWh | 0.47213 | 0 | Commercial | [7 empty] | 8 | 0.84 |  |  |  | 0 | 56 | 0 | 0 | 0 | 0 | 0 | 0 | 0 | 0 | 0 | 0 | 2009 Qtr 1: 0; 2009 Qtr 2: 0; 2009 Qtr 3: 0; 2009 Qtr 4: 56; 2010 Qtr 1: 0; 2010 Qtr 2: 0; 2010 Qtr 3: 0; 2010 Qtr 4: 0; 2011 Qtr 1: 0; 2011 Qtr 2: 0; 2011 Qtr 3: 0; 2011 Qtr 4: 0 | 56
0 | 234332-Premium T8 with T12 40 Watt Baseline - Tr3 |  | System | Commercial | 01-ALC-AllCommercial-IntLight | 0 |  |  |  |  | 13.9591 | 7.1444 | 0 | 0 | 0 | 6.8147 | 44.0947 |  | kWh | 0.016509 | 0 | Commercial | [7 empty] | 15 | 0.78 |  |  |  | 0 | 38.2117 | 0 | 0 | 0 | 0 | 0 | 0 | 0 | 0 | 0 | 0 | 2009 Qtr 1: 0; 2009 Qtr 2: 0; 2009 Qtr 3: 0; 2009 Qtr 4: 38.2117; 2010 Qtr 1: 0; 2010 Qtr 2: 0; 2010 Qtr 3: 0; 2010 Qtr 4: 0; 2011 Qtr 1: 0; 2011 Qtr 2: 0; 2011 Qtr 3: 0; 2011 Qtr 4: 0 | 38.2117
0 | 234126-Refrigeration - Efficient Evap Fan Motor Electronically Commutated Motor (ECM) |  | System | Commercial | 09-GRO-Grocery-REFG | 0 |  |  |  |  | 6.7904 | 150 | 0 | 0 | 0 | -143.2096 | 116.369 |  | kWh | 0.015845 | -0.11528 | Commercial |  | Annual | [5 empty] | 15 | 0.7 |  |  |  | 0 | 7 | 0 | 0 | 0 | 0 | 0 | 0 | 0 | 0 | 0 | 0 | 2009 Qtr 1: 0; 2009 Qtr 2: 0; 2009 Qtr 3: 7; 2009 Qtr 4: 0; 2010 Qtr 1: 0; 2010 Qtr 2: 0; 2010 Qtr 3: 0; 2010 Qtr 4: 0; 2011 Qtr 1: 0; 2011 Qtr 2: 0; 2011 Qtr 3: 0; 2011 Qtr 4: 0 | 7
0 | 234126-Refrigeration - Efficient Evap Fan Motor Electronically Commutated Motor (ECM) |  | System | Commercial | 09-GRO-Grocery-REFG | 0 |  |  |  |  | 6.7904 | 150 | 0 | 0 | 0 | -143.2096 | 116.369 |  | kWh | 0.015845 | -0.11528 | Commercial |  | Annual | [5 empty] | 15 | 0.7 |  |  |  | 0 | 8 | 0 | 0 | 0 | 0 | 0 | 0 | 0 | 0 | 0 | 0 | 2009 Qtr 1: 0; 2009 Qtr 2: 0; 2009 Qtr 3: 8; 2009 Qtr 4: 0; 2010 Qtr 1: 0; 2010 Qtr 2: 0; 2010 Qtr 3: 0; 2010 Qtr 4: 0; 2011 Qtr 1: 0; 2011 Qtr 2: 0; 2011 Qtr 3: 0; 2011 Qtr 4: 0 | 8
0 | 234126-Refrigeration - Efficient Evap Fan Motor Electronically Commutated Motor (ECM) |  | System | Commercial | 09-GRO-Grocery-REFG | 0 |  |  |  |  | 6.7904 | 150 | 0 | 0 | 0 | -143.2096 | 116.369 |  | kWh | 0.015845 | -0.11528 | Commercial |  | Annual | [5 empty] | 15 | 0.7 |  |  |  | 0 | 6 | 0 | 0 | 0 | 0 | 0 | 0 | 0 | 0 | 0 | 0 | 2009 Qtr 1: 0; 2009 Qtr 2: 0; 2009 Qtr 3: 6; 2009 Qtr 4: 0; 2010 Qtr 1: 0; 2010 Qtr 2: 0; 2010 Qtr 3: 0; 2010 Qtr 4: 0; 2011 Qtr 1: 0; 2011 Qtr 2: 0; 2011 Qtr 3: 0; 2011 Qtr 4: 0 | 6
0 | 234330-Premium T8 with T12 40 Watt Baseline - Tr1 |  | System | Commercial | 01-ALC-AllCommercial-IntLight | 0 |  |  |  |  | 27.6532 | 13.1897 | 0 | 0 | 0 | 14.4636 | 83.5202 |  | kWh | 0.017351 | 0 | Commercial | [7 empty] | 15 | 0.78 |  |  |  | 0 | 85.5214 | 0 | 0 | 0 | 0 | 0 | 0 | 0 | 0 | 0 | 0 | 2009 Qtr 1: 0; 2009 Qtr 2: 0; 2009 Qtr 3: 0; 2009 Qtr 4: 85.5214; 2010 Qtr 1: 0; 2010 Qtr 2: 0; 2010 Qtr 3: 0; 2010 Qtr 4: 0; 2011 Qtr 1: 0; 2011 Qtr 2: 0; 2011 Qtr 3: 0; 2011 Qtr 4: 0 | 85.5214
0 | 234303-Lighting-Remove 4 Ft Lamp (De-Lamp) - Tr1 |  | System | Commercial | [6 empty] | 12.3596 | 16.4871 | 0 | 0 | 0 | -4.1275 | 137.2559 |  | 0 | 0.026384 | -2.5676 | Commercial |  | Winter Only | [5 empty] | 15 | 0.77 |  |  |  | 0 | 50.9489 | 0 | 0 | 0 | 0 | 0 | 0 | 0 | 0 | 0 | 0 | 2009 Qtr 1: 0; 2009 Qtr 2: 0; 2009 Qtr 3: 0; 2009 Qtr 4: 50.9489; 2010 Qtr 1: 0; 2010 Qtr 2: 0; 2010 Qtr 3: 0; 2010 Qtr 4: 0; 2011 Qtr 1: 0; 2011 Qtr 2: 0; 2011 Qtr 3: 0; 2011 Qtr 4: 0 | 50.9489
0 | 234285-Lighting-Occpncy Snsr-Hi-Bay integrated Snsr-Tr1 |  | System | Commercial | 01-ALC-AllCommercial-IntLight | 0 |  |  |  |  | 221.2703 | 95.5 | 0 | 0 | 0 | 125.7703 | 2503.6304 |  | kWh | 0.48559 | 0 | Commercial | [7 empty] | 8 | 0.84 |  |  |  | 0 | 5 | 0 | 0 | 0 | 0 | 0 | 0 | 0 | 0 | 0 | 0 | 2009 Qtr 1: 0; 2009 Qtr 2: 0; 2009 Qtr 3: 0; 2009 Qtr 4: 5; 2010 Qtr 1: 0; 2010 Qtr 2: 0; 2010 Qtr 3: 0; 2010 Qtr 4: 0; 2011 Qtr 1: 0; 2011 Qtr 2: 0; 2011 Qtr 3: 0; 2011 Qtr 4: 0 | 5
0 | 234331-Premium T8 with T12 40 Watt Baseline - Tr2 |  | System | Commercial | 01-ALC-AllCommercial-IntLight | 0 |  |  |  |  | 27.653 | 9.8923 | 0 | 0 | 0 | 17.7607 | 58.062 |  | kWh | 0.017133 | 0 | Commercial | [7 empty] | 15 | 0.78 |  |  |  | 0 | 58.2273 | 0 | 0 | 0 | 0 | 0 | 0 | 0 | 0 | 0 | 0 | 2009 Qtr 1: 0; 2009 Qtr 2: 0; 2009 Qtr 3: 0; 2009 Qtr 4: 58.2273; 2010 Qtr 1: 0; 2010 Qtr 2: 0; 2010 Qtr 3: 0; 2010 Qtr 4: 0; 2011 Qtr 1: 0; 2011 Qtr 2: 0; 2011 Qtr 3: 0; 2011 Qtr 4: 0 | 58.2273
0 | 234304-Lighting-Remove 4 Ft Lamp (De-Lamp) - Tr2 |  | System | Commercial | [6 empty] | 12.3587 | 12.3653 | 0 | 0 | 0 | -0.0066231 | 137.2559 |  | 0 | 0.026384 | -2.5676 | Commercial | [7 empty] | 15 | 0.77 |  |  |  | 0 | 58.2273 | 0 | 0 | 0 | 0 | 0 | 0 | 0 | 0 | 0 | 0 | 2009 Qtr 1: 0; 2009 Qtr 2: 0; 2009 Qtr 3: 0; 2009 Qtr 4: 58.2273; 2010 Qtr 1: 0; 2010 Qtr 2: 0; 2010 Qtr 3: 0; 2010 Qtr 4: 0; 2011 Qtr 1: 0; 2011 Qtr 2: 0; 2011 Qtr 3: 0; 2011 Qtr 4: 0 | 58.2273
0 | 234330-Premium T8 with T12 40 Watt Baseline - Tr1 |  | System | Commercial | 01-ALC-AllCommercial-IntLight | 0 |  |  |  |  | 27.6532 | 13.1897 | 0 | 0 | 0 | 14.4636 | 83.5202 |  | kWh | 0.017351 | 0 | Commercial | [7 empty] | 15 | 0.78 |  |  |  | 0 | 26.3843 | 0 | 0 | 0 | 0 | 0 | 0 | 0 | 0 | 0 | 0 | 2009 Qtr 1: 0; 2009 Qtr 2: 0; 2009 Qtr 3: 0; 2009 Qtr 4: 26.3843; 2010 Qtr 1: 0; 2010 Qtr 2: 0; 2010 Qtr 3: 0; 2010 Qtr 4: 0; 2011 Qtr 1: 0; 2011 Qtr 2: 0; 2011 Qtr 3: 0; 2011 Qtr 4: 0 | 26.3843
0 | 234207-Lighting-8 Ft T-8 with Elec Ballast-Tr1 |  | System | Commercial | 01-ALC-AllCommercial-IntLight | 0 |  |  |  |  | 35.6901 | 21.9828 | 0 | 0 | 0 | 13.7073 | 45.8368 |  | kWh | 0.0098893 | 0 | Commercial | [7 empty] | 15 | 0.78 |  |  |  | 0 | 23.6549 | 0 | 0 | 0 | 0 | 0 | 0 | 0 | 0 | 0 | 0 | 2009 Qtr 1: 0; 2009 Qtr 2: 0; 2009 Qtr 3: 0; 2009 Qtr 4: 23.6549; 2010 Qtr 1: 0; 2010 Qtr 2: 0; 2010 Qtr 3: 0; 2010 Qtr 4: 0; 2011 Qtr 1: 0; 2011 Qtr 2: 0; 2011 Qtr 3: 0; 2011 Qtr 4: 0 | 23.6549
0 | 234306-Lighting-Remove 8 Ft Lamp (De-Lamp) - Tr1 |  | System | Commercial | 23-RTL-Retail–SingleStorylarge-LIT_INT | 0 |  |  |  |  | 28.4369 | 27.4785 | 0 | 0 | 0 | 0.95836 | 366.7521 |  | kWh | 0.077777 | 0 | Commercial | [7 empty] | 15 | 0.77 |  |  |  | 0 | 23.6549 | 0 | 0 | 0 | 0 | 0 | 0 | 0 | 0 | 0 | 0 | 2009 Qtr 1: 0; 2009 Qtr 2: 0; 2009 Qtr 3: 0; 2009 Qtr 4: 23.6549; 2010 Qtr 1: 0; 2010 Qtr 2: 0; 2010 Qtr 3: 0; 2010 Qtr 4: 0; 2011 Qtr 1: 0; 2011 Qtr 2: 0; 2011 Qtr 3: 0; 2011 Qtr 4: 0 | 23.6549
0 | 234312-Lighting-Screw in 14-26 Watt Lamp - Tr1 |  | System | Commercial | [6 empty] | 9.3196 | 10.3931 | 0 | 0 | 0 | -1.0734 | 194.1729 |  | 0 | 0.038993 | -2.6224 | Commercial |  | Annual | [5 empty] | 2.47 | 0.81 |  |  |  | 0 | 10.7764 | 0 | 0 | 0 | 0 | 0 | 0 | 0 | 0 | 0 | 0 | 2009 Qtr 1: 0; 2009 Qtr 2: 0; 2009 Qtr 3: 0; 2009 Qtr 4: 10.7764; 2010 Qtr 1: 0; 2010 Qtr 2: 0; 2010 Qtr 3: 0; 2010 Qtr 4: 0; 2011 Qtr 1: 0; 2011 Qtr 2: 0; 2011 Qtr 3: 0; 2011 Qtr 4: 0 | 10.7764
0 | 234330-Premium T8 with T12 40 Watt Baseline - Tr1 |  | System | Commercial | 01-ALC-AllCommercial-IntLight | 0 |  |  |  |  | 27.6532 | 13.1897 | 0 | 0 | 0 | 14.4636 | 83.5202 |  | kWh | 0.017351 | 0 | Commercial | [7 empty] | 15 | 0.78 |  |  |  | 0 | 345.7248 | 0 | 0 | 0 | 0 | 0 | 0 | 0 | 0 | 0 | 0 | 2009 Qtr 1: 0; 2009 Qtr 2: 0; 2009 Qtr 3: 0; 2009 Qtr 4: 345.7248; 2010 Qtr 1: 0; 2010 Qtr 2: 0; 2010 Qtr 3: 0; 2010 Qtr 4: 0; 2011 Qtr 1: 0; 2011 Qtr 2: 0; 2011 Qtr 3: 0; 2011 Qtr 4: 0 | 345.7248
0 | 234303-Lighting-Remove 4 Ft Lamp (De-Lamp) - Tr1 |  | System | Commercial | [6 empty] | 12.3596 | 16.4871 | 0 | 0 | 0 | -4.1275 | 137.2559 |  | 0 | 0.026384 | -2.5676 | Commercial |  | Winter Only | [5 empty] | 15 | 0.77 |  |  |  | 0 | 98.2586 | 0 | 0 | 0 | 0 | 0 | 0 | 0 | 0 | 0 | 0 | 2009 Qtr 1: 0; 2009 Qtr 2: 0; 2009 Qtr 3: 0; 2009 Qtr 4: 98.2586; 2010 Qtr 1: 0; 2010 Qtr 2: 0; 2010 Qtr 3: 0; 2010 Qtr 4: 0; 2011 Qtr 1: 0; 2011 Qtr 2: 0; 2011 Qtr 3: 0; 2011 Qtr 4: 0 | 98.2586
0 | 234285-Lighting-Occpncy Snsr-Hi-Bay integrated Snsr-Tr1 |  | System | Commercial | 01-ALC-AllCommercial-IntLight | 0 |  |  |  |  | 221.2703 | 95.5 | 0 | 0 | 0 | 125.7703 | 2503.6304 |  | kWh | 0.48559 | 0 | Commercial | [7 empty] | 8 | 0.84 |  |  |  | 0 | 36 | 0 | 0 | 0 | 0 | 0 | 0 | 0 | 0 | 0 | 0 | 2009 Qtr 1: 0; 2009 Qtr 2: 0; 2009 Qtr 3: 0; 2009 Qtr 4: 36; 2010 Qtr 1: 0; 2010 Qtr 2: 0; 2010 Qtr 3: 0; 2010 Qtr 4: 0; 2011 Qtr 1: 0; 2011 Qtr 2: 0; 2011 Qtr 3: 0; 2011 Qtr 4: 0 | 36
0 | 234049-Lighting-LED Exit Sign New Sign |  | System | Commercial | 25-SCN-Storage–Conditioned-Exit | 0 |  |  |  |  | 64.8921 | 45 | 0 | 0 | 0 | 19.8921 | 351.311 |  | kWh | 0 | 0 | Commercial | [7 empty] | 16 | 0.85 |  |  |  | 0 | 3 | 0 | 0 | 0 | 0 | 0 | 0 | 0 | 0 | 0 | 0 | 2009 Qtr 1: 0; 2009 Qtr 2: 0; 2009 Qtr 3: 0; 2009 Qtr 4: 3; 2010 Qtr 1: 0; 2010 Qtr 2: 0; 2010 Qtr 3: 0; 2010 Qtr 4: 0; 2011 Qtr 1: 0; 2011 Qtr 2: 0; 2011 Qtr 3: 0; 2011 Qtr 4: 0 | 3
0 | 234332-Premium T8 with T12 40 Watt Baseline - Tr3 |  | System | Commercial | 01-ALC-AllCommercial-IntLight | 0 |  |  |  |  | 13.9591 | 7.1444 | 0 | 0 | 0 | 6.8147 | 44.0947 |  | kWh | 0.016509 | 0 | Commercial | [7 empty] | 15 | 0.78 |  |  |  | 0 | 47.3097 | 0 | 0 | 0 | 0 | 0 | 0 | 0 | 0 | 0 | 0 | 2009 Qtr 1: 0; 2009 Qtr 2: 0; 2009 Qtr 3: 0; 2009 Qtr 4: 47.3097; 2010 Qtr 1: 0; 2010 Qtr 2: 0; 2010 Qtr 3: 0; 2010 Qtr 4: 0; 2011 Qtr 1: 0; 2011 Qtr 2: 0; 2011 Qtr 3: 0; 2011 Qtr 4: 0 | 47.3097
0 | 234305-Lighting-Remove 4 Ft Lamp (De-Lamp) - Tr3 |  | System | Commercial | 01-ALC-AllCommercial-IntLight | 0 |  |  |  |  | 28.1828 | 8.7931 | 0 | 0 | 0 | 19.3897 | 129.7131 |  | kWh | 0.050038 | 0 | Commercial | [7 empty] | 15 | 0.77 |  |  |  | 0 | 47.3097 | 0 | 0 | 0 | 0 | 0 | 0 | 0 | 0 | 0 | 0 | 2009 Qtr 1: 0; 2009 Qtr 2: 0; 2009 Qtr 3: 0; 2009 Qtr 4: 47.3097; 2010 Qtr 1: 0; 2010 Qtr 2: 0; 2010 Qtr 3: 0; 2010 Qtr 4: 0; 2011 Qtr 1: 0; 2011 Qtr 2: 0; 2011 Qtr 3: 0; 2011 Qtr 4: 0 | 47.3097
0 | 234314-Lighting-Screw in 14-26 Watt Lamp - Tr3 |  | System | Commercial | 18-OFS-Office–Small-IntLight | 0 |  |  |  |  | 10.5136 | 5.1965 | 0 | 0 | 0 | 5.3171 | 104.0094 |  | kWh | 0.047234 | 0 | Commercial | [7 empty] | 4.6 | 0.81 |  |  |  | 0 | 1.3471 | 0 | 0 | 0 | 0 | 0 | 0 | 0 | 0 | 0 | 0 | 2009 Qtr 1: 0; 2009 Qtr 2: 0; 2009 Qtr 3: 0; 2009 Qtr 4: 1.3471; 2010 Qtr 1: 0; 2010 Qtr 2: 0; 2010 Qtr 3: 0; 2010 Qtr 4: 0; 2011 Qtr 1: 0; 2011 Qtr 2: 0; 2011 Qtr 3: 0; 2011 Qtr 4: 0 | 1.3471
0 | 234332-Premium T8 with T12 40 Watt Baseline - Tr3 |  | System | Commercial | 01-ALC-AllCommercial-IntLight | 0 |  |  |  |  | 13.9591 | 7.1444 | 0 | 0 | 0 | 6.8147 | 44.0947 |  | kWh | 0.016509 | 0 | Commercial | [7 empty] | 15 | 0.78 |  |  |  | 0 | 43.6705 | 0 | 0 | 0 | 0 | 0 | 0 | 0 | 0 | 0 | 0 | 2009 Qtr 1: 0; 2009 Qtr 2: 0; 2009 Qtr 3: 0; 2009 Qtr 4: 43.6705; 2010 Qtr 1: 0; 2010 Qtr 2: 0; 2010 Qtr 3: 0; 2010 Qtr 4: 0; 2011 Qtr 1: 0; 2011 Qtr 2: 0; 2011 Qtr 3: 0; 2011 Qtr 4: 0 | 43.6705
0 | 234362-Lighting-IntrHiByLnrFlscntFxtr244wrplc400w(TrI)Tr3 |  | System | Commercial | 01-ALC-AllCommercial-IntLight | 0 |  |  |  |  | 324.5054 | 81.5354 | 0 | 0 | 0 | 242.97 | 442.2298 |  | kWh | 0.19237 | 0 | Commercial | [7 empty] | 15 | 0.78 |  |  |  | 0 | 10.7254 | 0 | 0 | 0 | 0 | 0 | 0 | 0 | 0 | 0 | 0 | 2009 Qtr 1: 0; 2009 Qtr 2: 0; 2009 Qtr 3: 0; 2009 Qtr 4: 10.7254; 2010 Qtr 1: 0; 2010 Qtr 2: 0; 2010 Qtr 3: 0; 2010 Qtr 4: 0; 2011 Qtr 1: 0; 2011 Qtr 2: 0; 2011 Qtr 3: 0; 2011 Qtr 4: 0 | 10.7254
0 | 234287-Lighting-Occpncy Snsr-Hi-Bay integrated Snsr-Tr3 |  | System | Commercial | 01-ALC-AllCommercial-IntLight | 0 |  |  |  |  | 221.1826 | 95.5 | 0 | 0 | 0 | 125.6826 | 1661 |  | kWh | 0.39312 | 0 | Commercial | [7 empty] | 8 | 0.84 |  |  |  | 0 | 21 | 0 | 0 | 0 | 0 | 0 | 0 | 0 | 0 | 0 | 0 | 2009 Qtr 1: 0; 2009 Qtr 2: 0; 2009 Qtr 3: 0; 2009 Qtr 4: 21; 2010 Qtr 1: 0; 2010 Qtr 2: 0; 2010 Qtr 3: 0; 2010 Qtr 4: 0; 2011 Qtr 1: 0; 2011 Qtr 2: 0; 2011 Qtr 3: 0; 2011 Qtr 4: 0 | 21
0 | 234330-Premium T8 with T12 40 Watt Baseline - Tr1 |  | System | Commercial | 01-ALC-AllCommercial-IntLight | 0 |  |  |  |  | 27.6532 | 13.1897 | 0 | 0 | 0 | 14.4636 | 83.5202 |  | kWh | 0.017351 | 0 | Commercial | [7 empty] | 15 | 0.78 |  |  |  | 0 | 49.1293 | 0 | 0 | 0 | 0 | 0 | 0 | 0 | 0 | 0 | 0 | 2009 Qtr 1: 0; 2009 Qtr 2: 0; 2009 Qtr 3: 0; 2009 Qtr 4: 49.1293; 2010 Qtr 1: 0; 2010 Qtr 2: 0; 2010 Qtr 3: 0; 2010 Qtr 4: 0; 2011 Qtr 1: 0; 2011 Qtr 2: 0; 2011 Qtr 3: 0; 2011 Qtr 4: 0 | 49.1293
0 | 234286-Lighting-Occpncy Snsr-Hi-Bay integrated Snsr-Tr2 |  | System | Commercial | 01-ALC-AllCommercial-IntLight | 0 |  |  |  |  | 221.37 | 95.5 | 0 | 0 | 0 | 125.87 | 1499.5759 |  | kWh | 0.47213 | 0 | Commercial | [7 empty] | 8 | 0.84 |  |  |  | 0 | 88 | 0 | 0 | 0 | 0 | 0 | 0 | 0 | 0 | 0 | 0 | 2009 Qtr 1: 0; 2009 Qtr 2: 0; 2009 Qtr 3: 0; 2009 Qtr 4: 88; 2010 Qtr 1: 0; 2010 Qtr 2: 0; 2010 Qtr 3: 0; 2010 Qtr 4: 0; 2011 Qtr 1: 0; 2011 Qtr 2: 0; 2011 Qtr 3: 0; 2011 Qtr 4: 0 | 88
0 | 234312-Lighting-Screw in 14-26 Watt Lamp - Tr1 |  | System | Commercial | [6 empty] | 9.3196 | 10.3931 | 0 | 0 | 0 | -1.0734 | 194.1729 |  | 0 | 0.038993 | -2.6224 | Commercial |  | Annual | [5 empty] | 2.47 | 0.81 |  |  |  | 0 | 2.0206 | 0 | 0 | 0 | 0 | 0 | 0 | 0 | 0 | 0 | 0 | 2009 Qtr 1: 0; 2009 Qtr 2: 0; 2009 Qtr 3: 0; 2009 Qtr 4: 2.0206; 2010 Qtr 1: 0; 2010 Qtr 2: 0; 2010 Qtr 3: 0; 2010 Qtr 4: 0; 2011 Qtr 1: 0; 2011 Qtr 2: 0; 2011 Qtr 3: 0; 2011 Qtr 4: 0 | 2.0206
0 | 234330-Premium T8 with T12 40 Watt Baseline - Tr1 |  | System | Commercial | 01-ALC-AllCommercial-IntLight | 0 |  |  |  |  | 27.6532 | 13.1897 | 0 | 0 | 0 | 14.4636 | 83.5202 |  | kWh | 0.017351 | 0 | Commercial | [7 empty] | 15 | 0.78 |  |  |  | 0 | 7.2784 | 0 | 0 | 0 | 0 | 0 | 0 | 0 | 0 | 0 | 0 | 2009 Qtr 1: 0; 2009 Qtr 2: 0; 2009 Qtr 3: 0; 2009 Qtr 4: 7.2784; 2010 Qtr 1: 0; 2010 Qtr 2: 0; 2010 Qtr 3: 0; 2010 Qtr 4: 0; 2011 Qtr 1: 0; 2011 Qtr 2: 0; 2011 Qtr 3: 0; 2011 Qtr 4: 0 | 7.2784
0 | 234312-Lighting-Screw in 14-26 Watt Lamp - Tr1 |  | System | Commercial | [6 empty] | 9.3196 | 10.3931 | 0 | 0 | 0 | -1.0734 | 194.1729 |  | 0 | 0.038993 | -2.6224 | Commercial |  | Annual | [5 empty] | 2.47 | 0.81 |  |  |  | 0 | 2.0206 | 0 | 0 | 0 | 0 | 0 | 0 | 0 | 0 | 0 | 0 | 2009 Qtr 1: 0; 2009 Qtr 2: 0; 2009 Qtr 3: 0; 2009 Qtr 4: 2.0206; 2010 Qtr 1: 0; 2010 Qtr 2: 0; 2010 Qtr 3: 0; 2010 Qtr 4: 0; 2011 Qtr 1: 0; 2011 Qtr 2: 0; 2011 Qtr 3: 0; 2011 Qtr 4: 0 | 2.0206
0 | 234330-Premium T8 with T12 40 Watt Baseline - Tr1 |  | System | Commercial | 01-ALC-AllCommercial-IntLight | 0 |  |  |  |  | 27.6532 | 13.1897 | 0 | 0 | 0 | 14.4636 | 83.5202 |  | kWh | 0.017351 | 0 | Commercial | [7 empty] | 15 | 0.78 |  |  |  | 0 | 38.2117 | 0 | 0 | 0 | 0 | 0 | 0 | 0 | 0 | 0 | 0 | 2009 Qtr 1: 0; 2009 Qtr 2: 0; 2009 Qtr 3: 0; 2009 Qtr 4: 38.2117; 2010 Qtr 1: 0; 2010 Qtr 2: 0; 2010 Qtr 3: 0; 2010 Qtr 4: 0; 2011 Qtr 1: 0; 2011 Qtr 2: 0; 2011 Qtr 3: 0; 2011 Qtr 4: 0 | 38.2117
0 | 234303-Lighting-Remove 4 Ft Lamp (De-Lamp) - Tr1 |  | System | Commercial | [6 empty] | 12.3596 | 16.4871 | 0 | 0 | 0 | -4.1275 | 137.2559 |  | 0 | 0.026384 | -2.5676 | Commercial |  | Winter Only | [5 empty] | 15 | 0.77 |  |  |  | 0 | 21.8353 | 0 | 0 | 0 | 0 | 0 | 0 | 0 | 0 | 0 | 0 | 2009 Qtr 1: 0; 2009 Qtr 2: 0; 2009 Qtr 3: 0; 2009 Qtr 4: 21.8353; 2010 Qtr 1: 0; 2010 Qtr 2: 0; 2010 Qtr 3: 0; 2010 Qtr 4: 0; 2011 Qtr 1: 0; 2011 Qtr 2: 0; 2011 Qtr 3: 0; 2011 Qtr 4: 0 | 21.8353
0 | 234332-Premium T8 with T12 40 Watt Baseline - Tr3 |  | System | Commercial | 01-ALC-AllCommercial-IntLight | 0 |  |  |  |  | 13.9591 | 7.1444 | 0 | 0 | 0 | 6.8147 | 44.0947 |  | kWh | 0.016509 | 0 | Commercial | [7 empty] | 15 | 0.78 |  |  |  | 0 | 92.7998 | 0 | 0 | 0 | 0 | 0 | 0 | 0 | 0 | 0 | 0 | 2009 Qtr 1: 0; 2009 Qtr 2: 0; 2009 Qtr 3: 0; 2009 Qtr 4: 92.7998; 2010 Qtr 1: 0; 2010 Qtr 2: 0; 2010 Qtr 3: 0; 2010 Qtr 4: 0; 2011 Qtr 1: 0; 2011 Qtr 2: 0; 2011 Qtr 3: 0; 2011 Qtr 4: 0 | 92.7998
0 | 234305-Lighting-Remove 4 Ft Lamp (De-Lamp) - Tr3 |  | System | Commercial | 01-ALC-AllCommercial-IntLight | 0 |  |  |  |  | 28.1828 | 8.7931 | 0 | 0 | 0 | 19.3897 | 129.7131 |  | kWh | 0.050038 | 0 | Commercial | [7 empty] | 15 | 0.77 |  |  |  | 0 | 41.8509 | 0 | 0 | 0 | 0 | 0 | 0 | 0 | 0 | 0 | 0 | 2009 Qtr 1: 0; 2009 Qtr 2: 0; 2009 Qtr 3: 0; 2009 Qtr 4: 41.8509; 2010 Qtr 1: 0; 2010 Qtr 2: 0; 2010 Qtr 3: 0; 2010 Qtr 4: 0; 2011 Qtr 1: 0; 2011 Qtr 2: 0; 2011 Qtr 3: 0; 2011 Qtr 4: 0 | 41.8509
0 | 234287-Lighting-Occpncy Snsr-Hi-Bay integrated Snsr-Tr3 |  | System | Commercial | 01-ALC-AllCommercial-IntLight | 0 |  |  |  |  | 221.1826 | 95.5 | 0 | 0 | 0 | 125.6826 | 1661 |  | kWh | 0.39312 | 0 | Commercial | [7 empty] | 8 | 0.84 |  |  |  | 0 | 14 | 0 | 0 | 0 | 0 | 0 | 0 | 0 | 0 | 0 | 0 | 2009 Qtr 1: 0; 2009 Qtr 2: 0; 2009 Qtr 3: 0; 2009 Qtr 4: 14; 2010 Qtr 1: 0; 2010 Qtr 2: 0; 2010 Qtr 3: 0; 2010 Qtr 4: 0; 2011 Qtr 1: 0; 2011 Qtr 2: 0; 2011 Qtr 3: 0; 2011 Qtr 4: 0 | 14
0 | 234203-Lighting-2 Ft 2nd Gen T-8 with Elec Ballast-Tr3 |  | System | Commercial | 01-ALC-AllCommercial-IntLight | 0 |  |  |  |  | 23.0819 | 5.7705 | 0 | 0 | 0 | 17.3115 | 27.2416 |  | kWh | 0.010052 | 0 | Commercial | [7 empty] | 15 | 0.78 |  |  |  | 0 | 61.8665 | 0 | 0 | 0 | 0 | 0 | 0 | 0 | 0 | 0 | 0 | 2009 Qtr 1: 0; 2009 Qtr 2: 0; 2009 Qtr 3: 0; 2009 Qtr 4: 61.8665; 2010 Qtr 1: 0; 2010 Qtr 2: 0; 2010 Qtr 3: 0; 2010 Qtr 4: 0; 2011 Qtr 1: 0; 2011 Qtr 2: 0; 2011 Qtr 3: 0; 2011 Qtr 4: 0 | 61.8665
0 | 234315-Lighting-Screw in 14-26 Watt Reflector Lamp-Tr1 |  | System | Commercial | [6 empty] | 18.0648 | 9.6507 | 0 | 0 | 0 | 8.4141 | 194.1729 |  | 0 | 0.038993 | -2.6224 | Commercial |  | Winter Only | [5 empty] | 2.47 | 0.81 |  |  |  | 0 | 203.4047 | 0 | 0 | 0 | 0 | 0 | 0 | 0 | 0 | 0 | 0 | 2009 Qtr 1: 0; 2009 Qtr 2: 0; 2009 Qtr 3: 0; 2009 Qtr 4: 203.4047; 2010 Qtr 1: 0; 2010 Qtr 2: 0; 2010 Qtr 3: 0; 2010 Qtr 4: 0; 2011 Qtr 1: 0; 2011 Qtr 2: 0; 2011 Qtr 3: 0; 2011 Qtr 4: 0 | 203.4047
0 | 234285-Lighting-Occpncy Snsr-Hi-Bay integrated Snsr-Tr1 |  | System | Commercial | 01-ALC-AllCommercial-IntLight | 0 |  |  |  |  | 221.2703 | 95.5 | 0 | 0 | 0 | 125.7703 | 2503.6304 |  | kWh | 0.48559 | 0 | Commercial | [7 empty] | 8 | 0.84 |  |  |  | 0 | 54 | 0 | 0 | 0 | 0 | 0 | 0 | 0 | 0 | 0 | 0 | 2009 Qtr 1: 0; 2009 Qtr 2: 0; 2009 Qtr 3: 0; 2009 Qtr 4: 54; 2010 Qtr 1: 0; 2010 Qtr 2: 0; 2010 Qtr 3: 0; 2010 Qtr 4: 0; 2011 Qtr 1: 0; 2011 Qtr 2: 0; 2011 Qtr 3: 0; 2011 Qtr 4: 0 | 54
0 | 234330-Premium T8 with T12 40 Watt Baseline - Tr1 |  | System | Commercial | 01-ALC-AllCommercial-IntLight | 0 |  |  |  |  | 27.6532 | 13.1897 | 0 | 0 | 0 | 14.4636 | 83.5202 |  | kWh | 0.017351 | 0 | Commercial | [7 empty] | 15 | 0.78 |  |  |  | 0 | 47.3097 | 0 | 0 | 0 | 0 | 0 | 0 | 0 | 0 | 0 | 0 | 2009 Qtr 1: 0; 2009 Qtr 2: 0; 2009 Qtr 3: 0; 2009 Qtr 4: 47.3097; 2010 Qtr 1: 0; 2010 Qtr 2: 0; 2010 Qtr 3: 0; 2010 Qtr 4: 0; 2011 Qtr 1: 0; 2011 Qtr 2: 0; 2011 Qtr 3: 0; 2011 Qtr 4: 0 | 47.3097
0 | 234360-Lighting-IntrHiByLnrFlscntFxtr244wrplc400w(TrI)Tr1 |  | System | Commercial | [6 empty] | 282.4319 | 153.8404 | 0 | 0 | 0 | 128.5914 | 0 |  | 0 | 0.224 | -7.1132 | Commercial |  | Winter Only | [5 empty] | 15 | 0.78 |  |  |  | 0 | 0.97504 | 0 | 0 | 0 | 0 | 0 | 0 | 0 | 0 | 0 | 0 | 2009 Qtr 1: 0; 2009 Qtr 2: 0; 2009 Qtr 3: 0; 2009 Qtr 4: 0.97504; 2010 Qtr 1: 0; 2010 Qtr 2: 0; 2010 Qtr 3: 0; 2010 Qtr 4: 0; 2011 Qtr 1: 0; 2011 Qtr 2: 0; 2011 Qtr 3: 0; 2011 Qtr 4: 0 | 0.97504
0 | 234285-Lighting-Occpncy Snsr-Hi-Bay integrated Snsr-Tr1 |  | System | Commercial | 01-ALC-AllCommercial-IntLight | 0 |  |  |  |  | 221.2703 | 95.5 | 0 | 0 | 0 | 125.7703 | 2503.6304 |  | kWh | 0.48559 | 0 | Commercial | [7 empty] | 8 | 0.84 |  |  |  | 0 | 14 | 0 | 0 | 0 | 0 | 0 | 0 | 0 | 0 | 0 | 0 | 2009 Qtr 1: 0; 2009 Qtr 2: 0; 2009 Qtr 3: 0; 2009 Qtr 4: 14; 2010 Qtr 1: 0; 2010 Qtr 2: 0; 2010 Qtr 3: 0; 2010 Qtr 4: 0; 2011 Qtr 1: 0; 2011 Qtr 2: 0; 2011 Qtr 3: 0; 2011 Qtr 4: 0 | 14
0 | 234331-Premium T8 with T12 40 Watt Baseline - Tr2 |  | System | Commercial | 01-ALC-AllCommercial-IntLight | 0 |  |  |  |  | 27.653 | 9.8923 | 0 | 0 | 0 | 17.7607 | 58.062 |  | kWh | 0.017133 | 0 | Commercial | [7 empty] | 15 | 0.78 |  |  |  | 0 | 181.9604 | 0 | 0 | 0 | 0 | 0 | 0 | 0 | 0 | 0 | 0 | 2009 Qtr 1: 0; 2009 Qtr 2: 0; 2009 Qtr 3: 0; 2009 Qtr 4: 181.9604; 2010 Qtr 1: 0; 2010 Qtr 2: 0; 2010 Qtr 3: 0; 2010 Qtr 4: 0; 2011 Qtr 1: 0; 2011 Qtr 2: 0; 2011 Qtr 3: 0; 2011 Qtr 4: 0 | 181.9604
0 | 234286-Lighting-Occpncy Snsr-Hi-Bay integrated Snsr-Tr2 |  | System | Commercial | 01-ALC-AllCommercial-IntLight | 0 |  |  |  |  | 221.37 | 95.5 | 0 | 0 | 0 | 125.87 | 1499.5759 |  | kWh | 0.47213 | 0 | Commercial | [7 empty] | 8 | 0.84 |  |  |  | 0 | 52 | 0 | 0 | 0 | 0 | 0 | 0 | 0 | 0 | 0 | 0 | 2009 Qtr 1: 0; 2009 Qtr 2: 0; 2009 Qtr 3: 0; 2009 Qtr 4: 52; 2010 Qtr 1: 0; 2010 Qtr 2: 0; 2010 Qtr 3: 0; 2010 Qtr 4: 0; 2011 Qtr 1: 0; 2011 Qtr 2: 0; 2011 Qtr 3: 0; 2011 Qtr 4: 0 | 52
0 | 234049-Lighting-LED Exit Sign New Sign |  | System | Commercial | 25-SCN-Storage–Conditioned-Exit | 0 |  |  |  |  | 64.8921 | 45 | 0 | 0 | 0 | 19.8921 | 351.311 |  | kWh | 0 | 0 | Commercial | [7 empty] | 16 | 0.85 |  |  |  | 0 | 1 | 0 | 0 | 0 | 0 | 0 | 0 | 0 | 0 | 0 | 0 | 2009 Qtr 1: 0; 2009 Qtr 2: 0; 2009 Qtr 3: 0; 2009 Qtr 4: 1; 2010 Qtr 1: 0; 2010 Qtr 2: 0; 2010 Qtr 3: 0; 2010 Qtr 4: 0; 2011 Qtr 1: 0; 2011 Qtr 2: 0; 2011 Qtr 3: 0; 2011 Qtr 4: 0 | 1
0 | 234312-Lighting-Screw in 14-26 Watt Lamp - Tr1 |  | System | Commercial | [6 empty] | 9.3196 | 10.3931 | 0 | 0 | 0 | -1.0734 | 194.1729 |  | 0 | 0.038993 | -2.6224 | Commercial |  | Annual | [5 empty] | 2.47 | 0.81 |  |  |  | 0 | 0.67353 | 0 | 0 | 0 | 0 | 0 | 0 | 0 | 0 | 0 | 0 | 2009 Qtr 1: 0; 2009 Qtr 2: 0; 2009 Qtr 3: 0; 2009 Qtr 4: 0.67353; 2010 Qtr 1: 0; 2010 Qtr 2: 0; 2010 Qtr 3: 0; 2010 Qtr 4: 0; 2011 Qtr 1: 0; 2011 Qtr 2: 0; 2011 Qtr 3: 0; 2011 Qtr 4: 0 | 0.67353
0 | 234330-Premium T8 with T12 40 Watt Baseline - Tr1 |  | System | Commercial | 01-ALC-AllCommercial-IntLight | 0 |  |  |  |  | 27.6532 | 13.1897 | 0 | 0 | 0 | 14.4636 | 83.5202 |  | kWh | 0.017351 | 0 | Commercial | [7 empty] | 15 | 0.78 |  |  |  | 0 | 36.3921 | 0 | 0 | 0 | 0 | 0 | 0 | 0 | 0 | 0 | 0 | 2009 Qtr 1: 0; 2009 Qtr 2: 0; 2009 Qtr 3: 0; 2009 Qtr 4: 36.3921; 2010 Qtr 1: 0; 2010 Qtr 2: 0; 2010 Qtr 3: 0; 2010 Qtr 4: 0; 2011 Qtr 1: 0; 2011 Qtr 2: 0; 2011 Qtr 3: 0; 2011 Qtr 4: 0 | 36.3921
0 | 234330-Premium T8 with T12 40 Watt Baseline - Tr1 |  | System | Commercial | 01-ALC-AllCommercial-IntLight | 0 |  |  |  |  | 27.6532 | 13.1897 | 0 | 0 | 0 | 14.4636 | 83.5202 |  | kWh | 0.017351 | 0 | Commercial | [7 empty] | 15 | 0.78 |  |  |  | 0 | 21.8353 | 0 | 0 | 0 | 0 | 0 | 0 | 0 | 0 | 0 | 0 | 2009 Qtr 1: 0; 2009 Qtr 2: 0; 2009 Qtr 3: 0; 2009 Qtr 4: 21.8353; 2010 Qtr 1: 0; 2010 Qtr 2: 0; 2010 Qtr 3: 0; 2010 Qtr 4: 0; 2011 Qtr 1: 0; 2011 Qtr 2: 0; 2011 Qtr 3: 0; 2011 Qtr 4: 0 | 21.8353
0 | 234285-Lighting-Occpncy Snsr-Hi-Bay integrated Snsr-Tr1 |  | System | Commercial | 01-ALC-AllCommercial-IntLight | 0 |  |  |  |  | 221.2703 | 95.5 | 0 | 0 | 0 | 125.7703 | 2503.6304 |  | kWh | 0.48559 | 0 | Commercial | [7 empty] | 8 | 0.84 |  |  |  | 0 | 6 | 0 | 0 | 0 | 0 | 0 | 0 | 0 | 0 | 0 | 0 | 2009 Qtr 1: 0; 2009 Qtr 2: 0; 2009 Qtr 3: 0; 2009 Qtr 4: 6; 2010 Qtr 1: 0; 2010 Qtr 2: 0; 2010 Qtr 3: 0; 2010 Qtr 4: 0; 2011 Qtr 1: 0; 2011 Qtr 2: 0; 2011 Qtr 3: 0; 2011 Qtr 4: 0 | 6
0 | 234049-Lighting-LED Exit Sign New Sign |  | System | Commercial | 25-SCN-Storage–Conditioned-Exit | 0 |  |  |  |  | 64.8921 | 45 | 0 | 0 | 0 | 19.8921 | 351.311 |  | kWh | 0 | 0 | Commercial | [7 empty] | 16 | 0.85 |  |  |  | 0 | 3 | 0 | 0 | 0 | 0 | 0 | 0 | 0 | 0 | 0 | 0 | 2009 Qtr 1: 0; 2009 Qtr 2: 0; 2009 Qtr 3: 0; 2009 Qtr 4: 3; 2010 Qtr 1: 0; 2010 Qtr 2: 0; 2010 Qtr 3: 0; 2010 Qtr 4: 0; 2011 Qtr 1: 0; 2011 Qtr 2: 0; 2011 Qtr 3: 0; 2011 Qtr 4: 0 | 3
0 | 234285-Lighting-Occpncy Snsr-Hi-Bay integrated Snsr-Tr1 |  | System | Commercial | 01-ALC-AllCommercial-IntLight | 0 |  |  |  |  | 221.2703 | 95.5 | 0 | 0 | 0 | 125.7703 | 2503.6304 |  | kWh | 0.48559 | 0 | Commercial | [7 empty] | 8 | 0.84 |  |  |  | 0 | 19 | 0 | 0 | 0 | 0 | 0 | 0 | 0 | 0 | 0 | 0 | 2009 Qtr 1: 0; 2009 Qtr 2: 0; 2009 Qtr 3: 19; 2009 Qtr 4: 0; 2010 Qtr 1: 0; 2010 Qtr 2: 0; 2010 Qtr 3: 0; 2010 Qtr 4: 0; 2011 Qtr 1: 0; 2011 Qtr 2: 0; 2011 Qtr 3: 0; 2011 Qtr 4: 0 | 19
0 | 234285-Lighting-Occpncy Snsr-Hi-Bay integrated Snsr-Tr1 |  | System | Commercial | 01-ALC-AllCommercial-IntLight | 0 |  |  |  |  | 221.2703 | 95.5 | 0 | 0 | 0 | 125.7703 | 2503.6304 |  | kWh | 0.48559 | 0 | Commercial | [7 empty] | 8 | 0.84 |  |  |  | 0 | 57 | 0 | 0 | 0 | 0 | 0 | 0 | 0 | 0 | 0 | 0 | 2009 Qtr 1: 0; 2009 Qtr 2: 0; 2009 Qtr 3: 57; 2009 Qtr 4: 0; 2010 Qtr 1: 0; 2010 Qtr 2: 0; 2010 Qtr 3: 0; 2010 Qtr 4: 0; 2011 Qtr 1: 0; 2011 Qtr 2: 0; 2011 Qtr 3: 0; 2011 Qtr 4: 0 | 57
0 | 234330-Premium T8 with T12 40 Watt Baseline - Tr1 |  | System | Commercial | 01-ALC-AllCommercial-IntLight | 0 |  |  |  |  | 27.6532 | 13.1897 | 0 | 0 | 0 | 14.4636 | 83.5202 |  | kWh | 0.017351 | 0 | Commercial | [7 empty] | 15 | 0.78 |  |  |  | 0 | 3.6392 | 0 | 0 | 0 | 0 | 0 | 0 | 0 | 0 | 0 | 0 | 2009 Qtr 1: 0; 2009 Qtr 2: 0; 2009 Qtr 3: 3.6392; 2009 Qtr 4: 0; 2010 Qtr 1: 0; 2010 Qtr 2: 0; 2010 Qtr 3: 0; 2010 Qtr 4: 0; 2011 Qtr 1: 0; 2011 Qtr 2: 0; 2011 Qtr 3: 0; 2011 Qtr 4: 0 | 3.6392
0 | 234360-Lighting-IntrHiByLnrFlscntFxtr244wrplc400w(TrI)Tr1 |  | System | Commercial | [6 empty] | 282.4319 | 153.8404 | 0 | 0 | 0 | 128.5914 | 0 |  | 0 | 0.224 | -7.1132 | Commercial |  | Winter Only | [5 empty] | 15 | 0.78 |  |  |  | 0 | 4.8752 | 0 | 0 | 0 | 0 | 0 | 0 | 0 | 0 | 0 | 0 | 2009 Qtr 1: 0; 2009 Qtr 2: 0; 2009 Qtr 3: 4.8752; 2009 Qtr 4: 0; 2010 Qtr 1: 0; 2010 Qtr 2: 0; 2010 Qtr 3: 0; 2010 Qtr 4: 0; 2011 Qtr 1: 0; 2011 Qtr 2: 0; 2011 Qtr 3: 0; 2011 Qtr 4: 0 | 4.8752
0 | 234285-Lighting-Occpncy Snsr-Hi-Bay integrated Snsr-Tr1 |  | System | Commercial | 01-ALC-AllCommercial-IntLight | 0 |  |  |  |  | 221.2703 | 95.5 | 0 | 0 | 0 | 125.7703 | 2503.6304 |  | kWh | 0.48559 | 0 | Commercial | [7 empty] | 8 | 0.84 |  |  |  | 0 | 12 | 0 | 0 | 0 | 0 | 0 | 0 | 0 | 0 | 0 | 0 | 2009 Qtr 1: 0; 2009 Qtr 2: 0; 2009 Qtr 3: 12; 2009 Qtr 4: 0; 2010 Qtr 1: 0; 2010 Qtr 2: 0; 2010 Qtr 3: 0; 2010 Qtr 4: 0; 2011 Qtr 1: 0; 2011 Qtr 2: 0; 2011 Qtr 3: 0; 2011 Qtr 4: 0 | 12
0 | 234217-Lighting-Hrdwr Incan Base 27-65w Flrscnt Fxtr -Tr2 |  | System | Commercial | 01-ALC-AllCommercial-IntLight | 0 |  |  |  |  | 43.538 | 41.5 | 0 | 0 | 0 | 2.038 | 466.6694 |  | kWh | 0.12004 | 0 | Commercial | [7 empty] | 15 | 0.77 |  |  |  | 0 | 33 | 0 | 0 | 0 | 0 | 0 | 0 | 0 | 0 | 0 | 0 | 2009 Qtr 1: 0; 2009 Qtr 2: 0; 2009 Qtr 3: 0; 2009 Qtr 4: 33; 2010 Qtr 1: 0; 2010 Qtr 2: 0; 2010 Qtr 3: 0; 2010 Qtr 4: 0; 2011 Qtr 1: 0; 2011 Qtr 2: 0; 2011 Qtr 3: 0; 2011 Qtr 4: 0 | 33
0 | 234331-Premium T8 with T12 40 Watt Baseline - Tr2 |  | System | Commercial | 01-ALC-AllCommercial-IntLight | 0 |  |  |  |  | 27.653 | 9.8923 | 0 | 0 | 0 | 17.7607 | 58.062 |  | kWh | 0.017133 | 0 | Commercial | [7 empty] | 15 | 0.78 |  |  |  | 0 | 193.7879 | 0 | 0 | 0 | 0 | 0 | 0 | 0 | 0 | 0 | 0 | 2009 Qtr 1: 0; 2009 Qtr 2: 0; 2009 Qtr 3: 0; 2009 Qtr 4: 193.7879; 2010 Qtr 1: 0; 2010 Qtr 2: 0; 2010 Qtr 3: 0; 2010 Qtr 4: 0; 2011 Qtr 1: 0; 2011 Qtr 2: 0; 2011 Qtr 3: 0; 2011 Qtr 4: 0 | 193.7879
0 | 234049-Lighting-LED Exit Sign New Sign |  | System | Commercial | 25-SCN-Storage–Conditioned-Exit | 0 |  |  |  |  | 64.8921 | 45 | 0 | 0 | 0 | 19.8921 | 351.311 |  | kWh | 0 | 0 | Commercial | [7 empty] | 16 | 0.85 |  |  |  | 0 | 20 | 0 | 0 | 0 | 0 | 0 | 0 | 0 | 0 | 0 | 0 | 2009 Qtr 1: 0; 2009 Qtr 2: 0; 2009 Qtr 3: 0; 2009 Qtr 4: 20; 2010 Qtr 1: 0; 2010 Qtr 2: 0; 2010 Qtr 3: 0; 2010 Qtr 4: 0; 2011 Qtr 1: 0; 2011 Qtr 2: 0; 2011 Qtr 3: 0; 2011 Qtr 4: 0 | 20
0 | 234285-Lighting-Occpncy Snsr-Hi-Bay integrated Snsr-Tr1 |  | System | Commercial | 01-ALC-AllCommercial-IntLight | 0 |  |  |  |  | 221.2703 | 95.5 | 0 | 0 | 0 | 125.7703 | 2503.6304 |  | kWh | 0.48559 | 0 | Commercial | [7 empty] | 8 | 0.84 |  |  |  | 0 | 54 | 0 | 0 | 0 | 0 | 0 | 0 | 0 | 0 | 0 | 0 | 2009 Qtr 1: 0; 2009 Qtr 2: 0; 2009 Qtr 3: 0; 2009 Qtr 4: 54; 2010 Qtr 1: 0; 2010 Qtr 2: 0; 2010 Qtr 3: 0; 2010 Qtr 4: 0; 2011 Qtr 1: 0; 2011 Qtr 2: 0; 2011 Qtr 3: 0; 2011 Qtr 4: 0 | 54
0 | 234332-Premium T8 with T12 40 Watt Baseline - Tr3 |  | System | Commercial | 01-ALC-AllCommercial-IntLight | 0 |  |  |  |  | 13.9591 | 7.1444 | 0 | 0 | 0 | 6.8147 | 44.0947 |  | kWh | 0.016509 | 0 | Commercial | [7 empty] | 15 | 0.78 |  |  |  | 0 | 65.5058 | 0 | 0 | 0 | 0 | 0 | 0 | 0 | 0 | 0 | 0 | 2009 Qtr 1: 0; 2009 Qtr 2: 0; 2009 Qtr 3: 0; 2009 Qtr 4: 65.5058; 2010 Qtr 1: 0; 2010 Qtr 2: 0; 2010 Qtr 3: 0; 2010 Qtr 4: 0; 2011 Qtr 1: 0; 2011 Qtr 2: 0; 2011 Qtr 3: 0; 2011 Qtr 4: 0 | 65.5058
0 | 234287-Lighting-Occpncy Snsr-Hi-Bay integrated Snsr-Tr3 |  | System | Commercial | 01-ALC-AllCommercial-IntLight | 0 |  |  |  |  | 221.1826 | 95.5 | 0 | 0 | 0 | 125.6826 | 1661 |  | kWh | 0.39312 | 0 | Commercial | [7 empty] | 8 | 0.84 |  |  |  | 0 | 18 | 0 | 0 | 0 | 0 | 0 | 0 | 0 | 0 | 0 | 0 | 2009 Qtr 1: 0; 2009 Qtr 2: 0; 2009 Qtr 3: 0; 2009 Qtr 4: 18; 2010 Qtr 1: 0; 2010 Qtr 2: 0; 2010 Qtr 3: 0; 2010 Qtr 4: 0; 2011 Qtr 1: 0; 2011 Qtr 2: 0; 2011 Qtr 3: 0; 2011 Qtr 4: 0 | 18
0 | 234285-Lighting-Occpncy Snsr-Hi-Bay integrated Snsr-Tr1 |  | System | Commercial | 01-ALC-AllCommercial-IntLight | 0 |  |  |  |  | 221.2703 | 95.5 | 0 | 0 | 0 | 125.7703 | 2503.6304 |  | kWh | 0.48559 | 0 | Commercial | [7 empty] | 8 | 0.84 |  |  |  | 0 | 28 | 0 | 0 | 0 | 0 | 0 | 0 | 0 | 0 | 0 | 0 | 2009 Qtr 1: 0; 2009 Qtr 2: 0; 2009 Qtr 3: 28; 2009 Qtr 4: 0; 2010 Qtr 1: 0; 2010 Qtr 2: 0; 2010 Qtr 3: 0; 2010 Qtr 4: 0; 2011 Qtr 1: 0; 2011 Qtr 2: 0; 2011 Qtr 3: 0; 2011 Qtr 4: 0 | 28
0 | 234332-Premium T8 with T12 40 Watt Baseline - Tr3 |  | System | Commercial | 01-ALC-AllCommercial-IntLight | 0 |  |  |  |  | 13.9591 | 7.1444 | 0 | 0 | 0 | 6.8147 | 44.0947 |  | kWh | 0.016509 | 0 | Commercial | [7 empty] | 15 | 0.78 |  |  |  | 0 | 65.5058 | 0 | 0 | 0 | 0 | 0 | 0 | 0 | 0 | 0 | 0 | 2009 Qtr 1: 0; 2009 Qtr 2: 0; 2009 Qtr 3: 0; 2009 Qtr 4: 65.5058; 2010 Qtr 1: 0; 2010 Qtr 2: 0; 2010 Qtr 3: 0; 2010 Qtr 4: 0; 2011 Qtr 1: 0; 2011 Qtr 2: 0; 2011 Qtr 3: 0; 2011 Qtr 4: 0 | 65.5058
0 | 234287-Lighting-Occpncy Snsr-Hi-Bay integrated Snsr-Tr3 |  | System | Commercial | 01-ALC-AllCommercial-IntLight | 0 |  |  |  |  | 221.1826 | 95.5 | 0 | 0 | 0 | 125.6826 | 1661 |  | kWh | 0.39312 | 0 | Commercial | [7 empty] | 8 | 0.84 |  |  |  | 0 | 18 | 0 | 0 | 0 | 0 | 0 | 0 | 0 | 0 | 0 | 0 | 2009 Qtr 1: 0; 2009 Qtr 2: 0; 2009 Qtr 3: 0; 2009 Qtr 4: 18; 2010 Qtr 1: 0; 2010 Qtr 2: 0; 2010 Qtr 3: 0; 2010 Qtr 4: 0; 2011 Qtr 1: 0; 2011 Qtr 2: 0; 2011 Qtr 3: 0; 2011 Qtr 4: 0 | 18
0 | 234330-Premium T8 with T12 40 Watt Baseline - Tr1 |  | System | Commercial | 01-ALC-AllCommercial-IntLight | 0 |  |  |  |  | 27.6532 | 13.1897 | 0 | 0 | 0 | 14.4636 | 83.5202 |  | kWh | 0.017351 | 0 | Commercial | [7 empty] | 15 | 0.78 |  |  |  | 0 | 69.145 | 0 | 0 | 0 | 0 | 0 | 0 | 0 | 0 | 0 | 0 | 2009 Qtr 1: 0; 2009 Qtr 2: 0; 2009 Qtr 3: 0; 2009 Qtr 4: 69.145; 2010 Qtr 1: 0; 2010 Qtr 2: 0; 2010 Qtr 3: 0; 2010 Qtr 4: 0; 2011 Qtr 1: 0; 2011 Qtr 2: 0; 2011 Qtr 3: 0; 2011 Qtr 4: 0 | 69.145
0 | 234303-Lighting-Remove 4 Ft Lamp (De-Lamp) - Tr1 |  | System | Commercial | [6 empty] | 12.3596 | 16.4871 | 0 | 0 | 0 | -4.1275 | 137.2559 |  | 0 | 0.026384 | -2.5676 | Commercial |  | Winter Only | [5 empty] | 15 | 0.77 |  |  |  | 0 | 5.4588 | 0 | 0 | 0 | 0 | 0 | 0 | 0 | 0 | 0 | 0 | 2009 Qtr 1: 0; 2009 Qtr 2: 0; 2009 Qtr 3: 0; 2009 Qtr 4: 5.4588; 2010 Qtr 1: 0; 2010 Qtr 2: 0; 2010 Qtr 3: 0; 2010 Qtr 4: 0; 2011 Qtr 1: 0; 2011 Qtr 2: 0; 2011 Qtr 3: 0; 2011 Qtr 4: 0 | 5.4588
0 | 234285-Lighting-Occpncy Snsr-Hi-Bay integrated Snsr-Tr1 |  | System | Commercial | 01-ALC-AllCommercial-IntLight | 0 |  |  |  |  | 221.2703 | 95.5 | 0 | 0 | 0 | 125.7703 | 2503.6304 |  | kWh | 0.48559 | 0 | Commercial | [7 empty] | 8 | 0.84 |  |  |  | 0 | 14 | 0 | 0 | 0 | 0 | 0 | 0 | 0 | 0 | 0 | 0 | 2009 Qtr 1: 0; 2009 Qtr 2: 0; 2009 Qtr 3: 0; 2009 Qtr 4: 14; 2010 Qtr 1: 0; 2010 Qtr 2: 0; 2010 Qtr 3: 0; 2010 Qtr 4: 0; 2011 Qtr 1: 0; 2011 Qtr 2: 0; 2011 Qtr 3: 0; 2011 Qtr 4: 0 | 14
0 | 234202-Lighting-2 Ft 2nd Gen T-8 with Elec Ballast-Tr2 |  | System | Commercial | 01-ALC-AllCommercial-IntLight | 0 |  |  |  |  | 23.0819 | 7.4192 | 0 | 0 | 0 | 15.6627 | 34.6629 |  | kWh | 0.011115 | 0 | Commercial | [7 empty] | 15 | 0.78 |  |  |  | 0 | 3.6392 | 0 | 0 | 0 | 0 | 0 | 0 | 0 | 0 | 0 | 0 | 2009 Qtr 1: 0; 2009 Qtr 2: 0; 2009 Qtr 3: 0; 2009 Qtr 4: 3.6392; 2010 Qtr 1: 0; 2010 Qtr 2: 0; 2010 Qtr 3: 0; 2010 Qtr 4: 0; 2011 Qtr 1: 0; 2011 Qtr 2: 0; 2011 Qtr 3: 0; 2011 Qtr 4: 0 | 3.6392
0 | 234331-Premium T8 with T12 40 Watt Baseline - Tr2 |  | System | Commercial | 01-ALC-AllCommercial-IntLight | 0 |  |  |  |  | 27.653 | 8.903 | 0 | 0 | 0 | 18.7499 | 58.062 |  | kWh | 0.017133 | 0 | Commercial | [7 empty] | 15 | 0.78 |  |  |  | 0 | 565.8969 | 0 | 0 | 0 | 0 | 0 | 0 | 0 | 0 | 0 | 0 | 2009 Qtr 1: 0; 2009 Qtr 2: 0; 2009 Qtr 3: 0; 2009 Qtr 4: 565.8969; 2010 Qtr 1: 0; 2010 Qtr 2: 0; 2010 Qtr 3: 0; 2010 Qtr 4: 0; 2011 Qtr 1: 0; 2011 Qtr 2: 0; 2011 Qtr 3: 0; 2011 Qtr 4: 0 | 565.8969
0 | 234304-Lighting-Remove 4 Ft Lamp (De-Lamp) - Tr2 |  | System | Commercial | [6 empty] | 12.3587 | 11.1286 | 0 | 0 | 0 | 1.2301 | 137.2559 |  | 0 | 0.026384 | -2.5676 | Commercial | [7 empty] | 15 | 0.77 |  |  |  | 0 | 31.8431 | 0 | 0 | 0 | 0 | 0 | 0 | 0 | 0 | 0 | 0 | 2009 Qtr 1: 0; 2009 Qtr 2: 0; 2009 Qtr 3: 0; 2009 Qtr 4: 31.8431; 2010 Qtr 1: 0; 2010 Qtr 2: 0; 2010 Qtr 3: 0; 2010 Qtr 4: 0; 2011 Qtr 1: 0; 2011 Qtr 2: 0; 2011 Qtr 3: 0; 2011 Qtr 4: 0 | 31.8431
0 | 234361-Lighting-IntrHiByLnrFlscntFxtr244wrplc400w(TrI)Tr2 |  | System | Commercial | 01-ALC-AllCommercial-IntLight | 0 |  |  |  |  | 327.8836 | 0 | 0 | 0 | 0 | 327.8836 | 0 |  | kWh | 0 | 0 | Commercial | [7 empty] | 15 | 0.78 |  |  |  | 0 | 0.97504 | 0 | 0 | 0 | 0 | 0 | 0 | 0 | 0 | 0 | 0 | 2009 Qtr 1: 0; 2009 Qtr 2: 0; 2009 Qtr 3: 0; 2009 Qtr 4: 0.97504; 2010 Qtr 1: 0; 2010 Qtr 2: 0; 2010 Qtr 3: 0; 2010 Qtr 4: 0; 2011 Qtr 1: 0; 2011 Qtr 2: 0; 2011 Qtr 3: 0; 2011 Qtr 4: 0 | 0.97504
0 | 234330-Premium T8 with T12 40 Watt Baseline - Tr1 |  | System | Commercial | 01-ALC-AllCommercial-IntLight | 0 |  |  |  |  | 27.6532 | 13.1897 | 0 | 0 | 0 | 14.4636 | 83.5202 |  | kWh | 0.017351 | 0 | Commercial | [7 empty] | 15 | 0.78 |  |  |  | 0 | 32.7529 | 0 | 0 | 0 | 0 | 0 | 0 | 0 | 0 | 0 | 0 | 2009 Qtr 1: 0; 2009 Qtr 2: 0; 2009 Qtr 3: 0; 2009 Qtr 4: 32.7529; 2010 Qtr 1: 0; 2010 Qtr 2: 0; 2010 Qtr 3: 0; 2010 Qtr 4: 0; 2011 Qtr 1: 0; 2011 Qtr 2: 0; 2011 Qtr 3: 0; 2011 Qtr 4: 0 | 32.7529
0 | 234306-Lighting-Remove 8 Ft Lamp (De-Lamp) - Tr1 |  | System | Commercial | 23-RTL-Retail–SingleStorylarge-LIT_INT | 0 |  |  |  |  | 28.4369 | 27.4785 | 0 | 0 | 0 | 0.95836 | 366.7521 |  | kWh | 0.077777 | 0 | Commercial | [7 empty] | 15 | 0.77 |  |  |  | 0 | 5.4588 | 0 | 0 | 0 | 0 | 0 | 0 | 0 | 0 | 0 | 0 | 2009 Qtr 1: 0; 2009 Qtr 2: 0; 2009 Qtr 3: 0; 2009 Qtr 4: 5.4588; 2010 Qtr 1: 0; 2010 Qtr 2: 0; 2010 Qtr 3: 0; 2010 Qtr 4: 0; 2011 Qtr 1: 0; 2011 Qtr 2: 0; 2011 Qtr 3: 0; 2011 Qtr 4: 0 | 5.4588
0 | 234285-Lighting-Occpncy Snsr-Hi-Bay integrated Snsr-Tr1 |  | System | Commercial | 01-ALC-AllCommercial-IntLight | 0 |  |  |  |  | 221.2703 | 95.5 | 0 | 0 | 0 | 125.7703 | 2503.6304 |  | kWh | 0.48559 | 0 | Commercial | [7 empty] | 8 | 0.84 |  |  |  | 0 | 20 | 0 | 0 | 0 | 0 | 0 | 0 | 0 | 0 | 0 | 0 | 2009 Qtr 1: 0; 2009 Qtr 2: 0; 2009 Qtr 3: 0; 2009 Qtr 4: 20; 2010 Qtr 1: 0; 2010 Qtr 2: 0; 2010 Qtr 3: 0; 2010 Qtr 4: 0; 2011 Qtr 1: 0; 2011 Qtr 2: 0; 2011 Qtr 3: 0; 2011 Qtr 4: 0 | 20
0 | 234315-Lighting-Screw in 14-26 Watt Reflector Lamp-Tr1 |  | System | Commercial | [6 empty] | 18.0648 | 9.6507 | 0 | 0 | 0 | 8.4141 | 194.1729 |  | 0 | 0.038993 | -2.6224 | Commercial |  | Winter Only | [5 empty] | 2.47 | 0.81 |  |  |  | 0 | 1.3471 | 0 | 0 | 0 | 0 | 0 | 0 | 0 | 0 | 0 | 0 | 2009 Qtr 1: 0; 2009 Qtr 2: 0; 2009 Qtr 3: 0; 2009 Qtr 4: 1.3471; 2010 Qtr 1: 0; 2010 Qtr 2: 0; 2010 Qtr 3: 0; 2010 Qtr 4: 0; 2011 Qtr 1: 0; 2011 Qtr 2: 0; 2011 Qtr 3: 0; 2011 Qtr 4: 0 | 1.3471
0 | 234294-Lighting-Occupancy Sensor-Wallbox Lghtng Snsr-Tr1 |  | System | Commercial | 23-RTL-Retail–SingleStorylarge-LIT_INT | 0 |  |  |  |  | 42.262 | 40 | 0 | 0 | 0 | 2.262 | 213.759 |  | kWh | 0.17617 | 0 | Commercial | [7 empty] | 8 | 0.84 |  |  |  | 0 | 1 | 0 | 0 | 0 | 0 | 0 | 0 | 0 | 0 | 0 | 0 | 2009 Qtr 1: 0; 2009 Qtr 2: 0; 2009 Qtr 3: 0; 2009 Qtr 4: 1; 2010 Qtr 1: 0; 2010 Qtr 2: 0; 2010 Qtr 3: 0; 2010 Qtr 4: 0; 2011 Qtr 1: 0; 2011 Qtr 2: 0; 2011 Qtr 3: 0; 2011 Qtr 4: 0 | 1
0 | 234285-Lighting-Occpncy Snsr-Hi-Bay integrated Snsr-Tr1 |  | System | Commercial | 01-ALC-AllCommercial-IntLight | 0 |  |  |  |  | 221.2703 | 95.5 | 0 | 0 | 0 | 125.7703 | 2503.6304 |  | kWh | 0.48559 | 0 | Commercial | [7 empty] | 8 | 0.84 |  |  |  | 0 | 21 | 0 | 0 | 0 | 0 | 0 | 0 | 0 | 0 | 0 | 0 | 2009 Qtr 1: 0; 2009 Qtr 2: 0; 2009 Qtr 3: 0; 2009 Qtr 4: 21; 2010 Qtr 1: 0; 2010 Qtr 2: 0; 2010 Qtr 3: 0; 2010 Qtr 4: 0; 2011 Qtr 1: 0; 2011 Qtr 2: 0; 2011 Qtr 3: 0; 2011 Qtr 4: 0 | 21
0 | 234049-Lighting-LED Exit Sign New Sign |  | System | Commercial | 25-SCN-Storage–Conditioned-Exit | 0 |  |  |  |  | 64.8921 | 45 | 0 | 0 | 0 | 19.8921 | 351.311 |  | kWh | 0 | 0 | Commercial | [7 empty] | 16 | 0.85 |  |  |  | 0 | 1 | 0 | 0 | 0 | 0 | 0 | 0 | 0 | 0 | 0 | 0 | 2009 Qtr 1: 0; 2009 Qtr 2: 0; 2009 Qtr 3: 0; 2009 Qtr 4: 1; 2010 Qtr 1: 0; 2010 Qtr 2: 0; 2010 Qtr 3: 0; 2010 Qtr 4: 0; 2011 Qtr 1: 0; 2011 Qtr 2: 0; 2011 Qtr 3: 0; 2011 Qtr 4: 0 | 1
0 | 234330-Premium T8 with T12 40 Watt Baseline - Tr1 |  | System | Commercial | 01-ALC-AllCommercial-IntLight | 0 |  |  |  |  | 27.6532 | 13.1897 | 0 | 0 | 0 | 14.4636 | 83.5202 |  | kWh | 0.017351 | 0 | Commercial | [7 empty] | 15 | 0.78 |  |  |  | 0 | 14.5568 | 0 | 0 | 0 | 0 | 0 | 0 | 0 | 0 | 0 | 0 | 2009 Qtr 1: 0; 2009 Qtr 2: 0; 2009 Qtr 3: 14.5568; 2009 Qtr 4: 0; 2010 Qtr 1: 0; 2010 Qtr 2: 0; 2010 Qtr 3: 0; 2010 Qtr 4: 0; 2011 Qtr 1: 0; 2011 Qtr 2: 0; 2011 Qtr 3: 0; 2011 Qtr 4: 0 | 14.5568
0 | 234285-Lighting-Occpncy Snsr-Hi-Bay integrated Snsr-Tr1 |  | System | Commercial | 01-ALC-AllCommercial-IntLight | 0 |  |  |  |  | 221.2703 | 95.5 | 0 | 0 | 0 | 125.7703 | 2503.6304 |  | kWh | 0.48559 | 0 | Commercial | [7 empty] | 8 | 0.84 |  |  |  | 0 | 36 | 0 | 0 | 0 | 0 | 0 | 0 | 0 | 0 | 0 | 0 | 2009 Qtr 1: 0; 2009 Qtr 2: 0; 2009 Qtr 3: 36; 2009 Qtr 4: 0; 2010 Qtr 1: 0; 2010 Qtr 2: 0; 2010 Qtr 3: 0; 2010 Qtr 4: 0; 2011 Qtr 1: 0; 2011 Qtr 2: 0; 2011 Qtr 3: 0; 2011 Qtr 4: 0 | 36
0 | 234312-Lighting-Screw in 14-26 Watt Lamp - Tr1 |  | System | Commercial | [6 empty] | 9.3196 | 0 | 0 | 0 | 0 | 9.3196 | 0 |  | 0 | 0 | 0 | Commercial |  | Annual | [5 empty] | 2.47 | 0.81 |  |  |  | 0 | 0.67353 | 0 | 0 | 0 | 0 | 0 | 0 | 0 | 0 | 0 | 0 | 2009 Qtr 1: 0; 2009 Qtr 2: 0; 2009 Qtr 3: 0.67353; 2009 Qtr 4: 0; 2010 Qtr 1: 0; 2010 Qtr 2: 0; 2010 Qtr 3: 0; 2010 Qtr 4: 0; 2011 Qtr 1: 0; 2011 Qtr 2: 0; 2011 Qtr 3: 0; 2011 Qtr 4: 0 | 0.67353
0 | 234315-Lighting-Screw in 14-26 Watt Reflector Lamp-Tr1 |  | System | Commercial | [6 empty] | 18.0648 | 9.6507 | 0 | 0 | 0 | 8.4141 | 194.1729 |  | 0 | 0.038993 | -2.6224 | Commercial |  | Winter Only | [5 empty] | 2.47 | 0.81 |  |  |  | 0 | 10.1029 | 0 | 0 | 0 | 0 | 0 | 0 | 0 | 0 | 0 | 0 | 2009 Qtr 1: 0; 2009 Qtr 2: 0; 2009 Qtr 3: 10.1029; 2009 Qtr 4: 0; 2010 Qtr 1: 0; 2010 Qtr 2: 0; 2010 Qtr 3: 0; 2010 Qtr 4: 0; 2011 Qtr 1: 0; 2011 Qtr 2: 0; 2011 Qtr 3: 0; 2011 Qtr 4: 0 | 10.1029
0 | 234330-Premium T8 with T12 40 Watt Baseline - Tr1 |  | System | Commercial | 01-ALC-AllCommercial-IntLight | 0 |  |  |  |  | 27.6532 | 13.1897 | 0 | 0 | 0 | 14.4636 | 83.5202 |  | kWh | 0.017351 | 0 | Commercial | [7 empty] | 15 | 0.78 |  |  |  | 0 | 19.1058 | 0 | 0 | 0 | 0 | 0 | 0 | 0 | 0 | 0 | 0 | 2009 Qtr 1: 0; 2009 Qtr 2: 0; 2009 Qtr 3: 19.1058; 2009 Qtr 4: 0; 2010 Qtr 1: 0; 2010 Qtr 2: 0; 2010 Qtr 3: 0; 2010 Qtr 4: 0; 2011 Qtr 1: 0; 2011 Qtr 2: 0; 2011 Qtr 3: 0; 2011 Qtr 4: 0 | 19.1058
0 | 234294-Lighting-Occupancy Sensor-Wallbox Lghtng Snsr-Tr1 |  | System | Commercial | 23-RTL-Retail–SingleStorylarge-LIT_INT | 0 |  |  |  |  | 42.262 | 40 | 0 | 0 | 0 | 2.262 | 213.759 |  | kWh | 0.17617 | 0 | Commercial | [7 empty] | 8 | 0.84 |  |  |  | 0 | 1 | 0 | 0 | 0 | 0 | 0 | 0 | 0 | 0 | 0 | 0 | 2009 Qtr 1: 0; 2009 Qtr 2: 0; 2009 Qtr 3: 1; 2009 Qtr 4: 0; 2010 Qtr 1: 0; 2010 Qtr 2: 0; 2010 Qtr 3: 0; 2010 Qtr 4: 0; 2011 Qtr 1: 0; 2011 Qtr 2: 0; 2011 Qtr 3: 0; 2011 Qtr 4: 0 | 1
0 | 234049-Lighting-LED Exit Sign New Sign |  | System | Commercial | 25-SCN-Storage–Conditioned-Exit | 0 |  |  |  |  | 64.8921 | 45 | 0 | 0 | 0 | 19.8921 | 351.311 |  | kWh | 0 | 0 | Commercial | [7 empty] | 16 | 0.85 |  |  |  | 0 | 2 | 0 | 0 | 0 | 0 | 0 | 0 | 0 | 0 | 0 | 0 | 2009 Qtr 1: 0; 2009 Qtr 2: 0; 2009 Qtr 3: 2; 2009 Qtr 4: 0; 2010 Qtr 1: 0; 2010 Qtr 2: 0; 2010 Qtr 3: 0; 2010 Qtr 4: 0; 2011 Qtr 1: 0; 2011 Qtr 2: 0; 2011 Qtr 3: 0; 2011 Qtr 4: 0 | 2
0 | 234330-Premium T8 with T12 40 Watt Baseline - Tr1 |  | System | Commercial | 01-ALC-AllCommercial-IntLight | 0 |  |  |  |  | 27.6532 | 13.1897 | 0 | 0 | 0 | 14.4636 | 83.5202 |  | kWh | 0.017351 | 0 | Commercial | [7 empty] | 15 | 0.78 |  |  |  | 0 | 76.4234 | 0 | 0 | 0 | 0 | 0 | 0 | 0 | 0 | 0 | 0 | 2009 Qtr 1: 0; 2009 Qtr 2: 0; 2009 Qtr 3: 76.4234; 2009 Qtr 4: 0; 2010 Qtr 1: 0; 2010 Qtr 2: 0; 2010 Qtr 3: 0; 2010 Qtr 4: 0; 2011 Qtr 1: 0; 2011 Qtr 2: 0; 2011 Qtr 3: 0; 2011 Qtr 4: 0 | 76.4234
0 | 234303-Lighting-Remove 4 Ft Lamp (De-Lamp) - Tr1 |  | System | Commercial | [6 empty] | 12.3596 | 16.4871 | 0 | 0 | 0 | -4.1275 | 137.2559 |  | 0 | 0.026384 | -2.5676 | Commercial |  | Winter Only | [5 empty] | 15 | 0.77 |  |  |  | 0 | 34.5725 | 0 | 0 | 0 | 0 | 0 | 0 | 0 | 0 | 0 | 0 | 2009 Qtr 1: 0; 2009 Qtr 2: 0; 2009 Qtr 3: 34.5725; 2009 Qtr 4: 0; 2010 Qtr 1: 0; 2010 Qtr 2: 0; 2010 Qtr 3: 0; 2010 Qtr 4: 0; 2011 Qtr 1: 0; 2011 Qtr 2: 0; 2011 Qtr 3: 0; 2011 Qtr 4: 0 | 34.5725
0 | 234049-Lighting-LED Exit Sign New Sign |  | System | Commercial | 25-SCN-Storage–Conditioned-Exit | 0 |  |  |  |  | 64.8921 | 45 | 0 | 0 | 0 | 19.8921 | 351.311 |  | kWh | 0 | 0 | Commercial | [7 empty] | 16 | 0.85 |  |  |  | 0 | 3 | 0 | 0 | 0 | 0 | 0 | 0 | 0 | 0 | 0 | 0 | 2009 Qtr 1: 0; 2009 Qtr 2: 0; 2009 Qtr 3: 3; 2009 Qtr 4: 0; 2010 Qtr 1: 0; 2010 Qtr 2: 0; 2010 Qtr 3: 0; 2010 Qtr 4: 0; 2011 Qtr 1: 0; 2011 Qtr 2: 0; 2011 Qtr 3: 0; 2011 Qtr 4: 0 | 3
0 | 234285-Lighting-Occpncy Snsr-Hi-Bay integrated Snsr-Tr1 |  | System | Commercial | 01-ALC-AllCommercial-IntLight | 0 |  |  |  |  | 221.2703 | 0 | 0 | 0 | 0 | 221.2703 | 0 |  | kWh | 0 | 0 | Commercial | [7 empty] | 8 | 0.84 |  |  |  | 0 | 1 | 0 | 0 | 0 | 0 | 0 | 0 | 0 | 0 | 0 | 0 | 2009 Qtr 1: 0; 2009 Qtr 2: 0; 2009 Qtr 3: 1; 2009 Qtr 4: 0; 2010 Qtr 1: 0; 2010 Qtr 2: 0; 2010 Qtr 3: 0; 2010 Qtr 4: 0; 2011 Qtr 1: 0; 2011 Qtr 2: 0; 2011 Qtr 3: 0; 2011 Qtr 4: 0 | 1
0 | 234312-Lighting-Screw in 14-26 Watt Lamp - Tr1 |  | System | Commercial | [6 empty] | 9.3196 | 10.3931 | 0 | 0 | 0 | -1.0734 | 194.1729 |  | 0 | 0.038993 | -2.6224 | Commercial |  | Annual | [5 empty] | 2.47 | 0.81 |  |  |  | 0 | 505.1442 | 0 | 0 | 0 | 0 | 0 | 0 | 0 | 0 | 0 | 0 | 2009 Qtr 1: 0; 2009 Qtr 2: 0; 2009 Qtr 3: 0; 2009 Qtr 4: 505.1442; 2010 Qtr 1: 0; 2010 Qtr 2: 0; 2010 Qtr 3: 0; 2010 Qtr 4: 0; 2011 Qtr 1: 0; 2011 Qtr 2: 0; 2011 Qtr 3: 0; 2011 Qtr 4: 0 | 505.1442
0 | 234330-Premium T8 with T12 40 Watt Baseline - Tr1 |  | System | Commercial | 01-ALC-AllCommercial-IntLight | 0 |  |  |  |  | 27.6532 | 13.1897 | 0 | 0 | 0 | 14.4636 | 83.5202 |  | kWh | 0.017351 | 0 | Commercial | [7 empty] | 15 | 0.78 |  |  |  | 0 | 558.6185 | 0 | 0 | 0 | 0 | 0 | 0 | 0 | 0 | 0 | 0 | 2009 Qtr 1: 0; 2009 Qtr 2: 0; 2009 Qtr 3: 0; 2009 Qtr 4: 558.6185; 2010 Qtr 1: 0; 2010 Qtr 2: 0; 2010 Qtr 3: 0; 2010 Qtr 4: 0; 2011 Qtr 1: 0; 2011 Qtr 2: 0; 2011 Qtr 3: 0; 2011 Qtr 4: 0 | 558.6185
0 | 234140-Low Flow Showerhead |  | System | Commercial | 36-GST-Lodging-GuestRooms-Vent/Fan | 0 |  |  |  |  | 37.9464 | 20 | 0 | 0 | 0 | 17.9464 | 57.8762 |  | kWh | 0.012733 | 6.664 | Commercial |  | Annual | [5 empty] | 10 | 0.7 |  |  |  | 0 | 140 | 0 | 0 | 0 | 0 | 0 | 0 | 0 | 0 | 0 | 0 | 2009 Qtr 1: 0; 2009 Qtr 2: 0; 2009 Qtr 3: 0; 2009 Qtr 4: 140; 2010 Qtr 1: 0; 2010 Qtr 2: 0; 2010 Qtr 3: 0; 2010 Qtr 4: 0; 2011 Qtr 1: 0; 2011 Qtr 2: 0; 2011 Qtr 3: 0; 2011 Qtr 4: 0 | 140
0 | 234330-Premium T8 with T12 40 Watt Baseline - Tr1 |  | System | Commercial | 01-ALC-AllCommercial-IntLight | 0 |  |  |  |  | 27.6532 | 13.1897 | 0 | 0 | 0 | 14.4636 | 83.5202 |  | kWh | 0.017351 | 0 | Commercial | [7 empty] | 15 | 0.78 |  |  |  | 0 | 7.2784 | 0 | 0 | 0 | 0 | 0 | 0 | 0 | 0 | 0 | 0 | 2009 Qtr 1: 0; 2009 Qtr 2: 0; 2009 Qtr 3: 0; 2009 Qtr 4: 7.2784; 2010 Qtr 1: 0; 2010 Qtr 2: 0; 2010 Qtr 3: 0; 2010 Qtr 4: 0; 2011 Qtr 1: 0; 2011 Qtr 2: 0; 2011 Qtr 3: 0; 2011 Qtr 4: 0 | 7.2784
0 | 234203-Lighting-2 Ft 2nd Gen T-8 with Elec Ballast-Tr3 |  | System | Commercial | 01-ALC-AllCommercial-IntLight | 0 |  |  |  |  | 23.0819 | 5.7705 | 0 | 0 | 0 | 17.3115 | 27.2416 |  | kWh | 0.010052 | 0 | Commercial | [7 empty] | 15 | 0.78 |  |  |  | 0 | 3.6392 | 0 | 0 | 0 | 0 | 0 | 0 | 0 | 0 | 0 | 0 | 2009 Qtr 1: 0; 2009 Qtr 2: 0; 2009 Qtr 3: 0; 2009 Qtr 4: 3.6392; 2010 Qtr 1: 0; 2010 Qtr 2: 0; 2010 Qtr 3: 0; 2010 Qtr 4: 0; 2011 Qtr 1: 0; 2011 Qtr 2: 0; 2011 Qtr 3: 0; 2011 Qtr 4: 0 | 3.6392
0 | 234332-Premium T8 with T12 40 Watt Baseline - Tr3 |  | System | Commercial | 01-ALC-AllCommercial-IntLight | 0 |  |  |  |  | 13.9591 | 7.1444 | 0 | 0 | 0 | 6.8147 | 44.0947 |  | kWh | 0.016509 | 0 | Commercial | [7 empty] | 15 | 0.78 |  |  |  | 0 | 100.0782 | 0 | 0 | 0 | 0 | 0 | 0 | 0 | 0 | 0 | 0 | 2009 Qtr 1: 0; 2009 Qtr 2: 0; 2009 Qtr 3: 0; 2009 Qtr 4: 100.0782; 2010 Qtr 1: 0; 2010 Qtr 2: 0; 2010 Qtr 3: 0; 2010 Qtr 4: 0; 2011 Qtr 1: 0; 2011 Qtr 2: 0; 2011 Qtr 3: 0; 2011 Qtr 4: 0 | 100.0782
0 | 234305-Lighting-Remove 4 Ft Lamp (De-Lamp) - Tr3 |  | System | Commercial | 01-ALC-AllCommercial-IntLight | 0 |  |  |  |  | 28.1828 | 8.7931 | 0 | 0 | 0 | 19.3897 | 129.7131 |  | kWh | 0.050038 | 0 | Commercial | [7 empty] | 15 | 0.77 |  |  |  | 0 | 96.439 | 0 | 0 | 0 | 0 | 0 | 0 | 0 | 0 | 0 | 0 | 2009 Qtr 1: 0; 2009 Qtr 2: 0; 2009 Qtr 3: 0; 2009 Qtr 4: 96.439; 2010 Qtr 1: 0; 2010 Qtr 2: 0; 2010 Qtr 3: 0; 2010 Qtr 4: 0; 2011 Qtr 1: 0; 2011 Qtr 2: 0; 2011 Qtr 3: 0; 2011 Qtr 4: 0 | 96.439
0 | 234296-Lighting-Occupancy Sensor-Wallbox Lghtng Snsr-Tr3 |  | System | Commercial | 01-ALC-AllCommercial-IntLight | 0 |  |  |  |  | 37.5852 | 21.25 | 0 | 0 | 0 | 16.3352 | 213.759 |  | kWh | 0.17617 | 0 | Commercial | [7 empty] | 8 | 0.84 |  |  |  | 0 | 1 | 0 | 0 | 0 | 0 | 0 | 0 | 0 | 0 | 0 | 0 | 2009 Qtr 1: 0; 2009 Qtr 2: 0; 2009 Qtr 3: 0; 2009 Qtr 4: 1; 2010 Qtr 1: 0; 2010 Qtr 2: 0; 2010 Qtr 3: 0; 2010 Qtr 4: 0; 2011 Qtr 1: 0; 2011 Qtr 2: 0; 2011 Qtr 3: 0; 2011 Qtr 4: 0 | 1
0 | 234049-Lighting-LED Exit Sign New Sign |  | System | Commercial | 25-SCN-Storage–Conditioned-Exit | 0 |  |  |  |  | 64.8921 | 45 | 0 | 0 | 0 | 19.8921 | 351.311 |  | kWh | 0 | 0 | Commercial | [7 empty] | 16 | 0.85 |  |  |  | 0 | 3 | 0 | 0 | 0 | 0 | 0 | 0 | 0 | 0 | 0 | 0 | 2009 Qtr 1: 0; 2009 Qtr 2: 0; 2009 Qtr 3: 0; 2009 Qtr 4: 3; 2010 Qtr 1: 0; 2010 Qtr 2: 0; 2010 Qtr 3: 0; 2010 Qtr 4: 0; 2011 Qtr 1: 0; 2011 Qtr 2: 0; 2011 Qtr 3: 0; 2011 Qtr 4: 0 | 3
0 | 234126-Refrigeration - Efficient Evap Fan Motor Electronically Commutated Motor (ECM) |  | System | Commercial | 09-GRO-Grocery-REFG | 0 |  |  |  |  | 6.7904 | 150 | 0 | 0 | 0 | -143.2096 | 116.369 |  | kWh | 0.015845 | -0.11528 | Commercial |  | Annual | [5 empty] | 15 | 0.7 |  |  |  | 0 | 30 | 0 | 0 | 0 | 0 | 0 | 0 | 0 | 0 | 0 | 0 | 2009 Qtr 1: 0; 2009 Qtr 2: 0; 2009 Qtr 3: 0; 2009 Qtr 4: 30; 2010 Qtr 1: 0; 2010 Qtr 2: 0; 2010 Qtr 3: 0; 2010 Qtr 4: 0; 2011 Qtr 1: 0; 2011 Qtr 2: 0; 2011 Qtr 3: 0; 2011 Qtr 4: 0 | 30
0 | 234126-Refrigeration - Efficient Evap Fan Motor Electronically Commutated Motor (ECM) |  | System | Commercial | 09-GRO-Grocery-REFG | 0 |  |  |  |  | 6.7904 | 150 | 0 | 0 | 0 | -143.2096 | 116.369 |  | kWh | 0.015845 | -0.11528 | Commercial |  | Annual | [5 empty] | 15 | 0.7 |  |  |  | 0 | 2 | 0 | 0 | 0 | 0 | 0 | 0 | 0 | 0 | 0 | 0 | 2009 Qtr 1: 0; 2009 Qtr 2: 0; 2009 Qtr 3: 0; 2009 Qtr 4: 2; 2010 Qtr 1: 0; 2010 Qtr 2: 0; 2010 Qtr 3: 0; 2010 Qtr 4: 0; 2011 Qtr 1: 0; 2011 Qtr 2: 0; 2011 Qtr 3: 0; 2011 Qtr 4: 0 | 2
0 | 234084-Refrigeration -Cooler/Freezer Door Gaskets - Solid Doors: Cooler |  | System | Commercial | 09-GRO-Grocery-REFG | 0 |  |  |  |  | 2.2498 | 4 | 0 | 0 | 0 | -1.7502 | 104.55 |  | kWh | 0.01195 | 0 | Commercial | [7 empty] | 4 | 0.76 |  |  |  | 0 | 117 | 0 | 0 | 0 | 0 | 0 | 0 | 0 | 0 | 0 | 0 | 2009 Qtr 1: 0; 2009 Qtr 2: 0; 2009 Qtr 3: 117; 2009 Qtr 4: 0; 2010 Qtr 1: 0; 2010 Qtr 2: 0; 2010 Qtr 3: 0; 2010 Qtr 4: 0; 2011 Qtr 1: 0; 2011 Qtr 2: 0; 2011 Qtr 3: 0; 2011 Qtr 4: 0 | 117
0 | 234312-Lighting-Screw in 14-26 Watt Lamp - Tr1 |  | System | Commercial | [6 empty] | 9.3196 | 10.3931 | 0 | 0 | 0 | -1.0734 | 194.1729 |  | 0 | 0.038993 | -2.6224 | Commercial |  | Annual | [5 empty] | 2.47 | 0.81 |  |  |  | 0 | 7.4088 | 0 | 0 | 0 | 0 | 0 | 0 | 0 | 0 | 0 | 0 | 2009 Qtr 1: 0; 2009 Qtr 2: 0; 2009 Qtr 3: 7.4088; 2009 Qtr 4: 0; 2010 Qtr 1: 0; 2010 Qtr 2: 0; 2010 Qtr 3: 0; 2010 Qtr 4: 0; 2011 Qtr 1: 0; 2011 Qtr 2: 0; 2011 Qtr 3: 0; 2011 Qtr 4: 0 | 7.4088
0 | 234330-Premium T8 with T12 40 Watt Baseline - Tr1 |  | System | Commercial | 01-ALC-AllCommercial-IntLight | 0 |  |  |  |  | 27.6532 | 13.1897 | 0 | 0 | 0 | 14.4636 | 83.5202 |  | kWh | 0.017351 | 0 | Commercial | [7 empty] | 15 | 0.78 |  |  |  | 0 | 52.7685 | 0 | 0 | 0 | 0 | 0 | 0 | 0 | 0 | 0 | 0 | 2009 Qtr 1: 0; 2009 Qtr 2: 0; 2009 Qtr 3: 52.7685; 2009 Qtr 4: 0; 2010 Qtr 1: 0; 2010 Qtr 2: 0; 2010 Qtr 3: 0; 2010 Qtr 4: 0; 2011 Qtr 1: 0; 2011 Qtr 2: 0; 2011 Qtr 3: 0; 2011 Qtr 4: 0 | 52.7685
0 | 234303-Lighting-Remove 4 Ft Lamp (De-Lamp) - Tr1 |  | System | Commercial | [6 empty] | 12.3596 | 16.4871 | 0 | 0 | 0 | -4.1275 | 137.2559 |  | 0 | 0.026384 | -2.5676 | Commercial |  | Winter Only | [5 empty] | 15 | 0.77 |  |  |  | 0 | 52.7685 | 0 | 0 | 0 | 0 | 0 | 0 | 0 | 0 | 0 | 0 | 2009 Qtr 1: 0; 2009 Qtr 2: 0; 2009 Qtr 3: 52.7685; 2009 Qtr 4: 0; 2010 Qtr 1: 0; 2010 Qtr 2: 0; 2010 Qtr 3: 0; 2010 Qtr 4: 0; 2011 Qtr 1: 0; 2011 Qtr 2: 0; 2011 Qtr 3: 0; 2011 Qtr 4: 0 | 52.7685
0 | 234291-Lighting-Ocpncy Snsr-Wll/Cl Mntd Lght Snsr>=500Tr1 |  | System | Commercial | 01-ALC-AllCommercial-IntLight | 0 |  |  |  |  | 221.37 | 75 | 0 | 0 | 0 | 146.37 | 626 |  | kWh | 0.145 | 0 | Commercial | [7 empty] | 8 | 0.84 |  |  |  | 0 | 2 | 0 | 0 | 0 | 0 | 0 | 0 | 0 | 0 | 0 | 0 | 2009 Qtr 1: 0; 2009 Qtr 2: 0; 2009 Qtr 3: 2; 2009 Qtr 4: 0; 2010 Qtr 1: 0; 2010 Qtr 2: 0; 2010 Qtr 3: 0; 2010 Qtr 4: 0; 2011 Qtr 1: 0; 2011 Qtr 2: 0; 2011 Qtr 3: 0; 2011 Qtr 4: 0 | 2
0 | 234049-Lighting-LED Exit Sign New Sign |  | System | Commercial | 25-SCN-Storage–Conditioned-Exit | 0 |  |  |  |  | 64.8921 | 45 | 0 | 0 | 0 | 19.8921 | 351.311 |  | kWh | 0 | 0 | Commercial | [7 empty] | 16 | 0.85 |  |  |  | 0 | 6 | 0 | 0 | 0 | 0 | 0 | 0 | 0 | 0 | 0 | 0 | 2009 Qtr 1: 0; 2009 Qtr 2: 0; 2009 Qtr 3: 6; 2009 Qtr 4: 0; 2010 Qtr 1: 0; 2010 Qtr 2: 0; 2010 Qtr 3: 0; 2010 Qtr 4: 0; 2011 Qtr 1: 0; 2011 Qtr 2: 0; 2011 Qtr 3: 0; 2011 Qtr 4: 0 | 6
0 | 234292-Lighting-Ocpncy Snsr-Wll/Cl Mntd Lght Snsr>=500Tr2 |  | System | Commercial | 01-ALC-AllCommercial-IntLight | 0 |  |  |  |  | 141 | 64.5 | 0 | 0 | 0 | 76.5 | 1041.1 |  | kWh | 0 | 0 | Commercial | [7 empty] | 8 | 0.84 |  |  |  | 0 | 54 | 0 | 0 | 0 | 0 | 0 | 0 | 0 | 0 | 0 | 0 | 2009 Qtr 1: 0; 2009 Qtr 2: 0; 2009 Qtr 3: 54; 2009 Qtr 4: 0; 2010 Qtr 1: 0; 2010 Qtr 2: 0; 2010 Qtr 3: 0; 2010 Qtr 4: 0; 2011 Qtr 1: 0; 2011 Qtr 2: 0; 2011 Qtr 3: 0; 2011 Qtr 4: 0 | 54
0 | 234312-Lighting-Screw in 14-26 Watt Lamp - Tr1 |  | System | Commercial | [6 empty] | 9.3196 | 10.3931 | 0 | 0 | 0 | -1.0734 | 194.1729 |  | 0 | 0.038993 | -2.6224 | Commercial |  | Annual | [5 empty] | 2.47 | 0.81 |  |  |  | 0 | 72.0672 | 0 | 0 | 0 | 0 | 0 | 0 | 0 | 0 | 0 | 0 | 2009 Qtr 1: 0; 2009 Qtr 2: 0; 2009 Qtr 3: 72.0672; 2009 Qtr 4: 0; 2010 Qtr 1: 0; 2010 Qtr 2: 0; 2010 Qtr 3: 0; 2010 Qtr 4: 0; 2011 Qtr 1: 0; 2011 Qtr 2: 0; 2011 Qtr 3: 0; 2011 Qtr 4: 0 | 72.0672
0 | 234330-Premium T8 with T12 40 Watt Baseline - Tr1 |  | System | Commercial | 01-ALC-AllCommercial-IntLight | 0 |  |  |  |  | 27.6532 | 13.1897 | 0 | 0 | 0 | 14.4636 | 83.5202 |  | kWh | 0.017351 | 0 | Commercial | [7 empty] | 15 | 0.78 |  |  |  | 0 | 109.1763 | 0 | 0 | 0 | 0 | 0 | 0 | 0 | 0 | 0 | 0 | 2009 Qtr 1: 0; 2009 Qtr 2: 0; 2009 Qtr 3: 109.1763; 2009 Qtr 4: 0; 2010 Qtr 1: 0; 2010 Qtr 2: 0; 2010 Qtr 3: 0; 2010 Qtr 4: 0; 2011 Qtr 1: 0; 2011 Qtr 2: 0; 2011 Qtr 3: 0; 2011 Qtr 4: 0 | 109.1763
0 | 234303-Lighting-Remove 4 Ft Lamp (De-Lamp) - Tr1 |  | System | Commercial | [6 empty] | 12.3596 | 16.4871 | 0 | 0 | 0 | -4.1275 | 137.2559 |  | 0 | 0.026384 | -2.5676 | Commercial |  | Winter Only | [5 empty] | 15 | 0.77 |  |  |  | 0 | 43.6705 | 0 | 0 | 0 | 0 | 0 | 0 | 0 | 0 | 0 | 0 | 2009 Qtr 1: 0; 2009 Qtr 2: 0; 2009 Qtr 3: 43.6705; 2009 Qtr 4: 0; 2010 Qtr 1: 0; 2010 Qtr 2: 0; 2010 Qtr 3: 0; 2010 Qtr 4: 0; 2011 Qtr 1: 0; 2011 Qtr 2: 0; 2011 Qtr 3: 0; 2011 Qtr 4: 0 | 43.6705
0 | 234306-Lighting-Remove 8 Ft Lamp (De-Lamp) - Tr1 |  | System | Commercial | 23-RTL-Retail–SingleStorylarge-LIT_INT | 0 |  |  |  |  | 28.4369 | 27.4785 | 0 | 0 | 0 | 0.95836 | 366.7521 |  | kWh | 0.077777 | 0 | Commercial | [7 empty] | 15 | 0.77 |  |  |  | 0 | 32.7529 | 0 | 0 | 0 | 0 | 0 | 0 | 0 | 0 | 0 | 0 | 2009 Qtr 1: 0; 2009 Qtr 2: 0; 2009 Qtr 3: 32.7529; 2009 Qtr 4: 0; 2010 Qtr 1: 0; 2010 Qtr 2: 0; 2010 Qtr 3: 0; 2010 Qtr 4: 0; 2011 Qtr 1: 0; 2011 Qtr 2: 0; 2011 Qtr 3: 0; 2011 Qtr 4: 0 | 32.7529
0 | 234291-Lighting-Ocpncy Snsr-Wll/Cl Mntd Lght Snsr>=500Tr1 |  | System | Commercial | 01-ALC-AllCommercial-IntLight | 0 |  |  |  |  | 221.37 | 75 | 0 | 0 | 0 | 146.37 | 626 |  | kWh | 0.145 | 0 | Commercial | [7 empty] | 8 | 0.84 |  |  |  | 0 | 35 | 0 | 0 | 0 | 0 | 0 | 0 | 0 | 0 | 0 | 0 | 2009 Qtr 1: 0; 2009 Qtr 2: 0; 2009 Qtr 3: 35; 2009 Qtr 4: 0; 2010 Qtr 1: 0; 2010 Qtr 2: 0; 2010 Qtr 3: 0; 2010 Qtr 4: 0; 2011 Qtr 1: 0; 2011 Qtr 2: 0; 2011 Qtr 3: 0; 2011 Qtr 4: 0 | 35
0 | 234126-Refrigeration - Efficient Evap Fan Motor Electronically Commutated Motor (ECM) |  | System | Commercial | 09-GRO-Grocery-REFG | 0 |  |  |  |  | 6.7904 | 150 | 0 | 0 | 0 | -143.2096 | 116.369 |  | kWh | 0.015845 | -0.11528 | Commercial |  | Annual | [5 empty] | 15 | 0.7 |  |  |  | 0 | 60 | 0 | 0 | 0 | 0 | 0 | 0 | 0 | 0 | 0 | 0 | 2009 Qtr 1: 0; 2009 Qtr 2: 0; 2009 Qtr 3: 0; 2009 Qtr 4: 60; 2010 Qtr 1: 0; 2010 Qtr 2: 0; 2010 Qtr 3: 0; 2010 Qtr 4: 0; 2011 Qtr 1: 0; 2011 Qtr 2: 0; 2011 Qtr 3: 0; 2011 Qtr 4: 0 | 60
0 | 234084-Refrigeration -Cooler/Freezer Door Gaskets - Solid Doors: Cooler |  | System | Commercial | 09-GRO-Grocery-REFG | 0 |  |  |  |  | 2.2498 | 4 | 0 | 0 | 0 | -1.7502 | 104.55 |  | kWh | 0.01195 | 0 | Commercial | [7 empty] | 4 | 0.76 |  |  |  | 0 | 16 | 0 | 0 | 0 | 0 | 0 | 0 | 0 | 0 | 0 | 0 | 2009 Qtr 1: 0; 2009 Qtr 2: 0; 2009 Qtr 3: 0; 2009 Qtr 4: 16; 2010 Qtr 1: 0; 2010 Qtr 2: 0; 2010 Qtr 3: 0; 2010 Qtr 4: 0; 2011 Qtr 1: 0; 2011 Qtr 2: 0; 2011 Qtr 3: 0; 2011 Qtr 4: 0 | 16
0 | 234083-Refrigeration -Cooler/Freezer Door Gaskets - Glass Doors |  | System | Commercial | 09-GRO-Grocery-REFG | 0 |  |  |  |  | 2.25 | 4 | 0 | 0 | 0 | -1.75 | 104.55 |  | kWh | 0.01195 | 0 | Commercial | [7 empty] | 4 | 0.76 |  |  |  | 0 | 410 | 0 | 0 | 0 | 0 | 0 | 0 | 0 | 0 | 0 | 0 | 2009 Qtr 1: 0; 2009 Qtr 2: 0; 2009 Qtr 3: 0; 2009 Qtr 4: 410; 2010 Qtr 1: 0; 2010 Qtr 2: 0; 2010 Qtr 3: 0; 2010 Qtr 4: 0; 2011 Qtr 1: 0; 2011 Qtr 2: 0; 2011 Qtr 3: 0; 2011 Qtr 4: 0 | 410
0 | 234330-Premium T8 with T12 40 Watt Baseline - Tr1 |  | System | Commercial | 01-ALC-AllCommercial-IntLight | 0 |  |  |  |  | 27.6532 | 13.1897 | 0 | 0 | 0 | 14.4636 | 83.5202 |  | kWh | 0.017351 | 0 | Commercial | [7 empty] | 15 | 0.78 |  |  |  | 0 | 61.8665 | 0 | 0 | 0 | 0 | 0 | 0 | 0 | 0 | 0 | 0 | 2009 Qtr 1: 0; 2009 Qtr 2: 0; 2009 Qtr 3: 61.8665; 2009 Qtr 4: 0; 2010 Qtr 1: 0; 2010 Qtr 2: 0; 2010 Qtr 3: 0; 2010 Qtr 4: 0; 2011 Qtr 1: 0; 2011 Qtr 2: 0; 2011 Qtr 3: 0; 2011 Qtr 4: 0 | 61.8665
0 | 234303-Lighting-Remove 4 Ft Lamp (De-Lamp) - Tr1 |  | System | Commercial | [6 empty] | 12.3596 | 16.4871 | 0 | 0 | 0 | -4.1275 | 137.2559 |  | 0 | 0.026384 | -2.5676 | Commercial |  | Winter Only | [5 empty] | 15 | 0.77 |  |  |  | 0 | 14.5568 | 0 | 0 | 0 | 0 | 0 | 0 | 0 | 0 | 0 | 0 | 2009 Qtr 1: 0; 2009 Qtr 2: 0; 2009 Qtr 3: 14.5568; 2009 Qtr 4: 0; 2010 Qtr 1: 0; 2010 Qtr 2: 0; 2010 Qtr 3: 0; 2010 Qtr 4: 0; 2011 Qtr 1: 0; 2011 Qtr 2: 0; 2011 Qtr 3: 0; 2011 Qtr 4: 0 | 14.5568
0 | 234312-Lighting-Screw in 14-26 Watt Lamp - Tr1 |  | System | Commercial | [6 empty] | 9.3196 | 10.3931 | 0 | 0 | 0 | -1.0734 | 194.1729 |  | 0 | 0.038993 | -2.6224 | Commercial |  | Annual | [5 empty] | 2.47 | 0.81 |  |  |  | 0 | 8.0823 | 0 | 0 | 0 | 0 | 0 | 0 | 0 | 0 | 0 | 0 | 2009 Qtr 1: 0; 2009 Qtr 2: 0; 2009 Qtr 3: 8.0823; 2009 Qtr 4: 0; 2010 Qtr 1: 0; 2010 Qtr 2: 0; 2010 Qtr 3: 0; 2010 Qtr 4: 0; 2011 Qtr 1: 0; 2011 Qtr 2: 0; 2011 Qtr 3: 0; 2011 Qtr 4: 0 | 8.0823
0 | 234330-Premium T8 with T12 40 Watt Baseline - Tr1 |  | System | Commercial | 01-ALC-AllCommercial-IntLight | 0 |  |  |  |  | 27.6532 | 13.1897 | 0 | 0 | 0 | 14.4636 | 83.5202 |  | kWh | 0.017351 | 0 | Commercial | [7 empty] | 15 | 0.78 |  |  |  | 0 | 89.1606 | 0 | 0 | 0 | 0 | 0 | 0 | 0 | 0 | 0 | 0 | 2009 Qtr 1: 0; 2009 Qtr 2: 0; 2009 Qtr 3: 89.1606; 2009 Qtr 4: 0; 2010 Qtr 1: 0; 2010 Qtr 2: 0; 2010 Qtr 3: 0; 2010 Qtr 4: 0; 2011 Qtr 1: 0; 2011 Qtr 2: 0; 2011 Qtr 3: 0; 2011 Qtr 4: 0 | 89.1606
0 | 234303-Lighting-Remove 4 Ft Lamp (De-Lamp) - Tr1 |  | System | Commercial | [6 empty] | 12.3596 | 16.4871 | 0 | 0 | 0 | -4.1275 | 137.2559 |  | 0 | 0.026384 | -2.5676 | Commercial |  | Winter Only | [5 empty] | 15 | 0.77 |  |  |  | 0 | 70.9646 | 0 | 0 | 0 | 0 | 0 | 0 | 0 | 0 | 0 | 0 | 2009 Qtr 1: 0; 2009 Qtr 2: 0; 2009 Qtr 3: 70.9646; 2009 Qtr 4: 0; 2010 Qtr 1: 0; 2010 Qtr 2: 0; 2010 Qtr 3: 0; 2010 Qtr 4: 0; 2011 Qtr 1: 0; 2011 Qtr 2: 0; 2011 Qtr 3: 0; 2011 Qtr 4: 0 | 70.9646
0 | 234306-Lighting-Remove 8 Ft Lamp (De-Lamp) - Tr1 |  | System | Commercial | 23-RTL-Retail–SingleStorylarge-LIT_INT | 0 |  |  |  |  | 28.4369 | 27.4785 | 0 | 0 | 0 | 0.95836 | 366.7521 |  | kWh | 0.077777 | 0 | Commercial | [7 empty] | 15 | 0.77 |  |  |  | 0 | 18.196 | 0 | 0 | 0 | 0 | 0 | 0 | 0 | 0 | 0 | 0 | 2009 Qtr 1: 0; 2009 Qtr 2: 0; 2009 Qtr 3: 18.196; 2009 Qtr 4: 0; 2010 Qtr 1: 0; 2010 Qtr 2: 0; 2010 Qtr 3: 0; 2010 Qtr 4: 0; 2011 Qtr 1: 0; 2011 Qtr 2: 0; 2011 Qtr 3: 0; 2011 Qtr 4: 0 | 18.196
0 | 234291-Lighting-Ocpncy Snsr-Wll/Cl Mntd Lght Snsr>=500Tr1 |  | System | Commercial | 01-ALC-AllCommercial-IntLight | 0 |  |  |  |  | 221.37 | 75 | 0 | 0 | 0 | 146.37 | 626 |  | kWh | 0.145 | 0 | Commercial | [7 empty] | 8 | 0.84 |  |  |  | 0 | 39 | 0 | 0 | 0 | 0 | 0 | 0 | 0 | 0 | 0 | 0 | 2009 Qtr 1: 0; 2009 Qtr 2: 0; 2009 Qtr 3: 39; 2009 Qtr 4: 0; 2010 Qtr 1: 0; 2010 Qtr 2: 0; 2010 Qtr 3: 0; 2010 Qtr 4: 0; 2011 Qtr 1: 0; 2011 Qtr 2: 0; 2011 Qtr 3: 0; 2011 Qtr 4: 0 | 39
0 | 234330-Premium T8 with T12 40 Watt Baseline - Tr1 |  | System | Commercial | 01-ALC-AllCommercial-IntLight | 0 |  |  |  |  | 27.6532 | 13.1897 | 0 | 0 | 0 | 14.4636 | 83.5202 |  | kWh | 0.017351 | 0 | Commercial | [7 empty] | 15 | 0.78 |  |  |  | 0 | 98.2586 | 0 | 0 | 0 | 0 | 0 | 0 | 0 | 0 | 0 | 0 | 2009 Qtr 1: 0; 2009 Qtr 2: 0; 2009 Qtr 3: 98.2586; 2009 Qtr 4: 0; 2010 Qtr 1: 0; 2010 Qtr 2: 0; 2010 Qtr 3: 0; 2010 Qtr 4: 0; 2011 Qtr 1: 0; 2011 Qtr 2: 0; 2011 Qtr 3: 0; 2011 Qtr 4: 0 | 98.2586
0 | 234285-Lighting-Occpncy Snsr-Hi-Bay integrated Snsr-Tr1 |  | System | Commercial | 01-ALC-AllCommercial-IntLight | 0 |  |  |  |  | 221.2703 | 95.5 | 0 | 0 | 0 | 125.7703 | 2503.6304 |  | kWh | 0.48559 | 0 | Commercial | [7 empty] | 8 | 0.84 |  |  |  | 0 | 22 | 0 | 0 | 0 | 0 | 0 | 0 | 0 | 0 | 0 | 0 | 2009 Qtr 1: 0; 2009 Qtr 2: 0; 2009 Qtr 3: 22; 2009 Qtr 4: 0; 2010 Qtr 1: 0; 2010 Qtr 2: 0; 2010 Qtr 3: 0; 2010 Qtr 4: 0; 2011 Qtr 1: 0; 2011 Qtr 2: 0; 2011 Qtr 3: 0; 2011 Qtr 4: 0 | 22
0 | 234201-Lighting-2 Ft 2nd Gen T-8 with Elec Ballast-Tr1 |  | System | Commercial | 01-ALC-AllCommercial-IntLight | 0 |  |  |  |  | 23.0819 | 10.9914 | 0 | 0 | 0 | 12.0905 | 56.0027 |  | kWh | 0.010616 | 0 | Commercial | [7 empty] | 15 | 0.78 |  |  |  | 0 | 2.7294 | 0 | 0 | 0 | 0 | 0 | 0 | 0 | 0 | 0 | 0 | 2009 Qtr 1: 0; 2009 Qtr 2: 0; 2009 Qtr 3: 2.7294; 2009 Qtr 4: 0; 2010 Qtr 1: 0; 2010 Qtr 2: 0; 2010 Qtr 3: 0; 2010 Qtr 4: 0; 2011 Qtr 1: 0; 2011 Qtr 2: 0; 2011 Qtr 3: 0; 2011 Qtr 4: 0 | 2.7294
0 | 234330-Premium T8 with T12 40 Watt Baseline - Tr1 |  | System | Commercial | 01-ALC-AllCommercial-IntLight | 0 |  |  |  |  | 27.6532 | 13.1897 | 0 | 0 | 0 | 14.4636 | 83.5202 |  | kWh | 0.017351 | 0 | Commercial | [7 empty] | 15 | 0.78 |  |  |  | 0 | 58.2273 | 0 | 0 | 0 | 0 | 0 | 0 | 0 | 0 | 0 | 0 | 2009 Qtr 1: 0; 2009 Qtr 2: 0; 2009 Qtr 3: 58.2273; 2009 Qtr 4: 0; 2010 Qtr 1: 0; 2010 Qtr 2: 0; 2010 Qtr 3: 0; 2010 Qtr 4: 0; 2011 Qtr 1: 0; 2011 Qtr 2: 0; 2011 Qtr 3: 0; 2011 Qtr 4: 0 | 58.2273
0 | 234303-Lighting-Remove 4 Ft Lamp (De-Lamp) - Tr1 |  | System | Commercial | [6 empty] | 12.3596 | 16.4871 | 0 | 0 | 0 | -4.1275 | 137.2559 |  | 0 | 0.026384 | -2.5676 | Commercial |  | Winter Only | [5 empty] | 15 | 0.77 |  |  |  | 0 | 18.196 | 0 | 0 | 0 | 0 | 0 | 0 | 0 | 0 | 0 | 0 | 2009 Qtr 1: 0; 2009 Qtr 2: 0; 2009 Qtr 3: 18.196; 2009 Qtr 4: 0; 2010 Qtr 1: 0; 2010 Qtr 2: 0; 2010 Qtr 3: 0; 2010 Qtr 4: 0; 2011 Qtr 1: 0; 2011 Qtr 2: 0; 2011 Qtr 3: 0; 2011 Qtr 4: 0 | 18.196
0 | 234360-Lighting-IntrHiByLnrFlscntFxtr244wrplc400w(TrI)Tr1 |  | System | Commercial | [6 empty] | 282.4319 | 153.8404 | 0 | 0 | 0 | 128.5914 | 0 |  | 0 | 0.224 | -7.1132 | Commercial |  | Winter Only | [5 empty] | 15 | 0.78 |  |  |  | 0 | 1.9501 | 0 | 0 | 0 | 0 | 0 | 0 | 0 | 0 | 0 | 0 | 2009 Qtr 1: 0; 2009 Qtr 2: 0; 2009 Qtr 3: 1.9501; 2009 Qtr 4: 0; 2010 Qtr 1: 0; 2010 Qtr 2: 0; 2010 Qtr 3: 0; 2010 Qtr 4: 0; 2011 Qtr 1: 0; 2011 Qtr 2: 0; 2011 Qtr 3: 0; 2011 Qtr 4: 0 | 1.9501
0 | 234049-Lighting-LED Exit Sign New Sign |  | System | Commercial | 25-SCN-Storage–Conditioned-Exit | 0 |  |  |  |  | 64.8921 | 45 | 0 | 0 | 0 | 19.8921 | 351.311 |  | kWh | 0 | 0 | Commercial | [7 empty] | 16 | 0.85 |  |  |  | 0 | 2 | 0 | 0 | 0 | 0 | 0 | 0 | 0 | 0 | 0 | 0 | 2009 Qtr 1: 0; 2009 Qtr 2: 0; 2009 Qtr 3: 2; 2009 Qtr 4: 0; 2010 Qtr 1: 0; 2010 Qtr 2: 0; 2010 Qtr 3: 0; 2010 Qtr 4: 0; 2011 Qtr 1: 0; 2011 Qtr 2: 0; 2011 Qtr 3: 0; 2011 Qtr 4: 0 | 2
0 | 234285-Lighting-Occpncy Snsr-Hi-Bay integrated Snsr-Tr1 |  | System | Commercial | 01-ALC-AllCommercial-IntLight | 0 |  |  |  |  | 221.2703 | 95.5 | 0 | 0 | 0 | 125.7703 | 2503.6304 |  | kWh | 0.48559 | 0 | Commercial | [7 empty] | 8 | 0.84 |  |  |  | 0 | 2 | 0 | 0 | 0 | 0 | 0 | 0 | 0 | 0 | 0 | 0 | 2009 Qtr 1: 0; 2009 Qtr 2: 0; 2009 Qtr 3: 2; 2009 Qtr 4: 0; 2010 Qtr 1: 0; 2010 Qtr 2: 0; 2010 Qtr 3: 0; 2010 Qtr 4: 0; 2011 Qtr 1: 0; 2011 Qtr 2: 0; 2011 Qtr 3: 0; 2011 Qtr 4: 0 | 2
0 | 234331-Premium T8 with T12 40 Watt Baseline - Tr2 |  | System | Commercial | 01-ALC-AllCommercial-IntLight | 0 |  |  |  |  | 27.653 | 9.8923 | 0 | 0 | 0 | 17.7607 | 58.062 |  | kWh | 0.017133 | 0 | Commercial | [7 empty] | 15 | 0.78 |  |  |  | 0 | 83.7018 | 0 | 0 | 0 | 0 | 0 | 0 | 0 | 0 | 0 | 0 | 2009 Qtr 1: 0; 2009 Qtr 2: 0; 2009 Qtr 3: 83.7018; 2009 Qtr 4: 0; 2010 Qtr 1: 0; 2010 Qtr 2: 0; 2010 Qtr 3: 0; 2010 Qtr 4: 0; 2011 Qtr 1: 0; 2011 Qtr 2: 0; 2011 Qtr 3: 0; 2011 Qtr 4: 0 | 83.7018
0 | 234304-Lighting-Remove 4 Ft Lamp (De-Lamp) - Tr2 |  | System | Commercial | [6 empty] | 12.3587 | 12.3653 | 0 | 0 | 0 | -0.0066231 | 137.2559 |  | 0 | 0.026384 | -2.5676 | Commercial | [7 empty] | 15 | 0.77 |  |  |  | 0 | 20.0156 | 0 | 0 | 0 | 0 | 0 | 0 | 0 | 0 | 0 | 0 | 2009 Qtr 1: 0; 2009 Qtr 2: 0; 2009 Qtr 3: 20.0156; 2009 Qtr 4: 0; 2010 Qtr 1: 0; 2010 Qtr 2: 0; 2010 Qtr 3: 0; 2010 Qtr 4: 0; 2011 Qtr 1: 0; 2011 Qtr 2: 0; 2011 Qtr 3: 0; 2011 Qtr 4: 0 | 20.0156
0 | 234361-Lighting-IntrHiByLnrFlscntFxtr244wrplc400w(TrI)Tr2 |  | System | Commercial | 01-ALC-AllCommercial-IntLight | 0 |  |  |  |  | 327.8836 | 115.3803 | 0 | 0 | 0 | 212.5033 | 698.8643 |  | kWh | 0.2203 | 0 | Commercial | [7 empty] | 15 | 0.78 |  |  |  | 0 | 3.9001 | 0 | 0 | 0 | 0 | 0 | 0 | 0 | 0 | 0 | 0 | 2009 Qtr 1: 0; 2009 Qtr 2: 0; 2009 Qtr 3: 3.9001; 2009 Qtr 4: 0; 2010 Qtr 1: 0; 2010 Qtr 2: 0; 2010 Qtr 3: 0; 2010 Qtr 4: 0; 2011 Qtr 1: 0; 2011 Qtr 2: 0; 2011 Qtr 3: 0; 2011 Qtr 4: 0 | 3.9001
0 | 234286-Lighting-Occpncy Snsr-Hi-Bay integrated Snsr-Tr2 |  | System | Commercial | 01-ALC-AllCommercial-IntLight | 0 |  |  |  |  | 221.37 | 95.5 | 0 | 0 | 0 | 125.87 | 1499.5759 |  | kWh | 0.47213 | 0 | Commercial | [7 empty] | 8 | 0.84 |  |  |  | 0 | 4 | 0 | 0 | 0 | 0 | 0 | 0 | 0 | 0 | 0 | 0 | 2009 Qtr 1: 0; 2009 Qtr 2: 0; 2009 Qtr 3: 4; 2009 Qtr 4: 0; 2010 Qtr 1: 0; 2010 Qtr 2: 0; 2010 Qtr 3: 0; 2010 Qtr 4: 0; 2011 Qtr 1: 0; 2011 Qtr 2: 0; 2011 Qtr 3: 0; 2011 Qtr 4: 0 | 4
0 | 234049-Lighting-LED Exit Sign New Sign |  | System | Commercial | 25-SCN-Storage–Conditioned-Exit | 0 |  |  |  |  | 64.8921 | 45 | 0 | 0 | 0 | 19.8921 | 351.311 |  | kWh | 0 | 0 | Commercial | [7 empty] | 16 | 0.85 |  |  |  | 0 | 4 | 0 | 0 | 0 | 0 | 0 | 0 | 0 | 0 | 0 | 0 | 2009 Qtr 1: 0; 2009 Qtr 2: 0; 2009 Qtr 3: 4; 2009 Qtr 4: 0; 2010 Qtr 1: 0; 2010 Qtr 2: 0; 2010 Qtr 3: 0; 2010 Qtr 4: 0; 2011 Qtr 1: 0; 2011 Qtr 2: 0; 2011 Qtr 3: 0; 2011 Qtr 4: 0 | 4
0 | 234083-Refrigeration -Cooler/Freezer Door Gaskets - Glass Doors |  | System | Commercial | 09-GRO-Grocery-REFG | 0 |  |  |  |  | 2.25 | 4 | 0 | 0 | 0 | -1.75 | 104.55 |  | kWh | 0.01195 | 0 | Commercial | [7 empty] | 4 | 0.76 |  |  |  | 0 | 355 | 0 | 0 | 0 | 0 | 0 | 0 | 0 | 0 | 0 | 0 | 2009 Qtr 1: 0; 2009 Qtr 2: 0; 2009 Qtr 3: 0; 2009 Qtr 4: 355; 2010 Qtr 1: 0; 2010 Qtr 2: 0; 2010 Qtr 3: 0; 2010 Qtr 4: 0; 2011 Qtr 1: 0; 2011 Qtr 2: 0; 2011 Qtr 3: 0; 2011 Qtr 4: 0 | 355
0 | 234172-Food Service - Convection Oven-Gas |  | System | Commercial | [6 empty] | 3144 | 500 | 0 | 0 | 0 | 2644 | 0 |  | 0 | 0 | 323 | Commercial |  | Annual | [5 empty] | 12 | 0.7 |  |  |  | 0 | 1 | 0 | 0 | 0 | 0 | 0 | 0 | 0 | 0 | 0 | 0 | 2009 Qtr 1: 0; 2009 Qtr 2: 0; 2009 Qtr 3: 0; 2009 Qtr 4: 1; 2010 Qtr 1: 0; 2010 Qtr 2: 0; 2010 Qtr 3: 0; 2010 Qtr 4: 0; 2011 Qtr 1: 0; 2011 Qtr 2: 0; 2011 Qtr 3: 0; 2011 Qtr 4: 0 | 1
0 | 234049-Lighting-LED Exit Sign New Sign |  | System | Commercial | 25-SCN-Storage–Conditioned-Exit | 0 |  |  |  |  | 64.8921 | 45 | 0 | 0 | 0 | 19.8921 | 351.311 |  | kWh | 0 | 0 | Commercial | [7 empty] | 16 | 0.85 |  |  |  | 0 | 1 | 0 | 0 | 0 | 0 | 0 | 0 | 0 | 0 | 0 | 0 | 2009 Qtr 1: 0; 2009 Qtr 2: 0; 2009 Qtr 3: 1; 2009 Qtr 4: 0; 2010 Qtr 1: 0; 2010 Qtr 2: 0; 2010 Qtr 3: 0; 2010 Qtr 4: 0; 2011 Qtr 1: 0; 2011 Qtr 2: 0; 2011 Qtr 3: 0; 2011 Qtr 4: 0 | 1
0 | 234286-Lighting-Occpncy Snsr-Hi-Bay integrated Snsr-Tr2 |  | System | Commercial | 01-ALC-AllCommercial-IntLight | 0 |  |  |  |  | 221.37 | 95.5 | 0 | 0 | 0 | 125.87 | 1499.5759 |  | kWh | 0.47213 | 0 | Commercial | [7 empty] | 8 | 0.84 |  |  |  | 0 | 4 | 0 | 0 | 0 | 0 | 0 | 0 | 0 | 0 | 0 | 0 | 2009 Qtr 1: 0; 2009 Qtr 2: 0; 2009 Qtr 3: 4; 2009 Qtr 4: 0; 2010 Qtr 1: 0; 2010 Qtr 2: 0; 2010 Qtr 3: 0; 2010 Qtr 4: 0; 2011 Qtr 1: 0; 2011 Qtr 2: 0; 2011 Qtr 3: 0; 2011 Qtr 4: 0 | 4
0 | 234285-Lighting-Occpncy Snsr-Hi-Bay integrated Snsr-Tr1 |  | System | Commercial | 01-ALC-AllCommercial-IntLight | 0 |  |  |  |  | 221.2703 | 95.5 | 0 | 0 | 0 | 125.7703 | 2503.6304 |  | kWh | 0.48559 | 0 | Commercial | [7 empty] | 8 | 0.84 |  |  |  | 0 | 19 | 0 | 0 | 0 | 0 | 0 | 0 | 0 | 0 | 0 | 0 | 2009 Qtr 1: 0; 2009 Qtr 2: 0; 2009 Qtr 3: 19; 2009 Qtr 4: 0; 2010 Qtr 1: 0; 2010 Qtr 2: 0; 2010 Qtr 3: 0; 2010 Qtr 4: 0; 2011 Qtr 1: 0; 2011 Qtr 2: 0; 2011 Qtr 3: 0; 2011 Qtr 4: 0 | 19
0 | 234330-Premium T8 with T12 40 Watt Baseline - Tr1 |  | System | Commercial | 01-ALC-AllCommercial-IntLight | 0 |  |  |  |  | 27.6532 | 13.1897 | 0 | 0 | 0 | 14.4636 | 83.5202 |  | kWh | 0.017351 | 0 | Commercial | [7 empty] | 15 | 0.78 |  |  |  | 0 | 196.5173 | 0 | 0 | 0 | 0 | 0 | 0 | 0 | 0 | 0 | 0 | 2009 Qtr 1: 0; 2009 Qtr 2: 0; 2009 Qtr 3: 196.5173; 2009 Qtr 4: 0; 2010 Qtr 1: 0; 2010 Qtr 2: 0; 2010 Qtr 3: 0; 2010 Qtr 4: 0; 2011 Qtr 1: 0; 2011 Qtr 2: 0; 2011 Qtr 3: 0; 2011 Qtr 4: 0 | 196.5173
0 | 234330-Premium T8 with T12 40 Watt Baseline - Tr1 |  | System | Commercial | 01-ALC-AllCommercial-IntLight | 0 |  |  |  |  | 27.6532 | 13.1897 | 0 | 0 | 0 | 14.4636 | 83.5202 |  | kWh | 0.017351 | 0 | Commercial | [7 empty] | 15 | 0.78 |  |  |  | 0 | 30.9333 | 0 | 0 | 0 | 0 | 0 | 0 | 0 | 0 | 0 | 0 | 2009 Qtr 1: 0; 2009 Qtr 2: 0; 2009 Qtr 3: 30.9333; 2009 Qtr 4: 0; 2010 Qtr 1: 0; 2010 Qtr 2: 0; 2010 Qtr 3: 0; 2010 Qtr 4: 0; 2011 Qtr 1: 0; 2011 Qtr 2: 0; 2011 Qtr 3: 0; 2011 Qtr 4: 0 | 30.9333
0 | 234303-Lighting-Remove 4 Ft Lamp (De-Lamp) - Tr1 |  | System | Commercial | [6 empty] | 12.3596 | 16.4871 | 0 | 0 | 0 | -4.1275 | 137.2559 |  | 0 | 0.026384 | -2.5676 | Commercial |  | Winter Only | [5 empty] | 15 | 0.77 |  |  |  | 0 | 30.9333 | 0 | 0 | 0 | 0 | 0 | 0 | 0 | 0 | 0 | 0 | 2009 Qtr 1: 0; 2009 Qtr 2: 0; 2009 Qtr 3: 30.9333; 2009 Qtr 4: 0; 2010 Qtr 1: 0; 2010 Qtr 2: 0; 2010 Qtr 3: 0; 2010 Qtr 4: 0; 2011 Qtr 1: 0; 2011 Qtr 2: 0; 2011 Qtr 3: 0; 2011 Qtr 4: 0 | 30.9333
0 | 234126-Refrigeration - Efficient Evap Fan Motor Electronically Commutated Motor (ECM) |  | System | Commercial | 09-GRO-Grocery-REFG | 0 |  |  |  |  | 6.7904 | 150 | 0 | 0 | 0 | -143.2096 | 116.369 |  | kWh | 0.015845 | -0.11528 | Commercial |  | Annual | [5 empty] | 15 | 0.7 |  |  |  | 0 | 2 | 0 | 0 | 0 | 0 | 0 | 0 | 0 | 0 | 0 | 0 | 2009 Qtr 1: 0; 2009 Qtr 2: 0; 2009 Qtr 3: 2; 2009 Qtr 4: 0; 2010 Qtr 1: 0; 2010 Qtr 2: 0; 2010 Qtr 3: 0; 2010 Qtr 4: 0; 2011 Qtr 1: 0; 2011 Qtr 2: 0; 2011 Qtr 3: 0; 2011 Qtr 4: 0 | 2
0 | 234330-Premium T8 with T12 40 Watt Baseline - Tr1 |  | System | Commercial | 01-ALC-AllCommercial-IntLight | 0 |  |  |  |  | 27.6532 | 13.1897 | 0 | 0 | 0 | 14.4636 | 83.5202 |  | kWh | 0.017351 | 0 | Commercial | [7 empty] | 15 | 0.78 |  |  |  | 0 | 14.5568 | 0 | 0 | 0 | 0 | 0 | 0 | 0 | 0 | 0 | 0 | 2009 Qtr 1: 0; 2009 Qtr 2: 0; 2009 Qtr 3: 14.5568; 2009 Qtr 4: 0; 2010 Qtr 1: 0; 2010 Qtr 2: 0; 2010 Qtr 3: 0; 2010 Qtr 4: 0; 2011 Qtr 1: 0; 2011 Qtr 2: 0; 2011 Qtr 3: 0; 2011 Qtr 4: 0 | 14.5568
0 | 234303-Lighting-Remove 4 Ft Lamp (De-Lamp) - Tr1 |  | System | Commercial | [6 empty] | 12.3596 | 16.4871 | 0 | 0 | 0 | -4.1275 | 137.2559 |  | 0 | 0.026384 | -2.5676 | Commercial |  | Winter Only | [5 empty] | 15 | 0.77 |  |  |  | 0 | 7.2784 | 0 | 0 | 0 | 0 | 0 | 0 | 0 | 0 | 0 | 0 | 2009 Qtr 1: 0; 2009 Qtr 2: 0; 2009 Qtr 3: 7.2784; 2009 Qtr 4: 0; 2010 Qtr 1: 0; 2010 Qtr 2: 0; 2010 Qtr 3: 0; 2010 Qtr 4: 0; 2011 Qtr 1: 0; 2011 Qtr 2: 0; 2011 Qtr 3: 0; 2011 Qtr 4: 0 | 7.2784
0 | 234049-Lighting-LED Exit Sign New Sign |  | System | Commercial | 25-SCN-Storage–Conditioned-Exit | 0 |  |  |  |  | 64.8921 | 45 | 0 | 0 | 0 | 19.8921 | 351.311 |  | kWh | 0 | 0 | Commercial | [7 empty] | 16 | 0.85 |  |  |  | 0 | 1 | 0 | 0 | 0 | 0 | 0 | 0 | 0 | 0 | 0 | 0 | 2009 Qtr 1: 0; 2009 Qtr 2: 0; 2009 Qtr 3: 1; 2009 Qtr 4: 0; 2010 Qtr 1: 0; 2010 Qtr 2: 0; 2010 Qtr 3: 0; 2010 Qtr 4: 0; 2011 Qtr 1: 0; 2011 Qtr 2: 0; 2011 Qtr 3: 0; 2011 Qtr 4: 0 | 1
0 | 234331-Premium T8 with T12 40 Watt Baseline - Tr2 |  | System | Commercial | 01-ALC-AllCommercial-IntLight | 0 |  |  |  |  | 27.653 | 9.8923 | 0 | 0 | 0 | 17.7607 | 58.062 |  | kWh | 0.017133 | 0 | Commercial | [7 empty] | 15 | 0.78 |  |  |  | 0 | 65.5058 | 0 | 0 | 0 | 0 | 0 | 0 | 0 | 0 | 0 | 0 | 2009 Qtr 1: 0; 2009 Qtr 2: 0; 2009 Qtr 3: 65.5058; 2009 Qtr 4: 0; 2010 Qtr 1: 0; 2010 Qtr 2: 0; 2010 Qtr 3: 0; 2010 Qtr 4: 0; 2011 Qtr 1: 0; 2011 Qtr 2: 0; 2011 Qtr 3: 0; 2011 Qtr 4: 0 | 65.5058
0 | 234304-Lighting-Remove 4 Ft Lamp (De-Lamp) - Tr2 |  | System | Commercial | [6 empty] | 12.3587 | 12.3653 | 0 | 0 | 0 | -0.0066231 | 137.2559 |  | 0 | 0.026384 | -2.5676 | Commercial | [7 empty] | 15 | 0.77 |  |  |  | 0 | 40.0313 | 0 | 0 | 0 | 0 | 0 | 0 | 0 | 0 | 0 | 0 | 2009 Qtr 1: 0; 2009 Qtr 2: 0; 2009 Qtr 3: 40.0313; 2009 Qtr 4: 0; 2010 Qtr 1: 0; 2010 Qtr 2: 0; 2010 Qtr 3: 0; 2010 Qtr 4: 0; 2011 Qtr 1: 0; 2011 Qtr 2: 0; 2011 Qtr 3: 0; 2011 Qtr 4: 0 | 40.0313
0 | 234085-Refrigeration -Strip Curtains for Walk-ins |  | System | Commercial | 20-RFF-Restaurant–FastFood-Refrig | 0 |  |  |  |  | 10.214 | 3.1064 | 0 | 0 | 0 | 7.1076 | 465 |  | kWh | 0.053 | 0 | Commercial | [7 empty] | 4 | 0.46 |  |  |  | 0 | 22 | 0 | 0 | 0 | 0 | 0 | 0 | 0 | 0 | 0 | 0 | 2009 Qtr 1: 0; 2009 Qtr 2: 0; 2009 Qtr 3: 22; 2009 Qtr 4: 0; 2010 Qtr 1: 0; 2010 Qtr 2: 0; 2010 Qtr 3: 0; 2010 Qtr 4: 0; 2011 Qtr 1: 0; 2011 Qtr 2: 0; 2011 Qtr 3: 0; 2011 Qtr 4: 0 | 22
0 | 234084-Refrigeration -Cooler/Freezer Door Gaskets - Solid Doors: Cooler |  | System | Commercial | 09-GRO-Grocery-REFG | 0 |  |  |  |  | 2.2498 | 4.075 | 0 | 0 | 0 | -1.8252 | 104.55 |  | kWh | 0.01195 | 0 | Commercial | [7 empty] | 4 | 0.76 |  |  |  | 0 | 16 | 0 | 0 | 0 | 0 | 0 | 0 | 0 | 0 | 0 | 0 | 2009 Qtr 1: 0; 2009 Qtr 2: 0; 2009 Qtr 3: 16; 2009 Qtr 4: 0; 2010 Qtr 1: 0; 2010 Qtr 2: 0; 2010 Qtr 3: 0; 2010 Qtr 4: 0; 2011 Qtr 1: 0; 2011 Qtr 2: 0; 2011 Qtr 3: 0; 2011 Qtr 4: 0 | 16
0 | 234067-Refrigeration - Food Service -Auto Closer for Main Cooler Doors |  | System | Commercial | 09-GRO-Grocery-REFG | 0 |  |  |  |  | 382.5103 | 103 | 0 | 0 | 0 | 279.5103 | 1075.009 |  | kWh | 0.20794 | -0.053375 | Commercial |  | Annual | [5 empty] | 8 | 0.7 |  |  |  | 0 | 1 | 0 | 0 | 0 | 0 | 0 | 0 | 0 | 0 | 0 | 0 | 2009 Qtr 1: 0; 2009 Qtr 2: 0; 2009 Qtr 3: 1; 2009 Qtr 4: 0; 2010 Qtr 1: 0; 2010 Qtr 2: 0; 2010 Qtr 3: 0; 2010 Qtr 4: 0; 2011 Qtr 1: 0; 2011 Qtr 2: 0; 2011 Qtr 3: 0; 2011 Qtr 4: 0 | 1
0 | 234126-Refrigeration - Efficient Evap Fan Motor Electronically Commutated Motor (ECM) |  | System | Commercial | 09-GRO-Grocery-REFG | 0 |  |  |  |  | 6.7904 | 150 | 0 | 0 | 0 | -143.2096 | 116.369 |  | kWh | 0.015845 | -0.11528 | Commercial |  | Annual | [5 empty] | 15 | 0.7 |  |  |  | 0 | 2 | 0 | 0 | 0 | 0 | 0 | 0 | 0 | 0 | 0 | 0 | 2009 Qtr 1: 0; 2009 Qtr 2: 0; 2009 Qtr 3: 2; 2009 Qtr 4: 0; 2010 Qtr 1: 0; 2010 Qtr 2: 0; 2010 Qtr 3: 0; 2010 Qtr 4: 0; 2011 Qtr 1: 0; 2011 Qtr 2: 0; 2011 Qtr 3: 0; 2011 Qtr 4: 0 | 2
0 | 234126-Refrigeration - Efficient Evap Fan Motor Electronically Commutated Motor (ECM) |  | System | Commercial | 09-GRO-Grocery-REFG | 0 |  |  |  |  | 6.7904 | 150 | 0 | 0 | 0 | -143.2096 | 116.369 |  | kWh | 0.015845 | -0.11528 | Commercial |  | Annual | [5 empty] | 15 | 0.7 |  |  |  | 0 | 2 | 0 | 0 | 0 | 0 | 0 | 0 | 0 | 0 | 0 | 0 | 2009 Qtr 1: 0; 2009 Qtr 2: 0; 2009 Qtr 3: 2; 2009 Qtr 4: 0; 2010 Qtr 1: 0; 2010 Qtr 2: 0; 2010 Qtr 3: 0; 2010 Qtr 4: 0; 2011 Qtr 1: 0; 2011 Qtr 2: 0; 2011 Qtr 3: 0; 2011 Qtr 4: 0 | 2
0 | 234312-Lighting-Screw in 14-26 Watt Lamp - Tr1 |  | System | Commercial | [6 empty] | 9.3196 | 10.3931 | 0 | 0 | 0 | -1.0734 | 194.1729 |  | 0 | 0.038993 | -2.6224 | Commercial |  | Annual | [5 empty] | 2.47 | 0.81 |  |  |  | 0 | 2.6941 | 0 | 0 | 0 | 0 | 0 | 0 | 0 | 0 | 0 | 0 | 2009 Qtr 1: 0; 2009 Qtr 2: 0; 2009 Qtr 3: 2.6941; 2009 Qtr 4: 0; 2010 Qtr 1: 0; 2010 Qtr 2: 0; 2010 Qtr 3: 0; 2010 Qtr 4: 0; 2011 Qtr 1: 0; 2011 Qtr 2: 0; 2011 Qtr 3: 0; 2011 Qtr 4: 0 | 2.6941
0 | 234330-Premium T8 with T12 40 Watt Baseline - Tr1 |  | System | Commercial | 01-ALC-AllCommercial-IntLight | 0 |  |  |  |  | 27.6532 | 13.1897 | 0 | 0 | 0 | 14.4636 | 83.5202 |  | kWh | 0.017351 | 0 | Commercial | [7 empty] | 15 | 0.78 |  |  |  | 0 | 105.5371 | 0 | 0 | 0 | 0 | 0 | 0 | 0 | 0 | 0 | 0 | 2009 Qtr 1: 0; 2009 Qtr 2: 0; 2009 Qtr 3: 105.5371; 2009 Qtr 4: 0; 2010 Qtr 1: 0; 2010 Qtr 2: 0; 2010 Qtr 3: 0; 2010 Qtr 4: 0; 2011 Qtr 1: 0; 2011 Qtr 2: 0; 2011 Qtr 3: 0; 2011 Qtr 4: 0 | 105.5371
0 | 234303-Lighting-Remove 4 Ft Lamp (De-Lamp) - Tr1 |  | System | Commercial | [6 empty] | 12.3596 | 16.4871 | 0 | 0 | 0 | -4.1275 | 137.2559 |  | 0 | 0.026384 | -2.5676 | Commercial |  | Winter Only | [5 empty] | 15 | 0.77 |  |  |  | 0 | 27.2941 | 0 | 0 | 0 | 0 | 0 | 0 | 0 | 0 | 0 | 0 | 2009 Qtr 1: 0; 2009 Qtr 2: 0; 2009 Qtr 3: 27.2941; 2009 Qtr 4: 0; 2010 Qtr 1: 0; 2010 Qtr 2: 0; 2010 Qtr 3: 0; 2010 Qtr 4: 0; 2011 Qtr 1: 0; 2011 Qtr 2: 0; 2011 Qtr 3: 0; 2011 Qtr 4: 0 | 27.2941
0 | 234291-Lighting-Ocpncy Snsr-Wll/Cl Mntd Lght Snsr>=500Tr1 |  | System | Commercial | 01-ALC-AllCommercial-IntLight | 0 |  |  |  |  | 221.37 | 75 | 0 | 0 | 0 | 146.37 | 626 |  | kWh | 0.145 | 0 | Commercial | [7 empty] | 8 | 0.84 |  |  |  | 0 | 42 | 0 | 0 | 0 | 0 | 0 | 0 | 0 | 0 | 0 | 0 | 2009 Qtr 1: 0; 2009 Qtr 2: 0; 2009 Qtr 3: 42; 2009 Qtr 4: 0; 2010 Qtr 1: 0; 2010 Qtr 2: 0; 2010 Qtr 3: 0; 2010 Qtr 4: 0; 2011 Qtr 1: 0; 2011 Qtr 2: 0; 2011 Qtr 3: 0; 2011 Qtr 4: 0 | 42
0 | 234067-Refrigeration - Food Service -Auto Closer for Main Cooler Doors |  | System | Commercial | 09-GRO-Grocery-REFG | 0 |  |  |  |  | 382.5103 | 103 | 0 | 0 | 0 | 279.5103 | 1075.009 |  | kWh | 0.20794 | -0.053375 | Commercial |  | Annual | [5 empty] | 8 | 0.7 |  |  |  | 0 | 2 | 0 | 0 | 0 | 0 | 0 | 0 | 0 | 0 | 0 | 0 | 2009 Qtr 1: 0; 2009 Qtr 2: 0; 2009 Qtr 3: 2; 2009 Qtr 4: 0; 2010 Qtr 1: 0; 2010 Qtr 2: 0; 2010 Qtr 3: 0; 2010 Qtr 4: 0; 2011 Qtr 1: 0; 2011 Qtr 2: 0; 2011 Qtr 3: 0; 2011 Qtr 4: 0 | 2
0 | 234126-Refrigeration - Efficient Evap Fan Motor Electronically Commutated Motor (ECM) |  | System | Commercial | 09-GRO-Grocery-REFG | 0 |  |  |  |  | 6.7904 | 150 | 0 | 0 | 0 | -143.2096 | 116.369 |  | kWh | 0.015845 | -0.11528 | Commercial |  | Annual | [5 empty] | 15 | 0.7 |  |  |  | 0 | 2 | 0 | 0 | 0 | 0 | 0 | 0 | 0 | 0 | 0 | 0 | 2009 Qtr 1: 0; 2009 Qtr 2: 0; 2009 Qtr 3: 2; 2009 Qtr 4: 0; 2010 Qtr 1: 0; 2010 Qtr 2: 0; 2010 Qtr 3: 0; 2010 Qtr 4: 0; 2011 Qtr 1: 0; 2011 Qtr 2: 0; 2011 Qtr 3: 0; 2011 Qtr 4: 0 | 2
0 | 234067-Refrigeration - Food Service -Auto Closer for Main Cooler Doors |  | System | Commercial | 09-GRO-Grocery-REFG | 0 |  |  |  |  | 382.5103 | 103 | 0 | 0 | 0 | 279.5103 | 1075.009 |  | kWh | 0.20794 | -0.053375 | Commercial |  | Annual | [5 empty] | 8 | 0.7 |  |  |  | 0 | 2 | 0 | 0 | 0 | 0 | 0 | 0 | 0 | 0 | 0 | 0 | 2009 Qtr 1: 0; 2009 Qtr 2: 0; 2009 Qtr 3: 2; 2009 Qtr 4: 0; 2010 Qtr 1: 0; 2010 Qtr 2: 0; 2010 Qtr 3: 0; 2010 Qtr 4: 0; 2011 Qtr 1: 0; 2011 Qtr 2: 0; 2011 Qtr 3: 0; 2011 Qtr 4: 0 | 2
0 | 234126-Refrigeration - Efficient Evap Fan Motor Electronically Commutated Motor (ECM) |  | System | Commercial | 09-GRO-Grocery-REFG | 0 |  |  |  |  | 6.7904 | 150 | 0 | 0 | 0 | -143.2096 | 116.369 |  | kWh | 0.015845 | -0.11528 | Commercial |  | Annual | [5 empty] | 15 | 0.7 |  |  |  | 0 | 4 | 0 | 0 | 0 | 0 | 0 | 0 | 0 | 0 | 0 | 0 | 2009 Qtr 1: 0; 2009 Qtr 2: 0; 2009 Qtr 3: 4; 2009 Qtr 4: 0; 2010 Qtr 1: 0; 2010 Qtr 2: 0; 2010 Qtr 3: 0; 2010 Qtr 4: 0; 2011 Qtr 1: 0; 2011 Qtr 2: 0; 2011 Qtr 3: 0; 2011 Qtr 4: 0 | 4
0 | 234243-Lighting-Induction Fixture 55-100 watts - Tr1 |  | System | Commercial | 01-ALC-AllCommercial-IntLight | 0 |  |  |  |  | 295 | 70 | 0 | 0 | 0 | 225 | 702 |  | kWh | 0.1782 | 0 | Commercial | [7 empty] | 15 | 0.77 |  |  |  | 0 | 2 | 0 | 0 | 0 | 0 | 0 | 0 | 0 | 0 | 0 | 0 | 2009 Qtr 1: 0; 2009 Qtr 2: 0; 2009 Qtr 3: 0; 2009 Qtr 4: 2; 2010 Qtr 1: 0; 2010 Qtr 2: 0; 2010 Qtr 3: 0; 2010 Qtr 4: 0; 2011 Qtr 1: 0; 2011 Qtr 2: 0; 2011 Qtr 3: 0; 2011 Qtr 4: 0 | 2
0 | 234240-Lighting-Induction Fixture >100 watts - Tr1 |  | System | Commercial | 01-ALC-AllCommercial-IntLight | 0 |  |  |  |  | 290 | 100 | 0 | 0 | 0 | 190 | 518.7 |  | kWh | 0.13167 | 0 | Commercial | [7 empty] | 15 | 0.77 |  |  |  | 0 | 17 | 0 | 0 | 0 | 0 | 0 | 0 | 0 | 0 | 0 | 0 | 2009 Qtr 1: 0; 2009 Qtr 2: 0; 2009 Qtr 3: 0; 2009 Qtr 4: 17; 2010 Qtr 1: 0; 2010 Qtr 2: 0; 2010 Qtr 3: 0; 2010 Qtr 4: 0; 2011 Qtr 1: 0; 2011 Qtr 2: 0; 2011 Qtr 3: 0; 2011 Qtr 4: 0 | 17
0 | 234201-Lighting-2 Ft 2nd Gen T-8 with Elec Ballast-Tr1 |  | System | Commercial | 01-ALC-AllCommercial-IntLight | 0 |  |  |  |  | 23.0819 | 10.9914 | 0 | 0 | 0 | 12.0905 | 56.0027 |  | kWh | 0.010616 | 0 | Commercial | [7 empty] | 15 | 0.78 |  |  |  | 0 | 0.9098 | 0 | 0 | 0 | 0 | 0 | 0 | 0 | 0 | 0 | 0 | 2009 Qtr 1: 0; 2009 Qtr 2: 0; 2009 Qtr 3: 0; 2009 Qtr 4: 0.9098; 2010 Qtr 1: 0; 2010 Qtr 2: 0; 2010 Qtr 3: 0; 2010 Qtr 4: 0; 2011 Qtr 1: 0; 2011 Qtr 2: 0; 2011 Qtr 3: 0; 2011 Qtr 4: 0 | 0.9098
0 | 234330-Premium T8 with T12 40 Watt Baseline - Tr1 |  | System | Commercial | 01-ALC-AllCommercial-IntLight | 0 |  |  |  |  | 27.6532 | 13.1897 | 0 | 0 | 0 | 14.4636 | 83.5202 |  | kWh | 0.017351 | 0 | Commercial | [7 empty] | 15 | 0.78 |  |  |  | 0 | 23.6549 | 0 | 0 | 0 | 0 | 0 | 0 | 0 | 0 | 0 | 0 | 2009 Qtr 1: 0; 2009 Qtr 2: 0; 2009 Qtr 3: 0; 2009 Qtr 4: 23.6549; 2010 Qtr 1: 0; 2010 Qtr 2: 0; 2010 Qtr 3: 0; 2010 Qtr 4: 0; 2011 Qtr 1: 0; 2011 Qtr 2: 0; 2011 Qtr 3: 0; 2011 Qtr 4: 0 | 23.6549
0 | 234207-Lighting-8 Ft T-8 with Elec Ballast-Tr1 |  | System | Commercial | 01-ALC-AllCommercial-IntLight | 0 |  |  |  |  | 35.6901 | 21.9828 | 0 | 0 | 0 | 13.7073 | 45.8368 |  | kWh | 0.0098893 | 0 | Commercial | [7 empty] | 15 | 0.78 |  |  |  | 0 | 23.6549 | 0 | 0 | 0 | 0 | 0 | 0 | 0 | 0 | 0 | 0 | 2009 Qtr 1: 0; 2009 Qtr 2: 0; 2009 Qtr 3: 0; 2009 Qtr 4: 23.6549; 2010 Qtr 1: 0; 2010 Qtr 2: 0; 2010 Qtr 3: 0; 2010 Qtr 4: 0; 2011 Qtr 1: 0; 2011 Qtr 2: 0; 2011 Qtr 3: 0; 2011 Qtr 4: 0 | 23.6549
0 | 234360-Lighting-IntrHiByLnrFlscntFxtr244wrplc400w(TrI)Tr1 |  | System | Commercial | [6 empty] | 282.4319 | 153.8404 | 0 | 0 | 0 | 128.5914 | 0 |  | 0 | 0.224 | -7.1132 | Commercial |  | Winter Only | [5 empty] | 15 | 0.78 |  |  |  | 0 | 5.8502 | 0 | 0 | 0 | 0 | 0 | 0 | 0 | 0 | 0 | 0 | 2009 Qtr 1: 0; 2009 Qtr 2: 0; 2009 Qtr 3: 0; 2009 Qtr 4: 5.8502; 2010 Qtr 1: 0; 2010 Qtr 2: 0; 2010 Qtr 3: 0; 2010 Qtr 4: 0; 2011 Qtr 1: 0; 2011 Qtr 2: 0; 2011 Qtr 3: 0; 2011 Qtr 4: 0 | 5.8502
0 | 234333-Lighting-Photocell Tr1 |  | System | Commercial | 18-OFS-Office–Small-ExtLight | 0 |  |  |  |  | 59.8075 | 15 | 0 | 0 | 0 | 44.8075 | 106.4 |  | kWh | 0 | 0 | Commercial | [7 empty] | 8 | 0.64 |  |  |  | 0 | 1 | 0 | 0 | 0 | 0 | 0 | 0 | 0 | 0 | 0 | 0 | 2009 Qtr 1: 0; 2009 Qtr 2: 0; 2009 Qtr 3: 0; 2009 Qtr 4: 1; 2010 Qtr 1: 0; 2010 Qtr 2: 0; 2010 Qtr 3: 0; 2010 Qtr 4: 0; 2011 Qtr 1: 0; 2011 Qtr 2: 0; 2011 Qtr 3: 0; 2011 Qtr 4: 0 | 1
0 | 234312-Lighting-Screw in 14-26 Watt Lamp - Tr1 |  | System | Commercial | [6 empty] | 9.3196 | 10.3931 | 0 | 0 | 0 | -1.0734 | 194.1729 |  | 0 | 0.038993 | -2.6224 | Commercial |  | Annual | [5 empty] | 2.47 | 0.81 |  |  |  | 0 | 110.4582 | 0 | 0 | 0 | 0 | 0 | 0 | 0 | 0 | 0 | 0 | 2009 Qtr 1: 0; 2009 Qtr 2: 0; 2009 Qtr 3: 0; 2009 Qtr 4: 110.4582; 2010 Qtr 1: 0; 2010 Qtr 2: 0; 2010 Qtr 3: 0; 2010 Qtr 4: 0; 2011 Qtr 1: 0; 2011 Qtr 2: 0; 2011 Qtr 3: 0; 2011 Qtr 4: 0 | 110.4582
0 | 234330-Premium T8 with T12 40 Watt Baseline - Tr1 |  | System | Commercial | 01-ALC-AllCommercial-IntLight | 0 |  |  |  |  | 27.6532 | 13.1897 | 0 | 0 | 0 | 14.4636 | 83.5202 |  | kWh | 0.017351 | 0 | Commercial | [7 empty] | 15 | 0.78 |  |  |  | 0 | 101.8978 | 0 | 0 | 0 | 0 | 0 | 0 | 0 | 0 | 0 | 0 | 2009 Qtr 1: 0; 2009 Qtr 2: 0; 2009 Qtr 3: 0; 2009 Qtr 4: 101.8978; 2010 Qtr 1: 0; 2010 Qtr 2: 0; 2010 Qtr 3: 0; 2010 Qtr 4: 0; 2011 Qtr 1: 0; 2011 Qtr 2: 0; 2011 Qtr 3: 0; 2011 Qtr 4: 0 | 101.8978
0 | 234330-Premium T8 with T12 40 Watt Baseline - Tr1 |  | System | Commercial | 01-ALC-AllCommercial-IntLight | 0 |  |  |  |  | 27.6532 | 13.1897 | 0 | 0 | 0 | 14.4636 | 83.5202 |  | kWh | 0.017351 | 0 | Commercial | [7 empty] | 15 | 0.78 |  |  |  | 0 | 21.8353 | 0 | 0 | 0 | 0 | 0 | 0 | 0 | 0 | 0 | 0 | 2009 Qtr 1: 0; 2009 Qtr 2: 0; 2009 Qtr 3: 0; 2009 Qtr 4: 21.8353; 2010 Qtr 1: 0; 2010 Qtr 2: 0; 2010 Qtr 3: 0; 2010 Qtr 4: 0; 2011 Qtr 1: 0; 2011 Qtr 2: 0; 2011 Qtr 3: 0; 2011 Qtr 4: 0 | 21.8353
0 | 234330-Premium T8 with T12 40 Watt Baseline - Tr1 |  | System | Commercial | 01-ALC-AllCommercial-IntLight | 0 |  |  |  |  | 27.6532 | 13.1897 | 0 | 0 | 0 | 14.4636 | 83.5202 |  | kWh | 0.017351 | 0 | Commercial | [7 empty] | 15 | 0.78 |  |  |  | 0 | 69.145 | 0 | 0 | 0 | 0 | 0 | 0 | 0 | 0 | 0 | 0 | 2009 Qtr 1: 0; 2009 Qtr 2: 0; 2009 Qtr 3: 69.145; 2009 Qtr 4: 0; 2010 Qtr 1: 0; 2010 Qtr 2: 0; 2010 Qtr 3: 0; 2010 Qtr 4: 0; 2011 Qtr 1: 0; 2011 Qtr 2: 0; 2011 Qtr 3: 0; 2011 Qtr 4: 0 | 69.145
0 | 234303-Lighting-Remove 4 Ft Lamp (De-Lamp) - Tr1 |  | System | Commercial | [6 empty] | 12.3596 | 16.4871 | 0 | 0 | 0 | -4.1275 | 137.2559 |  | 0 | 0.026384 | -2.5676 | Commercial |  | Winter Only | [5 empty] | 15 | 0.77 |  |  |  | 0 | 50.9489 | 0 | 0 | 0 | 0 | 0 | 0 | 0 | 0 | 0 | 0 | 2009 Qtr 1: 0; 2009 Qtr 2: 0; 2009 Qtr 3: 50.9489; 2009 Qtr 4: 0; 2010 Qtr 1: 0; 2010 Qtr 2: 0; 2010 Qtr 3: 0; 2010 Qtr 4: 0; 2011 Qtr 1: 0; 2011 Qtr 2: 0; 2011 Qtr 3: 0; 2011 Qtr 4: 0 | 50.9489
0 | 234330-Premium T8 with T12 40 Watt Baseline - Tr1 |  | System | Commercial | 01-ALC-AllCommercial-IntLight | 0 |  |  |  |  | 27.6532 | 13.1897 | 0 | 0 | 0 | 14.4636 | 83.5202 |  | kWh | 0.017351 | 0 | Commercial | [7 empty] | 15 | 0.78 |  |  |  | 0 | 23.6549 | 0 | 0 | 0 | 0 | 0 | 0 | 0 | 0 | 0 | 0 | 2009 Qtr 1: 0; 2009 Qtr 2: 0; 2009 Qtr 3: 23.6549; 2009 Qtr 4: 0; 2010 Qtr 1: 0; 2010 Qtr 2: 0; 2010 Qtr 3: 0; 2010 Qtr 4: 0; 2011 Qtr 1: 0; 2011 Qtr 2: 0; 2011 Qtr 3: 0; 2011 Qtr 4: 0 | 23.6549
0 | 234207-Lighting-8 Ft T-8 with Elec Ballast-Tr1 |  | System | Commercial | 01-ALC-AllCommercial-IntLight | 0 |  |  |  |  | 35.6901 | 21.9828 | 0 | 0 | 0 | 13.7073 | 45.8368 |  | kWh | 0.0098893 | 0 | Commercial | [7 empty] | 15 | 0.78 |  |  |  | 0 | 1.8196 | 0 | 0 | 0 | 0 | 0 | 0 | 0 | 0 | 0 | 0 | 2009 Qtr 1: 0; 2009 Qtr 2: 0; 2009 Qtr 3: 1.8196; 2009 Qtr 4: 0; 2010 Qtr 1: 0; 2010 Qtr 2: 0; 2010 Qtr 3: 0; 2010 Qtr 4: 0; 2011 Qtr 1: 0; 2011 Qtr 2: 0; 2011 Qtr 3: 0; 2011 Qtr 4: 0 | 1.8196
0 | 234303-Lighting-Remove 4 Ft Lamp (De-Lamp) - Tr1 |  | System | Commercial | [6 empty] | 12.3596 | 0 | 0 | 0 | 0 | 12.3596 | 0 |  | 0 | 0 | 0 | Commercial |  | Winter Only | [5 empty] | 15 | 0.77 |  |  |  | 0 | 0.9098 | 0 | 0 | 0 | 0 | 0 | 0 | 0 | 0 | 0 | 0 | 2009 Qtr 1: 0; 2009 Qtr 2: 0; 2009 Qtr 3: 0.9098; 2009 Qtr 4: 0; 2010 Qtr 1: 0; 2010 Qtr 2: 0; 2010 Qtr 3: 0; 2010 Qtr 4: 0; 2011 Qtr 1: 0; 2011 Qtr 2: 0; 2011 Qtr 3: 0; 2011 Qtr 4: 0 | 0.9098
0 | 234330-Premium T8 with T12 40 Watt Baseline - Tr1 |  | System | Commercial | 01-ALC-AllCommercial-IntLight | 0 |  |  |  |  | 27.6532 | 13.1897 | 0 | 0 | 0 | 14.4636 | 83.5202 |  | kWh | 0.017351 | 0 | Commercial | [7 empty] | 15 | 0.78 |  |  |  | 0 | 25.4745 | 0 | 0 | 0 | 0 | 0 | 0 | 0 | 0 | 0 | 0 | 2009 Qtr 1: 0; 2009 Qtr 2: 0; 2009 Qtr 3: 0; 2009 Qtr 4: 25.4745; 2010 Qtr 1: 0; 2010 Qtr 2: 0; 2010 Qtr 3: 0; 2010 Qtr 4: 0; 2011 Qtr 1: 0; 2011 Qtr 2: 0; 2011 Qtr 3: 0; 2011 Qtr 4: 0 | 25.4745
0 | 234303-Lighting-Remove 4 Ft Lamp (De-Lamp) - Tr1 |  | System | Commercial | [6 empty] | 12.3596 | 0 | 0 | 0 | 0 | 12.3596 | 0 |  | 0 | 0 | 0 | Commercial |  | Winter Only | [5 empty] | 15 | 0.77 |  |  |  | 0 | 0.9098 | 0 | 0 | 0 | 0 | 0 | 0 | 0 | 0 | 0 | 0 | 2009 Qtr 1: 0; 2009 Qtr 2: 0; 2009 Qtr 3: 0; 2009 Qtr 4: 0.9098; 2010 Qtr 1: 0; 2010 Qtr 2: 0; 2010 Qtr 3: 0; 2010 Qtr 4: 0; 2011 Qtr 1: 0; 2011 Qtr 2: 0; 2011 Qtr 3: 0; 2011 Qtr 4: 0 | 0.9098
0 | 234330-Premium T8 with T12 40 Watt Baseline - Tr1 |  | System | Commercial | 01-ALC-AllCommercial-IntLight | 0 |  |  |  |  | 27.6532 | 13.1897 | 0 | 0 | 0 | 14.4636 | 83.5202 |  | kWh | 0.017351 | 0 | Commercial | [7 empty] | 15 | 0.78 |  |  |  | 0 | 90.9802 | 0 | 0 | 0 | 0 | 0 | 0 | 0 | 0 | 0 | 0 | 2009 Qtr 1: 0; 2009 Qtr 2: 0; 2009 Qtr 3: 90.9802; 2009 Qtr 4: 0; 2010 Qtr 1: 0; 2010 Qtr 2: 0; 2010 Qtr 3: 0; 2010 Qtr 4: 0; 2011 Qtr 1: 0; 2011 Qtr 2: 0; 2011 Qtr 3: 0; 2011 Qtr 4: 0 | 90.9802
0 | 234330-Premium T8 with T12 40 Watt Baseline - Tr1 |  | System | Commercial | 01-ALC-AllCommercial-IntLight | 0 |  |  |  |  | 27.6532 | 13.1897 | 0 | 0 | 0 | 14.4636 | 83.5202 |  | kWh | 0.017351 | 0 | Commercial | [7 empty] | 15 | 0.78 |  |  |  | 0 | 38.2117 | 0 | 0 | 0 | 0 | 0 | 0 | 0 | 0 | 0 | 0 | 2009 Qtr 1: 0; 2009 Qtr 2: 0; 2009 Qtr 3: 0; 2009 Qtr 4: 38.2117; 2010 Qtr 1: 0; 2010 Qtr 2: 0; 2010 Qtr 3: 0; 2010 Qtr 4: 0; 2011 Qtr 1: 0; 2011 Qtr 2: 0; 2011 Qtr 3: 0; 2011 Qtr 4: 0 | 38.2117
0 | 234303-Lighting-Remove 4 Ft Lamp (De-Lamp) - Tr1 |  | System | Commercial | [6 empty] | 12.3596 | 0 | 0 | 0 | 0 | 12.3596 | 0 |  | 0 | 0 | 0 | Commercial |  | Winter Only | [5 empty] | 15 | 0.77 |  |  |  | 0 | 0.9098 | 0 | 0 | 0 | 0 | 0 | 0 | 0 | 0 | 0 | 0 | 2009 Qtr 1: 0; 2009 Qtr 2: 0; 2009 Qtr 3: 0; 2009 Qtr 4: 0.9098; 2010 Qtr 1: 0; 2010 Qtr 2: 0; 2010 Qtr 3: 0; 2010 Qtr 4: 0; 2011 Qtr 1: 0; 2011 Qtr 2: 0; 2011 Qtr 3: 0; 2011 Qtr 4: 0 | 0.9098
0 | 234312-Lighting-Screw in 14-26 Watt Lamp - Tr1 |  | System | Commercial | [6 empty] | 9.3196 | 6.1697 | 0 | 0 | 0 | 3.1499 | 194.1729 |  | 0 | 0.038993 | -2.6224 | Commercial |  | Annual | [5 empty] | 2.47 | 0.81 |  |  |  | 0 | 121.2346 | 0 | 0 | 0 | 0 | 0 | 0 | 0 | 0 | 0 | 0 | 2009 Qtr 1: 0; 2009 Qtr 2: 0; 2009 Qtr 3: 121.2346; 2009 Qtr 4: 0; 2010 Qtr 1: 0; 2010 Qtr 2: 0; 2010 Qtr 3: 0; 2010 Qtr 4: 0; 2011 Qtr 1: 0; 2011 Qtr 2: 0; 2011 Qtr 3: 0; 2011 Qtr 4: 0 | 121.2346
0 | 234330-Premium T8 with T12 40 Watt Baseline - Tr1 |  | System | Commercial | 01-ALC-AllCommercial-IntLight | 0 |  |  |  |  | 27.6532 | 13.1897 | 0 | 0 | 0 | 14.4636 | 83.5202 |  | kWh | 0.017351 | 0 | Commercial | [7 empty] | 15 | 0.78 |  |  |  | 0 | 30.9333 | 0 | 0 | 0 | 0 | 0 | 0 | 0 | 0 | 0 | 0 | 2009 Qtr 1: 0; 2009 Qtr 2: 0; 2009 Qtr 3: 0; 2009 Qtr 4: 30.9333; 2010 Qtr 1: 0; 2010 Qtr 2: 0; 2010 Qtr 3: 0; 2010 Qtr 4: 0; 2011 Qtr 1: 0; 2011 Qtr 2: 0; 2011 Qtr 3: 0; 2011 Qtr 4: 0 | 30.9333
0 | 234303-Lighting-Remove 4 Ft Lamp (De-Lamp) - Tr1 |  | System | Commercial | [6 empty] | 12.3596 | 16.4871 | 0 | 0 | 0 | -4.1275 | 137.2559 |  | 0 | 0.026384 | -2.5676 | Commercial |  | Winter Only | [5 empty] | 15 | 0.77 |  |  |  | 0 | 30.9333 | 0 | 0 | 0 | 0 | 0 | 0 | 0 | 0 | 0 | 0 | 2009 Qtr 1: 0; 2009 Qtr 2: 0; 2009 Qtr 3: 0; 2009 Qtr 4: 30.9333; 2010 Qtr 1: 0; 2010 Qtr 2: 0; 2010 Qtr 3: 0; 2010 Qtr 4: 0; 2011 Qtr 1: 0; 2011 Qtr 2: 0; 2011 Qtr 3: 0; 2011 Qtr 4: 0 | 30.9333
0 | 234084-Refrigeration -Cooler/Freezer Door Gaskets - Solid Doors: Cooler |  | System | Commercial | 09-GRO-Grocery-REFG | 0 |  |  |  |  | 2.2498 | 4.0077 | 0 | 0 | 0 | -1.7579 | 104.55 |  | kWh | 0.01195 | 0 | Commercial | [7 empty] | 4 | 0.76 |  |  |  | 0 | 276 | 0 | 0 | 0 | 0 | 0 | 0 | 0 | 0 | 0 | 0 | 2009 Qtr 1: 0; 2009 Qtr 2: 0; 2009 Qtr 3: 276; 2009 Qtr 4: 0; 2010 Qtr 1: 0; 2010 Qtr 2: 0; 2010 Qtr 3: 0; 2010 Qtr 4: 0; 2011 Qtr 1: 0; 2011 Qtr 2: 0; 2011 Qtr 3: 0; 2011 Qtr 4: 0 | 276
0 | 234116-Refrigeration -Cooler/Freezer Door Gaskets - Solid Doors: Freezer |  | System | Commercial | 09-GRO-Grocery-REFG | 0 |  |  |  |  | 3.9975 | 4.006 | 0 | 0 | 0 | -0.008476 | 104.55 |  | kWh | 0.01195 | 0 | Commercial | [7 empty] | 4 | 0.76 |  |  |  | 0 | 60 | 0 | 0 | 0 | 0 | 0 | 0 | 0 | 0 | 0 | 0 | 2009 Qtr 1: 0; 2009 Qtr 2: 0; 2009 Qtr 3: 60; 2009 Qtr 4: 0; 2010 Qtr 1: 0; 2010 Qtr 2: 0; 2010 Qtr 3: 0; 2010 Qtr 4: 0; 2011 Qtr 1: 0; 2011 Qtr 2: 0; 2011 Qtr 3: 0; 2011 Qtr 4: 0 | 60
0 | 234084-Refrigeration -Cooler/Freezer Door Gaskets - Solid Doors: Cooler |  | System | Commercial | 09-GRO-Grocery-REFG | 0 |  |  |  |  | 2.2498 | 0 | 0 | 0 | 0 | 2.2498 | 0 |  | kWh | 0 | 0 | Commercial | [7 empty] | 4 | 0.76 |  |  |  | 0 | 1 | 0 | 0 | 0 | 0 | 0 | 0 | 0 | 0 | 0 | 0 | 2009 Qtr 1: 0; 2009 Qtr 2: 0; 2009 Qtr 3: 1; 2009 Qtr 4: 0; 2010 Qtr 1: 0; 2010 Qtr 2: 0; 2010 Qtr 3: 0; 2010 Qtr 4: 0; 2011 Qtr 1: 0; 2011 Qtr 2: 0; 2011 Qtr 3: 0; 2011 Qtr 4: 0 | 1
0 | 234116-Refrigeration -Cooler/Freezer Door Gaskets - Solid Doors: Freezer |  | System | Commercial | 09-GRO-Grocery-REFG | 0 |  |  |  |  | 3.9975 | 4.0875 | 0 | 0 | 0 | -0.089976 | 104.55 |  | kWh | 0.01195 | 0 | Commercial | [7 empty] | 4 | 0.76 |  |  |  | 0 | 16 | 0 | 0 | 0 | 0 | 0 | 0 | 0 | 0 | 0 | 0 | 2009 Qtr 1: 0; 2009 Qtr 2: 0; 2009 Qtr 3: 16; 2009 Qtr 4: 0; 2010 Qtr 1: 0; 2010 Qtr 2: 0; 2010 Qtr 3: 0; 2010 Qtr 4: 0; 2011 Qtr 1: 0; 2011 Qtr 2: 0; 2011 Qtr 3: 0; 2011 Qtr 4: 0 | 16
0 | 234067-Refrigeration - Food Service -Auto Closer for Main Cooler Doors |  | System | Commercial | 09-GRO-Grocery-REFG | 0 |  |  |  |  | 382.5103 | 103 | 0 | 0 | 0 | 279.5103 | 1075.009 |  | kWh | 0.20794 | -0.053375 | Commercial |  | Annual | [5 empty] | 8 | 0.7 |  |  |  | 0 | 1 | 0 | 0 | 0 | 0 | 0 | 0 | 0 | 0 | 0 | 0 | 2009 Qtr 1: 0; 2009 Qtr 2: 0; 2009 Qtr 3: 1; 2009 Qtr 4: 0; 2010 Qtr 1: 0; 2010 Qtr 2: 0; 2010 Qtr 3: 0; 2010 Qtr 4: 0; 2011 Qtr 1: 0; 2011 Qtr 2: 0; 2011 Qtr 3: 0; 2011 Qtr 4: 0 | 1
0 | 234068-Refrigeration - Food Service -Auto Closer for Main Freezer Doors |  | System | Commercial | 09-GRO-Grocery-REFG | 0 |  |  |  |  | 372.7723 | 0 | 0 | 0 | 0 | 372.7723 | 0 |  | kWh | 0 | 0 | Commercial |  | Annual | [5 empty] | 8 | 0.7 |  |  |  | 0 | 1 | 0 | 0 | 0 | 0 | 0 | 0 | 0 | 0 | 0 | 0 | 2009 Qtr 1: 0; 2009 Qtr 2: 0; 2009 Qtr 3: 1; 2009 Qtr 4: 0; 2010 Qtr 1: 0; 2010 Qtr 2: 0; 2010 Qtr 3: 0; 2010 Qtr 4: 0; 2011 Qtr 1: 0; 2011 Qtr 2: 0; 2011 Qtr 3: 0; 2011 Qtr 4: 0 | 1
0 | 234085-Refrigeration -Strip Curtains for Walk-ins |  | System | Commercial | 20-RFF-Restaurant–FastFood-Refrig | 0 |  |  |  |  | 10.214 | 3.0796 | 0 | 0 | 0 | 7.1344 | 465 |  | kWh | 0.053 | 0 | Commercial | [7 empty] | 4 | 0.46 |  |  |  | 0 | 23 | 0 | 0 | 0 | 0 | 0 | 0 | 0 | 0 | 0 | 0 | 2009 Qtr 1: 0; 2009 Qtr 2: 0; 2009 Qtr 3: 0; 2009 Qtr 4: 23; 2010 Qtr 1: 0; 2010 Qtr 2: 0; 2010 Qtr 3: 0; 2010 Qtr 4: 0; 2011 Qtr 1: 0; 2011 Qtr 2: 0; 2011 Qtr 3: 0; 2011 Qtr 4: 0 | 23
0 | 234084-Refrigeration -Cooler/Freezer Door Gaskets - Solid Doors: Cooler |  | System | Commercial | 09-GRO-Grocery-REFG | 0 |  |  |  |  | 2.2498 | 0 | 0 | 0 | 0 | 2.2498 | 0 |  | kWh | 0 | 0 | Commercial | [7 empty] | 4 | 0.76 |  |  |  | 0 | 1 | 0 | 0 | 0 | 0 | 0 | 0 | 0 | 0 | 0 | 0 | 2009 Qtr 1: 0; 2009 Qtr 2: 0; 2009 Qtr 3: 0; 2009 Qtr 4: 1; 2010 Qtr 1: 0; 2010 Qtr 2: 0; 2010 Qtr 3: 0; 2010 Qtr 4: 0; 2011 Qtr 1: 0; 2011 Qtr 2: 0; 2011 Qtr 3: 0; 2011 Qtr 4: 0 | 1
0 | 234067-Refrigeration - Food Service -Auto Closer for Main Cooler Doors |  | System | Commercial | 09-GRO-Grocery-REFG | 0 |  |  |  |  | 382.5103 | 103 | 0 | 0 | 0 | 279.5103 | 1075.009 |  | kWh | 0.20794 | -0.053375 | Commercial |  | Annual | [5 empty] | 8 | 0.7 |  |  |  | 0 | 1 | 0 | 0 | 0 | 0 | 0 | 0 | 0 | 0 | 0 | 0 | 2009 Qtr 1: 0; 2009 Qtr 2: 0; 2009 Qtr 3: 0; 2009 Qtr 4: 1; 2010 Qtr 1: 0; 2010 Qtr 2: 0; 2010 Qtr 3: 0; 2010 Qtr 4: 0; 2011 Qtr 1: 0; 2011 Qtr 2: 0; 2011 Qtr 3: 0; 2011 Qtr 4: 0 | 1
0 | 234084-Refrigeration -Cooler/Freezer Door Gaskets - Solid Doors: Cooler |  | System | Commercial | 09-GRO-Grocery-REFG | 0 |  |  |  |  | 2.2498 | 4.13 | 0 | 0 | 0 | -1.8802 | 104.55 |  | kWh | 0.01195 | 0 | Commercial | [7 empty] | 4 | 0.76 |  |  |  | 0 | 28 | 0 | 0 | 0 | 0 | 0 | 0 | 0 | 0 | 0 | 0 | 2009 Qtr 1: 0; 2009 Qtr 2: 0; 2009 Qtr 3: 28; 2009 Qtr 4: 0; 2010 Qtr 1: 0; 2010 Qtr 2: 0; 2010 Qtr 3: 0; 2010 Qtr 4: 0; 2011 Qtr 1: 0; 2011 Qtr 2: 0; 2011 Qtr 3: 0; 2011 Qtr 4: 0 | 28
0 | 234116-Refrigeration -Cooler/Freezer Door Gaskets - Solid Doors: Freezer |  | System | Commercial | 09-GRO-Grocery-REFG | 0 |  |  |  |  | 3.9975 | 4.046 | 0 | 0 | 0 | -0.048476 | 104.55 |  | kWh | 0.01195 | 0 | Commercial | [7 empty] | 4 | 0.76 |  |  |  | 0 | 40 | 0 | 0 | 0 | 0 | 0 | 0 | 0 | 0 | 0 | 0 | 2009 Qtr 1: 0; 2009 Qtr 2: 0; 2009 Qtr 3: 40; 2009 Qtr 4: 0; 2010 Qtr 1: 0; 2010 Qtr 2: 0; 2010 Qtr 3: 0; 2010 Qtr 4: 0; 2011 Qtr 1: 0; 2011 Qtr 2: 0; 2011 Qtr 3: 0; 2011 Qtr 4: 0 | 40
0 | 234085-Refrigeration -Strip Curtains for Walk-ins |  | System | Commercial | 20-RFF-Restaurant–FastFood-Refrig | 0 |  |  |  |  | 10.214 | 3.0078 | 0 | 0 | 0 | 7.2062 | 465 |  | kWh | 0.053 | 0 | Commercial | [7 empty] | 4 | 0.46 |  |  |  | 0 | 23 | 0 | 0 | 0 | 0 | 0 | 0 | 0 | 0 | 0 | 0 | 2009 Qtr 1: 0; 2009 Qtr 2: 0; 2009 Qtr 3: 23; 2009 Qtr 4: 0; 2010 Qtr 1: 0; 2010 Qtr 2: 0; 2010 Qtr 3: 0; 2010 Qtr 4: 0; 2011 Qtr 1: 0; 2011 Qtr 2: 0; 2011 Qtr 3: 0; 2011 Qtr 4: 0 | 23
0 | 234084-Refrigeration -Cooler/Freezer Door Gaskets - Solid Doors: Cooler |  | System | Commercial | 09-GRO-Grocery-REFG | 0 |  |  |  |  | 2.2498 | 4.0066 | 0 | 0 | 0 | -1.7568 | 104.55 |  | kWh | 0.01195 | 0 | Commercial | [7 empty] | 4 | 0.76 |  |  |  | 0 | 157 | 0 | 0 | 0 | 0 | 0 | 0 | 0 | 0 | 0 | 0 | 2009 Qtr 1: 0; 2009 Qtr 2: 0; 2009 Qtr 3: 157; 2009 Qtr 4: 0; 2010 Qtr 1: 0; 2010 Qtr 2: 0; 2010 Qtr 3: 0; 2010 Qtr 4: 0; 2011 Qtr 1: 0; 2011 Qtr 2: 0; 2011 Qtr 3: 0; 2011 Qtr 4: 0 | 157
0 | 234067-Refrigeration - Food Service -Auto Closer for Main Cooler Doors |  | System | Commercial | 09-GRO-Grocery-REFG | 0 |  |  |  |  | 382.5103 | 103 | 0 | 0 | 0 | 279.5103 | 1075.009 |  | kWh | 0.20794 | -0.053375 | Commercial |  | Annual | [5 empty] | 8 | 0.7 |  |  |  | 0 | 1 | 0 | 0 | 0 | 0 | 0 | 0 | 0 | 0 | 0 | 0 | 2009 Qtr 1: 0; 2009 Qtr 2: 0; 2009 Qtr 3: 1; 2009 Qtr 4: 0; 2010 Qtr 1: 0; 2010 Qtr 2: 0; 2010 Qtr 3: 0; 2010 Qtr 4: 0; 2011 Qtr 1: 0; 2011 Qtr 2: 0; 2011 Qtr 3: 0; 2011 Qtr 4: 0 | 1
0 | 234085-Refrigeration -Strip Curtains for Walk-ins |  | System | Commercial | 20-RFF-Restaurant–FastFood-Refrig | 0 |  |  |  |  | 10.214 | 3.0258 | 0 | 0 | 0 | 7.1882 | 465 |  | kWh | 0.053 | 0 | Commercial | [7 empty] | 4 | 0.46 |  |  |  | 0 | 65 | 0 | 0 | 0 | 0 | 0 | 0 | 0 | 0 | 0 | 0 | 2009 Qtr 1: 0; 2009 Qtr 2: 0; 2009 Qtr 3: 65; 2009 Qtr 4: 0; 2010 Qtr 1: 0; 2010 Qtr 2: 0; 2010 Qtr 3: 0; 2010 Qtr 4: 0; 2011 Qtr 1: 0; 2011 Qtr 2: 0; 2011 Qtr 3: 0; 2011 Qtr 4: 0 | 65
0 | 234084-Refrigeration -Cooler/Freezer Door Gaskets - Solid Doors: Cooler |  | System | Commercial | 09-GRO-Grocery-REFG | 0 |  |  |  |  | 2.2498 | 4.0009 | 0 | 0 | 0 | -1.7511 | 104.55 |  | kWh | 0.01195 | 0 | Commercial | [7 empty] | 4 | 0.76 |  |  |  | 0 | 176 | 0 | 0 | 0 | 0 | 0 | 0 | 0 | 0 | 0 | 0 | 2009 Qtr 1: 0; 2009 Qtr 2: 0; 2009 Qtr 3: 176; 2009 Qtr 4: 0; 2010 Qtr 1: 0; 2010 Qtr 2: 0; 2010 Qtr 3: 0; 2010 Qtr 4: 0; 2011 Qtr 1: 0; 2011 Qtr 2: 0; 2011 Qtr 3: 0; 2011 Qtr 4: 0 | 176
0 | 234116-Refrigeration -Cooler/Freezer Door Gaskets - Solid Doors: Freezer |  | System | Commercial | 09-GRO-Grocery-REFG | 0 |  |  |  |  | 3.9975 | 4 | 0 | 0 | 0 | -0.002476 | 104.55 |  | kWh | 0.01195 | 0 | Commercial | [7 empty] | 4 | 0.76 |  |  |  | 0 | 17 | 0 | 0 | 0 | 0 | 0 | 0 | 0 | 0 | 0 | 0 | 2009 Qtr 1: 0; 2009 Qtr 2: 0; 2009 Qtr 3: 17; 2009 Qtr 4: 0; 2010 Qtr 1: 0; 2010 Qtr 2: 0; 2010 Qtr 3: 0; 2010 Qtr 4: 0; 2011 Qtr 1: 0; 2011 Qtr 2: 0; 2011 Qtr 3: 0; 2011 Qtr 4: 0 | 17
0 | 234067-Refrigeration - Food Service -Auto Closer for Main Cooler Doors |  | System | Commercial | 09-GRO-Grocery-REFG | 0 |  |  |  |  | 382.5103 | 0 | 0 | 0 | 0 | 382.5103 | 0 |  | kWh | 0 | 0 | Commercial |  | Annual | [5 empty] | 8 | 0.7 |  |  |  | 0 | 1 | 0 | 0 | 0 | 0 | 0 | 0 | 0 | 0 | 0 | 0 | 2009 Qtr 1: 0; 2009 Qtr 2: 0; 2009 Qtr 3: 1; 2009 Qtr 4: 0; 2010 Qtr 1: 0; 2010 Qtr 2: 0; 2010 Qtr 3: 0; 2010 Qtr 4: 0; 2011 Qtr 1: 0; 2011 Qtr 2: 0; 2011 Qtr 3: 0; 2011 Qtr 4: 0 | 1
0 | 234068-Refrigeration - Food Service -Auto Closer for Main Freezer Doors |  | System | Commercial | 09-GRO-Grocery-REFG | 0 |  |  |  |  | 372.7723 | 0 | 0 | 0 | 0 | 372.7723 | 0 |  | kWh | 0 | 0 | Commercial |  | Annual | [5 empty] | 8 | 0.7 |  |  |  | 0 | 1 | 0 | 0 | 0 | 0 | 0 | 0 | 0 | 0 | 0 | 0 | 2009 Qtr 1: 0; 2009 Qtr 2: 0; 2009 Qtr 3: 1; 2009 Qtr 4: 0; 2010 Qtr 1: 0; 2010 Qtr 2: 0; 2010 Qtr 3: 0; 2010 Qtr 4: 0; 2011 Qtr 1: 0; 2011 Qtr 2: 0; 2011 Qtr 3: 0; 2011 Qtr 4: 0 | 1
0 | 234330-Premium T8 with T12 40 Watt Baseline - Tr1 |  | System | Commercial | 01-ALC-AllCommercial-IntLight | 0 |  |  |  |  | 27.6532 | 13.1897 | 0 | 0 | 0 | 14.4636 | 83.5202 |  | kWh | 0.017351 | 0 | Commercial | [7 empty] | 15 | 0.78 |  |  |  | 0 | 20.0156 | 0 | 0 | 0 | 0 | 0 | 0 | 0 | 0 | 0 | 0 | 2009 Qtr 1: 0; 2009 Qtr 2: 0; 2009 Qtr 3: 0; 2009 Qtr 4: 20.0156; 2010 Qtr 1: 0; 2010 Qtr 2: 0; 2010 Qtr 3: 0; 2010 Qtr 4: 0; 2011 Qtr 1: 0; 2011 Qtr 2: 0; 2011 Qtr 3: 0; 2011 Qtr 4: 0 | 20.0156
0 | 234303-Lighting-Remove 4 Ft Lamp (De-Lamp) - Tr1 |  | System | Commercial | [6 empty] | 12.3596 | 16.4871 | 0 | 0 | 0 | -4.1275 | 137.2559 |  | 0 | 0.026384 | -2.5676 | Commercial |  | Winter Only | [5 empty] | 15 | 0.77 |  |  |  | 0 | 12.7372 | 0 | 0 | 0 | 0 | 0 | 0 | 0 | 0 | 0 | 0 | 2009 Qtr 1: 0; 2009 Qtr 2: 0; 2009 Qtr 3: 0; 2009 Qtr 4: 12.7372; 2010 Qtr 1: 0; 2010 Qtr 2: 0; 2010 Qtr 3: 0; 2010 Qtr 4: 0; 2011 Qtr 1: 0; 2011 Qtr 2: 0; 2011 Qtr 3: 0; 2011 Qtr 4: 0 | 12.7372
0 | 234084-Refrigeration -Cooler/Freezer Door Gaskets - Solid Doors: Cooler |  | System | Commercial | 09-GRO-Grocery-REFG | 0 |  |  |  |  | 2.2498 | 4.0349 | 0 | 0 | 0 | -1.7851 | 104.55 |  | kWh | 0.01195 | 0 | Commercial | [7 empty] | 4 | 0.76 |  |  |  | 0 | 78 | 0 | 0 | 0 | 0 | 0 | 0 | 0 | 0 | 0 | 0 | 2009 Qtr 1: 0; 2009 Qtr 2: 0; 2009 Qtr 3: 78; 2009 Qtr 4: 0; 2010 Qtr 1: 0; 2010 Qtr 2: 0; 2010 Qtr 3: 0; 2010 Qtr 4: 0; 2011 Qtr 1: 0; 2011 Qtr 2: 0; 2011 Qtr 3: 0; 2011 Qtr 4: 0 | 78
0 | 234331-Premium T8 with T12 40 Watt Baseline - Tr2 |  | System | Commercial | 01-ALC-AllCommercial-IntLight | 0 |  |  |  |  | 27.653 | 9.8923 | 0 | 0 | 0 | 17.7607 | 58.062 |  | kWh | 0.017133 | 0 | Commercial | [7 empty] | 15 | 0.78 |  |  |  | 0 | 20.0156 | 0 | 0 | 0 | 0 | 0 | 0 | 0 | 0 | 0 | 0 | 2009 Qtr 1: 0; 2009 Qtr 2: 0; 2009 Qtr 3: 0; 2009 Qtr 4: 20.0156; 2010 Qtr 1: 0; 2010 Qtr 2: 0; 2010 Qtr 3: 0; 2010 Qtr 4: 0; 2011 Qtr 1: 0; 2011 Qtr 2: 0; 2011 Qtr 3: 0; 2011 Qtr 4: 0 | 20.0156
0 | 234304-Lighting-Remove 4 Ft Lamp (De-Lamp) - Tr2 |  | System | Commercial | [6 empty] | 12.3587 | 12.3653 | 0 | 0 | 0 | -0.0066231 | 137.2559 |  | 0 | 0.026384 | -2.5676 | Commercial | [7 empty] | 15 | 0.77 |  |  |  | 0 | 20.0156 | 0 | 0 | 0 | 0 | 0 | 0 | 0 | 0 | 0 | 0 | 2009 Qtr 1: 0; 2009 Qtr 2: 0; 2009 Qtr 3: 0; 2009 Qtr 4: 20.0156; 2010 Qtr 1: 0; 2010 Qtr 2: 0; 2010 Qtr 3: 0; 2010 Qtr 4: 0; 2011 Qtr 1: 0; 2011 Qtr 2: 0; 2011 Qtr 3: 0; 2011 Qtr 4: 0 | 20.0156
0 | 234084-Refrigeration -Cooler/Freezer Door Gaskets - Solid Doors: Cooler |  | System | Commercial | 09-GRO-Grocery-REFG | 0 |  |  |  |  | 2.2498 | 4.0215 | 0 | 0 | 0 | -1.7717 | 104.55 |  | kWh | 0.01195 | 0 | Commercial | [7 empty] | 4 | 0.76 |  |  |  | 0 | 78 | 0 | 0 | 0 | 0 | 0 | 0 | 0 | 0 | 0 | 0 | 2009 Qtr 1: 0; 2009 Qtr 2: 0; 2009 Qtr 3: 78; 2009 Qtr 4: 0; 2010 Qtr 1: 0; 2010 Qtr 2: 0; 2010 Qtr 3: 0; 2010 Qtr 4: 0; 2011 Qtr 1: 0; 2011 Qtr 2: 0; 2011 Qtr 3: 0; 2011 Qtr 4: 0 | 78
0 | 234116-Refrigeration -Cooler/Freezer Door Gaskets - Solid Doors: Freezer |  | System | Commercial | 09-GRO-Grocery-REFG | 0 |  |  |  |  | 3.9975 | 4.1092 | 0 | 0 | 0 | -0.11171 | 104.55 |  | kWh | 0.01195 | 0 | Commercial | [7 empty] | 4 | 0.76 |  |  |  | 0 | 26 | 0 | 0 | 0 | 0 | 0 | 0 | 0 | 0 | 0 | 0 | 2009 Qtr 1: 0; 2009 Qtr 2: 0; 2009 Qtr 3: 26; 2009 Qtr 4: 0; 2010 Qtr 1: 0; 2010 Qtr 2: 0; 2010 Qtr 3: 0; 2010 Qtr 4: 0; 2011 Qtr 1: 0; 2011 Qtr 2: 0; 2011 Qtr 3: 0; 2011 Qtr 4: 0 | 26
0 | 234084-Refrigeration -Cooler/Freezer Door Gaskets - Solid Doors: Cooler |  | System | Commercial | 09-GRO-Grocery-REFG | 0 |  |  |  |  | 2.2498 | 4.0212 | 0 | 0 | 0 | -1.7714 | 104.55 |  | kWh | 0.01195 | 0 | Commercial | [7 empty] | 4 | 0.76 |  |  |  | 0 | 83 | 0 | 0 | 0 | 0 | 0 | 0 | 0 | 0 | 0 | 0 | 2009 Qtr 1: 0; 2009 Qtr 2: 0; 2009 Qtr 3: 83; 2009 Qtr 4: 0; 2010 Qtr 1: 0; 2010 Qtr 2: 0; 2010 Qtr 3: 0; 2010 Qtr 4: 0; 2011 Qtr 1: 0; 2011 Qtr 2: 0; 2011 Qtr 3: 0; 2011 Qtr 4: 0 | 83
0 | 234067-Refrigeration - Food Service -Auto Closer for Main Cooler Doors |  | System | Commercial | 09-GRO-Grocery-REFG | 0 |  |  |  |  | 382.5103 | 103 | 0 | 0 | 0 | 279.5103 | 1075.009 |  | kWh | 0.20794 | -0.053375 | Commercial |  | Annual | [5 empty] | 8 | 0.7 |  |  |  | 0 | 1 | 0 | 0 | 0 | 0 | 0 | 0 | 0 | 0 | 0 | 0 | 2009 Qtr 1: 0; 2009 Qtr 2: 0; 2009 Qtr 3: 1; 2009 Qtr 4: 0; 2010 Qtr 1: 0; 2010 Qtr 2: 0; 2010 Qtr 3: 0; 2010 Qtr 4: 0; 2011 Qtr 1: 0; 2011 Qtr 2: 0; 2011 Qtr 3: 0; 2011 Qtr 4: 0 | 1
0 | 234361-Lighting-IntrHiByLnrFlscntFxtr244wrplc400w(TrI)Tr2 |  | System | Commercial | 01-ALC-AllCommercial-IntLight | 0 |  |  |  |  | 327.8836 | 115.3803 | 0 | 0 | 0 | 212.5033 | 698.8643 |  | kWh | 0.2203 | 0 | Commercial | [7 empty] | 15 | 0.78 |  |  |  | 0 | 25.3509 | 0 | 0 | 0 | 0 | 0 | 0 | 0 | 0 | 0 | 0 | 2009 Qtr 1: 0; 2009 Qtr 2: 0; 2009 Qtr 3: 0; 2009 Qtr 4: 25.3509; 2010 Qtr 1: 0; 2010 Qtr 2: 0; 2010 Qtr 3: 0; 2010 Qtr 4: 0; 2011 Qtr 1: 0; 2011 Qtr 2: 0; 2011 Qtr 3: 0; 2011 Qtr 4: 0 | 25.3509
Do NOT enter program data in this row or below. The Spreadsheet will not evaluate any such data. | bar: 2012 Qtr 1; 2014 Qtr 2 to 2014 Qtr 4; 2016 Qtr 2 to 2016 Qtr 4; 2018 Qtr 2 to 2018 Qtr 4
Lists of Dimensions and their Labels
|  |  | Climate Zones | Sectors | End Use Validation List |  | Measure Types for Measure Life | Measure Types for NTGR | Gas Sector | Gas Savings Profile | Combustor Type
|  |  | 7 | RES | res:DEER:Indoor_CFL_Ltg |  | NONRESIDENTIAL MEASURES: |  | Residential | Summer Only | Large Boilers (>100 MMBtu/hr Heat Input):Uncontrolled
|  |  | 10 | NON_RES | res:DEER:Indoor_CFL_Ltg |  | **************************************************************** | Appliance early retirement and replacement 0.80 | Commercial | Winter Only | Large Boilers (>100 MMBtu/hr Heat Input):Controlled Low NOx Burner
|  |  | 14 | Residential | res:DEER:Indoor_CFL_Ltg |  | Ballast – Dimmable: NR - 11 | California Home Energy Efficiency Rating System (CHEERS) | Core | Annual | Large Boilers (>100 MMBtu/hr Heat Input):Controlled – Flue Gas Recirculation
|  |  | 15 | Commercial | res:DEER:Indoor_CFL_Ltg |  | Ballast – Electronic: NR - 11 | Residential Audits 0.72 |  |  | Small Boilers (<100 MMBtu/hr Heat Input):Uncontrolled
|  |  | System | Industrial | res:DEER:Indoor_CFL_Ltg |  | Fluorescent Fixture – T8: C/I/A - 11 | Refrigerator Recycling 0.35 |  |  | Small Boilers (<100 MMBtu/hr Heat Input):Controlled Low NOx Burner
|  |  |  | Agricultural | res:DEER:RefgFrzr_HighEff |  | Fixture: T8 Lamp & Electronic Ballast: C/I/A - 11 | Freezer Recycling 0.54 |  |  | Small Boilers (<100 MMBtu/hr Heat Input):Controlled – Flue Gas Recirculation
|  |  |  | Not Used | res:DEER:RefgFrzr_HighEff |  | T8 Fixtures – 17 Watt Lamp, 2ft or 32-watt Lamp, 4ft 11 | Residential Contractor Program 0.89 |  |  | Residential Furnaces (<0.3):Uncontrolled
[5 empty] | res:DEER:RefgFrzr_HighEff |  | T8 Lamps: C/I/A - 5 | Emerging Technologies 0.83
[5 empty] | res:DEER:RefgFrzr_HighEff |  | High Efficiency Lighting (HID): NR - 16 | All other residential programs 0.80
[5 empty] | res:DEER:RefgFrzr_HighEff |  | High Output T5 Fixture: NR - 16 |  | Electric Rate | Gas Rate
[5 empty] | res:DEER:RefgFrzr_Recyc-Conditioned |  | Indoor or Outdoor Lighting System Modification: NR - 13.5 | Advanced water heating systems 1.00 | Residential | 0
[5 empty] | res:DEER:RefgFrzr_Recyc-Conditioned |  | Lighting Controls: NR - 16 | Agricultural and Dairy Incentives 0.75 | Commercial | Residential
[5 empty] | res:DEER:RefgFrzr_Recyc-Conditioned |  | Daylighting Controls; NR - 16 | Coin Laundry and Dry Cleaner Education 0.70 | Not Used | Not Used
[5 empty] | res:DEER:RefgFrzr_Recyc-Conditioned |  | Lighting Power Density: NR - 11 | Commercial and agricultural information, tools, or design assistance services | Not Used
[5 empty] | res:DEER:RefgFrzr_Recyc-Conditioned |  | Exit Sign – CF Hardware Kit/LED/ Electro-Luminescent: NR - 16 | Comprehensive Space Conditioning 1.00 | Not Used
[5 empty] | res:DEER:RefgFrzr_Recyc-UnConditioned |  | Occupancy Sensor: NR - 8 | Lodging Education 0.70
[5 empty] | res:DEER:RefgFrzr_Recyc-UnConditioned |  | Photocell: NR - 8 | Express Efficiency (rebates) 0.96
[5 empty] | res:DEER:RefgFrzr_Recyc-UnConditioned |  | Time Clock – Lighting: NR - 8 | Energy Management Services, including audits (for small and medium customers)
[5 empty] | res:DEER:RefgFrzr_Recyc-UnConditioned |  | Induction Lamps: NR - 2 | Food Services Equipment Retrofit 1.00
[5 empty] | res:DEER:RefgFrzr_Recyc-UnConditioned |  | Induction Fixture: NR - 16 | Industrial Information and Services 0.74
[5 empty] | res:DEER:HVAC_Eff_AC |  | Delamp/reflectors: C/I - 11 | Large Standard Performance Contract 0.70
[5 empty] | res:DEER:HVAC_Eff_AC |  | Optical Reflectors- new construction: Ind, NRNC - 12 | All other nonresidential programs 0.80
[5 empty] | res:DEER:HVAC_Eff_AC |  | Optical Reflectors- retrofit: NR - 10 | New Construction
[5 empty] | res:DEER:HVAC_Eff_AC |  | HID fixture: Interior, >= 176 Watts lamp: Ind - 16 | Industrial and Agricultural Process 0.94
[5 empty] | res:DEER:HVAC_Eff_AC |  | HID fixture: Interior, 251-400 Watt lamp: Com - 16 | Industrial new construction incentives 0.62
[5 empty] | res:DEER:HVAC_Duct_Sealing |  | CFL Fixture: Pin based CFL fixture: Com - 12.0 | Savings by Design 0.82
[5 empty] | res:DEER:HVAC_Duct_Sealing |  | Screw-in CFL: Education - Primary School: NR - 5.6 | All other new construction programs 0.80
[5 empty] | res:DEER:HVAC_Duct_Sealing |  | Screw-in CFL: Education - Secondary School: NR - 3.5 | Large Standard Performance Contract 0.7011
[5 empty] | res:DEER:HVAC_Duct_Sealing |  | Screw-in CFL: Education - Community College: NR - 2.1 | Savings by Design 0.8212
[5 empty] | res:DEER:HVAC_Duct_Sealing |  | Screw-in CFL: Education - University: NR - 2.6 | Codes and Standards
[5 empty] | res:DEER:HVAC_Refrig_Charge |  | Screw-in CFL: Grocery: NR - 1.4
[5 empty] | res:DEER:HVAC_Refrig_Charge |  | Screw-in CFL: Health/Medical - Hospital: NR - 0.9
[5 empty] | res:DEER:HVAC_Refrig_Charge |  | Screw-in CFL: Health/Medical - Nursing Home: NR - 0.9
[5 empty] | res:DEER:HVAC_Refrig_Charge |  | Screw-in CFL: Lodging - Hotel: NR - 0.9
[5 empty] | res:DEER:HVAC_Refrig_Charge |  | Screw-in CFL: Lodging - Motel: NR - 0.9
[5 empty] | res:DEER:Refg_Chrg_Duct_Seal |  | Screw-in CFL: Lodging - Guest Rooms: NR - 7.0
[5 empty] | res:DEER:Refg_Chrg_Duct_Seal |  | Screw-in CFL: Manufacturing - Light Industrial: NR - 2.8
[5 empty] | res:DEER:Refg_Chrg_Duct_Seal |  | Screw-in CFL: Office - Large: NR - 2.9
[5 empty] | res:DEER:Refg_Chrg_Duct_Seal |  | Screw-in CFL: Office - Small: NR - 3.2
[5 empty] | res:DEER:Refg_Chrg_Duct_Seal |  | Screw-in CFL: Restaurant - Sit-Down: NR - 2.3
[5 empty] | res:DEER:RefgFrzr_Recycling |  | Screw-in CFL: Restaurant - Fast-Food: NR - 1.3
[5 empty] | res:DEER:RefgFrzr_Recycling |  | Screw-in CFL: Retail - 3-Story Large: NR - 1.9
[5 empty] | res:DEER:RefgFrzr_Recycling |  | Screw-in CFL: Retail - Single-Story Large: NR - 1.8
[5 empty] | res:DEER:RefgFrzr_Recycling |  | Screw-in CFL: Retail - Small: NR - 2.1
[5 empty] | res:DEER:RefgFrzr_Recycling |  | Screw-in CFL: Storage - Conditioned: NR - 2.8
[5 empty] | NON_res:DEER:Indoor_CFL_Ltg |  | Screw-in CFL: Storage - Unconditioned: NR - 2.8
[5 empty] | NON_res:DEER:Indoor_CFL_Ltg |  | Screw-in CFL: Warehouse - Refrigerated: NR - 3.1
NON_res:DEER:Indoor_CFL_Ltg
[5 empty] | NON_res:DEER:Indoor_CFL_Ltg |  | HVAC/Refrigeration – SPC: NR - 16
[5 empty] | NON_res:DEER:Indoor_CFL_Ltg |  | Chiller – High Efficiency: NR - 20
[5 empty] | NON_res:DEER:Indoor_Non-CFL_Ltg |  | Chiller – Variable Speed Drive: NR - 20
[5 empty] | NON_res:DEER:Indoor_Non-CFL_Ltg |  | Water Cooled Chillers: NR - 20
[5 empty] | NON_res:DEER:Indoor_Non-CFL_Ltg |  | Air Conditioners – High Efficiency: NR - 15
[5 empty] | NON_res:DEER:Indoor_Non-CFL_Ltg |  | Packaged HVAC Systems: NR - 15
[5 empty] | NON_res:DEER:Indoor_Non-CFL_Ltg |  | Install HVAC EMS: Com - 14
[5 empty] | NON_res:DEER:HVAC_Chillers |  | AC Packaged Terminal Units: NR - 15
[5 empty] | NON_res:DEER:HVAC_Chillers |  | Evaporative Coolers: NR - 15
[5 empty] | NON_res:DEER:HVAC_Chillers |  | Boiler – High Efficiency: NR - 20
[5 empty] | NON_res:DEER:HVAC_Chillers |  | Cooling Towers/Evaporative Condenser: NR - 15
[5 empty] | NON_res:DEER:HVAC_Chillers |  | Heat Pump – Split System: NR - 15
[5 empty] | NON_res:DEER:HVAC_Refrig_Charge |  | Heat Pump with Integrated Water Heating: NR - 10
[5 empty] | NON_res:DEER:HVAC_Refrig_Charge |  | Ground Source Heat Pump: NR - 15
[5 empty] | NON_res:DEER:HVAC_Refrig_Charge |  | Reduce Internal Load: NR - 15
[5 empty] | NON_res:DEER:HVAC_Refrig_Charge |  | Insulation: NR - 20
[5 empty] | NON_res:DEER:HVAC_Refrig_Charge |  | Insulation Package: NR - 20
[5 empty] | NON_res:DEER:HVAC_Split-Package_AC |  | Reflective Window Film: NR - 10
[5 empty] | NON_res:DEER:HVAC_Split-Package_AC |  | Bypass/Delay Timer(lighting): NR - 8
[5 empty] | NON_res:DEER:HVAC_Split-Package_AC |  | Set-Back Thermostat: NR - 11
[5 empty] | NON_res:DEER:HVAC_Split-Package_AC |  | Time Clock - HVAC: NR - 10
[5 empty] | NON_res:DEER:HVAC_Split-Package_AC |  | HVAC/Space Heating/Efficiency (Gas): NR - 18
[5 empty] | NON_res:DEER:HVAC_Duct_Sealing |  | Nonresidential Gas – AC: NR - 20
NON_res:DEER:HVAC_Duct_Sealing
[5 empty] | NON_res:DEER:HVAC_Duct_Sealing |  | Adjustable speed drive, application unknown: Ag - 10
[5 empty] | NON_res:DEER:HVAC_Duct_Sealing |  | Adjustable speed drive, application unknown: Com - 10
[5 empty] | NON_res:DEER:HVAC_Duct_Sealing |  | Adjustable Speed Drive: HVAC fan, 50 HP Max: Com - 10
[5 empty] | 01-ALC-AllCommercial-Cooling |  | Pump repair: Ag - 11
[5 empty] | 01-ALC-AllCommercial-ExtLight |  | Injection molding machines: Ind - 15
[5 empty] | 01-ALC-AllCommercial-IntLight |  | Plastic extusion equipment: Ind - 15
[5 empty] | 01-ALC-AllCommercial-OffEquip |  | Process cooling: Ind - 15
[5 empty] | 01-ALC-AllCommercial-Refrig |  | Process equipment insulation: Ind - 15
01-ALC-AllCommercial-Vent/Fan
[5 empty] | 02-ASM-Assembly-Cooling |  | Horizontal Clothes Washer: NR - 10
[5 empty] | 02-ASM-Assembly-Exit |  | Efficient Dishwashing: NR - 5
[5 empty] | 02-ASM-Assembly-ExtLight |  | Water Heater Controls: NR - 15
[5 empty] | 02-ASM-Assembly-IntLight |  | Cooking measures , Assorted: Com - 12
[5 empty] | 03-BCR-BothResidentialandCommercial-COOL |  | Water Heater – Gas: NR - 15
[5 empty] | 03-BCR-BothResidentialandCommercial-LIT_INT |  | Domestic Hot Water Boiler (Gas): NR - 20
03-BCR-BothResidentialandCommercial-OFF_EQ
[5 empty] | 03-BCR-BothResidentialandCommercial-LIT_EXT |  | Auto Closer for Cooler/Freezer: NR - 8
[5 empty] | 03-BCR-BothResidentialandCommercial-REFG |  | Door Gaskets: NR - 4
[5 empty] | 03-BCR-BothResidentialandCommercial-VENT |  | Floating Head Pressure: NR - 16
[5 empty] | 04-DMO-ResidentialMobileHome–DoubleWide-CL_DRY |  | Heatless Door: NR - 16
[5 empty] | 04-DMO-ResidentialMobileHome–DoubleWide-CL_WASH |  | Humidistat Control for Anti-Sweat Heater: NR - 12
[5 empty] | 04-DMO-ResidentialMobileHome–DoubleWide-DSH_WASH |  | Insulation on Refrigeration Suction Line: NR - 11
[5 empty] | 04-DMO-ResidentialMobileHome–DoubleWide-FREEZ |  | Night Covers for Display Cases: NR - 5
[5 empty] | 04-DMO-ResidentialMobileHome–DoubleWide-LIGHT |  | PSC Evaporator Motor – Walkin/ Display: NR - 15
[5 empty] | 04-DMO-ResidentialMobileHome–DoubleWide-POOL_PMP |  | Refrigeration Case Doors – Glass/Acrylic: NR - 12
[5 empty] | 04-DMO-ResidentialMobileHome–DoubleWide-REFG |  | Refrigerator Case with Doors: NR - 12
[5 empty] | 04-DMO-ResidentialMobileHome–DoubleWide-SP_COOL |  | Refrigerator Condensate Evaporator – Elec/Non Elec: NR - 8
[5 empty] | 04-DMO-ResidentialMobileHome–DoubleWide-SP_HEAT |  | Strip Curtains for Walk-Ins: NR - 4
[5 empty] | 04-DMO-ResidentialMobileHome–DoubleWide-WAT_HEAT |  | Ballast: Electronic, for display case: NR - 11
[5 empty] | 05-ECC-Education–CommunityCollege-COOL |  | Defrost: NR - 16
[5 empty] | 05-ECC-Education–CommunityCollege-LIT_INT |  | FHP & EFF Conditioner: NR - 16
[5 empty] | 05-ECC-Education–CommunityCollege-OFF_EQ |  | High-efficiency Liquid Suction Heat Exchangers: NR - 16
[5 empty] | 05-ECC-Education–CommunityCollege-LIT_EXT |  | Night Shields on Refrigerator and Freezer Cases: NR - 5
[5 empty] | 05-ECC-Education–CommunityCollege-REFG |  | Walk-in Refrigerator or Freezer: Evaporative Fan Controller: NR - 5
[5 empty] | 05-ECC-Education–CommunityCollege-VENT |  | Multiplec Refrigeration Systems/Supermarket Systems: NR - 10
06-EPR-Education–PrimarySchool-COOL
[5 empty] | 06-EPR-Education–PrimarySchool-LIT_INT |  | Kiln/Oven/Furnace: NR - 18
[5 empty] | 06-EPR-Education–PrimarySchool-OFF_EQ |  | Thermal Night Curtains: NR - 5
[5 empty] | 06-EPR-Education–PrimarySchool-LIT_EXT |  | Custom Measures – SPC: NR - 15
[5 empty] | 06-EPR-Education–PrimarySchool-REFG |  | Local Government Partnership: NR - 11
[5 empty] | 06-EPR-Education–PrimarySchool-VENT |  | Audits: NR - 3
[5 empty] | 07-ESE-Education–SecondarySchool-COOL |  | Plug Load Sensor: NR - 10
[5 empty] | 07-ESE-Education–SecondarySchool-LIT_INT |  | Information: NR - 1
[5 empty] | 07-ESE-Education–SecondarySchool-OFF_EQ |  | High Efficiency Motors: NR - 15
[5 empty] | 07-ESE-Education–SecondarySchool-LIT_EXT |  | Process Overhaul: NR - 20
[5 empty] | 07-ESE-Education–SecondarySchool-REFG |  | System Controls: NR - 15
07-ESE-Education–SecondarySchool-VENT
08-EUN-Education–University-COOL
[5 empty] | 08-EUN-Education–University-LIT_INT |  | RESIDENTIAL MEASURES
[5 empty] | 08-EUN-Education–University-OFF_EQ |  | ****************************************************************
[5 empty] | 08-EUN-Education–University-LIT_EXT |  | T8 Fixtures ; lamp or ballast: Res - 15
[5 empty] | 08-EUN-Education–University-REFG |  | Pin based CFL Fixture: Res - 16
[5 empty] | 08-EUN-Education–University-VENT |  | CFL: Indoor Screw in: Res - 9.4
[5 empty] | 09-GRO-Grocery-COOL |  | CFL: Outdoor Screw in: Res - 7
[5 empty] | 09-GRO-Grocery-LIT_INT |  | Torchiere: Res - 9
09-GRO-Grocery-OFF_EQ
[5 empty] | 09-GRO-Grocery-LIT_EXT |  | Air Conditioners with SEER >= 11.0: Res - 18
[5 empty] | 09-GRO-Grocery-REFG |  | Central Air Conditioners: Res - 18
[5 empty] | 09-GRO-Grocery-VENT |  | Duct Testing: Res NC - 18
[5 empty] | 10-HSP-Health/Medical–Hospital-COOL |  | High Energy Efficiency Ducts: Res - 18
[5 empty] | 10-HSP-Health/Medical–Hospital-LIT_INT |  | Whole House Fan: Res - 15
[5 empty] | 10-HSP-Health/Medical–Hospital-OFF_EQ |  | Evaporative Cooler: Res - 15
[5 empty] | 10-HSP-Health/Medical–Hospital-LIT_EXT |  | Glazing - Low E Double / Low Shade Coefficient: Res - 20
[5 empty] | 10-HSP-Health/Medical–Hospital-REFG |  | Heat Pump - Electric: Res - 15
[5 empty] | 10-HSP-Health/Medical–Hospital-VENT |  | Insulation - Ceiling / Floor / Walls: Res - 20
[5 empty] | 11-HTL-Lodging–Hotel(GuestRooms)-COOL |  | A/C with Integrated Water Heating: Res - 10
[5 empty] | 11-HTL-Lodging–Hotel(GuestRooms)-LIT_INT |  | Programmable Thermostat: Res - 12
11-HTL-Lodging–Hotel(GuestRooms)-OFF_EQ
[5 empty] | 11-HTL-Lodging–Hotel(GuestRooms)-LIT_EXT |  | Audits: Res - 3
[5 empty] | 11-HTL-Lodging–Hotel(GuestRooms)-REFG |  | Gas Cooktops: Res - 20
[5 empty] | 11-HTL-Lodging–Hotel(GuestRooms)-VENT |  | Gas Dryer Stub: Res - 18
[5 empty] | 12-MBT-Manufacturing–Bio/Tech-AG_PUMP |  | Energy-Efficient Furnaces: Res - 18
12-MBT-Manufacturing–Bio/Tech-COMP_AIR
[5 empty] | 12-MBT-Manufacturing–Bio/Tech-COOL |  | Refrigerator Recycling: Res - 10
[5 empty] | 12-MBT-Manufacturing–Bio/Tech-LIGHT |  | Refrigerator - Energy Efficient; 20% more efficient: Res - 18
[5 empty] | 12-MBT-Manufacturing–Bio/Tech-MOTOR |  | Refrigerators: Res - 18
12-MBT-Manufacturing–Bio/Tech-PROC_OTH
13-MFM-ResidentialMulti-family-CL_DRY
[5 empty] | 13-MFM-ResidentialMulti-family-CL_WASH |  | GENERIC USEFUL LIVES:
[5 empty] | 13-MFM-ResidentialMulti-family-DSH_WASH |  | ****************************************************************
[5 empty] | 13-MFM-ResidentialMulti-family-FREEZ |  | 0.1
[5 empty] | 13-MFM-ResidentialMulti-family-LIGHT |  | 0.2
[5 empty] | 13-MFM-ResidentialMulti-family-POOL_PMP |  | 0.3
[5 empty] | 13-MFM-ResidentialMulti-family-REFG |  | 0.4
[5 empty] | 13-MFM-ResidentialMulti-family-SP_COOL |  | 0.5
[5 empty] | 13-MFM-ResidentialMulti-family-SP_HEAT |  | 0.6
[5 empty] | 13-MFM-ResidentialMulti-family-WAT_HEAT |  | 0.7
[5 empty] | 14-MLI-Manufacturing–LightIndustry-AG_PUMP |  | 0.8
[5 empty] | 14-MLI-Manufacturing–LightIndustry-COMP_AIR |  | 0.9
[5 empty] | 14-MLI-Manufacturing–LightIndustry-COOL |  | 1
[5 empty] | 14-MLI-Manufacturing–LightIndustry-LIGHT |  | 1.1
[5 empty] | 14-MLI-Manufacturing–LightIndustry-MOTOR |  | 1.2
[5 empty] | 14-MLI-Manufacturing–LightIndustry-PROC_OTH |  | 1.3
[5 empty] | 15-MTL-Lodging–Motel-COOL |  | 1.4
[5 empty] | 15-MTL-Lodging–Motel-LIT_INT |  | 1.5
[5 empty] | 15-MTL-Lodging–Motel-OFF_EQ |  | 1.6
[5 empty] | 15-MTL-Lodging–Motel-LIT_EXT |  | 1.7
[5 empty] | 15-MTL-Lodging–Motel-REFG |  | 1.8
[5 empty] | 15-MTL-Lodging–Motel-VENT |  | 1.9
[5 empty] | 16-NRS-Health/Medical–Clinic-COOL |  | 2
[5 empty] | 16-NRS-Health/Medical–Clinic-LIT_INT |  | 2.1
[5 empty] | 16-NRS-Health/Medical–Clinic-OFF_EQ |  | 2.2
[5 empty] | 16-NRS-Health/Medical–Clinic-LIT_EXT |  | 2.3
[5 empty] | 16-NRS-Health/Medical–Clinic-REFG |  | 2.4
[5 empty] | 16-NRS-Health/Medical–Clinic-VENT |  | 2.5
[5 empty] | 17-OFL-Office–Large-Cooling |  | 2.6
[5 empty] | 17-OFL-Office–Large-ExtLight |  | 2.7
[5 empty] | 17-OFL-Office–Large-IntLight |  | 2.8
[5 empty] | 17-OFL-Office–Large-OffEquip |  | 2.9
[5 empty] | 17-OFL-Office–Large-Refrig |  | 3
[5 empty] | 17-OFL-Office–Large-Vent/Fan |  | 3.1
[5 empty] | 18-OFS-Office–Small-Cooling |  | 3.2
[5 empty] | 18-OFS-Office–Small-ExtLight |  | 3.3
[5 empty] | 18-OFS-Office–Small-IntLight |  | 3.4
[5 empty] | 18-OFS-Office–Small-OffEquip |  | 3.5
[5 empty] | 18-OFS-Office–Small-Refrig |  | 3.6
[5 empty] | 18-OFS-Office–Small-Vent/Fan |  | 3.7
[5 empty] | 19-RES-AllResidential-CL_DRY |  | 3.8
[5 empty] | 19-RES-AllResidential-CL_WASH |  | 3.9
[5 empty] | 19-RES-AllResidential-DSH_WASH |  | 4
[5 empty] | 19-RES-AllResidential-FREEZ |  | 4.1
[5 empty] | 19-RES-AllResidential-LIGHT |  | 4.2
[5 empty] | 19-RES-AllResidential-POOL_PMP |  | 4.3
[5 empty] | 19-RES-AllResidential-REFG |  | 4.4
[5 empty] | 19-RES-AllResidential-SP_COOL |  | 4.5
[5 empty] | 19-RES-AllResidential-SP_HEAT |  | 4.6
[5 empty] | 19-RES-AllResidential-WAT_HEAT |  | 4.7
[5 empty] | 20-RFF-Restaurant–FastFood-Cooling |  | 4.8
[5 empty] | 20-RFF-Restaurant–FastFood-ExtLight |  | 4.9
[5 empty] | 20-RFF-Restaurant–FastFood-IntLight |  | 5
[5 empty] | 20-RFF-Restaurant–FastFood-OffEquip |  | 5.1
[5 empty] | 20-RFF-Restaurant–FastFood-Refrig |  | 5.2
[5 empty] | 20-RFF-Restaurant–FastFood-Vent/Fan |  | 5.3
[5 empty] | 21-RSD-Restaurant–SitDown-COOL |  | 5.4
[5 empty] | 21-RSD-Restaurant–SitDown-LIT_INT |  | 5.5
[5 empty] | 21-RSD-Restaurant–SitDown-OFF_EQ |  | 5.6
[5 empty] | 21-RSD-Restaurant–SitDown-LIT_EXT |  | 5.7
[5 empty] | 21-RSD-Restaurant–SitDown-PROC_OTH |  | 5.8
[5 empty] | 21-RSD-Restaurant–SitDown-REFG |  | 5.9
[5 empty] | 21-RSD-Restaurant–SitDown-VENT |  | 6
[5 empty] | 22-RT3-Retail–3StoryLarge-COOL |  | 6.1
[5 empty] | 22-RT3-Retail–3StoryLarge-LIT_INT |  | 6.2
[5 empty] | 22-RT3-Retail–3StoryLarge-OFF_EQ |  | 6.3
[5 empty] | 22-RT3-Retail–3StoryLarge-LIT_EXT |  | 6.4
[5 empty] | 22-RT3-Retail–3StoryLarge-REFG |  | 6.5
[5 empty] | 22-RT3-Retail–3StoryLarge-VENT |  | 6.6
[5 empty] | 23-RTL-Retail–SingleStorylarge-COOL |  | 6.7
[5 empty] | 23-RTL-Retail–SingleStorylarge-LIT_INT |  | 6.8
[5 empty] | 23-RTL-Retail–SingleStorylarge-OFF_EQ |  | 6.9
[5 empty] | 23-RTL-Retail–SingleStorylarge-LIT_EXT |  | 7
[5 empty] | 23-RTL-Retail–SingleStorylarge-REFG |  | 7.1
[5 empty] | 23-RTL-Retail–SingleStorylarge-VENT |  | 7.2
[5 empty] | 24-RTS-Retail–Small-COOL |  | 7.3
[5 empty] | 24-RTS-Retail–Small-LIT_INT |  | 7.4
[5 empty] | 24-RTS-Retail–Small-OFF_EQ |  | 7.5
[5 empty] | 24-RTS-Retail–Small-LIT_EXT |  | 7.6
[5 empty] | 24-RTS-Retail–Small-REFG |  | 7.7
[5 empty] | 24-RTS-Retail–Small-VENT |  | 7.8
[5 empty] | 25-SCN-Storage–Conditioned-Cooling |  | 7.9
[5 empty] | 25-SCN-Storage–Conditioned-Exit |  | 8
[5 empty] | 25-SCN-Storage–Conditioned-ExtLight |  | 8.1
[5 empty] | 26-SFM-ResidentialSingleFamily-CL_DRY |  | 8.2
[5 empty] | 26-SFM-ResidentialSingleFamily-CL_WASH |  | 8.3
[5 empty] | 26-SFM-ResidentialSingleFamily-DSH_WASH |  | 8.4
[5 empty] | 26-SFM-ResidentialSingleFamily-FREEZ |  | 8.5
[5 empty] | 26-SFM-ResidentialSingleFamily-LIGHT |  | 8.6
[5 empty] | 26-SFM-ResidentialSingleFamily-POOL_PMP |  | 8.7
[5 empty] | 26-SFM-ResidentialSingleFamily-REFG |  | 8.8
[5 empty] | 26-SFM-ResidentialSingleFamily-SP_COOL |  | 8.9
[5 empty] | 26-SFM-ResidentialSingleFamily-SP_HEAT |  | 9
[5 empty] | 26-SFM-ResidentialSingleFamily-WAT_HEAT |  | 9.1
[5 empty] | 27-SMO-ResidentialMobileHome–SingleWide-CL_DRY |  | 9.2
[5 empty] | 27-SMO-ResidentialMobileHome–SingleWide-CL_WASH |  | 9.3
[5 empty] | 27-SMO-ResidentialMobileHome–SingleWide-DSH_WASH |  | 9.4
[5 empty] | 27-SMO-ResidentialMobileHome–SingleWide-FREEZ |  | 9.5
[5 empty] | 27-SMO-ResidentialMobileHome–SingleWide-LIGHT |  | 9.6
[5 empty] | 27-SMO-ResidentialMobileHome–SingleWide-POOL_PMP |  | 9.7
[5 empty] | 27-SMO-ResidentialMobileHome–SingleWide-REFG |  | 9.8
[5 empty] | 27-SMO-ResidentialMobileHome–SingleWide-SP_COOL |  | 9.9
[5 empty] | 27-SMO-ResidentialMobileHome–SingleWide-SP_HEAT |  | 10
[5 empty] | 27-SMO-ResidentialMobileHome–SingleWide-WAT_HEAT |  | 10.1
[5 empty] | 28-SUN-Storage–Unconditioned-Exit |  | 10.2
[5 empty] | 28-SUN-Storage–Unconditioned-ExtLight |  | 10.3
[5 empty] | 29-WRF-Storage–Refrigerated-Cooling |  | 10.4
[5 empty] | 29-WRF-Storage–Refrigerated-Exit |  | 10.5
[5 empty] | 29-WRF-Storage–Refrigerated-ExtLight |  | 10.6
[5 empty] | 30-S20-SIC20Food&KindredProducts-AG_PUMP |  | 10.7
[5 empty] | 30-S20-SIC20Food&KindredProducts-COMP_AIR |  | 10.8
[5 empty] | 30-S20-SIC20Food&KindredProducts-COOL |  | 10.9
[5 empty] | 30-S20-SIC20Food&KindredProducts-LIGHT |  | 11
[5 empty] | 30-S20-SIC20Food&KindredProducts-MOTOR |  | 11.1
[5 empty] | 30-S20-SIC20Food&KindredProducts-PROC_OTH |  | 11.2
[5 empty] | 31-S26-SIC26Paper&AlliedProducts-AG_PUMP |  | 11.3
[5 empty] | 31-S26-SIC26Paper&AlliedProducts-COMP_AIR |  | 11.4
[5 empty] | 31-S26-SIC26Paper&AlliedProducts-COOL |  | 11.5
[5 empty] | 31-S26-SIC26Paper&AlliedProducts-LIGHT |  | 11.6
[5 empty] | 31-S26-SIC26Paper&AlliedProducts-MOTOR |  | 11.7
[5 empty] | 31-S26-SIC26Paper&AlliedProducts-PROC_OTH |  | 11.8
[5 empty] | 32-S28-SIC28Chemicals&AlliedProducts-AG_PUMP |  | 11.9
[5 empty] | 32-S28-SIC28Chemicals&AlliedProducts-COMP_AIR |  | 12
[5 empty] | 32-S28-SIC28Chemicals&AlliedProducts-COOL |  | 12.1
[5 empty] | 32-S28-SIC28Chemicals&AlliedProducts-LIGHT |  | 12.2
[5 empty] | 32-S28-SIC28Chemicals&AlliedProducts-MOTOR |  | 12.3
[5 empty] | 32-S28-SIC28Chemicals&AlliedProducts-PROC_OTH |  | 12.4
[5 empty] | 33-S29-SIC29Petroleum&CoalProducts-AG_PUMP |  | 12.5
[5 empty] | 33-S29-SIC29Petroleum&CoalProducts-COMP_AIR |  | 12.6
[5 empty] | 33-S29-SIC29Petroleum&CoalProducts-COOL |  | 12.7
[5 empty] | 33-S29-SIC29Petroleum&CoalProducts-LIGHT |  | 12.8
[5 empty] | 33-S29-SIC29Petroleum&CoalProducts-MOTOR |  | 12.9
[5 empty] | 33-S29-SIC29Petroleum&CoalProducts-PROC_OTH |  | 13
[5 empty] | 34-S33-SIC33Metals-AG_PUMP |  | 13.1
[5 empty] | 34-S33-SIC33Metals-COMP_AIR |  | 13.2
[5 empty] | 34-S33-SIC33Metals-COOL |  | 13.3
[5 empty] | 34-S33-SIC33Metals-LIGHT |  | 13.4
[5 empty] | 34-S33-SIC33Metals-MOTOR |  | 13.5
[5 empty] | 34-S33-SIC33Metals-PROC_OTH |  | 13.6
[5 empty] | 35-OTI-OtherIndustrial-AG_PUMP |  | 13.7
[5 empty] | 35-OTI-OtherIndustrial-COMP_AIR |  | 13.8
[5 empty] | 35-OTI-OtherIndustrial-COOL |  | 13.9
[5 empty] | 35-OTI-OtherIndustrial-LIGHT |  | 14
[5 empty] | 35-OTI-OtherIndustrial-MOTOR |  | 14.1
[5 empty] | 35-OTI-OtherIndustrial-PROC_OTH |  | 14.2
[5 empty] | 36-GST-Lodging-GuestRooms-Cooling |  | 14.3
[5 empty] | 36-GST-Lodging-GuestRooms-ExtLight |  | 14.4
[5 empty] | 36-GST-Lodging-GuestRooms-IntLight |  | 14.5
[5 empty] | 36-GST-Lodging-GuestRooms-OffEquip |  | 14.6
[5 empty] | 36-GST-Lodging-GuestRooms-Refrig |  | 14.7
[5 empty] | 36-GST-Lodging-GuestRooms-Vent/Fan |  | 14.8
14.9
15
15.1
15.2
15.3
15.4
15.5
15.6
15.7
15.8
15.9
16
16.1
16.2
16.3
16.4
16.5
16.6
16.7
16.8
16.9
17
17.1
17.2
17.3
17.4
17.5
17.6
17.7
17.8
17.9
18
18.1
18.2
18.3
18.4
18.5
18.6
18.7
18.8
18.9
19
19.1
19.2
19.3
19.4
19.5
19.6
19.7
19.8
19.9
20
21
22
23
24
25
26
27
28
29
30
Last Row Used is above