## Export
PROGRAM NAME | 0
BUDGET
Administrative Costs
Overhead and G&A | 0
Other Administrative Costs | 0
Marketing/Outreach | 0
Direct Implementation
d.i. User Input Incentive (No rebates) | 0
d.ii. Rebate | 0
d.iii. Direct Install Labor | 0
d.iv. Direct Install Materials | 0
d.v. Upstream payments | 128851.5073
Activity | 0
Installation | 0
Hardware & Materials | 0
Rebate Processing & Inspection | 0
EM&V Costs | 0
Budget | 128851.5073
Costs recovered from other sources | 0
Budget (plus other costs) | 128851.5073
PROGRAM IMPACTS
Program Reductions for Measures installed through 2011
User Entered kW (kW) | 590.5798
Net Jul-Sept Peak (kW) | 607.6107
Net Dec-Feb Peak (kW) | 14.9338
Net NCP (kW) | 1211.9227
Net CEC (kW) | 0
Annual Net kWh | 497686.4014
Lifecycle Net kWh | 7249621.6611
Annual Net Therms | 145.3663
Lifecycle Net Therms | 2269.4202
Cost Effectiveness for all measures installed through 2015
TRC
Costs | 468573.3187
Electric Benefits | 1296102.3199
Gas Benefits | 1308.5374
Net Benefits (NPV) | 828837.5387
BC Ratio | 2.7689
PAC
Costs | 118573.1984
Electric Benefits | 1296102.3199
Gas Benefits | 1308.5374
Net Benefits (NPV) | 1178837.6589
BC Ratio | 10.9419
Levelized Cost
Levelized Cost TRC ($/kWh )
Discounted kWh | 4071682.0281
Cost | 0.11397
Benefits | 0.31832
Benefit-Cost | 0.20436
Levelized Cost PAC ($/kWh)
Discounted kWh | 4071682.0281
Cost | 0.028596
Benefits | 0.31832
Benefit-Cost | 0.28972
Levelized Cost TRC ($/therm)
Discounted Therms | 1242.7281
Cost | 0.9885
Benefits | 1.053
Benefit-Cost | 0.064453
Levelized Cost PAC ($/therm)
Discounted Therms | 1242.7281
Cost | 0.18767
Benefits | 1.053
Benefit-Cost | 0.86528
Emission Annual Reductions (2009-2011) |  | Energy Division File sheet "Attachment II" Total Electricity and Gas Emission Reductions
Electric Annual CO2 (tons) - 2009 | 289.0243 |  | 2009 | 2010 | 2011 | 2012 | 2013 | 2014 | 2015
2010 | 0 |  | Total | Total | Total | Total | Total | Total | Total
2011 | 0 | Annual CO2 Emission Reductions (tons) | 289.8747 | 0 | 0 | 0 | 0 | 0 | 0
Electric Lifecycle CO2 (tons) - 2009 | 4209.8629 | Lifecycle CO2 Emission Reductions (tons) | 4223.139 | 0 | 0 | 0 | 0 | 0 | 0
2010 | 0 | Annual NOx Emission Reductions (tons) | 0.040211 | 0 | 0 | 0 | 0 | 0 | 0
2011 | 0 | Lifecycle NOx Emission Reductions (tons) | 0.58638 | 0 | 0 | 0 | 0 | 0 | 0
Electric Annual NOX (tons) - 2009 | 0.039543 | Annual SO2 Emission Reductions (tons)
2010 | 0 | Lifecycle SO2 Emission Reductions (tons)
2011 | 0
Electric Lifecycle NOX (tons) - 2009 | 0.57594
2010 | 0
2011 | 0
Electric Annual SO2 (lbs) - 2009
2010
2011
Electric Lifecycle SO2 (lbs) - 2009
2010
2011
Gas Annual CO2 (tons) - 2009 | 0.85039
2010 | 0
2011 | 0
Gas Lifecycle CO2 (tons) - 2009 | 13.2761
2010 | 0
2011 | 0
Gas Annual NOX (tons) - 2009 | 0.00066868
2010 | 0
2011 | 0
Gas Lifecycle NOX (tons) - 2009 | 0.010439
2010 | 0
2011 | 0
Gas Annual SO2 (lbs) - 2009
2010
2011
Gas Lifecycle SO2 (lbs) - 2009
2010
2011
Data below not currently used in Energy Division workbook
Levelized Cost RIM ($/therm)
Discounted Therms | 1242.7281
Cost | 0.096232
Benefits | 1.053
Benefit-Cost | 0.95672
Levelized Cost RIM ($/kWh)
Discounted kWh | 4071682.0281
Cost | 0.029092
Benefits | 0.31832
Benefit-Cost | 0.95672
RIM
Costs | 118573.1984
Electric Benefits | 1296102.3199
Gas Benefits | 1308.5374
Net Benefits (NPV) | 1178837.6589
BC Ratio | 10.9419
Impacts for all programs installed trhough 2019
Net July-Sept Peak (kW)
Clothes Dryer | 0
Clothes Washer | 0
Consumer Electronics | 0
Cooking | 0
Dishwasher | 0
Net Dec-Feb Pk (kW)
Clothes Dryer | 0
Clothes Washer | 0
Consumer Electronics | 0
Cooking | 0
Dishwasher | 0
0
Clothes Dryer | 0
Clothes Washer | 0
Consumer Electronics | 0
Cooking | 0
Dishwasher | 0
Annual Net kWh
Clothes Dryer | 0
Clothes Washer | 0
Consumer Electronics | 0
Cooking | 0
Dishwasher | 0
Lifecycle Net kWh
Clothes Dryer | 0
Clothes Washer | 0
Consumer Electronics | 0
Cooking | 0
Dishwasher | 0
Annual Net Therms
Clothes Dryer | 0
Clothes Washer | 0
Consumer Electronics | 0
Cooking | 0
Dishwasher | 0
Lifecycle Net Therms
Clothes Dryer | 0
Clothes Washer | 0
Consumer Electronics | 0
Cooking | 0
Dishwasher | 0

## Output by Measure
0
0
SDG&E | [7 empty] | Levelized Benefits less Costs (TRC) |  |  |  | Levelized Benefits less Costs (PAC) |  |  |  | Benefit Cost Ratios
Net Impacts by Measure | [7 empty] | No Allocated Admin |  | w/ Allocated Admin |  | No Allocated Admin |  | w/ Allocated Admin |  | No Allocated Admin |  | w/ Allocated Admin
| Net Avg Jul-Sep (kW) | Net Dec-Feb Pk (kW) | Net User Entered kW | Annual kWh adj for Net to gross | Lifecycle kWh (Annual * Measure Life) | Annual Therms | Lifecycle Therms | Electric ($/kWh) | Gas ($/Th) | Electric ($/kWh) | Gas ($/Th) | Electric ($/kWh) | Gas ($/Th) | Electric ($/kWh) | Gas ($/Th) | TRC | PAC | TRC | PAC
Total or Average | 607.6107 | 14.9338 | 590.5798 | 497686.4014 | 7249621.6611 | 145.3663 | 2269.4202 | 0.20436 | 0.064453 | 0.20436 | 0.064453 | 0.28972 | 0.86528 | 0.28972 | 0.86528
253101-Packaged Terminal AC Early Retirement | 0 | 0 | 0 | 0 | 0 | 0 | 0 | 0 | 0 | 0 | 0 | 0 | 0 | 0 | 0 | 0 | 0 | 0 | 0
253101-Packaged Terminal AC Early Retirement | 0 | 0 | 0 | 0 | 0 | 0 | 0 | 0 | 0 | 0 | 0 | 0 | 0 | 0 | 0 | 0 | 0 | 0 | 0
253101-Packaged Terminal AC Early Retirement | 0 | 0 | 0 | 0 | 0 | 0 | 0 | 0 | 0 | 0 | 0 | 0 | 0 | 0 | 0 | 0 | 0 | 0 | 0
253101-Packaged Terminal AC Early Retirement | 0 | 0 | 0 | 0 | 0 | 0 | 0 | 0 | 0 | 0 | 0 | 0 | 0 | 0 | 0 | 0 | 0 | 0 | 0
253101-Packaged Terminal AC Early Retirement | 0 | 0 | 0 | 0 | 0 | 0 | 0 | 0 | 0 | 0 | 0 | 0 | 0 | 0 | 0 | 0 | 0 | 0 | 0
253101-Packaged Terminal AC Early Retirement | 0 | 0 | 0 | 0 | 0 | 0 | 0 | 0 | 0 | 0 | 0 | 0 | 0 | 0 | 0 | 0 | 0 | 0 | 0
253101-Packaged Terminal AC Early Retirement | 0 | 0 | 0 | 0 | 0 | 0 | 0 | 0 | 0 | 0 | 0 | 0 | 0 | 0 | 0 | 0 | 0 | 0 | 0
253101-Packaged Terminal AC Early Retirement | 0 | 0 | 0 | 0 | 0 | 0 | 0 | 0 | 0 | 0 | 0 | 0 | 0 | 0 | 0 | 0 | 0 | 0 | 0
253101-Packaged Terminal AC Early Retirement | 0 | 0 | 0 | 0 | 0 | 0 | 0 | 0 | 0 | 0 | 0 | 0 | 0 | 0 | 0 | 0 | 0 | 0 | 0
253101-Packaged Terminal AC Early Retirement | 0 | 0 | 0 | 0 | 0 | 0 | 0 | 0 | 0 | 0 | 0 | 0 | 0 | 0 | 0 | 0 | 0 | 0 | 0
253101-Packaged Terminal AC Early Retirement | 0 | 0 | 0 | 0 | 0 | 0 | 0 | 0 | 0 | 0 | 0 | 0 | 0 | 0 | 0 | 0 | 0 | 0 | 0
253101-Packaged Terminal AC Early Retirement | 0 | 0 | 0 | 0 | 0 | 0 | 0 | 0 | 0 | 0 | 0 | 0 | 0 | 0 | 0 | 0 | 0 | 0 | 0
253101-Packaged Terminal AC Early Retirement | 0 | 0 | 0 | 0 | 0 | 0 | 0 | 0 | 0 | 0 | 0 | 0 | 0 | 0 | 0 | 0 | 0 | 0 | 0
253101-Packaged Terminal AC Early Retirement | 0 | 0 | 0 | 0 | 0 | 0 | 0 | 0 | 0 | 0 | 0 | 0 | 0 | 0 | 0 | 0 | 0 | 0 | 0
253101-Packaged Terminal AC Early Retirement | 0 | 0 | 0 | 0 | 0 | 0 | 0 | 0 | 0 | 0 | 0 | 0 | 0 | 0 | 0 | 0 | 0 | 0 | 0
253101-Packaged Terminal AC Early Retirement | 0 | 0 | 0 | 0 | 0 | 0 | 0 | 0 | 0 | 0 | 0 | 0 | 0 | 0 | 0 | 0 | 0 | 0 | 0
253101-Packaged Terminal AC Early Retirement | 0 | 0 | 0 | 0 | 0 | 0 | 0 | 0 | 0 | 0 | 0 | 0 | 0 | 0 | 0 | 0 | 0 | 0 | 0
253101-Packaged Terminal AC Early Retirement | 0 | 0 | 0 | 0 | 0 | 0 | 0 | 0 | 0 | 0 | 0 | 0 | 0 | 0 | 0 | 0 | 0 | 0 | 0
253069-Comm. AC 65k to 134k ER | 0.8236 | 0.32856 | 1.8182 | 2530.878 | 37963.17 | 0 | 0 | -0.081365 | 0 | -0.081365 | 0 | 0.10414 | 0 | 0.10414 | 0 | 0.67577 | 2.5912 | 0.67577 | 2.5912
253069-Comm. AC 65k to 134k ER | 0.8236 | 0.32856 | 1.8182 | 2530.878 | 37963.17 | 0 | 0 | -0.065003 | 0 | -0.065003 | 0 | 0.15868 | 0 | 0.15868 | 0 | 0.7229 | 15.5472 | 0.7229 | 15.5472
253069-Comm. AC 65k to 134k ER | 0.65888 | 0.26285 | 1.4545 | 2024.7024 | 30370.536 | 0 | 0 | -0.065208 | 0 | -0.065208 | 0 | 0.15799 | 0 | 0.15799 | 0 | 0.72227 | 14.6327 | 0.72227 | 14.6327
253069-Comm. AC 65k to 134k ER | 0.57652 | 0.22999 | 1.2727 | 1771.6146 | 26574.219 | 0 | 0 | -0.072249 | 0 | -0.072249 | 0 | 0.13452 | 0 | 0.13452 | 0 | 0.70124 | 4.8369 | 0.70124 | 4.8369
253069-Comm. AC 65k to 134k ER | 0.57652 | 0.22999 | 1.2727 | 1771.6146 | 26574.219 | 0 | 0 | -0.072249 | 0 | -0.072249 | 0 | 0.13452 | 0 | 0.13452 | 0 | 0.70124 | 4.8369 | 0.70124 | 4.8369
253069-Comm. AC 65k to 134k ER | 0.57652 | 0.22999 | 1.2727 | 1771.6146 | 26574.219 | 0 | 0 | -0.072249 | 0 | -0.072249 | 0 | 0.13452 | 0 | 0.13452 | 0 | 0.70124 | 4.8369 | 0.70124 | 4.8369
253069-Comm. AC 65k to 134k ER | 0.57652 | 0.22999 | 1.2727 | 1771.6146 | 26574.219 | 0 | 0 | -0.072249 | 0 | -0.072249 | 0 | 0.13452 | 0 | 0.13452 | 0 | 0.70124 | 4.8369 | 0.70124 | 4.8369
253070-Comm. AC 65k to 134k ER | 0.74567 | 0.29747 | 1.822 | 2291.3968 | 34370.952 | 0 | 0 | -0.017392 | 0 | -0.017392 | 0 | 0.14248 | 0 | 0.14248 | 0 | 0.90698 | 6.256 | 0.90698 | 6.256
253070-Comm. AC 65k to 134k ER | 0.74567 | 0.29747 | 1.822 | 2291.3968 | 34370.952 | 0 | 0 | -0.017392 | 0 | -0.017392 | 0 | 0.14248 | 0 | 0.14248 | 0 | 0.90698 | 6.256 | 0.90698 | 6.256
253069-Comm. AC 65k to 134k ER | 0.57652 | 0.22999 | 1.2727 | 1771.6146 | 26574.219 | 0 | 0 | -0.072249 | 0 | -0.072249 | 0 | 0.13452 | 0 | 0.13452 | 0 | 0.70124 | 4.8369 | 0.70124 | 4.8369
253069-Comm. AC 65k to 134k ER | 0.57652 | 0.22999 | 1.2727 | 1771.6146 | 26574.219 | 0 | 0 | -0.072249 | 0 | -0.072249 | 0 | 0.13452 | 0 | 0.13452 | 0 | 0.70124 | 4.8369 | 0.70124 | 4.8369
253069-Comm. AC 65k to 134k ER | 0.49416 | 0.19714 | 1.0909 | 1518.5268 | 22777.902 | 0 | 0 | -0.072366 | 0 | -0.072366 | 0 | 0.13413 | 0 | 0.13413 | 0 | 0.7009 | 4.7838 | 0.7009 | 4.7838
253070-Comm. AC 65k to 134k ER | 1.0652 | 0.42496 | 2.6028 | 3273.424 | 49101.36 | 0 | 0 | -0.02444 | 0 | -0.02444 | 0 | 0.11898 | 0 | 0.11898 | 0 | 0.87404 | 3.3515 | 0.87404 | 3.3515
253070-Comm. AC 65k to 134k ER | 0.74567 | 0.29747 | 1.822 | 2291.3968 | 34370.952 | 0 | 0 | -0.025524 | 0 | -0.025524 | 0 | 0.11537 | 0 | 0.11537 | 0 | 0.86918 | 3.128 | 0.86918 | 3.128
253049-Comm. HP <65k three phase unitary | 0.27168 | 0.10838 | 0.3937 | 834.8675 | 12523.0125 | 0 | 0 | -0.18068 | 0 | -0.18068 | 0 | 0.10345 | 0 | 0.10345 | 0 | 0.48416 | 2.5643 | 0.48416 | 2.5643
253049-Comm. HP <65k three phase unitary | 0.27168 | 0.10838 | 0.3937 | 834.8675 | 12523.0125 | 0 | 0 | -0.18068 | 0 | -0.18068 | 0 | 0.10345 | 0 | 0.10345 | 0 | 0.48416 | 2.5643 | 0.48416 | 2.5643
253085-Comm. HP <65k three phase unitary ER | 0.16301 | 0.06503 | 0.23622 | 500.9205 | 7513.8075 | 0 | 0 | -0.17572 | 0 | -0.17572 | 0 | 0.11337 | 0 | 0.11337 | 0 | 0.49111 | 3.0168 | 0.49111 | 3.0168
253085-Comm. HP <65k three phase unitary ER | 0.10867 | 0.043353 | 0.15748 | 333.947 | 5009.205 | 0 | 0 | -0.18275 | 0 | -0.18275 | 0 | 0.099317 | 0 | 0.099317 | 0 | 0.48132 | 2.4135 | 0.48132 | 2.4135
253006-Residential AC SEER 13 Early Ret. CZ 10, 14, or 15 | 0.80713 | 0.0075581 | 0.66162 | 586.2024 | 8793.0364 | 0.22871 | 3.4306 | 0.12484 | 0.37524 | 0.12484 | 0.37524 | 0.30052 | 0.90331 | 0.30052 | 0.90331 | 1.5582 | 7.2637 | 1.5582 | 7.2637
253010-Residential AC SEER 15 Early Ret. CZ 10, 14, or 15 | 1.3755 | 0.01288 | 1.0567 | 999.0022 | 14985.0324 | -2.9532 | -44.2976 | 0.11249 | 1.0475 | 0.11249 | 1.0475 | 0.29102 | 1.0475 | 0.29102 | 1.0475 | 1.4635 | 6.0094 | 1.4635 | 6.0094
253010-Residential AC SEER 15 Early Ret. CZ 10, 14, or 15 | 1.3755 | 0.01288 | 1.0567 | 999.0022 | 14985.0324 | -2.9532 | -44.2976 | 0.11249 | 1.0475 | 0.11249 | 1.0475 | 0.29102 | 1.0475 | 0.29102 | 1.0475 | 1.4635 | 6.0094 | 1.4635 | 6.0094
253020-Residential HP SEER 15 Early Ret. CZ 10, 14, 15 | 2.4312 | 0.022766 | 0.71655 | 1765.7046 | 26485.569 | 0 | 0 | 0.23653 | 0 | 0.23653 | 0 | 0.32411 | 0 | 0.32411 | 0 | 3.1125 | 14.2888 | 3.1125 | 14.2888
253016-Residential HP SEER 13 Early Ret. CZ 10, 14, or 15 | 2.6995 | 0.025278 | 0.6867 | 1960.5808 | 29408.712 | 0 | 0 | 0.24696 | 0 | 0.24696 | 0 | 0.32935 | 0 | 0.32935 | 0 | 3.4321 | 18.199 | 3.4321 | 18.199
253088-Comm. HP 65k to 134k ER | 0.55722 | 0.22229 | 0.94389 | 1712.298 | 25684.47 | 0 | 0 | -0.11023 | 0 | -0.11023 | 0 | 0.15797 | 0 | 0.15797 | 0 | 0.60605 | 14.6093 | 0.60605 | 14.6093
253006-Residential AC SEER 13 Early Ret. CZ 10, 14, or 15 | 1.0762 | 0.010077 | 0.88216 | 781.6032 | 11724.0486 | 0.30495 | 4.5742 | 0.12484 | 0.37524 | 0.12484 | 0.37524 | 0.30052 | 0.90331 | 0.30052 | 0.90331 | 1.5582 | 7.2637 | 1.5582 | 7.2637
253005-Residential AC SEER 13 Early Ret. CZ 6, 7 or 8 | 0.62396 | 0.0058428 | 0.87653 | 453.1666 | 6797.4984 | 0.54897 | 8.2346 | -0.018689 | -0.056174 | -0.018689 | -0.056174 | 0.31937 | 0.95995 | 0.31937 | 0.95995 | 0.9491 | 11.9618 | 0.9491 | 11.9618
253021-Res. Refr. Charge QI: Repl. on Failure CZ 6, 7 or 8 | 0.24549 | 0.0022988 | 0.32173 | 178.2977 | 1782.977 | -0.15748 | -1.5748 | 0.26823 | 0.98982 | 0.26823 | 0.98982 | 0.25277 | 0.98982 | 0.25277 | 0.98982 | 8.2482 | 5.8131 | 8.2482 | 5.8131
253021-Res. Refr. Charge QI: Repl. on Failure CZ 6, 7 or 8 | 0.24549 | 0.0022988 | 0.32173 | 178.2977 | 1782.977 | -0.15748 | -1.5748 | 0.26823 | 0.98982 | 0.26823 | 0.98982 | 0.25277 | 0.98982 | 0.25277 | 0.98982 | 8.2482 | 5.8131 | 8.2482 | 5.8131
253021-Res. Refr. Charge QI: Repl. on Failure CZ 6, 7 or 8 | 0.12275 | 0.0011494 | 0.16086 | 89.1489 | 891.4885 | -0.078742 | -0.78742 | 0.26535 | 0.98982 | 0.26535 | 0.98982 | 0.23969 | 0.98982 | 0.23969 | 0.98982 | 7.6512 | 4.6505 | 7.6512 | 4.6505
253021-Res. Refr. Charge QI: Repl. on Failure CZ 6, 7 or 8 | 0.12275 | 0.0011494 | 0.16086 | 89.1489 | 891.4885 | -0.078742 | -0.78742 | 0.26535 | 0.98982 | 0.26535 | 0.98982 | 0.23969 | 0.98982 | 0.23969 | 0.98982 | 7.6512 | 4.6505 | 7.6512 | 4.6505
253021-Res. Refr. Charge QI: Repl. on Failure CZ 6, 7 or 8 | 0.30687 | 0.0028735 | 0.40216 | 222.8721 | 2228.7213 | -0.19686 | -1.9686 | 0.26823 | 0.98982 | 0.26823 | 0.98982 | 0.25277 | 0.98982 | 0.25277 | 0.98982 | 8.2482 | 5.8131 | 8.2482 | 5.8131
253021-Res. Refr. Charge QI: Repl. on Failure CZ 6, 7 or 8 | 0.18412 | 0.0017241 | 0.24129 | 133.7233 | 1337.2328 | -0.11811 | -1.1811 | 0.26631 | 0.98982 | 0.26631 | 0.98982 | 0.24405 | 0.98982 | 0.24405 | 0.98982 | 7.8403 | 4.9827 | 7.8403 | 4.9827
253021-Res. Refr. Charge QI: Repl. on Failure CZ 6, 7 or 8 | 0.18412 | 0.0017241 | 0.24129 | 133.7233 | 1337.2328 | -0.11811 | -1.1811 | 0.26631 | 0.98982 | 0.26631 | 0.98982 | 0.24405 | 0.98982 | 0.24405 | 0.98982 | 7.8403 | 4.9827 | 7.8403 | 4.9827
253021-Res. Refr. Charge QI: Repl. on Failure CZ 6, 7 or 8 | 0.18412 | 0.0017241 | 0.24129 | 133.7233 | 1337.2328 | -0.11811 | -1.1811 | 0.26631 | 0.98982 | 0.26631 | 0.98982 | 0.24405 | 0.98982 | 0.24405 | 0.98982 | 7.8403 | 4.9827 | 7.8403 | 4.9827
253021-Res. Refr. Charge QI: Repl. on Failure CZ 6, 7 or 8 | 0.18412 | 0.0017241 | 0.24129 | 133.7233 | 1337.2328 | -0.11811 | -1.1811 | 0.26631 | 0.98982 | 0.26631 | 0.98982 | 0.24405 | 0.98982 | 0.24405 | 0.98982 | 7.8403 | 4.9827 | 7.8403 | 4.9827
253021-Res. Refr. Charge QI: Repl. on Failure CZ 6, 7 or 8 | 0.30687 | 0.0028735 | 0.40216 | 222.8721 | 2228.7213 | -0.19686 | -1.9686 | 0.26823 | 0.98982 | 0.26823 | 0.98982 | 0.25277 | 0.98982 | 0.25277 | 0.98982 | 8.2482 | 5.8131 | 8.2482 | 5.8131
253021-Res. Refr. Charge QI: Repl. on Failure CZ 6, 7 or 8 | 0.30687 | 0.0028735 | 0.40216 | 222.8721 | 2228.7213 | -0.19686 | -1.9686 | 0.26823 | 0.98982 | 0.26823 | 0.98982 | 0.25277 | 0.98982 | 0.25277 | 0.98982 | 8.2482 | 5.8131 | 8.2482 | 5.8131
253021-Res. Refr. Charge QI: Repl. on Failure CZ 6, 7 or 8 | 0.24549 | 0.0022988 | 0.32173 | 178.2977 | 1782.977 | -0.15748 | -1.5748 | 0.26823 | 0.98982 | 0.26823 | 0.98982 | 0.25277 | 0.98982 | 0.25277 | 0.98982 | 8.2482 | 5.8131 | 8.2482 | 5.8131
253021-Res. Refr. Charge QI: Repl. on Failure CZ 6, 7 or 8 | 0.12275 | 0.0011494 | 0.16086 | 89.1489 | 891.4885 | -0.078742 | -0.78742 | 0.26535 | 0.98982 | 0.26535 | 0.98982 | 0.23969 | 0.98982 | 0.23969 | 0.98982 | 7.6512 | 4.6505 | 7.6512 | 4.6505
253021-Res. Refr. Charge QI: Repl. on Failure CZ 6, 7 or 8 | 0.24549 | 0.0022988 | 0.32173 | 178.2977 | 1782.977 | -0.15748 | -1.5748 | 0.26823 | 0.98982 | 0.26823 | 0.98982 | 0.25277 | 0.98982 | 0.25277 | 0.98982 | 8.2482 | 5.8131 | 8.2482 | 5.8131
253021-Res. Refr. Charge QI: Repl. on Failure CZ 6, 7 or 8 | 0.24549 | 0.0022988 | 0.32173 | 178.2977 | 1782.977 | -0.15748 | -1.5748 | 0.26823 | 0.98982 | 0.26823 | 0.98982 | 0.25277 | 0.98982 | 0.25277 | 0.98982 | 8.2482 | 5.8131 | 8.2482 | 5.8131
253021-Res. Refr. Charge QI: Repl. on Failure CZ 6, 7 or 8 | 0.24549 | 0.0022988 | 0.32173 | 178.2977 | 1782.977 | -0.15748 | -1.5748 | 0.26823 | 0.98982 | 0.26823 | 0.98982 | 0.25277 | 0.98982 | 0.25277 | 0.98982 | 8.2482 | 5.8131 | 8.2482 | 5.8131
253021-Res. Refr. Charge QI: Repl. on Failure CZ 6, 7 or 8 | 0.12275 | 0.0011494 | 0.16086 | 89.1489 | 891.4885 | -0.078742 | -0.78742 | 0.26535 | 0.98982 | 0.26535 | 0.98982 | 0.23969 | 0.98982 | 0.23969 | 0.98982 | 7.6512 | 4.6505 | 7.6512 | 4.6505
253021-Res. Refr. Charge QI: Repl. on Failure CZ 6, 7 or 8 | 0.24549 | 0.0022988 | 0.32173 | 178.2977 | 1782.977 | -0.15748 | -1.5748 | 0.26823 | 0.98982 | 0.26823 | 0.98982 | 0.25277 | 0.98982 | 0.25277 | 0.98982 | 8.2482 | 5.8131 | 8.2482 | 5.8131
253047-Comm. HP <65k three phase split w/o QI | 0.1219 | 0.048631 | 0.14754 | 374.5995 | 5618.9925 | 0 | 0 | -0.099997 | 0 | -0.099997 | 0 | 0.11652 | 0 | 0.11652 | 0 | 0.62906 | 3.1961 | 0.62906 | 3.1961
253043-Comm. HP <65k single phase unitary | 0.14404 | 0.057462 | 0.21817 | 442.627 | 6639.405 | 0 | 0 | -0.097385 | 0 | -0.097385 | 0 | 0.13216 | 0 | 0.13216 | 0 | 0.63522 | 4.5318 | 0.63522 | 4.5318
253049-Comm. HP <65k three phase unitary | 0.16301 | 0.06503 | 0.23622 | 500.9205 | 7513.8075 | 0 | 0 | -0.18068 | 0 | -0.18068 | 0 | 0.10345 | 0 | 0.10345 | 0 | 0.48416 | 2.5643 | 0.48416 | 2.5643
253049-Comm. HP <65k three phase unitary | 0.16301 | 0.06503 | 0.23622 | 500.9205 | 7513.8075 | 0 | 0 | -0.18068 | 0 | -0.18068 | 0 | 0.10345 | 0 | 0.10345 | 0 | 0.48416 | 2.5643 | 0.48416 | 2.5643
253049-Comm. HP <65k three phase unitary | 0.16301 | 0.06503 | 0.23622 | 500.9205 | 7513.8075 | 0 | 0 | -0.18068 | 0 | -0.18068 | 0 | 0.10345 | 0 | 0.10345 | 0 | 0.48416 | 2.5643 | 0.48416 | 2.5643
253047-Comm. HP <65k three phase split w/o QI | 0.1219 | 0.048631 | 0.14754 | 374.5995 | 5618.9925 | 0 | 0 | -0.099997 | 0 | -0.099997 | 0 | 0.11652 | 0 | 0.11652 | 0 | 0.62906 | 3.1961 | 0.62906 | 3.1961
253047-Comm. HP <65k three phase split w/o QI | 0.1219 | 0.048631 | 0.14754 | 374.5995 | 5618.9925 | 0 | 0 | -0.099997 | 0 | -0.099997 | 0 | 0.11652 | 0 | 0.11652 | 0 | 0.62906 | 3.1961 | 0.62906 | 3.1961
253047-Comm. HP <65k three phase split w/o QI | 0.16254 | 0.064841 | 0.19672 | 499.466 | 7491.99 | 0 | 0 | -0.099997 | 0 | -0.099997 | 0 | 0.11652 | 0 | 0.11652 | 0 | 0.62906 | 3.1961 | 0.62906 | 3.1961
253047-Comm. HP <65k three phase split w/o QI | 0.16254 | 0.064841 | 0.19672 | 499.466 | 7491.99 | 0 | 0 | -0.099997 | 0 | -0.099997 | 0 | 0.11652 | 0 | 0.11652 | 0 | 0.62906 | 3.1961 | 0.62906 | 3.1961
253047-Comm. HP <65k three phase split w/o QI | 0.20317 | 0.081052 | 0.2459 | 624.3325 | 9364.9875 | 0 | 0 | -0.099997 | 0 | -0.099997 | 0 | 0.11652 | 0 | 0.11652 | 0 | 0.62906 | 3.1961 | 0.62906 | 3.1961
253047-Comm. HP <65k three phase split w/o QI | 0.20317 | 0.081052 | 0.2459 | 624.3325 | 9364.9875 | 0 | 0 | -0.099997 | 0 | -0.099997 | 0 | 0.11652 | 0 | 0.11652 | 0 | 0.62906 | 3.1961 | 0.62906 | 3.1961
253043-Comm. HP <65k single phase unitary | 0.14404 | 0.057462 | 0.21817 | 442.627 | 6639.405 | 0 | 0 | -0.097385 | 0 | -0.097385 | 0 | 0.13216 | 0 | 0.13216 | 0 | 0.63522 | 4.5318 | 0.63522 | 4.5318
253043-Comm. HP <65k single phase unitary | 0.14404 | 0.057462 | 0.21817 | 442.627 | 6639.405 | 0 | 0 | -0.097385 | 0 | -0.097385 | 0 | 0.13216 | 0 | 0.13216 | 0 | 0.63522 | 4.5318 | 0.63522 | 4.5318
253062-Comm. AC <65k single phase unitary ER | 0.1485 | 0.059242 | 0.35634 | 456.337 | 6845.055 | 0 | 0 | -0.048888 | 0 | -0.048888 | 0 | 0.12845 | 0 | 0.12845 | 0 | 0.77623 | 4.1225 | 0.77623 | 4.1225
253041-Comm. HP <65k single phase split | 0.21173 | 0.084466 | 0.30292 | 650.637 | 9759.555 | 0 | 0 | 0.13574 | 0 | 0.13574 | 0 | 0.15176 | 0 | 0.15176 | 0 | 5.011 | 9.5164 | 5.011 | 9.5164
253085-Comm. HP <65k three phase unitary ER | 0.27168 | 0.10838 | 0.3937 | 834.8675 | 12523.0125 | 0 | 0 | -0.20383 | 0 | -0.20383 | 0 | 0.057158 | 0 | 0.057158 | 0 | 0.45415 | 1.5084 | 0.45415 | 1.5084
253085-Comm. HP <65k three phase unitary ER | 0.16301 | 0.06503 | 0.23622 | 500.9205 | 7513.8075 | 0 | 0 | -0.20383 | 0 | -0.20383 | 0 | 0.057158 | 0 | 0.057158 | 0 | 0.45415 | 1.5084 | 0.45415 | 1.5084
253018-Residential HP SEER 14 Early Ret. CZ 10, 14, or 15 | 2.2649 | 0.021209 | 0.6948 | 1644.982 | 24674.7298 | 0 | 0 | 0.24286 | 0 | 0.24286 | 0 | 0.32635 | 0 | 0.32635 | 0 | 3.2989 | 15.7322 | 3.2989 | 15.7322
253006-Residential AC SEER 13 Early Ret. CZ 10, 14, or 15 | 1.3452 | 0.012597 | 1.1027 | 977.0041 | 14655.0608 | 0.38118 | 5.7177 | 0.12484 | 0.37524 | 0.12484 | 0.37524 | 0.30052 | 0.90331 | 0.30052 | 0.90331 | 1.5582 | 7.2637 | 1.5582 | 7.2637
253106-7.5 HP Motor (ODP) | 0.020029 | 0.018262 | 0.07275 | 153.0703 | 2296.0552 | 0 | 0 | 0.0786 | 0 | 0.0786 | 0 | 0.088602 | 0 | 0.088602 | 0 | 2.851 | 3.7294 | 2.851 | 3.7294
253061-Comm. AC <65k single phase unitary ER | 0.11877 | 0.047381 | 0.24958 | 364.969 | 5474.535 | 0 | 0 | -0.10358 | 0 | -0.10358 | 0 | 0.11815 | 0 | 0.11815 | 0 | 0.62081 | 3.2971 | 0.62081 | 3.2971
253069-Comm. AC 65k to 134k ER | 0.8236 | 0.32856 | 1.8182 | 2530.878 | 37963.17 | 0 | 0 | -0.071548 | 0 | -0.071548 | 0 | 0.13686 | 0 | 0.13686 | 0 | 0.70328 | 5.1824 | 0.70328 | 5.1824
253069-Comm. AC 65k to 134k ER | 0.57652 | 0.22999 | 1.2727 | 1771.6146 | 26574.219 | 0 | 0 | -0.072249 | 0 | -0.072249 | 0 | 0.13452 | 0 | 0.13452 | 0 | 0.70124 | 4.8369 | 0.70124 | 4.8369
253069-Comm. AC 65k to 134k ER | 0.57652 | 0.22999 | 1.2727 | 1771.6146 | 26574.219 | 0 | 0 | -0.072249 | 0 | -0.072249 | 0 | 0.13452 | 0 | 0.13452 | 0 | 0.70124 | 4.8369 | 0.70124 | 4.8369
253067-Comm. AC <65k three phase unitary ER | 0.1369 | 0.054614 | 0.2878 | 420.69 | 6310.35 | 0 | 0 | -0.17508 | 0 | -0.17508 | 0 | 0.10265 | 0 | 0.10265 | 0 | 0.49202 | 2.5336 | 0.49202 | 2.5336
253067-Comm. AC <65k three phase unitary ER | 0.22817 | 0.091024 | 0.47966 | 701.15 | 10517.25 | 0 | 0 | -0.17508 | 0 | -0.17508 | 0 | 0.10265 | 0 | 0.10265 | 0 | 0.49202 | 2.5336 | 0.49202 | 2.5336
253067-Comm. AC <65k three phase unitary ER | 0.22817 | 0.091024 | 0.47966 | 701.15 | 10517.25 | 0 | 0 | -0.17508 | 0 | -0.17508 | 0 | 0.10265 | 0 | 0.10265 | 0 | 0.49202 | 2.5336 | 0.49202 | 2.5336
253067-Comm. AC <65k three phase unitary ER | 0.22817 | 0.091024 | 0.47966 | 701.15 | 10517.25 | 0 | 0 | -0.17508 | 0 | -0.17508 | 0 | 0.10265 | 0 | 0.10265 | 0 | 0.49202 | 2.5336 | 0.49202 | 2.5336
253069-Comm. AC 65k to 134k ER | 0.8236 | 0.32856 | 1.8182 | 2530.878 | 37963.17 | 0 | 0 | -0.071548 | 0 | -0.071548 | 0 | 0.13686 | 0 | 0.13686 | 0 | 0.70328 | 5.1824 | 0.70328 | 5.1824
253069-Comm. AC 65k to 134k ER | 0.8236 | 0.32856 | 1.8182 | 2530.878 | 37963.17 | 0 | 0 | -0.071548 | 0 | -0.071548 | 0 | 0.13686 | 0 | 0.13686 | 0 | 0.70328 | 5.1824 | 0.70328 | 5.1824
253069-Comm. AC 65k to 134k ER | 0.8236 | 0.32856 | 1.8182 | 2530.878 | 37963.17 | 0 | 0 | -0.071548 | 0 | -0.071548 | 0 | 0.13686 | 0 | 0.13686 | 0 | 0.70328 | 5.1824 | 0.70328 | 5.1824
253069-Comm. AC 65k to 134k ER | 0.8236 | 0.32856 | 1.8182 | 2530.878 | 37963.17 | 0 | 0 | -0.071548 | 0 | -0.071548 | 0 | 0.13686 | 0 | 0.13686 | 0 | 0.70328 | 5.1824 | 0.70328 | 5.1824
253067-Comm. AC <65k three phase unitary ER | 0.22817 | 0.091024 | 0.47966 | 701.15 | 10517.25 | 0 | 0 | -0.17508 | 0 | -0.17508 | 0 | 0.10265 | 0 | 0.10265 | 0 | 0.49202 | 2.5336 | 0.49202 | 2.5336
253067-Comm. AC <65k three phase unitary ER | 0.22817 | 0.091024 | 0.47966 | 701.15 | 10517.25 | 0 | 0 | -0.17508 | 0 | -0.17508 | 0 | 0.10265 | 0 | 0.10265 | 0 | 0.49202 | 2.5336 | 0.49202 | 2.5336
253119-10 HP Motor (TEFC) | 0.02253 | 0.020542 | 0.081833 | 172.1801 | 2582.7011 | 0 | 0 | 0.043006 | 0 | 0.043006 | 0 | 0.044106 | 0 | 0.044106 | 0 | 1.551 | 1.5731 | 1.551 | 1.5731
253110-25 HP Motor (ODP) | 0.063183 | 0.057609 | 0.16894 | 482.8617 | 7242.9254 | 0 | 0 | 0.059222 | 0 | 0.059222 | 0 | 0.06618 | 0 | 0.06618 | 0 | 1.9576 | 2.2058 | 1.9576 | 2.2058
253106-7.5 HP Motor (ODP) | 0.020029 | 0.018262 | 0.07275 | 153.0703 | 2296.0552 | 0 | 0 | 0.068861 | 0 | 0.068861 | 0 | 0.056139 | 0 | 0.056139 | 0 | 2.3191 | 1.8647 | 2.3191 | 1.8647
253119-10 HP Motor (TEFC) | 0.02253 | 0.020542 | 0.081833 | 172.1801 | 2582.7011 | 0 | 0 | 0.043006 | 0 | 0.043006 | 0 | 0.044106 | 0 | 0.044106 | 0 | 1.551 | 1.5731 | 1.551 | 1.5731
253119-10 HP Motor (TEFC) | 0.02253 | 0.020542 | 0.081833 | 172.1801 | 2582.7011 | 0 | 0 | 0.043006 | 0 | 0.043006 | 0 | 0.044106 | 0 | 0.044106 | 0 | 1.551 | 1.5731 | 1.551 | 1.5731
253122-25 HP Motor (TEFC) | 0.039602 | 0.036109 | 0.10589 | 302.6549 | 4539.8241 | 0 | 0 | -0.024718 | 0 | -0.024718 | 0 | 0.033501 | 0 | 0.033501 | 0 | 0.83044 | 1.3826 | 0.83044 | 1.3826
253108-15 HP Motor (ODP) | 0.029794 | 0.027165 | 0.10822 | 227.6929 | 3415.3935 | 0 | 0 | 0.08123 | 0 | 0.08123 | 0 | 0.04832 | 0 | 0.04832 | 0 | 3.0392 | 1.6642 | 3.0392 | 1.6642
253117-5 HP Motor (TEFC) | 0.010732 | 0.0097856 | 0.038982 | 82.0203 | 1230.3049 | 0 | 0 | 0.029088 | 0 | 0.029088 | 0 | -0.00010167 | 0 | -0.00010167 | 0 | 1.3163 | 0.99916 | 1.3163 | 0.99916
253116-100 HP Motor (ODP) | 0.16533 | 0.15075 | 0.44208 | 1263.5129 | 18952.6937 | 0 | 0 | 0.070072 | 0 | 0.070072 | 0 | 0.051149 | 0 | 0.051149 | 0 | 2.3742 | 1.7316 | 2.3742 | 1.7316
253112-40 HP Motor (ODP) | 0.061217 | 0.055816 | 0.16369 | 467.838 | 7017.57 | 0 | 0 | 0.022424 | 0 | 0.022424 | 0 | 0.064417 | 0 | 0.064417 | 0 | 1.2273 | 2.1372 | 1.2273 | 2.1372
253069-Comm. AC 65k to 134k ER | 0.57652 | 0.22999 | 1.2727 | 1771.6146 | 26574.219 | 0 | 0 | -0.072249 | 0 | -0.072249 | 0 | 0.13452 | 0 | 0.13452 | 0 | 0.70124 | 4.8369 | 0.70124 | 4.8369
253083-Comm. HP <65k three phase split w/o QI ER | 0.20317 | 0.081052 | 0.2459 | 624.3325 | 9364.9875 | 0 | 0 | 0.069433 | 0 | 0.069433 | 0 | 0.13421 | 0 | 0.13421 | 0 | 1.6933 | 4.7941 | 1.6933 | 4.7941
253079-Comm. HP <65k single phase unitary ER | 0.21606 | 0.086194 | 0.32725 | 663.9405 | 9959.1075 | 0 | 0 | -0.09988 | 0 | -0.09988 | 0 | 0.12717 | 0 | 0.12717 | 0 | 0.62934 | 3.9986 | 0.62934 | 3.9986
253079-Comm. HP <65k single phase unitary ER | 0.28808 | 0.11492 | 0.43634 | 885.254 | 13278.81 | 0 | 0 | -0.09988 | 0 | -0.09988 | 0 | 0.12717 | 0 | 0.12717 | 0 | 0.62934 | 3.9986 | 0.62934 | 3.9986
253079-Comm. HP <65k single phase unitary ER | 0.28808 | 0.11492 | 0.43634 | 885.254 | 13278.81 | 0 | 0 | -0.09988 | 0 | -0.09988 | 0 | 0.12717 | 0 | 0.12717 | 0 | 0.62934 | 3.9986 | 0.62934 | 3.9986
253083-Comm. HP <65k three phase split w/o QI ER | 0.20317 | 0.081052 | 0.2459 | 624.3325 | 9364.9875 | 0 | 0 | 0.069433 | 0 | 0.069433 | 0 | 0.13421 | 0 | 0.13421 | 0 | 1.6933 | 4.7941 | 1.6933 | 4.7941
253048-Comm. HP <65k three phase split w/o QI | 0.14785 | 0.058983 | 0.21227 | 454.338 | 6815.07 | 0 | 0 | 0.090656 | 0 | 0.090656 | 0 | 0.14771 | 0 | 0.14771 | 0 | 2.1486 | 7.7528 | 2.1486 | 7.7528
253006-Residential AC SEER 13 Early Ret. CZ 10, 14, or 15 | 0.80713 | 0.0075581 | 0.66162 | 586.2024 | 8793.0364 | 0.22871 | 3.4306 | 0.12484 | 0.37524 | 0.12484 | 0.37524 | 0.30052 | 0.90331 | 0.30052 | 0.90331 | 1.5582 | 7.2637 | 1.5582 | 7.2637
253005-Residential AC SEER 13 Early Ret. CZ 6, 7 or 8 | 0.46797 | 0.0043821 | 0.6574 | 339.8749 | 5098.1238 | 0.41173 | 6.1759 | -0.018689 | -0.056174 | -0.018689 | -0.056174 | 0.31937 | 0.95995 | 0.31937 | 0.95995 | 0.9491 | 11.9618 | 0.9491 | 11.9618
253006-Residential AC SEER 13 Early Ret. CZ 10, 14, or 15 | 0.53809 | 0.0050387 | 0.44108 | 390.8016 | 5862.0243 | 0.15247 | 2.2871 | 0.12088 | 0.36334 | 0.12088 | 0.36334 | 0.28853 | 0.86726 | 0.28853 | 0.86726 | 1.5311 | 5.811 | 1.5311 | 5.811
253005-Residential AC SEER 13 Early Ret. CZ 6, 7 or 8 | 0.62396 | 0.0058428 | 0.87653 | 453.1666 | 6797.4984 | 0.54897 | 8.2346 | -0.018689 | -0.056174 | -0.018689 | -0.056174 | 0.31937 | 0.95995 | 0.31937 | 0.95995 | 0.9491 | 11.9618 | 0.9491 | 11.9618
253006-Residential AC SEER 13 Early Ret. CZ 10, 14, or 15 | 0.53809 | 0.0050387 | 0.44108 | 390.8016 | 5862.0243 | 0.15247 | 2.2871 | 0.12088 | 0.36334 | 0.12088 | 0.36334 | 0.28853 | 0.86726 | 0.28853 | 0.86726 | 1.5311 | 5.811 | 1.5311 | 5.811
253006-Residential AC SEER 13 Early Ret. CZ 10, 14, or 15 | 0.80713 | 0.0075581 | 0.66162 | 586.2024 | 8793.0364 | 0.22871 | 3.4306 | 0.12484 | 0.37524 | 0.12484 | 0.37524 | 0.30052 | 0.90331 | 0.30052 | 0.90331 | 1.5582 | 7.2637 | 1.5582 | 7.2637
253003-Residential AC SEER 15 CZ 6, 7 or 8 | 0.60624 | 0.0056769 | 0.78002 | 440.3005 | 6604.5082 | -2.6769 | -40.1538 | 0.24768 | 1.0475 | 0.24768 | 1.0475 | 0.32593 | 1.0475 | 0.32593 | 1.0475 | 3.3933 | 15.1579 | 3.3933 | 15.1579
253001-Residential AC SEER 14 CZ 6, 7 or 8 | 0.85264 | 0.0079843 | 1.2434 | 619.2576 | 9288.8633 | 1.9861 | 29.7916 | 0.29006 | 0.87186 | 0.29006 | 0.87186 | 0.33746 | 1.0143 | 0.33746 | 1.0143 | 5.9633 | 31.5719 | 5.9633 | 31.5719
253001-Residential AC SEER 14 CZ 6, 7 or 8 | 0.85264 | 0.0079843 | 1.2434 | 619.2576 | 9288.8633 | 1.9861 | 29.7916 | 0.29006 | 0.87186 | 0.29006 | 0.87186 | 0.33746 | 1.0143 | 0.33746 | 1.0143 | 5.9633 | 31.5719 | 5.9633 | 31.5719
253013-Residential HP SEER 15 CZ 6, 7 or 8 | 1.8357 | 0.017189 | 0.73975 | 1333.2008 | 19998.0126 | 0 | 0 | 0.31714 | 0 | 0.31714 | 0 | 0.34105 | 0 | 0.34105 | 0 | 11.1118 | 46.7515 | 11.1118 | 46.7515
253013-Residential HP SEER 15 CZ 6, 7 or 8 | 1.8357 | 0.017189 | 0.73975 | 1333.2008 | 19998.0126 | 0 | 0 | 0.31714 | 0 | 0.31714 | 0 | 0.34105 | 0 | 0.34105 | 0 | 11.1118 | 46.7515 | 11.1118 | 46.7515
253013-Residential HP SEER 15 CZ 6, 7 or 8 | 1.8357 | 0.017189 | 0.73975 | 1333.2008 | 19998.0126 | 0 | 0 | 0.31714 | 0 | 0.31714 | 0 | 0.34105 | 0 | 0.34105 | 0 | 11.1118 | 46.7515 | 11.1118 | 46.7515
253013-Residential HP SEER 15 CZ 6, 7 or 8 | 2.4475 | 0.022919 | 0.98633 | 1777.6011 | 26664.0168 | 0 | 0 | 0.31714 | 0 | 0.31714 | 0 | 0.34105 | 0 | 0.34105 | 0 | 11.1118 | 46.7515 | 11.1118 | 46.7515
253002-Residential AC SEER 14 CZ 10, 14, or 15 | 1.1913 | 0.011156 | 0.99743 | 865.2353 | 12978.5298 | 1.0781 | 16.1718 | 0.30975 | 0.93105 | 0.30975 | 0.93105 | 0.32671 | 0.98202 | 0.32671 | 0.98202 | 8.9932 | 15.9915 | 8.9932 | 15.9915
253011-Residential HP SEER 14 CZ 6, 7 or 8 | 1.7162 | 0.01607 | 0.64787 | 1246.4171 | 18696.2562 | 0 | 0 | 0.33051 | 0 | 0.33051 | 0 | 0.34518 | 0 | 0.34518 | 0 | 19.3709 | 104.8999 | 19.3709 | 104.8999
253011-Residential HP SEER 14 CZ 6, 7 or 8 | 2.8603 | 0.026784 | 1.0798 | 2077.3618 | 31160.427 | 0 | 0 | 0.33051 | 0 | 0.33051 | 0 | 0.34518 | 0 | 0.34518 | 0 | 19.3709 | 104.8999 | 19.3709 | 104.8999
253011-Residential HP SEER 14 CZ 6, 7 or 8 | 2.8603 | 0.026784 | 1.0798 | 2077.3618 | 31160.427 | 0 | 0 | 0.33051 | 0 | 0.33051 | 0 | 0.34518 | 0 | 0.34518 | 0 | 19.3709 | 104.8999 | 19.3709 | 104.8999
253013-Residential HP SEER 15 CZ 6, 7 or 8 | 0.61189 | 0.0057298 | 0.24658 | 444.4003 | 6666.0042 | 0 | 0 | 0.31714 | 0 | 0.31714 | 0 | 0.34105 | 0 | 0.34105 | 0 | 11.1118 | 46.7515 | 11.1118 | 46.7515
253013-Residential HP SEER 15 CZ 6, 7 or 8 | 0 | 0 | 0 | 0 | 0 | 0 | 0 | 0 | 0 | 0 | 0 | 0 | 0 | 0 | 0 | 0 | 0 | 0 | 0
253016-Residential HP SEER 13 Early Ret. CZ 10, 14, or 15 | 3.3744 | 0.031598 | 0.85838 | 2450.726 | 36760.89 | 0 | 0 | 0.24696 | 0 | 0.24696 | 0 | 0.32935 | 0 | 0.32935 | 0 | 3.4321 | 18.199 | 3.4321 | 18.199
253012-Residential HP SEER 14 CZ 10, 14, or 15 | 3.7749 | 0.035349 | 1.158 | 2741.6366 | 41124.5497 | 0 | 0 | 0.33244 | 0 | 0.33244 | 0 | 0.33987 | 0 | 0.33987 | 0 | 21.6975 | 40.3861 | 21.6975 | 40.3861
253011-Residential HP SEER 14 CZ 6, 7 or 8 | 1.1441 | 0.010714 | 0.43191 | 830.9447 | 12464.1708 | 0 | 0 | 0.33051 | 0 | 0.33051 | 0 | 0.34518 | 0 | 0.34518 | 0 | 19.3709 | 104.8999 | 19.3709 | 104.8999
253007-Residential AC SEER 14 Early Ret. CZ 6, 7 or 8 | 0.68211 | 0.0063874 | 0.9947 | 495.406 | 7431.0906 | 1.5889 | 23.8333 | -0.04156 | -0.12492 | -0.04156 | -0.12492 | 0.31784 | 0.95536 | 0.31784 | 0.95536 | 0.89345 | 11.3659 | 0.89345 | 11.3659
253002-Residential AC SEER 14 CZ 10, 14, or 15 | 0.89349 | 0.0083668 | 0.74808 | 648.9265 | 9733.8973 | 0.80859 | 12.1289 | 0.30975 | 0.93105 | 0.30975 | 0.93105 | 0.32671 | 0.98202 | 0.32671 | 0.98202 | 8.9932 | 15.9915 | 8.9932 | 15.9915
253002-Residential AC SEER 14 CZ 10, 14, or 15 | 0.89349 | 0.0083668 | 0.74808 | 648.9265 | 9733.8973 | 0.80859 | 12.1289 | 0.30975 | 0.93105 | 0.30975 | 0.93105 | 0.32671 | 0.98202 | 0.32671 | 0.98202 | 8.9932 | 15.9915 | 8.9932 | 15.9915
253013-Residential HP SEER 15 CZ 6, 7 or 8 | 1.8357 | 0.017189 | 0.73975 | 1333.2008 | 19998.0126 | 0 | 0 | 0.31714 | 0 | 0.31714 | 0 | 0.34105 | 0 | 0.34105 | 0 | 11.1118 | 46.7515 | 11.1118 | 46.7515
253008-Residential AC SEER 14 Early Ret. CZ 10, 14, or 15 | 0.89349 | 0.0083668 | 0.74808 | 648.9265 | 9733.8973 | 0.80859 | 12.1289 | 0.11122 | 0.3343 | 0.11122 | 0.3343 | 0.29256 | 0.87937 | 0.29256 | 0.87937 | 1.4687 | 6.2294 | 1.4687 | 6.2294
253008-Residential AC SEER 14 Early Ret. CZ 10, 14, or 15 | 0.89349 | 0.0083668 | 0.74808 | 648.9265 | 9733.8973 | 0.80859 | 12.1289 | 0.11122 | 0.3343 | 0.11122 | 0.3343 | 0.29256 | 0.87937 | 0.29256 | 0.87937 | 1.4687 | 6.2294 | 1.4687 | 6.2294
253002-Residential AC SEER 14 CZ 10, 14, or 15 | 0.89349 | 0.0083668 | 0.74808 | 648.9265 | 9733.8973 | 0.80859 | 12.1289 | 0.30975 | 0.93105 | 0.30975 | 0.93105 | 0.32671 | 0.98202 | 0.32671 | 0.98202 | 8.9932 | 15.9915 | 8.9932 | 15.9915
253002-Residential AC SEER 14 CZ 10, 14, or 15 | 1.4892 | 0.013945 | 1.2468 | 1081.5441 | 16223.1622 | 1.3477 | 20.2148 | 0.30975 | 0.93105 | 0.30975 | 0.93105 | 0.32671 | 0.98202 | 0.32671 | 0.98202 | 8.9932 | 15.9915 | 8.9932 | 15.9915
253014-Residential HP SEER 15 CZ 10, 14, or 15 | 0.81039 | 0.0075886 | 0.23885 | 588.5682 | 8828.523 | 0 | 0 | 0.32016 | 0 | 0.32016 | 0 | 0.33242 | 0 | 0.33242 | 0 | 12.2974 | 21.6725 | 12.2974 | 21.6725
253014-Residential HP SEER 15 CZ 10, 14, or 15 | 1.6208 | 0.015177 | 0.4777 | 1177.1364 | 17657.046 | 0 | 0 | 0.32016 | 0 | 0.32016 | 0 | 0.33242 | 0 | 0.33242 | 0 | 12.2974 | 21.6725 | 12.2974 | 21.6725
253011-Residential HP SEER 14 CZ 6, 7 or 8 | 1.7162 | 0.01607 | 0.64787 | 1246.4171 | 18696.2562 | 0 | 0 | 0.33051 | 0 | 0.33051 | 0 | 0.34518 | 0 | 0.34518 | 0 | 19.3709 | 104.8999 | 19.3709 | 104.8999
253018-Residential HP SEER 14 Early Ret. CZ 10, 14, or 15 | 2.2649 | 0.021209 | 0.6948 | 1644.982 | 24674.7298 | 0 | 0 | 0.24286 | 0 | 0.24286 | 0 | 0.32635 | 0 | 0.32635 | 0 | 3.2989 | 15.7322 | 3.2989 | 15.7322
253011-Residential HP SEER 14 CZ 6, 7 or 8 | 1.7162 | 0.01607 | 0.64787 | 1246.4171 | 18696.2562 | 0 | 0 | 0.33051 | 0 | 0.33051 | 0 | 0.34518 | 0 | 0.34518 | 0 | 19.3709 | 104.8999 | 19.3709 | 104.8999
253012-Residential HP SEER 14 CZ 10, 14, or 15 | 2.2649 | 0.021209 | 0.6948 | 1644.982 | 24674.7298 | 0 | 0 | 0.33244 | 0 | 0.33244 | 0 | 0.33987 | 0 | 0.33987 | 0 | 21.6975 | 40.3861 | 21.6975 | 40.3861
253012-Residential HP SEER 14 CZ 10, 14, or 15 | 2.2649 | 0.021209 | 0.6948 | 1644.982 | 24674.7298 | 0 | 0 | 0.33244 | 0 | 0.33244 | 0 | 0.33987 | 0 | 0.33987 | 0 | 21.6975 | 40.3861 | 21.6975 | 40.3861
253018-Residential HP SEER 14 Early Ret. CZ 10, 14, or 15 | 3.0199 | 0.028279 | 0.9264 | 2193.3093 | 32899.6398 | 0 | 0 | 0.24286 | 0 | 0.24286 | 0 | 0.32635 | 0 | 0.32635 | 0 | 3.2989 | 15.7322 | 3.2989 | 15.7322
253012-Residential HP SEER 14 CZ 10, 14, or 15 | 3.0199 | 0.028279 | 0.9264 | 2193.3093 | 32899.6398 | 0 | 0 | 0.33244 | 0 | 0.33244 | 0 | 0.33987 | 0 | 0.33987 | 0 | 21.6975 | 40.3861 | 21.6975 | 40.3861
253011-Residential HP SEER 14 CZ 6, 7 or 8 | 2.2882 | 0.021427 | 0.86382 | 1661.8894 | 24928.3416 | 0 | 0 | 0.33051 | 0 | 0.33051 | 0 | 0.34518 | 0 | 0.34518 | 0 | 19.3709 | 104.8999 | 19.3709 | 104.8999
253011-Residential HP SEER 14 CZ 6, 7 or 8 | 2.8603 | 0.026784 | 1.0798 | 2077.3618 | 31160.427 | 0 | 0 | 0.33051 | 0 | 0.33051 | 0 | 0.34518 | 0 | 0.34518 | 0 | 19.3709 | 104.8999 | 19.3709 | 104.8999
253012-Residential HP SEER 14 CZ 10, 14, or 15 | 3.7749 | 0.035349 | 1.158 | 2741.6366 | 41124.5497 | 0 | 0 | 0.33244 | 0 | 0.33244 | 0 | 0.33987 | 0 | 0.33987 | 0 | 21.6975 | 40.3861 | 21.6975 | 40.3861
253012-Residential HP SEER 14 CZ 10, 14, or 15 | 3.7749 | 0.035349 | 1.158 | 2741.6366 | 41124.5497 | 0 | 0 | 0.33244 | 0 | 0.33244 | 0 | 0.33987 | 0 | 0.33987 | 0 | 21.6975 | 40.3861 | 21.6975 | 40.3861
253068-Comm. AC <65k three phase unitary ER | 0.28529 | 0.11381 | 0.68428 | 876.68 | 13150.2 | 0 | 0 | -0.10607 | 0 | -0.10607 | 0 | 0.11605 | 0 | 0.11605 | 0 | 0.6152 | 3.1679 | 0.6152 | 3.1679
253004-Residential AC SEER 15 CZ 10, 14, or 15 | 1.3755 | 0.01288 | 1.0567 | 999.0022 | 14985.0324 | -2.9532 | -44.2976 | 0.28112 | 1.0475 | 0.28112 | 1.0475 | 0.3106 | 1.0475 | 0.3106 | 1.0475 | 5.1263 | 9.1147 | 5.1263 | 9.1147
253004-Residential AC SEER 15 CZ 10, 14, or 15 | 1.3755 | 0.01288 | 1.0567 | 999.0022 | 14985.0324 | -2.9532 | -44.2976 | 0.28112 | 1.0475 | 0.28112 | 1.0475 | 0.3106 | 1.0475 | 0.3106 | 1.0475 | 5.1263 | 9.1147 | 5.1263 | 9.1147
253003-Residential AC SEER 15 CZ 6, 7 or 8 | 0.80832 | 0.0075692 | 1.04 | 587.0674 | 8806.011 | -3.5692 | -53.5384 | 0.24768 | 1.0475 | 0.24768 | 1.0475 | 0.32593 | 1.0475 | 0.32593 | 1.0475 | 3.3933 | 15.1579 | 3.3933 | 15.1579
253003-Residential AC SEER 15 CZ 6, 7 or 8 | 0.80832 | 0.0075692 | 1.04 | 587.0674 | 8806.011 | -3.5692 | -53.5384 | 0.24768 | 1.0475 | 0.24768 | 1.0475 | 0.32593 | 1.0475 | 0.32593 | 1.0475 | 3.3933 | 15.1579 | 3.3933 | 15.1579
253010-Residential AC SEER 15 Early Ret. CZ 10, 14, or 15 | 1.3755 | 0.01288 | 1.0567 | 999.0022 | 14985.0324 | -2.9532 | -44.2976 | 0.11249 | 1.0475 | 0.11249 | 1.0475 | 0.29102 | 1.0475 | 0.29102 | 1.0475 | 1.4635 | 6.0094 | 1.4635 | 6.0094
253002-Residential AC SEER 14 CZ 10, 14, or 15 | 1.4892 | 0.013945 | 1.2468 | 1081.5441 | 16223.1622 | 1.3477 | 20.2148 | 0.30975 | 0.93105 | 0.30975 | 0.93105 | 0.32671 | 0.98202 | 0.32671 | 0.98202 | 8.9932 | 15.9915 | 8.9932 | 15.9915
253002-Residential AC SEER 14 CZ 10, 14, or 15 | 1.4892 | 0.013945 | 1.2468 | 1081.5441 | 16223.1622 | 1.3477 | 20.2148 | 0.30975 | 0.93105 | 0.30975 | 0.93105 | 0.32671 | 0.98202 | 0.32671 | 0.98202 | 8.9932 | 15.9915 | 8.9932 | 15.9915
253002-Residential AC SEER 14 CZ 10, 14, or 15 | 1.4892 | 0.013945 | 1.2468 | 1081.5441 | 16223.1622 | 1.3477 | 20.2148 | 0.30975 | 0.93105 | 0.30975 | 0.93105 | 0.32671 | 0.98202 | 0.32671 | 0.98202 | 8.9932 | 15.9915 | 8.9932 | 15.9915
253001-Residential AC SEER 14 CZ 6, 7 or 8 | 0.85264 | 0.0079843 | 1.2434 | 619.2576 | 9288.8633 | 1.9861 | 29.7916 | 0.29006 | 0.87186 | 0.29006 | 0.87186 | 0.33746 | 1.0143 | 0.33746 | 1.0143 | 5.9633 | 31.5719 | 5.9633 | 31.5719
253002-Residential AC SEER 14 CZ 10, 14, or 15 | 1.4892 | 0.013945 | 1.2468 | 1081.5441 | 16223.1622 | 1.3477 | 20.2148 | 0.30975 | 0.93105 | 0.30975 | 0.93105 | 0.32671 | 0.98202 | 0.32671 | 0.98202 | 8.9932 | 15.9915 | 8.9932 | 15.9915
253014-Residential HP SEER 15 CZ 10, 14, or 15 | 0.81039 | 0.0075886 | 0.23885 | 588.5682 | 8828.523 | 0 | 0 | 0.31883 | 0 | 0.31883 | 0 | 0.3284 | 0 | 0.3284 | 0 | 11.7475 | 17.338 | 11.7475 | 17.338
253010-Residential AC SEER 15 Early Ret. CZ 10, 14, or 15 | 1.0316 | 0.0096603 | 0.7925 | 749.2516 | 11238.7743 | -2.2149 | -33.2232 | 0.11249 | 1.0475 | 0.11249 | 1.0475 | 0.29102 | 1.0475 | 0.29102 | 1.0475 | 1.4635 | 6.0094 | 1.4635 | 6.0094
253008-Residential AC SEER 14 Early Ret. CZ 10, 14, or 15 | 1.4892 | 0.013945 | 1.2468 | 1081.5441 | 16223.1622 | 1.3477 | 20.2148 | 0.11122 | 0.3343 | 0.11122 | 0.3343 | 0.29256 | 0.87937 | 0.29256 | 0.87937 | 1.4687 | 6.2294 | 1.4687 | 6.2294
253007-Residential AC SEER 14 Early Ret. CZ 6, 7 or 8 | 0.85264 | 0.0079843 | 1.2434 | 619.2576 | 9288.8633 | 1.9861 | 29.7916 | -0.04156 | -0.12492 | -0.04156 | -0.12492 | 0.31784 | 0.95536 | 0.31784 | 0.95536 | 0.89345 | 11.3659 | 0.89345 | 11.3659
253001-Residential AC SEER 14 CZ 6, 7 or 8 | 0.85264 | 0.0079843 | 1.2434 | 619.2576 | 9288.8633 | 1.9861 | 29.7916 | 0.29006 | 0.87186 | 0.29006 | 0.87186 | 0.33746 | 1.0143 | 0.33746 | 1.0143 | 5.9633 | 31.5719 | 5.9633 | 31.5719
253001-Residential AC SEER 14 CZ 6, 7 or 8 | 0.85264 | 0.0079843 | 1.2434 | 619.2576 | 9288.8633 | 1.9861 | 29.7916 | 0.29006 | 0.87186 | 0.29006 | 0.87186 | 0.33746 | 1.0143 | 0.33746 | 1.0143 | 5.9633 | 31.5719 | 5.9633 | 31.5719
253002-Residential AC SEER 14 CZ 10, 14, or 15 | 1.4892 | 0.013945 | 1.2468 | 1081.5441 | 16223.1622 | 1.3477 | 20.2148 | 0.30975 | 0.93105 | 0.30975 | 0.93105 | 0.32671 | 0.98202 | 0.32671 | 0.98202 | 8.9932 | 15.9915 | 8.9932 | 15.9915
253001-Residential AC SEER 14 CZ 6, 7 or 8 | 0.85264 | 0.0079843 | 1.2434 | 619.2576 | 9288.8633 | 1.9861 | 29.7916 | 0.29006 | 0.87186 | 0.29006 | 0.87186 | 0.33746 | 1.0143 | 0.33746 | 1.0143 | 5.9633 | 31.5719 | 5.9633 | 31.5719
253001-Residential AC SEER 14 CZ 6, 7 or 8 | 0.85264 | 0.0079843 | 1.2434 | 619.2576 | 9288.8633 | 1.9861 | 29.7916 | 0.29006 | 0.87186 | 0.29006 | 0.87186 | 0.33746 | 1.0143 | 0.33746 | 1.0143 | 5.9633 | 31.5719 | 5.9633 | 31.5719
253001-Residential AC SEER 14 CZ 6, 7 or 8 | 0.85264 | 0.0079843 | 1.2434 | 619.2576 | 9288.8633 | 1.9861 | 29.7916 | 0.29006 | 0.87186 | 0.29006 | 0.87186 | 0.33746 | 1.0143 | 0.33746 | 1.0143 | 5.9633 | 31.5719 | 5.9633 | 31.5719
253001-Residential AC SEER 14 CZ 6, 7 or 8 | 0.85264 | 0.0079843 | 1.2434 | 619.2576 | 9288.8633 | 1.9861 | 29.7916 | 0.29006 | 0.87186 | 0.29006 | 0.87186 | 0.33746 | 1.0143 | 0.33746 | 1.0143 | 5.9633 | 31.5719 | 5.9633 | 31.5719
253002-Residential AC SEER 14 CZ 10, 14, or 15 | 1.4892 | 0.013945 | 1.2468 | 1081.5441 | 16223.1622 | 1.3477 | 20.2148 | 0.30975 | 0.93105 | 0.30975 | 0.93105 | 0.32671 | 0.98202 | 0.32671 | 0.98202 | 8.9932 | 15.9915 | 8.9932 | 15.9915
253001-Residential AC SEER 14 CZ 6, 7 or 8 | 0.85264 | 0.0079843 | 1.2434 | 619.2576 | 9288.8633 | 1.9861 | 29.7916 | 0.29006 | 0.87186 | 0.29006 | 0.87186 | 0.33746 | 1.0143 | 0.33746 | 1.0143 | 5.9633 | 31.5719 | 5.9633 | 31.5719
253001-Residential AC SEER 14 CZ 6, 7 or 8 | 0.85264 | 0.0079843 | 1.2434 | 619.2576 | 9288.8633 | 1.9861 | 29.7916 | 0.29006 | 0.87186 | 0.29006 | 0.87186 | 0.33746 | 1.0143 | 0.33746 | 1.0143 | 5.9633 | 31.5719 | 5.9633 | 31.5719
253001-Residential AC SEER 14 CZ 6, 7 or 8 | 0.85264 | 0.0079843 | 1.2434 | 619.2576 | 9288.8633 | 1.9861 | 29.7916 | 0.29006 | 0.87186 | 0.29006 | 0.87186 | 0.33746 | 1.0143 | 0.33746 | 1.0143 | 5.9633 | 31.5719 | 5.9633 | 31.5719
253001-Residential AC SEER 14 CZ 6, 7 or 8 | 0.85264 | 0.0079843 | 1.2434 | 619.2576 | 9288.8633 | 1.9861 | 29.7916 | 0.29006 | 0.87186 | 0.29006 | 0.87186 | 0.33746 | 1.0143 | 0.33746 | 1.0143 | 5.9633 | 31.5719 | 5.9633 | 31.5719
253001-Residential AC SEER 14 CZ 6, 7 or 8 | 0.85264 | 0.0079843 | 1.2434 | 619.2576 | 9288.8633 | 1.9861 | 29.7916 | 0.29006 | 0.87186 | 0.29006 | 0.87186 | 0.33746 | 1.0143 | 0.33746 | 1.0143 | 5.9633 | 31.5719 | 5.9633 | 31.5719
253003-Residential AC SEER 15 CZ 6, 7 or 8 | 0.60624 | 0.0056769 | 0.78002 | 440.3005 | 6604.5082 | -2.6769 | -40.1538 | 0.24768 | 1.0475 | 0.24768 | 1.0475 | 0.32593 | 1.0475 | 0.32593 | 1.0475 | 3.3933 | 15.1579 | 3.3933 | 15.1579
253008-Residential AC SEER 14 Early Ret. CZ 10, 14, or 15 | 1.4892 | 0.013945 | 1.2468 | 1081.5441 | 16223.1622 | 1.3477 | 20.2148 | 0.11122 | 0.3343 | 0.11122 | 0.3343 | 0.29256 | 0.87937 | 0.29256 | 0.87937 | 1.4687 | 6.2294 | 1.4687 | 6.2294
253002-Residential AC SEER 14 CZ 10, 14, or 15 | 1.4892 | 0.013945 | 1.2468 | 1081.5441 | 16223.1622 | 1.3477 | 20.2148 | 0.30975 | 0.93105 | 0.30975 | 0.93105 | 0.32671 | 0.98202 | 0.32671 | 0.98202 | 8.9932 | 15.9915 | 8.9932 | 15.9915
253008-Residential AC SEER 14 Early Ret. CZ 10, 14, or 15 | 1.4892 | 0.013945 | 1.2468 | 1081.5441 | 16223.1622 | 1.3477 | 20.2148 | 0.11122 | 0.3343 | 0.11122 | 0.3343 | 0.29256 | 0.87937 | 0.29256 | 0.87937 | 1.4687 | 6.2294 | 1.4687 | 6.2294
253002-Residential AC SEER 14 CZ 10, 14, or 15 | 1.4892 | 0.013945 | 1.2468 | 1081.5441 | 16223.1622 | 1.3477 | 20.2148 | 0.30975 | 0.93105 | 0.30975 | 0.93105 | 0.32671 | 0.98202 | 0.32671 | 0.98202 | 8.9932 | 15.9915 | 8.9932 | 15.9915
253001-Residential AC SEER 14 CZ 6, 7 or 8 | 0.85264 | 0.0079843 | 1.2434 | 619.2576 | 9288.8633 | 1.9861 | 29.7916 | 0.29006 | 0.87186 | 0.29006 | 0.87186 | 0.33746 | 1.0143 | 0.33746 | 1.0143 | 5.9633 | 31.5719 | 5.9633 | 31.5719
253001-Residential AC SEER 14 CZ 6, 7 or 8 | 0.85264 | 0.0079843 | 1.2434 | 619.2576 | 9288.8633 | 1.9861 | 29.7916 | 0.29006 | 0.87186 | 0.29006 | 0.87186 | 0.33746 | 1.0143 | 0.33746 | 1.0143 | 5.9633 | 31.5719 | 5.9633 | 31.5719
253003-Residential AC SEER 15 CZ 6, 7 or 8 | 0.60624 | 0.0056769 | 0.78002 | 440.3005 | 6604.5082 | -2.6769 | -40.1538 | 0.24768 | 1.0475 | 0.24768 | 1.0475 | 0.32593 | 1.0475 | 0.32593 | 1.0475 | 3.3933 | 15.1579 | 3.3933 | 15.1579
253003-Residential AC SEER 15 CZ 6, 7 or 8 | 0.60624 | 0.0056769 | 0.78002 | 440.3005 | 6604.5082 | -2.6769 | -40.1538 | 0.24768 | 1.0475 | 0.24768 | 1.0475 | 0.32593 | 1.0475 | 0.32593 | 1.0475 | 3.3933 | 15.1579 | 3.3933 | 15.1579
253003-Residential AC SEER 15 CZ 6, 7 or 8 | 0.60624 | 0.0056769 | 0.78002 | 440.3005 | 6604.5082 | -2.6769 | -40.1538 | 0.24768 | 1.0475 | 0.24768 | 1.0475 | 0.32593 | 1.0475 | 0.32593 | 1.0475 | 3.3933 | 15.1579 | 3.3933 | 15.1579
253009-Residential AC SEER 15 Early Ret. CZ 6, 7 or 8 | 0.60624 | 0.0056769 | 0.78002 | 440.3005 | 6604.5082 | -2.6769 | -40.1538 | -0.032243 | 1.0475 | -0.032243 | 1.0475 | 0.31715 | 1.0475 | 0.31715 | 1.0475 | 0.89859 | 10.9137 | 0.89859 | 10.9137
253003-Residential AC SEER 15 CZ 6, 7 or 8 | 0.60624 | 0.0056769 | 0.78002 | 440.3005 | 6604.5082 | -2.6769 | -40.1538 | 0.24768 | 1.0475 | 0.24768 | 1.0475 | 0.32593 | 1.0475 | 0.32593 | 1.0475 | 3.3933 | 15.1579 | 3.3933 | 15.1579
253004-Residential AC SEER 15 CZ 10, 14, or 15 | 1.3755 | 0.01288 | 1.0567 | 999.0022 | 14985.0324 | -2.9532 | -44.2976 | 0.28112 | 1.0475 | 0.28112 | 1.0475 | 0.3106 | 1.0475 | 0.3106 | 1.0475 | 5.1263 | 9.1147 | 5.1263 | 9.1147
253003-Residential AC SEER 15 CZ 6, 7 or 8 | 0.80832 | 0.0075692 | 1.04 | 587.0674 | 8806.011 | -3.5692 | -53.5384 | 0.24768 | 1.0475 | 0.24768 | 1.0475 | 0.32593 | 1.0475 | 0.32593 | 1.0475 | 3.3933 | 15.1579 | 3.3933 | 15.1579
253010-Residential AC SEER 15 Early Ret. CZ 10, 14, or 15 | 1.3755 | 0.01288 | 1.0567 | 999.0022 | 14985.0324 | -2.9532 | -44.2976 | 0.11249 | 1.0475 | 0.11249 | 1.0475 | 0.29102 | 1.0475 | 0.29102 | 1.0475 | 1.4635 | 6.0094 | 1.4635 | 6.0094
253008-Residential AC SEER 14 Early Ret. CZ 10, 14, or 15 | 1.4892 | 0.013945 | 1.2468 | 1081.5441 | 16223.1622 | 1.3477 | 20.2148 | 0.11122 | 0.3343 | 0.11122 | 0.3343 | 0.29256 | 0.87937 | 0.29256 | 0.87937 | 1.4687 | 6.2294 | 1.4687 | 6.2294
253003-Residential AC SEER 15 CZ 6, 7 or 8 | 0.80832 | 0.0075692 | 1.04 | 587.0674 | 8806.011 | -3.5692 | -53.5384 | 0.24768 | 1.0475 | 0.24768 | 1.0475 | 0.32593 | 1.0475 | 0.32593 | 1.0475 | 3.3933 | 15.1579 | 3.3933 | 15.1579
253004-Residential AC SEER 15 CZ 10, 14, or 15 | 1.3755 | 0.01288 | 1.0567 | 999.0022 | 14985.0324 | -2.9532 | -44.2976 | 0.28112 | 1.0475 | 0.28112 | 1.0475 | 0.3106 | 1.0475 | 0.3106 | 1.0475 | 5.1263 | 9.1147 | 5.1263 | 9.1147
253003-Residential AC SEER 15 CZ 6, 7 or 8 | 0.80832 | 0.0075692 | 1.04 | 587.0674 | 8806.011 | -3.5692 | -53.5384 | 0.24768 | 1.0475 | 0.24768 | 1.0475 | 0.32593 | 1.0475 | 0.32593 | 1.0475 | 3.3933 | 15.1579 | 3.3933 | 15.1579
253003-Residential AC SEER 15 CZ 6, 7 or 8 | 0.80832 | 0.0075692 | 1.04 | 587.0674 | 8806.011 | -3.5692 | -53.5384 | 0.24768 | 1.0475 | 0.24768 | 1.0475 | 0.32593 | 1.0475 | 0.32593 | 1.0475 | 3.3933 | 15.1579 | 3.3933 | 15.1579
253003-Residential AC SEER 15 CZ 6, 7 or 8 | 0.80832 | 0.0075692 | 1.04 | 587.0674 | 8806.011 | -3.5692 | -53.5384 | 0.24768 | 1.0475 | 0.24768 | 1.0475 | 0.32593 | 1.0475 | 0.32593 | 1.0475 | 3.3933 | 15.1579 | 3.3933 | 15.1579
253004-Residential AC SEER 15 CZ 10, 14, or 15 | 1.3755 | 0.01288 | 1.0567 | 999.0022 | 14985.0324 | -2.9532 | -44.2976 | 0.28112 | 1.0475 | 0.28112 | 1.0475 | 0.3106 | 1.0475 | 0.3106 | 1.0475 | 5.1263 | 9.1147 | 5.1263 | 9.1147
253004-Residential AC SEER 15 CZ 10, 14, or 15 | 1.0316 | 0.0096603 | 0.7925 | 749.2516 | 11238.7743 | -2.2149 | -33.2232 | 0.28112 | 1.0475 | 0.28112 | 1.0475 | 0.3106 | 1.0475 | 0.3106 | 1.0475 | 5.1263 | 9.1147 | 5.1263 | 9.1147
253004-Residential AC SEER 15 CZ 10, 14, or 15 | 1.3755 | 0.01288 | 1.0567 | 999.0022 | 14985.0324 | -2.9532 | -44.2976 | 0.28112 | 1.0475 | 0.28112 | 1.0475 | 0.3106 | 1.0475 | 0.3106 | 1.0475 | 5.1263 | 9.1147 | 5.1263 | 9.1147
253004-Residential AC SEER 15 CZ 10, 14, or 15 | 1.0316 | 0.0096603 | 0.7925 | 749.2516 | 11238.7743 | -2.2149 | -33.2232 | 0.28112 | 1.0475 | 0.28112 | 1.0475 | 0.3106 | 1.0475 | 0.3106 | 1.0475 | 5.1263 | 9.1147 | 5.1263 | 9.1147
253004-Residential AC SEER 15 CZ 10, 14, or 15 | 1.3755 | 0.01288 | 1.0567 | 999.0022 | 14985.0324 | -2.9532 | -44.2976 | 0.28112 | 1.0475 | 0.28112 | 1.0475 | 0.3106 | 1.0475 | 0.3106 | 1.0475 | 5.1263 | 9.1147 | 5.1263 | 9.1147
253003-Residential AC SEER 15 CZ 6, 7 or 8 | 0.80832 | 0.0075692 | 1.04 | 587.0674 | 8806.011 | -3.5692 | -53.5384 | 0.24768 | 1.0475 | 0.24768 | 1.0475 | 0.32593 | 1.0475 | 0.32593 | 1.0475 | 3.3933 | 15.1579 | 3.3933 | 15.1579
253003-Residential AC SEER 15 CZ 6, 7 or 8 | 0.80832 | 0.0075692 | 1.04 | 587.0674 | 8806.011 | -3.5692 | -53.5384 | 0.24768 | 1.0475 | 0.24768 | 1.0475 | 0.32593 | 1.0475 | 0.32593 | 1.0475 | 3.3933 | 15.1579 | 3.3933 | 15.1579
253003-Residential AC SEER 15 CZ 6, 7 or 8 | 0.80832 | 0.0075692 | 1.04 | 587.0674 | 8806.011 | -3.5692 | -53.5384 | 0.24768 | 1.0475 | 0.24768 | 1.0475 | 0.32593 | 1.0475 | 0.32593 | 1.0475 | 3.3933 | 15.1579 | 3.3933 | 15.1579
253003-Residential AC SEER 15 CZ 6, 7 or 8 | 0.80832 | 0.0075692 | 1.04 | 587.0674 | 8806.011 | -3.5692 | -53.5384 | 0.24768 | 1.0475 | 0.24768 | 1.0475 | 0.32593 | 1.0475 | 0.32593 | 1.0475 | 3.3933 | 15.1579 | 3.3933 | 15.1579
253003-Residential AC SEER 15 CZ 6, 7 or 8 | 0.80832 | 0.0075692 | 1.04 | 587.0674 | 8806.011 | -3.5692 | -53.5384 | 0.24768 | 1.0475 | 0.24768 | 1.0475 | 0.32593 | 1.0475 | 0.32593 | 1.0475 | 3.3933 | 15.1579 | 3.3933 | 15.1579
253004-Residential AC SEER 15 CZ 10, 14, or 15 | 1.3755 | 0.01288 | 1.0567 | 999.0022 | 14985.0324 | -2.9532 | -44.2976 | 0.28112 | 1.0475 | 0.28112 | 1.0475 | 0.3106 | 1.0475 | 0.3106 | 1.0475 | 5.1263 | 9.1147 | 5.1263 | 9.1147
253003-Residential AC SEER 15 CZ 6, 7 or 8 | 0.80832 | 0.0075692 | 1.04 | 587.0674 | 8806.011 | -3.5692 | -53.5384 | 0.24768 | 1.0475 | 0.24768 | 1.0475 | 0.32593 | 1.0475 | 0.32593 | 1.0475 | 3.3933 | 15.1579 | 3.3933 | 15.1579
253003-Residential AC SEER 15 CZ 6, 7 or 8 | 0.80832 | 0.0075692 | 1.04 | 587.0674 | 8806.011 | -3.5692 | -53.5384 | 0.24768 | 1.0475 | 0.24768 | 1.0475 | 0.32593 | 1.0475 | 0.32593 | 1.0475 | 3.3933 | 15.1579 | 3.3933 | 15.1579
253010-Residential AC SEER 15 Early Ret. CZ 10, 14, or 15 | 1.3755 | 0.01288 | 1.0567 | 999.0022 | 14985.0324 | -2.9532 | -44.2976 | 0.11249 | 1.0475 | 0.11249 | 1.0475 | 0.29102 | 1.0475 | 0.29102 | 1.0475 | 1.4635 | 6.0094 | 1.4635 | 6.0094
253003-Residential AC SEER 15 CZ 6, 7 or 8 | 0.80832 | 0.0075692 | 1.04 | 587.0674 | 8806.011 | -3.5692 | -53.5384 | 0.24768 | 1.0475 | 0.24768 | 1.0475 | 0.32593 | 1.0475 | 0.32593 | 1.0475 | 3.3933 | 15.1579 | 3.3933 | 15.1579
253003-Residential AC SEER 15 CZ 6, 7 or 8 | 0.80832 | 0.0075692 | 1.04 | 587.0674 | 8806.011 | -3.5692 | -53.5384 | 0.24768 | 1.0475 | 0.24768 | 1.0475 | 0.32593 | 1.0475 | 0.32593 | 1.0475 | 3.3933 | 15.1579 | 3.3933 | 15.1579
253010-Residential AC SEER 15 Early Ret. CZ 10, 14, or 15 | 1.3755 | 0.01288 | 1.0567 | 999.0022 | 14985.0324 | -2.9532 | -44.2976 | 0.11249 | 1.0475 | 0.11249 | 1.0475 | 0.29102 | 1.0475 | 0.29102 | 1.0475 | 1.4635 | 6.0094 | 1.4635 | 6.0094
253003-Residential AC SEER 15 CZ 6, 7 or 8 | 0.80832 | 0.0075692 | 1.04 | 587.0674 | 8806.011 | -3.5692 | -53.5384 | 0.24768 | 1.0475 | 0.24768 | 1.0475 | 0.32593 | 1.0475 | 0.32593 | 1.0475 | 3.3933 | 15.1579 | 3.3933 | 15.1579
253003-Residential AC SEER 15 CZ 6, 7 or 8 | 0.80832 | 0.0075692 | 1.04 | 587.0674 | 8806.011 | -3.5692 | -53.5384 | 0.24768 | 1.0475 | 0.24768 | 1.0475 | 0.32593 | 1.0475 | 0.32593 | 1.0475 | 3.3933 | 15.1579 | 3.3933 | 15.1579
253004-Residential AC SEER 15 CZ 10, 14, or 15 | 1.3755 | 0.01288 | 1.0567 | 999.0022 | 14985.0324 | -2.9532 | -44.2976 | 0.28112 | 1.0475 | 0.28112 | 1.0475 | 0.3106 | 1.0475 | 0.3106 | 1.0475 | 5.1263 | 9.1147 | 5.1263 | 9.1147
253001-Residential AC SEER 14 CZ 6, 7 or 8 | 0.51159 | 0.0047906 | 0.74603 | 371.5545 | 5573.3179 | 1.1917 | 17.8749 | 0.29006 | 0.87186 | 0.29006 | 0.87186 | 0.33746 | 1.0143 | 0.33746 | 1.0143 | 5.9633 | 31.5719 | 5.9633 | 31.5719
253001-Residential AC SEER 14 CZ 6, 7 or 8 | 0.51159 | 0.0047906 | 0.74603 | 371.5545 | 5573.3179 | 1.1917 | 17.8749 | 0.29006 | 0.87186 | 0.29006 | 0.87186 | 0.33746 | 1.0143 | 0.33746 | 1.0143 | 5.9633 | 31.5719 | 5.9633 | 31.5719
253001-Residential AC SEER 14 CZ 6, 7 or 8 | 0.51159 | 0.0047906 | 0.74603 | 371.5545 | 5573.3179 | 1.1917 | 17.8749 | 0.29006 | 0.87186 | 0.29006 | 0.87186 | 0.33746 | 1.0143 | 0.33746 | 1.0143 | 5.9633 | 31.5719 | 5.9633 | 31.5719
253001-Residential AC SEER 14 CZ 6, 7 or 8 | 0.51159 | 0.0047906 | 0.74603 | 371.5545 | 5573.3179 | 1.1917 | 17.8749 | 0.29006 | 0.87186 | 0.29006 | 0.87186 | 0.33746 | 1.0143 | 0.33746 | 1.0143 | 5.9633 | 31.5719 | 5.9633 | 31.5719
253001-Residential AC SEER 14 CZ 6, 7 or 8 | 0.51159 | 0.0047906 | 0.74603 | 371.5545 | 5573.3179 | 1.1917 | 17.8749 | 0.29006 | 0.87186 | 0.29006 | 0.87186 | 0.33746 | 1.0143 | 0.33746 | 1.0143 | 5.9633 | 31.5719 | 5.9633 | 31.5719
253002-Residential AC SEER 14 CZ 10, 14, or 15 | 0.89349 | 0.0083668 | 0.74808 | 648.9265 | 9733.8973 | 0.80859 | 12.1289 | 0.30975 | 0.93105 | 0.30975 | 0.93105 | 0.32671 | 0.98202 | 0.32671 | 0.98202 | 8.9932 | 15.9915 | 8.9932 | 15.9915
253008-Residential AC SEER 14 Early Ret. CZ 10, 14, or 15 | 0.89349 | 0.0083668 | 0.74808 | 648.9265 | 9733.8973 | 0.80859 | 12.1289 | 0.11122 | 0.3343 | 0.11122 | 0.3343 | 0.29256 | 0.87937 | 0.29256 | 0.87937 | 1.4687 | 6.2294 | 1.4687 | 6.2294
253001-Residential AC SEER 14 CZ 6, 7 or 8 | 0.51159 | 0.0047906 | 0.74603 | 371.5545 | 5573.3179 | 1.1917 | 17.8749 | 0.29006 | 0.87186 | 0.29006 | 0.87186 | 0.33746 | 1.0143 | 0.33746 | 1.0143 | 5.9633 | 31.5719 | 5.9633 | 31.5719
253002-Residential AC SEER 14 CZ 10, 14, or 15 | 0.89349 | 0.0083668 | 0.74808 | 648.9265 | 9733.8973 | 0.80859 | 12.1289 | 0.30975 | 0.93105 | 0.30975 | 0.93105 | 0.32671 | 0.98202 | 0.32671 | 0.98202 | 8.9932 | 15.9915 | 8.9932 | 15.9915
253002-Residential AC SEER 14 CZ 10, 14, or 15 | 0.89349 | 0.0083668 | 0.74808 | 648.9265 | 9733.8973 | 0.80859 | 12.1289 | 0.30975 | 0.93105 | 0.30975 | 0.93105 | 0.32671 | 0.98202 | 0.32671 | 0.98202 | 8.9932 | 15.9915 | 8.9932 | 15.9915
253002-Residential AC SEER 14 CZ 10, 14, or 15 | 0.89349 | 0.0083668 | 0.74808 | 648.9265 | 9733.8973 | 0.80859 | 12.1289 | 0.30975 | 0.93105 | 0.30975 | 0.93105 | 0.32671 | 0.98202 | 0.32671 | 0.98202 | 8.9932 | 15.9915 | 8.9932 | 15.9915
253002-Residential AC SEER 14 CZ 10, 14, or 15 | 0.89349 | 0.0083668 | 0.74808 | 648.9265 | 9733.8973 | 0.80859 | 12.1289 | 0.30975 | 0.93105 | 0.30975 | 0.93105 | 0.32671 | 0.98202 | 0.32671 | 0.98202 | 8.9932 | 15.9915 | 8.9932 | 15.9915
253001-Residential AC SEER 14 CZ 6, 7 or 8 | 0.51159 | 0.0047906 | 0.74603 | 371.5545 | 5573.3179 | 1.1917 | 17.8749 | 0.29006 | 0.87186 | 0.29006 | 0.87186 | 0.33746 | 1.0143 | 0.33746 | 1.0143 | 5.9633 | 31.5719 | 5.9633 | 31.5719
253001-Residential AC SEER 14 CZ 6, 7 or 8 | 0.51159 | 0.0047906 | 0.74603 | 371.5545 | 5573.3179 | 1.1917 | 17.8749 | 0.29006 | 0.87186 | 0.29006 | 0.87186 | 0.33746 | 1.0143 | 0.33746 | 1.0143 | 5.9633 | 31.5719 | 5.9633 | 31.5719
253008-Residential AC SEER 14 Early Ret. CZ 10, 14, or 15 | 0.89349 | 0.0083668 | 0.74808 | 648.9265 | 9733.8973 | 0.80859 | 12.1289 | 0.11122 | 0.3343 | 0.11122 | 0.3343 | 0.29256 | 0.87937 | 0.29256 | 0.87937 | 1.4687 | 6.2294 | 1.4687 | 6.2294
253007-Residential AC SEER 14 Early Ret. CZ 6, 7 or 8 | 0.51159 | 0.0047906 | 0.74603 | 371.5545 | 5573.3179 | 1.1917 | 17.8749 | -0.04156 | -0.12492 | -0.04156 | -0.12492 | 0.31784 | 0.95536 | 0.31784 | 0.95536 | 0.89345 | 11.3659 | 0.89345 | 11.3659
253001-Residential AC SEER 14 CZ 6, 7 or 8 | 0.51159 | 0.0047906 | 0.74603 | 371.5545 | 5573.3179 | 1.1917 | 17.8749 | 0.29006 | 0.87186 | 0.29006 | 0.87186 | 0.33746 | 1.0143 | 0.33746 | 1.0143 | 5.9633 | 31.5719 | 5.9633 | 31.5719
253001-Residential AC SEER 14 CZ 6, 7 or 8 | 0.51159 | 0.0047906 | 0.74603 | 371.5545 | 5573.3179 | 1.1917 | 17.8749 | 0.29006 | 0.87186 | 0.29006 | 0.87186 | 0.33746 | 1.0143 | 0.33746 | 1.0143 | 5.9633 | 31.5719 | 5.9633 | 31.5719
253001-Residential AC SEER 14 CZ 6, 7 or 8 | 0.51159 | 0.0047906 | 0.74603 | 371.5545 | 5573.3179 | 1.1917 | 17.8749 | 0.29006 | 0.87186 | 0.29006 | 0.87186 | 0.33746 | 1.0143 | 0.33746 | 1.0143 | 5.9633 | 31.5719 | 5.9633 | 31.5719
253001-Residential AC SEER 14 CZ 6, 7 or 8 | 0.51159 | 0.0047906 | 0.74603 | 371.5545 | 5573.3179 | 1.1917 | 17.8749 | 0.29006 | 0.87186 | 0.29006 | 0.87186 | 0.33746 | 1.0143 | 0.33746 | 1.0143 | 5.9633 | 31.5719 | 5.9633 | 31.5719
253003-Residential AC SEER 15 CZ 6, 7 or 8 | 0.80832 | 0.0075692 | 1.04 | 587.0674 | 8806.011 | -3.5692 | -53.5384 | 0.24768 | 1.0475 | 0.24768 | 1.0475 | 0.32593 | 1.0475 | 0.32593 | 1.0475 | 3.3933 | 15.1579 | 3.3933 | 15.1579
253001-Residential AC SEER 14 CZ 6, 7 or 8 | 0.51159 | 0.0047906 | 0.74603 | 371.5545 | 5573.3179 | 1.1917 | 17.8749 | 0.29006 | 0.87186 | 0.29006 | 0.87186 | 0.33746 | 1.0143 | 0.33746 | 1.0143 | 5.9633 | 31.5719 | 5.9633 | 31.5719
253001-Residential AC SEER 14 CZ 6, 7 or 8 | 0.51159 | 0.0047906 | 0.74603 | 371.5545 | 5573.3179 | 1.1917 | 17.8749 | 0.29006 | 0.87186 | 0.29006 | 0.87186 | 0.33746 | 1.0143 | 0.33746 | 1.0143 | 5.9633 | 31.5719 | 5.9633 | 31.5719
253007-Residential AC SEER 14 Early Ret. CZ 6, 7 or 8 | 0.51159 | 0.0047906 | 0.74603 | 371.5545 | 5573.3179 | 1.1917 | 17.8749 | -0.04156 | -0.12492 | -0.04156 | -0.12492 | 0.31784 | 0.95536 | 0.31784 | 0.95536 | 0.89345 | 11.3659 | 0.89345 | 11.3659
253007-Residential AC SEER 14 Early Ret. CZ 6, 7 or 8 | 0.51159 | 0.0047906 | 0.74603 | 371.5545 | 5573.3179 | 1.1917 | 17.8749 | -0.04156 | -0.12492 | -0.04156 | -0.12492 | 0.31784 | 0.95536 | 0.31784 | 0.95536 | 0.89345 | 11.3659 | 0.89345 | 11.3659
253007-Residential AC SEER 14 Early Ret. CZ 6, 7 or 8 | 0.85264 | 0.0079843 | 1.2434 | 619.2576 | 9288.8633 | 1.9861 | 29.7916 | -0.04156 | -0.12492 | -0.04156 | -0.12492 | 0.31784 | 0.95536 | 0.31784 | 0.95536 | 0.89345 | 11.3659 | 0.89345 | 11.3659
253001-Residential AC SEER 14 CZ 6, 7 or 8 | 0.51159 | 0.0047906 | 0.74603 | 371.5545 | 5573.3179 | 1.1917 | 17.8749 | 0.29006 | 0.87186 | 0.29006 | 0.87186 | 0.33746 | 1.0143 | 0.33746 | 1.0143 | 5.9633 | 31.5719 | 5.9633 | 31.5719
253001-Residential AC SEER 14 CZ 6, 7 or 8 | 0.51159 | 0.0047906 | 0.74603 | 371.5545 | 5573.3179 | 1.1917 | 17.8749 | 0.29006 | 0.87186 | 0.29006 | 0.87186 | 0.33746 | 1.0143 | 0.33746 | 1.0143 | 5.9633 | 31.5719 | 5.9633 | 31.5719
253001-Residential AC SEER 14 CZ 6, 7 or 8 | 0.51159 | 0.0047906 | 0.74603 | 371.5545 | 5573.3179 | 1.1917 | 17.8749 | 0.29006 | 0.87186 | 0.29006 | 0.87186 | 0.33746 | 1.0143 | 0.33746 | 1.0143 | 5.9633 | 31.5719 | 5.9633 | 31.5719
253001-Residential AC SEER 14 CZ 6, 7 or 8 | 0.51159 | 0.0047906 | 0.74603 | 371.5545 | 5573.3179 | 1.1917 | 17.8749 | 0.29006 | 0.87186 | 0.29006 | 0.87186 | 0.33746 | 1.0143 | 0.33746 | 1.0143 | 5.9633 | 31.5719 | 5.9633 | 31.5719
253001-Residential AC SEER 14 CZ 6, 7 or 8 | 0.51159 | 0.0047906 | 0.74603 | 371.5545 | 5573.3179 | 1.1917 | 17.8749 | 0.29006 | 0.87186 | 0.29006 | 0.87186 | 0.33746 | 1.0143 | 0.33746 | 1.0143 | 5.9633 | 31.5719 | 5.9633 | 31.5719
253001-Residential AC SEER 14 CZ 6, 7 or 8 | 0.51159 | 0.0047906 | 0.74603 | 371.5545 | 5573.3179 | 1.1917 | 17.8749 | 0.29006 | 0.87186 | 0.29006 | 0.87186 | 0.33746 | 1.0143 | 0.33746 | 1.0143 | 5.9633 | 31.5719 | 5.9633 | 31.5719
253001-Residential AC SEER 14 CZ 6, 7 or 8 | 0.51159 | 0.0047906 | 0.74603 | 371.5545 | 5573.3179 | 1.1917 | 17.8749 | 0.29006 | 0.87186 | 0.29006 | 0.87186 | 0.33746 | 1.0143 | 0.33746 | 1.0143 | 5.9633 | 31.5719 | 5.9633 | 31.5719
253001-Residential AC SEER 14 CZ 6, 7 or 8 | 0.51159 | 0.0047906 | 0.74603 | 371.5545 | 5573.3179 | 1.1917 | 17.8749 | 0.28945 | 0.87004 | 0.28945 | 0.87004 | 0.33562 | 1.0088 | 0.33562 | 1.0088 | 5.902 | 27.0616 | 5.902 | 27.0616
253001-Residential AC SEER 14 CZ 6, 7 or 8 | 0.51159 | 0.0047906 | 0.74603 | 371.5545 | 5573.3179 | 1.1917 | 17.8749 | 0.28945 | 0.87004 | 0.28945 | 0.87004 | 0.33562 | 1.0088 | 0.33562 | 1.0088 | 5.902 | 27.0616 | 5.902 | 27.0616
253002-Residential AC SEER 14 CZ 10, 14, or 15 | 1.4892 | 0.013945 | 1.2468 | 1081.5441 | 16223.1622 | 1.3477 | 20.2148 | 0.30975 | 0.93105 | 0.30975 | 0.93105 | 0.32671 | 0.98202 | 0.32671 | 0.98202 | 8.9932 | 15.9915 | 8.9932 | 15.9915
253002-Residential AC SEER 14 CZ 10, 14, or 15 | 1.4892 | 0.013945 | 1.2468 | 1081.5441 | 16223.1622 | 1.3477 | 20.2148 | 0.30975 | 0.93105 | 0.30975 | 0.93105 | 0.32671 | 0.98202 | 0.32671 | 0.98202 | 8.9932 | 15.9915 | 8.9932 | 15.9915
253004-Residential AC SEER 15 CZ 10, 14, or 15 | 1.0316 | 0.0096603 | 0.7925 | 749.2516 | 11238.7743 | -2.2149 | -33.2232 | 0.28112 | 1.0475 | 0.28112 | 1.0475 | 0.3106 | 1.0475 | 0.3106 | 1.0475 | 5.1263 | 9.1147 | 5.1263 | 9.1147
253008-Residential AC SEER 14 Early Ret. CZ 10, 14, or 15 | 1.4892 | 0.013945 | 1.2468 | 1081.5441 | 16223.1622 | 1.3477 | 20.2148 | 0.11122 | 0.3343 | 0.11122 | 0.3343 | 0.29256 | 0.87937 | 0.29256 | 0.87937 | 1.4687 | 6.2294 | 1.4687 | 6.2294
253002-Residential AC SEER 14 CZ 10, 14, or 15 | 1.4892 | 0.013945 | 1.2468 | 1081.5441 | 16223.1622 | 1.3477 | 20.2148 | 0.30975 | 0.93105 | 0.30975 | 0.93105 | 0.32671 | 0.98202 | 0.32671 | 0.98202 | 8.9932 | 15.9915 | 8.9932 | 15.9915
253001-Residential AC SEER 14 CZ 6, 7 or 8 | 0.85264 | 0.0079843 | 1.2434 | 619.2576 | 9288.8633 | 1.9861 | 29.7916 | 0.29006 | 0.87186 | 0.29006 | 0.87186 | 0.33746 | 1.0143 | 0.33746 | 1.0143 | 5.9633 | 31.5719 | 5.9633 | 31.5719
253002-Residential AC SEER 14 CZ 10, 14, or 15 | 1.4892 | 0.013945 | 1.2468 | 1081.5441 | 16223.1622 | 1.3477 | 20.2148 | 0.30975 | 0.93105 | 0.30975 | 0.93105 | 0.32671 | 0.98202 | 0.32671 | 0.98202 | 8.9932 | 15.9915 | 8.9932 | 15.9915
253001-Residential AC SEER 14 CZ 6, 7 or 8 | 0.85264 | 0.0079843 | 1.2434 | 619.2576 | 9288.8633 | 1.9861 | 29.7916 | 0.29006 | 0.87186 | 0.29006 | 0.87186 | 0.33746 | 1.0143 | 0.33746 | 1.0143 | 5.9633 | 31.5719 | 5.9633 | 31.5719
253002-Residential AC SEER 14 CZ 10, 14, or 15 | 1.4892 | 0.013945 | 1.2468 | 1081.5441 | 16223.1622 | 1.3477 | 20.2148 | 0.30975 | 0.93105 | 0.30975 | 0.93105 | 0.32671 | 0.98202 | 0.32671 | 0.98202 | 8.9932 | 15.9915 | 8.9932 | 15.9915
253001-Residential AC SEER 14 CZ 6, 7 or 8 | 0.85264 | 0.0079843 | 1.2434 | 619.2576 | 9288.8633 | 1.9861 | 29.7916 | 0.29006 | 0.87186 | 0.29006 | 0.87186 | 0.33746 | 1.0143 | 0.33746 | 1.0143 | 5.9633 | 31.5719 | 5.9633 | 31.5719
253001-Residential AC SEER 14 CZ 6, 7 or 8 | 0.85264 | 0.0079843 | 1.2434 | 619.2576 | 9288.8633 | 1.9861 | 29.7916 | 0.29006 | 0.87186 | 0.29006 | 0.87186 | 0.33746 | 1.0143 | 0.33746 | 1.0143 | 5.9633 | 31.5719 | 5.9633 | 31.5719
253001-Residential AC SEER 14 CZ 6, 7 or 8 | 0.51159 | 0.0047906 | 0.74603 | 371.5545 | 5573.3179 | 1.1917 | 17.8749 | 0.29006 | 0.87186 | 0.29006 | 0.87186 | 0.33746 | 1.0143 | 0.33746 | 1.0143 | 5.9633 | 31.5719 | 5.9633 | 31.5719
253001-Residential AC SEER 14 CZ 6, 7 or 8 | 0.85264 | 0.0079843 | 1.2434 | 619.2576 | 9288.8633 | 1.9861 | 29.7916 | 0.29006 | 0.87186 | 0.29006 | 0.87186 | 0.33746 | 1.0143 | 0.33746 | 1.0143 | 5.9633 | 31.5719 | 5.9633 | 31.5719
253002-Residential AC SEER 14 CZ 10, 14, or 15 | 1.4892 | 0.013945 | 1.2468 | 1081.5441 | 16223.1622 | 1.3477 | 20.2148 | 0.30975 | 0.93105 | 0.30975 | 0.93105 | 0.32671 | 0.98202 | 0.32671 | 0.98202 | 8.9932 | 15.9915 | 8.9932 | 15.9915
253001-Residential AC SEER 14 CZ 6, 7 or 8 | 0.85264 | 0.0079843 | 1.2434 | 619.2576 | 9288.8633 | 1.9861 | 29.7916 | 0.29006 | 0.87186 | 0.29006 | 0.87186 | 0.33746 | 1.0143 | 0.33746 | 1.0143 | 5.9633 | 31.5719 | 5.9633 | 31.5719
253001-Residential AC SEER 14 CZ 6, 7 or 8 | 0.85264 | 0.0079843 | 1.2434 | 619.2576 | 9288.8633 | 1.9861 | 29.7916 | 0.29006 | 0.87186 | 0.29006 | 0.87186 | 0.33746 | 1.0143 | 0.33746 | 1.0143 | 5.9633 | 31.5719 | 5.9633 | 31.5719
253001-Residential AC SEER 14 CZ 6, 7 or 8 | 0.85264 | 0.0079843 | 1.2434 | 619.2576 | 9288.8633 | 1.9861 | 29.7916 | 0.29006 | 0.87186 | 0.29006 | 0.87186 | 0.33746 | 1.0143 | 0.33746 | 1.0143 | 5.9633 | 31.5719 | 5.9633 | 31.5719
253002-Residential AC SEER 14 CZ 10, 14, or 15 | 1.4892 | 0.013945 | 1.2468 | 1081.5441 | 16223.1622 | 1.3477 | 20.2148 | 0.30975 | 0.93105 | 0.30975 | 0.93105 | 0.32671 | 0.98202 | 0.32671 | 0.98202 | 8.9932 | 15.9915 | 8.9932 | 15.9915
253001-Residential AC SEER 14 CZ 6, 7 or 8 | 0.85264 | 0.0079843 | 1.2434 | 619.2576 | 9288.8633 | 1.9861 | 29.7916 | 0.29006 | 0.87186 | 0.29006 | 0.87186 | 0.33746 | 1.0143 | 0.33746 | 1.0143 | 5.9633 | 31.5719 | 5.9633 | 31.5719
253001-Residential AC SEER 14 CZ 6, 7 or 8 | 0.85264 | 0.0079843 | 1.2434 | 619.2576 | 9288.8633 | 1.9861 | 29.7916 | 0.29006 | 0.87186 | 0.29006 | 0.87186 | 0.33746 | 1.0143 | 0.33746 | 1.0143 | 5.9633 | 31.5719 | 5.9633 | 31.5719
253008-Residential AC SEER 14 Early Ret. CZ 10, 14, or 15 | 1.4892 | 0.013945 | 1.2468 | 1081.5441 | 16223.1622 | 1.3477 | 20.2148 | 0.11122 | 0.3343 | 0.11122 | 0.3343 | 0.29256 | 0.87937 | 0.29256 | 0.87937 | 1.4687 | 6.2294 | 1.4687 | 6.2294
253001-Residential AC SEER 14 CZ 6, 7 or 8 | 0.85264 | 0.0079843 | 1.2434 | 619.2576 | 9288.8633 | 1.9861 | 29.7916 | 0.29006 | 0.87186 | 0.29006 | 0.87186 | 0.33746 | 1.0143 | 0.33746 | 1.0143 | 5.9633 | 31.5719 | 5.9633 | 31.5719
253001-Residential AC SEER 14 CZ 6, 7 or 8 | 0.85264 | 0.0079843 | 1.2434 | 619.2576 | 9288.8633 | 1.9861 | 29.7916 | 0.29006 | 0.87186 | 0.29006 | 0.87186 | 0.33746 | 1.0143 | 0.33746 | 1.0143 | 5.9633 | 31.5719 | 5.9633 | 31.5719
253007-Residential AC SEER 14 Early Ret. CZ 6, 7 or 8 | 0.85264 | 0.0079843 | 1.2434 | 619.2576 | 9288.8633 | 1.9861 | 29.7916 | -0.04156 | -0.12492 | -0.04156 | -0.12492 | 0.31784 | 0.95536 | 0.31784 | 0.95536 | 0.89345 | 11.3659 | 0.89345 | 11.3659
253001-Residential AC SEER 14 CZ 6, 7 or 8 | 0.85264 | 0.0079843 | 1.2434 | 619.2576 | 9288.8633 | 1.9861 | 29.7916 | 0.29006 | 0.87186 | 0.29006 | 0.87186 | 0.33746 | 1.0143 | 0.33746 | 1.0143 | 5.9633 | 31.5719 | 5.9633 | 31.5719
253008-Residential AC SEER 14 Early Ret. CZ 10, 14, or 15 | 1.4892 | 0.013945 | 1.2468 | 1081.5441 | 16223.1622 | 1.3477 | 20.2148 | 0.11122 | 0.3343 | 0.11122 | 0.3343 | 0.29256 | 0.87937 | 0.29256 | 0.87937 | 1.4687 | 6.2294 | 1.4687 | 6.2294
253001-Residential AC SEER 14 CZ 6, 7 or 8 | 0.85264 | 0.0079843 | 1.2434 | 619.2576 | 9288.8633 | 1.9861 | 29.7916 | 0.29006 | 0.87186 | 0.29006 | 0.87186 | 0.33746 | 1.0143 | 0.33746 | 1.0143 | 5.9633 | 31.5719 | 5.9633 | 31.5719
253001-Residential AC SEER 14 CZ 6, 7 or 8 | 0.85264 | 0.0079843 | 1.2434 | 619.2576 | 9288.8633 | 1.9861 | 29.7916 | 0.29006 | 0.87186 | 0.29006 | 0.87186 | 0.33746 | 1.0143 | 0.33746 | 1.0143 | 5.9633 | 31.5719 | 5.9633 | 31.5719
253002-Residential AC SEER 14 CZ 10, 14, or 15 | 1.4892 | 0.013945 | 1.2468 | 1081.5441 | 16223.1622 | 1.3477 | 20.2148 | 0.30975 | 0.93105 | 0.30975 | 0.93105 | 0.32671 | 0.98202 | 0.32671 | 0.98202 | 8.9932 | 15.9915 | 8.9932 | 15.9915
253001-Residential AC SEER 14 CZ 6, 7 or 8 | 0.85264 | 0.0079843 | 1.2434 | 619.2576 | 9288.8633 | 1.9861 | 29.7916 | 0.29006 | 0.87186 | 0.29006 | 0.87186 | 0.33746 | 1.0143 | 0.33746 | 1.0143 | 5.9633 | 31.5719 | 5.9633 | 31.5719
253001-Residential AC SEER 14 CZ 6, 7 or 8 | 0.85264 | 0.0079843 | 1.2434 | 619.2576 | 9288.8633 | 1.9861 | 29.7916 | 0.29006 | 0.87186 | 0.29006 | 0.87186 | 0.33746 | 1.0143 | 0.33746 | 1.0143 | 5.9633 | 31.5719 | 5.9633 | 31.5719
253007-Residential AC SEER 14 Early Ret. CZ 6, 7 or 8 | 0.85264 | 0.0079843 | 1.2434 | 619.2576 | 9288.8633 | 1.9861 | 29.7916 | -0.04156 | -0.12492 | -0.04156 | -0.12492 | 0.31784 | 0.95536 | 0.31784 | 0.95536 | 0.89345 | 11.3659 | 0.89345 | 11.3659
253001-Residential AC SEER 14 CZ 6, 7 or 8 | 0.85264 | 0.0079843 | 1.2434 | 619.2576 | 9288.8633 | 1.9861 | 29.7916 | 0.29006 | 0.87186 | 0.29006 | 0.87186 | 0.33746 | 1.0143 | 0.33746 | 1.0143 | 5.9633 | 31.5719 | 5.9633 | 31.5719
253001-Residential AC SEER 14 CZ 6, 7 or 8 | 0.85264 | 0.0079843 | 1.2434 | 619.2576 | 9288.8633 | 1.9861 | 29.7916 | 0.29006 | 0.87186 | 0.29006 | 0.87186 | 0.33746 | 1.0143 | 0.33746 | 1.0143 | 5.9633 | 31.5719 | 5.9633 | 31.5719
253001-Residential AC SEER 14 CZ 6, 7 or 8 | 0.85264 | 0.0079843 | 1.2434 | 619.2576 | 9288.8633 | 1.9861 | 29.7916 | 0.29006 | 0.87186 | 0.29006 | 0.87186 | 0.33746 | 1.0143 | 0.33746 | 1.0143 | 5.9633 | 31.5719 | 5.9633 | 31.5719
253001-Residential AC SEER 14 CZ 6, 7 or 8 | 0.85264 | 0.0079843 | 1.2434 | 619.2576 | 9288.8633 | 1.9861 | 29.7916 | 0.29006 | 0.87186 | 0.29006 | 0.87186 | 0.33746 | 1.0143 | 0.33746 | 1.0143 | 5.9633 | 31.5719 | 5.9633 | 31.5719
253001-Residential AC SEER 14 CZ 6, 7 or 8 | 0.85264 | 0.0079843 | 1.2434 | 619.2576 | 9288.8633 | 1.9861 | 29.7916 | 0.29006 | 0.87186 | 0.29006 | 0.87186 | 0.33746 | 1.0143 | 0.33746 | 1.0143 | 5.9633 | 31.5719 | 5.9633 | 31.5719
253001-Residential AC SEER 14 CZ 6, 7 or 8 | 0.85264 | 0.0079843 | 1.2434 | 619.2576 | 9288.8633 | 1.9861 | 29.7916 | 0.29006 | 0.87186 | 0.29006 | 0.87186 | 0.33746 | 1.0143 | 0.33746 | 1.0143 | 5.9633 | 31.5719 | 5.9633 | 31.5719
253002-Residential AC SEER 14 CZ 10, 14, or 15 | 1.4892 | 0.013945 | 1.2468 | 1081.5441 | 16223.1622 | 1.3477 | 20.2148 | 0.30975 | 0.93105 | 0.30975 | 0.93105 | 0.32671 | 0.98202 | 0.32671 | 0.98202 | 8.9932 | 15.9915 | 8.9932 | 15.9915
253001-Residential AC SEER 14 CZ 6, 7 or 8 | 0.85264 | 0.0079843 | 1.2434 | 619.2576 | 9288.8633 | 1.9861 | 29.7916 | 0.29006 | 0.87186 | 0.29006 | 0.87186 | 0.33746 | 1.0143 | 0.33746 | 1.0143 | 5.9633 | 31.5719 | 5.9633 | 31.5719
253001-Residential AC SEER 14 CZ 6, 7 or 8 | 0.85264 | 0.0079843 | 1.2434 | 619.2576 | 9288.8633 | 1.9861 | 29.7916 | 0.29006 | 0.87186 | 0.29006 | 0.87186 | 0.33746 | 1.0143 | 0.33746 | 1.0143 | 5.9633 | 31.5719 | 5.9633 | 31.5719
253001-Residential AC SEER 14 CZ 6, 7 or 8 | 0.85264 | 0.0079843 | 1.2434 | 619.2576 | 9288.8633 | 1.9861 | 29.7916 | 0.29006 | 0.87186 | 0.29006 | 0.87186 | 0.33746 | 1.0143 | 0.33746 | 1.0143 | 5.9633 | 31.5719 | 5.9633 | 31.5719
253001-Residential AC SEER 14 CZ 6, 7 or 8 | 0.85264 | 0.0079843 | 1.2434 | 619.2576 | 9288.8633 | 1.9861 | 29.7916 | 0.29006 | 0.87186 | 0.29006 | 0.87186 | 0.33746 | 1.0143 | 0.33746 | 1.0143 | 5.9633 | 31.5719 | 5.9633 | 31.5719
253007-Residential AC SEER 14 Early Ret. CZ 6, 7 or 8 | 0.85264 | 0.0079843 | 1.2434 | 619.2576 | 9288.8633 | 1.9861 | 29.7916 | -0.04156 | -0.12492 | -0.04156 | -0.12492 | 0.31784 | 0.95536 | 0.31784 | 0.95536 | 0.89345 | 11.3659 | 0.89345 | 11.3659
253001-Residential AC SEER 14 CZ 6, 7 or 8 | 0.85264 | 0.0079843 | 1.2434 | 619.2576 | 9288.8633 | 1.9861 | 29.7916 | 0.29006 | 0.87186 | 0.29006 | 0.87186 | 0.33746 | 1.0143 | 0.33746 | 1.0143 | 5.9633 | 31.5719 | 5.9633 | 31.5719
253002-Residential AC SEER 14 CZ 10, 14, or 15 | 1.4892 | 0.013945 | 1.2468 | 1081.5441 | 16223.1622 | 1.3477 | 20.2148 | 0.30975 | 0.93105 | 0.30975 | 0.93105 | 0.32671 | 0.98202 | 0.32671 | 0.98202 | 8.9932 | 15.9915 | 8.9932 | 15.9915
253001-Residential AC SEER 14 CZ 6, 7 or 8 | 0.85264 | 0.0079843 | 1.2434 | 619.2576 | 9288.8633 | 1.9861 | 29.7916 | 0.29006 | 0.87186 | 0.29006 | 0.87186 | 0.33746 | 1.0143 | 0.33746 | 1.0143 | 5.9633 | 31.5719 | 5.9633 | 31.5719
253003-Residential AC SEER 15 CZ 6, 7 or 8 | 0.60624 | 0.0056769 | 0.78002 | 440.3005 | 6604.5082 | -2.6769 | -40.1538 | 0.24768 | 1.0475 | 0.24768 | 1.0475 | 0.32593 | 1.0475 | 0.32593 | 1.0475 | 3.3933 | 15.1579 | 3.3933 | 15.1579
253003-Residential AC SEER 15 CZ 6, 7 or 8 | 0.40416 | 0.0037846 | 0.52002 | 293.5337 | 4403.0055 | -1.7846 | -26.7692 | 0.24768 | 1.0475 | 0.24768 | 1.0475 | 0.32593 | 1.0475 | 0.32593 | 1.0475 | 3.3933 | 15.1579 | 3.3933 | 15.1579
253001-Residential AC SEER 14 CZ 6, 7 or 8 | 0.85264 | 0.0079843 | 1.2434 | 619.2576 | 9288.8633 | 1.9861 | 29.7916 | 0.29006 | 0.87186 | 0.29006 | 0.87186 | 0.33746 | 1.0143 | 0.33746 | 1.0143 | 5.9633 | 31.5719 | 5.9633 | 31.5719
253008-Residential AC SEER 14 Early Ret. CZ 10, 14, or 15 | 1.4892 | 0.013945 | 1.2468 | 1081.5441 | 16223.1622 | 1.3477 | 20.2148 | 0.11122 | 0.3343 | 0.11122 | 0.3343 | 0.29256 | 0.87937 | 0.29256 | 0.87937 | 1.4687 | 6.2294 | 1.4687 | 6.2294
253001-Residential AC SEER 14 CZ 6, 7 or 8 | 0.85264 | 0.0079843 | 1.2434 | 619.2576 | 9288.8633 | 1.9861 | 29.7916 | 0.29006 | 0.87186 | 0.29006 | 0.87186 | 0.33746 | 1.0143 | 0.33746 | 1.0143 | 5.9633 | 31.5719 | 5.9633 | 31.5719
253008-Residential AC SEER 14 Early Ret. CZ 10, 14, or 15 | 1.4892 | 0.013945 | 1.2468 | 1081.5441 | 16223.1622 | 1.3477 | 20.2148 | 0.11122 | 0.3343 | 0.11122 | 0.3343 | 0.29256 | 0.87937 | 0.29256 | 0.87937 | 1.4687 | 6.2294 | 1.4687 | 6.2294
253002-Residential AC SEER 14 CZ 10, 14, or 15 | 1.4892 | 0.013945 | 1.2468 | 1081.5441 | 16223.1622 | 1.3477 | 20.2148 | 0.30975 | 0.93105 | 0.30975 | 0.93105 | 0.32671 | 0.98202 | 0.32671 | 0.98202 | 8.9932 | 15.9915 | 8.9932 | 15.9915
253001-Residential AC SEER 14 CZ 6, 7 or 8 | 0.85264 | 0.0079843 | 1.2434 | 619.2576 | 9288.8633 | 1.9861 | 29.7916 | 0.29006 | 0.87186 | 0.29006 | 0.87186 | 0.33746 | 1.0143 | 0.33746 | 1.0143 | 5.9633 | 31.5719 | 5.9633 | 31.5719
253007-Residential AC SEER 14 Early Ret. CZ 6, 7 or 8 | 0.85264 | 0.0079843 | 1.2434 | 619.2576 | 9288.8633 | 1.9861 | 29.7916 | -0.04156 | -0.12492 | -0.04156 | -0.12492 | 0.31784 | 0.95536 | 0.31784 | 0.95536 | 0.89345 | 11.3659 | 0.89345 | 11.3659
253001-Residential AC SEER 14 CZ 6, 7 or 8 | 0.85264 | 0.0079843 | 1.2434 | 619.2576 | 9288.8633 | 1.9861 | 29.7916 | 0.29006 | 0.87186 | 0.29006 | 0.87186 | 0.33746 | 1.0143 | 0.33746 | 1.0143 | 5.9633 | 31.5719 | 5.9633 | 31.5719
253001-Residential AC SEER 14 CZ 6, 7 or 8 | 0.51159 | 0.0047906 | 0.74603 | 371.5545 | 5573.3179 | 1.1917 | 17.8749 | 0.29006 | 0.87186 | 0.29006 | 0.87186 | 0.33746 | 1.0143 | 0.33746 | 1.0143 | 5.9633 | 31.5719 | 5.9633 | 31.5719
253002-Residential AC SEER 14 CZ 10, 14, or 15 | 1.4892 | 0.013945 | 1.2468 | 1081.5441 | 16223.1622 | 1.3477 | 20.2148 | 0.30975 | 0.93105 | 0.30975 | 0.93105 | 0.32671 | 0.98202 | 0.32671 | 0.98202 | 8.9932 | 15.9915 | 8.9932 | 15.9915
253001-Residential AC SEER 14 CZ 6, 7 or 8 | 0.85264 | 0.0079843 | 1.2434 | 619.2576 | 9288.8633 | 1.9861 | 29.7916 | 0.29006 | 0.87186 | 0.29006 | 0.87186 | 0.33746 | 1.0143 | 0.33746 | 1.0143 | 5.9633 | 31.5719 | 5.9633 | 31.5719
253002-Residential AC SEER 14 CZ 10, 14, or 15 | 1.4892 | 0.013945 | 1.2468 | 1081.5441 | 16223.1622 | 1.3477 | 20.2148 | 0.30975 | 0.93105 | 0.30975 | 0.93105 | 0.32671 | 0.98202 | 0.32671 | 0.98202 | 8.9932 | 15.9915 | 8.9932 | 15.9915
253001-Residential AC SEER 14 CZ 6, 7 or 8 | 0.85264 | 0.0079843 | 1.2434 | 619.2576 | 9288.8633 | 1.9861 | 29.7916 | 0.29006 | 0.87186 | 0.29006 | 0.87186 | 0.33746 | 1.0143 | 0.33746 | 1.0143 | 5.9633 | 31.5719 | 5.9633 | 31.5719
253008-Residential AC SEER 14 Early Ret. CZ 10, 14, or 15 | 1.4892 | 0.013945 | 1.2468 | 1081.5441 | 16223.1622 | 1.3477 | 20.2148 | 0.11122 | 0.3343 | 0.11122 | 0.3343 | 0.29256 | 0.87937 | 0.29256 | 0.87937 | 1.4687 | 6.2294 | 1.4687 | 6.2294
253001-Residential AC SEER 14 CZ 6, 7 or 8 | 0.85264 | 0.0079843 | 1.2434 | 619.2576 | 9288.8633 | 1.9861 | 29.7916 | 0.29006 | 0.87186 | 0.29006 | 0.87186 | 0.33746 | 1.0143 | 0.33746 | 1.0143 | 5.9633 | 31.5719 | 5.9633 | 31.5719
253001-Residential AC SEER 14 CZ 6, 7 or 8 | 0.85264 | 0.0079843 | 1.2434 | 619.2576 | 9288.8633 | 1.9861 | 29.7916 | 0.29006 | 0.87186 | 0.29006 | 0.87186 | 0.33746 | 1.0143 | 0.33746 | 1.0143 | 5.9633 | 31.5719 | 5.9633 | 31.5719
253001-Residential AC SEER 14 CZ 6, 7 or 8 | 0.85264 | 0.0079843 | 1.2434 | 619.2576 | 9288.8633 | 1.9861 | 29.7916 | 0.29006 | 0.87186 | 0.29006 | 0.87186 | 0.33746 | 1.0143 | 0.33746 | 1.0143 | 5.9633 | 31.5719 | 5.9633 | 31.5719
253002-Residential AC SEER 14 CZ 10, 14, or 15 | 1.4892 | 0.013945 | 1.2468 | 1081.5441 | 16223.1622 | 1.3477 | 20.2148 | 0.30975 | 0.93105 | 0.30975 | 0.93105 | 0.32671 | 0.98202 | 0.32671 | 0.98202 | 8.9932 | 15.9915 | 8.9932 | 15.9915
253002-Residential AC SEER 14 CZ 10, 14, or 15 | 1.4892 | 0.013945 | 1.2468 | 1081.5441 | 16223.1622 | 1.3477 | 20.2148 | 0.30975 | 0.93105 | 0.30975 | 0.93105 | 0.32671 | 0.98202 | 0.32671 | 0.98202 | 8.9932 | 15.9915 | 8.9932 | 15.9915
253001-Residential AC SEER 14 CZ 6, 7 or 8 | 0.85264 | 0.0079843 | 1.2434 | 619.2576 | 9288.8633 | 1.9861 | 29.7916 | 0.29006 | 0.87186 | 0.29006 | 0.87186 | 0.33746 | 1.0143 | 0.33746 | 1.0143 | 5.9633 | 31.5719 | 5.9633 | 31.5719
253001-Residential AC SEER 14 CZ 6, 7 or 8 | 0.85264 | 0.0079843 | 1.2434 | 619.2576 | 9288.8633 | 1.9861 | 29.7916 | 0.29006 | 0.87186 | 0.29006 | 0.87186 | 0.33746 | 1.0143 | 0.33746 | 1.0143 | 5.9633 | 31.5719 | 5.9633 | 31.5719
253001-Residential AC SEER 14 CZ 6, 7 or 8 | 0.85264 | 0.0079843 | 1.2434 | 619.2576 | 9288.8633 | 1.9861 | 29.7916 | 0.29006 | 0.87186 | 0.29006 | 0.87186 | 0.33746 | 1.0143 | 0.33746 | 1.0143 | 5.9633 | 31.5719 | 5.9633 | 31.5719
253002-Residential AC SEER 14 CZ 10, 14, or 15 | 1.4892 | 0.013945 | 1.2468 | 1081.5441 | 16223.1622 | 1.3477 | 20.2148 | 0.30975 | 0.93105 | 0.30975 | 0.93105 | 0.32671 | 0.98202 | 0.32671 | 0.98202 | 8.9932 | 15.9915 | 8.9932 | 15.9915
253001-Residential AC SEER 14 CZ 6, 7 or 8 | 0.85264 | 0.0079843 | 1.2434 | 619.2576 | 9288.8633 | 1.9861 | 29.7916 | 0.29006 | 0.87186 | 0.29006 | 0.87186 | 0.33746 | 1.0143 | 0.33746 | 1.0143 | 5.9633 | 31.5719 | 5.9633 | 31.5719
253001-Residential AC SEER 14 CZ 6, 7 or 8 | 0.51159 | 0.0047906 | 0.74603 | 371.5545 | 5573.3179 | 1.1917 | 17.8749 | 0.29006 | 0.87186 | 0.29006 | 0.87186 | 0.33746 | 1.0143 | 0.33746 | 1.0143 | 5.9633 | 31.5719 | 5.9633 | 31.5719
253001-Residential AC SEER 14 CZ 6, 7 or 8 | 0.68211 | 0.0063874 | 0.9947 | 495.406 | 7431.0906 | 1.5889 | 23.8333 | 0.29006 | 0.87186 | 0.29006 | 0.87186 | 0.33746 | 1.0143 | 0.33746 | 1.0143 | 5.9633 | 31.5719 | 5.9633 | 31.5719
253001-Residential AC SEER 14 CZ 6, 7 or 8 | 0.68211 | 0.0063874 | 0.9947 | 495.406 | 7431.0906 | 1.5889 | 23.8333 | 0.29006 | 0.87186 | 0.29006 | 0.87186 | 0.33746 | 1.0143 | 0.33746 | 1.0143 | 5.9633 | 31.5719 | 5.9633 | 31.5719
253001-Residential AC SEER 14 CZ 6, 7 or 8 | 0.68211 | 0.0063874 | 0.9947 | 495.406 | 7431.0906 | 1.5889 | 23.8333 | 0.29006 | 0.87186 | 0.29006 | 0.87186 | 0.33746 | 1.0143 | 0.33746 | 1.0143 | 5.9633 | 31.5719 | 5.9633 | 31.5719
253002-Residential AC SEER 14 CZ 10, 14, or 15 | 1.1913 | 0.011156 | 0.99743 | 865.2353 | 12978.5298 | 1.0781 | 16.1718 | 0.30975 | 0.93105 | 0.30975 | 0.93105 | 0.32671 | 0.98202 | 0.32671 | 0.98202 | 8.9932 | 15.9915 | 8.9932 | 15.9915
253001-Residential AC SEER 14 CZ 6, 7 or 8 | 0.68211 | 0.0063874 | 0.9947 | 495.406 | 7431.0906 | 1.5889 | 23.8333 | 0.29006 | 0.87186 | 0.29006 | 0.87186 | 0.33746 | 1.0143 | 0.33746 | 1.0143 | 5.9633 | 31.5719 | 5.9633 | 31.5719
253001-Residential AC SEER 14 CZ 6, 7 or 8 | 0.68211 | 0.0063874 | 0.9947 | 495.406 | 7431.0906 | 1.5889 | 23.8333 | 0.29006 | 0.87186 | 0.29006 | 0.87186 | 0.33746 | 1.0143 | 0.33746 | 1.0143 | 5.9633 | 31.5719 | 5.9633 | 31.5719
253001-Residential AC SEER 14 CZ 6, 7 or 8 | 0.68211 | 0.0063874 | 0.9947 | 495.406 | 7431.0906 | 1.5889 | 23.8333 | 0.29006 | 0.87186 | 0.29006 | 0.87186 | 0.33746 | 1.0143 | 0.33746 | 1.0143 | 5.9633 | 31.5719 | 5.9633 | 31.5719
253008-Residential AC SEER 14 Early Ret. CZ 10, 14, or 15 | 1.1913 | 0.011156 | 0.99743 | 865.2353 | 12978.5298 | 1.0781 | 16.1718 | 0.11122 | 0.3343 | 0.11122 | 0.3343 | 0.29256 | 0.87937 | 0.29256 | 0.87937 | 1.4687 | 6.2294 | 1.4687 | 6.2294
253007-Residential AC SEER 14 Early Ret. CZ 6, 7 or 8 | 0.68211 | 0.0063874 | 0.9947 | 495.406 | 7431.0906 | 1.5889 | 23.8333 | -0.04156 | -0.12492 | -0.04156 | -0.12492 | 0.31784 | 0.95536 | 0.31784 | 0.95536 | 0.89345 | 11.3659 | 0.89345 | 11.3659
253002-Residential AC SEER 14 CZ 10, 14, or 15 | 1.1913 | 0.011156 | 0.99743 | 865.2353 | 12978.5298 | 1.0781 | 16.1718 | 0.30975 | 0.93105 | 0.30975 | 0.93105 | 0.32671 | 0.98202 | 0.32671 | 0.98202 | 8.9932 | 15.9915 | 8.9932 | 15.9915
253002-Residential AC SEER 14 CZ 10, 14, or 15 | 1.1913 | 0.011156 | 0.99743 | 865.2353 | 12978.5298 | 1.0781 | 16.1718 | 0.30975 | 0.93105 | 0.30975 | 0.93105 | 0.32671 | 0.98202 | 0.32671 | 0.98202 | 8.9932 | 15.9915 | 8.9932 | 15.9915
253001-Residential AC SEER 14 CZ 6, 7 or 8 | 0.68211 | 0.0063874 | 0.9947 | 495.406 | 7431.0906 | 1.5889 | 23.8333 | 0.29006 | 0.87186 | 0.29006 | 0.87186 | 0.33746 | 1.0143 | 0.33746 | 1.0143 | 5.9633 | 31.5719 | 5.9633 | 31.5719
253002-Residential AC SEER 14 CZ 10, 14, or 15 | 1.1913 | 0.011156 | 0.99743 | 865.2353 | 12978.5298 | 1.0781 | 16.1718 | 0.30975 | 0.93105 | 0.30975 | 0.93105 | 0.32671 | 0.98202 | 0.32671 | 0.98202 | 8.9932 | 15.9915 | 8.9932 | 15.9915
253007-Residential AC SEER 14 Early Ret. CZ 6, 7 or 8 | 0.68211 | 0.0063874 | 0.9947 | 495.406 | 7431.0906 | 1.5889 | 23.8333 | -0.04156 | -0.12492 | -0.04156 | -0.12492 | 0.31784 | 0.95536 | 0.31784 | 0.95536 | 0.89345 | 11.3659 | 0.89345 | 11.3659
253002-Residential AC SEER 14 CZ 10, 14, or 15 | 1.1913 | 0.011156 | 0.99743 | 865.2353 | 12978.5298 | 1.0781 | 16.1718 | 0.30975 | 0.93105 | 0.30975 | 0.93105 | 0.32671 | 0.98202 | 0.32671 | 0.98202 | 8.9932 | 15.9915 | 8.9932 | 15.9915
253001-Residential AC SEER 14 CZ 6, 7 or 8 | 0.68211 | 0.0063874 | 0.9947 | 495.406 | 7431.0906 | 1.5889 | 23.8333 | 0.29006 | 0.87186 | 0.29006 | 0.87186 | 0.33746 | 1.0143 | 0.33746 | 1.0143 | 5.9633 | 31.5719 | 5.9633 | 31.5719
253002-Residential AC SEER 14 CZ 10, 14, or 15 | 1.1913 | 0.011156 | 0.99743 | 865.2353 | 12978.5298 | 1.0781 | 16.1718 | 0.30975 | 0.93105 | 0.30975 | 0.93105 | 0.32671 | 0.98202 | 0.32671 | 0.98202 | 8.9932 | 15.9915 | 8.9932 | 15.9915
253002-Residential AC SEER 14 CZ 10, 14, or 15 | 1.1913 | 0.011156 | 0.99743 | 865.2353 | 12978.5298 | 1.0781 | 16.1718 | 0.30975 | 0.93105 | 0.30975 | 0.93105 | 0.32671 | 0.98202 | 0.32671 | 0.98202 | 8.9932 | 15.9915 | 8.9932 | 15.9915
253002-Residential AC SEER 14 CZ 10, 14, or 15 | 1.1913 | 0.011156 | 0.99743 | 865.2353 | 12978.5298 | 1.0781 | 16.1718 | 0.30975 | 0.93105 | 0.30975 | 0.93105 | 0.32671 | 0.98202 | 0.32671 | 0.98202 | 8.9932 | 15.9915 | 8.9932 | 15.9915
253007-Residential AC SEER 14 Early Ret. CZ 6, 7 or 8 | 0.68211 | 0.0063874 | 0.9947 | 495.406 | 7431.0906 | 1.5889 | 23.8333 | -0.04156 | -0.12492 | -0.04156 | -0.12492 | 0.31784 | 0.95536 | 0.31784 | 0.95536 | 0.89345 | 11.3659 | 0.89345 | 11.3659
253001-Residential AC SEER 14 CZ 6, 7 or 8 | 0.68211 | 0.0063874 | 0.9947 | 495.406 | 7431.0906 | 1.5889 | 23.8333 | 0.29006 | 0.87186 | 0.29006 | 0.87186 | 0.33746 | 1.0143 | 0.33746 | 1.0143 | 5.9633 | 31.5719 | 5.9633 | 31.5719
253001-Residential AC SEER 14 CZ 6, 7 or 8 | 0.51159 | 0.0047906 | 0.74603 | 371.5545 | 5573.3179 | 1.1917 | 17.8749 | 0.29006 | 0.87186 | 0.29006 | 0.87186 | 0.33746 | 1.0143 | 0.33746 | 1.0143 | 5.9633 | 31.5719 | 5.9633 | 31.5719
253002-Residential AC SEER 14 CZ 10, 14, or 15 | 1.1913 | 0.011156 | 0.99743 | 865.2353 | 12978.5298 | 1.0781 | 16.1718 | 0.30975 | 0.93105 | 0.30975 | 0.93105 | 0.32671 | 0.98202 | 0.32671 | 0.98202 | 8.9932 | 15.9915 | 8.9932 | 15.9915
253002-Residential AC SEER 14 CZ 10, 14, or 15 | 1.1913 | 0.011156 | 0.99743 | 865.2353 | 12978.5298 | 1.0781 | 16.1718 | 0.30975 | 0.93105 | 0.30975 | 0.93105 | 0.32671 | 0.98202 | 0.32671 | 0.98202 | 8.9932 | 15.9915 | 8.9932 | 15.9915
253001-Residential AC SEER 14 CZ 6, 7 or 8 | 0.68211 | 0.0063874 | 0.9947 | 495.406 | 7431.0906 | 1.5889 | 23.8333 | 0.29006 | 0.87186 | 0.29006 | 0.87186 | 0.33746 | 1.0143 | 0.33746 | 1.0143 | 5.9633 | 31.5719 | 5.9633 | 31.5719
253008-Residential AC SEER 14 Early Ret. CZ 10, 14, or 15 | 1.1913 | 0.011156 | 0.99743 | 865.2353 | 12978.5298 | 1.0781 | 16.1718 | 0.11122 | 0.3343 | 0.11122 | 0.3343 | 0.29256 | 0.87937 | 0.29256 | 0.87937 | 1.4687 | 6.2294 | 1.4687 | 6.2294
253001-Residential AC SEER 14 CZ 6, 7 or 8 | 0.68211 | 0.0063874 | 0.9947 | 495.406 | 7431.0906 | 1.5889 | 23.8333 | 0.29006 | 0.87186 | 0.29006 | 0.87186 | 0.33746 | 1.0143 | 0.33746 | 1.0143 | 5.9633 | 31.5719 | 5.9633 | 31.5719
253001-Residential AC SEER 14 CZ 6, 7 or 8 | 0.68211 | 0.0063874 | 0.9947 | 495.406 | 7431.0906 | 1.5889 | 23.8333 | 0.29006 | 0.87186 | 0.29006 | 0.87186 | 0.33746 | 1.0143 | 0.33746 | 1.0143 | 5.9633 | 31.5719 | 5.9633 | 31.5719
253001-Residential AC SEER 14 CZ 6, 7 or 8 | 0.68211 | 0.0063874 | 0.9947 | 495.406 | 7431.0906 | 1.5889 | 23.8333 | 0.29006 | 0.87186 | 0.29006 | 0.87186 | 0.33746 | 1.0143 | 0.33746 | 1.0143 | 5.9633 | 31.5719 | 5.9633 | 31.5719
253007-Residential AC SEER 14 Early Ret. CZ 6, 7 or 8 | 0.68211 | 0.0063874 | 0.9947 | 495.406 | 7431.0906 | 1.5889 | 23.8333 | -0.04156 | -0.12492 | -0.04156 | -0.12492 | 0.31784 | 0.95536 | 0.31784 | 0.95536 | 0.89345 | 11.3659 | 0.89345 | 11.3659
253001-Residential AC SEER 14 CZ 6, 7 or 8 | 0.68211 | 0.0063874 | 0.9947 | 495.406 | 7431.0906 | 1.5889 | 23.8333 | 0.29006 | 0.87186 | 0.29006 | 0.87186 | 0.33746 | 1.0143 | 0.33746 | 1.0143 | 5.9633 | 31.5719 | 5.9633 | 31.5719
253001-Residential AC SEER 14 CZ 6, 7 or 8 | 0.68211 | 0.0063874 | 0.9947 | 495.406 | 7431.0906 | 1.5889 | 23.8333 | 0.29006 | 0.87186 | 0.29006 | 0.87186 | 0.33746 | 1.0143 | 0.33746 | 1.0143 | 5.9633 | 31.5719 | 5.9633 | 31.5719
253002-Residential AC SEER 14 CZ 10, 14, or 15 | 1.1913 | 0.011156 | 0.99743 | 865.2353 | 12978.5298 | 1.0781 | 16.1718 | 0.30975 | 0.93105 | 0.30975 | 0.93105 | 0.32671 | 0.98202 | 0.32671 | 0.98202 | 8.9932 | 15.9915 | 8.9932 | 15.9915
253001-Residential AC SEER 14 CZ 6, 7 or 8 | 0.68211 | 0.0063874 | 0.9947 | 495.406 | 7431.0906 | 1.5889 | 23.8333 | 0.29006 | 0.87186 | 0.29006 | 0.87186 | 0.33746 | 1.0143 | 0.33746 | 1.0143 | 5.9633 | 31.5719 | 5.9633 | 31.5719
253001-Residential AC SEER 14 CZ 6, 7 or 8 | 0.68211 | 0.0063874 | 0.9947 | 495.406 | 7431.0906 | 1.5889 | 23.8333 | 0.29006 | 0.87186 | 0.29006 | 0.87186 | 0.33746 | 1.0143 | 0.33746 | 1.0143 | 5.9633 | 31.5719 | 5.9633 | 31.5719
253001-Residential AC SEER 14 CZ 6, 7 or 8 | 0.68211 | 0.0063874 | 0.9947 | 495.406 | 7431.0906 | 1.5889 | 23.8333 | 0.29006 | 0.87186 | 0.29006 | 0.87186 | 0.33746 | 1.0143 | 0.33746 | 1.0143 | 5.9633 | 31.5719 | 5.9633 | 31.5719
253001-Residential AC SEER 14 CZ 6, 7 or 8 | 0.68211 | 0.0063874 | 0.9947 | 495.406 | 7431.0906 | 1.5889 | 23.8333 | 0.29006 | 0.87186 | 0.29006 | 0.87186 | 0.33746 | 1.0143 | 0.33746 | 1.0143 | 5.9633 | 31.5719 | 5.9633 | 31.5719
253007-Residential AC SEER 14 Early Ret. CZ 6, 7 or 8 | 0.68211 | 0.0063874 | 0.9947 | 495.406 | 7431.0906 | 1.5889 | 23.8333 | -0.04156 | -0.12492 | -0.04156 | -0.12492 | 0.31784 | 0.95536 | 0.31784 | 0.95536 | 0.89345 | 11.3659 | 0.89345 | 11.3659
253001-Residential AC SEER 14 CZ 6, 7 or 8 | 0.68211 | 0.0063874 | 0.9947 | 495.406 | 7431.0906 | 1.5889 | 23.8333 | 0.29006 | 0.87186 | 0.29006 | 0.87186 | 0.33746 | 1.0143 | 0.33746 | 1.0143 | 5.9633 | 31.5719 | 5.9633 | 31.5719
253001-Residential AC SEER 14 CZ 6, 7 or 8 | 0.68211 | 0.0063874 | 0.9947 | 495.406 | 7431.0906 | 1.5889 | 23.8333 | 0.29006 | 0.87186 | 0.29006 | 0.87186 | 0.33746 | 1.0143 | 0.33746 | 1.0143 | 5.9633 | 31.5719 | 5.9633 | 31.5719
253007-Residential AC SEER 14 Early Ret. CZ 6, 7 or 8 | 0.68211 | 0.0063874 | 0.9947 | 495.406 | 7431.0906 | 1.5889 | 23.8333 | -0.04156 | -0.12492 | -0.04156 | -0.12492 | 0.31784 | 0.95536 | 0.31784 | 0.95536 | 0.89345 | 11.3659 | 0.89345 | 11.3659
253001-Residential AC SEER 14 CZ 6, 7 or 8 | 0.85264 | 0.0079843 | 1.2434 | 619.2576 | 9288.8633 | 1.9861 | 29.7916 | 0.29006 | 0.87186 | 0.29006 | 0.87186 | 0.33746 | 1.0143 | 0.33746 | 1.0143 | 5.9633 | 31.5719 | 5.9633 | 31.5719
253001-Residential AC SEER 14 CZ 6, 7 or 8 | 0.68211 | 0.0063874 | 0.9947 | 495.406 | 7431.0906 | 1.5889 | 23.8333 | 0.29006 | 0.87186 | 0.29006 | 0.87186 | 0.33746 | 1.0143 | 0.33746 | 1.0143 | 5.9633 | 31.5719 | 5.9633 | 31.5719
253001-Residential AC SEER 14 CZ 6, 7 or 8 | 0.68211 | 0.0063874 | 0.9947 | 495.406 | 7431.0906 | 1.5889 | 23.8333 | 0.29006 | 0.87186 | 0.29006 | 0.87186 | 0.33746 | 1.0143 | 0.33746 | 1.0143 | 5.9633 | 31.5719 | 5.9633 | 31.5719
253001-Residential AC SEER 14 CZ 6, 7 or 8 | 0.68211 | 0.0063874 | 0.9947 | 495.406 | 7431.0906 | 1.5889 | 23.8333 | 0.29006 | 0.87186 | 0.29006 | 0.87186 | 0.33746 | 1.0143 | 0.33746 | 1.0143 | 5.9633 | 31.5719 | 5.9633 | 31.5719
253001-Residential AC SEER 14 CZ 6, 7 or 8 | 0.68211 | 0.0063874 | 0.9947 | 495.406 | 7431.0906 | 1.5889 | 23.8333 | 0.29006 | 0.87186 | 0.29006 | 0.87186 | 0.33746 | 1.0143 | 0.33746 | 1.0143 | 5.9633 | 31.5719 | 5.9633 | 31.5719
253001-Residential AC SEER 14 CZ 6, 7 or 8 | 0.68211 | 0.0063874 | 0.9947 | 495.406 | 7431.0906 | 1.5889 | 23.8333 | 0.29006 | 0.87186 | 0.29006 | 0.87186 | 0.33746 | 1.0143 | 0.33746 | 1.0143 | 5.9633 | 31.5719 | 5.9633 | 31.5719
253001-Residential AC SEER 14 CZ 6, 7 or 8 | 0.68211 | 0.0063874 | 0.9947 | 495.406 | 7431.0906 | 1.5889 | 23.8333 | 0.29006 | 0.87186 | 0.29006 | 0.87186 | 0.33746 | 1.0143 | 0.33746 | 1.0143 | 5.9633 | 31.5719 | 5.9633 | 31.5719
253013-Residential HP SEER 15 CZ 6, 7 or 8 | 0.61189 | 0.0057298 | 0.24658 | 444.4003 | 6666.0042 | 0 | 0 | 0.31714 | 0 | 0.31714 | 0 | 0.34105 | 0 | 0.34105 | 0 | 11.1118 | 46.7515 | 11.1118 | 46.7515
253001-Residential AC SEER 14 CZ 6, 7 or 8 | 0.68211 | 0.0063874 | 0.9947 | 495.406 | 7431.0906 | 1.5889 | 23.8333 | 0.29006 | 0.87186 | 0.29006 | 0.87186 | 0.33746 | 1.0143 | 0.33746 | 1.0143 | 5.9633 | 31.5719 | 5.9633 | 31.5719
253001-Residential AC SEER 14 CZ 6, 7 or 8 | 0.68211 | 0.0063874 | 0.9947 | 495.406 | 7431.0906 | 1.5889 | 23.8333 | 0.29006 | 0.87186 | 0.29006 | 0.87186 | 0.33746 | 1.0143 | 0.33746 | 1.0143 | 5.9633 | 31.5719 | 5.9633 | 31.5719
253001-Residential AC SEER 14 CZ 6, 7 or 8 | 0.68211 | 0.0063874 | 0.9947 | 495.406 | 7431.0906 | 1.5889 | 23.8333 | 0.29006 | 0.87186 | 0.29006 | 0.87186 | 0.33746 | 1.0143 | 0.33746 | 1.0143 | 5.9633 | 31.5719 | 5.9633 | 31.5719
253001-Residential AC SEER 14 CZ 6, 7 or 8 | 0.68211 | 0.0063874 | 0.9947 | 495.406 | 7431.0906 | 1.5889 | 23.8333 | 0.29006 | 0.87186 | 0.29006 | 0.87186 | 0.33746 | 1.0143 | 0.33746 | 1.0143 | 5.9633 | 31.5719 | 5.9633 | 31.5719
253001-Residential AC SEER 14 CZ 6, 7 or 8 | 0.68211 | 0.0063874 | 0.9947 | 495.406 | 7431.0906 | 1.5889 | 23.8333 | 0.29006 | 0.87186 | 0.29006 | 0.87186 | 0.33746 | 1.0143 | 0.33746 | 1.0143 | 5.9633 | 31.5719 | 5.9633 | 31.5719
253001-Residential AC SEER 14 CZ 6, 7 or 8 | 0.68211 | 0.0063874 | 0.9947 | 495.406 | 7431.0906 | 1.5889 | 23.8333 | 0.29006 | 0.87186 | 0.29006 | 0.87186 | 0.33746 | 1.0143 | 0.33746 | 1.0143 | 5.9633 | 31.5719 | 5.9633 | 31.5719
253002-Residential AC SEER 14 CZ 10, 14, or 15 | 1.1913 | 0.011156 | 0.99743 | 865.2353 | 12978.5298 | 1.0781 | 16.1718 | 0.30975 | 0.93105 | 0.30975 | 0.93105 | 0.32671 | 0.98202 | 0.32671 | 0.98202 | 8.9932 | 15.9915 | 8.9932 | 15.9915
253001-Residential AC SEER 14 CZ 6, 7 or 8 | 0.68211 | 0.0063874 | 0.9947 | 495.406 | 7431.0906 | 1.5889 | 23.8333 | 0.29006 | 0.87186 | 0.29006 | 0.87186 | 0.33746 | 1.0143 | 0.33746 | 1.0143 | 5.9633 | 31.5719 | 5.9633 | 31.5719
253001-Residential AC SEER 14 CZ 6, 7 or 8 | 0.68211 | 0.0063874 | 0.9947 | 495.406 | 7431.0906 | 1.5889 | 23.8333 | 0.29006 | 0.87186 | 0.29006 | 0.87186 | 0.33746 | 1.0143 | 0.33746 | 1.0143 | 5.9633 | 31.5719 | 5.9633 | 31.5719
253003-Residential AC SEER 15 CZ 6, 7 or 8 | 0.40416 | 0.0037846 | 0.52002 | 293.5337 | 4403.0055 | -1.7846 | -26.7692 | 0.24768 | 1.0475 | 0.24768 | 1.0475 | 0.32593 | 1.0475 | 0.32593 | 1.0475 | 3.3933 | 15.1579 | 3.3933 | 15.1579
253001-Residential AC SEER 14 CZ 6, 7 or 8 | 0.68211 | 0.0063874 | 0.9947 | 495.406 | 7431.0906 | 1.5889 | 23.8333 | 0.29006 | 0.87186 | 0.29006 | 0.87186 | 0.33746 | 1.0143 | 0.33746 | 1.0143 | 5.9633 | 31.5719 | 5.9633 | 31.5719
253001-Residential AC SEER 14 CZ 6, 7 or 8 | 0.68211 | 0.0063874 | 0.9947 | 495.406 | 7431.0906 | 1.5889 | 23.8333 | 0.29006 | 0.87186 | 0.29006 | 0.87186 | 0.33746 | 1.0143 | 0.33746 | 1.0143 | 5.9633 | 31.5719 | 5.9633 | 31.5719
253001-Residential AC SEER 14 CZ 6, 7 or 8 | 0.68211 | 0.0063874 | 0.9947 | 495.406 | 7431.0906 | 1.5889 | 23.8333 | 0.29006 | 0.87186 | 0.29006 | 0.87186 | 0.33746 | 1.0143 | 0.33746 | 1.0143 | 5.9633 | 31.5719 | 5.9633 | 31.5719
253002-Residential AC SEER 14 CZ 10, 14, or 15 | 1.1913 | 0.011156 | 0.99743 | 865.2353 | 12978.5298 | 1.0781 | 16.1718 | 0.30975 | 0.93105 | 0.30975 | 0.93105 | 0.32671 | 0.98202 | 0.32671 | 0.98202 | 8.9932 | 15.9915 | 8.9932 | 15.9915
253001-Residential AC SEER 14 CZ 6, 7 or 8 | 0.68211 | 0.0063874 | 0.9947 | 495.406 | 7431.0906 | 1.5889 | 23.8333 | 0.29006 | 0.87186 | 0.29006 | 0.87186 | 0.33746 | 1.0143 | 0.33746 | 1.0143 | 5.9633 | 31.5719 | 5.9633 | 31.5719
253002-Residential AC SEER 14 CZ 10, 14, or 15 | 1.1913 | 0.011156 | 0.99743 | 865.2353 | 12978.5298 | 1.0781 | 16.1718 | 0.30975 | 0.93105 | 0.30975 | 0.93105 | 0.32671 | 0.98202 | 0.32671 | 0.98202 | 8.9932 | 15.9915 | 8.9932 | 15.9915
253002-Residential AC SEER 14 CZ 10, 14, or 15 | 0.89349 | 0.0083668 | 0.74808 | 648.9265 | 9733.8973 | 0.80859 | 12.1289 | 0.30975 | 0.93105 | 0.30975 | 0.93105 | 0.32671 | 0.98202 | 0.32671 | 0.98202 | 8.9932 | 15.9915 | 8.9932 | 15.9915
253008-Residential AC SEER 14 Early Ret. CZ 10, 14, or 15 | 1.1913 | 0.011156 | 0.99743 | 865.2353 | 12978.5298 | 1.0781 | 16.1718 | 0.11122 | 0.3343 | 0.11122 | 0.3343 | 0.29256 | 0.87937 | 0.29256 | 0.87937 | 1.4687 | 6.2294 | 1.4687 | 6.2294
253008-Residential AC SEER 14 Early Ret. CZ 10, 14, or 15 | 1.1913 | 0.011156 | 0.99743 | 865.2353 | 12978.5298 | 1.0781 | 16.1718 | 0.11122 | 0.3343 | 0.11122 | 0.3343 | 0.29256 | 0.87937 | 0.29256 | 0.87937 | 1.4687 | 6.2294 | 1.4687 | 6.2294
253008-Residential AC SEER 14 Early Ret. CZ 10, 14, or 15 | 0.89349 | 0.0083668 | 0.74808 | 648.9265 | 9733.8973 | 0.80859 | 12.1289 | 0.11122 | 0.3343 | 0.11122 | 0.3343 | 0.29256 | 0.87937 | 0.29256 | 0.87937 | 1.4687 | 6.2294 | 1.4687 | 6.2294
253001-Residential AC SEER 14 CZ 6, 7 or 8 | 0.68211 | 0.0063874 | 0.9947 | 495.406 | 7431.0906 | 1.5889 | 23.8333 | 0.29006 | 0.87186 | 0.29006 | 0.87186 | 0.33746 | 1.0143 | 0.33746 | 1.0143 | 5.9633 | 31.5719 | 5.9633 | 31.5719
253002-Residential AC SEER 14 CZ 10, 14, or 15 | 1.1913 | 0.011156 | 0.99743 | 865.2353 | 12978.5298 | 1.0781 | 16.1718 | 0.30975 | 0.93105 | 0.30975 | 0.93105 | 0.32671 | 0.98202 | 0.32671 | 0.98202 | 8.9932 | 15.9915 | 8.9932 | 15.9915
253001-Residential AC SEER 14 CZ 6, 7 or 8 | 0.68211 | 0.0063874 | 0.9947 | 495.406 | 7431.0906 | 1.5889 | 23.8333 | 0.29006 | 0.87186 | 0.29006 | 0.87186 | 0.33746 | 1.0143 | 0.33746 | 1.0143 | 5.9633 | 31.5719 | 5.9633 | 31.5719
253001-Residential AC SEER 14 CZ 6, 7 or 8 | 0.51159 | 0.0047906 | 0.74603 | 371.5545 | 5573.3179 | 1.1917 | 17.8749 | 0.29006 | 0.87186 | 0.29006 | 0.87186 | 0.33746 | 1.0143 | 0.33746 | 1.0143 | 5.9633 | 31.5719 | 5.9633 | 31.5719
253003-Residential AC SEER 15 CZ 6, 7 or 8 | 0.80832 | 0.0075692 | 1.04 | 587.0674 | 8806.011 | -3.5692 | -53.5384 | 0.24768 | 1.0475 | 0.24768 | 1.0475 | 0.32593 | 1.0475 | 0.32593 | 1.0475 | 3.3933 | 15.1579 | 3.3933 | 15.1579
253001-Residential AC SEER 14 CZ 6, 7 or 8 | 0.51159 | 0.0047906 | 0.74603 | 371.5545 | 5573.3179 | 1.1917 | 17.8749 | 0.28945 | 0.87004 | 0.28945 | 0.87004 | 0.33562 | 1.0088 | 0.33562 | 1.0088 | 5.902 | 27.0616 | 5.902 | 27.0616
253002-Residential AC SEER 14 CZ 10, 14, or 15 | 0.59566 | 0.0055779 | 0.49872 | 432.6177 | 6489.2649 | 0.53906 | 8.0859 | 0.30975 | 0.93105 | 0.30975 | 0.93105 | 0.32671 | 0.98202 | 0.32671 | 0.98202 | 8.9932 | 15.9915 | 8.9932 | 15.9915
253002-Residential AC SEER 14 CZ 10, 14, or 15 | 0.89349 | 0.0083668 | 0.74808 | 648.9265 | 9733.8973 | 0.80859 | 12.1289 | 0.30855 | 0.92744 | 0.30855 | 0.92744 | 0.32307 | 0.9711 | 0.32307 | 0.9711 | 8.7234 | 13.707 | 8.7234 | 13.707
253001-Residential AC SEER 14 CZ 6, 7 or 8 | 0.85264 | 0.0079843 | 1.2434 | 619.2576 | 9288.8633 | 1.9861 | 29.7916 | 0.29006 | 0.87186 | 0.29006 | 0.87186 | 0.33746 | 1.0143 | 0.33746 | 1.0143 | 5.9633 | 31.5719 | 5.9633 | 31.5719
253015-Residential HP SEER 13 Early Ret. CZ 6, 7 or 8 | 1.5499 | 0.014514 | 0.55859 | 1125.6683 | 16885.0251 | 0 | 0 | 0.2212 | 0 | 0.2212 | 0 | 0.33967 | 0 | 0.33967 | 0 | 2.7377 | 39.474 | 2.7377 | 39.474
253002-Residential AC SEER 14 CZ 10, 14, or 15 | 0.89349 | 0.0083668 | 0.74808 | 648.9265 | 9733.8973 | 0.80859 | 12.1289 | 0.30855 | 0.92744 | 0.30855 | 0.92744 | 0.32307 | 0.9711 | 0.32307 | 0.9711 | 8.7234 | 13.707 | 8.7234 | 13.707
253013-Residential HP SEER 15 CZ 6, 7 or 8 | 0 | 0 | 0 | 0 | 0 | 0 | 0 | 0 | 0 | 0 | 0 | 0 | 0 | 0 | 0 | 0 | 0 | 0 | 0
253012-Residential HP SEER 14 CZ 10, 14, or 15 | 2.2649 | 0.021209 | 0.6948 | 1644.982 | 24674.7298 | 0 | 0 | 0.33244 | 0 | 0.33244 | 0 | 0.33987 | 0 | 0.33987 | 0 | 21.6975 | 40.3861 | 21.6975 | 40.3861
253004-Residential AC SEER 15 CZ 10, 14, or 15 | 0.68775 | 0.0064402 | 0.52834 | 499.5011 | 7492.5162 | -1.4766 | -22.1488 | 0.27799 | 1.0475 | 0.27799 | 1.0475 | 0.30113 | 1.0475 | 0.30113 | 1.0475 | 4.899 | 7.2917 | 4.899 | 7.2917
253008-Residential AC SEER 14 Early Ret. CZ 10, 14, or 15 | 1.4892 | 0.013945 | 1.2468 | 1081.5441 | 16223.1622 | 1.3477 | 20.2148 | 0.11122 | 0.3343 | 0.11122 | 0.3343 | 0.29256 | 0.87937 | 0.29256 | 0.87937 | 1.4687 | 6.2294 | 1.4687 | 6.2294
253001-Residential AC SEER 14 CZ 6, 7 or 8 | 0.51159 | 0.0047906 | 0.74603 | 371.5545 | 5573.3179 | 1.1917 | 17.8749 | 0.29006 | 0.87186 | 0.29006 | 0.87186 | 0.33746 | 1.0143 | 0.33746 | 1.0143 | 5.9633 | 31.5719 | 5.9633 | 31.5719
253001-Residential AC SEER 14 CZ 6, 7 or 8 | 0.68211 | 0.0063874 | 0.9947 | 495.406 | 7431.0906 | 1.5889 | 23.8333 | 0.29006 | 0.87186 | 0.29006 | 0.87186 | 0.33746 | 1.0143 | 0.33746 | 1.0143 | 5.9633 | 31.5719 | 5.9633 | 31.5719
253001-Residential AC SEER 14 CZ 6, 7 or 8 | 0.68211 | 0.0063874 | 0.9947 | 495.406 | 7431.0906 | 1.5889 | 23.8333 | 0.29006 | 0.87186 | 0.29006 | 0.87186 | 0.33746 | 1.0143 | 0.33746 | 1.0143 | 5.9633 | 31.5719 | 5.9633 | 31.5719
253001-Residential AC SEER 14 CZ 6, 7 or 8 | 0.68211 | 0.0063874 | 0.9947 | 495.406 | 7431.0906 | 1.5889 | 23.8333 | 0.29006 | 0.87186 | 0.29006 | 0.87186 | 0.33746 | 1.0143 | 0.33746 | 1.0143 | 5.9633 | 31.5719 | 5.9633 | 31.5719
253001-Residential AC SEER 14 CZ 6, 7 or 8 | 0.68211 | 0.0063874 | 0.9947 | 495.406 | 7431.0906 | 1.5889 | 23.8333 | 0.29006 | 0.87186 | 0.29006 | 0.87186 | 0.33746 | 1.0143 | 0.33746 | 1.0143 | 5.9633 | 31.5719 | 5.9633 | 31.5719
253001-Residential AC SEER 14 CZ 6, 7 or 8 | 0.51159 | 0.0047906 | 0.74603 | 371.5545 | 5573.3179 | 1.1917 | 17.8749 | 0.29006 | 0.87186 | 0.29006 | 0.87186 | 0.33746 | 1.0143 | 0.33746 | 1.0143 | 5.9633 | 31.5719 | 5.9633 | 31.5719
253002-Residential AC SEER 14 CZ 10, 14, or 15 | 1.1913 | 0.011156 | 0.99743 | 865.2353 | 12978.5298 | 1.0781 | 16.1718 | 0.30975 | 0.93105 | 0.30975 | 0.93105 | 0.32671 | 0.98202 | 0.32671 | 0.98202 | 8.9932 | 15.9915 | 8.9932 | 15.9915
253001-Residential AC SEER 14 CZ 6, 7 or 8 | 0.68211 | 0.0063874 | 0.9947 | 495.406 | 7431.0906 | 1.5889 | 23.8333 | 0.29006 | 0.87186 | 0.29006 | 0.87186 | 0.33746 | 1.0143 | 0.33746 | 1.0143 | 5.9633 | 31.5719 | 5.9633 | 31.5719
253001-Residential AC SEER 14 CZ 6, 7 or 8 | 0.68211 | 0.0063874 | 0.9947 | 495.406 | 7431.0906 | 1.5889 | 23.8333 | 0.29006 | 0.87186 | 0.29006 | 0.87186 | 0.33746 | 1.0143 | 0.33746 | 1.0143 | 5.9633 | 31.5719 | 5.9633 | 31.5719
253008-Residential AC SEER 14 Early Ret. CZ 10, 14, or 15 | 1.1913 | 0.011156 | 0.99743 | 865.2353 | 12978.5298 | 1.0781 | 16.1718 | 0.11122 | 0.3343 | 0.11122 | 0.3343 | 0.29256 | 0.87937 | 0.29256 | 0.87937 | 1.4687 | 6.2294 | 1.4687 | 6.2294
253008-Residential AC SEER 14 Early Ret. CZ 10, 14, or 15 | 0.59566 | 0.0055779 | 0.49872 | 432.6177 | 6489.2649 | 0.53906 | 8.0859 | 0.1066 | 0.32043 | 0.1066 | 0.32043 | 0.27857 | 0.83733 | 0.27857 | 0.83733 | 1.4407 | 4.9835 | 1.4407 | 4.9835
253001-Residential AC SEER 14 CZ 6, 7 or 8 | 0.51159 | 0.0047906 | 0.74603 | 371.5545 | 5573.3179 | 1.1917 | 17.8749 | 0.28945 | 0.87004 | 0.28945 | 0.87004 | 0.33562 | 1.0088 | 0.33562 | 1.0088 | 5.902 | 27.0616 | 5.902 | 27.0616
253001-Residential AC SEER 14 CZ 6, 7 or 8 | 0.51159 | 0.0047906 | 0.74603 | 371.5545 | 5573.3179 | 1.1917 | 17.8749 | 0.28945 | 0.87004 | 0.28945 | 0.87004 | 0.33562 | 1.0088 | 0.33562 | 1.0088 | 5.902 | 27.0616 | 5.902 | 27.0616
253001-Residential AC SEER 14 CZ 6, 7 or 8 | 0.51159 | 0.0047906 | 0.74603 | 371.5545 | 5573.3179 | 1.1917 | 17.8749 | 0.28945 | 0.87004 | 0.28945 | 0.87004 | 0.33562 | 1.0088 | 0.33562 | 1.0088 | 5.902 | 27.0616 | 5.902 | 27.0616
253002-Residential AC SEER 14 CZ 10, 14, or 15 | 0.89349 | 0.0083668 | 0.74808 | 648.9265 | 9733.8973 | 0.80859 | 12.1289 | 0.30855 | 0.92744 | 0.30855 | 0.92744 | 0.32307 | 0.9711 | 0.32307 | 0.9711 | 8.7234 | 13.707 | 8.7234 | 13.707
253001-Residential AC SEER 14 CZ 6, 7 or 8 | 0.51159 | 0.0047906 | 0.74603 | 371.5545 | 5573.3179 | 1.1917 | 17.8749 | 0.28945 | 0.87004 | 0.28945 | 0.87004 | 0.33562 | 1.0088 | 0.33562 | 1.0088 | 5.902 | 27.0616 | 5.902 | 27.0616
253001-Residential AC SEER 14 CZ 6, 7 or 8 | 0.51159 | 0.0047906 | 0.74603 | 371.5545 | 5573.3179 | 1.1917 | 17.8749 | 0.28945 | 0.87004 | 0.28945 | 0.87004 | 0.33562 | 1.0088 | 0.33562 | 1.0088 | 5.902 | 27.0616 | 5.902 | 27.0616
253001-Residential AC SEER 14 CZ 6, 7 or 8 | 0.51159 | 0.0047906 | 0.74603 | 371.5545 | 5573.3179 | 1.1917 | 17.8749 | 0.28945 | 0.87004 | 0.28945 | 0.87004 | 0.33562 | 1.0088 | 0.33562 | 1.0088 | 5.902 | 27.0616 | 5.902 | 27.0616
253002-Residential AC SEER 14 CZ 10, 14, or 15 | 0.89349 | 0.0083668 | 0.74808 | 648.9265 | 9733.8973 | 0.80859 | 12.1289 | 0.30855 | 0.92744 | 0.30855 | 0.92744 | 0.32307 | 0.9711 | 0.32307 | 0.9711 | 8.7234 | 13.707 | 8.7234 | 13.707
253001-Residential AC SEER 14 CZ 6, 7 or 8 | 0.51159 | 0.0047906 | 0.74603 | 371.5545 | 5573.3179 | 1.1917 | 17.8749 | 0.28945 | 0.87004 | 0.28945 | 0.87004 | 0.33562 | 1.0088 | 0.33562 | 1.0088 | 5.902 | 27.0616 | 5.902 | 27.0616
253007-Residential AC SEER 14 Early Ret. CZ 6, 7 or 8 | 0.51159 | 0.0047906 | 0.74603 | 371.5545 | 5573.3179 | 1.1917 | 17.8749 | -0.043246 | -0.12999 | -0.043246 | -0.12999 | 0.31273 | 0.94 | 0.31273 | 0.94 | 0.88961 | 9.7422 | 0.88961 | 9.7422
253007-Residential AC SEER 14 Early Ret. CZ 6, 7 or 8 | 0.51159 | 0.0047906 | 0.74603 | 371.5545 | 5573.3179 | 1.1917 | 17.8749 | -0.043246 | -0.12999 | -0.043246 | -0.12999 | 0.31273 | 0.94 | 0.31273 | 0.94 | 0.88961 | 9.7422 | 0.88961 | 9.7422
253002-Residential AC SEER 14 CZ 10, 14, or 15 | 0.89349 | 0.0083668 | 0.74808 | 648.9265 | 9733.8973 | 0.80859 | 12.1289 | 0.30855 | 0.92744 | 0.30855 | 0.92744 | 0.32307 | 0.9711 | 0.32307 | 0.9711 | 8.7234 | 13.707 | 8.7234 | 13.707
253001-Residential AC SEER 14 CZ 6, 7 or 8 | 0.51159 | 0.0047906 | 0.74603 | 371.5545 | 5573.3179 | 1.1917 | 17.8749 | 0.28945 | 0.87004 | 0.28945 | 0.87004 | 0.33562 | 1.0088 | 0.33562 | 1.0088 | 5.902 | 27.0616 | 5.902 | 27.0616
253001-Residential AC SEER 14 CZ 6, 7 or 8 | 0.51159 | 0.0047906 | 0.74603 | 371.5545 | 5573.3179 | 1.1917 | 17.8749 | 0.28945 | 0.87004 | 0.28945 | 0.87004 | 0.33562 | 1.0088 | 0.33562 | 1.0088 | 5.902 | 27.0616 | 5.902 | 27.0616
253001-Residential AC SEER 14 CZ 6, 7 or 8 | 0.51159 | 0.0047906 | 0.74603 | 371.5545 | 5573.3179 | 1.1917 | 17.8749 | 0.28945 | 0.87004 | 0.28945 | 0.87004 | 0.33562 | 1.0088 | 0.33562 | 1.0088 | 5.902 | 27.0616 | 5.902 | 27.0616
253001-Residential AC SEER 14 CZ 6, 7 or 8 | 0.51159 | 0.0047906 | 0.74603 | 371.5545 | 5573.3179 | 1.1917 | 17.8749 | 0.28945 | 0.87004 | 0.28945 | 0.87004 | 0.33562 | 1.0088 | 0.33562 | 1.0088 | 5.902 | 27.0616 | 5.902 | 27.0616
253002-Residential AC SEER 14 CZ 10, 14, or 15 | 0.89349 | 0.0083668 | 0.74808 | 648.9265 | 9733.8973 | 0.80859 | 12.1289 | 0.30855 | 0.92744 | 0.30855 | 0.92744 | 0.32307 | 0.9711 | 0.32307 | 0.9711 | 8.7234 | 13.707 | 8.7234 | 13.707
253008-Residential AC SEER 14 Early Ret. CZ 10, 14, or 15 | 0.89349 | 0.0083668 | 0.74808 | 648.9265 | 9733.8973 | 0.80859 | 12.1289 | 0.10814 | 0.32505 | 0.10814 | 0.32505 | 0.28323 | 0.85134 | 0.28323 | 0.85134 | 1.4499 | 5.3395 | 1.4499 | 5.3395
253007-Residential AC SEER 14 Early Ret. CZ 6, 7 or 8 | 0.51159 | 0.0047906 | 0.74603 | 371.5545 | 5573.3179 | 1.1917 | 17.8749 | -0.043246 | -0.12999 | -0.043246 | -0.12999 | 0.31273 | 0.94 | 0.31273 | 0.94 | 0.88961 | 9.7422 | 0.88961 | 9.7422
253001-Residential AC SEER 14 CZ 6, 7 or 8 | 0.51159 | 0.0047906 | 0.74603 | 371.5545 | 5573.3179 | 1.1917 | 17.8749 | 0.28945 | 0.87004 | 0.28945 | 0.87004 | 0.33562 | 1.0088 | 0.33562 | 1.0088 | 5.902 | 27.0616 | 5.902 | 27.0616
253001-Residential AC SEER 14 CZ 6, 7 or 8 | 0.51159 | 0.0047906 | 0.74603 | 371.5545 | 5573.3179 | 1.1917 | 17.8749 | 0.28945 | 0.87004 | 0.28945 | 0.87004 | 0.33562 | 1.0088 | 0.33562 | 1.0088 | 5.902 | 27.0616 | 5.902 | 27.0616
253001-Residential AC SEER 14 CZ 6, 7 or 8 | 0.51159 | 0.0047906 | 0.74603 | 371.5545 | 5573.3179 | 1.1917 | 17.8749 | 0.28945 | 0.87004 | 0.28945 | 0.87004 | 0.33562 | 1.0088 | 0.33562 | 1.0088 | 5.902 | 27.0616 | 5.902 | 27.0616
253009-Residential AC SEER 15 Early Ret. CZ 6, 7 or 8 | 0.40416 | 0.0037846 | 0.52002 | 293.5337 | 4403.0055 | -1.7846 | -26.7692 | -0.03483 | 1.0475 | -0.03483 | 1.0475 | 0.30931 | 1.0475 | 0.30931 | 1.0475 | 0.89252 | 8.731 | 0.89252 | 8.731
253003-Residential AC SEER 15 CZ 6, 7 or 8 | 0.60624 | 0.0056769 | 0.78002 | 440.3005 | 6604.5082 | -2.6769 | -40.1538 | 0.24768 | 1.0475 | 0.24768 | 1.0475 | 0.32593 | 1.0475 | 0.32593 | 1.0475 | 3.3933 | 15.1579 | 3.3933 | 15.1579
253003-Residential AC SEER 15 CZ 6, 7 or 8 | 0.60624 | 0.0056769 | 0.78002 | 440.3005 | 6604.5082 | -2.6769 | -40.1538 | 0.24768 | 1.0475 | 0.24768 | 1.0475 | 0.32593 | 1.0475 | 0.32593 | 1.0475 | 3.3933 | 15.1579 | 3.3933 | 15.1579
253004-Residential AC SEER 15 CZ 10, 14, or 15 | 1.0316 | 0.0096603 | 0.7925 | 749.2516 | 11238.7743 | -2.2149 | -33.2232 | 0.28112 | 1.0475 | 0.28112 | 1.0475 | 0.3106 | 1.0475 | 0.3106 | 1.0475 | 5.1263 | 9.1147 | 5.1263 | 9.1147
253001-Residential AC SEER 14 CZ 6, 7 or 8 | 0.51159 | 0.0047906 | 0.74603 | 371.5545 | 5573.3179 | 1.1917 | 17.8749 | 0.29006 | 0.87186 | 0.29006 | 0.87186 | 0.33746 | 1.0143 | 0.33746 | 1.0143 | 5.9633 | 31.5719 | 5.9633 | 31.5719
253001-Residential AC SEER 14 CZ 6, 7 or 8 | 0.51159 | 0.0047906 | 0.74603 | 371.5545 | 5573.3179 | 1.1917 | 17.8749 | 0.29006 | 0.87186 | 0.29006 | 0.87186 | 0.33746 | 1.0143 | 0.33746 | 1.0143 | 5.9633 | 31.5719 | 5.9633 | 31.5719
253002-Residential AC SEER 14 CZ 10, 14, or 15 | 0.89349 | 0.0083668 | 0.74808 | 648.9265 | 9733.8973 | 0.80859 | 12.1289 | 0.30975 | 0.93105 | 0.30975 | 0.93105 | 0.32671 | 0.98202 | 0.32671 | 0.98202 | 8.9932 | 15.9915 | 8.9932 | 15.9915
253003-Residential AC SEER 15 CZ 6, 7 or 8 | 0.60624 | 0.0056769 | 0.78002 | 440.3005 | 6604.5082 | -2.6769 | -40.1538 | 0.24768 | 1.0475 | 0.24768 | 1.0475 | 0.32593 | 1.0475 | 0.32593 | 1.0475 | 3.3933 | 15.1579 | 3.3933 | 15.1579
253003-Residential AC SEER 15 CZ 6, 7 or 8 | 0.60624 | 0.0056769 | 0.78002 | 440.3005 | 6604.5082 | -2.6769 | -40.1538 | 0.24768 | 1.0475 | 0.24768 | 1.0475 | 0.32593 | 1.0475 | 0.32593 | 1.0475 | 3.3933 | 15.1579 | 3.3933 | 15.1579
253002-Residential AC SEER 14 CZ 10, 14, or 15 | 0.89349 | 0.0083668 | 0.74808 | 648.9265 | 9733.8973 | 0.80859 | 12.1289 | 0.30975 | 0.93105 | 0.30975 | 0.93105 | 0.32671 | 0.98202 | 0.32671 | 0.98202 | 8.9932 | 15.9915 | 8.9932 | 15.9915
253003-Residential AC SEER 15 CZ 6, 7 or 8 | 0.60624 | 0.0056769 | 0.78002 | 440.3005 | 6604.5082 | -2.6769 | -40.1538 | 0.24768 | 1.0475 | 0.24768 | 1.0475 | 0.32593 | 1.0475 | 0.32593 | 1.0475 | 3.3933 | 15.1579 | 3.3933 | 15.1579
253001-Residential AC SEER 14 CZ 6, 7 or 8 | 0.51159 | 0.0047906 | 0.74603 | 371.5545 | 5573.3179 | 1.1917 | 17.8749 | 0.29006 | 0.87186 | 0.29006 | 0.87186 | 0.33746 | 1.0143 | 0.33746 | 1.0143 | 5.9633 | 31.5719 | 5.9633 | 31.5719
253003-Residential AC SEER 15 CZ 6, 7 or 8 | 0.60624 | 0.0056769 | 0.78002 | 440.3005 | 6604.5082 | -2.6769 | -40.1538 | 0.24768 | 1.0475 | 0.24768 | 1.0475 | 0.32593 | 1.0475 | 0.32593 | 1.0475 | 3.3933 | 15.1579 | 3.3933 | 15.1579
253001-Residential AC SEER 14 CZ 6, 7 or 8 | 0.51159 | 0.0047906 | 0.74603 | 371.5545 | 5573.3179 | 1.1917 | 17.8749 | 0.29006 | 0.87186 | 0.29006 | 0.87186 | 0.33746 | 1.0143 | 0.33746 | 1.0143 | 5.9633 | 31.5719 | 5.9633 | 31.5719
253004-Residential AC SEER 15 CZ 10, 14, or 15 | 1.0316 | 0.0096603 | 0.7925 | 749.2516 | 11238.7743 | -2.2149 | -33.2232 | 0.28112 | 1.0475 | 0.28112 | 1.0475 | 0.3106 | 1.0475 | 0.3106 | 1.0475 | 5.1263 | 9.1147 | 5.1263 | 9.1147
253004-Residential AC SEER 15 CZ 10, 14, or 15 | 1.0316 | 0.0096603 | 0.7925 | 749.2516 | 11238.7743 | -2.2149 | -33.2232 | 0.28112 | 1.0475 | 0.28112 | 1.0475 | 0.3106 | 1.0475 | 0.3106 | 1.0475 | 5.1263 | 9.1147 | 5.1263 | 9.1147
253003-Residential AC SEER 15 CZ 6, 7 or 8 | 0.60624 | 0.0056769 | 0.78002 | 440.3005 | 6604.5082 | -2.6769 | -40.1538 | 0.24768 | 1.0475 | 0.24768 | 1.0475 | 0.32593 | 1.0475 | 0.32593 | 1.0475 | 3.3933 | 15.1579 | 3.3933 | 15.1579
253004-Residential AC SEER 15 CZ 10, 14, or 15 | 1.0316 | 0.0096603 | 0.7925 | 749.2516 | 11238.7743 | -2.2149 | -33.2232 | 0.28112 | 1.0475 | 0.28112 | 1.0475 | 0.3106 | 1.0475 | 0.3106 | 1.0475 | 5.1263 | 9.1147 | 5.1263 | 9.1147
253002-Residential AC SEER 14 CZ 10, 14, or 15 | 0.89349 | 0.0083668 | 0.74808 | 648.9265 | 9733.8973 | 0.80859 | 12.1289 | 0.30975 | 0.93105 | 0.30975 | 0.93105 | 0.32671 | 0.98202 | 0.32671 | 0.98202 | 8.9932 | 15.9915 | 8.9932 | 15.9915
253002-Residential AC SEER 14 CZ 10, 14, or 15 | 1.1913 | 0.011156 | 0.99743 | 865.2353 | 12978.5298 | 1.0781 | 16.1718 | 0.30975 | 0.93105 | 0.30975 | 0.93105 | 0.32671 | 0.98202 | 0.32671 | 0.98202 | 8.9932 | 15.9915 | 8.9932 | 15.9915
253001-Residential AC SEER 14 CZ 6, 7 or 8 | 0.85264 | 0.0079843 | 1.2434 | 619.2576 | 9288.8633 | 1.9861 | 29.7916 | 0.29006 | 0.87186 | 0.29006 | 0.87186 | 0.33746 | 1.0143 | 0.33746 | 1.0143 | 5.9633 | 31.5719 | 5.9633 | 31.5719
253001-Residential AC SEER 14 CZ 6, 7 or 8 | 0.68211 | 0.0063874 | 0.9947 | 495.406 | 7431.0906 | 1.5889 | 23.8333 | 0.29006 | 0.87186 | 0.29006 | 0.87186 | 0.33746 | 1.0143 | 0.33746 | 1.0143 | 5.9633 | 31.5719 | 5.9633 | 31.5719
253007-Residential AC SEER 14 Early Ret. CZ 6, 7 or 8 | 0.85264 | 0.0079843 | 1.2434 | 619.2576 | 9288.8633 | 1.9861 | 29.7916 | -0.04156 | -0.12492 | -0.04156 | -0.12492 | 0.31784 | 0.95536 | 0.31784 | 0.95536 | 0.89345 | 11.3659 | 0.89345 | 11.3659
253001-Residential AC SEER 14 CZ 6, 7 or 8 | 0.51159 | 0.0047906 | 0.74603 | 371.5545 | 5573.3179 | 1.1917 | 17.8749 | 0.29006 | 0.87186 | 0.29006 | 0.87186 | 0.33746 | 1.0143 | 0.33746 | 1.0143 | 5.9633 | 31.5719 | 5.9633 | 31.5719
253004-Residential AC SEER 15 CZ 10, 14, or 15 | 1.0316 | 0.0096603 | 0.7925 | 749.2516 | 11238.7743 | -2.2149 | -33.2232 | 0.28112 | 1.0475 | 0.28112 | 1.0475 | 0.3106 | 1.0475 | 0.3106 | 1.0475 | 5.1263 | 9.1147 | 5.1263 | 9.1147
253001-Residential AC SEER 14 CZ 6, 7 or 8 | 0.51159 | 0.0047906 | 0.74603 | 371.5545 | 5573.3179 | 1.1917 | 17.8749 | 0.29006 | 0.87186 | 0.29006 | 0.87186 | 0.33746 | 1.0143 | 0.33746 | 1.0143 | 5.9633 | 31.5719 | 5.9633 | 31.5719
253001-Residential AC SEER 14 CZ 6, 7 or 8 | 0.51159 | 0.0047906 | 0.74603 | 371.5545 | 5573.3179 | 1.1917 | 17.8749 | 0.29006 | 0.87186 | 0.29006 | 0.87186 | 0.33746 | 1.0143 | 0.33746 | 1.0143 | 5.9633 | 31.5719 | 5.9633 | 31.5719
253004-Residential AC SEER 15 CZ 10, 14, or 15 | 1.0316 | 0.0096603 | 0.7925 | 749.2516 | 11238.7743 | -2.2149 | -33.2232 | 0.28112 | 1.0475 | 0.28112 | 1.0475 | 0.3106 | 1.0475 | 0.3106 | 1.0475 | 5.1263 | 9.1147 | 5.1263 | 9.1147
253003-Residential AC SEER 15 CZ 6, 7 or 8 | 0.60624 | 0.0056769 | 0.78002 | 440.3005 | 6604.5082 | -2.6769 | -40.1538 | 0.24768 | 1.0475 | 0.24768 | 1.0475 | 0.32593 | 1.0475 | 0.32593 | 1.0475 | 3.3933 | 15.1579 | 3.3933 | 15.1579
253003-Residential AC SEER 15 CZ 6, 7 or 8 | 0.60624 | 0.0056769 | 0.78002 | 440.3005 | 6604.5082 | -2.6769 | -40.1538 | 0.24768 | 1.0475 | 0.24768 | 1.0475 | 0.32593 | 1.0475 | 0.32593 | 1.0475 | 3.3933 | 15.1579 | 3.3933 | 15.1579
253003-Residential AC SEER 15 CZ 6, 7 or 8 | 0.60624 | 0.0056769 | 0.78002 | 440.3005 | 6604.5082 | -2.6769 | -40.1538 | 0.24768 | 1.0475 | 0.24768 | 1.0475 | 0.32593 | 1.0475 | 0.32593 | 1.0475 | 3.3933 | 15.1579 | 3.3933 | 15.1579
253001-Residential AC SEER 14 CZ 6, 7 or 8 | 0.51159 | 0.0047906 | 0.74603 | 371.5545 | 5573.3179 | 1.1917 | 17.8749 | 0.29006 | 0.87186 | 0.29006 | 0.87186 | 0.33746 | 1.0143 | 0.33746 | 1.0143 | 5.9633 | 31.5719 | 5.9633 | 31.5719
253001-Residential AC SEER 14 CZ 6, 7 or 8 | 0.51159 | 0.0047906 | 0.74603 | 371.5545 | 5573.3179 | 1.1917 | 17.8749 | 0.29006 | 0.87186 | 0.29006 | 0.87186 | 0.33746 | 1.0143 | 0.33746 | 1.0143 | 5.9633 | 31.5719 | 5.9633 | 31.5719
253003-Residential AC SEER 15 CZ 6, 7 or 8 | 0.60624 | 0.0056769 | 0.78002 | 440.3005 | 6604.5082 | -2.6769 | -40.1538 | 0.24768 | 1.0475 | 0.24768 | 1.0475 | 0.32593 | 1.0475 | 0.32593 | 1.0475 | 3.3933 | 15.1579 | 3.3933 | 15.1579
253003-Residential AC SEER 15 CZ 6, 7 or 8 | 0.60624 | 0.0056769 | 0.78002 | 440.3005 | 6604.5082 | -2.6769 | -40.1538 | 0.24768 | 1.0475 | 0.24768 | 1.0475 | 0.32593 | 1.0475 | 0.32593 | 1.0475 | 3.3933 | 15.1579 | 3.3933 | 15.1579
253004-Residential AC SEER 15 CZ 10, 14, or 15 | 1.0316 | 0.0096603 | 0.7925 | 749.2516 | 11238.7743 | -2.2149 | -33.2232 | 0.28112 | 1.0475 | 0.28112 | 1.0475 | 0.3106 | 1.0475 | 0.3106 | 1.0475 | 5.1263 | 9.1147 | 5.1263 | 9.1147
253001-Residential AC SEER 14 CZ 6, 7 or 8 | 0.51159 | 0.0047906 | 0.74603 | 371.5545 | 5573.3179 | 1.1917 | 17.8749 | 0.29006 | 0.87186 | 0.29006 | 0.87186 | 0.33746 | 1.0143 | 0.33746 | 1.0143 | 5.9633 | 31.5719 | 5.9633 | 31.5719
253003-Residential AC SEER 15 CZ 6, 7 or 8 | 0.60624 | 0.0056769 | 0.78002 | 440.3005 | 6604.5082 | -2.6769 | -40.1538 | 0.24768 | 1.0475 | 0.24768 | 1.0475 | 0.32593 | 1.0475 | 0.32593 | 1.0475 | 3.3933 | 15.1579 | 3.3933 | 15.1579
253001-Residential AC SEER 14 CZ 6, 7 or 8 | 0.51159 | 0.0047906 | 0.74603 | 371.5545 | 5573.3179 | 1.1917 | 17.8749 | 0.29006 | 0.87186 | 0.29006 | 0.87186 | 0.33746 | 1.0143 | 0.33746 | 1.0143 | 5.9633 | 31.5719 | 5.9633 | 31.5719
253001-Residential AC SEER 14 CZ 6, 7 or 8 | 0.51159 | 0.0047906 | 0.74603 | 371.5545 | 5573.3179 | 1.1917 | 17.8749 | 0.29006 | 0.87186 | 0.29006 | 0.87186 | 0.33746 | 1.0143 | 0.33746 | 1.0143 | 5.9633 | 31.5719 | 5.9633 | 31.5719
253003-Residential AC SEER 15 CZ 6, 7 or 8 | 0.60624 | 0.0056769 | 0.78002 | 440.3005 | 6604.5082 | -2.6769 | -40.1538 | 0.24768 | 1.0475 | 0.24768 | 1.0475 | 0.32593 | 1.0475 | 0.32593 | 1.0475 | 3.3933 | 15.1579 | 3.3933 | 15.1579
253007-Residential AC SEER 14 Early Ret. CZ 6, 7 or 8 | 0.51159 | 0.0047906 | 0.74603 | 371.5545 | 5573.3179 | 1.1917 | 17.8749 | -0.04156 | -0.12492 | -0.04156 | -0.12492 | 0.31784 | 0.95536 | 0.31784 | 0.95536 | 0.89345 | 11.3659 | 0.89345 | 11.3659
253003-Residential AC SEER 15 CZ 6, 7 or 8 | 0.60624 | 0.0056769 | 0.78002 | 440.3005 | 6604.5082 | -2.6769 | -40.1538 | 0.24768 | 1.0475 | 0.24768 | 1.0475 | 0.32593 | 1.0475 | 0.32593 | 1.0475 | 3.3933 | 15.1579 | 3.3933 | 15.1579
253004-Residential AC SEER 15 CZ 10, 14, or 15 | 1.0316 | 0.0096603 | 0.7925 | 749.2516 | 11238.7743 | -2.2149 | -33.2232 | 0.28112 | 1.0475 | 0.28112 | 1.0475 | 0.3106 | 1.0475 | 0.3106 | 1.0475 | 5.1263 | 9.1147 | 5.1263 | 9.1147
253003-Residential AC SEER 15 CZ 6, 7 or 8 | 0.60624 | 0.0056769 | 0.78002 | 440.3005 | 6604.5082 | -2.6769 | -40.1538 | 0.24768 | 1.0475 | 0.24768 | 1.0475 | 0.32593 | 1.0475 | 0.32593 | 1.0475 | 3.3933 | 15.1579 | 3.3933 | 15.1579
253004-Residential AC SEER 15 CZ 10, 14, or 15 | 1.0316 | 0.0096603 | 0.7925 | 749.2516 | 11238.7743 | -2.2149 | -33.2232 | 0.28112 | 1.0475 | 0.28112 | 1.0475 | 0.3106 | 1.0475 | 0.3106 | 1.0475 | 5.1263 | 9.1147 | 5.1263 | 9.1147
253001-Residential AC SEER 14 CZ 6, 7 or 8 | 0.68211 | 0.0063874 | 0.9947 | 495.406 | 7431.0906 | 1.5889 | 23.8333 | 0.29006 | 0.87186 | 0.29006 | 0.87186 | 0.33746 | 1.0143 | 0.33746 | 1.0143 | 5.9633 | 31.5719 | 5.9633 | 31.5719
253011-Residential HP SEER 14 CZ 6, 7 or 8 | 1.1441 | 0.010714 | 0.43191 | 830.9447 | 12464.1708 | 0 | 0 | 0.33051 | 0 | 0.33051 | 0 | 0.34518 | 0 | 0.34518 | 0 | 19.3709 | 104.8999 | 19.3709 | 104.8999
253014-Residential HP SEER 15 CZ 10, 14, or 15 | 0.81039 | 0.0075886 | 0.23885 | 588.5682 | 8828.523 | 0 | 0 | 0.31883 | 0 | 0.31883 | 0 | 0.3284 | 0 | 0.3284 | 0 | 11.7475 | 17.338 | 11.7475 | 17.338
253001-Residential AC SEER 14 CZ 6, 7 or 8 | 0.51159 | 0.0047906 | 0.74603 | 371.5545 | 5573.3179 | 1.1917 | 17.8749 | 0.29006 | 0.87186 | 0.29006 | 0.87186 | 0.33746 | 1.0143 | 0.33746 | 1.0143 | 5.9633 | 31.5719 | 5.9633 | 31.5719
253001-Residential AC SEER 14 CZ 6, 7 or 8 | 0.51159 | 0.0047906 | 0.74603 | 371.5545 | 5573.3179 | 1.1917 | 17.8749 | 0.29006 | 0.87186 | 0.29006 | 0.87186 | 0.33746 | 1.0143 | 0.33746 | 1.0143 | 5.9633 | 31.5719 | 5.9633 | 31.5719
253003-Residential AC SEER 15 CZ 6, 7 or 8 | 0.60624 | 0.0056769 | 0.78002 | 440.3005 | 6604.5082 | -2.6769 | -40.1538 | 0.24768 | 1.0475 | 0.24768 | 1.0475 | 0.32593 | 1.0475 | 0.32593 | 1.0475 | 3.3933 | 15.1579 | 3.3933 | 15.1579
253003-Residential AC SEER 15 CZ 6, 7 or 8 | 0.60624 | 0.0056769 | 0.78002 | 440.3005 | 6604.5082 | -2.6769 | -40.1538 | 0.24643 | 1.0475 | 0.24643 | 1.0475 | 0.32217 | 1.0475 | 0.32217 | 1.0475 | 3.3521 | 12.9925 | 3.3521 | 12.9925
253001-Residential AC SEER 14 CZ 6, 7 or 8 | 0.68211 | 0.0063874 | 0.9947 | 495.406 | 7431.0906 | 1.5889 | 23.8333 | 0.29006 | 0.87186 | 0.29006 | 0.87186 | 0.33746 | 1.0143 | 0.33746 | 1.0143 | 5.9633 | 31.5719 | 5.9633 | 31.5719
253003-Residential AC SEER 15 CZ 6, 7 or 8 | 0.60624 | 0.0056769 | 0.78002 | 440.3005 | 6604.5082 | -2.6769 | -40.1538 | 0.24643 | 1.0475 | 0.24643 | 1.0475 | 0.32217 | 1.0475 | 0.32217 | 1.0475 | 3.3521 | 12.9925 | 3.3521 | 12.9925
253003-Residential AC SEER 15 CZ 6, 7 or 8 | 0.60624 | 0.0056769 | 0.78002 | 440.3005 | 6604.5082 | -2.6769 | -40.1538 | 0.24768 | 1.0475 | 0.24768 | 1.0475 | 0.32593 | 1.0475 | 0.32593 | 1.0475 | 3.3933 | 15.1579 | 3.3933 | 15.1579
253001-Residential AC SEER 14 CZ 6, 7 or 8 | 0.68211 | 0.0063874 | 0.9947 | 495.406 | 7431.0906 | 1.5889 | 23.8333 | 0.29006 | 0.87186 | 0.29006 | 0.87186 | 0.33746 | 1.0143 | 0.33746 | 1.0143 | 5.9633 | 31.5719 | 5.9633 | 31.5719
253002-Residential AC SEER 14 CZ 10, 14, or 15 | 0.89349 | 0.0083668 | 0.74808 | 648.9265 | 9733.8973 | 0.80859 | 12.1289 | 0.30975 | 0.93105 | 0.30975 | 0.93105 | 0.32671 | 0.98202 | 0.32671 | 0.98202 | 8.9932 | 15.9915 | 8.9932 | 15.9915
253001-Residential AC SEER 14 CZ 6, 7 or 8 | 0.51159 | 0.0047906 | 0.74603 | 371.5545 | 5573.3179 | 1.1917 | 17.8749 | 0.29006 | 0.87186 | 0.29006 | 0.87186 | 0.33746 | 1.0143 | 0.33746 | 1.0143 | 5.9633 | 31.5719 | 5.9633 | 31.5719
253001-Residential AC SEER 14 CZ 6, 7 or 8 | 0.51159 | 0.0047906 | 0.74603 | 371.5545 | 5573.3179 | 1.1917 | 17.8749 | 0.29006 | 0.87186 | 0.29006 | 0.87186 | 0.33746 | 1.0143 | 0.33746 | 1.0143 | 5.9633 | 31.5719 | 5.9633 | 31.5719
253003-Residential AC SEER 15 CZ 6, 7 or 8 | 0.60624 | 0.0056769 | 0.78002 | 440.3005 | 6604.5082 | -2.6769 | -40.1538 | 0.24768 | 1.0475 | 0.24768 | 1.0475 | 0.32593 | 1.0475 | 0.32593 | 1.0475 | 3.3933 | 15.1579 | 3.3933 | 15.1579
253001-Residential AC SEER 14 CZ 6, 7 or 8 | 0.51159 | 0.0047906 | 0.74603 | 371.5545 | 5573.3179 | 1.1917 | 17.8749 | 0.29006 | 0.87186 | 0.29006 | 0.87186 | 0.33746 | 1.0143 | 0.33746 | 1.0143 | 5.9633 | 31.5719 | 5.9633 | 31.5719
253016-Residential HP SEER 13 Early Ret. CZ 10, 14, or 15 | 3.3744 | 0.031598 | 0.85838 | 2450.726 | 36760.89 | 0 | 0 | 0.24696 | 0 | 0.24696 | 0 | 0.32935 | 0 | 0.32935 | 0 | 3.4321 | 18.199 | 3.4321 | 18.199
253006-Residential AC SEER 13 Early Ret. CZ 10, 14, or 15 | 1.0762 | 0.010077 | 0.88216 | 781.6032 | 11724.0486 | 0.30495 | 4.5742 | 0.12484 | 0.37524 | 0.12484 | 0.37524 | 0.30052 | 0.90331 | 0.30052 | 0.90331 | 1.5582 | 7.2637 | 1.5582 | 7.2637
253001-Residential AC SEER 14 CZ 6, 7 or 8 | 0.68211 | 0.0063874 | 0.9947 | 495.406 | 7431.0906 | 1.5889 | 23.8333 | 0.29006 | 0.87186 | 0.29006 | 0.87186 | 0.33746 | 1.0143 | 0.33746 | 1.0143 | 5.9633 | 31.5719 | 5.9633 | 31.5719
253001-Residential AC SEER 14 CZ 6, 7 or 8 | 0.51159 | 0.0047906 | 0.74603 | 371.5545 | 5573.3179 | 1.1917 | 17.8749 | 0.29006 | 0.87186 | 0.29006 | 0.87186 | 0.33746 | 1.0143 | 0.33746 | 1.0143 | 5.9633 | 31.5719 | 5.9633 | 31.5719
253002-Residential AC SEER 14 CZ 10, 14, or 15 | 1.4892 | 0.013945 | 1.2468 | 1081.5441 | 16223.1622 | 1.3477 | 20.2148 | 0.30975 | 0.93105 | 0.30975 | 0.93105 | 0.32671 | 0.98202 | 0.32671 | 0.98202 | 8.9932 | 15.9915 | 8.9932 | 15.9915
253004-Residential AC SEER 15 CZ 10, 14, or 15 | 1.0316 | 0.0096603 | 0.7925 | 749.2516 | 11238.7743 | -2.2149 | -33.2232 | 0.28112 | 1.0475 | 0.28112 | 1.0475 | 0.3106 | 1.0475 | 0.3106 | 1.0475 | 5.1263 | 9.1147 | 5.1263 | 9.1147
253009-Residential AC SEER 15 Early Ret. CZ 6, 7 or 8 | 0.40416 | 0.0037846 | 0.52002 | 293.5337 | 4403.0055 | -1.7846 | -26.7692 | -0.032243 | 1.0475 | -0.032243 | 1.0475 | 0.31715 | 1.0475 | 0.31715 | 1.0475 | 0.89859 | 10.9137 | 0.89859 | 10.9137
253018-Residential HP SEER 14 Early Ret. CZ 10, 14, or 15 | 3.0199 | 0.028279 | 0.9264 | 2193.3093 | 32899.6398 | 0 | 0 | 0.24286 | 0 | 0.24286 | 0 | 0.32635 | 0 | 0.32635 | 0 | 3.2989 | 15.7322 | 3.2989 | 15.7322
253002-Residential AC SEER 14 CZ 10, 14, or 15 | 1.4892 | 0.013945 | 1.2468 | 1081.5441 | 16223.1622 | 1.3477 | 20.2148 | 0.30975 | 0.93105 | 0.30975 | 0.93105 | 0.32671 | 0.98202 | 0.32671 | 0.98202 | 8.9932 | 15.9915 | 8.9932 | 15.9915
253012-Residential HP SEER 14 CZ 10, 14, or 15 | 3.0199 | 0.028279 | 0.9264 | 2193.3093 | 32899.6398 | 0 | 0 | 0.33244 | 0 | 0.33244 | 0 | 0.33987 | 0 | 0.33987 | 0 | 21.6975 | 40.3861 | 21.6975 | 40.3861
253008-Residential AC SEER 14 Early Ret. CZ 10, 14, or 15 | 0.59566 | 0.0055779 | 0.49872 | 432.6177 | 6489.2649 | 0.53906 | 8.0859 | 0.11122 | 0.3343 | 0.11122 | 0.3343 | 0.29256 | 0.87937 | 0.29256 | 0.87937 | 1.4687 | 6.2294 | 1.4687 | 6.2294
253005-Residential AC SEER 13 Early Ret. CZ 6, 7 or 8 | 0.77994 | 0.0073035 | 1.0957 | 566.4582 | 8496.873 | 0.68621 | 10.2932 | -0.018689 | -0.056174 | -0.018689 | -0.056174 | 0.31937 | 0.95995 | 0.31937 | 0.95995 | 0.9491 | 11.9618 | 0.9491 | 11.9618
253004-Residential AC SEER 15 CZ 10, 14, or 15 | 0.68775 | 0.0064402 | 0.52834 | 499.5011 | 7492.5162 | -1.4766 | -22.1488 | 0.28112 | 1.0475 | 0.28112 | 1.0475 | 0.3106 | 1.0475 | 0.3106 | 1.0475 | 5.1263 | 9.1147 | 5.1263 | 9.1147
253002-Residential AC SEER 14 CZ 10, 14, or 15 | 0.89349 | 0.0083668 | 0.74808 | 648.9265 | 9733.8973 | 0.80859 | 12.1289 | 0.30975 | 0.93105 | 0.30975 | 0.93105 | 0.32671 | 0.98202 | 0.32671 | 0.98202 | 8.9932 | 15.9915 | 8.9932 | 15.9915
253015-Residential HP SEER 13 Early Ret. CZ 6, 7 or 8 | 1.5499 | 0.014514 | 0.55859 | 1125.6683 | 16885.0251 | 0 | 0 | 0.2212 | 0 | 0.2212 | 0 | 0.33967 | 0 | 0.33967 | 0 | 2.7377 | 39.474 | 2.7377 | 39.474
253003-Residential AC SEER 15 CZ 6, 7 or 8 | 0.60624 | 0.0056769 | 0.78002 | 440.3005 | 6604.5082 | -2.6769 | -40.1538 | 0.24768 | 1.0475 | 0.24768 | 1.0475 | 0.32593 | 1.0475 | 0.32593 | 1.0475 | 3.3933 | 15.1579 | 3.3933 | 15.1579
253015-Residential HP SEER 13 Early Ret. CZ 6, 7 or 8 | 1.0333 | 0.0096757 | 0.37239 | 750.4456 | 11256.6834 | 0 | 0 | 0.2212 | 0 | 0.2212 | 0 | 0.33967 | 0 | 0.33967 | 0 | 2.7377 | 39.474 | 2.7377 | 39.474
253005-Residential AC SEER 13 Early Ret. CZ 6, 7 or 8 | 0.77994 | 0.0073035 | 1.0957 | 566.4582 | 8496.873 | 0.68621 | 10.2932 | -0.018689 | -0.056174 | -0.018689 | -0.056174 | 0.31937 | 0.95995 | 0.31937 | 0.95995 | 0.9491 | 11.9618 | 0.9491 | 11.9618
253006-Residential AC SEER 13 Early Ret. CZ 10, 14, or 15 | 0.80713 | 0.0075581 | 0.66162 | 586.2024 | 8793.0364 | 0.22871 | 3.4306 | 0.12484 | 0.37524 | 0.12484 | 0.37524 | 0.30052 | 0.90331 | 0.30052 | 0.90331 | 1.5582 | 7.2637 | 1.5582 | 7.2637
253001-Residential AC SEER 14 CZ 6, 7 or 8 | 0.68211 | 0.0063874 | 0.9947 | 495.406 | 7431.0906 | 1.5889 | 23.8333 | 0.29006 | 0.87186 | 0.29006 | 0.87186 | 0.33746 | 1.0143 | 0.33746 | 1.0143 | 5.9633 | 31.5719 | 5.9633 | 31.5719
253006-Residential AC SEER 13 Early Ret. CZ 10, 14, or 15 | 0.53809 | 0.0050387 | 0.44108 | 390.8016 | 5862.0243 | 0.15247 | 2.2871 | 0.12088 | 0.36334 | 0.12088 | 0.36334 | 0.28853 | 0.86726 | 0.28853 | 0.86726 | 1.5311 | 5.811 | 1.5311 | 5.811
253006-Residential AC SEER 13 Early Ret. CZ 10, 14, or 15 | 1.3452 | 0.012597 | 1.1027 | 977.0041 | 14655.0608 | 0.38118 | 5.7177 | 0.12484 | 0.37524 | 0.12484 | 0.37524 | 0.30052 | 0.90331 | 0.30052 | 0.90331 | 1.5582 | 7.2637 | 1.5582 | 7.2637
253008-Residential AC SEER 14 Early Ret. CZ 10, 14, or 15 | 1.1913 | 0.011156 | 0.99743 | 865.2353 | 12978.5298 | 1.0781 | 16.1718 | 0.11122 | 0.3343 | 0.11122 | 0.3343 | 0.29256 | 0.87937 | 0.29256 | 0.87937 | 1.4687 | 6.2294 | 1.4687 | 6.2294
253016-Residential HP SEER 13 Early Ret. CZ 10, 14, or 15 | 2.0246 | 0.018959 | 0.51503 | 1470.4356 | 22056.534 | 0 | 0 | 0.24696 | 0 | 0.24696 | 0 | 0.32935 | 0 | 0.32935 | 0 | 3.4321 | 18.199 | 3.4321 | 18.199
253008-Residential AC SEER 14 Early Ret. CZ 10, 14, or 15 | 1.4892 | 0.013945 | 1.2468 | 1081.5441 | 16223.1622 | 1.3477 | 20.2148 | 0.11122 | 0.3343 | 0.11122 | 0.3343 | 0.29256 | 0.87937 | 0.29256 | 0.87937 | 1.4687 | 6.2294 | 1.4687 | 6.2294
253002-Residential AC SEER 14 CZ 10, 14, or 15 | 1.1913 | 0.011156 | 0.99743 | 865.2353 | 12978.5298 | 1.0781 | 16.1718 | 0.30975 | 0.93105 | 0.30975 | 0.93105 | 0.32671 | 0.98202 | 0.32671 | 0.98202 | 8.9932 | 15.9915 | 8.9932 | 15.9915
253006-Residential AC SEER 13 Early Ret. CZ 10, 14, or 15 | 1.0762 | 0.010077 | 0.88216 | 781.6032 | 11724.0486 | 0.30495 | 4.5742 | 0.12484 | 0.37524 | 0.12484 | 0.37524 | 0.30052 | 0.90331 | 0.30052 | 0.90331 | 1.5582 | 7.2637 | 1.5582 | 7.2637
253008-Residential AC SEER 14 Early Ret. CZ 10, 14, or 15 | 1.1913 | 0.011156 | 0.99743 | 865.2353 | 12978.5298 | 1.0781 | 16.1718 | 0.11122 | 0.3343 | 0.11122 | 0.3343 | 0.29256 | 0.87937 | 0.29256 | 0.87937 | 1.4687 | 6.2294 | 1.4687 | 6.2294
253020-Residential HP SEER 15 Early Ret. CZ 10, 14, 15 | 4.0519 | 0.037943 | 1.1943 | 2942.841 | 44142.615 | 0 | 0 | 0.23653 | 0 | 0.23653 | 0 | 0.32411 | 0 | 0.32411 | 0 | 3.1125 | 14.2888 | 3.1125 | 14.2888
253018-Residential HP SEER 14 Early Ret. CZ 10, 14, or 15 | 3.0199 | 0.028279 | 0.9264 | 2193.3093 | 32899.6398 | 0 | 0 | 0.24286 | 0 | 0.24286 | 0 | 0.32635 | 0 | 0.32635 | 0 | 3.2989 | 15.7322 | 3.2989 | 15.7322
253006-Residential AC SEER 13 Early Ret. CZ 10, 14, or 15 | 1.0762 | 0.010077 | 0.88216 | 781.6032 | 11724.0486 | 0.30495 | 4.5742 | 0.12484 | 0.37524 | 0.12484 | 0.37524 | 0.30052 | 0.90331 | 0.30052 | 0.90331 | 1.5582 | 7.2637 | 1.5582 | 7.2637
253007-Residential AC SEER 14 Early Ret. CZ 6, 7 or 8 | 0.68211 | 0.0063874 | 0.9947 | 495.406 | 7431.0906 | 1.5889 | 23.8333 | -0.04156 | -0.12492 | -0.04156 | -0.12492 | 0.31784 | 0.95536 | 0.31784 | 0.95536 | 0.89345 | 11.3659 | 0.89345 | 11.3659
253006-Residential AC SEER 13 Early Ret. CZ 10, 14, or 15 | 0.80713 | 0.0075581 | 0.66162 | 586.2024 | 8793.0364 | 0.22871 | 3.4306 | 0.12484 | 0.37524 | 0.12484 | 0.37524 | 0.30052 | 0.90331 | 0.30052 | 0.90331 | 1.5582 | 7.2637 | 1.5582 | 7.2637
253002-Residential AC SEER 14 CZ 10, 14, or 15 | 0.89349 | 0.0083668 | 0.74808 | 648.9265 | 9733.8973 | 0.80859 | 12.1289 | 0.30855 | 0.92744 | 0.30855 | 0.92744 | 0.32307 | 0.9711 | 0.32307 | 0.9711 | 8.7234 | 13.707 | 8.7234 | 13.707
253008-Residential AC SEER 14 Early Ret. CZ 10, 14, or 15 | 0.89349 | 0.0083668 | 0.74808 | 648.9265 | 9733.8973 | 0.80859 | 12.1289 | 0.11122 | 0.3343 | 0.11122 | 0.3343 | 0.29256 | 0.87937 | 0.29256 | 0.87937 | 1.4687 | 6.2294 | 1.4687 | 6.2294
253009-Residential AC SEER 15 Early Ret. CZ 6, 7 or 8 | 0.40416 | 0.0037846 | 0.52002 | 293.5337 | 4403.0055 | -1.7846 | -26.7692 | -0.03483 | 1.0475 | -0.03483 | 1.0475 | 0.30931 | 1.0475 | 0.30931 | 1.0475 | 0.89252 | 8.731 | 0.89252 | 8.731
253003-Residential AC SEER 15 CZ 6, 7 or 8 | 0.60624 | 0.0056769 | 0.78002 | 440.3005 | 6604.5082 | -2.6769 | -40.1538 | 0.24768 | 1.0475 | 0.24768 | 1.0475 | 0.32593 | 1.0475 | 0.32593 | 1.0475 | 3.3933 | 15.1579 | 3.3933 | 15.1579
253003-Residential AC SEER 15 CZ 6, 7 or 8 | 0.60624 | 0.0056769 | 0.78002 | 440.3005 | 6604.5082 | -2.6769 | -40.1538 | 0.24768 | 1.0475 | 0.24768 | 1.0475 | 0.32593 | 1.0475 | 0.32593 | 1.0475 | 3.3933 | 15.1579 | 3.3933 | 15.1579
253001-Residential AC SEER 14 CZ 6, 7 or 8 | 0.51159 | 0.0047906 | 0.74603 | 371.5545 | 5573.3179 | 1.1917 | 17.8749 | 0.29006 | 0.87186 | 0.29006 | 0.87186 | 0.33746 | 1.0143 | 0.33746 | 1.0143 | 5.9633 | 31.5719 | 5.9633 | 31.5719
253003-Residential AC SEER 15 CZ 6, 7 or 8 | 0.60624 | 0.0056769 | 0.78002 | 440.3005 | 6604.5082 | -2.6769 | -40.1538 | 0.24768 | 1.0475 | 0.24768 | 1.0475 | 0.32593 | 1.0475 | 0.32593 | 1.0475 | 3.3933 | 15.1579 | 3.3933 | 15.1579
253001-Residential AC SEER 14 CZ 6, 7 or 8 | 0.51159 | 0.0047906 | 0.74603 | 371.5545 | 5573.3179 | 1.1917 | 17.8749 | 0.29006 | 0.87186 | 0.29006 | 0.87186 | 0.33746 | 1.0143 | 0.33746 | 1.0143 | 5.9633 | 31.5719 | 5.9633 | 31.5719
253001-Residential AC SEER 14 CZ 6, 7 or 8 | 0.51159 | 0.0047906 | 0.74603 | 371.5545 | 5573.3179 | 1.1917 | 17.8749 | 0.29006 | 0.87186 | 0.29006 | 0.87186 | 0.33746 | 1.0143 | 0.33746 | 1.0143 | 5.9633 | 31.5719 | 5.9633 | 31.5719
253002-Residential AC SEER 14 CZ 10, 14, or 15 | 0.89349 | 0.0083668 | 0.74808 | 648.9265 | 9733.8973 | 0.80859 | 12.1289 | 0.30975 | 0.93105 | 0.30975 | 0.93105 | 0.32671 | 0.98202 | 0.32671 | 0.98202 | 8.9932 | 15.9915 | 8.9932 | 15.9915
253001-Residential AC SEER 14 CZ 6, 7 or 8 | 0.51159 | 0.0047906 | 0.74603 | 371.5545 | 5573.3179 | 1.1917 | 17.8749 | 0.29006 | 0.87186 | 0.29006 | 0.87186 | 0.33746 | 1.0143 | 0.33746 | 1.0143 | 5.9633 | 31.5719 | 5.9633 | 31.5719
253001-Residential AC SEER 14 CZ 6, 7 or 8 | 0.51159 | 0.0047906 | 0.74603 | 371.5545 | 5573.3179 | 1.1917 | 17.8749 | 0.29006 | 0.87186 | 0.29006 | 0.87186 | 0.33746 | 1.0143 | 0.33746 | 1.0143 | 5.9633 | 31.5719 | 5.9633 | 31.5719
253001-Residential AC SEER 14 CZ 6, 7 or 8 | 0.51159 | 0.0047906 | 0.74603 | 371.5545 | 5573.3179 | 1.1917 | 17.8749 | 0.29006 | 0.87186 | 0.29006 | 0.87186 | 0.33746 | 1.0143 | 0.33746 | 1.0143 | 5.9633 | 31.5719 | 5.9633 | 31.5719
253001-Residential AC SEER 14 CZ 6, 7 or 8 | 0.51159 | 0.0047906 | 0.74603 | 371.5545 | 5573.3179 | 1.1917 | 17.8749 | 0.29006 | 0.87186 | 0.29006 | 0.87186 | 0.33746 | 1.0143 | 0.33746 | 1.0143 | 5.9633 | 31.5719 | 5.9633 | 31.5719
253010-Residential AC SEER 15 Early Ret. CZ 10, 14, or 15 | 1.0316 | 0.0096603 | 0.7925 | 749.2516 | 11238.7743 | -2.2149 | -33.2232 | 0.11249 | 1.0475 | 0.11249 | 1.0475 | 0.29102 | 1.0475 | 0.29102 | 1.0475 | 1.4635 | 6.0094 | 1.4635 | 6.0094
253009-Residential AC SEER 15 Early Ret. CZ 6, 7 or 8 | 0.60624 | 0.0056769 | 0.78002 | 440.3005 | 6604.5082 | -2.6769 | -40.1538 | -0.032243 | 1.0475 | -0.032243 | 1.0475 | 0.31715 | 1.0475 | 0.31715 | 1.0475 | 0.89859 | 10.9137 | 0.89859 | 10.9137
253001-Residential AC SEER 14 CZ 6, 7 or 8 | 0.51159 | 0.0047906 | 0.74603 | 371.5545 | 5573.3179 | 1.1917 | 17.8749 | 0.29006 | 0.87186 | 0.29006 | 0.87186 | 0.33746 | 1.0143 | 0.33746 | 1.0143 | 5.9633 | 31.5719 | 5.9633 | 31.5719
253002-Residential AC SEER 14 CZ 10, 14, or 15 | 0.89349 | 0.0083668 | 0.74808 | 648.9265 | 9733.8973 | 0.80859 | 12.1289 | 0.30975 | 0.93105 | 0.30975 | 0.93105 | 0.32671 | 0.98202 | 0.32671 | 0.98202 | 8.9932 | 15.9915 | 8.9932 | 15.9915
253001-Residential AC SEER 14 CZ 6, 7 or 8 | 0.51159 | 0.0047906 | 0.74603 | 371.5545 | 5573.3179 | 1.1917 | 17.8749 | 0.29006 | 0.87186 | 0.29006 | 0.87186 | 0.33746 | 1.0143 | 0.33746 | 1.0143 | 5.9633 | 31.5719 | 5.9633 | 31.5719
253003-Residential AC SEER 15 CZ 6, 7 or 8 | 0.60624 | 0.0056769 | 0.78002 | 440.3005 | 6604.5082 | -2.6769 | -40.1538 | 0.24768 | 1.0475 | 0.24768 | 1.0475 | 0.32593 | 1.0475 | 0.32593 | 1.0475 | 3.3933 | 15.1579 | 3.3933 | 15.1579
253004-Residential AC SEER 15 CZ 10, 14, or 15 | 1.0316 | 0.0096603 | 0.7925 | 749.2516 | 11238.7743 | -2.2149 | -33.2232 | 0.28112 | 1.0475 | 0.28112 | 1.0475 | 0.3106 | 1.0475 | 0.3106 | 1.0475 | 5.1263 | 9.1147 | 5.1263 | 9.1147
253004-Residential AC SEER 15 CZ 10, 14, or 15 | 1.0316 | 0.0096603 | 0.7925 | 749.2516 | 11238.7743 | -2.2149 | -33.2232 | 0.28112 | 1.0475 | 0.28112 | 1.0475 | 0.3106 | 1.0475 | 0.3106 | 1.0475 | 5.1263 | 9.1147 | 5.1263 | 9.1147
253007-Residential AC SEER 14 Early Ret. CZ 6, 7 or 8 | 0.51159 | 0.0047906 | 0.74603 | 371.5545 | 5573.3179 | 1.1917 | 17.8749 | -0.04156 | -0.12492 | -0.04156 | -0.12492 | 0.31784 | 0.95536 | 0.31784 | 0.95536 | 0.89345 | 11.3659 | 0.89345 | 11.3659
253003-Residential AC SEER 15 CZ 6, 7 or 8 | 0.60624 | 0.0056769 | 0.78002 | 440.3005 | 6604.5082 | -2.6769 | -40.1538 | 0.24768 | 1.0475 | 0.24768 | 1.0475 | 0.32593 | 1.0475 | 0.32593 | 1.0475 | 3.3933 | 15.1579 | 3.3933 | 15.1579
253004-Residential AC SEER 15 CZ 10, 14, or 15 | 1.0316 | 0.0096603 | 0.7925 | 749.2516 | 11238.7743 | -2.2149 | -33.2232 | 0.28112 | 1.0475 | 0.28112 | 1.0475 | 0.3106 | 1.0475 | 0.3106 | 1.0475 | 5.1263 | 9.1147 | 5.1263 | 9.1147
253001-Residential AC SEER 14 CZ 6, 7 or 8 | 0.51159 | 0.0047906 | 0.74603 | 371.5545 | 5573.3179 | 1.1917 | 17.8749 | 0.29006 | 0.87186 | 0.29006 | 0.87186 | 0.33746 | 1.0143 | 0.33746 | 1.0143 | 5.9633 | 31.5719 | 5.9633 | 31.5719
253001-Residential AC SEER 14 CZ 6, 7 or 8 | 0.51159 | 0.0047906 | 0.74603 | 371.5545 | 5573.3179 | 1.1917 | 17.8749 | 0.29006 | 0.87186 | 0.29006 | 0.87186 | 0.33746 | 1.0143 | 0.33746 | 1.0143 | 5.9633 | 31.5719 | 5.9633 | 31.5719
253001-Residential AC SEER 14 CZ 6, 7 or 8 | 0.51159 | 0.0047906 | 0.74603 | 371.5545 | 5573.3179 | 1.1917 | 17.8749 | 0.29006 | 0.87186 | 0.29006 | 0.87186 | 0.33746 | 1.0143 | 0.33746 | 1.0143 | 5.9633 | 31.5719 | 5.9633 | 31.5719
253001-Residential AC SEER 14 CZ 6, 7 or 8 | 0.51159 | 0.0047906 | 0.74603 | 371.5545 | 5573.3179 | 1.1917 | 17.8749 | 0.29006 | 0.87186 | 0.29006 | 0.87186 | 0.33746 | 1.0143 | 0.33746 | 1.0143 | 5.9633 | 31.5719 | 5.9633 | 31.5719
253003-Residential AC SEER 15 CZ 6, 7 or 8 | 0.60624 | 0.0056769 | 0.78002 | 440.3005 | 6604.5082 | -2.6769 | -40.1538 | 0.24768 | 1.0475 | 0.24768 | 1.0475 | 0.32593 | 1.0475 | 0.32593 | 1.0475 | 3.3933 | 15.1579 | 3.3933 | 15.1579
253009-Residential AC SEER 15 Early Ret. CZ 6, 7 or 8 | 0.60624 | 0.0056769 | 0.78002 | 440.3005 | 6604.5082 | -2.6769 | -40.1538 | -0.032243 | 1.0475 | -0.032243 | 1.0475 | 0.31715 | 1.0475 | 0.31715 | 1.0475 | 0.89859 | 10.9137 | 0.89859 | 10.9137
253009-Residential AC SEER 15 Early Ret. CZ 6, 7 or 8 | 0.60624 | 0.0056769 | 0.78002 | 440.3005 | 6604.5082 | -2.6769 | -40.1538 | -0.032243 | 1.0475 | -0.032243 | 1.0475 | 0.31715 | 1.0475 | 0.31715 | 1.0475 | 0.89859 | 10.9137 | 0.89859 | 10.9137
253001-Residential AC SEER 14 CZ 6, 7 or 8 | 0.51159 | 0.0047906 | 0.74603 | 371.5545 | 5573.3179 | 1.1917 | 17.8749 | 0.29006 | 0.87186 | 0.29006 | 0.87186 | 0.33746 | 1.0143 | 0.33746 | 1.0143 | 5.9633 | 31.5719 | 5.9633 | 31.5719
253003-Residential AC SEER 15 CZ 6, 7 or 8 | 0.60624 | 0.0056769 | 0.78002 | 440.3005 | 6604.5082 | -2.6769 | -40.1538 | 0.24768 | 1.0475 | 0.24768 | 1.0475 | 0.32593 | 1.0475 | 0.32593 | 1.0475 | 3.3933 | 15.1579 | 3.3933 | 15.1579
253001-Residential AC SEER 14 CZ 6, 7 or 8 | 0.51159 | 0.0047906 | 0.74603 | 371.5545 | 5573.3179 | 1.1917 | 17.8749 | 0.29006 | 0.87186 | 0.29006 | 0.87186 | 0.33746 | 1.0143 | 0.33746 | 1.0143 | 5.9633 | 31.5719 | 5.9633 | 31.5719
253001-Residential AC SEER 14 CZ 6, 7 or 8 | 0.51159 | 0.0047906 | 0.74603 | 371.5545 | 5573.3179 | 1.1917 | 17.8749 | 0.29006 | 0.87186 | 0.29006 | 0.87186 | 0.33746 | 1.0143 | 0.33746 | 1.0143 | 5.9633 | 31.5719 | 5.9633 | 31.5719
253002-Residential AC SEER 14 CZ 10, 14, or 15 | 1.4892 | 0.013945 | 1.2468 | 1081.5441 | 16223.1622 | 1.3477 | 20.2148 | 0.30975 | 0.93105 | 0.30975 | 0.93105 | 0.32671 | 0.98202 | 0.32671 | 0.98202 | 8.9932 | 15.9915 | 8.9932 | 15.9915
253002-Residential AC SEER 14 CZ 10, 14, or 15 | 1.4892 | 0.013945 | 1.2468 | 1081.5441 | 16223.1622 | 1.3477 | 20.2148 | 0.30975 | 0.93105 | 0.30975 | 0.93105 | 0.32671 | 0.98202 | 0.32671 | 0.98202 | 8.9932 | 15.9915 | 8.9932 | 15.9915
253004-Residential AC SEER 15 CZ 10, 14, or 15 | 0.68775 | 0.0064402 | 0.52834 | 499.5011 | 7492.5162 | -1.4766 | -22.1488 | 0.27799 | 1.0475 | 0.27799 | 1.0475 | 0.30113 | 1.0475 | 0.30113 | 1.0475 | 4.899 | 7.2917 | 4.899 | 7.2917
253003-Residential AC SEER 15 CZ 6, 7 or 8 | 0.40416 | 0.0037846 | 0.52002 | 293.5337 | 4403.0055 | -1.7846 | -26.7692 | 0.24768 | 1.0475 | 0.24768 | 1.0475 | 0.32593 | 1.0475 | 0.32593 | 1.0475 | 3.3933 | 15.1579 | 3.3933 | 15.1579
253001-Residential AC SEER 14 CZ 6, 7 or 8 | 0.68211 | 0.0063874 | 0.9947 | 495.406 | 7431.0906 | 1.5889 | 23.8333 | 0.29006 | 0.87186 | 0.29006 | 0.87186 | 0.33746 | 1.0143 | 0.33746 | 1.0143 | 5.9633 | 31.5719 | 5.9633 | 31.5719
253001-Residential AC SEER 14 CZ 6, 7 or 8 | 0.51159 | 0.0047906 | 0.74603 | 371.5545 | 5573.3179 | 1.1917 | 17.8749 | 0.29006 | 0.87186 | 0.29006 | 0.87186 | 0.33746 | 1.0143 | 0.33746 | 1.0143 | 5.9633 | 31.5719 | 5.9633 | 31.5719
253011-Residential HP SEER 14 CZ 6, 7 or 8 | 1.1441 | 0.010714 | 0.43191 | 830.9447 | 12464.1708 | 0 | 0 | 0.33051 | 0 | 0.33051 | 0 | 0.34518 | 0 | 0.34518 | 0 | 19.3709 | 104.8999 | 19.3709 | 104.8999
253002-Residential AC SEER 14 CZ 10, 14, or 15 | 1.4892 | 0.013945 | 1.2468 | 1081.5441 | 16223.1622 | 1.3477 | 20.2148 | 0.30975 | 0.93105 | 0.30975 | 0.93105 | 0.32671 | 0.98202 | 0.32671 | 0.98202 | 8.9932 | 15.9915 | 8.9932 | 15.9915
253004-Residential AC SEER 15 CZ 10, 14, or 15 | 0.68775 | 0.0064402 | 0.52834 | 499.5011 | 7492.5162 | -1.4766 | -22.1488 | 0.27799 | 1.0475 | 0.27799 | 1.0475 | 0.30113 | 1.0475 | 0.30113 | 1.0475 | 4.899 | 7.2917 | 4.899 | 7.2917
253004-Residential AC SEER 15 CZ 10, 14, or 15 | 0.68775 | 0.0064402 | 0.52834 | 499.5011 | 7492.5162 | -1.4766 | -22.1488 | 0.28112 | 1.0475 | 0.28112 | 1.0475 | 0.3106 | 1.0475 | 0.3106 | 1.0475 | 5.1263 | 9.1147 | 5.1263 | 9.1147
253004-Residential AC SEER 15 CZ 10, 14, or 15 | 0.68775 | 0.0064402 | 0.52834 | 499.5011 | 7492.5162 | -1.4766 | -22.1488 | 0.28112 | 1.0475 | 0.28112 | 1.0475 | 0.3106 | 1.0475 | 0.3106 | 1.0475 | 5.1263 | 9.1147 | 5.1263 | 9.1147
253004-Residential AC SEER 15 CZ 10, 14, or 15 | 1.3755 | 0.01288 | 1.0567 | 999.0022 | 14985.0324 | -2.9532 | -44.2976 | 0.28112 | 1.0475 | 0.28112 | 1.0475 | 0.3106 | 1.0475 | 0.3106 | 1.0475 | 5.1263 | 9.1147 | 5.1263 | 9.1147
253002-Residential AC SEER 14 CZ 10, 14, or 15 | 1.1913 | 0.011156 | 0.99743 | 865.2353 | 12978.5298 | 1.0781 | 16.1718 | 0.30975 | 0.93105 | 0.30975 | 0.93105 | 0.32671 | 0.98202 | 0.32671 | 0.98202 | 8.9932 | 15.9915 | 8.9932 | 15.9915
253009-Residential AC SEER 15 Early Ret. CZ 6, 7 or 8 | 0.80832 | 0.0075692 | 1.04 | 587.0674 | 8806.011 | -3.5692 | -53.5384 | -0.032243 | 1.0475 | -0.032243 | 1.0475 | 0.31715 | 1.0475 | 0.31715 | 1.0475 | 0.89859 | 10.9137 | 0.89859 | 10.9137
253002-Residential AC SEER 14 CZ 10, 14, or 15 | 1.4892 | 0.013945 | 1.2468 | 1081.5441 | 16223.1622 | 1.3477 | 20.2148 | 0.30975 | 0.93105 | 0.30975 | 0.93105 | 0.32671 | 0.98202 | 0.32671 | 0.98202 | 8.9932 | 15.9915 | 8.9932 | 15.9915
253004-Residential AC SEER 15 CZ 10, 14, or 15 | 1.0316 | 0.0096603 | 0.7925 | 749.2516 | 11238.7743 | -2.2149 | -33.2232 | 0.28112 | 1.0475 | 0.28112 | 1.0475 | 0.3106 | 1.0475 | 0.3106 | 1.0475 | 5.1263 | 9.1147 | 5.1263 | 9.1147
253001-Residential AC SEER 14 CZ 6, 7 or 8 | 0.51159 | 0.0047906 | 0.74603 | 371.5545 | 5573.3179 | 1.1917 | 17.8749 | 0.29006 | 0.87186 | 0.29006 | 0.87186 | 0.33746 | 1.0143 | 0.33746 | 1.0143 | 5.9633 | 31.5719 | 5.9633 | 31.5719
253004-Residential AC SEER 15 CZ 10, 14, or 15 | 1.0316 | 0.0096603 | 0.7925 | 749.2516 | 11238.7743 | -2.2149 | -33.2232 | 0.28112 | 1.0475 | 0.28112 | 1.0475 | 0.3106 | 1.0475 | 0.3106 | 1.0475 | 5.1263 | 9.1147 | 5.1263 | 9.1147
253001-Residential AC SEER 14 CZ 6, 7 or 8 | 0.51159 | 0.0047906 | 0.74603 | 371.5545 | 5573.3179 | 1.1917 | 17.8749 | 0.29006 | 0.87186 | 0.29006 | 0.87186 | 0.33746 | 1.0143 | 0.33746 | 1.0143 | 5.9633 | 31.5719 | 5.9633 | 31.5719
253001-Residential AC SEER 14 CZ 6, 7 or 8 | 0.51159 | 0.0047906 | 0.74603 | 371.5545 | 5573.3179 | 1.1917 | 17.8749 | 0.29006 | 0.87186 | 0.29006 | 0.87186 | 0.33746 | 1.0143 | 0.33746 | 1.0143 | 5.9633 | 31.5719 | 5.9633 | 31.5719
253001-Residential AC SEER 14 CZ 6, 7 or 8 | 0.51159 | 0.0047906 | 0.74603 | 371.5545 | 5573.3179 | 1.1917 | 17.8749 | 0.29006 | 0.87186 | 0.29006 | 0.87186 | 0.33746 | 1.0143 | 0.33746 | 1.0143 | 5.9633 | 31.5719 | 5.9633 | 31.5719
253004-Residential AC SEER 15 CZ 10, 14, or 15 | 1.0316 | 0.0096603 | 0.7925 | 749.2516 | 11238.7743 | -2.2149 | -33.2232 | 0.28112 | 1.0475 | 0.28112 | 1.0475 | 0.3106 | 1.0475 | 0.3106 | 1.0475 | 5.1263 | 9.1147 | 5.1263 | 9.1147
253004-Residential AC SEER 15 CZ 10, 14, or 15 | 1.0316 | 0.0096603 | 0.7925 | 749.2516 | 11238.7743 | -2.2149 | -33.2232 | 0.28112 | 1.0475 | 0.28112 | 1.0475 | 0.3106 | 1.0475 | 0.3106 | 1.0475 | 5.1263 | 9.1147 | 5.1263 | 9.1147
253001-Residential AC SEER 14 CZ 6, 7 or 8 | 0.51159 | 0.0047906 | 0.74603 | 371.5545 | 5573.3179 | 1.1917 | 17.8749 | 0.29006 | 0.87186 | 0.29006 | 0.87186 | 0.33746 | 1.0143 | 0.33746 | 1.0143 | 5.9633 | 31.5719 | 5.9633 | 31.5719
253001-Residential AC SEER 14 CZ 6, 7 or 8 | 0.51159 | 0.0047906 | 0.74603 | 371.5545 | 5573.3179 | 1.1917 | 17.8749 | 0.29006 | 0.87186 | 0.29006 | 0.87186 | 0.33746 | 1.0143 | 0.33746 | 1.0143 | 5.9633 | 31.5719 | 5.9633 | 31.5719
253001-Residential AC SEER 14 CZ 6, 7 or 8 | 0.51159 | 0.0047906 | 0.74603 | 371.5545 | 5573.3179 | 1.1917 | 17.8749 | 0.29006 | 0.87186 | 0.29006 | 0.87186 | 0.33746 | 1.0143 | 0.33746 | 1.0143 | 5.9633 | 31.5719 | 5.9633 | 31.5719
253001-Residential AC SEER 14 CZ 6, 7 or 8 | 0.51159 | 0.0047906 | 0.74603 | 371.5545 | 5573.3179 | 1.1917 | 17.8749 | 0.29006 | 0.87186 | 0.29006 | 0.87186 | 0.33746 | 1.0143 | 0.33746 | 1.0143 | 5.9633 | 31.5719 | 5.9633 | 31.5719
253001-Residential AC SEER 14 CZ 6, 7 or 8 | 0.51159 | 0.0047906 | 0.74603 | 371.5545 | 5573.3179 | 1.1917 | 17.8749 | 0.29006 | 0.87186 | 0.29006 | 0.87186 | 0.33746 | 1.0143 | 0.33746 | 1.0143 | 5.9633 | 31.5719 | 5.9633 | 31.5719
253001-Residential AC SEER 14 CZ 6, 7 or 8 | 0.51159 | 0.0047906 | 0.74603 | 371.5545 | 5573.3179 | 1.1917 | 17.8749 | 0.29006 | 0.87186 | 0.29006 | 0.87186 | 0.33746 | 1.0143 | 0.33746 | 1.0143 | 5.9633 | 31.5719 | 5.9633 | 31.5719
253002-Residential AC SEER 14 CZ 10, 14, or 15 | 0.89349 | 0.0083668 | 0.74808 | 648.9265 | 9733.8973 | 0.80859 | 12.1289 | 0.30975 | 0.93105 | 0.30975 | 0.93105 | 0.32671 | 0.98202 | 0.32671 | 0.98202 | 8.9932 | 15.9915 | 8.9932 | 15.9915
253006-Residential AC SEER 13 Early Ret. CZ 10, 14, or 15 | 0.80713 | 0.0075581 | 0.66162 | 586.2024 | 8793.0364 | 0.22871 | 3.4306 | 0.1222 | 0.36731 | 0.1222 | 0.36731 | 0.29252 | 0.87928 | 0.29252 | 0.87928 | 1.54 | 6.226 | 1.54 | 6.226
253008-Residential AC SEER 14 Early Ret. CZ 10, 14, or 15 | 0.89349 | 0.0083668 | 0.74808 | 648.9265 | 9733.8973 | 0.80859 | 12.1289 | 0.11122 | 0.3343 | 0.11122 | 0.3343 | 0.29256 | 0.87937 | 0.29256 | 0.87937 | 1.4687 | 6.2294 | 1.4687 | 6.2294
253005-Residential AC SEER 13 Early Ret. CZ 6, 7 or 8 | 0.62396 | 0.0058428 | 0.87653 | 453.1666 | 6797.4984 | 0.54897 | 8.2346 | -0.018689 | -0.056174 | -0.018689 | -0.056174 | 0.31937 | 0.95995 | 0.31937 | 0.95995 | 0.9491 | 11.9618 | 0.9491 | 11.9618
253005-Residential AC SEER 13 Early Ret. CZ 6, 7 or 8 | 0.46797 | 0.0043821 | 0.6574 | 339.8749 | 5098.1238 | 0.41173 | 6.1759 | -0.018689 | -0.056174 | -0.018689 | -0.056174 | 0.31937 | 0.95995 | 0.31937 | 0.95995 | 0.9491 | 11.9618 | 0.9491 | 11.9618
253016-Residential HP SEER 13 Early Ret. CZ 10, 14, or 15 | 2.6995 | 0.025278 | 0.6867 | 1960.5808 | 29408.712 | 0 | 0 | 0.24696 | 0 | 0.24696 | 0 | 0.32935 | 0 | 0.32935 | 0 | 3.4321 | 18.199 | 3.4321 | 18.199
253003-Residential AC SEER 15 CZ 6, 7 or 8 | 0.60624 | 0.0056769 | 0.78002 | 440.3005 | 6604.5082 | -2.6769 | -40.1538 | 0.24768 | 1.0475 | 0.24768 | 1.0475 | 0.32593 | 1.0475 | 0.32593 | 1.0475 | 3.3933 | 15.1579 | 3.3933 | 15.1579
253001-Residential AC SEER 14 CZ 6, 7 or 8 | 0.51159 | 0.0047906 | 0.74603 | 371.5545 | 5573.3179 | 1.1917 | 17.8749 | 0.29006 | 0.87186 | 0.29006 | 0.87186 | 0.33746 | 1.0143 | 0.33746 | 1.0143 | 5.9633 | 31.5719 | 5.9633 | 31.5719
253004-Residential AC SEER 15 CZ 10, 14, or 15 | 1.0316 | 0.0096603 | 0.7925 | 749.2516 | 11238.7743 | -2.2149 | -33.2232 | 0.28112 | 1.0475 | 0.28112 | 1.0475 | 0.3106 | 1.0475 | 0.3106 | 1.0475 | 5.1263 | 9.1147 | 5.1263 | 9.1147
253001-Residential AC SEER 14 CZ 6, 7 or 8 | 0.51159 | 0.0047906 | 0.74603 | 371.5545 | 5573.3179 | 1.1917 | 17.8749 | 0.29006 | 0.87186 | 0.29006 | 0.87186 | 0.33746 | 1.0143 | 0.33746 | 1.0143 | 5.9633 | 31.5719 | 5.9633 | 31.5719
253003-Residential AC SEER 15 CZ 6, 7 or 8 | 0.60624 | 0.0056769 | 0.78002 | 440.3005 | 6604.5082 | -2.6769 | -40.1538 | 0.24768 | 1.0475 | 0.24768 | 1.0475 | 0.32593 | 1.0475 | 0.32593 | 1.0475 | 3.3933 | 15.1579 | 3.3933 | 15.1579
253004-Residential AC SEER 15 CZ 10, 14, or 15 | 1.0316 | 0.0096603 | 0.7925 | 749.2516 | 11238.7743 | -2.2149 | -33.2232 | 0.28112 | 1.0475 | 0.28112 | 1.0475 | 0.3106 | 1.0475 | 0.3106 | 1.0475 | 5.1263 | 9.1147 | 5.1263 | 9.1147
253003-Residential AC SEER 15 CZ 6, 7 or 8 | 0.60624 | 0.0056769 | 0.78002 | 440.3005 | 6604.5082 | -2.6769 | -40.1538 | 0.24768 | 1.0475 | 0.24768 | 1.0475 | 0.32593 | 1.0475 | 0.32593 | 1.0475 | 3.3933 | 15.1579 | 3.3933 | 15.1579
253002-Residential AC SEER 14 CZ 10, 14, or 15 | 1.4892 | 0.013945 | 1.2468 | 1081.5441 | 16223.1622 | 1.3477 | 20.2148 | 0.30975 | 0.93105 | 0.30975 | 0.93105 | 0.32671 | 0.98202 | 0.32671 | 0.98202 | 8.9932 | 15.9915 | 8.9932 | 15.9915
253003-Residential AC SEER 15 CZ 6, 7 or 8 | 0.60624 | 0.0056769 | 0.78002 | 440.3005 | 6604.5082 | -2.6769 | -40.1538 | 0.24768 | 1.0475 | 0.24768 | 1.0475 | 0.32593 | 1.0475 | 0.32593 | 1.0475 | 3.3933 | 15.1579 | 3.3933 | 15.1579
253001-Residential AC SEER 14 CZ 6, 7 or 8 | 0.85264 | 0.0079843 | 1.2434 | 619.2576 | 9288.8633 | 1.9861 | 29.7916 | 0.29006 | 0.87186 | 0.29006 | 0.87186 | 0.33746 | 1.0143 | 0.33746 | 1.0143 | 5.9633 | 31.5719 | 5.9633 | 31.5719
253003-Residential AC SEER 15 CZ 6, 7 or 8 | 0.60624 | 0.0056769 | 0.78002 | 440.3005 | 6604.5082 | -2.6769 | -40.1538 | 0.24768 | 1.0475 | 0.24768 | 1.0475 | 0.32593 | 1.0475 | 0.32593 | 1.0475 | 3.3933 | 15.1579 | 3.3933 | 15.1579
253004-Residential AC SEER 15 CZ 10, 14, or 15 | 1.0316 | 0.0096603 | 0.7925 | 749.2516 | 11238.7743 | -2.2149 | -33.2232 | 0.28112 | 1.0475 | 0.28112 | 1.0475 | 0.3106 | 1.0475 | 0.3106 | 1.0475 | 5.1263 | 9.1147 | 5.1263 | 9.1147
253003-Residential AC SEER 15 CZ 6, 7 or 8 | 0.40416 | 0.0037846 | 0.52002 | 293.5337 | 4403.0055 | -1.7846 | -26.7692 | 0.24581 | 1.0475 | 0.24581 | 1.0475 | 0.32029 | 1.0475 | 0.32029 | 1.0475 | 3.3318 | 12.1263 | 3.3318 | 12.1263
253002-Residential AC SEER 14 CZ 10, 14, or 15 | 1.1913 | 0.011156 | 0.99743 | 865.2353 | 12978.5298 | 1.0781 | 16.1718 | 0.30975 | 0.93105 | 0.30975 | 0.93105 | 0.32671 | 0.98202 | 0.32671 | 0.98202 | 8.9932 | 15.9915 | 8.9932 | 15.9915
253004-Residential AC SEER 15 CZ 10, 14, or 15 | 1.0316 | 0.0096603 | 0.7925 | 749.2516 | 11238.7743 | -2.2149 | -33.2232 | 0.28112 | 1.0475 | 0.28112 | 1.0475 | 0.3106 | 1.0475 | 0.3106 | 1.0475 | 5.1263 | 9.1147 | 5.1263 | 9.1147
253014-Residential HP SEER 15 CZ 10, 14, or 15 | 0.81039 | 0.0075886 | 0.23885 | 588.5682 | 8828.523 | 0 | 0 | 0.32016 | 0 | 0.32016 | 0 | 0.33242 | 0 | 0.33242 | 0 | 12.2974 | 21.6725 | 12.2974 | 21.6725
253003-Residential AC SEER 15 CZ 6, 7 or 8 | 0.60624 | 0.0056769 | 0.78002 | 440.3005 | 6604.5082 | -2.6769 | -40.1538 | 0.24768 | 1.0475 | 0.24768 | 1.0475 | 0.32593 | 1.0475 | 0.32593 | 1.0475 | 3.3933 | 15.1579 | 3.3933 | 15.1579
253010-Residential AC SEER 15 Early Ret. CZ 10, 14, or 15 | 1.0316 | 0.0096603 | 0.7925 | 749.2516 | 11238.7743 | -2.2149 | -33.2232 | 0.11249 | 1.0475 | 0.11249 | 1.0475 | 0.29102 | 1.0475 | 0.29102 | 1.0475 | 1.4635 | 6.0094 | 1.4635 | 6.0094
253008-Residential AC SEER 14 Early Ret. CZ 10, 14, or 15 | 1.1913 | 0.011156 | 0.99743 | 865.2353 | 12978.5298 | 1.0781 | 16.1718 | 0.11122 | 0.3343 | 0.11122 | 0.3343 | 0.29256 | 0.87937 | 0.29256 | 0.87937 | 1.4687 | 6.2294 | 1.4687 | 6.2294
253002-Residential AC SEER 14 CZ 10, 14, or 15 | 0.89349 | 0.0083668 | 0.74808 | 648.9265 | 9733.8973 | 0.80859 | 12.1289 | 0.30855 | 0.92744 | 0.30855 | 0.92744 | 0.32307 | 0.9711 | 0.32307 | 0.9711 | 8.7234 | 13.707 | 8.7234 | 13.707
253002-Residential AC SEER 14 CZ 10, 14, or 15 | 0.89349 | 0.0083668 | 0.74808 | 648.9265 | 9733.8973 | 0.80859 | 12.1289 | 0.30855 | 0.92744 | 0.30855 | 0.92744 | 0.32307 | 0.9711 | 0.32307 | 0.9711 | 8.7234 | 13.707 | 8.7234 | 13.707
253008-Residential AC SEER 14 Early Ret. CZ 10, 14, or 15 | 0.89349 | 0.0083668 | 0.74808 | 648.9265 | 9733.8973 | 0.80859 | 12.1289 | 0.10814 | 0.32505 | 0.10814 | 0.32505 | 0.28323 | 0.85134 | 0.28323 | 0.85134 | 1.4499 | 5.3395 | 1.4499 | 5.3395
253001-Residential AC SEER 14 CZ 6, 7 or 8 | 0.51159 | 0.0047906 | 0.74603 | 371.5545 | 5573.3179 | 1.1917 | 17.8749 | 0.28945 | 0.87004 | 0.28945 | 0.87004 | 0.33562 | 1.0088 | 0.33562 | 1.0088 | 5.902 | 27.0616 | 5.902 | 27.0616
253002-Residential AC SEER 14 CZ 10, 14, or 15 | 0.89349 | 0.0083668 | 0.74808 | 648.9265 | 9733.8973 | 0.80859 | 12.1289 | 0.30855 | 0.92744 | 0.30855 | 0.92744 | 0.32307 | 0.9711 | 0.32307 | 0.9711 | 8.7234 | 13.707 | 8.7234 | 13.707
253001-Residential AC SEER 14 CZ 6, 7 or 8 | 0.51159 | 0.0047906 | 0.74603 | 371.5545 | 5573.3179 | 1.1917 | 17.8749 | 0.28945 | 0.87004 | 0.28945 | 0.87004 | 0.33562 | 1.0088 | 0.33562 | 1.0088 | 5.902 | 27.0616 | 5.902 | 27.0616
253001-Residential AC SEER 14 CZ 6, 7 or 8 | 0.68211 | 0.0063874 | 0.9947 | 495.406 | 7431.0906 | 1.5889 | 23.8333 | 0.29006 | 0.87186 | 0.29006 | 0.87186 | 0.33746 | 1.0143 | 0.33746 | 1.0143 | 5.9633 | 31.5719 | 5.9633 | 31.5719
253001-Residential AC SEER 14 CZ 6, 7 or 8 | 0.68211 | 0.0063874 | 0.9947 | 495.406 | 7431.0906 | 1.5889 | 23.8333 | 0.29006 | 0.87186 | 0.29006 | 0.87186 | 0.33746 | 1.0143 | 0.33746 | 1.0143 | 5.9633 | 31.5719 | 5.9633 | 31.5719
253002-Residential AC SEER 14 CZ 10, 14, or 15 | 1.1913 | 0.011156 | 0.99743 | 865.2353 | 12978.5298 | 1.0781 | 16.1718 | 0.30975 | 0.93105 | 0.30975 | 0.93105 | 0.32671 | 0.98202 | 0.32671 | 0.98202 | 8.9932 | 15.9915 | 8.9932 | 15.9915
253001-Residential AC SEER 14 CZ 6, 7 or 8 | 0.68211 | 0.0063874 | 0.9947 | 495.406 | 7431.0906 | 1.5889 | 23.8333 | 0.29006 | 0.87186 | 0.29006 | 0.87186 | 0.33746 | 1.0143 | 0.33746 | 1.0143 | 5.9633 | 31.5719 | 5.9633 | 31.5719
253001-Residential AC SEER 14 CZ 6, 7 or 8 | 0.68211 | 0.0063874 | 0.9947 | 495.406 | 7431.0906 | 1.5889 | 23.8333 | 0.29006 | 0.87186 | 0.29006 | 0.87186 | 0.33746 | 1.0143 | 0.33746 | 1.0143 | 5.9633 | 31.5719 | 5.9633 | 31.5719
253001-Residential AC SEER 14 CZ 6, 7 or 8 | 0.68211 | 0.0063874 | 0.9947 | 495.406 | 7431.0906 | 1.5889 | 23.8333 | 0.29006 | 0.87186 | 0.29006 | 0.87186 | 0.33746 | 1.0143 | 0.33746 | 1.0143 | 5.9633 | 31.5719 | 5.9633 | 31.5719
253024-Res. Refr. Charge QI: Early Ret. | 0.47951 | 0.0044902 | 0.23728 | 348.2575 | 3482.5752 | -0.12038 | -1.2038 | 0.27968 | 0.98982 | 0.27968 | 0.98982 | 0.24854 | 0.98982 | 0.24854 | 0.98982 | 11.982 | 5.3871 | 11.982 | 5.3871
253022-Res. Refr. Charge QI: Repl. on Failure | 0.59939 | 0.0056127 | 0.2966 | 435.3219 | 4353.219 | -0.15047 | -1.5047 | 0.27968 | 0.98982 | 0.27968 | 0.98982 | 0.24854 | 0.98982 | 0.24854 | 0.98982 | 11.982 | 5.3871 | 11.982 | 5.3871
253023-Res. Refr. Charge QI: Early Ret. | 0.18412 | 0.0017241 | 0.24129 | 133.7233 | 1337.2328 | -0.11811 | -1.1811 | 0.26631 | 0.98982 | 0.26631 | 0.98982 | 0.24405 | 0.98982 | 0.24405 | 0.98982 | 7.8403 | 4.9827 | 7.8403 | 4.9827
253022-Res. Refr. Charge QI: Repl. on Failure | 0.35963 | 0.0033676 | 0.17796 | 261.1931 | 2611.9314 | -0.090282 | -0.90282 | 0.27968 | 0.98982 | 0.27968 | 0.98982 | 0.24854 | 0.98982 | 0.24854 | 0.98982 | 11.982 | 5.3871 | 11.982 | 5.3871
253024-Res. Refr. Charge QI: Early Ret. | 0.47951 | 0.0044902 | 0.23728 | 348.2575 | 3482.5752 | -0.12038 | -1.2038 | 0.27968 | 0.98982 | 0.27968 | 0.98982 | 0.24854 | 0.98982 | 0.24854 | 0.98982 | 11.982 | 5.3871 | 11.982 | 5.3871
253024-Res. Refr. Charge QI: Early Ret. | 0.23975 | 0.0022451 | 0.11864 | 174.1288 | 1741.2876 | -0.060188 | -0.60188 | 0.27968 | 0.98982 | 0.27968 | 0.98982 | 0.24854 | 0.98982 | 0.24854 | 0.98982 | 11.982 | 5.3871 | 11.982 | 5.3871
253022-Res. Refr. Charge QI: Repl. on Failure | 0.35963 | 0.0033676 | 0.17796 | 261.1931 | 2611.9314 | -0.090282 | -0.90282 | 0.27968 | 0.98982 | 0.27968 | 0.98982 | 0.24854 | 0.98982 | 0.24854 | 0.98982 | 11.982 | 5.3871 | 11.982 | 5.3871
253024-Res. Refr. Charge QI: Early Ret. | 0.47951 | 0.0044902 | 0.23728 | 348.2575 | 3482.5752 | -0.12038 | -1.2038 | 0.27968 | 0.98982 | 0.27968 | 0.98982 | 0.24854 | 0.98982 | 0.24854 | 0.98982 | 11.982 | 5.3871 | 11.982 | 5.3871
253022-Res. Refr. Charge QI: Repl. on Failure | 0.35963 | 0.0033676 | 0.17796 | 261.1931 | 2611.9314 | -0.090282 | -0.90282 | 0.27968 | 0.98982 | 0.27968 | 0.98982 | 0.24854 | 0.98982 | 0.24854 | 0.98982 | 11.982 | 5.3871 | 11.982 | 5.3871
253022-Res. Refr. Charge QI: Repl. on Failure | 0.59939 | 0.0056127 | 0.2966 | 435.3219 | 4353.219 | -0.15047 | -1.5047 | 0.27968 | 0.98982 | 0.27968 | 0.98982 | 0.24854 | 0.98982 | 0.24854 | 0.98982 | 11.982 | 5.3871 | 11.982 | 5.3871
253024-Res. Refr. Charge QI: Early Ret. | 0.35963 | 0.0033676 | 0.17796 | 261.1931 | 2611.9314 | -0.090282 | -0.90282 | 0.2776 | 0.98982 | 0.2776 | 0.98982 | 0.23911 | 0.98982 | 0.23911 | 0.98982 | 11.0785 | 4.6175 | 11.0785 | 4.6175
253024-Res. Refr. Charge QI: Early Ret. | 0.35963 | 0.0033676 | 0.17796 | 261.1931 | 2611.9314 | -0.090282 | -0.90282 | 0.27968 | 0.98982 | 0.27968 | 0.98982 | 0.24854 | 0.98982 | 0.24854 | 0.98982 | 11.982 | 5.3871 | 11.982 | 5.3871
253024-Res. Refr. Charge QI: Early Ret. | 0.35963 | 0.0033676 | 0.17796 | 261.1931 | 2611.9314 | -0.090282 | -0.90282 | 0.2776 | 0.98982 | 0.2776 | 0.98982 | 0.23911 | 0.98982 | 0.23911 | 0.98982 | 11.0785 | 4.6175 | 11.0785 | 4.6175
253024-Res. Refr. Charge QI: Early Ret. | 0.35963 | 0.0033676 | 0.17796 | 261.1931 | 2611.9314 | -0.090282 | -0.90282 | 0.27968 | 0.98982 | 0.27968 | 0.98982 | 0.24854 | 0.98982 | 0.24854 | 0.98982 | 11.982 | 5.3871 | 11.982 | 5.3871
253022-Res. Refr. Charge QI: Repl. on Failure | 0.59939 | 0.0056127 | 0.2966 | 435.3219 | 4353.219 | -0.15047 | -1.5047 | 0.27968 | 0.98982 | 0.27968 | 0.98982 | 0.24854 | 0.98982 | 0.24854 | 0.98982 | 11.982 | 5.3871 | 11.982 | 5.3871
253024-Res. Refr. Charge QI: Early Ret. | 0.35963 | 0.0033676 | 0.17796 | 261.1931 | 2611.9314 | -0.090282 | -0.90282 | 0.27968 | 0.98982 | 0.27968 | 0.98982 | 0.24854 | 0.98982 | 0.24854 | 0.98982 | 11.982 | 5.3871 | 11.982 | 5.3871
253024-Res. Refr. Charge QI: Early Ret. | 0.35963 | 0.0033676 | 0.17796 | 261.1931 | 2611.9314 | -0.090282 | -0.90282 | 0.27968 | 0.98982 | 0.27968 | 0.98982 | 0.24854 | 0.98982 | 0.24854 | 0.98982 | 11.982 | 5.3871 | 11.982 | 5.3871
253022-Res. Refr. Charge QI: Repl. on Failure | 0.35963 | 0.0033676 | 0.17796 | 261.1931 | 2611.9314 | -0.090282 | -0.90282 | 0.27968 | 0.98982 | 0.27968 | 0.98982 | 0.24854 | 0.98982 | 0.24854 | 0.98982 | 11.982 | 5.3871 | 11.982 | 5.3871
253024-Res. Refr. Charge QI: Early Ret. | 0.35963 | 0.0033676 | 0.17796 | 261.1931 | 2611.9314 | -0.090282 | -0.90282 | 0.27968 | 0.98982 | 0.27968 | 0.98982 | 0.24854 | 0.98982 | 0.24854 | 0.98982 | 11.982 | 5.3871 | 11.982 | 5.3871
253024-Res. Refr. Charge QI: Early Ret. | 0.59939 | 0.0056127 | 0.2966 | 435.3219 | 4353.219 | -0.15047 | -1.5047 | 0.27968 | 0.98982 | 0.27968 | 0.98982 | 0.24854 | 0.98982 | 0.24854 | 0.98982 | 11.982 | 5.3871 | 11.982 | 5.3871
253024-Res. Refr. Charge QI: Early Ret. | 0.47951 | 0.0044902 | 0.23728 | 348.2575 | 3482.5752 | -0.12038 | -1.2038 | 0.27968 | 0.98982 | 0.27968 | 0.98982 | 0.24854 | 0.98982 | 0.24854 | 0.98982 | 11.982 | 5.3871 | 11.982 | 5.3871
253024-Res. Refr. Charge QI: Early Ret. | 0.59939 | 0.0056127 | 0.2966 | 435.3219 | 4353.219 | -0.15047 | -1.5047 | 0.27968 | 0.98982 | 0.27968 | 0.98982 | 0.24854 | 0.98982 | 0.24854 | 0.98982 | 11.982 | 5.3871 | 11.982 | 5.3871
253024-Res. Refr. Charge QI: Early Ret. | 0.47951 | 0.0044902 | 0.23728 | 348.2575 | 3482.5752 | -0.12038 | -1.2038 | 0.27968 | 0.98982 | 0.27968 | 0.98982 | 0.24854 | 0.98982 | 0.24854 | 0.98982 | 11.982 | 5.3871 | 11.982 | 5.3871
253024-Res. Refr. Charge QI: Early Ret. | 0.47951 | 0.0044902 | 0.23728 | 348.2575 | 3482.5752 | -0.12038 | -1.2038 | 0.27968 | 0.98982 | 0.27968 | 0.98982 | 0.24854 | 0.98982 | 0.24854 | 0.98982 | 11.982 | 5.3871 | 11.982 | 5.3871
253008-Residential AC SEER 14 Early Ret. CZ 10, 14, or 15 | 1.4892 | 0.013945 | 1.2468 | 1081.5441 | 16223.1622 | 1.3477 | 20.2148 | 0.11122 | 0.3343 | 0.11122 | 0.3343 | 0.29256 | 0.87937 | 0.29256 | 0.87937 | 1.4687 | 6.2294 | 1.4687 | 6.2294
253024-Res. Refr. Charge QI: Early Ret. | 0.59939 | 0.0056127 | 0.2966 | 435.3219 | 4353.219 | -0.15047 | -1.5047 | 0.27968 | 0.98982 | 0.27968 | 0.98982 | 0.24854 | 0.98982 | 0.24854 | 0.98982 | 11.982 | 5.3871 | 11.982 | 5.3871
253024-Res. Refr. Charge QI: Early Ret. | 0.47951 | 0.0044902 | 0.23728 | 348.2575 | 3482.5752 | -0.12038 | -1.2038 | 0.27968 | 0.98982 | 0.27968 | 0.98982 | 0.24854 | 0.98982 | 0.24854 | 0.98982 | 11.982 | 5.3871 | 11.982 | 5.3871
253024-Res. Refr. Charge QI: Early Ret. | 0.47951 | 0.0044902 | 0.23728 | 348.2575 | 3482.5752 | -0.12038 | -1.2038 | 0.27968 | 0.98982 | 0.27968 | 0.98982 | 0.24854 | 0.98982 | 0.24854 | 0.98982 | 11.982 | 5.3871 | 11.982 | 5.3871
253022-Res. Refr. Charge QI: Repl. on Failure | 0.47951 | 0.0044902 | 0.23728 | 348.2575 | 3482.5752 | -0.12038 | -1.2038 | 0.27968 | 0.98982 | 0.27968 | 0.98982 | 0.24854 | 0.98982 | 0.24854 | 0.98982 | 11.982 | 5.3871 | 11.982 | 5.3871
253024-Res. Refr. Charge QI: Early Ret. | 0.23975 | 0.0022451 | 0.11864 | 174.1288 | 1741.2876 | -0.060188 | -0.60188 | 0.27656 | 0.98982 | 0.27656 | 0.98982 | 0.23439 | 0.98982 | 0.23439 | 0.98982 | 10.676 | 4.3096 | 10.676 | 4.3096
253024-Res. Refr. Charge QI: Early Ret. | 0.35963 | 0.0033676 | 0.17796 | 261.1931 | 2611.9314 | -0.090282 | -0.90282 | 0.27968 | 0.98982 | 0.27968 | 0.98982 | 0.24854 | 0.98982 | 0.24854 | 0.98982 | 11.982 | 5.3871 | 11.982 | 5.3871
253024-Res. Refr. Charge QI: Early Ret. | 0.35963 | 0.0033676 | 0.17796 | 261.1931 | 2611.9314 | -0.090282 | -0.90282 | 0.27968 | 0.98982 | 0.27968 | 0.98982 | 0.24854 | 0.98982 | 0.24854 | 0.98982 | 11.982 | 5.3871 | 11.982 | 5.3871
253022-Res. Refr. Charge QI: Repl. on Failure | 0.35963 | 0.0033676 | 0.17796 | 261.1931 | 2611.9314 | -0.090282 | -0.90282 | 0.27968 | 0.98982 | 0.27968 | 0.98982 | 0.24854 | 0.98982 | 0.24854 | 0.98982 | 11.982 | 5.3871 | 11.982 | 5.3871
253024-Res. Refr. Charge QI: Early Ret. | 0.35963 | 0.0033676 | 0.17796 | 261.1931 | 2611.9314 | -0.090282 | -0.90282 | 0.27968 | 0.98982 | 0.27968 | 0.98982 | 0.24854 | 0.98982 | 0.24854 | 0.98982 | 11.982 | 5.3871 | 11.982 | 5.3871
253024-Res. Refr. Charge QI: Early Ret. | 0.59939 | 0.0056127 | 0.2966 | 435.3219 | 4353.219 | -0.15047 | -1.5047 | 0.27968 | 0.98982 | 0.27968 | 0.98982 | 0.24854 | 0.98982 | 0.24854 | 0.98982 | 11.982 | 5.3871 | 11.982 | 5.3871
253024-Res. Refr. Charge QI: Early Ret. | 0.35963 | 0.0033676 | 0.17796 | 261.1931 | 2611.9314 | -0.090282 | -0.90282 | 0.27968 | 0.98982 | 0.27968 | 0.98982 | 0.24854 | 0.98982 | 0.24854 | 0.98982 | 11.982 | 5.3871 | 11.982 | 5.3871
253008-Residential AC SEER 14 Early Ret. CZ 10, 14, or 15 | 1.1913 | 0.011156 | 0.99743 | 865.2353 | 12978.5298 | 1.0781 | 16.1718 | 0.11122 | 0.3343 | 0.11122 | 0.3343 | 0.29256 | 0.87937 | 0.29256 | 0.87937 | 1.4687 | 6.2294 | 1.4687 | 6.2294
253024-Res. Refr. Charge QI: Early Ret. | 0.47951 | 0.0044902 | 0.23728 | 348.2575 | 3482.5752 | -0.12038 | -1.2038 | 0.27968 | 0.98982 | 0.27968 | 0.98982 | 0.24854 | 0.98982 | 0.24854 | 0.98982 | 11.982 | 5.3871 | 11.982 | 5.3871
253024-Res. Refr. Charge QI: Early Ret. | 0.47951 | 0.0044902 | 0.23728 | 348.2575 | 3482.5752 | -0.12038 | -1.2038 | 0.27968 | 0.98982 | 0.27968 | 0.98982 | 0.24854 | 0.98982 | 0.24854 | 0.98982 | 11.982 | 5.3871 | 11.982 | 5.3871
253022-Res. Refr. Charge QI: Repl. on Failure | 0.35963 | 0.0033676 | 0.17796 | 261.1931 | 2611.9314 | -0.090282 | -0.90282 | 0.27968 | 0.98982 | 0.27968 | 0.98982 | 0.24854 | 0.98982 | 0.24854 | 0.98982 | 11.982 | 5.3871 | 11.982 | 5.3871
253024-Res. Refr. Charge QI: Early Ret. | 0.35963 | 0.0033676 | 0.17796 | 261.1931 | 2611.9314 | -0.090282 | -0.90282 | 0.27968 | 0.98982 | 0.27968 | 0.98982 | 0.24854 | 0.98982 | 0.24854 | 0.98982 | 11.982 | 5.3871 | 11.982 | 5.3871
253024-Res. Refr. Charge QI: Early Ret. | 0.35963 | 0.0033676 | 0.17796 | 261.1931 | 2611.9314 | -0.090282 | -0.90282 | 0.27968 | 0.98982 | 0.27968 | 0.98982 | 0.24854 | 0.98982 | 0.24854 | 0.98982 | 11.982 | 5.3871 | 11.982 | 5.3871
253024-Res. Refr. Charge QI: Early Ret. | 0.47951 | 0.0044902 | 0.23728 | 348.2575 | 3482.5752 | -0.12038 | -1.2038 | 0.27968 | 0.98982 | 0.27968 | 0.98982 | 0.24854 | 0.98982 | 0.24854 | 0.98982 | 11.982 | 5.3871 | 11.982 | 5.3871
253024-Res. Refr. Charge QI: Early Ret. | 0.35963 | 0.0033676 | 0.17796 | 261.1931 | 2611.9314 | -0.090282 | -0.90282 | 0.27968 | 0.98982 | 0.27968 | 0.98982 | 0.24854 | 0.98982 | 0.24854 | 0.98982 | 11.982 | 5.3871 | 11.982 | 5.3871
253022-Res. Refr. Charge QI: Repl. on Failure | 0.35963 | 0.0033676 | 0.17796 | 261.1931 | 2611.9314 | -0.090282 | -0.90282 | 0.27968 | 0.98982 | 0.27968 | 0.98982 | 0.24854 | 0.98982 | 0.24854 | 0.98982 | 11.982 | 5.3871 | 11.982 | 5.3871
253024-Res. Refr. Charge QI: Early Ret. | 0.47951 | 0.0044902 | 0.23728 | 348.2575 | 3482.5752 | -0.12038 | -1.2038 | 0.27968 | 0.98982 | 0.27968 | 0.98982 | 0.24854 | 0.98982 | 0.24854 | 0.98982 | 11.982 | 5.3871 | 11.982 | 5.3871
253024-Res. Refr. Charge QI: Early Ret. | 0.47951 | 0.0044902 | 0.23728 | 348.2575 | 3482.5752 | -0.12038 | -1.2038 | 0.27968 | 0.98982 | 0.27968 | 0.98982 | 0.24854 | 0.98982 | 0.24854 | 0.98982 | 11.982 | 5.3871 | 11.982 | 5.3871
253024-Res. Refr. Charge QI: Early Ret. | 0.47951 | 0.0044902 | 0.23728 | 348.2575 | 3482.5752 | -0.12038 | -1.2038 | 0.27968 | 0.98982 | 0.27968 | 0.98982 | 0.24854 | 0.98982 | 0.24854 | 0.98982 | 11.982 | 5.3871 | 11.982 | 5.3871
253024-Res. Refr. Charge QI: Early Ret. | 0.47951 | 0.0044902 | 0.23728 | 348.2575 | 3482.5752 | -0.12038 | -1.2038 | 0.27968 | 0.98982 | 0.27968 | 0.98982 | 0.24854 | 0.98982 | 0.24854 | 0.98982 | 11.982 | 5.3871 | 11.982 | 5.3871
253024-Res. Refr. Charge QI: Early Ret. | 0.47951 | 0.0044902 | 0.23728 | 348.2575 | 3482.5752 | -0.12038 | -1.2038 | 0.27968 | 0.98982 | 0.27968 | 0.98982 | 0.24854 | 0.98982 | 0.24854 | 0.98982 | 11.982 | 5.3871 | 11.982 | 5.3871
253024-Res. Refr. Charge QI: Early Ret. | 0.59939 | 0.0056127 | 0.2966 | 435.3219 | 4353.219 | -0.15047 | -1.5047 | 0.27968 | 0.98982 | 0.27968 | 0.98982 | 0.24854 | 0.98982 | 0.24854 | 0.98982 | 11.982 | 5.3871 | 11.982 | 5.3871
253024-Res. Refr. Charge QI: Early Ret. | 0.23975 | 0.0022451 | 0.11864 | 174.1288 | 1741.2876 | -0.060188 | -0.60188 | 0.27968 | 0.98982 | 0.27968 | 0.98982 | 0.24854 | 0.98982 | 0.24854 | 0.98982 | 11.982 | 5.3871 | 11.982 | 5.3871
253024-Res. Refr. Charge QI: Early Ret. | 0.35963 | 0.0033676 | 0.17796 | 261.1931 | 2611.9314 | -0.090282 | -0.90282 | 0.27968 | 0.98982 | 0.27968 | 0.98982 | 0.24854 | 0.98982 | 0.24854 | 0.98982 | 11.982 | 5.3871 | 11.982 | 5.3871
253024-Res. Refr. Charge QI: Early Ret. | 0.35963 | 0.0033676 | 0.17796 | 261.1931 | 2611.9314 | -0.090282 | -0.90282 | 0.27968 | 0.98982 | 0.27968 | 0.98982 | 0.24854 | 0.98982 | 0.24854 | 0.98982 | 11.982 | 5.3871 | 11.982 | 5.3871
253024-Res. Refr. Charge QI: Early Ret. | 0.35963 | 0.0033676 | 0.17796 | 261.1931 | 2611.9314 | -0.090282 | -0.90282 | 0.27968 | 0.98982 | 0.27968 | 0.98982 | 0.24854 | 0.98982 | 0.24854 | 0.98982 | 11.982 | 5.3871 | 11.982 | 5.3871
253024-Res. Refr. Charge QI: Early Ret. | 0.59939 | 0.0056127 | 0.2966 | 435.3219 | 4353.219 | -0.15047 | -1.5047 | 0.27968 | 0.98982 | 0.27968 | 0.98982 | 0.24854 | 0.98982 | 0.24854 | 0.98982 | 11.982 | 5.3871 | 11.982 | 5.3871
253024-Res. Refr. Charge QI: Early Ret. | 0.35963 | 0.0033676 | 0.17796 | 261.1931 | 2611.9314 | -0.090282 | -0.90282 | 0.27968 | 0.98982 | 0.27968 | 0.98982 | 0.24854 | 0.98982 | 0.24854 | 0.98982 | 11.982 | 5.3871 | 11.982 | 5.3871
253024-Res. Refr. Charge QI: Early Ret. | 0.59939 | 0.0056127 | 0.2966 | 435.3219 | 4353.219 | -0.15047 | -1.5047 | 0.27968 | 0.98982 | 0.27968 | 0.98982 | 0.24854 | 0.98982 | 0.24854 | 0.98982 | 11.982 | 5.3871 | 11.982 | 5.3871
253024-Res. Refr. Charge QI: Early Ret. | 0.35963 | 0.0033676 | 0.17796 | 261.1931 | 2611.9314 | -0.090282 | -0.90282 | 0.27968 | 0.98982 | 0.27968 | 0.98982 | 0.24854 | 0.98982 | 0.24854 | 0.98982 | 11.982 | 5.3871 | 11.982 | 5.3871
253024-Res. Refr. Charge QI: Early Ret. | 0.35963 | 0.0033676 | 0.17796 | 261.1931 | 2611.9314 | -0.090282 | -0.90282 | 0.27968 | 0.98982 | 0.27968 | 0.98982 | 0.24854 | 0.98982 | 0.24854 | 0.98982 | 11.982 | 5.3871 | 11.982 | 5.3871
253008-Residential AC SEER 14 Early Ret. CZ 10, 14, or 15 | 0.89349 | 0.0083668 | 0.74808 | 648.9265 | 9733.8973 | 0.80859 | 12.1289 | 0.11122 | 0.3343 | 0.11122 | 0.3343 | 0.29256 | 0.87937 | 0.29256 | 0.87937 | 1.4687 | 6.2294 | 1.4687 | 6.2294
253024-Res. Refr. Charge QI: Early Ret. | 0.35963 | 0.0033676 | 0.17796 | 261.1931 | 2611.9314 | -0.090282 | -0.90282 | 0.27968 | 0.98982 | 0.27968 | 0.98982 | 0.24854 | 0.98982 | 0.24854 | 0.98982 | 11.982 | 5.3871 | 11.982 | 5.3871
253024-Res. Refr. Charge QI: Early Ret. | 0.59939 | 0.0056127 | 0.2966 | 435.3219 | 4353.219 | -0.15047 | -1.5047 | 0.27968 | 0.98982 | 0.27968 | 0.98982 | 0.24854 | 0.98982 | 0.24854 | 0.98982 | 11.982 | 5.3871 | 11.982 | 5.3871
253002-Residential AC SEER 14 CZ 10, 14, or 15 | 1.4892 | 0.013945 | 1.2468 | 1081.5441 | 16223.1622 | 1.3477 | 20.2148 | 0.30975 | 0.93105 | 0.30975 | 0.93105 | 0.32671 | 0.98202 | 0.32671 | 0.98202 | 8.9932 | 15.9915 | 8.9932 | 15.9915
253022-Res. Refr. Charge QI: Repl. on Failure | 0.59939 | 0.0056127 | 0.2966 | 435.3219 | 4353.219 | -0.15047 | -1.5047 | 0.27968 | 0.98982 | 0.27968 | 0.98982 | 0.24854 | 0.98982 | 0.24854 | 0.98982 | 11.982 | 5.3871 | 11.982 | 5.3871
253024-Res. Refr. Charge QI: Early Ret. | 0.47951 | 0.0044902 | 0.23728 | 348.2575 | 3482.5752 | -0.12038 | -1.2038 | 0.27968 | 0.98982 | 0.27968 | 0.98982 | 0.24854 | 0.98982 | 0.24854 | 0.98982 | 11.982 | 5.3871 | 11.982 | 5.3871
253024-Res. Refr. Charge QI: Early Ret. | 0.23975 | 0.0022451 | 0.11864 | 174.1288 | 1741.2876 | -0.060188 | -0.60188 | 0.27968 | 0.98982 | 0.27968 | 0.98982 | 0.24854 | 0.98982 | 0.24854 | 0.98982 | 11.982 | 5.3871 | 11.982 | 5.3871
253006-Residential AC SEER 13 Early Ret. CZ 10, 14, or 15 | 1.0762 | 0.010077 | 0.88216 | 781.6032 | 11724.0486 | 0.30495 | 4.5742 | 0.12484 | 0.37524 | 0.12484 | 0.37524 | 0.30052 | 0.90331 | 0.30052 | 0.90331 | 1.5582 | 7.2637 | 1.5582 | 7.2637
253024-Res. Refr. Charge QI: Early Ret. | 0.47951 | 0.0044902 | 0.23728 | 348.2575 | 3482.5752 | -0.12038 | -1.2038 | 0.27968 | 0.98982 | 0.27968 | 0.98982 | 0.24854 | 0.98982 | 0.24854 | 0.98982 | 11.982 | 5.3871 | 11.982 | 5.3871
253006-Residential AC SEER 13 Early Ret. CZ 10, 14, or 15 | 0.80713 | 0.0075581 | 0.66162 | 586.2024 | 8793.0364 | 0.22871 | 3.4306 | 0.1222 | 0.36731 | 0.1222 | 0.36731 | 0.29252 | 0.87928 | 0.29252 | 0.87928 | 1.54 | 6.226 | 1.54 | 6.226
253024-Res. Refr. Charge QI: Early Ret. | 0.35963 | 0.0033676 | 0.17796 | 261.1931 | 2611.9314 | -0.090282 | -0.90282 | 0.2776 | 0.98982 | 0.2776 | 0.98982 | 0.23911 | 0.98982 | 0.23911 | 0.98982 | 11.0785 | 4.6175 | 11.0785 | 4.6175
253022-Res. Refr. Charge QI: Repl. on Failure | 0.47951 | 0.0044902 | 0.23728 | 348.2575 | 3482.5752 | -0.12038 | -1.2038 | 0.27968 | 0.98982 | 0.27968 | 0.98982 | 0.24854 | 0.98982 | 0.24854 | 0.98982 | 11.982 | 5.3871 | 11.982 | 5.3871
253002-Residential AC SEER 14 CZ 10, 14, or 15 | 0.89349 | 0.0083668 | 0.74808 | 648.9265 | 9733.8973 | 0.80859 | 12.1289 | 0.30855 | 0.92744 | 0.30855 | 0.92744 | 0.32307 | 0.9711 | 0.32307 | 0.9711 | 8.7234 | 13.707 | 8.7234 | 13.707
253022-Res. Refr. Charge QI: Repl. on Failure | 0.35963 | 0.0033676 | 0.17796 | 261.1931 | 2611.9314 | -0.090282 | -0.90282 | 0.2776 | 0.98982 | 0.2776 | 0.98982 | 0.23911 | 0.98982 | 0.23911 | 0.98982 | 11.0785 | 4.6175 | 11.0785 | 4.6175
253022-Res. Refr. Charge QI: Repl. on Failure | 0.47951 | 0.0044902 | 0.23728 | 348.2575 | 3482.5752 | -0.12038 | -1.2038 | 0.27968 | 0.98982 | 0.27968 | 0.98982 | 0.24854 | 0.98982 | 0.24854 | 0.98982 | 11.982 | 5.3871 | 11.982 | 5.3871
253024-Res. Refr. Charge QI: Early Ret. | 0.59939 | 0.0056127 | 0.2966 | 435.3219 | 4353.219 | -0.15047 | -1.5047 | 0.27968 | 0.98982 | 0.27968 | 0.98982 | 0.24854 | 0.98982 | 0.24854 | 0.98982 | 11.982 | 5.3871 | 11.982 | 5.3871
253024-Res. Refr. Charge QI: Early Ret. | 0.35963 | 0.0033676 | 0.17796 | 261.1931 | 2611.9314 | -0.090282 | -0.90282 | 0.2776 | 0.98982 | 0.2776 | 0.98982 | 0.23911 | 0.98982 | 0.23911 | 0.98982 | 11.0785 | 4.6175 | 11.0785 | 4.6175
253023-Res. Refr. Charge QI: Early Ret. | 0.24549 | 0.0022988 | 0.32173 | 178.2977 | 1782.977 | -0.15748 | -1.5748 | 0.26823 | 0.98982 | 0.26823 | 0.98982 | 0.25277 | 0.98982 | 0.25277 | 0.98982 | 8.2482 | 5.8131 | 8.2482 | 5.8131
253023-Res. Refr. Charge QI: Early Ret. | 0.24549 | 0.0022988 | 0.32173 | 178.2977 | 1782.977 | -0.15748 | -1.5748 | 0.26823 | 0.98982 | 0.26823 | 0.98982 | 0.25277 | 0.98982 | 0.25277 | 0.98982 | 8.2482 | 5.8131 | 8.2482 | 5.8131
253023-Res. Refr. Charge QI: Early Ret. | 0.24549 | 0.0022988 | 0.32173 | 178.2977 | 1782.977 | -0.15748 | -1.5748 | 0.26823 | 0.98982 | 0.26823 | 0.98982 | 0.25277 | 0.98982 | 0.25277 | 0.98982 | 8.2482 | 5.8131 | 8.2482 | 5.8131
253023-Res. Refr. Charge QI: Early Ret. | 0.30687 | 0.0028735 | 0.40216 | 222.8721 | 2228.7213 | -0.19686 | -1.9686 | 0.26823 | 0.98982 | 0.26823 | 0.98982 | 0.25277 | 0.98982 | 0.25277 | 0.98982 | 8.2482 | 5.8131 | 8.2482 | 5.8131
253021-Res. Refr. Charge QI: Repl. on Failure CZ 6, 7 or 8 | 0.30687 | 0.0028735 | 0.40216 | 222.8721 | 2228.7213 | -0.19686 | -1.9686 | 0.26823 | 0.98982 | 0.26823 | 0.98982 | 0.25277 | 0.98982 | 0.25277 | 0.98982 | 8.2482 | 5.8131 | 8.2482 | 5.8131
253023-Res. Refr. Charge QI: Early Ret. | 0.18412 | 0.0017241 | 0.24129 | 133.7233 | 1337.2328 | -0.11811 | -1.1811 | 0.26631 | 0.98982 | 0.26631 | 0.98982 | 0.24405 | 0.98982 | 0.24405 | 0.98982 | 7.8403 | 4.9827 | 7.8403 | 4.9827
253009-Residential AC SEER 15 Early Ret. CZ 6, 7 or 8 | 0.60624 | 0.0056769 | 0.78002 | 440.3005 | 6604.5082 | -2.6769 | -40.1538 | -0.032243 | 1.0475 | -0.032243 | 1.0475 | 0.31715 | 1.0475 | 0.31715 | 1.0475 | 0.89859 | 10.9137 | 0.89859 | 10.9137
253023-Res. Refr. Charge QI: Early Ret. | 0.18412 | 0.0017241 | 0.24129 | 133.7233 | 1337.2328 | -0.11811 | -1.1811 | 0.26823 | 0.98982 | 0.26823 | 0.98982 | 0.25277 | 0.98982 | 0.25277 | 0.98982 | 8.2482 | 5.8131 | 8.2482 | 5.8131
253003-Residential AC SEER 15 CZ 6, 7 or 8 | 1.0104 | 0.0094615 | 1.3 | 733.8342 | 11007.5138 | -4.4615 | -66.923 | 0.24768 | 1.0475 | 0.24768 | 1.0475 | 0.32593 | 1.0475 | 0.32593 | 1.0475 | 3.3933 | 15.1579 | 3.3933 | 15.1579
253003-Residential AC SEER 15 CZ 6, 7 or 8 | 1.0104 | 0.0094615 | 1.3 | 733.8342 | 11007.5138 | -4.4615 | -66.923 | 0.24768 | 1.0475 | 0.24768 | 1.0475 | 0.32593 | 1.0475 | 0.32593 | 1.0475 | 3.3933 | 15.1579 | 3.3933 | 15.1579
253021-Res. Refr. Charge QI: Repl. on Failure CZ 6, 7 or 8 | 0.30687 | 0.0028735 | 0.40216 | 222.8721 | 2228.7213 | -0.19686 | -1.9686 | 0.26823 | 0.98982 | 0.26823 | 0.98982 | 0.25277 | 0.98982 | 0.25277 | 0.98982 | 8.2482 | 5.8131 | 8.2482 | 5.8131
253021-Res. Refr. Charge QI: Repl. on Failure CZ 6, 7 or 8 | 0.30687 | 0.0028735 | 0.40216 | 222.8721 | 2228.7213 | -0.19686 | -1.9686 | 0.26823 | 0.98982 | 0.26823 | 0.98982 | 0.25277 | 0.98982 | 0.25277 | 0.98982 | 8.2482 | 5.8131 | 8.2482 | 5.8131
253007-Residential AC SEER 14 Early Ret. CZ 6, 7 or 8 | 0.34106 | 0.0031937 | 0.49735 | 247.703 | 3715.5453 | 0.79444 | 11.9166 | -0.044089 | -0.13252 | -0.044089 | -0.13252 | 0.31017 | 0.93232 | 0.31017 | 0.93232 | 0.8877 | 9.0927 | 0.8877 | 9.0927
253023-Res. Refr. Charge QI: Early Ret. | 0.12275 | 0.0011494 | 0.16086 | 89.1489 | 891.4885 | -0.078742 | -0.78742 | 0.26535 | 0.98982 | 0.26535 | 0.98982 | 0.23969 | 0.98982 | 0.23969 | 0.98982 | 7.6512 | 4.6505 | 7.6512 | 4.6505
253007-Residential AC SEER 14 Early Ret. CZ 6, 7 or 8 | 0.85264 | 0.0079843 | 1.2434 | 619.2576 | 9288.8633 | 1.9861 | 29.7916 | -0.04156 | -0.12492 | -0.04156 | -0.12492 | 0.31784 | 0.95536 | 0.31784 | 0.95536 | 0.89345 | 11.3659 | 0.89345 | 11.3659
253023-Res. Refr. Charge QI: Early Ret. | 0.30687 | 0.0028735 | 0.40216 | 222.8721 | 2228.7213 | -0.19686 | -1.9686 | 0.26823 | 0.98982 | 0.26823 | 0.98982 | 0.25277 | 0.98982 | 0.25277 | 0.98982 | 8.2482 | 5.8131 | 8.2482 | 5.8131
253022-Res. Refr. Charge QI: Repl. on Failure | 0.47951 | 0.0044902 | 0.23728 | 348.2575 | 3482.5752 | -0.12038 | -1.2038 | 0.27968 | 0.98982 | 0.27968 | 0.98982 | 0.24854 | 0.98982 | 0.24854 | 0.98982 | 11.982 | 5.3871 | 11.982 | 5.3871
253022-Res. Refr. Charge QI: Repl. on Failure | 0.47951 | 0.0044902 | 0.23728 | 348.2575 | 3482.5752 | -0.12038 | -1.2038 | 0.27968 | 0.98982 | 0.27968 | 0.98982 | 0.24854 | 0.98982 | 0.24854 | 0.98982 | 11.982 | 5.3871 | 11.982 | 5.3871
253006-Residential AC SEER 13 Early Ret. CZ 10, 14, or 15 | 0.53809 | 0.0050387 | 0.44108 | 390.8016 | 5862.0243 | 0.15247 | 2.2871 | 0.12088 | 0.36334 | 0.12088 | 0.36334 | 0.28853 | 0.86726 | 0.28853 | 0.86726 | 1.5311 | 5.811 | 1.5311 | 5.811
253024-Res. Refr. Charge QI: Early Ret. | 0.23975 | 0.0022451 | 0.11864 | 174.1288 | 1741.2876 | -0.060188 | -0.60188 | 0.27656 | 0.98982 | 0.27656 | 0.98982 | 0.23439 | 0.98982 | 0.23439 | 0.98982 | 10.676 | 4.3096 | 10.676 | 4.3096
253024-Res. Refr. Charge QI: Early Ret. | 0.35963 | 0.0033676 | 0.17796 | 261.1931 | 2611.9314 | -0.090282 | -0.90282 | 0.27968 | 0.98982 | 0.27968 | 0.98982 | 0.24854 | 0.98982 | 0.24854 | 0.98982 | 11.982 | 5.3871 | 11.982 | 5.3871
253024-Res. Refr. Charge QI: Early Ret. | 0.35963 | 0.0033676 | 0.17796 | 261.1931 | 2611.9314 | -0.090282 | -0.90282 | 0.2776 | 0.98982 | 0.2776 | 0.98982 | 0.23911 | 0.98982 | 0.23911 | 0.98982 | 11.0785 | 4.6175 | 11.0785 | 4.6175
253009-Residential AC SEER 15 Early Ret. CZ 6, 7 or 8 | 0.60624 | 0.0056769 | 0.78002 | 440.3005 | 6604.5082 | -2.6769 | -40.1538 | -0.032243 | 1.0475 | -0.032243 | 1.0475 | 0.31715 | 1.0475 | 0.31715 | 1.0475 | 0.89859 | 10.9137 | 0.89859 | 10.9137
253023-Res. Refr. Charge QI: Early Ret. | 0.18412 | 0.0017241 | 0.24129 | 133.7233 | 1337.2328 | -0.11811 | -1.1811 | 0.26823 | 0.98982 | 0.26823 | 0.98982 | 0.25277 | 0.98982 | 0.25277 | 0.98982 | 8.2482 | 5.8131 | 8.2482 | 5.8131
253022-Res. Refr. Charge QI: Repl. on Failure | 0.59939 | 0.0056127 | 0.2966 | 435.3219 | 4353.219 | -0.15047 | -1.5047 | 0.27968 | 0.98982 | 0.27968 | 0.98982 | 0.24854 | 0.98982 | 0.24854 | 0.98982 | 11.982 | 5.3871 | 11.982 | 5.3871
253024-Res. Refr. Charge QI: Early Ret. | 0.23975 | 0.0022451 | 0.11864 | 174.1288 | 1741.2876 | -0.060188 | -0.60188 | 0.27656 | 0.98982 | 0.27656 | 0.98982 | 0.23439 | 0.98982 | 0.23439 | 0.98982 | 10.676 | 4.3096 | 10.676 | 4.3096
253024-Res. Refr. Charge QI: Early Ret. | 0.59939 | 0.0056127 | 0.2966 | 435.3219 | 4353.219 | -0.15047 | -1.5047 | 0.27968 | 0.98982 | 0.27968 | 0.98982 | 0.24854 | 0.98982 | 0.24854 | 0.98982 | 11.982 | 5.3871 | 11.982 | 5.3871
253024-Res. Refr. Charge QI: Early Ret. | 0.47951 | 0.0044902 | 0.23728 | 348.2575 | 3482.5752 | -0.12038 | -1.2038 | 0.27968 | 0.98982 | 0.27968 | 0.98982 | 0.24854 | 0.98982 | 0.24854 | 0.98982 | 11.982 | 5.3871 | 11.982 | 5.3871
253022-Res. Refr. Charge QI: Repl. on Failure | 0.59939 | 0.0056127 | 0.2966 | 435.3219 | 4353.219 | -0.15047 | -1.5047 | 0.27968 | 0.98982 | 0.27968 | 0.98982 | 0.24854 | 0.98982 | 0.24854 | 0.98982 | 11.982 | 5.3871 | 11.982 | 5.3871
253022-Res. Refr. Charge QI: Repl. on Failure | 0.35963 | 0.0033676 | 0.17796 | 261.1931 | 2611.9314 | -0.090282 | -0.90282 | 0.27968 | 0.98982 | 0.27968 | 0.98982 | 0.24854 | 0.98982 | 0.24854 | 0.98982 | 11.982 | 5.3871 | 11.982 | 5.3871
253022-Res. Refr. Charge QI: Repl. on Failure | 0.47951 | 0.0044902 | 0.23728 | 348.2575 | 3482.5752 | -0.12038 | -1.2038 | 0.27968 | 0.98982 | 0.27968 | 0.98982 | 0.24854 | 0.98982 | 0.24854 | 0.98982 | 11.982 | 5.3871 | 11.982 | 5.3871
253022-Res. Refr. Charge QI: Repl. on Failure | 0.47951 | 0.0044902 | 0.23728 | 348.2575 | 3482.5752 | -0.12038 | -1.2038 | 0.27968 | 0.98982 | 0.27968 | 0.98982 | 0.24854 | 0.98982 | 0.24854 | 0.98982 | 11.982 | 5.3871 | 11.982 | 5.3871
253024-Res. Refr. Charge QI: Early Ret. | 0.35963 | 0.0033676 | 0.17796 | 261.1931 | 2611.9314 | -0.090282 | -0.90282 | 0.27968 | 0.98982 | 0.27968 | 0.98982 | 0.24854 | 0.98982 | 0.24854 | 0.98982 | 11.982 | 5.3871 | 11.982 | 5.3871
253024-Res. Refr. Charge QI: Early Ret. | 0.35963 | 0.0033676 | 0.17796 | 261.1931 | 2611.9314 | -0.090282 | -0.90282 | 0.27968 | 0.98982 | 0.27968 | 0.98982 | 0.24854 | 0.98982 | 0.24854 | 0.98982 | 11.982 | 5.3871 | 11.982 | 5.3871
253024-Res. Refr. Charge QI: Early Ret. | 0.35963 | 0.0033676 | 0.17796 | 261.1931 | 2611.9314 | -0.090282 | -0.90282 | 0.27968 | 0.98982 | 0.27968 | 0.98982 | 0.24854 | 0.98982 | 0.24854 | 0.98982 | 11.982 | 5.3871 | 11.982 | 5.3871
253024-Res. Refr. Charge QI: Early Ret. | 0.35963 | 0.0033676 | 0.17796 | 261.1931 | 2611.9314 | -0.090282 | -0.90282 | 0.27968 | 0.98982 | 0.27968 | 0.98982 | 0.24854 | 0.98982 | 0.24854 | 0.98982 | 11.982 | 5.3871 | 11.982 | 5.3871
253022-Res. Refr. Charge QI: Repl. on Failure | 0.35963 | 0.0033676 | 0.17796 | 261.1931 | 2611.9314 | -0.090282 | -0.90282 | 0.27968 | 0.98982 | 0.27968 | 0.98982 | 0.24854 | 0.98982 | 0.24854 | 0.98982 | 11.982 | 5.3871 | 11.982 | 5.3871
253022-Res. Refr. Charge QI: Repl. on Failure | 0.35963 | 0.0033676 | 0.17796 | 261.1931 | 2611.9314 | -0.090282 | -0.90282 | 0.27968 | 0.98982 | 0.27968 | 0.98982 | 0.24854 | 0.98982 | 0.24854 | 0.98982 | 11.982 | 5.3871 | 11.982 | 5.3871
253022-Res. Refr. Charge QI: Repl. on Failure | 0.47951 | 0.0044902 | 0.23728 | 348.2575 | 3482.5752 | -0.12038 | -1.2038 | 0.27968 | 0.98982 | 0.27968 | 0.98982 | 0.24854 | 0.98982 | 0.24854 | 0.98982 | 11.982 | 5.3871 | 11.982 | 5.3871
253024-Res. Refr. Charge QI: Early Ret. | 0.59939 | 0.0056127 | 0.2966 | 435.3219 | 4353.219 | -0.15047 | -1.5047 | 0.27968 | 0.98982 | 0.27968 | 0.98982 | 0.24854 | 0.98982 | 0.24854 | 0.98982 | 11.982 | 5.3871 | 11.982 | 5.3871
253024-Res. Refr. Charge QI: Early Ret. | 0.59939 | 0.0056127 | 0.2966 | 435.3219 | 4353.219 | -0.15047 | -1.5047 | 0.27968 | 0.98982 | 0.27968 | 0.98982 | 0.24854 | 0.98982 | 0.24854 | 0.98982 | 11.982 | 5.3871 | 11.982 | 5.3871
253022-Res. Refr. Charge QI: Repl. on Failure | 0.35963 | 0.0033676 | 0.17796 | 261.1931 | 2611.9314 | -0.090282 | -0.90282 | 0.27968 | 0.98982 | 0.27968 | 0.98982 | 0.24854 | 0.98982 | 0.24854 | 0.98982 | 11.982 | 5.3871 | 11.982 | 5.3871
253024-Res. Refr. Charge QI: Early Ret. | 0.59939 | 0.0056127 | 0.2966 | 435.3219 | 4353.219 | -0.15047 | -1.5047 | 0.27968 | 0.98982 | 0.27968 | 0.98982 | 0.24854 | 0.98982 | 0.24854 | 0.98982 | 11.982 | 5.3871 | 11.982 | 5.3871
253024-Res. Refr. Charge QI: Early Ret. | 0.35963 | 0.0033676 | 0.17796 | 261.1931 | 2611.9314 | -0.090282 | -0.90282 | 0.27968 | 0.98982 | 0.27968 | 0.98982 | 0.24854 | 0.98982 | 0.24854 | 0.98982 | 11.982 | 5.3871 | 11.982 | 5.3871
253024-Res. Refr. Charge QI: Early Ret. | 0.23975 | 0.0022451 | 0.11864 | 174.1288 | 1741.2876 | -0.060188 | -0.60188 | 0.27968 | 0.98982 | 0.27968 | 0.98982 | 0.24854 | 0.98982 | 0.24854 | 0.98982 | 11.982 | 5.3871 | 11.982 | 5.3871
253024-Res. Refr. Charge QI: Early Ret. | 0.35963 | 0.0033676 | 0.17796 | 261.1931 | 2611.9314 | -0.090282 | -0.90282 | 0.27968 | 0.98982 | 0.27968 | 0.98982 | 0.24854 | 0.98982 | 0.24854 | 0.98982 | 11.982 | 5.3871 | 11.982 | 5.3871
253024-Res. Refr. Charge QI: Early Ret. | 0.59939 | 0.0056127 | 0.2966 | 435.3219 | 4353.219 | -0.15047 | -1.5047 | 0.27968 | 0.98982 | 0.27968 | 0.98982 | 0.24854 | 0.98982 | 0.24854 | 0.98982 | 11.982 | 5.3871 | 11.982 | 5.3871
253022-Res. Refr. Charge QI: Repl. on Failure | 0.23975 | 0.0022451 | 0.11864 | 174.1288 | 1741.2876 | -0.060188 | -0.60188 | 0.27656 | 0.98982 | 0.27656 | 0.98982 | 0.23439 | 0.98982 | 0.23439 | 0.98982 | 10.676 | 4.3096 | 10.676 | 4.3096
253022-Res. Refr. Charge QI: Repl. on Failure | 0.35963 | 0.0033676 | 0.17796 | 261.1931 | 2611.9314 | -0.090282 | -0.90282 | 0.27968 | 0.98982 | 0.27968 | 0.98982 | 0.24854 | 0.98982 | 0.24854 | 0.98982 | 11.982 | 5.3871 | 11.982 | 5.3871
253024-Res. Refr. Charge QI: Early Ret. | 0.35963 | 0.0033676 | 0.17796 | 261.1931 | 2611.9314 | -0.090282 | -0.90282 | 0.27968 | 0.98982 | 0.27968 | 0.98982 | 0.24854 | 0.98982 | 0.24854 | 0.98982 | 11.982 | 5.3871 | 11.982 | 5.3871
253018-Residential HP SEER 14 Early Ret. CZ 10, 14, or 15 | 3.0199 | 0.028279 | 0.9264 | 2193.3093 | 32899.6398 | 0 | 0 | 0.24286 | 0 | 0.24286 | 0 | 0.32635 | 0 | 0.32635 | 0 | 3.2989 | 15.7322 | 3.2989 | 15.7322
253024-Res. Refr. Charge QI: Early Ret. | 0.47951 | 0.0044902 | 0.23728 | 348.2575 | 3482.5752 | -0.12038 | -1.2038 | 0.27968 | 0.98982 | 0.27968 | 0.98982 | 0.24854 | 0.98982 | 0.24854 | 0.98982 | 11.982 | 5.3871 | 11.982 | 5.3871
253024-Res. Refr. Charge QI: Early Ret. | 0.59939 | 0.0056127 | 0.2966 | 435.3219 | 4353.219 | -0.15047 | -1.5047 | 0.27968 | 0.98982 | 0.27968 | 0.98982 | 0.24854 | 0.98982 | 0.24854 | 0.98982 | 11.982 | 5.3871 | 11.982 | 5.3871
253022-Res. Refr. Charge QI: Repl. on Failure | 0.47951 | 0.0044902 | 0.23728 | 348.2575 | 3482.5752 | -0.12038 | -1.2038 | 0.27968 | 0.98982 | 0.27968 | 0.98982 | 0.24854 | 0.98982 | 0.24854 | 0.98982 | 11.982 | 5.3871 | 11.982 | 5.3871
253024-Res. Refr. Charge QI: Early Ret. | 0.59939 | 0.0056127 | 0.2966 | 435.3219 | 4353.219 | -0.15047 | -1.5047 | 0.27968 | 0.98982 | 0.27968 | 0.98982 | 0.24854 | 0.98982 | 0.24854 | 0.98982 | 11.982 | 5.3871 | 11.982 | 5.3871
253022-Res. Refr. Charge QI: Repl. on Failure | 0.47951 | 0.0044902 | 0.23728 | 348.2575 | 3482.5752 | -0.12038 | -1.2038 | 0.27968 | 0.98982 | 0.27968 | 0.98982 | 0.24854 | 0.98982 | 0.24854 | 0.98982 | 11.982 | 5.3871 | 11.982 | 5.3871
253024-Res. Refr. Charge QI: Early Ret. | 0.59939 | 0.0056127 | 0.2966 | 435.3219 | 4353.219 | -0.15047 | -1.5047 | 0.27968 | 0.98982 | 0.27968 | 0.98982 | 0.24854 | 0.98982 | 0.24854 | 0.98982 | 11.982 | 5.3871 | 11.982 | 5.3871
253021-Res. Refr. Charge QI: Repl. on Failure CZ 6, 7 or 8 | 0.12275 | 0.0011494 | 0.16086 | 89.1489 | 891.4885 | -0.078742 | -0.78742 | 0.26535 | 0.98982 | 0.26535 | 0.98982 | 0.23969 | 0.98982 | 0.23969 | 0.98982 | 7.6512 | 4.6505 | 7.6512 | 4.6505
253021-Res. Refr. Charge QI: Repl. on Failure CZ 6, 7 or 8 | 0.12275 | 0.0011494 | 0.16086 | 89.1489 | 891.4885 | -0.078742 | -0.78742 | 0.26535 | 0.98982 | 0.26535 | 0.98982 | 0.23969 | 0.98982 | 0.23969 | 0.98982 | 7.6512 | 4.6505 | 7.6512 | 4.6505
253022-Res. Refr. Charge QI: Repl. on Failure | 0.23975 | 0.0022451 | 0.11864 | 174.1288 | 1741.2876 | -0.060188 | -0.60188 | 0.27656 | 0.98982 | 0.27656 | 0.98982 | 0.23439 | 0.98982 | 0.23439 | 0.98982 | 10.676 | 4.3096 | 10.676 | 4.3096
253024-Res. Refr. Charge QI: Early Ret. | 0.35963 | 0.0033676 | 0.17796 | 261.1931 | 2611.9314 | -0.090282 | -0.90282 | 0.27968 | 0.98982 | 0.27968 | 0.98982 | 0.24854 | 0.98982 | 0.24854 | 0.98982 | 11.982 | 5.3871 | 11.982 | 5.3871
253024-Res. Refr. Charge QI: Early Ret. | 0.47951 | 0.0044902 | 0.23728 | 348.2575 | 3482.5752 | -0.12038 | -1.2038 | 0.27968 | 0.98982 | 0.27968 | 0.98982 | 0.24854 | 0.98982 | 0.24854 | 0.98982 | 11.982 | 5.3871 | 11.982 | 5.3871
253024-Res. Refr. Charge QI: Early Ret. | 0.59939 | 0.0056127 | 0.2966 | 435.3219 | 4353.219 | -0.15047 | -1.5047 | 0.27968 | 0.98982 | 0.27968 | 0.98982 | 0.24854 | 0.98982 | 0.24854 | 0.98982 | 11.982 | 5.3871 | 11.982 | 5.3871
253023-Res. Refr. Charge QI: Early Ret. | 0.12275 | 0.0011494 | 0.16086 | 89.1489 | 891.4885 | -0.078742 | -0.78742 | 0.26535 | 0.98982 | 0.26535 | 0.98982 | 0.23969 | 0.98982 | 0.23969 | 0.98982 | 7.6512 | 4.6505 | 7.6512 | 4.6505
253022-Res. Refr. Charge QI: Repl. on Failure | 0.47951 | 0.0044902 | 0.23728 | 348.2575 | 3482.5752 | -0.12038 | -1.2038 | 0.27968 | 0.98982 | 0.27968 | 0.98982 | 0.24854 | 0.98982 | 0.24854 | 0.98982 | 11.982 | 5.3871 | 11.982 | 5.3871
253024-Res. Refr. Charge QI: Early Ret. | 0.35963 | 0.0033676 | 0.17796 | 261.1931 | 2611.9314 | -0.090282 | -0.90282 | 0.27968 | 0.98982 | 0.27968 | 0.98982 | 0.24854 | 0.98982 | 0.24854 | 0.98982 | 11.982 | 5.3871 | 11.982 | 5.3871
253022-Res. Refr. Charge QI: Repl. on Failure | 0.35963 | 0.0033676 | 0.17796 | 261.1931 | 2611.9314 | -0.090282 | -0.90282 | 0.27968 | 0.98982 | 0.27968 | 0.98982 | 0.24854 | 0.98982 | 0.24854 | 0.98982 | 11.982 | 5.3871 | 11.982 | 5.3871
253022-Res. Refr. Charge QI: Repl. on Failure | 0.35963 | 0.0033676 | 0.17796 | 261.1931 | 2611.9314 | -0.090282 | -0.90282 | 0.27968 | 0.98982 | 0.27968 | 0.98982 | 0.24854 | 0.98982 | 0.24854 | 0.98982 | 11.982 | 5.3871 | 11.982 | 5.3871
253024-Res. Refr. Charge QI: Early Ret. | 0.23975 | 0.0022451 | 0.11864 | 174.1288 | 1741.2876 | -0.060188 | -0.60188 | 0.27968 | 0.98982 | 0.27968 | 0.98982 | 0.24854 | 0.98982 | 0.24854 | 0.98982 | 11.982 | 5.3871 | 11.982 | 5.3871
253024-Res. Refr. Charge QI: Early Ret. | 0.23975 | 0.0022451 | 0.11864 | 174.1288 | 1741.2876 | -0.060188 | -0.60188 | 0.27656 | 0.98982 | 0.27656 | 0.98982 | 0.23439 | 0.98982 | 0.23439 | 0.98982 | 10.676 | 4.3096 | 10.676 | 4.3096
253022-Res. Refr. Charge QI: Repl. on Failure | 0.35963 | 0.0033676 | 0.17796 | 261.1931 | 2611.9314 | -0.090282 | -0.90282 | 0.2776 | 0.98982 | 0.2776 | 0.98982 | 0.23911 | 0.98982 | 0.23911 | 0.98982 | 11.0785 | 4.6175 | 11.0785 | 4.6175
253024-Res. Refr. Charge QI: Early Ret. | 0.47951 | 0.0044902 | 0.23728 | 348.2575 | 3482.5752 | -0.12038 | -1.2038 | 0.27968 | 0.98982 | 0.27968 | 0.98982 | 0.24854 | 0.98982 | 0.24854 | 0.98982 | 11.982 | 5.3871 | 11.982 | 5.3871
253024-Res. Refr. Charge QI: Early Ret. | 0.23975 | 0.0022451 | 0.11864 | 174.1288 | 1741.2876 | -0.060188 | -0.60188 | 0.27656 | 0.98982 | 0.27656 | 0.98982 | 0.23439 | 0.98982 | 0.23439 | 0.98982 | 10.676 | 4.3096 | 10.676 | 4.3096
253022-Res. Refr. Charge QI: Repl. on Failure | 0.35963 | 0.0033676 | 0.17796 | 261.1931 | 2611.9314 | -0.090282 | -0.90282 | 0.27968 | 0.98982 | 0.27968 | 0.98982 | 0.24854 | 0.98982 | 0.24854 | 0.98982 | 11.982 | 5.3871 | 11.982 | 5.3871
253022-Res. Refr. Charge QI: Repl. on Failure | 0.59939 | 0.0056127 | 0.2966 | 435.3219 | 4353.219 | -0.15047 | -1.5047 | 0.27968 | 0.98982 | 0.27968 | 0.98982 | 0.24854 | 0.98982 | 0.24854 | 0.98982 | 11.982 | 5.3871 | 11.982 | 5.3871

## Output
Program Summary |  | Nominal | Present Value | [5 empty] | Avoided Cost Version
Proposer Name |  | 0 | [6 empty] | 2010-05-04
Program Name |  | 0 | [6 empty] | 2010-05-04
Total Program Budget ($) |  | 128851.5073 | 118573.1984 | [5 empty] | Base Year
2009
Net Participant Cost ($) |  | 380339.2641 | 350000.1203 | [5 empty] | SDG&E 09-11 4g3.xls
Program Impacts | [9 empty] | Program Impacts (Gross)
| Annual Net kWh | Lifecycle Net kWh | Annual Net Therms | Lifecycle Net Therms | Net Jul-Sept Pk (kW) | Net Dec-Feb Pk (kW) | Net CEC (kW) | User Entered kW |  |  | Annual Gross kWh | Lifecycle Gross kWh | Annual Gross Therms | Lifecycle Gross Therms | User Entered kW
2009-2011 | 497686.4014 | 7249621.6611 | 145.3663 | 2269.4202 | 607.6107 | 14.9338 | 0 | 590.5798 |  | 2009-2011 | 740744.518 | 10834662.1794 | 220.7081 | 3424.6298 | 877.0574
2012-2015 | 0 | 0 | 0 | 0 | 0 | 0 | 0 | 0 |  | 2012-2015 | 0 | 0 | 0 | 0 | 0
2016-2019 | 0 | 0 | 0 | 0 | 0 | 0 | 0 | 0 |  | 2016-2019 | 0 | 0 | 0 | 0 | 0
Cost Effectiveness (Lifecycle Present Value Dollars)
|  | Benefits |  |  | Benefit - Cost
| Cost | Electric | Gas | Incentives | NPV | B/C Ratio | Notes
Program TRC ($) | 468573.3187 | 1296102.3199 | 1308.5374 | NA | 828837.5387 | 2.7689 | *1
Program PAC ($) | 118573.1984 | 1296102.3199 | 1308.5374 | NA | 1178837.6589 | 10.9419 | *1,2
Program RIM ($) | 118573.1984 | 1296102.3199 | 1308.5374 | NA | 1178837.6589 | 10.9419 | *1
*1 B/C Ratio is an approximation because any supply cost increases are treated as negative benefits rather than as a cost as in the Standard Practice Manual
*2 PAC benefits include environmental costs. This is to be consistent with the TRC benefits, but is not strictly consistent with the Standard Practice Manual.
Levelized Cost and Benefit (All Measures Installed through 2019)
| Discounted Savings |  |  |  | Benefit - Cost
| kWh | Therms | Cost | Benefits | NPV
TRC ($/kWh ) | 4071682.0281 |  | 0.11397 | 0.31832 | 0.20436
PAC ($/kWh) | 4071682.0281 |  | 0.028596 | 0.31832 | 0.28972
RIM ($/kWh) | 4071682.0281 |  | 0.029092 | 0.31832 | 0.28923
TRC ($/therm) |  | 1242.7281 | 0.9885 | 1.053 | 0.064453
PAC ($/therm) |  | 1242.7281 | 0.18767 | 1.053 | 0.86528
RIM ($/therm) |  | 1242.7281 | 0.096232 | 1.053 | 0.95672
Emissions Reductions | [9 empty] | Emissions Reductions (Gross)
| Electric Reductions |  |  | Gas Reductions | [6 empty] | Electric Reductions |  |  | Gas Reductions
Annual Reductions | CO2 (tons) | NOX (lbs) | PM-10 (lbs) | CO2 (tons) | NOX (lbs) |  |  |  |  | Annual Reductions | CO2 (tons) | NOX (lbs) | PM-10 (lbs) | CO2 (tons) | NOX (lbs)
2009 | 289.0243 | 79.0851 | 37.0073 | 0.85039 | 1.3374 | * annual reductions are the units |  |  |  | 2009 | 430.1297 | 117.6855 | 55.076 | 1.2911 | 2.0305 | * annual reductions are the units
2010 | 0 | 0 | 0 | 0 | 0 | implemented in the year, times |  |  |  | 2010 | 0 | 0 | 0 | 0 | 0 | implemented in the year, times
2011 | 0 | 0 | 0 | 0 | 0 | the annual emission reduction |  |  |  | 2011 | 0 | 0 | 0 | 0 | 0 | the annual emission reduction
2012 | 0 | 0 | 0 | 0 | 0 | for the measure. |  |  |  | 2012 | 0 | 0 | 0 | 0 | 0 | for the measure.
2013 | 0 | 0 | 0 | 0 | 0 |  |  |  |  | 2013 | 0 | 0 | 0 | 0 | 0
2014 | 0 | 0 | 0 | 0 | 0 |  |  |  |  | 2014 | 0 | 0 | 0 | 0 | 0
2015 | 0 | 0 | 0 | 0 | 0 |  |  |  |  | 2015 | 0 | 0 | 0 | 0 | 0
2016 | 0 | 0 | 0 | 0 | 0 |  |  |  |  | 2016 | 0 | 0 | 0 | 0 | 0
2017 | 0 | 0 | 0 | 0 | 0 |  |  |  |  | 2017 | 0 | 0 | 0 | 0 | 0
2018 | 0 | 0 | 0 | 0 | 0 |  |  |  |  | 2018 | 0 | 0 | 0 | 0 | 0
2019 | 0 | 0 | 0 | 0 | 0 |  |  |  |  | 2019 | 0 | 0 | 0 | 0 | 0
Total Annual | 289.0243 | 79.0851 | 37.0073 | 0.85039 | 1.3374 |  |  |  |  | Total Annual | 430.1297 | 117.6855 | 55.076 | 1.2911 | 2.0305
Lifecycle Reductions | [9 empty] | Lifecycle Reductions
2009 | 4209.8629 | 1151.8824 | 539.0469 | 13.2761 | 20.8787 |  |  |  |  | 2009 | 6291.0465 | 1721.1874 | 805.547 | 20.0341 | 31.5066
2010 | 0 | 0 | 0 | 0 | 0 |  |  |  |  | 2010 | 0 | 0 | 0 | 0 | 0
2011 | 0 | 0 | 0 | 0 | 0 |  |  |  |  | 2011 | 0 | 0 | 0 | 0 | 0
2012 | 0 | 0 | 0 | 0 | 0 |  |  |  |  | 2012 | 0 | 0 | 0 | 0 | 0
2013 | 0 | 0 | 0 | 0 | 0 |  |  |  |  | 2013 | 0 | 0 | 0 | 0 | 0
2014 | 0 | 0 | 0 | 0 | 0 |  |  |  |  | 2014 | 0 | 0 | 0 | 0 | 0
2015 | 0 | 0 | 0 | 0 | 0 |  |  |  |  | 2015 | 0 | 0 | 0 | 0 | 0
2016 | 0 | 0 | 0 | 0 | 0 |  |  |  |  | 2016 | 0 | 0 | 0 | 0 | 0
2017 | 0 | 0 | 0 | 0 | 0 |  |  |  |  | 2017 | 0 | 0 | 0 | 0 | 0
2018 | 0 | 0 | 0 | 0 | 0 |  |  |  |  | 2018 | 0 | 0 | 0 | 0 | 0
2019 | 0 | 0 | 0 | 0 | 0 |  |  |  |  | 2019 | 0 | 0 | 0 | 0 | 0
Total Lifecycle | 4209.8629 | 1151.8824 | 539.0469 | 13.2761 | 20.8787 |  |  |  |  | Total Lifecycle | 6291.0465 | 1721.1874 | 805.547 | 20.0341 | 31.5066
Reductions based on total annual installations | [9 empty] | Reductions based on total annual installations (Gross)
| Annual Net kWh | Lifecycle Net kWh | Annual Net Therms | Lifecycle Net Therms | Net July-Sept Peak (kW) | Net Dec-Feb (kW) |  | User Entered kW | Net Annual NCP (kW) |  | Annual Gross kWh | Lifecycle Gross kWh | Annual Gross Therms | Lifecycle Gross Therms | User Entered kW
2009 | 497686.4014 | 7249621.6611 | 145.3663 | 2269.4202 | 607.6107 | 14.9338 |  | 590.5798 | 0 | 2009 | 740744.518 | 10834662.1794 | 220.7081 | 3424.6298 | 877.0574
2010 | 0 | 0 | 0 | 0 | 0 | 0 |  | 0 | 1211.9227 | 2010 | 0 | 0 | 0 | 0 | 0
2011 | 0 | 0 | 0 | 0 | 0 | 0 |  | 0 | 0 | 2011 | 0 | 0 | 0 | 0 | 0
2012 | 0 | 0 | 0 | 0 | 0 | 0 |  | 0 | 0 | 2012 | 0 | 0 | 0 | 0 | 0
2013 | 0 | 0 | 0 | 0 | 0 | 0 |  | 0 | 0 | 2013 | 0 | 0 | 0 | 0 | 0
2014 | 0 | 0 | 0 | 0 | 0 | 0 |  | 0 | 0 | 2014 | 0 | 0 | 0 | 0 | 0
2015 | 0 | 0 | 0 | 0 | 0 | 0 |  | 0 | 0 | 2015 | 0 | 0 | 0 | 0 | 0
2016 | 0 | 0 | 0 | 0 | 0 | 0 |  | 0 | 0 | 2016 | 0 | 0 | 0 | 0 | 0
2017 | 0 | 0 | 0 | 0 | 0 | 0 |  | 0 | 0 | 2017 | 0 | 0 | 0 | 0 | 0
2018 | 0 | 0 | 0 | 0 | 0 | 0 |  | 0 | 0 | 2018 | 0 | 0 | 0 | 0 | 0
2019 | 0 | 0 | 0 | 0 | 0 | 0 |  | 0 | 0 | 2019 | 0 | 0 | 0 | 0 | 0
Total | 497686.4014 | 7249621.6611 | 145.3663 | 2269.4202 | 607.6107 | 14.9338 |  | 590.5798 | 1211.9227 | Total | 740744.518 | 10834662.1794 | 220.7081 | 3424.6298 | 877.0574
Net Impacts by Sector (All Measures Installed through 2019)
| Annual Net kWh | Lifecycle Net kWh | Annual Net Therms | Lifecycle Net Therms | Net July-Sept Peak (kW) | Net Dec-Feb (kW) |  | User Entered kW | TRC Lifecycle Net Benefits* ($)
Total | 497686.4014 | 7249621.6611 | 145.3663 | 2269.4202 | 607.6107 | 14.9338 |  | 590.5798 | 828837.5387
RES | 0 | 0 | 0 | 0 | 0 | 0 |  | 0 | 0
NON_RES | 0 | 0 | 0 | 0 | 0 | 0 |  | 0 | 0
Residential | 424518.3777 | 6152101.3061 | 145.3663 | 2269.4202 | 584.5103 | 5.4734 |  | 542.736 | 875420.9705
Commercial | 73168.0237 | 1097520.3551 | 0 | 0 | 23.1004 | 9.4604 |  | 47.8438 | -46583.4318
Industrial | 0 | 0 | 0 | 0 | 0 | 0 |  | 0 | 0
Agricultural | 0 | 0 | 0 | 0 | 0 | 0 |  | 0 | 0
Not Used | 0 | 0 | 0 | 0 | 0 | 0 |  | 0 | 0
0 | 0 | 0 | 0 | 0 | 0 | 0 |  | 0 | 0
0 | 0 | 0 | 0 | 0 | 0 | 0 |  | 0 | 0
0 | 0 | 0 | 0 | 0 | 0 | 0 |  | 0 | 0
0 | 0 | 0 | 0 | 0 | 0 | 0 |  | 0 | 0
0 | 0 | 0 | 0 | 0 | 0 | 0 |  | 0 | 0
0 |  |  | 0 |  |  |  |  | 0 | 0
0 |  |  | 0 |  |  |  |  | 0 | 0
0 |  |  | 0 |  |  |  |  | 0 | 0
0 |  |  | 0 |  |  |  |  | 0 | 0
0 |  |  | 0 |  |  |  |  | 0 | 0
0 |  |  | 0 |  |  |  |  | 0 | 0
0 |  |  | 0 |  |  |  |  | 0 | 0
0 |  |  | 0 |  |  |  |  | 0 | 0
0 |  |  | 0 |  |  |  |  | 0 | 0
0 |  |  | 0 |  |  |  |  | 0 | 0
0 |  |  | 0 |  |  |  |  | 0 | 0
Other and unspecified | -1.4552e-09 | -2.2352e-08 | 0 | 0 | 0 | -3.5527e-14 | 0 | 2.5011e-12 | 0
* Include program-level and admin costs allocated based to total gas and electric programs at the measure level.
Net Impacts by CPUC End Use Categories (All Measures Installed through 2019)
| Annual Net kWh | Lifecycle Net kWh | Annual Net Therms | Lifecycle Net Therms | Net July-Sept Peak (kW) | Net Dec-Feb Pk (kW) |  | User Entered kW | TRC Lifecycle Net Benefits* ($)
Total | 497686.4014 | 7249621.6611 | 145.3663 | 2269.4202 | 607.6107 | 14.9338 |  | 590.5798 | 828837.5387
Clothes Dryer | 0 | 0 | 0 | 0 | 0 | 0 |  | 0 | 0
Clothes Washer | 0 | 0 | 0 | 0 | 0 | 0 |  | 0 | 0
Consumer Electronics | 0 | 0 | 0 | 0 | 0 | 0 |  | 0 | 0
Cooking | 0 | 0 | 0 | 0 | 0 | 0 |  | 0 | 0
Dishwasher | 0 | 0 | 0 | 0 | 0 | 0 |  | 0 | 0
Other Appliance | 0 | 0 | 0 | 0 | 0 | 0 |  | 0 | 0
Office Equipment | 0 | 0 | 0 | 0 | 0 | 0 |  | 0 | 0
Building shell | 0 | 0 | 0 | 0 | 0 | 0 |  | 0 | 0
Space Cooling | 494037.1397 | 7194882.7361 | 145.3663 | 2269.4202 | 607.1332 | 14.4984 |  | 589.161 | 827289.0551
Space Heating | 0 | 0 | 0 | 0 | 0 | 0 |  | 0 | 0
Ventilation | 3649.2617 | 54738.9251 | 0 | 0 | 0.47751 | 0.43538 |  | 1.4188 | 1548.4835
Interior Lighting | 0 | 0 | 0 | 0 | 0 | 0 |  | 0 | 0
Exterior Lighting | 0 | 0 | 0 | 0 | 0 | 0 |  | 0 | 0
Daylighting | 0 | 0 | 0 | 0 | 0 | 0 |  | 0 | 0
Motors | 0 | 0 | 0 | 0 | 0 | 0 |  | 0 | 0
Process | 0 | 0 | 0 | 0 | 0 | 0 |  | 0 | 0
Compressed Air | 0 | 0 | 0 | 0 | 0 | 0 |  | 0 | 0
Food Processor | 0 | 0 | 0 | 0 | 0 | 0 |  | 0 | 0
Refrigeration | 0 | 0 | 0 | 0 | 0 | 0 |  | 0 | 0
Freezers | 0 | 0 | 0 | 0 | 0 | 0 |  | 0 | 0
Pumps | 0 | 0 | 0 | 0 | 0 | 0 |  | 0 | 0
Pool Pump | 0 | 0 | 0 | 0 | 0 | 0 |  | 0 | 0
Domestic Hot Water | 0 | 0 | 0 | 0 | 0 | 0 |  | 0 | 0
Water Heating | 0 | 0 | 0 | 0 | 0 | 0 |  | 0 | 0
Other and unspecified | 0 | 0 | 0 | 0 | 0 | 0 | 0 | 0 | 0
* Include program-level and admin costs allocated based to total gas and electric programs at the measure level.
Net Impacts by Climate Zone (All Measures Installed through 2016)
| Annual Net kWh | Lifecycle Net kWh | Annual Net Therms | Lifecycle Net Therms | Net July-Sept Peak (kW) | Net dec-Feb Pk (kW) |  | User Entered kW | TRC Lifecycle Net Benefits* ($)
Total | 497686.4014 | 7249621.6611 | 145.3663 | 2269.4202 | 607.6107 | 14.9338 |  | 590.5798 | 828837.5387
7 | 0 | 0 | 0 | 0 | 0 | 0 |  | 0 | 0
10 | 0 | 0 | 0 | 0 | 0 | 0 |  | 0 | 0
14 | 0 | 0 | 0 | 0 | 0 | 0 |  | 0 | 0
15 | 0 | 0 | 0 | 0 | 0 | 0 |  | 0 | 0
System | 497686.4014 | 7249621.6611 | 145.3663 | 2269.4202 | 607.6107 | 14.9338 |  | 590.5798 | 828837.5387
0 | 0 | 0 | 0 | 0 | 0 | 0 |  | 0
0 | 0 | 0 | 0 | 0 | 0 | 0 |  | 0
0 | 0 | 0 | 0 | 0 | 0 | 0 |  | 0
0 | 0 | 0 | 0 | 0 | 0 | 0 |  | 0
0 | 0 | 0 | 0 | 0 | 0 | 0 |  | 0
0 | 0 | 0 | 0 | 0 | 0 | 0 |  | 0
* Include program-level and admin costs allocated based to total gas and electric programs at the measure level.
Persistent reductions in the summer (3rd Qtr) or winter (4th Qtr) of each year
| Net Juy-Sept Peak (kW) | Net Annual Dec-Feb (kW)
2009 | 0 | 14.9338
2010 | 607.6107 | 14.9338
2011 | 607.6107 | 14.9338
2012 | 607.6107 | 14.9338
2013 | 607.6107 | 14.9338
2014 | 607.6107 | 14.9338
2015 | 607.6107 | 14.9338
2016 | 607.6107 | 14.9338
2017 | 607.6107 | 14.9338
2018 | 607.6107 | 14.9338
2019 | 607.6107 | 14.3777
2020 | 548.2192 | 14.3777
Monthly Impacts
First Year for Impact Table: | 2009
| Quarter | Monthly Five Hour Avg or TOU Peak | Net Monthly NCP (kW) |  | Monthly Net kWh | Monthly Net Therms
2009-01-01 | 1 | 0 | 0 |  | 0 | 0
2009-02-01 | 1 | 0 | 0 |  | 0 | 0
2009-03-01 | 1 | 0 | 0 |  | 0 | 0
2009-04-01 | 2 | 0 | 0 |  | 0 | 0
2009-05-01 | 2 | 0 | 0 |  | 0 | 0
2009-06-01 | 2 | 0 | 0 |  | 0 | 0
2009-07-01 | 3 | 0 | 0 |  | 0 | 0
2009-08-01 | 3 | 0 | 0 |  | 0 | 0
2009-09-01 | 3 | 0 | 0 |  | 0 | 0
2009-10-01 | 4 | 0 | 0 |  | 0 | 0
2009-11-01 | 4 | 0 | 0 |  | 0 | 0
2009-12-01 | 4 | 0 | 0 |  | 0 | 0
2010-01-01 | 5 | 14.9338 | 17.2521 |  | 11167.5466 | 24.2277
2010-02-01 | 5 | 14.9338 | 17.2521 |  | 11167.5466 | 24.2277
2010-03-01 | 5 | 14.9338 | 17.2521 |  | 11167.5466 | 24.2277
2010-04-01 | 6 | 14.9338 | 17.2521 |  | 11167.5466 | 0
2010-05-01 | 6 | 607.6107 | 1211.9227 |  | 83902.715 | 0
2010-06-01 | 6 | 607.6107 | 1211.9227 |  | 83902.715 | 0
2010-07-01 | 7 | 607.6107 | 1211.9227 |  | 83902.715 | 0
2010-08-01 | 7 | 607.6107 | 1211.9227 |  | 83902.715 | 0
2010-09-01 | 7 | 607.6107 | 1211.9227 |  | 83902.715 | 0
2010-10-01 | 8 | 14.9338 | 17.2521 |  | 11167.5466 | 24.2277
2010-11-01 | 8 | 14.9338 | 17.2521 |  | 11167.5466 | 24.2277
2010-12-01 | 8 | 14.9338 | 17.2521 |  | 11167.5466 | 24.2277
2011-01-01 | 9 | 14.9338 | 17.2521 |  | 11167.5466 | 24.2277
2011-02-01 | 9 | 14.9338 | 17.2521 |  | 11167.5466 | 24.2277
2011-03-01 | 9 | 14.9338 | 17.2521 |  | 11167.5466 | 24.2277
2011-04-01 | 10 | 14.9338 | 17.2521 |  | 11167.5466 | 0
2011-05-01 | 10 | 607.6107 | 1211.9227 |  | 83902.715 | 0
2011-06-01 | 10 | 607.6107 | 1211.9227 |  | 83902.715 | 0
2011-07-01 | 11 | 607.6107 | 1211.9227 |  | 83902.715 | 0
2011-08-01 | 11 | 607.6107 | 1211.9227 |  | 83902.715 | 0
2011-09-01 | 11 | 607.6107 | 1211.9227 |  | 83902.715 | 0
2011-10-01 | 12 | 14.9338 | 17.2521 |  | 11167.5466 | 24.2277
2011-11-01 | 12 | 14.9338 | 17.2521 |  | 11167.5466 | 24.2277
2011-12-01 | 12 | 14.9338 | 17.2521 |  | 11167.5466 | 24.2277
2012-01-01 | 13 | 14.9338 | 17.2521 |  | 11167.5466 | 24.2277
2012-02-01 | 13 | 14.9338 | 17.2521 |  | 11167.5466 | 24.2277
2012-03-01 | 13 | 14.9338 | 17.2521 |  | 11167.5466 | 24.2277
2012-04-01 | 14 | 14.9338 | 17.2521 |  | 11167.5466 | 0
2012-05-01 | 14 | 607.6107 | 1211.9227 |  | 83902.715 | 0
2012-06-01 | 14 | 607.6107 | 1211.9227 |  | 83902.715 | 0
2012-07-01 | 15 | 607.6107 | 1211.9227 |  | 83902.715 | 0
2012-08-01 | 15 | 607.6107 | 1211.9227 |  | 83902.715 | 0
2012-09-01 | 15 | 607.6107 | 1211.9227 |  | 83902.715 | 0
2012-10-01 | 16 | 14.9338 | 17.2521 |  | 11167.5466 | 24.2277
2012-11-01 | 16 | 14.9338 | 17.2521 |  | 11167.5466 | 24.2277
2012-12-01 | 16 | 14.9338 | 17.2521 |  | 11167.5466 | 24.2277
2013-01-01 | 17 | 14.9338 | 17.2521 |  | 11167.5466 | 24.2277
2013-02-01 | 17 | 14.9338 | 17.2521 |  | 11167.5466 | 24.2277
2013-03-01 | 17 | 14.9338 | 17.2521 |  | 11167.5466 | 24.2277
2013-04-01 | 18 | 14.9338 | 17.2521 |  | 11167.5466 | 0
2013-05-01 | 18 | 607.6107 | 1211.9227 |  | 83902.715 | 0
2013-06-01 | 18 | 607.6107 | 1211.9227 |  | 83902.715 | 0
2013-07-01 | 19 | 607.6107 | 1211.9227 |  | 83902.715 | 0
2013-08-01 | 19 | 607.6107 | 1211.9227 |  | 83902.715 | 0
2013-09-01 | 19 | 607.6107 | 1211.9227 |  | 83902.715 | 0
2013-10-01 | 20 | 14.9338 | 17.2521 |  | 11167.5466 | 24.2277
2013-11-01 | 20 | 14.9338 | 17.2521 |  | 11167.5466 | 24.2277
2013-12-01 | 20 | 14.9338 | 17.2521 |  | 11167.5466 | 24.2277
2014-01-01 | 21 | 14.9338 | 17.2521 |  | 11167.5466 | 24.2277
2014-02-01 | 21 | 14.9338 | 17.2521 |  | 11167.5466 | 24.2277
2014-03-01 | 21 | 14.9338 | 17.2521 |  | 11167.5466 | 24.2277
2014-04-01 | 22 | 14.9338 | 17.2521 |  | 11167.5466 | 0
2014-05-01 | 22 | 607.6107 | 1211.9227 |  | 83902.715 | 0
2014-06-01 | 22 | 607.6107 | 1211.9227 |  | 83902.715 | 0
2014-07-01 | 23 | 607.6107 | 1211.9227 |  | 83902.715 | 0
2014-08-01 | 23 | 607.6107 | 1211.9227 |  | 83902.715 | 0
2014-09-01 | 23 | 607.6107 | 1211.9227 |  | 83902.715 | 0
2014-10-01 | 24 | 14.9338 | 17.2521 |  | 11167.5466 | 24.2277
2014-11-01 | 24 | 14.9338 | 17.2521 |  | 11167.5466 | 24.2277
2014-12-01 | 24 | 14.9338 | 17.2521 |  | 11167.5466 | 24.2277
2015-01-01 | 25 | 14.9338 | 17.2521 |  | 11167.5466 | 24.2277
2015-02-01 | 25 | 14.9338 | 17.2521 |  | 11167.5466 | 24.2277
2015-03-01 | 25 | 14.9338 | 17.2521 |  | 11167.5466 | 24.2277
2015-04-01 | 26 | 14.9338 | 17.2521 |  | 11167.5466 | 0
2015-05-01 | 26 | 607.6107 | 1211.9227 |  | 83902.715 | 0
2015-06-01 | 26 | 607.6107 | 1211.9227 |  | 83902.715 | 0
2015-07-01 | 27 | 607.6107 | 1211.9227 |  | 83902.715 | 0
2015-08-01 | 27 | 607.6107 | 1211.9227 |  | 83902.715 | 0
2015-09-01 | 27 | 607.6107 | 1211.9227 |  | 83902.715 | 0
2015-10-01 | 28 | 14.9338 | 17.2521 |  | 11167.5466 | 24.2277
2015-11-01 | 28 | 14.9338 | 17.2521 |  | 11167.5466 | 24.2277
2015-12-01 | 28 | 14.9338 | 17.2521 |  | 11167.5466 | 24.2277
2016-01-01 | 29 | 14.9338 | 17.2521 |  | 11167.5466 | 24.2277
2016-02-01 | 29 | 14.9338 | 17.2521 |  | 11167.5466 | 24.2277
2016-03-01 | 29 | 14.9338 | 17.2521 |  | 11167.5466 | 24.2277
2016-04-01 | 30 | 14.9338 | 17.2521 |  | 11167.5466 | 0
2016-05-01 | 30 | 607.6107 | 1211.9227 |  | 83902.715 | 0
2016-06-01 | 30 | 607.6107 | 1211.9227 |  | 83902.715 | 0
2016-07-01 | 31 | 607.6107 | 1211.9227 |  | 83902.715 | 0
2016-08-01 | 31 | 607.6107 | 1211.9227 |  | 83902.715 | 0
2016-09-01 | 31 | 607.6107 | 1211.9227 |  | 83902.715 | 0
2016-10-01 | 32 | 14.9338 | 17.2521 |  | 11167.5466 | 24.2277
2016-11-01 | 32 | 14.9338 | 17.2521 |  | 11167.5466 | 24.2277
2016-12-01 | 32 | 14.9338 | 17.2521 |  | 11167.5466 | 24.2277
2017-01-01 | 33 | 14.9338 | 17.2521 |  | 11167.5466 | 24.2277
2017-02-01 | 33 | 14.9338 | 17.2521 |  | 11167.5466 | 24.2277
2017-03-01 | 33 | 14.9338 | 17.2521 |  | 11167.5466 | 24.2277
2017-04-01 | 34 | 14.9338 | 17.2521 |  | 11167.5466 | 0
2017-05-01 | 34 | 607.6107 | 1211.9227 |  | 83902.715 | 0
2017-06-01 | 34 | 607.6107 | 1211.9227 |  | 83902.715 | 0
2017-07-01 | 35 | 607.6107 | 1211.9227 |  | 83902.715 | 0
2017-08-01 | 35 | 607.6107 | 1211.9227 |  | 83902.715 | 0
2017-09-01 | 35 | 607.6107 | 1211.9227 |  | 83902.715 | 0
2017-10-01 | 36 | 14.9338 | 17.2521 |  | 11167.5466 | 24.2277
2017-11-01 | 36 | 14.9338 | 17.2521 |  | 11167.5466 | 24.2277
2017-12-01 | 36 | 14.9338 | 17.2521 |  | 11167.5466 | 24.2277
2018-01-01 | 37 | 14.9338 | 17.2521 |  | 11167.5466 | 24.2277
2018-02-01 | 37 | 14.9338 | 17.2521 |  | 11167.5466 | 24.2277
2018-03-01 | 37 | 14.9338 | 17.2521 |  | 11167.5466 | 24.2277
2018-04-01 | 38 | 14.9338 | 17.2521 |  | 11167.5466 | 0
2018-05-01 | 38 | 607.6107 | 1211.9227 |  | 83902.715 | 0
2018-06-01 | 38 | 607.6107 | 1211.9227 |  | 83902.715 | 0
2018-07-01 | 39 | 607.6107 | 1211.9227 |  | 83902.715 | 0
2018-08-01 | 39 | 607.6107 | 1211.9227 |  | 83902.715 | 0
2018-09-01 | 39 | 607.6107 | 1211.9227 |  | 83902.715 | 0
2018-10-01 | 40 | 14.9338 | 17.2521 |  | 11167.5466 | 24.2277
2018-11-01 | 40 | 14.9338 | 17.2521 |  | 11167.5466 | 24.2277
2018-12-01 | 40 | 14.9338 | 17.2521 |  | 11167.5466 | 24.2277
2019-01-01 | 41 | 14.9338 | 17.2521 |  | 11167.5466 | 24.2277
2019-02-01 | 41 | 14.9338 | 17.2521 |  | 11167.5466 | 24.2277
2019-03-01 | 41 | 14.9338 | 17.2521 |  | 11167.5466 | 24.2277
2019-04-01 | 42 | 14.9338 | 17.2521 |  | 11167.5466 | 0
2019-05-01 | 42 | 607.6107 | 1211.9227 |  | 83902.715 | 0
2019-06-01 | 42 | 607.6107 | 1211.9227 |  | 83902.715 | 0
2019-07-01 | 43 | 607.6107 | 1211.9227 |  | 83902.715 | 0
2019-08-01 | 43 | 607.6107 | 1211.9227 |  | 83902.715 | 0
2019-09-01 | 43 | 607.6107 | 1211.9227 |  | 83902.715 | 0
2019-10-01 | 44 | 14.9338 | 17.2521 |  | 11167.5466 | 24.2277
2019-11-01 | 44 | 14.9338 | 17.2521 |  | 11167.5466 | 24.2277
2019-12-01 | 44 | 14.9338 | 17.2521 |  | 11167.5466 | 24.2277

## Input
| SDG&E 09-11 4g3.xls |  |  |  | Program Budget ($) |  |  | NPV Factor for lump-sum admin costs: | 100%
a. Administrative Costs
| Proposer General Information |  |  |  | a.i. Overhead and G&A |  | d. Incentives and Rebates ($) | Nominal | NPV
| Proposer Name |  |  |  | a.ii. Other Admin costs |  | d.i. User Input Incentive |  | 0 | Note: User Input Incentives are treated like Admin costs and are NOT adjusted by the net to gross ratio in the TRC test.
| Program Name |  |  |  | b. Marketing/Outreach |  | d.ii. Rebate | 0 | 0
| Service Territory |  | SDG&E |  | c. Direct Implementation (non incentive) |  | d.iii. Direct Install Labor | 0 | 0
| First Year of Program Implementation |  |  | 2009 | c.i. Activity |  | d.iv. Direct Install Materials | 0 | 0
| Contact Information |  |  |  | c.ii. Installation |  | d.v. Upstream payments | 128851.5073 | 118573.1984
| Name |  |  |  | c.iii. Hardware & Materials |  | Subtotal Direct Install | 128851.5073 | 118573.1984
| Address |  |  |  | c.iv. Rebate Processing and Inspection | [41 empty] | Formulas for spreading annual installations to quarters
| ZIP code |  |  |  | d. Total Incentives and Rebates | 128851.5073 | [40 empty] | 0 | 0 | 0 | 0 | 0 | 0 | 0 | 0 | 0 | 0 | 0 | 0 | 0 | 0 | 0 | 0 | 0 | 0 | 0 | 0 | 0 | 0 | 0 | 0 | 0 | 0 | 0 | 0 | 0 | 0 | 0 | 0 | 0 | 0 | 0 | 0 | 0 | 0 | 0 | 0 | 0 | 0 | 0 | 0
| Telephone |  |  |  | e. EM&V |  | f. Costs recovered from other sources |  | 0
| Email |  |  |  | Total | 128851.5073 | Program Budget w/ Other Costs (a to f) | 128851.5073 | 118573.1984
Quarterly Installation Schedule
| Program Inputs | [10 empty] | Transfer | Admin | Admin | Admin | Participant | [8 empty] | Placeholders, not currently used | [10 empty] | Annual Installation Schedule | [10 empty] | 2009 |  |  |  | 2010 |  |  |  | 2011 |  |  |  | 2012 |  |  |  | 2013 |  |  |  | 2014 |  |  |  | 2015 |  |  |  | 2016 |  |  |  | 2017 |  |  |  | 2018 |  |  |  | 2019
| Measure Name | DEER RunID | Climate Zone | Target sector | Measure Electric End Use Shape | CZ, Sector, Measure combination found? | Measure Type (To Look up Measure Life) | Program Type (To look up Net-to-gross Ratio) | Unit Definition (e.g. homes) | Program Type (NEW/ROB or Early Repl(RET)) | Gross Measure Cost ($/unit) | Rebate to end use customer or its assignee ($/unit) | Incentives to entities other than the end use customer or its assignee($/unit) | Direct Install Labor ($/unit) | Direct Install Material ($/unit) | Participant cost ($/unit) | Gross Unit Annual Electricity Savings (kwh/unit) | Electric Rate Schedule | Demand Scaler | User Entered kW Savings per unit (kW/unit) | Gross Unit Annual Gas Savings (therm/unit) | Gas Sector | Gas Rate Schedule | Gas Savings Profile | Avg remaining life on replaced units (yrs) | Early retrofit incremental kWh savings (kWh/unit) | Early retrofit incremental kW savings (kW/unit) | Early retrofit incremental Th savings (Th/unit) | Combustion Type | Effective Useful Life (years) | Net-to-Gross Ratio | Net-to-Gross Ratio - kW | Net-to-Gross Ratio - Therms | Net-to-Gross Ratio - Costs | % Eligible for TOU AC adjustment | 2009 | 2010 | 2011 | 2012 | 2013 | 2014 | 2015 | 2016 | 2017 | 2018 | 2019 | Qtr 1 | Qtr 2 | Qtr 3 | Qtr 4 | Qtr 1 | Qtr 2 | Qtr 3 | Qtr 4 | Qtr 1 | Qtr 2 | Qtr 3 | Qtr 4 | Qtr 1 | Qtr 2 | Qtr 3 | Qtr 4 | Qtr 1 | Qtr 2 | Qtr 3 | Qtr 4 | Qtr 1 | Qtr 2 | Qtr 3 | Qtr 4 | Qtr 1 | Qtr 2 | Qtr 3 | Qtr 4 | Qtr 1 | Qtr 2 | Qtr 3 | Qtr 4 | Qtr 1 | Qtr 2 | Qtr 3 | Qtr 4 | Qtr 1 | Qtr 2 | Qtr 3 | Qtr 4 | Qtr 1 | Qtr 2 | Qtr 3 | Qtr 4 | Total Number of Units | Comments
0 | 253101-Packaged Terminal AC Early Retirement |  | System | Commercial | 11-HTL-Lodging–Hotel(GuestRooms)-COOL | 0 |  |  |  |  | 273.9377 | 0 | 118.4211 | 0 | 0 | 155.5166 | 0 |  | kWh | 0 | 0 | Commercial | [7 empty] | 15 | 0.5 |  |  |  | 1 | 0.95 | 0 | 0 | 0 | 0 | 0 | 0 | 0 | 0 | 0 | 0 | 2009 Qtr 1: 0; 2009 Qtr 2: 0; 2009 Qtr 3: 0; 2009 Qtr 4: 0.95; 2010 Qtr 1: 0; 2010 Qtr 2: 0; 2010 Qtr 3: 0; 2010 Qtr 4: 0; 2011 Qtr 1: 0; 2011 Qtr 2: 0; 2011 Qtr 3: 0; 2011 Qtr 4: 0 | 0.95
0 | 253101-Packaged Terminal AC Early Retirement |  | System | Commercial | 11-HTL-Lodging–Hotel(GuestRooms)-COOL | 0 |  |  |  |  | 273.9377 | 0 | 118.4211 | 0 | 0 | 155.5166 | 0 |  | kWh | 0 | 0 | Commercial | [7 empty] | 15 | 0.5 |  |  |  | 1 | 0.95 | 0 | 0 | 0 | 0 | 0 | 0 | 0 | 0 | 0 | 0 | 2009 Qtr 1: 0; 2009 Qtr 2: 0; 2009 Qtr 3: 0; 2009 Qtr 4: 0.95; 2010 Qtr 1: 0; 2010 Qtr 2: 0; 2010 Qtr 3: 0; 2010 Qtr 4: 0; 2011 Qtr 1: 0; 2011 Qtr 2: 0; 2011 Qtr 3: 0; 2011 Qtr 4: 0 | 0.95
0 | 253101-Packaged Terminal AC Early Retirement |  | System | Commercial | 11-HTL-Lodging–Hotel(GuestRooms)-COOL | 0 |  |  |  |  | 273.9377 | 0 | 118.4211 | 0 | 0 | 155.5166 | 0 |  | kWh | 0 | 0 | Commercial | [7 empty] | 15 | 0.5 |  |  |  | 1 | 0.95 | 0 | 0 | 0 | 0 | 0 | 0 | 0 | 0 | 0 | 0 | 2009 Qtr 1: 0; 2009 Qtr 2: 0; 2009 Qtr 3: 0; 2009 Qtr 4: 0.95; 2010 Qtr 1: 0; 2010 Qtr 2: 0; 2010 Qtr 3: 0; 2010 Qtr 4: 0; 2011 Qtr 1: 0; 2011 Qtr 2: 0; 2011 Qtr 3: 0; 2011 Qtr 4: 0 | 0.95
0 | 253101-Packaged Terminal AC Early Retirement |  | System | Commercial | 11-HTL-Lodging–Hotel(GuestRooms)-COOL | 0 |  |  |  |  | 273.9377 | 0 | 118.4211 | 0 | 0 | 155.5166 | 0 |  | kWh | 0 | 0 | Commercial | [7 empty] | 15 | 0.5 |  |  |  | 1 | 0.95 | 0 | 0 | 0 | 0 | 0 | 0 | 0 | 0 | 0 | 0 | 2009 Qtr 1: 0; 2009 Qtr 2: 0; 2009 Qtr 3: 0; 2009 Qtr 4: 0.95; 2010 Qtr 1: 0; 2010 Qtr 2: 0; 2010 Qtr 3: 0; 2010 Qtr 4: 0; 2011 Qtr 1: 0; 2011 Qtr 2: 0; 2011 Qtr 3: 0; 2011 Qtr 4: 0 | 0.95
0 | 253101-Packaged Terminal AC Early Retirement |  | System | Commercial | 11-HTL-Lodging–Hotel(GuestRooms)-COOL | 0 |  |  |  |  | 273.9377 | 0 | 118.4211 | 0 | 0 | 155.5166 | 0 |  | kWh | 0 | 0 | Commercial | [7 empty] | 15 | 0.5 |  |  |  | 1 | 0.95 | 0 | 0 | 0 | 0 | 0 | 0 | 0 | 0 | 0 | 0 | 2009 Qtr 1: 0; 2009 Qtr 2: 0; 2009 Qtr 3: 0; 2009 Qtr 4: 0.95; 2010 Qtr 1: 0; 2010 Qtr 2: 0; 2010 Qtr 3: 0; 2010 Qtr 4: 0; 2011 Qtr 1: 0; 2011 Qtr 2: 0; 2011 Qtr 3: 0; 2011 Qtr 4: 0 | 0.95
0 | 253101-Packaged Terminal AC Early Retirement |  | System | Commercial | 11-HTL-Lodging–Hotel(GuestRooms)-COOL | 0 |  |  |  |  | 273.9377 | 0 | 118.4211 | 0 | 0 | 155.5166 | 0 |  | kWh | 0 | 0 | Commercial | [7 empty] | 15 | 0.5 |  |  |  | 1 | 0.95 | 0 | 0 | 0 | 0 | 0 | 0 | 0 | 0 | 0 | 0 | 2009 Qtr 1: 0; 2009 Qtr 2: 0; 2009 Qtr 3: 0; 2009 Qtr 4: 0.95; 2010 Qtr 1: 0; 2010 Qtr 2: 0; 2010 Qtr 3: 0; 2010 Qtr 4: 0; 2011 Qtr 1: 0; 2011 Qtr 2: 0; 2011 Qtr 3: 0; 2011 Qtr 4: 0 | 0.95
0 | 253101-Packaged Terminal AC Early Retirement |  | System | Commercial | 11-HTL-Lodging–Hotel(GuestRooms)-COOL | 0 |  |  |  |  | 273.9377 | 0 | 118.4211 | 0 | 0 | 155.5166 | 0 |  | kWh | 0 | 0 | Commercial | [7 empty] | 15 | 0.5 |  |  |  | 1 | 0.95 | 0 | 0 | 0 | 0 | 0 | 0 | 0 | 0 | 0 | 0 | 2009 Qtr 1: 0; 2009 Qtr 2: 0; 2009 Qtr 3: 0; 2009 Qtr 4: 0.95; 2010 Qtr 1: 0; 2010 Qtr 2: 0; 2010 Qtr 3: 0; 2010 Qtr 4: 0; 2011 Qtr 1: 0; 2011 Qtr 2: 0; 2011 Qtr 3: 0; 2011 Qtr 4: 0 | 0.95
0 | 253101-Packaged Terminal AC Early Retirement |  | System | Commercial | 11-HTL-Lodging–Hotel(GuestRooms)-COOL | 0 |  |  |  |  | 273.9377 | 0 | 118.4211 | 0 | 0 | 155.5166 | 0 |  | kWh | 0 | 0 | Commercial | [7 empty] | 15 | 0.5 |  |  |  | 1 | 0.95 | 0 | 0 | 0 | 0 | 0 | 0 | 0 | 0 | 0 | 0 | 2009 Qtr 1: 0; 2009 Qtr 2: 0; 2009 Qtr 3: 0; 2009 Qtr 4: 0.95; 2010 Qtr 1: 0; 2010 Qtr 2: 0; 2010 Qtr 3: 0; 2010 Qtr 4: 0; 2011 Qtr 1: 0; 2011 Qtr 2: 0; 2011 Qtr 3: 0; 2011 Qtr 4: 0 | 0.95
0 | 253101-Packaged Terminal AC Early Retirement |  | System | Commercial | 11-HTL-Lodging–Hotel(GuestRooms)-COOL | 0 |  |  |  |  | 273.9377 | 0 | 118.4211 | 0 | 0 | 155.5166 | 0 |  | kWh | 0 | 0 | Commercial | [7 empty] | 15 | 0.5 |  |  |  | 1 | 0.95 | 0 | 0 | 0 | 0 | 0 | 0 | 0 | 0 | 0 | 0 | 2009 Qtr 1: 0; 2009 Qtr 2: 0; 2009 Qtr 3: 0; 2009 Qtr 4: 0.95; 2010 Qtr 1: 0; 2010 Qtr 2: 0; 2010 Qtr 3: 0; 2010 Qtr 4: 0; 2011 Qtr 1: 0; 2011 Qtr 2: 0; 2011 Qtr 3: 0; 2011 Qtr 4: 0 | 0.95
0 | 253101-Packaged Terminal AC Early Retirement |  | System | Commercial | 11-HTL-Lodging–Hotel(GuestRooms)-COOL | 0 |  |  |  |  | 273.9377 | 0 | 118.4211 | 0 | 0 | 155.5166 | 0 |  | kWh | 0 | 0 | Commercial | [7 empty] | 15 | 0.5 |  |  |  | 1 | 0.95 | 0 | 0 | 0 | 0 | 0 | 0 | 0 | 0 | 0 | 0 | 2009 Qtr 1: 0; 2009 Qtr 2: 0; 2009 Qtr 3: 0; 2009 Qtr 4: 0.95; 2010 Qtr 1: 0; 2010 Qtr 2: 0; 2010 Qtr 3: 0; 2010 Qtr 4: 0; 2011 Qtr 1: 0; 2011 Qtr 2: 0; 2011 Qtr 3: 0; 2011 Qtr 4: 0 | 0.95
0 | 253101-Packaged Terminal AC Early Retirement |  | System | Commercial | 11-HTL-Lodging–Hotel(GuestRooms)-COOL | 0 |  |  |  |  | 273.9377 | 0 | 118.4211 | 0 | 0 | 155.5166 | 0 |  | kWh | 0 | 0 | Commercial | [7 empty] | 15 | 0.5 |  |  |  | 1 | 0.95 | 0 | 0 | 0 | 0 | 0 | 0 | 0 | 0 | 0 | 0 | 2009 Qtr 1: 0; 2009 Qtr 2: 0; 2009 Qtr 3: 0; 2009 Qtr 4: 0.95; 2010 Qtr 1: 0; 2010 Qtr 2: 0; 2010 Qtr 3: 0; 2010 Qtr 4: 0; 2011 Qtr 1: 0; 2011 Qtr 2: 0; 2011 Qtr 3: 0; 2011 Qtr 4: 0 | 0.95
0 | 253101-Packaged Terminal AC Early Retirement |  | System | Commercial | 11-HTL-Lodging–Hotel(GuestRooms)-COOL | 0 |  |  |  |  | 273.9377 | 0 | 118.4211 | 0 | 0 | 155.5166 | 0 |  | kWh | 0 | 0 | Commercial | [7 empty] | 15 | 0.5 |  |  |  | 1 | 0.95 | 0 | 0 | 0 | 0 | 0 | 0 | 0 | 0 | 0 | 0 | 2009 Qtr 1: 0; 2009 Qtr 2: 0; 2009 Qtr 3: 0; 2009 Qtr 4: 0.95; 2010 Qtr 1: 0; 2010 Qtr 2: 0; 2010 Qtr 3: 0; 2010 Qtr 4: 0; 2011 Qtr 1: 0; 2011 Qtr 2: 0; 2011 Qtr 3: 0; 2011 Qtr 4: 0 | 0.95
0 | 253101-Packaged Terminal AC Early Retirement |  | System | Commercial | 11-HTL-Lodging–Hotel(GuestRooms)-COOL | 0 |  |  |  |  | 273.9377 | 0 | 118.4211 | 0 | 0 | 155.5166 | 0 |  | kWh | 0 | 0 | Commercial | [7 empty] | 15 | 0.5 |  |  |  | 1 | 0.95 | 0 | 0 | 0 | 0 | 0 | 0 | 0 | 0 | 0 | 0 | 2009 Qtr 1: 0; 2009 Qtr 2: 0; 2009 Qtr 3: 0; 2009 Qtr 4: 0.95; 2010 Qtr 1: 0; 2010 Qtr 2: 0; 2010 Qtr 3: 0; 2010 Qtr 4: 0; 2011 Qtr 1: 0; 2011 Qtr 2: 0; 2011 Qtr 3: 0; 2011 Qtr 4: 0 | 0.95
0 | 253101-Packaged Terminal AC Early Retirement |  | System | Commercial | 11-HTL-Lodging–Hotel(GuestRooms)-COOL | 0 |  |  |  |  | 273.9377 | 0 | 118.4211 | 0 | 0 | 155.5166 | 0 |  | kWh | 0 | 0 | Commercial | [7 empty] | 15 | 0.5 |  |  |  | 1 | 0.95 | 0 | 0 | 0 | 0 | 0 | 0 | 0 | 0 | 0 | 0 | 2009 Qtr 1: 0; 2009 Qtr 2: 0; 2009 Qtr 3: 0; 2009 Qtr 4: 0.95; 2010 Qtr 1: 0; 2010 Qtr 2: 0; 2010 Qtr 3: 0; 2010 Qtr 4: 0; 2011 Qtr 1: 0; 2011 Qtr 2: 0; 2011 Qtr 3: 0; 2011 Qtr 4: 0 | 0.95
0 | 253101-Packaged Terminal AC Early Retirement |  | System | Commercial | 11-HTL-Lodging–Hotel(GuestRooms)-COOL | 0 |  |  |  |  | 273.9377 | 0 | 118.4211 | 0 | 0 | 155.5166 | 0 |  | kWh | 0 | 0 | Commercial | [7 empty] | 15 | 0.5 |  |  |  | 1 | 0.95 | 0 | 0 | 0 | 0 | 0 | 0 | 0 | 0 | 0 | 0 | 2009 Qtr 1: 0; 2009 Qtr 2: 0; 2009 Qtr 3: 0; 2009 Qtr 4: 0.95; 2010 Qtr 1: 0; 2010 Qtr 2: 0; 2010 Qtr 3: 0; 2010 Qtr 4: 0; 2011 Qtr 1: 0; 2011 Qtr 2: 0; 2011 Qtr 3: 0; 2011 Qtr 4: 0 | 0.95
0 | 253101-Packaged Terminal AC Early Retirement |  | System | Commercial | 11-HTL-Lodging–Hotel(GuestRooms)-COOL | 0 |  |  |  |  | 273.9377 | 0 | 118.4211 | 0 | 0 | 155.5166 | 0 |  | kWh | 0 | 0 | Commercial | [7 empty] | 15 | 0.5 |  |  |  | 1 | 0.95 | 0 | 0 | 0 | 0 | 0 | 0 | 0 | 0 | 0 | 0 | 2009 Qtr 1: 0; 2009 Qtr 2: 0; 2009 Qtr 3: 0; 2009 Qtr 4: 0.95; 2010 Qtr 1: 0; 2010 Qtr 2: 0; 2010 Qtr 3: 0; 2010 Qtr 4: 0; 2011 Qtr 1: 0; 2011 Qtr 2: 0; 2011 Qtr 3: 0; 2011 Qtr 4: 0 | 0.95
0 | 253101-Packaged Terminal AC Early Retirement |  | System | Commercial | 11-HTL-Lodging–Hotel(GuestRooms)-COOL | 0 |  |  |  |  | 273.9377 | 0 | 118.4211 | 0 | 0 | 155.5166 | 0 |  | kWh | 0 | 0 | Commercial | [7 empty] | 15 | 0.5 |  |  |  | 1 | 0.95 | 0 | 0 | 0 | 0 | 0 | 0 | 0 | 0 | 0 | 0 | 2009 Qtr 1: 0; 2009 Qtr 2: 0; 2009 Qtr 3: 0; 2009 Qtr 4: 0.95; 2010 Qtr 1: 0; 2010 Qtr 2: 0; 2010 Qtr 3: 0; 2010 Qtr 4: 0; 2011 Qtr 1: 0; 2011 Qtr 2: 0; 2011 Qtr 3: 0; 2011 Qtr 4: 0 | 0.95
0 | 253101-Packaged Terminal AC Early Retirement |  | System | Commercial | 11-HTL-Lodging–Hotel(GuestRooms)-COOL | 0 |  |  |  |  | 273.9377 | 0 | 118.4211 | 0 | 0 | 155.5166 | 0 |  | kWh | 0 | 0 | Commercial | [7 empty] | 15 | 0.5 |  |  |  | 1 | 0.95 | 0 | 0 | 0 | 0 | 0 | 0 | 0 | 0 | 0 | 0 | 2009 Qtr 1: 0; 2009 Qtr 2: 0; 2009 Qtr 3: 0; 2009 Qtr 4: 0.95; 2010 Qtr 1: 0; 2010 Qtr 2: 0; 2010 Qtr 3: 0; 2010 Qtr 4: 0; 2011 Qtr 1: 0; 2011 Qtr 2: 0; 2011 Qtr 3: 0; 2011 Qtr 4: 0 | 0.95
0 | 253069-Comm. AC 65k to 134k ER |  | System | Commercial | 01-ALC-AllCommercial-Cooling | 0 |  |  |  |  | 757.3824 | 0 | 150 | 0 | 0 | 607.3824 | 361.554 |  | kWh | 0.25974 | 0 | Commercial | [7 empty] | 15 | 0.7 |  |  |  | 1 | 10 | 0 | 0 | 0 | 0 | 0 | 0 | 0 | 0 | 0 | 0 | 2009 Qtr 1: 0; 2009 Qtr 2: 0; 2009 Qtr 3: 0; 2009 Qtr 4: 10; 2010 Qtr 1: 0; 2010 Qtr 2: 0; 2010 Qtr 3: 0; 2010 Qtr 4: 0; 2011 Qtr 1: 0; 2011 Qtr 2: 0; 2011 Qtr 3: 0; 2011 Qtr 4: 0 | 10
0 | 253069-Comm. AC 65k to 134k ER |  | System | Commercial | 01-ALC-AllCommercial-Cooling | 0 |  |  |  |  | 757.3824 | 0 | 25 | 0 | 0 | 732.3824 | 361.554 |  | kWh | 0.25974 | 0 | Commercial | [7 empty] | 15 | 0.7 |  |  |  | 1 | 10 | 0 | 0 | 0 | 0 | 0 | 0 | 0 | 0 | 0 | 0 | 2009 Qtr 1: 0; 2009 Qtr 2: 0; 2009 Qtr 3: 0; 2009 Qtr 4: 10; 2010 Qtr 1: 0; 2010 Qtr 2: 0; 2010 Qtr 3: 0; 2010 Qtr 4: 0; 2011 Qtr 1: 0; 2011 Qtr 2: 0; 2011 Qtr 3: 0; 2011 Qtr 4: 0 | 10
0 | 253069-Comm. AC 65k to 134k ER |  | System | Commercial | 01-ALC-AllCommercial-Cooling | 0 |  |  |  |  | 757.3824 | 0 | 26.5625 | 0 | 0 | 730.8199 | 361.554 |  | kWh | 0.25974 | 0 | Commercial | [7 empty] | 15 | 0.7 |  |  |  | 1 | 8 | 0 | 0 | 0 | 0 | 0 | 0 | 0 | 0 | 0 | 0 | 2009 Qtr 1: 0; 2009 Qtr 2: 0; 2009 Qtr 3: 0; 2009 Qtr 4: 8; 2010 Qtr 1: 0; 2010 Qtr 2: 0; 2010 Qtr 3: 0; 2010 Qtr 4: 0; 2011 Qtr 1: 0; 2011 Qtr 2: 0; 2011 Qtr 3: 0; 2011 Qtr 4: 0 | 8
0 | 253069-Comm. AC 65k to 134k ER |  | System | Commercial | 01-ALC-AllCommercial-Cooling | 0 |  |  |  |  | 757.3824 | 0 | 80.3571 | 0 | 0 | 677.0253 | 361.554 |  | kWh | 0.25974 | 0 | Commercial | [7 empty] | 15 | 0.7 |  |  |  | 1 | 7 | 0 | 0 | 0 | 0 | 0 | 0 | 0 | 0 | 0 | 0 | 2009 Qtr 1: 0; 2009 Qtr 2: 0; 2009 Qtr 3: 0; 2009 Qtr 4: 7; 2010 Qtr 1: 0; 2010 Qtr 2: 0; 2010 Qtr 3: 0; 2010 Qtr 4: 0; 2011 Qtr 1: 0; 2011 Qtr 2: 0; 2011 Qtr 3: 0; 2011 Qtr 4: 0 | 7
0 | 253069-Comm. AC 65k to 134k ER |  | System | Commercial | 01-ALC-AllCommercial-Cooling | 0 |  |  |  |  | 757.3824 | 0 | 80.3571 | 0 | 0 | 677.0253 | 361.554 |  | kWh | 0.25974 | 0 | Commercial | [7 empty] | 15 | 0.7 |  |  |  | 1 | 7 | 0 | 0 | 0 | 0 | 0 | 0 | 0 | 0 | 0 | 0 | 2009 Qtr 1: 0; 2009 Qtr 2: 0; 2009 Qtr 3: 0; 2009 Qtr 4: 7; 2010 Qtr 1: 0; 2010 Qtr 2: 0; 2010 Qtr 3: 0; 2010 Qtr 4: 0; 2011 Qtr 1: 0; 2011 Qtr 2: 0; 2011 Qtr 3: 0; 2011 Qtr 4: 0 | 7
0 | 253069-Comm. AC 65k to 134k ER |  | System | Commercial | 01-ALC-AllCommercial-Cooling | 0 |  |  |  |  | 757.3824 | 0 | 80.3571 | 0 | 0 | 677.0253 | 361.554 |  | kWh | 0.25974 | 0 | Commercial | [7 empty] | 15 | 0.7 |  |  |  | 1 | 7 | 0 | 0 | 0 | 0 | 0 | 0 | 0 | 0 | 0 | 0 | 2009 Qtr 1: 0; 2009 Qtr 2: 0; 2009 Qtr 3: 0; 2009 Qtr 4: 7; 2010 Qtr 1: 0; 2010 Qtr 2: 0; 2010 Qtr 3: 0; 2010 Qtr 4: 0; 2011 Qtr 1: 0; 2011 Qtr 2: 0; 2011 Qtr 3: 0; 2011 Qtr 4: 0 | 7
0 | 253069-Comm. AC 65k to 134k ER |  | System | Commercial | 01-ALC-AllCommercial-Cooling | 0 |  |  |  |  | 757.3824 | 0 | 80.3571 | 0 | 0 | 677.0253 | 361.554 |  | kWh | 0.25974 | 0 | Commercial | [7 empty] | 15 | 0.7 |  |  |  | 1 | 7 | 0 | 0 | 0 | 0 | 0 | 0 | 0 | 0 | 0 | 0 | 2009 Qtr 1: 0; 2009 Qtr 2: 0; 2009 Qtr 3: 0; 2009 Qtr 4: 7; 2010 Qtr 1: 0; 2010 Qtr 2: 0; 2010 Qtr 3: 0; 2010 Qtr 4: 0; 2011 Qtr 1: 0; 2011 Qtr 2: 0; 2011 Qtr 3: 0; 2011 Qtr 4: 0 | 7
0 | 253070-Comm. AC 65k to 134k ER |  | System | Commercial | 01-ALC-AllCommercial-Cooling | 0 |  |  |  |  | 757.3824 | 0 | 80.3571 | 0 | 0 | 677.0253 | 467.632 |  | kWh | 0.37183 | 0 | Commercial | [7 empty] | 15 | 0.7 |  |  |  | 1 | 7 | 0 | 0 | 0 | 0 | 0 | 0 | 0 | 0 | 0 | 0 | 2009 Qtr 1: 0; 2009 Qtr 2: 0; 2009 Qtr 3: 0; 2009 Qtr 4: 7; 2010 Qtr 1: 0; 2010 Qtr 2: 0; 2010 Qtr 3: 0; 2010 Qtr 4: 0; 2011 Qtr 1: 0; 2011 Qtr 2: 0; 2011 Qtr 3: 0; 2011 Qtr 4: 0 | 7
0 | 253070-Comm. AC 65k to 134k ER |  | System | Commercial | 01-ALC-AllCommercial-Cooling | 0 |  |  |  |  | 757.3824 | 0 | 80.3571 | 0 | 0 | 677.0253 | 467.632 |  | kWh | 0.37183 | 0 | Commercial | [7 empty] | 15 | 0.7 |  |  |  | 1 | 7 | 0 | 0 | 0 | 0 | 0 | 0 | 0 | 0 | 0 | 0 | 2009 Qtr 1: 0; 2009 Qtr 2: 0; 2009 Qtr 3: 0; 2009 Qtr 4: 7; 2010 Qtr 1: 0; 2010 Qtr 2: 0; 2010 Qtr 3: 0; 2010 Qtr 4: 0; 2011 Qtr 1: 0; 2011 Qtr 2: 0; 2011 Qtr 3: 0; 2011 Qtr 4: 0 | 7
0 | 253069-Comm. AC 65k to 134k ER |  | System | Commercial | 01-ALC-AllCommercial-Cooling | 0 |  |  |  |  | 757.3824 | 0 | 80.3571 | 0 | 0 | 677.0253 | 361.554 |  | kWh | 0.25974 | 0 | Commercial | [7 empty] | 15 | 0.7 |  |  |  | 1 | 7 | 0 | 0 | 0 | 0 | 0 | 0 | 0 | 0 | 0 | 0 | 2009 Qtr 1: 0; 2009 Qtr 2: 0; 2009 Qtr 3: 0; 2009 Qtr 4: 7; 2010 Qtr 1: 0; 2010 Qtr 2: 0; 2010 Qtr 3: 0; 2010 Qtr 4: 0; 2011 Qtr 1: 0; 2011 Qtr 2: 0; 2011 Qtr 3: 0; 2011 Qtr 4: 0 | 7
0 | 253069-Comm. AC 65k to 134k ER |  | System | Commercial | 01-ALC-AllCommercial-Cooling | 0 |  |  |  |  | 757.3824 | 0 | 80.3571 | 0 | 0 | 677.0253 | 361.554 |  | kWh | 0.25974 | 0 | Commercial | [7 empty] | 15 | 0.7 |  |  |  | 1 | 7 | 0 | 0 | 0 | 0 | 0 | 0 | 0 | 0 | 0 | 0 | 2009 Qtr 1: 0; 2009 Qtr 2: 0; 2009 Qtr 3: 0; 2009 Qtr 4: 7; 2010 Qtr 1: 0; 2010 Qtr 2: 0; 2010 Qtr 3: 0; 2010 Qtr 4: 0; 2011 Qtr 1: 0; 2011 Qtr 2: 0; 2011 Qtr 3: 0; 2011 Qtr 4: 0 | 7
0 | 253069-Comm. AC 65k to 134k ER |  | System | Commercial | 01-ALC-AllCommercial-Cooling | 0 |  |  |  |  | 757.3824 | 0 | 81.25 | 0 | 0 | 676.1324 | 361.554 |  | kWh | 0.25974 | 0 | Commercial | [7 empty] | 15 | 0.7 |  |  |  | 1 | 6 | 0 | 0 | 0 | 0 | 0 | 0 | 0 | 0 | 0 | 0 | 2009 Qtr 1: 0; 2009 Qtr 2: 0; 2009 Qtr 3: 0; 2009 Qtr 4: 6; 2010 Qtr 1: 0; 2010 Qtr 2: 0; 2010 Qtr 3: 0; 2010 Qtr 4: 0; 2011 Qtr 1: 0; 2011 Qtr 2: 0; 2011 Qtr 3: 0; 2011 Qtr 4: 0 | 6
0 | 253070-Comm. AC 65k to 134k ER |  | System | Commercial | 01-ALC-AllCommercial-Cooling | 0 |  |  |  |  | 757.3824 | 0 | 150 | 0 | 0 | 607.3824 | 467.632 |  | kWh | 0.37183 | 0 | Commercial | [7 empty] | 15 | 0.7 |  |  |  | 1 | 10 | 0 | 0 | 0 | 0 | 0 | 0 | 0 | 0 | 0 | 0 | 2009 Qtr 1: 0; 2009 Qtr 2: 0; 2009 Qtr 3: 0; 2009 Qtr 4: 10; 2010 Qtr 1: 0; 2010 Qtr 2: 0; 2010 Qtr 3: 0; 2010 Qtr 4: 0; 2011 Qtr 1: 0; 2011 Qtr 2: 0; 2011 Qtr 3: 0; 2011 Qtr 4: 0 | 10
0 | 253070-Comm. AC 65k to 134k ER |  | System | Commercial | 01-ALC-AllCommercial-Cooling | 0 |  |  |  |  | 757.3824 | 0 | 160.7143 | 0 | 0 | 596.6681 | 467.632 |  | kWh | 0.37183 | 0 | Commercial | [7 empty] | 15 | 0.7 |  |  |  | 1 | 7 | 0 | 0 | 0 | 0 | 0 | 0 | 0 | 0 | 0 | 0 | 2009 Qtr 1: 0; 2009 Qtr 2: 0; 2009 Qtr 3: 0; 2009 Qtr 4: 7; 2010 Qtr 1: 0; 2010 Qtr 2: 0; 2010 Qtr 3: 0; 2010 Qtr 4: 0; 2011 Qtr 1: 0; 2011 Qtr 2: 0; 2011 Qtr 3: 0; 2011 Qtr 4: 0 | 7
0 | 253049-Comm. HP <65k three phase unitary |  | System | Commercial | 01-ALC-AllCommercial-Cooling | 0 |  |  |  |  | 959.2869 | 0 | 100 | 0 | 0 | 859.2869 | 333.947 |  | kWh | 0.15748 | 0 | Commercial | [7 empty] | 15 | 0.5 |  |  |  | 1 | 5 | 0 | 0 | 0 | 0 | 0 | 0 | 0 | 0 | 0 | 0 | 2009 Qtr 1: 0; 2009 Qtr 2: 0; 2009 Qtr 3: 0; 2009 Qtr 4: 5; 2010 Qtr 1: 0; 2010 Qtr 2: 0; 2010 Qtr 3: 0; 2010 Qtr 4: 0; 2011 Qtr 1: 0; 2011 Qtr 2: 0; 2011 Qtr 3: 0; 2011 Qtr 4: 0 | 5
0 | 253049-Comm. HP <65k three phase unitary |  | System | Commercial | 01-ALC-AllCommercial-Cooling | 0 |  |  |  |  | 959.2869 | 0 | 100 | 0 | 0 | 859.2869 | 333.947 |  | kWh | 0.15748 | 0 | Commercial | [7 empty] | 15 | 0.5 |  |  |  | 1 | 5 | 0 | 0 | 0 | 0 | 0 | 0 | 0 | 0 | 0 | 0 | 2009 Qtr 1: 0; 2009 Qtr 2: 0; 2009 Qtr 3: 0; 2009 Qtr 4: 5; 2010 Qtr 1: 0; 2010 Qtr 2: 0; 2010 Qtr 3: 0; 2010 Qtr 4: 0; 2011 Qtr 1: 0; 2011 Qtr 2: 0; 2011 Qtr 3: 0; 2011 Qtr 4: 0 | 5
0 | 253085-Comm. HP <65k three phase unitary ER |  | System | Commercial | 01-ALC-AllCommercial-Cooling | 0 |  |  |  |  | 959.2869 | 0 | 85 | 0 | 0 | 874.2869 | 333.947 |  | kWh | 0.15748 | 0 | Commercial | [7 empty] | 15 | 0.5 |  |  |  | 1 | 3 | 0 | 0 | 0 | 0 | 0 | 0 | 0 | 0 | 0 | 0 | 2009 Qtr 1: 0; 2009 Qtr 2: 0; 2009 Qtr 3: 0; 2009 Qtr 4: 3; 2010 Qtr 1: 0; 2010 Qtr 2: 0; 2010 Qtr 3: 0; 2010 Qtr 4: 0; 2011 Qtr 1: 0; 2011 Qtr 2: 0; 2011 Qtr 3: 0; 2011 Qtr 4: 0 | 3
0 | 253085-Comm. HP <65k three phase unitary ER |  | System | Commercial | 01-ALC-AllCommercial-Cooling | 0 |  |  |  |  | 959.2869 | 0 | 106.25 | 0 | 0 | 853.0369 | 333.947 |  | kWh | 0.15748 | 0 | Commercial | [7 empty] | 15 | 0.5 |  |  |  | 1 | 2 | 0 | 0 | 0 | 0 | 0 | 0 | 0 | 0 | 0 | 0 | 2009 Qtr 1: 0; 2009 Qtr 2: 0; 2009 Qtr 3: 0; 2009 Qtr 4: 2; 2010 Qtr 1: 0; 2010 Qtr 2: 0; 2010 Qtr 3: 0; 2010 Qtr 4: 0; 2011 Qtr 1: 0; 2011 Qtr 2: 0; 2011 Qtr 3: 0; 2011 Qtr 4: 0 | 2
0 | 253006-Residential AC SEER 13 Early Ret. CZ 10, 14, or 15 |  | System | Residential | 26-SFM-ResidentialSingleFamily-SP_COOL | 0 |  |  |  |  | 549.5508 | 0 | 85 | 0 | 0 | 464.5508 | 291.643 |  | kWh | 0.32916 | 0.11379 | Residential |  | Winter Only | [5 empty] | 15 | 0.67 |  |  |  | 1 | 3 | 0 | 0 | 0 | 0 | 0 | 0 | 0 | 0 | 0 | 0 | 2009 Qtr 1: 0; 2009 Qtr 2: 0; 2009 Qtr 3: 0; 2009 Qtr 4: 3; 2010 Qtr 1: 0; 2010 Qtr 2: 0; 2010 Qtr 3: 0; 2010 Qtr 4: 0; 2011 Qtr 1: 0; 2011 Qtr 2: 0; 2011 Qtr 3: 0; 2011 Qtr 4: 0 | 3
0 | 253010-Residential AC SEER 15 Early Ret. CZ 10, 14, or 15 |  | System | Residential | 26-SFM-ResidentialSingleFamily-SP_COOL | 0 |  |  |  |  | 732.6948 | 0 | 130 | 0 | 0 | 602.6948 | 372.762 |  | kWh | 0.39428 | -1.1019 | Residential |  | Winter Only | [5 empty] | 15 | 0.67 |  |  |  | 1 | 4 | 0 | 0 | 0 | 0 | 0 | 0 | 0 | 0 | 0 | 0 | 2009 Qtr 1: 0; 2009 Qtr 2: 0; 2009 Qtr 3: 0; 2009 Qtr 4: 4; 2010 Qtr 1: 0; 2010 Qtr 2: 0; 2010 Qtr 3: 0; 2010 Qtr 4: 0; 2011 Qtr 1: 0; 2011 Qtr 2: 0; 2011 Qtr 3: 0; 2011 Qtr 4: 0 | 4
0 | 253010-Residential AC SEER 15 Early Ret. CZ 10, 14, or 15 |  | System | Residential | 26-SFM-ResidentialSingleFamily-SP_COOL | 0 |  |  |  |  | 732.6948 | 0 | 130 | 0 | 0 | 602.6948 | 372.762 |  | kWh | 0.39428 | -1.1019 | Residential |  | Winter Only | [5 empty] | 15 | 0.67 |  |  |  | 1 | 4 | 0 | 0 | 0 | 0 | 0 | 0 | 0 | 0 | 0 | 0 | 2009 Qtr 1: 0; 2009 Qtr 2: 0; 2009 Qtr 3: 0; 2009 Qtr 4: 4; 2010 Qtr 1: 0; 2010 Qtr 2: 0; 2010 Qtr 3: 0; 2010 Qtr 4: 0; 2011 Qtr 1: 0; 2011 Qtr 2: 0; 2011 Qtr 3: 0; 2011 Qtr 4: 0 | 4
0 | 253020-Residential HP SEER 15 Early Ret. CZ 10, 14, 15 |  | System | Residential | 26-SFM-ResidentialSingleFamily-SP_COOL | 0 |  |  |  |  | 826.7167 | 0 | 130 | 0 | 0 | 696.7167 | 878.46 |  | kWh | 0.35649 | 0 | Residential | [7 empty] | 15 | 0.67 |  |  |  | 1 | 3 | 0 | 0 | 0 | 0 | 0 | 0 | 0 | 0 | 0 | 0 | 2009 Qtr 1: 0; 2009 Qtr 2: 0; 2009 Qtr 3: 0; 2009 Qtr 4: 3; 2010 Qtr 1: 0; 2010 Qtr 2: 0; 2010 Qtr 3: 0; 2010 Qtr 4: 0; 2011 Qtr 1: 0; 2011 Qtr 2: 0; 2011 Qtr 3: 0; 2011 Qtr 4: 0 | 3
0 | 253016-Residential HP SEER 13 Early Ret. CZ 10, 14, or 15 |  | System | Residential | 26-SFM-ResidentialSingleFamily-SP_COOL | 0 |  |  |  |  | 630.8445 | 0 | 85 | 0 | 0 | 545.8445 | 731.56 |  | kWh | 0.25623 | 0 | Residential | [7 empty] | 15 | 0.67 |  |  |  | 1 | 4 | 0 | 0 | 0 | 0 | 0 | 0 | 0 | 0 | 0 | 0 | 2009 Qtr 1: 0; 2009 Qtr 2: 0; 2009 Qtr 3: 0; 2009 Qtr 4: 4; 2010 Qtr 1: 0; 2010 Qtr 2: 0; 2010 Qtr 3: 0; 2010 Qtr 4: 0; 2011 Qtr 1: 0; 2011 Qtr 2: 0; 2011 Qtr 3: 0; 2011 Qtr 4: 0 | 4
0 | 253088-Comm. HP 65k to 134k ER |  | System | Commercial | 01-ALC-AllCommercial-Cooling | 0 |  |  |  |  | 1020.2447 | 0 | 30 | 0 | 0 | 990.2447 | 407.69 |  | kWh | 0.22473 | 0 | Commercial | [7 empty] | 15 | 0.7 |  |  |  | 1 | 6 | 0 | 0 | 0 | 0 | 0 | 0 | 0 | 0 | 0 | 0 | 2009 Qtr 1: 0; 2009 Qtr 2: 0; 2009 Qtr 3: 0; 2009 Qtr 4: 6; 2010 Qtr 1: 0; 2010 Qtr 2: 0; 2010 Qtr 3: 0; 2010 Qtr 4: 0; 2011 Qtr 1: 0; 2011 Qtr 2: 0; 2011 Qtr 3: 0; 2011 Qtr 4: 0 | 6
0 | 253006-Residential AC SEER 13 Early Ret. CZ 10, 14, or 15 |  | System | Residential | 26-SFM-ResidentialSingleFamily-SP_COOL | 0 |  |  |  |  | 549.5508 | 0 | 85 | 0 | 0 | 464.5508 | 291.643 |  | kWh | 0.32916 | 0.11379 | Residential |  | Winter Only | [5 empty] | 15 | 0.67 |  |  |  | 1 | 4 | 0 | 0 | 0 | 0 | 0 | 0 | 0 | 0 | 0 | 0 | 2009 Qtr 1: 0; 2009 Qtr 2: 0; 2009 Qtr 3: 0; 2009 Qtr 4: 4; 2010 Qtr 1: 0; 2010 Qtr 2: 0; 2010 Qtr 3: 0; 2010 Qtr 4: 0; 2011 Qtr 1: 0; 2011 Qtr 2: 0; 2011 Qtr 3: 0; 2011 Qtr 4: 0 | 4
0 | 253005-Residential AC SEER 13 Early Ret. CZ 6, 7 or 8 |  | System | Residential | 26-SFM-ResidentialSingleFamily-SP_COOL | 0 |  |  |  |  | 549.5508 | 0 | 30 | 0 | 0 | 519.5508 | 169.092 |  | kWh | 0.32706 | 0.20484 | Residential |  | Winter Only | [5 empty] | 15 | 0.67 |  |  |  | 1 | 4 | 0 | 0 | 0 | 0 | 0 | 0 | 0 | 0 | 0 | 0 | 2009 Qtr 1: 0; 2009 Qtr 2: 0; 2009 Qtr 3: 0; 2009 Qtr 4: 4; 2010 Qtr 1: 0; 2010 Qtr 2: 0; 2010 Qtr 3: 0; 2010 Qtr 4: 0; 2011 Qtr 1: 0; 2011 Qtr 2: 0; 2011 Qtr 3: 0; 2011 Qtr 4: 0 | 4
0 | 253021-Res. Refr. Charge QI: Repl. on Failure CZ 6, 7 or 8 |  | System | Residential | 26-SFM-ResidentialSingleFamily-SP_COOL | 0 |  |  |  |  | 10.3583 | 0 | 16.6667 | 0 | 0 | -6.3084 | 57.1467 |  | kWh | 0.10312 | -0.050476 | Residential |  | Winter Only | [5 empty] | 10 | 0.78 |  |  |  | 0 | 4 | 0 | 0 | 0 | 0 | 0 | 0 | 0 | 0 | 0 | 0 | 2009 Qtr 1: 0; 2009 Qtr 2: 0; 2009 Qtr 3: 0; 2009 Qtr 4: 4; 2010 Qtr 1: 0; 2010 Qtr 2: 0; 2010 Qtr 3: 0; 2010 Qtr 4: 0; 2011 Qtr 1: 0; 2011 Qtr 2: 0; 2011 Qtr 3: 0; 2011 Qtr 4: 0 | 4
0 | 253021-Res. Refr. Charge QI: Repl. on Failure CZ 6, 7 or 8 |  | System | Residential | 26-SFM-ResidentialSingleFamily-SP_COOL | 0 |  |  |  |  | 10.3583 | 0 | 16.6667 | 0 | 0 | -6.3084 | 57.1467 |  | kWh | 0.10312 | -0.050476 | Residential |  | Winter Only | [5 empty] | 10 | 0.78 |  |  |  | 0 | 4 | 0 | 0 | 0 | 0 | 0 | 0 | 0 | 0 | 0 | 0 | 2009 Qtr 1: 0; 2009 Qtr 2: 0; 2009 Qtr 3: 0; 2009 Qtr 4: 4; 2010 Qtr 1: 0; 2010 Qtr 2: 0; 2010 Qtr 3: 0; 2010 Qtr 4: 0; 2011 Qtr 1: 0; 2011 Qtr 2: 0; 2011 Qtr 3: 0; 2011 Qtr 4: 0 | 4
0 | 253021-Res. Refr. Charge QI: Repl. on Failure CZ 6, 7 or 8 |  | System | Residential | 26-SFM-ResidentialSingleFamily-SP_COOL | 0 |  |  |  |  | 10.3583 | 0 | 20.8333 | 0 | 0 | -10.475 | 57.1467 |  | kWh | 0.10312 | -0.050476 | Residential |  | Winter Only | [5 empty] | 10 | 0.78 |  |  |  | 0 | 2 | 0 | 0 | 0 | 0 | 0 | 0 | 0 | 0 | 0 | 0 | 2009 Qtr 1: 0; 2009 Qtr 2: 0; 2009 Qtr 3: 0; 2009 Qtr 4: 2; 2010 Qtr 1: 0; 2010 Qtr 2: 0; 2010 Qtr 3: 0; 2010 Qtr 4: 0; 2011 Qtr 1: 0; 2011 Qtr 2: 0; 2011 Qtr 3: 0; 2011 Qtr 4: 0 | 2
0 | 253021-Res. Refr. Charge QI: Repl. on Failure CZ 6, 7 or 8 |  | System | Residential | 26-SFM-ResidentialSingleFamily-SP_COOL | 0 |  |  |  |  | 10.3583 | 0 | 20.8333 | 0 | 0 | -10.475 | 57.1467 |  | kWh | 0.10312 | -0.050476 | Residential |  | Winter Only | [5 empty] | 10 | 0.78 |  |  |  | 0 | 2 | 0 | 0 | 0 | 0 | 0 | 0 | 0 | 0 | 0 | 0 | 2009 Qtr 1: 0; 2009 Qtr 2: 0; 2009 Qtr 3: 0; 2009 Qtr 4: 2; 2010 Qtr 1: 0; 2010 Qtr 2: 0; 2010 Qtr 3: 0; 2010 Qtr 4: 0; 2011 Qtr 1: 0; 2011 Qtr 2: 0; 2011 Qtr 3: 0; 2011 Qtr 4: 0 | 2
0 | 253021-Res. Refr. Charge QI: Repl. on Failure CZ 6, 7 or 8 |  | System | Residential | 26-SFM-ResidentialSingleFamily-SP_COOL | 0 |  |  |  |  | 10.3583 | 0 | 16.6667 | 0 | 0 | -6.3084 | 57.1467 |  | kWh | 0.10312 | -0.050476 | Residential |  | Winter Only | [5 empty] | 10 | 0.78 |  |  |  | 0 | 5 | 0 | 0 | 0 | 0 | 0 | 0 | 0 | 0 | 0 | 0 | 2009 Qtr 1: 0; 2009 Qtr 2: 0; 2009 Qtr 3: 0; 2009 Qtr 4: 5; 2010 Qtr 1: 0; 2010 Qtr 2: 0; 2010 Qtr 3: 0; 2010 Qtr 4: 0; 2011 Qtr 1: 0; 2011 Qtr 2: 0; 2011 Qtr 3: 0; 2011 Qtr 4: 0 | 5
0 | 253021-Res. Refr. Charge QI: Repl. on Failure CZ 6, 7 or 8 |  | System | Residential | 26-SFM-ResidentialSingleFamily-SP_COOL | 0 |  |  |  |  | 10.3583 | 0 | 19.4444 | 0 | 0 | -9.0861 | 57.1467 |  | kWh | 0.10312 | -0.050476 | Residential |  | Winter Only | [5 empty] | 10 | 0.78 |  |  |  | 0 | 3 | 0 | 0 | 0 | 0 | 0 | 0 | 0 | 0 | 0 | 0 | 2009 Qtr 1: 0; 2009 Qtr 2: 0; 2009 Qtr 3: 0; 2009 Qtr 4: 3; 2010 Qtr 1: 0; 2010 Qtr 2: 0; 2010 Qtr 3: 0; 2010 Qtr 4: 0; 2011 Qtr 1: 0; 2011 Qtr 2: 0; 2011 Qtr 3: 0; 2011 Qtr 4: 0 | 3
0 | 253021-Res. Refr. Charge QI: Repl. on Failure CZ 6, 7 or 8 |  | System | Residential | 26-SFM-ResidentialSingleFamily-SP_COOL | 0 |  |  |  |  | 10.3583 | 0 | 19.4444 | 0 | 0 | -9.0861 | 57.1467 |  | kWh | 0.10312 | -0.050476 | Residential |  | Winter Only | [5 empty] | 10 | 0.78 |  |  |  | 0 | 3 | 0 | 0 | 0 | 0 | 0 | 0 | 0 | 0 | 0 | 0 | 2009 Qtr 1: 0; 2009 Qtr 2: 0; 2009 Qtr 3: 0; 2009 Qtr 4: 3; 2010 Qtr 1: 0; 2010 Qtr 2: 0; 2010 Qtr 3: 0; 2010 Qtr 4: 0; 2011 Qtr 1: 0; 2011 Qtr 2: 0; 2011 Qtr 3: 0; 2011 Qtr 4: 0 | 3
0 | 253021-Res. Refr. Charge QI: Repl. on Failure CZ 6, 7 or 8 |  | System | Residential | 26-SFM-ResidentialSingleFamily-SP_COOL | 0 |  |  |  |  | 10.3583 | 0 | 19.4444 | 0 | 0 | -9.0861 | 57.1467 |  | kWh | 0.10312 | -0.050476 | Residential |  | Winter Only | [5 empty] | 10 | 0.78 |  |  |  | 0 | 3 | 0 | 0 | 0 | 0 | 0 | 0 | 0 | 0 | 0 | 0 | 2009 Qtr 1: 0; 2009 Qtr 2: 0; 2009 Qtr 3: 0; 2009 Qtr 4: 3; 2010 Qtr 1: 0; 2010 Qtr 2: 0; 2010 Qtr 3: 0; 2010 Qtr 4: 0; 2011 Qtr 1: 0; 2011 Qtr 2: 0; 2011 Qtr 3: 0; 2011 Qtr 4: 0 | 3
0 | 253021-Res. Refr. Charge QI: Repl. on Failure CZ 6, 7 or 8 |  | System | Residential | 26-SFM-ResidentialSingleFamily-SP_COOL | 0 |  |  |  |  | 10.3583 | 0 | 19.4444 | 0 | 0 | -9.0861 | 57.1467 |  | kWh | 0.10312 | -0.050476 | Residential |  | Winter Only | [5 empty] | 10 | 0.78 |  |  |  | 0 | 3 | 0 | 0 | 0 | 0 | 0 | 0 | 0 | 0 | 0 | 0 | 2009 Qtr 1: 0; 2009 Qtr 2: 0; 2009 Qtr 3: 0; 2009 Qtr 4: 3; 2010 Qtr 1: 0; 2010 Qtr 2: 0; 2010 Qtr 3: 0; 2010 Qtr 4: 0; 2011 Qtr 1: 0; 2011 Qtr 2: 0; 2011 Qtr 3: 0; 2011 Qtr 4: 0 | 3
0 | 253021-Res. Refr. Charge QI: Repl. on Failure CZ 6, 7 or 8 |  | System | Residential | 26-SFM-ResidentialSingleFamily-SP_COOL | 0 |  |  |  |  | 10.3583 | 0 | 16.6667 | 0 | 0 | -6.3084 | 57.1467 |  | kWh | 0.10312 | -0.050476 | Residential |  | Winter Only | [5 empty] | 10 | 0.78 |  |  |  | 0 | 5 | 0 | 0 | 0 | 0 | 0 | 0 | 0 | 0 | 0 | 0 | 2009 Qtr 1: 0; 2009 Qtr 2: 0; 2009 Qtr 3: 0; 2009 Qtr 4: 5; 2010 Qtr 1: 0; 2010 Qtr 2: 0; 2010 Qtr 3: 0; 2010 Qtr 4: 0; 2011 Qtr 1: 0; 2011 Qtr 2: 0; 2011 Qtr 3: 0; 2011 Qtr 4: 0 | 5
0 | 253021-Res. Refr. Charge QI: Repl. on Failure CZ 6, 7 or 8 |  | System | Residential | 26-SFM-ResidentialSingleFamily-SP_COOL | 0 |  |  |  |  | 10.3583 | 0 | 16.6667 | 0 | 0 | -6.3084 | 57.1467 |  | kWh | 0.10312 | -0.050476 | Residential |  | Winter Only | [5 empty] | 10 | 0.78 |  |  |  | 0 | 5 | 0 | 0 | 0 | 0 | 0 | 0 | 0 | 0 | 0 | 0 | 2009 Qtr 1: 0; 2009 Qtr 2: 0; 2009 Qtr 3: 0; 2009 Qtr 4: 5; 2010 Qtr 1: 0; 2010 Qtr 2: 0; 2010 Qtr 3: 0; 2010 Qtr 4: 0; 2011 Qtr 1: 0; 2011 Qtr 2: 0; 2011 Qtr 3: 0; 2011 Qtr 4: 0 | 5
0 | 253021-Res. Refr. Charge QI: Repl. on Failure CZ 6, 7 or 8 |  | System | Residential | 26-SFM-ResidentialSingleFamily-SP_COOL | 0 |  |  |  |  | 10.3583 | 0 | 16.6667 | 0 | 0 | -6.3084 | 57.1467 |  | kWh | 0.10312 | -0.050476 | Residential |  | Winter Only | [5 empty] | 10 | 0.78 |  |  |  | 0 | 4 | 0 | 0 | 0 | 0 | 0 | 0 | 0 | 0 | 0 | 0 | 2009 Qtr 1: 0; 2009 Qtr 2: 0; 2009 Qtr 3: 0; 2009 Qtr 4: 4; 2010 Qtr 1: 0; 2010 Qtr 2: 0; 2010 Qtr 3: 0; 2010 Qtr 4: 0; 2011 Qtr 1: 0; 2011 Qtr 2: 0; 2011 Qtr 3: 0; 2011 Qtr 4: 0 | 4
0 | 253021-Res. Refr. Charge QI: Repl. on Failure CZ 6, 7 or 8 |  | System | Residential | 26-SFM-ResidentialSingleFamily-SP_COOL | 0 |  |  |  |  | 10.3583 | 0 | 20.8333 | 0 | 0 | -10.475 | 57.1467 |  | kWh | 0.10312 | -0.050476 | Residential |  | Winter Only | [5 empty] | 10 | 0.78 |  |  |  | 0 | 2 | 0 | 0 | 0 | 0 | 0 | 0 | 0 | 0 | 0 | 0 | 2009 Qtr 1: 0; 2009 Qtr 2: 0; 2009 Qtr 3: 0; 2009 Qtr 4: 2; 2010 Qtr 1: 0; 2010 Qtr 2: 0; 2010 Qtr 3: 0; 2010 Qtr 4: 0; 2011 Qtr 1: 0; 2011 Qtr 2: 0; 2011 Qtr 3: 0; 2011 Qtr 4: 0 | 2
0 | 253021-Res. Refr. Charge QI: Repl. on Failure CZ 6, 7 or 8 |  | System | Residential | 26-SFM-ResidentialSingleFamily-SP_COOL | 0 |  |  |  |  | 10.3583 | 0 | 16.6667 | 0 | 0 | -6.3084 | 57.1467 |  | kWh | 0.10312 | -0.050476 | Residential |  | Winter Only | [5 empty] | 10 | 0.78 |  |  |  | 0 | 4 | 0 | 0 | 0 | 0 | 0 | 0 | 0 | 0 | 0 | 0 | 2009 Qtr 1: 0; 2009 Qtr 2: 0; 2009 Qtr 3: 0; 2009 Qtr 4: 4; 2010 Qtr 1: 0; 2010 Qtr 2: 0; 2010 Qtr 3: 0; 2010 Qtr 4: 0; 2011 Qtr 1: 0; 2011 Qtr 2: 0; 2011 Qtr 3: 0; 2011 Qtr 4: 0 | 4
0 | 253021-Res. Refr. Charge QI: Repl. on Failure CZ 6, 7 or 8 |  | System | Residential | 26-SFM-ResidentialSingleFamily-SP_COOL | 0 |  |  |  |  | 10.3583 | 0 | 16.6667 | 0 | 0 | -6.3084 | 57.1467 |  | kWh | 0.10312 | -0.050476 | Residential |  | Winter Only | [5 empty] | 10 | 0.78 |  |  |  | 0 | 4 | 0 | 0 | 0 | 0 | 0 | 0 | 0 | 0 | 0 | 0 | 2009 Qtr 1: 0; 2009 Qtr 2: 0; 2009 Qtr 3: 0; 2009 Qtr 4: 4; 2010 Qtr 1: 0; 2010 Qtr 2: 0; 2010 Qtr 3: 0; 2010 Qtr 4: 0; 2011 Qtr 1: 0; 2011 Qtr 2: 0; 2011 Qtr 3: 0; 2011 Qtr 4: 0 | 4
0 | 253021-Res. Refr. Charge QI: Repl. on Failure CZ 6, 7 or 8 |  | System | Residential | 26-SFM-ResidentialSingleFamily-SP_COOL | 0 |  |  |  |  | 10.3583 | 0 | 16.6667 | 0 | 0 | -6.3084 | 57.1467 |  | kWh | 0.10312 | -0.050476 | Residential |  | Winter Only | [5 empty] | 10 | 0.78 |  |  |  | 0 | 4 | 0 | 0 | 0 | 0 | 0 | 0 | 0 | 0 | 0 | 0 | 2009 Qtr 1: 0; 2009 Qtr 2: 0; 2009 Qtr 3: 0; 2009 Qtr 4: 4; 2010 Qtr 1: 0; 2010 Qtr 2: 0; 2010 Qtr 3: 0; 2010 Qtr 4: 0; 2011 Qtr 1: 0; 2011 Qtr 2: 0; 2011 Qtr 3: 0; 2011 Qtr 4: 0 | 4
0 | 253021-Res. Refr. Charge QI: Repl. on Failure CZ 6, 7 or 8 |  | System | Residential | 26-SFM-ResidentialSingleFamily-SP_COOL | 0 |  |  |  |  | 10.3583 | 0 | 20.8333 | 0 | 0 | -10.475 | 57.1467 |  | kWh | 0.10312 | -0.050476 | Residential |  | Winter Only | [5 empty] | 10 | 0.78 |  |  |  | 0 | 2 | 0 | 0 | 0 | 0 | 0 | 0 | 0 | 0 | 0 | 0 | 2009 Qtr 1: 0; 2009 Qtr 2: 0; 2009 Qtr 3: 0; 2009 Qtr 4: 2; 2010 Qtr 1: 0; 2010 Qtr 2: 0; 2010 Qtr 3: 0; 2010 Qtr 4: 0; 2011 Qtr 1: 0; 2011 Qtr 2: 0; 2011 Qtr 3: 0; 2011 Qtr 4: 0 | 2
0 | 253021-Res. Refr. Charge QI: Repl. on Failure CZ 6, 7 or 8 |  | System | Residential | 26-SFM-ResidentialSingleFamily-SP_COOL | 0 |  |  |  |  | 10.3583 | 0 | 16.6667 | 0 | 0 | -6.3084 | 57.1467 |  | kWh | 0.10312 | -0.050476 | Residential |  | Winter Only | [5 empty] | 10 | 0.78 |  |  |  | 0 | 4 | 0 | 0 | 0 | 0 | 0 | 0 | 0 | 0 | 0 | 0 | 2009 Qtr 1: 0; 2009 Qtr 2: 0; 2009 Qtr 3: 0; 2009 Qtr 4: 4; 2010 Qtr 1: 0; 2010 Qtr 2: 0; 2010 Qtr 3: 0; 2010 Qtr 4: 0; 2011 Qtr 1: 0; 2011 Qtr 2: 0; 2011 Qtr 3: 0; 2011 Qtr 4: 0 | 4
0 | 253047-Comm. HP <65k three phase split w/o QI |  | System | Commercial | 01-ALC-AllCommercial-Cooling | 0 |  |  |  |  | 549.6826 | 0 | 60 | 0 | 0 | 489.6826 | 249.733 |  | kWh | 0.098359 | 0 | Commercial | [7 empty] | 15 | 0.5 |  |  |  | 1 | 3 | 0 | 0 | 0 | 0 | 0 | 0 | 0 | 0 | 0 | 0 | 2009 Qtr 1: 0; 2009 Qtr 2: 0; 2009 Qtr 3: 0; 2009 Qtr 4: 3; 2010 Qtr 1: 0; 2010 Qtr 2: 0; 2010 Qtr 3: 0; 2010 Qtr 4: 0; 2011 Qtr 1: 0; 2011 Qtr 2: 0; 2011 Qtr 3: 0; 2011 Qtr 4: 0 | 3
0 | 253043-Comm. HP <65k single phase unitary |  | System | Commercial | 01-ALC-AllCommercial-Cooling | 0 |  |  |  |  | 995.132 | 0 | 75 | 0 | 0 | 920.132 | 442.627 |  | kWh | 0.21817 | 0 | Commercial | [7 empty] | 15 | 0.5 |  |  |  | 1 | 2 | 0 | 0 | 0 | 0 | 0 | 0 | 0 | 0 | 0 | 0 | 2009 Qtr 1: 0; 2009 Qtr 2: 0; 2009 Qtr 3: 0; 2009 Qtr 4: 2; 2010 Qtr 1: 0; 2010 Qtr 2: 0; 2010 Qtr 3: 0; 2010 Qtr 4: 0; 2011 Qtr 1: 0; 2011 Qtr 2: 0; 2011 Qtr 3: 0; 2011 Qtr 4: 0 | 2
0 | 253049-Comm. HP <65k three phase unitary |  | System | Commercial | 01-ALC-AllCommercial-Cooling | 0 |  |  |  |  | 959.2869 | 0 | 100 | 0 | 0 | 859.2869 | 333.947 |  | kWh | 0.15748 | 0 | Commercial | [7 empty] | 15 | 0.5 |  |  |  | 1 | 3 | 0 | 0 | 0 | 0 | 0 | 0 | 0 | 0 | 0 | 0 | 2009 Qtr 1: 0; 2009 Qtr 2: 0; 2009 Qtr 3: 0; 2009 Qtr 4: 3; 2010 Qtr 1: 0; 2010 Qtr 2: 0; 2010 Qtr 3: 0; 2010 Qtr 4: 0; 2011 Qtr 1: 0; 2011 Qtr 2: 0; 2011 Qtr 3: 0; 2011 Qtr 4: 0 | 3
0 | 253049-Comm. HP <65k three phase unitary |  | System | Commercial | 01-ALC-AllCommercial-Cooling | 0 |  |  |  |  | 959.2869 | 0 | 100 | 0 | 0 | 859.2869 | 333.947 |  | kWh | 0.15748 | 0 | Commercial | [7 empty] | 15 | 0.5 |  |  |  | 1 | 3 | 0 | 0 | 0 | 0 | 0 | 0 | 0 | 0 | 0 | 0 | 2009 Qtr 1: 0; 2009 Qtr 2: 0; 2009 Qtr 3: 0; 2009 Qtr 4: 3; 2010 Qtr 1: 0; 2010 Qtr 2: 0; 2010 Qtr 3: 0; 2010 Qtr 4: 0; 2011 Qtr 1: 0; 2011 Qtr 2: 0; 2011 Qtr 3: 0; 2011 Qtr 4: 0 | 3
0 | 253049-Comm. HP <65k three phase unitary |  | System | Commercial | 01-ALC-AllCommercial-Cooling | 0 |  |  |  |  | 959.2869 | 0 | 100 | 0 | 0 | 859.2869 | 333.947 |  | kWh | 0.15748 | 0 | Commercial | [7 empty] | 15 | 0.5 |  |  |  | 1 | 3 | 0 | 0 | 0 | 0 | 0 | 0 | 0 | 0 | 0 | 0 | 2009 Qtr 1: 0; 2009 Qtr 2: 0; 2009 Qtr 3: 0; 2009 Qtr 4: 3; 2010 Qtr 1: 0; 2010 Qtr 2: 0; 2010 Qtr 3: 0; 2010 Qtr 4: 0; 2011 Qtr 1: 0; 2011 Qtr 2: 0; 2011 Qtr 3: 0; 2011 Qtr 4: 0 | 3
0 | 253047-Comm. HP <65k three phase split w/o QI |  | System | Commercial | 01-ALC-AllCommercial-Cooling | 0 |  |  |  |  | 549.6826 | 0 | 60 | 0 | 0 | 489.6826 | 249.733 |  | kWh | 0.098359 | 0 | Commercial | [7 empty] | 15 | 0.5 |  |  |  | 1 | 3 | 0 | 0 | 0 | 0 | 0 | 0 | 0 | 0 | 0 | 0 | 2009 Qtr 1: 0; 2009 Qtr 2: 0; 2009 Qtr 3: 0; 2009 Qtr 4: 3; 2010 Qtr 1: 0; 2010 Qtr 2: 0; 2010 Qtr 3: 0; 2010 Qtr 4: 0; 2011 Qtr 1: 0; 2011 Qtr 2: 0; 2011 Qtr 3: 0; 2011 Qtr 4: 0 | 3
0 | 253047-Comm. HP <65k three phase split w/o QI |  | System | Commercial | 01-ALC-AllCommercial-Cooling | 0 |  |  |  |  | 549.6826 | 0 | 60 | 0 | 0 | 489.6826 | 249.733 |  | kWh | 0.098359 | 0 | Commercial | [7 empty] | 15 | 0.5 |  |  |  | 1 | 3 | 0 | 0 | 0 | 0 | 0 | 0 | 0 | 0 | 0 | 0 | 2009 Qtr 1: 0; 2009 Qtr 2: 0; 2009 Qtr 3: 0; 2009 Qtr 4: 3; 2010 Qtr 1: 0; 2010 Qtr 2: 0; 2010 Qtr 3: 0; 2010 Qtr 4: 0; 2011 Qtr 1: 0; 2011 Qtr 2: 0; 2011 Qtr 3: 0; 2011 Qtr 4: 0 | 3
0 | 253047-Comm. HP <65k three phase split w/o QI |  | System | Commercial | 01-ALC-AllCommercial-Cooling | 0 |  |  |  |  | 549.6826 | 0 | 60 | 0 | 0 | 489.6826 | 249.733 |  | kWh | 0.098359 | 0 | Commercial | [7 empty] | 15 | 0.5 |  |  |  | 1 | 4 | 0 | 0 | 0 | 0 | 0 | 0 | 0 | 0 | 0 | 0 | 2009 Qtr 1: 0; 2009 Qtr 2: 0; 2009 Qtr 3: 0; 2009 Qtr 4: 4; 2010 Qtr 1: 0; 2010 Qtr 2: 0; 2010 Qtr 3: 0; 2010 Qtr 4: 0; 2011 Qtr 1: 0; 2011 Qtr 2: 0; 2011 Qtr 3: 0; 2011 Qtr 4: 0 | 4
0 | 253047-Comm. HP <65k three phase split w/o QI |  | System | Commercial | 01-ALC-AllCommercial-Cooling | 0 |  |  |  |  | 549.6826 | 0 | 60 | 0 | 0 | 489.6826 | 249.733 |  | kWh | 0.098359 | 0 | Commercial | [7 empty] | 15 | 0.5 |  |  |  | 1 | 4 | 0 | 0 | 0 | 0 | 0 | 0 | 0 | 0 | 0 | 0 | 2009 Qtr 1: 0; 2009 Qtr 2: 0; 2009 Qtr 3: 0; 2009 Qtr 4: 4; 2010 Qtr 1: 0; 2010 Qtr 2: 0; 2010 Qtr 3: 0; 2010 Qtr 4: 0; 2011 Qtr 1: 0; 2011 Qtr 2: 0; 2011 Qtr 3: 0; 2011 Qtr 4: 0 | 4
0 | 253047-Comm. HP <65k three phase split w/o QI |  | System | Commercial | 01-ALC-AllCommercial-Cooling | 0 |  |  |  |  | 549.6826 | 0 | 60 | 0 | 0 | 489.6826 | 249.733 |  | kWh | 0.098359 | 0 | Commercial | [7 empty] | 15 | 0.5 |  |  |  | 1 | 5 | 0 | 0 | 0 | 0 | 0 | 0 | 0 | 0 | 0 | 0 | 2009 Qtr 1: 0; 2009 Qtr 2: 0; 2009 Qtr 3: 0; 2009 Qtr 4: 5; 2010 Qtr 1: 0; 2010 Qtr 2: 0; 2010 Qtr 3: 0; 2010 Qtr 4: 0; 2011 Qtr 1: 0; 2011 Qtr 2: 0; 2011 Qtr 3: 0; 2011 Qtr 4: 0 | 5
0 | 253047-Comm. HP <65k three phase split w/o QI |  | System | Commercial | 01-ALC-AllCommercial-Cooling | 0 |  |  |  |  | 549.6826 | 0 | 60 | 0 | 0 | 489.6826 | 249.733 |  | kWh | 0.098359 | 0 | Commercial | [7 empty] | 15 | 0.5 |  |  |  | 1 | 5 | 0 | 0 | 0 | 0 | 0 | 0 | 0 | 0 | 0 | 0 | 2009 Qtr 1: 0; 2009 Qtr 2: 0; 2009 Qtr 3: 0; 2009 Qtr 4: 5; 2010 Qtr 1: 0; 2010 Qtr 2: 0; 2010 Qtr 3: 0; 2010 Qtr 4: 0; 2011 Qtr 1: 0; 2011 Qtr 2: 0; 2011 Qtr 3: 0; 2011 Qtr 4: 0 | 5
0 | 253043-Comm. HP <65k single phase unitary |  | System | Commercial | 01-ALC-AllCommercial-Cooling | 0 |  |  |  |  | 995.132 | 0 | 75 | 0 | 0 | 920.132 | 442.627 |  | kWh | 0.21817 | 0 | Commercial | [7 empty] | 15 | 0.5 |  |  |  | 1 | 2 | 0 | 0 | 0 | 0 | 0 | 0 | 0 | 0 | 0 | 0 | 2009 Qtr 1: 0; 2009 Qtr 2: 0; 2009 Qtr 3: 0; 2009 Qtr 4: 2; 2010 Qtr 1: 0; 2010 Qtr 2: 0; 2010 Qtr 3: 0; 2010 Qtr 4: 0; 2011 Qtr 1: 0; 2011 Qtr 2: 0; 2011 Qtr 3: 0; 2011 Qtr 4: 0 | 2
0 | 253043-Comm. HP <65k single phase unitary |  | System | Commercial | 01-ALC-AllCommercial-Cooling | 0 |  |  |  |  | 995.132 | 0 | 75 | 0 | 0 | 920.132 | 442.627 |  | kWh | 0.21817 | 0 | Commercial | [7 empty] | 15 | 0.5 |  |  |  | 1 | 2 | 0 | 0 | 0 | 0 | 0 | 0 | 0 | 0 | 0 | 0 | 2009 Qtr 1: 0; 2009 Qtr 2: 0; 2009 Qtr 3: 0; 2009 Qtr 4: 2; 2010 Qtr 1: 0; 2010 Qtr 2: 0; 2010 Qtr 3: 0; 2010 Qtr 4: 0; 2011 Qtr 1: 0; 2011 Qtr 2: 0; 2011 Qtr 3: 0; 2011 Qtr 4: 0 | 2
0 | 253062-Comm. AC <65k single phase unitary ER |  | System | Commercial | 01-ALC-AllCommercial-Cooling | 0 |  |  |  |  | 817.8563 | 0 | 85 | 0 | 0 | 732.8563 | 456.337 |  | kWh | 0.35634 | 0 | Commercial | [7 empty] | 15 | 0.5 |  |  |  | 1 | 2 | 0 | 0 | 0 | 0 | 0 | 0 | 0 | 0 | 0 | 0 | 2009 Qtr 1: 0; 2009 Qtr 2: 0; 2009 Qtr 3: 0; 2009 Qtr 4: 2; 2010 Qtr 1: 0; 2010 Qtr 2: 0; 2010 Qtr 3: 0; 2010 Qtr 4: 0; 2011 Qtr 1: 0; 2011 Qtr 2: 0; 2011 Qtr 3: 0; 2011 Qtr 4: 0 | 2
0 | 253041-Comm. HP <65k single phase split |  | System | Commercial | 01-ALC-AllCommercial-Cooling | 0 |  |  |  |  | 97.9361 | 0 | 35 | 0 | 0 | 62.9361 | 433.758 |  | kWh | 0.20195 | 0 | Commercial | [7 empty] | 15 | 0.5 |  |  |  | 1 | 3 | 0 | 0 | 0 | 0 | 0 | 0 | 0 | 0 | 0 | 0 | 2009 Qtr 1: 0; 2009 Qtr 2: 0; 2009 Qtr 3: 0; 2009 Qtr 4: 3; 2010 Qtr 1: 0; 2010 Qtr 2: 0; 2010 Qtr 3: 0; 2010 Qtr 4: 0; 2011 Qtr 1: 0; 2011 Qtr 2: 0; 2011 Qtr 3: 0; 2011 Qtr 4: 0 | 3
0 | 253085-Comm. HP <65k three phase unitary ER |  | System | Commercial | 01-ALC-AllCommercial-Cooling | 0 |  |  |  |  | 959.2869 | 0 | 170 | 0 | 0 | 789.2869 | 333.947 |  | kWh | 0.15748 | 0 | Commercial | [7 empty] | 15 | 0.5 |  |  |  | 1 | 5 | 0 | 0 | 0 | 0 | 0 | 0 | 0 | 0 | 0 | 0 | 2009 Qtr 1: 0; 2009 Qtr 2: 0; 2009 Qtr 3: 0; 2009 Qtr 4: 5; 2010 Qtr 1: 0; 2010 Qtr 2: 0; 2010 Qtr 3: 0; 2010 Qtr 4: 0; 2011 Qtr 1: 0; 2011 Qtr 2: 0; 2011 Qtr 3: 0; 2011 Qtr 4: 0 | 5
0 | 253085-Comm. HP <65k three phase unitary ER |  | System | Commercial | 01-ALC-AllCommercial-Cooling | 0 |  |  |  |  | 959.2869 | 0 | 170 | 0 | 0 | 789.2869 | 333.947 |  | kWh | 0.15748 | 0 | Commercial | [7 empty] | 15 | 0.5 |  |  |  | 1 | 3 | 0 | 0 | 0 | 0 | 0 | 0 | 0 | 0 | 0 | 0 | 2009 Qtr 1: 0; 2009 Qtr 2: 0; 2009 Qtr 3: 0; 2009 Qtr 4: 3; 2010 Qtr 1: 0; 2010 Qtr 2: 0; 2010 Qtr 3: 0; 2010 Qtr 4: 0; 2011 Qtr 1: 0; 2011 Qtr 2: 0; 2011 Qtr 3: 0; 2011 Qtr 4: 0 | 3
0 | 253018-Residential HP SEER 14 Early Ret. CZ 10, 14, or 15 |  | System | Residential | 26-SFM-ResidentialSingleFamily-SP_COOL | 0 |  |  |  |  | 728.7806 | 0 | 110 | 0 | 0 | 618.7806 | 818.399 |  | kWh | 0.34567 | 0 | Residential | [7 empty] | 15 | 0.67 |  |  |  | 1 | 3 | 0 | 0 | 0 | 0 | 0 | 0 | 0 | 0 | 0 | 0 | 2009 Qtr 1: 0; 2009 Qtr 2: 0; 2009 Qtr 3: 0; 2009 Qtr 4: 3; 2010 Qtr 1: 0; 2010 Qtr 2: 0; 2010 Qtr 3: 0; 2010 Qtr 4: 0; 2011 Qtr 1: 0; 2011 Qtr 2: 0; 2011 Qtr 3: 0; 2011 Qtr 4: 0 | 3
0 | 253006-Residential AC SEER 13 Early Ret. CZ 10, 14, or 15 |  | System | Residential | 26-SFM-ResidentialSingleFamily-SP_COOL | 0 |  |  |  |  | 549.5508 | 0 | 85 | 0 | 0 | 464.5508 | 291.643 |  | kWh | 0.32916 | 0.11379 | Residential |  | Winter Only | [5 empty] | 15 | 0.67 |  |  |  | 1 | 5 | 0 | 0 | 0 | 0 | 0 | 0 | 0 | 0 | 0 | 0 | 2009 Qtr 1: 0; 2009 Qtr 2: 0; 2009 Qtr 3: 0; 2009 Qtr 4: 5; 2010 Qtr 1: 0; 2010 Qtr 2: 0; 2010 Qtr 3: 0; 2010 Qtr 4: 0; 2011 Qtr 1: 0; 2011 Qtr 2: 0; 2011 Qtr 3: 0; 2011 Qtr 4: 0 | 5
0 | 253106-7.5 HP Motor (ODP) |  | System | Commercial | 01-ALC-AllCommercial-Vent/Fan | 0 |  |  |  |  | 82.0337 | 0 | 56.962 | 0 | 0 | 25.0716 | 276.7999 |  | kWh | 0.13156 | 0 | Commercial | [7 empty] | 15 | 0.7 |  |  |  | 0 | 0.79 | 0 | 0 | 0 | 0 | 0 | 0 | 0 | 0 | 0 | 0 | 2009 Qtr 1: 0; 2009 Qtr 2: 0; 2009 Qtr 3: 0; 2009 Qtr 4: 0.79; 2010 Qtr 1: 0; 2010 Qtr 2: 0; 2010 Qtr 3: 0; 2010 Qtr 4: 0; 2011 Qtr 1: 0; 2011 Qtr 2: 0; 2011 Qtr 3: 0; 2011 Qtr 4: 0 | 0.79
0 | 253061-Comm. AC <65k single phase unitary ER |  | System | Commercial | 01-ALC-AllCommercial-Cooling | 0 |  |  |  |  | 817.8563 | 0 | 85 | 0 | 0 | 732.8563 | 364.969 |  | kWh | 0.24958 | 0 | Commercial | [7 empty] | 15 | 0.5 |  |  |  | 1 | 2 | 0 | 0 | 0 | 0 | 0 | 0 | 0 | 0 | 0 | 0 | 2009 Qtr 1: 0; 2009 Qtr 2: 0; 2009 Qtr 3: 0; 2009 Qtr 4: 2; 2010 Qtr 1: 0; 2010 Qtr 2: 0; 2010 Qtr 3: 0; 2010 Qtr 4: 0; 2011 Qtr 1: 0; 2011 Qtr 2: 0; 2011 Qtr 3: 0; 2011 Qtr 4: 0 | 2
0 | 253069-Comm. AC 65k to 134k ER |  | System | Commercial | 01-ALC-AllCommercial-Cooling | 0 |  |  |  |  | 757.3824 | 0 | 75 | 0 | 0 | 682.3824 | 361.554 |  | kWh | 0.25974 | 0 | Commercial | [7 empty] | 15 | 0.7 |  |  |  | 1 | 10 | 0 | 0 | 0 | 0 | 0 | 0 | 0 | 0 | 0 | 0 | 2009 Qtr 1: 0; 2009 Qtr 2: 0; 2009 Qtr 3: 0; 2009 Qtr 4: 10; 2010 Qtr 1: 0; 2010 Qtr 2: 0; 2010 Qtr 3: 0; 2010 Qtr 4: 0; 2011 Qtr 1: 0; 2011 Qtr 2: 0; 2011 Qtr 3: 0; 2011 Qtr 4: 0 | 10
0 | 253069-Comm. AC 65k to 134k ER |  | System | Commercial | 01-ALC-AllCommercial-Cooling | 0 |  |  |  |  | 757.3824 | 0 | 80.3571 | 0 | 0 | 677.0253 | 361.554 |  | kWh | 0.25974 | 0 | Commercial | [7 empty] | 15 | 0.7 |  |  |  | 1 | 7 | 0 | 0 | 0 | 0 | 0 | 0 | 0 | 0 | 0 | 0 | 2009 Qtr 1: 0; 2009 Qtr 2: 0; 2009 Qtr 3: 0; 2009 Qtr 4: 7; 2010 Qtr 1: 0; 2010 Qtr 2: 0; 2010 Qtr 3: 0; 2010 Qtr 4: 0; 2011 Qtr 1: 0; 2011 Qtr 2: 0; 2011 Qtr 3: 0; 2011 Qtr 4: 0 | 7
0 | 253069-Comm. AC 65k to 134k ER |  | System | Commercial | 01-ALC-AllCommercial-Cooling | 0 |  |  |  |  | 757.3824 | 0 | 80.3571 | 0 | 0 | 677.0253 | 361.554 |  | kWh | 0.25974 | 0 | Commercial | [7 empty] | 15 | 0.7 |  |  |  | 1 | 7 | 0 | 0 | 0 | 0 | 0 | 0 | 0 | 0 | 0 | 0 | 2009 Qtr 1: 0; 2009 Qtr 2: 0; 2009 Qtr 3: 0; 2009 Qtr 4: 7; 2010 Qtr 1: 0; 2010 Qtr 2: 0; 2010 Qtr 3: 0; 2010 Qtr 4: 0; 2011 Qtr 1: 0; 2011 Qtr 2: 0; 2011 Qtr 3: 0; 2011 Qtr 4: 0 | 7
0 | 253067-Comm. AC <65k three phase unitary ER |  | System | Commercial | 01-ALC-AllCommercial-Cooling | 0 |  |  |  |  | 790.4043 | 0 | 85 | 0 | 0 | 705.4043 | 280.46 |  | kWh | 0.19186 | 0 | Commercial | [7 empty] | 15 | 0.5 |  |  |  | 1 | 3 | 0 | 0 | 0 | 0 | 0 | 0 | 0 | 0 | 0 | 0 | 2009 Qtr 1: 0; 2009 Qtr 2: 0; 2009 Qtr 3: 0; 2009 Qtr 4: 3; 2010 Qtr 1: 0; 2010 Qtr 2: 0; 2010 Qtr 3: 0; 2010 Qtr 4: 0; 2011 Qtr 1: 0; 2011 Qtr 2: 0; 2011 Qtr 3: 0; 2011 Qtr 4: 0 | 3
0 | 253067-Comm. AC <65k three phase unitary ER |  | System | Commercial | 01-ALC-AllCommercial-Cooling | 0 |  |  |  |  | 790.4043 | 0 | 85 | 0 | 0 | 705.4043 | 280.46 |  | kWh | 0.19186 | 0 | Commercial | [7 empty] | 15 | 0.5 |  |  |  | 1 | 5 | 0 | 0 | 0 | 0 | 0 | 0 | 0 | 0 | 0 | 0 | 2009 Qtr 1: 0; 2009 Qtr 2: 0; 2009 Qtr 3: 0; 2009 Qtr 4: 5; 2010 Qtr 1: 0; 2010 Qtr 2: 0; 2010 Qtr 3: 0; 2010 Qtr 4: 0; 2011 Qtr 1: 0; 2011 Qtr 2: 0; 2011 Qtr 3: 0; 2011 Qtr 4: 0 | 5
0 | 253067-Comm. AC <65k three phase unitary ER |  | System | Commercial | 01-ALC-AllCommercial-Cooling | 0 |  |  |  |  | 790.4043 | 0 | 85 | 0 | 0 | 705.4043 | 280.46 |  | kWh | 0.19186 | 0 | Commercial | [7 empty] | 15 | 0.5 |  |  |  | 1 | 5 | 0 | 0 | 0 | 0 | 0 | 0 | 0 | 0 | 0 | 0 | 2009 Qtr 1: 0; 2009 Qtr 2: 0; 2009 Qtr 3: 0; 2009 Qtr 4: 5; 2010 Qtr 1: 0; 2010 Qtr 2: 0; 2010 Qtr 3: 0; 2010 Qtr 4: 0; 2011 Qtr 1: 0; 2011 Qtr 2: 0; 2011 Qtr 3: 0; 2011 Qtr 4: 0 | 5
0 | 253067-Comm. AC <65k three phase unitary ER |  | System | Commercial | 01-ALC-AllCommercial-Cooling | 0 |  |  |  |  | 790.4043 | 0 | 85 | 0 | 0 | 705.4043 | 280.46 |  | kWh | 0.19186 | 0 | Commercial | [7 empty] | 15 | 0.5 |  |  |  | 1 | 5 | 0 | 0 | 0 | 0 | 0 | 0 | 0 | 0 | 0 | 0 | 2009 Qtr 1: 0; 2009 Qtr 2: 0; 2009 Qtr 3: 0; 2009 Qtr 4: 5; 2010 Qtr 1: 0; 2010 Qtr 2: 0; 2010 Qtr 3: 0; 2010 Qtr 4: 0; 2011 Qtr 1: 0; 2011 Qtr 2: 0; 2011 Qtr 3: 0; 2011 Qtr 4: 0 | 5
0 | 253069-Comm. AC 65k to 134k ER |  | System | Commercial | 01-ALC-AllCommercial-Cooling | 0 |  |  |  |  | 757.3824 | 0 | 75 | 0 | 0 | 682.3824 | 361.554 |  | kWh | 0.25974 | 0 | Commercial | [7 empty] | 15 | 0.7 |  |  |  | 1 | 10 | 0 | 0 | 0 | 0 | 0 | 0 | 0 | 0 | 0 | 0 | 2009 Qtr 1: 0; 2009 Qtr 2: 0; 2009 Qtr 3: 0; 2009 Qtr 4: 10; 2010 Qtr 1: 0; 2010 Qtr 2: 0; 2010 Qtr 3: 0; 2010 Qtr 4: 0; 2011 Qtr 1: 0; 2011 Qtr 2: 0; 2011 Qtr 3: 0; 2011 Qtr 4: 0 | 10
0 | 253069-Comm. AC 65k to 134k ER |  | System | Commercial | 01-ALC-AllCommercial-Cooling | 0 |  |  |  |  | 757.3824 | 0 | 75 | 0 | 0 | 682.3824 | 361.554 |  | kWh | 0.25974 | 0 | Commercial | [7 empty] | 15 | 0.7 |  |  |  | 1 | 10 | 0 | 0 | 0 | 0 | 0 | 0 | 0 | 0 | 0 | 0 | 2009 Qtr 1: 0; 2009 Qtr 2: 0; 2009 Qtr 3: 0; 2009 Qtr 4: 10; 2010 Qtr 1: 0; 2010 Qtr 2: 0; 2010 Qtr 3: 0; 2010 Qtr 4: 0; 2011 Qtr 1: 0; 2011 Qtr 2: 0; 2011 Qtr 3: 0; 2011 Qtr 4: 0 | 10
0 | 253069-Comm. AC 65k to 134k ER |  | System | Commercial | 01-ALC-AllCommercial-Cooling | 0 |  |  |  |  | 757.3824 | 0 | 75 | 0 | 0 | 682.3824 | 361.554 |  | kWh | 0.25974 | 0 | Commercial | [7 empty] | 15 | 0.7 |  |  |  | 1 | 10 | 0 | 0 | 0 | 0 | 0 | 0 | 0 | 0 | 0 | 0 | 2009 Qtr 1: 0; 2009 Qtr 2: 0; 2009 Qtr 3: 0; 2009 Qtr 4: 10; 2010 Qtr 1: 0; 2010 Qtr 2: 0; 2010 Qtr 3: 0; 2010 Qtr 4: 0; 2011 Qtr 1: 0; 2011 Qtr 2: 0; 2011 Qtr 3: 0; 2011 Qtr 4: 0 | 10
0 | 253069-Comm. AC 65k to 134k ER |  | System | Commercial | 01-ALC-AllCommercial-Cooling | 0 |  |  |  |  | 757.3824 | 0 | 75 | 0 | 0 | 682.3824 | 361.554 |  | kWh | 0.25974 | 0 | Commercial | [7 empty] | 15 | 0.7 |  |  |  | 1 | 10 | 0 | 0 | 0 | 0 | 0 | 0 | 0 | 0 | 0 | 0 | 2009 Qtr 1: 0; 2009 Qtr 2: 0; 2009 Qtr 3: 0; 2009 Qtr 4: 10; 2010 Qtr 1: 0; 2010 Qtr 2: 0; 2010 Qtr 3: 0; 2010 Qtr 4: 0; 2011 Qtr 1: 0; 2011 Qtr 2: 0; 2011 Qtr 3: 0; 2011 Qtr 4: 0 | 10
0 | 253067-Comm. AC <65k three phase unitary ER |  | System | Commercial | 01-ALC-AllCommercial-Cooling | 0 |  |  |  |  | 790.4043 | 0 | 85 | 0 | 0 | 705.4043 | 280.46 |  | kWh | 0.19186 | 0 | Commercial | [7 empty] | 15 | 0.5 |  |  |  | 1 | 5 | 0 | 0 | 0 | 0 | 0 | 0 | 0 | 0 | 0 | 0 | 2009 Qtr 1: 0; 2009 Qtr 2: 0; 2009 Qtr 3: 0; 2009 Qtr 4: 5; 2010 Qtr 1: 0; 2010 Qtr 2: 0; 2010 Qtr 3: 0; 2010 Qtr 4: 0; 2011 Qtr 1: 0; 2011 Qtr 2: 0; 2011 Qtr 3: 0; 2011 Qtr 4: 0 | 5
0 | 253067-Comm. AC <65k three phase unitary ER |  | System | Commercial | 01-ALC-AllCommercial-Cooling | 0 |  |  |  |  | 790.4043 | 0 | 85 | 0 | 0 | 705.4043 | 280.46 |  | kWh | 0.19186 | 0 | Commercial | [7 empty] | 15 | 0.5 |  |  |  | 1 | 5 | 0 | 0 | 0 | 0 | 0 | 0 | 0 | 0 | 0 | 0 | 2009 Qtr 1: 0; 2009 Qtr 2: 0; 2009 Qtr 3: 0; 2009 Qtr 4: 5; 2010 Qtr 1: 0; 2010 Qtr 2: 0; 2010 Qtr 3: 0; 2010 Qtr 4: 0; 2011 Qtr 1: 0; 2011 Qtr 2: 0; 2011 Qtr 3: 0; 2011 Qtr 4: 0 | 5
0 | 253119-10 HP Motor (TEFC) |  | System | Commercial | 01-ALC-AllCommercial-Vent/Fan | 0 |  |  |  |  | 154.9977 | 0 | 151.8987 | 0 | 0 | 3.099 | 311.3564 |  | kWh | 0.14798 | 0 | Commercial | [7 empty] | 15 | 0.7 |  |  |  | 0 | 0.79 | 0 | 0 | 0 | 0 | 0 | 0 | 0 | 0 | 0 | 0 | 2009 Qtr 1: 0; 2009 Qtr 2: 0; 2009 Qtr 3: 0; 2009 Qtr 4: 0.79; 2010 Qtr 1: 0; 2010 Qtr 2: 0; 2010 Qtr 3: 0; 2010 Qtr 4: 0; 2011 Qtr 1: 0; 2011 Qtr 2: 0; 2011 Qtr 3: 0; 2011 Qtr 4: 0 | 0.79
0 | 253110-25 HP Motor (ODP) |  | System | Commercial | 01-ALC-AllCommercial-Vent/Fan | 0 |  |  |  |  | 358.8186 | 0 | 303.7975 | 0 | 0 | 55.0211 | 873.1676 |  | kWh | 0.30551 | 0 | Commercial | [7 empty] | 15 | 0.7 |  |  |  | 0 | 0.79 | 0 | 0 | 0 | 0 | 0 | 0 | 0 | 0 | 0 | 0 | 2009 Qtr 1: 0; 2009 Qtr 2: 0; 2009 Qtr 3: 0; 2009 Qtr 4: 0.79; 2010 Qtr 1: 0; 2010 Qtr 2: 0; 2010 Qtr 3: 0; 2010 Qtr 4: 0; 2011 Qtr 1: 0; 2011 Qtr 2: 0; 2011 Qtr 3: 0; 2011 Qtr 4: 0 | 0.79
0 | 253106-7.5 HP Motor (ODP) |  | System | Commercial | 01-ALC-AllCommercial-Vent/Fan | 0 |  |  |  |  | 82.0337 | 0 | 113.9241 | 0 | 0 | -31.8904 | 276.7999 |  | kWh | 0.13156 | 0 | Commercial | [7 empty] | 15 | 0.7 |  |  |  | 0 | 0.79 | 0 | 0 | 0 | 0 | 0 | 0 | 0 | 0 | 0 | 0 | 2009 Qtr 1: 0; 2009 Qtr 2: 0; 2009 Qtr 3: 0; 2009 Qtr 4: 0.79; 2010 Qtr 1: 0; 2010 Qtr 2: 0; 2010 Qtr 3: 0; 2010 Qtr 4: 0; 2011 Qtr 1: 0; 2011 Qtr 2: 0; 2011 Qtr 3: 0; 2011 Qtr 4: 0 | 0.79
0 | 253119-10 HP Motor (TEFC) |  | System | Commercial | 01-ALC-AllCommercial-Vent/Fan | 0 |  |  |  |  | 154.9977 | 0 | 151.8987 | 0 | 0 | 3.099 | 311.3564 |  | kWh | 0.14798 | 0 | Commercial | [7 empty] | 15 | 0.7 |  |  |  | 0 | 0.79 | 0 | 0 | 0 | 0 | 0 | 0 | 0 | 0 | 0 | 0 | 2009 Qtr 1: 0; 2009 Qtr 2: 0; 2009 Qtr 3: 0; 2009 Qtr 4: 0.79; 2010 Qtr 1: 0; 2010 Qtr 2: 0; 2010 Qtr 3: 0; 2010 Qtr 4: 0; 2011 Qtr 1: 0; 2011 Qtr 2: 0; 2011 Qtr 3: 0; 2011 Qtr 4: 0 | 0.79
0 | 253119-10 HP Motor (TEFC) |  | System | Commercial | 01-ALC-AllCommercial-Vent/Fan | 0 |  |  |  |  | 154.9977 | 0 | 151.8987 | 0 | 0 | 3.099 | 311.3564 |  | kWh | 0.14798 | 0 | Commercial | [7 empty] | 15 | 0.7 |  |  |  | 0 | 0.79 | 0 | 0 | 0 | 0 | 0 | 0 | 0 | 0 | 0 | 0 | 2009 Qtr 1: 0; 2009 Qtr 2: 0; 2009 Qtr 3: 0; 2009 Qtr 4: 0.79; 2010 Qtr 1: 0; 2010 Qtr 2: 0; 2010 Qtr 3: 0; 2010 Qtr 4: 0; 2011 Qtr 1: 0; 2011 Qtr 2: 0; 2011 Qtr 3: 0; 2011 Qtr 4: 0 | 0.79
0 | 253122-25 HP Motor (TEFC) |  | System | Commercial | 01-ALC-AllCommercial-Vent/Fan | 0 |  |  |  |  | 592.3524 | 0 | 303.7975 | 0 | 0 | 288.5549 | 547.2965 |  | kWh | 0.19149 | 0 | Commercial | [7 empty] | 15 | 0.7 |  |  |  | 0 | 0.79 | 0 | 0 | 0 | 0 | 0 | 0 | 0 | 0 | 0 | 0 | 2009 Qtr 1: 0; 2009 Qtr 2: 0; 2009 Qtr 3: 0; 2009 Qtr 4: 0.79; 2010 Qtr 1: 0; 2010 Qtr 2: 0; 2010 Qtr 3: 0; 2010 Qtr 4: 0; 2011 Qtr 1: 0; 2011 Qtr 2: 0; 2011 Qtr 3: 0; 2011 Qtr 4: 0 | 0.79
0 | 253108-15 HP Motor (ODP) |  | System | Commercial | 01-ALC-AllCommercial-Vent/Fan | 0 |  |  |  |  | 67.1572 | 0 | 189.8734 | 0 | 0 | -122.7162 | 411.7412 |  | kWh | 0.19569 | 0 | Commercial | [7 empty] | 15 | 0.7 |  |  |  | 0 | 0.79 | 0 | 0 | 0 | 0 | 0 | 0 | 0 | 0 | 0 | 0 | 2009 Qtr 1: 0; 2009 Qtr 2: 0; 2009 Qtr 3: 0; 2009 Qtr 4: 0.79; 2010 Qtr 1: 0; 2010 Qtr 2: 0; 2010 Qtr 3: 0; 2010 Qtr 4: 0; 2011 Qtr 1: 0; 2011 Qtr 2: 0; 2011 Qtr 3: 0; 2011 Qtr 4: 0 | 0.79
0 | 253117-5 HP Motor (TEFC) |  | System | Commercial | 01-ALC-AllCommercial-Vent/Fan | 0 |  |  |  |  | 74.7173 | 0 | 113.9241 | 0 | 0 | -39.2067 | 148.3189 |  | kWh | 0.070492 | 0 | Commercial | [7 empty] | 15 | 0.7 |  |  |  | 0 | 0.79 | 0 | 0 | 0 | 0 | 0 | 0 | 0 | 0 | 0 | 0 | 2009 Qtr 1: 0; 2009 Qtr 2: 0; 2009 Qtr 3: 0; 2009 Qtr 4: 0.79; 2010 Qtr 1: 0; 2010 Qtr 2: 0; 2010 Qtr 3: 0; 2010 Qtr 4: 0; 2011 Qtr 1: 0; 2011 Qtr 2: 0; 2011 Qtr 3: 0; 2011 Qtr 4: 0 | 0.79
0 | 253116-100 HP Motor (ODP) |  | System | Commercial | 01-ALC-AllCommercial-Vent/Fan | 0 |  |  |  |  | 621.1213 | 0 | 1012.6582 | 0 | 0 | -391.537 | 2284.8335 |  | kWh | 0.79942 | 0 | Commercial | [7 empty] | 15 | 0.7 |  |  |  | 0 | 0.79 | 0 | 0 | 0 | 0 | 0 | 0 | 0 | 0 | 0 | 0 | 2009 Qtr 1: 0; 2009 Qtr 2: 0; 2009 Qtr 3: 0; 2009 Qtr 4: 0.79; 2010 Qtr 1: 0; 2010 Qtr 2: 0; 2010 Qtr 3: 0; 2010 Qtr 4: 0; 2011 Qtr 1: 0; 2011 Qtr 2: 0; 2011 Qtr 3: 0; 2011 Qtr 4: 0 | 0.79
0 | 253112-40 HP Motor (ODP) |  | System | Commercial | 01-ALC-AllCommercial-Vent/Fan | 0 |  |  |  |  | 625.5316 | 0 | 303.7975 | 0 | 0 | 321.7342 | 846 |  | kWh | 0.296 | 0 | Commercial | [7 empty] | 15 | 0.7 |  |  |  | 0 | 0.79 | 0 | 0 | 0 | 0 | 0 | 0 | 0 | 0 | 0 | 0 | 2009 Qtr 1: 0; 2009 Qtr 2: 0; 2009 Qtr 3: 0; 2009 Qtr 4: 0.79; 2010 Qtr 1: 0; 2010 Qtr 2: 0; 2010 Qtr 3: 0; 2010 Qtr 4: 0; 2011 Qtr 1: 0; 2011 Qtr 2: 0; 2011 Qtr 3: 0; 2011 Qtr 4: 0 | 0.79
0 | 253069-Comm. AC 65k to 134k ER |  | System | Commercial | 01-ALC-AllCommercial-Cooling | 0 |  |  |  |  | 757.3824 | 0 | 80.3571 | 0 | 0 | 677.0253 | 361.554 |  | kWh | 0.25974 | 0 | Commercial | [7 empty] | 15 | 0.7 |  |  |  | 1 | 7 | 0 | 0 | 0 | 0 | 0 | 0 | 0 | 0 | 0 | 0 | 2009 Qtr 1: 0; 2009 Qtr 2: 0; 2009 Qtr 3: 0; 2009 Qtr 4: 7; 2010 Qtr 1: 0; 2010 Qtr 2: 0; 2010 Qtr 3: 0; 2010 Qtr 4: 0; 2011 Qtr 1: 0; 2011 Qtr 2: 0; 2011 Qtr 3: 0; 2011 Qtr 4: 0 | 7
0 | 253083-Comm. HP <65k three phase split w/o QI ER |  | System | Commercial | 01-ALC-AllCommercial-Cooling | 0 |  |  |  |  | 186.4979 | 0 | 40 | 0 | 0 | 146.4979 | 249.733 |  | kWh | 0.098359 | 0 | Commercial | [7 empty] | 15 | 0.5 |  |  |  | 1 | 5 | 0 | 0 | 0 | 0 | 0 | 0 | 0 | 0 | 0 | 0 | 2009 Qtr 1: 0; 2009 Qtr 2: 0; 2009 Qtr 3: 0; 2009 Qtr 4: 5; 2010 Qtr 1: 0; 2010 Qtr 2: 0; 2010 Qtr 3: 0; 2010 Qtr 4: 0; 2011 Qtr 1: 0; 2011 Qtr 2: 0; 2011 Qtr 3: 0; 2011 Qtr 4: 0 | 5
0 | 253079-Comm. HP <65k single phase unitary ER |  | System | Commercial | 01-ALC-AllCommercial-Cooling | 0 |  |  |  |  | 995.132 | 0 | 85 | 0 | 0 | 910.132 | 442.627 |  | kWh | 0.21817 | 0 | Commercial | [7 empty] | 15 | 0.5 |  |  |  | 1 | 3 | 0 | 0 | 0 | 0 | 0 | 0 | 0 | 0 | 0 | 0 | 2009 Qtr 1: 0; 2009 Qtr 2: 0; 2009 Qtr 3: 0; 2009 Qtr 4: 3; 2010 Qtr 1: 0; 2010 Qtr 2: 0; 2010 Qtr 3: 0; 2010 Qtr 4: 0; 2011 Qtr 1: 0; 2011 Qtr 2: 0; 2011 Qtr 3: 0; 2011 Qtr 4: 0 | 3
0 | 253079-Comm. HP <65k single phase unitary ER |  | System | Commercial | 01-ALC-AllCommercial-Cooling | 0 |  |  |  |  | 995.132 | 0 | 85 | 0 | 0 | 910.132 | 442.627 |  | kWh | 0.21817 | 0 | Commercial | [7 empty] | 15 | 0.5 |  |  |  | 1 | 4 | 0 | 0 | 0 | 0 | 0 | 0 | 0 | 0 | 0 | 0 | 2009 Qtr 1: 0; 2009 Qtr 2: 0; 2009 Qtr 3: 0; 2009 Qtr 4: 4; 2010 Qtr 1: 0; 2010 Qtr 2: 0; 2010 Qtr 3: 0; 2010 Qtr 4: 0; 2011 Qtr 1: 0; 2011 Qtr 2: 0; 2011 Qtr 3: 0; 2011 Qtr 4: 0 | 4
0 | 253079-Comm. HP <65k single phase unitary ER |  | System | Commercial | 01-ALC-AllCommercial-Cooling | 0 |  |  |  |  | 995.132 | 0 | 85 | 0 | 0 | 910.132 | 442.627 |  | kWh | 0.21817 | 0 | Commercial | [7 empty] | 15 | 0.5 |  |  |  | 1 | 4 | 0 | 0 | 0 | 0 | 0 | 0 | 0 | 0 | 0 | 0 | 2009 Qtr 1: 0; 2009 Qtr 2: 0; 2009 Qtr 3: 0; 2009 Qtr 4: 4; 2010 Qtr 1: 0; 2010 Qtr 2: 0; 2010 Qtr 3: 0; 2010 Qtr 4: 0; 2011 Qtr 1: 0; 2011 Qtr 2: 0; 2011 Qtr 3: 0; 2011 Qtr 4: 0 | 4
0 | 253083-Comm. HP <65k three phase split w/o QI ER |  | System | Commercial | 01-ALC-AllCommercial-Cooling | 0 |  |  |  |  | 186.4979 | 0 | 40 | 0 | 0 | 146.4979 | 249.733 |  | kWh | 0.098359 | 0 | Commercial | [7 empty] | 15 | 0.5 |  |  |  | 1 | 5 | 0 | 0 | 0 | 0 | 0 | 0 | 0 | 0 | 0 | 0 | 2009 Qtr 1: 0; 2009 Qtr 2: 0; 2009 Qtr 3: 0; 2009 Qtr 4: 5; 2010 Qtr 1: 0; 2010 Qtr 2: 0; 2010 Qtr 3: 0; 2010 Qtr 4: 0; 2011 Qtr 1: 0; 2011 Qtr 2: 0; 2011 Qtr 3: 0; 2011 Qtr 4: 0 | 5
0 | 253048-Comm. HP <65k three phase split w/o QI |  | System | Commercial | 01-ALC-AllCommercial-Cooling | 0 |  |  |  |  | 186.4979 | 0 | 30 | 0 | 0 | 156.4979 | 302.892 |  | kWh | 0.14152 | 0 | Commercial | [7 empty] | 15 | 0.5 |  |  |  | 1 | 3 | 0 | 0 | 0 | 0 | 0 | 0 | 0 | 0 | 0 | 0 | 2009 Qtr 1: 0; 2009 Qtr 2: 0; 2009 Qtr 3: 0; 2009 Qtr 4: 3; 2010 Qtr 1: 0; 2010 Qtr 2: 0; 2010 Qtr 3: 0; 2010 Qtr 4: 0; 2011 Qtr 1: 0; 2011 Qtr 2: 0; 2011 Qtr 3: 0; 2011 Qtr 4: 0 | 3
0 | 253006-Residential AC SEER 13 Early Ret. CZ 10, 14, or 15 |  | System | Residential | 26-SFM-ResidentialSingleFamily-SP_COOL | 0 |  |  |  |  | 549.5508 | 0 | 85 | 0 | 0 | 464.5508 | 291.643 |  | kWh | 0.32916 | 0.11379 | Residential |  | Winter Only | [5 empty] | 15 | 0.67 |  |  |  | 1 | 3 | 0 | 0 | 0 | 0 | 0 | 0 | 0 | 0 | 0 | 0 | 2009 Qtr 1: 0; 2009 Qtr 2: 0; 2009 Qtr 3: 0; 2009 Qtr 4: 3; 2010 Qtr 1: 0; 2010 Qtr 2: 0; 2010 Qtr 3: 0; 2010 Qtr 4: 0; 2011 Qtr 1: 0; 2011 Qtr 2: 0; 2011 Qtr 3: 0; 2011 Qtr 4: 0 | 3
0 | 253005-Residential AC SEER 13 Early Ret. CZ 6, 7 or 8 |  | System | Residential | 26-SFM-ResidentialSingleFamily-SP_COOL | 0 |  |  |  |  | 549.5508 | 0 | 30 | 0 | 0 | 519.5508 | 169.092 |  | kWh | 0.32706 | 0.20484 | Residential |  | Winter Only | [5 empty] | 15 | 0.67 |  |  |  | 1 | 3 | 0 | 0 | 0 | 0 | 0 | 0 | 0 | 0 | 0 | 0 | 2009 Qtr 1: 0; 2009 Qtr 2: 0; 2009 Qtr 3: 0; 2009 Qtr 4: 3; 2010 Qtr 1: 0; 2010 Qtr 2: 0; 2010 Qtr 3: 0; 2010 Qtr 4: 0; 2011 Qtr 1: 0; 2011 Qtr 2: 0; 2011 Qtr 3: 0; 2011 Qtr 4: 0 | 3
0 | 253006-Residential AC SEER 13 Early Ret. CZ 10, 14, or 15 |  | System | Residential | 26-SFM-ResidentialSingleFamily-SP_COOL | 0 |  |  |  |  | 549.5508 | 0 | 106.25 | 0 | 0 | 443.3008 | 291.643 |  | kWh | 0.32916 | 0.11379 | Residential |  | Winter Only | [5 empty] | 15 | 0.67 |  |  |  | 1 | 2 | 0 | 0 | 0 | 0 | 0 | 0 | 0 | 0 | 0 | 0 | 2009 Qtr 1: 0; 2009 Qtr 2: 0; 2009 Qtr 3: 0; 2009 Qtr 4: 2; 2010 Qtr 1: 0; 2010 Qtr 2: 0; 2010 Qtr 3: 0; 2010 Qtr 4: 0; 2011 Qtr 1: 0; 2011 Qtr 2: 0; 2011 Qtr 3: 0; 2011 Qtr 4: 0 | 2
0 | 253005-Residential AC SEER 13 Early Ret. CZ 6, 7 or 8 |  | System | Residential | 26-SFM-ResidentialSingleFamily-SP_COOL | 0 |  |  |  |  | 549.5508 | 0 | 30 | 0 | 0 | 519.5508 | 169.092 |  | kWh | 0.32706 | 0.20484 | Residential |  | Winter Only | [5 empty] | 15 | 0.67 |  |  |  | 1 | 4 | 0 | 0 | 0 | 0 | 0 | 0 | 0 | 0 | 0 | 0 | 2009 Qtr 1: 0; 2009 Qtr 2: 0; 2009 Qtr 3: 0; 2009 Qtr 4: 4; 2010 Qtr 1: 0; 2010 Qtr 2: 0; 2010 Qtr 3: 0; 2010 Qtr 4: 0; 2011 Qtr 1: 0; 2011 Qtr 2: 0; 2011 Qtr 3: 0; 2011 Qtr 4: 0 | 4
0 | 253006-Residential AC SEER 13 Early Ret. CZ 10, 14, or 15 |  | System | Residential | 26-SFM-ResidentialSingleFamily-SP_COOL | 0 |  |  |  |  | 549.5508 | 0 | 106.25 | 0 | 0 | 443.3008 | 291.643 |  | kWh | 0.32916 | 0.11379 | Residential |  | Winter Only | [5 empty] | 15 | 0.67 |  |  |  | 1 | 2 | 0 | 0 | 0 | 0 | 0 | 0 | 0 | 0 | 0 | 0 | 2009 Qtr 1: 0; 2009 Qtr 2: 0; 2009 Qtr 3: 0; 2009 Qtr 4: 2; 2010 Qtr 1: 0; 2010 Qtr 2: 0; 2010 Qtr 3: 0; 2010 Qtr 4: 0; 2011 Qtr 1: 0; 2011 Qtr 2: 0; 2011 Qtr 3: 0; 2011 Qtr 4: 0 | 2
0 | 253006-Residential AC SEER 13 Early Ret. CZ 10, 14, or 15 |  | System | Residential | 26-SFM-ResidentialSingleFamily-SP_COOL | 0 |  |  |  |  | 549.5508 | 0 | 85 | 0 | 0 | 464.5508 | 291.643 |  | kWh | 0.32916 | 0.11379 | Residential |  | Winter Only | [5 empty] | 15 | 0.67 |  |  |  | 1 | 3 | 0 | 0 | 0 | 0 | 0 | 0 | 0 | 0 | 0 | 0 | 2009 Qtr 1: 0; 2009 Qtr 2: 0; 2009 Qtr 3: 0; 2009 Qtr 4: 3; 2010 Qtr 1: 0; 2010 Qtr 2: 0; 2010 Qtr 3: 0; 2010 Qtr 4: 0; 2011 Qtr 1: 0; 2011 Qtr 2: 0; 2011 Qtr 3: 0; 2011 Qtr 4: 0 | 3
0 | 253003-Residential AC SEER 15 CZ 6, 7 or 8 |  | System | Residential | 26-SFM-ResidentialSingleFamily-SP_COOL | 0 |  |  |  |  | 185.2374 | 0 | 30 | 0 | 0 | 155.2374 | 219.055 |  | kWh | 0.38807 | -1.3318 | Residential |  | Winter Only | [5 empty] | 15 | 0.67 |  |  |  | 1 | 3 | 0 | 0 | 0 | 0 | 0 | 0 | 0 | 0 | 0 | 0 | 2009 Qtr 1: 0; 2009 Qtr 2: 0; 2009 Qtr 3: 0; 2009 Qtr 4: 3; 2010 Qtr 1: 0; 2010 Qtr 2: 0; 2010 Qtr 3: 0; 2010 Qtr 4: 0; 2011 Qtr 1: 0; 2011 Qtr 2: 0; 2011 Qtr 3: 0; 2011 Qtr 4: 0 | 3
0 | 253001-Residential AC SEER 14 CZ 6, 7 or 8 |  | System | Residential | 26-SFM-ResidentialSingleFamily-SP_COOL | 0 |  |  |  |  | 92.6187 | 0 | 12.5 | 0 | 0 | 80.1187 | 184.853 |  | kWh | 0.37116 | 0.59287 | Residential |  | Winter Only | [5 empty] | 15 | 0.67 |  |  |  | 1 | 5 | 0 | 0 | 0 | 0 | 0 | 0 | 0 | 0 | 0 | 0 | 2009 Qtr 1: 0; 2009 Qtr 2: 0; 2009 Qtr 3: 0; 2009 Qtr 4: 5; 2010 Qtr 1: 0; 2010 Qtr 2: 0; 2010 Qtr 3: 0; 2010 Qtr 4: 0; 2011 Qtr 1: 0; 2011 Qtr 2: 0; 2011 Qtr 3: 0; 2011 Qtr 4: 0 | 5
0 | 253001-Residential AC SEER 14 CZ 6, 7 or 8 |  | System | Residential | 26-SFM-ResidentialSingleFamily-SP_COOL | 0 |  |  |  |  | 92.6187 | 0 | 12.5 | 0 | 0 | 80.1187 | 184.853 |  | kWh | 0.37116 | 0.59287 | Residential |  | Winter Only | [5 empty] | 15 | 0.67 |  |  |  | 1 | 5 | 0 | 0 | 0 | 0 | 0 | 0 | 0 | 0 | 0 | 0 | 2009 Qtr 1: 0; 2009 Qtr 2: 0; 2009 Qtr 3: 0; 2009 Qtr 4: 5; 2010 Qtr 1: 0; 2010 Qtr 2: 0; 2010 Qtr 3: 0; 2010 Qtr 4: 0; 2011 Qtr 1: 0; 2011 Qtr 2: 0; 2011 Qtr 3: 0; 2011 Qtr 4: 0 | 5
0 | 253013-Residential HP SEER 15 CZ 6, 7 or 8 |  | System | Residential | 26-SFM-ResidentialSingleFamily-SP_COOL | 0 |  |  |  |  | 173.614 | 0 | 30 | 0 | 0 | 143.614 | 663.284 |  | kWh | 0.36804 | 0 | Residential | [7 empty] | 15 | 0.67 |  |  |  | 1 | 3 | 0 | 0 | 0 | 0 | 0 | 0 | 0 | 0 | 0 | 0 | 2009 Qtr 1: 0; 2009 Qtr 2: 0; 2009 Qtr 3: 0; 2009 Qtr 4: 3; 2010 Qtr 1: 0; 2010 Qtr 2: 0; 2010 Qtr 3: 0; 2010 Qtr 4: 0; 2011 Qtr 1: 0; 2011 Qtr 2: 0; 2011 Qtr 3: 0; 2011 Qtr 4: 0 | 3
0 | 253013-Residential HP SEER 15 CZ 6, 7 or 8 |  | System | Residential | 26-SFM-ResidentialSingleFamily-SP_COOL | 0 |  |  |  |  | 173.614 | 0 | 30 | 0 | 0 | 143.614 | 663.284 |  | kWh | 0.36804 | 0 | Residential | [7 empty] | 15 | 0.67 |  |  |  | 1 | 3 | 0 | 0 | 0 | 0 | 0 | 0 | 0 | 0 | 0 | 0 | 2009 Qtr 1: 0; 2009 Qtr 2: 0; 2009 Qtr 3: 0; 2009 Qtr 4: 3; 2010 Qtr 1: 0; 2010 Qtr 2: 0; 2010 Qtr 3: 0; 2010 Qtr 4: 0; 2011 Qtr 1: 0; 2011 Qtr 2: 0; 2011 Qtr 3: 0; 2011 Qtr 4: 0 | 3
0 | 253013-Residential HP SEER 15 CZ 6, 7 or 8 |  | System | Residential | 26-SFM-ResidentialSingleFamily-SP_COOL | 0 |  |  |  |  | 173.614 | 0 | 30 | 0 | 0 | 143.614 | 663.284 |  | kWh | 0.36804 | 0 | Residential | [7 empty] | 15 | 0.67 |  |  |  | 1 | 3 | 0 | 0 | 0 | 0 | 0 | 0 | 0 | 0 | 0 | 0 | 2009 Qtr 1: 0; 2009 Qtr 2: 0; 2009 Qtr 3: 0; 2009 Qtr 4: 3; 2010 Qtr 1: 0; 2010 Qtr 2: 0; 2010 Qtr 3: 0; 2010 Qtr 4: 0; 2011 Qtr 1: 0; 2011 Qtr 2: 0; 2011 Qtr 3: 0; 2011 Qtr 4: 0 | 3
0 | 253013-Residential HP SEER 15 CZ 6, 7 or 8 |  | System | Residential | 26-SFM-ResidentialSingleFamily-SP_COOL | 0 |  |  |  |  | 173.614 | 0 | 30 | 0 | 0 | 143.614 | 663.284 |  | kWh | 0.36804 | 0 | Residential | [7 empty] | 15 | 0.67 |  |  |  | 1 | 4 | 0 | 0 | 0 | 0 | 0 | 0 | 0 | 0 | 0 | 0 | 2009 Qtr 1: 0; 2009 Qtr 2: 0; 2009 Qtr 3: 0; 2009 Qtr 4: 4; 2010 Qtr 1: 0; 2010 Qtr 2: 0; 2010 Qtr 3: 0; 2010 Qtr 4: 0; 2011 Qtr 1: 0; 2011 Qtr 2: 0; 2011 Qtr 3: 0; 2011 Qtr 4: 0 | 4
0 | 253002-Residential AC SEER 14 CZ 10, 14, or 15 |  | System | Residential | 26-SFM-ResidentialSingleFamily-SP_COOL | 0 |  |  |  |  | 92.6187 | 0 | 42.85 | 0 | 0 | 49.7687 | 322.849 |  | kWh | 0.37218 | 0.40228 | Residential |  | Winter Only | [5 empty] | 15 | 0.67 |  |  |  | 1 | 4 | 0 | 0 | 0 | 0 | 0 | 0 | 0 | 0 | 0 | 0 | 2009 Qtr 1: 0; 2009 Qtr 2: 0; 2009 Qtr 3: 0; 2009 Qtr 4: 4; 2010 Qtr 1: 0; 2010 Qtr 2: 0; 2010 Qtr 3: 0; 2010 Qtr 4: 0; 2011 Qtr 1: 0; 2011 Qtr 2: 0; 2011 Qtr 3: 0; 2011 Qtr 4: 0 | 4
0 | 253011-Residential HP SEER 14 CZ 6, 7 or 8 |  | System | Residential | 26-SFM-ResidentialSingleFamily-SP_COOL | 0 |  |  |  |  | 94.8756 | 0 | 12.5 | 0 | 0 | 82.3756 | 620.108 |  | kWh | 0.32232 | 0 | Residential | [7 empty] | 15 | 0.67 |  |  |  | 1 | 3 | 0 | 0 | 0 | 0 | 0 | 0 | 0 | 0 | 0 | 0 | 2009 Qtr 1: 0; 2009 Qtr 2: 0; 2009 Qtr 3: 0; 2009 Qtr 4: 3; 2010 Qtr 1: 0; 2010 Qtr 2: 0; 2010 Qtr 3: 0; 2010 Qtr 4: 0; 2011 Qtr 1: 0; 2011 Qtr 2: 0; 2011 Qtr 3: 0; 2011 Qtr 4: 0 | 3
0 | 253011-Residential HP SEER 14 CZ 6, 7 or 8 |  | System | Residential | 26-SFM-ResidentialSingleFamily-SP_COOL | 0 |  |  |  |  | 94.8756 | 0 | 12.5 | 0 | 0 | 82.3756 | 620.108 |  | kWh | 0.32232 | 0 | Residential | [7 empty] | 15 | 0.67 |  |  |  | 1 | 5 | 0 | 0 | 0 | 0 | 0 | 0 | 0 | 0 | 0 | 0 | 2009 Qtr 1: 0; 2009 Qtr 2: 0; 2009 Qtr 3: 0; 2009 Qtr 4: 5; 2010 Qtr 1: 0; 2010 Qtr 2: 0; 2010 Qtr 3: 0; 2010 Qtr 4: 0; 2011 Qtr 1: 0; 2011 Qtr 2: 0; 2011 Qtr 3: 0; 2011 Qtr 4: 0 | 5
0 | 253011-Residential HP SEER 14 CZ 6, 7 or 8 |  | System | Residential | 26-SFM-ResidentialSingleFamily-SP_COOL | 0 |  |  |  |  | 94.8756 | 0 | 12.5 | 0 | 0 | 82.3756 | 620.108 |  | kWh | 0.32232 | 0 | Residential | [7 empty] | 15 | 0.67 |  |  |  | 1 | 5 | 0 | 0 | 0 | 0 | 0 | 0 | 0 | 0 | 0 | 0 | 2009 Qtr 1: 0; 2009 Qtr 2: 0; 2009 Qtr 3: 0; 2009 Qtr 4: 5; 2010 Qtr 1: 0; 2010 Qtr 2: 0; 2010 Qtr 3: 0; 2010 Qtr 4: 0; 2011 Qtr 1: 0; 2011 Qtr 2: 0; 2011 Qtr 3: 0; 2011 Qtr 4: 0 | 5
0 | 253013-Residential HP SEER 15 CZ 6, 7 or 8 |  | System | Residential | 26-SFM-ResidentialSingleFamily-SP_COOL | 0 |  |  |  |  | 173.614 | 0 | 30 | 0 | 0 | 143.614 | 663.284 |  | kWh | 0.36804 | 0 | Residential | [7 empty] | 15 | 0.67 |  |  |  | 1 | 1 | 0 | 0 | 0 | 0 | 0 | 0 | 0 | 0 | 0 | 0 | 2009 Qtr 1: 0; 2009 Qtr 2: 0; 2009 Qtr 3: 0; 2009 Qtr 4: 1; 2010 Qtr 1: 0; 2010 Qtr 2: 0; 2010 Qtr 3: 0; 2010 Qtr 4: 0; 2011 Qtr 1: 0; 2011 Qtr 2: 0; 2011 Qtr 3: 0; 2011 Qtr 4: 0 | 1
0 | 253013-Residential HP SEER 15 CZ 6, 7 or 8 |  | System | Residential | 26-SFM-ResidentialSingleFamily-SP_COOL | 0 |  |  |  |  | 173.614 | 0 | 22.5 | 0 | 0 | 151.114 | 0 |  | kWh | 0 | 0 | Residential | [7 empty] | 15 | 0.67 |  |  |  | 1 | 1 | 0 | 0 | 0 | 0 | 0 | 0 | 0 | 0 | 0 | 0 | 2009 Qtr 1: 0; 2009 Qtr 2: 0; 2009 Qtr 3: 0; 2009 Qtr 4: 1; 2010 Qtr 1: 0; 2010 Qtr 2: 0; 2010 Qtr 3: 0; 2010 Qtr 4: 0; 2011 Qtr 1: 0; 2011 Qtr 2: 0; 2011 Qtr 3: 0; 2011 Qtr 4: 0 | 1
0 | 253016-Residential HP SEER 13 Early Ret. CZ 10, 14, or 15 |  | System | Residential | 26-SFM-ResidentialSingleFamily-SP_COOL | 0 |  |  |  |  | 630.8445 | 0 | 85 | 0 | 0 | 545.8445 | 731.56 |  | kWh | 0.25623 | 0 | Residential | [7 empty] | 15 | 0.67 |  |  |  | 1 | 5 | 0 | 0 | 0 | 0 | 0 | 0 | 0 | 0 | 0 | 0 | 2009 Qtr 1: 0; 2009 Qtr 2: 0; 2009 Qtr 3: 0; 2009 Qtr 4: 5; 2010 Qtr 1: 0; 2010 Qtr 2: 0; 2010 Qtr 3: 0; 2010 Qtr 4: 0; 2011 Qtr 1: 0; 2011 Qtr 2: 0; 2011 Qtr 3: 0; 2011 Qtr 4: 0 | 5
0 | 253012-Residential HP SEER 14 CZ 10, 14, or 15 |  | System | Residential | 26-SFM-ResidentialSingleFamily-SP_COOL | 0 |  |  |  |  | 97.9361 | 0 | 42.85 | 0 | 0 | 55.0861 | 818.399 |  | kWh | 0.34567 | 0 | Residential | [7 empty] | 15 | 0.67 |  |  |  | 1 | 5 | 0 | 0 | 0 | 0 | 0 | 0 | 0 | 0 | 0 | 0 | 2009 Qtr 1: 0; 2009 Qtr 2: 0; 2009 Qtr 3: 0; 2009 Qtr 4: 5; 2010 Qtr 1: 0; 2010 Qtr 2: 0; 2010 Qtr 3: 0; 2010 Qtr 4: 0; 2011 Qtr 1: 0; 2011 Qtr 2: 0; 2011 Qtr 3: 0; 2011 Qtr 4: 0 | 5
0 | 253011-Residential HP SEER 14 CZ 6, 7 or 8 |  | System | Residential | 26-SFM-ResidentialSingleFamily-SP_COOL | 0 |  |  |  |  | 94.8756 | 0 | 12.5 | 0 | 0 | 82.3756 | 620.108 |  | kWh | 0.32232 | 0 | Residential | [7 empty] | 15 | 0.67 |  |  |  | 1 | 2 | 0 | 0 | 0 | 0 | 0 | 0 | 0 | 0 | 0 | 0 | 2009 Qtr 1: 0; 2009 Qtr 2: 0; 2009 Qtr 3: 0; 2009 Qtr 4: 2; 2010 Qtr 1: 0; 2010 Qtr 2: 0; 2010 Qtr 3: 0; 2010 Qtr 4: 0; 2011 Qtr 1: 0; 2011 Qtr 2: 0; 2011 Qtr 3: 0; 2011 Qtr 4: 0 | 2
0 | 253007-Residential AC SEER 14 Early Ret. CZ 6, 7 or 8 |  | System | Residential | 26-SFM-ResidentialSingleFamily-SP_COOL | 0 |  |  |  |  | 642.1695 | 0 | 34.7222 | 0 | 0 | 607.4473 | 184.853 |  | kWh | 0.37116 | 0.59287 | Residential |  | Winter Only | [5 empty] | 15 | 0.67 |  |  |  | 1 | 4 | 0 | 0 | 0 | 0 | 0 | 0 | 0 | 0 | 0 | 0 | 2009 Qtr 1: 0; 2009 Qtr 2: 0; 2009 Qtr 3: 0; 2009 Qtr 4: 4; 2010 Qtr 1: 0; 2010 Qtr 2: 0; 2010 Qtr 3: 0; 2010 Qtr 4: 0; 2011 Qtr 1: 0; 2011 Qtr 2: 0; 2011 Qtr 3: 0; 2011 Qtr 4: 0 | 4
0 | 253002-Residential AC SEER 14 CZ 10, 14, or 15 |  | System | Residential | 26-SFM-ResidentialSingleFamily-SP_COOL | 0 |  |  |  |  | 92.6187 | 0 | 42.85 | 0 | 0 | 49.7687 | 322.849 |  | kWh | 0.37218 | 0.40228 | Residential |  | Winter Only | [5 empty] | 15 | 0.67 |  |  |  | 1 | 3 | 0 | 0 | 0 | 0 | 0 | 0 | 0 | 0 | 0 | 0 | 2009 Qtr 1: 0; 2009 Qtr 2: 0; 2009 Qtr 3: 0; 2009 Qtr 4: 3; 2010 Qtr 1: 0; 2010 Qtr 2: 0; 2010 Qtr 3: 0; 2010 Qtr 4: 0; 2011 Qtr 1: 0; 2011 Qtr 2: 0; 2011 Qtr 3: 0; 2011 Qtr 4: 0 | 3
0 | 253002-Residential AC SEER 14 CZ 10, 14, or 15 |  | System | Residential | 26-SFM-ResidentialSingleFamily-SP_COOL | 0 |  |  |  |  | 92.6187 | 0 | 42.85 | 0 | 0 | 49.7687 | 322.849 |  | kWh | 0.37218 | 0.40228 | Residential |  | Winter Only | [5 empty] | 15 | 0.67 |  |  |  | 1 | 3 | 0 | 0 | 0 | 0 | 0 | 0 | 0 | 0 | 0 | 0 | 2009 Qtr 1: 0; 2009 Qtr 2: 0; 2009 Qtr 3: 0; 2009 Qtr 4: 3; 2010 Qtr 1: 0; 2010 Qtr 2: 0; 2010 Qtr 3: 0; 2010 Qtr 4: 0; 2011 Qtr 1: 0; 2011 Qtr 2: 0; 2011 Qtr 3: 0; 2011 Qtr 4: 0 | 3
0 | 253013-Residential HP SEER 15 CZ 6, 7 or 8 |  | System | Residential | 26-SFM-ResidentialSingleFamily-SP_COOL | 0 |  |  |  |  | 173.614 | 0 | 30 | 0 | 0 | 143.614 | 663.284 |  | kWh | 0.36804 | 0 | Residential | [7 empty] | 15 | 0.67 |  |  |  | 1 | 3 | 0 | 0 | 0 | 0 | 0 | 0 | 0 | 0 | 0 | 0 | 2009 Qtr 1: 0; 2009 Qtr 2: 0; 2009 Qtr 3: 0; 2009 Qtr 4: 3; 2010 Qtr 1: 0; 2010 Qtr 2: 0; 2010 Qtr 3: 0; 2010 Qtr 4: 0; 2011 Qtr 1: 0; 2011 Qtr 2: 0; 2011 Qtr 3: 0; 2011 Qtr 4: 0 | 3
0 | 253008-Residential AC SEER 14 Early Ret. CZ 10, 14, or 15 |  | System | Residential | 26-SFM-ResidentialSingleFamily-SP_COOL | 0 |  |  |  |  | 642.1695 | 0 | 110 | 0 | 0 | 532.1695 | 322.849 |  | kWh | 0.37218 | 0.40228 | Residential |  | Winter Only | [5 empty] | 15 | 0.67 |  |  |  | 1 | 3 | 0 | 0 | 0 | 0 | 0 | 0 | 0 | 0 | 0 | 0 | 2009 Qtr 1: 0; 2009 Qtr 2: 0; 2009 Qtr 3: 0; 2009 Qtr 4: 3; 2010 Qtr 1: 0; 2010 Qtr 2: 0; 2010 Qtr 3: 0; 2010 Qtr 4: 0; 2011 Qtr 1: 0; 2011 Qtr 2: 0; 2011 Qtr 3: 0; 2011 Qtr 4: 0 | 3
0 | 253008-Residential AC SEER 14 Early Ret. CZ 10, 14, or 15 |  | System | Residential | 26-SFM-ResidentialSingleFamily-SP_COOL | 0 |  |  |  |  | 642.1695 | 0 | 110 | 0 | 0 | 532.1695 | 322.849 |  | kWh | 0.37218 | 0.40228 | Residential |  | Winter Only | [5 empty] | 15 | 0.67 |  |  |  | 1 | 3 | 0 | 0 | 0 | 0 | 0 | 0 | 0 | 0 | 0 | 0 | 2009 Qtr 1: 0; 2009 Qtr 2: 0; 2009 Qtr 3: 0; 2009 Qtr 4: 3; 2010 Qtr 1: 0; 2010 Qtr 2: 0; 2010 Qtr 3: 0; 2010 Qtr 4: 0; 2011 Qtr 1: 0; 2011 Qtr 2: 0; 2011 Qtr 3: 0; 2011 Qtr 4: 0 | 3
0 | 253002-Residential AC SEER 14 CZ 10, 14, or 15 |  | System | Residential | 26-SFM-ResidentialSingleFamily-SP_COOL | 0 |  |  |  |  | 92.6187 | 0 | 42.85 | 0 | 0 | 49.7687 | 322.849 |  | kWh | 0.37218 | 0.40228 | Residential |  | Winter Only | [5 empty] | 15 | 0.67 |  |  |  | 1 | 3 | 0 | 0 | 0 | 0 | 0 | 0 | 0 | 0 | 0 | 0 | 2009 Qtr 1: 0; 2009 Qtr 2: 0; 2009 Qtr 3: 0; 2009 Qtr 4: 3; 2010 Qtr 1: 0; 2010 Qtr 2: 0; 2010 Qtr 3: 0; 2010 Qtr 4: 0; 2011 Qtr 1: 0; 2011 Qtr 2: 0; 2011 Qtr 3: 0; 2011 Qtr 4: 0 | 3
0 | 253002-Residential AC SEER 14 CZ 10, 14, or 15 |  | System | Residential | 26-SFM-ResidentialSingleFamily-SP_COOL | 0 |  |  |  |  | 92.6187 | 0 | 42.85 | 0 | 0 | 49.7687 | 322.849 |  | kWh | 0.37218 | 0.40228 | Residential |  | Winter Only | [5 empty] | 15 | 0.67 |  |  |  | 1 | 5 | 0 | 0 | 0 | 0 | 0 | 0 | 0 | 0 | 0 | 0 | 2009 Qtr 1: 0; 2009 Qtr 2: 0; 2009 Qtr 3: 0; 2009 Qtr 4: 5; 2010 Qtr 1: 0; 2010 Qtr 2: 0; 2010 Qtr 3: 0; 2010 Qtr 4: 0; 2011 Qtr 1: 0; 2011 Qtr 2: 0; 2011 Qtr 3: 0; 2011 Qtr 4: 0 | 5
0 | 253014-Residential HP SEER 15 CZ 10, 14, or 15 |  | System | Residential | 26-SFM-ResidentialSingleFamily-SP_COOL | 0 |  |  |  |  | 183.2353 | 0 | 85.71 | 0 | 0 | 97.5253 | 878.46 |  | kWh | 0.35649 | 0 | Residential | [7 empty] | 15 | 0.67 |  |  |  | 1 | 1 | 0 | 0 | 0 | 0 | 0 | 0 | 0 | 0 | 0 | 0 | 2009 Qtr 1: 0; 2009 Qtr 2: 0; 2009 Qtr 3: 0; 2009 Qtr 4: 1; 2010 Qtr 1: 0; 2010 Qtr 2: 0; 2010 Qtr 3: 0; 2010 Qtr 4: 0; 2011 Qtr 1: 0; 2011 Qtr 2: 0; 2011 Qtr 3: 0; 2011 Qtr 4: 0 | 1
0 | 253014-Residential HP SEER 15 CZ 10, 14, or 15 |  | System | Residential | 26-SFM-ResidentialSingleFamily-SP_COOL | 0 |  |  |  |  | 183.2353 | 0 | 85.71 | 0 | 0 | 97.5253 | 878.46 |  | kWh | 0.35649 | 0 | Residential | [7 empty] | 15 | 0.67 |  |  |  | 1 | 2 | 0 | 0 | 0 | 0 | 0 | 0 | 0 | 0 | 0 | 0 | 2009 Qtr 1: 0; 2009 Qtr 2: 0; 2009 Qtr 3: 0; 2009 Qtr 4: 2; 2010 Qtr 1: 0; 2010 Qtr 2: 0; 2010 Qtr 3: 0; 2010 Qtr 4: 0; 2011 Qtr 1: 0; 2011 Qtr 2: 0; 2011 Qtr 3: 0; 2011 Qtr 4: 0 | 2
0 | 253011-Residential HP SEER 14 CZ 6, 7 or 8 |  | System | Residential | 26-SFM-ResidentialSingleFamily-SP_COOL | 0 |  |  |  |  | 94.8756 | 0 | 12.5 | 0 | 0 | 82.3756 | 620.108 |  | kWh | 0.32232 | 0 | Residential | [7 empty] | 15 | 0.67 |  |  |  | 1 | 3 | 0 | 0 | 0 | 0 | 0 | 0 | 0 | 0 | 0 | 0 | 2009 Qtr 1: 0; 2009 Qtr 2: 0; 2009 Qtr 3: 0; 2009 Qtr 4: 3; 2010 Qtr 1: 0; 2010 Qtr 2: 0; 2010 Qtr 3: 0; 2010 Qtr 4: 0; 2011 Qtr 1: 0; 2011 Qtr 2: 0; 2011 Qtr 3: 0; 2011 Qtr 4: 0 | 3
0 | 253018-Residential HP SEER 14 Early Ret. CZ 10, 14, or 15 |  | System | Residential | 26-SFM-ResidentialSingleFamily-SP_COOL | 0 |  |  |  |  | 728.7806 | 0 | 110 | 0 | 0 | 618.7806 | 818.399 |  | kWh | 0.34567 | 0 | Residential | [7 empty] | 15 | 0.67 |  |  |  | 1 | 3 | 0 | 0 | 0 | 0 | 0 | 0 | 0 | 0 | 0 | 0 | 2009 Qtr 1: 0; 2009 Qtr 2: 0; 2009 Qtr 3: 0; 2009 Qtr 4: 3; 2010 Qtr 1: 0; 2010 Qtr 2: 0; 2010 Qtr 3: 0; 2010 Qtr 4: 0; 2011 Qtr 1: 0; 2011 Qtr 2: 0; 2011 Qtr 3: 0; 2011 Qtr 4: 0 | 3
0 | 253011-Residential HP SEER 14 CZ 6, 7 or 8 |  | System | Residential | 26-SFM-ResidentialSingleFamily-SP_COOL | 0 |  |  |  |  | 94.8756 | 0 | 12.5 | 0 | 0 | 82.3756 | 620.108 |  | kWh | 0.32232 | 0 | Residential | [7 empty] | 15 | 0.67 |  |  |  | 1 | 3 | 0 | 0 | 0 | 0 | 0 | 0 | 0 | 0 | 0 | 0 | 2009 Qtr 1: 0; 2009 Qtr 2: 0; 2009 Qtr 3: 0; 2009 Qtr 4: 3; 2010 Qtr 1: 0; 2010 Qtr 2: 0; 2010 Qtr 3: 0; 2010 Qtr 4: 0; 2011 Qtr 1: 0; 2011 Qtr 2: 0; 2011 Qtr 3: 0; 2011 Qtr 4: 0 | 3
0 | 253012-Residential HP SEER 14 CZ 10, 14, or 15 |  | System | Residential | 26-SFM-ResidentialSingleFamily-SP_COOL | 0 |  |  |  |  | 97.9361 | 0 | 42.85 | 0 | 0 | 55.0861 | 818.399 |  | kWh | 0.34567 | 0 | Residential | [7 empty] | 15 | 0.67 |  |  |  | 1 | 3 | 0 | 0 | 0 | 0 | 0 | 0 | 0 | 0 | 0 | 0 | 2009 Qtr 1: 0; 2009 Qtr 2: 0; 2009 Qtr 3: 0; 2009 Qtr 4: 3; 2010 Qtr 1: 0; 2010 Qtr 2: 0; 2010 Qtr 3: 0; 2010 Qtr 4: 0; 2011 Qtr 1: 0; 2011 Qtr 2: 0; 2011 Qtr 3: 0; 2011 Qtr 4: 0 | 3
0 | 253012-Residential HP SEER 14 CZ 10, 14, or 15 |  | System | Residential | 26-SFM-ResidentialSingleFamily-SP_COOL | 0 |  |  |  |  | 97.9361 | 0 | 42.85 | 0 | 0 | 55.0861 | 818.399 |  | kWh | 0.34567 | 0 | Residential | [7 empty] | 15 | 0.67 |  |  |  | 1 | 3 | 0 | 0 | 0 | 0 | 0 | 0 | 0 | 0 | 0 | 0 | 2009 Qtr 1: 0; 2009 Qtr 2: 0; 2009 Qtr 3: 0; 2009 Qtr 4: 3; 2010 Qtr 1: 0; 2010 Qtr 2: 0; 2010 Qtr 3: 0; 2010 Qtr 4: 0; 2011 Qtr 1: 0; 2011 Qtr 2: 0; 2011 Qtr 3: 0; 2011 Qtr 4: 0 | 3
0 | 253018-Residential HP SEER 14 Early Ret. CZ 10, 14, or 15 |  | System | Residential | 26-SFM-ResidentialSingleFamily-SP_COOL | 0 |  |  |  |  | 728.7806 | 0 | 110 | 0 | 0 | 618.7806 | 818.399 |  | kWh | 0.34567 | 0 | Residential | [7 empty] | 15 | 0.67 |  |  |  | 1 | 4 | 0 | 0 | 0 | 0 | 0 | 0 | 0 | 0 | 0 | 0 | 2009 Qtr 1: 0; 2009 Qtr 2: 0; 2009 Qtr 3: 0; 2009 Qtr 4: 4; 2010 Qtr 1: 0; 2010 Qtr 2: 0; 2010 Qtr 3: 0; 2010 Qtr 4: 0; 2011 Qtr 1: 0; 2011 Qtr 2: 0; 2011 Qtr 3: 0; 2011 Qtr 4: 0 | 4
0 | 253012-Residential HP SEER 14 CZ 10, 14, or 15 |  | System | Residential | 26-SFM-ResidentialSingleFamily-SP_COOL | 0 |  |  |  |  | 97.9361 | 0 | 42.85 | 0 | 0 | 55.0861 | 818.399 |  | kWh | 0.34567 | 0 | Residential | [7 empty] | 15 | 0.67 |  |  |  | 1 | 4 | 0 | 0 | 0 | 0 | 0 | 0 | 0 | 0 | 0 | 0 | 2009 Qtr 1: 0; 2009 Qtr 2: 0; 2009 Qtr 3: 0; 2009 Qtr 4: 4; 2010 Qtr 1: 0; 2010 Qtr 2: 0; 2010 Qtr 3: 0; 2010 Qtr 4: 0; 2011 Qtr 1: 0; 2011 Qtr 2: 0; 2011 Qtr 3: 0; 2011 Qtr 4: 0 | 4
0 | 253011-Residential HP SEER 14 CZ 6, 7 or 8 |  | System | Residential | 26-SFM-ResidentialSingleFamily-SP_COOL | 0 |  |  |  |  | 94.8756 | 0 | 12.5 | 0 | 0 | 82.3756 | 620.108 |  | kWh | 0.32232 | 0 | Residential | [7 empty] | 15 | 0.67 |  |  |  | 1 | 4 | 0 | 0 | 0 | 0 | 0 | 0 | 0 | 0 | 0 | 0 | 2009 Qtr 1: 0; 2009 Qtr 2: 0; 2009 Qtr 3: 0; 2009 Qtr 4: 4; 2010 Qtr 1: 0; 2010 Qtr 2: 0; 2010 Qtr 3: 0; 2010 Qtr 4: 0; 2011 Qtr 1: 0; 2011 Qtr 2: 0; 2011 Qtr 3: 0; 2011 Qtr 4: 0 | 4
0 | 253011-Residential HP SEER 14 CZ 6, 7 or 8 |  | System | Residential | 26-SFM-ResidentialSingleFamily-SP_COOL | 0 |  |  |  |  | 94.8756 | 0 | 12.5 | 0 | 0 | 82.3756 | 620.108 |  | kWh | 0.32232 | 0 | Residential | [7 empty] | 15 | 0.67 |  |  |  | 1 | 5 | 0 | 0 | 0 | 0 | 0 | 0 | 0 | 0 | 0 | 0 | 2009 Qtr 1: 0; 2009 Qtr 2: 0; 2009 Qtr 3: 0; 2009 Qtr 4: 5; 2010 Qtr 1: 0; 2010 Qtr 2: 0; 2010 Qtr 3: 0; 2010 Qtr 4: 0; 2011 Qtr 1: 0; 2011 Qtr 2: 0; 2011 Qtr 3: 0; 2011 Qtr 4: 0 | 5
0 | 253012-Residential HP SEER 14 CZ 10, 14, or 15 |  | System | Residential | 26-SFM-ResidentialSingleFamily-SP_COOL | 0 |  |  |  |  | 97.9361 | 0 | 42.85 | 0 | 0 | 55.0861 | 818.399 |  | kWh | 0.34567 | 0 | Residential | [7 empty] | 15 | 0.67 |  |  |  | 1 | 5 | 0 | 0 | 0 | 0 | 0 | 0 | 0 | 0 | 0 | 0 | 2009 Qtr 1: 0; 2009 Qtr 2: 0; 2009 Qtr 3: 0; 2009 Qtr 4: 5; 2010 Qtr 1: 0; 2010 Qtr 2: 0; 2010 Qtr 3: 0; 2010 Qtr 4: 0; 2011 Qtr 1: 0; 2011 Qtr 2: 0; 2011 Qtr 3: 0; 2011 Qtr 4: 0 | 5
0 | 253012-Residential HP SEER 14 CZ 10, 14, or 15 |  | System | Residential | 26-SFM-ResidentialSingleFamily-SP_COOL | 0 |  |  |  |  | 97.9361 | 0 | 42.85 | 0 | 0 | 55.0861 | 818.399 |  | kWh | 0.34567 | 0 | Residential | [7 empty] | 15 | 0.67 |  |  |  | 1 | 5 | 0 | 0 | 0 | 0 | 0 | 0 | 0 | 0 | 0 | 0 | 2009 Qtr 1: 0; 2009 Qtr 2: 0; 2009 Qtr 3: 0; 2009 Qtr 4: 5; 2010 Qtr 1: 0; 2010 Qtr 2: 0; 2010 Qtr 3: 0; 2010 Qtr 4: 0; 2011 Qtr 1: 0; 2011 Qtr 2: 0; 2011 Qtr 3: 0; 2011 Qtr 4: 0 | 5
0 | 253068-Comm. AC <65k three phase unitary ER |  | System | Commercial | 01-ALC-AllCommercial-Cooling | 0 |  |  |  |  | 790.4043 | 0 | 85 | 0 | 0 | 705.4043 | 350.672 |  | kWh | 0.27371 | 0 | Commercial | [7 empty] | 15 | 0.5 |  |  |  | 1 | 5 | 0 | 0 | 0 | 0 | 0 | 0 | 0 | 0 | 0 | 0 | 2009 Qtr 1: 0; 2009 Qtr 2: 0; 2009 Qtr 3: 0; 2009 Qtr 4: 5; 2010 Qtr 1: 0; 2010 Qtr 2: 0; 2010 Qtr 3: 0; 2010 Qtr 4: 0; 2011 Qtr 1: 0; 2011 Qtr 2: 0; 2011 Qtr 3: 0; 2011 Qtr 4: 0 | 5
0 | 253004-Residential AC SEER 15 CZ 10, 14, or 15 |  | System | Residential | 26-SFM-ResidentialSingleFamily-SP_COOL | 0 |  |  |  |  | 185.2374 | 0 | 85.71 | 0 | 0 | 99.5274 | 372.762 |  | kWh | 0.39428 | -1.1019 | Residential |  | Winter Only | [5 empty] | 15 | 0.67 |  |  |  | 1 | 4 | 0 | 0 | 0 | 0 | 0 | 0 | 0 | 0 | 0 | 0 | 2009 Qtr 1: 0; 2009 Qtr 2: 0; 2009 Qtr 3: 0; 2009 Qtr 4: 4; 2010 Qtr 1: 0; 2010 Qtr 2: 0; 2010 Qtr 3: 0; 2010 Qtr 4: 0; 2011 Qtr 1: 0; 2011 Qtr 2: 0; 2011 Qtr 3: 0; 2011 Qtr 4: 0 | 4
0 | 253004-Residential AC SEER 15 CZ 10, 14, or 15 |  | System | Residential | 26-SFM-ResidentialSingleFamily-SP_COOL | 0 |  |  |  |  | 185.2374 | 0 | 85.71 | 0 | 0 | 99.5274 | 372.762 |  | kWh | 0.39428 | -1.1019 | Residential |  | Winter Only | [5 empty] | 15 | 0.67 |  |  |  | 1 | 4 | 0 | 0 | 0 | 0 | 0 | 0 | 0 | 0 | 0 | 0 | 2009 Qtr 1: 0; 2009 Qtr 2: 0; 2009 Qtr 3: 0; 2009 Qtr 4: 4; 2010 Qtr 1: 0; 2010 Qtr 2: 0; 2010 Qtr 3: 0; 2010 Qtr 4: 0; 2011 Qtr 1: 0; 2011 Qtr 2: 0; 2011 Qtr 3: 0; 2011 Qtr 4: 0 | 4
0 | 253003-Residential AC SEER 15 CZ 6, 7 or 8 |  | System | Residential | 26-SFM-ResidentialSingleFamily-SP_COOL | 0 |  |  |  |  | 185.2374 | 0 | 30 | 0 | 0 | 155.2374 | 219.055 |  | kWh | 0.38807 | -1.3318 | Residential |  | Winter Only | [5 empty] | 15 | 0.67 |  |  |  | 1 | 4 | 0 | 0 | 0 | 0 | 0 | 0 | 0 | 0 | 0 | 0 | 2009 Qtr 1: 0; 2009 Qtr 2: 0; 2009 Qtr 3: 0; 2009 Qtr 4: 4; 2010 Qtr 1: 0; 2010 Qtr 2: 0; 2010 Qtr 3: 0; 2010 Qtr 4: 0; 2011 Qtr 1: 0; 2011 Qtr 2: 0; 2011 Qtr 3: 0; 2011 Qtr 4: 0 | 4
0 | 253003-Residential AC SEER 15 CZ 6, 7 or 8 |  | System | Residential | 26-SFM-ResidentialSingleFamily-SP_COOL | 0 |  |  |  |  | 185.2374 | 0 | 30 | 0 | 0 | 155.2374 | 219.055 |  | kWh | 0.38807 | -1.3318 | Residential |  | Winter Only | [5 empty] | 15 | 0.67 |  |  |  | 1 | 4 | 0 | 0 | 0 | 0 | 0 | 0 | 0 | 0 | 0 | 0 | 2009 Qtr 1: 0; 2009 Qtr 2: 0; 2009 Qtr 3: 0; 2009 Qtr 4: 4; 2010 Qtr 1: 0; 2010 Qtr 2: 0; 2010 Qtr 3: 0; 2010 Qtr 4: 0; 2011 Qtr 1: 0; 2011 Qtr 2: 0; 2011 Qtr 3: 0; 2011 Qtr 4: 0 | 4
0 | 253010-Residential AC SEER 15 Early Ret. CZ 10, 14, or 15 |  | System | Residential | 26-SFM-ResidentialSingleFamily-SP_COOL | 0 |  |  |  |  | 732.6948 | 0 | 130 | 0 | 0 | 602.6948 | 372.762 |  | kWh | 0.39428 | -1.1019 | Residential |  | Winter Only | [5 empty] | 15 | 0.67 |  |  |  | 1 | 4 | 0 | 0 | 0 | 0 | 0 | 0 | 0 | 0 | 0 | 0 | 2009 Qtr 1: 0; 2009 Qtr 2: 0; 2009 Qtr 3: 0; 2009 Qtr 4: 4; 2010 Qtr 1: 0; 2010 Qtr 2: 0; 2010 Qtr 3: 0; 2010 Qtr 4: 0; 2011 Qtr 1: 0; 2011 Qtr 2: 0; 2011 Qtr 3: 0; 2011 Qtr 4: 0 | 4
0 | 253002-Residential AC SEER 14 CZ 10, 14, or 15 |  | System | Residential | 26-SFM-ResidentialSingleFamily-SP_COOL | 0 |  |  |  |  | 92.6187 | 0 | 42.85 | 0 | 0 | 49.7687 | 322.849 |  | kWh | 0.37218 | 0.40228 | Residential |  | Winter Only | [5 empty] | 15 | 0.67 |  |  |  | 1 | 5 | 0 | 0 | 0 | 0 | 0 | 0 | 0 | 0 | 0 | 0 | 2009 Qtr 1: 0; 2009 Qtr 2: 0; 2009 Qtr 3: 0; 2009 Qtr 4: 5; 2010 Qtr 1: 0; 2010 Qtr 2: 0; 2010 Qtr 3: 0; 2010 Qtr 4: 0; 2011 Qtr 1: 0; 2011 Qtr 2: 0; 2011 Qtr 3: 0; 2011 Qtr 4: 0 | 5
0 | 253002-Residential AC SEER 14 CZ 10, 14, or 15 |  | System | Residential | 26-SFM-ResidentialSingleFamily-SP_COOL | 0 |  |  |  |  | 92.6187 | 0 | 42.85 | 0 | 0 | 49.7687 | 322.849 |  | kWh | 0.37218 | 0.40228 | Residential |  | Winter Only | [5 empty] | 15 | 0.67 |  |  |  | 1 | 5 | 0 | 0 | 0 | 0 | 0 | 0 | 0 | 0 | 0 | 0 | 2009 Qtr 1: 0; 2009 Qtr 2: 0; 2009 Qtr 3: 0; 2009 Qtr 4: 5; 2010 Qtr 1: 0; 2010 Qtr 2: 0; 2010 Qtr 3: 0; 2010 Qtr 4: 0; 2011 Qtr 1: 0; 2011 Qtr 2: 0; 2011 Qtr 3: 0; 2011 Qtr 4: 0 | 5
0 | 253002-Residential AC SEER 14 CZ 10, 14, or 15 |  | System | Residential | 26-SFM-ResidentialSingleFamily-SP_COOL | 0 |  |  |  |  | 92.6187 | 0 | 42.85 | 0 | 0 | 49.7687 | 322.849 |  | kWh | 0.37218 | 0.40228 | Residential |  | Winter Only | [5 empty] | 15 | 0.67 |  |  |  | 1 | 5 | 0 | 0 | 0 | 0 | 0 | 0 | 0 | 0 | 0 | 0 | 2009 Qtr 1: 0; 2009 Qtr 2: 0; 2009 Qtr 3: 0; 2009 Qtr 4: 5; 2010 Qtr 1: 0; 2010 Qtr 2: 0; 2010 Qtr 3: 0; 2010 Qtr 4: 0; 2011 Qtr 1: 0; 2011 Qtr 2: 0; 2011 Qtr 3: 0; 2011 Qtr 4: 0 | 5
0 | 253001-Residential AC SEER 14 CZ 6, 7 or 8 |  | System | Residential | 26-SFM-ResidentialSingleFamily-SP_COOL | 0 |  |  |  |  | 92.6187 | 0 | 12.5 | 0 | 0 | 80.1187 | 184.853 |  | kWh | 0.37116 | 0.59287 | Residential |  | Winter Only | [5 empty] | 15 | 0.67 |  |  |  | 1 | 5 | 0 | 0 | 0 | 0 | 0 | 0 | 0 | 0 | 0 | 0 | 2009 Qtr 1: 0; 2009 Qtr 2: 0; 2009 Qtr 3: 0; 2009 Qtr 4: 5; 2010 Qtr 1: 0; 2010 Qtr 2: 0; 2010 Qtr 3: 0; 2010 Qtr 4: 0; 2011 Qtr 1: 0; 2011 Qtr 2: 0; 2011 Qtr 3: 0; 2011 Qtr 4: 0 | 5
0 | 253002-Residential AC SEER 14 CZ 10, 14, or 15 |  | System | Residential | 26-SFM-ResidentialSingleFamily-SP_COOL | 0 |  |  |  |  | 92.6187 | 0 | 42.85 | 0 | 0 | 49.7687 | 322.849 |  | kWh | 0.37218 | 0.40228 | Residential |  | Winter Only | [5 empty] | 15 | 0.67 |  |  |  | 1 | 5 | 0 | 0 | 0 | 0 | 0 | 0 | 0 | 0 | 0 | 0 | 2009 Qtr 1: 0; 2009 Qtr 2: 0; 2009 Qtr 3: 0; 2009 Qtr 4: 5; 2010 Qtr 1: 0; 2010 Qtr 2: 0; 2010 Qtr 3: 0; 2010 Qtr 4: 0; 2011 Qtr 1: 0; 2011 Qtr 2: 0; 2011 Qtr 3: 0; 2011 Qtr 4: 0 | 5
0 | 253014-Residential HP SEER 15 CZ 10, 14, or 15 |  | System | Residential | 26-SFM-ResidentialSingleFamily-SP_COOL | 0 |  |  |  |  | 183.2353 | 0 | 107.1375 | 0 | 0 | 76.0978 | 878.46 |  | kWh | 0.35649 | 0 | Residential | [7 empty] | 15 | 0.67 |  |  |  | 1 | 1 | 0 | 0 | 0 | 0 | 0 | 0 | 0 | 0 | 0 | 0 | 2009 Qtr 1: 0; 2009 Qtr 2: 0; 2009 Qtr 3: 0; 2009 Qtr 4: 1; 2010 Qtr 1: 0; 2010 Qtr 2: 0; 2010 Qtr 3: 0; 2010 Qtr 4: 0; 2011 Qtr 1: 0; 2011 Qtr 2: 0; 2011 Qtr 3: 0; 2011 Qtr 4: 0 | 1
0 | 253010-Residential AC SEER 15 Early Ret. CZ 10, 14, or 15 |  | System | Residential | 26-SFM-ResidentialSingleFamily-SP_COOL | 0 |  |  |  |  | 732.6948 | 0 | 130 | 0 | 0 | 602.6948 | 372.762 |  | kWh | 0.39428 | -1.1019 | Residential |  | Winter Only | [5 empty] | 15 | 0.67 |  |  |  | 1 | 3 | 0 | 0 | 0 | 0 | 0 | 0 | 0 | 0 | 0 | 0 | 2009 Qtr 1: 0; 2009 Qtr 2: 0; 2009 Qtr 3: 0; 2009 Qtr 4: 3; 2010 Qtr 1: 0; 2010 Qtr 2: 0; 2010 Qtr 3: 0; 2010 Qtr 4: 0; 2011 Qtr 1: 0; 2011 Qtr 2: 0; 2011 Qtr 3: 0; 2011 Qtr 4: 0 | 3
0 | 253008-Residential AC SEER 14 Early Ret. CZ 10, 14, or 15 |  | System | Residential | 26-SFM-ResidentialSingleFamily-SP_COOL | 0 |  |  |  |  | 642.1695 | 0 | 110 | 0 | 0 | 532.1695 | 322.849 |  | kWh | 0.37218 | 0.40228 | Residential |  | Winter Only | [5 empty] | 15 | 0.67 |  |  |  | 1 | 5 | 0 | 0 | 0 | 0 | 0 | 0 | 0 | 0 | 0 | 0 | 2009 Qtr 1: 0; 2009 Qtr 2: 0; 2009 Qtr 3: 0; 2009 Qtr 4: 5; 2010 Qtr 1: 0; 2010 Qtr 2: 0; 2010 Qtr 3: 0; 2010 Qtr 4: 0; 2011 Qtr 1: 0; 2011 Qtr 2: 0; 2011 Qtr 3: 0; 2011 Qtr 4: 0 | 5
0 | 253007-Residential AC SEER 14 Early Ret. CZ 6, 7 or 8 |  | System | Residential | 26-SFM-ResidentialSingleFamily-SP_COOL | 0 |  |  |  |  | 642.1695 | 0 | 34.7222 | 0 | 0 | 607.4473 | 184.853 |  | kWh | 0.37116 | 0.59287 | Residential |  | Winter Only | [5 empty] | 15 | 0.67 |  |  |  | 1 | 5 | 0 | 0 | 0 | 0 | 0 | 0 | 0 | 0 | 0 | 0 | 2009 Qtr 1: 0; 2009 Qtr 2: 0; 2009 Qtr 3: 0; 2009 Qtr 4: 5; 2010 Qtr 1: 0; 2010 Qtr 2: 0; 2010 Qtr 3: 0; 2010 Qtr 4: 0; 2011 Qtr 1: 0; 2011 Qtr 2: 0; 2011 Qtr 3: 0; 2011 Qtr 4: 0 | 5
0 | 253001-Residential AC SEER 14 CZ 6, 7 or 8 |  | System | Residential | 26-SFM-ResidentialSingleFamily-SP_COOL | 0 |  |  |  |  | 92.6187 | 0 | 12.5 | 0 | 0 | 80.1187 | 184.853 |  | kWh | 0.37116 | 0.59287 | Residential |  | Winter Only | [5 empty] | 15 | 0.67 |  |  |  | 1 | 5 | 0 | 0 | 0 | 0 | 0 | 0 | 0 | 0 | 0 | 0 | 2009 Qtr 1: 0; 2009 Qtr 2: 0; 2009 Qtr 3: 0; 2009 Qtr 4: 5; 2010 Qtr 1: 0; 2010 Qtr 2: 0; 2010 Qtr 3: 0; 2010 Qtr 4: 0; 2011 Qtr 1: 0; 2011 Qtr 2: 0; 2011 Qtr 3: 0; 2011 Qtr 4: 0 | 5
0 | 253001-Residential AC SEER 14 CZ 6, 7 or 8 |  | System | Residential | 26-SFM-ResidentialSingleFamily-SP_COOL | 0 |  |  |  |  | 92.6187 | 0 | 12.5 | 0 | 0 | 80.1187 | 184.853 |  | kWh | 0.37116 | 0.59287 | Residential |  | Winter Only | [5 empty] | 15 | 0.67 |  |  |  | 1 | 5 | 0 | 0 | 0 | 0 | 0 | 0 | 0 | 0 | 0 | 0 | 2009 Qtr 1: 0; 2009 Qtr 2: 0; 2009 Qtr 3: 0; 2009 Qtr 4: 5; 2010 Qtr 1: 0; 2010 Qtr 2: 0; 2010 Qtr 3: 0; 2010 Qtr 4: 0; 2011 Qtr 1: 0; 2011 Qtr 2: 0; 2011 Qtr 3: 0; 2011 Qtr 4: 0 | 5
0 | 253002-Residential AC SEER 14 CZ 10, 14, or 15 |  | System | Residential | 26-SFM-ResidentialSingleFamily-SP_COOL | 0 |  |  |  |  | 92.6187 | 0 | 42.85 | 0 | 0 | 49.7687 | 322.849 |  | kWh | 0.37218 | 0.40228 | Residential |  | Winter Only | [5 empty] | 15 | 0.67 |  |  |  | 1 | 5 | 0 | 0 | 0 | 0 | 0 | 0 | 0 | 0 | 0 | 0 | 2009 Qtr 1: 0; 2009 Qtr 2: 0; 2009 Qtr 3: 0; 2009 Qtr 4: 5; 2010 Qtr 1: 0; 2010 Qtr 2: 0; 2010 Qtr 3: 0; 2010 Qtr 4: 0; 2011 Qtr 1: 0; 2011 Qtr 2: 0; 2011 Qtr 3: 0; 2011 Qtr 4: 0 | 5
0 | 253001-Residential AC SEER 14 CZ 6, 7 or 8 |  | System | Residential | 26-SFM-ResidentialSingleFamily-SP_COOL | 0 |  |  |  |  | 92.6187 | 0 | 12.5 | 0 | 0 | 80.1187 | 184.853 |  | kWh | 0.37116 | 0.59287 | Residential |  | Winter Only | [5 empty] | 15 | 0.67 |  |  |  | 1 | 5 | 0 | 0 | 0 | 0 | 0 | 0 | 0 | 0 | 0 | 0 | 2009 Qtr 1: 0; 2009 Qtr 2: 0; 2009 Qtr 3: 0; 2009 Qtr 4: 5; 2010 Qtr 1: 0; 2010 Qtr 2: 0; 2010 Qtr 3: 0; 2010 Qtr 4: 0; 2011 Qtr 1: 0; 2011 Qtr 2: 0; 2011 Qtr 3: 0; 2011 Qtr 4: 0 | 5
0 | 253001-Residential AC SEER 14 CZ 6, 7 or 8 |  | System | Residential | 26-SFM-ResidentialSingleFamily-SP_COOL | 0 |  |  |  |  | 92.6187 | 0 | 12.5 | 0 | 0 | 80.1187 | 184.853 |  | kWh | 0.37116 | 0.59287 | Residential |  | Winter Only | [5 empty] | 15 | 0.67 |  |  |  | 1 | 5 | 0 | 0 | 0 | 0 | 0 | 0 | 0 | 0 | 0 | 0 | 2009 Qtr 1: 0; 2009 Qtr 2: 0; 2009 Qtr 3: 0; 2009 Qtr 4: 5; 2010 Qtr 1: 0; 2010 Qtr 2: 0; 2010 Qtr 3: 0; 2010 Qtr 4: 0; 2011 Qtr 1: 0; 2011 Qtr 2: 0; 2011 Qtr 3: 0; 2011 Qtr 4: 0 | 5
0 | 253001-Residential AC SEER 14 CZ 6, 7 or 8 |  | System | Residential | 26-SFM-ResidentialSingleFamily-SP_COOL | 0 |  |  |  |  | 92.6187 | 0 | 12.5 | 0 | 0 | 80.1187 | 184.853 |  | kWh | 0.37116 | 0.59287 | Residential |  | Winter Only | [5 empty] | 15 | 0.67 |  |  |  | 1 | 5 | 0 | 0 | 0 | 0 | 0 | 0 | 0 | 0 | 0 | 0 | 2009 Qtr 1: 0; 2009 Qtr 2: 0; 2009 Qtr 3: 0; 2009 Qtr 4: 5; 2010 Qtr 1: 0; 2010 Qtr 2: 0; 2010 Qtr 3: 0; 2010 Qtr 4: 0; 2011 Qtr 1: 0; 2011 Qtr 2: 0; 2011 Qtr 3: 0; 2011 Qtr 4: 0 | 5
0 | 253001-Residential AC SEER 14 CZ 6, 7 or 8 |  | System | Residential | 26-SFM-ResidentialSingleFamily-SP_COOL | 0 |  |  |  |  | 92.6187 | 0 | 12.5 | 0 | 0 | 80.1187 | 184.853 |  | kWh | 0.37116 | 0.59287 | Residential |  | Winter Only | [5 empty] | 15 | 0.67 |  |  |  | 1 | 5 | 0 | 0 | 0 | 0 | 0 | 0 | 0 | 0 | 0 | 0 | 2009 Qtr 1: 0; 2009 Qtr 2: 0; 2009 Qtr 3: 0; 2009 Qtr 4: 5; 2010 Qtr 1: 0; 2010 Qtr 2: 0; 2010 Qtr 3: 0; 2010 Qtr 4: 0; 2011 Qtr 1: 0; 2011 Qtr 2: 0; 2011 Qtr 3: 0; 2011 Qtr 4: 0 | 5
0 | 253002-Residential AC SEER 14 CZ 10, 14, or 15 |  | System | Residential | 26-SFM-ResidentialSingleFamily-SP_COOL | 0 |  |  |  |  | 92.6187 | 0 | 42.85 | 0 | 0 | 49.7687 | 322.849 |  | kWh | 0.37218 | 0.40228 | Residential |  | Winter Only | [5 empty] | 15 | 0.67 |  |  |  | 1 | 5 | 0 | 0 | 0 | 0 | 0 | 0 | 0 | 0 | 0 | 0 | 2009 Qtr 1: 0; 2009 Qtr 2: 0; 2009 Qtr 3: 0; 2009 Qtr 4: 5; 2010 Qtr 1: 0; 2010 Qtr 2: 0; 2010 Qtr 3: 0; 2010 Qtr 4: 0; 2011 Qtr 1: 0; 2011 Qtr 2: 0; 2011 Qtr 3: 0; 2011 Qtr 4: 0 | 5
0 | 253001-Residential AC SEER 14 CZ 6, 7 or 8 |  | System | Residential | 26-SFM-ResidentialSingleFamily-SP_COOL | 0 |  |  |  |  | 92.6187 | 0 | 12.5 | 0 | 0 | 80.1187 | 184.853 |  | kWh | 0.37116 | 0.59287 | Residential |  | Winter Only | [5 empty] | 15 | 0.67 |  |  |  | 1 | 5 | 0 | 0 | 0 | 0 | 0 | 0 | 0 | 0 | 0 | 0 | 2009 Qtr 1: 0; 2009 Qtr 2: 0; 2009 Qtr 3: 0; 2009 Qtr 4: 5; 2010 Qtr 1: 0; 2010 Qtr 2: 0; 2010 Qtr 3: 0; 2010 Qtr 4: 0; 2011 Qtr 1: 0; 2011 Qtr 2: 0; 2011 Qtr 3: 0; 2011 Qtr 4: 0 | 5
0 | 253001-Residential AC SEER 14 CZ 6, 7 or 8 |  | System | Residential | 26-SFM-ResidentialSingleFamily-SP_COOL | 0 |  |  |  |  | 92.6187 | 0 | 12.5 | 0 | 0 | 80.1187 | 184.853 |  | kWh | 0.37116 | 0.59287 | Residential |  | Winter Only | [5 empty] | 15 | 0.67 |  |  |  | 1 | 5 | 0 | 0 | 0 | 0 | 0 | 0 | 0 | 0 | 0 | 0 | 2009 Qtr 1: 0; 2009 Qtr 2: 0; 2009 Qtr 3: 0; 2009 Qtr 4: 5; 2010 Qtr 1: 0; 2010 Qtr 2: 0; 2010 Qtr 3: 0; 2010 Qtr 4: 0; 2011 Qtr 1: 0; 2011 Qtr 2: 0; 2011 Qtr 3: 0; 2011 Qtr 4: 0 | 5
0 | 253001-Residential AC SEER 14 CZ 6, 7 or 8 |  | System | Residential | 26-SFM-ResidentialSingleFamily-SP_COOL | 0 |  |  |  |  | 92.6187 | 0 | 12.5 | 0 | 0 | 80.1187 | 184.853 |  | kWh | 0.37116 | 0.59287 | Residential |  | Winter Only | [5 empty] | 15 | 0.67 |  |  |  | 1 | 5 | 0 | 0 | 0 | 0 | 0 | 0 | 0 | 0 | 0 | 0 | 2009 Qtr 1: 0; 2009 Qtr 2: 0; 2009 Qtr 3: 0; 2009 Qtr 4: 5; 2010 Qtr 1: 0; 2010 Qtr 2: 0; 2010 Qtr 3: 0; 2010 Qtr 4: 0; 2011 Qtr 1: 0; 2011 Qtr 2: 0; 2011 Qtr 3: 0; 2011 Qtr 4: 0 | 5
0 | 253001-Residential AC SEER 14 CZ 6, 7 or 8 |  | System | Residential | 26-SFM-ResidentialSingleFamily-SP_COOL | 0 |  |  |  |  | 92.6187 | 0 | 12.5 | 0 | 0 | 80.1187 | 184.853 |  | kWh | 0.37116 | 0.59287 | Residential |  | Winter Only | [5 empty] | 15 | 0.67 |  |  |  | 1 | 5 | 0 | 0 | 0 | 0 | 0 | 0 | 0 | 0 | 0 | 0 | 2009 Qtr 1: 0; 2009 Qtr 2: 0; 2009 Qtr 3: 0; 2009 Qtr 4: 5; 2010 Qtr 1: 0; 2010 Qtr 2: 0; 2010 Qtr 3: 0; 2010 Qtr 4: 0; 2011 Qtr 1: 0; 2011 Qtr 2: 0; 2011 Qtr 3: 0; 2011 Qtr 4: 0 | 5
0 | 253001-Residential AC SEER 14 CZ 6, 7 or 8 |  | System | Residential | 26-SFM-ResidentialSingleFamily-SP_COOL | 0 |  |  |  |  | 92.6187 | 0 | 12.5 | 0 | 0 | 80.1187 | 184.853 |  | kWh | 0.37116 | 0.59287 | Residential |  | Winter Only | [5 empty] | 15 | 0.67 |  |  |  | 1 | 5 | 0 | 0 | 0 | 0 | 0 | 0 | 0 | 0 | 0 | 0 | 2009 Qtr 1: 0; 2009 Qtr 2: 0; 2009 Qtr 3: 0; 2009 Qtr 4: 5; 2010 Qtr 1: 0; 2010 Qtr 2: 0; 2010 Qtr 3: 0; 2010 Qtr 4: 0; 2011 Qtr 1: 0; 2011 Qtr 2: 0; 2011 Qtr 3: 0; 2011 Qtr 4: 0 | 5
0 | 253003-Residential AC SEER 15 CZ 6, 7 or 8 |  | System | Residential | 26-SFM-ResidentialSingleFamily-SP_COOL | 0 |  |  |  |  | 185.2374 | 0 | 30 | 0 | 0 | 155.2374 | 219.055 |  | kWh | 0.38807 | -1.3318 | Residential |  | Winter Only | [5 empty] | 15 | 0.67 |  |  |  | 1 | 3 | 0 | 0 | 0 | 0 | 0 | 0 | 0 | 0 | 0 | 0 | 2009 Qtr 1: 0; 2009 Qtr 2: 0; 2009 Qtr 3: 0; 2009 Qtr 4: 3; 2010 Qtr 1: 0; 2010 Qtr 2: 0; 2010 Qtr 3: 0; 2010 Qtr 4: 0; 2011 Qtr 1: 0; 2011 Qtr 2: 0; 2011 Qtr 3: 0; 2011 Qtr 4: 0 | 3
0 | 253008-Residential AC SEER 14 Early Ret. CZ 10, 14, or 15 |  | System | Residential | 26-SFM-ResidentialSingleFamily-SP_COOL | 0 |  |  |  |  | 642.1695 | 0 | 110 | 0 | 0 | 532.1695 | 322.849 |  | kWh | 0.37218 | 0.40228 | Residential |  | Winter Only | [5 empty] | 15 | 0.67 |  |  |  | 1 | 5 | 0 | 0 | 0 | 0 | 0 | 0 | 0 | 0 | 0 | 0 | 2009 Qtr 1: 0; 2009 Qtr 2: 0; 2009 Qtr 3: 0; 2009 Qtr 4: 5; 2010 Qtr 1: 0; 2010 Qtr 2: 0; 2010 Qtr 3: 0; 2010 Qtr 4: 0; 2011 Qtr 1: 0; 2011 Qtr 2: 0; 2011 Qtr 3: 0; 2011 Qtr 4: 0 | 5
0 | 253002-Residential AC SEER 14 CZ 10, 14, or 15 |  | System | Residential | 26-SFM-ResidentialSingleFamily-SP_COOL | 0 |  |  |  |  | 92.6187 | 0 | 42.85 | 0 | 0 | 49.7687 | 322.849 |  | kWh | 0.37218 | 0.40228 | Residential |  | Winter Only | [5 empty] | 15 | 0.67 |  |  |  | 1 | 5 | 0 | 0 | 0 | 0 | 0 | 0 | 0 | 0 | 0 | 0 | 2009 Qtr 1: 0; 2009 Qtr 2: 0; 2009 Qtr 3: 0; 2009 Qtr 4: 5; 2010 Qtr 1: 0; 2010 Qtr 2: 0; 2010 Qtr 3: 0; 2010 Qtr 4: 0; 2011 Qtr 1: 0; 2011 Qtr 2: 0; 2011 Qtr 3: 0; 2011 Qtr 4: 0 | 5
0 | 253008-Residential AC SEER 14 Early Ret. CZ 10, 14, or 15 |  | System | Residential | 26-SFM-ResidentialSingleFamily-SP_COOL | 0 |  |  |  |  | 642.1695 | 0 | 110 | 0 | 0 | 532.1695 | 322.849 |  | kWh | 0.37218 | 0.40228 | Residential |  | Winter Only | [5 empty] | 15 | 0.67 |  |  |  | 1 | 5 | 0 | 0 | 0 | 0 | 0 | 0 | 0 | 0 | 0 | 0 | 2009 Qtr 1: 0; 2009 Qtr 2: 0; 2009 Qtr 3: 0; 2009 Qtr 4: 5; 2010 Qtr 1: 0; 2010 Qtr 2: 0; 2010 Qtr 3: 0; 2010 Qtr 4: 0; 2011 Qtr 1: 0; 2011 Qtr 2: 0; 2011 Qtr 3: 0; 2011 Qtr 4: 0 | 5
0 | 253002-Residential AC SEER 14 CZ 10, 14, or 15 |  | System | Residential | 26-SFM-ResidentialSingleFamily-SP_COOL | 0 |  |  |  |  | 92.6187 | 0 | 42.85 | 0 | 0 | 49.7687 | 322.849 |  | kWh | 0.37218 | 0.40228 | Residential |  | Winter Only | [5 empty] | 15 | 0.67 |  |  |  | 1 | 5 | 0 | 0 | 0 | 0 | 0 | 0 | 0 | 0 | 0 | 0 | 2009 Qtr 1: 0; 2009 Qtr 2: 0; 2009 Qtr 3: 0; 2009 Qtr 4: 5; 2010 Qtr 1: 0; 2010 Qtr 2: 0; 2010 Qtr 3: 0; 2010 Qtr 4: 0; 2011 Qtr 1: 0; 2011 Qtr 2: 0; 2011 Qtr 3: 0; 2011 Qtr 4: 0 | 5
0 | 253001-Residential AC SEER 14 CZ 6, 7 or 8 |  | System | Residential | 26-SFM-ResidentialSingleFamily-SP_COOL | 0 |  |  |  |  | 92.6187 | 0 | 12.5 | 0 | 0 | 80.1187 | 184.853 |  | kWh | 0.37116 | 0.59287 | Residential |  | Winter Only | [5 empty] | 15 | 0.67 |  |  |  | 1 | 5 | 0 | 0 | 0 | 0 | 0 | 0 | 0 | 0 | 0 | 0 | 2009 Qtr 1: 0; 2009 Qtr 2: 0; 2009 Qtr 3: 0; 2009 Qtr 4: 5; 2010 Qtr 1: 0; 2010 Qtr 2: 0; 2010 Qtr 3: 0; 2010 Qtr 4: 0; 2011 Qtr 1: 0; 2011 Qtr 2: 0; 2011 Qtr 3: 0; 2011 Qtr 4: 0 | 5
0 | 253001-Residential AC SEER 14 CZ 6, 7 or 8 |  | System | Residential | 26-SFM-ResidentialSingleFamily-SP_COOL | 0 |  |  |  |  | 92.6187 | 0 | 12.5 | 0 | 0 | 80.1187 | 184.853 |  | kWh | 0.37116 | 0.59287 | Residential |  | Winter Only | [5 empty] | 15 | 0.67 |  |  |  | 1 | 5 | 0 | 0 | 0 | 0 | 0 | 0 | 0 | 0 | 0 | 0 | 2009 Qtr 1: 0; 2009 Qtr 2: 0; 2009 Qtr 3: 0; 2009 Qtr 4: 5; 2010 Qtr 1: 0; 2010 Qtr 2: 0; 2010 Qtr 3: 0; 2010 Qtr 4: 0; 2011 Qtr 1: 0; 2011 Qtr 2: 0; 2011 Qtr 3: 0; 2011 Qtr 4: 0 | 5
0 | 253003-Residential AC SEER 15 CZ 6, 7 or 8 |  | System | Residential | 26-SFM-ResidentialSingleFamily-SP_COOL | 0 |  |  |  |  | 185.2374 | 0 | 30 | 0 | 0 | 155.2374 | 219.055 |  | kWh | 0.38807 | -1.3318 | Residential |  | Winter Only | [5 empty] | 15 | 0.67 |  |  |  | 1 | 3 | 0 | 0 | 0 | 0 | 0 | 0 | 0 | 0 | 0 | 0 | 2009 Qtr 1: 0; 2009 Qtr 2: 0; 2009 Qtr 3: 0; 2009 Qtr 4: 3; 2010 Qtr 1: 0; 2010 Qtr 2: 0; 2010 Qtr 3: 0; 2010 Qtr 4: 0; 2011 Qtr 1: 0; 2011 Qtr 2: 0; 2011 Qtr 3: 0; 2011 Qtr 4: 0 | 3
0 | 253003-Residential AC SEER 15 CZ 6, 7 or 8 |  | System | Residential | 26-SFM-ResidentialSingleFamily-SP_COOL | 0 |  |  |  |  | 185.2374 | 0 | 30 | 0 | 0 | 155.2374 | 219.055 |  | kWh | 0.38807 | -1.3318 | Residential |  | Winter Only | [5 empty] | 15 | 0.67 |  |  |  | 1 | 3 | 0 | 0 | 0 | 0 | 0 | 0 | 0 | 0 | 0 | 0 | 2009 Qtr 1: 0; 2009 Qtr 2: 0; 2009 Qtr 3: 0; 2009 Qtr 4: 3; 2010 Qtr 1: 0; 2010 Qtr 2: 0; 2010 Qtr 3: 0; 2010 Qtr 4: 0; 2011 Qtr 1: 0; 2011 Qtr 2: 0; 2011 Qtr 3: 0; 2011 Qtr 4: 0 | 3
0 | 253003-Residential AC SEER 15 CZ 6, 7 or 8 |  | System | Residential | 26-SFM-ResidentialSingleFamily-SP_COOL | 0 |  |  |  |  | 185.2374 | 0 | 30 | 0 | 0 | 155.2374 | 219.055 |  | kWh | 0.38807 | -1.3318 | Residential |  | Winter Only | [5 empty] | 15 | 0.67 |  |  |  | 1 | 3 | 0 | 0 | 0 | 0 | 0 | 0 | 0 | 0 | 0 | 0 | 2009 Qtr 1: 0; 2009 Qtr 2: 0; 2009 Qtr 3: 0; 2009 Qtr 4: 3; 2010 Qtr 1: 0; 2010 Qtr 2: 0; 2010 Qtr 3: 0; 2010 Qtr 4: 0; 2011 Qtr 1: 0; 2011 Qtr 2: 0; 2011 Qtr 3: 0; 2011 Qtr 4: 0 | 3
0 | 253009-Residential AC SEER 15 Early Ret. CZ 6, 7 or 8 |  | System | Residential | 26-SFM-ResidentialSingleFamily-SP_COOL | 0 |  |  |  |  | 734.7882 | 0 | 41.6667 | 0 | 0 | 693.1215 | 219.055 |  | kWh | 0.38807 | -1.3318 | Residential |  | Winter Only | [5 empty] | 15 | 0.67 |  |  |  | 1 | 3 | 0 | 0 | 0 | 0 | 0 | 0 | 0 | 0 | 0 | 0 | 2009 Qtr 1: 0; 2009 Qtr 2: 0; 2009 Qtr 3: 0; 2009 Qtr 4: 3; 2010 Qtr 1: 0; 2010 Qtr 2: 0; 2010 Qtr 3: 0; 2010 Qtr 4: 0; 2011 Qtr 1: 0; 2011 Qtr 2: 0; 2011 Qtr 3: 0; 2011 Qtr 4: 0 | 3
0 | 253003-Residential AC SEER 15 CZ 6, 7 or 8 |  | System | Residential | 26-SFM-ResidentialSingleFamily-SP_COOL | 0 |  |  |  |  | 185.2374 | 0 | 30 | 0 | 0 | 155.2374 | 219.055 |  | kWh | 0.38807 | -1.3318 | Residential |  | Winter Only | [5 empty] | 15 | 0.67 |  |  |  | 1 | 3 | 0 | 0 | 0 | 0 | 0 | 0 | 0 | 0 | 0 | 0 | 2009 Qtr 1: 0; 2009 Qtr 2: 0; 2009 Qtr 3: 0; 2009 Qtr 4: 3; 2010 Qtr 1: 0; 2010 Qtr 2: 0; 2010 Qtr 3: 0; 2010 Qtr 4: 0; 2011 Qtr 1: 0; 2011 Qtr 2: 0; 2011 Qtr 3: 0; 2011 Qtr 4: 0 | 3
0 | 253004-Residential AC SEER 15 CZ 10, 14, or 15 |  | System | Residential | 26-SFM-ResidentialSingleFamily-SP_COOL | 0 |  |  |  |  | 185.2374 | 0 | 85.71 | 0 | 0 | 99.5274 | 372.762 |  | kWh | 0.39428 | -1.1019 | Residential |  | Winter Only | [5 empty] | 15 | 0.67 |  |  |  | 1 | 4 | 0 | 0 | 0 | 0 | 0 | 0 | 0 | 0 | 0 | 0 | 2009 Qtr 1: 0; 2009 Qtr 2: 0; 2009 Qtr 3: 0; 2009 Qtr 4: 4; 2010 Qtr 1: 0; 2010 Qtr 2: 0; 2010 Qtr 3: 0; 2010 Qtr 4: 0; 2011 Qtr 1: 0; 2011 Qtr 2: 0; 2011 Qtr 3: 0; 2011 Qtr 4: 0 | 4
0 | 253003-Residential AC SEER 15 CZ 6, 7 or 8 |  | System | Residential | 26-SFM-ResidentialSingleFamily-SP_COOL | 0 |  |  |  |  | 185.2374 | 0 | 30 | 0 | 0 | 155.2374 | 219.055 |  | kWh | 0.38807 | -1.3318 | Residential |  | Winter Only | [5 empty] | 15 | 0.67 |  |  |  | 1 | 4 | 0 | 0 | 0 | 0 | 0 | 0 | 0 | 0 | 0 | 0 | 2009 Qtr 1: 0; 2009 Qtr 2: 0; 2009 Qtr 3: 0; 2009 Qtr 4: 4; 2010 Qtr 1: 0; 2010 Qtr 2: 0; 2010 Qtr 3: 0; 2010 Qtr 4: 0; 2011 Qtr 1: 0; 2011 Qtr 2: 0; 2011 Qtr 3: 0; 2011 Qtr 4: 0 | 4
0 | 253010-Residential AC SEER 15 Early Ret. CZ 10, 14, or 15 |  | System | Residential | 26-SFM-ResidentialSingleFamily-SP_COOL | 0 |  |  |  |  | 732.6948 | 0 | 130 | 0 | 0 | 602.6948 | 372.762 |  | kWh | 0.39428 | -1.1019 | Residential |  | Winter Only | [5 empty] | 15 | 0.67 |  |  |  | 1 | 4 | 0 | 0 | 0 | 0 | 0 | 0 | 0 | 0 | 0 | 0 | 2009 Qtr 1: 0; 2009 Qtr 2: 0; 2009 Qtr 3: 0; 2009 Qtr 4: 4; 2010 Qtr 1: 0; 2010 Qtr 2: 0; 2010 Qtr 3: 0; 2010 Qtr 4: 0; 2011 Qtr 1: 0; 2011 Qtr 2: 0; 2011 Qtr 3: 0; 2011 Qtr 4: 0 | 4
0 | 253008-Residential AC SEER 14 Early Ret. CZ 10, 14, or 15 |  | System | Residential | 26-SFM-ResidentialSingleFamily-SP_COOL | 0 |  |  |  |  | 642.1695 | 0 | 110 | 0 | 0 | 532.1695 | 322.849 |  | kWh | 0.37218 | 0.40228 | Residential |  | Winter Only | [5 empty] | 15 | 0.67 |  |  |  | 1 | 5 | 0 | 0 | 0 | 0 | 0 | 0 | 0 | 0 | 0 | 0 | 2009 Qtr 1: 0; 2009 Qtr 2: 0; 2009 Qtr 3: 0; 2009 Qtr 4: 5; 2010 Qtr 1: 0; 2010 Qtr 2: 0; 2010 Qtr 3: 0; 2010 Qtr 4: 0; 2011 Qtr 1: 0; 2011 Qtr 2: 0; 2011 Qtr 3: 0; 2011 Qtr 4: 0 | 5
0 | 253003-Residential AC SEER 15 CZ 6, 7 or 8 |  | System | Residential | 26-SFM-ResidentialSingleFamily-SP_COOL | 0 |  |  |  |  | 185.2374 | 0 | 30 | 0 | 0 | 155.2374 | 219.055 |  | kWh | 0.38807 | -1.3318 | Residential |  | Winter Only | [5 empty] | 15 | 0.67 |  |  |  | 1 | 4 | 0 | 0 | 0 | 0 | 0 | 0 | 0 | 0 | 0 | 0 | 2009 Qtr 1: 0; 2009 Qtr 2: 0; 2009 Qtr 3: 0; 2009 Qtr 4: 4; 2010 Qtr 1: 0; 2010 Qtr 2: 0; 2010 Qtr 3: 0; 2010 Qtr 4: 0; 2011 Qtr 1: 0; 2011 Qtr 2: 0; 2011 Qtr 3: 0; 2011 Qtr 4: 0 | 4
0 | 253004-Residential AC SEER 15 CZ 10, 14, or 15 |  | System | Residential | 26-SFM-ResidentialSingleFamily-SP_COOL | 0 |  |  |  |  | 185.2374 | 0 | 85.71 | 0 | 0 | 99.5274 | 372.762 |  | kWh | 0.39428 | -1.1019 | Residential |  | Winter Only | [5 empty] | 15 | 0.67 |  |  |  | 1 | 4 | 0 | 0 | 0 | 0 | 0 | 0 | 0 | 0 | 0 | 0 | 2009 Qtr 1: 0; 2009 Qtr 2: 0; 2009 Qtr 3: 0; 2009 Qtr 4: 4; 2010 Qtr 1: 0; 2010 Qtr 2: 0; 2010 Qtr 3: 0; 2010 Qtr 4: 0; 2011 Qtr 1: 0; 2011 Qtr 2: 0; 2011 Qtr 3: 0; 2011 Qtr 4: 0 | 4
0 | 253003-Residential AC SEER 15 CZ 6, 7 or 8 |  | System | Residential | 26-SFM-ResidentialSingleFamily-SP_COOL | 0 |  |  |  |  | 185.2374 | 0 | 30 | 0 | 0 | 155.2374 | 219.055 |  | kWh | 0.38807 | -1.3318 | Residential |  | Winter Only | [5 empty] | 15 | 0.67 |  |  |  | 1 | 4 | 0 | 0 | 0 | 0 | 0 | 0 | 0 | 0 | 0 | 0 | 2009 Qtr 1: 0; 2009 Qtr 2: 0; 2009 Qtr 3: 0; 2009 Qtr 4: 4; 2010 Qtr 1: 0; 2010 Qtr 2: 0; 2010 Qtr 3: 0; 2010 Qtr 4: 0; 2011 Qtr 1: 0; 2011 Qtr 2: 0; 2011 Qtr 3: 0; 2011 Qtr 4: 0 | 4
0 | 253003-Residential AC SEER 15 CZ 6, 7 or 8 |  | System | Residential | 26-SFM-ResidentialSingleFamily-SP_COOL | 0 |  |  |  |  | 185.2374 | 0 | 30 | 0 | 0 | 155.2374 | 219.055 |  | kWh | 0.38807 | -1.3318 | Residential |  | Winter Only | [5 empty] | 15 | 0.67 |  |  |  | 1 | 4 | 0 | 0 | 0 | 0 | 0 | 0 | 0 | 0 | 0 | 0 | 2009 Qtr 1: 0; 2009 Qtr 2: 0; 2009 Qtr 3: 0; 2009 Qtr 4: 4; 2010 Qtr 1: 0; 2010 Qtr 2: 0; 2010 Qtr 3: 0; 2010 Qtr 4: 0; 2011 Qtr 1: 0; 2011 Qtr 2: 0; 2011 Qtr 3: 0; 2011 Qtr 4: 0 | 4
0 | 253003-Residential AC SEER 15 CZ 6, 7 or 8 |  | System | Residential | 26-SFM-ResidentialSingleFamily-SP_COOL | 0 |  |  |  |  | 185.2374 | 0 | 30 | 0 | 0 | 155.2374 | 219.055 |  | kWh | 0.38807 | -1.3318 | Residential |  | Winter Only | [5 empty] | 15 | 0.67 |  |  |  | 1 | 4 | 0 | 0 | 0 | 0 | 0 | 0 | 0 | 0 | 0 | 0 | 2009 Qtr 1: 0; 2009 Qtr 2: 0; 2009 Qtr 3: 0; 2009 Qtr 4: 4; 2010 Qtr 1: 0; 2010 Qtr 2: 0; 2010 Qtr 3: 0; 2010 Qtr 4: 0; 2011 Qtr 1: 0; 2011 Qtr 2: 0; 2011 Qtr 3: 0; 2011 Qtr 4: 0 | 4
0 | 253004-Residential AC SEER 15 CZ 10, 14, or 15 |  | System | Residential | 26-SFM-ResidentialSingleFamily-SP_COOL | 0 |  |  |  |  | 185.2374 | 0 | 85.71 | 0 | 0 | 99.5274 | 372.762 |  | kWh | 0.39428 | -1.1019 | Residential |  | Winter Only | [5 empty] | 15 | 0.67 |  |  |  | 1 | 4 | 0 | 0 | 0 | 0 | 0 | 0 | 0 | 0 | 0 | 0 | 2009 Qtr 1: 0; 2009 Qtr 2: 0; 2009 Qtr 3: 0; 2009 Qtr 4: 4; 2010 Qtr 1: 0; 2010 Qtr 2: 0; 2010 Qtr 3: 0; 2010 Qtr 4: 0; 2011 Qtr 1: 0; 2011 Qtr 2: 0; 2011 Qtr 3: 0; 2011 Qtr 4: 0 | 4
0 | 253004-Residential AC SEER 15 CZ 10, 14, or 15 |  | System | Residential | 26-SFM-ResidentialSingleFamily-SP_COOL | 0 |  |  |  |  | 185.2374 | 0 | 85.71 | 0 | 0 | 99.5274 | 372.762 |  | kWh | 0.39428 | -1.1019 | Residential |  | Winter Only | [5 empty] | 15 | 0.67 |  |  |  | 1 | 3 | 0 | 0 | 0 | 0 | 0 | 0 | 0 | 0 | 0 | 0 | 2009 Qtr 1: 0; 2009 Qtr 2: 0; 2009 Qtr 3: 0; 2009 Qtr 4: 3; 2010 Qtr 1: 0; 2010 Qtr 2: 0; 2010 Qtr 3: 0; 2010 Qtr 4: 0; 2011 Qtr 1: 0; 2011 Qtr 2: 0; 2011 Qtr 3: 0; 2011 Qtr 4: 0 | 3
0 | 253004-Residential AC SEER 15 CZ 10, 14, or 15 |  | System | Residential | 26-SFM-ResidentialSingleFamily-SP_COOL | 0 |  |  |  |  | 185.2374 | 0 | 85.71 | 0 | 0 | 99.5274 | 372.762 |  | kWh | 0.39428 | -1.1019 | Residential |  | Winter Only | [5 empty] | 15 | 0.67 |  |  |  | 1 | 4 | 0 | 0 | 0 | 0 | 0 | 0 | 0 | 0 | 0 | 0 | 2009 Qtr 1: 0; 2009 Qtr 2: 0; 2009 Qtr 3: 0; 2009 Qtr 4: 4; 2010 Qtr 1: 0; 2010 Qtr 2: 0; 2010 Qtr 3: 0; 2010 Qtr 4: 0; 2011 Qtr 1: 0; 2011 Qtr 2: 0; 2011 Qtr 3: 0; 2011 Qtr 4: 0 | 4
0 | 253004-Residential AC SEER 15 CZ 10, 14, or 15 |  | System | Residential | 26-SFM-ResidentialSingleFamily-SP_COOL | 0 |  |  |  |  | 185.2374 | 0 | 85.71 | 0 | 0 | 99.5274 | 372.762 |  | kWh | 0.39428 | -1.1019 | Residential |  | Winter Only | [5 empty] | 15 | 0.67 |  |  |  | 1 | 3 | 0 | 0 | 0 | 0 | 0 | 0 | 0 | 0 | 0 | 0 | 2009 Qtr 1: 0; 2009 Qtr 2: 0; 2009 Qtr 3: 0; 2009 Qtr 4: 3; 2010 Qtr 1: 0; 2010 Qtr 2: 0; 2010 Qtr 3: 0; 2010 Qtr 4: 0; 2011 Qtr 1: 0; 2011 Qtr 2: 0; 2011 Qtr 3: 0; 2011 Qtr 4: 0 | 3
0 | 253004-Residential AC SEER 15 CZ 10, 14, or 15 |  | System | Residential | 26-SFM-ResidentialSingleFamily-SP_COOL | 0 |  |  |  |  | 185.2374 | 0 | 85.71 | 0 | 0 | 99.5274 | 372.762 |  | kWh | 0.39428 | -1.1019 | Residential |  | Winter Only | [5 empty] | 15 | 0.67 |  |  |  | 1 | 4 | 0 | 0 | 0 | 0 | 0 | 0 | 0 | 0 | 0 | 0 | 2009 Qtr 1: 0; 2009 Qtr 2: 0; 2009 Qtr 3: 0; 2009 Qtr 4: 4; 2010 Qtr 1: 0; 2010 Qtr 2: 0; 2010 Qtr 3: 0; 2010 Qtr 4: 0; 2011 Qtr 1: 0; 2011 Qtr 2: 0; 2011 Qtr 3: 0; 2011 Qtr 4: 0 | 4
0 | 253003-Residential AC SEER 15 CZ 6, 7 or 8 |  | System | Residential | 26-SFM-ResidentialSingleFamily-SP_COOL | 0 |  |  |  |  | 185.2374 | 0 | 30 | 0 | 0 | 155.2374 | 219.055 |  | kWh | 0.38807 | -1.3318 | Residential |  | Winter Only | [5 empty] | 15 | 0.67 |  |  |  | 1 | 4 | 0 | 0 | 0 | 0 | 0 | 0 | 0 | 0 | 0 | 0 | 2009 Qtr 1: 0; 2009 Qtr 2: 0; 2009 Qtr 3: 0; 2009 Qtr 4: 4; 2010 Qtr 1: 0; 2010 Qtr 2: 0; 2010 Qtr 3: 0; 2010 Qtr 4: 0; 2011 Qtr 1: 0; 2011 Qtr 2: 0; 2011 Qtr 3: 0; 2011 Qtr 4: 0 | 4
0 | 253003-Residential AC SEER 15 CZ 6, 7 or 8 |  | System | Residential | 26-SFM-ResidentialSingleFamily-SP_COOL | 0 |  |  |  |  | 185.2374 | 0 | 30 | 0 | 0 | 155.2374 | 219.055 |  | kWh | 0.38807 | -1.3318 | Residential |  | Winter Only | [5 empty] | 15 | 0.67 |  |  |  | 1 | 4 | 0 | 0 | 0 | 0 | 0 | 0 | 0 | 0 | 0 | 0 | 2009 Qtr 1: 0; 2009 Qtr 2: 0; 2009 Qtr 3: 0; 2009 Qtr 4: 4; 2010 Qtr 1: 0; 2010 Qtr 2: 0; 2010 Qtr 3: 0; 2010 Qtr 4: 0; 2011 Qtr 1: 0; 2011 Qtr 2: 0; 2011 Qtr 3: 0; 2011 Qtr 4: 0 | 4
0 | 253003-Residential AC SEER 15 CZ 6, 7 or 8 |  | System | Residential | 26-SFM-ResidentialSingleFamily-SP_COOL | 0 |  |  |  |  | 185.2374 | 0 | 30 | 0 | 0 | 155.2374 | 219.055 |  | kWh | 0.38807 | -1.3318 | Residential |  | Winter Only | [5 empty] | 15 | 0.67 |  |  |  | 1 | 4 | 0 | 0 | 0 | 0 | 0 | 0 | 0 | 0 | 0 | 0 | 2009 Qtr 1: 0; 2009 Qtr 2: 0; 2009 Qtr 3: 0; 2009 Qtr 4: 4; 2010 Qtr 1: 0; 2010 Qtr 2: 0; 2010 Qtr 3: 0; 2010 Qtr 4: 0; 2011 Qtr 1: 0; 2011 Qtr 2: 0; 2011 Qtr 3: 0; 2011 Qtr 4: 0 | 4
0 | 253003-Residential AC SEER 15 CZ 6, 7 or 8 |  | System | Residential | 26-SFM-ResidentialSingleFamily-SP_COOL | 0 |  |  |  |  | 185.2374 | 0 | 30 | 0 | 0 | 155.2374 | 219.055 |  | kWh | 0.38807 | -1.3318 | Residential |  | Winter Only | [5 empty] | 15 | 0.67 |  |  |  | 1 | 4 | 0 | 0 | 0 | 0 | 0 | 0 | 0 | 0 | 0 | 0 | 2009 Qtr 1: 0; 2009 Qtr 2: 0; 2009 Qtr 3: 0; 2009 Qtr 4: 4; 2010 Qtr 1: 0; 2010 Qtr 2: 0; 2010 Qtr 3: 0; 2010 Qtr 4: 0; 2011 Qtr 1: 0; 2011 Qtr 2: 0; 2011 Qtr 3: 0; 2011 Qtr 4: 0 | 4
0 | 253003-Residential AC SEER 15 CZ 6, 7 or 8 |  | System | Residential | 26-SFM-ResidentialSingleFamily-SP_COOL | 0 |  |  |  |  | 185.2374 | 0 | 30 | 0 | 0 | 155.2374 | 219.055 |  | kWh | 0.38807 | -1.3318 | Residential |  | Winter Only | [5 empty] | 15 | 0.67 |  |  |  | 1 | 4 | 0 | 0 | 0 | 0 | 0 | 0 | 0 | 0 | 0 | 0 | 2009 Qtr 1: 0; 2009 Qtr 2: 0; 2009 Qtr 3: 0; 2009 Qtr 4: 4; 2010 Qtr 1: 0; 2010 Qtr 2: 0; 2010 Qtr 3: 0; 2010 Qtr 4: 0; 2011 Qtr 1: 0; 2011 Qtr 2: 0; 2011 Qtr 3: 0; 2011 Qtr 4: 0 | 4
0 | 253004-Residential AC SEER 15 CZ 10, 14, or 15 |  | System | Residential | 26-SFM-ResidentialSingleFamily-SP_COOL | 0 |  |  |  |  | 185.2374 | 0 | 85.71 | 0 | 0 | 99.5274 | 372.762 |  | kWh | 0.39428 | -1.1019 | Residential |  | Winter Only | [5 empty] | 15 | 0.67 |  |  |  | 1 | 4 | 0 | 0 | 0 | 0 | 0 | 0 | 0 | 0 | 0 | 0 | 2009 Qtr 1: 0; 2009 Qtr 2: 0; 2009 Qtr 3: 0; 2009 Qtr 4: 4; 2010 Qtr 1: 0; 2010 Qtr 2: 0; 2010 Qtr 3: 0; 2010 Qtr 4: 0; 2011 Qtr 1: 0; 2011 Qtr 2: 0; 2011 Qtr 3: 0; 2011 Qtr 4: 0 | 4
0 | 253003-Residential AC SEER 15 CZ 6, 7 or 8 |  | System | Residential | 26-SFM-ResidentialSingleFamily-SP_COOL | 0 |  |  |  |  | 185.2374 | 0 | 30 | 0 | 0 | 155.2374 | 219.055 |  | kWh | 0.38807 | -1.3318 | Residential |  | Winter Only | [5 empty] | 15 | 0.67 |  |  |  | 1 | 4 | 0 | 0 | 0 | 0 | 0 | 0 | 0 | 0 | 0 | 0 | 2009 Qtr 1: 0; 2009 Qtr 2: 0; 2009 Qtr 3: 0; 2009 Qtr 4: 4; 2010 Qtr 1: 0; 2010 Qtr 2: 0; 2010 Qtr 3: 0; 2010 Qtr 4: 0; 2011 Qtr 1: 0; 2011 Qtr 2: 0; 2011 Qtr 3: 0; 2011 Qtr 4: 0 | 4
0 | 253003-Residential AC SEER 15 CZ 6, 7 or 8 |  | System | Residential | 26-SFM-ResidentialSingleFamily-SP_COOL | 0 |  |  |  |  | 185.2374 | 0 | 30 | 0 | 0 | 155.2374 | 219.055 |  | kWh | 0.38807 | -1.3318 | Residential |  | Winter Only | [5 empty] | 15 | 0.67 |  |  |  | 1 | 4 | 0 | 0 | 0 | 0 | 0 | 0 | 0 | 0 | 0 | 0 | 2009 Qtr 1: 0; 2009 Qtr 2: 0; 2009 Qtr 3: 0; 2009 Qtr 4: 4; 2010 Qtr 1: 0; 2010 Qtr 2: 0; 2010 Qtr 3: 0; 2010 Qtr 4: 0; 2011 Qtr 1: 0; 2011 Qtr 2: 0; 2011 Qtr 3: 0; 2011 Qtr 4: 0 | 4
0 | 253010-Residential AC SEER 15 Early Ret. CZ 10, 14, or 15 |  | System | Residential | 26-SFM-ResidentialSingleFamily-SP_COOL | 0 |  |  |  |  | 732.6948 | 0 | 130 | 0 | 0 | 602.6948 | 372.762 |  | kWh | 0.39428 | -1.1019 | Residential |  | Winter Only | [5 empty] | 15 | 0.67 |  |  |  | 1 | 4 | 0 | 0 | 0 | 0 | 0 | 0 | 0 | 0 | 0 | 0 | 2009 Qtr 1: 0; 2009 Qtr 2: 0; 2009 Qtr 3: 0; 2009 Qtr 4: 4; 2010 Qtr 1: 0; 2010 Qtr 2: 0; 2010 Qtr 3: 0; 2010 Qtr 4: 0; 2011 Qtr 1: 0; 2011 Qtr 2: 0; 2011 Qtr 3: 0; 2011 Qtr 4: 0 | 4
0 | 253003-Residential AC SEER 15 CZ 6, 7 or 8 |  | System | Residential | 26-SFM-ResidentialSingleFamily-SP_COOL | 0 |  |  |  |  | 185.2374 | 0 | 30 | 0 | 0 | 155.2374 | 219.055 |  | kWh | 0.38807 | -1.3318 | Residential |  | Winter Only | [5 empty] | 15 | 0.67 |  |  |  | 1 | 4 | 0 | 0 | 0 | 0 | 0 | 0 | 0 | 0 | 0 | 0 | 2009 Qtr 1: 0; 2009 Qtr 2: 0; 2009 Qtr 3: 0; 2009 Qtr 4: 4; 2010 Qtr 1: 0; 2010 Qtr 2: 0; 2010 Qtr 3: 0; 2010 Qtr 4: 0; 2011 Qtr 1: 0; 2011 Qtr 2: 0; 2011 Qtr 3: 0; 2011 Qtr 4: 0 | 4
0 | 253003-Residential AC SEER 15 CZ 6, 7 or 8 |  | System | Residential | 26-SFM-ResidentialSingleFamily-SP_COOL | 0 |  |  |  |  | 185.2374 | 0 | 30 | 0 | 0 | 155.2374 | 219.055 |  | kWh | 0.38807 | -1.3318 | Residential |  | Winter Only | [5 empty] | 15 | 0.67 |  |  |  | 1 | 4 | 0 | 0 | 0 | 0 | 0 | 0 | 0 | 0 | 0 | 0 | 2009 Qtr 1: 0; 2009 Qtr 2: 0; 2009 Qtr 3: 0; 2009 Qtr 4: 4; 2010 Qtr 1: 0; 2010 Qtr 2: 0; 2010 Qtr 3: 0; 2010 Qtr 4: 0; 2011 Qtr 1: 0; 2011 Qtr 2: 0; 2011 Qtr 3: 0; 2011 Qtr 4: 0 | 4
0 | 253010-Residential AC SEER 15 Early Ret. CZ 10, 14, or 15 |  | System | Residential | 26-SFM-ResidentialSingleFamily-SP_COOL | 0 |  |  |  |  | 732.6948 | 0 | 130 | 0 | 0 | 602.6948 | 372.762 |  | kWh | 0.39428 | -1.1019 | Residential |  | Winter Only | [5 empty] | 15 | 0.67 |  |  |  | 1 | 4 | 0 | 0 | 0 | 0 | 0 | 0 | 0 | 0 | 0 | 0 | 2009 Qtr 1: 0; 2009 Qtr 2: 0; 2009 Qtr 3: 0; 2009 Qtr 4: 4; 2010 Qtr 1: 0; 2010 Qtr 2: 0; 2010 Qtr 3: 0; 2010 Qtr 4: 0; 2011 Qtr 1: 0; 2011 Qtr 2: 0; 2011 Qtr 3: 0; 2011 Qtr 4: 0 | 4
0 | 253003-Residential AC SEER 15 CZ 6, 7 or 8 |  | System | Residential | 26-SFM-ResidentialSingleFamily-SP_COOL | 0 |  |  |  |  | 185.2374 | 0 | 30 | 0 | 0 | 155.2374 | 219.055 |  | kWh | 0.38807 | -1.3318 | Residential |  | Winter Only | [5 empty] | 15 | 0.67 |  |  |  | 1 | 4 | 0 | 0 | 0 | 0 | 0 | 0 | 0 | 0 | 0 | 0 | 2009 Qtr 1: 0; 2009 Qtr 2: 0; 2009 Qtr 3: 0; 2009 Qtr 4: 4; 2010 Qtr 1: 0; 2010 Qtr 2: 0; 2010 Qtr 3: 0; 2010 Qtr 4: 0; 2011 Qtr 1: 0; 2011 Qtr 2: 0; 2011 Qtr 3: 0; 2011 Qtr 4: 0 | 4
0 | 253003-Residential AC SEER 15 CZ 6, 7 or 8 |  | System | Residential | 26-SFM-ResidentialSingleFamily-SP_COOL | 0 |  |  |  |  | 185.2374 | 0 | 30 | 0 | 0 | 155.2374 | 219.055 |  | kWh | 0.38807 | -1.3318 | Residential |  | Winter Only | [5 empty] | 15 | 0.67 |  |  |  | 1 | 4 | 0 | 0 | 0 | 0 | 0 | 0 | 0 | 0 | 0 | 0 | 2009 Qtr 1: 0; 2009 Qtr 2: 0; 2009 Qtr 3: 0; 2009 Qtr 4: 4; 2010 Qtr 1: 0; 2010 Qtr 2: 0; 2010 Qtr 3: 0; 2010 Qtr 4: 0; 2011 Qtr 1: 0; 2011 Qtr 2: 0; 2011 Qtr 3: 0; 2011 Qtr 4: 0 | 4
0 | 253004-Residential AC SEER 15 CZ 10, 14, or 15 |  | System | Residential | 26-SFM-ResidentialSingleFamily-SP_COOL | 0 |  |  |  |  | 185.2374 | 0 | 85.71 | 0 | 0 | 99.5274 | 372.762 |  | kWh | 0.39428 | -1.1019 | Residential |  | Winter Only | [5 empty] | 15 | 0.67 |  |  |  | 1 | 4 | 0 | 0 | 0 | 0 | 0 | 0 | 0 | 0 | 0 | 0 | 2009 Qtr 1: 0; 2009 Qtr 2: 0; 2009 Qtr 3: 0; 2009 Qtr 4: 4; 2010 Qtr 1: 0; 2010 Qtr 2: 0; 2010 Qtr 3: 0; 2010 Qtr 4: 0; 2011 Qtr 1: 0; 2011 Qtr 2: 0; 2011 Qtr 3: 0; 2011 Qtr 4: 0 | 4
0 | 253001-Residential AC SEER 14 CZ 6, 7 or 8 |  | System | Residential | 26-SFM-ResidentialSingleFamily-SP_COOL | 0 |  |  |  |  | 92.6187 | 0 | 12.5 | 0 | 0 | 80.1187 | 184.853 |  | kWh | 0.37116 | 0.59287 | Residential |  | Winter Only | [5 empty] | 15 | 0.67 |  |  |  | 1 | 3 | 0 | 0 | 0 | 0 | 0 | 0 | 0 | 0 | 0 | 0 | 2009 Qtr 1: 0; 2009 Qtr 2: 0; 2009 Qtr 3: 0; 2009 Qtr 4: 3; 2010 Qtr 1: 0; 2010 Qtr 2: 0; 2010 Qtr 3: 0; 2010 Qtr 4: 0; 2011 Qtr 1: 0; 2011 Qtr 2: 0; 2011 Qtr 3: 0; 2011 Qtr 4: 0 | 3
0 | 253001-Residential AC SEER 14 CZ 6, 7 or 8 |  | System | Residential | 26-SFM-ResidentialSingleFamily-SP_COOL | 0 |  |  |  |  | 92.6187 | 0 | 12.5 | 0 | 0 | 80.1187 | 184.853 |  | kWh | 0.37116 | 0.59287 | Residential |  | Winter Only | [5 empty] | 15 | 0.67 |  |  |  | 1 | 3 | 0 | 0 | 0 | 0 | 0 | 0 | 0 | 0 | 0 | 0 | 2009 Qtr 1: 0; 2009 Qtr 2: 0; 2009 Qtr 3: 0; 2009 Qtr 4: 3; 2010 Qtr 1: 0; 2010 Qtr 2: 0; 2010 Qtr 3: 0; 2010 Qtr 4: 0; 2011 Qtr 1: 0; 2011 Qtr 2: 0; 2011 Qtr 3: 0; 2011 Qtr 4: 0 | 3
0 | 253001-Residential AC SEER 14 CZ 6, 7 or 8 |  | System | Residential | 26-SFM-ResidentialSingleFamily-SP_COOL | 0 |  |  |  |  | 92.6187 | 0 | 12.5 | 0 | 0 | 80.1187 | 184.853 |  | kWh | 0.37116 | 0.59287 | Residential |  | Winter Only | [5 empty] | 15 | 0.67 |  |  |  | 1 | 3 | 0 | 0 | 0 | 0 | 0 | 0 | 0 | 0 | 0 | 0 | 2009 Qtr 1: 0; 2009 Qtr 2: 0; 2009 Qtr 3: 0; 2009 Qtr 4: 3; 2010 Qtr 1: 0; 2010 Qtr 2: 0; 2010 Qtr 3: 0; 2010 Qtr 4: 0; 2011 Qtr 1: 0; 2011 Qtr 2: 0; 2011 Qtr 3: 0; 2011 Qtr 4: 0 | 3
0 | 253001-Residential AC SEER 14 CZ 6, 7 or 8 |  | System | Residential | 26-SFM-ResidentialSingleFamily-SP_COOL | 0 |  |  |  |  | 92.6187 | 0 | 12.5 | 0 | 0 | 80.1187 | 184.853 |  | kWh | 0.37116 | 0.59287 | Residential |  | Winter Only | [5 empty] | 15 | 0.67 |  |  |  | 1 | 3 | 0 | 0 | 0 | 0 | 0 | 0 | 0 | 0 | 0 | 0 | 2009 Qtr 1: 0; 2009 Qtr 2: 0; 2009 Qtr 3: 0; 2009 Qtr 4: 3; 2010 Qtr 1: 0; 2010 Qtr 2: 0; 2010 Qtr 3: 0; 2010 Qtr 4: 0; 2011 Qtr 1: 0; 2011 Qtr 2: 0; 2011 Qtr 3: 0; 2011 Qtr 4: 0 | 3
0 | 253001-Residential AC SEER 14 CZ 6, 7 or 8 |  | System | Residential | 26-SFM-ResidentialSingleFamily-SP_COOL | 0 |  |  |  |  | 92.6187 | 0 | 12.5 | 0 | 0 | 80.1187 | 184.853 |  | kWh | 0.37116 | 0.59287 | Residential |  | Winter Only | [5 empty] | 15 | 0.67 |  |  |  | 1 | 3 | 0 | 0 | 0 | 0 | 0 | 0 | 0 | 0 | 0 | 0 | 2009 Qtr 1: 0; 2009 Qtr 2: 0; 2009 Qtr 3: 0; 2009 Qtr 4: 3; 2010 Qtr 1: 0; 2010 Qtr 2: 0; 2010 Qtr 3: 0; 2010 Qtr 4: 0; 2011 Qtr 1: 0; 2011 Qtr 2: 0; 2011 Qtr 3: 0; 2011 Qtr 4: 0 | 3
0 | 253002-Residential AC SEER 14 CZ 10, 14, or 15 |  | System | Residential | 26-SFM-ResidentialSingleFamily-SP_COOL | 0 |  |  |  |  | 92.6187 | 0 | 42.85 | 0 | 0 | 49.7687 | 322.849 |  | kWh | 0.37218 | 0.40228 | Residential |  | Winter Only | [5 empty] | 15 | 0.67 |  |  |  | 1 | 3 | 0 | 0 | 0 | 0 | 0 | 0 | 0 | 0 | 0 | 0 | 2009 Qtr 1: 0; 2009 Qtr 2: 0; 2009 Qtr 3: 0; 2009 Qtr 4: 3; 2010 Qtr 1: 0; 2010 Qtr 2: 0; 2010 Qtr 3: 0; 2010 Qtr 4: 0; 2011 Qtr 1: 0; 2011 Qtr 2: 0; 2011 Qtr 3: 0; 2011 Qtr 4: 0 | 3
0 | 253008-Residential AC SEER 14 Early Ret. CZ 10, 14, or 15 |  | System | Residential | 26-SFM-ResidentialSingleFamily-SP_COOL | 0 |  |  |  |  | 642.1695 | 0 | 110 | 0 | 0 | 532.1695 | 322.849 |  | kWh | 0.37218 | 0.40228 | Residential |  | Winter Only | [5 empty] | 15 | 0.67 |  |  |  | 1 | 3 | 0 | 0 | 0 | 0 | 0 | 0 | 0 | 0 | 0 | 0 | 2009 Qtr 1: 0; 2009 Qtr 2: 0; 2009 Qtr 3: 0; 2009 Qtr 4: 3; 2010 Qtr 1: 0; 2010 Qtr 2: 0; 2010 Qtr 3: 0; 2010 Qtr 4: 0; 2011 Qtr 1: 0; 2011 Qtr 2: 0; 2011 Qtr 3: 0; 2011 Qtr 4: 0 | 3
0 | 253001-Residential AC SEER 14 CZ 6, 7 or 8 |  | System | Residential | 26-SFM-ResidentialSingleFamily-SP_COOL | 0 |  |  |  |  | 92.6187 | 0 | 12.5 | 0 | 0 | 80.1187 | 184.853 |  | kWh | 0.37116 | 0.59287 | Residential |  | Winter Only | [5 empty] | 15 | 0.67 |  |  |  | 1 | 3 | 0 | 0 | 0 | 0 | 0 | 0 | 0 | 0 | 0 | 0 | 2009 Qtr 1: 0; 2009 Qtr 2: 0; 2009 Qtr 3: 0; 2009 Qtr 4: 3; 2010 Qtr 1: 0; 2010 Qtr 2: 0; 2010 Qtr 3: 0; 2010 Qtr 4: 0; 2011 Qtr 1: 0; 2011 Qtr 2: 0; 2011 Qtr 3: 0; 2011 Qtr 4: 0 | 3
0 | 253002-Residential AC SEER 14 CZ 10, 14, or 15 |  | System | Residential | 26-SFM-ResidentialSingleFamily-SP_COOL | 0 |  |  |  |  | 92.6187 | 0 | 42.85 | 0 | 0 | 49.7687 | 322.849 |  | kWh | 0.37218 | 0.40228 | Residential |  | Winter Only | [5 empty] | 15 | 0.67 |  |  |  | 1 | 3 | 0 | 0 | 0 | 0 | 0 | 0 | 0 | 0 | 0 | 0 | 2009 Qtr 1: 0; 2009 Qtr 2: 0; 2009 Qtr 3: 0; 2009 Qtr 4: 3; 2010 Qtr 1: 0; 2010 Qtr 2: 0; 2010 Qtr 3: 0; 2010 Qtr 4: 0; 2011 Qtr 1: 0; 2011 Qtr 2: 0; 2011 Qtr 3: 0; 2011 Qtr 4: 0 | 3
0 | 253002-Residential AC SEER 14 CZ 10, 14, or 15 |  | System | Residential | 26-SFM-ResidentialSingleFamily-SP_COOL | 0 |  |  |  |  | 92.6187 | 0 | 42.85 | 0 | 0 | 49.7687 | 322.849 |  | kWh | 0.37218 | 0.40228 | Residential |  | Winter Only | [5 empty] | 15 | 0.67 |  |  |  | 1 | 3 | 0 | 0 | 0 | 0 | 0 | 0 | 0 | 0 | 0 | 0 | 2009 Qtr 1: 0; 2009 Qtr 2: 0; 2009 Qtr 3: 0; 2009 Qtr 4: 3; 2010 Qtr 1: 0; 2010 Qtr 2: 0; 2010 Qtr 3: 0; 2010 Qtr 4: 0; 2011 Qtr 1: 0; 2011 Qtr 2: 0; 2011 Qtr 3: 0; 2011 Qtr 4: 0 | 3
0 | 253002-Residential AC SEER 14 CZ 10, 14, or 15 |  | System | Residential | 26-SFM-ResidentialSingleFamily-SP_COOL | 0 |  |  |  |  | 92.6187 | 0 | 42.85 | 0 | 0 | 49.7687 | 322.849 |  | kWh | 0.37218 | 0.40228 | Residential |  | Winter Only | [5 empty] | 15 | 0.67 |  |  |  | 1 | 3 | 0 | 0 | 0 | 0 | 0 | 0 | 0 | 0 | 0 | 0 | 2009 Qtr 1: 0; 2009 Qtr 2: 0; 2009 Qtr 3: 0; 2009 Qtr 4: 3; 2010 Qtr 1: 0; 2010 Qtr 2: 0; 2010 Qtr 3: 0; 2010 Qtr 4: 0; 2011 Qtr 1: 0; 2011 Qtr 2: 0; 2011 Qtr 3: 0; 2011 Qtr 4: 0 | 3
0 | 253002-Residential AC SEER 14 CZ 10, 14, or 15 |  | System | Residential | 26-SFM-ResidentialSingleFamily-SP_COOL | 0 |  |  |  |  | 92.6187 | 0 | 42.85 | 0 | 0 | 49.7687 | 322.849 |  | kWh | 0.37218 | 0.40228 | Residential |  | Winter Only | [5 empty] | 15 | 0.67 |  |  |  | 1 | 3 | 0 | 0 | 0 | 0 | 0 | 0 | 0 | 0 | 0 | 0 | 2009 Qtr 1: 0; 2009 Qtr 2: 0; 2009 Qtr 3: 0; 2009 Qtr 4: 3; 2010 Qtr 1: 0; 2010 Qtr 2: 0; 2010 Qtr 3: 0; 2010 Qtr 4: 0; 2011 Qtr 1: 0; 2011 Qtr 2: 0; 2011 Qtr 3: 0; 2011 Qtr 4: 0 | 3
0 | 253001-Residential AC SEER 14 CZ 6, 7 or 8 |  | System | Residential | 26-SFM-ResidentialSingleFamily-SP_COOL | 0 |  |  |  |  | 92.6187 | 0 | 12.5 | 0 | 0 | 80.1187 | 184.853 |  | kWh | 0.37116 | 0.59287 | Residential |  | Winter Only | [5 empty] | 15 | 0.67 |  |  |  | 1 | 3 | 0 | 0 | 0 | 0 | 0 | 0 | 0 | 0 | 0 | 0 | 2009 Qtr 1: 0; 2009 Qtr 2: 0; 2009 Qtr 3: 0; 2009 Qtr 4: 3; 2010 Qtr 1: 0; 2010 Qtr 2: 0; 2010 Qtr 3: 0; 2010 Qtr 4: 0; 2011 Qtr 1: 0; 2011 Qtr 2: 0; 2011 Qtr 3: 0; 2011 Qtr 4: 0 | 3
0 | 253001-Residential AC SEER 14 CZ 6, 7 or 8 |  | System | Residential | 26-SFM-ResidentialSingleFamily-SP_COOL | 0 |  |  |  |  | 92.6187 | 0 | 12.5 | 0 | 0 | 80.1187 | 184.853 |  | kWh | 0.37116 | 0.59287 | Residential |  | Winter Only | [5 empty] | 15 | 0.67 |  |  |  | 1 | 3 | 0 | 0 | 0 | 0 | 0 | 0 | 0 | 0 | 0 | 0 | 2009 Qtr 1: 0; 2009 Qtr 2: 0; 2009 Qtr 3: 0; 2009 Qtr 4: 3; 2010 Qtr 1: 0; 2010 Qtr 2: 0; 2010 Qtr 3: 0; 2010 Qtr 4: 0; 2011 Qtr 1: 0; 2011 Qtr 2: 0; 2011 Qtr 3: 0; 2011 Qtr 4: 0 | 3
0 | 253008-Residential AC SEER 14 Early Ret. CZ 10, 14, or 15 |  | System | Residential | 26-SFM-ResidentialSingleFamily-SP_COOL | 0 |  |  |  |  | 642.1695 | 0 | 110 | 0 | 0 | 532.1695 | 322.849 |  | kWh | 0.37218 | 0.40228 | Residential |  | Winter Only | [5 empty] | 15 | 0.67 |  |  |  | 1 | 3 | 0 | 0 | 0 | 0 | 0 | 0 | 0 | 0 | 0 | 0 | 2009 Qtr 1: 0; 2009 Qtr 2: 0; 2009 Qtr 3: 0; 2009 Qtr 4: 3; 2010 Qtr 1: 0; 2010 Qtr 2: 0; 2010 Qtr 3: 0; 2010 Qtr 4: 0; 2011 Qtr 1: 0; 2011 Qtr 2: 0; 2011 Qtr 3: 0; 2011 Qtr 4: 0 | 3
0 | 253007-Residential AC SEER 14 Early Ret. CZ 6, 7 or 8 |  | System | Residential | 26-SFM-ResidentialSingleFamily-SP_COOL | 0 |  |  |  |  | 642.1695 | 0 | 34.7222 | 0 | 0 | 607.4473 | 184.853 |  | kWh | 0.37116 | 0.59287 | Residential |  | Winter Only | [5 empty] | 15 | 0.67 |  |  |  | 1 | 3 | 0 | 0 | 0 | 0 | 0 | 0 | 0 | 0 | 0 | 0 | 2009 Qtr 1: 0; 2009 Qtr 2: 0; 2009 Qtr 3: 0; 2009 Qtr 4: 3; 2010 Qtr 1: 0; 2010 Qtr 2: 0; 2010 Qtr 3: 0; 2010 Qtr 4: 0; 2011 Qtr 1: 0; 2011 Qtr 2: 0; 2011 Qtr 3: 0; 2011 Qtr 4: 0 | 3
0 | 253001-Residential AC SEER 14 CZ 6, 7 or 8 |  | System | Residential | 26-SFM-ResidentialSingleFamily-SP_COOL | 0 |  |  |  |  | 92.6187 | 0 | 12.5 | 0 | 0 | 80.1187 | 184.853 |  | kWh | 0.37116 | 0.59287 | Residential |  | Winter Only | [5 empty] | 15 | 0.67 |  |  |  | 1 | 3 | 0 | 0 | 0 | 0 | 0 | 0 | 0 | 0 | 0 | 0 | 2009 Qtr 1: 0; 2009 Qtr 2: 0; 2009 Qtr 3: 0; 2009 Qtr 4: 3; 2010 Qtr 1: 0; 2010 Qtr 2: 0; 2010 Qtr 3: 0; 2010 Qtr 4: 0; 2011 Qtr 1: 0; 2011 Qtr 2: 0; 2011 Qtr 3: 0; 2011 Qtr 4: 0 | 3
0 | 253001-Residential AC SEER 14 CZ 6, 7 or 8 |  | System | Residential | 26-SFM-ResidentialSingleFamily-SP_COOL | 0 |  |  |  |  | 92.6187 | 0 | 12.5 | 0 | 0 | 80.1187 | 184.853 |  | kWh | 0.37116 | 0.59287 | Residential |  | Winter Only | [5 empty] | 15 | 0.67 |  |  |  | 1 | 3 | 0 | 0 | 0 | 0 | 0 | 0 | 0 | 0 | 0 | 0 | 2009 Qtr 1: 0; 2009 Qtr 2: 0; 2009 Qtr 3: 0; 2009 Qtr 4: 3; 2010 Qtr 1: 0; 2010 Qtr 2: 0; 2010 Qtr 3: 0; 2010 Qtr 4: 0; 2011 Qtr 1: 0; 2011 Qtr 2: 0; 2011 Qtr 3: 0; 2011 Qtr 4: 0 | 3
0 | 253001-Residential AC SEER 14 CZ 6, 7 or 8 |  | System | Residential | 26-SFM-ResidentialSingleFamily-SP_COOL | 0 |  |  |  |  | 92.6187 | 0 | 12.5 | 0 | 0 | 80.1187 | 184.853 |  | kWh | 0.37116 | 0.59287 | Residential |  | Winter Only | [5 empty] | 15 | 0.67 |  |  |  | 1 | 3 | 0 | 0 | 0 | 0 | 0 | 0 | 0 | 0 | 0 | 0 | 2009 Qtr 1: 0; 2009 Qtr 2: 0; 2009 Qtr 3: 0; 2009 Qtr 4: 3; 2010 Qtr 1: 0; 2010 Qtr 2: 0; 2010 Qtr 3: 0; 2010 Qtr 4: 0; 2011 Qtr 1: 0; 2011 Qtr 2: 0; 2011 Qtr 3: 0; 2011 Qtr 4: 0 | 3
0 | 253001-Residential AC SEER 14 CZ 6, 7 or 8 |  | System | Residential | 26-SFM-ResidentialSingleFamily-SP_COOL | 0 |  |  |  |  | 92.6187 | 0 | 12.5 | 0 | 0 | 80.1187 | 184.853 |  | kWh | 0.37116 | 0.59287 | Residential |  | Winter Only | [5 empty] | 15 | 0.67 |  |  |  | 1 | 3 | 0 | 0 | 0 | 0 | 0 | 0 | 0 | 0 | 0 | 0 | 2009 Qtr 1: 0; 2009 Qtr 2: 0; 2009 Qtr 3: 0; 2009 Qtr 4: 3; 2010 Qtr 1: 0; 2010 Qtr 2: 0; 2010 Qtr 3: 0; 2010 Qtr 4: 0; 2011 Qtr 1: 0; 2011 Qtr 2: 0; 2011 Qtr 3: 0; 2011 Qtr 4: 0 | 3
0 | 253003-Residential AC SEER 15 CZ 6, 7 or 8 |  | System | Residential | 26-SFM-ResidentialSingleFamily-SP_COOL | 0 |  |  |  |  | 185.2374 | 0 | 30 | 0 | 0 | 155.2374 | 219.055 |  | kWh | 0.38807 | -1.3318 | Residential |  | Winter Only | [5 empty] | 15 | 0.67 |  |  |  | 1 | 4 | 0 | 0 | 0 | 0 | 0 | 0 | 0 | 0 | 0 | 0 | 2009 Qtr 1: 0; 2009 Qtr 2: 0; 2009 Qtr 3: 0; 2009 Qtr 4: 4; 2010 Qtr 1: 0; 2010 Qtr 2: 0; 2010 Qtr 3: 0; 2010 Qtr 4: 0; 2011 Qtr 1: 0; 2011 Qtr 2: 0; 2011 Qtr 3: 0; 2011 Qtr 4: 0 | 4
0 | 253001-Residential AC SEER 14 CZ 6, 7 or 8 |  | System | Residential | 26-SFM-ResidentialSingleFamily-SP_COOL | 0 |  |  |  |  | 92.6187 | 0 | 12.5 | 0 | 0 | 80.1187 | 184.853 |  | kWh | 0.37116 | 0.59287 | Residential |  | Winter Only | [5 empty] | 15 | 0.67 |  |  |  | 1 | 3 | 0 | 0 | 0 | 0 | 0 | 0 | 0 | 0 | 0 | 0 | 2009 Qtr 1: 0; 2009 Qtr 2: 0; 2009 Qtr 3: 0; 2009 Qtr 4: 3; 2010 Qtr 1: 0; 2010 Qtr 2: 0; 2010 Qtr 3: 0; 2010 Qtr 4: 0; 2011 Qtr 1: 0; 2011 Qtr 2: 0; 2011 Qtr 3: 0; 2011 Qtr 4: 0 | 3
0 | 253001-Residential AC SEER 14 CZ 6, 7 or 8 |  | System | Residential | 26-SFM-ResidentialSingleFamily-SP_COOL | 0 |  |  |  |  | 92.6187 | 0 | 12.5 | 0 | 0 | 80.1187 | 184.853 |  | kWh | 0.37116 | 0.59287 | Residential |  | Winter Only | [5 empty] | 15 | 0.67 |  |  |  | 1 | 3 | 0 | 0 | 0 | 0 | 0 | 0 | 0 | 0 | 0 | 0 | 2009 Qtr 1: 0; 2009 Qtr 2: 0; 2009 Qtr 3: 0; 2009 Qtr 4: 3; 2010 Qtr 1: 0; 2010 Qtr 2: 0; 2010 Qtr 3: 0; 2010 Qtr 4: 0; 2011 Qtr 1: 0; 2011 Qtr 2: 0; 2011 Qtr 3: 0; 2011 Qtr 4: 0 | 3
0 | 253007-Residential AC SEER 14 Early Ret. CZ 6, 7 or 8 |  | System | Residential | 26-SFM-ResidentialSingleFamily-SP_COOL | 0 |  |  |  |  | 642.1695 | 0 | 34.7222 | 0 | 0 | 607.4473 | 184.853 |  | kWh | 0.37116 | 0.59287 | Residential |  | Winter Only | [5 empty] | 15 | 0.67 |  |  |  | 1 | 3 | 0 | 0 | 0 | 0 | 0 | 0 | 0 | 0 | 0 | 0 | 2009 Qtr 1: 0; 2009 Qtr 2: 0; 2009 Qtr 3: 0; 2009 Qtr 4: 3; 2010 Qtr 1: 0; 2010 Qtr 2: 0; 2010 Qtr 3: 0; 2010 Qtr 4: 0; 2011 Qtr 1: 0; 2011 Qtr 2: 0; 2011 Qtr 3: 0; 2011 Qtr 4: 0 | 3
0 | 253007-Residential AC SEER 14 Early Ret. CZ 6, 7 or 8 |  | System | Residential | 26-SFM-ResidentialSingleFamily-SP_COOL | 0 |  |  |  |  | 642.1695 | 0 | 34.7222 | 0 | 0 | 607.4473 | 184.853 |  | kWh | 0.37116 | 0.59287 | Residential |  | Winter Only | [5 empty] | 15 | 0.67 |  |  |  | 1 | 3 | 0 | 0 | 0 | 0 | 0 | 0 | 0 | 0 | 0 | 0 | 2009 Qtr 1: 0; 2009 Qtr 2: 0; 2009 Qtr 3: 0; 2009 Qtr 4: 3; 2010 Qtr 1: 0; 2010 Qtr 2: 0; 2010 Qtr 3: 0; 2010 Qtr 4: 0; 2011 Qtr 1: 0; 2011 Qtr 2: 0; 2011 Qtr 3: 0; 2011 Qtr 4: 0 | 3
0 | 253007-Residential AC SEER 14 Early Ret. CZ 6, 7 or 8 |  | System | Residential | 26-SFM-ResidentialSingleFamily-SP_COOL | 0 |  |  |  |  | 642.1695 | 0 | 34.7222 | 0 | 0 | 607.4473 | 184.853 |  | kWh | 0.37116 | 0.59287 | Residential |  | Winter Only | [5 empty] | 15 | 0.67 |  |  |  | 1 | 5 | 0 | 0 | 0 | 0 | 0 | 0 | 0 | 0 | 0 | 0 | 2009 Qtr 1: 0; 2009 Qtr 2: 0; 2009 Qtr 3: 0; 2009 Qtr 4: 5; 2010 Qtr 1: 0; 2010 Qtr 2: 0; 2010 Qtr 3: 0; 2010 Qtr 4: 0; 2011 Qtr 1: 0; 2011 Qtr 2: 0; 2011 Qtr 3: 0; 2011 Qtr 4: 0 | 5
0 | 253001-Residential AC SEER 14 CZ 6, 7 or 8 |  | System | Residential | 26-SFM-ResidentialSingleFamily-SP_COOL | 0 |  |  |  |  | 92.6187 | 0 | 12.5 | 0 | 0 | 80.1187 | 184.853 |  | kWh | 0.37116 | 0.59287 | Residential |  | Winter Only | [5 empty] | 15 | 0.67 |  |  |  | 1 | 3 | 0 | 0 | 0 | 0 | 0 | 0 | 0 | 0 | 0 | 0 | 2009 Qtr 1: 0; 2009 Qtr 2: 0; 2009 Qtr 3: 0; 2009 Qtr 4: 3; 2010 Qtr 1: 0; 2010 Qtr 2: 0; 2010 Qtr 3: 0; 2010 Qtr 4: 0; 2011 Qtr 1: 0; 2011 Qtr 2: 0; 2011 Qtr 3: 0; 2011 Qtr 4: 0 | 3
0 | 253001-Residential AC SEER 14 CZ 6, 7 or 8 |  | System | Residential | 26-SFM-ResidentialSingleFamily-SP_COOL | 0 |  |  |  |  | 92.6187 | 0 | 12.5 | 0 | 0 | 80.1187 | 184.853 |  | kWh | 0.37116 | 0.59287 | Residential |  | Winter Only | [5 empty] | 15 | 0.67 |  |  |  | 1 | 3 | 0 | 0 | 0 | 0 | 0 | 0 | 0 | 0 | 0 | 0 | 2009 Qtr 1: 0; 2009 Qtr 2: 0; 2009 Qtr 3: 0; 2009 Qtr 4: 3; 2010 Qtr 1: 0; 2010 Qtr 2: 0; 2010 Qtr 3: 0; 2010 Qtr 4: 0; 2011 Qtr 1: 0; 2011 Qtr 2: 0; 2011 Qtr 3: 0; 2011 Qtr 4: 0 | 3
0 | 253001-Residential AC SEER 14 CZ 6, 7 or 8 |  | System | Residential | 26-SFM-ResidentialSingleFamily-SP_COOL | 0 |  |  |  |  | 92.6187 | 0 | 12.5 | 0 | 0 | 80.1187 | 184.853 |  | kWh | 0.37116 | 0.59287 | Residential |  | Winter Only | [5 empty] | 15 | 0.67 |  |  |  | 1 | 3 | 0 | 0 | 0 | 0 | 0 | 0 | 0 | 0 | 0 | 0 | 2009 Qtr 1: 0; 2009 Qtr 2: 0; 2009 Qtr 3: 0; 2009 Qtr 4: 3; 2010 Qtr 1: 0; 2010 Qtr 2: 0; 2010 Qtr 3: 0; 2010 Qtr 4: 0; 2011 Qtr 1: 0; 2011 Qtr 2: 0; 2011 Qtr 3: 0; 2011 Qtr 4: 0 | 3
0 | 253001-Residential AC SEER 14 CZ 6, 7 or 8 |  | System | Residential | 26-SFM-ResidentialSingleFamily-SP_COOL | 0 |  |  |  |  | 92.6187 | 0 | 12.5 | 0 | 0 | 80.1187 | 184.853 |  | kWh | 0.37116 | 0.59287 | Residential |  | Winter Only | [5 empty] | 15 | 0.67 |  |  |  | 1 | 3 | 0 | 0 | 0 | 0 | 0 | 0 | 0 | 0 | 0 | 0 | 2009 Qtr 1: 0; 2009 Qtr 2: 0; 2009 Qtr 3: 0; 2009 Qtr 4: 3; 2010 Qtr 1: 0; 2010 Qtr 2: 0; 2010 Qtr 3: 0; 2010 Qtr 4: 0; 2011 Qtr 1: 0; 2011 Qtr 2: 0; 2011 Qtr 3: 0; 2011 Qtr 4: 0 | 3
0 | 253001-Residential AC SEER 14 CZ 6, 7 or 8 |  | System | Residential | 26-SFM-ResidentialSingleFamily-SP_COOL | 0 |  |  |  |  | 92.6187 | 0 | 12.5 | 0 | 0 | 80.1187 | 184.853 |  | kWh | 0.37116 | 0.59287 | Residential |  | Winter Only | [5 empty] | 15 | 0.67 |  |  |  | 1 | 3 | 0 | 0 | 0 | 0 | 0 | 0 | 0 | 0 | 0 | 0 | 2009 Qtr 1: 0; 2009 Qtr 2: 0; 2009 Qtr 3: 0; 2009 Qtr 4: 3; 2010 Qtr 1: 0; 2010 Qtr 2: 0; 2010 Qtr 3: 0; 2010 Qtr 4: 0; 2011 Qtr 1: 0; 2011 Qtr 2: 0; 2011 Qtr 3: 0; 2011 Qtr 4: 0 | 3
0 | 253001-Residential AC SEER 14 CZ 6, 7 or 8 |  | System | Residential | 26-SFM-ResidentialSingleFamily-SP_COOL | 0 |  |  |  |  | 92.6187 | 0 | 12.5 | 0 | 0 | 80.1187 | 184.853 |  | kWh | 0.37116 | 0.59287 | Residential |  | Winter Only | [5 empty] | 15 | 0.67 |  |  |  | 1 | 3 | 0 | 0 | 0 | 0 | 0 | 0 | 0 | 0 | 0 | 0 | 2009 Qtr 1: 0; 2009 Qtr 2: 0; 2009 Qtr 3: 0; 2009 Qtr 4: 3; 2010 Qtr 1: 0; 2010 Qtr 2: 0; 2010 Qtr 3: 0; 2010 Qtr 4: 0; 2011 Qtr 1: 0; 2011 Qtr 2: 0; 2011 Qtr 3: 0; 2011 Qtr 4: 0 | 3
0 | 253001-Residential AC SEER 14 CZ 6, 7 or 8 |  | System | Residential | 26-SFM-ResidentialSingleFamily-SP_COOL | 0 |  |  |  |  | 92.6187 | 0 | 12.5 | 0 | 0 | 80.1187 | 184.853 |  | kWh | 0.37116 | 0.59287 | Residential |  | Winter Only | [5 empty] | 15 | 0.67 |  |  |  | 1 | 3 | 0 | 0 | 0 | 0 | 0 | 0 | 0 | 0 | 0 | 0 | 2009 Qtr 1: 0; 2009 Qtr 2: 0; 2009 Qtr 3: 0; 2009 Qtr 4: 3; 2010 Qtr 1: 0; 2010 Qtr 2: 0; 2010 Qtr 3: 0; 2010 Qtr 4: 0; 2011 Qtr 1: 0; 2011 Qtr 2: 0; 2011 Qtr 3: 0; 2011 Qtr 4: 0 | 3
0 | 253001-Residential AC SEER 14 CZ 6, 7 or 8 |  | System | Residential | 26-SFM-ResidentialSingleFamily-SP_COOL | 0 |  |  |  |  | 92.6187 | 0 | 14.5833 | 0 | 0 | 78.0354 | 184.853 |  | kWh | 0.37116 | 0.59287 | Residential |  | Winter Only | [5 empty] | 15 | 0.67 |  |  |  | 1 | 3 | 0 | 0 | 0 | 0 | 0 | 0 | 0 | 0 | 0 | 0 | 2009 Qtr 1: 0; 2009 Qtr 2: 0; 2009 Qtr 3: 0; 2009 Qtr 4: 3; 2010 Qtr 1: 0; 2010 Qtr 2: 0; 2010 Qtr 3: 0; 2010 Qtr 4: 0; 2011 Qtr 1: 0; 2011 Qtr 2: 0; 2011 Qtr 3: 0; 2011 Qtr 4: 0 | 3
0 | 253001-Residential AC SEER 14 CZ 6, 7 or 8 |  | System | Residential | 26-SFM-ResidentialSingleFamily-SP_COOL | 0 |  |  |  |  | 92.6187 | 0 | 14.5833 | 0 | 0 | 78.0354 | 184.853 |  | kWh | 0.37116 | 0.59287 | Residential |  | Winter Only | [5 empty] | 15 | 0.67 |  |  |  | 1 | 3 | 0 | 0 | 0 | 0 | 0 | 0 | 0 | 0 | 0 | 0 | 2009 Qtr 1: 0; 2009 Qtr 2: 0; 2009 Qtr 3: 0; 2009 Qtr 4: 3; 2010 Qtr 1: 0; 2010 Qtr 2: 0; 2010 Qtr 3: 0; 2010 Qtr 4: 0; 2011 Qtr 1: 0; 2011 Qtr 2: 0; 2011 Qtr 3: 0; 2011 Qtr 4: 0 | 3
0 | 253002-Residential AC SEER 14 CZ 10, 14, or 15 |  | System | Residential | 26-SFM-ResidentialSingleFamily-SP_COOL | 0 |  |  |  |  | 92.6187 | 0 | 42.85 | 0 | 0 | 49.7687 | 322.849 |  | kWh | 0.37218 | 0.40228 | Residential |  | Winter Only | [5 empty] | 15 | 0.67 |  |  |  | 1 | 5 | 0 | 0 | 0 | 0 | 0 | 0 | 0 | 0 | 0 | 0 | 2009 Qtr 1: 0; 2009 Qtr 2: 0; 2009 Qtr 3: 0; 2009 Qtr 4: 5; 2010 Qtr 1: 0; 2010 Qtr 2: 0; 2010 Qtr 3: 0; 2010 Qtr 4: 0; 2011 Qtr 1: 0; 2011 Qtr 2: 0; 2011 Qtr 3: 0; 2011 Qtr 4: 0 | 5
0 | 253002-Residential AC SEER 14 CZ 10, 14, or 15 |  | System | Residential | 26-SFM-ResidentialSingleFamily-SP_COOL | 0 |  |  |  |  | 92.6187 | 0 | 42.85 | 0 | 0 | 49.7687 | 322.849 |  | kWh | 0.37218 | 0.40228 | Residential |  | Winter Only | [5 empty] | 15 | 0.67 |  |  |  | 1 | 5 | 0 | 0 | 0 | 0 | 0 | 0 | 0 | 0 | 0 | 0 | 2009 Qtr 1: 0; 2009 Qtr 2: 0; 2009 Qtr 3: 0; 2009 Qtr 4: 5; 2010 Qtr 1: 0; 2010 Qtr 2: 0; 2010 Qtr 3: 0; 2010 Qtr 4: 0; 2011 Qtr 1: 0; 2011 Qtr 2: 0; 2011 Qtr 3: 0; 2011 Qtr 4: 0 | 5
0 | 253004-Residential AC SEER 15 CZ 10, 14, or 15 |  | System | Residential | 26-SFM-ResidentialSingleFamily-SP_COOL | 0 |  |  |  |  | 185.2374 | 0 | 85.71 | 0 | 0 | 99.5274 | 372.762 |  | kWh | 0.39428 | -1.1019 | Residential |  | Winter Only | [5 empty] | 15 | 0.67 |  |  |  | 1 | 3 | 0 | 0 | 0 | 0 | 0 | 0 | 0 | 0 | 0 | 0 | 2009 Qtr 1: 0; 2009 Qtr 2: 0; 2009 Qtr 3: 0; 2009 Qtr 4: 3; 2010 Qtr 1: 0; 2010 Qtr 2: 0; 2010 Qtr 3: 0; 2010 Qtr 4: 0; 2011 Qtr 1: 0; 2011 Qtr 2: 0; 2011 Qtr 3: 0; 2011 Qtr 4: 0 | 3
0 | 253008-Residential AC SEER 14 Early Ret. CZ 10, 14, or 15 |  | System | Residential | 26-SFM-ResidentialSingleFamily-SP_COOL | 0 |  |  |  |  | 642.1695 | 0 | 110 | 0 | 0 | 532.1695 | 322.849 |  | kWh | 0.37218 | 0.40228 | Residential |  | Winter Only | [5 empty] | 15 | 0.67 |  |  |  | 1 | 5 | 0 | 0 | 0 | 0 | 0 | 0 | 0 | 0 | 0 | 0 | 2009 Qtr 1: 0; 2009 Qtr 2: 0; 2009 Qtr 3: 0; 2009 Qtr 4: 5; 2010 Qtr 1: 0; 2010 Qtr 2: 0; 2010 Qtr 3: 0; 2010 Qtr 4: 0; 2011 Qtr 1: 0; 2011 Qtr 2: 0; 2011 Qtr 3: 0; 2011 Qtr 4: 0 | 5
0 | 253002-Residential AC SEER 14 CZ 10, 14, or 15 |  | System | Residential | 26-SFM-ResidentialSingleFamily-SP_COOL | 0 |  |  |  |  | 92.6187 | 0 | 42.85 | 0 | 0 | 49.7687 | 322.849 |  | kWh | 0.37218 | 0.40228 | Residential |  | Winter Only | [5 empty] | 15 | 0.67 |  |  |  | 1 | 5 | 0 | 0 | 0 | 0 | 0 | 0 | 0 | 0 | 0 | 0 | 2009 Qtr 1: 0; 2009 Qtr 2: 0; 2009 Qtr 3: 0; 2009 Qtr 4: 5; 2010 Qtr 1: 0; 2010 Qtr 2: 0; 2010 Qtr 3: 0; 2010 Qtr 4: 0; 2011 Qtr 1: 0; 2011 Qtr 2: 0; 2011 Qtr 3: 0; 2011 Qtr 4: 0 | 5
0 | 253001-Residential AC SEER 14 CZ 6, 7 or 8 |  | System | Residential | 26-SFM-ResidentialSingleFamily-SP_COOL | 0 |  |  |  |  | 92.6187 | 0 | 12.5 | 0 | 0 | 80.1187 | 184.853 |  | kWh | 0.37116 | 0.59287 | Residential |  | Winter Only | [5 empty] | 15 | 0.67 |  |  |  | 1 | 5 | 0 | 0 | 0 | 0 | 0 | 0 | 0 | 0 | 0 | 0 | 2009 Qtr 1: 0; 2009 Qtr 2: 0; 2009 Qtr 3: 0; 2009 Qtr 4: 5; 2010 Qtr 1: 0; 2010 Qtr 2: 0; 2010 Qtr 3: 0; 2010 Qtr 4: 0; 2011 Qtr 1: 0; 2011 Qtr 2: 0; 2011 Qtr 3: 0; 2011 Qtr 4: 0 | 5
0 | 253002-Residential AC SEER 14 CZ 10, 14, or 15 |  | System | Residential | 26-SFM-ResidentialSingleFamily-SP_COOL | 0 |  |  |  |  | 92.6187 | 0 | 42.85 | 0 | 0 | 49.7687 | 322.849 |  | kWh | 0.37218 | 0.40228 | Residential |  | Winter Only | [5 empty] | 15 | 0.67 |  |  |  | 1 | 5 | 0 | 0 | 0 | 0 | 0 | 0 | 0 | 0 | 0 | 0 | 2009 Qtr 1: 0; 2009 Qtr 2: 0; 2009 Qtr 3: 0; 2009 Qtr 4: 5; 2010 Qtr 1: 0; 2010 Qtr 2: 0; 2010 Qtr 3: 0; 2010 Qtr 4: 0; 2011 Qtr 1: 0; 2011 Qtr 2: 0; 2011 Qtr 3: 0; 2011 Qtr 4: 0 | 5
0 | 253001-Residential AC SEER 14 CZ 6, 7 or 8 |  | System | Residential | 26-SFM-ResidentialSingleFamily-SP_COOL | 0 |  |  |  |  | 92.6187 | 0 | 12.5 | 0 | 0 | 80.1187 | 184.853 |  | kWh | 0.37116 | 0.59287 | Residential |  | Winter Only | [5 empty] | 15 | 0.67 |  |  |  | 1 | 5 | 0 | 0 | 0 | 0 | 0 | 0 | 0 | 0 | 0 | 0 | 2009 Qtr 1: 0; 2009 Qtr 2: 0; 2009 Qtr 3: 0; 2009 Qtr 4: 5; 2010 Qtr 1: 0; 2010 Qtr 2: 0; 2010 Qtr 3: 0; 2010 Qtr 4: 0; 2011 Qtr 1: 0; 2011 Qtr 2: 0; 2011 Qtr 3: 0; 2011 Qtr 4: 0 | 5
0 | 253002-Residential AC SEER 14 CZ 10, 14, or 15 |  | System | Residential | 26-SFM-ResidentialSingleFamily-SP_COOL | 0 |  |  |  |  | 92.6187 | 0 | 42.85 | 0 | 0 | 49.7687 | 322.849 |  | kWh | 0.37218 | 0.40228 | Residential |  | Winter Only | [5 empty] | 15 | 0.67 |  |  |  | 1 | 5 | 0 | 0 | 0 | 0 | 0 | 0 | 0 | 0 | 0 | 0 | 2009 Qtr 1: 0; 2009 Qtr 2: 0; 2009 Qtr 3: 0; 2009 Qtr 4: 5; 2010 Qtr 1: 0; 2010 Qtr 2: 0; 2010 Qtr 3: 0; 2010 Qtr 4: 0; 2011 Qtr 1: 0; 2011 Qtr 2: 0; 2011 Qtr 3: 0; 2011 Qtr 4: 0 | 5
0 | 253001-Residential AC SEER 14 CZ 6, 7 or 8 |  | System | Residential | 26-SFM-ResidentialSingleFamily-SP_COOL | 0 |  |  |  |  | 92.6187 | 0 | 12.5 | 0 | 0 | 80.1187 | 184.853 |  | kWh | 0.37116 | 0.59287 | Residential |  | Winter Only | [5 empty] | 15 | 0.67 |  |  |  | 1 | 5 | 0 | 0 | 0 | 0 | 0 | 0 | 0 | 0 | 0 | 0 | 2009 Qtr 1: 0; 2009 Qtr 2: 0; 2009 Qtr 3: 0; 2009 Qtr 4: 5; 2010 Qtr 1: 0; 2010 Qtr 2: 0; 2010 Qtr 3: 0; 2010 Qtr 4: 0; 2011 Qtr 1: 0; 2011 Qtr 2: 0; 2011 Qtr 3: 0; 2011 Qtr 4: 0 | 5
0 | 253001-Residential AC SEER 14 CZ 6, 7 or 8 |  | System | Residential | 26-SFM-ResidentialSingleFamily-SP_COOL | 0 |  |  |  |  | 92.6187 | 0 | 12.5 | 0 | 0 | 80.1187 | 184.853 |  | kWh | 0.37116 | 0.59287 | Residential |  | Winter Only | [5 empty] | 15 | 0.67 |  |  |  | 1 | 5 | 0 | 0 | 0 | 0 | 0 | 0 | 0 | 0 | 0 | 0 | 2009 Qtr 1: 0; 2009 Qtr 2: 0; 2009 Qtr 3: 0; 2009 Qtr 4: 5; 2010 Qtr 1: 0; 2010 Qtr 2: 0; 2010 Qtr 3: 0; 2010 Qtr 4: 0; 2011 Qtr 1: 0; 2011 Qtr 2: 0; 2011 Qtr 3: 0; 2011 Qtr 4: 0 | 5
0 | 253001-Residential AC SEER 14 CZ 6, 7 or 8 |  | System | Residential | 26-SFM-ResidentialSingleFamily-SP_COOL | 0 |  |  |  |  | 92.6187 | 0 | 12.5 | 0 | 0 | 80.1187 | 184.853 |  | kWh | 0.37116 | 0.59287 | Residential |  | Winter Only | [5 empty] | 15 | 0.67 |  |  |  | 1 | 3 | 0 | 0 | 0 | 0 | 0 | 0 | 0 | 0 | 0 | 0 | 2009 Qtr 1: 0; 2009 Qtr 2: 0; 2009 Qtr 3: 0; 2009 Qtr 4: 3; 2010 Qtr 1: 0; 2010 Qtr 2: 0; 2010 Qtr 3: 0; 2010 Qtr 4: 0; 2011 Qtr 1: 0; 2011 Qtr 2: 0; 2011 Qtr 3: 0; 2011 Qtr 4: 0 | 3
0 | 253001-Residential AC SEER 14 CZ 6, 7 or 8 |  | System | Residential | 26-SFM-ResidentialSingleFamily-SP_COOL | 0 |  |  |  |  | 92.6187 | 0 | 12.5 | 0 | 0 | 80.1187 | 184.853 |  | kWh | 0.37116 | 0.59287 | Residential |  | Winter Only | [5 empty] | 15 | 0.67 |  |  |  | 1 | 5 | 0 | 0 | 0 | 0 | 0 | 0 | 0 | 0 | 0 | 0 | 2009 Qtr 1: 0; 2009 Qtr 2: 0; 2009 Qtr 3: 0; 2009 Qtr 4: 5; 2010 Qtr 1: 0; 2010 Qtr 2: 0; 2010 Qtr 3: 0; 2010 Qtr 4: 0; 2011 Qtr 1: 0; 2011 Qtr 2: 0; 2011 Qtr 3: 0; 2011 Qtr 4: 0 | 5
0 | 253002-Residential AC SEER 14 CZ 10, 14, or 15 |  | System | Residential | 26-SFM-ResidentialSingleFamily-SP_COOL | 0 |  |  |  |  | 92.6187 | 0 | 42.85 | 0 | 0 | 49.7687 | 322.849 |  | kWh | 0.37218 | 0.40228 | Residential |  | Winter Only | [5 empty] | 15 | 0.67 |  |  |  | 1 | 5 | 0 | 0 | 0 | 0 | 0 | 0 | 0 | 0 | 0 | 0 | 2009 Qtr 1: 0; 2009 Qtr 2: 0; 2009 Qtr 3: 0; 2009 Qtr 4: 5; 2010 Qtr 1: 0; 2010 Qtr 2: 0; 2010 Qtr 3: 0; 2010 Qtr 4: 0; 2011 Qtr 1: 0; 2011 Qtr 2: 0; 2011 Qtr 3: 0; 2011 Qtr 4: 0 | 5
0 | 253001-Residential AC SEER 14 CZ 6, 7 or 8 |  | System | Residential | 26-SFM-ResidentialSingleFamily-SP_COOL | 0 |  |  |  |  | 92.6187 | 0 | 12.5 | 0 | 0 | 80.1187 | 184.853 |  | kWh | 0.37116 | 0.59287 | Residential |  | Winter Only | [5 empty] | 15 | 0.67 |  |  |  | 1 | 5 | 0 | 0 | 0 | 0 | 0 | 0 | 0 | 0 | 0 | 0 | 2009 Qtr 1: 0; 2009 Qtr 2: 0; 2009 Qtr 3: 0; 2009 Qtr 4: 5; 2010 Qtr 1: 0; 2010 Qtr 2: 0; 2010 Qtr 3: 0; 2010 Qtr 4: 0; 2011 Qtr 1: 0; 2011 Qtr 2: 0; 2011 Qtr 3: 0; 2011 Qtr 4: 0 | 5
0 | 253001-Residential AC SEER 14 CZ 6, 7 or 8 |  | System | Residential | 26-SFM-ResidentialSingleFamily-SP_COOL | 0 |  |  |  |  | 92.6187 | 0 | 12.5 | 0 | 0 | 80.1187 | 184.853 |  | kWh | 0.37116 | 0.59287 | Residential |  | Winter Only | [5 empty] | 15 | 0.67 |  |  |  | 1 | 5 | 0 | 0 | 0 | 0 | 0 | 0 | 0 | 0 | 0 | 0 | 2009 Qtr 1: 0; 2009 Qtr 2: 0; 2009 Qtr 3: 0; 2009 Qtr 4: 5; 2010 Qtr 1: 0; 2010 Qtr 2: 0; 2010 Qtr 3: 0; 2010 Qtr 4: 0; 2011 Qtr 1: 0; 2011 Qtr 2: 0; 2011 Qtr 3: 0; 2011 Qtr 4: 0 | 5
0 | 253001-Residential AC SEER 14 CZ 6, 7 or 8 |  | System | Residential | 26-SFM-ResidentialSingleFamily-SP_COOL | 0 |  |  |  |  | 92.6187 | 0 | 12.5 | 0 | 0 | 80.1187 | 184.853 |  | kWh | 0.37116 | 0.59287 | Residential |  | Winter Only | [5 empty] | 15 | 0.67 |  |  |  | 1 | 5 | 0 | 0 | 0 | 0 | 0 | 0 | 0 | 0 | 0 | 0 | 2009 Qtr 1: 0; 2009 Qtr 2: 0; 2009 Qtr 3: 0; 2009 Qtr 4: 5; 2010 Qtr 1: 0; 2010 Qtr 2: 0; 2010 Qtr 3: 0; 2010 Qtr 4: 0; 2011 Qtr 1: 0; 2011 Qtr 2: 0; 2011 Qtr 3: 0; 2011 Qtr 4: 0 | 5
0 | 253002-Residential AC SEER 14 CZ 10, 14, or 15 |  | System | Residential | 26-SFM-ResidentialSingleFamily-SP_COOL | 0 |  |  |  |  | 92.6187 | 0 | 42.85 | 0 | 0 | 49.7687 | 322.849 |  | kWh | 0.37218 | 0.40228 | Residential |  | Winter Only | [5 empty] | 15 | 0.67 |  |  |  | 1 | 5 | 0 | 0 | 0 | 0 | 0 | 0 | 0 | 0 | 0 | 0 | 2009 Qtr 1: 0; 2009 Qtr 2: 0; 2009 Qtr 3: 0; 2009 Qtr 4: 5; 2010 Qtr 1: 0; 2010 Qtr 2: 0; 2010 Qtr 3: 0; 2010 Qtr 4: 0; 2011 Qtr 1: 0; 2011 Qtr 2: 0; 2011 Qtr 3: 0; 2011 Qtr 4: 0 | 5
0 | 253001-Residential AC SEER 14 CZ 6, 7 or 8 |  | System | Residential | 26-SFM-ResidentialSingleFamily-SP_COOL | 0 |  |  |  |  | 92.6187 | 0 | 12.5 | 0 | 0 | 80.1187 | 184.853 |  | kWh | 0.37116 | 0.59287 | Residential |  | Winter Only | [5 empty] | 15 | 0.67 |  |  |  | 1 | 5 | 0 | 0 | 0 | 0 | 0 | 0 | 0 | 0 | 0 | 0 | 2009 Qtr 1: 0; 2009 Qtr 2: 0; 2009 Qtr 3: 0; 2009 Qtr 4: 5; 2010 Qtr 1: 0; 2010 Qtr 2: 0; 2010 Qtr 3: 0; 2010 Qtr 4: 0; 2011 Qtr 1: 0; 2011 Qtr 2: 0; 2011 Qtr 3: 0; 2011 Qtr 4: 0 | 5
0 | 253001-Residential AC SEER 14 CZ 6, 7 or 8 |  | System | Residential | 26-SFM-ResidentialSingleFamily-SP_COOL | 0 |  |  |  |  | 92.6187 | 0 | 12.5 | 0 | 0 | 80.1187 | 184.853 |  | kWh | 0.37116 | 0.59287 | Residential |  | Winter Only | [5 empty] | 15 | 0.67 |  |  |  | 1 | 5 | 0 | 0 | 0 | 0 | 0 | 0 | 0 | 0 | 0 | 0 | 2009 Qtr 1: 0; 2009 Qtr 2: 0; 2009 Qtr 3: 0; 2009 Qtr 4: 5; 2010 Qtr 1: 0; 2010 Qtr 2: 0; 2010 Qtr 3: 0; 2010 Qtr 4: 0; 2011 Qtr 1: 0; 2011 Qtr 2: 0; 2011 Qtr 3: 0; 2011 Qtr 4: 0 | 5
0 | 253008-Residential AC SEER 14 Early Ret. CZ 10, 14, or 15 |  | System | Residential | 26-SFM-ResidentialSingleFamily-SP_COOL | 0 |  |  |  |  | 642.1695 | 0 | 110 | 0 | 0 | 532.1695 | 322.849 |  | kWh | 0.37218 | 0.40228 | Residential |  | Winter Only | [5 empty] | 15 | 0.67 |  |  |  | 1 | 5 | 0 | 0 | 0 | 0 | 0 | 0 | 0 | 0 | 0 | 0 | 2009 Qtr 1: 0; 2009 Qtr 2: 0; 2009 Qtr 3: 0; 2009 Qtr 4: 5; 2010 Qtr 1: 0; 2010 Qtr 2: 0; 2010 Qtr 3: 0; 2010 Qtr 4: 0; 2011 Qtr 1: 0; 2011 Qtr 2: 0; 2011 Qtr 3: 0; 2011 Qtr 4: 0 | 5
0 | 253001-Residential AC SEER 14 CZ 6, 7 or 8 |  | System | Residential | 26-SFM-ResidentialSingleFamily-SP_COOL | 0 |  |  |  |  | 92.6187 | 0 | 12.5 | 0 | 0 | 80.1187 | 184.853 |  | kWh | 0.37116 | 0.59287 | Residential |  | Winter Only | [5 empty] | 15 | 0.67 |  |  |  | 1 | 5 | 0 | 0 | 0 | 0 | 0 | 0 | 0 | 0 | 0 | 0 | 2009 Qtr 1: 0; 2009 Qtr 2: 0; 2009 Qtr 3: 0; 2009 Qtr 4: 5; 2010 Qtr 1: 0; 2010 Qtr 2: 0; 2010 Qtr 3: 0; 2010 Qtr 4: 0; 2011 Qtr 1: 0; 2011 Qtr 2: 0; 2011 Qtr 3: 0; 2011 Qtr 4: 0 | 5
0 | 253001-Residential AC SEER 14 CZ 6, 7 or 8 |  | System | Residential | 26-SFM-ResidentialSingleFamily-SP_COOL | 0 |  |  |  |  | 92.6187 | 0 | 12.5 | 0 | 0 | 80.1187 | 184.853 |  | kWh | 0.37116 | 0.59287 | Residential |  | Winter Only | [5 empty] | 15 | 0.67 |  |  |  | 1 | 5 | 0 | 0 | 0 | 0 | 0 | 0 | 0 | 0 | 0 | 0 | 2009 Qtr 1: 0; 2009 Qtr 2: 0; 2009 Qtr 3: 0; 2009 Qtr 4: 5; 2010 Qtr 1: 0; 2010 Qtr 2: 0; 2010 Qtr 3: 0; 2010 Qtr 4: 0; 2011 Qtr 1: 0; 2011 Qtr 2: 0; 2011 Qtr 3: 0; 2011 Qtr 4: 0 | 5
0 | 253007-Residential AC SEER 14 Early Ret. CZ 6, 7 or 8 |  | System | Residential | 26-SFM-ResidentialSingleFamily-SP_COOL | 0 |  |  |  |  | 642.1695 | 0 | 34.7222 | 0 | 0 | 607.4473 | 184.853 |  | kWh | 0.37116 | 0.59287 | Residential |  | Winter Only | [5 empty] | 15 | 0.67 |  |  |  | 1 | 5 | 0 | 0 | 0 | 0 | 0 | 0 | 0 | 0 | 0 | 0 | 2009 Qtr 1: 0; 2009 Qtr 2: 0; 2009 Qtr 3: 0; 2009 Qtr 4: 5; 2010 Qtr 1: 0; 2010 Qtr 2: 0; 2010 Qtr 3: 0; 2010 Qtr 4: 0; 2011 Qtr 1: 0; 2011 Qtr 2: 0; 2011 Qtr 3: 0; 2011 Qtr 4: 0 | 5
0 | 253001-Residential AC SEER 14 CZ 6, 7 or 8 |  | System | Residential | 26-SFM-ResidentialSingleFamily-SP_COOL | 0 |  |  |  |  | 92.6187 | 0 | 12.5 | 0 | 0 | 80.1187 | 184.853 |  | kWh | 0.37116 | 0.59287 | Residential |  | Winter Only | [5 empty] | 15 | 0.67 |  |  |  | 1 | 5 | 0 | 0 | 0 | 0 | 0 | 0 | 0 | 0 | 0 | 0 | 2009 Qtr 1: 0; 2009 Qtr 2: 0; 2009 Qtr 3: 0; 2009 Qtr 4: 5; 2010 Qtr 1: 0; 2010 Qtr 2: 0; 2010 Qtr 3: 0; 2010 Qtr 4: 0; 2011 Qtr 1: 0; 2011 Qtr 2: 0; 2011 Qtr 3: 0; 2011 Qtr 4: 0 | 5
0 | 253008-Residential AC SEER 14 Early Ret. CZ 10, 14, or 15 |  | System | Residential | 26-SFM-ResidentialSingleFamily-SP_COOL | 0 |  |  |  |  | 642.1695 | 0 | 110 | 0 | 0 | 532.1695 | 322.849 |  | kWh | 0.37218 | 0.40228 | Residential |  | Winter Only | [5 empty] | 15 | 0.67 |  |  |  | 1 | 5 | 0 | 0 | 0 | 0 | 0 | 0 | 0 | 0 | 0 | 0 | 2009 Qtr 1: 0; 2009 Qtr 2: 0; 2009 Qtr 3: 0; 2009 Qtr 4: 5; 2010 Qtr 1: 0; 2010 Qtr 2: 0; 2010 Qtr 3: 0; 2010 Qtr 4: 0; 2011 Qtr 1: 0; 2011 Qtr 2: 0; 2011 Qtr 3: 0; 2011 Qtr 4: 0 | 5
0 | 253001-Residential AC SEER 14 CZ 6, 7 or 8 |  | System | Residential | 26-SFM-ResidentialSingleFamily-SP_COOL | 0 |  |  |  |  | 92.6187 | 0 | 12.5 | 0 | 0 | 80.1187 | 184.853 |  | kWh | 0.37116 | 0.59287 | Residential |  | Winter Only | [5 empty] | 15 | 0.67 |  |  |  | 1 | 5 | 0 | 0 | 0 | 0 | 0 | 0 | 0 | 0 | 0 | 0 | 2009 Qtr 1: 0; 2009 Qtr 2: 0; 2009 Qtr 3: 0; 2009 Qtr 4: 5; 2010 Qtr 1: 0; 2010 Qtr 2: 0; 2010 Qtr 3: 0; 2010 Qtr 4: 0; 2011 Qtr 1: 0; 2011 Qtr 2: 0; 2011 Qtr 3: 0; 2011 Qtr 4: 0 | 5
0 | 253001-Residential AC SEER 14 CZ 6, 7 or 8 |  | System | Residential | 26-SFM-ResidentialSingleFamily-SP_COOL | 0 |  |  |  |  | 92.6187 | 0 | 12.5 | 0 | 0 | 80.1187 | 184.853 |  | kWh | 0.37116 | 0.59287 | Residential |  | Winter Only | [5 empty] | 15 | 0.67 |  |  |  | 1 | 5 | 0 | 0 | 0 | 0 | 0 | 0 | 0 | 0 | 0 | 0 | 2009 Qtr 1: 0; 2009 Qtr 2: 0; 2009 Qtr 3: 0; 2009 Qtr 4: 5; 2010 Qtr 1: 0; 2010 Qtr 2: 0; 2010 Qtr 3: 0; 2010 Qtr 4: 0; 2011 Qtr 1: 0; 2011 Qtr 2: 0; 2011 Qtr 3: 0; 2011 Qtr 4: 0 | 5
0 | 253002-Residential AC SEER 14 CZ 10, 14, or 15 |  | System | Residential | 26-SFM-ResidentialSingleFamily-SP_COOL | 0 |  |  |  |  | 92.6187 | 0 | 42.85 | 0 | 0 | 49.7687 | 322.849 |  | kWh | 0.37218 | 0.40228 | Residential |  | Winter Only | [5 empty] | 15 | 0.67 |  |  |  | 1 | 5 | 0 | 0 | 0 | 0 | 0 | 0 | 0 | 0 | 0 | 0 | 2009 Qtr 1: 0; 2009 Qtr 2: 0; 2009 Qtr 3: 0; 2009 Qtr 4: 5; 2010 Qtr 1: 0; 2010 Qtr 2: 0; 2010 Qtr 3: 0; 2010 Qtr 4: 0; 2011 Qtr 1: 0; 2011 Qtr 2: 0; 2011 Qtr 3: 0; 2011 Qtr 4: 0 | 5
0 | 253001-Residential AC SEER 14 CZ 6, 7 or 8 |  | System | Residential | 26-SFM-ResidentialSingleFamily-SP_COOL | 0 |  |  |  |  | 92.6187 | 0 | 12.5 | 0 | 0 | 80.1187 | 184.853 |  | kWh | 0.37116 | 0.59287 | Residential |  | Winter Only | [5 empty] | 15 | 0.67 |  |  |  | 1 | 5 | 0 | 0 | 0 | 0 | 0 | 0 | 0 | 0 | 0 | 0 | 2009 Qtr 1: 0; 2009 Qtr 2: 0; 2009 Qtr 3: 0; 2009 Qtr 4: 5; 2010 Qtr 1: 0; 2010 Qtr 2: 0; 2010 Qtr 3: 0; 2010 Qtr 4: 0; 2011 Qtr 1: 0; 2011 Qtr 2: 0; 2011 Qtr 3: 0; 2011 Qtr 4: 0 | 5
0 | 253001-Residential AC SEER 14 CZ 6, 7 or 8 |  | System | Residential | 26-SFM-ResidentialSingleFamily-SP_COOL | 0 |  |  |  |  | 92.6187 | 0 | 12.5 | 0 | 0 | 80.1187 | 184.853 |  | kWh | 0.37116 | 0.59287 | Residential |  | Winter Only | [5 empty] | 15 | 0.67 |  |  |  | 1 | 5 | 0 | 0 | 0 | 0 | 0 | 0 | 0 | 0 | 0 | 0 | 2009 Qtr 1: 0; 2009 Qtr 2: 0; 2009 Qtr 3: 0; 2009 Qtr 4: 5; 2010 Qtr 1: 0; 2010 Qtr 2: 0; 2010 Qtr 3: 0; 2010 Qtr 4: 0; 2011 Qtr 1: 0; 2011 Qtr 2: 0; 2011 Qtr 3: 0; 2011 Qtr 4: 0 | 5
0 | 253007-Residential AC SEER 14 Early Ret. CZ 6, 7 or 8 |  | System | Residential | 26-SFM-ResidentialSingleFamily-SP_COOL | 0 |  |  |  |  | 642.1695 | 0 | 34.7222 | 0 | 0 | 607.4473 | 184.853 |  | kWh | 0.37116 | 0.59287 | Residential |  | Winter Only | [5 empty] | 15 | 0.67 |  |  |  | 1 | 5 | 0 | 0 | 0 | 0 | 0 | 0 | 0 | 0 | 0 | 0 | 2009 Qtr 1: 0; 2009 Qtr 2: 0; 2009 Qtr 3: 0; 2009 Qtr 4: 5; 2010 Qtr 1: 0; 2010 Qtr 2: 0; 2010 Qtr 3: 0; 2010 Qtr 4: 0; 2011 Qtr 1: 0; 2011 Qtr 2: 0; 2011 Qtr 3: 0; 2011 Qtr 4: 0 | 5
0 | 253001-Residential AC SEER 14 CZ 6, 7 or 8 |  | System | Residential | 26-SFM-ResidentialSingleFamily-SP_COOL | 0 |  |  |  |  | 92.6187 | 0 | 12.5 | 0 | 0 | 80.1187 | 184.853 |  | kWh | 0.37116 | 0.59287 | Residential |  | Winter Only | [5 empty] | 15 | 0.67 |  |  |  | 1 | 5 | 0 | 0 | 0 | 0 | 0 | 0 | 0 | 0 | 0 | 0 | 2009 Qtr 1: 0; 2009 Qtr 2: 0; 2009 Qtr 3: 0; 2009 Qtr 4: 5; 2010 Qtr 1: 0; 2010 Qtr 2: 0; 2010 Qtr 3: 0; 2010 Qtr 4: 0; 2011 Qtr 1: 0; 2011 Qtr 2: 0; 2011 Qtr 3: 0; 2011 Qtr 4: 0 | 5
0 | 253001-Residential AC SEER 14 CZ 6, 7 or 8 |  | System | Residential | 26-SFM-ResidentialSingleFamily-SP_COOL | 0 |  |  |  |  | 92.6187 | 0 | 12.5 | 0 | 0 | 80.1187 | 184.853 |  | kWh | 0.37116 | 0.59287 | Residential |  | Winter Only | [5 empty] | 15 | 0.67 |  |  |  | 1 | 5 | 0 | 0 | 0 | 0 | 0 | 0 | 0 | 0 | 0 | 0 | 2009 Qtr 1: 0; 2009 Qtr 2: 0; 2009 Qtr 3: 0; 2009 Qtr 4: 5; 2010 Qtr 1: 0; 2010 Qtr 2: 0; 2010 Qtr 3: 0; 2010 Qtr 4: 0; 2011 Qtr 1: 0; 2011 Qtr 2: 0; 2011 Qtr 3: 0; 2011 Qtr 4: 0 | 5
0 | 253001-Residential AC SEER 14 CZ 6, 7 or 8 |  | System | Residential | 26-SFM-ResidentialSingleFamily-SP_COOL | 0 |  |  |  |  | 92.6187 | 0 | 12.5 | 0 | 0 | 80.1187 | 184.853 |  | kWh | 0.37116 | 0.59287 | Residential |  | Winter Only | [5 empty] | 15 | 0.67 |  |  |  | 1 | 5 | 0 | 0 | 0 | 0 | 0 | 0 | 0 | 0 | 0 | 0 | 2009 Qtr 1: 0; 2009 Qtr 2: 0; 2009 Qtr 3: 0; 2009 Qtr 4: 5; 2010 Qtr 1: 0; 2010 Qtr 2: 0; 2010 Qtr 3: 0; 2010 Qtr 4: 0; 2011 Qtr 1: 0; 2011 Qtr 2: 0; 2011 Qtr 3: 0; 2011 Qtr 4: 0 | 5
0 | 253001-Residential AC SEER 14 CZ 6, 7 or 8 |  | System | Residential | 26-SFM-ResidentialSingleFamily-SP_COOL | 0 |  |  |  |  | 92.6187 | 0 | 12.5 | 0 | 0 | 80.1187 | 184.853 |  | kWh | 0.37116 | 0.59287 | Residential |  | Winter Only | [5 empty] | 15 | 0.67 |  |  |  | 1 | 5 | 0 | 0 | 0 | 0 | 0 | 0 | 0 | 0 | 0 | 0 | 2009 Qtr 1: 0; 2009 Qtr 2: 0; 2009 Qtr 3: 0; 2009 Qtr 4: 5; 2010 Qtr 1: 0; 2010 Qtr 2: 0; 2010 Qtr 3: 0; 2010 Qtr 4: 0; 2011 Qtr 1: 0; 2011 Qtr 2: 0; 2011 Qtr 3: 0; 2011 Qtr 4: 0 | 5
0 | 253001-Residential AC SEER 14 CZ 6, 7 or 8 |  | System | Residential | 26-SFM-ResidentialSingleFamily-SP_COOL | 0 |  |  |  |  | 92.6187 | 0 | 12.5 | 0 | 0 | 80.1187 | 184.853 |  | kWh | 0.37116 | 0.59287 | Residential |  | Winter Only | [5 empty] | 15 | 0.67 |  |  |  | 1 | 5 | 0 | 0 | 0 | 0 | 0 | 0 | 0 | 0 | 0 | 0 | 2009 Qtr 1: 0; 2009 Qtr 2: 0; 2009 Qtr 3: 0; 2009 Qtr 4: 5; 2010 Qtr 1: 0; 2010 Qtr 2: 0; 2010 Qtr 3: 0; 2010 Qtr 4: 0; 2011 Qtr 1: 0; 2011 Qtr 2: 0; 2011 Qtr 3: 0; 2011 Qtr 4: 0 | 5
0 | 253001-Residential AC SEER 14 CZ 6, 7 or 8 |  | System | Residential | 26-SFM-ResidentialSingleFamily-SP_COOL | 0 |  |  |  |  | 92.6187 | 0 | 12.5 | 0 | 0 | 80.1187 | 184.853 |  | kWh | 0.37116 | 0.59287 | Residential |  | Winter Only | [5 empty] | 15 | 0.67 |  |  |  | 1 | 5 | 0 | 0 | 0 | 0 | 0 | 0 | 0 | 0 | 0 | 0 | 2009 Qtr 1: 0; 2009 Qtr 2: 0; 2009 Qtr 3: 0; 2009 Qtr 4: 5; 2010 Qtr 1: 0; 2010 Qtr 2: 0; 2010 Qtr 3: 0; 2010 Qtr 4: 0; 2011 Qtr 1: 0; 2011 Qtr 2: 0; 2011 Qtr 3: 0; 2011 Qtr 4: 0 | 5
0 | 253002-Residential AC SEER 14 CZ 10, 14, or 15 |  | System | Residential | 26-SFM-ResidentialSingleFamily-SP_COOL | 0 |  |  |  |  | 92.6187 | 0 | 42.85 | 0 | 0 | 49.7687 | 322.849 |  | kWh | 0.37218 | 0.40228 | Residential |  | Winter Only | [5 empty] | 15 | 0.67 |  |  |  | 1 | 5 | 0 | 0 | 0 | 0 | 0 | 0 | 0 | 0 | 0 | 0 | 2009 Qtr 1: 0; 2009 Qtr 2: 0; 2009 Qtr 3: 0; 2009 Qtr 4: 5; 2010 Qtr 1: 0; 2010 Qtr 2: 0; 2010 Qtr 3: 0; 2010 Qtr 4: 0; 2011 Qtr 1: 0; 2011 Qtr 2: 0; 2011 Qtr 3: 0; 2011 Qtr 4: 0 | 5
0 | 253001-Residential AC SEER 14 CZ 6, 7 or 8 |  | System | Residential | 26-SFM-ResidentialSingleFamily-SP_COOL | 0 |  |  |  |  | 92.6187 | 0 | 12.5 | 0 | 0 | 80.1187 | 184.853 |  | kWh | 0.37116 | 0.59287 | Residential |  | Winter Only | [5 empty] | 15 | 0.67 |  |  |  | 1 | 5 | 0 | 0 | 0 | 0 | 0 | 0 | 0 | 0 | 0 | 0 | 2009 Qtr 1: 0; 2009 Qtr 2: 0; 2009 Qtr 3: 0; 2009 Qtr 4: 5; 2010 Qtr 1: 0; 2010 Qtr 2: 0; 2010 Qtr 3: 0; 2010 Qtr 4: 0; 2011 Qtr 1: 0; 2011 Qtr 2: 0; 2011 Qtr 3: 0; 2011 Qtr 4: 0 | 5
0 | 253001-Residential AC SEER 14 CZ 6, 7 or 8 |  | System | Residential | 26-SFM-ResidentialSingleFamily-SP_COOL | 0 |  |  |  |  | 92.6187 | 0 | 12.5 | 0 | 0 | 80.1187 | 184.853 |  | kWh | 0.37116 | 0.59287 | Residential |  | Winter Only | [5 empty] | 15 | 0.67 |  |  |  | 1 | 5 | 0 | 0 | 0 | 0 | 0 | 0 | 0 | 0 | 0 | 0 | 2009 Qtr 1: 0; 2009 Qtr 2: 0; 2009 Qtr 3: 0; 2009 Qtr 4: 5; 2010 Qtr 1: 0; 2010 Qtr 2: 0; 2010 Qtr 3: 0; 2010 Qtr 4: 0; 2011 Qtr 1: 0; 2011 Qtr 2: 0; 2011 Qtr 3: 0; 2011 Qtr 4: 0 | 5
0 | 253001-Residential AC SEER 14 CZ 6, 7 or 8 |  | System | Residential | 26-SFM-ResidentialSingleFamily-SP_COOL | 0 |  |  |  |  | 92.6187 | 0 | 12.5 | 0 | 0 | 80.1187 | 184.853 |  | kWh | 0.37116 | 0.59287 | Residential |  | Winter Only | [5 empty] | 15 | 0.67 |  |  |  | 1 | 5 | 0 | 0 | 0 | 0 | 0 | 0 | 0 | 0 | 0 | 0 | 2009 Qtr 1: 0; 2009 Qtr 2: 0; 2009 Qtr 3: 0; 2009 Qtr 4: 5; 2010 Qtr 1: 0; 2010 Qtr 2: 0; 2010 Qtr 3: 0; 2010 Qtr 4: 0; 2011 Qtr 1: 0; 2011 Qtr 2: 0; 2011 Qtr 3: 0; 2011 Qtr 4: 0 | 5
0 | 253001-Residential AC SEER 14 CZ 6, 7 or 8 |  | System | Residential | 26-SFM-ResidentialSingleFamily-SP_COOL | 0 |  |  |  |  | 92.6187 | 0 | 12.5 | 0 | 0 | 80.1187 | 184.853 |  | kWh | 0.37116 | 0.59287 | Residential |  | Winter Only | [5 empty] | 15 | 0.67 |  |  |  | 1 | 5 | 0 | 0 | 0 | 0 | 0 | 0 | 0 | 0 | 0 | 0 | 2009 Qtr 1: 0; 2009 Qtr 2: 0; 2009 Qtr 3: 0; 2009 Qtr 4: 5; 2010 Qtr 1: 0; 2010 Qtr 2: 0; 2010 Qtr 3: 0; 2010 Qtr 4: 0; 2011 Qtr 1: 0; 2011 Qtr 2: 0; 2011 Qtr 3: 0; 2011 Qtr 4: 0 | 5
0 | 253007-Residential AC SEER 14 Early Ret. CZ 6, 7 or 8 |  | System | Residential | 26-SFM-ResidentialSingleFamily-SP_COOL | 0 |  |  |  |  | 642.1695 | 0 | 34.7222 | 0 | 0 | 607.4473 | 184.853 |  | kWh | 0.37116 | 0.59287 | Residential |  | Winter Only | [5 empty] | 15 | 0.67 |  |  |  | 1 | 5 | 0 | 0 | 0 | 0 | 0 | 0 | 0 | 0 | 0 | 0 | 2009 Qtr 1: 0; 2009 Qtr 2: 0; 2009 Qtr 3: 0; 2009 Qtr 4: 5; 2010 Qtr 1: 0; 2010 Qtr 2: 0; 2010 Qtr 3: 0; 2010 Qtr 4: 0; 2011 Qtr 1: 0; 2011 Qtr 2: 0; 2011 Qtr 3: 0; 2011 Qtr 4: 0 | 5
0 | 253001-Residential AC SEER 14 CZ 6, 7 or 8 |  | System | Residential | 26-SFM-ResidentialSingleFamily-SP_COOL | 0 |  |  |  |  | 92.6187 | 0 | 12.5 | 0 | 0 | 80.1187 | 184.853 |  | kWh | 0.37116 | 0.59287 | Residential |  | Winter Only | [5 empty] | 15 | 0.67 |  |  |  | 1 | 5 | 0 | 0 | 0 | 0 | 0 | 0 | 0 | 0 | 0 | 0 | 2009 Qtr 1: 0; 2009 Qtr 2: 0; 2009 Qtr 3: 0; 2009 Qtr 4: 5; 2010 Qtr 1: 0; 2010 Qtr 2: 0; 2010 Qtr 3: 0; 2010 Qtr 4: 0; 2011 Qtr 1: 0; 2011 Qtr 2: 0; 2011 Qtr 3: 0; 2011 Qtr 4: 0 | 5
0 | 253002-Residential AC SEER 14 CZ 10, 14, or 15 |  | System | Residential | 26-SFM-ResidentialSingleFamily-SP_COOL | 0 |  |  |  |  | 92.6187 | 0 | 42.85 | 0 | 0 | 49.7687 | 322.849 |  | kWh | 0.37218 | 0.40228 | Residential |  | Winter Only | [5 empty] | 15 | 0.67 |  |  |  | 1 | 5 | 0 | 0 | 0 | 0 | 0 | 0 | 0 | 0 | 0 | 0 | 2009 Qtr 1: 0; 2009 Qtr 2: 0; 2009 Qtr 3: 0; 2009 Qtr 4: 5; 2010 Qtr 1: 0; 2010 Qtr 2: 0; 2010 Qtr 3: 0; 2010 Qtr 4: 0; 2011 Qtr 1: 0; 2011 Qtr 2: 0; 2011 Qtr 3: 0; 2011 Qtr 4: 0 | 5
0 | 253001-Residential AC SEER 14 CZ 6, 7 or 8 |  | System | Residential | 26-SFM-ResidentialSingleFamily-SP_COOL | 0 |  |  |  |  | 92.6187 | 0 | 12.5 | 0 | 0 | 80.1187 | 184.853 |  | kWh | 0.37116 | 0.59287 | Residential |  | Winter Only | [5 empty] | 15 | 0.67 |  |  |  | 1 | 5 | 0 | 0 | 0 | 0 | 0 | 0 | 0 | 0 | 0 | 0 | 2009 Qtr 1: 0; 2009 Qtr 2: 0; 2009 Qtr 3: 0; 2009 Qtr 4: 5; 2010 Qtr 1: 0; 2010 Qtr 2: 0; 2010 Qtr 3: 0; 2010 Qtr 4: 0; 2011 Qtr 1: 0; 2011 Qtr 2: 0; 2011 Qtr 3: 0; 2011 Qtr 4: 0 | 5
0 | 253003-Residential AC SEER 15 CZ 6, 7 or 8 |  | System | Residential | 26-SFM-ResidentialSingleFamily-SP_COOL | 0 |  |  |  |  | 185.2374 | 0 | 30 | 0 | 0 | 155.2374 | 219.055 |  | kWh | 0.38807 | -1.3318 | Residential |  | Winter Only | [5 empty] | 15 | 0.67 |  |  |  | 1 | 3 | 0 | 0 | 0 | 0 | 0 | 0 | 0 | 0 | 0 | 0 | 2009 Qtr 1: 0; 2009 Qtr 2: 0; 2009 Qtr 3: 0; 2009 Qtr 4: 3; 2010 Qtr 1: 0; 2010 Qtr 2: 0; 2010 Qtr 3: 0; 2010 Qtr 4: 0; 2011 Qtr 1: 0; 2011 Qtr 2: 0; 2011 Qtr 3: 0; 2011 Qtr 4: 0 | 3
0 | 253003-Residential AC SEER 15 CZ 6, 7 or 8 |  | System | Residential | 26-SFM-ResidentialSingleFamily-SP_COOL | 0 |  |  |  |  | 185.2374 | 0 | 30 | 0 | 0 | 155.2374 | 219.055 |  | kWh | 0.38807 | -1.3318 | Residential |  | Winter Only | [5 empty] | 15 | 0.67 |  |  |  | 1 | 2 | 0 | 0 | 0 | 0 | 0 | 0 | 0 | 0 | 0 | 0 | 2009 Qtr 1: 0; 2009 Qtr 2: 0; 2009 Qtr 3: 0; 2009 Qtr 4: 2; 2010 Qtr 1: 0; 2010 Qtr 2: 0; 2010 Qtr 3: 0; 2010 Qtr 4: 0; 2011 Qtr 1: 0; 2011 Qtr 2: 0; 2011 Qtr 3: 0; 2011 Qtr 4: 0 | 2
0 | 253001-Residential AC SEER 14 CZ 6, 7 or 8 |  | System | Residential | 26-SFM-ResidentialSingleFamily-SP_COOL | 0 |  |  |  |  | 92.6187 | 0 | 12.5 | 0 | 0 | 80.1187 | 184.853 |  | kWh | 0.37116 | 0.59287 | Residential |  | Winter Only | [5 empty] | 15 | 0.67 |  |  |  | 1 | 5 | 0 | 0 | 0 | 0 | 0 | 0 | 0 | 0 | 0 | 0 | 2009 Qtr 1: 0; 2009 Qtr 2: 0; 2009 Qtr 3: 0; 2009 Qtr 4: 5; 2010 Qtr 1: 0; 2010 Qtr 2: 0; 2010 Qtr 3: 0; 2010 Qtr 4: 0; 2011 Qtr 1: 0; 2011 Qtr 2: 0; 2011 Qtr 3: 0; 2011 Qtr 4: 0 | 5
0 | 253008-Residential AC SEER 14 Early Ret. CZ 10, 14, or 15 |  | System | Residential | 26-SFM-ResidentialSingleFamily-SP_COOL | 0 |  |  |  |  | 642.1695 | 0 | 110 | 0 | 0 | 532.1695 | 322.849 |  | kWh | 0.37218 | 0.40228 | Residential |  | Winter Only | [5 empty] | 15 | 0.67 |  |  |  | 1 | 5 | 0 | 0 | 0 | 0 | 0 | 0 | 0 | 0 | 0 | 0 | 2009 Qtr 1: 0; 2009 Qtr 2: 0; 2009 Qtr 3: 0; 2009 Qtr 4: 5; 2010 Qtr 1: 0; 2010 Qtr 2: 0; 2010 Qtr 3: 0; 2010 Qtr 4: 0; 2011 Qtr 1: 0; 2011 Qtr 2: 0; 2011 Qtr 3: 0; 2011 Qtr 4: 0 | 5
0 | 253001-Residential AC SEER 14 CZ 6, 7 or 8 |  | System | Residential | 26-SFM-ResidentialSingleFamily-SP_COOL | 0 |  |  |  |  | 92.6187 | 0 | 12.5 | 0 | 0 | 80.1187 | 184.853 |  | kWh | 0.37116 | 0.59287 | Residential |  | Winter Only | [5 empty] | 15 | 0.67 |  |  |  | 1 | 5 | 0 | 0 | 0 | 0 | 0 | 0 | 0 | 0 | 0 | 0 | 2009 Qtr 1: 0; 2009 Qtr 2: 0; 2009 Qtr 3: 0; 2009 Qtr 4: 5; 2010 Qtr 1: 0; 2010 Qtr 2: 0; 2010 Qtr 3: 0; 2010 Qtr 4: 0; 2011 Qtr 1: 0; 2011 Qtr 2: 0; 2011 Qtr 3: 0; 2011 Qtr 4: 0 | 5
0 | 253008-Residential AC SEER 14 Early Ret. CZ 10, 14, or 15 |  | System | Residential | 26-SFM-ResidentialSingleFamily-SP_COOL | 0 |  |  |  |  | 642.1695 | 0 | 110 | 0 | 0 | 532.1695 | 322.849 |  | kWh | 0.37218 | 0.40228 | Residential |  | Winter Only | [5 empty] | 15 | 0.67 |  |  |  | 1 | 5 | 0 | 0 | 0 | 0 | 0 | 0 | 0 | 0 | 0 | 0 | 2009 Qtr 1: 0; 2009 Qtr 2: 0; 2009 Qtr 3: 0; 2009 Qtr 4: 5; 2010 Qtr 1: 0; 2010 Qtr 2: 0; 2010 Qtr 3: 0; 2010 Qtr 4: 0; 2011 Qtr 1: 0; 2011 Qtr 2: 0; 2011 Qtr 3: 0; 2011 Qtr 4: 0 | 5
0 | 253002-Residential AC SEER 14 CZ 10, 14, or 15 |  | System | Residential | 26-SFM-ResidentialSingleFamily-SP_COOL | 0 |  |  |  |  | 92.6187 | 0 | 42.85 | 0 | 0 | 49.7687 | 322.849 |  | kWh | 0.37218 | 0.40228 | Residential |  | Winter Only | [5 empty] | 15 | 0.67 |  |  |  | 1 | 5 | 0 | 0 | 0 | 0 | 0 | 0 | 0 | 0 | 0 | 0 | 2009 Qtr 1: 0; 2009 Qtr 2: 0; 2009 Qtr 3: 0; 2009 Qtr 4: 5; 2010 Qtr 1: 0; 2010 Qtr 2: 0; 2010 Qtr 3: 0; 2010 Qtr 4: 0; 2011 Qtr 1: 0; 2011 Qtr 2: 0; 2011 Qtr 3: 0; 2011 Qtr 4: 0 | 5
0 | 253001-Residential AC SEER 14 CZ 6, 7 or 8 |  | System | Residential | 26-SFM-ResidentialSingleFamily-SP_COOL | 0 |  |  |  |  | 92.6187 | 0 | 12.5 | 0 | 0 | 80.1187 | 184.853 |  | kWh | 0.37116 | 0.59287 | Residential |  | Winter Only | [5 empty] | 15 | 0.67 |  |  |  | 1 | 5 | 0 | 0 | 0 | 0 | 0 | 0 | 0 | 0 | 0 | 0 | 2009 Qtr 1: 0; 2009 Qtr 2: 0; 2009 Qtr 3: 0; 2009 Qtr 4: 5; 2010 Qtr 1: 0; 2010 Qtr 2: 0; 2010 Qtr 3: 0; 2010 Qtr 4: 0; 2011 Qtr 1: 0; 2011 Qtr 2: 0; 2011 Qtr 3: 0; 2011 Qtr 4: 0 | 5
0 | 253007-Residential AC SEER 14 Early Ret. CZ 6, 7 or 8 |  | System | Residential | 26-SFM-ResidentialSingleFamily-SP_COOL | 0 |  |  |  |  | 642.1695 | 0 | 34.7222 | 0 | 0 | 607.4473 | 184.853 |  | kWh | 0.37116 | 0.59287 | Residential |  | Winter Only | [5 empty] | 15 | 0.67 |  |  |  | 1 | 5 | 0 | 0 | 0 | 0 | 0 | 0 | 0 | 0 | 0 | 0 | 2009 Qtr 1: 0; 2009 Qtr 2: 0; 2009 Qtr 3: 0; 2009 Qtr 4: 5; 2010 Qtr 1: 0; 2010 Qtr 2: 0; 2010 Qtr 3: 0; 2010 Qtr 4: 0; 2011 Qtr 1: 0; 2011 Qtr 2: 0; 2011 Qtr 3: 0; 2011 Qtr 4: 0 | 5
0 | 253001-Residential AC SEER 14 CZ 6, 7 or 8 |  | System | Residential | 26-SFM-ResidentialSingleFamily-SP_COOL | 0 |  |  |  |  | 92.6187 | 0 | 12.5 | 0 | 0 | 80.1187 | 184.853 |  | kWh | 0.37116 | 0.59287 | Residential |  | Winter Only | [5 empty] | 15 | 0.67 |  |  |  | 1 | 5 | 0 | 0 | 0 | 0 | 0 | 0 | 0 | 0 | 0 | 0 | 2009 Qtr 1: 0; 2009 Qtr 2: 0; 2009 Qtr 3: 0; 2009 Qtr 4: 5; 2010 Qtr 1: 0; 2010 Qtr 2: 0; 2010 Qtr 3: 0; 2010 Qtr 4: 0; 2011 Qtr 1: 0; 2011 Qtr 2: 0; 2011 Qtr 3: 0; 2011 Qtr 4: 0 | 5
0 | 253001-Residential AC SEER 14 CZ 6, 7 or 8 |  | System | Residential | 26-SFM-ResidentialSingleFamily-SP_COOL | 0 |  |  |  |  | 92.6187 | 0 | 12.5 | 0 | 0 | 80.1187 | 184.853 |  | kWh | 0.37116 | 0.59287 | Residential |  | Winter Only | [5 empty] | 15 | 0.67 |  |  |  | 1 | 3 | 0 | 0 | 0 | 0 | 0 | 0 | 0 | 0 | 0 | 0 | 2009 Qtr 1: 0; 2009 Qtr 2: 0; 2009 Qtr 3: 0; 2009 Qtr 4: 3; 2010 Qtr 1: 0; 2010 Qtr 2: 0; 2010 Qtr 3: 0; 2010 Qtr 4: 0; 2011 Qtr 1: 0; 2011 Qtr 2: 0; 2011 Qtr 3: 0; 2011 Qtr 4: 0 | 3
0 | 253002-Residential AC SEER 14 CZ 10, 14, or 15 |  | System | Residential | 26-SFM-ResidentialSingleFamily-SP_COOL | 0 |  |  |  |  | 92.6187 | 0 | 42.85 | 0 | 0 | 49.7687 | 322.849 |  | kWh | 0.37218 | 0.40228 | Residential |  | Winter Only | [5 empty] | 15 | 0.67 |  |  |  | 1 | 5 | 0 | 0 | 0 | 0 | 0 | 0 | 0 | 0 | 0 | 0 | 2009 Qtr 1: 0; 2009 Qtr 2: 0; 2009 Qtr 3: 0; 2009 Qtr 4: 5; 2010 Qtr 1: 0; 2010 Qtr 2: 0; 2010 Qtr 3: 0; 2010 Qtr 4: 0; 2011 Qtr 1: 0; 2011 Qtr 2: 0; 2011 Qtr 3: 0; 2011 Qtr 4: 0 | 5
0 | 253001-Residential AC SEER 14 CZ 6, 7 or 8 |  | System | Residential | 26-SFM-ResidentialSingleFamily-SP_COOL | 0 |  |  |  |  | 92.6187 | 0 | 12.5 | 0 | 0 | 80.1187 | 184.853 |  | kWh | 0.37116 | 0.59287 | Residential |  | Winter Only | [5 empty] | 15 | 0.67 |  |  |  | 1 | 5 | 0 | 0 | 0 | 0 | 0 | 0 | 0 | 0 | 0 | 0 | 2009 Qtr 1: 0; 2009 Qtr 2: 0; 2009 Qtr 3: 0; 2009 Qtr 4: 5; 2010 Qtr 1: 0; 2010 Qtr 2: 0; 2010 Qtr 3: 0; 2010 Qtr 4: 0; 2011 Qtr 1: 0; 2011 Qtr 2: 0; 2011 Qtr 3: 0; 2011 Qtr 4: 0 | 5
0 | 253002-Residential AC SEER 14 CZ 10, 14, or 15 |  | System | Residential | 26-SFM-ResidentialSingleFamily-SP_COOL | 0 |  |  |  |  | 92.6187 | 0 | 42.85 | 0 | 0 | 49.7687 | 322.849 |  | kWh | 0.37218 | 0.40228 | Residential |  | Winter Only | [5 empty] | 15 | 0.67 |  |  |  | 1 | 5 | 0 | 0 | 0 | 0 | 0 | 0 | 0 | 0 | 0 | 0 | 2009 Qtr 1: 0; 2009 Qtr 2: 0; 2009 Qtr 3: 0; 2009 Qtr 4: 5; 2010 Qtr 1: 0; 2010 Qtr 2: 0; 2010 Qtr 3: 0; 2010 Qtr 4: 0; 2011 Qtr 1: 0; 2011 Qtr 2: 0; 2011 Qtr 3: 0; 2011 Qtr 4: 0 | 5
0 | 253001-Residential AC SEER 14 CZ 6, 7 or 8 |  | System | Residential | 26-SFM-ResidentialSingleFamily-SP_COOL | 0 |  |  |  |  | 92.6187 | 0 | 12.5 | 0 | 0 | 80.1187 | 184.853 |  | kWh | 0.37116 | 0.59287 | Residential |  | Winter Only | [5 empty] | 15 | 0.67 |  |  |  | 1 | 5 | 0 | 0 | 0 | 0 | 0 | 0 | 0 | 0 | 0 | 0 | 2009 Qtr 1: 0; 2009 Qtr 2: 0; 2009 Qtr 3: 0; 2009 Qtr 4: 5; 2010 Qtr 1: 0; 2010 Qtr 2: 0; 2010 Qtr 3: 0; 2010 Qtr 4: 0; 2011 Qtr 1: 0; 2011 Qtr 2: 0; 2011 Qtr 3: 0; 2011 Qtr 4: 0 | 5
0 | 253008-Residential AC SEER 14 Early Ret. CZ 10, 14, or 15 |  | System | Residential | 26-SFM-ResidentialSingleFamily-SP_COOL | 0 |  |  |  |  | 642.1695 | 0 | 110 | 0 | 0 | 532.1695 | 322.849 |  | kWh | 0.37218 | 0.40228 | Residential |  | Winter Only | [5 empty] | 15 | 0.67 |  |  |  | 1 | 5 | 0 | 0 | 0 | 0 | 0 | 0 | 0 | 0 | 0 | 0 | 2009 Qtr 1: 0; 2009 Qtr 2: 0; 2009 Qtr 3: 0; 2009 Qtr 4: 5; 2010 Qtr 1: 0; 2010 Qtr 2: 0; 2010 Qtr 3: 0; 2010 Qtr 4: 0; 2011 Qtr 1: 0; 2011 Qtr 2: 0; 2011 Qtr 3: 0; 2011 Qtr 4: 0 | 5
0 | 253001-Residential AC SEER 14 CZ 6, 7 or 8 |  | System | Residential | 26-SFM-ResidentialSingleFamily-SP_COOL | 0 |  |  |  |  | 92.6187 | 0 | 12.5 | 0 | 0 | 80.1187 | 184.853 |  | kWh | 0.37116 | 0.59287 | Residential |  | Winter Only | [5 empty] | 15 | 0.67 |  |  |  | 1 | 5 | 0 | 0 | 0 | 0 | 0 | 0 | 0 | 0 | 0 | 0 | 2009 Qtr 1: 0; 2009 Qtr 2: 0; 2009 Qtr 3: 0; 2009 Qtr 4: 5; 2010 Qtr 1: 0; 2010 Qtr 2: 0; 2010 Qtr 3: 0; 2010 Qtr 4: 0; 2011 Qtr 1: 0; 2011 Qtr 2: 0; 2011 Qtr 3: 0; 2011 Qtr 4: 0 | 5
0 | 253001-Residential AC SEER 14 CZ 6, 7 or 8 |  | System | Residential | 26-SFM-ResidentialSingleFamily-SP_COOL | 0 |  |  |  |  | 92.6187 | 0 | 12.5 | 0 | 0 | 80.1187 | 184.853 |  | kWh | 0.37116 | 0.59287 | Residential |  | Winter Only | [5 empty] | 15 | 0.67 |  |  |  | 1 | 5 | 0 | 0 | 0 | 0 | 0 | 0 | 0 | 0 | 0 | 0 | 2009 Qtr 1: 0; 2009 Qtr 2: 0; 2009 Qtr 3: 0; 2009 Qtr 4: 5; 2010 Qtr 1: 0; 2010 Qtr 2: 0; 2010 Qtr 3: 0; 2010 Qtr 4: 0; 2011 Qtr 1: 0; 2011 Qtr 2: 0; 2011 Qtr 3: 0; 2011 Qtr 4: 0 | 5
0 | 253001-Residential AC SEER 14 CZ 6, 7 or 8 |  | System | Residential | 26-SFM-ResidentialSingleFamily-SP_COOL | 0 |  |  |  |  | 92.6187 | 0 | 12.5 | 0 | 0 | 80.1187 | 184.853 |  | kWh | 0.37116 | 0.59287 | Residential |  | Winter Only | [5 empty] | 15 | 0.67 |  |  |  | 1 | 5 | 0 | 0 | 0 | 0 | 0 | 0 | 0 | 0 | 0 | 0 | 2009 Qtr 1: 0; 2009 Qtr 2: 0; 2009 Qtr 3: 0; 2009 Qtr 4: 5; 2010 Qtr 1: 0; 2010 Qtr 2: 0; 2010 Qtr 3: 0; 2010 Qtr 4: 0; 2011 Qtr 1: 0; 2011 Qtr 2: 0; 2011 Qtr 3: 0; 2011 Qtr 4: 0 | 5
0 | 253002-Residential AC SEER 14 CZ 10, 14, or 15 |  | System | Residential | 26-SFM-ResidentialSingleFamily-SP_COOL | 0 |  |  |  |  | 92.6187 | 0 | 42.85 | 0 | 0 | 49.7687 | 322.849 |  | kWh | 0.37218 | 0.40228 | Residential |  | Winter Only | [5 empty] | 15 | 0.67 |  |  |  | 1 | 5 | 0 | 0 | 0 | 0 | 0 | 0 | 0 | 0 | 0 | 0 | 2009 Qtr 1: 0; 2009 Qtr 2: 0; 2009 Qtr 3: 0; 2009 Qtr 4: 5; 2010 Qtr 1: 0; 2010 Qtr 2: 0; 2010 Qtr 3: 0; 2010 Qtr 4: 0; 2011 Qtr 1: 0; 2011 Qtr 2: 0; 2011 Qtr 3: 0; 2011 Qtr 4: 0 | 5
0 | 253002-Residential AC SEER 14 CZ 10, 14, or 15 |  | System | Residential | 26-SFM-ResidentialSingleFamily-SP_COOL | 0 |  |  |  |  | 92.6187 | 0 | 42.85 | 0 | 0 | 49.7687 | 322.849 |  | kWh | 0.37218 | 0.40228 | Residential |  | Winter Only | [5 empty] | 15 | 0.67 |  |  |  | 1 | 5 | 0 | 0 | 0 | 0 | 0 | 0 | 0 | 0 | 0 | 0 | 2009 Qtr 1: 0; 2009 Qtr 2: 0; 2009 Qtr 3: 0; 2009 Qtr 4: 5; 2010 Qtr 1: 0; 2010 Qtr 2: 0; 2010 Qtr 3: 0; 2010 Qtr 4: 0; 2011 Qtr 1: 0; 2011 Qtr 2: 0; 2011 Qtr 3: 0; 2011 Qtr 4: 0 | 5
0 | 253001-Residential AC SEER 14 CZ 6, 7 or 8 |  | System | Residential | 26-SFM-ResidentialSingleFamily-SP_COOL | 0 |  |  |  |  | 92.6187 | 0 | 12.5 | 0 | 0 | 80.1187 | 184.853 |  | kWh | 0.37116 | 0.59287 | Residential |  | Winter Only | [5 empty] | 15 | 0.67 |  |  |  | 1 | 5 | 0 | 0 | 0 | 0 | 0 | 0 | 0 | 0 | 0 | 0 | 2009 Qtr 1: 0; 2009 Qtr 2: 0; 2009 Qtr 3: 0; 2009 Qtr 4: 5; 2010 Qtr 1: 0; 2010 Qtr 2: 0; 2010 Qtr 3: 0; 2010 Qtr 4: 0; 2011 Qtr 1: 0; 2011 Qtr 2: 0; 2011 Qtr 3: 0; 2011 Qtr 4: 0 | 5
0 | 253001-Residential AC SEER 14 CZ 6, 7 or 8 |  | System | Residential | 26-SFM-ResidentialSingleFamily-SP_COOL | 0 |  |  |  |  | 92.6187 | 0 | 12.5 | 0 | 0 | 80.1187 | 184.853 |  | kWh | 0.37116 | 0.59287 | Residential |  | Winter Only | [5 empty] | 15 | 0.67 |  |  |  | 1 | 5 | 0 | 0 | 0 | 0 | 0 | 0 | 0 | 0 | 0 | 0 | 2009 Qtr 1: 0; 2009 Qtr 2: 0; 2009 Qtr 3: 0; 2009 Qtr 4: 5; 2010 Qtr 1: 0; 2010 Qtr 2: 0; 2010 Qtr 3: 0; 2010 Qtr 4: 0; 2011 Qtr 1: 0; 2011 Qtr 2: 0; 2011 Qtr 3: 0; 2011 Qtr 4: 0 | 5
0 | 253001-Residential AC SEER 14 CZ 6, 7 or 8 |  | System | Residential | 26-SFM-ResidentialSingleFamily-SP_COOL | 0 |  |  |  |  | 92.6187 | 0 | 12.5 | 0 | 0 | 80.1187 | 184.853 |  | kWh | 0.37116 | 0.59287 | Residential |  | Winter Only | [5 empty] | 15 | 0.67 |  |  |  | 1 | 5 | 0 | 0 | 0 | 0 | 0 | 0 | 0 | 0 | 0 | 0 | 2009 Qtr 1: 0; 2009 Qtr 2: 0; 2009 Qtr 3: 0; 2009 Qtr 4: 5; 2010 Qtr 1: 0; 2010 Qtr 2: 0; 2010 Qtr 3: 0; 2010 Qtr 4: 0; 2011 Qtr 1: 0; 2011 Qtr 2: 0; 2011 Qtr 3: 0; 2011 Qtr 4: 0 | 5
0 | 253002-Residential AC SEER 14 CZ 10, 14, or 15 |  | System | Residential | 26-SFM-ResidentialSingleFamily-SP_COOL | 0 |  |  |  |  | 92.6187 | 0 | 42.85 | 0 | 0 | 49.7687 | 322.849 |  | kWh | 0.37218 | 0.40228 | Residential |  | Winter Only | [5 empty] | 15 | 0.67 |  |  |  | 1 | 5 | 0 | 0 | 0 | 0 | 0 | 0 | 0 | 0 | 0 | 0 | 2009 Qtr 1: 0; 2009 Qtr 2: 0; 2009 Qtr 3: 0; 2009 Qtr 4: 5; 2010 Qtr 1: 0; 2010 Qtr 2: 0; 2010 Qtr 3: 0; 2010 Qtr 4: 0; 2011 Qtr 1: 0; 2011 Qtr 2: 0; 2011 Qtr 3: 0; 2011 Qtr 4: 0 | 5
0 | 253001-Residential AC SEER 14 CZ 6, 7 or 8 |  | System | Residential | 26-SFM-ResidentialSingleFamily-SP_COOL | 0 |  |  |  |  | 92.6187 | 0 | 12.5 | 0 | 0 | 80.1187 | 184.853 |  | kWh | 0.37116 | 0.59287 | Residential |  | Winter Only | [5 empty] | 15 | 0.67 |  |  |  | 1 | 5 | 0 | 0 | 0 | 0 | 0 | 0 | 0 | 0 | 0 | 0 | 2009 Qtr 1: 0; 2009 Qtr 2: 0; 2009 Qtr 3: 0; 2009 Qtr 4: 5; 2010 Qtr 1: 0; 2010 Qtr 2: 0; 2010 Qtr 3: 0; 2010 Qtr 4: 0; 2011 Qtr 1: 0; 2011 Qtr 2: 0; 2011 Qtr 3: 0; 2011 Qtr 4: 0 | 5
0 | 253001-Residential AC SEER 14 CZ 6, 7 or 8 |  | System | Residential | 26-SFM-ResidentialSingleFamily-SP_COOL | 0 |  |  |  |  | 92.6187 | 0 | 12.5 | 0 | 0 | 80.1187 | 184.853 |  | kWh | 0.37116 | 0.59287 | Residential |  | Winter Only | [5 empty] | 15 | 0.67 |  |  |  | 1 | 3 | 0 | 0 | 0 | 0 | 0 | 0 | 0 | 0 | 0 | 0 | 2009 Qtr 1: 0; 2009 Qtr 2: 0; 2009 Qtr 3: 0; 2009 Qtr 4: 3; 2010 Qtr 1: 0; 2010 Qtr 2: 0; 2010 Qtr 3: 0; 2010 Qtr 4: 0; 2011 Qtr 1: 0; 2011 Qtr 2: 0; 2011 Qtr 3: 0; 2011 Qtr 4: 0 | 3
0 | 253001-Residential AC SEER 14 CZ 6, 7 or 8 |  | System | Residential | 26-SFM-ResidentialSingleFamily-SP_COOL | 0 |  |  |  |  | 92.6187 | 0 | 12.5 | 0 | 0 | 80.1187 | 184.853 |  | kWh | 0.37116 | 0.59287 | Residential |  | Winter Only | [5 empty] | 15 | 0.67 |  |  |  | 1 | 4 | 0 | 0 | 0 | 0 | 0 | 0 | 0 | 0 | 0 | 0 | 2009 Qtr 1: 0; 2009 Qtr 2: 0; 2009 Qtr 3: 0; 2009 Qtr 4: 4; 2010 Qtr 1: 0; 2010 Qtr 2: 0; 2010 Qtr 3: 0; 2010 Qtr 4: 0; 2011 Qtr 1: 0; 2011 Qtr 2: 0; 2011 Qtr 3: 0; 2011 Qtr 4: 0 | 4
0 | 253001-Residential AC SEER 14 CZ 6, 7 or 8 |  | System | Residential | 26-SFM-ResidentialSingleFamily-SP_COOL | 0 |  |  |  |  | 92.6187 | 0 | 12.5 | 0 | 0 | 80.1187 | 184.853 |  | kWh | 0.37116 | 0.59287 | Residential |  | Winter Only | [5 empty] | 15 | 0.67 |  |  |  | 1 | 4 | 0 | 0 | 0 | 0 | 0 | 0 | 0 | 0 | 0 | 0 | 2009 Qtr 1: 0; 2009 Qtr 2: 0; 2009 Qtr 3: 0; 2009 Qtr 4: 4; 2010 Qtr 1: 0; 2010 Qtr 2: 0; 2010 Qtr 3: 0; 2010 Qtr 4: 0; 2011 Qtr 1: 0; 2011 Qtr 2: 0; 2011 Qtr 3: 0; 2011 Qtr 4: 0 | 4
0 | 253001-Residential AC SEER 14 CZ 6, 7 or 8 |  | System | Residential | 26-SFM-ResidentialSingleFamily-SP_COOL | 0 |  |  |  |  | 92.6187 | 0 | 12.5 | 0 | 0 | 80.1187 | 184.853 |  | kWh | 0.37116 | 0.59287 | Residential |  | Winter Only | [5 empty] | 15 | 0.67 |  |  |  | 1 | 4 | 0 | 0 | 0 | 0 | 0 | 0 | 0 | 0 | 0 | 0 | 2009 Qtr 1: 0; 2009 Qtr 2: 0; 2009 Qtr 3: 0; 2009 Qtr 4: 4; 2010 Qtr 1: 0; 2010 Qtr 2: 0; 2010 Qtr 3: 0; 2010 Qtr 4: 0; 2011 Qtr 1: 0; 2011 Qtr 2: 0; 2011 Qtr 3: 0; 2011 Qtr 4: 0 | 4
0 | 253002-Residential AC SEER 14 CZ 10, 14, or 15 |  | System | Residential | 26-SFM-ResidentialSingleFamily-SP_COOL | 0 |  |  |  |  | 92.6187 | 0 | 42.85 | 0 | 0 | 49.7687 | 322.849 |  | kWh | 0.37218 | 0.40228 | Residential |  | Winter Only | [5 empty] | 15 | 0.67 |  |  |  | 1 | 4 | 0 | 0 | 0 | 0 | 0 | 0 | 0 | 0 | 0 | 0 | 2009 Qtr 1: 0; 2009 Qtr 2: 0; 2009 Qtr 3: 0; 2009 Qtr 4: 4; 2010 Qtr 1: 0; 2010 Qtr 2: 0; 2010 Qtr 3: 0; 2010 Qtr 4: 0; 2011 Qtr 1: 0; 2011 Qtr 2: 0; 2011 Qtr 3: 0; 2011 Qtr 4: 0 | 4
0 | 253001-Residential AC SEER 14 CZ 6, 7 or 8 |  | System | Residential | 26-SFM-ResidentialSingleFamily-SP_COOL | 0 |  |  |  |  | 92.6187 | 0 | 12.5 | 0 | 0 | 80.1187 | 184.853 |  | kWh | 0.37116 | 0.59287 | Residential |  | Winter Only | [5 empty] | 15 | 0.67 |  |  |  | 1 | 4 | 0 | 0 | 0 | 0 | 0 | 0 | 0 | 0 | 0 | 0 | 2009 Qtr 1: 0; 2009 Qtr 2: 0; 2009 Qtr 3: 0; 2009 Qtr 4: 4; 2010 Qtr 1: 0; 2010 Qtr 2: 0; 2010 Qtr 3: 0; 2010 Qtr 4: 0; 2011 Qtr 1: 0; 2011 Qtr 2: 0; 2011 Qtr 3: 0; 2011 Qtr 4: 0 | 4
0 | 253001-Residential AC SEER 14 CZ 6, 7 or 8 |  | System | Residential | 26-SFM-ResidentialSingleFamily-SP_COOL | 0 |  |  |  |  | 92.6187 | 0 | 12.5 | 0 | 0 | 80.1187 | 184.853 |  | kWh | 0.37116 | 0.59287 | Residential |  | Winter Only | [5 empty] | 15 | 0.67 |  |  |  | 1 | 4 | 0 | 0 | 0 | 0 | 0 | 0 | 0 | 0 | 0 | 0 | 2009 Qtr 1: 0; 2009 Qtr 2: 0; 2009 Qtr 3: 0; 2009 Qtr 4: 4; 2010 Qtr 1: 0; 2010 Qtr 2: 0; 2010 Qtr 3: 0; 2010 Qtr 4: 0; 2011 Qtr 1: 0; 2011 Qtr 2: 0; 2011 Qtr 3: 0; 2011 Qtr 4: 0 | 4
0 | 253001-Residential AC SEER 14 CZ 6, 7 or 8 |  | System | Residential | 26-SFM-ResidentialSingleFamily-SP_COOL | 0 |  |  |  |  | 92.6187 | 0 | 12.5 | 0 | 0 | 80.1187 | 184.853 |  | kWh | 0.37116 | 0.59287 | Residential |  | Winter Only | [5 empty] | 15 | 0.67 |  |  |  | 1 | 4 | 0 | 0 | 0 | 0 | 0 | 0 | 0 | 0 | 0 | 0 | 2009 Qtr 1: 0; 2009 Qtr 2: 0; 2009 Qtr 3: 0; 2009 Qtr 4: 4; 2010 Qtr 1: 0; 2010 Qtr 2: 0; 2010 Qtr 3: 0; 2010 Qtr 4: 0; 2011 Qtr 1: 0; 2011 Qtr 2: 0; 2011 Qtr 3: 0; 2011 Qtr 4: 0 | 4
0 | 253008-Residential AC SEER 14 Early Ret. CZ 10, 14, or 15 |  | System | Residential | 26-SFM-ResidentialSingleFamily-SP_COOL | 0 |  |  |  |  | 642.1695 | 0 | 110 | 0 | 0 | 532.1695 | 322.849 |  | kWh | 0.37218 | 0.40228 | Residential |  | Winter Only | [5 empty] | 15 | 0.67 |  |  |  | 1 | 4 | 0 | 0 | 0 | 0 | 0 | 0 | 0 | 0 | 0 | 0 | 2009 Qtr 1: 0; 2009 Qtr 2: 0; 2009 Qtr 3: 0; 2009 Qtr 4: 4; 2010 Qtr 1: 0; 2010 Qtr 2: 0; 2010 Qtr 3: 0; 2010 Qtr 4: 0; 2011 Qtr 1: 0; 2011 Qtr 2: 0; 2011 Qtr 3: 0; 2011 Qtr 4: 0 | 4
0 | 253007-Residential AC SEER 14 Early Ret. CZ 6, 7 or 8 |  | System | Residential | 26-SFM-ResidentialSingleFamily-SP_COOL | 0 |  |  |  |  | 642.1695 | 0 | 34.7222 | 0 | 0 | 607.4473 | 184.853 |  | kWh | 0.37116 | 0.59287 | Residential |  | Winter Only | [5 empty] | 15 | 0.67 |  |  |  | 1 | 4 | 0 | 0 | 0 | 0 | 0 | 0 | 0 | 0 | 0 | 0 | 2009 Qtr 1: 0; 2009 Qtr 2: 0; 2009 Qtr 3: 0; 2009 Qtr 4: 4; 2010 Qtr 1: 0; 2010 Qtr 2: 0; 2010 Qtr 3: 0; 2010 Qtr 4: 0; 2011 Qtr 1: 0; 2011 Qtr 2: 0; 2011 Qtr 3: 0; 2011 Qtr 4: 0 | 4
0 | 253002-Residential AC SEER 14 CZ 10, 14, or 15 |  | System | Residential | 26-SFM-ResidentialSingleFamily-SP_COOL | 0 |  |  |  |  | 92.6187 | 0 | 42.85 | 0 | 0 | 49.7687 | 322.849 |  | kWh | 0.37218 | 0.40228 | Residential |  | Winter Only | [5 empty] | 15 | 0.67 |  |  |  | 1 | 4 | 0 | 0 | 0 | 0 | 0 | 0 | 0 | 0 | 0 | 0 | 2009 Qtr 1: 0; 2009 Qtr 2: 0; 2009 Qtr 3: 0; 2009 Qtr 4: 4; 2010 Qtr 1: 0; 2010 Qtr 2: 0; 2010 Qtr 3: 0; 2010 Qtr 4: 0; 2011 Qtr 1: 0; 2011 Qtr 2: 0; 2011 Qtr 3: 0; 2011 Qtr 4: 0 | 4
0 | 253002-Residential AC SEER 14 CZ 10, 14, or 15 |  | System | Residential | 26-SFM-ResidentialSingleFamily-SP_COOL | 0 |  |  |  |  | 92.6187 | 0 | 42.85 | 0 | 0 | 49.7687 | 322.849 |  | kWh | 0.37218 | 0.40228 | Residential |  | Winter Only | [5 empty] | 15 | 0.67 |  |  |  | 1 | 4 | 0 | 0 | 0 | 0 | 0 | 0 | 0 | 0 | 0 | 0 | 2009 Qtr 1: 0; 2009 Qtr 2: 0; 2009 Qtr 3: 0; 2009 Qtr 4: 4; 2010 Qtr 1: 0; 2010 Qtr 2: 0; 2010 Qtr 3: 0; 2010 Qtr 4: 0; 2011 Qtr 1: 0; 2011 Qtr 2: 0; 2011 Qtr 3: 0; 2011 Qtr 4: 0 | 4
0 | 253001-Residential AC SEER 14 CZ 6, 7 or 8 |  | System | Residential | 26-SFM-ResidentialSingleFamily-SP_COOL | 0 |  |  |  |  | 92.6187 | 0 | 12.5 | 0 | 0 | 80.1187 | 184.853 |  | kWh | 0.37116 | 0.59287 | Residential |  | Winter Only | [5 empty] | 15 | 0.67 |  |  |  | 1 | 4 | 0 | 0 | 0 | 0 | 0 | 0 | 0 | 0 | 0 | 0 | 2009 Qtr 1: 0; 2009 Qtr 2: 0; 2009 Qtr 3: 0; 2009 Qtr 4: 4; 2010 Qtr 1: 0; 2010 Qtr 2: 0; 2010 Qtr 3: 0; 2010 Qtr 4: 0; 2011 Qtr 1: 0; 2011 Qtr 2: 0; 2011 Qtr 3: 0; 2011 Qtr 4: 0 | 4
0 | 253002-Residential AC SEER 14 CZ 10, 14, or 15 |  | System | Residential | 26-SFM-ResidentialSingleFamily-SP_COOL | 0 |  |  |  |  | 92.6187 | 0 | 42.85 | 0 | 0 | 49.7687 | 322.849 |  | kWh | 0.37218 | 0.40228 | Residential |  | Winter Only | [5 empty] | 15 | 0.67 |  |  |  | 1 | 4 | 0 | 0 | 0 | 0 | 0 | 0 | 0 | 0 | 0 | 0 | 2009 Qtr 1: 0; 2009 Qtr 2: 0; 2009 Qtr 3: 0; 2009 Qtr 4: 4; 2010 Qtr 1: 0; 2010 Qtr 2: 0; 2010 Qtr 3: 0; 2010 Qtr 4: 0; 2011 Qtr 1: 0; 2011 Qtr 2: 0; 2011 Qtr 3: 0; 2011 Qtr 4: 0 | 4
0 | 253007-Residential AC SEER 14 Early Ret. CZ 6, 7 or 8 |  | System | Residential | 26-SFM-ResidentialSingleFamily-SP_COOL | 0 |  |  |  |  | 642.1695 | 0 | 34.7222 | 0 | 0 | 607.4473 | 184.853 |  | kWh | 0.37116 | 0.59287 | Residential |  | Winter Only | [5 empty] | 15 | 0.67 |  |  |  | 1 | 4 | 0 | 0 | 0 | 0 | 0 | 0 | 0 | 0 | 0 | 0 | 2009 Qtr 1: 0; 2009 Qtr 2: 0; 2009 Qtr 3: 0; 2009 Qtr 4: 4; 2010 Qtr 1: 0; 2010 Qtr 2: 0; 2010 Qtr 3: 0; 2010 Qtr 4: 0; 2011 Qtr 1: 0; 2011 Qtr 2: 0; 2011 Qtr 3: 0; 2011 Qtr 4: 0 | 4
0 | 253002-Residential AC SEER 14 CZ 10, 14, or 15 |  | System | Residential | 26-SFM-ResidentialSingleFamily-SP_COOL | 0 |  |  |  |  | 92.6187 | 0 | 42.85 | 0 | 0 | 49.7687 | 322.849 |  | kWh | 0.37218 | 0.40228 | Residential |  | Winter Only | [5 empty] | 15 | 0.67 |  |  |  | 1 | 4 | 0 | 0 | 0 | 0 | 0 | 0 | 0 | 0 | 0 | 0 | 2009 Qtr 1: 0; 2009 Qtr 2: 0; 2009 Qtr 3: 0; 2009 Qtr 4: 4; 2010 Qtr 1: 0; 2010 Qtr 2: 0; 2010 Qtr 3: 0; 2010 Qtr 4: 0; 2011 Qtr 1: 0; 2011 Qtr 2: 0; 2011 Qtr 3: 0; 2011 Qtr 4: 0 | 4
0 | 253001-Residential AC SEER 14 CZ 6, 7 or 8 |  | System | Residential | 26-SFM-ResidentialSingleFamily-SP_COOL | 0 |  |  |  |  | 92.6187 | 0 | 12.5 | 0 | 0 | 80.1187 | 184.853 |  | kWh | 0.37116 | 0.59287 | Residential |  | Winter Only | [5 empty] | 15 | 0.67 |  |  |  | 1 | 4 | 0 | 0 | 0 | 0 | 0 | 0 | 0 | 0 | 0 | 0 | 2009 Qtr 1: 0; 2009 Qtr 2: 0; 2009 Qtr 3: 0; 2009 Qtr 4: 4; 2010 Qtr 1: 0; 2010 Qtr 2: 0; 2010 Qtr 3: 0; 2010 Qtr 4: 0; 2011 Qtr 1: 0; 2011 Qtr 2: 0; 2011 Qtr 3: 0; 2011 Qtr 4: 0 | 4
0 | 253002-Residential AC SEER 14 CZ 10, 14, or 15 |  | System | Residential | 26-SFM-ResidentialSingleFamily-SP_COOL | 0 |  |  |  |  | 92.6187 | 0 | 42.85 | 0 | 0 | 49.7687 | 322.849 |  | kWh | 0.37218 | 0.40228 | Residential |  | Winter Only | [5 empty] | 15 | 0.67 |  |  |  | 1 | 4 | 0 | 0 | 0 | 0 | 0 | 0 | 0 | 0 | 0 | 0 | 2009 Qtr 1: 0; 2009 Qtr 2: 0; 2009 Qtr 3: 0; 2009 Qtr 4: 4; 2010 Qtr 1: 0; 2010 Qtr 2: 0; 2010 Qtr 3: 0; 2010 Qtr 4: 0; 2011 Qtr 1: 0; 2011 Qtr 2: 0; 2011 Qtr 3: 0; 2011 Qtr 4: 0 | 4
0 | 253002-Residential AC SEER 14 CZ 10, 14, or 15 |  | System | Residential | 26-SFM-ResidentialSingleFamily-SP_COOL | 0 |  |  |  |  | 92.6187 | 0 | 42.85 | 0 | 0 | 49.7687 | 322.849 |  | kWh | 0.37218 | 0.40228 | Residential |  | Winter Only | [5 empty] | 15 | 0.67 |  |  |  | 1 | 4 | 0 | 0 | 0 | 0 | 0 | 0 | 0 | 0 | 0 | 0 | 2009 Qtr 1: 0; 2009 Qtr 2: 0; 2009 Qtr 3: 0; 2009 Qtr 4: 4; 2010 Qtr 1: 0; 2010 Qtr 2: 0; 2010 Qtr 3: 0; 2010 Qtr 4: 0; 2011 Qtr 1: 0; 2011 Qtr 2: 0; 2011 Qtr 3: 0; 2011 Qtr 4: 0 | 4
0 | 253002-Residential AC SEER 14 CZ 10, 14, or 15 |  | System | Residential | 26-SFM-ResidentialSingleFamily-SP_COOL | 0 |  |  |  |  | 92.6187 | 0 | 42.85 | 0 | 0 | 49.7687 | 322.849 |  | kWh | 0.37218 | 0.40228 | Residential |  | Winter Only | [5 empty] | 15 | 0.67 |  |  |  | 1 | 4 | 0 | 0 | 0 | 0 | 0 | 0 | 0 | 0 | 0 | 0 | 2009 Qtr 1: 0; 2009 Qtr 2: 0; 2009 Qtr 3: 0; 2009 Qtr 4: 4; 2010 Qtr 1: 0; 2010 Qtr 2: 0; 2010 Qtr 3: 0; 2010 Qtr 4: 0; 2011 Qtr 1: 0; 2011 Qtr 2: 0; 2011 Qtr 3: 0; 2011 Qtr 4: 0 | 4
0 | 253007-Residential AC SEER 14 Early Ret. CZ 6, 7 or 8 |  | System | Residential | 26-SFM-ResidentialSingleFamily-SP_COOL | 0 |  |  |  |  | 642.1695 | 0 | 34.7222 | 0 | 0 | 607.4473 | 184.853 |  | kWh | 0.37116 | 0.59287 | Residential |  | Winter Only | [5 empty] | 15 | 0.67 |  |  |  | 1 | 4 | 0 | 0 | 0 | 0 | 0 | 0 | 0 | 0 | 0 | 0 | 2009 Qtr 1: 0; 2009 Qtr 2: 0; 2009 Qtr 3: 0; 2009 Qtr 4: 4; 2010 Qtr 1: 0; 2010 Qtr 2: 0; 2010 Qtr 3: 0; 2010 Qtr 4: 0; 2011 Qtr 1: 0; 2011 Qtr 2: 0; 2011 Qtr 3: 0; 2011 Qtr 4: 0 | 4
0 | 253001-Residential AC SEER 14 CZ 6, 7 or 8 |  | System | Residential | 26-SFM-ResidentialSingleFamily-SP_COOL | 0 |  |  |  |  | 92.6187 | 0 | 12.5 | 0 | 0 | 80.1187 | 184.853 |  | kWh | 0.37116 | 0.59287 | Residential |  | Winter Only | [5 empty] | 15 | 0.67 |  |  |  | 1 | 4 | 0 | 0 | 0 | 0 | 0 | 0 | 0 | 0 | 0 | 0 | 2009 Qtr 1: 0; 2009 Qtr 2: 0; 2009 Qtr 3: 0; 2009 Qtr 4: 4; 2010 Qtr 1: 0; 2010 Qtr 2: 0; 2010 Qtr 3: 0; 2010 Qtr 4: 0; 2011 Qtr 1: 0; 2011 Qtr 2: 0; 2011 Qtr 3: 0; 2011 Qtr 4: 0 | 4
0 | 253001-Residential AC SEER 14 CZ 6, 7 or 8 |  | System | Residential | 26-SFM-ResidentialSingleFamily-SP_COOL | 0 |  |  |  |  | 92.6187 | 0 | 12.5 | 0 | 0 | 80.1187 | 184.853 |  | kWh | 0.37116 | 0.59287 | Residential |  | Winter Only | [5 empty] | 15 | 0.67 |  |  |  | 1 | 3 | 0 | 0 | 0 | 0 | 0 | 0 | 0 | 0 | 0 | 0 | 2009 Qtr 1: 0; 2009 Qtr 2: 0; 2009 Qtr 3: 0; 2009 Qtr 4: 3; 2010 Qtr 1: 0; 2010 Qtr 2: 0; 2010 Qtr 3: 0; 2010 Qtr 4: 0; 2011 Qtr 1: 0; 2011 Qtr 2: 0; 2011 Qtr 3: 0; 2011 Qtr 4: 0 | 3
0 | 253002-Residential AC SEER 14 CZ 10, 14, or 15 |  | System | Residential | 26-SFM-ResidentialSingleFamily-SP_COOL | 0 |  |  |  |  | 92.6187 | 0 | 42.85 | 0 | 0 | 49.7687 | 322.849 |  | kWh | 0.37218 | 0.40228 | Residential |  | Winter Only | [5 empty] | 15 | 0.67 |  |  |  | 1 | 4 | 0 | 0 | 0 | 0 | 0 | 0 | 0 | 0 | 0 | 0 | 2009 Qtr 1: 0; 2009 Qtr 2: 0; 2009 Qtr 3: 0; 2009 Qtr 4: 4; 2010 Qtr 1: 0; 2010 Qtr 2: 0; 2010 Qtr 3: 0; 2010 Qtr 4: 0; 2011 Qtr 1: 0; 2011 Qtr 2: 0; 2011 Qtr 3: 0; 2011 Qtr 4: 0 | 4
0 | 253002-Residential AC SEER 14 CZ 10, 14, or 15 |  | System | Residential | 26-SFM-ResidentialSingleFamily-SP_COOL | 0 |  |  |  |  | 92.6187 | 0 | 42.85 | 0 | 0 | 49.7687 | 322.849 |  | kWh | 0.37218 | 0.40228 | Residential |  | Winter Only | [5 empty] | 15 | 0.67 |  |  |  | 1 | 4 | 0 | 0 | 0 | 0 | 0 | 0 | 0 | 0 | 0 | 0 | 2009 Qtr 1: 0; 2009 Qtr 2: 0; 2009 Qtr 3: 0; 2009 Qtr 4: 4; 2010 Qtr 1: 0; 2010 Qtr 2: 0; 2010 Qtr 3: 0; 2010 Qtr 4: 0; 2011 Qtr 1: 0; 2011 Qtr 2: 0; 2011 Qtr 3: 0; 2011 Qtr 4: 0 | 4
0 | 253001-Residential AC SEER 14 CZ 6, 7 or 8 |  | System | Residential | 26-SFM-ResidentialSingleFamily-SP_COOL | 0 |  |  |  |  | 92.6187 | 0 | 12.5 | 0 | 0 | 80.1187 | 184.853 |  | kWh | 0.37116 | 0.59287 | Residential |  | Winter Only | [5 empty] | 15 | 0.67 |  |  |  | 1 | 4 | 0 | 0 | 0 | 0 | 0 | 0 | 0 | 0 | 0 | 0 | 2009 Qtr 1: 0; 2009 Qtr 2: 0; 2009 Qtr 3: 0; 2009 Qtr 4: 4; 2010 Qtr 1: 0; 2010 Qtr 2: 0; 2010 Qtr 3: 0; 2010 Qtr 4: 0; 2011 Qtr 1: 0; 2011 Qtr 2: 0; 2011 Qtr 3: 0; 2011 Qtr 4: 0 | 4
0 | 253008-Residential AC SEER 14 Early Ret. CZ 10, 14, or 15 |  | System | Residential | 26-SFM-ResidentialSingleFamily-SP_COOL | 0 |  |  |  |  | 642.1695 | 0 | 110 | 0 | 0 | 532.1695 | 322.849 |  | kWh | 0.37218 | 0.40228 | Residential |  | Winter Only | [5 empty] | 15 | 0.67 |  |  |  | 1 | 4 | 0 | 0 | 0 | 0 | 0 | 0 | 0 | 0 | 0 | 0 | 2009 Qtr 1: 0; 2009 Qtr 2: 0; 2009 Qtr 3: 0; 2009 Qtr 4: 4; 2010 Qtr 1: 0; 2010 Qtr 2: 0; 2010 Qtr 3: 0; 2010 Qtr 4: 0; 2011 Qtr 1: 0; 2011 Qtr 2: 0; 2011 Qtr 3: 0; 2011 Qtr 4: 0 | 4
0 | 253001-Residential AC SEER 14 CZ 6, 7 or 8 |  | System | Residential | 26-SFM-ResidentialSingleFamily-SP_COOL | 0 |  |  |  |  | 92.6187 | 0 | 12.5 | 0 | 0 | 80.1187 | 184.853 |  | kWh | 0.37116 | 0.59287 | Residential |  | Winter Only | [5 empty] | 15 | 0.67 |  |  |  | 1 | 4 | 0 | 0 | 0 | 0 | 0 | 0 | 0 | 0 | 0 | 0 | 2009 Qtr 1: 0; 2009 Qtr 2: 0; 2009 Qtr 3: 0; 2009 Qtr 4: 4; 2010 Qtr 1: 0; 2010 Qtr 2: 0; 2010 Qtr 3: 0; 2010 Qtr 4: 0; 2011 Qtr 1: 0; 2011 Qtr 2: 0; 2011 Qtr 3: 0; 2011 Qtr 4: 0 | 4
0 | 253001-Residential AC SEER 14 CZ 6, 7 or 8 |  | System | Residential | 26-SFM-ResidentialSingleFamily-SP_COOL | 0 |  |  |  |  | 92.6187 | 0 | 12.5 | 0 | 0 | 80.1187 | 184.853 |  | kWh | 0.37116 | 0.59287 | Residential |  | Winter Only | [5 empty] | 15 | 0.67 |  |  |  | 1 | 4 | 0 | 0 | 0 | 0 | 0 | 0 | 0 | 0 | 0 | 0 | 2009 Qtr 1: 0; 2009 Qtr 2: 0; 2009 Qtr 3: 0; 2009 Qtr 4: 4; 2010 Qtr 1: 0; 2010 Qtr 2: 0; 2010 Qtr 3: 0; 2010 Qtr 4: 0; 2011 Qtr 1: 0; 2011 Qtr 2: 0; 2011 Qtr 3: 0; 2011 Qtr 4: 0 | 4
0 | 253001-Residential AC SEER 14 CZ 6, 7 or 8 |  | System | Residential | 26-SFM-ResidentialSingleFamily-SP_COOL | 0 |  |  |  |  | 92.6187 | 0 | 12.5 | 0 | 0 | 80.1187 | 184.853 |  | kWh | 0.37116 | 0.59287 | Residential |  | Winter Only | [5 empty] | 15 | 0.67 |  |  |  | 1 | 4 | 0 | 0 | 0 | 0 | 0 | 0 | 0 | 0 | 0 | 0 | 2009 Qtr 1: 0; 2009 Qtr 2: 0; 2009 Qtr 3: 0; 2009 Qtr 4: 4; 2010 Qtr 1: 0; 2010 Qtr 2: 0; 2010 Qtr 3: 0; 2010 Qtr 4: 0; 2011 Qtr 1: 0; 2011 Qtr 2: 0; 2011 Qtr 3: 0; 2011 Qtr 4: 0 | 4
0 | 253007-Residential AC SEER 14 Early Ret. CZ 6, 7 or 8 |  | System | Residential | 26-SFM-ResidentialSingleFamily-SP_COOL | 0 |  |  |  |  | 642.1695 | 0 | 34.7222 | 0 | 0 | 607.4473 | 184.853 |  | kWh | 0.37116 | 0.59287 | Residential |  | Winter Only | [5 empty] | 15 | 0.67 |  |  |  | 1 | 4 | 0 | 0 | 0 | 0 | 0 | 0 | 0 | 0 | 0 | 0 | 2009 Qtr 1: 0; 2009 Qtr 2: 0; 2009 Qtr 3: 0; 2009 Qtr 4: 4; 2010 Qtr 1: 0; 2010 Qtr 2: 0; 2010 Qtr 3: 0; 2010 Qtr 4: 0; 2011 Qtr 1: 0; 2011 Qtr 2: 0; 2011 Qtr 3: 0; 2011 Qtr 4: 0 | 4
0 | 253001-Residential AC SEER 14 CZ 6, 7 or 8 |  | System | Residential | 26-SFM-ResidentialSingleFamily-SP_COOL | 0 |  |  |  |  | 92.6187 | 0 | 12.5 | 0 | 0 | 80.1187 | 184.853 |  | kWh | 0.37116 | 0.59287 | Residential |  | Winter Only | [5 empty] | 15 | 0.67 |  |  |  | 1 | 4 | 0 | 0 | 0 | 0 | 0 | 0 | 0 | 0 | 0 | 0 | 2009 Qtr 1: 0; 2009 Qtr 2: 0; 2009 Qtr 3: 0; 2009 Qtr 4: 4; 2010 Qtr 1: 0; 2010 Qtr 2: 0; 2010 Qtr 3: 0; 2010 Qtr 4: 0; 2011 Qtr 1: 0; 2011 Qtr 2: 0; 2011 Qtr 3: 0; 2011 Qtr 4: 0 | 4
0 | 253001-Residential AC SEER 14 CZ 6, 7 or 8 |  | System | Residential | 26-SFM-ResidentialSingleFamily-SP_COOL | 0 |  |  |  |  | 92.6187 | 0 | 12.5 | 0 | 0 | 80.1187 | 184.853 |  | kWh | 0.37116 | 0.59287 | Residential |  | Winter Only | [5 empty] | 15 | 0.67 |  |  |  | 1 | 4 | 0 | 0 | 0 | 0 | 0 | 0 | 0 | 0 | 0 | 0 | 2009 Qtr 1: 0; 2009 Qtr 2: 0; 2009 Qtr 3: 0; 2009 Qtr 4: 4; 2010 Qtr 1: 0; 2010 Qtr 2: 0; 2010 Qtr 3: 0; 2010 Qtr 4: 0; 2011 Qtr 1: 0; 2011 Qtr 2: 0; 2011 Qtr 3: 0; 2011 Qtr 4: 0 | 4
0 | 253002-Residential AC SEER 14 CZ 10, 14, or 15 |  | System | Residential | 26-SFM-ResidentialSingleFamily-SP_COOL | 0 |  |  |  |  | 92.6187 | 0 | 42.85 | 0 | 0 | 49.7687 | 322.849 |  | kWh | 0.37218 | 0.40228 | Residential |  | Winter Only | [5 empty] | 15 | 0.67 |  |  |  | 1 | 4 | 0 | 0 | 0 | 0 | 0 | 0 | 0 | 0 | 0 | 0 | 2009 Qtr 1: 0; 2009 Qtr 2: 0; 2009 Qtr 3: 0; 2009 Qtr 4: 4; 2010 Qtr 1: 0; 2010 Qtr 2: 0; 2010 Qtr 3: 0; 2010 Qtr 4: 0; 2011 Qtr 1: 0; 2011 Qtr 2: 0; 2011 Qtr 3: 0; 2011 Qtr 4: 0 | 4
0 | 253001-Residential AC SEER 14 CZ 6, 7 or 8 |  | System | Residential | 26-SFM-ResidentialSingleFamily-SP_COOL | 0 |  |  |  |  | 92.6187 | 0 | 12.5 | 0 | 0 | 80.1187 | 184.853 |  | kWh | 0.37116 | 0.59287 | Residential |  | Winter Only | [5 empty] | 15 | 0.67 |  |  |  | 1 | 4 | 0 | 0 | 0 | 0 | 0 | 0 | 0 | 0 | 0 | 0 | 2009 Qtr 1: 0; 2009 Qtr 2: 0; 2009 Qtr 3: 0; 2009 Qtr 4: 4; 2010 Qtr 1: 0; 2010 Qtr 2: 0; 2010 Qtr 3: 0; 2010 Qtr 4: 0; 2011 Qtr 1: 0; 2011 Qtr 2: 0; 2011 Qtr 3: 0; 2011 Qtr 4: 0 | 4
0 | 253001-Residential AC SEER 14 CZ 6, 7 or 8 |  | System | Residential | 26-SFM-ResidentialSingleFamily-SP_COOL | 0 |  |  |  |  | 92.6187 | 0 | 12.5 | 0 | 0 | 80.1187 | 184.853 |  | kWh | 0.37116 | 0.59287 | Residential |  | Winter Only | [5 empty] | 15 | 0.67 |  |  |  | 1 | 4 | 0 | 0 | 0 | 0 | 0 | 0 | 0 | 0 | 0 | 0 | 2009 Qtr 1: 0; 2009 Qtr 2: 0; 2009 Qtr 3: 0; 2009 Qtr 4: 4; 2010 Qtr 1: 0; 2010 Qtr 2: 0; 2010 Qtr 3: 0; 2010 Qtr 4: 0; 2011 Qtr 1: 0; 2011 Qtr 2: 0; 2011 Qtr 3: 0; 2011 Qtr 4: 0 | 4
0 | 253001-Residential AC SEER 14 CZ 6, 7 or 8 |  | System | Residential | 26-SFM-ResidentialSingleFamily-SP_COOL | 0 |  |  |  |  | 92.6187 | 0 | 12.5 | 0 | 0 | 80.1187 | 184.853 |  | kWh | 0.37116 | 0.59287 | Residential |  | Winter Only | [5 empty] | 15 | 0.67 |  |  |  | 1 | 4 | 0 | 0 | 0 | 0 | 0 | 0 | 0 | 0 | 0 | 0 | 2009 Qtr 1: 0; 2009 Qtr 2: 0; 2009 Qtr 3: 0; 2009 Qtr 4: 4; 2010 Qtr 1: 0; 2010 Qtr 2: 0; 2010 Qtr 3: 0; 2010 Qtr 4: 0; 2011 Qtr 1: 0; 2011 Qtr 2: 0; 2011 Qtr 3: 0; 2011 Qtr 4: 0 | 4
0 | 253001-Residential AC SEER 14 CZ 6, 7 or 8 |  | System | Residential | 26-SFM-ResidentialSingleFamily-SP_COOL | 0 |  |  |  |  | 92.6187 | 0 | 12.5 | 0 | 0 | 80.1187 | 184.853 |  | kWh | 0.37116 | 0.59287 | Residential |  | Winter Only | [5 empty] | 15 | 0.67 |  |  |  | 1 | 4 | 0 | 0 | 0 | 0 | 0 | 0 | 0 | 0 | 0 | 0 | 2009 Qtr 1: 0; 2009 Qtr 2: 0; 2009 Qtr 3: 0; 2009 Qtr 4: 4; 2010 Qtr 1: 0; 2010 Qtr 2: 0; 2010 Qtr 3: 0; 2010 Qtr 4: 0; 2011 Qtr 1: 0; 2011 Qtr 2: 0; 2011 Qtr 3: 0; 2011 Qtr 4: 0 | 4
0 | 253007-Residential AC SEER 14 Early Ret. CZ 6, 7 or 8 |  | System | Residential | 26-SFM-ResidentialSingleFamily-SP_COOL | 0 |  |  |  |  | 642.1695 | 0 | 34.7222 | 0 | 0 | 607.4473 | 184.853 |  | kWh | 0.37116 | 0.59287 | Residential |  | Winter Only | [5 empty] | 15 | 0.67 |  |  |  | 1 | 4 | 0 | 0 | 0 | 0 | 0 | 0 | 0 | 0 | 0 | 0 | 2009 Qtr 1: 0; 2009 Qtr 2: 0; 2009 Qtr 3: 0; 2009 Qtr 4: 4; 2010 Qtr 1: 0; 2010 Qtr 2: 0; 2010 Qtr 3: 0; 2010 Qtr 4: 0; 2011 Qtr 1: 0; 2011 Qtr 2: 0; 2011 Qtr 3: 0; 2011 Qtr 4: 0 | 4
0 | 253001-Residential AC SEER 14 CZ 6, 7 or 8 |  | System | Residential | 26-SFM-ResidentialSingleFamily-SP_COOL | 0 |  |  |  |  | 92.6187 | 0 | 12.5 | 0 | 0 | 80.1187 | 184.853 |  | kWh | 0.37116 | 0.59287 | Residential |  | Winter Only | [5 empty] | 15 | 0.67 |  |  |  | 1 | 4 | 0 | 0 | 0 | 0 | 0 | 0 | 0 | 0 | 0 | 0 | 2009 Qtr 1: 0; 2009 Qtr 2: 0; 2009 Qtr 3: 0; 2009 Qtr 4: 4; 2010 Qtr 1: 0; 2010 Qtr 2: 0; 2010 Qtr 3: 0; 2010 Qtr 4: 0; 2011 Qtr 1: 0; 2011 Qtr 2: 0; 2011 Qtr 3: 0; 2011 Qtr 4: 0 | 4
0 | 253001-Residential AC SEER 14 CZ 6, 7 or 8 |  | System | Residential | 26-SFM-ResidentialSingleFamily-SP_COOL | 0 |  |  |  |  | 92.6187 | 0 | 12.5 | 0 | 0 | 80.1187 | 184.853 |  | kWh | 0.37116 | 0.59287 | Residential |  | Winter Only | [5 empty] | 15 | 0.67 |  |  |  | 1 | 4 | 0 | 0 | 0 | 0 | 0 | 0 | 0 | 0 | 0 | 0 | 2009 Qtr 1: 0; 2009 Qtr 2: 0; 2009 Qtr 3: 0; 2009 Qtr 4: 4; 2010 Qtr 1: 0; 2010 Qtr 2: 0; 2010 Qtr 3: 0; 2010 Qtr 4: 0; 2011 Qtr 1: 0; 2011 Qtr 2: 0; 2011 Qtr 3: 0; 2011 Qtr 4: 0 | 4
0 | 253007-Residential AC SEER 14 Early Ret. CZ 6, 7 or 8 |  | System | Residential | 26-SFM-ResidentialSingleFamily-SP_COOL | 0 |  |  |  |  | 642.1695 | 0 | 34.7222 | 0 | 0 | 607.4473 | 184.853 |  | kWh | 0.37116 | 0.59287 | Residential |  | Winter Only | [5 empty] | 15 | 0.67 |  |  |  | 1 | 4 | 0 | 0 | 0 | 0 | 0 | 0 | 0 | 0 | 0 | 0 | 2009 Qtr 1: 0; 2009 Qtr 2: 0; 2009 Qtr 3: 0; 2009 Qtr 4: 4; 2010 Qtr 1: 0; 2010 Qtr 2: 0; 2010 Qtr 3: 0; 2010 Qtr 4: 0; 2011 Qtr 1: 0; 2011 Qtr 2: 0; 2011 Qtr 3: 0; 2011 Qtr 4: 0 | 4
0 | 253001-Residential AC SEER 14 CZ 6, 7 or 8 |  | System | Residential | 26-SFM-ResidentialSingleFamily-SP_COOL | 0 |  |  |  |  | 92.6187 | 0 | 12.5 | 0 | 0 | 80.1187 | 184.853 |  | kWh | 0.37116 | 0.59287 | Residential |  | Winter Only | [5 empty] | 15 | 0.67 |  |  |  | 1 | 5 | 0 | 0 | 0 | 0 | 0 | 0 | 0 | 0 | 0 | 0 | 2009 Qtr 1: 0; 2009 Qtr 2: 0; 2009 Qtr 3: 0; 2009 Qtr 4: 5; 2010 Qtr 1: 0; 2010 Qtr 2: 0; 2010 Qtr 3: 0; 2010 Qtr 4: 0; 2011 Qtr 1: 0; 2011 Qtr 2: 0; 2011 Qtr 3: 0; 2011 Qtr 4: 0 | 5
0 | 253001-Residential AC SEER 14 CZ 6, 7 or 8 |  | System | Residential | 26-SFM-ResidentialSingleFamily-SP_COOL | 0 |  |  |  |  | 92.6187 | 0 | 12.5 | 0 | 0 | 80.1187 | 184.853 |  | kWh | 0.37116 | 0.59287 | Residential |  | Winter Only | [5 empty] | 15 | 0.67 |  |  |  | 1 | 4 | 0 | 0 | 0 | 0 | 0 | 0 | 0 | 0 | 0 | 0 | 2009 Qtr 1: 0; 2009 Qtr 2: 0; 2009 Qtr 3: 0; 2009 Qtr 4: 4; 2010 Qtr 1: 0; 2010 Qtr 2: 0; 2010 Qtr 3: 0; 2010 Qtr 4: 0; 2011 Qtr 1: 0; 2011 Qtr 2: 0; 2011 Qtr 3: 0; 2011 Qtr 4: 0 | 4
0 | 253001-Residential AC SEER 14 CZ 6, 7 or 8 |  | System | Residential | 26-SFM-ResidentialSingleFamily-SP_COOL | 0 |  |  |  |  | 92.6187 | 0 | 12.5 | 0 | 0 | 80.1187 | 184.853 |  | kWh | 0.37116 | 0.59287 | Residential |  | Winter Only | [5 empty] | 15 | 0.67 |  |  |  | 1 | 4 | 0 | 0 | 0 | 0 | 0 | 0 | 0 | 0 | 0 | 0 | 2009 Qtr 1: 0; 2009 Qtr 2: 0; 2009 Qtr 3: 0; 2009 Qtr 4: 4; 2010 Qtr 1: 0; 2010 Qtr 2: 0; 2010 Qtr 3: 0; 2010 Qtr 4: 0; 2011 Qtr 1: 0; 2011 Qtr 2: 0; 2011 Qtr 3: 0; 2011 Qtr 4: 0 | 4
0 | 253001-Residential AC SEER 14 CZ 6, 7 or 8 |  | System | Residential | 26-SFM-ResidentialSingleFamily-SP_COOL | 0 |  |  |  |  | 92.6187 | 0 | 12.5 | 0 | 0 | 80.1187 | 184.853 |  | kWh | 0.37116 | 0.59287 | Residential |  | Winter Only | [5 empty] | 15 | 0.67 |  |  |  | 1 | 4 | 0 | 0 | 0 | 0 | 0 | 0 | 0 | 0 | 0 | 0 | 2009 Qtr 1: 0; 2009 Qtr 2: 0; 2009 Qtr 3: 0; 2009 Qtr 4: 4; 2010 Qtr 1: 0; 2010 Qtr 2: 0; 2010 Qtr 3: 0; 2010 Qtr 4: 0; 2011 Qtr 1: 0; 2011 Qtr 2: 0; 2011 Qtr 3: 0; 2011 Qtr 4: 0 | 4
0 | 253001-Residential AC SEER 14 CZ 6, 7 or 8 |  | System | Residential | 26-SFM-ResidentialSingleFamily-SP_COOL | 0 |  |  |  |  | 92.6187 | 0 | 12.5 | 0 | 0 | 80.1187 | 184.853 |  | kWh | 0.37116 | 0.59287 | Residential |  | Winter Only | [5 empty] | 15 | 0.67 |  |  |  | 1 | 4 | 0 | 0 | 0 | 0 | 0 | 0 | 0 | 0 | 0 | 0 | 2009 Qtr 1: 0; 2009 Qtr 2: 0; 2009 Qtr 3: 0; 2009 Qtr 4: 4; 2010 Qtr 1: 0; 2010 Qtr 2: 0; 2010 Qtr 3: 0; 2010 Qtr 4: 0; 2011 Qtr 1: 0; 2011 Qtr 2: 0; 2011 Qtr 3: 0; 2011 Qtr 4: 0 | 4
0 | 253001-Residential AC SEER 14 CZ 6, 7 or 8 |  | System | Residential | 26-SFM-ResidentialSingleFamily-SP_COOL | 0 |  |  |  |  | 92.6187 | 0 | 12.5 | 0 | 0 | 80.1187 | 184.853 |  | kWh | 0.37116 | 0.59287 | Residential |  | Winter Only | [5 empty] | 15 | 0.67 |  |  |  | 1 | 4 | 0 | 0 | 0 | 0 | 0 | 0 | 0 | 0 | 0 | 0 | 2009 Qtr 1: 0; 2009 Qtr 2: 0; 2009 Qtr 3: 0; 2009 Qtr 4: 4; 2010 Qtr 1: 0; 2010 Qtr 2: 0; 2010 Qtr 3: 0; 2010 Qtr 4: 0; 2011 Qtr 1: 0; 2011 Qtr 2: 0; 2011 Qtr 3: 0; 2011 Qtr 4: 0 | 4
0 | 253001-Residential AC SEER 14 CZ 6, 7 or 8 |  | System | Residential | 26-SFM-ResidentialSingleFamily-SP_COOL | 0 |  |  |  |  | 92.6187 | 0 | 12.5 | 0 | 0 | 80.1187 | 184.853 |  | kWh | 0.37116 | 0.59287 | Residential |  | Winter Only | [5 empty] | 15 | 0.67 |  |  |  | 1 | 4 | 0 | 0 | 0 | 0 | 0 | 0 | 0 | 0 | 0 | 0 | 2009 Qtr 1: 0; 2009 Qtr 2: 0; 2009 Qtr 3: 0; 2009 Qtr 4: 4; 2010 Qtr 1: 0; 2010 Qtr 2: 0; 2010 Qtr 3: 0; 2010 Qtr 4: 0; 2011 Qtr 1: 0; 2011 Qtr 2: 0; 2011 Qtr 3: 0; 2011 Qtr 4: 0 | 4
0 | 253013-Residential HP SEER 15 CZ 6, 7 or 8 |  | System | Residential | 26-SFM-ResidentialSingleFamily-SP_COOL | 0 |  |  |  |  | 173.614 | 0 | 30 | 0 | 0 | 143.614 | 663.284 |  | kWh | 0.36804 | 0 | Residential | [7 empty] | 15 | 0.67 |  |  |  | 1 | 1 | 0 | 0 | 0 | 0 | 0 | 0 | 0 | 0 | 0 | 0 | 2009 Qtr 1: 0; 2009 Qtr 2: 0; 2009 Qtr 3: 0; 2009 Qtr 4: 1; 2010 Qtr 1: 0; 2010 Qtr 2: 0; 2010 Qtr 3: 0; 2010 Qtr 4: 0; 2011 Qtr 1: 0; 2011 Qtr 2: 0; 2011 Qtr 3: 0; 2011 Qtr 4: 0 | 1
0 | 253001-Residential AC SEER 14 CZ 6, 7 or 8 |  | System | Residential | 26-SFM-ResidentialSingleFamily-SP_COOL | 0 |  |  |  |  | 92.6187 | 0 | 12.5 | 0 | 0 | 80.1187 | 184.853 |  | kWh | 0.37116 | 0.59287 | Residential |  | Winter Only | [5 empty] | 15 | 0.67 |  |  |  | 1 | 4 | 0 | 0 | 0 | 0 | 0 | 0 | 0 | 0 | 0 | 0 | 2009 Qtr 1: 0; 2009 Qtr 2: 0; 2009 Qtr 3: 0; 2009 Qtr 4: 4; 2010 Qtr 1: 0; 2010 Qtr 2: 0; 2010 Qtr 3: 0; 2010 Qtr 4: 0; 2011 Qtr 1: 0; 2011 Qtr 2: 0; 2011 Qtr 3: 0; 2011 Qtr 4: 0 | 4
0 | 253001-Residential AC SEER 14 CZ 6, 7 or 8 |  | System | Residential | 26-SFM-ResidentialSingleFamily-SP_COOL | 0 |  |  |  |  | 92.6187 | 0 | 12.5 | 0 | 0 | 80.1187 | 184.853 |  | kWh | 0.37116 | 0.59287 | Residential |  | Winter Only | [5 empty] | 15 | 0.67 |  |  |  | 1 | 4 | 0 | 0 | 0 | 0 | 0 | 0 | 0 | 0 | 0 | 0 | 2009 Qtr 1: 0; 2009 Qtr 2: 0; 2009 Qtr 3: 0; 2009 Qtr 4: 4; 2010 Qtr 1: 0; 2010 Qtr 2: 0; 2010 Qtr 3: 0; 2010 Qtr 4: 0; 2011 Qtr 1: 0; 2011 Qtr 2: 0; 2011 Qtr 3: 0; 2011 Qtr 4: 0 | 4
0 | 253001-Residential AC SEER 14 CZ 6, 7 or 8 |  | System | Residential | 26-SFM-ResidentialSingleFamily-SP_COOL | 0 |  |  |  |  | 92.6187 | 0 | 12.5 | 0 | 0 | 80.1187 | 184.853 |  | kWh | 0.37116 | 0.59287 | Residential |  | Winter Only | [5 empty] | 15 | 0.67 |  |  |  | 1 | 4 | 0 | 0 | 0 | 0 | 0 | 0 | 0 | 0 | 0 | 0 | 2009 Qtr 1: 0; 2009 Qtr 2: 0; 2009 Qtr 3: 0; 2009 Qtr 4: 4; 2010 Qtr 1: 0; 2010 Qtr 2: 0; 2010 Qtr 3: 0; 2010 Qtr 4: 0; 2011 Qtr 1: 0; 2011 Qtr 2: 0; 2011 Qtr 3: 0; 2011 Qtr 4: 0 | 4
0 | 253001-Residential AC SEER 14 CZ 6, 7 or 8 |  | System | Residential | 26-SFM-ResidentialSingleFamily-SP_COOL | 0 |  |  |  |  | 92.6187 | 0 | 12.5 | 0 | 0 | 80.1187 | 184.853 |  | kWh | 0.37116 | 0.59287 | Residential |  | Winter Only | [5 empty] | 15 | 0.67 |  |  |  | 1 | 4 | 0 | 0 | 0 | 0 | 0 | 0 | 0 | 0 | 0 | 0 | 2009 Qtr 1: 0; 2009 Qtr 2: 0; 2009 Qtr 3: 0; 2009 Qtr 4: 4; 2010 Qtr 1: 0; 2010 Qtr 2: 0; 2010 Qtr 3: 0; 2010 Qtr 4: 0; 2011 Qtr 1: 0; 2011 Qtr 2: 0; 2011 Qtr 3: 0; 2011 Qtr 4: 0 | 4
0 | 253001-Residential AC SEER 14 CZ 6, 7 or 8 |  | System | Residential | 26-SFM-ResidentialSingleFamily-SP_COOL | 0 |  |  |  |  | 92.6187 | 0 | 12.5 | 0 | 0 | 80.1187 | 184.853 |  | kWh | 0.37116 | 0.59287 | Residential |  | Winter Only | [5 empty] | 15 | 0.67 |  |  |  | 1 | 4 | 0 | 0 | 0 | 0 | 0 | 0 | 0 | 0 | 0 | 0 | 2009 Qtr 1: 0; 2009 Qtr 2: 0; 2009 Qtr 3: 0; 2009 Qtr 4: 4; 2010 Qtr 1: 0; 2010 Qtr 2: 0; 2010 Qtr 3: 0; 2010 Qtr 4: 0; 2011 Qtr 1: 0; 2011 Qtr 2: 0; 2011 Qtr 3: 0; 2011 Qtr 4: 0 | 4
0 | 253001-Residential AC SEER 14 CZ 6, 7 or 8 |  | System | Residential | 26-SFM-ResidentialSingleFamily-SP_COOL | 0 |  |  |  |  | 92.6187 | 0 | 12.5 | 0 | 0 | 80.1187 | 184.853 |  | kWh | 0.37116 | 0.59287 | Residential |  | Winter Only | [5 empty] | 15 | 0.67 |  |  |  | 1 | 4 | 0 | 0 | 0 | 0 | 0 | 0 | 0 | 0 | 0 | 0 | 2009 Qtr 1: 0; 2009 Qtr 2: 0; 2009 Qtr 3: 0; 2009 Qtr 4: 4; 2010 Qtr 1: 0; 2010 Qtr 2: 0; 2010 Qtr 3: 0; 2010 Qtr 4: 0; 2011 Qtr 1: 0; 2011 Qtr 2: 0; 2011 Qtr 3: 0; 2011 Qtr 4: 0 | 4
0 | 253002-Residential AC SEER 14 CZ 10, 14, or 15 |  | System | Residential | 26-SFM-ResidentialSingleFamily-SP_COOL | 0 |  |  |  |  | 92.6187 | 0 | 42.85 | 0 | 0 | 49.7687 | 322.849 |  | kWh | 0.37218 | 0.40228 | Residential |  | Winter Only | [5 empty] | 15 | 0.67 |  |  |  | 1 | 4 | 0 | 0 | 0 | 0 | 0 | 0 | 0 | 0 | 0 | 0 | 2009 Qtr 1: 0; 2009 Qtr 2: 0; 2009 Qtr 3: 0; 2009 Qtr 4: 4; 2010 Qtr 1: 0; 2010 Qtr 2: 0; 2010 Qtr 3: 0; 2010 Qtr 4: 0; 2011 Qtr 1: 0; 2011 Qtr 2: 0; 2011 Qtr 3: 0; 2011 Qtr 4: 0 | 4
0 | 253001-Residential AC SEER 14 CZ 6, 7 or 8 |  | System | Residential | 26-SFM-ResidentialSingleFamily-SP_COOL | 0 |  |  |  |  | 92.6187 | 0 | 12.5 | 0 | 0 | 80.1187 | 184.853 |  | kWh | 0.37116 | 0.59287 | Residential |  | Winter Only | [5 empty] | 15 | 0.67 |  |  |  | 1 | 4 | 0 | 0 | 0 | 0 | 0 | 0 | 0 | 0 | 0 | 0 | 2009 Qtr 1: 0; 2009 Qtr 2: 0; 2009 Qtr 3: 0; 2009 Qtr 4: 4; 2010 Qtr 1: 0; 2010 Qtr 2: 0; 2010 Qtr 3: 0; 2010 Qtr 4: 0; 2011 Qtr 1: 0; 2011 Qtr 2: 0; 2011 Qtr 3: 0; 2011 Qtr 4: 0 | 4
0 | 253001-Residential AC SEER 14 CZ 6, 7 or 8 |  | System | Residential | 26-SFM-ResidentialSingleFamily-SP_COOL | 0 |  |  |  |  | 92.6187 | 0 | 12.5 | 0 | 0 | 80.1187 | 184.853 |  | kWh | 0.37116 | 0.59287 | Residential |  | Winter Only | [5 empty] | 15 | 0.67 |  |  |  | 1 | 4 | 0 | 0 | 0 | 0 | 0 | 0 | 0 | 0 | 0 | 0 | 2009 Qtr 1: 0; 2009 Qtr 2: 0; 2009 Qtr 3: 0; 2009 Qtr 4: 4; 2010 Qtr 1: 0; 2010 Qtr 2: 0; 2010 Qtr 3: 0; 2010 Qtr 4: 0; 2011 Qtr 1: 0; 2011 Qtr 2: 0; 2011 Qtr 3: 0; 2011 Qtr 4: 0 | 4
0 | 253003-Residential AC SEER 15 CZ 6, 7 or 8 |  | System | Residential | 26-SFM-ResidentialSingleFamily-SP_COOL | 0 |  |  |  |  | 185.2374 | 0 | 30 | 0 | 0 | 155.2374 | 219.055 |  | kWh | 0.38807 | -1.3318 | Residential |  | Winter Only | [5 empty] | 15 | 0.67 |  |  |  | 1 | 2 | 0 | 0 | 0 | 0 | 0 | 0 | 0 | 0 | 0 | 0 | 2009 Qtr 1: 0; 2009 Qtr 2: 0; 2009 Qtr 3: 0; 2009 Qtr 4: 2; 2010 Qtr 1: 0; 2010 Qtr 2: 0; 2010 Qtr 3: 0; 2010 Qtr 4: 0; 2011 Qtr 1: 0; 2011 Qtr 2: 0; 2011 Qtr 3: 0; 2011 Qtr 4: 0 | 2
0 | 253001-Residential AC SEER 14 CZ 6, 7 or 8 |  | System | Residential | 26-SFM-ResidentialSingleFamily-SP_COOL | 0 |  |  |  |  | 92.6187 | 0 | 12.5 | 0 | 0 | 80.1187 | 184.853 |  | kWh | 0.37116 | 0.59287 | Residential |  | Winter Only | [5 empty] | 15 | 0.67 |  |  |  | 1 | 4 | 0 | 0 | 0 | 0 | 0 | 0 | 0 | 0 | 0 | 0 | 2009 Qtr 1: 0; 2009 Qtr 2: 0; 2009 Qtr 3: 0; 2009 Qtr 4: 4; 2010 Qtr 1: 0; 2010 Qtr 2: 0; 2010 Qtr 3: 0; 2010 Qtr 4: 0; 2011 Qtr 1: 0; 2011 Qtr 2: 0; 2011 Qtr 3: 0; 2011 Qtr 4: 0 | 4
0 | 253001-Residential AC SEER 14 CZ 6, 7 or 8 |  | System | Residential | 26-SFM-ResidentialSingleFamily-SP_COOL | 0 |  |  |  |  | 92.6187 | 0 | 12.5 | 0 | 0 | 80.1187 | 184.853 |  | kWh | 0.37116 | 0.59287 | Residential |  | Winter Only | [5 empty] | 15 | 0.67 |  |  |  | 1 | 4 | 0 | 0 | 0 | 0 | 0 | 0 | 0 | 0 | 0 | 0 | 2009 Qtr 1: 0; 2009 Qtr 2: 0; 2009 Qtr 3: 0; 2009 Qtr 4: 4; 2010 Qtr 1: 0; 2010 Qtr 2: 0; 2010 Qtr 3: 0; 2010 Qtr 4: 0; 2011 Qtr 1: 0; 2011 Qtr 2: 0; 2011 Qtr 3: 0; 2011 Qtr 4: 0 | 4
0 | 253001-Residential AC SEER 14 CZ 6, 7 or 8 |  | System | Residential | 26-SFM-ResidentialSingleFamily-SP_COOL | 0 |  |  |  |  | 92.6187 | 0 | 12.5 | 0 | 0 | 80.1187 | 184.853 |  | kWh | 0.37116 | 0.59287 | Residential |  | Winter Only | [5 empty] | 15 | 0.67 |  |  |  | 1 | 4 | 0 | 0 | 0 | 0 | 0 | 0 | 0 | 0 | 0 | 0 | 2009 Qtr 1: 0; 2009 Qtr 2: 0; 2009 Qtr 3: 0; 2009 Qtr 4: 4; 2010 Qtr 1: 0; 2010 Qtr 2: 0; 2010 Qtr 3: 0; 2010 Qtr 4: 0; 2011 Qtr 1: 0; 2011 Qtr 2: 0; 2011 Qtr 3: 0; 2011 Qtr 4: 0 | 4
0 | 253002-Residential AC SEER 14 CZ 10, 14, or 15 |  | System | Residential | 26-SFM-ResidentialSingleFamily-SP_COOL | 0 |  |  |  |  | 92.6187 | 0 | 42.85 | 0 | 0 | 49.7687 | 322.849 |  | kWh | 0.37218 | 0.40228 | Residential |  | Winter Only | [5 empty] | 15 | 0.67 |  |  |  | 1 | 4 | 0 | 0 | 0 | 0 | 0 | 0 | 0 | 0 | 0 | 0 | 2009 Qtr 1: 0; 2009 Qtr 2: 0; 2009 Qtr 3: 0; 2009 Qtr 4: 4; 2010 Qtr 1: 0; 2010 Qtr 2: 0; 2010 Qtr 3: 0; 2010 Qtr 4: 0; 2011 Qtr 1: 0; 2011 Qtr 2: 0; 2011 Qtr 3: 0; 2011 Qtr 4: 0 | 4
0 | 253001-Residential AC SEER 14 CZ 6, 7 or 8 |  | System | Residential | 26-SFM-ResidentialSingleFamily-SP_COOL | 0 |  |  |  |  | 92.6187 | 0 | 12.5 | 0 | 0 | 80.1187 | 184.853 |  | kWh | 0.37116 | 0.59287 | Residential |  | Winter Only | [5 empty] | 15 | 0.67 |  |  |  | 1 | 4 | 0 | 0 | 0 | 0 | 0 | 0 | 0 | 0 | 0 | 0 | 2009 Qtr 1: 0; 2009 Qtr 2: 0; 2009 Qtr 3: 0; 2009 Qtr 4: 4; 2010 Qtr 1: 0; 2010 Qtr 2: 0; 2010 Qtr 3: 0; 2010 Qtr 4: 0; 2011 Qtr 1: 0; 2011 Qtr 2: 0; 2011 Qtr 3: 0; 2011 Qtr 4: 0 | 4
0 | 253002-Residential AC SEER 14 CZ 10, 14, or 15 |  | System | Residential | 26-SFM-ResidentialSingleFamily-SP_COOL | 0 |  |  |  |  | 92.6187 | 0 | 42.85 | 0 | 0 | 49.7687 | 322.849 |  | kWh | 0.37218 | 0.40228 | Residential |  | Winter Only | [5 empty] | 15 | 0.67 |  |  |  | 1 | 4 | 0 | 0 | 0 | 0 | 0 | 0 | 0 | 0 | 0 | 0 | 2009 Qtr 1: 0; 2009 Qtr 2: 0; 2009 Qtr 3: 0; 2009 Qtr 4: 4; 2010 Qtr 1: 0; 2010 Qtr 2: 0; 2010 Qtr 3: 0; 2010 Qtr 4: 0; 2011 Qtr 1: 0; 2011 Qtr 2: 0; 2011 Qtr 3: 0; 2011 Qtr 4: 0 | 4
0 | 253002-Residential AC SEER 14 CZ 10, 14, or 15 |  | System | Residential | 26-SFM-ResidentialSingleFamily-SP_COOL | 0 |  |  |  |  | 92.6187 | 0 | 42.85 | 0 | 0 | 49.7687 | 322.849 |  | kWh | 0.37218 | 0.40228 | Residential |  | Winter Only | [5 empty] | 15 | 0.67 |  |  |  | 1 | 3 | 0 | 0 | 0 | 0 | 0 | 0 | 0 | 0 | 0 | 0 | 2009 Qtr 1: 0; 2009 Qtr 2: 0; 2009 Qtr 3: 0; 2009 Qtr 4: 3; 2010 Qtr 1: 0; 2010 Qtr 2: 0; 2010 Qtr 3: 0; 2010 Qtr 4: 0; 2011 Qtr 1: 0; 2011 Qtr 2: 0; 2011 Qtr 3: 0; 2011 Qtr 4: 0 | 3
0 | 253008-Residential AC SEER 14 Early Ret. CZ 10, 14, or 15 |  | System | Residential | 26-SFM-ResidentialSingleFamily-SP_COOL | 0 |  |  |  |  | 642.1695 | 0 | 110 | 0 | 0 | 532.1695 | 322.849 |  | kWh | 0.37218 | 0.40228 | Residential |  | Winter Only | [5 empty] | 15 | 0.67 |  |  |  | 1 | 4 | 0 | 0 | 0 | 0 | 0 | 0 | 0 | 0 | 0 | 0 | 2009 Qtr 1: 0; 2009 Qtr 2: 0; 2009 Qtr 3: 0; 2009 Qtr 4: 4; 2010 Qtr 1: 0; 2010 Qtr 2: 0; 2010 Qtr 3: 0; 2010 Qtr 4: 0; 2011 Qtr 1: 0; 2011 Qtr 2: 0; 2011 Qtr 3: 0; 2011 Qtr 4: 0 | 4
0 | 253008-Residential AC SEER 14 Early Ret. CZ 10, 14, or 15 |  | System | Residential | 26-SFM-ResidentialSingleFamily-SP_COOL | 0 |  |  |  |  | 642.1695 | 0 | 110 | 0 | 0 | 532.1695 | 322.849 |  | kWh | 0.37218 | 0.40228 | Residential |  | Winter Only | [5 empty] | 15 | 0.67 |  |  |  | 1 | 4 | 0 | 0 | 0 | 0 | 0 | 0 | 0 | 0 | 0 | 0 | 2009 Qtr 1: 0; 2009 Qtr 2: 0; 2009 Qtr 3: 0; 2009 Qtr 4: 4; 2010 Qtr 1: 0; 2010 Qtr 2: 0; 2010 Qtr 3: 0; 2010 Qtr 4: 0; 2011 Qtr 1: 0; 2011 Qtr 2: 0; 2011 Qtr 3: 0; 2011 Qtr 4: 0 | 4
0 | 253008-Residential AC SEER 14 Early Ret. CZ 10, 14, or 15 |  | System | Residential | 26-SFM-ResidentialSingleFamily-SP_COOL | 0 |  |  |  |  | 642.1695 | 0 | 110 | 0 | 0 | 532.1695 | 322.849 |  | kWh | 0.37218 | 0.40228 | Residential |  | Winter Only | [5 empty] | 15 | 0.67 |  |  |  | 1 | 3 | 0 | 0 | 0 | 0 | 0 | 0 | 0 | 0 | 0 | 0 | 2009 Qtr 1: 0; 2009 Qtr 2: 0; 2009 Qtr 3: 0; 2009 Qtr 4: 3; 2010 Qtr 1: 0; 2010 Qtr 2: 0; 2010 Qtr 3: 0; 2010 Qtr 4: 0; 2011 Qtr 1: 0; 2011 Qtr 2: 0; 2011 Qtr 3: 0; 2011 Qtr 4: 0 | 3
0 | 253001-Residential AC SEER 14 CZ 6, 7 or 8 |  | System | Residential | 26-SFM-ResidentialSingleFamily-SP_COOL | 0 |  |  |  |  | 92.6187 | 0 | 12.5 | 0 | 0 | 80.1187 | 184.853 |  | kWh | 0.37116 | 0.59287 | Residential |  | Winter Only | [5 empty] | 15 | 0.67 |  |  |  | 1 | 4 | 0 | 0 | 0 | 0 | 0 | 0 | 0 | 0 | 0 | 0 | 2009 Qtr 1: 0; 2009 Qtr 2: 0; 2009 Qtr 3: 0; 2009 Qtr 4: 4; 2010 Qtr 1: 0; 2010 Qtr 2: 0; 2010 Qtr 3: 0; 2010 Qtr 4: 0; 2011 Qtr 1: 0; 2011 Qtr 2: 0; 2011 Qtr 3: 0; 2011 Qtr 4: 0 | 4
0 | 253002-Residential AC SEER 14 CZ 10, 14, or 15 |  | System | Residential | 26-SFM-ResidentialSingleFamily-SP_COOL | 0 |  |  |  |  | 92.6187 | 0 | 42.85 | 0 | 0 | 49.7687 | 322.849 |  | kWh | 0.37218 | 0.40228 | Residential |  | Winter Only | [5 empty] | 15 | 0.67 |  |  |  | 1 | 4 | 0 | 0 | 0 | 0 | 0 | 0 | 0 | 0 | 0 | 0 | 2009 Qtr 1: 0; 2009 Qtr 2: 0; 2009 Qtr 3: 0; 2009 Qtr 4: 4; 2010 Qtr 1: 0; 2010 Qtr 2: 0; 2010 Qtr 3: 0; 2010 Qtr 4: 0; 2011 Qtr 1: 0; 2011 Qtr 2: 0; 2011 Qtr 3: 0; 2011 Qtr 4: 0 | 4
0 | 253001-Residential AC SEER 14 CZ 6, 7 or 8 |  | System | Residential | 26-SFM-ResidentialSingleFamily-SP_COOL | 0 |  |  |  |  | 92.6187 | 0 | 12.5 | 0 | 0 | 80.1187 | 184.853 |  | kWh | 0.37116 | 0.59287 | Residential |  | Winter Only | [5 empty] | 15 | 0.67 |  |  |  | 1 | 4 | 0 | 0 | 0 | 0 | 0 | 0 | 0 | 0 | 0 | 0 | 2009 Qtr 1: 0; 2009 Qtr 2: 0; 2009 Qtr 3: 0; 2009 Qtr 4: 4; 2010 Qtr 1: 0; 2010 Qtr 2: 0; 2010 Qtr 3: 0; 2010 Qtr 4: 0; 2011 Qtr 1: 0; 2011 Qtr 2: 0; 2011 Qtr 3: 0; 2011 Qtr 4: 0 | 4
0 | 253001-Residential AC SEER 14 CZ 6, 7 or 8 |  | System | Residential | 26-SFM-ResidentialSingleFamily-SP_COOL | 0 |  |  |  |  | 92.6187 | 0 | 12.5 | 0 | 0 | 80.1187 | 184.853 |  | kWh | 0.37116 | 0.59287 | Residential |  | Winter Only | [5 empty] | 15 | 0.67 |  |  |  | 1 | 3 | 0 | 0 | 0 | 0 | 0 | 0 | 0 | 0 | 0 | 0 | 2009 Qtr 1: 0; 2009 Qtr 2: 0; 2009 Qtr 3: 0; 2009 Qtr 4: 3; 2010 Qtr 1: 0; 2010 Qtr 2: 0; 2010 Qtr 3: 0; 2010 Qtr 4: 0; 2011 Qtr 1: 0; 2011 Qtr 2: 0; 2011 Qtr 3: 0; 2011 Qtr 4: 0 | 3
0 | 253003-Residential AC SEER 15 CZ 6, 7 or 8 |  | System | Residential | 26-SFM-ResidentialSingleFamily-SP_COOL | 0 |  |  |  |  | 185.2374 | 0 | 30 | 0 | 0 | 155.2374 | 219.055 |  | kWh | 0.38807 | -1.3318 | Residential |  | Winter Only | [5 empty] | 15 | 0.67 |  |  |  | 1 | 4 | 0 | 0 | 0 | 0 | 0 | 0 | 0 | 0 | 0 | 0 | 2009 Qtr 1: 0; 2009 Qtr 2: 0; 2009 Qtr 3: 0; 2009 Qtr 4: 4; 2010 Qtr 1: 0; 2010 Qtr 2: 0; 2010 Qtr 3: 0; 2010 Qtr 4: 0; 2011 Qtr 1: 0; 2011 Qtr 2: 0; 2011 Qtr 3: 0; 2011 Qtr 4: 0 | 4
0 | 253001-Residential AC SEER 14 CZ 6, 7 or 8 |  | System | Residential | 26-SFM-ResidentialSingleFamily-SP_COOL | 0 |  |  |  |  | 92.6187 | 0 | 14.5833 | 0 | 0 | 78.0354 | 184.853 |  | kWh | 0.37116 | 0.59287 | Residential |  | Winter Only | [5 empty] | 15 | 0.67 |  |  |  | 1 | 3 | 0 | 0 | 0 | 0 | 0 | 0 | 0 | 0 | 0 | 0 | 2009 Qtr 1: 0; 2009 Qtr 2: 0; 2009 Qtr 3: 0; 2009 Qtr 4: 3; 2010 Qtr 1: 0; 2010 Qtr 2: 0; 2010 Qtr 3: 0; 2010 Qtr 4: 0; 2011 Qtr 1: 0; 2011 Qtr 2: 0; 2011 Qtr 3: 0; 2011 Qtr 4: 0 | 3
0 | 253002-Residential AC SEER 14 CZ 10, 14, or 15 |  | System | Residential | 26-SFM-ResidentialSingleFamily-SP_COOL | 0 |  |  |  |  | 92.6187 | 0 | 42.85 | 0 | 0 | 49.7687 | 322.849 |  | kWh | 0.37218 | 0.40228 | Residential |  | Winter Only | [5 empty] | 15 | 0.67 |  |  |  | 1 | 2 | 0 | 0 | 0 | 0 | 0 | 0 | 0 | 0 | 0 | 0 | 2009 Qtr 1: 0; 2009 Qtr 2: 0; 2009 Qtr 3: 0; 2009 Qtr 4: 2; 2010 Qtr 1: 0; 2010 Qtr 2: 0; 2010 Qtr 3: 0; 2010 Qtr 4: 0; 2011 Qtr 1: 0; 2011 Qtr 2: 0; 2011 Qtr 3: 0; 2011 Qtr 4: 0 | 2
0 | 253002-Residential AC SEER 14 CZ 10, 14, or 15 |  | System | Residential | 26-SFM-ResidentialSingleFamily-SP_COOL | 0 |  |  |  |  | 92.6187 | 0 | 49.9917 | 0 | 0 | 42.627 | 322.849 |  | kWh | 0.37218 | 0.40228 | Residential |  | Winter Only | [5 empty] | 15 | 0.67 |  |  |  | 1 | 3 | 0 | 0 | 0 | 0 | 0 | 0 | 0 | 0 | 0 | 0 | 2009 Qtr 1: 0; 2009 Qtr 2: 0; 2009 Qtr 3: 0; 2009 Qtr 4: 3; 2010 Qtr 1: 0; 2010 Qtr 2: 0; 2010 Qtr 3: 0; 2010 Qtr 4: 0; 2011 Qtr 1: 0; 2011 Qtr 2: 0; 2011 Qtr 3: 0; 2011 Qtr 4: 0 | 3
0 | 253001-Residential AC SEER 14 CZ 6, 7 or 8 |  | System | Residential | 26-SFM-ResidentialSingleFamily-SP_COOL | 0 |  |  |  |  | 92.6187 | 0 | 12.5 | 0 | 0 | 80.1187 | 184.853 |  | kWh | 0.37116 | 0.59287 | Residential |  | Winter Only | [5 empty] | 15 | 0.67 |  |  |  | 1 | 5 | 0 | 0 | 0 | 0 | 0 | 0 | 0 | 0 | 0 | 0 | 2009 Qtr 1: 0; 2009 Qtr 2: 0; 2009 Qtr 3: 0; 2009 Qtr 4: 5; 2010 Qtr 1: 0; 2010 Qtr 2: 0; 2010 Qtr 3: 0; 2010 Qtr 4: 0; 2011 Qtr 1: 0; 2011 Qtr 2: 0; 2011 Qtr 3: 0; 2011 Qtr 4: 0 | 5
0 | 253015-Residential HP SEER 13 Early Ret. CZ 6, 7 or 8 |  | System | Residential | 26-SFM-ResidentialSingleFamily-SP_COOL | 0 |  |  |  |  | 630.8445 | 0 | 30 | 0 | 0 | 600.8445 | 560.034 |  | kWh | 0.27791 | 0 | Residential |  | Winter Only | [5 empty] | 15 | 0.67 |  |  |  | 1 | 3 | 0 | 0 | 0 | 0 | 0 | 0 | 0 | 0 | 0 | 0 | 2009 Qtr 1: 0; 2009 Qtr 2: 0; 2009 Qtr 3: 0; 2009 Qtr 4: 3; 2010 Qtr 1: 0; 2010 Qtr 2: 0; 2010 Qtr 3: 0; 2010 Qtr 4: 0; 2011 Qtr 1: 0; 2011 Qtr 2: 0; 2011 Qtr 3: 0; 2011 Qtr 4: 0 | 3
0 | 253002-Residential AC SEER 14 CZ 10, 14, or 15 |  | System | Residential | 26-SFM-ResidentialSingleFamily-SP_COOL | 0 |  |  |  |  | 92.6187 | 0 | 49.9917 | 0 | 0 | 42.627 | 322.849 |  | kWh | 0.37218 | 0.40228 | Residential |  | Winter Only | [5 empty] | 15 | 0.67 |  |  |  | 1 | 3 | 0 | 0 | 0 | 0 | 0 | 0 | 0 | 0 | 0 | 0 | 2009 Qtr 1: 0; 2009 Qtr 2: 0; 2009 Qtr 3: 0; 2009 Qtr 4: 3; 2010 Qtr 1: 0; 2010 Qtr 2: 0; 2010 Qtr 3: 0; 2010 Qtr 4: 0; 2011 Qtr 1: 0; 2011 Qtr 2: 0; 2011 Qtr 3: 0; 2011 Qtr 4: 0 | 3
0 | 253013-Residential HP SEER 15 CZ 6, 7 or 8 |  | System | Residential | 26-SFM-ResidentialSingleFamily-SP_COOL | 0 |  |  |  |  | 173.614 | 0 | 22.5 | 0 | 0 | 151.114 | 0 |  | kWh | 0 | 0 | Residential | [7 empty] | 15 | 0.67 |  |  |  | 1 | 1 | 0 | 0 | 0 | 0 | 0 | 0 | 0 | 0 | 0 | 0 | 2009 Qtr 1: 0; 2009 Qtr 2: 0; 2009 Qtr 3: 0; 2009 Qtr 4: 1; 2010 Qtr 1: 0; 2010 Qtr 2: 0; 2010 Qtr 3: 0; 2010 Qtr 4: 0; 2011 Qtr 1: 0; 2011 Qtr 2: 0; 2011 Qtr 3: 0; 2011 Qtr 4: 0 | 1
0 | 253012-Residential HP SEER 14 CZ 10, 14, or 15 |  | System | Residential | 26-SFM-ResidentialSingleFamily-SP_COOL | 0 |  |  |  |  | 97.9361 | 0 | 42.85 | 0 | 0 | 55.0861 | 818.399 |  | kWh | 0.34567 | 0 | Residential | [7 empty] | 15 | 0.67 |  |  |  | 1 | 3 | 0 | 0 | 0 | 0 | 0 | 0 | 0 | 0 | 0 | 0 | 2009 Qtr 1: 0; 2009 Qtr 2: 0; 2009 Qtr 3: 0; 2009 Qtr 4: 3; 2010 Qtr 1: 0; 2010 Qtr 2: 0; 2010 Qtr 3: 0; 2010 Qtr 4: 0; 2011 Qtr 1: 0; 2011 Qtr 2: 0; 2011 Qtr 3: 0; 2011 Qtr 4: 0 | 3
0 | 253004-Residential AC SEER 15 CZ 10, 14, or 15 |  | System | Residential | 26-SFM-ResidentialSingleFamily-SP_COOL | 0 |  |  |  |  | 185.2374 | 0 | 107.1375 | 0 | 0 | 78.0999 | 372.762 |  | kWh | 0.39428 | -1.1019 | Residential |  | Winter Only | [5 empty] | 15 | 0.67 |  |  |  | 1 | 2 | 0 | 0 | 0 | 0 | 0 | 0 | 0 | 0 | 0 | 0 | 2009 Qtr 1: 0; 2009 Qtr 2: 0; 2009 Qtr 3: 0; 2009 Qtr 4: 2; 2010 Qtr 1: 0; 2010 Qtr 2: 0; 2010 Qtr 3: 0; 2010 Qtr 4: 0; 2011 Qtr 1: 0; 2011 Qtr 2: 0; 2011 Qtr 3: 0; 2011 Qtr 4: 0 | 2
0 | 253008-Residential AC SEER 14 Early Ret. CZ 10, 14, or 15 |  | System | Residential | 26-SFM-ResidentialSingleFamily-SP_COOL | 0 |  |  |  |  | 642.1695 | 0 | 110 | 0 | 0 | 532.1695 | 322.849 |  | kWh | 0.37218 | 0.40228 | Residential |  | Winter Only | [5 empty] | 15 | 0.67 |  |  |  | 1 | 5 | 0 | 0 | 0 | 0 | 0 | 0 | 0 | 0 | 0 | 0 | 2009 Qtr 1: 0; 2009 Qtr 2: 0; 2009 Qtr 3: 0; 2009 Qtr 4: 5; 2010 Qtr 1: 0; 2010 Qtr 2: 0; 2010 Qtr 3: 0; 2010 Qtr 4: 0; 2011 Qtr 1: 0; 2011 Qtr 2: 0; 2011 Qtr 3: 0; 2011 Qtr 4: 0 | 5
0 | 253001-Residential AC SEER 14 CZ 6, 7 or 8 |  | System | Residential | 26-SFM-ResidentialSingleFamily-SP_COOL | 0 |  |  |  |  | 92.6187 | 0 | 12.5 | 0 | 0 | 80.1187 | 184.853 |  | kWh | 0.37116 | 0.59287 | Residential |  | Winter Only | [5 empty] | 15 | 0.67 |  |  |  | 1 | 3 | 0 | 0 | 0 | 0 | 0 | 0 | 0 | 0 | 0 | 0 | 2009 Qtr 1: 0; 2009 Qtr 2: 0; 2009 Qtr 3: 0; 2009 Qtr 4: 3; 2010 Qtr 1: 0; 2010 Qtr 2: 0; 2010 Qtr 3: 0; 2010 Qtr 4: 0; 2011 Qtr 1: 0; 2011 Qtr 2: 0; 2011 Qtr 3: 0; 2011 Qtr 4: 0 | 3
0 | 253001-Residential AC SEER 14 CZ 6, 7 or 8 |  | System | Residential | 26-SFM-ResidentialSingleFamily-SP_COOL | 0 |  |  |  |  | 92.6187 | 0 | 12.5 | 0 | 0 | 80.1187 | 184.853 |  | kWh | 0.37116 | 0.59287 | Residential |  | Winter Only | [5 empty] | 15 | 0.67 |  |  |  | 1 | 4 | 0 | 0 | 0 | 0 | 0 | 0 | 0 | 0 | 0 | 0 | 2009 Qtr 1: 0; 2009 Qtr 2: 0; 2009 Qtr 3: 0; 2009 Qtr 4: 4; 2010 Qtr 1: 0; 2010 Qtr 2: 0; 2010 Qtr 3: 0; 2010 Qtr 4: 0; 2011 Qtr 1: 0; 2011 Qtr 2: 0; 2011 Qtr 3: 0; 2011 Qtr 4: 0 | 4
0 | 253001-Residential AC SEER 14 CZ 6, 7 or 8 |  | System | Residential | 26-SFM-ResidentialSingleFamily-SP_COOL | 0 |  |  |  |  | 92.6187 | 0 | 12.5 | 0 | 0 | 80.1187 | 184.853 |  | kWh | 0.37116 | 0.59287 | Residential |  | Winter Only | [5 empty] | 15 | 0.67 |  |  |  | 1 | 4 | 0 | 0 | 0 | 0 | 0 | 0 | 0 | 0 | 0 | 0 | 2009 Qtr 1: 0; 2009 Qtr 2: 0; 2009 Qtr 3: 0; 2009 Qtr 4: 4; 2010 Qtr 1: 0; 2010 Qtr 2: 0; 2010 Qtr 3: 0; 2010 Qtr 4: 0; 2011 Qtr 1: 0; 2011 Qtr 2: 0; 2011 Qtr 3: 0; 2011 Qtr 4: 0 | 4
0 | 253001-Residential AC SEER 14 CZ 6, 7 or 8 |  | System | Residential | 26-SFM-ResidentialSingleFamily-SP_COOL | 0 |  |  |  |  | 92.6187 | 0 | 12.5 | 0 | 0 | 80.1187 | 184.853 |  | kWh | 0.37116 | 0.59287 | Residential |  | Winter Only | [5 empty] | 15 | 0.67 |  |  |  | 1 | 4 | 0 | 0 | 0 | 0 | 0 | 0 | 0 | 0 | 0 | 0 | 2009 Qtr 1: 0; 2009 Qtr 2: 0; 2009 Qtr 3: 0; 2009 Qtr 4: 4; 2010 Qtr 1: 0; 2010 Qtr 2: 0; 2010 Qtr 3: 0; 2010 Qtr 4: 0; 2011 Qtr 1: 0; 2011 Qtr 2: 0; 2011 Qtr 3: 0; 2011 Qtr 4: 0 | 4
0 | 253001-Residential AC SEER 14 CZ 6, 7 or 8 |  | System | Residential | 26-SFM-ResidentialSingleFamily-SP_COOL | 0 |  |  |  |  | 92.6187 | 0 | 12.5 | 0 | 0 | 80.1187 | 184.853 |  | kWh | 0.37116 | 0.59287 | Residential |  | Winter Only | [5 empty] | 15 | 0.67 |  |  |  | 1 | 4 | 0 | 0 | 0 | 0 | 0 | 0 | 0 | 0 | 0 | 0 | 2009 Qtr 1: 0; 2009 Qtr 2: 0; 2009 Qtr 3: 0; 2009 Qtr 4: 4; 2010 Qtr 1: 0; 2010 Qtr 2: 0; 2010 Qtr 3: 0; 2010 Qtr 4: 0; 2011 Qtr 1: 0; 2011 Qtr 2: 0; 2011 Qtr 3: 0; 2011 Qtr 4: 0 | 4
0 | 253001-Residential AC SEER 14 CZ 6, 7 or 8 |  | System | Residential | 26-SFM-ResidentialSingleFamily-SP_COOL | 0 |  |  |  |  | 92.6187 | 0 | 12.5 | 0 | 0 | 80.1187 | 184.853 |  | kWh | 0.37116 | 0.59287 | Residential |  | Winter Only | [5 empty] | 15 | 0.67 |  |  |  | 1 | 3 | 0 | 0 | 0 | 0 | 0 | 0 | 0 | 0 | 0 | 0 | 2009 Qtr 1: 0; 2009 Qtr 2: 0; 2009 Qtr 3: 0; 2009 Qtr 4: 3; 2010 Qtr 1: 0; 2010 Qtr 2: 0; 2010 Qtr 3: 0; 2010 Qtr 4: 0; 2011 Qtr 1: 0; 2011 Qtr 2: 0; 2011 Qtr 3: 0; 2011 Qtr 4: 0 | 3
0 | 253002-Residential AC SEER 14 CZ 10, 14, or 15 |  | System | Residential | 26-SFM-ResidentialSingleFamily-SP_COOL | 0 |  |  |  |  | 92.6187 | 0 | 42.85 | 0 | 0 | 49.7687 | 322.849 |  | kWh | 0.37218 | 0.40228 | Residential |  | Winter Only | [5 empty] | 15 | 0.67 |  |  |  | 1 | 4 | 0 | 0 | 0 | 0 | 0 | 0 | 0 | 0 | 0 | 0 | 2009 Qtr 1: 0; 2009 Qtr 2: 0; 2009 Qtr 3: 0; 2009 Qtr 4: 4; 2010 Qtr 1: 0; 2010 Qtr 2: 0; 2010 Qtr 3: 0; 2010 Qtr 4: 0; 2011 Qtr 1: 0; 2011 Qtr 2: 0; 2011 Qtr 3: 0; 2011 Qtr 4: 0 | 4
0 | 253001-Residential AC SEER 14 CZ 6, 7 or 8 |  | System | Residential | 26-SFM-ResidentialSingleFamily-SP_COOL | 0 |  |  |  |  | 92.6187 | 0 | 12.5 | 0 | 0 | 80.1187 | 184.853 |  | kWh | 0.37116 | 0.59287 | Residential |  | Winter Only | [5 empty] | 15 | 0.67 |  |  |  | 1 | 4 | 0 | 0 | 0 | 0 | 0 | 0 | 0 | 0 | 0 | 0 | 2009 Qtr 1: 0; 2009 Qtr 2: 0; 2009 Qtr 3: 0; 2009 Qtr 4: 4; 2010 Qtr 1: 0; 2010 Qtr 2: 0; 2010 Qtr 3: 0; 2010 Qtr 4: 0; 2011 Qtr 1: 0; 2011 Qtr 2: 0; 2011 Qtr 3: 0; 2011 Qtr 4: 0 | 4
0 | 253001-Residential AC SEER 14 CZ 6, 7 or 8 |  | System | Residential | 26-SFM-ResidentialSingleFamily-SP_COOL | 0 |  |  |  |  | 92.6187 | 0 | 12.5 | 0 | 0 | 80.1187 | 184.853 |  | kWh | 0.37116 | 0.59287 | Residential |  | Winter Only | [5 empty] | 15 | 0.67 |  |  |  | 1 | 4 | 0 | 0 | 0 | 0 | 0 | 0 | 0 | 0 | 0 | 0 | 2009 Qtr 1: 0; 2009 Qtr 2: 0; 2009 Qtr 3: 0; 2009 Qtr 4: 4; 2010 Qtr 1: 0; 2010 Qtr 2: 0; 2010 Qtr 3: 0; 2010 Qtr 4: 0; 2011 Qtr 1: 0; 2011 Qtr 2: 0; 2011 Qtr 3: 0; 2011 Qtr 4: 0 | 4
0 | 253008-Residential AC SEER 14 Early Ret. CZ 10, 14, or 15 |  | System | Residential | 26-SFM-ResidentialSingleFamily-SP_COOL | 0 |  |  |  |  | 642.1695 | 0 | 110 | 0 | 0 | 532.1695 | 322.849 |  | kWh | 0.37218 | 0.40228 | Residential |  | Winter Only | [5 empty] | 15 | 0.67 |  |  |  | 1 | 4 | 0 | 0 | 0 | 0 | 0 | 0 | 0 | 0 | 0 | 0 | 2009 Qtr 1: 0; 2009 Qtr 2: 0; 2009 Qtr 3: 0; 2009 Qtr 4: 4; 2010 Qtr 1: 0; 2010 Qtr 2: 0; 2010 Qtr 3: 0; 2010 Qtr 4: 0; 2011 Qtr 1: 0; 2011 Qtr 2: 0; 2011 Qtr 3: 0; 2011 Qtr 4: 0 | 4
0 | 253008-Residential AC SEER 14 Early Ret. CZ 10, 14, or 15 |  | System | Residential | 26-SFM-ResidentialSingleFamily-SP_COOL | 0 |  |  |  |  | 642.1695 | 0 | 137.5 | 0 | 0 | 504.6695 | 322.849 |  | kWh | 0.37218 | 0.40228 | Residential |  | Winter Only | [5 empty] | 15 | 0.67 |  |  |  | 1 | 2 | 0 | 0 | 0 | 0 | 0 | 0 | 0 | 0 | 0 | 0 | 2009 Qtr 1: 0; 2009 Qtr 2: 0; 2009 Qtr 3: 0; 2009 Qtr 4: 2; 2010 Qtr 1: 0; 2010 Qtr 2: 0; 2010 Qtr 3: 0; 2010 Qtr 4: 0; 2011 Qtr 1: 0; 2011 Qtr 2: 0; 2011 Qtr 3: 0; 2011 Qtr 4: 0 | 2
0 | 253001-Residential AC SEER 14 CZ 6, 7 or 8 |  | System | Residential | 26-SFM-ResidentialSingleFamily-SP_COOL | 0 |  |  |  |  | 92.6187 | 0 | 14.5833 | 0 | 0 | 78.0354 | 184.853 |  | kWh | 0.37116 | 0.59287 | Residential |  | Winter Only | [5 empty] | 15 | 0.67 |  |  |  | 1 | 3 | 0 | 0 | 0 | 0 | 0 | 0 | 0 | 0 | 0 | 0 | 2009 Qtr 1: 0; 2009 Qtr 2: 0; 2009 Qtr 3: 0; 2009 Qtr 4: 3; 2010 Qtr 1: 0; 2010 Qtr 2: 0; 2010 Qtr 3: 0; 2010 Qtr 4: 0; 2011 Qtr 1: 0; 2011 Qtr 2: 0; 2011 Qtr 3: 0; 2011 Qtr 4: 0 | 3
0 | 253001-Residential AC SEER 14 CZ 6, 7 or 8 |  | System | Residential | 26-SFM-ResidentialSingleFamily-SP_COOL | 0 |  |  |  |  | 92.6187 | 0 | 14.5833 | 0 | 0 | 78.0354 | 184.853 |  | kWh | 0.37116 | 0.59287 | Residential |  | Winter Only | [5 empty] | 15 | 0.67 |  |  |  | 1 | 3 | 0 | 0 | 0 | 0 | 0 | 0 | 0 | 0 | 0 | 0 | 2009 Qtr 1: 0; 2009 Qtr 2: 0; 2009 Qtr 3: 0; 2009 Qtr 4: 3; 2010 Qtr 1: 0; 2010 Qtr 2: 0; 2010 Qtr 3: 0; 2010 Qtr 4: 0; 2011 Qtr 1: 0; 2011 Qtr 2: 0; 2011 Qtr 3: 0; 2011 Qtr 4: 0 | 3
0 | 253001-Residential AC SEER 14 CZ 6, 7 or 8 |  | System | Residential | 26-SFM-ResidentialSingleFamily-SP_COOL | 0 |  |  |  |  | 92.6187 | 0 | 14.5833 | 0 | 0 | 78.0354 | 184.853 |  | kWh | 0.37116 | 0.59287 | Residential |  | Winter Only | [5 empty] | 15 | 0.67 |  |  |  | 1 | 3 | 0 | 0 | 0 | 0 | 0 | 0 | 0 | 0 | 0 | 0 | 2009 Qtr 1: 0; 2009 Qtr 2: 0; 2009 Qtr 3: 0; 2009 Qtr 4: 3; 2010 Qtr 1: 0; 2010 Qtr 2: 0; 2010 Qtr 3: 0; 2010 Qtr 4: 0; 2011 Qtr 1: 0; 2011 Qtr 2: 0; 2011 Qtr 3: 0; 2011 Qtr 4: 0 | 3
0 | 253002-Residential AC SEER 14 CZ 10, 14, or 15 |  | System | Residential | 26-SFM-ResidentialSingleFamily-SP_COOL | 0 |  |  |  |  | 92.6187 | 0 | 49.9917 | 0 | 0 | 42.627 | 322.849 |  | kWh | 0.37218 | 0.40228 | Residential |  | Winter Only | [5 empty] | 15 | 0.67 |  |  |  | 1 | 3 | 0 | 0 | 0 | 0 | 0 | 0 | 0 | 0 | 0 | 0 | 2009 Qtr 1: 0; 2009 Qtr 2: 0; 2009 Qtr 3: 0; 2009 Qtr 4: 3; 2010 Qtr 1: 0; 2010 Qtr 2: 0; 2010 Qtr 3: 0; 2010 Qtr 4: 0; 2011 Qtr 1: 0; 2011 Qtr 2: 0; 2011 Qtr 3: 0; 2011 Qtr 4: 0 | 3
0 | 253001-Residential AC SEER 14 CZ 6, 7 or 8 |  | System | Residential | 26-SFM-ResidentialSingleFamily-SP_COOL | 0 |  |  |  |  | 92.6187 | 0 | 14.5833 | 0 | 0 | 78.0354 | 184.853 |  | kWh | 0.37116 | 0.59287 | Residential |  | Winter Only | [5 empty] | 15 | 0.67 |  |  |  | 1 | 3 | 0 | 0 | 0 | 0 | 0 | 0 | 0 | 0 | 0 | 0 | 2009 Qtr 1: 0; 2009 Qtr 2: 0; 2009 Qtr 3: 0; 2009 Qtr 4: 3; 2010 Qtr 1: 0; 2010 Qtr 2: 0; 2010 Qtr 3: 0; 2010 Qtr 4: 0; 2011 Qtr 1: 0; 2011 Qtr 2: 0; 2011 Qtr 3: 0; 2011 Qtr 4: 0 | 3
0 | 253001-Residential AC SEER 14 CZ 6, 7 or 8 |  | System | Residential | 26-SFM-ResidentialSingleFamily-SP_COOL | 0 |  |  |  |  | 92.6187 | 0 | 14.5833 | 0 | 0 | 78.0354 | 184.853 |  | kWh | 0.37116 | 0.59287 | Residential |  | Winter Only | [5 empty] | 15 | 0.67 |  |  |  | 1 | 3 | 0 | 0 | 0 | 0 | 0 | 0 | 0 | 0 | 0 | 0 | 2009 Qtr 1: 0; 2009 Qtr 2: 0; 2009 Qtr 3: 0; 2009 Qtr 4: 3; 2010 Qtr 1: 0; 2010 Qtr 2: 0; 2010 Qtr 3: 0; 2010 Qtr 4: 0; 2011 Qtr 1: 0; 2011 Qtr 2: 0; 2011 Qtr 3: 0; 2011 Qtr 4: 0 | 3
0 | 253001-Residential AC SEER 14 CZ 6, 7 or 8 |  | System | Residential | 26-SFM-ResidentialSingleFamily-SP_COOL | 0 |  |  |  |  | 92.6187 | 0 | 14.5833 | 0 | 0 | 78.0354 | 184.853 |  | kWh | 0.37116 | 0.59287 | Residential |  | Winter Only | [5 empty] | 15 | 0.67 |  |  |  | 1 | 3 | 0 | 0 | 0 | 0 | 0 | 0 | 0 | 0 | 0 | 0 | 2009 Qtr 1: 0; 2009 Qtr 2: 0; 2009 Qtr 3: 0; 2009 Qtr 4: 3; 2010 Qtr 1: 0; 2010 Qtr 2: 0; 2010 Qtr 3: 0; 2010 Qtr 4: 0; 2011 Qtr 1: 0; 2011 Qtr 2: 0; 2011 Qtr 3: 0; 2011 Qtr 4: 0 | 3
0 | 253002-Residential AC SEER 14 CZ 10, 14, or 15 |  | System | Residential | 26-SFM-ResidentialSingleFamily-SP_COOL | 0 |  |  |  |  | 92.6187 | 0 | 49.9917 | 0 | 0 | 42.627 | 322.849 |  | kWh | 0.37218 | 0.40228 | Residential |  | Winter Only | [5 empty] | 15 | 0.67 |  |  |  | 1 | 3 | 0 | 0 | 0 | 0 | 0 | 0 | 0 | 0 | 0 | 0 | 2009 Qtr 1: 0; 2009 Qtr 2: 0; 2009 Qtr 3: 0; 2009 Qtr 4: 3; 2010 Qtr 1: 0; 2010 Qtr 2: 0; 2010 Qtr 3: 0; 2010 Qtr 4: 0; 2011 Qtr 1: 0; 2011 Qtr 2: 0; 2011 Qtr 3: 0; 2011 Qtr 4: 0 | 3
0 | 253001-Residential AC SEER 14 CZ 6, 7 or 8 |  | System | Residential | 26-SFM-ResidentialSingleFamily-SP_COOL | 0 |  |  |  |  | 92.6187 | 0 | 14.5833 | 0 | 0 | 78.0354 | 184.853 |  | kWh | 0.37116 | 0.59287 | Residential |  | Winter Only | [5 empty] | 15 | 0.67 |  |  |  | 1 | 3 | 0 | 0 | 0 | 0 | 0 | 0 | 0 | 0 | 0 | 0 | 2009 Qtr 1: 0; 2009 Qtr 2: 0; 2009 Qtr 3: 0; 2009 Qtr 4: 3; 2010 Qtr 1: 0; 2010 Qtr 2: 0; 2010 Qtr 3: 0; 2010 Qtr 4: 0; 2011 Qtr 1: 0; 2011 Qtr 2: 0; 2011 Qtr 3: 0; 2011 Qtr 4: 0 | 3
0 | 253007-Residential AC SEER 14 Early Ret. CZ 6, 7 or 8 |  | System | Residential | 26-SFM-ResidentialSingleFamily-SP_COOL | 0 |  |  |  |  | 642.1695 | 0 | 40.5093 | 0 | 0 | 601.6602 | 184.853 |  | kWh | 0.37116 | 0.59287 | Residential |  | Winter Only | [5 empty] | 15 | 0.67 |  |  |  | 1 | 3 | 0 | 0 | 0 | 0 | 0 | 0 | 0 | 0 | 0 | 0 | 2009 Qtr 1: 0; 2009 Qtr 2: 0; 2009 Qtr 3: 0; 2009 Qtr 4: 3; 2010 Qtr 1: 0; 2010 Qtr 2: 0; 2010 Qtr 3: 0; 2010 Qtr 4: 0; 2011 Qtr 1: 0; 2011 Qtr 2: 0; 2011 Qtr 3: 0; 2011 Qtr 4: 0 | 3
0 | 253007-Residential AC SEER 14 Early Ret. CZ 6, 7 or 8 |  | System | Residential | 26-SFM-ResidentialSingleFamily-SP_COOL | 0 |  |  |  |  | 642.1695 | 0 | 40.5093 | 0 | 0 | 601.6602 | 184.853 |  | kWh | 0.37116 | 0.59287 | Residential |  | Winter Only | [5 empty] | 15 | 0.67 |  |  |  | 1 | 3 | 0 | 0 | 0 | 0 | 0 | 0 | 0 | 0 | 0 | 0 | 2009 Qtr 1: 0; 2009 Qtr 2: 0; 2009 Qtr 3: 0; 2009 Qtr 4: 3; 2010 Qtr 1: 0; 2010 Qtr 2: 0; 2010 Qtr 3: 0; 2010 Qtr 4: 0; 2011 Qtr 1: 0; 2011 Qtr 2: 0; 2011 Qtr 3: 0; 2011 Qtr 4: 0 | 3
0 | 253002-Residential AC SEER 14 CZ 10, 14, or 15 |  | System | Residential | 26-SFM-ResidentialSingleFamily-SP_COOL | 0 |  |  |  |  | 92.6187 | 0 | 49.9917 | 0 | 0 | 42.627 | 322.849 |  | kWh | 0.37218 | 0.40228 | Residential |  | Winter Only | [5 empty] | 15 | 0.67 |  |  |  | 1 | 3 | 0 | 0 | 0 | 0 | 0 | 0 | 0 | 0 | 0 | 0 | 2009 Qtr 1: 0; 2009 Qtr 2: 0; 2009 Qtr 3: 0; 2009 Qtr 4: 3; 2010 Qtr 1: 0; 2010 Qtr 2: 0; 2010 Qtr 3: 0; 2010 Qtr 4: 0; 2011 Qtr 1: 0; 2011 Qtr 2: 0; 2011 Qtr 3: 0; 2011 Qtr 4: 0 | 3
0 | 253001-Residential AC SEER 14 CZ 6, 7 or 8 |  | System | Residential | 26-SFM-ResidentialSingleFamily-SP_COOL | 0 |  |  |  |  | 92.6187 | 0 | 14.5833 | 0 | 0 | 78.0354 | 184.853 |  | kWh | 0.37116 | 0.59287 | Residential |  | Winter Only | [5 empty] | 15 | 0.67 |  |  |  | 1 | 3 | 0 | 0 | 0 | 0 | 0 | 0 | 0 | 0 | 0 | 0 | 2009 Qtr 1: 0; 2009 Qtr 2: 0; 2009 Qtr 3: 0; 2009 Qtr 4: 3; 2010 Qtr 1: 0; 2010 Qtr 2: 0; 2010 Qtr 3: 0; 2010 Qtr 4: 0; 2011 Qtr 1: 0; 2011 Qtr 2: 0; 2011 Qtr 3: 0; 2011 Qtr 4: 0 | 3
0 | 253001-Residential AC SEER 14 CZ 6, 7 or 8 |  | System | Residential | 26-SFM-ResidentialSingleFamily-SP_COOL | 0 |  |  |  |  | 92.6187 | 0 | 14.5833 | 0 | 0 | 78.0354 | 184.853 |  | kWh | 0.37116 | 0.59287 | Residential |  | Winter Only | [5 empty] | 15 | 0.67 |  |  |  | 1 | 3 | 0 | 0 | 0 | 0 | 0 | 0 | 0 | 0 | 0 | 0 | 2009 Qtr 1: 0; 2009 Qtr 2: 0; 2009 Qtr 3: 0; 2009 Qtr 4: 3; 2010 Qtr 1: 0; 2010 Qtr 2: 0; 2010 Qtr 3: 0; 2010 Qtr 4: 0; 2011 Qtr 1: 0; 2011 Qtr 2: 0; 2011 Qtr 3: 0; 2011 Qtr 4: 0 | 3
0 | 253001-Residential AC SEER 14 CZ 6, 7 or 8 |  | System | Residential | 26-SFM-ResidentialSingleFamily-SP_COOL | 0 |  |  |  |  | 92.6187 | 0 | 14.5833 | 0 | 0 | 78.0354 | 184.853 |  | kWh | 0.37116 | 0.59287 | Residential |  | Winter Only | [5 empty] | 15 | 0.67 |  |  |  | 1 | 3 | 0 | 0 | 0 | 0 | 0 | 0 | 0 | 0 | 0 | 0 | 2009 Qtr 1: 0; 2009 Qtr 2: 0; 2009 Qtr 3: 0; 2009 Qtr 4: 3; 2010 Qtr 1: 0; 2010 Qtr 2: 0; 2010 Qtr 3: 0; 2010 Qtr 4: 0; 2011 Qtr 1: 0; 2011 Qtr 2: 0; 2011 Qtr 3: 0; 2011 Qtr 4: 0 | 3
0 | 253001-Residential AC SEER 14 CZ 6, 7 or 8 |  | System | Residential | 26-SFM-ResidentialSingleFamily-SP_COOL | 0 |  |  |  |  | 92.6187 | 0 | 14.5833 | 0 | 0 | 78.0354 | 184.853 |  | kWh | 0.37116 | 0.59287 | Residential |  | Winter Only | [5 empty] | 15 | 0.67 |  |  |  | 1 | 3 | 0 | 0 | 0 | 0 | 0 | 0 | 0 | 0 | 0 | 0 | 2009 Qtr 1: 0; 2009 Qtr 2: 0; 2009 Qtr 3: 0; 2009 Qtr 4: 3; 2010 Qtr 1: 0; 2010 Qtr 2: 0; 2010 Qtr 3: 0; 2010 Qtr 4: 0; 2011 Qtr 1: 0; 2011 Qtr 2: 0; 2011 Qtr 3: 0; 2011 Qtr 4: 0 | 3
0 | 253002-Residential AC SEER 14 CZ 10, 14, or 15 |  | System | Residential | 26-SFM-ResidentialSingleFamily-SP_COOL | 0 |  |  |  |  | 92.6187 | 0 | 49.9917 | 0 | 0 | 42.627 | 322.849 |  | kWh | 0.37218 | 0.40228 | Residential |  | Winter Only | [5 empty] | 15 | 0.67 |  |  |  | 1 | 3 | 0 | 0 | 0 | 0 | 0 | 0 | 0 | 0 | 0 | 0 | 2009 Qtr 1: 0; 2009 Qtr 2: 0; 2009 Qtr 3: 0; 2009 Qtr 4: 3; 2010 Qtr 1: 0; 2010 Qtr 2: 0; 2010 Qtr 3: 0; 2010 Qtr 4: 0; 2011 Qtr 1: 0; 2011 Qtr 2: 0; 2011 Qtr 3: 0; 2011 Qtr 4: 0 | 3
0 | 253008-Residential AC SEER 14 Early Ret. CZ 10, 14, or 15 |  | System | Residential | 26-SFM-ResidentialSingleFamily-SP_COOL | 0 |  |  |  |  | 642.1695 | 0 | 128.3333 | 0 | 0 | 513.8362 | 322.849 |  | kWh | 0.37218 | 0.40228 | Residential |  | Winter Only | [5 empty] | 15 | 0.67 |  |  |  | 1 | 3 | 0 | 0 | 0 | 0 | 0 | 0 | 0 | 0 | 0 | 0 | 2009 Qtr 1: 0; 2009 Qtr 2: 0; 2009 Qtr 3: 0; 2009 Qtr 4: 3; 2010 Qtr 1: 0; 2010 Qtr 2: 0; 2010 Qtr 3: 0; 2010 Qtr 4: 0; 2011 Qtr 1: 0; 2011 Qtr 2: 0; 2011 Qtr 3: 0; 2011 Qtr 4: 0 | 3
0 | 253007-Residential AC SEER 14 Early Ret. CZ 6, 7 or 8 |  | System | Residential | 26-SFM-ResidentialSingleFamily-SP_COOL | 0 |  |  |  |  | 642.1695 | 0 | 40.5093 | 0 | 0 | 601.6602 | 184.853 |  | kWh | 0.37116 | 0.59287 | Residential |  | Winter Only | [5 empty] | 15 | 0.67 |  |  |  | 1 | 3 | 0 | 0 | 0 | 0 | 0 | 0 | 0 | 0 | 0 | 0 | 2009 Qtr 1: 0; 2009 Qtr 2: 0; 2009 Qtr 3: 0; 2009 Qtr 4: 3; 2010 Qtr 1: 0; 2010 Qtr 2: 0; 2010 Qtr 3: 0; 2010 Qtr 4: 0; 2011 Qtr 1: 0; 2011 Qtr 2: 0; 2011 Qtr 3: 0; 2011 Qtr 4: 0 | 3
0 | 253001-Residential AC SEER 14 CZ 6, 7 or 8 |  | System | Residential | 26-SFM-ResidentialSingleFamily-SP_COOL | 0 |  |  |  |  | 92.6187 | 0 | 14.5833 | 0 | 0 | 78.0354 | 184.853 |  | kWh | 0.37116 | 0.59287 | Residential |  | Winter Only | [5 empty] | 15 | 0.67 |  |  |  | 1 | 3 | 0 | 0 | 0 | 0 | 0 | 0 | 0 | 0 | 0 | 0 | 2009 Qtr 1: 0; 2009 Qtr 2: 0; 2009 Qtr 3: 0; 2009 Qtr 4: 3; 2010 Qtr 1: 0; 2010 Qtr 2: 0; 2010 Qtr 3: 0; 2010 Qtr 4: 0; 2011 Qtr 1: 0; 2011 Qtr 2: 0; 2011 Qtr 3: 0; 2011 Qtr 4: 0 | 3
0 | 253001-Residential AC SEER 14 CZ 6, 7 or 8 |  | System | Residential | 26-SFM-ResidentialSingleFamily-SP_COOL | 0 |  |  |  |  | 92.6187 | 0 | 14.5833 | 0 | 0 | 78.0354 | 184.853 |  | kWh | 0.37116 | 0.59287 | Residential |  | Winter Only | [5 empty] | 15 | 0.67 |  |  |  | 1 | 3 | 0 | 0 | 0 | 0 | 0 | 0 | 0 | 0 | 0 | 0 | 2009 Qtr 1: 0; 2009 Qtr 2: 0; 2009 Qtr 3: 0; 2009 Qtr 4: 3; 2010 Qtr 1: 0; 2010 Qtr 2: 0; 2010 Qtr 3: 0; 2010 Qtr 4: 0; 2011 Qtr 1: 0; 2011 Qtr 2: 0; 2011 Qtr 3: 0; 2011 Qtr 4: 0 | 3
0 | 253001-Residential AC SEER 14 CZ 6, 7 or 8 |  | System | Residential | 26-SFM-ResidentialSingleFamily-SP_COOL | 0 |  |  |  |  | 92.6187 | 0 | 14.5833 | 0 | 0 | 78.0354 | 184.853 |  | kWh | 0.37116 | 0.59287 | Residential |  | Winter Only | [5 empty] | 15 | 0.67 |  |  |  | 1 | 3 | 0 | 0 | 0 | 0 | 0 | 0 | 0 | 0 | 0 | 0 | 2009 Qtr 1: 0; 2009 Qtr 2: 0; 2009 Qtr 3: 0; 2009 Qtr 4: 3; 2010 Qtr 1: 0; 2010 Qtr 2: 0; 2010 Qtr 3: 0; 2010 Qtr 4: 0; 2011 Qtr 1: 0; 2011 Qtr 2: 0; 2011 Qtr 3: 0; 2011 Qtr 4: 0 | 3
0 | 253009-Residential AC SEER 15 Early Ret. CZ 6, 7 or 8 |  | System | Residential | 26-SFM-ResidentialSingleFamily-SP_COOL | 0 |  |  |  |  | 734.7882 | 0 | 52.0833 | 0 | 0 | 682.7049 | 219.055 |  | kWh | 0.38807 | -1.3318 | Residential |  | Winter Only | [5 empty] | 15 | 0.67 |  |  |  | 1 | 2 | 0 | 0 | 0 | 0 | 0 | 0 | 0 | 0 | 0 | 0 | 2009 Qtr 1: 0; 2009 Qtr 2: 0; 2009 Qtr 3: 0; 2009 Qtr 4: 2; 2010 Qtr 1: 0; 2010 Qtr 2: 0; 2010 Qtr 3: 0; 2010 Qtr 4: 0; 2011 Qtr 1: 0; 2011 Qtr 2: 0; 2011 Qtr 3: 0; 2011 Qtr 4: 0 | 2
0 | 253003-Residential AC SEER 15 CZ 6, 7 or 8 |  | System | Residential | 26-SFM-ResidentialSingleFamily-SP_COOL | 0 |  |  |  |  | 185.2374 | 0 | 30 | 0 | 0 | 155.2374 | 219.055 |  | kWh | 0.38807 | -1.3318 | Residential |  | Winter Only | [5 empty] | 15 | 0.67 |  |  |  | 1 | 3 | 0 | 0 | 0 | 0 | 0 | 0 | 0 | 0 | 0 | 0 | 2009 Qtr 1: 0; 2009 Qtr 2: 0; 2009 Qtr 3: 0; 2009 Qtr 4: 3; 2010 Qtr 1: 0; 2010 Qtr 2: 0; 2010 Qtr 3: 0; 2010 Qtr 4: 0; 2011 Qtr 1: 0; 2011 Qtr 2: 0; 2011 Qtr 3: 0; 2011 Qtr 4: 0 | 3
0 | 253003-Residential AC SEER 15 CZ 6, 7 or 8 |  | System | Residential | 26-SFM-ResidentialSingleFamily-SP_COOL | 0 |  |  |  |  | 185.2374 | 0 | 30 | 0 | 0 | 155.2374 | 219.055 |  | kWh | 0.38807 | -1.3318 | Residential |  | Winter Only | [5 empty] | 15 | 0.67 |  |  |  | 1 | 3 | 0 | 0 | 0 | 0 | 0 | 0 | 0 | 0 | 0 | 0 | 2009 Qtr 1: 0; 2009 Qtr 2: 0; 2009 Qtr 3: 0; 2009 Qtr 4: 3; 2010 Qtr 1: 0; 2010 Qtr 2: 0; 2010 Qtr 3: 0; 2010 Qtr 4: 0; 2011 Qtr 1: 0; 2011 Qtr 2: 0; 2011 Qtr 3: 0; 2011 Qtr 4: 0 | 3
0 | 253004-Residential AC SEER 15 CZ 10, 14, or 15 |  | System | Residential | 26-SFM-ResidentialSingleFamily-SP_COOL | 0 |  |  |  |  | 185.2374 | 0 | 85.71 | 0 | 0 | 99.5274 | 372.762 |  | kWh | 0.39428 | -1.1019 | Residential |  | Winter Only | [5 empty] | 15 | 0.67 |  |  |  | 1 | 3 | 0 | 0 | 0 | 0 | 0 | 0 | 0 | 0 | 0 | 0 | 2009 Qtr 1: 0; 2009 Qtr 2: 0; 2009 Qtr 3: 0; 2009 Qtr 4: 3; 2010 Qtr 1: 0; 2010 Qtr 2: 0; 2010 Qtr 3: 0; 2010 Qtr 4: 0; 2011 Qtr 1: 0; 2011 Qtr 2: 0; 2011 Qtr 3: 0; 2011 Qtr 4: 0 | 3
0 | 253001-Residential AC SEER 14 CZ 6, 7 or 8 |  | System | Residential | 26-SFM-ResidentialSingleFamily-SP_COOL | 0 |  |  |  |  | 92.6187 | 0 | 12.5 | 0 | 0 | 80.1187 | 184.853 |  | kWh | 0.37116 | 0.59287 | Residential |  | Winter Only | [5 empty] | 15 | 0.67 |  |  |  | 1 | 3 | 0 | 0 | 0 | 0 | 0 | 0 | 0 | 0 | 0 | 0 | 2009 Qtr 1: 0; 2009 Qtr 2: 0; 2009 Qtr 3: 0; 2009 Qtr 4: 3; 2010 Qtr 1: 0; 2010 Qtr 2: 0; 2010 Qtr 3: 0; 2010 Qtr 4: 0; 2011 Qtr 1: 0; 2011 Qtr 2: 0; 2011 Qtr 3: 0; 2011 Qtr 4: 0 | 3
0 | 253001-Residential AC SEER 14 CZ 6, 7 or 8 |  | System | Residential | 26-SFM-ResidentialSingleFamily-SP_COOL | 0 |  |  |  |  | 92.6187 | 0 | 12.5 | 0 | 0 | 80.1187 | 184.853 |  | kWh | 0.37116 | 0.59287 | Residential |  | Winter Only | [5 empty] | 15 | 0.67 |  |  |  | 1 | 3 | 0 | 0 | 0 | 0 | 0 | 0 | 0 | 0 | 0 | 0 | 2009 Qtr 1: 0; 2009 Qtr 2: 0; 2009 Qtr 3: 0; 2009 Qtr 4: 3; 2010 Qtr 1: 0; 2010 Qtr 2: 0; 2010 Qtr 3: 0; 2010 Qtr 4: 0; 2011 Qtr 1: 0; 2011 Qtr 2: 0; 2011 Qtr 3: 0; 2011 Qtr 4: 0 | 3
0 | 253002-Residential AC SEER 14 CZ 10, 14, or 15 |  | System | Residential | 26-SFM-ResidentialSingleFamily-SP_COOL | 0 |  |  |  |  | 92.6187 | 0 | 42.85 | 0 | 0 | 49.7687 | 322.849 |  | kWh | 0.37218 | 0.40228 | Residential |  | Winter Only | [5 empty] | 15 | 0.67 |  |  |  | 1 | 3 | 0 | 0 | 0 | 0 | 0 | 0 | 0 | 0 | 0 | 0 | 2009 Qtr 1: 0; 2009 Qtr 2: 0; 2009 Qtr 3: 0; 2009 Qtr 4: 3; 2010 Qtr 1: 0; 2010 Qtr 2: 0; 2010 Qtr 3: 0; 2010 Qtr 4: 0; 2011 Qtr 1: 0; 2011 Qtr 2: 0; 2011 Qtr 3: 0; 2011 Qtr 4: 0 | 3
0 | 253003-Residential AC SEER 15 CZ 6, 7 or 8 |  | System | Residential | 26-SFM-ResidentialSingleFamily-SP_COOL | 0 |  |  |  |  | 185.2374 | 0 | 30 | 0 | 0 | 155.2374 | 219.055 |  | kWh | 0.38807 | -1.3318 | Residential |  | Winter Only | [5 empty] | 15 | 0.67 |  |  |  | 1 | 3 | 0 | 0 | 0 | 0 | 0 | 0 | 0 | 0 | 0 | 0 | 2009 Qtr 1: 0; 2009 Qtr 2: 0; 2009 Qtr 3: 0; 2009 Qtr 4: 3; 2010 Qtr 1: 0; 2010 Qtr 2: 0; 2010 Qtr 3: 0; 2010 Qtr 4: 0; 2011 Qtr 1: 0; 2011 Qtr 2: 0; 2011 Qtr 3: 0; 2011 Qtr 4: 0 | 3
0 | 253003-Residential AC SEER 15 CZ 6, 7 or 8 |  | System | Residential | 26-SFM-ResidentialSingleFamily-SP_COOL | 0 |  |  |  |  | 185.2374 | 0 | 30 | 0 | 0 | 155.2374 | 219.055 |  | kWh | 0.38807 | -1.3318 | Residential |  | Winter Only | [5 empty] | 15 | 0.67 |  |  |  | 1 | 3 | 0 | 0 | 0 | 0 | 0 | 0 | 0 | 0 | 0 | 0 | 2009 Qtr 1: 0; 2009 Qtr 2: 0; 2009 Qtr 3: 0; 2009 Qtr 4: 3; 2010 Qtr 1: 0; 2010 Qtr 2: 0; 2010 Qtr 3: 0; 2010 Qtr 4: 0; 2011 Qtr 1: 0; 2011 Qtr 2: 0; 2011 Qtr 3: 0; 2011 Qtr 4: 0 | 3
0 | 253002-Residential AC SEER 14 CZ 10, 14, or 15 |  | System | Residential | 26-SFM-ResidentialSingleFamily-SP_COOL | 0 |  |  |  |  | 92.6187 | 0 | 42.85 | 0 | 0 | 49.7687 | 322.849 |  | kWh | 0.37218 | 0.40228 | Residential |  | Winter Only | [5 empty] | 15 | 0.67 |  |  |  | 1 | 3 | 0 | 0 | 0 | 0 | 0 | 0 | 0 | 0 | 0 | 0 | 2009 Qtr 1: 0; 2009 Qtr 2: 0; 2009 Qtr 3: 0; 2009 Qtr 4: 3; 2010 Qtr 1: 0; 2010 Qtr 2: 0; 2010 Qtr 3: 0; 2010 Qtr 4: 0; 2011 Qtr 1: 0; 2011 Qtr 2: 0; 2011 Qtr 3: 0; 2011 Qtr 4: 0 | 3
0 | 253003-Residential AC SEER 15 CZ 6, 7 or 8 |  | System | Residential | 26-SFM-ResidentialSingleFamily-SP_COOL | 0 |  |  |  |  | 185.2374 | 0 | 30 | 0 | 0 | 155.2374 | 219.055 |  | kWh | 0.38807 | -1.3318 | Residential |  | Winter Only | [5 empty] | 15 | 0.67 |  |  |  | 1 | 3 | 0 | 0 | 0 | 0 | 0 | 0 | 0 | 0 | 0 | 0 | 2009 Qtr 1: 0; 2009 Qtr 2: 0; 2009 Qtr 3: 0; 2009 Qtr 4: 3; 2010 Qtr 1: 0; 2010 Qtr 2: 0; 2010 Qtr 3: 0; 2010 Qtr 4: 0; 2011 Qtr 1: 0; 2011 Qtr 2: 0; 2011 Qtr 3: 0; 2011 Qtr 4: 0 | 3
0 | 253001-Residential AC SEER 14 CZ 6, 7 or 8 |  | System | Residential | 26-SFM-ResidentialSingleFamily-SP_COOL | 0 |  |  |  |  | 92.6187 | 0 | 12.5 | 0 | 0 | 80.1187 | 184.853 |  | kWh | 0.37116 | 0.59287 | Residential |  | Winter Only | [5 empty] | 15 | 0.67 |  |  |  | 1 | 3 | 0 | 0 | 0 | 0 | 0 | 0 | 0 | 0 | 0 | 0 | 2009 Qtr 1: 0; 2009 Qtr 2: 0; 2009 Qtr 3: 0; 2009 Qtr 4: 3; 2010 Qtr 1: 0; 2010 Qtr 2: 0; 2010 Qtr 3: 0; 2010 Qtr 4: 0; 2011 Qtr 1: 0; 2011 Qtr 2: 0; 2011 Qtr 3: 0; 2011 Qtr 4: 0 | 3
0 | 253003-Residential AC SEER 15 CZ 6, 7 or 8 |  | System | Residential | 26-SFM-ResidentialSingleFamily-SP_COOL | 0 |  |  |  |  | 185.2374 | 0 | 30 | 0 | 0 | 155.2374 | 219.055 |  | kWh | 0.38807 | -1.3318 | Residential |  | Winter Only | [5 empty] | 15 | 0.67 |  |  |  | 1 | 3 | 0 | 0 | 0 | 0 | 0 | 0 | 0 | 0 | 0 | 0 | 2009 Qtr 1: 0; 2009 Qtr 2: 0; 2009 Qtr 3: 0; 2009 Qtr 4: 3; 2010 Qtr 1: 0; 2010 Qtr 2: 0; 2010 Qtr 3: 0; 2010 Qtr 4: 0; 2011 Qtr 1: 0; 2011 Qtr 2: 0; 2011 Qtr 3: 0; 2011 Qtr 4: 0 | 3
0 | 253001-Residential AC SEER 14 CZ 6, 7 or 8 |  | System | Residential | 26-SFM-ResidentialSingleFamily-SP_COOL | 0 |  |  |  |  | 92.6187 | 0 | 12.5 | 0 | 0 | 80.1187 | 184.853 |  | kWh | 0.37116 | 0.59287 | Residential |  | Winter Only | [5 empty] | 15 | 0.67 |  |  |  | 1 | 3 | 0 | 0 | 0 | 0 | 0 | 0 | 0 | 0 | 0 | 0 | 2009 Qtr 1: 0; 2009 Qtr 2: 0; 2009 Qtr 3: 0; 2009 Qtr 4: 3; 2010 Qtr 1: 0; 2010 Qtr 2: 0; 2010 Qtr 3: 0; 2010 Qtr 4: 0; 2011 Qtr 1: 0; 2011 Qtr 2: 0; 2011 Qtr 3: 0; 2011 Qtr 4: 0 | 3
0 | 253004-Residential AC SEER 15 CZ 10, 14, or 15 |  | System | Residential | 26-SFM-ResidentialSingleFamily-SP_COOL | 0 |  |  |  |  | 185.2374 | 0 | 85.71 | 0 | 0 | 99.5274 | 372.762 |  | kWh | 0.39428 | -1.1019 | Residential |  | Winter Only | [5 empty] | 15 | 0.67 |  |  |  | 1 | 3 | 0 | 0 | 0 | 0 | 0 | 0 | 0 | 0 | 0 | 0 | 2009 Qtr 1: 0; 2009 Qtr 2: 0; 2009 Qtr 3: 0; 2009 Qtr 4: 3; 2010 Qtr 1: 0; 2010 Qtr 2: 0; 2010 Qtr 3: 0; 2010 Qtr 4: 0; 2011 Qtr 1: 0; 2011 Qtr 2: 0; 2011 Qtr 3: 0; 2011 Qtr 4: 0 | 3
0 | 253004-Residential AC SEER 15 CZ 10, 14, or 15 |  | System | Residential | 26-SFM-ResidentialSingleFamily-SP_COOL | 0 |  |  |  |  | 185.2374 | 0 | 85.71 | 0 | 0 | 99.5274 | 372.762 |  | kWh | 0.39428 | -1.1019 | Residential |  | Winter Only | [5 empty] | 15 | 0.67 |  |  |  | 1 | 3 | 0 | 0 | 0 | 0 | 0 | 0 | 0 | 0 | 0 | 0 | 2009 Qtr 1: 0; 2009 Qtr 2: 0; 2009 Qtr 3: 0; 2009 Qtr 4: 3; 2010 Qtr 1: 0; 2010 Qtr 2: 0; 2010 Qtr 3: 0; 2010 Qtr 4: 0; 2011 Qtr 1: 0; 2011 Qtr 2: 0; 2011 Qtr 3: 0; 2011 Qtr 4: 0 | 3
0 | 253003-Residential AC SEER 15 CZ 6, 7 or 8 |  | System | Residential | 26-SFM-ResidentialSingleFamily-SP_COOL | 0 |  |  |  |  | 185.2374 | 0 | 30 | 0 | 0 | 155.2374 | 219.055 |  | kWh | 0.38807 | -1.3318 | Residential |  | Winter Only | [5 empty] | 15 | 0.67 |  |  |  | 1 | 3 | 0 | 0 | 0 | 0 | 0 | 0 | 0 | 0 | 0 | 0 | 2009 Qtr 1: 0; 2009 Qtr 2: 0; 2009 Qtr 3: 0; 2009 Qtr 4: 3; 2010 Qtr 1: 0; 2010 Qtr 2: 0; 2010 Qtr 3: 0; 2010 Qtr 4: 0; 2011 Qtr 1: 0; 2011 Qtr 2: 0; 2011 Qtr 3: 0; 2011 Qtr 4: 0 | 3
0 | 253004-Residential AC SEER 15 CZ 10, 14, or 15 |  | System | Residential | 26-SFM-ResidentialSingleFamily-SP_COOL | 0 |  |  |  |  | 185.2374 | 0 | 85.71 | 0 | 0 | 99.5274 | 372.762 |  | kWh | 0.39428 | -1.1019 | Residential |  | Winter Only | [5 empty] | 15 | 0.67 |  |  |  | 1 | 3 | 0 | 0 | 0 | 0 | 0 | 0 | 0 | 0 | 0 | 0 | 2009 Qtr 1: 0; 2009 Qtr 2: 0; 2009 Qtr 3: 0; 2009 Qtr 4: 3; 2010 Qtr 1: 0; 2010 Qtr 2: 0; 2010 Qtr 3: 0; 2010 Qtr 4: 0; 2011 Qtr 1: 0; 2011 Qtr 2: 0; 2011 Qtr 3: 0; 2011 Qtr 4: 0 | 3
0 | 253002-Residential AC SEER 14 CZ 10, 14, or 15 |  | System | Residential | 26-SFM-ResidentialSingleFamily-SP_COOL | 0 |  |  |  |  | 92.6187 | 0 | 42.85 | 0 | 0 | 49.7687 | 322.849 |  | kWh | 0.37218 | 0.40228 | Residential |  | Winter Only | [5 empty] | 15 | 0.67 |  |  |  | 1 | 3 | 0 | 0 | 0 | 0 | 0 | 0 | 0 | 0 | 0 | 0 | 2009 Qtr 1: 0; 2009 Qtr 2: 0; 2009 Qtr 3: 0; 2009 Qtr 4: 3; 2010 Qtr 1: 0; 2010 Qtr 2: 0; 2010 Qtr 3: 0; 2010 Qtr 4: 0; 2011 Qtr 1: 0; 2011 Qtr 2: 0; 2011 Qtr 3: 0; 2011 Qtr 4: 0 | 3
0 | 253002-Residential AC SEER 14 CZ 10, 14, or 15 |  | System | Residential | 26-SFM-ResidentialSingleFamily-SP_COOL | 0 |  |  |  |  | 92.6187 | 0 | 42.85 | 0 | 0 | 49.7687 | 322.849 |  | kWh | 0.37218 | 0.40228 | Residential |  | Winter Only | [5 empty] | 15 | 0.67 |  |  |  | 1 | 4 | 0 | 0 | 0 | 0 | 0 | 0 | 0 | 0 | 0 | 0 | 2009 Qtr 1: 0; 2009 Qtr 2: 0; 2009 Qtr 3: 0; 2009 Qtr 4: 4; 2010 Qtr 1: 0; 2010 Qtr 2: 0; 2010 Qtr 3: 0; 2010 Qtr 4: 0; 2011 Qtr 1: 0; 2011 Qtr 2: 0; 2011 Qtr 3: 0; 2011 Qtr 4: 0 | 4
0 | 253001-Residential AC SEER 14 CZ 6, 7 or 8 |  | System | Residential | 26-SFM-ResidentialSingleFamily-SP_COOL | 0 |  |  |  |  | 92.6187 | 0 | 12.5 | 0 | 0 | 80.1187 | 184.853 |  | kWh | 0.37116 | 0.59287 | Residential |  | Winter Only | [5 empty] | 15 | 0.67 |  |  |  | 1 | 5 | 0 | 0 | 0 | 0 | 0 | 0 | 0 | 0 | 0 | 0 | 2009 Qtr 1: 0; 2009 Qtr 2: 0; 2009 Qtr 3: 0; 2009 Qtr 4: 5; 2010 Qtr 1: 0; 2010 Qtr 2: 0; 2010 Qtr 3: 0; 2010 Qtr 4: 0; 2011 Qtr 1: 0; 2011 Qtr 2: 0; 2011 Qtr 3: 0; 2011 Qtr 4: 0 | 5
0 | 253001-Residential AC SEER 14 CZ 6, 7 or 8 |  | System | Residential | 26-SFM-ResidentialSingleFamily-SP_COOL | 0 |  |  |  |  | 92.6187 | 0 | 12.5 | 0 | 0 | 80.1187 | 184.853 |  | kWh | 0.37116 | 0.59287 | Residential |  | Winter Only | [5 empty] | 15 | 0.67 |  |  |  | 1 | 4 | 0 | 0 | 0 | 0 | 0 | 0 | 0 | 0 | 0 | 0 | 2009 Qtr 1: 0; 2009 Qtr 2: 0; 2009 Qtr 3: 0; 2009 Qtr 4: 4; 2010 Qtr 1: 0; 2010 Qtr 2: 0; 2010 Qtr 3: 0; 2010 Qtr 4: 0; 2011 Qtr 1: 0; 2011 Qtr 2: 0; 2011 Qtr 3: 0; 2011 Qtr 4: 0 | 4
0 | 253007-Residential AC SEER 14 Early Ret. CZ 6, 7 or 8 |  | System | Residential | 26-SFM-ResidentialSingleFamily-SP_COOL | 0 |  |  |  |  | 642.1695 | 0 | 34.7222 | 0 | 0 | 607.4473 | 184.853 |  | kWh | 0.37116 | 0.59287 | Residential |  | Winter Only | [5 empty] | 15 | 0.67 |  |  |  | 1 | 5 | 0 | 0 | 0 | 0 | 0 | 0 | 0 | 0 | 0 | 0 | 2009 Qtr 1: 0; 2009 Qtr 2: 0; 2009 Qtr 3: 0; 2009 Qtr 4: 5; 2010 Qtr 1: 0; 2010 Qtr 2: 0; 2010 Qtr 3: 0; 2010 Qtr 4: 0; 2011 Qtr 1: 0; 2011 Qtr 2: 0; 2011 Qtr 3: 0; 2011 Qtr 4: 0 | 5
0 | 253001-Residential AC SEER 14 CZ 6, 7 or 8 |  | System | Residential | 26-SFM-ResidentialSingleFamily-SP_COOL | 0 |  |  |  |  | 92.6187 | 0 | 12.5 | 0 | 0 | 80.1187 | 184.853 |  | kWh | 0.37116 | 0.59287 | Residential |  | Winter Only | [5 empty] | 15 | 0.67 |  |  |  | 1 | 3 | 0 | 0 | 0 | 0 | 0 | 0 | 0 | 0 | 0 | 0 | 2009 Qtr 1: 0; 2009 Qtr 2: 0; 2009 Qtr 3: 0; 2009 Qtr 4: 3; 2010 Qtr 1: 0; 2010 Qtr 2: 0; 2010 Qtr 3: 0; 2010 Qtr 4: 0; 2011 Qtr 1: 0; 2011 Qtr 2: 0; 2011 Qtr 3: 0; 2011 Qtr 4: 0 | 3
0 | 253004-Residential AC SEER 15 CZ 10, 14, or 15 |  | System | Residential | 26-SFM-ResidentialSingleFamily-SP_COOL | 0 |  |  |  |  | 185.2374 | 0 | 85.71 | 0 | 0 | 99.5274 | 372.762 |  | kWh | 0.39428 | -1.1019 | Residential |  | Winter Only | [5 empty] | 15 | 0.67 |  |  |  | 1 | 3 | 0 | 0 | 0 | 0 | 0 | 0 | 0 | 0 | 0 | 0 | 2009 Qtr 1: 0; 2009 Qtr 2: 0; 2009 Qtr 3: 0; 2009 Qtr 4: 3; 2010 Qtr 1: 0; 2010 Qtr 2: 0; 2010 Qtr 3: 0; 2010 Qtr 4: 0; 2011 Qtr 1: 0; 2011 Qtr 2: 0; 2011 Qtr 3: 0; 2011 Qtr 4: 0 | 3
0 | 253001-Residential AC SEER 14 CZ 6, 7 or 8 |  | System | Residential | 26-SFM-ResidentialSingleFamily-SP_COOL | 0 |  |  |  |  | 92.6187 | 0 | 12.5 | 0 | 0 | 80.1187 | 184.853 |  | kWh | 0.37116 | 0.59287 | Residential |  | Winter Only | [5 empty] | 15 | 0.67 |  |  |  | 1 | 3 | 0 | 0 | 0 | 0 | 0 | 0 | 0 | 0 | 0 | 0 | 2009 Qtr 1: 0; 2009 Qtr 2: 0; 2009 Qtr 3: 0; 2009 Qtr 4: 3; 2010 Qtr 1: 0; 2010 Qtr 2: 0; 2010 Qtr 3: 0; 2010 Qtr 4: 0; 2011 Qtr 1: 0; 2011 Qtr 2: 0; 2011 Qtr 3: 0; 2011 Qtr 4: 0 | 3
0 | 253001-Residential AC SEER 14 CZ 6, 7 or 8 |  | System | Residential | 26-SFM-ResidentialSingleFamily-SP_COOL | 0 |  |  |  |  | 92.6187 | 0 | 12.5 | 0 | 0 | 80.1187 | 184.853 |  | kWh | 0.37116 | 0.59287 | Residential |  | Winter Only | [5 empty] | 15 | 0.67 |  |  |  | 1 | 3 | 0 | 0 | 0 | 0 | 0 | 0 | 0 | 0 | 0 | 0 | 2009 Qtr 1: 0; 2009 Qtr 2: 0; 2009 Qtr 3: 0; 2009 Qtr 4: 3; 2010 Qtr 1: 0; 2010 Qtr 2: 0; 2010 Qtr 3: 0; 2010 Qtr 4: 0; 2011 Qtr 1: 0; 2011 Qtr 2: 0; 2011 Qtr 3: 0; 2011 Qtr 4: 0 | 3
0 | 253004-Residential AC SEER 15 CZ 10, 14, or 15 |  | System | Residential | 26-SFM-ResidentialSingleFamily-SP_COOL | 0 |  |  |  |  | 185.2374 | 0 | 85.71 | 0 | 0 | 99.5274 | 372.762 |  | kWh | 0.39428 | -1.1019 | Residential |  | Winter Only | [5 empty] | 15 | 0.67 |  |  |  | 1 | 3 | 0 | 0 | 0 | 0 | 0 | 0 | 0 | 0 | 0 | 0 | 2009 Qtr 1: 0; 2009 Qtr 2: 0; 2009 Qtr 3: 0; 2009 Qtr 4: 3; 2010 Qtr 1: 0; 2010 Qtr 2: 0; 2010 Qtr 3: 0; 2010 Qtr 4: 0; 2011 Qtr 1: 0; 2011 Qtr 2: 0; 2011 Qtr 3: 0; 2011 Qtr 4: 0 | 3
0 | 253003-Residential AC SEER 15 CZ 6, 7 or 8 |  | System | Residential | 26-SFM-ResidentialSingleFamily-SP_COOL | 0 |  |  |  |  | 185.2374 | 0 | 30 | 0 | 0 | 155.2374 | 219.055 |  | kWh | 0.38807 | -1.3318 | Residential |  | Winter Only | [5 empty] | 15 | 0.67 |  |  |  | 1 | 3 | 0 | 0 | 0 | 0 | 0 | 0 | 0 | 0 | 0 | 0 | 2009 Qtr 1: 0; 2009 Qtr 2: 0; 2009 Qtr 3: 0; 2009 Qtr 4: 3; 2010 Qtr 1: 0; 2010 Qtr 2: 0; 2010 Qtr 3: 0; 2010 Qtr 4: 0; 2011 Qtr 1: 0; 2011 Qtr 2: 0; 2011 Qtr 3: 0; 2011 Qtr 4: 0 | 3
0 | 253003-Residential AC SEER 15 CZ 6, 7 or 8 |  | System | Residential | 26-SFM-ResidentialSingleFamily-SP_COOL | 0 |  |  |  |  | 185.2374 | 0 | 30 | 0 | 0 | 155.2374 | 219.055 |  | kWh | 0.38807 | -1.3318 | Residential |  | Winter Only | [5 empty] | 15 | 0.67 |  |  |  | 1 | 3 | 0 | 0 | 0 | 0 | 0 | 0 | 0 | 0 | 0 | 0 | 2009 Qtr 1: 0; 2009 Qtr 2: 0; 2009 Qtr 3: 0; 2009 Qtr 4: 3; 2010 Qtr 1: 0; 2010 Qtr 2: 0; 2010 Qtr 3: 0; 2010 Qtr 4: 0; 2011 Qtr 1: 0; 2011 Qtr 2: 0; 2011 Qtr 3: 0; 2011 Qtr 4: 0 | 3
0 | 253003-Residential AC SEER 15 CZ 6, 7 or 8 |  | System | Residential | 26-SFM-ResidentialSingleFamily-SP_COOL | 0 |  |  |  |  | 185.2374 | 0 | 30 | 0 | 0 | 155.2374 | 219.055 |  | kWh | 0.38807 | -1.3318 | Residential |  | Winter Only | [5 empty] | 15 | 0.67 |  |  |  | 1 | 3 | 0 | 0 | 0 | 0 | 0 | 0 | 0 | 0 | 0 | 0 | 2009 Qtr 1: 0; 2009 Qtr 2: 0; 2009 Qtr 3: 0; 2009 Qtr 4: 3; 2010 Qtr 1: 0; 2010 Qtr 2: 0; 2010 Qtr 3: 0; 2010 Qtr 4: 0; 2011 Qtr 1: 0; 2011 Qtr 2: 0; 2011 Qtr 3: 0; 2011 Qtr 4: 0 | 3
0 | 253001-Residential AC SEER 14 CZ 6, 7 or 8 |  | System | Residential | 26-SFM-ResidentialSingleFamily-SP_COOL | 0 |  |  |  |  | 92.6187 | 0 | 12.5 | 0 | 0 | 80.1187 | 184.853 |  | kWh | 0.37116 | 0.59287 | Residential |  | Winter Only | [5 empty] | 15 | 0.67 |  |  |  | 1 | 3 | 0 | 0 | 0 | 0 | 0 | 0 | 0 | 0 | 0 | 0 | 2009 Qtr 1: 0; 2009 Qtr 2: 0; 2009 Qtr 3: 0; 2009 Qtr 4: 3; 2010 Qtr 1: 0; 2010 Qtr 2: 0; 2010 Qtr 3: 0; 2010 Qtr 4: 0; 2011 Qtr 1: 0; 2011 Qtr 2: 0; 2011 Qtr 3: 0; 2011 Qtr 4: 0 | 3
0 | 253001-Residential AC SEER 14 CZ 6, 7 or 8 |  | System | Residential | 26-SFM-ResidentialSingleFamily-SP_COOL | 0 |  |  |  |  | 92.6187 | 0 | 12.5 | 0 | 0 | 80.1187 | 184.853 |  | kWh | 0.37116 | 0.59287 | Residential |  | Winter Only | [5 empty] | 15 | 0.67 |  |  |  | 1 | 3 | 0 | 0 | 0 | 0 | 0 | 0 | 0 | 0 | 0 | 0 | 2009 Qtr 1: 0; 2009 Qtr 2: 0; 2009 Qtr 3: 0; 2009 Qtr 4: 3; 2010 Qtr 1: 0; 2010 Qtr 2: 0; 2010 Qtr 3: 0; 2010 Qtr 4: 0; 2011 Qtr 1: 0; 2011 Qtr 2: 0; 2011 Qtr 3: 0; 2011 Qtr 4: 0 | 3
0 | 253003-Residential AC SEER 15 CZ 6, 7 or 8 |  | System | Residential | 26-SFM-ResidentialSingleFamily-SP_COOL | 0 |  |  |  |  | 185.2374 | 0 | 30 | 0 | 0 | 155.2374 | 219.055 |  | kWh | 0.38807 | -1.3318 | Residential |  | Winter Only | [5 empty] | 15 | 0.67 |  |  |  | 1 | 3 | 0 | 0 | 0 | 0 | 0 | 0 | 0 | 0 | 0 | 0 | 2009 Qtr 1: 0; 2009 Qtr 2: 0; 2009 Qtr 3: 0; 2009 Qtr 4: 3; 2010 Qtr 1: 0; 2010 Qtr 2: 0; 2010 Qtr 3: 0; 2010 Qtr 4: 0; 2011 Qtr 1: 0; 2011 Qtr 2: 0; 2011 Qtr 3: 0; 2011 Qtr 4: 0 | 3
0 | 253003-Residential AC SEER 15 CZ 6, 7 or 8 |  | System | Residential | 26-SFM-ResidentialSingleFamily-SP_COOL | 0 |  |  |  |  | 185.2374 | 0 | 30 | 0 | 0 | 155.2374 | 219.055 |  | kWh | 0.38807 | -1.3318 | Residential |  | Winter Only | [5 empty] | 15 | 0.67 |  |  |  | 1 | 3 | 0 | 0 | 0 | 0 | 0 | 0 | 0 | 0 | 0 | 0 | 2009 Qtr 1: 0; 2009 Qtr 2: 0; 2009 Qtr 3: 0; 2009 Qtr 4: 3; 2010 Qtr 1: 0; 2010 Qtr 2: 0; 2010 Qtr 3: 0; 2010 Qtr 4: 0; 2011 Qtr 1: 0; 2011 Qtr 2: 0; 2011 Qtr 3: 0; 2011 Qtr 4: 0 | 3
0 | 253004-Residential AC SEER 15 CZ 10, 14, or 15 |  | System | Residential | 26-SFM-ResidentialSingleFamily-SP_COOL | 0 |  |  |  |  | 185.2374 | 0 | 85.71 | 0 | 0 | 99.5274 | 372.762 |  | kWh | 0.39428 | -1.1019 | Residential |  | Winter Only | [5 empty] | 15 | 0.67 |  |  |  | 1 | 3 | 0 | 0 | 0 | 0 | 0 | 0 | 0 | 0 | 0 | 0 | 2009 Qtr 1: 0; 2009 Qtr 2: 0; 2009 Qtr 3: 0; 2009 Qtr 4: 3; 2010 Qtr 1: 0; 2010 Qtr 2: 0; 2010 Qtr 3: 0; 2010 Qtr 4: 0; 2011 Qtr 1: 0; 2011 Qtr 2: 0; 2011 Qtr 3: 0; 2011 Qtr 4: 0 | 3
0 | 253001-Residential AC SEER 14 CZ 6, 7 or 8 |  | System | Residential | 26-SFM-ResidentialSingleFamily-SP_COOL | 0 |  |  |  |  | 92.6187 | 0 | 12.5 | 0 | 0 | 80.1187 | 184.853 |  | kWh | 0.37116 | 0.59287 | Residential |  | Winter Only | [5 empty] | 15 | 0.67 |  |  |  | 1 | 3 | 0 | 0 | 0 | 0 | 0 | 0 | 0 | 0 | 0 | 0 | 2009 Qtr 1: 0; 2009 Qtr 2: 0; 2009 Qtr 3: 0; 2009 Qtr 4: 3; 2010 Qtr 1: 0; 2010 Qtr 2: 0; 2010 Qtr 3: 0; 2010 Qtr 4: 0; 2011 Qtr 1: 0; 2011 Qtr 2: 0; 2011 Qtr 3: 0; 2011 Qtr 4: 0 | 3
0 | 253003-Residential AC SEER 15 CZ 6, 7 or 8 |  | System | Residential | 26-SFM-ResidentialSingleFamily-SP_COOL | 0 |  |  |  |  | 185.2374 | 0 | 30 | 0 | 0 | 155.2374 | 219.055 |  | kWh | 0.38807 | -1.3318 | Residential |  | Winter Only | [5 empty] | 15 | 0.67 |  |  |  | 1 | 3 | 0 | 0 | 0 | 0 | 0 | 0 | 0 | 0 | 0 | 0 | 2009 Qtr 1: 0; 2009 Qtr 2: 0; 2009 Qtr 3: 0; 2009 Qtr 4: 3; 2010 Qtr 1: 0; 2010 Qtr 2: 0; 2010 Qtr 3: 0; 2010 Qtr 4: 0; 2011 Qtr 1: 0; 2011 Qtr 2: 0; 2011 Qtr 3: 0; 2011 Qtr 4: 0 | 3
0 | 253001-Residential AC SEER 14 CZ 6, 7 or 8 |  | System | Residential | 26-SFM-ResidentialSingleFamily-SP_COOL | 0 |  |  |  |  | 92.6187 | 0 | 12.5 | 0 | 0 | 80.1187 | 184.853 |  | kWh | 0.37116 | 0.59287 | Residential |  | Winter Only | [5 empty] | 15 | 0.67 |  |  |  | 1 | 3 | 0 | 0 | 0 | 0 | 0 | 0 | 0 | 0 | 0 | 0 | 2009 Qtr 1: 0; 2009 Qtr 2: 0; 2009 Qtr 3: 0; 2009 Qtr 4: 3; 2010 Qtr 1: 0; 2010 Qtr 2: 0; 2010 Qtr 3: 0; 2010 Qtr 4: 0; 2011 Qtr 1: 0; 2011 Qtr 2: 0; 2011 Qtr 3: 0; 2011 Qtr 4: 0 | 3
0 | 253001-Residential AC SEER 14 CZ 6, 7 or 8 |  | System | Residential | 26-SFM-ResidentialSingleFamily-SP_COOL | 0 |  |  |  |  | 92.6187 | 0 | 12.5 | 0 | 0 | 80.1187 | 184.853 |  | kWh | 0.37116 | 0.59287 | Residential |  | Winter Only | [5 empty] | 15 | 0.67 |  |  |  | 1 | 3 | 0 | 0 | 0 | 0 | 0 | 0 | 0 | 0 | 0 | 0 | 2009 Qtr 1: 0; 2009 Qtr 2: 0; 2009 Qtr 3: 0; 2009 Qtr 4: 3; 2010 Qtr 1: 0; 2010 Qtr 2: 0; 2010 Qtr 3: 0; 2010 Qtr 4: 0; 2011 Qtr 1: 0; 2011 Qtr 2: 0; 2011 Qtr 3: 0; 2011 Qtr 4: 0 | 3
0 | 253003-Residential AC SEER 15 CZ 6, 7 or 8 |  | System | Residential | 26-SFM-ResidentialSingleFamily-SP_COOL | 0 |  |  |  |  | 185.2374 | 0 | 30 | 0 | 0 | 155.2374 | 219.055 |  | kWh | 0.38807 | -1.3318 | Residential |  | Winter Only | [5 empty] | 15 | 0.67 |  |  |  | 1 | 3 | 0 | 0 | 0 | 0 | 0 | 0 | 0 | 0 | 0 | 0 | 2009 Qtr 1: 0; 2009 Qtr 2: 0; 2009 Qtr 3: 0; 2009 Qtr 4: 3; 2010 Qtr 1: 0; 2010 Qtr 2: 0; 2010 Qtr 3: 0; 2010 Qtr 4: 0; 2011 Qtr 1: 0; 2011 Qtr 2: 0; 2011 Qtr 3: 0; 2011 Qtr 4: 0 | 3
0 | 253007-Residential AC SEER 14 Early Ret. CZ 6, 7 or 8 |  | System | Residential | 26-SFM-ResidentialSingleFamily-SP_COOL | 0 |  |  |  |  | 642.1695 | 0 | 34.7222 | 0 | 0 | 607.4473 | 184.853 |  | kWh | 0.37116 | 0.59287 | Residential |  | Winter Only | [5 empty] | 15 | 0.67 |  |  |  | 1 | 3 | 0 | 0 | 0 | 0 | 0 | 0 | 0 | 0 | 0 | 0 | 2009 Qtr 1: 0; 2009 Qtr 2: 0; 2009 Qtr 3: 0; 2009 Qtr 4: 3; 2010 Qtr 1: 0; 2010 Qtr 2: 0; 2010 Qtr 3: 0; 2010 Qtr 4: 0; 2011 Qtr 1: 0; 2011 Qtr 2: 0; 2011 Qtr 3: 0; 2011 Qtr 4: 0 | 3
0 | 253003-Residential AC SEER 15 CZ 6, 7 or 8 |  | System | Residential | 26-SFM-ResidentialSingleFamily-SP_COOL | 0 |  |  |  |  | 185.2374 | 0 | 30 | 0 | 0 | 155.2374 | 219.055 |  | kWh | 0.38807 | -1.3318 | Residential |  | Winter Only | [5 empty] | 15 | 0.67 |  |  |  | 1 | 3 | 0 | 0 | 0 | 0 | 0 | 0 | 0 | 0 | 0 | 0 | 2009 Qtr 1: 0; 2009 Qtr 2: 0; 2009 Qtr 3: 0; 2009 Qtr 4: 3; 2010 Qtr 1: 0; 2010 Qtr 2: 0; 2010 Qtr 3: 0; 2010 Qtr 4: 0; 2011 Qtr 1: 0; 2011 Qtr 2: 0; 2011 Qtr 3: 0; 2011 Qtr 4: 0 | 3
0 | 253004-Residential AC SEER 15 CZ 10, 14, or 15 |  | System | Residential | 26-SFM-ResidentialSingleFamily-SP_COOL | 0 |  |  |  |  | 185.2374 | 0 | 85.71 | 0 | 0 | 99.5274 | 372.762 |  | kWh | 0.39428 | -1.1019 | Residential |  | Winter Only | [5 empty] | 15 | 0.67 |  |  |  | 1 | 3 | 0 | 0 | 0 | 0 | 0 | 0 | 0 | 0 | 0 | 0 | 2009 Qtr 1: 0; 2009 Qtr 2: 0; 2009 Qtr 3: 0; 2009 Qtr 4: 3; 2010 Qtr 1: 0; 2010 Qtr 2: 0; 2010 Qtr 3: 0; 2010 Qtr 4: 0; 2011 Qtr 1: 0; 2011 Qtr 2: 0; 2011 Qtr 3: 0; 2011 Qtr 4: 0 | 3
0 | 253003-Residential AC SEER 15 CZ 6, 7 or 8 |  | System | Residential | 26-SFM-ResidentialSingleFamily-SP_COOL | 0 |  |  |  |  | 185.2374 | 0 | 30 | 0 | 0 | 155.2374 | 219.055 |  | kWh | 0.38807 | -1.3318 | Residential |  | Winter Only | [5 empty] | 15 | 0.67 |  |  |  | 1 | 3 | 0 | 0 | 0 | 0 | 0 | 0 | 0 | 0 | 0 | 0 | 2009 Qtr 1: 0; 2009 Qtr 2: 0; 2009 Qtr 3: 0; 2009 Qtr 4: 3; 2010 Qtr 1: 0; 2010 Qtr 2: 0; 2010 Qtr 3: 0; 2010 Qtr 4: 0; 2011 Qtr 1: 0; 2011 Qtr 2: 0; 2011 Qtr 3: 0; 2011 Qtr 4: 0 | 3
0 | 253004-Residential AC SEER 15 CZ 10, 14, or 15 |  | System | Residential | 26-SFM-ResidentialSingleFamily-SP_COOL | 0 |  |  |  |  | 185.2374 | 0 | 85.71 | 0 | 0 | 99.5274 | 372.762 |  | kWh | 0.39428 | -1.1019 | Residential |  | Winter Only | [5 empty] | 15 | 0.67 |  |  |  | 1 | 3 | 0 | 0 | 0 | 0 | 0 | 0 | 0 | 0 | 0 | 0 | 2009 Qtr 1: 0; 2009 Qtr 2: 0; 2009 Qtr 3: 0; 2009 Qtr 4: 3; 2010 Qtr 1: 0; 2010 Qtr 2: 0; 2010 Qtr 3: 0; 2010 Qtr 4: 0; 2011 Qtr 1: 0; 2011 Qtr 2: 0; 2011 Qtr 3: 0; 2011 Qtr 4: 0 | 3
0 | 253001-Residential AC SEER 14 CZ 6, 7 or 8 |  | System | Residential | 26-SFM-ResidentialSingleFamily-SP_COOL | 0 |  |  |  |  | 92.6187 | 0 | 12.5 | 0 | 0 | 80.1187 | 184.853 |  | kWh | 0.37116 | 0.59287 | Residential |  | Winter Only | [5 empty] | 15 | 0.67 |  |  |  | 1 | 4 | 0 | 0 | 0 | 0 | 0 | 0 | 0 | 0 | 0 | 0 | 2009 Qtr 1: 0; 2009 Qtr 2: 0; 2009 Qtr 3: 0; 2009 Qtr 4: 4; 2010 Qtr 1: 0; 2010 Qtr 2: 0; 2010 Qtr 3: 0; 2010 Qtr 4: 0; 2011 Qtr 1: 0; 2011 Qtr 2: 0; 2011 Qtr 3: 0; 2011 Qtr 4: 0 | 4
0 | 253011-Residential HP SEER 14 CZ 6, 7 or 8 |  | System | Residential | 26-SFM-ResidentialSingleFamily-SP_COOL | 0 |  |  |  |  | 94.8756 | 0 | 12.5 | 0 | 0 | 82.3756 | 620.108 |  | kWh | 0.32232 | 0 | Residential | [7 empty] | 15 | 0.67 |  |  |  | 1 | 2 | 0 | 0 | 0 | 0 | 0 | 0 | 0 | 0 | 0 | 0 | 2009 Qtr 1: 0; 2009 Qtr 2: 0; 2009 Qtr 3: 0; 2009 Qtr 4: 2; 2010 Qtr 1: 0; 2010 Qtr 2: 0; 2010 Qtr 3: 0; 2010 Qtr 4: 0; 2011 Qtr 1: 0; 2011 Qtr 2: 0; 2011 Qtr 3: 0; 2011 Qtr 4: 0 | 2
0 | 253014-Residential HP SEER 15 CZ 10, 14, or 15 |  | System | Residential | 26-SFM-ResidentialSingleFamily-SP_COOL | 0 |  |  |  |  | 183.2353 | 0 | 107.1375 | 0 | 0 | 76.0978 | 878.46 |  | kWh | 0.35649 | 0 | Residential | [7 empty] | 15 | 0.67 |  |  |  | 1 | 1 | 0 | 0 | 0 | 0 | 0 | 0 | 0 | 0 | 0 | 0 | 2009 Qtr 1: 0; 2009 Qtr 2: 0; 2009 Qtr 3: 0; 2009 Qtr 4: 1; 2010 Qtr 1: 0; 2010 Qtr 2: 0; 2010 Qtr 3: 0; 2010 Qtr 4: 0; 2011 Qtr 1: 0; 2011 Qtr 2: 0; 2011 Qtr 3: 0; 2011 Qtr 4: 0 | 1
0 | 253001-Residential AC SEER 14 CZ 6, 7 or 8 |  | System | Residential | 26-SFM-ResidentialSingleFamily-SP_COOL | 0 |  |  |  |  | 92.6187 | 0 | 12.5 | 0 | 0 | 80.1187 | 184.853 |  | kWh | 0.37116 | 0.59287 | Residential |  | Winter Only | [5 empty] | 15 | 0.67 |  |  |  | 1 | 3 | 0 | 0 | 0 | 0 | 0 | 0 | 0 | 0 | 0 | 0 | 2009 Qtr 1: 0; 2009 Qtr 2: 0; 2009 Qtr 3: 0; 2009 Qtr 4: 3; 2010 Qtr 1: 0; 2010 Qtr 2: 0; 2010 Qtr 3: 0; 2010 Qtr 4: 0; 2011 Qtr 1: 0; 2011 Qtr 2: 0; 2011 Qtr 3: 0; 2011 Qtr 4: 0 | 3
0 | 253001-Residential AC SEER 14 CZ 6, 7 or 8 |  | System | Residential | 26-SFM-ResidentialSingleFamily-SP_COOL | 0 |  |  |  |  | 92.6187 | 0 | 12.5 | 0 | 0 | 80.1187 | 184.853 |  | kWh | 0.37116 | 0.59287 | Residential |  | Winter Only | [5 empty] | 15 | 0.67 |  |  |  | 1 | 3 | 0 | 0 | 0 | 0 | 0 | 0 | 0 | 0 | 0 | 0 | 2009 Qtr 1: 0; 2009 Qtr 2: 0; 2009 Qtr 3: 0; 2009 Qtr 4: 3; 2010 Qtr 1: 0; 2010 Qtr 2: 0; 2010 Qtr 3: 0; 2010 Qtr 4: 0; 2011 Qtr 1: 0; 2011 Qtr 2: 0; 2011 Qtr 3: 0; 2011 Qtr 4: 0 | 3
0 | 253003-Residential AC SEER 15 CZ 6, 7 or 8 |  | System | Residential | 26-SFM-ResidentialSingleFamily-SP_COOL | 0 |  |  |  |  | 185.2374 | 0 | 30 | 0 | 0 | 155.2374 | 219.055 |  | kWh | 0.38807 | -1.3318 | Residential |  | Winter Only | [5 empty] | 15 | 0.67 |  |  |  | 1 | 3 | 0 | 0 | 0 | 0 | 0 | 0 | 0 | 0 | 0 | 0 | 2009 Qtr 1: 0; 2009 Qtr 2: 0; 2009 Qtr 3: 0; 2009 Qtr 4: 3; 2010 Qtr 1: 0; 2010 Qtr 2: 0; 2010 Qtr 3: 0; 2010 Qtr 4: 0; 2011 Qtr 1: 0; 2011 Qtr 2: 0; 2011 Qtr 3: 0; 2011 Qtr 4: 0 | 3
0 | 253003-Residential AC SEER 15 CZ 6, 7 or 8 |  | System | Residential | 26-SFM-ResidentialSingleFamily-SP_COOL | 0 |  |  |  |  | 185.2374 | 0 | 35 | 0 | 0 | 150.2374 | 219.055 |  | kWh | 0.38807 | -1.3318 | Residential |  | Winter Only | [5 empty] | 15 | 0.67 |  |  |  | 1 | 3 | 0 | 0 | 0 | 0 | 0 | 0 | 0 | 0 | 0 | 0 | 2009 Qtr 1: 0; 2009 Qtr 2: 0; 2009 Qtr 3: 0; 2009 Qtr 4: 3; 2010 Qtr 1: 0; 2010 Qtr 2: 0; 2010 Qtr 3: 0; 2010 Qtr 4: 0; 2011 Qtr 1: 0; 2011 Qtr 2: 0; 2011 Qtr 3: 0; 2011 Qtr 4: 0 | 3
0 | 253001-Residential AC SEER 14 CZ 6, 7 or 8 |  | System | Residential | 26-SFM-ResidentialSingleFamily-SP_COOL | 0 |  |  |  |  | 92.6187 | 0 | 12.5 | 0 | 0 | 80.1187 | 184.853 |  | kWh | 0.37116 | 0.59287 | Residential |  | Winter Only | [5 empty] | 15 | 0.67 |  |  |  | 1 | 4 | 0 | 0 | 0 | 0 | 0 | 0 | 0 | 0 | 0 | 0 | 2009 Qtr 1: 0; 2009 Qtr 2: 0; 2009 Qtr 3: 0; 2009 Qtr 4: 4; 2010 Qtr 1: 0; 2010 Qtr 2: 0; 2010 Qtr 3: 0; 2010 Qtr 4: 0; 2011 Qtr 1: 0; 2011 Qtr 2: 0; 2011 Qtr 3: 0; 2011 Qtr 4: 0 | 4
0 | 253003-Residential AC SEER 15 CZ 6, 7 or 8 |  | System | Residential | 26-SFM-ResidentialSingleFamily-SP_COOL | 0 |  |  |  |  | 185.2374 | 0 | 35 | 0 | 0 | 150.2374 | 219.055 |  | kWh | 0.38807 | -1.3318 | Residential |  | Winter Only | [5 empty] | 15 | 0.67 |  |  |  | 1 | 3 | 0 | 0 | 0 | 0 | 0 | 0 | 0 | 0 | 0 | 0 | 2009 Qtr 1: 0; 2009 Qtr 2: 0; 2009 Qtr 3: 0; 2009 Qtr 4: 3; 2010 Qtr 1: 0; 2010 Qtr 2: 0; 2010 Qtr 3: 0; 2010 Qtr 4: 0; 2011 Qtr 1: 0; 2011 Qtr 2: 0; 2011 Qtr 3: 0; 2011 Qtr 4: 0 | 3
0 | 253003-Residential AC SEER 15 CZ 6, 7 or 8 |  | System | Residential | 26-SFM-ResidentialSingleFamily-SP_COOL | 0 |  |  |  |  | 185.2374 | 0 | 30 | 0 | 0 | 155.2374 | 219.055 |  | kWh | 0.38807 | -1.3318 | Residential |  | Winter Only | [5 empty] | 15 | 0.67 |  |  |  | 1 | 3 | 0 | 0 | 0 | 0 | 0 | 0 | 0 | 0 | 0 | 0 | 2009 Qtr 1: 0; 2009 Qtr 2: 0; 2009 Qtr 3: 0; 2009 Qtr 4: 3; 2010 Qtr 1: 0; 2010 Qtr 2: 0; 2010 Qtr 3: 0; 2010 Qtr 4: 0; 2011 Qtr 1: 0; 2011 Qtr 2: 0; 2011 Qtr 3: 0; 2011 Qtr 4: 0 | 3
0 | 253001-Residential AC SEER 14 CZ 6, 7 or 8 |  | System | Residential | 26-SFM-ResidentialSingleFamily-SP_COOL | 0 |  |  |  |  | 92.6187 | 0 | 12.5 | 0 | 0 | 80.1187 | 184.853 |  | kWh | 0.37116 | 0.59287 | Residential |  | Winter Only | [5 empty] | 15 | 0.67 |  |  |  | 1 | 4 | 0 | 0 | 0 | 0 | 0 | 0 | 0 | 0 | 0 | 0 | 2009 Qtr 1: 0; 2009 Qtr 2: 0; 2009 Qtr 3: 0; 2009 Qtr 4: 4; 2010 Qtr 1: 0; 2010 Qtr 2: 0; 2010 Qtr 3: 0; 2010 Qtr 4: 0; 2011 Qtr 1: 0; 2011 Qtr 2: 0; 2011 Qtr 3: 0; 2011 Qtr 4: 0 | 4
0 | 253002-Residential AC SEER 14 CZ 10, 14, or 15 |  | System | Residential | 26-SFM-ResidentialSingleFamily-SP_COOL | 0 |  |  |  |  | 92.6187 | 0 | 42.85 | 0 | 0 | 49.7687 | 322.849 |  | kWh | 0.37218 | 0.40228 | Residential |  | Winter Only | [5 empty] | 15 | 0.67 |  |  |  | 1 | 3 | 0 | 0 | 0 | 0 | 0 | 0 | 0 | 0 | 0 | 0 | 2009 Qtr 1: 0; 2009 Qtr 2: 0; 2009 Qtr 3: 0; 2009 Qtr 4: 3; 2010 Qtr 1: 0; 2010 Qtr 2: 0; 2010 Qtr 3: 0; 2010 Qtr 4: 0; 2011 Qtr 1: 0; 2011 Qtr 2: 0; 2011 Qtr 3: 0; 2011 Qtr 4: 0 | 3
0 | 253001-Residential AC SEER 14 CZ 6, 7 or 8 |  | System | Residential | 26-SFM-ResidentialSingleFamily-SP_COOL | 0 |  |  |  |  | 92.6187 | 0 | 12.5 | 0 | 0 | 80.1187 | 184.853 |  | kWh | 0.37116 | 0.59287 | Residential |  | Winter Only | [5 empty] | 15 | 0.67 |  |  |  | 1 | 3 | 0 | 0 | 0 | 0 | 0 | 0 | 0 | 0 | 0 | 0 | 2009 Qtr 1: 0; 2009 Qtr 2: 0; 2009 Qtr 3: 0; 2009 Qtr 4: 3; 2010 Qtr 1: 0; 2010 Qtr 2: 0; 2010 Qtr 3: 0; 2010 Qtr 4: 0; 2011 Qtr 1: 0; 2011 Qtr 2: 0; 2011 Qtr 3: 0; 2011 Qtr 4: 0 | 3
0 | 253001-Residential AC SEER 14 CZ 6, 7 or 8 |  | System | Residential | 26-SFM-ResidentialSingleFamily-SP_COOL | 0 |  |  |  |  | 92.6187 | 0 | 12.5 | 0 | 0 | 80.1187 | 184.853 |  | kWh | 0.37116 | 0.59287 | Residential |  | Winter Only | [5 empty] | 15 | 0.67 |  |  |  | 1 | 3 | 0 | 0 | 0 | 0 | 0 | 0 | 0 | 0 | 0 | 0 | 2009 Qtr 1: 0; 2009 Qtr 2: 0; 2009 Qtr 3: 0; 2009 Qtr 4: 3; 2010 Qtr 1: 0; 2010 Qtr 2: 0; 2010 Qtr 3: 0; 2010 Qtr 4: 0; 2011 Qtr 1: 0; 2011 Qtr 2: 0; 2011 Qtr 3: 0; 2011 Qtr 4: 0 | 3
0 | 253003-Residential AC SEER 15 CZ 6, 7 or 8 |  | System | Residential | 26-SFM-ResidentialSingleFamily-SP_COOL | 0 |  |  |  |  | 185.2374 | 0 | 30 | 0 | 0 | 155.2374 | 219.055 |  | kWh | 0.38807 | -1.3318 | Residential |  | Winter Only | [5 empty] | 15 | 0.67 |  |  |  | 1 | 3 | 0 | 0 | 0 | 0 | 0 | 0 | 0 | 0 | 0 | 0 | 2009 Qtr 1: 0; 2009 Qtr 2: 0; 2009 Qtr 3: 0; 2009 Qtr 4: 3; 2010 Qtr 1: 0; 2010 Qtr 2: 0; 2010 Qtr 3: 0; 2010 Qtr 4: 0; 2011 Qtr 1: 0; 2011 Qtr 2: 0; 2011 Qtr 3: 0; 2011 Qtr 4: 0 | 3
0 | 253001-Residential AC SEER 14 CZ 6, 7 or 8 |  | System | Residential | 26-SFM-ResidentialSingleFamily-SP_COOL | 0 |  |  |  |  | 92.6187 | 0 | 12.5 | 0 | 0 | 80.1187 | 184.853 |  | kWh | 0.37116 | 0.59287 | Residential |  | Winter Only | [5 empty] | 15 | 0.67 |  |  |  | 1 | 3 | 0 | 0 | 0 | 0 | 0 | 0 | 0 | 0 | 0 | 0 | 2009 Qtr 1: 0; 2009 Qtr 2: 0; 2009 Qtr 3: 0; 2009 Qtr 4: 3; 2010 Qtr 1: 0; 2010 Qtr 2: 0; 2010 Qtr 3: 0; 2010 Qtr 4: 0; 2011 Qtr 1: 0; 2011 Qtr 2: 0; 2011 Qtr 3: 0; 2011 Qtr 4: 0 | 3
0 | 253016-Residential HP SEER 13 Early Ret. CZ 10, 14, or 15 |  | System | Residential | 26-SFM-ResidentialSingleFamily-SP_COOL | 0 |  |  |  |  | 630.8445 | 0 | 85 | 0 | 0 | 545.8445 | 731.56 |  | kWh | 0.25623 | 0 | Residential | [7 empty] | 15 | 0.67 |  |  |  | 1 | 5 | 0 | 0 | 0 | 0 | 0 | 0 | 0 | 0 | 0 | 0 | 2009 Qtr 1: 0; 2009 Qtr 2: 0; 2009 Qtr 3: 0; 2009 Qtr 4: 5; 2010 Qtr 1: 0; 2010 Qtr 2: 0; 2010 Qtr 3: 0; 2010 Qtr 4: 0; 2011 Qtr 1: 0; 2011 Qtr 2: 0; 2011 Qtr 3: 0; 2011 Qtr 4: 0 | 5
0 | 253006-Residential AC SEER 13 Early Ret. CZ 10, 14, or 15 |  | System | Residential | 26-SFM-ResidentialSingleFamily-SP_COOL | 0 |  |  |  |  | 549.5508 | 0 | 85 | 0 | 0 | 464.5508 | 291.643 |  | kWh | 0.32916 | 0.11379 | Residential |  | Winter Only | [5 empty] | 15 | 0.67 |  |  |  | 1 | 4 | 0 | 0 | 0 | 0 | 0 | 0 | 0 | 0 | 0 | 0 | 2009 Qtr 1: 0; 2009 Qtr 2: 0; 2009 Qtr 3: 0; 2009 Qtr 4: 4; 2010 Qtr 1: 0; 2010 Qtr 2: 0; 2010 Qtr 3: 0; 2010 Qtr 4: 0; 2011 Qtr 1: 0; 2011 Qtr 2: 0; 2011 Qtr 3: 0; 2011 Qtr 4: 0 | 4
0 | 253001-Residential AC SEER 14 CZ 6, 7 or 8 |  | System | Residential | 26-SFM-ResidentialSingleFamily-SP_COOL | 0 |  |  |  |  | 92.6187 | 0 | 12.5 | 0 | 0 | 80.1187 | 184.853 |  | kWh | 0.37116 | 0.59287 | Residential |  | Winter Only | [5 empty] | 15 | 0.67 |  |  |  | 1 | 4 | 0 | 0 | 0 | 0 | 0 | 0 | 0 | 0 | 0 | 0 | 2009 Qtr 1: 0; 2009 Qtr 2: 0; 2009 Qtr 3: 0; 2009 Qtr 4: 4; 2010 Qtr 1: 0; 2010 Qtr 2: 0; 2010 Qtr 3: 0; 2010 Qtr 4: 0; 2011 Qtr 1: 0; 2011 Qtr 2: 0; 2011 Qtr 3: 0; 2011 Qtr 4: 0 | 4
0 | 253001-Residential AC SEER 14 CZ 6, 7 or 8 |  | System | Residential | 26-SFM-ResidentialSingleFamily-SP_COOL | 0 |  |  |  |  | 92.6187 | 0 | 12.5 | 0 | 0 | 80.1187 | 184.853 |  | kWh | 0.37116 | 0.59287 | Residential |  | Winter Only | [5 empty] | 15 | 0.67 |  |  |  | 1 | 3 | 0 | 0 | 0 | 0 | 0 | 0 | 0 | 0 | 0 | 0 | 2009 Qtr 1: 0; 2009 Qtr 2: 0; 2009 Qtr 3: 0; 2009 Qtr 4: 3; 2010 Qtr 1: 0; 2010 Qtr 2: 0; 2010 Qtr 3: 0; 2010 Qtr 4: 0; 2011 Qtr 1: 0; 2011 Qtr 2: 0; 2011 Qtr 3: 0; 2011 Qtr 4: 0 | 3
0 | 253002-Residential AC SEER 14 CZ 10, 14, or 15 |  | System | Residential | 26-SFM-ResidentialSingleFamily-SP_COOL | 0 |  |  |  |  | 92.6187 | 0 | 42.85 | 0 | 0 | 49.7687 | 322.849 |  | kWh | 0.37218 | 0.40228 | Residential |  | Winter Only | [5 empty] | 15 | 0.67 |  |  |  | 1 | 5 | 0 | 0 | 0 | 0 | 0 | 0 | 0 | 0 | 0 | 0 | 2009 Qtr 1: 0; 2009 Qtr 2: 0; 2009 Qtr 3: 0; 2009 Qtr 4: 5; 2010 Qtr 1: 0; 2010 Qtr 2: 0; 2010 Qtr 3: 0; 2010 Qtr 4: 0; 2011 Qtr 1: 0; 2011 Qtr 2: 0; 2011 Qtr 3: 0; 2011 Qtr 4: 0 | 5
0 | 253004-Residential AC SEER 15 CZ 10, 14, or 15 |  | System | Residential | 26-SFM-ResidentialSingleFamily-SP_COOL | 0 |  |  |  |  | 185.2374 | 0 | 85.71 | 0 | 0 | 99.5274 | 372.762 |  | kWh | 0.39428 | -1.1019 | Residential |  | Winter Only | [5 empty] | 15 | 0.67 |  |  |  | 1 | 3 | 0 | 0 | 0 | 0 | 0 | 0 | 0 | 0 | 0 | 0 | 2009 Qtr 1: 0; 2009 Qtr 2: 0; 2009 Qtr 3: 0; 2009 Qtr 4: 3; 2010 Qtr 1: 0; 2010 Qtr 2: 0; 2010 Qtr 3: 0; 2010 Qtr 4: 0; 2011 Qtr 1: 0; 2011 Qtr 2: 0; 2011 Qtr 3: 0; 2011 Qtr 4: 0 | 3
0 | 253009-Residential AC SEER 15 Early Ret. CZ 6, 7 or 8 |  | System | Residential | 26-SFM-ResidentialSingleFamily-SP_COOL | 0 |  |  |  |  | 734.7882 | 0 | 41.6667 | 0 | 0 | 693.1215 | 219.055 |  | kWh | 0.38807 | -1.3318 | Residential |  | Winter Only | [5 empty] | 15 | 0.67 |  |  |  | 1 | 2 | 0 | 0 | 0 | 0 | 0 | 0 | 0 | 0 | 0 | 0 | 2009 Qtr 1: 0; 2009 Qtr 2: 0; 2009 Qtr 3: 0; 2009 Qtr 4: 2; 2010 Qtr 1: 0; 2010 Qtr 2: 0; 2010 Qtr 3: 0; 2010 Qtr 4: 0; 2011 Qtr 1: 0; 2011 Qtr 2: 0; 2011 Qtr 3: 0; 2011 Qtr 4: 0 | 2
0 | 253018-Residential HP SEER 14 Early Ret. CZ 10, 14, or 15 |  | System | Residential | 26-SFM-ResidentialSingleFamily-SP_COOL | 0 |  |  |  |  | 728.7806 | 0 | 110 | 0 | 0 | 618.7806 | 818.399 |  | kWh | 0.34567 | 0 | Residential | [7 empty] | 15 | 0.67 |  |  |  | 1 | 4 | 0 | 0 | 0 | 0 | 0 | 0 | 0 | 0 | 0 | 0 | 2009 Qtr 1: 0; 2009 Qtr 2: 0; 2009 Qtr 3: 0; 2009 Qtr 4: 4; 2010 Qtr 1: 0; 2010 Qtr 2: 0; 2010 Qtr 3: 0; 2010 Qtr 4: 0; 2011 Qtr 1: 0; 2011 Qtr 2: 0; 2011 Qtr 3: 0; 2011 Qtr 4: 0 | 4
0 | 253002-Residential AC SEER 14 CZ 10, 14, or 15 |  | System | Residential | 26-SFM-ResidentialSingleFamily-SP_COOL | 0 |  |  |  |  | 92.6187 | 0 | 42.85 | 0 | 0 | 49.7687 | 322.849 |  | kWh | 0.37218 | 0.40228 | Residential |  | Winter Only | [5 empty] | 15 | 0.67 |  |  |  | 1 | 5 | 0 | 0 | 0 | 0 | 0 | 0 | 0 | 0 | 0 | 0 | 2009 Qtr 1: 0; 2009 Qtr 2: 0; 2009 Qtr 3: 0; 2009 Qtr 4: 5; 2010 Qtr 1: 0; 2010 Qtr 2: 0; 2010 Qtr 3: 0; 2010 Qtr 4: 0; 2011 Qtr 1: 0; 2011 Qtr 2: 0; 2011 Qtr 3: 0; 2011 Qtr 4: 0 | 5
0 | 253012-Residential HP SEER 14 CZ 10, 14, or 15 |  | System | Residential | 26-SFM-ResidentialSingleFamily-SP_COOL | 0 |  |  |  |  | 97.9361 | 0 | 42.85 | 0 | 0 | 55.0861 | 818.399 |  | kWh | 0.34567 | 0 | Residential | [7 empty] | 15 | 0.67 |  |  |  | 1 | 4 | 0 | 0 | 0 | 0 | 0 | 0 | 0 | 0 | 0 | 0 | 2009 Qtr 1: 0; 2009 Qtr 2: 0; 2009 Qtr 3: 0; 2009 Qtr 4: 4; 2010 Qtr 1: 0; 2010 Qtr 2: 0; 2010 Qtr 3: 0; 2010 Qtr 4: 0; 2011 Qtr 1: 0; 2011 Qtr 2: 0; 2011 Qtr 3: 0; 2011 Qtr 4: 0 | 4
0 | 253008-Residential AC SEER 14 Early Ret. CZ 10, 14, or 15 |  | System | Residential | 26-SFM-ResidentialSingleFamily-SP_COOL | 0 |  |  |  |  | 642.1695 | 0 | 110 | 0 | 0 | 532.1695 | 322.849 |  | kWh | 0.37218 | 0.40228 | Residential |  | Winter Only | [5 empty] | 15 | 0.67 |  |  |  | 1 | 2 | 0 | 0 | 0 | 0 | 0 | 0 | 0 | 0 | 0 | 0 | 2009 Qtr 1: 0; 2009 Qtr 2: 0; 2009 Qtr 3: 0; 2009 Qtr 4: 2; 2010 Qtr 1: 0; 2010 Qtr 2: 0; 2010 Qtr 3: 0; 2010 Qtr 4: 0; 2011 Qtr 1: 0; 2011 Qtr 2: 0; 2011 Qtr 3: 0; 2011 Qtr 4: 0 | 2
0 | 253005-Residential AC SEER 13 Early Ret. CZ 6, 7 or 8 |  | System | Residential | 26-SFM-ResidentialSingleFamily-SP_COOL | 0 |  |  |  |  | 549.5508 | 0 | 30 | 0 | 0 | 519.5508 | 169.092 |  | kWh | 0.32706 | 0.20484 | Residential |  | Winter Only | [5 empty] | 15 | 0.67 |  |  |  | 1 | 5 | 0 | 0 | 0 | 0 | 0 | 0 | 0 | 0 | 0 | 0 | 2009 Qtr 1: 0; 2009 Qtr 2: 0; 2009 Qtr 3: 0; 2009 Qtr 4: 5; 2010 Qtr 1: 0; 2010 Qtr 2: 0; 2010 Qtr 3: 0; 2010 Qtr 4: 0; 2011 Qtr 1: 0; 2011 Qtr 2: 0; 2011 Qtr 3: 0; 2011 Qtr 4: 0 | 5
0 | 253004-Residential AC SEER 15 CZ 10, 14, or 15 |  | System | Residential | 26-SFM-ResidentialSingleFamily-SP_COOL | 0 |  |  |  |  | 185.2374 | 0 | 85.71 | 0 | 0 | 99.5274 | 372.762 |  | kWh | 0.39428 | -1.1019 | Residential |  | Winter Only | [5 empty] | 15 | 0.67 |  |  |  | 1 | 2 | 0 | 0 | 0 | 0 | 0 | 0 | 0 | 0 | 0 | 0 | 2009 Qtr 1: 0; 2009 Qtr 2: 0; 2009 Qtr 3: 0; 2009 Qtr 4: 2; 2010 Qtr 1: 0; 2010 Qtr 2: 0; 2010 Qtr 3: 0; 2010 Qtr 4: 0; 2011 Qtr 1: 0; 2011 Qtr 2: 0; 2011 Qtr 3: 0; 2011 Qtr 4: 0 | 2
0 | 253002-Residential AC SEER 14 CZ 10, 14, or 15 |  | System | Residential | 26-SFM-ResidentialSingleFamily-SP_COOL | 0 |  |  |  |  | 92.6187 | 0 | 42.85 | 0 | 0 | 49.7687 | 322.849 |  | kWh | 0.37218 | 0.40228 | Residential |  | Winter Only | [5 empty] | 15 | 0.67 |  |  |  | 1 | 3 | 0 | 0 | 0 | 0 | 0 | 0 | 0 | 0 | 0 | 0 | 2009 Qtr 1: 0; 2009 Qtr 2: 0; 2009 Qtr 3: 0; 2009 Qtr 4: 3; 2010 Qtr 1: 0; 2010 Qtr 2: 0; 2010 Qtr 3: 0; 2010 Qtr 4: 0; 2011 Qtr 1: 0; 2011 Qtr 2: 0; 2011 Qtr 3: 0; 2011 Qtr 4: 0 | 3
0 | 253015-Residential HP SEER 13 Early Ret. CZ 6, 7 or 8 |  | System | Residential | 26-SFM-ResidentialSingleFamily-SP_COOL | 0 |  |  |  |  | 630.8445 | 0 | 30 | 0 | 0 | 600.8445 | 560.034 |  | kWh | 0.27791 | 0 | Residential |  | Winter Only | [5 empty] | 15 | 0.67 |  |  |  | 1 | 3 | 0 | 0 | 0 | 0 | 0 | 0 | 0 | 0 | 0 | 0 | 2009 Qtr 1: 0; 2009 Qtr 2: 0; 2009 Qtr 3: 0; 2009 Qtr 4: 3; 2010 Qtr 1: 0; 2010 Qtr 2: 0; 2010 Qtr 3: 0; 2010 Qtr 4: 0; 2011 Qtr 1: 0; 2011 Qtr 2: 0; 2011 Qtr 3: 0; 2011 Qtr 4: 0 | 3
0 | 253003-Residential AC SEER 15 CZ 6, 7 or 8 |  | System | Residential | 26-SFM-ResidentialSingleFamily-SP_COOL | 0 |  |  |  |  | 185.2374 | 0 | 30 | 0 | 0 | 155.2374 | 219.055 |  | kWh | 0.38807 | -1.3318 | Residential |  | Winter Only | [5 empty] | 15 | 0.67 |  |  |  | 1 | 3 | 0 | 0 | 0 | 0 | 0 | 0 | 0 | 0 | 0 | 0 | 2009 Qtr 1: 0; 2009 Qtr 2: 0; 2009 Qtr 3: 0; 2009 Qtr 4: 3; 2010 Qtr 1: 0; 2010 Qtr 2: 0; 2010 Qtr 3: 0; 2010 Qtr 4: 0; 2011 Qtr 1: 0; 2011 Qtr 2: 0; 2011 Qtr 3: 0; 2011 Qtr 4: 0 | 3
0 | 253015-Residential HP SEER 13 Early Ret. CZ 6, 7 or 8 |  | System | Residential | 26-SFM-ResidentialSingleFamily-SP_COOL | 0 |  |  |  |  | 630.8445 | 0 | 30 | 0 | 0 | 600.8445 | 560.034 |  | kWh | 0.27791 | 0 | Residential |  | Winter Only | [5 empty] | 15 | 0.67 |  |  |  | 1 | 2 | 0 | 0 | 0 | 0 | 0 | 0 | 0 | 0 | 0 | 0 | 2009 Qtr 1: 0; 2009 Qtr 2: 0; 2009 Qtr 3: 0; 2009 Qtr 4: 2; 2010 Qtr 1: 0; 2010 Qtr 2: 0; 2010 Qtr 3: 0; 2010 Qtr 4: 0; 2011 Qtr 1: 0; 2011 Qtr 2: 0; 2011 Qtr 3: 0; 2011 Qtr 4: 0 | 2
0 | 253005-Residential AC SEER 13 Early Ret. CZ 6, 7 or 8 |  | System | Residential | 26-SFM-ResidentialSingleFamily-SP_COOL | 0 |  |  |  |  | 549.5508 | 0 | 30 | 0 | 0 | 519.5508 | 169.092 |  | kWh | 0.32706 | 0.20484 | Residential |  | Winter Only | [5 empty] | 15 | 0.67 |  |  |  | 1 | 5 | 0 | 0 | 0 | 0 | 0 | 0 | 0 | 0 | 0 | 0 | 2009 Qtr 1: 0; 2009 Qtr 2: 0; 2009 Qtr 3: 0; 2009 Qtr 4: 5; 2010 Qtr 1: 0; 2010 Qtr 2: 0; 2010 Qtr 3: 0; 2010 Qtr 4: 0; 2011 Qtr 1: 0; 2011 Qtr 2: 0; 2011 Qtr 3: 0; 2011 Qtr 4: 0 | 5
0 | 253006-Residential AC SEER 13 Early Ret. CZ 10, 14, or 15 |  | System | Residential | 26-SFM-ResidentialSingleFamily-SP_COOL | 0 |  |  |  |  | 549.5508 | 0 | 85 | 0 | 0 | 464.5508 | 291.643 |  | kWh | 0.32916 | 0.11379 | Residential |  | Winter Only | [5 empty] | 15 | 0.67 |  |  |  | 1 | 3 | 0 | 0 | 0 | 0 | 0 | 0 | 0 | 0 | 0 | 0 | 2009 Qtr 1: 0; 2009 Qtr 2: 0; 2009 Qtr 3: 0; 2009 Qtr 4: 3; 2010 Qtr 1: 0; 2010 Qtr 2: 0; 2010 Qtr 3: 0; 2010 Qtr 4: 0; 2011 Qtr 1: 0; 2011 Qtr 2: 0; 2011 Qtr 3: 0; 2011 Qtr 4: 0 | 3
0 | 253001-Residential AC SEER 14 CZ 6, 7 or 8 |  | System | Residential | 26-SFM-ResidentialSingleFamily-SP_COOL | 0 |  |  |  |  | 92.6187 | 0 | 12.5 | 0 | 0 | 80.1187 | 184.853 |  | kWh | 0.37116 | 0.59287 | Residential |  | Winter Only | [5 empty] | 15 | 0.67 |  |  |  | 1 | 4 | 0 | 0 | 0 | 0 | 0 | 0 | 0 | 0 | 0 | 0 | 2009 Qtr 1: 0; 2009 Qtr 2: 0; 2009 Qtr 3: 0; 2009 Qtr 4: 4; 2010 Qtr 1: 0; 2010 Qtr 2: 0; 2010 Qtr 3: 0; 2010 Qtr 4: 0; 2011 Qtr 1: 0; 2011 Qtr 2: 0; 2011 Qtr 3: 0; 2011 Qtr 4: 0 | 4
0 | 253006-Residential AC SEER 13 Early Ret. CZ 10, 14, or 15 |  | System | Residential | 26-SFM-ResidentialSingleFamily-SP_COOL | 0 |  |  |  |  | 549.5508 | 0 | 106.25 | 0 | 0 | 443.3008 | 291.643 |  | kWh | 0.32916 | 0.11379 | Residential |  | Winter Only | [5 empty] | 15 | 0.67 |  |  |  | 1 | 2 | 0 | 0 | 0 | 0 | 0 | 0 | 0 | 0 | 0 | 0 | 2009 Qtr 1: 0; 2009 Qtr 2: 0; 2009 Qtr 3: 0; 2009 Qtr 4: 2; 2010 Qtr 1: 0; 2010 Qtr 2: 0; 2010 Qtr 3: 0; 2010 Qtr 4: 0; 2011 Qtr 1: 0; 2011 Qtr 2: 0; 2011 Qtr 3: 0; 2011 Qtr 4: 0 | 2
0 | 253006-Residential AC SEER 13 Early Ret. CZ 10, 14, or 15 |  | System | Residential | 26-SFM-ResidentialSingleFamily-SP_COOL | 0 |  |  |  |  | 549.5508 | 0 | 85 | 0 | 0 | 464.5508 | 291.643 |  | kWh | 0.32916 | 0.11379 | Residential |  | Winter Only | [5 empty] | 15 | 0.67 |  |  |  | 1 | 5 | 0 | 0 | 0 | 0 | 0 | 0 | 0 | 0 | 0 | 0 | 2009 Qtr 1: 0; 2009 Qtr 2: 0; 2009 Qtr 3: 0; 2009 Qtr 4: 5; 2010 Qtr 1: 0; 2010 Qtr 2: 0; 2010 Qtr 3: 0; 2010 Qtr 4: 0; 2011 Qtr 1: 0; 2011 Qtr 2: 0; 2011 Qtr 3: 0; 2011 Qtr 4: 0 | 5
0 | 253008-Residential AC SEER 14 Early Ret. CZ 10, 14, or 15 |  | System | Residential | 26-SFM-ResidentialSingleFamily-SP_COOL | 0 |  |  |  |  | 642.1695 | 0 | 110 | 0 | 0 | 532.1695 | 322.849 |  | kWh | 0.37218 | 0.40228 | Residential |  | Winter Only | [5 empty] | 15 | 0.67 |  |  |  | 1 | 4 | 0 | 0 | 0 | 0 | 0 | 0 | 0 | 0 | 0 | 0 | 2009 Qtr 1: 0; 2009 Qtr 2: 0; 2009 Qtr 3: 0; 2009 Qtr 4: 4; 2010 Qtr 1: 0; 2010 Qtr 2: 0; 2010 Qtr 3: 0; 2010 Qtr 4: 0; 2011 Qtr 1: 0; 2011 Qtr 2: 0; 2011 Qtr 3: 0; 2011 Qtr 4: 0 | 4
0 | 253016-Residential HP SEER 13 Early Ret. CZ 10, 14, or 15 |  | System | Residential | 26-SFM-ResidentialSingleFamily-SP_COOL | 0 |  |  |  |  | 630.8445 | 0 | 85 | 0 | 0 | 545.8445 | 731.56 |  | kWh | 0.25623 | 0 | Residential | [7 empty] | 15 | 0.67 |  |  |  | 1 | 3 | 0 | 0 | 0 | 0 | 0 | 0 | 0 | 0 | 0 | 0 | 2009 Qtr 1: 0; 2009 Qtr 2: 0; 2009 Qtr 3: 0; 2009 Qtr 4: 3; 2010 Qtr 1: 0; 2010 Qtr 2: 0; 2010 Qtr 3: 0; 2010 Qtr 4: 0; 2011 Qtr 1: 0; 2011 Qtr 2: 0; 2011 Qtr 3: 0; 2011 Qtr 4: 0 | 3
0 | 253008-Residential AC SEER 14 Early Ret. CZ 10, 14, or 15 |  | System | Residential | 26-SFM-ResidentialSingleFamily-SP_COOL | 0 |  |  |  |  | 642.1695 | 0 | 110 | 0 | 0 | 532.1695 | 322.849 |  | kWh | 0.37218 | 0.40228 | Residential |  | Winter Only | [5 empty] | 15 | 0.67 |  |  |  | 1 | 5 | 0 | 0 | 0 | 0 | 0 | 0 | 0 | 0 | 0 | 0 | 2009 Qtr 1: 0; 2009 Qtr 2: 0; 2009 Qtr 3: 0; 2009 Qtr 4: 5; 2010 Qtr 1: 0; 2010 Qtr 2: 0; 2010 Qtr 3: 0; 2010 Qtr 4: 0; 2011 Qtr 1: 0; 2011 Qtr 2: 0; 2011 Qtr 3: 0; 2011 Qtr 4: 0 | 5
0 | 253002-Residential AC SEER 14 CZ 10, 14, or 15 |  | System | Residential | 26-SFM-ResidentialSingleFamily-SP_COOL | 0 |  |  |  |  | 92.6187 | 0 | 42.85 | 0 | 0 | 49.7687 | 322.849 |  | kWh | 0.37218 | 0.40228 | Residential |  | Winter Only | [5 empty] | 15 | 0.67 |  |  |  | 1 | 4 | 0 | 0 | 0 | 0 | 0 | 0 | 0 | 0 | 0 | 0 | 2009 Qtr 1: 0; 2009 Qtr 2: 0; 2009 Qtr 3: 0; 2009 Qtr 4: 4; 2010 Qtr 1: 0; 2010 Qtr 2: 0; 2010 Qtr 3: 0; 2010 Qtr 4: 0; 2011 Qtr 1: 0; 2011 Qtr 2: 0; 2011 Qtr 3: 0; 2011 Qtr 4: 0 | 4
0 | 253006-Residential AC SEER 13 Early Ret. CZ 10, 14, or 15 |  | System | Residential | 26-SFM-ResidentialSingleFamily-SP_COOL | 0 |  |  |  |  | 549.5508 | 0 | 85 | 0 | 0 | 464.5508 | 291.643 |  | kWh | 0.32916 | 0.11379 | Residential |  | Winter Only | [5 empty] | 15 | 0.67 |  |  |  | 1 | 4 | 0 | 0 | 0 | 0 | 0 | 0 | 0 | 0 | 0 | 0 | 2009 Qtr 1: 0; 2009 Qtr 2: 0; 2009 Qtr 3: 0; 2009 Qtr 4: 4; 2010 Qtr 1: 0; 2010 Qtr 2: 0; 2010 Qtr 3: 0; 2010 Qtr 4: 0; 2011 Qtr 1: 0; 2011 Qtr 2: 0; 2011 Qtr 3: 0; 2011 Qtr 4: 0 | 4
0 | 253008-Residential AC SEER 14 Early Ret. CZ 10, 14, or 15 |  | System | Residential | 26-SFM-ResidentialSingleFamily-SP_COOL | 0 |  |  |  |  | 642.1695 | 0 | 110 | 0 | 0 | 532.1695 | 322.849 |  | kWh | 0.37218 | 0.40228 | Residential |  | Winter Only | [5 empty] | 15 | 0.67 |  |  |  | 1 | 4 | 0 | 0 | 0 | 0 | 0 | 0 | 0 | 0 | 0 | 0 | 2009 Qtr 1: 0; 2009 Qtr 2: 0; 2009 Qtr 3: 0; 2009 Qtr 4: 4; 2010 Qtr 1: 0; 2010 Qtr 2: 0; 2010 Qtr 3: 0; 2010 Qtr 4: 0; 2011 Qtr 1: 0; 2011 Qtr 2: 0; 2011 Qtr 3: 0; 2011 Qtr 4: 0 | 4
0 | 253020-Residential HP SEER 15 Early Ret. CZ 10, 14, 15 |  | System | Residential | 26-SFM-ResidentialSingleFamily-SP_COOL | 0 |  |  |  |  | 826.7167 | 0 | 130 | 0 | 0 | 696.7167 | 878.46 |  | kWh | 0.35649 | 0 | Residential | [7 empty] | 15 | 0.67 |  |  |  | 1 | 5 | 0 | 0 | 0 | 0 | 0 | 0 | 0 | 0 | 0 | 0 | 2009 Qtr 1: 0; 2009 Qtr 2: 0; 2009 Qtr 3: 0; 2009 Qtr 4: 5; 2010 Qtr 1: 0; 2010 Qtr 2: 0; 2010 Qtr 3: 0; 2010 Qtr 4: 0; 2011 Qtr 1: 0; 2011 Qtr 2: 0; 2011 Qtr 3: 0; 2011 Qtr 4: 0 | 5
0 | 253018-Residential HP SEER 14 Early Ret. CZ 10, 14, or 15 |  | System | Residential | 26-SFM-ResidentialSingleFamily-SP_COOL | 0 |  |  |  |  | 728.7806 | 0 | 110 | 0 | 0 | 618.7806 | 818.399 |  | kWh | 0.34567 | 0 | Residential | [7 empty] | 15 | 0.67 |  |  |  | 1 | 4 | 0 | 0 | 0 | 0 | 0 | 0 | 0 | 0 | 0 | 0 | 2009 Qtr 1: 0; 2009 Qtr 2: 0; 2009 Qtr 3: 0; 2009 Qtr 4: 4; 2010 Qtr 1: 0; 2010 Qtr 2: 0; 2010 Qtr 3: 0; 2010 Qtr 4: 0; 2011 Qtr 1: 0; 2011 Qtr 2: 0; 2011 Qtr 3: 0; 2011 Qtr 4: 0 | 4
0 | 253006-Residential AC SEER 13 Early Ret. CZ 10, 14, or 15 |  | System | Residential | 26-SFM-ResidentialSingleFamily-SP_COOL | 0 |  |  |  |  | 549.5508 | 0 | 85 | 0 | 0 | 464.5508 | 291.643 |  | kWh | 0.32916 | 0.11379 | Residential |  | Winter Only | [5 empty] | 15 | 0.67 |  |  |  | 1 | 4 | 0 | 0 | 0 | 0 | 0 | 0 | 0 | 0 | 0 | 0 | 2009 Qtr 1: 0; 2009 Qtr 2: 0; 2009 Qtr 3: 0; 2009 Qtr 4: 4; 2010 Qtr 1: 0; 2010 Qtr 2: 0; 2010 Qtr 3: 0; 2010 Qtr 4: 0; 2011 Qtr 1: 0; 2011 Qtr 2: 0; 2011 Qtr 3: 0; 2011 Qtr 4: 0 | 4
0 | 253007-Residential AC SEER 14 Early Ret. CZ 6, 7 or 8 |  | System | Residential | 26-SFM-ResidentialSingleFamily-SP_COOL | 0 |  |  |  |  | 642.1695 | 0 | 34.7222 | 0 | 0 | 607.4473 | 184.853 |  | kWh | 0.37116 | 0.59287 | Residential |  | Winter Only | [5 empty] | 15 | 0.67 |  |  |  | 1 | 4 | 0 | 0 | 0 | 0 | 0 | 0 | 0 | 0 | 0 | 0 | 2009 Qtr 1: 0; 2009 Qtr 2: 0; 2009 Qtr 3: 0; 2009 Qtr 4: 4; 2010 Qtr 1: 0; 2010 Qtr 2: 0; 2010 Qtr 3: 0; 2010 Qtr 4: 0; 2011 Qtr 1: 0; 2011 Qtr 2: 0; 2011 Qtr 3: 0; 2011 Qtr 4: 0 | 4
0 | 253006-Residential AC SEER 13 Early Ret. CZ 10, 14, or 15 |  | System | Residential | 26-SFM-ResidentialSingleFamily-SP_COOL | 0 |  |  |  |  | 549.5508 | 0 | 85 | 0 | 0 | 464.5508 | 291.643 |  | kWh | 0.32916 | 0.11379 | Residential |  | Winter Only | [5 empty] | 15 | 0.67 |  |  |  | 1 | 3 | 0 | 0 | 0 | 0 | 0 | 0 | 0 | 0 | 0 | 0 | 2009 Qtr 1: 0; 2009 Qtr 2: 0; 2009 Qtr 3: 0; 2009 Qtr 4: 3; 2010 Qtr 1: 0; 2010 Qtr 2: 0; 2010 Qtr 3: 0; 2010 Qtr 4: 0; 2011 Qtr 1: 0; 2011 Qtr 2: 0; 2011 Qtr 3: 0; 2011 Qtr 4: 0 | 3
0 | 253002-Residential AC SEER 14 CZ 10, 14, or 15 |  | System | Residential | 26-SFM-ResidentialSingleFamily-SP_COOL | 0 |  |  |  |  | 92.6187 | 0 | 49.9917 | 0 | 0 | 42.627 | 322.849 |  | kWh | 0.37218 | 0.40228 | Residential |  | Winter Only | [5 empty] | 15 | 0.67 |  |  |  | 1 | 3 | 0 | 0 | 0 | 0 | 0 | 0 | 0 | 0 | 0 | 0 | 2009 Qtr 1: 0; 2009 Qtr 2: 0; 2009 Qtr 3: 0; 2009 Qtr 4: 3; 2010 Qtr 1: 0; 2010 Qtr 2: 0; 2010 Qtr 3: 0; 2010 Qtr 4: 0; 2011 Qtr 1: 0; 2011 Qtr 2: 0; 2011 Qtr 3: 0; 2011 Qtr 4: 0 | 3
0 | 253008-Residential AC SEER 14 Early Ret. CZ 10, 14, or 15 |  | System | Residential | 26-SFM-ResidentialSingleFamily-SP_COOL | 0 |  |  |  |  | 642.1695 | 0 | 110 | 0 | 0 | 532.1695 | 322.849 |  | kWh | 0.37218 | 0.40228 | Residential |  | Winter Only | [5 empty] | 15 | 0.67 |  |  |  | 1 | 3 | 0 | 0 | 0 | 0 | 0 | 0 | 0 | 0 | 0 | 0 | 2009 Qtr 1: 0; 2009 Qtr 2: 0; 2009 Qtr 3: 0; 2009 Qtr 4: 3; 2010 Qtr 1: 0; 2010 Qtr 2: 0; 2010 Qtr 3: 0; 2010 Qtr 4: 0; 2011 Qtr 1: 0; 2011 Qtr 2: 0; 2011 Qtr 3: 0; 2011 Qtr 4: 0 | 3
0 | 253009-Residential AC SEER 15 Early Ret. CZ 6, 7 or 8 |  | System | Residential | 26-SFM-ResidentialSingleFamily-SP_COOL | 0 |  |  |  |  | 734.7882 | 0 | 52.0833 | 0 | 0 | 682.7049 | 219.055 |  | kWh | 0.38807 | -1.3318 | Residential |  | Winter Only | [5 empty] | 15 | 0.67 |  |  |  | 1 | 2 | 0 | 0 | 0 | 0 | 0 | 0 | 0 | 0 | 0 | 0 | 2009 Qtr 1: 0; 2009 Qtr 2: 0; 2009 Qtr 3: 0; 2009 Qtr 4: 2; 2010 Qtr 1: 0; 2010 Qtr 2: 0; 2010 Qtr 3: 0; 2010 Qtr 4: 0; 2011 Qtr 1: 0; 2011 Qtr 2: 0; 2011 Qtr 3: 0; 2011 Qtr 4: 0 | 2
0 | 253003-Residential AC SEER 15 CZ 6, 7 or 8 |  | System | Residential | 26-SFM-ResidentialSingleFamily-SP_COOL | 0 |  |  |  |  | 185.2374 | 0 | 30 | 0 | 0 | 155.2374 | 219.055 |  | kWh | 0.38807 | -1.3318 | Residential |  | Winter Only | [5 empty] | 15 | 0.67 |  |  |  | 1 | 3 | 0 | 0 | 0 | 0 | 0 | 0 | 0 | 0 | 0 | 0 | 2009 Qtr 1: 0; 2009 Qtr 2: 0; 2009 Qtr 3: 0; 2009 Qtr 4: 3; 2010 Qtr 1: 0; 2010 Qtr 2: 0; 2010 Qtr 3: 0; 2010 Qtr 4: 0; 2011 Qtr 1: 0; 2011 Qtr 2: 0; 2011 Qtr 3: 0; 2011 Qtr 4: 0 | 3
0 | 253003-Residential AC SEER 15 CZ 6, 7 or 8 |  | System | Residential | 26-SFM-ResidentialSingleFamily-SP_COOL | 0 |  |  |  |  | 185.2374 | 0 | 30 | 0 | 0 | 155.2374 | 219.055 |  | kWh | 0.38807 | -1.3318 | Residential |  | Winter Only | [5 empty] | 15 | 0.67 |  |  |  | 1 | 3 | 0 | 0 | 0 | 0 | 0 | 0 | 0 | 0 | 0 | 0 | 2009 Qtr 1: 0; 2009 Qtr 2: 0; 2009 Qtr 3: 0; 2009 Qtr 4: 3; 2010 Qtr 1: 0; 2010 Qtr 2: 0; 2010 Qtr 3: 0; 2010 Qtr 4: 0; 2011 Qtr 1: 0; 2011 Qtr 2: 0; 2011 Qtr 3: 0; 2011 Qtr 4: 0 | 3
0 | 253001-Residential AC SEER 14 CZ 6, 7 or 8 |  | System | Residential | 26-SFM-ResidentialSingleFamily-SP_COOL | 0 |  |  |  |  | 92.6187 | 0 | 12.5 | 0 | 0 | 80.1187 | 184.853 |  | kWh | 0.37116 | 0.59287 | Residential |  | Winter Only | [5 empty] | 15 | 0.67 |  |  |  | 1 | 3 | 0 | 0 | 0 | 0 | 0 | 0 | 0 | 0 | 0 | 0 | 2009 Qtr 1: 0; 2009 Qtr 2: 0; 2009 Qtr 3: 0; 2009 Qtr 4: 3; 2010 Qtr 1: 0; 2010 Qtr 2: 0; 2010 Qtr 3: 0; 2010 Qtr 4: 0; 2011 Qtr 1: 0; 2011 Qtr 2: 0; 2011 Qtr 3: 0; 2011 Qtr 4: 0 | 3
0 | 253003-Residential AC SEER 15 CZ 6, 7 or 8 |  | System | Residential | 26-SFM-ResidentialSingleFamily-SP_COOL | 0 |  |  |  |  | 185.2374 | 0 | 30 | 0 | 0 | 155.2374 | 219.055 |  | kWh | 0.38807 | -1.3318 | Residential |  | Winter Only | [5 empty] | 15 | 0.67 |  |  |  | 1 | 3 | 0 | 0 | 0 | 0 | 0 | 0 | 0 | 0 | 0 | 0 | 2009 Qtr 1: 0; 2009 Qtr 2: 0; 2009 Qtr 3: 0; 2009 Qtr 4: 3; 2010 Qtr 1: 0; 2010 Qtr 2: 0; 2010 Qtr 3: 0; 2010 Qtr 4: 0; 2011 Qtr 1: 0; 2011 Qtr 2: 0; 2011 Qtr 3: 0; 2011 Qtr 4: 0 | 3
0 | 253001-Residential AC SEER 14 CZ 6, 7 or 8 |  | System | Residential | 26-SFM-ResidentialSingleFamily-SP_COOL | 0 |  |  |  |  | 92.6187 | 0 | 12.5 | 0 | 0 | 80.1187 | 184.853 |  | kWh | 0.37116 | 0.59287 | Residential |  | Winter Only | [5 empty] | 15 | 0.67 |  |  |  | 1 | 3 | 0 | 0 | 0 | 0 | 0 | 0 | 0 | 0 | 0 | 0 | 2009 Qtr 1: 0; 2009 Qtr 2: 0; 2009 Qtr 3: 0; 2009 Qtr 4: 3; 2010 Qtr 1: 0; 2010 Qtr 2: 0; 2010 Qtr 3: 0; 2010 Qtr 4: 0; 2011 Qtr 1: 0; 2011 Qtr 2: 0; 2011 Qtr 3: 0; 2011 Qtr 4: 0 | 3
0 | 253001-Residential AC SEER 14 CZ 6, 7 or 8 |  | System | Residential | 26-SFM-ResidentialSingleFamily-SP_COOL | 0 |  |  |  |  | 92.6187 | 0 | 12.5 | 0 | 0 | 80.1187 | 184.853 |  | kWh | 0.37116 | 0.59287 | Residential |  | Winter Only | [5 empty] | 15 | 0.67 |  |  |  | 1 | 3 | 0 | 0 | 0 | 0 | 0 | 0 | 0 | 0 | 0 | 0 | 2009 Qtr 1: 0; 2009 Qtr 2: 0; 2009 Qtr 3: 0; 2009 Qtr 4: 3; 2010 Qtr 1: 0; 2010 Qtr 2: 0; 2010 Qtr 3: 0; 2010 Qtr 4: 0; 2011 Qtr 1: 0; 2011 Qtr 2: 0; 2011 Qtr 3: 0; 2011 Qtr 4: 0 | 3
0 | 253002-Residential AC SEER 14 CZ 10, 14, or 15 |  | System | Residential | 26-SFM-ResidentialSingleFamily-SP_COOL | 0 |  |  |  |  | 92.6187 | 0 | 42.85 | 0 | 0 | 49.7687 | 322.849 |  | kWh | 0.37218 | 0.40228 | Residential |  | Winter Only | [5 empty] | 15 | 0.67 |  |  |  | 1 | 3 | 0 | 0 | 0 | 0 | 0 | 0 | 0 | 0 | 0 | 0 | 2009 Qtr 1: 0; 2009 Qtr 2: 0; 2009 Qtr 3: 0; 2009 Qtr 4: 3; 2010 Qtr 1: 0; 2010 Qtr 2: 0; 2010 Qtr 3: 0; 2010 Qtr 4: 0; 2011 Qtr 1: 0; 2011 Qtr 2: 0; 2011 Qtr 3: 0; 2011 Qtr 4: 0 | 3
0 | 253001-Residential AC SEER 14 CZ 6, 7 or 8 |  | System | Residential | 26-SFM-ResidentialSingleFamily-SP_COOL | 0 |  |  |  |  | 92.6187 | 0 | 12.5 | 0 | 0 | 80.1187 | 184.853 |  | kWh | 0.37116 | 0.59287 | Residential |  | Winter Only | [5 empty] | 15 | 0.67 |  |  |  | 1 | 3 | 0 | 0 | 0 | 0 | 0 | 0 | 0 | 0 | 0 | 0 | 2009 Qtr 1: 0; 2009 Qtr 2: 0; 2009 Qtr 3: 0; 2009 Qtr 4: 3; 2010 Qtr 1: 0; 2010 Qtr 2: 0; 2010 Qtr 3: 0; 2010 Qtr 4: 0; 2011 Qtr 1: 0; 2011 Qtr 2: 0; 2011 Qtr 3: 0; 2011 Qtr 4: 0 | 3
0 | 253001-Residential AC SEER 14 CZ 6, 7 or 8 |  | System | Residential | 26-SFM-ResidentialSingleFamily-SP_COOL | 0 |  |  |  |  | 92.6187 | 0 | 12.5 | 0 | 0 | 80.1187 | 184.853 |  | kWh | 0.37116 | 0.59287 | Residential |  | Winter Only | [5 empty] | 15 | 0.67 |  |  |  | 1 | 3 | 0 | 0 | 0 | 0 | 0 | 0 | 0 | 0 | 0 | 0 | 2009 Qtr 1: 0; 2009 Qtr 2: 0; 2009 Qtr 3: 0; 2009 Qtr 4: 3; 2010 Qtr 1: 0; 2010 Qtr 2: 0; 2010 Qtr 3: 0; 2010 Qtr 4: 0; 2011 Qtr 1: 0; 2011 Qtr 2: 0; 2011 Qtr 3: 0; 2011 Qtr 4: 0 | 3
0 | 253001-Residential AC SEER 14 CZ 6, 7 or 8 |  | System | Residential | 26-SFM-ResidentialSingleFamily-SP_COOL | 0 |  |  |  |  | 92.6187 | 0 | 12.5 | 0 | 0 | 80.1187 | 184.853 |  | kWh | 0.37116 | 0.59287 | Residential |  | Winter Only | [5 empty] | 15 | 0.67 |  |  |  | 1 | 3 | 0 | 0 | 0 | 0 | 0 | 0 | 0 | 0 | 0 | 0 | 2009 Qtr 1: 0; 2009 Qtr 2: 0; 2009 Qtr 3: 0; 2009 Qtr 4: 3; 2010 Qtr 1: 0; 2010 Qtr 2: 0; 2010 Qtr 3: 0; 2010 Qtr 4: 0; 2011 Qtr 1: 0; 2011 Qtr 2: 0; 2011 Qtr 3: 0; 2011 Qtr 4: 0 | 3
0 | 253001-Residential AC SEER 14 CZ 6, 7 or 8 |  | System | Residential | 26-SFM-ResidentialSingleFamily-SP_COOL | 0 |  |  |  |  | 92.6187 | 0 | 12.5 | 0 | 0 | 80.1187 | 184.853 |  | kWh | 0.37116 | 0.59287 | Residential |  | Winter Only | [5 empty] | 15 | 0.67 |  |  |  | 1 | 3 | 0 | 0 | 0 | 0 | 0 | 0 | 0 | 0 | 0 | 0 | 2009 Qtr 1: 0; 2009 Qtr 2: 0; 2009 Qtr 3: 0; 2009 Qtr 4: 3; 2010 Qtr 1: 0; 2010 Qtr 2: 0; 2010 Qtr 3: 0; 2010 Qtr 4: 0; 2011 Qtr 1: 0; 2011 Qtr 2: 0; 2011 Qtr 3: 0; 2011 Qtr 4: 0 | 3
0 | 253010-Residential AC SEER 15 Early Ret. CZ 10, 14, or 15 |  | System | Residential | 26-SFM-ResidentialSingleFamily-SP_COOL | 0 |  |  |  |  | 732.6948 | 0 | 130 | 0 | 0 | 602.6948 | 372.762 |  | kWh | 0.39428 | -1.1019 | Residential |  | Winter Only | [5 empty] | 15 | 0.67 |  |  |  | 1 | 3 | 0 | 0 | 0 | 0 | 0 | 0 | 0 | 0 | 0 | 0 | 2009 Qtr 1: 0; 2009 Qtr 2: 0; 2009 Qtr 3: 0; 2009 Qtr 4: 3; 2010 Qtr 1: 0; 2010 Qtr 2: 0; 2010 Qtr 3: 0; 2010 Qtr 4: 0; 2011 Qtr 1: 0; 2011 Qtr 2: 0; 2011 Qtr 3: 0; 2011 Qtr 4: 0 | 3
0 | 253009-Residential AC SEER 15 Early Ret. CZ 6, 7 or 8 |  | System | Residential | 26-SFM-ResidentialSingleFamily-SP_COOL | 0 |  |  |  |  | 734.7882 | 0 | 41.6667 | 0 | 0 | 693.1215 | 219.055 |  | kWh | 0.38807 | -1.3318 | Residential |  | Winter Only | [5 empty] | 15 | 0.67 |  |  |  | 1 | 3 | 0 | 0 | 0 | 0 | 0 | 0 | 0 | 0 | 0 | 0 | 2009 Qtr 1: 0; 2009 Qtr 2: 0; 2009 Qtr 3: 0; 2009 Qtr 4: 3; 2010 Qtr 1: 0; 2010 Qtr 2: 0; 2010 Qtr 3: 0; 2010 Qtr 4: 0; 2011 Qtr 1: 0; 2011 Qtr 2: 0; 2011 Qtr 3: 0; 2011 Qtr 4: 0 | 3
0 | 253001-Residential AC SEER 14 CZ 6, 7 or 8 |  | System | Residential | 26-SFM-ResidentialSingleFamily-SP_COOL | 0 |  |  |  |  | 92.6187 | 0 | 12.5 | 0 | 0 | 80.1187 | 184.853 |  | kWh | 0.37116 | 0.59287 | Residential |  | Winter Only | [5 empty] | 15 | 0.67 |  |  |  | 1 | 3 | 0 | 0 | 0 | 0 | 0 | 0 | 0 | 0 | 0 | 0 | 2009 Qtr 1: 0; 2009 Qtr 2: 0; 2009 Qtr 3: 0; 2009 Qtr 4: 3; 2010 Qtr 1: 0; 2010 Qtr 2: 0; 2010 Qtr 3: 0; 2010 Qtr 4: 0; 2011 Qtr 1: 0; 2011 Qtr 2: 0; 2011 Qtr 3: 0; 2011 Qtr 4: 0 | 3
0 | 253002-Residential AC SEER 14 CZ 10, 14, or 15 |  | System | Residential | 26-SFM-ResidentialSingleFamily-SP_COOL | 0 |  |  |  |  | 92.6187 | 0 | 42.85 | 0 | 0 | 49.7687 | 322.849 |  | kWh | 0.37218 | 0.40228 | Residential |  | Winter Only | [5 empty] | 15 | 0.67 |  |  |  | 1 | 3 | 0 | 0 | 0 | 0 | 0 | 0 | 0 | 0 | 0 | 0 | 2009 Qtr 1: 0; 2009 Qtr 2: 0; 2009 Qtr 3: 0; 2009 Qtr 4: 3; 2010 Qtr 1: 0; 2010 Qtr 2: 0; 2010 Qtr 3: 0; 2010 Qtr 4: 0; 2011 Qtr 1: 0; 2011 Qtr 2: 0; 2011 Qtr 3: 0; 2011 Qtr 4: 0 | 3
0 | 253001-Residential AC SEER 14 CZ 6, 7 or 8 |  | System | Residential | 26-SFM-ResidentialSingleFamily-SP_COOL | 0 |  |  |  |  | 92.6187 | 0 | 12.5 | 0 | 0 | 80.1187 | 184.853 |  | kWh | 0.37116 | 0.59287 | Residential |  | Winter Only | [5 empty] | 15 | 0.67 |  |  |  | 1 | 3 | 0 | 0 | 0 | 0 | 0 | 0 | 0 | 0 | 0 | 0 | 2009 Qtr 1: 0; 2009 Qtr 2: 0; 2009 Qtr 3: 0; 2009 Qtr 4: 3; 2010 Qtr 1: 0; 2010 Qtr 2: 0; 2010 Qtr 3: 0; 2010 Qtr 4: 0; 2011 Qtr 1: 0; 2011 Qtr 2: 0; 2011 Qtr 3: 0; 2011 Qtr 4: 0 | 3
0 | 253003-Residential AC SEER 15 CZ 6, 7 or 8 |  | System | Residential | 26-SFM-ResidentialSingleFamily-SP_COOL | 0 |  |  |  |  | 185.2374 | 0 | 30 | 0 | 0 | 155.2374 | 219.055 |  | kWh | 0.38807 | -1.3318 | Residential |  | Winter Only | [5 empty] | 15 | 0.67 |  |  |  | 1 | 3 | 0 | 0 | 0 | 0 | 0 | 0 | 0 | 0 | 0 | 0 | 2009 Qtr 1: 0; 2009 Qtr 2: 0; 2009 Qtr 3: 0; 2009 Qtr 4: 3; 2010 Qtr 1: 0; 2010 Qtr 2: 0; 2010 Qtr 3: 0; 2010 Qtr 4: 0; 2011 Qtr 1: 0; 2011 Qtr 2: 0; 2011 Qtr 3: 0; 2011 Qtr 4: 0 | 3
0 | 253004-Residential AC SEER 15 CZ 10, 14, or 15 |  | System | Residential | 26-SFM-ResidentialSingleFamily-SP_COOL | 0 |  |  |  |  | 185.2374 | 0 | 85.71 | 0 | 0 | 99.5274 | 372.762 |  | kWh | 0.39428 | -1.1019 | Residential |  | Winter Only | [5 empty] | 15 | 0.67 |  |  |  | 1 | 3 | 0 | 0 | 0 | 0 | 0 | 0 | 0 | 0 | 0 | 0 | 2009 Qtr 1: 0; 2009 Qtr 2: 0; 2009 Qtr 3: 0; 2009 Qtr 4: 3; 2010 Qtr 1: 0; 2010 Qtr 2: 0; 2010 Qtr 3: 0; 2010 Qtr 4: 0; 2011 Qtr 1: 0; 2011 Qtr 2: 0; 2011 Qtr 3: 0; 2011 Qtr 4: 0 | 3
0 | 253004-Residential AC SEER 15 CZ 10, 14, or 15 |  | System | Residential | 26-SFM-ResidentialSingleFamily-SP_COOL | 0 |  |  |  |  | 185.2374 | 0 | 85.71 | 0 | 0 | 99.5274 | 372.762 |  | kWh | 0.39428 | -1.1019 | Residential |  | Winter Only | [5 empty] | 15 | 0.67 |  |  |  | 1 | 3 | 0 | 0 | 0 | 0 | 0 | 0 | 0 | 0 | 0 | 0 | 2009 Qtr 1: 0; 2009 Qtr 2: 0; 2009 Qtr 3: 0; 2009 Qtr 4: 3; 2010 Qtr 1: 0; 2010 Qtr 2: 0; 2010 Qtr 3: 0; 2010 Qtr 4: 0; 2011 Qtr 1: 0; 2011 Qtr 2: 0; 2011 Qtr 3: 0; 2011 Qtr 4: 0 | 3
0 | 253007-Residential AC SEER 14 Early Ret. CZ 6, 7 or 8 |  | System | Residential | 26-SFM-ResidentialSingleFamily-SP_COOL | 0 |  |  |  |  | 642.1695 | 0 | 34.7222 | 0 | 0 | 607.4473 | 184.853 |  | kWh | 0.37116 | 0.59287 | Residential |  | Winter Only | [5 empty] | 15 | 0.67 |  |  |  | 1 | 3 | 0 | 0 | 0 | 0 | 0 | 0 | 0 | 0 | 0 | 0 | 2009 Qtr 1: 0; 2009 Qtr 2: 0; 2009 Qtr 3: 0; 2009 Qtr 4: 3; 2010 Qtr 1: 0; 2010 Qtr 2: 0; 2010 Qtr 3: 0; 2010 Qtr 4: 0; 2011 Qtr 1: 0; 2011 Qtr 2: 0; 2011 Qtr 3: 0; 2011 Qtr 4: 0 | 3
0 | 253003-Residential AC SEER 15 CZ 6, 7 or 8 |  | System | Residential | 26-SFM-ResidentialSingleFamily-SP_COOL | 0 |  |  |  |  | 185.2374 | 0 | 30 | 0 | 0 | 155.2374 | 219.055 |  | kWh | 0.38807 | -1.3318 | Residential |  | Winter Only | [5 empty] | 15 | 0.67 |  |  |  | 1 | 3 | 0 | 0 | 0 | 0 | 0 | 0 | 0 | 0 | 0 | 0 | 2009 Qtr 1: 0; 2009 Qtr 2: 0; 2009 Qtr 3: 0; 2009 Qtr 4: 3; 2010 Qtr 1: 0; 2010 Qtr 2: 0; 2010 Qtr 3: 0; 2010 Qtr 4: 0; 2011 Qtr 1: 0; 2011 Qtr 2: 0; 2011 Qtr 3: 0; 2011 Qtr 4: 0 | 3
0 | 253004-Residential AC SEER 15 CZ 10, 14, or 15 |  | System | Residential | 26-SFM-ResidentialSingleFamily-SP_COOL | 0 |  |  |  |  | 185.2374 | 0 | 85.71 | 0 | 0 | 99.5274 | 372.762 |  | kWh | 0.39428 | -1.1019 | Residential |  | Winter Only | [5 empty] | 15 | 0.67 |  |  |  | 1 | 3 | 0 | 0 | 0 | 0 | 0 | 0 | 0 | 0 | 0 | 0 | 2009 Qtr 1: 0; 2009 Qtr 2: 0; 2009 Qtr 3: 0; 2009 Qtr 4: 3; 2010 Qtr 1: 0; 2010 Qtr 2: 0; 2010 Qtr 3: 0; 2010 Qtr 4: 0; 2011 Qtr 1: 0; 2011 Qtr 2: 0; 2011 Qtr 3: 0; 2011 Qtr 4: 0 | 3
0 | 253001-Residential AC SEER 14 CZ 6, 7 or 8 |  | System | Residential | 26-SFM-ResidentialSingleFamily-SP_COOL | 0 |  |  |  |  | 92.6187 | 0 | 12.5 | 0 | 0 | 80.1187 | 184.853 |  | kWh | 0.37116 | 0.59287 | Residential |  | Winter Only | [5 empty] | 15 | 0.67 |  |  |  | 1 | 3 | 0 | 0 | 0 | 0 | 0 | 0 | 0 | 0 | 0 | 0 | 2009 Qtr 1: 0; 2009 Qtr 2: 0; 2009 Qtr 3: 0; 2009 Qtr 4: 3; 2010 Qtr 1: 0; 2010 Qtr 2: 0; 2010 Qtr 3: 0; 2010 Qtr 4: 0; 2011 Qtr 1: 0; 2011 Qtr 2: 0; 2011 Qtr 3: 0; 2011 Qtr 4: 0 | 3
0 | 253001-Residential AC SEER 14 CZ 6, 7 or 8 |  | System | Residential | 26-SFM-ResidentialSingleFamily-SP_COOL | 0 |  |  |  |  | 92.6187 | 0 | 12.5 | 0 | 0 | 80.1187 | 184.853 |  | kWh | 0.37116 | 0.59287 | Residential |  | Winter Only | [5 empty] | 15 | 0.67 |  |  |  | 1 | 3 | 0 | 0 | 0 | 0 | 0 | 0 | 0 | 0 | 0 | 0 | 2009 Qtr 1: 0; 2009 Qtr 2: 0; 2009 Qtr 3: 0; 2009 Qtr 4: 3; 2010 Qtr 1: 0; 2010 Qtr 2: 0; 2010 Qtr 3: 0; 2010 Qtr 4: 0; 2011 Qtr 1: 0; 2011 Qtr 2: 0; 2011 Qtr 3: 0; 2011 Qtr 4: 0 | 3
0 | 253001-Residential AC SEER 14 CZ 6, 7 or 8 |  | System | Residential | 26-SFM-ResidentialSingleFamily-SP_COOL | 0 |  |  |  |  | 92.6187 | 0 | 12.5 | 0 | 0 | 80.1187 | 184.853 |  | kWh | 0.37116 | 0.59287 | Residential |  | Winter Only | [5 empty] | 15 | 0.67 |  |  |  | 1 | 3 | 0 | 0 | 0 | 0 | 0 | 0 | 0 | 0 | 0 | 0 | 2009 Qtr 1: 0; 2009 Qtr 2: 0; 2009 Qtr 3: 0; 2009 Qtr 4: 3; 2010 Qtr 1: 0; 2010 Qtr 2: 0; 2010 Qtr 3: 0; 2010 Qtr 4: 0; 2011 Qtr 1: 0; 2011 Qtr 2: 0; 2011 Qtr 3: 0; 2011 Qtr 4: 0 | 3
0 | 253001-Residential AC SEER 14 CZ 6, 7 or 8 |  | System | Residential | 26-SFM-ResidentialSingleFamily-SP_COOL | 0 |  |  |  |  | 92.6187 | 0 | 12.5 | 0 | 0 | 80.1187 | 184.853 |  | kWh | 0.37116 | 0.59287 | Residential |  | Winter Only | [5 empty] | 15 | 0.67 |  |  |  | 1 | 3 | 0 | 0 | 0 | 0 | 0 | 0 | 0 | 0 | 0 | 0 | 2009 Qtr 1: 0; 2009 Qtr 2: 0; 2009 Qtr 3: 0; 2009 Qtr 4: 3; 2010 Qtr 1: 0; 2010 Qtr 2: 0; 2010 Qtr 3: 0; 2010 Qtr 4: 0; 2011 Qtr 1: 0; 2011 Qtr 2: 0; 2011 Qtr 3: 0; 2011 Qtr 4: 0 | 3
0 | 253003-Residential AC SEER 15 CZ 6, 7 or 8 |  | System | Residential | 26-SFM-ResidentialSingleFamily-SP_COOL | 0 |  |  |  |  | 185.2374 | 0 | 30 | 0 | 0 | 155.2374 | 219.055 |  | kWh | 0.38807 | -1.3318 | Residential |  | Winter Only | [5 empty] | 15 | 0.67 |  |  |  | 1 | 3 | 0 | 0 | 0 | 0 | 0 | 0 | 0 | 0 | 0 | 0 | 2009 Qtr 1: 0; 2009 Qtr 2: 0; 2009 Qtr 3: 0; 2009 Qtr 4: 3; 2010 Qtr 1: 0; 2010 Qtr 2: 0; 2010 Qtr 3: 0; 2010 Qtr 4: 0; 2011 Qtr 1: 0; 2011 Qtr 2: 0; 2011 Qtr 3: 0; 2011 Qtr 4: 0 | 3
0 | 253009-Residential AC SEER 15 Early Ret. CZ 6, 7 or 8 |  | System | Residential | 26-SFM-ResidentialSingleFamily-SP_COOL | 0 |  |  |  |  | 734.7882 | 0 | 41.6667 | 0 | 0 | 693.1215 | 219.055 |  | kWh | 0.38807 | -1.3318 | Residential |  | Winter Only | [5 empty] | 15 | 0.67 |  |  |  | 1 | 3 | 0 | 0 | 0 | 0 | 0 | 0 | 0 | 0 | 0 | 0 | 2009 Qtr 1: 0; 2009 Qtr 2: 0; 2009 Qtr 3: 0; 2009 Qtr 4: 3; 2010 Qtr 1: 0; 2010 Qtr 2: 0; 2010 Qtr 3: 0; 2010 Qtr 4: 0; 2011 Qtr 1: 0; 2011 Qtr 2: 0; 2011 Qtr 3: 0; 2011 Qtr 4: 0 | 3
0 | 253009-Residential AC SEER 15 Early Ret. CZ 6, 7 or 8 |  | System | Residential | 26-SFM-ResidentialSingleFamily-SP_COOL | 0 |  |  |  |  | 734.7882 | 0 | 41.6667 | 0 | 0 | 693.1215 | 219.055 |  | kWh | 0.38807 | -1.3318 | Residential |  | Winter Only | [5 empty] | 15 | 0.67 |  |  |  | 1 | 3 | 0 | 0 | 0 | 0 | 0 | 0 | 0 | 0 | 0 | 0 | 2009 Qtr 1: 0; 2009 Qtr 2: 0; 2009 Qtr 3: 0; 2009 Qtr 4: 3; 2010 Qtr 1: 0; 2010 Qtr 2: 0; 2010 Qtr 3: 0; 2010 Qtr 4: 0; 2011 Qtr 1: 0; 2011 Qtr 2: 0; 2011 Qtr 3: 0; 2011 Qtr 4: 0 | 3
0 | 253001-Residential AC SEER 14 CZ 6, 7 or 8 |  | System | Residential | 26-SFM-ResidentialSingleFamily-SP_COOL | 0 |  |  |  |  | 92.6187 | 0 | 12.5 | 0 | 0 | 80.1187 | 184.853 |  | kWh | 0.37116 | 0.59287 | Residential |  | Winter Only | [5 empty] | 15 | 0.67 |  |  |  | 1 | 3 | 0 | 0 | 0 | 0 | 0 | 0 | 0 | 0 | 0 | 0 | 2009 Qtr 1: 0; 2009 Qtr 2: 0; 2009 Qtr 3: 0; 2009 Qtr 4: 3; 2010 Qtr 1: 0; 2010 Qtr 2: 0; 2010 Qtr 3: 0; 2010 Qtr 4: 0; 2011 Qtr 1: 0; 2011 Qtr 2: 0; 2011 Qtr 3: 0; 2011 Qtr 4: 0 | 3
0 | 253003-Residential AC SEER 15 CZ 6, 7 or 8 |  | System | Residential | 26-SFM-ResidentialSingleFamily-SP_COOL | 0 |  |  |  |  | 185.2374 | 0 | 30 | 0 | 0 | 155.2374 | 219.055 |  | kWh | 0.38807 | -1.3318 | Residential |  | Winter Only | [5 empty] | 15 | 0.67 |  |  |  | 1 | 3 | 0 | 0 | 0 | 0 | 0 | 0 | 0 | 0 | 0 | 0 | 2009 Qtr 1: 0; 2009 Qtr 2: 0; 2009 Qtr 3: 0; 2009 Qtr 4: 3; 2010 Qtr 1: 0; 2010 Qtr 2: 0; 2010 Qtr 3: 0; 2010 Qtr 4: 0; 2011 Qtr 1: 0; 2011 Qtr 2: 0; 2011 Qtr 3: 0; 2011 Qtr 4: 0 | 3
0 | 253001-Residential AC SEER 14 CZ 6, 7 or 8 |  | System | Residential | 26-SFM-ResidentialSingleFamily-SP_COOL | 0 |  |  |  |  | 92.6187 | 0 | 12.5 | 0 | 0 | 80.1187 | 184.853 |  | kWh | 0.37116 | 0.59287 | Residential |  | Winter Only | [5 empty] | 15 | 0.67 |  |  |  | 1 | 3 | 0 | 0 | 0 | 0 | 0 | 0 | 0 | 0 | 0 | 0 | 2009 Qtr 1: 0; 2009 Qtr 2: 0; 2009 Qtr 3: 0; 2009 Qtr 4: 3; 2010 Qtr 1: 0; 2010 Qtr 2: 0; 2010 Qtr 3: 0; 2010 Qtr 4: 0; 2011 Qtr 1: 0; 2011 Qtr 2: 0; 2011 Qtr 3: 0; 2011 Qtr 4: 0 | 3
0 | 253001-Residential AC SEER 14 CZ 6, 7 or 8 |  | System | Residential | 26-SFM-ResidentialSingleFamily-SP_COOL | 0 |  |  |  |  | 92.6187 | 0 | 12.5 | 0 | 0 | 80.1187 | 184.853 |  | kWh | 0.37116 | 0.59287 | Residential |  | Winter Only | [5 empty] | 15 | 0.67 |  |  |  | 1 | 3 | 0 | 0 | 0 | 0 | 0 | 0 | 0 | 0 | 0 | 0 | 2009 Qtr 1: 0; 2009 Qtr 2: 0; 2009 Qtr 3: 0; 2009 Qtr 4: 3; 2010 Qtr 1: 0; 2010 Qtr 2: 0; 2010 Qtr 3: 0; 2010 Qtr 4: 0; 2011 Qtr 1: 0; 2011 Qtr 2: 0; 2011 Qtr 3: 0; 2011 Qtr 4: 0 | 3
0 | 253002-Residential AC SEER 14 CZ 10, 14, or 15 |  | System | Residential | 26-SFM-ResidentialSingleFamily-SP_COOL | 0 |  |  |  |  | 92.6187 | 0 | 42.85 | 0 | 0 | 49.7687 | 322.849 |  | kWh | 0.37218 | 0.40228 | Residential |  | Winter Only | [5 empty] | 15 | 0.67 |  |  |  | 1 | 5 | 0 | 0 | 0 | 0 | 0 | 0 | 0 | 0 | 0 | 0 | 2009 Qtr 1: 0; 2009 Qtr 2: 0; 2009 Qtr 3: 0; 2009 Qtr 4: 5; 2010 Qtr 1: 0; 2010 Qtr 2: 0; 2010 Qtr 3: 0; 2010 Qtr 4: 0; 2011 Qtr 1: 0; 2011 Qtr 2: 0; 2011 Qtr 3: 0; 2011 Qtr 4: 0 | 5
0 | 253002-Residential AC SEER 14 CZ 10, 14, or 15 |  | System | Residential | 26-SFM-ResidentialSingleFamily-SP_COOL | 0 |  |  |  |  | 92.6187 | 0 | 42.85 | 0 | 0 | 49.7687 | 322.849 |  | kWh | 0.37218 | 0.40228 | Residential |  | Winter Only | [5 empty] | 15 | 0.67 |  |  |  | 1 | 5 | 0 | 0 | 0 | 0 | 0 | 0 | 0 | 0 | 0 | 0 | 2009 Qtr 1: 0; 2009 Qtr 2: 0; 2009 Qtr 3: 0; 2009 Qtr 4: 5; 2010 Qtr 1: 0; 2010 Qtr 2: 0; 2010 Qtr 3: 0; 2010 Qtr 4: 0; 2011 Qtr 1: 0; 2011 Qtr 2: 0; 2011 Qtr 3: 0; 2011 Qtr 4: 0 | 5
0 | 253004-Residential AC SEER 15 CZ 10, 14, or 15 |  | System | Residential | 26-SFM-ResidentialSingleFamily-SP_COOL | 0 |  |  |  |  | 185.2374 | 0 | 107.1375 | 0 | 0 | 78.0999 | 372.762 |  | kWh | 0.39428 | -1.1019 | Residential |  | Winter Only | [5 empty] | 15 | 0.67 |  |  |  | 1 | 2 | 0 | 0 | 0 | 0 | 0 | 0 | 0 | 0 | 0 | 0 | 2009 Qtr 1: 0; 2009 Qtr 2: 0; 2009 Qtr 3: 0; 2009 Qtr 4: 2; 2010 Qtr 1: 0; 2010 Qtr 2: 0; 2010 Qtr 3: 0; 2010 Qtr 4: 0; 2011 Qtr 1: 0; 2011 Qtr 2: 0; 2011 Qtr 3: 0; 2011 Qtr 4: 0 | 2
0 | 253003-Residential AC SEER 15 CZ 6, 7 or 8 |  | System | Residential | 26-SFM-ResidentialSingleFamily-SP_COOL | 0 |  |  |  |  | 185.2374 | 0 | 30 | 0 | 0 | 155.2374 | 219.055 |  | kWh | 0.38807 | -1.3318 | Residential |  | Winter Only | [5 empty] | 15 | 0.67 |  |  |  | 1 | 2 | 0 | 0 | 0 | 0 | 0 | 0 | 0 | 0 | 0 | 0 | 2009 Qtr 1: 0; 2009 Qtr 2: 0; 2009 Qtr 3: 0; 2009 Qtr 4: 2; 2010 Qtr 1: 0; 2010 Qtr 2: 0; 2010 Qtr 3: 0; 2010 Qtr 4: 0; 2011 Qtr 1: 0; 2011 Qtr 2: 0; 2011 Qtr 3: 0; 2011 Qtr 4: 0 | 2
0 | 253001-Residential AC SEER 14 CZ 6, 7 or 8 |  | System | Residential | 26-SFM-ResidentialSingleFamily-SP_COOL | 0 |  |  |  |  | 92.6187 | 0 | 12.5 | 0 | 0 | 80.1187 | 184.853 |  | kWh | 0.37116 | 0.59287 | Residential |  | Winter Only | [5 empty] | 15 | 0.67 |  |  |  | 1 | 4 | 0 | 0 | 0 | 0 | 0 | 0 | 0 | 0 | 0 | 0 | 2009 Qtr 1: 0; 2009 Qtr 2: 0; 2009 Qtr 3: 0; 2009 Qtr 4: 4; 2010 Qtr 1: 0; 2010 Qtr 2: 0; 2010 Qtr 3: 0; 2010 Qtr 4: 0; 2011 Qtr 1: 0; 2011 Qtr 2: 0; 2011 Qtr 3: 0; 2011 Qtr 4: 0 | 4
0 | 253001-Residential AC SEER 14 CZ 6, 7 or 8 |  | System | Residential | 26-SFM-ResidentialSingleFamily-SP_COOL | 0 |  |  |  |  | 92.6187 | 0 | 12.5 | 0 | 0 | 80.1187 | 184.853 |  | kWh | 0.37116 | 0.59287 | Residential |  | Winter Only | [5 empty] | 15 | 0.67 |  |  |  | 1 | 3 | 0 | 0 | 0 | 0 | 0 | 0 | 0 | 0 | 0 | 0 | 2009 Qtr 1: 0; 2009 Qtr 2: 0; 2009 Qtr 3: 0; 2009 Qtr 4: 3; 2010 Qtr 1: 0; 2010 Qtr 2: 0; 2010 Qtr 3: 0; 2010 Qtr 4: 0; 2011 Qtr 1: 0; 2011 Qtr 2: 0; 2011 Qtr 3: 0; 2011 Qtr 4: 0 | 3
0 | 253011-Residential HP SEER 14 CZ 6, 7 or 8 |  | System | Residential | 26-SFM-ResidentialSingleFamily-SP_COOL | 0 |  |  |  |  | 94.8756 | 0 | 12.5 | 0 | 0 | 82.3756 | 620.108 |  | kWh | 0.32232 | 0 | Residential | [7 empty] | 15 | 0.67 |  |  |  | 1 | 2 | 0 | 0 | 0 | 0 | 0 | 0 | 0 | 0 | 0 | 0 | 2009 Qtr 1: 0; 2009 Qtr 2: 0; 2009 Qtr 3: 0; 2009 Qtr 4: 2; 2010 Qtr 1: 0; 2010 Qtr 2: 0; 2010 Qtr 3: 0; 2010 Qtr 4: 0; 2011 Qtr 1: 0; 2011 Qtr 2: 0; 2011 Qtr 3: 0; 2011 Qtr 4: 0 | 2
0 | 253002-Residential AC SEER 14 CZ 10, 14, or 15 |  | System | Residential | 26-SFM-ResidentialSingleFamily-SP_COOL | 0 |  |  |  |  | 92.6187 | 0 | 42.85 | 0 | 0 | 49.7687 | 322.849 |  | kWh | 0.37218 | 0.40228 | Residential |  | Winter Only | [5 empty] | 15 | 0.67 |  |  |  | 1 | 5 | 0 | 0 | 0 | 0 | 0 | 0 | 0 | 0 | 0 | 0 | 2009 Qtr 1: 0; 2009 Qtr 2: 0; 2009 Qtr 3: 0; 2009 Qtr 4: 5; 2010 Qtr 1: 0; 2010 Qtr 2: 0; 2010 Qtr 3: 0; 2010 Qtr 4: 0; 2011 Qtr 1: 0; 2011 Qtr 2: 0; 2011 Qtr 3: 0; 2011 Qtr 4: 0 | 5
0 | 253004-Residential AC SEER 15 CZ 10, 14, or 15 |  | System | Residential | 26-SFM-ResidentialSingleFamily-SP_COOL | 0 |  |  |  |  | 185.2374 | 0 | 107.1375 | 0 | 0 | 78.0999 | 372.762 |  | kWh | 0.39428 | -1.1019 | Residential |  | Winter Only | [5 empty] | 15 | 0.67 |  |  |  | 1 | 2 | 0 | 0 | 0 | 0 | 0 | 0 | 0 | 0 | 0 | 0 | 2009 Qtr 1: 0; 2009 Qtr 2: 0; 2009 Qtr 3: 0; 2009 Qtr 4: 2; 2010 Qtr 1: 0; 2010 Qtr 2: 0; 2010 Qtr 3: 0; 2010 Qtr 4: 0; 2011 Qtr 1: 0; 2011 Qtr 2: 0; 2011 Qtr 3: 0; 2011 Qtr 4: 0 | 2
0 | 253004-Residential AC SEER 15 CZ 10, 14, or 15 |  | System | Residential | 26-SFM-ResidentialSingleFamily-SP_COOL | 0 |  |  |  |  | 185.2374 | 0 | 85.71 | 0 | 0 | 99.5274 | 372.762 |  | kWh | 0.39428 | -1.1019 | Residential |  | Winter Only | [5 empty] | 15 | 0.67 |  |  |  | 1 | 2 | 0 | 0 | 0 | 0 | 0 | 0 | 0 | 0 | 0 | 0 | 2009 Qtr 1: 0; 2009 Qtr 2: 0; 2009 Qtr 3: 0; 2009 Qtr 4: 2; 2010 Qtr 1: 0; 2010 Qtr 2: 0; 2010 Qtr 3: 0; 2010 Qtr 4: 0; 2011 Qtr 1: 0; 2011 Qtr 2: 0; 2011 Qtr 3: 0; 2011 Qtr 4: 0 | 2
0 | 253004-Residential AC SEER 15 CZ 10, 14, or 15 |  | System | Residential | 26-SFM-ResidentialSingleFamily-SP_COOL | 0 |  |  |  |  | 185.2374 | 0 | 85.71 | 0 | 0 | 99.5274 | 372.762 |  | kWh | 0.39428 | -1.1019 | Residential |  | Winter Only | [5 empty] | 15 | 0.67 |  |  |  | 1 | 2 | 0 | 0 | 0 | 0 | 0 | 0 | 0 | 0 | 0 | 0 | 2009 Qtr 1: 0; 2009 Qtr 2: 0; 2009 Qtr 3: 0; 2009 Qtr 4: 2; 2010 Qtr 1: 0; 2010 Qtr 2: 0; 2010 Qtr 3: 0; 2010 Qtr 4: 0; 2011 Qtr 1: 0; 2011 Qtr 2: 0; 2011 Qtr 3: 0; 2011 Qtr 4: 0 | 2
0 | 253004-Residential AC SEER 15 CZ 10, 14, or 15 |  | System | Residential | 26-SFM-ResidentialSingleFamily-SP_COOL | 0 |  |  |  |  | 185.2374 | 0 | 85.71 | 0 | 0 | 99.5274 | 372.762 |  | kWh | 0.39428 | -1.1019 | Residential |  | Winter Only | [5 empty] | 15 | 0.67 |  |  |  | 1 | 4 | 0 | 0 | 0 | 0 | 0 | 0 | 0 | 0 | 0 | 0 | 2009 Qtr 1: 0; 2009 Qtr 2: 0; 2009 Qtr 3: 0; 2009 Qtr 4: 4; 2010 Qtr 1: 0; 2010 Qtr 2: 0; 2010 Qtr 3: 0; 2010 Qtr 4: 0; 2011 Qtr 1: 0; 2011 Qtr 2: 0; 2011 Qtr 3: 0; 2011 Qtr 4: 0 | 4
0 | 253002-Residential AC SEER 14 CZ 10, 14, or 15 |  | System | Residential | 26-SFM-ResidentialSingleFamily-SP_COOL | 0 |  |  |  |  | 92.6187 | 0 | 42.85 | 0 | 0 | 49.7687 | 322.849 |  | kWh | 0.37218 | 0.40228 | Residential |  | Winter Only | [5 empty] | 15 | 0.67 |  |  |  | 1 | 4 | 0 | 0 | 0 | 0 | 0 | 0 | 0 | 0 | 0 | 0 | 2009 Qtr 1: 0; 2009 Qtr 2: 0; 2009 Qtr 3: 0; 2009 Qtr 4: 4; 2010 Qtr 1: 0; 2010 Qtr 2: 0; 2010 Qtr 3: 0; 2010 Qtr 4: 0; 2011 Qtr 1: 0; 2011 Qtr 2: 0; 2011 Qtr 3: 0; 2011 Qtr 4: 0 | 4
0 | 253009-Residential AC SEER 15 Early Ret. CZ 6, 7 or 8 |  | System | Residential | 26-SFM-ResidentialSingleFamily-SP_COOL | 0 |  |  |  |  | 734.7882 | 0 | 41.6667 | 0 | 0 | 693.1215 | 219.055 |  | kWh | 0.38807 | -1.3318 | Residential |  | Winter Only | [5 empty] | 15 | 0.67 |  |  |  | 1 | 4 | 0 | 0 | 0 | 0 | 0 | 0 | 0 | 0 | 0 | 0 | 2009 Qtr 1: 0; 2009 Qtr 2: 0; 2009 Qtr 3: 0; 2009 Qtr 4: 4; 2010 Qtr 1: 0; 2010 Qtr 2: 0; 2010 Qtr 3: 0; 2010 Qtr 4: 0; 2011 Qtr 1: 0; 2011 Qtr 2: 0; 2011 Qtr 3: 0; 2011 Qtr 4: 0 | 4
0 | 253002-Residential AC SEER 14 CZ 10, 14, or 15 |  | System | Residential | 26-SFM-ResidentialSingleFamily-SP_COOL | 0 |  |  |  |  | 92.6187 | 0 | 42.85 | 0 | 0 | 49.7687 | 322.849 |  | kWh | 0.37218 | 0.40228 | Residential |  | Winter Only | [5 empty] | 15 | 0.67 |  |  |  | 1 | 5 | 0 | 0 | 0 | 0 | 0 | 0 | 0 | 0 | 0 | 0 | 2009 Qtr 1: 0; 2009 Qtr 2: 0; 2009 Qtr 3: 0; 2009 Qtr 4: 5; 2010 Qtr 1: 0; 2010 Qtr 2: 0; 2010 Qtr 3: 0; 2010 Qtr 4: 0; 2011 Qtr 1: 0; 2011 Qtr 2: 0; 2011 Qtr 3: 0; 2011 Qtr 4: 0 | 5
0 | 253004-Residential AC SEER 15 CZ 10, 14, or 15 |  | System | Residential | 26-SFM-ResidentialSingleFamily-SP_COOL | 0 |  |  |  |  | 185.2374 | 0 | 85.71 | 0 | 0 | 99.5274 | 372.762 |  | kWh | 0.39428 | -1.1019 | Residential |  | Winter Only | [5 empty] | 15 | 0.67 |  |  |  | 1 | 3 | 0 | 0 | 0 | 0 | 0 | 0 | 0 | 0 | 0 | 0 | 2009 Qtr 1: 0; 2009 Qtr 2: 0; 2009 Qtr 3: 0; 2009 Qtr 4: 3; 2010 Qtr 1: 0; 2010 Qtr 2: 0; 2010 Qtr 3: 0; 2010 Qtr 4: 0; 2011 Qtr 1: 0; 2011 Qtr 2: 0; 2011 Qtr 3: 0; 2011 Qtr 4: 0 | 3
0 | 253001-Residential AC SEER 14 CZ 6, 7 or 8 |  | System | Residential | 26-SFM-ResidentialSingleFamily-SP_COOL | 0 |  |  |  |  | 92.6187 | 0 | 12.5 | 0 | 0 | 80.1187 | 184.853 |  | kWh | 0.37116 | 0.59287 | Residential |  | Winter Only | [5 empty] | 15 | 0.67 |  |  |  | 1 | 3 | 0 | 0 | 0 | 0 | 0 | 0 | 0 | 0 | 0 | 0 | 2009 Qtr 1: 0; 2009 Qtr 2: 0; 2009 Qtr 3: 0; 2009 Qtr 4: 3; 2010 Qtr 1: 0; 2010 Qtr 2: 0; 2010 Qtr 3: 0; 2010 Qtr 4: 0; 2011 Qtr 1: 0; 2011 Qtr 2: 0; 2011 Qtr 3: 0; 2011 Qtr 4: 0 | 3
0 | 253004-Residential AC SEER 15 CZ 10, 14, or 15 |  | System | Residential | 26-SFM-ResidentialSingleFamily-SP_COOL | 0 |  |  |  |  | 185.2374 | 0 | 85.71 | 0 | 0 | 99.5274 | 372.762 |  | kWh | 0.39428 | -1.1019 | Residential |  | Winter Only | [5 empty] | 15 | 0.67 |  |  |  | 1 | 3 | 0 | 0 | 0 | 0 | 0 | 0 | 0 | 0 | 0 | 0 | 2009 Qtr 1: 0; 2009 Qtr 2: 0; 2009 Qtr 3: 0; 2009 Qtr 4: 3; 2010 Qtr 1: 0; 2010 Qtr 2: 0; 2010 Qtr 3: 0; 2010 Qtr 4: 0; 2011 Qtr 1: 0; 2011 Qtr 2: 0; 2011 Qtr 3: 0; 2011 Qtr 4: 0 | 3
0 | 253001-Residential AC SEER 14 CZ 6, 7 or 8 |  | System | Residential | 26-SFM-ResidentialSingleFamily-SP_COOL | 0 |  |  |  |  | 92.6187 | 0 | 12.5 | 0 | 0 | 80.1187 | 184.853 |  | kWh | 0.37116 | 0.59287 | Residential |  | Winter Only | [5 empty] | 15 | 0.67 |  |  |  | 1 | 3 | 0 | 0 | 0 | 0 | 0 | 0 | 0 | 0 | 0 | 0 | 2009 Qtr 1: 0; 2009 Qtr 2: 0; 2009 Qtr 3: 0; 2009 Qtr 4: 3; 2010 Qtr 1: 0; 2010 Qtr 2: 0; 2010 Qtr 3: 0; 2010 Qtr 4: 0; 2011 Qtr 1: 0; 2011 Qtr 2: 0; 2011 Qtr 3: 0; 2011 Qtr 4: 0 | 3
0 | 253001-Residential AC SEER 14 CZ 6, 7 or 8 |  | System | Residential | 26-SFM-ResidentialSingleFamily-SP_COOL | 0 |  |  |  |  | 92.6187 | 0 | 12.5 | 0 | 0 | 80.1187 | 184.853 |  | kWh | 0.37116 | 0.59287 | Residential |  | Winter Only | [5 empty] | 15 | 0.67 |  |  |  | 1 | 3 | 0 | 0 | 0 | 0 | 0 | 0 | 0 | 0 | 0 | 0 | 2009 Qtr 1: 0; 2009 Qtr 2: 0; 2009 Qtr 3: 0; 2009 Qtr 4: 3; 2010 Qtr 1: 0; 2010 Qtr 2: 0; 2010 Qtr 3: 0; 2010 Qtr 4: 0; 2011 Qtr 1: 0; 2011 Qtr 2: 0; 2011 Qtr 3: 0; 2011 Qtr 4: 0 | 3
0 | 253001-Residential AC SEER 14 CZ 6, 7 or 8 |  | System | Residential | 26-SFM-ResidentialSingleFamily-SP_COOL | 0 |  |  |  |  | 92.6187 | 0 | 12.5 | 0 | 0 | 80.1187 | 184.853 |  | kWh | 0.37116 | 0.59287 | Residential |  | Winter Only | [5 empty] | 15 | 0.67 |  |  |  | 1 | 3 | 0 | 0 | 0 | 0 | 0 | 0 | 0 | 0 | 0 | 0 | 2009 Qtr 1: 0; 2009 Qtr 2: 0; 2009 Qtr 3: 0; 2009 Qtr 4: 3; 2010 Qtr 1: 0; 2010 Qtr 2: 0; 2010 Qtr 3: 0; 2010 Qtr 4: 0; 2011 Qtr 1: 0; 2011 Qtr 2: 0; 2011 Qtr 3: 0; 2011 Qtr 4: 0 | 3
0 | 253004-Residential AC SEER 15 CZ 10, 14, or 15 |  | System | Residential | 26-SFM-ResidentialSingleFamily-SP_COOL | 0 |  |  |  |  | 185.2374 | 0 | 85.71 | 0 | 0 | 99.5274 | 372.762 |  | kWh | 0.39428 | -1.1019 | Residential |  | Winter Only | [5 empty] | 15 | 0.67 |  |  |  | 1 | 3 | 0 | 0 | 0 | 0 | 0 | 0 | 0 | 0 | 0 | 0 | 2009 Qtr 1: 0; 2009 Qtr 2: 0; 2009 Qtr 3: 0; 2009 Qtr 4: 3; 2010 Qtr 1: 0; 2010 Qtr 2: 0; 2010 Qtr 3: 0; 2010 Qtr 4: 0; 2011 Qtr 1: 0; 2011 Qtr 2: 0; 2011 Qtr 3: 0; 2011 Qtr 4: 0 | 3
0 | 253004-Residential AC SEER 15 CZ 10, 14, or 15 |  | System | Residential | 26-SFM-ResidentialSingleFamily-SP_COOL | 0 |  |  |  |  | 185.2374 | 0 | 85.71 | 0 | 0 | 99.5274 | 372.762 |  | kWh | 0.39428 | -1.1019 | Residential |  | Winter Only | [5 empty] | 15 | 0.67 |  |  |  | 1 | 3 | 0 | 0 | 0 | 0 | 0 | 0 | 0 | 0 | 0 | 0 | 2009 Qtr 1: 0; 2009 Qtr 2: 0; 2009 Qtr 3: 0; 2009 Qtr 4: 3; 2010 Qtr 1: 0; 2010 Qtr 2: 0; 2010 Qtr 3: 0; 2010 Qtr 4: 0; 2011 Qtr 1: 0; 2011 Qtr 2: 0; 2011 Qtr 3: 0; 2011 Qtr 4: 0 | 3
0 | 253001-Residential AC SEER 14 CZ 6, 7 or 8 |  | System | Residential | 26-SFM-ResidentialSingleFamily-SP_COOL | 0 |  |  |  |  | 92.6187 | 0 | 12.5 | 0 | 0 | 80.1187 | 184.853 |  | kWh | 0.37116 | 0.59287 | Residential |  | Winter Only | [5 empty] | 15 | 0.67 |  |  |  | 1 | 3 | 0 | 0 | 0 | 0 | 0 | 0 | 0 | 0 | 0 | 0 | 2009 Qtr 1: 0; 2009 Qtr 2: 0; 2009 Qtr 3: 0; 2009 Qtr 4: 3; 2010 Qtr 1: 0; 2010 Qtr 2: 0; 2010 Qtr 3: 0; 2010 Qtr 4: 0; 2011 Qtr 1: 0; 2011 Qtr 2: 0; 2011 Qtr 3: 0; 2011 Qtr 4: 0 | 3
0 | 253001-Residential AC SEER 14 CZ 6, 7 or 8 |  | System | Residential | 26-SFM-ResidentialSingleFamily-SP_COOL | 0 |  |  |  |  | 92.6187 | 0 | 12.5 | 0 | 0 | 80.1187 | 184.853 |  | kWh | 0.37116 | 0.59287 | Residential |  | Winter Only | [5 empty] | 15 | 0.67 |  |  |  | 1 | 3 | 0 | 0 | 0 | 0 | 0 | 0 | 0 | 0 | 0 | 0 | 2009 Qtr 1: 0; 2009 Qtr 2: 0; 2009 Qtr 3: 0; 2009 Qtr 4: 3; 2010 Qtr 1: 0; 2010 Qtr 2: 0; 2010 Qtr 3: 0; 2010 Qtr 4: 0; 2011 Qtr 1: 0; 2011 Qtr 2: 0; 2011 Qtr 3: 0; 2011 Qtr 4: 0 | 3
0 | 253001-Residential AC SEER 14 CZ 6, 7 or 8 |  | System | Residential | 26-SFM-ResidentialSingleFamily-SP_COOL | 0 |  |  |  |  | 92.6187 | 0 | 12.5 | 0 | 0 | 80.1187 | 184.853 |  | kWh | 0.37116 | 0.59287 | Residential |  | Winter Only | [5 empty] | 15 | 0.67 |  |  |  | 1 | 3 | 0 | 0 | 0 | 0 | 0 | 0 | 0 | 0 | 0 | 0 | 2009 Qtr 1: 0; 2009 Qtr 2: 0; 2009 Qtr 3: 0; 2009 Qtr 4: 3; 2010 Qtr 1: 0; 2010 Qtr 2: 0; 2010 Qtr 3: 0; 2010 Qtr 4: 0; 2011 Qtr 1: 0; 2011 Qtr 2: 0; 2011 Qtr 3: 0; 2011 Qtr 4: 0 | 3
0 | 253001-Residential AC SEER 14 CZ 6, 7 or 8 |  | System | Residential | 26-SFM-ResidentialSingleFamily-SP_COOL | 0 |  |  |  |  | 92.6187 | 0 | 12.5 | 0 | 0 | 80.1187 | 184.853 |  | kWh | 0.37116 | 0.59287 | Residential |  | Winter Only | [5 empty] | 15 | 0.67 |  |  |  | 1 | 3 | 0 | 0 | 0 | 0 | 0 | 0 | 0 | 0 | 0 | 0 | 2009 Qtr 1: 0; 2009 Qtr 2: 0; 2009 Qtr 3: 0; 2009 Qtr 4: 3; 2010 Qtr 1: 0; 2010 Qtr 2: 0; 2010 Qtr 3: 0; 2010 Qtr 4: 0; 2011 Qtr 1: 0; 2011 Qtr 2: 0; 2011 Qtr 3: 0; 2011 Qtr 4: 0 | 3
0 | 253001-Residential AC SEER 14 CZ 6, 7 or 8 |  | System | Residential | 26-SFM-ResidentialSingleFamily-SP_COOL | 0 |  |  |  |  | 92.6187 | 0 | 12.5 | 0 | 0 | 80.1187 | 184.853 |  | kWh | 0.37116 | 0.59287 | Residential |  | Winter Only | [5 empty] | 15 | 0.67 |  |  |  | 1 | 3 | 0 | 0 | 0 | 0 | 0 | 0 | 0 | 0 | 0 | 0 | 2009 Qtr 1: 0; 2009 Qtr 2: 0; 2009 Qtr 3: 0; 2009 Qtr 4: 3; 2010 Qtr 1: 0; 2010 Qtr 2: 0; 2010 Qtr 3: 0; 2010 Qtr 4: 0; 2011 Qtr 1: 0; 2011 Qtr 2: 0; 2011 Qtr 3: 0; 2011 Qtr 4: 0 | 3
0 | 253001-Residential AC SEER 14 CZ 6, 7 or 8 |  | System | Residential | 26-SFM-ResidentialSingleFamily-SP_COOL | 0 |  |  |  |  | 92.6187 | 0 | 12.5 | 0 | 0 | 80.1187 | 184.853 |  | kWh | 0.37116 | 0.59287 | Residential |  | Winter Only | [5 empty] | 15 | 0.67 |  |  |  | 1 | 3 | 0 | 0 | 0 | 0 | 0 | 0 | 0 | 0 | 0 | 0 | 2009 Qtr 1: 0; 2009 Qtr 2: 0; 2009 Qtr 3: 0; 2009 Qtr 4: 3; 2010 Qtr 1: 0; 2010 Qtr 2: 0; 2010 Qtr 3: 0; 2010 Qtr 4: 0; 2011 Qtr 1: 0; 2011 Qtr 2: 0; 2011 Qtr 3: 0; 2011 Qtr 4: 0 | 3
0 | 253002-Residential AC SEER 14 CZ 10, 14, or 15 |  | System | Residential | 26-SFM-ResidentialSingleFamily-SP_COOL | 0 |  |  |  |  | 92.6187 | 0 | 42.85 | 0 | 0 | 49.7687 | 322.849 |  | kWh | 0.37218 | 0.40228 | Residential |  | Winter Only | [5 empty] | 15 | 0.67 |  |  |  | 1 | 3 | 0 | 0 | 0 | 0 | 0 | 0 | 0 | 0 | 0 | 0 | 2009 Qtr 1: 0; 2009 Qtr 2: 0; 2009 Qtr 3: 0; 2009 Qtr 4: 3; 2010 Qtr 1: 0; 2010 Qtr 2: 0; 2010 Qtr 3: 0; 2010 Qtr 4: 0; 2011 Qtr 1: 0; 2011 Qtr 2: 0; 2011 Qtr 3: 0; 2011 Qtr 4: 0 | 3
0 | 253006-Residential AC SEER 13 Early Ret. CZ 10, 14, or 15 |  | System | Residential | 26-SFM-ResidentialSingleFamily-SP_COOL | 0 |  |  |  |  | 549.5508 | 0 | 99.1667 | 0 | 0 | 450.3841 | 291.643 |  | kWh | 0.32916 | 0.11379 | Residential |  | Winter Only | [5 empty] | 15 | 0.67 |  |  |  | 1 | 3 | 0 | 0 | 0 | 0 | 0 | 0 | 0 | 0 | 0 | 0 | 2009 Qtr 1: 0; 2009 Qtr 2: 0; 2009 Qtr 3: 0; 2009 Qtr 4: 3; 2010 Qtr 1: 0; 2010 Qtr 2: 0; 2010 Qtr 3: 0; 2010 Qtr 4: 0; 2011 Qtr 1: 0; 2011 Qtr 2: 0; 2011 Qtr 3: 0; 2011 Qtr 4: 0 | 3
0 | 253008-Residential AC SEER 14 Early Ret. CZ 10, 14, or 15 |  | System | Residential | 26-SFM-ResidentialSingleFamily-SP_COOL | 0 |  |  |  |  | 642.1695 | 0 | 110 | 0 | 0 | 532.1695 | 322.849 |  | kWh | 0.37218 | 0.40228 | Residential |  | Winter Only | [5 empty] | 15 | 0.67 |  |  |  | 1 | 3 | 0 | 0 | 0 | 0 | 0 | 0 | 0 | 0 | 0 | 0 | 2009 Qtr 1: 0; 2009 Qtr 2: 0; 2009 Qtr 3: 0; 2009 Qtr 4: 3; 2010 Qtr 1: 0; 2010 Qtr 2: 0; 2010 Qtr 3: 0; 2010 Qtr 4: 0; 2011 Qtr 1: 0; 2011 Qtr 2: 0; 2011 Qtr 3: 0; 2011 Qtr 4: 0 | 3
0 | 253005-Residential AC SEER 13 Early Ret. CZ 6, 7 or 8 |  | System | Residential | 26-SFM-ResidentialSingleFamily-SP_COOL | 0 |  |  |  |  | 549.5508 | 0 | 30 | 0 | 0 | 519.5508 | 169.092 |  | kWh | 0.32706 | 0.20484 | Residential |  | Winter Only | [5 empty] | 15 | 0.67 |  |  |  | 1 | 4 | 0 | 0 | 0 | 0 | 0 | 0 | 0 | 0 | 0 | 0 | 2009 Qtr 1: 0; 2009 Qtr 2: 0; 2009 Qtr 3: 0; 2009 Qtr 4: 4; 2010 Qtr 1: 0; 2010 Qtr 2: 0; 2010 Qtr 3: 0; 2010 Qtr 4: 0; 2011 Qtr 1: 0; 2011 Qtr 2: 0; 2011 Qtr 3: 0; 2011 Qtr 4: 0 | 4
0 | 253005-Residential AC SEER 13 Early Ret. CZ 6, 7 or 8 |  | System | Residential | 26-SFM-ResidentialSingleFamily-SP_COOL | 0 |  |  |  |  | 549.5508 | 0 | 30 | 0 | 0 | 519.5508 | 169.092 |  | kWh | 0.32706 | 0.20484 | Residential |  | Winter Only | [5 empty] | 15 | 0.67 |  |  |  | 1 | 3 | 0 | 0 | 0 | 0 | 0 | 0 | 0 | 0 | 0 | 0 | 2009 Qtr 1: 0; 2009 Qtr 2: 0; 2009 Qtr 3: 0; 2009 Qtr 4: 3; 2010 Qtr 1: 0; 2010 Qtr 2: 0; 2010 Qtr 3: 0; 2010 Qtr 4: 0; 2011 Qtr 1: 0; 2011 Qtr 2: 0; 2011 Qtr 3: 0; 2011 Qtr 4: 0 | 3
0 | 253016-Residential HP SEER 13 Early Ret. CZ 10, 14, or 15 |  | System | Residential | 26-SFM-ResidentialSingleFamily-SP_COOL | 0 |  |  |  |  | 630.8445 | 0 | 85 | 0 | 0 | 545.8445 | 731.56 |  | kWh | 0.25623 | 0 | Residential | [7 empty] | 15 | 0.67 |  |  |  | 1 | 4 | 0 | 0 | 0 | 0 | 0 | 0 | 0 | 0 | 0 | 0 | 2009 Qtr 1: 0; 2009 Qtr 2: 0; 2009 Qtr 3: 0; 2009 Qtr 4: 4; 2010 Qtr 1: 0; 2010 Qtr 2: 0; 2010 Qtr 3: 0; 2010 Qtr 4: 0; 2011 Qtr 1: 0; 2011 Qtr 2: 0; 2011 Qtr 3: 0; 2011 Qtr 4: 0 | 4
0 | 253003-Residential AC SEER 15 CZ 6, 7 or 8 |  | System | Residential | 26-SFM-ResidentialSingleFamily-SP_COOL | 0 |  |  |  |  | 185.2374 | 0 | 30 | 0 | 0 | 155.2374 | 219.055 |  | kWh | 0.38807 | -1.3318 | Residential |  | Winter Only | [5 empty] | 15 | 0.67 |  |  |  | 1 | 3 | 0 | 0 | 0 | 0 | 0 | 0 | 0 | 0 | 0 | 0 | 2009 Qtr 1: 0; 2009 Qtr 2: 0; 2009 Qtr 3: 0; 2009 Qtr 4: 3; 2010 Qtr 1: 0; 2010 Qtr 2: 0; 2010 Qtr 3: 0; 2010 Qtr 4: 0; 2011 Qtr 1: 0; 2011 Qtr 2: 0; 2011 Qtr 3: 0; 2011 Qtr 4: 0 | 3
0 | 253001-Residential AC SEER 14 CZ 6, 7 or 8 |  | System | Residential | 26-SFM-ResidentialSingleFamily-SP_COOL | 0 |  |  |  |  | 92.6187 | 0 | 12.5 | 0 | 0 | 80.1187 | 184.853 |  | kWh | 0.37116 | 0.59287 | Residential |  | Winter Only | [5 empty] | 15 | 0.67 |  |  |  | 1 | 3 | 0 | 0 | 0 | 0 | 0 | 0 | 0 | 0 | 0 | 0 | 2009 Qtr 1: 0; 2009 Qtr 2: 0; 2009 Qtr 3: 0; 2009 Qtr 4: 3; 2010 Qtr 1: 0; 2010 Qtr 2: 0; 2010 Qtr 3: 0; 2010 Qtr 4: 0; 2011 Qtr 1: 0; 2011 Qtr 2: 0; 2011 Qtr 3: 0; 2011 Qtr 4: 0 | 3
0 | 253004-Residential AC SEER 15 CZ 10, 14, or 15 |  | System | Residential | 26-SFM-ResidentialSingleFamily-SP_COOL | 0 |  |  |  |  | 185.2374 | 0 | 85.71 | 0 | 0 | 99.5274 | 372.762 |  | kWh | 0.39428 | -1.1019 | Residential |  | Winter Only | [5 empty] | 15 | 0.67 |  |  |  | 1 | 3 | 0 | 0 | 0 | 0 | 0 | 0 | 0 | 0 | 0 | 0 | 2009 Qtr 1: 0; 2009 Qtr 2: 0; 2009 Qtr 3: 0; 2009 Qtr 4: 3; 2010 Qtr 1: 0; 2010 Qtr 2: 0; 2010 Qtr 3: 0; 2010 Qtr 4: 0; 2011 Qtr 1: 0; 2011 Qtr 2: 0; 2011 Qtr 3: 0; 2011 Qtr 4: 0 | 3
0 | 253001-Residential AC SEER 14 CZ 6, 7 or 8 |  | System | Residential | 26-SFM-ResidentialSingleFamily-SP_COOL | 0 |  |  |  |  | 92.6187 | 0 | 12.5 | 0 | 0 | 80.1187 | 184.853 |  | kWh | 0.37116 | 0.59287 | Residential |  | Winter Only | [5 empty] | 15 | 0.67 |  |  |  | 1 | 3 | 0 | 0 | 0 | 0 | 0 | 0 | 0 | 0 | 0 | 0 | 2009 Qtr 1: 0; 2009 Qtr 2: 0; 2009 Qtr 3: 0; 2009 Qtr 4: 3; 2010 Qtr 1: 0; 2010 Qtr 2: 0; 2010 Qtr 3: 0; 2010 Qtr 4: 0; 2011 Qtr 1: 0; 2011 Qtr 2: 0; 2011 Qtr 3: 0; 2011 Qtr 4: 0 | 3
0 | 253003-Residential AC SEER 15 CZ 6, 7 or 8 |  | System | Residential | 26-SFM-ResidentialSingleFamily-SP_COOL | 0 |  |  |  |  | 185.2374 | 0 | 30 | 0 | 0 | 155.2374 | 219.055 |  | kWh | 0.38807 | -1.3318 | Residential |  | Winter Only | [5 empty] | 15 | 0.67 |  |  |  | 1 | 3 | 0 | 0 | 0 | 0 | 0 | 0 | 0 | 0 | 0 | 0 | 2009 Qtr 1: 0; 2009 Qtr 2: 0; 2009 Qtr 3: 0; 2009 Qtr 4: 3; 2010 Qtr 1: 0; 2010 Qtr 2: 0; 2010 Qtr 3: 0; 2010 Qtr 4: 0; 2011 Qtr 1: 0; 2011 Qtr 2: 0; 2011 Qtr 3: 0; 2011 Qtr 4: 0 | 3
0 | 253004-Residential AC SEER 15 CZ 10, 14, or 15 |  | System | Residential | 26-SFM-ResidentialSingleFamily-SP_COOL | 0 |  |  |  |  | 185.2374 | 0 | 85.71 | 0 | 0 | 99.5274 | 372.762 |  | kWh | 0.39428 | -1.1019 | Residential |  | Winter Only | [5 empty] | 15 | 0.67 |  |  |  | 1 | 3 | 0 | 0 | 0 | 0 | 0 | 0 | 0 | 0 | 0 | 0 | 2009 Qtr 1: 0; 2009 Qtr 2: 0; 2009 Qtr 3: 0; 2009 Qtr 4: 3; 2010 Qtr 1: 0; 2010 Qtr 2: 0; 2010 Qtr 3: 0; 2010 Qtr 4: 0; 2011 Qtr 1: 0; 2011 Qtr 2: 0; 2011 Qtr 3: 0; 2011 Qtr 4: 0 | 3
0 | 253003-Residential AC SEER 15 CZ 6, 7 or 8 |  | System | Residential | 26-SFM-ResidentialSingleFamily-SP_COOL | 0 |  |  |  |  | 185.2374 | 0 | 30 | 0 | 0 | 155.2374 | 219.055 |  | kWh | 0.38807 | -1.3318 | Residential |  | Winter Only | [5 empty] | 15 | 0.67 |  |  |  | 1 | 3 | 0 | 0 | 0 | 0 | 0 | 0 | 0 | 0 | 0 | 0 | 2009 Qtr 1: 0; 2009 Qtr 2: 0; 2009 Qtr 3: 0; 2009 Qtr 4: 3; 2010 Qtr 1: 0; 2010 Qtr 2: 0; 2010 Qtr 3: 0; 2010 Qtr 4: 0; 2011 Qtr 1: 0; 2011 Qtr 2: 0; 2011 Qtr 3: 0; 2011 Qtr 4: 0 | 3
0 | 253002-Residential AC SEER 14 CZ 10, 14, or 15 |  | System | Residential | 26-SFM-ResidentialSingleFamily-SP_COOL | 0 |  |  |  |  | 92.6187 | 0 | 42.85 | 0 | 0 | 49.7687 | 322.849 |  | kWh | 0.37218 | 0.40228 | Residential |  | Winter Only | [5 empty] | 15 | 0.67 |  |  |  | 1 | 5 | 0 | 0 | 0 | 0 | 0 | 0 | 0 | 0 | 0 | 0 | 2009 Qtr 1: 0; 2009 Qtr 2: 0; 2009 Qtr 3: 0; 2009 Qtr 4: 5; 2010 Qtr 1: 0; 2010 Qtr 2: 0; 2010 Qtr 3: 0; 2010 Qtr 4: 0; 2011 Qtr 1: 0; 2011 Qtr 2: 0; 2011 Qtr 3: 0; 2011 Qtr 4: 0 | 5
0 | 253003-Residential AC SEER 15 CZ 6, 7 or 8 |  | System | Residential | 26-SFM-ResidentialSingleFamily-SP_COOL | 0 |  |  |  |  | 185.2374 | 0 | 30 | 0 | 0 | 155.2374 | 219.055 |  | kWh | 0.38807 | -1.3318 | Residential |  | Winter Only | [5 empty] | 15 | 0.67 |  |  |  | 1 | 3 | 0 | 0 | 0 | 0 | 0 | 0 | 0 | 0 | 0 | 0 | 2009 Qtr 1: 0; 2009 Qtr 2: 0; 2009 Qtr 3: 0; 2009 Qtr 4: 3; 2010 Qtr 1: 0; 2010 Qtr 2: 0; 2010 Qtr 3: 0; 2010 Qtr 4: 0; 2011 Qtr 1: 0; 2011 Qtr 2: 0; 2011 Qtr 3: 0; 2011 Qtr 4: 0 | 3
0 | 253001-Residential AC SEER 14 CZ 6, 7 or 8 |  | System | Residential | 26-SFM-ResidentialSingleFamily-SP_COOL | 0 |  |  |  |  | 92.6187 | 0 | 12.5 | 0 | 0 | 80.1187 | 184.853 |  | kWh | 0.37116 | 0.59287 | Residential |  | Winter Only | [5 empty] | 15 | 0.67 |  |  |  | 1 | 5 | 0 | 0 | 0 | 0 | 0 | 0 | 0 | 0 | 0 | 0 | 2009 Qtr 1: 0; 2009 Qtr 2: 0; 2009 Qtr 3: 0; 2009 Qtr 4: 5; 2010 Qtr 1: 0; 2010 Qtr 2: 0; 2010 Qtr 3: 0; 2010 Qtr 4: 0; 2011 Qtr 1: 0; 2011 Qtr 2: 0; 2011 Qtr 3: 0; 2011 Qtr 4: 0 | 5
0 | 253003-Residential AC SEER 15 CZ 6, 7 or 8 |  | System | Residential | 26-SFM-ResidentialSingleFamily-SP_COOL | 0 |  |  |  |  | 185.2374 | 0 | 30 | 0 | 0 | 155.2374 | 219.055 |  | kWh | 0.38807 | -1.3318 | Residential |  | Winter Only | [5 empty] | 15 | 0.67 |  |  |  | 1 | 3 | 0 | 0 | 0 | 0 | 0 | 0 | 0 | 0 | 0 | 0 | 2009 Qtr 1: 0; 2009 Qtr 2: 0; 2009 Qtr 3: 0; 2009 Qtr 4: 3; 2010 Qtr 1: 0; 2010 Qtr 2: 0; 2010 Qtr 3: 0; 2010 Qtr 4: 0; 2011 Qtr 1: 0; 2011 Qtr 2: 0; 2011 Qtr 3: 0; 2011 Qtr 4: 0 | 3
0 | 253004-Residential AC SEER 15 CZ 10, 14, or 15 |  | System | Residential | 26-SFM-ResidentialSingleFamily-SP_COOL | 0 |  |  |  |  | 185.2374 | 0 | 85.71 | 0 | 0 | 99.5274 | 372.762 |  | kWh | 0.39428 | -1.1019 | Residential |  | Winter Only | [5 empty] | 15 | 0.67 |  |  |  | 1 | 3 | 0 | 0 | 0 | 0 | 0 | 0 | 0 | 0 | 0 | 0 | 2009 Qtr 1: 0; 2009 Qtr 2: 0; 2009 Qtr 3: 0; 2009 Qtr 4: 3; 2010 Qtr 1: 0; 2010 Qtr 2: 0; 2010 Qtr 3: 0; 2010 Qtr 4: 0; 2011 Qtr 1: 0; 2011 Qtr 2: 0; 2011 Qtr 3: 0; 2011 Qtr 4: 0 | 3
0 | 253003-Residential AC SEER 15 CZ 6, 7 or 8 |  | System | Residential | 26-SFM-ResidentialSingleFamily-SP_COOL | 0 |  |  |  |  | 185.2374 | 0 | 37.5 | 0 | 0 | 147.7374 | 219.055 |  | kWh | 0.38807 | -1.3318 | Residential |  | Winter Only | [5 empty] | 15 | 0.67 |  |  |  | 1 | 2 | 0 | 0 | 0 | 0 | 0 | 0 | 0 | 0 | 0 | 0 | 2009 Qtr 1: 0; 2009 Qtr 2: 0; 2009 Qtr 3: 0; 2009 Qtr 4: 2; 2010 Qtr 1: 0; 2010 Qtr 2: 0; 2010 Qtr 3: 0; 2010 Qtr 4: 0; 2011 Qtr 1: 0; 2011 Qtr 2: 0; 2011 Qtr 3: 0; 2011 Qtr 4: 0 | 2
0 | 253002-Residential AC SEER 14 CZ 10, 14, or 15 |  | System | Residential | 26-SFM-ResidentialSingleFamily-SP_COOL | 0 |  |  |  |  | 92.6187 | 0 | 42.85 | 0 | 0 | 49.7687 | 322.849 |  | kWh | 0.37218 | 0.40228 | Residential |  | Winter Only | [5 empty] | 15 | 0.67 |  |  |  | 1 | 4 | 0 | 0 | 0 | 0 | 0 | 0 | 0 | 0 | 0 | 0 | 2009 Qtr 1: 0; 2009 Qtr 2: 0; 2009 Qtr 3: 0; 2009 Qtr 4: 4; 2010 Qtr 1: 0; 2010 Qtr 2: 0; 2010 Qtr 3: 0; 2010 Qtr 4: 0; 2011 Qtr 1: 0; 2011 Qtr 2: 0; 2011 Qtr 3: 0; 2011 Qtr 4: 0 | 4
0 | 253004-Residential AC SEER 15 CZ 10, 14, or 15 |  | System | Residential | 26-SFM-ResidentialSingleFamily-SP_COOL | 0 |  |  |  |  | 185.2374 | 0 | 85.71 | 0 | 0 | 99.5274 | 372.762 |  | kWh | 0.39428 | -1.1019 | Residential |  | Winter Only | [5 empty] | 15 | 0.67 |  |  |  | 1 | 3 | 0 | 0 | 0 | 0 | 0 | 0 | 0 | 0 | 0 | 0 | 2009 Qtr 1: 0; 2009 Qtr 2: 0; 2009 Qtr 3: 0; 2009 Qtr 4: 3; 2010 Qtr 1: 0; 2010 Qtr 2: 0; 2010 Qtr 3: 0; 2010 Qtr 4: 0; 2011 Qtr 1: 0; 2011 Qtr 2: 0; 2011 Qtr 3: 0; 2011 Qtr 4: 0 | 3
0 | 253014-Residential HP SEER 15 CZ 10, 14, or 15 |  | System | Residential | 26-SFM-ResidentialSingleFamily-SP_COOL | 0 |  |  |  |  | 183.2353 | 0 | 85.71 | 0 | 0 | 97.5253 | 878.46 |  | kWh | 0.35649 | 0 | Residential | [7 empty] | 15 | 0.67 |  |  |  | 1 | 1 | 0 | 0 | 0 | 0 | 0 | 0 | 0 | 0 | 0 | 0 | 2009 Qtr 1: 0; 2009 Qtr 2: 0; 2009 Qtr 3: 0; 2009 Qtr 4: 1; 2010 Qtr 1: 0; 2010 Qtr 2: 0; 2010 Qtr 3: 0; 2010 Qtr 4: 0; 2011 Qtr 1: 0; 2011 Qtr 2: 0; 2011 Qtr 3: 0; 2011 Qtr 4: 0 | 1
0 | 253003-Residential AC SEER 15 CZ 6, 7 or 8 |  | System | Residential | 26-SFM-ResidentialSingleFamily-SP_COOL | 0 |  |  |  |  | 185.2374 | 0 | 30 | 0 | 0 | 155.2374 | 219.055 |  | kWh | 0.38807 | -1.3318 | Residential |  | Winter Only | [5 empty] | 15 | 0.67 |  |  |  | 1 | 3 | 0 | 0 | 0 | 0 | 0 | 0 | 0 | 0 | 0 | 0 | 2009 Qtr 1: 0; 2009 Qtr 2: 0; 2009 Qtr 3: 0; 2009 Qtr 4: 3; 2010 Qtr 1: 0; 2010 Qtr 2: 0; 2010 Qtr 3: 0; 2010 Qtr 4: 0; 2011 Qtr 1: 0; 2011 Qtr 2: 0; 2011 Qtr 3: 0; 2011 Qtr 4: 0 | 3
0 | 253010-Residential AC SEER 15 Early Ret. CZ 10, 14, or 15 |  | System | Residential | 26-SFM-ResidentialSingleFamily-SP_COOL | 0 |  |  |  |  | 732.6948 | 0 | 130 | 0 | 0 | 602.6948 | 372.762 |  | kWh | 0.39428 | -1.1019 | Residential |  | Winter Only | [5 empty] | 15 | 0.67 |  |  |  | 1 | 3 | 0 | 0 | 0 | 0 | 0 | 0 | 0 | 0 | 0 | 0 | 2009 Qtr 1: 0; 2009 Qtr 2: 0; 2009 Qtr 3: 0; 2009 Qtr 4: 3; 2010 Qtr 1: 0; 2010 Qtr 2: 0; 2010 Qtr 3: 0; 2010 Qtr 4: 0; 2011 Qtr 1: 0; 2011 Qtr 2: 0; 2011 Qtr 3: 0; 2011 Qtr 4: 0 | 3
0 | 253008-Residential AC SEER 14 Early Ret. CZ 10, 14, or 15 |  | System | Residential | 26-SFM-ResidentialSingleFamily-SP_COOL | 0 |  |  |  |  | 642.1695 | 0 | 110 | 0 | 0 | 532.1695 | 322.849 |  | kWh | 0.37218 | 0.40228 | Residential |  | Winter Only | [5 empty] | 15 | 0.67 |  |  |  | 1 | 4 | 0 | 0 | 0 | 0 | 0 | 0 | 0 | 0 | 0 | 0 | 2009 Qtr 1: 0; 2009 Qtr 2: 0; 2009 Qtr 3: 0; 2009 Qtr 4: 4; 2010 Qtr 1: 0; 2010 Qtr 2: 0; 2010 Qtr 3: 0; 2010 Qtr 4: 0; 2011 Qtr 1: 0; 2011 Qtr 2: 0; 2011 Qtr 3: 0; 2011 Qtr 4: 0 | 4
0 | 253002-Residential AC SEER 14 CZ 10, 14, or 15 |  | System | Residential | 26-SFM-ResidentialSingleFamily-SP_COOL | 0 |  |  |  |  | 92.6187 | 0 | 49.9917 | 0 | 0 | 42.627 | 322.849 |  | kWh | 0.37218 | 0.40228 | Residential |  | Winter Only | [5 empty] | 15 | 0.67 |  |  |  | 1 | 3 | 0 | 0 | 0 | 0 | 0 | 0 | 0 | 0 | 0 | 0 | 2009 Qtr 1: 0; 2009 Qtr 2: 0; 2009 Qtr 3: 0; 2009 Qtr 4: 3; 2010 Qtr 1: 0; 2010 Qtr 2: 0; 2010 Qtr 3: 0; 2010 Qtr 4: 0; 2011 Qtr 1: 0; 2011 Qtr 2: 0; 2011 Qtr 3: 0; 2011 Qtr 4: 0 | 3
0 | 253002-Residential AC SEER 14 CZ 10, 14, or 15 |  | System | Residential | 26-SFM-ResidentialSingleFamily-SP_COOL | 0 |  |  |  |  | 92.6187 | 0 | 49.9917 | 0 | 0 | 42.627 | 322.849 |  | kWh | 0.37218 | 0.40228 | Residential |  | Winter Only | [5 empty] | 15 | 0.67 |  |  |  | 1 | 3 | 0 | 0 | 0 | 0 | 0 | 0 | 0 | 0 | 0 | 0 | 2009 Qtr 1: 0; 2009 Qtr 2: 0; 2009 Qtr 3: 0; 2009 Qtr 4: 3; 2010 Qtr 1: 0; 2010 Qtr 2: 0; 2010 Qtr 3: 0; 2010 Qtr 4: 0; 2011 Qtr 1: 0; 2011 Qtr 2: 0; 2011 Qtr 3: 0; 2011 Qtr 4: 0 | 3
0 | 253008-Residential AC SEER 14 Early Ret. CZ 10, 14, or 15 |  | System | Residential | 26-SFM-ResidentialSingleFamily-SP_COOL | 0 |  |  |  |  | 642.1695 | 0 | 128.3333 | 0 | 0 | 513.8362 | 322.849 |  | kWh | 0.37218 | 0.40228 | Residential |  | Winter Only | [5 empty] | 15 | 0.67 |  |  |  | 1 | 3 | 0 | 0 | 0 | 0 | 0 | 0 | 0 | 0 | 0 | 0 | 2009 Qtr 1: 0; 2009 Qtr 2: 0; 2009 Qtr 3: 0; 2009 Qtr 4: 3; 2010 Qtr 1: 0; 2010 Qtr 2: 0; 2010 Qtr 3: 0; 2010 Qtr 4: 0; 2011 Qtr 1: 0; 2011 Qtr 2: 0; 2011 Qtr 3: 0; 2011 Qtr 4: 0 | 3
0 | 253001-Residential AC SEER 14 CZ 6, 7 or 8 |  | System | Residential | 26-SFM-ResidentialSingleFamily-SP_COOL | 0 |  |  |  |  | 92.6187 | 0 | 14.5833 | 0 | 0 | 78.0354 | 184.853 |  | kWh | 0.37116 | 0.59287 | Residential |  | Winter Only | [5 empty] | 15 | 0.67 |  |  |  | 1 | 3 | 0 | 0 | 0 | 0 | 0 | 0 | 0 | 0 | 0 | 0 | 2009 Qtr 1: 0; 2009 Qtr 2: 0; 2009 Qtr 3: 0; 2009 Qtr 4: 3; 2010 Qtr 1: 0; 2010 Qtr 2: 0; 2010 Qtr 3: 0; 2010 Qtr 4: 0; 2011 Qtr 1: 0; 2011 Qtr 2: 0; 2011 Qtr 3: 0; 2011 Qtr 4: 0 | 3
0 | 253002-Residential AC SEER 14 CZ 10, 14, or 15 |  | System | Residential | 26-SFM-ResidentialSingleFamily-SP_COOL | 0 |  |  |  |  | 92.6187 | 0 | 49.9917 | 0 | 0 | 42.627 | 322.849 |  | kWh | 0.37218 | 0.40228 | Residential |  | Winter Only | [5 empty] | 15 | 0.67 |  |  |  | 1 | 3 | 0 | 0 | 0 | 0 | 0 | 0 | 0 | 0 | 0 | 0 | 2009 Qtr 1: 0; 2009 Qtr 2: 0; 2009 Qtr 3: 0; 2009 Qtr 4: 3; 2010 Qtr 1: 0; 2010 Qtr 2: 0; 2010 Qtr 3: 0; 2010 Qtr 4: 0; 2011 Qtr 1: 0; 2011 Qtr 2: 0; 2011 Qtr 3: 0; 2011 Qtr 4: 0 | 3
0 | 253001-Residential AC SEER 14 CZ 6, 7 or 8 |  | System | Residential | 26-SFM-ResidentialSingleFamily-SP_COOL | 0 |  |  |  |  | 92.6187 | 0 | 14.5833 | 0 | 0 | 78.0354 | 184.853 |  | kWh | 0.37116 | 0.59287 | Residential |  | Winter Only | [5 empty] | 15 | 0.67 |  |  |  | 1 | 3 | 0 | 0 | 0 | 0 | 0 | 0 | 0 | 0 | 0 | 0 | 2009 Qtr 1: 0; 2009 Qtr 2: 0; 2009 Qtr 3: 0; 2009 Qtr 4: 3; 2010 Qtr 1: 0; 2010 Qtr 2: 0; 2010 Qtr 3: 0; 2010 Qtr 4: 0; 2011 Qtr 1: 0; 2011 Qtr 2: 0; 2011 Qtr 3: 0; 2011 Qtr 4: 0 | 3
0 | 253001-Residential AC SEER 14 CZ 6, 7 or 8 |  | System | Residential | 26-SFM-ResidentialSingleFamily-SP_COOL | 0 |  |  |  |  | 92.6187 | 0 | 12.5 | 0 | 0 | 80.1187 | 184.853 |  | kWh | 0.37116 | 0.59287 | Residential |  | Winter Only | [5 empty] | 15 | 0.67 |  |  |  | 1 | 4 | 0 | 0 | 0 | 0 | 0 | 0 | 0 | 0 | 0 | 0 | 2009 Qtr 1: 0; 2009 Qtr 2: 0; 2009 Qtr 3: 0; 2009 Qtr 4: 4; 2010 Qtr 1: 0; 2010 Qtr 2: 0; 2010 Qtr 3: 0; 2010 Qtr 4: 0; 2011 Qtr 1: 0; 2011 Qtr 2: 0; 2011 Qtr 3: 0; 2011 Qtr 4: 0 | 4
0 | 253001-Residential AC SEER 14 CZ 6, 7 or 8 |  | System | Residential | 26-SFM-ResidentialSingleFamily-SP_COOL | 0 |  |  |  |  | 92.6187 | 0 | 12.5 | 0 | 0 | 80.1187 | 184.853 |  | kWh | 0.37116 | 0.59287 | Residential |  | Winter Only | [5 empty] | 15 | 0.67 |  |  |  | 1 | 4 | 0 | 0 | 0 | 0 | 0 | 0 | 0 | 0 | 0 | 0 | 2009 Qtr 1: 0; 2009 Qtr 2: 0; 2009 Qtr 3: 0; 2009 Qtr 4: 4; 2010 Qtr 1: 0; 2010 Qtr 2: 0; 2010 Qtr 3: 0; 2010 Qtr 4: 0; 2011 Qtr 1: 0; 2011 Qtr 2: 0; 2011 Qtr 3: 0; 2011 Qtr 4: 0 | 4
0 | 253002-Residential AC SEER 14 CZ 10, 14, or 15 |  | System | Residential | 26-SFM-ResidentialSingleFamily-SP_COOL | 0 |  |  |  |  | 92.6187 | 0 | 42.85 | 0 | 0 | 49.7687 | 322.849 |  | kWh | 0.37218 | 0.40228 | Residential |  | Winter Only | [5 empty] | 15 | 0.67 |  |  |  | 1 | 4 | 0 | 0 | 0 | 0 | 0 | 0 | 0 | 0 | 0 | 0 | 2009 Qtr 1: 0; 2009 Qtr 2: 0; 2009 Qtr 3: 0; 2009 Qtr 4: 4; 2010 Qtr 1: 0; 2010 Qtr 2: 0; 2010 Qtr 3: 0; 2010 Qtr 4: 0; 2011 Qtr 1: 0; 2011 Qtr 2: 0; 2011 Qtr 3: 0; 2011 Qtr 4: 0 | 4
0 | 253001-Residential AC SEER 14 CZ 6, 7 or 8 |  | System | Residential | 26-SFM-ResidentialSingleFamily-SP_COOL | 0 |  |  |  |  | 92.6187 | 0 | 12.5 | 0 | 0 | 80.1187 | 184.853 |  | kWh | 0.37116 | 0.59287 | Residential |  | Winter Only | [5 empty] | 15 | 0.67 |  |  |  | 1 | 4 | 0 | 0 | 0 | 0 | 0 | 0 | 0 | 0 | 0 | 0 | 2009 Qtr 1: 0; 2009 Qtr 2: 0; 2009 Qtr 3: 0; 2009 Qtr 4: 4; 2010 Qtr 1: 0; 2010 Qtr 2: 0; 2010 Qtr 3: 0; 2010 Qtr 4: 0; 2011 Qtr 1: 0; 2011 Qtr 2: 0; 2011 Qtr 3: 0; 2011 Qtr 4: 0 | 4
0 | 253001-Residential AC SEER 14 CZ 6, 7 or 8 |  | System | Residential | 26-SFM-ResidentialSingleFamily-SP_COOL | 0 |  |  |  |  | 92.6187 | 0 | 12.5 | 0 | 0 | 80.1187 | 184.853 |  | kWh | 0.37116 | 0.59287 | Residential |  | Winter Only | [5 empty] | 15 | 0.67 |  |  |  | 1 | 4 | 0 | 0 | 0 | 0 | 0 | 0 | 0 | 0 | 0 | 0 | 2009 Qtr 1: 0; 2009 Qtr 2: 0; 2009 Qtr 3: 0; 2009 Qtr 4: 4; 2010 Qtr 1: 0; 2010 Qtr 2: 0; 2010 Qtr 3: 0; 2010 Qtr 4: 0; 2011 Qtr 1: 0; 2011 Qtr 2: 0; 2011 Qtr 3: 0; 2011 Qtr 4: 0 | 4
0 | 253001-Residential AC SEER 14 CZ 6, 7 or 8 |  | System | Residential | 26-SFM-ResidentialSingleFamily-SP_COOL | 0 |  |  |  |  | 92.6187 | 0 | 12.5 | 0 | 0 | 80.1187 | 184.853 |  | kWh | 0.37116 | 0.59287 | Residential |  | Winter Only | [5 empty] | 15 | 0.67 |  |  |  | 1 | 4 | 0 | 0 | 0 | 0 | 0 | 0 | 0 | 0 | 0 | 0 | 2009 Qtr 1: 0; 2009 Qtr 2: 0; 2009 Qtr 3: 0; 2009 Qtr 4: 4; 2010 Qtr 1: 0; 2010 Qtr 2: 0; 2010 Qtr 3: 0; 2010 Qtr 4: 0; 2011 Qtr 1: 0; 2011 Qtr 2: 0; 2011 Qtr 3: 0; 2011 Qtr 4: 0 | 4
0 | 253024-Res. Refr. Charge QI: Early Ret. |  | System | Residential | 26-SFM-ResidentialSingleFamily-SP_COOL | 0 |  |  |  |  | 10.3583 | 0 | 35.19 | 0 | 0 | -24.8317 | 111.621 |  | kWh | 0.076051 | -0.038582 | Residential |  | Winter Only | [5 empty] | 10 | 0.78 |  |  |  | 0 | 4 | 0 | 0 | 0 | 0 | 0 | 0 | 0 | 0 | 0 | 0 | 2009 Qtr 1: 0; 2009 Qtr 2: 0; 2009 Qtr 3: 0; 2009 Qtr 4: 4; 2010 Qtr 1: 0; 2010 Qtr 2: 0; 2010 Qtr 3: 0; 2010 Qtr 4: 0; 2011 Qtr 1: 0; 2011 Qtr 2: 0; 2011 Qtr 3: 0; 2011 Qtr 4: 0 | 4
0 | 253022-Res. Refr. Charge QI: Repl. on Failure |  | System | Residential | 26-SFM-ResidentialSingleFamily-SP_COOL | 0 |  |  |  |  | 10.3583 | 0 | 35.19 | 0 | 0 | -24.8317 | 111.621 |  | kWh | 0.076051 | -0.038582 | Residential |  | Winter Only | [5 empty] | 10 | 0.78 |  |  |  | 0 | 5 | 0 | 0 | 0 | 0 | 0 | 0 | 0 | 0 | 0 | 0 | 2009 Qtr 1: 0; 2009 Qtr 2: 0; 2009 Qtr 3: 0; 2009 Qtr 4: 5; 2010 Qtr 1: 0; 2010 Qtr 2: 0; 2010 Qtr 3: 0; 2010 Qtr 4: 0; 2011 Qtr 1: 0; 2011 Qtr 2: 0; 2011 Qtr 3: 0; 2011 Qtr 4: 0 | 5
0 | 253023-Res. Refr. Charge QI: Early Ret. |  | System | Residential | 26-SFM-ResidentialSingleFamily-SP_COOL | 0 |  |  |  |  | 10.3583 | 0 | 19.4444 | 0 | 0 | -9.0861 | 57.1467 |  | kWh | 0.10312 | -0.050476 | Residential |  | Winter Only | [5 empty] | 10 | 0.78 |  |  |  | 0 | 3 | 0 | 0 | 0 | 0 | 0 | 0 | 0 | 0 | 0 | 0 | 2009 Qtr 1: 0; 2009 Qtr 2: 0; 2009 Qtr 3: 0; 2009 Qtr 4: 3; 2010 Qtr 1: 0; 2010 Qtr 2: 0; 2010 Qtr 3: 0; 2010 Qtr 4: 0; 2011 Qtr 1: 0; 2011 Qtr 2: 0; 2011 Qtr 3: 0; 2011 Qtr 4: 0 | 3
0 | 253022-Res. Refr. Charge QI: Repl. on Failure |  | System | Residential | 26-SFM-ResidentialSingleFamily-SP_COOL | 0 |  |  |  |  | 10.3583 | 0 | 35.19 | 0 | 0 | -24.8317 | 111.621 |  | kWh | 0.076051 | -0.038582 | Residential |  | Winter Only | [5 empty] | 10 | 0.78 |  |  |  | 0 | 3 | 0 | 0 | 0 | 0 | 0 | 0 | 0 | 0 | 0 | 0 | 2009 Qtr 1: 0; 2009 Qtr 2: 0; 2009 Qtr 3: 0; 2009 Qtr 4: 3; 2010 Qtr 1: 0; 2010 Qtr 2: 0; 2010 Qtr 3: 0; 2010 Qtr 4: 0; 2011 Qtr 1: 0; 2011 Qtr 2: 0; 2011 Qtr 3: 0; 2011 Qtr 4: 0 | 3
0 | 253024-Res. Refr. Charge QI: Early Ret. |  | System | Residential | 26-SFM-ResidentialSingleFamily-SP_COOL | 0 |  |  |  |  | 10.3583 | 0 | 35.19 | 0 | 0 | -24.8317 | 111.621 |  | kWh | 0.076051 | -0.038582 | Residential |  | Winter Only | [5 empty] | 10 | 0.78 |  |  |  | 0 | 4 | 0 | 0 | 0 | 0 | 0 | 0 | 0 | 0 | 0 | 0 | 2009 Qtr 1: 0; 2009 Qtr 2: 0; 2009 Qtr 3: 0; 2009 Qtr 4: 4; 2010 Qtr 1: 0; 2010 Qtr 2: 0; 2010 Qtr 3: 0; 2010 Qtr 4: 0; 2011 Qtr 1: 0; 2011 Qtr 2: 0; 2011 Qtr 3: 0; 2011 Qtr 4: 0 | 4
0 | 253024-Res. Refr. Charge QI: Early Ret. |  | System | Residential | 26-SFM-ResidentialSingleFamily-SP_COOL | 0 |  |  |  |  | 10.3583 | 0 | 35.19 | 0 | 0 | -24.8317 | 111.621 |  | kWh | 0.076051 | -0.038582 | Residential |  | Winter Only | [5 empty] | 10 | 0.78 |  |  |  | 0 | 2 | 0 | 0 | 0 | 0 | 0 | 0 | 0 | 0 | 0 | 0 | 2009 Qtr 1: 0; 2009 Qtr 2: 0; 2009 Qtr 3: 0; 2009 Qtr 4: 2; 2010 Qtr 1: 0; 2010 Qtr 2: 0; 2010 Qtr 3: 0; 2010 Qtr 4: 0; 2011 Qtr 1: 0; 2011 Qtr 2: 0; 2011 Qtr 3: 0; 2011 Qtr 4: 0 | 2
0 | 253022-Res. Refr. Charge QI: Repl. on Failure |  | System | Residential | 26-SFM-ResidentialSingleFamily-SP_COOL | 0 |  |  |  |  | 10.3583 | 0 | 35.19 | 0 | 0 | -24.8317 | 111.621 |  | kWh | 0.076051 | -0.038582 | Residential |  | Winter Only | [5 empty] | 10 | 0.78 |  |  |  | 0 | 3 | 0 | 0 | 0 | 0 | 0 | 0 | 0 | 0 | 0 | 0 | 2009 Qtr 1: 0; 2009 Qtr 2: 0; 2009 Qtr 3: 0; 2009 Qtr 4: 3; 2010 Qtr 1: 0; 2010 Qtr 2: 0; 2010 Qtr 3: 0; 2010 Qtr 4: 0; 2011 Qtr 1: 0; 2011 Qtr 2: 0; 2011 Qtr 3: 0; 2011 Qtr 4: 0 | 3
0 | 253024-Res. Refr. Charge QI: Early Ret. |  | System | Residential | 26-SFM-ResidentialSingleFamily-SP_COOL | 0 |  |  |  |  | 10.3583 | 0 | 35.19 | 0 | 0 | -24.8317 | 111.621 |  | kWh | 0.076051 | -0.038582 | Residential |  | Winter Only | [5 empty] | 10 | 0.78 |  |  |  | 0 | 4 | 0 | 0 | 0 | 0 | 0 | 0 | 0 | 0 | 0 | 0 | 2009 Qtr 1: 0; 2009 Qtr 2: 0; 2009 Qtr 3: 0; 2009 Qtr 4: 4; 2010 Qtr 1: 0; 2010 Qtr 2: 0; 2010 Qtr 3: 0; 2010 Qtr 4: 0; 2011 Qtr 1: 0; 2011 Qtr 2: 0; 2011 Qtr 3: 0; 2011 Qtr 4: 0 | 4
0 | 253022-Res. Refr. Charge QI: Repl. on Failure |  | System | Residential | 26-SFM-ResidentialSingleFamily-SP_COOL | 0 |  |  |  |  | 10.3583 | 0 | 35.19 | 0 | 0 | -24.8317 | 111.621 |  | kWh | 0.076051 | -0.038582 | Residential |  | Winter Only | [5 empty] | 10 | 0.78 |  |  |  | 0 | 3 | 0 | 0 | 0 | 0 | 0 | 0 | 0 | 0 | 0 | 0 | 2009 Qtr 1: 0; 2009 Qtr 2: 0; 2009 Qtr 3: 0; 2009 Qtr 4: 3; 2010 Qtr 1: 0; 2010 Qtr 2: 0; 2010 Qtr 3: 0; 2010 Qtr 4: 0; 2011 Qtr 1: 0; 2011 Qtr 2: 0; 2011 Qtr 3: 0; 2011 Qtr 4: 0 | 3
0 | 253022-Res. Refr. Charge QI: Repl. on Failure |  | System | Residential | 26-SFM-ResidentialSingleFamily-SP_COOL | 0 |  |  |  |  | 10.3583 | 0 | 35.19 | 0 | 0 | -24.8317 | 111.621 |  | kWh | 0.076051 | -0.038582 | Residential |  | Winter Only | [5 empty] | 10 | 0.78 |  |  |  | 0 | 5 | 0 | 0 | 0 | 0 | 0 | 0 | 0 | 0 | 0 | 0 | 2009 Qtr 1: 0; 2009 Qtr 2: 0; 2009 Qtr 3: 0; 2009 Qtr 4: 5; 2010 Qtr 1: 0; 2010 Qtr 2: 0; 2010 Qtr 3: 0; 2010 Qtr 4: 0; 2011 Qtr 1: 0; 2011 Qtr 2: 0; 2011 Qtr 3: 0; 2011 Qtr 4: 0 | 5
0 | 253024-Res. Refr. Charge QI: Early Ret. |  | System | Residential | 26-SFM-ResidentialSingleFamily-SP_COOL | 0 |  |  |  |  | 10.3583 | 0 | 41.055 | 0 | 0 | -30.6967 | 111.621 |  | kWh | 0.076051 | -0.038582 | Residential |  | Winter Only | [5 empty] | 10 | 0.78 |  |  |  | 0 | 3 | 0 | 0 | 0 | 0 | 0 | 0 | 0 | 0 | 0 | 0 | 2009 Qtr 1: 0; 2009 Qtr 2: 0; 2009 Qtr 3: 0; 2009 Qtr 4: 3; 2010 Qtr 1: 0; 2010 Qtr 2: 0; 2010 Qtr 3: 0; 2010 Qtr 4: 0; 2011 Qtr 1: 0; 2011 Qtr 2: 0; 2011 Qtr 3: 0; 2011 Qtr 4: 0 | 3
0 | 253024-Res. Refr. Charge QI: Early Ret. |  | System | Residential | 26-SFM-ResidentialSingleFamily-SP_COOL | 0 |  |  |  |  | 10.3583 | 0 | 35.19 | 0 | 0 | -24.8317 | 111.621 |  | kWh | 0.076051 | -0.038582 | Residential |  | Winter Only | [5 empty] | 10 | 0.78 |  |  |  | 0 | 3 | 0 | 0 | 0 | 0 | 0 | 0 | 0 | 0 | 0 | 0 | 2009 Qtr 1: 0; 2009 Qtr 2: 0; 2009 Qtr 3: 0; 2009 Qtr 4: 3; 2010 Qtr 1: 0; 2010 Qtr 2: 0; 2010 Qtr 3: 0; 2010 Qtr 4: 0; 2011 Qtr 1: 0; 2011 Qtr 2: 0; 2011 Qtr 3: 0; 2011 Qtr 4: 0 | 3
0 | 253024-Res. Refr. Charge QI: Early Ret. |  | System | Residential | 26-SFM-ResidentialSingleFamily-SP_COOL | 0 |  |  |  |  | 10.3583 | 0 | 41.055 | 0 | 0 | -30.6967 | 111.621 |  | kWh | 0.076051 | -0.038582 | Residential |  | Winter Only | [5 empty] | 10 | 0.78 |  |  |  | 0 | 3 | 0 | 0 | 0 | 0 | 0 | 0 | 0 | 0 | 0 | 0 | 2009 Qtr 1: 0; 2009 Qtr 2: 0; 2009 Qtr 3: 0; 2009 Qtr 4: 3; 2010 Qtr 1: 0; 2010 Qtr 2: 0; 2010 Qtr 3: 0; 2010 Qtr 4: 0; 2011 Qtr 1: 0; 2011 Qtr 2: 0; 2011 Qtr 3: 0; 2011 Qtr 4: 0 | 3
0 | 253024-Res. Refr. Charge QI: Early Ret. |  | System | Residential | 26-SFM-ResidentialSingleFamily-SP_COOL | 0 |  |  |  |  | 10.3583 | 0 | 35.19 | 0 | 0 | -24.8317 | 111.621 |  | kWh | 0.076051 | -0.038582 | Residential |  | Winter Only | [5 empty] | 10 | 0.78 |  |  |  | 0 | 3 | 0 | 0 | 0 | 0 | 0 | 0 | 0 | 0 | 0 | 0 | 2009 Qtr 1: 0; 2009 Qtr 2: 0; 2009 Qtr 3: 0; 2009 Qtr 4: 3; 2010 Qtr 1: 0; 2010 Qtr 2: 0; 2010 Qtr 3: 0; 2010 Qtr 4: 0; 2011 Qtr 1: 0; 2011 Qtr 2: 0; 2011 Qtr 3: 0; 2011 Qtr 4: 0 | 3
0 | 253022-Res. Refr. Charge QI: Repl. on Failure |  | System | Residential | 26-SFM-ResidentialSingleFamily-SP_COOL | 0 |  |  |  |  | 10.3583 | 0 | 35.19 | 0 | 0 | -24.8317 | 111.621 |  | kWh | 0.076051 | -0.038582 | Residential |  | Winter Only | [5 empty] | 10 | 0.78 |  |  |  | 0 | 5 | 0 | 0 | 0 | 0 | 0 | 0 | 0 | 0 | 0 | 0 | 2009 Qtr 1: 0; 2009 Qtr 2: 0; 2009 Qtr 3: 0; 2009 Qtr 4: 5; 2010 Qtr 1: 0; 2010 Qtr 2: 0; 2010 Qtr 3: 0; 2010 Qtr 4: 0; 2011 Qtr 1: 0; 2011 Qtr 2: 0; 2011 Qtr 3: 0; 2011 Qtr 4: 0 | 5
0 | 253024-Res. Refr. Charge QI: Early Ret. |  | System | Residential | 26-SFM-ResidentialSingleFamily-SP_COOL | 0 |  |  |  |  | 10.3583 | 0 | 35.19 | 0 | 0 | -24.8317 | 111.621 |  | kWh | 0.076051 | -0.038582 | Residential |  | Winter Only | [5 empty] | 10 | 0.78 |  |  |  | 0 | 3 | 0 | 0 | 0 | 0 | 0 | 0 | 0 | 0 | 0 | 0 | 2009 Qtr 1: 0; 2009 Qtr 2: 0; 2009 Qtr 3: 0; 2009 Qtr 4: 3; 2010 Qtr 1: 0; 2010 Qtr 2: 0; 2010 Qtr 3: 0; 2010 Qtr 4: 0; 2011 Qtr 1: 0; 2011 Qtr 2: 0; 2011 Qtr 3: 0; 2011 Qtr 4: 0 | 3
0 | 253024-Res. Refr. Charge QI: Early Ret. |  | System | Residential | 26-SFM-ResidentialSingleFamily-SP_COOL | 0 |  |  |  |  | 10.3583 | 0 | 35.19 | 0 | 0 | -24.8317 | 111.621 |  | kWh | 0.076051 | -0.038582 | Residential |  | Winter Only | [5 empty] | 10 | 0.78 |  |  |  | 0 | 3 | 0 | 0 | 0 | 0 | 0 | 0 | 0 | 0 | 0 | 0 | 2009 Qtr 1: 0; 2009 Qtr 2: 0; 2009 Qtr 3: 0; 2009 Qtr 4: 3; 2010 Qtr 1: 0; 2010 Qtr 2: 0; 2010 Qtr 3: 0; 2010 Qtr 4: 0; 2011 Qtr 1: 0; 2011 Qtr 2: 0; 2011 Qtr 3: 0; 2011 Qtr 4: 0 | 3
0 | 253022-Res. Refr. Charge QI: Repl. on Failure |  | System | Residential | 26-SFM-ResidentialSingleFamily-SP_COOL | 0 |  |  |  |  | 10.3583 | 0 | 35.19 | 0 | 0 | -24.8317 | 111.621 |  | kWh | 0.076051 | -0.038582 | Residential |  | Winter Only | [5 empty] | 10 | 0.78 |  |  |  | 0 | 3 | 0 | 0 | 0 | 0 | 0 | 0 | 0 | 0 | 0 | 0 | 2009 Qtr 1: 0; 2009 Qtr 2: 0; 2009 Qtr 3: 0; 2009 Qtr 4: 3; 2010 Qtr 1: 0; 2010 Qtr 2: 0; 2010 Qtr 3: 0; 2010 Qtr 4: 0; 2011 Qtr 1: 0; 2011 Qtr 2: 0; 2011 Qtr 3: 0; 2011 Qtr 4: 0 | 3
0 | 253024-Res. Refr. Charge QI: Early Ret. |  | System | Residential | 26-SFM-ResidentialSingleFamily-SP_COOL | 0 |  |  |  |  | 10.3583 | 0 | 35.19 | 0 | 0 | -24.8317 | 111.621 |  | kWh | 0.076051 | -0.038582 | Residential |  | Winter Only | [5 empty] | 10 | 0.78 |  |  |  | 0 | 3 | 0 | 0 | 0 | 0 | 0 | 0 | 0 | 0 | 0 | 0 | 2009 Qtr 1: 0; 2009 Qtr 2: 0; 2009 Qtr 3: 0; 2009 Qtr 4: 3; 2010 Qtr 1: 0; 2010 Qtr 2: 0; 2010 Qtr 3: 0; 2010 Qtr 4: 0; 2011 Qtr 1: 0; 2011 Qtr 2: 0; 2011 Qtr 3: 0; 2011 Qtr 4: 0 | 3
0 | 253024-Res. Refr. Charge QI: Early Ret. |  | System | Residential | 26-SFM-ResidentialSingleFamily-SP_COOL | 0 |  |  |  |  | 10.3583 | 0 | 35.19 | 0 | 0 | -24.8317 | 111.621 |  | kWh | 0.076051 | -0.038582 | Residential |  | Winter Only | [5 empty] | 10 | 0.78 |  |  |  | 0 | 5 | 0 | 0 | 0 | 0 | 0 | 0 | 0 | 0 | 0 | 0 | 2009 Qtr 1: 0; 2009 Qtr 2: 0; 2009 Qtr 3: 0; 2009 Qtr 4: 5; 2010 Qtr 1: 0; 2010 Qtr 2: 0; 2010 Qtr 3: 0; 2010 Qtr 4: 0; 2011 Qtr 1: 0; 2011 Qtr 2: 0; 2011 Qtr 3: 0; 2011 Qtr 4: 0 | 5
0 | 253024-Res. Refr. Charge QI: Early Ret. |  | System | Residential | 26-SFM-ResidentialSingleFamily-SP_COOL | 0 |  |  |  |  | 10.3583 | 0 | 35.19 | 0 | 0 | -24.8317 | 111.621 |  | kWh | 0.076051 | -0.038582 | Residential |  | Winter Only | [5 empty] | 10 | 0.78 |  |  |  | 0 | 4 | 0 | 0 | 0 | 0 | 0 | 0 | 0 | 0 | 0 | 0 | 2009 Qtr 1: 0; 2009 Qtr 2: 0; 2009 Qtr 3: 0; 2009 Qtr 4: 4; 2010 Qtr 1: 0; 2010 Qtr 2: 0; 2010 Qtr 3: 0; 2010 Qtr 4: 0; 2011 Qtr 1: 0; 2011 Qtr 2: 0; 2011 Qtr 3: 0; 2011 Qtr 4: 0 | 4
0 | 253024-Res. Refr. Charge QI: Early Ret. |  | System | Residential | 26-SFM-ResidentialSingleFamily-SP_COOL | 0 |  |  |  |  | 10.3583 | 0 | 35.19 | 0 | 0 | -24.8317 | 111.621 |  | kWh | 0.076051 | -0.038582 | Residential |  | Winter Only | [5 empty] | 10 | 0.78 |  |  |  | 0 | 5 | 0 | 0 | 0 | 0 | 0 | 0 | 0 | 0 | 0 | 0 | 2009 Qtr 1: 0; 2009 Qtr 2: 0; 2009 Qtr 3: 0; 2009 Qtr 4: 5; 2010 Qtr 1: 0; 2010 Qtr 2: 0; 2010 Qtr 3: 0; 2010 Qtr 4: 0; 2011 Qtr 1: 0; 2011 Qtr 2: 0; 2011 Qtr 3: 0; 2011 Qtr 4: 0 | 5
0 | 253024-Res. Refr. Charge QI: Early Ret. |  | System | Residential | 26-SFM-ResidentialSingleFamily-SP_COOL | 0 |  |  |  |  | 10.3583 | 0 | 35.19 | 0 | 0 | -24.8317 | 111.621 |  | kWh | 0.076051 | -0.038582 | Residential |  | Winter Only | [5 empty] | 10 | 0.78 |  |  |  | 0 | 4 | 0 | 0 | 0 | 0 | 0 | 0 | 0 | 0 | 0 | 0 | 2009 Qtr 1: 0; 2009 Qtr 2: 0; 2009 Qtr 3: 0; 2009 Qtr 4: 4; 2010 Qtr 1: 0; 2010 Qtr 2: 0; 2010 Qtr 3: 0; 2010 Qtr 4: 0; 2011 Qtr 1: 0; 2011 Qtr 2: 0; 2011 Qtr 3: 0; 2011 Qtr 4: 0 | 4
0 | 253024-Res. Refr. Charge QI: Early Ret. |  | System | Residential | 26-SFM-ResidentialSingleFamily-SP_COOL | 0 |  |  |  |  | 10.3583 | 0 | 35.19 | 0 | 0 | -24.8317 | 111.621 |  | kWh | 0.076051 | -0.038582 | Residential |  | Winter Only | [5 empty] | 10 | 0.78 |  |  |  | 0 | 4 | 0 | 0 | 0 | 0 | 0 | 0 | 0 | 0 | 0 | 0 | 2009 Qtr 1: 0; 2009 Qtr 2: 0; 2009 Qtr 3: 0; 2009 Qtr 4: 4; 2010 Qtr 1: 0; 2010 Qtr 2: 0; 2010 Qtr 3: 0; 2010 Qtr 4: 0; 2011 Qtr 1: 0; 2011 Qtr 2: 0; 2011 Qtr 3: 0; 2011 Qtr 4: 0 | 4
0 | 253008-Residential AC SEER 14 Early Ret. CZ 10, 14, or 15 |  | System | Residential | 26-SFM-ResidentialSingleFamily-SP_COOL | 0 |  |  |  |  | 642.1695 | 0 | 110 | 0 | 0 | 532.1695 | 322.849 |  | kWh | 0.37218 | 0.40228 | Residential |  | Winter Only | [5 empty] | 15 | 0.67 |  |  |  | 1 | 5 | 0 | 0 | 0 | 0 | 0 | 0 | 0 | 0 | 0 | 0 | 2009 Qtr 1: 0; 2009 Qtr 2: 0; 2009 Qtr 3: 0; 2009 Qtr 4: 5; 2010 Qtr 1: 0; 2010 Qtr 2: 0; 2010 Qtr 3: 0; 2010 Qtr 4: 0; 2011 Qtr 1: 0; 2011 Qtr 2: 0; 2011 Qtr 3: 0; 2011 Qtr 4: 0 | 5
0 | 253024-Res. Refr. Charge QI: Early Ret. |  | System | Residential | 26-SFM-ResidentialSingleFamily-SP_COOL | 0 |  |  |  |  | 10.3583 | 0 | 35.19 | 0 | 0 | -24.8317 | 111.621 |  | kWh | 0.076051 | -0.038582 | Residential |  | Winter Only | [5 empty] | 10 | 0.78 |  |  |  | 0 | 5 | 0 | 0 | 0 | 0 | 0 | 0 | 0 | 0 | 0 | 0 | 2009 Qtr 1: 0; 2009 Qtr 2: 0; 2009 Qtr 3: 0; 2009 Qtr 4: 5; 2010 Qtr 1: 0; 2010 Qtr 2: 0; 2010 Qtr 3: 0; 2010 Qtr 4: 0; 2011 Qtr 1: 0; 2011 Qtr 2: 0; 2011 Qtr 3: 0; 2011 Qtr 4: 0 | 5
0 | 253024-Res. Refr. Charge QI: Early Ret. |  | System | Residential | 26-SFM-ResidentialSingleFamily-SP_COOL | 0 |  |  |  |  | 10.3583 | 0 | 35.19 | 0 | 0 | -24.8317 | 111.621 |  | kWh | 0.076051 | -0.038582 | Residential |  | Winter Only | [5 empty] | 10 | 0.78 |  |  |  | 0 | 4 | 0 | 0 | 0 | 0 | 0 | 0 | 0 | 0 | 0 | 0 | 2009 Qtr 1: 0; 2009 Qtr 2: 0; 2009 Qtr 3: 0; 2009 Qtr 4: 4; 2010 Qtr 1: 0; 2010 Qtr 2: 0; 2010 Qtr 3: 0; 2010 Qtr 4: 0; 2011 Qtr 1: 0; 2011 Qtr 2: 0; 2011 Qtr 3: 0; 2011 Qtr 4: 0 | 4
0 | 253024-Res. Refr. Charge QI: Early Ret. |  | System | Residential | 26-SFM-ResidentialSingleFamily-SP_COOL | 0 |  |  |  |  | 10.3583 | 0 | 35.19 | 0 | 0 | -24.8317 | 111.621 |  | kWh | 0.076051 | -0.038582 | Residential |  | Winter Only | [5 empty] | 10 | 0.78 |  |  |  | 0 | 4 | 0 | 0 | 0 | 0 | 0 | 0 | 0 | 0 | 0 | 0 | 2009 Qtr 1: 0; 2009 Qtr 2: 0; 2009 Qtr 3: 0; 2009 Qtr 4: 4; 2010 Qtr 1: 0; 2010 Qtr 2: 0; 2010 Qtr 3: 0; 2010 Qtr 4: 0; 2011 Qtr 1: 0; 2011 Qtr 2: 0; 2011 Qtr 3: 0; 2011 Qtr 4: 0 | 4
0 | 253022-Res. Refr. Charge QI: Repl. on Failure |  | System | Residential | 26-SFM-ResidentialSingleFamily-SP_COOL | 0 |  |  |  |  | 10.3583 | 0 | 35.19 | 0 | 0 | -24.8317 | 111.621 |  | kWh | 0.076051 | -0.038582 | Residential |  | Winter Only | [5 empty] | 10 | 0.78 |  |  |  | 0 | 4 | 0 | 0 | 0 | 0 | 0 | 0 | 0 | 0 | 0 | 0 | 2009 Qtr 1: 0; 2009 Qtr 2: 0; 2009 Qtr 3: 0; 2009 Qtr 4: 4; 2010 Qtr 1: 0; 2010 Qtr 2: 0; 2010 Qtr 3: 0; 2010 Qtr 4: 0; 2011 Qtr 1: 0; 2011 Qtr 2: 0; 2011 Qtr 3: 0; 2011 Qtr 4: 0 | 4
0 | 253024-Res. Refr. Charge QI: Early Ret. |  | System | Residential | 26-SFM-ResidentialSingleFamily-SP_COOL | 0 |  |  |  |  | 10.3583 | 0 | 43.9875 | 0 | 0 | -33.6292 | 111.621 |  | kWh | 0.076051 | -0.038582 | Residential |  | Winter Only | [5 empty] | 10 | 0.78 |  |  |  | 0 | 2 | 0 | 0 | 0 | 0 | 0 | 0 | 0 | 0 | 0 | 0 | 2009 Qtr 1: 0; 2009 Qtr 2: 0; 2009 Qtr 3: 0; 2009 Qtr 4: 2; 2010 Qtr 1: 0; 2010 Qtr 2: 0; 2010 Qtr 3: 0; 2010 Qtr 4: 0; 2011 Qtr 1: 0; 2011 Qtr 2: 0; 2011 Qtr 3: 0; 2011 Qtr 4: 0 | 2
0 | 253024-Res. Refr. Charge QI: Early Ret. |  | System | Residential | 26-SFM-ResidentialSingleFamily-SP_COOL | 0 |  |  |  |  | 10.3583 | 0 | 35.19 | 0 | 0 | -24.8317 | 111.621 |  | kWh | 0.076051 | -0.038582 | Residential |  | Winter Only | [5 empty] | 10 | 0.78 |  |  |  | 0 | 3 | 0 | 0 | 0 | 0 | 0 | 0 | 0 | 0 | 0 | 0 | 2009 Qtr 1: 0; 2009 Qtr 2: 0; 2009 Qtr 3: 0; 2009 Qtr 4: 3; 2010 Qtr 1: 0; 2010 Qtr 2: 0; 2010 Qtr 3: 0; 2010 Qtr 4: 0; 2011 Qtr 1: 0; 2011 Qtr 2: 0; 2011 Qtr 3: 0; 2011 Qtr 4: 0 | 3
0 | 253024-Res. Refr. Charge QI: Early Ret. |  | System | Residential | 26-SFM-ResidentialSingleFamily-SP_COOL | 0 |  |  |  |  | 10.3583 | 0 | 35.19 | 0 | 0 | -24.8317 | 111.621 |  | kWh | 0.076051 | -0.038582 | Residential |  | Winter Only | [5 empty] | 10 | 0.78 |  |  |  | 0 | 3 | 0 | 0 | 0 | 0 | 0 | 0 | 0 | 0 | 0 | 0 | 2009 Qtr 1: 0; 2009 Qtr 2: 0; 2009 Qtr 3: 0; 2009 Qtr 4: 3; 2010 Qtr 1: 0; 2010 Qtr 2: 0; 2010 Qtr 3: 0; 2010 Qtr 4: 0; 2011 Qtr 1: 0; 2011 Qtr 2: 0; 2011 Qtr 3: 0; 2011 Qtr 4: 0 | 3
0 | 253022-Res. Refr. Charge QI: Repl. on Failure |  | System | Residential | 26-SFM-ResidentialSingleFamily-SP_COOL | 0 |  |  |  |  | 10.3583 | 0 | 35.19 | 0 | 0 | -24.8317 | 111.621 |  | kWh | 0.076051 | -0.038582 | Residential |  | Winter Only | [5 empty] | 10 | 0.78 |  |  |  | 0 | 3 | 0 | 0 | 0 | 0 | 0 | 0 | 0 | 0 | 0 | 0 | 2009 Qtr 1: 0; 2009 Qtr 2: 0; 2009 Qtr 3: 0; 2009 Qtr 4: 3; 2010 Qtr 1: 0; 2010 Qtr 2: 0; 2010 Qtr 3: 0; 2010 Qtr 4: 0; 2011 Qtr 1: 0; 2011 Qtr 2: 0; 2011 Qtr 3: 0; 2011 Qtr 4: 0 | 3
0 | 253024-Res. Refr. Charge QI: Early Ret. |  | System | Residential | 26-SFM-ResidentialSingleFamily-SP_COOL | 0 |  |  |  |  | 10.3583 | 0 | 35.19 | 0 | 0 | -24.8317 | 111.621 |  | kWh | 0.076051 | -0.038582 | Residential |  | Winter Only | [5 empty] | 10 | 0.78 |  |  |  | 0 | 3 | 0 | 0 | 0 | 0 | 0 | 0 | 0 | 0 | 0 | 0 | 2009 Qtr 1: 0; 2009 Qtr 2: 0; 2009 Qtr 3: 0; 2009 Qtr 4: 3; 2010 Qtr 1: 0; 2010 Qtr 2: 0; 2010 Qtr 3: 0; 2010 Qtr 4: 0; 2011 Qtr 1: 0; 2011 Qtr 2: 0; 2011 Qtr 3: 0; 2011 Qtr 4: 0 | 3
0 | 253024-Res. Refr. Charge QI: Early Ret. |  | System | Residential | 26-SFM-ResidentialSingleFamily-SP_COOL | 0 |  |  |  |  | 10.3583 | 0 | 35.19 | 0 | 0 | -24.8317 | 111.621 |  | kWh | 0.076051 | -0.038582 | Residential |  | Winter Only | [5 empty] | 10 | 0.78 |  |  |  | 0 | 5 | 0 | 0 | 0 | 0 | 0 | 0 | 0 | 0 | 0 | 0 | 2009 Qtr 1: 0; 2009 Qtr 2: 0; 2009 Qtr 3: 0; 2009 Qtr 4: 5; 2010 Qtr 1: 0; 2010 Qtr 2: 0; 2010 Qtr 3: 0; 2010 Qtr 4: 0; 2011 Qtr 1: 0; 2011 Qtr 2: 0; 2011 Qtr 3: 0; 2011 Qtr 4: 0 | 5
0 | 253024-Res. Refr. Charge QI: Early Ret. |  | System | Residential | 26-SFM-ResidentialSingleFamily-SP_COOL | 0 |  |  |  |  | 10.3583 | 0 | 35.19 | 0 | 0 | -24.8317 | 111.621 |  | kWh | 0.076051 | -0.038582 | Residential |  | Winter Only | [5 empty] | 10 | 0.78 |  |  |  | 0 | 3 | 0 | 0 | 0 | 0 | 0 | 0 | 0 | 0 | 0 | 0 | 2009 Qtr 1: 0; 2009 Qtr 2: 0; 2009 Qtr 3: 0; 2009 Qtr 4: 3; 2010 Qtr 1: 0; 2010 Qtr 2: 0; 2010 Qtr 3: 0; 2010 Qtr 4: 0; 2011 Qtr 1: 0; 2011 Qtr 2: 0; 2011 Qtr 3: 0; 2011 Qtr 4: 0 | 3
0 | 253008-Residential AC SEER 14 Early Ret. CZ 10, 14, or 15 |  | System | Residential | 26-SFM-ResidentialSingleFamily-SP_COOL | 0 |  |  |  |  | 642.1695 | 0 | 110 | 0 | 0 | 532.1695 | 322.849 |  | kWh | 0.37218 | 0.40228 | Residential |  | Winter Only | [5 empty] | 15 | 0.67 |  |  |  | 1 | 4 | 0 | 0 | 0 | 0 | 0 | 0 | 0 | 0 | 0 | 0 | 2009 Qtr 1: 0; 2009 Qtr 2: 0; 2009 Qtr 3: 0; 2009 Qtr 4: 4; 2010 Qtr 1: 0; 2010 Qtr 2: 0; 2010 Qtr 3: 0; 2010 Qtr 4: 0; 2011 Qtr 1: 0; 2011 Qtr 2: 0; 2011 Qtr 3: 0; 2011 Qtr 4: 0 | 4
0 | 253024-Res. Refr. Charge QI: Early Ret. |  | System | Residential | 26-SFM-ResidentialSingleFamily-SP_COOL | 0 |  |  |  |  | 10.3583 | 0 | 35.19 | 0 | 0 | -24.8317 | 111.621 |  | kWh | 0.076051 | -0.038582 | Residential |  | Winter Only | [5 empty] | 10 | 0.78 |  |  |  | 0 | 4 | 0 | 0 | 0 | 0 | 0 | 0 | 0 | 0 | 0 | 0 | 2009 Qtr 1: 0; 2009 Qtr 2: 0; 2009 Qtr 3: 0; 2009 Qtr 4: 4; 2010 Qtr 1: 0; 2010 Qtr 2: 0; 2010 Qtr 3: 0; 2010 Qtr 4: 0; 2011 Qtr 1: 0; 2011 Qtr 2: 0; 2011 Qtr 3: 0; 2011 Qtr 4: 0 | 4
0 | 253024-Res. Refr. Charge QI: Early Ret. |  | System | Residential | 26-SFM-ResidentialSingleFamily-SP_COOL | 0 |  |  |  |  | 10.3583 | 0 | 35.19 | 0 | 0 | -24.8317 | 111.621 |  | kWh | 0.076051 | -0.038582 | Residential |  | Winter Only | [5 empty] | 10 | 0.78 |  |  |  | 0 | 4 | 0 | 0 | 0 | 0 | 0 | 0 | 0 | 0 | 0 | 0 | 2009 Qtr 1: 0; 2009 Qtr 2: 0; 2009 Qtr 3: 0; 2009 Qtr 4: 4; 2010 Qtr 1: 0; 2010 Qtr 2: 0; 2010 Qtr 3: 0; 2010 Qtr 4: 0; 2011 Qtr 1: 0; 2011 Qtr 2: 0; 2011 Qtr 3: 0; 2011 Qtr 4: 0 | 4
0 | 253022-Res. Refr. Charge QI: Repl. on Failure |  | System | Residential | 26-SFM-ResidentialSingleFamily-SP_COOL | 0 |  |  |  |  | 10.3583 | 0 | 35.19 | 0 | 0 | -24.8317 | 111.621 |  | kWh | 0.076051 | -0.038582 | Residential |  | Winter Only | [5 empty] | 10 | 0.78 |  |  |  | 0 | 3 | 0 | 0 | 0 | 0 | 0 | 0 | 0 | 0 | 0 | 0 | 2009 Qtr 1: 0; 2009 Qtr 2: 0; 2009 Qtr 3: 0; 2009 Qtr 4: 3; 2010 Qtr 1: 0; 2010 Qtr 2: 0; 2010 Qtr 3: 0; 2010 Qtr 4: 0; 2011 Qtr 1: 0; 2011 Qtr 2: 0; 2011 Qtr 3: 0; 2011 Qtr 4: 0 | 3
0 | 253024-Res. Refr. Charge QI: Early Ret. |  | System | Residential | 26-SFM-ResidentialSingleFamily-SP_COOL | 0 |  |  |  |  | 10.3583 | 0 | 35.19 | 0 | 0 | -24.8317 | 111.621 |  | kWh | 0.076051 | -0.038582 | Residential |  | Winter Only | [5 empty] | 10 | 0.78 |  |  |  | 0 | 3 | 0 | 0 | 0 | 0 | 0 | 0 | 0 | 0 | 0 | 0 | 2009 Qtr 1: 0; 2009 Qtr 2: 0; 2009 Qtr 3: 0; 2009 Qtr 4: 3; 2010 Qtr 1: 0; 2010 Qtr 2: 0; 2010 Qtr 3: 0; 2010 Qtr 4: 0; 2011 Qtr 1: 0; 2011 Qtr 2: 0; 2011 Qtr 3: 0; 2011 Qtr 4: 0 | 3
0 | 253024-Res. Refr. Charge QI: Early Ret. |  | System | Residential | 26-SFM-ResidentialSingleFamily-SP_COOL | 0 |  |  |  |  | 10.3583 | 0 | 35.19 | 0 | 0 | -24.8317 | 111.621 |  | kWh | 0.076051 | -0.038582 | Residential |  | Winter Only | [5 empty] | 10 | 0.78 |  |  |  | 0 | 3 | 0 | 0 | 0 | 0 | 0 | 0 | 0 | 0 | 0 | 0 | 2009 Qtr 1: 0; 2009 Qtr 2: 0; 2009 Qtr 3: 0; 2009 Qtr 4: 3; 2010 Qtr 1: 0; 2010 Qtr 2: 0; 2010 Qtr 3: 0; 2010 Qtr 4: 0; 2011 Qtr 1: 0; 2011 Qtr 2: 0; 2011 Qtr 3: 0; 2011 Qtr 4: 0 | 3
0 | 253024-Res. Refr. Charge QI: Early Ret. |  | System | Residential | 26-SFM-ResidentialSingleFamily-SP_COOL | 0 |  |  |  |  | 10.3583 | 0 | 35.19 | 0 | 0 | -24.8317 | 111.621 |  | kWh | 0.076051 | -0.038582 | Residential |  | Winter Only | [5 empty] | 10 | 0.78 |  |  |  | 0 | 4 | 0 | 0 | 0 | 0 | 0 | 0 | 0 | 0 | 0 | 0 | 2009 Qtr 1: 0; 2009 Qtr 2: 0; 2009 Qtr 3: 0; 2009 Qtr 4: 4; 2010 Qtr 1: 0; 2010 Qtr 2: 0; 2010 Qtr 3: 0; 2010 Qtr 4: 0; 2011 Qtr 1: 0; 2011 Qtr 2: 0; 2011 Qtr 3: 0; 2011 Qtr 4: 0 | 4
0 | 253024-Res. Refr. Charge QI: Early Ret. |  | System | Residential | 26-SFM-ResidentialSingleFamily-SP_COOL | 0 |  |  |  |  | 10.3583 | 0 | 35.19 | 0 | 0 | -24.8317 | 111.621 |  | kWh | 0.076051 | -0.038582 | Residential |  | Winter Only | [5 empty] | 10 | 0.78 |  |  |  | 0 | 3 | 0 | 0 | 0 | 0 | 0 | 0 | 0 | 0 | 0 | 0 | 2009 Qtr 1: 0; 2009 Qtr 2: 0; 2009 Qtr 3: 0; 2009 Qtr 4: 3; 2010 Qtr 1: 0; 2010 Qtr 2: 0; 2010 Qtr 3: 0; 2010 Qtr 4: 0; 2011 Qtr 1: 0; 2011 Qtr 2: 0; 2011 Qtr 3: 0; 2011 Qtr 4: 0 | 3
0 | 253022-Res. Refr. Charge QI: Repl. on Failure |  | System | Residential | 26-SFM-ResidentialSingleFamily-SP_COOL | 0 |  |  |  |  | 10.3583 | 0 | 35.19 | 0 | 0 | -24.8317 | 111.621 |  | kWh | 0.076051 | -0.038582 | Residential |  | Winter Only | [5 empty] | 10 | 0.78 |  |  |  | 0 | 3 | 0 | 0 | 0 | 0 | 0 | 0 | 0 | 0 | 0 | 0 | 2009 Qtr 1: 0; 2009 Qtr 2: 0; 2009 Qtr 3: 0; 2009 Qtr 4: 3; 2010 Qtr 1: 0; 2010 Qtr 2: 0; 2010 Qtr 3: 0; 2010 Qtr 4: 0; 2011 Qtr 1: 0; 2011 Qtr 2: 0; 2011 Qtr 3: 0; 2011 Qtr 4: 0 | 3
0 | 253024-Res. Refr. Charge QI: Early Ret. |  | System | Residential | 26-SFM-ResidentialSingleFamily-SP_COOL | 0 |  |  |  |  | 10.3583 | 0 | 35.19 | 0 | 0 | -24.8317 | 111.621 |  | kWh | 0.076051 | -0.038582 | Residential |  | Winter Only | [5 empty] | 10 | 0.78 |  |  |  | 0 | 4 | 0 | 0 | 0 | 0 | 0 | 0 | 0 | 0 | 0 | 0 | 2009 Qtr 1: 0; 2009 Qtr 2: 0; 2009 Qtr 3: 0; 2009 Qtr 4: 4; 2010 Qtr 1: 0; 2010 Qtr 2: 0; 2010 Qtr 3: 0; 2010 Qtr 4: 0; 2011 Qtr 1: 0; 2011 Qtr 2: 0; 2011 Qtr 3: 0; 2011 Qtr 4: 0 | 4
0 | 253024-Res. Refr. Charge QI: Early Ret. |  | System | Residential | 26-SFM-ResidentialSingleFamily-SP_COOL | 0 |  |  |  |  | 10.3583 | 0 | 35.19 | 0 | 0 | -24.8317 | 111.621 |  | kWh | 0.076051 | -0.038582 | Residential |  | Winter Only | [5 empty] | 10 | 0.78 |  |  |  | 0 | 4 | 0 | 0 | 0 | 0 | 0 | 0 | 0 | 0 | 0 | 0 | 2009 Qtr 1: 0; 2009 Qtr 2: 0; 2009 Qtr 3: 0; 2009 Qtr 4: 4; 2010 Qtr 1: 0; 2010 Qtr 2: 0; 2010 Qtr 3: 0; 2010 Qtr 4: 0; 2011 Qtr 1: 0; 2011 Qtr 2: 0; 2011 Qtr 3: 0; 2011 Qtr 4: 0 | 4
0 | 253024-Res. Refr. Charge QI: Early Ret. |  | System | Residential | 26-SFM-ResidentialSingleFamily-SP_COOL | 0 |  |  |  |  | 10.3583 | 0 | 35.19 | 0 | 0 | -24.8317 | 111.621 |  | kWh | 0.076051 | -0.038582 | Residential |  | Winter Only | [5 empty] | 10 | 0.78 |  |  |  | 0 | 4 | 0 | 0 | 0 | 0 | 0 | 0 | 0 | 0 | 0 | 0 | 2009 Qtr 1: 0; 2009 Qtr 2: 0; 2009 Qtr 3: 0; 2009 Qtr 4: 4; 2010 Qtr 1: 0; 2010 Qtr 2: 0; 2010 Qtr 3: 0; 2010 Qtr 4: 0; 2011 Qtr 1: 0; 2011 Qtr 2: 0; 2011 Qtr 3: 0; 2011 Qtr 4: 0 | 4
0 | 253024-Res. Refr. Charge QI: Early Ret. |  | System | Residential | 26-SFM-ResidentialSingleFamily-SP_COOL | 0 |  |  |  |  | 10.3583 | 0 | 35.19 | 0 | 0 | -24.8317 | 111.621 |  | kWh | 0.076051 | -0.038582 | Residential |  | Winter Only | [5 empty] | 10 | 0.78 |  |  |  | 0 | 4 | 0 | 0 | 0 | 0 | 0 | 0 | 0 | 0 | 0 | 0 | 2009 Qtr 1: 0; 2009 Qtr 2: 0; 2009 Qtr 3: 0; 2009 Qtr 4: 4; 2010 Qtr 1: 0; 2010 Qtr 2: 0; 2010 Qtr 3: 0; 2010 Qtr 4: 0; 2011 Qtr 1: 0; 2011 Qtr 2: 0; 2011 Qtr 3: 0; 2011 Qtr 4: 0 | 4
0 | 253024-Res. Refr. Charge QI: Early Ret. |  | System | Residential | 26-SFM-ResidentialSingleFamily-SP_COOL | 0 |  |  |  |  | 10.3583 | 0 | 35.19 | 0 | 0 | -24.8317 | 111.621 |  | kWh | 0.076051 | -0.038582 | Residential |  | Winter Only | [5 empty] | 10 | 0.78 |  |  |  | 0 | 4 | 0 | 0 | 0 | 0 | 0 | 0 | 0 | 0 | 0 | 0 | 2009 Qtr 1: 0; 2009 Qtr 2: 0; 2009 Qtr 3: 0; 2009 Qtr 4: 4; 2010 Qtr 1: 0; 2010 Qtr 2: 0; 2010 Qtr 3: 0; 2010 Qtr 4: 0; 2011 Qtr 1: 0; 2011 Qtr 2: 0; 2011 Qtr 3: 0; 2011 Qtr 4: 0 | 4
0 | 253024-Res. Refr. Charge QI: Early Ret. |  | System | Residential | 26-SFM-ResidentialSingleFamily-SP_COOL | 0 |  |  |  |  | 10.3583 | 0 | 35.19 | 0 | 0 | -24.8317 | 111.621 |  | kWh | 0.076051 | -0.038582 | Residential |  | Winter Only | [5 empty] | 10 | 0.78 |  |  |  | 0 | 5 | 0 | 0 | 0 | 0 | 0 | 0 | 0 | 0 | 0 | 0 | 2009 Qtr 1: 0; 2009 Qtr 2: 0; 2009 Qtr 3: 0; 2009 Qtr 4: 5; 2010 Qtr 1: 0; 2010 Qtr 2: 0; 2010 Qtr 3: 0; 2010 Qtr 4: 0; 2011 Qtr 1: 0; 2011 Qtr 2: 0; 2011 Qtr 3: 0; 2011 Qtr 4: 0 | 5
0 | 253024-Res. Refr. Charge QI: Early Ret. |  | System | Residential | 26-SFM-ResidentialSingleFamily-SP_COOL | 0 |  |  |  |  | 10.3583 | 0 | 35.19 | 0 | 0 | -24.8317 | 111.621 |  | kWh | 0.076051 | -0.038582 | Residential |  | Winter Only | [5 empty] | 10 | 0.78 |  |  |  | 0 | 2 | 0 | 0 | 0 | 0 | 0 | 0 | 0 | 0 | 0 | 0 | 2009 Qtr 1: 0; 2009 Qtr 2: 0; 2009 Qtr 3: 0; 2009 Qtr 4: 2; 2010 Qtr 1: 0; 2010 Qtr 2: 0; 2010 Qtr 3: 0; 2010 Qtr 4: 0; 2011 Qtr 1: 0; 2011 Qtr 2: 0; 2011 Qtr 3: 0; 2011 Qtr 4: 0 | 2
0 | 253024-Res. Refr. Charge QI: Early Ret. |  | System | Residential | 26-SFM-ResidentialSingleFamily-SP_COOL | 0 |  |  |  |  | 10.3583 | 0 | 35.19 | 0 | 0 | -24.8317 | 111.621 |  | kWh | 0.076051 | -0.038582 | Residential |  | Winter Only | [5 empty] | 10 | 0.78 |  |  |  | 0 | 3 | 0 | 0 | 0 | 0 | 0 | 0 | 0 | 0 | 0 | 0 | 2009 Qtr 1: 0; 2009 Qtr 2: 0; 2009 Qtr 3: 0; 2009 Qtr 4: 3; 2010 Qtr 1: 0; 2010 Qtr 2: 0; 2010 Qtr 3: 0; 2010 Qtr 4: 0; 2011 Qtr 1: 0; 2011 Qtr 2: 0; 2011 Qtr 3: 0; 2011 Qtr 4: 0 | 3
0 | 253024-Res. Refr. Charge QI: Early Ret. |  | System | Residential | 26-SFM-ResidentialSingleFamily-SP_COOL | 0 |  |  |  |  | 10.3583 | 0 | 35.19 | 0 | 0 | -24.8317 | 111.621 |  | kWh | 0.076051 | -0.038582 | Residential |  | Winter Only | [5 empty] | 10 | 0.78 |  |  |  | 0 | 3 | 0 | 0 | 0 | 0 | 0 | 0 | 0 | 0 | 0 | 0 | 2009 Qtr 1: 0; 2009 Qtr 2: 0; 2009 Qtr 3: 0; 2009 Qtr 4: 3; 2010 Qtr 1: 0; 2010 Qtr 2: 0; 2010 Qtr 3: 0; 2010 Qtr 4: 0; 2011 Qtr 1: 0; 2011 Qtr 2: 0; 2011 Qtr 3: 0; 2011 Qtr 4: 0 | 3
0 | 253024-Res. Refr. Charge QI: Early Ret. |  | System | Residential | 26-SFM-ResidentialSingleFamily-SP_COOL | 0 |  |  |  |  | 10.3583 | 0 | 35.19 | 0 | 0 | -24.8317 | 111.621 |  | kWh | 0.076051 | -0.038582 | Residential |  | Winter Only | [5 empty] | 10 | 0.78 |  |  |  | 0 | 3 | 0 | 0 | 0 | 0 | 0 | 0 | 0 | 0 | 0 | 0 | 2009 Qtr 1: 0; 2009 Qtr 2: 0; 2009 Qtr 3: 0; 2009 Qtr 4: 3; 2010 Qtr 1: 0; 2010 Qtr 2: 0; 2010 Qtr 3: 0; 2010 Qtr 4: 0; 2011 Qtr 1: 0; 2011 Qtr 2: 0; 2011 Qtr 3: 0; 2011 Qtr 4: 0 | 3
0 | 253024-Res. Refr. Charge QI: Early Ret. |  | System | Residential | 26-SFM-ResidentialSingleFamily-SP_COOL | 0 |  |  |  |  | 10.3583 | 0 | 35.19 | 0 | 0 | -24.8317 | 111.621 |  | kWh | 0.076051 | -0.038582 | Residential |  | Winter Only | [5 empty] | 10 | 0.78 |  |  |  | 0 | 5 | 0 | 0 | 0 | 0 | 0 | 0 | 0 | 0 | 0 | 0 | 2009 Qtr 1: 0; 2009 Qtr 2: 0; 2009 Qtr 3: 0; 2009 Qtr 4: 5; 2010 Qtr 1: 0; 2010 Qtr 2: 0; 2010 Qtr 3: 0; 2010 Qtr 4: 0; 2011 Qtr 1: 0; 2011 Qtr 2: 0; 2011 Qtr 3: 0; 2011 Qtr 4: 0 | 5
0 | 253024-Res. Refr. Charge QI: Early Ret. |  | System | Residential | 26-SFM-ResidentialSingleFamily-SP_COOL | 0 |  |  |  |  | 10.3583 | 0 | 35.19 | 0 | 0 | -24.8317 | 111.621 |  | kWh | 0.076051 | -0.038582 | Residential |  | Winter Only | [5 empty] | 10 | 0.78 |  |  |  | 0 | 3 | 0 | 0 | 0 | 0 | 0 | 0 | 0 | 0 | 0 | 0 | 2009 Qtr 1: 0; 2009 Qtr 2: 0; 2009 Qtr 3: 0; 2009 Qtr 4: 3; 2010 Qtr 1: 0; 2010 Qtr 2: 0; 2010 Qtr 3: 0; 2010 Qtr 4: 0; 2011 Qtr 1: 0; 2011 Qtr 2: 0; 2011 Qtr 3: 0; 2011 Qtr 4: 0 | 3
0 | 253024-Res. Refr. Charge QI: Early Ret. |  | System | Residential | 26-SFM-ResidentialSingleFamily-SP_COOL | 0 |  |  |  |  | 10.3583 | 0 | 35.19 | 0 | 0 | -24.8317 | 111.621 |  | kWh | 0.076051 | -0.038582 | Residential |  | Winter Only | [5 empty] | 10 | 0.78 |  |  |  | 0 | 5 | 0 | 0 | 0 | 0 | 0 | 0 | 0 | 0 | 0 | 0 | 2009 Qtr 1: 0; 2009 Qtr 2: 0; 2009 Qtr 3: 0; 2009 Qtr 4: 5; 2010 Qtr 1: 0; 2010 Qtr 2: 0; 2010 Qtr 3: 0; 2010 Qtr 4: 0; 2011 Qtr 1: 0; 2011 Qtr 2: 0; 2011 Qtr 3: 0; 2011 Qtr 4: 0 | 5
0 | 253024-Res. Refr. Charge QI: Early Ret. |  | System | Residential | 26-SFM-ResidentialSingleFamily-SP_COOL | 0 |  |  |  |  | 10.3583 | 0 | 35.19 | 0 | 0 | -24.8317 | 111.621 |  | kWh | 0.076051 | -0.038582 | Residential |  | Winter Only | [5 empty] | 10 | 0.78 |  |  |  | 0 | 3 | 0 | 0 | 0 | 0 | 0 | 0 | 0 | 0 | 0 | 0 | 2009 Qtr 1: 0; 2009 Qtr 2: 0; 2009 Qtr 3: 0; 2009 Qtr 4: 3; 2010 Qtr 1: 0; 2010 Qtr 2: 0; 2010 Qtr 3: 0; 2010 Qtr 4: 0; 2011 Qtr 1: 0; 2011 Qtr 2: 0; 2011 Qtr 3: 0; 2011 Qtr 4: 0 | 3
0 | 253024-Res. Refr. Charge QI: Early Ret. |  | System | Residential | 26-SFM-ResidentialSingleFamily-SP_COOL | 0 |  |  |  |  | 10.3583 | 0 | 35.19 | 0 | 0 | -24.8317 | 111.621 |  | kWh | 0.076051 | -0.038582 | Residential |  | Winter Only | [5 empty] | 10 | 0.78 |  |  |  | 0 | 3 | 0 | 0 | 0 | 0 | 0 | 0 | 0 | 0 | 0 | 0 | 2009 Qtr 1: 0; 2009 Qtr 2: 0; 2009 Qtr 3: 0; 2009 Qtr 4: 3; 2010 Qtr 1: 0; 2010 Qtr 2: 0; 2010 Qtr 3: 0; 2010 Qtr 4: 0; 2011 Qtr 1: 0; 2011 Qtr 2: 0; 2011 Qtr 3: 0; 2011 Qtr 4: 0 | 3
0 | 253008-Residential AC SEER 14 Early Ret. CZ 10, 14, or 15 |  | System | Residential | 26-SFM-ResidentialSingleFamily-SP_COOL | 0 |  |  |  |  | 642.1695 | 0 | 110 | 0 | 0 | 532.1695 | 322.849 |  | kWh | 0.37218 | 0.40228 | Residential |  | Winter Only | [5 empty] | 15 | 0.67 |  |  |  | 1 | 3 | 0 | 0 | 0 | 0 | 0 | 0 | 0 | 0 | 0 | 0 | 2009 Qtr 1: 0; 2009 Qtr 2: 0; 2009 Qtr 3: 0; 2009 Qtr 4: 3; 2010 Qtr 1: 0; 2010 Qtr 2: 0; 2010 Qtr 3: 0; 2010 Qtr 4: 0; 2011 Qtr 1: 0; 2011 Qtr 2: 0; 2011 Qtr 3: 0; 2011 Qtr 4: 0 | 3
0 | 253024-Res. Refr. Charge QI: Early Ret. |  | System | Residential | 26-SFM-ResidentialSingleFamily-SP_COOL | 0 |  |  |  |  | 10.3583 | 0 | 35.19 | 0 | 0 | -24.8317 | 111.621 |  | kWh | 0.076051 | -0.038582 | Residential |  | Winter Only | [5 empty] | 10 | 0.78 |  |  |  | 0 | 3 | 0 | 0 | 0 | 0 | 0 | 0 | 0 | 0 | 0 | 0 | 2009 Qtr 1: 0; 2009 Qtr 2: 0; 2009 Qtr 3: 0; 2009 Qtr 4: 3; 2010 Qtr 1: 0; 2010 Qtr 2: 0; 2010 Qtr 3: 0; 2010 Qtr 4: 0; 2011 Qtr 1: 0; 2011 Qtr 2: 0; 2011 Qtr 3: 0; 2011 Qtr 4: 0 | 3
0 | 253024-Res. Refr. Charge QI: Early Ret. |  | System | Residential | 26-SFM-ResidentialSingleFamily-SP_COOL | 0 |  |  |  |  | 10.3583 | 0 | 35.19 | 0 | 0 | -24.8317 | 111.621 |  | kWh | 0.076051 | -0.038582 | Residential |  | Winter Only | [5 empty] | 10 | 0.78 |  |  |  | 0 | 5 | 0 | 0 | 0 | 0 | 0 | 0 | 0 | 0 | 0 | 0 | 2009 Qtr 1: 0; 2009 Qtr 2: 0; 2009 Qtr 3: 0; 2009 Qtr 4: 5; 2010 Qtr 1: 0; 2010 Qtr 2: 0; 2010 Qtr 3: 0; 2010 Qtr 4: 0; 2011 Qtr 1: 0; 2011 Qtr 2: 0; 2011 Qtr 3: 0; 2011 Qtr 4: 0 | 5
0 | 253002-Residential AC SEER 14 CZ 10, 14, or 15 |  | System | Residential | 26-SFM-ResidentialSingleFamily-SP_COOL | 0 |  |  |  |  | 92.6187 | 0 | 42.85 | 0 | 0 | 49.7687 | 322.849 |  | kWh | 0.37218 | 0.40228 | Residential |  | Winter Only | [5 empty] | 15 | 0.67 |  |  |  | 1 | 5 | 0 | 0 | 0 | 0 | 0 | 0 | 0 | 0 | 0 | 0 | 2009 Qtr 1: 0; 2009 Qtr 2: 0; 2009 Qtr 3: 0; 2009 Qtr 4: 5; 2010 Qtr 1: 0; 2010 Qtr 2: 0; 2010 Qtr 3: 0; 2010 Qtr 4: 0; 2011 Qtr 1: 0; 2011 Qtr 2: 0; 2011 Qtr 3: 0; 2011 Qtr 4: 0 | 5
0 | 253022-Res. Refr. Charge QI: Repl. on Failure |  | System | Residential | 26-SFM-ResidentialSingleFamily-SP_COOL | 0 |  |  |  |  | 10.3583 | 0 | 35.19 | 0 | 0 | -24.8317 | 111.621 |  | kWh | 0.076051 | -0.038582 | Residential |  | Winter Only | [5 empty] | 10 | 0.78 |  |  |  | 0 | 5 | 0 | 0 | 0 | 0 | 0 | 0 | 0 | 0 | 0 | 0 | 2009 Qtr 1: 0; 2009 Qtr 2: 0; 2009 Qtr 3: 0; 2009 Qtr 4: 5; 2010 Qtr 1: 0; 2010 Qtr 2: 0; 2010 Qtr 3: 0; 2010 Qtr 4: 0; 2011 Qtr 1: 0; 2011 Qtr 2: 0; 2011 Qtr 3: 0; 2011 Qtr 4: 0 | 5
0 | 253024-Res. Refr. Charge QI: Early Ret. |  | System | Residential | 26-SFM-ResidentialSingleFamily-SP_COOL | 0 |  |  |  |  | 10.3583 | 0 | 35.19 | 0 | 0 | -24.8317 | 111.621 |  | kWh | 0.076051 | -0.038582 | Residential |  | Winter Only | [5 empty] | 10 | 0.78 |  |  |  | 0 | 4 | 0 | 0 | 0 | 0 | 0 | 0 | 0 | 0 | 0 | 0 | 2009 Qtr 1: 0; 2009 Qtr 2: 0; 2009 Qtr 3: 0; 2009 Qtr 4: 4; 2010 Qtr 1: 0; 2010 Qtr 2: 0; 2010 Qtr 3: 0; 2010 Qtr 4: 0; 2011 Qtr 1: 0; 2011 Qtr 2: 0; 2011 Qtr 3: 0; 2011 Qtr 4: 0 | 4
0 | 253024-Res. Refr. Charge QI: Early Ret. |  | System | Residential | 26-SFM-ResidentialSingleFamily-SP_COOL | 0 |  |  |  |  | 10.3583 | 0 | 35.19 | 0 | 0 | -24.8317 | 111.621 |  | kWh | 0.076051 | -0.038582 | Residential |  | Winter Only | [5 empty] | 10 | 0.78 |  |  |  | 0 | 2 | 0 | 0 | 0 | 0 | 0 | 0 | 0 | 0 | 0 | 0 | 2009 Qtr 1: 0; 2009 Qtr 2: 0; 2009 Qtr 3: 0; 2009 Qtr 4: 2; 2010 Qtr 1: 0; 2010 Qtr 2: 0; 2010 Qtr 3: 0; 2010 Qtr 4: 0; 2011 Qtr 1: 0; 2011 Qtr 2: 0; 2011 Qtr 3: 0; 2011 Qtr 4: 0 | 2
0 | 253006-Residential AC SEER 13 Early Ret. CZ 10, 14, or 15 |  | System | Residential | 26-SFM-ResidentialSingleFamily-SP_COOL | 0 |  |  |  |  | 549.5508 | 0 | 85 | 0 | 0 | 464.5508 | 291.643 |  | kWh | 0.32916 | 0.11379 | Residential |  | Winter Only | [5 empty] | 15 | 0.67 |  |  |  | 1 | 4 | 0 | 0 | 0 | 0 | 0 | 0 | 0 | 0 | 0 | 0 | 2009 Qtr 1: 0; 2009 Qtr 2: 0; 2009 Qtr 3: 0; 2009 Qtr 4: 4; 2010 Qtr 1: 0; 2010 Qtr 2: 0; 2010 Qtr 3: 0; 2010 Qtr 4: 0; 2011 Qtr 1: 0; 2011 Qtr 2: 0; 2011 Qtr 3: 0; 2011 Qtr 4: 0 | 4
0 | 253024-Res. Refr. Charge QI: Early Ret. |  | System | Residential | 26-SFM-ResidentialSingleFamily-SP_COOL | 0 |  |  |  |  | 10.3583 | 0 | 35.19 | 0 | 0 | -24.8317 | 111.621 |  | kWh | 0.076051 | -0.038582 | Residential |  | Winter Only | [5 empty] | 10 | 0.78 |  |  |  | 0 | 4 | 0 | 0 | 0 | 0 | 0 | 0 | 0 | 0 | 0 | 0 | 2009 Qtr 1: 0; 2009 Qtr 2: 0; 2009 Qtr 3: 0; 2009 Qtr 4: 4; 2010 Qtr 1: 0; 2010 Qtr 2: 0; 2010 Qtr 3: 0; 2010 Qtr 4: 0; 2011 Qtr 1: 0; 2011 Qtr 2: 0; 2011 Qtr 3: 0; 2011 Qtr 4: 0 | 4
0 | 253006-Residential AC SEER 13 Early Ret. CZ 10, 14, or 15 |  | System | Residential | 26-SFM-ResidentialSingleFamily-SP_COOL | 0 |  |  |  |  | 549.5508 | 0 | 99.1667 | 0 | 0 | 450.3841 | 291.643 |  | kWh | 0.32916 | 0.11379 | Residential |  | Winter Only | [5 empty] | 15 | 0.67 |  |  |  | 1 | 3 | 0 | 0 | 0 | 0 | 0 | 0 | 0 | 0 | 0 | 0 | 2009 Qtr 1: 0; 2009 Qtr 2: 0; 2009 Qtr 3: 0; 2009 Qtr 4: 3; 2010 Qtr 1: 0; 2010 Qtr 2: 0; 2010 Qtr 3: 0; 2010 Qtr 4: 0; 2011 Qtr 1: 0; 2011 Qtr 2: 0; 2011 Qtr 3: 0; 2011 Qtr 4: 0 | 3
0 | 253024-Res. Refr. Charge QI: Early Ret. |  | System | Residential | 26-SFM-ResidentialSingleFamily-SP_COOL | 0 |  |  |  |  | 10.3583 | 0 | 41.055 | 0 | 0 | -30.6967 | 111.621 |  | kWh | 0.076051 | -0.038582 | Residential |  | Winter Only | [5 empty] | 10 | 0.78 |  |  |  | 0 | 3 | 0 | 0 | 0 | 0 | 0 | 0 | 0 | 0 | 0 | 0 | 2009 Qtr 1: 0; 2009 Qtr 2: 0; 2009 Qtr 3: 0; 2009 Qtr 4: 3; 2010 Qtr 1: 0; 2010 Qtr 2: 0; 2010 Qtr 3: 0; 2010 Qtr 4: 0; 2011 Qtr 1: 0; 2011 Qtr 2: 0; 2011 Qtr 3: 0; 2011 Qtr 4: 0 | 3
0 | 253022-Res. Refr. Charge QI: Repl. on Failure |  | System | Residential | 26-SFM-ResidentialSingleFamily-SP_COOL | 0 |  |  |  |  | 10.3583 | 0 | 35.19 | 0 | 0 | -24.8317 | 111.621 |  | kWh | 0.076051 | -0.038582 | Residential |  | Winter Only | [5 empty] | 10 | 0.78 |  |  |  | 0 | 4 | 0 | 0 | 0 | 0 | 0 | 0 | 0 | 0 | 0 | 0 | 2009 Qtr 1: 0; 2009 Qtr 2: 0; 2009 Qtr 3: 0; 2009 Qtr 4: 4; 2010 Qtr 1: 0; 2010 Qtr 2: 0; 2010 Qtr 3: 0; 2010 Qtr 4: 0; 2011 Qtr 1: 0; 2011 Qtr 2: 0; 2011 Qtr 3: 0; 2011 Qtr 4: 0 | 4
0 | 253002-Residential AC SEER 14 CZ 10, 14, or 15 |  | System | Residential | 26-SFM-ResidentialSingleFamily-SP_COOL | 0 |  |  |  |  | 92.6187 | 0 | 49.9917 | 0 | 0 | 42.627 | 322.849 |  | kWh | 0.37218 | 0.40228 | Residential |  | Winter Only | [5 empty] | 15 | 0.67 |  |  |  | 1 | 3 | 0 | 0 | 0 | 0 | 0 | 0 | 0 | 0 | 0 | 0 | 2009 Qtr 1: 0; 2009 Qtr 2: 0; 2009 Qtr 3: 0; 2009 Qtr 4: 3; 2010 Qtr 1: 0; 2010 Qtr 2: 0; 2010 Qtr 3: 0; 2010 Qtr 4: 0; 2011 Qtr 1: 0; 2011 Qtr 2: 0; 2011 Qtr 3: 0; 2011 Qtr 4: 0 | 3
0 | 253022-Res. Refr. Charge QI: Repl. on Failure |  | System | Residential | 26-SFM-ResidentialSingleFamily-SP_COOL | 0 |  |  |  |  | 10.3583 | 0 | 41.055 | 0 | 0 | -30.6967 | 111.621 |  | kWh | 0.076051 | -0.038582 | Residential |  | Winter Only | [5 empty] | 10 | 0.78 |  |  |  | 0 | 3 | 0 | 0 | 0 | 0 | 0 | 0 | 0 | 0 | 0 | 0 | 2009 Qtr 1: 0; 2009 Qtr 2: 0; 2009 Qtr 3: 0; 2009 Qtr 4: 3; 2010 Qtr 1: 0; 2010 Qtr 2: 0; 2010 Qtr 3: 0; 2010 Qtr 4: 0; 2011 Qtr 1: 0; 2011 Qtr 2: 0; 2011 Qtr 3: 0; 2011 Qtr 4: 0 | 3
0 | 253022-Res. Refr. Charge QI: Repl. on Failure |  | System | Residential | 26-SFM-ResidentialSingleFamily-SP_COOL | 0 |  |  |  |  | 10.3583 | 0 | 35.19 | 0 | 0 | -24.8317 | 111.621 |  | kWh | 0.076051 | -0.038582 | Residential |  | Winter Only | [5 empty] | 10 | 0.78 |  |  |  | 0 | 4 | 0 | 0 | 0 | 0 | 0 | 0 | 0 | 0 | 0 | 0 | 2009 Qtr 1: 0; 2009 Qtr 2: 0; 2009 Qtr 3: 0; 2009 Qtr 4: 4; 2010 Qtr 1: 0; 2010 Qtr 2: 0; 2010 Qtr 3: 0; 2010 Qtr 4: 0; 2011 Qtr 1: 0; 2011 Qtr 2: 0; 2011 Qtr 3: 0; 2011 Qtr 4: 0 | 4
0 | 253024-Res. Refr. Charge QI: Early Ret. |  | System | Residential | 26-SFM-ResidentialSingleFamily-SP_COOL | 0 |  |  |  |  | 10.3583 | 0 | 35.19 | 0 | 0 | -24.8317 | 111.621 |  | kWh | 0.076051 | -0.038582 | Residential |  | Winter Only | [5 empty] | 10 | 0.78 |  |  |  | 0 | 5 | 0 | 0 | 0 | 0 | 0 | 0 | 0 | 0 | 0 | 0 | 2009 Qtr 1: 0; 2009 Qtr 2: 0; 2009 Qtr 3: 0; 2009 Qtr 4: 5; 2010 Qtr 1: 0; 2010 Qtr 2: 0; 2010 Qtr 3: 0; 2010 Qtr 4: 0; 2011 Qtr 1: 0; 2011 Qtr 2: 0; 2011 Qtr 3: 0; 2011 Qtr 4: 0 | 5
0 | 253024-Res. Refr. Charge QI: Early Ret. |  | System | Residential | 26-SFM-ResidentialSingleFamily-SP_COOL | 0 |  |  |  |  | 10.3583 | 0 | 41.055 | 0 | 0 | -30.6967 | 111.621 |  | kWh | 0.076051 | -0.038582 | Residential |  | Winter Only | [5 empty] | 10 | 0.78 |  |  |  | 0 | 3 | 0 | 0 | 0 | 0 | 0 | 0 | 0 | 0 | 0 | 0 | 2009 Qtr 1: 0; 2009 Qtr 2: 0; 2009 Qtr 3: 0; 2009 Qtr 4: 3; 2010 Qtr 1: 0; 2010 Qtr 2: 0; 2010 Qtr 3: 0; 2010 Qtr 4: 0; 2011 Qtr 1: 0; 2011 Qtr 2: 0; 2011 Qtr 3: 0; 2011 Qtr 4: 0 | 3
0 | 253023-Res. Refr. Charge QI: Early Ret. |  | System | Residential | 26-SFM-ResidentialSingleFamily-SP_COOL | 0 |  |  |  |  | 10.3583 | 0 | 16.6667 | 0 | 0 | -6.3084 | 57.1467 |  | kWh | 0.10312 | -0.050476 | Residential |  | Winter Only | [5 empty] | 10 | 0.78 |  |  |  | 0 | 4 | 0 | 0 | 0 | 0 | 0 | 0 | 0 | 0 | 0 | 0 | 2009 Qtr 1: 0; 2009 Qtr 2: 0; 2009 Qtr 3: 0; 2009 Qtr 4: 4; 2010 Qtr 1: 0; 2010 Qtr 2: 0; 2010 Qtr 3: 0; 2010 Qtr 4: 0; 2011 Qtr 1: 0; 2011 Qtr 2: 0; 2011 Qtr 3: 0; 2011 Qtr 4: 0 | 4
0 | 253023-Res. Refr. Charge QI: Early Ret. |  | System | Residential | 26-SFM-ResidentialSingleFamily-SP_COOL | 0 |  |  |  |  | 10.3583 | 0 | 16.6667 | 0 | 0 | -6.3084 | 57.1467 |  | kWh | 0.10312 | -0.050476 | Residential |  | Winter Only | [5 empty] | 10 | 0.78 |  |  |  | 0 | 4 | 0 | 0 | 0 | 0 | 0 | 0 | 0 | 0 | 0 | 0 | 2009 Qtr 1: 0; 2009 Qtr 2: 0; 2009 Qtr 3: 0; 2009 Qtr 4: 4; 2010 Qtr 1: 0; 2010 Qtr 2: 0; 2010 Qtr 3: 0; 2010 Qtr 4: 0; 2011 Qtr 1: 0; 2011 Qtr 2: 0; 2011 Qtr 3: 0; 2011 Qtr 4: 0 | 4
0 | 253023-Res. Refr. Charge QI: Early Ret. |  | System | Residential | 26-SFM-ResidentialSingleFamily-SP_COOL | 0 |  |  |  |  | 10.3583 | 0 | 16.6667 | 0 | 0 | -6.3084 | 57.1467 |  | kWh | 0.10312 | -0.050476 | Residential |  | Winter Only | [5 empty] | 10 | 0.78 |  |  |  | 0 | 4 | 0 | 0 | 0 | 0 | 0 | 0 | 0 | 0 | 0 | 0 | 2009 Qtr 1: 0; 2009 Qtr 2: 0; 2009 Qtr 3: 0; 2009 Qtr 4: 4; 2010 Qtr 1: 0; 2010 Qtr 2: 0; 2010 Qtr 3: 0; 2010 Qtr 4: 0; 2011 Qtr 1: 0; 2011 Qtr 2: 0; 2011 Qtr 3: 0; 2011 Qtr 4: 0 | 4
0 | 253023-Res. Refr. Charge QI: Early Ret. |  | System | Residential | 26-SFM-ResidentialSingleFamily-SP_COOL | 0 |  |  |  |  | 10.3583 | 0 | 16.6667 | 0 | 0 | -6.3084 | 57.1467 |  | kWh | 0.10312 | -0.050476 | Residential |  | Winter Only | [5 empty] | 10 | 0.78 |  |  |  | 0 | 5 | 0 | 0 | 0 | 0 | 0 | 0 | 0 | 0 | 0 | 0 | 2009 Qtr 1: 0; 2009 Qtr 2: 0; 2009 Qtr 3: 0; 2009 Qtr 4: 5; 2010 Qtr 1: 0; 2010 Qtr 2: 0; 2010 Qtr 3: 0; 2010 Qtr 4: 0; 2011 Qtr 1: 0; 2011 Qtr 2: 0; 2011 Qtr 3: 0; 2011 Qtr 4: 0 | 5
0 | 253021-Res. Refr. Charge QI: Repl. on Failure CZ 6, 7 or 8 |  | System | Residential | 26-SFM-ResidentialSingleFamily-SP_COOL | 0 |  |  |  |  | 10.3583 | 0 | 16.6667 | 0 | 0 | -6.3084 | 57.1467 |  | kWh | 0.10312 | -0.050476 | Residential |  | Winter Only | [5 empty] | 10 | 0.78 |  |  |  | 0 | 5 | 0 | 0 | 0 | 0 | 0 | 0 | 0 | 0 | 0 | 0 | 2009 Qtr 1: 0; 2009 Qtr 2: 0; 2009 Qtr 3: 0; 2009 Qtr 4: 5; 2010 Qtr 1: 0; 2010 Qtr 2: 0; 2010 Qtr 3: 0; 2010 Qtr 4: 0; 2011 Qtr 1: 0; 2011 Qtr 2: 0; 2011 Qtr 3: 0; 2011 Qtr 4: 0 | 5
0 | 253023-Res. Refr. Charge QI: Early Ret. |  | System | Residential | 26-SFM-ResidentialSingleFamily-SP_COOL | 0 |  |  |  |  | 10.3583 | 0 | 19.4444 | 0 | 0 | -9.0861 | 57.1467 |  | kWh | 0.10312 | -0.050476 | Residential |  | Winter Only | [5 empty] | 10 | 0.78 |  |  |  | 0 | 3 | 0 | 0 | 0 | 0 | 0 | 0 | 0 | 0 | 0 | 0 | 2009 Qtr 1: 0; 2009 Qtr 2: 0; 2009 Qtr 3: 0; 2009 Qtr 4: 3; 2010 Qtr 1: 0; 2010 Qtr 2: 0; 2010 Qtr 3: 0; 2010 Qtr 4: 0; 2011 Qtr 1: 0; 2011 Qtr 2: 0; 2011 Qtr 3: 0; 2011 Qtr 4: 0 | 3
0 | 253009-Residential AC SEER 15 Early Ret. CZ 6, 7 or 8 |  | System | Residential | 26-SFM-ResidentialSingleFamily-SP_COOL | 0 |  |  |  |  | 734.7882 | 0 | 41.6667 | 0 | 0 | 693.1215 | 219.055 |  | kWh | 0.38807 | -1.3318 | Residential |  | Winter Only | [5 empty] | 15 | 0.67 |  |  |  | 1 | 3 | 0 | 0 | 0 | 0 | 0 | 0 | 0 | 0 | 0 | 0 | 2009 Qtr 1: 0; 2009 Qtr 2: 0; 2009 Qtr 3: 0; 2009 Qtr 4: 3; 2010 Qtr 1: 0; 2010 Qtr 2: 0; 2010 Qtr 3: 0; 2010 Qtr 4: 0; 2011 Qtr 1: 0; 2011 Qtr 2: 0; 2011 Qtr 3: 0; 2011 Qtr 4: 0 | 3
0 | 253023-Res. Refr. Charge QI: Early Ret. |  | System | Residential | 26-SFM-ResidentialSingleFamily-SP_COOL | 0 |  |  |  |  | 10.3583 | 0 | 16.6667 | 0 | 0 | -6.3084 | 57.1467 |  | kWh | 0.10312 | -0.050476 | Residential |  | Winter Only | [5 empty] | 10 | 0.78 |  |  |  | 0 | 3 | 0 | 0 | 0 | 0 | 0 | 0 | 0 | 0 | 0 | 0 | 2009 Qtr 1: 0; 2009 Qtr 2: 0; 2009 Qtr 3: 0; 2009 Qtr 4: 3; 2010 Qtr 1: 0; 2010 Qtr 2: 0; 2010 Qtr 3: 0; 2010 Qtr 4: 0; 2011 Qtr 1: 0; 2011 Qtr 2: 0; 2011 Qtr 3: 0; 2011 Qtr 4: 0 | 3
0 | 253003-Residential AC SEER 15 CZ 6, 7 or 8 |  | System | Residential | 26-SFM-ResidentialSingleFamily-SP_COOL | 0 |  |  |  |  | 185.2374 | 0 | 30 | 0 | 0 | 155.2374 | 219.055 |  | kWh | 0.38807 | -1.3318 | Residential |  | Winter Only | [5 empty] | 15 | 0.67 |  |  |  | 1 | 5 | 0 | 0 | 0 | 0 | 0 | 0 | 0 | 0 | 0 | 0 | 2009 Qtr 1: 0; 2009 Qtr 2: 0; 2009 Qtr 3: 0; 2009 Qtr 4: 5; 2010 Qtr 1: 0; 2010 Qtr 2: 0; 2010 Qtr 3: 0; 2010 Qtr 4: 0; 2011 Qtr 1: 0; 2011 Qtr 2: 0; 2011 Qtr 3: 0; 2011 Qtr 4: 0 | 5
0 | 253003-Residential AC SEER 15 CZ 6, 7 or 8 |  | System | Residential | 26-SFM-ResidentialSingleFamily-SP_COOL | 0 |  |  |  |  | 185.2374 | 0 | 30 | 0 | 0 | 155.2374 | 219.055 |  | kWh | 0.38807 | -1.3318 | Residential |  | Winter Only | [5 empty] | 15 | 0.67 |  |  |  | 1 | 5 | 0 | 0 | 0 | 0 | 0 | 0 | 0 | 0 | 0 | 0 | 2009 Qtr 1: 0; 2009 Qtr 2: 0; 2009 Qtr 3: 0; 2009 Qtr 4: 5; 2010 Qtr 1: 0; 2010 Qtr 2: 0; 2010 Qtr 3: 0; 2010 Qtr 4: 0; 2011 Qtr 1: 0; 2011 Qtr 2: 0; 2011 Qtr 3: 0; 2011 Qtr 4: 0 | 5
0 | 253021-Res. Refr. Charge QI: Repl. on Failure CZ 6, 7 or 8 |  | System | Residential | 26-SFM-ResidentialSingleFamily-SP_COOL | 0 |  |  |  |  | 10.3583 | 0 | 16.6667 | 0 | 0 | -6.3084 | 57.1467 |  | kWh | 0.10312 | -0.050476 | Residential |  | Winter Only | [5 empty] | 10 | 0.78 |  |  |  | 0 | 5 | 0 | 0 | 0 | 0 | 0 | 0 | 0 | 0 | 0 | 0 | 2009 Qtr 1: 0; 2009 Qtr 2: 0; 2009 Qtr 3: 0; 2009 Qtr 4: 5; 2010 Qtr 1: 0; 2010 Qtr 2: 0; 2010 Qtr 3: 0; 2010 Qtr 4: 0; 2011 Qtr 1: 0; 2011 Qtr 2: 0; 2011 Qtr 3: 0; 2011 Qtr 4: 0 | 5
0 | 253021-Res. Refr. Charge QI: Repl. on Failure CZ 6, 7 or 8 |  | System | Residential | 26-SFM-ResidentialSingleFamily-SP_COOL | 0 |  |  |  |  | 10.3583 | 0 | 16.6667 | 0 | 0 | -6.3084 | 57.1467 |  | kWh | 0.10312 | -0.050476 | Residential |  | Winter Only | [5 empty] | 10 | 0.78 |  |  |  | 0 | 5 | 0 | 0 | 0 | 0 | 0 | 0 | 0 | 0 | 0 | 0 | 2009 Qtr 1: 0; 2009 Qtr 2: 0; 2009 Qtr 3: 0; 2009 Qtr 4: 5; 2010 Qtr 1: 0; 2010 Qtr 2: 0; 2010 Qtr 3: 0; 2010 Qtr 4: 0; 2011 Qtr 1: 0; 2011 Qtr 2: 0; 2011 Qtr 3: 0; 2011 Qtr 4: 0 | 5
0 | 253007-Residential AC SEER 14 Early Ret. CZ 6, 7 or 8 |  | System | Residential | 26-SFM-ResidentialSingleFamily-SP_COOL | 0 |  |  |  |  | 642.1695 | 0 | 43.4028 | 0 | 0 | 598.7667 | 184.853 |  | kWh | 0.37116 | 0.59287 | Residential |  | Winter Only | [5 empty] | 15 | 0.67 |  |  |  | 1 | 2 | 0 | 0 | 0 | 0 | 0 | 0 | 0 | 0 | 0 | 0 | 2009 Qtr 1: 0; 2009 Qtr 2: 0; 2009 Qtr 3: 0; 2009 Qtr 4: 2; 2010 Qtr 1: 0; 2010 Qtr 2: 0; 2010 Qtr 3: 0; 2010 Qtr 4: 0; 2011 Qtr 1: 0; 2011 Qtr 2: 0; 2011 Qtr 3: 0; 2011 Qtr 4: 0 | 2
0 | 253023-Res. Refr. Charge QI: Early Ret. |  | System | Residential | 26-SFM-ResidentialSingleFamily-SP_COOL | 0 |  |  |  |  | 10.3583 | 0 | 20.8333 | 0 | 0 | -10.475 | 57.1467 |  | kWh | 0.10312 | -0.050476 | Residential |  | Winter Only | [5 empty] | 10 | 0.78 |  |  |  | 0 | 2 | 0 | 0 | 0 | 0 | 0 | 0 | 0 | 0 | 0 | 0 | 2009 Qtr 1: 0; 2009 Qtr 2: 0; 2009 Qtr 3: 0; 2009 Qtr 4: 2; 2010 Qtr 1: 0; 2010 Qtr 2: 0; 2010 Qtr 3: 0; 2010 Qtr 4: 0; 2011 Qtr 1: 0; 2011 Qtr 2: 0; 2011 Qtr 3: 0; 2011 Qtr 4: 0 | 2
0 | 253007-Residential AC SEER 14 Early Ret. CZ 6, 7 or 8 |  | System | Residential | 26-SFM-ResidentialSingleFamily-SP_COOL | 0 |  |  |  |  | 642.1695 | 0 | 34.7222 | 0 | 0 | 607.4473 | 184.853 |  | kWh | 0.37116 | 0.59287 | Residential |  | Winter Only | [5 empty] | 15 | 0.67 |  |  |  | 1 | 5 | 0 | 0 | 0 | 0 | 0 | 0 | 0 | 0 | 0 | 0 | 2009 Qtr 1: 0; 2009 Qtr 2: 0; 2009 Qtr 3: 0; 2009 Qtr 4: 5; 2010 Qtr 1: 0; 2010 Qtr 2: 0; 2010 Qtr 3: 0; 2010 Qtr 4: 0; 2011 Qtr 1: 0; 2011 Qtr 2: 0; 2011 Qtr 3: 0; 2011 Qtr 4: 0 | 5
0 | 253023-Res. Refr. Charge QI: Early Ret. |  | System | Residential | 26-SFM-ResidentialSingleFamily-SP_COOL | 0 |  |  |  |  | 10.3583 | 0 | 16.6667 | 0 | 0 | -6.3084 | 57.1467 |  | kWh | 0.10312 | -0.050476 | Residential |  | Winter Only | [5 empty] | 10 | 0.78 |  |  |  | 0 | 5 | 0 | 0 | 0 | 0 | 0 | 0 | 0 | 0 | 0 | 0 | 2009 Qtr 1: 0; 2009 Qtr 2: 0; 2009 Qtr 3: 0; 2009 Qtr 4: 5; 2010 Qtr 1: 0; 2010 Qtr 2: 0; 2010 Qtr 3: 0; 2010 Qtr 4: 0; 2011 Qtr 1: 0; 2011 Qtr 2: 0; 2011 Qtr 3: 0; 2011 Qtr 4: 0 | 5
0 | 253022-Res. Refr. Charge QI: Repl. on Failure |  | System | Residential | 26-SFM-ResidentialSingleFamily-SP_COOL | 0 |  |  |  |  | 10.3583 | 0 | 35.19 | 0 | 0 | -24.8317 | 111.621 |  | kWh | 0.076051 | -0.038582 | Residential |  | Winter Only | [5 empty] | 10 | 0.78 |  |  |  | 0 | 4 | 0 | 0 | 0 | 0 | 0 | 0 | 0 | 0 | 0 | 0 | 2009 Qtr 1: 0; 2009 Qtr 2: 0; 2009 Qtr 3: 0; 2009 Qtr 4: 4; 2010 Qtr 1: 0; 2010 Qtr 2: 0; 2010 Qtr 3: 0; 2010 Qtr 4: 0; 2011 Qtr 1: 0; 2011 Qtr 2: 0; 2011 Qtr 3: 0; 2011 Qtr 4: 0 | 4
0 | 253022-Res. Refr. Charge QI: Repl. on Failure |  | System | Residential | 26-SFM-ResidentialSingleFamily-SP_COOL | 0 |  |  |  |  | 10.3583 | 0 | 35.19 | 0 | 0 | -24.8317 | 111.621 |  | kWh | 0.076051 | -0.038582 | Residential |  | Winter Only | [5 empty] | 10 | 0.78 |  |  |  | 0 | 4 | 0 | 0 | 0 | 0 | 0 | 0 | 0 | 0 | 0 | 0 | 2009 Qtr 1: 0; 2009 Qtr 2: 0; 2009 Qtr 3: 0; 2009 Qtr 4: 4; 2010 Qtr 1: 0; 2010 Qtr 2: 0; 2010 Qtr 3: 0; 2010 Qtr 4: 0; 2011 Qtr 1: 0; 2011 Qtr 2: 0; 2011 Qtr 3: 0; 2011 Qtr 4: 0 | 4
0 | 253006-Residential AC SEER 13 Early Ret. CZ 10, 14, or 15 |  | System | Residential | 26-SFM-ResidentialSingleFamily-SP_COOL | 0 |  |  |  |  | 549.5508 | 0 | 106.25 | 0 | 0 | 443.3008 | 291.643 |  | kWh | 0.32916 | 0.11379 | Residential |  | Winter Only | [5 empty] | 15 | 0.67 |  |  |  | 1 | 2 | 0 | 0 | 0 | 0 | 0 | 0 | 0 | 0 | 0 | 0 | 2009 Qtr 1: 0; 2009 Qtr 2: 0; 2009 Qtr 3: 0; 2009 Qtr 4: 2; 2010 Qtr 1: 0; 2010 Qtr 2: 0; 2010 Qtr 3: 0; 2010 Qtr 4: 0; 2011 Qtr 1: 0; 2011 Qtr 2: 0; 2011 Qtr 3: 0; 2011 Qtr 4: 0 | 2
0 | 253024-Res. Refr. Charge QI: Early Ret. |  | System | Residential | 26-SFM-ResidentialSingleFamily-SP_COOL | 0 |  |  |  |  | 10.3583 | 0 | 43.9875 | 0 | 0 | -33.6292 | 111.621 |  | kWh | 0.076051 | -0.038582 | Residential |  | Winter Only | [5 empty] | 10 | 0.78 |  |  |  | 0 | 2 | 0 | 0 | 0 | 0 | 0 | 0 | 0 | 0 | 0 | 0 | 2009 Qtr 1: 0; 2009 Qtr 2: 0; 2009 Qtr 3: 0; 2009 Qtr 4: 2; 2010 Qtr 1: 0; 2010 Qtr 2: 0; 2010 Qtr 3: 0; 2010 Qtr 4: 0; 2011 Qtr 1: 0; 2011 Qtr 2: 0; 2011 Qtr 3: 0; 2011 Qtr 4: 0 | 2
0 | 253024-Res. Refr. Charge QI: Early Ret. |  | System | Residential | 26-SFM-ResidentialSingleFamily-SP_COOL | 0 |  |  |  |  | 10.3583 | 0 | 35.19 | 0 | 0 | -24.8317 | 111.621 |  | kWh | 0.076051 | -0.038582 | Residential |  | Winter Only | [5 empty] | 10 | 0.78 |  |  |  | 0 | 3 | 0 | 0 | 0 | 0 | 0 | 0 | 0 | 0 | 0 | 0 | 2009 Qtr 1: 0; 2009 Qtr 2: 0; 2009 Qtr 3: 0; 2009 Qtr 4: 3; 2010 Qtr 1: 0; 2010 Qtr 2: 0; 2010 Qtr 3: 0; 2010 Qtr 4: 0; 2011 Qtr 1: 0; 2011 Qtr 2: 0; 2011 Qtr 3: 0; 2011 Qtr 4: 0 | 3
0 | 253024-Res. Refr. Charge QI: Early Ret. |  | System | Residential | 26-SFM-ResidentialSingleFamily-SP_COOL | 0 |  |  |  |  | 10.3583 | 0 | 41.055 | 0 | 0 | -30.6967 | 111.621 |  | kWh | 0.076051 | -0.038582 | Residential |  | Winter Only | [5 empty] | 10 | 0.78 |  |  |  | 0 | 3 | 0 | 0 | 0 | 0 | 0 | 0 | 0 | 0 | 0 | 0 | 2009 Qtr 1: 0; 2009 Qtr 2: 0; 2009 Qtr 3: 0; 2009 Qtr 4: 3; 2010 Qtr 1: 0; 2010 Qtr 2: 0; 2010 Qtr 3: 0; 2010 Qtr 4: 0; 2011 Qtr 1: 0; 2011 Qtr 2: 0; 2011 Qtr 3: 0; 2011 Qtr 4: 0 | 3
0 | 253009-Residential AC SEER 15 Early Ret. CZ 6, 7 or 8 |  | System | Residential | 26-SFM-ResidentialSingleFamily-SP_COOL | 0 |  |  |  |  | 734.7882 | 0 | 41.6667 | 0 | 0 | 693.1215 | 219.055 |  | kWh | 0.38807 | -1.3318 | Residential |  | Winter Only | [5 empty] | 15 | 0.67 |  |  |  | 1 | 3 | 0 | 0 | 0 | 0 | 0 | 0 | 0 | 0 | 0 | 0 | 2009 Qtr 1: 0; 2009 Qtr 2: 0; 2009 Qtr 3: 0; 2009 Qtr 4: 3; 2010 Qtr 1: 0; 2010 Qtr 2: 0; 2010 Qtr 3: 0; 2010 Qtr 4: 0; 2011 Qtr 1: 0; 2011 Qtr 2: 0; 2011 Qtr 3: 0; 2011 Qtr 4: 0 | 3
0 | 253023-Res. Refr. Charge QI: Early Ret. |  | System | Residential | 26-SFM-ResidentialSingleFamily-SP_COOL | 0 |  |  |  |  | 10.3583 | 0 | 16.6667 | 0 | 0 | -6.3084 | 57.1467 |  | kWh | 0.10312 | -0.050476 | Residential |  | Winter Only | [5 empty] | 10 | 0.78 |  |  |  | 0 | 3 | 0 | 0 | 0 | 0 | 0 | 0 | 0 | 0 | 0 | 0 | 2009 Qtr 1: 0; 2009 Qtr 2: 0; 2009 Qtr 3: 0; 2009 Qtr 4: 3; 2010 Qtr 1: 0; 2010 Qtr 2: 0; 2010 Qtr 3: 0; 2010 Qtr 4: 0; 2011 Qtr 1: 0; 2011 Qtr 2: 0; 2011 Qtr 3: 0; 2011 Qtr 4: 0 | 3
0 | 253022-Res. Refr. Charge QI: Repl. on Failure |  | System | Residential | 26-SFM-ResidentialSingleFamily-SP_COOL | 0 |  |  |  |  | 10.3583 | 0 | 35.19 | 0 | 0 | -24.8317 | 111.621 |  | kWh | 0.076051 | -0.038582 | Residential |  | Winter Only | [5 empty] | 10 | 0.78 |  |  |  | 0 | 5 | 0 | 0 | 0 | 0 | 0 | 0 | 0 | 0 | 0 | 0 | 2009 Qtr 1: 0; 2009 Qtr 2: 0; 2009 Qtr 3: 0; 2009 Qtr 4: 5; 2010 Qtr 1: 0; 2010 Qtr 2: 0; 2010 Qtr 3: 0; 2010 Qtr 4: 0; 2011 Qtr 1: 0; 2011 Qtr 2: 0; 2011 Qtr 3: 0; 2011 Qtr 4: 0 | 5
0 | 253024-Res. Refr. Charge QI: Early Ret. |  | System | Residential | 26-SFM-ResidentialSingleFamily-SP_COOL | 0 |  |  |  |  | 10.3583 | 0 | 43.9875 | 0 | 0 | -33.6292 | 111.621 |  | kWh | 0.076051 | -0.038582 | Residential |  | Winter Only | [5 empty] | 10 | 0.78 |  |  |  | 0 | 2 | 0 | 0 | 0 | 0 | 0 | 0 | 0 | 0 | 0 | 0 | 2009 Qtr 1: 0; 2009 Qtr 2: 0; 2009 Qtr 3: 0; 2009 Qtr 4: 2; 2010 Qtr 1: 0; 2010 Qtr 2: 0; 2010 Qtr 3: 0; 2010 Qtr 4: 0; 2011 Qtr 1: 0; 2011 Qtr 2: 0; 2011 Qtr 3: 0; 2011 Qtr 4: 0 | 2
0 | 253024-Res. Refr. Charge QI: Early Ret. |  | System | Residential | 26-SFM-ResidentialSingleFamily-SP_COOL | 0 |  |  |  |  | 10.3583 | 0 | 35.19 | 0 | 0 | -24.8317 | 111.621 |  | kWh | 0.076051 | -0.038582 | Residential |  | Winter Only | [5 empty] | 10 | 0.78 |  |  |  | 0 | 5 | 0 | 0 | 0 | 0 | 0 | 0 | 0 | 0 | 0 | 0 | 2009 Qtr 1: 0; 2009 Qtr 2: 0; 2009 Qtr 3: 0; 2009 Qtr 4: 5; 2010 Qtr 1: 0; 2010 Qtr 2: 0; 2010 Qtr 3: 0; 2010 Qtr 4: 0; 2011 Qtr 1: 0; 2011 Qtr 2: 0; 2011 Qtr 3: 0; 2011 Qtr 4: 0 | 5
0 | 253024-Res. Refr. Charge QI: Early Ret. |  | System | Residential | 26-SFM-ResidentialSingleFamily-SP_COOL | 0 |  |  |  |  | 10.3583 | 0 | 35.19 | 0 | 0 | -24.8317 | 111.621 |  | kWh | 0.076051 | -0.038582 | Residential |  | Winter Only | [5 empty] | 10 | 0.78 |  |  |  | 0 | 4 | 0 | 0 | 0 | 0 | 0 | 0 | 0 | 0 | 0 | 0 | 2009 Qtr 1: 0; 2009 Qtr 2: 0; 2009 Qtr 3: 0; 2009 Qtr 4: 4; 2010 Qtr 1: 0; 2010 Qtr 2: 0; 2010 Qtr 3: 0; 2010 Qtr 4: 0; 2011 Qtr 1: 0; 2011 Qtr 2: 0; 2011 Qtr 3: 0; 2011 Qtr 4: 0 | 4
0 | 253022-Res. Refr. Charge QI: Repl. on Failure |  | System | Residential | 26-SFM-ResidentialSingleFamily-SP_COOL | 0 |  |  |  |  | 10.3583 | 0 | 35.19 | 0 | 0 | -24.8317 | 111.621 |  | kWh | 0.076051 | -0.038582 | Residential |  | Winter Only | [5 empty] | 10 | 0.78 |  |  |  | 0 | 5 | 0 | 0 | 0 | 0 | 0 | 0 | 0 | 0 | 0 | 0 | 2009 Qtr 1: 0; 2009 Qtr 2: 0; 2009 Qtr 3: 0; 2009 Qtr 4: 5; 2010 Qtr 1: 0; 2010 Qtr 2: 0; 2010 Qtr 3: 0; 2010 Qtr 4: 0; 2011 Qtr 1: 0; 2011 Qtr 2: 0; 2011 Qtr 3: 0; 2011 Qtr 4: 0 | 5
0 | 253022-Res. Refr. Charge QI: Repl. on Failure |  | System | Residential | 26-SFM-ResidentialSingleFamily-SP_COOL | 0 |  |  |  |  | 10.3583 | 0 | 35.19 | 0 | 0 | -24.8317 | 111.621 |  | kWh | 0.076051 | -0.038582 | Residential |  | Winter Only | [5 empty] | 10 | 0.78 |  |  |  | 0 | 3 | 0 | 0 | 0 | 0 | 0 | 0 | 0 | 0 | 0 | 0 | 2009 Qtr 1: 0; 2009 Qtr 2: 0; 2009 Qtr 3: 0; 2009 Qtr 4: 3; 2010 Qtr 1: 0; 2010 Qtr 2: 0; 2010 Qtr 3: 0; 2010 Qtr 4: 0; 2011 Qtr 1: 0; 2011 Qtr 2: 0; 2011 Qtr 3: 0; 2011 Qtr 4: 0 | 3
0 | 253022-Res. Refr. Charge QI: Repl. on Failure |  | System | Residential | 26-SFM-ResidentialSingleFamily-SP_COOL | 0 |  |  |  |  | 10.3583 | 0 | 35.19 | 0 | 0 | -24.8317 | 111.621 |  | kWh | 0.076051 | -0.038582 | Residential |  | Winter Only | [5 empty] | 10 | 0.78 |  |  |  | 0 | 4 | 0 | 0 | 0 | 0 | 0 | 0 | 0 | 0 | 0 | 0 | 2009 Qtr 1: 0; 2009 Qtr 2: 0; 2009 Qtr 3: 0; 2009 Qtr 4: 4; 2010 Qtr 1: 0; 2010 Qtr 2: 0; 2010 Qtr 3: 0; 2010 Qtr 4: 0; 2011 Qtr 1: 0; 2011 Qtr 2: 0; 2011 Qtr 3: 0; 2011 Qtr 4: 0 | 4
0 | 253022-Res. Refr. Charge QI: Repl. on Failure |  | System | Residential | 26-SFM-ResidentialSingleFamily-SP_COOL | 0 |  |  |  |  | 10.3583 | 0 | 35.19 | 0 | 0 | -24.8317 | 111.621 |  | kWh | 0.076051 | -0.038582 | Residential |  | Winter Only | [5 empty] | 10 | 0.78 |  |  |  | 0 | 4 | 0 | 0 | 0 | 0 | 0 | 0 | 0 | 0 | 0 | 0 | 2009 Qtr 1: 0; 2009 Qtr 2: 0; 2009 Qtr 3: 0; 2009 Qtr 4: 4; 2010 Qtr 1: 0; 2010 Qtr 2: 0; 2010 Qtr 3: 0; 2010 Qtr 4: 0; 2011 Qtr 1: 0; 2011 Qtr 2: 0; 2011 Qtr 3: 0; 2011 Qtr 4: 0 | 4
0 | 253024-Res. Refr. Charge QI: Early Ret. |  | System | Residential | 26-SFM-ResidentialSingleFamily-SP_COOL | 0 |  |  |  |  | 10.3583 | 0 | 35.19 | 0 | 0 | -24.8317 | 111.621 |  | kWh | 0.076051 | -0.038582 | Residential |  | Winter Only | [5 empty] | 10 | 0.78 |  |  |  | 0 | 3 | 0 | 0 | 0 | 0 | 0 | 0 | 0 | 0 | 0 | 0 | 2009 Qtr 1: 0; 2009 Qtr 2: 0; 2009 Qtr 3: 0; 2009 Qtr 4: 3; 2010 Qtr 1: 0; 2010 Qtr 2: 0; 2010 Qtr 3: 0; 2010 Qtr 4: 0; 2011 Qtr 1: 0; 2011 Qtr 2: 0; 2011 Qtr 3: 0; 2011 Qtr 4: 0 | 3
0 | 253024-Res. Refr. Charge QI: Early Ret. |  | System | Residential | 26-SFM-ResidentialSingleFamily-SP_COOL | 0 |  |  |  |  | 10.3583 | 0 | 35.19 | 0 | 0 | -24.8317 | 111.621 |  | kWh | 0.076051 | -0.038582 | Residential |  | Winter Only | [5 empty] | 10 | 0.78 |  |  |  | 0 | 3 | 0 | 0 | 0 | 0 | 0 | 0 | 0 | 0 | 0 | 0 | 2009 Qtr 1: 0; 2009 Qtr 2: 0; 2009 Qtr 3: 0; 2009 Qtr 4: 3; 2010 Qtr 1: 0; 2010 Qtr 2: 0; 2010 Qtr 3: 0; 2010 Qtr 4: 0; 2011 Qtr 1: 0; 2011 Qtr 2: 0; 2011 Qtr 3: 0; 2011 Qtr 4: 0 | 3
0 | 253024-Res. Refr. Charge QI: Early Ret. |  | System | Residential | 26-SFM-ResidentialSingleFamily-SP_COOL | 0 |  |  |  |  | 10.3583 | 0 | 35.19 | 0 | 0 | -24.8317 | 111.621 |  | kWh | 0.076051 | -0.038582 | Residential |  | Winter Only | [5 empty] | 10 | 0.78 |  |  |  | 0 | 3 | 0 | 0 | 0 | 0 | 0 | 0 | 0 | 0 | 0 | 0 | 2009 Qtr 1: 0; 2009 Qtr 2: 0; 2009 Qtr 3: 0; 2009 Qtr 4: 3; 2010 Qtr 1: 0; 2010 Qtr 2: 0; 2010 Qtr 3: 0; 2010 Qtr 4: 0; 2011 Qtr 1: 0; 2011 Qtr 2: 0; 2011 Qtr 3: 0; 2011 Qtr 4: 0 | 3
0 | 253024-Res. Refr. Charge QI: Early Ret. |  | System | Residential | 26-SFM-ResidentialSingleFamily-SP_COOL | 0 |  |  |  |  | 10.3583 | 0 | 35.19 | 0 | 0 | -24.8317 | 111.621 |  | kWh | 0.076051 | -0.038582 | Residential |  | Winter Only | [5 empty] | 10 | 0.78 |  |  |  | 0 | 3 | 0 | 0 | 0 | 0 | 0 | 0 | 0 | 0 | 0 | 0 | 2009 Qtr 1: 0; 2009 Qtr 2: 0; 2009 Qtr 3: 0; 2009 Qtr 4: 3; 2010 Qtr 1: 0; 2010 Qtr 2: 0; 2010 Qtr 3: 0; 2010 Qtr 4: 0; 2011 Qtr 1: 0; 2011 Qtr 2: 0; 2011 Qtr 3: 0; 2011 Qtr 4: 0 | 3
0 | 253022-Res. Refr. Charge QI: Repl. on Failure |  | System | Residential | 26-SFM-ResidentialSingleFamily-SP_COOL | 0 |  |  |  |  | 10.3583 | 0 | 35.19 | 0 | 0 | -24.8317 | 111.621 |  | kWh | 0.076051 | -0.038582 | Residential |  | Winter Only | [5 empty] | 10 | 0.78 |  |  |  | 0 | 3 | 0 | 0 | 0 | 0 | 0 | 0 | 0 | 0 | 0 | 0 | 2009 Qtr 1: 0; 2009 Qtr 2: 0; 2009 Qtr 3: 0; 2009 Qtr 4: 3; 2010 Qtr 1: 0; 2010 Qtr 2: 0; 2010 Qtr 3: 0; 2010 Qtr 4: 0; 2011 Qtr 1: 0; 2011 Qtr 2: 0; 2011 Qtr 3: 0; 2011 Qtr 4: 0 | 3
0 | 253022-Res. Refr. Charge QI: Repl. on Failure |  | System | Residential | 26-SFM-ResidentialSingleFamily-SP_COOL | 0 |  |  |  |  | 10.3583 | 0 | 35.19 | 0 | 0 | -24.8317 | 111.621 |  | kWh | 0.076051 | -0.038582 | Residential |  | Winter Only | [5 empty] | 10 | 0.78 |  |  |  | 0 | 3 | 0 | 0 | 0 | 0 | 0 | 0 | 0 | 0 | 0 | 0 | 2009 Qtr 1: 0; 2009 Qtr 2: 0; 2009 Qtr 3: 0; 2009 Qtr 4: 3; 2010 Qtr 1: 0; 2010 Qtr 2: 0; 2010 Qtr 3: 0; 2010 Qtr 4: 0; 2011 Qtr 1: 0; 2011 Qtr 2: 0; 2011 Qtr 3: 0; 2011 Qtr 4: 0 | 3
0 | 253022-Res. Refr. Charge QI: Repl. on Failure |  | System | Residential | 26-SFM-ResidentialSingleFamily-SP_COOL | 0 |  |  |  |  | 10.3583 | 0 | 35.19 | 0 | 0 | -24.8317 | 111.621 |  | kWh | 0.076051 | -0.038582 | Residential |  | Winter Only | [5 empty] | 10 | 0.78 |  |  |  | 0 | 4 | 0 | 0 | 0 | 0 | 0 | 0 | 0 | 0 | 0 | 0 | 2009 Qtr 1: 0; 2009 Qtr 2: 0; 2009 Qtr 3: 0; 2009 Qtr 4: 4; 2010 Qtr 1: 0; 2010 Qtr 2: 0; 2010 Qtr 3: 0; 2010 Qtr 4: 0; 2011 Qtr 1: 0; 2011 Qtr 2: 0; 2011 Qtr 3: 0; 2011 Qtr 4: 0 | 4
0 | 253024-Res. Refr. Charge QI: Early Ret. |  | System | Residential | 26-SFM-ResidentialSingleFamily-SP_COOL | 0 |  |  |  |  | 10.3583 | 0 | 35.19 | 0 | 0 | -24.8317 | 111.621 |  | kWh | 0.076051 | -0.038582 | Residential |  | Winter Only | [5 empty] | 10 | 0.78 |  |  |  | 0 | 5 | 0 | 0 | 0 | 0 | 0 | 0 | 0 | 0 | 0 | 0 | 2009 Qtr 1: 0; 2009 Qtr 2: 0; 2009 Qtr 3: 0; 2009 Qtr 4: 5; 2010 Qtr 1: 0; 2010 Qtr 2: 0; 2010 Qtr 3: 0; 2010 Qtr 4: 0; 2011 Qtr 1: 0; 2011 Qtr 2: 0; 2011 Qtr 3: 0; 2011 Qtr 4: 0 | 5
0 | 253024-Res. Refr. Charge QI: Early Ret. |  | System | Residential | 26-SFM-ResidentialSingleFamily-SP_COOL | 0 |  |  |  |  | 10.3583 | 0 | 35.19 | 0 | 0 | -24.8317 | 111.621 |  | kWh | 0.076051 | -0.038582 | Residential |  | Winter Only | [5 empty] | 10 | 0.78 |  |  |  | 0 | 5 | 0 | 0 | 0 | 0 | 0 | 0 | 0 | 0 | 0 | 0 | 2009 Qtr 1: 0; 2009 Qtr 2: 0; 2009 Qtr 3: 0; 2009 Qtr 4: 5; 2010 Qtr 1: 0; 2010 Qtr 2: 0; 2010 Qtr 3: 0; 2010 Qtr 4: 0; 2011 Qtr 1: 0; 2011 Qtr 2: 0; 2011 Qtr 3: 0; 2011 Qtr 4: 0 | 5
0 | 253022-Res. Refr. Charge QI: Repl. on Failure |  | System | Residential | 26-SFM-ResidentialSingleFamily-SP_COOL | 0 |  |  |  |  | 10.3583 | 0 | 35.19 | 0 | 0 | -24.8317 | 111.621 |  | kWh | 0.076051 | -0.038582 | Residential |  | Winter Only | [5 empty] | 10 | 0.78 |  |  |  | 0 | 3 | 0 | 0 | 0 | 0 | 0 | 0 | 0 | 0 | 0 | 0 | 2009 Qtr 1: 0; 2009 Qtr 2: 0; 2009 Qtr 3: 0; 2009 Qtr 4: 3; 2010 Qtr 1: 0; 2010 Qtr 2: 0; 2010 Qtr 3: 0; 2010 Qtr 4: 0; 2011 Qtr 1: 0; 2011 Qtr 2: 0; 2011 Qtr 3: 0; 2011 Qtr 4: 0 | 3
0 | 253024-Res. Refr. Charge QI: Early Ret. |  | System | Residential | 26-SFM-ResidentialSingleFamily-SP_COOL | 0 |  |  |  |  | 10.3583 | 0 | 35.19 | 0 | 0 | -24.8317 | 111.621 |  | kWh | 0.076051 | -0.038582 | Residential |  | Winter Only | [5 empty] | 10 | 0.78 |  |  |  | 0 | 5 | 0 | 0 | 0 | 0 | 0 | 0 | 0 | 0 | 0 | 0 | 2009 Qtr 1: 0; 2009 Qtr 2: 0; 2009 Qtr 3: 0; 2009 Qtr 4: 5; 2010 Qtr 1: 0; 2010 Qtr 2: 0; 2010 Qtr 3: 0; 2010 Qtr 4: 0; 2011 Qtr 1: 0; 2011 Qtr 2: 0; 2011 Qtr 3: 0; 2011 Qtr 4: 0 | 5
0 | 253024-Res. Refr. Charge QI: Early Ret. |  | System | Residential | 26-SFM-ResidentialSingleFamily-SP_COOL | 0 |  |  |  |  | 10.3583 | 0 | 35.19 | 0 | 0 | -24.8317 | 111.621 |  | kWh | 0.076051 | -0.038582 | Residential |  | Winter Only | [5 empty] | 10 | 0.78 |  |  |  | 0 | 3 | 0 | 0 | 0 | 0 | 0 | 0 | 0 | 0 | 0 | 0 | 2009 Qtr 1: 0; 2009 Qtr 2: 0; 2009 Qtr 3: 0; 2009 Qtr 4: 3; 2010 Qtr 1: 0; 2010 Qtr 2: 0; 2010 Qtr 3: 0; 2010 Qtr 4: 0; 2011 Qtr 1: 0; 2011 Qtr 2: 0; 2011 Qtr 3: 0; 2011 Qtr 4: 0 | 3
0 | 253024-Res. Refr. Charge QI: Early Ret. |  | System | Residential | 26-SFM-ResidentialSingleFamily-SP_COOL | 0 |  |  |  |  | 10.3583 | 0 | 35.19 | 0 | 0 | -24.8317 | 111.621 |  | kWh | 0.076051 | -0.038582 | Residential |  | Winter Only | [5 empty] | 10 | 0.78 |  |  |  | 0 | 2 | 0 | 0 | 0 | 0 | 0 | 0 | 0 | 0 | 0 | 0 | 2009 Qtr 1: 0; 2009 Qtr 2: 0; 2009 Qtr 3: 0; 2009 Qtr 4: 2; 2010 Qtr 1: 0; 2010 Qtr 2: 0; 2010 Qtr 3: 0; 2010 Qtr 4: 0; 2011 Qtr 1: 0; 2011 Qtr 2: 0; 2011 Qtr 3: 0; 2011 Qtr 4: 0 | 2
0 | 253024-Res. Refr. Charge QI: Early Ret. |  | System | Residential | 26-SFM-ResidentialSingleFamily-SP_COOL | 0 |  |  |  |  | 10.3583 | 0 | 35.19 | 0 | 0 | -24.8317 | 111.621 |  | kWh | 0.076051 | -0.038582 | Residential |  | Winter Only | [5 empty] | 10 | 0.78 |  |  |  | 0 | 3 | 0 | 0 | 0 | 0 | 0 | 0 | 0 | 0 | 0 | 0 | 2009 Qtr 1: 0; 2009 Qtr 2: 0; 2009 Qtr 3: 0; 2009 Qtr 4: 3; 2010 Qtr 1: 0; 2010 Qtr 2: 0; 2010 Qtr 3: 0; 2010 Qtr 4: 0; 2011 Qtr 1: 0; 2011 Qtr 2: 0; 2011 Qtr 3: 0; 2011 Qtr 4: 0 | 3
0 | 253024-Res. Refr. Charge QI: Early Ret. |  | System | Residential | 26-SFM-ResidentialSingleFamily-SP_COOL | 0 |  |  |  |  | 10.3583 | 0 | 35.19 | 0 | 0 | -24.8317 | 111.621 |  | kWh | 0.076051 | -0.038582 | Residential |  | Winter Only | [5 empty] | 10 | 0.78 |  |  |  | 0 | 5 | 0 | 0 | 0 | 0 | 0 | 0 | 0 | 0 | 0 | 0 | 2009 Qtr 1: 0; 2009 Qtr 2: 0; 2009 Qtr 3: 0; 2009 Qtr 4: 5; 2010 Qtr 1: 0; 2010 Qtr 2: 0; 2010 Qtr 3: 0; 2010 Qtr 4: 0; 2011 Qtr 1: 0; 2011 Qtr 2: 0; 2011 Qtr 3: 0; 2011 Qtr 4: 0 | 5
0 | 253022-Res. Refr. Charge QI: Repl. on Failure |  | System | Residential | 26-SFM-ResidentialSingleFamily-SP_COOL | 0 |  |  |  |  | 10.3583 | 0 | 43.9875 | 0 | 0 | -33.6292 | 111.621 |  | kWh | 0.076051 | -0.038582 | Residential |  | Winter Only | [5 empty] | 10 | 0.78 |  |  |  | 0 | 2 | 0 | 0 | 0 | 0 | 0 | 0 | 0 | 0 | 0 | 0 | 2009 Qtr 1: 0; 2009 Qtr 2: 0; 2009 Qtr 3: 0; 2009 Qtr 4: 2; 2010 Qtr 1: 0; 2010 Qtr 2: 0; 2010 Qtr 3: 0; 2010 Qtr 4: 0; 2011 Qtr 1: 0; 2011 Qtr 2: 0; 2011 Qtr 3: 0; 2011 Qtr 4: 0 | 2
0 | 253022-Res. Refr. Charge QI: Repl. on Failure |  | System | Residential | 26-SFM-ResidentialSingleFamily-SP_COOL | 0 |  |  |  |  | 10.3583 | 0 | 35.19 | 0 | 0 | -24.8317 | 111.621 |  | kWh | 0.076051 | -0.038582 | Residential |  | Winter Only | [5 empty] | 10 | 0.78 |  |  |  | 0 | 3 | 0 | 0 | 0 | 0 | 0 | 0 | 0 | 0 | 0 | 0 | 2009 Qtr 1: 0; 2009 Qtr 2: 0; 2009 Qtr 3: 0; 2009 Qtr 4: 3; 2010 Qtr 1: 0; 2010 Qtr 2: 0; 2010 Qtr 3: 0; 2010 Qtr 4: 0; 2011 Qtr 1: 0; 2011 Qtr 2: 0; 2011 Qtr 3: 0; 2011 Qtr 4: 0 | 3
0 | 253024-Res. Refr. Charge QI: Early Ret. |  | System | Residential | 26-SFM-ResidentialSingleFamily-SP_COOL | 0 |  |  |  |  | 10.3583 | 0 | 35.19 | 0 | 0 | -24.8317 | 111.621 |  | kWh | 0.076051 | -0.038582 | Residential |  | Winter Only | [5 empty] | 10 | 0.78 |  |  |  | 0 | 3 | 0 | 0 | 0 | 0 | 0 | 0 | 0 | 0 | 0 | 0 | 2009 Qtr 1: 0; 2009 Qtr 2: 0; 2009 Qtr 3: 0; 2009 Qtr 4: 3; 2010 Qtr 1: 0; 2010 Qtr 2: 0; 2010 Qtr 3: 0; 2010 Qtr 4: 0; 2011 Qtr 1: 0; 2011 Qtr 2: 0; 2011 Qtr 3: 0; 2011 Qtr 4: 0 | 3
0 | 253018-Residential HP SEER 14 Early Ret. CZ 10, 14, or 15 |  | System | Residential | 26-SFM-ResidentialSingleFamily-SP_COOL | 0 |  |  |  |  | 728.7806 | 0 | 110 | 0 | 0 | 618.7806 | 818.399 |  | kWh | 0.34567 | 0 | Residential | [7 empty] | 15 | 0.67 |  |  |  | 1 | 4 | 0 | 0 | 0 | 0 | 0 | 0 | 0 | 0 | 0 | 0 | 2009 Qtr 1: 0; 2009 Qtr 2: 0; 2009 Qtr 3: 0; 2009 Qtr 4: 4; 2010 Qtr 1: 0; 2010 Qtr 2: 0; 2010 Qtr 3: 0; 2010 Qtr 4: 0; 2011 Qtr 1: 0; 2011 Qtr 2: 0; 2011 Qtr 3: 0; 2011 Qtr 4: 0 | 4
0 | 253024-Res. Refr. Charge QI: Early Ret. |  | System | Residential | 26-SFM-ResidentialSingleFamily-SP_COOL | 0 |  |  |  |  | 10.3583 | 0 | 35.19 | 0 | 0 | -24.8317 | 111.621 |  | kWh | 0.076051 | -0.038582 | Residential |  | Winter Only | [5 empty] | 10 | 0.78 |  |  |  | 0 | 4 | 0 | 0 | 0 | 0 | 0 | 0 | 0 | 0 | 0 | 0 | 2009 Qtr 1: 0; 2009 Qtr 2: 0; 2009 Qtr 3: 0; 2009 Qtr 4: 4; 2010 Qtr 1: 0; 2010 Qtr 2: 0; 2010 Qtr 3: 0; 2010 Qtr 4: 0; 2011 Qtr 1: 0; 2011 Qtr 2: 0; 2011 Qtr 3: 0; 2011 Qtr 4: 0 | 4
0 | 253024-Res. Refr. Charge QI: Early Ret. |  | System | Residential | 26-SFM-ResidentialSingleFamily-SP_COOL | 0 |  |  |  |  | 10.3583 | 0 | 35.19 | 0 | 0 | -24.8317 | 111.621 |  | kWh | 0.076051 | -0.038582 | Residential |  | Winter Only | [5 empty] | 10 | 0.78 |  |  |  | 0 | 5 | 0 | 0 | 0 | 0 | 0 | 0 | 0 | 0 | 0 | 0 | 2009 Qtr 1: 0; 2009 Qtr 2: 0; 2009 Qtr 3: 0; 2009 Qtr 4: 5; 2010 Qtr 1: 0; 2010 Qtr 2: 0; 2010 Qtr 3: 0; 2010 Qtr 4: 0; 2011 Qtr 1: 0; 2011 Qtr 2: 0; 2011 Qtr 3: 0; 2011 Qtr 4: 0 | 5
0 | 253022-Res. Refr. Charge QI: Repl. on Failure |  | System | Residential | 26-SFM-ResidentialSingleFamily-SP_COOL | 0 |  |  |  |  | 10.3583 | 0 | 35.19 | 0 | 0 | -24.8317 | 111.621 |  | kWh | 0.076051 | -0.038582 | Residential |  | Winter Only | [5 empty] | 10 | 0.78 |  |  |  | 0 | 4 | 0 | 0 | 0 | 0 | 0 | 0 | 0 | 0 | 0 | 0 | 2009 Qtr 1: 0; 2009 Qtr 2: 0; 2009 Qtr 3: 0; 2009 Qtr 4: 4; 2010 Qtr 1: 0; 2010 Qtr 2: 0; 2010 Qtr 3: 0; 2010 Qtr 4: 0; 2011 Qtr 1: 0; 2011 Qtr 2: 0; 2011 Qtr 3: 0; 2011 Qtr 4: 0 | 4
0 | 253024-Res. Refr. Charge QI: Early Ret. |  | System | Residential | 26-SFM-ResidentialSingleFamily-SP_COOL | 0 |  |  |  |  | 10.3583 | 0 | 35.19 | 0 | 0 | -24.8317 | 111.621 |  | kWh | 0.076051 | -0.038582 | Residential |  | Winter Only | [5 empty] | 10 | 0.78 |  |  |  | 0 | 5 | 0 | 0 | 0 | 0 | 0 | 0 | 0 | 0 | 0 | 0 | 2009 Qtr 1: 0; 2009 Qtr 2: 0; 2009 Qtr 3: 0; 2009 Qtr 4: 5; 2010 Qtr 1: 0; 2010 Qtr 2: 0; 2010 Qtr 3: 0; 2010 Qtr 4: 0; 2011 Qtr 1: 0; 2011 Qtr 2: 0; 2011 Qtr 3: 0; 2011 Qtr 4: 0 | 5
0 | 253022-Res. Refr. Charge QI: Repl. on Failure |  | System | Residential | 26-SFM-ResidentialSingleFamily-SP_COOL | 0 |  |  |  |  | 10.3583 | 0 | 35.19 | 0 | 0 | -24.8317 | 111.621 |  | kWh | 0.076051 | -0.038582 | Residential |  | Winter Only | [5 empty] | 10 | 0.78 |  |  |  | 0 | 4 | 0 | 0 | 0 | 0 | 0 | 0 | 0 | 0 | 0 | 0 | 2009 Qtr 1: 0; 2009 Qtr 2: 0; 2009 Qtr 3: 0; 2009 Qtr 4: 4; 2010 Qtr 1: 0; 2010 Qtr 2: 0; 2010 Qtr 3: 0; 2010 Qtr 4: 0; 2011 Qtr 1: 0; 2011 Qtr 2: 0; 2011 Qtr 3: 0; 2011 Qtr 4: 0 | 4
0 | 253024-Res. Refr. Charge QI: Early Ret. |  | System | Residential | 26-SFM-ResidentialSingleFamily-SP_COOL | 0 |  |  |  |  | 10.3583 | 0 | 35.19 | 0 | 0 | -24.8317 | 111.621 |  | kWh | 0.076051 | -0.038582 | Residential |  | Winter Only | [5 empty] | 10 | 0.78 |  |  |  | 0 | 5 | 0 | 0 | 0 | 0 | 0 | 0 | 0 | 0 | 0 | 0 | 2009 Qtr 1: 0; 2009 Qtr 2: 0; 2009 Qtr 3: 0; 2009 Qtr 4: 5; 2010 Qtr 1: 0; 2010 Qtr 2: 0; 2010 Qtr 3: 0; 2010 Qtr 4: 0; 2011 Qtr 1: 0; 2011 Qtr 2: 0; 2011 Qtr 3: 0; 2011 Qtr 4: 0 | 5
0 | 253021-Res. Refr. Charge QI: Repl. on Failure CZ 6, 7 or 8 |  | System | Residential | 26-SFM-ResidentialSingleFamily-SP_COOL | 0 |  |  |  |  | 10.3583 | 0 | 20.8333 | 0 | 0 | -10.475 | 57.1467 |  | kWh | 0.10312 | -0.050476 | Residential |  | Winter Only | [5 empty] | 10 | 0.78 |  |  |  | 0 | 2 | 0 | 0 | 0 | 0 | 0 | 0 | 0 | 0 | 0 | 0 | 2009 Qtr 1: 0; 2009 Qtr 2: 0; 2009 Qtr 3: 0; 2009 Qtr 4: 2; 2010 Qtr 1: 0; 2010 Qtr 2: 0; 2010 Qtr 3: 0; 2010 Qtr 4: 0; 2011 Qtr 1: 0; 2011 Qtr 2: 0; 2011 Qtr 3: 0; 2011 Qtr 4: 0 | 2
0 | 253021-Res. Refr. Charge QI: Repl. on Failure CZ 6, 7 or 8 |  | System | Residential | 26-SFM-ResidentialSingleFamily-SP_COOL | 0 |  |  |  |  | 10.3583 | 0 | 20.8333 | 0 | 0 | -10.475 | 57.1467 |  | kWh | 0.10312 | -0.050476 | Residential |  | Winter Only | [5 empty] | 10 | 0.78 |  |  |  | 0 | 2 | 0 | 0 | 0 | 0 | 0 | 0 | 0 | 0 | 0 | 0 | 2009 Qtr 1: 0; 2009 Qtr 2: 0; 2009 Qtr 3: 0; 2009 Qtr 4: 2; 2010 Qtr 1: 0; 2010 Qtr 2: 0; 2010 Qtr 3: 0; 2010 Qtr 4: 0; 2011 Qtr 1: 0; 2011 Qtr 2: 0; 2011 Qtr 3: 0; 2011 Qtr 4: 0 | 2
0 | 253022-Res. Refr. Charge QI: Repl. on Failure |  | System | Residential | 26-SFM-ResidentialSingleFamily-SP_COOL | 0 |  |  |  |  | 10.3583 | 0 | 43.9875 | 0 | 0 | -33.6292 | 111.621 |  | kWh | 0.076051 | -0.038582 | Residential |  | Winter Only | [5 empty] | 10 | 0.78 |  |  |  | 0 | 2 | 0 | 0 | 0 | 0 | 0 | 0 | 0 | 0 | 0 | 0 | 2009 Qtr 1: 0; 2009 Qtr 2: 0; 2009 Qtr 3: 0; 2009 Qtr 4: 2; 2010 Qtr 1: 0; 2010 Qtr 2: 0; 2010 Qtr 3: 0; 2010 Qtr 4: 0; 2011 Qtr 1: 0; 2011 Qtr 2: 0; 2011 Qtr 3: 0; 2011 Qtr 4: 0 | 2
0 | 253024-Res. Refr. Charge QI: Early Ret. |  | System | Residential | 26-SFM-ResidentialSingleFamily-SP_COOL | 0 |  |  |  |  | 10.3583 | 0 | 35.19 | 0 | 0 | -24.8317 | 111.621 |  | kWh | 0.076051 | -0.038582 | Residential |  | Winter Only | [5 empty] | 10 | 0.78 |  |  |  | 0 | 3 | 0 | 0 | 0 | 0 | 0 | 0 | 0 | 0 | 0 | 0 | 2009 Qtr 1: 0; 2009 Qtr 2: 0; 2009 Qtr 3: 0; 2009 Qtr 4: 3; 2010 Qtr 1: 0; 2010 Qtr 2: 0; 2010 Qtr 3: 0; 2010 Qtr 4: 0; 2011 Qtr 1: 0; 2011 Qtr 2: 0; 2011 Qtr 3: 0; 2011 Qtr 4: 0 | 3
0 | 253024-Res. Refr. Charge QI: Early Ret. |  | System | Residential | 26-SFM-ResidentialSingleFamily-SP_COOL | 0 |  |  |  |  | 10.3583 | 0 | 35.19 | 0 | 0 | -24.8317 | 111.621 |  | kWh | 0.076051 | -0.038582 | Residential |  | Winter Only | [5 empty] | 10 | 0.78 |  |  |  | 0 | 4 | 0 | 0 | 0 | 0 | 0 | 0 | 0 | 0 | 0 | 0 | 2009 Qtr 1: 0; 2009 Qtr 2: 0; 2009 Qtr 3: 0; 2009 Qtr 4: 4; 2010 Qtr 1: 0; 2010 Qtr 2: 0; 2010 Qtr 3: 0; 2010 Qtr 4: 0; 2011 Qtr 1: 0; 2011 Qtr 2: 0; 2011 Qtr 3: 0; 2011 Qtr 4: 0 | 4
0 | 253024-Res. Refr. Charge QI: Early Ret. |  | System | Residential | 26-SFM-ResidentialSingleFamily-SP_COOL | 0 |  |  |  |  | 10.3583 | 0 | 35.19 | 0 | 0 | -24.8317 | 111.621 |  | kWh | 0.076051 | -0.038582 | Residential |  | Winter Only | [5 empty] | 10 | 0.78 |  |  |  | 0 | 5 | 0 | 0 | 0 | 0 | 0 | 0 | 0 | 0 | 0 | 0 | 2009 Qtr 1: 0; 2009 Qtr 2: 0; 2009 Qtr 3: 0; 2009 Qtr 4: 5; 2010 Qtr 1: 0; 2010 Qtr 2: 0; 2010 Qtr 3: 0; 2010 Qtr 4: 0; 2011 Qtr 1: 0; 2011 Qtr 2: 0; 2011 Qtr 3: 0; 2011 Qtr 4: 0 | 5
0 | 253023-Res. Refr. Charge QI: Early Ret. |  | System | Residential | 26-SFM-ResidentialSingleFamily-SP_COOL | 0 |  |  |  |  | 10.3583 | 0 | 20.8333 | 0 | 0 | -10.475 | 57.1467 |  | kWh | 0.10312 | -0.050476 | Residential |  | Winter Only | [5 empty] | 10 | 0.78 |  |  |  | 0 | 2 | 0 | 0 | 0 | 0 | 0 | 0 | 0 | 0 | 0 | 0 | 2009 Qtr 1: 0; 2009 Qtr 2: 0; 2009 Qtr 3: 0; 2009 Qtr 4: 2; 2010 Qtr 1: 0; 2010 Qtr 2: 0; 2010 Qtr 3: 0; 2010 Qtr 4: 0; 2011 Qtr 1: 0; 2011 Qtr 2: 0; 2011 Qtr 3: 0; 2011 Qtr 4: 0 | 2
0 | 253022-Res. Refr. Charge QI: Repl. on Failure |  | System | Residential | 26-SFM-ResidentialSingleFamily-SP_COOL | 0 |  |  |  |  | 10.3583 | 0 | 35.19 | 0 | 0 | -24.8317 | 111.621 |  | kWh | 0.076051 | -0.038582 | Residential |  | Winter Only | [5 empty] | 10 | 0.78 |  |  |  | 0 | 4 | 0 | 0 | 0 | 0 | 0 | 0 | 0 | 0 | 0 | 0 | 2009 Qtr 1: 0; 2009 Qtr 2: 0; 2009 Qtr 3: 0; 2009 Qtr 4: 4; 2010 Qtr 1: 0; 2010 Qtr 2: 0; 2010 Qtr 3: 0; 2010 Qtr 4: 0; 2011 Qtr 1: 0; 2011 Qtr 2: 0; 2011 Qtr 3: 0; 2011 Qtr 4: 0 | 4
0 | 253024-Res. Refr. Charge QI: Early Ret. |  | System | Residential | 26-SFM-ResidentialSingleFamily-SP_COOL | 0 |  |  |  |  | 10.3583 | 0 | 35.19 | 0 | 0 | -24.8317 | 111.621 |  | kWh | 0.076051 | -0.038582 | Residential |  | Winter Only | [5 empty] | 10 | 0.78 |  |  |  | 0 | 3 | 0 | 0 | 0 | 0 | 0 | 0 | 0 | 0 | 0 | 0 | 2009 Qtr 1: 0; 2009 Qtr 2: 0; 2009 Qtr 3: 0; 2009 Qtr 4: 3; 2010 Qtr 1: 0; 2010 Qtr 2: 0; 2010 Qtr 3: 0; 2010 Qtr 4: 0; 2011 Qtr 1: 0; 2011 Qtr 2: 0; 2011 Qtr 3: 0; 2011 Qtr 4: 0 | 3
0 | 253022-Res. Refr. Charge QI: Repl. on Failure |  | System | Residential | 26-SFM-ResidentialSingleFamily-SP_COOL | 0 |  |  |  |  | 10.3583 | 0 | 35.19 | 0 | 0 | -24.8317 | 111.621 |  | kWh | 0.076051 | -0.038582 | Residential |  | Winter Only | [5 empty] | 10 | 0.78 |  |  |  | 0 | 3 | 0 | 0 | 0 | 0 | 0 | 0 | 0 | 0 | 0 | 0 | 2009 Qtr 1: 0; 2009 Qtr 2: 0; 2009 Qtr 3: 0; 2009 Qtr 4: 3; 2010 Qtr 1: 0; 2010 Qtr 2: 0; 2010 Qtr 3: 0; 2010 Qtr 4: 0; 2011 Qtr 1: 0; 2011 Qtr 2: 0; 2011 Qtr 3: 0; 2011 Qtr 4: 0 | 3
0 | 253022-Res. Refr. Charge QI: Repl. on Failure |  | System | Residential | 26-SFM-ResidentialSingleFamily-SP_COOL | 0 |  |  |  |  | 10.3583 | 0 | 35.19 | 0 | 0 | -24.8317 | 111.621 |  | kWh | 0.076051 | -0.038582 | Residential |  | Winter Only | [5 empty] | 10 | 0.78 |  |  |  | 0 | 3 | 0 | 0 | 0 | 0 | 0 | 0 | 0 | 0 | 0 | 0 | 2009 Qtr 1: 0; 2009 Qtr 2: 0; 2009 Qtr 3: 0; 2009 Qtr 4: 3; 2010 Qtr 1: 0; 2010 Qtr 2: 0; 2010 Qtr 3: 0; 2010 Qtr 4: 0; 2011 Qtr 1: 0; 2011 Qtr 2: 0; 2011 Qtr 3: 0; 2011 Qtr 4: 0 | 3
0 | 253024-Res. Refr. Charge QI: Early Ret. |  | System | Residential | 26-SFM-ResidentialSingleFamily-SP_COOL | 0 |  |  |  |  | 10.3583 | 0 | 35.19 | 0 | 0 | -24.8317 | 111.621 |  | kWh | 0.076051 | -0.038582 | Residential |  | Winter Only | [5 empty] | 10 | 0.78 |  |  |  | 0 | 2 | 0 | 0 | 0 | 0 | 0 | 0 | 0 | 0 | 0 | 0 | 2009 Qtr 1: 0; 2009 Qtr 2: 0; 2009 Qtr 3: 0; 2009 Qtr 4: 2; 2010 Qtr 1: 0; 2010 Qtr 2: 0; 2010 Qtr 3: 0; 2010 Qtr 4: 0; 2011 Qtr 1: 0; 2011 Qtr 2: 0; 2011 Qtr 3: 0; 2011 Qtr 4: 0 | 2
0 | 253024-Res. Refr. Charge QI: Early Ret. |  | System | Residential | 26-SFM-ResidentialSingleFamily-SP_COOL | 0 |  |  |  |  | 10.3583 | 0 | 43.9875 | 0 | 0 | -33.6292 | 111.621 |  | kWh | 0.076051 | -0.038582 | Residential |  | Winter Only | [5 empty] | 10 | 0.78 |  |  |  | 0 | 2 | 0 | 0 | 0 | 0 | 0 | 0 | 0 | 0 | 0 | 0 | 2009 Qtr 1: 0; 2009 Qtr 2: 0; 2009 Qtr 3: 0; 2009 Qtr 4: 2; 2010 Qtr 1: 0; 2010 Qtr 2: 0; 2010 Qtr 3: 0; 2010 Qtr 4: 0; 2011 Qtr 1: 0; 2011 Qtr 2: 0; 2011 Qtr 3: 0; 2011 Qtr 4: 0 | 2
0 | 253022-Res. Refr. Charge QI: Repl. on Failure |  | System | Residential | 26-SFM-ResidentialSingleFamily-SP_COOL | 0 |  |  |  |  | 10.3583 | 0 | 41.055 | 0 | 0 | -30.6967 | 111.621 |  | kWh | 0.076051 | -0.038582 | Residential |  | Winter Only | [5 empty] | 10 | 0.78 |  |  |  | 0 | 3 | 0 | 0 | 0 | 0 | 0 | 0 | 0 | 0 | 0 | 0 | 2009 Qtr 1: 0; 2009 Qtr 2: 0; 2009 Qtr 3: 0; 2009 Qtr 4: 3; 2010 Qtr 1: 0; 2010 Qtr 2: 0; 2010 Qtr 3: 0; 2010 Qtr 4: 0; 2011 Qtr 1: 0; 2011 Qtr 2: 0; 2011 Qtr 3: 0; 2011 Qtr 4: 0 | 3
0 | 253024-Res. Refr. Charge QI: Early Ret. |  | System | Residential | 26-SFM-ResidentialSingleFamily-SP_COOL | 0 |  |  |  |  | 10.3583 | 0 | 35.19 | 0 | 0 | -24.8317 | 111.621 |  | kWh | 0.076051 | -0.038582 | Residential |  | Winter Only | [5 empty] | 10 | 0.78 |  |  |  | 0 | 4 | 0 | 0 | 0 | 0 | 0 | 0 | 0 | 0 | 0 | 0 | 2009 Qtr 1: 0; 2009 Qtr 2: 0; 2009 Qtr 3: 0; 2009 Qtr 4: 4; 2010 Qtr 1: 0; 2010 Qtr 2: 0; 2010 Qtr 3: 0; 2010 Qtr 4: 0; 2011 Qtr 1: 0; 2011 Qtr 2: 0; 2011 Qtr 3: 0; 2011 Qtr 4: 0 | 4
0 | 253024-Res. Refr. Charge QI: Early Ret. |  | System | Residential | 26-SFM-ResidentialSingleFamily-SP_COOL | 0 |  |  |  |  | 10.3583 | 0 | 43.9875 | 0 | 0 | -33.6292 | 111.621 |  | kWh | 0.076051 | -0.038582 | Residential |  | Winter Only | [5 empty] | 10 | 0.78 |  |  |  | 0 | 2 | 0 | 0 | 0 | 0 | 0 | 0 | 0 | 0 | 0 | 0 | 2009 Qtr 1: 0; 2009 Qtr 2: 0; 2009 Qtr 3: 0; 2009 Qtr 4: 2; 2010 Qtr 1: 0; 2010 Qtr 2: 0; 2010 Qtr 3: 0; 2010 Qtr 4: 0; 2011 Qtr 1: 0; 2011 Qtr 2: 0; 2011 Qtr 3: 0; 2011 Qtr 4: 0 | 2
0 | 253022-Res. Refr. Charge QI: Repl. on Failure |  | System | Residential | 26-SFM-ResidentialSingleFamily-SP_COOL | 0 |  |  |  |  | 10.3583 | 0 | 35.19 | 0 | 0 | -24.8317 | 111.621 |  | kWh | 0.076051 | -0.038582 | Residential |  | Winter Only | [5 empty] | 10 | 0.78 |  |  |  | 0 | 3 | 0 | 0 | 0 | 0 | 0 | 0 | 0 | 0 | 0 | 0 | 2009 Qtr 1: 0; 2009 Qtr 2: 0; 2009 Qtr 3: 0; 2009 Qtr 4: 3; 2010 Qtr 1: 0; 2010 Qtr 2: 0; 2010 Qtr 3: 0; 2010 Qtr 4: 0; 2011 Qtr 1: 0; 2011 Qtr 2: 0; 2011 Qtr 3: 0; 2011 Qtr 4: 0 | 3
0 | 253022-Res. Refr. Charge QI: Repl. on Failure |  | System | Residential | 26-SFM-ResidentialSingleFamily-SP_COOL | 0 |  |  |  |  | 10.3583 | 0 | 35.19 | 0 | 0 | -24.8317 | 111.621 |  | kWh | 0.076051 | -0.038582 | Residential |  | Winter Only | [5 empty] | 10 | 0.78 |  |  |  | 0 | 5 | 0 | 0 | 0 | 0 | 0 | 0 | 0 | 0 | 0 | 0 | 2009 Qtr 1: 0; 2009 Qtr 2: 0; 2009 Qtr 3: 0; 2009 Qtr 4: 5; 2010 Qtr 1: 0; 2010 Qtr 2: 0; 2010 Qtr 3: 0; 2010 Qtr 4: 0; 2011 Qtr 1: 0; 2011 Qtr 2: 0; 2011 Qtr 3: 0; 2011 Qtr 4: 0 | 5
Do NOT enter program data in this row or below. The Spreadsheet will not evaluate any such data. | bar: 2012 Qtr 1; 2014 Qtr 2 to 2014 Qtr 4; 2016 Qtr 2 to 2016 Qtr 4; 2018 Qtr 2 to 2018 Qtr 4
Lists of Dimensions and their Labels
|  |  | Climate Zones | Sectors | End Use Validation List |  | Measure Types for Measure Life | Measure Types for NTGR | Gas Sector | Gas Savings Profile | Combustor Type
|  |  | 7 | RES | res:DEER:Indoor_CFL_Ltg |  | NONRESIDENTIAL MEASURES: |  | Residential | Summer Only | Large Boilers (>100 MMBtu/hr Heat Input):Uncontrolled
|  |  | 10 | NON_RES | res:DEER:Indoor_CFL_Ltg |  | **************************************************************** | Appliance early retirement and replacement 0.80 | Commercial | Winter Only | Large Boilers (>100 MMBtu/hr Heat Input):Controlled Low NOx Burner
|  |  | 14 | Residential | res:DEER:Indoor_CFL_Ltg |  | Ballast – Dimmable: NR - 11 | California Home Energy Efficiency Rating System (CHEERS) | Core | Annual | Large Boilers (>100 MMBtu/hr Heat Input):Controlled – Flue Gas Recirculation
|  |  | 15 | Commercial | res:DEER:Indoor_CFL_Ltg |  | Ballast – Electronic: NR - 11 | Residential Audits 0.72 |  |  | Small Boilers (<100 MMBtu/hr Heat Input):Uncontrolled
|  |  | System | Industrial | res:DEER:Indoor_CFL_Ltg |  | Fluorescent Fixture – T8: C/I/A - 11 | Refrigerator Recycling 0.35 |  |  | Small Boilers (<100 MMBtu/hr Heat Input):Controlled Low NOx Burner
|  |  |  | Agricultural | res:DEER:RefgFrzr_HighEff |  | Fixture: T8 Lamp & Electronic Ballast: C/I/A - 11 | Freezer Recycling 0.54 |  |  | Small Boilers (<100 MMBtu/hr Heat Input):Controlled – Flue Gas Recirculation
|  |  |  | Not Used | res:DEER:RefgFrzr_HighEff |  | T8 Fixtures – 17 Watt Lamp, 2ft or 32-watt Lamp, 4ft 11 | Residential Contractor Program 0.89 |  |  | Residential Furnaces (<0.3):Uncontrolled
[5 empty] | res:DEER:RefgFrzr_HighEff |  | T8 Lamps: C/I/A - 5 | Emerging Technologies 0.83
[5 empty] | res:DEER:RefgFrzr_HighEff |  | High Efficiency Lighting (HID): NR - 16 | All other residential programs 0.80
[5 empty] | res:DEER:RefgFrzr_HighEff |  | High Output T5 Fixture: NR - 16 |  | Electric Rate | Gas Rate
[5 empty] | res:DEER:RefgFrzr_Recyc-Conditioned |  | Indoor or Outdoor Lighting System Modification: NR - 13.5 | Advanced water heating systems 1.00 | Residential | 0
[5 empty] | res:DEER:RefgFrzr_Recyc-Conditioned |  | Lighting Controls: NR - 16 | Agricultural and Dairy Incentives 0.75 | Commercial | Residential
[5 empty] | res:DEER:RefgFrzr_Recyc-Conditioned |  | Daylighting Controls; NR - 16 | Coin Laundry and Dry Cleaner Education 0.70 | Not Used | Not Used
[5 empty] | res:DEER:RefgFrzr_Recyc-Conditioned |  | Lighting Power Density: NR - 11 | Commercial and agricultural information, tools, or design assistance services | Not Used
[5 empty] | res:DEER:RefgFrzr_Recyc-Conditioned |  | Exit Sign – CF Hardware Kit/LED/ Electro-Luminescent: NR - 16 | Comprehensive Space Conditioning 1.00 | Not Used
[5 empty] | res:DEER:RefgFrzr_Recyc-UnConditioned |  | Occupancy Sensor: NR - 8 | Lodging Education 0.70
[5 empty] | res:DEER:RefgFrzr_Recyc-UnConditioned |  | Photocell: NR - 8 | Express Efficiency (rebates) 0.96
[5 empty] | res:DEER:RefgFrzr_Recyc-UnConditioned |  | Time Clock – Lighting: NR - 8 | Energy Management Services, including audits (for small and medium customers)
[5 empty] | res:DEER:RefgFrzr_Recyc-UnConditioned |  | Induction Lamps: NR - 2 | Food Services Equipment Retrofit 1.00
[5 empty] | res:DEER:RefgFrzr_Recyc-UnConditioned |  | Induction Fixture: NR - 16 | Industrial Information and Services 0.74
[5 empty] | res:DEER:HVAC_Eff_AC |  | Delamp/reflectors: C/I - 11 | Large Standard Performance Contract 0.70
[5 empty] | res:DEER:HVAC_Eff_AC |  | Optical Reflectors- new construction: Ind, NRNC - 12 | All other nonresidential programs 0.80
[5 empty] | res:DEER:HVAC_Eff_AC |  | Optical Reflectors- retrofit: NR - 10 | New Construction
[5 empty] | res:DEER:HVAC_Eff_AC |  | HID fixture: Interior, >= 176 Watts lamp: Ind - 16 | Industrial and Agricultural Process 0.94
[5 empty] | res:DEER:HVAC_Eff_AC |  | HID fixture: Interior, 251-400 Watt lamp: Com - 16 | Industrial new construction incentives 0.62
[5 empty] | res:DEER:HVAC_Duct_Sealing |  | CFL Fixture: Pin based CFL fixture: Com - 12.0 | Savings by Design 0.82
[5 empty] | res:DEER:HVAC_Duct_Sealing |  | Screw-in CFL: Education - Primary School: NR - 5.6 | All other new construction programs 0.80
[5 empty] | res:DEER:HVAC_Duct_Sealing |  | Screw-in CFL: Education - Secondary School: NR - 3.5 | Large Standard Performance Contract 0.7011
[5 empty] | res:DEER:HVAC_Duct_Sealing |  | Screw-in CFL: Education - Community College: NR - 2.1 | Savings by Design 0.8212
[5 empty] | res:DEER:HVAC_Duct_Sealing |  | Screw-in CFL: Education - University: NR - 2.6 | Codes and Standards
[5 empty] | res:DEER:HVAC_Refrig_Charge |  | Screw-in CFL: Grocery: NR - 1.4
[5 empty] | res:DEER:HVAC_Refrig_Charge |  | Screw-in CFL: Health/Medical - Hospital: NR - 0.9
[5 empty] | res:DEER:HVAC_Refrig_Charge |  | Screw-in CFL: Health/Medical - Nursing Home: NR - 0.9
[5 empty] | res:DEER:HVAC_Refrig_Charge |  | Screw-in CFL: Lodging - Hotel: NR - 0.9
[5 empty] | res:DEER:HVAC_Refrig_Charge |  | Screw-in CFL: Lodging - Motel: NR - 0.9
[5 empty] | res:DEER:Refg_Chrg_Duct_Seal |  | Screw-in CFL: Lodging - Guest Rooms: NR - 7.0
[5 empty] | res:DEER:Refg_Chrg_Duct_Seal |  | Screw-in CFL: Manufacturing - Light Industrial: NR - 2.8
[5 empty] | res:DEER:Refg_Chrg_Duct_Seal |  | Screw-in CFL: Office - Large: NR - 2.9
[5 empty] | res:DEER:Refg_Chrg_Duct_Seal |  | Screw-in CFL: Office - Small: NR - 3.2
[5 empty] | res:DEER:Refg_Chrg_Duct_Seal |  | Screw-in CFL: Restaurant - Sit-Down: NR - 2.3
[5 empty] | res:DEER:RefgFrzr_Recycling |  | Screw-in CFL: Restaurant - Fast-Food: NR - 1.3
[5 empty] | res:DEER:RefgFrzr_Recycling |  | Screw-in CFL: Retail - 3-Story Large: NR - 1.9
[5 empty] | res:DEER:RefgFrzr_Recycling |  | Screw-in CFL: Retail - Single-Story Large: NR - 1.8
[5 empty] | res:DEER:RefgFrzr_Recycling |  | Screw-in CFL: Retail - Small: NR - 2.1
[5 empty] | res:DEER:RefgFrzr_Recycling |  | Screw-in CFL: Storage - Conditioned: NR - 2.8
[5 empty] | NON_res:DEER:Indoor_CFL_Ltg |  | Screw-in CFL: Storage - Unconditioned: NR - 2.8
[5 empty] | NON_res:DEER:Indoor_CFL_Ltg |  | Screw-in CFL: Warehouse - Refrigerated: NR - 3.1
NON_res:DEER:Indoor_CFL_Ltg
[5 empty] | NON_res:DEER:Indoor_CFL_Ltg |  | HVAC/Refrigeration – SPC: NR - 16
[5 empty] | NON_res:DEER:Indoor_CFL_Ltg |  | Chiller – High Efficiency: NR - 20
[5 empty] | NON_res:DEER:Indoor_Non-CFL_Ltg |  | Chiller – Variable Speed Drive: NR - 20
[5 empty] | NON_res:DEER:Indoor_Non-CFL_Ltg |  | Water Cooled Chillers: NR - 20
[5 empty] | NON_res:DEER:Indoor_Non-CFL_Ltg |  | Air Conditioners – High Efficiency: NR - 15
[5 empty] | NON_res:DEER:Indoor_Non-CFL_Ltg |  | Packaged HVAC Systems: NR - 15
[5 empty] | NON_res:DEER:Indoor_Non-CFL_Ltg |  | Install HVAC EMS: Com - 14
[5 empty] | NON_res:DEER:HVAC_Chillers |  | AC Packaged Terminal Units: NR - 15
[5 empty] | NON_res:DEER:HVAC_Chillers |  | Evaporative Coolers: NR - 15
[5 empty] | NON_res:DEER:HVAC_Chillers |  | Boiler – High Efficiency: NR - 20
[5 empty] | NON_res:DEER:HVAC_Chillers |  | Cooling Towers/Evaporative Condenser: NR - 15
[5 empty] | NON_res:DEER:HVAC_Chillers |  | Heat Pump – Split System: NR - 15
[5 empty] | NON_res:DEER:HVAC_Refrig_Charge |  | Heat Pump with Integrated Water Heating: NR - 10
[5 empty] | NON_res:DEER:HVAC_Refrig_Charge |  | Ground Source Heat Pump: NR - 15
[5 empty] | NON_res:DEER:HVAC_Refrig_Charge |  | Reduce Internal Load: NR - 15
[5 empty] | NON_res:DEER:HVAC_Refrig_Charge |  | Insulation: NR - 20
[5 empty] | NON_res:DEER:HVAC_Refrig_Charge |  | Insulation Package: NR - 20
[5 empty] | NON_res:DEER:HVAC_Split-Package_AC |  | Reflective Window Film: NR - 10
[5 empty] | NON_res:DEER:HVAC_Split-Package_AC |  | Bypass/Delay Timer(lighting): NR - 8
[5 empty] | NON_res:DEER:HVAC_Split-Package_AC |  | Set-Back Thermostat: NR - 11
[5 empty] | NON_res:DEER:HVAC_Split-Package_AC |  | Time Clock - HVAC: NR - 10
[5 empty] | NON_res:DEER:HVAC_Split-Package_AC |  | HVAC/Space Heating/Efficiency (Gas): NR - 18
[5 empty] | NON_res:DEER:HVAC_Duct_Sealing |  | Nonresidential Gas – AC: NR - 20
NON_res:DEER:HVAC_Duct_Sealing
[5 empty] | NON_res:DEER:HVAC_Duct_Sealing |  | Adjustable speed drive, application unknown: Ag - 10
[5 empty] | NON_res:DEER:HVAC_Duct_Sealing |  | Adjustable speed drive, application unknown: Com - 10
[5 empty] | NON_res:DEER:HVAC_Duct_Sealing |  | Adjustable Speed Drive: HVAC fan, 50 HP Max: Com - 10
[5 empty] | 01-ALC-AllCommercial-Cooling |  | Pump repair: Ag - 11
[5 empty] | 01-ALC-AllCommercial-ExtLight |  | Injection molding machines: Ind - 15
[5 empty] | 01-ALC-AllCommercial-IntLight |  | Plastic extusion equipment: Ind - 15
[5 empty] | 01-ALC-AllCommercial-OffEquip |  | Process cooling: Ind - 15
[5 empty] | 01-ALC-AllCommercial-Refrig |  | Process equipment insulation: Ind - 15
01-ALC-AllCommercial-Vent/Fan
[5 empty] | 02-ASM-Assembly-Cooling |  | Horizontal Clothes Washer: NR - 10
[5 empty] | 02-ASM-Assembly-Exit |  | Efficient Dishwashing: NR - 5
[5 empty] | 02-ASM-Assembly-ExtLight |  | Water Heater Controls: NR - 15
[5 empty] | 02-ASM-Assembly-IntLight |  | Cooking measures , Assorted: Com - 12
[5 empty] | 03-BCR-BothResidentialandCommercial-COOL |  | Water Heater – Gas: NR - 15
[5 empty] | 03-BCR-BothResidentialandCommercial-LIT_INT |  | Domestic Hot Water Boiler (Gas): NR - 20
03-BCR-BothResidentialandCommercial-OFF_EQ
[5 empty] | 03-BCR-BothResidentialandCommercial-LIT_EXT |  | Auto Closer for Cooler/Freezer: NR - 8
[5 empty] | 03-BCR-BothResidentialandCommercial-REFG |  | Door Gaskets: NR - 4
[5 empty] | 03-BCR-BothResidentialandCommercial-VENT |  | Floating Head Pressure: NR - 16
[5 empty] | 04-DMO-ResidentialMobileHome–DoubleWide-CL_DRY |  | Heatless Door: NR - 16
[5 empty] | 04-DMO-ResidentialMobileHome–DoubleWide-CL_WASH |  | Humidistat Control for Anti-Sweat Heater: NR - 12
[5 empty] | 04-DMO-ResidentialMobileHome–DoubleWide-DSH_WASH |  | Insulation on Refrigeration Suction Line: NR - 11
[5 empty] | 04-DMO-ResidentialMobileHome–DoubleWide-FREEZ |  | Night Covers for Display Cases: NR - 5
[5 empty] | 04-DMO-ResidentialMobileHome–DoubleWide-LIGHT |  | PSC Evaporator Motor – Walkin/ Display: NR - 15
[5 empty] | 04-DMO-ResidentialMobileHome–DoubleWide-POOL_PMP |  | Refrigeration Case Doors – Glass/Acrylic: NR - 12
[5 empty] | 04-DMO-ResidentialMobileHome–DoubleWide-REFG |  | Refrigerator Case with Doors: NR - 12
[5 empty] | 04-DMO-ResidentialMobileHome–DoubleWide-SP_COOL |  | Refrigerator Condensate Evaporator – Elec/Non Elec: NR - 8
[5 empty] | 04-DMO-ResidentialMobileHome–DoubleWide-SP_HEAT |  | Strip Curtains for Walk-Ins: NR - 4
[5 empty] | 04-DMO-ResidentialMobileHome–DoubleWide-WAT_HEAT |  | Ballast: Electronic, for display case: NR - 11
[5 empty] | 05-ECC-Education–CommunityCollege-COOL |  | Defrost: NR - 16
[5 empty] | 05-ECC-Education–CommunityCollege-LIT_INT |  | FHP & EFF Conditioner: NR - 16
[5 empty] | 05-ECC-Education–CommunityCollege-OFF_EQ |  | High-efficiency Liquid Suction Heat Exchangers: NR - 16
[5 empty] | 05-ECC-Education–CommunityCollege-LIT_EXT |  | Night Shields on Refrigerator and Freezer Cases: NR - 5
[5 empty] | 05-ECC-Education–CommunityCollege-REFG |  | Walk-in Refrigerator or Freezer: Evaporative Fan Controller: NR - 5
[5 empty] | 05-ECC-Education–CommunityCollege-VENT |  | Multiplec Refrigeration Systems/Supermarket Systems: NR - 10
06-EPR-Education–PrimarySchool-COOL
[5 empty] | 06-EPR-Education–PrimarySchool-LIT_INT |  | Kiln/Oven/Furnace: NR - 18
[5 empty] | 06-EPR-Education–PrimarySchool-OFF_EQ |  | Thermal Night Curtains: NR - 5
[5 empty] | 06-EPR-Education–PrimarySchool-LIT_EXT |  | Custom Measures – SPC: NR - 15
[5 empty] | 06-EPR-Education–PrimarySchool-REFG |  | Local Government Partnership: NR - 11
[5 empty] | 06-EPR-Education–PrimarySchool-VENT |  | Audits: NR - 3
[5 empty] | 07-ESE-Education–SecondarySchool-COOL |  | Plug Load Sensor: NR - 10
[5 empty] | 07-ESE-Education–SecondarySchool-LIT_INT |  | Information: NR - 1
[5 empty] | 07-ESE-Education–SecondarySchool-OFF_EQ |  | High Efficiency Motors: NR - 15
[5 empty] | 07-ESE-Education–SecondarySchool-LIT_EXT |  | Process Overhaul: NR - 20
[5 empty] | 07-ESE-Education–SecondarySchool-REFG |  | System Controls: NR - 15
07-ESE-Education–SecondarySchool-VENT
08-EUN-Education–University-COOL
[5 empty] | 08-EUN-Education–University-LIT_INT |  | RESIDENTIAL MEASURES
[5 empty] | 08-EUN-Education–University-OFF_EQ |  | ****************************************************************
[5 empty] | 08-EUN-Education–University-LIT_EXT |  | T8 Fixtures ; lamp or ballast: Res - 15
[5 empty] | 08-EUN-Education–University-REFG |  | Pin based CFL Fixture: Res - 16
[5 empty] | 08-EUN-Education–University-VENT |  | CFL: Indoor Screw in: Res - 9.4
[5 empty] | 09-GRO-Grocery-COOL |  | CFL: Outdoor Screw in: Res - 7
[5 empty] | 09-GRO-Grocery-LIT_INT |  | Torchiere: Res - 9
09-GRO-Grocery-OFF_EQ
[5 empty] | 09-GRO-Grocery-LIT_EXT |  | Air Conditioners with SEER >= 11.0: Res - 18
[5 empty] | 09-GRO-Grocery-REFG |  | Central Air Conditioners: Res - 18
[5 empty] | 09-GRO-Grocery-VENT |  | Duct Testing: Res NC - 18
[5 empty] | 10-HSP-Health/Medical–Hospital-COOL |  | High Energy Efficiency Ducts: Res - 18
[5 empty] | 10-HSP-Health/Medical–Hospital-LIT_INT |  | Whole House Fan: Res - 15
[5 empty] | 10-HSP-Health/Medical–Hospital-OFF_EQ |  | Evaporative Cooler: Res - 15
[5 empty] | 10-HSP-Health/Medical–Hospital-LIT_EXT |  | Glazing - Low E Double / Low Shade Coefficient: Res - 20
[5 empty] | 10-HSP-Health/Medical–Hospital-REFG |  | Heat Pump - Electric: Res - 15
[5 empty] | 10-HSP-Health/Medical–Hospital-VENT |  | Insulation - Ceiling / Floor / Walls: Res - 20
[5 empty] | 11-HTL-Lodging–Hotel(GuestRooms)-COOL |  | A/C with Integrated Water Heating: Res - 10
[5 empty] | 11-HTL-Lodging–Hotel(GuestRooms)-LIT_INT |  | Programmable Thermostat: Res - 12
11-HTL-Lodging–Hotel(GuestRooms)-OFF_EQ
[5 empty] | 11-HTL-Lodging–Hotel(GuestRooms)-LIT_EXT |  | Audits: Res - 3
[5 empty] | 11-HTL-Lodging–Hotel(GuestRooms)-REFG |  | Gas Cooktops: Res - 20
[5 empty] | 11-HTL-Lodging–Hotel(GuestRooms)-VENT |  | Gas Dryer Stub: Res - 18
[5 empty] | 12-MBT-Manufacturing–Bio/Tech-AG_PUMP |  | Energy-Efficient Furnaces: Res - 18
12-MBT-Manufacturing–Bio/Tech-COMP_AIR
[5 empty] | 12-MBT-Manufacturing–Bio/Tech-COOL |  | Refrigerator Recycling: Res - 10
[5 empty] | 12-MBT-Manufacturing–Bio/Tech-LIGHT |  | Refrigerator - Energy Efficient; 20% more efficient: Res - 18
[5 empty] | 12-MBT-Manufacturing–Bio/Tech-MOTOR |  | Refrigerators: Res - 18
12-MBT-Manufacturing–Bio/Tech-PROC_OTH
13-MFM-ResidentialMulti-family-CL_DRY
[5 empty] | 13-MFM-ResidentialMulti-family-CL_WASH |  | GENERIC USEFUL LIVES:
[5 empty] | 13-MFM-ResidentialMulti-family-DSH_WASH |  | ****************************************************************
[5 empty] | 13-MFM-ResidentialMulti-family-FREEZ |  | 0.1
[5 empty] | 13-MFM-ResidentialMulti-family-LIGHT |  | 0.2
[5 empty] | 13-MFM-ResidentialMulti-family-POOL_PMP |  | 0.3
[5 empty] | 13-MFM-ResidentialMulti-family-REFG |  | 0.4
[5 empty] | 13-MFM-ResidentialMulti-family-SP_COOL |  | 0.5
[5 empty] | 13-MFM-ResidentialMulti-family-SP_HEAT |  | 0.6
[5 empty] | 13-MFM-ResidentialMulti-family-WAT_HEAT |  | 0.7
[5 empty] | 14-MLI-Manufacturing–LightIndustry-AG_PUMP |  | 0.8
[5 empty] | 14-MLI-Manufacturing–LightIndustry-COMP_AIR |  | 0.9
[5 empty] | 14-MLI-Manufacturing–LightIndustry-COOL |  | 1
[5 empty] | 14-MLI-Manufacturing–LightIndustry-LIGHT |  | 1.1
[5 empty] | 14-MLI-Manufacturing–LightIndustry-MOTOR |  | 1.2
[5 empty] | 14-MLI-Manufacturing–LightIndustry-PROC_OTH |  | 1.3
[5 empty] | 15-MTL-Lodging–Motel-COOL |  | 1.4
[5 empty] | 15-MTL-Lodging–Motel-LIT_INT |  | 1.5
[5 empty] | 15-MTL-Lodging–Motel-OFF_EQ |  | 1.6
[5 empty] | 15-MTL-Lodging–Motel-LIT_EXT |  | 1.7
[5 empty] | 15-MTL-Lodging–Motel-REFG |  | 1.8
[5 empty] | 15-MTL-Lodging–Motel-VENT |  | 1.9
[5 empty] | 16-NRS-Health/Medical–Clinic-COOL |  | 2
[5 empty] | 16-NRS-Health/Medical–Clinic-LIT_INT |  | 2.1
[5 empty] | 16-NRS-Health/Medical–Clinic-OFF_EQ |  | 2.2
[5 empty] | 16-NRS-Health/Medical–Clinic-LIT_EXT |  | 2.3
[5 empty] | 16-NRS-Health/Medical–Clinic-REFG |  | 2.4
[5 empty] | 16-NRS-Health/Medical–Clinic-VENT |  | 2.5
[5 empty] | 17-OFL-Office–Large-Cooling |  | 2.6
[5 empty] | 17-OFL-Office–Large-ExtLight |  | 2.7
[5 empty] | 17-OFL-Office–Large-IntLight |  | 2.8
[5 empty] | 17-OFL-Office–Large-OffEquip |  | 2.9
[5 empty] | 17-OFL-Office–Large-Refrig |  | 3
[5 empty] | 17-OFL-Office–Large-Vent/Fan |  | 3.1
[5 empty] | 18-OFS-Office–Small-Cooling |  | 3.2
[5 empty] | 18-OFS-Office–Small-ExtLight |  | 3.3
[5 empty] | 18-OFS-Office–Small-IntLight |  | 3.4
[5 empty] | 18-OFS-Office–Small-OffEquip |  | 3.5
[5 empty] | 18-OFS-Office–Small-Refrig |  | 3.6
[5 empty] | 18-OFS-Office–Small-Vent/Fan |  | 3.7
[5 empty] | 19-RES-AllResidential-CL_DRY |  | 3.8
[5 empty] | 19-RES-AllResidential-CL_WASH |  | 3.9
[5 empty] | 19-RES-AllResidential-DSH_WASH |  | 4
[5 empty] | 19-RES-AllResidential-FREEZ |  | 4.1
[5 empty] | 19-RES-AllResidential-LIGHT |  | 4.2
[5 empty] | 19-RES-AllResidential-POOL_PMP |  | 4.3
[5 empty] | 19-RES-AllResidential-REFG |  | 4.4
[5 empty] | 19-RES-AllResidential-SP_COOL |  | 4.5
[5 empty] | 19-RES-AllResidential-SP_HEAT |  | 4.6
[5 empty] | 19-RES-AllResidential-WAT_HEAT |  | 4.7
[5 empty] | 20-RFF-Restaurant–FastFood-Cooling |  | 4.8
[5 empty] | 20-RFF-Restaurant–FastFood-ExtLight |  | 4.9
[5 empty] | 20-RFF-Restaurant–FastFood-IntLight |  | 5
[5 empty] | 20-RFF-Restaurant–FastFood-OffEquip |  | 5.1
[5 empty] | 20-RFF-Restaurant–FastFood-Refrig |  | 5.2
[5 empty] | 20-RFF-Restaurant–FastFood-Vent/Fan |  | 5.3
[5 empty] | 21-RSD-Restaurant–SitDown-COOL |  | 5.4
[5 empty] | 21-RSD-Restaurant–SitDown-LIT_INT |  | 5.5
[5 empty] | 21-RSD-Restaurant–SitDown-OFF_EQ |  | 5.6
[5 empty] | 21-RSD-Restaurant–SitDown-LIT_EXT |  | 5.7
[5 empty] | 21-RSD-Restaurant–SitDown-PROC_OTH |  | 5.8
[5 empty] | 21-RSD-Restaurant–SitDown-REFG |  | 5.9
[5 empty] | 21-RSD-Restaurant–SitDown-VENT |  | 6
[5 empty] | 22-RT3-Retail–3StoryLarge-COOL |  | 6.1
[5 empty] | 22-RT3-Retail–3StoryLarge-LIT_INT |  | 6.2
[5 empty] | 22-RT3-Retail–3StoryLarge-OFF_EQ |  | 6.3
[5 empty] | 22-RT3-Retail–3StoryLarge-LIT_EXT |  | 6.4
[5 empty] | 22-RT3-Retail–3StoryLarge-REFG |  | 6.5
[5 empty] | 22-RT3-Retail–3StoryLarge-VENT |  | 6.6
[5 empty] | 23-RTL-Retail–SingleStorylarge-COOL |  | 6.7
[5 empty] | 23-RTL-Retail–SingleStorylarge-LIT_INT |  | 6.8
[5 empty] | 23-RTL-Retail–SingleStorylarge-OFF_EQ |  | 6.9
[5 empty] | 23-RTL-Retail–SingleStorylarge-LIT_EXT |  | 7
[5 empty] | 23-RTL-Retail–SingleStorylarge-REFG |  | 7.1
[5 empty] | 23-RTL-Retail–SingleStorylarge-VENT |  | 7.2
[5 empty] | 24-RTS-Retail–Small-COOL |  | 7.3
[5 empty] | 24-RTS-Retail–Small-LIT_INT |  | 7.4
[5 empty] | 24-RTS-Retail–Small-OFF_EQ |  | 7.5
[5 empty] | 24-RTS-Retail–Small-LIT_EXT |  | 7.6
[5 empty] | 24-RTS-Retail–Small-REFG |  | 7.7
[5 empty] | 24-RTS-Retail–Small-VENT |  | 7.8
[5 empty] | 25-SCN-Storage–Conditioned-Cooling |  | 7.9
[5 empty] | 25-SCN-Storage–Conditioned-Exit |  | 8
[5 empty] | 25-SCN-Storage–Conditioned-ExtLight |  | 8.1
[5 empty] | 26-SFM-ResidentialSingleFamily-CL_DRY |  | 8.2
[5 empty] | 26-SFM-ResidentialSingleFamily-CL_WASH |  | 8.3
[5 empty] | 26-SFM-ResidentialSingleFamily-DSH_WASH |  | 8.4
[5 empty] | 26-SFM-ResidentialSingleFamily-FREEZ |  | 8.5
[5 empty] | 26-SFM-ResidentialSingleFamily-LIGHT |  | 8.6
[5 empty] | 26-SFM-ResidentialSingleFamily-POOL_PMP |  | 8.7
[5 empty] | 26-SFM-ResidentialSingleFamily-REFG |  | 8.8
[5 empty] | 26-SFM-ResidentialSingleFamily-SP_COOL |  | 8.9
[5 empty] | 26-SFM-ResidentialSingleFamily-SP_HEAT |  | 9
[5 empty] | 26-SFM-ResidentialSingleFamily-WAT_HEAT |  | 9.1
[5 empty] | 27-SMO-ResidentialMobileHome–SingleWide-CL_DRY |  | 9.2
[5 empty] | 27-SMO-ResidentialMobileHome–SingleWide-CL_WASH |  | 9.3
[5 empty] | 27-SMO-ResidentialMobileHome–SingleWide-DSH_WASH |  | 9.4
[5 empty] | 27-SMO-ResidentialMobileHome–SingleWide-FREEZ |  | 9.5
[5 empty] | 27-SMO-ResidentialMobileHome–SingleWide-LIGHT |  | 9.6
[5 empty] | 27-SMO-ResidentialMobileHome–SingleWide-POOL_PMP |  | 9.7
[5 empty] | 27-SMO-ResidentialMobileHome–SingleWide-REFG |  | 9.8
[5 empty] | 27-SMO-ResidentialMobileHome–SingleWide-SP_COOL |  | 9.9
[5 empty] | 27-SMO-ResidentialMobileHome–SingleWide-SP_HEAT |  | 10
[5 empty] | 27-SMO-ResidentialMobileHome–SingleWide-WAT_HEAT |  | 10.1
[5 empty] | 28-SUN-Storage–Unconditioned-Exit |  | 10.2
[5 empty] | 28-SUN-Storage–Unconditioned-ExtLight |  | 10.3
[5 empty] | 29-WRF-Storage–Refrigerated-Cooling |  | 10.4
[5 empty] | 29-WRF-Storage–Refrigerated-Exit |  | 10.5
[5 empty] | 29-WRF-Storage–Refrigerated-ExtLight |  | 10.6
[5 empty] | 30-S20-SIC20Food&KindredProducts-AG_PUMP |  | 10.7
[5 empty] | 30-S20-SIC20Food&KindredProducts-COMP_AIR |  | 10.8
[5 empty] | 30-S20-SIC20Food&KindredProducts-COOL |  | 10.9
[5 empty] | 30-S20-SIC20Food&KindredProducts-LIGHT |  | 11
[5 empty] | 30-S20-SIC20Food&KindredProducts-MOTOR |  | 11.1
[5 empty] | 30-S20-SIC20Food&KindredProducts-PROC_OTH |  | 11.2
[5 empty] | 31-S26-SIC26Paper&AlliedProducts-AG_PUMP |  | 11.3
[5 empty] | 31-S26-SIC26Paper&AlliedProducts-COMP_AIR |  | 11.4
[5 empty] | 31-S26-SIC26Paper&AlliedProducts-COOL |  | 11.5
[5 empty] | 31-S26-SIC26Paper&AlliedProducts-LIGHT |  | 11.6
[5 empty] | 31-S26-SIC26Paper&AlliedProducts-MOTOR |  | 11.7
[5 empty] | 31-S26-SIC26Paper&AlliedProducts-PROC_OTH |  | 11.8
[5 empty] | 32-S28-SIC28Chemicals&AlliedProducts-AG_PUMP |  | 11.9
[5 empty] | 32-S28-SIC28Chemicals&AlliedProducts-COMP_AIR |  | 12
[5 empty] | 32-S28-SIC28Chemicals&AlliedProducts-COOL |  | 12.1
[5 empty] | 32-S28-SIC28Chemicals&AlliedProducts-LIGHT |  | 12.2
[5 empty] | 32-S28-SIC28Chemicals&AlliedProducts-MOTOR |  | 12.3
[5 empty] | 32-S28-SIC28Chemicals&AlliedProducts-PROC_OTH |  | 12.4
[5 empty] | 33-S29-SIC29Petroleum&CoalProducts-AG_PUMP |  | 12.5
[5 empty] | 33-S29-SIC29Petroleum&CoalProducts-COMP_AIR |  | 12.6
[5 empty] | 33-S29-SIC29Petroleum&CoalProducts-COOL |  | 12.7
[5 empty] | 33-S29-SIC29Petroleum&CoalProducts-LIGHT |  | 12.8
[5 empty] | 33-S29-SIC29Petroleum&CoalProducts-MOTOR |  | 12.9
[5 empty] | 33-S29-SIC29Petroleum&CoalProducts-PROC_OTH |  | 13
[5 empty] | 34-S33-SIC33Metals-AG_PUMP |  | 13.1
[5 empty] | 34-S33-SIC33Metals-COMP_AIR |  | 13.2
[5 empty] | 34-S33-SIC33Metals-COOL |  | 13.3
[5 empty] | 34-S33-SIC33Metals-LIGHT |  | 13.4
[5 empty] | 34-S33-SIC33Metals-MOTOR |  | 13.5
[5 empty] | 34-S33-SIC33Metals-PROC_OTH |  | 13.6
[5 empty] | 35-OTI-OtherIndustrial-AG_PUMP |  | 13.7
[5 empty] | 35-OTI-OtherIndustrial-COMP_AIR |  | 13.8
[5 empty] | 35-OTI-OtherIndustrial-COOL |  | 13.9
[5 empty] | 35-OTI-OtherIndustrial-LIGHT |  | 14
[5 empty] | 35-OTI-OtherIndustrial-MOTOR |  | 14.1
[5 empty] | 35-OTI-OtherIndustrial-PROC_OTH |  | 14.2
[5 empty] | 36-GST-Lodging-GuestRooms-Cooling |  | 14.3
[5 empty] | 36-GST-Lodging-GuestRooms-ExtLight |  | 14.4
[5 empty] | 36-GST-Lodging-GuestRooms-IntLight |  | 14.5
[5 empty] | 36-GST-Lodging-GuestRooms-OffEquip |  | 14.6
[5 empty] | 36-GST-Lodging-GuestRooms-Refrig |  | 14.7
[5 empty] | 36-GST-Lodging-GuestRooms-Vent/Fan |  | 14.8
14.9
15
15.1
15.2
15.3
15.4
15.5
15.6
15.7
15.8
15.9
16
16.1
16.2
16.3
16.4
16.5
16.6
16.7
16.8
16.9
17
17.1
17.2
17.3
17.4
17.5
17.6
17.7
17.8
17.9
18
18.1
18.2
18.3
18.4
18.5
18.6
18.7
18.8
18.9
19
19.1
19.2
19.3
19.4
19.5
19.6
19.7
19.8
19.9
20
21
22
23
24
25
26
27
28
29
30
Last Row Used is above