## Export
PROGRAM NAME | 0
BUDGET
Administrative Costs
Overhead and G&A | 0
Other Administrative Costs | 0
Marketing/Outreach | 0
Direct Implementation
d.i. User Input Incentive (No rebates) | 0
d.ii. Rebate | 0
d.iii. Direct Install Labor | 0
d.iv. Direct Install Materials | 0
d.v. Upstream payments | 184512.5702
Activity | 0
Installation | 0
Hardware & Materials | 0
Rebate Processing & Inspection | 0
EM&V Costs | 0
Budget | 184512.5702
Costs recovered from other sources | 0
Budget (plus other costs) | 184512.5702
PROGRAM IMPACTS
Program Reductions for Measures installed through 2011
User Entered kW (kW) | 471.6901
Net Jul-Sept Peak (kW) | 382.6563
Net Dec-Feb Peak (kW) | 31.7488
Net NCP (kW) | 701.0909
Net CEC (kW) | 0
Annual Net kWh | 457065.6421
Lifecycle Net kWh | 6630675.8198
Annual Net Therms | -8.9998
Lifecycle Net Therms | 7.616
Cost Effectiveness for all measures installed through 2015
TRC
Costs | 871379.1598
Electric Benefits | 935754.2814
Gas Benefits | -15.1811
Net Benefits (NPV) | 64359.9405
BC Ratio | 1.0739
PAC
Costs | 169794.2543
Electric Benefits | 935754.2814
Gas Benefits | -15.1811
Net Benefits (NPV) | 765944.846
BC Ratio | 5.511
Levelized Cost
Levelized Cost TRC ($/kWh )
Discounted kWh | 3729770.887
Cost | 0.23237
Benefits | 0.25089
Benefit-Cost | 0.018518
Levelized Cost PAC ($/kWh)
Discounted kWh | 3729770.887
Cost | 0.045167
Benefits | 0.25089
Benefit-Cost | 0.20572
Levelized Cost TRC ($/therm)
Discounted Therms | -24.822
Cost | -69.4281
Benefits | 0.6116
Benefit-Cost | 70.0397
Levelized Cost PAC ($/therm)
Discounted Therms | -24.822
Cost | -7.6094
Benefits | 0.6116
Benefit-Cost | 8.221
Emission Annual Reductions (2009-2011) |  | Energy Division File sheet "Attachment II" Total Electricity and Gas Emission Reductions
Electric Annual CO2 (tons) - 2009 | 264.1562 |  | 2009 | 2010 | 2011 | 2012 | 2013 | 2014 | 2015
2010 | 0 |  | Total | Total | Total | Total | Total | Total | Total
2011 | 0 | Annual CO2 Emission Reductions (tons) | 264.1036 | 0 | 0 | 0 | 0 | 0 | 0
Electric Lifecycle CO2 (tons) - 2009 | 3831.2686 | Lifecycle CO2 Emission Reductions (tons) | 3831.3131 | 0 | 0 | 0 | 0 | 0 | 0
2010 | 0 | Annual NOx Emission Reductions (tons) | 0.035963 | 0 | 0 | 0 | 0 | 0 | 0
2011 | 0 | Lifecycle NOx Emission Reductions (tons) | 0.52215 | 0 | 0 | 0 | 0 | 0 | 0
Electric Annual NOX (tons) - 2009 | 0.036005 | Annual SO2 Emission Reductions (tons)
2010 | 0 | Lifecycle SO2 Emission Reductions (tons)
2011 | 0
Electric Lifecycle NOX (tons) - 2009 | 0.52211
2010 | 0
2011 | 0
Electric Annual SO2 (lbs) - 2009
2010
2011
Electric Lifecycle SO2 (lbs) - 2009
2010
2011
Gas Annual CO2 (tons) - 2009 | -0.052649
2010 | 0
2011 | 0
Gas Lifecycle CO2 (tons) - 2009 | 0.044553
2010 | 0
2011 | 0
Gas Annual NOX (tons) - 2009 | -4.1399e-05
2010 | 0
2011 | 0
Gas Lifecycle NOX (tons) - 2009 | 3.5034e-05
2010 | 0
2011 | 0
Gas Annual SO2 (lbs) - 2009
2010
2011
Gas Lifecycle SO2 (lbs) - 2009
2010
2011
Data below not currently used in Energy Division workbook
Levelized Cost RIM ($/therm)
Discounted Therms | -24.822
Cost | 0.11098
Benefits | 0.6116
Benefit-Cost | 0.50062
Levelized Cost RIM ($/kWh)
Discounted kWh | 3729770.887
Cost | 0.045525
Benefits | 0.25089
Benefit-Cost | 0.50062
RIM
Costs | 169794.2543
Electric Benefits | 935754.2814
Gas Benefits | -15.1811
Net Benefits (NPV) | 765944.846
BC Ratio | 5.511
Impacts for all programs installed trhough 2019
Net July-Sept Peak (kW)
Clothes Dryer | 0
Clothes Washer | 0
Consumer Electronics | 0
Cooking | 0
Dishwasher | 0
Net Dec-Feb Pk (kW)
Clothes Dryer | 0
Clothes Washer | 0
Consumer Electronics | 0
Cooking | 0
Dishwasher | 0
0
Clothes Dryer | 0
Clothes Washer | 0
Consumer Electronics | 0
Cooking | 0
Dishwasher | 0
Annual Net kWh
Clothes Dryer | 0
Clothes Washer | 0
Consumer Electronics | 0
Cooking | 0
Dishwasher | 0
Lifecycle Net kWh
Clothes Dryer | 0
Clothes Washer | 0
Consumer Electronics | 0
Cooking | 0
Dishwasher | 0
Annual Net Therms
Clothes Dryer | 0
Clothes Washer | 0
Consumer Electronics | 0
Cooking | 0
Dishwasher | 0
Lifecycle Net Therms
Clothes Dryer | 0
Clothes Washer | 0
Consumer Electronics | 0
Cooking | 0
Dishwasher | 0

## Output by Measure
0
0
SDG&E | [7 empty] | Levelized Benefits less Costs (TRC) |  |  |  | Levelized Benefits less Costs (PAC) |  |  |  | Benefit Cost Ratios
Net Impacts by Measure | [7 empty] | No Allocated Admin |  | w/ Allocated Admin |  | No Allocated Admin |  | w/ Allocated Admin |  | No Allocated Admin |  | w/ Allocated Admin
| Net Avg Jul-Sep (kW) | Net Dec-Feb Pk (kW) | Net User Entered kW | Annual kWh adj for Net to gross | Lifecycle kWh (Annual * Measure Life) | Annual Therms | Lifecycle Therms | Electric ($/kWh) | Gas ($/Th) | Electric ($/kWh) | Gas ($/Th) | Electric ($/kWh) | Gas ($/Th) | Electric ($/kWh) | Gas ($/Th) | TRC | PAC | TRC | PAC
Total or Average | 382.6563 | 31.7488 | 471.6901 | 457065.6421 | 6630675.8198 | -8.9998 | 7.616 | 0.018518 | 70.0397 | 0.018518 | 70.0397 | 0.20572 | 8.221 | 0.20572 | 8.221
253007-Residential AC SEER 14 Early Ret. CZ 6, 7 or 8 | 0.51159 | 0.0047906 | 0.74603 | 371.5545 | 5573.3179 | 1.1917 | 17.8749 | -0.04156 | -0.12492 | -0.04156 | -0.12492 | 0.31784 | 0.95536 | 0.31784 | 0.95536 | 0.89345 | 11.3659 | 0.89345 | 11.3659
253005-Residential AC SEER 13 Early Ret. CZ 6, 7 or 8 | 0.77994 | 0.0073035 | 1.0957 | 566.4582 | 8496.873 | 0.68621 | 10.2932 | -0.018689 | -0.056174 | -0.018689 | -0.056174 | 0.31937 | 0.95995 | 0.31937 | 0.95995 | 0.9491 | 11.9618 | 0.9491 | 11.9618
253005-Residential AC SEER 13 Early Ret. CZ 6, 7 or 8 | 0.62396 | 0.0058428 | 0.87653 | 453.1666 | 6797.4984 | 0.54897 | 8.2346 | -0.018689 | -0.056174 | -0.018689 | -0.056174 | 0.31937 | 0.95995 | 0.31937 | 0.95995 | 0.9491 | 11.9618 | 0.9491 | 11.9618
253005-Residential AC SEER 13 Early Ret. CZ 6, 7 or 8 | 0.46797 | 0.0043821 | 0.6574 | 339.8749 | 5098.1238 | 0.41173 | 6.1759 | -0.020291 | -0.060991 | -0.020291 | -0.060991 | 0.31451 | 0.94536 | 0.31451 | 0.94536 | 0.94498 | 10.253 | 0.94498 | 10.253
253005-Residential AC SEER 13 Early Ret. CZ 6, 7 or 8 | 0.46797 | 0.0043821 | 0.6574 | 339.8749 | 5098.1238 | 0.41173 | 6.1759 | -0.018689 | -0.056174 | -0.018689 | -0.056174 | 0.31937 | 0.95995 | 0.31937 | 0.95995 | 0.9491 | 11.9618 | 0.9491 | 11.9618
253005-Residential AC SEER 13 Early Ret. CZ 6, 7 or 8 | 0.31198 | 0.0029214 | 0.43827 | 226.5833 | 3398.7492 | 0.27449 | 4.1173 | -0.018689 | -0.056174 | -0.018689 | -0.056174 | 0.31937 | 0.95995 | 0.31937 | 0.95995 | 0.9491 | 11.9618 | 0.9491 | 11.9618
253005-Residential AC SEER 13 Early Ret. CZ 6, 7 or 8 | 0.77994 | 0.0073035 | 1.0957 | 566.4582 | 8496.873 | 0.68621 | 10.2932 | -0.018689 | -0.056174 | -0.018689 | -0.056174 | 0.31937 | 0.95995 | 0.31937 | 0.95995 | 0.9491 | 11.9618 | 0.9491 | 11.9618
253005-Residential AC SEER 13 Early Ret. CZ 6, 7 or 8 | 0.77994 | 0.0073035 | 1.0957 | 566.4582 | 8496.873 | 0.68621 | 10.2932 | -0.018689 | -0.056174 | -0.018689 | -0.056174 | 0.31937 | 0.95995 | 0.31937 | 0.95995 | 0.9491 | 11.9618 | 0.9491 | 11.9618
253005-Residential AC SEER 13 Early Ret. CZ 6, 7 or 8 | 0.62396 | 0.0058428 | 0.87653 | 453.1666 | 6797.4984 | 0.54897 | 8.2346 | -0.018689 | -0.056174 | -0.018689 | -0.056174 | 0.31937 | 0.95995 | 0.31937 | 0.95995 | 0.9491 | 11.9618 | 0.9491 | 11.9618
253005-Residential AC SEER 13 Early Ret. CZ 6, 7 or 8 | 0.62396 | 0.0058428 | 0.87653 | 453.1666 | 6797.4984 | 0.54897 | 8.2346 | -0.018689 | -0.056174 | -0.018689 | -0.056174 | 0.31937 | 0.95995 | 0.31937 | 0.95995 | 0.9491 | 11.9618 | 0.9491 | 11.9618
253005-Residential AC SEER 13 Early Ret. CZ 6, 7 or 8 | 0.46797 | 0.0043821 | 0.6574 | 339.8749 | 5098.1238 | 0.41173 | 6.1759 | -0.020291 | -0.060991 | -0.020291 | -0.060991 | 0.31451 | 0.94536 | 0.31451 | 0.94536 | 0.94498 | 10.253 | 0.94498 | 10.253
253007-Residential AC SEER 14 Early Ret. CZ 6, 7 or 8 | 0.68211 | 0.0063874 | 0.9947 | 495.406 | 7431.0906 | 1.5889 | 23.8333 | -0.04156 | -0.12492 | -0.04156 | -0.12492 | 0.31784 | 0.95536 | 0.31784 | 0.95536 | 0.89345 | 11.3659 | 0.89345 | 11.3659
253005-Residential AC SEER 13 Early Ret. CZ 6, 7 or 8 | 0.62396 | 0.0058428 | 0.87653 | 453.1666 | 6797.4984 | 0.54897 | 8.2346 | -0.018689 | -0.056174 | -0.018689 | -0.056174 | 0.31937 | 0.95995 | 0.31937 | 0.95995 | 0.9491 | 11.9618 | 0.9491 | 11.9618
253005-Residential AC SEER 13 Early Ret. CZ 6, 7 or 8 | 0.77994 | 0.0073035 | 1.0957 | 566.4582 | 8496.873 | 0.68621 | 10.2932 | -0.018689 | -0.056174 | -0.018689 | -0.056174 | 0.31937 | 0.95995 | 0.31937 | 0.95995 | 0.9491 | 11.9618 | 0.9491 | 11.9618
253005-Residential AC SEER 13 Early Ret. CZ 6, 7 or 8 | 0.46797 | 0.0043821 | 0.6574 | 339.8749 | 5098.1238 | 0.41173 | 6.1759 | -0.018689 | -0.056174 | -0.018689 | -0.056174 | 0.31937 | 0.95995 | 0.31937 | 0.95995 | 0.9491 | 11.9618 | 0.9491 | 11.9618
253007-Residential AC SEER 14 Early Ret. CZ 6, 7 or 8 | 0.85264 | 0.0079843 | 1.2434 | 619.2576 | 9288.8633 | 1.9861 | 29.7916 | -0.04156 | -0.12492 | -0.04156 | -0.12492 | 0.31784 | 0.95536 | 0.31784 | 0.95536 | 0.89345 | 11.3659 | 0.89345 | 11.3659
253005-Residential AC SEER 13 Early Ret. CZ 6, 7 or 8 | 0.46797 | 0.0043821 | 0.6574 | 339.8749 | 5098.1238 | 0.41173 | 6.1759 | -0.018689 | -0.056174 | -0.018689 | -0.056174 | 0.31937 | 0.95995 | 0.31937 | 0.95995 | 0.9491 | 11.9618 | 0.9491 | 11.9618
253005-Residential AC SEER 13 Early Ret. CZ 6, 7 or 8 | 0.46797 | 0.0043821 | 0.6574 | 339.8749 | 5098.1238 | 0.41173 | 6.1759 | -0.020291 | -0.060991 | -0.020291 | -0.060991 | 0.31451 | 0.94536 | 0.31451 | 0.94536 | 0.94498 | 10.253 | 0.94498 | 10.253
253005-Residential AC SEER 13 Early Ret. CZ 6, 7 or 8 | 0.46797 | 0.0043821 | 0.6574 | 339.8749 | 5098.1238 | 0.41173 | 6.1759 | -0.020291 | -0.060991 | -0.020291 | -0.060991 | 0.31451 | 0.94536 | 0.31451 | 0.94536 | 0.94498 | 10.253 | 0.94498 | 10.253
253005-Residential AC SEER 13 Early Ret. CZ 6, 7 or 8 | 0.46797 | 0.0043821 | 0.6574 | 339.8749 | 5098.1238 | 0.41173 | 6.1759 | -0.018689 | -0.056174 | -0.018689 | -0.056174 | 0.31937 | 0.95995 | 0.31937 | 0.95995 | 0.9491 | 11.9618 | 0.9491 | 11.9618
253005-Residential AC SEER 13 Early Ret. CZ 6, 7 or 8 | 0.77994 | 0.0073035 | 1.0957 | 566.4582 | 8496.873 | 0.68621 | 10.2932 | -0.018689 | -0.056174 | -0.018689 | -0.056174 | 0.31937 | 0.95995 | 0.31937 | 0.95995 | 0.9491 | 11.9618 | 0.9491 | 11.9618
253005-Residential AC SEER 13 Early Ret. CZ 6, 7 or 8 | 0.46797 | 0.0043821 | 0.6574 | 339.8749 | 5098.1238 | 0.41173 | 6.1759 | -0.018689 | -0.056174 | -0.018689 | -0.056174 | 0.31937 | 0.95995 | 0.31937 | 0.95995 | 0.9491 | 11.9618 | 0.9491 | 11.9618
253005-Residential AC SEER 13 Early Ret. CZ 6, 7 or 8 | 0.46797 | 0.0043821 | 0.6574 | 339.8749 | 5098.1238 | 0.41173 | 6.1759 | -0.018689 | -0.056174 | -0.018689 | -0.056174 | 0.31937 | 0.95995 | 0.31937 | 0.95995 | 0.9491 | 11.9618 | 0.9491 | 11.9618
253005-Residential AC SEER 13 Early Ret. CZ 6, 7 or 8 | 0.46797 | 0.0043821 | 0.6574 | 339.8749 | 5098.1238 | 0.41173 | 6.1759 | -0.020291 | -0.060991 | -0.020291 | -0.060991 | 0.31451 | 0.94536 | 0.31451 | 0.94536 | 0.94498 | 10.253 | 0.94498 | 10.253
253005-Residential AC SEER 13 Early Ret. CZ 6, 7 or 8 | 0.46797 | 0.0043821 | 0.6574 | 339.8749 | 5098.1238 | 0.41173 | 6.1759 | -0.020291 | -0.060991 | -0.020291 | -0.060991 | 0.31451 | 0.94536 | 0.31451 | 0.94536 | 0.94498 | 10.253 | 0.94498 | 10.253
253005-Residential AC SEER 13 Early Ret. CZ 6, 7 or 8 | 0.46797 | 0.0043821 | 0.6574 | 339.8749 | 5098.1238 | 0.41173 | 6.1759 | -0.018689 | -0.056174 | -0.018689 | -0.056174 | 0.31937 | 0.95995 | 0.31937 | 0.95995 | 0.9491 | 11.9618 | 0.9491 | 11.9618
253005-Residential AC SEER 13 Early Ret. CZ 6, 7 or 8 | 0.31198 | 0.0029214 | 0.43827 | 226.5833 | 3398.7492 | 0.27449 | 4.1173 | -0.018689 | -0.056174 | -0.018689 | -0.056174 | 0.31937 | 0.95995 | 0.31937 | 0.95995 | 0.9491 | 11.9618 | 0.9491 | 11.9618
253005-Residential AC SEER 13 Early Ret. CZ 6, 7 or 8 | 0.77994 | 0.0073035 | 1.0957 | 566.4582 | 8496.873 | 0.68621 | 10.2932 | -0.018689 | -0.056174 | -0.018689 | -0.056174 | 0.31937 | 0.95995 | 0.31937 | 0.95995 | 0.9491 | 11.9618 | 0.9491 | 11.9618
253007-Residential AC SEER 14 Early Ret. CZ 6, 7 or 8 | 0.51159 | 0.0047906 | 0.74603 | 371.5545 | 5573.3179 | 1.1917 | 17.8749 | -0.043246 | -0.12999 | -0.043246 | -0.12999 | 0.31273 | 0.94 | 0.31273 | 0.94 | 0.88961 | 9.7422 | 0.88961 | 9.7422
253005-Residential AC SEER 13 Early Ret. CZ 6, 7 or 8 | 0.31198 | 0.0029214 | 0.43827 | 226.5833 | 3398.7492 | 0.27449 | 4.1173 | -0.021092 | -0.063399 | -0.021092 | -0.063399 | 0.31208 | 0.93806 | 0.31208 | 0.93806 | 0.94293 | 9.5695 | 0.94293 | 9.5695
253005-Residential AC SEER 13 Early Ret. CZ 6, 7 or 8 | 0.46797 | 0.0043821 | 0.6574 | 339.8749 | 5098.1238 | 0.41173 | 6.1759 | -0.018689 | -0.056174 | -0.018689 | -0.056174 | 0.31937 | 0.95995 | 0.31937 | 0.95995 | 0.9491 | 11.9618 | 0.9491 | 11.9618
253005-Residential AC SEER 13 Early Ret. CZ 6, 7 or 8 | 0.46797 | 0.0043821 | 0.6574 | 339.8749 | 5098.1238 | 0.41173 | 6.1759 | -0.018689 | -0.056174 | -0.018689 | -0.056174 | 0.31937 | 0.95995 | 0.31937 | 0.95995 | 0.9491 | 11.9618 | 0.9491 | 11.9618
253005-Residential AC SEER 13 Early Ret. CZ 6, 7 or 8 | 0.46797 | 0.0043821 | 0.6574 | 339.8749 | 5098.1238 | 0.41173 | 6.1759 | -0.020291 | -0.060991 | -0.020291 | -0.060991 | 0.31451 | 0.94536 | 0.31451 | 0.94536 | 0.94498 | 10.253 | 0.94498 | 10.253
253007-Residential AC SEER 14 Early Ret. CZ 6, 7 or 8 | 0.85264 | 0.0079843 | 1.2434 | 619.2576 | 9288.8633 | 1.9861 | 29.7916 | -0.04156 | -0.12492 | -0.04156 | -0.12492 | 0.31784 | 0.95536 | 0.31784 | 0.95536 | 0.89345 | 11.3659 | 0.89345 | 11.3659
253005-Residential AC SEER 13 Early Ret. CZ 6, 7 or 8 | 0.46797 | 0.0043821 | 0.6574 | 339.8749 | 5098.1238 | 0.41173 | 6.1759 | -0.018689 | -0.056174 | -0.018689 | -0.056174 | 0.31937 | 0.95995 | 0.31937 | 0.95995 | 0.9491 | 11.9618 | 0.9491 | 11.9618
253005-Residential AC SEER 13 Early Ret. CZ 6, 7 or 8 | 0.62396 | 0.0058428 | 0.87653 | 453.1666 | 6797.4984 | 0.54897 | 8.2346 | -0.018689 | -0.056174 | -0.018689 | -0.056174 | 0.31937 | 0.95995 | 0.31937 | 0.95995 | 0.9491 | 11.9618 | 0.9491 | 11.9618
253005-Residential AC SEER 13 Early Ret. CZ 6, 7 or 8 | 0.77994 | 0.0073035 | 1.0957 | 566.4582 | 8496.873 | 0.68621 | 10.2932 | -0.018689 | -0.056174 | -0.018689 | -0.056174 | 0.31937 | 0.95995 | 0.31937 | 0.95995 | 0.9491 | 11.9618 | 0.9491 | 11.9618
253007-Residential AC SEER 14 Early Ret. CZ 6, 7 or 8 | 0.85264 | 0.0079843 | 1.2434 | 619.2576 | 9288.8633 | 1.9861 | 29.7916 | -0.04156 | -0.12492 | -0.04156 | -0.12492 | 0.31784 | 0.95536 | 0.31784 | 0.95536 | 0.89345 | 11.3659 | 0.89345 | 11.3659
253005-Residential AC SEER 13 Early Ret. CZ 6, 7 or 8 | 0.31198 | 0.0029214 | 0.43827 | 226.5833 | 3398.7492 | 0.27449 | 4.1173 | -0.018689 | -0.056174 | -0.018689 | -0.056174 | 0.31937 | 0.95995 | 0.31937 | 0.95995 | 0.9491 | 11.9618 | 0.9491 | 11.9618
253007-Residential AC SEER 14 Early Ret. CZ 6, 7 or 8 | 0.51159 | 0.0047906 | 0.74603 | 371.5545 | 5573.3179 | 1.1917 | 17.8749 | -0.04156 | -0.12492 | -0.04156 | -0.12492 | 0.31784 | 0.95536 | 0.31784 | 0.95536 | 0.89345 | 11.3659 | 0.89345 | 11.3659
253005-Residential AC SEER 13 Early Ret. CZ 6, 7 or 8 | 0.62396 | 0.0058428 | 0.87653 | 453.1666 | 6797.4984 | 0.54897 | 8.2346 | -0.018689 | -0.056174 | -0.018689 | -0.056174 | 0.31937 | 0.95995 | 0.31937 | 0.95995 | 0.9491 | 11.9618 | 0.9491 | 11.9618
253005-Residential AC SEER 13 Early Ret. CZ 6, 7 or 8 | 0.46797 | 0.0043821 | 0.6574 | 339.8749 | 5098.1238 | 0.41173 | 6.1759 | -0.018689 | -0.056174 | -0.018689 | -0.056174 | 0.31937 | 0.95995 | 0.31937 | 0.95995 | 0.9491 | 11.9618 | 0.9491 | 11.9618
253005-Residential AC SEER 13 Early Ret. CZ 6, 7 or 8 | 0.46797 | 0.0043821 | 0.6574 | 339.8749 | 5098.1238 | 0.41173 | 6.1759 | -0.018689 | -0.056174 | -0.018689 | -0.056174 | 0.31937 | 0.95995 | 0.31937 | 0.95995 | 0.9491 | 11.9618 | 0.9491 | 11.9618
253005-Residential AC SEER 13 Early Ret. CZ 6, 7 or 8 | 0.46797 | 0.0043821 | 0.6574 | 339.8749 | 5098.1238 | 0.41173 | 6.1759 | -0.020291 | -0.060991 | -0.020291 | -0.060991 | 0.31451 | 0.94536 | 0.31451 | 0.94536 | 0.94498 | 10.253 | 0.94498 | 10.253
253005-Residential AC SEER 13 Early Ret. CZ 6, 7 or 8 | 0.46797 | 0.0043821 | 0.6574 | 339.8749 | 5098.1238 | 0.41173 | 6.1759 | -0.018689 | -0.056174 | -0.018689 | -0.056174 | 0.31937 | 0.95995 | 0.31937 | 0.95995 | 0.9491 | 11.9618 | 0.9491 | 11.9618
253005-Residential AC SEER 13 Early Ret. CZ 6, 7 or 8 | 0.31198 | 0.0029214 | 0.43827 | 226.5833 | 3398.7492 | 0.27449 | 4.1173 | -0.021092 | -0.063399 | -0.021092 | -0.063399 | 0.31208 | 0.93806 | 0.31208 | 0.93806 | 0.94293 | 9.5695 | 0.94293 | 9.5695
253007-Residential AC SEER 14 Early Ret. CZ 6, 7 or 8 | 0.68211 | 0.0063874 | 0.9947 | 495.406 | 7431.0906 | 1.5889 | 23.8333 | -0.04156 | -0.12492 | -0.04156 | -0.12492 | 0.31784 | 0.95536 | 0.31784 | 0.95536 | 0.89345 | 11.3659 | 0.89345 | 11.3659
253005-Residential AC SEER 13 Early Ret. CZ 6, 7 or 8 | 0.46797 | 0.0043821 | 0.6574 | 339.8749 | 5098.1238 | 0.41173 | 6.1759 | -0.018689 | -0.056174 | -0.018689 | -0.056174 | 0.31937 | 0.95995 | 0.31937 | 0.95995 | 0.9491 | 11.9618 | 0.9491 | 11.9618
253077-Comm. HP <65k single phase split ER above code | 0.28231 | 0.11262 | 0.4039 | 867.516 | 13012.74 | 0 | 0 | 0.095152 | 0 | 0.095152 | 0 | 0.070584 | 0 | 0.070584 | 0 | 2.2784 | 1.713 | 2.2784 | 1.713
253067-Comm. AC <65k three phase unitary ER | 0.18254 | 0.072819 | 0.38373 | 560.92 | 8413.8 | 0 | 0 | -0.20855 | 0 | -0.20855 | 0 | 0.035718 | 0 | 0.035718 | 0 | 0.44848 | 1.2668 | 0.44848 | 1.2668
253103-Packaged terminal HP Early Retirement | 0 | 0 | 0 | 0 | 0 | 0 | 0 | 0 | 0 | 0 | 0 | 0 | 0 | 0 | 0 | 0 | 0 | 0 | 0
253103-Packaged terminal HP Early Retirement | 0 | 0 | 0 | 0 | 0 | 0 | 0 | 0 | 0 | 0 | 0 | 0 | 0 | 0 | 0 | 0 | 0 | 0 | 0
253101-Packaged Terminal AC Early Retirement | 0.20817 | 0.0026494 | 0.15125 | 381.8273 | 5727.4099 | 0 | 0 | 0.13528 | 0 | 0.13528 | 0 | 0.15122 | 0 | 0.15122 | 0 | 3.2805 | 4.486 | 3.2805 | 4.486
253101-Packaged Terminal AC Early Retirement | 0.20817 | 0.0026494 | 0.15125 | 381.8273 | 5727.4099 | 0 | 0 | 0.13528 | 0 | 0.13528 | 0 | 0.15122 | 0 | 0.15122 | 0 | 3.2805 | 4.486 | 3.2805 | 4.486
253101-Packaged Terminal AC Early Retirement | 0.20817 | 0.0026494 | 0.15125 | 381.8273 | 5727.4099 | 0 | 0 | 0.13528 | 0 | 0.13528 | 0 | 0.15122 | 0 | 0.15122 | 0 | 3.2805 | 4.486 | 3.2805 | 4.486
253101-Packaged Terminal AC Early Retirement | 0.20817 | 0.0026494 | 0.15125 | 381.8273 | 5727.4099 | 0 | 0 | 0.13528 | 0 | 0.13528 | 0 | 0.15122 | 0 | 0.15122 | 0 | 3.2805 | 4.486 | 3.2805 | 4.486
253101-Packaged Terminal AC Early Retirement | 0.20817 | 0.0026494 | 0.15125 | 381.8273 | 5727.4099 | 0 | 0 | 0.13528 | 0 | 0.13528 | 0 | 0.15122 | 0 | 0.15122 | 0 | 3.2805 | 4.486 | 3.2805 | 4.486
253103-Packaged terminal HP Early Retirement | 0 | 0 | 0 | 0 | 0 | 0 | 0 | 0 | 0 | 0 | 0 | 0 | 0 | 0 | 0 | 0 | 0 | 0 | 0
253103-Packaged terminal HP Early Retirement | 0 | 0 | 0 | 0 | 0 | 0 | 0 | 0 | 0 | 0 | 0 | 0 | 0 | 0 | 0 | 0 | 0 | 0 | 0
253103-Packaged terminal HP Early Retirement | 0 | 0 | 0 | 0 | 0 | 0 | 0 | 0 | 0 | 0 | 0 | 0 | 0 | 0 | 0 | 0 | 0 | 0 | 0
253103-Packaged terminal HP Early Retirement | 0 | 0 | 0 | 0 | 0 | 0 | 0 | 0 | 0 | 0 | 0 | 0 | 0 | 0 | 0 | 0 | 0 | 0 | 0
253103-Packaged terminal HP Early Retirement | 0 | 0 | 0 | 0 | 0 | 0 | 0 | 0 | 0 | 0 | 0 | 0 | 0 | 0 | 0 | 0 | 0 | 0 | 0
253103-Packaged terminal HP Early Retirement | 0 | 0 | 0 | 0 | 0 | 0 | 0 | 0 | 0 | 0 | 0 | 0 | 0 | 0 | 0 | 0 | 0 | 0 | 0
253103-Packaged terminal HP Early Retirement | 0 | 0 | 0 | 0 | 0 | 0 | 0 | 0 | 0 | 0 | 0 | 0 | 0 | 0 | 0 | 0 | 0 | 0 | 0
253103-Packaged terminal HP Early Retirement | 0 | 0 | 0 | 0 | 0 | 0 | 0 | 0 | 0 | 0 | 0 | 0 | 0 | 0 | 0 | 0 | 0 | 0 | 0
253103-Packaged terminal HP Early Retirement | 0.21449 | 0.0027297 | 0.15553 | 393.411 | 5901.165 | 0 | 0 | 0.11327 | 0 | 0.11327 | 0 | 0.1525 | 0 | 0.1525 | 0 | 2.3926 | 4.6221 | 2.3926 | 4.6221
253103-Packaged terminal HP Early Retirement | 0.21449 | 0.0027297 | 0.15553 | 393.411 | 5901.165 | 0 | 0 | 0.11327 | 0 | 0.11327 | 0 | 0.1525 | 0 | 0.1525 | 0 | 2.3926 | 4.6221 | 2.3926 | 4.6221
253103-Packaged terminal HP Early Retirement | 0.21449 | 0.0027297 | 0.15553 | 393.411 | 5901.165 | 0 | 0 | 0.11327 | 0 | 0.11327 | 0 | 0.1525 | 0 | 0.1525 | 0 | 2.3926 | 4.6221 | 2.3926 | 4.6221
253103-Packaged terminal HP Early Retirement | 0.21449 | 0.0027297 | 0.15553 | 393.411 | 5901.165 | 0 | 0 | 0.11327 | 0 | 0.11327 | 0 | 0.1525 | 0 | 0.1525 | 0 | 2.3926 | 4.6221 | 2.3926 | 4.6221
253103-Packaged terminal HP Early Retirement | 0.21449 | 0.0027297 | 0.15553 | 393.411 | 5901.165 | 0 | 0 | 0.11327 | 0 | 0.11327 | 0 | 0.1525 | 0 | 0.1525 | 0 | 2.3926 | 4.6221 | 2.3926 | 4.6221
253103-Packaged terminal HP Early Retirement | 0.21449 | 0.0027297 | 0.15553 | 393.411 | 5901.165 | 0 | 0 | 0.11327 | 0 | 0.11327 | 0 | 0.1525 | 0 | 0.1525 | 0 | 2.3926 | 4.6221 | 2.3926 | 4.6221
253103-Packaged terminal HP Early Retirement | 0.21449 | 0.0027297 | 0.15553 | 393.411 | 5901.165 | 0 | 0 | 0.11327 | 0 | 0.11327 | 0 | 0.1525 | 0 | 0.1525 | 0 | 2.3926 | 4.6221 | 2.3926 | 4.6221
253103-Packaged terminal HP Early Retirement | 0.21449 | 0.0027297 | 0.15553 | 393.411 | 5901.165 | 0 | 0 | 0.11327 | 0 | 0.11327 | 0 | 0.1525 | 0 | 0.1525 | 0 | 2.3926 | 4.6221 | 2.3926 | 4.6221
253103-Packaged terminal HP Early Retirement | 0.21449 | 0.0027297 | 0.15553 | 393.411 | 5901.165 | 0 | 0 | 0.11327 | 0 | 0.11327 | 0 | 0.1525 | 0 | 0.1525 | 0 | 2.3926 | 4.6221 | 2.3926 | 4.6221
253103-Packaged terminal HP Early Retirement | 0.21449 | 0.0027297 | 0.15553 | 393.411 | 5901.165 | 0 | 0 | 0.11327 | 0 | 0.11327 | 0 | 0.1525 | 0 | 0.1525 | 0 | 2.3926 | 4.6221 | 2.3926 | 4.6221
253103-Packaged terminal HP Early Retirement | 0.21449 | 0.0027297 | 0.15553 | 393.411 | 5901.165 | 0 | 0 | 0.11327 | 0 | 0.11327 | 0 | 0.1525 | 0 | 0.1525 | 0 | 2.3926 | 4.6221 | 2.3926 | 4.6221
253103-Packaged terminal HP Early Retirement | 0.21449 | 0.0027297 | 0.15553 | 393.411 | 5901.165 | 0 | 0 | 0.11327 | 0 | 0.11327 | 0 | 0.1525 | 0 | 0.1525 | 0 | 2.3926 | 4.6221 | 2.3926 | 4.6221
253103-Packaged terminal HP Early Retirement | 0.21449 | 0.0027297 | 0.15553 | 393.411 | 5901.165 | 0 | 0 | 0.11327 | 0 | 0.11327 | 0 | 0.1525 | 0 | 0.1525 | 0 | 2.3926 | 4.6221 | 2.3926 | 4.6221
253103-Packaged terminal HP Early Retirement | 0.21449 | 0.0027297 | 0.15553 | 393.411 | 5901.165 | 0 | 0 | 0.11327 | 0 | 0.11327 | 0 | 0.1525 | 0 | 0.1525 | 0 | 2.3926 | 4.6221 | 2.3926 | 4.6221
253103-Packaged terminal HP Early Retirement | 0.21449 | 0.0027297 | 0.15553 | 393.411 | 5901.165 | 0 | 0 | 0.11327 | 0 | 0.11327 | 0 | 0.1525 | 0 | 0.1525 | 0 | 2.3926 | 4.6221 | 2.3926 | 4.6221
253103-Packaged terminal HP Early Retirement | 0.21449 | 0.0027297 | 0.15553 | 393.411 | 5901.165 | 0 | 0 | 0.11327 | 0 | 0.11327 | 0 | 0.1525 | 0 | 0.1525 | 0 | 2.3926 | 4.6221 | 2.3926 | 4.6221
253103-Packaged terminal HP Early Retirement | 0.21449 | 0.0027297 | 0.15553 | 393.411 | 5901.165 | 0 | 0 | 0.11327 | 0 | 0.11327 | 0 | 0.1525 | 0 | 0.1525 | 0 | 2.3926 | 4.6221 | 2.3926 | 4.6221
253103-Packaged terminal HP Early Retirement | 0.21449 | 0.0027297 | 0.15553 | 393.411 | 5901.165 | 0 | 0 | 0.11327 | 0 | 0.11327 | 0 | 0.1525 | 0 | 0.1525 | 0 | 2.3926 | 4.6221 | 2.3926 | 4.6221
253103-Packaged terminal HP Early Retirement | 0.21449 | 0.0027297 | 0.15553 | 393.411 | 5901.165 | 0 | 0 | 0.11327 | 0 | 0.11327 | 0 | 0.1525 | 0 | 0.1525 | 0 | 2.3926 | 4.6221 | 2.3926 | 4.6221
253103-Packaged terminal HP Early Retirement | 0.21449 | 0.0027297 | 0.15553 | 393.411 | 5901.165 | 0 | 0 | 0.11327 | 0 | 0.11327 | 0 | 0.1525 | 0 | 0.1525 | 0 | 2.3926 | 4.6221 | 2.3926 | 4.6221
253103-Packaged terminal HP Early Retirement | 0.21449 | 0.0027297 | 0.15553 | 393.411 | 5901.165 | 0 | 0 | 0.11327 | 0 | 0.11327 | 0 | 0.1525 | 0 | 0.1525 | 0 | 2.3926 | 4.6221 | 2.3926 | 4.6221
253103-Packaged terminal HP Early Retirement | 0.21449 | 0.0027297 | 0.15553 | 393.411 | 5901.165 | 0 | 0 | 0.11327 | 0 | 0.11327 | 0 | 0.1525 | 0 | 0.1525 | 0 | 2.3926 | 4.6221 | 2.3926 | 4.6221
253103-Packaged terminal HP Early Retirement | 0.21449 | 0.0027297 | 0.15553 | 393.411 | 5901.165 | 0 | 0 | 0.11327 | 0 | 0.11327 | 0 | 0.1525 | 0 | 0.1525 | 0 | 2.3926 | 4.6221 | 2.3926 | 4.6221
253103-Packaged terminal HP Early Retirement | 0.21449 | 0.0027297 | 0.15553 | 393.411 | 5901.165 | 0 | 0 | 0.11327 | 0 | 0.11327 | 0 | 0.1525 | 0 | 0.1525 | 0 | 2.3926 | 4.6221 | 2.3926 | 4.6221
253103-Packaged terminal HP Early Retirement | 0.21449 | 0.0027297 | 0.15553 | 393.411 | 5901.165 | 0 | 0 | 0.11327 | 0 | 0.11327 | 0 | 0.1525 | 0 | 0.1525 | 0 | 2.3926 | 4.6221 | 2.3926 | 4.6221
253103-Packaged terminal HP Early Retirement | 0.21449 | 0.0027297 | 0.15553 | 393.411 | 5901.165 | 0 | 0 | 0.11327 | 0 | 0.11327 | 0 | 0.1525 | 0 | 0.1525 | 0 | 2.3926 | 4.6221 | 2.3926 | 4.6221
253103-Packaged terminal HP Early Retirement | 0.21449 | 0.0027297 | 0.15553 | 393.411 | 5901.165 | 0 | 0 | 0.11327 | 0 | 0.11327 | 0 | 0.1525 | 0 | 0.1525 | 0 | 2.3926 | 4.6221 | 2.3926 | 4.6221
253103-Packaged terminal HP Early Retirement | 0.21449 | 0.0027297 | 0.15553 | 393.411 | 5901.165 | 0 | 0 | 0.11327 | 0 | 0.11327 | 0 | 0.1525 | 0 | 0.1525 | 0 | 2.3926 | 4.6221 | 2.3926 | 4.6221
253103-Packaged terminal HP Early Retirement | 0.21449 | 0.0027297 | 0.15553 | 393.411 | 5901.165 | 0 | 0 | 0.11327 | 0 | 0.11327 | 0 | 0.1525 | 0 | 0.1525 | 0 | 2.3926 | 4.6221 | 2.3926 | 4.6221
253103-Packaged terminal HP Early Retirement | 0.21449 | 0.0027297 | 0.15553 | 393.411 | 5901.165 | 0 | 0 | 0.11327 | 0 | 0.11327 | 0 | 0.1525 | 0 | 0.1525 | 0 | 2.3926 | 4.6221 | 2.3926 | 4.6221
253103-Packaged terminal HP Early Retirement | 0.21449 | 0.0027297 | 0.15553 | 393.411 | 5901.165 | 0 | 0 | 0.11327 | 0 | 0.11327 | 0 | 0.1525 | 0 | 0.1525 | 0 | 2.3926 | 4.6221 | 2.3926 | 4.6221
253103-Packaged terminal HP Early Retirement | 0.21449 | 0.0027297 | 0.15553 | 393.411 | 5901.165 | 0 | 0 | 0.11327 | 0 | 0.11327 | 0 | 0.1525 | 0 | 0.1525 | 0 | 2.3926 | 4.6221 | 2.3926 | 4.6221
253103-Packaged terminal HP Early Retirement | 0.21449 | 0.0027297 | 0.15553 | 393.411 | 5901.165 | 0 | 0 | 0.11327 | 0 | 0.11327 | 0 | 0.1525 | 0 | 0.1525 | 0 | 2.3926 | 4.6221 | 2.3926 | 4.6221
253103-Packaged terminal HP Early Retirement | 0.21449 | 0.0027297 | 0.15553 | 393.411 | 5901.165 | 0 | 0 | 0.11327 | 0 | 0.11327 | 0 | 0.1525 | 0 | 0.1525 | 0 | 2.3926 | 4.6221 | 2.3926 | 4.6221
253024-Res. Refr. Charge QI: Early Ret. | 0.59939 | 0.0056127 | 0.2966 | 435.3219 | 4353.219 | -0.15047 | -1.5047 | 0.27968 | 0.98982 | 0.27968 | 0.98982 | 0.24854 | 0.98982 | 0.24854 | 0.98982 | 11.982 | 5.3871 | 11.982 | 5.3871
253024-Res. Refr. Charge QI: Early Ret. | 0.35963 | 0.0033676 | 0.17796 | 261.1931 | 2611.9314 | -0.090282 | -0.90282 | 0.27968 | 0.98982 | 0.27968 | 0.98982 | 0.24854 | 0.98982 | 0.24854 | 0.98982 | 11.982 | 5.3871 | 11.982 | 5.3871
253024-Res. Refr. Charge QI: Early Ret. | 0.47951 | 0.0044902 | 0.23728 | 348.2575 | 3482.5752 | -0.12038 | -1.2038 | 0.27968 | 0.98982 | 0.27968 | 0.98982 | 0.24854 | 0.98982 | 0.24854 | 0.98982 | 11.982 | 5.3871 | 11.982 | 5.3871
253024-Res. Refr. Charge QI: Early Ret. | 0.23975 | 0.0022451 | 0.11864 | 174.1288 | 1741.2876 | -0.060188 | -0.60188 | 0.27968 | 0.98982 | 0.27968 | 0.98982 | 0.24854 | 0.98982 | 0.24854 | 0.98982 | 11.982 | 5.3871 | 11.982 | 5.3871
253024-Res. Refr. Charge QI: Early Ret. | 0.47951 | 0.0044902 | 0.23728 | 348.2575 | 3482.5752 | -0.12038 | -1.2038 | 0.27968 | 0.98982 | 0.27968 | 0.98982 | 0.24854 | 0.98982 | 0.24854 | 0.98982 | 11.982 | 5.3871 | 11.982 | 5.3871
253024-Res. Refr. Charge QI: Early Ret. | 0.23975 | 0.0022451 | 0.11864 | 174.1288 | 1741.2876 | -0.060188 | -0.60188 | 0.27968 | 0.98982 | 0.27968 | 0.98982 | 0.24854 | 0.98982 | 0.24854 | 0.98982 | 11.982 | 5.3871 | 11.982 | 5.3871
253024-Res. Refr. Charge QI: Early Ret. | 0.47951 | 0.0044902 | 0.23728 | 348.2575 | 3482.5752 | -0.12038 | -1.2038 | 0.27968 | 0.98982 | 0.27968 | 0.98982 | 0.24854 | 0.98982 | 0.24854 | 0.98982 | 11.982 | 5.3871 | 11.982 | 5.3871
253024-Res. Refr. Charge QI: Early Ret. | 0.35963 | 0.0033676 | 0.17796 | 261.1931 | 2611.9314 | -0.090282 | -0.90282 | 0.27968 | 0.98982 | 0.27968 | 0.98982 | 0.24854 | 0.98982 | 0.24854 | 0.98982 | 11.982 | 5.3871 | 11.982 | 5.3871
253077-Comm. HP <65k single phase split ER above code | 0.21173 | 0.084466 | 0.30292 | 650.637 | 9759.555 | 0 | 0 | 0.086902 | 0 | 0.086902 | 0 | 0.054085 | 0 | 0.054085 | 0 | 2.0511 | 1.4683 | 2.0511 | 1.4683
253093-Comm. Refr. Charge QI: Split Systems | 0.088501 | 0.035306 | 0.18133 | 271.9584 | 2719.584 | 0 | 0 | 0.087351 | 0 | 0.087351 | 0 | 0.084438 | 0 | 0.084438 | 0 | 2.4444 | 2.332 | 2.4444 | 2.332
253004-Residential AC SEER 15 CZ 10, 14, or 15 | 0.68775 | 0.0064402 | 0.52834 | 499.5011 | 7492.5162 | -1.4766 | -22.1488 | 0.27799 | 1.0475 | 0.27799 | 1.0475 | 0.30113 | 1.0475 | 0.30113 | 1.0475 | 4.899 | 7.2917 | 4.899 | 7.2917
253022-Res. Refr. Charge QI: Repl. on Failure | 0.23975 | 0.0022451 | 0.11864 | 174.1288 | 1741.2876 | -0.060188 | -0.60188 | 0.27656 | 0.98982 | 0.27656 | 0.98982 | 0.23439 | 0.98982 | 0.23439 | 0.98982 | 10.676 | 4.3096 | 10.676 | 4.3096
253007-Residential AC SEER 14 Early Ret. CZ 6, 7 or 8 | 0.85264 | 0.0079843 | 1.2434 | 619.2576 | 9288.8633 | 1.9861 | 29.7916 | -0.04156 | -0.12492 | -0.04156 | -0.12492 | 0.31784 | 0.95536 | 0.31784 | 0.95536 | 0.89345 | 11.3659 | 0.89345 | 11.3659
253023-Res. Refr. Charge QI: Early Ret. | 0.30687 | 0.0028735 | 0.40216 | 222.8721 | 2228.7213 | -0.19686 | -1.9686 | 0.26823 | 0.98982 | 0.26823 | 0.98982 | 0.25277 | 0.98982 | 0.25277 | 0.98982 | 8.2482 | 5.8131 | 8.2482 | 5.8131
253024-Res. Refr. Charge QI: Early Ret. | 0.47951 | 0.0044902 | 0.23728 | 348.2575 | 3482.5752 | -0.12038 | -1.2038 | 0.27968 | 0.98982 | 0.27968 | 0.98982 | 0.24854 | 0.98982 | 0.24854 | 0.98982 | 11.982 | 5.3871 | 11.982 | 5.3871
253024-Res. Refr. Charge QI: Early Ret. | 0.35963 | 0.0033676 | 0.17796 | 261.1931 | 2611.9314 | -0.090282 | -0.90282 | 0.27968 | 0.98982 | 0.27968 | 0.98982 | 0.24854 | 0.98982 | 0.24854 | 0.98982 | 11.982 | 5.3871 | 11.982 | 5.3871
253024-Res. Refr. Charge QI: Early Ret. | 0.47951 | 0.0044902 | 0.23728 | 348.2575 | 3482.5752 | -0.12038 | -1.2038 | 0.27968 | 0.98982 | 0.27968 | 0.98982 | 0.24854 | 0.98982 | 0.24854 | 0.98982 | 11.982 | 5.3871 | 11.982 | 5.3871
253024-Res. Refr. Charge QI: Early Ret. | 0.59939 | 0.0056127 | 0.2966 | 435.3219 | 4353.219 | -0.15047 | -1.5047 | 0.27968 | 0.98982 | 0.27968 | 0.98982 | 0.24854 | 0.98982 | 0.24854 | 0.98982 | 11.982 | 5.3871 | 11.982 | 5.3871
253042-Comm. HP <65k single phase split | 0.34494 | 0.13761 | 0.57789 | 1059.992 | 15899.88 | 0 | 0 | 0.14025 | 0 | 0.14025 | 0 | 0.15173 | 0 | 0.15173 | 0 | 5.7814 | 9.4976 | 5.7814 | 9.4976
253094-Comm. Refr. Charge QI: Split Systems | 0.13286 | 0.053 | 0.24177 | 408.2568 | 4082.568 | 0 | 0 | 0.096526 | 0 | 0.096526 | 0 | 0.099569 | 0 | 0.099569 | 0 | 2.8815 | 3.0632 | 2.8815 | 3.0632
253024-Res. Refr. Charge QI: Early Ret. | 0.23975 | 0.0022451 | 0.11864 | 174.1288 | 1741.2876 | -0.060188 | -0.60188 | 0.27656 | 0.98982 | 0.27656 | 0.98982 | 0.23439 | 0.98982 | 0.23439 | 0.98982 | 10.676 | 4.3096 | 10.676 | 4.3096
253024-Res. Refr. Charge QI: Early Ret. | 0.47951 | 0.0044902 | 0.23728 | 348.2575 | 3482.5752 | -0.12038 | -1.2038 | 0.27968 | 0.98982 | 0.27968 | 0.98982 | 0.24854 | 0.98982 | 0.24854 | 0.98982 | 11.982 | 5.3871 | 11.982 | 5.3871
253024-Res. Refr. Charge QI: Early Ret. | 0.35963 | 0.0033676 | 0.17796 | 261.1931 | 2611.9314 | -0.090282 | -0.90282 | 0.27968 | 0.98982 | 0.27968 | 0.98982 | 0.24854 | 0.98982 | 0.24854 | 0.98982 | 11.982 | 5.3871 | 11.982 | 5.3871
253015-Residential HP SEER 13 Early Ret. CZ 6, 7 or 8 | 1.0333 | 0.0096757 | 0.37239 | 750.4456 | 11256.6834 | 0 | 0 | 0.2212 | 0 | 0.2212 | 0 | 0.33967 | 0 | 0.33967 | 0 | 2.7377 | 39.474 | 2.7377 | 39.474
253023-Res. Refr. Charge QI: Early Ret. | 0.12275 | 0.0011494 | 0.16086 | 89.1489 | 891.4885 | -0.078742 | -0.78742 | 0.26823 | 0.98982 | 0.26823 | 0.98982 | 0.25277 | 0.98982 | 0.25277 | 0.98982 | 8.2482 | 5.8131 | 8.2482 | 5.8131
253024-Res. Refr. Charge QI: Early Ret. | 0.59939 | 0.0056127 | 0.2966 | 435.3219 | 4353.219 | -0.15047 | -1.5047 | 0.27968 | 0.98982 | 0.27968 | 0.98982 | 0.24854 | 0.98982 | 0.24854 | 0.98982 | 11.982 | 5.3871 | 11.982 | 5.3871
253024-Res. Refr. Charge QI: Early Ret. | 0.35963 | 0.0033676 | 0.17796 | 261.1931 | 2611.9314 | -0.090282 | -0.90282 | 0.27968 | 0.98982 | 0.27968 | 0.98982 | 0.24854 | 0.98982 | 0.24854 | 0.98982 | 11.982 | 5.3871 | 11.982 | 5.3871
253024-Res. Refr. Charge QI: Early Ret. | 0.35963 | 0.0033676 | 0.17796 | 261.1931 | 2611.9314 | -0.090282 | -0.90282 | 0.27968 | 0.98982 | 0.27968 | 0.98982 | 0.24854 | 0.98982 | 0.24854 | 0.98982 | 11.982 | 5.3871 | 11.982 | 5.3871
253024-Res. Refr. Charge QI: Early Ret. | 0.23975 | 0.0022451 | 0.11864 | 174.1288 | 1741.2876 | -0.060188 | -0.60188 | 0.27968 | 0.98982 | 0.27968 | 0.98982 | 0.24854 | 0.98982 | 0.24854 | 0.98982 | 11.982 | 5.3871 | 11.982 | 5.3871
253024-Res. Refr. Charge QI: Early Ret. | 0.47951 | 0.0044902 | 0.23728 | 348.2575 | 3482.5752 | -0.12038 | -1.2038 | 0.27968 | 0.98982 | 0.27968 | 0.98982 | 0.24854 | 0.98982 | 0.24854 | 0.98982 | 11.982 | 5.3871 | 11.982 | 5.3871
253077-Comm. HP <65k single phase split ER above code | 0.21173 | 0.084466 | 0.30292 | 650.637 | 9759.555 | 0 | 0 | 0.095152 | 0 | 0.095152 | 0 | 0.070584 | 0 | 0.070584 | 0 | 2.2784 | 1.713 | 2.2784 | 1.713
253093-Comm. Refr. Charge QI: Split Systems | 0.088501 | 0.035306 | 0.18133 | 271.9584 | 2719.584 | 0 | 0 | 0.090068 | 0 | 0.090068 | 0 | 0.093494 | 0 | 0.093494 | 0 | 2.5593 | 2.7207 | 2.5593 | 2.7207
253024-Res. Refr. Charge QI: Early Ret. | 0.59939 | 0.0056127 | 0.2966 | 435.3219 | 4353.219 | -0.15047 | -1.5047 | 0.27968 | 0.98982 | 0.27968 | 0.98982 | 0.24854 | 0.98982 | 0.24854 | 0.98982 | 11.982 | 5.3871 | 11.982 | 5.3871
253022-Res. Refr. Charge QI: Repl. on Failure | 0.59939 | 0.0056127 | 0.2966 | 435.3219 | 4353.219 | -0.15047 | -1.5047 | 0.27968 | 0.98982 | 0.27968 | 0.98982 | 0.24854 | 0.98982 | 0.24854 | 0.98982 | 11.982 | 5.3871 | 11.982 | 5.3871
253024-Res. Refr. Charge QI: Early Ret. | 0.35963 | 0.0033676 | 0.17796 | 261.1931 | 2611.9314 | -0.090282 | -0.90282 | 0.2776 | 0.98982 | 0.2776 | 0.98982 | 0.23911 | 0.98982 | 0.23911 | 0.98982 | 11.0785 | 4.6175 | 11.0785 | 4.6175
253024-Res. Refr. Charge QI: Early Ret. | 0.59939 | 0.0056127 | 0.2966 | 435.3219 | 4353.219 | -0.15047 | -1.5047 | 0.27968 | 0.98982 | 0.27968 | 0.98982 | 0.24854 | 0.98982 | 0.24854 | 0.98982 | 11.982 | 5.3871 | 11.982 | 5.3871
253024-Res. Refr. Charge QI: Early Ret. | 0.35963 | 0.0033676 | 0.17796 | 261.1931 | 2611.9314 | -0.090282 | -0.90282 | 0.27968 | 0.98982 | 0.27968 | 0.98982 | 0.24854 | 0.98982 | 0.24854 | 0.98982 | 11.982 | 5.3871 | 11.982 | 5.3871
253024-Res. Refr. Charge QI: Early Ret. | 0.35963 | 0.0033676 | 0.17796 | 261.1931 | 2611.9314 | -0.090282 | -0.90282 | 0.27968 | 0.98982 | 0.27968 | 0.98982 | 0.24854 | 0.98982 | 0.24854 | 0.98982 | 11.982 | 5.3871 | 11.982 | 5.3871
253009-Residential AC SEER 15 Early Ret. CZ 6, 7 or 8 | 0.40416 | 0.0037846 | 0.52002 | 293.5337 | 4403.0055 | -1.7846 | -26.7692 | -0.032243 | 1.0475 | -0.032243 | 1.0475 | 0.31715 | 1.0475 | 0.31715 | 1.0475 | 0.89859 | 10.9137 | 0.89859 | 10.9137
253023-Res. Refr. Charge QI: Early Ret. | 0.12275 | 0.0011494 | 0.16086 | 89.1489 | 891.4885 | -0.078742 | -0.78742 | 0.26823 | 0.98982 | 0.26823 | 0.98982 | 0.25277 | 0.98982 | 0.25277 | 0.98982 | 8.2482 | 5.8131 | 8.2482 | 5.8131
253024-Res. Refr. Charge QI: Early Ret. | 0.35963 | 0.0033676 | 0.17796 | 261.1931 | 2611.9314 | -0.090282 | -0.90282 | 0.2776 | 0.98982 | 0.2776 | 0.98982 | 0.23911 | 0.98982 | 0.23911 | 0.98982 | 11.0785 | 4.6175 | 11.0785 | 4.6175
253024-Res. Refr. Charge QI: Early Ret. | 0.47951 | 0.0044902 | 0.23728 | 348.2575 | 3482.5752 | -0.12038 | -1.2038 | 0.27968 | 0.98982 | 0.27968 | 0.98982 | 0.24854 | 0.98982 | 0.24854 | 0.98982 | 11.982 | 5.3871 | 11.982 | 5.3871
253024-Res. Refr. Charge QI: Early Ret. | 0.47951 | 0.0044902 | 0.23728 | 348.2575 | 3482.5752 | -0.12038 | -1.2038 | 0.27968 | 0.98982 | 0.27968 | 0.98982 | 0.24854 | 0.98982 | 0.24854 | 0.98982 | 11.982 | 5.3871 | 11.982 | 5.3871
253024-Res. Refr. Charge QI: Early Ret. | 0.23975 | 0.0022451 | 0.11864 | 174.1288 | 1741.2876 | -0.060188 | -0.60188 | 0.27968 | 0.98982 | 0.27968 | 0.98982 | 0.24854 | 0.98982 | 0.24854 | 0.98982 | 11.982 | 5.3871 | 11.982 | 5.3871
253024-Res. Refr. Charge QI: Early Ret. | 0.35963 | 0.0033676 | 0.17796 | 261.1931 | 2611.9314 | -0.090282 | -0.90282 | 0.27968 | 0.98982 | 0.27968 | 0.98982 | 0.24854 | 0.98982 | 0.24854 | 0.98982 | 11.982 | 5.3871 | 11.982 | 5.3871
253024-Res. Refr. Charge QI: Early Ret. | 0.23975 | 0.0022451 | 0.11864 | 174.1288 | 1741.2876 | -0.060188 | -0.60188 | 0.27968 | 0.98982 | 0.27968 | 0.98982 | 0.24854 | 0.98982 | 0.24854 | 0.98982 | 11.982 | 5.3871 | 11.982 | 5.3871
253024-Res. Refr. Charge QI: Early Ret. | 0.47951 | 0.0044902 | 0.23728 | 348.2575 | 3482.5752 | -0.12038 | -1.2038 | 0.27968 | 0.98982 | 0.27968 | 0.98982 | 0.24854 | 0.98982 | 0.24854 | 0.98982 | 11.982 | 5.3871 | 11.982 | 5.3871
253024-Res. Refr. Charge QI: Early Ret. | 0.47951 | 0.0044902 | 0.23728 | 348.2575 | 3482.5752 | -0.12038 | -1.2038 | 0.27968 | 0.98982 | 0.27968 | 0.98982 | 0.24854 | 0.98982 | 0.24854 | 0.98982 | 11.982 | 5.3871 | 11.982 | 5.3871
253006-Residential AC SEER 13 Early Ret. CZ 10, 14, or 15 | 0.53809 | 0.0050387 | 0.44108 | 390.8016 | 5862.0243 | 0.15247 | 2.2871 | 0.12088 | 0.36334 | 0.12088 | 0.36334 | 0.28853 | 0.86726 | 0.28853 | 0.86726 | 1.5311 | 5.811 | 1.5311 | 5.811
253024-Res. Refr. Charge QI: Early Ret. | 0.23975 | 0.0022451 | 0.11864 | 174.1288 | 1741.2876 | -0.060188 | -0.60188 | 0.27656 | 0.98982 | 0.27656 | 0.98982 | 0.23439 | 0.98982 | 0.23439 | 0.98982 | 10.676 | 4.3096 | 10.676 | 4.3096
253024-Res. Refr. Charge QI: Early Ret. | 0.35963 | 0.0033676 | 0.17796 | 261.1931 | 2611.9314 | -0.090282 | -0.90282 | 0.27968 | 0.98982 | 0.27968 | 0.98982 | 0.24854 | 0.98982 | 0.24854 | 0.98982 | 11.982 | 5.3871 | 11.982 | 5.3871
253024-Res. Refr. Charge QI: Early Ret. | 0.35963 | 0.0033676 | 0.17796 | 261.1931 | 2611.9314 | -0.090282 | -0.90282 | 0.27968 | 0.98982 | 0.27968 | 0.98982 | 0.24854 | 0.98982 | 0.24854 | 0.98982 | 11.982 | 5.3871 | 11.982 | 5.3871
253024-Res. Refr. Charge QI: Early Ret. | 0.35963 | 0.0033676 | 0.17796 | 261.1931 | 2611.9314 | -0.090282 | -0.90282 | 0.2776 | 0.98982 | 0.2776 | 0.98982 | 0.23911 | 0.98982 | 0.23911 | 0.98982 | 11.0785 | 4.6175 | 11.0785 | 4.6175
253024-Res. Refr. Charge QI: Early Ret. | 0.47951 | 0.0044902 | 0.23728 | 348.2575 | 3482.5752 | -0.12038 | -1.2038 | 0.27968 | 0.98982 | 0.27968 | 0.98982 | 0.24854 | 0.98982 | 0.24854 | 0.98982 | 11.982 | 5.3871 | 11.982 | 5.3871
253024-Res. Refr. Charge QI: Early Ret. | 0.59939 | 0.0056127 | 0.2966 | 435.3219 | 4353.219 | -0.15047 | -1.5047 | 0.27968 | 0.98982 | 0.27968 | 0.98982 | 0.24854 | 0.98982 | 0.24854 | 0.98982 | 11.982 | 5.3871 | 11.982 | 5.3871
253004-Residential AC SEER 15 CZ 10, 14, or 15 | 1.3755 | 0.01288 | 1.0567 | 999.0022 | 14985.0324 | -2.9532 | -44.2976 | 0.28112 | 1.0475 | 0.28112 | 1.0475 | 0.3106 | 1.0475 | 0.3106 | 1.0475 | 5.1263 | 9.1147 | 5.1263 | 9.1147
253022-Res. Refr. Charge QI: Repl. on Failure | 0.47951 | 0.0044902 | 0.23728 | 348.2575 | 3482.5752 | -0.12038 | -1.2038 | 0.27968 | 0.98982 | 0.27968 | 0.98982 | 0.24854 | 0.98982 | 0.24854 | 0.98982 | 11.982 | 5.3871 | 11.982 | 5.3871
253024-Res. Refr. Charge QI: Early Ret. | 0.35963 | 0.0033676 | 0.17796 | 261.1931 | 2611.9314 | -0.090282 | -0.90282 | 0.27968 | 0.98982 | 0.27968 | 0.98982 | 0.24854 | 0.98982 | 0.24854 | 0.98982 | 11.982 | 5.3871 | 11.982 | 5.3871
253022-Res. Refr. Charge QI: Repl. on Failure | 0.47951 | 0.0044902 | 0.23728 | 348.2575 | 3482.5752 | -0.12038 | -1.2038 | 0.27968 | 0.98982 | 0.27968 | 0.98982 | 0.24854 | 0.98982 | 0.24854 | 0.98982 | 11.982 | 5.3871 | 11.982 | 5.3871
253024-Res. Refr. Charge QI: Early Ret. | 0.23975 | 0.0022451 | 0.11864 | 174.1288 | 1741.2876 | -0.060188 | -0.60188 | 0.27656 | 0.98982 | 0.27656 | 0.98982 | 0.23439 | 0.98982 | 0.23439 | 0.98982 | 10.676 | 4.3096 | 10.676 | 4.3096
253024-Res. Refr. Charge QI: Early Ret. | 0.47951 | 0.0044902 | 0.23728 | 348.2575 | 3482.5752 | -0.12038 | -1.2038 | 0.27968 | 0.98982 | 0.27968 | 0.98982 | 0.24854 | 0.98982 | 0.24854 | 0.98982 | 11.982 | 5.3871 | 11.982 | 5.3871
253024-Res. Refr. Charge QI: Early Ret. | 0.47951 | 0.0044902 | 0.23728 | 348.2575 | 3482.5752 | -0.12038 | -1.2038 | 0.27968 | 0.98982 | 0.27968 | 0.98982 | 0.24854 | 0.98982 | 0.24854 | 0.98982 | 11.982 | 5.3871 | 11.982 | 5.3871
253024-Res. Refr. Charge QI: Early Ret. | 0.35963 | 0.0033676 | 0.17796 | 261.1931 | 2611.9314 | -0.090282 | -0.90282 | 0.27968 | 0.98982 | 0.27968 | 0.98982 | 0.24854 | 0.98982 | 0.24854 | 0.98982 | 11.982 | 5.3871 | 11.982 | 5.3871
253024-Res. Refr. Charge QI: Early Ret. | 0.35963 | 0.0033676 | 0.17796 | 261.1931 | 2611.9314 | -0.090282 | -0.90282 | 0.27968 | 0.98982 | 0.27968 | 0.98982 | 0.24854 | 0.98982 | 0.24854 | 0.98982 | 11.982 | 5.3871 | 11.982 | 5.3871
253024-Res. Refr. Charge QI: Early Ret. | 0.35963 | 0.0033676 | 0.17796 | 261.1931 | 2611.9314 | -0.090282 | -0.90282 | 0.2776 | 0.98982 | 0.2776 | 0.98982 | 0.23911 | 0.98982 | 0.23911 | 0.98982 | 11.0785 | 4.6175 | 11.0785 | 4.6175
253006-Residential AC SEER 13 Early Ret. CZ 10, 14, or 15 | 0.80713 | 0.0075581 | 0.66162 | 586.2024 | 8793.0364 | 0.22871 | 3.4306 | 0.12484 | 0.37524 | 0.12484 | 0.37524 | 0.30052 | 0.90331 | 0.30052 | 0.90331 | 1.5582 | 7.2637 | 1.5582 | 7.2637
253024-Res. Refr. Charge QI: Early Ret. | 0.35963 | 0.0033676 | 0.17796 | 261.1931 | 2611.9314 | -0.090282 | -0.90282 | 0.27968 | 0.98982 | 0.27968 | 0.98982 | 0.24854 | 0.98982 | 0.24854 | 0.98982 | 11.982 | 5.3871 | 11.982 | 5.3871
253022-Res. Refr. Charge QI: Repl. on Failure | 0.35963 | 0.0033676 | 0.17796 | 261.1931 | 2611.9314 | -0.090282 | -0.90282 | 0.27968 | 0.98982 | 0.27968 | 0.98982 | 0.24854 | 0.98982 | 0.24854 | 0.98982 | 11.982 | 5.3871 | 11.982 | 5.3871
253022-Res. Refr. Charge QI: Repl. on Failure | 0.47951 | 0.0044902 | 0.23728 | 348.2575 | 3482.5752 | -0.12038 | -1.2038 | 0.27968 | 0.98982 | 0.27968 | 0.98982 | 0.24854 | 0.98982 | 0.24854 | 0.98982 | 11.982 | 5.3871 | 11.982 | 5.3871
253024-Res. Refr. Charge QI: Early Ret. | 0.47951 | 0.0044902 | 0.23728 | 348.2575 | 3482.5752 | -0.12038 | -1.2038 | 0.27968 | 0.98982 | 0.27968 | 0.98982 | 0.24854 | 0.98982 | 0.24854 | 0.98982 | 11.982 | 5.3871 | 11.982 | 5.3871
253024-Res. Refr. Charge QI: Early Ret. | 0.35963 | 0.0033676 | 0.17796 | 261.1931 | 2611.9314 | -0.090282 | -0.90282 | 0.27968 | 0.98982 | 0.27968 | 0.98982 | 0.24854 | 0.98982 | 0.24854 | 0.98982 | 11.982 | 5.3871 | 11.982 | 5.3871
253022-Res. Refr. Charge QI: Repl. on Failure | 0.35963 | 0.0033676 | 0.17796 | 261.1931 | 2611.9314 | -0.090282 | -0.90282 | 0.27968 | 0.98982 | 0.27968 | 0.98982 | 0.24854 | 0.98982 | 0.24854 | 0.98982 | 11.982 | 5.3871 | 11.982 | 5.3871
253022-Res. Refr. Charge QI: Repl. on Failure | 0.35963 | 0.0033676 | 0.17796 | 261.1931 | 2611.9314 | -0.090282 | -0.90282 | 0.27968 | 0.98982 | 0.27968 | 0.98982 | 0.24854 | 0.98982 | 0.24854 | 0.98982 | 11.982 | 5.3871 | 11.982 | 5.3871
253024-Res. Refr. Charge QI: Early Ret. | 0.35963 | 0.0033676 | 0.17796 | 261.1931 | 2611.9314 | -0.090282 | -0.90282 | 0.27968 | 0.98982 | 0.27968 | 0.98982 | 0.24854 | 0.98982 | 0.24854 | 0.98982 | 11.982 | 5.3871 | 11.982 | 5.3871
253024-Res. Refr. Charge QI: Early Ret. | 0.23975 | 0.0022451 | 0.11864 | 174.1288 | 1741.2876 | -0.060188 | -0.60188 | 0.27968 | 0.98982 | 0.27968 | 0.98982 | 0.24854 | 0.98982 | 0.24854 | 0.98982 | 11.982 | 5.3871 | 11.982 | 5.3871
253024-Res. Refr. Charge QI: Early Ret. | 0.47951 | 0.0044902 | 0.23728 | 348.2575 | 3482.5752 | -0.12038 | -1.2038 | 0.27968 | 0.98982 | 0.27968 | 0.98982 | 0.24854 | 0.98982 | 0.24854 | 0.98982 | 11.982 | 5.3871 | 11.982 | 5.3871
253024-Res. Refr. Charge QI: Early Ret. | 0.59939 | 0.0056127 | 0.2966 | 435.3219 | 4353.219 | -0.15047 | -1.5047 | 0.27968 | 0.98982 | 0.27968 | 0.98982 | 0.24854 | 0.98982 | 0.24854 | 0.98982 | 11.982 | 5.3871 | 11.982 | 5.3871
253024-Res. Refr. Charge QI: Early Ret. | 0.47951 | 0.0044902 | 0.23728 | 348.2575 | 3482.5752 | -0.12038 | -1.2038 | 0.27968 | 0.98982 | 0.27968 | 0.98982 | 0.24854 | 0.98982 | 0.24854 | 0.98982 | 11.982 | 5.3871 | 11.982 | 5.3871
253024-Res. Refr. Charge QI: Early Ret. | 0.47951 | 0.0044902 | 0.23728 | 348.2575 | 3482.5752 | -0.12038 | -1.2038 | 0.27968 | 0.98982 | 0.27968 | 0.98982 | 0.24854 | 0.98982 | 0.24854 | 0.98982 | 11.982 | 5.3871 | 11.982 | 5.3871
253024-Res. Refr. Charge QI: Early Ret. | 0.47951 | 0.0044902 | 0.23728 | 348.2575 | 3482.5752 | -0.12038 | -1.2038 | 0.27968 | 0.98982 | 0.27968 | 0.98982 | 0.24854 | 0.98982 | 0.24854 | 0.98982 | 11.982 | 5.3871 | 11.982 | 5.3871
253024-Res. Refr. Charge QI: Early Ret. | 0.35963 | 0.0033676 | 0.17796 | 261.1931 | 2611.9314 | -0.090282 | -0.90282 | 0.27968 | 0.98982 | 0.27968 | 0.98982 | 0.24854 | 0.98982 | 0.24854 | 0.98982 | 11.982 | 5.3871 | 11.982 | 5.3871
253072-Comm. AC 135K to 239k ER | 1.2576 | 0.50168 | 3.0728 | 3864.4305 | 57966.4575 | 0 | 0 | -0.081602 | 0 | -0.081602 | 0 | 0.11815 | 0 | 0.11815 | 0 | 0.67513 | 3.2971 | 0.67513 | 3.2971
253074-Comm. AC 240k to 759k ER | 1.8471 | 0.73687 | 4.5188 | 5676.069 | 85141.035 | 0 | 0 | -0.10982 | 0 | -0.10982 | 0 | 0.12289 | 0 | 0.12289 | 0 | 0.60694 | 3.6321 | 0.60694 | 3.6321
253074-Comm. AC 240k to 759k ER | 1.8471 | 0.73687 | 4.5188 | 5676.069 | 85141.035 | 0 | 0 | -0.10982 | 0 | -0.10982 | 0 | 0.12289 | 0 | 0.12289 | 0 | 0.60694 | 3.6321 | 0.60694 | 3.6321
253074-Comm. AC 240k to 759k ER | 1.8471 | 0.73687 | 4.5188 | 5676.069 | 85141.035 | 0 | 0 | -0.10982 | 0 | -0.10982 | 0 | 0.12289 | 0 | 0.12289 | 0 | 0.60694 | 3.6321 | 0.60694 | 3.6321
253074-Comm. AC 240k to 759k ER | 2.0934 | 0.83512 | 5.1213 | 6432.8782 | 96493.173 | 0 | 0 | -0.10982 | 0 | -0.10982 | 0 | 0.12289 | 0 | 0.12289 | 0 | 0.60694 | 3.6321 | 0.60694 | 3.6321
253072-Comm. AC 135K to 239k ER | 1.2576 | 0.50168 | 3.0728 | 3864.4305 | 57966.4575 | 0 | 0 | -0.081602 | 0 | -0.081602 | 0 | 0.11815 | 0 | 0.11815 | 0 | 0.67513 | 3.2971 | 0.67513 | 3.2971
253072-Comm. AC 135K to 239k ER | 1.2576 | 0.50168 | 3.0728 | 3864.4305 | 57966.4575 | 0 | 0 | -0.081602 | 0 | -0.081602 | 0 | 0.11815 | 0 | 0.11815 | 0 | 0.67513 | 3.2971 | 0.67513 | 3.2971
253072-Comm. AC 135K to 239k ER | 1.2576 | 0.50168 | 3.0728 | 3864.4305 | 57966.4575 | 0 | 0 | -0.081602 | 0 | -0.081602 | 0 | 0.11815 | 0 | 0.11815 | 0 | 0.67513 | 3.2971 | 0.67513 | 3.2971
253072-Comm. AC 135K to 239k ER | 1.2576 | 0.50168 | 3.0728 | 3864.4305 | 57966.4575 | 0 | 0 | -0.081602 | 0 | -0.081602 | 0 | 0.11815 | 0 | 0.11815 | 0 | 0.67513 | 3.2971 | 0.67513 | 3.2971
253072-Comm. AC 135K to 239k ER | 1.2576 | 0.50168 | 3.0728 | 3864.4305 | 57966.4575 | 0 | 0 | -0.081602 | 0 | -0.081602 | 0 | 0.11815 | 0 | 0.11815 | 0 | 0.67513 | 3.2971 | 0.67513 | 3.2971
253074-Comm. AC 240k to 759k ER | 1.2314 | 0.49125 | 3.0125 | 3784.046 | 56760.69 | 0 | 0 | -0.10982 | 0 | -0.10982 | 0 | 0.12289 | 0 | 0.12289 | 0 | 0.60694 | 3.6321 | 0.60694 | 3.6321
253074-Comm. AC 240k to 759k ER | 1.8471 | 0.73687 | 4.5188 | 5676.069 | 85141.035 | 0 | 0 | -0.10982 | 0 | -0.10982 | 0 | 0.12289 | 0 | 0.12289 | 0 | 0.60694 | 3.6321 | 0.60694 | 3.6321
253074-Comm. AC 240k to 759k ER | 2.4628 | 0.9825 | 6.0251 | 7568.092 | 113521.38 | 0 | 0 | -0.10982 | 0 | -0.10982 | 0 | 0.12289 | 0 | 0.12289 | 0 | 0.60694 | 3.6321 | 0.60694 | 3.6321
253005-Residential AC SEER 13 Early Ret. CZ 6, 7 or 8 | 0.62396 | 0.0058428 | 0.87653 | 453.1666 | 6797.4984 | 0.54897 | 8.2346 | -0.018689 | -0.056174 | -0.018689 | -0.056174 | 0.31937 | 0.95995 | 0.31937 | 0.95995 | 0.9491 | 11.9618 | 0.9491 | 11.9618
253110-25 HP Motor (ODP) | 0.063183 | 0.057609 | 0.16894 | 482.8617 | 7242.9254 | 0 | 0 | 0.059222 | 0 | 0.059222 | 0 | 0.06618 | 0 | 0.06618 | 0 | 1.9576 | 2.2058 | 1.9576 | 2.2058
253117-5 HP Motor (TEFC) | 0.010732 | 0.0097856 | 0.038982 | 82.0203 | 1230.3049 | 0 | 0 | 0.029088 | 0 | 0.029088 | 0 | -0.00010167 | 0 | -0.00010167 | 0 | 1.3163 | 0.99916 | 1.3163 | 0.99916
253125-50 HP Motor (TEFC) | 0.097431 | 0.088835 | 0.26052 | 744.5962 | 11168.9435 | 0 | 0 | 0.027309 | 0 | 0.027309 | 0 | 0.046915 | 0 | 0.046915 | 0 | 1.2913 | 1.6327 | 1.2913 | 1.6327
253121-20 HP Motor (TEFC) | 0.053962 | 0.049201 | 0.14429 | 412.3918 | 6185.8764 | 0 | 0 | 0.086079 | 0 | 0.086079 | 0 | 0.072867 | 0 | 0.072867 | 0 | 3.4604 | 2.5119 | 3.4604 | 2.5119
253124-40 HP Motor (TEFC) | 0.061217 | 0.055816 | 0.16369 | 467.838 | 7017.57 | 0 | 0 | 0.0085055 | 0 | 0.0085055 | 0 | 0.064417 | 0 | 0.064417 | 0 | 1.0756 | 2.1372 | 1.0756 | 2.1372
253021-Res. Refr. Charge QI: Repl. on Failure CZ 6, 7 or 8 | 0.24549 | 0.0022988 | 0.32173 | 178.2977 | 1782.977 | -0.15748 | -1.5748 | 0.26823 | 0.98982 | 0.26823 | 0.98982 | 0.25277 | 0.98982 | 0.25277 | 0.98982 | 8.2482 | 5.8131 | 8.2482 | 5.8131
253021-Res. Refr. Charge QI: Repl. on Failure CZ 6, 7 or 8 | 0.24549 | 0.0022988 | 0.32173 | 178.2977 | 1782.977 | -0.15748 | -1.5748 | 0.26823 | 0.98982 | 0.26823 | 0.98982 | 0.25277 | 0.98982 | 0.25277 | 0.98982 | 8.2482 | 5.8131 | 8.2482 | 5.8131
253021-Res. Refr. Charge QI: Repl. on Failure CZ 6, 7 or 8 | 0.24549 | 0.0022988 | 0.32173 | 178.2977 | 1782.977 | -0.15748 | -1.5748 | 0.26823 | 0.98982 | 0.26823 | 0.98982 | 0.25277 | 0.98982 | 0.25277 | 0.98982 | 8.2482 | 5.8131 | 8.2482 | 5.8131
253021-Res. Refr. Charge QI: Repl. on Failure CZ 6, 7 or 8 | 0.18412 | 0.0017241 | 0.24129 | 133.7233 | 1337.2328 | -0.11811 | -1.1811 | 0.26823 | 0.98982 | 0.26823 | 0.98982 | 0.25277 | 0.98982 | 0.25277 | 0.98982 | 8.2482 | 5.8131 | 8.2482 | 5.8131
253021-Res. Refr. Charge QI: Repl. on Failure CZ 6, 7 or 8 | 0.24549 | 0.0022988 | 0.32173 | 178.2977 | 1782.977 | -0.15748 | -1.5748 | 0.26823 | 0.98982 | 0.26823 | 0.98982 | 0.25277 | 0.98982 | 0.25277 | 0.98982 | 8.2482 | 5.8131 | 8.2482 | 5.8131
253021-Res. Refr. Charge QI: Repl. on Failure CZ 6, 7 or 8 | 0.18412 | 0.0017241 | 0.24129 | 133.7233 | 1337.2328 | -0.11811 | -1.1811 | 0.26631 | 0.98982 | 0.26631 | 0.98982 | 0.24405 | 0.98982 | 0.24405 | 0.98982 | 7.8403 | 4.9827 | 7.8403 | 4.9827
253021-Res. Refr. Charge QI: Repl. on Failure CZ 6, 7 or 8 | 0.24549 | 0.0022988 | 0.32173 | 178.2977 | 1782.977 | -0.15748 | -1.5748 | 0.26823 | 0.98982 | 0.26823 | 0.98982 | 0.25277 | 0.98982 | 0.25277 | 0.98982 | 8.2482 | 5.8131 | 8.2482 | 5.8131
253021-Res. Refr. Charge QI: Repl. on Failure CZ 6, 7 or 8 | 0.30687 | 0.0028735 | 0.40216 | 222.8721 | 2228.7213 | -0.19686 | -1.9686 | 0.26823 | 0.98982 | 0.26823 | 0.98982 | 0.25277 | 0.98982 | 0.25277 | 0.98982 | 8.2482 | 5.8131 | 8.2482 | 5.8131
253021-Res. Refr. Charge QI: Repl. on Failure CZ 6, 7 or 8 | 0.18412 | 0.0017241 | 0.24129 | 133.7233 | 1337.2328 | -0.11811 | -1.1811 | 0.26823 | 0.98982 | 0.26823 | 0.98982 | 0.25277 | 0.98982 | 0.25277 | 0.98982 | 8.2482 | 5.8131 | 8.2482 | 5.8131
253021-Res. Refr. Charge QI: Repl. on Failure CZ 6, 7 or 8 | 0.18412 | 0.0017241 | 0.24129 | 133.7233 | 1337.2328 | -0.11811 | -1.1811 | 0.26823 | 0.98982 | 0.26823 | 0.98982 | 0.25277 | 0.98982 | 0.25277 | 0.98982 | 8.2482 | 5.8131 | 8.2482 | 5.8131
253021-Res. Refr. Charge QI: Repl. on Failure CZ 6, 7 or 8 | 0.30687 | 0.0028735 | 0.40216 | 222.8721 | 2228.7213 | -0.19686 | -1.9686 | 0.26823 | 0.98982 | 0.26823 | 0.98982 | 0.25277 | 0.98982 | 0.25277 | 0.98982 | 8.2482 | 5.8131 | 8.2482 | 5.8131
253021-Res. Refr. Charge QI: Repl. on Failure CZ 6, 7 or 8 | 0.30687 | 0.0028735 | 0.40216 | 222.8721 | 2228.7213 | -0.19686 | -1.9686 | 0.26823 | 0.98982 | 0.26823 | 0.98982 | 0.25277 | 0.98982 | 0.25277 | 0.98982 | 8.2482 | 5.8131 | 8.2482 | 5.8131
253021-Res. Refr. Charge QI: Repl. on Failure CZ 6, 7 or 8 | 0.30687 | 0.0028735 | 0.40216 | 222.8721 | 2228.7213 | -0.19686 | -1.9686 | 0.26823 | 0.98982 | 0.26823 | 0.98982 | 0.25277 | 0.98982 | 0.25277 | 0.98982 | 8.2482 | 5.8131 | 8.2482 | 5.8131
253021-Res. Refr. Charge QI: Repl. on Failure CZ 6, 7 or 8 | 0.30687 | 0.0028735 | 0.40216 | 222.8721 | 2228.7213 | -0.19686 | -1.9686 | 0.26823 | 0.98982 | 0.26823 | 0.98982 | 0.25277 | 0.98982 | 0.25277 | 0.98982 | 8.2482 | 5.8131 | 8.2482 | 5.8131
253021-Res. Refr. Charge QI: Repl. on Failure CZ 6, 7 or 8 | 0.24549 | 0.0022988 | 0.32173 | 178.2977 | 1782.977 | -0.15748 | -1.5748 | 0.26823 | 0.98982 | 0.26823 | 0.98982 | 0.25277 | 0.98982 | 0.25277 | 0.98982 | 8.2482 | 5.8131 | 8.2482 | 5.8131
253021-Res. Refr. Charge QI: Repl. on Failure CZ 6, 7 or 8 | 0.24549 | 0.0022988 | 0.32173 | 178.2977 | 1782.977 | -0.15748 | -1.5748 | 0.26823 | 0.98982 | 0.26823 | 0.98982 | 0.25277 | 0.98982 | 0.25277 | 0.98982 | 8.2482 | 5.8131 | 8.2482 | 5.8131
253021-Res. Refr. Charge QI: Repl. on Failure CZ 6, 7 or 8 | 0.24549 | 0.0022988 | 0.32173 | 178.2977 | 1782.977 | -0.15748 | -1.5748 | 0.26823 | 0.98982 | 0.26823 | 0.98982 | 0.25277 | 0.98982 | 0.25277 | 0.98982 | 8.2482 | 5.8131 | 8.2482 | 5.8131
253021-Res. Refr. Charge QI: Repl. on Failure CZ 6, 7 or 8 | 0.18412 | 0.0017241 | 0.24129 | 133.7233 | 1337.2328 | -0.11811 | -1.1811 | 0.26631 | 0.98982 | 0.26631 | 0.98982 | 0.24405 | 0.98982 | 0.24405 | 0.98982 | 7.8403 | 4.9827 | 7.8403 | 4.9827
253021-Res. Refr. Charge QI: Repl. on Failure CZ 6, 7 or 8 | 0.24549 | 0.0022988 | 0.32173 | 178.2977 | 1782.977 | -0.15748 | -1.5748 | 0.26823 | 0.98982 | 0.26823 | 0.98982 | 0.25277 | 0.98982 | 0.25277 | 0.98982 | 8.2482 | 5.8131 | 8.2482 | 5.8131
253021-Res. Refr. Charge QI: Repl. on Failure CZ 6, 7 or 8 | 0.18412 | 0.0017241 | 0.24129 | 133.7233 | 1337.2328 | -0.11811 | -1.1811 | 0.26823 | 0.98982 | 0.26823 | 0.98982 | 0.25277 | 0.98982 | 0.25277 | 0.98982 | 8.2482 | 5.8131 | 8.2482 | 5.8131
253021-Res. Refr. Charge QI: Repl. on Failure CZ 6, 7 or 8 | 0.18412 | 0.0017241 | 0.24129 | 133.7233 | 1337.2328 | -0.11811 | -1.1811 | 0.26823 | 0.98982 | 0.26823 | 0.98982 | 0.25277 | 0.98982 | 0.25277 | 0.98982 | 8.2482 | 5.8131 | 8.2482 | 5.8131
253021-Res. Refr. Charge QI: Repl. on Failure CZ 6, 7 or 8 | 0.30687 | 0.0028735 | 0.40216 | 222.8721 | 2228.7213 | -0.19686 | -1.9686 | 0.26823 | 0.98982 | 0.26823 | 0.98982 | 0.25277 | 0.98982 | 0.25277 | 0.98982 | 8.2482 | 5.8131 | 8.2482 | 5.8131
253021-Res. Refr. Charge QI: Repl. on Failure CZ 6, 7 or 8 | 0.12275 | 0.0011494 | 0.16086 | 89.1489 | 891.4885 | -0.078742 | -0.78742 | 0.26823 | 0.98982 | 0.26823 | 0.98982 | 0.25277 | 0.98982 | 0.25277 | 0.98982 | 8.2482 | 5.8131 | 8.2482 | 5.8131
253021-Res. Refr. Charge QI: Repl. on Failure CZ 6, 7 or 8 | 0.30687 | 0.0028735 | 0.40216 | 222.8721 | 2228.7213 | -0.19686 | -1.9686 | 0.26823 | 0.98982 | 0.26823 | 0.98982 | 0.25277 | 0.98982 | 0.25277 | 0.98982 | 8.2482 | 5.8131 | 8.2482 | 5.8131
253021-Res. Refr. Charge QI: Repl. on Failure CZ 6, 7 or 8 | 0.30687 | 0.0028735 | 0.40216 | 222.8721 | 2228.7213 | -0.19686 | -1.9686 | 0.26823 | 0.98982 | 0.26823 | 0.98982 | 0.25277 | 0.98982 | 0.25277 | 0.98982 | 8.2482 | 5.8131 | 8.2482 | 5.8131
253021-Res. Refr. Charge QI: Repl. on Failure CZ 6, 7 or 8 | 0.18412 | 0.0017241 | 0.24129 | 133.7233 | 1337.2328 | -0.11811 | -1.1811 | 0.26631 | 0.98982 | 0.26631 | 0.98982 | 0.24405 | 0.98982 | 0.24405 | 0.98982 | 7.8403 | 4.9827 | 7.8403 | 4.9827
253021-Res. Refr. Charge QI: Repl. on Failure CZ 6, 7 or 8 | 0.24549 | 0.0022988 | 0.32173 | 178.2977 | 1782.977 | -0.15748 | -1.5748 | 0.26823 | 0.98982 | 0.26823 | 0.98982 | 0.25277 | 0.98982 | 0.25277 | 0.98982 | 8.2482 | 5.8131 | 8.2482 | 5.8131
253021-Res. Refr. Charge QI: Repl. on Failure CZ 6, 7 or 8 | 0.18412 | 0.0017241 | 0.24129 | 133.7233 | 1337.2328 | -0.11811 | -1.1811 | 0.26823 | 0.98982 | 0.26823 | 0.98982 | 0.25277 | 0.98982 | 0.25277 | 0.98982 | 8.2482 | 5.8131 | 8.2482 | 5.8131
253021-Res. Refr. Charge QI: Repl. on Failure CZ 6, 7 or 8 | 0.24549 | 0.0022988 | 0.32173 | 178.2977 | 1782.977 | -0.15748 | -1.5748 | 0.26823 | 0.98982 | 0.26823 | 0.98982 | 0.25277 | 0.98982 | 0.25277 | 0.98982 | 8.2482 | 5.8131 | 8.2482 | 5.8131
253021-Res. Refr. Charge QI: Repl. on Failure CZ 6, 7 or 8 | 0.18412 | 0.0017241 | 0.24129 | 133.7233 | 1337.2328 | -0.11811 | -1.1811 | 0.26823 | 0.98982 | 0.26823 | 0.98982 | 0.25277 | 0.98982 | 0.25277 | 0.98982 | 8.2482 | 5.8131 | 8.2482 | 5.8131
253021-Res. Refr. Charge QI: Repl. on Failure CZ 6, 7 or 8 | 0.12275 | 0.0011494 | 0.16086 | 89.1489 | 891.4885 | -0.078742 | -0.78742 | 0.26535 | 0.98982 | 0.26535 | 0.98982 | 0.23969 | 0.98982 | 0.23969 | 0.98982 | 7.6512 | 4.6505 | 7.6512 | 4.6505
253021-Res. Refr. Charge QI: Repl. on Failure CZ 6, 7 or 8 | 0.18412 | 0.0017241 | 0.24129 | 133.7233 | 1337.2328 | -0.11811 | -1.1811 | 0.26631 | 0.98982 | 0.26631 | 0.98982 | 0.24405 | 0.98982 | 0.24405 | 0.98982 | 7.8403 | 4.9827 | 7.8403 | 4.9827
253021-Res. Refr. Charge QI: Repl. on Failure CZ 6, 7 or 8 | 0.30687 | 0.0028735 | 0.40216 | 222.8721 | 2228.7213 | -0.19686 | -1.9686 | 0.26823 | 0.98982 | 0.26823 | 0.98982 | 0.25277 | 0.98982 | 0.25277 | 0.98982 | 8.2482 | 5.8131 | 8.2482 | 5.8131
253021-Res. Refr. Charge QI: Repl. on Failure CZ 6, 7 or 8 | 0.18412 | 0.0017241 | 0.24129 | 133.7233 | 1337.2328 | -0.11811 | -1.1811 | 0.26823 | 0.98982 | 0.26823 | 0.98982 | 0.25277 | 0.98982 | 0.25277 | 0.98982 | 8.2482 | 5.8131 | 8.2482 | 5.8131
253021-Res. Refr. Charge QI: Repl. on Failure CZ 6, 7 or 8 | 0.18412 | 0.0017241 | 0.24129 | 133.7233 | 1337.2328 | -0.11811 | -1.1811 | 0.26631 | 0.98982 | 0.26631 | 0.98982 | 0.24405 | 0.98982 | 0.24405 | 0.98982 | 7.8403 | 4.9827 | 7.8403 | 4.9827
253021-Res. Refr. Charge QI: Repl. on Failure CZ 6, 7 or 8 | 0.18412 | 0.0017241 | 0.24129 | 133.7233 | 1337.2328 | -0.11811 | -1.1811 | 0.26823 | 0.98982 | 0.26823 | 0.98982 | 0.25277 | 0.98982 | 0.25277 | 0.98982 | 8.2482 | 5.8131 | 8.2482 | 5.8131
253021-Res. Refr. Charge QI: Repl. on Failure CZ 6, 7 or 8 | 0.18412 | 0.0017241 | 0.24129 | 133.7233 | 1337.2328 | -0.11811 | -1.1811 | 0.26823 | 0.98982 | 0.26823 | 0.98982 | 0.25277 | 0.98982 | 0.25277 | 0.98982 | 8.2482 | 5.8131 | 8.2482 | 5.8131
253021-Res. Refr. Charge QI: Repl. on Failure CZ 6, 7 or 8 | 0.30687 | 0.0028735 | 0.40216 | 222.8721 | 2228.7213 | -0.19686 | -1.9686 | 0.26823 | 0.98982 | 0.26823 | 0.98982 | 0.25277 | 0.98982 | 0.25277 | 0.98982 | 8.2482 | 5.8131 | 8.2482 | 5.8131
253021-Res. Refr. Charge QI: Repl. on Failure CZ 6, 7 or 8 | 0.12275 | 0.0011494 | 0.16086 | 89.1489 | 891.4885 | -0.078742 | -0.78742 | 0.26823 | 0.98982 | 0.26823 | 0.98982 | 0.25277 | 0.98982 | 0.25277 | 0.98982 | 8.2482 | 5.8131 | 8.2482 | 5.8131
253021-Res. Refr. Charge QI: Repl. on Failure CZ 6, 7 or 8 | 0.18412 | 0.0017241 | 0.24129 | 133.7233 | 1337.2328 | -0.11811 | -1.1811 | 0.26823 | 0.98982 | 0.26823 | 0.98982 | 0.25277 | 0.98982 | 0.25277 | 0.98982 | 8.2482 | 5.8131 | 8.2482 | 5.8131
253021-Res. Refr. Charge QI: Repl. on Failure CZ 6, 7 or 8 | 0.30687 | 0.0028735 | 0.40216 | 222.8721 | 2228.7213 | -0.19686 | -1.9686 | 0.26823 | 0.98982 | 0.26823 | 0.98982 | 0.25277 | 0.98982 | 0.25277 | 0.98982 | 8.2482 | 5.8131 | 8.2482 | 5.8131
253021-Res. Refr. Charge QI: Repl. on Failure CZ 6, 7 or 8 | 0.30687 | 0.0028735 | 0.40216 | 222.8721 | 2228.7213 | -0.19686 | -1.9686 | 0.26823 | 0.98982 | 0.26823 | 0.98982 | 0.25277 | 0.98982 | 0.25277 | 0.98982 | 8.2482 | 5.8131 | 8.2482 | 5.8131
253021-Res. Refr. Charge QI: Repl. on Failure CZ 6, 7 or 8 | 0.18412 | 0.0017241 | 0.24129 | 133.7233 | 1337.2328 | -0.11811 | -1.1811 | 0.26823 | 0.98982 | 0.26823 | 0.98982 | 0.25277 | 0.98982 | 0.25277 | 0.98982 | 8.2482 | 5.8131 | 8.2482 | 5.8131
253021-Res. Refr. Charge QI: Repl. on Failure CZ 6, 7 or 8 | 0.18412 | 0.0017241 | 0.24129 | 133.7233 | 1337.2328 | -0.11811 | -1.1811 | 0.26823 | 0.98982 | 0.26823 | 0.98982 | 0.25277 | 0.98982 | 0.25277 | 0.98982 | 8.2482 | 5.8131 | 8.2482 | 5.8131
253021-Res. Refr. Charge QI: Repl. on Failure CZ 6, 7 or 8 | 0.18412 | 0.0017241 | 0.24129 | 133.7233 | 1337.2328 | -0.11811 | -1.1811 | 0.26631 | 0.98982 | 0.26631 | 0.98982 | 0.24405 | 0.98982 | 0.24405 | 0.98982 | 7.8403 | 4.9827 | 7.8403 | 4.9827
253021-Res. Refr. Charge QI: Repl. on Failure CZ 6, 7 or 8 | 0.18412 | 0.0017241 | 0.24129 | 133.7233 | 1337.2328 | -0.11811 | -1.1811 | 0.26823 | 0.98982 | 0.26823 | 0.98982 | 0.25277 | 0.98982 | 0.25277 | 0.98982 | 8.2482 | 5.8131 | 8.2482 | 5.8131
253021-Res. Refr. Charge QI: Repl. on Failure CZ 6, 7 or 8 | 0.18412 | 0.0017241 | 0.24129 | 133.7233 | 1337.2328 | -0.11811 | -1.1811 | 0.26631 | 0.98982 | 0.26631 | 0.98982 | 0.24405 | 0.98982 | 0.24405 | 0.98982 | 7.8403 | 4.9827 | 7.8403 | 4.9827
253021-Res. Refr. Charge QI: Repl. on Failure CZ 6, 7 or 8 | 0.18412 | 0.0017241 | 0.24129 | 133.7233 | 1337.2328 | -0.11811 | -1.1811 | 0.26631 | 0.98982 | 0.26631 | 0.98982 | 0.24405 | 0.98982 | 0.24405 | 0.98982 | 7.8403 | 4.9827 | 7.8403 | 4.9827
253021-Res. Refr. Charge QI: Repl. on Failure CZ 6, 7 or 8 | 0.30687 | 0.0028735 | 0.40216 | 222.8721 | 2228.7213 | -0.19686 | -1.9686 | 0.26823 | 0.98982 | 0.26823 | 0.98982 | 0.25277 | 0.98982 | 0.25277 | 0.98982 | 8.2482 | 5.8131 | 8.2482 | 5.8131
253021-Res. Refr. Charge QI: Repl. on Failure CZ 6, 7 or 8 | 0.12275 | 0.0011494 | 0.16086 | 89.1489 | 891.4885 | -0.078742 | -0.78742 | 0.26823 | 0.98982 | 0.26823 | 0.98982 | 0.25277 | 0.98982 | 0.25277 | 0.98982 | 8.2482 | 5.8131 | 8.2482 | 5.8131
253021-Res. Refr. Charge QI: Repl. on Failure CZ 6, 7 or 8 | 0.18412 | 0.0017241 | 0.24129 | 133.7233 | 1337.2328 | -0.11811 | -1.1811 | 0.26823 | 0.98982 | 0.26823 | 0.98982 | 0.25277 | 0.98982 | 0.25277 | 0.98982 | 8.2482 | 5.8131 | 8.2482 | 5.8131
253021-Res. Refr. Charge QI: Repl. on Failure CZ 6, 7 or 8 | 0.18412 | 0.0017241 | 0.24129 | 133.7233 | 1337.2328 | -0.11811 | -1.1811 | 0.26823 | 0.98982 | 0.26823 | 0.98982 | 0.25277 | 0.98982 | 0.25277 | 0.98982 | 8.2482 | 5.8131 | 8.2482 | 5.8131
253021-Res. Refr. Charge QI: Repl. on Failure CZ 6, 7 or 8 | 0.24549 | 0.0022988 | 0.32173 | 178.2977 | 1782.977 | -0.15748 | -1.5748 | 0.26823 | 0.98982 | 0.26823 | 0.98982 | 0.25277 | 0.98982 | 0.25277 | 0.98982 | 8.2482 | 5.8131 | 8.2482 | 5.8131
253021-Res. Refr. Charge QI: Repl. on Failure CZ 6, 7 or 8 | 0.24549 | 0.0022988 | 0.32173 | 178.2977 | 1782.977 | -0.15748 | -1.5748 | 0.26823 | 0.98982 | 0.26823 | 0.98982 | 0.25277 | 0.98982 | 0.25277 | 0.98982 | 8.2482 | 5.8131 | 8.2482 | 5.8131
253021-Res. Refr. Charge QI: Repl. on Failure CZ 6, 7 or 8 | 0.18412 | 0.0017241 | 0.24129 | 133.7233 | 1337.2328 | -0.11811 | -1.1811 | 0.26631 | 0.98982 | 0.26631 | 0.98982 | 0.24405 | 0.98982 | 0.24405 | 0.98982 | 7.8403 | 4.9827 | 7.8403 | 4.9827
253021-Res. Refr. Charge QI: Repl. on Failure CZ 6, 7 or 8 | 0.24549 | 0.0022988 | 0.32173 | 178.2977 | 1782.977 | -0.15748 | -1.5748 | 0.26823 | 0.98982 | 0.26823 | 0.98982 | 0.25277 | 0.98982 | 0.25277 | 0.98982 | 8.2482 | 5.8131 | 8.2482 | 5.8131
253021-Res. Refr. Charge QI: Repl. on Failure CZ 6, 7 or 8 | 0.24549 | 0.0022988 | 0.32173 | 178.2977 | 1782.977 | -0.15748 | -1.5748 | 0.26823 | 0.98982 | 0.26823 | 0.98982 | 0.25277 | 0.98982 | 0.25277 | 0.98982 | 8.2482 | 5.8131 | 8.2482 | 5.8131
253021-Res. Refr. Charge QI: Repl. on Failure CZ 6, 7 or 8 | 0.24549 | 0.0022988 | 0.32173 | 178.2977 | 1782.977 | -0.15748 | -1.5748 | 0.26823 | 0.98982 | 0.26823 | 0.98982 | 0.25277 | 0.98982 | 0.25277 | 0.98982 | 8.2482 | 5.8131 | 8.2482 | 5.8131
253021-Res. Refr. Charge QI: Repl. on Failure CZ 6, 7 or 8 | 0.12275 | 0.0011494 | 0.16086 | 89.1489 | 891.4885 | -0.078742 | -0.78742 | 0.26823 | 0.98982 | 0.26823 | 0.98982 | 0.25277 | 0.98982 | 0.25277 | 0.98982 | 8.2482 | 5.8131 | 8.2482 | 5.8131
253021-Res. Refr. Charge QI: Repl. on Failure CZ 6, 7 or 8 | 0.24549 | 0.0022988 | 0.32173 | 178.2977 | 1782.977 | -0.15748 | -1.5748 | 0.26823 | 0.98982 | 0.26823 | 0.98982 | 0.25277 | 0.98982 | 0.25277 | 0.98982 | 8.2482 | 5.8131 | 8.2482 | 5.8131
253021-Res. Refr. Charge QI: Repl. on Failure CZ 6, 7 or 8 | 0.18412 | 0.0017241 | 0.24129 | 133.7233 | 1337.2328 | -0.11811 | -1.1811 | 0.26823 | 0.98982 | 0.26823 | 0.98982 | 0.25277 | 0.98982 | 0.25277 | 0.98982 | 8.2482 | 5.8131 | 8.2482 | 5.8131
253021-Res. Refr. Charge QI: Repl. on Failure CZ 6, 7 or 8 | 0.30687 | 0.0028735 | 0.40216 | 222.8721 | 2228.7213 | -0.19686 | -1.9686 | 0.26823 | 0.98982 | 0.26823 | 0.98982 | 0.25277 | 0.98982 | 0.25277 | 0.98982 | 8.2482 | 5.8131 | 8.2482 | 5.8131
253021-Res. Refr. Charge QI: Repl. on Failure CZ 6, 7 or 8 | 0.24549 | 0.0022988 | 0.32173 | 178.2977 | 1782.977 | -0.15748 | -1.5748 | 0.26823 | 0.98982 | 0.26823 | 0.98982 | 0.25277 | 0.98982 | 0.25277 | 0.98982 | 8.2482 | 5.8131 | 8.2482 | 5.8131
253021-Res. Refr. Charge QI: Repl. on Failure CZ 6, 7 or 8 | 0.24549 | 0.0022988 | 0.32173 | 178.2977 | 1782.977 | -0.15748 | -1.5748 | 0.26823 | 0.98982 | 0.26823 | 0.98982 | 0.25277 | 0.98982 | 0.25277 | 0.98982 | 8.2482 | 5.8131 | 8.2482 | 5.8131
253021-Res. Refr. Charge QI: Repl. on Failure CZ 6, 7 or 8 | 0.24549 | 0.0022988 | 0.32173 | 178.2977 | 1782.977 | -0.15748 | -1.5748 | 0.26823 | 0.98982 | 0.26823 | 0.98982 | 0.25277 | 0.98982 | 0.25277 | 0.98982 | 8.2482 | 5.8131 | 8.2482 | 5.8131
253021-Res. Refr. Charge QI: Repl. on Failure CZ 6, 7 or 8 | 0.24549 | 0.0022988 | 0.32173 | 178.2977 | 1782.977 | -0.15748 | -1.5748 | 0.26823 | 0.98982 | 0.26823 | 0.98982 | 0.25277 | 0.98982 | 0.25277 | 0.98982 | 8.2482 | 5.8131 | 8.2482 | 5.8131
253021-Res. Refr. Charge QI: Repl. on Failure CZ 6, 7 or 8 | 0.18412 | 0.0017241 | 0.24129 | 133.7233 | 1337.2328 | -0.11811 | -1.1811 | 0.26631 | 0.98982 | 0.26631 | 0.98982 | 0.24405 | 0.98982 | 0.24405 | 0.98982 | 7.8403 | 4.9827 | 7.8403 | 4.9827
253021-Res. Refr. Charge QI: Repl. on Failure CZ 6, 7 or 8 | 0.30687 | 0.0028735 | 0.40216 | 222.8721 | 2228.7213 | -0.19686 | -1.9686 | 0.26823 | 0.98982 | 0.26823 | 0.98982 | 0.25277 | 0.98982 | 0.25277 | 0.98982 | 8.2482 | 5.8131 | 8.2482 | 5.8131
253021-Res. Refr. Charge QI: Repl. on Failure CZ 6, 7 or 8 | 0.18412 | 0.0017241 | 0.24129 | 133.7233 | 1337.2328 | -0.11811 | -1.1811 | 0.26823 | 0.98982 | 0.26823 | 0.98982 | 0.25277 | 0.98982 | 0.25277 | 0.98982 | 8.2482 | 5.8131 | 8.2482 | 5.8131
253021-Res. Refr. Charge QI: Repl. on Failure CZ 6, 7 or 8 | 0.24549 | 0.0022988 | 0.32173 | 178.2977 | 1782.977 | -0.15748 | -1.5748 | 0.26823 | 0.98982 | 0.26823 | 0.98982 | 0.25277 | 0.98982 | 0.25277 | 0.98982 | 8.2482 | 5.8131 | 8.2482 | 5.8131
253021-Res. Refr. Charge QI: Repl. on Failure CZ 6, 7 or 8 | 0.24549 | 0.0022988 | 0.32173 | 178.2977 | 1782.977 | -0.15748 | -1.5748 | 0.26823 | 0.98982 | 0.26823 | 0.98982 | 0.25277 | 0.98982 | 0.25277 | 0.98982 | 8.2482 | 5.8131 | 8.2482 | 5.8131
253021-Res. Refr. Charge QI: Repl. on Failure CZ 6, 7 or 8 | 0.18412 | 0.0017241 | 0.24129 | 133.7233 | 1337.2328 | -0.11811 | -1.1811 | 0.26823 | 0.98982 | 0.26823 | 0.98982 | 0.25277 | 0.98982 | 0.25277 | 0.98982 | 8.2482 | 5.8131 | 8.2482 | 5.8131
253021-Res. Refr. Charge QI: Repl. on Failure CZ 6, 7 or 8 | 0.18412 | 0.0017241 | 0.24129 | 133.7233 | 1337.2328 | -0.11811 | -1.1811 | 0.26631 | 0.98982 | 0.26631 | 0.98982 | 0.24405 | 0.98982 | 0.24405 | 0.98982 | 7.8403 | 4.9827 | 7.8403 | 4.9827
253021-Res. Refr. Charge QI: Repl. on Failure CZ 6, 7 or 8 | 0.30687 | 0.0028735 | 0.40216 | 222.8721 | 2228.7213 | -0.19686 | -1.9686 | 0.26823 | 0.98982 | 0.26823 | 0.98982 | 0.25277 | 0.98982 | 0.25277 | 0.98982 | 8.2482 | 5.8131 | 8.2482 | 5.8131
253021-Res. Refr. Charge QI: Repl. on Failure CZ 6, 7 or 8 | 0.18412 | 0.0017241 | 0.24129 | 133.7233 | 1337.2328 | -0.11811 | -1.1811 | 0.26631 | 0.98982 | 0.26631 | 0.98982 | 0.24405 | 0.98982 | 0.24405 | 0.98982 | 7.8403 | 4.9827 | 7.8403 | 4.9827
253021-Res. Refr. Charge QI: Repl. on Failure CZ 6, 7 or 8 | 0.12275 | 0.0011494 | 0.16086 | 89.1489 | 891.4885 | -0.078742 | -0.78742 | 0.26535 | 0.98982 | 0.26535 | 0.98982 | 0.23969 | 0.98982 | 0.23969 | 0.98982 | 7.6512 | 4.6505 | 7.6512 | 4.6505
253021-Res. Refr. Charge QI: Repl. on Failure CZ 6, 7 or 8 | 0.12275 | 0.0011494 | 0.16086 | 89.1489 | 891.4885 | -0.078742 | -0.78742 | 0.26535 | 0.98982 | 0.26535 | 0.98982 | 0.23969 | 0.98982 | 0.23969 | 0.98982 | 7.6512 | 4.6505 | 7.6512 | 4.6505
253021-Res. Refr. Charge QI: Repl. on Failure CZ 6, 7 or 8 | 0.24549 | 0.0022988 | 0.32173 | 178.2977 | 1782.977 | -0.15748 | -1.5748 | 0.26823 | 0.98982 | 0.26823 | 0.98982 | 0.25277 | 0.98982 | 0.25277 | 0.98982 | 8.2482 | 5.8131 | 8.2482 | 5.8131
253021-Res. Refr. Charge QI: Repl. on Failure CZ 6, 7 or 8 | 0.24549 | 0.0022988 | 0.32173 | 178.2977 | 1782.977 | -0.15748 | -1.5748 | 0.26823 | 0.98982 | 0.26823 | 0.98982 | 0.25277 | 0.98982 | 0.25277 | 0.98982 | 8.2482 | 5.8131 | 8.2482 | 5.8131
253021-Res. Refr. Charge QI: Repl. on Failure CZ 6, 7 or 8 | 0.24549 | 0.0022988 | 0.32173 | 178.2977 | 1782.977 | -0.15748 | -1.5748 | 0.26823 | 0.98982 | 0.26823 | 0.98982 | 0.25277 | 0.98982 | 0.25277 | 0.98982 | 8.2482 | 5.8131 | 8.2482 | 5.8131
253021-Res. Refr. Charge QI: Repl. on Failure CZ 6, 7 or 8 | 0.30687 | 0.0028735 | 0.40216 | 222.8721 | 2228.7213 | -0.19686 | -1.9686 | 0.26823 | 0.98982 | 0.26823 | 0.98982 | 0.25277 | 0.98982 | 0.25277 | 0.98982 | 8.2482 | 5.8131 | 8.2482 | 5.8131
253021-Res. Refr. Charge QI: Repl. on Failure CZ 6, 7 or 8 | 0.12275 | 0.0011494 | 0.16086 | 89.1489 | 891.4885 | -0.078742 | -0.78742 | 0.26823 | 0.98982 | 0.26823 | 0.98982 | 0.25277 | 0.98982 | 0.25277 | 0.98982 | 8.2482 | 5.8131 | 8.2482 | 5.8131
253021-Res. Refr. Charge QI: Repl. on Failure CZ 6, 7 or 8 | 0.30687 | 0.0028735 | 0.40216 | 222.8721 | 2228.7213 | -0.19686 | -1.9686 | 0.26823 | 0.98982 | 0.26823 | 0.98982 | 0.25277 | 0.98982 | 0.25277 | 0.98982 | 8.2482 | 5.8131 | 8.2482 | 5.8131
253021-Res. Refr. Charge QI: Repl. on Failure CZ 6, 7 or 8 | 0.24549 | 0.0022988 | 0.32173 | 178.2977 | 1782.977 | -0.15748 | -1.5748 | 0.26823 | 0.98982 | 0.26823 | 0.98982 | 0.25277 | 0.98982 | 0.25277 | 0.98982 | 8.2482 | 5.8131 | 8.2482 | 5.8131
253021-Res. Refr. Charge QI: Repl. on Failure CZ 6, 7 or 8 | 0.30687 | 0.0028735 | 0.40216 | 222.8721 | 2228.7213 | -0.19686 | -1.9686 | 0.26823 | 0.98982 | 0.26823 | 0.98982 | 0.25277 | 0.98982 | 0.25277 | 0.98982 | 8.2482 | 5.8131 | 8.2482 | 5.8131
253021-Res. Refr. Charge QI: Repl. on Failure CZ 6, 7 or 8 | 0.18412 | 0.0017241 | 0.24129 | 133.7233 | 1337.2328 | -0.11811 | -1.1811 | 0.26823 | 0.98982 | 0.26823 | 0.98982 | 0.25277 | 0.98982 | 0.25277 | 0.98982 | 8.2482 | 5.8131 | 8.2482 | 5.8131
253021-Res. Refr. Charge QI: Repl. on Failure CZ 6, 7 or 8 | 0.18412 | 0.0017241 | 0.24129 | 133.7233 | 1337.2328 | -0.11811 | -1.1811 | 0.26823 | 0.98982 | 0.26823 | 0.98982 | 0.25277 | 0.98982 | 0.25277 | 0.98982 | 8.2482 | 5.8131 | 8.2482 | 5.8131
253021-Res. Refr. Charge QI: Repl. on Failure CZ 6, 7 or 8 | 0.30687 | 0.0028735 | 0.40216 | 222.8721 | 2228.7213 | -0.19686 | -1.9686 | 0.26823 | 0.98982 | 0.26823 | 0.98982 | 0.25277 | 0.98982 | 0.25277 | 0.98982 | 8.2482 | 5.8131 | 8.2482 | 5.8131
253021-Res. Refr. Charge QI: Repl. on Failure CZ 6, 7 or 8 | 0.30687 | 0.0028735 | 0.40216 | 222.8721 | 2228.7213 | -0.19686 | -1.9686 | 0.26823 | 0.98982 | 0.26823 | 0.98982 | 0.25277 | 0.98982 | 0.25277 | 0.98982 | 8.2482 | 5.8131 | 8.2482 | 5.8131
253021-Res. Refr. Charge QI: Repl. on Failure CZ 6, 7 or 8 | 0.24549 | 0.0022988 | 0.32173 | 178.2977 | 1782.977 | -0.15748 | -1.5748 | 0.26823 | 0.98982 | 0.26823 | 0.98982 | 0.25277 | 0.98982 | 0.25277 | 0.98982 | 8.2482 | 5.8131 | 8.2482 | 5.8131
253021-Res. Refr. Charge QI: Repl. on Failure CZ 6, 7 or 8 | 0.18412 | 0.0017241 | 0.24129 | 133.7233 | 1337.2328 | -0.11811 | -1.1811 | 0.26823 | 0.98982 | 0.26823 | 0.98982 | 0.25277 | 0.98982 | 0.25277 | 0.98982 | 8.2482 | 5.8131 | 8.2482 | 5.8131
253021-Res. Refr. Charge QI: Repl. on Failure CZ 6, 7 or 8 | 0.24549 | 0.0022988 | 0.32173 | 178.2977 | 1782.977 | -0.15748 | -1.5748 | 0.26823 | 0.98982 | 0.26823 | 0.98982 | 0.25277 | 0.98982 | 0.25277 | 0.98982 | 8.2482 | 5.8131 | 8.2482 | 5.8131
253021-Res. Refr. Charge QI: Repl. on Failure CZ 6, 7 or 8 | 0.30687 | 0.0028735 | 0.40216 | 222.8721 | 2228.7213 | -0.19686 | -1.9686 | 0.26823 | 0.98982 | 0.26823 | 0.98982 | 0.25277 | 0.98982 | 0.25277 | 0.98982 | 8.2482 | 5.8131 | 8.2482 | 5.8131
253021-Res. Refr. Charge QI: Repl. on Failure CZ 6, 7 or 8 | 0.30687 | 0.0028735 | 0.40216 | 222.8721 | 2228.7213 | -0.19686 | -1.9686 | 0.26823 | 0.98982 | 0.26823 | 0.98982 | 0.25277 | 0.98982 | 0.25277 | 0.98982 | 8.2482 | 5.8131 | 8.2482 | 5.8131
253021-Res. Refr. Charge QI: Repl. on Failure CZ 6, 7 or 8 | 0.18412 | 0.0017241 | 0.24129 | 133.7233 | 1337.2328 | -0.11811 | -1.1811 | 0.26631 | 0.98982 | 0.26631 | 0.98982 | 0.24405 | 0.98982 | 0.24405 | 0.98982 | 7.8403 | 4.9827 | 7.8403 | 4.9827
253021-Res. Refr. Charge QI: Repl. on Failure CZ 6, 7 or 8 | 0.18412 | 0.0017241 | 0.24129 | 133.7233 | 1337.2328 | -0.11811 | -1.1811 | 0.26631 | 0.98982 | 0.26631 | 0.98982 | 0.24405 | 0.98982 | 0.24405 | 0.98982 | 7.8403 | 4.9827 | 7.8403 | 4.9827
253021-Res. Refr. Charge QI: Repl. on Failure CZ 6, 7 or 8 | 0.12275 | 0.0011494 | 0.16086 | 89.1489 | 891.4885 | -0.078742 | -0.78742 | 0.26823 | 0.98982 | 0.26823 | 0.98982 | 0.25277 | 0.98982 | 0.25277 | 0.98982 | 8.2482 | 5.8131 | 8.2482 | 5.8131
253021-Res. Refr. Charge QI: Repl. on Failure CZ 6, 7 or 8 | 0.18412 | 0.0017241 | 0.24129 | 133.7233 | 1337.2328 | -0.11811 | -1.1811 | 0.26823 | 0.98982 | 0.26823 | 0.98982 | 0.25277 | 0.98982 | 0.25277 | 0.98982 | 8.2482 | 5.8131 | 8.2482 | 5.8131
253021-Res. Refr. Charge QI: Repl. on Failure CZ 6, 7 or 8 | 0.18412 | 0.0017241 | 0.24129 | 133.7233 | 1337.2328 | -0.11811 | -1.1811 | 0.26823 | 0.98982 | 0.26823 | 0.98982 | 0.25277 | 0.98982 | 0.25277 | 0.98982 | 8.2482 | 5.8131 | 8.2482 | 5.8131
253021-Res. Refr. Charge QI: Repl. on Failure CZ 6, 7 or 8 | 0.30687 | 0.0028735 | 0.40216 | 222.8721 | 2228.7213 | -0.19686 | -1.9686 | 0.26823 | 0.98982 | 0.26823 | 0.98982 | 0.25277 | 0.98982 | 0.25277 | 0.98982 | 8.2482 | 5.8131 | 8.2482 | 5.8131
253021-Res. Refr. Charge QI: Repl. on Failure CZ 6, 7 or 8 | 0.30687 | 0.0028735 | 0.40216 | 222.8721 | 2228.7213 | -0.19686 | -1.9686 | 0.26823 | 0.98982 | 0.26823 | 0.98982 | 0.25277 | 0.98982 | 0.25277 | 0.98982 | 8.2482 | 5.8131 | 8.2482 | 5.8131
253021-Res. Refr. Charge QI: Repl. on Failure CZ 6, 7 or 8 | 0.24549 | 0.0022988 | 0.32173 | 178.2977 | 1782.977 | -0.15748 | -1.5748 | 0.26823 | 0.98982 | 0.26823 | 0.98982 | 0.25277 | 0.98982 | 0.25277 | 0.98982 | 8.2482 | 5.8131 | 8.2482 | 5.8131
253021-Res. Refr. Charge QI: Repl. on Failure CZ 6, 7 or 8 | 0.18412 | 0.0017241 | 0.24129 | 133.7233 | 1337.2328 | -0.11811 | -1.1811 | 0.26631 | 0.98982 | 0.26631 | 0.98982 | 0.24405 | 0.98982 | 0.24405 | 0.98982 | 7.8403 | 4.9827 | 7.8403 | 4.9827
253021-Res. Refr. Charge QI: Repl. on Failure CZ 6, 7 or 8 | 0.18412 | 0.0017241 | 0.24129 | 133.7233 | 1337.2328 | -0.11811 | -1.1811 | 0.26631 | 0.98982 | 0.26631 | 0.98982 | 0.24405 | 0.98982 | 0.24405 | 0.98982 | 7.8403 | 4.9827 | 7.8403 | 4.9827
253021-Res. Refr. Charge QI: Repl. on Failure CZ 6, 7 or 8 | 0.30687 | 0.0028735 | 0.40216 | 222.8721 | 2228.7213 | -0.19686 | -1.9686 | 0.26823 | 0.98982 | 0.26823 | 0.98982 | 0.25277 | 0.98982 | 0.25277 | 0.98982 | 8.2482 | 5.8131 | 8.2482 | 5.8131
253021-Res. Refr. Charge QI: Repl. on Failure CZ 6, 7 or 8 | 0.30687 | 0.0028735 | 0.40216 | 222.8721 | 2228.7213 | -0.19686 | -1.9686 | 0.26823 | 0.98982 | 0.26823 | 0.98982 | 0.25277 | 0.98982 | 0.25277 | 0.98982 | 8.2482 | 5.8131 | 8.2482 | 5.8131
253021-Res. Refr. Charge QI: Repl. on Failure CZ 6, 7 or 8 | 0.30687 | 0.0028735 | 0.40216 | 222.8721 | 2228.7213 | -0.19686 | -1.9686 | 0.26823 | 0.98982 | 0.26823 | 0.98982 | 0.25277 | 0.98982 | 0.25277 | 0.98982 | 8.2482 | 5.8131 | 8.2482 | 5.8131
253021-Res. Refr. Charge QI: Repl. on Failure CZ 6, 7 or 8 | 0.18412 | 0.0017241 | 0.24129 | 133.7233 | 1337.2328 | -0.11811 | -1.1811 | 0.26823 | 0.98982 | 0.26823 | 0.98982 | 0.25277 | 0.98982 | 0.25277 | 0.98982 | 8.2482 | 5.8131 | 8.2482 | 5.8131
253021-Res. Refr. Charge QI: Repl. on Failure CZ 6, 7 or 8 | 0.12275 | 0.0011494 | 0.16086 | 89.1489 | 891.4885 | -0.078742 | -0.78742 | 0.26535 | 0.98982 | 0.26535 | 0.98982 | 0.23969 | 0.98982 | 0.23969 | 0.98982 | 7.6512 | 4.6505 | 7.6512 | 4.6505
253021-Res. Refr. Charge QI: Repl. on Failure CZ 6, 7 or 8 | 0.18412 | 0.0017241 | 0.24129 | 133.7233 | 1337.2328 | -0.11811 | -1.1811 | 0.26823 | 0.98982 | 0.26823 | 0.98982 | 0.25277 | 0.98982 | 0.25277 | 0.98982 | 8.2482 | 5.8131 | 8.2482 | 5.8131
253021-Res. Refr. Charge QI: Repl. on Failure CZ 6, 7 or 8 | 0.30687 | 0.0028735 | 0.40216 | 222.8721 | 2228.7213 | -0.19686 | -1.9686 | 0.26823 | 0.98982 | 0.26823 | 0.98982 | 0.25277 | 0.98982 | 0.25277 | 0.98982 | 8.2482 | 5.8131 | 8.2482 | 5.8131
253021-Res. Refr. Charge QI: Repl. on Failure CZ 6, 7 or 8 | 0.24549 | 0.0022988 | 0.32173 | 178.2977 | 1782.977 | -0.15748 | -1.5748 | 0.26823 | 0.98982 | 0.26823 | 0.98982 | 0.25277 | 0.98982 | 0.25277 | 0.98982 | 8.2482 | 5.8131 | 8.2482 | 5.8131
253021-Res. Refr. Charge QI: Repl. on Failure CZ 6, 7 or 8 | 0.18412 | 0.0017241 | 0.24129 | 133.7233 | 1337.2328 | -0.11811 | -1.1811 | 0.26631 | 0.98982 | 0.26631 | 0.98982 | 0.24405 | 0.98982 | 0.24405 | 0.98982 | 7.8403 | 4.9827 | 7.8403 | 4.9827
253021-Res. Refr. Charge QI: Repl. on Failure CZ 6, 7 or 8 | 0.12275 | 0.0011494 | 0.16086 | 89.1489 | 891.4885 | -0.078742 | -0.78742 | 0.26535 | 0.98982 | 0.26535 | 0.98982 | 0.23969 | 0.98982 | 0.23969 | 0.98982 | 7.6512 | 4.6505 | 7.6512 | 4.6505
253021-Res. Refr. Charge QI: Repl. on Failure CZ 6, 7 or 8 | 0.12275 | 0.0011494 | 0.16086 | 89.1489 | 891.4885 | -0.078742 | -0.78742 | 0.26535 | 0.98982 | 0.26535 | 0.98982 | 0.23969 | 0.98982 | 0.23969 | 0.98982 | 7.6512 | 4.6505 | 7.6512 | 4.6505
253021-Res. Refr. Charge QI: Repl. on Failure CZ 6, 7 or 8 | 0.18412 | 0.0017241 | 0.24129 | 133.7233 | 1337.2328 | -0.11811 | -1.1811 | 0.26631 | 0.98982 | 0.26631 | 0.98982 | 0.24405 | 0.98982 | 0.24405 | 0.98982 | 7.8403 | 4.9827 | 7.8403 | 4.9827
253021-Res. Refr. Charge QI: Repl. on Failure CZ 6, 7 or 8 | 0.12275 | 0.0011494 | 0.16086 | 89.1489 | 891.4885 | -0.078742 | -0.78742 | 0.26535 | 0.98982 | 0.26535 | 0.98982 | 0.23969 | 0.98982 | 0.23969 | 0.98982 | 7.6512 | 4.6505 | 7.6512 | 4.6505
253021-Res. Refr. Charge QI: Repl. on Failure CZ 6, 7 or 8 | 0.12275 | 0.0011494 | 0.16086 | 89.1489 | 891.4885 | -0.078742 | -0.78742 | 0.26535 | 0.98982 | 0.26535 | 0.98982 | 0.23969 | 0.98982 | 0.23969 | 0.98982 | 7.6512 | 4.6505 | 7.6512 | 4.6505
253021-Res. Refr. Charge QI: Repl. on Failure CZ 6, 7 or 8 | 0.24549 | 0.0022988 | 0.32173 | 178.2977 | 1782.977 | -0.15748 | -1.5748 | 0.26823 | 0.98982 | 0.26823 | 0.98982 | 0.25277 | 0.98982 | 0.25277 | 0.98982 | 8.2482 | 5.8131 | 8.2482 | 5.8131
253021-Res. Refr. Charge QI: Repl. on Failure CZ 6, 7 or 8 | 0.18412 | 0.0017241 | 0.24129 | 133.7233 | 1337.2328 | -0.11811 | -1.1811 | 0.26823 | 0.98982 | 0.26823 | 0.98982 | 0.25277 | 0.98982 | 0.25277 | 0.98982 | 8.2482 | 5.8131 | 8.2482 | 5.8131
253021-Res. Refr. Charge QI: Repl. on Failure CZ 6, 7 or 8 | 0.24549 | 0.0022988 | 0.32173 | 178.2977 | 1782.977 | -0.15748 | -1.5748 | 0.26823 | 0.98982 | 0.26823 | 0.98982 | 0.25277 | 0.98982 | 0.25277 | 0.98982 | 8.2482 | 5.8131 | 8.2482 | 5.8131
253021-Res. Refr. Charge QI: Repl. on Failure CZ 6, 7 or 8 | 0.12275 | 0.0011494 | 0.16086 | 89.1489 | 891.4885 | -0.078742 | -0.78742 | 0.26535 | 0.98982 | 0.26535 | 0.98982 | 0.23969 | 0.98982 | 0.23969 | 0.98982 | 7.6512 | 4.6505 | 7.6512 | 4.6505
253021-Res. Refr. Charge QI: Repl. on Failure CZ 6, 7 or 8 | 0.30687 | 0.0028735 | 0.40216 | 222.8721 | 2228.7213 | -0.19686 | -1.9686 | 0.26823 | 0.98982 | 0.26823 | 0.98982 | 0.25277 | 0.98982 | 0.25277 | 0.98982 | 8.2482 | 5.8131 | 8.2482 | 5.8131
253021-Res. Refr. Charge QI: Repl. on Failure CZ 6, 7 or 8 | 0.30687 | 0.0028735 | 0.40216 | 222.8721 | 2228.7213 | -0.19686 | -1.9686 | 0.26823 | 0.98982 | 0.26823 | 0.98982 | 0.25277 | 0.98982 | 0.25277 | 0.98982 | 8.2482 | 5.8131 | 8.2482 | 5.8131
253021-Res. Refr. Charge QI: Repl. on Failure CZ 6, 7 or 8 | 0.12275 | 0.0011494 | 0.16086 | 89.1489 | 891.4885 | -0.078742 | -0.78742 | 0.26535 | 0.98982 | 0.26535 | 0.98982 | 0.23969 | 0.98982 | 0.23969 | 0.98982 | 7.6512 | 4.6505 | 7.6512 | 4.6505
253021-Res. Refr. Charge QI: Repl. on Failure CZ 6, 7 or 8 | 0.12275 | 0.0011494 | 0.16086 | 89.1489 | 891.4885 | -0.078742 | -0.78742 | 0.26535 | 0.98982 | 0.26535 | 0.98982 | 0.23969 | 0.98982 | 0.23969 | 0.98982 | 7.6512 | 4.6505 | 7.6512 | 4.6505
253021-Res. Refr. Charge QI: Repl. on Failure CZ 6, 7 or 8 | 0.18412 | 0.0017241 | 0.24129 | 133.7233 | 1337.2328 | -0.11811 | -1.1811 | 0.26631 | 0.98982 | 0.26631 | 0.98982 | 0.24405 | 0.98982 | 0.24405 | 0.98982 | 7.8403 | 4.9827 | 7.8403 | 4.9827
253021-Res. Refr. Charge QI: Repl. on Failure CZ 6, 7 or 8 | 0.24549 | 0.0022988 | 0.32173 | 178.2977 | 1782.977 | -0.15748 | -1.5748 | 0.26823 | 0.98982 | 0.26823 | 0.98982 | 0.25277 | 0.98982 | 0.25277 | 0.98982 | 8.2482 | 5.8131 | 8.2482 | 5.8131
253021-Res. Refr. Charge QI: Repl. on Failure CZ 6, 7 or 8 | 0.12275 | 0.0011494 | 0.16086 | 89.1489 | 891.4885 | -0.078742 | -0.78742 | 0.26535 | 0.98982 | 0.26535 | 0.98982 | 0.23969 | 0.98982 | 0.23969 | 0.98982 | 7.6512 | 4.6505 | 7.6512 | 4.6505
253021-Res. Refr. Charge QI: Repl. on Failure CZ 6, 7 or 8 | 0.24549 | 0.0022988 | 0.32173 | 178.2977 | 1782.977 | -0.15748 | -1.5748 | 0.26823 | 0.98982 | 0.26823 | 0.98982 | 0.25277 | 0.98982 | 0.25277 | 0.98982 | 8.2482 | 5.8131 | 8.2482 | 5.8131
253021-Res. Refr. Charge QI: Repl. on Failure CZ 6, 7 or 8 | 0.18412 | 0.0017241 | 0.24129 | 133.7233 | 1337.2328 | -0.11811 | -1.1811 | 0.26823 | 0.98982 | 0.26823 | 0.98982 | 0.25277 | 0.98982 | 0.25277 | 0.98982 | 8.2482 | 5.8131 | 8.2482 | 5.8131
253021-Res. Refr. Charge QI: Repl. on Failure CZ 6, 7 or 8 | 0.24549 | 0.0022988 | 0.32173 | 178.2977 | 1782.977 | -0.15748 | -1.5748 | 0.26823 | 0.98982 | 0.26823 | 0.98982 | 0.25277 | 0.98982 | 0.25277 | 0.98982 | 8.2482 | 5.8131 | 8.2482 | 5.8131
253021-Res. Refr. Charge QI: Repl. on Failure CZ 6, 7 or 8 | 0.24549 | 0.0022988 | 0.32173 | 178.2977 | 1782.977 | -0.15748 | -1.5748 | 0.26823 | 0.98982 | 0.26823 | 0.98982 | 0.25277 | 0.98982 | 0.25277 | 0.98982 | 8.2482 | 5.8131 | 8.2482 | 5.8131
253021-Res. Refr. Charge QI: Repl. on Failure CZ 6, 7 or 8 | 0.18412 | 0.0017241 | 0.24129 | 133.7233 | 1337.2328 | -0.11811 | -1.1811 | 0.26823 | 0.98982 | 0.26823 | 0.98982 | 0.25277 | 0.98982 | 0.25277 | 0.98982 | 8.2482 | 5.8131 | 8.2482 | 5.8131
253021-Res. Refr. Charge QI: Repl. on Failure CZ 6, 7 or 8 | 0.30687 | 0.0028735 | 0.40216 | 222.8721 | 2228.7213 | -0.19686 | -1.9686 | 0.26823 | 0.98982 | 0.26823 | 0.98982 | 0.25277 | 0.98982 | 0.25277 | 0.98982 | 8.2482 | 5.8131 | 8.2482 | 5.8131
253021-Res. Refr. Charge QI: Repl. on Failure CZ 6, 7 or 8 | 0.30687 | 0.0028735 | 0.40216 | 222.8721 | 2228.7213 | -0.19686 | -1.9686 | 0.26823 | 0.98982 | 0.26823 | 0.98982 | 0.25277 | 0.98982 | 0.25277 | 0.98982 | 8.2482 | 5.8131 | 8.2482 | 5.8131
253021-Res. Refr. Charge QI: Repl. on Failure CZ 6, 7 or 8 | 0.30687 | 0.0028735 | 0.40216 | 222.8721 | 2228.7213 | -0.19686 | -1.9686 | 0.26823 | 0.98982 | 0.26823 | 0.98982 | 0.25277 | 0.98982 | 0.25277 | 0.98982 | 8.2482 | 5.8131 | 8.2482 | 5.8131
253021-Res. Refr. Charge QI: Repl. on Failure CZ 6, 7 or 8 | 0.30687 | 0.0028735 | 0.40216 | 222.8721 | 2228.7213 | -0.19686 | -1.9686 | 0.26823 | 0.98982 | 0.26823 | 0.98982 | 0.25277 | 0.98982 | 0.25277 | 0.98982 | 8.2482 | 5.8131 | 8.2482 | 5.8131
253021-Res. Refr. Charge QI: Repl. on Failure CZ 6, 7 or 8 | 0.18412 | 0.0017241 | 0.24129 | 133.7233 | 1337.2328 | -0.11811 | -1.1811 | 0.26823 | 0.98982 | 0.26823 | 0.98982 | 0.25277 | 0.98982 | 0.25277 | 0.98982 | 8.2482 | 5.8131 | 8.2482 | 5.8131
253021-Res. Refr. Charge QI: Repl. on Failure CZ 6, 7 or 8 | 0.24549 | 0.0022988 | 0.32173 | 178.2977 | 1782.977 | -0.15748 | -1.5748 | 0.26823 | 0.98982 | 0.26823 | 0.98982 | 0.25277 | 0.98982 | 0.25277 | 0.98982 | 8.2482 | 5.8131 | 8.2482 | 5.8131
253021-Res. Refr. Charge QI: Repl. on Failure CZ 6, 7 or 8 | 0.30687 | 0.0028735 | 0.40216 | 222.8721 | 2228.7213 | -0.19686 | -1.9686 | 0.26823 | 0.98982 | 0.26823 | 0.98982 | 0.25277 | 0.98982 | 0.25277 | 0.98982 | 8.2482 | 5.8131 | 8.2482 | 5.8131
253021-Res. Refr. Charge QI: Repl. on Failure CZ 6, 7 or 8 | 0.30687 | 0.0028735 | 0.40216 | 222.8721 | 2228.7213 | -0.19686 | -1.9686 | 0.26823 | 0.98982 | 0.26823 | 0.98982 | 0.25277 | 0.98982 | 0.25277 | 0.98982 | 8.2482 | 5.8131 | 8.2482 | 5.8131
253021-Res. Refr. Charge QI: Repl. on Failure CZ 6, 7 or 8 | 0.30687 | 0.0028735 | 0.40216 | 222.8721 | 2228.7213 | -0.19686 | -1.9686 | 0.26823 | 0.98982 | 0.26823 | 0.98982 | 0.25277 | 0.98982 | 0.25277 | 0.98982 | 8.2482 | 5.8131 | 8.2482 | 5.8131
253021-Res. Refr. Charge QI: Repl. on Failure CZ 6, 7 or 8 | 0.18412 | 0.0017241 | 0.24129 | 133.7233 | 1337.2328 | -0.11811 | -1.1811 | 0.26631 | 0.98982 | 0.26631 | 0.98982 | 0.24405 | 0.98982 | 0.24405 | 0.98982 | 7.8403 | 4.9827 | 7.8403 | 4.9827
253021-Res. Refr. Charge QI: Repl. on Failure CZ 6, 7 or 8 | 0.18412 | 0.0017241 | 0.24129 | 133.7233 | 1337.2328 | -0.11811 | -1.1811 | 0.26823 | 0.98982 | 0.26823 | 0.98982 | 0.25277 | 0.98982 | 0.25277 | 0.98982 | 8.2482 | 5.8131 | 8.2482 | 5.8131
253021-Res. Refr. Charge QI: Repl. on Failure CZ 6, 7 or 8 | 0.24549 | 0.0022988 | 0.32173 | 178.2977 | 1782.977 | -0.15748 | -1.5748 | 0.26823 | 0.98982 | 0.26823 | 0.98982 | 0.25277 | 0.98982 | 0.25277 | 0.98982 | 8.2482 | 5.8131 | 8.2482 | 5.8131
253021-Res. Refr. Charge QI: Repl. on Failure CZ 6, 7 or 8 | 0.18412 | 0.0017241 | 0.24129 | 133.7233 | 1337.2328 | -0.11811 | -1.1811 | 0.26823 | 0.98982 | 0.26823 | 0.98982 | 0.25277 | 0.98982 | 0.25277 | 0.98982 | 8.2482 | 5.8131 | 8.2482 | 5.8131
253021-Res. Refr. Charge QI: Repl. on Failure CZ 6, 7 or 8 | 0.24549 | 0.0022988 | 0.32173 | 178.2977 | 1782.977 | -0.15748 | -1.5748 | 0.26823 | 0.98982 | 0.26823 | 0.98982 | 0.25277 | 0.98982 | 0.25277 | 0.98982 | 8.2482 | 5.8131 | 8.2482 | 5.8131
253005-Residential AC SEER 13 Early Ret. CZ 6, 7 or 8 | 0.46797 | 0.0043821 | 0.6574 | 339.8749 | 5098.1238 | 0.41173 | 6.1759 | -0.018689 | -0.056174 | -0.018689 | -0.056174 | 0.31937 | 0.95995 | 0.31937 | 0.95995 | 0.9491 | 11.9618 | 0.9491 | 11.9618
253006-Residential AC SEER 13 Early Ret. CZ 10, 14, or 15 | 0.80713 | 0.0075581 | 0.66162 | 586.2024 | 8793.0364 | 0.22871 | 3.4306 | 0.12484 | 0.37524 | 0.12484 | 0.37524 | 0.30052 | 0.90331 | 0.30052 | 0.90331 | 1.5582 | 7.2637 | 1.5582 | 7.2637
253079-Comm. HP <65k single phase unitary ER | 0.14404 | 0.057462 | 0.21817 | 442.627 | 6639.405 | 0 | 0 | -0.12108 | 0 | -0.12108 | 0 | 0.084762 | 0 | 0.084762 | 0 | 0.58342 | 1.9993 | 0.58342 | 1.9993
253085-Comm. HP <65k three phase unitary ER | 0.16301 | 0.06503 | 0.23622 | 500.9205 | 7513.8075 | 0 | 0 | -0.20383 | 0 | -0.20383 | 0 | 0.057158 | 0 | 0.057158 | 0 | 0.45415 | 1.5084 | 0.45415 | 1.5084
253085-Comm. HP <65k three phase unitary ER | 0.16301 | 0.06503 | 0.23622 | 500.9205 | 7513.8075 | 0 | 0 | -0.20383 | 0 | -0.20383 | 0 | 0.057158 | 0 | 0.057158 | 0 | 0.45415 | 1.5084 | 0.45415 | 1.5084
253085-Comm. HP <65k three phase unitary ER | 0.16301 | 0.06503 | 0.23622 | 500.9205 | 7513.8075 | 0 | 0 | -0.20383 | 0 | -0.20383 | 0 | 0.057158 | 0 | 0.057158 | 0 | 0.45415 | 1.5084 | 0.45415 | 1.5084
253085-Comm. HP <65k three phase unitary ER | 0.21735 | 0.086707 | 0.31496 | 667.894 | 10018.41 | 0 | 0 | -0.20383 | 0 | -0.20383 | 0 | 0.057158 | 0 | 0.057158 | 0 | 0.45415 | 1.5084 | 0.45415 | 1.5084
253085-Comm. HP <65k three phase unitary ER | 0.21735 | 0.086707 | 0.31496 | 667.894 | 10018.41 | 0 | 0 | -0.20383 | 0 | -0.20383 | 0 | 0.057158 | 0 | 0.057158 | 0 | 0.45415 | 1.5084 | 0.45415 | 1.5084
253085-Comm. HP <65k three phase unitary ER | 0.21735 | 0.086707 | 0.31496 | 667.894 | 10018.41 | 0 | 0 | -0.20383 | 0 | -0.20383 | 0 | 0.057158 | 0 | 0.057158 | 0 | 0.45415 | 1.5084 | 0.45415 | 1.5084
253085-Comm. HP <65k three phase unitary ER | 0.21735 | 0.086707 | 0.31496 | 667.894 | 10018.41 | 0 | 0 | -0.20383 | 0 | -0.20383 | 0 | 0.057158 | 0 | 0.057158 | 0 | 0.45415 | 1.5084 | 0.45415 | 1.5084
253085-Comm. HP <65k three phase unitary ER | 0.27168 | 0.10838 | 0.3937 | 834.8675 | 12523.0125 | 0 | 0 | -0.20383 | 0 | -0.20383 | 0 | 0.057158 | 0 | 0.057158 | 0 | 0.45415 | 1.5084 | 0.45415 | 1.5084
253085-Comm. HP <65k three phase unitary ER | 0.27168 | 0.10838 | 0.3937 | 834.8675 | 12523.0125 | 0 | 0 | -0.20383 | 0 | -0.20383 | 0 | 0.057158 | 0 | 0.057158 | 0 | 0.45415 | 1.5084 | 0.45415 | 1.5084
253085-Comm. HP <65k three phase unitary ER | 0.27168 | 0.10838 | 0.3937 | 834.8675 | 12523.0125 | 0 | 0 | -0.20383 | 0 | -0.20383 | 0 | 0.057158 | 0 | 0.057158 | 0 | 0.45415 | 1.5084 | 0.45415 | 1.5084
253079-Comm. HP <65k single phase unitary ER | 0.14404 | 0.057462 | 0.21817 | 442.627 | 6639.405 | 0 | 0 | -0.12108 | 0 | -0.12108 | 0 | 0.084762 | 0 | 0.084762 | 0 | 0.58342 | 1.9993 | 0.58342 | 1.9993
253069-Comm. AC 65k to 134k ER | 0.57652 | 0.22999 | 1.2727 | 1771.6146 | 26574.219 | 0 | 0 | -0.082767 | 0 | -0.082767 | 0 | 0.099463 | 0 | 0.099463 | 0 | 0.67201 | 2.4185 | 0.67201 | 2.4185
253079-Comm. HP <65k single phase unitary ER | 0.14404 | 0.057462 | 0.21817 | 442.627 | 6639.405 | 0 | 0 | -0.12108 | 0 | -0.12108 | 0 | 0.084762 | 0 | 0.084762 | 0 | 0.58342 | 1.9993 | 0.58342 | 1.9993
253085-Comm. HP <65k three phase unitary ER | 0.16301 | 0.06503 | 0.23622 | 500.9205 | 7513.8075 | 0 | 0 | -0.20383 | 0 | -0.20383 | 0 | 0.057158 | 0 | 0.057158 | 0 | 0.45415 | 1.5084 | 0.45415 | 1.5084
253085-Comm. HP <65k three phase unitary ER | 0.16301 | 0.06503 | 0.23622 | 500.9205 | 7513.8075 | 0 | 0 | -0.20383 | 0 | -0.20383 | 0 | 0.057158 | 0 | 0.057158 | 0 | 0.45415 | 1.5084 | 0.45415 | 1.5084
253085-Comm. HP <65k three phase unitary ER | 0.16301 | 0.06503 | 0.23622 | 500.9205 | 7513.8075 | 0 | 0 | -0.20383 | 0 | -0.20383 | 0 | 0.057158 | 0 | 0.057158 | 0 | 0.45415 | 1.5084 | 0.45415 | 1.5084
253085-Comm. HP <65k three phase unitary ER | 0.16301 | 0.06503 | 0.23622 | 500.9205 | 7513.8075 | 0 | 0 | -0.20383 | 0 | -0.20383 | 0 | 0.057158 | 0 | 0.057158 | 0 | 0.45415 | 1.5084 | 0.45415 | 1.5084
253085-Comm. HP <65k three phase unitary ER | 0.16301 | 0.06503 | 0.23622 | 500.9205 | 7513.8075 | 0 | 0 | -0.20383 | 0 | -0.20383 | 0 | 0.057158 | 0 | 0.057158 | 0 | 0.45415 | 1.5084 | 0.45415 | 1.5084
253085-Comm. HP <65k three phase unitary ER | 0.16301 | 0.06503 | 0.23622 | 500.9205 | 7513.8075 | 0 | 0 | -0.20383 | 0 | -0.20383 | 0 | 0.057158 | 0 | 0.057158 | 0 | 0.45415 | 1.5084 | 0.45415 | 1.5084
253019-Residential HP SEER 15 Early Ret. CZ 6, 7 or 8 | 1.2238 | 0.01146 | 0.49317 | 888.8006 | 13332.0084 | 0 | 0 | 0.20745 | 0 | 0.20745 | 0 | 0.33815 | 0 | 0.33815 | 0 | 2.4708 | 33.6611 | 2.4708 | 33.6611
253007-Residential AC SEER 14 Early Ret. CZ 6, 7 or 8 | 0.68211 | 0.0063874 | 0.9947 | 495.406 | 7431.0906 | 1.5889 | 23.8333 | -0.04156 | -0.12492 | -0.04156 | -0.12492 | 0.31784 | 0.95536 | 0.31784 | 0.95536 | 0.89345 | 11.3659 | 0.89345 | 11.3659
253005-Residential AC SEER 13 Early Ret. CZ 6, 7 or 8 | 0.31198 | 0.0029214 | 0.43827 | 226.5833 | 3398.7492 | 0.27449 | 4.1173 | -0.021092 | -0.063399 | -0.021092 | -0.063399 | 0.31208 | 0.93806 | 0.31208 | 0.93806 | 0.94293 | 9.5695 | 0.94293 | 9.5695
253009-Residential AC SEER 15 Early Ret. CZ 6, 7 or 8 | 0.60624 | 0.0056769 | 0.78002 | 440.3005 | 6604.5082 | -2.6769 | -40.1538 | -0.032243 | 1.0475 | -0.032243 | 1.0475 | 0.31715 | 1.0475 | 0.31715 | 1.0475 | 0.89859 | 10.9137 | 0.89859 | 10.9137
253007-Residential AC SEER 14 Early Ret. CZ 6, 7 or 8 | 0.51159 | 0.0047906 | 0.74603 | 371.5545 | 5573.3179 | 1.1917 | 17.8749 | -0.04156 | -0.12492 | -0.04156 | -0.12492 | 0.31784 | 0.95536 | 0.31784 | 0.95536 | 0.89345 | 11.3659 | 0.89345 | 11.3659
253006-Residential AC SEER 13 Early Ret. CZ 10, 14, or 15 | 1.0762 | 0.010077 | 0.88216 | 781.6032 | 11724.0486 | 0.30495 | 4.5742 | 0.12484 | 0.37524 | 0.12484 | 0.37524 | 0.30052 | 0.90331 | 0.30052 | 0.90331 | 1.5582 | 7.2637 | 1.5582 | 7.2637
253015-Residential HP SEER 13 Early Ret. CZ 6, 7 or 8 | 1.0333 | 0.0096757 | 0.37239 | 750.4456 | 11256.6834 | 0 | 0 | 0.22047 | 0 | 0.22047 | 0 | 0.33746 | 0 | 0.33746 | 0 | 2.7221 | 31.5792 | 2.7221 | 31.5792
253007-Residential AC SEER 14 Early Ret. CZ 6, 7 or 8 | 0.68211 | 0.0063874 | 0.9947 | 495.406 | 7431.0906 | 1.5889 | 23.8333 | -0.04156 | -0.12492 | -0.04156 | -0.12492 | 0.31784 | 0.95536 | 0.31784 | 0.95536 | 0.89345 | 11.3659 | 0.89345 | 11.3659
253007-Residential AC SEER 14 Early Ret. CZ 6, 7 or 8 | 0.51159 | 0.0047906 | 0.74603 | 371.5545 | 5573.3179 | 1.1917 | 17.8749 | -0.043246 | -0.12999 | -0.043246 | -0.12999 | 0.31273 | 0.94 | 0.31273 | 0.94 | 0.88961 | 9.7422 | 0.88961 | 9.7422
253009-Residential AC SEER 15 Early Ret. CZ 6, 7 or 8 | 0.40416 | 0.0037846 | 0.52002 | 293.5337 | 4403.0055 | -1.7846 | -26.7692 | -0.032243 | 1.0475 | -0.032243 | 1.0475 | 0.31715 | 1.0475 | 0.31715 | 1.0475 | 0.89859 | 10.9137 | 0.89859 | 10.9137
253008-Residential AC SEER 14 Early Ret. CZ 10, 14, or 15 | 0.89349 | 0.0083668 | 0.74808 | 648.9265 | 9733.8973 | 0.80859 | 12.1289 | 0.10814 | 0.32505 | 0.10814 | 0.32505 | 0.28323 | 0.85134 | 0.28323 | 0.85134 | 1.4499 | 5.3395 | 1.4499 | 5.3395
253009-Residential AC SEER 15 Early Ret. CZ 6, 7 or 8 | 0.80832 | 0.0075692 | 1.04 | 587.0674 | 8806.011 | -3.5692 | -53.5384 | -0.032243 | 1.0475 | -0.032243 | 1.0475 | 0.31715 | 1.0475 | 0.31715 | 1.0475 | 0.89859 | 10.9137 | 0.89859 | 10.9137
253008-Residential AC SEER 14 Early Ret. CZ 10, 14, or 15 | 0.59566 | 0.0055779 | 0.49872 | 432.6177 | 6489.2649 | 0.53906 | 8.0859 | 0.1066 | 0.32043 | 0.1066 | 0.32043 | 0.27857 | 0.83733 | 0.27857 | 0.83733 | 1.4407 | 4.9835 | 1.4407 | 4.9835
253007-Residential AC SEER 14 Early Ret. CZ 6, 7 or 8 | 0.68211 | 0.0063874 | 0.9947 | 495.406 | 7431.0906 | 1.5889 | 23.8333 | -0.04156 | -0.12492 | -0.04156 | -0.12492 | 0.31784 | 0.95536 | 0.31784 | 0.95536 | 0.89345 | 11.3659 | 0.89345 | 11.3659
253007-Residential AC SEER 14 Early Ret. CZ 6, 7 or 8 | 0.68211 | 0.0063874 | 0.9947 | 495.406 | 7431.0906 | 1.5889 | 23.8333 | -0.04156 | -0.12492 | -0.04156 | -0.12492 | 0.31784 | 0.95536 | 0.31784 | 0.95536 | 0.89345 | 11.3659 | 0.89345 | 11.3659
253006-Residential AC SEER 13 Early Ret. CZ 10, 14, or 15 | 0.53809 | 0.0050387 | 0.44108 | 390.8016 | 5862.0243 | 0.15247 | 2.2871 | 0.12088 | 0.36334 | 0.12088 | 0.36334 | 0.28853 | 0.86726 | 0.28853 | 0.86726 | 1.5311 | 5.811 | 1.5311 | 5.811
253007-Residential AC SEER 14 Early Ret. CZ 6, 7 or 8 | 0.51159 | 0.0047906 | 0.74603 | 371.5545 | 5573.3179 | 1.1917 | 17.8749 | -0.043246 | -0.12999 | -0.043246 | -0.12999 | 0.31273 | 0.94 | 0.31273 | 0.94 | 0.88961 | 9.7422 | 0.88961 | 9.7422
253016-Residential HP SEER 13 Early Ret. CZ 10, 14, or 15 | 2.6995 | 0.025278 | 0.6867 | 1960.5808 | 29408.712 | 0 | 0 | 0.24696 | 0 | 0.24696 | 0 | 0.32935 | 0 | 0.32935 | 0 | 3.4321 | 18.199 | 3.4321 | 18.199
253006-Residential AC SEER 13 Early Ret. CZ 10, 14, or 15 | 1.0762 | 0.010077 | 0.88216 | 781.6032 | 11724.0486 | 0.30495 | 4.5742 | 0.12484 | 0.37524 | 0.12484 | 0.37524 | 0.30052 | 0.90331 | 0.30052 | 0.90331 | 1.5582 | 7.2637 | 1.5582 | 7.2637
253008-Residential AC SEER 14 Early Ret. CZ 10, 14, or 15 | 0.89349 | 0.0083668 | 0.74808 | 648.9265 | 9733.8973 | 0.80859 | 12.1289 | 0.11122 | 0.3343 | 0.11122 | 0.3343 | 0.29256 | 0.87937 | 0.29256 | 0.87937 | 1.4687 | 6.2294 | 1.4687 | 6.2294
253007-Residential AC SEER 14 Early Ret. CZ 6, 7 or 8 | 0.51159 | 0.0047906 | 0.74603 | 371.5545 | 5573.3179 | 1.1917 | 17.8749 | -0.04156 | -0.12492 | -0.04156 | -0.12492 | 0.31784 | 0.95536 | 0.31784 | 0.95536 | 0.89345 | 11.3659 | 0.89345 | 11.3659
253008-Residential AC SEER 14 Early Ret. CZ 10, 14, or 15 | 1.1913 | 0.011156 | 0.99743 | 865.2353 | 12978.5298 | 1.0781 | 16.1718 | 0.11122 | 0.3343 | 0.11122 | 0.3343 | 0.29256 | 0.87937 | 0.29256 | 0.87937 | 1.4687 | 6.2294 | 1.4687 | 6.2294
253019-Residential HP SEER 15 Early Ret. CZ 6, 7 or 8 | 1.2238 | 0.01146 | 0.49317 | 888.8006 | 13332.0084 | 0 | 0 | 0.20745 | 0 | 0.20745 | 0 | 0.33815 | 0 | 0.33815 | 0 | 2.4708 | 33.6611 | 2.4708 | 33.6611
253008-Residential AC SEER 14 Early Ret. CZ 10, 14, or 15 | 1.1913 | 0.011156 | 0.99743 | 865.2353 | 12978.5298 | 1.0781 | 16.1718 | 0.11122 | 0.3343 | 0.11122 | 0.3343 | 0.29256 | 0.87937 | 0.29256 | 0.87937 | 1.4687 | 6.2294 | 1.4687 | 6.2294
253007-Residential AC SEER 14 Early Ret. CZ 6, 7 or 8 | 0.34106 | 0.0031937 | 0.49735 | 247.703 | 3715.5453 | 0.79444 | 11.9166 | -0.044089 | -0.13252 | -0.044089 | -0.13252 | 0.31017 | 0.93232 | 0.31017 | 0.93232 | 0.8877 | 9.0927 | 0.8877 | 9.0927
253006-Residential AC SEER 13 Early Ret. CZ 10, 14, or 15 | 0.80713 | 0.0075581 | 0.66162 | 586.2024 | 8793.0364 | 0.22871 | 3.4306 | 0.12484 | 0.37524 | 0.12484 | 0.37524 | 0.30052 | 0.90331 | 0.30052 | 0.90331 | 1.5582 | 7.2637 | 1.5582 | 7.2637
253008-Residential AC SEER 14 Early Ret. CZ 10, 14, or 15 | 0.89349 | 0.0083668 | 0.74808 | 648.9265 | 9733.8973 | 0.80859 | 12.1289 | 0.10814 | 0.32505 | 0.10814 | 0.32505 | 0.28323 | 0.85134 | 0.28323 | 0.85134 | 1.4499 | 5.3395 | 1.4499 | 5.3395
253039-Comm. AC 240k to 759k | 2.3802 | 0.94954 | 5.2562 | 7314.195 | 109712.925 | 0 | 0 | 0.095161 | 0 | 0.095161 | 0 | 0.12429 | 0 | 0.12429 | 0 | 2.2787 | 3.7443 | 2.2787 | 3.7443
253039-Comm. AC 240k to 759k | 2.8562 | 1.1394 | 6.3075 | 8777.034 | 131655.51 | 0 | 0 | 0.095161 | 0 | 0.095161 | 0 | 0.12429 | 0 | 0.12429 | 0 | 2.2787 | 3.7443 | 2.2787 | 3.7443
253039-Comm. AC 240k to 759k | 2.8562 | 1.1394 | 6.3075 | 8777.034 | 131655.51 | 0 | 0 | 0.095161 | 0 | 0.095161 | 0 | 0.12429 | 0 | 0.12429 | 0 | 2.2787 | 3.7443 | 2.2787 | 3.7443
253001-Residential AC SEER 14 CZ 6, 7 or 8 | 0.51159 | 0.0047906 | 0.74603 | 371.5545 | 5573.3179 | 1.1917 | 17.8749 | 0.29006 | 0.87186 | 0.29006 | 0.87186 | 0.33746 | 1.0143 | 0.33746 | 1.0143 | 5.9633 | 31.5719 | 5.9633 | 31.5719
253021-Res. Refr. Charge QI: Repl. on Failure CZ 6, 7 or 8 | 0.18412 | 0.0017241 | 0.24129 | 133.7233 | 1337.2328 | -0.11811 | -1.1811 | 0.26631 | 0.98982 | 0.26631 | 0.98982 | 0.24405 | 0.98982 | 0.24405 | 0.98982 | 7.8403 | 4.9827 | 7.8403 | 4.9827
253007-Residential AC SEER 14 Early Ret. CZ 6, 7 or 8 | 0.85264 | 0.0079843 | 1.2434 | 619.2576 | 9288.8633 | 1.9861 | 29.7916 | -0.04156 | -0.12492 | -0.04156 | -0.12492 | 0.31784 | 0.95536 | 0.31784 | 0.95536 | 0.89345 | 11.3659 | 0.89345 | 11.3659
253041-Comm. HP <65k single phase split | 0.070577 | 0.028155 | 0.10097 | 216.879 | 3253.185 | 0 | 0 | 0.1332 | 0 | 0.1332 | 0 | 0.14667 | 0 | 0.14667 | 0 | 4.6604 | 7.4016 | 4.6604 | 7.4016
253041-Comm. HP <65k single phase split | 0.070577 | 0.028155 | 0.10097 | 216.879 | 3253.185 | 0 | 0 | 0.1332 | 0 | 0.1332 | 0 | 0.14667 | 0 | 0.14667 | 0 | 4.6604 | 7.4016 | 4.6604 | 7.4016
253041-Comm. HP <65k single phase split | 0.070577 | 0.028155 | 0.10097 | 216.879 | 3253.185 | 0 | 0 | 0.1332 | 0 | 0.1332 | 0 | 0.14667 | 0 | 0.14667 | 0 | 4.6604 | 7.4016 | 4.6604 | 7.4016
253041-Comm. HP <65k single phase split | 0.070577 | 0.028155 | 0.10097 | 216.879 | 3253.185 | 0 | 0 | 0.1332 | 0 | 0.1332 | 0 | 0.14667 | 0 | 0.14667 | 0 | 4.6604 | 7.4016 | 4.6604 | 7.4016
253013-Residential HP SEER 15 CZ 6, 7 or 8 | 0.61189 | 0.0057298 | 0.24658 | 444.4003 | 6666.0042 | 0 | 0 | 0.31714 | 0 | 0.31714 | 0 | 0.34105 | 0 | 0.34105 | 0 | 11.1118 | 46.7515 | 11.1118 | 46.7515
253013-Residential HP SEER 15 CZ 6, 7 or 8 | 0.61189 | 0.0057298 | 0.24658 | 444.4003 | 6666.0042 | 0 | 0 | 0.31591 | 0 | 0.31591 | 0 | 0.33732 | 0 | 0.33732 | 0 | 10.6925 | 31.1677 | 10.6925 | 31.1677
253014-Residential HP SEER 15 CZ 10, 14, or 15 | 0.81039 | 0.0075886 | 0.23885 | 588.5682 | 8828.523 | 0 | 0 | 0.32016 | 0 | 0.32016 | 0 | 0.33242 | 0 | 0.33242 | 0 | 12.2974 | 21.6725 | 12.2974 | 21.6725
253008-Residential AC SEER 14 Early Ret. CZ 10, 14, or 15 | 1.4892 | 0.013945 | 1.2468 | 1081.5441 | 16223.1622 | 1.3477 | 20.2148 | 0.11122 | 0.3343 | 0.11122 | 0.3343 | 0.29256 | 0.87937 | 0.29256 | 0.87937 | 1.4687 | 6.2294 | 1.4687 | 6.2294
253013-Residential HP SEER 15 CZ 6, 7 or 8 | 0.61189 | 0.0057298 | 0.24658 | 444.4003 | 6666.0042 | 0 | 0 | 0.31591 | 0 | 0.31591 | 0 | 0.33732 | 0 | 0.33732 | 0 | 10.6925 | 31.1677 | 10.6925 | 31.1677
253013-Residential HP SEER 15 CZ 6, 7 or 8 | 0.61189 | 0.0057298 | 0.24658 | 444.4003 | 6666.0042 | 0 | 0 | 0.31714 | 0 | 0.31714 | 0 | 0.34105 | 0 | 0.34105 | 0 | 11.1118 | 46.7515 | 11.1118 | 46.7515
253014-Residential HP SEER 15 CZ 10, 14, or 15 | 0 | 0 | 0 | 0 | 0 | 0 | 0 | 0 | 0 | 0 | 0 | 0 | 0 | 0 | 0 | 0 | 0 | 0 | 0
253014-Residential HP SEER 15 CZ 10, 14, or 15 | 0.81039 | 0.0075886 | 0.23885 | 588.5682 | 8828.523 | 0 | 0 | 0.32016 | 0 | 0.32016 | 0 | 0.33242 | 0 | 0.33242 | 0 | 12.2974 | 21.6725 | 12.2974 | 21.6725
253013-Residential HP SEER 15 CZ 6, 7 or 8 | 0.61189 | 0.0057298 | 0.24658 | 444.4003 | 6666.0042 | 0 | 0 | 0.31591 | 0 | 0.31591 | 0 | 0.33732 | 0 | 0.33732 | 0 | 10.6925 | 31.1677 | 10.6925 | 31.1677
253013-Residential HP SEER 15 CZ 6, 7 or 8 | 0.61189 | 0.0057298 | 0.24658 | 444.4003 | 6666.0042 | 0 | 0 | 0.31714 | 0 | 0.31714 | 0 | 0.34105 | 0 | 0.34105 | 0 | 11.1118 | 46.7515 | 11.1118 | 46.7515
253013-Residential HP SEER 15 CZ 6, 7 or 8 | 0 | 0 | 0 | 0 | 0 | 0 | 0 | 0 | 0 | 0 | 0 | 0 | 0 | 0 | 0 | 0 | 0 | 0 | 0
253013-Residential HP SEER 15 CZ 6, 7 or 8 | 0.61189 | 0.0057298 | 0.24658 | 444.4003 | 6666.0042 | 0 | 0 | 0.31714 | 0 | 0.31714 | 0 | 0.34105 | 0 | 0.34105 | 0 | 11.1118 | 46.7515 | 11.1118 | 46.7515
253013-Residential HP SEER 15 CZ 6, 7 or 8 | 0.61189 | 0.0057298 | 0.24658 | 444.4003 | 6666.0042 | 0 | 0 | 0.31591 | 0 | 0.31591 | 0 | 0.33732 | 0 | 0.33732 | 0 | 10.6925 | 31.1677 | 10.6925 | 31.1677
253013-Residential HP SEER 15 CZ 6, 7 or 8 | 0 | 0 | 0 | 0 | 0 | 0 | 0 | 0 | 0 | 0 | 0 | 0 | 0 | 0 | 0 | 0 | 0 | 0 | 0
253041-Comm. HP <65k single phase split | 0.070577 | 0.028155 | 0.10097 | 216.879 | 3253.185 | 0 | 0 | 0.12174 | 0 | 0.12174 | 0 | 0.12376 | 0 | 0.12376 | 0 | 3.5445 | 3.7008 | 3.5445 | 3.7008
253013-Residential HP SEER 15 CZ 6, 7 or 8 | 0.61189 | 0.0057298 | 0.24658 | 444.4003 | 6666.0042 | 0 | 0 | 0.31591 | 0 | 0.31591 | 0 | 0.33732 | 0 | 0.33732 | 0 | 10.6925 | 31.1677 | 10.6925 | 31.1677
253013-Residential HP SEER 15 CZ 6, 7 or 8 | 0.61189 | 0.0057298 | 0.24658 | 444.4003 | 6666.0042 | 0 | 0 | 0.31714 | 0 | 0.31714 | 0 | 0.34105 | 0 | 0.34105 | 0 | 11.1118 | 46.7515 | 11.1118 | 46.7515
253014-Residential HP SEER 15 CZ 10, 14, or 15 | 0.81039 | 0.0075886 | 0.23885 | 588.5682 | 8828.523 | 0 | 0 | 0.32016 | 0 | 0.32016 | 0 | 0.33242 | 0 | 0.33242 | 0 | 12.2974 | 21.6725 | 12.2974 | 21.6725
253014-Residential HP SEER 15 CZ 10, 14, or 15 | 0.81039 | 0.0075886 | 0.23885 | 588.5682 | 8828.523 | 0 | 0 | 0.31751 | 0 | 0.31751 | 0 | 0.32438 | 0 | 0.32438 | 0 | 11.2446 | 14.4483 | 11.2446 | 14.4483
253014-Residential HP SEER 15 CZ 10, 14, or 15 | 0 | 0 | 0 | 0 | 0 | 0 | 0 | 0 | 0 | 0 | 0 | 0 | 0 | 0 | 0 | 0 | 0 | 0 | 0
253014-Residential HP SEER 15 CZ 10, 14, or 15 | 0.81039 | 0.0075886 | 0.23885 | 588.5682 | 8828.523 | 0 | 0 | 0.31751 | 0 | 0.31751 | 0 | 0.32438 | 0 | 0.32438 | 0 | 11.2446 | 14.4483 | 11.2446 | 14.4483
253013-Residential HP SEER 15 CZ 6, 7 or 8 | 0.61189 | 0.0057298 | 0.24658 | 444.4003 | 6666.0042 | 0 | 0 | 0.31714 | 0 | 0.31714 | 0 | 0.34105 | 0 | 0.34105 | 0 | 11.1118 | 46.7515 | 11.1118 | 46.7515
253009-Residential AC SEER 15 Early Ret. CZ 6, 7 or 8 | 0.80832 | 0.0075692 | 1.04 | 587.0674 | 8806.011 | -3.5692 | -53.5384 | -0.032243 | 1.0475 | -0.032243 | 1.0475 | 0.31715 | 1.0475 | 0.31715 | 1.0475 | 0.89859 | 10.9137 | 0.89859 | 10.9137
253009-Residential AC SEER 15 Early Ret. CZ 6, 7 or 8 | 0.80832 | 0.0075692 | 1.04 | 587.0674 | 8806.011 | -3.5692 | -53.5384 | -0.032243 | 1.0475 | -0.032243 | 1.0475 | 0.31715 | 1.0475 | 0.31715 | 1.0475 | 0.89859 | 10.9137 | 0.89859 | 10.9137
253003-Residential AC SEER 15 CZ 6, 7 or 8 | 0.60624 | 0.0056769 | 0.78002 | 440.3005 | 6604.5082 | -2.6769 | -40.1538 | 0.24768 | 1.0475 | 0.24768 | 1.0475 | 0.32593 | 1.0475 | 0.32593 | 1.0475 | 3.3933 | 15.1579 | 3.3933 | 15.1579
253009-Residential AC SEER 15 Early Ret. CZ 6, 7 or 8 | 1.0104 | 0.0094615 | 1.3 | 733.8342 | 11007.5138 | -4.4615 | -66.923 | -0.032243 | 1.0475 | -0.032243 | 1.0475 | 0.31715 | 1.0475 | 0.31715 | 1.0475 | 0.89859 | 10.9137 | 0.89859 | 10.9137
253009-Residential AC SEER 15 Early Ret. CZ 6, 7 or 8 | 1.0104 | 0.0094615 | 1.3 | 733.8342 | 11007.5138 | -4.4615 | -66.923 | -0.032243 | 1.0475 | -0.032243 | 1.0475 | 0.31715 | 1.0475 | 0.31715 | 1.0475 | 0.89859 | 10.9137 | 0.89859 | 10.9137
253009-Residential AC SEER 15 Early Ret. CZ 6, 7 or 8 | 1.0104 | 0.0094615 | 1.3 | 733.8342 | 11007.5138 | -4.4615 | -66.923 | -0.032243 | 1.0475 | -0.032243 | 1.0475 | 0.31715 | 1.0475 | 0.31715 | 1.0475 | 0.89859 | 10.9137 | 0.89859 | 10.9137
253009-Residential AC SEER 15 Early Ret. CZ 6, 7 or 8 | 1.0104 | 0.0094615 | 1.3 | 733.8342 | 11007.5138 | -4.4615 | -66.923 | -0.032243 | 1.0475 | -0.032243 | 1.0475 | 0.31715 | 1.0475 | 0.31715 | 1.0475 | 0.89859 | 10.9137 | 0.89859 | 10.9137
253009-Residential AC SEER 15 Early Ret. CZ 6, 7 or 8 | 0.60624 | 0.0056769 | 0.78002 | 440.3005 | 6604.5082 | -2.6769 | -40.1538 | -0.032243 | 1.0475 | -0.032243 | 1.0475 | 0.31715 | 1.0475 | 0.31715 | 1.0475 | 0.89859 | 10.9137 | 0.89859 | 10.9137
253003-Residential AC SEER 15 CZ 6, 7 or 8 | 0.80832 | 0.0075692 | 1.04 | 587.0674 | 8806.011 | -3.5692 | -53.5384 | 0.24768 | 1.0475 | 0.24768 | 1.0475 | 0.32593 | 1.0475 | 0.32593 | 1.0475 | 3.3933 | 15.1579 | 3.3933 | 15.1579
253009-Residential AC SEER 15 Early Ret. CZ 6, 7 or 8 | 1.0104 | 0.0094615 | 1.3 | 733.8342 | 11007.5138 | -4.4615 | -66.923 | -0.032243 | 1.0475 | -0.032243 | 1.0475 | 0.31715 | 1.0475 | 0.31715 | 1.0475 | 0.89859 | 10.9137 | 0.89859 | 10.9137
253073-Comm. AC 240k to 759k ER | 2.3802 | 0.94954 | 5.2562 | 7314.195 | 109712.925 | 0 | 0 | -0.1918 | 0 | -0.1918 | 0 | 0.10919 | 0 | 0.10919 | 0 | 0.46927 | 2.8082 | 0.46927 | 2.8082
253007-Residential AC SEER 14 Early Ret. CZ 6, 7 or 8 | 0.51159 | 0.0047906 | 0.74603 | 371.5545 | 5573.3179 | 1.1917 | 17.8749 | -0.04156 | -0.12492 | -0.04156 | -0.12492 | 0.31784 | 0.95536 | 0.31784 | 0.95536 | 0.89345 | 11.3659 | 0.89345 | 11.3659
253008-Residential AC SEER 14 Early Ret. CZ 10, 14, or 15 | 0.89349 | 0.0083668 | 0.74808 | 648.9265 | 9733.8973 | 0.80859 | 12.1289 | 0.11122 | 0.3343 | 0.11122 | 0.3343 | 0.29256 | 0.87937 | 0.29256 | 0.87937 | 1.4687 | 6.2294 | 1.4687 | 6.2294
253003-Residential AC SEER 15 CZ 6, 7 or 8 | 0.60624 | 0.0056769 | 0.78002 | 440.3005 | 6604.5082 | -2.6769 | -40.1538 | 0.24768 | 1.0475 | 0.24768 | 1.0475 | 0.32593 | 1.0475 | 0.32593 | 1.0475 | 3.3933 | 15.1579 | 3.3933 | 15.1579
253007-Residential AC SEER 14 Early Ret. CZ 6, 7 or 8 | 0.51159 | 0.0047906 | 0.74603 | 371.5545 | 5573.3179 | 1.1917 | 17.8749 | -0.04156 | -0.12492 | -0.04156 | -0.12492 | 0.31784 | 0.95536 | 0.31784 | 0.95536 | 0.89345 | 11.3659 | 0.89345 | 11.3659
253008-Residential AC SEER 14 Early Ret. CZ 10, 14, or 15 | 0.89349 | 0.0083668 | 0.74808 | 648.9265 | 9733.8973 | 0.80859 | 12.1289 | 0.11122 | 0.3343 | 0.11122 | 0.3343 | 0.29256 | 0.87937 | 0.29256 | 0.87937 | 1.4687 | 6.2294 | 1.4687 | 6.2294
253010-Residential AC SEER 15 Early Ret. CZ 10, 14, or 15 | 1.3755 | 0.01288 | 1.0567 | 999.0022 | 14985.0324 | -2.9532 | -44.2976 | 0.11249 | 1.0475 | 0.11249 | 1.0475 | 0.29102 | 1.0475 | 0.29102 | 1.0475 | 1.4635 | 6.0094 | 1.4635 | 6.0094
253007-Residential AC SEER 14 Early Ret. CZ 6, 7 or 8 | 0.51159 | 0.0047906 | 0.74603 | 371.5545 | 5573.3179 | 1.1917 | 17.8749 | -0.04156 | -0.12492 | -0.04156 | -0.12492 | 0.31784 | 0.95536 | 0.31784 | 0.95536 | 0.89345 | 11.3659 | 0.89345 | 11.3659
253009-Residential AC SEER 15 Early Ret. CZ 6, 7 or 8 | 0.60624 | 0.0056769 | 0.78002 | 440.3005 | 6604.5082 | -2.6769 | -40.1538 | -0.032243 | 1.0475 | -0.032243 | 1.0475 | 0.31715 | 1.0475 | 0.31715 | 1.0475 | 0.89859 | 10.9137 | 0.89859 | 10.9137
253007-Residential AC SEER 14 Early Ret. CZ 6, 7 or 8 | 0.51159 | 0.0047906 | 0.74603 | 371.5545 | 5573.3179 | 1.1917 | 17.8749 | -0.04156 | -0.12492 | -0.04156 | -0.12492 | 0.31784 | 0.95536 | 0.31784 | 0.95536 | 0.89345 | 11.3659 | 0.89345 | 11.3659
253009-Residential AC SEER 15 Early Ret. CZ 6, 7 or 8 | 0.60624 | 0.0056769 | 0.78002 | 440.3005 | 6604.5082 | -2.6769 | -40.1538 | -0.032243 | 1.0475 | -0.032243 | 1.0475 | 0.31715 | 1.0475 | 0.31715 | 1.0475 | 0.89859 | 10.9137 | 0.89859 | 10.9137
253008-Residential AC SEER 14 Early Ret. CZ 10, 14, or 15 | 1.1913 | 0.011156 | 0.99743 | 865.2353 | 12978.5298 | 1.0781 | 16.1718 | 0.11122 | 0.3343 | 0.11122 | 0.3343 | 0.29256 | 0.87937 | 0.29256 | 0.87937 | 1.4687 | 6.2294 | 1.4687 | 6.2294
253007-Residential AC SEER 14 Early Ret. CZ 6, 7 or 8 | 0.51159 | 0.0047906 | 0.74603 | 371.5545 | 5573.3179 | 1.1917 | 17.8749 | -0.04156 | -0.12492 | -0.04156 | -0.12492 | 0.31784 | 0.95536 | 0.31784 | 0.95536 | 0.89345 | 11.3659 | 0.89345 | 11.3659
253007-Residential AC SEER 14 Early Ret. CZ 6, 7 or 8 | 0.85264 | 0.0079843 | 1.2434 | 619.2576 | 9288.8633 | 1.9861 | 29.7916 | -0.04156 | -0.12492 | -0.04156 | -0.12492 | 0.31784 | 0.95536 | 0.31784 | 0.95536 | 0.89345 | 11.3659 | 0.89345 | 11.3659
253007-Residential AC SEER 14 Early Ret. CZ 6, 7 or 8 | 0.51159 | 0.0047906 | 0.74603 | 371.5545 | 5573.3179 | 1.1917 | 17.8749 | -0.04156 | -0.12492 | -0.04156 | -0.12492 | 0.31784 | 0.95536 | 0.31784 | 0.95536 | 0.89345 | 11.3659 | 0.89345 | 11.3659
253003-Residential AC SEER 15 CZ 6, 7 or 8 | 0.60624 | 0.0056769 | 0.78002 | 440.3005 | 6604.5082 | -2.6769 | -40.1538 | 0.24643 | 1.0475 | 0.24643 | 1.0475 | 0.32217 | 1.0475 | 0.32217 | 1.0475 | 3.3521 | 12.9925 | 3.3521 | 12.9925
253010-Residential AC SEER 15 Early Ret. CZ 10, 14, or 15 | 1.3755 | 0.01288 | 1.0567 | 999.0022 | 14985.0324 | -2.9532 | -44.2976 | 0.11249 | 1.0475 | 0.11249 | 1.0475 | 0.29102 | 1.0475 | 0.29102 | 1.0475 | 1.4635 | 6.0094 | 1.4635 | 6.0094
253008-Residential AC SEER 14 Early Ret. CZ 10, 14, or 15 | 0.89349 | 0.0083668 | 0.74808 | 648.9265 | 9733.8973 | 0.80859 | 12.1289 | 0.11122 | 0.3343 | 0.11122 | 0.3343 | 0.29256 | 0.87937 | 0.29256 | 0.87937 | 1.4687 | 6.2294 | 1.4687 | 6.2294
253007-Residential AC SEER 14 Early Ret. CZ 6, 7 or 8 | 0.34106 | 0.0031937 | 0.49735 | 247.703 | 3715.5453 | 0.79444 | 11.9166 | -0.04156 | -0.12492 | -0.04156 | -0.12492 | 0.31784 | 0.95536 | 0.31784 | 0.95536 | 0.89345 | 11.3659 | 0.89345 | 11.3659
253007-Residential AC SEER 14 Early Ret. CZ 6, 7 or 8 | 0.51159 | 0.0047906 | 0.74603 | 371.5545 | 5573.3179 | 1.1917 | 17.8749 | -0.04156 | -0.12492 | -0.04156 | -0.12492 | 0.31784 | 0.95536 | 0.31784 | 0.95536 | 0.89345 | 11.3659 | 0.89345 | 11.3659
253009-Residential AC SEER 15 Early Ret. CZ 6, 7 or 8 | 0.60624 | 0.0056769 | 0.78002 | 440.3005 | 6604.5082 | -2.6769 | -40.1538 | -0.032243 | 1.0475 | -0.032243 | 1.0475 | 0.31715 | 1.0475 | 0.31715 | 1.0475 | 0.89859 | 10.9137 | 0.89859 | 10.9137
253005-Residential AC SEER 13 Early Ret. CZ 6, 7 or 8 | 0.62396 | 0.0058428 | 0.87653 | 453.1666 | 6797.4984 | 0.54897 | 8.2346 | -0.018689 | -0.056174 | -0.018689 | -0.056174 | 0.31937 | 0.95995 | 0.31937 | 0.95995 | 0.9491 | 11.9618 | 0.9491 | 11.9618
253010-Residential AC SEER 15 Early Ret. CZ 10, 14, or 15 | 1.0316 | 0.0096603 | 0.7925 | 749.2516 | 11238.7743 | -2.2149 | -33.2232 | 0.11249 | 1.0475 | 0.11249 | 1.0475 | 0.29102 | 1.0475 | 0.29102 | 1.0475 | 1.4635 | 6.0094 | 1.4635 | 6.0094
253008-Residential AC SEER 14 Early Ret. CZ 10, 14, or 15 | 0.89349 | 0.0083668 | 0.74808 | 648.9265 | 9733.8973 | 0.80859 | 12.1289 | 0.11122 | 0.3343 | 0.11122 | 0.3343 | 0.29256 | 0.87937 | 0.29256 | 0.87937 | 1.4687 | 6.2294 | 1.4687 | 6.2294
253005-Residential AC SEER 13 Early Ret. CZ 6, 7 or 8 | 0.62396 | 0.0058428 | 0.87653 | 453.1666 | 6797.4984 | 0.54897 | 8.2346 | -0.018689 | -0.056174 | -0.018689 | -0.056174 | 0.31937 | 0.95995 | 0.31937 | 0.95995 | 0.9491 | 11.9618 | 0.9491 | 11.9618
253006-Residential AC SEER 13 Early Ret. CZ 10, 14, or 15 | 1.0762 | 0.010077 | 0.88216 | 781.6032 | 11724.0486 | 0.30495 | 4.5742 | 0.12484 | 0.37524 | 0.12484 | 0.37524 | 0.30052 | 0.90331 | 0.30052 | 0.90331 | 1.5582 | 7.2637 | 1.5582 | 7.2637
253006-Residential AC SEER 13 Early Ret. CZ 10, 14, or 15 | 1.0762 | 0.010077 | 0.88216 | 781.6032 | 11724.0486 | 0.30495 | 4.5742 | 0.12484 | 0.37524 | 0.12484 | 0.37524 | 0.30052 | 0.90331 | 0.30052 | 0.90331 | 1.5582 | 7.2637 | 1.5582 | 7.2637
253007-Residential AC SEER 14 Early Ret. CZ 6, 7 or 8 | 0.68211 | 0.0063874 | 0.9947 | 495.406 | 7431.0906 | 1.5889 | 23.8333 | -0.04156 | -0.12492 | -0.04156 | -0.12492 | 0.31784 | 0.95536 | 0.31784 | 0.95536 | 0.89345 | 11.3659 | 0.89345 | 11.3659
253010-Residential AC SEER 15 Early Ret. CZ 10, 14, or 15 | 1.0316 | 0.0096603 | 0.7925 | 749.2516 | 11238.7743 | -2.2149 | -33.2232 | 0.11249 | 1.0475 | 0.11249 | 1.0475 | 0.29102 | 1.0475 | 0.29102 | 1.0475 | 1.4635 | 6.0094 | 1.4635 | 6.0094
253010-Residential AC SEER 15 Early Ret. CZ 10, 14, or 15 | 1.0316 | 0.0096603 | 0.7925 | 749.2516 | 11238.7743 | -2.2149 | -33.2232 | 0.11249 | 1.0475 | 0.11249 | 1.0475 | 0.29102 | 1.0475 | 0.29102 | 1.0475 | 1.4635 | 6.0094 | 1.4635 | 6.0094
253007-Residential AC SEER 14 Early Ret. CZ 6, 7 or 8 | 0.51159 | 0.0047906 | 0.74603 | 371.5545 | 5573.3179 | 1.1917 | 17.8749 | -0.04156 | -0.12492 | -0.04156 | -0.12492 | 0.31784 | 0.95536 | 0.31784 | 0.95536 | 0.89345 | 11.3659 | 0.89345 | 11.3659
253008-Residential AC SEER 14 Early Ret. CZ 10, 14, or 15 | 1.1913 | 0.011156 | 0.99743 | 865.2353 | 12978.5298 | 1.0781 | 16.1718 | 0.11122 | 0.3343 | 0.11122 | 0.3343 | 0.29256 | 0.87937 | 0.29256 | 0.87937 | 1.4687 | 6.2294 | 1.4687 | 6.2294
253007-Residential AC SEER 14 Early Ret. CZ 6, 7 or 8 | 0.51159 | 0.0047906 | 0.74603 | 371.5545 | 5573.3179 | 1.1917 | 17.8749 | -0.043246 | -0.12999 | -0.043246 | -0.12999 | 0.31273 | 0.94 | 0.31273 | 0.94 | 0.88961 | 9.7422 | 0.88961 | 9.7422
253009-Residential AC SEER 15 Early Ret. CZ 6, 7 or 8 | 0.60624 | 0.0056769 | 0.78002 | 440.3005 | 6604.5082 | -2.6769 | -40.1538 | -0.032243 | 1.0475 | -0.032243 | 1.0475 | 0.31715 | 1.0475 | 0.31715 | 1.0475 | 0.89859 | 10.9137 | 0.89859 | 10.9137
253008-Residential AC SEER 14 Early Ret. CZ 10, 14, or 15 | 0.89349 | 0.0083668 | 0.74808 | 648.9265 | 9733.8973 | 0.80859 | 12.1289 | 0.11122 | 0.3343 | 0.11122 | 0.3343 | 0.29256 | 0.87937 | 0.29256 | 0.87937 | 1.4687 | 6.2294 | 1.4687 | 6.2294
253007-Residential AC SEER 14 Early Ret. CZ 6, 7 or 8 | 0.51159 | 0.0047906 | 0.74603 | 371.5545 | 5573.3179 | 1.1917 | 17.8749 | -0.043246 | -0.12999 | -0.043246 | -0.12999 | 0.31273 | 0.94 | 0.31273 | 0.94 | 0.88961 | 9.7422 | 0.88961 | 9.7422
253007-Residential AC SEER 14 Early Ret. CZ 6, 7 or 8 | 0.51159 | 0.0047906 | 0.74603 | 371.5545 | 5573.3179 | 1.1917 | 17.8749 | -0.04156 | -0.12492 | -0.04156 | -0.12492 | 0.31784 | 0.95536 | 0.31784 | 0.95536 | 0.89345 | 11.3659 | 0.89345 | 11.3659
253007-Residential AC SEER 14 Early Ret. CZ 6, 7 or 8 | 0.51159 | 0.0047906 | 0.74603 | 371.5545 | 5573.3179 | 1.1917 | 17.8749 | -0.04156 | -0.12492 | -0.04156 | -0.12492 | 0.31784 | 0.95536 | 0.31784 | 0.95536 | 0.89345 | 11.3659 | 0.89345 | 11.3659
253009-Residential AC SEER 15 Early Ret. CZ 6, 7 or 8 | 0.60624 | 0.0056769 | 0.78002 | 440.3005 | 6604.5082 | -2.6769 | -40.1538 | -0.032243 | 1.0475 | -0.032243 | 1.0475 | 0.31715 | 1.0475 | 0.31715 | 1.0475 | 0.89859 | 10.9137 | 0.89859 | 10.9137
253006-Residential AC SEER 13 Early Ret. CZ 10, 14, or 15 | 1.0762 | 0.010077 | 0.88216 | 781.6032 | 11724.0486 | 0.30495 | 4.5742 | 0.12484 | 0.37524 | 0.12484 | 0.37524 | 0.30052 | 0.90331 | 0.30052 | 0.90331 | 1.5582 | 7.2637 | 1.5582 | 7.2637
253006-Residential AC SEER 13 Early Ret. CZ 10, 14, or 15 | 1.0762 | 0.010077 | 0.88216 | 781.6032 | 11724.0486 | 0.30495 | 4.5742 | 0.12484 | 0.37524 | 0.12484 | 0.37524 | 0.30052 | 0.90331 | 0.30052 | 0.90331 | 1.5582 | 7.2637 | 1.5582 | 7.2637
253005-Residential AC SEER 13 Early Ret. CZ 6, 7 or 8 | 0.62396 | 0.0058428 | 0.87653 | 453.1666 | 6797.4984 | 0.54897 | 8.2346 | -0.018689 | -0.056174 | -0.018689 | -0.056174 | 0.31937 | 0.95995 | 0.31937 | 0.95995 | 0.9491 | 11.9618 | 0.9491 | 11.9618
253006-Residential AC SEER 13 Early Ret. CZ 10, 14, or 15 | 1.3452 | 0.012597 | 1.1027 | 977.0041 | 14655.0608 | 0.38118 | 5.7177 | 0.12484 | 0.37524 | 0.12484 | 0.37524 | 0.30052 | 0.90331 | 0.30052 | 0.90331 | 1.5582 | 7.2637 | 1.5582 | 7.2637
253007-Residential AC SEER 14 Early Ret. CZ 6, 7 or 8 | 0.51159 | 0.0047906 | 0.74603 | 371.5545 | 5573.3179 | 1.1917 | 17.8749 | -0.04156 | -0.12492 | -0.04156 | -0.12492 | 0.31784 | 0.95536 | 0.31784 | 0.95536 | 0.89345 | 11.3659 | 0.89345 | 11.3659
253005-Residential AC SEER 13 Early Ret. CZ 6, 7 or 8 | 0.62396 | 0.0058428 | 0.87653 | 453.1666 | 6797.4984 | 0.54897 | 8.2346 | -0.018689 | -0.056174 | -0.018689 | -0.056174 | 0.31937 | 0.95995 | 0.31937 | 0.95995 | 0.9491 | 11.9618 | 0.9491 | 11.9618
253007-Residential AC SEER 14 Early Ret. CZ 6, 7 or 8 | 0.51159 | 0.0047906 | 0.74603 | 371.5545 | 5573.3179 | 1.1917 | 17.8749 | -0.04156 | -0.12492 | -0.04156 | -0.12492 | 0.31784 | 0.95536 | 0.31784 | 0.95536 | 0.89345 | 11.3659 | 0.89345 | 11.3659
253008-Residential AC SEER 14 Early Ret. CZ 10, 14, or 15 | 0.89349 | 0.0083668 | 0.74808 | 648.9265 | 9733.8973 | 0.80859 | 12.1289 | 0.11122 | 0.3343 | 0.11122 | 0.3343 | 0.29256 | 0.87937 | 0.29256 | 0.87937 | 1.4687 | 6.2294 | 1.4687 | 6.2294
253008-Residential AC SEER 14 Early Ret. CZ 10, 14, or 15 | 0.89349 | 0.0083668 | 0.74808 | 648.9265 | 9733.8973 | 0.80859 | 12.1289 | 0.11122 | 0.3343 | 0.11122 | 0.3343 | 0.29256 | 0.87937 | 0.29256 | 0.87937 | 1.4687 | 6.2294 | 1.4687 | 6.2294
253005-Residential AC SEER 13 Early Ret. CZ 6, 7 or 8 | 0.62396 | 0.0058428 | 0.87653 | 453.1666 | 6797.4984 | 0.54897 | 8.2346 | -0.018689 | -0.056174 | -0.018689 | -0.056174 | 0.31937 | 0.95995 | 0.31937 | 0.95995 | 0.9491 | 11.9618 | 0.9491 | 11.9618
253008-Residential AC SEER 14 Early Ret. CZ 10, 14, or 15 | 0.89349 | 0.0083668 | 0.74808 | 648.9265 | 9733.8973 | 0.80859 | 12.1289 | 0.10814 | 0.32505 | 0.10814 | 0.32505 | 0.28323 | 0.85134 | 0.28323 | 0.85134 | 1.4499 | 5.3395 | 1.4499 | 5.3395
253009-Residential AC SEER 15 Early Ret. CZ 6, 7 or 8 | 0.60624 | 0.0056769 | 0.78002 | 440.3005 | 6604.5082 | -2.6769 | -40.1538 | -0.032243 | 1.0475 | -0.032243 | 1.0475 | 0.31715 | 1.0475 | 0.31715 | 1.0475 | 0.89859 | 10.9137 | 0.89859 | 10.9137
253008-Residential AC SEER 14 Early Ret. CZ 10, 14, or 15 | 0.89349 | 0.0083668 | 0.74808 | 648.9265 | 9733.8973 | 0.80859 | 12.1289 | 0.11122 | 0.3343 | 0.11122 | 0.3343 | 0.29256 | 0.87937 | 0.29256 | 0.87937 | 1.4687 | 6.2294 | 1.4687 | 6.2294
253007-Residential AC SEER 14 Early Ret. CZ 6, 7 or 8 | 0.51159 | 0.0047906 | 0.74603 | 371.5545 | 5573.3179 | 1.1917 | 17.8749 | -0.04156 | -0.12492 | -0.04156 | -0.12492 | 0.31784 | 0.95536 | 0.31784 | 0.95536 | 0.89345 | 11.3659 | 0.89345 | 11.3659
253005-Residential AC SEER 13 Early Ret. CZ 6, 7 or 8 | 0.62396 | 0.0058428 | 0.87653 | 453.1666 | 6797.4984 | 0.54897 | 8.2346 | -0.018689 | -0.056174 | -0.018689 | -0.056174 | 0.31937 | 0.95995 | 0.31937 | 0.95995 | 0.9491 | 11.9618 | 0.9491 | 11.9618
253008-Residential AC SEER 14 Early Ret. CZ 10, 14, or 15 | 0.89349 | 0.0083668 | 0.74808 | 648.9265 | 9733.8973 | 0.80859 | 12.1289 | 0.10814 | 0.32505 | 0.10814 | 0.32505 | 0.28323 | 0.85134 | 0.28323 | 0.85134 | 1.4499 | 5.3395 | 1.4499 | 5.3395
253008-Residential AC SEER 14 Early Ret. CZ 10, 14, or 15 | 0.89349 | 0.0083668 | 0.74808 | 648.9265 | 9733.8973 | 0.80859 | 12.1289 | 0.11122 | 0.3343 | 0.11122 | 0.3343 | 0.29256 | 0.87937 | 0.29256 | 0.87937 | 1.4687 | 6.2294 | 1.4687 | 6.2294
253009-Residential AC SEER 15 Early Ret. CZ 6, 7 or 8 | 0.60624 | 0.0056769 | 0.78002 | 440.3005 | 6604.5082 | -2.6769 | -40.1538 | -0.032243 | 1.0475 | -0.032243 | 1.0475 | 0.31715 | 1.0475 | 0.31715 | 1.0475 | 0.89859 | 10.9137 | 0.89859 | 10.9137
253005-Residential AC SEER 13 Early Ret. CZ 6, 7 or 8 | 0.62396 | 0.0058428 | 0.87653 | 453.1666 | 6797.4984 | 0.54897 | 8.2346 | -0.018689 | -0.056174 | -0.018689 | -0.056174 | 0.31937 | 0.95995 | 0.31937 | 0.95995 | 0.9491 | 11.9618 | 0.9491 | 11.9618
253009-Residential AC SEER 15 Early Ret. CZ 6, 7 or 8 | 0.80832 | 0.0075692 | 1.04 | 587.0674 | 8806.011 | -3.5692 | -53.5384 | -0.032243 | 1.0475 | -0.032243 | 1.0475 | 0.31715 | 1.0475 | 0.31715 | 1.0475 | 0.89859 | 10.9137 | 0.89859 | 10.9137
253009-Residential AC SEER 15 Early Ret. CZ 6, 7 or 8 | 0.60624 | 0.0056769 | 0.78002 | 440.3005 | 6604.5082 | -2.6769 | -40.1538 | -0.032243 | 1.0475 | -0.032243 | 1.0475 | 0.31715 | 1.0475 | 0.31715 | 1.0475 | 0.89859 | 10.9137 | 0.89859 | 10.9137
253010-Residential AC SEER 15 Early Ret. CZ 10, 14, or 15 | 1.0316 | 0.0096603 | 0.7925 | 749.2516 | 11238.7743 | -2.2149 | -33.2232 | 0.11249 | 1.0475 | 0.11249 | 1.0475 | 0.29102 | 1.0475 | 0.29102 | 1.0475 | 1.4635 | 6.0094 | 1.4635 | 6.0094
253005-Residential AC SEER 13 Early Ret. CZ 6, 7 or 8 | 0.62396 | 0.0058428 | 0.87653 | 453.1666 | 6797.4984 | 0.54897 | 8.2346 | -0.018689 | -0.056174 | -0.018689 | -0.056174 | 0.31937 | 0.95995 | 0.31937 | 0.95995 | 0.9491 | 11.9618 | 0.9491 | 11.9618
253007-Residential AC SEER 14 Early Ret. CZ 6, 7 or 8 | 0.34106 | 0.0031937 | 0.49735 | 247.703 | 3715.5453 | 0.79444 | 11.9166 | -0.04156 | -0.12492 | -0.04156 | -0.12492 | 0.31784 | 0.95536 | 0.31784 | 0.95536 | 0.89345 | 11.3659 | 0.89345 | 11.3659
253007-Residential AC SEER 14 Early Ret. CZ 6, 7 or 8 | 0.85264 | 0.0079843 | 1.2434 | 619.2576 | 9288.8633 | 1.9861 | 29.7916 | -0.04156 | -0.12492 | -0.04156 | -0.12492 | 0.31784 | 0.95536 | 0.31784 | 0.95536 | 0.89345 | 11.3659 | 0.89345 | 11.3659
253009-Residential AC SEER 15 Early Ret. CZ 6, 7 or 8 | 0.60624 | 0.0056769 | 0.78002 | 440.3005 | 6604.5082 | -2.6769 | -40.1538 | -0.032243 | 1.0475 | -0.032243 | 1.0475 | 0.31715 | 1.0475 | 0.31715 | 1.0475 | 0.89859 | 10.9137 | 0.89859 | 10.9137
253007-Residential AC SEER 14 Early Ret. CZ 6, 7 or 8 | 0.51159 | 0.0047906 | 0.74603 | 371.5545 | 5573.3179 | 1.1917 | 17.8749 | -0.04156 | -0.12492 | -0.04156 | -0.12492 | 0.31784 | 0.95536 | 0.31784 | 0.95536 | 0.89345 | 11.3659 | 0.89345 | 11.3659
253007-Residential AC SEER 14 Early Ret. CZ 6, 7 or 8 | 0.51159 | 0.0047906 | 0.74603 | 371.5545 | 5573.3179 | 1.1917 | 17.8749 | -0.04156 | -0.12492 | -0.04156 | -0.12492 | 0.31784 | 0.95536 | 0.31784 | 0.95536 | 0.89345 | 11.3659 | 0.89345 | 11.3659
253007-Residential AC SEER 14 Early Ret. CZ 6, 7 or 8 | 0.51159 | 0.0047906 | 0.74603 | 371.5545 | 5573.3179 | 1.1917 | 17.8749 | -0.04156 | -0.12492 | -0.04156 | -0.12492 | 0.31784 | 0.95536 | 0.31784 | 0.95536 | 0.89345 | 11.3659 | 0.89345 | 11.3659
253001-Residential AC SEER 14 CZ 6, 7 or 8 | 0.68211 | 0.0063874 | 0.9947 | 495.406 | 7431.0906 | 1.5889 | 23.8333 | 0.29006 | 0.87186 | 0.29006 | 0.87186 | 0.33746 | 1.0143 | 0.33746 | 1.0143 | 5.9633 | 31.5719 | 5.9633 | 31.5719
253010-Residential AC SEER 15 Early Ret. CZ 10, 14, or 15 | 1.3755 | 0.01288 | 1.0567 | 999.0022 | 14985.0324 | -2.9532 | -44.2976 | 0.11249 | 1.0475 | 0.11249 | 1.0475 | 0.29102 | 1.0475 | 0.29102 | 1.0475 | 1.4635 | 6.0094 | 1.4635 | 6.0094
253007-Residential AC SEER 14 Early Ret. CZ 6, 7 or 8 | 0.68211 | 0.0063874 | 0.9947 | 495.406 | 7431.0906 | 1.5889 | 23.8333 | -0.04156 | -0.12492 | -0.04156 | -0.12492 | 0.31784 | 0.95536 | 0.31784 | 0.95536 | 0.89345 | 11.3659 | 0.89345 | 11.3659
253010-Residential AC SEER 15 Early Ret. CZ 10, 14, or 15 | 1.3755 | 0.01288 | 1.0567 | 999.0022 | 14985.0324 | -2.9532 | -44.2976 | 0.11249 | 1.0475 | 0.11249 | 1.0475 | 0.29102 | 1.0475 | 0.29102 | 1.0475 | 1.4635 | 6.0094 | 1.4635 | 6.0094
253008-Residential AC SEER 14 Early Ret. CZ 10, 14, or 15 | 1.4892 | 0.013945 | 1.2468 | 1081.5441 | 16223.1622 | 1.3477 | 20.2148 | 0.11122 | 0.3343 | 0.11122 | 0.3343 | 0.29256 | 0.87937 | 0.29256 | 0.87937 | 1.4687 | 6.2294 | 1.4687 | 6.2294
253007-Residential AC SEER 14 Early Ret. CZ 6, 7 or 8 | 0.68211 | 0.0063874 | 0.9947 | 495.406 | 7431.0906 | 1.5889 | 23.8333 | -0.04156 | -0.12492 | -0.04156 | -0.12492 | 0.31784 | 0.95536 | 0.31784 | 0.95536 | 0.89345 | 11.3659 | 0.89345 | 11.3659
253008-Residential AC SEER 14 Early Ret. CZ 10, 14, or 15 | 1.1913 | 0.011156 | 0.99743 | 865.2353 | 12978.5298 | 1.0781 | 16.1718 | 0.11122 | 0.3343 | 0.11122 | 0.3343 | 0.29256 | 0.87937 | 0.29256 | 0.87937 | 1.4687 | 6.2294 | 1.4687 | 6.2294
253010-Residential AC SEER 15 Early Ret. CZ 10, 14, or 15 | 1.0316 | 0.0096603 | 0.7925 | 749.2516 | 11238.7743 | -2.2149 | -33.2232 | 0.11249 | 1.0475 | 0.11249 | 1.0475 | 0.29102 | 1.0475 | 0.29102 | 1.0475 | 1.4635 | 6.0094 | 1.4635 | 6.0094
253006-Residential AC SEER 13 Early Ret. CZ 10, 14, or 15 | 1.0762 | 0.010077 | 0.88216 | 781.6032 | 11724.0486 | 0.30495 | 4.5742 | 0.12484 | 0.37524 | 0.12484 | 0.37524 | 0.30052 | 0.90331 | 0.30052 | 0.90331 | 1.5582 | 7.2637 | 1.5582 | 7.2637
253010-Residential AC SEER 15 Early Ret. CZ 10, 14, or 15 | 1.3755 | 0.01288 | 1.0567 | 999.0022 | 14985.0324 | -2.9532 | -44.2976 | 0.11249 | 1.0475 | 0.11249 | 1.0475 | 0.29102 | 1.0475 | 0.29102 | 1.0475 | 1.4635 | 6.0094 | 1.4635 | 6.0094
253008-Residential AC SEER 14 Early Ret. CZ 10, 14, or 15 | 1.1913 | 0.011156 | 0.99743 | 865.2353 | 12978.5298 | 1.0781 | 16.1718 | 0.11122 | 0.3343 | 0.11122 | 0.3343 | 0.29256 | 0.87937 | 0.29256 | 0.87937 | 1.4687 | 6.2294 | 1.4687 | 6.2294
253008-Residential AC SEER 14 Early Ret. CZ 10, 14, or 15 | 0.89349 | 0.0083668 | 0.74808 | 648.9265 | 9733.8973 | 0.80859 | 12.1289 | 0.11122 | 0.3343 | 0.11122 | 0.3343 | 0.29256 | 0.87937 | 0.29256 | 0.87937 | 1.4687 | 6.2294 | 1.4687 | 6.2294
253009-Residential AC SEER 15 Early Ret. CZ 6, 7 or 8 | 0.60624 | 0.0056769 | 0.78002 | 440.3005 | 6604.5082 | -2.6769 | -40.1538 | -0.032243 | 1.0475 | -0.032243 | 1.0475 | 0.31715 | 1.0475 | 0.31715 | 1.0475 | 0.89859 | 10.9137 | 0.89859 | 10.9137
253008-Residential AC SEER 14 Early Ret. CZ 10, 14, or 15 | 0.89349 | 0.0083668 | 0.74808 | 648.9265 | 9733.8973 | 0.80859 | 12.1289 | 0.10814 | 0.32505 | 0.10814 | 0.32505 | 0.28323 | 0.85134 | 0.28323 | 0.85134 | 1.4499 | 5.3395 | 1.4499 | 5.3395
253008-Residential AC SEER 14 Early Ret. CZ 10, 14, or 15 | 1.4892 | 0.013945 | 1.2468 | 1081.5441 | 16223.1622 | 1.3477 | 20.2148 | 0.11122 | 0.3343 | 0.11122 | 0.3343 | 0.29256 | 0.87937 | 0.29256 | 0.87937 | 1.4687 | 6.2294 | 1.4687 | 6.2294
253010-Residential AC SEER 15 Early Ret. CZ 10, 14, or 15 | 1.0316 | 0.0096603 | 0.7925 | 749.2516 | 11238.7743 | -2.2149 | -33.2232 | 0.11249 | 1.0475 | 0.11249 | 1.0475 | 0.29102 | 1.0475 | 0.29102 | 1.0475 | 1.4635 | 6.0094 | 1.4635 | 6.0094
253008-Residential AC SEER 14 Early Ret. CZ 10, 14, or 15 | 1.1913 | 0.011156 | 0.99743 | 865.2353 | 12978.5298 | 1.0781 | 16.1718 | 0.11122 | 0.3343 | 0.11122 | 0.3343 | 0.29256 | 0.87937 | 0.29256 | 0.87937 | 1.4687 | 6.2294 | 1.4687 | 6.2294
253008-Residential AC SEER 14 Early Ret. CZ 10, 14, or 15 | 0.89349 | 0.0083668 | 0.74808 | 648.9265 | 9733.8973 | 0.80859 | 12.1289 | 0.11122 | 0.3343 | 0.11122 | 0.3343 | 0.29256 | 0.87937 | 0.29256 | 0.87937 | 1.4687 | 6.2294 | 1.4687 | 6.2294
253009-Residential AC SEER 15 Early Ret. CZ 6, 7 or 8 | 0.80832 | 0.0075692 | 1.04 | 587.0674 | 8806.011 | -3.5692 | -53.5384 | -0.032243 | 1.0475 | -0.032243 | 1.0475 | 0.31715 | 1.0475 | 0.31715 | 1.0475 | 0.89859 | 10.9137 | 0.89859 | 10.9137
253004-Residential AC SEER 15 CZ 10, 14, or 15 | 1.3755 | 0.01288 | 1.0567 | 999.0022 | 14985.0324 | -2.9532 | -44.2976 | 0.28112 | 1.0475 | 0.28112 | 1.0475 | 0.3106 | 1.0475 | 0.3106 | 1.0475 | 5.1263 | 9.1147 | 5.1263 | 9.1147
253009-Residential AC SEER 15 Early Ret. CZ 6, 7 or 8 | 0.60624 | 0.0056769 | 0.78002 | 440.3005 | 6604.5082 | -2.6769 | -40.1538 | -0.032243 | 1.0475 | -0.032243 | 1.0475 | 0.31715 | 1.0475 | 0.31715 | 1.0475 | 0.89859 | 10.9137 | 0.89859 | 10.9137
253009-Residential AC SEER 15 Early Ret. CZ 6, 7 or 8 | 0.60624 | 0.0056769 | 0.78002 | 440.3005 | 6604.5082 | -2.6769 | -40.1538 | -0.032243 | 1.0475 | -0.032243 | 1.0475 | 0.31715 | 1.0475 | 0.31715 | 1.0475 | 0.89859 | 10.9137 | 0.89859 | 10.9137
253008-Residential AC SEER 14 Early Ret. CZ 10, 14, or 15 | 0.89349 | 0.0083668 | 0.74808 | 648.9265 | 9733.8973 | 0.80859 | 12.1289 | 0.11122 | 0.3343 | 0.11122 | 0.3343 | 0.29256 | 0.87937 | 0.29256 | 0.87937 | 1.4687 | 6.2294 | 1.4687 | 6.2294
253010-Residential AC SEER 15 Early Ret. CZ 10, 14, or 15 | 1.3755 | 0.01288 | 1.0567 | 999.0022 | 14985.0324 | -2.9532 | -44.2976 | 0.11249 | 1.0475 | 0.11249 | 1.0475 | 0.29102 | 1.0475 | 0.29102 | 1.0475 | 1.4635 | 6.0094 | 1.4635 | 6.0094
253009-Residential AC SEER 15 Early Ret. CZ 6, 7 or 8 | 0.40416 | 0.0037846 | 0.52002 | 293.5337 | 4403.0055 | -1.7846 | -26.7692 | -0.03483 | 1.0475 | -0.03483 | 1.0475 | 0.30931 | 1.0475 | 0.30931 | 1.0475 | 0.89252 | 8.731 | 0.89252 | 8.731
253003-Residential AC SEER 15 CZ 6, 7 or 8 | 0.40416 | 0.0037846 | 0.52002 | 293.5337 | 4403.0055 | -1.7846 | -26.7692 | 0.24768 | 1.0475 | 0.24768 | 1.0475 | 0.32593 | 1.0475 | 0.32593 | 1.0475 | 3.3933 | 15.1579 | 3.3933 | 15.1579
253008-Residential AC SEER 14 Early Ret. CZ 10, 14, or 15 | 1.1913 | 0.011156 | 0.99743 | 865.2353 | 12978.5298 | 1.0781 | 16.1718 | 0.11122 | 0.3343 | 0.11122 | 0.3343 | 0.29256 | 0.87937 | 0.29256 | 0.87937 | 1.4687 | 6.2294 | 1.4687 | 6.2294
253006-Residential AC SEER 13 Early Ret. CZ 10, 14, or 15 | 1.0762 | 0.010077 | 0.88216 | 781.6032 | 11724.0486 | 0.30495 | 4.5742 | 0.12484 | 0.37524 | 0.12484 | 0.37524 | 0.30052 | 0.90331 | 0.30052 | 0.90331 | 1.5582 | 7.2637 | 1.5582 | 7.2637
253008-Residential AC SEER 14 Early Ret. CZ 10, 14, or 15 | 0.89349 | 0.0083668 | 0.74808 | 648.9265 | 9733.8973 | 0.80859 | 12.1289 | 0.10814 | 0.32505 | 0.10814 | 0.32505 | 0.28323 | 0.85134 | 0.28323 | 0.85134 | 1.4499 | 5.3395 | 1.4499 | 5.3395
253007-Residential AC SEER 14 Early Ret. CZ 6, 7 or 8 | 0.51159 | 0.0047906 | 0.74603 | 371.5545 | 5573.3179 | 1.1917 | 17.8749 | -0.04156 | -0.12492 | -0.04156 | -0.12492 | 0.31784 | 0.95536 | 0.31784 | 0.95536 | 0.89345 | 11.3659 | 0.89345 | 11.3659
253001-Residential AC SEER 14 CZ 6, 7 or 8 | 0.68211 | 0.0063874 | 0.9947 | 495.406 | 7431.0906 | 1.5889 | 23.8333 | 0.29006 | 0.87186 | 0.29006 | 0.87186 | 0.33746 | 1.0143 | 0.33746 | 1.0143 | 5.9633 | 31.5719 | 5.9633 | 31.5719
253005-Residential AC SEER 13 Early Ret. CZ 6, 7 or 8 | 0.31198 | 0.0029214 | 0.43827 | 226.5833 | 3398.7492 | 0.27449 | 4.1173 | -0.021092 | -0.063399 | -0.021092 | -0.063399 | 0.31208 | 0.93806 | 0.31208 | 0.93806 | 0.94293 | 9.5695 | 0.94293 | 9.5695
253005-Residential AC SEER 13 Early Ret. CZ 6, 7 or 8 | 0.46797 | 0.0043821 | 0.6574 | 339.8749 | 5098.1238 | 0.41173 | 6.1759 | -0.020291 | -0.060991 | -0.020291 | -0.060991 | 0.31451 | 0.94536 | 0.31451 | 0.94536 | 0.94498 | 10.253 | 0.94498 | 10.253
253005-Residential AC SEER 13 Early Ret. CZ 6, 7 or 8 | 0.77994 | 0.0073035 | 1.0957 | 566.4582 | 8496.873 | 0.68621 | 10.2932 | -0.018689 | -0.056174 | -0.018689 | -0.056174 | 0.31937 | 0.95995 | 0.31937 | 0.95995 | 0.9491 | 11.9618 | 0.9491 | 11.9618
253005-Residential AC SEER 13 Early Ret. CZ 6, 7 or 8 | 0.62396 | 0.0058428 | 0.87653 | 453.1666 | 6797.4984 | 0.54897 | 8.2346 | -0.018689 | -0.056174 | -0.018689 | -0.056174 | 0.31937 | 0.95995 | 0.31937 | 0.95995 | 0.9491 | 11.9618 | 0.9491 | 11.9618
253005-Residential AC SEER 13 Early Ret. CZ 6, 7 or 8 | 0.46797 | 0.0043821 | 0.6574 | 339.8749 | 5098.1238 | 0.41173 | 6.1759 | -0.018689 | -0.056174 | -0.018689 | -0.056174 | 0.31937 | 0.95995 | 0.31937 | 0.95995 | 0.9491 | 11.9618 | 0.9491 | 11.9618
253015-Residential HP SEER 13 Early Ret. CZ 6, 7 or 8 | 1.0333 | 0.0096757 | 0.37239 | 750.4456 | 11256.6834 | 0 | 0 | 0.22047 | 0 | 0.22047 | 0 | 0.33746 | 0 | 0.33746 | 0 | 2.7221 | 31.5792 | 2.7221 | 31.5792
253001-Residential AC SEER 14 CZ 6, 7 or 8 | 0.51159 | 0.0047906 | 0.74603 | 371.5545 | 5573.3179 | 1.1917 | 17.8749 | 0.29006 | 0.87186 | 0.29006 | 0.87186 | 0.33746 | 1.0143 | 0.33746 | 1.0143 | 5.9633 | 31.5719 | 5.9633 | 31.5719
253079-Comm. HP <65k single phase unitary ER | 0.21606 | 0.086194 | 0.32725 | 663.9405 | 9959.1075 | 0 | 0 | -0.09988 | 0 | -0.09988 | 0 | 0.12717 | 0 | 0.12717 | 0 | 0.62934 | 3.9986 | 0.62934 | 3.9986
253079-Comm. HP <65k single phase unitary ER | 0.21606 | 0.086194 | 0.32725 | 663.9405 | 9959.1075 | 0 | 0 | -0.09988 | 0 | -0.09988 | 0 | 0.12717 | 0 | 0.12717 | 0 | 0.62934 | 3.9986 | 0.62934 | 3.9986
253079-Comm. HP <65k single phase unitary ER | 0.21606 | 0.086194 | 0.32725 | 663.9405 | 9959.1075 | 0 | 0 | -0.09988 | 0 | -0.09988 | 0 | 0.12717 | 0 | 0.12717 | 0 | 0.62934 | 3.9986 | 0.62934 | 3.9986
253079-Comm. HP <65k single phase unitary ER | 0.21606 | 0.086194 | 0.32725 | 663.9405 | 9959.1075 | 0 | 0 | -0.09988 | 0 | -0.09988 | 0 | 0.12717 | 0 | 0.12717 | 0 | 0.62934 | 3.9986 | 0.62934 | 3.9986
253079-Comm. HP <65k single phase unitary ER | 0.21606 | 0.086194 | 0.32725 | 663.9405 | 9959.1075 | 0 | 0 | -0.12108 | 0 | -0.12108 | 0 | 0.084762 | 0 | 0.084762 | 0 | 0.58342 | 1.9993 | 0.58342 | 1.9993
253079-Comm. HP <65k single phase unitary ER | 0.21606 | 0.086194 | 0.32725 | 663.9405 | 9959.1075 | 0 | 0 | -0.12108 | 0 | -0.12108 | 0 | 0.084762 | 0 | 0.084762 | 0 | 0.58342 | 1.9993 | 0.58342 | 1.9993
253005-Residential AC SEER 13 Early Ret. CZ 6, 7 or 8 | 0.46797 | 0.0043821 | 0.6574 | 339.8749 | 5098.1238 | 0.41173 | 6.1759 | -0.018689 | -0.056174 | -0.018689 | -0.056174 | 0.31937 | 0.95995 | 0.31937 | 0.95995 | 0.9491 | 11.9618 | 0.9491 | 11.9618
253005-Residential AC SEER 13 Early Ret. CZ 6, 7 or 8 | 0.46797 | 0.0043821 | 0.6574 | 339.8749 | 5098.1238 | 0.41173 | 6.1759 | -0.018689 | -0.056174 | -0.018689 | -0.056174 | 0.31937 | 0.95995 | 0.31937 | 0.95995 | 0.9491 | 11.9618 | 0.9491 | 11.9618
253001-Residential AC SEER 14 CZ 6, 7 or 8 | 0.68211 | 0.0063874 | 0.9947 | 495.406 | 7431.0906 | 1.5889 | 23.8333 | 0.29006 | 0.87186 | 0.29006 | 0.87186 | 0.33746 | 1.0143 | 0.33746 | 1.0143 | 5.9633 | 31.5719 | 5.9633 | 31.5719
253005-Residential AC SEER 13 Early Ret. CZ 6, 7 or 8 | 0.62396 | 0.0058428 | 0.87653 | 453.1666 | 6797.4984 | 0.54897 | 8.2346 | -0.018689 | -0.056174 | -0.018689 | -0.056174 | 0.31937 | 0.95995 | 0.31937 | 0.95995 | 0.9491 | 11.9618 | 0.9491 | 11.9618
253005-Residential AC SEER 13 Early Ret. CZ 6, 7 or 8 | 0.62396 | 0.0058428 | 0.87653 | 453.1666 | 6797.4984 | 0.54897 | 8.2346 | -0.018689 | -0.056174 | -0.018689 | -0.056174 | 0.31937 | 0.95995 | 0.31937 | 0.95995 | 0.9491 | 11.9618 | 0.9491 | 11.9618
253005-Residential AC SEER 13 Early Ret. CZ 6, 7 or 8 | 0.46797 | 0.0043821 | 0.6574 | 339.8749 | 5098.1238 | 0.41173 | 6.1759 | -0.018689 | -0.056174 | -0.018689 | -0.056174 | 0.31937 | 0.95995 | 0.31937 | 0.95995 | 0.9491 | 11.9618 | 0.9491 | 11.9618
253006-Residential AC SEER 13 Early Ret. CZ 10, 14, or 15 | 1.3452 | 0.012597 | 1.1027 | 977.0041 | 14655.0608 | 0.38118 | 5.7177 | 0.12484 | 0.37524 | 0.12484 | 0.37524 | 0.30052 | 0.90331 | 0.30052 | 0.90331 | 1.5582 | 7.2637 | 1.5582 | 7.2637
253006-Residential AC SEER 13 Early Ret. CZ 10, 14, or 15 | 1.0762 | 0.010077 | 0.88216 | 781.6032 | 11724.0486 | 0.30495 | 4.5742 | 0.12484 | 0.37524 | 0.12484 | 0.37524 | 0.30052 | 0.90331 | 0.30052 | 0.90331 | 1.5582 | 7.2637 | 1.5582 | 7.2637
253007-Residential AC SEER 14 Early Ret. CZ 6, 7 or 8 | 0.68211 | 0.0063874 | 0.9947 | 495.406 | 7431.0906 | 1.5889 | 23.8333 | -0.04156 | -0.12492 | -0.04156 | -0.12492 | 0.31784 | 0.95536 | 0.31784 | 0.95536 | 0.89345 | 11.3659 | 0.89345 | 11.3659
253005-Residential AC SEER 13 Early Ret. CZ 6, 7 or 8 | 0.46797 | 0.0043821 | 0.6574 | 339.8749 | 5098.1238 | 0.41173 | 6.1759 | -0.018689 | -0.056174 | -0.018689 | -0.056174 | 0.31937 | 0.95995 | 0.31937 | 0.95995 | 0.9491 | 11.9618 | 0.9491 | 11.9618
253008-Residential AC SEER 14 Early Ret. CZ 10, 14, or 15 | 1.4892 | 0.013945 | 1.2468 | 1081.5441 | 16223.1622 | 1.3477 | 20.2148 | 0.11122 | 0.3343 | 0.11122 | 0.3343 | 0.29256 | 0.87937 | 0.29256 | 0.87937 | 1.4687 | 6.2294 | 1.4687 | 6.2294
253007-Residential AC SEER 14 Early Ret. CZ 6, 7 or 8 | 0.68211 | 0.0063874 | 0.9947 | 495.406 | 7431.0906 | 1.5889 | 23.8333 | -0.04156 | -0.12492 | -0.04156 | -0.12492 | 0.31784 | 0.95536 | 0.31784 | 0.95536 | 0.89345 | 11.3659 | 0.89345 | 11.3659
253007-Residential AC SEER 14 Early Ret. CZ 6, 7 or 8 | 0.68211 | 0.0063874 | 0.9947 | 495.406 | 7431.0906 | 1.5889 | 23.8333 | -0.04156 | -0.12492 | -0.04156 | -0.12492 | 0.31784 | 0.95536 | 0.31784 | 0.95536 | 0.89345 | 11.3659 | 0.89345 | 11.3659
253007-Residential AC SEER 14 Early Ret. CZ 6, 7 or 8 | 0.51159 | 0.0047906 | 0.74603 | 371.5545 | 5573.3179 | 1.1917 | 17.8749 | -0.043246 | -0.12999 | -0.043246 | -0.12999 | 0.31273 | 0.94 | 0.31273 | 0.94 | 0.88961 | 9.7422 | 0.88961 | 9.7422
253009-Residential AC SEER 15 Early Ret. CZ 6, 7 or 8 | 0.60624 | 0.0056769 | 0.78002 | 440.3005 | 6604.5082 | -2.6769 | -40.1538 | -0.032243 | 1.0475 | -0.032243 | 1.0475 | 0.31715 | 1.0475 | 0.31715 | 1.0475 | 0.89859 | 10.9137 | 0.89859 | 10.9137
253010-Residential AC SEER 15 Early Ret. CZ 10, 14, or 15 | 1.3755 | 0.01288 | 1.0567 | 999.0022 | 14985.0324 | -2.9532 | -44.2976 | 0.11249 | 1.0475 | 0.11249 | 1.0475 | 0.29102 | 1.0475 | 0.29102 | 1.0475 | 1.4635 | 6.0094 | 1.4635 | 6.0094
253007-Residential AC SEER 14 Early Ret. CZ 6, 7 or 8 | 0.34106 | 0.0031937 | 0.49735 | 247.703 | 3715.5453 | 0.79444 | 11.9166 | -0.04156 | -0.12492 | -0.04156 | -0.12492 | 0.31784 | 0.95536 | 0.31784 | 0.95536 | 0.89345 | 11.3659 | 0.89345 | 11.3659
253009-Residential AC SEER 15 Early Ret. CZ 6, 7 or 8 | 0.60624 | 0.0056769 | 0.78002 | 440.3005 | 6604.5082 | -2.6769 | -40.1538 | -0.032243 | 1.0475 | -0.032243 | 1.0475 | 0.31715 | 1.0475 | 0.31715 | 1.0475 | 0.89859 | 10.9137 | 0.89859 | 10.9137
253007-Residential AC SEER 14 Early Ret. CZ 6, 7 or 8 | 0.34106 | 0.0031937 | 0.49735 | 247.703 | 3715.5453 | 0.79444 | 11.9166 | -0.044089 | -0.13252 | -0.044089 | -0.13252 | 0.31017 | 0.93232 | 0.31017 | 0.93232 | 0.8877 | 9.0927 | 0.8877 | 9.0927
253007-Residential AC SEER 14 Early Ret. CZ 6, 7 or 8 | 0.51159 | 0.0047906 | 0.74603 | 371.5545 | 5573.3179 | 1.1917 | 17.8749 | -0.043246 | -0.12999 | -0.043246 | -0.12999 | 0.31273 | 0.94 | 0.31273 | 0.94 | 0.88961 | 9.7422 | 0.88961 | 9.7422
253005-Residential AC SEER 13 Early Ret. CZ 6, 7 or 8 | 0.46797 | 0.0043821 | 0.6574 | 339.8749 | 5098.1238 | 0.41173 | 6.1759 | -0.018689 | -0.056174 | -0.018689 | -0.056174 | 0.31937 | 0.95995 | 0.31937 | 0.95995 | 0.9491 | 11.9618 | 0.9491 | 11.9618
253010-Residential AC SEER 15 Early Ret. CZ 10, 14, or 15 | 0.68775 | 0.0064402 | 0.52834 | 499.5011 | 7492.5162 | -1.4766 | -22.1488 | 0.11249 | 1.0475 | 0.11249 | 1.0475 | 0.29102 | 1.0475 | 0.29102 | 1.0475 | 1.4635 | 6.0094 | 1.4635 | 6.0094
253005-Residential AC SEER 13 Early Ret. CZ 6, 7 or 8 | 0.62396 | 0.0058428 | 0.87653 | 453.1666 | 6797.4984 | 0.54897 | 8.2346 | -0.018689 | -0.056174 | -0.018689 | -0.056174 | 0.31937 | 0.95995 | 0.31937 | 0.95995 | 0.9491 | 11.9618 | 0.9491 | 11.9618
253005-Residential AC SEER 13 Early Ret. CZ 6, 7 or 8 | 0.46797 | 0.0043821 | 0.6574 | 339.8749 | 5098.1238 | 0.41173 | 6.1759 | -0.018689 | -0.056174 | -0.018689 | -0.056174 | 0.31937 | 0.95995 | 0.31937 | 0.95995 | 0.9491 | 11.9618 | 0.9491 | 11.9618
253005-Residential AC SEER 13 Early Ret. CZ 6, 7 or 8 | 0.62396 | 0.0058428 | 0.87653 | 453.1666 | 6797.4984 | 0.54897 | 8.2346 | -0.018689 | -0.056174 | -0.018689 | -0.056174 | 0.31937 | 0.95995 | 0.31937 | 0.95995 | 0.9491 | 11.9618 | 0.9491 | 11.9618
253005-Residential AC SEER 13 Early Ret. CZ 6, 7 or 8 | 0.62396 | 0.0058428 | 0.87653 | 453.1666 | 6797.4984 | 0.54897 | 8.2346 | -0.018689 | -0.056174 | -0.018689 | -0.056174 | 0.31937 | 0.95995 | 0.31937 | 0.95995 | 0.9491 | 11.9618 | 0.9491 | 11.9618
253007-Residential AC SEER 14 Early Ret. CZ 6, 7 or 8 | 0.34106 | 0.0031937 | 0.49735 | 247.703 | 3715.5453 | 0.79444 | 11.9166 | -0.044089 | -0.13252 | -0.044089 | -0.13252 | 0.31017 | 0.93232 | 0.31017 | 0.93232 | 0.8877 | 9.0927 | 0.8877 | 9.0927
253009-Residential AC SEER 15 Early Ret. CZ 6, 7 or 8 | 0.60624 | 0.0056769 | 0.78002 | 440.3005 | 6604.5082 | -2.6769 | -40.1538 | -0.032243 | 1.0475 | -0.032243 | 1.0475 | 0.31715 | 1.0475 | 0.31715 | 1.0475 | 0.89859 | 10.9137 | 0.89859 | 10.9137
253009-Residential AC SEER 15 Early Ret. CZ 6, 7 or 8 | 0.60624 | 0.0056769 | 0.78002 | 440.3005 | 6604.5082 | -2.6769 | -40.1538 | -0.032243 | 1.0475 | -0.032243 | 1.0475 | 0.31715 | 1.0475 | 0.31715 | 1.0475 | 0.89859 | 10.9137 | 0.89859 | 10.9137
253006-Residential AC SEER 13 Early Ret. CZ 10, 14, or 15 | 0.80713 | 0.0075581 | 0.66162 | 586.2024 | 8793.0364 | 0.22871 | 3.4306 | 0.12484 | 0.37524 | 0.12484 | 0.37524 | 0.30052 | 0.90331 | 0.30052 | 0.90331 | 1.5582 | 7.2637 | 1.5582 | 7.2637
253005-Residential AC SEER 13 Early Ret. CZ 6, 7 or 8 | 0.46797 | 0.0043821 | 0.6574 | 339.8749 | 5098.1238 | 0.41173 | 6.1759 | -0.018689 | -0.056174 | -0.018689 | -0.056174 | 0.31937 | 0.95995 | 0.31937 | 0.95995 | 0.9491 | 11.9618 | 0.9491 | 11.9618
253007-Residential AC SEER 14 Early Ret. CZ 6, 7 or 8 | 0.34106 | 0.0031937 | 0.49735 | 247.703 | 3715.5453 | 0.79444 | 11.9166 | -0.044089 | -0.13252 | -0.044089 | -0.13252 | 0.31017 | 0.93232 | 0.31017 | 0.93232 | 0.8877 | 9.0927 | 0.8877 | 9.0927
253005-Residential AC SEER 13 Early Ret. CZ 6, 7 or 8 | 0.46797 | 0.0043821 | 0.6574 | 339.8749 | 5098.1238 | 0.41173 | 6.1759 | -0.018689 | -0.056174 | -0.018689 | -0.056174 | 0.31937 | 0.95995 | 0.31937 | 0.95995 | 0.9491 | 11.9618 | 0.9491 | 11.9618
253007-Residential AC SEER 14 Early Ret. CZ 6, 7 or 8 | 0.68211 | 0.0063874 | 0.9947 | 495.406 | 7431.0906 | 1.5889 | 23.8333 | -0.04156 | -0.12492 | -0.04156 | -0.12492 | 0.31784 | 0.95536 | 0.31784 | 0.95536 | 0.89345 | 11.3659 | 0.89345 | 11.3659
253007-Residential AC SEER 14 Early Ret. CZ 6, 7 or 8 | 0.68211 | 0.0063874 | 0.9947 | 495.406 | 7431.0906 | 1.5889 | 23.8333 | -0.04156 | -0.12492 | -0.04156 | -0.12492 | 0.31784 | 0.95536 | 0.31784 | 0.95536 | 0.89345 | 11.3659 | 0.89345 | 11.3659
253009-Residential AC SEER 15 Early Ret. CZ 6, 7 or 8 | 0.60624 | 0.0056769 | 0.78002 | 440.3005 | 6604.5082 | -2.6769 | -40.1538 | -0.032243 | 1.0475 | -0.032243 | 1.0475 | 0.31715 | 1.0475 | 0.31715 | 1.0475 | 0.89859 | 10.9137 | 0.89859 | 10.9137
253007-Residential AC SEER 14 Early Ret. CZ 6, 7 or 8 | 0.85264 | 0.0079843 | 1.2434 | 619.2576 | 9288.8633 | 1.9861 | 29.7916 | -0.04156 | -0.12492 | -0.04156 | -0.12492 | 0.31784 | 0.95536 | 0.31784 | 0.95536 | 0.89345 | 11.3659 | 0.89345 | 11.3659
253005-Residential AC SEER 13 Early Ret. CZ 6, 7 or 8 | 0.46797 | 0.0043821 | 0.6574 | 339.8749 | 5098.1238 | 0.41173 | 6.1759 | -0.018689 | -0.056174 | -0.018689 | -0.056174 | 0.31937 | 0.95995 | 0.31937 | 0.95995 | 0.9491 | 11.9618 | 0.9491 | 11.9618
253008-Residential AC SEER 14 Early Ret. CZ 10, 14, or 15 | 1.1913 | 0.011156 | 0.99743 | 865.2353 | 12978.5298 | 1.0781 | 16.1718 | 0.11122 | 0.3343 | 0.11122 | 0.3343 | 0.29256 | 0.87937 | 0.29256 | 0.87937 | 1.4687 | 6.2294 | 1.4687 | 6.2294
253010-Residential AC SEER 15 Early Ret. CZ 10, 14, or 15 | 1.0316 | 0.0096603 | 0.7925 | 749.2516 | 11238.7743 | -2.2149 | -33.2232 | 0.11249 | 1.0475 | 0.11249 | 1.0475 | 0.29102 | 1.0475 | 0.29102 | 1.0475 | 1.4635 | 6.0094 | 1.4635 | 6.0094
253007-Residential AC SEER 14 Early Ret. CZ 6, 7 or 8 | 0.51159 | 0.0047906 | 0.74603 | 371.5545 | 5573.3179 | 1.1917 | 17.8749 | -0.04156 | -0.12492 | -0.04156 | -0.12492 | 0.31784 | 0.95536 | 0.31784 | 0.95536 | 0.89345 | 11.3659 | 0.89345 | 11.3659
253009-Residential AC SEER 15 Early Ret. CZ 6, 7 or 8 | 0.40416 | 0.0037846 | 0.52002 | 293.5337 | 4403.0055 | -1.7846 | -26.7692 | -0.03483 | 1.0475 | -0.03483 | 1.0475 | 0.30931 | 1.0475 | 0.30931 | 1.0475 | 0.89252 | 8.731 | 0.89252 | 8.731
253009-Residential AC SEER 15 Early Ret. CZ 6, 7 or 8 | 0.60624 | 0.0056769 | 0.78002 | 440.3005 | 6604.5082 | -2.6769 | -40.1538 | -0.033968 | 1.0475 | -0.033968 | 1.0475 | 0.31193 | 1.0475 | 0.31193 | 1.0475 | 0.89454 | 9.3546 | 0.89454 | 9.3546
253008-Residential AC SEER 14 Early Ret. CZ 10, 14, or 15 | 1.1913 | 0.011156 | 0.99743 | 865.2353 | 12978.5298 | 1.0781 | 16.1718 | 0.11122 | 0.3343 | 0.11122 | 0.3343 | 0.29256 | 0.87937 | 0.29256 | 0.87937 | 1.4687 | 6.2294 | 1.4687 | 6.2294
253006-Residential AC SEER 13 Early Ret. CZ 10, 14, or 15 | 1.0762 | 0.010077 | 0.88216 | 781.6032 | 11724.0486 | 0.30495 | 4.5742 | 0.12484 | 0.37524 | 0.12484 | 0.37524 | 0.30052 | 0.90331 | 0.30052 | 0.90331 | 1.5582 | 7.2637 | 1.5582 | 7.2637
253009-Residential AC SEER 15 Early Ret. CZ 6, 7 or 8 | 0.80832 | 0.0075692 | 1.04 | 587.0674 | 8806.011 | -3.5692 | -53.5384 | -0.032243 | 1.0475 | -0.032243 | 1.0475 | 0.31715 | 1.0475 | 0.31715 | 1.0475 | 0.89859 | 10.9137 | 0.89859 | 10.9137
253009-Residential AC SEER 15 Early Ret. CZ 6, 7 or 8 | 0.60624 | 0.0056769 | 0.78002 | 440.3005 | 6604.5082 | -2.6769 | -40.1538 | -0.033968 | 1.0475 | -0.033968 | 1.0475 | 0.31193 | 1.0475 | 0.31193 | 1.0475 | 0.89454 | 9.3546 | 0.89454 | 9.3546
253007-Residential AC SEER 14 Early Ret. CZ 6, 7 or 8 | 0.85264 | 0.0079843 | 1.2434 | 619.2576 | 9288.8633 | 1.9861 | 29.7916 | -0.04156 | -0.12492 | -0.04156 | -0.12492 | 0.31784 | 0.95536 | 0.31784 | 0.95536 | 0.89345 | 11.3659 | 0.89345 | 11.3659
253010-Residential AC SEER 15 Early Ret. CZ 10, 14, or 15 | 1.0316 | 0.0096603 | 0.7925 | 749.2516 | 11238.7743 | -2.2149 | -33.2232 | 0.11249 | 1.0475 | 0.11249 | 1.0475 | 0.29102 | 1.0475 | 0.29102 | 1.0475 | 1.4635 | 6.0094 | 1.4635 | 6.0094
253009-Residential AC SEER 15 Early Ret. CZ 6, 7 or 8 | 0.40416 | 0.0037846 | 0.52002 | 293.5337 | 4403.0055 | -1.7846 | -26.7692 | -0.032243 | 1.0475 | -0.032243 | 1.0475 | 0.31715 | 1.0475 | 0.31715 | 1.0475 | 0.89859 | 10.9137 | 0.89859 | 10.9137
253007-Residential AC SEER 14 Early Ret. CZ 6, 7 or 8 | 0.68211 | 0.0063874 | 0.9947 | 495.406 | 7431.0906 | 1.5889 | 23.8333 | -0.04156 | -0.12492 | -0.04156 | -0.12492 | 0.31784 | 0.95536 | 0.31784 | 0.95536 | 0.89345 | 11.3659 | 0.89345 | 11.3659
253006-Residential AC SEER 13 Early Ret. CZ 10, 14, or 15 | 0.80713 | 0.0075581 | 0.66162 | 586.2024 | 8793.0364 | 0.22871 | 3.4306 | 0.12484 | 0.37524 | 0.12484 | 0.37524 | 0.30052 | 0.90331 | 0.30052 | 0.90331 | 1.5582 | 7.2637 | 1.5582 | 7.2637
253007-Residential AC SEER 14 Early Ret. CZ 6, 7 or 8 | 0.34106 | 0.0031937 | 0.49735 | 247.703 | 3715.5453 | 0.79444 | 11.9166 | -0.044089 | -0.13252 | -0.044089 | -0.13252 | 0.31017 | 0.93232 | 0.31017 | 0.93232 | 0.8877 | 9.0927 | 0.8877 | 9.0927
253006-Residential AC SEER 13 Early Ret. CZ 10, 14, or 15 | 0.80713 | 0.0075581 | 0.66162 | 586.2024 | 8793.0364 | 0.22871 | 3.4306 | 0.12484 | 0.37524 | 0.12484 | 0.37524 | 0.30052 | 0.90331 | 0.30052 | 0.90331 | 1.5582 | 7.2637 | 1.5582 | 7.2637
253007-Residential AC SEER 14 Early Ret. CZ 6, 7 or 8 | 0.68211 | 0.0063874 | 0.9947 | 495.406 | 7431.0906 | 1.5889 | 23.8333 | -0.04156 | -0.12492 | -0.04156 | -0.12492 | 0.31784 | 0.95536 | 0.31784 | 0.95536 | 0.89345 | 11.3659 | 0.89345 | 11.3659
253008-Residential AC SEER 14 Early Ret. CZ 10, 14, or 15 | 0.59566 | 0.0055779 | 0.49872 | 432.6177 | 6489.2649 | 0.53906 | 8.0859 | 0.1066 | 0.32043 | 0.1066 | 0.32043 | 0.27857 | 0.83733 | 0.27857 | 0.83733 | 1.4407 | 4.9835 | 1.4407 | 4.9835
253007-Residential AC SEER 14 Early Ret. CZ 6, 7 or 8 | 0.34106 | 0.0031937 | 0.49735 | 247.703 | 3715.5453 | 0.79444 | 11.9166 | -0.04156 | -0.12492 | -0.04156 | -0.12492 | 0.31784 | 0.95536 | 0.31784 | 0.95536 | 0.89345 | 11.3659 | 0.89345 | 11.3659
253007-Residential AC SEER 14 Early Ret. CZ 6, 7 or 8 | 0.51159 | 0.0047906 | 0.74603 | 371.5545 | 5573.3179 | 1.1917 | 17.8749 | -0.04156 | -0.12492 | -0.04156 | -0.12492 | 0.31784 | 0.95536 | 0.31784 | 0.95536 | 0.89345 | 11.3659 | 0.89345 | 11.3659
253006-Residential AC SEER 13 Early Ret. CZ 10, 14, or 15 | 0.80713 | 0.0075581 | 0.66162 | 586.2024 | 8793.0364 | 0.22871 | 3.4306 | 0.12484 | 0.37524 | 0.12484 | 0.37524 | 0.30052 | 0.90331 | 0.30052 | 0.90331 | 1.5582 | 7.2637 | 1.5582 | 7.2637
253007-Residential AC SEER 14 Early Ret. CZ 6, 7 or 8 | 0.85264 | 0.0079843 | 1.2434 | 619.2576 | 9288.8633 | 1.9861 | 29.7916 | -0.04156 | -0.12492 | -0.04156 | -0.12492 | 0.31784 | 0.95536 | 0.31784 | 0.95536 | 0.89345 | 11.3659 | 0.89345 | 11.3659
253007-Residential AC SEER 14 Early Ret. CZ 6, 7 or 8 | 0.85264 | 0.0079843 | 1.2434 | 619.2576 | 9288.8633 | 1.9861 | 29.7916 | -0.04156 | -0.12492 | -0.04156 | -0.12492 | 0.31784 | 0.95536 | 0.31784 | 0.95536 | 0.89345 | 11.3659 | 0.89345 | 11.3659
253009-Residential AC SEER 15 Early Ret. CZ 6, 7 or 8 | 0.40416 | 0.0037846 | 0.52002 | 293.5337 | 4403.0055 | -1.7846 | -26.7692 | -0.03483 | 1.0475 | -0.03483 | 1.0475 | 0.30931 | 1.0475 | 0.30931 | 1.0475 | 0.89252 | 8.731 | 0.89252 | 8.731
253009-Residential AC SEER 15 Early Ret. CZ 6, 7 or 8 | 0.80832 | 0.0075692 | 1.04 | 587.0674 | 8806.011 | -3.5692 | -53.5384 | -0.032243 | 1.0475 | -0.032243 | 1.0475 | 0.31715 | 1.0475 | 0.31715 | 1.0475 | 0.89859 | 10.9137 | 0.89859 | 10.9137
253009-Residential AC SEER 15 Early Ret. CZ 6, 7 or 8 | 0.60624 | 0.0056769 | 0.78002 | 440.3005 | 6604.5082 | -2.6769 | -40.1538 | -0.032243 | 1.0475 | -0.032243 | 1.0475 | 0.31715 | 1.0475 | 0.31715 | 1.0475 | 0.89859 | 10.9137 | 0.89859 | 10.9137
253008-Residential AC SEER 14 Early Ret. CZ 10, 14, or 15 | 1.4892 | 0.013945 | 1.2468 | 1081.5441 | 16223.1622 | 1.3477 | 20.2148 | 0.11122 | 0.3343 | 0.11122 | 0.3343 | 0.29256 | 0.87937 | 0.29256 | 0.87937 | 1.4687 | 6.2294 | 1.4687 | 6.2294
253007-Residential AC SEER 14 Early Ret. CZ 6, 7 or 8 | 0.34106 | 0.0031937 | 0.49735 | 247.703 | 3715.5453 | 0.79444 | 11.9166 | -0.044089 | -0.13252 | -0.044089 | -0.13252 | 0.31017 | 0.93232 | 0.31017 | 0.93232 | 0.8877 | 9.0927 | 0.8877 | 9.0927
253007-Residential AC SEER 14 Early Ret. CZ 6, 7 or 8 | 0.68211 | 0.0063874 | 0.9947 | 495.406 | 7431.0906 | 1.5889 | 23.8333 | -0.04156 | -0.12492 | -0.04156 | -0.12492 | 0.31784 | 0.95536 | 0.31784 | 0.95536 | 0.89345 | 11.3659 | 0.89345 | 11.3659
253006-Residential AC SEER 13 Early Ret. CZ 10, 14, or 15 | 1.0762 | 0.010077 | 0.88216 | 781.6032 | 11724.0486 | 0.30495 | 4.5742 | 0.12484 | 0.37524 | 0.12484 | 0.37524 | 0.30052 | 0.90331 | 0.30052 | 0.90331 | 1.5582 | 7.2637 | 1.5582 | 7.2637
253005-Residential AC SEER 13 Early Ret. CZ 6, 7 or 8 | 0.46797 | 0.0043821 | 0.6574 | 339.8749 | 5098.1238 | 0.41173 | 6.1759 | -0.018689 | -0.056174 | -0.018689 | -0.056174 | 0.31937 | 0.95995 | 0.31937 | 0.95995 | 0.9491 | 11.9618 | 0.9491 | 11.9618
253008-Residential AC SEER 14 Early Ret. CZ 10, 14, or 15 | 0.89349 | 0.0083668 | 0.74808 | 648.9265 | 9733.8973 | 0.80859 | 12.1289 | 0.10814 | 0.32505 | 0.10814 | 0.32505 | 0.28323 | 0.85134 | 0.28323 | 0.85134 | 1.4499 | 5.3395 | 1.4499 | 5.3395
253006-Residential AC SEER 13 Early Ret. CZ 10, 14, or 15 | 0.80713 | 0.0075581 | 0.66162 | 586.2024 | 8793.0364 | 0.22871 | 3.4306 | 0.12484 | 0.37524 | 0.12484 | 0.37524 | 0.30052 | 0.90331 | 0.30052 | 0.90331 | 1.5582 | 7.2637 | 1.5582 | 7.2637
253005-Residential AC SEER 13 Early Ret. CZ 6, 7 or 8 | 0.46797 | 0.0043821 | 0.6574 | 339.8749 | 5098.1238 | 0.41173 | 6.1759 | -0.018689 | -0.056174 | -0.018689 | -0.056174 | 0.31937 | 0.95995 | 0.31937 | 0.95995 | 0.9491 | 11.9618 | 0.9491 | 11.9618
253009-Residential AC SEER 15 Early Ret. CZ 6, 7 or 8 | 0.40416 | 0.0037846 | 0.52002 | 293.5337 | 4403.0055 | -1.7846 | -26.7692 | -0.032243 | 1.0475 | -0.032243 | 1.0475 | 0.31715 | 1.0475 | 0.31715 | 1.0475 | 0.89859 | 10.9137 | 0.89859 | 10.9137
253008-Residential AC SEER 14 Early Ret. CZ 10, 14, or 15 | 1.4892 | 0.013945 | 1.2468 | 1081.5441 | 16223.1622 | 1.3477 | 20.2148 | 0.11122 | 0.3343 | 0.11122 | 0.3343 | 0.29256 | 0.87937 | 0.29256 | 0.87937 | 1.4687 | 6.2294 | 1.4687 | 6.2294
253008-Residential AC SEER 14 Early Ret. CZ 10, 14, or 15 | 0.89349 | 0.0083668 | 0.74808 | 648.9265 | 9733.8973 | 0.80859 | 12.1289 | 0.10814 | 0.32505 | 0.10814 | 0.32505 | 0.28323 | 0.85134 | 0.28323 | 0.85134 | 1.4499 | 5.3395 | 1.4499 | 5.3395
253002-Residential AC SEER 14 CZ 10, 14, or 15 | 1.4892 | 0.013945 | 1.2468 | 1081.5441 | 16223.1622 | 1.3477 | 20.2148 | 0.30975 | 0.93105 | 0.30975 | 0.93105 | 0.32671 | 0.98202 | 0.32671 | 0.98202 | 8.9932 | 15.9915 | 8.9932 | 15.9915
253008-Residential AC SEER 14 Early Ret. CZ 10, 14, or 15 | 0.89349 | 0.0083668 | 0.74808 | 648.9265 | 9733.8973 | 0.80859 | 12.1289 | 0.11122 | 0.3343 | 0.11122 | 0.3343 | 0.29256 | 0.87937 | 0.29256 | 0.87937 | 1.4687 | 6.2294 | 1.4687 | 6.2294
253006-Residential AC SEER 13 Early Ret. CZ 10, 14, or 15 | 1.0762 | 0.010077 | 0.88216 | 781.6032 | 11724.0486 | 0.30495 | 4.5742 | 0.12484 | 0.37524 | 0.12484 | 0.37524 | 0.30052 | 0.90331 | 0.30052 | 0.90331 | 1.5582 | 7.2637 | 1.5582 | 7.2637
253006-Residential AC SEER 13 Early Ret. CZ 10, 14, or 15 | 0.80713 | 0.0075581 | 0.66162 | 586.2024 | 8793.0364 | 0.22871 | 3.4306 | 0.12484 | 0.37524 | 0.12484 | 0.37524 | 0.30052 | 0.90331 | 0.30052 | 0.90331 | 1.5582 | 7.2637 | 1.5582 | 7.2637
253005-Residential AC SEER 13 Early Ret. CZ 6, 7 or 8 | 0.46797 | 0.0043821 | 0.6574 | 339.8749 | 5098.1238 | 0.41173 | 6.1759 | -0.018689 | -0.056174 | -0.018689 | -0.056174 | 0.31937 | 0.95995 | 0.31937 | 0.95995 | 0.9491 | 11.9618 | 0.9491 | 11.9618
253007-Residential AC SEER 14 Early Ret. CZ 6, 7 or 8 | 0.51159 | 0.0047906 | 0.74603 | 371.5545 | 5573.3179 | 1.1917 | 17.8749 | -0.04156 | -0.12492 | -0.04156 | -0.12492 | 0.31784 | 0.95536 | 0.31784 | 0.95536 | 0.89345 | 11.3659 | 0.89345 | 11.3659
253005-Residential AC SEER 13 Early Ret. CZ 6, 7 or 8 | 0.46797 | 0.0043821 | 0.6574 | 339.8749 | 5098.1238 | 0.41173 | 6.1759 | -0.018689 | -0.056174 | -0.018689 | -0.056174 | 0.31937 | 0.95995 | 0.31937 | 0.95995 | 0.9491 | 11.9618 | 0.9491 | 11.9618
253008-Residential AC SEER 14 Early Ret. CZ 10, 14, or 15 | 0.59566 | 0.0055779 | 0.49872 | 432.6177 | 6489.2649 | 0.53906 | 8.0859 | 0.11122 | 0.3343 | 0.11122 | 0.3343 | 0.29256 | 0.87937 | 0.29256 | 0.87937 | 1.4687 | 6.2294 | 1.4687 | 6.2294
253005-Residential AC SEER 13 Early Ret. CZ 6, 7 or 8 | 0.46797 | 0.0043821 | 0.6574 | 339.8749 | 5098.1238 | 0.41173 | 6.1759 | -0.018689 | -0.056174 | -0.018689 | -0.056174 | 0.31937 | 0.95995 | 0.31937 | 0.95995 | 0.9491 | 11.9618 | 0.9491 | 11.9618
253007-Residential AC SEER 14 Early Ret. CZ 6, 7 or 8 | 0.68211 | 0.0063874 | 0.9947 | 495.406 | 7431.0906 | 1.5889 | 23.8333 | -0.04156 | -0.12492 | -0.04156 | -0.12492 | 0.31784 | 0.95536 | 0.31784 | 0.95536 | 0.89345 | 11.3659 | 0.89345 | 11.3659
253007-Residential AC SEER 14 Early Ret. CZ 6, 7 or 8 | 0.51159 | 0.0047906 | 0.74603 | 371.5545 | 5573.3179 | 1.1917 | 17.8749 | -0.043246 | -0.12999 | -0.043246 | -0.12999 | 0.31273 | 0.94 | 0.31273 | 0.94 | 0.88961 | 9.7422 | 0.88961 | 9.7422
253008-Residential AC SEER 14 Early Ret. CZ 10, 14, or 15 | 1.1913 | 0.011156 | 0.99743 | 865.2353 | 12978.5298 | 1.0781 | 16.1718 | 0.11122 | 0.3343 | 0.11122 | 0.3343 | 0.29256 | 0.87937 | 0.29256 | 0.87937 | 1.4687 | 6.2294 | 1.4687 | 6.2294
253006-Residential AC SEER 13 Early Ret. CZ 10, 14, or 15 | 0.80713 | 0.0075581 | 0.66162 | 586.2024 | 8793.0364 | 0.22871 | 3.4306 | 0.12484 | 0.37524 | 0.12484 | 0.37524 | 0.30052 | 0.90331 | 0.30052 | 0.90331 | 1.5582 | 7.2637 | 1.5582 | 7.2637
253007-Residential AC SEER 14 Early Ret. CZ 6, 7 or 8 | 0.51159 | 0.0047906 | 0.74603 | 371.5545 | 5573.3179 | 1.1917 | 17.8749 | -0.043246 | -0.12999 | -0.043246 | -0.12999 | 0.31273 | 0.94 | 0.31273 | 0.94 | 0.88961 | 9.7422 | 0.88961 | 9.7422
253005-Residential AC SEER 13 Early Ret. CZ 6, 7 or 8 | 0.62396 | 0.0058428 | 0.87653 | 453.1666 | 6797.4984 | 0.54897 | 8.2346 | -0.018689 | -0.056174 | -0.018689 | -0.056174 | 0.31937 | 0.95995 | 0.31937 | 0.95995 | 0.9491 | 11.9618 | 0.9491 | 11.9618
253008-Residential AC SEER 14 Early Ret. CZ 10, 14, or 15 | 0.89349 | 0.0083668 | 0.74808 | 648.9265 | 9733.8973 | 0.80859 | 12.1289 | 0.11122 | 0.3343 | 0.11122 | 0.3343 | 0.29256 | 0.87937 | 0.29256 | 0.87937 | 1.4687 | 6.2294 | 1.4687 | 6.2294
253007-Residential AC SEER 14 Early Ret. CZ 6, 7 or 8 | 0.68211 | 0.0063874 | 0.9947 | 495.406 | 7431.0906 | 1.5889 | 23.8333 | -0.04156 | -0.12492 | -0.04156 | -0.12492 | 0.31784 | 0.95536 | 0.31784 | 0.95536 | 0.89345 | 11.3659 | 0.89345 | 11.3659
253008-Residential AC SEER 14 Early Ret. CZ 10, 14, or 15 | 0.89349 | 0.0083668 | 0.74808 | 648.9265 | 9733.8973 | 0.80859 | 12.1289 | 0.11122 | 0.3343 | 0.11122 | 0.3343 | 0.29256 | 0.87937 | 0.29256 | 0.87937 | 1.4687 | 6.2294 | 1.4687 | 6.2294
253005-Residential AC SEER 13 Early Ret. CZ 6, 7 or 8 | 0.62396 | 0.0058428 | 0.87653 | 453.1666 | 6797.4984 | 0.54897 | 8.2346 | -0.018689 | -0.056174 | -0.018689 | -0.056174 | 0.31937 | 0.95995 | 0.31937 | 0.95995 | 0.9491 | 11.9618 | 0.9491 | 11.9618
253005-Residential AC SEER 13 Early Ret. CZ 6, 7 or 8 | 0.15599 | 0.0014607 | 0.21913 | 113.2916 | 1699.3746 | 0.13724 | 2.0586 | -0.023496 | -0.070624 | -0.023496 | -0.070624 | 0.3048 | 0.91617 | 0.3048 | 0.91617 | 0.93684 | 7.9746 | 0.93684 | 7.9746
253005-Residential AC SEER 13 Early Ret. CZ 6, 7 or 8 | 0.77994 | 0.0073035 | 1.0957 | 566.4582 | 8496.873 | 0.68621 | 10.2932 | -0.018689 | -0.056174 | -0.018689 | -0.056174 | 0.31937 | 0.95995 | 0.31937 | 0.95995 | 0.9491 | 11.9618 | 0.9491 | 11.9618
253006-Residential AC SEER 13 Early Ret. CZ 10, 14, or 15 | 1.0762 | 0.010077 | 0.88216 | 781.6032 | 11724.0486 | 0.30495 | 4.5742 | 0.12484 | 0.37524 | 0.12484 | 0.37524 | 0.30052 | 0.90331 | 0.30052 | 0.90331 | 1.5582 | 7.2637 | 1.5582 | 7.2637
253008-Residential AC SEER 14 Early Ret. CZ 10, 14, or 15 | 0.89349 | 0.0083668 | 0.74808 | 648.9265 | 9733.8973 | 0.80859 | 12.1289 | 0.11122 | 0.3343 | 0.11122 | 0.3343 | 0.29256 | 0.87937 | 0.29256 | 0.87937 | 1.4687 | 6.2294 | 1.4687 | 6.2294
253006-Residential AC SEER 13 Early Ret. CZ 10, 14, or 15 | 1.0762 | 0.010077 | 0.88216 | 781.6032 | 11724.0486 | 0.30495 | 4.5742 | 0.12484 | 0.37524 | 0.12484 | 0.37524 | 0.30052 | 0.90331 | 0.30052 | 0.90331 | 1.5582 | 7.2637 | 1.5582 | 7.2637
253008-Residential AC SEER 14 Early Ret. CZ 10, 14, or 15 | 0.89349 | 0.0083668 | 0.74808 | 648.9265 | 9733.8973 | 0.80859 | 12.1289 | 0.11122 | 0.3343 | 0.11122 | 0.3343 | 0.29256 | 0.87937 | 0.29256 | 0.87937 | 1.4687 | 6.2294 | 1.4687 | 6.2294
253007-Residential AC SEER 14 Early Ret. CZ 6, 7 or 8 | 0.51159 | 0.0047906 | 0.74603 | 371.5545 | 5573.3179 | 1.1917 | 17.8749 | -0.04156 | -0.12492 | -0.04156 | -0.12492 | 0.31784 | 0.95536 | 0.31784 | 0.95536 | 0.89345 | 11.3659 | 0.89345 | 11.3659
253008-Residential AC SEER 14 Early Ret. CZ 10, 14, or 15 | 0.29783 | 0.0027889 | 0.24936 | 216.3088 | 3244.6325 | 0.26953 | 4.043 | 0.10199 | 0.30656 | 0.10199 | 0.30656 | 0.26458 | 0.79529 | 0.26458 | 0.79529 | 1.4137 | 4.1529 | 1.4137 | 4.1529
253005-Residential AC SEER 13 Early Ret. CZ 6, 7 or 8 | 0.62396 | 0.0058428 | 0.87653 | 453.1666 | 6797.4984 | 0.54897 | 8.2346 | -0.018689 | -0.056174 | -0.018689 | -0.056174 | 0.31937 | 0.95995 | 0.31937 | 0.95995 | 0.9491 | 11.9618 | 0.9491 | 11.9618
253005-Residential AC SEER 13 Early Ret. CZ 6, 7 or 8 | 0.62396 | 0.0058428 | 0.87653 | 453.1666 | 6797.4984 | 0.54897 | 8.2346 | -0.018689 | -0.056174 | -0.018689 | -0.056174 | 0.31937 | 0.95995 | 0.31937 | 0.95995 | 0.9491 | 11.9618 | 0.9491 | 11.9618
253007-Residential AC SEER 14 Early Ret. CZ 6, 7 or 8 | 0.34106 | 0.0031937 | 0.49735 | 247.703 | 3715.5453 | 0.79444 | 11.9166 | -0.04156 | -0.12492 | -0.04156 | -0.12492 | 0.31784 | 0.95536 | 0.31784 | 0.95536 | 0.89345 | 11.3659 | 0.89345 | 11.3659
253007-Residential AC SEER 14 Early Ret. CZ 6, 7 or 8 | 0.51159 | 0.0047906 | 0.74603 | 371.5545 | 5573.3179 | 1.1917 | 17.8749 | -0.04156 | -0.12492 | -0.04156 | -0.12492 | 0.31784 | 0.95536 | 0.31784 | 0.95536 | 0.89345 | 11.3659 | 0.89345 | 11.3659
253008-Residential AC SEER 14 Early Ret. CZ 10, 14, or 15 | 0.59566 | 0.0055779 | 0.49872 | 432.6177 | 6489.2649 | 0.53906 | 8.0859 | 0.11122 | 0.3343 | 0.11122 | 0.3343 | 0.29256 | 0.87937 | 0.29256 | 0.87937 | 1.4687 | 6.2294 | 1.4687 | 6.2294
253007-Residential AC SEER 14 Early Ret. CZ 6, 7 or 8 | 0.34106 | 0.0031937 | 0.49735 | 247.703 | 3715.5453 | 0.79444 | 11.9166 | -0.04156 | -0.12492 | -0.04156 | -0.12492 | 0.31784 | 0.95536 | 0.31784 | 0.95536 | 0.89345 | 11.3659 | 0.89345 | 11.3659
253059-Comm. AC <65k single phase split ER above code | 0.055672 | 0.02221 | 0.11704 | 171.078 | 2566.17 | 0 | 0 | -0.084726 | 0 | -0.084726 | 0 | 0.075456 | 0 | 0.075456 | 0 | 0.66684 | 1.8016 | 0.66684 | 1.8016
253059-Comm. AC <65k single phase split ER above code | 0.055672 | 0.02221 | 0.11704 | 171.078 | 2566.17 | 0 | 0 | -0.084726 | 0 | -0.084726 | 0 | 0.075456 | 0 | 0.075456 | 0 | 0.66684 | 1.8016 | 0.66684 | 1.8016
253061-Comm. AC <65k single phase unitary ER | 0.11877 | 0.047381 | 0.24958 | 364.969 | 5474.535 | 0 | 0 | -0.10358 | 0 | -0.10358 | 0 | 0.11815 | 0 | 0.11815 | 0 | 0.62081 | 3.2971 | 0.62081 | 3.2971
253067-Comm. AC <65k three phase unitary ER | 0.18254 | 0.072819 | 0.38373 | 560.92 | 8413.8 | 0 | 0 | -0.17508 | 0 | -0.17508 | 0 | 0.10265 | 0 | 0.10265 | 0 | 0.49202 | 2.5336 | 0.49202 | 2.5336
253061-Comm. AC <65k single phase unitary ER | 0.11877 | 0.047381 | 0.24958 | 364.969 | 5474.535 | 0 | 0 | -0.11001 | 0 | -0.11001 | 0 | 0.10529 | 0 | 0.10529 | 0 | 0.60654 | 2.6377 | 0.60654 | 2.6377
253061-Comm. AC <65k single phase unitary ER | 0.11877 | 0.047381 | 0.24958 | 364.969 | 5474.535 | 0 | 0 | -0.10358 | 0 | -0.10358 | 0 | 0.11815 | 0 | 0.11815 | 0 | 0.62081 | 3.2971 | 0.62081 | 3.2971
253083-Comm. HP <65k three phase split w/o QI ER | 0.16254 | 0.064841 | 0.19672 | 499.466 | 7491.99 | 0 | 0 | 0.069433 | 0 | 0.069433 | 0 | 0.13421 | 0 | 0.13421 | 0 | 1.6933 | 4.7941 | 1.6933 | 4.7941
253077-Comm. HP <65k single phase split ER above code | 0.35288 | 0.14078 | 0.50487 | 1084.395 | 16265.925 | 0 | 0 | 0.1199 | 0 | 0.1199 | 0 | 0.12008 | 0 | 0.12008 | 0 | 3.4134 | 3.426 | 3.4134 | 3.426
253083-Comm. HP <65k three phase split w/o QI ER | 0.16254 | 0.064841 | 0.19672 | 499.466 | 7491.99 | 0 | 0 | 0.069433 | 0 | 0.069433 | 0 | 0.13421 | 0 | 0.13421 | 0 | 1.6933 | 4.7941 | 1.6933 | 4.7941
253077-Comm. HP <65k single phase split ER above code | 0.14115 | 0.056311 | 0.20195 | 433.758 | 6506.37 | 0 | 0 | 0.1199 | 0 | 0.1199 | 0 | 0.12008 | 0 | 0.12008 | 0 | 3.4134 | 3.426 | 3.4134 | 3.426
253059-Comm. AC <65k single phase split ER above code | 0.27836 | 0.11105 | 0.58521 | 855.39 | 12830.85 | 0 | 0 | -0.069038 | 0 | -0.069038 | 0 | 0.10683 | 0 | 0.10683 | 0 | 0.71068 | 2.7025 | 0.71068 | 2.7025
253077-Comm. HP <65k single phase split ER above code | 0.14115 | 0.056311 | 0.20195 | 433.758 | 6506.37 | 0 | 0 | 0.11371 | 0 | 0.11371 | 0 | 0.10771 | 0 | 0.10771 | 0 | 3.0354 | 2.7408 | 3.0354 | 2.7408
253067-Comm. AC <65k three phase unitary ER | 0.1369 | 0.054614 | 0.2878 | 420.69 | 6310.35 | 0 | 0 | -0.17508 | 0 | -0.17508 | 0 | 0.10265 | 0 | 0.10265 | 0 | 0.49202 | 2.5336 | 0.49202 | 2.5336
253067-Comm. AC <65k three phase unitary ER | 0.1369 | 0.054614 | 0.2878 | 420.69 | 6310.35 | 0 | 0 | -0.17508 | 0 | -0.17508 | 0 | 0.10265 | 0 | 0.10265 | 0 | 0.49202 | 2.5336 | 0.49202 | 2.5336
253067-Comm. AC <65k three phase unitary ER | 0.1369 | 0.054614 | 0.2878 | 420.69 | 6310.35 | 0 | 0 | -0.17508 | 0 | -0.17508 | 0 | 0.10265 | 0 | 0.10265 | 0 | 0.49202 | 2.5336 | 0.49202 | 2.5336
253067-Comm. AC <65k three phase unitary ER | 0.18254 | 0.072819 | 0.38373 | 560.92 | 8413.8 | 0 | 0 | -0.17508 | 0 | -0.17508 | 0 | 0.10265 | 0 | 0.10265 | 0 | 0.49202 | 2.5336 | 0.49202 | 2.5336
253067-Comm. AC <65k three phase unitary ER | 0.18254 | 0.072819 | 0.38373 | 560.92 | 8413.8 | 0 | 0 | -0.17508 | 0 | -0.17508 | 0 | 0.10265 | 0 | 0.10265 | 0 | 0.49202 | 2.5336 | 0.49202 | 2.5336
253067-Comm. AC <65k three phase unitary ER | 0.1369 | 0.054614 | 0.2878 | 420.69 | 6310.35 | 0 | 0 | -0.17508 | 0 | -0.17508 | 0 | 0.10265 | 0 | 0.10265 | 0 | 0.49202 | 2.5336 | 0.49202 | 2.5336
253088-Comm. HP 65k to 134k ER | 0.65009 | 0.25934 | 1.1012 | 1997.681 | 29965.215 | 0 | 0 | -0.11048 | 0 | -0.11048 | 0 | 0.15715 | 0 | 0.15715 | 0 | 0.60551 | 13.6353 | 0.60551 | 13.6353
253061-Comm. AC <65k single phase unitary ER | 0.17815 | 0.071071 | 0.37438 | 547.4535 | 8211.8025 | 0 | 0 | -0.10358 | 0 | -0.10358 | 0 | 0.11815 | 0 | 0.11815 | 0 | 0.62081 | 3.2971 | 0.62081 | 3.2971
253077-Comm. HP <65k single phase split ER above code | 0.14115 | 0.056311 | 0.20195 | 433.758 | 6506.37 | 0 | 0 | 0.1199 | 0 | 0.1199 | 0 | 0.12008 | 0 | 0.12008 | 0 | 3.4134 | 3.426 | 3.4134 | 3.426
253077-Comm. HP <65k single phase split ER above code | 0.14115 | 0.056311 | 0.20195 | 433.758 | 6506.37 | 0 | 0 | 0.1199 | 0 | 0.1199 | 0 | 0.12008 | 0 | 0.12008 | 0 | 3.4134 | 3.426 | 3.4134 | 3.426
253077-Comm. HP <65k single phase split ER above code | 0.14115 | 0.056311 | 0.20195 | 433.758 | 6506.37 | 0 | 0 | 0.1199 | 0 | 0.1199 | 0 | 0.12008 | 0 | 0.12008 | 0 | 3.4134 | 3.426 | 3.4134 | 3.426
253077-Comm. HP <65k single phase split ER above code | 0.14115 | 0.056311 | 0.20195 | 433.758 | 6506.37 | 0 | 0 | 0.1199 | 0 | 0.1199 | 0 | 0.12008 | 0 | 0.12008 | 0 | 3.4134 | 3.426 | 3.4134 | 3.426
253077-Comm. HP <65k single phase split ER above code | 0.14115 | 0.056311 | 0.20195 | 433.758 | 6506.37 | 0 | 0 | 0.1199 | 0 | 0.1199 | 0 | 0.12008 | 0 | 0.12008 | 0 | 3.4134 | 3.426 | 3.4134 | 3.426
253077-Comm. HP <65k single phase split ER above code | 0.14115 | 0.056311 | 0.20195 | 433.758 | 6506.37 | 0 | 0 | 0.1199 | 0 | 0.1199 | 0 | 0.12008 | 0 | 0.12008 | 0 | 3.4134 | 3.426 | 3.4134 | 3.426
253059-Comm. AC <65k single phase split ER above code | 0.11134 | 0.044419 | 0.23408 | 342.156 | 5132.34 | 0 | 0 | -0.069038 | 0 | -0.069038 | 0 | 0.10683 | 0 | 0.10683 | 0 | 0.71068 | 2.7025 | 0.71068 | 2.7025
253059-Comm. AC <65k single phase split ER above code | 0.11134 | 0.044419 | 0.23408 | 342.156 | 5132.34 | 0 | 0 | -0.069038 | 0 | -0.069038 | 0 | 0.10683 | 0 | 0.10683 | 0 | 0.71068 | 2.7025 | 0.71068 | 2.7025
253077-Comm. HP <65k single phase split ER above code | 0.14115 | 0.056311 | 0.20195 | 433.758 | 6506.37 | 0 | 0 | 0.1199 | 0 | 0.1199 | 0 | 0.12008 | 0 | 0.12008 | 0 | 3.4134 | 3.426 | 3.4134 | 3.426
253077-Comm. HP <65k single phase split ER above code | 0.14115 | 0.056311 | 0.20195 | 433.758 | 6506.37 | 0 | 0 | 0.1199 | 0 | 0.1199 | 0 | 0.12008 | 0 | 0.12008 | 0 | 3.4134 | 3.426 | 3.4134 | 3.426
253077-Comm. HP <65k single phase split ER above code | 0.14115 | 0.056311 | 0.20195 | 433.758 | 6506.37 | 0 | 0 | 0.1199 | 0 | 0.1199 | 0 | 0.12008 | 0 | 0.12008 | 0 | 3.4134 | 3.426 | 3.4134 | 3.426
253079-Comm. HP <65k single phase unitary ER | 0.28808 | 0.11492 | 0.43634 | 885.254 | 13278.81 | 0 | 0 | -0.09988 | 0 | -0.09988 | 0 | 0.12717 | 0 | 0.12717 | 0 | 0.62934 | 3.9986 | 0.62934 | 3.9986
253079-Comm. HP <65k single phase unitary ER | 0.14404 | 0.057462 | 0.21817 | 442.627 | 6639.405 | 0 | 0 | -0.09988 | 0 | -0.09988 | 0 | 0.12717 | 0 | 0.12717 | 0 | 0.62934 | 3.9986 | 0.62934 | 3.9986
253077-Comm. HP <65k single phase split ER above code | 0.21173 | 0.084466 | 0.30292 | 650.637 | 9759.555 | 0 | 0 | 0.1199 | 0 | 0.1199 | 0 | 0.12008 | 0 | 0.12008 | 0 | 3.4134 | 3.426 | 3.4134 | 3.426
253077-Comm. HP <65k single phase split ER above code | 0.21173 | 0.084466 | 0.30292 | 650.637 | 9759.555 | 0 | 0 | 0.1199 | 0 | 0.1199 | 0 | 0.12008 | 0 | 0.12008 | 0 | 3.4134 | 3.426 | 3.4134 | 3.426
253077-Comm. HP <65k single phase split ER above code | 0.14115 | 0.056311 | 0.20195 | 433.758 | 6506.37 | 0 | 0 | 0.1199 | 0 | 0.1199 | 0 | 0.12008 | 0 | 0.12008 | 0 | 3.4134 | 3.426 | 3.4134 | 3.426
253077-Comm. HP <65k single phase split ER above code | 0.14115 | 0.056311 | 0.20195 | 433.758 | 6506.37 | 0 | 0 | 0.1199 | 0 | 0.1199 | 0 | 0.12008 | 0 | 0.12008 | 0 | 3.4134 | 3.426 | 3.4134 | 3.426
253077-Comm. HP <65k single phase split ER above code | 0.14115 | 0.056311 | 0.20195 | 433.758 | 6506.37 | 0 | 0 | 0.1199 | 0 | 0.1199 | 0 | 0.12008 | 0 | 0.12008 | 0 | 3.4134 | 3.426 | 3.4134 | 3.426
253077-Comm. HP <65k single phase split ER above code | 0.21173 | 0.084466 | 0.30292 | 650.637 | 9759.555 | 0 | 0 | 0.11578 | 0 | 0.11578 | 0 | 0.11183 | 0 | 0.11183 | 0 | 3.1517 | 2.9365 | 3.1517 | 2.9365
253077-Comm. HP <65k single phase split ER above code | 0.070577 | 0.028155 | 0.10097 | 216.879 | 3253.185 | 0 | 0 | 0.10753 | 0 | 0.10753 | 0 | 0.095334 | 0 | 0.095334 | 0 | 2.7327 | 2.284 | 2.7327 | 2.284
253059-Comm. AC <65k single phase split ER above code | 0.055672 | 0.02221 | 0.11704 | 171.078 | 2566.17 | 0 | 0 | -0.052185 | 0 | -0.052185 | 0 | 0.14054 | 0 | 0.14054 | 0 | 0.76468 | 5.8385 | 0.76468 | 5.8385
253061-Comm. AC <65k single phase unitary ER | 0.11877 | 0.047381 | 0.24958 | 364.969 | 5474.535 | 0 | 0 | -0.10358 | 0 | -0.10358 | 0 | 0.11815 | 0 | 0.11815 | 0 | 0.62081 | 3.2971 | 0.62081 | 3.2971
253061-Comm. AC <65k single phase unitary ER | 0.11877 | 0.047381 | 0.24958 | 364.969 | 5474.535 | 0 | 0 | -0.10358 | 0 | -0.10358 | 0 | 0.11815 | 0 | 0.11815 | 0 | 0.62081 | 3.2971 | 0.62081 | 3.2971
253079-Comm. HP <65k single phase unitary ER | 0.14404 | 0.057462 | 0.21817 | 442.627 | 6639.405 | 0 | 0 | -0.09988 | 0 | -0.09988 | 0 | 0.12717 | 0 | 0.12717 | 0 | 0.62934 | 3.9986 | 0.62934 | 3.9986
253079-Comm. HP <65k single phase unitary ER | 0.14404 | 0.057462 | 0.21817 | 442.627 | 6639.405 | 0 | 0 | -0.09988 | 0 | -0.09988 | 0 | 0.12717 | 0 | 0.12717 | 0 | 0.62934 | 3.9986 | 0.62934 | 3.9986
253079-Comm. HP <65k single phase unitary ER | 0.3601 | 0.14366 | 0.54542 | 1106.5675 | 16598.5125 | 0 | 0 | -0.09988 | 0 | -0.09988 | 0 | 0.12717 | 0 | 0.12717 | 0 | 0.62934 | 3.9986 | 0.62934 | 3.9986
253079-Comm. HP <65k single phase unitary ER | 0.14404 | 0.057462 | 0.21817 | 442.627 | 6639.405 | 0 | 0 | -0.09988 | 0 | -0.09988 | 0 | 0.12717 | 0 | 0.12717 | 0 | 0.62934 | 3.9986 | 0.62934 | 3.9986
253079-Comm. HP <65k single phase unitary ER | 0.14404 | 0.057462 | 0.21817 | 442.627 | 6639.405 | 0 | 0 | -0.09988 | 0 | -0.09988 | 0 | 0.12717 | 0 | 0.12717 | 0 | 0.62934 | 3.9986 | 0.62934 | 3.9986
253079-Comm. HP <65k single phase unitary ER | 0.14404 | 0.057462 | 0.21817 | 442.627 | 6639.405 | 0 | 0 | -0.09988 | 0 | -0.09988 | 0 | 0.12717 | 0 | 0.12717 | 0 | 0.62934 | 3.9986 | 0.62934 | 3.9986
253079-Comm. HP <65k single phase unitary ER | 0.14404 | 0.057462 | 0.21817 | 442.627 | 6639.405 | 0 | 0 | -0.09988 | 0 | -0.09988 | 0 | 0.12717 | 0 | 0.12717 | 0 | 0.62934 | 3.9986 | 0.62934 | 3.9986
253077-Comm. HP <65k single phase split ER above code | 0.28231 | 0.11262 | 0.4039 | 867.516 | 13012.74 | 0 | 0 | 0.1199 | 0 | 0.1199 | 0 | 0.12008 | 0 | 0.12008 | 0 | 3.4134 | 3.426 | 3.4134 | 3.426
253079-Comm. HP <65k single phase unitary ER | 0.3601 | 0.14366 | 0.54542 | 1106.5675 | 16598.5125 | 0 | 0 | -0.09988 | 0 | -0.09988 | 0 | 0.12717 | 0 | 0.12717 | 0 | 0.62934 | 3.9986 | 0.62934 | 3.9986
253079-Comm. HP <65k single phase unitary ER | 0.21606 | 0.086194 | 0.32725 | 663.9405 | 9959.1075 | 0 | 0 | -0.09988 | 0 | -0.09988 | 0 | 0.12717 | 0 | 0.12717 | 0 | 0.62934 | 3.9986 | 0.62934 | 3.9986
253077-Comm. HP <65k single phase split ER above code | 0.14115 | 0.056311 | 0.20195 | 433.758 | 6506.37 | 0 | 0 | 0.1199 | 0 | 0.1199 | 0 | 0.12008 | 0 | 0.12008 | 0 | 3.4134 | 3.426 | 3.4134 | 3.426
253083-Comm. HP <65k three phase split w/o QI ER | 0.16254 | 0.064841 | 0.19672 | 499.466 | 7491.99 | 0 | 0 | 0.069433 | 0 | 0.069433 | 0 | 0.13421 | 0 | 0.13421 | 0 | 1.6933 | 4.7941 | 1.6933 | 4.7941
253083-Comm. HP <65k three phase split w/o QI ER | 0.16254 | 0.064841 | 0.19672 | 499.466 | 7491.99 | 0 | 0 | 0.069433 | 0 | 0.069433 | 0 | 0.13421 | 0 | 0.13421 | 0 | 1.6933 | 4.7941 | 1.6933 | 4.7941
253061-Comm. AC <65k single phase unitary ER | 0.23754 | 0.094761 | 0.49917 | 729.938 | 10949.07 | 0 | 0 | -0.10358 | 0 | -0.10358 | 0 | 0.11815 | 0 | 0.11815 | 0 | 0.62081 | 3.2971 | 0.62081 | 3.2971
253061-Comm. AC <65k single phase unitary ER | 0.23754 | 0.094761 | 0.49917 | 729.938 | 10949.07 | 0 | 0 | -0.10358 | 0 | -0.10358 | 0 | 0.11815 | 0 | 0.11815 | 0 | 0.62081 | 3.2971 | 0.62081 | 3.2971
253061-Comm. AC <65k single phase unitary ER | 0.23754 | 0.094761 | 0.49917 | 729.938 | 10949.07 | 0 | 0 | -0.10358 | 0 | -0.10358 | 0 | 0.11815 | 0 | 0.11815 | 0 | 0.62081 | 3.2971 | 0.62081 | 3.2971
253061-Comm. AC <65k single phase unitary ER | 0.29692 | 0.11845 | 0.62396 | 912.4225 | 13686.3375 | 0 | 0 | -0.10358 | 0 | -0.10358 | 0 | 0.11815 | 0 | 0.11815 | 0 | 0.62081 | 3.2971 | 0.62081 | 3.2971
253061-Comm. AC <65k single phase unitary ER | 0.29692 | 0.11845 | 0.62396 | 912.4225 | 13686.3375 | 0 | 0 | -0.10358 | 0 | -0.10358 | 0 | 0.11815 | 0 | 0.11815 | 0 | 0.62081 | 3.2971 | 0.62081 | 3.2971
253083-Comm. HP <65k three phase split w/o QI ER | 0.20317 | 0.081052 | 0.2459 | 624.3325 | 9364.9875 | 0 | 0 | 0.069433 | 0 | 0.069433 | 0 | 0.13421 | 0 | 0.13421 | 0 | 1.6933 | 4.7941 | 1.6933 | 4.7941
253079-Comm. HP <65k single phase unitary ER | 0.14404 | 0.057462 | 0.21817 | 442.627 | 6639.405 | 0 | 0 | -0.10518 | 0 | -0.10518 | 0 | 0.11657 | 0 | 0.11657 | 0 | 0.61719 | 3.1989 | 0.61719 | 3.1989
253069-Comm. AC 65k to 134k ER | 0.57652 | 0.22999 | 1.2727 | 1771.6146 | 26574.219 | 0 | 0 | -0.065938 | 0 | -0.065938 | 0 | 0.15556 | 0 | 0.15556 | 0 | 0.72003 | 12.0923 | 0.72003 | 12.0923
253079-Comm. HP <65k single phase unitary ER | 0.14404 | 0.057462 | 0.21817 | 442.627 | 6639.405 | 0 | 0 | -0.10518 | 0 | -0.10518 | 0 | 0.11657 | 0 | 0.11657 | 0 | 0.61719 | 3.1989 | 0.61719 | 3.1989
253079-Comm. HP <65k single phase unitary ER | 0.14404 | 0.057462 | 0.21817 | 442.627 | 6639.405 | 0 | 0 | -0.09988 | 0 | -0.09988 | 0 | 0.12717 | 0 | 0.12717 | 0 | 0.62934 | 3.9986 | 0.62934 | 3.9986
253079-Comm. HP <65k single phase unitary ER | 0.14404 | 0.057462 | 0.21817 | 442.627 | 6639.405 | 0 | 0 | -0.09988 | 0 | -0.09988 | 0 | 0.12717 | 0 | 0.12717 | 0 | 0.62934 | 3.9986 | 0.62934 | 3.9986
253079-Comm. HP <65k single phase unitary ER | 0.14404 | 0.057462 | 0.21817 | 442.627 | 6639.405 | 0 | 0 | -0.10518 | 0 | -0.10518 | 0 | 0.11657 | 0 | 0.11657 | 0 | 0.61719 | 3.1989 | 0.61719 | 3.1989
253079-Comm. HP <65k single phase unitary ER | 0.14404 | 0.057462 | 0.21817 | 442.627 | 6639.405 | 0 | 0 | -0.09988 | 0 | -0.09988 | 0 | 0.12717 | 0 | 0.12717 | 0 | 0.62934 | 3.9986 | 0.62934 | 3.9986
253079-Comm. HP <65k single phase unitary ER | 0.21606 | 0.086194 | 0.32725 | 663.9405 | 9959.1075 | 0 | 0 | -0.09988 | 0 | -0.09988 | 0 | 0.12717 | 0 | 0.12717 | 0 | 0.62934 | 3.9986 | 0.62934 | 3.9986
253079-Comm. HP <65k single phase unitary ER | 0.14404 | 0.057462 | 0.21817 | 442.627 | 6639.405 | 0 | 0 | -0.09988 | 0 | -0.09988 | 0 | 0.12717 | 0 | 0.12717 | 0 | 0.62934 | 3.9986 | 0.62934 | 3.9986
253079-Comm. HP <65k single phase unitary ER | 0.14404 | 0.057462 | 0.21817 | 442.627 | 6639.405 | 0 | 0 | -0.09988 | 0 | -0.09988 | 0 | 0.12717 | 0 | 0.12717 | 0 | 0.62934 | 3.9986 | 0.62934 | 3.9986
253079-Comm. HP <65k single phase unitary ER | 0.14404 | 0.057462 | 0.21817 | 442.627 | 6639.405 | 0 | 0 | -0.09988 | 0 | -0.09988 | 0 | 0.12717 | 0 | 0.12717 | 0 | 0.62934 | 3.9986 | 0.62934 | 3.9986
253079-Comm. HP <65k single phase unitary ER | 0.14404 | 0.057462 | 0.21817 | 442.627 | 6639.405 | 0 | 0 | -0.09988 | 0 | -0.09988 | 0 | 0.12717 | 0 | 0.12717 | 0 | 0.62934 | 3.9986 | 0.62934 | 3.9986
253070-Comm. AC 65k to 134k ER | 1.0652 | 0.42496 | 2.6028 | 3273.424 | 49101.36 | 0 | 0 | -0.012296 | 0 | -0.012296 | 0 | 0.15946 | 0 | 0.15946 | 0 | 0.9324 | 16.7573 | 0.9324 | 16.7573
253079-Comm. HP <65k single phase unitary ER | 0.3601 | 0.14366 | 0.54542 | 1106.5675 | 16598.5125 | 0 | 0 | -0.09988 | 0 | -0.09988 | 0 | 0.12717 | 0 | 0.12717 | 0 | 0.62934 | 3.9986 | 0.62934 | 3.9986
253079-Comm. HP <65k single phase unitary ER | 0.14404 | 0.057462 | 0.21817 | 442.627 | 6639.405 | 0 | 0 | -0.09988 | 0 | -0.09988 | 0 | 0.12717 | 0 | 0.12717 | 0 | 0.62934 | 3.9986 | 0.62934 | 3.9986
253079-Comm. HP <65k single phase unitary ER | 0.14404 | 0.057462 | 0.21817 | 442.627 | 6639.405 | 0 | 0 | -0.10518 | 0 | -0.10518 | 0 | 0.11657 | 0 | 0.11657 | 0 | 0.61719 | 3.1989 | 0.61719 | 3.1989
253079-Comm. HP <65k single phase unitary ER | 0.14404 | 0.057462 | 0.21817 | 442.627 | 6639.405 | 0 | 0 | -0.09988 | 0 | -0.09988 | 0 | 0.12717 | 0 | 0.12717 | 0 | 0.62934 | 3.9986 | 0.62934 | 3.9986
253079-Comm. HP <65k single phase unitary ER | 0.14404 | 0.057462 | 0.21817 | 442.627 | 6639.405 | 0 | 0 | -0.10518 | 0 | -0.10518 | 0 | 0.11657 | 0 | 0.11657 | 0 | 0.61719 | 3.1989 | 0.61719 | 3.1989
253079-Comm. HP <65k single phase unitary ER | 0.28808 | 0.11492 | 0.43634 | 885.254 | 13278.81 | 0 | 0 | -0.09988 | 0 | -0.09988 | 0 | 0.12717 | 0 | 0.12717 | 0 | 0.62934 | 3.9986 | 0.62934 | 3.9986
253079-Comm. HP <65k single phase unitary ER | 0.21606 | 0.086194 | 0.32725 | 663.9405 | 9959.1075 | 0 | 0 | -0.10341 | 0 | -0.10341 | 0 | 0.1201 | 0 | 0.1201 | 0 | 0.62119 | 3.4274 | 0.62119 | 3.4274
253078-Comm. HP <65k single phase split ER above code | 0.17247 | 0.068805 | 0.28895 | 529.996 | 7949.94 | 0 | 0 | 0.12892 | 0 | 0.12892 | 0 | 0.12907 | 0 | 0.12907 | 0 | 4.1707 | 4.1861 | 4.1707 | 4.1861
253067-Comm. AC <65k three phase unitary ER | 0.18254 | 0.072819 | 0.38373 | 560.92 | 8413.8 | 0 | 0 | -0.20855 | 0 | -0.20855 | 0 | 0.035718 | 0 | 0.035718 | 0 | 0.44848 | 1.2668 | 0.44848 | 1.2668
253067-Comm. AC <65k three phase unitary ER | 0.18254 | 0.072819 | 0.38373 | 560.92 | 8413.8 | 0 | 0 | -0.20855 | 0 | -0.20855 | 0 | 0.035718 | 0 | 0.035718 | 0 | 0.44848 | 1.2668 | 0.44848 | 1.2668
253069-Comm. AC 65k to 134k ER | 0.57652 | 0.22999 | 1.2727 | 1771.6146 | 26574.219 | 0 | 0 | -0.082767 | 0 | -0.082767 | 0 | 0.099463 | 0 | 0.099463 | 0 | 0.67201 | 2.4185 | 0.67201 | 2.4185
253067-Comm. AC <65k three phase unitary ER | 0.22817 | 0.091024 | 0.47966 | 701.15 | 10517.25 | 0 | 0 | -0.20855 | 0 | -0.20855 | 0 | 0.035718 | 0 | 0.035718 | 0 | 0.44848 | 1.2668 | 0.44848 | 1.2668
253079-Comm. HP <65k single phase unitary ER | 0.14404 | 0.057462 | 0.21817 | 442.627 | 6639.405 | 0 | 0 | -0.09988 | 0 | -0.09988 | 0 | 0.12717 | 0 | 0.12717 | 0 | 0.62934 | 3.9986 | 0.62934 | 3.9986
253067-Comm. AC <65k three phase unitary ER | 0.18254 | 0.072819 | 0.38373 | 560.92 | 8413.8 | 0 | 0 | -0.20855 | 0 | -0.20855 | 0 | 0.035718 | 0 | 0.035718 | 0 | 0.44848 | 1.2668 | 0.44848 | 1.2668
253079-Comm. HP <65k single phase unitary ER | 0.14404 | 0.057462 | 0.21817 | 442.627 | 6639.405 | 0 | 0 | -0.10518 | 0 | -0.10518 | 0 | 0.11657 | 0 | 0.11657 | 0 | 0.61719 | 3.1989 | 0.61719 | 3.1989
253059-Comm. AC <65k single phase split ER above code | 0.11134 | 0.044419 | 0.23408 | 342.156 | 5132.34 | 0 | 0 | -0.049765 | 0 | -0.049765 | 0 | 0.14538 | 0 | 0.14538 | 0 | 0.77312 | 7.0062 | 0.77312 | 7.0062
253067-Comm. AC <65k three phase unitary ER | 0.1369 | 0.054614 | 0.2878 | 420.69 | 6310.35 | 0 | 0 | -0.17508 | 0 | -0.17508 | 0 | 0.10265 | 0 | 0.10265 | 0 | 0.49202 | 2.5336 | 0.49202 | 2.5336
253085-Comm. HP <65k three phase unitary ER | 0.27168 | 0.10838 | 0.3937 | 834.8675 | 12523.0125 | 0 | 0 | -0.17572 | 0 | -0.17572 | 0 | 0.11337 | 0 | 0.11337 | 0 | 0.49111 | 3.0168 | 0.49111 | 3.0168
253085-Comm. HP <65k three phase unitary ER | 0.27168 | 0.10838 | 0.3937 | 834.8675 | 12523.0125 | 0 | 0 | -0.20383 | 0 | -0.20383 | 0 | 0.057158 | 0 | 0.057158 | 0 | 0.45415 | 1.5084 | 0.45415 | 1.5084
253087-Comm. HP 65k to 134k ER | 0.52099 | 0.20784 | 0.76908 | 1600.9672 | 24014.508 | 0 | 0 | -0.17988 | 0 | -0.17988 | 0 | 0.15406 | 0 | 0.15406 | 0 | 0.48527 | 10.9275 | 0.48527 | 10.9275
253087-Comm. HP 65k to 134k ER | 0.52099 | 0.20784 | 0.76908 | 1600.9672 | 24014.508 | 0 | 0 | -0.17988 | 0 | -0.17988 | 0 | 0.15406 | 0 | 0.15406 | 0 | 0.48527 | 10.9275 | 0.48527 | 10.9275
253085-Comm. HP <65k three phase unitary ER | 0.27168 | 0.10838 | 0.3937 | 834.8675 | 12523.0125 | 0 | 0 | -0.17572 | 0 | -0.17572 | 0 | 0.11337 | 0 | 0.11337 | 0 | 0.49111 | 3.0168 | 0.49111 | 3.0168
253069-Comm. AC 65k to 134k ER | 0.57652 | 0.22999 | 1.2727 | 1771.6146 | 26574.219 | 0 | 0 | -0.065938 | 0 | -0.065938 | 0 | 0.15556 | 0 | 0.15556 | 0 | 0.72003 | 12.0923 | 0.72003 | 12.0923
253062-Comm. AC <65k single phase unitary ER | 0.37125 | 0.14811 | 0.89085 | 1140.8425 | 17112.6375 | 0 | 0 | -0.048888 | 0 | -0.048888 | 0 | 0.12845 | 0 | 0.12845 | 0 | 0.77623 | 4.1225 | 0.77623 | 4.1225
253079-Comm. HP <65k single phase unitary ER | 0.14404 | 0.057462 | 0.21817 | 442.627 | 6639.405 | 0 | 0 | -0.09988 | 0 | -0.09988 | 0 | 0.12717 | 0 | 0.12717 | 0 | 0.62934 | 3.9986 | 0.62934 | 3.9986
253085-Comm. HP <65k three phase unitary ER | 0.27168 | 0.10838 | 0.3937 | 834.8675 | 12523.0125 | 0 | 0 | -0.17572 | 0 | -0.17572 | 0 | 0.11337 | 0 | 0.11337 | 0 | 0.49111 | 3.0168 | 0.49111 | 3.0168
253085-Comm. HP <65k three phase unitary ER | 0.27168 | 0.10838 | 0.3937 | 834.8675 | 12523.0125 | 0 | 0 | -0.17572 | 0 | -0.17572 | 0 | 0.11337 | 0 | 0.11337 | 0 | 0.49111 | 3.0168 | 0.49111 | 3.0168
253085-Comm. HP <65k three phase unitary ER | 0.21735 | 0.086707 | 0.31496 | 667.894 | 10018.41 | 0 | 0 | -0.17572 | 0 | -0.17572 | 0 | 0.11337 | 0 | 0.11337 | 0 | 0.49111 | 3.0168 | 0.49111 | 3.0168
253085-Comm. HP <65k three phase unitary ER | 0.21735 | 0.086707 | 0.31496 | 667.894 | 10018.41 | 0 | 0 | -0.17572 | 0 | -0.17572 | 0 | 0.11337 | 0 | 0.11337 | 0 | 0.49111 | 3.0168 | 0.49111 | 3.0168
253085-Comm. HP <65k three phase unitary ER | 0.16301 | 0.06503 | 0.23622 | 500.9205 | 7513.8075 | 0 | 0 | -0.18041 | 0 | -0.18041 | 0 | 0.104 | 0 | 0.104 | 0 | 0.48454 | 2.5859 | 0.48454 | 2.5859
253079-Comm. HP <65k single phase unitary ER | 0.14404 | 0.057462 | 0.21817 | 442.627 | 6639.405 | 0 | 0 | -0.09988 | 0 | -0.09988 | 0 | 0.12717 | 0 | 0.12717 | 0 | 0.62934 | 3.9986 | 0.62934 | 3.9986
253079-Comm. HP <65k single phase unitary ER | 0.14404 | 0.057462 | 0.21817 | 442.627 | 6639.405 | 0 | 0 | -0.10518 | 0 | -0.10518 | 0 | 0.11657 | 0 | 0.11657 | 0 | 0.61719 | 3.1989 | 0.61719 | 3.1989
253079-Comm. HP <65k single phase unitary ER | 0.14404 | 0.057462 | 0.21817 | 442.627 | 6639.405 | 0 | 0 | -0.10518 | 0 | -0.10518 | 0 | 0.11657 | 0 | 0.11657 | 0 | 0.61719 | 3.1989 | 0.61719 | 3.1989
253087-Comm. HP 65k to 134k ER | 0.52099 | 0.20784 | 0.76908 | 1600.9672 | 24014.508 | 0 | 0 | -0.17988 | 0 | -0.17988 | 0 | 0.15406 | 0 | 0.15406 | 0 | 0.48527 | 10.9275 | 0.48527 | 10.9275
253087-Comm. HP 65k to 134k ER | 0.52099 | 0.20784 | 0.76908 | 1600.9672 | 24014.508 | 0 | 0 | -0.17988 | 0 | -0.17988 | 0 | 0.15406 | 0 | 0.15406 | 0 | 0.48527 | 10.9275 | 0.48527 | 10.9275
253077-Comm. HP <65k single phase split ER above code | 0.14115 | 0.056311 | 0.20195 | 433.758 | 6506.37 | 0 | 0 | 0.1199 | 0 | 0.1199 | 0 | 0.12008 | 0 | 0.12008 | 0 | 3.4134 | 3.426 | 3.4134 | 3.426
253061-Comm. AC <65k single phase unitary ER | 0.11877 | 0.047381 | 0.24958 | 364.969 | 5474.535 | 0 | 0 | -0.11001 | 0 | -0.11001 | 0 | 0.10529 | 0 | 0.10529 | 0 | 0.60654 | 2.6377 | 0.60654 | 2.6377
253061-Comm. AC <65k single phase unitary ER | 0.29692 | 0.11845 | 0.62396 | 912.4225 | 13686.3375 | 0 | 0 | -0.10358 | 0 | -0.10358 | 0 | 0.11815 | 0 | 0.11815 | 0 | 0.62081 | 3.2971 | 0.62081 | 3.2971
253085-Comm. HP <65k three phase unitary ER | 0.27168 | 0.10838 | 0.3937 | 834.8675 | 12523.0125 | 0 | 0 | -0.17572 | 0 | -0.17572 | 0 | 0.11337 | 0 | 0.11337 | 0 | 0.49111 | 3.0168 | 0.49111 | 3.0168
253085-Comm. HP <65k three phase unitary ER | 0.27168 | 0.10838 | 0.3937 | 834.8675 | 12523.0125 | 0 | 0 | -0.17572 | 0 | -0.17572 | 0 | 0.11337 | 0 | 0.11337 | 0 | 0.49111 | 3.0168 | 0.49111 | 3.0168
253067-Comm. AC <65k three phase unitary ER | 0.18254 | 0.072819 | 0.38373 | 560.92 | 8413.8 | 0 | 0 | -0.17508 | 0 | -0.17508 | 0 | 0.10265 | 0 | 0.10265 | 0 | 0.49202 | 2.5336 | 0.49202 | 2.5336
253067-Comm. AC <65k three phase unitary ER | 0.18254 | 0.072819 | 0.38373 | 560.92 | 8413.8 | 0 | 0 | -0.17508 | 0 | -0.17508 | 0 | 0.10265 | 0 | 0.10265 | 0 | 0.49202 | 2.5336 | 0.49202 | 2.5336
253079-Comm. HP <65k single phase unitary ER | 0.14404 | 0.057462 | 0.21817 | 442.627 | 6639.405 | 0 | 0 | -0.09988 | 0 | -0.09988 | 0 | 0.12717 | 0 | 0.12717 | 0 | 0.62934 | 3.9986 | 0.62934 | 3.9986
253059-Comm. AC <65k single phase split ER above code | 0.11134 | 0.044419 | 0.23408 | 342.156 | 5132.34 | 0 | 0 | -0.069038 | 0 | -0.069038 | 0 | 0.10683 | 0 | 0.10683 | 0 | 0.71068 | 2.7025 | 0.71068 | 2.7025
253079-Comm. HP <65k single phase unitary ER | 0.21606 | 0.086194 | 0.32725 | 663.9405 | 9959.1075 | 0 | 0 | -0.10341 | 0 | -0.10341 | 0 | 0.1201 | 0 | 0.1201 | 0 | 0.62119 | 3.4274 | 0.62119 | 3.4274
253077-Comm. HP <65k single phase split ER above code | 0.14115 | 0.056311 | 0.20195 | 433.758 | 6506.37 | 0 | 0 | 0.1199 | 0 | 0.1199 | 0 | 0.12008 | 0 | 0.12008 | 0 | 3.4134 | 3.426 | 3.4134 | 3.426
253085-Comm. HP <65k three phase unitary ER | 0.21735 | 0.086707 | 0.31496 | 667.894 | 10018.41 | 0 | 0 | -0.17572 | 0 | -0.17572 | 0 | 0.11337 | 0 | 0.11337 | 0 | 0.49111 | 3.0168 | 0.49111 | 3.0168
253070-Comm. AC 65k to 134k ER | 0.74567 | 0.29747 | 1.822 | 2291.3968 | 34370.952 | 0 | 0 | -0.012512 | 0 | -0.012512 | 0 | 0.15874 | 0 | 0.15874 | 0 | 0.93129 | 15.6401 | 0.93129 | 15.6401
253070-Comm. AC 65k to 134k ER | 0.74567 | 0.29747 | 1.822 | 2291.3968 | 34370.952 | 0 | 0 | -0.012512 | 0 | -0.012512 | 0 | 0.15874 | 0 | 0.15874 | 0 | 0.93129 | 15.6401 | 0.93129 | 15.6401
253070-Comm. AC 65k to 134k ER | 0.74567 | 0.29747 | 1.822 | 2291.3968 | 34370.952 | 0 | 0 | -0.012512 | 0 | -0.012512 | 0 | 0.15874 | 0 | 0.15874 | 0 | 0.93129 | 15.6401 | 0.93129 | 15.6401
253070-Comm. AC 65k to 134k ER | 0.74567 | 0.29747 | 1.822 | 2291.3968 | 34370.952 | 0 | 0 | -0.012512 | 0 | -0.012512 | 0 | 0.15874 | 0 | 0.15874 | 0 | 0.93129 | 15.6401 | 0.93129 | 15.6401
253070-Comm. AC 65k to 134k ER | 0.74567 | 0.29747 | 1.822 | 2291.3968 | 34370.952 | 0 | 0 | -0.012512 | 0 | -0.012512 | 0 | 0.15874 | 0 | 0.15874 | 0 | 0.93129 | 15.6401 | 0.93129 | 15.6401
253070-Comm. AC 65k to 134k ER | 0.74567 | 0.29747 | 1.822 | 2291.3968 | 34370.952 | 0 | 0 | -0.012512 | 0 | -0.012512 | 0 | 0.15874 | 0 | 0.15874 | 0 | 0.93129 | 15.6401 | 0.93129 | 15.6401
253070-Comm. AC 65k to 134k ER | 0.74567 | 0.29747 | 1.822 | 2291.3968 | 34370.952 | 0 | 0 | -0.012512 | 0 | -0.012512 | 0 | 0.15874 | 0 | 0.15874 | 0 | 0.93129 | 15.6401 | 0.93129 | 15.6401
253070-Comm. AC 65k to 134k ER | 0.74567 | 0.29747 | 1.822 | 2291.3968 | 34370.952 | 0 | 0 | -0.012512 | 0 | -0.012512 | 0 | 0.15874 | 0 | 0.15874 | 0 | 0.93129 | 15.6401 | 0.93129 | 15.6401
253061-Comm. AC <65k single phase unitary ER | 0.23754 | 0.094761 | 0.49917 | 729.938 | 10949.07 | 0 | 0 | -0.10358 | 0 | -0.10358 | 0 | 0.11815 | 0 | 0.11815 | 0 | 0.62081 | 3.2971 | 0.62081 | 3.2971
253077-Comm. HP <65k single phase split ER above code | 0.14115 | 0.056311 | 0.20195 | 433.758 | 6506.37 | 0 | 0 | 0.11371 | 0 | 0.11371 | 0 | 0.10771 | 0 | 0.10771 | 0 | 3.0354 | 2.7408 | 3.0354 | 2.7408
253085-Comm. HP <65k three phase unitary ER | 0.21735 | 0.086707 | 0.31496 | 667.894 | 10018.41 | 0 | 0 | -0.17572 | 0 | -0.17572 | 0 | 0.11337 | 0 | 0.11337 | 0 | 0.49111 | 3.0168 | 0.49111 | 3.0168
253078-Comm. HP <65k single phase split ER above code | 0.17247 | 0.068805 | 0.28895 | 529.996 | 7949.94 | 0 | 0 | 0.12892 | 0 | 0.12892 | 0 | 0.12907 | 0 | 0.12907 | 0 | 4.1707 | 4.1861 | 4.1707 | 4.1861
253085-Comm. HP <65k three phase unitary ER | 0.27168 | 0.10838 | 0.3937 | 834.8675 | 12523.0125 | 0 | 0 | -0.17572 | 0 | -0.17572 | 0 | 0.11337 | 0 | 0.11337 | 0 | 0.49111 | 3.0168 | 0.49111 | 3.0168
253063-Comm. AC <65k three phase split w/QI ER | 0.15813 | 0.063084 | 0.33269 | 485.9275 | 7288.9125 | 0 | 0 | -0.079591 | 0 | -0.079591 | 0 | 0.12413 | 0 | 0.12413 | 0 | 0.68058 | 3.7313 | 0.68058 | 3.7313
253063-Comm. AC <65k three phase split w/QI ER | 0.15813 | 0.063084 | 0.33269 | 485.9275 | 7288.9125 | 0 | 0 | -0.079591 | 0 | -0.079591 | 0 | 0.12413 | 0 | 0.12413 | 0 | 0.68058 | 3.7313 | 0.68058 | 3.7313
253007-Residential AC SEER 14 Early Ret. CZ 6, 7 or 8 | 0.85264 | 0.0079843 | 1.2434 | 619.2576 | 9288.8633 | 1.9861 | 29.7916 | -0.04156 | -0.12492 | -0.04156 | -0.12492 | 0.31784 | 0.95536 | 0.31784 | 0.95536 | 0.89345 | 11.3659 | 0.89345 | 11.3659
253007-Residential AC SEER 14 Early Ret. CZ 6, 7 or 8 | 0.51159 | 0.0047906 | 0.74603 | 371.5545 | 5573.3179 | 1.1917 | 17.8749 | -0.04156 | -0.12492 | -0.04156 | -0.12492 | 0.31784 | 0.95536 | 0.31784 | 0.95536 | 0.89345 | 11.3659 | 0.89345 | 11.3659
253007-Residential AC SEER 14 Early Ret. CZ 6, 7 or 8 | 0.85264 | 0.0079843 | 1.2434 | 619.2576 | 9288.8633 | 1.9861 | 29.7916 | -0.04156 | -0.12492 | -0.04156 | -0.12492 | 0.31784 | 0.95536 | 0.31784 | 0.95536 | 0.89345 | 11.3659 | 0.89345 | 11.3659
253009-Residential AC SEER 15 Early Ret. CZ 6, 7 or 8 | 0.80832 | 0.0075692 | 1.04 | 587.0674 | 8806.011 | -3.5692 | -53.5384 | -0.032243 | 1.0475 | -0.032243 | 1.0475 | 0.31715 | 1.0475 | 0.31715 | 1.0475 | 0.89859 | 10.9137 | 0.89859 | 10.9137
253009-Residential AC SEER 15 Early Ret. CZ 6, 7 or 8 | 0.80832 | 0.0075692 | 1.04 | 587.0674 | 8806.011 | -3.5692 | -53.5384 | -0.032243 | 1.0475 | -0.032243 | 1.0475 | 0.31715 | 1.0475 | 0.31715 | 1.0475 | 0.89859 | 10.9137 | 0.89859 | 10.9137

## Output
Program Summary |  | Nominal | Present Value | [5 empty] | Avoided Cost Version
Proposer Name |  | 0 | [6 empty] | 2010-05-04
Program Name |  | 0 | [6 empty] | 2010-05-04
Total Program Budget ($) |  | 184512.5702 | 169794.2543 | [5 empty] | Base Year
2009
Net Participant Cost ($) |  | 762400.5571 | 701584.9054 | [5 empty] | SDG&E 09-11 4g3.xls
Program Impacts | [9 empty] | Program Impacts (Gross)
| Annual Net kWh | Lifecycle Net kWh | Annual Net Therms | Lifecycle Net Therms | Net Jul-Sept Pk (kW) | Net Dec-Feb Pk (kW) | Net CEC (kW) | User Entered kW |  |  | Annual Gross kWh | Lifecycle Gross kWh | Annual Gross Therms | Lifecycle Gross Therms | User Entered kW
2009-2011 | 457065.6421 | 6630675.8198 | -8.9998 | 7.616 | 382.6563 | 31.7488 | 0 | 471.6901 |  | 2009-2011 | 715600.1354 | 10444447.0164 | -7.4289 | 71.403 | 711.5361
2012-2015 | 0 | 0 | 0 | 0 | 0 | 0 | 0 | 0 |  | 2012-2015 | 0 | 0 | 0 | 0 | 0
2016-2019 | 0 | 0 | 0 | 0 | 0 | 0 | 0 | 0 |  | 2016-2019 | 0 | 0 | 0 | 0 | 0
Cost Effectiveness (Lifecycle Present Value Dollars)
|  | Benefits |  |  | Benefit - Cost
| Cost | Electric | Gas | Incentives | NPV | B/C Ratio | Notes
Program TRC ($) | 871379.1598 | 935754.2814 | -15.1811 | NA | 64359.9405 | 1.0739 | *1
Program PAC ($) | 169794.2543 | 935754.2814 | -15.1811 | NA | 765944.846 | 5.511 | *1,2
Program RIM ($) | 169794.2543 | 935754.2814 | -15.1811 | NA | 765944.846 | 5.511 | *1
*1 B/C Ratio is an approximation because any supply cost increases are treated as negative benefits rather than as a cost as in the Standard Practice Manual
*2 PAC benefits include environmental costs. This is to be consistent with the TRC benefits, but is not strictly consistent with the Standard Practice Manual.
Levelized Cost and Benefit (All Measures Installed through 2019)
| Discounted Savings |  |  |  | Benefit - Cost
| kWh | Therms | Cost | Benefits | NPV
TRC ($/kWh ) | 3729770.887 |  | 0.23237 | 0.25089 | 0.018518
PAC ($/kWh) | 3729770.887 |  | 0.045167 | 0.25089 | 0.20572
RIM ($/kWh) | 3729770.887 |  | 0.045525 | 0.25089 | 0.20536
TRC ($/therm) |  | -24.822 | -69.4281 | 0.6116 | 70.0397
PAC ($/therm) |  | -24.822 | -7.6094 | 0.6116 | 8.221
RIM ($/therm) |  | -24.822 | 0.11098 | 0.6116 | 0.50062
Emissions Reductions | [9 empty] | Emissions Reductions (Gross)
| Electric Reductions |  |  | Gas Reductions | [6 empty] | Electric Reductions |  |  | Gas Reductions
Annual Reductions | CO2 (tons) | NOX (lbs) | PM-10 (lbs) | CO2 (tons) | NOX (lbs) |  |  |  |  | Annual Reductions | CO2 (tons) | NOX (lbs) | PM-10 (lbs) | CO2 (tons) | NOX (lbs)
2009 | 264.1562 | 72.0094 | 33.8573 | -0.052649 | -0.082798 | * annual reductions are the units |  |  |  | 2009 | 413.3547 | 112.6345 | 52.9862 | -0.043459 | -0.068346 | * annual reductions are the units
2010 | 0 | 0 | 0 | 0 | 0 | implemented in the year, times |  |  |  | 2010 | 0 | 0 | 0 | 0 | 0 | implemented in the year, times
2011 | 0 | 0 | 0 | 0 | 0 | the annual emission reduction |  |  |  | 2011 | 0 | 0 | 0 | 0 | 0 | the annual emission reduction
2012 | 0 | 0 | 0 | 0 | 0 | for the measure. |  |  |  | 2012 | 0 | 0 | 0 | 0 | 0 | for the measure.
2013 | 0 | 0 | 0 | 0 | 0 |  |  |  |  | 2013 | 0 | 0 | 0 | 0 | 0
2014 | 0 | 0 | 0 | 0 | 0 |  |  |  |  | 2014 | 0 | 0 | 0 | 0 | 0
2015 | 0 | 0 | 0 | 0 | 0 |  |  |  |  | 2015 | 0 | 0 | 0 | 0 | 0
2016 | 0 | 0 | 0 | 0 | 0 |  |  |  |  | 2016 | 0 | 0 | 0 | 0 | 0
2017 | 0 | 0 | 0 | 0 | 0 |  |  |  |  | 2017 | 0 | 0 | 0 | 0 | 0
2018 | 0 | 0 | 0 | 0 | 0 |  |  |  |  | 2018 | 0 | 0 | 0 | 0 | 0
2019 | 0 | 0 | 0 | 0 | 0 |  |  |  |  | 2019 | 0 | 0 | 0 | 0 | 0
Total Annual | 264.1562 | 72.0094 | 33.8573 | -0.052649 | -0.082798 |  |  |  |  | Total Annual | 413.3547 | 112.6345 | 52.9862 | -0.043459 | -0.068346
Lifecycle Reductions | [9 empty] | Lifecycle Reductions
2009 | 3831.2686 | 1044.227 | 491.0825 | 0.044553 | 0.070067 |  |  |  |  | 2009 | 6031.8745 | 1643.3652 | 773.2321 | 0.41771 | 0.65691
2010 | 0 | 0 | 0 | 0 | 0 |  |  |  |  | 2010 | 0 | 0 | 0 | 0 | 0
2011 | 0 | 0 | 0 | 0 | 0 |  |  |  |  | 2011 | 0 | 0 | 0 | 0 | 0
2012 | 0 | 0 | 0 | 0 | 0 |  |  |  |  | 2012 | 0 | 0 | 0 | 0 | 0
2013 | 0 | 0 | 0 | 0 | 0 |  |  |  |  | 2013 | 0 | 0 | 0 | 0 | 0
2014 | 0 | 0 | 0 | 0 | 0 |  |  |  |  | 2014 | 0 | 0 | 0 | 0 | 0
2015 | 0 | 0 | 0 | 0 | 0 |  |  |  |  | 2015 | 0 | 0 | 0 | 0 | 0
2016 | 0 | 0 | 0 | 0 | 0 |  |  |  |  | 2016 | 0 | 0 | 0 | 0 | 0
2017 | 0 | 0 | 0 | 0 | 0 |  |  |  |  | 2017 | 0 | 0 | 0 | 0 | 0
2018 | 0 | 0 | 0 | 0 | 0 |  |  |  |  | 2018 | 0 | 0 | 0 | 0 | 0
2019 | 0 | 0 | 0 | 0 | 0 |  |  |  |  | 2019 | 0 | 0 | 0 | 0 | 0
Total Lifecycle | 3831.2686 | 1044.227 | 491.0825 | 0.044553 | 0.070067 |  |  |  |  | Total Lifecycle | 6031.8745 | 1643.3652 | 773.2321 | 0.41771 | 0.65691
Reductions based on total annual installations | [9 empty] | Reductions based on total annual installations (Gross)
| Annual Net kWh | Lifecycle Net kWh | Annual Net Therms | Lifecycle Net Therms | Net July-Sept Peak (kW) | Net Dec-Feb (kW) |  | User Entered kW | Net Annual NCP (kW) |  | Annual Gross kWh | Lifecycle Gross kWh | Annual Gross Therms | Lifecycle Gross Therms | User Entered kW
2009 | 457065.6421 | 6630675.8198 | -8.9998 | 7.616 | 382.6563 | 31.7488 |  | 471.6901 | 0 | 2009 | 715600.1354 | 10444447.0164 | -7.4289 | 71.403 | 711.5361
2010 | 0 | 0 | 0 | 0 | 0 | 0 |  | 0 | 701.0909 | 2010 | 0 | 0 | 0 | 0 | 0
2011 | 0 | 0 | 0 | 0 | 0 | 0 |  | 0 | 0 | 2011 | 0 | 0 | 0 | 0 | 0
2012 | 0 | 0 | 0 | 0 | 0 | 0 |  | 0 | 0 | 2012 | 0 | 0 | 0 | 0 | 0
2013 | 0 | 0 | 0 | 0 | 0 | 0 |  | 0 | 0 | 2013 | 0 | 0 | 0 | 0 | 0
2014 | 0 | 0 | 0 | 0 | 0 | 0 |  | 0 | 0 | 2014 | 0 | 0 | 0 | 0 | 0
2015 | 0 | 0 | 0 | 0 | 0 | 0 |  | 0 | 0 | 2015 | 0 | 0 | 0 | 0 | 0
2016 | 0 | 0 | 0 | 0 | 0 | 0 |  | 0 | 0 | 2016 | 0 | 0 | 0 | 0 | 0
2017 | 0 | 0 | 0 | 0 | 0 | 0 |  | 0 | 0 | 2017 | 0 | 0 | 0 | 0 | 0
2018 | 0 | 0 | 0 | 0 | 0 | 0 |  | 0 | 0 | 2018 | 0 | 0 | 0 | 0 | 0
2019 | 0 | 0 | 0 | 0 | 0 | 0 |  | 0 | 0 | 2019 | 0 | 0 | 0 | 0 | 0
Total | 457065.6421 | 6630675.8198 | -8.9998 | 7.616 | 382.6563 | 31.7488 |  | 471.6901 | 701.0909 | Total | 715600.1354 | 10444447.0164 | -7.4289 | 71.403 | 711.5361
Net Impacts by Sector (All Measures Installed through 2019)
| Annual Net kWh | Lifecycle Net kWh | Annual Net Therms | Lifecycle Net Therms | Net July-Sept Peak (kW) | Net Dec-Feb (kW) |  | User Entered kW | TRC Lifecycle Net Benefits* ($)
Total | 457065.6421 | 6630675.8198 | -8.9998 | 7.616 | 382.6563 | 31.7488 |  | 471.6901 | 64359.9405
RES | 0 | 0 | 0 | 0 | 0 | 0 |  | 0 | 0
NON_RES | 0 | 0 | 0 | 0 | 0 | 0 |  | 0 | 0
Residential | 219679.9351 | 3074651.0821 | -8.9998 | 7.616 | 302.4726 | 2.8324 |  | 318.4639 | 170186.764
Commercial | 237385.707 | 3556024.7377 | 0 | 0 | 80.1837 | 28.9164 |  | 153.2262 | -105826.8235
Industrial | 0 | 0 | 0 | 0 | 0 | 0 |  | 0 | 0
Agricultural | 0 | 0 | 0 | 0 | 0 | 0 |  | 0 | 0
Not Used | 0 | 0 | 0 | 0 | 0 | 0 |  | 0 | 0
0 | 0 | 0 | 0 | 0 | 0 | 0 |  | 0 | 0
0 | 0 | 0 | 0 | 0 | 0 | 0 |  | 0 | 0
0 | 0 | 0 | 0 | 0 | 0 | 0 |  | 0 | 0
0 | 0 | 0 | 0 | 0 | 0 | 0 |  | 0 | 0
0 | 0 | 0 | 0 | 0 | 0 | 0 |  | 0 | 0
0 |  |  | 0 |  |  |  |  | 0 | 0
0 |  |  | 0 |  |  |  |  | 0 | 0
0 |  |  | 0 |  |  |  |  | 0 | 0
0 |  |  | 0 |  |  |  |  | 0 | 0
0 |  |  | 0 |  |  |  |  | 0 | 0
0 |  |  | 0 |  |  |  |  | 0 | 0
0 |  |  | 0 |  |  |  |  | 0 | 0
0 |  |  | 0 |  |  |  |  | 0 | 0
0 |  |  | 0 |  |  |  |  | 0 | 0
0 |  |  | 0 |  |  |  |  | 0 | 0
0 |  |  | 0 |  |  |  |  | 0 | 0
Other and unspecified | -2.2701e-09 | 1.4901e-08 | 0 | 0 | 0 | -3.908e-14 | 0 | 0 | -6.7666e-10
* Include program-level and admin costs allocated based to total gas and electric programs at the measure level.
Net Impacts by CPUC End Use Categories (All Measures Installed through 2019)
| Annual Net kWh | Lifecycle Net kWh | Annual Net Therms | Lifecycle Net Therms | Net July-Sept Peak (kW) | Net Dec-Feb Pk (kW) |  | User Entered kW | TRC Lifecycle Net Benefits* ($)
Total | 457065.6421 | 6630675.8198 | -8.9998 | 7.616 | 382.6563 | 31.7488 |  | 471.6901 | 64359.9405
Clothes Dryer | 0 | 0 | 0 | 0 | 0 | 0 |  | 0 | 0
Clothes Washer | 0 | 0 | 0 | 0 | 0 | 0 |  | 0 | 0
Consumer Electronics | 0 | 0 | 0 | 0 | 0 | 0 |  | 0 | 0
Cooking | 0 | 0 | 0 | 0 | 0 | 0 |  | 0 | 0
Dishwasher | 0 | 0 | 0 | 0 | 0 | 0 |  | 0 | 0
Other Appliance | 0 | 0 | 0 | 0 | 0 | 0 |  | 0 | 0
Office Equipment | 0 | 0 | 0 | 0 | 0 | 0 |  | 0 | 0
Building shell | 0 | 0 | 0 | 0 | 0 | 0 |  | 0 | 0
Space Cooling | 454875.9341 | 6597830.1995 | -8.9998 | 7.616 | 382.3698 | 31.4875 |  | 470.9137 | 63603.2988
Space Heating | 0 | 0 | 0 | 0 | 0 | 0 |  | 0 | 0
Ventilation | 2189.708 | 32845.6203 | 0 | 0 | 0.28652 | 0.26125 |  | 0.77642 | 756.6417
Interior Lighting | 0 | 0 | 0 | 0 | 0 | 0 |  | 0 | 0
Exterior Lighting | 0 | 0 | 0 | 0 | 0 | 0 |  | 0 | 0
Daylighting | 0 | 0 | 0 | 0 | 0 | 0 |  | 0 | 0
Motors | 0 | 0 | 0 | 0 | 0 | 0 |  | 0 | 0
Process | 0 | 0 | 0 | 0 | 0 | 0 |  | 0 | 0
Compressed Air | 0 | 0 | 0 | 0 | 0 | 0 |  | 0 | 0
Food Processor | 0 | 0 | 0 | 0 | 0 | 0 |  | 0 | 0
Refrigeration | 0 | 0 | 0 | 0 | 0 | 0 |  | 0 | 0
Freezers | 0 | 0 | 0 | 0 | 0 | 0 |  | 0 | 0
Pumps | 0 | 0 | 0 | 0 | 0 | 0 |  | 0 | 0
Pool Pump | 0 | 0 | 0 | 0 | 0 | 0 |  | 0 | 0
Domestic Hot Water | 0 | 0 | 0 | 0 | 0 | 0 |  | 0 | 0
Water Heating | 0 | 0 | 0 | 0 | 0 | 0 |  | 0 | 0
Other and unspecified | 0 | 0 | 0 | 0 | 0 | 0 | 0 | 0 | 0
* Include program-level and admin costs allocated based to total gas and electric programs at the measure level.
Net Impacts by Climate Zone (All Measures Installed through 2016)
| Annual Net kWh | Lifecycle Net kWh | Annual Net Therms | Lifecycle Net Therms | Net July-Sept Peak (kW) | Net dec-Feb Pk (kW) |  | User Entered kW | TRC Lifecycle Net Benefits* ($)
Total | 457065.6421 | 6630675.8198 | -8.9998 | 7.616 | 382.6563 | 31.7488 |  | 471.6901 | 64359.9405
7 | 0 | 0 | 0 | 0 | 0 | 0 |  | 0 | 0
10 | 0 | 0 | 0 | 0 | 0 | 0 |  | 0 | 0
14 | 0 | 0 | 0 | 0 | 0 | 0 |  | 0 | 0
15 | 0 | 0 | 0 | 0 | 0 | 0 |  | 0 | 0
System | 457065.6421 | 6630675.8198 | -8.9998 | 7.616 | 382.6563 | 31.7488 |  | 471.6901 | 64359.9405
0 | 0 | 0 | 0 | 0 | 0 | 0 |  | 0
0 | 0 | 0 | 0 | 0 | 0 | 0 |  | 0
0 | 0 | 0 | 0 | 0 | 0 | 0 |  | 0
0 | 0 | 0 | 0 | 0 | 0 | 0 |  | 0
0 | 0 | 0 | 0 | 0 | 0 | 0 |  | 0
0 | 0 | 0 | 0 | 0 | 0 | 0 |  | 0
* Include program-level and admin costs allocated based to total gas and electric programs at the measure level.
Persistent reductions in the summer (3rd Qtr) or winter (4th Qtr) of each year
| Net Juy-Sept Peak (kW) | Net Annual Dec-Feb (kW)
2009 | 0 | 31.7488
2010 | 382.6563 | 31.7488
2011 | 382.6563 | 31.7488
2012 | 382.6563 | 31.7488
2013 | 382.6563 | 31.7488
2014 | 382.6563 | 31.7488
2015 | 382.6563 | 31.7488
2016 | 382.6563 | 31.7488
2017 | 382.6563 | 31.7488
2018 | 382.6563 | 31.7488
2019 | 382.6563 | 31.0565
2020 | 321.6129 | 31.0565
Monthly Impacts
First Year for Impact Table: | 2009
| Quarter | Monthly Five Hour Avg or TOU Peak | Net Monthly NCP (kW) |  | Monthly Net kWh | Monthly Net Therms
2009-01-01 | 1 | 0 | 0 |  | 0 | 0
2009-02-01 | 1 | 0 | 0 |  | 0 | 0
2009-03-01 | 1 | 0 | 0 |  | 0 | 0
2009-04-01 | 2 | 0 | 0 |  | 0 | 0
2009-05-01 | 2 | 0 | 0 |  | 0 | 0
2009-06-01 | 2 | 0 | 0 |  | 0 | 0
2009-07-01 | 3 | 0 | 0 |  | 0 | 0
2009-08-01 | 3 | 0 | 0 |  | 0 | 0
2009-09-01 | 3 | 0 | 0 |  | 0 | 0
2009-10-01 | 4 | 0 | 0 |  | 0 | 0
2009-11-01 | 4 | 0 | 0 |  | 0 | 0
2009-12-01 | 4 | 0 | 0 |  | 0 | 0
2010-01-01 | 5 | 31.7488 | 33.1424 |  | 17751.001 | -1.5
2010-02-01 | 5 | 31.7488 | 33.1424 |  | 17751.001 | -1.5
2010-03-01 | 5 | 31.7488 | 33.1424 |  | 17751.001 | -1.5
2010-04-01 | 6 | 31.7488 | 33.1424 |  | 17751.001 | 0
2010-05-01 | 6 | 382.6563 | 701.0909 |  | 66561.7271 | 0
2010-06-01 | 6 | 382.6563 | 701.0909 |  | 66561.7271 | 0
2010-07-01 | 7 | 382.6563 | 701.0909 |  | 66561.7271 | 0
2010-08-01 | 7 | 382.6563 | 701.0909 |  | 66561.7271 | 0
2010-09-01 | 7 | 382.6563 | 701.0909 |  | 66561.7271 | 0
2010-10-01 | 8 | 31.7488 | 33.1424 |  | 17751.001 | -1.5
2010-11-01 | 8 | 31.7488 | 33.1424 |  | 17751.001 | -1.5
2010-12-01 | 8 | 31.7488 | 33.1424 |  | 17751.001 | -1.5
2011-01-01 | 9 | 31.7488 | 33.1424 |  | 17751.001 | -1.5
2011-02-01 | 9 | 31.7488 | 33.1424 |  | 17751.001 | -1.5
2011-03-01 | 9 | 31.7488 | 33.1424 |  | 17751.001 | -1.5
2011-04-01 | 10 | 31.7488 | 33.1424 |  | 17751.001 | 0
2011-05-01 | 10 | 382.6563 | 701.0909 |  | 66561.7271 | 0
2011-06-01 | 10 | 382.6563 | 701.0909 |  | 66561.7271 | 0
2011-07-01 | 11 | 382.6563 | 701.0909 |  | 66561.7271 | 0
2011-08-01 | 11 | 382.6563 | 701.0909 |  | 66561.7271 | 0
2011-09-01 | 11 | 382.6563 | 701.0909 |  | 66561.7271 | 0
2011-10-01 | 12 | 31.7488 | 33.1424 |  | 17751.001 | -1.5
2011-11-01 | 12 | 31.7488 | 33.1424 |  | 17751.001 | -1.5
2011-12-01 | 12 | 31.7488 | 33.1424 |  | 17751.001 | -1.5
2012-01-01 | 13 | 31.7488 | 33.1424 |  | 17751.001 | -1.5
2012-02-01 | 13 | 31.7488 | 33.1424 |  | 17751.001 | -1.5
2012-03-01 | 13 | 31.7488 | 33.1424 |  | 17751.001 | -1.5
2012-04-01 | 14 | 31.7488 | 33.1424 |  | 17751.001 | 0
2012-05-01 | 14 | 382.6563 | 701.0909 |  | 66561.7271 | 0
2012-06-01 | 14 | 382.6563 | 701.0909 |  | 66561.7271 | 0
2012-07-01 | 15 | 382.6563 | 701.0909 |  | 66561.7271 | 0
2012-08-01 | 15 | 382.6563 | 701.0909 |  | 66561.7271 | 0
2012-09-01 | 15 | 382.6563 | 701.0909 |  | 66561.7271 | 0
2012-10-01 | 16 | 31.7488 | 33.1424 |  | 17751.001 | -1.5
2012-11-01 | 16 | 31.7488 | 33.1424 |  | 17751.001 | -1.5
2012-12-01 | 16 | 31.7488 | 33.1424 |  | 17751.001 | -1.5
2013-01-01 | 17 | 31.7488 | 33.1424 |  | 17751.001 | -1.5
2013-02-01 | 17 | 31.7488 | 33.1424 |  | 17751.001 | -1.5
2013-03-01 | 17 | 31.7488 | 33.1424 |  | 17751.001 | -1.5
2013-04-01 | 18 | 31.7488 | 33.1424 |  | 17751.001 | 0
2013-05-01 | 18 | 382.6563 | 701.0909 |  | 66561.7271 | 0
2013-06-01 | 18 | 382.6563 | 701.0909 |  | 66561.7271 | 0
2013-07-01 | 19 | 382.6563 | 701.0909 |  | 66561.7271 | 0
2013-08-01 | 19 | 382.6563 | 701.0909 |  | 66561.7271 | 0
2013-09-01 | 19 | 382.6563 | 701.0909 |  | 66561.7271 | 0
2013-10-01 | 20 | 31.7488 | 33.1424 |  | 17751.001 | -1.5
2013-11-01 | 20 | 31.7488 | 33.1424 |  | 17751.001 | -1.5
2013-12-01 | 20 | 31.7488 | 33.1424 |  | 17751.001 | -1.5
2014-01-01 | 21 | 31.7488 | 33.1424 |  | 17751.001 | -1.5
2014-02-01 | 21 | 31.7488 | 33.1424 |  | 17751.001 | -1.5
2014-03-01 | 21 | 31.7488 | 33.1424 |  | 17751.001 | -1.5
2014-04-01 | 22 | 31.7488 | 33.1424 |  | 17751.001 | 0
2014-05-01 | 22 | 382.6563 | 701.0909 |  | 66561.7271 | 0
2014-06-01 | 22 | 382.6563 | 701.0909 |  | 66561.7271 | 0
2014-07-01 | 23 | 382.6563 | 701.0909 |  | 66561.7271 | 0
2014-08-01 | 23 | 382.6563 | 701.0909 |  | 66561.7271 | 0
2014-09-01 | 23 | 382.6563 | 701.0909 |  | 66561.7271 | 0
2014-10-01 | 24 | 31.7488 | 33.1424 |  | 17751.001 | -1.5
2014-11-01 | 24 | 31.7488 | 33.1424 |  | 17751.001 | -1.5
2014-12-01 | 24 | 31.7488 | 33.1424 |  | 17751.001 | -1.5
2015-01-01 | 25 | 31.7488 | 33.1424 |  | 17751.001 | -1.5
2015-02-01 | 25 | 31.7488 | 33.1424 |  | 17751.001 | -1.5
2015-03-01 | 25 | 31.7488 | 33.1424 |  | 17751.001 | -1.5
2015-04-01 | 26 | 31.7488 | 33.1424 |  | 17751.001 | 0
2015-05-01 | 26 | 382.6563 | 701.0909 |  | 66561.7271 | 0
2015-06-01 | 26 | 382.6563 | 701.0909 |  | 66561.7271 | 0
2015-07-01 | 27 | 382.6563 | 701.0909 |  | 66561.7271 | 0
2015-08-01 | 27 | 382.6563 | 701.0909 |  | 66561.7271 | 0
2015-09-01 | 27 | 382.6563 | 701.0909 |  | 66561.7271 | 0
2015-10-01 | 28 | 31.7488 | 33.1424 |  | 17751.001 | -1.5
2015-11-01 | 28 | 31.7488 | 33.1424 |  | 17751.001 | -1.5
2015-12-01 | 28 | 31.7488 | 33.1424 |  | 17751.001 | -1.5
2016-01-01 | 29 | 31.7488 | 33.1424 |  | 17751.001 | -1.5
2016-02-01 | 29 | 31.7488 | 33.1424 |  | 17751.001 | -1.5
2016-03-01 | 29 | 31.7488 | 33.1424 |  | 17751.001 | -1.5
2016-04-01 | 30 | 31.7488 | 33.1424 |  | 17751.001 | 0
2016-05-01 | 30 | 382.6563 | 701.0909 |  | 66561.7271 | 0
2016-06-01 | 30 | 382.6563 | 701.0909 |  | 66561.7271 | 0
2016-07-01 | 31 | 382.6563 | 701.0909 |  | 66561.7271 | 0
2016-08-01 | 31 | 382.6563 | 701.0909 |  | 66561.7271 | 0
2016-09-01 | 31 | 382.6563 | 701.0909 |  | 66561.7271 | 0
2016-10-01 | 32 | 31.7488 | 33.1424 |  | 17751.001 | -1.5
2016-11-01 | 32 | 31.7488 | 33.1424 |  | 17751.001 | -1.5
2016-12-01 | 32 | 31.7488 | 33.1424 |  | 17751.001 | -1.5
2017-01-01 | 33 | 31.7488 | 33.1424 |  | 17751.001 | -1.5
2017-02-01 | 33 | 31.7488 | 33.1424 |  | 17751.001 | -1.5
2017-03-01 | 33 | 31.7488 | 33.1424 |  | 17751.001 | -1.5
2017-04-01 | 34 | 31.7488 | 33.1424 |  | 17751.001 | 0
2017-05-01 | 34 | 382.6563 | 701.0909 |  | 66561.7271 | 0
2017-06-01 | 34 | 382.6563 | 701.0909 |  | 66561.7271 | 0
2017-07-01 | 35 | 382.6563 | 701.0909 |  | 66561.7271 | 0
2017-08-01 | 35 | 382.6563 | 701.0909 |  | 66561.7271 | 0
2017-09-01 | 35 | 382.6563 | 701.0909 |  | 66561.7271 | 0
2017-10-01 | 36 | 31.7488 | 33.1424 |  | 17751.001 | -1.5
2017-11-01 | 36 | 31.7488 | 33.1424 |  | 17751.001 | -1.5
2017-12-01 | 36 | 31.7488 | 33.1424 |  | 17751.001 | -1.5
2018-01-01 | 37 | 31.7488 | 33.1424 |  | 17751.001 | -1.5
2018-02-01 | 37 | 31.7488 | 33.1424 |  | 17751.001 | -1.5
2018-03-01 | 37 | 31.7488 | 33.1424 |  | 17751.001 | -1.5
2018-04-01 | 38 | 31.7488 | 33.1424 |  | 17751.001 | 0
2018-05-01 | 38 | 382.6563 | 701.0909 |  | 66561.7271 | 0
2018-06-01 | 38 | 382.6563 | 701.0909 |  | 66561.7271 | 0
2018-07-01 | 39 | 382.6563 | 701.0909 |  | 66561.7271 | 0
2018-08-01 | 39 | 382.6563 | 701.0909 |  | 66561.7271 | 0
2018-09-01 | 39 | 382.6563 | 701.0909 |  | 66561.7271 | 0
2018-10-01 | 40 | 31.7488 | 33.1424 |  | 17751.001 | -1.5
2018-11-01 | 40 | 31.7488 | 33.1424 |  | 17751.001 | -1.5
2018-12-01 | 40 | 31.7488 | 33.1424 |  | 17751.001 | -1.5
2019-01-01 | 41 | 31.7488 | 33.1424 |  | 17751.001 | -1.5
2019-02-01 | 41 | 31.7488 | 33.1424 |  | 17751.001 | -1.5
2019-03-01 | 41 | 31.7488 | 33.1424 |  | 17751.001 | -1.5
2019-04-01 | 42 | 31.7488 | 33.1424 |  | 17751.001 | 0
2019-05-01 | 42 | 382.6563 | 701.0909 |  | 66561.7271 | 0
2019-06-01 | 42 | 382.6563 | 701.0909 |  | 66561.7271 | 0
2019-07-01 | 43 | 382.6563 | 701.0909 |  | 66561.7271 | 0
2019-08-01 | 43 | 382.6563 | 701.0909 |  | 66561.7271 | 0
2019-09-01 | 43 | 382.6563 | 701.0909 |  | 66561.7271 | 0
2019-10-01 | 44 | 31.7488 | 33.1424 |  | 17751.001 | -1.5
2019-11-01 | 44 | 31.7488 | 33.1424 |  | 17751.001 | -1.5
2019-12-01 | 44 | 31.7488 | 33.1424 |  | 17751.001 | -1.5

## Input
| SDG&E 09-11 4g3.xls |  |  |  | Program Budget ($) |  |  | NPV Factor for lump-sum admin costs: | 100%
a. Administrative Costs
| Proposer General Information |  |  |  | a.i. Overhead and G&A |  | d. Incentives and Rebates ($) | Nominal | NPV
| Proposer Name |  |  |  | a.ii. Other Admin costs |  | d.i. User Input Incentive |  | 0 | Note: User Input Incentives are treated like Admin costs and are NOT adjusted by the net to gross ratio in the TRC test.
| Program Name |  |  |  | b. Marketing/Outreach |  | d.ii. Rebate | 0 | 0
| Service Territory |  | SDG&E |  | c. Direct Implementation (non incentive) |  | d.iii. Direct Install Labor | 0 | 0
| First Year of Program Implementation |  |  | 2009 | c.i. Activity |  | d.iv. Direct Install Materials | 0 | 0
| Contact Information |  |  |  | c.ii. Installation |  | d.v. Upstream payments | 184512.5702 | 169794.2543
| Name |  |  |  | c.iii. Hardware & Materials |  | Subtotal Direct Install | 184512.5702 | 169794.2543
| Address |  |  |  | c.iv. Rebate Processing and Inspection | [41 empty] | Formulas for spreading annual installations to quarters
| ZIP code |  |  |  | d. Total Incentives and Rebates | 184512.5702 | [40 empty] | 0 | 0 | 0 | 0 | 0 | 0 | 0 | 0 | 0 | 0 | 0 | 0 | 0 | 0 | 0 | 0 | 0 | 0 | 0 | 0 | 0 | 0 | 0 | 0 | 0 | 0 | 0 | 0 | 0 | 0 | 0 | 0 | 0 | 0 | 0 | 0 | 0 | 0 | 0 | 0 | 0 | 0 | 0 | 0
| Telephone |  |  |  | e. EM&V |  | f. Costs recovered from other sources |  | 0
| Email |  |  |  | Total | 184512.5702 | Program Budget w/ Other Costs (a to f) | 184512.5702 | 169794.2543
Quarterly Installation Schedule
| Program Inputs | [10 empty] | Transfer | Admin | Admin | Admin | Participant | [8 empty] | Placeholders, not currently used | [10 empty] | Annual Installation Schedule | [10 empty] | 2009 |  |  |  | 2010 |  |  |  | 2011 |  |  |  | 2012 |  |  |  | 2013 |  |  |  | 2014 |  |  |  | 2015 |  |  |  | 2016 |  |  |  | 2017 |  |  |  | 2018 |  |  |  | 2019
| Measure Name | DEER RunID | Climate Zone | Target sector | Measure Electric End Use Shape | CZ, Sector, Measure combination found? | Measure Type (To Look up Measure Life) | Program Type (To look up Net-to-gross Ratio) | Unit Definition (e.g. homes) | Program Type (NEW/ROB or Early Repl(RET)) | Gross Measure Cost ($/unit) | Rebate to end use customer or its assignee ($/unit) | Incentives to entities other than the end use customer or its assignee($/unit) | Direct Install Labor ($/unit) | Direct Install Material ($/unit) | Participant cost ($/unit) | Gross Unit Annual Electricity Savings (kwh/unit) | Electric Rate Schedule | Demand Scaler | User Entered kW Savings per unit (kW/unit) | Gross Unit Annual Gas Savings (therm/unit) | Gas Sector | Gas Rate Schedule | Gas Savings Profile | Avg remaining life on replaced units (yrs) | Early retrofit incremental kWh savings (kWh/unit) | Early retrofit incremental kW savings (kW/unit) | Early retrofit incremental Th savings (Th/unit) | Combustion Type | Effective Useful Life (years) | Net-to-Gross Ratio | Net-to-Gross Ratio - kW | Net-to-Gross Ratio - Therms | Net-to-Gross Ratio - Costs | % Eligible for TOU AC adjustment | 2009 | 2010 | 2011 | 2012 | 2013 | 2014 | 2015 | 2016 | 2017 | 2018 | 2019 | Qtr 1 | Qtr 2 | Qtr 3 | Qtr 4 | Qtr 1 | Qtr 2 | Qtr 3 | Qtr 4 | Qtr 1 | Qtr 2 | Qtr 3 | Qtr 4 | Qtr 1 | Qtr 2 | Qtr 3 | Qtr 4 | Qtr 1 | Qtr 2 | Qtr 3 | Qtr 4 | Qtr 1 | Qtr 2 | Qtr 3 | Qtr 4 | Qtr 1 | Qtr 2 | Qtr 3 | Qtr 4 | Qtr 1 | Qtr 2 | Qtr 3 | Qtr 4 | Qtr 1 | Qtr 2 | Qtr 3 | Qtr 4 | Qtr 1 | Qtr 2 | Qtr 3 | Qtr 4 | Qtr 1 | Qtr 2 | Qtr 3 | Qtr 4 | Total Number of Units | Comments
0 | 253007-Residential AC SEER 14 Early Ret. CZ 6, 7 or 8 |  | System | Residential | 26-SFM-ResidentialSingleFamily-SP_COOL | 0 |  |  |  |  | 642.1695 | 0 | 34.7222 | 0 | 0 | 607.4473 | 184.853 |  | kWh | 0.37116 | 0.59287 | Residential |  | Winter Only | [5 empty] | 15 | 0.67 |  |  |  | 1 | 3 | 0 | 0 | 0 | 0 | 0 | 0 | 0 | 0 | 0 | 0 | 2009 Qtr 1: 0; 2009 Qtr 2: 0; 2009 Qtr 3: 0; 2009 Qtr 4: 3; 2010 Qtr 1: 0; 2010 Qtr 2: 0; 2010 Qtr 3: 0; 2010 Qtr 4: 0; 2011 Qtr 1: 0; 2011 Qtr 2: 0; 2011 Qtr 3: 0; 2011 Qtr 4: 0 | 3
0 | 253005-Residential AC SEER 13 Early Ret. CZ 6, 7 or 8 |  | System | Residential | 26-SFM-ResidentialSingleFamily-SP_COOL | 0 |  |  |  |  | 549.5508 | 0 | 30 | 0 | 0 | 519.5508 | 169.092 |  | kWh | 0.32706 | 0.20484 | Residential |  | Winter Only | [5 empty] | 15 | 0.67 |  |  |  | 1 | 5 | 0 | 0 | 0 | 0 | 0 | 0 | 0 | 0 | 0 | 0 | 2009 Qtr 1: 0; 2009 Qtr 2: 0; 2009 Qtr 3: 0; 2009 Qtr 4: 5; 2010 Qtr 1: 0; 2010 Qtr 2: 0; 2010 Qtr 3: 0; 2010 Qtr 4: 0; 2011 Qtr 1: 0; 2011 Qtr 2: 0; 2011 Qtr 3: 0; 2011 Qtr 4: 0 | 5
0 | 253005-Residential AC SEER 13 Early Ret. CZ 6, 7 or 8 |  | System | Residential | 26-SFM-ResidentialSingleFamily-SP_COOL | 0 |  |  |  |  | 549.5508 | 0 | 30 | 0 | 0 | 519.5508 | 169.092 |  | kWh | 0.32706 | 0.20484 | Residential |  | Winter Only | [5 empty] | 15 | 0.67 |  |  |  | 1 | 4 | 0 | 0 | 0 | 0 | 0 | 0 | 0 | 0 | 0 | 0 | 2009 Qtr 1: 0; 2009 Qtr 2: 0; 2009 Qtr 3: 0; 2009 Qtr 4: 4; 2010 Qtr 1: 0; 2010 Qtr 2: 0; 2010 Qtr 3: 0; 2010 Qtr 4: 0; 2011 Qtr 1: 0; 2011 Qtr 2: 0; 2011 Qtr 3: 0; 2011 Qtr 4: 0 | 4
0 | 253005-Residential AC SEER 13 Early Ret. CZ 6, 7 or 8 |  | System | Residential | 26-SFM-ResidentialSingleFamily-SP_COOL | 0 |  |  |  |  | 549.5508 | 0 | 35 | 0 | 0 | 514.5508 | 169.092 |  | kWh | 0.32706 | 0.20484 | Residential |  | Winter Only | [5 empty] | 15 | 0.67 |  |  |  | 1 | 3 | 0 | 0 | 0 | 0 | 0 | 0 | 0 | 0 | 0 | 0 | 2009 Qtr 1: 0; 2009 Qtr 2: 0; 2009 Qtr 3: 0; 2009 Qtr 4: 3; 2010 Qtr 1: 0; 2010 Qtr 2: 0; 2010 Qtr 3: 0; 2010 Qtr 4: 0; 2011 Qtr 1: 0; 2011 Qtr 2: 0; 2011 Qtr 3: 0; 2011 Qtr 4: 0 | 3
0 | 253005-Residential AC SEER 13 Early Ret. CZ 6, 7 or 8 |  | System | Residential | 26-SFM-ResidentialSingleFamily-SP_COOL | 0 |  |  |  |  | 549.5508 | 0 | 30 | 0 | 0 | 519.5508 | 169.092 |  | kWh | 0.32706 | 0.20484 | Residential |  | Winter Only | [5 empty] | 15 | 0.67 |  |  |  | 1 | 3 | 0 | 0 | 0 | 0 | 0 | 0 | 0 | 0 | 0 | 0 | 2009 Qtr 1: 0; 2009 Qtr 2: 0; 2009 Qtr 3: 0; 2009 Qtr 4: 3; 2010 Qtr 1: 0; 2010 Qtr 2: 0; 2010 Qtr 3: 0; 2010 Qtr 4: 0; 2011 Qtr 1: 0; 2011 Qtr 2: 0; 2011 Qtr 3: 0; 2011 Qtr 4: 0 | 3
0 | 253005-Residential AC SEER 13 Early Ret. CZ 6, 7 or 8 |  | System | Residential | 26-SFM-ResidentialSingleFamily-SP_COOL | 0 |  |  |  |  | 549.5508 | 0 | 30 | 0 | 0 | 519.5508 | 169.092 |  | kWh | 0.32706 | 0.20484 | Residential |  | Winter Only | [5 empty] | 15 | 0.67 |  |  |  | 1 | 2 | 0 | 0 | 0 | 0 | 0 | 0 | 0 | 0 | 0 | 0 | 2009 Qtr 1: 0; 2009 Qtr 2: 0; 2009 Qtr 3: 0; 2009 Qtr 4: 2; 2010 Qtr 1: 0; 2010 Qtr 2: 0; 2010 Qtr 3: 0; 2010 Qtr 4: 0; 2011 Qtr 1: 0; 2011 Qtr 2: 0; 2011 Qtr 3: 0; 2011 Qtr 4: 0 | 2
0 | 253005-Residential AC SEER 13 Early Ret. CZ 6, 7 or 8 |  | System | Residential | 26-SFM-ResidentialSingleFamily-SP_COOL | 0 |  |  |  |  | 549.5508 | 0 | 30 | 0 | 0 | 519.5508 | 169.092 |  | kWh | 0.32706 | 0.20484 | Residential |  | Winter Only | [5 empty] | 15 | 0.67 |  |  |  | 1 | 5 | 0 | 0 | 0 | 0 | 0 | 0 | 0 | 0 | 0 | 0 | 2009 Qtr 1: 0; 2009 Qtr 2: 0; 2009 Qtr 3: 0; 2009 Qtr 4: 5; 2010 Qtr 1: 0; 2010 Qtr 2: 0; 2010 Qtr 3: 0; 2010 Qtr 4: 0; 2011 Qtr 1: 0; 2011 Qtr 2: 0; 2011 Qtr 3: 0; 2011 Qtr 4: 0 | 5
0 | 253005-Residential AC SEER 13 Early Ret. CZ 6, 7 or 8 |  | System | Residential | 26-SFM-ResidentialSingleFamily-SP_COOL | 0 |  |  |  |  | 549.5508 | 0 | 30 | 0 | 0 | 519.5508 | 169.092 |  | kWh | 0.32706 | 0.20484 | Residential |  | Winter Only | [5 empty] | 15 | 0.67 |  |  |  | 1 | 5 | 0 | 0 | 0 | 0 | 0 | 0 | 0 | 0 | 0 | 0 | 2009 Qtr 1: 0; 2009 Qtr 2: 0; 2009 Qtr 3: 0; 2009 Qtr 4: 5; 2010 Qtr 1: 0; 2010 Qtr 2: 0; 2010 Qtr 3: 0; 2010 Qtr 4: 0; 2011 Qtr 1: 0; 2011 Qtr 2: 0; 2011 Qtr 3: 0; 2011 Qtr 4: 0 | 5
0 | 253005-Residential AC SEER 13 Early Ret. CZ 6, 7 or 8 |  | System | Residential | 26-SFM-ResidentialSingleFamily-SP_COOL | 0 |  |  |  |  | 549.5508 | 0 | 30 | 0 | 0 | 519.5508 | 169.092 |  | kWh | 0.32706 | 0.20484 | Residential |  | Winter Only | [5 empty] | 15 | 0.67 |  |  |  | 1 | 4 | 0 | 0 | 0 | 0 | 0 | 0 | 0 | 0 | 0 | 0 | 2009 Qtr 1: 0; 2009 Qtr 2: 0; 2009 Qtr 3: 0; 2009 Qtr 4: 4; 2010 Qtr 1: 0; 2010 Qtr 2: 0; 2010 Qtr 3: 0; 2010 Qtr 4: 0; 2011 Qtr 1: 0; 2011 Qtr 2: 0; 2011 Qtr 3: 0; 2011 Qtr 4: 0 | 4
0 | 253005-Residential AC SEER 13 Early Ret. CZ 6, 7 or 8 |  | System | Residential | 26-SFM-ResidentialSingleFamily-SP_COOL | 0 |  |  |  |  | 549.5508 | 0 | 30 | 0 | 0 | 519.5508 | 169.092 |  | kWh | 0.32706 | 0.20484 | Residential |  | Winter Only | [5 empty] | 15 | 0.67 |  |  |  | 1 | 4 | 0 | 0 | 0 | 0 | 0 | 0 | 0 | 0 | 0 | 0 | 2009 Qtr 1: 0; 2009 Qtr 2: 0; 2009 Qtr 3: 0; 2009 Qtr 4: 4; 2010 Qtr 1: 0; 2010 Qtr 2: 0; 2010 Qtr 3: 0; 2010 Qtr 4: 0; 2011 Qtr 1: 0; 2011 Qtr 2: 0; 2011 Qtr 3: 0; 2011 Qtr 4: 0 | 4
0 | 253005-Residential AC SEER 13 Early Ret. CZ 6, 7 or 8 |  | System | Residential | 26-SFM-ResidentialSingleFamily-SP_COOL | 0 |  |  |  |  | 549.5508 | 0 | 35 | 0 | 0 | 514.5508 | 169.092 |  | kWh | 0.32706 | 0.20484 | Residential |  | Winter Only | [5 empty] | 15 | 0.67 |  |  |  | 1 | 3 | 0 | 0 | 0 | 0 | 0 | 0 | 0 | 0 | 0 | 0 | 2009 Qtr 1: 0; 2009 Qtr 2: 0; 2009 Qtr 3: 0; 2009 Qtr 4: 3; 2010 Qtr 1: 0; 2010 Qtr 2: 0; 2010 Qtr 3: 0; 2010 Qtr 4: 0; 2011 Qtr 1: 0; 2011 Qtr 2: 0; 2011 Qtr 3: 0; 2011 Qtr 4: 0 | 3
0 | 253007-Residential AC SEER 14 Early Ret. CZ 6, 7 or 8 |  | System | Residential | 26-SFM-ResidentialSingleFamily-SP_COOL | 0 |  |  |  |  | 642.1695 | 0 | 34.7222 | 0 | 0 | 607.4473 | 184.853 |  | kWh | 0.37116 | 0.59287 | Residential |  | Winter Only | [5 empty] | 15 | 0.67 |  |  |  | 1 | 4 | 0 | 0 | 0 | 0 | 0 | 0 | 0 | 0 | 0 | 0 | 2009 Qtr 1: 0; 2009 Qtr 2: 0; 2009 Qtr 3: 0; 2009 Qtr 4: 4; 2010 Qtr 1: 0; 2010 Qtr 2: 0; 2010 Qtr 3: 0; 2010 Qtr 4: 0; 2011 Qtr 1: 0; 2011 Qtr 2: 0; 2011 Qtr 3: 0; 2011 Qtr 4: 0 | 4
0 | 253005-Residential AC SEER 13 Early Ret. CZ 6, 7 or 8 |  | System | Residential | 26-SFM-ResidentialSingleFamily-SP_COOL | 0 |  |  |  |  | 549.5508 | 0 | 30 | 0 | 0 | 519.5508 | 169.092 |  | kWh | 0.32706 | 0.20484 | Residential |  | Winter Only | [5 empty] | 15 | 0.67 |  |  |  | 1 | 4 | 0 | 0 | 0 | 0 | 0 | 0 | 0 | 0 | 0 | 0 | 2009 Qtr 1: 0; 2009 Qtr 2: 0; 2009 Qtr 3: 0; 2009 Qtr 4: 4; 2010 Qtr 1: 0; 2010 Qtr 2: 0; 2010 Qtr 3: 0; 2010 Qtr 4: 0; 2011 Qtr 1: 0; 2011 Qtr 2: 0; 2011 Qtr 3: 0; 2011 Qtr 4: 0 | 4
0 | 253005-Residential AC SEER 13 Early Ret. CZ 6, 7 or 8 |  | System | Residential | 26-SFM-ResidentialSingleFamily-SP_COOL | 0 |  |  |  |  | 549.5508 | 0 | 30 | 0 | 0 | 519.5508 | 169.092 |  | kWh | 0.32706 | 0.20484 | Residential |  | Winter Only | [5 empty] | 15 | 0.67 |  |  |  | 1 | 5 | 0 | 0 | 0 | 0 | 0 | 0 | 0 | 0 | 0 | 0 | 2009 Qtr 1: 0; 2009 Qtr 2: 0; 2009 Qtr 3: 0; 2009 Qtr 4: 5; 2010 Qtr 1: 0; 2010 Qtr 2: 0; 2010 Qtr 3: 0; 2010 Qtr 4: 0; 2011 Qtr 1: 0; 2011 Qtr 2: 0; 2011 Qtr 3: 0; 2011 Qtr 4: 0 | 5
0 | 253005-Residential AC SEER 13 Early Ret. CZ 6, 7 or 8 |  | System | Residential | 26-SFM-ResidentialSingleFamily-SP_COOL | 0 |  |  |  |  | 549.5508 | 0 | 30 | 0 | 0 | 519.5508 | 169.092 |  | kWh | 0.32706 | 0.20484 | Residential |  | Winter Only | [5 empty] | 15 | 0.67 |  |  |  | 1 | 3 | 0 | 0 | 0 | 0 | 0 | 0 | 0 | 0 | 0 | 0 | 2009 Qtr 1: 0; 2009 Qtr 2: 0; 2009 Qtr 3: 0; 2009 Qtr 4: 3; 2010 Qtr 1: 0; 2010 Qtr 2: 0; 2010 Qtr 3: 0; 2010 Qtr 4: 0; 2011 Qtr 1: 0; 2011 Qtr 2: 0; 2011 Qtr 3: 0; 2011 Qtr 4: 0 | 3
0 | 253007-Residential AC SEER 14 Early Ret. CZ 6, 7 or 8 |  | System | Residential | 26-SFM-ResidentialSingleFamily-SP_COOL | 0 |  |  |  |  | 642.1695 | 0 | 34.7222 | 0 | 0 | 607.4473 | 184.853 |  | kWh | 0.37116 | 0.59287 | Residential |  | Winter Only | [5 empty] | 15 | 0.67 |  |  |  | 1 | 5 | 0 | 0 | 0 | 0 | 0 | 0 | 0 | 0 | 0 | 0 | 2009 Qtr 1: 0; 2009 Qtr 2: 0; 2009 Qtr 3: 0; 2009 Qtr 4: 5; 2010 Qtr 1: 0; 2010 Qtr 2: 0; 2010 Qtr 3: 0; 2010 Qtr 4: 0; 2011 Qtr 1: 0; 2011 Qtr 2: 0; 2011 Qtr 3: 0; 2011 Qtr 4: 0 | 5
0 | 253005-Residential AC SEER 13 Early Ret. CZ 6, 7 or 8 |  | System | Residential | 26-SFM-ResidentialSingleFamily-SP_COOL | 0 |  |  |  |  | 549.5508 | 0 | 30 | 0 | 0 | 519.5508 | 169.092 |  | kWh | 0.32706 | 0.20484 | Residential |  | Winter Only | [5 empty] | 15 | 0.67 |  |  |  | 1 | 3 | 0 | 0 | 0 | 0 | 0 | 0 | 0 | 0 | 0 | 0 | 2009 Qtr 1: 0; 2009 Qtr 2: 0; 2009 Qtr 3: 0; 2009 Qtr 4: 3; 2010 Qtr 1: 0; 2010 Qtr 2: 0; 2010 Qtr 3: 0; 2010 Qtr 4: 0; 2011 Qtr 1: 0; 2011 Qtr 2: 0; 2011 Qtr 3: 0; 2011 Qtr 4: 0 | 3
0 | 253005-Residential AC SEER 13 Early Ret. CZ 6, 7 or 8 |  | System | Residential | 26-SFM-ResidentialSingleFamily-SP_COOL | 0 |  |  |  |  | 549.5508 | 0 | 35 | 0 | 0 | 514.5508 | 169.092 |  | kWh | 0.32706 | 0.20484 | Residential |  | Winter Only | [5 empty] | 15 | 0.67 |  |  |  | 1 | 3 | 0 | 0 | 0 | 0 | 0 | 0 | 0 | 0 | 0 | 0 | 2009 Qtr 1: 0; 2009 Qtr 2: 0; 2009 Qtr 3: 0; 2009 Qtr 4: 3; 2010 Qtr 1: 0; 2010 Qtr 2: 0; 2010 Qtr 3: 0; 2010 Qtr 4: 0; 2011 Qtr 1: 0; 2011 Qtr 2: 0; 2011 Qtr 3: 0; 2011 Qtr 4: 0 | 3
0 | 253005-Residential AC SEER 13 Early Ret. CZ 6, 7 or 8 |  | System | Residential | 26-SFM-ResidentialSingleFamily-SP_COOL | 0 |  |  |  |  | 549.5508 | 0 | 35 | 0 | 0 | 514.5508 | 169.092 |  | kWh | 0.32706 | 0.20484 | Residential |  | Winter Only | [5 empty] | 15 | 0.67 |  |  |  | 1 | 3 | 0 | 0 | 0 | 0 | 0 | 0 | 0 | 0 | 0 | 0 | 2009 Qtr 1: 0; 2009 Qtr 2: 0; 2009 Qtr 3: 0; 2009 Qtr 4: 3; 2010 Qtr 1: 0; 2010 Qtr 2: 0; 2010 Qtr 3: 0; 2010 Qtr 4: 0; 2011 Qtr 1: 0; 2011 Qtr 2: 0; 2011 Qtr 3: 0; 2011 Qtr 4: 0 | 3
0 | 253005-Residential AC SEER 13 Early Ret. CZ 6, 7 or 8 |  | System | Residential | 26-SFM-ResidentialSingleFamily-SP_COOL | 0 |  |  |  |  | 549.5508 | 0 | 30 | 0 | 0 | 519.5508 | 169.092 |  | kWh | 0.32706 | 0.20484 | Residential |  | Winter Only | [5 empty] | 15 | 0.67 |  |  |  | 1 | 3 | 0 | 0 | 0 | 0 | 0 | 0 | 0 | 0 | 0 | 0 | 2009 Qtr 1: 0; 2009 Qtr 2: 0; 2009 Qtr 3: 0; 2009 Qtr 4: 3; 2010 Qtr 1: 0; 2010 Qtr 2: 0; 2010 Qtr 3: 0; 2010 Qtr 4: 0; 2011 Qtr 1: 0; 2011 Qtr 2: 0; 2011 Qtr 3: 0; 2011 Qtr 4: 0 | 3
0 | 253005-Residential AC SEER 13 Early Ret. CZ 6, 7 or 8 |  | System | Residential | 26-SFM-ResidentialSingleFamily-SP_COOL | 0 |  |  |  |  | 549.5508 | 0 | 30 | 0 | 0 | 519.5508 | 169.092 |  | kWh | 0.32706 | 0.20484 | Residential |  | Winter Only | [5 empty] | 15 | 0.67 |  |  |  | 1 | 5 | 0 | 0 | 0 | 0 | 0 | 0 | 0 | 0 | 0 | 0 | 2009 Qtr 1: 0; 2009 Qtr 2: 0; 2009 Qtr 3: 0; 2009 Qtr 4: 5; 2010 Qtr 1: 0; 2010 Qtr 2: 0; 2010 Qtr 3: 0; 2010 Qtr 4: 0; 2011 Qtr 1: 0; 2011 Qtr 2: 0; 2011 Qtr 3: 0; 2011 Qtr 4: 0 | 5
0 | 253005-Residential AC SEER 13 Early Ret. CZ 6, 7 or 8 |  | System | Residential | 26-SFM-ResidentialSingleFamily-SP_COOL | 0 |  |  |  |  | 549.5508 | 0 | 30 | 0 | 0 | 519.5508 | 169.092 |  | kWh | 0.32706 | 0.20484 | Residential |  | Winter Only | [5 empty] | 15 | 0.67 |  |  |  | 1 | 3 | 0 | 0 | 0 | 0 | 0 | 0 | 0 | 0 | 0 | 0 | 2009 Qtr 1: 0; 2009 Qtr 2: 0; 2009 Qtr 3: 0; 2009 Qtr 4: 3; 2010 Qtr 1: 0; 2010 Qtr 2: 0; 2010 Qtr 3: 0; 2010 Qtr 4: 0; 2011 Qtr 1: 0; 2011 Qtr 2: 0; 2011 Qtr 3: 0; 2011 Qtr 4: 0 | 3
0 | 253005-Residential AC SEER 13 Early Ret. CZ 6, 7 or 8 |  | System | Residential | 26-SFM-ResidentialSingleFamily-SP_COOL | 0 |  |  |  |  | 549.5508 | 0 | 30 | 0 | 0 | 519.5508 | 169.092 |  | kWh | 0.32706 | 0.20484 | Residential |  | Winter Only | [5 empty] | 15 | 0.67 |  |  |  | 1 | 3 | 0 | 0 | 0 | 0 | 0 | 0 | 0 | 0 | 0 | 0 | 2009 Qtr 1: 0; 2009 Qtr 2: 0; 2009 Qtr 3: 0; 2009 Qtr 4: 3; 2010 Qtr 1: 0; 2010 Qtr 2: 0; 2010 Qtr 3: 0; 2010 Qtr 4: 0; 2011 Qtr 1: 0; 2011 Qtr 2: 0; 2011 Qtr 3: 0; 2011 Qtr 4: 0 | 3
0 | 253005-Residential AC SEER 13 Early Ret. CZ 6, 7 or 8 |  | System | Residential | 26-SFM-ResidentialSingleFamily-SP_COOL | 0 |  |  |  |  | 549.5508 | 0 | 35 | 0 | 0 | 514.5508 | 169.092 |  | kWh | 0.32706 | 0.20484 | Residential |  | Winter Only | [5 empty] | 15 | 0.67 |  |  |  | 1 | 3 | 0 | 0 | 0 | 0 | 0 | 0 | 0 | 0 | 0 | 0 | 2009 Qtr 1: 0; 2009 Qtr 2: 0; 2009 Qtr 3: 0; 2009 Qtr 4: 3; 2010 Qtr 1: 0; 2010 Qtr 2: 0; 2010 Qtr 3: 0; 2010 Qtr 4: 0; 2011 Qtr 1: 0; 2011 Qtr 2: 0; 2011 Qtr 3: 0; 2011 Qtr 4: 0 | 3
0 | 253005-Residential AC SEER 13 Early Ret. CZ 6, 7 or 8 |  | System | Residential | 26-SFM-ResidentialSingleFamily-SP_COOL | 0 |  |  |  |  | 549.5508 | 0 | 35 | 0 | 0 | 514.5508 | 169.092 |  | kWh | 0.32706 | 0.20484 | Residential |  | Winter Only | [5 empty] | 15 | 0.67 |  |  |  | 1 | 3 | 0 | 0 | 0 | 0 | 0 | 0 | 0 | 0 | 0 | 0 | 2009 Qtr 1: 0; 2009 Qtr 2: 0; 2009 Qtr 3: 0; 2009 Qtr 4: 3; 2010 Qtr 1: 0; 2010 Qtr 2: 0; 2010 Qtr 3: 0; 2010 Qtr 4: 0; 2011 Qtr 1: 0; 2011 Qtr 2: 0; 2011 Qtr 3: 0; 2011 Qtr 4: 0 | 3
0 | 253005-Residential AC SEER 13 Early Ret. CZ 6, 7 or 8 |  | System | Residential | 26-SFM-ResidentialSingleFamily-SP_COOL | 0 |  |  |  |  | 549.5508 | 0 | 30 | 0 | 0 | 519.5508 | 169.092 |  | kWh | 0.32706 | 0.20484 | Residential |  | Winter Only | [5 empty] | 15 | 0.67 |  |  |  | 1 | 3 | 0 | 0 | 0 | 0 | 0 | 0 | 0 | 0 | 0 | 0 | 2009 Qtr 1: 0; 2009 Qtr 2: 0; 2009 Qtr 3: 0; 2009 Qtr 4: 3; 2010 Qtr 1: 0; 2010 Qtr 2: 0; 2010 Qtr 3: 0; 2010 Qtr 4: 0; 2011 Qtr 1: 0; 2011 Qtr 2: 0; 2011 Qtr 3: 0; 2011 Qtr 4: 0 | 3
0 | 253005-Residential AC SEER 13 Early Ret. CZ 6, 7 or 8 |  | System | Residential | 26-SFM-ResidentialSingleFamily-SP_COOL | 0 |  |  |  |  | 549.5508 | 0 | 30 | 0 | 0 | 519.5508 | 169.092 |  | kWh | 0.32706 | 0.20484 | Residential |  | Winter Only | [5 empty] | 15 | 0.67 |  |  |  | 1 | 2 | 0 | 0 | 0 | 0 | 0 | 0 | 0 | 0 | 0 | 0 | 2009 Qtr 1: 0; 2009 Qtr 2: 0; 2009 Qtr 3: 0; 2009 Qtr 4: 2; 2010 Qtr 1: 0; 2010 Qtr 2: 0; 2010 Qtr 3: 0; 2010 Qtr 4: 0; 2011 Qtr 1: 0; 2011 Qtr 2: 0; 2011 Qtr 3: 0; 2011 Qtr 4: 0 | 2
0 | 253005-Residential AC SEER 13 Early Ret. CZ 6, 7 or 8 |  | System | Residential | 26-SFM-ResidentialSingleFamily-SP_COOL | 0 |  |  |  |  | 549.5508 | 0 | 30 | 0 | 0 | 519.5508 | 169.092 |  | kWh | 0.32706 | 0.20484 | Residential |  | Winter Only | [5 empty] | 15 | 0.67 |  |  |  | 1 | 5 | 0 | 0 | 0 | 0 | 0 | 0 | 0 | 0 | 0 | 0 | 2009 Qtr 1: 0; 2009 Qtr 2: 0; 2009 Qtr 3: 0; 2009 Qtr 4: 5; 2010 Qtr 1: 0; 2010 Qtr 2: 0; 2010 Qtr 3: 0; 2010 Qtr 4: 0; 2011 Qtr 1: 0; 2011 Qtr 2: 0; 2011 Qtr 3: 0; 2011 Qtr 4: 0 | 5
0 | 253007-Residential AC SEER 14 Early Ret. CZ 6, 7 or 8 |  | System | Residential | 26-SFM-ResidentialSingleFamily-SP_COOL | 0 |  |  |  |  | 642.1695 | 0 | 40.5093 | 0 | 0 | 601.6602 | 184.853 |  | kWh | 0.37116 | 0.59287 | Residential |  | Winter Only | [5 empty] | 15 | 0.67 |  |  |  | 1 | 3 | 0 | 0 | 0 | 0 | 0 | 0 | 0 | 0 | 0 | 0 | 2009 Qtr 1: 0; 2009 Qtr 2: 0; 2009 Qtr 3: 0; 2009 Qtr 4: 3; 2010 Qtr 1: 0; 2010 Qtr 2: 0; 2010 Qtr 3: 0; 2010 Qtr 4: 0; 2011 Qtr 1: 0; 2011 Qtr 2: 0; 2011 Qtr 3: 0; 2011 Qtr 4: 0 | 3
0 | 253005-Residential AC SEER 13 Early Ret. CZ 6, 7 or 8 |  | System | Residential | 26-SFM-ResidentialSingleFamily-SP_COOL | 0 |  |  |  |  | 549.5508 | 0 | 37.5 | 0 | 0 | 512.0508 | 169.092 |  | kWh | 0.32706 | 0.20484 | Residential |  | Winter Only | [5 empty] | 15 | 0.67 |  |  |  | 1 | 2 | 0 | 0 | 0 | 0 | 0 | 0 | 0 | 0 | 0 | 0 | 2009 Qtr 1: 0; 2009 Qtr 2: 0; 2009 Qtr 3: 0; 2009 Qtr 4: 2; 2010 Qtr 1: 0; 2010 Qtr 2: 0; 2010 Qtr 3: 0; 2010 Qtr 4: 0; 2011 Qtr 1: 0; 2011 Qtr 2: 0; 2011 Qtr 3: 0; 2011 Qtr 4: 0 | 2
0 | 253005-Residential AC SEER 13 Early Ret. CZ 6, 7 or 8 |  | System | Residential | 26-SFM-ResidentialSingleFamily-SP_COOL | 0 |  |  |  |  | 549.5508 | 0 | 30 | 0 | 0 | 519.5508 | 169.092 |  | kWh | 0.32706 | 0.20484 | Residential |  | Winter Only | [5 empty] | 15 | 0.67 |  |  |  | 1 | 3 | 0 | 0 | 0 | 0 | 0 | 0 | 0 | 0 | 0 | 0 | 2009 Qtr 1: 0; 2009 Qtr 2: 0; 2009 Qtr 3: 0; 2009 Qtr 4: 3; 2010 Qtr 1: 0; 2010 Qtr 2: 0; 2010 Qtr 3: 0; 2010 Qtr 4: 0; 2011 Qtr 1: 0; 2011 Qtr 2: 0; 2011 Qtr 3: 0; 2011 Qtr 4: 0 | 3
0 | 253005-Residential AC SEER 13 Early Ret. CZ 6, 7 or 8 |  | System | Residential | 26-SFM-ResidentialSingleFamily-SP_COOL | 0 |  |  |  |  | 549.5508 | 0 | 30 | 0 | 0 | 519.5508 | 169.092 |  | kWh | 0.32706 | 0.20484 | Residential |  | Winter Only | [5 empty] | 15 | 0.67 |  |  |  | 1 | 3 | 0 | 0 | 0 | 0 | 0 | 0 | 0 | 0 | 0 | 0 | 2009 Qtr 1: 0; 2009 Qtr 2: 0; 2009 Qtr 3: 0; 2009 Qtr 4: 3; 2010 Qtr 1: 0; 2010 Qtr 2: 0; 2010 Qtr 3: 0; 2010 Qtr 4: 0; 2011 Qtr 1: 0; 2011 Qtr 2: 0; 2011 Qtr 3: 0; 2011 Qtr 4: 0 | 3
0 | 253005-Residential AC SEER 13 Early Ret. CZ 6, 7 or 8 |  | System | Residential | 26-SFM-ResidentialSingleFamily-SP_COOL | 0 |  |  |  |  | 549.5508 | 0 | 35 | 0 | 0 | 514.5508 | 169.092 |  | kWh | 0.32706 | 0.20484 | Residential |  | Winter Only | [5 empty] | 15 | 0.67 |  |  |  | 1 | 3 | 0 | 0 | 0 | 0 | 0 | 0 | 0 | 0 | 0 | 0 | 2009 Qtr 1: 0; 2009 Qtr 2: 0; 2009 Qtr 3: 0; 2009 Qtr 4: 3; 2010 Qtr 1: 0; 2010 Qtr 2: 0; 2010 Qtr 3: 0; 2010 Qtr 4: 0; 2011 Qtr 1: 0; 2011 Qtr 2: 0; 2011 Qtr 3: 0; 2011 Qtr 4: 0 | 3
0 | 253007-Residential AC SEER 14 Early Ret. CZ 6, 7 or 8 |  | System | Residential | 26-SFM-ResidentialSingleFamily-SP_COOL | 0 |  |  |  |  | 642.1695 | 0 | 34.7222 | 0 | 0 | 607.4473 | 184.853 |  | kWh | 0.37116 | 0.59287 | Residential |  | Winter Only | [5 empty] | 15 | 0.67 |  |  |  | 1 | 5 | 0 | 0 | 0 | 0 | 0 | 0 | 0 | 0 | 0 | 0 | 2009 Qtr 1: 0; 2009 Qtr 2: 0; 2009 Qtr 3: 0; 2009 Qtr 4: 5; 2010 Qtr 1: 0; 2010 Qtr 2: 0; 2010 Qtr 3: 0; 2010 Qtr 4: 0; 2011 Qtr 1: 0; 2011 Qtr 2: 0; 2011 Qtr 3: 0; 2011 Qtr 4: 0 | 5
0 | 253005-Residential AC SEER 13 Early Ret. CZ 6, 7 or 8 |  | System | Residential | 26-SFM-ResidentialSingleFamily-SP_COOL | 0 |  |  |  |  | 549.5508 | 0 | 30 | 0 | 0 | 519.5508 | 169.092 |  | kWh | 0.32706 | 0.20484 | Residential |  | Winter Only | [5 empty] | 15 | 0.67 |  |  |  | 1 | 3 | 0 | 0 | 0 | 0 | 0 | 0 | 0 | 0 | 0 | 0 | 2009 Qtr 1: 0; 2009 Qtr 2: 0; 2009 Qtr 3: 0; 2009 Qtr 4: 3; 2010 Qtr 1: 0; 2010 Qtr 2: 0; 2010 Qtr 3: 0; 2010 Qtr 4: 0; 2011 Qtr 1: 0; 2011 Qtr 2: 0; 2011 Qtr 3: 0; 2011 Qtr 4: 0 | 3
0 | 253005-Residential AC SEER 13 Early Ret. CZ 6, 7 or 8 |  | System | Residential | 26-SFM-ResidentialSingleFamily-SP_COOL | 0 |  |  |  |  | 549.5508 | 0 | 30 | 0 | 0 | 519.5508 | 169.092 |  | kWh | 0.32706 | 0.20484 | Residential |  | Winter Only | [5 empty] | 15 | 0.67 |  |  |  | 1 | 4 | 0 | 0 | 0 | 0 | 0 | 0 | 0 | 0 | 0 | 0 | 2009 Qtr 1: 0; 2009 Qtr 2: 0; 2009 Qtr 3: 0; 2009 Qtr 4: 4; 2010 Qtr 1: 0; 2010 Qtr 2: 0; 2010 Qtr 3: 0; 2010 Qtr 4: 0; 2011 Qtr 1: 0; 2011 Qtr 2: 0; 2011 Qtr 3: 0; 2011 Qtr 4: 0 | 4
0 | 253005-Residential AC SEER 13 Early Ret. CZ 6, 7 or 8 |  | System | Residential | 26-SFM-ResidentialSingleFamily-SP_COOL | 0 |  |  |  |  | 549.5508 | 0 | 30 | 0 | 0 | 519.5508 | 169.092 |  | kWh | 0.32706 | 0.20484 | Residential |  | Winter Only | [5 empty] | 15 | 0.67 |  |  |  | 1 | 5 | 0 | 0 | 0 | 0 | 0 | 0 | 0 | 0 | 0 | 0 | 2009 Qtr 1: 0; 2009 Qtr 2: 0; 2009 Qtr 3: 0; 2009 Qtr 4: 5; 2010 Qtr 1: 0; 2010 Qtr 2: 0; 2010 Qtr 3: 0; 2010 Qtr 4: 0; 2011 Qtr 1: 0; 2011 Qtr 2: 0; 2011 Qtr 3: 0; 2011 Qtr 4: 0 | 5
0 | 253007-Residential AC SEER 14 Early Ret. CZ 6, 7 or 8 |  | System | Residential | 26-SFM-ResidentialSingleFamily-SP_COOL | 0 |  |  |  |  | 642.1695 | 0 | 34.7222 | 0 | 0 | 607.4473 | 184.853 |  | kWh | 0.37116 | 0.59287 | Residential |  | Winter Only | [5 empty] | 15 | 0.67 |  |  |  | 1 | 5 | 0 | 0 | 0 | 0 | 0 | 0 | 0 | 0 | 0 | 0 | 2009 Qtr 1: 0; 2009 Qtr 2: 0; 2009 Qtr 3: 0; 2009 Qtr 4: 5; 2010 Qtr 1: 0; 2010 Qtr 2: 0; 2010 Qtr 3: 0; 2010 Qtr 4: 0; 2011 Qtr 1: 0; 2011 Qtr 2: 0; 2011 Qtr 3: 0; 2011 Qtr 4: 0 | 5
0 | 253005-Residential AC SEER 13 Early Ret. CZ 6, 7 or 8 |  | System | Residential | 26-SFM-ResidentialSingleFamily-SP_COOL | 0 |  |  |  |  | 549.5508 | 0 | 30 | 0 | 0 | 519.5508 | 169.092 |  | kWh | 0.32706 | 0.20484 | Residential |  | Winter Only | [5 empty] | 15 | 0.67 |  |  |  | 1 | 2 | 0 | 0 | 0 | 0 | 0 | 0 | 0 | 0 | 0 | 0 | 2009 Qtr 1: 0; 2009 Qtr 2: 0; 2009 Qtr 3: 0; 2009 Qtr 4: 2; 2010 Qtr 1: 0; 2010 Qtr 2: 0; 2010 Qtr 3: 0; 2010 Qtr 4: 0; 2011 Qtr 1: 0; 2011 Qtr 2: 0; 2011 Qtr 3: 0; 2011 Qtr 4: 0 | 2
0 | 253007-Residential AC SEER 14 Early Ret. CZ 6, 7 or 8 |  | System | Residential | 26-SFM-ResidentialSingleFamily-SP_COOL | 0 |  |  |  |  | 642.1695 | 0 | 34.7222 | 0 | 0 | 607.4473 | 184.853 |  | kWh | 0.37116 | 0.59287 | Residential |  | Winter Only | [5 empty] | 15 | 0.67 |  |  |  | 1 | 3 | 0 | 0 | 0 | 0 | 0 | 0 | 0 | 0 | 0 | 0 | 2009 Qtr 1: 0; 2009 Qtr 2: 0; 2009 Qtr 3: 0; 2009 Qtr 4: 3; 2010 Qtr 1: 0; 2010 Qtr 2: 0; 2010 Qtr 3: 0; 2010 Qtr 4: 0; 2011 Qtr 1: 0; 2011 Qtr 2: 0; 2011 Qtr 3: 0; 2011 Qtr 4: 0 | 3
0 | 253005-Residential AC SEER 13 Early Ret. CZ 6, 7 or 8 |  | System | Residential | 26-SFM-ResidentialSingleFamily-SP_COOL | 0 |  |  |  |  | 549.5508 | 0 | 30 | 0 | 0 | 519.5508 | 169.092 |  | kWh | 0.32706 | 0.20484 | Residential |  | Winter Only | [5 empty] | 15 | 0.67 |  |  |  | 1 | 4 | 0 | 0 | 0 | 0 | 0 | 0 | 0 | 0 | 0 | 0 | 2009 Qtr 1: 0; 2009 Qtr 2: 0; 2009 Qtr 3: 0; 2009 Qtr 4: 4; 2010 Qtr 1: 0; 2010 Qtr 2: 0; 2010 Qtr 3: 0; 2010 Qtr 4: 0; 2011 Qtr 1: 0; 2011 Qtr 2: 0; 2011 Qtr 3: 0; 2011 Qtr 4: 0 | 4
0 | 253005-Residential AC SEER 13 Early Ret. CZ 6, 7 or 8 |  | System | Residential | 26-SFM-ResidentialSingleFamily-SP_COOL | 0 |  |  |  |  | 549.5508 | 0 | 30 | 0 | 0 | 519.5508 | 169.092 |  | kWh | 0.32706 | 0.20484 | Residential |  | Winter Only | [5 empty] | 15 | 0.67 |  |  |  | 1 | 3 | 0 | 0 | 0 | 0 | 0 | 0 | 0 | 0 | 0 | 0 | 2009 Qtr 1: 0; 2009 Qtr 2: 0; 2009 Qtr 3: 0; 2009 Qtr 4: 3; 2010 Qtr 1: 0; 2010 Qtr 2: 0; 2010 Qtr 3: 0; 2010 Qtr 4: 0; 2011 Qtr 1: 0; 2011 Qtr 2: 0; 2011 Qtr 3: 0; 2011 Qtr 4: 0 | 3
0 | 253005-Residential AC SEER 13 Early Ret. CZ 6, 7 or 8 |  | System | Residential | 26-SFM-ResidentialSingleFamily-SP_COOL | 0 |  |  |  |  | 549.5508 | 0 | 30 | 0 | 0 | 519.5508 | 169.092 |  | kWh | 0.32706 | 0.20484 | Residential |  | Winter Only | [5 empty] | 15 | 0.67 |  |  |  | 1 | 3 | 0 | 0 | 0 | 0 | 0 | 0 | 0 | 0 | 0 | 0 | 2009 Qtr 1: 0; 2009 Qtr 2: 0; 2009 Qtr 3: 0; 2009 Qtr 4: 3; 2010 Qtr 1: 0; 2010 Qtr 2: 0; 2010 Qtr 3: 0; 2010 Qtr 4: 0; 2011 Qtr 1: 0; 2011 Qtr 2: 0; 2011 Qtr 3: 0; 2011 Qtr 4: 0 | 3
0 | 253005-Residential AC SEER 13 Early Ret. CZ 6, 7 or 8 |  | System | Residential | 26-SFM-ResidentialSingleFamily-SP_COOL | 0 |  |  |  |  | 549.5508 | 0 | 35 | 0 | 0 | 514.5508 | 169.092 |  | kWh | 0.32706 | 0.20484 | Residential |  | Winter Only | [5 empty] | 15 | 0.67 |  |  |  | 1 | 3 | 0 | 0 | 0 | 0 | 0 | 0 | 0 | 0 | 0 | 0 | 2009 Qtr 1: 0; 2009 Qtr 2: 0; 2009 Qtr 3: 0; 2009 Qtr 4: 3; 2010 Qtr 1: 0; 2010 Qtr 2: 0; 2010 Qtr 3: 0; 2010 Qtr 4: 0; 2011 Qtr 1: 0; 2011 Qtr 2: 0; 2011 Qtr 3: 0; 2011 Qtr 4: 0 | 3
0 | 253005-Residential AC SEER 13 Early Ret. CZ 6, 7 or 8 |  | System | Residential | 26-SFM-ResidentialSingleFamily-SP_COOL | 0 |  |  |  |  | 549.5508 | 0 | 30 | 0 | 0 | 519.5508 | 169.092 |  | kWh | 0.32706 | 0.20484 | Residential |  | Winter Only | [5 empty] | 15 | 0.67 |  |  |  | 1 | 3 | 0 | 0 | 0 | 0 | 0 | 0 | 0 | 0 | 0 | 0 | 2009 Qtr 1: 0; 2009 Qtr 2: 0; 2009 Qtr 3: 0; 2009 Qtr 4: 3; 2010 Qtr 1: 0; 2010 Qtr 2: 0; 2010 Qtr 3: 0; 2010 Qtr 4: 0; 2011 Qtr 1: 0; 2011 Qtr 2: 0; 2011 Qtr 3: 0; 2011 Qtr 4: 0 | 3
0 | 253005-Residential AC SEER 13 Early Ret. CZ 6, 7 or 8 |  | System | Residential | 26-SFM-ResidentialSingleFamily-SP_COOL | 0 |  |  |  |  | 549.5508 | 0 | 37.5 | 0 | 0 | 512.0508 | 169.092 |  | kWh | 0.32706 | 0.20484 | Residential |  | Winter Only | [5 empty] | 15 | 0.67 |  |  |  | 1 | 2 | 0 | 0 | 0 | 0 | 0 | 0 | 0 | 0 | 0 | 0 | 2009 Qtr 1: 0; 2009 Qtr 2: 0; 2009 Qtr 3: 0; 2009 Qtr 4: 2; 2010 Qtr 1: 0; 2010 Qtr 2: 0; 2010 Qtr 3: 0; 2010 Qtr 4: 0; 2011 Qtr 1: 0; 2011 Qtr 2: 0; 2011 Qtr 3: 0; 2011 Qtr 4: 0 | 2
0 | 253007-Residential AC SEER 14 Early Ret. CZ 6, 7 or 8 |  | System | Residential | 26-SFM-ResidentialSingleFamily-SP_COOL | 0 |  |  |  |  | 642.1695 | 0 | 34.7222 | 0 | 0 | 607.4473 | 184.853 |  | kWh | 0.37116 | 0.59287 | Residential |  | Winter Only | [5 empty] | 15 | 0.67 |  |  |  | 1 | 4 | 0 | 0 | 0 | 0 | 0 | 0 | 0 | 0 | 0 | 0 | 2009 Qtr 1: 0; 2009 Qtr 2: 0; 2009 Qtr 3: 0; 2009 Qtr 4: 4; 2010 Qtr 1: 0; 2010 Qtr 2: 0; 2010 Qtr 3: 0; 2010 Qtr 4: 0; 2011 Qtr 1: 0; 2011 Qtr 2: 0; 2011 Qtr 3: 0; 2011 Qtr 4: 0 | 4
0 | 253005-Residential AC SEER 13 Early Ret. CZ 6, 7 or 8 |  | System | Residential | 26-SFM-ResidentialSingleFamily-SP_COOL | 0 |  |  |  |  | 549.5508 | 0 | 30 | 0 | 0 | 519.5508 | 169.092 |  | kWh | 0.32706 | 0.20484 | Residential |  | Winter Only | [5 empty] | 15 | 0.67 |  |  |  | 1 | 3 | 0 | 0 | 0 | 0 | 0 | 0 | 0 | 0 | 0 | 0 | 2009 Qtr 1: 0; 2009 Qtr 2: 0; 2009 Qtr 3: 0; 2009 Qtr 4: 3; 2010 Qtr 1: 0; 2010 Qtr 2: 0; 2010 Qtr 3: 0; 2010 Qtr 4: 0; 2011 Qtr 1: 0; 2011 Qtr 2: 0; 2011 Qtr 3: 0; 2011 Qtr 4: 0 | 3
0 | 253077-Comm. HP <65k single phase split ER above code |  | System | Commercial | 01-ALC-AllCommercial-Cooling | 0 |  |  |  |  | 97.9361 | 0 | 194.44 | 0 | 0 | -96.5039 | 433.758 |  | kWh | 0.20195 | 0 | Commercial | [7 empty] | 15 | 0.5 |  |  |  | 1 | 4 | 0 | 0 | 0 | 0 | 0 | 0 | 0 | 0 | 0 | 0 | 2009 Qtr 1: 0; 2009 Qtr 2: 0; 2009 Qtr 3: 0; 2009 Qtr 4: 4; 2010 Qtr 1: 0; 2010 Qtr 2: 0; 2010 Qtr 3: 0; 2010 Qtr 4: 0; 2011 Qtr 1: 0; 2011 Qtr 2: 0; 2011 Qtr 3: 0; 2011 Qtr 4: 0 | 4
0 | 253067-Comm. AC <65k three phase unitary ER |  | System | Commercial | 01-ALC-AllCommercial-Cooling | 0 |  |  |  |  | 790.4043 | 0 | 170 | 0 | 0 | 620.4043 | 280.46 |  | kWh | 0.19186 | 0 | Commercial | [7 empty] | 15 | 0.5 |  |  |  | 1 | 4 | 0 | 0 | 0 | 0 | 0 | 0 | 0 | 0 | 0 | 0 | 2009 Qtr 1: 0; 2009 Qtr 2: 0; 2009 Qtr 3: 0; 2009 Qtr 4: 4; 2010 Qtr 1: 0; 2010 Qtr 2: 0; 2010 Qtr 3: 0; 2010 Qtr 4: 0; 2011 Qtr 1: 0; 2011 Qtr 2: 0; 2011 Qtr 3: 0; 2011 Qtr 4: 0 | 4
0 | 253103-Packaged terminal HP Early Retirement |  | System | Commercial | 11-HTL-Lodging–Hotel(GuestRooms)-COOL | 0 |  |  |  |  | 429.557 | 0 | 112.5 | 0 | 0 | 317.057 | 0 |  | kWh | 0 | 0 | Commercial | [7 empty] | 15 | 0.5 |  |  |  | 1 | 1 | 0 | 0 | 0 | 0 | 0 | 0 | 0 | 0 | 0 | 0 | 2009 Qtr 1: 0; 2009 Qtr 2: 0; 2009 Qtr 3: 0; 2009 Qtr 4: 1; 2010 Qtr 1: 0; 2010 Qtr 2: 0; 2010 Qtr 3: 0; 2010 Qtr 4: 0; 2011 Qtr 1: 0; 2011 Qtr 2: 0; 2011 Qtr 3: 0; 2011 Qtr 4: 0 | 1
0 | 253103-Packaged terminal HP Early Retirement |  | System | Commercial | 11-HTL-Lodging–Hotel(GuestRooms)-COOL | 0 |  |  |  |  | 429.557 | 0 | 112.5 | 0 | 0 | 317.057 | 0 |  | kWh | 0 | 0 | Commercial | [7 empty] | 15 | 0.5 |  |  |  | 1 | 1 | 0 | 0 | 0 | 0 | 0 | 0 | 0 | 0 | 0 | 0 | 2009 Qtr 1: 0; 2009 Qtr 2: 0; 2009 Qtr 3: 0; 2009 Qtr 4: 1; 2010 Qtr 1: 0; 2010 Qtr 2: 0; 2010 Qtr 3: 0; 2010 Qtr 4: 0; 2011 Qtr 1: 0; 2011 Qtr 2: 0; 2011 Qtr 3: 0; 2011 Qtr 4: 0 | 1
0 | 253101-Packaged Terminal AC Early Retirement |  | System | Commercial | 11-HTL-Lodging–Hotel(GuestRooms)-COOL | 0 |  |  |  |  | 273.9377 | 0 | 157.8947 | 0 | 0 | 116.043 | 803.847 |  | kWh | 0.31843 | 0 | Commercial | [7 empty] | 15 | 0.5 |  |  |  | 1 | 0.95 | 0 | 0 | 0 | 0 | 0 | 0 | 0 | 0 | 0 | 0 | 2009 Qtr 1: 0; 2009 Qtr 2: 0; 2009 Qtr 3: 0; 2009 Qtr 4: 0.95; 2010 Qtr 1: 0; 2010 Qtr 2: 0; 2010 Qtr 3: 0; 2010 Qtr 4: 0; 2011 Qtr 1: 0; 2011 Qtr 2: 0; 2011 Qtr 3: 0; 2011 Qtr 4: 0 | 0.95
0 | 253101-Packaged Terminal AC Early Retirement |  | System | Commercial | 11-HTL-Lodging–Hotel(GuestRooms)-COOL | 0 |  |  |  |  | 273.9377 | 0 | 157.8947 | 0 | 0 | 116.043 | 803.847 |  | kWh | 0.31843 | 0 | Commercial | [7 empty] | 15 | 0.5 |  |  |  | 1 | 0.95 | 0 | 0 | 0 | 0 | 0 | 0 | 0 | 0 | 0 | 0 | 2009 Qtr 1: 0; 2009 Qtr 2: 0; 2009 Qtr 3: 0; 2009 Qtr 4: 0.95; 2010 Qtr 1: 0; 2010 Qtr 2: 0; 2010 Qtr 3: 0; 2010 Qtr 4: 0; 2011 Qtr 1: 0; 2011 Qtr 2: 0; 2011 Qtr 3: 0; 2011 Qtr 4: 0 | 0.95
0 | 253101-Packaged Terminal AC Early Retirement |  | System | Commercial | 11-HTL-Lodging–Hotel(GuestRooms)-COOL | 0 |  |  |  |  | 273.9377 | 0 | 157.8947 | 0 | 0 | 116.043 | 803.847 |  | kWh | 0.31843 | 0 | Commercial | [7 empty] | 15 | 0.5 |  |  |  | 1 | 0.95 | 0 | 0 | 0 | 0 | 0 | 0 | 0 | 0 | 0 | 0 | 2009 Qtr 1: 0; 2009 Qtr 2: 0; 2009 Qtr 3: 0; 2009 Qtr 4: 0.95; 2010 Qtr 1: 0; 2010 Qtr 2: 0; 2010 Qtr 3: 0; 2010 Qtr 4: 0; 2011 Qtr 1: 0; 2011 Qtr 2: 0; 2011 Qtr 3: 0; 2011 Qtr 4: 0 | 0.95
0 | 253101-Packaged Terminal AC Early Retirement |  | System | Commercial | 11-HTL-Lodging–Hotel(GuestRooms)-COOL | 0 |  |  |  |  | 273.9377 | 0 | 157.8947 | 0 | 0 | 116.043 | 803.847 |  | kWh | 0.31843 | 0 | Commercial | [7 empty] | 15 | 0.5 |  |  |  | 1 | 0.95 | 0 | 0 | 0 | 0 | 0 | 0 | 0 | 0 | 0 | 0 | 2009 Qtr 1: 0; 2009 Qtr 2: 0; 2009 Qtr 3: 0; 2009 Qtr 4: 0.95; 2010 Qtr 1: 0; 2010 Qtr 2: 0; 2010 Qtr 3: 0; 2010 Qtr 4: 0; 2011 Qtr 1: 0; 2011 Qtr 2: 0; 2011 Qtr 3: 0; 2011 Qtr 4: 0 | 0.95
0 | 253101-Packaged Terminal AC Early Retirement |  | System | Commercial | 11-HTL-Lodging–Hotel(GuestRooms)-COOL | 0 |  |  |  |  | 273.9377 | 0 | 157.8947 | 0 | 0 | 116.043 | 803.847 |  | kWh | 0.31843 | 0 | Commercial | [7 empty] | 15 | 0.5 |  |  |  | 1 | 0.95 | 0 | 0 | 0 | 0 | 0 | 0 | 0 | 0 | 0 | 0 | 2009 Qtr 1: 0; 2009 Qtr 2: 0; 2009 Qtr 3: 0; 2009 Qtr 4: 0.95; 2010 Qtr 1: 0; 2010 Qtr 2: 0; 2010 Qtr 3: 0; 2010 Qtr 4: 0; 2011 Qtr 1: 0; 2011 Qtr 2: 0; 2011 Qtr 3: 0; 2011 Qtr 4: 0 | 0.95
0 | 253103-Packaged terminal HP Early Retirement |  | System | Commercial | 11-HTL-Lodging–Hotel(GuestRooms)-COOL | 0 |  |  |  |  | 429.557 | 0 | 112.5 | 0 | 0 | 317.057 | 0 |  | kWh | 0 | 0 | Commercial | [7 empty] | 15 | 0.5 |  |  |  | 1 | 1 | 0 | 0 | 0 | 0 | 0 | 0 | 0 | 0 | 0 | 0 | 2009 Qtr 1: 0; 2009 Qtr 2: 0; 2009 Qtr 3: 0; 2009 Qtr 4: 1; 2010 Qtr 1: 0; 2010 Qtr 2: 0; 2010 Qtr 3: 0; 2010 Qtr 4: 0; 2011 Qtr 1: 0; 2011 Qtr 2: 0; 2011 Qtr 3: 0; 2011 Qtr 4: 0 | 1
0 | 253103-Packaged terminal HP Early Retirement |  | System | Commercial | 11-HTL-Lodging–Hotel(GuestRooms)-COOL | 0 |  |  |  |  | 429.557 | 0 | 112.5 | 0 | 0 | 317.057 | 0 |  | kWh | 0 | 0 | Commercial | [7 empty] | 15 | 0.5 |  |  |  | 1 | 1 | 0 | 0 | 0 | 0 | 0 | 0 | 0 | 0 | 0 | 0 | 2009 Qtr 1: 0; 2009 Qtr 2: 0; 2009 Qtr 3: 0; 2009 Qtr 4: 1; 2010 Qtr 1: 0; 2010 Qtr 2: 0; 2010 Qtr 3: 0; 2010 Qtr 4: 0; 2011 Qtr 1: 0; 2011 Qtr 2: 0; 2011 Qtr 3: 0; 2011 Qtr 4: 0 | 1
0 | 253103-Packaged terminal HP Early Retirement |  | System | Commercial | 11-HTL-Lodging–Hotel(GuestRooms)-COOL | 0 |  |  |  |  | 429.557 | 0 | 112.5 | 0 | 0 | 317.057 | 0 |  | kWh | 0 | 0 | Commercial | [7 empty] | 15 | 0.5 |  |  |  | 1 | 1 | 0 | 0 | 0 | 0 | 0 | 0 | 0 | 0 | 0 | 0 | 2009 Qtr 1: 0; 2009 Qtr 2: 0; 2009 Qtr 3: 0; 2009 Qtr 4: 1; 2010 Qtr 1: 0; 2010 Qtr 2: 0; 2010 Qtr 3: 0; 2010 Qtr 4: 0; 2011 Qtr 1: 0; 2011 Qtr 2: 0; 2011 Qtr 3: 0; 2011 Qtr 4: 0 | 1
0 | 253103-Packaged terminal HP Early Retirement |  | System | Commercial | 11-HTL-Lodging–Hotel(GuestRooms)-COOL | 0 |  |  |  |  | 429.557 | 0 | 112.5 | 0 | 0 | 317.057 | 0 |  | kWh | 0 | 0 | Commercial | [7 empty] | 15 | 0.5 |  |  |  | 1 | 1 | 0 | 0 | 0 | 0 | 0 | 0 | 0 | 0 | 0 | 0 | 2009 Qtr 1: 0; 2009 Qtr 2: 0; 2009 Qtr 3: 0; 2009 Qtr 4: 1; 2010 Qtr 1: 0; 2010 Qtr 2: 0; 2010 Qtr 3: 0; 2010 Qtr 4: 0; 2011 Qtr 1: 0; 2011 Qtr 2: 0; 2011 Qtr 3: 0; 2011 Qtr 4: 0 | 1
0 | 253103-Packaged terminal HP Early Retirement |  | System | Commercial | 11-HTL-Lodging–Hotel(GuestRooms)-COOL | 0 |  |  |  |  | 429.557 | 0 | 112.5 | 0 | 0 | 317.057 | 0 |  | kWh | 0 | 0 | Commercial | [7 empty] | 15 | 0.5 |  |  |  | 1 | 1 | 0 | 0 | 0 | 0 | 0 | 0 | 0 | 0 | 0 | 0 | 2009 Qtr 1: 0; 2009 Qtr 2: 0; 2009 Qtr 3: 0; 2009 Qtr 4: 1; 2010 Qtr 1: 0; 2010 Qtr 2: 0; 2010 Qtr 3: 0; 2010 Qtr 4: 0; 2011 Qtr 1: 0; 2011 Qtr 2: 0; 2011 Qtr 3: 0; 2011 Qtr 4: 0 | 1
0 | 253103-Packaged terminal HP Early Retirement |  | System | Commercial | 11-HTL-Lodging–Hotel(GuestRooms)-COOL | 0 |  |  |  |  | 429.557 | 0 | 112.5 | 0 | 0 | 317.057 | 0 |  | kWh | 0 | 0 | Commercial | [7 empty] | 15 | 0.5 |  |  |  | 1 | 1 | 0 | 0 | 0 | 0 | 0 | 0 | 0 | 0 | 0 | 0 | 2009 Qtr 1: 0; 2009 Qtr 2: 0; 2009 Qtr 3: 0; 2009 Qtr 4: 1; 2010 Qtr 1: 0; 2010 Qtr 2: 0; 2010 Qtr 3: 0; 2010 Qtr 4: 0; 2011 Qtr 1: 0; 2011 Qtr 2: 0; 2011 Qtr 3: 0; 2011 Qtr 4: 0 | 1
0 | 253103-Packaged terminal HP Early Retirement |  | System | Commercial | 11-HTL-Lodging–Hotel(GuestRooms)-COOL | 0 |  |  |  |  | 429.557 | 0 | 112.5 | 0 | 0 | 317.057 | 0 |  | kWh | 0 | 0 | Commercial | [7 empty] | 15 | 0.5 |  |  |  | 1 | 1 | 0 | 0 | 0 | 0 | 0 | 0 | 0 | 0 | 0 | 0 | 2009 Qtr 1: 0; 2009 Qtr 2: 0; 2009 Qtr 3: 0; 2009 Qtr 4: 1; 2010 Qtr 1: 0; 2010 Qtr 2: 0; 2010 Qtr 3: 0; 2010 Qtr 4: 0; 2011 Qtr 1: 0; 2011 Qtr 2: 0; 2011 Qtr 3: 0; 2011 Qtr 4: 0 | 1
0 | 253103-Packaged terminal HP Early Retirement |  | System | Commercial | 11-HTL-Lodging–Hotel(GuestRooms)-COOL | 0 |  |  |  |  | 429.557 | 0 | 112.5 | 0 | 0 | 317.057 | 0 |  | kWh | 0 | 0 | Commercial | [7 empty] | 15 | 0.5 |  |  |  | 1 | 1 | 0 | 0 | 0 | 0 | 0 | 0 | 0 | 0 | 0 | 0 | 2009 Qtr 1: 0; 2009 Qtr 2: 0; 2009 Qtr 3: 0; 2009 Qtr 4: 1; 2010 Qtr 1: 0; 2010 Qtr 2: 0; 2010 Qtr 3: 0; 2010 Qtr 4: 0; 2011 Qtr 1: 0; 2011 Qtr 2: 0; 2011 Qtr 3: 0; 2011 Qtr 4: 0 | 1
0 | 253103-Packaged terminal HP Early Retirement |  | System | Commercial | 11-HTL-Lodging–Hotel(GuestRooms)-COOL | 0 |  |  |  |  | 429.557 | 0 | 150 | 0 | 0 | 279.557 | 786.822 |  | kWh | 0.31106 | 0 | Commercial | [7 empty] | 15 | 0.5 |  |  |  | 1 | 1 | 0 | 0 | 0 | 0 | 0 | 0 | 0 | 0 | 0 | 0 | 2009 Qtr 1: 0; 2009 Qtr 2: 0; 2009 Qtr 3: 0; 2009 Qtr 4: 1; 2010 Qtr 1: 0; 2010 Qtr 2: 0; 2010 Qtr 3: 0; 2010 Qtr 4: 0; 2011 Qtr 1: 0; 2011 Qtr 2: 0; 2011 Qtr 3: 0; 2011 Qtr 4: 0 | 1
0 | 253103-Packaged terminal HP Early Retirement |  | System | Commercial | 11-HTL-Lodging–Hotel(GuestRooms)-COOL | 0 |  |  |  |  | 429.557 | 0 | 150 | 0 | 0 | 279.557 | 786.822 |  | kWh | 0.31106 | 0 | Commercial | [7 empty] | 15 | 0.5 |  |  |  | 1 | 1 | 0 | 0 | 0 | 0 | 0 | 0 | 0 | 0 | 0 | 0 | 2009 Qtr 1: 0; 2009 Qtr 2: 0; 2009 Qtr 3: 0; 2009 Qtr 4: 1; 2010 Qtr 1: 0; 2010 Qtr 2: 0; 2010 Qtr 3: 0; 2010 Qtr 4: 0; 2011 Qtr 1: 0; 2011 Qtr 2: 0; 2011 Qtr 3: 0; 2011 Qtr 4: 0 | 1
0 | 253103-Packaged terminal HP Early Retirement |  | System | Commercial | 11-HTL-Lodging–Hotel(GuestRooms)-COOL | 0 |  |  |  |  | 429.557 | 0 | 150 | 0 | 0 | 279.557 | 786.822 |  | kWh | 0.31106 | 0 | Commercial | [7 empty] | 15 | 0.5 |  |  |  | 1 | 1 | 0 | 0 | 0 | 0 | 0 | 0 | 0 | 0 | 0 | 0 | 2009 Qtr 1: 0; 2009 Qtr 2: 0; 2009 Qtr 3: 0; 2009 Qtr 4: 1; 2010 Qtr 1: 0; 2010 Qtr 2: 0; 2010 Qtr 3: 0; 2010 Qtr 4: 0; 2011 Qtr 1: 0; 2011 Qtr 2: 0; 2011 Qtr 3: 0; 2011 Qtr 4: 0 | 1
0 | 253103-Packaged terminal HP Early Retirement |  | System | Commercial | 11-HTL-Lodging–Hotel(GuestRooms)-COOL | 0 |  |  |  |  | 429.557 | 0 | 150 | 0 | 0 | 279.557 | 786.822 |  | kWh | 0.31106 | 0 | Commercial | [7 empty] | 15 | 0.5 |  |  |  | 1 | 1 | 0 | 0 | 0 | 0 | 0 | 0 | 0 | 0 | 0 | 0 | 2009 Qtr 1: 0; 2009 Qtr 2: 0; 2009 Qtr 3: 0; 2009 Qtr 4: 1; 2010 Qtr 1: 0; 2010 Qtr 2: 0; 2010 Qtr 3: 0; 2010 Qtr 4: 0; 2011 Qtr 1: 0; 2011 Qtr 2: 0; 2011 Qtr 3: 0; 2011 Qtr 4: 0 | 1
0 | 253103-Packaged terminal HP Early Retirement |  | System | Commercial | 11-HTL-Lodging–Hotel(GuestRooms)-COOL | 0 |  |  |  |  | 429.557 | 0 | 150 | 0 | 0 | 279.557 | 786.822 |  | kWh | 0.31106 | 0 | Commercial | [7 empty] | 15 | 0.5 |  |  |  | 1 | 1 | 0 | 0 | 0 | 0 | 0 | 0 | 0 | 0 | 0 | 0 | 2009 Qtr 1: 0; 2009 Qtr 2: 0; 2009 Qtr 3: 0; 2009 Qtr 4: 1; 2010 Qtr 1: 0; 2010 Qtr 2: 0; 2010 Qtr 3: 0; 2010 Qtr 4: 0; 2011 Qtr 1: 0; 2011 Qtr 2: 0; 2011 Qtr 3: 0; 2011 Qtr 4: 0 | 1
0 | 253103-Packaged terminal HP Early Retirement |  | System | Commercial | 11-HTL-Lodging–Hotel(GuestRooms)-COOL | 0 |  |  |  |  | 429.557 | 0 | 150 | 0 | 0 | 279.557 | 786.822 |  | kWh | 0.31106 | 0 | Commercial | [7 empty] | 15 | 0.5 |  |  |  | 1 | 1 | 0 | 0 | 0 | 0 | 0 | 0 | 0 | 0 | 0 | 0 | 2009 Qtr 1: 0; 2009 Qtr 2: 0; 2009 Qtr 3: 0; 2009 Qtr 4: 1; 2010 Qtr 1: 0; 2010 Qtr 2: 0; 2010 Qtr 3: 0; 2010 Qtr 4: 0; 2011 Qtr 1: 0; 2011 Qtr 2: 0; 2011 Qtr 3: 0; 2011 Qtr 4: 0 | 1
0 | 253103-Packaged terminal HP Early Retirement |  | System | Commercial | 11-HTL-Lodging–Hotel(GuestRooms)-COOL | 0 |  |  |  |  | 429.557 | 0 | 150 | 0 | 0 | 279.557 | 786.822 |  | kWh | 0.31106 | 0 | Commercial | [7 empty] | 15 | 0.5 |  |  |  | 1 | 1 | 0 | 0 | 0 | 0 | 0 | 0 | 0 | 0 | 0 | 0 | 2009 Qtr 1: 0; 2009 Qtr 2: 0; 2009 Qtr 3: 0; 2009 Qtr 4: 1; 2010 Qtr 1: 0; 2010 Qtr 2: 0; 2010 Qtr 3: 0; 2010 Qtr 4: 0; 2011 Qtr 1: 0; 2011 Qtr 2: 0; 2011 Qtr 3: 0; 2011 Qtr 4: 0 | 1
0 | 253103-Packaged terminal HP Early Retirement |  | System | Commercial | 11-HTL-Lodging–Hotel(GuestRooms)-COOL | 0 |  |  |  |  | 429.557 | 0 | 150 | 0 | 0 | 279.557 | 786.822 |  | kWh | 0.31106 | 0 | Commercial | [7 empty] | 15 | 0.5 |  |  |  | 1 | 1 | 0 | 0 | 0 | 0 | 0 | 0 | 0 | 0 | 0 | 0 | 2009 Qtr 1: 0; 2009 Qtr 2: 0; 2009 Qtr 3: 0; 2009 Qtr 4: 1; 2010 Qtr 1: 0; 2010 Qtr 2: 0; 2010 Qtr 3: 0; 2010 Qtr 4: 0; 2011 Qtr 1: 0; 2011 Qtr 2: 0; 2011 Qtr 3: 0; 2011 Qtr 4: 0 | 1
0 | 253103-Packaged terminal HP Early Retirement |  | System | Commercial | 11-HTL-Lodging–Hotel(GuestRooms)-COOL | 0 |  |  |  |  | 429.557 | 0 | 150 | 0 | 0 | 279.557 | 786.822 |  | kWh | 0.31106 | 0 | Commercial | [7 empty] | 15 | 0.5 |  |  |  | 1 | 1 | 0 | 0 | 0 | 0 | 0 | 0 | 0 | 0 | 0 | 0 | 2009 Qtr 1: 0; 2009 Qtr 2: 0; 2009 Qtr 3: 0; 2009 Qtr 4: 1; 2010 Qtr 1: 0; 2010 Qtr 2: 0; 2010 Qtr 3: 0; 2010 Qtr 4: 0; 2011 Qtr 1: 0; 2011 Qtr 2: 0; 2011 Qtr 3: 0; 2011 Qtr 4: 0 | 1
0 | 253103-Packaged terminal HP Early Retirement |  | System | Commercial | 11-HTL-Lodging–Hotel(GuestRooms)-COOL | 0 |  |  |  |  | 429.557 | 0 | 150 | 0 | 0 | 279.557 | 786.822 |  | kWh | 0.31106 | 0 | Commercial | [7 empty] | 15 | 0.5 |  |  |  | 1 | 1 | 0 | 0 | 0 | 0 | 0 | 0 | 0 | 0 | 0 | 0 | 2009 Qtr 1: 0; 2009 Qtr 2: 0; 2009 Qtr 3: 0; 2009 Qtr 4: 1; 2010 Qtr 1: 0; 2010 Qtr 2: 0; 2010 Qtr 3: 0; 2010 Qtr 4: 0; 2011 Qtr 1: 0; 2011 Qtr 2: 0; 2011 Qtr 3: 0; 2011 Qtr 4: 0 | 1
0 | 253103-Packaged terminal HP Early Retirement |  | System | Commercial | 11-HTL-Lodging–Hotel(GuestRooms)-COOL | 0 |  |  |  |  | 429.557 | 0 | 150 | 0 | 0 | 279.557 | 786.822 |  | kWh | 0.31106 | 0 | Commercial | [7 empty] | 15 | 0.5 |  |  |  | 1 | 1 | 0 | 0 | 0 | 0 | 0 | 0 | 0 | 0 | 0 | 0 | 2009 Qtr 1: 0; 2009 Qtr 2: 0; 2009 Qtr 3: 0; 2009 Qtr 4: 1; 2010 Qtr 1: 0; 2010 Qtr 2: 0; 2010 Qtr 3: 0; 2010 Qtr 4: 0; 2011 Qtr 1: 0; 2011 Qtr 2: 0; 2011 Qtr 3: 0; 2011 Qtr 4: 0 | 1
0 | 253103-Packaged terminal HP Early Retirement |  | System | Commercial | 11-HTL-Lodging–Hotel(GuestRooms)-COOL | 0 |  |  |  |  | 429.557 | 0 | 150 | 0 | 0 | 279.557 | 786.822 |  | kWh | 0.31106 | 0 | Commercial | [7 empty] | 15 | 0.5 |  |  |  | 1 | 1 | 0 | 0 | 0 | 0 | 0 | 0 | 0 | 0 | 0 | 0 | 2009 Qtr 1: 0; 2009 Qtr 2: 0; 2009 Qtr 3: 0; 2009 Qtr 4: 1; 2010 Qtr 1: 0; 2010 Qtr 2: 0; 2010 Qtr 3: 0; 2010 Qtr 4: 0; 2011 Qtr 1: 0; 2011 Qtr 2: 0; 2011 Qtr 3: 0; 2011 Qtr 4: 0 | 1
0 | 253103-Packaged terminal HP Early Retirement |  | System | Commercial | 11-HTL-Lodging–Hotel(GuestRooms)-COOL | 0 |  |  |  |  | 429.557 | 0 | 150 | 0 | 0 | 279.557 | 786.822 |  | kWh | 0.31106 | 0 | Commercial | [7 empty] | 15 | 0.5 |  |  |  | 1 | 1 | 0 | 0 | 0 | 0 | 0 | 0 | 0 | 0 | 0 | 0 | 2009 Qtr 1: 0; 2009 Qtr 2: 0; 2009 Qtr 3: 0; 2009 Qtr 4: 1; 2010 Qtr 1: 0; 2010 Qtr 2: 0; 2010 Qtr 3: 0; 2010 Qtr 4: 0; 2011 Qtr 1: 0; 2011 Qtr 2: 0; 2011 Qtr 3: 0; 2011 Qtr 4: 0 | 1
0 | 253103-Packaged terminal HP Early Retirement |  | System | Commercial | 11-HTL-Lodging–Hotel(GuestRooms)-COOL | 0 |  |  |  |  | 429.557 | 0 | 150 | 0 | 0 | 279.557 | 786.822 |  | kWh | 0.31106 | 0 | Commercial | [7 empty] | 15 | 0.5 |  |  |  | 1 | 1 | 0 | 0 | 0 | 0 | 0 | 0 | 0 | 0 | 0 | 0 | 2009 Qtr 1: 0; 2009 Qtr 2: 0; 2009 Qtr 3: 0; 2009 Qtr 4: 1; 2010 Qtr 1: 0; 2010 Qtr 2: 0; 2010 Qtr 3: 0; 2010 Qtr 4: 0; 2011 Qtr 1: 0; 2011 Qtr 2: 0; 2011 Qtr 3: 0; 2011 Qtr 4: 0 | 1
0 | 253103-Packaged terminal HP Early Retirement |  | System | Commercial | 11-HTL-Lodging–Hotel(GuestRooms)-COOL | 0 |  |  |  |  | 429.557 | 0 | 150 | 0 | 0 | 279.557 | 786.822 |  | kWh | 0.31106 | 0 | Commercial | [7 empty] | 15 | 0.5 |  |  |  | 1 | 1 | 0 | 0 | 0 | 0 | 0 | 0 | 0 | 0 | 0 | 0 | 2009 Qtr 1: 0; 2009 Qtr 2: 0; 2009 Qtr 3: 0; 2009 Qtr 4: 1; 2010 Qtr 1: 0; 2010 Qtr 2: 0; 2010 Qtr 3: 0; 2010 Qtr 4: 0; 2011 Qtr 1: 0; 2011 Qtr 2: 0; 2011 Qtr 3: 0; 2011 Qtr 4: 0 | 1
0 | 253103-Packaged terminal HP Early Retirement |  | System | Commercial | 11-HTL-Lodging–Hotel(GuestRooms)-COOL | 0 |  |  |  |  | 429.557 | 0 | 150 | 0 | 0 | 279.557 | 786.822 |  | kWh | 0.31106 | 0 | Commercial | [7 empty] | 15 | 0.5 |  |  |  | 1 | 1 | 0 | 0 | 0 | 0 | 0 | 0 | 0 | 0 | 0 | 0 | 2009 Qtr 1: 0; 2009 Qtr 2: 0; 2009 Qtr 3: 0; 2009 Qtr 4: 1; 2010 Qtr 1: 0; 2010 Qtr 2: 0; 2010 Qtr 3: 0; 2010 Qtr 4: 0; 2011 Qtr 1: 0; 2011 Qtr 2: 0; 2011 Qtr 3: 0; 2011 Qtr 4: 0 | 1
0 | 253103-Packaged terminal HP Early Retirement |  | System | Commercial | 11-HTL-Lodging–Hotel(GuestRooms)-COOL | 0 |  |  |  |  | 429.557 | 0 | 150 | 0 | 0 | 279.557 | 786.822 |  | kWh | 0.31106 | 0 | Commercial | [7 empty] | 15 | 0.5 |  |  |  | 1 | 1 | 0 | 0 | 0 | 0 | 0 | 0 | 0 | 0 | 0 | 0 | 2009 Qtr 1: 0; 2009 Qtr 2: 0; 2009 Qtr 3: 0; 2009 Qtr 4: 1; 2010 Qtr 1: 0; 2010 Qtr 2: 0; 2010 Qtr 3: 0; 2010 Qtr 4: 0; 2011 Qtr 1: 0; 2011 Qtr 2: 0; 2011 Qtr 3: 0; 2011 Qtr 4: 0 | 1
0 | 253103-Packaged terminal HP Early Retirement |  | System | Commercial | 11-HTL-Lodging–Hotel(GuestRooms)-COOL | 0 |  |  |  |  | 429.557 | 0 | 150 | 0 | 0 | 279.557 | 786.822 |  | kWh | 0.31106 | 0 | Commercial | [7 empty] | 15 | 0.5 |  |  |  | 1 | 1 | 0 | 0 | 0 | 0 | 0 | 0 | 0 | 0 | 0 | 0 | 2009 Qtr 1: 0; 2009 Qtr 2: 0; 2009 Qtr 3: 0; 2009 Qtr 4: 1; 2010 Qtr 1: 0; 2010 Qtr 2: 0; 2010 Qtr 3: 0; 2010 Qtr 4: 0; 2011 Qtr 1: 0; 2011 Qtr 2: 0; 2011 Qtr 3: 0; 2011 Qtr 4: 0 | 1
0 | 253103-Packaged terminal HP Early Retirement |  | System | Commercial | 11-HTL-Lodging–Hotel(GuestRooms)-COOL | 0 |  |  |  |  | 429.557 | 0 | 150 | 0 | 0 | 279.557 | 786.822 |  | kWh | 0.31106 | 0 | Commercial | [7 empty] | 15 | 0.5 |  |  |  | 1 | 1 | 0 | 0 | 0 | 0 | 0 | 0 | 0 | 0 | 0 | 0 | 2009 Qtr 1: 0; 2009 Qtr 2: 0; 2009 Qtr 3: 0; 2009 Qtr 4: 1; 2010 Qtr 1: 0; 2010 Qtr 2: 0; 2010 Qtr 3: 0; 2010 Qtr 4: 0; 2011 Qtr 1: 0; 2011 Qtr 2: 0; 2011 Qtr 3: 0; 2011 Qtr 4: 0 | 1
0 | 253103-Packaged terminal HP Early Retirement |  | System | Commercial | 11-HTL-Lodging–Hotel(GuestRooms)-COOL | 0 |  |  |  |  | 429.557 | 0 | 150 | 0 | 0 | 279.557 | 786.822 |  | kWh | 0.31106 | 0 | Commercial | [7 empty] | 15 | 0.5 |  |  |  | 1 | 1 | 0 | 0 | 0 | 0 | 0 | 0 | 0 | 0 | 0 | 0 | 2009 Qtr 1: 0; 2009 Qtr 2: 0; 2009 Qtr 3: 0; 2009 Qtr 4: 1; 2010 Qtr 1: 0; 2010 Qtr 2: 0; 2010 Qtr 3: 0; 2010 Qtr 4: 0; 2011 Qtr 1: 0; 2011 Qtr 2: 0; 2011 Qtr 3: 0; 2011 Qtr 4: 0 | 1
0 | 253103-Packaged terminal HP Early Retirement |  | System | Commercial | 11-HTL-Lodging–Hotel(GuestRooms)-COOL | 0 |  |  |  |  | 429.557 | 0 | 150 | 0 | 0 | 279.557 | 786.822 |  | kWh | 0.31106 | 0 | Commercial | [7 empty] | 15 | 0.5 |  |  |  | 1 | 1 | 0 | 0 | 0 | 0 | 0 | 0 | 0 | 0 | 0 | 0 | 2009 Qtr 1: 0; 2009 Qtr 2: 0; 2009 Qtr 3: 0; 2009 Qtr 4: 1; 2010 Qtr 1: 0; 2010 Qtr 2: 0; 2010 Qtr 3: 0; 2010 Qtr 4: 0; 2011 Qtr 1: 0; 2011 Qtr 2: 0; 2011 Qtr 3: 0; 2011 Qtr 4: 0 | 1
0 | 253103-Packaged terminal HP Early Retirement |  | System | Commercial | 11-HTL-Lodging–Hotel(GuestRooms)-COOL | 0 |  |  |  |  | 429.557 | 0 | 150 | 0 | 0 | 279.557 | 786.822 |  | kWh | 0.31106 | 0 | Commercial | [7 empty] | 15 | 0.5 |  |  |  | 1 | 1 | 0 | 0 | 0 | 0 | 0 | 0 | 0 | 0 | 0 | 0 | 2009 Qtr 1: 0; 2009 Qtr 2: 0; 2009 Qtr 3: 0; 2009 Qtr 4: 1; 2010 Qtr 1: 0; 2010 Qtr 2: 0; 2010 Qtr 3: 0; 2010 Qtr 4: 0; 2011 Qtr 1: 0; 2011 Qtr 2: 0; 2011 Qtr 3: 0; 2011 Qtr 4: 0 | 1
0 | 253103-Packaged terminal HP Early Retirement |  | System | Commercial | 11-HTL-Lodging–Hotel(GuestRooms)-COOL | 0 |  |  |  |  | 429.557 | 0 | 150 | 0 | 0 | 279.557 | 786.822 |  | kWh | 0.31106 | 0 | Commercial | [7 empty] | 15 | 0.5 |  |  |  | 1 | 1 | 0 | 0 | 0 | 0 | 0 | 0 | 0 | 0 | 0 | 0 | 2009 Qtr 1: 0; 2009 Qtr 2: 0; 2009 Qtr 3: 0; 2009 Qtr 4: 1; 2010 Qtr 1: 0; 2010 Qtr 2: 0; 2010 Qtr 3: 0; 2010 Qtr 4: 0; 2011 Qtr 1: 0; 2011 Qtr 2: 0; 2011 Qtr 3: 0; 2011 Qtr 4: 0 | 1
0 | 253103-Packaged terminal HP Early Retirement |  | System | Commercial | 11-HTL-Lodging–Hotel(GuestRooms)-COOL | 0 |  |  |  |  | 429.557 | 0 | 150 | 0 | 0 | 279.557 | 786.822 |  | kWh | 0.31106 | 0 | Commercial | [7 empty] | 15 | 0.5 |  |  |  | 1 | 1 | 0 | 0 | 0 | 0 | 0 | 0 | 0 | 0 | 0 | 0 | 2009 Qtr 1: 0; 2009 Qtr 2: 0; 2009 Qtr 3: 0; 2009 Qtr 4: 1; 2010 Qtr 1: 0; 2010 Qtr 2: 0; 2010 Qtr 3: 0; 2010 Qtr 4: 0; 2011 Qtr 1: 0; 2011 Qtr 2: 0; 2011 Qtr 3: 0; 2011 Qtr 4: 0 | 1
0 | 253103-Packaged terminal HP Early Retirement |  | System | Commercial | 11-HTL-Lodging–Hotel(GuestRooms)-COOL | 0 |  |  |  |  | 429.557 | 0 | 150 | 0 | 0 | 279.557 | 786.822 |  | kWh | 0.31106 | 0 | Commercial | [7 empty] | 15 | 0.5 |  |  |  | 1 | 1 | 0 | 0 | 0 | 0 | 0 | 0 | 0 | 0 | 0 | 0 | 2009 Qtr 1: 0; 2009 Qtr 2: 0; 2009 Qtr 3: 0; 2009 Qtr 4: 1; 2010 Qtr 1: 0; 2010 Qtr 2: 0; 2010 Qtr 3: 0; 2010 Qtr 4: 0; 2011 Qtr 1: 0; 2011 Qtr 2: 0; 2011 Qtr 3: 0; 2011 Qtr 4: 0 | 1
0 | 253103-Packaged terminal HP Early Retirement |  | System | Commercial | 11-HTL-Lodging–Hotel(GuestRooms)-COOL | 0 |  |  |  |  | 429.557 | 0 | 150 | 0 | 0 | 279.557 | 786.822 |  | kWh | 0.31106 | 0 | Commercial | [7 empty] | 15 | 0.5 |  |  |  | 1 | 1 | 0 | 0 | 0 | 0 | 0 | 0 | 0 | 0 | 0 | 0 | 2009 Qtr 1: 0; 2009 Qtr 2: 0; 2009 Qtr 3: 0; 2009 Qtr 4: 1; 2010 Qtr 1: 0; 2010 Qtr 2: 0; 2010 Qtr 3: 0; 2010 Qtr 4: 0; 2011 Qtr 1: 0; 2011 Qtr 2: 0; 2011 Qtr 3: 0; 2011 Qtr 4: 0 | 1
0 | 253103-Packaged terminal HP Early Retirement |  | System | Commercial | 11-HTL-Lodging–Hotel(GuestRooms)-COOL | 0 |  |  |  |  | 429.557 | 0 | 150 | 0 | 0 | 279.557 | 786.822 |  | kWh | 0.31106 | 0 | Commercial | [7 empty] | 15 | 0.5 |  |  |  | 1 | 1 | 0 | 0 | 0 | 0 | 0 | 0 | 0 | 0 | 0 | 0 | 2009 Qtr 1: 0; 2009 Qtr 2: 0; 2009 Qtr 3: 0; 2009 Qtr 4: 1; 2010 Qtr 1: 0; 2010 Qtr 2: 0; 2010 Qtr 3: 0; 2010 Qtr 4: 0; 2011 Qtr 1: 0; 2011 Qtr 2: 0; 2011 Qtr 3: 0; 2011 Qtr 4: 0 | 1
0 | 253103-Packaged terminal HP Early Retirement |  | System | Commercial | 11-HTL-Lodging–Hotel(GuestRooms)-COOL | 0 |  |  |  |  | 429.557 | 0 | 150 | 0 | 0 | 279.557 | 786.822 |  | kWh | 0.31106 | 0 | Commercial | [7 empty] | 15 | 0.5 |  |  |  | 1 | 1 | 0 | 0 | 0 | 0 | 0 | 0 | 0 | 0 | 0 | 0 | 2009 Qtr 1: 0; 2009 Qtr 2: 0; 2009 Qtr 3: 0; 2009 Qtr 4: 1; 2010 Qtr 1: 0; 2010 Qtr 2: 0; 2010 Qtr 3: 0; 2010 Qtr 4: 0; 2011 Qtr 1: 0; 2011 Qtr 2: 0; 2011 Qtr 3: 0; 2011 Qtr 4: 0 | 1
0 | 253103-Packaged terminal HP Early Retirement |  | System | Commercial | 11-HTL-Lodging–Hotel(GuestRooms)-COOL | 0 |  |  |  |  | 429.557 | 0 | 150 | 0 | 0 | 279.557 | 786.822 |  | kWh | 0.31106 | 0 | Commercial | [7 empty] | 15 | 0.5 |  |  |  | 1 | 1 | 0 | 0 | 0 | 0 | 0 | 0 | 0 | 0 | 0 | 0 | 2009 Qtr 1: 0; 2009 Qtr 2: 0; 2009 Qtr 3: 0; 2009 Qtr 4: 1; 2010 Qtr 1: 0; 2010 Qtr 2: 0; 2010 Qtr 3: 0; 2010 Qtr 4: 0; 2011 Qtr 1: 0; 2011 Qtr 2: 0; 2011 Qtr 3: 0; 2011 Qtr 4: 0 | 1
0 | 253103-Packaged terminal HP Early Retirement |  | System | Commercial | 11-HTL-Lodging–Hotel(GuestRooms)-COOL | 0 |  |  |  |  | 429.557 | 0 | 150 | 0 | 0 | 279.557 | 786.822 |  | kWh | 0.31106 | 0 | Commercial | [7 empty] | 15 | 0.5 |  |  |  | 1 | 1 | 0 | 0 | 0 | 0 | 0 | 0 | 0 | 0 | 0 | 0 | 2009 Qtr 1: 0; 2009 Qtr 2: 0; 2009 Qtr 3: 0; 2009 Qtr 4: 1; 2010 Qtr 1: 0; 2010 Qtr 2: 0; 2010 Qtr 3: 0; 2010 Qtr 4: 0; 2011 Qtr 1: 0; 2011 Qtr 2: 0; 2011 Qtr 3: 0; 2011 Qtr 4: 0 | 1
0 | 253103-Packaged terminal HP Early Retirement |  | System | Commercial | 11-HTL-Lodging–Hotel(GuestRooms)-COOL | 0 |  |  |  |  | 429.557 | 0 | 150 | 0 | 0 | 279.557 | 786.822 |  | kWh | 0.31106 | 0 | Commercial | [7 empty] | 15 | 0.5 |  |  |  | 1 | 1 | 0 | 0 | 0 | 0 | 0 | 0 | 0 | 0 | 0 | 0 | 2009 Qtr 1: 0; 2009 Qtr 2: 0; 2009 Qtr 3: 0; 2009 Qtr 4: 1; 2010 Qtr 1: 0; 2010 Qtr 2: 0; 2010 Qtr 3: 0; 2010 Qtr 4: 0; 2011 Qtr 1: 0; 2011 Qtr 2: 0; 2011 Qtr 3: 0; 2011 Qtr 4: 0 | 1
0 | 253103-Packaged terminal HP Early Retirement |  | System | Commercial | 11-HTL-Lodging–Hotel(GuestRooms)-COOL | 0 |  |  |  |  | 429.557 | 0 | 150 | 0 | 0 | 279.557 | 786.822 |  | kWh | 0.31106 | 0 | Commercial | [7 empty] | 15 | 0.5 |  |  |  | 1 | 1 | 0 | 0 | 0 | 0 | 0 | 0 | 0 | 0 | 0 | 0 | 2009 Qtr 1: 0; 2009 Qtr 2: 0; 2009 Qtr 3: 0; 2009 Qtr 4: 1; 2010 Qtr 1: 0; 2010 Qtr 2: 0; 2010 Qtr 3: 0; 2010 Qtr 4: 0; 2011 Qtr 1: 0; 2011 Qtr 2: 0; 2011 Qtr 3: 0; 2011 Qtr 4: 0 | 1
0 | 253103-Packaged terminal HP Early Retirement |  | System | Commercial | 11-HTL-Lodging–Hotel(GuestRooms)-COOL | 0 |  |  |  |  | 429.557 | 0 | 150 | 0 | 0 | 279.557 | 786.822 |  | kWh | 0.31106 | 0 | Commercial | [7 empty] | 15 | 0.5 |  |  |  | 1 | 1 | 0 | 0 | 0 | 0 | 0 | 0 | 0 | 0 | 0 | 0 | 2009 Qtr 1: 0; 2009 Qtr 2: 0; 2009 Qtr 3: 0; 2009 Qtr 4: 1; 2010 Qtr 1: 0; 2010 Qtr 2: 0; 2010 Qtr 3: 0; 2010 Qtr 4: 0; 2011 Qtr 1: 0; 2011 Qtr 2: 0; 2011 Qtr 3: 0; 2011 Qtr 4: 0 | 1
0 | 253103-Packaged terminal HP Early Retirement |  | System | Commercial | 11-HTL-Lodging–Hotel(GuestRooms)-COOL | 0 |  |  |  |  | 429.557 | 0 | 150 | 0 | 0 | 279.557 | 786.822 |  | kWh | 0.31106 | 0 | Commercial | [7 empty] | 15 | 0.5 |  |  |  | 1 | 1 | 0 | 0 | 0 | 0 | 0 | 0 | 0 | 0 | 0 | 0 | 2009 Qtr 1: 0; 2009 Qtr 2: 0; 2009 Qtr 3: 0; 2009 Qtr 4: 1; 2010 Qtr 1: 0; 2010 Qtr 2: 0; 2010 Qtr 3: 0; 2010 Qtr 4: 0; 2011 Qtr 1: 0; 2011 Qtr 2: 0; 2011 Qtr 3: 0; 2011 Qtr 4: 0 | 1
0 | 253024-Res. Refr. Charge QI: Early Ret. |  | System | Residential | 26-SFM-ResidentialSingleFamily-SP_COOL | 0 |  |  |  |  | 10.3583 | 0 | 35.19 | 0 | 0 | -24.8317 | 111.621 |  | kWh | 0.076051 | -0.038582 | Residential |  | Winter Only | [5 empty] | 10 | 0.78 |  |  |  | 0 | 5 | 0 | 0 | 0 | 0 | 0 | 0 | 0 | 0 | 0 | 0 | 2009 Qtr 1: 0; 2009 Qtr 2: 0; 2009 Qtr 3: 0; 2009 Qtr 4: 5; 2010 Qtr 1: 0; 2010 Qtr 2: 0; 2010 Qtr 3: 0; 2010 Qtr 4: 0; 2011 Qtr 1: 0; 2011 Qtr 2: 0; 2011 Qtr 3: 0; 2011 Qtr 4: 0 | 5
0 | 253024-Res. Refr. Charge QI: Early Ret. |  | System | Residential | 26-SFM-ResidentialSingleFamily-SP_COOL | 0 |  |  |  |  | 10.3583 | 0 | 35.19 | 0 | 0 | -24.8317 | 111.621 |  | kWh | 0.076051 | -0.038582 | Residential |  | Winter Only | [5 empty] | 10 | 0.78 |  |  |  | 0 | 3 | 0 | 0 | 0 | 0 | 0 | 0 | 0 | 0 | 0 | 0 | 2009 Qtr 1: 0; 2009 Qtr 2: 0; 2009 Qtr 3: 0; 2009 Qtr 4: 3; 2010 Qtr 1: 0; 2010 Qtr 2: 0; 2010 Qtr 3: 0; 2010 Qtr 4: 0; 2011 Qtr 1: 0; 2011 Qtr 2: 0; 2011 Qtr 3: 0; 2011 Qtr 4: 0 | 3
0 | 253024-Res. Refr. Charge QI: Early Ret. |  | System | Residential | 26-SFM-ResidentialSingleFamily-SP_COOL | 0 |  |  |  |  | 10.3583 | 0 | 35.19 | 0 | 0 | -24.8317 | 111.621 |  | kWh | 0.076051 | -0.038582 | Residential |  | Winter Only | [5 empty] | 10 | 0.78 |  |  |  | 0 | 4 | 0 | 0 | 0 | 0 | 0 | 0 | 0 | 0 | 0 | 0 | 2009 Qtr 1: 0; 2009 Qtr 2: 0; 2009 Qtr 3: 0; 2009 Qtr 4: 4; 2010 Qtr 1: 0; 2010 Qtr 2: 0; 2010 Qtr 3: 0; 2010 Qtr 4: 0; 2011 Qtr 1: 0; 2011 Qtr 2: 0; 2011 Qtr 3: 0; 2011 Qtr 4: 0 | 4
0 | 253024-Res. Refr. Charge QI: Early Ret. |  | System | Residential | 26-SFM-ResidentialSingleFamily-SP_COOL | 0 |  |  |  |  | 10.3583 | 0 | 35.19 | 0 | 0 | -24.8317 | 111.621 |  | kWh | 0.076051 | -0.038582 | Residential |  | Winter Only | [5 empty] | 10 | 0.78 |  |  |  | 0 | 2 | 0 | 0 | 0 | 0 | 0 | 0 | 0 | 0 | 0 | 0 | 2009 Qtr 1: 0; 2009 Qtr 2: 0; 2009 Qtr 3: 0; 2009 Qtr 4: 2; 2010 Qtr 1: 0; 2010 Qtr 2: 0; 2010 Qtr 3: 0; 2010 Qtr 4: 0; 2011 Qtr 1: 0; 2011 Qtr 2: 0; 2011 Qtr 3: 0; 2011 Qtr 4: 0 | 2
0 | 253024-Res. Refr. Charge QI: Early Ret. |  | System | Residential | 26-SFM-ResidentialSingleFamily-SP_COOL | 0 |  |  |  |  | 10.3583 | 0 | 35.19 | 0 | 0 | -24.8317 | 111.621 |  | kWh | 0.076051 | -0.038582 | Residential |  | Winter Only | [5 empty] | 10 | 0.78 |  |  |  | 0 | 4 | 0 | 0 | 0 | 0 | 0 | 0 | 0 | 0 | 0 | 0 | 2009 Qtr 1: 0; 2009 Qtr 2: 0; 2009 Qtr 3: 0; 2009 Qtr 4: 4; 2010 Qtr 1: 0; 2010 Qtr 2: 0; 2010 Qtr 3: 0; 2010 Qtr 4: 0; 2011 Qtr 1: 0; 2011 Qtr 2: 0; 2011 Qtr 3: 0; 2011 Qtr 4: 0 | 4
0 | 253024-Res. Refr. Charge QI: Early Ret. |  | System | Residential | 26-SFM-ResidentialSingleFamily-SP_COOL | 0 |  |  |  |  | 10.3583 | 0 | 35.19 | 0 | 0 | -24.8317 | 111.621 |  | kWh | 0.076051 | -0.038582 | Residential |  | Winter Only | [5 empty] | 10 | 0.78 |  |  |  | 0 | 2 | 0 | 0 | 0 | 0 | 0 | 0 | 0 | 0 | 0 | 0 | 2009 Qtr 1: 0; 2009 Qtr 2: 0; 2009 Qtr 3: 0; 2009 Qtr 4: 2; 2010 Qtr 1: 0; 2010 Qtr 2: 0; 2010 Qtr 3: 0; 2010 Qtr 4: 0; 2011 Qtr 1: 0; 2011 Qtr 2: 0; 2011 Qtr 3: 0; 2011 Qtr 4: 0 | 2
0 | 253024-Res. Refr. Charge QI: Early Ret. |  | System | Residential | 26-SFM-ResidentialSingleFamily-SP_COOL | 0 |  |  |  |  | 10.3583 | 0 | 35.19 | 0 | 0 | -24.8317 | 111.621 |  | kWh | 0.076051 | -0.038582 | Residential |  | Winter Only | [5 empty] | 10 | 0.78 |  |  |  | 0 | 4 | 0 | 0 | 0 | 0 | 0 | 0 | 0 | 0 | 0 | 0 | 2009 Qtr 1: 0; 2009 Qtr 2: 0; 2009 Qtr 3: 0; 2009 Qtr 4: 4; 2010 Qtr 1: 0; 2010 Qtr 2: 0; 2010 Qtr 3: 0; 2010 Qtr 4: 0; 2011 Qtr 1: 0; 2011 Qtr 2: 0; 2011 Qtr 3: 0; 2011 Qtr 4: 0 | 4
0 | 253024-Res. Refr. Charge QI: Early Ret. |  | System | Residential | 26-SFM-ResidentialSingleFamily-SP_COOL | 0 |  |  |  |  | 10.3583 | 0 | 35.19 | 0 | 0 | -24.8317 | 111.621 |  | kWh | 0.076051 | -0.038582 | Residential |  | Winter Only | [5 empty] | 10 | 0.78 |  |  |  | 0 | 3 | 0 | 0 | 0 | 0 | 0 | 0 | 0 | 0 | 0 | 0 | 2009 Qtr 1: 0; 2009 Qtr 2: 0; 2009 Qtr 3: 0; 2009 Qtr 4: 3; 2010 Qtr 1: 0; 2010 Qtr 2: 0; 2010 Qtr 3: 0; 2010 Qtr 4: 0; 2011 Qtr 1: 0; 2011 Qtr 2: 0; 2011 Qtr 3: 0; 2011 Qtr 4: 0 | 3
0 | 253077-Comm. HP <65k single phase split ER above code |  | System | Commercial | 01-ALC-AllCommercial-Cooling | 0 |  |  |  |  | 97.9361 | 0 | 226.8467 | 0 | 0 | -128.9106 | 433.758 |  | kWh | 0.20195 | 0 | Commercial | [7 empty] | 15 | 0.5 |  |  |  | 1 | 3 | 0 | 0 | 0 | 0 | 0 | 0 | 0 | 0 | 0 | 0 | 2009 Qtr 1: 0; 2009 Qtr 2: 0; 2009 Qtr 3: 0; 2009 Qtr 4: 3; 2010 Qtr 1: 0; 2010 Qtr 2: 0; 2010 Qtr 3: 0; 2010 Qtr 4: 0; 2011 Qtr 1: 0; 2011 Qtr 2: 0; 2011 Qtr 3: 0; 2011 Qtr 4: 0 | 3
0 | 253093-Comm. Refr. Charge QI: Split Systems |  | System | Commercial | 01-ALC-AllCommercial-Cooling | 0 |  |  |  |  | 38.36 | 0 | 41.055 | 0 | 0 | -2.695 | 129.504 |  | kWh | 0.086348 | 0 | Commercial | [7 empty] | 10 | 0.7 |  |  |  | 0 | 3 | 0 | 0 | 0 | 0 | 0 | 0 | 0 | 0 | 0 | 0 | 2009 Qtr 1: 0; 2009 Qtr 2: 0; 2009 Qtr 3: 0; 2009 Qtr 4: 3; 2010 Qtr 1: 0; 2010 Qtr 2: 0; 2010 Qtr 3: 0; 2010 Qtr 4: 0; 2011 Qtr 1: 0; 2011 Qtr 2: 0; 2011 Qtr 3: 0; 2011 Qtr 4: 0 | 3
0 | 253004-Residential AC SEER 15 CZ 10, 14, or 15 |  | System | Residential | 26-SFM-ResidentialSingleFamily-SP_COOL | 0 |  |  |  |  | 185.2374 | 0 | 107.1375 | 0 | 0 | 78.0999 | 372.762 |  | kWh | 0.39428 | -1.1019 | Residential |  | Winter Only | [5 empty] | 15 | 0.67 |  |  |  | 1 | 2 | 0 | 0 | 0 | 0 | 0 | 0 | 0 | 0 | 0 | 0 | 2009 Qtr 1: 0; 2009 Qtr 2: 0; 2009 Qtr 3: 0; 2009 Qtr 4: 2; 2010 Qtr 1: 0; 2010 Qtr 2: 0; 2010 Qtr 3: 0; 2010 Qtr 4: 0; 2011 Qtr 1: 0; 2011 Qtr 2: 0; 2011 Qtr 3: 0; 2011 Qtr 4: 0 | 2
0 | 253022-Res. Refr. Charge QI: Repl. on Failure |  | System | Residential | 26-SFM-ResidentialSingleFamily-SP_COOL | 0 |  |  |  |  | 10.3583 | 0 | 43.9875 | 0 | 0 | -33.6292 | 111.621 |  | kWh | 0.076051 | -0.038582 | Residential |  | Winter Only | [5 empty] | 10 | 0.78 |  |  |  | 0 | 2 | 0 | 0 | 0 | 0 | 0 | 0 | 0 | 0 | 0 | 0 | 2009 Qtr 1: 0; 2009 Qtr 2: 0; 2009 Qtr 3: 0; 2009 Qtr 4: 2; 2010 Qtr 1: 0; 2010 Qtr 2: 0; 2010 Qtr 3: 0; 2010 Qtr 4: 0; 2011 Qtr 1: 0; 2011 Qtr 2: 0; 2011 Qtr 3: 0; 2011 Qtr 4: 0 | 2
0 | 253007-Residential AC SEER 14 Early Ret. CZ 6, 7 or 8 |  | System | Residential | 26-SFM-ResidentialSingleFamily-SP_COOL | 0 |  |  |  |  | 642.1695 | 0 | 34.7222 | 0 | 0 | 607.4473 | 184.853 |  | kWh | 0.37116 | 0.59287 | Residential |  | Winter Only | [5 empty] | 15 | 0.67 |  |  |  | 1 | 5 | 0 | 0 | 0 | 0 | 0 | 0 | 0 | 0 | 0 | 0 | 2009 Qtr 1: 0; 2009 Qtr 2: 0; 2009 Qtr 3: 0; 2009 Qtr 4: 5; 2010 Qtr 1: 0; 2010 Qtr 2: 0; 2010 Qtr 3: 0; 2010 Qtr 4: 0; 2011 Qtr 1: 0; 2011 Qtr 2: 0; 2011 Qtr 3: 0; 2011 Qtr 4: 0 | 5
0 | 253023-Res. Refr. Charge QI: Early Ret. |  | System | Residential | 26-SFM-ResidentialSingleFamily-SP_COOL | 0 |  |  |  |  | 10.3583 | 0 | 16.6667 | 0 | 0 | -6.3084 | 57.1467 |  | kWh | 0.10312 | -0.050476 | Residential |  | Winter Only | [5 empty] | 10 | 0.78 |  |  |  | 0 | 5 | 0 | 0 | 0 | 0 | 0 | 0 | 0 | 0 | 0 | 0 | 2009 Qtr 1: 0; 2009 Qtr 2: 0; 2009 Qtr 3: 0; 2009 Qtr 4: 5; 2010 Qtr 1: 0; 2010 Qtr 2: 0; 2010 Qtr 3: 0; 2010 Qtr 4: 0; 2011 Qtr 1: 0; 2011 Qtr 2: 0; 2011 Qtr 3: 0; 2011 Qtr 4: 0 | 5
0 | 253024-Res. Refr. Charge QI: Early Ret. |  | System | Residential | 26-SFM-ResidentialSingleFamily-SP_COOL | 0 |  |  |  |  | 10.3583 | 0 | 35.19 | 0 | 0 | -24.8317 | 111.621 |  | kWh | 0.076051 | -0.038582 | Residential |  | Winter Only | [5 empty] | 10 | 0.78 |  |  |  | 0 | 4 | 0 | 0 | 0 | 0 | 0 | 0 | 0 | 0 | 0 | 0 | 2009 Qtr 1: 0; 2009 Qtr 2: 0; 2009 Qtr 3: 0; 2009 Qtr 4: 4; 2010 Qtr 1: 0; 2010 Qtr 2: 0; 2010 Qtr 3: 0; 2010 Qtr 4: 0; 2011 Qtr 1: 0; 2011 Qtr 2: 0; 2011 Qtr 3: 0; 2011 Qtr 4: 0 | 4
0 | 253024-Res. Refr. Charge QI: Early Ret. |  | System | Residential | 26-SFM-ResidentialSingleFamily-SP_COOL | 0 |  |  |  |  | 10.3583 | 0 | 35.19 | 0 | 0 | -24.8317 | 111.621 |  | kWh | 0.076051 | -0.038582 | Residential |  | Winter Only | [5 empty] | 10 | 0.78 |  |  |  | 0 | 3 | 0 | 0 | 0 | 0 | 0 | 0 | 0 | 0 | 0 | 0 | 2009 Qtr 1: 0; 2009 Qtr 2: 0; 2009 Qtr 3: 0; 2009 Qtr 4: 3; 2010 Qtr 1: 0; 2010 Qtr 2: 0; 2010 Qtr 3: 0; 2010 Qtr 4: 0; 2011 Qtr 1: 0; 2011 Qtr 2: 0; 2011 Qtr 3: 0; 2011 Qtr 4: 0 | 3
0 | 253024-Res. Refr. Charge QI: Early Ret. |  | System | Residential | 26-SFM-ResidentialSingleFamily-SP_COOL | 0 |  |  |  |  | 10.3583 | 0 | 35.19 | 0 | 0 | -24.8317 | 111.621 |  | kWh | 0.076051 | -0.038582 | Residential |  | Winter Only | [5 empty] | 10 | 0.78 |  |  |  | 0 | 4 | 0 | 0 | 0 | 0 | 0 | 0 | 0 | 0 | 0 | 0 | 2009 Qtr 1: 0; 2009 Qtr 2: 0; 2009 Qtr 3: 0; 2009 Qtr 4: 4; 2010 Qtr 1: 0; 2010 Qtr 2: 0; 2010 Qtr 3: 0; 2010 Qtr 4: 0; 2011 Qtr 1: 0; 2011 Qtr 2: 0; 2011 Qtr 3: 0; 2011 Qtr 4: 0 | 4
0 | 253024-Res. Refr. Charge QI: Early Ret. |  | System | Residential | 26-SFM-ResidentialSingleFamily-SP_COOL | 0 |  |  |  |  | 10.3583 | 0 | 35.19 | 0 | 0 | -24.8317 | 111.621 |  | kWh | 0.076051 | -0.038582 | Residential |  | Winter Only | [5 empty] | 10 | 0.78 |  |  |  | 0 | 5 | 0 | 0 | 0 | 0 | 0 | 0 | 0 | 0 | 0 | 0 | 2009 Qtr 1: 0; 2009 Qtr 2: 0; 2009 Qtr 3: 0; 2009 Qtr 4: 5; 2010 Qtr 1: 0; 2010 Qtr 2: 0; 2010 Qtr 3: 0; 2010 Qtr 4: 0; 2011 Qtr 1: 0; 2011 Qtr 2: 0; 2011 Qtr 3: 0; 2011 Qtr 4: 0 | 5
0 | 253042-Comm. HP <65k single phase split |  | System | Commercial | 01-ALC-AllCommercial-Cooling | 0 |  |  |  |  | 97.9361 | 0 | 42.85 | 0 | 0 | 55.0861 | 529.996 |  | kWh | 0.28895 | 0 | Commercial | [7 empty] | 15 | 0.5 |  |  |  | 1 | 4 | 0 | 0 | 0 | 0 | 0 | 0 | 0 | 0 | 0 | 0 | 2009 Qtr 1: 0; 2009 Qtr 2: 0; 2009 Qtr 3: 0; 2009 Qtr 4: 4; 2010 Qtr 1: 0; 2010 Qtr 2: 0; 2010 Qtr 3: 0; 2010 Qtr 4: 0; 2011 Qtr 1: 0; 2011 Qtr 2: 0; 2011 Qtr 3: 0; 2011 Qtr 4: 0 | 4
0 | 253094-Comm. Refr. Charge QI: Split Systems |  | System | Commercial | 01-ALC-AllCommercial-Cooling | 0 |  |  |  |  | 38.36 | 0 | 35.19 | 0 | 0 | 3.17 | 145.806 |  | kWh | 0.086348 | 0 | Commercial | [7 empty] | 10 | 0.7 |  |  |  | 0 | 4 | 0 | 0 | 0 | 0 | 0 | 0 | 0 | 0 | 0 | 0 | 2009 Qtr 1: 0; 2009 Qtr 2: 0; 2009 Qtr 3: 0; 2009 Qtr 4: 4; 2010 Qtr 1: 0; 2010 Qtr 2: 0; 2010 Qtr 3: 0; 2010 Qtr 4: 0; 2011 Qtr 1: 0; 2011 Qtr 2: 0; 2011 Qtr 3: 0; 2011 Qtr 4: 0 | 4
0 | 253024-Res. Refr. Charge QI: Early Ret. |  | System | Residential | 26-SFM-ResidentialSingleFamily-SP_COOL | 0 |  |  |  |  | 10.3583 | 0 | 43.9875 | 0 | 0 | -33.6292 | 111.621 |  | kWh | 0.076051 | -0.038582 | Residential |  | Winter Only | [5 empty] | 10 | 0.78 |  |  |  | 0 | 2 | 0 | 0 | 0 | 0 | 0 | 0 | 0 | 0 | 0 | 0 | 2009 Qtr 1: 0; 2009 Qtr 2: 0; 2009 Qtr 3: 0; 2009 Qtr 4: 2; 2010 Qtr 1: 0; 2010 Qtr 2: 0; 2010 Qtr 3: 0; 2010 Qtr 4: 0; 2011 Qtr 1: 0; 2011 Qtr 2: 0; 2011 Qtr 3: 0; 2011 Qtr 4: 0 | 2
0 | 253024-Res. Refr. Charge QI: Early Ret. |  | System | Residential | 26-SFM-ResidentialSingleFamily-SP_COOL | 0 |  |  |  |  | 10.3583 | 0 | 35.19 | 0 | 0 | -24.8317 | 111.621 |  | kWh | 0.076051 | -0.038582 | Residential |  | Winter Only | [5 empty] | 10 | 0.78 |  |  |  | 0 | 4 | 0 | 0 | 0 | 0 | 0 | 0 | 0 | 0 | 0 | 0 | 2009 Qtr 1: 0; 2009 Qtr 2: 0; 2009 Qtr 3: 0; 2009 Qtr 4: 4; 2010 Qtr 1: 0; 2010 Qtr 2: 0; 2010 Qtr 3: 0; 2010 Qtr 4: 0; 2011 Qtr 1: 0; 2011 Qtr 2: 0; 2011 Qtr 3: 0; 2011 Qtr 4: 0 | 4
0 | 253024-Res. Refr. Charge QI: Early Ret. |  | System | Residential | 26-SFM-ResidentialSingleFamily-SP_COOL | 0 |  |  |  |  | 10.3583 | 0 | 35.19 | 0 | 0 | -24.8317 | 111.621 |  | kWh | 0.076051 | -0.038582 | Residential |  | Winter Only | [5 empty] | 10 | 0.78 |  |  |  | 0 | 3 | 0 | 0 | 0 | 0 | 0 | 0 | 0 | 0 | 0 | 0 | 2009 Qtr 1: 0; 2009 Qtr 2: 0; 2009 Qtr 3: 0; 2009 Qtr 4: 3; 2010 Qtr 1: 0; 2010 Qtr 2: 0; 2010 Qtr 3: 0; 2010 Qtr 4: 0; 2011 Qtr 1: 0; 2011 Qtr 2: 0; 2011 Qtr 3: 0; 2011 Qtr 4: 0 | 3
0 | 253015-Residential HP SEER 13 Early Ret. CZ 6, 7 or 8 |  | System | Residential | 26-SFM-ResidentialSingleFamily-SP_COOL | 0 |  |  |  |  | 630.8445 | 0 | 30 | 0 | 0 | 600.8445 | 560.034 |  | kWh | 0.27791 | 0 | Residential |  | Winter Only | [5 empty] | 15 | 0.67 |  |  |  | 1 | 2 | 0 | 0 | 0 | 0 | 0 | 0 | 0 | 0 | 0 | 0 | 2009 Qtr 1: 0; 2009 Qtr 2: 0; 2009 Qtr 3: 0; 2009 Qtr 4: 2; 2010 Qtr 1: 0; 2010 Qtr 2: 0; 2010 Qtr 3: 0; 2010 Qtr 4: 0; 2011 Qtr 1: 0; 2011 Qtr 2: 0; 2011 Qtr 3: 0; 2011 Qtr 4: 0 | 2
0 | 253023-Res. Refr. Charge QI: Early Ret. |  | System | Residential | 26-SFM-ResidentialSingleFamily-SP_COOL | 0 |  |  |  |  | 10.3583 | 0 | 16.6667 | 0 | 0 | -6.3084 | 57.1467 |  | kWh | 0.10312 | -0.050476 | Residential |  | Winter Only | [5 empty] | 10 | 0.78 |  |  |  | 0 | 2 | 0 | 0 | 0 | 0 | 0 | 0 | 0 | 0 | 0 | 0 | 2009 Qtr 1: 0; 2009 Qtr 2: 0; 2009 Qtr 3: 0; 2009 Qtr 4: 2; 2010 Qtr 1: 0; 2010 Qtr 2: 0; 2010 Qtr 3: 0; 2010 Qtr 4: 0; 2011 Qtr 1: 0; 2011 Qtr 2: 0; 2011 Qtr 3: 0; 2011 Qtr 4: 0 | 2
0 | 253024-Res. Refr. Charge QI: Early Ret. |  | System | Residential | 26-SFM-ResidentialSingleFamily-SP_COOL | 0 |  |  |  |  | 10.3583 | 0 | 35.19 | 0 | 0 | -24.8317 | 111.621 |  | kWh | 0.076051 | -0.038582 | Residential |  | Winter Only | [5 empty] | 10 | 0.78 |  |  |  | 0 | 5 | 0 | 0 | 0 | 0 | 0 | 0 | 0 | 0 | 0 | 0 | 2009 Qtr 1: 0; 2009 Qtr 2: 0; 2009 Qtr 3: 0; 2009 Qtr 4: 5; 2010 Qtr 1: 0; 2010 Qtr 2: 0; 2010 Qtr 3: 0; 2010 Qtr 4: 0; 2011 Qtr 1: 0; 2011 Qtr 2: 0; 2011 Qtr 3: 0; 2011 Qtr 4: 0 | 5
0 | 253024-Res. Refr. Charge QI: Early Ret. |  | System | Residential | 26-SFM-ResidentialSingleFamily-SP_COOL | 0 |  |  |  |  | 10.3583 | 0 | 35.19 | 0 | 0 | -24.8317 | 111.621 |  | kWh | 0.076051 | -0.038582 | Residential |  | Winter Only | [5 empty] | 10 | 0.78 |  |  |  | 0 | 3 | 0 | 0 | 0 | 0 | 0 | 0 | 0 | 0 | 0 | 0 | 2009 Qtr 1: 0; 2009 Qtr 2: 0; 2009 Qtr 3: 0; 2009 Qtr 4: 3; 2010 Qtr 1: 0; 2010 Qtr 2: 0; 2010 Qtr 3: 0; 2010 Qtr 4: 0; 2011 Qtr 1: 0; 2011 Qtr 2: 0; 2011 Qtr 3: 0; 2011 Qtr 4: 0 | 3
0 | 253024-Res. Refr. Charge QI: Early Ret. |  | System | Residential | 26-SFM-ResidentialSingleFamily-SP_COOL | 0 |  |  |  |  | 10.3583 | 0 | 35.19 | 0 | 0 | -24.8317 | 111.621 |  | kWh | 0.076051 | -0.038582 | Residential |  | Winter Only | [5 empty] | 10 | 0.78 |  |  |  | 0 | 3 | 0 | 0 | 0 | 0 | 0 | 0 | 0 | 0 | 0 | 0 | 2009 Qtr 1: 0; 2009 Qtr 2: 0; 2009 Qtr 3: 0; 2009 Qtr 4: 3; 2010 Qtr 1: 0; 2010 Qtr 2: 0; 2010 Qtr 3: 0; 2010 Qtr 4: 0; 2011 Qtr 1: 0; 2011 Qtr 2: 0; 2011 Qtr 3: 0; 2011 Qtr 4: 0 | 3
0 | 253024-Res. Refr. Charge QI: Early Ret. |  | System | Residential | 26-SFM-ResidentialSingleFamily-SP_COOL | 0 |  |  |  |  | 10.3583 | 0 | 35.19 | 0 | 0 | -24.8317 | 111.621 |  | kWh | 0.076051 | -0.038582 | Residential |  | Winter Only | [5 empty] | 10 | 0.78 |  |  |  | 0 | 2 | 0 | 0 | 0 | 0 | 0 | 0 | 0 | 0 | 0 | 0 | 2009 Qtr 1: 0; 2009 Qtr 2: 0; 2009 Qtr 3: 0; 2009 Qtr 4: 2; 2010 Qtr 1: 0; 2010 Qtr 2: 0; 2010 Qtr 3: 0; 2010 Qtr 4: 0; 2011 Qtr 1: 0; 2011 Qtr 2: 0; 2011 Qtr 3: 0; 2011 Qtr 4: 0 | 2
0 | 253024-Res. Refr. Charge QI: Early Ret. |  | System | Residential | 26-SFM-ResidentialSingleFamily-SP_COOL | 0 |  |  |  |  | 10.3583 | 0 | 35.19 | 0 | 0 | -24.8317 | 111.621 |  | kWh | 0.076051 | -0.038582 | Residential |  | Winter Only | [5 empty] | 10 | 0.78 |  |  |  | 0 | 4 | 0 | 0 | 0 | 0 | 0 | 0 | 0 | 0 | 0 | 0 | 2009 Qtr 1: 0; 2009 Qtr 2: 0; 2009 Qtr 3: 0; 2009 Qtr 4: 4; 2010 Qtr 1: 0; 2010 Qtr 2: 0; 2010 Qtr 3: 0; 2010 Qtr 4: 0; 2011 Qtr 1: 0; 2011 Qtr 2: 0; 2011 Qtr 3: 0; 2011 Qtr 4: 0 | 4
0 | 253077-Comm. HP <65k single phase split ER above code |  | System | Commercial | 01-ALC-AllCommercial-Cooling | 0 |  |  |  |  | 97.9361 | 0 | 194.44 | 0 | 0 | -96.5039 | 433.758 |  | kWh | 0.20195 | 0 | Commercial | [7 empty] | 15 | 0.5 |  |  |  | 1 | 3 | 0 | 0 | 0 | 0 | 0 | 0 | 0 | 0 | 0 | 0 | 2009 Qtr 1: 0; 2009 Qtr 2: 0; 2009 Qtr 3: 0; 2009 Qtr 4: 3; 2010 Qtr 1: 0; 2010 Qtr 2: 0; 2010 Qtr 3: 0; 2010 Qtr 4: 0; 2011 Qtr 1: 0; 2011 Qtr 2: 0; 2011 Qtr 3: 0; 2011 Qtr 4: 0 | 3
0 | 253093-Comm. Refr. Charge QI: Split Systems |  | System | Commercial | 01-ALC-AllCommercial-Cooling | 0 |  |  |  |  | 38.36 | 0 | 35.19 | 0 | 0 | 3.17 | 129.504 |  | kWh | 0.086348 | 0 | Commercial | [7 empty] | 10 | 0.7 |  |  |  | 0 | 3 | 0 | 0 | 0 | 0 | 0 | 0 | 0 | 0 | 0 | 0 | 2009 Qtr 1: 0; 2009 Qtr 2: 0; 2009 Qtr 3: 0; 2009 Qtr 4: 3; 2010 Qtr 1: 0; 2010 Qtr 2: 0; 2010 Qtr 3: 0; 2010 Qtr 4: 0; 2011 Qtr 1: 0; 2011 Qtr 2: 0; 2011 Qtr 3: 0; 2011 Qtr 4: 0 | 3
0 | 253024-Res. Refr. Charge QI: Early Ret. |  | System | Residential | 26-SFM-ResidentialSingleFamily-SP_COOL | 0 |  |  |  |  | 10.3583 | 0 | 35.19 | 0 | 0 | -24.8317 | 111.621 |  | kWh | 0.076051 | -0.038582 | Residential |  | Winter Only | [5 empty] | 10 | 0.78 |  |  |  | 0 | 5 | 0 | 0 | 0 | 0 | 0 | 0 | 0 | 0 | 0 | 0 | 2009 Qtr 1: 0; 2009 Qtr 2: 0; 2009 Qtr 3: 0; 2009 Qtr 4: 5; 2010 Qtr 1: 0; 2010 Qtr 2: 0; 2010 Qtr 3: 0; 2010 Qtr 4: 0; 2011 Qtr 1: 0; 2011 Qtr 2: 0; 2011 Qtr 3: 0; 2011 Qtr 4: 0 | 5
0 | 253022-Res. Refr. Charge QI: Repl. on Failure |  | System | Residential | 26-SFM-ResidentialSingleFamily-SP_COOL | 0 |  |  |  |  | 10.3583 | 0 | 35.19 | 0 | 0 | -24.8317 | 111.621 |  | kWh | 0.076051 | -0.038582 | Residential |  | Winter Only | [5 empty] | 10 | 0.78 |  |  |  | 0 | 5 | 0 | 0 | 0 | 0 | 0 | 0 | 0 | 0 | 0 | 0 | 2009 Qtr 1: 0; 2009 Qtr 2: 0; 2009 Qtr 3: 0; 2009 Qtr 4: 5; 2010 Qtr 1: 0; 2010 Qtr 2: 0; 2010 Qtr 3: 0; 2010 Qtr 4: 0; 2011 Qtr 1: 0; 2011 Qtr 2: 0; 2011 Qtr 3: 0; 2011 Qtr 4: 0 | 5
0 | 253024-Res. Refr. Charge QI: Early Ret. |  | System | Residential | 26-SFM-ResidentialSingleFamily-SP_COOL | 0 |  |  |  |  | 10.3583 | 0 | 41.055 | 0 | 0 | -30.6967 | 111.621 |  | kWh | 0.076051 | -0.038582 | Residential |  | Winter Only | [5 empty] | 10 | 0.78 |  |  |  | 0 | 3 | 0 | 0 | 0 | 0 | 0 | 0 | 0 | 0 | 0 | 0 | 2009 Qtr 1: 0; 2009 Qtr 2: 0; 2009 Qtr 3: 0; 2009 Qtr 4: 3; 2010 Qtr 1: 0; 2010 Qtr 2: 0; 2010 Qtr 3: 0; 2010 Qtr 4: 0; 2011 Qtr 1: 0; 2011 Qtr 2: 0; 2011 Qtr 3: 0; 2011 Qtr 4: 0 | 3
0 | 253024-Res. Refr. Charge QI: Early Ret. |  | System | Residential | 26-SFM-ResidentialSingleFamily-SP_COOL | 0 |  |  |  |  | 10.3583 | 0 | 35.19 | 0 | 0 | -24.8317 | 111.621 |  | kWh | 0.076051 | -0.038582 | Residential |  | Winter Only | [5 empty] | 10 | 0.78 |  |  |  | 0 | 5 | 0 | 0 | 0 | 0 | 0 | 0 | 0 | 0 | 0 | 0 | 2009 Qtr 1: 0; 2009 Qtr 2: 0; 2009 Qtr 3: 0; 2009 Qtr 4: 5; 2010 Qtr 1: 0; 2010 Qtr 2: 0; 2010 Qtr 3: 0; 2010 Qtr 4: 0; 2011 Qtr 1: 0; 2011 Qtr 2: 0; 2011 Qtr 3: 0; 2011 Qtr 4: 0 | 5
0 | 253024-Res. Refr. Charge QI: Early Ret. |  | System | Residential | 26-SFM-ResidentialSingleFamily-SP_COOL | 0 |  |  |  |  | 10.3583 | 0 | 35.19 | 0 | 0 | -24.8317 | 111.621 |  | kWh | 0.076051 | -0.038582 | Residential |  | Winter Only | [5 empty] | 10 | 0.78 |  |  |  | 0 | 3 | 0 | 0 | 0 | 0 | 0 | 0 | 0 | 0 | 0 | 0 | 2009 Qtr 1: 0; 2009 Qtr 2: 0; 2009 Qtr 3: 0; 2009 Qtr 4: 3; 2010 Qtr 1: 0; 2010 Qtr 2: 0; 2010 Qtr 3: 0; 2010 Qtr 4: 0; 2011 Qtr 1: 0; 2011 Qtr 2: 0; 2011 Qtr 3: 0; 2011 Qtr 4: 0 | 3
0 | 253024-Res. Refr. Charge QI: Early Ret. |  | System | Residential | 26-SFM-ResidentialSingleFamily-SP_COOL | 0 |  |  |  |  | 10.3583 | 0 | 35.19 | 0 | 0 | -24.8317 | 111.621 |  | kWh | 0.076051 | -0.038582 | Residential |  | Winter Only | [5 empty] | 10 | 0.78 |  |  |  | 0 | 3 | 0 | 0 | 0 | 0 | 0 | 0 | 0 | 0 | 0 | 0 | 2009 Qtr 1: 0; 2009 Qtr 2: 0; 2009 Qtr 3: 0; 2009 Qtr 4: 3; 2010 Qtr 1: 0; 2010 Qtr 2: 0; 2010 Qtr 3: 0; 2010 Qtr 4: 0; 2011 Qtr 1: 0; 2011 Qtr 2: 0; 2011 Qtr 3: 0; 2011 Qtr 4: 0 | 3
0 | 253009-Residential AC SEER 15 Early Ret. CZ 6, 7 or 8 |  | System | Residential | 26-SFM-ResidentialSingleFamily-SP_COOL | 0 |  |  |  |  | 734.7882 | 0 | 41.6667 | 0 | 0 | 693.1215 | 219.055 |  | kWh | 0.38807 | -1.3318 | Residential |  | Winter Only | [5 empty] | 15 | 0.67 |  |  |  | 1 | 2 | 0 | 0 | 0 | 0 | 0 | 0 | 0 | 0 | 0 | 0 | 2009 Qtr 1: 0; 2009 Qtr 2: 0; 2009 Qtr 3: 0; 2009 Qtr 4: 2; 2010 Qtr 1: 0; 2010 Qtr 2: 0; 2010 Qtr 3: 0; 2010 Qtr 4: 0; 2011 Qtr 1: 0; 2011 Qtr 2: 0; 2011 Qtr 3: 0; 2011 Qtr 4: 0 | 2
0 | 253023-Res. Refr. Charge QI: Early Ret. |  | System | Residential | 26-SFM-ResidentialSingleFamily-SP_COOL | 0 |  |  |  |  | 10.3583 | 0 | 16.6667 | 0 | 0 | -6.3084 | 57.1467 |  | kWh | 0.10312 | -0.050476 | Residential |  | Winter Only | [5 empty] | 10 | 0.78 |  |  |  | 0 | 2 | 0 | 0 | 0 | 0 | 0 | 0 | 0 | 0 | 0 | 0 | 2009 Qtr 1: 0; 2009 Qtr 2: 0; 2009 Qtr 3: 0; 2009 Qtr 4: 2; 2010 Qtr 1: 0; 2010 Qtr 2: 0; 2010 Qtr 3: 0; 2010 Qtr 4: 0; 2011 Qtr 1: 0; 2011 Qtr 2: 0; 2011 Qtr 3: 0; 2011 Qtr 4: 0 | 2
0 | 253024-Res. Refr. Charge QI: Early Ret. |  | System | Residential | 26-SFM-ResidentialSingleFamily-SP_COOL | 0 |  |  |  |  | 10.3583 | 0 | 41.055 | 0 | 0 | -30.6967 | 111.621 |  | kWh | 0.076051 | -0.038582 | Residential |  | Winter Only | [5 empty] | 10 | 0.78 |  |  |  | 0 | 3 | 0 | 0 | 0 | 0 | 0 | 0 | 0 | 0 | 0 | 0 | 2009 Qtr 1: 0; 2009 Qtr 2: 0; 2009 Qtr 3: 0; 2009 Qtr 4: 3; 2010 Qtr 1: 0; 2010 Qtr 2: 0; 2010 Qtr 3: 0; 2010 Qtr 4: 0; 2011 Qtr 1: 0; 2011 Qtr 2: 0; 2011 Qtr 3: 0; 2011 Qtr 4: 0 | 3
0 | 253024-Res. Refr. Charge QI: Early Ret. |  | System | Residential | 26-SFM-ResidentialSingleFamily-SP_COOL | 0 |  |  |  |  | 10.3583 | 0 | 35.19 | 0 | 0 | -24.8317 | 111.621 |  | kWh | 0.076051 | -0.038582 | Residential |  | Winter Only | [5 empty] | 10 | 0.78 |  |  |  | 0 | 4 | 0 | 0 | 0 | 0 | 0 | 0 | 0 | 0 | 0 | 0 | 2009 Qtr 1: 0; 2009 Qtr 2: 0; 2009 Qtr 3: 0; 2009 Qtr 4: 4; 2010 Qtr 1: 0; 2010 Qtr 2: 0; 2010 Qtr 3: 0; 2010 Qtr 4: 0; 2011 Qtr 1: 0; 2011 Qtr 2: 0; 2011 Qtr 3: 0; 2011 Qtr 4: 0 | 4
0 | 253024-Res. Refr. Charge QI: Early Ret. |  | System | Residential | 26-SFM-ResidentialSingleFamily-SP_COOL | 0 |  |  |  |  | 10.3583 | 0 | 35.19 | 0 | 0 | -24.8317 | 111.621 |  | kWh | 0.076051 | -0.038582 | Residential |  | Winter Only | [5 empty] | 10 | 0.78 |  |  |  | 0 | 4 | 0 | 0 | 0 | 0 | 0 | 0 | 0 | 0 | 0 | 0 | 2009 Qtr 1: 0; 2009 Qtr 2: 0; 2009 Qtr 3: 0; 2009 Qtr 4: 4; 2010 Qtr 1: 0; 2010 Qtr 2: 0; 2010 Qtr 3: 0; 2010 Qtr 4: 0; 2011 Qtr 1: 0; 2011 Qtr 2: 0; 2011 Qtr 3: 0; 2011 Qtr 4: 0 | 4
0 | 253024-Res. Refr. Charge QI: Early Ret. |  | System | Residential | 26-SFM-ResidentialSingleFamily-SP_COOL | 0 |  |  |  |  | 10.3583 | 0 | 35.19 | 0 | 0 | -24.8317 | 111.621 |  | kWh | 0.076051 | -0.038582 | Residential |  | Winter Only | [5 empty] | 10 | 0.78 |  |  |  | 0 | 2 | 0 | 0 | 0 | 0 | 0 | 0 | 0 | 0 | 0 | 0 | 2009 Qtr 1: 0; 2009 Qtr 2: 0; 2009 Qtr 3: 0; 2009 Qtr 4: 2; 2010 Qtr 1: 0; 2010 Qtr 2: 0; 2010 Qtr 3: 0; 2010 Qtr 4: 0; 2011 Qtr 1: 0; 2011 Qtr 2: 0; 2011 Qtr 3: 0; 2011 Qtr 4: 0 | 2
0 | 253024-Res. Refr. Charge QI: Early Ret. |  | System | Residential | 26-SFM-ResidentialSingleFamily-SP_COOL | 0 |  |  |  |  | 10.3583 | 0 | 35.19 | 0 | 0 | -24.8317 | 111.621 |  | kWh | 0.076051 | -0.038582 | Residential |  | Winter Only | [5 empty] | 10 | 0.78 |  |  |  | 0 | 3 | 0 | 0 | 0 | 0 | 0 | 0 | 0 | 0 | 0 | 0 | 2009 Qtr 1: 0; 2009 Qtr 2: 0; 2009 Qtr 3: 0; 2009 Qtr 4: 3; 2010 Qtr 1: 0; 2010 Qtr 2: 0; 2010 Qtr 3: 0; 2010 Qtr 4: 0; 2011 Qtr 1: 0; 2011 Qtr 2: 0; 2011 Qtr 3: 0; 2011 Qtr 4: 0 | 3
0 | 253024-Res. Refr. Charge QI: Early Ret. |  | System | Residential | 26-SFM-ResidentialSingleFamily-SP_COOL | 0 |  |  |  |  | 10.3583 | 0 | 35.19 | 0 | 0 | -24.8317 | 111.621 |  | kWh | 0.076051 | -0.038582 | Residential |  | Winter Only | [5 empty] | 10 | 0.78 |  |  |  | 0 | 2 | 0 | 0 | 0 | 0 | 0 | 0 | 0 | 0 | 0 | 0 | 2009 Qtr 1: 0; 2009 Qtr 2: 0; 2009 Qtr 3: 0; 2009 Qtr 4: 2; 2010 Qtr 1: 0; 2010 Qtr 2: 0; 2010 Qtr 3: 0; 2010 Qtr 4: 0; 2011 Qtr 1: 0; 2011 Qtr 2: 0; 2011 Qtr 3: 0; 2011 Qtr 4: 0 | 2
0 | 253024-Res. Refr. Charge QI: Early Ret. |  | System | Residential | 26-SFM-ResidentialSingleFamily-SP_COOL | 0 |  |  |  |  | 10.3583 | 0 | 35.19 | 0 | 0 | -24.8317 | 111.621 |  | kWh | 0.076051 | -0.038582 | Residential |  | Winter Only | [5 empty] | 10 | 0.78 |  |  |  | 0 | 4 | 0 | 0 | 0 | 0 | 0 | 0 | 0 | 0 | 0 | 0 | 2009 Qtr 1: 0; 2009 Qtr 2: 0; 2009 Qtr 3: 0; 2009 Qtr 4: 4; 2010 Qtr 1: 0; 2010 Qtr 2: 0; 2010 Qtr 3: 0; 2010 Qtr 4: 0; 2011 Qtr 1: 0; 2011 Qtr 2: 0; 2011 Qtr 3: 0; 2011 Qtr 4: 0 | 4
0 | 253024-Res. Refr. Charge QI: Early Ret. |  | System | Residential | 26-SFM-ResidentialSingleFamily-SP_COOL | 0 |  |  |  |  | 10.3583 | 0 | 35.19 | 0 | 0 | -24.8317 | 111.621 |  | kWh | 0.076051 | -0.038582 | Residential |  | Winter Only | [5 empty] | 10 | 0.78 |  |  |  | 0 | 4 | 0 | 0 | 0 | 0 | 0 | 0 | 0 | 0 | 0 | 0 | 2009 Qtr 1: 0; 2009 Qtr 2: 0; 2009 Qtr 3: 0; 2009 Qtr 4: 4; 2010 Qtr 1: 0; 2010 Qtr 2: 0; 2010 Qtr 3: 0; 2010 Qtr 4: 0; 2011 Qtr 1: 0; 2011 Qtr 2: 0; 2011 Qtr 3: 0; 2011 Qtr 4: 0 | 4
0 | 253006-Residential AC SEER 13 Early Ret. CZ 10, 14, or 15 |  | System | Residential | 26-SFM-ResidentialSingleFamily-SP_COOL | 0 |  |  |  |  | 549.5508 | 0 | 106.25 | 0 | 0 | 443.3008 | 291.643 |  | kWh | 0.32916 | 0.11379 | Residential |  | Winter Only | [5 empty] | 15 | 0.67 |  |  |  | 1 | 2 | 0 | 0 | 0 | 0 | 0 | 0 | 0 | 0 | 0 | 0 | 2009 Qtr 1: 0; 2009 Qtr 2: 0; 2009 Qtr 3: 0; 2009 Qtr 4: 2; 2010 Qtr 1: 0; 2010 Qtr 2: 0; 2010 Qtr 3: 0; 2010 Qtr 4: 0; 2011 Qtr 1: 0; 2011 Qtr 2: 0; 2011 Qtr 3: 0; 2011 Qtr 4: 0 | 2
0 | 253024-Res. Refr. Charge QI: Early Ret. |  | System | Residential | 26-SFM-ResidentialSingleFamily-SP_COOL | 0 |  |  |  |  | 10.3583 | 0 | 43.9875 | 0 | 0 | -33.6292 | 111.621 |  | kWh | 0.076051 | -0.038582 | Residential |  | Winter Only | [5 empty] | 10 | 0.78 |  |  |  | 0 | 2 | 0 | 0 | 0 | 0 | 0 | 0 | 0 | 0 | 0 | 0 | 2009 Qtr 1: 0; 2009 Qtr 2: 0; 2009 Qtr 3: 0; 2009 Qtr 4: 2; 2010 Qtr 1: 0; 2010 Qtr 2: 0; 2010 Qtr 3: 0; 2010 Qtr 4: 0; 2011 Qtr 1: 0; 2011 Qtr 2: 0; 2011 Qtr 3: 0; 2011 Qtr 4: 0 | 2
0 | 253024-Res. Refr. Charge QI: Early Ret. |  | System | Residential | 26-SFM-ResidentialSingleFamily-SP_COOL | 0 |  |  |  |  | 10.3583 | 0 | 35.19 | 0 | 0 | -24.8317 | 111.621 |  | kWh | 0.076051 | -0.038582 | Residential |  | Winter Only | [5 empty] | 10 | 0.78 |  |  |  | 0 | 3 | 0 | 0 | 0 | 0 | 0 | 0 | 0 | 0 | 0 | 0 | 2009 Qtr 1: 0; 2009 Qtr 2: 0; 2009 Qtr 3: 0; 2009 Qtr 4: 3; 2010 Qtr 1: 0; 2010 Qtr 2: 0; 2010 Qtr 3: 0; 2010 Qtr 4: 0; 2011 Qtr 1: 0; 2011 Qtr 2: 0; 2011 Qtr 3: 0; 2011 Qtr 4: 0 | 3
0 | 253024-Res. Refr. Charge QI: Early Ret. |  | System | Residential | 26-SFM-ResidentialSingleFamily-SP_COOL | 0 |  |  |  |  | 10.3583 | 0 | 35.19 | 0 | 0 | -24.8317 | 111.621 |  | kWh | 0.076051 | -0.038582 | Residential |  | Winter Only | [5 empty] | 10 | 0.78 |  |  |  | 0 | 3 | 0 | 0 | 0 | 0 | 0 | 0 | 0 | 0 | 0 | 0 | 2009 Qtr 1: 0; 2009 Qtr 2: 0; 2009 Qtr 3: 0; 2009 Qtr 4: 3; 2010 Qtr 1: 0; 2010 Qtr 2: 0; 2010 Qtr 3: 0; 2010 Qtr 4: 0; 2011 Qtr 1: 0; 2011 Qtr 2: 0; 2011 Qtr 3: 0; 2011 Qtr 4: 0 | 3
0 | 253024-Res. Refr. Charge QI: Early Ret. |  | System | Residential | 26-SFM-ResidentialSingleFamily-SP_COOL | 0 |  |  |  |  | 10.3583 | 0 | 41.055 | 0 | 0 | -30.6967 | 111.621 |  | kWh | 0.076051 | -0.038582 | Residential |  | Winter Only | [5 empty] | 10 | 0.78 |  |  |  | 0 | 3 | 0 | 0 | 0 | 0 | 0 | 0 | 0 | 0 | 0 | 0 | 2009 Qtr 1: 0; 2009 Qtr 2: 0; 2009 Qtr 3: 0; 2009 Qtr 4: 3; 2010 Qtr 1: 0; 2010 Qtr 2: 0; 2010 Qtr 3: 0; 2010 Qtr 4: 0; 2011 Qtr 1: 0; 2011 Qtr 2: 0; 2011 Qtr 3: 0; 2011 Qtr 4: 0 | 3
0 | 253024-Res. Refr. Charge QI: Early Ret. |  | System | Residential | 26-SFM-ResidentialSingleFamily-SP_COOL | 0 |  |  |  |  | 10.3583 | 0 | 35.19 | 0 | 0 | -24.8317 | 111.621 |  | kWh | 0.076051 | -0.038582 | Residential |  | Winter Only | [5 empty] | 10 | 0.78 |  |  |  | 0 | 4 | 0 | 0 | 0 | 0 | 0 | 0 | 0 | 0 | 0 | 0 | 2009 Qtr 1: 0; 2009 Qtr 2: 0; 2009 Qtr 3: 0; 2009 Qtr 4: 4; 2010 Qtr 1: 0; 2010 Qtr 2: 0; 2010 Qtr 3: 0; 2010 Qtr 4: 0; 2011 Qtr 1: 0; 2011 Qtr 2: 0; 2011 Qtr 3: 0; 2011 Qtr 4: 0 | 4
0 | 253024-Res. Refr. Charge QI: Early Ret. |  | System | Residential | 26-SFM-ResidentialSingleFamily-SP_COOL | 0 |  |  |  |  | 10.3583 | 0 | 35.19 | 0 | 0 | -24.8317 | 111.621 |  | kWh | 0.076051 | -0.038582 | Residential |  | Winter Only | [5 empty] | 10 | 0.78 |  |  |  | 0 | 5 | 0 | 0 | 0 | 0 | 0 | 0 | 0 | 0 | 0 | 0 | 2009 Qtr 1: 0; 2009 Qtr 2: 0; 2009 Qtr 3: 0; 2009 Qtr 4: 5; 2010 Qtr 1: 0; 2010 Qtr 2: 0; 2010 Qtr 3: 0; 2010 Qtr 4: 0; 2011 Qtr 1: 0; 2011 Qtr 2: 0; 2011 Qtr 3: 0; 2011 Qtr 4: 0 | 5
0 | 253004-Residential AC SEER 15 CZ 10, 14, or 15 |  | System | Residential | 26-SFM-ResidentialSingleFamily-SP_COOL | 0 |  |  |  |  | 185.2374 | 0 | 85.71 | 0 | 0 | 99.5274 | 372.762 |  | kWh | 0.39428 | -1.1019 | Residential |  | Winter Only | [5 empty] | 15 | 0.67 |  |  |  | 1 | 4 | 0 | 0 | 0 | 0 | 0 | 0 | 0 | 0 | 0 | 0 | 2009 Qtr 1: 0; 2009 Qtr 2: 0; 2009 Qtr 3: 0; 2009 Qtr 4: 4; 2010 Qtr 1: 0; 2010 Qtr 2: 0; 2010 Qtr 3: 0; 2010 Qtr 4: 0; 2011 Qtr 1: 0; 2011 Qtr 2: 0; 2011 Qtr 3: 0; 2011 Qtr 4: 0 | 4
0 | 253022-Res. Refr. Charge QI: Repl. on Failure |  | System | Residential | 26-SFM-ResidentialSingleFamily-SP_COOL | 0 |  |  |  |  | 10.3583 | 0 | 35.19 | 0 | 0 | -24.8317 | 111.621 |  | kWh | 0.076051 | -0.038582 | Residential |  | Winter Only | [5 empty] | 10 | 0.78 |  |  |  | 0 | 4 | 0 | 0 | 0 | 0 | 0 | 0 | 0 | 0 | 0 | 0 | 2009 Qtr 1: 0; 2009 Qtr 2: 0; 2009 Qtr 3: 0; 2009 Qtr 4: 4; 2010 Qtr 1: 0; 2010 Qtr 2: 0; 2010 Qtr 3: 0; 2010 Qtr 4: 0; 2011 Qtr 1: 0; 2011 Qtr 2: 0; 2011 Qtr 3: 0; 2011 Qtr 4: 0 | 4
0 | 253024-Res. Refr. Charge QI: Early Ret. |  | System | Residential | 26-SFM-ResidentialSingleFamily-SP_COOL | 0 |  |  |  |  | 10.3583 | 0 | 35.19 | 0 | 0 | -24.8317 | 111.621 |  | kWh | 0.076051 | -0.038582 | Residential |  | Winter Only | [5 empty] | 10 | 0.78 |  |  |  | 0 | 3 | 0 | 0 | 0 | 0 | 0 | 0 | 0 | 0 | 0 | 0 | 2009 Qtr 1: 0; 2009 Qtr 2: 0; 2009 Qtr 3: 0; 2009 Qtr 4: 3; 2010 Qtr 1: 0; 2010 Qtr 2: 0; 2010 Qtr 3: 0; 2010 Qtr 4: 0; 2011 Qtr 1: 0; 2011 Qtr 2: 0; 2011 Qtr 3: 0; 2011 Qtr 4: 0 | 3
0 | 253022-Res. Refr. Charge QI: Repl. on Failure |  | System | Residential | 26-SFM-ResidentialSingleFamily-SP_COOL | 0 |  |  |  |  | 10.3583 | 0 | 35.19 | 0 | 0 | -24.8317 | 111.621 |  | kWh | 0.076051 | -0.038582 | Residential |  | Winter Only | [5 empty] | 10 | 0.78 |  |  |  | 0 | 4 | 0 | 0 | 0 | 0 | 0 | 0 | 0 | 0 | 0 | 0 | 2009 Qtr 1: 0; 2009 Qtr 2: 0; 2009 Qtr 3: 0; 2009 Qtr 4: 4; 2010 Qtr 1: 0; 2010 Qtr 2: 0; 2010 Qtr 3: 0; 2010 Qtr 4: 0; 2011 Qtr 1: 0; 2011 Qtr 2: 0; 2011 Qtr 3: 0; 2011 Qtr 4: 0 | 4
0 | 253024-Res. Refr. Charge QI: Early Ret. |  | System | Residential | 26-SFM-ResidentialSingleFamily-SP_COOL | 0 |  |  |  |  | 10.3583 | 0 | 43.9875 | 0 | 0 | -33.6292 | 111.621 |  | kWh | 0.076051 | -0.038582 | Residential |  | Winter Only | [5 empty] | 10 | 0.78 |  |  |  | 0 | 2 | 0 | 0 | 0 | 0 | 0 | 0 | 0 | 0 | 0 | 0 | 2009 Qtr 1: 0; 2009 Qtr 2: 0; 2009 Qtr 3: 0; 2009 Qtr 4: 2; 2010 Qtr 1: 0; 2010 Qtr 2: 0; 2010 Qtr 3: 0; 2010 Qtr 4: 0; 2011 Qtr 1: 0; 2011 Qtr 2: 0; 2011 Qtr 3: 0; 2011 Qtr 4: 0 | 2
0 | 253024-Res. Refr. Charge QI: Early Ret. |  | System | Residential | 26-SFM-ResidentialSingleFamily-SP_COOL | 0 |  |  |  |  | 10.3583 | 0 | 35.19 | 0 | 0 | -24.8317 | 111.621 |  | kWh | 0.076051 | -0.038582 | Residential |  | Winter Only | [5 empty] | 10 | 0.78 |  |  |  | 0 | 4 | 0 | 0 | 0 | 0 | 0 | 0 | 0 | 0 | 0 | 0 | 2009 Qtr 1: 0; 2009 Qtr 2: 0; 2009 Qtr 3: 0; 2009 Qtr 4: 4; 2010 Qtr 1: 0; 2010 Qtr 2: 0; 2010 Qtr 3: 0; 2010 Qtr 4: 0; 2011 Qtr 1: 0; 2011 Qtr 2: 0; 2011 Qtr 3: 0; 2011 Qtr 4: 0 | 4
0 | 253024-Res. Refr. Charge QI: Early Ret. |  | System | Residential | 26-SFM-ResidentialSingleFamily-SP_COOL | 0 |  |  |  |  | 10.3583 | 0 | 35.19 | 0 | 0 | -24.8317 | 111.621 |  | kWh | 0.076051 | -0.038582 | Residential |  | Winter Only | [5 empty] | 10 | 0.78 |  |  |  | 0 | 4 | 0 | 0 | 0 | 0 | 0 | 0 | 0 | 0 | 0 | 0 | 2009 Qtr 1: 0; 2009 Qtr 2: 0; 2009 Qtr 3: 0; 2009 Qtr 4: 4; 2010 Qtr 1: 0; 2010 Qtr 2: 0; 2010 Qtr 3: 0; 2010 Qtr 4: 0; 2011 Qtr 1: 0; 2011 Qtr 2: 0; 2011 Qtr 3: 0; 2011 Qtr 4: 0 | 4
0 | 253024-Res. Refr. Charge QI: Early Ret. |  | System | Residential | 26-SFM-ResidentialSingleFamily-SP_COOL | 0 |  |  |  |  | 10.3583 | 0 | 35.19 | 0 | 0 | -24.8317 | 111.621 |  | kWh | 0.076051 | -0.038582 | Residential |  | Winter Only | [5 empty] | 10 | 0.78 |  |  |  | 0 | 3 | 0 | 0 | 0 | 0 | 0 | 0 | 0 | 0 | 0 | 0 | 2009 Qtr 1: 0; 2009 Qtr 2: 0; 2009 Qtr 3: 0; 2009 Qtr 4: 3; 2010 Qtr 1: 0; 2010 Qtr 2: 0; 2010 Qtr 3: 0; 2010 Qtr 4: 0; 2011 Qtr 1: 0; 2011 Qtr 2: 0; 2011 Qtr 3: 0; 2011 Qtr 4: 0 | 3
0 | 253024-Res. Refr. Charge QI: Early Ret. |  | System | Residential | 26-SFM-ResidentialSingleFamily-SP_COOL | 0 |  |  |  |  | 10.3583 | 0 | 35.19 | 0 | 0 | -24.8317 | 111.621 |  | kWh | 0.076051 | -0.038582 | Residential |  | Winter Only | [5 empty] | 10 | 0.78 |  |  |  | 0 | 3 | 0 | 0 | 0 | 0 | 0 | 0 | 0 | 0 | 0 | 0 | 2009 Qtr 1: 0; 2009 Qtr 2: 0; 2009 Qtr 3: 0; 2009 Qtr 4: 3; 2010 Qtr 1: 0; 2010 Qtr 2: 0; 2010 Qtr 3: 0; 2010 Qtr 4: 0; 2011 Qtr 1: 0; 2011 Qtr 2: 0; 2011 Qtr 3: 0; 2011 Qtr 4: 0 | 3
0 | 253024-Res. Refr. Charge QI: Early Ret. |  | System | Residential | 26-SFM-ResidentialSingleFamily-SP_COOL | 0 |  |  |  |  | 10.3583 | 0 | 41.055 | 0 | 0 | -30.6967 | 111.621 |  | kWh | 0.076051 | -0.038582 | Residential |  | Winter Only | [5 empty] | 10 | 0.78 |  |  |  | 0 | 3 | 0 | 0 | 0 | 0 | 0 | 0 | 0 | 0 | 0 | 0 | 2009 Qtr 1: 0; 2009 Qtr 2: 0; 2009 Qtr 3: 0; 2009 Qtr 4: 3; 2010 Qtr 1: 0; 2010 Qtr 2: 0; 2010 Qtr 3: 0; 2010 Qtr 4: 0; 2011 Qtr 1: 0; 2011 Qtr 2: 0; 2011 Qtr 3: 0; 2011 Qtr 4: 0 | 3
0 | 253006-Residential AC SEER 13 Early Ret. CZ 10, 14, or 15 |  | System | Residential | 26-SFM-ResidentialSingleFamily-SP_COOL | 0 |  |  |  |  | 549.5508 | 0 | 85 | 0 | 0 | 464.5508 | 291.643 |  | kWh | 0.32916 | 0.11379 | Residential |  | Winter Only | [5 empty] | 15 | 0.67 |  |  |  | 1 | 3 | 0 | 0 | 0 | 0 | 0 | 0 | 0 | 0 | 0 | 0 | 2009 Qtr 1: 0; 2009 Qtr 2: 0; 2009 Qtr 3: 0; 2009 Qtr 4: 3; 2010 Qtr 1: 0; 2010 Qtr 2: 0; 2010 Qtr 3: 0; 2010 Qtr 4: 0; 2011 Qtr 1: 0; 2011 Qtr 2: 0; 2011 Qtr 3: 0; 2011 Qtr 4: 0 | 3
0 | 253024-Res. Refr. Charge QI: Early Ret. |  | System | Residential | 26-SFM-ResidentialSingleFamily-SP_COOL | 0 |  |  |  |  | 10.3583 | 0 | 35.19 | 0 | 0 | -24.8317 | 111.621 |  | kWh | 0.076051 | -0.038582 | Residential |  | Winter Only | [5 empty] | 10 | 0.78 |  |  |  | 0 | 3 | 0 | 0 | 0 | 0 | 0 | 0 | 0 | 0 | 0 | 0 | 2009 Qtr 1: 0; 2009 Qtr 2: 0; 2009 Qtr 3: 0; 2009 Qtr 4: 3; 2010 Qtr 1: 0; 2010 Qtr 2: 0; 2010 Qtr 3: 0; 2010 Qtr 4: 0; 2011 Qtr 1: 0; 2011 Qtr 2: 0; 2011 Qtr 3: 0; 2011 Qtr 4: 0 | 3
0 | 253022-Res. Refr. Charge QI: Repl. on Failure |  | System | Residential | 26-SFM-ResidentialSingleFamily-SP_COOL | 0 |  |  |  |  | 10.3583 | 0 | 35.19 | 0 | 0 | -24.8317 | 111.621 |  | kWh | 0.076051 | -0.038582 | Residential |  | Winter Only | [5 empty] | 10 | 0.78 |  |  |  | 0 | 3 | 0 | 0 | 0 | 0 | 0 | 0 | 0 | 0 | 0 | 0 | 2009 Qtr 1: 0; 2009 Qtr 2: 0; 2009 Qtr 3: 0; 2009 Qtr 4: 3; 2010 Qtr 1: 0; 2010 Qtr 2: 0; 2010 Qtr 3: 0; 2010 Qtr 4: 0; 2011 Qtr 1: 0; 2011 Qtr 2: 0; 2011 Qtr 3: 0; 2011 Qtr 4: 0 | 3
0 | 253022-Res. Refr. Charge QI: Repl. on Failure |  | System | Residential | 26-SFM-ResidentialSingleFamily-SP_COOL | 0 |  |  |  |  | 10.3583 | 0 | 35.19 | 0 | 0 | -24.8317 | 111.621 |  | kWh | 0.076051 | -0.038582 | Residential |  | Winter Only | [5 empty] | 10 | 0.78 |  |  |  | 0 | 4 | 0 | 0 | 0 | 0 | 0 | 0 | 0 | 0 | 0 | 0 | 2009 Qtr 1: 0; 2009 Qtr 2: 0; 2009 Qtr 3: 0; 2009 Qtr 4: 4; 2010 Qtr 1: 0; 2010 Qtr 2: 0; 2010 Qtr 3: 0; 2010 Qtr 4: 0; 2011 Qtr 1: 0; 2011 Qtr 2: 0; 2011 Qtr 3: 0; 2011 Qtr 4: 0 | 4
0 | 253024-Res. Refr. Charge QI: Early Ret. |  | System | Residential | 26-SFM-ResidentialSingleFamily-SP_COOL | 0 |  |  |  |  | 10.3583 | 0 | 35.19 | 0 | 0 | -24.8317 | 111.621 |  | kWh | 0.076051 | -0.038582 | Residential |  | Winter Only | [5 empty] | 10 | 0.78 |  |  |  | 0 | 4 | 0 | 0 | 0 | 0 | 0 | 0 | 0 | 0 | 0 | 0 | 2009 Qtr 1: 0; 2009 Qtr 2: 0; 2009 Qtr 3: 0; 2009 Qtr 4: 4; 2010 Qtr 1: 0; 2010 Qtr 2: 0; 2010 Qtr 3: 0; 2010 Qtr 4: 0; 2011 Qtr 1: 0; 2011 Qtr 2: 0; 2011 Qtr 3: 0; 2011 Qtr 4: 0 | 4
0 | 253024-Res. Refr. Charge QI: Early Ret. |  | System | Residential | 26-SFM-ResidentialSingleFamily-SP_COOL | 0 |  |  |  |  | 10.3583 | 0 | 35.19 | 0 | 0 | -24.8317 | 111.621 |  | kWh | 0.076051 | -0.038582 | Residential |  | Winter Only | [5 empty] | 10 | 0.78 |  |  |  | 0 | 3 | 0 | 0 | 0 | 0 | 0 | 0 | 0 | 0 | 0 | 0 | 2009 Qtr 1: 0; 2009 Qtr 2: 0; 2009 Qtr 3: 0; 2009 Qtr 4: 3; 2010 Qtr 1: 0; 2010 Qtr 2: 0; 2010 Qtr 3: 0; 2010 Qtr 4: 0; 2011 Qtr 1: 0; 2011 Qtr 2: 0; 2011 Qtr 3: 0; 2011 Qtr 4: 0 | 3
0 | 253022-Res. Refr. Charge QI: Repl. on Failure |  | System | Residential | 26-SFM-ResidentialSingleFamily-SP_COOL | 0 |  |  |  |  | 10.3583 | 0 | 35.19 | 0 | 0 | -24.8317 | 111.621 |  | kWh | 0.076051 | -0.038582 | Residential |  | Winter Only | [5 empty] | 10 | 0.78 |  |  |  | 0 | 3 | 0 | 0 | 0 | 0 | 0 | 0 | 0 | 0 | 0 | 0 | 2009 Qtr 1: 0; 2009 Qtr 2: 0; 2009 Qtr 3: 0; 2009 Qtr 4: 3; 2010 Qtr 1: 0; 2010 Qtr 2: 0; 2010 Qtr 3: 0; 2010 Qtr 4: 0; 2011 Qtr 1: 0; 2011 Qtr 2: 0; 2011 Qtr 3: 0; 2011 Qtr 4: 0 | 3
0 | 253022-Res. Refr. Charge QI: Repl. on Failure |  | System | Residential | 26-SFM-ResidentialSingleFamily-SP_COOL | 0 |  |  |  |  | 10.3583 | 0 | 35.19 | 0 | 0 | -24.8317 | 111.621 |  | kWh | 0.076051 | -0.038582 | Residential |  | Winter Only | [5 empty] | 10 | 0.78 |  |  |  | 0 | 3 | 0 | 0 | 0 | 0 | 0 | 0 | 0 | 0 | 0 | 0 | 2009 Qtr 1: 0; 2009 Qtr 2: 0; 2009 Qtr 3: 0; 2009 Qtr 4: 3; 2010 Qtr 1: 0; 2010 Qtr 2: 0; 2010 Qtr 3: 0; 2010 Qtr 4: 0; 2011 Qtr 1: 0; 2011 Qtr 2: 0; 2011 Qtr 3: 0; 2011 Qtr 4: 0 | 3
0 | 253024-Res. Refr. Charge QI: Early Ret. |  | System | Residential | 26-SFM-ResidentialSingleFamily-SP_COOL | 0 |  |  |  |  | 10.3583 | 0 | 35.19 | 0 | 0 | -24.8317 | 111.621 |  | kWh | 0.076051 | -0.038582 | Residential |  | Winter Only | [5 empty] | 10 | 0.78 |  |  |  | 0 | 3 | 0 | 0 | 0 | 0 | 0 | 0 | 0 | 0 | 0 | 0 | 2009 Qtr 1: 0; 2009 Qtr 2: 0; 2009 Qtr 3: 0; 2009 Qtr 4: 3; 2010 Qtr 1: 0; 2010 Qtr 2: 0; 2010 Qtr 3: 0; 2010 Qtr 4: 0; 2011 Qtr 1: 0; 2011 Qtr 2: 0; 2011 Qtr 3: 0; 2011 Qtr 4: 0 | 3
0 | 253024-Res. Refr. Charge QI: Early Ret. |  | System | Residential | 26-SFM-ResidentialSingleFamily-SP_COOL | 0 |  |  |  |  | 10.3583 | 0 | 35.19 | 0 | 0 | -24.8317 | 111.621 |  | kWh | 0.076051 | -0.038582 | Residential |  | Winter Only | [5 empty] | 10 | 0.78 |  |  |  | 0 | 2 | 0 | 0 | 0 | 0 | 0 | 0 | 0 | 0 | 0 | 0 | 2009 Qtr 1: 0; 2009 Qtr 2: 0; 2009 Qtr 3: 0; 2009 Qtr 4: 2; 2010 Qtr 1: 0; 2010 Qtr 2: 0; 2010 Qtr 3: 0; 2010 Qtr 4: 0; 2011 Qtr 1: 0; 2011 Qtr 2: 0; 2011 Qtr 3: 0; 2011 Qtr 4: 0 | 2
0 | 253024-Res. Refr. Charge QI: Early Ret. |  | System | Residential | 26-SFM-ResidentialSingleFamily-SP_COOL | 0 |  |  |  |  | 10.3583 | 0 | 35.19 | 0 | 0 | -24.8317 | 111.621 |  | kWh | 0.076051 | -0.038582 | Residential |  | Winter Only | [5 empty] | 10 | 0.78 |  |  |  | 0 | 4 | 0 | 0 | 0 | 0 | 0 | 0 | 0 | 0 | 0 | 0 | 2009 Qtr 1: 0; 2009 Qtr 2: 0; 2009 Qtr 3: 0; 2009 Qtr 4: 4; 2010 Qtr 1: 0; 2010 Qtr 2: 0; 2010 Qtr 3: 0; 2010 Qtr 4: 0; 2011 Qtr 1: 0; 2011 Qtr 2: 0; 2011 Qtr 3: 0; 2011 Qtr 4: 0 | 4
0 | 253024-Res. Refr. Charge QI: Early Ret. |  | System | Residential | 26-SFM-ResidentialSingleFamily-SP_COOL | 0 |  |  |  |  | 10.3583 | 0 | 35.19 | 0 | 0 | -24.8317 | 111.621 |  | kWh | 0.076051 | -0.038582 | Residential |  | Winter Only | [5 empty] | 10 | 0.78 |  |  |  | 0 | 5 | 0 | 0 | 0 | 0 | 0 | 0 | 0 | 0 | 0 | 0 | 2009 Qtr 1: 0; 2009 Qtr 2: 0; 2009 Qtr 3: 0; 2009 Qtr 4: 5; 2010 Qtr 1: 0; 2010 Qtr 2: 0; 2010 Qtr 3: 0; 2010 Qtr 4: 0; 2011 Qtr 1: 0; 2011 Qtr 2: 0; 2011 Qtr 3: 0; 2011 Qtr 4: 0 | 5
0 | 253024-Res. Refr. Charge QI: Early Ret. |  | System | Residential | 26-SFM-ResidentialSingleFamily-SP_COOL | 0 |  |  |  |  | 10.3583 | 0 | 35.19 | 0 | 0 | -24.8317 | 111.621 |  | kWh | 0.076051 | -0.038582 | Residential |  | Winter Only | [5 empty] | 10 | 0.78 |  |  |  | 0 | 4 | 0 | 0 | 0 | 0 | 0 | 0 | 0 | 0 | 0 | 0 | 2009 Qtr 1: 0; 2009 Qtr 2: 0; 2009 Qtr 3: 0; 2009 Qtr 4: 4; 2010 Qtr 1: 0; 2010 Qtr 2: 0; 2010 Qtr 3: 0; 2010 Qtr 4: 0; 2011 Qtr 1: 0; 2011 Qtr 2: 0; 2011 Qtr 3: 0; 2011 Qtr 4: 0 | 4
0 | 253024-Res. Refr. Charge QI: Early Ret. |  | System | Residential | 26-SFM-ResidentialSingleFamily-SP_COOL | 0 |  |  |  |  | 10.3583 | 0 | 35.19 | 0 | 0 | -24.8317 | 111.621 |  | kWh | 0.076051 | -0.038582 | Residential |  | Winter Only | [5 empty] | 10 | 0.78 |  |  |  | 0 | 4 | 0 | 0 | 0 | 0 | 0 | 0 | 0 | 0 | 0 | 0 | 2009 Qtr 1: 0; 2009 Qtr 2: 0; 2009 Qtr 3: 0; 2009 Qtr 4: 4; 2010 Qtr 1: 0; 2010 Qtr 2: 0; 2010 Qtr 3: 0; 2010 Qtr 4: 0; 2011 Qtr 1: 0; 2011 Qtr 2: 0; 2011 Qtr 3: 0; 2011 Qtr 4: 0 | 4
0 | 253024-Res. Refr. Charge QI: Early Ret. |  | System | Residential | 26-SFM-ResidentialSingleFamily-SP_COOL | 0 |  |  |  |  | 10.3583 | 0 | 35.19 | 0 | 0 | -24.8317 | 111.621 |  | kWh | 0.076051 | -0.038582 | Residential |  | Winter Only | [5 empty] | 10 | 0.78 |  |  |  | 0 | 4 | 0 | 0 | 0 | 0 | 0 | 0 | 0 | 0 | 0 | 0 | 2009 Qtr 1: 0; 2009 Qtr 2: 0; 2009 Qtr 3: 0; 2009 Qtr 4: 4; 2010 Qtr 1: 0; 2010 Qtr 2: 0; 2010 Qtr 3: 0; 2010 Qtr 4: 0; 2011 Qtr 1: 0; 2011 Qtr 2: 0; 2011 Qtr 3: 0; 2011 Qtr 4: 0 | 4
0 | 253024-Res. Refr. Charge QI: Early Ret. |  | System | Residential | 26-SFM-ResidentialSingleFamily-SP_COOL | 0 |  |  |  |  | 10.3583 | 0 | 35.19 | 0 | 0 | -24.8317 | 111.621 |  | kWh | 0.076051 | -0.038582 | Residential |  | Winter Only | [5 empty] | 10 | 0.78 |  |  |  | 0 | 3 | 0 | 0 | 0 | 0 | 0 | 0 | 0 | 0 | 0 | 0 | 2009 Qtr 1: 0; 2009 Qtr 2: 0; 2009 Qtr 3: 0; 2009 Qtr 4: 3; 2010 Qtr 1: 0; 2010 Qtr 2: 0; 2010 Qtr 3: 0; 2010 Qtr 4: 0; 2011 Qtr 1: 0; 2011 Qtr 2: 0; 2011 Qtr 3: 0; 2011 Qtr 4: 0 | 3
0 | 253072-Comm. AC 135K to 239k ER |  | System | Commercial | 01-ALC-AllCommercial-Cooling | 0 |  |  |  |  | 785.7717 | 0 | 120 | 0 | 0 | 665.7717 | 368.041 |  | kWh | 0.29265 | 0 | Commercial | [7 empty] | 15 | 0.7 |  |  |  | 1 | 15 | 0 | 0 | 0 | 0 | 0 | 0 | 0 | 0 | 0 | 0 | 2009 Qtr 1: 0; 2009 Qtr 2: 0; 2009 Qtr 3: 0; 2009 Qtr 4: 15; 2010 Qtr 1: 0; 2010 Qtr 2: 0; 2010 Qtr 3: 0; 2010 Qtr 4: 0; 2011 Qtr 1: 0; 2011 Qtr 2: 0; 2011 Qtr 3: 0; 2011 Qtr 4: 0 | 15
0 | 253074-Comm. AC 240k to 759k ER |  | System | Commercial | 01-ALC-AllCommercial-Cooling | 0 |  |  |  |  | 649.6286 | 0 | 80 | 0 | 0 | 569.6286 | 270.289 |  | kWh | 0.21518 | 0 | Commercial | [7 empty] | 15 | 0.7 |  |  |  | 1 | 30 | 0 | 0 | 0 | 0 | 0 | 0 | 0 | 0 | 0 | 0 | 2009 Qtr 1: 0; 2009 Qtr 2: 0; 2009 Qtr 3: 0; 2009 Qtr 4: 30; 2010 Qtr 1: 0; 2010 Qtr 2: 0; 2010 Qtr 3: 0; 2010 Qtr 4: 0; 2011 Qtr 1: 0; 2011 Qtr 2: 0; 2011 Qtr 3: 0; 2011 Qtr 4: 0 | 30
0 | 253074-Comm. AC 240k to 759k ER |  | System | Commercial | 01-ALC-AllCommercial-Cooling | 0 |  |  |  |  | 649.6286 | 0 | 80 | 0 | 0 | 569.6286 | 270.289 |  | kWh | 0.21518 | 0 | Commercial | [7 empty] | 15 | 0.7 |  |  |  | 1 | 30 | 0 | 0 | 0 | 0 | 0 | 0 | 0 | 0 | 0 | 0 | 2009 Qtr 1: 0; 2009 Qtr 2: 0; 2009 Qtr 3: 0; 2009 Qtr 4: 30; 2010 Qtr 1: 0; 2010 Qtr 2: 0; 2010 Qtr 3: 0; 2010 Qtr 4: 0; 2011 Qtr 1: 0; 2011 Qtr 2: 0; 2011 Qtr 3: 0; 2011 Qtr 4: 0 | 30
0 | 253074-Comm. AC 240k to 759k ER |  | System | Commercial | 01-ALC-AllCommercial-Cooling | 0 |  |  |  |  | 649.6286 | 0 | 80 | 0 | 0 | 569.6286 | 270.289 |  | kWh | 0.21518 | 0 | Commercial | [7 empty] | 15 | 0.7 |  |  |  | 1 | 30 | 0 | 0 | 0 | 0 | 0 | 0 | 0 | 0 | 0 | 0 | 2009 Qtr 1: 0; 2009 Qtr 2: 0; 2009 Qtr 3: 0; 2009 Qtr 4: 30; 2010 Qtr 1: 0; 2010 Qtr 2: 0; 2010 Qtr 3: 0; 2010 Qtr 4: 0; 2011 Qtr 1: 0; 2011 Qtr 2: 0; 2011 Qtr 3: 0; 2011 Qtr 4: 0 | 30
0 | 253074-Comm. AC 240k to 759k ER |  | System | Commercial | 01-ALC-AllCommercial-Cooling | 0 |  |  |  |  | 649.6286 | 0 | 80 | 0 | 0 | 569.6286 | 270.289 |  | kWh | 0.21518 | 0 | Commercial | [7 empty] | 15 | 0.7 |  |  |  | 1 | 34 | 0 | 0 | 0 | 0 | 0 | 0 | 0 | 0 | 0 | 0 | 2009 Qtr 1: 0; 2009 Qtr 2: 0; 2009 Qtr 3: 0; 2009 Qtr 4: 34; 2010 Qtr 1: 0; 2010 Qtr 2: 0; 2010 Qtr 3: 0; 2010 Qtr 4: 0; 2011 Qtr 1: 0; 2011 Qtr 2: 0; 2011 Qtr 3: 0; 2011 Qtr 4: 0 | 34
0 | 253072-Comm. AC 135K to 239k ER |  | System | Commercial | 01-ALC-AllCommercial-Cooling | 0 |  |  |  |  | 785.7717 | 0 | 120 | 0 | 0 | 665.7717 | 368.041 |  | kWh | 0.29265 | 0 | Commercial | [7 empty] | 15 | 0.7 |  |  |  | 1 | 15 | 0 | 0 | 0 | 0 | 0 | 0 | 0 | 0 | 0 | 0 | 2009 Qtr 1: 0; 2009 Qtr 2: 0; 2009 Qtr 3: 0; 2009 Qtr 4: 15; 2010 Qtr 1: 0; 2010 Qtr 2: 0; 2010 Qtr 3: 0; 2010 Qtr 4: 0; 2011 Qtr 1: 0; 2011 Qtr 2: 0; 2011 Qtr 3: 0; 2011 Qtr 4: 0 | 15
0 | 253072-Comm. AC 135K to 239k ER |  | System | Commercial | 01-ALC-AllCommercial-Cooling | 0 |  |  |  |  | 785.7717 | 0 | 120 | 0 | 0 | 665.7717 | 368.041 |  | kWh | 0.29265 | 0 | Commercial | [7 empty] | 15 | 0.7 |  |  |  | 1 | 15 | 0 | 0 | 0 | 0 | 0 | 0 | 0 | 0 | 0 | 0 | 2009 Qtr 1: 0; 2009 Qtr 2: 0; 2009 Qtr 3: 0; 2009 Qtr 4: 15; 2010 Qtr 1: 0; 2010 Qtr 2: 0; 2010 Qtr 3: 0; 2010 Qtr 4: 0; 2011 Qtr 1: 0; 2011 Qtr 2: 0; 2011 Qtr 3: 0; 2011 Qtr 4: 0 | 15
0 | 253072-Comm. AC 135K to 239k ER |  | System | Commercial | 01-ALC-AllCommercial-Cooling | 0 |  |  |  |  | 785.7717 | 0 | 120 | 0 | 0 | 665.7717 | 368.041 |  | kWh | 0.29265 | 0 | Commercial | [7 empty] | 15 | 0.7 |  |  |  | 1 | 15 | 0 | 0 | 0 | 0 | 0 | 0 | 0 | 0 | 0 | 0 | 2009 Qtr 1: 0; 2009 Qtr 2: 0; 2009 Qtr 3: 0; 2009 Qtr 4: 15; 2010 Qtr 1: 0; 2010 Qtr 2: 0; 2010 Qtr 3: 0; 2010 Qtr 4: 0; 2011 Qtr 1: 0; 2011 Qtr 2: 0; 2011 Qtr 3: 0; 2011 Qtr 4: 0 | 15
0 | 253072-Comm. AC 135K to 239k ER |  | System | Commercial | 01-ALC-AllCommercial-Cooling | 0 |  |  |  |  | 785.7717 | 0 | 120 | 0 | 0 | 665.7717 | 368.041 |  | kWh | 0.29265 | 0 | Commercial | [7 empty] | 15 | 0.7 |  |  |  | 1 | 15 | 0 | 0 | 0 | 0 | 0 | 0 | 0 | 0 | 0 | 0 | 2009 Qtr 1: 0; 2009 Qtr 2: 0; 2009 Qtr 3: 0; 2009 Qtr 4: 15; 2010 Qtr 1: 0; 2010 Qtr 2: 0; 2010 Qtr 3: 0; 2010 Qtr 4: 0; 2011 Qtr 1: 0; 2011 Qtr 2: 0; 2011 Qtr 3: 0; 2011 Qtr 4: 0 | 15
0 | 253072-Comm. AC 135K to 239k ER |  | System | Commercial | 01-ALC-AllCommercial-Cooling | 0 |  |  |  |  | 785.7717 | 0 | 120 | 0 | 0 | 665.7717 | 368.041 |  | kWh | 0.29265 | 0 | Commercial | [7 empty] | 15 | 0.7 |  |  |  | 1 | 15 | 0 | 0 | 0 | 0 | 0 | 0 | 0 | 0 | 0 | 0 | 2009 Qtr 1: 0; 2009 Qtr 2: 0; 2009 Qtr 3: 0; 2009 Qtr 4: 15; 2010 Qtr 1: 0; 2010 Qtr 2: 0; 2010 Qtr 3: 0; 2010 Qtr 4: 0; 2011 Qtr 1: 0; 2011 Qtr 2: 0; 2011 Qtr 3: 0; 2011 Qtr 4: 0 | 15
0 | 253074-Comm. AC 240k to 759k ER |  | System | Commercial | 01-ALC-AllCommercial-Cooling | 0 |  |  |  |  | 649.6286 | 0 | 80 | 0 | 0 | 569.6286 | 270.289 |  | kWh | 0.21518 | 0 | Commercial | [7 empty] | 15 | 0.7 |  |  |  | 1 | 20 | 0 | 0 | 0 | 0 | 0 | 0 | 0 | 0 | 0 | 0 | 2009 Qtr 1: 0; 2009 Qtr 2: 0; 2009 Qtr 3: 0; 2009 Qtr 4: 20; 2010 Qtr 1: 0; 2010 Qtr 2: 0; 2010 Qtr 3: 0; 2010 Qtr 4: 0; 2011 Qtr 1: 0; 2011 Qtr 2: 0; 2011 Qtr 3: 0; 2011 Qtr 4: 0 | 20
0 | 253074-Comm. AC 240k to 759k ER |  | System | Commercial | 01-ALC-AllCommercial-Cooling | 0 |  |  |  |  | 649.6286 | 0 | 80 | 0 | 0 | 569.6286 | 270.289 |  | kWh | 0.21518 | 0 | Commercial | [7 empty] | 15 | 0.7 |  |  |  | 1 | 30 | 0 | 0 | 0 | 0 | 0 | 0 | 0 | 0 | 0 | 0 | 2009 Qtr 1: 0; 2009 Qtr 2: 0; 2009 Qtr 3: 0; 2009 Qtr 4: 30; 2010 Qtr 1: 0; 2010 Qtr 2: 0; 2010 Qtr 3: 0; 2010 Qtr 4: 0; 2011 Qtr 1: 0; 2011 Qtr 2: 0; 2011 Qtr 3: 0; 2011 Qtr 4: 0 | 30
0 | 253074-Comm. AC 240k to 759k ER |  | System | Commercial | 01-ALC-AllCommercial-Cooling | 0 |  |  |  |  | 649.6286 | 0 | 80 | 0 | 0 | 569.6286 | 270.289 |  | kWh | 0.21518 | 0 | Commercial | [7 empty] | 15 | 0.7 |  |  |  | 1 | 40 | 0 | 0 | 0 | 0 | 0 | 0 | 0 | 0 | 0 | 0 | 2009 Qtr 1: 0; 2009 Qtr 2: 0; 2009 Qtr 3: 0; 2009 Qtr 4: 40; 2010 Qtr 1: 0; 2010 Qtr 2: 0; 2010 Qtr 3: 0; 2010 Qtr 4: 0; 2011 Qtr 1: 0; 2011 Qtr 2: 0; 2011 Qtr 3: 0; 2011 Qtr 4: 0 | 40
0 | 253005-Residential AC SEER 13 Early Ret. CZ 6, 7 or 8 |  | System | Residential | 26-SFM-ResidentialSingleFamily-SP_COOL | 0 |  |  |  |  | 549.5508 | 0 | 30 | 0 | 0 | 519.5508 | 169.092 |  | kWh | 0.32706 | 0.20484 | Residential |  | Winter Only | [5 empty] | 15 | 0.67 |  |  |  | 1 | 4 | 0 | 0 | 0 | 0 | 0 | 0 | 0 | 0 | 0 | 0 | 2009 Qtr 1: 0; 2009 Qtr 2: 0; 2009 Qtr 3: 0; 2009 Qtr 4: 4; 2010 Qtr 1: 0; 2010 Qtr 2: 0; 2010 Qtr 3: 0; 2010 Qtr 4: 0; 2011 Qtr 1: 0; 2011 Qtr 2: 0; 2011 Qtr 3: 0; 2011 Qtr 4: 0 | 4
0 | 253110-25 HP Motor (ODP) |  | System | Commercial | 01-ALC-AllCommercial-Vent/Fan | 0 |  |  |  |  | 358.8186 | 0 | 303.7975 | 0 | 0 | 55.0211 | 873.1676 |  | kWh | 0.30551 | 0 | Commercial | [7 empty] | 15 | 0.7 |  |  |  | 0 | 0.79 | 0 | 0 | 0 | 0 | 0 | 0 | 0 | 0 | 0 | 0 | 2009 Qtr 1: 0; 2009 Qtr 2: 0; 2009 Qtr 3: 0; 2009 Qtr 4: 0.79; 2010 Qtr 1: 0; 2010 Qtr 2: 0; 2010 Qtr 3: 0; 2010 Qtr 4: 0; 2011 Qtr 1: 0; 2011 Qtr 2: 0; 2011 Qtr 3: 0; 2011 Qtr 4: 0 | 0.79
0 | 253117-5 HP Motor (TEFC) |  | System | Commercial | 01-ALC-AllCommercial-Vent/Fan | 0 |  |  |  |  | 74.7173 | 0 | 113.9241 | 0 | 0 | -39.2067 | 148.3189 |  | kWh | 0.070492 | 0 | Commercial | [7 empty] | 15 | 0.7 |  |  |  | 0 | 0.79 | 0 | 0 | 0 | 0 | 0 | 0 | 0 | 0 | 0 | 0 | 2009 Qtr 1: 0; 2009 Qtr 2: 0; 2009 Qtr 3: 0; 2009 Qtr 4: 0.79; 2010 Qtr 1: 0; 2010 Qtr 2: 0; 2010 Qtr 3: 0; 2010 Qtr 4: 0; 2011 Qtr 1: 0; 2011 Qtr 2: 0; 2011 Qtr 3: 0; 2011 Qtr 4: 0 | 0.79
0 | 253125-50 HP Motor (TEFC) |  | System | Commercial | 01-ALC-AllCommercial-Vent/Fan | 0 |  |  |  |  | 871.98 | 0 | 632.9114 | 0 | 0 | 239.0686 | 1346.467 |  | kWh | 0.4711 | 0 | Commercial | [7 empty] | 15 | 0.7 |  |  |  | 0 | 0.79 | 0 | 0 | 0 | 0 | 0 | 0 | 0 | 0 | 0 | 0 | 2009 Qtr 1: 0; 2009 Qtr 2: 0; 2009 Qtr 3: 0; 2009 Qtr 4: 0.79; 2010 Qtr 1: 0; 2010 Qtr 2: 0; 2010 Qtr 3: 0; 2010 Qtr 4: 0; 2011 Qtr 1: 0; 2011 Qtr 2: 0; 2011 Qtr 3: 0; 2011 Qtr 4: 0 | 0.79
0 | 253121-20 HP Motor (TEFC) |  | System | Commercial | 01-ALC-AllCommercial-Vent/Fan | 0 |  |  |  |  | 138.6244 | 0 | 227.8481 | 0 | 0 | -89.2237 | 745.7356 |  | kWh | 0.26092 | 0 | Commercial | [7 empty] | 15 | 0.7 |  |  |  | 0 | 0.79 | 0 | 0 | 0 | 0 | 0 | 0 | 0 | 0 | 0 | 0 | 2009 Qtr 1: 0; 2009 Qtr 2: 0; 2009 Qtr 3: 0; 2009 Qtr 4: 0.79; 2010 Qtr 1: 0; 2010 Qtr 2: 0; 2010 Qtr 3: 0; 2010 Qtr 4: 0; 2011 Qtr 1: 0; 2011 Qtr 2: 0; 2011 Qtr 3: 0; 2011 Qtr 4: 0 | 0.79
0 | 253124-40 HP Motor (TEFC) |  | System | Commercial | 01-ALC-AllCommercial-Vent/Fan | 0 |  |  |  |  | 732.1646 | 0 | 303.7975 | 0 | 0 | 428.3671 | 846 |  | kWh | 0.296 | 0 | Commercial | [7 empty] | 15 | 0.7 |  |  |  | 0 | 0.79 | 0 | 0 | 0 | 0 | 0 | 0 | 0 | 0 | 0 | 0 | 2009 Qtr 1: 0; 2009 Qtr 2: 0; 2009 Qtr 3: 0; 2009 Qtr 4: 0.79; 2010 Qtr 1: 0; 2010 Qtr 2: 0; 2010 Qtr 3: 0; 2010 Qtr 4: 0; 2011 Qtr 1: 0; 2011 Qtr 2: 0; 2011 Qtr 3: 0; 2011 Qtr 4: 0 | 0.79
0 | 253021-Res. Refr. Charge QI: Repl. on Failure CZ 6, 7 or 8 |  | System | Residential | 26-SFM-ResidentialSingleFamily-SP_COOL | 0 |  |  |  |  | 10.3583 | 0 | 16.6667 | 0 | 0 | -6.3084 | 57.1467 |  | kWh | 0.10312 | -0.050476 | Residential |  | Winter Only | [5 empty] | 10 | 0.78 |  |  |  | 0 | 4 | 0 | 0 | 0 | 0 | 0 | 0 | 0 | 0 | 0 | 0 | 2009 Qtr 1: 0; 2009 Qtr 2: 0; 2009 Qtr 3: 0; 2009 Qtr 4: 4; 2010 Qtr 1: 0; 2010 Qtr 2: 0; 2010 Qtr 3: 0; 2010 Qtr 4: 0; 2011 Qtr 1: 0; 2011 Qtr 2: 0; 2011 Qtr 3: 0; 2011 Qtr 4: 0 | 4
0 | 253021-Res. Refr. Charge QI: Repl. on Failure CZ 6, 7 or 8 |  | System | Residential | 26-SFM-ResidentialSingleFamily-SP_COOL | 0 |  |  |  |  | 10.3583 | 0 | 16.6667 | 0 | 0 | -6.3084 | 57.1467 |  | kWh | 0.10312 | -0.050476 | Residential |  | Winter Only | [5 empty] | 10 | 0.78 |  |  |  | 0 | 4 | 0 | 0 | 0 | 0 | 0 | 0 | 0 | 0 | 0 | 0 | 2009 Qtr 1: 0; 2009 Qtr 2: 0; 2009 Qtr 3: 0; 2009 Qtr 4: 4; 2010 Qtr 1: 0; 2010 Qtr 2: 0; 2010 Qtr 3: 0; 2010 Qtr 4: 0; 2011 Qtr 1: 0; 2011 Qtr 2: 0; 2011 Qtr 3: 0; 2011 Qtr 4: 0 | 4
0 | 253021-Res. Refr. Charge QI: Repl. on Failure CZ 6, 7 or 8 |  | System | Residential | 26-SFM-ResidentialSingleFamily-SP_COOL | 0 |  |  |  |  | 10.3583 | 0 | 16.6667 | 0 | 0 | -6.3084 | 57.1467 |  | kWh | 0.10312 | -0.050476 | Residential |  | Winter Only | [5 empty] | 10 | 0.78 |  |  |  | 0 | 4 | 0 | 0 | 0 | 0 | 0 | 0 | 0 | 0 | 0 | 0 | 2009 Qtr 1: 0; 2009 Qtr 2: 0; 2009 Qtr 3: 0; 2009 Qtr 4: 4; 2010 Qtr 1: 0; 2010 Qtr 2: 0; 2010 Qtr 3: 0; 2010 Qtr 4: 0; 2011 Qtr 1: 0; 2011 Qtr 2: 0; 2011 Qtr 3: 0; 2011 Qtr 4: 0 | 4
0 | 253021-Res. Refr. Charge QI: Repl. on Failure CZ 6, 7 or 8 |  | System | Residential | 26-SFM-ResidentialSingleFamily-SP_COOL | 0 |  |  |  |  | 10.3583 | 0 | 16.6667 | 0 | 0 | -6.3084 | 57.1467 |  | kWh | 0.10312 | -0.050476 | Residential |  | Winter Only | [5 empty] | 10 | 0.78 |  |  |  | 0 | 3 | 0 | 0 | 0 | 0 | 0 | 0 | 0 | 0 | 0 | 0 | 2009 Qtr 1: 0; 2009 Qtr 2: 0; 2009 Qtr 3: 0; 2009 Qtr 4: 3; 2010 Qtr 1: 0; 2010 Qtr 2: 0; 2010 Qtr 3: 0; 2010 Qtr 4: 0; 2011 Qtr 1: 0; 2011 Qtr 2: 0; 2011 Qtr 3: 0; 2011 Qtr 4: 0 | 3
0 | 253021-Res. Refr. Charge QI: Repl. on Failure CZ 6, 7 or 8 |  | System | Residential | 26-SFM-ResidentialSingleFamily-SP_COOL | 0 |  |  |  |  | 10.3583 | 0 | 16.6667 | 0 | 0 | -6.3084 | 57.1467 |  | kWh | 0.10312 | -0.050476 | Residential |  | Winter Only | [5 empty] | 10 | 0.78 |  |  |  | 0 | 4 | 0 | 0 | 0 | 0 | 0 | 0 | 0 | 0 | 0 | 0 | 2009 Qtr 1: 0; 2009 Qtr 2: 0; 2009 Qtr 3: 0; 2009 Qtr 4: 4; 2010 Qtr 1: 0; 2010 Qtr 2: 0; 2010 Qtr 3: 0; 2010 Qtr 4: 0; 2011 Qtr 1: 0; 2011 Qtr 2: 0; 2011 Qtr 3: 0; 2011 Qtr 4: 0 | 4
0 | 253021-Res. Refr. Charge QI: Repl. on Failure CZ 6, 7 or 8 |  | System | Residential | 26-SFM-ResidentialSingleFamily-SP_COOL | 0 |  |  |  |  | 10.3583 | 0 | 19.4444 | 0 | 0 | -9.0861 | 57.1467 |  | kWh | 0.10312 | -0.050476 | Residential |  | Winter Only | [5 empty] | 10 | 0.78 |  |  |  | 0 | 3 | 0 | 0 | 0 | 0 | 0 | 0 | 0 | 0 | 0 | 0 | 2009 Qtr 1: 0; 2009 Qtr 2: 0; 2009 Qtr 3: 0; 2009 Qtr 4: 3; 2010 Qtr 1: 0; 2010 Qtr 2: 0; 2010 Qtr 3: 0; 2010 Qtr 4: 0; 2011 Qtr 1: 0; 2011 Qtr 2: 0; 2011 Qtr 3: 0; 2011 Qtr 4: 0 | 3
0 | 253021-Res. Refr. Charge QI: Repl. on Failure CZ 6, 7 or 8 |  | System | Residential | 26-SFM-ResidentialSingleFamily-SP_COOL | 0 |  |  |  |  | 10.3583 | 0 | 16.6667 | 0 | 0 | -6.3084 | 57.1467 |  | kWh | 0.10312 | -0.050476 | Residential |  | Winter Only | [5 empty] | 10 | 0.78 |  |  |  | 0 | 4 | 0 | 0 | 0 | 0 | 0 | 0 | 0 | 0 | 0 | 0 | 2009 Qtr 1: 0; 2009 Qtr 2: 0; 2009 Qtr 3: 0; 2009 Qtr 4: 4; 2010 Qtr 1: 0; 2010 Qtr 2: 0; 2010 Qtr 3: 0; 2010 Qtr 4: 0; 2011 Qtr 1: 0; 2011 Qtr 2: 0; 2011 Qtr 3: 0; 2011 Qtr 4: 0 | 4
0 | 253021-Res. Refr. Charge QI: Repl. on Failure CZ 6, 7 or 8 |  | System | Residential | 26-SFM-ResidentialSingleFamily-SP_COOL | 0 |  |  |  |  | 10.3583 | 0 | 16.6667 | 0 | 0 | -6.3084 | 57.1467 |  | kWh | 0.10312 | -0.050476 | Residential |  | Winter Only | [5 empty] | 10 | 0.78 |  |  |  | 0 | 5 | 0 | 0 | 0 | 0 | 0 | 0 | 0 | 0 | 0 | 0 | 2009 Qtr 1: 0; 2009 Qtr 2: 0; 2009 Qtr 3: 0; 2009 Qtr 4: 5; 2010 Qtr 1: 0; 2010 Qtr 2: 0; 2010 Qtr 3: 0; 2010 Qtr 4: 0; 2011 Qtr 1: 0; 2011 Qtr 2: 0; 2011 Qtr 3: 0; 2011 Qtr 4: 0 | 5
0 | 253021-Res. Refr. Charge QI: Repl. on Failure CZ 6, 7 or 8 |  | System | Residential | 26-SFM-ResidentialSingleFamily-SP_COOL | 0 |  |  |  |  | 10.3583 | 0 | 16.6667 | 0 | 0 | -6.3084 | 57.1467 |  | kWh | 0.10312 | -0.050476 | Residential |  | Winter Only | [5 empty] | 10 | 0.78 |  |  |  | 0 | 3 | 0 | 0 | 0 | 0 | 0 | 0 | 0 | 0 | 0 | 0 | 2009 Qtr 1: 0; 2009 Qtr 2: 0; 2009 Qtr 3: 0; 2009 Qtr 4: 3; 2010 Qtr 1: 0; 2010 Qtr 2: 0; 2010 Qtr 3: 0; 2010 Qtr 4: 0; 2011 Qtr 1: 0; 2011 Qtr 2: 0; 2011 Qtr 3: 0; 2011 Qtr 4: 0 | 3
0 | 253021-Res. Refr. Charge QI: Repl. on Failure CZ 6, 7 or 8 |  | System | Residential | 26-SFM-ResidentialSingleFamily-SP_COOL | 0 |  |  |  |  | 10.3583 | 0 | 16.6667 | 0 | 0 | -6.3084 | 57.1467 |  | kWh | 0.10312 | -0.050476 | Residential |  | Winter Only | [5 empty] | 10 | 0.78 |  |  |  | 0 | 3 | 0 | 0 | 0 | 0 | 0 | 0 | 0 | 0 | 0 | 0 | 2009 Qtr 1: 0; 2009 Qtr 2: 0; 2009 Qtr 3: 0; 2009 Qtr 4: 3; 2010 Qtr 1: 0; 2010 Qtr 2: 0; 2010 Qtr 3: 0; 2010 Qtr 4: 0; 2011 Qtr 1: 0; 2011 Qtr 2: 0; 2011 Qtr 3: 0; 2011 Qtr 4: 0 | 3
0 | 253021-Res. Refr. Charge QI: Repl. on Failure CZ 6, 7 or 8 |  | System | Residential | 26-SFM-ResidentialSingleFamily-SP_COOL | 0 |  |  |  |  | 10.3583 | 0 | 16.6667 | 0 | 0 | -6.3084 | 57.1467 |  | kWh | 0.10312 | -0.050476 | Residential |  | Winter Only | [5 empty] | 10 | 0.78 |  |  |  | 0 | 5 | 0 | 0 | 0 | 0 | 0 | 0 | 0 | 0 | 0 | 0 | 2009 Qtr 1: 0; 2009 Qtr 2: 0; 2009 Qtr 3: 0; 2009 Qtr 4: 5; 2010 Qtr 1: 0; 2010 Qtr 2: 0; 2010 Qtr 3: 0; 2010 Qtr 4: 0; 2011 Qtr 1: 0; 2011 Qtr 2: 0; 2011 Qtr 3: 0; 2011 Qtr 4: 0 | 5
0 | 253021-Res. Refr. Charge QI: Repl. on Failure CZ 6, 7 or 8 |  | System | Residential | 26-SFM-ResidentialSingleFamily-SP_COOL | 0 |  |  |  |  | 10.3583 | 0 | 16.6667 | 0 | 0 | -6.3084 | 57.1467 |  | kWh | 0.10312 | -0.050476 | Residential |  | Winter Only | [5 empty] | 10 | 0.78 |  |  |  | 0 | 5 | 0 | 0 | 0 | 0 | 0 | 0 | 0 | 0 | 0 | 0 | 2009 Qtr 1: 0; 2009 Qtr 2: 0; 2009 Qtr 3: 0; 2009 Qtr 4: 5; 2010 Qtr 1: 0; 2010 Qtr 2: 0; 2010 Qtr 3: 0; 2010 Qtr 4: 0; 2011 Qtr 1: 0; 2011 Qtr 2: 0; 2011 Qtr 3: 0; 2011 Qtr 4: 0 | 5
0 | 253021-Res. Refr. Charge QI: Repl. on Failure CZ 6, 7 or 8 |  | System | Residential | 26-SFM-ResidentialSingleFamily-SP_COOL | 0 |  |  |  |  | 10.3583 | 0 | 16.6667 | 0 | 0 | -6.3084 | 57.1467 |  | kWh | 0.10312 | -0.050476 | Residential |  | Winter Only | [5 empty] | 10 | 0.78 |  |  |  | 0 | 5 | 0 | 0 | 0 | 0 | 0 | 0 | 0 | 0 | 0 | 0 | 2009 Qtr 1: 0; 2009 Qtr 2: 0; 2009 Qtr 3: 0; 2009 Qtr 4: 5; 2010 Qtr 1: 0; 2010 Qtr 2: 0; 2010 Qtr 3: 0; 2010 Qtr 4: 0; 2011 Qtr 1: 0; 2011 Qtr 2: 0; 2011 Qtr 3: 0; 2011 Qtr 4: 0 | 5
0 | 253021-Res. Refr. Charge QI: Repl. on Failure CZ 6, 7 or 8 |  | System | Residential | 26-SFM-ResidentialSingleFamily-SP_COOL | 0 |  |  |  |  | 10.3583 | 0 | 16.6667 | 0 | 0 | -6.3084 | 57.1467 |  | kWh | 0.10312 | -0.050476 | Residential |  | Winter Only | [5 empty] | 10 | 0.78 |  |  |  | 0 | 5 | 0 | 0 | 0 | 0 | 0 | 0 | 0 | 0 | 0 | 0 | 2009 Qtr 1: 0; 2009 Qtr 2: 0; 2009 Qtr 3: 0; 2009 Qtr 4: 5; 2010 Qtr 1: 0; 2010 Qtr 2: 0; 2010 Qtr 3: 0; 2010 Qtr 4: 0; 2011 Qtr 1: 0; 2011 Qtr 2: 0; 2011 Qtr 3: 0; 2011 Qtr 4: 0 | 5
0 | 253021-Res. Refr. Charge QI: Repl. on Failure CZ 6, 7 or 8 |  | System | Residential | 26-SFM-ResidentialSingleFamily-SP_COOL | 0 |  |  |  |  | 10.3583 | 0 | 16.6667 | 0 | 0 | -6.3084 | 57.1467 |  | kWh | 0.10312 | -0.050476 | Residential |  | Winter Only | [5 empty] | 10 | 0.78 |  |  |  | 0 | 4 | 0 | 0 | 0 | 0 | 0 | 0 | 0 | 0 | 0 | 0 | 2009 Qtr 1: 0; 2009 Qtr 2: 0; 2009 Qtr 3: 0; 2009 Qtr 4: 4; 2010 Qtr 1: 0; 2010 Qtr 2: 0; 2010 Qtr 3: 0; 2010 Qtr 4: 0; 2011 Qtr 1: 0; 2011 Qtr 2: 0; 2011 Qtr 3: 0; 2011 Qtr 4: 0 | 4
0 | 253021-Res. Refr. Charge QI: Repl. on Failure CZ 6, 7 or 8 |  | System | Residential | 26-SFM-ResidentialSingleFamily-SP_COOL | 0 |  |  |  |  | 10.3583 | 0 | 16.6667 | 0 | 0 | -6.3084 | 57.1467 |  | kWh | 0.10312 | -0.050476 | Residential |  | Winter Only | [5 empty] | 10 | 0.78 |  |  |  | 0 | 4 | 0 | 0 | 0 | 0 | 0 | 0 | 0 | 0 | 0 | 0 | 2009 Qtr 1: 0; 2009 Qtr 2: 0; 2009 Qtr 3: 0; 2009 Qtr 4: 4; 2010 Qtr 1: 0; 2010 Qtr 2: 0; 2010 Qtr 3: 0; 2010 Qtr 4: 0; 2011 Qtr 1: 0; 2011 Qtr 2: 0; 2011 Qtr 3: 0; 2011 Qtr 4: 0 | 4
0 | 253021-Res. Refr. Charge QI: Repl. on Failure CZ 6, 7 or 8 |  | System | Residential | 26-SFM-ResidentialSingleFamily-SP_COOL | 0 |  |  |  |  | 10.3583 | 0 | 16.6667 | 0 | 0 | -6.3084 | 57.1467 |  | kWh | 0.10312 | -0.050476 | Residential |  | Winter Only | [5 empty] | 10 | 0.78 |  |  |  | 0 | 4 | 0 | 0 | 0 | 0 | 0 | 0 | 0 | 0 | 0 | 0 | 2009 Qtr 1: 0; 2009 Qtr 2: 0; 2009 Qtr 3: 0; 2009 Qtr 4: 4; 2010 Qtr 1: 0; 2010 Qtr 2: 0; 2010 Qtr 3: 0; 2010 Qtr 4: 0; 2011 Qtr 1: 0; 2011 Qtr 2: 0; 2011 Qtr 3: 0; 2011 Qtr 4: 0 | 4
0 | 253021-Res. Refr. Charge QI: Repl. on Failure CZ 6, 7 or 8 |  | System | Residential | 26-SFM-ResidentialSingleFamily-SP_COOL | 0 |  |  |  |  | 10.3583 | 0 | 19.4444 | 0 | 0 | -9.0861 | 57.1467 |  | kWh | 0.10312 | -0.050476 | Residential |  | Winter Only | [5 empty] | 10 | 0.78 |  |  |  | 0 | 3 | 0 | 0 | 0 | 0 | 0 | 0 | 0 | 0 | 0 | 0 | 2009 Qtr 1: 0; 2009 Qtr 2: 0; 2009 Qtr 3: 0; 2009 Qtr 4: 3; 2010 Qtr 1: 0; 2010 Qtr 2: 0; 2010 Qtr 3: 0; 2010 Qtr 4: 0; 2011 Qtr 1: 0; 2011 Qtr 2: 0; 2011 Qtr 3: 0; 2011 Qtr 4: 0 | 3
0 | 253021-Res. Refr. Charge QI: Repl. on Failure CZ 6, 7 or 8 |  | System | Residential | 26-SFM-ResidentialSingleFamily-SP_COOL | 0 |  |  |  |  | 10.3583 | 0 | 16.6667 | 0 | 0 | -6.3084 | 57.1467 |  | kWh | 0.10312 | -0.050476 | Residential |  | Winter Only | [5 empty] | 10 | 0.78 |  |  |  | 0 | 4 | 0 | 0 | 0 | 0 | 0 | 0 | 0 | 0 | 0 | 0 | 2009 Qtr 1: 0; 2009 Qtr 2: 0; 2009 Qtr 3: 0; 2009 Qtr 4: 4; 2010 Qtr 1: 0; 2010 Qtr 2: 0; 2010 Qtr 3: 0; 2010 Qtr 4: 0; 2011 Qtr 1: 0; 2011 Qtr 2: 0; 2011 Qtr 3: 0; 2011 Qtr 4: 0 | 4
0 | 253021-Res. Refr. Charge QI: Repl. on Failure CZ 6, 7 or 8 |  | System | Residential | 26-SFM-ResidentialSingleFamily-SP_COOL | 0 |  |  |  |  | 10.3583 | 0 | 16.6667 | 0 | 0 | -6.3084 | 57.1467 |  | kWh | 0.10312 | -0.050476 | Residential |  | Winter Only | [5 empty] | 10 | 0.78 |  |  |  | 0 | 3 | 0 | 0 | 0 | 0 | 0 | 0 | 0 | 0 | 0 | 0 | 2009 Qtr 1: 0; 2009 Qtr 2: 0; 2009 Qtr 3: 0; 2009 Qtr 4: 3; 2010 Qtr 1: 0; 2010 Qtr 2: 0; 2010 Qtr 3: 0; 2010 Qtr 4: 0; 2011 Qtr 1: 0; 2011 Qtr 2: 0; 2011 Qtr 3: 0; 2011 Qtr 4: 0 | 3
0 | 253021-Res. Refr. Charge QI: Repl. on Failure CZ 6, 7 or 8 |  | System | Residential | 26-SFM-ResidentialSingleFamily-SP_COOL | 0 |  |  |  |  | 10.3583 | 0 | 16.6667 | 0 | 0 | -6.3084 | 57.1467 |  | kWh | 0.10312 | -0.050476 | Residential |  | Winter Only | [5 empty] | 10 | 0.78 |  |  |  | 0 | 3 | 0 | 0 | 0 | 0 | 0 | 0 | 0 | 0 | 0 | 0 | 2009 Qtr 1: 0; 2009 Qtr 2: 0; 2009 Qtr 3: 0; 2009 Qtr 4: 3; 2010 Qtr 1: 0; 2010 Qtr 2: 0; 2010 Qtr 3: 0; 2010 Qtr 4: 0; 2011 Qtr 1: 0; 2011 Qtr 2: 0; 2011 Qtr 3: 0; 2011 Qtr 4: 0 | 3
0 | 253021-Res. Refr. Charge QI: Repl. on Failure CZ 6, 7 or 8 |  | System | Residential | 26-SFM-ResidentialSingleFamily-SP_COOL | 0 |  |  |  |  | 10.3583 | 0 | 16.6667 | 0 | 0 | -6.3084 | 57.1467 |  | kWh | 0.10312 | -0.050476 | Residential |  | Winter Only | [5 empty] | 10 | 0.78 |  |  |  | 0 | 5 | 0 | 0 | 0 | 0 | 0 | 0 | 0 | 0 | 0 | 0 | 2009 Qtr 1: 0; 2009 Qtr 2: 0; 2009 Qtr 3: 0; 2009 Qtr 4: 5; 2010 Qtr 1: 0; 2010 Qtr 2: 0; 2010 Qtr 3: 0; 2010 Qtr 4: 0; 2011 Qtr 1: 0; 2011 Qtr 2: 0; 2011 Qtr 3: 0; 2011 Qtr 4: 0 | 5
0 | 253021-Res. Refr. Charge QI: Repl. on Failure CZ 6, 7 or 8 |  | System | Residential | 26-SFM-ResidentialSingleFamily-SP_COOL | 0 |  |  |  |  | 10.3583 | 0 | 16.6667 | 0 | 0 | -6.3084 | 57.1467 |  | kWh | 0.10312 | -0.050476 | Residential |  | Winter Only | [5 empty] | 10 | 0.78 |  |  |  | 0 | 2 | 0 | 0 | 0 | 0 | 0 | 0 | 0 | 0 | 0 | 0 | 2009 Qtr 1: 0; 2009 Qtr 2: 0; 2009 Qtr 3: 0; 2009 Qtr 4: 2; 2010 Qtr 1: 0; 2010 Qtr 2: 0; 2010 Qtr 3: 0; 2010 Qtr 4: 0; 2011 Qtr 1: 0; 2011 Qtr 2: 0; 2011 Qtr 3: 0; 2011 Qtr 4: 0 | 2
0 | 253021-Res. Refr. Charge QI: Repl. on Failure CZ 6, 7 or 8 |  | System | Residential | 26-SFM-ResidentialSingleFamily-SP_COOL | 0 |  |  |  |  | 10.3583 | 0 | 16.6667 | 0 | 0 | -6.3084 | 57.1467 |  | kWh | 0.10312 | -0.050476 | Residential |  | Winter Only | [5 empty] | 10 | 0.78 |  |  |  | 0 | 5 | 0 | 0 | 0 | 0 | 0 | 0 | 0 | 0 | 0 | 0 | 2009 Qtr 1: 0; 2009 Qtr 2: 0; 2009 Qtr 3: 0; 2009 Qtr 4: 5; 2010 Qtr 1: 0; 2010 Qtr 2: 0; 2010 Qtr 3: 0; 2010 Qtr 4: 0; 2011 Qtr 1: 0; 2011 Qtr 2: 0; 2011 Qtr 3: 0; 2011 Qtr 4: 0 | 5
0 | 253021-Res. Refr. Charge QI: Repl. on Failure CZ 6, 7 or 8 |  | System | Residential | 26-SFM-ResidentialSingleFamily-SP_COOL | 0 |  |  |  |  | 10.3583 | 0 | 16.6667 | 0 | 0 | -6.3084 | 57.1467 |  | kWh | 0.10312 | -0.050476 | Residential |  | Winter Only | [5 empty] | 10 | 0.78 |  |  |  | 0 | 5 | 0 | 0 | 0 | 0 | 0 | 0 | 0 | 0 | 0 | 0 | 2009 Qtr 1: 0; 2009 Qtr 2: 0; 2009 Qtr 3: 0; 2009 Qtr 4: 5; 2010 Qtr 1: 0; 2010 Qtr 2: 0; 2010 Qtr 3: 0; 2010 Qtr 4: 0; 2011 Qtr 1: 0; 2011 Qtr 2: 0; 2011 Qtr 3: 0; 2011 Qtr 4: 0 | 5
0 | 253021-Res. Refr. Charge QI: Repl. on Failure CZ 6, 7 or 8 |  | System | Residential | 26-SFM-ResidentialSingleFamily-SP_COOL | 0 |  |  |  |  | 10.3583 | 0 | 19.4444 | 0 | 0 | -9.0861 | 57.1467 |  | kWh | 0.10312 | -0.050476 | Residential |  | Winter Only | [5 empty] | 10 | 0.78 |  |  |  | 0 | 3 | 0 | 0 | 0 | 0 | 0 | 0 | 0 | 0 | 0 | 0 | 2009 Qtr 1: 0; 2009 Qtr 2: 0; 2009 Qtr 3: 0; 2009 Qtr 4: 3; 2010 Qtr 1: 0; 2010 Qtr 2: 0; 2010 Qtr 3: 0; 2010 Qtr 4: 0; 2011 Qtr 1: 0; 2011 Qtr 2: 0; 2011 Qtr 3: 0; 2011 Qtr 4: 0 | 3
0 | 253021-Res. Refr. Charge QI: Repl. on Failure CZ 6, 7 or 8 |  | System | Residential | 26-SFM-ResidentialSingleFamily-SP_COOL | 0 |  |  |  |  | 10.3583 | 0 | 16.6667 | 0 | 0 | -6.3084 | 57.1467 |  | kWh | 0.10312 | -0.050476 | Residential |  | Winter Only | [5 empty] | 10 | 0.78 |  |  |  | 0 | 4 | 0 | 0 | 0 | 0 | 0 | 0 | 0 | 0 | 0 | 0 | 2009 Qtr 1: 0; 2009 Qtr 2: 0; 2009 Qtr 3: 0; 2009 Qtr 4: 4; 2010 Qtr 1: 0; 2010 Qtr 2: 0; 2010 Qtr 3: 0; 2010 Qtr 4: 0; 2011 Qtr 1: 0; 2011 Qtr 2: 0; 2011 Qtr 3: 0; 2011 Qtr 4: 0 | 4
0 | 253021-Res. Refr. Charge QI: Repl. on Failure CZ 6, 7 or 8 |  | System | Residential | 26-SFM-ResidentialSingleFamily-SP_COOL | 0 |  |  |  |  | 10.3583 | 0 | 16.6667 | 0 | 0 | -6.3084 | 57.1467 |  | kWh | 0.10312 | -0.050476 | Residential |  | Winter Only | [5 empty] | 10 | 0.78 |  |  |  | 0 | 3 | 0 | 0 | 0 | 0 | 0 | 0 | 0 | 0 | 0 | 0 | 2009 Qtr 1: 0; 2009 Qtr 2: 0; 2009 Qtr 3: 0; 2009 Qtr 4: 3; 2010 Qtr 1: 0; 2010 Qtr 2: 0; 2010 Qtr 3: 0; 2010 Qtr 4: 0; 2011 Qtr 1: 0; 2011 Qtr 2: 0; 2011 Qtr 3: 0; 2011 Qtr 4: 0 | 3
0 | 253021-Res. Refr. Charge QI: Repl. on Failure CZ 6, 7 or 8 |  | System | Residential | 26-SFM-ResidentialSingleFamily-SP_COOL | 0 |  |  |  |  | 10.3583 | 0 | 16.6667 | 0 | 0 | -6.3084 | 57.1467 |  | kWh | 0.10312 | -0.050476 | Residential |  | Winter Only | [5 empty] | 10 | 0.78 |  |  |  | 0 | 4 | 0 | 0 | 0 | 0 | 0 | 0 | 0 | 0 | 0 | 0 | 2009 Qtr 1: 0; 2009 Qtr 2: 0; 2009 Qtr 3: 0; 2009 Qtr 4: 4; 2010 Qtr 1: 0; 2010 Qtr 2: 0; 2010 Qtr 3: 0; 2010 Qtr 4: 0; 2011 Qtr 1: 0; 2011 Qtr 2: 0; 2011 Qtr 3: 0; 2011 Qtr 4: 0 | 4
0 | 253021-Res. Refr. Charge QI: Repl. on Failure CZ 6, 7 or 8 |  | System | Residential | 26-SFM-ResidentialSingleFamily-SP_COOL | 0 |  |  |  |  | 10.3583 | 0 | 16.6667 | 0 | 0 | -6.3084 | 57.1467 |  | kWh | 0.10312 | -0.050476 | Residential |  | Winter Only | [5 empty] | 10 | 0.78 |  |  |  | 0 | 3 | 0 | 0 | 0 | 0 | 0 | 0 | 0 | 0 | 0 | 0 | 2009 Qtr 1: 0; 2009 Qtr 2: 0; 2009 Qtr 3: 0; 2009 Qtr 4: 3; 2010 Qtr 1: 0; 2010 Qtr 2: 0; 2010 Qtr 3: 0; 2010 Qtr 4: 0; 2011 Qtr 1: 0; 2011 Qtr 2: 0; 2011 Qtr 3: 0; 2011 Qtr 4: 0 | 3
0 | 253021-Res. Refr. Charge QI: Repl. on Failure CZ 6, 7 or 8 |  | System | Residential | 26-SFM-ResidentialSingleFamily-SP_COOL | 0 |  |  |  |  | 10.3583 | 0 | 20.8333 | 0 | 0 | -10.475 | 57.1467 |  | kWh | 0.10312 | -0.050476 | Residential |  | Winter Only | [5 empty] | 10 | 0.78 |  |  |  | 0 | 2 | 0 | 0 | 0 | 0 | 0 | 0 | 0 | 0 | 0 | 0 | 2009 Qtr 1: 0; 2009 Qtr 2: 0; 2009 Qtr 3: 0; 2009 Qtr 4: 2; 2010 Qtr 1: 0; 2010 Qtr 2: 0; 2010 Qtr 3: 0; 2010 Qtr 4: 0; 2011 Qtr 1: 0; 2011 Qtr 2: 0; 2011 Qtr 3: 0; 2011 Qtr 4: 0 | 2
0 | 253021-Res. Refr. Charge QI: Repl. on Failure CZ 6, 7 or 8 |  | System | Residential | 26-SFM-ResidentialSingleFamily-SP_COOL | 0 |  |  |  |  | 10.3583 | 0 | 19.4444 | 0 | 0 | -9.0861 | 57.1467 |  | kWh | 0.10312 | -0.050476 | Residential |  | Winter Only | [5 empty] | 10 | 0.78 |  |  |  | 0 | 3 | 0 | 0 | 0 | 0 | 0 | 0 | 0 | 0 | 0 | 0 | 2009 Qtr 1: 0; 2009 Qtr 2: 0; 2009 Qtr 3: 0; 2009 Qtr 4: 3; 2010 Qtr 1: 0; 2010 Qtr 2: 0; 2010 Qtr 3: 0; 2010 Qtr 4: 0; 2011 Qtr 1: 0; 2011 Qtr 2: 0; 2011 Qtr 3: 0; 2011 Qtr 4: 0 | 3
0 | 253021-Res. Refr. Charge QI: Repl. on Failure CZ 6, 7 or 8 |  | System | Residential | 26-SFM-ResidentialSingleFamily-SP_COOL | 0 |  |  |  |  | 10.3583 | 0 | 16.6667 | 0 | 0 | -6.3084 | 57.1467 |  | kWh | 0.10312 | -0.050476 | Residential |  | Winter Only | [5 empty] | 10 | 0.78 |  |  |  | 0 | 5 | 0 | 0 | 0 | 0 | 0 | 0 | 0 | 0 | 0 | 0 | 2009 Qtr 1: 0; 2009 Qtr 2: 0; 2009 Qtr 3: 0; 2009 Qtr 4: 5; 2010 Qtr 1: 0; 2010 Qtr 2: 0; 2010 Qtr 3: 0; 2010 Qtr 4: 0; 2011 Qtr 1: 0; 2011 Qtr 2: 0; 2011 Qtr 3: 0; 2011 Qtr 4: 0 | 5
0 | 253021-Res. Refr. Charge QI: Repl. on Failure CZ 6, 7 or 8 |  | System | Residential | 26-SFM-ResidentialSingleFamily-SP_COOL | 0 |  |  |  |  | 10.3583 | 0 | 16.6667 | 0 | 0 | -6.3084 | 57.1467 |  | kWh | 0.10312 | -0.050476 | Residential |  | Winter Only | [5 empty] | 10 | 0.78 |  |  |  | 0 | 3 | 0 | 0 | 0 | 0 | 0 | 0 | 0 | 0 | 0 | 0 | 2009 Qtr 1: 0; 2009 Qtr 2: 0; 2009 Qtr 3: 0; 2009 Qtr 4: 3; 2010 Qtr 1: 0; 2010 Qtr 2: 0; 2010 Qtr 3: 0; 2010 Qtr 4: 0; 2011 Qtr 1: 0; 2011 Qtr 2: 0; 2011 Qtr 3: 0; 2011 Qtr 4: 0 | 3
0 | 253021-Res. Refr. Charge QI: Repl. on Failure CZ 6, 7 or 8 |  | System | Residential | 26-SFM-ResidentialSingleFamily-SP_COOL | 0 |  |  |  |  | 10.3583 | 0 | 19.4444 | 0 | 0 | -9.0861 | 57.1467 |  | kWh | 0.10312 | -0.050476 | Residential |  | Winter Only | [5 empty] | 10 | 0.78 |  |  |  | 0 | 3 | 0 | 0 | 0 | 0 | 0 | 0 | 0 | 0 | 0 | 0 | 2009 Qtr 1: 0; 2009 Qtr 2: 0; 2009 Qtr 3: 0; 2009 Qtr 4: 3; 2010 Qtr 1: 0; 2010 Qtr 2: 0; 2010 Qtr 3: 0; 2010 Qtr 4: 0; 2011 Qtr 1: 0; 2011 Qtr 2: 0; 2011 Qtr 3: 0; 2011 Qtr 4: 0 | 3
0 | 253021-Res. Refr. Charge QI: Repl. on Failure CZ 6, 7 or 8 |  | System | Residential | 26-SFM-ResidentialSingleFamily-SP_COOL | 0 |  |  |  |  | 10.3583 | 0 | 16.6667 | 0 | 0 | -6.3084 | 57.1467 |  | kWh | 0.10312 | -0.050476 | Residential |  | Winter Only | [5 empty] | 10 | 0.78 |  |  |  | 0 | 3 | 0 | 0 | 0 | 0 | 0 | 0 | 0 | 0 | 0 | 0 | 2009 Qtr 1: 0; 2009 Qtr 2: 0; 2009 Qtr 3: 0; 2009 Qtr 4: 3; 2010 Qtr 1: 0; 2010 Qtr 2: 0; 2010 Qtr 3: 0; 2010 Qtr 4: 0; 2011 Qtr 1: 0; 2011 Qtr 2: 0; 2011 Qtr 3: 0; 2011 Qtr 4: 0 | 3
0 | 253021-Res. Refr. Charge QI: Repl. on Failure CZ 6, 7 or 8 |  | System | Residential | 26-SFM-ResidentialSingleFamily-SP_COOL | 0 |  |  |  |  | 10.3583 | 0 | 16.6667 | 0 | 0 | -6.3084 | 57.1467 |  | kWh | 0.10312 | -0.050476 | Residential |  | Winter Only | [5 empty] | 10 | 0.78 |  |  |  | 0 | 3 | 0 | 0 | 0 | 0 | 0 | 0 | 0 | 0 | 0 | 0 | 2009 Qtr 1: 0; 2009 Qtr 2: 0; 2009 Qtr 3: 0; 2009 Qtr 4: 3; 2010 Qtr 1: 0; 2010 Qtr 2: 0; 2010 Qtr 3: 0; 2010 Qtr 4: 0; 2011 Qtr 1: 0; 2011 Qtr 2: 0; 2011 Qtr 3: 0; 2011 Qtr 4: 0 | 3
0 | 253021-Res. Refr. Charge QI: Repl. on Failure CZ 6, 7 or 8 |  | System | Residential | 26-SFM-ResidentialSingleFamily-SP_COOL | 0 |  |  |  |  | 10.3583 | 0 | 16.6667 | 0 | 0 | -6.3084 | 57.1467 |  | kWh | 0.10312 | -0.050476 | Residential |  | Winter Only | [5 empty] | 10 | 0.78 |  |  |  | 0 | 5 | 0 | 0 | 0 | 0 | 0 | 0 | 0 | 0 | 0 | 0 | 2009 Qtr 1: 0; 2009 Qtr 2: 0; 2009 Qtr 3: 0; 2009 Qtr 4: 5; 2010 Qtr 1: 0; 2010 Qtr 2: 0; 2010 Qtr 3: 0; 2010 Qtr 4: 0; 2011 Qtr 1: 0; 2011 Qtr 2: 0; 2011 Qtr 3: 0; 2011 Qtr 4: 0 | 5
0 | 253021-Res. Refr. Charge QI: Repl. on Failure CZ 6, 7 or 8 |  | System | Residential | 26-SFM-ResidentialSingleFamily-SP_COOL | 0 |  |  |  |  | 10.3583 | 0 | 16.6667 | 0 | 0 | -6.3084 | 57.1467 |  | kWh | 0.10312 | -0.050476 | Residential |  | Winter Only | [5 empty] | 10 | 0.78 |  |  |  | 0 | 2 | 0 | 0 | 0 | 0 | 0 | 0 | 0 | 0 | 0 | 0 | 2009 Qtr 1: 0; 2009 Qtr 2: 0; 2009 Qtr 3: 0; 2009 Qtr 4: 2; 2010 Qtr 1: 0; 2010 Qtr 2: 0; 2010 Qtr 3: 0; 2010 Qtr 4: 0; 2011 Qtr 1: 0; 2011 Qtr 2: 0; 2011 Qtr 3: 0; 2011 Qtr 4: 0 | 2
0 | 253021-Res. Refr. Charge QI: Repl. on Failure CZ 6, 7 or 8 |  | System | Residential | 26-SFM-ResidentialSingleFamily-SP_COOL | 0 |  |  |  |  | 10.3583 | 0 | 16.6667 | 0 | 0 | -6.3084 | 57.1467 |  | kWh | 0.10312 | -0.050476 | Residential |  | Winter Only | [5 empty] | 10 | 0.78 |  |  |  | 0 | 3 | 0 | 0 | 0 | 0 | 0 | 0 | 0 | 0 | 0 | 0 | 2009 Qtr 1: 0; 2009 Qtr 2: 0; 2009 Qtr 3: 0; 2009 Qtr 4: 3; 2010 Qtr 1: 0; 2010 Qtr 2: 0; 2010 Qtr 3: 0; 2010 Qtr 4: 0; 2011 Qtr 1: 0; 2011 Qtr 2: 0; 2011 Qtr 3: 0; 2011 Qtr 4: 0 | 3
0 | 253021-Res. Refr. Charge QI: Repl. on Failure CZ 6, 7 or 8 |  | System | Residential | 26-SFM-ResidentialSingleFamily-SP_COOL | 0 |  |  |  |  | 10.3583 | 0 | 16.6667 | 0 | 0 | -6.3084 | 57.1467 |  | kWh | 0.10312 | -0.050476 | Residential |  | Winter Only | [5 empty] | 10 | 0.78 |  |  |  | 0 | 5 | 0 | 0 | 0 | 0 | 0 | 0 | 0 | 0 | 0 | 0 | 2009 Qtr 1: 0; 2009 Qtr 2: 0; 2009 Qtr 3: 0; 2009 Qtr 4: 5; 2010 Qtr 1: 0; 2010 Qtr 2: 0; 2010 Qtr 3: 0; 2010 Qtr 4: 0; 2011 Qtr 1: 0; 2011 Qtr 2: 0; 2011 Qtr 3: 0; 2011 Qtr 4: 0 | 5
0 | 253021-Res. Refr. Charge QI: Repl. on Failure CZ 6, 7 or 8 |  | System | Residential | 26-SFM-ResidentialSingleFamily-SP_COOL | 0 |  |  |  |  | 10.3583 | 0 | 16.6667 | 0 | 0 | -6.3084 | 57.1467 |  | kWh | 0.10312 | -0.050476 | Residential |  | Winter Only | [5 empty] | 10 | 0.78 |  |  |  | 0 | 5 | 0 | 0 | 0 | 0 | 0 | 0 | 0 | 0 | 0 | 0 | 2009 Qtr 1: 0; 2009 Qtr 2: 0; 2009 Qtr 3: 0; 2009 Qtr 4: 5; 2010 Qtr 1: 0; 2010 Qtr 2: 0; 2010 Qtr 3: 0; 2010 Qtr 4: 0; 2011 Qtr 1: 0; 2011 Qtr 2: 0; 2011 Qtr 3: 0; 2011 Qtr 4: 0 | 5
0 | 253021-Res. Refr. Charge QI: Repl. on Failure CZ 6, 7 or 8 |  | System | Residential | 26-SFM-ResidentialSingleFamily-SP_COOL | 0 |  |  |  |  | 10.3583 | 0 | 16.6667 | 0 | 0 | -6.3084 | 57.1467 |  | kWh | 0.10312 | -0.050476 | Residential |  | Winter Only | [5 empty] | 10 | 0.78 |  |  |  | 0 | 3 | 0 | 0 | 0 | 0 | 0 | 0 | 0 | 0 | 0 | 0 | 2009 Qtr 1: 0; 2009 Qtr 2: 0; 2009 Qtr 3: 0; 2009 Qtr 4: 3; 2010 Qtr 1: 0; 2010 Qtr 2: 0; 2010 Qtr 3: 0; 2010 Qtr 4: 0; 2011 Qtr 1: 0; 2011 Qtr 2: 0; 2011 Qtr 3: 0; 2011 Qtr 4: 0 | 3
0 | 253021-Res. Refr. Charge QI: Repl. on Failure CZ 6, 7 or 8 |  | System | Residential | 26-SFM-ResidentialSingleFamily-SP_COOL | 0 |  |  |  |  | 10.3583 | 0 | 16.6667 | 0 | 0 | -6.3084 | 57.1467 |  | kWh | 0.10312 | -0.050476 | Residential |  | Winter Only | [5 empty] | 10 | 0.78 |  |  |  | 0 | 3 | 0 | 0 | 0 | 0 | 0 | 0 | 0 | 0 | 0 | 0 | 2009 Qtr 1: 0; 2009 Qtr 2: 0; 2009 Qtr 3: 0; 2009 Qtr 4: 3; 2010 Qtr 1: 0; 2010 Qtr 2: 0; 2010 Qtr 3: 0; 2010 Qtr 4: 0; 2011 Qtr 1: 0; 2011 Qtr 2: 0; 2011 Qtr 3: 0; 2011 Qtr 4: 0 | 3
0 | 253021-Res. Refr. Charge QI: Repl. on Failure CZ 6, 7 or 8 |  | System | Residential | 26-SFM-ResidentialSingleFamily-SP_COOL | 0 |  |  |  |  | 10.3583 | 0 | 19.4444 | 0 | 0 | -9.0861 | 57.1467 |  | kWh | 0.10312 | -0.050476 | Residential |  | Winter Only | [5 empty] | 10 | 0.78 |  |  |  | 0 | 3 | 0 | 0 | 0 | 0 | 0 | 0 | 0 | 0 | 0 | 0 | 2009 Qtr 1: 0; 2009 Qtr 2: 0; 2009 Qtr 3: 0; 2009 Qtr 4: 3; 2010 Qtr 1: 0; 2010 Qtr 2: 0; 2010 Qtr 3: 0; 2010 Qtr 4: 0; 2011 Qtr 1: 0; 2011 Qtr 2: 0; 2011 Qtr 3: 0; 2011 Qtr 4: 0 | 3
0 | 253021-Res. Refr. Charge QI: Repl. on Failure CZ 6, 7 or 8 |  | System | Residential | 26-SFM-ResidentialSingleFamily-SP_COOL | 0 |  |  |  |  | 10.3583 | 0 | 16.6667 | 0 | 0 | -6.3084 | 57.1467 |  | kWh | 0.10312 | -0.050476 | Residential |  | Winter Only | [5 empty] | 10 | 0.78 |  |  |  | 0 | 3 | 0 | 0 | 0 | 0 | 0 | 0 | 0 | 0 | 0 | 0 | 2009 Qtr 1: 0; 2009 Qtr 2: 0; 2009 Qtr 3: 0; 2009 Qtr 4: 3; 2010 Qtr 1: 0; 2010 Qtr 2: 0; 2010 Qtr 3: 0; 2010 Qtr 4: 0; 2011 Qtr 1: 0; 2011 Qtr 2: 0; 2011 Qtr 3: 0; 2011 Qtr 4: 0 | 3
0 | 253021-Res. Refr. Charge QI: Repl. on Failure CZ 6, 7 or 8 |  | System | Residential | 26-SFM-ResidentialSingleFamily-SP_COOL | 0 |  |  |  |  | 10.3583 | 0 | 19.4444 | 0 | 0 | -9.0861 | 57.1467 |  | kWh | 0.10312 | -0.050476 | Residential |  | Winter Only | [5 empty] | 10 | 0.78 |  |  |  | 0 | 3 | 0 | 0 | 0 | 0 | 0 | 0 | 0 | 0 | 0 | 0 | 2009 Qtr 1: 0; 2009 Qtr 2: 0; 2009 Qtr 3: 0; 2009 Qtr 4: 3; 2010 Qtr 1: 0; 2010 Qtr 2: 0; 2010 Qtr 3: 0; 2010 Qtr 4: 0; 2011 Qtr 1: 0; 2011 Qtr 2: 0; 2011 Qtr 3: 0; 2011 Qtr 4: 0 | 3
0 | 253021-Res. Refr. Charge QI: Repl. on Failure CZ 6, 7 or 8 |  | System | Residential | 26-SFM-ResidentialSingleFamily-SP_COOL | 0 |  |  |  |  | 10.3583 | 0 | 19.4444 | 0 | 0 | -9.0861 | 57.1467 |  | kWh | 0.10312 | -0.050476 | Residential |  | Winter Only | [5 empty] | 10 | 0.78 |  |  |  | 0 | 3 | 0 | 0 | 0 | 0 | 0 | 0 | 0 | 0 | 0 | 0 | 2009 Qtr 1: 0; 2009 Qtr 2: 0; 2009 Qtr 3: 0; 2009 Qtr 4: 3; 2010 Qtr 1: 0; 2010 Qtr 2: 0; 2010 Qtr 3: 0; 2010 Qtr 4: 0; 2011 Qtr 1: 0; 2011 Qtr 2: 0; 2011 Qtr 3: 0; 2011 Qtr 4: 0 | 3
0 | 253021-Res. Refr. Charge QI: Repl. on Failure CZ 6, 7 or 8 |  | System | Residential | 26-SFM-ResidentialSingleFamily-SP_COOL | 0 |  |  |  |  | 10.3583 | 0 | 16.6667 | 0 | 0 | -6.3084 | 57.1467 |  | kWh | 0.10312 | -0.050476 | Residential |  | Winter Only | [5 empty] | 10 | 0.78 |  |  |  | 0 | 5 | 0 | 0 | 0 | 0 | 0 | 0 | 0 | 0 | 0 | 0 | 2009 Qtr 1: 0; 2009 Qtr 2: 0; 2009 Qtr 3: 0; 2009 Qtr 4: 5; 2010 Qtr 1: 0; 2010 Qtr 2: 0; 2010 Qtr 3: 0; 2010 Qtr 4: 0; 2011 Qtr 1: 0; 2011 Qtr 2: 0; 2011 Qtr 3: 0; 2011 Qtr 4: 0 | 5
0 | 253021-Res. Refr. Charge QI: Repl. on Failure CZ 6, 7 or 8 |  | System | Residential | 26-SFM-ResidentialSingleFamily-SP_COOL | 0 |  |  |  |  | 10.3583 | 0 | 16.6667 | 0 | 0 | -6.3084 | 57.1467 |  | kWh | 0.10312 | -0.050476 | Residential |  | Winter Only | [5 empty] | 10 | 0.78 |  |  |  | 0 | 2 | 0 | 0 | 0 | 0 | 0 | 0 | 0 | 0 | 0 | 0 | 2009 Qtr 1: 0; 2009 Qtr 2: 0; 2009 Qtr 3: 0; 2009 Qtr 4: 2; 2010 Qtr 1: 0; 2010 Qtr 2: 0; 2010 Qtr 3: 0; 2010 Qtr 4: 0; 2011 Qtr 1: 0; 2011 Qtr 2: 0; 2011 Qtr 3: 0; 2011 Qtr 4: 0 | 2
0 | 253021-Res. Refr. Charge QI: Repl. on Failure CZ 6, 7 or 8 |  | System | Residential | 26-SFM-ResidentialSingleFamily-SP_COOL | 0 |  |  |  |  | 10.3583 | 0 | 16.6667 | 0 | 0 | -6.3084 | 57.1467 |  | kWh | 0.10312 | -0.050476 | Residential |  | Winter Only | [5 empty] | 10 | 0.78 |  |  |  | 0 | 3 | 0 | 0 | 0 | 0 | 0 | 0 | 0 | 0 | 0 | 0 | 2009 Qtr 1: 0; 2009 Qtr 2: 0; 2009 Qtr 3: 0; 2009 Qtr 4: 3; 2010 Qtr 1: 0; 2010 Qtr 2: 0; 2010 Qtr 3: 0; 2010 Qtr 4: 0; 2011 Qtr 1: 0; 2011 Qtr 2: 0; 2011 Qtr 3: 0; 2011 Qtr 4: 0 | 3
0 | 253021-Res. Refr. Charge QI: Repl. on Failure CZ 6, 7 or 8 |  | System | Residential | 26-SFM-ResidentialSingleFamily-SP_COOL | 0 |  |  |  |  | 10.3583 | 0 | 16.6667 | 0 | 0 | -6.3084 | 57.1467 |  | kWh | 0.10312 | -0.050476 | Residential |  | Winter Only | [5 empty] | 10 | 0.78 |  |  |  | 0 | 3 | 0 | 0 | 0 | 0 | 0 | 0 | 0 | 0 | 0 | 0 | 2009 Qtr 1: 0; 2009 Qtr 2: 0; 2009 Qtr 3: 0; 2009 Qtr 4: 3; 2010 Qtr 1: 0; 2010 Qtr 2: 0; 2010 Qtr 3: 0; 2010 Qtr 4: 0; 2011 Qtr 1: 0; 2011 Qtr 2: 0; 2011 Qtr 3: 0; 2011 Qtr 4: 0 | 3
0 | 253021-Res. Refr. Charge QI: Repl. on Failure CZ 6, 7 or 8 |  | System | Residential | 26-SFM-ResidentialSingleFamily-SP_COOL | 0 |  |  |  |  | 10.3583 | 0 | 16.6667 | 0 | 0 | -6.3084 | 57.1467 |  | kWh | 0.10312 | -0.050476 | Residential |  | Winter Only | [5 empty] | 10 | 0.78 |  |  |  | 0 | 4 | 0 | 0 | 0 | 0 | 0 | 0 | 0 | 0 | 0 | 0 | 2009 Qtr 1: 0; 2009 Qtr 2: 0; 2009 Qtr 3: 0; 2009 Qtr 4: 4; 2010 Qtr 1: 0; 2010 Qtr 2: 0; 2010 Qtr 3: 0; 2010 Qtr 4: 0; 2011 Qtr 1: 0; 2011 Qtr 2: 0; 2011 Qtr 3: 0; 2011 Qtr 4: 0 | 4
0 | 253021-Res. Refr. Charge QI: Repl. on Failure CZ 6, 7 or 8 |  | System | Residential | 26-SFM-ResidentialSingleFamily-SP_COOL | 0 |  |  |  |  | 10.3583 | 0 | 16.6667 | 0 | 0 | -6.3084 | 57.1467 |  | kWh | 0.10312 | -0.050476 | Residential |  | Winter Only | [5 empty] | 10 | 0.78 |  |  |  | 0 | 4 | 0 | 0 | 0 | 0 | 0 | 0 | 0 | 0 | 0 | 0 | 2009 Qtr 1: 0; 2009 Qtr 2: 0; 2009 Qtr 3: 0; 2009 Qtr 4: 4; 2010 Qtr 1: 0; 2010 Qtr 2: 0; 2010 Qtr 3: 0; 2010 Qtr 4: 0; 2011 Qtr 1: 0; 2011 Qtr 2: 0; 2011 Qtr 3: 0; 2011 Qtr 4: 0 | 4
0 | 253021-Res. Refr. Charge QI: Repl. on Failure CZ 6, 7 or 8 |  | System | Residential | 26-SFM-ResidentialSingleFamily-SP_COOL | 0 |  |  |  |  | 10.3583 | 0 | 19.4444 | 0 | 0 | -9.0861 | 57.1467 |  | kWh | 0.10312 | -0.050476 | Residential |  | Winter Only | [5 empty] | 10 | 0.78 |  |  |  | 0 | 3 | 0 | 0 | 0 | 0 | 0 | 0 | 0 | 0 | 0 | 0 | 2009 Qtr 1: 0; 2009 Qtr 2: 0; 2009 Qtr 3: 0; 2009 Qtr 4: 3; 2010 Qtr 1: 0; 2010 Qtr 2: 0; 2010 Qtr 3: 0; 2010 Qtr 4: 0; 2011 Qtr 1: 0; 2011 Qtr 2: 0; 2011 Qtr 3: 0; 2011 Qtr 4: 0 | 3
0 | 253021-Res. Refr. Charge QI: Repl. on Failure CZ 6, 7 or 8 |  | System | Residential | 26-SFM-ResidentialSingleFamily-SP_COOL | 0 |  |  |  |  | 10.3583 | 0 | 16.6667 | 0 | 0 | -6.3084 | 57.1467 |  | kWh | 0.10312 | -0.050476 | Residential |  | Winter Only | [5 empty] | 10 | 0.78 |  |  |  | 0 | 4 | 0 | 0 | 0 | 0 | 0 | 0 | 0 | 0 | 0 | 0 | 2009 Qtr 1: 0; 2009 Qtr 2: 0; 2009 Qtr 3: 0; 2009 Qtr 4: 4; 2010 Qtr 1: 0; 2010 Qtr 2: 0; 2010 Qtr 3: 0; 2010 Qtr 4: 0; 2011 Qtr 1: 0; 2011 Qtr 2: 0; 2011 Qtr 3: 0; 2011 Qtr 4: 0 | 4
0 | 253021-Res. Refr. Charge QI: Repl. on Failure CZ 6, 7 or 8 |  | System | Residential | 26-SFM-ResidentialSingleFamily-SP_COOL | 0 |  |  |  |  | 10.3583 | 0 | 16.6667 | 0 | 0 | -6.3084 | 57.1467 |  | kWh | 0.10312 | -0.050476 | Residential |  | Winter Only | [5 empty] | 10 | 0.78 |  |  |  | 0 | 4 | 0 | 0 | 0 | 0 | 0 | 0 | 0 | 0 | 0 | 0 | 2009 Qtr 1: 0; 2009 Qtr 2: 0; 2009 Qtr 3: 0; 2009 Qtr 4: 4; 2010 Qtr 1: 0; 2010 Qtr 2: 0; 2010 Qtr 3: 0; 2010 Qtr 4: 0; 2011 Qtr 1: 0; 2011 Qtr 2: 0; 2011 Qtr 3: 0; 2011 Qtr 4: 0 | 4
0 | 253021-Res. Refr. Charge QI: Repl. on Failure CZ 6, 7 or 8 |  | System | Residential | 26-SFM-ResidentialSingleFamily-SP_COOL | 0 |  |  |  |  | 10.3583 | 0 | 16.6667 | 0 | 0 | -6.3084 | 57.1467 |  | kWh | 0.10312 | -0.050476 | Residential |  | Winter Only | [5 empty] | 10 | 0.78 |  |  |  | 0 | 4 | 0 | 0 | 0 | 0 | 0 | 0 | 0 | 0 | 0 | 0 | 2009 Qtr 1: 0; 2009 Qtr 2: 0; 2009 Qtr 3: 0; 2009 Qtr 4: 4; 2010 Qtr 1: 0; 2010 Qtr 2: 0; 2010 Qtr 3: 0; 2010 Qtr 4: 0; 2011 Qtr 1: 0; 2011 Qtr 2: 0; 2011 Qtr 3: 0; 2011 Qtr 4: 0 | 4
0 | 253021-Res. Refr. Charge QI: Repl. on Failure CZ 6, 7 or 8 |  | System | Residential | 26-SFM-ResidentialSingleFamily-SP_COOL | 0 |  |  |  |  | 10.3583 | 0 | 16.6667 | 0 | 0 | -6.3084 | 57.1467 |  | kWh | 0.10312 | -0.050476 | Residential |  | Winter Only | [5 empty] | 10 | 0.78 |  |  |  | 0 | 2 | 0 | 0 | 0 | 0 | 0 | 0 | 0 | 0 | 0 | 0 | 2009 Qtr 1: 0; 2009 Qtr 2: 0; 2009 Qtr 3: 0; 2009 Qtr 4: 2; 2010 Qtr 1: 0; 2010 Qtr 2: 0; 2010 Qtr 3: 0; 2010 Qtr 4: 0; 2011 Qtr 1: 0; 2011 Qtr 2: 0; 2011 Qtr 3: 0; 2011 Qtr 4: 0 | 2
0 | 253021-Res. Refr. Charge QI: Repl. on Failure CZ 6, 7 or 8 |  | System | Residential | 26-SFM-ResidentialSingleFamily-SP_COOL | 0 |  |  |  |  | 10.3583 | 0 | 16.6667 | 0 | 0 | -6.3084 | 57.1467 |  | kWh | 0.10312 | -0.050476 | Residential |  | Winter Only | [5 empty] | 10 | 0.78 |  |  |  | 0 | 4 | 0 | 0 | 0 | 0 | 0 | 0 | 0 | 0 | 0 | 0 | 2009 Qtr 1: 0; 2009 Qtr 2: 0; 2009 Qtr 3: 0; 2009 Qtr 4: 4; 2010 Qtr 1: 0; 2010 Qtr 2: 0; 2010 Qtr 3: 0; 2010 Qtr 4: 0; 2011 Qtr 1: 0; 2011 Qtr 2: 0; 2011 Qtr 3: 0; 2011 Qtr 4: 0 | 4
0 | 253021-Res. Refr. Charge QI: Repl. on Failure CZ 6, 7 or 8 |  | System | Residential | 26-SFM-ResidentialSingleFamily-SP_COOL | 0 |  |  |  |  | 10.3583 | 0 | 16.6667 | 0 | 0 | -6.3084 | 57.1467 |  | kWh | 0.10312 | -0.050476 | Residential |  | Winter Only | [5 empty] | 10 | 0.78 |  |  |  | 0 | 3 | 0 | 0 | 0 | 0 | 0 | 0 | 0 | 0 | 0 | 0 | 2009 Qtr 1: 0; 2009 Qtr 2: 0; 2009 Qtr 3: 0; 2009 Qtr 4: 3; 2010 Qtr 1: 0; 2010 Qtr 2: 0; 2010 Qtr 3: 0; 2010 Qtr 4: 0; 2011 Qtr 1: 0; 2011 Qtr 2: 0; 2011 Qtr 3: 0; 2011 Qtr 4: 0 | 3
0 | 253021-Res. Refr. Charge QI: Repl. on Failure CZ 6, 7 or 8 |  | System | Residential | 26-SFM-ResidentialSingleFamily-SP_COOL | 0 |  |  |  |  | 10.3583 | 0 | 16.6667 | 0 | 0 | -6.3084 | 57.1467 |  | kWh | 0.10312 | -0.050476 | Residential |  | Winter Only | [5 empty] | 10 | 0.78 |  |  |  | 0 | 5 | 0 | 0 | 0 | 0 | 0 | 0 | 0 | 0 | 0 | 0 | 2009 Qtr 1: 0; 2009 Qtr 2: 0; 2009 Qtr 3: 0; 2009 Qtr 4: 5; 2010 Qtr 1: 0; 2010 Qtr 2: 0; 2010 Qtr 3: 0; 2010 Qtr 4: 0; 2011 Qtr 1: 0; 2011 Qtr 2: 0; 2011 Qtr 3: 0; 2011 Qtr 4: 0 | 5
0 | 253021-Res. Refr. Charge QI: Repl. on Failure CZ 6, 7 or 8 |  | System | Residential | 26-SFM-ResidentialSingleFamily-SP_COOL | 0 |  |  |  |  | 10.3583 | 0 | 16.6667 | 0 | 0 | -6.3084 | 57.1467 |  | kWh | 0.10312 | -0.050476 | Residential |  | Winter Only | [5 empty] | 10 | 0.78 |  |  |  | 0 | 4 | 0 | 0 | 0 | 0 | 0 | 0 | 0 | 0 | 0 | 0 | 2009 Qtr 1: 0; 2009 Qtr 2: 0; 2009 Qtr 3: 0; 2009 Qtr 4: 4; 2010 Qtr 1: 0; 2010 Qtr 2: 0; 2010 Qtr 3: 0; 2010 Qtr 4: 0; 2011 Qtr 1: 0; 2011 Qtr 2: 0; 2011 Qtr 3: 0; 2011 Qtr 4: 0 | 4
0 | 253021-Res. Refr. Charge QI: Repl. on Failure CZ 6, 7 or 8 |  | System | Residential | 26-SFM-ResidentialSingleFamily-SP_COOL | 0 |  |  |  |  | 10.3583 | 0 | 16.6667 | 0 | 0 | -6.3084 | 57.1467 |  | kWh | 0.10312 | -0.050476 | Residential |  | Winter Only | [5 empty] | 10 | 0.78 |  |  |  | 0 | 4 | 0 | 0 | 0 | 0 | 0 | 0 | 0 | 0 | 0 | 0 | 2009 Qtr 1: 0; 2009 Qtr 2: 0; 2009 Qtr 3: 0; 2009 Qtr 4: 4; 2010 Qtr 1: 0; 2010 Qtr 2: 0; 2010 Qtr 3: 0; 2010 Qtr 4: 0; 2011 Qtr 1: 0; 2011 Qtr 2: 0; 2011 Qtr 3: 0; 2011 Qtr 4: 0 | 4
0 | 253021-Res. Refr. Charge QI: Repl. on Failure CZ 6, 7 or 8 |  | System | Residential | 26-SFM-ResidentialSingleFamily-SP_COOL | 0 |  |  |  |  | 10.3583 | 0 | 16.6667 | 0 | 0 | -6.3084 | 57.1467 |  | kWh | 0.10312 | -0.050476 | Residential |  | Winter Only | [5 empty] | 10 | 0.78 |  |  |  | 0 | 4 | 0 | 0 | 0 | 0 | 0 | 0 | 0 | 0 | 0 | 0 | 2009 Qtr 1: 0; 2009 Qtr 2: 0; 2009 Qtr 3: 0; 2009 Qtr 4: 4; 2010 Qtr 1: 0; 2010 Qtr 2: 0; 2010 Qtr 3: 0; 2010 Qtr 4: 0; 2011 Qtr 1: 0; 2011 Qtr 2: 0; 2011 Qtr 3: 0; 2011 Qtr 4: 0 | 4
0 | 253021-Res. Refr. Charge QI: Repl. on Failure CZ 6, 7 or 8 |  | System | Residential | 26-SFM-ResidentialSingleFamily-SP_COOL | 0 |  |  |  |  | 10.3583 | 0 | 16.6667 | 0 | 0 | -6.3084 | 57.1467 |  | kWh | 0.10312 | -0.050476 | Residential |  | Winter Only | [5 empty] | 10 | 0.78 |  |  |  | 0 | 4 | 0 | 0 | 0 | 0 | 0 | 0 | 0 | 0 | 0 | 0 | 2009 Qtr 1: 0; 2009 Qtr 2: 0; 2009 Qtr 3: 0; 2009 Qtr 4: 4; 2010 Qtr 1: 0; 2010 Qtr 2: 0; 2010 Qtr 3: 0; 2010 Qtr 4: 0; 2011 Qtr 1: 0; 2011 Qtr 2: 0; 2011 Qtr 3: 0; 2011 Qtr 4: 0 | 4
0 | 253021-Res. Refr. Charge QI: Repl. on Failure CZ 6, 7 or 8 |  | System | Residential | 26-SFM-ResidentialSingleFamily-SP_COOL | 0 |  |  |  |  | 10.3583 | 0 | 19.4444 | 0 | 0 | -9.0861 | 57.1467 |  | kWh | 0.10312 | -0.050476 | Residential |  | Winter Only | [5 empty] | 10 | 0.78 |  |  |  | 0 | 3 | 0 | 0 | 0 | 0 | 0 | 0 | 0 | 0 | 0 | 0 | 2009 Qtr 1: 0; 2009 Qtr 2: 0; 2009 Qtr 3: 0; 2009 Qtr 4: 3; 2010 Qtr 1: 0; 2010 Qtr 2: 0; 2010 Qtr 3: 0; 2010 Qtr 4: 0; 2011 Qtr 1: 0; 2011 Qtr 2: 0; 2011 Qtr 3: 0; 2011 Qtr 4: 0 | 3
0 | 253021-Res. Refr. Charge QI: Repl. on Failure CZ 6, 7 or 8 |  | System | Residential | 26-SFM-ResidentialSingleFamily-SP_COOL | 0 |  |  |  |  | 10.3583 | 0 | 16.6667 | 0 | 0 | -6.3084 | 57.1467 |  | kWh | 0.10312 | -0.050476 | Residential |  | Winter Only | [5 empty] | 10 | 0.78 |  |  |  | 0 | 5 | 0 | 0 | 0 | 0 | 0 | 0 | 0 | 0 | 0 | 0 | 2009 Qtr 1: 0; 2009 Qtr 2: 0; 2009 Qtr 3: 0; 2009 Qtr 4: 5; 2010 Qtr 1: 0; 2010 Qtr 2: 0; 2010 Qtr 3: 0; 2010 Qtr 4: 0; 2011 Qtr 1: 0; 2011 Qtr 2: 0; 2011 Qtr 3: 0; 2011 Qtr 4: 0 | 5
0 | 253021-Res. Refr. Charge QI: Repl. on Failure CZ 6, 7 or 8 |  | System | Residential | 26-SFM-ResidentialSingleFamily-SP_COOL | 0 |  |  |  |  | 10.3583 | 0 | 16.6667 | 0 | 0 | -6.3084 | 57.1467 |  | kWh | 0.10312 | -0.050476 | Residential |  | Winter Only | [5 empty] | 10 | 0.78 |  |  |  | 0 | 3 | 0 | 0 | 0 | 0 | 0 | 0 | 0 | 0 | 0 | 0 | 2009 Qtr 1: 0; 2009 Qtr 2: 0; 2009 Qtr 3: 0; 2009 Qtr 4: 3; 2010 Qtr 1: 0; 2010 Qtr 2: 0; 2010 Qtr 3: 0; 2010 Qtr 4: 0; 2011 Qtr 1: 0; 2011 Qtr 2: 0; 2011 Qtr 3: 0; 2011 Qtr 4: 0 | 3
0 | 253021-Res. Refr. Charge QI: Repl. on Failure CZ 6, 7 or 8 |  | System | Residential | 26-SFM-ResidentialSingleFamily-SP_COOL | 0 |  |  |  |  | 10.3583 | 0 | 16.6667 | 0 | 0 | -6.3084 | 57.1467 |  | kWh | 0.10312 | -0.050476 | Residential |  | Winter Only | [5 empty] | 10 | 0.78 |  |  |  | 0 | 4 | 0 | 0 | 0 | 0 | 0 | 0 | 0 | 0 | 0 | 0 | 2009 Qtr 1: 0; 2009 Qtr 2: 0; 2009 Qtr 3: 0; 2009 Qtr 4: 4; 2010 Qtr 1: 0; 2010 Qtr 2: 0; 2010 Qtr 3: 0; 2010 Qtr 4: 0; 2011 Qtr 1: 0; 2011 Qtr 2: 0; 2011 Qtr 3: 0; 2011 Qtr 4: 0 | 4
0 | 253021-Res. Refr. Charge QI: Repl. on Failure CZ 6, 7 or 8 |  | System | Residential | 26-SFM-ResidentialSingleFamily-SP_COOL | 0 |  |  |  |  | 10.3583 | 0 | 16.6667 | 0 | 0 | -6.3084 | 57.1467 |  | kWh | 0.10312 | -0.050476 | Residential |  | Winter Only | [5 empty] | 10 | 0.78 |  |  |  | 0 | 4 | 0 | 0 | 0 | 0 | 0 | 0 | 0 | 0 | 0 | 0 | 2009 Qtr 1: 0; 2009 Qtr 2: 0; 2009 Qtr 3: 0; 2009 Qtr 4: 4; 2010 Qtr 1: 0; 2010 Qtr 2: 0; 2010 Qtr 3: 0; 2010 Qtr 4: 0; 2011 Qtr 1: 0; 2011 Qtr 2: 0; 2011 Qtr 3: 0; 2011 Qtr 4: 0 | 4
0 | 253021-Res. Refr. Charge QI: Repl. on Failure CZ 6, 7 or 8 |  | System | Residential | 26-SFM-ResidentialSingleFamily-SP_COOL | 0 |  |  |  |  | 10.3583 | 0 | 16.6667 | 0 | 0 | -6.3084 | 57.1467 |  | kWh | 0.10312 | -0.050476 | Residential |  | Winter Only | [5 empty] | 10 | 0.78 |  |  |  | 0 | 3 | 0 | 0 | 0 | 0 | 0 | 0 | 0 | 0 | 0 | 0 | 2009 Qtr 1: 0; 2009 Qtr 2: 0; 2009 Qtr 3: 0; 2009 Qtr 4: 3; 2010 Qtr 1: 0; 2010 Qtr 2: 0; 2010 Qtr 3: 0; 2010 Qtr 4: 0; 2011 Qtr 1: 0; 2011 Qtr 2: 0; 2011 Qtr 3: 0; 2011 Qtr 4: 0 | 3
0 | 253021-Res. Refr. Charge QI: Repl. on Failure CZ 6, 7 or 8 |  | System | Residential | 26-SFM-ResidentialSingleFamily-SP_COOL | 0 |  |  |  |  | 10.3583 | 0 | 19.4444 | 0 | 0 | -9.0861 | 57.1467 |  | kWh | 0.10312 | -0.050476 | Residential |  | Winter Only | [5 empty] | 10 | 0.78 |  |  |  | 0 | 3 | 0 | 0 | 0 | 0 | 0 | 0 | 0 | 0 | 0 | 0 | 2009 Qtr 1: 0; 2009 Qtr 2: 0; 2009 Qtr 3: 0; 2009 Qtr 4: 3; 2010 Qtr 1: 0; 2010 Qtr 2: 0; 2010 Qtr 3: 0; 2010 Qtr 4: 0; 2011 Qtr 1: 0; 2011 Qtr 2: 0; 2011 Qtr 3: 0; 2011 Qtr 4: 0 | 3
0 | 253021-Res. Refr. Charge QI: Repl. on Failure CZ 6, 7 or 8 |  | System | Residential | 26-SFM-ResidentialSingleFamily-SP_COOL | 0 |  |  |  |  | 10.3583 | 0 | 16.6667 | 0 | 0 | -6.3084 | 57.1467 |  | kWh | 0.10312 | -0.050476 | Residential |  | Winter Only | [5 empty] | 10 | 0.78 |  |  |  | 0 | 5 | 0 | 0 | 0 | 0 | 0 | 0 | 0 | 0 | 0 | 0 | 2009 Qtr 1: 0; 2009 Qtr 2: 0; 2009 Qtr 3: 0; 2009 Qtr 4: 5; 2010 Qtr 1: 0; 2010 Qtr 2: 0; 2010 Qtr 3: 0; 2010 Qtr 4: 0; 2011 Qtr 1: 0; 2011 Qtr 2: 0; 2011 Qtr 3: 0; 2011 Qtr 4: 0 | 5
0 | 253021-Res. Refr. Charge QI: Repl. on Failure CZ 6, 7 or 8 |  | System | Residential | 26-SFM-ResidentialSingleFamily-SP_COOL | 0 |  |  |  |  | 10.3583 | 0 | 19.4444 | 0 | 0 | -9.0861 | 57.1467 |  | kWh | 0.10312 | -0.050476 | Residential |  | Winter Only | [5 empty] | 10 | 0.78 |  |  |  | 0 | 3 | 0 | 0 | 0 | 0 | 0 | 0 | 0 | 0 | 0 | 0 | 2009 Qtr 1: 0; 2009 Qtr 2: 0; 2009 Qtr 3: 0; 2009 Qtr 4: 3; 2010 Qtr 1: 0; 2010 Qtr 2: 0; 2010 Qtr 3: 0; 2010 Qtr 4: 0; 2011 Qtr 1: 0; 2011 Qtr 2: 0; 2011 Qtr 3: 0; 2011 Qtr 4: 0 | 3
0 | 253021-Res. Refr. Charge QI: Repl. on Failure CZ 6, 7 or 8 |  | System | Residential | 26-SFM-ResidentialSingleFamily-SP_COOL | 0 |  |  |  |  | 10.3583 | 0 | 20.8333 | 0 | 0 | -10.475 | 57.1467 |  | kWh | 0.10312 | -0.050476 | Residential |  | Winter Only | [5 empty] | 10 | 0.78 |  |  |  | 0 | 2 | 0 | 0 | 0 | 0 | 0 | 0 | 0 | 0 | 0 | 0 | 2009 Qtr 1: 0; 2009 Qtr 2: 0; 2009 Qtr 3: 0; 2009 Qtr 4: 2; 2010 Qtr 1: 0; 2010 Qtr 2: 0; 2010 Qtr 3: 0; 2010 Qtr 4: 0; 2011 Qtr 1: 0; 2011 Qtr 2: 0; 2011 Qtr 3: 0; 2011 Qtr 4: 0 | 2
0 | 253021-Res. Refr. Charge QI: Repl. on Failure CZ 6, 7 or 8 |  | System | Residential | 26-SFM-ResidentialSingleFamily-SP_COOL | 0 |  |  |  |  | 10.3583 | 0 | 20.8333 | 0 | 0 | -10.475 | 57.1467 |  | kWh | 0.10312 | -0.050476 | Residential |  | Winter Only | [5 empty] | 10 | 0.78 |  |  |  | 0 | 2 | 0 | 0 | 0 | 0 | 0 | 0 | 0 | 0 | 0 | 0 | 2009 Qtr 1: 0; 2009 Qtr 2: 0; 2009 Qtr 3: 0; 2009 Qtr 4: 2; 2010 Qtr 1: 0; 2010 Qtr 2: 0; 2010 Qtr 3: 0; 2010 Qtr 4: 0; 2011 Qtr 1: 0; 2011 Qtr 2: 0; 2011 Qtr 3: 0; 2011 Qtr 4: 0 | 2
0 | 253021-Res. Refr. Charge QI: Repl. on Failure CZ 6, 7 or 8 |  | System | Residential | 26-SFM-ResidentialSingleFamily-SP_COOL | 0 |  |  |  |  | 10.3583 | 0 | 16.6667 | 0 | 0 | -6.3084 | 57.1467 |  | kWh | 0.10312 | -0.050476 | Residential |  | Winter Only | [5 empty] | 10 | 0.78 |  |  |  | 0 | 4 | 0 | 0 | 0 | 0 | 0 | 0 | 0 | 0 | 0 | 0 | 2009 Qtr 1: 0; 2009 Qtr 2: 0; 2009 Qtr 3: 0; 2009 Qtr 4: 4; 2010 Qtr 1: 0; 2010 Qtr 2: 0; 2010 Qtr 3: 0; 2010 Qtr 4: 0; 2011 Qtr 1: 0; 2011 Qtr 2: 0; 2011 Qtr 3: 0; 2011 Qtr 4: 0 | 4
0 | 253021-Res. Refr. Charge QI: Repl. on Failure CZ 6, 7 or 8 |  | System | Residential | 26-SFM-ResidentialSingleFamily-SP_COOL | 0 |  |  |  |  | 10.3583 | 0 | 16.6667 | 0 | 0 | -6.3084 | 57.1467 |  | kWh | 0.10312 | -0.050476 | Residential |  | Winter Only | [5 empty] | 10 | 0.78 |  |  |  | 0 | 4 | 0 | 0 | 0 | 0 | 0 | 0 | 0 | 0 | 0 | 0 | 2009 Qtr 1: 0; 2009 Qtr 2: 0; 2009 Qtr 3: 0; 2009 Qtr 4: 4; 2010 Qtr 1: 0; 2010 Qtr 2: 0; 2010 Qtr 3: 0; 2010 Qtr 4: 0; 2011 Qtr 1: 0; 2011 Qtr 2: 0; 2011 Qtr 3: 0; 2011 Qtr 4: 0 | 4
0 | 253021-Res. Refr. Charge QI: Repl. on Failure CZ 6, 7 or 8 |  | System | Residential | 26-SFM-ResidentialSingleFamily-SP_COOL | 0 |  |  |  |  | 10.3583 | 0 | 16.6667 | 0 | 0 | -6.3084 | 57.1467 |  | kWh | 0.10312 | -0.050476 | Residential |  | Winter Only | [5 empty] | 10 | 0.78 |  |  |  | 0 | 4 | 0 | 0 | 0 | 0 | 0 | 0 | 0 | 0 | 0 | 0 | 2009 Qtr 1: 0; 2009 Qtr 2: 0; 2009 Qtr 3: 0; 2009 Qtr 4: 4; 2010 Qtr 1: 0; 2010 Qtr 2: 0; 2010 Qtr 3: 0; 2010 Qtr 4: 0; 2011 Qtr 1: 0; 2011 Qtr 2: 0; 2011 Qtr 3: 0; 2011 Qtr 4: 0 | 4
0 | 253021-Res. Refr. Charge QI: Repl. on Failure CZ 6, 7 or 8 |  | System | Residential | 26-SFM-ResidentialSingleFamily-SP_COOL | 0 |  |  |  |  | 10.3583 | 0 | 16.6667 | 0 | 0 | -6.3084 | 57.1467 |  | kWh | 0.10312 | -0.050476 | Residential |  | Winter Only | [5 empty] | 10 | 0.78 |  |  |  | 0 | 5 | 0 | 0 | 0 | 0 | 0 | 0 | 0 | 0 | 0 | 0 | 2009 Qtr 1: 0; 2009 Qtr 2: 0; 2009 Qtr 3: 0; 2009 Qtr 4: 5; 2010 Qtr 1: 0; 2010 Qtr 2: 0; 2010 Qtr 3: 0; 2010 Qtr 4: 0; 2011 Qtr 1: 0; 2011 Qtr 2: 0; 2011 Qtr 3: 0; 2011 Qtr 4: 0 | 5
0 | 253021-Res. Refr. Charge QI: Repl. on Failure CZ 6, 7 or 8 |  | System | Residential | 26-SFM-ResidentialSingleFamily-SP_COOL | 0 |  |  |  |  | 10.3583 | 0 | 16.6667 | 0 | 0 | -6.3084 | 57.1467 |  | kWh | 0.10312 | -0.050476 | Residential |  | Winter Only | [5 empty] | 10 | 0.78 |  |  |  | 0 | 2 | 0 | 0 | 0 | 0 | 0 | 0 | 0 | 0 | 0 | 0 | 2009 Qtr 1: 0; 2009 Qtr 2: 0; 2009 Qtr 3: 0; 2009 Qtr 4: 2; 2010 Qtr 1: 0; 2010 Qtr 2: 0; 2010 Qtr 3: 0; 2010 Qtr 4: 0; 2011 Qtr 1: 0; 2011 Qtr 2: 0; 2011 Qtr 3: 0; 2011 Qtr 4: 0 | 2
0 | 253021-Res. Refr. Charge QI: Repl. on Failure CZ 6, 7 or 8 |  | System | Residential | 26-SFM-ResidentialSingleFamily-SP_COOL | 0 |  |  |  |  | 10.3583 | 0 | 16.6667 | 0 | 0 | -6.3084 | 57.1467 |  | kWh | 0.10312 | -0.050476 | Residential |  | Winter Only | [5 empty] | 10 | 0.78 |  |  |  | 0 | 5 | 0 | 0 | 0 | 0 | 0 | 0 | 0 | 0 | 0 | 0 | 2009 Qtr 1: 0; 2009 Qtr 2: 0; 2009 Qtr 3: 0; 2009 Qtr 4: 5; 2010 Qtr 1: 0; 2010 Qtr 2: 0; 2010 Qtr 3: 0; 2010 Qtr 4: 0; 2011 Qtr 1: 0; 2011 Qtr 2: 0; 2011 Qtr 3: 0; 2011 Qtr 4: 0 | 5
0 | 253021-Res. Refr. Charge QI: Repl. on Failure CZ 6, 7 or 8 |  | System | Residential | 26-SFM-ResidentialSingleFamily-SP_COOL | 0 |  |  |  |  | 10.3583 | 0 | 16.6667 | 0 | 0 | -6.3084 | 57.1467 |  | kWh | 0.10312 | -0.050476 | Residential |  | Winter Only | [5 empty] | 10 | 0.78 |  |  |  | 0 | 4 | 0 | 0 | 0 | 0 | 0 | 0 | 0 | 0 | 0 | 0 | 2009 Qtr 1: 0; 2009 Qtr 2: 0; 2009 Qtr 3: 0; 2009 Qtr 4: 4; 2010 Qtr 1: 0; 2010 Qtr 2: 0; 2010 Qtr 3: 0; 2010 Qtr 4: 0; 2011 Qtr 1: 0; 2011 Qtr 2: 0; 2011 Qtr 3: 0; 2011 Qtr 4: 0 | 4
0 | 253021-Res. Refr. Charge QI: Repl. on Failure CZ 6, 7 or 8 |  | System | Residential | 26-SFM-ResidentialSingleFamily-SP_COOL | 0 |  |  |  |  | 10.3583 | 0 | 16.6667 | 0 | 0 | -6.3084 | 57.1467 |  | kWh | 0.10312 | -0.050476 | Residential |  | Winter Only | [5 empty] | 10 | 0.78 |  |  |  | 0 | 5 | 0 | 0 | 0 | 0 | 0 | 0 | 0 | 0 | 0 | 0 | 2009 Qtr 1: 0; 2009 Qtr 2: 0; 2009 Qtr 3: 0; 2009 Qtr 4: 5; 2010 Qtr 1: 0; 2010 Qtr 2: 0; 2010 Qtr 3: 0; 2010 Qtr 4: 0; 2011 Qtr 1: 0; 2011 Qtr 2: 0; 2011 Qtr 3: 0; 2011 Qtr 4: 0 | 5
0 | 253021-Res. Refr. Charge QI: Repl. on Failure CZ 6, 7 or 8 |  | System | Residential | 26-SFM-ResidentialSingleFamily-SP_COOL | 0 |  |  |  |  | 10.3583 | 0 | 16.6667 | 0 | 0 | -6.3084 | 57.1467 |  | kWh | 0.10312 | -0.050476 | Residential |  | Winter Only | [5 empty] | 10 | 0.78 |  |  |  | 0 | 3 | 0 | 0 | 0 | 0 | 0 | 0 | 0 | 0 | 0 | 0 | 2009 Qtr 1: 0; 2009 Qtr 2: 0; 2009 Qtr 3: 0; 2009 Qtr 4: 3; 2010 Qtr 1: 0; 2010 Qtr 2: 0; 2010 Qtr 3: 0; 2010 Qtr 4: 0; 2011 Qtr 1: 0; 2011 Qtr 2: 0; 2011 Qtr 3: 0; 2011 Qtr 4: 0 | 3
0 | 253021-Res. Refr. Charge QI: Repl. on Failure CZ 6, 7 or 8 |  | System | Residential | 26-SFM-ResidentialSingleFamily-SP_COOL | 0 |  |  |  |  | 10.3583 | 0 | 16.6667 | 0 | 0 | -6.3084 | 57.1467 |  | kWh | 0.10312 | -0.050476 | Residential |  | Winter Only | [5 empty] | 10 | 0.78 |  |  |  | 0 | 3 | 0 | 0 | 0 | 0 | 0 | 0 | 0 | 0 | 0 | 0 | 2009 Qtr 1: 0; 2009 Qtr 2: 0; 2009 Qtr 3: 0; 2009 Qtr 4: 3; 2010 Qtr 1: 0; 2010 Qtr 2: 0; 2010 Qtr 3: 0; 2010 Qtr 4: 0; 2011 Qtr 1: 0; 2011 Qtr 2: 0; 2011 Qtr 3: 0; 2011 Qtr 4: 0 | 3
0 | 253021-Res. Refr. Charge QI: Repl. on Failure CZ 6, 7 or 8 |  | System | Residential | 26-SFM-ResidentialSingleFamily-SP_COOL | 0 |  |  |  |  | 10.3583 | 0 | 16.6667 | 0 | 0 | -6.3084 | 57.1467 |  | kWh | 0.10312 | -0.050476 | Residential |  | Winter Only | [5 empty] | 10 | 0.78 |  |  |  | 0 | 5 | 0 | 0 | 0 | 0 | 0 | 0 | 0 | 0 | 0 | 0 | 2009 Qtr 1: 0; 2009 Qtr 2: 0; 2009 Qtr 3: 0; 2009 Qtr 4: 5; 2010 Qtr 1: 0; 2010 Qtr 2: 0; 2010 Qtr 3: 0; 2010 Qtr 4: 0; 2011 Qtr 1: 0; 2011 Qtr 2: 0; 2011 Qtr 3: 0; 2011 Qtr 4: 0 | 5
0 | 253021-Res. Refr. Charge QI: Repl. on Failure CZ 6, 7 or 8 |  | System | Residential | 26-SFM-ResidentialSingleFamily-SP_COOL | 0 |  |  |  |  | 10.3583 | 0 | 16.6667 | 0 | 0 | -6.3084 | 57.1467 |  | kWh | 0.10312 | -0.050476 | Residential |  | Winter Only | [5 empty] | 10 | 0.78 |  |  |  | 0 | 5 | 0 | 0 | 0 | 0 | 0 | 0 | 0 | 0 | 0 | 0 | 2009 Qtr 1: 0; 2009 Qtr 2: 0; 2009 Qtr 3: 0; 2009 Qtr 4: 5; 2010 Qtr 1: 0; 2010 Qtr 2: 0; 2010 Qtr 3: 0; 2010 Qtr 4: 0; 2011 Qtr 1: 0; 2011 Qtr 2: 0; 2011 Qtr 3: 0; 2011 Qtr 4: 0 | 5
0 | 253021-Res. Refr. Charge QI: Repl. on Failure CZ 6, 7 or 8 |  | System | Residential | 26-SFM-ResidentialSingleFamily-SP_COOL | 0 |  |  |  |  | 10.3583 | 0 | 16.6667 | 0 | 0 | -6.3084 | 57.1467 |  | kWh | 0.10312 | -0.050476 | Residential |  | Winter Only | [5 empty] | 10 | 0.78 |  |  |  | 0 | 4 | 0 | 0 | 0 | 0 | 0 | 0 | 0 | 0 | 0 | 0 | 2009 Qtr 1: 0; 2009 Qtr 2: 0; 2009 Qtr 3: 0; 2009 Qtr 4: 4; 2010 Qtr 1: 0; 2010 Qtr 2: 0; 2010 Qtr 3: 0; 2010 Qtr 4: 0; 2011 Qtr 1: 0; 2011 Qtr 2: 0; 2011 Qtr 3: 0; 2011 Qtr 4: 0 | 4
0 | 253021-Res. Refr. Charge QI: Repl. on Failure CZ 6, 7 or 8 |  | System | Residential | 26-SFM-ResidentialSingleFamily-SP_COOL | 0 |  |  |  |  | 10.3583 | 0 | 16.6667 | 0 | 0 | -6.3084 | 57.1467 |  | kWh | 0.10312 | -0.050476 | Residential |  | Winter Only | [5 empty] | 10 | 0.78 |  |  |  | 0 | 3 | 0 | 0 | 0 | 0 | 0 | 0 | 0 | 0 | 0 | 0 | 2009 Qtr 1: 0; 2009 Qtr 2: 0; 2009 Qtr 3: 0; 2009 Qtr 4: 3; 2010 Qtr 1: 0; 2010 Qtr 2: 0; 2010 Qtr 3: 0; 2010 Qtr 4: 0; 2011 Qtr 1: 0; 2011 Qtr 2: 0; 2011 Qtr 3: 0; 2011 Qtr 4: 0 | 3
0 | 253021-Res. Refr. Charge QI: Repl. on Failure CZ 6, 7 or 8 |  | System | Residential | 26-SFM-ResidentialSingleFamily-SP_COOL | 0 |  |  |  |  | 10.3583 | 0 | 16.6667 | 0 | 0 | -6.3084 | 57.1467 |  | kWh | 0.10312 | -0.050476 | Residential |  | Winter Only | [5 empty] | 10 | 0.78 |  |  |  | 0 | 4 | 0 | 0 | 0 | 0 | 0 | 0 | 0 | 0 | 0 | 0 | 2009 Qtr 1: 0; 2009 Qtr 2: 0; 2009 Qtr 3: 0; 2009 Qtr 4: 4; 2010 Qtr 1: 0; 2010 Qtr 2: 0; 2010 Qtr 3: 0; 2010 Qtr 4: 0; 2011 Qtr 1: 0; 2011 Qtr 2: 0; 2011 Qtr 3: 0; 2011 Qtr 4: 0 | 4
0 | 253021-Res. Refr. Charge QI: Repl. on Failure CZ 6, 7 or 8 |  | System | Residential | 26-SFM-ResidentialSingleFamily-SP_COOL | 0 |  |  |  |  | 10.3583 | 0 | 16.6667 | 0 | 0 | -6.3084 | 57.1467 |  | kWh | 0.10312 | -0.050476 | Residential |  | Winter Only | [5 empty] | 10 | 0.78 |  |  |  | 0 | 5 | 0 | 0 | 0 | 0 | 0 | 0 | 0 | 0 | 0 | 0 | 2009 Qtr 1: 0; 2009 Qtr 2: 0; 2009 Qtr 3: 0; 2009 Qtr 4: 5; 2010 Qtr 1: 0; 2010 Qtr 2: 0; 2010 Qtr 3: 0; 2010 Qtr 4: 0; 2011 Qtr 1: 0; 2011 Qtr 2: 0; 2011 Qtr 3: 0; 2011 Qtr 4: 0 | 5
0 | 253021-Res. Refr. Charge QI: Repl. on Failure CZ 6, 7 or 8 |  | System | Residential | 26-SFM-ResidentialSingleFamily-SP_COOL | 0 |  |  |  |  | 10.3583 | 0 | 16.6667 | 0 | 0 | -6.3084 | 57.1467 |  | kWh | 0.10312 | -0.050476 | Residential |  | Winter Only | [5 empty] | 10 | 0.78 |  |  |  | 0 | 5 | 0 | 0 | 0 | 0 | 0 | 0 | 0 | 0 | 0 | 0 | 2009 Qtr 1: 0; 2009 Qtr 2: 0; 2009 Qtr 3: 0; 2009 Qtr 4: 5; 2010 Qtr 1: 0; 2010 Qtr 2: 0; 2010 Qtr 3: 0; 2010 Qtr 4: 0; 2011 Qtr 1: 0; 2011 Qtr 2: 0; 2011 Qtr 3: 0; 2011 Qtr 4: 0 | 5
0 | 253021-Res. Refr. Charge QI: Repl. on Failure CZ 6, 7 or 8 |  | System | Residential | 26-SFM-ResidentialSingleFamily-SP_COOL | 0 |  |  |  |  | 10.3583 | 0 | 19.4444 | 0 | 0 | -9.0861 | 57.1467 |  | kWh | 0.10312 | -0.050476 | Residential |  | Winter Only | [5 empty] | 10 | 0.78 |  |  |  | 0 | 3 | 0 | 0 | 0 | 0 | 0 | 0 | 0 | 0 | 0 | 0 | 2009 Qtr 1: 0; 2009 Qtr 2: 0; 2009 Qtr 3: 0; 2009 Qtr 4: 3; 2010 Qtr 1: 0; 2010 Qtr 2: 0; 2010 Qtr 3: 0; 2010 Qtr 4: 0; 2011 Qtr 1: 0; 2011 Qtr 2: 0; 2011 Qtr 3: 0; 2011 Qtr 4: 0 | 3
0 | 253021-Res. Refr. Charge QI: Repl. on Failure CZ 6, 7 or 8 |  | System | Residential | 26-SFM-ResidentialSingleFamily-SP_COOL | 0 |  |  |  |  | 10.3583 | 0 | 19.4444 | 0 | 0 | -9.0861 | 57.1467 |  | kWh | 0.10312 | -0.050476 | Residential |  | Winter Only | [5 empty] | 10 | 0.78 |  |  |  | 0 | 3 | 0 | 0 | 0 | 0 | 0 | 0 | 0 | 0 | 0 | 0 | 2009 Qtr 1: 0; 2009 Qtr 2: 0; 2009 Qtr 3: 0; 2009 Qtr 4: 3; 2010 Qtr 1: 0; 2010 Qtr 2: 0; 2010 Qtr 3: 0; 2010 Qtr 4: 0; 2011 Qtr 1: 0; 2011 Qtr 2: 0; 2011 Qtr 3: 0; 2011 Qtr 4: 0 | 3
0 | 253021-Res. Refr. Charge QI: Repl. on Failure CZ 6, 7 or 8 |  | System | Residential | 26-SFM-ResidentialSingleFamily-SP_COOL | 0 |  |  |  |  | 10.3583 | 0 | 16.6667 | 0 | 0 | -6.3084 | 57.1467 |  | kWh | 0.10312 | -0.050476 | Residential |  | Winter Only | [5 empty] | 10 | 0.78 |  |  |  | 0 | 2 | 0 | 0 | 0 | 0 | 0 | 0 | 0 | 0 | 0 | 0 | 2009 Qtr 1: 0; 2009 Qtr 2: 0; 2009 Qtr 3: 0; 2009 Qtr 4: 2; 2010 Qtr 1: 0; 2010 Qtr 2: 0; 2010 Qtr 3: 0; 2010 Qtr 4: 0; 2011 Qtr 1: 0; 2011 Qtr 2: 0; 2011 Qtr 3: 0; 2011 Qtr 4: 0 | 2
0 | 253021-Res. Refr. Charge QI: Repl. on Failure CZ 6, 7 or 8 |  | System | Residential | 26-SFM-ResidentialSingleFamily-SP_COOL | 0 |  |  |  |  | 10.3583 | 0 | 16.6667 | 0 | 0 | -6.3084 | 57.1467 |  | kWh | 0.10312 | -0.050476 | Residential |  | Winter Only | [5 empty] | 10 | 0.78 |  |  |  | 0 | 3 | 0 | 0 | 0 | 0 | 0 | 0 | 0 | 0 | 0 | 0 | 2009 Qtr 1: 0; 2009 Qtr 2: 0; 2009 Qtr 3: 0; 2009 Qtr 4: 3; 2010 Qtr 1: 0; 2010 Qtr 2: 0; 2010 Qtr 3: 0; 2010 Qtr 4: 0; 2011 Qtr 1: 0; 2011 Qtr 2: 0; 2011 Qtr 3: 0; 2011 Qtr 4: 0 | 3
0 | 253021-Res. Refr. Charge QI: Repl. on Failure CZ 6, 7 or 8 |  | System | Residential | 26-SFM-ResidentialSingleFamily-SP_COOL | 0 |  |  |  |  | 10.3583 | 0 | 16.6667 | 0 | 0 | -6.3084 | 57.1467 |  | kWh | 0.10312 | -0.050476 | Residential |  | Winter Only | [5 empty] | 10 | 0.78 |  |  |  | 0 | 3 | 0 | 0 | 0 | 0 | 0 | 0 | 0 | 0 | 0 | 0 | 2009 Qtr 1: 0; 2009 Qtr 2: 0; 2009 Qtr 3: 0; 2009 Qtr 4: 3; 2010 Qtr 1: 0; 2010 Qtr 2: 0; 2010 Qtr 3: 0; 2010 Qtr 4: 0; 2011 Qtr 1: 0; 2011 Qtr 2: 0; 2011 Qtr 3: 0; 2011 Qtr 4: 0 | 3
0 | 253021-Res. Refr. Charge QI: Repl. on Failure CZ 6, 7 or 8 |  | System | Residential | 26-SFM-ResidentialSingleFamily-SP_COOL | 0 |  |  |  |  | 10.3583 | 0 | 16.6667 | 0 | 0 | -6.3084 | 57.1467 |  | kWh | 0.10312 | -0.050476 | Residential |  | Winter Only | [5 empty] | 10 | 0.78 |  |  |  | 0 | 5 | 0 | 0 | 0 | 0 | 0 | 0 | 0 | 0 | 0 | 0 | 2009 Qtr 1: 0; 2009 Qtr 2: 0; 2009 Qtr 3: 0; 2009 Qtr 4: 5; 2010 Qtr 1: 0; 2010 Qtr 2: 0; 2010 Qtr 3: 0; 2010 Qtr 4: 0; 2011 Qtr 1: 0; 2011 Qtr 2: 0; 2011 Qtr 3: 0; 2011 Qtr 4: 0 | 5
0 | 253021-Res. Refr. Charge QI: Repl. on Failure CZ 6, 7 or 8 |  | System | Residential | 26-SFM-ResidentialSingleFamily-SP_COOL | 0 |  |  |  |  | 10.3583 | 0 | 16.6667 | 0 | 0 | -6.3084 | 57.1467 |  | kWh | 0.10312 | -0.050476 | Residential |  | Winter Only | [5 empty] | 10 | 0.78 |  |  |  | 0 | 5 | 0 | 0 | 0 | 0 | 0 | 0 | 0 | 0 | 0 | 0 | 2009 Qtr 1: 0; 2009 Qtr 2: 0; 2009 Qtr 3: 0; 2009 Qtr 4: 5; 2010 Qtr 1: 0; 2010 Qtr 2: 0; 2010 Qtr 3: 0; 2010 Qtr 4: 0; 2011 Qtr 1: 0; 2011 Qtr 2: 0; 2011 Qtr 3: 0; 2011 Qtr 4: 0 | 5
0 | 253021-Res. Refr. Charge QI: Repl. on Failure CZ 6, 7 or 8 |  | System | Residential | 26-SFM-ResidentialSingleFamily-SP_COOL | 0 |  |  |  |  | 10.3583 | 0 | 16.6667 | 0 | 0 | -6.3084 | 57.1467 |  | kWh | 0.10312 | -0.050476 | Residential |  | Winter Only | [5 empty] | 10 | 0.78 |  |  |  | 0 | 4 | 0 | 0 | 0 | 0 | 0 | 0 | 0 | 0 | 0 | 0 | 2009 Qtr 1: 0; 2009 Qtr 2: 0; 2009 Qtr 3: 0; 2009 Qtr 4: 4; 2010 Qtr 1: 0; 2010 Qtr 2: 0; 2010 Qtr 3: 0; 2010 Qtr 4: 0; 2011 Qtr 1: 0; 2011 Qtr 2: 0; 2011 Qtr 3: 0; 2011 Qtr 4: 0 | 4
0 | 253021-Res. Refr. Charge QI: Repl. on Failure CZ 6, 7 or 8 |  | System | Residential | 26-SFM-ResidentialSingleFamily-SP_COOL | 0 |  |  |  |  | 10.3583 | 0 | 19.4444 | 0 | 0 | -9.0861 | 57.1467 |  | kWh | 0.10312 | -0.050476 | Residential |  | Winter Only | [5 empty] | 10 | 0.78 |  |  |  | 0 | 3 | 0 | 0 | 0 | 0 | 0 | 0 | 0 | 0 | 0 | 0 | 2009 Qtr 1: 0; 2009 Qtr 2: 0; 2009 Qtr 3: 0; 2009 Qtr 4: 3; 2010 Qtr 1: 0; 2010 Qtr 2: 0; 2010 Qtr 3: 0; 2010 Qtr 4: 0; 2011 Qtr 1: 0; 2011 Qtr 2: 0; 2011 Qtr 3: 0; 2011 Qtr 4: 0 | 3
0 | 253021-Res. Refr. Charge QI: Repl. on Failure CZ 6, 7 or 8 |  | System | Residential | 26-SFM-ResidentialSingleFamily-SP_COOL | 0 |  |  |  |  | 10.3583 | 0 | 19.4444 | 0 | 0 | -9.0861 | 57.1467 |  | kWh | 0.10312 | -0.050476 | Residential |  | Winter Only | [5 empty] | 10 | 0.78 |  |  |  | 0 | 3 | 0 | 0 | 0 | 0 | 0 | 0 | 0 | 0 | 0 | 0 | 2009 Qtr 1: 0; 2009 Qtr 2: 0; 2009 Qtr 3: 0; 2009 Qtr 4: 3; 2010 Qtr 1: 0; 2010 Qtr 2: 0; 2010 Qtr 3: 0; 2010 Qtr 4: 0; 2011 Qtr 1: 0; 2011 Qtr 2: 0; 2011 Qtr 3: 0; 2011 Qtr 4: 0 | 3
0 | 253021-Res. Refr. Charge QI: Repl. on Failure CZ 6, 7 or 8 |  | System | Residential | 26-SFM-ResidentialSingleFamily-SP_COOL | 0 |  |  |  |  | 10.3583 | 0 | 16.6667 | 0 | 0 | -6.3084 | 57.1467 |  | kWh | 0.10312 | -0.050476 | Residential |  | Winter Only | [5 empty] | 10 | 0.78 |  |  |  | 0 | 5 | 0 | 0 | 0 | 0 | 0 | 0 | 0 | 0 | 0 | 0 | 2009 Qtr 1: 0; 2009 Qtr 2: 0; 2009 Qtr 3: 0; 2009 Qtr 4: 5; 2010 Qtr 1: 0; 2010 Qtr 2: 0; 2010 Qtr 3: 0; 2010 Qtr 4: 0; 2011 Qtr 1: 0; 2011 Qtr 2: 0; 2011 Qtr 3: 0; 2011 Qtr 4: 0 | 5
0 | 253021-Res. Refr. Charge QI: Repl. on Failure CZ 6, 7 or 8 |  | System | Residential | 26-SFM-ResidentialSingleFamily-SP_COOL | 0 |  |  |  |  | 10.3583 | 0 | 16.6667 | 0 | 0 | -6.3084 | 57.1467 |  | kWh | 0.10312 | -0.050476 | Residential |  | Winter Only | [5 empty] | 10 | 0.78 |  |  |  | 0 | 5 | 0 | 0 | 0 | 0 | 0 | 0 | 0 | 0 | 0 | 0 | 2009 Qtr 1: 0; 2009 Qtr 2: 0; 2009 Qtr 3: 0; 2009 Qtr 4: 5; 2010 Qtr 1: 0; 2010 Qtr 2: 0; 2010 Qtr 3: 0; 2010 Qtr 4: 0; 2011 Qtr 1: 0; 2011 Qtr 2: 0; 2011 Qtr 3: 0; 2011 Qtr 4: 0 | 5
0 | 253021-Res. Refr. Charge QI: Repl. on Failure CZ 6, 7 or 8 |  | System | Residential | 26-SFM-ResidentialSingleFamily-SP_COOL | 0 |  |  |  |  | 10.3583 | 0 | 16.6667 | 0 | 0 | -6.3084 | 57.1467 |  | kWh | 0.10312 | -0.050476 | Residential |  | Winter Only | [5 empty] | 10 | 0.78 |  |  |  | 0 | 5 | 0 | 0 | 0 | 0 | 0 | 0 | 0 | 0 | 0 | 0 | 2009 Qtr 1: 0; 2009 Qtr 2: 0; 2009 Qtr 3: 0; 2009 Qtr 4: 5; 2010 Qtr 1: 0; 2010 Qtr 2: 0; 2010 Qtr 3: 0; 2010 Qtr 4: 0; 2011 Qtr 1: 0; 2011 Qtr 2: 0; 2011 Qtr 3: 0; 2011 Qtr 4: 0 | 5
0 | 253021-Res. Refr. Charge QI: Repl. on Failure CZ 6, 7 or 8 |  | System | Residential | 26-SFM-ResidentialSingleFamily-SP_COOL | 0 |  |  |  |  | 10.3583 | 0 | 16.6667 | 0 | 0 | -6.3084 | 57.1467 |  | kWh | 0.10312 | -0.050476 | Residential |  | Winter Only | [5 empty] | 10 | 0.78 |  |  |  | 0 | 3 | 0 | 0 | 0 | 0 | 0 | 0 | 0 | 0 | 0 | 0 | 2009 Qtr 1: 0; 2009 Qtr 2: 0; 2009 Qtr 3: 0; 2009 Qtr 4: 3; 2010 Qtr 1: 0; 2010 Qtr 2: 0; 2010 Qtr 3: 0; 2010 Qtr 4: 0; 2011 Qtr 1: 0; 2011 Qtr 2: 0; 2011 Qtr 3: 0; 2011 Qtr 4: 0 | 3
0 | 253021-Res. Refr. Charge QI: Repl. on Failure CZ 6, 7 or 8 |  | System | Residential | 26-SFM-ResidentialSingleFamily-SP_COOL | 0 |  |  |  |  | 10.3583 | 0 | 20.8333 | 0 | 0 | -10.475 | 57.1467 |  | kWh | 0.10312 | -0.050476 | Residential |  | Winter Only | [5 empty] | 10 | 0.78 |  |  |  | 0 | 2 | 0 | 0 | 0 | 0 | 0 | 0 | 0 | 0 | 0 | 0 | 2009 Qtr 1: 0; 2009 Qtr 2: 0; 2009 Qtr 3: 0; 2009 Qtr 4: 2; 2010 Qtr 1: 0; 2010 Qtr 2: 0; 2010 Qtr 3: 0; 2010 Qtr 4: 0; 2011 Qtr 1: 0; 2011 Qtr 2: 0; 2011 Qtr 3: 0; 2011 Qtr 4: 0 | 2
0 | 253021-Res. Refr. Charge QI: Repl. on Failure CZ 6, 7 or 8 |  | System | Residential | 26-SFM-ResidentialSingleFamily-SP_COOL | 0 |  |  |  |  | 10.3583 | 0 | 16.6667 | 0 | 0 | -6.3084 | 57.1467 |  | kWh | 0.10312 | -0.050476 | Residential |  | Winter Only | [5 empty] | 10 | 0.78 |  |  |  | 0 | 3 | 0 | 0 | 0 | 0 | 0 | 0 | 0 | 0 | 0 | 0 | 2009 Qtr 1: 0; 2009 Qtr 2: 0; 2009 Qtr 3: 0; 2009 Qtr 4: 3; 2010 Qtr 1: 0; 2010 Qtr 2: 0; 2010 Qtr 3: 0; 2010 Qtr 4: 0; 2011 Qtr 1: 0; 2011 Qtr 2: 0; 2011 Qtr 3: 0; 2011 Qtr 4: 0 | 3
0 | 253021-Res. Refr. Charge QI: Repl. on Failure CZ 6, 7 or 8 |  | System | Residential | 26-SFM-ResidentialSingleFamily-SP_COOL | 0 |  |  |  |  | 10.3583 | 0 | 16.6667 | 0 | 0 | -6.3084 | 57.1467 |  | kWh | 0.10312 | -0.050476 | Residential |  | Winter Only | [5 empty] | 10 | 0.78 |  |  |  | 0 | 5 | 0 | 0 | 0 | 0 | 0 | 0 | 0 | 0 | 0 | 0 | 2009 Qtr 1: 0; 2009 Qtr 2: 0; 2009 Qtr 3: 0; 2009 Qtr 4: 5; 2010 Qtr 1: 0; 2010 Qtr 2: 0; 2010 Qtr 3: 0; 2010 Qtr 4: 0; 2011 Qtr 1: 0; 2011 Qtr 2: 0; 2011 Qtr 3: 0; 2011 Qtr 4: 0 | 5
0 | 253021-Res. Refr. Charge QI: Repl. on Failure CZ 6, 7 or 8 |  | System | Residential | 26-SFM-ResidentialSingleFamily-SP_COOL | 0 |  |  |  |  | 10.3583 | 0 | 16.6667 | 0 | 0 | -6.3084 | 57.1467 |  | kWh | 0.10312 | -0.050476 | Residential |  | Winter Only | [5 empty] | 10 | 0.78 |  |  |  | 0 | 4 | 0 | 0 | 0 | 0 | 0 | 0 | 0 | 0 | 0 | 0 | 2009 Qtr 1: 0; 2009 Qtr 2: 0; 2009 Qtr 3: 0; 2009 Qtr 4: 4; 2010 Qtr 1: 0; 2010 Qtr 2: 0; 2010 Qtr 3: 0; 2010 Qtr 4: 0; 2011 Qtr 1: 0; 2011 Qtr 2: 0; 2011 Qtr 3: 0; 2011 Qtr 4: 0 | 4
0 | 253021-Res. Refr. Charge QI: Repl. on Failure CZ 6, 7 or 8 |  | System | Residential | 26-SFM-ResidentialSingleFamily-SP_COOL | 0 |  |  |  |  | 10.3583 | 0 | 19.4444 | 0 | 0 | -9.0861 | 57.1467 |  | kWh | 0.10312 | -0.050476 | Residential |  | Winter Only | [5 empty] | 10 | 0.78 |  |  |  | 0 | 3 | 0 | 0 | 0 | 0 | 0 | 0 | 0 | 0 | 0 | 0 | 2009 Qtr 1: 0; 2009 Qtr 2: 0; 2009 Qtr 3: 0; 2009 Qtr 4: 3; 2010 Qtr 1: 0; 2010 Qtr 2: 0; 2010 Qtr 3: 0; 2010 Qtr 4: 0; 2011 Qtr 1: 0; 2011 Qtr 2: 0; 2011 Qtr 3: 0; 2011 Qtr 4: 0 | 3
0 | 253021-Res. Refr. Charge QI: Repl. on Failure CZ 6, 7 or 8 |  | System | Residential | 26-SFM-ResidentialSingleFamily-SP_COOL | 0 |  |  |  |  | 10.3583 | 0 | 20.8333 | 0 | 0 | -10.475 | 57.1467 |  | kWh | 0.10312 | -0.050476 | Residential |  | Winter Only | [5 empty] | 10 | 0.78 |  |  |  | 0 | 2 | 0 | 0 | 0 | 0 | 0 | 0 | 0 | 0 | 0 | 0 | 2009 Qtr 1: 0; 2009 Qtr 2: 0; 2009 Qtr 3: 0; 2009 Qtr 4: 2; 2010 Qtr 1: 0; 2010 Qtr 2: 0; 2010 Qtr 3: 0; 2010 Qtr 4: 0; 2011 Qtr 1: 0; 2011 Qtr 2: 0; 2011 Qtr 3: 0; 2011 Qtr 4: 0 | 2
0 | 253021-Res. Refr. Charge QI: Repl. on Failure CZ 6, 7 or 8 |  | System | Residential | 26-SFM-ResidentialSingleFamily-SP_COOL | 0 |  |  |  |  | 10.3583 | 0 | 20.8333 | 0 | 0 | -10.475 | 57.1467 |  | kWh | 0.10312 | -0.050476 | Residential |  | Winter Only | [5 empty] | 10 | 0.78 |  |  |  | 0 | 2 | 0 | 0 | 0 | 0 | 0 | 0 | 0 | 0 | 0 | 0 | 2009 Qtr 1: 0; 2009 Qtr 2: 0; 2009 Qtr 3: 0; 2009 Qtr 4: 2; 2010 Qtr 1: 0; 2010 Qtr 2: 0; 2010 Qtr 3: 0; 2010 Qtr 4: 0; 2011 Qtr 1: 0; 2011 Qtr 2: 0; 2011 Qtr 3: 0; 2011 Qtr 4: 0 | 2
0 | 253021-Res. Refr. Charge QI: Repl. on Failure CZ 6, 7 or 8 |  | System | Residential | 26-SFM-ResidentialSingleFamily-SP_COOL | 0 |  |  |  |  | 10.3583 | 0 | 19.4444 | 0 | 0 | -9.0861 | 57.1467 |  | kWh | 0.10312 | -0.050476 | Residential |  | Winter Only | [5 empty] | 10 | 0.78 |  |  |  | 0 | 3 | 0 | 0 | 0 | 0 | 0 | 0 | 0 | 0 | 0 | 0 | 2009 Qtr 1: 0; 2009 Qtr 2: 0; 2009 Qtr 3: 0; 2009 Qtr 4: 3; 2010 Qtr 1: 0; 2010 Qtr 2: 0; 2010 Qtr 3: 0; 2010 Qtr 4: 0; 2011 Qtr 1: 0; 2011 Qtr 2: 0; 2011 Qtr 3: 0; 2011 Qtr 4: 0 | 3
0 | 253021-Res. Refr. Charge QI: Repl. on Failure CZ 6, 7 or 8 |  | System | Residential | 26-SFM-ResidentialSingleFamily-SP_COOL | 0 |  |  |  |  | 10.3583 | 0 | 20.8333 | 0 | 0 | -10.475 | 57.1467 |  | kWh | 0.10312 | -0.050476 | Residential |  | Winter Only | [5 empty] | 10 | 0.78 |  |  |  | 0 | 2 | 0 | 0 | 0 | 0 | 0 | 0 | 0 | 0 | 0 | 0 | 2009 Qtr 1: 0; 2009 Qtr 2: 0; 2009 Qtr 3: 0; 2009 Qtr 4: 2; 2010 Qtr 1: 0; 2010 Qtr 2: 0; 2010 Qtr 3: 0; 2010 Qtr 4: 0; 2011 Qtr 1: 0; 2011 Qtr 2: 0; 2011 Qtr 3: 0; 2011 Qtr 4: 0 | 2
0 | 253021-Res. Refr. Charge QI: Repl. on Failure CZ 6, 7 or 8 |  | System | Residential | 26-SFM-ResidentialSingleFamily-SP_COOL | 0 |  |  |  |  | 10.3583 | 0 | 20.8333 | 0 | 0 | -10.475 | 57.1467 |  | kWh | 0.10312 | -0.050476 | Residential |  | Winter Only | [5 empty] | 10 | 0.78 |  |  |  | 0 | 2 | 0 | 0 | 0 | 0 | 0 | 0 | 0 | 0 | 0 | 0 | 2009 Qtr 1: 0; 2009 Qtr 2: 0; 2009 Qtr 3: 0; 2009 Qtr 4: 2; 2010 Qtr 1: 0; 2010 Qtr 2: 0; 2010 Qtr 3: 0; 2010 Qtr 4: 0; 2011 Qtr 1: 0; 2011 Qtr 2: 0; 2011 Qtr 3: 0; 2011 Qtr 4: 0 | 2
0 | 253021-Res. Refr. Charge QI: Repl. on Failure CZ 6, 7 or 8 |  | System | Residential | 26-SFM-ResidentialSingleFamily-SP_COOL | 0 |  |  |  |  | 10.3583 | 0 | 16.6667 | 0 | 0 | -6.3084 | 57.1467 |  | kWh | 0.10312 | -0.050476 | Residential |  | Winter Only | [5 empty] | 10 | 0.78 |  |  |  | 0 | 4 | 0 | 0 | 0 | 0 | 0 | 0 | 0 | 0 | 0 | 0 | 2009 Qtr 1: 0; 2009 Qtr 2: 0; 2009 Qtr 3: 0; 2009 Qtr 4: 4; 2010 Qtr 1: 0; 2010 Qtr 2: 0; 2010 Qtr 3: 0; 2010 Qtr 4: 0; 2011 Qtr 1: 0; 2011 Qtr 2: 0; 2011 Qtr 3: 0; 2011 Qtr 4: 0 | 4
0 | 253021-Res. Refr. Charge QI: Repl. on Failure CZ 6, 7 or 8 |  | System | Residential | 26-SFM-ResidentialSingleFamily-SP_COOL | 0 |  |  |  |  | 10.3583 | 0 | 16.6667 | 0 | 0 | -6.3084 | 57.1467 |  | kWh | 0.10312 | -0.050476 | Residential |  | Winter Only | [5 empty] | 10 | 0.78 |  |  |  | 0 | 3 | 0 | 0 | 0 | 0 | 0 | 0 | 0 | 0 | 0 | 0 | 2009 Qtr 1: 0; 2009 Qtr 2: 0; 2009 Qtr 3: 0; 2009 Qtr 4: 3; 2010 Qtr 1: 0; 2010 Qtr 2: 0; 2010 Qtr 3: 0; 2010 Qtr 4: 0; 2011 Qtr 1: 0; 2011 Qtr 2: 0; 2011 Qtr 3: 0; 2011 Qtr 4: 0 | 3
0 | 253021-Res. Refr. Charge QI: Repl. on Failure CZ 6, 7 or 8 |  | System | Residential | 26-SFM-ResidentialSingleFamily-SP_COOL | 0 |  |  |  |  | 10.3583 | 0 | 16.6667 | 0 | 0 | -6.3084 | 57.1467 |  | kWh | 0.10312 | -0.050476 | Residential |  | Winter Only | [5 empty] | 10 | 0.78 |  |  |  | 0 | 4 | 0 | 0 | 0 | 0 | 0 | 0 | 0 | 0 | 0 | 0 | 2009 Qtr 1: 0; 2009 Qtr 2: 0; 2009 Qtr 3: 0; 2009 Qtr 4: 4; 2010 Qtr 1: 0; 2010 Qtr 2: 0; 2010 Qtr 3: 0; 2010 Qtr 4: 0; 2011 Qtr 1: 0; 2011 Qtr 2: 0; 2011 Qtr 3: 0; 2011 Qtr 4: 0 | 4
0 | 253021-Res. Refr. Charge QI: Repl. on Failure CZ 6, 7 or 8 |  | System | Residential | 26-SFM-ResidentialSingleFamily-SP_COOL | 0 |  |  |  |  | 10.3583 | 0 | 20.8333 | 0 | 0 | -10.475 | 57.1467 |  | kWh | 0.10312 | -0.050476 | Residential |  | Winter Only | [5 empty] | 10 | 0.78 |  |  |  | 0 | 2 | 0 | 0 | 0 | 0 | 0 | 0 | 0 | 0 | 0 | 0 | 2009 Qtr 1: 0; 2009 Qtr 2: 0; 2009 Qtr 3: 0; 2009 Qtr 4: 2; 2010 Qtr 1: 0; 2010 Qtr 2: 0; 2010 Qtr 3: 0; 2010 Qtr 4: 0; 2011 Qtr 1: 0; 2011 Qtr 2: 0; 2011 Qtr 3: 0; 2011 Qtr 4: 0 | 2
0 | 253021-Res. Refr. Charge QI: Repl. on Failure CZ 6, 7 or 8 |  | System | Residential | 26-SFM-ResidentialSingleFamily-SP_COOL | 0 |  |  |  |  | 10.3583 | 0 | 16.6667 | 0 | 0 | -6.3084 | 57.1467 |  | kWh | 0.10312 | -0.050476 | Residential |  | Winter Only | [5 empty] | 10 | 0.78 |  |  |  | 0 | 5 | 0 | 0 | 0 | 0 | 0 | 0 | 0 | 0 | 0 | 0 | 2009 Qtr 1: 0; 2009 Qtr 2: 0; 2009 Qtr 3: 0; 2009 Qtr 4: 5; 2010 Qtr 1: 0; 2010 Qtr 2: 0; 2010 Qtr 3: 0; 2010 Qtr 4: 0; 2011 Qtr 1: 0; 2011 Qtr 2: 0; 2011 Qtr 3: 0; 2011 Qtr 4: 0 | 5
0 | 253021-Res. Refr. Charge QI: Repl. on Failure CZ 6, 7 or 8 |  | System | Residential | 26-SFM-ResidentialSingleFamily-SP_COOL | 0 |  |  |  |  | 10.3583 | 0 | 16.6667 | 0 | 0 | -6.3084 | 57.1467 |  | kWh | 0.10312 | -0.050476 | Residential |  | Winter Only | [5 empty] | 10 | 0.78 |  |  |  | 0 | 5 | 0 | 0 | 0 | 0 | 0 | 0 | 0 | 0 | 0 | 0 | 2009 Qtr 1: 0; 2009 Qtr 2: 0; 2009 Qtr 3: 0; 2009 Qtr 4: 5; 2010 Qtr 1: 0; 2010 Qtr 2: 0; 2010 Qtr 3: 0; 2010 Qtr 4: 0; 2011 Qtr 1: 0; 2011 Qtr 2: 0; 2011 Qtr 3: 0; 2011 Qtr 4: 0 | 5
0 | 253021-Res. Refr. Charge QI: Repl. on Failure CZ 6, 7 or 8 |  | System | Residential | 26-SFM-ResidentialSingleFamily-SP_COOL | 0 |  |  |  |  | 10.3583 | 0 | 20.8333 | 0 | 0 | -10.475 | 57.1467 |  | kWh | 0.10312 | -0.050476 | Residential |  | Winter Only | [5 empty] | 10 | 0.78 |  |  |  | 0 | 2 | 0 | 0 | 0 | 0 | 0 | 0 | 0 | 0 | 0 | 0 | 2009 Qtr 1: 0; 2009 Qtr 2: 0; 2009 Qtr 3: 0; 2009 Qtr 4: 2; 2010 Qtr 1: 0; 2010 Qtr 2: 0; 2010 Qtr 3: 0; 2010 Qtr 4: 0; 2011 Qtr 1: 0; 2011 Qtr 2: 0; 2011 Qtr 3: 0; 2011 Qtr 4: 0 | 2
0 | 253021-Res. Refr. Charge QI: Repl. on Failure CZ 6, 7 or 8 |  | System | Residential | 26-SFM-ResidentialSingleFamily-SP_COOL | 0 |  |  |  |  | 10.3583 | 0 | 20.8333 | 0 | 0 | -10.475 | 57.1467 |  | kWh | 0.10312 | -0.050476 | Residential |  | Winter Only | [5 empty] | 10 | 0.78 |  |  |  | 0 | 2 | 0 | 0 | 0 | 0 | 0 | 0 | 0 | 0 | 0 | 0 | 2009 Qtr 1: 0; 2009 Qtr 2: 0; 2009 Qtr 3: 0; 2009 Qtr 4: 2; 2010 Qtr 1: 0; 2010 Qtr 2: 0; 2010 Qtr 3: 0; 2010 Qtr 4: 0; 2011 Qtr 1: 0; 2011 Qtr 2: 0; 2011 Qtr 3: 0; 2011 Qtr 4: 0 | 2
0 | 253021-Res. Refr. Charge QI: Repl. on Failure CZ 6, 7 or 8 |  | System | Residential | 26-SFM-ResidentialSingleFamily-SP_COOL | 0 |  |  |  |  | 10.3583 | 0 | 19.4444 | 0 | 0 | -9.0861 | 57.1467 |  | kWh | 0.10312 | -0.050476 | Residential |  | Winter Only | [5 empty] | 10 | 0.78 |  |  |  | 0 | 3 | 0 | 0 | 0 | 0 | 0 | 0 | 0 | 0 | 0 | 0 | 2009 Qtr 1: 0; 2009 Qtr 2: 0; 2009 Qtr 3: 0; 2009 Qtr 4: 3; 2010 Qtr 1: 0; 2010 Qtr 2: 0; 2010 Qtr 3: 0; 2010 Qtr 4: 0; 2011 Qtr 1: 0; 2011 Qtr 2: 0; 2011 Qtr 3: 0; 2011 Qtr 4: 0 | 3
0 | 253021-Res. Refr. Charge QI: Repl. on Failure CZ 6, 7 or 8 |  | System | Residential | 26-SFM-ResidentialSingleFamily-SP_COOL | 0 |  |  |  |  | 10.3583 | 0 | 16.6667 | 0 | 0 | -6.3084 | 57.1467 |  | kWh | 0.10312 | -0.050476 | Residential |  | Winter Only | [5 empty] | 10 | 0.78 |  |  |  | 0 | 4 | 0 | 0 | 0 | 0 | 0 | 0 | 0 | 0 | 0 | 0 | 2009 Qtr 1: 0; 2009 Qtr 2: 0; 2009 Qtr 3: 0; 2009 Qtr 4: 4; 2010 Qtr 1: 0; 2010 Qtr 2: 0; 2010 Qtr 3: 0; 2010 Qtr 4: 0; 2011 Qtr 1: 0; 2011 Qtr 2: 0; 2011 Qtr 3: 0; 2011 Qtr 4: 0 | 4
0 | 253021-Res. Refr. Charge QI: Repl. on Failure CZ 6, 7 or 8 |  | System | Residential | 26-SFM-ResidentialSingleFamily-SP_COOL | 0 |  |  |  |  | 10.3583 | 0 | 20.8333 | 0 | 0 | -10.475 | 57.1467 |  | kWh | 0.10312 | -0.050476 | Residential |  | Winter Only | [5 empty] | 10 | 0.78 |  |  |  | 0 | 2 | 0 | 0 | 0 | 0 | 0 | 0 | 0 | 0 | 0 | 0 | 2009 Qtr 1: 0; 2009 Qtr 2: 0; 2009 Qtr 3: 0; 2009 Qtr 4: 2; 2010 Qtr 1: 0; 2010 Qtr 2: 0; 2010 Qtr 3: 0; 2010 Qtr 4: 0; 2011 Qtr 1: 0; 2011 Qtr 2: 0; 2011 Qtr 3: 0; 2011 Qtr 4: 0 | 2
0 | 253021-Res. Refr. Charge QI: Repl. on Failure CZ 6, 7 or 8 |  | System | Residential | 26-SFM-ResidentialSingleFamily-SP_COOL | 0 |  |  |  |  | 10.3583 | 0 | 16.6667 | 0 | 0 | -6.3084 | 57.1467 |  | kWh | 0.10312 | -0.050476 | Residential |  | Winter Only | [5 empty] | 10 | 0.78 |  |  |  | 0 | 4 | 0 | 0 | 0 | 0 | 0 | 0 | 0 | 0 | 0 | 0 | 2009 Qtr 1: 0; 2009 Qtr 2: 0; 2009 Qtr 3: 0; 2009 Qtr 4: 4; 2010 Qtr 1: 0; 2010 Qtr 2: 0; 2010 Qtr 3: 0; 2010 Qtr 4: 0; 2011 Qtr 1: 0; 2011 Qtr 2: 0; 2011 Qtr 3: 0; 2011 Qtr 4: 0 | 4
0 | 253021-Res. Refr. Charge QI: Repl. on Failure CZ 6, 7 or 8 |  | System | Residential | 26-SFM-ResidentialSingleFamily-SP_COOL | 0 |  |  |  |  | 10.3583 | 0 | 16.6667 | 0 | 0 | -6.3084 | 57.1467 |  | kWh | 0.10312 | -0.050476 | Residential |  | Winter Only | [5 empty] | 10 | 0.78 |  |  |  | 0 | 3 | 0 | 0 | 0 | 0 | 0 | 0 | 0 | 0 | 0 | 0 | 2009 Qtr 1: 0; 2009 Qtr 2: 0; 2009 Qtr 3: 0; 2009 Qtr 4: 3; 2010 Qtr 1: 0; 2010 Qtr 2: 0; 2010 Qtr 3: 0; 2010 Qtr 4: 0; 2011 Qtr 1: 0; 2011 Qtr 2: 0; 2011 Qtr 3: 0; 2011 Qtr 4: 0 | 3
0 | 253021-Res. Refr. Charge QI: Repl. on Failure CZ 6, 7 or 8 |  | System | Residential | 26-SFM-ResidentialSingleFamily-SP_COOL | 0 |  |  |  |  | 10.3583 | 0 | 16.6667 | 0 | 0 | -6.3084 | 57.1467 |  | kWh | 0.10312 | -0.050476 | Residential |  | Winter Only | [5 empty] | 10 | 0.78 |  |  |  | 0 | 4 | 0 | 0 | 0 | 0 | 0 | 0 | 0 | 0 | 0 | 0 | 2009 Qtr 1: 0; 2009 Qtr 2: 0; 2009 Qtr 3: 0; 2009 Qtr 4: 4; 2010 Qtr 1: 0; 2010 Qtr 2: 0; 2010 Qtr 3: 0; 2010 Qtr 4: 0; 2011 Qtr 1: 0; 2011 Qtr 2: 0; 2011 Qtr 3: 0; 2011 Qtr 4: 0 | 4
0 | 253021-Res. Refr. Charge QI: Repl. on Failure CZ 6, 7 or 8 |  | System | Residential | 26-SFM-ResidentialSingleFamily-SP_COOL | 0 |  |  |  |  | 10.3583 | 0 | 16.6667 | 0 | 0 | -6.3084 | 57.1467 |  | kWh | 0.10312 | -0.050476 | Residential |  | Winter Only | [5 empty] | 10 | 0.78 |  |  |  | 0 | 4 | 0 | 0 | 0 | 0 | 0 | 0 | 0 | 0 | 0 | 0 | 2009 Qtr 1: 0; 2009 Qtr 2: 0; 2009 Qtr 3: 0; 2009 Qtr 4: 4; 2010 Qtr 1: 0; 2010 Qtr 2: 0; 2010 Qtr 3: 0; 2010 Qtr 4: 0; 2011 Qtr 1: 0; 2011 Qtr 2: 0; 2011 Qtr 3: 0; 2011 Qtr 4: 0 | 4
0 | 253021-Res. Refr. Charge QI: Repl. on Failure CZ 6, 7 or 8 |  | System | Residential | 26-SFM-ResidentialSingleFamily-SP_COOL | 0 |  |  |  |  | 10.3583 | 0 | 16.6667 | 0 | 0 | -6.3084 | 57.1467 |  | kWh | 0.10312 | -0.050476 | Residential |  | Winter Only | [5 empty] | 10 | 0.78 |  |  |  | 0 | 3 | 0 | 0 | 0 | 0 | 0 | 0 | 0 | 0 | 0 | 0 | 2009 Qtr 1: 0; 2009 Qtr 2: 0; 2009 Qtr 3: 0; 2009 Qtr 4: 3; 2010 Qtr 1: 0; 2010 Qtr 2: 0; 2010 Qtr 3: 0; 2010 Qtr 4: 0; 2011 Qtr 1: 0; 2011 Qtr 2: 0; 2011 Qtr 3: 0; 2011 Qtr 4: 0 | 3
0 | 253021-Res. Refr. Charge QI: Repl. on Failure CZ 6, 7 or 8 |  | System | Residential | 26-SFM-ResidentialSingleFamily-SP_COOL | 0 |  |  |  |  | 10.3583 | 0 | 16.6667 | 0 | 0 | -6.3084 | 57.1467 |  | kWh | 0.10312 | -0.050476 | Residential |  | Winter Only | [5 empty] | 10 | 0.78 |  |  |  | 0 | 5 | 0 | 0 | 0 | 0 | 0 | 0 | 0 | 0 | 0 | 0 | 2009 Qtr 1: 0; 2009 Qtr 2: 0; 2009 Qtr 3: 0; 2009 Qtr 4: 5; 2010 Qtr 1: 0; 2010 Qtr 2: 0; 2010 Qtr 3: 0; 2010 Qtr 4: 0; 2011 Qtr 1: 0; 2011 Qtr 2: 0; 2011 Qtr 3: 0; 2011 Qtr 4: 0 | 5
0 | 253021-Res. Refr. Charge QI: Repl. on Failure CZ 6, 7 or 8 |  | System | Residential | 26-SFM-ResidentialSingleFamily-SP_COOL | 0 |  |  |  |  | 10.3583 | 0 | 16.6667 | 0 | 0 | -6.3084 | 57.1467 |  | kWh | 0.10312 | -0.050476 | Residential |  | Winter Only | [5 empty] | 10 | 0.78 |  |  |  | 0 | 5 | 0 | 0 | 0 | 0 | 0 | 0 | 0 | 0 | 0 | 0 | 2009 Qtr 1: 0; 2009 Qtr 2: 0; 2009 Qtr 3: 0; 2009 Qtr 4: 5; 2010 Qtr 1: 0; 2010 Qtr 2: 0; 2010 Qtr 3: 0; 2010 Qtr 4: 0; 2011 Qtr 1: 0; 2011 Qtr 2: 0; 2011 Qtr 3: 0; 2011 Qtr 4: 0 | 5
0 | 253021-Res. Refr. Charge QI: Repl. on Failure CZ 6, 7 or 8 |  | System | Residential | 26-SFM-ResidentialSingleFamily-SP_COOL | 0 |  |  |  |  | 10.3583 | 0 | 16.6667 | 0 | 0 | -6.3084 | 57.1467 |  | kWh | 0.10312 | -0.050476 | Residential |  | Winter Only | [5 empty] | 10 | 0.78 |  |  |  | 0 | 5 | 0 | 0 | 0 | 0 | 0 | 0 | 0 | 0 | 0 | 0 | 2009 Qtr 1: 0; 2009 Qtr 2: 0; 2009 Qtr 3: 0; 2009 Qtr 4: 5; 2010 Qtr 1: 0; 2010 Qtr 2: 0; 2010 Qtr 3: 0; 2010 Qtr 4: 0; 2011 Qtr 1: 0; 2011 Qtr 2: 0; 2011 Qtr 3: 0; 2011 Qtr 4: 0 | 5
0 | 253021-Res. Refr. Charge QI: Repl. on Failure CZ 6, 7 or 8 |  | System | Residential | 26-SFM-ResidentialSingleFamily-SP_COOL | 0 |  |  |  |  | 10.3583 | 0 | 16.6667 | 0 | 0 | -6.3084 | 57.1467 |  | kWh | 0.10312 | -0.050476 | Residential |  | Winter Only | [5 empty] | 10 | 0.78 |  |  |  | 0 | 5 | 0 | 0 | 0 | 0 | 0 | 0 | 0 | 0 | 0 | 0 | 2009 Qtr 1: 0; 2009 Qtr 2: 0; 2009 Qtr 3: 0; 2009 Qtr 4: 5; 2010 Qtr 1: 0; 2010 Qtr 2: 0; 2010 Qtr 3: 0; 2010 Qtr 4: 0; 2011 Qtr 1: 0; 2011 Qtr 2: 0; 2011 Qtr 3: 0; 2011 Qtr 4: 0 | 5
0 | 253021-Res. Refr. Charge QI: Repl. on Failure CZ 6, 7 or 8 |  | System | Residential | 26-SFM-ResidentialSingleFamily-SP_COOL | 0 |  |  |  |  | 10.3583 | 0 | 16.6667 | 0 | 0 | -6.3084 | 57.1467 |  | kWh | 0.10312 | -0.050476 | Residential |  | Winter Only | [5 empty] | 10 | 0.78 |  |  |  | 0 | 3 | 0 | 0 | 0 | 0 | 0 | 0 | 0 | 0 | 0 | 0 | 2009 Qtr 1: 0; 2009 Qtr 2: 0; 2009 Qtr 3: 0; 2009 Qtr 4: 3; 2010 Qtr 1: 0; 2010 Qtr 2: 0; 2010 Qtr 3: 0; 2010 Qtr 4: 0; 2011 Qtr 1: 0; 2011 Qtr 2: 0; 2011 Qtr 3: 0; 2011 Qtr 4: 0 | 3
0 | 253021-Res. Refr. Charge QI: Repl. on Failure CZ 6, 7 or 8 |  | System | Residential | 26-SFM-ResidentialSingleFamily-SP_COOL | 0 |  |  |  |  | 10.3583 | 0 | 16.6667 | 0 | 0 | -6.3084 | 57.1467 |  | kWh | 0.10312 | -0.050476 | Residential |  | Winter Only | [5 empty] | 10 | 0.78 |  |  |  | 0 | 4 | 0 | 0 | 0 | 0 | 0 | 0 | 0 | 0 | 0 | 0 | 2009 Qtr 1: 0; 2009 Qtr 2: 0; 2009 Qtr 3: 0; 2009 Qtr 4: 4; 2010 Qtr 1: 0; 2010 Qtr 2: 0; 2010 Qtr 3: 0; 2010 Qtr 4: 0; 2011 Qtr 1: 0; 2011 Qtr 2: 0; 2011 Qtr 3: 0; 2011 Qtr 4: 0 | 4
0 | 253021-Res. Refr. Charge QI: Repl. on Failure CZ 6, 7 or 8 |  | System | Residential | 26-SFM-ResidentialSingleFamily-SP_COOL | 0 |  |  |  |  | 10.3583 | 0 | 16.6667 | 0 | 0 | -6.3084 | 57.1467 |  | kWh | 0.10312 | -0.050476 | Residential |  | Winter Only | [5 empty] | 10 | 0.78 |  |  |  | 0 | 5 | 0 | 0 | 0 | 0 | 0 | 0 | 0 | 0 | 0 | 0 | 2009 Qtr 1: 0; 2009 Qtr 2: 0; 2009 Qtr 3: 0; 2009 Qtr 4: 5; 2010 Qtr 1: 0; 2010 Qtr 2: 0; 2010 Qtr 3: 0; 2010 Qtr 4: 0; 2011 Qtr 1: 0; 2011 Qtr 2: 0; 2011 Qtr 3: 0; 2011 Qtr 4: 0 | 5
0 | 253021-Res. Refr. Charge QI: Repl. on Failure CZ 6, 7 or 8 |  | System | Residential | 26-SFM-ResidentialSingleFamily-SP_COOL | 0 |  |  |  |  | 10.3583 | 0 | 16.6667 | 0 | 0 | -6.3084 | 57.1467 |  | kWh | 0.10312 | -0.050476 | Residential |  | Winter Only | [5 empty] | 10 | 0.78 |  |  |  | 0 | 5 | 0 | 0 | 0 | 0 | 0 | 0 | 0 | 0 | 0 | 0 | 2009 Qtr 1: 0; 2009 Qtr 2: 0; 2009 Qtr 3: 0; 2009 Qtr 4: 5; 2010 Qtr 1: 0; 2010 Qtr 2: 0; 2010 Qtr 3: 0; 2010 Qtr 4: 0; 2011 Qtr 1: 0; 2011 Qtr 2: 0; 2011 Qtr 3: 0; 2011 Qtr 4: 0 | 5
0 | 253021-Res. Refr. Charge QI: Repl. on Failure CZ 6, 7 or 8 |  | System | Residential | 26-SFM-ResidentialSingleFamily-SP_COOL | 0 |  |  |  |  | 10.3583 | 0 | 16.6667 | 0 | 0 | -6.3084 | 57.1467 |  | kWh | 0.10312 | -0.050476 | Residential |  | Winter Only | [5 empty] | 10 | 0.78 |  |  |  | 0 | 5 | 0 | 0 | 0 | 0 | 0 | 0 | 0 | 0 | 0 | 0 | 2009 Qtr 1: 0; 2009 Qtr 2: 0; 2009 Qtr 3: 0; 2009 Qtr 4: 5; 2010 Qtr 1: 0; 2010 Qtr 2: 0; 2010 Qtr 3: 0; 2010 Qtr 4: 0; 2011 Qtr 1: 0; 2011 Qtr 2: 0; 2011 Qtr 3: 0; 2011 Qtr 4: 0 | 5
0 | 253021-Res. Refr. Charge QI: Repl. on Failure CZ 6, 7 or 8 |  | System | Residential | 26-SFM-ResidentialSingleFamily-SP_COOL | 0 |  |  |  |  | 10.3583 | 0 | 19.4444 | 0 | 0 | -9.0861 | 57.1467 |  | kWh | 0.10312 | -0.050476 | Residential |  | Winter Only | [5 empty] | 10 | 0.78 |  |  |  | 0 | 3 | 0 | 0 | 0 | 0 | 0 | 0 | 0 | 0 | 0 | 0 | 2009 Qtr 1: 0; 2009 Qtr 2: 0; 2009 Qtr 3: 0; 2009 Qtr 4: 3; 2010 Qtr 1: 0; 2010 Qtr 2: 0; 2010 Qtr 3: 0; 2010 Qtr 4: 0; 2011 Qtr 1: 0; 2011 Qtr 2: 0; 2011 Qtr 3: 0; 2011 Qtr 4: 0 | 3
0 | 253021-Res. Refr. Charge QI: Repl. on Failure CZ 6, 7 or 8 |  | System | Residential | 26-SFM-ResidentialSingleFamily-SP_COOL | 0 |  |  |  |  | 10.3583 | 0 | 16.6667 | 0 | 0 | -6.3084 | 57.1467 |  | kWh | 0.10312 | -0.050476 | Residential |  | Winter Only | [5 empty] | 10 | 0.78 |  |  |  | 0 | 3 | 0 | 0 | 0 | 0 | 0 | 0 | 0 | 0 | 0 | 0 | 2009 Qtr 1: 0; 2009 Qtr 2: 0; 2009 Qtr 3: 0; 2009 Qtr 4: 3; 2010 Qtr 1: 0; 2010 Qtr 2: 0; 2010 Qtr 3: 0; 2010 Qtr 4: 0; 2011 Qtr 1: 0; 2011 Qtr 2: 0; 2011 Qtr 3: 0; 2011 Qtr 4: 0 | 3
0 | 253021-Res. Refr. Charge QI: Repl. on Failure CZ 6, 7 or 8 |  | System | Residential | 26-SFM-ResidentialSingleFamily-SP_COOL | 0 |  |  |  |  | 10.3583 | 0 | 16.6667 | 0 | 0 | -6.3084 | 57.1467 |  | kWh | 0.10312 | -0.050476 | Residential |  | Winter Only | [5 empty] | 10 | 0.78 |  |  |  | 0 | 4 | 0 | 0 | 0 | 0 | 0 | 0 | 0 | 0 | 0 | 0 | 2009 Qtr 1: 0; 2009 Qtr 2: 0; 2009 Qtr 3: 0; 2009 Qtr 4: 4; 2010 Qtr 1: 0; 2010 Qtr 2: 0; 2010 Qtr 3: 0; 2010 Qtr 4: 0; 2011 Qtr 1: 0; 2011 Qtr 2: 0; 2011 Qtr 3: 0; 2011 Qtr 4: 0 | 4
0 | 253021-Res. Refr. Charge QI: Repl. on Failure CZ 6, 7 or 8 |  | System | Residential | 26-SFM-ResidentialSingleFamily-SP_COOL | 0 |  |  |  |  | 10.3583 | 0 | 16.6667 | 0 | 0 | -6.3084 | 57.1467 |  | kWh | 0.10312 | -0.050476 | Residential |  | Winter Only | [5 empty] | 10 | 0.78 |  |  |  | 0 | 3 | 0 | 0 | 0 | 0 | 0 | 0 | 0 | 0 | 0 | 0 | 2009 Qtr 1: 0; 2009 Qtr 2: 0; 2009 Qtr 3: 0; 2009 Qtr 4: 3; 2010 Qtr 1: 0; 2010 Qtr 2: 0; 2010 Qtr 3: 0; 2010 Qtr 4: 0; 2011 Qtr 1: 0; 2011 Qtr 2: 0; 2011 Qtr 3: 0; 2011 Qtr 4: 0 | 3
0 | 253021-Res. Refr. Charge QI: Repl. on Failure CZ 6, 7 or 8 |  | System | Residential | 26-SFM-ResidentialSingleFamily-SP_COOL | 0 |  |  |  |  | 10.3583 | 0 | 16.6667 | 0 | 0 | -6.3084 | 57.1467 |  | kWh | 0.10312 | -0.050476 | Residential |  | Winter Only | [5 empty] | 10 | 0.78 |  |  |  | 0 | 4 | 0 | 0 | 0 | 0 | 0 | 0 | 0 | 0 | 0 | 0 | 2009 Qtr 1: 0; 2009 Qtr 2: 0; 2009 Qtr 3: 0; 2009 Qtr 4: 4; 2010 Qtr 1: 0; 2010 Qtr 2: 0; 2010 Qtr 3: 0; 2010 Qtr 4: 0; 2011 Qtr 1: 0; 2011 Qtr 2: 0; 2011 Qtr 3: 0; 2011 Qtr 4: 0 | 4
0 | 253005-Residential AC SEER 13 Early Ret. CZ 6, 7 or 8 |  | System | Residential | 26-SFM-ResidentialSingleFamily-SP_COOL | 0 |  |  |  |  | 549.5508 | 0 | 30 | 0 | 0 | 519.5508 | 169.092 |  | kWh | 0.32706 | 0.20484 | Residential |  | Winter Only | [5 empty] | 15 | 0.67 |  |  |  | 1 | 3 | 0 | 0 | 0 | 0 | 0 | 0 | 0 | 0 | 0 | 0 | 2009 Qtr 1: 0; 2009 Qtr 2: 0; 2009 Qtr 3: 0; 2009 Qtr 4: 3; 2010 Qtr 1: 0; 2010 Qtr 2: 0; 2010 Qtr 3: 0; 2010 Qtr 4: 0; 2011 Qtr 1: 0; 2011 Qtr 2: 0; 2011 Qtr 3: 0; 2011 Qtr 4: 0 | 3
0 | 253006-Residential AC SEER 13 Early Ret. CZ 10, 14, or 15 |  | System | Residential | 26-SFM-ResidentialSingleFamily-SP_COOL | 0 |  |  |  |  | 549.5508 | 0 | 85 | 0 | 0 | 464.5508 | 291.643 |  | kWh | 0.32916 | 0.11379 | Residential |  | Winter Only | [5 empty] | 15 | 0.67 |  |  |  | 1 | 3 | 0 | 0 | 0 | 0 | 0 | 0 | 0 | 0 | 0 | 0 | 2009 Qtr 1: 0; 2009 Qtr 2: 0; 2009 Qtr 3: 0; 2009 Qtr 4: 3; 2010 Qtr 1: 0; 2010 Qtr 2: 0; 2010 Qtr 3: 0; 2010 Qtr 4: 0; 2011 Qtr 1: 0; 2011 Qtr 2: 0; 2011 Qtr 3: 0; 2011 Qtr 4: 0 | 3
0 | 253079-Comm. HP <65k single phase unitary ER |  | System | Commercial | 01-ALC-AllCommercial-Cooling | 0 |  |  |  |  | 995.132 | 0 | 170 | 0 | 0 | 825.132 | 442.627 |  | kWh | 0.21817 | 0 | Commercial | [7 empty] | 15 | 0.5 |  |  |  | 1 | 2 | 0 | 0 | 0 | 0 | 0 | 0 | 0 | 0 | 0 | 0 | 2009 Qtr 1: 0; 2009 Qtr 2: 0; 2009 Qtr 3: 0; 2009 Qtr 4: 2; 2010 Qtr 1: 0; 2010 Qtr 2: 0; 2010 Qtr 3: 0; 2010 Qtr 4: 0; 2011 Qtr 1: 0; 2011 Qtr 2: 0; 2011 Qtr 3: 0; 2011 Qtr 4: 0 | 2
0 | 253085-Comm. HP <65k three phase unitary ER |  | System | Commercial | 01-ALC-AllCommercial-Cooling | 0 |  |  |  |  | 959.2869 | 0 | 170 | 0 | 0 | 789.2869 | 333.947 |  | kWh | 0.15748 | 0 | Commercial | [7 empty] | 15 | 0.5 |  |  |  | 1 | 3 | 0 | 0 | 0 | 0 | 0 | 0 | 0 | 0 | 0 | 0 | 2009 Qtr 1: 0; 2009 Qtr 2: 0; 2009 Qtr 3: 0; 2009 Qtr 4: 3; 2010 Qtr 1: 0; 2010 Qtr 2: 0; 2010 Qtr 3: 0; 2010 Qtr 4: 0; 2011 Qtr 1: 0; 2011 Qtr 2: 0; 2011 Qtr 3: 0; 2011 Qtr 4: 0 | 3
0 | 253085-Comm. HP <65k three phase unitary ER |  | System | Commercial | 01-ALC-AllCommercial-Cooling | 0 |  |  |  |  | 959.2869 | 0 | 170 | 0 | 0 | 789.2869 | 333.947 |  | kWh | 0.15748 | 0 | Commercial | [7 empty] | 15 | 0.5 |  |  |  | 1 | 3 | 0 | 0 | 0 | 0 | 0 | 0 | 0 | 0 | 0 | 0 | 2009 Qtr 1: 0; 2009 Qtr 2: 0; 2009 Qtr 3: 0; 2009 Qtr 4: 3; 2010 Qtr 1: 0; 2010 Qtr 2: 0; 2010 Qtr 3: 0; 2010 Qtr 4: 0; 2011 Qtr 1: 0; 2011 Qtr 2: 0; 2011 Qtr 3: 0; 2011 Qtr 4: 0 | 3
0 | 253085-Comm. HP <65k three phase unitary ER |  | System | Commercial | 01-ALC-AllCommercial-Cooling | 0 |  |  |  |  | 959.2869 | 0 | 170 | 0 | 0 | 789.2869 | 333.947 |  | kWh | 0.15748 | 0 | Commercial | [7 empty] | 15 | 0.5 |  |  |  | 1 | 3 | 0 | 0 | 0 | 0 | 0 | 0 | 0 | 0 | 0 | 0 | 2009 Qtr 1: 0; 2009 Qtr 2: 0; 2009 Qtr 3: 0; 2009 Qtr 4: 3; 2010 Qtr 1: 0; 2010 Qtr 2: 0; 2010 Qtr 3: 0; 2010 Qtr 4: 0; 2011 Qtr 1: 0; 2011 Qtr 2: 0; 2011 Qtr 3: 0; 2011 Qtr 4: 0 | 3
0 | 253085-Comm. HP <65k three phase unitary ER |  | System | Commercial | 01-ALC-AllCommercial-Cooling | 0 |  |  |  |  | 959.2869 | 0 | 170 | 0 | 0 | 789.2869 | 333.947 |  | kWh | 0.15748 | 0 | Commercial | [7 empty] | 15 | 0.5 |  |  |  | 1 | 4 | 0 | 0 | 0 | 0 | 0 | 0 | 0 | 0 | 0 | 0 | 2009 Qtr 1: 0; 2009 Qtr 2: 0; 2009 Qtr 3: 0; 2009 Qtr 4: 4; 2010 Qtr 1: 0; 2010 Qtr 2: 0; 2010 Qtr 3: 0; 2010 Qtr 4: 0; 2011 Qtr 1: 0; 2011 Qtr 2: 0; 2011 Qtr 3: 0; 2011 Qtr 4: 0 | 4
0 | 253085-Comm. HP <65k three phase unitary ER |  | System | Commercial | 01-ALC-AllCommercial-Cooling | 0 |  |  |  |  | 959.2869 | 0 | 170 | 0 | 0 | 789.2869 | 333.947 |  | kWh | 0.15748 | 0 | Commercial | [7 empty] | 15 | 0.5 |  |  |  | 1 | 4 | 0 | 0 | 0 | 0 | 0 | 0 | 0 | 0 | 0 | 0 | 2009 Qtr 1: 0; 2009 Qtr 2: 0; 2009 Qtr 3: 0; 2009 Qtr 4: 4; 2010 Qtr 1: 0; 2010 Qtr 2: 0; 2010 Qtr 3: 0; 2010 Qtr 4: 0; 2011 Qtr 1: 0; 2011 Qtr 2: 0; 2011 Qtr 3: 0; 2011 Qtr 4: 0 | 4
0 | 253085-Comm. HP <65k three phase unitary ER |  | System | Commercial | 01-ALC-AllCommercial-Cooling | 0 |  |  |  |  | 959.2869 | 0 | 170 | 0 | 0 | 789.2869 | 333.947 |  | kWh | 0.15748 | 0 | Commercial | [7 empty] | 15 | 0.5 |  |  |  | 1 | 4 | 0 | 0 | 0 | 0 | 0 | 0 | 0 | 0 | 0 | 0 | 2009 Qtr 1: 0; 2009 Qtr 2: 0; 2009 Qtr 3: 0; 2009 Qtr 4: 4; 2010 Qtr 1: 0; 2010 Qtr 2: 0; 2010 Qtr 3: 0; 2010 Qtr 4: 0; 2011 Qtr 1: 0; 2011 Qtr 2: 0; 2011 Qtr 3: 0; 2011 Qtr 4: 0 | 4
0 | 253085-Comm. HP <65k three phase unitary ER |  | System | Commercial | 01-ALC-AllCommercial-Cooling | 0 |  |  |  |  | 959.2869 | 0 | 170 | 0 | 0 | 789.2869 | 333.947 |  | kWh | 0.15748 | 0 | Commercial | [7 empty] | 15 | 0.5 |  |  |  | 1 | 4 | 0 | 0 | 0 | 0 | 0 | 0 | 0 | 0 | 0 | 0 | 2009 Qtr 1: 0; 2009 Qtr 2: 0; 2009 Qtr 3: 0; 2009 Qtr 4: 4; 2010 Qtr 1: 0; 2010 Qtr 2: 0; 2010 Qtr 3: 0; 2010 Qtr 4: 0; 2011 Qtr 1: 0; 2011 Qtr 2: 0; 2011 Qtr 3: 0; 2011 Qtr 4: 0 | 4
0 | 253085-Comm. HP <65k three phase unitary ER |  | System | Commercial | 01-ALC-AllCommercial-Cooling | 0 |  |  |  |  | 959.2869 | 0 | 170 | 0 | 0 | 789.2869 | 333.947 |  | kWh | 0.15748 | 0 | Commercial | [7 empty] | 15 | 0.5 |  |  |  | 1 | 5 | 0 | 0 | 0 | 0 | 0 | 0 | 0 | 0 | 0 | 0 | 2009 Qtr 1: 0; 2009 Qtr 2: 0; 2009 Qtr 3: 0; 2009 Qtr 4: 5; 2010 Qtr 1: 0; 2010 Qtr 2: 0; 2010 Qtr 3: 0; 2010 Qtr 4: 0; 2011 Qtr 1: 0; 2011 Qtr 2: 0; 2011 Qtr 3: 0; 2011 Qtr 4: 0 | 5
0 | 253085-Comm. HP <65k three phase unitary ER |  | System | Commercial | 01-ALC-AllCommercial-Cooling | 0 |  |  |  |  | 959.2869 | 0 | 170 | 0 | 0 | 789.2869 | 333.947 |  | kWh | 0.15748 | 0 | Commercial | [7 empty] | 15 | 0.5 |  |  |  | 1 | 5 | 0 | 0 | 0 | 0 | 0 | 0 | 0 | 0 | 0 | 0 | 2009 Qtr 1: 0; 2009 Qtr 2: 0; 2009 Qtr 3: 0; 2009 Qtr 4: 5; 2010 Qtr 1: 0; 2010 Qtr 2: 0; 2010 Qtr 3: 0; 2010 Qtr 4: 0; 2011 Qtr 1: 0; 2011 Qtr 2: 0; 2011 Qtr 3: 0; 2011 Qtr 4: 0 | 5
0 | 253085-Comm. HP <65k three phase unitary ER |  | System | Commercial | 01-ALC-AllCommercial-Cooling | 0 |  |  |  |  | 959.2869 | 0 | 170 | 0 | 0 | 789.2869 | 333.947 |  | kWh | 0.15748 | 0 | Commercial | [7 empty] | 15 | 0.5 |  |  |  | 1 | 5 | 0 | 0 | 0 | 0 | 0 | 0 | 0 | 0 | 0 | 0 | 2009 Qtr 1: 0; 2009 Qtr 2: 0; 2009 Qtr 3: 0; 2009 Qtr 4: 5; 2010 Qtr 1: 0; 2010 Qtr 2: 0; 2010 Qtr 3: 0; 2010 Qtr 4: 0; 2011 Qtr 1: 0; 2011 Qtr 2: 0; 2011 Qtr 3: 0; 2011 Qtr 4: 0 | 5
0 | 253079-Comm. HP <65k single phase unitary ER |  | System | Commercial | 01-ALC-AllCommercial-Cooling | 0 |  |  |  |  | 995.132 | 0 | 170 | 0 | 0 | 825.132 | 442.627 |  | kWh | 0.21817 | 0 | Commercial | [7 empty] | 15 | 0.5 |  |  |  | 1 | 2 | 0 | 0 | 0 | 0 | 0 | 0 | 0 | 0 | 0 | 0 | 2009 Qtr 1: 0; 2009 Qtr 2: 0; 2009 Qtr 3: 0; 2009 Qtr 4: 2; 2010 Qtr 1: 0; 2010 Qtr 2: 0; 2010 Qtr 3: 0; 2010 Qtr 4: 0; 2011 Qtr 1: 0; 2011 Qtr 2: 0; 2011 Qtr 3: 0; 2011 Qtr 4: 0 | 2
0 | 253069-Comm. AC 65k to 134k ER |  | System | Commercial | 01-ALC-AllCommercial-Cooling | 0 |  |  |  |  | 757.3824 | 0 | 160.7143 | 0 | 0 | 596.6681 | 361.554 |  | kWh | 0.25974 | 0 | Commercial | [7 empty] | 15 | 0.7 |  |  |  | 1 | 7 | 0 | 0 | 0 | 0 | 0 | 0 | 0 | 0 | 0 | 0 | 2009 Qtr 1: 0; 2009 Qtr 2: 0; 2009 Qtr 3: 0; 2009 Qtr 4: 7; 2010 Qtr 1: 0; 2010 Qtr 2: 0; 2010 Qtr 3: 0; 2010 Qtr 4: 0; 2011 Qtr 1: 0; 2011 Qtr 2: 0; 2011 Qtr 3: 0; 2011 Qtr 4: 0 | 7
0 | 253079-Comm. HP <65k single phase unitary ER |  | System | Commercial | 01-ALC-AllCommercial-Cooling | 0 |  |  |  |  | 995.132 | 0 | 170 | 0 | 0 | 825.132 | 442.627 |  | kWh | 0.21817 | 0 | Commercial | [7 empty] | 15 | 0.5 |  |  |  | 1 | 2 | 0 | 0 | 0 | 0 | 0 | 0 | 0 | 0 | 0 | 0 | 2009 Qtr 1: 0; 2009 Qtr 2: 0; 2009 Qtr 3: 0; 2009 Qtr 4: 2; 2010 Qtr 1: 0; 2010 Qtr 2: 0; 2010 Qtr 3: 0; 2010 Qtr 4: 0; 2011 Qtr 1: 0; 2011 Qtr 2: 0; 2011 Qtr 3: 0; 2011 Qtr 4: 0 | 2
0 | 253085-Comm. HP <65k three phase unitary ER |  | System | Commercial | 01-ALC-AllCommercial-Cooling | 0 |  |  |  |  | 959.2869 | 0 | 170 | 0 | 0 | 789.2869 | 333.947 |  | kWh | 0.15748 | 0 | Commercial | [7 empty] | 15 | 0.5 |  |  |  | 1 | 3 | 0 | 0 | 0 | 0 | 0 | 0 | 0 | 0 | 0 | 0 | 2009 Qtr 1: 0; 2009 Qtr 2: 0; 2009 Qtr 3: 0; 2009 Qtr 4: 3; 2010 Qtr 1: 0; 2010 Qtr 2: 0; 2010 Qtr 3: 0; 2010 Qtr 4: 0; 2011 Qtr 1: 0; 2011 Qtr 2: 0; 2011 Qtr 3: 0; 2011 Qtr 4: 0 | 3
0 | 253085-Comm. HP <65k three phase unitary ER |  | System | Commercial | 01-ALC-AllCommercial-Cooling | 0 |  |  |  |  | 959.2869 | 0 | 170 | 0 | 0 | 789.2869 | 333.947 |  | kWh | 0.15748 | 0 | Commercial | [7 empty] | 15 | 0.5 |  |  |  | 1 | 3 | 0 | 0 | 0 | 0 | 0 | 0 | 0 | 0 | 0 | 0 | 2009 Qtr 1: 0; 2009 Qtr 2: 0; 2009 Qtr 3: 0; 2009 Qtr 4: 3; 2010 Qtr 1: 0; 2010 Qtr 2: 0; 2010 Qtr 3: 0; 2010 Qtr 4: 0; 2011 Qtr 1: 0; 2011 Qtr 2: 0; 2011 Qtr 3: 0; 2011 Qtr 4: 0 | 3
0 | 253085-Comm. HP <65k three phase unitary ER |  | System | Commercial | 01-ALC-AllCommercial-Cooling | 0 |  |  |  |  | 959.2869 | 0 | 170 | 0 | 0 | 789.2869 | 333.947 |  | kWh | 0.15748 | 0 | Commercial | [7 empty] | 15 | 0.5 |  |  |  | 1 | 3 | 0 | 0 | 0 | 0 | 0 | 0 | 0 | 0 | 0 | 0 | 2009 Qtr 1: 0; 2009 Qtr 2: 0; 2009 Qtr 3: 0; 2009 Qtr 4: 3; 2010 Qtr 1: 0; 2010 Qtr 2: 0; 2010 Qtr 3: 0; 2010 Qtr 4: 0; 2011 Qtr 1: 0; 2011 Qtr 2: 0; 2011 Qtr 3: 0; 2011 Qtr 4: 0 | 3
0 | 253085-Comm. HP <65k three phase unitary ER |  | System | Commercial | 01-ALC-AllCommercial-Cooling | 0 |  |  |  |  | 959.2869 | 0 | 170 | 0 | 0 | 789.2869 | 333.947 |  | kWh | 0.15748 | 0 | Commercial | [7 empty] | 15 | 0.5 |  |  |  | 1 | 3 | 0 | 0 | 0 | 0 | 0 | 0 | 0 | 0 | 0 | 0 | 2009 Qtr 1: 0; 2009 Qtr 2: 0; 2009 Qtr 3: 0; 2009 Qtr 4: 3; 2010 Qtr 1: 0; 2010 Qtr 2: 0; 2010 Qtr 3: 0; 2010 Qtr 4: 0; 2011 Qtr 1: 0; 2011 Qtr 2: 0; 2011 Qtr 3: 0; 2011 Qtr 4: 0 | 3
0 | 253085-Comm. HP <65k three phase unitary ER |  | System | Commercial | 01-ALC-AllCommercial-Cooling | 0 |  |  |  |  | 959.2869 | 0 | 170 | 0 | 0 | 789.2869 | 333.947 |  | kWh | 0.15748 | 0 | Commercial | [7 empty] | 15 | 0.5 |  |  |  | 1 | 3 | 0 | 0 | 0 | 0 | 0 | 0 | 0 | 0 | 0 | 0 | 2009 Qtr 1: 0; 2009 Qtr 2: 0; 2009 Qtr 3: 0; 2009 Qtr 4: 3; 2010 Qtr 1: 0; 2010 Qtr 2: 0; 2010 Qtr 3: 0; 2010 Qtr 4: 0; 2011 Qtr 1: 0; 2011 Qtr 2: 0; 2011 Qtr 3: 0; 2011 Qtr 4: 0 | 3
0 | 253085-Comm. HP <65k three phase unitary ER |  | System | Commercial | 01-ALC-AllCommercial-Cooling | 0 |  |  |  |  | 959.2869 | 0 | 170 | 0 | 0 | 789.2869 | 333.947 |  | kWh | 0.15748 | 0 | Commercial | [7 empty] | 15 | 0.5 |  |  |  | 1 | 3 | 0 | 0 | 0 | 0 | 0 | 0 | 0 | 0 | 0 | 0 | 2009 Qtr 1: 0; 2009 Qtr 2: 0; 2009 Qtr 3: 0; 2009 Qtr 4: 3; 2010 Qtr 1: 0; 2010 Qtr 2: 0; 2010 Qtr 3: 0; 2010 Qtr 4: 0; 2011 Qtr 1: 0; 2011 Qtr 2: 0; 2011 Qtr 3: 0; 2011 Qtr 4: 0 | 3
0 | 253019-Residential HP SEER 15 Early Ret. CZ 6, 7 or 8 |  | System | Residential | 26-SFM-ResidentialSingleFamily-SP_COOL | 0 |  |  |  |  | 826.7167 | 0 | 41.6667 | 0 | 0 | 785.05 | 663.284 |  | kWh | 0.36804 | 0 | Residential | [7 empty] | 15 | 0.67 |  |  |  | 1 | 2 | 0 | 0 | 0 | 0 | 0 | 0 | 0 | 0 | 0 | 0 | 2009 Qtr 1: 0; 2009 Qtr 2: 0; 2009 Qtr 3: 0; 2009 Qtr 4: 2; 2010 Qtr 1: 0; 2010 Qtr 2: 0; 2010 Qtr 3: 0; 2010 Qtr 4: 0; 2011 Qtr 1: 0; 2011 Qtr 2: 0; 2011 Qtr 3: 0; 2011 Qtr 4: 0 | 2
0 | 253007-Residential AC SEER 14 Early Ret. CZ 6, 7 or 8 |  | System | Residential | 26-SFM-ResidentialSingleFamily-SP_COOL | 0 |  |  |  |  | 642.1695 | 0 | 34.7222 | 0 | 0 | 607.4473 | 184.853 |  | kWh | 0.37116 | 0.59287 | Residential |  | Winter Only | [5 empty] | 15 | 0.67 |  |  |  | 1 | 4 | 0 | 0 | 0 | 0 | 0 | 0 | 0 | 0 | 0 | 0 | 2009 Qtr 1: 0; 2009 Qtr 2: 0; 2009 Qtr 3: 0; 2009 Qtr 4: 4; 2010 Qtr 1: 0; 2010 Qtr 2: 0; 2010 Qtr 3: 0; 2010 Qtr 4: 0; 2011 Qtr 1: 0; 2011 Qtr 2: 0; 2011 Qtr 3: 0; 2011 Qtr 4: 0 | 4
0 | 253005-Residential AC SEER 13 Early Ret. CZ 6, 7 or 8 |  | System | Residential | 26-SFM-ResidentialSingleFamily-SP_COOL | 0 |  |  |  |  | 549.5508 | 0 | 37.5 | 0 | 0 | 512.0508 | 169.092 |  | kWh | 0.32706 | 0.20484 | Residential |  | Winter Only | [5 empty] | 15 | 0.67 |  |  |  | 1 | 2 | 0 | 0 | 0 | 0 | 0 | 0 | 0 | 0 | 0 | 0 | 2009 Qtr 1: 0; 2009 Qtr 2: 0; 2009 Qtr 3: 0; 2009 Qtr 4: 2; 2010 Qtr 1: 0; 2010 Qtr 2: 0; 2010 Qtr 3: 0; 2010 Qtr 4: 0; 2011 Qtr 1: 0; 2011 Qtr 2: 0; 2011 Qtr 3: 0; 2011 Qtr 4: 0 | 2
0 | 253009-Residential AC SEER 15 Early Ret. CZ 6, 7 or 8 |  | System | Residential | 26-SFM-ResidentialSingleFamily-SP_COOL | 0 |  |  |  |  | 734.7882 | 0 | 41.6667 | 0 | 0 | 693.1215 | 219.055 |  | kWh | 0.38807 | -1.3318 | Residential |  | Winter Only | [5 empty] | 15 | 0.67 |  |  |  | 1 | 3 | 0 | 0 | 0 | 0 | 0 | 0 | 0 | 0 | 0 | 0 | 2009 Qtr 1: 0; 2009 Qtr 2: 0; 2009 Qtr 3: 0; 2009 Qtr 4: 3; 2010 Qtr 1: 0; 2010 Qtr 2: 0; 2010 Qtr 3: 0; 2010 Qtr 4: 0; 2011 Qtr 1: 0; 2011 Qtr 2: 0; 2011 Qtr 3: 0; 2011 Qtr 4: 0 | 3
0 | 253007-Residential AC SEER 14 Early Ret. CZ 6, 7 or 8 |  | System | Residential | 26-SFM-ResidentialSingleFamily-SP_COOL | 0 |  |  |  |  | 642.1695 | 0 | 34.7222 | 0 | 0 | 607.4473 | 184.853 |  | kWh | 0.37116 | 0.59287 | Residential |  | Winter Only | [5 empty] | 15 | 0.67 |  |  |  | 1 | 3 | 0 | 0 | 0 | 0 | 0 | 0 | 0 | 0 | 0 | 0 | 2009 Qtr 1: 0; 2009 Qtr 2: 0; 2009 Qtr 3: 0; 2009 Qtr 4: 3; 2010 Qtr 1: 0; 2010 Qtr 2: 0; 2010 Qtr 3: 0; 2010 Qtr 4: 0; 2011 Qtr 1: 0; 2011 Qtr 2: 0; 2011 Qtr 3: 0; 2011 Qtr 4: 0 | 3
0 | 253006-Residential AC SEER 13 Early Ret. CZ 10, 14, or 15 |  | System | Residential | 26-SFM-ResidentialSingleFamily-SP_COOL | 0 |  |  |  |  | 549.5508 | 0 | 85 | 0 | 0 | 464.5508 | 291.643 |  | kWh | 0.32916 | 0.11379 | Residential |  | Winter Only | [5 empty] | 15 | 0.67 |  |  |  | 1 | 4 | 0 | 0 | 0 | 0 | 0 | 0 | 0 | 0 | 0 | 0 | 2009 Qtr 1: 0; 2009 Qtr 2: 0; 2009 Qtr 3: 0; 2009 Qtr 4: 4; 2010 Qtr 1: 0; 2010 Qtr 2: 0; 2010 Qtr 3: 0; 2010 Qtr 4: 0; 2011 Qtr 1: 0; 2011 Qtr 2: 0; 2011 Qtr 3: 0; 2011 Qtr 4: 0 | 4
0 | 253015-Residential HP SEER 13 Early Ret. CZ 6, 7 or 8 |  | System | Residential | 26-SFM-ResidentialSingleFamily-SP_COOL | 0 |  |  |  |  | 630.8445 | 0 | 37.5 | 0 | 0 | 593.3445 | 560.034 |  | kWh | 0.27791 | 0 | Residential |  | Winter Only | [5 empty] | 15 | 0.67 |  |  |  | 1 | 2 | 0 | 0 | 0 | 0 | 0 | 0 | 0 | 0 | 0 | 0 | 2009 Qtr 1: 0; 2009 Qtr 2: 0; 2009 Qtr 3: 0; 2009 Qtr 4: 2; 2010 Qtr 1: 0; 2010 Qtr 2: 0; 2010 Qtr 3: 0; 2010 Qtr 4: 0; 2011 Qtr 1: 0; 2011 Qtr 2: 0; 2011 Qtr 3: 0; 2011 Qtr 4: 0 | 2
0 | 253007-Residential AC SEER 14 Early Ret. CZ 6, 7 or 8 |  | System | Residential | 26-SFM-ResidentialSingleFamily-SP_COOL | 0 |  |  |  |  | 642.1695 | 0 | 34.7222 | 0 | 0 | 607.4473 | 184.853 |  | kWh | 0.37116 | 0.59287 | Residential |  | Winter Only | [5 empty] | 15 | 0.67 |  |  |  | 1 | 4 | 0 | 0 | 0 | 0 | 0 | 0 | 0 | 0 | 0 | 0 | 2009 Qtr 1: 0; 2009 Qtr 2: 0; 2009 Qtr 3: 0; 2009 Qtr 4: 4; 2010 Qtr 1: 0; 2010 Qtr 2: 0; 2010 Qtr 3: 0; 2010 Qtr 4: 0; 2011 Qtr 1: 0; 2011 Qtr 2: 0; 2011 Qtr 3: 0; 2011 Qtr 4: 0 | 4
0 | 253007-Residential AC SEER 14 Early Ret. CZ 6, 7 or 8 |  | System | Residential | 26-SFM-ResidentialSingleFamily-SP_COOL | 0 |  |  |  |  | 642.1695 | 0 | 40.5093 | 0 | 0 | 601.6602 | 184.853 |  | kWh | 0.37116 | 0.59287 | Residential |  | Winter Only | [5 empty] | 15 | 0.67 |  |  |  | 1 | 3 | 0 | 0 | 0 | 0 | 0 | 0 | 0 | 0 | 0 | 0 | 2009 Qtr 1: 0; 2009 Qtr 2: 0; 2009 Qtr 3: 0; 2009 Qtr 4: 3; 2010 Qtr 1: 0; 2010 Qtr 2: 0; 2010 Qtr 3: 0; 2010 Qtr 4: 0; 2011 Qtr 1: 0; 2011 Qtr 2: 0; 2011 Qtr 3: 0; 2011 Qtr 4: 0 | 3
0 | 253009-Residential AC SEER 15 Early Ret. CZ 6, 7 or 8 |  | System | Residential | 26-SFM-ResidentialSingleFamily-SP_COOL | 0 |  |  |  |  | 734.7882 | 0 | 41.6667 | 0 | 0 | 693.1215 | 219.055 |  | kWh | 0.38807 | -1.3318 | Residential |  | Winter Only | [5 empty] | 15 | 0.67 |  |  |  | 1 | 2 | 0 | 0 | 0 | 0 | 0 | 0 | 0 | 0 | 0 | 0 | 2009 Qtr 1: 0; 2009 Qtr 2: 0; 2009 Qtr 3: 0; 2009 Qtr 4: 2; 2010 Qtr 1: 0; 2010 Qtr 2: 0; 2010 Qtr 3: 0; 2010 Qtr 4: 0; 2011 Qtr 1: 0; 2011 Qtr 2: 0; 2011 Qtr 3: 0; 2011 Qtr 4: 0 | 2
0 | 253008-Residential AC SEER 14 Early Ret. CZ 10, 14, or 15 |  | System | Residential | 26-SFM-ResidentialSingleFamily-SP_COOL | 0 |  |  |  |  | 642.1695 | 0 | 128.3333 | 0 | 0 | 513.8362 | 322.849 |  | kWh | 0.37218 | 0.40228 | Residential |  | Winter Only | [5 empty] | 15 | 0.67 |  |  |  | 1 | 3 | 0 | 0 | 0 | 0 | 0 | 0 | 0 | 0 | 0 | 0 | 2009 Qtr 1: 0; 2009 Qtr 2: 0; 2009 Qtr 3: 0; 2009 Qtr 4: 3; 2010 Qtr 1: 0; 2010 Qtr 2: 0; 2010 Qtr 3: 0; 2010 Qtr 4: 0; 2011 Qtr 1: 0; 2011 Qtr 2: 0; 2011 Qtr 3: 0; 2011 Qtr 4: 0 | 3
0 | 253009-Residential AC SEER 15 Early Ret. CZ 6, 7 or 8 |  | System | Residential | 26-SFM-ResidentialSingleFamily-SP_COOL | 0 |  |  |  |  | 734.7882 | 0 | 41.6667 | 0 | 0 | 693.1215 | 219.055 |  | kWh | 0.38807 | -1.3318 | Residential |  | Winter Only | [5 empty] | 15 | 0.67 |  |  |  | 1 | 4 | 0 | 0 | 0 | 0 | 0 | 0 | 0 | 0 | 0 | 0 | 2009 Qtr 1: 0; 2009 Qtr 2: 0; 2009 Qtr 3: 0; 2009 Qtr 4: 4; 2010 Qtr 1: 0; 2010 Qtr 2: 0; 2010 Qtr 3: 0; 2010 Qtr 4: 0; 2011 Qtr 1: 0; 2011 Qtr 2: 0; 2011 Qtr 3: 0; 2011 Qtr 4: 0 | 4
0 | 253008-Residential AC SEER 14 Early Ret. CZ 10, 14, or 15 |  | System | Residential | 26-SFM-ResidentialSingleFamily-SP_COOL | 0 |  |  |  |  | 642.1695 | 0 | 137.5 | 0 | 0 | 504.6695 | 322.849 |  | kWh | 0.37218 | 0.40228 | Residential |  | Winter Only | [5 empty] | 15 | 0.67 |  |  |  | 1 | 2 | 0 | 0 | 0 | 0 | 0 | 0 | 0 | 0 | 0 | 0 | 2009 Qtr 1: 0; 2009 Qtr 2: 0; 2009 Qtr 3: 0; 2009 Qtr 4: 2; 2010 Qtr 1: 0; 2010 Qtr 2: 0; 2010 Qtr 3: 0; 2010 Qtr 4: 0; 2011 Qtr 1: 0; 2011 Qtr 2: 0; 2011 Qtr 3: 0; 2011 Qtr 4: 0 | 2
0 | 253007-Residential AC SEER 14 Early Ret. CZ 6, 7 or 8 |  | System | Residential | 26-SFM-ResidentialSingleFamily-SP_COOL | 0 |  |  |  |  | 642.1695 | 0 | 34.7222 | 0 | 0 | 607.4473 | 184.853 |  | kWh | 0.37116 | 0.59287 | Residential |  | Winter Only | [5 empty] | 15 | 0.67 |  |  |  | 1 | 4 | 0 | 0 | 0 | 0 | 0 | 0 | 0 | 0 | 0 | 0 | 2009 Qtr 1: 0; 2009 Qtr 2: 0; 2009 Qtr 3: 0; 2009 Qtr 4: 4; 2010 Qtr 1: 0; 2010 Qtr 2: 0; 2010 Qtr 3: 0; 2010 Qtr 4: 0; 2011 Qtr 1: 0; 2011 Qtr 2: 0; 2011 Qtr 3: 0; 2011 Qtr 4: 0 | 4
0 | 253007-Residential AC SEER 14 Early Ret. CZ 6, 7 or 8 |  | System | Residential | 26-SFM-ResidentialSingleFamily-SP_COOL | 0 |  |  |  |  | 642.1695 | 0 | 34.7222 | 0 | 0 | 607.4473 | 184.853 |  | kWh | 0.37116 | 0.59287 | Residential |  | Winter Only | [5 empty] | 15 | 0.67 |  |  |  | 1 | 4 | 0 | 0 | 0 | 0 | 0 | 0 | 0 | 0 | 0 | 0 | 2009 Qtr 1: 0; 2009 Qtr 2: 0; 2009 Qtr 3: 0; 2009 Qtr 4: 4; 2010 Qtr 1: 0; 2010 Qtr 2: 0; 2010 Qtr 3: 0; 2010 Qtr 4: 0; 2011 Qtr 1: 0; 2011 Qtr 2: 0; 2011 Qtr 3: 0; 2011 Qtr 4: 0 | 4
0 | 253006-Residential AC SEER 13 Early Ret. CZ 10, 14, or 15 |  | System | Residential | 26-SFM-ResidentialSingleFamily-SP_COOL | 0 |  |  |  |  | 549.5508 | 0 | 106.25 | 0 | 0 | 443.3008 | 291.643 |  | kWh | 0.32916 | 0.11379 | Residential |  | Winter Only | [5 empty] | 15 | 0.67 |  |  |  | 1 | 2 | 0 | 0 | 0 | 0 | 0 | 0 | 0 | 0 | 0 | 0 | 2009 Qtr 1: 0; 2009 Qtr 2: 0; 2009 Qtr 3: 0; 2009 Qtr 4: 2; 2010 Qtr 1: 0; 2010 Qtr 2: 0; 2010 Qtr 3: 0; 2010 Qtr 4: 0; 2011 Qtr 1: 0; 2011 Qtr 2: 0; 2011 Qtr 3: 0; 2011 Qtr 4: 0 | 2
0 | 253007-Residential AC SEER 14 Early Ret. CZ 6, 7 or 8 |  | System | Residential | 26-SFM-ResidentialSingleFamily-SP_COOL | 0 |  |  |  |  | 642.1695 | 0 | 40.5093 | 0 | 0 | 601.6602 | 184.853 |  | kWh | 0.37116 | 0.59287 | Residential |  | Winter Only | [5 empty] | 15 | 0.67 |  |  |  | 1 | 3 | 0 | 0 | 0 | 0 | 0 | 0 | 0 | 0 | 0 | 0 | 2009 Qtr 1: 0; 2009 Qtr 2: 0; 2009 Qtr 3: 0; 2009 Qtr 4: 3; 2010 Qtr 1: 0; 2010 Qtr 2: 0; 2010 Qtr 3: 0; 2010 Qtr 4: 0; 2011 Qtr 1: 0; 2011 Qtr 2: 0; 2011 Qtr 3: 0; 2011 Qtr 4: 0 | 3
0 | 253016-Residential HP SEER 13 Early Ret. CZ 10, 14, or 15 |  | System | Residential | 26-SFM-ResidentialSingleFamily-SP_COOL | 0 |  |  |  |  | 630.8445 | 0 | 85 | 0 | 0 | 545.8445 | 731.56 |  | kWh | 0.25623 | 0 | Residential | [7 empty] | 15 | 0.67 |  |  |  | 1 | 4 | 0 | 0 | 0 | 0 | 0 | 0 | 0 | 0 | 0 | 0 | 2009 Qtr 1: 0; 2009 Qtr 2: 0; 2009 Qtr 3: 0; 2009 Qtr 4: 4; 2010 Qtr 1: 0; 2010 Qtr 2: 0; 2010 Qtr 3: 0; 2010 Qtr 4: 0; 2011 Qtr 1: 0; 2011 Qtr 2: 0; 2011 Qtr 3: 0; 2011 Qtr 4: 0 | 4
0 | 253006-Residential AC SEER 13 Early Ret. CZ 10, 14, or 15 |  | System | Residential | 26-SFM-ResidentialSingleFamily-SP_COOL | 0 |  |  |  |  | 549.5508 | 0 | 85 | 0 | 0 | 464.5508 | 291.643 |  | kWh | 0.32916 | 0.11379 | Residential |  | Winter Only | [5 empty] | 15 | 0.67 |  |  |  | 1 | 4 | 0 | 0 | 0 | 0 | 0 | 0 | 0 | 0 | 0 | 0 | 2009 Qtr 1: 0; 2009 Qtr 2: 0; 2009 Qtr 3: 0; 2009 Qtr 4: 4; 2010 Qtr 1: 0; 2010 Qtr 2: 0; 2010 Qtr 3: 0; 2010 Qtr 4: 0; 2011 Qtr 1: 0; 2011 Qtr 2: 0; 2011 Qtr 3: 0; 2011 Qtr 4: 0 | 4
0 | 253008-Residential AC SEER 14 Early Ret. CZ 10, 14, or 15 |  | System | Residential | 26-SFM-ResidentialSingleFamily-SP_COOL | 0 |  |  |  |  | 642.1695 | 0 | 110 | 0 | 0 | 532.1695 | 322.849 |  | kWh | 0.37218 | 0.40228 | Residential |  | Winter Only | [5 empty] | 15 | 0.67 |  |  |  | 1 | 3 | 0 | 0 | 0 | 0 | 0 | 0 | 0 | 0 | 0 | 0 | 2009 Qtr 1: 0; 2009 Qtr 2: 0; 2009 Qtr 3: 0; 2009 Qtr 4: 3; 2010 Qtr 1: 0; 2010 Qtr 2: 0; 2010 Qtr 3: 0; 2010 Qtr 4: 0; 2011 Qtr 1: 0; 2011 Qtr 2: 0; 2011 Qtr 3: 0; 2011 Qtr 4: 0 | 3
0 | 253007-Residential AC SEER 14 Early Ret. CZ 6, 7 or 8 |  | System | Residential | 26-SFM-ResidentialSingleFamily-SP_COOL | 0 |  |  |  |  | 642.1695 | 0 | 34.7222 | 0 | 0 | 607.4473 | 184.853 |  | kWh | 0.37116 | 0.59287 | Residential |  | Winter Only | [5 empty] | 15 | 0.67 |  |  |  | 1 | 3 | 0 | 0 | 0 | 0 | 0 | 0 | 0 | 0 | 0 | 0 | 2009 Qtr 1: 0; 2009 Qtr 2: 0; 2009 Qtr 3: 0; 2009 Qtr 4: 3; 2010 Qtr 1: 0; 2010 Qtr 2: 0; 2010 Qtr 3: 0; 2010 Qtr 4: 0; 2011 Qtr 1: 0; 2011 Qtr 2: 0; 2011 Qtr 3: 0; 2011 Qtr 4: 0 | 3
0 | 253008-Residential AC SEER 14 Early Ret. CZ 10, 14, or 15 |  | System | Residential | 26-SFM-ResidentialSingleFamily-SP_COOL | 0 |  |  |  |  | 642.1695 | 0 | 110 | 0 | 0 | 532.1695 | 322.849 |  | kWh | 0.37218 | 0.40228 | Residential |  | Winter Only | [5 empty] | 15 | 0.67 |  |  |  | 1 | 4 | 0 | 0 | 0 | 0 | 0 | 0 | 0 | 0 | 0 | 0 | 2009 Qtr 1: 0; 2009 Qtr 2: 0; 2009 Qtr 3: 0; 2009 Qtr 4: 4; 2010 Qtr 1: 0; 2010 Qtr 2: 0; 2010 Qtr 3: 0; 2010 Qtr 4: 0; 2011 Qtr 1: 0; 2011 Qtr 2: 0; 2011 Qtr 3: 0; 2011 Qtr 4: 0 | 4
0 | 253019-Residential HP SEER 15 Early Ret. CZ 6, 7 or 8 |  | System | Residential | 26-SFM-ResidentialSingleFamily-SP_COOL | 0 |  |  |  |  | 826.7167 | 0 | 41.6667 | 0 | 0 | 785.05 | 663.284 |  | kWh | 0.36804 | 0 | Residential | [7 empty] | 15 | 0.67 |  |  |  | 1 | 2 | 0 | 0 | 0 | 0 | 0 | 0 | 0 | 0 | 0 | 0 | 2009 Qtr 1: 0; 2009 Qtr 2: 0; 2009 Qtr 3: 0; 2009 Qtr 4: 2; 2010 Qtr 1: 0; 2010 Qtr 2: 0; 2010 Qtr 3: 0; 2010 Qtr 4: 0; 2011 Qtr 1: 0; 2011 Qtr 2: 0; 2011 Qtr 3: 0; 2011 Qtr 4: 0 | 2
0 | 253008-Residential AC SEER 14 Early Ret. CZ 10, 14, or 15 |  | System | Residential | 26-SFM-ResidentialSingleFamily-SP_COOL | 0 |  |  |  |  | 642.1695 | 0 | 110 | 0 | 0 | 532.1695 | 322.849 |  | kWh | 0.37218 | 0.40228 | Residential |  | Winter Only | [5 empty] | 15 | 0.67 |  |  |  | 1 | 4 | 0 | 0 | 0 | 0 | 0 | 0 | 0 | 0 | 0 | 0 | 2009 Qtr 1: 0; 2009 Qtr 2: 0; 2009 Qtr 3: 0; 2009 Qtr 4: 4; 2010 Qtr 1: 0; 2010 Qtr 2: 0; 2010 Qtr 3: 0; 2010 Qtr 4: 0; 2011 Qtr 1: 0; 2011 Qtr 2: 0; 2011 Qtr 3: 0; 2011 Qtr 4: 0 | 4
0 | 253007-Residential AC SEER 14 Early Ret. CZ 6, 7 or 8 |  | System | Residential | 26-SFM-ResidentialSingleFamily-SP_COOL | 0 |  |  |  |  | 642.1695 | 0 | 43.4028 | 0 | 0 | 598.7667 | 184.853 |  | kWh | 0.37116 | 0.59287 | Residential |  | Winter Only | [5 empty] | 15 | 0.67 |  |  |  | 1 | 2 | 0 | 0 | 0 | 0 | 0 | 0 | 0 | 0 | 0 | 0 | 2009 Qtr 1: 0; 2009 Qtr 2: 0; 2009 Qtr 3: 0; 2009 Qtr 4: 2; 2010 Qtr 1: 0; 2010 Qtr 2: 0; 2010 Qtr 3: 0; 2010 Qtr 4: 0; 2011 Qtr 1: 0; 2011 Qtr 2: 0; 2011 Qtr 3: 0; 2011 Qtr 4: 0 | 2
0 | 253006-Residential AC SEER 13 Early Ret. CZ 10, 14, or 15 |  | System | Residential | 26-SFM-ResidentialSingleFamily-SP_COOL | 0 |  |  |  |  | 549.5508 | 0 | 85 | 0 | 0 | 464.5508 | 291.643 |  | kWh | 0.32916 | 0.11379 | Residential |  | Winter Only | [5 empty] | 15 | 0.67 |  |  |  | 1 | 3 | 0 | 0 | 0 | 0 | 0 | 0 | 0 | 0 | 0 | 0 | 2009 Qtr 1: 0; 2009 Qtr 2: 0; 2009 Qtr 3: 0; 2009 Qtr 4: 3; 2010 Qtr 1: 0; 2010 Qtr 2: 0; 2010 Qtr 3: 0; 2010 Qtr 4: 0; 2011 Qtr 1: 0; 2011 Qtr 2: 0; 2011 Qtr 3: 0; 2011 Qtr 4: 0 | 3
0 | 253008-Residential AC SEER 14 Early Ret. CZ 10, 14, or 15 |  | System | Residential | 26-SFM-ResidentialSingleFamily-SP_COOL | 0 |  |  |  |  | 642.1695 | 0 | 128.3333 | 0 | 0 | 513.8362 | 322.849 |  | kWh | 0.37218 | 0.40228 | Residential |  | Winter Only | [5 empty] | 15 | 0.67 |  |  |  | 1 | 3 | 0 | 0 | 0 | 0 | 0 | 0 | 0 | 0 | 0 | 0 | 2009 Qtr 1: 0; 2009 Qtr 2: 0; 2009 Qtr 3: 0; 2009 Qtr 4: 3; 2010 Qtr 1: 0; 2010 Qtr 2: 0; 2010 Qtr 3: 0; 2010 Qtr 4: 0; 2011 Qtr 1: 0; 2011 Qtr 2: 0; 2011 Qtr 3: 0; 2011 Qtr 4: 0 | 3
0 | 253039-Comm. AC 240k to 759k |  | System | Commercial | 01-ALC-AllCommercial-Cooling | 0 |  |  |  |  | 115.1303 | 0 | 60 | 0 | 0 | 55.1303 | 208.977 |  | kWh | 0.15018 | 0 | Commercial | [7 empty] | 15 | 0.7 |  |  |  | 1 | 50 | 0 | 0 | 0 | 0 | 0 | 0 | 0 | 0 | 0 | 0 | 2009 Qtr 1: 0; 2009 Qtr 2: 0; 2009 Qtr 3: 0; 2009 Qtr 4: 50; 2010 Qtr 1: 0; 2010 Qtr 2: 0; 2010 Qtr 3: 0; 2010 Qtr 4: 0; 2011 Qtr 1: 0; 2011 Qtr 2: 0; 2011 Qtr 3: 0; 2011 Qtr 4: 0 | 50
0 | 253039-Comm. AC 240k to 759k |  | System | Commercial | 01-ALC-AllCommercial-Cooling | 0 |  |  |  |  | 115.1303 | 0 | 60 | 0 | 0 | 55.1303 | 208.977 |  | kWh | 0.15018 | 0 | Commercial | [7 empty] | 15 | 0.7 |  |  |  | 1 | 60 | 0 | 0 | 0 | 0 | 0 | 0 | 0 | 0 | 0 | 0 | 2009 Qtr 1: 0; 2009 Qtr 2: 0; 2009 Qtr 3: 0; 2009 Qtr 4: 60; 2010 Qtr 1: 0; 2010 Qtr 2: 0; 2010 Qtr 3: 0; 2010 Qtr 4: 0; 2011 Qtr 1: 0; 2011 Qtr 2: 0; 2011 Qtr 3: 0; 2011 Qtr 4: 0 | 60
0 | 253039-Comm. AC 240k to 759k |  | System | Commercial | 01-ALC-AllCommercial-Cooling | 0 |  |  |  |  | 115.1303 | 0 | 60 | 0 | 0 | 55.1303 | 208.977 |  | kWh | 0.15018 | 0 | Commercial | [7 empty] | 15 | 0.7 |  |  |  | 1 | 60 | 0 | 0 | 0 | 0 | 0 | 0 | 0 | 0 | 0 | 0 | 2009 Qtr 1: 0; 2009 Qtr 2: 0; 2009 Qtr 3: 0; 2009 Qtr 4: 60; 2010 Qtr 1: 0; 2010 Qtr 2: 0; 2010 Qtr 3: 0; 2010 Qtr 4: 0; 2011 Qtr 1: 0; 2011 Qtr 2: 0; 2011 Qtr 3: 0; 2011 Qtr 4: 0 | 60
0 | 253001-Residential AC SEER 14 CZ 6, 7 or 8 |  | System | Residential | 26-SFM-ResidentialSingleFamily-SP_COOL | 0 |  |  |  |  | 92.6187 | 0 | 12.5 | 0 | 0 | 80.1187 | 184.853 |  | kWh | 0.37116 | 0.59287 | Residential |  | Winter Only | [5 empty] | 15 | 0.67 |  |  |  | 1 | 3 | 0 | 0 | 0 | 0 | 0 | 0 | 0 | 0 | 0 | 0 | 2009 Qtr 1: 0; 2009 Qtr 2: 0; 2009 Qtr 3: 0; 2009 Qtr 4: 3; 2010 Qtr 1: 0; 2010 Qtr 2: 0; 2010 Qtr 3: 0; 2010 Qtr 4: 0; 2011 Qtr 1: 0; 2011 Qtr 2: 0; 2011 Qtr 3: 0; 2011 Qtr 4: 0 | 3
0 | 253021-Res. Refr. Charge QI: Repl. on Failure CZ 6, 7 or 8 |  | System | Residential | 26-SFM-ResidentialSingleFamily-SP_COOL | 0 |  |  |  |  | 10.3583 | 0 | 19.4444 | 0 | 0 | -9.0861 | 57.1467 |  | kWh | 0.10312 | -0.050476 | Residential |  | Winter Only | [5 empty] | 10 | 0.78 |  |  |  | 0 | 3 | 0 | 0 | 0 | 0 | 0 | 0 | 0 | 0 | 0 | 0 | 2009 Qtr 1: 0; 2009 Qtr 2: 0; 2009 Qtr 3: 0; 2009 Qtr 4: 3; 2010 Qtr 1: 0; 2010 Qtr 2: 0; 2010 Qtr 3: 0; 2010 Qtr 4: 0; 2011 Qtr 1: 0; 2011 Qtr 2: 0; 2011 Qtr 3: 0; 2011 Qtr 4: 0 | 3
0 | 253007-Residential AC SEER 14 Early Ret. CZ 6, 7 or 8 |  | System | Residential | 26-SFM-ResidentialSingleFamily-SP_COOL | 0 |  |  |  |  | 642.1695 | 0 | 34.7222 | 0 | 0 | 607.4473 | 184.853 |  | kWh | 0.37116 | 0.59287 | Residential |  | Winter Only | [5 empty] | 15 | 0.67 |  |  |  | 1 | 5 | 0 | 0 | 0 | 0 | 0 | 0 | 0 | 0 | 0 | 0 | 2009 Qtr 1: 0; 2009 Qtr 2: 0; 2009 Qtr 3: 0; 2009 Qtr 4: 5; 2010 Qtr 1: 0; 2010 Qtr 2: 0; 2010 Qtr 3: 0; 2010 Qtr 4: 0; 2011 Qtr 1: 0; 2011 Qtr 2: 0; 2011 Qtr 3: 0; 2011 Qtr 4: 0 | 5
0 | 253041-Comm. HP <65k single phase split |  | System | Commercial | 01-ALC-AllCommercial-Cooling | 0 |  |  |  |  | 97.9361 | 0 | 45 | 0 | 0 | 52.9361 | 433.758 |  | kWh | 0.20195 | 0 | Commercial | [7 empty] | 15 | 0.5 |  |  |  | 1 | 1 | 0 | 0 | 0 | 0 | 0 | 0 | 0 | 0 | 0 | 0 | 2009 Qtr 1: 0; 2009 Qtr 2: 0; 2009 Qtr 3: 0; 2009 Qtr 4: 1; 2010 Qtr 1: 0; 2010 Qtr 2: 0; 2010 Qtr 3: 0; 2010 Qtr 4: 0; 2011 Qtr 1: 0; 2011 Qtr 2: 0; 2011 Qtr 3: 0; 2011 Qtr 4: 0 | 1
0 | 253041-Comm. HP <65k single phase split |  | System | Commercial | 01-ALC-AllCommercial-Cooling | 0 |  |  |  |  | 97.9361 | 0 | 45 | 0 | 0 | 52.9361 | 433.758 |  | kWh | 0.20195 | 0 | Commercial | [7 empty] | 15 | 0.5 |  |  |  | 1 | 1 | 0 | 0 | 0 | 0 | 0 | 0 | 0 | 0 | 0 | 0 | 2009 Qtr 1: 0; 2009 Qtr 2: 0; 2009 Qtr 3: 0; 2009 Qtr 4: 1; 2010 Qtr 1: 0; 2010 Qtr 2: 0; 2010 Qtr 3: 0; 2010 Qtr 4: 0; 2011 Qtr 1: 0; 2011 Qtr 2: 0; 2011 Qtr 3: 0; 2011 Qtr 4: 0 | 1
0 | 253041-Comm. HP <65k single phase split |  | System | Commercial | 01-ALC-AllCommercial-Cooling | 0 |  |  |  |  | 97.9361 | 0 | 45 | 0 | 0 | 52.9361 | 433.758 |  | kWh | 0.20195 | 0 | Commercial | [7 empty] | 15 | 0.5 |  |  |  | 1 | 1 | 0 | 0 | 0 | 0 | 0 | 0 | 0 | 0 | 0 | 0 | 2009 Qtr 1: 0; 2009 Qtr 2: 0; 2009 Qtr 3: 0; 2009 Qtr 4: 1; 2010 Qtr 1: 0; 2010 Qtr 2: 0; 2010 Qtr 3: 0; 2010 Qtr 4: 0; 2011 Qtr 1: 0; 2011 Qtr 2: 0; 2011 Qtr 3: 0; 2011 Qtr 4: 0 | 1
0 | 253041-Comm. HP <65k single phase split |  | System | Commercial | 01-ALC-AllCommercial-Cooling | 0 |  |  |  |  | 97.9361 | 0 | 45 | 0 | 0 | 52.9361 | 433.758 |  | kWh | 0.20195 | 0 | Commercial | [7 empty] | 15 | 0.5 |  |  |  | 1 | 1 | 0 | 0 | 0 | 0 | 0 | 0 | 0 | 0 | 0 | 0 | 2009 Qtr 1: 0; 2009 Qtr 2: 0; 2009 Qtr 3: 0; 2009 Qtr 4: 1; 2010 Qtr 1: 0; 2010 Qtr 2: 0; 2010 Qtr 3: 0; 2010 Qtr 4: 0; 2011 Qtr 1: 0; 2011 Qtr 2: 0; 2011 Qtr 3: 0; 2011 Qtr 4: 0 | 1
0 | 253013-Residential HP SEER 15 CZ 6, 7 or 8 |  | System | Residential | 26-SFM-ResidentialSingleFamily-SP_COOL | 0 |  |  |  |  | 173.614 | 0 | 30 | 0 | 0 | 143.614 | 663.284 |  | kWh | 0.36804 | 0 | Residential | [7 empty] | 15 | 0.67 |  |  |  | 1 | 1 | 0 | 0 | 0 | 0 | 0 | 0 | 0 | 0 | 0 | 0 | 2009 Qtr 1: 0; 2009 Qtr 2: 0; 2009 Qtr 3: 0; 2009 Qtr 4: 1; 2010 Qtr 1: 0; 2010 Qtr 2: 0; 2010 Qtr 3: 0; 2010 Qtr 4: 0; 2011 Qtr 1: 0; 2011 Qtr 2: 0; 2011 Qtr 3: 0; 2011 Qtr 4: 0 | 1
0 | 253013-Residential HP SEER 15 CZ 6, 7 or 8 |  | System | Residential | 26-SFM-ResidentialSingleFamily-SP_COOL | 0 |  |  |  |  | 173.614 | 0 | 45 | 0 | 0 | 128.614 | 663.284 |  | kWh | 0.36804 | 0 | Residential | [7 empty] | 15 | 0.67 |  |  |  | 1 | 1 | 0 | 0 | 0 | 0 | 0 | 0 | 0 | 0 | 0 | 0 | 2009 Qtr 1: 0; 2009 Qtr 2: 0; 2009 Qtr 3: 0; 2009 Qtr 4: 1; 2010 Qtr 1: 0; 2010 Qtr 2: 0; 2010 Qtr 3: 0; 2010 Qtr 4: 0; 2011 Qtr 1: 0; 2011 Qtr 2: 0; 2011 Qtr 3: 0; 2011 Qtr 4: 0 | 1
0 | 253014-Residential HP SEER 15 CZ 10, 14, or 15 |  | System | Residential | 26-SFM-ResidentialSingleFamily-SP_COOL | 0 |  |  |  |  | 183.2353 | 0 | 85.71 | 0 | 0 | 97.5253 | 878.46 |  | kWh | 0.35649 | 0 | Residential | [7 empty] | 15 | 0.67 |  |  |  | 1 | 1 | 0 | 0 | 0 | 0 | 0 | 0 | 0 | 0 | 0 | 0 | 2009 Qtr 1: 0; 2009 Qtr 2: 0; 2009 Qtr 3: 0; 2009 Qtr 4: 1; 2010 Qtr 1: 0; 2010 Qtr 2: 0; 2010 Qtr 3: 0; 2010 Qtr 4: 0; 2011 Qtr 1: 0; 2011 Qtr 2: 0; 2011 Qtr 3: 0; 2011 Qtr 4: 0 | 1
0 | 253008-Residential AC SEER 14 Early Ret. CZ 10, 14, or 15 |  | System | Residential | 26-SFM-ResidentialSingleFamily-SP_COOL | 0 |  |  |  |  | 642.1695 | 0 | 110 | 0 | 0 | 532.1695 | 322.849 |  | kWh | 0.37218 | 0.40228 | Residential |  | Winter Only | [5 empty] | 15 | 0.67 |  |  |  | 1 | 5 | 0 | 0 | 0 | 0 | 0 | 0 | 0 | 0 | 0 | 0 | 2009 Qtr 1: 0; 2009 Qtr 2: 0; 2009 Qtr 3: 0; 2009 Qtr 4: 5; 2010 Qtr 1: 0; 2010 Qtr 2: 0; 2010 Qtr 3: 0; 2010 Qtr 4: 0; 2011 Qtr 1: 0; 2011 Qtr 2: 0; 2011 Qtr 3: 0; 2011 Qtr 4: 0 | 5
0 | 253013-Residential HP SEER 15 CZ 6, 7 or 8 |  | System | Residential | 26-SFM-ResidentialSingleFamily-SP_COOL | 0 |  |  |  |  | 173.614 | 0 | 45 | 0 | 0 | 128.614 | 663.284 |  | kWh | 0.36804 | 0 | Residential | [7 empty] | 15 | 0.67 |  |  |  | 1 | 1 | 0 | 0 | 0 | 0 | 0 | 0 | 0 | 0 | 0 | 0 | 2009 Qtr 1: 0; 2009 Qtr 2: 0; 2009 Qtr 3: 0; 2009 Qtr 4: 1; 2010 Qtr 1: 0; 2010 Qtr 2: 0; 2010 Qtr 3: 0; 2010 Qtr 4: 0; 2011 Qtr 1: 0; 2011 Qtr 2: 0; 2011 Qtr 3: 0; 2011 Qtr 4: 0 | 1
0 | 253013-Residential HP SEER 15 CZ 6, 7 or 8 |  | System | Residential | 26-SFM-ResidentialSingleFamily-SP_COOL | 0 |  |  |  |  | 173.614 | 0 | 30 | 0 | 0 | 143.614 | 663.284 |  | kWh | 0.36804 | 0 | Residential | [7 empty] | 15 | 0.67 |  |  |  | 1 | 1 | 0 | 0 | 0 | 0 | 0 | 0 | 0 | 0 | 0 | 0 | 2009 Qtr 1: 0; 2009 Qtr 2: 0; 2009 Qtr 3: 0; 2009 Qtr 4: 1; 2010 Qtr 1: 0; 2010 Qtr 2: 0; 2010 Qtr 3: 0; 2010 Qtr 4: 0; 2011 Qtr 1: 0; 2011 Qtr 2: 0; 2011 Qtr 3: 0; 2011 Qtr 4: 0 | 1
0 | 253014-Residential HP SEER 15 CZ 10, 14, or 15 |  | System | Residential | 26-SFM-ResidentialSingleFamily-SP_COOL | 0 |  |  |  |  | 183.2353 | 0 | 42.855 | 0 | 0 | 140.3803 | 0 |  | kWh | 0 | 0 | Residential | [7 empty] | 15 | 0.67 |  |  |  | 1 | 1 | 0 | 0 | 0 | 0 | 0 | 0 | 0 | 0 | 0 | 0 | 2009 Qtr 1: 0; 2009 Qtr 2: 0; 2009 Qtr 3: 0; 2009 Qtr 4: 1; 2010 Qtr 1: 0; 2010 Qtr 2: 0; 2010 Qtr 3: 0; 2010 Qtr 4: 0; 2011 Qtr 1: 0; 2011 Qtr 2: 0; 2011 Qtr 3: 0; 2011 Qtr 4: 0 | 1
0 | 253014-Residential HP SEER 15 CZ 10, 14, or 15 |  | System | Residential | 26-SFM-ResidentialSingleFamily-SP_COOL | 0 |  |  |  |  | 183.2353 | 0 | 85.71 | 0 | 0 | 97.5253 | 878.46 |  | kWh | 0.35649 | 0 | Residential | [7 empty] | 15 | 0.67 |  |  |  | 1 | 1 | 0 | 0 | 0 | 0 | 0 | 0 | 0 | 0 | 0 | 0 | 2009 Qtr 1: 0; 2009 Qtr 2: 0; 2009 Qtr 3: 0; 2009 Qtr 4: 1; 2010 Qtr 1: 0; 2010 Qtr 2: 0; 2010 Qtr 3: 0; 2010 Qtr 4: 0; 2011 Qtr 1: 0; 2011 Qtr 2: 0; 2011 Qtr 3: 0; 2011 Qtr 4: 0 | 1
0 | 253013-Residential HP SEER 15 CZ 6, 7 or 8 |  | System | Residential | 26-SFM-ResidentialSingleFamily-SP_COOL | 0 |  |  |  |  | 173.614 | 0 | 45 | 0 | 0 | 128.614 | 663.284 |  | kWh | 0.36804 | 0 | Residential | [7 empty] | 15 | 0.67 |  |  |  | 1 | 1 | 0 | 0 | 0 | 0 | 0 | 0 | 0 | 0 | 0 | 0 | 2009 Qtr 1: 0; 2009 Qtr 2: 0; 2009 Qtr 3: 0; 2009 Qtr 4: 1; 2010 Qtr 1: 0; 2010 Qtr 2: 0; 2010 Qtr 3: 0; 2010 Qtr 4: 0; 2011 Qtr 1: 0; 2011 Qtr 2: 0; 2011 Qtr 3: 0; 2011 Qtr 4: 0 | 1
0 | 253013-Residential HP SEER 15 CZ 6, 7 or 8 |  | System | Residential | 26-SFM-ResidentialSingleFamily-SP_COOL | 0 |  |  |  |  | 173.614 | 0 | 30 | 0 | 0 | 143.614 | 663.284 |  | kWh | 0.36804 | 0 | Residential | [7 empty] | 15 | 0.67 |  |  |  | 1 | 1 | 0 | 0 | 0 | 0 | 0 | 0 | 0 | 0 | 0 | 0 | 2009 Qtr 1: 0; 2009 Qtr 2: 0; 2009 Qtr 3: 0; 2009 Qtr 4: 1; 2010 Qtr 1: 0; 2010 Qtr 2: 0; 2010 Qtr 3: 0; 2010 Qtr 4: 0; 2011 Qtr 1: 0; 2011 Qtr 2: 0; 2011 Qtr 3: 0; 2011 Qtr 4: 0 | 1
0 | 253013-Residential HP SEER 15 CZ 6, 7 or 8 |  | System | Residential | 26-SFM-ResidentialSingleFamily-SP_COOL | 0 |  |  |  |  | 173.614 | 0 | 15 | 0 | 0 | 158.614 | 0 |  | kWh | 0 | 0 | Residential | [7 empty] | 15 | 0.67 |  |  |  | 1 | 1 | 0 | 0 | 0 | 0 | 0 | 0 | 0 | 0 | 0 | 0 | 2009 Qtr 1: 0; 2009 Qtr 2: 0; 2009 Qtr 3: 0; 2009 Qtr 4: 1; 2010 Qtr 1: 0; 2010 Qtr 2: 0; 2010 Qtr 3: 0; 2010 Qtr 4: 0; 2011 Qtr 1: 0; 2011 Qtr 2: 0; 2011 Qtr 3: 0; 2011 Qtr 4: 0 | 1
0 | 253013-Residential HP SEER 15 CZ 6, 7 or 8 |  | System | Residential | 26-SFM-ResidentialSingleFamily-SP_COOL | 0 |  |  |  |  | 173.614 | 0 | 30 | 0 | 0 | 143.614 | 663.284 |  | kWh | 0.36804 | 0 | Residential | [7 empty] | 15 | 0.67 |  |  |  | 1 | 1 | 0 | 0 | 0 | 0 | 0 | 0 | 0 | 0 | 0 | 0 | 2009 Qtr 1: 0; 2009 Qtr 2: 0; 2009 Qtr 3: 0; 2009 Qtr 4: 1; 2010 Qtr 1: 0; 2010 Qtr 2: 0; 2010 Qtr 3: 0; 2010 Qtr 4: 0; 2011 Qtr 1: 0; 2011 Qtr 2: 0; 2011 Qtr 3: 0; 2011 Qtr 4: 0 | 1
0 | 253013-Residential HP SEER 15 CZ 6, 7 or 8 |  | System | Residential | 26-SFM-ResidentialSingleFamily-SP_COOL | 0 |  |  |  |  | 173.614 | 0 | 45 | 0 | 0 | 128.614 | 663.284 |  | kWh | 0.36804 | 0 | Residential | [7 empty] | 15 | 0.67 |  |  |  | 1 | 1 | 0 | 0 | 0 | 0 | 0 | 0 | 0 | 0 | 0 | 0 | 2009 Qtr 1: 0; 2009 Qtr 2: 0; 2009 Qtr 3: 0; 2009 Qtr 4: 1; 2010 Qtr 1: 0; 2010 Qtr 2: 0; 2010 Qtr 3: 0; 2010 Qtr 4: 0; 2011 Qtr 1: 0; 2011 Qtr 2: 0; 2011 Qtr 3: 0; 2011 Qtr 4: 0 | 1
0 | 253013-Residential HP SEER 15 CZ 6, 7 or 8 |  | System | Residential | 26-SFM-ResidentialSingleFamily-SP_COOL | 0 |  |  |  |  | 173.614 | 0 | 15 | 0 | 0 | 158.614 | 0 |  | kWh | 0 | 0 | Residential | [7 empty] | 15 | 0.67 |  |  |  | 1 | 1 | 0 | 0 | 0 | 0 | 0 | 0 | 0 | 0 | 0 | 0 | 2009 Qtr 1: 0; 2009 Qtr 2: 0; 2009 Qtr 3: 0; 2009 Qtr 4: 1; 2010 Qtr 1: 0; 2010 Qtr 2: 0; 2010 Qtr 3: 0; 2010 Qtr 4: 0; 2011 Qtr 1: 0; 2011 Qtr 2: 0; 2011 Qtr 3: 0; 2011 Qtr 4: 0 | 1
0 | 253041-Comm. HP <65k single phase split |  | System | Commercial | 01-ALC-AllCommercial-Cooling | 0 |  |  |  |  | 97.9361 | 0 | 90 | 0 | 0 | 7.9361 | 433.758 |  | kWh | 0.20195 | 0 | Commercial | [7 empty] | 15 | 0.5 |  |  |  | 1 | 1 | 0 | 0 | 0 | 0 | 0 | 0 | 0 | 0 | 0 | 0 | 2009 Qtr 1: 0; 2009 Qtr 2: 0; 2009 Qtr 3: 0; 2009 Qtr 4: 1; 2010 Qtr 1: 0; 2010 Qtr 2: 0; 2010 Qtr 3: 0; 2010 Qtr 4: 0; 2011 Qtr 1: 0; 2011 Qtr 2: 0; 2011 Qtr 3: 0; 2011 Qtr 4: 0 | 1
0 | 253013-Residential HP SEER 15 CZ 6, 7 or 8 |  | System | Residential | 26-SFM-ResidentialSingleFamily-SP_COOL | 0 |  |  |  |  | 173.614 | 0 | 45 | 0 | 0 | 128.614 | 663.284 |  | kWh | 0.36804 | 0 | Residential | [7 empty] | 15 | 0.67 |  |  |  | 1 | 1 | 0 | 0 | 0 | 0 | 0 | 0 | 0 | 0 | 0 | 0 | 2009 Qtr 1: 0; 2009 Qtr 2: 0; 2009 Qtr 3: 0; 2009 Qtr 4: 1; 2010 Qtr 1: 0; 2010 Qtr 2: 0; 2010 Qtr 3: 0; 2010 Qtr 4: 0; 2011 Qtr 1: 0; 2011 Qtr 2: 0; 2011 Qtr 3: 0; 2011 Qtr 4: 0 | 1
0 | 253013-Residential HP SEER 15 CZ 6, 7 or 8 |  | System | Residential | 26-SFM-ResidentialSingleFamily-SP_COOL | 0 |  |  |  |  | 173.614 | 0 | 30 | 0 | 0 | 143.614 | 663.284 |  | kWh | 0.36804 | 0 | Residential | [7 empty] | 15 | 0.67 |  |  |  | 1 | 1 | 0 | 0 | 0 | 0 | 0 | 0 | 0 | 0 | 0 | 0 | 2009 Qtr 1: 0; 2009 Qtr 2: 0; 2009 Qtr 3: 0; 2009 Qtr 4: 1; 2010 Qtr 1: 0; 2010 Qtr 2: 0; 2010 Qtr 3: 0; 2010 Qtr 4: 0; 2011 Qtr 1: 0; 2011 Qtr 2: 0; 2011 Qtr 3: 0; 2011 Qtr 4: 0 | 1
0 | 253014-Residential HP SEER 15 CZ 10, 14, or 15 |  | System | Residential | 26-SFM-ResidentialSingleFamily-SP_COOL | 0 |  |  |  |  | 183.2353 | 0 | 85.71 | 0 | 0 | 97.5253 | 878.46 |  | kWh | 0.35649 | 0 | Residential | [7 empty] | 15 | 0.67 |  |  |  | 1 | 1 | 0 | 0 | 0 | 0 | 0 | 0 | 0 | 0 | 0 | 0 | 2009 Qtr 1: 0; 2009 Qtr 2: 0; 2009 Qtr 3: 0; 2009 Qtr 4: 1; 2010 Qtr 1: 0; 2010 Qtr 2: 0; 2010 Qtr 3: 0; 2010 Qtr 4: 0; 2011 Qtr 1: 0; 2011 Qtr 2: 0; 2011 Qtr 3: 0; 2011 Qtr 4: 0 | 1
0 | 253014-Residential HP SEER 15 CZ 10, 14, or 15 |  | System | Residential | 26-SFM-ResidentialSingleFamily-SP_COOL | 0 |  |  |  |  | 183.2353 | 0 | 128.565 | 0 | 0 | 54.6703 | 878.46 |  | kWh | 0.35649 | 0 | Residential | [7 empty] | 15 | 0.67 |  |  |  | 1 | 1 | 0 | 0 | 0 | 0 | 0 | 0 | 0 | 0 | 0 | 0 | 2009 Qtr 1: 0; 2009 Qtr 2: 0; 2009 Qtr 3: 0; 2009 Qtr 4: 1; 2010 Qtr 1: 0; 2010 Qtr 2: 0; 2010 Qtr 3: 0; 2010 Qtr 4: 0; 2011 Qtr 1: 0; 2011 Qtr 2: 0; 2011 Qtr 3: 0; 2011 Qtr 4: 0 | 1
0 | 253014-Residential HP SEER 15 CZ 10, 14, or 15 |  | System | Residential | 26-SFM-ResidentialSingleFamily-SP_COOL | 0 |  |  |  |  | 183.2353 | 0 | 42.855 | 0 | 0 | 140.3803 | 0 |  | kWh | 0 | 0 | Residential | [7 empty] | 15 | 0.67 |  |  |  | 1 | 1 | 0 | 0 | 0 | 0 | 0 | 0 | 0 | 0 | 0 | 0 | 2009 Qtr 1: 0; 2009 Qtr 2: 0; 2009 Qtr 3: 0; 2009 Qtr 4: 1; 2010 Qtr 1: 0; 2010 Qtr 2: 0; 2010 Qtr 3: 0; 2010 Qtr 4: 0; 2011 Qtr 1: 0; 2011 Qtr 2: 0; 2011 Qtr 3: 0; 2011 Qtr 4: 0 | 1
0 | 253014-Residential HP SEER 15 CZ 10, 14, or 15 |  | System | Residential | 26-SFM-ResidentialSingleFamily-SP_COOL | 0 |  |  |  |  | 183.2353 | 0 | 128.565 | 0 | 0 | 54.6703 | 878.46 |  | kWh | 0.35649 | 0 | Residential | [7 empty] | 15 | 0.67 |  |  |  | 1 | 1 | 0 | 0 | 0 | 0 | 0 | 0 | 0 | 0 | 0 | 0 | 2009 Qtr 1: 0; 2009 Qtr 2: 0; 2009 Qtr 3: 0; 2009 Qtr 4: 1; 2010 Qtr 1: 0; 2010 Qtr 2: 0; 2010 Qtr 3: 0; 2010 Qtr 4: 0; 2011 Qtr 1: 0; 2011 Qtr 2: 0; 2011 Qtr 3: 0; 2011 Qtr 4: 0 | 1
0 | 253013-Residential HP SEER 15 CZ 6, 7 or 8 |  | System | Residential | 26-SFM-ResidentialSingleFamily-SP_COOL | 0 |  |  |  |  | 173.614 | 0 | 30 | 0 | 0 | 143.614 | 663.284 |  | kWh | 0.36804 | 0 | Residential | [7 empty] | 15 | 0.67 |  |  |  | 1 | 1 | 0 | 0 | 0 | 0 | 0 | 0 | 0 | 0 | 0 | 0 | 2009 Qtr 1: 0; 2009 Qtr 2: 0; 2009 Qtr 3: 0; 2009 Qtr 4: 1; 2010 Qtr 1: 0; 2010 Qtr 2: 0; 2010 Qtr 3: 0; 2010 Qtr 4: 0; 2011 Qtr 1: 0; 2011 Qtr 2: 0; 2011 Qtr 3: 0; 2011 Qtr 4: 0 | 1
0 | 253009-Residential AC SEER 15 Early Ret. CZ 6, 7 or 8 |  | System | Residential | 26-SFM-ResidentialSingleFamily-SP_COOL | 0 |  |  |  |  | 734.7882 | 0 | 41.6667 | 0 | 0 | 693.1215 | 219.055 |  | kWh | 0.38807 | -1.3318 | Residential |  | Winter Only | [5 empty] | 15 | 0.67 |  |  |  | 1 | 4 | 0 | 0 | 0 | 0 | 0 | 0 | 0 | 0 | 0 | 0 | 2009 Qtr 1: 0; 2009 Qtr 2: 0; 2009 Qtr 3: 0; 2009 Qtr 4: 4; 2010 Qtr 1: 0; 2010 Qtr 2: 0; 2010 Qtr 3: 0; 2010 Qtr 4: 0; 2011 Qtr 1: 0; 2011 Qtr 2: 0; 2011 Qtr 3: 0; 2011 Qtr 4: 0 | 4
0 | 253009-Residential AC SEER 15 Early Ret. CZ 6, 7 or 8 |  | System | Residential | 26-SFM-ResidentialSingleFamily-SP_COOL | 0 |  |  |  |  | 734.7882 | 0 | 41.6667 | 0 | 0 | 693.1215 | 219.055 |  | kWh | 0.38807 | -1.3318 | Residential |  | Winter Only | [5 empty] | 15 | 0.67 |  |  |  | 1 | 4 | 0 | 0 | 0 | 0 | 0 | 0 | 0 | 0 | 0 | 0 | 2009 Qtr 1: 0; 2009 Qtr 2: 0; 2009 Qtr 3: 0; 2009 Qtr 4: 4; 2010 Qtr 1: 0; 2010 Qtr 2: 0; 2010 Qtr 3: 0; 2010 Qtr 4: 0; 2011 Qtr 1: 0; 2011 Qtr 2: 0; 2011 Qtr 3: 0; 2011 Qtr 4: 0 | 4
0 | 253003-Residential AC SEER 15 CZ 6, 7 or 8 |  | System | Residential | 26-SFM-ResidentialSingleFamily-SP_COOL | 0 |  |  |  |  | 185.2374 | 0 | 30 | 0 | 0 | 155.2374 | 219.055 |  | kWh | 0.38807 | -1.3318 | Residential |  | Winter Only | [5 empty] | 15 | 0.67 |  |  |  | 1 | 3 | 0 | 0 | 0 | 0 | 0 | 0 | 0 | 0 | 0 | 0 | 2009 Qtr 1: 0; 2009 Qtr 2: 0; 2009 Qtr 3: 0; 2009 Qtr 4: 3; 2010 Qtr 1: 0; 2010 Qtr 2: 0; 2010 Qtr 3: 0; 2010 Qtr 4: 0; 2011 Qtr 1: 0; 2011 Qtr 2: 0; 2011 Qtr 3: 0; 2011 Qtr 4: 0 | 3
0 | 253009-Residential AC SEER 15 Early Ret. CZ 6, 7 or 8 |  | System | Residential | 26-SFM-ResidentialSingleFamily-SP_COOL | 0 |  |  |  |  | 734.7882 | 0 | 41.6667 | 0 | 0 | 693.1215 | 219.055 |  | kWh | 0.38807 | -1.3318 | Residential |  | Winter Only | [5 empty] | 15 | 0.67 |  |  |  | 1 | 5 | 0 | 0 | 0 | 0 | 0 | 0 | 0 | 0 | 0 | 0 | 2009 Qtr 1: 0; 2009 Qtr 2: 0; 2009 Qtr 3: 0; 2009 Qtr 4: 5; 2010 Qtr 1: 0; 2010 Qtr 2: 0; 2010 Qtr 3: 0; 2010 Qtr 4: 0; 2011 Qtr 1: 0; 2011 Qtr 2: 0; 2011 Qtr 3: 0; 2011 Qtr 4: 0 | 5
0 | 253009-Residential AC SEER 15 Early Ret. CZ 6, 7 or 8 |  | System | Residential | 26-SFM-ResidentialSingleFamily-SP_COOL | 0 |  |  |  |  | 734.7882 | 0 | 41.6667 | 0 | 0 | 693.1215 | 219.055 |  | kWh | 0.38807 | -1.3318 | Residential |  | Winter Only | [5 empty] | 15 | 0.67 |  |  |  | 1 | 5 | 0 | 0 | 0 | 0 | 0 | 0 | 0 | 0 | 0 | 0 | 2009 Qtr 1: 0; 2009 Qtr 2: 0; 2009 Qtr 3: 0; 2009 Qtr 4: 5; 2010 Qtr 1: 0; 2010 Qtr 2: 0; 2010 Qtr 3: 0; 2010 Qtr 4: 0; 2011 Qtr 1: 0; 2011 Qtr 2: 0; 2011 Qtr 3: 0; 2011 Qtr 4: 0 | 5
0 | 253009-Residential AC SEER 15 Early Ret. CZ 6, 7 or 8 |  | System | Residential | 26-SFM-ResidentialSingleFamily-SP_COOL | 0 |  |  |  |  | 734.7882 | 0 | 41.6667 | 0 | 0 | 693.1215 | 219.055 |  | kWh | 0.38807 | -1.3318 | Residential |  | Winter Only | [5 empty] | 15 | 0.67 |  |  |  | 1 | 5 | 0 | 0 | 0 | 0 | 0 | 0 | 0 | 0 | 0 | 0 | 2009 Qtr 1: 0; 2009 Qtr 2: 0; 2009 Qtr 3: 0; 2009 Qtr 4: 5; 2010 Qtr 1: 0; 2010 Qtr 2: 0; 2010 Qtr 3: 0; 2010 Qtr 4: 0; 2011 Qtr 1: 0; 2011 Qtr 2: 0; 2011 Qtr 3: 0; 2011 Qtr 4: 0 | 5
0 | 253009-Residential AC SEER 15 Early Ret. CZ 6, 7 or 8 |  | System | Residential | 26-SFM-ResidentialSingleFamily-SP_COOL | 0 |  |  |  |  | 734.7882 | 0 | 41.6667 | 0 | 0 | 693.1215 | 219.055 |  | kWh | 0.38807 | -1.3318 | Residential |  | Winter Only | [5 empty] | 15 | 0.67 |  |  |  | 1 | 5 | 0 | 0 | 0 | 0 | 0 | 0 | 0 | 0 | 0 | 0 | 2009 Qtr 1: 0; 2009 Qtr 2: 0; 2009 Qtr 3: 0; 2009 Qtr 4: 5; 2010 Qtr 1: 0; 2010 Qtr 2: 0; 2010 Qtr 3: 0; 2010 Qtr 4: 0; 2011 Qtr 1: 0; 2011 Qtr 2: 0; 2011 Qtr 3: 0; 2011 Qtr 4: 0 | 5
0 | 253009-Residential AC SEER 15 Early Ret. CZ 6, 7 or 8 |  | System | Residential | 26-SFM-ResidentialSingleFamily-SP_COOL | 0 |  |  |  |  | 734.7882 | 0 | 41.6667 | 0 | 0 | 693.1215 | 219.055 |  | kWh | 0.38807 | -1.3318 | Residential |  | Winter Only | [5 empty] | 15 | 0.67 |  |  |  | 1 | 3 | 0 | 0 | 0 | 0 | 0 | 0 | 0 | 0 | 0 | 0 | 2009 Qtr 1: 0; 2009 Qtr 2: 0; 2009 Qtr 3: 0; 2009 Qtr 4: 3; 2010 Qtr 1: 0; 2010 Qtr 2: 0; 2010 Qtr 3: 0; 2010 Qtr 4: 0; 2011 Qtr 1: 0; 2011 Qtr 2: 0; 2011 Qtr 3: 0; 2011 Qtr 4: 0 | 3
0 | 253003-Residential AC SEER 15 CZ 6, 7 or 8 |  | System | Residential | 26-SFM-ResidentialSingleFamily-SP_COOL | 0 |  |  |  |  | 185.2374 | 0 | 30 | 0 | 0 | 155.2374 | 219.055 |  | kWh | 0.38807 | -1.3318 | Residential |  | Winter Only | [5 empty] | 15 | 0.67 |  |  |  | 1 | 4 | 0 | 0 | 0 | 0 | 0 | 0 | 0 | 0 | 0 | 0 | 2009 Qtr 1: 0; 2009 Qtr 2: 0; 2009 Qtr 3: 0; 2009 Qtr 4: 4; 2010 Qtr 1: 0; 2010 Qtr 2: 0; 2010 Qtr 3: 0; 2010 Qtr 4: 0; 2011 Qtr 1: 0; 2011 Qtr 2: 0; 2011 Qtr 3: 0; 2011 Qtr 4: 0 | 4
0 | 253009-Residential AC SEER 15 Early Ret. CZ 6, 7 or 8 |  | System | Residential | 26-SFM-ResidentialSingleFamily-SP_COOL | 0 |  |  |  |  | 734.7882 | 0 | 41.6667 | 0 | 0 | 693.1215 | 219.055 |  | kWh | 0.38807 | -1.3318 | Residential |  | Winter Only | [5 empty] | 15 | 0.67 |  |  |  | 1 | 5 | 0 | 0 | 0 | 0 | 0 | 0 | 0 | 0 | 0 | 0 | 2009 Qtr 1: 0; 2009 Qtr 2: 0; 2009 Qtr 3: 0; 2009 Qtr 4: 5; 2010 Qtr 1: 0; 2010 Qtr 2: 0; 2010 Qtr 3: 0; 2010 Qtr 4: 0; 2011 Qtr 1: 0; 2011 Qtr 2: 0; 2011 Qtr 3: 0; 2011 Qtr 4: 0 | 5
0 | 253073-Comm. AC 240k to 759k ER |  | System | Commercial | 01-ALC-AllCommercial-Cooling | 0 |  |  |  |  | 649.6286 | 0 | 80 | 0 | 0 | 569.6286 | 208.977 |  | kWh | 0.15018 | 0 | Commercial | [7 empty] | 15 | 0.7 |  |  |  | 1 | 50 | 0 | 0 | 0 | 0 | 0 | 0 | 0 | 0 | 0 | 0 | 2009 Qtr 1: 0; 2009 Qtr 2: 0; 2009 Qtr 3: 0; 2009 Qtr 4: 50; 2010 Qtr 1: 0; 2010 Qtr 2: 0; 2010 Qtr 3: 0; 2010 Qtr 4: 0; 2011 Qtr 1: 0; 2011 Qtr 2: 0; 2011 Qtr 3: 0; 2011 Qtr 4: 0 | 50
0 | 253007-Residential AC SEER 14 Early Ret. CZ 6, 7 or 8 |  | System | Residential | 26-SFM-ResidentialSingleFamily-SP_COOL | 0 |  |  |  |  | 642.1695 | 0 | 34.7222 | 0 | 0 | 607.4473 | 184.853 |  | kWh | 0.37116 | 0.59287 | Residential |  | Winter Only | [5 empty] | 15 | 0.67 |  |  |  | 1 | 3 | 0 | 0 | 0 | 0 | 0 | 0 | 0 | 0 | 0 | 0 | 2009 Qtr 1: 0; 2009 Qtr 2: 0; 2009 Qtr 3: 0; 2009 Qtr 4: 3; 2010 Qtr 1: 0; 2010 Qtr 2: 0; 2010 Qtr 3: 0; 2010 Qtr 4: 0; 2011 Qtr 1: 0; 2011 Qtr 2: 0; 2011 Qtr 3: 0; 2011 Qtr 4: 0 | 3
0 | 253008-Residential AC SEER 14 Early Ret. CZ 10, 14, or 15 |  | System | Residential | 26-SFM-ResidentialSingleFamily-SP_COOL | 0 |  |  |  |  | 642.1695 | 0 | 110 | 0 | 0 | 532.1695 | 322.849 |  | kWh | 0.37218 | 0.40228 | Residential |  | Winter Only | [5 empty] | 15 | 0.67 |  |  |  | 1 | 3 | 0 | 0 | 0 | 0 | 0 | 0 | 0 | 0 | 0 | 0 | 2009 Qtr 1: 0; 2009 Qtr 2: 0; 2009 Qtr 3: 0; 2009 Qtr 4: 3; 2010 Qtr 1: 0; 2010 Qtr 2: 0; 2010 Qtr 3: 0; 2010 Qtr 4: 0; 2011 Qtr 1: 0; 2011 Qtr 2: 0; 2011 Qtr 3: 0; 2011 Qtr 4: 0 | 3
0 | 253003-Residential AC SEER 15 CZ 6, 7 or 8 |  | System | Residential | 26-SFM-ResidentialSingleFamily-SP_COOL | 0 |  |  |  |  | 185.2374 | 0 | 30 | 0 | 0 | 155.2374 | 219.055 |  | kWh | 0.38807 | -1.3318 | Residential |  | Winter Only | [5 empty] | 15 | 0.67 |  |  |  | 1 | 3 | 0 | 0 | 0 | 0 | 0 | 0 | 0 | 0 | 0 | 0 | 2009 Qtr 1: 0; 2009 Qtr 2: 0; 2009 Qtr 3: 0; 2009 Qtr 4: 3; 2010 Qtr 1: 0; 2010 Qtr 2: 0; 2010 Qtr 3: 0; 2010 Qtr 4: 0; 2011 Qtr 1: 0; 2011 Qtr 2: 0; 2011 Qtr 3: 0; 2011 Qtr 4: 0 | 3
0 | 253007-Residential AC SEER 14 Early Ret. CZ 6, 7 or 8 |  | System | Residential | 26-SFM-ResidentialSingleFamily-SP_COOL | 0 |  |  |  |  | 642.1695 | 0 | 34.7222 | 0 | 0 | 607.4473 | 184.853 |  | kWh | 0.37116 | 0.59287 | Residential |  | Winter Only | [5 empty] | 15 | 0.67 |  |  |  | 1 | 3 | 0 | 0 | 0 | 0 | 0 | 0 | 0 | 0 | 0 | 0 | 2009 Qtr 1: 0; 2009 Qtr 2: 0; 2009 Qtr 3: 0; 2009 Qtr 4: 3; 2010 Qtr 1: 0; 2010 Qtr 2: 0; 2010 Qtr 3: 0; 2010 Qtr 4: 0; 2011 Qtr 1: 0; 2011 Qtr 2: 0; 2011 Qtr 3: 0; 2011 Qtr 4: 0 | 3
0 | 253008-Residential AC SEER 14 Early Ret. CZ 10, 14, or 15 |  | System | Residential | 26-SFM-ResidentialSingleFamily-SP_COOL | 0 |  |  |  |  | 642.1695 | 0 | 110 | 0 | 0 | 532.1695 | 322.849 |  | kWh | 0.37218 | 0.40228 | Residential |  | Winter Only | [5 empty] | 15 | 0.67 |  |  |  | 1 | 3 | 0 | 0 | 0 | 0 | 0 | 0 | 0 | 0 | 0 | 0 | 2009 Qtr 1: 0; 2009 Qtr 2: 0; 2009 Qtr 3: 0; 2009 Qtr 4: 3; 2010 Qtr 1: 0; 2010 Qtr 2: 0; 2010 Qtr 3: 0; 2010 Qtr 4: 0; 2011 Qtr 1: 0; 2011 Qtr 2: 0; 2011 Qtr 3: 0; 2011 Qtr 4: 0 | 3
0 | 253010-Residential AC SEER 15 Early Ret. CZ 10, 14, or 15 |  | System | Residential | 26-SFM-ResidentialSingleFamily-SP_COOL | 0 |  |  |  |  | 732.6948 | 0 | 130 | 0 | 0 | 602.6948 | 372.762 |  | kWh | 0.39428 | -1.1019 | Residential |  | Winter Only | [5 empty] | 15 | 0.67 |  |  |  | 1 | 4 | 0 | 0 | 0 | 0 | 0 | 0 | 0 | 0 | 0 | 0 | 2009 Qtr 1: 0; 2009 Qtr 2: 0; 2009 Qtr 3: 0; 2009 Qtr 4: 4; 2010 Qtr 1: 0; 2010 Qtr 2: 0; 2010 Qtr 3: 0; 2010 Qtr 4: 0; 2011 Qtr 1: 0; 2011 Qtr 2: 0; 2011 Qtr 3: 0; 2011 Qtr 4: 0 | 4
0 | 253007-Residential AC SEER 14 Early Ret. CZ 6, 7 or 8 |  | System | Residential | 26-SFM-ResidentialSingleFamily-SP_COOL | 0 |  |  |  |  | 642.1695 | 0 | 34.7222 | 0 | 0 | 607.4473 | 184.853 |  | kWh | 0.37116 | 0.59287 | Residential |  | Winter Only | [5 empty] | 15 | 0.67 |  |  |  | 1 | 3 | 0 | 0 | 0 | 0 | 0 | 0 | 0 | 0 | 0 | 0 | 2009 Qtr 1: 0; 2009 Qtr 2: 0; 2009 Qtr 3: 0; 2009 Qtr 4: 3; 2010 Qtr 1: 0; 2010 Qtr 2: 0; 2010 Qtr 3: 0; 2010 Qtr 4: 0; 2011 Qtr 1: 0; 2011 Qtr 2: 0; 2011 Qtr 3: 0; 2011 Qtr 4: 0 | 3
0 | 253009-Residential AC SEER 15 Early Ret. CZ 6, 7 or 8 |  | System | Residential | 26-SFM-ResidentialSingleFamily-SP_COOL | 0 |  |  |  |  | 734.7882 | 0 | 41.6667 | 0 | 0 | 693.1215 | 219.055 |  | kWh | 0.38807 | -1.3318 | Residential |  | Winter Only | [5 empty] | 15 | 0.67 |  |  |  | 1 | 3 | 0 | 0 | 0 | 0 | 0 | 0 | 0 | 0 | 0 | 0 | 2009 Qtr 1: 0; 2009 Qtr 2: 0; 2009 Qtr 3: 0; 2009 Qtr 4: 3; 2010 Qtr 1: 0; 2010 Qtr 2: 0; 2010 Qtr 3: 0; 2010 Qtr 4: 0; 2011 Qtr 1: 0; 2011 Qtr 2: 0; 2011 Qtr 3: 0; 2011 Qtr 4: 0 | 3
0 | 253007-Residential AC SEER 14 Early Ret. CZ 6, 7 or 8 |  | System | Residential | 26-SFM-ResidentialSingleFamily-SP_COOL | 0 |  |  |  |  | 642.1695 | 0 | 34.7222 | 0 | 0 | 607.4473 | 184.853 |  | kWh | 0.37116 | 0.59287 | Residential |  | Winter Only | [5 empty] | 15 | 0.67 |  |  |  | 1 | 3 | 0 | 0 | 0 | 0 | 0 | 0 | 0 | 0 | 0 | 0 | 2009 Qtr 1: 0; 2009 Qtr 2: 0; 2009 Qtr 3: 0; 2009 Qtr 4: 3; 2010 Qtr 1: 0; 2010 Qtr 2: 0; 2010 Qtr 3: 0; 2010 Qtr 4: 0; 2011 Qtr 1: 0; 2011 Qtr 2: 0; 2011 Qtr 3: 0; 2011 Qtr 4: 0 | 3
0 | 253009-Residential AC SEER 15 Early Ret. CZ 6, 7 or 8 |  | System | Residential | 26-SFM-ResidentialSingleFamily-SP_COOL | 0 |  |  |  |  | 734.7882 | 0 | 41.6667 | 0 | 0 | 693.1215 | 219.055 |  | kWh | 0.38807 | -1.3318 | Residential |  | Winter Only | [5 empty] | 15 | 0.67 |  |  |  | 1 | 3 | 0 | 0 | 0 | 0 | 0 | 0 | 0 | 0 | 0 | 0 | 2009 Qtr 1: 0; 2009 Qtr 2: 0; 2009 Qtr 3: 0; 2009 Qtr 4: 3; 2010 Qtr 1: 0; 2010 Qtr 2: 0; 2010 Qtr 3: 0; 2010 Qtr 4: 0; 2011 Qtr 1: 0; 2011 Qtr 2: 0; 2011 Qtr 3: 0; 2011 Qtr 4: 0 | 3
0 | 253008-Residential AC SEER 14 Early Ret. CZ 10, 14, or 15 |  | System | Residential | 26-SFM-ResidentialSingleFamily-SP_COOL | 0 |  |  |  |  | 642.1695 | 0 | 110 | 0 | 0 | 532.1695 | 322.849 |  | kWh | 0.37218 | 0.40228 | Residential |  | Winter Only | [5 empty] | 15 | 0.67 |  |  |  | 1 | 4 | 0 | 0 | 0 | 0 | 0 | 0 | 0 | 0 | 0 | 0 | 2009 Qtr 1: 0; 2009 Qtr 2: 0; 2009 Qtr 3: 0; 2009 Qtr 4: 4; 2010 Qtr 1: 0; 2010 Qtr 2: 0; 2010 Qtr 3: 0; 2010 Qtr 4: 0; 2011 Qtr 1: 0; 2011 Qtr 2: 0; 2011 Qtr 3: 0; 2011 Qtr 4: 0 | 4
0 | 253007-Residential AC SEER 14 Early Ret. CZ 6, 7 or 8 |  | System | Residential | 26-SFM-ResidentialSingleFamily-SP_COOL | 0 |  |  |  |  | 642.1695 | 0 | 34.7222 | 0 | 0 | 607.4473 | 184.853 |  | kWh | 0.37116 | 0.59287 | Residential |  | Winter Only | [5 empty] | 15 | 0.67 |  |  |  | 1 | 3 | 0 | 0 | 0 | 0 | 0 | 0 | 0 | 0 | 0 | 0 | 2009 Qtr 1: 0; 2009 Qtr 2: 0; 2009 Qtr 3: 0; 2009 Qtr 4: 3; 2010 Qtr 1: 0; 2010 Qtr 2: 0; 2010 Qtr 3: 0; 2010 Qtr 4: 0; 2011 Qtr 1: 0; 2011 Qtr 2: 0; 2011 Qtr 3: 0; 2011 Qtr 4: 0 | 3
0 | 253007-Residential AC SEER 14 Early Ret. CZ 6, 7 or 8 |  | System | Residential | 26-SFM-ResidentialSingleFamily-SP_COOL | 0 |  |  |  |  | 642.1695 | 0 | 34.7222 | 0 | 0 | 607.4473 | 184.853 |  | kWh | 0.37116 | 0.59287 | Residential |  | Winter Only | [5 empty] | 15 | 0.67 |  |  |  | 1 | 5 | 0 | 0 | 0 | 0 | 0 | 0 | 0 | 0 | 0 | 0 | 2009 Qtr 1: 0; 2009 Qtr 2: 0; 2009 Qtr 3: 0; 2009 Qtr 4: 5; 2010 Qtr 1: 0; 2010 Qtr 2: 0; 2010 Qtr 3: 0; 2010 Qtr 4: 0; 2011 Qtr 1: 0; 2011 Qtr 2: 0; 2011 Qtr 3: 0; 2011 Qtr 4: 0 | 5
0 | 253007-Residential AC SEER 14 Early Ret. CZ 6, 7 or 8 |  | System | Residential | 26-SFM-ResidentialSingleFamily-SP_COOL | 0 |  |  |  |  | 642.1695 | 0 | 34.7222 | 0 | 0 | 607.4473 | 184.853 |  | kWh | 0.37116 | 0.59287 | Residential |  | Winter Only | [5 empty] | 15 | 0.67 |  |  |  | 1 | 3 | 0 | 0 | 0 | 0 | 0 | 0 | 0 | 0 | 0 | 0 | 2009 Qtr 1: 0; 2009 Qtr 2: 0; 2009 Qtr 3: 0; 2009 Qtr 4: 3; 2010 Qtr 1: 0; 2010 Qtr 2: 0; 2010 Qtr 3: 0; 2010 Qtr 4: 0; 2011 Qtr 1: 0; 2011 Qtr 2: 0; 2011 Qtr 3: 0; 2011 Qtr 4: 0 | 3
0 | 253003-Residential AC SEER 15 CZ 6, 7 or 8 |  | System | Residential | 26-SFM-ResidentialSingleFamily-SP_COOL | 0 |  |  |  |  | 185.2374 | 0 | 35 | 0 | 0 | 150.2374 | 219.055 |  | kWh | 0.38807 | -1.3318 | Residential |  | Winter Only | [5 empty] | 15 | 0.67 |  |  |  | 1 | 3 | 0 | 0 | 0 | 0 | 0 | 0 | 0 | 0 | 0 | 0 | 2009 Qtr 1: 0; 2009 Qtr 2: 0; 2009 Qtr 3: 0; 2009 Qtr 4: 3; 2010 Qtr 1: 0; 2010 Qtr 2: 0; 2010 Qtr 3: 0; 2010 Qtr 4: 0; 2011 Qtr 1: 0; 2011 Qtr 2: 0; 2011 Qtr 3: 0; 2011 Qtr 4: 0 | 3
0 | 253010-Residential AC SEER 15 Early Ret. CZ 10, 14, or 15 |  | System | Residential | 26-SFM-ResidentialSingleFamily-SP_COOL | 0 |  |  |  |  | 732.6948 | 0 | 130 | 0 | 0 | 602.6948 | 372.762 |  | kWh | 0.39428 | -1.1019 | Residential |  | Winter Only | [5 empty] | 15 | 0.67 |  |  |  | 1 | 4 | 0 | 0 | 0 | 0 | 0 | 0 | 0 | 0 | 0 | 0 | 2009 Qtr 1: 0; 2009 Qtr 2: 0; 2009 Qtr 3: 0; 2009 Qtr 4: 4; 2010 Qtr 1: 0; 2010 Qtr 2: 0; 2010 Qtr 3: 0; 2010 Qtr 4: 0; 2011 Qtr 1: 0; 2011 Qtr 2: 0; 2011 Qtr 3: 0; 2011 Qtr 4: 0 | 4
0 | 253008-Residential AC SEER 14 Early Ret. CZ 10, 14, or 15 |  | System | Residential | 26-SFM-ResidentialSingleFamily-SP_COOL | 0 |  |  |  |  | 642.1695 | 0 | 110 | 0 | 0 | 532.1695 | 322.849 |  | kWh | 0.37218 | 0.40228 | Residential |  | Winter Only | [5 empty] | 15 | 0.67 |  |  |  | 1 | 3 | 0 | 0 | 0 | 0 | 0 | 0 | 0 | 0 | 0 | 0 | 2009 Qtr 1: 0; 2009 Qtr 2: 0; 2009 Qtr 3: 0; 2009 Qtr 4: 3; 2010 Qtr 1: 0; 2010 Qtr 2: 0; 2010 Qtr 3: 0; 2010 Qtr 4: 0; 2011 Qtr 1: 0; 2011 Qtr 2: 0; 2011 Qtr 3: 0; 2011 Qtr 4: 0 | 3
0 | 253007-Residential AC SEER 14 Early Ret. CZ 6, 7 or 8 |  | System | Residential | 26-SFM-ResidentialSingleFamily-SP_COOL | 0 |  |  |  |  | 642.1695 | 0 | 34.7222 | 0 | 0 | 607.4473 | 184.853 |  | kWh | 0.37116 | 0.59287 | Residential |  | Winter Only | [5 empty] | 15 | 0.67 |  |  |  | 1 | 2 | 0 | 0 | 0 | 0 | 0 | 0 | 0 | 0 | 0 | 0 | 2009 Qtr 1: 0; 2009 Qtr 2: 0; 2009 Qtr 3: 0; 2009 Qtr 4: 2; 2010 Qtr 1: 0; 2010 Qtr 2: 0; 2010 Qtr 3: 0; 2010 Qtr 4: 0; 2011 Qtr 1: 0; 2011 Qtr 2: 0; 2011 Qtr 3: 0; 2011 Qtr 4: 0 | 2
0 | 253007-Residential AC SEER 14 Early Ret. CZ 6, 7 or 8 |  | System | Residential | 26-SFM-ResidentialSingleFamily-SP_COOL | 0 |  |  |  |  | 642.1695 | 0 | 34.7222 | 0 | 0 | 607.4473 | 184.853 |  | kWh | 0.37116 | 0.59287 | Residential |  | Winter Only | [5 empty] | 15 | 0.67 |  |  |  | 1 | 3 | 0 | 0 | 0 | 0 | 0 | 0 | 0 | 0 | 0 | 0 | 2009 Qtr 1: 0; 2009 Qtr 2: 0; 2009 Qtr 3: 0; 2009 Qtr 4: 3; 2010 Qtr 1: 0; 2010 Qtr 2: 0; 2010 Qtr 3: 0; 2010 Qtr 4: 0; 2011 Qtr 1: 0; 2011 Qtr 2: 0; 2011 Qtr 3: 0; 2011 Qtr 4: 0 | 3
0 | 253009-Residential AC SEER 15 Early Ret. CZ 6, 7 or 8 |  | System | Residential | 26-SFM-ResidentialSingleFamily-SP_COOL | 0 |  |  |  |  | 734.7882 | 0 | 41.6667 | 0 | 0 | 693.1215 | 219.055 |  | kWh | 0.38807 | -1.3318 | Residential |  | Winter Only | [5 empty] | 15 | 0.67 |  |  |  | 1 | 3 | 0 | 0 | 0 | 0 | 0 | 0 | 0 | 0 | 0 | 0 | 2009 Qtr 1: 0; 2009 Qtr 2: 0; 2009 Qtr 3: 0; 2009 Qtr 4: 3; 2010 Qtr 1: 0; 2010 Qtr 2: 0; 2010 Qtr 3: 0; 2010 Qtr 4: 0; 2011 Qtr 1: 0; 2011 Qtr 2: 0; 2011 Qtr 3: 0; 2011 Qtr 4: 0 | 3
0 | 253005-Residential AC SEER 13 Early Ret. CZ 6, 7 or 8 |  | System | Residential | 26-SFM-ResidentialSingleFamily-SP_COOL | 0 |  |  |  |  | 549.5508 | 0 | 30 | 0 | 0 | 519.5508 | 169.092 |  | kWh | 0.32706 | 0.20484 | Residential |  | Winter Only | [5 empty] | 15 | 0.67 |  |  |  | 1 | 4 | 0 | 0 | 0 | 0 | 0 | 0 | 0 | 0 | 0 | 0 | 2009 Qtr 1: 0; 2009 Qtr 2: 0; 2009 Qtr 3: 0; 2009 Qtr 4: 4; 2010 Qtr 1: 0; 2010 Qtr 2: 0; 2010 Qtr 3: 0; 2010 Qtr 4: 0; 2011 Qtr 1: 0; 2011 Qtr 2: 0; 2011 Qtr 3: 0; 2011 Qtr 4: 0 | 4
0 | 253010-Residential AC SEER 15 Early Ret. CZ 10, 14, or 15 |  | System | Residential | 26-SFM-ResidentialSingleFamily-SP_COOL | 0 |  |  |  |  | 732.6948 | 0 | 130 | 0 | 0 | 602.6948 | 372.762 |  | kWh | 0.39428 | -1.1019 | Residential |  | Winter Only | [5 empty] | 15 | 0.67 |  |  |  | 1 | 3 | 0 | 0 | 0 | 0 | 0 | 0 | 0 | 0 | 0 | 0 | 2009 Qtr 1: 0; 2009 Qtr 2: 0; 2009 Qtr 3: 0; 2009 Qtr 4: 3; 2010 Qtr 1: 0; 2010 Qtr 2: 0; 2010 Qtr 3: 0; 2010 Qtr 4: 0; 2011 Qtr 1: 0; 2011 Qtr 2: 0; 2011 Qtr 3: 0; 2011 Qtr 4: 0 | 3
0 | 253008-Residential AC SEER 14 Early Ret. CZ 10, 14, or 15 |  | System | Residential | 26-SFM-ResidentialSingleFamily-SP_COOL | 0 |  |  |  |  | 642.1695 | 0 | 110 | 0 | 0 | 532.1695 | 322.849 |  | kWh | 0.37218 | 0.40228 | Residential |  | Winter Only | [5 empty] | 15 | 0.67 |  |  |  | 1 | 3 | 0 | 0 | 0 | 0 | 0 | 0 | 0 | 0 | 0 | 0 | 2009 Qtr 1: 0; 2009 Qtr 2: 0; 2009 Qtr 3: 0; 2009 Qtr 4: 3; 2010 Qtr 1: 0; 2010 Qtr 2: 0; 2010 Qtr 3: 0; 2010 Qtr 4: 0; 2011 Qtr 1: 0; 2011 Qtr 2: 0; 2011 Qtr 3: 0; 2011 Qtr 4: 0 | 3
0 | 253005-Residential AC SEER 13 Early Ret. CZ 6, 7 or 8 |  | System | Residential | 26-SFM-ResidentialSingleFamily-SP_COOL | 0 |  |  |  |  | 549.5508 | 0 | 30 | 0 | 0 | 519.5508 | 169.092 |  | kWh | 0.32706 | 0.20484 | Residential |  | Winter Only | [5 empty] | 15 | 0.67 |  |  |  | 1 | 4 | 0 | 0 | 0 | 0 | 0 | 0 | 0 | 0 | 0 | 0 | 2009 Qtr 1: 0; 2009 Qtr 2: 0; 2009 Qtr 3: 0; 2009 Qtr 4: 4; 2010 Qtr 1: 0; 2010 Qtr 2: 0; 2010 Qtr 3: 0; 2010 Qtr 4: 0; 2011 Qtr 1: 0; 2011 Qtr 2: 0; 2011 Qtr 3: 0; 2011 Qtr 4: 0 | 4
0 | 253006-Residential AC SEER 13 Early Ret. CZ 10, 14, or 15 |  | System | Residential | 26-SFM-ResidentialSingleFamily-SP_COOL | 0 |  |  |  |  | 549.5508 | 0 | 85 | 0 | 0 | 464.5508 | 291.643 |  | kWh | 0.32916 | 0.11379 | Residential |  | Winter Only | [5 empty] | 15 | 0.67 |  |  |  | 1 | 4 | 0 | 0 | 0 | 0 | 0 | 0 | 0 | 0 | 0 | 0 | 2009 Qtr 1: 0; 2009 Qtr 2: 0; 2009 Qtr 3: 0; 2009 Qtr 4: 4; 2010 Qtr 1: 0; 2010 Qtr 2: 0; 2010 Qtr 3: 0; 2010 Qtr 4: 0; 2011 Qtr 1: 0; 2011 Qtr 2: 0; 2011 Qtr 3: 0; 2011 Qtr 4: 0 | 4
0 | 253006-Residential AC SEER 13 Early Ret. CZ 10, 14, or 15 |  | System | Residential | 26-SFM-ResidentialSingleFamily-SP_COOL | 0 |  |  |  |  | 549.5508 | 0 | 85 | 0 | 0 | 464.5508 | 291.643 |  | kWh | 0.32916 | 0.11379 | Residential |  | Winter Only | [5 empty] | 15 | 0.67 |  |  |  | 1 | 4 | 0 | 0 | 0 | 0 | 0 | 0 | 0 | 0 | 0 | 0 | 2009 Qtr 1: 0; 2009 Qtr 2: 0; 2009 Qtr 3: 0; 2009 Qtr 4: 4; 2010 Qtr 1: 0; 2010 Qtr 2: 0; 2010 Qtr 3: 0; 2010 Qtr 4: 0; 2011 Qtr 1: 0; 2011 Qtr 2: 0; 2011 Qtr 3: 0; 2011 Qtr 4: 0 | 4
0 | 253007-Residential AC SEER 14 Early Ret. CZ 6, 7 or 8 |  | System | Residential | 26-SFM-ResidentialSingleFamily-SP_COOL | 0 |  |  |  |  | 642.1695 | 0 | 34.7222 | 0 | 0 | 607.4473 | 184.853 |  | kWh | 0.37116 | 0.59287 | Residential |  | Winter Only | [5 empty] | 15 | 0.67 |  |  |  | 1 | 4 | 0 | 0 | 0 | 0 | 0 | 0 | 0 | 0 | 0 | 0 | 2009 Qtr 1: 0; 2009 Qtr 2: 0; 2009 Qtr 3: 0; 2009 Qtr 4: 4; 2010 Qtr 1: 0; 2010 Qtr 2: 0; 2010 Qtr 3: 0; 2010 Qtr 4: 0; 2011 Qtr 1: 0; 2011 Qtr 2: 0; 2011 Qtr 3: 0; 2011 Qtr 4: 0 | 4
0 | 253010-Residential AC SEER 15 Early Ret. CZ 10, 14, or 15 |  | System | Residential | 26-SFM-ResidentialSingleFamily-SP_COOL | 0 |  |  |  |  | 732.6948 | 0 | 130 | 0 | 0 | 602.6948 | 372.762 |  | kWh | 0.39428 | -1.1019 | Residential |  | Winter Only | [5 empty] | 15 | 0.67 |  |  |  | 1 | 3 | 0 | 0 | 0 | 0 | 0 | 0 | 0 | 0 | 0 | 0 | 2009 Qtr 1: 0; 2009 Qtr 2: 0; 2009 Qtr 3: 0; 2009 Qtr 4: 3; 2010 Qtr 1: 0; 2010 Qtr 2: 0; 2010 Qtr 3: 0; 2010 Qtr 4: 0; 2011 Qtr 1: 0; 2011 Qtr 2: 0; 2011 Qtr 3: 0; 2011 Qtr 4: 0 | 3
0 | 253010-Residential AC SEER 15 Early Ret. CZ 10, 14, or 15 |  | System | Residential | 26-SFM-ResidentialSingleFamily-SP_COOL | 0 |  |  |  |  | 732.6948 | 0 | 130 | 0 | 0 | 602.6948 | 372.762 |  | kWh | 0.39428 | -1.1019 | Residential |  | Winter Only | [5 empty] | 15 | 0.67 |  |  |  | 1 | 3 | 0 | 0 | 0 | 0 | 0 | 0 | 0 | 0 | 0 | 0 | 2009 Qtr 1: 0; 2009 Qtr 2: 0; 2009 Qtr 3: 0; 2009 Qtr 4: 3; 2010 Qtr 1: 0; 2010 Qtr 2: 0; 2010 Qtr 3: 0; 2010 Qtr 4: 0; 2011 Qtr 1: 0; 2011 Qtr 2: 0; 2011 Qtr 3: 0; 2011 Qtr 4: 0 | 3
0 | 253007-Residential AC SEER 14 Early Ret. CZ 6, 7 or 8 |  | System | Residential | 26-SFM-ResidentialSingleFamily-SP_COOL | 0 |  |  |  |  | 642.1695 | 0 | 34.7222 | 0 | 0 | 607.4473 | 184.853 |  | kWh | 0.37116 | 0.59287 | Residential |  | Winter Only | [5 empty] | 15 | 0.67 |  |  |  | 1 | 3 | 0 | 0 | 0 | 0 | 0 | 0 | 0 | 0 | 0 | 0 | 2009 Qtr 1: 0; 2009 Qtr 2: 0; 2009 Qtr 3: 0; 2009 Qtr 4: 3; 2010 Qtr 1: 0; 2010 Qtr 2: 0; 2010 Qtr 3: 0; 2010 Qtr 4: 0; 2011 Qtr 1: 0; 2011 Qtr 2: 0; 2011 Qtr 3: 0; 2011 Qtr 4: 0 | 3
0 | 253008-Residential AC SEER 14 Early Ret. CZ 10, 14, or 15 |  | System | Residential | 26-SFM-ResidentialSingleFamily-SP_COOL | 0 |  |  |  |  | 642.1695 | 0 | 110 | 0 | 0 | 532.1695 | 322.849 |  | kWh | 0.37218 | 0.40228 | Residential |  | Winter Only | [5 empty] | 15 | 0.67 |  |  |  | 1 | 4 | 0 | 0 | 0 | 0 | 0 | 0 | 0 | 0 | 0 | 0 | 2009 Qtr 1: 0; 2009 Qtr 2: 0; 2009 Qtr 3: 0; 2009 Qtr 4: 4; 2010 Qtr 1: 0; 2010 Qtr 2: 0; 2010 Qtr 3: 0; 2010 Qtr 4: 0; 2011 Qtr 1: 0; 2011 Qtr 2: 0; 2011 Qtr 3: 0; 2011 Qtr 4: 0 | 4
0 | 253007-Residential AC SEER 14 Early Ret. CZ 6, 7 or 8 |  | System | Residential | 26-SFM-ResidentialSingleFamily-SP_COOL | 0 |  |  |  |  | 642.1695 | 0 | 40.5093 | 0 | 0 | 601.6602 | 184.853 |  | kWh | 0.37116 | 0.59287 | Residential |  | Winter Only | [5 empty] | 15 | 0.67 |  |  |  | 1 | 3 | 0 | 0 | 0 | 0 | 0 | 0 | 0 | 0 | 0 | 0 | 2009 Qtr 1: 0; 2009 Qtr 2: 0; 2009 Qtr 3: 0; 2009 Qtr 4: 3; 2010 Qtr 1: 0; 2010 Qtr 2: 0; 2010 Qtr 3: 0; 2010 Qtr 4: 0; 2011 Qtr 1: 0; 2011 Qtr 2: 0; 2011 Qtr 3: 0; 2011 Qtr 4: 0 | 3
0 | 253009-Residential AC SEER 15 Early Ret. CZ 6, 7 or 8 |  | System | Residential | 26-SFM-ResidentialSingleFamily-SP_COOL | 0 |  |  |  |  | 734.7882 | 0 | 41.6667 | 0 | 0 | 693.1215 | 219.055 |  | kWh | 0.38807 | -1.3318 | Residential |  | Winter Only | [5 empty] | 15 | 0.67 |  |  |  | 1 | 3 | 0 | 0 | 0 | 0 | 0 | 0 | 0 | 0 | 0 | 0 | 2009 Qtr 1: 0; 2009 Qtr 2: 0; 2009 Qtr 3: 0; 2009 Qtr 4: 3; 2010 Qtr 1: 0; 2010 Qtr 2: 0; 2010 Qtr 3: 0; 2010 Qtr 4: 0; 2011 Qtr 1: 0; 2011 Qtr 2: 0; 2011 Qtr 3: 0; 2011 Qtr 4: 0 | 3
0 | 253008-Residential AC SEER 14 Early Ret. CZ 10, 14, or 15 |  | System | Residential | 26-SFM-ResidentialSingleFamily-SP_COOL | 0 |  |  |  |  | 642.1695 | 0 | 110 | 0 | 0 | 532.1695 | 322.849 |  | kWh | 0.37218 | 0.40228 | Residential |  | Winter Only | [5 empty] | 15 | 0.67 |  |  |  | 1 | 3 | 0 | 0 | 0 | 0 | 0 | 0 | 0 | 0 | 0 | 0 | 2009 Qtr 1: 0; 2009 Qtr 2: 0; 2009 Qtr 3: 0; 2009 Qtr 4: 3; 2010 Qtr 1: 0; 2010 Qtr 2: 0; 2010 Qtr 3: 0; 2010 Qtr 4: 0; 2011 Qtr 1: 0; 2011 Qtr 2: 0; 2011 Qtr 3: 0; 2011 Qtr 4: 0 | 3
0 | 253007-Residential AC SEER 14 Early Ret. CZ 6, 7 or 8 |  | System | Residential | 26-SFM-ResidentialSingleFamily-SP_COOL | 0 |  |  |  |  | 642.1695 | 0 | 40.5093 | 0 | 0 | 601.6602 | 184.853 |  | kWh | 0.37116 | 0.59287 | Residential |  | Winter Only | [5 empty] | 15 | 0.67 |  |  |  | 1 | 3 | 0 | 0 | 0 | 0 | 0 | 0 | 0 | 0 | 0 | 0 | 2009 Qtr 1: 0; 2009 Qtr 2: 0; 2009 Qtr 3: 0; 2009 Qtr 4: 3; 2010 Qtr 1: 0; 2010 Qtr 2: 0; 2010 Qtr 3: 0; 2010 Qtr 4: 0; 2011 Qtr 1: 0; 2011 Qtr 2: 0; 2011 Qtr 3: 0; 2011 Qtr 4: 0 | 3
0 | 253007-Residential AC SEER 14 Early Ret. CZ 6, 7 or 8 |  | System | Residential | 26-SFM-ResidentialSingleFamily-SP_COOL | 0 |  |  |  |  | 642.1695 | 0 | 34.7222 | 0 | 0 | 607.4473 | 184.853 |  | kWh | 0.37116 | 0.59287 | Residential |  | Winter Only | [5 empty] | 15 | 0.67 |  |  |  | 1 | 3 | 0 | 0 | 0 | 0 | 0 | 0 | 0 | 0 | 0 | 0 | 2009 Qtr 1: 0; 2009 Qtr 2: 0; 2009 Qtr 3: 0; 2009 Qtr 4: 3; 2010 Qtr 1: 0; 2010 Qtr 2: 0; 2010 Qtr 3: 0; 2010 Qtr 4: 0; 2011 Qtr 1: 0; 2011 Qtr 2: 0; 2011 Qtr 3: 0; 2011 Qtr 4: 0 | 3
0 | 253007-Residential AC SEER 14 Early Ret. CZ 6, 7 or 8 |  | System | Residential | 26-SFM-ResidentialSingleFamily-SP_COOL | 0 |  |  |  |  | 642.1695 | 0 | 34.7222 | 0 | 0 | 607.4473 | 184.853 |  | kWh | 0.37116 | 0.59287 | Residential |  | Winter Only | [5 empty] | 15 | 0.67 |  |  |  | 1 | 3 | 0 | 0 | 0 | 0 | 0 | 0 | 0 | 0 | 0 | 0 | 2009 Qtr 1: 0; 2009 Qtr 2: 0; 2009 Qtr 3: 0; 2009 Qtr 4: 3; 2010 Qtr 1: 0; 2010 Qtr 2: 0; 2010 Qtr 3: 0; 2010 Qtr 4: 0; 2011 Qtr 1: 0; 2011 Qtr 2: 0; 2011 Qtr 3: 0; 2011 Qtr 4: 0 | 3
0 | 253009-Residential AC SEER 15 Early Ret. CZ 6, 7 or 8 |  | System | Residential | 26-SFM-ResidentialSingleFamily-SP_COOL | 0 |  |  |  |  | 734.7882 | 0 | 41.6667 | 0 | 0 | 693.1215 | 219.055 |  | kWh | 0.38807 | -1.3318 | Residential |  | Winter Only | [5 empty] | 15 | 0.67 |  |  |  | 1 | 3 | 0 | 0 | 0 | 0 | 0 | 0 | 0 | 0 | 0 | 0 | 2009 Qtr 1: 0; 2009 Qtr 2: 0; 2009 Qtr 3: 0; 2009 Qtr 4: 3; 2010 Qtr 1: 0; 2010 Qtr 2: 0; 2010 Qtr 3: 0; 2010 Qtr 4: 0; 2011 Qtr 1: 0; 2011 Qtr 2: 0; 2011 Qtr 3: 0; 2011 Qtr 4: 0 | 3
0 | 253006-Residential AC SEER 13 Early Ret. CZ 10, 14, or 15 |  | System | Residential | 26-SFM-ResidentialSingleFamily-SP_COOL | 0 |  |  |  |  | 549.5508 | 0 | 85 | 0 | 0 | 464.5508 | 291.643 |  | kWh | 0.32916 | 0.11379 | Residential |  | Winter Only | [5 empty] | 15 | 0.67 |  |  |  | 1 | 4 | 0 | 0 | 0 | 0 | 0 | 0 | 0 | 0 | 0 | 0 | 2009 Qtr 1: 0; 2009 Qtr 2: 0; 2009 Qtr 3: 0; 2009 Qtr 4: 4; 2010 Qtr 1: 0; 2010 Qtr 2: 0; 2010 Qtr 3: 0; 2010 Qtr 4: 0; 2011 Qtr 1: 0; 2011 Qtr 2: 0; 2011 Qtr 3: 0; 2011 Qtr 4: 0 | 4
0 | 253006-Residential AC SEER 13 Early Ret. CZ 10, 14, or 15 |  | System | Residential | 26-SFM-ResidentialSingleFamily-SP_COOL | 0 |  |  |  |  | 549.5508 | 0 | 85 | 0 | 0 | 464.5508 | 291.643 |  | kWh | 0.32916 | 0.11379 | Residential |  | Winter Only | [5 empty] | 15 | 0.67 |  |  |  | 1 | 4 | 0 | 0 | 0 | 0 | 0 | 0 | 0 | 0 | 0 | 0 | 2009 Qtr 1: 0; 2009 Qtr 2: 0; 2009 Qtr 3: 0; 2009 Qtr 4: 4; 2010 Qtr 1: 0; 2010 Qtr 2: 0; 2010 Qtr 3: 0; 2010 Qtr 4: 0; 2011 Qtr 1: 0; 2011 Qtr 2: 0; 2011 Qtr 3: 0; 2011 Qtr 4: 0 | 4
0 | 253005-Residential AC SEER 13 Early Ret. CZ 6, 7 or 8 |  | System | Residential | 26-SFM-ResidentialSingleFamily-SP_COOL | 0 |  |  |  |  | 549.5508 | 0 | 30 | 0 | 0 | 519.5508 | 169.092 |  | kWh | 0.32706 | 0.20484 | Residential |  | Winter Only | [5 empty] | 15 | 0.67 |  |  |  | 1 | 4 | 0 | 0 | 0 | 0 | 0 | 0 | 0 | 0 | 0 | 0 | 2009 Qtr 1: 0; 2009 Qtr 2: 0; 2009 Qtr 3: 0; 2009 Qtr 4: 4; 2010 Qtr 1: 0; 2010 Qtr 2: 0; 2010 Qtr 3: 0; 2010 Qtr 4: 0; 2011 Qtr 1: 0; 2011 Qtr 2: 0; 2011 Qtr 3: 0; 2011 Qtr 4: 0 | 4
0 | 253006-Residential AC SEER 13 Early Ret. CZ 10, 14, or 15 |  | System | Residential | 26-SFM-ResidentialSingleFamily-SP_COOL | 0 |  |  |  |  | 549.5508 | 0 | 85 | 0 | 0 | 464.5508 | 291.643 |  | kWh | 0.32916 | 0.11379 | Residential |  | Winter Only | [5 empty] | 15 | 0.67 |  |  |  | 1 | 5 | 0 | 0 | 0 | 0 | 0 | 0 | 0 | 0 | 0 | 0 | 2009 Qtr 1: 0; 2009 Qtr 2: 0; 2009 Qtr 3: 0; 2009 Qtr 4: 5; 2010 Qtr 1: 0; 2010 Qtr 2: 0; 2010 Qtr 3: 0; 2010 Qtr 4: 0; 2011 Qtr 1: 0; 2011 Qtr 2: 0; 2011 Qtr 3: 0; 2011 Qtr 4: 0 | 5
0 | 253007-Residential AC SEER 14 Early Ret. CZ 6, 7 or 8 |  | System | Residential | 26-SFM-ResidentialSingleFamily-SP_COOL | 0 |  |  |  |  | 642.1695 | 0 | 34.7222 | 0 | 0 | 607.4473 | 184.853 |  | kWh | 0.37116 | 0.59287 | Residential |  | Winter Only | [5 empty] | 15 | 0.67 |  |  |  | 1 | 3 | 0 | 0 | 0 | 0 | 0 | 0 | 0 | 0 | 0 | 0 | 2009 Qtr 1: 0; 2009 Qtr 2: 0; 2009 Qtr 3: 0; 2009 Qtr 4: 3; 2010 Qtr 1: 0; 2010 Qtr 2: 0; 2010 Qtr 3: 0; 2010 Qtr 4: 0; 2011 Qtr 1: 0; 2011 Qtr 2: 0; 2011 Qtr 3: 0; 2011 Qtr 4: 0 | 3
0 | 253005-Residential AC SEER 13 Early Ret. CZ 6, 7 or 8 |  | System | Residential | 26-SFM-ResidentialSingleFamily-SP_COOL | 0 |  |  |  |  | 549.5508 | 0 | 30 | 0 | 0 | 519.5508 | 169.092 |  | kWh | 0.32706 | 0.20484 | Residential |  | Winter Only | [5 empty] | 15 | 0.67 |  |  |  | 1 | 4 | 0 | 0 | 0 | 0 | 0 | 0 | 0 | 0 | 0 | 0 | 2009 Qtr 1: 0; 2009 Qtr 2: 0; 2009 Qtr 3: 0; 2009 Qtr 4: 4; 2010 Qtr 1: 0; 2010 Qtr 2: 0; 2010 Qtr 3: 0; 2010 Qtr 4: 0; 2011 Qtr 1: 0; 2011 Qtr 2: 0; 2011 Qtr 3: 0; 2011 Qtr 4: 0 | 4
0 | 253007-Residential AC SEER 14 Early Ret. CZ 6, 7 or 8 |  | System | Residential | 26-SFM-ResidentialSingleFamily-SP_COOL | 0 |  |  |  |  | 642.1695 | 0 | 34.7222 | 0 | 0 | 607.4473 | 184.853 |  | kWh | 0.37116 | 0.59287 | Residential |  | Winter Only | [5 empty] | 15 | 0.67 |  |  |  | 1 | 3 | 0 | 0 | 0 | 0 | 0 | 0 | 0 | 0 | 0 | 0 | 2009 Qtr 1: 0; 2009 Qtr 2: 0; 2009 Qtr 3: 0; 2009 Qtr 4: 3; 2010 Qtr 1: 0; 2010 Qtr 2: 0; 2010 Qtr 3: 0; 2010 Qtr 4: 0; 2011 Qtr 1: 0; 2011 Qtr 2: 0; 2011 Qtr 3: 0; 2011 Qtr 4: 0 | 3
0 | 253008-Residential AC SEER 14 Early Ret. CZ 10, 14, or 15 |  | System | Residential | 26-SFM-ResidentialSingleFamily-SP_COOL | 0 |  |  |  |  | 642.1695 | 0 | 110 | 0 | 0 | 532.1695 | 322.849 |  | kWh | 0.37218 | 0.40228 | Residential |  | Winter Only | [5 empty] | 15 | 0.67 |  |  |  | 1 | 3 | 0 | 0 | 0 | 0 | 0 | 0 | 0 | 0 | 0 | 0 | 2009 Qtr 1: 0; 2009 Qtr 2: 0; 2009 Qtr 3: 0; 2009 Qtr 4: 3; 2010 Qtr 1: 0; 2010 Qtr 2: 0; 2010 Qtr 3: 0; 2010 Qtr 4: 0; 2011 Qtr 1: 0; 2011 Qtr 2: 0; 2011 Qtr 3: 0; 2011 Qtr 4: 0 | 3
0 | 253008-Residential AC SEER 14 Early Ret. CZ 10, 14, or 15 |  | System | Residential | 26-SFM-ResidentialSingleFamily-SP_COOL | 0 |  |  |  |  | 642.1695 | 0 | 110 | 0 | 0 | 532.1695 | 322.849 |  | kWh | 0.37218 | 0.40228 | Residential |  | Winter Only | [5 empty] | 15 | 0.67 |  |  |  | 1 | 3 | 0 | 0 | 0 | 0 | 0 | 0 | 0 | 0 | 0 | 0 | 2009 Qtr 1: 0; 2009 Qtr 2: 0; 2009 Qtr 3: 0; 2009 Qtr 4: 3; 2010 Qtr 1: 0; 2010 Qtr 2: 0; 2010 Qtr 3: 0; 2010 Qtr 4: 0; 2011 Qtr 1: 0; 2011 Qtr 2: 0; 2011 Qtr 3: 0; 2011 Qtr 4: 0 | 3
0 | 253005-Residential AC SEER 13 Early Ret. CZ 6, 7 or 8 |  | System | Residential | 26-SFM-ResidentialSingleFamily-SP_COOL | 0 |  |  |  |  | 549.5508 | 0 | 30 | 0 | 0 | 519.5508 | 169.092 |  | kWh | 0.32706 | 0.20484 | Residential |  | Winter Only | [5 empty] | 15 | 0.67 |  |  |  | 1 | 4 | 0 | 0 | 0 | 0 | 0 | 0 | 0 | 0 | 0 | 0 | 2009 Qtr 1: 0; 2009 Qtr 2: 0; 2009 Qtr 3: 0; 2009 Qtr 4: 4; 2010 Qtr 1: 0; 2010 Qtr 2: 0; 2010 Qtr 3: 0; 2010 Qtr 4: 0; 2011 Qtr 1: 0; 2011 Qtr 2: 0; 2011 Qtr 3: 0; 2011 Qtr 4: 0 | 4
0 | 253008-Residential AC SEER 14 Early Ret. CZ 10, 14, or 15 |  | System | Residential | 26-SFM-ResidentialSingleFamily-SP_COOL | 0 |  |  |  |  | 642.1695 | 0 | 128.3333 | 0 | 0 | 513.8362 | 322.849 |  | kWh | 0.37218 | 0.40228 | Residential |  | Winter Only | [5 empty] | 15 | 0.67 |  |  |  | 1 | 3 | 0 | 0 | 0 | 0 | 0 | 0 | 0 | 0 | 0 | 0 | 2009 Qtr 1: 0; 2009 Qtr 2: 0; 2009 Qtr 3: 0; 2009 Qtr 4: 3; 2010 Qtr 1: 0; 2010 Qtr 2: 0; 2010 Qtr 3: 0; 2010 Qtr 4: 0; 2011 Qtr 1: 0; 2011 Qtr 2: 0; 2011 Qtr 3: 0; 2011 Qtr 4: 0 | 3
0 | 253009-Residential AC SEER 15 Early Ret. CZ 6, 7 or 8 |  | System | Residential | 26-SFM-ResidentialSingleFamily-SP_COOL | 0 |  |  |  |  | 734.7882 | 0 | 41.6667 | 0 | 0 | 693.1215 | 219.055 |  | kWh | 0.38807 | -1.3318 | Residential |  | Winter Only | [5 empty] | 15 | 0.67 |  |  |  | 1 | 3 | 0 | 0 | 0 | 0 | 0 | 0 | 0 | 0 | 0 | 0 | 2009 Qtr 1: 0; 2009 Qtr 2: 0; 2009 Qtr 3: 0; 2009 Qtr 4: 3; 2010 Qtr 1: 0; 2010 Qtr 2: 0; 2010 Qtr 3: 0; 2010 Qtr 4: 0; 2011 Qtr 1: 0; 2011 Qtr 2: 0; 2011 Qtr 3: 0; 2011 Qtr 4: 0 | 3
0 | 253008-Residential AC SEER 14 Early Ret. CZ 10, 14, or 15 |  | System | Residential | 26-SFM-ResidentialSingleFamily-SP_COOL | 0 |  |  |  |  | 642.1695 | 0 | 110 | 0 | 0 | 532.1695 | 322.849 |  | kWh | 0.37218 | 0.40228 | Residential |  | Winter Only | [5 empty] | 15 | 0.67 |  |  |  | 1 | 3 | 0 | 0 | 0 | 0 | 0 | 0 | 0 | 0 | 0 | 0 | 2009 Qtr 1: 0; 2009 Qtr 2: 0; 2009 Qtr 3: 0; 2009 Qtr 4: 3; 2010 Qtr 1: 0; 2010 Qtr 2: 0; 2010 Qtr 3: 0; 2010 Qtr 4: 0; 2011 Qtr 1: 0; 2011 Qtr 2: 0; 2011 Qtr 3: 0; 2011 Qtr 4: 0 | 3
0 | 253007-Residential AC SEER 14 Early Ret. CZ 6, 7 or 8 |  | System | Residential | 26-SFM-ResidentialSingleFamily-SP_COOL | 0 |  |  |  |  | 642.1695 | 0 | 34.7222 | 0 | 0 | 607.4473 | 184.853 |  | kWh | 0.37116 | 0.59287 | Residential |  | Winter Only | [5 empty] | 15 | 0.67 |  |  |  | 1 | 3 | 0 | 0 | 0 | 0 | 0 | 0 | 0 | 0 | 0 | 0 | 2009 Qtr 1: 0; 2009 Qtr 2: 0; 2009 Qtr 3: 0; 2009 Qtr 4: 3; 2010 Qtr 1: 0; 2010 Qtr 2: 0; 2010 Qtr 3: 0; 2010 Qtr 4: 0; 2011 Qtr 1: 0; 2011 Qtr 2: 0; 2011 Qtr 3: 0; 2011 Qtr 4: 0 | 3
0 | 253005-Residential AC SEER 13 Early Ret. CZ 6, 7 or 8 |  | System | Residential | 26-SFM-ResidentialSingleFamily-SP_COOL | 0 |  |  |  |  | 549.5508 | 0 | 30 | 0 | 0 | 519.5508 | 169.092 |  | kWh | 0.32706 | 0.20484 | Residential |  | Winter Only | [5 empty] | 15 | 0.67 |  |  |  | 1 | 4 | 0 | 0 | 0 | 0 | 0 | 0 | 0 | 0 | 0 | 0 | 2009 Qtr 1: 0; 2009 Qtr 2: 0; 2009 Qtr 3: 0; 2009 Qtr 4: 4; 2010 Qtr 1: 0; 2010 Qtr 2: 0; 2010 Qtr 3: 0; 2010 Qtr 4: 0; 2011 Qtr 1: 0; 2011 Qtr 2: 0; 2011 Qtr 3: 0; 2011 Qtr 4: 0 | 4
0 | 253008-Residential AC SEER 14 Early Ret. CZ 10, 14, or 15 |  | System | Residential | 26-SFM-ResidentialSingleFamily-SP_COOL | 0 |  |  |  |  | 642.1695 | 0 | 128.3333 | 0 | 0 | 513.8362 | 322.849 |  | kWh | 0.37218 | 0.40228 | Residential |  | Winter Only | [5 empty] | 15 | 0.67 |  |  |  | 1 | 3 | 0 | 0 | 0 | 0 | 0 | 0 | 0 | 0 | 0 | 0 | 2009 Qtr 1: 0; 2009 Qtr 2: 0; 2009 Qtr 3: 0; 2009 Qtr 4: 3; 2010 Qtr 1: 0; 2010 Qtr 2: 0; 2010 Qtr 3: 0; 2010 Qtr 4: 0; 2011 Qtr 1: 0; 2011 Qtr 2: 0; 2011 Qtr 3: 0; 2011 Qtr 4: 0 | 3
0 | 253008-Residential AC SEER 14 Early Ret. CZ 10, 14, or 15 |  | System | Residential | 26-SFM-ResidentialSingleFamily-SP_COOL | 0 |  |  |  |  | 642.1695 | 0 | 110 | 0 | 0 | 532.1695 | 322.849 |  | kWh | 0.37218 | 0.40228 | Residential |  | Winter Only | [5 empty] | 15 | 0.67 |  |  |  | 1 | 3 | 0 | 0 | 0 | 0 | 0 | 0 | 0 | 0 | 0 | 0 | 2009 Qtr 1: 0; 2009 Qtr 2: 0; 2009 Qtr 3: 0; 2009 Qtr 4: 3; 2010 Qtr 1: 0; 2010 Qtr 2: 0; 2010 Qtr 3: 0; 2010 Qtr 4: 0; 2011 Qtr 1: 0; 2011 Qtr 2: 0; 2011 Qtr 3: 0; 2011 Qtr 4: 0 | 3
0 | 253009-Residential AC SEER 15 Early Ret. CZ 6, 7 or 8 |  | System | Residential | 26-SFM-ResidentialSingleFamily-SP_COOL | 0 |  |  |  |  | 734.7882 | 0 | 41.6667 | 0 | 0 | 693.1215 | 219.055 |  | kWh | 0.38807 | -1.3318 | Residential |  | Winter Only | [5 empty] | 15 | 0.67 |  |  |  | 1 | 3 | 0 | 0 | 0 | 0 | 0 | 0 | 0 | 0 | 0 | 0 | 2009 Qtr 1: 0; 2009 Qtr 2: 0; 2009 Qtr 3: 0; 2009 Qtr 4: 3; 2010 Qtr 1: 0; 2010 Qtr 2: 0; 2010 Qtr 3: 0; 2010 Qtr 4: 0; 2011 Qtr 1: 0; 2011 Qtr 2: 0; 2011 Qtr 3: 0; 2011 Qtr 4: 0 | 3
0 | 253005-Residential AC SEER 13 Early Ret. CZ 6, 7 or 8 |  | System | Residential | 26-SFM-ResidentialSingleFamily-SP_COOL | 0 |  |  |  |  | 549.5508 | 0 | 30 | 0 | 0 | 519.5508 | 169.092 |  | kWh | 0.32706 | 0.20484 | Residential |  | Winter Only | [5 empty] | 15 | 0.67 |  |  |  | 1 | 4 | 0 | 0 | 0 | 0 | 0 | 0 | 0 | 0 | 0 | 0 | 2009 Qtr 1: 0; 2009 Qtr 2: 0; 2009 Qtr 3: 0; 2009 Qtr 4: 4; 2010 Qtr 1: 0; 2010 Qtr 2: 0; 2010 Qtr 3: 0; 2010 Qtr 4: 0; 2011 Qtr 1: 0; 2011 Qtr 2: 0; 2011 Qtr 3: 0; 2011 Qtr 4: 0 | 4
0 | 253009-Residential AC SEER 15 Early Ret. CZ 6, 7 or 8 |  | System | Residential | 26-SFM-ResidentialSingleFamily-SP_COOL | 0 |  |  |  |  | 734.7882 | 0 | 41.6667 | 0 | 0 | 693.1215 | 219.055 |  | kWh | 0.38807 | -1.3318 | Residential |  | Winter Only | [5 empty] | 15 | 0.67 |  |  |  | 1 | 4 | 0 | 0 | 0 | 0 | 0 | 0 | 0 | 0 | 0 | 0 | 2009 Qtr 1: 0; 2009 Qtr 2: 0; 2009 Qtr 3: 0; 2009 Qtr 4: 4; 2010 Qtr 1: 0; 2010 Qtr 2: 0; 2010 Qtr 3: 0; 2010 Qtr 4: 0; 2011 Qtr 1: 0; 2011 Qtr 2: 0; 2011 Qtr 3: 0; 2011 Qtr 4: 0 | 4
0 | 253009-Residential AC SEER 15 Early Ret. CZ 6, 7 or 8 |  | System | Residential | 26-SFM-ResidentialSingleFamily-SP_COOL | 0 |  |  |  |  | 734.7882 | 0 | 41.6667 | 0 | 0 | 693.1215 | 219.055 |  | kWh | 0.38807 | -1.3318 | Residential |  | Winter Only | [5 empty] | 15 | 0.67 |  |  |  | 1 | 3 | 0 | 0 | 0 | 0 | 0 | 0 | 0 | 0 | 0 | 0 | 2009 Qtr 1: 0; 2009 Qtr 2: 0; 2009 Qtr 3: 0; 2009 Qtr 4: 3; 2010 Qtr 1: 0; 2010 Qtr 2: 0; 2010 Qtr 3: 0; 2010 Qtr 4: 0; 2011 Qtr 1: 0; 2011 Qtr 2: 0; 2011 Qtr 3: 0; 2011 Qtr 4: 0 | 3
0 | 253010-Residential AC SEER 15 Early Ret. CZ 10, 14, or 15 |  | System | Residential | 26-SFM-ResidentialSingleFamily-SP_COOL | 0 |  |  |  |  | 732.6948 | 0 | 130 | 0 | 0 | 602.6948 | 372.762 |  | kWh | 0.39428 | -1.1019 | Residential |  | Winter Only | [5 empty] | 15 | 0.67 |  |  |  | 1 | 3 | 0 | 0 | 0 | 0 | 0 | 0 | 0 | 0 | 0 | 0 | 2009 Qtr 1: 0; 2009 Qtr 2: 0; 2009 Qtr 3: 0; 2009 Qtr 4: 3; 2010 Qtr 1: 0; 2010 Qtr 2: 0; 2010 Qtr 3: 0; 2010 Qtr 4: 0; 2011 Qtr 1: 0; 2011 Qtr 2: 0; 2011 Qtr 3: 0; 2011 Qtr 4: 0 | 3
0 | 253005-Residential AC SEER 13 Early Ret. CZ 6, 7 or 8 |  | System | Residential | 26-SFM-ResidentialSingleFamily-SP_COOL | 0 |  |  |  |  | 549.5508 | 0 | 30 | 0 | 0 | 519.5508 | 169.092 |  | kWh | 0.32706 | 0.20484 | Residential |  | Winter Only | [5 empty] | 15 | 0.67 |  |  |  | 1 | 4 | 0 | 0 | 0 | 0 | 0 | 0 | 0 | 0 | 0 | 0 | 2009 Qtr 1: 0; 2009 Qtr 2: 0; 2009 Qtr 3: 0; 2009 Qtr 4: 4; 2010 Qtr 1: 0; 2010 Qtr 2: 0; 2010 Qtr 3: 0; 2010 Qtr 4: 0; 2011 Qtr 1: 0; 2011 Qtr 2: 0; 2011 Qtr 3: 0; 2011 Qtr 4: 0 | 4
0 | 253007-Residential AC SEER 14 Early Ret. CZ 6, 7 or 8 |  | System | Residential | 26-SFM-ResidentialSingleFamily-SP_COOL | 0 |  |  |  |  | 642.1695 | 0 | 34.7222 | 0 | 0 | 607.4473 | 184.853 |  | kWh | 0.37116 | 0.59287 | Residential |  | Winter Only | [5 empty] | 15 | 0.67 |  |  |  | 1 | 2 | 0 | 0 | 0 | 0 | 0 | 0 | 0 | 0 | 0 | 0 | 2009 Qtr 1: 0; 2009 Qtr 2: 0; 2009 Qtr 3: 0; 2009 Qtr 4: 2; 2010 Qtr 1: 0; 2010 Qtr 2: 0; 2010 Qtr 3: 0; 2010 Qtr 4: 0; 2011 Qtr 1: 0; 2011 Qtr 2: 0; 2011 Qtr 3: 0; 2011 Qtr 4: 0 | 2
0 | 253007-Residential AC SEER 14 Early Ret. CZ 6, 7 or 8 |  | System | Residential | 26-SFM-ResidentialSingleFamily-SP_COOL | 0 |  |  |  |  | 642.1695 | 0 | 34.7222 | 0 | 0 | 607.4473 | 184.853 |  | kWh | 0.37116 | 0.59287 | Residential |  | Winter Only | [5 empty] | 15 | 0.67 |  |  |  | 1 | 5 | 0 | 0 | 0 | 0 | 0 | 0 | 0 | 0 | 0 | 0 | 2009 Qtr 1: 0; 2009 Qtr 2: 0; 2009 Qtr 3: 0; 2009 Qtr 4: 5; 2010 Qtr 1: 0; 2010 Qtr 2: 0; 2010 Qtr 3: 0; 2010 Qtr 4: 0; 2011 Qtr 1: 0; 2011 Qtr 2: 0; 2011 Qtr 3: 0; 2011 Qtr 4: 0 | 5
0 | 253009-Residential AC SEER 15 Early Ret. CZ 6, 7 or 8 |  | System | Residential | 26-SFM-ResidentialSingleFamily-SP_COOL | 0 |  |  |  |  | 734.7882 | 0 | 41.6667 | 0 | 0 | 693.1215 | 219.055 |  | kWh | 0.38807 | -1.3318 | Residential |  | Winter Only | [5 empty] | 15 | 0.67 |  |  |  | 1 | 3 | 0 | 0 | 0 | 0 | 0 | 0 | 0 | 0 | 0 | 0 | 2009 Qtr 1: 0; 2009 Qtr 2: 0; 2009 Qtr 3: 0; 2009 Qtr 4: 3; 2010 Qtr 1: 0; 2010 Qtr 2: 0; 2010 Qtr 3: 0; 2010 Qtr 4: 0; 2011 Qtr 1: 0; 2011 Qtr 2: 0; 2011 Qtr 3: 0; 2011 Qtr 4: 0 | 3
0 | 253007-Residential AC SEER 14 Early Ret. CZ 6, 7 or 8 |  | System | Residential | 26-SFM-ResidentialSingleFamily-SP_COOL | 0 |  |  |  |  | 642.1695 | 0 | 34.7222 | 0 | 0 | 607.4473 | 184.853 |  | kWh | 0.37116 | 0.59287 | Residential |  | Winter Only | [5 empty] | 15 | 0.67 |  |  |  | 1 | 3 | 0 | 0 | 0 | 0 | 0 | 0 | 0 | 0 | 0 | 0 | 2009 Qtr 1: 0; 2009 Qtr 2: 0; 2009 Qtr 3: 0; 2009 Qtr 4: 3; 2010 Qtr 1: 0; 2010 Qtr 2: 0; 2010 Qtr 3: 0; 2010 Qtr 4: 0; 2011 Qtr 1: 0; 2011 Qtr 2: 0; 2011 Qtr 3: 0; 2011 Qtr 4: 0 | 3
0 | 253007-Residential AC SEER 14 Early Ret. CZ 6, 7 or 8 |  | System | Residential | 26-SFM-ResidentialSingleFamily-SP_COOL | 0 |  |  |  |  | 642.1695 | 0 | 34.7222 | 0 | 0 | 607.4473 | 184.853 |  | kWh | 0.37116 | 0.59287 | Residential |  | Winter Only | [5 empty] | 15 | 0.67 |  |  |  | 1 | 3 | 0 | 0 | 0 | 0 | 0 | 0 | 0 | 0 | 0 | 0 | 2009 Qtr 1: 0; 2009 Qtr 2: 0; 2009 Qtr 3: 0; 2009 Qtr 4: 3; 2010 Qtr 1: 0; 2010 Qtr 2: 0; 2010 Qtr 3: 0; 2010 Qtr 4: 0; 2011 Qtr 1: 0; 2011 Qtr 2: 0; 2011 Qtr 3: 0; 2011 Qtr 4: 0 | 3
0 | 253007-Residential AC SEER 14 Early Ret. CZ 6, 7 or 8 |  | System | Residential | 26-SFM-ResidentialSingleFamily-SP_COOL | 0 |  |  |  |  | 642.1695 | 0 | 34.7222 | 0 | 0 | 607.4473 | 184.853 |  | kWh | 0.37116 | 0.59287 | Residential |  | Winter Only | [5 empty] | 15 | 0.67 |  |  |  | 1 | 3 | 0 | 0 | 0 | 0 | 0 | 0 | 0 | 0 | 0 | 0 | 2009 Qtr 1: 0; 2009 Qtr 2: 0; 2009 Qtr 3: 0; 2009 Qtr 4: 3; 2010 Qtr 1: 0; 2010 Qtr 2: 0; 2010 Qtr 3: 0; 2010 Qtr 4: 0; 2011 Qtr 1: 0; 2011 Qtr 2: 0; 2011 Qtr 3: 0; 2011 Qtr 4: 0 | 3
0 | 253001-Residential AC SEER 14 CZ 6, 7 or 8 |  | System | Residential | 26-SFM-ResidentialSingleFamily-SP_COOL | 0 |  |  |  |  | 92.6187 | 0 | 12.5 | 0 | 0 | 80.1187 | 184.853 |  | kWh | 0.37116 | 0.59287 | Residential |  | Winter Only | [5 empty] | 15 | 0.67 |  |  |  | 1 | 4 | 0 | 0 | 0 | 0 | 0 | 0 | 0 | 0 | 0 | 0 | 2009 Qtr 1: 0; 2009 Qtr 2: 0; 2009 Qtr 3: 0; 2009 Qtr 4: 4; 2010 Qtr 1: 0; 2010 Qtr 2: 0; 2010 Qtr 3: 0; 2010 Qtr 4: 0; 2011 Qtr 1: 0; 2011 Qtr 2: 0; 2011 Qtr 3: 0; 2011 Qtr 4: 0 | 4
0 | 253010-Residential AC SEER 15 Early Ret. CZ 10, 14, or 15 |  | System | Residential | 26-SFM-ResidentialSingleFamily-SP_COOL | 0 |  |  |  |  | 732.6948 | 0 | 130 | 0 | 0 | 602.6948 | 372.762 |  | kWh | 0.39428 | -1.1019 | Residential |  | Winter Only | [5 empty] | 15 | 0.67 |  |  |  | 1 | 4 | 0 | 0 | 0 | 0 | 0 | 0 | 0 | 0 | 0 | 0 | 2009 Qtr 1: 0; 2009 Qtr 2: 0; 2009 Qtr 3: 0; 2009 Qtr 4: 4; 2010 Qtr 1: 0; 2010 Qtr 2: 0; 2010 Qtr 3: 0; 2010 Qtr 4: 0; 2011 Qtr 1: 0; 2011 Qtr 2: 0; 2011 Qtr 3: 0; 2011 Qtr 4: 0 | 4
0 | 253007-Residential AC SEER 14 Early Ret. CZ 6, 7 or 8 |  | System | Residential | 26-SFM-ResidentialSingleFamily-SP_COOL | 0 |  |  |  |  | 642.1695 | 0 | 34.7222 | 0 | 0 | 607.4473 | 184.853 |  | kWh | 0.37116 | 0.59287 | Residential |  | Winter Only | [5 empty] | 15 | 0.67 |  |  |  | 1 | 4 | 0 | 0 | 0 | 0 | 0 | 0 | 0 | 0 | 0 | 0 | 2009 Qtr 1: 0; 2009 Qtr 2: 0; 2009 Qtr 3: 0; 2009 Qtr 4: 4; 2010 Qtr 1: 0; 2010 Qtr 2: 0; 2010 Qtr 3: 0; 2010 Qtr 4: 0; 2011 Qtr 1: 0; 2011 Qtr 2: 0; 2011 Qtr 3: 0; 2011 Qtr 4: 0 | 4
0 | 253010-Residential AC SEER 15 Early Ret. CZ 10, 14, or 15 |  | System | Residential | 26-SFM-ResidentialSingleFamily-SP_COOL | 0 |  |  |  |  | 732.6948 | 0 | 130 | 0 | 0 | 602.6948 | 372.762 |  | kWh | 0.39428 | -1.1019 | Residential |  | Winter Only | [5 empty] | 15 | 0.67 |  |  |  | 1 | 4 | 0 | 0 | 0 | 0 | 0 | 0 | 0 | 0 | 0 | 0 | 2009 Qtr 1: 0; 2009 Qtr 2: 0; 2009 Qtr 3: 0; 2009 Qtr 4: 4; 2010 Qtr 1: 0; 2010 Qtr 2: 0; 2010 Qtr 3: 0; 2010 Qtr 4: 0; 2011 Qtr 1: 0; 2011 Qtr 2: 0; 2011 Qtr 3: 0; 2011 Qtr 4: 0 | 4
0 | 253008-Residential AC SEER 14 Early Ret. CZ 10, 14, or 15 |  | System | Residential | 26-SFM-ResidentialSingleFamily-SP_COOL | 0 |  |  |  |  | 642.1695 | 0 | 110 | 0 | 0 | 532.1695 | 322.849 |  | kWh | 0.37218 | 0.40228 | Residential |  | Winter Only | [5 empty] | 15 | 0.67 |  |  |  | 1 | 5 | 0 | 0 | 0 | 0 | 0 | 0 | 0 | 0 | 0 | 0 | 2009 Qtr 1: 0; 2009 Qtr 2: 0; 2009 Qtr 3: 0; 2009 Qtr 4: 5; 2010 Qtr 1: 0; 2010 Qtr 2: 0; 2010 Qtr 3: 0; 2010 Qtr 4: 0; 2011 Qtr 1: 0; 2011 Qtr 2: 0; 2011 Qtr 3: 0; 2011 Qtr 4: 0 | 5
0 | 253007-Residential AC SEER 14 Early Ret. CZ 6, 7 or 8 |  | System | Residential | 26-SFM-ResidentialSingleFamily-SP_COOL | 0 |  |  |  |  | 642.1695 | 0 | 34.7222 | 0 | 0 | 607.4473 | 184.853 |  | kWh | 0.37116 | 0.59287 | Residential |  | Winter Only | [5 empty] | 15 | 0.67 |  |  |  | 1 | 4 | 0 | 0 | 0 | 0 | 0 | 0 | 0 | 0 | 0 | 0 | 2009 Qtr 1: 0; 2009 Qtr 2: 0; 2009 Qtr 3: 0; 2009 Qtr 4: 4; 2010 Qtr 1: 0; 2010 Qtr 2: 0; 2010 Qtr 3: 0; 2010 Qtr 4: 0; 2011 Qtr 1: 0; 2011 Qtr 2: 0; 2011 Qtr 3: 0; 2011 Qtr 4: 0 | 4
0 | 253008-Residential AC SEER 14 Early Ret. CZ 10, 14, or 15 |  | System | Residential | 26-SFM-ResidentialSingleFamily-SP_COOL | 0 |  |  |  |  | 642.1695 | 0 | 110 | 0 | 0 | 532.1695 | 322.849 |  | kWh | 0.37218 | 0.40228 | Residential |  | Winter Only | [5 empty] | 15 | 0.67 |  |  |  | 1 | 4 | 0 | 0 | 0 | 0 | 0 | 0 | 0 | 0 | 0 | 0 | 2009 Qtr 1: 0; 2009 Qtr 2: 0; 2009 Qtr 3: 0; 2009 Qtr 4: 4; 2010 Qtr 1: 0; 2010 Qtr 2: 0; 2010 Qtr 3: 0; 2010 Qtr 4: 0; 2011 Qtr 1: 0; 2011 Qtr 2: 0; 2011 Qtr 3: 0; 2011 Qtr 4: 0 | 4
0 | 253010-Residential AC SEER 15 Early Ret. CZ 10, 14, or 15 |  | System | Residential | 26-SFM-ResidentialSingleFamily-SP_COOL | 0 |  |  |  |  | 732.6948 | 0 | 130 | 0 | 0 | 602.6948 | 372.762 |  | kWh | 0.39428 | -1.1019 | Residential |  | Winter Only | [5 empty] | 15 | 0.67 |  |  |  | 1 | 3 | 0 | 0 | 0 | 0 | 0 | 0 | 0 | 0 | 0 | 0 | 2009 Qtr 1: 0; 2009 Qtr 2: 0; 2009 Qtr 3: 0; 2009 Qtr 4: 3; 2010 Qtr 1: 0; 2010 Qtr 2: 0; 2010 Qtr 3: 0; 2010 Qtr 4: 0; 2011 Qtr 1: 0; 2011 Qtr 2: 0; 2011 Qtr 3: 0; 2011 Qtr 4: 0 | 3
0 | 253006-Residential AC SEER 13 Early Ret. CZ 10, 14, or 15 |  | System | Residential | 26-SFM-ResidentialSingleFamily-SP_COOL | 0 |  |  |  |  | 549.5508 | 0 | 85 | 0 | 0 | 464.5508 | 291.643 |  | kWh | 0.32916 | 0.11379 | Residential |  | Winter Only | [5 empty] | 15 | 0.67 |  |  |  | 1 | 4 | 0 | 0 | 0 | 0 | 0 | 0 | 0 | 0 | 0 | 0 | 2009 Qtr 1: 0; 2009 Qtr 2: 0; 2009 Qtr 3: 0; 2009 Qtr 4: 4; 2010 Qtr 1: 0; 2010 Qtr 2: 0; 2010 Qtr 3: 0; 2010 Qtr 4: 0; 2011 Qtr 1: 0; 2011 Qtr 2: 0; 2011 Qtr 3: 0; 2011 Qtr 4: 0 | 4
0 | 253010-Residential AC SEER 15 Early Ret. CZ 10, 14, or 15 |  | System | Residential | 26-SFM-ResidentialSingleFamily-SP_COOL | 0 |  |  |  |  | 732.6948 | 0 | 130 | 0 | 0 | 602.6948 | 372.762 |  | kWh | 0.39428 | -1.1019 | Residential |  | Winter Only | [5 empty] | 15 | 0.67 |  |  |  | 1 | 4 | 0 | 0 | 0 | 0 | 0 | 0 | 0 | 0 | 0 | 0 | 2009 Qtr 1: 0; 2009 Qtr 2: 0; 2009 Qtr 3: 0; 2009 Qtr 4: 4; 2010 Qtr 1: 0; 2010 Qtr 2: 0; 2010 Qtr 3: 0; 2010 Qtr 4: 0; 2011 Qtr 1: 0; 2011 Qtr 2: 0; 2011 Qtr 3: 0; 2011 Qtr 4: 0 | 4
0 | 253008-Residential AC SEER 14 Early Ret. CZ 10, 14, or 15 |  | System | Residential | 26-SFM-ResidentialSingleFamily-SP_COOL | 0 |  |  |  |  | 642.1695 | 0 | 110 | 0 | 0 | 532.1695 | 322.849 |  | kWh | 0.37218 | 0.40228 | Residential |  | Winter Only | [5 empty] | 15 | 0.67 |  |  |  | 1 | 4 | 0 | 0 | 0 | 0 | 0 | 0 | 0 | 0 | 0 | 0 | 2009 Qtr 1: 0; 2009 Qtr 2: 0; 2009 Qtr 3: 0; 2009 Qtr 4: 4; 2010 Qtr 1: 0; 2010 Qtr 2: 0; 2010 Qtr 3: 0; 2010 Qtr 4: 0; 2011 Qtr 1: 0; 2011 Qtr 2: 0; 2011 Qtr 3: 0; 2011 Qtr 4: 0 | 4
0 | 253008-Residential AC SEER 14 Early Ret. CZ 10, 14, or 15 |  | System | Residential | 26-SFM-ResidentialSingleFamily-SP_COOL | 0 |  |  |  |  | 642.1695 | 0 | 110 | 0 | 0 | 532.1695 | 322.849 |  | kWh | 0.37218 | 0.40228 | Residential |  | Winter Only | [5 empty] | 15 | 0.67 |  |  |  | 1 | 3 | 0 | 0 | 0 | 0 | 0 | 0 | 0 | 0 | 0 | 0 | 2009 Qtr 1: 0; 2009 Qtr 2: 0; 2009 Qtr 3: 0; 2009 Qtr 4: 3; 2010 Qtr 1: 0; 2010 Qtr 2: 0; 2010 Qtr 3: 0; 2010 Qtr 4: 0; 2011 Qtr 1: 0; 2011 Qtr 2: 0; 2011 Qtr 3: 0; 2011 Qtr 4: 0 | 3
0 | 253009-Residential AC SEER 15 Early Ret. CZ 6, 7 or 8 |  | System | Residential | 26-SFM-ResidentialSingleFamily-SP_COOL | 0 |  |  |  |  | 734.7882 | 0 | 41.6667 | 0 | 0 | 693.1215 | 219.055 |  | kWh | 0.38807 | -1.3318 | Residential |  | Winter Only | [5 empty] | 15 | 0.67 |  |  |  | 1 | 3 | 0 | 0 | 0 | 0 | 0 | 0 | 0 | 0 | 0 | 0 | 2009 Qtr 1: 0; 2009 Qtr 2: 0; 2009 Qtr 3: 0; 2009 Qtr 4: 3; 2010 Qtr 1: 0; 2010 Qtr 2: 0; 2010 Qtr 3: 0; 2010 Qtr 4: 0; 2011 Qtr 1: 0; 2011 Qtr 2: 0; 2011 Qtr 3: 0; 2011 Qtr 4: 0 | 3
0 | 253008-Residential AC SEER 14 Early Ret. CZ 10, 14, or 15 |  | System | Residential | 26-SFM-ResidentialSingleFamily-SP_COOL | 0 |  |  |  |  | 642.1695 | 0 | 128.3333 | 0 | 0 | 513.8362 | 322.849 |  | kWh | 0.37218 | 0.40228 | Residential |  | Winter Only | [5 empty] | 15 | 0.67 |  |  |  | 1 | 3 | 0 | 0 | 0 | 0 | 0 | 0 | 0 | 0 | 0 | 0 | 2009 Qtr 1: 0; 2009 Qtr 2: 0; 2009 Qtr 3: 0; 2009 Qtr 4: 3; 2010 Qtr 1: 0; 2010 Qtr 2: 0; 2010 Qtr 3: 0; 2010 Qtr 4: 0; 2011 Qtr 1: 0; 2011 Qtr 2: 0; 2011 Qtr 3: 0; 2011 Qtr 4: 0 | 3
0 | 253008-Residential AC SEER 14 Early Ret. CZ 10, 14, or 15 |  | System | Residential | 26-SFM-ResidentialSingleFamily-SP_COOL | 0 |  |  |  |  | 642.1695 | 0 | 110 | 0 | 0 | 532.1695 | 322.849 |  | kWh | 0.37218 | 0.40228 | Residential |  | Winter Only | [5 empty] | 15 | 0.67 |  |  |  | 1 | 5 | 0 | 0 | 0 | 0 | 0 | 0 | 0 | 0 | 0 | 0 | 2009 Qtr 1: 0; 2009 Qtr 2: 0; 2009 Qtr 3: 0; 2009 Qtr 4: 5; 2010 Qtr 1: 0; 2010 Qtr 2: 0; 2010 Qtr 3: 0; 2010 Qtr 4: 0; 2011 Qtr 1: 0; 2011 Qtr 2: 0; 2011 Qtr 3: 0; 2011 Qtr 4: 0 | 5
0 | 253010-Residential AC SEER 15 Early Ret. CZ 10, 14, or 15 |  | System | Residential | 26-SFM-ResidentialSingleFamily-SP_COOL | 0 |  |  |  |  | 732.6948 | 0 | 130 | 0 | 0 | 602.6948 | 372.762 |  | kWh | 0.39428 | -1.1019 | Residential |  | Winter Only | [5 empty] | 15 | 0.67 |  |  |  | 1 | 3 | 0 | 0 | 0 | 0 | 0 | 0 | 0 | 0 | 0 | 0 | 2009 Qtr 1: 0; 2009 Qtr 2: 0; 2009 Qtr 3: 0; 2009 Qtr 4: 3; 2010 Qtr 1: 0; 2010 Qtr 2: 0; 2010 Qtr 3: 0; 2010 Qtr 4: 0; 2011 Qtr 1: 0; 2011 Qtr 2: 0; 2011 Qtr 3: 0; 2011 Qtr 4: 0 | 3
0 | 253008-Residential AC SEER 14 Early Ret. CZ 10, 14, or 15 |  | System | Residential | 26-SFM-ResidentialSingleFamily-SP_COOL | 0 |  |  |  |  | 642.1695 | 0 | 110 | 0 | 0 | 532.1695 | 322.849 |  | kWh | 0.37218 | 0.40228 | Residential |  | Winter Only | [5 empty] | 15 | 0.67 |  |  |  | 1 | 4 | 0 | 0 | 0 | 0 | 0 | 0 | 0 | 0 | 0 | 0 | 2009 Qtr 1: 0; 2009 Qtr 2: 0; 2009 Qtr 3: 0; 2009 Qtr 4: 4; 2010 Qtr 1: 0; 2010 Qtr 2: 0; 2010 Qtr 3: 0; 2010 Qtr 4: 0; 2011 Qtr 1: 0; 2011 Qtr 2: 0; 2011 Qtr 3: 0; 2011 Qtr 4: 0 | 4
0 | 253008-Residential AC SEER 14 Early Ret. CZ 10, 14, or 15 |  | System | Residential | 26-SFM-ResidentialSingleFamily-SP_COOL | 0 |  |  |  |  | 642.1695 | 0 | 110 | 0 | 0 | 532.1695 | 322.849 |  | kWh | 0.37218 | 0.40228 | Residential |  | Winter Only | [5 empty] | 15 | 0.67 |  |  |  | 1 | 3 | 0 | 0 | 0 | 0 | 0 | 0 | 0 | 0 | 0 | 0 | 2009 Qtr 1: 0; 2009 Qtr 2: 0; 2009 Qtr 3: 0; 2009 Qtr 4: 3; 2010 Qtr 1: 0; 2010 Qtr 2: 0; 2010 Qtr 3: 0; 2010 Qtr 4: 0; 2011 Qtr 1: 0; 2011 Qtr 2: 0; 2011 Qtr 3: 0; 2011 Qtr 4: 0 | 3
0 | 253009-Residential AC SEER 15 Early Ret. CZ 6, 7 or 8 |  | System | Residential | 26-SFM-ResidentialSingleFamily-SP_COOL | 0 |  |  |  |  | 734.7882 | 0 | 41.6667 | 0 | 0 | 693.1215 | 219.055 |  | kWh | 0.38807 | -1.3318 | Residential |  | Winter Only | [5 empty] | 15 | 0.67 |  |  |  | 1 | 4 | 0 | 0 | 0 | 0 | 0 | 0 | 0 | 0 | 0 | 0 | 2009 Qtr 1: 0; 2009 Qtr 2: 0; 2009 Qtr 3: 0; 2009 Qtr 4: 4; 2010 Qtr 1: 0; 2010 Qtr 2: 0; 2010 Qtr 3: 0; 2010 Qtr 4: 0; 2011 Qtr 1: 0; 2011 Qtr 2: 0; 2011 Qtr 3: 0; 2011 Qtr 4: 0 | 4
0 | 253004-Residential AC SEER 15 CZ 10, 14, or 15 |  | System | Residential | 26-SFM-ResidentialSingleFamily-SP_COOL | 0 |  |  |  |  | 185.2374 | 0 | 85.71 | 0 | 0 | 99.5274 | 372.762 |  | kWh | 0.39428 | -1.1019 | Residential |  | Winter Only | [5 empty] | 15 | 0.67 |  |  |  | 1 | 4 | 0 | 0 | 0 | 0 | 0 | 0 | 0 | 0 | 0 | 0 | 2009 Qtr 1: 0; 2009 Qtr 2: 0; 2009 Qtr 3: 0; 2009 Qtr 4: 4; 2010 Qtr 1: 0; 2010 Qtr 2: 0; 2010 Qtr 3: 0; 2010 Qtr 4: 0; 2011 Qtr 1: 0; 2011 Qtr 2: 0; 2011 Qtr 3: 0; 2011 Qtr 4: 0 | 4
0 | 253009-Residential AC SEER 15 Early Ret. CZ 6, 7 or 8 |  | System | Residential | 26-SFM-ResidentialSingleFamily-SP_COOL | 0 |  |  |  |  | 734.7882 | 0 | 41.6667 | 0 | 0 | 693.1215 | 219.055 |  | kWh | 0.38807 | -1.3318 | Residential |  | Winter Only | [5 empty] | 15 | 0.67 |  |  |  | 1 | 3 | 0 | 0 | 0 | 0 | 0 | 0 | 0 | 0 | 0 | 0 | 2009 Qtr 1: 0; 2009 Qtr 2: 0; 2009 Qtr 3: 0; 2009 Qtr 4: 3; 2010 Qtr 1: 0; 2010 Qtr 2: 0; 2010 Qtr 3: 0; 2010 Qtr 4: 0; 2011 Qtr 1: 0; 2011 Qtr 2: 0; 2011 Qtr 3: 0; 2011 Qtr 4: 0 | 3
0 | 253009-Residential AC SEER 15 Early Ret. CZ 6, 7 or 8 |  | System | Residential | 26-SFM-ResidentialSingleFamily-SP_COOL | 0 |  |  |  |  | 734.7882 | 0 | 41.6667 | 0 | 0 | 693.1215 | 219.055 |  | kWh | 0.38807 | -1.3318 | Residential |  | Winter Only | [5 empty] | 15 | 0.67 |  |  |  | 1 | 3 | 0 | 0 | 0 | 0 | 0 | 0 | 0 | 0 | 0 | 0 | 2009 Qtr 1: 0; 2009 Qtr 2: 0; 2009 Qtr 3: 0; 2009 Qtr 4: 3; 2010 Qtr 1: 0; 2010 Qtr 2: 0; 2010 Qtr 3: 0; 2010 Qtr 4: 0; 2011 Qtr 1: 0; 2011 Qtr 2: 0; 2011 Qtr 3: 0; 2011 Qtr 4: 0 | 3
0 | 253008-Residential AC SEER 14 Early Ret. CZ 10, 14, or 15 |  | System | Residential | 26-SFM-ResidentialSingleFamily-SP_COOL | 0 |  |  |  |  | 642.1695 | 0 | 110 | 0 | 0 | 532.1695 | 322.849 |  | kWh | 0.37218 | 0.40228 | Residential |  | Winter Only | [5 empty] | 15 | 0.67 |  |  |  | 1 | 3 | 0 | 0 | 0 | 0 | 0 | 0 | 0 | 0 | 0 | 0 | 2009 Qtr 1: 0; 2009 Qtr 2: 0; 2009 Qtr 3: 0; 2009 Qtr 4: 3; 2010 Qtr 1: 0; 2010 Qtr 2: 0; 2010 Qtr 3: 0; 2010 Qtr 4: 0; 2011 Qtr 1: 0; 2011 Qtr 2: 0; 2011 Qtr 3: 0; 2011 Qtr 4: 0 | 3
0 | 253010-Residential AC SEER 15 Early Ret. CZ 10, 14, or 15 |  | System | Residential | 26-SFM-ResidentialSingleFamily-SP_COOL | 0 |  |  |  |  | 732.6948 | 0 | 130 | 0 | 0 | 602.6948 | 372.762 |  | kWh | 0.39428 | -1.1019 | Residential |  | Winter Only | [5 empty] | 15 | 0.67 |  |  |  | 1 | 4 | 0 | 0 | 0 | 0 | 0 | 0 | 0 | 0 | 0 | 0 | 2009 Qtr 1: 0; 2009 Qtr 2: 0; 2009 Qtr 3: 0; 2009 Qtr 4: 4; 2010 Qtr 1: 0; 2010 Qtr 2: 0; 2010 Qtr 3: 0; 2010 Qtr 4: 0; 2011 Qtr 1: 0; 2011 Qtr 2: 0; 2011 Qtr 3: 0; 2011 Qtr 4: 0 | 4
0 | 253009-Residential AC SEER 15 Early Ret. CZ 6, 7 or 8 |  | System | Residential | 26-SFM-ResidentialSingleFamily-SP_COOL | 0 |  |  |  |  | 734.7882 | 0 | 52.0833 | 0 | 0 | 682.7049 | 219.055 |  | kWh | 0.38807 | -1.3318 | Residential |  | Winter Only | [5 empty] | 15 | 0.67 |  |  |  | 1 | 2 | 0 | 0 | 0 | 0 | 0 | 0 | 0 | 0 | 0 | 0 | 2009 Qtr 1: 0; 2009 Qtr 2: 0; 2009 Qtr 3: 0; 2009 Qtr 4: 2; 2010 Qtr 1: 0; 2010 Qtr 2: 0; 2010 Qtr 3: 0; 2010 Qtr 4: 0; 2011 Qtr 1: 0; 2011 Qtr 2: 0; 2011 Qtr 3: 0; 2011 Qtr 4: 0 | 2
0 | 253003-Residential AC SEER 15 CZ 6, 7 or 8 |  | System | Residential | 26-SFM-ResidentialSingleFamily-SP_COOL | 0 |  |  |  |  | 185.2374 | 0 | 30 | 0 | 0 | 155.2374 | 219.055 |  | kWh | 0.38807 | -1.3318 | Residential |  | Winter Only | [5 empty] | 15 | 0.67 |  |  |  | 1 | 2 | 0 | 0 | 0 | 0 | 0 | 0 | 0 | 0 | 0 | 0 | 2009 Qtr 1: 0; 2009 Qtr 2: 0; 2009 Qtr 3: 0; 2009 Qtr 4: 2; 2010 Qtr 1: 0; 2010 Qtr 2: 0; 2010 Qtr 3: 0; 2010 Qtr 4: 0; 2011 Qtr 1: 0; 2011 Qtr 2: 0; 2011 Qtr 3: 0; 2011 Qtr 4: 0 | 2
0 | 253008-Residential AC SEER 14 Early Ret. CZ 10, 14, or 15 |  | System | Residential | 26-SFM-ResidentialSingleFamily-SP_COOL | 0 |  |  |  |  | 642.1695 | 0 | 110 | 0 | 0 | 532.1695 | 322.849 |  | kWh | 0.37218 | 0.40228 | Residential |  | Winter Only | [5 empty] | 15 | 0.67 |  |  |  | 1 | 4 | 0 | 0 | 0 | 0 | 0 | 0 | 0 | 0 | 0 | 0 | 2009 Qtr 1: 0; 2009 Qtr 2: 0; 2009 Qtr 3: 0; 2009 Qtr 4: 4; 2010 Qtr 1: 0; 2010 Qtr 2: 0; 2010 Qtr 3: 0; 2010 Qtr 4: 0; 2011 Qtr 1: 0; 2011 Qtr 2: 0; 2011 Qtr 3: 0; 2011 Qtr 4: 0 | 4
0 | 253006-Residential AC SEER 13 Early Ret. CZ 10, 14, or 15 |  | System | Residential | 26-SFM-ResidentialSingleFamily-SP_COOL | 0 |  |  |  |  | 549.5508 | 0 | 85 | 0 | 0 | 464.5508 | 291.643 |  | kWh | 0.32916 | 0.11379 | Residential |  | Winter Only | [5 empty] | 15 | 0.67 |  |  |  | 1 | 4 | 0 | 0 | 0 | 0 | 0 | 0 | 0 | 0 | 0 | 0 | 2009 Qtr 1: 0; 2009 Qtr 2: 0; 2009 Qtr 3: 0; 2009 Qtr 4: 4; 2010 Qtr 1: 0; 2010 Qtr 2: 0; 2010 Qtr 3: 0; 2010 Qtr 4: 0; 2011 Qtr 1: 0; 2011 Qtr 2: 0; 2011 Qtr 3: 0; 2011 Qtr 4: 0 | 4
0 | 253008-Residential AC SEER 14 Early Ret. CZ 10, 14, or 15 |  | System | Residential | 26-SFM-ResidentialSingleFamily-SP_COOL | 0 |  |  |  |  | 642.1695 | 0 | 128.3333 | 0 | 0 | 513.8362 | 322.849 |  | kWh | 0.37218 | 0.40228 | Residential |  | Winter Only | [5 empty] | 15 | 0.67 |  |  |  | 1 | 3 | 0 | 0 | 0 | 0 | 0 | 0 | 0 | 0 | 0 | 0 | 2009 Qtr 1: 0; 2009 Qtr 2: 0; 2009 Qtr 3: 0; 2009 Qtr 4: 3; 2010 Qtr 1: 0; 2010 Qtr 2: 0; 2010 Qtr 3: 0; 2010 Qtr 4: 0; 2011 Qtr 1: 0; 2011 Qtr 2: 0; 2011 Qtr 3: 0; 2011 Qtr 4: 0 | 3
0 | 253007-Residential AC SEER 14 Early Ret. CZ 6, 7 or 8 |  | System | Residential | 26-SFM-ResidentialSingleFamily-SP_COOL | 0 |  |  |  |  | 642.1695 | 0 | 34.7222 | 0 | 0 | 607.4473 | 184.853 |  | kWh | 0.37116 | 0.59287 | Residential |  | Winter Only | [5 empty] | 15 | 0.67 |  |  |  | 1 | 3 | 0 | 0 | 0 | 0 | 0 | 0 | 0 | 0 | 0 | 0 | 2009 Qtr 1: 0; 2009 Qtr 2: 0; 2009 Qtr 3: 0; 2009 Qtr 4: 3; 2010 Qtr 1: 0; 2010 Qtr 2: 0; 2010 Qtr 3: 0; 2010 Qtr 4: 0; 2011 Qtr 1: 0; 2011 Qtr 2: 0; 2011 Qtr 3: 0; 2011 Qtr 4: 0 | 3
0 | 253001-Residential AC SEER 14 CZ 6, 7 or 8 |  | System | Residential | 26-SFM-ResidentialSingleFamily-SP_COOL | 0 |  |  |  |  | 92.6187 | 0 | 12.5 | 0 | 0 | 80.1187 | 184.853 |  | kWh | 0.37116 | 0.59287 | Residential |  | Winter Only | [5 empty] | 15 | 0.67 |  |  |  | 1 | 4 | 0 | 0 | 0 | 0 | 0 | 0 | 0 | 0 | 0 | 0 | 2009 Qtr 1: 0; 2009 Qtr 2: 0; 2009 Qtr 3: 0; 2009 Qtr 4: 4; 2010 Qtr 1: 0; 2010 Qtr 2: 0; 2010 Qtr 3: 0; 2010 Qtr 4: 0; 2011 Qtr 1: 0; 2011 Qtr 2: 0; 2011 Qtr 3: 0; 2011 Qtr 4: 0 | 4
0 | 253005-Residential AC SEER 13 Early Ret. CZ 6, 7 or 8 |  | System | Residential | 26-SFM-ResidentialSingleFamily-SP_COOL | 0 |  |  |  |  | 549.5508 | 0 | 37.5 | 0 | 0 | 512.0508 | 169.092 |  | kWh | 0.32706 | 0.20484 | Residential |  | Winter Only | [5 empty] | 15 | 0.67 |  |  |  | 1 | 2 | 0 | 0 | 0 | 0 | 0 | 0 | 0 | 0 | 0 | 0 | 2009 Qtr 1: 0; 2009 Qtr 2: 0; 2009 Qtr 3: 0; 2009 Qtr 4: 2; 2010 Qtr 1: 0; 2010 Qtr 2: 0; 2010 Qtr 3: 0; 2010 Qtr 4: 0; 2011 Qtr 1: 0; 2011 Qtr 2: 0; 2011 Qtr 3: 0; 2011 Qtr 4: 0 | 2
0 | 253005-Residential AC SEER 13 Early Ret. CZ 6, 7 or 8 |  | System | Residential | 26-SFM-ResidentialSingleFamily-SP_COOL | 0 |  |  |  |  | 549.5508 | 0 | 35 | 0 | 0 | 514.5508 | 169.092 |  | kWh | 0.32706 | 0.20484 | Residential |  | Winter Only | [5 empty] | 15 | 0.67 |  |  |  | 1 | 3 | 0 | 0 | 0 | 0 | 0 | 0 | 0 | 0 | 0 | 0 | 2009 Qtr 1: 0; 2009 Qtr 2: 0; 2009 Qtr 3: 0; 2009 Qtr 4: 3; 2010 Qtr 1: 0; 2010 Qtr 2: 0; 2010 Qtr 3: 0; 2010 Qtr 4: 0; 2011 Qtr 1: 0; 2011 Qtr 2: 0; 2011 Qtr 3: 0; 2011 Qtr 4: 0 | 3
0 | 253005-Residential AC SEER 13 Early Ret. CZ 6, 7 or 8 |  | System | Residential | 26-SFM-ResidentialSingleFamily-SP_COOL | 0 |  |  |  |  | 549.5508 | 0 | 30 | 0 | 0 | 519.5508 | 169.092 |  | kWh | 0.32706 | 0.20484 | Residential |  | Winter Only | [5 empty] | 15 | 0.67 |  |  |  | 1 | 5 | 0 | 0 | 0 | 0 | 0 | 0 | 0 | 0 | 0 | 0 | 2009 Qtr 1: 0; 2009 Qtr 2: 0; 2009 Qtr 3: 0; 2009 Qtr 4: 5; 2010 Qtr 1: 0; 2010 Qtr 2: 0; 2010 Qtr 3: 0; 2010 Qtr 4: 0; 2011 Qtr 1: 0; 2011 Qtr 2: 0; 2011 Qtr 3: 0; 2011 Qtr 4: 0 | 5
0 | 253005-Residential AC SEER 13 Early Ret. CZ 6, 7 or 8 |  | System | Residential | 26-SFM-ResidentialSingleFamily-SP_COOL | 0 |  |  |  |  | 549.5508 | 0 | 30 | 0 | 0 | 519.5508 | 169.092 |  | kWh | 0.32706 | 0.20484 | Residential |  | Winter Only | [5 empty] | 15 | 0.67 |  |  |  | 1 | 4 | 0 | 0 | 0 | 0 | 0 | 0 | 0 | 0 | 0 | 0 | 2009 Qtr 1: 0; 2009 Qtr 2: 0; 2009 Qtr 3: 0; 2009 Qtr 4: 4; 2010 Qtr 1: 0; 2010 Qtr 2: 0; 2010 Qtr 3: 0; 2010 Qtr 4: 0; 2011 Qtr 1: 0; 2011 Qtr 2: 0; 2011 Qtr 3: 0; 2011 Qtr 4: 0 | 4
0 | 253005-Residential AC SEER 13 Early Ret. CZ 6, 7 or 8 |  | System | Residential | 26-SFM-ResidentialSingleFamily-SP_COOL | 0 |  |  |  |  | 549.5508 | 0 | 30 | 0 | 0 | 519.5508 | 169.092 |  | kWh | 0.32706 | 0.20484 | Residential |  | Winter Only | [5 empty] | 15 | 0.67 |  |  |  | 1 | 3 | 0 | 0 | 0 | 0 | 0 | 0 | 0 | 0 | 0 | 0 | 2009 Qtr 1: 0; 2009 Qtr 2: 0; 2009 Qtr 3: 0; 2009 Qtr 4: 3; 2010 Qtr 1: 0; 2010 Qtr 2: 0; 2010 Qtr 3: 0; 2010 Qtr 4: 0; 2011 Qtr 1: 0; 2011 Qtr 2: 0; 2011 Qtr 3: 0; 2011 Qtr 4: 0 | 3
0 | 253015-Residential HP SEER 13 Early Ret. CZ 6, 7 or 8 |  | System | Residential | 26-SFM-ResidentialSingleFamily-SP_COOL | 0 |  |  |  |  | 630.8445 | 0 | 37.5 | 0 | 0 | 593.3445 | 560.034 |  | kWh | 0.27791 | 0 | Residential |  | Winter Only | [5 empty] | 15 | 0.67 |  |  |  | 1 | 2 | 0 | 0 | 0 | 0 | 0 | 0 | 0 | 0 | 0 | 0 | 2009 Qtr 1: 0; 2009 Qtr 2: 0; 2009 Qtr 3: 0; 2009 Qtr 4: 2; 2010 Qtr 1: 0; 2010 Qtr 2: 0; 2010 Qtr 3: 0; 2010 Qtr 4: 0; 2011 Qtr 1: 0; 2011 Qtr 2: 0; 2011 Qtr 3: 0; 2011 Qtr 4: 0 | 2
0 | 253001-Residential AC SEER 14 CZ 6, 7 or 8 |  | System | Residential | 26-SFM-ResidentialSingleFamily-SP_COOL | 0 |  |  |  |  | 92.6187 | 0 | 12.5 | 0 | 0 | 80.1187 | 184.853 |  | kWh | 0.37116 | 0.59287 | Residential |  | Winter Only | [5 empty] | 15 | 0.67 |  |  |  | 1 | 3 | 0 | 0 | 0 | 0 | 0 | 0 | 0 | 0 | 0 | 0 | 2009 Qtr 1: 0; 2009 Qtr 2: 0; 2009 Qtr 3: 0; 2009 Qtr 4: 3; 2010 Qtr 1: 0; 2010 Qtr 2: 0; 2010 Qtr 3: 0; 2010 Qtr 4: 0; 2011 Qtr 1: 0; 2011 Qtr 2: 0; 2011 Qtr 3: 0; 2011 Qtr 4: 0 | 3
0 | 253079-Comm. HP <65k single phase unitary ER |  | System | Commercial | 01-ALC-AllCommercial-Cooling | 0 |  |  |  |  | 995.132 | 0 | 85 | 0 | 0 | 910.132 | 442.627 |  | kWh | 0.21817 | 0 | Commercial | [7 empty] | 15 | 0.5 |  |  |  | 1 | 3 | 0 | 0 | 0 | 0 | 0 | 0 | 0 | 0 | 0 | 0 | 2009 Qtr 1: 0; 2009 Qtr 2: 0; 2009 Qtr 3: 0; 2009 Qtr 4: 3; 2010 Qtr 1: 0; 2010 Qtr 2: 0; 2010 Qtr 3: 0; 2010 Qtr 4: 0; 2011 Qtr 1: 0; 2011 Qtr 2: 0; 2011 Qtr 3: 0; 2011 Qtr 4: 0 | 3
0 | 253079-Comm. HP <65k single phase unitary ER |  | System | Commercial | 01-ALC-AllCommercial-Cooling | 0 |  |  |  |  | 995.132 | 0 | 85 | 0 | 0 | 910.132 | 442.627 |  | kWh | 0.21817 | 0 | Commercial | [7 empty] | 15 | 0.5 |  |  |  | 1 | 3 | 0 | 0 | 0 | 0 | 0 | 0 | 0 | 0 | 0 | 0 | 2009 Qtr 1: 0; 2009 Qtr 2: 0; 2009 Qtr 3: 0; 2009 Qtr 4: 3; 2010 Qtr 1: 0; 2010 Qtr 2: 0; 2010 Qtr 3: 0; 2010 Qtr 4: 0; 2011 Qtr 1: 0; 2011 Qtr 2: 0; 2011 Qtr 3: 0; 2011 Qtr 4: 0 | 3
0 | 253079-Comm. HP <65k single phase unitary ER |  | System | Commercial | 01-ALC-AllCommercial-Cooling | 0 |  |  |  |  | 995.132 | 0 | 85 | 0 | 0 | 910.132 | 442.627 |  | kWh | 0.21817 | 0 | Commercial | [7 empty] | 15 | 0.5 |  |  |  | 1 | 3 | 0 | 0 | 0 | 0 | 0 | 0 | 0 | 0 | 0 | 0 | 2009 Qtr 1: 0; 2009 Qtr 2: 0; 2009 Qtr 3: 0; 2009 Qtr 4: 3; 2010 Qtr 1: 0; 2010 Qtr 2: 0; 2010 Qtr 3: 0; 2010 Qtr 4: 0; 2011 Qtr 1: 0; 2011 Qtr 2: 0; 2011 Qtr 3: 0; 2011 Qtr 4: 0 | 3
0 | 253079-Comm. HP <65k single phase unitary ER |  | System | Commercial | 01-ALC-AllCommercial-Cooling | 0 |  |  |  |  | 995.132 | 0 | 85 | 0 | 0 | 910.132 | 442.627 |  | kWh | 0.21817 | 0 | Commercial | [7 empty] | 15 | 0.5 |  |  |  | 1 | 3 | 0 | 0 | 0 | 0 | 0 | 0 | 0 | 0 | 0 | 0 | 2009 Qtr 1: 0; 2009 Qtr 2: 0; 2009 Qtr 3: 0; 2009 Qtr 4: 3; 2010 Qtr 1: 0; 2010 Qtr 2: 0; 2010 Qtr 3: 0; 2010 Qtr 4: 0; 2011 Qtr 1: 0; 2011 Qtr 2: 0; 2011 Qtr 3: 0; 2011 Qtr 4: 0 | 3
0 | 253079-Comm. HP <65k single phase unitary ER |  | System | Commercial | 01-ALC-AllCommercial-Cooling | 0 |  |  |  |  | 995.132 | 0 | 170 | 0 | 0 | 825.132 | 442.627 |  | kWh | 0.21817 | 0 | Commercial | [7 empty] | 15 | 0.5 |  |  |  | 1 | 3 | 0 | 0 | 0 | 0 | 0 | 0 | 0 | 0 | 0 | 0 | 2009 Qtr 1: 0; 2009 Qtr 2: 0; 2009 Qtr 3: 0; 2009 Qtr 4: 3; 2010 Qtr 1: 0; 2010 Qtr 2: 0; 2010 Qtr 3: 0; 2010 Qtr 4: 0; 2011 Qtr 1: 0; 2011 Qtr 2: 0; 2011 Qtr 3: 0; 2011 Qtr 4: 0 | 3
0 | 253079-Comm. HP <65k single phase unitary ER |  | System | Commercial | 01-ALC-AllCommercial-Cooling | 0 |  |  |  |  | 995.132 | 0 | 170 | 0 | 0 | 825.132 | 442.627 |  | kWh | 0.21817 | 0 | Commercial | [7 empty] | 15 | 0.5 |  |  |  | 1 | 3 | 0 | 0 | 0 | 0 | 0 | 0 | 0 | 0 | 0 | 0 | 2009 Qtr 1: 0; 2009 Qtr 2: 0; 2009 Qtr 3: 0; 2009 Qtr 4: 3; 2010 Qtr 1: 0; 2010 Qtr 2: 0; 2010 Qtr 3: 0; 2010 Qtr 4: 0; 2011 Qtr 1: 0; 2011 Qtr 2: 0; 2011 Qtr 3: 0; 2011 Qtr 4: 0 | 3
0 | 253005-Residential AC SEER 13 Early Ret. CZ 6, 7 or 8 |  | System | Residential | 26-SFM-ResidentialSingleFamily-SP_COOL | 0 |  |  |  |  | 549.5508 | 0 | 30 | 0 | 0 | 519.5508 | 169.092 |  | kWh | 0.32706 | 0.20484 | Residential |  | Winter Only | [5 empty] | 15 | 0.67 |  |  |  | 1 | 3 | 0 | 0 | 0 | 0 | 0 | 0 | 0 | 0 | 0 | 0 | 2009 Qtr 1: 0; 2009 Qtr 2: 0; 2009 Qtr 3: 0; 2009 Qtr 4: 3; 2010 Qtr 1: 0; 2010 Qtr 2: 0; 2010 Qtr 3: 0; 2010 Qtr 4: 0; 2011 Qtr 1: 0; 2011 Qtr 2: 0; 2011 Qtr 3: 0; 2011 Qtr 4: 0 | 3
0 | 253005-Residential AC SEER 13 Early Ret. CZ 6, 7 or 8 |  | System | Residential | 26-SFM-ResidentialSingleFamily-SP_COOL | 0 |  |  |  |  | 549.5508 | 0 | 30 | 0 | 0 | 519.5508 | 169.092 |  | kWh | 0.32706 | 0.20484 | Residential |  | Winter Only | [5 empty] | 15 | 0.67 |  |  |  | 1 | 3 | 0 | 0 | 0 | 0 | 0 | 0 | 0 | 0 | 0 | 0 | 2009 Qtr 1: 0; 2009 Qtr 2: 0; 2009 Qtr 3: 0; 2009 Qtr 4: 3; 2010 Qtr 1: 0; 2010 Qtr 2: 0; 2010 Qtr 3: 0; 2010 Qtr 4: 0; 2011 Qtr 1: 0; 2011 Qtr 2: 0; 2011 Qtr 3: 0; 2011 Qtr 4: 0 | 3
0 | 253001-Residential AC SEER 14 CZ 6, 7 or 8 |  | System | Residential | 26-SFM-ResidentialSingleFamily-SP_COOL | 0 |  |  |  |  | 92.6187 | 0 | 12.5 | 0 | 0 | 80.1187 | 184.853 |  | kWh | 0.37116 | 0.59287 | Residential |  | Winter Only | [5 empty] | 15 | 0.67 |  |  |  | 1 | 4 | 0 | 0 | 0 | 0 | 0 | 0 | 0 | 0 | 0 | 0 | 2009 Qtr 1: 0; 2009 Qtr 2: 0; 2009 Qtr 3: 0; 2009 Qtr 4: 4; 2010 Qtr 1: 0; 2010 Qtr 2: 0; 2010 Qtr 3: 0; 2010 Qtr 4: 0; 2011 Qtr 1: 0; 2011 Qtr 2: 0; 2011 Qtr 3: 0; 2011 Qtr 4: 0 | 4
0 | 253005-Residential AC SEER 13 Early Ret. CZ 6, 7 or 8 |  | System | Residential | 26-SFM-ResidentialSingleFamily-SP_COOL | 0 |  |  |  |  | 549.5508 | 0 | 30 | 0 | 0 | 519.5508 | 169.092 |  | kWh | 0.32706 | 0.20484 | Residential |  | Winter Only | [5 empty] | 15 | 0.67 |  |  |  | 1 | 4 | 0 | 0 | 0 | 0 | 0 | 0 | 0 | 0 | 0 | 0 | 2009 Qtr 1: 0; 2009 Qtr 2: 0; 2009 Qtr 3: 0; 2009 Qtr 4: 4; 2010 Qtr 1: 0; 2010 Qtr 2: 0; 2010 Qtr 3: 0; 2010 Qtr 4: 0; 2011 Qtr 1: 0; 2011 Qtr 2: 0; 2011 Qtr 3: 0; 2011 Qtr 4: 0 | 4
0 | 253005-Residential AC SEER 13 Early Ret. CZ 6, 7 or 8 |  | System | Residential | 26-SFM-ResidentialSingleFamily-SP_COOL | 0 |  |  |  |  | 549.5508 | 0 | 30 | 0 | 0 | 519.5508 | 169.092 |  | kWh | 0.32706 | 0.20484 | Residential |  | Winter Only | [5 empty] | 15 | 0.67 |  |  |  | 1 | 4 | 0 | 0 | 0 | 0 | 0 | 0 | 0 | 0 | 0 | 0 | 2009 Qtr 1: 0; 2009 Qtr 2: 0; 2009 Qtr 3: 0; 2009 Qtr 4: 4; 2010 Qtr 1: 0; 2010 Qtr 2: 0; 2010 Qtr 3: 0; 2010 Qtr 4: 0; 2011 Qtr 1: 0; 2011 Qtr 2: 0; 2011 Qtr 3: 0; 2011 Qtr 4: 0 | 4
0 | 253005-Residential AC SEER 13 Early Ret. CZ 6, 7 or 8 |  | System | Residential | 26-SFM-ResidentialSingleFamily-SP_COOL | 0 |  |  |  |  | 549.5508 | 0 | 30 | 0 | 0 | 519.5508 | 169.092 |  | kWh | 0.32706 | 0.20484 | Residential |  | Winter Only | [5 empty] | 15 | 0.67 |  |  |  | 1 | 3 | 0 | 0 | 0 | 0 | 0 | 0 | 0 | 0 | 0 | 0 | 2009 Qtr 1: 0; 2009 Qtr 2: 0; 2009 Qtr 3: 0; 2009 Qtr 4: 3; 2010 Qtr 1: 0; 2010 Qtr 2: 0; 2010 Qtr 3: 0; 2010 Qtr 4: 0; 2011 Qtr 1: 0; 2011 Qtr 2: 0; 2011 Qtr 3: 0; 2011 Qtr 4: 0 | 3
0 | 253006-Residential AC SEER 13 Early Ret. CZ 10, 14, or 15 |  | System | Residential | 26-SFM-ResidentialSingleFamily-SP_COOL | 0 |  |  |  |  | 549.5508 | 0 | 85 | 0 | 0 | 464.5508 | 291.643 |  | kWh | 0.32916 | 0.11379 | Residential |  | Winter Only | [5 empty] | 15 | 0.67 |  |  |  | 1 | 5 | 0 | 0 | 0 | 0 | 0 | 0 | 0 | 0 | 0 | 0 | 2009 Qtr 1: 0; 2009 Qtr 2: 0; 2009 Qtr 3: 0; 2009 Qtr 4: 5; 2010 Qtr 1: 0; 2010 Qtr 2: 0; 2010 Qtr 3: 0; 2010 Qtr 4: 0; 2011 Qtr 1: 0; 2011 Qtr 2: 0; 2011 Qtr 3: 0; 2011 Qtr 4: 0 | 5
0 | 253006-Residential AC SEER 13 Early Ret. CZ 10, 14, or 15 |  | System | Residential | 26-SFM-ResidentialSingleFamily-SP_COOL | 0 |  |  |  |  | 549.5508 | 0 | 85 | 0 | 0 | 464.5508 | 291.643 |  | kWh | 0.32916 | 0.11379 | Residential |  | Winter Only | [5 empty] | 15 | 0.67 |  |  |  | 1 | 4 | 0 | 0 | 0 | 0 | 0 | 0 | 0 | 0 | 0 | 0 | 2009 Qtr 1: 0; 2009 Qtr 2: 0; 2009 Qtr 3: 0; 2009 Qtr 4: 4; 2010 Qtr 1: 0; 2010 Qtr 2: 0; 2010 Qtr 3: 0; 2010 Qtr 4: 0; 2011 Qtr 1: 0; 2011 Qtr 2: 0; 2011 Qtr 3: 0; 2011 Qtr 4: 0 | 4
0 | 253007-Residential AC SEER 14 Early Ret. CZ 6, 7 or 8 |  | System | Residential | 26-SFM-ResidentialSingleFamily-SP_COOL | 0 |  |  |  |  | 642.1695 | 0 | 34.7222 | 0 | 0 | 607.4473 | 184.853 |  | kWh | 0.37116 | 0.59287 | Residential |  | Winter Only | [5 empty] | 15 | 0.67 |  |  |  | 1 | 4 | 0 | 0 | 0 | 0 | 0 | 0 | 0 | 0 | 0 | 0 | 2009 Qtr 1: 0; 2009 Qtr 2: 0; 2009 Qtr 3: 0; 2009 Qtr 4: 4; 2010 Qtr 1: 0; 2010 Qtr 2: 0; 2010 Qtr 3: 0; 2010 Qtr 4: 0; 2011 Qtr 1: 0; 2011 Qtr 2: 0; 2011 Qtr 3: 0; 2011 Qtr 4: 0 | 4
0 | 253005-Residential AC SEER 13 Early Ret. CZ 6, 7 or 8 |  | System | Residential | 26-SFM-ResidentialSingleFamily-SP_COOL | 0 |  |  |  |  | 549.5508 | 0 | 30 | 0 | 0 | 519.5508 | 169.092 |  | kWh | 0.32706 | 0.20484 | Residential |  | Winter Only | [5 empty] | 15 | 0.67 |  |  |  | 1 | 3 | 0 | 0 | 0 | 0 | 0 | 0 | 0 | 0 | 0 | 0 | 2009 Qtr 1: 0; 2009 Qtr 2: 0; 2009 Qtr 3: 0; 2009 Qtr 4: 3; 2010 Qtr 1: 0; 2010 Qtr 2: 0; 2010 Qtr 3: 0; 2010 Qtr 4: 0; 2011 Qtr 1: 0; 2011 Qtr 2: 0; 2011 Qtr 3: 0; 2011 Qtr 4: 0 | 3
0 | 253008-Residential AC SEER 14 Early Ret. CZ 10, 14, or 15 |  | System | Residential | 26-SFM-ResidentialSingleFamily-SP_COOL | 0 |  |  |  |  | 642.1695 | 0 | 110 | 0 | 0 | 532.1695 | 322.849 |  | kWh | 0.37218 | 0.40228 | Residential |  | Winter Only | [5 empty] | 15 | 0.67 |  |  |  | 1 | 5 | 0 | 0 | 0 | 0 | 0 | 0 | 0 | 0 | 0 | 0 | 2009 Qtr 1: 0; 2009 Qtr 2: 0; 2009 Qtr 3: 0; 2009 Qtr 4: 5; 2010 Qtr 1: 0; 2010 Qtr 2: 0; 2010 Qtr 3: 0; 2010 Qtr 4: 0; 2011 Qtr 1: 0; 2011 Qtr 2: 0; 2011 Qtr 3: 0; 2011 Qtr 4: 0 | 5
0 | 253007-Residential AC SEER 14 Early Ret. CZ 6, 7 or 8 |  | System | Residential | 26-SFM-ResidentialSingleFamily-SP_COOL | 0 |  |  |  |  | 642.1695 | 0 | 34.7222 | 0 | 0 | 607.4473 | 184.853 |  | kWh | 0.37116 | 0.59287 | Residential |  | Winter Only | [5 empty] | 15 | 0.67 |  |  |  | 1 | 4 | 0 | 0 | 0 | 0 | 0 | 0 | 0 | 0 | 0 | 0 | 2009 Qtr 1: 0; 2009 Qtr 2: 0; 2009 Qtr 3: 0; 2009 Qtr 4: 4; 2010 Qtr 1: 0; 2010 Qtr 2: 0; 2010 Qtr 3: 0; 2010 Qtr 4: 0; 2011 Qtr 1: 0; 2011 Qtr 2: 0; 2011 Qtr 3: 0; 2011 Qtr 4: 0 | 4
0 | 253007-Residential AC SEER 14 Early Ret. CZ 6, 7 or 8 |  | System | Residential | 26-SFM-ResidentialSingleFamily-SP_COOL | 0 |  |  |  |  | 642.1695 | 0 | 34.7222 | 0 | 0 | 607.4473 | 184.853 |  | kWh | 0.37116 | 0.59287 | Residential |  | Winter Only | [5 empty] | 15 | 0.67 |  |  |  | 1 | 4 | 0 | 0 | 0 | 0 | 0 | 0 | 0 | 0 | 0 | 0 | 2009 Qtr 1: 0; 2009 Qtr 2: 0; 2009 Qtr 3: 0; 2009 Qtr 4: 4; 2010 Qtr 1: 0; 2010 Qtr 2: 0; 2010 Qtr 3: 0; 2010 Qtr 4: 0; 2011 Qtr 1: 0; 2011 Qtr 2: 0; 2011 Qtr 3: 0; 2011 Qtr 4: 0 | 4
0 | 253007-Residential AC SEER 14 Early Ret. CZ 6, 7 or 8 |  | System | Residential | 26-SFM-ResidentialSingleFamily-SP_COOL | 0 |  |  |  |  | 642.1695 | 0 | 40.5093 | 0 | 0 | 601.6602 | 184.853 |  | kWh | 0.37116 | 0.59287 | Residential |  | Winter Only | [5 empty] | 15 | 0.67 |  |  |  | 1 | 3 | 0 | 0 | 0 | 0 | 0 | 0 | 0 | 0 | 0 | 0 | 2009 Qtr 1: 0; 2009 Qtr 2: 0; 2009 Qtr 3: 0; 2009 Qtr 4: 3; 2010 Qtr 1: 0; 2010 Qtr 2: 0; 2010 Qtr 3: 0; 2010 Qtr 4: 0; 2011 Qtr 1: 0; 2011 Qtr 2: 0; 2011 Qtr 3: 0; 2011 Qtr 4: 0 | 3
0 | 253009-Residential AC SEER 15 Early Ret. CZ 6, 7 or 8 |  | System | Residential | 26-SFM-ResidentialSingleFamily-SP_COOL | 0 |  |  |  |  | 734.7882 | 0 | 41.6667 | 0 | 0 | 693.1215 | 219.055 |  | kWh | 0.38807 | -1.3318 | Residential |  | Winter Only | [5 empty] | 15 | 0.67 |  |  |  | 1 | 3 | 0 | 0 | 0 | 0 | 0 | 0 | 0 | 0 | 0 | 0 | 2009 Qtr 1: 0; 2009 Qtr 2: 0; 2009 Qtr 3: 0; 2009 Qtr 4: 3; 2010 Qtr 1: 0; 2010 Qtr 2: 0; 2010 Qtr 3: 0; 2010 Qtr 4: 0; 2011 Qtr 1: 0; 2011 Qtr 2: 0; 2011 Qtr 3: 0; 2011 Qtr 4: 0 | 3
0 | 253010-Residential AC SEER 15 Early Ret. CZ 10, 14, or 15 |  | System | Residential | 26-SFM-ResidentialSingleFamily-SP_COOL | 0 |  |  |  |  | 732.6948 | 0 | 130 | 0 | 0 | 602.6948 | 372.762 |  | kWh | 0.39428 | -1.1019 | Residential |  | Winter Only | [5 empty] | 15 | 0.67 |  |  |  | 1 | 4 | 0 | 0 | 0 | 0 | 0 | 0 | 0 | 0 | 0 | 0 | 2009 Qtr 1: 0; 2009 Qtr 2: 0; 2009 Qtr 3: 0; 2009 Qtr 4: 4; 2010 Qtr 1: 0; 2010 Qtr 2: 0; 2010 Qtr 3: 0; 2010 Qtr 4: 0; 2011 Qtr 1: 0; 2011 Qtr 2: 0; 2011 Qtr 3: 0; 2011 Qtr 4: 0 | 4
0 | 253007-Residential AC SEER 14 Early Ret. CZ 6, 7 or 8 |  | System | Residential | 26-SFM-ResidentialSingleFamily-SP_COOL | 0 |  |  |  |  | 642.1695 | 0 | 34.7222 | 0 | 0 | 607.4473 | 184.853 |  | kWh | 0.37116 | 0.59287 | Residential |  | Winter Only | [5 empty] | 15 | 0.67 |  |  |  | 1 | 2 | 0 | 0 | 0 | 0 | 0 | 0 | 0 | 0 | 0 | 0 | 2009 Qtr 1: 0; 2009 Qtr 2: 0; 2009 Qtr 3: 0; 2009 Qtr 4: 2; 2010 Qtr 1: 0; 2010 Qtr 2: 0; 2010 Qtr 3: 0; 2010 Qtr 4: 0; 2011 Qtr 1: 0; 2011 Qtr 2: 0; 2011 Qtr 3: 0; 2011 Qtr 4: 0 | 2
0 | 253009-Residential AC SEER 15 Early Ret. CZ 6, 7 or 8 |  | System | Residential | 26-SFM-ResidentialSingleFamily-SP_COOL | 0 |  |  |  |  | 734.7882 | 0 | 41.6667 | 0 | 0 | 693.1215 | 219.055 |  | kWh | 0.38807 | -1.3318 | Residential |  | Winter Only | [5 empty] | 15 | 0.67 |  |  |  | 1 | 3 | 0 | 0 | 0 | 0 | 0 | 0 | 0 | 0 | 0 | 0 | 2009 Qtr 1: 0; 2009 Qtr 2: 0; 2009 Qtr 3: 0; 2009 Qtr 4: 3; 2010 Qtr 1: 0; 2010 Qtr 2: 0; 2010 Qtr 3: 0; 2010 Qtr 4: 0; 2011 Qtr 1: 0; 2011 Qtr 2: 0; 2011 Qtr 3: 0; 2011 Qtr 4: 0 | 3
0 | 253007-Residential AC SEER 14 Early Ret. CZ 6, 7 or 8 |  | System | Residential | 26-SFM-ResidentialSingleFamily-SP_COOL | 0 |  |  |  |  | 642.1695 | 0 | 43.4028 | 0 | 0 | 598.7667 | 184.853 |  | kWh | 0.37116 | 0.59287 | Residential |  | Winter Only | [5 empty] | 15 | 0.67 |  |  |  | 1 | 2 | 0 | 0 | 0 | 0 | 0 | 0 | 0 | 0 | 0 | 0 | 2009 Qtr 1: 0; 2009 Qtr 2: 0; 2009 Qtr 3: 0; 2009 Qtr 4: 2; 2010 Qtr 1: 0; 2010 Qtr 2: 0; 2010 Qtr 3: 0; 2010 Qtr 4: 0; 2011 Qtr 1: 0; 2011 Qtr 2: 0; 2011 Qtr 3: 0; 2011 Qtr 4: 0 | 2
0 | 253007-Residential AC SEER 14 Early Ret. CZ 6, 7 or 8 |  | System | Residential | 26-SFM-ResidentialSingleFamily-SP_COOL | 0 |  |  |  |  | 642.1695 | 0 | 40.5093 | 0 | 0 | 601.6602 | 184.853 |  | kWh | 0.37116 | 0.59287 | Residential |  | Winter Only | [5 empty] | 15 | 0.67 |  |  |  | 1 | 3 | 0 | 0 | 0 | 0 | 0 | 0 | 0 | 0 | 0 | 0 | 2009 Qtr 1: 0; 2009 Qtr 2: 0; 2009 Qtr 3: 0; 2009 Qtr 4: 3; 2010 Qtr 1: 0; 2010 Qtr 2: 0; 2010 Qtr 3: 0; 2010 Qtr 4: 0; 2011 Qtr 1: 0; 2011 Qtr 2: 0; 2011 Qtr 3: 0; 2011 Qtr 4: 0 | 3
0 | 253005-Residential AC SEER 13 Early Ret. CZ 6, 7 or 8 |  | System | Residential | 26-SFM-ResidentialSingleFamily-SP_COOL | 0 |  |  |  |  | 549.5508 | 0 | 30 | 0 | 0 | 519.5508 | 169.092 |  | kWh | 0.32706 | 0.20484 | Residential |  | Winter Only | [5 empty] | 15 | 0.67 |  |  |  | 1 | 3 | 0 | 0 | 0 | 0 | 0 | 0 | 0 | 0 | 0 | 0 | 2009 Qtr 1: 0; 2009 Qtr 2: 0; 2009 Qtr 3: 0; 2009 Qtr 4: 3; 2010 Qtr 1: 0; 2010 Qtr 2: 0; 2010 Qtr 3: 0; 2010 Qtr 4: 0; 2011 Qtr 1: 0; 2011 Qtr 2: 0; 2011 Qtr 3: 0; 2011 Qtr 4: 0 | 3
0 | 253010-Residential AC SEER 15 Early Ret. CZ 10, 14, or 15 |  | System | Residential | 26-SFM-ResidentialSingleFamily-SP_COOL | 0 |  |  |  |  | 732.6948 | 0 | 130 | 0 | 0 | 602.6948 | 372.762 |  | kWh | 0.39428 | -1.1019 | Residential |  | Winter Only | [5 empty] | 15 | 0.67 |  |  |  | 1 | 2 | 0 | 0 | 0 | 0 | 0 | 0 | 0 | 0 | 0 | 0 | 2009 Qtr 1: 0; 2009 Qtr 2: 0; 2009 Qtr 3: 0; 2009 Qtr 4: 2; 2010 Qtr 1: 0; 2010 Qtr 2: 0; 2010 Qtr 3: 0; 2010 Qtr 4: 0; 2011 Qtr 1: 0; 2011 Qtr 2: 0; 2011 Qtr 3: 0; 2011 Qtr 4: 0 | 2
0 | 253005-Residential AC SEER 13 Early Ret. CZ 6, 7 or 8 |  | System | Residential | 26-SFM-ResidentialSingleFamily-SP_COOL | 0 |  |  |  |  | 549.5508 | 0 | 30 | 0 | 0 | 519.5508 | 169.092 |  | kWh | 0.32706 | 0.20484 | Residential |  | Winter Only | [5 empty] | 15 | 0.67 |  |  |  | 1 | 4 | 0 | 0 | 0 | 0 | 0 | 0 | 0 | 0 | 0 | 0 | 2009 Qtr 1: 0; 2009 Qtr 2: 0; 2009 Qtr 3: 0; 2009 Qtr 4: 4; 2010 Qtr 1: 0; 2010 Qtr 2: 0; 2010 Qtr 3: 0; 2010 Qtr 4: 0; 2011 Qtr 1: 0; 2011 Qtr 2: 0; 2011 Qtr 3: 0; 2011 Qtr 4: 0 | 4
0 | 253005-Residential AC SEER 13 Early Ret. CZ 6, 7 or 8 |  | System | Residential | 26-SFM-ResidentialSingleFamily-SP_COOL | 0 |  |  |  |  | 549.5508 | 0 | 30 | 0 | 0 | 519.5508 | 169.092 |  | kWh | 0.32706 | 0.20484 | Residential |  | Winter Only | [5 empty] | 15 | 0.67 |  |  |  | 1 | 3 | 0 | 0 | 0 | 0 | 0 | 0 | 0 | 0 | 0 | 0 | 2009 Qtr 1: 0; 2009 Qtr 2: 0; 2009 Qtr 3: 0; 2009 Qtr 4: 3; 2010 Qtr 1: 0; 2010 Qtr 2: 0; 2010 Qtr 3: 0; 2010 Qtr 4: 0; 2011 Qtr 1: 0; 2011 Qtr 2: 0; 2011 Qtr 3: 0; 2011 Qtr 4: 0 | 3
0 | 253005-Residential AC SEER 13 Early Ret. CZ 6, 7 or 8 |  | System | Residential | 26-SFM-ResidentialSingleFamily-SP_COOL | 0 |  |  |  |  | 549.5508 | 0 | 30 | 0 | 0 | 519.5508 | 169.092 |  | kWh | 0.32706 | 0.20484 | Residential |  | Winter Only | [5 empty] | 15 | 0.67 |  |  |  | 1 | 4 | 0 | 0 | 0 | 0 | 0 | 0 | 0 | 0 | 0 | 0 | 2009 Qtr 1: 0; 2009 Qtr 2: 0; 2009 Qtr 3: 0; 2009 Qtr 4: 4; 2010 Qtr 1: 0; 2010 Qtr 2: 0; 2010 Qtr 3: 0; 2010 Qtr 4: 0; 2011 Qtr 1: 0; 2011 Qtr 2: 0; 2011 Qtr 3: 0; 2011 Qtr 4: 0 | 4
0 | 253005-Residential AC SEER 13 Early Ret. CZ 6, 7 or 8 |  | System | Residential | 26-SFM-ResidentialSingleFamily-SP_COOL | 0 |  |  |  |  | 549.5508 | 0 | 30 | 0 | 0 | 519.5508 | 169.092 |  | kWh | 0.32706 | 0.20484 | Residential |  | Winter Only | [5 empty] | 15 | 0.67 |  |  |  | 1 | 4 | 0 | 0 | 0 | 0 | 0 | 0 | 0 | 0 | 0 | 0 | 2009 Qtr 1: 0; 2009 Qtr 2: 0; 2009 Qtr 3: 0; 2009 Qtr 4: 4; 2010 Qtr 1: 0; 2010 Qtr 2: 0; 2010 Qtr 3: 0; 2010 Qtr 4: 0; 2011 Qtr 1: 0; 2011 Qtr 2: 0; 2011 Qtr 3: 0; 2011 Qtr 4: 0 | 4
0 | 253007-Residential AC SEER 14 Early Ret. CZ 6, 7 or 8 |  | System | Residential | 26-SFM-ResidentialSingleFamily-SP_COOL | 0 |  |  |  |  | 642.1695 | 0 | 43.4028 | 0 | 0 | 598.7667 | 184.853 |  | kWh | 0.37116 | 0.59287 | Residential |  | Winter Only | [5 empty] | 15 | 0.67 |  |  |  | 1 | 2 | 0 | 0 | 0 | 0 | 0 | 0 | 0 | 0 | 0 | 0 | 2009 Qtr 1: 0; 2009 Qtr 2: 0; 2009 Qtr 3: 0; 2009 Qtr 4: 2; 2010 Qtr 1: 0; 2010 Qtr 2: 0; 2010 Qtr 3: 0; 2010 Qtr 4: 0; 2011 Qtr 1: 0; 2011 Qtr 2: 0; 2011 Qtr 3: 0; 2011 Qtr 4: 0 | 2
0 | 253009-Residential AC SEER 15 Early Ret. CZ 6, 7 or 8 |  | System | Residential | 26-SFM-ResidentialSingleFamily-SP_COOL | 0 |  |  |  |  | 734.7882 | 0 | 41.6667 | 0 | 0 | 693.1215 | 219.055 |  | kWh | 0.38807 | -1.3318 | Residential |  | Winter Only | [5 empty] | 15 | 0.67 |  |  |  | 1 | 3 | 0 | 0 | 0 | 0 | 0 | 0 | 0 | 0 | 0 | 0 | 2009 Qtr 1: 0; 2009 Qtr 2: 0; 2009 Qtr 3: 0; 2009 Qtr 4: 3; 2010 Qtr 1: 0; 2010 Qtr 2: 0; 2010 Qtr 3: 0; 2010 Qtr 4: 0; 2011 Qtr 1: 0; 2011 Qtr 2: 0; 2011 Qtr 3: 0; 2011 Qtr 4: 0 | 3
0 | 253009-Residential AC SEER 15 Early Ret. CZ 6, 7 or 8 |  | System | Residential | 26-SFM-ResidentialSingleFamily-SP_COOL | 0 |  |  |  |  | 734.7882 | 0 | 41.6667 | 0 | 0 | 693.1215 | 219.055 |  | kWh | 0.38807 | -1.3318 | Residential |  | Winter Only | [5 empty] | 15 | 0.67 |  |  |  | 1 | 3 | 0 | 0 | 0 | 0 | 0 | 0 | 0 | 0 | 0 | 0 | 2009 Qtr 1: 0; 2009 Qtr 2: 0; 2009 Qtr 3: 0; 2009 Qtr 4: 3; 2010 Qtr 1: 0; 2010 Qtr 2: 0; 2010 Qtr 3: 0; 2010 Qtr 4: 0; 2011 Qtr 1: 0; 2011 Qtr 2: 0; 2011 Qtr 3: 0; 2011 Qtr 4: 0 | 3
0 | 253006-Residential AC SEER 13 Early Ret. CZ 10, 14, or 15 |  | System | Residential | 26-SFM-ResidentialSingleFamily-SP_COOL | 0 |  |  |  |  | 549.5508 | 0 | 85 | 0 | 0 | 464.5508 | 291.643 |  | kWh | 0.32916 | 0.11379 | Residential |  | Winter Only | [5 empty] | 15 | 0.67 |  |  |  | 1 | 3 | 0 | 0 | 0 | 0 | 0 | 0 | 0 | 0 | 0 | 0 | 2009 Qtr 1: 0; 2009 Qtr 2: 0; 2009 Qtr 3: 0; 2009 Qtr 4: 3; 2010 Qtr 1: 0; 2010 Qtr 2: 0; 2010 Qtr 3: 0; 2010 Qtr 4: 0; 2011 Qtr 1: 0; 2011 Qtr 2: 0; 2011 Qtr 3: 0; 2011 Qtr 4: 0 | 3
0 | 253005-Residential AC SEER 13 Early Ret. CZ 6, 7 or 8 |  | System | Residential | 26-SFM-ResidentialSingleFamily-SP_COOL | 0 |  |  |  |  | 549.5508 | 0 | 30 | 0 | 0 | 519.5508 | 169.092 |  | kWh | 0.32706 | 0.20484 | Residential |  | Winter Only | [5 empty] | 15 | 0.67 |  |  |  | 1 | 3 | 0 | 0 | 0 | 0 | 0 | 0 | 0 | 0 | 0 | 0 | 2009 Qtr 1: 0; 2009 Qtr 2: 0; 2009 Qtr 3: 0; 2009 Qtr 4: 3; 2010 Qtr 1: 0; 2010 Qtr 2: 0; 2010 Qtr 3: 0; 2010 Qtr 4: 0; 2011 Qtr 1: 0; 2011 Qtr 2: 0; 2011 Qtr 3: 0; 2011 Qtr 4: 0 | 3
0 | 253007-Residential AC SEER 14 Early Ret. CZ 6, 7 or 8 |  | System | Residential | 26-SFM-ResidentialSingleFamily-SP_COOL | 0 |  |  |  |  | 642.1695 | 0 | 43.4028 | 0 | 0 | 598.7667 | 184.853 |  | kWh | 0.37116 | 0.59287 | Residential |  | Winter Only | [5 empty] | 15 | 0.67 |  |  |  | 1 | 2 | 0 | 0 | 0 | 0 | 0 | 0 | 0 | 0 | 0 | 0 | 2009 Qtr 1: 0; 2009 Qtr 2: 0; 2009 Qtr 3: 0; 2009 Qtr 4: 2; 2010 Qtr 1: 0; 2010 Qtr 2: 0; 2010 Qtr 3: 0; 2010 Qtr 4: 0; 2011 Qtr 1: 0; 2011 Qtr 2: 0; 2011 Qtr 3: 0; 2011 Qtr 4: 0 | 2
0 | 253005-Residential AC SEER 13 Early Ret. CZ 6, 7 or 8 |  | System | Residential | 26-SFM-ResidentialSingleFamily-SP_COOL | 0 |  |  |  |  | 549.5508 | 0 | 30 | 0 | 0 | 519.5508 | 169.092 |  | kWh | 0.32706 | 0.20484 | Residential |  | Winter Only | [5 empty] | 15 | 0.67 |  |  |  | 1 | 3 | 0 | 0 | 0 | 0 | 0 | 0 | 0 | 0 | 0 | 0 | 2009 Qtr 1: 0; 2009 Qtr 2: 0; 2009 Qtr 3: 0; 2009 Qtr 4: 3; 2010 Qtr 1: 0; 2010 Qtr 2: 0; 2010 Qtr 3: 0; 2010 Qtr 4: 0; 2011 Qtr 1: 0; 2011 Qtr 2: 0; 2011 Qtr 3: 0; 2011 Qtr 4: 0 | 3
0 | 253007-Residential AC SEER 14 Early Ret. CZ 6, 7 or 8 |  | System | Residential | 26-SFM-ResidentialSingleFamily-SP_COOL | 0 |  |  |  |  | 642.1695 | 0 | 34.7222 | 0 | 0 | 607.4473 | 184.853 |  | kWh | 0.37116 | 0.59287 | Residential |  | Winter Only | [5 empty] | 15 | 0.67 |  |  |  | 1 | 4 | 0 | 0 | 0 | 0 | 0 | 0 | 0 | 0 | 0 | 0 | 2009 Qtr 1: 0; 2009 Qtr 2: 0; 2009 Qtr 3: 0; 2009 Qtr 4: 4; 2010 Qtr 1: 0; 2010 Qtr 2: 0; 2010 Qtr 3: 0; 2010 Qtr 4: 0; 2011 Qtr 1: 0; 2011 Qtr 2: 0; 2011 Qtr 3: 0; 2011 Qtr 4: 0 | 4
0 | 253007-Residential AC SEER 14 Early Ret. CZ 6, 7 or 8 |  | System | Residential | 26-SFM-ResidentialSingleFamily-SP_COOL | 0 |  |  |  |  | 642.1695 | 0 | 34.7222 | 0 | 0 | 607.4473 | 184.853 |  | kWh | 0.37116 | 0.59287 | Residential |  | Winter Only | [5 empty] | 15 | 0.67 |  |  |  | 1 | 4 | 0 | 0 | 0 | 0 | 0 | 0 | 0 | 0 | 0 | 0 | 2009 Qtr 1: 0; 2009 Qtr 2: 0; 2009 Qtr 3: 0; 2009 Qtr 4: 4; 2010 Qtr 1: 0; 2010 Qtr 2: 0; 2010 Qtr 3: 0; 2010 Qtr 4: 0; 2011 Qtr 1: 0; 2011 Qtr 2: 0; 2011 Qtr 3: 0; 2011 Qtr 4: 0 | 4
0 | 253009-Residential AC SEER 15 Early Ret. CZ 6, 7 or 8 |  | System | Residential | 26-SFM-ResidentialSingleFamily-SP_COOL | 0 |  |  |  |  | 734.7882 | 0 | 41.6667 | 0 | 0 | 693.1215 | 219.055 |  | kWh | 0.38807 | -1.3318 | Residential |  | Winter Only | [5 empty] | 15 | 0.67 |  |  |  | 1 | 3 | 0 | 0 | 0 | 0 | 0 | 0 | 0 | 0 | 0 | 0 | 2009 Qtr 1: 0; 2009 Qtr 2: 0; 2009 Qtr 3: 0; 2009 Qtr 4: 3; 2010 Qtr 1: 0; 2010 Qtr 2: 0; 2010 Qtr 3: 0; 2010 Qtr 4: 0; 2011 Qtr 1: 0; 2011 Qtr 2: 0; 2011 Qtr 3: 0; 2011 Qtr 4: 0 | 3
0 | 253007-Residential AC SEER 14 Early Ret. CZ 6, 7 or 8 |  | System | Residential | 26-SFM-ResidentialSingleFamily-SP_COOL | 0 |  |  |  |  | 642.1695 | 0 | 34.7222 | 0 | 0 | 607.4473 | 184.853 |  | kWh | 0.37116 | 0.59287 | Residential |  | Winter Only | [5 empty] | 15 | 0.67 |  |  |  | 1 | 5 | 0 | 0 | 0 | 0 | 0 | 0 | 0 | 0 | 0 | 0 | 2009 Qtr 1: 0; 2009 Qtr 2: 0; 2009 Qtr 3: 0; 2009 Qtr 4: 5; 2010 Qtr 1: 0; 2010 Qtr 2: 0; 2010 Qtr 3: 0; 2010 Qtr 4: 0; 2011 Qtr 1: 0; 2011 Qtr 2: 0; 2011 Qtr 3: 0; 2011 Qtr 4: 0 | 5
0 | 253005-Residential AC SEER 13 Early Ret. CZ 6, 7 or 8 |  | System | Residential | 26-SFM-ResidentialSingleFamily-SP_COOL | 0 |  |  |  |  | 549.5508 | 0 | 30 | 0 | 0 | 519.5508 | 169.092 |  | kWh | 0.32706 | 0.20484 | Residential |  | Winter Only | [5 empty] | 15 | 0.67 |  |  |  | 1 | 3 | 0 | 0 | 0 | 0 | 0 | 0 | 0 | 0 | 0 | 0 | 2009 Qtr 1: 0; 2009 Qtr 2: 0; 2009 Qtr 3: 0; 2009 Qtr 4: 3; 2010 Qtr 1: 0; 2010 Qtr 2: 0; 2010 Qtr 3: 0; 2010 Qtr 4: 0; 2011 Qtr 1: 0; 2011 Qtr 2: 0; 2011 Qtr 3: 0; 2011 Qtr 4: 0 | 3
0 | 253008-Residential AC SEER 14 Early Ret. CZ 10, 14, or 15 |  | System | Residential | 26-SFM-ResidentialSingleFamily-SP_COOL | 0 |  |  |  |  | 642.1695 | 0 | 110 | 0 | 0 | 532.1695 | 322.849 |  | kWh | 0.37218 | 0.40228 | Residential |  | Winter Only | [5 empty] | 15 | 0.67 |  |  |  | 1 | 4 | 0 | 0 | 0 | 0 | 0 | 0 | 0 | 0 | 0 | 0 | 2009 Qtr 1: 0; 2009 Qtr 2: 0; 2009 Qtr 3: 0; 2009 Qtr 4: 4; 2010 Qtr 1: 0; 2010 Qtr 2: 0; 2010 Qtr 3: 0; 2010 Qtr 4: 0; 2011 Qtr 1: 0; 2011 Qtr 2: 0; 2011 Qtr 3: 0; 2011 Qtr 4: 0 | 4
0 | 253010-Residential AC SEER 15 Early Ret. CZ 10, 14, or 15 |  | System | Residential | 26-SFM-ResidentialSingleFamily-SP_COOL | 0 |  |  |  |  | 732.6948 | 0 | 130 | 0 | 0 | 602.6948 | 372.762 |  | kWh | 0.39428 | -1.1019 | Residential |  | Winter Only | [5 empty] | 15 | 0.67 |  |  |  | 1 | 3 | 0 | 0 | 0 | 0 | 0 | 0 | 0 | 0 | 0 | 0 | 2009 Qtr 1: 0; 2009 Qtr 2: 0; 2009 Qtr 3: 0; 2009 Qtr 4: 3; 2010 Qtr 1: 0; 2010 Qtr 2: 0; 2010 Qtr 3: 0; 2010 Qtr 4: 0; 2011 Qtr 1: 0; 2011 Qtr 2: 0; 2011 Qtr 3: 0; 2011 Qtr 4: 0 | 3
0 | 253007-Residential AC SEER 14 Early Ret. CZ 6, 7 or 8 |  | System | Residential | 26-SFM-ResidentialSingleFamily-SP_COOL | 0 |  |  |  |  | 642.1695 | 0 | 34.7222 | 0 | 0 | 607.4473 | 184.853 |  | kWh | 0.37116 | 0.59287 | Residential |  | Winter Only | [5 empty] | 15 | 0.67 |  |  |  | 1 | 3 | 0 | 0 | 0 | 0 | 0 | 0 | 0 | 0 | 0 | 0 | 2009 Qtr 1: 0; 2009 Qtr 2: 0; 2009 Qtr 3: 0; 2009 Qtr 4: 3; 2010 Qtr 1: 0; 2010 Qtr 2: 0; 2010 Qtr 3: 0; 2010 Qtr 4: 0; 2011 Qtr 1: 0; 2011 Qtr 2: 0; 2011 Qtr 3: 0; 2011 Qtr 4: 0 | 3
0 | 253009-Residential AC SEER 15 Early Ret. CZ 6, 7 or 8 |  | System | Residential | 26-SFM-ResidentialSingleFamily-SP_COOL | 0 |  |  |  |  | 734.7882 | 0 | 52.0833 | 0 | 0 | 682.7049 | 219.055 |  | kWh | 0.38807 | -1.3318 | Residential |  | Winter Only | [5 empty] | 15 | 0.67 |  |  |  | 1 | 2 | 0 | 0 | 0 | 0 | 0 | 0 | 0 | 0 | 0 | 0 | 2009 Qtr 1: 0; 2009 Qtr 2: 0; 2009 Qtr 3: 0; 2009 Qtr 4: 2; 2010 Qtr 1: 0; 2010 Qtr 2: 0; 2010 Qtr 3: 0; 2010 Qtr 4: 0; 2011 Qtr 1: 0; 2011 Qtr 2: 0; 2011 Qtr 3: 0; 2011 Qtr 4: 0 | 2
0 | 253009-Residential AC SEER 15 Early Ret. CZ 6, 7 or 8 |  | System | Residential | 26-SFM-ResidentialSingleFamily-SP_COOL | 0 |  |  |  |  | 734.7882 | 0 | 48.6111 | 0 | 0 | 686.1771 | 219.055 |  | kWh | 0.38807 | -1.3318 | Residential |  | Winter Only | [5 empty] | 15 | 0.67 |  |  |  | 1 | 3 | 0 | 0 | 0 | 0 | 0 | 0 | 0 | 0 | 0 | 0 | 2009 Qtr 1: 0; 2009 Qtr 2: 0; 2009 Qtr 3: 0; 2009 Qtr 4: 3; 2010 Qtr 1: 0; 2010 Qtr 2: 0; 2010 Qtr 3: 0; 2010 Qtr 4: 0; 2011 Qtr 1: 0; 2011 Qtr 2: 0; 2011 Qtr 3: 0; 2011 Qtr 4: 0 | 3
0 | 253008-Residential AC SEER 14 Early Ret. CZ 10, 14, or 15 |  | System | Residential | 26-SFM-ResidentialSingleFamily-SP_COOL | 0 |  |  |  |  | 642.1695 | 0 | 110 | 0 | 0 | 532.1695 | 322.849 |  | kWh | 0.37218 | 0.40228 | Residential |  | Winter Only | [5 empty] | 15 | 0.67 |  |  |  | 1 | 4 | 0 | 0 | 0 | 0 | 0 | 0 | 0 | 0 | 0 | 0 | 2009 Qtr 1: 0; 2009 Qtr 2: 0; 2009 Qtr 3: 0; 2009 Qtr 4: 4; 2010 Qtr 1: 0; 2010 Qtr 2: 0; 2010 Qtr 3: 0; 2010 Qtr 4: 0; 2011 Qtr 1: 0; 2011 Qtr 2: 0; 2011 Qtr 3: 0; 2011 Qtr 4: 0 | 4
0 | 253006-Residential AC SEER 13 Early Ret. CZ 10, 14, or 15 |  | System | Residential | 26-SFM-ResidentialSingleFamily-SP_COOL | 0 |  |  |  |  | 549.5508 | 0 | 85 | 0 | 0 | 464.5508 | 291.643 |  | kWh | 0.32916 | 0.11379 | Residential |  | Winter Only | [5 empty] | 15 | 0.67 |  |  |  | 1 | 4 | 0 | 0 | 0 | 0 | 0 | 0 | 0 | 0 | 0 | 0 | 2009 Qtr 1: 0; 2009 Qtr 2: 0; 2009 Qtr 3: 0; 2009 Qtr 4: 4; 2010 Qtr 1: 0; 2010 Qtr 2: 0; 2010 Qtr 3: 0; 2010 Qtr 4: 0; 2011 Qtr 1: 0; 2011 Qtr 2: 0; 2011 Qtr 3: 0; 2011 Qtr 4: 0 | 4
0 | 253009-Residential AC SEER 15 Early Ret. CZ 6, 7 or 8 |  | System | Residential | 26-SFM-ResidentialSingleFamily-SP_COOL | 0 |  |  |  |  | 734.7882 | 0 | 41.6667 | 0 | 0 | 693.1215 | 219.055 |  | kWh | 0.38807 | -1.3318 | Residential |  | Winter Only | [5 empty] | 15 | 0.67 |  |  |  | 1 | 4 | 0 | 0 | 0 | 0 | 0 | 0 | 0 | 0 | 0 | 0 | 2009 Qtr 1: 0; 2009 Qtr 2: 0; 2009 Qtr 3: 0; 2009 Qtr 4: 4; 2010 Qtr 1: 0; 2010 Qtr 2: 0; 2010 Qtr 3: 0; 2010 Qtr 4: 0; 2011 Qtr 1: 0; 2011 Qtr 2: 0; 2011 Qtr 3: 0; 2011 Qtr 4: 0 | 4
0 | 253009-Residential AC SEER 15 Early Ret. CZ 6, 7 or 8 |  | System | Residential | 26-SFM-ResidentialSingleFamily-SP_COOL | 0 |  |  |  |  | 734.7882 | 0 | 48.6111 | 0 | 0 | 686.1771 | 219.055 |  | kWh | 0.38807 | -1.3318 | Residential |  | Winter Only | [5 empty] | 15 | 0.67 |  |  |  | 1 | 3 | 0 | 0 | 0 | 0 | 0 | 0 | 0 | 0 | 0 | 0 | 2009 Qtr 1: 0; 2009 Qtr 2: 0; 2009 Qtr 3: 0; 2009 Qtr 4: 3; 2010 Qtr 1: 0; 2010 Qtr 2: 0; 2010 Qtr 3: 0; 2010 Qtr 4: 0; 2011 Qtr 1: 0; 2011 Qtr 2: 0; 2011 Qtr 3: 0; 2011 Qtr 4: 0 | 3
0 | 253007-Residential AC SEER 14 Early Ret. CZ 6, 7 or 8 |  | System | Residential | 26-SFM-ResidentialSingleFamily-SP_COOL | 0 |  |  |  |  | 642.1695 | 0 | 34.7222 | 0 | 0 | 607.4473 | 184.853 |  | kWh | 0.37116 | 0.59287 | Residential |  | Winter Only | [5 empty] | 15 | 0.67 |  |  |  | 1 | 5 | 0 | 0 | 0 | 0 | 0 | 0 | 0 | 0 | 0 | 0 | 2009 Qtr 1: 0; 2009 Qtr 2: 0; 2009 Qtr 3: 0; 2009 Qtr 4: 5; 2010 Qtr 1: 0; 2010 Qtr 2: 0; 2010 Qtr 3: 0; 2010 Qtr 4: 0; 2011 Qtr 1: 0; 2011 Qtr 2: 0; 2011 Qtr 3: 0; 2011 Qtr 4: 0 | 5
0 | 253010-Residential AC SEER 15 Early Ret. CZ 10, 14, or 15 |  | System | Residential | 26-SFM-ResidentialSingleFamily-SP_COOL | 0 |  |  |  |  | 732.6948 | 0 | 130 | 0 | 0 | 602.6948 | 372.762 |  | kWh | 0.39428 | -1.1019 | Residential |  | Winter Only | [5 empty] | 15 | 0.67 |  |  |  | 1 | 3 | 0 | 0 | 0 | 0 | 0 | 0 | 0 | 0 | 0 | 0 | 2009 Qtr 1: 0; 2009 Qtr 2: 0; 2009 Qtr 3: 0; 2009 Qtr 4: 3; 2010 Qtr 1: 0; 2010 Qtr 2: 0; 2010 Qtr 3: 0; 2010 Qtr 4: 0; 2011 Qtr 1: 0; 2011 Qtr 2: 0; 2011 Qtr 3: 0; 2011 Qtr 4: 0 | 3
0 | 253009-Residential AC SEER 15 Early Ret. CZ 6, 7 or 8 |  | System | Residential | 26-SFM-ResidentialSingleFamily-SP_COOL | 0 |  |  |  |  | 734.7882 | 0 | 41.6667 | 0 | 0 | 693.1215 | 219.055 |  | kWh | 0.38807 | -1.3318 | Residential |  | Winter Only | [5 empty] | 15 | 0.67 |  |  |  | 1 | 2 | 0 | 0 | 0 | 0 | 0 | 0 | 0 | 0 | 0 | 0 | 2009 Qtr 1: 0; 2009 Qtr 2: 0; 2009 Qtr 3: 0; 2009 Qtr 4: 2; 2010 Qtr 1: 0; 2010 Qtr 2: 0; 2010 Qtr 3: 0; 2010 Qtr 4: 0; 2011 Qtr 1: 0; 2011 Qtr 2: 0; 2011 Qtr 3: 0; 2011 Qtr 4: 0 | 2
0 | 253007-Residential AC SEER 14 Early Ret. CZ 6, 7 or 8 |  | System | Residential | 26-SFM-ResidentialSingleFamily-SP_COOL | 0 |  |  |  |  | 642.1695 | 0 | 34.7222 | 0 | 0 | 607.4473 | 184.853 |  | kWh | 0.37116 | 0.59287 | Residential |  | Winter Only | [5 empty] | 15 | 0.67 |  |  |  | 1 | 4 | 0 | 0 | 0 | 0 | 0 | 0 | 0 | 0 | 0 | 0 | 2009 Qtr 1: 0; 2009 Qtr 2: 0; 2009 Qtr 3: 0; 2009 Qtr 4: 4; 2010 Qtr 1: 0; 2010 Qtr 2: 0; 2010 Qtr 3: 0; 2010 Qtr 4: 0; 2011 Qtr 1: 0; 2011 Qtr 2: 0; 2011 Qtr 3: 0; 2011 Qtr 4: 0 | 4
0 | 253006-Residential AC SEER 13 Early Ret. CZ 10, 14, or 15 |  | System | Residential | 26-SFM-ResidentialSingleFamily-SP_COOL | 0 |  |  |  |  | 549.5508 | 0 | 85 | 0 | 0 | 464.5508 | 291.643 |  | kWh | 0.32916 | 0.11379 | Residential |  | Winter Only | [5 empty] | 15 | 0.67 |  |  |  | 1 | 3 | 0 | 0 | 0 | 0 | 0 | 0 | 0 | 0 | 0 | 0 | 2009 Qtr 1: 0; 2009 Qtr 2: 0; 2009 Qtr 3: 0; 2009 Qtr 4: 3; 2010 Qtr 1: 0; 2010 Qtr 2: 0; 2010 Qtr 3: 0; 2010 Qtr 4: 0; 2011 Qtr 1: 0; 2011 Qtr 2: 0; 2011 Qtr 3: 0; 2011 Qtr 4: 0 | 3
0 | 253007-Residential AC SEER 14 Early Ret. CZ 6, 7 or 8 |  | System | Residential | 26-SFM-ResidentialSingleFamily-SP_COOL | 0 |  |  |  |  | 642.1695 | 0 | 43.4028 | 0 | 0 | 598.7667 | 184.853 |  | kWh | 0.37116 | 0.59287 | Residential |  | Winter Only | [5 empty] | 15 | 0.67 |  |  |  | 1 | 2 | 0 | 0 | 0 | 0 | 0 | 0 | 0 | 0 | 0 | 0 | 2009 Qtr 1: 0; 2009 Qtr 2: 0; 2009 Qtr 3: 0; 2009 Qtr 4: 2; 2010 Qtr 1: 0; 2010 Qtr 2: 0; 2010 Qtr 3: 0; 2010 Qtr 4: 0; 2011 Qtr 1: 0; 2011 Qtr 2: 0; 2011 Qtr 3: 0; 2011 Qtr 4: 0 | 2
0 | 253006-Residential AC SEER 13 Early Ret. CZ 10, 14, or 15 |  | System | Residential | 26-SFM-ResidentialSingleFamily-SP_COOL | 0 |  |  |  |  | 549.5508 | 0 | 85 | 0 | 0 | 464.5508 | 291.643 |  | kWh | 0.32916 | 0.11379 | Residential |  | Winter Only | [5 empty] | 15 | 0.67 |  |  |  | 1 | 3 | 0 | 0 | 0 | 0 | 0 | 0 | 0 | 0 | 0 | 0 | 2009 Qtr 1: 0; 2009 Qtr 2: 0; 2009 Qtr 3: 0; 2009 Qtr 4: 3; 2010 Qtr 1: 0; 2010 Qtr 2: 0; 2010 Qtr 3: 0; 2010 Qtr 4: 0; 2011 Qtr 1: 0; 2011 Qtr 2: 0; 2011 Qtr 3: 0; 2011 Qtr 4: 0 | 3
0 | 253007-Residential AC SEER 14 Early Ret. CZ 6, 7 or 8 |  | System | Residential | 26-SFM-ResidentialSingleFamily-SP_COOL | 0 |  |  |  |  | 642.1695 | 0 | 34.7222 | 0 | 0 | 607.4473 | 184.853 |  | kWh | 0.37116 | 0.59287 | Residential |  | Winter Only | [5 empty] | 15 | 0.67 |  |  |  | 1 | 4 | 0 | 0 | 0 | 0 | 0 | 0 | 0 | 0 | 0 | 0 | 2009 Qtr 1: 0; 2009 Qtr 2: 0; 2009 Qtr 3: 0; 2009 Qtr 4: 4; 2010 Qtr 1: 0; 2010 Qtr 2: 0; 2010 Qtr 3: 0; 2010 Qtr 4: 0; 2011 Qtr 1: 0; 2011 Qtr 2: 0; 2011 Qtr 3: 0; 2011 Qtr 4: 0 | 4
0 | 253008-Residential AC SEER 14 Early Ret. CZ 10, 14, or 15 |  | System | Residential | 26-SFM-ResidentialSingleFamily-SP_COOL | 0 |  |  |  |  | 642.1695 | 0 | 137.5 | 0 | 0 | 504.6695 | 322.849 |  | kWh | 0.37218 | 0.40228 | Residential |  | Winter Only | [5 empty] | 15 | 0.67 |  |  |  | 1 | 2 | 0 | 0 | 0 | 0 | 0 | 0 | 0 | 0 | 0 | 0 | 2009 Qtr 1: 0; 2009 Qtr 2: 0; 2009 Qtr 3: 0; 2009 Qtr 4: 2; 2010 Qtr 1: 0; 2010 Qtr 2: 0; 2010 Qtr 3: 0; 2010 Qtr 4: 0; 2011 Qtr 1: 0; 2011 Qtr 2: 0; 2011 Qtr 3: 0; 2011 Qtr 4: 0 | 2
0 | 253007-Residential AC SEER 14 Early Ret. CZ 6, 7 or 8 |  | System | Residential | 26-SFM-ResidentialSingleFamily-SP_COOL | 0 |  |  |  |  | 642.1695 | 0 | 34.7222 | 0 | 0 | 607.4473 | 184.853 |  | kWh | 0.37116 | 0.59287 | Residential |  | Winter Only | [5 empty] | 15 | 0.67 |  |  |  | 1 | 2 | 0 | 0 | 0 | 0 | 0 | 0 | 0 | 0 | 0 | 0 | 2009 Qtr 1: 0; 2009 Qtr 2: 0; 2009 Qtr 3: 0; 2009 Qtr 4: 2; 2010 Qtr 1: 0; 2010 Qtr 2: 0; 2010 Qtr 3: 0; 2010 Qtr 4: 0; 2011 Qtr 1: 0; 2011 Qtr 2: 0; 2011 Qtr 3: 0; 2011 Qtr 4: 0 | 2
0 | 253007-Residential AC SEER 14 Early Ret. CZ 6, 7 or 8 |  | System | Residential | 26-SFM-ResidentialSingleFamily-SP_COOL | 0 |  |  |  |  | 642.1695 | 0 | 34.7222 | 0 | 0 | 607.4473 | 184.853 |  | kWh | 0.37116 | 0.59287 | Residential |  | Winter Only | [5 empty] | 15 | 0.67 |  |  |  | 1 | 3 | 0 | 0 | 0 | 0 | 0 | 0 | 0 | 0 | 0 | 0 | 2009 Qtr 1: 0; 2009 Qtr 2: 0; 2009 Qtr 3: 0; 2009 Qtr 4: 3; 2010 Qtr 1: 0; 2010 Qtr 2: 0; 2010 Qtr 3: 0; 2010 Qtr 4: 0; 2011 Qtr 1: 0; 2011 Qtr 2: 0; 2011 Qtr 3: 0; 2011 Qtr 4: 0 | 3
0 | 253006-Residential AC SEER 13 Early Ret. CZ 10, 14, or 15 |  | System | Residential | 26-SFM-ResidentialSingleFamily-SP_COOL | 0 |  |  |  |  | 549.5508 | 0 | 85 | 0 | 0 | 464.5508 | 291.643 |  | kWh | 0.32916 | 0.11379 | Residential |  | Winter Only | [5 empty] | 15 | 0.67 |  |  |  | 1 | 3 | 0 | 0 | 0 | 0 | 0 | 0 | 0 | 0 | 0 | 0 | 2009 Qtr 1: 0; 2009 Qtr 2: 0; 2009 Qtr 3: 0; 2009 Qtr 4: 3; 2010 Qtr 1: 0; 2010 Qtr 2: 0; 2010 Qtr 3: 0; 2010 Qtr 4: 0; 2011 Qtr 1: 0; 2011 Qtr 2: 0; 2011 Qtr 3: 0; 2011 Qtr 4: 0 | 3
0 | 253007-Residential AC SEER 14 Early Ret. CZ 6, 7 or 8 |  | System | Residential | 26-SFM-ResidentialSingleFamily-SP_COOL | 0 |  |  |  |  | 642.1695 | 0 | 34.7222 | 0 | 0 | 607.4473 | 184.853 |  | kWh | 0.37116 | 0.59287 | Residential |  | Winter Only | [5 empty] | 15 | 0.67 |  |  |  | 1 | 5 | 0 | 0 | 0 | 0 | 0 | 0 | 0 | 0 | 0 | 0 | 2009 Qtr 1: 0; 2009 Qtr 2: 0; 2009 Qtr 3: 0; 2009 Qtr 4: 5; 2010 Qtr 1: 0; 2010 Qtr 2: 0; 2010 Qtr 3: 0; 2010 Qtr 4: 0; 2011 Qtr 1: 0; 2011 Qtr 2: 0; 2011 Qtr 3: 0; 2011 Qtr 4: 0 | 5
0 | 253007-Residential AC SEER 14 Early Ret. CZ 6, 7 or 8 |  | System | Residential | 26-SFM-ResidentialSingleFamily-SP_COOL | 0 |  |  |  |  | 642.1695 | 0 | 34.7222 | 0 | 0 | 607.4473 | 184.853 |  | kWh | 0.37116 | 0.59287 | Residential |  | Winter Only | [5 empty] | 15 | 0.67 |  |  |  | 1 | 5 | 0 | 0 | 0 | 0 | 0 | 0 | 0 | 0 | 0 | 0 | 2009 Qtr 1: 0; 2009 Qtr 2: 0; 2009 Qtr 3: 0; 2009 Qtr 4: 5; 2010 Qtr 1: 0; 2010 Qtr 2: 0; 2010 Qtr 3: 0; 2010 Qtr 4: 0; 2011 Qtr 1: 0; 2011 Qtr 2: 0; 2011 Qtr 3: 0; 2011 Qtr 4: 0 | 5
0 | 253009-Residential AC SEER 15 Early Ret. CZ 6, 7 or 8 |  | System | Residential | 26-SFM-ResidentialSingleFamily-SP_COOL | 0 |  |  |  |  | 734.7882 | 0 | 52.0833 | 0 | 0 | 682.7049 | 219.055 |  | kWh | 0.38807 | -1.3318 | Residential |  | Winter Only | [5 empty] | 15 | 0.67 |  |  |  | 1 | 2 | 0 | 0 | 0 | 0 | 0 | 0 | 0 | 0 | 0 | 0 | 2009 Qtr 1: 0; 2009 Qtr 2: 0; 2009 Qtr 3: 0; 2009 Qtr 4: 2; 2010 Qtr 1: 0; 2010 Qtr 2: 0; 2010 Qtr 3: 0; 2010 Qtr 4: 0; 2011 Qtr 1: 0; 2011 Qtr 2: 0; 2011 Qtr 3: 0; 2011 Qtr 4: 0 | 2
0 | 253009-Residential AC SEER 15 Early Ret. CZ 6, 7 or 8 |  | System | Residential | 26-SFM-ResidentialSingleFamily-SP_COOL | 0 |  |  |  |  | 734.7882 | 0 | 41.6667 | 0 | 0 | 693.1215 | 219.055 |  | kWh | 0.38807 | -1.3318 | Residential |  | Winter Only | [5 empty] | 15 | 0.67 |  |  |  | 1 | 4 | 0 | 0 | 0 | 0 | 0 | 0 | 0 | 0 | 0 | 0 | 2009 Qtr 1: 0; 2009 Qtr 2: 0; 2009 Qtr 3: 0; 2009 Qtr 4: 4; 2010 Qtr 1: 0; 2010 Qtr 2: 0; 2010 Qtr 3: 0; 2010 Qtr 4: 0; 2011 Qtr 1: 0; 2011 Qtr 2: 0; 2011 Qtr 3: 0; 2011 Qtr 4: 0 | 4
0 | 253009-Residential AC SEER 15 Early Ret. CZ 6, 7 or 8 |  | System | Residential | 26-SFM-ResidentialSingleFamily-SP_COOL | 0 |  |  |  |  | 734.7882 | 0 | 41.6667 | 0 | 0 | 693.1215 | 219.055 |  | kWh | 0.38807 | -1.3318 | Residential |  | Winter Only | [5 empty] | 15 | 0.67 |  |  |  | 1 | 3 | 0 | 0 | 0 | 0 | 0 | 0 | 0 | 0 | 0 | 0 | 2009 Qtr 1: 0; 2009 Qtr 2: 0; 2009 Qtr 3: 0; 2009 Qtr 4: 3; 2010 Qtr 1: 0; 2010 Qtr 2: 0; 2010 Qtr 3: 0; 2010 Qtr 4: 0; 2011 Qtr 1: 0; 2011 Qtr 2: 0; 2011 Qtr 3: 0; 2011 Qtr 4: 0 | 3
0 | 253008-Residential AC SEER 14 Early Ret. CZ 10, 14, or 15 |  | System | Residential | 26-SFM-ResidentialSingleFamily-SP_COOL | 0 |  |  |  |  | 642.1695 | 0 | 110 | 0 | 0 | 532.1695 | 322.849 |  | kWh | 0.37218 | 0.40228 | Residential |  | Winter Only | [5 empty] | 15 | 0.67 |  |  |  | 1 | 5 | 0 | 0 | 0 | 0 | 0 | 0 | 0 | 0 | 0 | 0 | 2009 Qtr 1: 0; 2009 Qtr 2: 0; 2009 Qtr 3: 0; 2009 Qtr 4: 5; 2010 Qtr 1: 0; 2010 Qtr 2: 0; 2010 Qtr 3: 0; 2010 Qtr 4: 0; 2011 Qtr 1: 0; 2011 Qtr 2: 0; 2011 Qtr 3: 0; 2011 Qtr 4: 0 | 5
0 | 253007-Residential AC SEER 14 Early Ret. CZ 6, 7 or 8 |  | System | Residential | 26-SFM-ResidentialSingleFamily-SP_COOL | 0 |  |  |  |  | 642.1695 | 0 | 43.4028 | 0 | 0 | 598.7667 | 184.853 |  | kWh | 0.37116 | 0.59287 | Residential |  | Winter Only | [5 empty] | 15 | 0.67 |  |  |  | 1 | 2 | 0 | 0 | 0 | 0 | 0 | 0 | 0 | 0 | 0 | 0 | 2009 Qtr 1: 0; 2009 Qtr 2: 0; 2009 Qtr 3: 0; 2009 Qtr 4: 2; 2010 Qtr 1: 0; 2010 Qtr 2: 0; 2010 Qtr 3: 0; 2010 Qtr 4: 0; 2011 Qtr 1: 0; 2011 Qtr 2: 0; 2011 Qtr 3: 0; 2011 Qtr 4: 0 | 2
0 | 253007-Residential AC SEER 14 Early Ret. CZ 6, 7 or 8 |  | System | Residential | 26-SFM-ResidentialSingleFamily-SP_COOL | 0 |  |  |  |  | 642.1695 | 0 | 34.7222 | 0 | 0 | 607.4473 | 184.853 |  | kWh | 0.37116 | 0.59287 | Residential |  | Winter Only | [5 empty] | 15 | 0.67 |  |  |  | 1 | 4 | 0 | 0 | 0 | 0 | 0 | 0 | 0 | 0 | 0 | 0 | 2009 Qtr 1: 0; 2009 Qtr 2: 0; 2009 Qtr 3: 0; 2009 Qtr 4: 4; 2010 Qtr 1: 0; 2010 Qtr 2: 0; 2010 Qtr 3: 0; 2010 Qtr 4: 0; 2011 Qtr 1: 0; 2011 Qtr 2: 0; 2011 Qtr 3: 0; 2011 Qtr 4: 0 | 4
0 | 253006-Residential AC SEER 13 Early Ret. CZ 10, 14, or 15 |  | System | Residential | 26-SFM-ResidentialSingleFamily-SP_COOL | 0 |  |  |  |  | 549.5508 | 0 | 85 | 0 | 0 | 464.5508 | 291.643 |  | kWh | 0.32916 | 0.11379 | Residential |  | Winter Only | [5 empty] | 15 | 0.67 |  |  |  | 1 | 4 | 0 | 0 | 0 | 0 | 0 | 0 | 0 | 0 | 0 | 0 | 2009 Qtr 1: 0; 2009 Qtr 2: 0; 2009 Qtr 3: 0; 2009 Qtr 4: 4; 2010 Qtr 1: 0; 2010 Qtr 2: 0; 2010 Qtr 3: 0; 2010 Qtr 4: 0; 2011 Qtr 1: 0; 2011 Qtr 2: 0; 2011 Qtr 3: 0; 2011 Qtr 4: 0 | 4
0 | 253005-Residential AC SEER 13 Early Ret. CZ 6, 7 or 8 |  | System | Residential | 26-SFM-ResidentialSingleFamily-SP_COOL | 0 |  |  |  |  | 549.5508 | 0 | 30 | 0 | 0 | 519.5508 | 169.092 |  | kWh | 0.32706 | 0.20484 | Residential |  | Winter Only | [5 empty] | 15 | 0.67 |  |  |  | 1 | 3 | 0 | 0 | 0 | 0 | 0 | 0 | 0 | 0 | 0 | 0 | 2009 Qtr 1: 0; 2009 Qtr 2: 0; 2009 Qtr 3: 0; 2009 Qtr 4: 3; 2010 Qtr 1: 0; 2010 Qtr 2: 0; 2010 Qtr 3: 0; 2010 Qtr 4: 0; 2011 Qtr 1: 0; 2011 Qtr 2: 0; 2011 Qtr 3: 0; 2011 Qtr 4: 0 | 3
0 | 253008-Residential AC SEER 14 Early Ret. CZ 10, 14, or 15 |  | System | Residential | 26-SFM-ResidentialSingleFamily-SP_COOL | 0 |  |  |  |  | 642.1695 | 0 | 128.3333 | 0 | 0 | 513.8362 | 322.849 |  | kWh | 0.37218 | 0.40228 | Residential |  | Winter Only | [5 empty] | 15 | 0.67 |  |  |  | 1 | 3 | 0 | 0 | 0 | 0 | 0 | 0 | 0 | 0 | 0 | 0 | 2009 Qtr 1: 0; 2009 Qtr 2: 0; 2009 Qtr 3: 0; 2009 Qtr 4: 3; 2010 Qtr 1: 0; 2010 Qtr 2: 0; 2010 Qtr 3: 0; 2010 Qtr 4: 0; 2011 Qtr 1: 0; 2011 Qtr 2: 0; 2011 Qtr 3: 0; 2011 Qtr 4: 0 | 3
0 | 253006-Residential AC SEER 13 Early Ret. CZ 10, 14, or 15 |  | System | Residential | 26-SFM-ResidentialSingleFamily-SP_COOL | 0 |  |  |  |  | 549.5508 | 0 | 85 | 0 | 0 | 464.5508 | 291.643 |  | kWh | 0.32916 | 0.11379 | Residential |  | Winter Only | [5 empty] | 15 | 0.67 |  |  |  | 1 | 3 | 0 | 0 | 0 | 0 | 0 | 0 | 0 | 0 | 0 | 0 | 2009 Qtr 1: 0; 2009 Qtr 2: 0; 2009 Qtr 3: 0; 2009 Qtr 4: 3; 2010 Qtr 1: 0; 2010 Qtr 2: 0; 2010 Qtr 3: 0; 2010 Qtr 4: 0; 2011 Qtr 1: 0; 2011 Qtr 2: 0; 2011 Qtr 3: 0; 2011 Qtr 4: 0 | 3
0 | 253005-Residential AC SEER 13 Early Ret. CZ 6, 7 or 8 |  | System | Residential | 26-SFM-ResidentialSingleFamily-SP_COOL | 0 |  |  |  |  | 549.5508 | 0 | 30 | 0 | 0 | 519.5508 | 169.092 |  | kWh | 0.32706 | 0.20484 | Residential |  | Winter Only | [5 empty] | 15 | 0.67 |  |  |  | 1 | 3 | 0 | 0 | 0 | 0 | 0 | 0 | 0 | 0 | 0 | 0 | 2009 Qtr 1: 0; 2009 Qtr 2: 0; 2009 Qtr 3: 0; 2009 Qtr 4: 3; 2010 Qtr 1: 0; 2010 Qtr 2: 0; 2010 Qtr 3: 0; 2010 Qtr 4: 0; 2011 Qtr 1: 0; 2011 Qtr 2: 0; 2011 Qtr 3: 0; 2011 Qtr 4: 0 | 3
0 | 253009-Residential AC SEER 15 Early Ret. CZ 6, 7 or 8 |  | System | Residential | 26-SFM-ResidentialSingleFamily-SP_COOL | 0 |  |  |  |  | 734.7882 | 0 | 41.6667 | 0 | 0 | 693.1215 | 219.055 |  | kWh | 0.38807 | -1.3318 | Residential |  | Winter Only | [5 empty] | 15 | 0.67 |  |  |  | 1 | 2 | 0 | 0 | 0 | 0 | 0 | 0 | 0 | 0 | 0 | 0 | 2009 Qtr 1: 0; 2009 Qtr 2: 0; 2009 Qtr 3: 0; 2009 Qtr 4: 2; 2010 Qtr 1: 0; 2010 Qtr 2: 0; 2010 Qtr 3: 0; 2010 Qtr 4: 0; 2011 Qtr 1: 0; 2011 Qtr 2: 0; 2011 Qtr 3: 0; 2011 Qtr 4: 0 | 2
0 | 253008-Residential AC SEER 14 Early Ret. CZ 10, 14, or 15 |  | System | Residential | 26-SFM-ResidentialSingleFamily-SP_COOL | 0 |  |  |  |  | 642.1695 | 0 | 110 | 0 | 0 | 532.1695 | 322.849 |  | kWh | 0.37218 | 0.40228 | Residential |  | Winter Only | [5 empty] | 15 | 0.67 |  |  |  | 1 | 5 | 0 | 0 | 0 | 0 | 0 | 0 | 0 | 0 | 0 | 0 | 2009 Qtr 1: 0; 2009 Qtr 2: 0; 2009 Qtr 3: 0; 2009 Qtr 4: 5; 2010 Qtr 1: 0; 2010 Qtr 2: 0; 2010 Qtr 3: 0; 2010 Qtr 4: 0; 2011 Qtr 1: 0; 2011 Qtr 2: 0; 2011 Qtr 3: 0; 2011 Qtr 4: 0 | 5
0 | 253008-Residential AC SEER 14 Early Ret. CZ 10, 14, or 15 |  | System | Residential | 26-SFM-ResidentialSingleFamily-SP_COOL | 0 |  |  |  |  | 642.1695 | 0 | 128.3333 | 0 | 0 | 513.8362 | 322.849 |  | kWh | 0.37218 | 0.40228 | Residential |  | Winter Only | [5 empty] | 15 | 0.67 |  |  |  | 1 | 3 | 0 | 0 | 0 | 0 | 0 | 0 | 0 | 0 | 0 | 0 | 2009 Qtr 1: 0; 2009 Qtr 2: 0; 2009 Qtr 3: 0; 2009 Qtr 4: 3; 2010 Qtr 1: 0; 2010 Qtr 2: 0; 2010 Qtr 3: 0; 2010 Qtr 4: 0; 2011 Qtr 1: 0; 2011 Qtr 2: 0; 2011 Qtr 3: 0; 2011 Qtr 4: 0 | 3
0 | 253002-Residential AC SEER 14 CZ 10, 14, or 15 |  | System | Residential | 26-SFM-ResidentialSingleFamily-SP_COOL | 0 |  |  |  |  | 92.6187 | 0 | 42.85 | 0 | 0 | 49.7687 | 322.849 |  | kWh | 0.37218 | 0.40228 | Residential |  | Winter Only | [5 empty] | 15 | 0.67 |  |  |  | 1 | 5 | 0 | 0 | 0 | 0 | 0 | 0 | 0 | 0 | 0 | 0 | 2009 Qtr 1: 0; 2009 Qtr 2: 0; 2009 Qtr 3: 0; 2009 Qtr 4: 5; 2010 Qtr 1: 0; 2010 Qtr 2: 0; 2010 Qtr 3: 0; 2010 Qtr 4: 0; 2011 Qtr 1: 0; 2011 Qtr 2: 0; 2011 Qtr 3: 0; 2011 Qtr 4: 0 | 5
0 | 253008-Residential AC SEER 14 Early Ret. CZ 10, 14, or 15 |  | System | Residential | 26-SFM-ResidentialSingleFamily-SP_COOL | 0 |  |  |  |  | 642.1695 | 0 | 110 | 0 | 0 | 532.1695 | 322.849 |  | kWh | 0.37218 | 0.40228 | Residential |  | Winter Only | [5 empty] | 15 | 0.67 |  |  |  | 1 | 3 | 0 | 0 | 0 | 0 | 0 | 0 | 0 | 0 | 0 | 0 | 2009 Qtr 1: 0; 2009 Qtr 2: 0; 2009 Qtr 3: 0; 2009 Qtr 4: 3; 2010 Qtr 1: 0; 2010 Qtr 2: 0; 2010 Qtr 3: 0; 2010 Qtr 4: 0; 2011 Qtr 1: 0; 2011 Qtr 2: 0; 2011 Qtr 3: 0; 2011 Qtr 4: 0 | 3
0 | 253006-Residential AC SEER 13 Early Ret. CZ 10, 14, or 15 |  | System | Residential | 26-SFM-ResidentialSingleFamily-SP_COOL | 0 |  |  |  |  | 549.5508 | 0 | 85 | 0 | 0 | 464.5508 | 291.643 |  | kWh | 0.32916 | 0.11379 | Residential |  | Winter Only | [5 empty] | 15 | 0.67 |  |  |  | 1 | 4 | 0 | 0 | 0 | 0 | 0 | 0 | 0 | 0 | 0 | 0 | 2009 Qtr 1: 0; 2009 Qtr 2: 0; 2009 Qtr 3: 0; 2009 Qtr 4: 4; 2010 Qtr 1: 0; 2010 Qtr 2: 0; 2010 Qtr 3: 0; 2010 Qtr 4: 0; 2011 Qtr 1: 0; 2011 Qtr 2: 0; 2011 Qtr 3: 0; 2011 Qtr 4: 0 | 4
0 | 253006-Residential AC SEER 13 Early Ret. CZ 10, 14, or 15 |  | System | Residential | 26-SFM-ResidentialSingleFamily-SP_COOL | 0 |  |  |  |  | 549.5508 | 0 | 85 | 0 | 0 | 464.5508 | 291.643 |  | kWh | 0.32916 | 0.11379 | Residential |  | Winter Only | [5 empty] | 15 | 0.67 |  |  |  | 1 | 3 | 0 | 0 | 0 | 0 | 0 | 0 | 0 | 0 | 0 | 0 | 2009 Qtr 1: 0; 2009 Qtr 2: 0; 2009 Qtr 3: 0; 2009 Qtr 4: 3; 2010 Qtr 1: 0; 2010 Qtr 2: 0; 2010 Qtr 3: 0; 2010 Qtr 4: 0; 2011 Qtr 1: 0; 2011 Qtr 2: 0; 2011 Qtr 3: 0; 2011 Qtr 4: 0 | 3
0 | 253005-Residential AC SEER 13 Early Ret. CZ 6, 7 or 8 |  | System | Residential | 26-SFM-ResidentialSingleFamily-SP_COOL | 0 |  |  |  |  | 549.5508 | 0 | 30 | 0 | 0 | 519.5508 | 169.092 |  | kWh | 0.32706 | 0.20484 | Residential |  | Winter Only | [5 empty] | 15 | 0.67 |  |  |  | 1 | 3 | 0 | 0 | 0 | 0 | 0 | 0 | 0 | 0 | 0 | 0 | 2009 Qtr 1: 0; 2009 Qtr 2: 0; 2009 Qtr 3: 0; 2009 Qtr 4: 3; 2010 Qtr 1: 0; 2010 Qtr 2: 0; 2010 Qtr 3: 0; 2010 Qtr 4: 0; 2011 Qtr 1: 0; 2011 Qtr 2: 0; 2011 Qtr 3: 0; 2011 Qtr 4: 0 | 3
0 | 253007-Residential AC SEER 14 Early Ret. CZ 6, 7 or 8 |  | System | Residential | 26-SFM-ResidentialSingleFamily-SP_COOL | 0 |  |  |  |  | 642.1695 | 0 | 34.7222 | 0 | 0 | 607.4473 | 184.853 |  | kWh | 0.37116 | 0.59287 | Residential |  | Winter Only | [5 empty] | 15 | 0.67 |  |  |  | 1 | 3 | 0 | 0 | 0 | 0 | 0 | 0 | 0 | 0 | 0 | 0 | 2009 Qtr 1: 0; 2009 Qtr 2: 0; 2009 Qtr 3: 0; 2009 Qtr 4: 3; 2010 Qtr 1: 0; 2010 Qtr 2: 0; 2010 Qtr 3: 0; 2010 Qtr 4: 0; 2011 Qtr 1: 0; 2011 Qtr 2: 0; 2011 Qtr 3: 0; 2011 Qtr 4: 0 | 3
0 | 253005-Residential AC SEER 13 Early Ret. CZ 6, 7 or 8 |  | System | Residential | 26-SFM-ResidentialSingleFamily-SP_COOL | 0 |  |  |  |  | 549.5508 | 0 | 30 | 0 | 0 | 519.5508 | 169.092 |  | kWh | 0.32706 | 0.20484 | Residential |  | Winter Only | [5 empty] | 15 | 0.67 |  |  |  | 1 | 3 | 0 | 0 | 0 | 0 | 0 | 0 | 0 | 0 | 0 | 0 | 2009 Qtr 1: 0; 2009 Qtr 2: 0; 2009 Qtr 3: 0; 2009 Qtr 4: 3; 2010 Qtr 1: 0; 2010 Qtr 2: 0; 2010 Qtr 3: 0; 2010 Qtr 4: 0; 2011 Qtr 1: 0; 2011 Qtr 2: 0; 2011 Qtr 3: 0; 2011 Qtr 4: 0 | 3
0 | 253008-Residential AC SEER 14 Early Ret. CZ 10, 14, or 15 |  | System | Residential | 26-SFM-ResidentialSingleFamily-SP_COOL | 0 |  |  |  |  | 642.1695 | 0 | 110 | 0 | 0 | 532.1695 | 322.849 |  | kWh | 0.37218 | 0.40228 | Residential |  | Winter Only | [5 empty] | 15 | 0.67 |  |  |  | 1 | 2 | 0 | 0 | 0 | 0 | 0 | 0 | 0 | 0 | 0 | 0 | 2009 Qtr 1: 0; 2009 Qtr 2: 0; 2009 Qtr 3: 0; 2009 Qtr 4: 2; 2010 Qtr 1: 0; 2010 Qtr 2: 0; 2010 Qtr 3: 0; 2010 Qtr 4: 0; 2011 Qtr 1: 0; 2011 Qtr 2: 0; 2011 Qtr 3: 0; 2011 Qtr 4: 0 | 2
0 | 253005-Residential AC SEER 13 Early Ret. CZ 6, 7 or 8 |  | System | Residential | 26-SFM-ResidentialSingleFamily-SP_COOL | 0 |  |  |  |  | 549.5508 | 0 | 30 | 0 | 0 | 519.5508 | 169.092 |  | kWh | 0.32706 | 0.20484 | Residential |  | Winter Only | [5 empty] | 15 | 0.67 |  |  |  | 1 | 3 | 0 | 0 | 0 | 0 | 0 | 0 | 0 | 0 | 0 | 0 | 2009 Qtr 1: 0; 2009 Qtr 2: 0; 2009 Qtr 3: 0; 2009 Qtr 4: 3; 2010 Qtr 1: 0; 2010 Qtr 2: 0; 2010 Qtr 3: 0; 2010 Qtr 4: 0; 2011 Qtr 1: 0; 2011 Qtr 2: 0; 2011 Qtr 3: 0; 2011 Qtr 4: 0 | 3
0 | 253007-Residential AC SEER 14 Early Ret. CZ 6, 7 or 8 |  | System | Residential | 26-SFM-ResidentialSingleFamily-SP_COOL | 0 |  |  |  |  | 642.1695 | 0 | 34.7222 | 0 | 0 | 607.4473 | 184.853 |  | kWh | 0.37116 | 0.59287 | Residential |  | Winter Only | [5 empty] | 15 | 0.67 |  |  |  | 1 | 4 | 0 | 0 | 0 | 0 | 0 | 0 | 0 | 0 | 0 | 0 | 2009 Qtr 1: 0; 2009 Qtr 2: 0; 2009 Qtr 3: 0; 2009 Qtr 4: 4; 2010 Qtr 1: 0; 2010 Qtr 2: 0; 2010 Qtr 3: 0; 2010 Qtr 4: 0; 2011 Qtr 1: 0; 2011 Qtr 2: 0; 2011 Qtr 3: 0; 2011 Qtr 4: 0 | 4
0 | 253007-Residential AC SEER 14 Early Ret. CZ 6, 7 or 8 |  | System | Residential | 26-SFM-ResidentialSingleFamily-SP_COOL | 0 |  |  |  |  | 642.1695 | 0 | 40.5093 | 0 | 0 | 601.6602 | 184.853 |  | kWh | 0.37116 | 0.59287 | Residential |  | Winter Only | [5 empty] | 15 | 0.67 |  |  |  | 1 | 3 | 0 | 0 | 0 | 0 | 0 | 0 | 0 | 0 | 0 | 0 | 2009 Qtr 1: 0; 2009 Qtr 2: 0; 2009 Qtr 3: 0; 2009 Qtr 4: 3; 2010 Qtr 1: 0; 2010 Qtr 2: 0; 2010 Qtr 3: 0; 2010 Qtr 4: 0; 2011 Qtr 1: 0; 2011 Qtr 2: 0; 2011 Qtr 3: 0; 2011 Qtr 4: 0 | 3
0 | 253008-Residential AC SEER 14 Early Ret. CZ 10, 14, or 15 |  | System | Residential | 26-SFM-ResidentialSingleFamily-SP_COOL | 0 |  |  |  |  | 642.1695 | 0 | 110 | 0 | 0 | 532.1695 | 322.849 |  | kWh | 0.37218 | 0.40228 | Residential |  | Winter Only | [5 empty] | 15 | 0.67 |  |  |  | 1 | 4 | 0 | 0 | 0 | 0 | 0 | 0 | 0 | 0 | 0 | 0 | 2009 Qtr 1: 0; 2009 Qtr 2: 0; 2009 Qtr 3: 0; 2009 Qtr 4: 4; 2010 Qtr 1: 0; 2010 Qtr 2: 0; 2010 Qtr 3: 0; 2010 Qtr 4: 0; 2011 Qtr 1: 0; 2011 Qtr 2: 0; 2011 Qtr 3: 0; 2011 Qtr 4: 0 | 4
0 | 253006-Residential AC SEER 13 Early Ret. CZ 10, 14, or 15 |  | System | Residential | 26-SFM-ResidentialSingleFamily-SP_COOL | 0 |  |  |  |  | 549.5508 | 0 | 85 | 0 | 0 | 464.5508 | 291.643 |  | kWh | 0.32916 | 0.11379 | Residential |  | Winter Only | [5 empty] | 15 | 0.67 |  |  |  | 1 | 3 | 0 | 0 | 0 | 0 | 0 | 0 | 0 | 0 | 0 | 0 | 2009 Qtr 1: 0; 2009 Qtr 2: 0; 2009 Qtr 3: 0; 2009 Qtr 4: 3; 2010 Qtr 1: 0; 2010 Qtr 2: 0; 2010 Qtr 3: 0; 2010 Qtr 4: 0; 2011 Qtr 1: 0; 2011 Qtr 2: 0; 2011 Qtr 3: 0; 2011 Qtr 4: 0 | 3
0 | 253007-Residential AC SEER 14 Early Ret. CZ 6, 7 or 8 |  | System | Residential | 26-SFM-ResidentialSingleFamily-SP_COOL | 0 |  |  |  |  | 642.1695 | 0 | 40.5093 | 0 | 0 | 601.6602 | 184.853 |  | kWh | 0.37116 | 0.59287 | Residential |  | Winter Only | [5 empty] | 15 | 0.67 |  |  |  | 1 | 3 | 0 | 0 | 0 | 0 | 0 | 0 | 0 | 0 | 0 | 0 | 2009 Qtr 1: 0; 2009 Qtr 2: 0; 2009 Qtr 3: 0; 2009 Qtr 4: 3; 2010 Qtr 1: 0; 2010 Qtr 2: 0; 2010 Qtr 3: 0; 2010 Qtr 4: 0; 2011 Qtr 1: 0; 2011 Qtr 2: 0; 2011 Qtr 3: 0; 2011 Qtr 4: 0 | 3
0 | 253005-Residential AC SEER 13 Early Ret. CZ 6, 7 or 8 |  | System | Residential | 26-SFM-ResidentialSingleFamily-SP_COOL | 0 |  |  |  |  | 549.5508 | 0 | 30 | 0 | 0 | 519.5508 | 169.092 |  | kWh | 0.32706 | 0.20484 | Residential |  | Winter Only | [5 empty] | 15 | 0.67 |  |  |  | 1 | 4 | 0 | 0 | 0 | 0 | 0 | 0 | 0 | 0 | 0 | 0 | 2009 Qtr 1: 0; 2009 Qtr 2: 0; 2009 Qtr 3: 0; 2009 Qtr 4: 4; 2010 Qtr 1: 0; 2010 Qtr 2: 0; 2010 Qtr 3: 0; 2010 Qtr 4: 0; 2011 Qtr 1: 0; 2011 Qtr 2: 0; 2011 Qtr 3: 0; 2011 Qtr 4: 0 | 4
0 | 253008-Residential AC SEER 14 Early Ret. CZ 10, 14, or 15 |  | System | Residential | 26-SFM-ResidentialSingleFamily-SP_COOL | 0 |  |  |  |  | 642.1695 | 0 | 110 | 0 | 0 | 532.1695 | 322.849 |  | kWh | 0.37218 | 0.40228 | Residential |  | Winter Only | [5 empty] | 15 | 0.67 |  |  |  | 1 | 3 | 0 | 0 | 0 | 0 | 0 | 0 | 0 | 0 | 0 | 0 | 2009 Qtr 1: 0; 2009 Qtr 2: 0; 2009 Qtr 3: 0; 2009 Qtr 4: 3; 2010 Qtr 1: 0; 2010 Qtr 2: 0; 2010 Qtr 3: 0; 2010 Qtr 4: 0; 2011 Qtr 1: 0; 2011 Qtr 2: 0; 2011 Qtr 3: 0; 2011 Qtr 4: 0 | 3
0 | 253007-Residential AC SEER 14 Early Ret. CZ 6, 7 or 8 |  | System | Residential | 26-SFM-ResidentialSingleFamily-SP_COOL | 0 |  |  |  |  | 642.1695 | 0 | 34.7222 | 0 | 0 | 607.4473 | 184.853 |  | kWh | 0.37116 | 0.59287 | Residential |  | Winter Only | [5 empty] | 15 | 0.67 |  |  |  | 1 | 4 | 0 | 0 | 0 | 0 | 0 | 0 | 0 | 0 | 0 | 0 | 2009 Qtr 1: 0; 2009 Qtr 2: 0; 2009 Qtr 3: 0; 2009 Qtr 4: 4; 2010 Qtr 1: 0; 2010 Qtr 2: 0; 2010 Qtr 3: 0; 2010 Qtr 4: 0; 2011 Qtr 1: 0; 2011 Qtr 2: 0; 2011 Qtr 3: 0; 2011 Qtr 4: 0 | 4
0 | 253008-Residential AC SEER 14 Early Ret. CZ 10, 14, or 15 |  | System | Residential | 26-SFM-ResidentialSingleFamily-SP_COOL | 0 |  |  |  |  | 642.1695 | 0 | 110 | 0 | 0 | 532.1695 | 322.849 |  | kWh | 0.37218 | 0.40228 | Residential |  | Winter Only | [5 empty] | 15 | 0.67 |  |  |  | 1 | 3 | 0 | 0 | 0 | 0 | 0 | 0 | 0 | 0 | 0 | 0 | 2009 Qtr 1: 0; 2009 Qtr 2: 0; 2009 Qtr 3: 0; 2009 Qtr 4: 3; 2010 Qtr 1: 0; 2010 Qtr 2: 0; 2010 Qtr 3: 0; 2010 Qtr 4: 0; 2011 Qtr 1: 0; 2011 Qtr 2: 0; 2011 Qtr 3: 0; 2011 Qtr 4: 0 | 3
0 | 253005-Residential AC SEER 13 Early Ret. CZ 6, 7 or 8 |  | System | Residential | 26-SFM-ResidentialSingleFamily-SP_COOL | 0 |  |  |  |  | 549.5508 | 0 | 30 | 0 | 0 | 519.5508 | 169.092 |  | kWh | 0.32706 | 0.20484 | Residential |  | Winter Only | [5 empty] | 15 | 0.67 |  |  |  | 1 | 4 | 0 | 0 | 0 | 0 | 0 | 0 | 0 | 0 | 0 | 0 | 2009 Qtr 1: 0; 2009 Qtr 2: 0; 2009 Qtr 3: 0; 2009 Qtr 4: 4; 2010 Qtr 1: 0; 2010 Qtr 2: 0; 2010 Qtr 3: 0; 2010 Qtr 4: 0; 2011 Qtr 1: 0; 2011 Qtr 2: 0; 2011 Qtr 3: 0; 2011 Qtr 4: 0 | 4
0 | 253005-Residential AC SEER 13 Early Ret. CZ 6, 7 or 8 |  | System | Residential | 26-SFM-ResidentialSingleFamily-SP_COOL | 0 |  |  |  |  | 549.5508 | 0 | 45 | 0 | 0 | 504.5508 | 169.092 |  | kWh | 0.32706 | 0.20484 | Residential |  | Winter Only | [5 empty] | 15 | 0.67 |  |  |  | 1 | 1 | 0 | 0 | 0 | 0 | 0 | 0 | 0 | 0 | 0 | 0 | 2009 Qtr 1: 0; 2009 Qtr 2: 0; 2009 Qtr 3: 0; 2009 Qtr 4: 1; 2010 Qtr 1: 0; 2010 Qtr 2: 0; 2010 Qtr 3: 0; 2010 Qtr 4: 0; 2011 Qtr 1: 0; 2011 Qtr 2: 0; 2011 Qtr 3: 0; 2011 Qtr 4: 0 | 1
0 | 253005-Residential AC SEER 13 Early Ret. CZ 6, 7 or 8 |  | System | Residential | 26-SFM-ResidentialSingleFamily-SP_COOL | 0 |  |  |  |  | 549.5508 | 0 | 30 | 0 | 0 | 519.5508 | 169.092 |  | kWh | 0.32706 | 0.20484 | Residential |  | Winter Only | [5 empty] | 15 | 0.67 |  |  |  | 1 | 5 | 0 | 0 | 0 | 0 | 0 | 0 | 0 | 0 | 0 | 0 | 2009 Qtr 1: 0; 2009 Qtr 2: 0; 2009 Qtr 3: 0; 2009 Qtr 4: 5; 2010 Qtr 1: 0; 2010 Qtr 2: 0; 2010 Qtr 3: 0; 2010 Qtr 4: 0; 2011 Qtr 1: 0; 2011 Qtr 2: 0; 2011 Qtr 3: 0; 2011 Qtr 4: 0 | 5
0 | 253006-Residential AC SEER 13 Early Ret. CZ 10, 14, or 15 |  | System | Residential | 26-SFM-ResidentialSingleFamily-SP_COOL | 0 |  |  |  |  | 549.5508 | 0 | 85 | 0 | 0 | 464.5508 | 291.643 |  | kWh | 0.32916 | 0.11379 | Residential |  | Winter Only | [5 empty] | 15 | 0.67 |  |  |  | 1 | 4 | 0 | 0 | 0 | 0 | 0 | 0 | 0 | 0 | 0 | 0 | 2009 Qtr 1: 0; 2009 Qtr 2: 0; 2009 Qtr 3: 0; 2009 Qtr 4: 4; 2010 Qtr 1: 0; 2010 Qtr 2: 0; 2010 Qtr 3: 0; 2010 Qtr 4: 0; 2011 Qtr 1: 0; 2011 Qtr 2: 0; 2011 Qtr 3: 0; 2011 Qtr 4: 0 | 4
0 | 253008-Residential AC SEER 14 Early Ret. CZ 10, 14, or 15 |  | System | Residential | 26-SFM-ResidentialSingleFamily-SP_COOL | 0 |  |  |  |  | 642.1695 | 0 | 110 | 0 | 0 | 532.1695 | 322.849 |  | kWh | 0.37218 | 0.40228 | Residential |  | Winter Only | [5 empty] | 15 | 0.67 |  |  |  | 1 | 3 | 0 | 0 | 0 | 0 | 0 | 0 | 0 | 0 | 0 | 0 | 2009 Qtr 1: 0; 2009 Qtr 2: 0; 2009 Qtr 3: 0; 2009 Qtr 4: 3; 2010 Qtr 1: 0; 2010 Qtr 2: 0; 2010 Qtr 3: 0; 2010 Qtr 4: 0; 2011 Qtr 1: 0; 2011 Qtr 2: 0; 2011 Qtr 3: 0; 2011 Qtr 4: 0 | 3
0 | 253006-Residential AC SEER 13 Early Ret. CZ 10, 14, or 15 |  | System | Residential | 26-SFM-ResidentialSingleFamily-SP_COOL | 0 |  |  |  |  | 549.5508 | 0 | 85 | 0 | 0 | 464.5508 | 291.643 |  | kWh | 0.32916 | 0.11379 | Residential |  | Winter Only | [5 empty] | 15 | 0.67 |  |  |  | 1 | 4 | 0 | 0 | 0 | 0 | 0 | 0 | 0 | 0 | 0 | 0 | 2009 Qtr 1: 0; 2009 Qtr 2: 0; 2009 Qtr 3: 0; 2009 Qtr 4: 4; 2010 Qtr 1: 0; 2010 Qtr 2: 0; 2010 Qtr 3: 0; 2010 Qtr 4: 0; 2011 Qtr 1: 0; 2011 Qtr 2: 0; 2011 Qtr 3: 0; 2011 Qtr 4: 0 | 4
0 | 253008-Residential AC SEER 14 Early Ret. CZ 10, 14, or 15 |  | System | Residential | 26-SFM-ResidentialSingleFamily-SP_COOL | 0 |  |  |  |  | 642.1695 | 0 | 110 | 0 | 0 | 532.1695 | 322.849 |  | kWh | 0.37218 | 0.40228 | Residential |  | Winter Only | [5 empty] | 15 | 0.67 |  |  |  | 1 | 3 | 0 | 0 | 0 | 0 | 0 | 0 | 0 | 0 | 0 | 0 | 2009 Qtr 1: 0; 2009 Qtr 2: 0; 2009 Qtr 3: 0; 2009 Qtr 4: 3; 2010 Qtr 1: 0; 2010 Qtr 2: 0; 2010 Qtr 3: 0; 2010 Qtr 4: 0; 2011 Qtr 1: 0; 2011 Qtr 2: 0; 2011 Qtr 3: 0; 2011 Qtr 4: 0 | 3
0 | 253007-Residential AC SEER 14 Early Ret. CZ 6, 7 or 8 |  | System | Residential | 26-SFM-ResidentialSingleFamily-SP_COOL | 0 |  |  |  |  | 642.1695 | 0 | 34.7222 | 0 | 0 | 607.4473 | 184.853 |  | kWh | 0.37116 | 0.59287 | Residential |  | Winter Only | [5 empty] | 15 | 0.67 |  |  |  | 1 | 3 | 0 | 0 | 0 | 0 | 0 | 0 | 0 | 0 | 0 | 0 | 2009 Qtr 1: 0; 2009 Qtr 2: 0; 2009 Qtr 3: 0; 2009 Qtr 4: 3; 2010 Qtr 1: 0; 2010 Qtr 2: 0; 2010 Qtr 3: 0; 2010 Qtr 4: 0; 2011 Qtr 1: 0; 2011 Qtr 2: 0; 2011 Qtr 3: 0; 2011 Qtr 4: 0 | 3
0 | 253008-Residential AC SEER 14 Early Ret. CZ 10, 14, or 15 |  | System | Residential | 26-SFM-ResidentialSingleFamily-SP_COOL | 0 |  |  |  |  | 642.1695 | 0 | 165 | 0 | 0 | 477.1695 | 322.849 |  | kWh | 0.37218 | 0.40228 | Residential |  | Winter Only | [5 empty] | 15 | 0.67 |  |  |  | 1 | 1 | 0 | 0 | 0 | 0 | 0 | 0 | 0 | 0 | 0 | 0 | 2009 Qtr 1: 0; 2009 Qtr 2: 0; 2009 Qtr 3: 0; 2009 Qtr 4: 1; 2010 Qtr 1: 0; 2010 Qtr 2: 0; 2010 Qtr 3: 0; 2010 Qtr 4: 0; 2011 Qtr 1: 0; 2011 Qtr 2: 0; 2011 Qtr 3: 0; 2011 Qtr 4: 0 | 1
0 | 253005-Residential AC SEER 13 Early Ret. CZ 6, 7 or 8 |  | System | Residential | 26-SFM-ResidentialSingleFamily-SP_COOL | 0 |  |  |  |  | 549.5508 | 0 | 30 | 0 | 0 | 519.5508 | 169.092 |  | kWh | 0.32706 | 0.20484 | Residential |  | Winter Only | [5 empty] | 15 | 0.67 |  |  |  | 1 | 4 | 0 | 0 | 0 | 0 | 0 | 0 | 0 | 0 | 0 | 0 | 2009 Qtr 1: 0; 2009 Qtr 2: 0; 2009 Qtr 3: 0; 2009 Qtr 4: 4; 2010 Qtr 1: 0; 2010 Qtr 2: 0; 2010 Qtr 3: 0; 2010 Qtr 4: 0; 2011 Qtr 1: 0; 2011 Qtr 2: 0; 2011 Qtr 3: 0; 2011 Qtr 4: 0 | 4
0 | 253005-Residential AC SEER 13 Early Ret. CZ 6, 7 or 8 |  | System | Residential | 26-SFM-ResidentialSingleFamily-SP_COOL | 0 |  |  |  |  | 549.5508 | 0 | 30 | 0 | 0 | 519.5508 | 169.092 |  | kWh | 0.32706 | 0.20484 | Residential |  | Winter Only | [5 empty] | 15 | 0.67 |  |  |  | 1 | 4 | 0 | 0 | 0 | 0 | 0 | 0 | 0 | 0 | 0 | 0 | 2009 Qtr 1: 0; 2009 Qtr 2: 0; 2009 Qtr 3: 0; 2009 Qtr 4: 4; 2010 Qtr 1: 0; 2010 Qtr 2: 0; 2010 Qtr 3: 0; 2010 Qtr 4: 0; 2011 Qtr 1: 0; 2011 Qtr 2: 0; 2011 Qtr 3: 0; 2011 Qtr 4: 0 | 4
0 | 253007-Residential AC SEER 14 Early Ret. CZ 6, 7 or 8 |  | System | Residential | 26-SFM-ResidentialSingleFamily-SP_COOL | 0 |  |  |  |  | 642.1695 | 0 | 34.7222 | 0 | 0 | 607.4473 | 184.853 |  | kWh | 0.37116 | 0.59287 | Residential |  | Winter Only | [5 empty] | 15 | 0.67 |  |  |  | 1 | 2 | 0 | 0 | 0 | 0 | 0 | 0 | 0 | 0 | 0 | 0 | 2009 Qtr 1: 0; 2009 Qtr 2: 0; 2009 Qtr 3: 0; 2009 Qtr 4: 2; 2010 Qtr 1: 0; 2010 Qtr 2: 0; 2010 Qtr 3: 0; 2010 Qtr 4: 0; 2011 Qtr 1: 0; 2011 Qtr 2: 0; 2011 Qtr 3: 0; 2011 Qtr 4: 0 | 2
0 | 253007-Residential AC SEER 14 Early Ret. CZ 6, 7 or 8 |  | System | Residential | 26-SFM-ResidentialSingleFamily-SP_COOL | 0 |  |  |  |  | 642.1695 | 0 | 34.7222 | 0 | 0 | 607.4473 | 184.853 |  | kWh | 0.37116 | 0.59287 | Residential |  | Winter Only | [5 empty] | 15 | 0.67 |  |  |  | 1 | 3 | 0 | 0 | 0 | 0 | 0 | 0 | 0 | 0 | 0 | 0 | 2009 Qtr 1: 0; 2009 Qtr 2: 0; 2009 Qtr 3: 0; 2009 Qtr 4: 3; 2010 Qtr 1: 0; 2010 Qtr 2: 0; 2010 Qtr 3: 0; 2010 Qtr 4: 0; 2011 Qtr 1: 0; 2011 Qtr 2: 0; 2011 Qtr 3: 0; 2011 Qtr 4: 0 | 3
0 | 253008-Residential AC SEER 14 Early Ret. CZ 10, 14, or 15 |  | System | Residential | 26-SFM-ResidentialSingleFamily-SP_COOL | 0 |  |  |  |  | 642.1695 | 0 | 110 | 0 | 0 | 532.1695 | 322.849 |  | kWh | 0.37218 | 0.40228 | Residential |  | Winter Only | [5 empty] | 15 | 0.67 |  |  |  | 1 | 2 | 0 | 0 | 0 | 0 | 0 | 0 | 0 | 0 | 0 | 0 | 2009 Qtr 1: 0; 2009 Qtr 2: 0; 2009 Qtr 3: 0; 2009 Qtr 4: 2; 2010 Qtr 1: 0; 2010 Qtr 2: 0; 2010 Qtr 3: 0; 2010 Qtr 4: 0; 2011 Qtr 1: 0; 2011 Qtr 2: 0; 2011 Qtr 3: 0; 2011 Qtr 4: 0 | 2
0 | 253007-Residential AC SEER 14 Early Ret. CZ 6, 7 or 8 |  | System | Residential | 26-SFM-ResidentialSingleFamily-SP_COOL | 0 |  |  |  |  | 642.1695 | 0 | 34.7222 | 0 | 0 | 607.4473 | 184.853 |  | kWh | 0.37116 | 0.59287 | Residential |  | Winter Only | [5 empty] | 15 | 0.67 |  |  |  | 1 | 2 | 0 | 0 | 0 | 0 | 0 | 0 | 0 | 0 | 0 | 0 | 2009 Qtr 1: 0; 2009 Qtr 2: 0; 2009 Qtr 3: 0; 2009 Qtr 4: 2; 2010 Qtr 1: 0; 2010 Qtr 2: 0; 2010 Qtr 3: 0; 2010 Qtr 4: 0; 2011 Qtr 1: 0; 2011 Qtr 2: 0; 2011 Qtr 3: 0; 2011 Qtr 4: 0 | 2
0 | 253059-Comm. AC <65k single phase split ER above code |  | System | Commercial | 01-ALC-AllCommercial-Cooling | 0 |  |  |  |  | 642.1695 | 0 | 145.83 | 0 | 0 | 496.3395 | 342.156 |  | kWh | 0.23408 | 0 | Commercial | [7 empty] | 15 | 0.5 |  |  |  | 1 | 1 | 0 | 0 | 0 | 0 | 0 | 0 | 0 | 0 | 0 | 0 | 2009 Qtr 1: 0; 2009 Qtr 2: 0; 2009 Qtr 3: 0; 2009 Qtr 4: 1; 2010 Qtr 1: 0; 2010 Qtr 2: 0; 2010 Qtr 3: 0; 2010 Qtr 4: 0; 2011 Qtr 1: 0; 2011 Qtr 2: 0; 2011 Qtr 3: 0; 2011 Qtr 4: 0 | 1
0 | 253059-Comm. AC <65k single phase split ER above code |  | System | Commercial | 01-ALC-AllCommercial-Cooling | 0 |  |  |  |  | 642.1695 | 0 | 145.83 | 0 | 0 | 496.3395 | 342.156 |  | kWh | 0.23408 | 0 | Commercial | [7 empty] | 15 | 0.5 |  |  |  | 1 | 1 | 0 | 0 | 0 | 0 | 0 | 0 | 0 | 0 | 0 | 0 | 2009 Qtr 1: 0; 2009 Qtr 2: 0; 2009 Qtr 3: 0; 2009 Qtr 4: 1; 2010 Qtr 1: 0; 2010 Qtr 2: 0; 2010 Qtr 3: 0; 2010 Qtr 4: 0; 2011 Qtr 1: 0; 2011 Qtr 2: 0; 2011 Qtr 3: 0; 2011 Qtr 4: 0 | 1
0 | 253061-Comm. AC <65k single phase unitary ER |  | System | Commercial | 01-ALC-AllCommercial-Cooling | 0 |  |  |  |  | 817.8563 | 0 | 85 | 0 | 0 | 732.8563 | 364.969 |  | kWh | 0.24958 | 0 | Commercial | [7 empty] | 15 | 0.5 |  |  |  | 1 | 2 | 0 | 0 | 0 | 0 | 0 | 0 | 0 | 0 | 0 | 0 | 2009 Qtr 1: 0; 2009 Qtr 2: 0; 2009 Qtr 3: 0; 2009 Qtr 4: 2; 2010 Qtr 1: 0; 2010 Qtr 2: 0; 2010 Qtr 3: 0; 2010 Qtr 4: 0; 2011 Qtr 1: 0; 2011 Qtr 2: 0; 2011 Qtr 3: 0; 2011 Qtr 4: 0 | 2
0 | 253067-Comm. AC <65k three phase unitary ER |  | System | Commercial | 01-ALC-AllCommercial-Cooling | 0 |  |  |  |  | 790.4043 | 0 | 85 | 0 | 0 | 705.4043 | 280.46 |  | kWh | 0.19186 | 0 | Commercial | [7 empty] | 15 | 0.5 |  |  |  | 1 | 4 | 0 | 0 | 0 | 0 | 0 | 0 | 0 | 0 | 0 | 0 | 2009 Qtr 1: 0; 2009 Qtr 2: 0; 2009 Qtr 3: 0; 2009 Qtr 4: 4; 2010 Qtr 1: 0; 2010 Qtr 2: 0; 2010 Qtr 3: 0; 2010 Qtr 4: 0; 2011 Qtr 1: 0; 2011 Qtr 2: 0; 2011 Qtr 3: 0; 2011 Qtr 4: 0 | 4
0 | 253061-Comm. AC <65k single phase unitary ER |  | System | Commercial | 01-ALC-AllCommercial-Cooling | 0 |  |  |  |  | 817.8563 | 0 | 106.25 | 0 | 0 | 711.6063 | 364.969 |  | kWh | 0.24958 | 0 | Commercial | [7 empty] | 15 | 0.5 |  |  |  | 1 | 2 | 0 | 0 | 0 | 0 | 0 | 0 | 0 | 0 | 0 | 0 | 2009 Qtr 1: 0; 2009 Qtr 2: 0; 2009 Qtr 3: 0; 2009 Qtr 4: 2; 2010 Qtr 1: 0; 2010 Qtr 2: 0; 2010 Qtr 3: 0; 2010 Qtr 4: 0; 2011 Qtr 1: 0; 2011 Qtr 2: 0; 2011 Qtr 3: 0; 2011 Qtr 4: 0 | 2
0 | 253061-Comm. AC <65k single phase unitary ER |  | System | Commercial | 01-ALC-AllCommercial-Cooling | 0 |  |  |  |  | 817.8563 | 0 | 85 | 0 | 0 | 732.8563 | 364.969 |  | kWh | 0.24958 | 0 | Commercial | [7 empty] | 15 | 0.5 |  |  |  | 1 | 2 | 0 | 0 | 0 | 0 | 0 | 0 | 0 | 0 | 0 | 0 | 2009 Qtr 1: 0; 2009 Qtr 2: 0; 2009 Qtr 3: 0; 2009 Qtr 4: 2; 2010 Qtr 1: 0; 2010 Qtr 2: 0; 2010 Qtr 3: 0; 2010 Qtr 4: 0; 2011 Qtr 1: 0; 2011 Qtr 2: 0; 2011 Qtr 3: 0; 2011 Qtr 4: 0 | 2
0 | 253083-Comm. HP <65k three phase split w/o QI ER |  | System | Commercial | 01-ALC-AllCommercial-Cooling | 0 |  |  |  |  | 186.4979 | 0 | 40 | 0 | 0 | 146.4979 | 249.733 |  | kWh | 0.098359 | 0 | Commercial | [7 empty] | 15 | 0.5 |  |  |  | 1 | 4 | 0 | 0 | 0 | 0 | 0 | 0 | 0 | 0 | 0 | 0 | 2009 Qtr 1: 0; 2009 Qtr 2: 0; 2009 Qtr 3: 0; 2009 Qtr 4: 4; 2010 Qtr 1: 0; 2010 Qtr 2: 0; 2010 Qtr 3: 0; 2010 Qtr 4: 0; 2011 Qtr 1: 0; 2011 Qtr 2: 0; 2011 Qtr 3: 0; 2011 Qtr 4: 0 | 4
0 | 253077-Comm. HP <65k single phase split ER above code |  | System | Commercial | 01-ALC-AllCommercial-Cooling | 0 |  |  |  |  | 97.9361 | 0 | 97.22 | 0 | 0 | 0.7161 | 433.758 |  | kWh | 0.20195 | 0 | Commercial | [7 empty] | 15 | 0.5 |  |  |  | 1 | 5 | 0 | 0 | 0 | 0 | 0 | 0 | 0 | 0 | 0 | 0 | 2009 Qtr 1: 0; 2009 Qtr 2: 0; 2009 Qtr 3: 0; 2009 Qtr 4: 5; 2010 Qtr 1: 0; 2010 Qtr 2: 0; 2010 Qtr 3: 0; 2010 Qtr 4: 0; 2011 Qtr 1: 0; 2011 Qtr 2: 0; 2011 Qtr 3: 0; 2011 Qtr 4: 0 | 5
0 | 253083-Comm. HP <65k three phase split w/o QI ER |  | System | Commercial | 01-ALC-AllCommercial-Cooling | 0 |  |  |  |  | 186.4979 | 0 | 40 | 0 | 0 | 146.4979 | 249.733 |  | kWh | 0.098359 | 0 | Commercial | [7 empty] | 15 | 0.5 |  |  |  | 1 | 4 | 0 | 0 | 0 | 0 | 0 | 0 | 0 | 0 | 0 | 0 | 2009 Qtr 1: 0; 2009 Qtr 2: 0; 2009 Qtr 3: 0; 2009 Qtr 4: 4; 2010 Qtr 1: 0; 2010 Qtr 2: 0; 2010 Qtr 3: 0; 2010 Qtr 4: 0; 2011 Qtr 1: 0; 2011 Qtr 2: 0; 2011 Qtr 3: 0; 2011 Qtr 4: 0 | 4
0 | 253077-Comm. HP <65k single phase split ER above code |  | System | Commercial | 01-ALC-AllCommercial-Cooling | 0 |  |  |  |  | 97.9361 | 0 | 97.22 | 0 | 0 | 0.7161 | 433.758 |  | kWh | 0.20195 | 0 | Commercial | [7 empty] | 15 | 0.5 |  |  |  | 1 | 2 | 0 | 0 | 0 | 0 | 0 | 0 | 0 | 0 | 0 | 0 | 2009 Qtr 1: 0; 2009 Qtr 2: 0; 2009 Qtr 3: 0; 2009 Qtr 4: 2; 2010 Qtr 1: 0; 2010 Qtr 2: 0; 2010 Qtr 3: 0; 2010 Qtr 4: 0; 2011 Qtr 1: 0; 2011 Qtr 2: 0; 2011 Qtr 3: 0; 2011 Qtr 4: 0 | 2
0 | 253059-Comm. AC <65k single phase split ER above code |  | System | Commercial | 01-ALC-AllCommercial-Cooling | 0 |  |  |  |  | 642.1695 | 0 | 97.22 | 0 | 0 | 544.9495 | 342.156 |  | kWh | 0.23408 | 0 | Commercial | [7 empty] | 15 | 0.5 |  |  |  | 1 | 5 | 0 | 0 | 0 | 0 | 0 | 0 | 0 | 0 | 0 | 0 | 2009 Qtr 1: 0; 2009 Qtr 2: 0; 2009 Qtr 3: 0; 2009 Qtr 4: 5; 2010 Qtr 1: 0; 2010 Qtr 2: 0; 2010 Qtr 3: 0; 2010 Qtr 4: 0; 2011 Qtr 1: 0; 2011 Qtr 2: 0; 2011 Qtr 3: 0; 2011 Qtr 4: 0 | 5
0 | 253077-Comm. HP <65k single phase split ER above code |  | System | Commercial | 01-ALC-AllCommercial-Cooling | 0 |  |  |  |  | 97.9361 | 0 | 121.525 | 0 | 0 | -23.5889 | 433.758 |  | kWh | 0.20195 | 0 | Commercial | [7 empty] | 15 | 0.5 |  |  |  | 1 | 2 | 0 | 0 | 0 | 0 | 0 | 0 | 0 | 0 | 0 | 0 | 2009 Qtr 1: 0; 2009 Qtr 2: 0; 2009 Qtr 3: 0; 2009 Qtr 4: 2; 2010 Qtr 1: 0; 2010 Qtr 2: 0; 2010 Qtr 3: 0; 2010 Qtr 4: 0; 2011 Qtr 1: 0; 2011 Qtr 2: 0; 2011 Qtr 3: 0; 2011 Qtr 4: 0 | 2
0 | 253067-Comm. AC <65k three phase unitary ER |  | System | Commercial | 01-ALC-AllCommercial-Cooling | 0 |  |  |  |  | 790.4043 | 0 | 85 | 0 | 0 | 705.4043 | 280.46 |  | kWh | 0.19186 | 0 | Commercial | [7 empty] | 15 | 0.5 |  |  |  | 1 | 3 | 0 | 0 | 0 | 0 | 0 | 0 | 0 | 0 | 0 | 0 | 2009 Qtr 1: 0; 2009 Qtr 2: 0; 2009 Qtr 3: 0; 2009 Qtr 4: 3; 2010 Qtr 1: 0; 2010 Qtr 2: 0; 2010 Qtr 3: 0; 2010 Qtr 4: 0; 2011 Qtr 1: 0; 2011 Qtr 2: 0; 2011 Qtr 3: 0; 2011 Qtr 4: 0 | 3
0 | 253067-Comm. AC <65k three phase unitary ER |  | System | Commercial | 01-ALC-AllCommercial-Cooling | 0 |  |  |  |  | 790.4043 | 0 | 85 | 0 | 0 | 705.4043 | 280.46 |  | kWh | 0.19186 | 0 | Commercial | [7 empty] | 15 | 0.5 |  |  |  | 1 | 3 | 0 | 0 | 0 | 0 | 0 | 0 | 0 | 0 | 0 | 0 | 2009 Qtr 1: 0; 2009 Qtr 2: 0; 2009 Qtr 3: 0; 2009 Qtr 4: 3; 2010 Qtr 1: 0; 2010 Qtr 2: 0; 2010 Qtr 3: 0; 2010 Qtr 4: 0; 2011 Qtr 1: 0; 2011 Qtr 2: 0; 2011 Qtr 3: 0; 2011 Qtr 4: 0 | 3
0 | 253067-Comm. AC <65k three phase unitary ER |  | System | Commercial | 01-ALC-AllCommercial-Cooling | 0 |  |  |  |  | 790.4043 | 0 | 85 | 0 | 0 | 705.4043 | 280.46 |  | kWh | 0.19186 | 0 | Commercial | [7 empty] | 15 | 0.5 |  |  |  | 1 | 3 | 0 | 0 | 0 | 0 | 0 | 0 | 0 | 0 | 0 | 0 | 2009 Qtr 1: 0; 2009 Qtr 2: 0; 2009 Qtr 3: 0; 2009 Qtr 4: 3; 2010 Qtr 1: 0; 2010 Qtr 2: 0; 2010 Qtr 3: 0; 2010 Qtr 4: 0; 2011 Qtr 1: 0; 2011 Qtr 2: 0; 2011 Qtr 3: 0; 2011 Qtr 4: 0 | 3
0 | 253067-Comm. AC <65k three phase unitary ER |  | System | Commercial | 01-ALC-AllCommercial-Cooling | 0 |  |  |  |  | 790.4043 | 0 | 85 | 0 | 0 | 705.4043 | 280.46 |  | kWh | 0.19186 | 0 | Commercial | [7 empty] | 15 | 0.5 |  |  |  | 1 | 4 | 0 | 0 | 0 | 0 | 0 | 0 | 0 | 0 | 0 | 0 | 2009 Qtr 1: 0; 2009 Qtr 2: 0; 2009 Qtr 3: 0; 2009 Qtr 4: 4; 2010 Qtr 1: 0; 2010 Qtr 2: 0; 2010 Qtr 3: 0; 2010 Qtr 4: 0; 2011 Qtr 1: 0; 2011 Qtr 2: 0; 2011 Qtr 3: 0; 2011 Qtr 4: 0 | 4
0 | 253067-Comm. AC <65k three phase unitary ER |  | System | Commercial | 01-ALC-AllCommercial-Cooling | 0 |  |  |  |  | 790.4043 | 0 | 85 | 0 | 0 | 705.4043 | 280.46 |  | kWh | 0.19186 | 0 | Commercial | [7 empty] | 15 | 0.5 |  |  |  | 1 | 4 | 0 | 0 | 0 | 0 | 0 | 0 | 0 | 0 | 0 | 0 | 2009 Qtr 1: 0; 2009 Qtr 2: 0; 2009 Qtr 3: 0; 2009 Qtr 4: 4; 2010 Qtr 1: 0; 2010 Qtr 2: 0; 2010 Qtr 3: 0; 2010 Qtr 4: 0; 2011 Qtr 1: 0; 2011 Qtr 2: 0; 2011 Qtr 3: 0; 2011 Qtr 4: 0 | 4
0 | 253067-Comm. AC <65k three phase unitary ER |  | System | Commercial | 01-ALC-AllCommercial-Cooling | 0 |  |  |  |  | 790.4043 | 0 | 85 | 0 | 0 | 705.4043 | 280.46 |  | kWh | 0.19186 | 0 | Commercial | [7 empty] | 15 | 0.5 |  |  |  | 1 | 3 | 0 | 0 | 0 | 0 | 0 | 0 | 0 | 0 | 0 | 0 | 2009 Qtr 1: 0; 2009 Qtr 2: 0; 2009 Qtr 3: 0; 2009 Qtr 4: 3; 2010 Qtr 1: 0; 2010 Qtr 2: 0; 2010 Qtr 3: 0; 2010 Qtr 4: 0; 2011 Qtr 1: 0; 2011 Qtr 2: 0; 2011 Qtr 3: 0; 2011 Qtr 4: 0 | 3
0 | 253088-Comm. HP 65k to 134k ER |  | System | Commercial | 01-ALC-AllCommercial-Cooling | 0 |  |  |  |  | 1020.2447 | 0 | 32.1429 | 0 | 0 | 988.1018 | 407.69 |  | kWh | 0.22473 | 0 | Commercial | [7 empty] | 15 | 0.7 |  |  |  | 1 | 7 | 0 | 0 | 0 | 0 | 0 | 0 | 0 | 0 | 0 | 0 | 2009 Qtr 1: 0; 2009 Qtr 2: 0; 2009 Qtr 3: 0; 2009 Qtr 4: 7; 2010 Qtr 1: 0; 2010 Qtr 2: 0; 2010 Qtr 3: 0; 2010 Qtr 4: 0; 2011 Qtr 1: 0; 2011 Qtr 2: 0; 2011 Qtr 3: 0; 2011 Qtr 4: 0 | 7
0 | 253061-Comm. AC <65k single phase unitary ER |  | System | Commercial | 01-ALC-AllCommercial-Cooling | 0 |  |  |  |  | 817.8563 | 0 | 85 | 0 | 0 | 732.8563 | 364.969 |  | kWh | 0.24958 | 0 | Commercial | [7 empty] | 15 | 0.5 |  |  |  | 1 | 3 | 0 | 0 | 0 | 0 | 0 | 0 | 0 | 0 | 0 | 0 | 2009 Qtr 1: 0; 2009 Qtr 2: 0; 2009 Qtr 3: 0; 2009 Qtr 4: 3; 2010 Qtr 1: 0; 2010 Qtr 2: 0; 2010 Qtr 3: 0; 2010 Qtr 4: 0; 2011 Qtr 1: 0; 2011 Qtr 2: 0; 2011 Qtr 3: 0; 2011 Qtr 4: 0 | 3
0 | 253077-Comm. HP <65k single phase split ER above code |  | System | Commercial | 01-ALC-AllCommercial-Cooling | 0 |  |  |  |  | 97.9361 | 0 | 97.22 | 0 | 0 | 0.7161 | 433.758 |  | kWh | 0.20195 | 0 | Commercial | [7 empty] | 15 | 0.5 |  |  |  | 1 | 2 | 0 | 0 | 0 | 0 | 0 | 0 | 0 | 0 | 0 | 0 | 2009 Qtr 1: 0; 2009 Qtr 2: 0; 2009 Qtr 3: 0; 2009 Qtr 4: 2; 2010 Qtr 1: 0; 2010 Qtr 2: 0; 2010 Qtr 3: 0; 2010 Qtr 4: 0; 2011 Qtr 1: 0; 2011 Qtr 2: 0; 2011 Qtr 3: 0; 2011 Qtr 4: 0 | 2
0 | 253077-Comm. HP <65k single phase split ER above code |  | System | Commercial | 01-ALC-AllCommercial-Cooling | 0 |  |  |  |  | 97.9361 | 0 | 97.22 | 0 | 0 | 0.7161 | 433.758 |  | kWh | 0.20195 | 0 | Commercial | [7 empty] | 15 | 0.5 |  |  |  | 1 | 2 | 0 | 0 | 0 | 0 | 0 | 0 | 0 | 0 | 0 | 0 | 2009 Qtr 1: 0; 2009 Qtr 2: 0; 2009 Qtr 3: 0; 2009 Qtr 4: 2; 2010 Qtr 1: 0; 2010 Qtr 2: 0; 2010 Qtr 3: 0; 2010 Qtr 4: 0; 2011 Qtr 1: 0; 2011 Qtr 2: 0; 2011 Qtr 3: 0; 2011 Qtr 4: 0 | 2
0 | 253077-Comm. HP <65k single phase split ER above code |  | System | Commercial | 01-ALC-AllCommercial-Cooling | 0 |  |  |  |  | 97.9361 | 0 | 97.22 | 0 | 0 | 0.7161 | 433.758 |  | kWh | 0.20195 | 0 | Commercial | [7 empty] | 15 | 0.5 |  |  |  | 1 | 2 | 0 | 0 | 0 | 0 | 0 | 0 | 0 | 0 | 0 | 0 | 2009 Qtr 1: 0; 2009 Qtr 2: 0; 2009 Qtr 3: 0; 2009 Qtr 4: 2; 2010 Qtr 1: 0; 2010 Qtr 2: 0; 2010 Qtr 3: 0; 2010 Qtr 4: 0; 2011 Qtr 1: 0; 2011 Qtr 2: 0; 2011 Qtr 3: 0; 2011 Qtr 4: 0 | 2
0 | 253077-Comm. HP <65k single phase split ER above code |  | System | Commercial | 01-ALC-AllCommercial-Cooling | 0 |  |  |  |  | 97.9361 | 0 | 97.22 | 0 | 0 | 0.7161 | 433.758 |  | kWh | 0.20195 | 0 | Commercial | [7 empty] | 15 | 0.5 |  |  |  | 1 | 2 | 0 | 0 | 0 | 0 | 0 | 0 | 0 | 0 | 0 | 0 | 2009 Qtr 1: 0; 2009 Qtr 2: 0; 2009 Qtr 3: 0; 2009 Qtr 4: 2; 2010 Qtr 1: 0; 2010 Qtr 2: 0; 2010 Qtr 3: 0; 2010 Qtr 4: 0; 2011 Qtr 1: 0; 2011 Qtr 2: 0; 2011 Qtr 3: 0; 2011 Qtr 4: 0 | 2
0 | 253077-Comm. HP <65k single phase split ER above code |  | System | Commercial | 01-ALC-AllCommercial-Cooling | 0 |  |  |  |  | 97.9361 | 0 | 97.22 | 0 | 0 | 0.7161 | 433.758 |  | kWh | 0.20195 | 0 | Commercial | [7 empty] | 15 | 0.5 |  |  |  | 1 | 2 | 0 | 0 | 0 | 0 | 0 | 0 | 0 | 0 | 0 | 0 | 2009 Qtr 1: 0; 2009 Qtr 2: 0; 2009 Qtr 3: 0; 2009 Qtr 4: 2; 2010 Qtr 1: 0; 2010 Qtr 2: 0; 2010 Qtr 3: 0; 2010 Qtr 4: 0; 2011 Qtr 1: 0; 2011 Qtr 2: 0; 2011 Qtr 3: 0; 2011 Qtr 4: 0 | 2
0 | 253077-Comm. HP <65k single phase split ER above code |  | System | Commercial | 01-ALC-AllCommercial-Cooling | 0 |  |  |  |  | 97.9361 | 0 | 97.22 | 0 | 0 | 0.7161 | 433.758 |  | kWh | 0.20195 | 0 | Commercial | [7 empty] | 15 | 0.5 |  |  |  | 1 | 2 | 0 | 0 | 0 | 0 | 0 | 0 | 0 | 0 | 0 | 0 | 2009 Qtr 1: 0; 2009 Qtr 2: 0; 2009 Qtr 3: 0; 2009 Qtr 4: 2; 2010 Qtr 1: 0; 2010 Qtr 2: 0; 2010 Qtr 3: 0; 2010 Qtr 4: 0; 2011 Qtr 1: 0; 2011 Qtr 2: 0; 2011 Qtr 3: 0; 2011 Qtr 4: 0 | 2
0 | 253059-Comm. AC <65k single phase split ER above code |  | System | Commercial | 01-ALC-AllCommercial-Cooling | 0 |  |  |  |  | 642.1695 | 0 | 97.22 | 0 | 0 | 544.9495 | 342.156 |  | kWh | 0.23408 | 0 | Commercial | [7 empty] | 15 | 0.5 |  |  |  | 1 | 2 | 0 | 0 | 0 | 0 | 0 | 0 | 0 | 0 | 0 | 0 | 2009 Qtr 1: 0; 2009 Qtr 2: 0; 2009 Qtr 3: 0; 2009 Qtr 4: 2; 2010 Qtr 1: 0; 2010 Qtr 2: 0; 2010 Qtr 3: 0; 2010 Qtr 4: 0; 2011 Qtr 1: 0; 2011 Qtr 2: 0; 2011 Qtr 3: 0; 2011 Qtr 4: 0 | 2
0 | 253059-Comm. AC <65k single phase split ER above code |  | System | Commercial | 01-ALC-AllCommercial-Cooling | 0 |  |  |  |  | 642.1695 | 0 | 97.22 | 0 | 0 | 544.9495 | 342.156 |  | kWh | 0.23408 | 0 | Commercial | [7 empty] | 15 | 0.5 |  |  |  | 1 | 2 | 0 | 0 | 0 | 0 | 0 | 0 | 0 | 0 | 0 | 0 | 2009 Qtr 1: 0; 2009 Qtr 2: 0; 2009 Qtr 3: 0; 2009 Qtr 4: 2; 2010 Qtr 1: 0; 2010 Qtr 2: 0; 2010 Qtr 3: 0; 2010 Qtr 4: 0; 2011 Qtr 1: 0; 2011 Qtr 2: 0; 2011 Qtr 3: 0; 2011 Qtr 4: 0 | 2
0 | 253077-Comm. HP <65k single phase split ER above code |  | System | Commercial | 01-ALC-AllCommercial-Cooling | 0 |  |  |  |  | 97.9361 | 0 | 97.22 | 0 | 0 | 0.7161 | 433.758 |  | kWh | 0.20195 | 0 | Commercial | [7 empty] | 15 | 0.5 |  |  |  | 1 | 2 | 0 | 0 | 0 | 0 | 0 | 0 | 0 | 0 | 0 | 0 | 2009 Qtr 1: 0; 2009 Qtr 2: 0; 2009 Qtr 3: 0; 2009 Qtr 4: 2; 2010 Qtr 1: 0; 2010 Qtr 2: 0; 2010 Qtr 3: 0; 2010 Qtr 4: 0; 2011 Qtr 1: 0; 2011 Qtr 2: 0; 2011 Qtr 3: 0; 2011 Qtr 4: 0 | 2
0 | 253077-Comm. HP <65k single phase split ER above code |  | System | Commercial | 01-ALC-AllCommercial-Cooling | 0 |  |  |  |  | 97.9361 | 0 | 97.22 | 0 | 0 | 0.7161 | 433.758 |  | kWh | 0.20195 | 0 | Commercial | [7 empty] | 15 | 0.5 |  |  |  | 1 | 2 | 0 | 0 | 0 | 0 | 0 | 0 | 0 | 0 | 0 | 0 | 2009 Qtr 1: 0; 2009 Qtr 2: 0; 2009 Qtr 3: 0; 2009 Qtr 4: 2; 2010 Qtr 1: 0; 2010 Qtr 2: 0; 2010 Qtr 3: 0; 2010 Qtr 4: 0; 2011 Qtr 1: 0; 2011 Qtr 2: 0; 2011 Qtr 3: 0; 2011 Qtr 4: 0 | 2
0 | 253077-Comm. HP <65k single phase split ER above code |  | System | Commercial | 01-ALC-AllCommercial-Cooling | 0 |  |  |  |  | 97.9361 | 0 | 97.22 | 0 | 0 | 0.7161 | 433.758 |  | kWh | 0.20195 | 0 | Commercial | [7 empty] | 15 | 0.5 |  |  |  | 1 | 2 | 0 | 0 | 0 | 0 | 0 | 0 | 0 | 0 | 0 | 0 | 2009 Qtr 1: 0; 2009 Qtr 2: 0; 2009 Qtr 3: 0; 2009 Qtr 4: 2; 2010 Qtr 1: 0; 2010 Qtr 2: 0; 2010 Qtr 3: 0; 2010 Qtr 4: 0; 2011 Qtr 1: 0; 2011 Qtr 2: 0; 2011 Qtr 3: 0; 2011 Qtr 4: 0 | 2
0 | 253079-Comm. HP <65k single phase unitary ER |  | System | Commercial | 01-ALC-AllCommercial-Cooling | 0 |  |  |  |  | 995.132 | 0 | 85 | 0 | 0 | 910.132 | 442.627 |  | kWh | 0.21817 | 0 | Commercial | [7 empty] | 15 | 0.5 |  |  |  | 1 | 4 | 0 | 0 | 0 | 0 | 0 | 0 | 0 | 0 | 0 | 0 | 2009 Qtr 1: 0; 2009 Qtr 2: 0; 2009 Qtr 3: 0; 2009 Qtr 4: 4; 2010 Qtr 1: 0; 2010 Qtr 2: 0; 2010 Qtr 3: 0; 2010 Qtr 4: 0; 2011 Qtr 1: 0; 2011 Qtr 2: 0; 2011 Qtr 3: 0; 2011 Qtr 4: 0 | 4
0 | 253079-Comm. HP <65k single phase unitary ER |  | System | Commercial | 01-ALC-AllCommercial-Cooling | 0 |  |  |  |  | 995.132 | 0 | 85 | 0 | 0 | 910.132 | 442.627 |  | kWh | 0.21817 | 0 | Commercial | [7 empty] | 15 | 0.5 |  |  |  | 1 | 2 | 0 | 0 | 0 | 0 | 0 | 0 | 0 | 0 | 0 | 0 | 2009 Qtr 1: 0; 2009 Qtr 2: 0; 2009 Qtr 3: 0; 2009 Qtr 4: 2; 2010 Qtr 1: 0; 2010 Qtr 2: 0; 2010 Qtr 3: 0; 2010 Qtr 4: 0; 2011 Qtr 1: 0; 2011 Qtr 2: 0; 2011 Qtr 3: 0; 2011 Qtr 4: 0 | 2
0 | 253077-Comm. HP <65k single phase split ER above code |  | System | Commercial | 01-ALC-AllCommercial-Cooling | 0 |  |  |  |  | 97.9361 | 0 | 97.22 | 0 | 0 | 0.7161 | 433.758 |  | kWh | 0.20195 | 0 | Commercial | [7 empty] | 15 | 0.5 |  |  |  | 1 | 3 | 0 | 0 | 0 | 0 | 0 | 0 | 0 | 0 | 0 | 0 | 2009 Qtr 1: 0; 2009 Qtr 2: 0; 2009 Qtr 3: 0; 2009 Qtr 4: 3; 2010 Qtr 1: 0; 2010 Qtr 2: 0; 2010 Qtr 3: 0; 2010 Qtr 4: 0; 2011 Qtr 1: 0; 2011 Qtr 2: 0; 2011 Qtr 3: 0; 2011 Qtr 4: 0 | 3
0 | 253077-Comm. HP <65k single phase split ER above code |  | System | Commercial | 01-ALC-AllCommercial-Cooling | 0 |  |  |  |  | 97.9361 | 0 | 97.22 | 0 | 0 | 0.7161 | 433.758 |  | kWh | 0.20195 | 0 | Commercial | [7 empty] | 15 | 0.5 |  |  |  | 1 | 3 | 0 | 0 | 0 | 0 | 0 | 0 | 0 | 0 | 0 | 0 | 2009 Qtr 1: 0; 2009 Qtr 2: 0; 2009 Qtr 3: 0; 2009 Qtr 4: 3; 2010 Qtr 1: 0; 2010 Qtr 2: 0; 2010 Qtr 3: 0; 2010 Qtr 4: 0; 2011 Qtr 1: 0; 2011 Qtr 2: 0; 2011 Qtr 3: 0; 2011 Qtr 4: 0 | 3
0 | 253077-Comm. HP <65k single phase split ER above code |  | System | Commercial | 01-ALC-AllCommercial-Cooling | 0 |  |  |  |  | 97.9361 | 0 | 97.22 | 0 | 0 | 0.7161 | 433.758 |  | kWh | 0.20195 | 0 | Commercial | [7 empty] | 15 | 0.5 |  |  |  | 1 | 2 | 0 | 0 | 0 | 0 | 0 | 0 | 0 | 0 | 0 | 0 | 2009 Qtr 1: 0; 2009 Qtr 2: 0; 2009 Qtr 3: 0; 2009 Qtr 4: 2; 2010 Qtr 1: 0; 2010 Qtr 2: 0; 2010 Qtr 3: 0; 2010 Qtr 4: 0; 2011 Qtr 1: 0; 2011 Qtr 2: 0; 2011 Qtr 3: 0; 2011 Qtr 4: 0 | 2
0 | 253077-Comm. HP <65k single phase split ER above code |  | System | Commercial | 01-ALC-AllCommercial-Cooling | 0 |  |  |  |  | 97.9361 | 0 | 97.22 | 0 | 0 | 0.7161 | 433.758 |  | kWh | 0.20195 | 0 | Commercial | [7 empty] | 15 | 0.5 |  |  |  | 1 | 2 | 0 | 0 | 0 | 0 | 0 | 0 | 0 | 0 | 0 | 0 | 2009 Qtr 1: 0; 2009 Qtr 2: 0; 2009 Qtr 3: 0; 2009 Qtr 4: 2; 2010 Qtr 1: 0; 2010 Qtr 2: 0; 2010 Qtr 3: 0; 2010 Qtr 4: 0; 2011 Qtr 1: 0; 2011 Qtr 2: 0; 2011 Qtr 3: 0; 2011 Qtr 4: 0 | 2
0 | 253077-Comm. HP <65k single phase split ER above code |  | System | Commercial | 01-ALC-AllCommercial-Cooling | 0 |  |  |  |  | 97.9361 | 0 | 97.22 | 0 | 0 | 0.7161 | 433.758 |  | kWh | 0.20195 | 0 | Commercial | [7 empty] | 15 | 0.5 |  |  |  | 1 | 2 | 0 | 0 | 0 | 0 | 0 | 0 | 0 | 0 | 0 | 0 | 2009 Qtr 1: 0; 2009 Qtr 2: 0; 2009 Qtr 3: 0; 2009 Qtr 4: 2; 2010 Qtr 1: 0; 2010 Qtr 2: 0; 2010 Qtr 3: 0; 2010 Qtr 4: 0; 2011 Qtr 1: 0; 2011 Qtr 2: 0; 2011 Qtr 3: 0; 2011 Qtr 4: 0 | 2
0 | 253077-Comm. HP <65k single phase split ER above code |  | System | Commercial | 01-ALC-AllCommercial-Cooling | 0 |  |  |  |  | 97.9361 | 0 | 113.4233 | 0 | 0 | -15.4872 | 433.758 |  | kWh | 0.20195 | 0 | Commercial | [7 empty] | 15 | 0.5 |  |  |  | 1 | 3 | 0 | 0 | 0 | 0 | 0 | 0 | 0 | 0 | 0 | 0 | 2009 Qtr 1: 0; 2009 Qtr 2: 0; 2009 Qtr 3: 0; 2009 Qtr 4: 3; 2010 Qtr 1: 0; 2010 Qtr 2: 0; 2010 Qtr 3: 0; 2010 Qtr 4: 0; 2011 Qtr 1: 0; 2011 Qtr 2: 0; 2011 Qtr 3: 0; 2011 Qtr 4: 0 | 3
0 | 253077-Comm. HP <65k single phase split ER above code |  | System | Commercial | 01-ALC-AllCommercial-Cooling | 0 |  |  |  |  | 97.9361 | 0 | 145.83 | 0 | 0 | -47.8939 | 433.758 |  | kWh | 0.20195 | 0 | Commercial | [7 empty] | 15 | 0.5 |  |  |  | 1 | 1 | 0 | 0 | 0 | 0 | 0 | 0 | 0 | 0 | 0 | 0 | 2009 Qtr 1: 0; 2009 Qtr 2: 0; 2009 Qtr 3: 0; 2009 Qtr 4: 1; 2010 Qtr 1: 0; 2010 Qtr 2: 0; 2010 Qtr 3: 0; 2010 Qtr 4: 0; 2011 Qtr 1: 0; 2011 Qtr 2: 0; 2011 Qtr 3: 0; 2011 Qtr 4: 0 | 1
0 | 253059-Comm. AC <65k single phase split ER above code |  | System | Commercial | 01-ALC-AllCommercial-Cooling | 0 |  |  |  |  | 642.1695 | 0 | 45 | 0 | 0 | 597.1695 | 342.156 |  | kWh | 0.23408 | 0 | Commercial | [7 empty] | 15 | 0.5 |  |  |  | 1 | 1 | 0 | 0 | 0 | 0 | 0 | 0 | 0 | 0 | 0 | 0 | 2009 Qtr 1: 0; 2009 Qtr 2: 0; 2009 Qtr 3: 0; 2009 Qtr 4: 1; 2010 Qtr 1: 0; 2010 Qtr 2: 0; 2010 Qtr 3: 0; 2010 Qtr 4: 0; 2011 Qtr 1: 0; 2011 Qtr 2: 0; 2011 Qtr 3: 0; 2011 Qtr 4: 0 | 1
0 | 253061-Comm. AC <65k single phase unitary ER |  | System | Commercial | 01-ALC-AllCommercial-Cooling | 0 |  |  |  |  | 817.8563 | 0 | 85 | 0 | 0 | 732.8563 | 364.969 |  | kWh | 0.24958 | 0 | Commercial | [7 empty] | 15 | 0.5 |  |  |  | 1 | 2 | 0 | 0 | 0 | 0 | 0 | 0 | 0 | 0 | 0 | 0 | 2009 Qtr 1: 0; 2009 Qtr 2: 0; 2009 Qtr 3: 0; 2009 Qtr 4: 2; 2010 Qtr 1: 0; 2010 Qtr 2: 0; 2010 Qtr 3: 0; 2010 Qtr 4: 0; 2011 Qtr 1: 0; 2011 Qtr 2: 0; 2011 Qtr 3: 0; 2011 Qtr 4: 0 | 2
0 | 253061-Comm. AC <65k single phase unitary ER |  | System | Commercial | 01-ALC-AllCommercial-Cooling | 0 |  |  |  |  | 817.8563 | 0 | 85 | 0 | 0 | 732.8563 | 364.969 |  | kWh | 0.24958 | 0 | Commercial | [7 empty] | 15 | 0.5 |  |  |  | 1 | 2 | 0 | 0 | 0 | 0 | 0 | 0 | 0 | 0 | 0 | 0 | 2009 Qtr 1: 0; 2009 Qtr 2: 0; 2009 Qtr 3: 0; 2009 Qtr 4: 2; 2010 Qtr 1: 0; 2010 Qtr 2: 0; 2010 Qtr 3: 0; 2010 Qtr 4: 0; 2011 Qtr 1: 0; 2011 Qtr 2: 0; 2011 Qtr 3: 0; 2011 Qtr 4: 0 | 2
0 | 253079-Comm. HP <65k single phase unitary ER |  | System | Commercial | 01-ALC-AllCommercial-Cooling | 0 |  |  |  |  | 995.132 | 0 | 85 | 0 | 0 | 910.132 | 442.627 |  | kWh | 0.21817 | 0 | Commercial | [7 empty] | 15 | 0.5 |  |  |  | 1 | 2 | 0 | 0 | 0 | 0 | 0 | 0 | 0 | 0 | 0 | 0 | 2009 Qtr 1: 0; 2009 Qtr 2: 0; 2009 Qtr 3: 0; 2009 Qtr 4: 2; 2010 Qtr 1: 0; 2010 Qtr 2: 0; 2010 Qtr 3: 0; 2010 Qtr 4: 0; 2011 Qtr 1: 0; 2011 Qtr 2: 0; 2011 Qtr 3: 0; 2011 Qtr 4: 0 | 2
0 | 253079-Comm. HP <65k single phase unitary ER |  | System | Commercial | 01-ALC-AllCommercial-Cooling | 0 |  |  |  |  | 995.132 | 0 | 85 | 0 | 0 | 910.132 | 442.627 |  | kWh | 0.21817 | 0 | Commercial | [7 empty] | 15 | 0.5 |  |  |  | 1 | 2 | 0 | 0 | 0 | 0 | 0 | 0 | 0 | 0 | 0 | 0 | 2009 Qtr 1: 0; 2009 Qtr 2: 0; 2009 Qtr 3: 0; 2009 Qtr 4: 2; 2010 Qtr 1: 0; 2010 Qtr 2: 0; 2010 Qtr 3: 0; 2010 Qtr 4: 0; 2011 Qtr 1: 0; 2011 Qtr 2: 0; 2011 Qtr 3: 0; 2011 Qtr 4: 0 | 2
0 | 253079-Comm. HP <65k single phase unitary ER |  | System | Commercial | 01-ALC-AllCommercial-Cooling | 0 |  |  |  |  | 995.132 | 0 | 85 | 0 | 0 | 910.132 | 442.627 |  | kWh | 0.21817 | 0 | Commercial | [7 empty] | 15 | 0.5 |  |  |  | 1 | 5 | 0 | 0 | 0 | 0 | 0 | 0 | 0 | 0 | 0 | 0 | 2009 Qtr 1: 0; 2009 Qtr 2: 0; 2009 Qtr 3: 0; 2009 Qtr 4: 5; 2010 Qtr 1: 0; 2010 Qtr 2: 0; 2010 Qtr 3: 0; 2010 Qtr 4: 0; 2011 Qtr 1: 0; 2011 Qtr 2: 0; 2011 Qtr 3: 0; 2011 Qtr 4: 0 | 5
0 | 253079-Comm. HP <65k single phase unitary ER |  | System | Commercial | 01-ALC-AllCommercial-Cooling | 0 |  |  |  |  | 995.132 | 0 | 85 | 0 | 0 | 910.132 | 442.627 |  | kWh | 0.21817 | 0 | Commercial | [7 empty] | 15 | 0.5 |  |  |  | 1 | 2 | 0 | 0 | 0 | 0 | 0 | 0 | 0 | 0 | 0 | 0 | 2009 Qtr 1: 0; 2009 Qtr 2: 0; 2009 Qtr 3: 0; 2009 Qtr 4: 2; 2010 Qtr 1: 0; 2010 Qtr 2: 0; 2010 Qtr 3: 0; 2010 Qtr 4: 0; 2011 Qtr 1: 0; 2011 Qtr 2: 0; 2011 Qtr 3: 0; 2011 Qtr 4: 0 | 2
0 | 253079-Comm. HP <65k single phase unitary ER |  | System | Commercial | 01-ALC-AllCommercial-Cooling | 0 |  |  |  |  | 995.132 | 0 | 85 | 0 | 0 | 910.132 | 442.627 |  | kWh | 0.21817 | 0 | Commercial | [7 empty] | 15 | 0.5 |  |  |  | 1 | 2 | 0 | 0 | 0 | 0 | 0 | 0 | 0 | 0 | 0 | 0 | 2009 Qtr 1: 0; 2009 Qtr 2: 0; 2009 Qtr 3: 0; 2009 Qtr 4: 2; 2010 Qtr 1: 0; 2010 Qtr 2: 0; 2010 Qtr 3: 0; 2010 Qtr 4: 0; 2011 Qtr 1: 0; 2011 Qtr 2: 0; 2011 Qtr 3: 0; 2011 Qtr 4: 0 | 2
0 | 253079-Comm. HP <65k single phase unitary ER |  | System | Commercial | 01-ALC-AllCommercial-Cooling | 0 |  |  |  |  | 995.132 | 0 | 85 | 0 | 0 | 910.132 | 442.627 |  | kWh | 0.21817 | 0 | Commercial | [7 empty] | 15 | 0.5 |  |  |  | 1 | 2 | 0 | 0 | 0 | 0 | 0 | 0 | 0 | 0 | 0 | 0 | 2009 Qtr 1: 0; 2009 Qtr 2: 0; 2009 Qtr 3: 0; 2009 Qtr 4: 2; 2010 Qtr 1: 0; 2010 Qtr 2: 0; 2010 Qtr 3: 0; 2010 Qtr 4: 0; 2011 Qtr 1: 0; 2011 Qtr 2: 0; 2011 Qtr 3: 0; 2011 Qtr 4: 0 | 2
0 | 253079-Comm. HP <65k single phase unitary ER |  | System | Commercial | 01-ALC-AllCommercial-Cooling | 0 |  |  |  |  | 995.132 | 0 | 85 | 0 | 0 | 910.132 | 442.627 |  | kWh | 0.21817 | 0 | Commercial | [7 empty] | 15 | 0.5 |  |  |  | 1 | 2 | 0 | 0 | 0 | 0 | 0 | 0 | 0 | 0 | 0 | 0 | 2009 Qtr 1: 0; 2009 Qtr 2: 0; 2009 Qtr 3: 0; 2009 Qtr 4: 2; 2010 Qtr 1: 0; 2010 Qtr 2: 0; 2010 Qtr 3: 0; 2010 Qtr 4: 0; 2011 Qtr 1: 0; 2011 Qtr 2: 0; 2011 Qtr 3: 0; 2011 Qtr 4: 0 | 2
0 | 253077-Comm. HP <65k single phase split ER above code |  | System | Commercial | 01-ALC-AllCommercial-Cooling | 0 |  |  |  |  | 97.9361 | 0 | 97.22 | 0 | 0 | 0.7161 | 433.758 |  | kWh | 0.20195 | 0 | Commercial | [7 empty] | 15 | 0.5 |  |  |  | 1 | 4 | 0 | 0 | 0 | 0 | 0 | 0 | 0 | 0 | 0 | 0 | 2009 Qtr 1: 0; 2009 Qtr 2: 0; 2009 Qtr 3: 0; 2009 Qtr 4: 4; 2010 Qtr 1: 0; 2010 Qtr 2: 0; 2010 Qtr 3: 0; 2010 Qtr 4: 0; 2011 Qtr 1: 0; 2011 Qtr 2: 0; 2011 Qtr 3: 0; 2011 Qtr 4: 0 | 4
0 | 253079-Comm. HP <65k single phase unitary ER |  | System | Commercial | 01-ALC-AllCommercial-Cooling | 0 |  |  |  |  | 995.132 | 0 | 85 | 0 | 0 | 910.132 | 442.627 |  | kWh | 0.21817 | 0 | Commercial | [7 empty] | 15 | 0.5 |  |  |  | 1 | 5 | 0 | 0 | 0 | 0 | 0 | 0 | 0 | 0 | 0 | 0 | 2009 Qtr 1: 0; 2009 Qtr 2: 0; 2009 Qtr 3: 0; 2009 Qtr 4: 5; 2010 Qtr 1: 0; 2010 Qtr 2: 0; 2010 Qtr 3: 0; 2010 Qtr 4: 0; 2011 Qtr 1: 0; 2011 Qtr 2: 0; 2011 Qtr 3: 0; 2011 Qtr 4: 0 | 5
0 | 253079-Comm. HP <65k single phase unitary ER |  | System | Commercial | 01-ALC-AllCommercial-Cooling | 0 |  |  |  |  | 995.132 | 0 | 85 | 0 | 0 | 910.132 | 442.627 |  | kWh | 0.21817 | 0 | Commercial | [7 empty] | 15 | 0.5 |  |  |  | 1 | 3 | 0 | 0 | 0 | 0 | 0 | 0 | 0 | 0 | 0 | 0 | 2009 Qtr 1: 0; 2009 Qtr 2: 0; 2009 Qtr 3: 0; 2009 Qtr 4: 3; 2010 Qtr 1: 0; 2010 Qtr 2: 0; 2010 Qtr 3: 0; 2010 Qtr 4: 0; 2011 Qtr 1: 0; 2011 Qtr 2: 0; 2011 Qtr 3: 0; 2011 Qtr 4: 0 | 3
0 | 253077-Comm. HP <65k single phase split ER above code |  | System | Commercial | 01-ALC-AllCommercial-Cooling | 0 |  |  |  |  | 97.9361 | 0 | 97.22 | 0 | 0 | 0.7161 | 433.758 |  | kWh | 0.20195 | 0 | Commercial | [7 empty] | 15 | 0.5 |  |  |  | 1 | 2 | 0 | 0 | 0 | 0 | 0 | 0 | 0 | 0 | 0 | 0 | 2009 Qtr 1: 0; 2009 Qtr 2: 0; 2009 Qtr 3: 0; 2009 Qtr 4: 2; 2010 Qtr 1: 0; 2010 Qtr 2: 0; 2010 Qtr 3: 0; 2010 Qtr 4: 0; 2011 Qtr 1: 0; 2011 Qtr 2: 0; 2011 Qtr 3: 0; 2011 Qtr 4: 0 | 2
0 | 253083-Comm. HP <65k three phase split w/o QI ER |  | System | Commercial | 01-ALC-AllCommercial-Cooling | 0 |  |  |  |  | 186.4979 | 0 | 40 | 0 | 0 | 146.4979 | 249.733 |  | kWh | 0.098359 | 0 | Commercial | [7 empty] | 15 | 0.5 |  |  |  | 1 | 4 | 0 | 0 | 0 | 0 | 0 | 0 | 0 | 0 | 0 | 0 | 2009 Qtr 1: 0; 2009 Qtr 2: 0; 2009 Qtr 3: 0; 2009 Qtr 4: 4; 2010 Qtr 1: 0; 2010 Qtr 2: 0; 2010 Qtr 3: 0; 2010 Qtr 4: 0; 2011 Qtr 1: 0; 2011 Qtr 2: 0; 2011 Qtr 3: 0; 2011 Qtr 4: 0 | 4
0 | 253083-Comm. HP <65k three phase split w/o QI ER |  | System | Commercial | 01-ALC-AllCommercial-Cooling | 0 |  |  |  |  | 186.4979 | 0 | 40 | 0 | 0 | 146.4979 | 249.733 |  | kWh | 0.098359 | 0 | Commercial | [7 empty] | 15 | 0.5 |  |  |  | 1 | 4 | 0 | 0 | 0 | 0 | 0 | 0 | 0 | 0 | 0 | 0 | 2009 Qtr 1: 0; 2009 Qtr 2: 0; 2009 Qtr 3: 0; 2009 Qtr 4: 4; 2010 Qtr 1: 0; 2010 Qtr 2: 0; 2010 Qtr 3: 0; 2010 Qtr 4: 0; 2011 Qtr 1: 0; 2011 Qtr 2: 0; 2011 Qtr 3: 0; 2011 Qtr 4: 0 | 4
0 | 253061-Comm. AC <65k single phase unitary ER |  | System | Commercial | 01-ALC-AllCommercial-Cooling | 0 |  |  |  |  | 817.8563 | 0 | 85 | 0 | 0 | 732.8563 | 364.969 |  | kWh | 0.24958 | 0 | Commercial | [7 empty] | 15 | 0.5 |  |  |  | 1 | 4 | 0 | 0 | 0 | 0 | 0 | 0 | 0 | 0 | 0 | 0 | 2009 Qtr 1: 0; 2009 Qtr 2: 0; 2009 Qtr 3: 0; 2009 Qtr 4: 4; 2010 Qtr 1: 0; 2010 Qtr 2: 0; 2010 Qtr 3: 0; 2010 Qtr 4: 0; 2011 Qtr 1: 0; 2011 Qtr 2: 0; 2011 Qtr 3: 0; 2011 Qtr 4: 0 | 4
0 | 253061-Comm. AC <65k single phase unitary ER |  | System | Commercial | 01-ALC-AllCommercial-Cooling | 0 |  |  |  |  | 817.8563 | 0 | 85 | 0 | 0 | 732.8563 | 364.969 |  | kWh | 0.24958 | 0 | Commercial | [7 empty] | 15 | 0.5 |  |  |  | 1 | 4 | 0 | 0 | 0 | 0 | 0 | 0 | 0 | 0 | 0 | 0 | 2009 Qtr 1: 0; 2009 Qtr 2: 0; 2009 Qtr 3: 0; 2009 Qtr 4: 4; 2010 Qtr 1: 0; 2010 Qtr 2: 0; 2010 Qtr 3: 0; 2010 Qtr 4: 0; 2011 Qtr 1: 0; 2011 Qtr 2: 0; 2011 Qtr 3: 0; 2011 Qtr 4: 0 | 4
0 | 253061-Comm. AC <65k single phase unitary ER |  | System | Commercial | 01-ALC-AllCommercial-Cooling | 0 |  |  |  |  | 817.8563 | 0 | 85 | 0 | 0 | 732.8563 | 364.969 |  | kWh | 0.24958 | 0 | Commercial | [7 empty] | 15 | 0.5 |  |  |  | 1 | 4 | 0 | 0 | 0 | 0 | 0 | 0 | 0 | 0 | 0 | 0 | 2009 Qtr 1: 0; 2009 Qtr 2: 0; 2009 Qtr 3: 0; 2009 Qtr 4: 4; 2010 Qtr 1: 0; 2010 Qtr 2: 0; 2010 Qtr 3: 0; 2010 Qtr 4: 0; 2011 Qtr 1: 0; 2011 Qtr 2: 0; 2011 Qtr 3: 0; 2011 Qtr 4: 0 | 4
0 | 253061-Comm. AC <65k single phase unitary ER |  | System | Commercial | 01-ALC-AllCommercial-Cooling | 0 |  |  |  |  | 817.8563 | 0 | 85 | 0 | 0 | 732.8563 | 364.969 |  | kWh | 0.24958 | 0 | Commercial | [7 empty] | 15 | 0.5 |  |  |  | 1 | 5 | 0 | 0 | 0 | 0 | 0 | 0 | 0 | 0 | 0 | 0 | 2009 Qtr 1: 0; 2009 Qtr 2: 0; 2009 Qtr 3: 0; 2009 Qtr 4: 5; 2010 Qtr 1: 0; 2010 Qtr 2: 0; 2010 Qtr 3: 0; 2010 Qtr 4: 0; 2011 Qtr 1: 0; 2011 Qtr 2: 0; 2011 Qtr 3: 0; 2011 Qtr 4: 0 | 5
0 | 253061-Comm. AC <65k single phase unitary ER |  | System | Commercial | 01-ALC-AllCommercial-Cooling | 0 |  |  |  |  | 817.8563 | 0 | 85 | 0 | 0 | 732.8563 | 364.969 |  | kWh | 0.24958 | 0 | Commercial | [7 empty] | 15 | 0.5 |  |  |  | 1 | 5 | 0 | 0 | 0 | 0 | 0 | 0 | 0 | 0 | 0 | 0 | 2009 Qtr 1: 0; 2009 Qtr 2: 0; 2009 Qtr 3: 0; 2009 Qtr 4: 5; 2010 Qtr 1: 0; 2010 Qtr 2: 0; 2010 Qtr 3: 0; 2010 Qtr 4: 0; 2011 Qtr 1: 0; 2011 Qtr 2: 0; 2011 Qtr 3: 0; 2011 Qtr 4: 0 | 5
0 | 253083-Comm. HP <65k three phase split w/o QI ER |  | System | Commercial | 01-ALC-AllCommercial-Cooling | 0 |  |  |  |  | 186.4979 | 0 | 40 | 0 | 0 | 146.4979 | 249.733 |  | kWh | 0.098359 | 0 | Commercial | [7 empty] | 15 | 0.5 |  |  |  | 1 | 5 | 0 | 0 | 0 | 0 | 0 | 0 | 0 | 0 | 0 | 0 | 2009 Qtr 1: 0; 2009 Qtr 2: 0; 2009 Qtr 3: 0; 2009 Qtr 4: 5; 2010 Qtr 1: 0; 2010 Qtr 2: 0; 2010 Qtr 3: 0; 2010 Qtr 4: 0; 2011 Qtr 1: 0; 2011 Qtr 2: 0; 2011 Qtr 3: 0; 2011 Qtr 4: 0 | 5
0 | 253079-Comm. HP <65k single phase unitary ER |  | System | Commercial | 01-ALC-AllCommercial-Cooling | 0 |  |  |  |  | 995.132 | 0 | 106.25 | 0 | 0 | 888.882 | 442.627 |  | kWh | 0.21817 | 0 | Commercial | [7 empty] | 15 | 0.5 |  |  |  | 1 | 2 | 0 | 0 | 0 | 0 | 0 | 0 | 0 | 0 | 0 | 0 | 2009 Qtr 1: 0; 2009 Qtr 2: 0; 2009 Qtr 3: 0; 2009 Qtr 4: 2; 2010 Qtr 1: 0; 2010 Qtr 2: 0; 2010 Qtr 3: 0; 2010 Qtr 4: 0; 2011 Qtr 1: 0; 2011 Qtr 2: 0; 2011 Qtr 3: 0; 2011 Qtr 4: 0 | 2
0 | 253069-Comm. AC 65k to 134k ER |  | System | Commercial | 01-ALC-AllCommercial-Cooling | 0 |  |  |  |  | 757.3824 | 0 | 32.1429 | 0 | 0 | 725.2395 | 361.554 |  | kWh | 0.25974 | 0 | Commercial | [7 empty] | 15 | 0.7 |  |  |  | 1 | 7 | 0 | 0 | 0 | 0 | 0 | 0 | 0 | 0 | 0 | 0 | 2009 Qtr 1: 0; 2009 Qtr 2: 0; 2009 Qtr 3: 0; 2009 Qtr 4: 7; 2010 Qtr 1: 0; 2010 Qtr 2: 0; 2010 Qtr 3: 0; 2010 Qtr 4: 0; 2011 Qtr 1: 0; 2011 Qtr 2: 0; 2011 Qtr 3: 0; 2011 Qtr 4: 0 | 7
0 | 253079-Comm. HP <65k single phase unitary ER |  | System | Commercial | 01-ALC-AllCommercial-Cooling | 0 |  |  |  |  | 995.132 | 0 | 106.25 | 0 | 0 | 888.882 | 442.627 |  | kWh | 0.21817 | 0 | Commercial | [7 empty] | 15 | 0.5 |  |  |  | 1 | 2 | 0 | 0 | 0 | 0 | 0 | 0 | 0 | 0 | 0 | 0 | 2009 Qtr 1: 0; 2009 Qtr 2: 0; 2009 Qtr 3: 0; 2009 Qtr 4: 2; 2010 Qtr 1: 0; 2010 Qtr 2: 0; 2010 Qtr 3: 0; 2010 Qtr 4: 0; 2011 Qtr 1: 0; 2011 Qtr 2: 0; 2011 Qtr 3: 0; 2011 Qtr 4: 0 | 2
0 | 253079-Comm. HP <65k single phase unitary ER |  | System | Commercial | 01-ALC-AllCommercial-Cooling | 0 |  |  |  |  | 995.132 | 0 | 85 | 0 | 0 | 910.132 | 442.627 |  | kWh | 0.21817 | 0 | Commercial | [7 empty] | 15 | 0.5 |  |  |  | 1 | 2 | 0 | 0 | 0 | 0 | 0 | 0 | 0 | 0 | 0 | 0 | 2009 Qtr 1: 0; 2009 Qtr 2: 0; 2009 Qtr 3: 0; 2009 Qtr 4: 2; 2010 Qtr 1: 0; 2010 Qtr 2: 0; 2010 Qtr 3: 0; 2010 Qtr 4: 0; 2011 Qtr 1: 0; 2011 Qtr 2: 0; 2011 Qtr 3: 0; 2011 Qtr 4: 0 | 2
0 | 253079-Comm. HP <65k single phase unitary ER |  | System | Commercial | 01-ALC-AllCommercial-Cooling | 0 |  |  |  |  | 995.132 | 0 | 85 | 0 | 0 | 910.132 | 442.627 |  | kWh | 0.21817 | 0 | Commercial | [7 empty] | 15 | 0.5 |  |  |  | 1 | 2 | 0 | 0 | 0 | 0 | 0 | 0 | 0 | 0 | 0 | 0 | 2009 Qtr 1: 0; 2009 Qtr 2: 0; 2009 Qtr 3: 0; 2009 Qtr 4: 2; 2010 Qtr 1: 0; 2010 Qtr 2: 0; 2010 Qtr 3: 0; 2010 Qtr 4: 0; 2011 Qtr 1: 0; 2011 Qtr 2: 0; 2011 Qtr 3: 0; 2011 Qtr 4: 0 | 2
0 | 253079-Comm. HP <65k single phase unitary ER |  | System | Commercial | 01-ALC-AllCommercial-Cooling | 0 |  |  |  |  | 995.132 | 0 | 106.25 | 0 | 0 | 888.882 | 442.627 |  | kWh | 0.21817 | 0 | Commercial | [7 empty] | 15 | 0.5 |  |  |  | 1 | 2 | 0 | 0 | 0 | 0 | 0 | 0 | 0 | 0 | 0 | 0 | 2009 Qtr 1: 0; 2009 Qtr 2: 0; 2009 Qtr 3: 0; 2009 Qtr 4: 2; 2010 Qtr 1: 0; 2010 Qtr 2: 0; 2010 Qtr 3: 0; 2010 Qtr 4: 0; 2011 Qtr 1: 0; 2011 Qtr 2: 0; 2011 Qtr 3: 0; 2011 Qtr 4: 0 | 2
0 | 253079-Comm. HP <65k single phase unitary ER |  | System | Commercial | 01-ALC-AllCommercial-Cooling | 0 |  |  |  |  | 995.132 | 0 | 85 | 0 | 0 | 910.132 | 442.627 |  | kWh | 0.21817 | 0 | Commercial | [7 empty] | 15 | 0.5 |  |  |  | 1 | 2 | 0 | 0 | 0 | 0 | 0 | 0 | 0 | 0 | 0 | 0 | 2009 Qtr 1: 0; 2009 Qtr 2: 0; 2009 Qtr 3: 0; 2009 Qtr 4: 2; 2010 Qtr 1: 0; 2010 Qtr 2: 0; 2010 Qtr 3: 0; 2010 Qtr 4: 0; 2011 Qtr 1: 0; 2011 Qtr 2: 0; 2011 Qtr 3: 0; 2011 Qtr 4: 0 | 2
0 | 253079-Comm. HP <65k single phase unitary ER |  | System | Commercial | 01-ALC-AllCommercial-Cooling | 0 |  |  |  |  | 995.132 | 0 | 85 | 0 | 0 | 910.132 | 442.627 |  | kWh | 0.21817 | 0 | Commercial | [7 empty] | 15 | 0.5 |  |  |  | 1 | 3 | 0 | 0 | 0 | 0 | 0 | 0 | 0 | 0 | 0 | 0 | 2009 Qtr 1: 0; 2009 Qtr 2: 0; 2009 Qtr 3: 0; 2009 Qtr 4: 3; 2010 Qtr 1: 0; 2010 Qtr 2: 0; 2010 Qtr 3: 0; 2010 Qtr 4: 0; 2011 Qtr 1: 0; 2011 Qtr 2: 0; 2011 Qtr 3: 0; 2011 Qtr 4: 0 | 3
0 | 253079-Comm. HP <65k single phase unitary ER |  | System | Commercial | 01-ALC-AllCommercial-Cooling | 0 |  |  |  |  | 995.132 | 0 | 85 | 0 | 0 | 910.132 | 442.627 |  | kWh | 0.21817 | 0 | Commercial | [7 empty] | 15 | 0.5 |  |  |  | 1 | 2 | 0 | 0 | 0 | 0 | 0 | 0 | 0 | 0 | 0 | 0 | 2009 Qtr 1: 0; 2009 Qtr 2: 0; 2009 Qtr 3: 0; 2009 Qtr 4: 2; 2010 Qtr 1: 0; 2010 Qtr 2: 0; 2010 Qtr 3: 0; 2010 Qtr 4: 0; 2011 Qtr 1: 0; 2011 Qtr 2: 0; 2011 Qtr 3: 0; 2011 Qtr 4: 0 | 2
0 | 253079-Comm. HP <65k single phase unitary ER |  | System | Commercial | 01-ALC-AllCommercial-Cooling | 0 |  |  |  |  | 995.132 | 0 | 85 | 0 | 0 | 910.132 | 442.627 |  | kWh | 0.21817 | 0 | Commercial | [7 empty] | 15 | 0.5 |  |  |  | 1 | 2 | 0 | 0 | 0 | 0 | 0 | 0 | 0 | 0 | 0 | 0 | 2009 Qtr 1: 0; 2009 Qtr 2: 0; 2009 Qtr 3: 0; 2009 Qtr 4: 2; 2010 Qtr 1: 0; 2010 Qtr 2: 0; 2010 Qtr 3: 0; 2010 Qtr 4: 0; 2011 Qtr 1: 0; 2011 Qtr 2: 0; 2011 Qtr 3: 0; 2011 Qtr 4: 0 | 2
0 | 253079-Comm. HP <65k single phase unitary ER |  | System | Commercial | 01-ALC-AllCommercial-Cooling | 0 |  |  |  |  | 995.132 | 0 | 85 | 0 | 0 | 910.132 | 442.627 |  | kWh | 0.21817 | 0 | Commercial | [7 empty] | 15 | 0.5 |  |  |  | 1 | 2 | 0 | 0 | 0 | 0 | 0 | 0 | 0 | 0 | 0 | 0 | 2009 Qtr 1: 0; 2009 Qtr 2: 0; 2009 Qtr 3: 0; 2009 Qtr 4: 2; 2010 Qtr 1: 0; 2010 Qtr 2: 0; 2010 Qtr 3: 0; 2010 Qtr 4: 0; 2011 Qtr 1: 0; 2011 Qtr 2: 0; 2011 Qtr 3: 0; 2011 Qtr 4: 0 | 2
0 | 253079-Comm. HP <65k single phase unitary ER |  | System | Commercial | 01-ALC-AllCommercial-Cooling | 0 |  |  |  |  | 995.132 | 0 | 85 | 0 | 0 | 910.132 | 442.627 |  | kWh | 0.21817 | 0 | Commercial | [7 empty] | 15 | 0.5 |  |  |  | 1 | 2 | 0 | 0 | 0 | 0 | 0 | 0 | 0 | 0 | 0 | 0 | 2009 Qtr 1: 0; 2009 Qtr 2: 0; 2009 Qtr 3: 0; 2009 Qtr 4: 2; 2010 Qtr 1: 0; 2010 Qtr 2: 0; 2010 Qtr 3: 0; 2010 Qtr 4: 0; 2011 Qtr 1: 0; 2011 Qtr 2: 0; 2011 Qtr 3: 0; 2011 Qtr 4: 0 | 2
0 | 253070-Comm. AC 65k to 134k ER |  | System | Commercial | 01-ALC-AllCommercial-Cooling | 0 |  |  |  |  | 757.3824 | 0 | 30 | 0 | 0 | 727.3824 | 467.632 |  | kWh | 0.37183 | 0 | Commercial | [7 empty] | 15 | 0.7 |  |  |  | 1 | 10 | 0 | 0 | 0 | 0 | 0 | 0 | 0 | 0 | 0 | 0 | 2009 Qtr 1: 0; 2009 Qtr 2: 0; 2009 Qtr 3: 0; 2009 Qtr 4: 10; 2010 Qtr 1: 0; 2010 Qtr 2: 0; 2010 Qtr 3: 0; 2010 Qtr 4: 0; 2011 Qtr 1: 0; 2011 Qtr 2: 0; 2011 Qtr 3: 0; 2011 Qtr 4: 0 | 10
0 | 253079-Comm. HP <65k single phase unitary ER |  | System | Commercial | 01-ALC-AllCommercial-Cooling | 0 |  |  |  |  | 995.132 | 0 | 85 | 0 | 0 | 910.132 | 442.627 |  | kWh | 0.21817 | 0 | Commercial | [7 empty] | 15 | 0.5 |  |  |  | 1 | 5 | 0 | 0 | 0 | 0 | 0 | 0 | 0 | 0 | 0 | 0 | 2009 Qtr 1: 0; 2009 Qtr 2: 0; 2009 Qtr 3: 0; 2009 Qtr 4: 5; 2010 Qtr 1: 0; 2010 Qtr 2: 0; 2010 Qtr 3: 0; 2010 Qtr 4: 0; 2011 Qtr 1: 0; 2011 Qtr 2: 0; 2011 Qtr 3: 0; 2011 Qtr 4: 0 | 5
0 | 253079-Comm. HP <65k single phase unitary ER |  | System | Commercial | 01-ALC-AllCommercial-Cooling | 0 |  |  |  |  | 995.132 | 0 | 85 | 0 | 0 | 910.132 | 442.627 |  | kWh | 0.21817 | 0 | Commercial | [7 empty] | 15 | 0.5 |  |  |  | 1 | 2 | 0 | 0 | 0 | 0 | 0 | 0 | 0 | 0 | 0 | 0 | 2009 Qtr 1: 0; 2009 Qtr 2: 0; 2009 Qtr 3: 0; 2009 Qtr 4: 2; 2010 Qtr 1: 0; 2010 Qtr 2: 0; 2010 Qtr 3: 0; 2010 Qtr 4: 0; 2011 Qtr 1: 0; 2011 Qtr 2: 0; 2011 Qtr 3: 0; 2011 Qtr 4: 0 | 2
0 | 253079-Comm. HP <65k single phase unitary ER |  | System | Commercial | 01-ALC-AllCommercial-Cooling | 0 |  |  |  |  | 995.132 | 0 | 106.25 | 0 | 0 | 888.882 | 442.627 |  | kWh | 0.21817 | 0 | Commercial | [7 empty] | 15 | 0.5 |  |  |  | 1 | 2 | 0 | 0 | 0 | 0 | 0 | 0 | 0 | 0 | 0 | 0 | 2009 Qtr 1: 0; 2009 Qtr 2: 0; 2009 Qtr 3: 0; 2009 Qtr 4: 2; 2010 Qtr 1: 0; 2010 Qtr 2: 0; 2010 Qtr 3: 0; 2010 Qtr 4: 0; 2011 Qtr 1: 0; 2011 Qtr 2: 0; 2011 Qtr 3: 0; 2011 Qtr 4: 0 | 2
0 | 253079-Comm. HP <65k single phase unitary ER |  | System | Commercial | 01-ALC-AllCommercial-Cooling | 0 |  |  |  |  | 995.132 | 0 | 85 | 0 | 0 | 910.132 | 442.627 |  | kWh | 0.21817 | 0 | Commercial | [7 empty] | 15 | 0.5 |  |  |  | 1 | 2 | 0 | 0 | 0 | 0 | 0 | 0 | 0 | 0 | 0 | 0 | 2009 Qtr 1: 0; 2009 Qtr 2: 0; 2009 Qtr 3: 0; 2009 Qtr 4: 2; 2010 Qtr 1: 0; 2010 Qtr 2: 0; 2010 Qtr 3: 0; 2010 Qtr 4: 0; 2011 Qtr 1: 0; 2011 Qtr 2: 0; 2011 Qtr 3: 0; 2011 Qtr 4: 0 | 2
0 | 253079-Comm. HP <65k single phase unitary ER |  | System | Commercial | 01-ALC-AllCommercial-Cooling | 0 |  |  |  |  | 995.132 | 0 | 106.25 | 0 | 0 | 888.882 | 442.627 |  | kWh | 0.21817 | 0 | Commercial | [7 empty] | 15 | 0.5 |  |  |  | 1 | 2 | 0 | 0 | 0 | 0 | 0 | 0 | 0 | 0 | 0 | 0 | 2009 Qtr 1: 0; 2009 Qtr 2: 0; 2009 Qtr 3: 0; 2009 Qtr 4: 2; 2010 Qtr 1: 0; 2010 Qtr 2: 0; 2010 Qtr 3: 0; 2010 Qtr 4: 0; 2011 Qtr 1: 0; 2011 Qtr 2: 0; 2011 Qtr 3: 0; 2011 Qtr 4: 0 | 2
0 | 253079-Comm. HP <65k single phase unitary ER |  | System | Commercial | 01-ALC-AllCommercial-Cooling | 0 |  |  |  |  | 995.132 | 0 | 85 | 0 | 0 | 910.132 | 442.627 |  | kWh | 0.21817 | 0 | Commercial | [7 empty] | 15 | 0.5 |  |  |  | 1 | 4 | 0 | 0 | 0 | 0 | 0 | 0 | 0 | 0 | 0 | 0 | 2009 Qtr 1: 0; 2009 Qtr 2: 0; 2009 Qtr 3: 0; 2009 Qtr 4: 4; 2010 Qtr 1: 0; 2010 Qtr 2: 0; 2010 Qtr 3: 0; 2010 Qtr 4: 0; 2011 Qtr 1: 0; 2011 Qtr 2: 0; 2011 Qtr 3: 0; 2011 Qtr 4: 0 | 4
0 | 253079-Comm. HP <65k single phase unitary ER |  | System | Commercial | 01-ALC-AllCommercial-Cooling | 0 |  |  |  |  | 995.132 | 0 | 99.1667 | 0 | 0 | 895.9653 | 442.627 |  | kWh | 0.21817 | 0 | Commercial | [7 empty] | 15 | 0.5 |  |  |  | 1 | 3 | 0 | 0 | 0 | 0 | 0 | 0 | 0 | 0 | 0 | 0 | 2009 Qtr 1: 0; 2009 Qtr 2: 0; 2009 Qtr 3: 0; 2009 Qtr 4: 3; 2010 Qtr 1: 0; 2010 Qtr 2: 0; 2010 Qtr 3: 0; 2010 Qtr 4: 0; 2011 Qtr 1: 0; 2011 Qtr 2: 0; 2011 Qtr 3: 0; 2011 Qtr 4: 0 | 3
0 | 253078-Comm. HP <65k single phase split ER above code |  | System | Commercial | 01-ALC-AllCommercial-Cooling | 0 |  |  |  |  | 97.9361 | 0 | 97.22 | 0 | 0 | 0.7161 | 529.996 |  | kWh | 0.28895 | 0 | Commercial | [7 empty] | 15 | 0.5 |  |  |  | 1 | 2 | 0 | 0 | 0 | 0 | 0 | 0 | 0 | 0 | 0 | 0 | 2009 Qtr 1: 0; 2009 Qtr 2: 0; 2009 Qtr 3: 0; 2009 Qtr 4: 2; 2010 Qtr 1: 0; 2010 Qtr 2: 0; 2010 Qtr 3: 0; 2010 Qtr 4: 0; 2011 Qtr 1: 0; 2011 Qtr 2: 0; 2011 Qtr 3: 0; 2011 Qtr 4: 0 | 2
0 | 253067-Comm. AC <65k three phase unitary ER |  | System | Commercial | 01-ALC-AllCommercial-Cooling | 0 |  |  |  |  | 790.4043 | 0 | 170 | 0 | 0 | 620.4043 | 280.46 |  | kWh | 0.19186 | 0 | Commercial | [7 empty] | 15 | 0.5 |  |  |  | 1 | 4 | 0 | 0 | 0 | 0 | 0 | 0 | 0 | 0 | 0 | 0 | 2009 Qtr 1: 0; 2009 Qtr 2: 0; 2009 Qtr 3: 0; 2009 Qtr 4: 4; 2010 Qtr 1: 0; 2010 Qtr 2: 0; 2010 Qtr 3: 0; 2010 Qtr 4: 0; 2011 Qtr 1: 0; 2011 Qtr 2: 0; 2011 Qtr 3: 0; 2011 Qtr 4: 0 | 4
0 | 253067-Comm. AC <65k three phase unitary ER |  | System | Commercial | 01-ALC-AllCommercial-Cooling | 0 |  |  |  |  | 790.4043 | 0 | 170 | 0 | 0 | 620.4043 | 280.46 |  | kWh | 0.19186 | 0 | Commercial | [7 empty] | 15 | 0.5 |  |  |  | 1 | 4 | 0 | 0 | 0 | 0 | 0 | 0 | 0 | 0 | 0 | 0 | 2009 Qtr 1: 0; 2009 Qtr 2: 0; 2009 Qtr 3: 0; 2009 Qtr 4: 4; 2010 Qtr 1: 0; 2010 Qtr 2: 0; 2010 Qtr 3: 0; 2010 Qtr 4: 0; 2011 Qtr 1: 0; 2011 Qtr 2: 0; 2011 Qtr 3: 0; 2011 Qtr 4: 0 | 4
0 | 253069-Comm. AC 65k to 134k ER |  | System | Commercial | 01-ALC-AllCommercial-Cooling | 0 |  |  |  |  | 757.3824 | 0 | 160.7143 | 0 | 0 | 596.6681 | 361.554 |  | kWh | 0.25974 | 0 | Commercial | [7 empty] | 15 | 0.7 |  |  |  | 1 | 7 | 0 | 0 | 0 | 0 | 0 | 0 | 0 | 0 | 0 | 0 | 2009 Qtr 1: 0; 2009 Qtr 2: 0; 2009 Qtr 3: 0; 2009 Qtr 4: 7; 2010 Qtr 1: 0; 2010 Qtr 2: 0; 2010 Qtr 3: 0; 2010 Qtr 4: 0; 2011 Qtr 1: 0; 2011 Qtr 2: 0; 2011 Qtr 3: 0; 2011 Qtr 4: 0 | 7
0 | 253067-Comm. AC <65k three phase unitary ER |  | System | Commercial | 01-ALC-AllCommercial-Cooling | 0 |  |  |  |  | 790.4043 | 0 | 170 | 0 | 0 | 620.4043 | 280.46 |  | kWh | 0.19186 | 0 | Commercial | [7 empty] | 15 | 0.5 |  |  |  | 1 | 5 | 0 | 0 | 0 | 0 | 0 | 0 | 0 | 0 | 0 | 0 | 2009 Qtr 1: 0; 2009 Qtr 2: 0; 2009 Qtr 3: 0; 2009 Qtr 4: 5; 2010 Qtr 1: 0; 2010 Qtr 2: 0; 2010 Qtr 3: 0; 2010 Qtr 4: 0; 2011 Qtr 1: 0; 2011 Qtr 2: 0; 2011 Qtr 3: 0; 2011 Qtr 4: 0 | 5
0 | 253079-Comm. HP <65k single phase unitary ER |  | System | Commercial | 01-ALC-AllCommercial-Cooling | 0 |  |  |  |  | 995.132 | 0 | 85 | 0 | 0 | 910.132 | 442.627 |  | kWh | 0.21817 | 0 | Commercial | [7 empty] | 15 | 0.5 |  |  |  | 1 | 2 | 0 | 0 | 0 | 0 | 0 | 0 | 0 | 0 | 0 | 0 | 2009 Qtr 1: 0; 2009 Qtr 2: 0; 2009 Qtr 3: 0; 2009 Qtr 4: 2; 2010 Qtr 1: 0; 2010 Qtr 2: 0; 2010 Qtr 3: 0; 2010 Qtr 4: 0; 2011 Qtr 1: 0; 2011 Qtr 2: 0; 2011 Qtr 3: 0; 2011 Qtr 4: 0 | 2
0 | 253067-Comm. AC <65k three phase unitary ER |  | System | Commercial | 01-ALC-AllCommercial-Cooling | 0 |  |  |  |  | 790.4043 | 0 | 170 | 0 | 0 | 620.4043 | 280.46 |  | kWh | 0.19186 | 0 | Commercial | [7 empty] | 15 | 0.5 |  |  |  | 1 | 4 | 0 | 0 | 0 | 0 | 0 | 0 | 0 | 0 | 0 | 0 | 2009 Qtr 1: 0; 2009 Qtr 2: 0; 2009 Qtr 3: 0; 2009 Qtr 4: 4; 2010 Qtr 1: 0; 2010 Qtr 2: 0; 2010 Qtr 3: 0; 2010 Qtr 4: 0; 2011 Qtr 1: 0; 2011 Qtr 2: 0; 2011 Qtr 3: 0; 2011 Qtr 4: 0 | 4
0 | 253079-Comm. HP <65k single phase unitary ER |  | System | Commercial | 01-ALC-AllCommercial-Cooling | 0 |  |  |  |  | 995.132 | 0 | 106.25 | 0 | 0 | 888.882 | 442.627 |  | kWh | 0.21817 | 0 | Commercial | [7 empty] | 15 | 0.5 |  |  |  | 1 | 2 | 0 | 0 | 0 | 0 | 0 | 0 | 0 | 0 | 0 | 0 | 2009 Qtr 1: 0; 2009 Qtr 2: 0; 2009 Qtr 3: 0; 2009 Qtr 4: 2; 2010 Qtr 1: 0; 2010 Qtr 2: 0; 2010 Qtr 3: 0; 2010 Qtr 4: 0; 2011 Qtr 1: 0; 2011 Qtr 2: 0; 2011 Qtr 3: 0; 2011 Qtr 4: 0 | 2
0 | 253059-Comm. AC <65k single phase split ER above code |  | System | Commercial | 01-ALC-AllCommercial-Cooling | 0 |  |  |  |  | 642.1695 | 0 | 37.5 | 0 | 0 | 604.6695 | 342.156 |  | kWh | 0.23408 | 0 | Commercial | [7 empty] | 15 | 0.5 |  |  |  | 1 | 2 | 0 | 0 | 0 | 0 | 0 | 0 | 0 | 0 | 0 | 0 | 2009 Qtr 1: 0; 2009 Qtr 2: 0; 2009 Qtr 3: 0; 2009 Qtr 4: 2; 2010 Qtr 1: 0; 2010 Qtr 2: 0; 2010 Qtr 3: 0; 2010 Qtr 4: 0; 2011 Qtr 1: 0; 2011 Qtr 2: 0; 2011 Qtr 3: 0; 2011 Qtr 4: 0 | 2
0 | 253067-Comm. AC <65k three phase unitary ER |  | System | Commercial | 01-ALC-AllCommercial-Cooling | 0 |  |  |  |  | 790.4043 | 0 | 85 | 0 | 0 | 705.4043 | 280.46 |  | kWh | 0.19186 | 0 | Commercial | [7 empty] | 15 | 0.5 |  |  |  | 1 | 3 | 0 | 0 | 0 | 0 | 0 | 0 | 0 | 0 | 0 | 0 | 2009 Qtr 1: 0; 2009 Qtr 2: 0; 2009 Qtr 3: 0; 2009 Qtr 4: 3; 2010 Qtr 1: 0; 2010 Qtr 2: 0; 2010 Qtr 3: 0; 2010 Qtr 4: 0; 2011 Qtr 1: 0; 2011 Qtr 2: 0; 2011 Qtr 3: 0; 2011 Qtr 4: 0 | 3
0 | 253085-Comm. HP <65k three phase unitary ER |  | System | Commercial | 01-ALC-AllCommercial-Cooling | 0 |  |  |  |  | 959.2869 | 0 | 85 | 0 | 0 | 874.2869 | 333.947 |  | kWh | 0.15748 | 0 | Commercial | [7 empty] | 15 | 0.5 |  |  |  | 1 | 5 | 0 | 0 | 0 | 0 | 0 | 0 | 0 | 0 | 0 | 0 | 2009 Qtr 1: 0; 2009 Qtr 2: 0; 2009 Qtr 3: 0; 2009 Qtr 4: 5; 2010 Qtr 1: 0; 2010 Qtr 2: 0; 2010 Qtr 3: 0; 2010 Qtr 4: 0; 2011 Qtr 1: 0; 2011 Qtr 2: 0; 2011 Qtr 3: 0; 2011 Qtr 4: 0 | 5
0 | 253085-Comm. HP <65k three phase unitary ER |  | System | Commercial | 01-ALC-AllCommercial-Cooling | 0 |  |  |  |  | 959.2869 | 0 | 170 | 0 | 0 | 789.2869 | 333.947 |  | kWh | 0.15748 | 0 | Commercial | [7 empty] | 15 | 0.5 |  |  |  | 1 | 5 | 0 | 0 | 0 | 0 | 0 | 0 | 0 | 0 | 0 | 0 | 2009 Qtr 1: 0; 2009 Qtr 2: 0; 2009 Qtr 3: 0; 2009 Qtr 4: 5; 2010 Qtr 1: 0; 2010 Qtr 2: 0; 2010 Qtr 3: 0; 2010 Qtr 4: 0; 2011 Qtr 1: 0; 2011 Qtr 2: 0; 2011 Qtr 3: 0; 2011 Qtr 4: 0 | 5
0 | 253087-Comm. HP 65k to 134k ER |  | System | Commercial | 01-ALC-AllCommercial-Cooling | 0 |  |  |  |  | 1020.2447 | 0 | 32.1429 | 0 | 0 | 988.1018 | 326.728 |  | kWh | 0.15696 | 0 | Commercial | [7 empty] | 15 | 0.7 |  |  |  | 1 | 7 | 0 | 0 | 0 | 0 | 0 | 0 | 0 | 0 | 0 | 0 | 2009 Qtr 1: 0; 2009 Qtr 2: 0; 2009 Qtr 3: 0; 2009 Qtr 4: 7; 2010 Qtr 1: 0; 2010 Qtr 2: 0; 2010 Qtr 3: 0; 2010 Qtr 4: 0; 2011 Qtr 1: 0; 2011 Qtr 2: 0; 2011 Qtr 3: 0; 2011 Qtr 4: 0 | 7
0 | 253087-Comm. HP 65k to 134k ER |  | System | Commercial | 01-ALC-AllCommercial-Cooling | 0 |  |  |  |  | 1020.2447 | 0 | 32.1429 | 0 | 0 | 988.1018 | 326.728 |  | kWh | 0.15696 | 0 | Commercial | [7 empty] | 15 | 0.7 |  |  |  | 1 | 7 | 0 | 0 | 0 | 0 | 0 | 0 | 0 | 0 | 0 | 0 | 2009 Qtr 1: 0; 2009 Qtr 2: 0; 2009 Qtr 3: 0; 2009 Qtr 4: 7; 2010 Qtr 1: 0; 2010 Qtr 2: 0; 2010 Qtr 3: 0; 2010 Qtr 4: 0; 2011 Qtr 1: 0; 2011 Qtr 2: 0; 2011 Qtr 3: 0; 2011 Qtr 4: 0 | 7
0 | 253085-Comm. HP <65k three phase unitary ER |  | System | Commercial | 01-ALC-AllCommercial-Cooling | 0 |  |  |  |  | 959.2869 | 0 | 85 | 0 | 0 | 874.2869 | 333.947 |  | kWh | 0.15748 | 0 | Commercial | [7 empty] | 15 | 0.5 |  |  |  | 1 | 5 | 0 | 0 | 0 | 0 | 0 | 0 | 0 | 0 | 0 | 0 | 2009 Qtr 1: 0; 2009 Qtr 2: 0; 2009 Qtr 3: 0; 2009 Qtr 4: 5; 2010 Qtr 1: 0; 2010 Qtr 2: 0; 2010 Qtr 3: 0; 2010 Qtr 4: 0; 2011 Qtr 1: 0; 2011 Qtr 2: 0; 2011 Qtr 3: 0; 2011 Qtr 4: 0 | 5
0 | 253069-Comm. AC 65k to 134k ER |  | System | Commercial | 01-ALC-AllCommercial-Cooling | 0 |  |  |  |  | 757.3824 | 0 | 32.1429 | 0 | 0 | 725.2395 | 361.554 |  | kWh | 0.25974 | 0 | Commercial | [7 empty] | 15 | 0.7 |  |  |  | 1 | 7 | 0 | 0 | 0 | 0 | 0 | 0 | 0 | 0 | 0 | 0 | 2009 Qtr 1: 0; 2009 Qtr 2: 0; 2009 Qtr 3: 0; 2009 Qtr 4: 7; 2010 Qtr 1: 0; 2010 Qtr 2: 0; 2010 Qtr 3: 0; 2010 Qtr 4: 0; 2011 Qtr 1: 0; 2011 Qtr 2: 0; 2011 Qtr 3: 0; 2011 Qtr 4: 0 | 7
0 | 253062-Comm. AC <65k single phase unitary ER |  | System | Commercial | 01-ALC-AllCommercial-Cooling | 0 |  |  |  |  | 817.8563 | 0 | 85 | 0 | 0 | 732.8563 | 456.337 |  | kWh | 0.35634 | 0 | Commercial | [7 empty] | 15 | 0.5 |  |  |  | 1 | 5 | 0 | 0 | 0 | 0 | 0 | 0 | 0 | 0 | 0 | 0 | 2009 Qtr 1: 0; 2009 Qtr 2: 0; 2009 Qtr 3: 0; 2009 Qtr 4: 5; 2010 Qtr 1: 0; 2010 Qtr 2: 0; 2010 Qtr 3: 0; 2010 Qtr 4: 0; 2011 Qtr 1: 0; 2011 Qtr 2: 0; 2011 Qtr 3: 0; 2011 Qtr 4: 0 | 5
0 | 253079-Comm. HP <65k single phase unitary ER |  | System | Commercial | 01-ALC-AllCommercial-Cooling | 0 |  |  |  |  | 995.132 | 0 | 85 | 0 | 0 | 910.132 | 442.627 |  | kWh | 0.21817 | 0 | Commercial | [7 empty] | 15 | 0.5 |  |  |  | 1 | 2 | 0 | 0 | 0 | 0 | 0 | 0 | 0 | 0 | 0 | 0 | 2009 Qtr 1: 0; 2009 Qtr 2: 0; 2009 Qtr 3: 0; 2009 Qtr 4: 2; 2010 Qtr 1: 0; 2010 Qtr 2: 0; 2010 Qtr 3: 0; 2010 Qtr 4: 0; 2011 Qtr 1: 0; 2011 Qtr 2: 0; 2011 Qtr 3: 0; 2011 Qtr 4: 0 | 2
0 | 253085-Comm. HP <65k three phase unitary ER |  | System | Commercial | 01-ALC-AllCommercial-Cooling | 0 |  |  |  |  | 959.2869 | 0 | 85 | 0 | 0 | 874.2869 | 333.947 |  | kWh | 0.15748 | 0 | Commercial | [7 empty] | 15 | 0.5 |  |  |  | 1 | 5 | 0 | 0 | 0 | 0 | 0 | 0 | 0 | 0 | 0 | 0 | 2009 Qtr 1: 0; 2009 Qtr 2: 0; 2009 Qtr 3: 0; 2009 Qtr 4: 5; 2010 Qtr 1: 0; 2010 Qtr 2: 0; 2010 Qtr 3: 0; 2010 Qtr 4: 0; 2011 Qtr 1: 0; 2011 Qtr 2: 0; 2011 Qtr 3: 0; 2011 Qtr 4: 0 | 5
0 | 253085-Comm. HP <65k three phase unitary ER |  | System | Commercial | 01-ALC-AllCommercial-Cooling | 0 |  |  |  |  | 959.2869 | 0 | 85 | 0 | 0 | 874.2869 | 333.947 |  | kWh | 0.15748 | 0 | Commercial | [7 empty] | 15 | 0.5 |  |  |  | 1 | 5 | 0 | 0 | 0 | 0 | 0 | 0 | 0 | 0 | 0 | 0 | 2009 Qtr 1: 0; 2009 Qtr 2: 0; 2009 Qtr 3: 0; 2009 Qtr 4: 5; 2010 Qtr 1: 0; 2010 Qtr 2: 0; 2010 Qtr 3: 0; 2010 Qtr 4: 0; 2011 Qtr 1: 0; 2011 Qtr 2: 0; 2011 Qtr 3: 0; 2011 Qtr 4: 0 | 5
0 | 253085-Comm. HP <65k three phase unitary ER |  | System | Commercial | 01-ALC-AllCommercial-Cooling | 0 |  |  |  |  | 959.2869 | 0 | 85 | 0 | 0 | 874.2869 | 333.947 |  | kWh | 0.15748 | 0 | Commercial | [7 empty] | 15 | 0.5 |  |  |  | 1 | 4 | 0 | 0 | 0 | 0 | 0 | 0 | 0 | 0 | 0 | 0 | 2009 Qtr 1: 0; 2009 Qtr 2: 0; 2009 Qtr 3: 0; 2009 Qtr 4: 4; 2010 Qtr 1: 0; 2010 Qtr 2: 0; 2010 Qtr 3: 0; 2010 Qtr 4: 0; 2011 Qtr 1: 0; 2011 Qtr 2: 0; 2011 Qtr 3: 0; 2011 Qtr 4: 0 | 4
0 | 253085-Comm. HP <65k three phase unitary ER |  | System | Commercial | 01-ALC-AllCommercial-Cooling | 0 |  |  |  |  | 959.2869 | 0 | 85 | 0 | 0 | 874.2869 | 333.947 |  | kWh | 0.15748 | 0 | Commercial | [7 empty] | 15 | 0.5 |  |  |  | 1 | 4 | 0 | 0 | 0 | 0 | 0 | 0 | 0 | 0 | 0 | 0 | 2009 Qtr 1: 0; 2009 Qtr 2: 0; 2009 Qtr 3: 0; 2009 Qtr 4: 4; 2010 Qtr 1: 0; 2010 Qtr 2: 0; 2010 Qtr 3: 0; 2010 Qtr 4: 0; 2011 Qtr 1: 0; 2011 Qtr 2: 0; 2011 Qtr 3: 0; 2011 Qtr 4: 0 | 4
0 | 253085-Comm. HP <65k three phase unitary ER |  | System | Commercial | 01-ALC-AllCommercial-Cooling | 0 |  |  |  |  | 959.2869 | 0 | 99.1667 | 0 | 0 | 860.1202 | 333.947 |  | kWh | 0.15748 | 0 | Commercial | [7 empty] | 15 | 0.5 |  |  |  | 1 | 3 | 0 | 0 | 0 | 0 | 0 | 0 | 0 | 0 | 0 | 0 | 2009 Qtr 1: 0; 2009 Qtr 2: 0; 2009 Qtr 3: 0; 2009 Qtr 4: 3; 2010 Qtr 1: 0; 2010 Qtr 2: 0; 2010 Qtr 3: 0; 2010 Qtr 4: 0; 2011 Qtr 1: 0; 2011 Qtr 2: 0; 2011 Qtr 3: 0; 2011 Qtr 4: 0 | 3
0 | 253079-Comm. HP <65k single phase unitary ER |  | System | Commercial | 01-ALC-AllCommercial-Cooling | 0 |  |  |  |  | 995.132 | 0 | 85 | 0 | 0 | 910.132 | 442.627 |  | kWh | 0.21817 | 0 | Commercial | [7 empty] | 15 | 0.5 |  |  |  | 1 | 2 | 0 | 0 | 0 | 0 | 0 | 0 | 0 | 0 | 0 | 0 | 2009 Qtr 1: 0; 2009 Qtr 2: 0; 2009 Qtr 3: 0; 2009 Qtr 4: 2; 2010 Qtr 1: 0; 2010 Qtr 2: 0; 2010 Qtr 3: 0; 2010 Qtr 4: 0; 2011 Qtr 1: 0; 2011 Qtr 2: 0; 2011 Qtr 3: 0; 2011 Qtr 4: 0 | 2
0 | 253079-Comm. HP <65k single phase unitary ER |  | System | Commercial | 01-ALC-AllCommercial-Cooling | 0 |  |  |  |  | 995.132 | 0 | 106.25 | 0 | 0 | 888.882 | 442.627 |  | kWh | 0.21817 | 0 | Commercial | [7 empty] | 15 | 0.5 |  |  |  | 1 | 2 | 0 | 0 | 0 | 0 | 0 | 0 | 0 | 0 | 0 | 0 | 2009 Qtr 1: 0; 2009 Qtr 2: 0; 2009 Qtr 3: 0; 2009 Qtr 4: 2; 2010 Qtr 1: 0; 2010 Qtr 2: 0; 2010 Qtr 3: 0; 2010 Qtr 4: 0; 2011 Qtr 1: 0; 2011 Qtr 2: 0; 2011 Qtr 3: 0; 2011 Qtr 4: 0 | 2
0 | 253079-Comm. HP <65k single phase unitary ER |  | System | Commercial | 01-ALC-AllCommercial-Cooling | 0 |  |  |  |  | 995.132 | 0 | 106.25 | 0 | 0 | 888.882 | 442.627 |  | kWh | 0.21817 | 0 | Commercial | [7 empty] | 15 | 0.5 |  |  |  | 1 | 2 | 0 | 0 | 0 | 0 | 0 | 0 | 0 | 0 | 0 | 0 | 2009 Qtr 1: 0; 2009 Qtr 2: 0; 2009 Qtr 3: 0; 2009 Qtr 4: 2; 2010 Qtr 1: 0; 2010 Qtr 2: 0; 2010 Qtr 3: 0; 2010 Qtr 4: 0; 2011 Qtr 1: 0; 2011 Qtr 2: 0; 2011 Qtr 3: 0; 2011 Qtr 4: 0 | 2
0 | 253087-Comm. HP 65k to 134k ER |  | System | Commercial | 01-ALC-AllCommercial-Cooling | 0 |  |  |  |  | 1020.2447 | 0 | 32.1429 | 0 | 0 | 988.1018 | 326.728 |  | kWh | 0.15696 | 0 | Commercial | [7 empty] | 15 | 0.7 |  |  |  | 1 | 7 | 0 | 0 | 0 | 0 | 0 | 0 | 0 | 0 | 0 | 0 | 2009 Qtr 1: 0; 2009 Qtr 2: 0; 2009 Qtr 3: 0; 2009 Qtr 4: 7; 2010 Qtr 1: 0; 2010 Qtr 2: 0; 2010 Qtr 3: 0; 2010 Qtr 4: 0; 2011 Qtr 1: 0; 2011 Qtr 2: 0; 2011 Qtr 3: 0; 2011 Qtr 4: 0 | 7
0 | 253087-Comm. HP 65k to 134k ER |  | System | Commercial | 01-ALC-AllCommercial-Cooling | 0 |  |  |  |  | 1020.2447 | 0 | 32.1429 | 0 | 0 | 988.1018 | 326.728 |  | kWh | 0.15696 | 0 | Commercial | [7 empty] | 15 | 0.7 |  |  |  | 1 | 7 | 0 | 0 | 0 | 0 | 0 | 0 | 0 | 0 | 0 | 0 | 2009 Qtr 1: 0; 2009 Qtr 2: 0; 2009 Qtr 3: 0; 2009 Qtr 4: 7; 2010 Qtr 1: 0; 2010 Qtr 2: 0; 2010 Qtr 3: 0; 2010 Qtr 4: 0; 2011 Qtr 1: 0; 2011 Qtr 2: 0; 2011 Qtr 3: 0; 2011 Qtr 4: 0 | 7
0 | 253077-Comm. HP <65k single phase split ER above code |  | System | Commercial | 01-ALC-AllCommercial-Cooling | 0 |  |  |  |  | 97.9361 | 0 | 97.22 | 0 | 0 | 0.7161 | 433.758 |  | kWh | 0.20195 | 0 | Commercial | [7 empty] | 15 | 0.5 |  |  |  | 1 | 2 | 0 | 0 | 0 | 0 | 0 | 0 | 0 | 0 | 0 | 0 | 2009 Qtr 1: 0; 2009 Qtr 2: 0; 2009 Qtr 3: 0; 2009 Qtr 4: 2; 2010 Qtr 1: 0; 2010 Qtr 2: 0; 2010 Qtr 3: 0; 2010 Qtr 4: 0; 2011 Qtr 1: 0; 2011 Qtr 2: 0; 2011 Qtr 3: 0; 2011 Qtr 4: 0 | 2
0 | 253061-Comm. AC <65k single phase unitary ER |  | System | Commercial | 01-ALC-AllCommercial-Cooling | 0 |  |  |  |  | 817.8563 | 0 | 106.25 | 0 | 0 | 711.6063 | 364.969 |  | kWh | 0.24958 | 0 | Commercial | [7 empty] | 15 | 0.5 |  |  |  | 1 | 2 | 0 | 0 | 0 | 0 | 0 | 0 | 0 | 0 | 0 | 0 | 2009 Qtr 1: 0; 2009 Qtr 2: 0; 2009 Qtr 3: 0; 2009 Qtr 4: 2; 2010 Qtr 1: 0; 2010 Qtr 2: 0; 2010 Qtr 3: 0; 2010 Qtr 4: 0; 2011 Qtr 1: 0; 2011 Qtr 2: 0; 2011 Qtr 3: 0; 2011 Qtr 4: 0 | 2
0 | 253061-Comm. AC <65k single phase unitary ER |  | System | Commercial | 01-ALC-AllCommercial-Cooling | 0 |  |  |  |  | 817.8563 | 0 | 85 | 0 | 0 | 732.8563 | 364.969 |  | kWh | 0.24958 | 0 | Commercial | [7 empty] | 15 | 0.5 |  |  |  | 1 | 5 | 0 | 0 | 0 | 0 | 0 | 0 | 0 | 0 | 0 | 0 | 2009 Qtr 1: 0; 2009 Qtr 2: 0; 2009 Qtr 3: 0; 2009 Qtr 4: 5; 2010 Qtr 1: 0; 2010 Qtr 2: 0; 2010 Qtr 3: 0; 2010 Qtr 4: 0; 2011 Qtr 1: 0; 2011 Qtr 2: 0; 2011 Qtr 3: 0; 2011 Qtr 4: 0 | 5
0 | 253085-Comm. HP <65k three phase unitary ER |  | System | Commercial | 01-ALC-AllCommercial-Cooling | 0 |  |  |  |  | 959.2869 | 0 | 85 | 0 | 0 | 874.2869 | 333.947 |  | kWh | 0.15748 | 0 | Commercial | [7 empty] | 15 | 0.5 |  |  |  | 1 | 5 | 0 | 0 | 0 | 0 | 0 | 0 | 0 | 0 | 0 | 0 | 2009 Qtr 1: 0; 2009 Qtr 2: 0; 2009 Qtr 3: 0; 2009 Qtr 4: 5; 2010 Qtr 1: 0; 2010 Qtr 2: 0; 2010 Qtr 3: 0; 2010 Qtr 4: 0; 2011 Qtr 1: 0; 2011 Qtr 2: 0; 2011 Qtr 3: 0; 2011 Qtr 4: 0 | 5
0 | 253085-Comm. HP <65k three phase unitary ER |  | System | Commercial | 01-ALC-AllCommercial-Cooling | 0 |  |  |  |  | 959.2869 | 0 | 85 | 0 | 0 | 874.2869 | 333.947 |  | kWh | 0.15748 | 0 | Commercial | [7 empty] | 15 | 0.5 |  |  |  | 1 | 5 | 0 | 0 | 0 | 0 | 0 | 0 | 0 | 0 | 0 | 0 | 2009 Qtr 1: 0; 2009 Qtr 2: 0; 2009 Qtr 3: 0; 2009 Qtr 4: 5; 2010 Qtr 1: 0; 2010 Qtr 2: 0; 2010 Qtr 3: 0; 2010 Qtr 4: 0; 2011 Qtr 1: 0; 2011 Qtr 2: 0; 2011 Qtr 3: 0; 2011 Qtr 4: 0 | 5
0 | 253067-Comm. AC <65k three phase unitary ER |  | System | Commercial | 01-ALC-AllCommercial-Cooling | 0 |  |  |  |  | 790.4043 | 0 | 85 | 0 | 0 | 705.4043 | 280.46 |  | kWh | 0.19186 | 0 | Commercial | [7 empty] | 15 | 0.5 |  |  |  | 1 | 4 | 0 | 0 | 0 | 0 | 0 | 0 | 0 | 0 | 0 | 0 | 2009 Qtr 1: 0; 2009 Qtr 2: 0; 2009 Qtr 3: 0; 2009 Qtr 4: 4; 2010 Qtr 1: 0; 2010 Qtr 2: 0; 2010 Qtr 3: 0; 2010 Qtr 4: 0; 2011 Qtr 1: 0; 2011 Qtr 2: 0; 2011 Qtr 3: 0; 2011 Qtr 4: 0 | 4
0 | 253067-Comm. AC <65k three phase unitary ER |  | System | Commercial | 01-ALC-AllCommercial-Cooling | 0 |  |  |  |  | 790.4043 | 0 | 85 | 0 | 0 | 705.4043 | 280.46 |  | kWh | 0.19186 | 0 | Commercial | [7 empty] | 15 | 0.5 |  |  |  | 1 | 4 | 0 | 0 | 0 | 0 | 0 | 0 | 0 | 0 | 0 | 0 | 2009 Qtr 1: 0; 2009 Qtr 2: 0; 2009 Qtr 3: 0; 2009 Qtr 4: 4; 2010 Qtr 1: 0; 2010 Qtr 2: 0; 2010 Qtr 3: 0; 2010 Qtr 4: 0; 2011 Qtr 1: 0; 2011 Qtr 2: 0; 2011 Qtr 3: 0; 2011 Qtr 4: 0 | 4
0 | 253079-Comm. HP <65k single phase unitary ER |  | System | Commercial | 01-ALC-AllCommercial-Cooling | 0 |  |  |  |  | 995.132 | 0 | 85 | 0 | 0 | 910.132 | 442.627 |  | kWh | 0.21817 | 0 | Commercial | [7 empty] | 15 | 0.5 |  |  |  | 1 | 2 | 0 | 0 | 0 | 0 | 0 | 0 | 0 | 0 | 0 | 0 | 2009 Qtr 1: 0; 2009 Qtr 2: 0; 2009 Qtr 3: 0; 2009 Qtr 4: 2; 2010 Qtr 1: 0; 2010 Qtr 2: 0; 2010 Qtr 3: 0; 2010 Qtr 4: 0; 2011 Qtr 1: 0; 2011 Qtr 2: 0; 2011 Qtr 3: 0; 2011 Qtr 4: 0 | 2
0 | 253059-Comm. AC <65k single phase split ER above code |  | System | Commercial | 01-ALC-AllCommercial-Cooling | 0 |  |  |  |  | 642.1695 | 0 | 97.22 | 0 | 0 | 544.9495 | 342.156 |  | kWh | 0.23408 | 0 | Commercial | [7 empty] | 15 | 0.5 |  |  |  | 1 | 2 | 0 | 0 | 0 | 0 | 0 | 0 | 0 | 0 | 0 | 0 | 2009 Qtr 1: 0; 2009 Qtr 2: 0; 2009 Qtr 3: 0; 2009 Qtr 4: 2; 2010 Qtr 1: 0; 2010 Qtr 2: 0; 2010 Qtr 3: 0; 2010 Qtr 4: 0; 2011 Qtr 1: 0; 2011 Qtr 2: 0; 2011 Qtr 3: 0; 2011 Qtr 4: 0 | 2
0 | 253079-Comm. HP <65k single phase unitary ER |  | System | Commercial | 01-ALC-AllCommercial-Cooling | 0 |  |  |  |  | 995.132 | 0 | 99.1667 | 0 | 0 | 895.9653 | 442.627 |  | kWh | 0.21817 | 0 | Commercial | [7 empty] | 15 | 0.5 |  |  |  | 1 | 3 | 0 | 0 | 0 | 0 | 0 | 0 | 0 | 0 | 0 | 0 | 2009 Qtr 1: 0; 2009 Qtr 2: 0; 2009 Qtr 3: 0; 2009 Qtr 4: 3; 2010 Qtr 1: 0; 2010 Qtr 2: 0; 2010 Qtr 3: 0; 2010 Qtr 4: 0; 2011 Qtr 1: 0; 2011 Qtr 2: 0; 2011 Qtr 3: 0; 2011 Qtr 4: 0 | 3
0 | 253077-Comm. HP <65k single phase split ER above code |  | System | Commercial | 01-ALC-AllCommercial-Cooling | 0 |  |  |  |  | 97.9361 | 0 | 97.22 | 0 | 0 | 0.7161 | 433.758 |  | kWh | 0.20195 | 0 | Commercial | [7 empty] | 15 | 0.5 |  |  |  | 1 | 2 | 0 | 0 | 0 | 0 | 0 | 0 | 0 | 0 | 0 | 0 | 2009 Qtr 1: 0; 2009 Qtr 2: 0; 2009 Qtr 3: 0; 2009 Qtr 4: 2; 2010 Qtr 1: 0; 2010 Qtr 2: 0; 2010 Qtr 3: 0; 2010 Qtr 4: 0; 2011 Qtr 1: 0; 2011 Qtr 2: 0; 2011 Qtr 3: 0; 2011 Qtr 4: 0 | 2
0 | 253085-Comm. HP <65k three phase unitary ER |  | System | Commercial | 01-ALC-AllCommercial-Cooling | 0 |  |  |  |  | 959.2869 | 0 | 85 | 0 | 0 | 874.2869 | 333.947 |  | kWh | 0.15748 | 0 | Commercial | [7 empty] | 15 | 0.5 |  |  |  | 1 | 4 | 0 | 0 | 0 | 0 | 0 | 0 | 0 | 0 | 0 | 0 | 2009 Qtr 1: 0; 2009 Qtr 2: 0; 2009 Qtr 3: 0; 2009 Qtr 4: 4; 2010 Qtr 1: 0; 2010 Qtr 2: 0; 2010 Qtr 3: 0; 2010 Qtr 4: 0; 2011 Qtr 1: 0; 2011 Qtr 2: 0; 2011 Qtr 3: 0; 2011 Qtr 4: 0 | 4
0 | 253070-Comm. AC 65k to 134k ER |  | System | Commercial | 01-ALC-AllCommercial-Cooling | 0 |  |  |  |  | 757.3824 | 0 | 32.1429 | 0 | 0 | 725.2395 | 467.632 |  | kWh | 0.37183 | 0 | Commercial | [7 empty] | 15 | 0.7 |  |  |  | 1 | 7 | 0 | 0 | 0 | 0 | 0 | 0 | 0 | 0 | 0 | 0 | 2009 Qtr 1: 0; 2009 Qtr 2: 0; 2009 Qtr 3: 0; 2009 Qtr 4: 7; 2010 Qtr 1: 0; 2010 Qtr 2: 0; 2010 Qtr 3: 0; 2010 Qtr 4: 0; 2011 Qtr 1: 0; 2011 Qtr 2: 0; 2011 Qtr 3: 0; 2011 Qtr 4: 0 | 7
0 | 253070-Comm. AC 65k to 134k ER |  | System | Commercial | 01-ALC-AllCommercial-Cooling | 0 |  |  |  |  | 757.3824 | 0 | 32.1429 | 0 | 0 | 725.2395 | 467.632 |  | kWh | 0.37183 | 0 | Commercial | [7 empty] | 15 | 0.7 |  |  |  | 1 | 7 | 0 | 0 | 0 | 0 | 0 | 0 | 0 | 0 | 0 | 0 | 2009 Qtr 1: 0; 2009 Qtr 2: 0; 2009 Qtr 3: 0; 2009 Qtr 4: 7; 2010 Qtr 1: 0; 2010 Qtr 2: 0; 2010 Qtr 3: 0; 2010 Qtr 4: 0; 2011 Qtr 1: 0; 2011 Qtr 2: 0; 2011 Qtr 3: 0; 2011 Qtr 4: 0 | 7
0 | 253070-Comm. AC 65k to 134k ER |  | System | Commercial | 01-ALC-AllCommercial-Cooling | 0 |  |  |  |  | 757.3824 | 0 | 32.1429 | 0 | 0 | 725.2395 | 467.632 |  | kWh | 0.37183 | 0 | Commercial | [7 empty] | 15 | 0.7 |  |  |  | 1 | 7 | 0 | 0 | 0 | 0 | 0 | 0 | 0 | 0 | 0 | 0 | 2009 Qtr 1: 0; 2009 Qtr 2: 0; 2009 Qtr 3: 0; 2009 Qtr 4: 7; 2010 Qtr 1: 0; 2010 Qtr 2: 0; 2010 Qtr 3: 0; 2010 Qtr 4: 0; 2011 Qtr 1: 0; 2011 Qtr 2: 0; 2011 Qtr 3: 0; 2011 Qtr 4: 0 | 7
0 | 253070-Comm. AC 65k to 134k ER |  | System | Commercial | 01-ALC-AllCommercial-Cooling | 0 |  |  |  |  | 757.3824 | 0 | 32.1429 | 0 | 0 | 725.2395 | 467.632 |  | kWh | 0.37183 | 0 | Commercial | [7 empty] | 15 | 0.7 |  |  |  | 1 | 7 | 0 | 0 | 0 | 0 | 0 | 0 | 0 | 0 | 0 | 0 | 2009 Qtr 1: 0; 2009 Qtr 2: 0; 2009 Qtr 3: 0; 2009 Qtr 4: 7; 2010 Qtr 1: 0; 2010 Qtr 2: 0; 2010 Qtr 3: 0; 2010 Qtr 4: 0; 2011 Qtr 1: 0; 2011 Qtr 2: 0; 2011 Qtr 3: 0; 2011 Qtr 4: 0 | 7
0 | 253070-Comm. AC 65k to 134k ER |  | System | Commercial | 01-ALC-AllCommercial-Cooling | 0 |  |  |  |  | 757.3824 | 0 | 32.1429 | 0 | 0 | 725.2395 | 467.632 |  | kWh | 0.37183 | 0 | Commercial | [7 empty] | 15 | 0.7 |  |  |  | 1 | 7 | 0 | 0 | 0 | 0 | 0 | 0 | 0 | 0 | 0 | 0 | 2009 Qtr 1: 0; 2009 Qtr 2: 0; 2009 Qtr 3: 0; 2009 Qtr 4: 7; 2010 Qtr 1: 0; 2010 Qtr 2: 0; 2010 Qtr 3: 0; 2010 Qtr 4: 0; 2011 Qtr 1: 0; 2011 Qtr 2: 0; 2011 Qtr 3: 0; 2011 Qtr 4: 0 | 7
0 | 253070-Comm. AC 65k to 134k ER |  | System | Commercial | 01-ALC-AllCommercial-Cooling | 0 |  |  |  |  | 757.3824 | 0 | 32.1429 | 0 | 0 | 725.2395 | 467.632 |  | kWh | 0.37183 | 0 | Commercial | [7 empty] | 15 | 0.7 |  |  |  | 1 | 7 | 0 | 0 | 0 | 0 | 0 | 0 | 0 | 0 | 0 | 0 | 2009 Qtr 1: 0; 2009 Qtr 2: 0; 2009 Qtr 3: 0; 2009 Qtr 4: 7; 2010 Qtr 1: 0; 2010 Qtr 2: 0; 2010 Qtr 3: 0; 2010 Qtr 4: 0; 2011 Qtr 1: 0; 2011 Qtr 2: 0; 2011 Qtr 3: 0; 2011 Qtr 4: 0 | 7
0 | 253070-Comm. AC 65k to 134k ER |  | System | Commercial | 01-ALC-AllCommercial-Cooling | 0 |  |  |  |  | 757.3824 | 0 | 32.1429 | 0 | 0 | 725.2395 | 467.632 |  | kWh | 0.37183 | 0 | Commercial | [7 empty] | 15 | 0.7 |  |  |  | 1 | 7 | 0 | 0 | 0 | 0 | 0 | 0 | 0 | 0 | 0 | 0 | 2009 Qtr 1: 0; 2009 Qtr 2: 0; 2009 Qtr 3: 0; 2009 Qtr 4: 7; 2010 Qtr 1: 0; 2010 Qtr 2: 0; 2010 Qtr 3: 0; 2010 Qtr 4: 0; 2011 Qtr 1: 0; 2011 Qtr 2: 0; 2011 Qtr 3: 0; 2011 Qtr 4: 0 | 7
0 | 253070-Comm. AC 65k to 134k ER |  | System | Commercial | 01-ALC-AllCommercial-Cooling | 0 |  |  |  |  | 757.3824 | 0 | 32.1429 | 0 | 0 | 725.2395 | 467.632 |  | kWh | 0.37183 | 0 | Commercial | [7 empty] | 15 | 0.7 |  |  |  | 1 | 7 | 0 | 0 | 0 | 0 | 0 | 0 | 0 | 0 | 0 | 0 | 2009 Qtr 1: 0; 2009 Qtr 2: 0; 2009 Qtr 3: 0; 2009 Qtr 4: 7; 2010 Qtr 1: 0; 2010 Qtr 2: 0; 2010 Qtr 3: 0; 2010 Qtr 4: 0; 2011 Qtr 1: 0; 2011 Qtr 2: 0; 2011 Qtr 3: 0; 2011 Qtr 4: 0 | 7
0 | 253061-Comm. AC <65k single phase unitary ER |  | System | Commercial | 01-ALC-AllCommercial-Cooling | 0 |  |  |  |  | 817.8563 | 0 | 85 | 0 | 0 | 732.8563 | 364.969 |  | kWh | 0.24958 | 0 | Commercial | [7 empty] | 15 | 0.5 |  |  |  | 1 | 4 | 0 | 0 | 0 | 0 | 0 | 0 | 0 | 0 | 0 | 0 | 2009 Qtr 1: 0; 2009 Qtr 2: 0; 2009 Qtr 3: 0; 2009 Qtr 4: 4; 2010 Qtr 1: 0; 2010 Qtr 2: 0; 2010 Qtr 3: 0; 2010 Qtr 4: 0; 2011 Qtr 1: 0; 2011 Qtr 2: 0; 2011 Qtr 3: 0; 2011 Qtr 4: 0 | 4
0 | 253077-Comm. HP <65k single phase split ER above code |  | System | Commercial | 01-ALC-AllCommercial-Cooling | 0 |  |  |  |  | 97.9361 | 0 | 121.525 | 0 | 0 | -23.5889 | 433.758 |  | kWh | 0.20195 | 0 | Commercial | [7 empty] | 15 | 0.5 |  |  |  | 1 | 2 | 0 | 0 | 0 | 0 | 0 | 0 | 0 | 0 | 0 | 0 | 2009 Qtr 1: 0; 2009 Qtr 2: 0; 2009 Qtr 3: 0; 2009 Qtr 4: 2; 2010 Qtr 1: 0; 2010 Qtr 2: 0; 2010 Qtr 3: 0; 2010 Qtr 4: 0; 2011 Qtr 1: 0; 2011 Qtr 2: 0; 2011 Qtr 3: 0; 2011 Qtr 4: 0 | 2
0 | 253085-Comm. HP <65k three phase unitary ER |  | System | Commercial | 01-ALC-AllCommercial-Cooling | 0 |  |  |  |  | 959.2869 | 0 | 85 | 0 | 0 | 874.2869 | 333.947 |  | kWh | 0.15748 | 0 | Commercial | [7 empty] | 15 | 0.5 |  |  |  | 1 | 4 | 0 | 0 | 0 | 0 | 0 | 0 | 0 | 0 | 0 | 0 | 2009 Qtr 1: 0; 2009 Qtr 2: 0; 2009 Qtr 3: 0; 2009 Qtr 4: 4; 2010 Qtr 1: 0; 2010 Qtr 2: 0; 2010 Qtr 3: 0; 2010 Qtr 4: 0; 2011 Qtr 1: 0; 2011 Qtr 2: 0; 2011 Qtr 3: 0; 2011 Qtr 4: 0 | 4
0 | 253078-Comm. HP <65k single phase split ER above code |  | System | Commercial | 01-ALC-AllCommercial-Cooling | 0 |  |  |  |  | 97.9361 | 0 | 97.22 | 0 | 0 | 0.7161 | 529.996 |  | kWh | 0.28895 | 0 | Commercial | [7 empty] | 15 | 0.5 |  |  |  | 1 | 2 | 0 | 0 | 0 | 0 | 0 | 0 | 0 | 0 | 0 | 0 | 2009 Qtr 1: 0; 2009 Qtr 2: 0; 2009 Qtr 3: 0; 2009 Qtr 4: 2; 2010 Qtr 1: 0; 2010 Qtr 2: 0; 2010 Qtr 3: 0; 2010 Qtr 4: 0; 2011 Qtr 1: 0; 2011 Qtr 2: 0; 2011 Qtr 3: 0; 2011 Qtr 4: 0 | 2
0 | 253085-Comm. HP <65k three phase unitary ER |  | System | Commercial | 01-ALC-AllCommercial-Cooling | 0 |  |  |  |  | 959.2869 | 0 | 85 | 0 | 0 | 874.2869 | 333.947 |  | kWh | 0.15748 | 0 | Commercial | [7 empty] | 15 | 0.5 |  |  |  | 1 | 5 | 0 | 0 | 0 | 0 | 0 | 0 | 0 | 0 | 0 | 0 | 2009 Qtr 1: 0; 2009 Qtr 2: 0; 2009 Qtr 3: 0; 2009 Qtr 4: 5; 2010 Qtr 1: 0; 2010 Qtr 2: 0; 2010 Qtr 3: 0; 2010 Qtr 4: 0; 2011 Qtr 1: 0; 2011 Qtr 2: 0; 2011 Qtr 3: 0; 2011 Qtr 4: 0 | 5
0 | 253063-Comm. AC <65k three phase split w/QI ER |  | System | Commercial | 01-ALC-AllCommercial-Cooling | 0 |  |  |  |  | 398.6055 | 0 | 40 | 0 | 0 | 358.6055 | 194.371 |  | kWh | 0.13308 | 0 | Commercial | [7 empty] | 15 | 0.5 |  |  |  | 1 | 5 | 0 | 0 | 0 | 0 | 0 | 0 | 0 | 0 | 0 | 0 | 2009 Qtr 1: 0; 2009 Qtr 2: 0; 2009 Qtr 3: 0; 2009 Qtr 4: 5; 2010 Qtr 1: 0; 2010 Qtr 2: 0; 2010 Qtr 3: 0; 2010 Qtr 4: 0; 2011 Qtr 1: 0; 2011 Qtr 2: 0; 2011 Qtr 3: 0; 2011 Qtr 4: 0 | 5
0 | 253063-Comm. AC <65k three phase split w/QI ER |  | System | Commercial | 01-ALC-AllCommercial-Cooling | 0 |  |  |  |  | 398.6055 | 0 | 40 | 0 | 0 | 358.6055 | 194.371 |  | kWh | 0.13308 | 0 | Commercial | [7 empty] | 15 | 0.5 |  |  |  | 1 | 5 | 0 | 0 | 0 | 0 | 0 | 0 | 0 | 0 | 0 | 0 | 2009 Qtr 1: 0; 2009 Qtr 2: 0; 2009 Qtr 3: 0; 2009 Qtr 4: 5; 2010 Qtr 1: 0; 2010 Qtr 2: 0; 2010 Qtr 3: 0; 2010 Qtr 4: 0; 2011 Qtr 1: 0; 2011 Qtr 2: 0; 2011 Qtr 3: 0; 2011 Qtr 4: 0 | 5
0 | 253007-Residential AC SEER 14 Early Ret. CZ 6, 7 or 8 |  | System | Residential | 26-SFM-ResidentialSingleFamily-SP_COOL | 0 |  |  |  |  | 642.1695 | 0 | 34.7222 | 0 | 0 | 607.4473 | 184.853 |  | kWh | 0.37116 | 0.59287 | Residential |  | Winter Only | [5 empty] | 15 | 0.67 |  |  |  | 1 | 5 | 0 | 0 | 0 | 0 | 0 | 0 | 0 | 0 | 0 | 0 | 2009 Qtr 1: 0; 2009 Qtr 2: 0; 2009 Qtr 3: 0; 2009 Qtr 4: 5; 2010 Qtr 1: 0; 2010 Qtr 2: 0; 2010 Qtr 3: 0; 2010 Qtr 4: 0; 2011 Qtr 1: 0; 2011 Qtr 2: 0; 2011 Qtr 3: 0; 2011 Qtr 4: 0 | 5
0 | 253007-Residential AC SEER 14 Early Ret. CZ 6, 7 or 8 |  | System | Residential | 26-SFM-ResidentialSingleFamily-SP_COOL | 0 |  |  |  |  | 642.1695 | 0 | 34.7222 | 0 | 0 | 607.4473 | 184.853 |  | kWh | 0.37116 | 0.59287 | Residential |  | Winter Only | [5 empty] | 15 | 0.67 |  |  |  | 1 | 3 | 0 | 0 | 0 | 0 | 0 | 0 | 0 | 0 | 0 | 0 | 2009 Qtr 1: 0; 2009 Qtr 2: 0; 2009 Qtr 3: 0; 2009 Qtr 4: 3; 2010 Qtr 1: 0; 2010 Qtr 2: 0; 2010 Qtr 3: 0; 2010 Qtr 4: 0; 2011 Qtr 1: 0; 2011 Qtr 2: 0; 2011 Qtr 3: 0; 2011 Qtr 4: 0 | 3
0 | 253007-Residential AC SEER 14 Early Ret. CZ 6, 7 or 8 |  | System | Residential | 26-SFM-ResidentialSingleFamily-SP_COOL | 0 |  |  |  |  | 642.1695 | 0 | 34.7222 | 0 | 0 | 607.4473 | 184.853 |  | kWh | 0.37116 | 0.59287 | Residential |  | Winter Only | [5 empty] | 15 | 0.67 |  |  |  | 1 | 5 | 0 | 0 | 0 | 0 | 0 | 0 | 0 | 0 | 0 | 0 | 2009 Qtr 1: 0; 2009 Qtr 2: 0; 2009 Qtr 3: 0; 2009 Qtr 4: 5; 2010 Qtr 1: 0; 2010 Qtr 2: 0; 2010 Qtr 3: 0; 2010 Qtr 4: 0; 2011 Qtr 1: 0; 2011 Qtr 2: 0; 2011 Qtr 3: 0; 2011 Qtr 4: 0 | 5
0 | 253009-Residential AC SEER 15 Early Ret. CZ 6, 7 or 8 |  | System | Residential | 26-SFM-ResidentialSingleFamily-SP_COOL | 0 |  |  |  |  | 734.7882 | 0 | 41.6667 | 0 | 0 | 693.1215 | 219.055 |  | kWh | 0.38807 | -1.3318 | Residential |  | Winter Only | [5 empty] | 15 | 0.67 |  |  |  | 1 | 4 | 0 | 0 | 0 | 0 | 0 | 0 | 0 | 0 | 0 | 0 | 2009 Qtr 1: 0; 2009 Qtr 2: 0; 2009 Qtr 3: 0; 2009 Qtr 4: 4; 2010 Qtr 1: 0; 2010 Qtr 2: 0; 2010 Qtr 3: 0; 2010 Qtr 4: 0; 2011 Qtr 1: 0; 2011 Qtr 2: 0; 2011 Qtr 3: 0; 2011 Qtr 4: 0 | 4
0 | 253009-Residential AC SEER 15 Early Ret. CZ 6, 7 or 8 |  | System | Residential | 26-SFM-ResidentialSingleFamily-SP_COOL | 0 |  |  |  |  | 734.7882 | 0 | 41.6667 | 0 | 0 | 693.1215 | 219.055 |  | kWh | 0.38807 | -1.3318 | Residential |  | Winter Only | [5 empty] | 15 | 0.67 |  |  |  | 1 | 4 | 0 | 0 | 0 | 0 | 0 | 0 | 0 | 0 | 0 | 0 | 2009 Qtr 1: 0; 2009 Qtr 2: 0; 2009 Qtr 3: 0; 2009 Qtr 4: 4; 2010 Qtr 1: 0; 2010 Qtr 2: 0; 2010 Qtr 3: 0; 2010 Qtr 4: 0; 2011 Qtr 1: 0; 2011 Qtr 2: 0; 2011 Qtr 3: 0; 2011 Qtr 4: 0 | 4
Do NOT enter program data in this row or below. The Spreadsheet will not evaluate any such data. | bar: 2012 Qtr 1; 2014 Qtr 2 to 2014 Qtr 4; 2016 Qtr 2 to 2016 Qtr 4; 2018 Qtr 2 to 2018 Qtr 4
Lists of Dimensions and their Labels
|  |  | Climate Zones | Sectors | End Use Validation List |  | Measure Types for Measure Life | Measure Types for NTGR | Gas Sector | Gas Savings Profile | Combustor Type
|  |  | 7 | RES | res:DEER:Indoor_CFL_Ltg |  | NONRESIDENTIAL MEASURES: |  | Residential | Summer Only | Large Boilers (>100 MMBtu/hr Heat Input):Uncontrolled
|  |  | 10 | NON_RES | res:DEER:Indoor_CFL_Ltg |  | **************************************************************** | Appliance early retirement and replacement 0.80 | Commercial | Winter Only | Large Boilers (>100 MMBtu/hr Heat Input):Controlled Low NOx Burner
|  |  | 14 | Residential | res:DEER:Indoor_CFL_Ltg |  | Ballast – Dimmable: NR - 11 | California Home Energy Efficiency Rating System (CHEERS) | Core | Annual | Large Boilers (>100 MMBtu/hr Heat Input):Controlled – Flue Gas Recirculation
|  |  | 15 | Commercial | res:DEER:Indoor_CFL_Ltg |  | Ballast – Electronic: NR - 11 | Residential Audits 0.72 |  |  | Small Boilers (<100 MMBtu/hr Heat Input):Uncontrolled
|  |  | System | Industrial | res:DEER:Indoor_CFL_Ltg |  | Fluorescent Fixture – T8: C/I/A - 11 | Refrigerator Recycling 0.35 |  |  | Small Boilers (<100 MMBtu/hr Heat Input):Controlled Low NOx Burner
|  |  |  | Agricultural | res:DEER:RefgFrzr_HighEff |  | Fixture: T8 Lamp & Electronic Ballast: C/I/A - 11 | Freezer Recycling 0.54 |  |  | Small Boilers (<100 MMBtu/hr Heat Input):Controlled – Flue Gas Recirculation
|  |  |  | Not Used | res:DEER:RefgFrzr_HighEff |  | T8 Fixtures – 17 Watt Lamp, 2ft or 32-watt Lamp, 4ft 11 | Residential Contractor Program 0.89 |  |  | Residential Furnaces (<0.3):Uncontrolled
[5 empty] | res:DEER:RefgFrzr_HighEff |  | T8 Lamps: C/I/A - 5 | Emerging Technologies 0.83
[5 empty] | res:DEER:RefgFrzr_HighEff |  | High Efficiency Lighting (HID): NR - 16 | All other residential programs 0.80
[5 empty] | res:DEER:RefgFrzr_HighEff |  | High Output T5 Fixture: NR - 16 |  | Electric Rate | Gas Rate
[5 empty] | res:DEER:RefgFrzr_Recyc-Conditioned |  | Indoor or Outdoor Lighting System Modification: NR - 13.5 | Advanced water heating systems 1.00 | Residential | 0
[5 empty] | res:DEER:RefgFrzr_Recyc-Conditioned |  | Lighting Controls: NR - 16 | Agricultural and Dairy Incentives 0.75 | Commercial | Residential
[5 empty] | res:DEER:RefgFrzr_Recyc-Conditioned |  | Daylighting Controls; NR - 16 | Coin Laundry and Dry Cleaner Education 0.70 | Not Used | Not Used
[5 empty] | res:DEER:RefgFrzr_Recyc-Conditioned |  | Lighting Power Density: NR - 11 | Commercial and agricultural information, tools, or design assistance services | Not Used
[5 empty] | res:DEER:RefgFrzr_Recyc-Conditioned |  | Exit Sign – CF Hardware Kit/LED/ Electro-Luminescent: NR - 16 | Comprehensive Space Conditioning 1.00 | Not Used
[5 empty] | res:DEER:RefgFrzr_Recyc-UnConditioned |  | Occupancy Sensor: NR - 8 | Lodging Education 0.70
[5 empty] | res:DEER:RefgFrzr_Recyc-UnConditioned |  | Photocell: NR - 8 | Express Efficiency (rebates) 0.96
[5 empty] | res:DEER:RefgFrzr_Recyc-UnConditioned |  | Time Clock – Lighting: NR - 8 | Energy Management Services, including audits (for small and medium customers)
[5 empty] | res:DEER:RefgFrzr_Recyc-UnConditioned |  | Induction Lamps: NR - 2 | Food Services Equipment Retrofit 1.00
[5 empty] | res:DEER:RefgFrzr_Recyc-UnConditioned |  | Induction Fixture: NR - 16 | Industrial Information and Services 0.74
[5 empty] | res:DEER:HVAC_Eff_AC |  | Delamp/reflectors: C/I - 11 | Large Standard Performance Contract 0.70
[5 empty] | res:DEER:HVAC_Eff_AC |  | Optical Reflectors- new construction: Ind, NRNC - 12 | All other nonresidential programs 0.80
[5 empty] | res:DEER:HVAC_Eff_AC |  | Optical Reflectors- retrofit: NR - 10 | New Construction
[5 empty] | res:DEER:HVAC_Eff_AC |  | HID fixture: Interior, >= 176 Watts lamp: Ind - 16 | Industrial and Agricultural Process 0.94
[5 empty] | res:DEER:HVAC_Eff_AC |  | HID fixture: Interior, 251-400 Watt lamp: Com - 16 | Industrial new construction incentives 0.62
[5 empty] | res:DEER:HVAC_Duct_Sealing |  | CFL Fixture: Pin based CFL fixture: Com - 12.0 | Savings by Design 0.82
[5 empty] | res:DEER:HVAC_Duct_Sealing |  | Screw-in CFL: Education - Primary School: NR - 5.6 | All other new construction programs 0.80
[5 empty] | res:DEER:HVAC_Duct_Sealing |  | Screw-in CFL: Education - Secondary School: NR - 3.5 | Large Standard Performance Contract 0.7011
[5 empty] | res:DEER:HVAC_Duct_Sealing |  | Screw-in CFL: Education - Community College: NR - 2.1 | Savings by Design 0.8212
[5 empty] | res:DEER:HVAC_Duct_Sealing |  | Screw-in CFL: Education - University: NR - 2.6 | Codes and Standards
[5 empty] | res:DEER:HVAC_Refrig_Charge |  | Screw-in CFL: Grocery: NR - 1.4
[5 empty] | res:DEER:HVAC_Refrig_Charge |  | Screw-in CFL: Health/Medical - Hospital: NR - 0.9
[5 empty] | res:DEER:HVAC_Refrig_Charge |  | Screw-in CFL: Health/Medical - Nursing Home: NR - 0.9
[5 empty] | res:DEER:HVAC_Refrig_Charge |  | Screw-in CFL: Lodging - Hotel: NR - 0.9
[5 empty] | res:DEER:HVAC_Refrig_Charge |  | Screw-in CFL: Lodging - Motel: NR - 0.9
[5 empty] | res:DEER:Refg_Chrg_Duct_Seal |  | Screw-in CFL: Lodging - Guest Rooms: NR - 7.0
[5 empty] | res:DEER:Refg_Chrg_Duct_Seal |  | Screw-in CFL: Manufacturing - Light Industrial: NR - 2.8
[5 empty] | res:DEER:Refg_Chrg_Duct_Seal |  | Screw-in CFL: Office - Large: NR - 2.9
[5 empty] | res:DEER:Refg_Chrg_Duct_Seal |  | Screw-in CFL: Office - Small: NR - 3.2
[5 empty] | res:DEER:Refg_Chrg_Duct_Seal |  | Screw-in CFL: Restaurant - Sit-Down: NR - 2.3
[5 empty] | res:DEER:RefgFrzr_Recycling |  | Screw-in CFL: Restaurant - Fast-Food: NR - 1.3
[5 empty] | res:DEER:RefgFrzr_Recycling |  | Screw-in CFL: Retail - 3-Story Large: NR - 1.9
[5 empty] | res:DEER:RefgFrzr_Recycling |  | Screw-in CFL: Retail - Single-Story Large: NR - 1.8
[5 empty] | res:DEER:RefgFrzr_Recycling |  | Screw-in CFL: Retail - Small: NR - 2.1
[5 empty] | res:DEER:RefgFrzr_Recycling |  | Screw-in CFL: Storage - Conditioned: NR - 2.8
[5 empty] | NON_res:DEER:Indoor_CFL_Ltg |  | Screw-in CFL: Storage - Unconditioned: NR - 2.8
[5 empty] | NON_res:DEER:Indoor_CFL_Ltg |  | Screw-in CFL: Warehouse - Refrigerated: NR - 3.1
NON_res:DEER:Indoor_CFL_Ltg
[5 empty] | NON_res:DEER:Indoor_CFL_Ltg |  | HVAC/Refrigeration – SPC: NR - 16
[5 empty] | NON_res:DEER:Indoor_CFL_Ltg |  | Chiller – High Efficiency: NR - 20
[5 empty] | NON_res:DEER:Indoor_Non-CFL_Ltg |  | Chiller – Variable Speed Drive: NR - 20
[5 empty] | NON_res:DEER:Indoor_Non-CFL_Ltg |  | Water Cooled Chillers: NR - 20
[5 empty] | NON_res:DEER:Indoor_Non-CFL_Ltg |  | Air Conditioners – High Efficiency: NR - 15
[5 empty] | NON_res:DEER:Indoor_Non-CFL_Ltg |  | Packaged HVAC Systems: NR - 15
[5 empty] | NON_res:DEER:Indoor_Non-CFL_Ltg |  | Install HVAC EMS: Com - 14
[5 empty] | NON_res:DEER:HVAC_Chillers |  | AC Packaged Terminal Units: NR - 15
[5 empty] | NON_res:DEER:HVAC_Chillers |  | Evaporative Coolers: NR - 15
[5 empty] | NON_res:DEER:HVAC_Chillers |  | Boiler – High Efficiency: NR - 20
[5 empty] | NON_res:DEER:HVAC_Chillers |  | Cooling Towers/Evaporative Condenser: NR - 15
[5 empty] | NON_res:DEER:HVAC_Chillers |  | Heat Pump – Split System: NR - 15
[5 empty] | NON_res:DEER:HVAC_Refrig_Charge |  | Heat Pump with Integrated Water Heating: NR - 10
[5 empty] | NON_res:DEER:HVAC_Refrig_Charge |  | Ground Source Heat Pump: NR - 15
[5 empty] | NON_res:DEER:HVAC_Refrig_Charge |  | Reduce Internal Load: NR - 15
[5 empty] | NON_res:DEER:HVAC_Refrig_Charge |  | Insulation: NR - 20
[5 empty] | NON_res:DEER:HVAC_Refrig_Charge |  | Insulation Package: NR - 20
[5 empty] | NON_res:DEER:HVAC_Split-Package_AC |  | Reflective Window Film: NR - 10
[5 empty] | NON_res:DEER:HVAC_Split-Package_AC |  | Bypass/Delay Timer(lighting): NR - 8
[5 empty] | NON_res:DEER:HVAC_Split-Package_AC |  | Set-Back Thermostat: NR - 11
[5 empty] | NON_res:DEER:HVAC_Split-Package_AC |  | Time Clock - HVAC: NR - 10
[5 empty] | NON_res:DEER:HVAC_Split-Package_AC |  | HVAC/Space Heating/Efficiency (Gas): NR - 18
[5 empty] | NON_res:DEER:HVAC_Duct_Sealing |  | Nonresidential Gas – AC: NR - 20
NON_res:DEER:HVAC_Duct_Sealing
[5 empty] | NON_res:DEER:HVAC_Duct_Sealing |  | Adjustable speed drive, application unknown: Ag - 10
[5 empty] | NON_res:DEER:HVAC_Duct_Sealing |  | Adjustable speed drive, application unknown: Com - 10
[5 empty] | NON_res:DEER:HVAC_Duct_Sealing |  | Adjustable Speed Drive: HVAC fan, 50 HP Max: Com - 10
[5 empty] | 01-ALC-AllCommercial-Cooling |  | Pump repair: Ag - 11
[5 empty] | 01-ALC-AllCommercial-ExtLight |  | Injection molding machines: Ind - 15
[5 empty] | 01-ALC-AllCommercial-IntLight |  | Plastic extusion equipment: Ind - 15
[5 empty] | 01-ALC-AllCommercial-OffEquip |  | Process cooling: Ind - 15
[5 empty] | 01-ALC-AllCommercial-Refrig |  | Process equipment insulation: Ind - 15
01-ALC-AllCommercial-Vent/Fan
[5 empty] | 02-ASM-Assembly-Cooling |  | Horizontal Clothes Washer: NR - 10
[5 empty] | 02-ASM-Assembly-Exit |  | Efficient Dishwashing: NR - 5
[5 empty] | 02-ASM-Assembly-ExtLight |  | Water Heater Controls: NR - 15
[5 empty] | 02-ASM-Assembly-IntLight |  | Cooking measures , Assorted: Com - 12
[5 empty] | 03-BCR-BothResidentialandCommercial-COOL |  | Water Heater – Gas: NR - 15
[5 empty] | 03-BCR-BothResidentialandCommercial-LIT_INT |  | Domestic Hot Water Boiler (Gas): NR - 20
03-BCR-BothResidentialandCommercial-OFF_EQ
[5 empty] | 03-BCR-BothResidentialandCommercial-LIT_EXT |  | Auto Closer for Cooler/Freezer: NR - 8
[5 empty] | 03-BCR-BothResidentialandCommercial-REFG |  | Door Gaskets: NR - 4
[5 empty] | 03-BCR-BothResidentialandCommercial-VENT |  | Floating Head Pressure: NR - 16
[5 empty] | 04-DMO-ResidentialMobileHome–DoubleWide-CL_DRY |  | Heatless Door: NR - 16
[5 empty] | 04-DMO-ResidentialMobileHome–DoubleWide-CL_WASH |  | Humidistat Control for Anti-Sweat Heater: NR - 12
[5 empty] | 04-DMO-ResidentialMobileHome–DoubleWide-DSH_WASH |  | Insulation on Refrigeration Suction Line: NR - 11
[5 empty] | 04-DMO-ResidentialMobileHome–DoubleWide-FREEZ |  | Night Covers for Display Cases: NR - 5
[5 empty] | 04-DMO-ResidentialMobileHome–DoubleWide-LIGHT |  | PSC Evaporator Motor – Walkin/ Display: NR - 15
[5 empty] | 04-DMO-ResidentialMobileHome–DoubleWide-POOL_PMP |  | Refrigeration Case Doors – Glass/Acrylic: NR - 12
[5 empty] | 04-DMO-ResidentialMobileHome–DoubleWide-REFG |  | Refrigerator Case with Doors: NR - 12
[5 empty] | 04-DMO-ResidentialMobileHome–DoubleWide-SP_COOL |  | Refrigerator Condensate Evaporator – Elec/Non Elec: NR - 8
[5 empty] | 04-DMO-ResidentialMobileHome–DoubleWide-SP_HEAT |  | Strip Curtains for Walk-Ins: NR - 4
[5 empty] | 04-DMO-ResidentialMobileHome–DoubleWide-WAT_HEAT |  | Ballast: Electronic, for display case: NR - 11
[5 empty] | 05-ECC-Education–CommunityCollege-COOL |  | Defrost: NR - 16
[5 empty] | 05-ECC-Education–CommunityCollege-LIT_INT |  | FHP & EFF Conditioner: NR - 16
[5 empty] | 05-ECC-Education–CommunityCollege-OFF_EQ |  | High-efficiency Liquid Suction Heat Exchangers: NR - 16
[5 empty] | 05-ECC-Education–CommunityCollege-LIT_EXT |  | Night Shields on Refrigerator and Freezer Cases: NR - 5
[5 empty] | 05-ECC-Education–CommunityCollege-REFG |  | Walk-in Refrigerator or Freezer: Evaporative Fan Controller: NR - 5
[5 empty] | 05-ECC-Education–CommunityCollege-VENT |  | Multiplec Refrigeration Systems/Supermarket Systems: NR - 10
06-EPR-Education–PrimarySchool-COOL
[5 empty] | 06-EPR-Education–PrimarySchool-LIT_INT |  | Kiln/Oven/Furnace: NR - 18
[5 empty] | 06-EPR-Education–PrimarySchool-OFF_EQ |  | Thermal Night Curtains: NR - 5
[5 empty] | 06-EPR-Education–PrimarySchool-LIT_EXT |  | Custom Measures – SPC: NR - 15
[5 empty] | 06-EPR-Education–PrimarySchool-REFG |  | Local Government Partnership: NR - 11
[5 empty] | 06-EPR-Education–PrimarySchool-VENT |  | Audits: NR - 3
[5 empty] | 07-ESE-Education–SecondarySchool-COOL |  | Plug Load Sensor: NR - 10
[5 empty] | 07-ESE-Education–SecondarySchool-LIT_INT |  | Information: NR - 1
[5 empty] | 07-ESE-Education–SecondarySchool-OFF_EQ |  | High Efficiency Motors: NR - 15
[5 empty] | 07-ESE-Education–SecondarySchool-LIT_EXT |  | Process Overhaul: NR - 20
[5 empty] | 07-ESE-Education–SecondarySchool-REFG |  | System Controls: NR - 15
07-ESE-Education–SecondarySchool-VENT
08-EUN-Education–University-COOL
[5 empty] | 08-EUN-Education–University-LIT_INT |  | RESIDENTIAL MEASURES
[5 empty] | 08-EUN-Education–University-OFF_EQ |  | ****************************************************************
[5 empty] | 08-EUN-Education–University-LIT_EXT |  | T8 Fixtures ; lamp or ballast: Res - 15
[5 empty] | 08-EUN-Education–University-REFG |  | Pin based CFL Fixture: Res - 16
[5 empty] | 08-EUN-Education–University-VENT |  | CFL: Indoor Screw in: Res - 9.4
[5 empty] | 09-GRO-Grocery-COOL |  | CFL: Outdoor Screw in: Res - 7
[5 empty] | 09-GRO-Grocery-LIT_INT |  | Torchiere: Res - 9
09-GRO-Grocery-OFF_EQ
[5 empty] | 09-GRO-Grocery-LIT_EXT |  | Air Conditioners with SEER >= 11.0: Res - 18
[5 empty] | 09-GRO-Grocery-REFG |  | Central Air Conditioners: Res - 18
[5 empty] | 09-GRO-Grocery-VENT |  | Duct Testing: Res NC - 18
[5 empty] | 10-HSP-Health/Medical–Hospital-COOL |  | High Energy Efficiency Ducts: Res - 18
[5 empty] | 10-HSP-Health/Medical–Hospital-LIT_INT |  | Whole House Fan: Res - 15
[5 empty] | 10-HSP-Health/Medical–Hospital-OFF_EQ |  | Evaporative Cooler: Res - 15
[5 empty] | 10-HSP-Health/Medical–Hospital-LIT_EXT |  | Glazing - Low E Double / Low Shade Coefficient: Res - 20
[5 empty] | 10-HSP-Health/Medical–Hospital-REFG |  | Heat Pump - Electric: Res - 15
[5 empty] | 10-HSP-Health/Medical–Hospital-VENT |  | Insulation - Ceiling / Floor / Walls: Res - 20
[5 empty] | 11-HTL-Lodging–Hotel(GuestRooms)-COOL |  | A/C with Integrated Water Heating: Res - 10
[5 empty] | 11-HTL-Lodging–Hotel(GuestRooms)-LIT_INT |  | Programmable Thermostat: Res - 12
11-HTL-Lodging–Hotel(GuestRooms)-OFF_EQ
[5 empty] | 11-HTL-Lodging–Hotel(GuestRooms)-LIT_EXT |  | Audits: Res - 3
[5 empty] | 11-HTL-Lodging–Hotel(GuestRooms)-REFG |  | Gas Cooktops: Res - 20
[5 empty] | 11-HTL-Lodging–Hotel(GuestRooms)-VENT |  | Gas Dryer Stub: Res - 18
[5 empty] | 12-MBT-Manufacturing–Bio/Tech-AG_PUMP |  | Energy-Efficient Furnaces: Res - 18
12-MBT-Manufacturing–Bio/Tech-COMP_AIR
[5 empty] | 12-MBT-Manufacturing–Bio/Tech-COOL |  | Refrigerator Recycling: Res - 10
[5 empty] | 12-MBT-Manufacturing–Bio/Tech-LIGHT |  | Refrigerator - Energy Efficient; 20% more efficient: Res - 18
[5 empty] | 12-MBT-Manufacturing–Bio/Tech-MOTOR |  | Refrigerators: Res - 18
12-MBT-Manufacturing–Bio/Tech-PROC_OTH
13-MFM-ResidentialMulti-family-CL_DRY
[5 empty] | 13-MFM-ResidentialMulti-family-CL_WASH |  | GENERIC USEFUL LIVES:
[5 empty] | 13-MFM-ResidentialMulti-family-DSH_WASH |  | ****************************************************************
[5 empty] | 13-MFM-ResidentialMulti-family-FREEZ |  | 0.1
[5 empty] | 13-MFM-ResidentialMulti-family-LIGHT |  | 0.2
[5 empty] | 13-MFM-ResidentialMulti-family-POOL_PMP |  | 0.3
[5 empty] | 13-MFM-ResidentialMulti-family-REFG |  | 0.4
[5 empty] | 13-MFM-ResidentialMulti-family-SP_COOL |  | 0.5
[5 empty] | 13-MFM-ResidentialMulti-family-SP_HEAT |  | 0.6
[5 empty] | 13-MFM-ResidentialMulti-family-WAT_HEAT |  | 0.7
[5 empty] | 14-MLI-Manufacturing–LightIndustry-AG_PUMP |  | 0.8
[5 empty] | 14-MLI-Manufacturing–LightIndustry-COMP_AIR |  | 0.9
[5 empty] | 14-MLI-Manufacturing–LightIndustry-COOL |  | 1
[5 empty] | 14-MLI-Manufacturing–LightIndustry-LIGHT |  | 1.1
[5 empty] | 14-MLI-Manufacturing–LightIndustry-MOTOR |  | 1.2
[5 empty] | 14-MLI-Manufacturing–LightIndustry-PROC_OTH |  | 1.3
[5 empty] | 15-MTL-Lodging–Motel-COOL |  | 1.4
[5 empty] | 15-MTL-Lodging–Motel-LIT_INT |  | 1.5
[5 empty] | 15-MTL-Lodging–Motel-OFF_EQ |  | 1.6
[5 empty] | 15-MTL-Lodging–Motel-LIT_EXT |  | 1.7
[5 empty] | 15-MTL-Lodging–Motel-REFG |  | 1.8
[5 empty] | 15-MTL-Lodging–Motel-VENT |  | 1.9
[5 empty] | 16-NRS-Health/Medical–Clinic-COOL |  | 2
[5 empty] | 16-NRS-Health/Medical–Clinic-LIT_INT |  | 2.1
[5 empty] | 16-NRS-Health/Medical–Clinic-OFF_EQ |  | 2.2
[5 empty] | 16-NRS-Health/Medical–Clinic-LIT_EXT |  | 2.3
[5 empty] | 16-NRS-Health/Medical–Clinic-REFG |  | 2.4
[5 empty] | 16-NRS-Health/Medical–Clinic-VENT |  | 2.5
[5 empty] | 17-OFL-Office–Large-Cooling |  | 2.6
[5 empty] | 17-OFL-Office–Large-ExtLight |  | 2.7
[5 empty] | 17-OFL-Office–Large-IntLight |  | 2.8
[5 empty] | 17-OFL-Office–Large-OffEquip |  | 2.9
[5 empty] | 17-OFL-Office–Large-Refrig |  | 3
[5 empty] | 17-OFL-Office–Large-Vent/Fan |  | 3.1
[5 empty] | 18-OFS-Office–Small-Cooling |  | 3.2
[5 empty] | 18-OFS-Office–Small-ExtLight |  | 3.3
[5 empty] | 18-OFS-Office–Small-IntLight |  | 3.4
[5 empty] | 18-OFS-Office–Small-OffEquip |  | 3.5
[5 empty] | 18-OFS-Office–Small-Refrig |  | 3.6
[5 empty] | 18-OFS-Office–Small-Vent/Fan |  | 3.7
[5 empty] | 19-RES-AllResidential-CL_DRY |  | 3.8
[5 empty] | 19-RES-AllResidential-CL_WASH |  | 3.9
[5 empty] | 19-RES-AllResidential-DSH_WASH |  | 4
[5 empty] | 19-RES-AllResidential-FREEZ |  | 4.1
[5 empty] | 19-RES-AllResidential-LIGHT |  | 4.2
[5 empty] | 19-RES-AllResidential-POOL_PMP |  | 4.3
[5 empty] | 19-RES-AllResidential-REFG |  | 4.4
[5 empty] | 19-RES-AllResidential-SP_COOL |  | 4.5
[5 empty] | 19-RES-AllResidential-SP_HEAT |  | 4.6
[5 empty] | 19-RES-AllResidential-WAT_HEAT |  | 4.7
[5 empty] | 20-RFF-Restaurant–FastFood-Cooling |  | 4.8
[5 empty] | 20-RFF-Restaurant–FastFood-ExtLight |  | 4.9
[5 empty] | 20-RFF-Restaurant–FastFood-IntLight |  | 5
[5 empty] | 20-RFF-Restaurant–FastFood-OffEquip |  | 5.1
[5 empty] | 20-RFF-Restaurant–FastFood-Refrig |  | 5.2
[5 empty] | 20-RFF-Restaurant–FastFood-Vent/Fan |  | 5.3
[5 empty] | 21-RSD-Restaurant–SitDown-COOL |  | 5.4
[5 empty] | 21-RSD-Restaurant–SitDown-LIT_INT |  | 5.5
[5 empty] | 21-RSD-Restaurant–SitDown-OFF_EQ |  | 5.6
[5 empty] | 21-RSD-Restaurant–SitDown-LIT_EXT |  | 5.7
[5 empty] | 21-RSD-Restaurant–SitDown-PROC_OTH |  | 5.8
[5 empty] | 21-RSD-Restaurant–SitDown-REFG |  | 5.9
[5 empty] | 21-RSD-Restaurant–SitDown-VENT |  | 6
[5 empty] | 22-RT3-Retail–3StoryLarge-COOL |  | 6.1
[5 empty] | 22-RT3-Retail–3StoryLarge-LIT_INT |  | 6.2
[5 empty] | 22-RT3-Retail–3StoryLarge-OFF_EQ |  | 6.3
[5 empty] | 22-RT3-Retail–3StoryLarge-LIT_EXT |  | 6.4
[5 empty] | 22-RT3-Retail–3StoryLarge-REFG |  | 6.5
[5 empty] | 22-RT3-Retail–3StoryLarge-VENT |  | 6.6
[5 empty] | 23-RTL-Retail–SingleStorylarge-COOL |  | 6.7
[5 empty] | 23-RTL-Retail–SingleStorylarge-LIT_INT |  | 6.8
[5 empty] | 23-RTL-Retail–SingleStorylarge-OFF_EQ |  | 6.9
[5 empty] | 23-RTL-Retail–SingleStorylarge-LIT_EXT |  | 7
[5 empty] | 23-RTL-Retail–SingleStorylarge-REFG |  | 7.1
[5 empty] | 23-RTL-Retail–SingleStorylarge-VENT |  | 7.2
[5 empty] | 24-RTS-Retail–Small-COOL |  | 7.3
[5 empty] | 24-RTS-Retail–Small-LIT_INT |  | 7.4
[5 empty] | 24-RTS-Retail–Small-OFF_EQ |  | 7.5
[5 empty] | 24-RTS-Retail–Small-LIT_EXT |  | 7.6
[5 empty] | 24-RTS-Retail–Small-REFG |  | 7.7
[5 empty] | 24-RTS-Retail–Small-VENT |  | 7.8
[5 empty] | 25-SCN-Storage–Conditioned-Cooling |  | 7.9
[5 empty] | 25-SCN-Storage–Conditioned-Exit |  | 8
[5 empty] | 25-SCN-Storage–Conditioned-ExtLight |  | 8.1
[5 empty] | 26-SFM-ResidentialSingleFamily-CL_DRY |  | 8.2
[5 empty] | 26-SFM-ResidentialSingleFamily-CL_WASH |  | 8.3
[5 empty] | 26-SFM-ResidentialSingleFamily-DSH_WASH |  | 8.4
[5 empty] | 26-SFM-ResidentialSingleFamily-FREEZ |  | 8.5
[5 empty] | 26-SFM-ResidentialSingleFamily-LIGHT |  | 8.6
[5 empty] | 26-SFM-ResidentialSingleFamily-POOL_PMP |  | 8.7
[5 empty] | 26-SFM-ResidentialSingleFamily-REFG |  | 8.8
[5 empty] | 26-SFM-ResidentialSingleFamily-SP_COOL |  | 8.9
[5 empty] | 26-SFM-ResidentialSingleFamily-SP_HEAT |  | 9
[5 empty] | 26-SFM-ResidentialSingleFamily-WAT_HEAT |  | 9.1
[5 empty] | 27-SMO-ResidentialMobileHome–SingleWide-CL_DRY |  | 9.2
[5 empty] | 27-SMO-ResidentialMobileHome–SingleWide-CL_WASH |  | 9.3
[5 empty] | 27-SMO-ResidentialMobileHome–SingleWide-DSH_WASH |  | 9.4
[5 empty] | 27-SMO-ResidentialMobileHome–SingleWide-FREEZ |  | 9.5
[5 empty] | 27-SMO-ResidentialMobileHome–SingleWide-LIGHT |  | 9.6
[5 empty] | 27-SMO-ResidentialMobileHome–SingleWide-POOL_PMP |  | 9.7
[5 empty] | 27-SMO-ResidentialMobileHome–SingleWide-REFG |  | 9.8
[5 empty] | 27-SMO-ResidentialMobileHome–SingleWide-SP_COOL |  | 9.9
[5 empty] | 27-SMO-ResidentialMobileHome–SingleWide-SP_HEAT |  | 10
[5 empty] | 27-SMO-ResidentialMobileHome–SingleWide-WAT_HEAT |  | 10.1
[5 empty] | 28-SUN-Storage–Unconditioned-Exit |  | 10.2
[5 empty] | 28-SUN-Storage–Unconditioned-ExtLight |  | 10.3
[5 empty] | 29-WRF-Storage–Refrigerated-Cooling |  | 10.4
[5 empty] | 29-WRF-Storage–Refrigerated-Exit |  | 10.5
[5 empty] | 29-WRF-Storage–Refrigerated-ExtLight |  | 10.6
[5 empty] | 30-S20-SIC20Food&KindredProducts-AG_PUMP |  | 10.7
[5 empty] | 30-S20-SIC20Food&KindredProducts-COMP_AIR |  | 10.8
[5 empty] | 30-S20-SIC20Food&KindredProducts-COOL |  | 10.9
[5 empty] | 30-S20-SIC20Food&KindredProducts-LIGHT |  | 11
[5 empty] | 30-S20-SIC20Food&KindredProducts-MOTOR |  | 11.1
[5 empty] | 30-S20-SIC20Food&KindredProducts-PROC_OTH |  | 11.2
[5 empty] | 31-S26-SIC26Paper&AlliedProducts-AG_PUMP |  | 11.3
[5 empty] | 31-S26-SIC26Paper&AlliedProducts-COMP_AIR |  | 11.4
[5 empty] | 31-S26-SIC26Paper&AlliedProducts-COOL |  | 11.5
[5 empty] | 31-S26-SIC26Paper&AlliedProducts-LIGHT |  | 11.6
[5 empty] | 31-S26-SIC26Paper&AlliedProducts-MOTOR |  | 11.7
[5 empty] | 31-S26-SIC26Paper&AlliedProducts-PROC_OTH |  | 11.8
[5 empty] | 32-S28-SIC28Chemicals&AlliedProducts-AG_PUMP |  | 11.9
[5 empty] | 32-S28-SIC28Chemicals&AlliedProducts-COMP_AIR |  | 12
[5 empty] | 32-S28-SIC28Chemicals&AlliedProducts-COOL |  | 12.1
[5 empty] | 32-S28-SIC28Chemicals&AlliedProducts-LIGHT |  | 12.2
[5 empty] | 32-S28-SIC28Chemicals&AlliedProducts-MOTOR |  | 12.3
[5 empty] | 32-S28-SIC28Chemicals&AlliedProducts-PROC_OTH |  | 12.4
[5 empty] | 33-S29-SIC29Petroleum&CoalProducts-AG_PUMP |  | 12.5
[5 empty] | 33-S29-SIC29Petroleum&CoalProducts-COMP_AIR |  | 12.6
[5 empty] | 33-S29-SIC29Petroleum&CoalProducts-COOL |  | 12.7
[5 empty] | 33-S29-SIC29Petroleum&CoalProducts-LIGHT |  | 12.8
[5 empty] | 33-S29-SIC29Petroleum&CoalProducts-MOTOR |  | 12.9
[5 empty] | 33-S29-SIC29Petroleum&CoalProducts-PROC_OTH |  | 13
[5 empty] | 34-S33-SIC33Metals-AG_PUMP |  | 13.1
[5 empty] | 34-S33-SIC33Metals-COMP_AIR |  | 13.2
[5 empty] | 34-S33-SIC33Metals-COOL |  | 13.3
[5 empty] | 34-S33-SIC33Metals-LIGHT |  | 13.4
[5 empty] | 34-S33-SIC33Metals-MOTOR |  | 13.5
[5 empty] | 34-S33-SIC33Metals-PROC_OTH |  | 13.6
[5 empty] | 35-OTI-OtherIndustrial-AG_PUMP |  | 13.7
[5 empty] | 35-OTI-OtherIndustrial-COMP_AIR |  | 13.8
[5 empty] | 35-OTI-OtherIndustrial-COOL |  | 13.9
[5 empty] | 35-OTI-OtherIndustrial-LIGHT |  | 14
[5 empty] | 35-OTI-OtherIndustrial-MOTOR |  | 14.1
[5 empty] | 35-OTI-OtherIndustrial-PROC_OTH |  | 14.2
[5 empty] | 36-GST-Lodging-GuestRooms-Cooling |  | 14.3
[5 empty] | 36-GST-Lodging-GuestRooms-ExtLight |  | 14.4
[5 empty] | 36-GST-Lodging-GuestRooms-IntLight |  | 14.5
[5 empty] | 36-GST-Lodging-GuestRooms-OffEquip |  | 14.6
[5 empty] | 36-GST-Lodging-GuestRooms-Refrig |  | 14.7
[5 empty] | 36-GST-Lodging-GuestRooms-Vent/Fan |  | 14.8
14.9
15
15.1
15.2
15.3
15.4
15.5
15.6
15.7
15.8
15.9
16
16.1
16.2
16.3
16.4
16.5
16.6
16.7
16.8
16.9
17
17.1
17.2
17.3
17.4
17.5
17.6
17.7
17.8
17.9
18
18.1
18.2
18.3
18.4
18.5
18.6
18.7
18.8
18.9
19
19.1
19.2
19.3
19.4
19.5
19.6
19.7
19.8
19.9
20
21
22
23
24
25
26
27
28
29
30
Last Row Used is above