## Export
PROGRAM NAME | 0
BUDGET
Administrative Costs
Overhead and G&A | 0
Other Administrative Costs | 0
Marketing/Outreach | 0
Direct Implementation
d.i. User Input Incentive (No rebates) | 0
d.ii. Rebate | 0
d.iii. Direct Install Labor | 0
d.iv. Direct Install Materials | 0
d.v. Upstream payments | 183822.5402
Activity | 0
Installation | 0
Hardware & Materials | 0
Rebate Processing & Inspection | 0
EM&V Costs | 0
Budget | 183822.5402
Costs recovered from other sources | 0
Budget (plus other costs) | 183822.5402
PROGRAM IMPACTS
Program Reductions for Measures installed through 2011
User Entered kW (kW) | 553.6482
Net Jul-Sept Peak (kW) | 479.4676
Net Dec-Feb Peak (kW) | 23.5359
Net NCP (kW) | 929.554
Net CEC (kW) | 0
Annual Net kWh | 465088.1849
Lifecycle Net kWh | 6809325.8438
Annual Net Therms | 92.9963
Lifecycle Net Therms | 1513.8943
Cost Effectiveness for all measures installed through 2015
TRC
Costs | 953545.2605
Electric Benefits | 1091161.7175
Gas Benefits | 864.7038
Net Benefits (NPV) | 138481.1609
BC Ratio | 1.1452
PAC
Costs | 169159.2671
Electric Benefits | 1091161.7175
Gas Benefits | 864.7038
Net Benefits (NPV) | 922867.1543
BC Ratio | 6.4556
Levelized Cost
Levelized Cost TRC ($/kWh )
Discounted kWh | 3817145.8295
Cost | 0.24898
Benefits | 0.28586
Benefit-Cost | 0.036876
Levelized Cost PAC ($/kWh)
Discounted kWh | 3817145.8295
Cost | 0.044193
Benefits | 0.28586
Benefit-Cost | 0.24166
Levelized Cost TRC ($/therm)
Discounted Therms | 816.8565
Cost | 3.0218
Benefits | 1.0586
Benefit-Cost | -1.9632
Levelized Cost PAC ($/therm)
Discounted Therms | 816.8565
Cost | 0.36878
Benefits | 1.0586
Benefit-Cost | 0.6898
Emission Annual Reductions (2009-2011) |  | Energy Division File sheet "Attachment II" Total Electricity and Gas Emission Reductions
Electric Annual CO2 (tons) - 2009 | 269.3719 |  | 2009 | 2010 | 2011 | 2012 | 2013 | 2014 | 2015
2010 | 0 |  | Total | Total | Total | Total | Total | Total | Total
2011 | 0 | Annual CO2 Emission Reductions (tons) | 269.916 | 0 | 0 | 0 | 0 | 0 | 0
Electric Lifecycle CO2 (tons) - 2009 | 3943.4031 | Lifecycle CO2 Emission Reductions (tons) | 3952.2594 | 0 | 0 | 0 | 0 | 0 | 0
2010 | 0 | Annual NOx Emission Reductions (tons) | 0.037205 | 0 | 0 | 0 | 0 | 0 | 0
2011 | 0 | Lifecycle NOx Emission Reductions (tons) | 0.54531 | 0 | 0 | 0 | 0 | 0 | 0
Electric Annual NOX (tons) - 2009 | 0.036777 | Annual SO2 Emission Reductions (tons)
2010 | 0 | Lifecycle SO2 Emission Reductions (tons)
2011 | 0
Electric Lifecycle NOX (tons) - 2009 | 0.53834
2010 | 0
2011 | 0
Electric Annual SO2 (lbs) - 2009
2010
2011
Electric Lifecycle SO2 (lbs) - 2009
2010
2011
Gas Annual CO2 (tons) - 2009 | 0.54403
2010 | 0
2011 | 0
Gas Lifecycle CO2 (tons) - 2009 | 8.8563
2010 | 0
2011 | 0
Gas Annual NOX (tons) - 2009 | 0.00042778
2010 | 0
2011 | 0
Gas Lifecycle NOX (tons) - 2009 | 0.0069639
2010 | 0
2011 | 0
Gas Annual SO2 (lbs) - 2009
2010
2011
Gas Lifecycle SO2 (lbs) - 2009
2010
2011
Data below not currently used in Energy Division workbook
Levelized Cost RIM ($/therm)
Discounted Therms | 816.8565
Cost | 0.16398
Benefits | 1.0586
Benefit-Cost | 0.8946
Levelized Cost RIM ($/kWh)
Discounted kWh | 3817145.8295
Cost | 0.044281
Benefits | 0.28586
Benefit-Cost | 0.8946
RIM
Costs | 169159.2671
Electric Benefits | 1091161.7175
Gas Benefits | 864.7038
Net Benefits (NPV) | 922867.1543
BC Ratio | 6.4556
Impacts for all programs installed trhough 2019
Net July-Sept Peak (kW)
Clothes Dryer | 0
Clothes Washer | 0
Consumer Electronics | 0
Cooking | 0
Dishwasher | 0
Net Dec-Feb Pk (kW)
Clothes Dryer | 0
Clothes Washer | 0
Consumer Electronics | 0
Cooking | 0
Dishwasher | 0
0
Clothes Dryer | 0
Clothes Washer | 0
Consumer Electronics | 0
Cooking | 0
Dishwasher | 0
Annual Net kWh
Clothes Dryer | 0
Clothes Washer | 0
Consumer Electronics | 0
Cooking | 0
Dishwasher | 0
Lifecycle Net kWh
Clothes Dryer | 0
Clothes Washer | 0
Consumer Electronics | 0
Cooking | 0
Dishwasher | 0
Annual Net Therms
Clothes Dryer | 0
Clothes Washer | 0
Consumer Electronics | 0
Cooking | 0
Dishwasher | 0
Lifecycle Net Therms
Clothes Dryer | 0
Clothes Washer | 0
Consumer Electronics | 0
Cooking | 0
Dishwasher | 0

## Output by Measure
0
0
SDG&E | [7 empty] | Levelized Benefits less Costs (TRC) |  |  |  | Levelized Benefits less Costs (PAC) |  |  |  | Benefit Cost Ratios
Net Impacts by Measure | [7 empty] | No Allocated Admin |  | w/ Allocated Admin |  | No Allocated Admin |  | w/ Allocated Admin |  | No Allocated Admin |  | w/ Allocated Admin
| Net Avg Jul-Sep (kW) | Net Dec-Feb Pk (kW) | Net User Entered kW | Annual kWh adj for Net to gross | Lifecycle kWh (Annual * Measure Life) | Annual Therms | Lifecycle Therms | Electric ($/kWh) | Gas ($/Th) | Electric ($/kWh) | Gas ($/Th) | Electric ($/kWh) | Gas ($/Th) | Electric ($/kWh) | Gas ($/Th) | TRC | PAC | TRC | PAC
Total or Average | 479.4676 | 23.5359 | 553.6482 | 465088.1849 | 6809325.8438 | 92.9963 | 1513.8943 | 0.036876 | -1.9632 | 0.036876 | -1.9632 | 0.24166 | 0.6898 | 0.24166 | 0.6898
253007-Residential AC SEER 14 Early Ret. CZ 6, 7 or 8 | 0.85264 | 0.0079843 | 1.2434 | 619.2576 | 9288.8633 | 1.9861 | 29.7916 | -0.04156 | -0.12492 | -0.04156 | -0.12492 | 0.31784 | 0.95536 | 0.31784 | 0.95536 | 0.89345 | 11.3659 | 0.89345 | 11.3659
253008-Residential AC SEER 14 Early Ret. CZ 10, 14, or 15 | 1.4892 | 0.013945 | 1.2468 | 1081.5441 | 16223.1622 | 1.3477 | 20.2148 | 0.11122 | 0.3343 | 0.11122 | 0.3343 | 0.29256 | 0.87937 | 0.29256 | 0.87937 | 1.4687 | 6.2294 | 1.4687 | 6.2294
253010-Residential AC SEER 15 Early Ret. CZ 10, 14, or 15 | 1.0316 | 0.0096603 | 0.7925 | 749.2516 | 11238.7743 | -2.2149 | -33.2232 | 0.11249 | 1.0475 | 0.11249 | 1.0475 | 0.29102 | 1.0475 | 0.29102 | 1.0475 | 1.4635 | 6.0094 | 1.4635 | 6.0094
253008-Residential AC SEER 14 Early Ret. CZ 10, 14, or 15 | 1.4892 | 0.013945 | 1.2468 | 1081.5441 | 16223.1622 | 1.3477 | 20.2148 | 0.11122 | 0.3343 | 0.11122 | 0.3343 | 0.29256 | 0.87937 | 0.29256 | 0.87937 | 1.4687 | 6.2294 | 1.4687 | 6.2294
253008-Residential AC SEER 14 Early Ret. CZ 10, 14, or 15 | 1.4892 | 0.013945 | 1.2468 | 1081.5441 | 16223.1622 | 1.3477 | 20.2148 | 0.11122 | 0.3343 | 0.11122 | 0.3343 | 0.29256 | 0.87937 | 0.29256 | 0.87937 | 1.4687 | 6.2294 | 1.4687 | 6.2294
253008-Residential AC SEER 14 Early Ret. CZ 10, 14, or 15 | 1.1913 | 0.011156 | 0.99743 | 865.2353 | 12978.5298 | 1.0781 | 16.1718 | 0.11122 | 0.3343 | 0.11122 | 0.3343 | 0.29256 | 0.87937 | 0.29256 | 0.87937 | 1.4687 | 6.2294 | 1.4687 | 6.2294
253007-Residential AC SEER 14 Early Ret. CZ 6, 7 or 8 | 0.51159 | 0.0047906 | 0.74603 | 371.5545 | 5573.3179 | 1.1917 | 17.8749 | -0.043246 | -0.12999 | -0.043246 | -0.12999 | 0.31273 | 0.94 | 0.31273 | 0.94 | 0.88961 | 9.7422 | 0.88961 | 9.7422
253007-Residential AC SEER 14 Early Ret. CZ 6, 7 or 8 | 0.51159 | 0.0047906 | 0.74603 | 371.5545 | 5573.3179 | 1.1917 | 17.8749 | -0.043246 | -0.12999 | -0.043246 | -0.12999 | 0.31273 | 0.94 | 0.31273 | 0.94 | 0.88961 | 9.7422 | 0.88961 | 9.7422
253007-Residential AC SEER 14 Early Ret. CZ 6, 7 or 8 | 0.68211 | 0.0063874 | 0.9947 | 495.406 | 7431.0906 | 1.5889 | 23.8333 | -0.04156 | -0.12492 | -0.04156 | -0.12492 | 0.31784 | 0.95536 | 0.31784 | 0.95536 | 0.89345 | 11.3659 | 0.89345 | 11.3659
253009-Residential AC SEER 15 Early Ret. CZ 6, 7 or 8 | 0.60624 | 0.0056769 | 0.78002 | 440.3005 | 6604.5082 | -2.6769 | -40.1538 | -0.033968 | 1.0475 | -0.033968 | 1.0475 | 0.31193 | 1.0475 | 0.31193 | 1.0475 | 0.89454 | 9.3546 | 0.89454 | 9.3546
253007-Residential AC SEER 14 Early Ret. CZ 6, 7 or 8 | 0.68211 | 0.0063874 | 0.9947 | 495.406 | 7431.0906 | 1.5889 | 23.8333 | -0.04156 | -0.12492 | -0.04156 | -0.12492 | 0.31784 | 0.95536 | 0.31784 | 0.95536 | 0.89345 | 11.3659 | 0.89345 | 11.3659
253008-Residential AC SEER 14 Early Ret. CZ 10, 14, or 15 | 0.89349 | 0.0083668 | 0.74808 | 648.9265 | 9733.8973 | 0.80859 | 12.1289 | 0.11122 | 0.3343 | 0.11122 | 0.3343 | 0.29256 | 0.87937 | 0.29256 | 0.87937 | 1.4687 | 6.2294 | 1.4687 | 6.2294
253005-Residential AC SEER 13 Early Ret. CZ 6, 7 or 8 | 0.62396 | 0.0058428 | 0.87653 | 453.1666 | 6797.4984 | 0.54897 | 8.2346 | -0.018689 | -0.056174 | -0.018689 | -0.056174 | 0.31937 | 0.95995 | 0.31937 | 0.95995 | 0.9491 | 11.9618 | 0.9491 | 11.9618
253007-Residential AC SEER 14 Early Ret. CZ 6, 7 or 8 | 0.85264 | 0.0079843 | 1.2434 | 619.2576 | 9288.8633 | 1.9861 | 29.7916 | -0.04156 | -0.12492 | -0.04156 | -0.12492 | 0.31784 | 0.95536 | 0.31784 | 0.95536 | 0.89345 | 11.3659 | 0.89345 | 11.3659
253007-Residential AC SEER 14 Early Ret. CZ 6, 7 or 8 | 0.85264 | 0.0079843 | 1.2434 | 619.2576 | 9288.8633 | 1.9861 | 29.7916 | -0.04156 | -0.12492 | -0.04156 | -0.12492 | 0.31784 | 0.95536 | 0.31784 | 0.95536 | 0.89345 | 11.3659 | 0.89345 | 11.3659
253005-Residential AC SEER 13 Early Ret. CZ 6, 7 or 8 | 0.62396 | 0.0058428 | 0.87653 | 453.1666 | 6797.4984 | 0.54897 | 8.2346 | -0.018689 | -0.056174 | -0.018689 | -0.056174 | 0.31937 | 0.95995 | 0.31937 | 0.95995 | 0.9491 | 11.9618 | 0.9491 | 11.9618
253009-Residential AC SEER 15 Early Ret. CZ 6, 7 or 8 | 0.80832 | 0.0075692 | 1.04 | 587.0674 | 8806.011 | -3.5692 | -53.5384 | -0.032243 | 1.0475 | -0.032243 | 1.0475 | 0.31715 | 1.0475 | 0.31715 | 1.0475 | 0.89859 | 10.9137 | 0.89859 | 10.9137
253005-Residential AC SEER 13 Early Ret. CZ 6, 7 or 8 | 0.62396 | 0.0058428 | 0.87653 | 453.1666 | 6797.4984 | 0.54897 | 8.2346 | -0.018689 | -0.056174 | -0.018689 | -0.056174 | 0.31937 | 0.95995 | 0.31937 | 0.95995 | 0.9491 | 11.9618 | 0.9491 | 11.9618
253007-Residential AC SEER 14 Early Ret. CZ 6, 7 or 8 | 0.51159 | 0.0047906 | 0.74603 | 371.5545 | 5573.3179 | 1.1917 | 17.8749 | -0.043246 | -0.12999 | -0.043246 | -0.12999 | 0.31273 | 0.94 | 0.31273 | 0.94 | 0.88961 | 9.7422 | 0.88961 | 9.7422
253007-Residential AC SEER 14 Early Ret. CZ 6, 7 or 8 | 0.51159 | 0.0047906 | 0.74603 | 371.5545 | 5573.3179 | 1.1917 | 17.8749 | -0.043246 | -0.12999 | -0.043246 | -0.12999 | 0.31273 | 0.94 | 0.31273 | 0.94 | 0.88961 | 9.7422 | 0.88961 | 9.7422
253008-Residential AC SEER 14 Early Ret. CZ 10, 14, or 15 | 0.89349 | 0.0083668 | 0.74808 | 648.9265 | 9733.8973 | 0.80859 | 12.1289 | 0.11122 | 0.3343 | 0.11122 | 0.3343 | 0.29256 | 0.87937 | 0.29256 | 0.87937 | 1.4687 | 6.2294 | 1.4687 | 6.2294
253008-Residential AC SEER 14 Early Ret. CZ 10, 14, or 15 | 1.1913 | 0.011156 | 0.99743 | 865.2353 | 12978.5298 | 1.0781 | 16.1718 | 0.11122 | 0.3343 | 0.11122 | 0.3343 | 0.29256 | 0.87937 | 0.29256 | 0.87937 | 1.4687 | 6.2294 | 1.4687 | 6.2294
253009-Residential AC SEER 15 Early Ret. CZ 6, 7 or 8 | 0.40416 | 0.0037846 | 0.52002 | 293.5337 | 4403.0055 | -1.7846 | -26.7692 | -0.032243 | 1.0475 | -0.032243 | 1.0475 | 0.31715 | 1.0475 | 0.31715 | 1.0475 | 0.89859 | 10.9137 | 0.89859 | 10.9137
253009-Residential AC SEER 15 Early Ret. CZ 6, 7 or 8 | 0.40416 | 0.0037846 | 0.52002 | 293.5337 | 4403.0055 | -1.7846 | -26.7692 | -0.032243 | 1.0475 | -0.032243 | 1.0475 | 0.31715 | 1.0475 | 0.31715 | 1.0475 | 0.89859 | 10.9137 | 0.89859 | 10.9137
253009-Residential AC SEER 15 Early Ret. CZ 6, 7 or 8 | 0.60624 | 0.0056769 | 0.78002 | 440.3005 | 6604.5082 | -2.6769 | -40.1538 | -0.032243 | 1.0475 | -0.032243 | 1.0475 | 0.31715 | 1.0475 | 0.31715 | 1.0475 | 0.89859 | 10.9137 | 0.89859 | 10.9137
253007-Residential AC SEER 14 Early Ret. CZ 6, 7 or 8 | 0.68211 | 0.0063874 | 0.9947 | 495.406 | 7431.0906 | 1.5889 | 23.8333 | -0.04156 | -0.12492 | -0.04156 | -0.12492 | 0.31784 | 0.95536 | 0.31784 | 0.95536 | 0.89345 | 11.3659 | 0.89345 | 11.3659
253003-Residential AC SEER 15 CZ 6, 7 or 8 | 0.60624 | 0.0056769 | 0.78002 | 440.3005 | 6604.5082 | -2.6769 | -40.1538 | 0.24768 | 1.0475 | 0.24768 | 1.0475 | 0.32593 | 1.0475 | 0.32593 | 1.0475 | 3.3933 | 15.1579 | 3.3933 | 15.1579
253005-Residential AC SEER 13 Early Ret. CZ 6, 7 or 8 | 0.62396 | 0.0058428 | 0.87653 | 453.1666 | 6797.4984 | 0.54897 | 8.2346 | -0.018689 | -0.056174 | -0.018689 | -0.056174 | 0.31937 | 0.95995 | 0.31937 | 0.95995 | 0.9491 | 11.9618 | 0.9491 | 11.9618
253007-Residential AC SEER 14 Early Ret. CZ 6, 7 or 8 | 0.85264 | 0.0079843 | 1.2434 | 619.2576 | 9288.8633 | 1.9861 | 29.7916 | -0.04156 | -0.12492 | -0.04156 | -0.12492 | 0.31784 | 0.95536 | 0.31784 | 0.95536 | 0.89345 | 11.3659 | 0.89345 | 11.3659
253007-Residential AC SEER 14 Early Ret. CZ 6, 7 or 8 | 0.68211 | 0.0063874 | 0.9947 | 495.406 | 7431.0906 | 1.5889 | 23.8333 | -0.04156 | -0.12492 | -0.04156 | -0.12492 | 0.31784 | 0.95536 | 0.31784 | 0.95536 | 0.89345 | 11.3659 | 0.89345 | 11.3659
253008-Residential AC SEER 14 Early Ret. CZ 10, 14, or 15 | 0.89349 | 0.0083668 | 0.74808 | 648.9265 | 9733.8973 | 0.80859 | 12.1289 | 0.11122 | 0.3343 | 0.11122 | 0.3343 | 0.29256 | 0.87937 | 0.29256 | 0.87937 | 1.4687 | 6.2294 | 1.4687 | 6.2294
253008-Residential AC SEER 14 Early Ret. CZ 10, 14, or 15 | 1.4892 | 0.013945 | 1.2468 | 1081.5441 | 16223.1622 | 1.3477 | 20.2148 | 0.11122 | 0.3343 | 0.11122 | 0.3343 | 0.29256 | 0.87937 | 0.29256 | 0.87937 | 1.4687 | 6.2294 | 1.4687 | 6.2294
253006-Residential AC SEER 13 Early Ret. CZ 10, 14, or 15 | 1.0762 | 0.010077 | 0.88216 | 781.6032 | 11724.0486 | 0.30495 | 4.5742 | 0.12484 | 0.37524 | 0.12484 | 0.37524 | 0.30052 | 0.90331 | 0.30052 | 0.90331 | 1.5582 | 7.2637 | 1.5582 | 7.2637
253006-Residential AC SEER 13 Early Ret. CZ 10, 14, or 15 | 1.0762 | 0.010077 | 0.88216 | 781.6032 | 11724.0486 | 0.30495 | 4.5742 | 0.12484 | 0.37524 | 0.12484 | 0.37524 | 0.30052 | 0.90331 | 0.30052 | 0.90331 | 1.5582 | 7.2637 | 1.5582 | 7.2637
253006-Residential AC SEER 13 Early Ret. CZ 10, 14, or 15 | 1.0762 | 0.010077 | 0.88216 | 781.6032 | 11724.0486 | 0.30495 | 4.5742 | 0.12484 | 0.37524 | 0.12484 | 0.37524 | 0.30052 | 0.90331 | 0.30052 | 0.90331 | 1.5582 | 7.2637 | 1.5582 | 7.2637
253009-Residential AC SEER 15 Early Ret. CZ 6, 7 or 8 | 0.80832 | 0.0075692 | 1.04 | 587.0674 | 8806.011 | -3.5692 | -53.5384 | -0.032243 | 1.0475 | -0.032243 | 1.0475 | 0.31715 | 1.0475 | 0.31715 | 1.0475 | 0.89859 | 10.9137 | 0.89859 | 10.9137
253009-Residential AC SEER 15 Early Ret. CZ 6, 7 or 8 | 0.60624 | 0.0056769 | 0.78002 | 440.3005 | 6604.5082 | -2.6769 | -40.1538 | -0.032243 | 1.0475 | -0.032243 | 1.0475 | 0.31715 | 1.0475 | 0.31715 | 1.0475 | 0.89859 | 10.9137 | 0.89859 | 10.9137
253007-Residential AC SEER 14 Early Ret. CZ 6, 7 or 8 | 0.85264 | 0.0079843 | 1.2434 | 619.2576 | 9288.8633 | 1.9861 | 29.7916 | -0.04156 | -0.12492 | -0.04156 | -0.12492 | 0.31784 | 0.95536 | 0.31784 | 0.95536 | 0.89345 | 11.3659 | 0.89345 | 11.3659
253008-Residential AC SEER 14 Early Ret. CZ 10, 14, or 15 | 1.4892 | 0.013945 | 1.2468 | 1081.5441 | 16223.1622 | 1.3477 | 20.2148 | 0.11122 | 0.3343 | 0.11122 | 0.3343 | 0.29256 | 0.87937 | 0.29256 | 0.87937 | 1.4687 | 6.2294 | 1.4687 | 6.2294
253010-Residential AC SEER 15 Early Ret. CZ 10, 14, or 15 | 1.0316 | 0.0096603 | 0.7925 | 749.2516 | 11238.7743 | -2.2149 | -33.2232 | 0.11249 | 1.0475 | 0.11249 | 1.0475 | 0.29102 | 1.0475 | 0.29102 | 1.0475 | 1.4635 | 6.0094 | 1.4635 | 6.0094
253009-Residential AC SEER 15 Early Ret. CZ 6, 7 or 8 | 0.80832 | 0.0075692 | 1.04 | 587.0674 | 8806.011 | -3.5692 | -53.5384 | -0.032243 | 1.0475 | -0.032243 | 1.0475 | 0.31715 | 1.0475 | 0.31715 | 1.0475 | 0.89859 | 10.9137 | 0.89859 | 10.9137
253009-Residential AC SEER 15 Early Ret. CZ 6, 7 or 8 | 0.60624 | 0.0056769 | 0.78002 | 440.3005 | 6604.5082 | -2.6769 | -40.1538 | -0.032243 | 1.0475 | -0.032243 | 1.0475 | 0.31715 | 1.0475 | 0.31715 | 1.0475 | 0.89859 | 10.9137 | 0.89859 | 10.9137
253007-Residential AC SEER 14 Early Ret. CZ 6, 7 or 8 | 0.51159 | 0.0047906 | 0.74603 | 371.5545 | 5573.3179 | 1.1917 | 17.8749 | -0.04156 | -0.12492 | -0.04156 | -0.12492 | 0.31784 | 0.95536 | 0.31784 | 0.95536 | 0.89345 | 11.3659 | 0.89345 | 11.3659
253005-Residential AC SEER 13 Early Ret. CZ 6, 7 or 8 | 0.77994 | 0.0073035 | 1.0957 | 566.4582 | 8496.873 | 0.68621 | 10.2932 | -0.018689 | -0.056174 | -0.018689 | -0.056174 | 0.31937 | 0.95995 | 0.31937 | 0.95995 | 0.9491 | 11.9618 | 0.9491 | 11.9618
253005-Residential AC SEER 13 Early Ret. CZ 6, 7 or 8 | 0.77994 | 0.0073035 | 1.0957 | 566.4582 | 8496.873 | 0.68621 | 10.2932 | -0.018689 | -0.056174 | -0.018689 | -0.056174 | 0.31937 | 0.95995 | 0.31937 | 0.95995 | 0.9491 | 11.9618 | 0.9491 | 11.9618
253007-Residential AC SEER 14 Early Ret. CZ 6, 7 or 8 | 0.51159 | 0.0047906 | 0.74603 | 371.5545 | 5573.3179 | 1.1917 | 17.8749 | -0.04156 | -0.12492 | -0.04156 | -0.12492 | 0.31784 | 0.95536 | 0.31784 | 0.95536 | 0.89345 | 11.3659 | 0.89345 | 11.3659
253007-Residential AC SEER 14 Early Ret. CZ 6, 7 or 8 | 0.34106 | 0.0031937 | 0.49735 | 247.703 | 3715.5453 | 0.79444 | 11.9166 | -0.044089 | -0.13252 | -0.044089 | -0.13252 | 0.31017 | 0.93232 | 0.31017 | 0.93232 | 0.8877 | 9.0927 | 0.8877 | 9.0927
253005-Residential AC SEER 13 Early Ret. CZ 6, 7 or 8 | 0.77994 | 0.0073035 | 1.0957 | 566.4582 | 8496.873 | 0.68621 | 10.2932 | -0.018689 | -0.056174 | -0.018689 | -0.056174 | 0.31937 | 0.95995 | 0.31937 | 0.95995 | 0.9491 | 11.9618 | 0.9491 | 11.9618
253005-Residential AC SEER 13 Early Ret. CZ 6, 7 or 8 | 0.77994 | 0.0073035 | 1.0957 | 566.4582 | 8496.873 | 0.68621 | 10.2932 | -0.018689 | -0.056174 | -0.018689 | -0.056174 | 0.31937 | 0.95995 | 0.31937 | 0.95995 | 0.9491 | 11.9618 | 0.9491 | 11.9618
253007-Residential AC SEER 14 Early Ret. CZ 6, 7 or 8 | 0.51159 | 0.0047906 | 0.74603 | 371.5545 | 5573.3179 | 1.1917 | 17.8749 | -0.04156 | -0.12492 | -0.04156 | -0.12492 | 0.31784 | 0.95536 | 0.31784 | 0.95536 | 0.89345 | 11.3659 | 0.89345 | 11.3659
253005-Residential AC SEER 13 Early Ret. CZ 6, 7 or 8 | 0.77994 | 0.0073035 | 1.0957 | 566.4582 | 8496.873 | 0.68621 | 10.2932 | -0.018689 | -0.056174 | -0.018689 | -0.056174 | 0.31937 | 0.95995 | 0.31937 | 0.95995 | 0.9491 | 11.9618 | 0.9491 | 11.9618
253005-Residential AC SEER 13 Early Ret. CZ 6, 7 or 8 | 0.77994 | 0.0073035 | 1.0957 | 566.4582 | 8496.873 | 0.68621 | 10.2932 | -0.018689 | -0.056174 | -0.018689 | -0.056174 | 0.31937 | 0.95995 | 0.31937 | 0.95995 | 0.9491 | 11.9618 | 0.9491 | 11.9618
253006-Residential AC SEER 13 Early Ret. CZ 10, 14, or 15 | 1.3452 | 0.012597 | 1.1027 | 977.0041 | 14655.0608 | 0.38118 | 5.7177 | 0.12484 | 0.37524 | 0.12484 | 0.37524 | 0.30052 | 0.90331 | 0.30052 | 0.90331 | 1.5582 | 7.2637 | 1.5582 | 7.2637
253007-Residential AC SEER 14 Early Ret. CZ 6, 7 or 8 | 0.51159 | 0.0047906 | 0.74603 | 371.5545 | 5573.3179 | 1.1917 | 17.8749 | -0.04156 | -0.12492 | -0.04156 | -0.12492 | 0.31784 | 0.95536 | 0.31784 | 0.95536 | 0.89345 | 11.3659 | 0.89345 | 11.3659
253005-Residential AC SEER 13 Early Ret. CZ 6, 7 or 8 | 0.77994 | 0.0073035 | 1.0957 | 566.4582 | 8496.873 | 0.68621 | 10.2932 | -0.018689 | -0.056174 | -0.018689 | -0.056174 | 0.31937 | 0.95995 | 0.31937 | 0.95995 | 0.9491 | 11.9618 | 0.9491 | 11.9618
253007-Residential AC SEER 14 Early Ret. CZ 6, 7 or 8 | 0.51159 | 0.0047906 | 0.74603 | 371.5545 | 5573.3179 | 1.1917 | 17.8749 | -0.04156 | -0.12492 | -0.04156 | -0.12492 | 0.31784 | 0.95536 | 0.31784 | 0.95536 | 0.89345 | 11.3659 | 0.89345 | 11.3659
253007-Residential AC SEER 14 Early Ret. CZ 6, 7 or 8 | 0.51159 | 0.0047906 | 0.74603 | 371.5545 | 5573.3179 | 1.1917 | 17.8749 | -0.04156 | -0.12492 | -0.04156 | -0.12492 | 0.31784 | 0.95536 | 0.31784 | 0.95536 | 0.89345 | 11.3659 | 0.89345 | 11.3659
253007-Residential AC SEER 14 Early Ret. CZ 6, 7 or 8 | 0.51159 | 0.0047906 | 0.74603 | 371.5545 | 5573.3179 | 1.1917 | 17.8749 | -0.04156 | -0.12492 | -0.04156 | -0.12492 | 0.31784 | 0.95536 | 0.31784 | 0.95536 | 0.89345 | 11.3659 | 0.89345 | 11.3659
253007-Residential AC SEER 14 Early Ret. CZ 6, 7 or 8 | 0.51159 | 0.0047906 | 0.74603 | 371.5545 | 5573.3179 | 1.1917 | 17.8749 | -0.04156 | -0.12492 | -0.04156 | -0.12492 | 0.31784 | 0.95536 | 0.31784 | 0.95536 | 0.89345 | 11.3659 | 0.89345 | 11.3659
253005-Residential AC SEER 13 Early Ret. CZ 6, 7 or 8 | 0.77994 | 0.0073035 | 1.0957 | 566.4582 | 8496.873 | 0.68621 | 10.2932 | -0.018689 | -0.056174 | -0.018689 | -0.056174 | 0.31937 | 0.95995 | 0.31937 | 0.95995 | 0.9491 | 11.9618 | 0.9491 | 11.9618
253005-Residential AC SEER 13 Early Ret. CZ 6, 7 or 8 | 0.77994 | 0.0073035 | 1.0957 | 566.4582 | 8496.873 | 0.68621 | 10.2932 | -0.018689 | -0.056174 | -0.018689 | -0.056174 | 0.31937 | 0.95995 | 0.31937 | 0.95995 | 0.9491 | 11.9618 | 0.9491 | 11.9618
253007-Residential AC SEER 14 Early Ret. CZ 6, 7 or 8 | 0.51159 | 0.0047906 | 0.74603 | 371.5545 | 5573.3179 | 1.1917 | 17.8749 | -0.04156 | -0.12492 | -0.04156 | -0.12492 | 0.31784 | 0.95536 | 0.31784 | 0.95536 | 0.89345 | 11.3659 | 0.89345 | 11.3659
253008-Residential AC SEER 14 Early Ret. CZ 10, 14, or 15 | 0.89349 | 0.0083668 | 0.74808 | 648.9265 | 9733.8973 | 0.80859 | 12.1289 | 0.11122 | 0.3343 | 0.11122 | 0.3343 | 0.29256 | 0.87937 | 0.29256 | 0.87937 | 1.4687 | 6.2294 | 1.4687 | 6.2294
253008-Residential AC SEER 14 Early Ret. CZ 10, 14, or 15 | 1.1913 | 0.011156 | 0.99743 | 865.2353 | 12978.5298 | 1.0781 | 16.1718 | 0.11122 | 0.3343 | 0.11122 | 0.3343 | 0.29256 | 0.87937 | 0.29256 | 0.87937 | 1.4687 | 6.2294 | 1.4687 | 6.2294
253007-Residential AC SEER 14 Early Ret. CZ 6, 7 or 8 | 0.68211 | 0.0063874 | 0.9947 | 495.406 | 7431.0906 | 1.5889 | 23.8333 | -0.04156 | -0.12492 | -0.04156 | -0.12492 | 0.31784 | 0.95536 | 0.31784 | 0.95536 | 0.89345 | 11.3659 | 0.89345 | 11.3659
253008-Residential AC SEER 14 Early Ret. CZ 10, 14, or 15 | 0.89349 | 0.0083668 | 0.74808 | 648.9265 | 9733.8973 | 0.80859 | 12.1289 | 0.11122 | 0.3343 | 0.11122 | 0.3343 | 0.29256 | 0.87937 | 0.29256 | 0.87937 | 1.4687 | 6.2294 | 1.4687 | 6.2294
253008-Residential AC SEER 14 Early Ret. CZ 10, 14, or 15 | 1.4892 | 0.013945 | 1.2468 | 1081.5441 | 16223.1622 | 1.3477 | 20.2148 | 0.11122 | 0.3343 | 0.11122 | 0.3343 | 0.29256 | 0.87937 | 0.29256 | 0.87937 | 1.4687 | 6.2294 | 1.4687 | 6.2294
253008-Residential AC SEER 14 Early Ret. CZ 10, 14, or 15 | 1.1913 | 0.011156 | 0.99743 | 865.2353 | 12978.5298 | 1.0781 | 16.1718 | 0.11122 | 0.3343 | 0.11122 | 0.3343 | 0.29256 | 0.87937 | 0.29256 | 0.87937 | 1.4687 | 6.2294 | 1.4687 | 6.2294
253008-Residential AC SEER 14 Early Ret. CZ 10, 14, or 15 | 0.59566 | 0.0055779 | 0.49872 | 432.6177 | 6489.2649 | 0.53906 | 8.0859 | 0.11122 | 0.3343 | 0.11122 | 0.3343 | 0.29256 | 0.87937 | 0.29256 | 0.87937 | 1.4687 | 6.2294 | 1.4687 | 6.2294
253008-Residential AC SEER 14 Early Ret. CZ 10, 14, or 15 | 1.1913 | 0.011156 | 0.99743 | 865.2353 | 12978.5298 | 1.0781 | 16.1718 | 0.11122 | 0.3343 | 0.11122 | 0.3343 | 0.29256 | 0.87937 | 0.29256 | 0.87937 | 1.4687 | 6.2294 | 1.4687 | 6.2294
253008-Residential AC SEER 14 Early Ret. CZ 10, 14, or 15 | 0.89349 | 0.0083668 | 0.74808 | 648.9265 | 9733.8973 | 0.80859 | 12.1289 | 0.11122 | 0.3343 | 0.11122 | 0.3343 | 0.29256 | 0.87937 | 0.29256 | 0.87937 | 1.4687 | 6.2294 | 1.4687 | 6.2294
253007-Residential AC SEER 14 Early Ret. CZ 6, 7 or 8 | 0.34106 | 0.0031937 | 0.49735 | 247.703 | 3715.5453 | 0.79444 | 11.9166 | -0.044089 | -0.13252 | -0.044089 | -0.13252 | 0.31017 | 0.93232 | 0.31017 | 0.93232 | 0.8877 | 9.0927 | 0.8877 | 9.0927
253007-Residential AC SEER 14 Early Ret. CZ 6, 7 or 8 | 0.34106 | 0.0031937 | 0.49735 | 247.703 | 3715.5453 | 0.79444 | 11.9166 | -0.04156 | -0.12492 | -0.04156 | -0.12492 | 0.31784 | 0.95536 | 0.31784 | 0.95536 | 0.89345 | 11.3659 | 0.89345 | 11.3659
253007-Residential AC SEER 14 Early Ret. CZ 6, 7 or 8 | 0.51159 | 0.0047906 | 0.74603 | 371.5545 | 5573.3179 | 1.1917 | 17.8749 | -0.04156 | -0.12492 | -0.04156 | -0.12492 | 0.31784 | 0.95536 | 0.31784 | 0.95536 | 0.89345 | 11.3659 | 0.89345 | 11.3659
253008-Residential AC SEER 14 Early Ret. CZ 10, 14, or 15 | 1.4892 | 0.013945 | 1.2468 | 1081.5441 | 16223.1622 | 1.3477 | 20.2148 | 0.11122 | 0.3343 | 0.11122 | 0.3343 | 0.29256 | 0.87937 | 0.29256 | 0.87937 | 1.4687 | 6.2294 | 1.4687 | 6.2294
253007-Residential AC SEER 14 Early Ret. CZ 6, 7 or 8 | 0.85264 | 0.0079843 | 1.2434 | 619.2576 | 9288.8633 | 1.9861 | 29.7916 | -0.04156 | -0.12492 | -0.04156 | -0.12492 | 0.31784 | 0.95536 | 0.31784 | 0.95536 | 0.89345 | 11.3659 | 0.89345 | 11.3659
253008-Residential AC SEER 14 Early Ret. CZ 10, 14, or 15 | 1.1913 | 0.011156 | 0.99743 | 865.2353 | 12978.5298 | 1.0781 | 16.1718 | 0.11122 | 0.3343 | 0.11122 | 0.3343 | 0.29256 | 0.87937 | 0.29256 | 0.87937 | 1.4687 | 6.2294 | 1.4687 | 6.2294
253010-Residential AC SEER 15 Early Ret. CZ 10, 14, or 15 | 1.0316 | 0.0096603 | 0.7925 | 749.2516 | 11238.7743 | -2.2149 | -33.2232 | 0.10933 | 1.0475 | 0.10933 | 1.0475 | 0.28144 | 1.0475 | 0.28144 | 1.0475 | 1.4441 | 5.1509 | 1.4441 | 5.1509
253008-Residential AC SEER 14 Early Ret. CZ 10, 14, or 15 | 0.89349 | 0.0083668 | 0.74808 | 648.9265 | 9733.8973 | 0.80859 | 12.1289 | 0.11122 | 0.3343 | 0.11122 | 0.3343 | 0.29256 | 0.87937 | 0.29256 | 0.87937 | 1.4687 | 6.2294 | 1.4687 | 6.2294
253007-Residential AC SEER 14 Early Ret. CZ 6, 7 or 8 | 0.51159 | 0.0047906 | 0.74603 | 371.5545 | 5573.3179 | 1.1917 | 17.8749 | -0.04156 | -0.12492 | -0.04156 | -0.12492 | 0.31784 | 0.95536 | 0.31784 | 0.95536 | 0.89345 | 11.3659 | 0.89345 | 11.3659
253008-Residential AC SEER 14 Early Ret. CZ 10, 14, or 15 | 0.59566 | 0.0055779 | 0.49872 | 432.6177 | 6489.2649 | 0.53906 | 8.0859 | 0.11122 | 0.3343 | 0.11122 | 0.3343 | 0.29256 | 0.87937 | 0.29256 | 0.87937 | 1.4687 | 6.2294 | 1.4687 | 6.2294
253009-Residential AC SEER 15 Early Ret. CZ 6, 7 or 8 | 0.60624 | 0.0056769 | 0.78002 | 440.3005 | 6604.5082 | -2.6769 | -40.1538 | -0.032243 | 1.0475 | -0.032243 | 1.0475 | 0.31715 | 1.0475 | 0.31715 | 1.0475 | 0.89859 | 10.9137 | 0.89859 | 10.9137
253007-Residential AC SEER 14 Early Ret. CZ 6, 7 or 8 | 0.51159 | 0.0047906 | 0.74603 | 371.5545 | 5573.3179 | 1.1917 | 17.8749 | -0.04156 | -0.12492 | -0.04156 | -0.12492 | 0.31784 | 0.95536 | 0.31784 | 0.95536 | 0.89345 | 11.3659 | 0.89345 | 11.3659
253007-Residential AC SEER 14 Early Ret. CZ 6, 7 or 8 | 0.51159 | 0.0047906 | 0.74603 | 371.5545 | 5573.3179 | 1.1917 | 17.8749 | -0.04156 | -0.12492 | -0.04156 | -0.12492 | 0.31784 | 0.95536 | 0.31784 | 0.95536 | 0.89345 | 11.3659 | 0.89345 | 11.3659
253007-Residential AC SEER 14 Early Ret. CZ 6, 7 or 8 | 0.51159 | 0.0047906 | 0.74603 | 371.5545 | 5573.3179 | 1.1917 | 17.8749 | -0.04156 | -0.12492 | -0.04156 | -0.12492 | 0.31784 | 0.95536 | 0.31784 | 0.95536 | 0.89345 | 11.3659 | 0.89345 | 11.3659
253008-Residential AC SEER 14 Early Ret. CZ 10, 14, or 15 | 1.1913 | 0.011156 | 0.99743 | 865.2353 | 12978.5298 | 1.0781 | 16.1718 | 0.11122 | 0.3343 | 0.11122 | 0.3343 | 0.29256 | 0.87937 | 0.29256 | 0.87937 | 1.4687 | 6.2294 | 1.4687 | 6.2294
253007-Residential AC SEER 14 Early Ret. CZ 6, 7 or 8 | 0.34106 | 0.0031937 | 0.49735 | 247.703 | 3715.5453 | 0.79444 | 11.9166 | -0.044089 | -0.13252 | -0.044089 | -0.13252 | 0.31017 | 0.93232 | 0.31017 | 0.93232 | 0.8877 | 9.0927 | 0.8877 | 9.0927
253004-Residential AC SEER 15 CZ 10, 14, or 15 | 0.68775 | 0.0064402 | 0.52834 | 499.5011 | 7492.5162 | -1.4766 | -22.1488 | 0.28112 | 1.0475 | 0.28112 | 1.0475 | 0.3106 | 1.0475 | 0.3106 | 1.0475 | 5.1263 | 9.1147 | 5.1263 | 9.1147
253007-Residential AC SEER 14 Early Ret. CZ 6, 7 or 8 | 0.51159 | 0.0047906 | 0.74603 | 371.5545 | 5573.3179 | 1.1917 | 17.8749 | -0.043246 | -0.12999 | -0.043246 | -0.12999 | 0.31273 | 0.94 | 0.31273 | 0.94 | 0.88961 | 9.7422 | 0.88961 | 9.7422
253006-Residential AC SEER 13 Early Ret. CZ 10, 14, or 15 | 1.0762 | 0.010077 | 0.88216 | 781.6032 | 11724.0486 | 0.30495 | 4.5742 | 0.12484 | 0.37524 | 0.12484 | 0.37524 | 0.30052 | 0.90331 | 0.30052 | 0.90331 | 1.5582 | 7.2637 | 1.5582 | 7.2637
253009-Residential AC SEER 15 Early Ret. CZ 6, 7 or 8 | 0.60624 | 0.0056769 | 0.78002 | 440.3005 | 6604.5082 | -2.6769 | -40.1538 | -0.032243 | 1.0475 | -0.032243 | 1.0475 | 0.31715 | 1.0475 | 0.31715 | 1.0475 | 0.89859 | 10.9137 | 0.89859 | 10.9137
253008-Residential AC SEER 14 Early Ret. CZ 10, 14, or 15 | 1.4892 | 0.013945 | 1.2468 | 1081.5441 | 16223.1622 | 1.3477 | 20.2148 | 0.11122 | 0.3343 | 0.11122 | 0.3343 | 0.29256 | 0.87937 | 0.29256 | 0.87937 | 1.4687 | 6.2294 | 1.4687 | 6.2294
253007-Residential AC SEER 14 Early Ret. CZ 6, 7 or 8 | 0.51159 | 0.0047906 | 0.74603 | 371.5545 | 5573.3179 | 1.1917 | 17.8749 | -0.04156 | -0.12492 | -0.04156 | -0.12492 | 0.31784 | 0.95536 | 0.31784 | 0.95536 | 0.89345 | 11.3659 | 0.89345 | 11.3659
253008-Residential AC SEER 14 Early Ret. CZ 10, 14, or 15 | 1.4892 | 0.013945 | 1.2468 | 1081.5441 | 16223.1622 | 1.3477 | 20.2148 | 0.11122 | 0.3343 | 0.11122 | 0.3343 | 0.29256 | 0.87937 | 0.29256 | 0.87937 | 1.4687 | 6.2294 | 1.4687 | 6.2294
253007-Residential AC SEER 14 Early Ret. CZ 6, 7 or 8 | 0.51159 | 0.0047906 | 0.74603 | 371.5545 | 5573.3179 | 1.1917 | 17.8749 | -0.04156 | -0.12492 | -0.04156 | -0.12492 | 0.31784 | 0.95536 | 0.31784 | 0.95536 | 0.89345 | 11.3659 | 0.89345 | 11.3659
253009-Residential AC SEER 15 Early Ret. CZ 6, 7 or 8 | 0.40416 | 0.0037846 | 0.52002 | 293.5337 | 4403.0055 | -1.7846 | -26.7692 | -0.032243 | 1.0475 | -0.032243 | 1.0475 | 0.31715 | 1.0475 | 0.31715 | 1.0475 | 0.89859 | 10.9137 | 0.89859 | 10.9137
253009-Residential AC SEER 15 Early Ret. CZ 6, 7 or 8 | 0.60624 | 0.0056769 | 0.78002 | 440.3005 | 6604.5082 | -2.6769 | -40.1538 | -0.032243 | 1.0475 | -0.032243 | 1.0475 | 0.31715 | 1.0475 | 0.31715 | 1.0475 | 0.89859 | 10.9137 | 0.89859 | 10.9137
253007-Residential AC SEER 14 Early Ret. CZ 6, 7 or 8 | 0.34106 | 0.0031937 | 0.49735 | 247.703 | 3715.5453 | 0.79444 | 11.9166 | -0.044089 | -0.13252 | -0.044089 | -0.13252 | 0.31017 | 0.93232 | 0.31017 | 0.93232 | 0.8877 | 9.0927 | 0.8877 | 9.0927
253008-Residential AC SEER 14 Early Ret. CZ 10, 14, or 15 | 0.59566 | 0.0055779 | 0.49872 | 432.6177 | 6489.2649 | 0.53906 | 8.0859 | 0.11122 | 0.3343 | 0.11122 | 0.3343 | 0.29256 | 0.87937 | 0.29256 | 0.87937 | 1.4687 | 6.2294 | 1.4687 | 6.2294
253007-Residential AC SEER 14 Early Ret. CZ 6, 7 or 8 | 0.51159 | 0.0047906 | 0.74603 | 371.5545 | 5573.3179 | 1.1917 | 17.8749 | -0.04156 | -0.12492 | -0.04156 | -0.12492 | 0.31784 | 0.95536 | 0.31784 | 0.95536 | 0.89345 | 11.3659 | 0.89345 | 11.3659
253008-Residential AC SEER 14 Early Ret. CZ 10, 14, or 15 | 1.4892 | 0.013945 | 1.2468 | 1081.5441 | 16223.1622 | 1.3477 | 20.2148 | 0.11122 | 0.3343 | 0.11122 | 0.3343 | 0.29256 | 0.87937 | 0.29256 | 0.87937 | 1.4687 | 6.2294 | 1.4687 | 6.2294
253008-Residential AC SEER 14 Early Ret. CZ 10, 14, or 15 | 1.1913 | 0.011156 | 0.99743 | 865.2353 | 12978.5298 | 1.0781 | 16.1718 | 0.11122 | 0.3343 | 0.11122 | 0.3343 | 0.29256 | 0.87937 | 0.29256 | 0.87937 | 1.4687 | 6.2294 | 1.4687 | 6.2294
253008-Residential AC SEER 14 Early Ret. CZ 10, 14, or 15 | 1.4892 | 0.013945 | 1.2468 | 1081.5441 | 16223.1622 | 1.3477 | 20.2148 | 0.11122 | 0.3343 | 0.11122 | 0.3343 | 0.29256 | 0.87937 | 0.29256 | 0.87937 | 1.4687 | 6.2294 | 1.4687 | 6.2294
253008-Residential AC SEER 14 Early Ret. CZ 10, 14, or 15 | 1.1913 | 0.011156 | 0.99743 | 865.2353 | 12978.5298 | 1.0781 | 16.1718 | 0.11122 | 0.3343 | 0.11122 | 0.3343 | 0.29256 | 0.87937 | 0.29256 | 0.87937 | 1.4687 | 6.2294 | 1.4687 | 6.2294
253005-Residential AC SEER 13 Early Ret. CZ 6, 7 or 8 | 0.62396 | 0.0058428 | 0.87653 | 453.1666 | 6797.4984 | 0.54897 | 8.2346 | -0.018689 | -0.056174 | -0.018689 | -0.056174 | 0.31937 | 0.95995 | 0.31937 | 0.95995 | 0.9491 | 11.9618 | 0.9491 | 11.9618
253008-Residential AC SEER 14 Early Ret. CZ 10, 14, or 15 | 1.4892 | 0.013945 | 1.2468 | 1081.5441 | 16223.1622 | 1.3477 | 20.2148 | 0.11122 | 0.3343 | 0.11122 | 0.3343 | 0.29256 | 0.87937 | 0.29256 | 0.87937 | 1.4687 | 6.2294 | 1.4687 | 6.2294
253006-Residential AC SEER 13 Early Ret. CZ 10, 14, or 15 | 1.0762 | 0.010077 | 0.88216 | 781.6032 | 11724.0486 | 0.30495 | 4.5742 | 0.12484 | 0.37524 | 0.12484 | 0.37524 | 0.30052 | 0.90331 | 0.30052 | 0.90331 | 1.5582 | 7.2637 | 1.5582 | 7.2637
253007-Residential AC SEER 14 Early Ret. CZ 6, 7 or 8 | 0.51159 | 0.0047906 | 0.74603 | 371.5545 | 5573.3179 | 1.1917 | 17.8749 | -0.04156 | -0.12492 | -0.04156 | -0.12492 | 0.31784 | 0.95536 | 0.31784 | 0.95536 | 0.89345 | 11.3659 | 0.89345 | 11.3659
253006-Residential AC SEER 13 Early Ret. CZ 10, 14, or 15 | 1.3452 | 0.012597 | 1.1027 | 977.0041 | 14655.0608 | 0.38118 | 5.7177 | 0.12484 | 0.37524 | 0.12484 | 0.37524 | 0.30052 | 0.90331 | 0.30052 | 0.90331 | 1.5582 | 7.2637 | 1.5582 | 7.2637
253008-Residential AC SEER 14 Early Ret. CZ 10, 14, or 15 | 1.4892 | 0.013945 | 1.2468 | 1081.5441 | 16223.1622 | 1.3477 | 20.2148 | 0.11122 | 0.3343 | 0.11122 | 0.3343 | 0.29256 | 0.87937 | 0.29256 | 0.87937 | 1.4687 | 6.2294 | 1.4687 | 6.2294
253010-Residential AC SEER 15 Early Ret. CZ 10, 14, or 15 | 1.0316 | 0.0096603 | 0.7925 | 749.2516 | 11238.7743 | -2.2149 | -33.2232 | 0.11249 | 1.0475 | 0.11249 | 1.0475 | 0.29102 | 1.0475 | 0.29102 | 1.0475 | 1.4635 | 6.0094 | 1.4635 | 6.0094
253008-Residential AC SEER 14 Early Ret. CZ 10, 14, or 15 | 0.89349 | 0.0083668 | 0.74808 | 648.9265 | 9733.8973 | 0.80859 | 12.1289 | 0.11122 | 0.3343 | 0.11122 | 0.3343 | 0.29256 | 0.87937 | 0.29256 | 0.87937 | 1.4687 | 6.2294 | 1.4687 | 6.2294
253009-Residential AC SEER 15 Early Ret. CZ 6, 7 or 8 | 0.60624 | 0.0056769 | 0.78002 | 440.3005 | 6604.5082 | -2.6769 | -40.1538 | -0.033968 | 1.0475 | -0.033968 | 1.0475 | 0.31193 | 1.0475 | 0.31193 | 1.0475 | 0.89454 | 9.3546 | 0.89454 | 9.3546
253008-Residential AC SEER 14 Early Ret. CZ 10, 14, or 15 | 1.4892 | 0.013945 | 1.2468 | 1081.5441 | 16223.1622 | 1.3477 | 20.2148 | 0.11122 | 0.3343 | 0.11122 | 0.3343 | 0.29256 | 0.87937 | 0.29256 | 0.87937 | 1.4687 | 6.2294 | 1.4687 | 6.2294
253008-Residential AC SEER 14 Early Ret. CZ 10, 14, or 15 | 1.4892 | 0.013945 | 1.2468 | 1081.5441 | 16223.1622 | 1.3477 | 20.2148 | 0.11122 | 0.3343 | 0.11122 | 0.3343 | 0.29256 | 0.87937 | 0.29256 | 0.87937 | 1.4687 | 6.2294 | 1.4687 | 6.2294
253008-Residential AC SEER 14 Early Ret. CZ 10, 14, or 15 | 1.4892 | 0.013945 | 1.2468 | 1081.5441 | 16223.1622 | 1.3477 | 20.2148 | 0.11122 | 0.3343 | 0.11122 | 0.3343 | 0.29256 | 0.87937 | 0.29256 | 0.87937 | 1.4687 | 6.2294 | 1.4687 | 6.2294
253008-Residential AC SEER 14 Early Ret. CZ 10, 14, or 15 | 1.4892 | 0.013945 | 1.2468 | 1081.5441 | 16223.1622 | 1.3477 | 20.2148 | 0.11122 | 0.3343 | 0.11122 | 0.3343 | 0.29256 | 0.87937 | 0.29256 | 0.87937 | 1.4687 | 6.2294 | 1.4687 | 6.2294
253005-Residential AC SEER 13 Early Ret. CZ 6, 7 or 8 | 0.46797 | 0.0043821 | 0.6574 | 339.8749 | 5098.1238 | 0.41173 | 6.1759 | -0.018689 | -0.056174 | -0.018689 | -0.056174 | 0.31937 | 0.95995 | 0.31937 | 0.95995 | 0.9491 | 11.9618 | 0.9491 | 11.9618
253006-Residential AC SEER 13 Early Ret. CZ 10, 14, or 15 | 1.0762 | 0.010077 | 0.88216 | 781.6032 | 11724.0486 | 0.30495 | 4.5742 | 0.12484 | 0.37524 | 0.12484 | 0.37524 | 0.30052 | 0.90331 | 0.30052 | 0.90331 | 1.5582 | 7.2637 | 1.5582 | 7.2637
253009-Residential AC SEER 15 Early Ret. CZ 6, 7 or 8 | 0.60624 | 0.0056769 | 0.78002 | 440.3005 | 6604.5082 | -2.6769 | -40.1538 | -0.032243 | 1.0475 | -0.032243 | 1.0475 | 0.31715 | 1.0475 | 0.31715 | 1.0475 | 0.89859 | 10.9137 | 0.89859 | 10.9137
253009-Residential AC SEER 15 Early Ret. CZ 6, 7 or 8 | 0.60624 | 0.0056769 | 0.78002 | 440.3005 | 6604.5082 | -2.6769 | -40.1538 | -0.032243 | 1.0475 | -0.032243 | 1.0475 | 0.31715 | 1.0475 | 0.31715 | 1.0475 | 0.89859 | 10.9137 | 0.89859 | 10.9137
253005-Residential AC SEER 13 Early Ret. CZ 6, 7 or 8 | 0.62396 | 0.0058428 | 0.87653 | 453.1666 | 6797.4984 | 0.54897 | 8.2346 | -0.018689 | -0.056174 | -0.018689 | -0.056174 | 0.31937 | 0.95995 | 0.31937 | 0.95995 | 0.9491 | 11.9618 | 0.9491 | 11.9618
253008-Residential AC SEER 14 Early Ret. CZ 10, 14, or 15 | 1.1913 | 0.011156 | 0.99743 | 865.2353 | 12978.5298 | 1.0781 | 16.1718 | 0.11122 | 0.3343 | 0.11122 | 0.3343 | 0.29256 | 0.87937 | 0.29256 | 0.87937 | 1.4687 | 6.2294 | 1.4687 | 6.2294
253008-Residential AC SEER 14 Early Ret. CZ 10, 14, or 15 | 1.1913 | 0.011156 | 0.99743 | 865.2353 | 12978.5298 | 1.0781 | 16.1718 | 0.11122 | 0.3343 | 0.11122 | 0.3343 | 0.29256 | 0.87937 | 0.29256 | 0.87937 | 1.4687 | 6.2294 | 1.4687 | 6.2294
253007-Residential AC SEER 14 Early Ret. CZ 6, 7 or 8 | 0.85264 | 0.0079843 | 1.2434 | 619.2576 | 9288.8633 | 1.9861 | 29.7916 | -0.04156 | -0.12492 | -0.04156 | -0.12492 | 0.31784 | 0.95536 | 0.31784 | 0.95536 | 0.89345 | 11.3659 | 0.89345 | 11.3659
253008-Residential AC SEER 14 Early Ret. CZ 10, 14, or 15 | 1.1913 | 0.011156 | 0.99743 | 865.2353 | 12978.5298 | 1.0781 | 16.1718 | 0.11122 | 0.3343 | 0.11122 | 0.3343 | 0.29256 | 0.87937 | 0.29256 | 0.87937 | 1.4687 | 6.2294 | 1.4687 | 6.2294
253006-Residential AC SEER 13 Early Ret. CZ 10, 14, or 15 | 1.0762 | 0.010077 | 0.88216 | 781.6032 | 11724.0486 | 0.30495 | 4.5742 | 0.12484 | 0.37524 | 0.12484 | 0.37524 | 0.30052 | 0.90331 | 0.30052 | 0.90331 | 1.5582 | 7.2637 | 1.5582 | 7.2637
253006-Residential AC SEER 13 Early Ret. CZ 10, 14, or 15 | 1.0762 | 0.010077 | 0.88216 | 781.6032 | 11724.0486 | 0.30495 | 4.5742 | 0.12484 | 0.37524 | 0.12484 | 0.37524 | 0.30052 | 0.90331 | 0.30052 | 0.90331 | 1.5582 | 7.2637 | 1.5582 | 7.2637
253007-Residential AC SEER 14 Early Ret. CZ 6, 7 or 8 | 0.85264 | 0.0079843 | 1.2434 | 619.2576 | 9288.8633 | 1.9861 | 29.7916 | -0.04156 | -0.12492 | -0.04156 | -0.12492 | 0.31784 | 0.95536 | 0.31784 | 0.95536 | 0.89345 | 11.3659 | 0.89345 | 11.3659
253009-Residential AC SEER 15 Early Ret. CZ 6, 7 or 8 | 0.60624 | 0.0056769 | 0.78002 | 440.3005 | 6604.5082 | -2.6769 | -40.1538 | -0.032243 | 1.0475 | -0.032243 | 1.0475 | 0.31715 | 1.0475 | 0.31715 | 1.0475 | 0.89859 | 10.9137 | 0.89859 | 10.9137
253009-Residential AC SEER 15 Early Ret. CZ 6, 7 or 8 | 0.60624 | 0.0056769 | 0.78002 | 440.3005 | 6604.5082 | -2.6769 | -40.1538 | -0.032243 | 1.0475 | -0.032243 | 1.0475 | 0.31715 | 1.0475 | 0.31715 | 1.0475 | 0.89859 | 10.9137 | 0.89859 | 10.9137
253008-Residential AC SEER 14 Early Ret. CZ 10, 14, or 15 | 1.4892 | 0.013945 | 1.2468 | 1081.5441 | 16223.1622 | 1.3477 | 20.2148 | 0.11122 | 0.3343 | 0.11122 | 0.3343 | 0.29256 | 0.87937 | 0.29256 | 0.87937 | 1.4687 | 6.2294 | 1.4687 | 6.2294
253005-Residential AC SEER 13 Early Ret. CZ 6, 7 or 8 | 0.31198 | 0.0029214 | 0.43827 | 226.5833 | 3398.7492 | 0.27449 | 4.1173 | -0.021092 | -0.063399 | -0.021092 | -0.063399 | 0.31208 | 0.93806 | 0.31208 | 0.93806 | 0.94293 | 9.5695 | 0.94293 | 9.5695
253010-Residential AC SEER 15 Early Ret. CZ 10, 14, or 15 | 1.0316 | 0.0096603 | 0.7925 | 749.2516 | 11238.7743 | -2.2149 | -33.2232 | 0.11249 | 1.0475 | 0.11249 | 1.0475 | 0.29102 | 1.0475 | 0.29102 | 1.0475 | 1.4635 | 6.0094 | 1.4635 | 6.0094
253008-Residential AC SEER 14 Early Ret. CZ 10, 14, or 15 | 1.4892 | 0.013945 | 1.2468 | 1081.5441 | 16223.1622 | 1.3477 | 20.2148 | 0.11122 | 0.3343 | 0.11122 | 0.3343 | 0.29256 | 0.87937 | 0.29256 | 0.87937 | 1.4687 | 6.2294 | 1.4687 | 6.2294
253007-Residential AC SEER 14 Early Ret. CZ 6, 7 or 8 | 0.51159 | 0.0047906 | 0.74603 | 371.5545 | 5573.3179 | 1.1917 | 17.8749 | -0.04156 | -0.12492 | -0.04156 | -0.12492 | 0.31784 | 0.95536 | 0.31784 | 0.95536 | 0.89345 | 11.3659 | 0.89345 | 11.3659
253079-Comm. HP <65k single phase unitary ER | 0.14404 | 0.057462 | 0.21817 | 442.627 | 6639.405 | 0 | 0 | -0.12108 | 0 | -0.12108 | 0 | 0.084762 | 0 | 0.084762 | 0 | 0.58342 | 1.9993 | 0.58342 | 1.9993
253005-Residential AC SEER 13 Early Ret. CZ 6, 7 or 8 | 0.77994 | 0.0073035 | 1.0957 | 566.4582 | 8496.873 | 0.68621 | 10.2932 | -0.018689 | -0.056174 | -0.018689 | -0.056174 | 0.31937 | 0.95995 | 0.31937 | 0.95995 | 0.9491 | 11.9618 | 0.9491 | 11.9618
253006-Residential AC SEER 13 Early Ret. CZ 10, 14, or 15 | 1.3452 | 0.012597 | 1.1027 | 977.0041 | 14655.0608 | 0.38118 | 5.7177 | 0.12484 | 0.37524 | 0.12484 | 0.37524 | 0.30052 | 0.90331 | 0.30052 | 0.90331 | 1.5582 | 7.2637 | 1.5582 | 7.2637
253006-Residential AC SEER 13 Early Ret. CZ 10, 14, or 15 | 1.3452 | 0.012597 | 1.1027 | 977.0041 | 14655.0608 | 0.38118 | 5.7177 | 0.12484 | 0.37524 | 0.12484 | 0.37524 | 0.30052 | 0.90331 | 0.30052 | 0.90331 | 1.5582 | 7.2637 | 1.5582 | 7.2637
253005-Residential AC SEER 13 Early Ret. CZ 6, 7 or 8 | 0.77994 | 0.0073035 | 1.0957 | 566.4582 | 8496.873 | 0.68621 | 10.2932 | -0.018689 | -0.056174 | -0.018689 | -0.056174 | 0.31937 | 0.95995 | 0.31937 | 0.95995 | 0.9491 | 11.9618 | 0.9491 | 11.9618
253006-Residential AC SEER 13 Early Ret. CZ 10, 14, or 15 | 1.3452 | 0.012597 | 1.1027 | 977.0041 | 14655.0608 | 0.38118 | 5.7177 | 0.12484 | 0.37524 | 0.12484 | 0.37524 | 0.30052 | 0.90331 | 0.30052 | 0.90331 | 1.5582 | 7.2637 | 1.5582 | 7.2637
253006-Residential AC SEER 13 Early Ret. CZ 10, 14, or 15 | 1.3452 | 0.012597 | 1.1027 | 977.0041 | 14655.0608 | 0.38118 | 5.7177 | 0.12484 | 0.37524 | 0.12484 | 0.37524 | 0.30052 | 0.90331 | 0.30052 | 0.90331 | 1.5582 | 7.2637 | 1.5582 | 7.2637
253005-Residential AC SEER 13 Early Ret. CZ 6, 7 or 8 | 0.77994 | 0.0073035 | 1.0957 | 566.4582 | 8496.873 | 0.68621 | 10.2932 | -0.018689 | -0.056174 | -0.018689 | -0.056174 | 0.31937 | 0.95995 | 0.31937 | 0.95995 | 0.9491 | 11.9618 | 0.9491 | 11.9618
253006-Residential AC SEER 13 Early Ret. CZ 10, 14, or 15 | 1.3452 | 0.012597 | 1.1027 | 977.0041 | 14655.0608 | 0.38118 | 5.7177 | 0.12484 | 0.37524 | 0.12484 | 0.37524 | 0.30052 | 0.90331 | 0.30052 | 0.90331 | 1.5582 | 7.2637 | 1.5582 | 7.2637
253005-Residential AC SEER 13 Early Ret. CZ 6, 7 or 8 | 0.46797 | 0.0043821 | 0.6574 | 339.8749 | 5098.1238 | 0.41173 | 6.1759 | -0.018689 | -0.056174 | -0.018689 | -0.056174 | 0.31937 | 0.95995 | 0.31937 | 0.95995 | 0.9491 | 11.9618 | 0.9491 | 11.9618
253005-Residential AC SEER 13 Early Ret. CZ 6, 7 or 8 | 0.46797 | 0.0043821 | 0.6574 | 339.8749 | 5098.1238 | 0.41173 | 6.1759 | -0.020291 | -0.060991 | -0.020291 | -0.060991 | 0.31451 | 0.94536 | 0.31451 | 0.94536 | 0.94498 | 10.253 | 0.94498 | 10.253
253006-Residential AC SEER 13 Early Ret. CZ 10, 14, or 15 | 0.80713 | 0.0075581 | 0.66162 | 586.2024 | 8793.0364 | 0.22871 | 3.4306 | 0.12484 | 0.37524 | 0.12484 | 0.37524 | 0.30052 | 0.90331 | 0.30052 | 0.90331 | 1.5582 | 7.2637 | 1.5582 | 7.2637
253006-Residential AC SEER 13 Early Ret. CZ 10, 14, or 15 | 0.80713 | 0.0075581 | 0.66162 | 586.2024 | 8793.0364 | 0.22871 | 3.4306 | 0.1222 | 0.36731 | 0.1222 | 0.36731 | 0.29252 | 0.87928 | 0.29252 | 0.87928 | 1.54 | 6.226 | 1.54 | 6.226
253005-Residential AC SEER 13 Early Ret. CZ 6, 7 or 8 | 0.77994 | 0.0073035 | 1.0957 | 566.4582 | 8496.873 | 0.68621 | 10.2932 | -0.018689 | -0.056174 | -0.018689 | -0.056174 | 0.31937 | 0.95995 | 0.31937 | 0.95995 | 0.9491 | 11.9618 | 0.9491 | 11.9618
253006-Residential AC SEER 13 Early Ret. CZ 10, 14, or 15 | 0.80713 | 0.0075581 | 0.66162 | 586.2024 | 8793.0364 | 0.22871 | 3.4306 | 0.1222 | 0.36731 | 0.1222 | 0.36731 | 0.29252 | 0.87928 | 0.29252 | 0.87928 | 1.54 | 6.226 | 1.54 | 6.226
253006-Residential AC SEER 13 Early Ret. CZ 10, 14, or 15 | 1.3452 | 0.012597 | 1.1027 | 977.0041 | 14655.0608 | 0.38118 | 5.7177 | 0.12484 | 0.37524 | 0.12484 | 0.37524 | 0.30052 | 0.90331 | 0.30052 | 0.90331 | 1.5582 | 7.2637 | 1.5582 | 7.2637
253005-Residential AC SEER 13 Early Ret. CZ 6, 7 or 8 | 0.77994 | 0.0073035 | 1.0957 | 566.4582 | 8496.873 | 0.68621 | 10.2932 | -0.018689 | -0.056174 | -0.018689 | -0.056174 | 0.31937 | 0.95995 | 0.31937 | 0.95995 | 0.9491 | 11.9618 | 0.9491 | 11.9618
253005-Residential AC SEER 13 Early Ret. CZ 6, 7 or 8 | 0.46797 | 0.0043821 | 0.6574 | 339.8749 | 5098.1238 | 0.41173 | 6.1759 | -0.020291 | -0.060991 | -0.020291 | -0.060991 | 0.31451 | 0.94536 | 0.31451 | 0.94536 | 0.94498 | 10.253 | 0.94498 | 10.253
253006-Residential AC SEER 13 Early Ret. CZ 10, 14, or 15 | 0.80713 | 0.0075581 | 0.66162 | 586.2024 | 8793.0364 | 0.22871 | 3.4306 | 0.12484 | 0.37524 | 0.12484 | 0.37524 | 0.30052 | 0.90331 | 0.30052 | 0.90331 | 1.5582 | 7.2637 | 1.5582 | 7.2637
253005-Residential AC SEER 13 Early Ret. CZ 6, 7 or 8 | 0.31198 | 0.0029214 | 0.43827 | 226.5833 | 3398.7492 | 0.27449 | 4.1173 | -0.018689 | -0.056174 | -0.018689 | -0.056174 | 0.31937 | 0.95995 | 0.31937 | 0.95995 | 0.9491 | 11.9618 | 0.9491 | 11.9618
253005-Residential AC SEER 13 Early Ret. CZ 6, 7 or 8 | 0.46797 | 0.0043821 | 0.6574 | 339.8749 | 5098.1238 | 0.41173 | 6.1759 | -0.018689 | -0.056174 | -0.018689 | -0.056174 | 0.31937 | 0.95995 | 0.31937 | 0.95995 | 0.9491 | 11.9618 | 0.9491 | 11.9618
253005-Residential AC SEER 13 Early Ret. CZ 6, 7 or 8 | 0.46797 | 0.0043821 | 0.6574 | 339.8749 | 5098.1238 | 0.41173 | 6.1759 | -0.018689 | -0.056174 | -0.018689 | -0.056174 | 0.31937 | 0.95995 | 0.31937 | 0.95995 | 0.9491 | 11.9618 | 0.9491 | 11.9618
253005-Residential AC SEER 13 Early Ret. CZ 6, 7 or 8 | 0.46797 | 0.0043821 | 0.6574 | 339.8749 | 5098.1238 | 0.41173 | 6.1759 | -0.018689 | -0.056174 | -0.018689 | -0.056174 | 0.31937 | 0.95995 | 0.31937 | 0.95995 | 0.9491 | 11.9618 | 0.9491 | 11.9618
253006-Residential AC SEER 13 Early Ret. CZ 10, 14, or 15 | 0.80713 | 0.0075581 | 0.66162 | 586.2024 | 8793.0364 | 0.22871 | 3.4306 | 0.12484 | 0.37524 | 0.12484 | 0.37524 | 0.30052 | 0.90331 | 0.30052 | 0.90331 | 1.5582 | 7.2637 | 1.5582 | 7.2637
253006-Residential AC SEER 13 Early Ret. CZ 10, 14, or 15 | 1.0762 | 0.010077 | 0.88216 | 781.6032 | 11724.0486 | 0.30495 | 4.5742 | 0.12484 | 0.37524 | 0.12484 | 0.37524 | 0.30052 | 0.90331 | 0.30052 | 0.90331 | 1.5582 | 7.2637 | 1.5582 | 7.2637
253005-Residential AC SEER 13 Early Ret. CZ 6, 7 or 8 | 0.46797 | 0.0043821 | 0.6574 | 339.8749 | 5098.1238 | 0.41173 | 6.1759 | -0.018689 | -0.056174 | -0.018689 | -0.056174 | 0.31937 | 0.95995 | 0.31937 | 0.95995 | 0.9491 | 11.9618 | 0.9491 | 11.9618
253005-Residential AC SEER 13 Early Ret. CZ 6, 7 or 8 | 0.46797 | 0.0043821 | 0.6574 | 339.8749 | 5098.1238 | 0.41173 | 6.1759 | -0.018689 | -0.056174 | -0.018689 | -0.056174 | 0.31937 | 0.95995 | 0.31937 | 0.95995 | 0.9491 | 11.9618 | 0.9491 | 11.9618
253005-Residential AC SEER 13 Early Ret. CZ 6, 7 or 8 | 0.31198 | 0.0029214 | 0.43827 | 226.5833 | 3398.7492 | 0.27449 | 4.1173 | -0.021092 | -0.063399 | -0.021092 | -0.063399 | 0.31208 | 0.93806 | 0.31208 | 0.93806 | 0.94293 | 9.5695 | 0.94293 | 9.5695
253005-Residential AC SEER 13 Early Ret. CZ 6, 7 or 8 | 0.62396 | 0.0058428 | 0.87653 | 453.1666 | 6797.4984 | 0.54897 | 8.2346 | -0.018689 | -0.056174 | -0.018689 | -0.056174 | 0.31937 | 0.95995 | 0.31937 | 0.95995 | 0.9491 | 11.9618 | 0.9491 | 11.9618
253006-Residential AC SEER 13 Early Ret. CZ 10, 14, or 15 | 0.80713 | 0.0075581 | 0.66162 | 586.2024 | 8793.0364 | 0.22871 | 3.4306 | 0.12484 | 0.37524 | 0.12484 | 0.37524 | 0.30052 | 0.90331 | 0.30052 | 0.90331 | 1.5582 | 7.2637 | 1.5582 | 7.2637
253005-Residential AC SEER 13 Early Ret. CZ 6, 7 or 8 | 0.46797 | 0.0043821 | 0.6574 | 339.8749 | 5098.1238 | 0.41173 | 6.1759 | -0.018689 | -0.056174 | -0.018689 | -0.056174 | 0.31937 | 0.95995 | 0.31937 | 0.95995 | 0.9491 | 11.9618 | 0.9491 | 11.9618
253005-Residential AC SEER 13 Early Ret. CZ 6, 7 or 8 | 0.46797 | 0.0043821 | 0.6574 | 339.8749 | 5098.1238 | 0.41173 | 6.1759 | -0.020291 | -0.060991 | -0.020291 | -0.060991 | 0.31451 | 0.94536 | 0.31451 | 0.94536 | 0.94498 | 10.253 | 0.94498 | 10.253
253005-Residential AC SEER 13 Early Ret. CZ 6, 7 or 8 | 0.46797 | 0.0043821 | 0.6574 | 339.8749 | 5098.1238 | 0.41173 | 6.1759 | -0.018689 | -0.056174 | -0.018689 | -0.056174 | 0.31937 | 0.95995 | 0.31937 | 0.95995 | 0.9491 | 11.9618 | 0.9491 | 11.9618
253005-Residential AC SEER 13 Early Ret. CZ 6, 7 or 8 | 0.62396 | 0.0058428 | 0.87653 | 453.1666 | 6797.4984 | 0.54897 | 8.2346 | -0.018689 | -0.056174 | -0.018689 | -0.056174 | 0.31937 | 0.95995 | 0.31937 | 0.95995 | 0.9491 | 11.9618 | 0.9491 | 11.9618
253005-Residential AC SEER 13 Early Ret. CZ 6, 7 or 8 | 0.62396 | 0.0058428 | 0.87653 | 453.1666 | 6797.4984 | 0.54897 | 8.2346 | -0.018689 | -0.056174 | -0.018689 | -0.056174 | 0.31937 | 0.95995 | 0.31937 | 0.95995 | 0.9491 | 11.9618 | 0.9491 | 11.9618
253005-Residential AC SEER 13 Early Ret. CZ 6, 7 or 8 | 0.62396 | 0.0058428 | 0.87653 | 453.1666 | 6797.4984 | 0.54897 | 8.2346 | -0.018689 | -0.056174 | -0.018689 | -0.056174 | 0.31937 | 0.95995 | 0.31937 | 0.95995 | 0.9491 | 11.9618 | 0.9491 | 11.9618
253006-Residential AC SEER 13 Early Ret. CZ 10, 14, or 15 | 1.0762 | 0.010077 | 0.88216 | 781.6032 | 11724.0486 | 0.30495 | 4.5742 | 0.12484 | 0.37524 | 0.12484 | 0.37524 | 0.30052 | 0.90331 | 0.30052 | 0.90331 | 1.5582 | 7.2637 | 1.5582 | 7.2637
253005-Residential AC SEER 13 Early Ret. CZ 6, 7 or 8 | 0.46797 | 0.0043821 | 0.6574 | 339.8749 | 5098.1238 | 0.41173 | 6.1759 | -0.018689 | -0.056174 | -0.018689 | -0.056174 | 0.31937 | 0.95995 | 0.31937 | 0.95995 | 0.9491 | 11.9618 | 0.9491 | 11.9618
253005-Residential AC SEER 13 Early Ret. CZ 6, 7 or 8 | 0.31198 | 0.0029214 | 0.43827 | 226.5833 | 3398.7492 | 0.27449 | 4.1173 | -0.021092 | -0.063399 | -0.021092 | -0.063399 | 0.31208 | 0.93806 | 0.31208 | 0.93806 | 0.94293 | 9.5695 | 0.94293 | 9.5695
253005-Residential AC SEER 13 Early Ret. CZ 6, 7 or 8 | 0.77994 | 0.0073035 | 1.0957 | 566.4582 | 8496.873 | 0.68621 | 10.2932 | -0.018689 | -0.056174 | -0.018689 | -0.056174 | 0.31937 | 0.95995 | 0.31937 | 0.95995 | 0.9491 | 11.9618 | 0.9491 | 11.9618
253005-Residential AC SEER 13 Early Ret. CZ 6, 7 or 8 | 0.77994 | 0.0073035 | 1.0957 | 566.4582 | 8496.873 | 0.68621 | 10.2932 | -0.018689 | -0.056174 | -0.018689 | -0.056174 | 0.31937 | 0.95995 | 0.31937 | 0.95995 | 0.9491 | 11.9618 | 0.9491 | 11.9618
253006-Residential AC SEER 13 Early Ret. CZ 10, 14, or 15 | 0.53809 | 0.0050387 | 0.44108 | 390.8016 | 5862.0243 | 0.15247 | 2.2871 | 0.12484 | 0.37524 | 0.12484 | 0.37524 | 0.30052 | 0.90331 | 0.30052 | 0.90331 | 1.5582 | 7.2637 | 1.5582 | 7.2637
253005-Residential AC SEER 13 Early Ret. CZ 6, 7 or 8 | 0.77994 | 0.0073035 | 1.0957 | 566.4582 | 8496.873 | 0.68621 | 10.2932 | -0.018689 | -0.056174 | -0.018689 | -0.056174 | 0.31937 | 0.95995 | 0.31937 | 0.95995 | 0.9491 | 11.9618 | 0.9491 | 11.9618
253006-Residential AC SEER 13 Early Ret. CZ 10, 14, or 15 | 1.0762 | 0.010077 | 0.88216 | 781.6032 | 11724.0486 | 0.30495 | 4.5742 | 0.12484 | 0.37524 | 0.12484 | 0.37524 | 0.30052 | 0.90331 | 0.30052 | 0.90331 | 1.5582 | 7.2637 | 1.5582 | 7.2637
253005-Residential AC SEER 13 Early Ret. CZ 6, 7 or 8 | 0.31198 | 0.0029214 | 0.43827 | 226.5833 | 3398.7492 | 0.27449 | 4.1173 | -0.018689 | -0.056174 | -0.018689 | -0.056174 | 0.31937 | 0.95995 | 0.31937 | 0.95995 | 0.9491 | 11.9618 | 0.9491 | 11.9618
253005-Residential AC SEER 13 Early Ret. CZ 6, 7 or 8 | 0.31198 | 0.0029214 | 0.43827 | 226.5833 | 3398.7492 | 0.27449 | 4.1173 | -0.018689 | -0.056174 | -0.018689 | -0.056174 | 0.31937 | 0.95995 | 0.31937 | 0.95995 | 0.9491 | 11.9618 | 0.9491 | 11.9618
253005-Residential AC SEER 13 Early Ret. CZ 6, 7 or 8 | 0.62396 | 0.0058428 | 0.87653 | 453.1666 | 6797.4984 | 0.54897 | 8.2346 | -0.018689 | -0.056174 | -0.018689 | -0.056174 | 0.31937 | 0.95995 | 0.31937 | 0.95995 | 0.9491 | 11.9618 | 0.9491 | 11.9618
253006-Residential AC SEER 13 Early Ret. CZ 10, 14, or 15 | 0.80713 | 0.0075581 | 0.66162 | 586.2024 | 8793.0364 | 0.22871 | 3.4306 | 0.12484 | 0.37524 | 0.12484 | 0.37524 | 0.30052 | 0.90331 | 0.30052 | 0.90331 | 1.5582 | 7.2637 | 1.5582 | 7.2637
253005-Residential AC SEER 13 Early Ret. CZ 6, 7 or 8 | 0.31198 | 0.0029214 | 0.43827 | 226.5833 | 3398.7492 | 0.27449 | 4.1173 | -0.018689 | -0.056174 | -0.018689 | -0.056174 | 0.31937 | 0.95995 | 0.31937 | 0.95995 | 0.9491 | 11.9618 | 0.9491 | 11.9618
253005-Residential AC SEER 13 Early Ret. CZ 6, 7 or 8 | 0.46797 | 0.0043821 | 0.6574 | 339.8749 | 5098.1238 | 0.41173 | 6.1759 | -0.018689 | -0.056174 | -0.018689 | -0.056174 | 0.31937 | 0.95995 | 0.31937 | 0.95995 | 0.9491 | 11.9618 | 0.9491 | 11.9618
253005-Residential AC SEER 13 Early Ret. CZ 6, 7 or 8 | 0.62396 | 0.0058428 | 0.87653 | 453.1666 | 6797.4984 | 0.54897 | 8.2346 | -0.018689 | -0.056174 | -0.018689 | -0.056174 | 0.31937 | 0.95995 | 0.31937 | 0.95995 | 0.9491 | 11.9618 | 0.9491 | 11.9618
253005-Residential AC SEER 13 Early Ret. CZ 6, 7 or 8 | 0.46797 | 0.0043821 | 0.6574 | 339.8749 | 5098.1238 | 0.41173 | 6.1759 | -0.018689 | -0.056174 | -0.018689 | -0.056174 | 0.31937 | 0.95995 | 0.31937 | 0.95995 | 0.9491 | 11.9618 | 0.9491 | 11.9618
253005-Residential AC SEER 13 Early Ret. CZ 6, 7 or 8 | 0.46797 | 0.0043821 | 0.6574 | 339.8749 | 5098.1238 | 0.41173 | 6.1759 | -0.018689 | -0.056174 | -0.018689 | -0.056174 | 0.31937 | 0.95995 | 0.31937 | 0.95995 | 0.9491 | 11.9618 | 0.9491 | 11.9618
253006-Residential AC SEER 13 Early Ret. CZ 10, 14, or 15 | 1.0762 | 0.010077 | 0.88216 | 781.6032 | 11724.0486 | 0.30495 | 4.5742 | 0.12484 | 0.37524 | 0.12484 | 0.37524 | 0.30052 | 0.90331 | 0.30052 | 0.90331 | 1.5582 | 7.2637 | 1.5582 | 7.2637
253005-Residential AC SEER 13 Early Ret. CZ 6, 7 or 8 | 0.46797 | 0.0043821 | 0.6574 | 339.8749 | 5098.1238 | 0.41173 | 6.1759 | -0.018689 | -0.056174 | -0.018689 | -0.056174 | 0.31937 | 0.95995 | 0.31937 | 0.95995 | 0.9491 | 11.9618 | 0.9491 | 11.9618
253005-Residential AC SEER 13 Early Ret. CZ 6, 7 or 8 | 0.62396 | 0.0058428 | 0.87653 | 453.1666 | 6797.4984 | 0.54897 | 8.2346 | -0.018689 | -0.056174 | -0.018689 | -0.056174 | 0.31937 | 0.95995 | 0.31937 | 0.95995 | 0.9491 | 11.9618 | 0.9491 | 11.9618
253005-Residential AC SEER 13 Early Ret. CZ 6, 7 or 8 | 0.46797 | 0.0043821 | 0.6574 | 339.8749 | 5098.1238 | 0.41173 | 6.1759 | -0.018689 | -0.056174 | -0.018689 | -0.056174 | 0.31937 | 0.95995 | 0.31937 | 0.95995 | 0.9491 | 11.9618 | 0.9491 | 11.9618
253005-Residential AC SEER 13 Early Ret. CZ 6, 7 or 8 | 0.62396 | 0.0058428 | 0.87653 | 453.1666 | 6797.4984 | 0.54897 | 8.2346 | -0.018689 | -0.056174 | -0.018689 | -0.056174 | 0.31937 | 0.95995 | 0.31937 | 0.95995 | 0.9491 | 11.9618 | 0.9491 | 11.9618
253005-Residential AC SEER 13 Early Ret. CZ 6, 7 or 8 | 0.62396 | 0.0058428 | 0.87653 | 453.1666 | 6797.4984 | 0.54897 | 8.2346 | -0.018689 | -0.056174 | -0.018689 | -0.056174 | 0.31937 | 0.95995 | 0.31937 | 0.95995 | 0.9491 | 11.9618 | 0.9491 | 11.9618
253005-Residential AC SEER 13 Early Ret. CZ 6, 7 or 8 | 0.31198 | 0.0029214 | 0.43827 | 226.5833 | 3398.7492 | 0.27449 | 4.1173 | -0.021092 | -0.063399 | -0.021092 | -0.063399 | 0.31208 | 0.93806 | 0.31208 | 0.93806 | 0.94293 | 9.5695 | 0.94293 | 9.5695
253006-Residential AC SEER 13 Early Ret. CZ 10, 14, or 15 | 0.80713 | 0.0075581 | 0.66162 | 586.2024 | 8793.0364 | 0.22871 | 3.4306 | 0.12484 | 0.37524 | 0.12484 | 0.37524 | 0.30052 | 0.90331 | 0.30052 | 0.90331 | 1.5582 | 7.2637 | 1.5582 | 7.2637
253006-Residential AC SEER 13 Early Ret. CZ 10, 14, or 15 | 1.0762 | 0.010077 | 0.88216 | 781.6032 | 11724.0486 | 0.30495 | 4.5742 | 0.12484 | 0.37524 | 0.12484 | 0.37524 | 0.30052 | 0.90331 | 0.30052 | 0.90331 | 1.5582 | 7.2637 | 1.5582 | 7.2637
253005-Residential AC SEER 13 Early Ret. CZ 6, 7 or 8 | 0.62396 | 0.0058428 | 0.87653 | 453.1666 | 6797.4984 | 0.54897 | 8.2346 | -0.018689 | -0.056174 | -0.018689 | -0.056174 | 0.31937 | 0.95995 | 0.31937 | 0.95995 | 0.9491 | 11.9618 | 0.9491 | 11.9618
253006-Residential AC SEER 13 Early Ret. CZ 10, 14, or 15 | 1.0762 | 0.010077 | 0.88216 | 781.6032 | 11724.0486 | 0.30495 | 4.5742 | 0.12484 | 0.37524 | 0.12484 | 0.37524 | 0.30052 | 0.90331 | 0.30052 | 0.90331 | 1.5582 | 7.2637 | 1.5582 | 7.2637
253005-Residential AC SEER 13 Early Ret. CZ 6, 7 or 8 | 0.62396 | 0.0058428 | 0.87653 | 453.1666 | 6797.4984 | 0.54897 | 8.2346 | -0.018689 | -0.056174 | -0.018689 | -0.056174 | 0.31937 | 0.95995 | 0.31937 | 0.95995 | 0.9491 | 11.9618 | 0.9491 | 11.9618
253005-Residential AC SEER 13 Early Ret. CZ 6, 7 or 8 | 0.62396 | 0.0058428 | 0.87653 | 453.1666 | 6797.4984 | 0.54897 | 8.2346 | -0.018689 | -0.056174 | -0.018689 | -0.056174 | 0.31937 | 0.95995 | 0.31937 | 0.95995 | 0.9491 | 11.9618 | 0.9491 | 11.9618
253005-Residential AC SEER 13 Early Ret. CZ 6, 7 or 8 | 0.62396 | 0.0058428 | 0.87653 | 453.1666 | 6797.4984 | 0.54897 | 8.2346 | -0.018689 | -0.056174 | -0.018689 | -0.056174 | 0.31937 | 0.95995 | 0.31937 | 0.95995 | 0.9491 | 11.9618 | 0.9491 | 11.9618
253006-Residential AC SEER 13 Early Ret. CZ 10, 14, or 15 | 0.80713 | 0.0075581 | 0.66162 | 586.2024 | 8793.0364 | 0.22871 | 3.4306 | 0.12484 | 0.37524 | 0.12484 | 0.37524 | 0.30052 | 0.90331 | 0.30052 | 0.90331 | 1.5582 | 7.2637 | 1.5582 | 7.2637
253005-Residential AC SEER 13 Early Ret. CZ 6, 7 or 8 | 0.62396 | 0.0058428 | 0.87653 | 453.1666 | 6797.4984 | 0.54897 | 8.2346 | -0.018689 | -0.056174 | -0.018689 | -0.056174 | 0.31937 | 0.95995 | 0.31937 | 0.95995 | 0.9491 | 11.9618 | 0.9491 | 11.9618
253006-Residential AC SEER 13 Early Ret. CZ 10, 14, or 15 | 0.26904 | 0.0025194 | 0.22054 | 195.4008 | 2931.0122 | 0.076237 | 1.1435 | 0.11692 | 0.35144 | 0.11692 | 0.35144 | 0.27653 | 0.83121 | 0.27653 | 0.83121 | 1.5049 | 4.8425 | 1.5049 | 4.8425
253005-Residential AC SEER 13 Early Ret. CZ 6, 7 or 8 | 0.62396 | 0.0058428 | 0.87653 | 453.1666 | 6797.4984 | 0.54897 | 8.2346 | -0.018689 | -0.056174 | -0.018689 | -0.056174 | 0.31937 | 0.95995 | 0.31937 | 0.95995 | 0.9491 | 11.9618 | 0.9491 | 11.9618
253005-Residential AC SEER 13 Early Ret. CZ 6, 7 or 8 | 0.62396 | 0.0058428 | 0.87653 | 453.1666 | 6797.4984 | 0.54897 | 8.2346 | -0.018689 | -0.056174 | -0.018689 | -0.056174 | 0.31937 | 0.95995 | 0.31937 | 0.95995 | 0.9491 | 11.9618 | 0.9491 | 11.9618
253005-Residential AC SEER 13 Early Ret. CZ 6, 7 or 8 | 0.46797 | 0.0043821 | 0.6574 | 339.8749 | 5098.1238 | 0.41173 | 6.1759 | -0.020291 | -0.060991 | -0.020291 | -0.060991 | 0.31451 | 0.94536 | 0.31451 | 0.94536 | 0.94498 | 10.253 | 0.94498 | 10.253
253006-Residential AC SEER 13 Early Ret. CZ 10, 14, or 15 | 1.0762 | 0.010077 | 0.88216 | 781.6032 | 11724.0486 | 0.30495 | 4.5742 | 0.12484 | 0.37524 | 0.12484 | 0.37524 | 0.30052 | 0.90331 | 0.30052 | 0.90331 | 1.5582 | 7.2637 | 1.5582 | 7.2637
253006-Residential AC SEER 13 Early Ret. CZ 10, 14, or 15 | 1.0762 | 0.010077 | 0.88216 | 781.6032 | 11724.0486 | 0.30495 | 4.5742 | 0.12484 | 0.37524 | 0.12484 | 0.37524 | 0.30052 | 0.90331 | 0.30052 | 0.90331 | 1.5582 | 7.2637 | 1.5582 | 7.2637
253005-Residential AC SEER 13 Early Ret. CZ 6, 7 or 8 | 0.46797 | 0.0043821 | 0.6574 | 339.8749 | 5098.1238 | 0.41173 | 6.1759 | -0.018689 | -0.056174 | -0.018689 | -0.056174 | 0.31937 | 0.95995 | 0.31937 | 0.95995 | 0.9491 | 11.9618 | 0.9491 | 11.9618
253005-Residential AC SEER 13 Early Ret. CZ 6, 7 or 8 | 0.46797 | 0.0043821 | 0.6574 | 339.8749 | 5098.1238 | 0.41173 | 6.1759 | -0.020291 | -0.060991 | -0.020291 | -0.060991 | 0.31451 | 0.94536 | 0.31451 | 0.94536 | 0.94498 | 10.253 | 0.94498 | 10.253
253005-Residential AC SEER 13 Early Ret. CZ 6, 7 or 8 | 0.62396 | 0.0058428 | 0.87653 | 453.1666 | 6797.4984 | 0.54897 | 8.2346 | -0.018689 | -0.056174 | -0.018689 | -0.056174 | 0.31937 | 0.95995 | 0.31937 | 0.95995 | 0.9491 | 11.9618 | 0.9491 | 11.9618
253006-Residential AC SEER 13 Early Ret. CZ 10, 14, or 15 | 1.0762 | 0.010077 | 0.88216 | 781.6032 | 11724.0486 | 0.30495 | 4.5742 | 0.12484 | 0.37524 | 0.12484 | 0.37524 | 0.30052 | 0.90331 | 0.30052 | 0.90331 | 1.5582 | 7.2637 | 1.5582 | 7.2637
253005-Residential AC SEER 13 Early Ret. CZ 6, 7 or 8 | 0.46797 | 0.0043821 | 0.6574 | 339.8749 | 5098.1238 | 0.41173 | 6.1759 | -0.020291 | -0.060991 | -0.020291 | -0.060991 | 0.31451 | 0.94536 | 0.31451 | 0.94536 | 0.94498 | 10.253 | 0.94498 | 10.253
253005-Residential AC SEER 13 Early Ret. CZ 6, 7 or 8 | 0.46797 | 0.0043821 | 0.6574 | 339.8749 | 5098.1238 | 0.41173 | 6.1759 | -0.018689 | -0.056174 | -0.018689 | -0.056174 | 0.31937 | 0.95995 | 0.31937 | 0.95995 | 0.9491 | 11.9618 | 0.9491 | 11.9618
253006-Residential AC SEER 13 Early Ret. CZ 10, 14, or 15 | 1.0762 | 0.010077 | 0.88216 | 781.6032 | 11724.0486 | 0.30495 | 4.5742 | 0.12484 | 0.37524 | 0.12484 | 0.37524 | 0.30052 | 0.90331 | 0.30052 | 0.90331 | 1.5582 | 7.2637 | 1.5582 | 7.2637
253005-Residential AC SEER 13 Early Ret. CZ 6, 7 or 8 | 0.62396 | 0.0058428 | 0.87653 | 453.1666 | 6797.4984 | 0.54897 | 8.2346 | -0.018689 | -0.056174 | -0.018689 | -0.056174 | 0.31937 | 0.95995 | 0.31937 | 0.95995 | 0.9491 | 11.9618 | 0.9491 | 11.9618
253005-Residential AC SEER 13 Early Ret. CZ 6, 7 or 8 | 0.46797 | 0.0043821 | 0.6574 | 339.8749 | 5098.1238 | 0.41173 | 6.1759 | -0.018689 | -0.056174 | -0.018689 | -0.056174 | 0.31937 | 0.95995 | 0.31937 | 0.95995 | 0.9491 | 11.9618 | 0.9491 | 11.9618
253006-Residential AC SEER 13 Early Ret. CZ 10, 14, or 15 | 1.3452 | 0.012597 | 1.1027 | 977.0041 | 14655.0608 | 0.38118 | 5.7177 | 0.12484 | 0.37524 | 0.12484 | 0.37524 | 0.30052 | 0.90331 | 0.30052 | 0.90331 | 1.5582 | 7.2637 | 1.5582 | 7.2637
253005-Residential AC SEER 13 Early Ret. CZ 6, 7 or 8 | 0.77994 | 0.0073035 | 1.0957 | 566.4582 | 8496.873 | 0.68621 | 10.2932 | -0.018689 | -0.056174 | -0.018689 | -0.056174 | 0.31937 | 0.95995 | 0.31937 | 0.95995 | 0.9491 | 11.9618 | 0.9491 | 11.9618
253017-Residential HP SEER 14 Early Ret. CZ 6, 7 or 8 | 1.1441 | 0.010714 | 0.43191 | 830.9447 | 12464.1708 | 0 | 0 | 0.21492 | 0 | 0.21492 | 0 | 0.33696 | 0 | 0.33696 | 0 | 2.6089 | 30.2112 | 2.6089 | 30.2112
253009-Residential AC SEER 15 Early Ret. CZ 6, 7 or 8 | 0.80832 | 0.0075692 | 1.04 | 587.0674 | 8806.011 | -3.5692 | -53.5384 | -0.032243 | 1.0475 | -0.032243 | 1.0475 | 0.31715 | 1.0475 | 0.31715 | 1.0475 | 0.89859 | 10.9137 | 0.89859 | 10.9137
253085-Comm. HP <65k three phase unitary ER | 0.27168 | 0.10838 | 0.3937 | 834.8675 | 12523.0125 | 0 | 0 | -0.20383 | 0 | -0.20383 | 0 | 0.057158 | 0 | 0.057158 | 0 | 0.45415 | 1.5084 | 0.45415 | 1.5084
253085-Comm. HP <65k three phase unitary ER | 0.16301 | 0.06503 | 0.23622 | 500.9205 | 7513.8075 | 0 | 0 | -0.2132 | 0 | -0.2132 | 0 | 0.038421 | 0 | 0.038421 | 0 | 0.44303 | 1.2929 | 0.44303 | 1.2929
253085-Comm. HP <65k three phase unitary ER | 0.16301 | 0.06503 | 0.23622 | 500.9205 | 7513.8075 | 0 | 0 | -0.2132 | 0 | -0.2132 | 0 | 0.038421 | 0 | 0.038421 | 0 | 0.44303 | 1.2929 | 0.44303 | 1.2929
253085-Comm. HP <65k three phase unitary ER | 0.16301 | 0.06503 | 0.23622 | 500.9205 | 7513.8075 | 0 | 0 | -0.20383 | 0 | -0.20383 | 0 | 0.057158 | 0 | 0.057158 | 0 | 0.45415 | 1.5084 | 0.45415 | 1.5084
253085-Comm. HP <65k three phase unitary ER | 0.16301 | 0.06503 | 0.23622 | 500.9205 | 7513.8075 | 0 | 0 | -0.20383 | 0 | -0.20383 | 0 | 0.057158 | 0 | 0.057158 | 0 | 0.45415 | 1.5084 | 0.45415 | 1.5084
253085-Comm. HP <65k three phase unitary ER | 0.21735 | 0.086707 | 0.31496 | 667.894 | 10018.41 | 0 | 0 | -0.20383 | 0 | -0.20383 | 0 | 0.057158 | 0 | 0.057158 | 0 | 0.45415 | 1.5084 | 0.45415 | 1.5084
253049-Comm. HP <65k three phase unitary | 0.27168 | 0.10838 | 0.3937 | 834.8675 | 12523.0125 | 0 | 0 | -0.18068 | 0 | -0.18068 | 0 | 0.10345 | 0 | 0.10345 | 0 | 0.48416 | 2.5643 | 0.48416 | 2.5643
253049-Comm. HP <65k three phase unitary | 0.27168 | 0.10838 | 0.3937 | 834.8675 | 12523.0125 | 0 | 0 | -0.18068 | 0 | -0.18068 | 0 | 0.10345 | 0 | 0.10345 | 0 | 0.48416 | 2.5643 | 0.48416 | 2.5643
253049-Comm. HP <65k three phase unitary | 0.27168 | 0.10838 | 0.3937 | 834.8675 | 12523.0125 | 0 | 0 | -0.18068 | 0 | -0.18068 | 0 | 0.10345 | 0 | 0.10345 | 0 | 0.48416 | 2.5643 | 0.48416 | 2.5643
253049-Comm. HP <65k three phase unitary | 0.27168 | 0.10838 | 0.3937 | 834.8675 | 12523.0125 | 0 | 0 | -0.18068 | 0 | -0.18068 | 0 | 0.10345 | 0 | 0.10345 | 0 | 0.48416 | 2.5643 | 0.48416 | 2.5643
253080-Comm. HP <65k single phase unitary ER | 0.36052 | 0.14382 | 0.62351 | 1107.864 | 16617.96 | 0 | 0 | 0.1109 | 0 | 0.1109 | 0 | 0.13569 | 0 | 0.13569 | 0 | 2.8898 | 5.0041 | 2.8898 | 5.0041
253083-Comm. HP <65k three phase split w/o QI ER | 0.1219 | 0.048631 | 0.14754 | 374.5995 | 5618.9925 | 0 | 0 | 0.051747 | 0 | 0.051747 | 0 | 0.098836 | 0 | 0.098836 | 0 | 1.4391 | 2.3971 | 1.4391 | 2.3971
253069-Comm. AC 65k to 134k ER | 0.57652 | 0.22999 | 1.2727 | 1771.6146 | 26574.219 | 0 | 0 | -0.065938 | 0 | -0.065938 | 0 | 0.15556 | 0 | 0.15556 | 0 | 0.72003 | 12.0923 | 0.72003 | 12.0923
253069-Comm. AC 65k to 134k ER | 0.57652 | 0.22999 | 1.2727 | 1771.6146 | 26574.219 | 0 | 0 | -0.065938 | 0 | -0.065938 | 0 | 0.15556 | 0 | 0.15556 | 0 | 0.72003 | 12.0923 | 0.72003 | 12.0923
253006-Residential AC SEER 13 Early Ret. CZ 10, 14, or 15 | 1.0762 | 0.010077 | 0.88216 | 781.6032 | 11724.0486 | 0.30495 | 4.5742 | 0.12484 | 0.37524 | 0.12484 | 0.37524 | 0.30052 | 0.90331 | 0.30052 | 0.90331 | 1.5582 | 7.2637 | 1.5582 | 7.2637
253005-Residential AC SEER 13 Early Ret. CZ 6, 7 or 8 | 0.46797 | 0.0043821 | 0.6574 | 339.8749 | 5098.1238 | 0.41173 | 6.1759 | -0.020291 | -0.060991 | -0.020291 | -0.060991 | 0.31451 | 0.94536 | 0.31451 | 0.94536 | 0.94498 | 10.253 | 0.94498 | 10.253
253008-Residential AC SEER 14 Early Ret. CZ 10, 14, or 15 | 0.89349 | 0.0083668 | 0.74808 | 648.9265 | 9733.8973 | 0.80859 | 12.1289 | 0.11122 | 0.3343 | 0.11122 | 0.3343 | 0.29256 | 0.87937 | 0.29256 | 0.87937 | 1.4687 | 6.2294 | 1.4687 | 6.2294
253002-Residential AC SEER 14 CZ 10, 14, or 15 | 0.59566 | 0.0055779 | 0.49872 | 432.6177 | 6489.2649 | 0.53906 | 8.0859 | 0.30795 | 0.92564 | 0.30795 | 0.92564 | 0.32126 | 0.96564 | 0.32126 | 0.96564 | 8.5944 | 12.7932 | 8.5944 | 12.7932
253008-Residential AC SEER 14 Early Ret. CZ 10, 14, or 15 | 0.89349 | 0.0083668 | 0.74808 | 648.9265 | 9733.8973 | 0.80859 | 12.1289 | 0.10814 | 0.32505 | 0.10814 | 0.32505 | 0.28323 | 0.85134 | 0.28323 | 0.85134 | 1.4499 | 5.3395 | 1.4499 | 5.3395
253007-Residential AC SEER 14 Early Ret. CZ 6, 7 or 8 | 0.51159 | 0.0047906 | 0.74603 | 371.5545 | 5573.3179 | 1.1917 | 17.8749 | -0.043246 | -0.12999 | -0.043246 | -0.12999 | 0.31273 | 0.94 | 0.31273 | 0.94 | 0.88961 | 9.7422 | 0.88961 | 9.7422
253001-Residential AC SEER 14 CZ 6, 7 or 8 | 0.68211 | 0.0063874 | 0.9947 | 495.406 | 7431.0906 | 1.5889 | 23.8333 | 0.29006 | 0.87186 | 0.29006 | 0.87186 | 0.33746 | 1.0143 | 0.33746 | 1.0143 | 5.9633 | 31.5719 | 5.9633 | 31.5719
253009-Residential AC SEER 15 Early Ret. CZ 6, 7 or 8 | 1.0104 | 0.0094615 | 1.3 | 733.8342 | 11007.5138 | -4.4615 | -66.923 | -0.032243 | 1.0475 | -0.032243 | 1.0475 | 0.31715 | 1.0475 | 0.31715 | 1.0475 | 0.89859 | 10.9137 | 0.89859 | 10.9137
253007-Residential AC SEER 14 Early Ret. CZ 6, 7 or 8 | 0.68211 | 0.0063874 | 0.9947 | 495.406 | 7431.0906 | 1.5889 | 23.8333 | -0.04156 | -0.12492 | -0.04156 | -0.12492 | 0.31784 | 0.95536 | 0.31784 | 0.95536 | 0.89345 | 11.3659 | 0.89345 | 11.3659
253007-Residential AC SEER 14 Early Ret. CZ 6, 7 or 8 | 0.68211 | 0.0063874 | 0.9947 | 495.406 | 7431.0906 | 1.5889 | 23.8333 | -0.04156 | -0.12492 | -0.04156 | -0.12492 | 0.31784 | 0.95536 | 0.31784 | 0.95536 | 0.89345 | 11.3659 | 0.89345 | 11.3659
253007-Residential AC SEER 14 Early Ret. CZ 6, 7 or 8 | 0.51159 | 0.0047906 | 0.74603 | 371.5545 | 5573.3179 | 1.1917 | 17.8749 | -0.04156 | -0.12492 | -0.04156 | -0.12492 | 0.31784 | 0.95536 | 0.31784 | 0.95536 | 0.89345 | 11.3659 | 0.89345 | 11.3659
253005-Residential AC SEER 13 Early Ret. CZ 6, 7 or 8 | 0.62396 | 0.0058428 | 0.87653 | 453.1666 | 6797.4984 | 0.54897 | 8.2346 | -0.018689 | -0.056174 | -0.018689 | -0.056174 | 0.31937 | 0.95995 | 0.31937 | 0.95995 | 0.9491 | 11.9618 | 0.9491 | 11.9618
253008-Residential AC SEER 14 Early Ret. CZ 10, 14, or 15 | 1.4892 | 0.013945 | 1.2468 | 1081.5441 | 16223.1622 | 1.3477 | 20.2148 | 0.11122 | 0.3343 | 0.11122 | 0.3343 | 0.29256 | 0.87937 | 0.29256 | 0.87937 | 1.4687 | 6.2294 | 1.4687 | 6.2294
253008-Residential AC SEER 14 Early Ret. CZ 10, 14, or 15 | 1.4892 | 0.013945 | 1.2468 | 1081.5441 | 16223.1622 | 1.3477 | 20.2148 | 0.11122 | 0.3343 | 0.11122 | 0.3343 | 0.29256 | 0.87937 | 0.29256 | 0.87937 | 1.4687 | 6.2294 | 1.4687 | 6.2294
253003-Residential AC SEER 15 CZ 6, 7 or 8 | 0.40416 | 0.0037846 | 0.52002 | 293.5337 | 4403.0055 | -1.7846 | -26.7692 | 0.24768 | 1.0475 | 0.24768 | 1.0475 | 0.32593 | 1.0475 | 0.32593 | 1.0475 | 3.3933 | 15.1579 | 3.3933 | 15.1579
253002-Residential AC SEER 14 CZ 10, 14, or 15 | 0.59566 | 0.0055779 | 0.49872 | 432.6177 | 6489.2649 | 0.53906 | 8.0859 | 0.30975 | 0.93105 | 0.30975 | 0.93105 | 0.32671 | 0.98202 | 0.32671 | 0.98202 | 8.9932 | 15.9915 | 8.9932 | 15.9915
253001-Residential AC SEER 14 CZ 6, 7 or 8 | 0.17053 | 0.0015969 | 0.24868 | 123.8515 | 1857.7727 | 0.39722 | 5.9583 | 0.28824 | 0.86639 | 0.28824 | 0.86639 | 0.33194 | 0.99776 | 0.33194 | 0.99776 | 5.7831 | 21.0479 | 5.7831 | 21.0479
253001-Residential AC SEER 14 CZ 6, 7 or 8 | 0.68211 | 0.0063874 | 0.9947 | 495.406 | 7431.0906 | 1.5889 | 23.8333 | 0.29006 | 0.87186 | 0.29006 | 0.87186 | 0.33746 | 1.0143 | 0.33746 | 1.0143 | 5.9633 | 31.5719 | 5.9633 | 31.5719
253003-Residential AC SEER 15 CZ 6, 7 or 8 | 0.40416 | 0.0037846 | 0.52002 | 293.5337 | 4403.0055 | -1.7846 | -26.7692 | 0.24581 | 1.0475 | 0.24581 | 1.0475 | 0.32029 | 1.0475 | 0.32029 | 1.0475 | 3.3318 | 12.1263 | 3.3318 | 12.1263
253011-Residential HP SEER 14 CZ 6, 7 or 8 | 1.7162 | 0.01607 | 0.64787 | 1246.4171 | 18696.2562 | 0 | 0 | 0.33051 | 0 | 0.33051 | 0 | 0.34518 | 0 | 0.34518 | 0 | 19.3709 | 104.8999 | 19.3709 | 104.8999
253001-Residential AC SEER 14 CZ 6, 7 or 8 | 0.17053 | 0.0015969 | 0.24868 | 123.8515 | 1857.7727 | 0.39722 | 5.9583 | 0.28824 | 0.86639 | 0.28824 | 0.86639 | 0.33194 | 0.99776 | 0.33194 | 0.99776 | 5.7831 | 21.0479 | 5.7831 | 21.0479
253001-Residential AC SEER 14 CZ 6, 7 or 8 | 0.17053 | 0.0015969 | 0.24868 | 123.8515 | 1857.7727 | 0.39722 | 5.9583 | 0.28824 | 0.86639 | 0.28824 | 0.86639 | 0.33194 | 0.99776 | 0.33194 | 0.99776 | 5.7831 | 21.0479 | 5.7831 | 21.0479
253001-Residential AC SEER 14 CZ 6, 7 or 8 | 0.51159 | 0.0047906 | 0.74603 | 371.5545 | 5573.3179 | 1.1917 | 17.8749 | 0.29006 | 0.87186 | 0.29006 | 0.87186 | 0.33746 | 1.0143 | 0.33746 | 1.0143 | 5.9633 | 31.5719 | 5.9633 | 31.5719
253001-Residential AC SEER 14 CZ 6, 7 or 8 | 0.17053 | 0.0015969 | 0.24868 | 123.8515 | 1857.7727 | 0.39722 | 5.9583 | 0.28824 | 0.86639 | 0.28824 | 0.86639 | 0.33194 | 0.99776 | 0.33194 | 0.99776 | 5.7831 | 21.0479 | 5.7831 | 21.0479
253002-Residential AC SEER 14 CZ 10, 14, or 15 | 0.59566 | 0.0055779 | 0.49872 | 432.6177 | 6489.2649 | 0.53906 | 8.0859 | 0.30795 | 0.92564 | 0.30795 | 0.92564 | 0.32126 | 0.96564 | 0.32126 | 0.96564 | 8.5944 | 12.7932 | 8.5944 | 12.7932
253002-Residential AC SEER 14 CZ 10, 14, or 15 | 0.89349 | 0.0083668 | 0.74808 | 648.9265 | 9733.8973 | 0.80859 | 12.1289 | 0.30975 | 0.93105 | 0.30975 | 0.93105 | 0.32671 | 0.98202 | 0.32671 | 0.98202 | 8.9932 | 15.9915 | 8.9932 | 15.9915
253001-Residential AC SEER 14 CZ 6, 7 or 8 | 0.51159 | 0.0047906 | 0.74603 | 371.5545 | 5573.3179 | 1.1917 | 17.8749 | 0.28945 | 0.87004 | 0.28945 | 0.87004 | 0.33562 | 1.0088 | 0.33562 | 1.0088 | 5.902 | 27.0616 | 5.902 | 27.0616
253003-Residential AC SEER 15 CZ 6, 7 or 8 | 0.20208 | 0.0018923 | 0.26001 | 146.7669 | 2201.5028 | -0.89231 | -13.3846 | 0.24395 | 1.0475 | 0.24395 | 1.0475 | 0.31464 | 1.0475 | 0.31464 | 1.0475 | 3.2725 | 10.1053 | 3.2725 | 10.1053
253001-Residential AC SEER 14 CZ 6, 7 or 8 | 0.68211 | 0.0063874 | 0.9947 | 495.406 | 7431.0906 | 1.5889 | 23.8333 | 0.29006 | 0.87186 | 0.29006 | 0.87186 | 0.33746 | 1.0143 | 0.33746 | 1.0143 | 5.9633 | 31.5719 | 5.9633 | 31.5719
253009-Residential AC SEER 15 Early Ret. CZ 6, 7 or 8 | 0.40416 | 0.0037846 | 0.52002 | 293.5337 | 4403.0055 | -1.7846 | -26.7692 | -0.032243 | 1.0475 | -0.032243 | 1.0475 | 0.31715 | 1.0475 | 0.31715 | 1.0475 | 0.89859 | 10.9137 | 0.89859 | 10.9137
253009-Residential AC SEER 15 Early Ret. CZ 6, 7 or 8 | 0.60624 | 0.0056769 | 0.78002 | 440.3005 | 6604.5082 | -2.6769 | -40.1538 | -0.032243 | 1.0475 | -0.032243 | 1.0475 | 0.31715 | 1.0475 | 0.31715 | 1.0475 | 0.89859 | 10.9137 | 0.89859 | 10.9137
253009-Residential AC SEER 15 Early Ret. CZ 6, 7 or 8 | 0.40416 | 0.0037846 | 0.52002 | 293.5337 | 4403.0055 | -1.7846 | -26.7692 | -0.03483 | 1.0475 | -0.03483 | 1.0475 | 0.30931 | 1.0475 | 0.30931 | 1.0475 | 0.89252 | 8.731 | 0.89252 | 8.731
253005-Residential AC SEER 13 Early Ret. CZ 6, 7 or 8 | 0.46797 | 0.0043821 | 0.6574 | 339.8749 | 5098.1238 | 0.41173 | 6.1759 | -0.018689 | -0.056174 | -0.018689 | -0.056174 | 0.31937 | 0.95995 | 0.31937 | 0.95995 | 0.9491 | 11.9618 | 0.9491 | 11.9618
253005-Residential AC SEER 13 Early Ret. CZ 6, 7 or 8 | 0.46797 | 0.0043821 | 0.6574 | 339.8749 | 5098.1238 | 0.41173 | 6.1759 | -0.018689 | -0.056174 | -0.018689 | -0.056174 | 0.31937 | 0.95995 | 0.31937 | 0.95995 | 0.9491 | 11.9618 | 0.9491 | 11.9618
253008-Residential AC SEER 14 Early Ret. CZ 10, 14, or 15 | 1.1913 | 0.011156 | 0.99743 | 865.2353 | 12978.5298 | 1.0781 | 16.1718 | 0.11122 | 0.3343 | 0.11122 | 0.3343 | 0.29256 | 0.87937 | 0.29256 | 0.87937 | 1.4687 | 6.2294 | 1.4687 | 6.2294
253005-Residential AC SEER 13 Early Ret. CZ 6, 7 or 8 | 0.46797 | 0.0043821 | 0.6574 | 339.8749 | 5098.1238 | 0.41173 | 6.1759 | -0.018689 | -0.056174 | -0.018689 | -0.056174 | 0.31937 | 0.95995 | 0.31937 | 0.95995 | 0.9491 | 11.9618 | 0.9491 | 11.9618
253005-Residential AC SEER 13 Early Ret. CZ 6, 7 or 8 | 0.77994 | 0.0073035 | 1.0957 | 566.4582 | 8496.873 | 0.68621 | 10.2932 | -0.018689 | -0.056174 | -0.018689 | -0.056174 | 0.31937 | 0.95995 | 0.31937 | 0.95995 | 0.9491 | 11.9618 | 0.9491 | 11.9618
253009-Residential AC SEER 15 Early Ret. CZ 6, 7 or 8 | 0.60624 | 0.0056769 | 0.78002 | 440.3005 | 6604.5082 | -2.6769 | -40.1538 | -0.033968 | 1.0475 | -0.033968 | 1.0475 | 0.31193 | 1.0475 | 0.31193 | 1.0475 | 0.89454 | 9.3546 | 0.89454 | 9.3546
253009-Residential AC SEER 15 Early Ret. CZ 6, 7 or 8 | 0.60624 | 0.0056769 | 0.78002 | 440.3005 | 6604.5082 | -2.6769 | -40.1538 | -0.032243 | 1.0475 | -0.032243 | 1.0475 | 0.31715 | 1.0475 | 0.31715 | 1.0475 | 0.89859 | 10.9137 | 0.89859 | 10.9137
253005-Residential AC SEER 13 Early Ret. CZ 6, 7 or 8 | 0.46797 | 0.0043821 | 0.6574 | 339.8749 | 5098.1238 | 0.41173 | 6.1759 | -0.018689 | -0.056174 | -0.018689 | -0.056174 | 0.31937 | 0.95995 | 0.31937 | 0.95995 | 0.9491 | 11.9618 | 0.9491 | 11.9618
253005-Residential AC SEER 13 Early Ret. CZ 6, 7 or 8 | 0.77994 | 0.0073035 | 1.0957 | 566.4582 | 8496.873 | 0.68621 | 10.2932 | -0.018689 | -0.056174 | -0.018689 | -0.056174 | 0.31937 | 0.95995 | 0.31937 | 0.95995 | 0.9491 | 11.9618 | 0.9491 | 11.9618
253006-Residential AC SEER 13 Early Ret. CZ 10, 14, or 15 | 0.80713 | 0.0075581 | 0.66162 | 586.2024 | 8793.0364 | 0.22871 | 3.4306 | 0.12484 | 0.37524 | 0.12484 | 0.37524 | 0.30052 | 0.90331 | 0.30052 | 0.90331 | 1.5582 | 7.2637 | 1.5582 | 7.2637
253006-Residential AC SEER 13 Early Ret. CZ 10, 14, or 15 | 0.80713 | 0.0075581 | 0.66162 | 586.2024 | 8793.0364 | 0.22871 | 3.4306 | 0.12484 | 0.37524 | 0.12484 | 0.37524 | 0.30052 | 0.90331 | 0.30052 | 0.90331 | 1.5582 | 7.2637 | 1.5582 | 7.2637
253005-Residential AC SEER 13 Early Ret. CZ 6, 7 or 8 | 0.46797 | 0.0043821 | 0.6574 | 339.8749 | 5098.1238 | 0.41173 | 6.1759 | -0.018689 | -0.056174 | -0.018689 | -0.056174 | 0.31937 | 0.95995 | 0.31937 | 0.95995 | 0.9491 | 11.9618 | 0.9491 | 11.9618
253006-Residential AC SEER 13 Early Ret. CZ 10, 14, or 15 | 0.80713 | 0.0075581 | 0.66162 | 586.2024 | 8793.0364 | 0.22871 | 3.4306 | 0.12484 | 0.37524 | 0.12484 | 0.37524 | 0.30052 | 0.90331 | 0.30052 | 0.90331 | 1.5582 | 7.2637 | 1.5582 | 7.2637
253007-Residential AC SEER 14 Early Ret. CZ 6, 7 or 8 | 0.68211 | 0.0063874 | 0.9947 | 495.406 | 7431.0906 | 1.5889 | 23.8333 | -0.04156 | -0.12492 | -0.04156 | -0.12492 | 0.31784 | 0.95536 | 0.31784 | 0.95536 | 0.89345 | 11.3659 | 0.89345 | 11.3659
253007-Residential AC SEER 14 Early Ret. CZ 6, 7 or 8 | 0.85264 | 0.0079843 | 1.2434 | 619.2576 | 9288.8633 | 1.9861 | 29.7916 | -0.04156 | -0.12492 | -0.04156 | -0.12492 | 0.31784 | 0.95536 | 0.31784 | 0.95536 | 0.89345 | 11.3659 | 0.89345 | 11.3659
253007-Residential AC SEER 14 Early Ret. CZ 6, 7 or 8 | 0.51159 | 0.0047906 | 0.74603 | 371.5545 | 5573.3179 | 1.1917 | 17.8749 | -0.043246 | -0.12999 | -0.043246 | -0.12999 | 0.31273 | 0.94 | 0.31273 | 0.94 | 0.88961 | 9.7422 | 0.88961 | 9.7422
253009-Residential AC SEER 15 Early Ret. CZ 6, 7 or 8 | 0.40416 | 0.0037846 | 0.52002 | 293.5337 | 4403.0055 | -1.7846 | -26.7692 | -0.03483 | 1.0475 | -0.03483 | 1.0475 | 0.30931 | 1.0475 | 0.30931 | 1.0475 | 0.89252 | 8.731 | 0.89252 | 8.731
253005-Residential AC SEER 13 Early Ret. CZ 6, 7 or 8 | 0.46797 | 0.0043821 | 0.6574 | 339.8749 | 5098.1238 | 0.41173 | 6.1759 | -0.018689 | -0.056174 | -0.018689 | -0.056174 | 0.31937 | 0.95995 | 0.31937 | 0.95995 | 0.9491 | 11.9618 | 0.9491 | 11.9618
253007-Residential AC SEER 14 Early Ret. CZ 6, 7 or 8 | 0.51159 | 0.0047906 | 0.74603 | 371.5545 | 5573.3179 | 1.1917 | 17.8749 | -0.043246 | -0.12999 | -0.043246 | -0.12999 | 0.31273 | 0.94 | 0.31273 | 0.94 | 0.88961 | 9.7422 | 0.88961 | 9.7422
253009-Residential AC SEER 15 Early Ret. CZ 6, 7 or 8 | 0.60624 | 0.0056769 | 0.78002 | 440.3005 | 6604.5082 | -2.6769 | -40.1538 | -0.033968 | 1.0475 | -0.033968 | 1.0475 | 0.31193 | 1.0475 | 0.31193 | 1.0475 | 0.89454 | 9.3546 | 0.89454 | 9.3546
253005-Residential AC SEER 13 Early Ret. CZ 6, 7 or 8 | 0.46797 | 0.0043821 | 0.6574 | 339.8749 | 5098.1238 | 0.41173 | 6.1759 | -0.018689 | -0.056174 | -0.018689 | -0.056174 | 0.31937 | 0.95995 | 0.31937 | 0.95995 | 0.9491 | 11.9618 | 0.9491 | 11.9618
253008-Residential AC SEER 14 Early Ret. CZ 10, 14, or 15 | 1.4892 | 0.013945 | 1.2468 | 1081.5441 | 16223.1622 | 1.3477 | 20.2148 | 0.11122 | 0.3343 | 0.11122 | 0.3343 | 0.29256 | 0.87937 | 0.29256 | 0.87937 | 1.4687 | 6.2294 | 1.4687 | 6.2294
253006-Residential AC SEER 13 Early Ret. CZ 10, 14, or 15 | 1.3452 | 0.012597 | 1.1027 | 977.0041 | 14655.0608 | 0.38118 | 5.7177 | 0.12484 | 0.37524 | 0.12484 | 0.37524 | 0.30052 | 0.90331 | 0.30052 | 0.90331 | 1.5582 | 7.2637 | 1.5582 | 7.2637
253010-Residential AC SEER 15 Early Ret. CZ 10, 14, or 15 | 1.3755 | 0.01288 | 1.0567 | 999.0022 | 14985.0324 | -2.9532 | -44.2976 | 0.11249 | 1.0475 | 0.11249 | 1.0475 | 0.29102 | 1.0475 | 0.29102 | 1.0475 | 1.4635 | 6.0094 | 1.4635 | 6.0094
253007-Residential AC SEER 14 Early Ret. CZ 6, 7 or 8 | 0.68211 | 0.0063874 | 0.9947 | 495.406 | 7431.0906 | 1.5889 | 23.8333 | -0.04156 | -0.12492 | -0.04156 | -0.12492 | 0.31784 | 0.95536 | 0.31784 | 0.95536 | 0.89345 | 11.3659 | 0.89345 | 11.3659
253008-Residential AC SEER 14 Early Ret. CZ 10, 14, or 15 | 1.1913 | 0.011156 | 0.99743 | 865.2353 | 12978.5298 | 1.0781 | 16.1718 | 0.11122 | 0.3343 | 0.11122 | 0.3343 | 0.29256 | 0.87937 | 0.29256 | 0.87937 | 1.4687 | 6.2294 | 1.4687 | 6.2294
253008-Residential AC SEER 14 Early Ret. CZ 10, 14, or 15 | 1.4892 | 0.013945 | 1.2468 | 1081.5441 | 16223.1622 | 1.3477 | 20.2148 | 0.11122 | 0.3343 | 0.11122 | 0.3343 | 0.29256 | 0.87937 | 0.29256 | 0.87937 | 1.4687 | 6.2294 | 1.4687 | 6.2294
253008-Residential AC SEER 14 Early Ret. CZ 10, 14, or 15 | 0.89349 | 0.0083668 | 0.74808 | 648.9265 | 9733.8973 | 0.80859 | 12.1289 | 0.11122 | 0.3343 | 0.11122 | 0.3343 | 0.29256 | 0.87937 | 0.29256 | 0.87937 | 1.4687 | 6.2294 | 1.4687 | 6.2294
253005-Residential AC SEER 13 Early Ret. CZ 6, 7 or 8 | 0.62396 | 0.0058428 | 0.87653 | 453.1666 | 6797.4984 | 0.54897 | 8.2346 | -0.018689 | -0.056174 | -0.018689 | -0.056174 | 0.31937 | 0.95995 | 0.31937 | 0.95995 | 0.9491 | 11.9618 | 0.9491 | 11.9618
253008-Residential AC SEER 14 Early Ret. CZ 10, 14, or 15 | 0.89349 | 0.0083668 | 0.74808 | 648.9265 | 9733.8973 | 0.80859 | 12.1289 | 0.11122 | 0.3343 | 0.11122 | 0.3343 | 0.29256 | 0.87937 | 0.29256 | 0.87937 | 1.4687 | 6.2294 | 1.4687 | 6.2294
253005-Residential AC SEER 13 Early Ret. CZ 6, 7 or 8 | 0.62396 | 0.0058428 | 0.87653 | 453.1666 | 6797.4984 | 0.54897 | 8.2346 | -0.018689 | -0.056174 | -0.018689 | -0.056174 | 0.31937 | 0.95995 | 0.31937 | 0.95995 | 0.9491 | 11.9618 | 0.9491 | 11.9618
253009-Residential AC SEER 15 Early Ret. CZ 6, 7 or 8 | 0.60624 | 0.0056769 | 0.78002 | 440.3005 | 6604.5082 | -2.6769 | -40.1538 | -0.032243 | 1.0475 | -0.032243 | 1.0475 | 0.31715 | 1.0475 | 0.31715 | 1.0475 | 0.89859 | 10.9137 | 0.89859 | 10.9137
253006-Residential AC SEER 13 Early Ret. CZ 10, 14, or 15 | 1.0762 | 0.010077 | 0.88216 | 781.6032 | 11724.0486 | 0.30495 | 4.5742 | 0.12484 | 0.37524 | 0.12484 | 0.37524 | 0.30052 | 0.90331 | 0.30052 | 0.90331 | 1.5582 | 7.2637 | 1.5582 | 7.2637
253005-Residential AC SEER 13 Early Ret. CZ 6, 7 or 8 | 0.62396 | 0.0058428 | 0.87653 | 453.1666 | 6797.4984 | 0.54897 | 8.2346 | -0.018689 | -0.056174 | -0.018689 | -0.056174 | 0.31937 | 0.95995 | 0.31937 | 0.95995 | 0.9491 | 11.9618 | 0.9491 | 11.9618
253006-Residential AC SEER 13 Early Ret. CZ 10, 14, or 15 | 1.0762 | 0.010077 | 0.88216 | 781.6032 | 11724.0486 | 0.30495 | 4.5742 | 0.12484 | 0.37524 | 0.12484 | 0.37524 | 0.30052 | 0.90331 | 0.30052 | 0.90331 | 1.5582 | 7.2637 | 1.5582 | 7.2637
253006-Residential AC SEER 13 Early Ret. CZ 10, 14, or 15 | 1.0762 | 0.010077 | 0.88216 | 781.6032 | 11724.0486 | 0.30495 | 4.5742 | 0.12484 | 0.37524 | 0.12484 | 0.37524 | 0.30052 | 0.90331 | 0.30052 | 0.90331 | 1.5582 | 7.2637 | 1.5582 | 7.2637
253005-Residential AC SEER 13 Early Ret. CZ 6, 7 or 8 | 0.62396 | 0.0058428 | 0.87653 | 453.1666 | 6797.4984 | 0.54897 | 8.2346 | -0.018689 | -0.056174 | -0.018689 | -0.056174 | 0.31937 | 0.95995 | 0.31937 | 0.95995 | 0.9491 | 11.9618 | 0.9491 | 11.9618
253006-Residential AC SEER 13 Early Ret. CZ 10, 14, or 15 | 0.80713 | 0.0075581 | 0.66162 | 586.2024 | 8793.0364 | 0.22871 | 3.4306 | 0.12484 | 0.37524 | 0.12484 | 0.37524 | 0.30052 | 0.90331 | 0.30052 | 0.90331 | 1.5582 | 7.2637 | 1.5582 | 7.2637
253006-Residential AC SEER 13 Early Ret. CZ 10, 14, or 15 | 1.0762 | 0.010077 | 0.88216 | 781.6032 | 11724.0486 | 0.30495 | 4.5742 | 0.12484 | 0.37524 | 0.12484 | 0.37524 | 0.30052 | 0.90331 | 0.30052 | 0.90331 | 1.5582 | 7.2637 | 1.5582 | 7.2637
253005-Residential AC SEER 13 Early Ret. CZ 6, 7 or 8 | 0.62396 | 0.0058428 | 0.87653 | 453.1666 | 6797.4984 | 0.54897 | 8.2346 | -0.018689 | -0.056174 | -0.018689 | -0.056174 | 0.31937 | 0.95995 | 0.31937 | 0.95995 | 0.9491 | 11.9618 | 0.9491 | 11.9618
253006-Residential AC SEER 13 Early Ret. CZ 10, 14, or 15 | 1.0762 | 0.010077 | 0.88216 | 781.6032 | 11724.0486 | 0.30495 | 4.5742 | 0.12484 | 0.37524 | 0.12484 | 0.37524 | 0.30052 | 0.90331 | 0.30052 | 0.90331 | 1.5582 | 7.2637 | 1.5582 | 7.2637
253010-Residential AC SEER 15 Early Ret. CZ 10, 14, or 15 | 1.3755 | 0.01288 | 1.0567 | 999.0022 | 14985.0324 | -2.9532 | -44.2976 | 0.11249 | 1.0475 | 0.11249 | 1.0475 | 0.29102 | 1.0475 | 0.29102 | 1.0475 | 1.4635 | 6.0094 | 1.4635 | 6.0094
253005-Residential AC SEER 13 Early Ret. CZ 6, 7 or 8 | 0.62396 | 0.0058428 | 0.87653 | 453.1666 | 6797.4984 | 0.54897 | 8.2346 | -0.018689 | -0.056174 | -0.018689 | -0.056174 | 0.31937 | 0.95995 | 0.31937 | 0.95995 | 0.9491 | 11.9618 | 0.9491 | 11.9618
253005-Residential AC SEER 13 Early Ret. CZ 6, 7 or 8 | 0.62396 | 0.0058428 | 0.87653 | 453.1666 | 6797.4984 | 0.54897 | 8.2346 | -0.018689 | -0.056174 | -0.018689 | -0.056174 | 0.31937 | 0.95995 | 0.31937 | 0.95995 | 0.9491 | 11.9618 | 0.9491 | 11.9618
253007-Residential AC SEER 14 Early Ret. CZ 6, 7 or 8 | 0.51159 | 0.0047906 | 0.74603 | 371.5545 | 5573.3179 | 1.1917 | 17.8749 | -0.043246 | -0.12999 | -0.043246 | -0.12999 | 0.31273 | 0.94 | 0.31273 | 0.94 | 0.88961 | 9.7422 | 0.88961 | 9.7422
253007-Residential AC SEER 14 Early Ret. CZ 6, 7 or 8 | 0.85264 | 0.0079843 | 1.2434 | 619.2576 | 9288.8633 | 1.9861 | 29.7916 | -0.04156 | -0.12492 | -0.04156 | -0.12492 | 0.31784 | 0.95536 | 0.31784 | 0.95536 | 0.89345 | 11.3659 | 0.89345 | 11.3659
253007-Residential AC SEER 14 Early Ret. CZ 6, 7 or 8 | 0.51159 | 0.0047906 | 0.74603 | 371.5545 | 5573.3179 | 1.1917 | 17.8749 | -0.043246 | -0.12999 | -0.043246 | -0.12999 | 0.31273 | 0.94 | 0.31273 | 0.94 | 0.88961 | 9.7422 | 0.88961 | 9.7422
253005-Residential AC SEER 13 Early Ret. CZ 6, 7 or 8 | 0.46797 | 0.0043821 | 0.6574 | 339.8749 | 5098.1238 | 0.41173 | 6.1759 | -0.018689 | -0.056174 | -0.018689 | -0.056174 | 0.31937 | 0.95995 | 0.31937 | 0.95995 | 0.9491 | 11.9618 | 0.9491 | 11.9618
253005-Residential AC SEER 13 Early Ret. CZ 6, 7 or 8 | 0.62396 | 0.0058428 | 0.87653 | 453.1666 | 6797.4984 | 0.54897 | 8.2346 | -0.018689 | -0.056174 | -0.018689 | -0.056174 | 0.31937 | 0.95995 | 0.31937 | 0.95995 | 0.9491 | 11.9618 | 0.9491 | 11.9618
253009-Residential AC SEER 15 Early Ret. CZ 6, 7 or 8 | 0.40416 | 0.0037846 | 0.52002 | 293.5337 | 4403.0055 | -1.7846 | -26.7692 | -0.032243 | 1.0475 | -0.032243 | 1.0475 | 0.31715 | 1.0475 | 0.31715 | 1.0475 | 0.89859 | 10.9137 | 0.89859 | 10.9137
253007-Residential AC SEER 14 Early Ret. CZ 6, 7 or 8 | 0.51159 | 0.0047906 | 0.74603 | 371.5545 | 5573.3179 | 1.1917 | 17.8749 | -0.04156 | -0.12492 | -0.04156 | -0.12492 | 0.31784 | 0.95536 | 0.31784 | 0.95536 | 0.89345 | 11.3659 | 0.89345 | 11.3659
253007-Residential AC SEER 14 Early Ret. CZ 6, 7 or 8 | 0.85264 | 0.0079843 | 1.2434 | 619.2576 | 9288.8633 | 1.9861 | 29.7916 | -0.04156 | -0.12492 | -0.04156 | -0.12492 | 0.31784 | 0.95536 | 0.31784 | 0.95536 | 0.89345 | 11.3659 | 0.89345 | 11.3659
253009-Residential AC SEER 15 Early Ret. CZ 6, 7 or 8 | 0.60624 | 0.0056769 | 0.78002 | 440.3005 | 6604.5082 | -2.6769 | -40.1538 | -0.032243 | 1.0475 | -0.032243 | 1.0475 | 0.31715 | 1.0475 | 0.31715 | 1.0475 | 0.89859 | 10.9137 | 0.89859 | 10.9137
253005-Residential AC SEER 13 Early Ret. CZ 6, 7 or 8 | 0.62396 | 0.0058428 | 0.87653 | 453.1666 | 6797.4984 | 0.54897 | 8.2346 | -0.018689 | -0.056174 | -0.018689 | -0.056174 | 0.31937 | 0.95995 | 0.31937 | 0.95995 | 0.9491 | 11.9618 | 0.9491 | 11.9618
253005-Residential AC SEER 13 Early Ret. CZ 6, 7 or 8 | 0.62396 | 0.0058428 | 0.87653 | 453.1666 | 6797.4984 | 0.54897 | 8.2346 | -0.018689 | -0.056174 | -0.018689 | -0.056174 | 0.31937 | 0.95995 | 0.31937 | 0.95995 | 0.9491 | 11.9618 | 0.9491 | 11.9618
253008-Residential AC SEER 14 Early Ret. CZ 10, 14, or 15 | 1.1913 | 0.011156 | 0.99743 | 865.2353 | 12978.5298 | 1.0781 | 16.1718 | 0.11122 | 0.3343 | 0.11122 | 0.3343 | 0.29256 | 0.87937 | 0.29256 | 0.87937 | 1.4687 | 6.2294 | 1.4687 | 6.2294
253009-Residential AC SEER 15 Early Ret. CZ 6, 7 or 8 | 0.60624 | 0.0056769 | 0.78002 | 440.3005 | 6604.5082 | -2.6769 | -40.1538 | -0.032243 | 1.0475 | -0.032243 | 1.0475 | 0.31715 | 1.0475 | 0.31715 | 1.0475 | 0.89859 | 10.9137 | 0.89859 | 10.9137
253009-Residential AC SEER 15 Early Ret. CZ 6, 7 or 8 | 0.80832 | 0.0075692 | 1.04 | 587.0674 | 8806.011 | -3.5692 | -53.5384 | -0.032243 | 1.0475 | -0.032243 | 1.0475 | 0.31715 | 1.0475 | 0.31715 | 1.0475 | 0.89859 | 10.9137 | 0.89859 | 10.9137
253006-Residential AC SEER 13 Early Ret. CZ 10, 14, or 15 | 1.0762 | 0.010077 | 0.88216 | 781.6032 | 11724.0486 | 0.30495 | 4.5742 | 0.12484 | 0.37524 | 0.12484 | 0.37524 | 0.30052 | 0.90331 | 0.30052 | 0.90331 | 1.5582 | 7.2637 | 1.5582 | 7.2637
253008-Residential AC SEER 14 Early Ret. CZ 10, 14, or 15 | 1.4892 | 0.013945 | 1.2468 | 1081.5441 | 16223.1622 | 1.3477 | 20.2148 | 0.11122 | 0.3343 | 0.11122 | 0.3343 | 0.29256 | 0.87937 | 0.29256 | 0.87937 | 1.4687 | 6.2294 | 1.4687 | 6.2294
253010-Residential AC SEER 15 Early Ret. CZ 10, 14, or 15 | 1.3755 | 0.01288 | 1.0567 | 999.0022 | 14985.0324 | -2.9532 | -44.2976 | 0.11249 | 1.0475 | 0.11249 | 1.0475 | 0.29102 | 1.0475 | 0.29102 | 1.0475 | 1.4635 | 6.0094 | 1.4635 | 6.0094
253008-Residential AC SEER 14 Early Ret. CZ 10, 14, or 15 | 1.4892 | 0.013945 | 1.2468 | 1081.5441 | 16223.1622 | 1.3477 | 20.2148 | 0.11122 | 0.3343 | 0.11122 | 0.3343 | 0.29256 | 0.87937 | 0.29256 | 0.87937 | 1.4687 | 6.2294 | 1.4687 | 6.2294
253010-Residential AC SEER 15 Early Ret. CZ 10, 14, or 15 | 1.3755 | 0.01288 | 1.0567 | 999.0022 | 14985.0324 | -2.9532 | -44.2976 | 0.11249 | 1.0475 | 0.11249 | 1.0475 | 0.29102 | 1.0475 | 0.29102 | 1.0475 | 1.4635 | 6.0094 | 1.4635 | 6.0094
253010-Residential AC SEER 15 Early Ret. CZ 10, 14, or 15 | 1.0316 | 0.0096603 | 0.7925 | 749.2516 | 11238.7743 | -2.2149 | -33.2232 | 0.11249 | 1.0475 | 0.11249 | 1.0475 | 0.29102 | 1.0475 | 0.29102 | 1.0475 | 1.4635 | 6.0094 | 1.4635 | 6.0094
253006-Residential AC SEER 13 Early Ret. CZ 10, 14, or 15 | 1.0762 | 0.010077 | 0.88216 | 781.6032 | 11724.0486 | 0.30495 | 4.5742 | 0.12484 | 0.37524 | 0.12484 | 0.37524 | 0.30052 | 0.90331 | 0.30052 | 0.90331 | 1.5582 | 7.2637 | 1.5582 | 7.2637
253006-Residential AC SEER 13 Early Ret. CZ 10, 14, or 15 | 1.0762 | 0.010077 | 0.88216 | 781.6032 | 11724.0486 | 0.30495 | 4.5742 | 0.12484 | 0.37524 | 0.12484 | 0.37524 | 0.30052 | 0.90331 | 0.30052 | 0.90331 | 1.5582 | 7.2637 | 1.5582 | 7.2637
253010-Residential AC SEER 15 Early Ret. CZ 10, 14, or 15 | 1.3755 | 0.01288 | 1.0567 | 999.0022 | 14985.0324 | -2.9532 | -44.2976 | 0.11249 | 1.0475 | 0.11249 | 1.0475 | 0.29102 | 1.0475 | 0.29102 | 1.0475 | 1.4635 | 6.0094 | 1.4635 | 6.0094
253006-Residential AC SEER 13 Early Ret. CZ 10, 14, or 15 | 1.0762 | 0.010077 | 0.88216 | 781.6032 | 11724.0486 | 0.30495 | 4.5742 | 0.12484 | 0.37524 | 0.12484 | 0.37524 | 0.30052 | 0.90331 | 0.30052 | 0.90331 | 1.5582 | 7.2637 | 1.5582 | 7.2637
253005-Residential AC SEER 13 Early Ret. CZ 6, 7 or 8 | 0.77994 | 0.0073035 | 1.0957 | 566.4582 | 8496.873 | 0.68621 | 10.2932 | -0.018689 | -0.056174 | -0.018689 | -0.056174 | 0.31937 | 0.95995 | 0.31937 | 0.95995 | 0.9491 | 11.9618 | 0.9491 | 11.9618
253008-Residential AC SEER 14 Early Ret. CZ 10, 14, or 15 | 0.89349 | 0.0083668 | 0.74808 | 648.9265 | 9733.8973 | 0.80859 | 12.1289 | 0.11122 | 0.3343 | 0.11122 | 0.3343 | 0.29256 | 0.87937 | 0.29256 | 0.87937 | 1.4687 | 6.2294 | 1.4687 | 6.2294
253007-Residential AC SEER 14 Early Ret. CZ 6, 7 or 8 | 0.68211 | 0.0063874 | 0.9947 | 495.406 | 7431.0906 | 1.5889 | 23.8333 | -0.04156 | -0.12492 | -0.04156 | -0.12492 | 0.31784 | 0.95536 | 0.31784 | 0.95536 | 0.89345 | 11.3659 | 0.89345 | 11.3659
253009-Residential AC SEER 15 Early Ret. CZ 6, 7 or 8 | 0.80832 | 0.0075692 | 1.04 | 587.0674 | 8806.011 | -3.5692 | -53.5384 | -0.032243 | 1.0475 | -0.032243 | 1.0475 | 0.31715 | 1.0475 | 0.31715 | 1.0475 | 0.89859 | 10.9137 | 0.89859 | 10.9137
253005-Residential AC SEER 13 Early Ret. CZ 6, 7 or 8 | 0.62396 | 0.0058428 | 0.87653 | 453.1666 | 6797.4984 | 0.54897 | 8.2346 | -0.018689 | -0.056174 | -0.018689 | -0.056174 | 0.31937 | 0.95995 | 0.31937 | 0.95995 | 0.9491 | 11.9618 | 0.9491 | 11.9618
253005-Residential AC SEER 13 Early Ret. CZ 6, 7 or 8 | 0.62396 | 0.0058428 | 0.87653 | 453.1666 | 6797.4984 | 0.54897 | 8.2346 | -0.018689 | -0.056174 | -0.018689 | -0.056174 | 0.31937 | 0.95995 | 0.31937 | 0.95995 | 0.9491 | 11.9618 | 0.9491 | 11.9618
253008-Residential AC SEER 14 Early Ret. CZ 10, 14, or 15 | 0.59566 | 0.0055779 | 0.49872 | 432.6177 | 6489.2649 | 0.53906 | 8.0859 | 0.11122 | 0.3343 | 0.11122 | 0.3343 | 0.29256 | 0.87937 | 0.29256 | 0.87937 | 1.4687 | 6.2294 | 1.4687 | 6.2294
253005-Residential AC SEER 13 Early Ret. CZ 6, 7 or 8 | 0.77994 | 0.0073035 | 1.0957 | 566.4582 | 8496.873 | 0.68621 | 10.2932 | -0.018689 | -0.056174 | -0.018689 | -0.056174 | 0.31937 | 0.95995 | 0.31937 | 0.95995 | 0.9491 | 11.9618 | 0.9491 | 11.9618
253005-Residential AC SEER 13 Early Ret. CZ 6, 7 or 8 | 0.62396 | 0.0058428 | 0.87653 | 453.1666 | 6797.4984 | 0.54897 | 8.2346 | -0.018689 | -0.056174 | -0.018689 | -0.056174 | 0.31937 | 0.95995 | 0.31937 | 0.95995 | 0.9491 | 11.9618 | 0.9491 | 11.9618
253007-Residential AC SEER 14 Early Ret. CZ 6, 7 or 8 | 0.68211 | 0.0063874 | 0.9947 | 495.406 | 7431.0906 | 1.5889 | 23.8333 | -0.04156 | -0.12492 | -0.04156 | -0.12492 | 0.31784 | 0.95536 | 0.31784 | 0.95536 | 0.89345 | 11.3659 | 0.89345 | 11.3659
253007-Residential AC SEER 14 Early Ret. CZ 6, 7 or 8 | 0.85264 | 0.0079843 | 1.2434 | 619.2576 | 9288.8633 | 1.9861 | 29.7916 | -0.04156 | -0.12492 | -0.04156 | -0.12492 | 0.31784 | 0.95536 | 0.31784 | 0.95536 | 0.89345 | 11.3659 | 0.89345 | 11.3659
253009-Residential AC SEER 15 Early Ret. CZ 6, 7 or 8 | 0.60624 | 0.0056769 | 0.78002 | 440.3005 | 6604.5082 | -2.6769 | -40.1538 | -0.032243 | 1.0475 | -0.032243 | 1.0475 | 0.31715 | 1.0475 | 0.31715 | 1.0475 | 0.89859 | 10.9137 | 0.89859 | 10.9137
253008-Residential AC SEER 14 Early Ret. CZ 10, 14, or 15 | 0.89349 | 0.0083668 | 0.74808 | 648.9265 | 9733.8973 | 0.80859 | 12.1289 | 0.10814 | 0.32505 | 0.10814 | 0.32505 | 0.28323 | 0.85134 | 0.28323 | 0.85134 | 1.4499 | 5.3395 | 1.4499 | 5.3395
253005-Residential AC SEER 13 Early Ret. CZ 6, 7 or 8 | 0.46797 | 0.0043821 | 0.6574 | 339.8749 | 5098.1238 | 0.41173 | 6.1759 | -0.018689 | -0.056174 | -0.018689 | -0.056174 | 0.31937 | 0.95995 | 0.31937 | 0.95995 | 0.9491 | 11.9618 | 0.9491 | 11.9618
253007-Residential AC SEER 14 Early Ret. CZ 6, 7 or 8 | 0.68211 | 0.0063874 | 0.9947 | 495.406 | 7431.0906 | 1.5889 | 23.8333 | -0.04156 | -0.12492 | -0.04156 | -0.12492 | 0.31784 | 0.95536 | 0.31784 | 0.95536 | 0.89345 | 11.3659 | 0.89345 | 11.3659
253005-Residential AC SEER 13 Early Ret. CZ 6, 7 or 8 | 0.46797 | 0.0043821 | 0.6574 | 339.8749 | 5098.1238 | 0.41173 | 6.1759 | -0.018689 | -0.056174 | -0.018689 | -0.056174 | 0.31937 | 0.95995 | 0.31937 | 0.95995 | 0.9491 | 11.9618 | 0.9491 | 11.9618
253008-Residential AC SEER 14 Early Ret. CZ 10, 14, or 15 | 1.4892 | 0.013945 | 1.2468 | 1081.5441 | 16223.1622 | 1.3477 | 20.2148 | 0.11122 | 0.3343 | 0.11122 | 0.3343 | 0.29256 | 0.87937 | 0.29256 | 0.87937 | 1.4687 | 6.2294 | 1.4687 | 6.2294
253010-Residential AC SEER 15 Early Ret. CZ 10, 14, or 15 | 1.0316 | 0.0096603 | 0.7925 | 749.2516 | 11238.7743 | -2.2149 | -33.2232 | 0.11249 | 1.0475 | 0.11249 | 1.0475 | 0.29102 | 1.0475 | 0.29102 | 1.0475 | 1.4635 | 6.0094 | 1.4635 | 6.0094
253020-Residential HP SEER 15 Early Ret. CZ 10, 14, 15 | 3.2415 | 0.030354 | 0.9554 | 2354.2728 | 35314.092 | 0 | 0 | 0.23653 | 0 | 0.23653 | 0 | 0.32411 | 0 | 0.32411 | 0 | 3.1125 | 14.2888 | 3.1125 | 14.2888
253007-Residential AC SEER 14 Early Ret. CZ 6, 7 or 8 | 0.51159 | 0.0047906 | 0.74603 | 371.5545 | 5573.3179 | 1.1917 | 17.8749 | -0.04156 | -0.12492 | -0.04156 | -0.12492 | 0.31784 | 0.95536 | 0.31784 | 0.95536 | 0.89345 | 11.3659 | 0.89345 | 11.3659
253010-Residential AC SEER 15 Early Ret. CZ 10, 14, or 15 | 1.0316 | 0.0096603 | 0.7925 | 749.2516 | 11238.7743 | -2.2149 | -33.2232 | 0.11249 | 1.0475 | 0.11249 | 1.0475 | 0.29102 | 1.0475 | 0.29102 | 1.0475 | 1.4635 | 6.0094 | 1.4635 | 6.0094
253010-Residential AC SEER 15 Early Ret. CZ 10, 14, or 15 | 1.3755 | 0.01288 | 1.0567 | 999.0022 | 14985.0324 | -2.9532 | -44.2976 | 0.11249 | 1.0475 | 0.11249 | 1.0475 | 0.29102 | 1.0475 | 0.29102 | 1.0475 | 1.4635 | 6.0094 | 1.4635 | 6.0094
253006-Residential AC SEER 13 Early Ret. CZ 10, 14, or 15 | 0.80713 | 0.0075581 | 0.66162 | 586.2024 | 8793.0364 | 0.22871 | 3.4306 | 0.12484 | 0.37524 | 0.12484 | 0.37524 | 0.30052 | 0.90331 | 0.30052 | 0.90331 | 1.5582 | 7.2637 | 1.5582 | 7.2637
253005-Residential AC SEER 13 Early Ret. CZ 6, 7 or 8 | 0.46797 | 0.0043821 | 0.6574 | 339.8749 | 5098.1238 | 0.41173 | 6.1759 | -0.018689 | -0.056174 | -0.018689 | -0.056174 | 0.31937 | 0.95995 | 0.31937 | 0.95995 | 0.9491 | 11.9618 | 0.9491 | 11.9618
253006-Residential AC SEER 13 Early Ret. CZ 10, 14, or 15 | 1.0762 | 0.010077 | 0.88216 | 781.6032 | 11724.0486 | 0.30495 | 4.5742 | 0.12484 | 0.37524 | 0.12484 | 0.37524 | 0.30052 | 0.90331 | 0.30052 | 0.90331 | 1.5582 | 7.2637 | 1.5582 | 7.2637
253005-Residential AC SEER 13 Early Ret. CZ 6, 7 or 8 | 0.62396 | 0.0058428 | 0.87653 | 453.1666 | 6797.4984 | 0.54897 | 8.2346 | -0.018689 | -0.056174 | -0.018689 | -0.056174 | 0.31937 | 0.95995 | 0.31937 | 0.95995 | 0.9491 | 11.9618 | 0.9491 | 11.9618
253005-Residential AC SEER 13 Early Ret. CZ 6, 7 or 8 | 0.62396 | 0.0058428 | 0.87653 | 453.1666 | 6797.4984 | 0.54897 | 8.2346 | -0.018689 | -0.056174 | -0.018689 | -0.056174 | 0.31937 | 0.95995 | 0.31937 | 0.95995 | 0.9491 | 11.9618 | 0.9491 | 11.9618
253006-Residential AC SEER 13 Early Ret. CZ 10, 14, or 15 | 1.0762 | 0.010077 | 0.88216 | 781.6032 | 11724.0486 | 0.30495 | 4.5742 | 0.12484 | 0.37524 | 0.12484 | 0.37524 | 0.30052 | 0.90331 | 0.30052 | 0.90331 | 1.5582 | 7.2637 | 1.5582 | 7.2637
253007-Residential AC SEER 14 Early Ret. CZ 6, 7 or 8 | 0.51159 | 0.0047906 | 0.74603 | 371.5545 | 5573.3179 | 1.1917 | 17.8749 | -0.04156 | -0.12492 | -0.04156 | -0.12492 | 0.31784 | 0.95536 | 0.31784 | 0.95536 | 0.89345 | 11.3659 | 0.89345 | 11.3659
253007-Residential AC SEER 14 Early Ret. CZ 6, 7 or 8 | 0.51159 | 0.0047906 | 0.74603 | 371.5545 | 5573.3179 | 1.1917 | 17.8749 | -0.04156 | -0.12492 | -0.04156 | -0.12492 | 0.31784 | 0.95536 | 0.31784 | 0.95536 | 0.89345 | 11.3659 | 0.89345 | 11.3659
253007-Residential AC SEER 14 Early Ret. CZ 6, 7 or 8 | 0.68211 | 0.0063874 | 0.9947 | 495.406 | 7431.0906 | 1.5889 | 23.8333 | -0.04156 | -0.12492 | -0.04156 | -0.12492 | 0.31784 | 0.95536 | 0.31784 | 0.95536 | 0.89345 | 11.3659 | 0.89345 | 11.3659
253005-Residential AC SEER 13 Early Ret. CZ 6, 7 or 8 | 0.77994 | 0.0073035 | 1.0957 | 566.4582 | 8496.873 | 0.68621 | 10.2932 | -0.018689 | -0.056174 | -0.018689 | -0.056174 | 0.31937 | 0.95995 | 0.31937 | 0.95995 | 0.9491 | 11.9618 | 0.9491 | 11.9618
253007-Residential AC SEER 14 Early Ret. CZ 6, 7 or 8 | 0.51159 | 0.0047906 | 0.74603 | 371.5545 | 5573.3179 | 1.1917 | 17.8749 | -0.04156 | -0.12492 | -0.04156 | -0.12492 | 0.31784 | 0.95536 | 0.31784 | 0.95536 | 0.89345 | 11.3659 | 0.89345 | 11.3659
253008-Residential AC SEER 14 Early Ret. CZ 10, 14, or 15 | 1.1913 | 0.011156 | 0.99743 | 865.2353 | 12978.5298 | 1.0781 | 16.1718 | 0.11122 | 0.3343 | 0.11122 | 0.3343 | 0.29256 | 0.87937 | 0.29256 | 0.87937 | 1.4687 | 6.2294 | 1.4687 | 6.2294
253006-Residential AC SEER 13 Early Ret. CZ 10, 14, or 15 | 1.3452 | 0.012597 | 1.1027 | 977.0041 | 14655.0608 | 0.38118 | 5.7177 | 0.12484 | 0.37524 | 0.12484 | 0.37524 | 0.30052 | 0.90331 | 0.30052 | 0.90331 | 1.5582 | 7.2637 | 1.5582 | 7.2637
253009-Residential AC SEER 15 Early Ret. CZ 6, 7 or 8 | 0.60624 | 0.0056769 | 0.78002 | 440.3005 | 6604.5082 | -2.6769 | -40.1538 | -0.032243 | 1.0475 | -0.032243 | 1.0475 | 0.31715 | 1.0475 | 0.31715 | 1.0475 | 0.89859 | 10.9137 | 0.89859 | 10.9137
253007-Residential AC SEER 14 Early Ret. CZ 6, 7 or 8 | 0.51159 | 0.0047906 | 0.74603 | 371.5545 | 5573.3179 | 1.1917 | 17.8749 | -0.04156 | -0.12492 | -0.04156 | -0.12492 | 0.31784 | 0.95536 | 0.31784 | 0.95536 | 0.89345 | 11.3659 | 0.89345 | 11.3659
253005-Residential AC SEER 13 Early Ret. CZ 6, 7 or 8 | 0.62396 | 0.0058428 | 0.87653 | 453.1666 | 6797.4984 | 0.54897 | 8.2346 | -0.018689 | -0.056174 | -0.018689 | -0.056174 | 0.31937 | 0.95995 | 0.31937 | 0.95995 | 0.9491 | 11.9618 | 0.9491 | 11.9618
253007-Residential AC SEER 14 Early Ret. CZ 6, 7 or 8 | 0.85264 | 0.0079843 | 1.2434 | 619.2576 | 9288.8633 | 1.9861 | 29.7916 | -0.04156 | -0.12492 | -0.04156 | -0.12492 | 0.31784 | 0.95536 | 0.31784 | 0.95536 | 0.89345 | 11.3659 | 0.89345 | 11.3659
253009-Residential AC SEER 15 Early Ret. CZ 6, 7 or 8 | 0.60624 | 0.0056769 | 0.78002 | 440.3005 | 6604.5082 | -2.6769 | -40.1538 | -0.032243 | 1.0475 | -0.032243 | 1.0475 | 0.31715 | 1.0475 | 0.31715 | 1.0475 | 0.89859 | 10.9137 | 0.89859 | 10.9137
253006-Residential AC SEER 13 Early Ret. CZ 10, 14, or 15 | 1.0762 | 0.010077 | 0.88216 | 781.6032 | 11724.0486 | 0.30495 | 4.5742 | 0.12484 | 0.37524 | 0.12484 | 0.37524 | 0.30052 | 0.90331 | 0.30052 | 0.90331 | 1.5582 | 7.2637 | 1.5582 | 7.2637
253006-Residential AC SEER 13 Early Ret. CZ 10, 14, or 15 | 1.3452 | 0.012597 | 1.1027 | 977.0041 | 14655.0608 | 0.38118 | 5.7177 | 0.12484 | 0.37524 | 0.12484 | 0.37524 | 0.30052 | 0.90331 | 0.30052 | 0.90331 | 1.5582 | 7.2637 | 1.5582 | 7.2637
253008-Residential AC SEER 14 Early Ret. CZ 10, 14, or 15 | 1.1913 | 0.011156 | 0.99743 | 865.2353 | 12978.5298 | 1.0781 | 16.1718 | 0.11122 | 0.3343 | 0.11122 | 0.3343 | 0.29256 | 0.87937 | 0.29256 | 0.87937 | 1.4687 | 6.2294 | 1.4687 | 6.2294
253005-Residential AC SEER 13 Early Ret. CZ 6, 7 or 8 | 0.62396 | 0.0058428 | 0.87653 | 453.1666 | 6797.4984 | 0.54897 | 8.2346 | -0.018689 | -0.056174 | -0.018689 | -0.056174 | 0.31937 | 0.95995 | 0.31937 | 0.95995 | 0.9491 | 11.9618 | 0.9491 | 11.9618
253005-Residential AC SEER 13 Early Ret. CZ 6, 7 or 8 | 0.62396 | 0.0058428 | 0.87653 | 453.1666 | 6797.4984 | 0.54897 | 8.2346 | -0.018689 | -0.056174 | -0.018689 | -0.056174 | 0.31937 | 0.95995 | 0.31937 | 0.95995 | 0.9491 | 11.9618 | 0.9491 | 11.9618
253008-Residential AC SEER 14 Early Ret. CZ 10, 14, or 15 | 1.4892 | 0.013945 | 1.2468 | 1081.5441 | 16223.1622 | 1.3477 | 20.2148 | 0.11122 | 0.3343 | 0.11122 | 0.3343 | 0.29256 | 0.87937 | 0.29256 | 0.87937 | 1.4687 | 6.2294 | 1.4687 | 6.2294
253009-Residential AC SEER 15 Early Ret. CZ 6, 7 or 8 | 0.60624 | 0.0056769 | 0.78002 | 440.3005 | 6604.5082 | -2.6769 | -40.1538 | -0.032243 | 1.0475 | -0.032243 | 1.0475 | 0.31715 | 1.0475 | 0.31715 | 1.0475 | 0.89859 | 10.9137 | 0.89859 | 10.9137
253008-Residential AC SEER 14 Early Ret. CZ 10, 14, or 15 | 1.1913 | 0.011156 | 0.99743 | 865.2353 | 12978.5298 | 1.0781 | 16.1718 | 0.11122 | 0.3343 | 0.11122 | 0.3343 | 0.29256 | 0.87937 | 0.29256 | 0.87937 | 1.4687 | 6.2294 | 1.4687 | 6.2294
253005-Residential AC SEER 13 Early Ret. CZ 6, 7 or 8 | 0.46797 | 0.0043821 | 0.6574 | 339.8749 | 5098.1238 | 0.41173 | 6.1759 | -0.018689 | -0.056174 | -0.018689 | -0.056174 | 0.31937 | 0.95995 | 0.31937 | 0.95995 | 0.9491 | 11.9618 | 0.9491 | 11.9618
253007-Residential AC SEER 14 Early Ret. CZ 6, 7 or 8 | 0.51159 | 0.0047906 | 0.74603 | 371.5545 | 5573.3179 | 1.1917 | 17.8749 | -0.043246 | -0.12999 | -0.043246 | -0.12999 | 0.31273 | 0.94 | 0.31273 | 0.94 | 0.88961 | 9.7422 | 0.88961 | 9.7422
253009-Residential AC SEER 15 Early Ret. CZ 6, 7 or 8 | 0.40416 | 0.0037846 | 0.52002 | 293.5337 | 4403.0055 | -1.7846 | -26.7692 | -0.032243 | 1.0475 | -0.032243 | 1.0475 | 0.31715 | 1.0475 | 0.31715 | 1.0475 | 0.89859 | 10.9137 | 0.89859 | 10.9137
253008-Residential AC SEER 14 Early Ret. CZ 10, 14, or 15 | 1.1913 | 0.011156 | 0.99743 | 865.2353 | 12978.5298 | 1.0781 | 16.1718 | 0.11122 | 0.3343 | 0.11122 | 0.3343 | 0.29256 | 0.87937 | 0.29256 | 0.87937 | 1.4687 | 6.2294 | 1.4687 | 6.2294
253007-Residential AC SEER 14 Early Ret. CZ 6, 7 or 8 | 0.68211 | 0.0063874 | 0.9947 | 495.406 | 7431.0906 | 1.5889 | 23.8333 | -0.04156 | -0.12492 | -0.04156 | -0.12492 | 0.31784 | 0.95536 | 0.31784 | 0.95536 | 0.89345 | 11.3659 | 0.89345 | 11.3659
253005-Residential AC SEER 13 Early Ret. CZ 6, 7 or 8 | 0.62396 | 0.0058428 | 0.87653 | 453.1666 | 6797.4984 | 0.54897 | 8.2346 | -0.018689 | -0.056174 | -0.018689 | -0.056174 | 0.31937 | 0.95995 | 0.31937 | 0.95995 | 0.9491 | 11.9618 | 0.9491 | 11.9618
253007-Residential AC SEER 14 Early Ret. CZ 6, 7 or 8 | 0.51159 | 0.0047906 | 0.74603 | 371.5545 | 5573.3179 | 1.1917 | 17.8749 | -0.043246 | -0.12999 | -0.043246 | -0.12999 | 0.31273 | 0.94 | 0.31273 | 0.94 | 0.88961 | 9.7422 | 0.88961 | 9.7422
253007-Residential AC SEER 14 Early Ret. CZ 6, 7 or 8 | 0.85264 | 0.0079843 | 1.2434 | 619.2576 | 9288.8633 | 1.9861 | 29.7916 | -0.04156 | -0.12492 | -0.04156 | -0.12492 | 0.31784 | 0.95536 | 0.31784 | 0.95536 | 0.89345 | 11.3659 | 0.89345 | 11.3659
253008-Residential AC SEER 14 Early Ret. CZ 10, 14, or 15 | 0.89349 | 0.0083668 | 0.74808 | 648.9265 | 9733.8973 | 0.80859 | 12.1289 | 0.10814 | 0.32505 | 0.10814 | 0.32505 | 0.28323 | 0.85134 | 0.28323 | 0.85134 | 1.4499 | 5.3395 | 1.4499 | 5.3395
253010-Residential AC SEER 15 Early Ret. CZ 10, 14, or 15 | 1.3755 | 0.01288 | 1.0567 | 999.0022 | 14985.0324 | -2.9532 | -44.2976 | 0.11249 | 1.0475 | 0.11249 | 1.0475 | 0.29102 | 1.0475 | 0.29102 | 1.0475 | 1.4635 | 6.0094 | 1.4635 | 6.0094
253006-Residential AC SEER 13 Early Ret. CZ 10, 14, or 15 | 1.0762 | 0.010077 | 0.88216 | 781.6032 | 11724.0486 | 0.30495 | 4.5742 | 0.12484 | 0.37524 | 0.12484 | 0.37524 | 0.30052 | 0.90331 | 0.30052 | 0.90331 | 1.5582 | 7.2637 | 1.5582 | 7.2637
253009-Residential AC SEER 15 Early Ret. CZ 6, 7 or 8 | 0.60624 | 0.0056769 | 0.78002 | 440.3005 | 6604.5082 | -2.6769 | -40.1538 | -0.032243 | 1.0475 | -0.032243 | 1.0475 | 0.31715 | 1.0475 | 0.31715 | 1.0475 | 0.89859 | 10.9137 | 0.89859 | 10.9137
253006-Residential AC SEER 13 Early Ret. CZ 10, 14, or 15 | 1.3452 | 0.012597 | 1.1027 | 977.0041 | 14655.0608 | 0.38118 | 5.7177 | 0.12484 | 0.37524 | 0.12484 | 0.37524 | 0.30052 | 0.90331 | 0.30052 | 0.90331 | 1.5582 | 7.2637 | 1.5582 | 7.2637
253005-Residential AC SEER 13 Early Ret. CZ 6, 7 or 8 | 0.62396 | 0.0058428 | 0.87653 | 453.1666 | 6797.4984 | 0.54897 | 8.2346 | -0.018689 | -0.056174 | -0.018689 | -0.056174 | 0.31937 | 0.95995 | 0.31937 | 0.95995 | 0.9491 | 11.9618 | 0.9491 | 11.9618
253005-Residential AC SEER 13 Early Ret. CZ 6, 7 or 8 | 0.62396 | 0.0058428 | 0.87653 | 453.1666 | 6797.4984 | 0.54897 | 8.2346 | -0.018689 | -0.056174 | -0.018689 | -0.056174 | 0.31937 | 0.95995 | 0.31937 | 0.95995 | 0.9491 | 11.9618 | 0.9491 | 11.9618
253005-Residential AC SEER 13 Early Ret. CZ 6, 7 or 8 | 0.46797 | 0.0043821 | 0.6574 | 339.8749 | 5098.1238 | 0.41173 | 6.1759 | -0.018689 | -0.056174 | -0.018689 | -0.056174 | 0.31937 | 0.95995 | 0.31937 | 0.95995 | 0.9491 | 11.9618 | 0.9491 | 11.9618
253010-Residential AC SEER 15 Early Ret. CZ 10, 14, or 15 | 1.3755 | 0.01288 | 1.0567 | 999.0022 | 14985.0324 | -2.9532 | -44.2976 | 0.11249 | 1.0475 | 0.11249 | 1.0475 | 0.29102 | 1.0475 | 0.29102 | 1.0475 | 1.4635 | 6.0094 | 1.4635 | 6.0094
253010-Residential AC SEER 15 Early Ret. CZ 10, 14, or 15 | 1.0316 | 0.0096603 | 0.7925 | 749.2516 | 11238.7743 | -2.2149 | -33.2232 | 0.11249 | 1.0475 | 0.11249 | 1.0475 | 0.29102 | 1.0475 | 0.29102 | 1.0475 | 1.4635 | 6.0094 | 1.4635 | 6.0094
253008-Residential AC SEER 14 Early Ret. CZ 10, 14, or 15 | 1.1913 | 0.011156 | 0.99743 | 865.2353 | 12978.5298 | 1.0781 | 16.1718 | 0.11122 | 0.3343 | 0.11122 | 0.3343 | 0.29256 | 0.87937 | 0.29256 | 0.87937 | 1.4687 | 6.2294 | 1.4687 | 6.2294
253009-Residential AC SEER 15 Early Ret. CZ 6, 7 or 8 | 0.60624 | 0.0056769 | 0.78002 | 440.3005 | 6604.5082 | -2.6769 | -40.1538 | -0.032243 | 1.0475 | -0.032243 | 1.0475 | 0.31715 | 1.0475 | 0.31715 | 1.0475 | 0.89859 | 10.9137 | 0.89859 | 10.9137
253009-Residential AC SEER 15 Early Ret. CZ 6, 7 or 8 | 0.60624 | 0.0056769 | 0.78002 | 440.3005 | 6604.5082 | -2.6769 | -40.1538 | -0.032243 | 1.0475 | -0.032243 | 1.0475 | 0.31715 | 1.0475 | 0.31715 | 1.0475 | 0.89859 | 10.9137 | 0.89859 | 10.9137
253010-Residential AC SEER 15 Early Ret. CZ 10, 14, or 15 | 1.0316 | 0.0096603 | 0.7925 | 749.2516 | 11238.7743 | -2.2149 | -33.2232 | 0.11249 | 1.0475 | 0.11249 | 1.0475 | 0.29102 | 1.0475 | 0.29102 | 1.0475 | 1.4635 | 6.0094 | 1.4635 | 6.0094
253007-Residential AC SEER 14 Early Ret. CZ 6, 7 or 8 | 0.68211 | 0.0063874 | 0.9947 | 495.406 | 7431.0906 | 1.5889 | 23.8333 | -0.04156 | -0.12492 | -0.04156 | -0.12492 | 0.31784 | 0.95536 | 0.31784 | 0.95536 | 0.89345 | 11.3659 | 0.89345 | 11.3659
253006-Residential AC SEER 13 Early Ret. CZ 10, 14, or 15 | 0.80713 | 0.0075581 | 0.66162 | 586.2024 | 8793.0364 | 0.22871 | 3.4306 | 0.12484 | 0.37524 | 0.12484 | 0.37524 | 0.30052 | 0.90331 | 0.30052 | 0.90331 | 1.5582 | 7.2637 | 1.5582 | 7.2637
253006-Residential AC SEER 13 Early Ret. CZ 10, 14, or 15 | 1.3452 | 0.012597 | 1.1027 | 977.0041 | 14655.0608 | 0.38118 | 5.7177 | 0.12484 | 0.37524 | 0.12484 | 0.37524 | 0.30052 | 0.90331 | 0.30052 | 0.90331 | 1.5582 | 7.2637 | 1.5582 | 7.2637
253007-Residential AC SEER 14 Early Ret. CZ 6, 7 or 8 | 0.51159 | 0.0047906 | 0.74603 | 371.5545 | 5573.3179 | 1.1917 | 17.8749 | -0.04156 | -0.12492 | -0.04156 | -0.12492 | 0.31784 | 0.95536 | 0.31784 | 0.95536 | 0.89345 | 11.3659 | 0.89345 | 11.3659
253006-Residential AC SEER 13 Early Ret. CZ 10, 14, or 15 | 1.0762 | 0.010077 | 0.88216 | 781.6032 | 11724.0486 | 0.30495 | 4.5742 | 0.12484 | 0.37524 | 0.12484 | 0.37524 | 0.30052 | 0.90331 | 0.30052 | 0.90331 | 1.5582 | 7.2637 | 1.5582 | 7.2637
253006-Residential AC SEER 13 Early Ret. CZ 10, 14, or 15 | 1.0762 | 0.010077 | 0.88216 | 781.6032 | 11724.0486 | 0.30495 | 4.5742 | 0.12484 | 0.37524 | 0.12484 | 0.37524 | 0.30052 | 0.90331 | 0.30052 | 0.90331 | 1.5582 | 7.2637 | 1.5582 | 7.2637
253008-Residential AC SEER 14 Early Ret. CZ 10, 14, or 15 | 1.1913 | 0.011156 | 0.99743 | 865.2353 | 12978.5298 | 1.0781 | 16.1718 | 0.11122 | 0.3343 | 0.11122 | 0.3343 | 0.29256 | 0.87937 | 0.29256 | 0.87937 | 1.4687 | 6.2294 | 1.4687 | 6.2294
253008-Residential AC SEER 14 Early Ret. CZ 10, 14, or 15 | 1.4892 | 0.013945 | 1.2468 | 1081.5441 | 16223.1622 | 1.3477 | 20.2148 | 0.11122 | 0.3343 | 0.11122 | 0.3343 | 0.29256 | 0.87937 | 0.29256 | 0.87937 | 1.4687 | 6.2294 | 1.4687 | 6.2294
253007-Residential AC SEER 14 Early Ret. CZ 6, 7 or 8 | 0.85264 | 0.0079843 | 1.2434 | 619.2576 | 9288.8633 | 1.9861 | 29.7916 | -0.04156 | -0.12492 | -0.04156 | -0.12492 | 0.31784 | 0.95536 | 0.31784 | 0.95536 | 0.89345 | 11.3659 | 0.89345 | 11.3659
253006-Residential AC SEER 13 Early Ret. CZ 10, 14, or 15 | 1.3452 | 0.012597 | 1.1027 | 977.0041 | 14655.0608 | 0.38118 | 5.7177 | 0.12484 | 0.37524 | 0.12484 | 0.37524 | 0.30052 | 0.90331 | 0.30052 | 0.90331 | 1.5582 | 7.2637 | 1.5582 | 7.2637
253007-Residential AC SEER 14 Early Ret. CZ 6, 7 or 8 | 0.51159 | 0.0047906 | 0.74603 | 371.5545 | 5573.3179 | 1.1917 | 17.8749 | -0.04156 | -0.12492 | -0.04156 | -0.12492 | 0.31784 | 0.95536 | 0.31784 | 0.95536 | 0.89345 | 11.3659 | 0.89345 | 11.3659
253007-Residential AC SEER 14 Early Ret. CZ 6, 7 or 8 | 0.51159 | 0.0047906 | 0.74603 | 371.5545 | 5573.3179 | 1.1917 | 17.8749 | -0.04156 | -0.12492 | -0.04156 | -0.12492 | 0.31784 | 0.95536 | 0.31784 | 0.95536 | 0.89345 | 11.3659 | 0.89345 | 11.3659
253005-Residential AC SEER 13 Early Ret. CZ 6, 7 or 8 | 0.62396 | 0.0058428 | 0.87653 | 453.1666 | 6797.4984 | 0.54897 | 8.2346 | -0.018689 | -0.056174 | -0.018689 | -0.056174 | 0.31937 | 0.95995 | 0.31937 | 0.95995 | 0.9491 | 11.9618 | 0.9491 | 11.9618
253007-Residential AC SEER 14 Early Ret. CZ 6, 7 or 8 | 0.68211 | 0.0063874 | 0.9947 | 495.406 | 7431.0906 | 1.5889 | 23.8333 | -0.04156 | -0.12492 | -0.04156 | -0.12492 | 0.31784 | 0.95536 | 0.31784 | 0.95536 | 0.89345 | 11.3659 | 0.89345 | 11.3659
253007-Residential AC SEER 14 Early Ret. CZ 6, 7 or 8 | 0.68211 | 0.0063874 | 0.9947 | 495.406 | 7431.0906 | 1.5889 | 23.8333 | -0.04156 | -0.12492 | -0.04156 | -0.12492 | 0.31784 | 0.95536 | 0.31784 | 0.95536 | 0.89345 | 11.3659 | 0.89345 | 11.3659
253008-Residential AC SEER 14 Early Ret. CZ 10, 14, or 15 | 1.4892 | 0.013945 | 1.2468 | 1081.5441 | 16223.1622 | 1.3477 | 20.2148 | 0.11122 | 0.3343 | 0.11122 | 0.3343 | 0.29256 | 0.87937 | 0.29256 | 0.87937 | 1.4687 | 6.2294 | 1.4687 | 6.2294
253007-Residential AC SEER 14 Early Ret. CZ 6, 7 or 8 | 0.51159 | 0.0047906 | 0.74603 | 371.5545 | 5573.3179 | 1.1917 | 17.8749 | -0.043246 | -0.12999 | -0.043246 | -0.12999 | 0.31273 | 0.94 | 0.31273 | 0.94 | 0.88961 | 9.7422 | 0.88961 | 9.7422
253007-Residential AC SEER 14 Early Ret. CZ 6, 7 or 8 | 0.68211 | 0.0063874 | 0.9947 | 495.406 | 7431.0906 | 1.5889 | 23.8333 | -0.04156 | -0.12492 | -0.04156 | -0.12492 | 0.31784 | 0.95536 | 0.31784 | 0.95536 | 0.89345 | 11.3659 | 0.89345 | 11.3659
253008-Residential AC SEER 14 Early Ret. CZ 10, 14, or 15 | 0.89349 | 0.0083668 | 0.74808 | 648.9265 | 9733.8973 | 0.80859 | 12.1289 | 0.10814 | 0.32505 | 0.10814 | 0.32505 | 0.28323 | 0.85134 | 0.28323 | 0.85134 | 1.4499 | 5.3395 | 1.4499 | 5.3395
253008-Residential AC SEER 14 Early Ret. CZ 10, 14, or 15 | 0.89349 | 0.0083668 | 0.74808 | 648.9265 | 9733.8973 | 0.80859 | 12.1289 | 0.11122 | 0.3343 | 0.11122 | 0.3343 | 0.29256 | 0.87937 | 0.29256 | 0.87937 | 1.4687 | 6.2294 | 1.4687 | 6.2294
253006-Residential AC SEER 13 Early Ret. CZ 10, 14, or 15 | 0.80713 | 0.0075581 | 0.66162 | 586.2024 | 8793.0364 | 0.22871 | 3.4306 | 0.12484 | 0.37524 | 0.12484 | 0.37524 | 0.30052 | 0.90331 | 0.30052 | 0.90331 | 1.5582 | 7.2637 | 1.5582 | 7.2637
253005-Residential AC SEER 13 Early Ret. CZ 6, 7 or 8 | 0.62396 | 0.0058428 | 0.87653 | 453.1666 | 6797.4984 | 0.54897 | 8.2346 | -0.018689 | -0.056174 | -0.018689 | -0.056174 | 0.31937 | 0.95995 | 0.31937 | 0.95995 | 0.9491 | 11.9618 | 0.9491 | 11.9618
253007-Residential AC SEER 14 Early Ret. CZ 6, 7 or 8 | 0.34106 | 0.0031937 | 0.49735 | 247.703 | 3715.5453 | 0.79444 | 11.9166 | -0.04156 | -0.12492 | -0.04156 | -0.12492 | 0.31784 | 0.95536 | 0.31784 | 0.95536 | 0.89345 | 11.3659 | 0.89345 | 11.3659
253031-Comm. AC <65k three phase split w/o QI | 0.1265 | 0.050467 | 0.26615 | 388.742 | 5831.13 | 0 | 0 | -0.090953 | 0 | -0.090953 | 0 | 0.10141 | 0 | 0.10141 | 0 | 0.6509 | 2.4876 | 0.6509 | 2.4876
253049-Comm. HP <65k three phase unitary | 0.16301 | 0.06503 | 0.23622 | 500.9205 | 7513.8075 | 0 | 0 | -0.18068 | 0 | -0.18068 | 0 | 0.10345 | 0 | 0.10345 | 0 | 0.48416 | 2.5643 | 0.48416 | 2.5643
253047-Comm. HP <65k three phase split w/o QI | 0.1219 | 0.048631 | 0.14754 | 374.5995 | 5618.9925 | 0 | 0 | -0.099997 | 0 | -0.099997 | 0 | 0.11652 | 0 | 0.11652 | 0 | 0.62906 | 3.1961 | 0.62906 | 3.1961
253047-Comm. HP <65k three phase split w/o QI | 0.20317 | 0.081052 | 0.2459 | 624.3325 | 9364.9875 | 0 | 0 | -0.099997 | 0 | -0.099997 | 0 | 0.11652 | 0 | 0.11652 | 0 | 0.62906 | 3.1961 | 0.62906 | 3.1961
253033-Comm. AC <65k three phase unitary | 0.22817 | 0.091024 | 0.47966 | 701.15 | 10517.25 | 0 | 0 | -0.18099 | 0 | -0.18099 | 0 | 0.090838 | 0 | 0.090838 | 0 | 0.48373 | 2.1536 | 0.48373 | 2.1536
253035-Comm. AC 65k to 134k | 0.49416 | 0.19714 | 1.0909 | 1518.5268 | 22777.902 | 0 | 0 | -0.073511 | 0 | -0.073511 | 0 | 0.13032 | 0 | 0.13032 | 0 | 0.6976 | 4.3187 | 0.6976 | 4.3187
253035-Comm. AC 65k to 134k | 0.49416 | 0.19714 | 1.0909 | 1518.5268 | 22777.902 | 0 | 0 | -0.073511 | 0 | -0.073511 | 0 | 0.13032 | 0 | 0.13032 | 0 | 0.6976 | 4.3187 | 0.6976 | 4.3187
253035-Comm. AC 65k to 134k | 0.49416 | 0.19714 | 1.0909 | 1518.5268 | 22777.902 | 0 | 0 | -0.073511 | 0 | -0.073511 | 0 | 0.13032 | 0 | 0.13032 | 0 | 0.6976 | 4.3187 | 0.6976 | 4.3187
253035-Comm. AC 65k to 134k | 0.57652 | 0.22999 | 1.2727 | 1771.6146 | 26574.219 | 0 | 0 | -0.074353 | 0 | -0.074353 | 0 | 0.12751 | 0 | 0.12751 | 0 | 0.6952 | 4.0308 | 0.6952 | 4.0308
253049-Comm. HP <65k three phase unitary | 0.27168 | 0.10838 | 0.3937 | 834.8675 | 12523.0125 | 0 | 0 | -0.18068 | 0 | -0.18068 | 0 | 0.10345 | 0 | 0.10345 | 0 | 0.48416 | 2.5643 | 0.48416 | 2.5643
253118-7.5 HP Motor (TEFC) | 0.015022 | 0.013697 | 0.054563 | 114.8028 | 1722.042 | 0 | 0 | 0.042521 | 0 | 0.042521 | 0 | 0.077781 | 0 | 0.077781 | 0 | 1.5414 | 2.797 | 1.5414 | 2.797
253118-7.5 HP Motor (TEFC) | 0.015022 | 0.013697 | 0.054563 | 114.8028 | 1722.042 | 0 | 0 | 0.042521 | 0 | 0.042521 | 0 | 0.077781 | 0 | 0.077781 | 0 | 1.5414 | 2.797 | 1.5414 | 2.797
253118-7.5 HP Motor (TEFC) | 0.015022 | 0.013697 | 0.054563 | 114.8028 | 1722.042 | 0 | 0 | 0.042521 | 0 | 0.042521 | 0 | 0.077781 | 0 | 0.077781 | 0 | 1.5414 | 2.797 | 1.5414 | 2.797
253118-7.5 HP Motor (TEFC) | 0.015022 | 0.013697 | 0.054563 | 114.8028 | 1722.042 | 0 | 0 | 0.042521 | 0 | 0.042521 | 0 | 0.077781 | 0 | 0.077781 | 0 | 1.5414 | 2.797 | 1.5414 | 2.797
253118-7.5 HP Motor (TEFC) | 0.015022 | 0.013697 | 0.054563 | 114.8028 | 1722.042 | 0 | 0 | 0.042521 | 0 | 0.042521 | 0 | 0.077781 | 0 | 0.077781 | 0 | 1.5414 | 2.797 | 1.5414 | 2.797
253118-7.5 HP Motor (TEFC) | 0.015022 | 0.013697 | 0.054563 | 114.8028 | 1722.042 | 0 | 0 | 0.042521 | 0 | 0.042521 | 0 | 0.077781 | 0 | 0.077781 | 0 | 1.5414 | 2.797 | 1.5414 | 2.797
253118-7.5 HP Motor (TEFC) | 0.015022 | 0.013697 | 0.054563 | 114.8028 | 1722.042 | 0 | 0 | 0.042521 | 0 | 0.042521 | 0 | 0.077781 | 0 | 0.077781 | 0 | 1.5414 | 2.797 | 1.5414 | 2.797
253118-7.5 HP Motor (TEFC) | 0.015022 | 0.013697 | 0.054563 | 114.8028 | 1722.042 | 0 | 0 | 0.042521 | 0 | 0.042521 | 0 | 0.077781 | 0 | 0.077781 | 0 | 1.5414 | 2.797 | 1.5414 | 2.797
253118-7.5 HP Motor (TEFC) | 0.015022 | 0.013697 | 0.054563 | 114.8028 | 1722.042 | 0 | 0 | 0.042521 | 0 | 0.042521 | 0 | 0.077781 | 0 | 0.077781 | 0 | 1.5414 | 2.797 | 1.5414 | 2.797
253005-Residential AC SEER 13 Early Ret. CZ 6, 7 or 8 | 0.46797 | 0.0043821 | 0.6574 | 339.8749 | 5098.1238 | 0.41173 | 6.1759 | -0.018689 | -0.056174 | -0.018689 | -0.056174 | 0.31937 | 0.95995 | 0.31937 | 0.95995 | 0.9491 | 11.9618 | 0.9491 | 11.9618
253086-Comm. HP <65k three phase unitary ER | 0.33894 | 0.13521 | 0.5629 | 1041.53 | 15622.95 | 0 | 0 | -0.12973 | 0 | -0.12973 | 0 | 0.079466 | 0 | 0.079466 | 0 | 0.56656 | 1.8818 | 0.56656 | 1.8818
253086-Comm. HP <65k three phase unitary ER | 0.33894 | 0.13521 | 0.5629 | 1041.53 | 15622.95 | 0 | 0 | -0.12973 | 0 | -0.12973 | 0 | 0.079466 | 0 | 0.079466 | 0 | 0.56656 | 1.8818 | 0.56656 | 1.8818
253086-Comm. HP <65k three phase unitary ER | 0.33894 | 0.13521 | 0.5629 | 1041.53 | 15622.95 | 0 | 0 | -0.12973 | 0 | -0.12973 | 0 | 0.079466 | 0 | 0.079466 | 0 | 0.56656 | 1.8818 | 0.56656 | 1.8818
253034-Comm. AC <65k three phase unitary | 0.22823 | 0.091049 | 0.54742 | 701.344 | 10520.16 | 0 | 0 | -0.1108 | 0 | -0.1108 | 0 | 0.1066 | 0 | 0.1066 | 0 | 0.60483 | 2.6927 | 0.60483 | 2.6927
253033-Comm. AC <65k three phase unitary | 0.18254 | 0.072819 | 0.38373 | 560.92 | 8413.8 | 0 | 0 | -0.18099 | 0 | -0.18099 | 0 | 0.090838 | 0 | 0.090838 | 0 | 0.48373 | 2.1536 | 0.48373 | 2.1536
253127-75 HP Motor (TEFC) | 0.12243 | 0.11163 | 0.3273 | 935.676 | 14035.14 | 0 | 0 | 0.038458 | 0 | 0.038458 | 0 | 0.062057 | 0 | 0.062057 | 0 | 1.4656 | 2.0517 | 1.4656 | 2.0517
253124-40 HP Motor (TEFC) | 0.061217 | 0.055816 | 0.16369 | 467.838 | 7017.57 | 0 | 0 | 0.0085055 | 0 | 0.0085055 | 0 | 0.064417 | 0 | 0.064417 | 0 | 1.0756 | 2.1372 | 1.0756 | 2.1372
253006-Residential AC SEER 13 Early Ret. CZ 10, 14, or 15 | 0.53809 | 0.0050387 | 0.44108 | 390.8016 | 5862.0243 | 0.15247 | 2.2871 | 0.12484 | 0.37524 | 0.12484 | 0.37524 | 0.30052 | 0.90331 | 0.30052 | 0.90331 | 1.5582 | 7.2637 | 1.5582 | 7.2637
253021-Res. Refr. Charge QI: Repl. on Failure CZ 6, 7 or 8 | 0.18412 | 0.0017241 | 0.24129 | 133.7233 | 1337.2328 | -0.11811 | -1.1811 | 0.26823 | 0.98982 | 0.26823 | 0.98982 | 0.25277 | 0.98982 | 0.25277 | 0.98982 | 8.2482 | 5.8131 | 8.2482 | 5.8131
253021-Res. Refr. Charge QI: Repl. on Failure CZ 6, 7 or 8 | 0.24549 | 0.0022988 | 0.32173 | 178.2977 | 1782.977 | -0.15748 | -1.5748 | 0.26823 | 0.98982 | 0.26823 | 0.98982 | 0.25277 | 0.98982 | 0.25277 | 0.98982 | 8.2482 | 5.8131 | 8.2482 | 5.8131
253021-Res. Refr. Charge QI: Repl. on Failure CZ 6, 7 or 8 | 0.24549 | 0.0022988 | 0.32173 | 178.2977 | 1782.977 | -0.15748 | -1.5748 | 0.26823 | 0.98982 | 0.26823 | 0.98982 | 0.25277 | 0.98982 | 0.25277 | 0.98982 | 8.2482 | 5.8131 | 8.2482 | 5.8131
253006-Residential AC SEER 13 Early Ret. CZ 10, 14, or 15 | 1.0762 | 0.010077 | 0.88216 | 781.6032 | 11724.0486 | 0.30495 | 4.5742 | 0.12484 | 0.37524 | 0.12484 | 0.37524 | 0.30052 | 0.90331 | 0.30052 | 0.90331 | 1.5582 | 7.2637 | 1.5582 | 7.2637
253021-Res. Refr. Charge QI: Repl. on Failure CZ 6, 7 or 8 | 0.18412 | 0.0017241 | 0.24129 | 133.7233 | 1337.2328 | -0.11811 | -1.1811 | 0.26823 | 0.98982 | 0.26823 | 0.98982 | 0.25277 | 0.98982 | 0.25277 | 0.98982 | 8.2482 | 5.8131 | 8.2482 | 5.8131
253021-Res. Refr. Charge QI: Repl. on Failure CZ 6, 7 or 8 | 0.18412 | 0.0017241 | 0.24129 | 133.7233 | 1337.2328 | -0.11811 | -1.1811 | 0.26823 | 0.98982 | 0.26823 | 0.98982 | 0.25277 | 0.98982 | 0.25277 | 0.98982 | 8.2482 | 5.8131 | 8.2482 | 5.8131
253021-Res. Refr. Charge QI: Repl. on Failure CZ 6, 7 or 8 | 0.30687 | 0.0028735 | 0.40216 | 222.8721 | 2228.7213 | -0.19686 | -1.9686 | 0.26823 | 0.98982 | 0.26823 | 0.98982 | 0.25277 | 0.98982 | 0.25277 | 0.98982 | 8.2482 | 5.8131 | 8.2482 | 5.8131
253021-Res. Refr. Charge QI: Repl. on Failure CZ 6, 7 or 8 | 0.30687 | 0.0028735 | 0.40216 | 222.8721 | 2228.7213 | -0.19686 | -1.9686 | 0.26823 | 0.98982 | 0.26823 | 0.98982 | 0.25277 | 0.98982 | 0.25277 | 0.98982 | 8.2482 | 5.8131 | 8.2482 | 5.8131
253021-Res. Refr. Charge QI: Repl. on Failure CZ 6, 7 or 8 | 0.18412 | 0.0017241 | 0.24129 | 133.7233 | 1337.2328 | -0.11811 | -1.1811 | 0.26823 | 0.98982 | 0.26823 | 0.98982 | 0.25277 | 0.98982 | 0.25277 | 0.98982 | 8.2482 | 5.8131 | 8.2482 | 5.8131
253021-Res. Refr. Charge QI: Repl. on Failure CZ 6, 7 or 8 | 0.18412 | 0.0017241 | 0.24129 | 133.7233 | 1337.2328 | -0.11811 | -1.1811 | 0.26823 | 0.98982 | 0.26823 | 0.98982 | 0.25277 | 0.98982 | 0.25277 | 0.98982 | 8.2482 | 5.8131 | 8.2482 | 5.8131
253021-Res. Refr. Charge QI: Repl. on Failure CZ 6, 7 or 8 | 0.18412 | 0.0017241 | 0.24129 | 133.7233 | 1337.2328 | -0.11811 | -1.1811 | 0.26823 | 0.98982 | 0.26823 | 0.98982 | 0.25277 | 0.98982 | 0.25277 | 0.98982 | 8.2482 | 5.8131 | 8.2482 | 5.8131
253021-Res. Refr. Charge QI: Repl. on Failure CZ 6, 7 or 8 | 0.18412 | 0.0017241 | 0.24129 | 133.7233 | 1337.2328 | -0.11811 | -1.1811 | 0.26823 | 0.98982 | 0.26823 | 0.98982 | 0.25277 | 0.98982 | 0.25277 | 0.98982 | 8.2482 | 5.8131 | 8.2482 | 5.8131
253021-Res. Refr. Charge QI: Repl. on Failure CZ 6, 7 or 8 | 0.30687 | 0.0028735 | 0.40216 | 222.8721 | 2228.7213 | -0.19686 | -1.9686 | 0.26823 | 0.98982 | 0.26823 | 0.98982 | 0.25277 | 0.98982 | 0.25277 | 0.98982 | 8.2482 | 5.8131 | 8.2482 | 5.8131
253021-Res. Refr. Charge QI: Repl. on Failure CZ 6, 7 or 8 | 0.18412 | 0.0017241 | 0.24129 | 133.7233 | 1337.2328 | -0.11811 | -1.1811 | 0.26823 | 0.98982 | 0.26823 | 0.98982 | 0.25277 | 0.98982 | 0.25277 | 0.98982 | 8.2482 | 5.8131 | 8.2482 | 5.8131
253021-Res. Refr. Charge QI: Repl. on Failure CZ 6, 7 or 8 | 0.18412 | 0.0017241 | 0.24129 | 133.7233 | 1337.2328 | -0.11811 | -1.1811 | 0.26823 | 0.98982 | 0.26823 | 0.98982 | 0.25277 | 0.98982 | 0.25277 | 0.98982 | 8.2482 | 5.8131 | 8.2482 | 5.8131
253021-Res. Refr. Charge QI: Repl. on Failure CZ 6, 7 or 8 | 0.24549 | 0.0022988 | 0.32173 | 178.2977 | 1782.977 | -0.15748 | -1.5748 | 0.26823 | 0.98982 | 0.26823 | 0.98982 | 0.25277 | 0.98982 | 0.25277 | 0.98982 | 8.2482 | 5.8131 | 8.2482 | 5.8131
253021-Res. Refr. Charge QI: Repl. on Failure CZ 6, 7 or 8 | 0.24549 | 0.0022988 | 0.32173 | 178.2977 | 1782.977 | -0.15748 | -1.5748 | 0.26823 | 0.98982 | 0.26823 | 0.98982 | 0.25277 | 0.98982 | 0.25277 | 0.98982 | 8.2482 | 5.8131 | 8.2482 | 5.8131
253021-Res. Refr. Charge QI: Repl. on Failure CZ 6, 7 or 8 | 0.18412 | 0.0017241 | 0.24129 | 133.7233 | 1337.2328 | -0.11811 | -1.1811 | 0.26823 | 0.98982 | 0.26823 | 0.98982 | 0.25277 | 0.98982 | 0.25277 | 0.98982 | 8.2482 | 5.8131 | 8.2482 | 5.8131
253021-Res. Refr. Charge QI: Repl. on Failure CZ 6, 7 or 8 | 0.18412 | 0.0017241 | 0.24129 | 133.7233 | 1337.2328 | -0.11811 | -1.1811 | 0.26823 | 0.98982 | 0.26823 | 0.98982 | 0.25277 | 0.98982 | 0.25277 | 0.98982 | 8.2482 | 5.8131 | 8.2482 | 5.8131
253021-Res. Refr. Charge QI: Repl. on Failure CZ 6, 7 or 8 | 0.24549 | 0.0022988 | 0.32173 | 178.2977 | 1782.977 | -0.15748 | -1.5748 | 0.26823 | 0.98982 | 0.26823 | 0.98982 | 0.25277 | 0.98982 | 0.25277 | 0.98982 | 8.2482 | 5.8131 | 8.2482 | 5.8131
253021-Res. Refr. Charge QI: Repl. on Failure CZ 6, 7 or 8 | 0.24549 | 0.0022988 | 0.32173 | 178.2977 | 1782.977 | -0.15748 | -1.5748 | 0.26823 | 0.98982 | 0.26823 | 0.98982 | 0.25277 | 0.98982 | 0.25277 | 0.98982 | 8.2482 | 5.8131 | 8.2482 | 5.8131
253021-Res. Refr. Charge QI: Repl. on Failure CZ 6, 7 or 8 | 0.24549 | 0.0022988 | 0.32173 | 178.2977 | 1782.977 | -0.15748 | -1.5748 | 0.26823 | 0.98982 | 0.26823 | 0.98982 | 0.25277 | 0.98982 | 0.25277 | 0.98982 | 8.2482 | 5.8131 | 8.2482 | 5.8131
253021-Res. Refr. Charge QI: Repl. on Failure CZ 6, 7 or 8 | 0.24549 | 0.0022988 | 0.32173 | 178.2977 | 1782.977 | -0.15748 | -1.5748 | 0.26823 | 0.98982 | 0.26823 | 0.98982 | 0.25277 | 0.98982 | 0.25277 | 0.98982 | 8.2482 | 5.8131 | 8.2482 | 5.8131
253021-Res. Refr. Charge QI: Repl. on Failure CZ 6, 7 or 8 | 0.24549 | 0.0022988 | 0.32173 | 178.2977 | 1782.977 | -0.15748 | -1.5748 | 0.26823 | 0.98982 | 0.26823 | 0.98982 | 0.25277 | 0.98982 | 0.25277 | 0.98982 | 8.2482 | 5.8131 | 8.2482 | 5.8131
253021-Res. Refr. Charge QI: Repl. on Failure CZ 6, 7 or 8 | 0.24549 | 0.0022988 | 0.32173 | 178.2977 | 1782.977 | -0.15748 | -1.5748 | 0.26823 | 0.98982 | 0.26823 | 0.98982 | 0.25277 | 0.98982 | 0.25277 | 0.98982 | 8.2482 | 5.8131 | 8.2482 | 5.8131
253021-Res. Refr. Charge QI: Repl. on Failure CZ 6, 7 or 8 | 0.24549 | 0.0022988 | 0.32173 | 178.2977 | 1782.977 | -0.15748 | -1.5748 | 0.26823 | 0.98982 | 0.26823 | 0.98982 | 0.25277 | 0.98982 | 0.25277 | 0.98982 | 8.2482 | 5.8131 | 8.2482 | 5.8131
253021-Res. Refr. Charge QI: Repl. on Failure CZ 6, 7 or 8 | 0.24549 | 0.0022988 | 0.32173 | 178.2977 | 1782.977 | -0.15748 | -1.5748 | 0.26823 | 0.98982 | 0.26823 | 0.98982 | 0.25277 | 0.98982 | 0.25277 | 0.98982 | 8.2482 | 5.8131 | 8.2482 | 5.8131
253021-Res. Refr. Charge QI: Repl. on Failure CZ 6, 7 or 8 | 0.24549 | 0.0022988 | 0.32173 | 178.2977 | 1782.977 | -0.15748 | -1.5748 | 0.26823 | 0.98982 | 0.26823 | 0.98982 | 0.25277 | 0.98982 | 0.25277 | 0.98982 | 8.2482 | 5.8131 | 8.2482 | 5.8131
253005-Residential AC SEER 13 Early Ret. CZ 6, 7 or 8 | 0.62396 | 0.0058428 | 0.87653 | 453.1666 | 6797.4984 | 0.54897 | 8.2346 | -0.018689 | -0.056174 | -0.018689 | -0.056174 | 0.31937 | 0.95995 | 0.31937 | 0.95995 | 0.9491 | 11.9618 | 0.9491 | 11.9618
253006-Residential AC SEER 13 Early Ret. CZ 10, 14, or 15 | 1.0762 | 0.010077 | 0.88216 | 781.6032 | 11724.0486 | 0.30495 | 4.5742 | 0.12484 | 0.37524 | 0.12484 | 0.37524 | 0.30052 | 0.90331 | 0.30052 | 0.90331 | 1.5582 | 7.2637 | 1.5582 | 7.2637
253073-Comm. AC 240k to 759k ER | 2.8562 | 1.1394 | 6.3075 | 8777.034 | 131655.51 | 0 | 0 | -0.1918 | 0 | -0.1918 | 0 | 0.10919 | 0 | 0.10919 | 0 | 0.46927 | 2.8082 | 0.46927 | 2.8082
253002-Residential AC SEER 14 CZ 10, 14, or 15 | 1.4892 | 0.013945 | 1.2468 | 1081.5441 | 16223.1622 | 1.3477 | 20.2148 | 0.30975 | 0.93105 | 0.30975 | 0.93105 | 0.32671 | 0.98202 | 0.32671 | 0.98202 | 8.9932 | 15.9915 | 8.9932 | 15.9915
253002-Residential AC SEER 14 CZ 10, 14, or 15 | 1.1913 | 0.011156 | 0.99743 | 865.2353 | 12978.5298 | 1.0781 | 16.1718 | 0.30975 | 0.93105 | 0.30975 | 0.93105 | 0.32671 | 0.98202 | 0.32671 | 0.98202 | 8.9932 | 15.9915 | 8.9932 | 15.9915
253033-Comm. AC <65k three phase unitary | 0.1369 | 0.054614 | 0.2878 | 420.69 | 6310.35 | 0 | 0 | -0.1613 | 0 | -0.1613 | 0 | 0.13021 | 0 | 0.13021 | 0 | 0.51251 | 4.3072 | 0.51251 | 4.3072
253033-Comm. AC <65k three phase unitary | 0.1369 | 0.054614 | 0.2878 | 420.69 | 6310.35 | 0 | 0 | -0.1613 | 0 | -0.1613 | 0 | 0.13021 | 0 | 0.13021 | 0 | 0.51251 | 4.3072 | 0.51251 | 4.3072
253033-Comm. AC <65k three phase unitary | 0.18254 | 0.072819 | 0.38373 | 560.92 | 8413.8 | 0 | 0 | -0.1613 | 0 | -0.1613 | 0 | 0.13021 | 0 | 0.13021 | 0 | 0.51251 | 4.3072 | 0.51251 | 4.3072
253067-Comm. AC <65k three phase unitary ER | 0.22817 | 0.091024 | 0.47966 | 701.15 | 10517.25 | 0 | 0 | -0.17508 | 0 | -0.17508 | 0 | 0.10265 | 0 | 0.10265 | 0 | 0.49202 | 2.5336 | 0.49202 | 2.5336
253067-Comm. AC <65k three phase unitary ER | 0.22817 | 0.091024 | 0.47966 | 701.15 | 10517.25 | 0 | 0 | -0.17508 | 0 | -0.17508 | 0 | 0.10265 | 0 | 0.10265 | 0 | 0.49202 | 2.5336 | 0.49202 | 2.5336
253067-Comm. AC <65k three phase unitary ER | 0.22817 | 0.091024 | 0.47966 | 701.15 | 10517.25 | 0 | 0 | -0.17508 | 0 | -0.17508 | 0 | 0.10265 | 0 | 0.10265 | 0 | 0.49202 | 2.5336 | 0.49202 | 2.5336
253047-Comm. HP <65k three phase split w/o QI | 0.20317 | 0.081052 | 0.2459 | 624.3325 | 9364.9875 | 0 | 0 | -0.086732 | 0 | -0.086732 | 0 | 0.14305 | 0 | 0.14305 | 0 | 0.66162 | 6.3921 | 0.66162 | 6.3921
253047-Comm. HP <65k three phase split w/o QI | 0.20317 | 0.081052 | 0.2459 | 624.3325 | 9364.9875 | 0 | 0 | -0.086732 | 0 | -0.086732 | 0 | 0.14305 | 0 | 0.14305 | 0 | 0.66162 | 6.3921 | 0.66162 | 6.3921
253047-Comm. HP <65k three phase split w/o QI | 0.20317 | 0.081052 | 0.2459 | 624.3325 | 9364.9875 | 0 | 0 | -0.086732 | 0 | -0.086732 | 0 | 0.14305 | 0 | 0.14305 | 0 | 0.66162 | 6.3921 | 0.66162 | 6.3921
253047-Comm. HP <65k three phase split w/o QI | 0.20317 | 0.081052 | 0.2459 | 624.3325 | 9364.9875 | 0 | 0 | -0.086732 | 0 | -0.086732 | 0 | 0.14305 | 0 | 0.14305 | 0 | 0.66162 | 6.3921 | 0.66162 | 6.3921
253047-Comm. HP <65k three phase split w/o QI | 0.20317 | 0.081052 | 0.2459 | 624.3325 | 9364.9875 | 0 | 0 | -0.086732 | 0 | -0.086732 | 0 | 0.14305 | 0 | 0.14305 | 0 | 0.66162 | 6.3921 | 0.66162 | 6.3921
253047-Comm. HP <65k three phase split w/o QI | 0.20317 | 0.081052 | 0.2459 | 624.3325 | 9364.9875 | 0 | 0 | -0.086732 | 0 | -0.086732 | 0 | 0.14305 | 0 | 0.14305 | 0 | 0.66162 | 6.3921 | 0.66162 | 6.3921
253047-Comm. HP <65k three phase split w/o QI | 0.20317 | 0.081052 | 0.2459 | 624.3325 | 9364.9875 | 0 | 0 | -0.086732 | 0 | -0.086732 | 0 | 0.14305 | 0 | 0.14305 | 0 | 0.66162 | 6.3921 | 0.66162 | 6.3921
253068-Comm. AC <65k three phase unitary ER | 0.28529 | 0.11381 | 0.68428 | 876.68 | 13150.2 | 0 | 0 | -0.10607 | 0 | -0.10607 | 0 | 0.11605 | 0 | 0.11605 | 0 | 0.6152 | 3.1679 | 0.6152 | 3.1679
253084-Comm. HP <65k three phase split w/o QI ER | 0.24642 | 0.098304 | 0.35379 | 757.23 | 11358.45 | 0 | 0 | -0.059976 | 0 | -0.059976 | 0 | 0.11125 | 0 | 0.11125 | 0 | 0.73873 | 2.9073 | 0.73873 | 2.9073
253047-Comm. HP <65k three phase split w/o QI | 0.1219 | 0.048631 | 0.14754 | 374.5995 | 5618.9925 | 0 | 0 | -0.086732 | 0 | -0.086732 | 0 | 0.14305 | 0 | 0.14305 | 0 | 0.66162 | 6.3921 | 0.66162 | 6.3921
253047-Comm. HP <65k three phase split w/o QI | 0.20317 | 0.081052 | 0.2459 | 624.3325 | 9364.9875 | 0 | 0 | -0.099997 | 0 | -0.099997 | 0 | 0.11652 | 0 | 0.11652 | 0 | 0.62906 | 3.1961 | 0.62906 | 3.1961
253047-Comm. HP <65k three phase split w/o QI | 0.20317 | 0.081052 | 0.2459 | 624.3325 | 9364.9875 | 0 | 0 | -0.086732 | 0 | -0.086732 | 0 | 0.14305 | 0 | 0.14305 | 0 | 0.66162 | 6.3921 | 0.66162 | 6.3921
253036-Comm. AC 65k to 134k | 1.0652 | 0.42496 | 2.6028 | 3273.424 | 49101.36 | 0 | 0 | -0.013814 | 0 | -0.013814 | 0 | 0.1544 | 0 | 0.1544 | 0 | 0.92468 | 11.1715 | 0.92468 | 11.1715
253036-Comm. AC 65k to 134k | 1.0652 | 0.42496 | 2.6028 | 3273.424 | 49101.36 | 0 | 0 | -0.013814 | 0 | -0.013814 | 0 | 0.1544 | 0 | 0.1544 | 0 | 0.92468 | 11.1715 | 0.92468 | 11.1715
253036-Comm. AC 65k to 134k | 0.74567 | 0.29747 | 1.822 | 2291.3968 | 34370.952 | 0 | 0 | -0.019018 | 0 | -0.019018 | 0 | 0.13705 | 0 | 0.13705 | 0 | 0.89916 | 5.2134 | 0.89916 | 5.2134
253036-Comm. AC 65k to 134k | 0.74567 | 0.29747 | 1.822 | 2291.3968 | 34370.952 | 0 | 0 | -0.019018 | 0 | -0.019018 | 0 | 0.13705 | 0 | 0.13705 | 0 | 0.89916 | 5.2134 | 0.89916 | 5.2134
253036-Comm. AC 65k to 134k | 0.85219 | 0.33997 | 2.0823 | 2618.7392 | 39281.088 | 0 | 0 | -0.018937 | 0 | -0.018937 | 0 | 0.13733 | 0 | 0.13733 | 0 | 0.89955 | 5.2572 | 0.89955 | 5.2572
253036-Comm. AC 65k to 134k | 0.85219 | 0.33997 | 2.0823 | 2618.7392 | 39281.088 | 0 | 0 | -0.018937 | 0 | -0.018937 | 0 | 0.13733 | 0 | 0.13733 | 0 | 0.89955 | 5.2572 | 0.89955 | 5.2572
253069-Comm. AC 65k to 134k ER | 0.8236 | 0.32856 | 1.8182 | 2530.878 | 37963.17 | 0 | 0 | -0.081365 | 0 | -0.081365 | 0 | 0.10414 | 0 | 0.10414 | 0 | 0.67577 | 2.5912 | 0.67577 | 2.5912
253069-Comm. AC 65k to 134k ER | 0.8236 | 0.32856 | 1.8182 | 2530.878 | 37963.17 | 0 | 0 | -0.081365 | 0 | -0.081365 | 0 | 0.10414 | 0 | 0.10414 | 0 | 0.67577 | 2.5912 | 0.67577 | 2.5912
253036-Comm. AC 65k to 134k | 0.85219 | 0.33997 | 2.0823 | 2618.7392 | 39281.088 | 0 | 0 | -0.014098 | 0 | -0.014098 | 0 | 0.15345 | 0 | 0.15345 | 0 | 0.92325 | 10.5144 | 0.92325 | 10.5144
253036-Comm. AC 65k to 134k | 0.85219 | 0.33997 | 2.0823 | 2618.7392 | 39281.088 | 0 | 0 | -0.014098 | 0 | -0.014098 | 0 | 0.15345 | 0 | 0.15345 | 0 | 0.92325 | 10.5144 | 0.92325 | 10.5144
253051-Comm. HP 65k to 134k | 0.59542 | 0.23753 | 0.87895 | 1829.6768 | 27445.152 | 0 | 0 | -0.18215 | 0 | -0.18215 | 0 | 0.1465 | 0 | 0.1465 | 0 | 0.48213 | 7.3462 | 0.48213 | 7.3462
253035-Comm. AC 65k to 134k | 0.8236 | 0.32856 | 1.8182 | 2530.878 | 37963.17 | 0 | 0 | -0.067621 | 0 | -0.067621 | 0 | 0.14995 | 0 | 0.14995 | 0 | 0.71492 | 8.6374 | 0.71492 | 8.6374
253037-Comm. AC 135K to 239k | 0.9723 | 0.38788 | 2.1436 | 2987.838 | 44817.57 | 0 | 0 | 0.1199 | 0 | 0.1199 | 0 | 0.14741 | 0 | 0.14741 | 0 | 3.4132 | 7.6476 | 3.4132 | 7.6476
253037-Comm. AC 135K to 239k | 0.9723 | 0.38788 | 2.1436 | 2987.838 | 44817.57 | 0 | 0 | 0.1199 | 0 | 0.1199 | 0 | 0.14741 | 0 | 0.14741 | 0 | 3.4132 | 7.6476 | 3.4132 | 7.6476
253038-Comm. AC 135K to 239k | 1.2576 | 0.50168 | 3.0728 | 3864.4305 | 57966.4575 | 0 | 0 | 0.13117 | 0 | 0.13117 | 0 | 0.15244 | 0 | 0.15244 | 0 | 4.4146 | 9.8914 | 4.4146 | 9.8914
253038-Comm. AC 135K to 239k | 1.2576 | 0.50168 | 3.0728 | 3864.4305 | 57966.4575 | 0 | 0 | 0.13117 | 0 | 0.13117 | 0 | 0.15244 | 0 | 0.15244 | 0 | 4.4146 | 9.8914 | 4.4146 | 9.8914
253037-Comm. AC 135K to 239k | 0.9723 | 0.38788 | 2.1436 | 2987.838 | 44817.57 | 0 | 0 | 0.1199 | 0 | 0.1199 | 0 | 0.14741 | 0 | 0.14741 | 0 | 3.4132 | 7.6476 | 3.4132 | 7.6476
253037-Comm. AC 135K to 239k | 0.9723 | 0.38788 | 2.1436 | 2987.838 | 44817.57 | 0 | 0 | 0.1199 | 0 | 0.1199 | 0 | 0.14741 | 0 | 0.14741 | 0 | 3.4132 | 7.6476 | 3.4132 | 7.6476
253053-Comm. HP 135K to 239k | 1.2502 | 0.49874 | 1.9227 | 3841.7505 | 57626.2575 | 0 | 0 | -0.16003 | 0 | -0.16003 | 0 | 0.15234 | 0 | 0.15234 | 0 | 0.5145 | 9.8333 | 0.5145 | 9.8333
253053-Comm. HP 135K to 239k | 1.2502 | 0.49874 | 1.9227 | 3841.7505 | 57626.2575 | 0 | 0 | -0.16003 | 0 | -0.16003 | 0 | 0.15234 | 0 | 0.15234 | 0 | 0.5145 | 9.8333 | 0.5145 | 9.8333
253037-Comm. AC 135K to 239k | 0.9723 | 0.38788 | 2.1436 | 2987.838 | 44817.57 | 0 | 0 | 0.1199 | 0 | 0.1199 | 0 | 0.14741 | 0 | 0.14741 | 0 | 3.4132 | 7.6476 | 3.4132 | 7.6476
253037-Comm. AC 135K to 239k | 0.9723 | 0.38788 | 2.1436 | 2987.838 | 44817.57 | 0 | 0 | 0.1199 | 0 | 0.1199 | 0 | 0.14741 | 0 | 0.14741 | 0 | 3.4132 | 7.6476 | 3.4132 | 7.6476
253005-Residential AC SEER 13 Early Ret. CZ 6, 7 or 8 | 0.77994 | 0.0073035 | 1.0957 | 566.4582 | 8496.873 | 0.68621 | 10.2932 | -0.018689 | -0.056174 | -0.018689 | -0.056174 | 0.31937 | 0.95995 | 0.31937 | 0.95995 | 0.9491 | 11.9618 | 0.9491 | 11.9618
253005-Residential AC SEER 13 Early Ret. CZ 6, 7 or 8 | 0.62396 | 0.0058428 | 0.87653 | 453.1666 | 6797.4984 | 0.54897 | 8.2346 | -0.018689 | -0.056174 | -0.018689 | -0.056174 | 0.31937 | 0.95995 | 0.31937 | 0.95995 | 0.9491 | 11.9618 | 0.9491 | 11.9618
253006-Residential AC SEER 13 Early Ret. CZ 10, 14, or 15 | 1.0762 | 0.010077 | 0.88216 | 781.6032 | 11724.0486 | 0.30495 | 4.5742 | 0.12484 | 0.37524 | 0.12484 | 0.37524 | 0.30052 | 0.90331 | 0.30052 | 0.90331 | 1.5582 | 7.2637 | 1.5582 | 7.2637
253006-Residential AC SEER 13 Early Ret. CZ 10, 14, or 15 | 1.3452 | 0.012597 | 1.1027 | 977.0041 | 14655.0608 | 0.38118 | 5.7177 | 0.12484 | 0.37524 | 0.12484 | 0.37524 | 0.30052 | 0.90331 | 0.30052 | 0.90331 | 1.5582 | 7.2637 | 1.5582 | 7.2637
253005-Residential AC SEER 13 Early Ret. CZ 6, 7 or 8 | 0.46797 | 0.0043821 | 0.6574 | 339.8749 | 5098.1238 | 0.41173 | 6.1759 | -0.018689 | -0.056174 | -0.018689 | -0.056174 | 0.31937 | 0.95995 | 0.31937 | 0.95995 | 0.9491 | 11.9618 | 0.9491 | 11.9618
253005-Residential AC SEER 13 Early Ret. CZ 6, 7 or 8 | 0.77994 | 0.0073035 | 1.0957 | 566.4582 | 8496.873 | 0.68621 | 10.2932 | -0.018689 | -0.056174 | -0.018689 | -0.056174 | 0.31937 | 0.95995 | 0.31937 | 0.95995 | 0.9491 | 11.9618 | 0.9491 | 11.9618
253005-Residential AC SEER 13 Early Ret. CZ 6, 7 or 8 | 0.77994 | 0.0073035 | 1.0957 | 566.4582 | 8496.873 | 0.68621 | 10.2932 | -0.018689 | -0.056174 | -0.018689 | -0.056174 | 0.31937 | 0.95995 | 0.31937 | 0.95995 | 0.9491 | 11.9618 | 0.9491 | 11.9618
253005-Residential AC SEER 13 Early Ret. CZ 6, 7 or 8 | 0.46797 | 0.0043821 | 0.6574 | 339.8749 | 5098.1238 | 0.41173 | 6.1759 | -0.018689 | -0.056174 | -0.018689 | -0.056174 | 0.31937 | 0.95995 | 0.31937 | 0.95995 | 0.9491 | 11.9618 | 0.9491 | 11.9618
253005-Residential AC SEER 13 Early Ret. CZ 6, 7 or 8 | 0.46797 | 0.0043821 | 0.6574 | 339.8749 | 5098.1238 | 0.41173 | 6.1759 | -0.018689 | -0.056174 | -0.018689 | -0.056174 | 0.31937 | 0.95995 | 0.31937 | 0.95995 | 0.9491 | 11.9618 | 0.9491 | 11.9618
253005-Residential AC SEER 13 Early Ret. CZ 6, 7 or 8 | 0.77994 | 0.0073035 | 1.0957 | 566.4582 | 8496.873 | 0.68621 | 10.2932 | -0.018689 | -0.056174 | -0.018689 | -0.056174 | 0.31937 | 0.95995 | 0.31937 | 0.95995 | 0.9491 | 11.9618 | 0.9491 | 11.9618
253005-Residential AC SEER 13 Early Ret. CZ 6, 7 or 8 | 0.62396 | 0.0058428 | 0.87653 | 453.1666 | 6797.4984 | 0.54897 | 8.2346 | -0.018689 | -0.056174 | -0.018689 | -0.056174 | 0.31937 | 0.95995 | 0.31937 | 0.95995 | 0.9491 | 11.9618 | 0.9491 | 11.9618
253005-Residential AC SEER 13 Early Ret. CZ 6, 7 or 8 | 0.46797 | 0.0043821 | 0.6574 | 339.8749 | 5098.1238 | 0.41173 | 6.1759 | -0.020291 | -0.060991 | -0.020291 | -0.060991 | 0.31451 | 0.94536 | 0.31451 | 0.94536 | 0.94498 | 10.253 | 0.94498 | 10.253
253005-Residential AC SEER 13 Early Ret. CZ 6, 7 or 8 | 0.46797 | 0.0043821 | 0.6574 | 339.8749 | 5098.1238 | 0.41173 | 6.1759 | -0.018689 | -0.056174 | -0.018689 | -0.056174 | 0.31937 | 0.95995 | 0.31937 | 0.95995 | 0.9491 | 11.9618 | 0.9491 | 11.9618
253006-Residential AC SEER 13 Early Ret. CZ 10, 14, or 15 | 0.53809 | 0.0050387 | 0.44108 | 390.8016 | 5862.0243 | 0.15247 | 2.2871 | 0.12484 | 0.37524 | 0.12484 | 0.37524 | 0.30052 | 0.90331 | 0.30052 | 0.90331 | 1.5582 | 7.2637 | 1.5582 | 7.2637
253006-Residential AC SEER 13 Early Ret. CZ 10, 14, or 15 | 0.80713 | 0.0075581 | 0.66162 | 586.2024 | 8793.0364 | 0.22871 | 3.4306 | 0.1222 | 0.36731 | 0.1222 | 0.36731 | 0.29252 | 0.87928 | 0.29252 | 0.87928 | 1.54 | 6.226 | 1.54 | 6.226
253005-Residential AC SEER 13 Early Ret. CZ 6, 7 or 8 | 1.5599 | 0.014607 | 2.1913 | 1132.9164 | 16993.746 | 1.3724 | 20.5864 | -0.018689 | -0.056174 | -0.018689 | -0.056174 | 0.31937 | 0.95995 | 0.31937 | 0.95995 | 0.9491 | 11.9618 | 0.9491 | 11.9618
253008-Residential AC SEER 14 Early Ret. CZ 10, 14, or 15 | 1.4892 | 0.013945 | 1.2468 | 1081.5441 | 16223.1622 | 1.3477 | 20.2148 | 0.11122 | 0.3343 | 0.11122 | 0.3343 | 0.29256 | 0.87937 | 0.29256 | 0.87937 | 1.4687 | 6.2294 | 1.4687 | 6.2294
253008-Residential AC SEER 14 Early Ret. CZ 10, 14, or 15 | 1.1913 | 0.011156 | 0.99743 | 865.2353 | 12978.5298 | 1.0781 | 16.1718 | 0.11122 | 0.3343 | 0.11122 | 0.3343 | 0.29256 | 0.87937 | 0.29256 | 0.87937 | 1.4687 | 6.2294 | 1.4687 | 6.2294
253003-Residential AC SEER 15 CZ 6, 7 or 8 | 0.80832 | 0.0075692 | 1.04 | 587.0674 | 8806.011 | -3.5692 | -53.5384 | 0.24768 | 1.0475 | 0.24768 | 1.0475 | 0.32593 | 1.0475 | 0.32593 | 1.0475 | 3.3933 | 15.1579 | 3.3933 | 15.1579
253006-Residential AC SEER 13 Early Ret. CZ 10, 14, or 15 | 1.3452 | 0.012597 | 1.1027 | 977.0041 | 14655.0608 | 0.38118 | 5.7177 | 0.12484 | 0.37524 | 0.12484 | 0.37524 | 0.30052 | 0.90331 | 0.30052 | 0.90331 | 1.5582 | 7.2637 | 1.5582 | 7.2637
253006-Residential AC SEER 13 Early Ret. CZ 10, 14, or 15 | 1.0762 | 0.010077 | 0.88216 | 781.6032 | 11724.0486 | 0.30495 | 4.5742 | 0.12484 | 0.37524 | 0.12484 | 0.37524 | 0.30052 | 0.90331 | 0.30052 | 0.90331 | 1.5582 | 7.2637 | 1.5582 | 7.2637
253006-Residential AC SEER 13 Early Ret. CZ 10, 14, or 15 | 0.80713 | 0.0075581 | 0.66162 | 586.2024 | 8793.0364 | 0.22871 | 3.4306 | 0.12484 | 0.37524 | 0.12484 | 0.37524 | 0.30052 | 0.90331 | 0.30052 | 0.90331 | 1.5582 | 7.2637 | 1.5582 | 7.2637
253007-Residential AC SEER 14 Early Ret. CZ 6, 7 or 8 | 0.68211 | 0.0063874 | 0.9947 | 495.406 | 7431.0906 | 1.5889 | 23.8333 | -0.04156 | -0.12492 | -0.04156 | -0.12492 | 0.31784 | 0.95536 | 0.31784 | 0.95536 | 0.89345 | 11.3659 | 0.89345 | 11.3659
253010-Residential AC SEER 15 Early Ret. CZ 10, 14, or 15 | 1.0316 | 0.0096603 | 0.7925 | 749.2516 | 11238.7743 | -2.2149 | -33.2232 | 0.11249 | 1.0475 | 0.11249 | 1.0475 | 0.29102 | 1.0475 | 0.29102 | 1.0475 | 1.4635 | 6.0094 | 1.4635 | 6.0094
253008-Residential AC SEER 14 Early Ret. CZ 10, 14, or 15 | 1.4892 | 0.013945 | 1.2468 | 1081.5441 | 16223.1622 | 1.3477 | 20.2148 | 0.11122 | 0.3343 | 0.11122 | 0.3343 | 0.29256 | 0.87937 | 0.29256 | 0.87937 | 1.4687 | 6.2294 | 1.4687 | 6.2294
253005-Residential AC SEER 13 Early Ret. CZ 6, 7 or 8 | 0.77994 | 0.0073035 | 1.0957 | 566.4582 | 8496.873 | 0.68621 | 10.2932 | -0.018689 | -0.056174 | -0.018689 | -0.056174 | 0.31937 | 0.95995 | 0.31937 | 0.95995 | 0.9491 | 11.9618 | 0.9491 | 11.9618
253009-Residential AC SEER 15 Early Ret. CZ 6, 7 or 8 | 1.0104 | 0.0094615 | 1.3 | 733.8342 | 11007.5138 | -4.4615 | -66.923 | -0.032243 | 1.0475 | -0.032243 | 1.0475 | 0.31715 | 1.0475 | 0.31715 | 1.0475 | 0.89859 | 10.9137 | 0.89859 | 10.9137
253006-Residential AC SEER 13 Early Ret. CZ 10, 14, or 15 | 0.80713 | 0.0075581 | 0.66162 | 586.2024 | 8793.0364 | 0.22871 | 3.4306 | 0.1222 | 0.36731 | 0.1222 | 0.36731 | 0.29252 | 0.87928 | 0.29252 | 0.87928 | 1.54 | 6.226 | 1.54 | 6.226
253005-Residential AC SEER 13 Early Ret. CZ 6, 7 or 8 | 0.62396 | 0.0058428 | 0.87653 | 453.1666 | 6797.4984 | 0.54897 | 8.2346 | -0.018689 | -0.056174 | -0.018689 | -0.056174 | 0.31937 | 0.95995 | 0.31937 | 0.95995 | 0.9491 | 11.9618 | 0.9491 | 11.9618
253006-Residential AC SEER 13 Early Ret. CZ 10, 14, or 15 | 0.80713 | 0.0075581 | 0.66162 | 586.2024 | 8793.0364 | 0.22871 | 3.4306 | 0.1222 | 0.36731 | 0.1222 | 0.36731 | 0.29252 | 0.87928 | 0.29252 | 0.87928 | 1.54 | 6.226 | 1.54 | 6.226
253006-Residential AC SEER 13 Early Ret. CZ 10, 14, or 15 | 0.53809 | 0.0050387 | 0.44108 | 390.8016 | 5862.0243 | 0.15247 | 2.2871 | 0.12484 | 0.37524 | 0.12484 | 0.37524 | 0.30052 | 0.90331 | 0.30052 | 0.90331 | 1.5582 | 7.2637 | 1.5582 | 7.2637
253008-Residential AC SEER 14 Early Ret. CZ 10, 14, or 15 | 1.1913 | 0.011156 | 0.99743 | 865.2353 | 12978.5298 | 1.0781 | 16.1718 | 0.11122 | 0.3343 | 0.11122 | 0.3343 | 0.29256 | 0.87937 | 0.29256 | 0.87937 | 1.4687 | 6.2294 | 1.4687 | 6.2294
253007-Residential AC SEER 14 Early Ret. CZ 6, 7 or 8 | 0.51159 | 0.0047906 | 0.74603 | 371.5545 | 5573.3179 | 1.1917 | 17.8749 | -0.04156 | -0.12492 | -0.04156 | -0.12492 | 0.31784 | 0.95536 | 0.31784 | 0.95536 | 0.89345 | 11.3659 | 0.89345 | 11.3659
253007-Residential AC SEER 14 Early Ret. CZ 6, 7 or 8 | 0.51159 | 0.0047906 | 0.74603 | 371.5545 | 5573.3179 | 1.1917 | 17.8749 | -0.04156 | -0.12492 | -0.04156 | -0.12492 | 0.31784 | 0.95536 | 0.31784 | 0.95536 | 0.89345 | 11.3659 | 0.89345 | 11.3659
253006-Residential AC SEER 13 Early Ret. CZ 10, 14, or 15 | 0.80713 | 0.0075581 | 0.66162 | 586.2024 | 8793.0364 | 0.22871 | 3.4306 | 0.1222 | 0.36731 | 0.1222 | 0.36731 | 0.29252 | 0.87928 | 0.29252 | 0.87928 | 1.54 | 6.226 | 1.54 | 6.226
253005-Residential AC SEER 13 Early Ret. CZ 6, 7 or 8 | 0.46797 | 0.0043821 | 0.6574 | 339.8749 | 5098.1238 | 0.41173 | 6.1759 | -0.018689 | -0.056174 | -0.018689 | -0.056174 | 0.31937 | 0.95995 | 0.31937 | 0.95995 | 0.9491 | 11.9618 | 0.9491 | 11.9618
253006-Residential AC SEER 13 Early Ret. CZ 10, 14, or 15 | 0.80713 | 0.0075581 | 0.66162 | 586.2024 | 8793.0364 | 0.22871 | 3.4306 | 0.12484 | 0.37524 | 0.12484 | 0.37524 | 0.30052 | 0.90331 | 0.30052 | 0.90331 | 1.5582 | 7.2637 | 1.5582 | 7.2637
253120-15 HP Motor (TEFC) | 0.020991 | 0.019139 | 0.076243 | 160.42 | 2406.2999 | 0 | 0 | -0.025767 | 0 | -0.025767 | 0 | 0.017814 | 0 | 0.017814 | 0 | 0.82451 | 1.1725 | 0.82451 | 1.1725
253112-40 HP Motor (ODP) | 0.061217 | 0.055816 | 0.16369 | 467.838 | 7017.57 | 0 | 0 | 0.022424 | 0 | 0.022424 | 0 | 0.064417 | 0 | 0.064417 | 0 | 1.2273 | 2.1372 | 1.2273 | 2.1372
253125-50 HP Motor (TEFC) | 0.097431 | 0.088835 | 0.26052 | 744.5962 | 11168.9435 | 0 | 0 | 0.027309 | 0 | 0.027309 | 0 | 0.046915 | 0 | 0.046915 | 0 | 1.2913 | 1.6327 | 1.2913 | 1.6327
253125-50 HP Motor (TEFC) | 0.097431 | 0.088835 | 0.26052 | 744.5962 | 11168.9435 | 0 | 0 | 0.027309 | 0 | 0.027309 | 0 | 0.046915 | 0 | 0.046915 | 0 | 1.2913 | 1.6327 | 1.2913 | 1.6327
253117-5 HP Motor (TEFC) | 0.010732 | 0.0097856 | 0.038982 | 82.0203 | 1230.3049 | 0 | 0 | 0.029088 | 0 | 0.029088 | 0 | -0.00010167 | 0 | -0.00010167 | 0 | 1.3163 | 0.99916 | 1.3163 | 0.99916
253121-20 HP Motor (TEFC) | 0.053962 | 0.049201 | 0.14429 | 412.3918 | 6185.8764 | 0 | 0 | 0.086079 | 0 | 0.086079 | 0 | 0.072867 | 0 | 0.072867 | 0 | 3.4604 | 2.5119 | 3.4604 | 2.5119
253124-40 HP Motor (TEFC) | 0.061217 | 0.055816 | 0.16369 | 467.838 | 7017.57 | 0 | 0 | 0.0085055 | 0 | 0.0085055 | 0 | 0.064417 | 0 | 0.064417 | 0 | 1.0756 | 2.1372 | 1.0756 | 2.1372
253118-7.5 HP Motor (TEFC) | 0.015022 | 0.013697 | 0.054563 | 114.8028 | 1722.042 | 0 | 0 | 0.029537 | 0 | 0.029537 | 0 | 0.034498 | 0 | 0.034498 | 0 | 1.3227 | 1.3985 | 1.3227 | 1.3985
253121-20 HP Motor (TEFC) | 0.053962 | 0.049201 | 0.14429 | 412.3918 | 6185.8764 | 0 | 0 | 0.086079 | 0 | 0.086079 | 0 | 0.072867 | 0 | 0.072867 | 0 | 3.4604 | 2.5119 | 3.4604 | 2.5119
253118-7.5 HP Motor (TEFC) | 0.015022 | 0.013697 | 0.054563 | 114.8028 | 1722.042 | 0 | 0 | 0.029537 | 0 | 0.029537 | 0 | 0.034498 | 0 | 0.034498 | 0 | 1.3227 | 1.3985 | 1.3227 | 1.3985
253121-20 HP Motor (TEFC) | 0.053962 | 0.049201 | 0.14429 | 412.3918 | 6185.8764 | 0 | 0 | 0.086079 | 0 | 0.086079 | 0 | 0.072867 | 0 | 0.072867 | 0 | 3.4604 | 2.5119 | 3.4604 | 2.5119
253118-7.5 HP Motor (TEFC) | 0.015022 | 0.013697 | 0.054563 | 114.8028 | 1722.042 | 0 | 0 | 0.029537 | 0 | 0.029537 | 0 | 0.034498 | 0 | 0.034498 | 0 | 1.3227 | 1.3985 | 1.3227 | 1.3985
253120-15 HP Motor (TEFC) | 0.020991 | 0.019139 | 0.076243 | 160.42 | 2406.2999 | 0 | 0 | -0.025767 | 0 | -0.025767 | 0 | 0.017814 | 0 | 0.017814 | 0 | 0.82451 | 1.1725 | 0.82451 | 1.1725
253109-20 HP Motor (ODP) | 0.053962 | 0.049201 | 0.14429 | 412.3918 | 6185.8764 | 0 | 0 | 0.064377 | 0 | 0.064377 | 0 | 0.072867 | 0 | 0.072867 | 0 | 2.1357 | 2.5119 | 2.1357 | 2.5119
253121-20 HP Motor (TEFC) | 0.053962 | 0.049201 | 0.14429 | 412.3918 | 6185.8764 | 0 | 0 | 0.086079 | 0 | 0.086079 | 0 | 0.072867 | 0 | 0.072867 | 0 | 3.4604 | 2.5119 | 3.4604 | 2.5119
253109-20 HP Motor (ODP) | 0.053962 | 0.049201 | 0.14429 | 412.3918 | 6185.8764 | 0 | 0 | 0.064377 | 0 | 0.064377 | 0 | 0.072867 | 0 | 0.072867 | 0 | 2.1357 | 2.5119 | 2.1357 | 2.5119
253119-10 HP Motor (TEFC) | 0.02253 | 0.020542 | 0.081833 | 172.1801 | 2582.7011 | 0 | 0 | 0.043006 | 0 | 0.043006 | 0 | 0.044106 | 0 | 0.044106 | 0 | 1.551 | 1.5731 | 1.551 | 1.5731
253120-15 HP Motor (TEFC) | 0.020991 | 0.019139 | 0.076243 | 160.42 | 2406.2999 | 0 | 0 | -0.025767 | 0 | -0.025767 | 0 | 0.017814 | 0 | 0.017814 | 0 | 0.82451 | 1.1725 | 0.82451 | 1.1725
253119-10 HP Motor (TEFC) | 0.02253 | 0.020542 | 0.081833 | 172.1801 | 2582.7011 | 0 | 0 | 0.043006 | 0 | 0.043006 | 0 | 0.044106 | 0 | 0.044106 | 0 | 1.551 | 1.5731 | 1.551 | 1.5731
253114-60 HP Motor (ODP) | 0.10883 | 0.099229 | 0.291 | 831.7119 | 12475.6792 | 0 | 0 | 0.051485 | 0 | 0.051485 | 0 | 0.054681 | 0 | 0.054681 | 0 | 1.74 | 1.8237 | 1.74 | 1.8237
253114-60 HP Motor (ODP) | 0.10883 | 0.099229 | 0.291 | 831.7119 | 12475.6792 | 0 | 0 | 0.051485 | 0 | 0.051485 | 0 | 0.054681 | 0 | 0.054681 | 0 | 1.74 | 1.8237 | 1.74 | 1.8237
253049-Comm. HP <65k three phase unitary | 0.27168 | 0.10838 | 0.3937 | 834.8675 | 12523.0125 | 0 | 0 | -0.18068 | 0 | -0.18068 | 0 | 0.10345 | 0 | 0.10345 | 0 | 0.48416 | 2.5643 | 0.48416 | 2.5643
253049-Comm. HP <65k three phase unitary | 0.27168 | 0.10838 | 0.3937 | 834.8675 | 12523.0125 | 0 | 0 | -0.18068 | 0 | -0.18068 | 0 | 0.10345 | 0 | 0.10345 | 0 | 0.48416 | 2.5643 | 0.48416 | 2.5643
253049-Comm. HP <65k three phase unitary | 0.27168 | 0.10838 | 0.3937 | 834.8675 | 12523.0125 | 0 | 0 | -0.18068 | 0 | -0.18068 | 0 | 0.10345 | 0 | 0.10345 | 0 | 0.48416 | 2.5643 | 0.48416 | 2.5643
253049-Comm. HP <65k three phase unitary | 0.27168 | 0.10838 | 0.3937 | 834.8675 | 12523.0125 | 0 | 0 | -0.18068 | 0 | -0.18068 | 0 | 0.10345 | 0 | 0.10345 | 0 | 0.48416 | 2.5643 | 0.48416 | 2.5643
253059-Comm. AC <65k single phase split ER above code | 0.11134 | 0.044419 | 0.23408 | 342.156 | 5132.34 | 0 | 0 | -0.10041 | 0 | -0.10041 | 0 | 0.044081 | 0 | 0.044081 | 0 | 0.62809 | 1.3512 | 0.62809 | 1.3512
253006-Residential AC SEER 13 Early Ret. CZ 10, 14, or 15 | 1.3452 | 0.012597 | 1.1027 | 977.0041 | 14655.0608 | 0.38118 | 5.7177 | 0.12484 | 0.37524 | 0.12484 | 0.37524 | 0.30052 | 0.90331 | 0.30052 | 0.90331 | 1.5582 | 7.2637 | 1.5582 | 7.2637
253021-Res. Refr. Charge QI: Repl. on Failure CZ 6, 7 or 8 | 0.30687 | 0.0028735 | 0.40216 | 222.8721 | 2228.7213 | -0.19686 | -1.9686 | 0.26823 | 0.98982 | 0.26823 | 0.98982 | 0.25277 | 0.98982 | 0.25277 | 0.98982 | 8.2482 | 5.8131 | 8.2482 | 5.8131
253021-Res. Refr. Charge QI: Repl. on Failure CZ 6, 7 or 8 | 0.30687 | 0.0028735 | 0.40216 | 222.8721 | 2228.7213 | -0.19686 | -1.9686 | 0.26823 | 0.98982 | 0.26823 | 0.98982 | 0.25277 | 0.98982 | 0.25277 | 0.98982 | 8.2482 | 5.8131 | 8.2482 | 5.8131
253021-Res. Refr. Charge QI: Repl. on Failure CZ 6, 7 or 8 | 0.18412 | 0.0017241 | 0.24129 | 133.7233 | 1337.2328 | -0.11811 | -1.1811 | 0.26631 | 0.98982 | 0.26631 | 0.98982 | 0.24405 | 0.98982 | 0.24405 | 0.98982 | 7.8403 | 4.9827 | 7.8403 | 4.9827
253021-Res. Refr. Charge QI: Repl. on Failure CZ 6, 7 or 8 | 0.18412 | 0.0017241 | 0.24129 | 133.7233 | 1337.2328 | -0.11811 | -1.1811 | 0.26823 | 0.98982 | 0.26823 | 0.98982 | 0.25277 | 0.98982 | 0.25277 | 0.98982 | 8.2482 | 5.8131 | 8.2482 | 5.8131
253021-Res. Refr. Charge QI: Repl. on Failure CZ 6, 7 or 8 | 0.18412 | 0.0017241 | 0.24129 | 133.7233 | 1337.2328 | -0.11811 | -1.1811 | 0.26631 | 0.98982 | 0.26631 | 0.98982 | 0.24405 | 0.98982 | 0.24405 | 0.98982 | 7.8403 | 4.9827 | 7.8403 | 4.9827
253021-Res. Refr. Charge QI: Repl. on Failure CZ 6, 7 or 8 | 0.30687 | 0.0028735 | 0.40216 | 222.8721 | 2228.7213 | -0.19686 | -1.9686 | 0.26823 | 0.98982 | 0.26823 | 0.98982 | 0.25277 | 0.98982 | 0.25277 | 0.98982 | 8.2482 | 5.8131 | 8.2482 | 5.8131
253021-Res. Refr. Charge QI: Repl. on Failure CZ 6, 7 or 8 | 0.18412 | 0.0017241 | 0.24129 | 133.7233 | 1337.2328 | -0.11811 | -1.1811 | 0.26631 | 0.98982 | 0.26631 | 0.98982 | 0.24405 | 0.98982 | 0.24405 | 0.98982 | 7.8403 | 4.9827 | 7.8403 | 4.9827
253021-Res. Refr. Charge QI: Repl. on Failure CZ 6, 7 or 8 | 0.24549 | 0.0022988 | 0.32173 | 178.2977 | 1782.977 | -0.15748 | -1.5748 | 0.26823 | 0.98982 | 0.26823 | 0.98982 | 0.25277 | 0.98982 | 0.25277 | 0.98982 | 8.2482 | 5.8131 | 8.2482 | 5.8131
253021-Res. Refr. Charge QI: Repl. on Failure CZ 6, 7 or 8 | 0.18412 | 0.0017241 | 0.24129 | 133.7233 | 1337.2328 | -0.11811 | -1.1811 | 0.26631 | 0.98982 | 0.26631 | 0.98982 | 0.24405 | 0.98982 | 0.24405 | 0.98982 | 7.8403 | 4.9827 | 7.8403 | 4.9827
253021-Res. Refr. Charge QI: Repl. on Failure CZ 6, 7 or 8 | 0.30687 | 0.0028735 | 0.40216 | 222.8721 | 2228.7213 | -0.19686 | -1.9686 | 0.26823 | 0.98982 | 0.26823 | 0.98982 | 0.25277 | 0.98982 | 0.25277 | 0.98982 | 8.2482 | 5.8131 | 8.2482 | 5.8131
253021-Res. Refr. Charge QI: Repl. on Failure CZ 6, 7 or 8 | 0.30687 | 0.0028735 | 0.40216 | 222.8721 | 2228.7213 | -0.19686 | -1.9686 | 0.26823 | 0.98982 | 0.26823 | 0.98982 | 0.25277 | 0.98982 | 0.25277 | 0.98982 | 8.2482 | 5.8131 | 8.2482 | 5.8131
253021-Res. Refr. Charge QI: Repl. on Failure CZ 6, 7 or 8 | 0.30687 | 0.0028735 | 0.40216 | 222.8721 | 2228.7213 | -0.19686 | -1.9686 | 0.26823 | 0.98982 | 0.26823 | 0.98982 | 0.25277 | 0.98982 | 0.25277 | 0.98982 | 8.2482 | 5.8131 | 8.2482 | 5.8131
253021-Res. Refr. Charge QI: Repl. on Failure CZ 6, 7 or 8 | 0.18412 | 0.0017241 | 0.24129 | 133.7233 | 1337.2328 | -0.11811 | -1.1811 | 0.26631 | 0.98982 | 0.26631 | 0.98982 | 0.24405 | 0.98982 | 0.24405 | 0.98982 | 7.8403 | 4.9827 | 7.8403 | 4.9827
253021-Res. Refr. Charge QI: Repl. on Failure CZ 6, 7 or 8 | 0.18412 | 0.0017241 | 0.24129 | 133.7233 | 1337.2328 | -0.11811 | -1.1811 | 0.26823 | 0.98982 | 0.26823 | 0.98982 | 0.25277 | 0.98982 | 0.25277 | 0.98982 | 8.2482 | 5.8131 | 8.2482 | 5.8131
253022-Res. Refr. Charge QI: Repl. on Failure | 0.35963 | 0.0033676 | 0.17796 | 261.1931 | 2611.9314 | -0.090282 | -0.90282 | 0.2776 | 0.98982 | 0.2776 | 0.98982 | 0.23911 | 0.98982 | 0.23911 | 0.98982 | 11.0785 | 4.6175 | 11.0785 | 4.6175
253022-Res. Refr. Charge QI: Repl. on Failure | 0.35963 | 0.0033676 | 0.17796 | 261.1931 | 2611.9314 | -0.090282 | -0.90282 | 0.2776 | 0.98982 | 0.2776 | 0.98982 | 0.23911 | 0.98982 | 0.23911 | 0.98982 | 11.0785 | 4.6175 | 11.0785 | 4.6175
253021-Res. Refr. Charge QI: Repl. on Failure CZ 6, 7 or 8 | 0.12275 | 0.0011494 | 0.16086 | 89.1489 | 891.4885 | -0.078742 | -0.78742 | 0.26535 | 0.98982 | 0.26535 | 0.98982 | 0.23969 | 0.98982 | 0.23969 | 0.98982 | 7.6512 | 4.6505 | 7.6512 | 4.6505
253021-Res. Refr. Charge QI: Repl. on Failure CZ 6, 7 or 8 | 0.30687 | 0.0028735 | 0.40216 | 222.8721 | 2228.7213 | -0.19686 | -1.9686 | 0.26823 | 0.98982 | 0.26823 | 0.98982 | 0.25277 | 0.98982 | 0.25277 | 0.98982 | 8.2482 | 5.8131 | 8.2482 | 5.8131
253021-Res. Refr. Charge QI: Repl. on Failure CZ 6, 7 or 8 | 0.30687 | 0.0028735 | 0.40216 | 222.8721 | 2228.7213 | -0.19686 | -1.9686 | 0.26823 | 0.98982 | 0.26823 | 0.98982 | 0.25277 | 0.98982 | 0.25277 | 0.98982 | 8.2482 | 5.8131 | 8.2482 | 5.8131
253021-Res. Refr. Charge QI: Repl. on Failure CZ 6, 7 or 8 | 0.24549 | 0.0022988 | 0.32173 | 178.2977 | 1782.977 | -0.15748 | -1.5748 | 0.26823 | 0.98982 | 0.26823 | 0.98982 | 0.25277 | 0.98982 | 0.25277 | 0.98982 | 8.2482 | 5.8131 | 8.2482 | 5.8131
253021-Res. Refr. Charge QI: Repl. on Failure CZ 6, 7 or 8 | 0.24549 | 0.0022988 | 0.32173 | 178.2977 | 1782.977 | -0.15748 | -1.5748 | 0.26823 | 0.98982 | 0.26823 | 0.98982 | 0.25277 | 0.98982 | 0.25277 | 0.98982 | 8.2482 | 5.8131 | 8.2482 | 5.8131
253021-Res. Refr. Charge QI: Repl. on Failure CZ 6, 7 or 8 | 0.12275 | 0.0011494 | 0.16086 | 89.1489 | 891.4885 | -0.078742 | -0.78742 | 0.26823 | 0.98982 | 0.26823 | 0.98982 | 0.25277 | 0.98982 | 0.25277 | 0.98982 | 8.2482 | 5.8131 | 8.2482 | 5.8131
253021-Res. Refr. Charge QI: Repl. on Failure CZ 6, 7 or 8 | 0.30687 | 0.0028735 | 0.40216 | 222.8721 | 2228.7213 | -0.19686 | -1.9686 | 0.26823 | 0.98982 | 0.26823 | 0.98982 | 0.25277 | 0.98982 | 0.25277 | 0.98982 | 8.2482 | 5.8131 | 8.2482 | 5.8131
253021-Res. Refr. Charge QI: Repl. on Failure CZ 6, 7 or 8 | 0.30687 | 0.0028735 | 0.40216 | 222.8721 | 2228.7213 | -0.19686 | -1.9686 | 0.26823 | 0.98982 | 0.26823 | 0.98982 | 0.25277 | 0.98982 | 0.25277 | 0.98982 | 8.2482 | 5.8131 | 8.2482 | 5.8131
253021-Res. Refr. Charge QI: Repl. on Failure CZ 6, 7 or 8 | 0.30687 | 0.0028735 | 0.40216 | 222.8721 | 2228.7213 | -0.19686 | -1.9686 | 0.26823 | 0.98982 | 0.26823 | 0.98982 | 0.25277 | 0.98982 | 0.25277 | 0.98982 | 8.2482 | 5.8131 | 8.2482 | 5.8131
253021-Res. Refr. Charge QI: Repl. on Failure CZ 6, 7 or 8 | 0.30687 | 0.0028735 | 0.40216 | 222.8721 | 2228.7213 | -0.19686 | -1.9686 | 0.26823 | 0.98982 | 0.26823 | 0.98982 | 0.25277 | 0.98982 | 0.25277 | 0.98982 | 8.2482 | 5.8131 | 8.2482 | 5.8131
253021-Res. Refr. Charge QI: Repl. on Failure CZ 6, 7 or 8 | 0.18412 | 0.0017241 | 0.24129 | 133.7233 | 1337.2328 | -0.11811 | -1.1811 | 0.26823 | 0.98982 | 0.26823 | 0.98982 | 0.25277 | 0.98982 | 0.25277 | 0.98982 | 8.2482 | 5.8131 | 8.2482 | 5.8131
253021-Res. Refr. Charge QI: Repl. on Failure CZ 6, 7 or 8 | 0.18412 | 0.0017241 | 0.24129 | 133.7233 | 1337.2328 | -0.11811 | -1.1811 | 0.26823 | 0.98982 | 0.26823 | 0.98982 | 0.25277 | 0.98982 | 0.25277 | 0.98982 | 8.2482 | 5.8131 | 8.2482 | 5.8131
253022-Res. Refr. Charge QI: Repl. on Failure | 0.47951 | 0.0044902 | 0.23728 | 348.2575 | 3482.5752 | -0.12038 | -1.2038 | 0.27968 | 0.98982 | 0.27968 | 0.98982 | 0.24854 | 0.98982 | 0.24854 | 0.98982 | 11.982 | 5.3871 | 11.982 | 5.3871
253021-Res. Refr. Charge QI: Repl. on Failure CZ 6, 7 or 8 | 0.24549 | 0.0022988 | 0.32173 | 178.2977 | 1782.977 | -0.15748 | -1.5748 | 0.26823 | 0.98982 | 0.26823 | 0.98982 | 0.25277 | 0.98982 | 0.25277 | 0.98982 | 8.2482 | 5.8131 | 8.2482 | 5.8131
253022-Res. Refr. Charge QI: Repl. on Failure | 0.35963 | 0.0033676 | 0.17796 | 261.1931 | 2611.9314 | -0.090282 | -0.90282 | 0.27968 | 0.98982 | 0.27968 | 0.98982 | 0.24854 | 0.98982 | 0.24854 | 0.98982 | 11.982 | 5.3871 | 11.982 | 5.3871
253021-Res. Refr. Charge QI: Repl. on Failure CZ 6, 7 or 8 | 0.18412 | 0.0017241 | 0.24129 | 133.7233 | 1337.2328 | -0.11811 | -1.1811 | 0.26823 | 0.98982 | 0.26823 | 0.98982 | 0.25277 | 0.98982 | 0.25277 | 0.98982 | 8.2482 | 5.8131 | 8.2482 | 5.8131
253022-Res. Refr. Charge QI: Repl. on Failure | 0.35963 | 0.0033676 | 0.17796 | 261.1931 | 2611.9314 | -0.090282 | -0.90282 | 0.27968 | 0.98982 | 0.27968 | 0.98982 | 0.24854 | 0.98982 | 0.24854 | 0.98982 | 11.982 | 5.3871 | 11.982 | 5.3871
253022-Res. Refr. Charge QI: Repl. on Failure | 0.35963 | 0.0033676 | 0.17796 | 261.1931 | 2611.9314 | -0.090282 | -0.90282 | 0.2776 | 0.98982 | 0.2776 | 0.98982 | 0.23911 | 0.98982 | 0.23911 | 0.98982 | 11.0785 | 4.6175 | 11.0785 | 4.6175
253021-Res. Refr. Charge QI: Repl. on Failure CZ 6, 7 or 8 | 0.18412 | 0.0017241 | 0.24129 | 133.7233 | 1337.2328 | -0.11811 | -1.1811 | 0.26823 | 0.98982 | 0.26823 | 0.98982 | 0.25277 | 0.98982 | 0.25277 | 0.98982 | 8.2482 | 5.8131 | 8.2482 | 5.8131
253021-Res. Refr. Charge QI: Repl. on Failure CZ 6, 7 or 8 | 0.30687 | 0.0028735 | 0.40216 | 222.8721 | 2228.7213 | -0.19686 | -1.9686 | 0.26823 | 0.98982 | 0.26823 | 0.98982 | 0.25277 | 0.98982 | 0.25277 | 0.98982 | 8.2482 | 5.8131 | 8.2482 | 5.8131
253021-Res. Refr. Charge QI: Repl. on Failure CZ 6, 7 or 8 | 0.18412 | 0.0017241 | 0.24129 | 133.7233 | 1337.2328 | -0.11811 | -1.1811 | 0.26823 | 0.98982 | 0.26823 | 0.98982 | 0.25277 | 0.98982 | 0.25277 | 0.98982 | 8.2482 | 5.8131 | 8.2482 | 5.8131
253021-Res. Refr. Charge QI: Repl. on Failure CZ 6, 7 or 8 | 0.24549 | 0.0022988 | 0.32173 | 178.2977 | 1782.977 | -0.15748 | -1.5748 | 0.26823 | 0.98982 | 0.26823 | 0.98982 | 0.25277 | 0.98982 | 0.25277 | 0.98982 | 8.2482 | 5.8131 | 8.2482 | 5.8131
253021-Res. Refr. Charge QI: Repl. on Failure CZ 6, 7 or 8 | 0.18412 | 0.0017241 | 0.24129 | 133.7233 | 1337.2328 | -0.11811 | -1.1811 | 0.26631 | 0.98982 | 0.26631 | 0.98982 | 0.24405 | 0.98982 | 0.24405 | 0.98982 | 7.8403 | 4.9827 | 7.8403 | 4.9827
253021-Res. Refr. Charge QI: Repl. on Failure CZ 6, 7 or 8 | 0.24549 | 0.0022988 | 0.32173 | 178.2977 | 1782.977 | -0.15748 | -1.5748 | 0.26823 | 0.98982 | 0.26823 | 0.98982 | 0.25277 | 0.98982 | 0.25277 | 0.98982 | 8.2482 | 5.8131 | 8.2482 | 5.8131
253021-Res. Refr. Charge QI: Repl. on Failure CZ 6, 7 or 8 | 0.30687 | 0.0028735 | 0.40216 | 222.8721 | 2228.7213 | -0.19686 | -1.9686 | 0.26823 | 0.98982 | 0.26823 | 0.98982 | 0.25277 | 0.98982 | 0.25277 | 0.98982 | 8.2482 | 5.8131 | 8.2482 | 5.8131
253021-Res. Refr. Charge QI: Repl. on Failure CZ 6, 7 or 8 | 0.24549 | 0.0022988 | 0.32173 | 178.2977 | 1782.977 | -0.15748 | -1.5748 | 0.26823 | 0.98982 | 0.26823 | 0.98982 | 0.25277 | 0.98982 | 0.25277 | 0.98982 | 8.2482 | 5.8131 | 8.2482 | 5.8131
253021-Res. Refr. Charge QI: Repl. on Failure CZ 6, 7 or 8 | 0.18412 | 0.0017241 | 0.24129 | 133.7233 | 1337.2328 | -0.11811 | -1.1811 | 0.26823 | 0.98982 | 0.26823 | 0.98982 | 0.25277 | 0.98982 | 0.25277 | 0.98982 | 8.2482 | 5.8131 | 8.2482 | 5.8131
253021-Res. Refr. Charge QI: Repl. on Failure CZ 6, 7 or 8 | 0.18412 | 0.0017241 | 0.24129 | 133.7233 | 1337.2328 | -0.11811 | -1.1811 | 0.26823 | 0.98982 | 0.26823 | 0.98982 | 0.25277 | 0.98982 | 0.25277 | 0.98982 | 8.2482 | 5.8131 | 8.2482 | 5.8131
253021-Res. Refr. Charge QI: Repl. on Failure CZ 6, 7 or 8 | 0.30687 | 0.0028735 | 0.40216 | 222.8721 | 2228.7213 | -0.19686 | -1.9686 | 0.26823 | 0.98982 | 0.26823 | 0.98982 | 0.25277 | 0.98982 | 0.25277 | 0.98982 | 8.2482 | 5.8131 | 8.2482 | 5.8131
253021-Res. Refr. Charge QI: Repl. on Failure CZ 6, 7 or 8 | 0.30687 | 0.0028735 | 0.40216 | 222.8721 | 2228.7213 | -0.19686 | -1.9686 | 0.26823 | 0.98982 | 0.26823 | 0.98982 | 0.25277 | 0.98982 | 0.25277 | 0.98982 | 8.2482 | 5.8131 | 8.2482 | 5.8131
253021-Res. Refr. Charge QI: Repl. on Failure CZ 6, 7 or 8 | 0.12275 | 0.0011494 | 0.16086 | 89.1489 | 891.4885 | -0.078742 | -0.78742 | 0.26823 | 0.98982 | 0.26823 | 0.98982 | 0.25277 | 0.98982 | 0.25277 | 0.98982 | 8.2482 | 5.8131 | 8.2482 | 5.8131
253021-Res. Refr. Charge QI: Repl. on Failure CZ 6, 7 or 8 | 0.24549 | 0.0022988 | 0.32173 | 178.2977 | 1782.977 | -0.15748 | -1.5748 | 0.26823 | 0.98982 | 0.26823 | 0.98982 | 0.25277 | 0.98982 | 0.25277 | 0.98982 | 8.2482 | 5.8131 | 8.2482 | 5.8131
253021-Res. Refr. Charge QI: Repl. on Failure CZ 6, 7 or 8 | 0.18412 | 0.0017241 | 0.24129 | 133.7233 | 1337.2328 | -0.11811 | -1.1811 | 0.26631 | 0.98982 | 0.26631 | 0.98982 | 0.24405 | 0.98982 | 0.24405 | 0.98982 | 7.8403 | 4.9827 | 7.8403 | 4.9827
253021-Res. Refr. Charge QI: Repl. on Failure CZ 6, 7 or 8 | 0.24549 | 0.0022988 | 0.32173 | 178.2977 | 1782.977 | -0.15748 | -1.5748 | 0.26823 | 0.98982 | 0.26823 | 0.98982 | 0.25277 | 0.98982 | 0.25277 | 0.98982 | 8.2482 | 5.8131 | 8.2482 | 5.8131
253021-Res. Refr. Charge QI: Repl. on Failure CZ 6, 7 or 8 | 0.12275 | 0.0011494 | 0.16086 | 89.1489 | 891.4885 | -0.078742 | -0.78742 | 0.26823 | 0.98982 | 0.26823 | 0.98982 | 0.25277 | 0.98982 | 0.25277 | 0.98982 | 8.2482 | 5.8131 | 8.2482 | 5.8131
253021-Res. Refr. Charge QI: Repl. on Failure CZ 6, 7 or 8 | 0.18412 | 0.0017241 | 0.24129 | 133.7233 | 1337.2328 | -0.11811 | -1.1811 | 0.26631 | 0.98982 | 0.26631 | 0.98982 | 0.24405 | 0.98982 | 0.24405 | 0.98982 | 7.8403 | 4.9827 | 7.8403 | 4.9827
253021-Res. Refr. Charge QI: Repl. on Failure CZ 6, 7 or 8 | 0.30687 | 0.0028735 | 0.40216 | 222.8721 | 2228.7213 | -0.19686 | -1.9686 | 0.26823 | 0.98982 | 0.26823 | 0.98982 | 0.25277 | 0.98982 | 0.25277 | 0.98982 | 8.2482 | 5.8131 | 8.2482 | 5.8131
253021-Res. Refr. Charge QI: Repl. on Failure CZ 6, 7 or 8 | 0.12275 | 0.0011494 | 0.16086 | 89.1489 | 891.4885 | -0.078742 | -0.78742 | 0.26823 | 0.98982 | 0.26823 | 0.98982 | 0.25277 | 0.98982 | 0.25277 | 0.98982 | 8.2482 | 5.8131 | 8.2482 | 5.8131
253021-Res. Refr. Charge QI: Repl. on Failure CZ 6, 7 or 8 | 0.18412 | 0.0017241 | 0.24129 | 133.7233 | 1337.2328 | -0.11811 | -1.1811 | 0.26823 | 0.98982 | 0.26823 | 0.98982 | 0.25277 | 0.98982 | 0.25277 | 0.98982 | 8.2482 | 5.8131 | 8.2482 | 5.8131
253021-Res. Refr. Charge QI: Repl. on Failure CZ 6, 7 or 8 | 0.30687 | 0.0028735 | 0.40216 | 222.8721 | 2228.7213 | -0.19686 | -1.9686 | 0.26823 | 0.98982 | 0.26823 | 0.98982 | 0.25277 | 0.98982 | 0.25277 | 0.98982 | 8.2482 | 5.8131 | 8.2482 | 5.8131
253021-Res. Refr. Charge QI: Repl. on Failure CZ 6, 7 or 8 | 0.30687 | 0.0028735 | 0.40216 | 222.8721 | 2228.7213 | -0.19686 | -1.9686 | 0.26823 | 0.98982 | 0.26823 | 0.98982 | 0.25277 | 0.98982 | 0.25277 | 0.98982 | 8.2482 | 5.8131 | 8.2482 | 5.8131
253021-Res. Refr. Charge QI: Repl. on Failure CZ 6, 7 or 8 | 0.30687 | 0.0028735 | 0.40216 | 222.8721 | 2228.7213 | -0.19686 | -1.9686 | 0.26823 | 0.98982 | 0.26823 | 0.98982 | 0.25277 | 0.98982 | 0.25277 | 0.98982 | 8.2482 | 5.8131 | 8.2482 | 5.8131
253021-Res. Refr. Charge QI: Repl. on Failure CZ 6, 7 or 8 | 0.30687 | 0.0028735 | 0.40216 | 222.8721 | 2228.7213 | -0.19686 | -1.9686 | 0.26823 | 0.98982 | 0.26823 | 0.98982 | 0.25277 | 0.98982 | 0.25277 | 0.98982 | 8.2482 | 5.8131 | 8.2482 | 5.8131
253021-Res. Refr. Charge QI: Repl. on Failure CZ 6, 7 or 8 | 0.18412 | 0.0017241 | 0.24129 | 133.7233 | 1337.2328 | -0.11811 | -1.1811 | 0.26823 | 0.98982 | 0.26823 | 0.98982 | 0.25277 | 0.98982 | 0.25277 | 0.98982 | 8.2482 | 5.8131 | 8.2482 | 5.8131
253022-Res. Refr. Charge QI: Repl. on Failure | 0.35963 | 0.0033676 | 0.17796 | 261.1931 | 2611.9314 | -0.090282 | -0.90282 | 0.27968 | 0.98982 | 0.27968 | 0.98982 | 0.24854 | 0.98982 | 0.24854 | 0.98982 | 11.982 | 5.3871 | 11.982 | 5.3871
253022-Res. Refr. Charge QI: Repl. on Failure | 0.47951 | 0.0044902 | 0.23728 | 348.2575 | 3482.5752 | -0.12038 | -1.2038 | 0.27968 | 0.98982 | 0.27968 | 0.98982 | 0.24854 | 0.98982 | 0.24854 | 0.98982 | 11.982 | 5.3871 | 11.982 | 5.3871
253021-Res. Refr. Charge QI: Repl. on Failure CZ 6, 7 or 8 | 0.24549 | 0.0022988 | 0.32173 | 178.2977 | 1782.977 | -0.15748 | -1.5748 | 0.26823 | 0.98982 | 0.26823 | 0.98982 | 0.25277 | 0.98982 | 0.25277 | 0.98982 | 8.2482 | 5.8131 | 8.2482 | 5.8131
253021-Res. Refr. Charge QI: Repl. on Failure CZ 6, 7 or 8 | 0.18412 | 0.0017241 | 0.24129 | 133.7233 | 1337.2328 | -0.11811 | -1.1811 | 0.26631 | 0.98982 | 0.26631 | 0.98982 | 0.24405 | 0.98982 | 0.24405 | 0.98982 | 7.8403 | 4.9827 | 7.8403 | 4.9827
253021-Res. Refr. Charge QI: Repl. on Failure CZ 6, 7 or 8 | 0.18412 | 0.0017241 | 0.24129 | 133.7233 | 1337.2328 | -0.11811 | -1.1811 | 0.26631 | 0.98982 | 0.26631 | 0.98982 | 0.24405 | 0.98982 | 0.24405 | 0.98982 | 7.8403 | 4.9827 | 7.8403 | 4.9827
253021-Res. Refr. Charge QI: Repl. on Failure CZ 6, 7 or 8 | 0.30687 | 0.0028735 | 0.40216 | 222.8721 | 2228.7213 | -0.19686 | -1.9686 | 0.26823 | 0.98982 | 0.26823 | 0.98982 | 0.25277 | 0.98982 | 0.25277 | 0.98982 | 8.2482 | 5.8131 | 8.2482 | 5.8131
253022-Res. Refr. Charge QI: Repl. on Failure | 0.35963 | 0.0033676 | 0.17796 | 261.1931 | 2611.9314 | -0.090282 | -0.90282 | 0.27968 | 0.98982 | 0.27968 | 0.98982 | 0.24854 | 0.98982 | 0.24854 | 0.98982 | 11.982 | 5.3871 | 11.982 | 5.3871
253022-Res. Refr. Charge QI: Repl. on Failure | 0.35963 | 0.0033676 | 0.17796 | 261.1931 | 2611.9314 | -0.090282 | -0.90282 | 0.27968 | 0.98982 | 0.27968 | 0.98982 | 0.24854 | 0.98982 | 0.24854 | 0.98982 | 11.982 | 5.3871 | 11.982 | 5.3871
253022-Res. Refr. Charge QI: Repl. on Failure | 0.59939 | 0.0056127 | 0.2966 | 435.3219 | 4353.219 | -0.15047 | -1.5047 | 0.27968 | 0.98982 | 0.27968 | 0.98982 | 0.24854 | 0.98982 | 0.24854 | 0.98982 | 11.982 | 5.3871 | 11.982 | 5.3871
253021-Res. Refr. Charge QI: Repl. on Failure CZ 6, 7 or 8 | 0.18412 | 0.0017241 | 0.24129 | 133.7233 | 1337.2328 | -0.11811 | -1.1811 | 0.26823 | 0.98982 | 0.26823 | 0.98982 | 0.25277 | 0.98982 | 0.25277 | 0.98982 | 8.2482 | 5.8131 | 8.2482 | 5.8131
253021-Res. Refr. Charge QI: Repl. on Failure CZ 6, 7 or 8 | 0.12275 | 0.0011494 | 0.16086 | 89.1489 | 891.4885 | -0.078742 | -0.78742 | 0.26535 | 0.98982 | 0.26535 | 0.98982 | 0.23969 | 0.98982 | 0.23969 | 0.98982 | 7.6512 | 4.6505 | 7.6512 | 4.6505
253021-Res. Refr. Charge QI: Repl. on Failure CZ 6, 7 or 8 | 0.18412 | 0.0017241 | 0.24129 | 133.7233 | 1337.2328 | -0.11811 | -1.1811 | 0.26823 | 0.98982 | 0.26823 | 0.98982 | 0.25277 | 0.98982 | 0.25277 | 0.98982 | 8.2482 | 5.8131 | 8.2482 | 5.8131
253021-Res. Refr. Charge QI: Repl. on Failure CZ 6, 7 or 8 | 0.18412 | 0.0017241 | 0.24129 | 133.7233 | 1337.2328 | -0.11811 | -1.1811 | 0.26823 | 0.98982 | 0.26823 | 0.98982 | 0.25277 | 0.98982 | 0.25277 | 0.98982 | 8.2482 | 5.8131 | 8.2482 | 5.8131
253021-Res. Refr. Charge QI: Repl. on Failure CZ 6, 7 or 8 | 0.24549 | 0.0022988 | 0.32173 | 178.2977 | 1782.977 | -0.15748 | -1.5748 | 0.26823 | 0.98982 | 0.26823 | 0.98982 | 0.25277 | 0.98982 | 0.25277 | 0.98982 | 8.2482 | 5.8131 | 8.2482 | 5.8131
253021-Res. Refr. Charge QI: Repl. on Failure CZ 6, 7 or 8 | 0.30687 | 0.0028735 | 0.40216 | 222.8721 | 2228.7213 | -0.19686 | -1.9686 | 0.26823 | 0.98982 | 0.26823 | 0.98982 | 0.25277 | 0.98982 | 0.25277 | 0.98982 | 8.2482 | 5.8131 | 8.2482 | 5.8131
253021-Res. Refr. Charge QI: Repl. on Failure CZ 6, 7 or 8 | 0.12275 | 0.0011494 | 0.16086 | 89.1489 | 891.4885 | -0.078742 | -0.78742 | 0.26823 | 0.98982 | 0.26823 | 0.98982 | 0.25277 | 0.98982 | 0.25277 | 0.98982 | 8.2482 | 5.8131 | 8.2482 | 5.8131
253022-Res. Refr. Charge QI: Repl. on Failure | 0.47951 | 0.0044902 | 0.23728 | 348.2575 | 3482.5752 | -0.12038 | -1.2038 | 0.27968 | 0.98982 | 0.27968 | 0.98982 | 0.24854 | 0.98982 | 0.24854 | 0.98982 | 11.982 | 5.3871 | 11.982 | 5.3871
253021-Res. Refr. Charge QI: Repl. on Failure CZ 6, 7 or 8 | 0.18412 | 0.0017241 | 0.24129 | 133.7233 | 1337.2328 | -0.11811 | -1.1811 | 0.26823 | 0.98982 | 0.26823 | 0.98982 | 0.25277 | 0.98982 | 0.25277 | 0.98982 | 8.2482 | 5.8131 | 8.2482 | 5.8131
253021-Res. Refr. Charge QI: Repl. on Failure CZ 6, 7 or 8 | 0.24549 | 0.0022988 | 0.32173 | 178.2977 | 1782.977 | -0.15748 | -1.5748 | 0.26823 | 0.98982 | 0.26823 | 0.98982 | 0.25277 | 0.98982 | 0.25277 | 0.98982 | 8.2482 | 5.8131 | 8.2482 | 5.8131
253021-Res. Refr. Charge QI: Repl. on Failure CZ 6, 7 or 8 | 0.18412 | 0.0017241 | 0.24129 | 133.7233 | 1337.2328 | -0.11811 | -1.1811 | 0.26823 | 0.98982 | 0.26823 | 0.98982 | 0.25277 | 0.98982 | 0.25277 | 0.98982 | 8.2482 | 5.8131 | 8.2482 | 5.8131
253021-Res. Refr. Charge QI: Repl. on Failure CZ 6, 7 or 8 | 0.18412 | 0.0017241 | 0.24129 | 133.7233 | 1337.2328 | -0.11811 | -1.1811 | 0.26823 | 0.98982 | 0.26823 | 0.98982 | 0.25277 | 0.98982 | 0.25277 | 0.98982 | 8.2482 | 5.8131 | 8.2482 | 5.8131
253021-Res. Refr. Charge QI: Repl. on Failure CZ 6, 7 or 8 | 0.18412 | 0.0017241 | 0.24129 | 133.7233 | 1337.2328 | -0.11811 | -1.1811 | 0.26823 | 0.98982 | 0.26823 | 0.98982 | 0.25277 | 0.98982 | 0.25277 | 0.98982 | 8.2482 | 5.8131 | 8.2482 | 5.8131
253021-Res. Refr. Charge QI: Repl. on Failure CZ 6, 7 or 8 | 0.18412 | 0.0017241 | 0.24129 | 133.7233 | 1337.2328 | -0.11811 | -1.1811 | 0.26823 | 0.98982 | 0.26823 | 0.98982 | 0.25277 | 0.98982 | 0.25277 | 0.98982 | 8.2482 | 5.8131 | 8.2482 | 5.8131
253021-Res. Refr. Charge QI: Repl. on Failure CZ 6, 7 or 8 | 0.30687 | 0.0028735 | 0.40216 | 222.8721 | 2228.7213 | -0.19686 | -1.9686 | 0.26823 | 0.98982 | 0.26823 | 0.98982 | 0.25277 | 0.98982 | 0.25277 | 0.98982 | 8.2482 | 5.8131 | 8.2482 | 5.8131
253022-Res. Refr. Charge QI: Repl. on Failure | 0.35963 | 0.0033676 | 0.17796 | 261.1931 | 2611.9314 | -0.090282 | -0.90282 | 0.27968 | 0.98982 | 0.27968 | 0.98982 | 0.24854 | 0.98982 | 0.24854 | 0.98982 | 11.982 | 5.3871 | 11.982 | 5.3871
253021-Res. Refr. Charge QI: Repl. on Failure CZ 6, 7 or 8 | 0.12275 | 0.0011494 | 0.16086 | 89.1489 | 891.4885 | -0.078742 | -0.78742 | 0.26823 | 0.98982 | 0.26823 | 0.98982 | 0.25277 | 0.98982 | 0.25277 | 0.98982 | 8.2482 | 5.8131 | 8.2482 | 5.8131
253022-Res. Refr. Charge QI: Repl. on Failure | 0.35963 | 0.0033676 | 0.17796 | 261.1931 | 2611.9314 | -0.090282 | -0.90282 | 0.27968 | 0.98982 | 0.27968 | 0.98982 | 0.24854 | 0.98982 | 0.24854 | 0.98982 | 11.982 | 5.3871 | 11.982 | 5.3871
253021-Res. Refr. Charge QI: Repl. on Failure CZ 6, 7 or 8 | 0.30687 | 0.0028735 | 0.40216 | 222.8721 | 2228.7213 | -0.19686 | -1.9686 | 0.26823 | 0.98982 | 0.26823 | 0.98982 | 0.25277 | 0.98982 | 0.25277 | 0.98982 | 8.2482 | 5.8131 | 8.2482 | 5.8131
253021-Res. Refr. Charge QI: Repl. on Failure CZ 6, 7 or 8 | 0.18412 | 0.0017241 | 0.24129 | 133.7233 | 1337.2328 | -0.11811 | -1.1811 | 0.26823 | 0.98982 | 0.26823 | 0.98982 | 0.25277 | 0.98982 | 0.25277 | 0.98982 | 8.2482 | 5.8131 | 8.2482 | 5.8131
253022-Res. Refr. Charge QI: Repl. on Failure | 0.59939 | 0.0056127 | 0.2966 | 435.3219 | 4353.219 | -0.15047 | -1.5047 | 0.27968 | 0.98982 | 0.27968 | 0.98982 | 0.24854 | 0.98982 | 0.24854 | 0.98982 | 11.982 | 5.3871 | 11.982 | 5.3871
253021-Res. Refr. Charge QI: Repl. on Failure CZ 6, 7 or 8 | 0.18412 | 0.0017241 | 0.24129 | 133.7233 | 1337.2328 | -0.11811 | -1.1811 | 0.26823 | 0.98982 | 0.26823 | 0.98982 | 0.25277 | 0.98982 | 0.25277 | 0.98982 | 8.2482 | 5.8131 | 8.2482 | 5.8131
253021-Res. Refr. Charge QI: Repl. on Failure CZ 6, 7 or 8 | 0.12275 | 0.0011494 | 0.16086 | 89.1489 | 891.4885 | -0.078742 | -0.78742 | 0.26535 | 0.98982 | 0.26535 | 0.98982 | 0.23969 | 0.98982 | 0.23969 | 0.98982 | 7.6512 | 4.6505 | 7.6512 | 4.6505
253021-Res. Refr. Charge QI: Repl. on Failure CZ 6, 7 or 8 | 0.18412 | 0.0017241 | 0.24129 | 133.7233 | 1337.2328 | -0.11811 | -1.1811 | 0.26823 | 0.98982 | 0.26823 | 0.98982 | 0.25277 | 0.98982 | 0.25277 | 0.98982 | 8.2482 | 5.8131 | 8.2482 | 5.8131
253021-Res. Refr. Charge QI: Repl. on Failure CZ 6, 7 or 8 | 0.30687 | 0.0028735 | 0.40216 | 222.8721 | 2228.7213 | -0.19686 | -1.9686 | 0.26823 | 0.98982 | 0.26823 | 0.98982 | 0.25277 | 0.98982 | 0.25277 | 0.98982 | 8.2482 | 5.8131 | 8.2482 | 5.8131
253021-Res. Refr. Charge QI: Repl. on Failure CZ 6, 7 or 8 | 0.18412 | 0.0017241 | 0.24129 | 133.7233 | 1337.2328 | -0.11811 | -1.1811 | 0.26823 | 0.98982 | 0.26823 | 0.98982 | 0.25277 | 0.98982 | 0.25277 | 0.98982 | 8.2482 | 5.8131 | 8.2482 | 5.8131
253021-Res. Refr. Charge QI: Repl. on Failure CZ 6, 7 or 8 | 0.18412 | 0.0017241 | 0.24129 | 133.7233 | 1337.2328 | -0.11811 | -1.1811 | 0.26823 | 0.98982 | 0.26823 | 0.98982 | 0.25277 | 0.98982 | 0.25277 | 0.98982 | 8.2482 | 5.8131 | 8.2482 | 5.8131
253021-Res. Refr. Charge QI: Repl. on Failure CZ 6, 7 or 8 | 0.30687 | 0.0028735 | 0.40216 | 222.8721 | 2228.7213 | -0.19686 | -1.9686 | 0.26823 | 0.98982 | 0.26823 | 0.98982 | 0.25277 | 0.98982 | 0.25277 | 0.98982 | 8.2482 | 5.8131 | 8.2482 | 5.8131
253021-Res. Refr. Charge QI: Repl. on Failure CZ 6, 7 or 8 | 0.18412 | 0.0017241 | 0.24129 | 133.7233 | 1337.2328 | -0.11811 | -1.1811 | 0.26823 | 0.98982 | 0.26823 | 0.98982 | 0.25277 | 0.98982 | 0.25277 | 0.98982 | 8.2482 | 5.8131 | 8.2482 | 5.8131
253021-Res. Refr. Charge QI: Repl. on Failure CZ 6, 7 or 8 | 0.18412 | 0.0017241 | 0.24129 | 133.7233 | 1337.2328 | -0.11811 | -1.1811 | 0.26823 | 0.98982 | 0.26823 | 0.98982 | 0.25277 | 0.98982 | 0.25277 | 0.98982 | 8.2482 | 5.8131 | 8.2482 | 5.8131
253021-Res. Refr. Charge QI: Repl. on Failure CZ 6, 7 or 8 | 0.30687 | 0.0028735 | 0.40216 | 222.8721 | 2228.7213 | -0.19686 | -1.9686 | 0.26823 | 0.98982 | 0.26823 | 0.98982 | 0.25277 | 0.98982 | 0.25277 | 0.98982 | 8.2482 | 5.8131 | 8.2482 | 5.8131
253022-Res. Refr. Charge QI: Repl. on Failure | 0.47951 | 0.0044902 | 0.23728 | 348.2575 | 3482.5752 | -0.12038 | -1.2038 | 0.27968 | 0.98982 | 0.27968 | 0.98982 | 0.24854 | 0.98982 | 0.24854 | 0.98982 | 11.982 | 5.3871 | 11.982 | 5.3871
253021-Res. Refr. Charge QI: Repl. on Failure CZ 6, 7 or 8 | 0.30687 | 0.0028735 | 0.40216 | 222.8721 | 2228.7213 | -0.19686 | -1.9686 | 0.26823 | 0.98982 | 0.26823 | 0.98982 | 0.25277 | 0.98982 | 0.25277 | 0.98982 | 8.2482 | 5.8131 | 8.2482 | 5.8131
253021-Res. Refr. Charge QI: Repl. on Failure CZ 6, 7 or 8 | 0.18412 | 0.0017241 | 0.24129 | 133.7233 | 1337.2328 | -0.11811 | -1.1811 | 0.26631 | 0.98982 | 0.26631 | 0.98982 | 0.24405 | 0.98982 | 0.24405 | 0.98982 | 7.8403 | 4.9827 | 7.8403 | 4.9827
253021-Res. Refr. Charge QI: Repl. on Failure CZ 6, 7 or 8 | 0.18412 | 0.0017241 | 0.24129 | 133.7233 | 1337.2328 | -0.11811 | -1.1811 | 0.26823 | 0.98982 | 0.26823 | 0.98982 | 0.25277 | 0.98982 | 0.25277 | 0.98982 | 8.2482 | 5.8131 | 8.2482 | 5.8131
253021-Res. Refr. Charge QI: Repl. on Failure CZ 6, 7 or 8 | 0.18412 | 0.0017241 | 0.24129 | 133.7233 | 1337.2328 | -0.11811 | -1.1811 | 0.26823 | 0.98982 | 0.26823 | 0.98982 | 0.25277 | 0.98982 | 0.25277 | 0.98982 | 8.2482 | 5.8131 | 8.2482 | 5.8131
253022-Res. Refr. Charge QI: Repl. on Failure | 0.23975 | 0.0022451 | 0.11864 | 174.1288 | 1741.2876 | -0.060188 | -0.60188 | 0.27968 | 0.98982 | 0.27968 | 0.98982 | 0.24854 | 0.98982 | 0.24854 | 0.98982 | 11.982 | 5.3871 | 11.982 | 5.3871
253021-Res. Refr. Charge QI: Repl. on Failure CZ 6, 7 or 8 | 0.18412 | 0.0017241 | 0.24129 | 133.7233 | 1337.2328 | -0.11811 | -1.1811 | 0.26823 | 0.98982 | 0.26823 | 0.98982 | 0.25277 | 0.98982 | 0.25277 | 0.98982 | 8.2482 | 5.8131 | 8.2482 | 5.8131
253021-Res. Refr. Charge QI: Repl. on Failure CZ 6, 7 or 8 | 0.30687 | 0.0028735 | 0.40216 | 222.8721 | 2228.7213 | -0.19686 | -1.9686 | 0.26823 | 0.98982 | 0.26823 | 0.98982 | 0.25277 | 0.98982 | 0.25277 | 0.98982 | 8.2482 | 5.8131 | 8.2482 | 5.8131
253079-Comm. HP <65k single phase unitary ER | 0.28808 | 0.11492 | 0.43634 | 885.254 | 13278.81 | 0 | 0 | -0.12108 | 0 | -0.12108 | 0 | 0.084762 | 0 | 0.084762 | 0 | 0.58342 | 1.9993 | 0.58342 | 1.9993
253021-Res. Refr. Charge QI: Repl. on Failure CZ 6, 7 or 8 | 0.30687 | 0.0028735 | 0.40216 | 222.8721 | 2228.7213 | -0.19686 | -1.9686 | 0.26823 | 0.98982 | 0.26823 | 0.98982 | 0.25277 | 0.98982 | 0.25277 | 0.98982 | 8.2482 | 5.8131 | 8.2482 | 5.8131
253002-Residential AC SEER 14 CZ 10, 14, or 15 | 0.89349 | 0.0083668 | 0.74808 | 648.9265 | 9733.8973 | 0.80859 | 12.1289 | 0.30855 | 0.92744 | 0.30855 | 0.92744 | 0.32307 | 0.9711 | 0.32307 | 0.9711 | 8.7234 | 13.707 | 8.7234 | 13.707
253002-Residential AC SEER 14 CZ 10, 14, or 15 | 0.89349 | 0.0083668 | 0.74808 | 648.9265 | 9733.8973 | 0.80859 | 12.1289 | 0.30855 | 0.92744 | 0.30855 | 0.92744 | 0.32307 | 0.9711 | 0.32307 | 0.9711 | 8.7234 | 13.707 | 8.7234 | 13.707
253034-Comm. AC <65k three phase unitary | 0.17117 | 0.068287 | 0.41057 | 526.008 | 7890.12 | 0 | 0 | -0.1108 | 0 | -0.1108 | 0 | 0.1066 | 0 | 0.1066 | 0 | 0.60483 | 2.6927 | 0.60483 | 2.6927
253050-Comm. HP <65k three phase unitary | 0.20336 | 0.081128 | 0.33774 | 624.918 | 9373.77 | 0 | 0 | -0.11118 | 0 | -0.11118 | 0 | 0.11657 | 0 | 0.11657 | 0 | 0.604 | 3.1991 | 0.604 | 3.1991
253031-Comm. AC <65k three phase split w/o QI | 0.15813 | 0.063084 | 0.33269 | 485.9275 | 7288.9125 | 0 | 0 | -0.090953 | 0 | -0.090953 | 0 | 0.10141 | 0 | 0.10141 | 0 | 0.6509 | 2.4876 | 0.6509 | 2.4876
253035-Comm. AC 65k to 134k | 0.57652 | 0.22999 | 1.2727 | 1771.6146 | 26574.219 | 0 | 0 | -0.068042 | 0 | -0.068042 | 0 | 0.14855 | 0 | 0.14855 | 0 | 0.71366 | 8.0615 | 0.71366 | 8.0615
253083-Comm. HP <65k three phase split w/o QI ER | 0.1219 | 0.048631 | 0.14754 | 374.5995 | 5618.9925 | 0 | 0 | 0.066486 | 0 | 0.066486 | 0 | 0.12831 | 0 | 0.12831 | 0 | 1.6449 | 4.1092 | 1.6449 | 4.1092
253010-Residential AC SEER 15 Early Ret. CZ 10, 14, or 15 | 1.0316 | 0.0096603 | 0.7925 | 749.2516 | 11238.7743 | -2.2149 | -33.2232 | 0.11249 | 1.0475 | 0.11249 | 1.0475 | 0.29102 | 1.0475 | 0.29102 | 1.0475 | 1.4635 | 6.0094 | 1.4635 | 6.0094
253024-Res. Refr. Charge QI: Early Ret. | 0.35963 | 0.0033676 | 0.17796 | 261.1931 | 2611.9314 | -0.090282 | -0.90282 | 0.27968 | 0.98982 | 0.27968 | 0.98982 | 0.24854 | 0.98982 | 0.24854 | 0.98982 | 11.982 | 5.3871 | 11.982 | 5.3871
253021-Res. Refr. Charge QI: Repl. on Failure CZ 6, 7 or 8 | 0.24549 | 0.0022988 | 0.32173 | 178.2977 | 1782.977 | -0.15748 | -1.5748 | 0.26823 | 0.98982 | 0.26823 | 0.98982 | 0.25277 | 0.98982 | 0.25277 | 0.98982 | 8.2482 | 5.8131 | 8.2482 | 5.8131
253006-Residential AC SEER 13 Early Ret. CZ 10, 14, or 15 | 0.53809 | 0.0050387 | 0.44108 | 390.8016 | 5862.0243 | 0.15247 | 2.2871 | 0.12088 | 0.36334 | 0.12088 | 0.36334 | 0.28853 | 0.86726 | 0.28853 | 0.86726 | 1.5311 | 5.811 | 1.5311 | 5.811
253024-Res. Refr. Charge QI: Early Ret. | 0.23975 | 0.0022451 | 0.11864 | 174.1288 | 1741.2876 | -0.060188 | -0.60188 | 0.27656 | 0.98982 | 0.27656 | 0.98982 | 0.23439 | 0.98982 | 0.23439 | 0.98982 | 10.676 | 4.3096 | 10.676 | 4.3096
253021-Res. Refr. Charge QI: Repl. on Failure CZ 6, 7 or 8 | 0.30687 | 0.0028735 | 0.40216 | 222.8721 | 2228.7213 | -0.19686 | -1.9686 | 0.26823 | 0.98982 | 0.26823 | 0.98982 | 0.25277 | 0.98982 | 0.25277 | 0.98982 | 8.2482 | 5.8131 | 8.2482 | 5.8131
253024-Res. Refr. Charge QI: Early Ret. | 0.23975 | 0.0022451 | 0.11864 | 174.1288 | 1741.2876 | -0.060188 | -0.60188 | 0.27656 | 0.98982 | 0.27656 | 0.98982 | 0.23439 | 0.98982 | 0.23439 | 0.98982 | 10.676 | 4.3096 | 10.676 | 4.3096
253024-Res. Refr. Charge QI: Early Ret. | 0.59939 | 0.0056127 | 0.2966 | 435.3219 | 4353.219 | -0.15047 | -1.5047 | 0.27968 | 0.98982 | 0.27968 | 0.98982 | 0.24854 | 0.98982 | 0.24854 | 0.98982 | 11.982 | 5.3871 | 11.982 | 5.3871
253023-Res. Refr. Charge QI: Early Ret. | 0.24549 | 0.0022988 | 0.32173 | 178.2977 | 1782.977 | -0.15748 | -1.5748 | 0.26823 | 0.98982 | 0.26823 | 0.98982 | 0.25277 | 0.98982 | 0.25277 | 0.98982 | 8.2482 | 5.8131 | 8.2482 | 5.8131
253024-Res. Refr. Charge QI: Early Ret. | 0.59939 | 0.0056127 | 0.2966 | 435.3219 | 4353.219 | -0.15047 | -1.5047 | 0.27968 | 0.98982 | 0.27968 | 0.98982 | 0.24854 | 0.98982 | 0.24854 | 0.98982 | 11.982 | 5.3871 | 11.982 | 5.3871
253022-Res. Refr. Charge QI: Repl. on Failure | 0.35963 | 0.0033676 | 0.17796 | 261.1931 | 2611.9314 | -0.090282 | -0.90282 | 0.27968 | 0.98982 | 0.27968 | 0.98982 | 0.24854 | 0.98982 | 0.24854 | 0.98982 | 11.982 | 5.3871 | 11.982 | 5.3871
253022-Res. Refr. Charge QI: Repl. on Failure | 0.35963 | 0.0033676 | 0.17796 | 261.1931 | 2611.9314 | -0.090282 | -0.90282 | 0.27968 | 0.98982 | 0.27968 | 0.98982 | 0.24854 | 0.98982 | 0.24854 | 0.98982 | 11.982 | 5.3871 | 11.982 | 5.3871
253024-Res. Refr. Charge QI: Early Ret. | 0.23975 | 0.0022451 | 0.11864 | 174.1288 | 1741.2876 | -0.060188 | -0.60188 | 0.27656 | 0.98982 | 0.27656 | 0.98982 | 0.23439 | 0.98982 | 0.23439 | 0.98982 | 10.676 | 4.3096 | 10.676 | 4.3096
253023-Res. Refr. Charge QI: Early Ret. | 0.18412 | 0.0017241 | 0.24129 | 133.7233 | 1337.2328 | -0.11811 | -1.1811 | 0.26823 | 0.98982 | 0.26823 | 0.98982 | 0.25277 | 0.98982 | 0.25277 | 0.98982 | 8.2482 | 5.8131 | 8.2482 | 5.8131
253023-Res. Refr. Charge QI: Early Ret. | 0.18412 | 0.0017241 | 0.24129 | 133.7233 | 1337.2328 | -0.11811 | -1.1811 | 0.26823 | 0.98982 | 0.26823 | 0.98982 | 0.25277 | 0.98982 | 0.25277 | 0.98982 | 8.2482 | 5.8131 | 8.2482 | 5.8131
253023-Res. Refr. Charge QI: Early Ret. | 0.24549 | 0.0022988 | 0.32173 | 178.2977 | 1782.977 | -0.15748 | -1.5748 | 0.26823 | 0.98982 | 0.26823 | 0.98982 | 0.25277 | 0.98982 | 0.25277 | 0.98982 | 8.2482 | 5.8131 | 8.2482 | 5.8131
253021-Res. Refr. Charge QI: Repl. on Failure CZ 6, 7 or 8 | 0.18412 | 0.0017241 | 0.24129 | 133.7233 | 1337.2328 | -0.11811 | -1.1811 | 0.26823 | 0.98982 | 0.26823 | 0.98982 | 0.25277 | 0.98982 | 0.25277 | 0.98982 | 8.2482 | 5.8131 | 8.2482 | 5.8131
253023-Res. Refr. Charge QI: Early Ret. | 0.30687 | 0.0028735 | 0.40216 | 222.8721 | 2228.7213 | -0.19686 | -1.9686 | 0.26823 | 0.98982 | 0.26823 | 0.98982 | 0.25277 | 0.98982 | 0.25277 | 0.98982 | 8.2482 | 5.8131 | 8.2482 | 5.8131
253022-Res. Refr. Charge QI: Repl. on Failure | 0.47951 | 0.0044902 | 0.23728 | 348.2575 | 3482.5752 | -0.12038 | -1.2038 | 0.27968 | 0.98982 | 0.27968 | 0.98982 | 0.24854 | 0.98982 | 0.24854 | 0.98982 | 11.982 | 5.3871 | 11.982 | 5.3871
253023-Res. Refr. Charge QI: Early Ret. | 0.30687 | 0.0028735 | 0.40216 | 222.8721 | 2228.7213 | -0.19686 | -1.9686 | 0.26823 | 0.98982 | 0.26823 | 0.98982 | 0.25277 | 0.98982 | 0.25277 | 0.98982 | 8.2482 | 5.8131 | 8.2482 | 5.8131
253022-Res. Refr. Charge QI: Repl. on Failure | 0.35963 | 0.0033676 | 0.17796 | 261.1931 | 2611.9314 | -0.090282 | -0.90282 | 0.27968 | 0.98982 | 0.27968 | 0.98982 | 0.24854 | 0.98982 | 0.24854 | 0.98982 | 11.982 | 5.3871 | 11.982 | 5.3871
253024-Res. Refr. Charge QI: Early Ret. | 0.23975 | 0.0022451 | 0.11864 | 174.1288 | 1741.2876 | -0.060188 | -0.60188 | 0.27968 | 0.98982 | 0.27968 | 0.98982 | 0.24854 | 0.98982 | 0.24854 | 0.98982 | 11.982 | 5.3871 | 11.982 | 5.3871
253023-Res. Refr. Charge QI: Early Ret. | 0.18412 | 0.0017241 | 0.24129 | 133.7233 | 1337.2328 | -0.11811 | -1.1811 | 0.26823 | 0.98982 | 0.26823 | 0.98982 | 0.25277 | 0.98982 | 0.25277 | 0.98982 | 8.2482 | 5.8131 | 8.2482 | 5.8131
253023-Res. Refr. Charge QI: Early Ret. | 0.18412 | 0.0017241 | 0.24129 | 133.7233 | 1337.2328 | -0.11811 | -1.1811 | 0.26823 | 0.98982 | 0.26823 | 0.98982 | 0.25277 | 0.98982 | 0.25277 | 0.98982 | 8.2482 | 5.8131 | 8.2482 | 5.8131
253023-Res. Refr. Charge QI: Early Ret. | 0.18412 | 0.0017241 | 0.24129 | 133.7233 | 1337.2328 | -0.11811 | -1.1811 | 0.26631 | 0.98982 | 0.26631 | 0.98982 | 0.24405 | 0.98982 | 0.24405 | 0.98982 | 7.8403 | 4.9827 | 7.8403 | 4.9827
253021-Res. Refr. Charge QI: Repl. on Failure CZ 6, 7 or 8 | 0.18412 | 0.0017241 | 0.24129 | 133.7233 | 1337.2328 | -0.11811 | -1.1811 | 0.26823 | 0.98982 | 0.26823 | 0.98982 | 0.25277 | 0.98982 | 0.25277 | 0.98982 | 8.2482 | 5.8131 | 8.2482 | 5.8131
253024-Res. Refr. Charge QI: Early Ret. | 0.23975 | 0.0022451 | 0.11864 | 174.1288 | 1741.2876 | -0.060188 | -0.60188 | 0.27656 | 0.98982 | 0.27656 | 0.98982 | 0.23439 | 0.98982 | 0.23439 | 0.98982 | 10.676 | 4.3096 | 10.676 | 4.3096
253021-Res. Refr. Charge QI: Repl. on Failure CZ 6, 7 or 8 | 0.18412 | 0.0017241 | 0.24129 | 133.7233 | 1337.2328 | -0.11811 | -1.1811 | 0.26823 | 0.98982 | 0.26823 | 0.98982 | 0.25277 | 0.98982 | 0.25277 | 0.98982 | 8.2482 | 5.8131 | 8.2482 | 5.8131
253024-Res. Refr. Charge QI: Early Ret. | 0.35963 | 0.0033676 | 0.17796 | 261.1931 | 2611.9314 | -0.090282 | -0.90282 | 0.2776 | 0.98982 | 0.2776 | 0.98982 | 0.23911 | 0.98982 | 0.23911 | 0.98982 | 11.0785 | 4.6175 | 11.0785 | 4.6175
253024-Res. Refr. Charge QI: Early Ret. | 0.59939 | 0.0056127 | 0.2966 | 435.3219 | 4353.219 | -0.15047 | -1.5047 | 0.27968 | 0.98982 | 0.27968 | 0.98982 | 0.24854 | 0.98982 | 0.24854 | 0.98982 | 11.982 | 5.3871 | 11.982 | 5.3871
253024-Res. Refr. Charge QI: Early Ret. | 0.47951 | 0.0044902 | 0.23728 | 348.2575 | 3482.5752 | -0.12038 | -1.2038 | 0.27968 | 0.98982 | 0.27968 | 0.98982 | 0.24854 | 0.98982 | 0.24854 | 0.98982 | 11.982 | 5.3871 | 11.982 | 5.3871
253024-Res. Refr. Charge QI: Early Ret. | 0.59939 | 0.0056127 | 0.2966 | 435.3219 | 4353.219 | -0.15047 | -1.5047 | 0.27968 | 0.98982 | 0.27968 | 0.98982 | 0.24854 | 0.98982 | 0.24854 | 0.98982 | 11.982 | 5.3871 | 11.982 | 5.3871
253021-Res. Refr. Charge QI: Repl. on Failure CZ 6, 7 or 8 | 0.18412 | 0.0017241 | 0.24129 | 133.7233 | 1337.2328 | -0.11811 | -1.1811 | 0.26631 | 0.98982 | 0.26631 | 0.98982 | 0.24405 | 0.98982 | 0.24405 | 0.98982 | 7.8403 | 4.9827 | 7.8403 | 4.9827
253023-Res. Refr. Charge QI: Early Ret. | 0.24549 | 0.0022988 | 0.32173 | 178.2977 | 1782.977 | -0.15748 | -1.5748 | 0.26823 | 0.98982 | 0.26823 | 0.98982 | 0.25277 | 0.98982 | 0.25277 | 0.98982 | 8.2482 | 5.8131 | 8.2482 | 5.8131
253023-Res. Refr. Charge QI: Early Ret. | 0.12275 | 0.0011494 | 0.16086 | 89.1489 | 891.4885 | -0.078742 | -0.78742 | 0.26535 | 0.98982 | 0.26535 | 0.98982 | 0.23969 | 0.98982 | 0.23969 | 0.98982 | 7.6512 | 4.6505 | 7.6512 | 4.6505
253024-Res. Refr. Charge QI: Early Ret. | 0.59939 | 0.0056127 | 0.2966 | 435.3219 | 4353.219 | -0.15047 | -1.5047 | 0.27968 | 0.98982 | 0.27968 | 0.98982 | 0.24854 | 0.98982 | 0.24854 | 0.98982 | 11.982 | 5.3871 | 11.982 | 5.3871
253002-Residential AC SEER 14 CZ 10, 14, or 15 | 0.89349 | 0.0083668 | 0.74808 | 648.9265 | 9733.8973 | 0.80859 | 12.1289 | 0.30855 | 0.92744 | 0.30855 | 0.92744 | 0.32307 | 0.9711 | 0.32307 | 0.9711 | 8.7234 | 13.707 | 8.7234 | 13.707
253022-Res. Refr. Charge QI: Repl. on Failure | 0.35963 | 0.0033676 | 0.17796 | 261.1931 | 2611.9314 | -0.090282 | -0.90282 | 0.2776 | 0.98982 | 0.2776 | 0.98982 | 0.23911 | 0.98982 | 0.23911 | 0.98982 | 11.0785 | 4.6175 | 11.0785 | 4.6175
253009-Residential AC SEER 15 Early Ret. CZ 6, 7 or 8 | 0.60624 | 0.0056769 | 0.78002 | 440.3005 | 6604.5082 | -2.6769 | -40.1538 | -0.032243 | 1.0475 | -0.032243 | 1.0475 | 0.31715 | 1.0475 | 0.31715 | 1.0475 | 0.89859 | 10.9137 | 0.89859 | 10.9137
253023-Res. Refr. Charge QI: Early Ret. | 0.18412 | 0.0017241 | 0.24129 | 133.7233 | 1337.2328 | -0.11811 | -1.1811 | 0.26823 | 0.98982 | 0.26823 | 0.98982 | 0.25277 | 0.98982 | 0.25277 | 0.98982 | 8.2482 | 5.8131 | 8.2482 | 5.8131
253004-Residential AC SEER 15 CZ 10, 14, or 15 | 1.0316 | 0.0096603 | 0.7925 | 749.2516 | 11238.7743 | -2.2149 | -33.2232 | 0.28112 | 1.0475 | 0.28112 | 1.0475 | 0.3106 | 1.0475 | 0.3106 | 1.0475 | 5.1263 | 9.1147 | 5.1263 | 9.1147
253022-Res. Refr. Charge QI: Repl. on Failure | 0.35963 | 0.0033676 | 0.17796 | 261.1931 | 2611.9314 | -0.090282 | -0.90282 | 0.27968 | 0.98982 | 0.27968 | 0.98982 | 0.24854 | 0.98982 | 0.24854 | 0.98982 | 11.982 | 5.3871 | 11.982 | 5.3871
253085-Comm. HP <65k three phase unitary ER | 0.16301 | 0.06503 | 0.23622 | 500.9205 | 7513.8075 | 0 | 0 | -0.2132 | 0 | -0.2132 | 0 | 0.038421 | 0 | 0.038421 | 0 | 0.44303 | 1.2929 | 0.44303 | 1.2929
253085-Comm. HP <65k three phase unitary ER | 0.27168 | 0.10838 | 0.3937 | 834.8675 | 12523.0125 | 0 | 0 | -0.20383 | 0 | -0.20383 | 0 | 0.057158 | 0 | 0.057158 | 0 | 0.45415 | 1.5084 | 0.45415 | 1.5084
253085-Comm. HP <65k three phase unitary ER | 0.27168 | 0.10838 | 0.3937 | 834.8675 | 12523.0125 | 0 | 0 | -0.20383 | 0 | -0.20383 | 0 | 0.057158 | 0 | 0.057158 | 0 | 0.45415 | 1.5084 | 0.45415 | 1.5084
253085-Comm. HP <65k three phase unitary ER | 0.16301 | 0.06503 | 0.23622 | 500.9205 | 7513.8075 | 0 | 0 | -0.20383 | 0 | -0.20383 | 0 | 0.057158 | 0 | 0.057158 | 0 | 0.45415 | 1.5084 | 0.45415 | 1.5084
253085-Comm. HP <65k three phase unitary ER | 0.27168 | 0.10838 | 0.3937 | 834.8675 | 12523.0125 | 0 | 0 | -0.20383 | 0 | -0.20383 | 0 | 0.057158 | 0 | 0.057158 | 0 | 0.45415 | 1.5084 | 0.45415 | 1.5084
253085-Comm. HP <65k three phase unitary ER | 0.16301 | 0.06503 | 0.23622 | 500.9205 | 7513.8075 | 0 | 0 | -0.2132 | 0 | -0.2132 | 0 | 0.038421 | 0 | 0.038421 | 0 | 0.44303 | 1.2929 | 0.44303 | 1.2929
253085-Comm. HP <65k three phase unitary ER | 0.16301 | 0.06503 | 0.23622 | 500.9205 | 7513.8075 | 0 | 0 | -0.2132 | 0 | -0.2132 | 0 | 0.038421 | 0 | 0.038421 | 0 | 0.44303 | 1.2929 | 0.44303 | 1.2929
253085-Comm. HP <65k three phase unitary ER | 0.16301 | 0.06503 | 0.23622 | 500.9205 | 7513.8075 | 0 | 0 | -0.2132 | 0 | -0.2132 | 0 | 0.038421 | 0 | 0.038421 | 0 | 0.44303 | 1.2929 | 0.44303 | 1.2929
253085-Comm. HP <65k three phase unitary ER | 0.16301 | 0.06503 | 0.23622 | 500.9205 | 7513.8075 | 0 | 0 | -0.2132 | 0 | -0.2132 | 0 | 0.038421 | 0 | 0.038421 | 0 | 0.44303 | 1.2929 | 0.44303 | 1.2929
253085-Comm. HP <65k three phase unitary ER | 0.16301 | 0.06503 | 0.23622 | 500.9205 | 7513.8075 | 0 | 0 | -0.2132 | 0 | -0.2132 | 0 | 0.038421 | 0 | 0.038421 | 0 | 0.44303 | 1.2929 | 0.44303 | 1.2929
253086-Comm. HP <65k three phase unitary ER | 0.20336 | 0.081128 | 0.33774 | 624.918 | 9373.77 | 0 | 0 | -0.12973 | 0 | -0.12973 | 0 | 0.079466 | 0 | 0.079466 | 0 | 0.56656 | 1.8818 | 0.56656 | 1.8818
253086-Comm. HP <65k three phase unitary ER | 0.20336 | 0.081128 | 0.33774 | 624.918 | 9373.77 | 0 | 0 | -0.12973 | 0 | -0.12973 | 0 | 0.079466 | 0 | 0.079466 | 0 | 0.56656 | 1.8818 | 0.56656 | 1.8818
253085-Comm. HP <65k three phase unitary ER | 0.21735 | 0.086707 | 0.31496 | 667.894 | 10018.41 | 0 | 0 | -0.20383 | 0 | -0.20383 | 0 | 0.057158 | 0 | 0.057158 | 0 | 0.45415 | 1.5084 | 0.45415 | 1.5084
253085-Comm. HP <65k three phase unitary ER | 0.21735 | 0.086707 | 0.31496 | 667.894 | 10018.41 | 0 | 0 | -0.20383 | 0 | -0.20383 | 0 | 0.057158 | 0 | 0.057158 | 0 | 0.45415 | 1.5084 | 0.45415 | 1.5084
253085-Comm. HP <65k three phase unitary ER | 0.27168 | 0.10838 | 0.3937 | 834.8675 | 12523.0125 | 0 | 0 | -0.20383 | 0 | -0.20383 | 0 | 0.057158 | 0 | 0.057158 | 0 | 0.45415 | 1.5084 | 0.45415 | 1.5084
253085-Comm. HP <65k three phase unitary ER | 0.27168 | 0.10838 | 0.3937 | 834.8675 | 12523.0125 | 0 | 0 | -0.20383 | 0 | -0.20383 | 0 | 0.057158 | 0 | 0.057158 | 0 | 0.45415 | 1.5084 | 0.45415 | 1.5084
253085-Comm. HP <65k three phase unitary ER | 0.27168 | 0.10838 | 0.3937 | 834.8675 | 12523.0125 | 0 | 0 | -0.20383 | 0 | -0.20383 | 0 | 0.057158 | 0 | 0.057158 | 0 | 0.45415 | 1.5084 | 0.45415 | 1.5084
253008-Residential AC SEER 14 Early Ret. CZ 10, 14, or 15 | 0.89349 | 0.0083668 | 0.74808 | 648.9265 | 9733.8973 | 0.80859 | 12.1289 | 0.11122 | 0.3343 | 0.11122 | 0.3343 | 0.29256 | 0.87937 | 0.29256 | 0.87937 | 1.4687 | 6.2294 | 1.4687 | 6.2294
253009-Residential AC SEER 15 Early Ret. CZ 6, 7 or 8 | 0.60624 | 0.0056769 | 0.78002 | 440.3005 | 6604.5082 | -2.6769 | -40.1538 | -0.032243 | 1.0475 | -0.032243 | 1.0475 | 0.31715 | 1.0475 | 0.31715 | 1.0475 | 0.89859 | 10.9137 | 0.89859 | 10.9137
253009-Residential AC SEER 15 Early Ret. CZ 6, 7 or 8 | 0.60624 | 0.0056769 | 0.78002 | 440.3005 | 6604.5082 | -2.6769 | -40.1538 | -0.032243 | 1.0475 | -0.032243 | 1.0475 | 0.31715 | 1.0475 | 0.31715 | 1.0475 | 0.89859 | 10.9137 | 0.89859 | 10.9137
253010-Residential AC SEER 15 Early Ret. CZ 10, 14, or 15 | 1.3755 | 0.01288 | 1.0567 | 999.0022 | 14985.0324 | -2.9532 | -44.2976 | 0.11249 | 1.0475 | 0.11249 | 1.0475 | 0.29102 | 1.0475 | 0.29102 | 1.0475 | 1.4635 | 6.0094 | 1.4635 | 6.0094
253008-Residential AC SEER 14 Early Ret. CZ 10, 14, or 15 | 0.89349 | 0.0083668 | 0.74808 | 648.9265 | 9733.8973 | 0.80859 | 12.1289 | 0.11122 | 0.3343 | 0.11122 | 0.3343 | 0.29256 | 0.87937 | 0.29256 | 0.87937 | 1.4687 | 6.2294 | 1.4687 | 6.2294
253009-Residential AC SEER 15 Early Ret. CZ 6, 7 or 8 | 0.80832 | 0.0075692 | 1.04 | 587.0674 | 8806.011 | -3.5692 | -53.5384 | -0.032243 | 1.0475 | -0.032243 | 1.0475 | 0.31715 | 1.0475 | 0.31715 | 1.0475 | 0.89859 | 10.9137 | 0.89859 | 10.9137
253007-Residential AC SEER 14 Early Ret. CZ 6, 7 or 8 | 0.51159 | 0.0047906 | 0.74603 | 371.5545 | 5573.3179 | 1.1917 | 17.8749 | -0.04156 | -0.12492 | -0.04156 | -0.12492 | 0.31784 | 0.95536 | 0.31784 | 0.95536 | 0.89345 | 11.3659 | 0.89345 | 11.3659
253010-Residential AC SEER 15 Early Ret. CZ 10, 14, or 15 | 1.7194 | 0.0161 | 1.3208 | 1248.7527 | 18731.2905 | -3.6915 | -55.372 | 0.11249 | 1.0475 | 0.11249 | 1.0475 | 0.29102 | 1.0475 | 0.29102 | 1.0475 | 1.4635 | 6.0094 | 1.4635 | 6.0094
253007-Residential AC SEER 14 Early Ret. CZ 6, 7 or 8 | 0.51159 | 0.0047906 | 0.74603 | 371.5545 | 5573.3179 | 1.1917 | 17.8749 | -0.04156 | -0.12492 | -0.04156 | -0.12492 | 0.31784 | 0.95536 | 0.31784 | 0.95536 | 0.89345 | 11.3659 | 0.89345 | 11.3659
253021-Res. Refr. Charge QI: Repl. on Failure CZ 6, 7 or 8 | 0.18412 | 0.0017241 | 0.24129 | 133.7233 | 1337.2328 | -0.11811 | -1.1811 | 0.26631 | 0.98982 | 0.26631 | 0.98982 | 0.24405 | 0.98982 | 0.24405 | 0.98982 | 7.8403 | 4.9827 | 7.8403 | 4.9827
253021-Res. Refr. Charge QI: Repl. on Failure CZ 6, 7 or 8 | 0.24549 | 0.0022988 | 0.32173 | 178.2977 | 1782.977 | -0.15748 | -1.5748 | 0.26823 | 0.98982 | 0.26823 | 0.98982 | 0.25277 | 0.98982 | 0.25277 | 0.98982 | 8.2482 | 5.8131 | 8.2482 | 5.8131
253118-7.5 HP Motor (TEFC) | 0.015022 | 0.013697 | 0.054563 | 114.8028 | 1722.042 | 0 | 0 | 0.042521 | 0 | 0.042521 | 0 | 0.077781 | 0 | 0.077781 | 0 | 1.5414 | 2.797 | 1.5414 | 2.797
253118-7.5 HP Motor (TEFC) | 0.015022 | 0.013697 | 0.054563 | 114.8028 | 1722.042 | 0 | 0 | 0.042521 | 0 | 0.042521 | 0 | 0.077781 | 0 | 0.077781 | 0 | 1.5414 | 2.797 | 1.5414 | 2.797
253118-7.5 HP Motor (TEFC) | 0.015022 | 0.013697 | 0.054563 | 114.8028 | 1722.042 | 0 | 0 | 0.042521 | 0 | 0.042521 | 0 | 0.077781 | 0 | 0.077781 | 0 | 1.5414 | 2.797 | 1.5414 | 2.797
253117-5 HP Motor (TEFC) | 0.010732 | 0.0097856 | 0.038982 | 82.0203 | 1230.3049 | 0 | 0 | 0.047262 | 0 | 0.047262 | 0 | 0.060481 | 0 | 0.060481 | 0 | 1.6404 | 1.9983 | 1.6404 | 1.9983
253117-5 HP Motor (TEFC) | 0.010732 | 0.0097856 | 0.038982 | 82.0203 | 1230.3049 | 0 | 0 | 0.047262 | 0 | 0.047262 | 0 | 0.060481 | 0 | 0.060481 | 0 | 1.6404 | 1.9983 | 1.6404 | 1.9983
253117-5 HP Motor (TEFC) | 0.010732 | 0.0097856 | 0.038982 | 82.0203 | 1230.3049 | 0 | 0 | 0.047262 | 0 | 0.047262 | 0 | 0.060481 | 0 | 0.060481 | 0 | 1.6404 | 1.9983 | 1.6404 | 1.9983
253117-5 HP Motor (TEFC) | 0.010732 | 0.0097856 | 0.038982 | 82.0203 | 1230.3049 | 0 | 0 | 0.047262 | 0 | 0.047262 | 0 | 0.060481 | 0 | 0.060481 | 0 | 1.6404 | 1.9983 | 1.6404 | 1.9983
253117-5 HP Motor (TEFC) | 0.010732 | 0.0097856 | 0.038982 | 82.0203 | 1230.3049 | 0 | 0 | 0.047262 | 0 | 0.047262 | 0 | 0.060481 | 0 | 0.060481 | 0 | 1.6404 | 1.9983 | 1.6404 | 1.9983
253035-Comm. AC 65k to 134k | 0.49416 | 0.19714 | 1.0909 | 1518.5268 | 22777.902 | 0 | 0 | -0.073511 | 0 | -0.073511 | 0 | 0.13032 | 0 | 0.13032 | 0 | 0.6976 | 4.3187 | 0.6976 | 4.3187
253035-Comm. AC 65k to 134k | 0.49416 | 0.19714 | 1.0909 | 1518.5268 | 22777.902 | 0 | 0 | -0.073511 | 0 | -0.073511 | 0 | 0.13032 | 0 | 0.13032 | 0 | 0.6976 | 4.3187 | 0.6976 | 4.3187
253035-Comm. AC 65k to 134k | 0.49416 | 0.19714 | 1.0909 | 1518.5268 | 22777.902 | 0 | 0 | -0.073511 | 0 | -0.073511 | 0 | 0.13032 | 0 | 0.13032 | 0 | 0.6976 | 4.3187 | 0.6976 | 4.3187
253035-Comm. AC 65k to 134k | 0.49416 | 0.19714 | 1.0909 | 1518.5268 | 22777.902 | 0 | 0 | -0.073511 | 0 | -0.073511 | 0 | 0.13032 | 0 | 0.13032 | 0 | 0.6976 | 4.3187 | 0.6976 | 4.3187
253034-Comm. AC <65k three phase unitary | 0.28529 | 0.11381 | 0.68428 | 876.68 | 13150.2 | 0 | 0 | -0.1108 | 0 | -0.1108 | 0 | 0.1066 | 0 | 0.1066 | 0 | 0.60483 | 2.6927 | 0.60483 | 2.6927
253088-Comm. HP 65k to 134k ER | 0.9287 | 0.37049 | 1.5731 | 2853.83 | 42807.45 | 0 | 0 | -0.11023 | 0 | -0.11023 | 0 | 0.15797 | 0 | 0.15797 | 0 | 0.60605 | 14.6093 | 0.60605 | 14.6093
253103-Packaged terminal HP Early Retirement | 0 | 0 | 0 | 0 | 0 | 0 | 0 | 0 | 0 | 0 | 0 | 0 | 0 | 0 | 0 | 0 | 0 | 0 | 0
253103-Packaged terminal HP Early Retirement | 0 | 0 | 0 | 0 | 0 | 0 | 0 | 0 | 0 | 0 | 0 | 0 | 0 | 0 | 0 | 0 | 0 | 0 | 0
253103-Packaged terminal HP Early Retirement | 0 | 0 | 0 | 0 | 0 | 0 | 0 | 0 | 0 | 0 | 0 | 0 | 0 | 0 | 0 | 0 | 0 | 0 | 0

## Output
Program Summary |  | Nominal | Present Value | [5 empty] | Avoided Cost Version
Proposer Name |  | 0 | [6 empty] | 2010-05-04
Program Name |  | 0 | [6 empty] | 2010-05-04
Total Program Budget ($) |  | 183822.5402 | 169159.2671 | [5 empty] | Base Year
2009
Net Participant Cost ($) |  | 852379.1115 | 784385.9934 | [5 empty] | SDG&E 09-11 4g3.xls
Program Impacts | [9 empty] | Program Impacts (Gross)
| Annual Net kWh | Lifecycle Net kWh | Annual Net Therms | Lifecycle Net Therms | Net Jul-Sept Pk (kW) | Net Dec-Feb Pk (kW) | Net CEC (kW) | User Entered kW |  |  | Annual Gross kWh | Lifecycle Gross kWh | Annual Gross Therms | Lifecycle Gross Therms | User Entered kW
2009-2011 | 465088.1849 | 6809325.8438 | 92.9963 | 1513.8943 | 479.4676 | 23.5359 | 0 | 553.6482 |  | 2009-2011 | 703914.2236 | 10344614.7251 | 143.8079 | 2309.6185 | 823.7312
2012-2015 | 0 | 0 | 0 | 0 | 0 | 0 | 0 | 0 |  | 2012-2015 | 0 | 0 | 0 | 0 | 0
2016-2019 | 0 | 0 | 0 | 0 | 0 | 0 | 0 | 0 |  | 2016-2019 | 0 | 0 | 0 | 0 | 0
Cost Effectiveness (Lifecycle Present Value Dollars)
|  | Benefits |  |  | Benefit - Cost
| Cost | Electric | Gas | Incentives | NPV | B/C Ratio | Notes
Program TRC ($) | 953545.2605 | 1091161.7175 | 864.7038 | NA | 138481.1609 | 1.1452 | *1
Program PAC ($) | 169159.2671 | 1091161.7175 | 864.7038 | NA | 922867.1543 | 6.4556 | *1,2
Program RIM ($) | 169159.2671 | 1091161.7175 | 864.7038 | NA | 922867.1543 | 6.4556 | *1
*1 B/C Ratio is an approximation because any supply cost increases are treated as negative benefits rather than as a cost as in the Standard Practice Manual
*2 PAC benefits include environmental costs. This is to be consistent with the TRC benefits, but is not strictly consistent with the Standard Practice Manual.
Levelized Cost and Benefit (All Measures Installed through 2019)
| Discounted Savings |  |  |  | Benefit - Cost
| kWh | Therms | Cost | Benefits | NPV
TRC ($/kWh ) | 3817145.8295 |  | 0.24898 | 0.28586 | 0.036876
PAC ($/kWh) | 3817145.8295 |  | 0.044193 | 0.28586 | 0.24166
RIM ($/kWh) | 3817145.8295 |  | 0.044281 | 0.28586 | 0.24158
TRC ($/therm) |  | 816.8565 | 3.0218 | 1.0586 | -1.9632
PAC ($/therm) |  | 816.8565 | 0.36878 | 1.0586 | 0.6898
RIM ($/therm) |  | 816.8565 | 0.16398 | 1.0586 | 0.8946
Emissions Reductions | [9 empty] | Emissions Reductions (Gross)
| Electric Reductions |  |  | Gas Reductions | [6 empty] | Electric Reductions |  |  | Gas Reductions
Annual Reductions | CO2 (tons) | NOX (lbs) | PM-10 (lbs) | CO2 (tons) | NOX (lbs) |  |  |  |  | Annual Reductions | CO2 (tons) | NOX (lbs) | PM-10 (lbs) | CO2 (tons) | NOX (lbs)
2009 | 269.3719 | 73.5547 | 34.5103 | 0.54403 | 0.85557 | * annual reductions are the units |  |  |  | 2009 | 407.6185 | 111.2877 | 52.2236 | 0.84128 | 1.323 | * annual reductions are the units
2010 | 0 | 0 | 0 | 0 | 0 | implemented in the year, times |  |  |  | 2010 | 0 | 0 | 0 | 0 | 0 | implemented in the year, times
2011 | 0 | 0 | 0 | 0 | 0 | the annual emission reduction |  |  |  | 2011 | 0 | 0 | 0 | 0 | 0 | the annual emission reduction
2012 | 0 | 0 | 0 | 0 | 0 | for the measure. |  |  |  | 2012 | 0 | 0 | 0 | 0 | 0 | for the measure.
2013 | 0 | 0 | 0 | 0 | 0 |  |  |  |  | 2013 | 0 | 0 | 0 | 0 | 0
2014 | 0 | 0 | 0 | 0 | 0 |  |  |  |  | 2014 | 0 | 0 | 0 | 0 | 0
2015 | 0 | 0 | 0 | 0 | 0 |  |  |  |  | 2015 | 0 | 0 | 0 | 0 | 0
2016 | 0 | 0 | 0 | 0 | 0 |  |  |  |  | 2016 | 0 | 0 | 0 | 0 | 0
2017 | 0 | 0 | 0 | 0 | 0 |  |  |  |  | 2017 | 0 | 0 | 0 | 0 | 0
2018 | 0 | 0 | 0 | 0 | 0 |  |  |  |  | 2018 | 0 | 0 | 0 | 0 | 0
2019 | 0 | 0 | 0 | 0 | 0 |  |  |  |  | 2019 | 0 | 0 | 0 | 0 | 0
Total Annual | 269.3719 | 73.5547 | 34.5103 | 0.54403 | 0.85557 |  |  |  |  | Total Annual | 407.6185 | 111.2877 | 52.2236 | 0.84128 | 1.323
Lifecycle Reductions | [9 empty] | Lifecycle Reductions
2009 | 3943.4031 | 1076.6887 | 505.2164 | 8.8563 | 13.9278 |  |  |  |  | 2009 | 5989.6934 | 1635.1731 | 767.409 | 13.5113 | 21.2485
2010 | 0 | 0 | 0 | 0 | 0 |  |  |  |  | 2010 | 0 | 0 | 0 | 0 | 0
2011 | 0 | 0 | 0 | 0 | 0 |  |  |  |  | 2011 | 0 | 0 | 0 | 0 | 0
2012 | 0 | 0 | 0 | 0 | 0 |  |  |  |  | 2012 | 0 | 0 | 0 | 0 | 0
2013 | 0 | 0 | 0 | 0 | 0 |  |  |  |  | 2013 | 0 | 0 | 0 | 0 | 0
2014 | 0 | 0 | 0 | 0 | 0 |  |  |  |  | 2014 | 0 | 0 | 0 | 0 | 0
2015 | 0 | 0 | 0 | 0 | 0 |  |  |  |  | 2015 | 0 | 0 | 0 | 0 | 0
2016 | 0 | 0 | 0 | 0 | 0 |  |  |  |  | 2016 | 0 | 0 | 0 | 0 | 0
2017 | 0 | 0 | 0 | 0 | 0 |  |  |  |  | 2017 | 0 | 0 | 0 | 0 | 0
2018 | 0 | 0 | 0 | 0 | 0 |  |  |  |  | 2018 | 0 | 0 | 0 | 0 | 0
2019 | 0 | 0 | 0 | 0 | 0 |  |  |  |  | 2019 | 0 | 0 | 0 | 0 | 0
Total Lifecycle | 3943.4031 | 1076.6887 | 505.2164 | 8.8563 | 13.9278 |  |  |  |  | Total Lifecycle | 5989.6934 | 1635.1731 | 767.409 | 13.5113 | 21.2485
Reductions based on total annual installations | [9 empty] | Reductions based on total annual installations (Gross)
| Annual Net kWh | Lifecycle Net kWh | Annual Net Therms | Lifecycle Net Therms | Net July-Sept Peak (kW) | Net Dec-Feb (kW) |  | User Entered kW | Net Annual NCP (kW) |  | Annual Gross kWh | Lifecycle Gross kWh | Annual Gross Therms | Lifecycle Gross Therms | User Entered kW
2009 | 465088.1849 | 6809325.8438 | 92.9963 | 1513.8943 | 479.4676 | 23.5359 |  | 553.6482 | 0 | 2009 | 703914.2236 | 10344614.7251 | 143.8079 | 2309.6185 | 823.7312
2010 | 0 | 0 | 0 | 0 | 0 | 0 |  | 0 | 929.554 | 2010 | 0 | 0 | 0 | 0 | 0
2011 | 0 | 0 | 0 | 0 | 0 | 0 |  | 0 | 0 | 2011 | 0 | 0 | 0 | 0 | 0
2012 | 0 | 0 | 0 | 0 | 0 | 0 |  | 0 | 0 | 2012 | 0 | 0 | 0 | 0 | 0
2013 | 0 | 0 | 0 | 0 | 0 | 0 |  | 0 | 0 | 2013 | 0 | 0 | 0 | 0 | 0
2014 | 0 | 0 | 0 | 0 | 0 | 0 |  | 0 | 0 | 2014 | 0 | 0 | 0 | 0 | 0
2015 | 0 | 0 | 0 | 0 | 0 | 0 |  | 0 | 0 | 2015 | 0 | 0 | 0 | 0 | 0
2016 | 0 | 0 | 0 | 0 | 0 | 0 |  | 0 | 0 | 2016 | 0 | 0 | 0 | 0 | 0
2017 | 0 | 0 | 0 | 0 | 0 | 0 |  | 0 | 0 | 2017 | 0 | 0 | 0 | 0 | 0
2018 | 0 | 0 | 0 | 0 | 0 | 0 |  | 0 | 0 | 2018 | 0 | 0 | 0 | 0 | 0
2019 | 0 | 0 | 0 | 0 | 0 | 0 |  | 0 | 0 | 2019 | 0 | 0 | 0 | 0 | 0
Total | 465088.1849 | 6809325.8438 | 92.9963 | 1513.8943 | 479.4676 | 23.5359 |  | 553.6482 | 929.554 | Total | 703914.2236 | 10344614.7251 | 143.8079 | 2309.6185 | 823.7312
Net Impacts by Sector (All Measures Installed through 2019)
| Annual Net kWh | Lifecycle Net kWh | Annual Net Therms | Lifecycle Net Therms | Net July-Sept Peak (kW) | Net Dec-Feb (kW) |  | User Entered kW | TRC Lifecycle Net Benefits* ($)
Total | 465088.1849 | 6809325.8438 | 92.9963 | 1513.8943 | 479.4676 | 23.5359 |  | 553.6482 | 138481.1609
RES | 0 | 0 | 0 | 0 | 0 | 0 |  | 0 | 0
NON_RES | 0 | 0 | 0 | 0 | 0 | 0 |  | 0 | 0
Residential | 314096.9272 | 4544456.9782 | 92.9963 | 1513.8943 | 432.4734 | 4.0497 |  | 458.5609 | 213369.4076
Commercial | 150991.2577 | 2264868.8657 | 0 | 0 | 46.9943 | 19.4861 |  | 95.0873 | -74888.2467
Industrial | 0 | 0 | 0 | 0 | 0 | 0 |  | 0 | 0
Agricultural | 0 | 0 | 0 | 0 | 0 | 0 |  | 0 | 0
Not Used | 0 | 0 | 0 | 0 | 0 | 0 |  | 0 | 0
0 | 0 | 0 | 0 | 0 | 0 | 0 |  | 0 | 0
0 | 0 | 0 | 0 | 0 | 0 | 0 |  | 0 | 0
0 | 0 | 0 | 0 | 0 | 0 | 0 |  | 0 | 0
0 | 0 | 0 | 0 | 0 | 0 | 0 |  | 0 | 0
0 | 0 | 0 | 0 | 0 | 0 | 0 |  | 0 | 0
0 |  |  | 0 |  |  |  |  | 0 | 0
0 |  |  | 0 |  |  |  |  | 0 | 0
0 |  |  | 0 |  |  |  |  | 0 | 0
0 |  |  | 0 |  |  |  |  | 0 | 0
0 |  |  | 0 |  |  |  |  | 0 | 0
0 |  |  | 0 |  |  |  |  | 0 | 0
0 |  |  | 0 |  |  |  |  | 0 | 0
0 |  |  | 0 |  |  |  |  | 0 | 0
0 |  |  | 0 |  |  |  |  | 0 | 0
0 |  |  | 0 |  |  |  |  | 0 | 0
0 |  |  | 0 |  |  |  |  | 0 | 0
Other and unspecified | 8.7311e-10 | 0 | 0 | 0 | 0 | -1.1724e-13 | 0 | 0 | 0
* Include program-level and admin costs allocated based to total gas and electric programs at the measure level.
Net Impacts by CPUC End Use Categories (All Measures Installed through 2019)
| Annual Net kWh | Lifecycle Net kWh | Annual Net Therms | Lifecycle Net Therms | Net July-Sept Peak (kW) | Net Dec-Feb Pk (kW) |  | User Entered kW | TRC Lifecycle Net Benefits* ($)
Total | 465088.1849 | 6809325.8438 | 92.9963 | 1513.8943 | 479.4676 | 23.5359 |  | 553.6482 | 138481.1609
Clothes Dryer | 0 | 0 | 0 | 0 | 0 | 0 |  | 0 | 0
Clothes Washer | 0 | 0 | 0 | 0 | 0 | 0 |  | 0 | 0
Consumer Electronics | 0 | 0 | 0 | 0 | 0 | 0 |  | 0 | 0
Cooking | 0 | 0 | 0 | 0 | 0 | 0 |  | 0 | 0
Dishwasher | 0 | 0 | 0 | 0 | 0 | 0 |  | 0 | 0
Other Appliance | 0 | 0 | 0 | 0 | 0 | 0 |  | 0 | 0
Office Equipment | 0 | 0 | 0 | 0 | 0 | 0 |  | 0 | 0
Building shell | 0 | 0 | 0 | 0 | 0 | 0 |  | 0 | 0
Space Cooling | 454082.2439 | 6644236.7287 | 92.9963 | 1513.8943 | 478.0275 | 22.2228 |  | 549.4164 | 134574.6424
Space Heating | 0 | 0 | 0 | 0 | 0 | 0 |  | 0 | 0
Ventilation | 11005.941 | 165089.1152 | 0 | 0 | 1.4401 | 1.3131 |  | 4.2319 | 3906.5185
Interior Lighting | 0 | 0 | 0 | 0 | 0 | 0 |  | 0 | 0
Exterior Lighting | 0 | 0 | 0 | 0 | 0 | 0 |  | 0 | 0
Daylighting | 0 | 0 | 0 | 0 | 0 | 0 |  | 0 | 0
Motors | 0 | 0 | 0 | 0 | 0 | 0 |  | 0 | 0
Process | 0 | 0 | 0 | 0 | 0 | 0 |  | 0 | 0
Compressed Air | 0 | 0 | 0 | 0 | 0 | 0 |  | 0 | 0
Food Processor | 0 | 0 | 0 | 0 | 0 | 0 |  | 0 | 0
Refrigeration | 0 | 0 | 0 | 0 | 0 | 0 |  | 0 | 0
Freezers | 0 | 0 | 0 | 0 | 0 | 0 |  | 0 | 0
Pumps | 0 | 0 | 0 | 0 | 0 | 0 |  | 0 | 0
Pool Pump | 0 | 0 | 0 | 0 | 0 | 0 |  | 0 | 0
Domestic Hot Water | 0 | 0 | 0 | 0 | 0 | 0 |  | 0 | 0
Water Heating | 0 | 0 | 0 | 0 | 0 | 0 |  | 0 | 0
Other and unspecified | 0 | 0 | 0 | 0 | 0 | 0 | 0 | 0 | 0
* Include program-level and admin costs allocated based to total gas and electric programs at the measure level.
Net Impacts by Climate Zone (All Measures Installed through 2016)
| Annual Net kWh | Lifecycle Net kWh | Annual Net Therms | Lifecycle Net Therms | Net July-Sept Peak (kW) | Net dec-Feb Pk (kW) |  | User Entered kW | TRC Lifecycle Net Benefits* ($)
Total | 465088.1849 | 6809325.8438 | 92.9963 | 1513.8943 | 479.4676 | 23.5359 |  | 553.6482 | 138481.1609
7 | 0 | 0 | 0 | 0 | 0 | 0 |  | 0 | 0
10 | 0 | 0 | 0 | 0 | 0 | 0 |  | 0 | 0
14 | 0 | 0 | 0 | 0 | 0 | 0 |  | 0 | 0
15 | 0 | 0 | 0 | 0 | 0 | 0 |  | 0 | 0
System | 465088.1849 | 6809325.8438 | 92.9963 | 1513.8943 | 479.4676 | 23.5359 |  | 553.6482 | 138481.1609
0 | 0 | 0 | 0 | 0 | 0 | 0 |  | 0
0 | 0 | 0 | 0 | 0 | 0 | 0 |  | 0
0 | 0 | 0 | 0 | 0 | 0 | 0 |  | 0
0 | 0 | 0 | 0 | 0 | 0 | 0 |  | 0
0 | 0 | 0 | 0 | 0 | 0 | 0 |  | 0
0 | 0 | 0 | 0 | 0 | 0 | 0 |  | 0
* Include program-level and admin costs allocated based to total gas and electric programs at the measure level.
Persistent reductions in the summer (3rd Qtr) or winter (4th Qtr) of each year
| Net Juy-Sept Peak (kW) | Net Annual Dec-Feb (kW)
2009 | 0 | 23.5359
2010 | 479.4676 | 23.5359
2011 | 479.4676 | 23.5359
2012 | 479.4676 | 23.5359
2013 | 479.4676 | 23.5359
2014 | 479.4676 | 23.5359
2015 | 479.4676 | 23.5359
2016 | 479.4676 | 23.5359
2017 | 479.4676 | 23.5359
2018 | 479.4676 | 23.5359
2019 | 479.4676 | 23.1052
2020 | 433.4807 | 23.1052
Monthly Impacts
First Year for Impact Table: | 2009
| Quarter | Monthly Five Hour Avg or TOU Peak | Net Monthly NCP (kW) |  | Monthly Net kWh | Monthly Net Therms
2009-01-01 | 1 | 0 | 0 |  | 0 | 0
2009-02-01 | 1 | 0 | 0 |  | 0 | 0
2009-03-01 | 1 | 0 | 0 |  | 0 | 0
2009-04-01 | 2 | 0 | 0 |  | 0 | 0
2009-05-01 | 2 | 0 | 0 |  | 0 | 0
2009-06-01 | 2 | 0 | 0 |  | 0 | 0
2009-07-01 | 3 | 0 | 0 |  | 0 | 0
2009-08-01 | 3 | 0 | 0 |  | 0 | 0
2009-09-01 | 3 | 0 | 0 |  | 0 | 0
2009-10-01 | 4 | 0 | 0 |  | 0 | 0
2009-11-01 | 4 | 0 | 0 |  | 0 | 0
2009-12-01 | 4 | 0 | 0 |  | 0 | 0
2010-01-01 | 5 | 23.5359 | 25.9404 |  | 14293.4728 | 15.4994
2010-02-01 | 5 | 23.5359 | 25.9404 |  | 14293.4728 | 15.4994
2010-03-01 | 5 | 23.5359 | 25.9404 |  | 14293.4728 | 15.4994
2010-04-01 | 6 | 23.5359 | 25.9404 |  | 14293.4728 | 0
2010-05-01 | 6 | 479.4676 | 929.554 |  | 73006.7751 | 0
2010-06-01 | 6 | 479.4676 | 929.554 |  | 73006.7751 | 0
2010-07-01 | 7 | 479.4676 | 929.554 |  | 73006.7751 | 0
2010-08-01 | 7 | 479.4676 | 929.554 |  | 73006.7751 | 0
2010-09-01 | 7 | 479.4676 | 929.554 |  | 73006.7751 | 0
2010-10-01 | 8 | 23.5359 | 25.9404 |  | 14293.4728 | 15.4994
2010-11-01 | 8 | 23.5359 | 25.9404 |  | 14293.4728 | 15.4994
2010-12-01 | 8 | 23.5359 | 25.9404 |  | 14293.4728 | 15.4994
2011-01-01 | 9 | 23.5359 | 25.9404 |  | 14293.4728 | 15.4994
2011-02-01 | 9 | 23.5359 | 25.9404 |  | 14293.4728 | 15.4994
2011-03-01 | 9 | 23.5359 | 25.9404 |  | 14293.4728 | 15.4994
2011-04-01 | 10 | 23.5359 | 25.9404 |  | 14293.4728 | 0
2011-05-01 | 10 | 479.4676 | 929.554 |  | 73006.7751 | 0
2011-06-01 | 10 | 479.4676 | 929.554 |  | 73006.7751 | 0
2011-07-01 | 11 | 479.4676 | 929.554 |  | 73006.7751 | 0
2011-08-01 | 11 | 479.4676 | 929.554 |  | 73006.7751 | 0
2011-09-01 | 11 | 479.4676 | 929.554 |  | 73006.7751 | 0
2011-10-01 | 12 | 23.5359 | 25.9404 |  | 14293.4728 | 15.4994
2011-11-01 | 12 | 23.5359 | 25.9404 |  | 14293.4728 | 15.4994
2011-12-01 | 12 | 23.5359 | 25.9404 |  | 14293.4728 | 15.4994
2012-01-01 | 13 | 23.5359 | 25.9404 |  | 14293.4728 | 15.4994
2012-02-01 | 13 | 23.5359 | 25.9404 |  | 14293.4728 | 15.4994
2012-03-01 | 13 | 23.5359 | 25.9404 |  | 14293.4728 | 15.4994
2012-04-01 | 14 | 23.5359 | 25.9404 |  | 14293.4728 | 0
2012-05-01 | 14 | 479.4676 | 929.554 |  | 73006.7751 | 0
2012-06-01 | 14 | 479.4676 | 929.554 |  | 73006.7751 | 0
2012-07-01 | 15 | 479.4676 | 929.554 |  | 73006.7751 | 0
2012-08-01 | 15 | 479.4676 | 929.554 |  | 73006.7751 | 0
2012-09-01 | 15 | 479.4676 | 929.554 |  | 73006.7751 | 0
2012-10-01 | 16 | 23.5359 | 25.9404 |  | 14293.4728 | 15.4994
2012-11-01 | 16 | 23.5359 | 25.9404 |  | 14293.4728 | 15.4994
2012-12-01 | 16 | 23.5359 | 25.9404 |  | 14293.4728 | 15.4994
2013-01-01 | 17 | 23.5359 | 25.9404 |  | 14293.4728 | 15.4994
2013-02-01 | 17 | 23.5359 | 25.9404 |  | 14293.4728 | 15.4994
2013-03-01 | 17 | 23.5359 | 25.9404 |  | 14293.4728 | 15.4994
2013-04-01 | 18 | 23.5359 | 25.9404 |  | 14293.4728 | 0
2013-05-01 | 18 | 479.4676 | 929.554 |  | 73006.7751 | 0
2013-06-01 | 18 | 479.4676 | 929.554 |  | 73006.7751 | 0
2013-07-01 | 19 | 479.4676 | 929.554 |  | 73006.7751 | 0
2013-08-01 | 19 | 479.4676 | 929.554 |  | 73006.7751 | 0
2013-09-01 | 19 | 479.4676 | 929.554 |  | 73006.7751 | 0
2013-10-01 | 20 | 23.5359 | 25.9404 |  | 14293.4728 | 15.4994
2013-11-01 | 20 | 23.5359 | 25.9404 |  | 14293.4728 | 15.4994
2013-12-01 | 20 | 23.5359 | 25.9404 |  | 14293.4728 | 15.4994
2014-01-01 | 21 | 23.5359 | 25.9404 |  | 14293.4728 | 15.4994
2014-02-01 | 21 | 23.5359 | 25.9404 |  | 14293.4728 | 15.4994
2014-03-01 | 21 | 23.5359 | 25.9404 |  | 14293.4728 | 15.4994
2014-04-01 | 22 | 23.5359 | 25.9404 |  | 14293.4728 | 0
2014-05-01 | 22 | 479.4676 | 929.554 |  | 73006.7751 | 0
2014-06-01 | 22 | 479.4676 | 929.554 |  | 73006.7751 | 0
2014-07-01 | 23 | 479.4676 | 929.554 |  | 73006.7751 | 0
2014-08-01 | 23 | 479.4676 | 929.554 |  | 73006.7751 | 0
2014-09-01 | 23 | 479.4676 | 929.554 |  | 73006.7751 | 0
2014-10-01 | 24 | 23.5359 | 25.9404 |  | 14293.4728 | 15.4994
2014-11-01 | 24 | 23.5359 | 25.9404 |  | 14293.4728 | 15.4994
2014-12-01 | 24 | 23.5359 | 25.9404 |  | 14293.4728 | 15.4994
2015-01-01 | 25 | 23.5359 | 25.9404 |  | 14293.4728 | 15.4994
2015-02-01 | 25 | 23.5359 | 25.9404 |  | 14293.4728 | 15.4994
2015-03-01 | 25 | 23.5359 | 25.9404 |  | 14293.4728 | 15.4994
2015-04-01 | 26 | 23.5359 | 25.9404 |  | 14293.4728 | 0
2015-05-01 | 26 | 479.4676 | 929.554 |  | 73006.7751 | 0
2015-06-01 | 26 | 479.4676 | 929.554 |  | 73006.7751 | 0
2015-07-01 | 27 | 479.4676 | 929.554 |  | 73006.7751 | 0
2015-08-01 | 27 | 479.4676 | 929.554 |  | 73006.7751 | 0
2015-09-01 | 27 | 479.4676 | 929.554 |  | 73006.7751 | 0
2015-10-01 | 28 | 23.5359 | 25.9404 |  | 14293.4728 | 15.4994
2015-11-01 | 28 | 23.5359 | 25.9404 |  | 14293.4728 | 15.4994
2015-12-01 | 28 | 23.5359 | 25.9404 |  | 14293.4728 | 15.4994
2016-01-01 | 29 | 23.5359 | 25.9404 |  | 14293.4728 | 15.4994
2016-02-01 | 29 | 23.5359 | 25.9404 |  | 14293.4728 | 15.4994
2016-03-01 | 29 | 23.5359 | 25.9404 |  | 14293.4728 | 15.4994
2016-04-01 | 30 | 23.5359 | 25.9404 |  | 14293.4728 | 0
2016-05-01 | 30 | 479.4676 | 929.554 |  | 73006.7751 | 0
2016-06-01 | 30 | 479.4676 | 929.554 |  | 73006.7751 | 0
2016-07-01 | 31 | 479.4676 | 929.554 |  | 73006.7751 | 0
2016-08-01 | 31 | 479.4676 | 929.554 |  | 73006.7751 | 0
2016-09-01 | 31 | 479.4676 | 929.554 |  | 73006.7751 | 0
2016-10-01 | 32 | 23.5359 | 25.9404 |  | 14293.4728 | 15.4994
2016-11-01 | 32 | 23.5359 | 25.9404 |  | 14293.4728 | 15.4994
2016-12-01 | 32 | 23.5359 | 25.9404 |  | 14293.4728 | 15.4994
2017-01-01 | 33 | 23.5359 | 25.9404 |  | 14293.4728 | 15.4994
2017-02-01 | 33 | 23.5359 | 25.9404 |  | 14293.4728 | 15.4994
2017-03-01 | 33 | 23.5359 | 25.9404 |  | 14293.4728 | 15.4994
2017-04-01 | 34 | 23.5359 | 25.9404 |  | 14293.4728 | 0
2017-05-01 | 34 | 479.4676 | 929.554 |  | 73006.7751 | 0
2017-06-01 | 34 | 479.4676 | 929.554 |  | 73006.7751 | 0
2017-07-01 | 35 | 479.4676 | 929.554 |  | 73006.7751 | 0
2017-08-01 | 35 | 479.4676 | 929.554 |  | 73006.7751 | 0
2017-09-01 | 35 | 479.4676 | 929.554 |  | 73006.7751 | 0
2017-10-01 | 36 | 23.5359 | 25.9404 |  | 14293.4728 | 15.4994
2017-11-01 | 36 | 23.5359 | 25.9404 |  | 14293.4728 | 15.4994
2017-12-01 | 36 | 23.5359 | 25.9404 |  | 14293.4728 | 15.4994
2018-01-01 | 37 | 23.5359 | 25.9404 |  | 14293.4728 | 15.4994
2018-02-01 | 37 | 23.5359 | 25.9404 |  | 14293.4728 | 15.4994
2018-03-01 | 37 | 23.5359 | 25.9404 |  | 14293.4728 | 15.4994
2018-04-01 | 38 | 23.5359 | 25.9404 |  | 14293.4728 | 0
2018-05-01 | 38 | 479.4676 | 929.554 |  | 73006.7751 | 0
2018-06-01 | 38 | 479.4676 | 929.554 |  | 73006.7751 | 0
2018-07-01 | 39 | 479.4676 | 929.554 |  | 73006.7751 | 0
2018-08-01 | 39 | 479.4676 | 929.554 |  | 73006.7751 | 0
2018-09-01 | 39 | 479.4676 | 929.554 |  | 73006.7751 | 0
2018-10-01 | 40 | 23.5359 | 25.9404 |  | 14293.4728 | 15.4994
2018-11-01 | 40 | 23.5359 | 25.9404 |  | 14293.4728 | 15.4994
2018-12-01 | 40 | 23.5359 | 25.9404 |  | 14293.4728 | 15.4994
2019-01-01 | 41 | 23.5359 | 25.9404 |  | 14293.4728 | 15.4994
2019-02-01 | 41 | 23.5359 | 25.9404 |  | 14293.4728 | 15.4994
2019-03-01 | 41 | 23.5359 | 25.9404 |  | 14293.4728 | 15.4994
2019-04-01 | 42 | 23.5359 | 25.9404 |  | 14293.4728 | 0
2019-05-01 | 42 | 479.4676 | 929.554 |  | 73006.7751 | 0
2019-06-01 | 42 | 479.4676 | 929.554 |  | 73006.7751 | 0
2019-07-01 | 43 | 479.4676 | 929.554 |  | 73006.7751 | 0
2019-08-01 | 43 | 479.4676 | 929.554 |  | 73006.7751 | 0
2019-09-01 | 43 | 479.4676 | 929.554 |  | 73006.7751 | 0
2019-10-01 | 44 | 23.5359 | 25.9404 |  | 14293.4728 | 15.4994
2019-11-01 | 44 | 23.5359 | 25.9404 |  | 14293.4728 | 15.4994
2019-12-01 | 44 | 23.5359 | 25.9404 |  | 14293.4728 | 15.4994

## Input
| SDG&E 09-11 4g3.xls |  |  |  | Program Budget ($) |  |  | NPV Factor for lump-sum admin costs: | 100%
a. Administrative Costs
| Proposer General Information |  |  |  | a.i. Overhead and G&A |  | d. Incentives and Rebates ($) | Nominal | NPV
| Proposer Name |  |  |  | a.ii. Other Admin costs |  | d.i. User Input Incentive |  | 0 | Note: User Input Incentives are treated like Admin costs and are NOT adjusted by the net to gross ratio in the TRC test.
| Program Name |  |  |  | b. Marketing/Outreach |  | d.ii. Rebate | 0 | 0
| Service Territory |  | SDG&E |  | c. Direct Implementation (non incentive) |  | d.iii. Direct Install Labor | 0 | 0
| First Year of Program Implementation |  |  | 2009 | c.i. Activity |  | d.iv. Direct Install Materials | 0 | 0
| Contact Information |  |  |  | c.ii. Installation |  | d.v. Upstream payments | 183822.5402 | 169159.2671
| Name |  |  |  | c.iii. Hardware & Materials |  | Subtotal Direct Install | 183822.5402 | 169159.2671
| Address |  |  |  | c.iv. Rebate Processing and Inspection | [41 empty] | Formulas for spreading annual installations to quarters
| ZIP code |  |  |  | d. Total Incentives and Rebates | 183822.5402 | [40 empty] | 0 | 0 | 0 | 0 | 0 | 0 | 0 | 0 | 0 | 0 | 0 | 0 | 0 | 0 | 0 | 0 | 0 | 0 | 0 | 0 | 0 | 0 | 0 | 0 | 0 | 0 | 0 | 0 | 0 | 0 | 0 | 0 | 0 | 0 | 0 | 0 | 0 | 0 | 0 | 0 | 0 | 0 | 0 | 0
| Telephone |  |  |  | e. EM&V |  | f. Costs recovered from other sources |  | 0
| Email |  |  |  | Total | 183822.5402 | Program Budget w/ Other Costs (a to f) | 183822.5402 | 169159.2671
Quarterly Installation Schedule
| Program Inputs | [10 empty] | Transfer | Admin | Admin | Admin | Participant | [8 empty] | Placeholders, not currently used | [10 empty] | Annual Installation Schedule | [10 empty] | 2009 |  |  |  | 2010 |  |  |  | 2011 |  |  |  | 2012 |  |  |  | 2013 |  |  |  | 2014 |  |  |  | 2015 |  |  |  | 2016 |  |  |  | 2017 |  |  |  | 2018 |  |  |  | 2019
| Measure Name | DEER RunID | Climate Zone | Target sector | Measure Electric End Use Shape | CZ, Sector, Measure combination found? | Measure Type (To Look up Measure Life) | Program Type (To look up Net-to-gross Ratio) | Unit Definition (e.g. homes) | Program Type (NEW/ROB or Early Repl(RET)) | Gross Measure Cost ($/unit) | Rebate to end use customer or its assignee ($/unit) | Incentives to entities other than the end use customer or its assignee($/unit) | Direct Install Labor ($/unit) | Direct Install Material ($/unit) | Participant cost ($/unit) | Gross Unit Annual Electricity Savings (kwh/unit) | Electric Rate Schedule | Demand Scaler | User Entered kW Savings per unit (kW/unit) | Gross Unit Annual Gas Savings (therm/unit) | Gas Sector | Gas Rate Schedule | Gas Savings Profile | Avg remaining life on replaced units (yrs) | Early retrofit incremental kWh savings (kWh/unit) | Early retrofit incremental kW savings (kW/unit) | Early retrofit incremental Th savings (Th/unit) | Combustion Type | Effective Useful Life (years) | Net-to-Gross Ratio | Net-to-Gross Ratio - kW | Net-to-Gross Ratio - Therms | Net-to-Gross Ratio - Costs | % Eligible for TOU AC adjustment | 2009 | 2010 | 2011 | 2012 | 2013 | 2014 | 2015 | 2016 | 2017 | 2018 | 2019 | Qtr 1 | Qtr 2 | Qtr 3 | Qtr 4 | Qtr 1 | Qtr 2 | Qtr 3 | Qtr 4 | Qtr 1 | Qtr 2 | Qtr 3 | Qtr 4 | Qtr 1 | Qtr 2 | Qtr 3 | Qtr 4 | Qtr 1 | Qtr 2 | Qtr 3 | Qtr 4 | Qtr 1 | Qtr 2 | Qtr 3 | Qtr 4 | Qtr 1 | Qtr 2 | Qtr 3 | Qtr 4 | Qtr 1 | Qtr 2 | Qtr 3 | Qtr 4 | Qtr 1 | Qtr 2 | Qtr 3 | Qtr 4 | Qtr 1 | Qtr 2 | Qtr 3 | Qtr 4 | Qtr 1 | Qtr 2 | Qtr 3 | Qtr 4 | Total Number of Units | Comments
0 | 253007-Residential AC SEER 14 Early Ret. CZ 6, 7 or 8 |  | System | Residential | 26-SFM-ResidentialSingleFamily-SP_COOL | 0 |  |  |  |  | 642.1695 | 0 | 34.7222 | 0 | 0 | 607.4473 | 184.853 |  | kWh | 0.37116 | 0.59287 | Residential |  | Winter Only | [5 empty] | 15 | 0.67 |  |  |  | 1 | 5 | 0 | 0 | 0 | 0 | 0 | 0 | 0 | 0 | 0 | 0 | 2009 Qtr 1: 0; 2009 Qtr 2: 0; 2009 Qtr 3: 0; 2009 Qtr 4: 5; 2010 Qtr 1: 0; 2010 Qtr 2: 0; 2010 Qtr 3: 0; 2010 Qtr 4: 0; 2011 Qtr 1: 0; 2011 Qtr 2: 0; 2011 Qtr 3: 0; 2011 Qtr 4: 0 | 5
0 | 253008-Residential AC SEER 14 Early Ret. CZ 10, 14, or 15 |  | System | Residential | 26-SFM-ResidentialSingleFamily-SP_COOL | 0 |  |  |  |  | 642.1695 | 0 | 110 | 0 | 0 | 532.1695 | 322.849 |  | kWh | 0.37218 | 0.40228 | Residential |  | Winter Only | [5 empty] | 15 | 0.67 |  |  |  | 1 | 5 | 0 | 0 | 0 | 0 | 0 | 0 | 0 | 0 | 0 | 0 | 2009 Qtr 1: 0; 2009 Qtr 2: 0; 2009 Qtr 3: 0; 2009 Qtr 4: 5; 2010 Qtr 1: 0; 2010 Qtr 2: 0; 2010 Qtr 3: 0; 2010 Qtr 4: 0; 2011 Qtr 1: 0; 2011 Qtr 2: 0; 2011 Qtr 3: 0; 2011 Qtr 4: 0 | 5
0 | 253010-Residential AC SEER 15 Early Ret. CZ 10, 14, or 15 |  | System | Residential | 26-SFM-ResidentialSingleFamily-SP_COOL | 0 |  |  |  |  | 732.6948 | 0 | 130 | 0 | 0 | 602.6948 | 372.762 |  | kWh | 0.39428 | -1.1019 | Residential |  | Winter Only | [5 empty] | 15 | 0.67 |  |  |  | 1 | 3 | 0 | 0 | 0 | 0 | 0 | 0 | 0 | 0 | 0 | 0 | 2009 Qtr 1: 0; 2009 Qtr 2: 0; 2009 Qtr 3: 0; 2009 Qtr 4: 3; 2010 Qtr 1: 0; 2010 Qtr 2: 0; 2010 Qtr 3: 0; 2010 Qtr 4: 0; 2011 Qtr 1: 0; 2011 Qtr 2: 0; 2011 Qtr 3: 0; 2011 Qtr 4: 0 | 3
0 | 253008-Residential AC SEER 14 Early Ret. CZ 10, 14, or 15 |  | System | Residential | 26-SFM-ResidentialSingleFamily-SP_COOL | 0 |  |  |  |  | 642.1695 | 0 | 110 | 0 | 0 | 532.1695 | 322.849 |  | kWh | 0.37218 | 0.40228 | Residential |  | Winter Only | [5 empty] | 15 | 0.67 |  |  |  | 1 | 5 | 0 | 0 | 0 | 0 | 0 | 0 | 0 | 0 | 0 | 0 | 2009 Qtr 1: 0; 2009 Qtr 2: 0; 2009 Qtr 3: 0; 2009 Qtr 4: 5; 2010 Qtr 1: 0; 2010 Qtr 2: 0; 2010 Qtr 3: 0; 2010 Qtr 4: 0; 2011 Qtr 1: 0; 2011 Qtr 2: 0; 2011 Qtr 3: 0; 2011 Qtr 4: 0 | 5
0 | 253008-Residential AC SEER 14 Early Ret. CZ 10, 14, or 15 |  | System | Residential | 26-SFM-ResidentialSingleFamily-SP_COOL | 0 |  |  |  |  | 642.1695 | 0 | 110 | 0 | 0 | 532.1695 | 322.849 |  | kWh | 0.37218 | 0.40228 | Residential |  | Winter Only | [5 empty] | 15 | 0.67 |  |  |  | 1 | 5 | 0 | 0 | 0 | 0 | 0 | 0 | 0 | 0 | 0 | 0 | 2009 Qtr 1: 0; 2009 Qtr 2: 0; 2009 Qtr 3: 0; 2009 Qtr 4: 5; 2010 Qtr 1: 0; 2010 Qtr 2: 0; 2010 Qtr 3: 0; 2010 Qtr 4: 0; 2011 Qtr 1: 0; 2011 Qtr 2: 0; 2011 Qtr 3: 0; 2011 Qtr 4: 0 | 5
0 | 253008-Residential AC SEER 14 Early Ret. CZ 10, 14, or 15 |  | System | Residential | 26-SFM-ResidentialSingleFamily-SP_COOL | 0 |  |  |  |  | 642.1695 | 0 | 110 | 0 | 0 | 532.1695 | 322.849 |  | kWh | 0.37218 | 0.40228 | Residential |  | Winter Only | [5 empty] | 15 | 0.67 |  |  |  | 1 | 4 | 0 | 0 | 0 | 0 | 0 | 0 | 0 | 0 | 0 | 0 | 2009 Qtr 1: 0; 2009 Qtr 2: 0; 2009 Qtr 3: 0; 2009 Qtr 4: 4; 2010 Qtr 1: 0; 2010 Qtr 2: 0; 2010 Qtr 3: 0; 2010 Qtr 4: 0; 2011 Qtr 1: 0; 2011 Qtr 2: 0; 2011 Qtr 3: 0; 2011 Qtr 4: 0 | 4
0 | 253007-Residential AC SEER 14 Early Ret. CZ 6, 7 or 8 |  | System | Residential | 26-SFM-ResidentialSingleFamily-SP_COOL | 0 |  |  |  |  | 642.1695 | 0 | 40.5093 | 0 | 0 | 601.6602 | 184.853 |  | kWh | 0.37116 | 0.59287 | Residential |  | Winter Only | [5 empty] | 15 | 0.67 |  |  |  | 1 | 3 | 0 | 0 | 0 | 0 | 0 | 0 | 0 | 0 | 0 | 0 | 2009 Qtr 1: 0; 2009 Qtr 2: 0; 2009 Qtr 3: 0; 2009 Qtr 4: 3; 2010 Qtr 1: 0; 2010 Qtr 2: 0; 2010 Qtr 3: 0; 2010 Qtr 4: 0; 2011 Qtr 1: 0; 2011 Qtr 2: 0; 2011 Qtr 3: 0; 2011 Qtr 4: 0 | 3
0 | 253007-Residential AC SEER 14 Early Ret. CZ 6, 7 or 8 |  | System | Residential | 26-SFM-ResidentialSingleFamily-SP_COOL | 0 |  |  |  |  | 642.1695 | 0 | 40.5093 | 0 | 0 | 601.6602 | 184.853 |  | kWh | 0.37116 | 0.59287 | Residential |  | Winter Only | [5 empty] | 15 | 0.67 |  |  |  | 1 | 3 | 0 | 0 | 0 | 0 | 0 | 0 | 0 | 0 | 0 | 0 | 2009 Qtr 1: 0; 2009 Qtr 2: 0; 2009 Qtr 3: 0; 2009 Qtr 4: 3; 2010 Qtr 1: 0; 2010 Qtr 2: 0; 2010 Qtr 3: 0; 2010 Qtr 4: 0; 2011 Qtr 1: 0; 2011 Qtr 2: 0; 2011 Qtr 3: 0; 2011 Qtr 4: 0 | 3
0 | 253007-Residential AC SEER 14 Early Ret. CZ 6, 7 or 8 |  | System | Residential | 26-SFM-ResidentialSingleFamily-SP_COOL | 0 |  |  |  |  | 642.1695 | 0 | 34.7222 | 0 | 0 | 607.4473 | 184.853 |  | kWh | 0.37116 | 0.59287 | Residential |  | Winter Only | [5 empty] | 15 | 0.67 |  |  |  | 1 | 4 | 0 | 0 | 0 | 0 | 0 | 0 | 0 | 0 | 0 | 0 | 2009 Qtr 1: 0; 2009 Qtr 2: 0; 2009 Qtr 3: 0; 2009 Qtr 4: 4; 2010 Qtr 1: 0; 2010 Qtr 2: 0; 2010 Qtr 3: 0; 2010 Qtr 4: 0; 2011 Qtr 1: 0; 2011 Qtr 2: 0; 2011 Qtr 3: 0; 2011 Qtr 4: 0 | 4
0 | 253009-Residential AC SEER 15 Early Ret. CZ 6, 7 or 8 |  | System | Residential | 26-SFM-ResidentialSingleFamily-SP_COOL | 0 |  |  |  |  | 734.7882 | 0 | 48.6111 | 0 | 0 | 686.1771 | 219.055 |  | kWh | 0.38807 | -1.3318 | Residential |  | Winter Only | [5 empty] | 15 | 0.67 |  |  |  | 1 | 3 | 0 | 0 | 0 | 0 | 0 | 0 | 0 | 0 | 0 | 0 | 2009 Qtr 1: 0; 2009 Qtr 2: 0; 2009 Qtr 3: 0; 2009 Qtr 4: 3; 2010 Qtr 1: 0; 2010 Qtr 2: 0; 2010 Qtr 3: 0; 2010 Qtr 4: 0; 2011 Qtr 1: 0; 2011 Qtr 2: 0; 2011 Qtr 3: 0; 2011 Qtr 4: 0 | 3
0 | 253007-Residential AC SEER 14 Early Ret. CZ 6, 7 or 8 |  | System | Residential | 26-SFM-ResidentialSingleFamily-SP_COOL | 0 |  |  |  |  | 642.1695 | 0 | 34.7222 | 0 | 0 | 607.4473 | 184.853 |  | kWh | 0.37116 | 0.59287 | Residential |  | Winter Only | [5 empty] | 15 | 0.67 |  |  |  | 1 | 4 | 0 | 0 | 0 | 0 | 0 | 0 | 0 | 0 | 0 | 0 | 2009 Qtr 1: 0; 2009 Qtr 2: 0; 2009 Qtr 3: 0; 2009 Qtr 4: 4; 2010 Qtr 1: 0; 2010 Qtr 2: 0; 2010 Qtr 3: 0; 2010 Qtr 4: 0; 2011 Qtr 1: 0; 2011 Qtr 2: 0; 2011 Qtr 3: 0; 2011 Qtr 4: 0 | 4
0 | 253008-Residential AC SEER 14 Early Ret. CZ 10, 14, or 15 |  | System | Residential | 26-SFM-ResidentialSingleFamily-SP_COOL | 0 |  |  |  |  | 642.1695 | 0 | 110 | 0 | 0 | 532.1695 | 322.849 |  | kWh | 0.37218 | 0.40228 | Residential |  | Winter Only | [5 empty] | 15 | 0.67 |  |  |  | 1 | 3 | 0 | 0 | 0 | 0 | 0 | 0 | 0 | 0 | 0 | 0 | 2009 Qtr 1: 0; 2009 Qtr 2: 0; 2009 Qtr 3: 0; 2009 Qtr 4: 3; 2010 Qtr 1: 0; 2010 Qtr 2: 0; 2010 Qtr 3: 0; 2010 Qtr 4: 0; 2011 Qtr 1: 0; 2011 Qtr 2: 0; 2011 Qtr 3: 0; 2011 Qtr 4: 0 | 3
0 | 253005-Residential AC SEER 13 Early Ret. CZ 6, 7 or 8 |  | System | Residential | 26-SFM-ResidentialSingleFamily-SP_COOL | 0 |  |  |  |  | 549.5508 | 0 | 30 | 0 | 0 | 519.5508 | 169.092 |  | kWh | 0.32706 | 0.20484 | Residential |  | Winter Only | [5 empty] | 15 | 0.67 |  |  |  | 1 | 4 | 0 | 0 | 0 | 0 | 0 | 0 | 0 | 0 | 0 | 0 | 2009 Qtr 1: 0; 2009 Qtr 2: 0; 2009 Qtr 3: 0; 2009 Qtr 4: 4; 2010 Qtr 1: 0; 2010 Qtr 2: 0; 2010 Qtr 3: 0; 2010 Qtr 4: 0; 2011 Qtr 1: 0; 2011 Qtr 2: 0; 2011 Qtr 3: 0; 2011 Qtr 4: 0 | 4
0 | 253007-Residential AC SEER 14 Early Ret. CZ 6, 7 or 8 |  | System | Residential | 26-SFM-ResidentialSingleFamily-SP_COOL | 0 |  |  |  |  | 642.1695 | 0 | 34.7222 | 0 | 0 | 607.4473 | 184.853 |  | kWh | 0.37116 | 0.59287 | Residential |  | Winter Only | [5 empty] | 15 | 0.67 |  |  |  | 1 | 5 | 0 | 0 | 0 | 0 | 0 | 0 | 0 | 0 | 0 | 0 | 2009 Qtr 1: 0; 2009 Qtr 2: 0; 2009 Qtr 3: 0; 2009 Qtr 4: 5; 2010 Qtr 1: 0; 2010 Qtr 2: 0; 2010 Qtr 3: 0; 2010 Qtr 4: 0; 2011 Qtr 1: 0; 2011 Qtr 2: 0; 2011 Qtr 3: 0; 2011 Qtr 4: 0 | 5
0 | 253007-Residential AC SEER 14 Early Ret. CZ 6, 7 or 8 |  | System | Residential | 26-SFM-ResidentialSingleFamily-SP_COOL | 0 |  |  |  |  | 642.1695 | 0 | 34.7222 | 0 | 0 | 607.4473 | 184.853 |  | kWh | 0.37116 | 0.59287 | Residential |  | Winter Only | [5 empty] | 15 | 0.67 |  |  |  | 1 | 5 | 0 | 0 | 0 | 0 | 0 | 0 | 0 | 0 | 0 | 0 | 2009 Qtr 1: 0; 2009 Qtr 2: 0; 2009 Qtr 3: 0; 2009 Qtr 4: 5; 2010 Qtr 1: 0; 2010 Qtr 2: 0; 2010 Qtr 3: 0; 2010 Qtr 4: 0; 2011 Qtr 1: 0; 2011 Qtr 2: 0; 2011 Qtr 3: 0; 2011 Qtr 4: 0 | 5
0 | 253005-Residential AC SEER 13 Early Ret. CZ 6, 7 or 8 |  | System | Residential | 26-SFM-ResidentialSingleFamily-SP_COOL | 0 |  |  |  |  | 549.5508 | 0 | 30 | 0 | 0 | 519.5508 | 169.092 |  | kWh | 0.32706 | 0.20484 | Residential |  | Winter Only | [5 empty] | 15 | 0.67 |  |  |  | 1 | 4 | 0 | 0 | 0 | 0 | 0 | 0 | 0 | 0 | 0 | 0 | 2009 Qtr 1: 0; 2009 Qtr 2: 0; 2009 Qtr 3: 0; 2009 Qtr 4: 4; 2010 Qtr 1: 0; 2010 Qtr 2: 0; 2010 Qtr 3: 0; 2010 Qtr 4: 0; 2011 Qtr 1: 0; 2011 Qtr 2: 0; 2011 Qtr 3: 0; 2011 Qtr 4: 0 | 4
0 | 253009-Residential AC SEER 15 Early Ret. CZ 6, 7 or 8 |  | System | Residential | 26-SFM-ResidentialSingleFamily-SP_COOL | 0 |  |  |  |  | 734.7882 | 0 | 41.6667 | 0 | 0 | 693.1215 | 219.055 |  | kWh | 0.38807 | -1.3318 | Residential |  | Winter Only | [5 empty] | 15 | 0.67 |  |  |  | 1 | 4 | 0 | 0 | 0 | 0 | 0 | 0 | 0 | 0 | 0 | 0 | 2009 Qtr 1: 0; 2009 Qtr 2: 0; 2009 Qtr 3: 0; 2009 Qtr 4: 4; 2010 Qtr 1: 0; 2010 Qtr 2: 0; 2010 Qtr 3: 0; 2010 Qtr 4: 0; 2011 Qtr 1: 0; 2011 Qtr 2: 0; 2011 Qtr 3: 0; 2011 Qtr 4: 0 | 4
0 | 253005-Residential AC SEER 13 Early Ret. CZ 6, 7 or 8 |  | System | Residential | 26-SFM-ResidentialSingleFamily-SP_COOL | 0 |  |  |  |  | 549.5508 | 0 | 30 | 0 | 0 | 519.5508 | 169.092 |  | kWh | 0.32706 | 0.20484 | Residential |  | Winter Only | [5 empty] | 15 | 0.67 |  |  |  | 1 | 4 | 0 | 0 | 0 | 0 | 0 | 0 | 0 | 0 | 0 | 0 | 2009 Qtr 1: 0; 2009 Qtr 2: 0; 2009 Qtr 3: 0; 2009 Qtr 4: 4; 2010 Qtr 1: 0; 2010 Qtr 2: 0; 2010 Qtr 3: 0; 2010 Qtr 4: 0; 2011 Qtr 1: 0; 2011 Qtr 2: 0; 2011 Qtr 3: 0; 2011 Qtr 4: 0 | 4
0 | 253007-Residential AC SEER 14 Early Ret. CZ 6, 7 or 8 |  | System | Residential | 26-SFM-ResidentialSingleFamily-SP_COOL | 0 |  |  |  |  | 642.1695 | 0 | 40.5093 | 0 | 0 | 601.6602 | 184.853 |  | kWh | 0.37116 | 0.59287 | Residential |  | Winter Only | [5 empty] | 15 | 0.67 |  |  |  | 1 | 3 | 0 | 0 | 0 | 0 | 0 | 0 | 0 | 0 | 0 | 0 | 2009 Qtr 1: 0; 2009 Qtr 2: 0; 2009 Qtr 3: 0; 2009 Qtr 4: 3; 2010 Qtr 1: 0; 2010 Qtr 2: 0; 2010 Qtr 3: 0; 2010 Qtr 4: 0; 2011 Qtr 1: 0; 2011 Qtr 2: 0; 2011 Qtr 3: 0; 2011 Qtr 4: 0 | 3
0 | 253007-Residential AC SEER 14 Early Ret. CZ 6, 7 or 8 |  | System | Residential | 26-SFM-ResidentialSingleFamily-SP_COOL | 0 |  |  |  |  | 642.1695 | 0 | 40.5093 | 0 | 0 | 601.6602 | 184.853 |  | kWh | 0.37116 | 0.59287 | Residential |  | Winter Only | [5 empty] | 15 | 0.67 |  |  |  | 1 | 3 | 0 | 0 | 0 | 0 | 0 | 0 | 0 | 0 | 0 | 0 | 2009 Qtr 1: 0; 2009 Qtr 2: 0; 2009 Qtr 3: 0; 2009 Qtr 4: 3; 2010 Qtr 1: 0; 2010 Qtr 2: 0; 2010 Qtr 3: 0; 2010 Qtr 4: 0; 2011 Qtr 1: 0; 2011 Qtr 2: 0; 2011 Qtr 3: 0; 2011 Qtr 4: 0 | 3
0 | 253008-Residential AC SEER 14 Early Ret. CZ 10, 14, or 15 |  | System | Residential | 26-SFM-ResidentialSingleFamily-SP_COOL | 0 |  |  |  |  | 642.1695 | 0 | 110 | 0 | 0 | 532.1695 | 322.849 |  | kWh | 0.37218 | 0.40228 | Residential |  | Winter Only | [5 empty] | 15 | 0.67 |  |  |  | 1 | 3 | 0 | 0 | 0 | 0 | 0 | 0 | 0 | 0 | 0 | 0 | 2009 Qtr 1: 0; 2009 Qtr 2: 0; 2009 Qtr 3: 0; 2009 Qtr 4: 3; 2010 Qtr 1: 0; 2010 Qtr 2: 0; 2010 Qtr 3: 0; 2010 Qtr 4: 0; 2011 Qtr 1: 0; 2011 Qtr 2: 0; 2011 Qtr 3: 0; 2011 Qtr 4: 0 | 3
0 | 253008-Residential AC SEER 14 Early Ret. CZ 10, 14, or 15 |  | System | Residential | 26-SFM-ResidentialSingleFamily-SP_COOL | 0 |  |  |  |  | 642.1695 | 0 | 110 | 0 | 0 | 532.1695 | 322.849 |  | kWh | 0.37218 | 0.40228 | Residential |  | Winter Only | [5 empty] | 15 | 0.67 |  |  |  | 1 | 4 | 0 | 0 | 0 | 0 | 0 | 0 | 0 | 0 | 0 | 0 | 2009 Qtr 1: 0; 2009 Qtr 2: 0; 2009 Qtr 3: 0; 2009 Qtr 4: 4; 2010 Qtr 1: 0; 2010 Qtr 2: 0; 2010 Qtr 3: 0; 2010 Qtr 4: 0; 2011 Qtr 1: 0; 2011 Qtr 2: 0; 2011 Qtr 3: 0; 2011 Qtr 4: 0 | 4
0 | 253009-Residential AC SEER 15 Early Ret. CZ 6, 7 or 8 |  | System | Residential | 26-SFM-ResidentialSingleFamily-SP_COOL | 0 |  |  |  |  | 734.7882 | 0 | 41.6667 | 0 | 0 | 693.1215 | 219.055 |  | kWh | 0.38807 | -1.3318 | Residential |  | Winter Only | [5 empty] | 15 | 0.67 |  |  |  | 1 | 2 | 0 | 0 | 0 | 0 | 0 | 0 | 0 | 0 | 0 | 0 | 2009 Qtr 1: 0; 2009 Qtr 2: 0; 2009 Qtr 3: 0; 2009 Qtr 4: 2; 2010 Qtr 1: 0; 2010 Qtr 2: 0; 2010 Qtr 3: 0; 2010 Qtr 4: 0; 2011 Qtr 1: 0; 2011 Qtr 2: 0; 2011 Qtr 3: 0; 2011 Qtr 4: 0 | 2
0 | 253009-Residential AC SEER 15 Early Ret. CZ 6, 7 or 8 |  | System | Residential | 26-SFM-ResidentialSingleFamily-SP_COOL | 0 |  |  |  |  | 734.7882 | 0 | 41.6667 | 0 | 0 | 693.1215 | 219.055 |  | kWh | 0.38807 | -1.3318 | Residential |  | Winter Only | [5 empty] | 15 | 0.67 |  |  |  | 1 | 2 | 0 | 0 | 0 | 0 | 0 | 0 | 0 | 0 | 0 | 0 | 2009 Qtr 1: 0; 2009 Qtr 2: 0; 2009 Qtr 3: 0; 2009 Qtr 4: 2; 2010 Qtr 1: 0; 2010 Qtr 2: 0; 2010 Qtr 3: 0; 2010 Qtr 4: 0; 2011 Qtr 1: 0; 2011 Qtr 2: 0; 2011 Qtr 3: 0; 2011 Qtr 4: 0 | 2
0 | 253009-Residential AC SEER 15 Early Ret. CZ 6, 7 or 8 |  | System | Residential | 26-SFM-ResidentialSingleFamily-SP_COOL | 0 |  |  |  |  | 734.7882 | 0 | 41.6667 | 0 | 0 | 693.1215 | 219.055 |  | kWh | 0.38807 | -1.3318 | Residential |  | Winter Only | [5 empty] | 15 | 0.67 |  |  |  | 1 | 3 | 0 | 0 | 0 | 0 | 0 | 0 | 0 | 0 | 0 | 0 | 2009 Qtr 1: 0; 2009 Qtr 2: 0; 2009 Qtr 3: 0; 2009 Qtr 4: 3; 2010 Qtr 1: 0; 2010 Qtr 2: 0; 2010 Qtr 3: 0; 2010 Qtr 4: 0; 2011 Qtr 1: 0; 2011 Qtr 2: 0; 2011 Qtr 3: 0; 2011 Qtr 4: 0 | 3
0 | 253007-Residential AC SEER 14 Early Ret. CZ 6, 7 or 8 |  | System | Residential | 26-SFM-ResidentialSingleFamily-SP_COOL | 0 |  |  |  |  | 642.1695 | 0 | 34.7222 | 0 | 0 | 607.4473 | 184.853 |  | kWh | 0.37116 | 0.59287 | Residential |  | Winter Only | [5 empty] | 15 | 0.67 |  |  |  | 1 | 4 | 0 | 0 | 0 | 0 | 0 | 0 | 0 | 0 | 0 | 0 | 2009 Qtr 1: 0; 2009 Qtr 2: 0; 2009 Qtr 3: 0; 2009 Qtr 4: 4; 2010 Qtr 1: 0; 2010 Qtr 2: 0; 2010 Qtr 3: 0; 2010 Qtr 4: 0; 2011 Qtr 1: 0; 2011 Qtr 2: 0; 2011 Qtr 3: 0; 2011 Qtr 4: 0 | 4
0 | 253003-Residential AC SEER 15 CZ 6, 7 or 8 |  | System | Residential | 26-SFM-ResidentialSingleFamily-SP_COOL | 0 |  |  |  |  | 185.2374 | 0 | 30 | 0 | 0 | 155.2374 | 219.055 |  | kWh | 0.38807 | -1.3318 | Residential |  | Winter Only | [5 empty] | 15 | 0.67 |  |  |  | 1 | 3 | 0 | 0 | 0 | 0 | 0 | 0 | 0 | 0 | 0 | 0 | 2009 Qtr 1: 0; 2009 Qtr 2: 0; 2009 Qtr 3: 0; 2009 Qtr 4: 3; 2010 Qtr 1: 0; 2010 Qtr 2: 0; 2010 Qtr 3: 0; 2010 Qtr 4: 0; 2011 Qtr 1: 0; 2011 Qtr 2: 0; 2011 Qtr 3: 0; 2011 Qtr 4: 0 | 3
0 | 253005-Residential AC SEER 13 Early Ret. CZ 6, 7 or 8 |  | System | Residential | 26-SFM-ResidentialSingleFamily-SP_COOL | 0 |  |  |  |  | 549.5508 | 0 | 30 | 0 | 0 | 519.5508 | 169.092 |  | kWh | 0.32706 | 0.20484 | Residential |  | Winter Only | [5 empty] | 15 | 0.67 |  |  |  | 1 | 4 | 0 | 0 | 0 | 0 | 0 | 0 | 0 | 0 | 0 | 0 | 2009 Qtr 1: 0; 2009 Qtr 2: 0; 2009 Qtr 3: 0; 2009 Qtr 4: 4; 2010 Qtr 1: 0; 2010 Qtr 2: 0; 2010 Qtr 3: 0; 2010 Qtr 4: 0; 2011 Qtr 1: 0; 2011 Qtr 2: 0; 2011 Qtr 3: 0; 2011 Qtr 4: 0 | 4
0 | 253007-Residential AC SEER 14 Early Ret. CZ 6, 7 or 8 |  | System | Residential | 26-SFM-ResidentialSingleFamily-SP_COOL | 0 |  |  |  |  | 642.1695 | 0 | 34.7222 | 0 | 0 | 607.4473 | 184.853 |  | kWh | 0.37116 | 0.59287 | Residential |  | Winter Only | [5 empty] | 15 | 0.67 |  |  |  | 1 | 5 | 0 | 0 | 0 | 0 | 0 | 0 | 0 | 0 | 0 | 0 | 2009 Qtr 1: 0; 2009 Qtr 2: 0; 2009 Qtr 3: 0; 2009 Qtr 4: 5; 2010 Qtr 1: 0; 2010 Qtr 2: 0; 2010 Qtr 3: 0; 2010 Qtr 4: 0; 2011 Qtr 1: 0; 2011 Qtr 2: 0; 2011 Qtr 3: 0; 2011 Qtr 4: 0 | 5
0 | 253007-Residential AC SEER 14 Early Ret. CZ 6, 7 or 8 |  | System | Residential | 26-SFM-ResidentialSingleFamily-SP_COOL | 0 |  |  |  |  | 642.1695 | 0 | 34.7222 | 0 | 0 | 607.4473 | 184.853 |  | kWh | 0.37116 | 0.59287 | Residential |  | Winter Only | [5 empty] | 15 | 0.67 |  |  |  | 1 | 4 | 0 | 0 | 0 | 0 | 0 | 0 | 0 | 0 | 0 | 0 | 2009 Qtr 1: 0; 2009 Qtr 2: 0; 2009 Qtr 3: 0; 2009 Qtr 4: 4; 2010 Qtr 1: 0; 2010 Qtr 2: 0; 2010 Qtr 3: 0; 2010 Qtr 4: 0; 2011 Qtr 1: 0; 2011 Qtr 2: 0; 2011 Qtr 3: 0; 2011 Qtr 4: 0 | 4
0 | 253008-Residential AC SEER 14 Early Ret. CZ 10, 14, or 15 |  | System | Residential | 26-SFM-ResidentialSingleFamily-SP_COOL | 0 |  |  |  |  | 642.1695 | 0 | 110 | 0 | 0 | 532.1695 | 322.849 |  | kWh | 0.37218 | 0.40228 | Residential |  | Winter Only | [5 empty] | 15 | 0.67 |  |  |  | 1 | 3 | 0 | 0 | 0 | 0 | 0 | 0 | 0 | 0 | 0 | 0 | 2009 Qtr 1: 0; 2009 Qtr 2: 0; 2009 Qtr 3: 0; 2009 Qtr 4: 3; 2010 Qtr 1: 0; 2010 Qtr 2: 0; 2010 Qtr 3: 0; 2010 Qtr 4: 0; 2011 Qtr 1: 0; 2011 Qtr 2: 0; 2011 Qtr 3: 0; 2011 Qtr 4: 0 | 3
0 | 253008-Residential AC SEER 14 Early Ret. CZ 10, 14, or 15 |  | System | Residential | 26-SFM-ResidentialSingleFamily-SP_COOL | 0 |  |  |  |  | 642.1695 | 0 | 110 | 0 | 0 | 532.1695 | 322.849 |  | kWh | 0.37218 | 0.40228 | Residential |  | Winter Only | [5 empty] | 15 | 0.67 |  |  |  | 1 | 5 | 0 | 0 | 0 | 0 | 0 | 0 | 0 | 0 | 0 | 0 | 2009 Qtr 1: 0; 2009 Qtr 2: 0; 2009 Qtr 3: 0; 2009 Qtr 4: 5; 2010 Qtr 1: 0; 2010 Qtr 2: 0; 2010 Qtr 3: 0; 2010 Qtr 4: 0; 2011 Qtr 1: 0; 2011 Qtr 2: 0; 2011 Qtr 3: 0; 2011 Qtr 4: 0 | 5
0 | 253006-Residential AC SEER 13 Early Ret. CZ 10, 14, or 15 |  | System | Residential | 26-SFM-ResidentialSingleFamily-SP_COOL | 0 |  |  |  |  | 549.5508 | 0 | 85 | 0 | 0 | 464.5508 | 291.643 |  | kWh | 0.32916 | 0.11379 | Residential |  | Winter Only | [5 empty] | 15 | 0.67 |  |  |  | 1 | 4 | 0 | 0 | 0 | 0 | 0 | 0 | 0 | 0 | 0 | 0 | 2009 Qtr 1: 0; 2009 Qtr 2: 0; 2009 Qtr 3: 0; 2009 Qtr 4: 4; 2010 Qtr 1: 0; 2010 Qtr 2: 0; 2010 Qtr 3: 0; 2010 Qtr 4: 0; 2011 Qtr 1: 0; 2011 Qtr 2: 0; 2011 Qtr 3: 0; 2011 Qtr 4: 0 | 4
0 | 253006-Residential AC SEER 13 Early Ret. CZ 10, 14, or 15 |  | System | Residential | 26-SFM-ResidentialSingleFamily-SP_COOL | 0 |  |  |  |  | 549.5508 | 0 | 85 | 0 | 0 | 464.5508 | 291.643 |  | kWh | 0.32916 | 0.11379 | Residential |  | Winter Only | [5 empty] | 15 | 0.67 |  |  |  | 1 | 4 | 0 | 0 | 0 | 0 | 0 | 0 | 0 | 0 | 0 | 0 | 2009 Qtr 1: 0; 2009 Qtr 2: 0; 2009 Qtr 3: 0; 2009 Qtr 4: 4; 2010 Qtr 1: 0; 2010 Qtr 2: 0; 2010 Qtr 3: 0; 2010 Qtr 4: 0; 2011 Qtr 1: 0; 2011 Qtr 2: 0; 2011 Qtr 3: 0; 2011 Qtr 4: 0 | 4
0 | 253006-Residential AC SEER 13 Early Ret. CZ 10, 14, or 15 |  | System | Residential | 26-SFM-ResidentialSingleFamily-SP_COOL | 0 |  |  |  |  | 549.5508 | 0 | 85 | 0 | 0 | 464.5508 | 291.643 |  | kWh | 0.32916 | 0.11379 | Residential |  | Winter Only | [5 empty] | 15 | 0.67 |  |  |  | 1 | 4 | 0 | 0 | 0 | 0 | 0 | 0 | 0 | 0 | 0 | 0 | 2009 Qtr 1: 0; 2009 Qtr 2: 0; 2009 Qtr 3: 0; 2009 Qtr 4: 4; 2010 Qtr 1: 0; 2010 Qtr 2: 0; 2010 Qtr 3: 0; 2010 Qtr 4: 0; 2011 Qtr 1: 0; 2011 Qtr 2: 0; 2011 Qtr 3: 0; 2011 Qtr 4: 0 | 4
0 | 253009-Residential AC SEER 15 Early Ret. CZ 6, 7 or 8 |  | System | Residential | 26-SFM-ResidentialSingleFamily-SP_COOL | 0 |  |  |  |  | 734.7882 | 0 | 41.6667 | 0 | 0 | 693.1215 | 219.055 |  | kWh | 0.38807 | -1.3318 | Residential |  | Winter Only | [5 empty] | 15 | 0.67 |  |  |  | 1 | 4 | 0 | 0 | 0 | 0 | 0 | 0 | 0 | 0 | 0 | 0 | 2009 Qtr 1: 0; 2009 Qtr 2: 0; 2009 Qtr 3: 0; 2009 Qtr 4: 4; 2010 Qtr 1: 0; 2010 Qtr 2: 0; 2010 Qtr 3: 0; 2010 Qtr 4: 0; 2011 Qtr 1: 0; 2011 Qtr 2: 0; 2011 Qtr 3: 0; 2011 Qtr 4: 0 | 4
0 | 253009-Residential AC SEER 15 Early Ret. CZ 6, 7 or 8 |  | System | Residential | 26-SFM-ResidentialSingleFamily-SP_COOL | 0 |  |  |  |  | 734.7882 | 0 | 41.6667 | 0 | 0 | 693.1215 | 219.055 |  | kWh | 0.38807 | -1.3318 | Residential |  | Winter Only | [5 empty] | 15 | 0.67 |  |  |  | 1 | 3 | 0 | 0 | 0 | 0 | 0 | 0 | 0 | 0 | 0 | 0 | 2009 Qtr 1: 0; 2009 Qtr 2: 0; 2009 Qtr 3: 0; 2009 Qtr 4: 3; 2010 Qtr 1: 0; 2010 Qtr 2: 0; 2010 Qtr 3: 0; 2010 Qtr 4: 0; 2011 Qtr 1: 0; 2011 Qtr 2: 0; 2011 Qtr 3: 0; 2011 Qtr 4: 0 | 3
0 | 253007-Residential AC SEER 14 Early Ret. CZ 6, 7 or 8 |  | System | Residential | 26-SFM-ResidentialSingleFamily-SP_COOL | 0 |  |  |  |  | 642.1695 | 0 | 34.7222 | 0 | 0 | 607.4473 | 184.853 |  | kWh | 0.37116 | 0.59287 | Residential |  | Winter Only | [5 empty] | 15 | 0.67 |  |  |  | 1 | 5 | 0 | 0 | 0 | 0 | 0 | 0 | 0 | 0 | 0 | 0 | 2009 Qtr 1: 0; 2009 Qtr 2: 0; 2009 Qtr 3: 0; 2009 Qtr 4: 5; 2010 Qtr 1: 0; 2010 Qtr 2: 0; 2010 Qtr 3: 0; 2010 Qtr 4: 0; 2011 Qtr 1: 0; 2011 Qtr 2: 0; 2011 Qtr 3: 0; 2011 Qtr 4: 0 | 5
0 | 253008-Residential AC SEER 14 Early Ret. CZ 10, 14, or 15 |  | System | Residential | 26-SFM-ResidentialSingleFamily-SP_COOL | 0 |  |  |  |  | 642.1695 | 0 | 110 | 0 | 0 | 532.1695 | 322.849 |  | kWh | 0.37218 | 0.40228 | Residential |  | Winter Only | [5 empty] | 15 | 0.67 |  |  |  | 1 | 5 | 0 | 0 | 0 | 0 | 0 | 0 | 0 | 0 | 0 | 0 | 2009 Qtr 1: 0; 2009 Qtr 2: 0; 2009 Qtr 3: 0; 2009 Qtr 4: 5; 2010 Qtr 1: 0; 2010 Qtr 2: 0; 2010 Qtr 3: 0; 2010 Qtr 4: 0; 2011 Qtr 1: 0; 2011 Qtr 2: 0; 2011 Qtr 3: 0; 2011 Qtr 4: 0 | 5
0 | 253010-Residential AC SEER 15 Early Ret. CZ 10, 14, or 15 |  | System | Residential | 26-SFM-ResidentialSingleFamily-SP_COOL | 0 |  |  |  |  | 732.6948 | 0 | 130 | 0 | 0 | 602.6948 | 372.762 |  | kWh | 0.39428 | -1.1019 | Residential |  | Winter Only | [5 empty] | 15 | 0.67 |  |  |  | 1 | 3 | 0 | 0 | 0 | 0 | 0 | 0 | 0 | 0 | 0 | 0 | 2009 Qtr 1: 0; 2009 Qtr 2: 0; 2009 Qtr 3: 0; 2009 Qtr 4: 3; 2010 Qtr 1: 0; 2010 Qtr 2: 0; 2010 Qtr 3: 0; 2010 Qtr 4: 0; 2011 Qtr 1: 0; 2011 Qtr 2: 0; 2011 Qtr 3: 0; 2011 Qtr 4: 0 | 3
0 | 253009-Residential AC SEER 15 Early Ret. CZ 6, 7 or 8 |  | System | Residential | 26-SFM-ResidentialSingleFamily-SP_COOL | 0 |  |  |  |  | 734.7882 | 0 | 41.6667 | 0 | 0 | 693.1215 | 219.055 |  | kWh | 0.38807 | -1.3318 | Residential |  | Winter Only | [5 empty] | 15 | 0.67 |  |  |  | 1 | 4 | 0 | 0 | 0 | 0 | 0 | 0 | 0 | 0 | 0 | 0 | 2009 Qtr 1: 0; 2009 Qtr 2: 0; 2009 Qtr 3: 0; 2009 Qtr 4: 4; 2010 Qtr 1: 0; 2010 Qtr 2: 0; 2010 Qtr 3: 0; 2010 Qtr 4: 0; 2011 Qtr 1: 0; 2011 Qtr 2: 0; 2011 Qtr 3: 0; 2011 Qtr 4: 0 | 4
0 | 253009-Residential AC SEER 15 Early Ret. CZ 6, 7 or 8 |  | System | Residential | 26-SFM-ResidentialSingleFamily-SP_COOL | 0 |  |  |  |  | 734.7882 | 0 | 41.6667 | 0 | 0 | 693.1215 | 219.055 |  | kWh | 0.38807 | -1.3318 | Residential |  | Winter Only | [5 empty] | 15 | 0.67 |  |  |  | 1 | 3 | 0 | 0 | 0 | 0 | 0 | 0 | 0 | 0 | 0 | 0 | 2009 Qtr 1: 0; 2009 Qtr 2: 0; 2009 Qtr 3: 0; 2009 Qtr 4: 3; 2010 Qtr 1: 0; 2010 Qtr 2: 0; 2010 Qtr 3: 0; 2010 Qtr 4: 0; 2011 Qtr 1: 0; 2011 Qtr 2: 0; 2011 Qtr 3: 0; 2011 Qtr 4: 0 | 3
0 | 253007-Residential AC SEER 14 Early Ret. CZ 6, 7 or 8 |  | System | Residential | 26-SFM-ResidentialSingleFamily-SP_COOL | 0 |  |  |  |  | 642.1695 | 0 | 34.7222 | 0 | 0 | 607.4473 | 184.853 |  | kWh | 0.37116 | 0.59287 | Residential |  | Winter Only | [5 empty] | 15 | 0.67 |  |  |  | 1 | 3 | 0 | 0 | 0 | 0 | 0 | 0 | 0 | 0 | 0 | 0 | 2009 Qtr 1: 0; 2009 Qtr 2: 0; 2009 Qtr 3: 0; 2009 Qtr 4: 3; 2010 Qtr 1: 0; 2010 Qtr 2: 0; 2010 Qtr 3: 0; 2010 Qtr 4: 0; 2011 Qtr 1: 0; 2011 Qtr 2: 0; 2011 Qtr 3: 0; 2011 Qtr 4: 0 | 3
0 | 253005-Residential AC SEER 13 Early Ret. CZ 6, 7 or 8 |  | System | Residential | 26-SFM-ResidentialSingleFamily-SP_COOL | 0 |  |  |  |  | 549.5508 | 0 | 30 | 0 | 0 | 519.5508 | 169.092 |  | kWh | 0.32706 | 0.20484 | Residential |  | Winter Only | [5 empty] | 15 | 0.67 |  |  |  | 1 | 5 | 0 | 0 | 0 | 0 | 0 | 0 | 0 | 0 | 0 | 0 | 2009 Qtr 1: 0; 2009 Qtr 2: 0; 2009 Qtr 3: 0; 2009 Qtr 4: 5; 2010 Qtr 1: 0; 2010 Qtr 2: 0; 2010 Qtr 3: 0; 2010 Qtr 4: 0; 2011 Qtr 1: 0; 2011 Qtr 2: 0; 2011 Qtr 3: 0; 2011 Qtr 4: 0 | 5
0 | 253005-Residential AC SEER 13 Early Ret. CZ 6, 7 or 8 |  | System | Residential | 26-SFM-ResidentialSingleFamily-SP_COOL | 0 |  |  |  |  | 549.5508 | 0 | 30 | 0 | 0 | 519.5508 | 169.092 |  | kWh | 0.32706 | 0.20484 | Residential |  | Winter Only | [5 empty] | 15 | 0.67 |  |  |  | 1 | 5 | 0 | 0 | 0 | 0 | 0 | 0 | 0 | 0 | 0 | 0 | 2009 Qtr 1: 0; 2009 Qtr 2: 0; 2009 Qtr 3: 0; 2009 Qtr 4: 5; 2010 Qtr 1: 0; 2010 Qtr 2: 0; 2010 Qtr 3: 0; 2010 Qtr 4: 0; 2011 Qtr 1: 0; 2011 Qtr 2: 0; 2011 Qtr 3: 0; 2011 Qtr 4: 0 | 5
0 | 253007-Residential AC SEER 14 Early Ret. CZ 6, 7 or 8 |  | System | Residential | 26-SFM-ResidentialSingleFamily-SP_COOL | 0 |  |  |  |  | 642.1695 | 0 | 34.7222 | 0 | 0 | 607.4473 | 184.853 |  | kWh | 0.37116 | 0.59287 | Residential |  | Winter Only | [5 empty] | 15 | 0.67 |  |  |  | 1 | 3 | 0 | 0 | 0 | 0 | 0 | 0 | 0 | 0 | 0 | 0 | 2009 Qtr 1: 0; 2009 Qtr 2: 0; 2009 Qtr 3: 0; 2009 Qtr 4: 3; 2010 Qtr 1: 0; 2010 Qtr 2: 0; 2010 Qtr 3: 0; 2010 Qtr 4: 0; 2011 Qtr 1: 0; 2011 Qtr 2: 0; 2011 Qtr 3: 0; 2011 Qtr 4: 0 | 3
0 | 253007-Residential AC SEER 14 Early Ret. CZ 6, 7 or 8 |  | System | Residential | 26-SFM-ResidentialSingleFamily-SP_COOL | 0 |  |  |  |  | 642.1695 | 0 | 43.4028 | 0 | 0 | 598.7667 | 184.853 |  | kWh | 0.37116 | 0.59287 | Residential |  | Winter Only | [5 empty] | 15 | 0.67 |  |  |  | 1 | 2 | 0 | 0 | 0 | 0 | 0 | 0 | 0 | 0 | 0 | 0 | 2009 Qtr 1: 0; 2009 Qtr 2: 0; 2009 Qtr 3: 0; 2009 Qtr 4: 2; 2010 Qtr 1: 0; 2010 Qtr 2: 0; 2010 Qtr 3: 0; 2010 Qtr 4: 0; 2011 Qtr 1: 0; 2011 Qtr 2: 0; 2011 Qtr 3: 0; 2011 Qtr 4: 0 | 2
0 | 253005-Residential AC SEER 13 Early Ret. CZ 6, 7 or 8 |  | System | Residential | 26-SFM-ResidentialSingleFamily-SP_COOL | 0 |  |  |  |  | 549.5508 | 0 | 30 | 0 | 0 | 519.5508 | 169.092 |  | kWh | 0.32706 | 0.20484 | Residential |  | Winter Only | [5 empty] | 15 | 0.67 |  |  |  | 1 | 5 | 0 | 0 | 0 | 0 | 0 | 0 | 0 | 0 | 0 | 0 | 2009 Qtr 1: 0; 2009 Qtr 2: 0; 2009 Qtr 3: 0; 2009 Qtr 4: 5; 2010 Qtr 1: 0; 2010 Qtr 2: 0; 2010 Qtr 3: 0; 2010 Qtr 4: 0; 2011 Qtr 1: 0; 2011 Qtr 2: 0; 2011 Qtr 3: 0; 2011 Qtr 4: 0 | 5
0 | 253005-Residential AC SEER 13 Early Ret. CZ 6, 7 or 8 |  | System | Residential | 26-SFM-ResidentialSingleFamily-SP_COOL | 0 |  |  |  |  | 549.5508 | 0 | 30 | 0 | 0 | 519.5508 | 169.092 |  | kWh | 0.32706 | 0.20484 | Residential |  | Winter Only | [5 empty] | 15 | 0.67 |  |  |  | 1 | 5 | 0 | 0 | 0 | 0 | 0 | 0 | 0 | 0 | 0 | 0 | 2009 Qtr 1: 0; 2009 Qtr 2: 0; 2009 Qtr 3: 0; 2009 Qtr 4: 5; 2010 Qtr 1: 0; 2010 Qtr 2: 0; 2010 Qtr 3: 0; 2010 Qtr 4: 0; 2011 Qtr 1: 0; 2011 Qtr 2: 0; 2011 Qtr 3: 0; 2011 Qtr 4: 0 | 5
0 | 253007-Residential AC SEER 14 Early Ret. CZ 6, 7 or 8 |  | System | Residential | 26-SFM-ResidentialSingleFamily-SP_COOL | 0 |  |  |  |  | 642.1695 | 0 | 34.7222 | 0 | 0 | 607.4473 | 184.853 |  | kWh | 0.37116 | 0.59287 | Residential |  | Winter Only | [5 empty] | 15 | 0.67 |  |  |  | 1 | 3 | 0 | 0 | 0 | 0 | 0 | 0 | 0 | 0 | 0 | 0 | 2009 Qtr 1: 0; 2009 Qtr 2: 0; 2009 Qtr 3: 0; 2009 Qtr 4: 3; 2010 Qtr 1: 0; 2010 Qtr 2: 0; 2010 Qtr 3: 0; 2010 Qtr 4: 0; 2011 Qtr 1: 0; 2011 Qtr 2: 0; 2011 Qtr 3: 0; 2011 Qtr 4: 0 | 3
0 | 253005-Residential AC SEER 13 Early Ret. CZ 6, 7 or 8 |  | System | Residential | 26-SFM-ResidentialSingleFamily-SP_COOL | 0 |  |  |  |  | 549.5508 | 0 | 30 | 0 | 0 | 519.5508 | 169.092 |  | kWh | 0.32706 | 0.20484 | Residential |  | Winter Only | [5 empty] | 15 | 0.67 |  |  |  | 1 | 5 | 0 | 0 | 0 | 0 | 0 | 0 | 0 | 0 | 0 | 0 | 2009 Qtr 1: 0; 2009 Qtr 2: 0; 2009 Qtr 3: 0; 2009 Qtr 4: 5; 2010 Qtr 1: 0; 2010 Qtr 2: 0; 2010 Qtr 3: 0; 2010 Qtr 4: 0; 2011 Qtr 1: 0; 2011 Qtr 2: 0; 2011 Qtr 3: 0; 2011 Qtr 4: 0 | 5
0 | 253005-Residential AC SEER 13 Early Ret. CZ 6, 7 or 8 |  | System | Residential | 26-SFM-ResidentialSingleFamily-SP_COOL | 0 |  |  |  |  | 549.5508 | 0 | 30 | 0 | 0 | 519.5508 | 169.092 |  | kWh | 0.32706 | 0.20484 | Residential |  | Winter Only | [5 empty] | 15 | 0.67 |  |  |  | 1 | 5 | 0 | 0 | 0 | 0 | 0 | 0 | 0 | 0 | 0 | 0 | 2009 Qtr 1: 0; 2009 Qtr 2: 0; 2009 Qtr 3: 0; 2009 Qtr 4: 5; 2010 Qtr 1: 0; 2010 Qtr 2: 0; 2010 Qtr 3: 0; 2010 Qtr 4: 0; 2011 Qtr 1: 0; 2011 Qtr 2: 0; 2011 Qtr 3: 0; 2011 Qtr 4: 0 | 5
0 | 253006-Residential AC SEER 13 Early Ret. CZ 10, 14, or 15 |  | System | Residential | 26-SFM-ResidentialSingleFamily-SP_COOL | 0 |  |  |  |  | 549.5508 | 0 | 85 | 0 | 0 | 464.5508 | 291.643 |  | kWh | 0.32916 | 0.11379 | Residential |  | Winter Only | [5 empty] | 15 | 0.67 |  |  |  | 1 | 5 | 0 | 0 | 0 | 0 | 0 | 0 | 0 | 0 | 0 | 0 | 2009 Qtr 1: 0; 2009 Qtr 2: 0; 2009 Qtr 3: 0; 2009 Qtr 4: 5; 2010 Qtr 1: 0; 2010 Qtr 2: 0; 2010 Qtr 3: 0; 2010 Qtr 4: 0; 2011 Qtr 1: 0; 2011 Qtr 2: 0; 2011 Qtr 3: 0; 2011 Qtr 4: 0 | 5
0 | 253007-Residential AC SEER 14 Early Ret. CZ 6, 7 or 8 |  | System | Residential | 26-SFM-ResidentialSingleFamily-SP_COOL | 0 |  |  |  |  | 642.1695 | 0 | 34.7222 | 0 | 0 | 607.4473 | 184.853 |  | kWh | 0.37116 | 0.59287 | Residential |  | Winter Only | [5 empty] | 15 | 0.67 |  |  |  | 1 | 3 | 0 | 0 | 0 | 0 | 0 | 0 | 0 | 0 | 0 | 0 | 2009 Qtr 1: 0; 2009 Qtr 2: 0; 2009 Qtr 3: 0; 2009 Qtr 4: 3; 2010 Qtr 1: 0; 2010 Qtr 2: 0; 2010 Qtr 3: 0; 2010 Qtr 4: 0; 2011 Qtr 1: 0; 2011 Qtr 2: 0; 2011 Qtr 3: 0; 2011 Qtr 4: 0 | 3
0 | 253005-Residential AC SEER 13 Early Ret. CZ 6, 7 or 8 |  | System | Residential | 26-SFM-ResidentialSingleFamily-SP_COOL | 0 |  |  |  |  | 549.5508 | 0 | 30 | 0 | 0 | 519.5508 | 169.092 |  | kWh | 0.32706 | 0.20484 | Residential |  | Winter Only | [5 empty] | 15 | 0.67 |  |  |  | 1 | 5 | 0 | 0 | 0 | 0 | 0 | 0 | 0 | 0 | 0 | 0 | 2009 Qtr 1: 0; 2009 Qtr 2: 0; 2009 Qtr 3: 0; 2009 Qtr 4: 5; 2010 Qtr 1: 0; 2010 Qtr 2: 0; 2010 Qtr 3: 0; 2010 Qtr 4: 0; 2011 Qtr 1: 0; 2011 Qtr 2: 0; 2011 Qtr 3: 0; 2011 Qtr 4: 0 | 5
0 | 253007-Residential AC SEER 14 Early Ret. CZ 6, 7 or 8 |  | System | Residential | 26-SFM-ResidentialSingleFamily-SP_COOL | 0 |  |  |  |  | 642.1695 | 0 | 34.7222 | 0 | 0 | 607.4473 | 184.853 |  | kWh | 0.37116 | 0.59287 | Residential |  | Winter Only | [5 empty] | 15 | 0.67 |  |  |  | 1 | 3 | 0 | 0 | 0 | 0 | 0 | 0 | 0 | 0 | 0 | 0 | 2009 Qtr 1: 0; 2009 Qtr 2: 0; 2009 Qtr 3: 0; 2009 Qtr 4: 3; 2010 Qtr 1: 0; 2010 Qtr 2: 0; 2010 Qtr 3: 0; 2010 Qtr 4: 0; 2011 Qtr 1: 0; 2011 Qtr 2: 0; 2011 Qtr 3: 0; 2011 Qtr 4: 0 | 3
0 | 253007-Residential AC SEER 14 Early Ret. CZ 6, 7 or 8 |  | System | Residential | 26-SFM-ResidentialSingleFamily-SP_COOL | 0 |  |  |  |  | 642.1695 | 0 | 34.7222 | 0 | 0 | 607.4473 | 184.853 |  | kWh | 0.37116 | 0.59287 | Residential |  | Winter Only | [5 empty] | 15 | 0.67 |  |  |  | 1 | 3 | 0 | 0 | 0 | 0 | 0 | 0 | 0 | 0 | 0 | 0 | 2009 Qtr 1: 0; 2009 Qtr 2: 0; 2009 Qtr 3: 0; 2009 Qtr 4: 3; 2010 Qtr 1: 0; 2010 Qtr 2: 0; 2010 Qtr 3: 0; 2010 Qtr 4: 0; 2011 Qtr 1: 0; 2011 Qtr 2: 0; 2011 Qtr 3: 0; 2011 Qtr 4: 0 | 3
0 | 253007-Residential AC SEER 14 Early Ret. CZ 6, 7 or 8 |  | System | Residential | 26-SFM-ResidentialSingleFamily-SP_COOL | 0 |  |  |  |  | 642.1695 | 0 | 34.7222 | 0 | 0 | 607.4473 | 184.853 |  | kWh | 0.37116 | 0.59287 | Residential |  | Winter Only | [5 empty] | 15 | 0.67 |  |  |  | 1 | 3 | 0 | 0 | 0 | 0 | 0 | 0 | 0 | 0 | 0 | 0 | 2009 Qtr 1: 0; 2009 Qtr 2: 0; 2009 Qtr 3: 0; 2009 Qtr 4: 3; 2010 Qtr 1: 0; 2010 Qtr 2: 0; 2010 Qtr 3: 0; 2010 Qtr 4: 0; 2011 Qtr 1: 0; 2011 Qtr 2: 0; 2011 Qtr 3: 0; 2011 Qtr 4: 0 | 3
0 | 253007-Residential AC SEER 14 Early Ret. CZ 6, 7 or 8 |  | System | Residential | 26-SFM-ResidentialSingleFamily-SP_COOL | 0 |  |  |  |  | 642.1695 | 0 | 34.7222 | 0 | 0 | 607.4473 | 184.853 |  | kWh | 0.37116 | 0.59287 | Residential |  | Winter Only | [5 empty] | 15 | 0.67 |  |  |  | 1 | 3 | 0 | 0 | 0 | 0 | 0 | 0 | 0 | 0 | 0 | 0 | 2009 Qtr 1: 0; 2009 Qtr 2: 0; 2009 Qtr 3: 0; 2009 Qtr 4: 3; 2010 Qtr 1: 0; 2010 Qtr 2: 0; 2010 Qtr 3: 0; 2010 Qtr 4: 0; 2011 Qtr 1: 0; 2011 Qtr 2: 0; 2011 Qtr 3: 0; 2011 Qtr 4: 0 | 3
0 | 253005-Residential AC SEER 13 Early Ret. CZ 6, 7 or 8 |  | System | Residential | 26-SFM-ResidentialSingleFamily-SP_COOL | 0 |  |  |  |  | 549.5508 | 0 | 30 | 0 | 0 | 519.5508 | 169.092 |  | kWh | 0.32706 | 0.20484 | Residential |  | Winter Only | [5 empty] | 15 | 0.67 |  |  |  | 1 | 5 | 0 | 0 | 0 | 0 | 0 | 0 | 0 | 0 | 0 | 0 | 2009 Qtr 1: 0; 2009 Qtr 2: 0; 2009 Qtr 3: 0; 2009 Qtr 4: 5; 2010 Qtr 1: 0; 2010 Qtr 2: 0; 2010 Qtr 3: 0; 2010 Qtr 4: 0; 2011 Qtr 1: 0; 2011 Qtr 2: 0; 2011 Qtr 3: 0; 2011 Qtr 4: 0 | 5
0 | 253005-Residential AC SEER 13 Early Ret. CZ 6, 7 or 8 |  | System | Residential | 26-SFM-ResidentialSingleFamily-SP_COOL | 0 |  |  |  |  | 549.5508 | 0 | 30 | 0 | 0 | 519.5508 | 169.092 |  | kWh | 0.32706 | 0.20484 | Residential |  | Winter Only | [5 empty] | 15 | 0.67 |  |  |  | 1 | 5 | 0 | 0 | 0 | 0 | 0 | 0 | 0 | 0 | 0 | 0 | 2009 Qtr 1: 0; 2009 Qtr 2: 0; 2009 Qtr 3: 0; 2009 Qtr 4: 5; 2010 Qtr 1: 0; 2010 Qtr 2: 0; 2010 Qtr 3: 0; 2010 Qtr 4: 0; 2011 Qtr 1: 0; 2011 Qtr 2: 0; 2011 Qtr 3: 0; 2011 Qtr 4: 0 | 5
0 | 253007-Residential AC SEER 14 Early Ret. CZ 6, 7 or 8 |  | System | Residential | 26-SFM-ResidentialSingleFamily-SP_COOL | 0 |  |  |  |  | 642.1695 | 0 | 34.7222 | 0 | 0 | 607.4473 | 184.853 |  | kWh | 0.37116 | 0.59287 | Residential |  | Winter Only | [5 empty] | 15 | 0.67 |  |  |  | 1 | 3 | 0 | 0 | 0 | 0 | 0 | 0 | 0 | 0 | 0 | 0 | 2009 Qtr 1: 0; 2009 Qtr 2: 0; 2009 Qtr 3: 0; 2009 Qtr 4: 3; 2010 Qtr 1: 0; 2010 Qtr 2: 0; 2010 Qtr 3: 0; 2010 Qtr 4: 0; 2011 Qtr 1: 0; 2011 Qtr 2: 0; 2011 Qtr 3: 0; 2011 Qtr 4: 0 | 3
0 | 253008-Residential AC SEER 14 Early Ret. CZ 10, 14, or 15 |  | System | Residential | 26-SFM-ResidentialSingleFamily-SP_COOL | 0 |  |  |  |  | 642.1695 | 0 | 110 | 0 | 0 | 532.1695 | 322.849 |  | kWh | 0.37218 | 0.40228 | Residential |  | Winter Only | [5 empty] | 15 | 0.67 |  |  |  | 1 | 3 | 0 | 0 | 0 | 0 | 0 | 0 | 0 | 0 | 0 | 0 | 2009 Qtr 1: 0; 2009 Qtr 2: 0; 2009 Qtr 3: 0; 2009 Qtr 4: 3; 2010 Qtr 1: 0; 2010 Qtr 2: 0; 2010 Qtr 3: 0; 2010 Qtr 4: 0; 2011 Qtr 1: 0; 2011 Qtr 2: 0; 2011 Qtr 3: 0; 2011 Qtr 4: 0 | 3
0 | 253008-Residential AC SEER 14 Early Ret. CZ 10, 14, or 15 |  | System | Residential | 26-SFM-ResidentialSingleFamily-SP_COOL | 0 |  |  |  |  | 642.1695 | 0 | 110 | 0 | 0 | 532.1695 | 322.849 |  | kWh | 0.37218 | 0.40228 | Residential |  | Winter Only | [5 empty] | 15 | 0.67 |  |  |  | 1 | 4 | 0 | 0 | 0 | 0 | 0 | 0 | 0 | 0 | 0 | 0 | 2009 Qtr 1: 0; 2009 Qtr 2: 0; 2009 Qtr 3: 0; 2009 Qtr 4: 4; 2010 Qtr 1: 0; 2010 Qtr 2: 0; 2010 Qtr 3: 0; 2010 Qtr 4: 0; 2011 Qtr 1: 0; 2011 Qtr 2: 0; 2011 Qtr 3: 0; 2011 Qtr 4: 0 | 4
0 | 253007-Residential AC SEER 14 Early Ret. CZ 6, 7 or 8 |  | System | Residential | 26-SFM-ResidentialSingleFamily-SP_COOL | 0 |  |  |  |  | 642.1695 | 0 | 34.7222 | 0 | 0 | 607.4473 | 184.853 |  | kWh | 0.37116 | 0.59287 | Residential |  | Winter Only | [5 empty] | 15 | 0.67 |  |  |  | 1 | 4 | 0 | 0 | 0 | 0 | 0 | 0 | 0 | 0 | 0 | 0 | 2009 Qtr 1: 0; 2009 Qtr 2: 0; 2009 Qtr 3: 0; 2009 Qtr 4: 4; 2010 Qtr 1: 0; 2010 Qtr 2: 0; 2010 Qtr 3: 0; 2010 Qtr 4: 0; 2011 Qtr 1: 0; 2011 Qtr 2: 0; 2011 Qtr 3: 0; 2011 Qtr 4: 0 | 4
0 | 253008-Residential AC SEER 14 Early Ret. CZ 10, 14, or 15 |  | System | Residential | 26-SFM-ResidentialSingleFamily-SP_COOL | 0 |  |  |  |  | 642.1695 | 0 | 110 | 0 | 0 | 532.1695 | 322.849 |  | kWh | 0.37218 | 0.40228 | Residential |  | Winter Only | [5 empty] | 15 | 0.67 |  |  |  | 1 | 3 | 0 | 0 | 0 | 0 | 0 | 0 | 0 | 0 | 0 | 0 | 2009 Qtr 1: 0; 2009 Qtr 2: 0; 2009 Qtr 3: 0; 2009 Qtr 4: 3; 2010 Qtr 1: 0; 2010 Qtr 2: 0; 2010 Qtr 3: 0; 2010 Qtr 4: 0; 2011 Qtr 1: 0; 2011 Qtr 2: 0; 2011 Qtr 3: 0; 2011 Qtr 4: 0 | 3
0 | 253008-Residential AC SEER 14 Early Ret. CZ 10, 14, or 15 |  | System | Residential | 26-SFM-ResidentialSingleFamily-SP_COOL | 0 |  |  |  |  | 642.1695 | 0 | 110 | 0 | 0 | 532.1695 | 322.849 |  | kWh | 0.37218 | 0.40228 | Residential |  | Winter Only | [5 empty] | 15 | 0.67 |  |  |  | 1 | 5 | 0 | 0 | 0 | 0 | 0 | 0 | 0 | 0 | 0 | 0 | 2009 Qtr 1: 0; 2009 Qtr 2: 0; 2009 Qtr 3: 0; 2009 Qtr 4: 5; 2010 Qtr 1: 0; 2010 Qtr 2: 0; 2010 Qtr 3: 0; 2010 Qtr 4: 0; 2011 Qtr 1: 0; 2011 Qtr 2: 0; 2011 Qtr 3: 0; 2011 Qtr 4: 0 | 5
0 | 253008-Residential AC SEER 14 Early Ret. CZ 10, 14, or 15 |  | System | Residential | 26-SFM-ResidentialSingleFamily-SP_COOL | 0 |  |  |  |  | 642.1695 | 0 | 110 | 0 | 0 | 532.1695 | 322.849 |  | kWh | 0.37218 | 0.40228 | Residential |  | Winter Only | [5 empty] | 15 | 0.67 |  |  |  | 1 | 4 | 0 | 0 | 0 | 0 | 0 | 0 | 0 | 0 | 0 | 0 | 2009 Qtr 1: 0; 2009 Qtr 2: 0; 2009 Qtr 3: 0; 2009 Qtr 4: 4; 2010 Qtr 1: 0; 2010 Qtr 2: 0; 2010 Qtr 3: 0; 2010 Qtr 4: 0; 2011 Qtr 1: 0; 2011 Qtr 2: 0; 2011 Qtr 3: 0; 2011 Qtr 4: 0 | 4
0 | 253008-Residential AC SEER 14 Early Ret. CZ 10, 14, or 15 |  | System | Residential | 26-SFM-ResidentialSingleFamily-SP_COOL | 0 |  |  |  |  | 642.1695 | 0 | 110 | 0 | 0 | 532.1695 | 322.849 |  | kWh | 0.37218 | 0.40228 | Residential |  | Winter Only | [5 empty] | 15 | 0.67 |  |  |  | 1 | 2 | 0 | 0 | 0 | 0 | 0 | 0 | 0 | 0 | 0 | 0 | 2009 Qtr 1: 0; 2009 Qtr 2: 0; 2009 Qtr 3: 0; 2009 Qtr 4: 2; 2010 Qtr 1: 0; 2010 Qtr 2: 0; 2010 Qtr 3: 0; 2010 Qtr 4: 0; 2011 Qtr 1: 0; 2011 Qtr 2: 0; 2011 Qtr 3: 0; 2011 Qtr 4: 0 | 2
0 | 253008-Residential AC SEER 14 Early Ret. CZ 10, 14, or 15 |  | System | Residential | 26-SFM-ResidentialSingleFamily-SP_COOL | 0 |  |  |  |  | 642.1695 | 0 | 110 | 0 | 0 | 532.1695 | 322.849 |  | kWh | 0.37218 | 0.40228 | Residential |  | Winter Only | [5 empty] | 15 | 0.67 |  |  |  | 1 | 4 | 0 | 0 | 0 | 0 | 0 | 0 | 0 | 0 | 0 | 0 | 2009 Qtr 1: 0; 2009 Qtr 2: 0; 2009 Qtr 3: 0; 2009 Qtr 4: 4; 2010 Qtr 1: 0; 2010 Qtr 2: 0; 2010 Qtr 3: 0; 2010 Qtr 4: 0; 2011 Qtr 1: 0; 2011 Qtr 2: 0; 2011 Qtr 3: 0; 2011 Qtr 4: 0 | 4
0 | 253008-Residential AC SEER 14 Early Ret. CZ 10, 14, or 15 |  | System | Residential | 26-SFM-ResidentialSingleFamily-SP_COOL | 0 |  |  |  |  | 642.1695 | 0 | 110 | 0 | 0 | 532.1695 | 322.849 |  | kWh | 0.37218 | 0.40228 | Residential |  | Winter Only | [5 empty] | 15 | 0.67 |  |  |  | 1 | 3 | 0 | 0 | 0 | 0 | 0 | 0 | 0 | 0 | 0 | 0 | 2009 Qtr 1: 0; 2009 Qtr 2: 0; 2009 Qtr 3: 0; 2009 Qtr 4: 3; 2010 Qtr 1: 0; 2010 Qtr 2: 0; 2010 Qtr 3: 0; 2010 Qtr 4: 0; 2011 Qtr 1: 0; 2011 Qtr 2: 0; 2011 Qtr 3: 0; 2011 Qtr 4: 0 | 3
0 | 253007-Residential AC SEER 14 Early Ret. CZ 6, 7 or 8 |  | System | Residential | 26-SFM-ResidentialSingleFamily-SP_COOL | 0 |  |  |  |  | 642.1695 | 0 | 43.4028 | 0 | 0 | 598.7667 | 184.853 |  | kWh | 0.37116 | 0.59287 | Residential |  | Winter Only | [5 empty] | 15 | 0.67 |  |  |  | 1 | 2 | 0 | 0 | 0 | 0 | 0 | 0 | 0 | 0 | 0 | 0 | 2009 Qtr 1: 0; 2009 Qtr 2: 0; 2009 Qtr 3: 0; 2009 Qtr 4: 2; 2010 Qtr 1: 0; 2010 Qtr 2: 0; 2010 Qtr 3: 0; 2010 Qtr 4: 0; 2011 Qtr 1: 0; 2011 Qtr 2: 0; 2011 Qtr 3: 0; 2011 Qtr 4: 0 | 2
0 | 253007-Residential AC SEER 14 Early Ret. CZ 6, 7 or 8 |  | System | Residential | 26-SFM-ResidentialSingleFamily-SP_COOL | 0 |  |  |  |  | 642.1695 | 0 | 34.7222 | 0 | 0 | 607.4473 | 184.853 |  | kWh | 0.37116 | 0.59287 | Residential |  | Winter Only | [5 empty] | 15 | 0.67 |  |  |  | 1 | 2 | 0 | 0 | 0 | 0 | 0 | 0 | 0 | 0 | 0 | 0 | 2009 Qtr 1: 0; 2009 Qtr 2: 0; 2009 Qtr 3: 0; 2009 Qtr 4: 2; 2010 Qtr 1: 0; 2010 Qtr 2: 0; 2010 Qtr 3: 0; 2010 Qtr 4: 0; 2011 Qtr 1: 0; 2011 Qtr 2: 0; 2011 Qtr 3: 0; 2011 Qtr 4: 0 | 2
0 | 253007-Residential AC SEER 14 Early Ret. CZ 6, 7 or 8 |  | System | Residential | 26-SFM-ResidentialSingleFamily-SP_COOL | 0 |  |  |  |  | 642.1695 | 0 | 34.7222 | 0 | 0 | 607.4473 | 184.853 |  | kWh | 0.37116 | 0.59287 | Residential |  | Winter Only | [5 empty] | 15 | 0.67 |  |  |  | 1 | 3 | 0 | 0 | 0 | 0 | 0 | 0 | 0 | 0 | 0 | 0 | 2009 Qtr 1: 0; 2009 Qtr 2: 0; 2009 Qtr 3: 0; 2009 Qtr 4: 3; 2010 Qtr 1: 0; 2010 Qtr 2: 0; 2010 Qtr 3: 0; 2010 Qtr 4: 0; 2011 Qtr 1: 0; 2011 Qtr 2: 0; 2011 Qtr 3: 0; 2011 Qtr 4: 0 | 3
0 | 253008-Residential AC SEER 14 Early Ret. CZ 10, 14, or 15 |  | System | Residential | 26-SFM-ResidentialSingleFamily-SP_COOL | 0 |  |  |  |  | 642.1695 | 0 | 110 | 0 | 0 | 532.1695 | 322.849 |  | kWh | 0.37218 | 0.40228 | Residential |  | Winter Only | [5 empty] | 15 | 0.67 |  |  |  | 1 | 5 | 0 | 0 | 0 | 0 | 0 | 0 | 0 | 0 | 0 | 0 | 2009 Qtr 1: 0; 2009 Qtr 2: 0; 2009 Qtr 3: 0; 2009 Qtr 4: 5; 2010 Qtr 1: 0; 2010 Qtr 2: 0; 2010 Qtr 3: 0; 2010 Qtr 4: 0; 2011 Qtr 1: 0; 2011 Qtr 2: 0; 2011 Qtr 3: 0; 2011 Qtr 4: 0 | 5
0 | 253007-Residential AC SEER 14 Early Ret. CZ 6, 7 or 8 |  | System | Residential | 26-SFM-ResidentialSingleFamily-SP_COOL | 0 |  |  |  |  | 642.1695 | 0 | 34.7222 | 0 | 0 | 607.4473 | 184.853 |  | kWh | 0.37116 | 0.59287 | Residential |  | Winter Only | [5 empty] | 15 | 0.67 |  |  |  | 1 | 5 | 0 | 0 | 0 | 0 | 0 | 0 | 0 | 0 | 0 | 0 | 2009 Qtr 1: 0; 2009 Qtr 2: 0; 2009 Qtr 3: 0; 2009 Qtr 4: 5; 2010 Qtr 1: 0; 2010 Qtr 2: 0; 2010 Qtr 3: 0; 2010 Qtr 4: 0; 2011 Qtr 1: 0; 2011 Qtr 2: 0; 2011 Qtr 3: 0; 2011 Qtr 4: 0 | 5
0 | 253008-Residential AC SEER 14 Early Ret. CZ 10, 14, or 15 |  | System | Residential | 26-SFM-ResidentialSingleFamily-SP_COOL | 0 |  |  |  |  | 642.1695 | 0 | 110 | 0 | 0 | 532.1695 | 322.849 |  | kWh | 0.37218 | 0.40228 | Residential |  | Winter Only | [5 empty] | 15 | 0.67 |  |  |  | 1 | 4 | 0 | 0 | 0 | 0 | 0 | 0 | 0 | 0 | 0 | 0 | 2009 Qtr 1: 0; 2009 Qtr 2: 0; 2009 Qtr 3: 0; 2009 Qtr 4: 4; 2010 Qtr 1: 0; 2010 Qtr 2: 0; 2010 Qtr 3: 0; 2010 Qtr 4: 0; 2011 Qtr 1: 0; 2011 Qtr 2: 0; 2011 Qtr 3: 0; 2011 Qtr 4: 0 | 4
0 | 253010-Residential AC SEER 15 Early Ret. CZ 10, 14, or 15 |  | System | Residential | 26-SFM-ResidentialSingleFamily-SP_COOL | 0 |  |  |  |  | 732.6948 | 0 | 151.6667 | 0 | 0 | 581.0281 | 372.762 |  | kWh | 0.39428 | -1.1019 | Residential |  | Winter Only | [5 empty] | 15 | 0.67 |  |  |  | 1 | 3 | 0 | 0 | 0 | 0 | 0 | 0 | 0 | 0 | 0 | 0 | 2009 Qtr 1: 0; 2009 Qtr 2: 0; 2009 Qtr 3: 0; 2009 Qtr 4: 3; 2010 Qtr 1: 0; 2010 Qtr 2: 0; 2010 Qtr 3: 0; 2010 Qtr 4: 0; 2011 Qtr 1: 0; 2011 Qtr 2: 0; 2011 Qtr 3: 0; 2011 Qtr 4: 0 | 3
0 | 253008-Residential AC SEER 14 Early Ret. CZ 10, 14, or 15 |  | System | Residential | 26-SFM-ResidentialSingleFamily-SP_COOL | 0 |  |  |  |  | 642.1695 | 0 | 110 | 0 | 0 | 532.1695 | 322.849 |  | kWh | 0.37218 | 0.40228 | Residential |  | Winter Only | [5 empty] | 15 | 0.67 |  |  |  | 1 | 3 | 0 | 0 | 0 | 0 | 0 | 0 | 0 | 0 | 0 | 0 | 2009 Qtr 1: 0; 2009 Qtr 2: 0; 2009 Qtr 3: 0; 2009 Qtr 4: 3; 2010 Qtr 1: 0; 2010 Qtr 2: 0; 2010 Qtr 3: 0; 2010 Qtr 4: 0; 2011 Qtr 1: 0; 2011 Qtr 2: 0; 2011 Qtr 3: 0; 2011 Qtr 4: 0 | 3
0 | 253007-Residential AC SEER 14 Early Ret. CZ 6, 7 or 8 |  | System | Residential | 26-SFM-ResidentialSingleFamily-SP_COOL | 0 |  |  |  |  | 642.1695 | 0 | 34.7222 | 0 | 0 | 607.4473 | 184.853 |  | kWh | 0.37116 | 0.59287 | Residential |  | Winter Only | [5 empty] | 15 | 0.67 |  |  |  | 1 | 3 | 0 | 0 | 0 | 0 | 0 | 0 | 0 | 0 | 0 | 0 | 2009 Qtr 1: 0; 2009 Qtr 2: 0; 2009 Qtr 3: 0; 2009 Qtr 4: 3; 2010 Qtr 1: 0; 2010 Qtr 2: 0; 2010 Qtr 3: 0; 2010 Qtr 4: 0; 2011 Qtr 1: 0; 2011 Qtr 2: 0; 2011 Qtr 3: 0; 2011 Qtr 4: 0 | 3
0 | 253008-Residential AC SEER 14 Early Ret. CZ 10, 14, or 15 |  | System | Residential | 26-SFM-ResidentialSingleFamily-SP_COOL | 0 |  |  |  |  | 642.1695 | 0 | 110 | 0 | 0 | 532.1695 | 322.849 |  | kWh | 0.37218 | 0.40228 | Residential |  | Winter Only | [5 empty] | 15 | 0.67 |  |  |  | 1 | 2 | 0 | 0 | 0 | 0 | 0 | 0 | 0 | 0 | 0 | 0 | 2009 Qtr 1: 0; 2009 Qtr 2: 0; 2009 Qtr 3: 0; 2009 Qtr 4: 2; 2010 Qtr 1: 0; 2010 Qtr 2: 0; 2010 Qtr 3: 0; 2010 Qtr 4: 0; 2011 Qtr 1: 0; 2011 Qtr 2: 0; 2011 Qtr 3: 0; 2011 Qtr 4: 0 | 2
0 | 253009-Residential AC SEER 15 Early Ret. CZ 6, 7 or 8 |  | System | Residential | 26-SFM-ResidentialSingleFamily-SP_COOL | 0 |  |  |  |  | 734.7882 | 0 | 41.6667 | 0 | 0 | 693.1215 | 219.055 |  | kWh | 0.38807 | -1.3318 | Residential |  | Winter Only | [5 empty] | 15 | 0.67 |  |  |  | 1 | 3 | 0 | 0 | 0 | 0 | 0 | 0 | 0 | 0 | 0 | 0 | 2009 Qtr 1: 0; 2009 Qtr 2: 0; 2009 Qtr 3: 0; 2009 Qtr 4: 3; 2010 Qtr 1: 0; 2010 Qtr 2: 0; 2010 Qtr 3: 0; 2010 Qtr 4: 0; 2011 Qtr 1: 0; 2011 Qtr 2: 0; 2011 Qtr 3: 0; 2011 Qtr 4: 0 | 3
0 | 253007-Residential AC SEER 14 Early Ret. CZ 6, 7 or 8 |  | System | Residential | 26-SFM-ResidentialSingleFamily-SP_COOL | 0 |  |  |  |  | 642.1695 | 0 | 34.7222 | 0 | 0 | 607.4473 | 184.853 |  | kWh | 0.37116 | 0.59287 | Residential |  | Winter Only | [5 empty] | 15 | 0.67 |  |  |  | 1 | 3 | 0 | 0 | 0 | 0 | 0 | 0 | 0 | 0 | 0 | 0 | 2009 Qtr 1: 0; 2009 Qtr 2: 0; 2009 Qtr 3: 0; 2009 Qtr 4: 3; 2010 Qtr 1: 0; 2010 Qtr 2: 0; 2010 Qtr 3: 0; 2010 Qtr 4: 0; 2011 Qtr 1: 0; 2011 Qtr 2: 0; 2011 Qtr 3: 0; 2011 Qtr 4: 0 | 3
0 | 253007-Residential AC SEER 14 Early Ret. CZ 6, 7 or 8 |  | System | Residential | 26-SFM-ResidentialSingleFamily-SP_COOL | 0 |  |  |  |  | 642.1695 | 0 | 34.7222 | 0 | 0 | 607.4473 | 184.853 |  | kWh | 0.37116 | 0.59287 | Residential |  | Winter Only | [5 empty] | 15 | 0.67 |  |  |  | 1 | 3 | 0 | 0 | 0 | 0 | 0 | 0 | 0 | 0 | 0 | 0 | 2009 Qtr 1: 0; 2009 Qtr 2: 0; 2009 Qtr 3: 0; 2009 Qtr 4: 3; 2010 Qtr 1: 0; 2010 Qtr 2: 0; 2010 Qtr 3: 0; 2010 Qtr 4: 0; 2011 Qtr 1: 0; 2011 Qtr 2: 0; 2011 Qtr 3: 0; 2011 Qtr 4: 0 | 3
0 | 253007-Residential AC SEER 14 Early Ret. CZ 6, 7 or 8 |  | System | Residential | 26-SFM-ResidentialSingleFamily-SP_COOL | 0 |  |  |  |  | 642.1695 | 0 | 34.7222 | 0 | 0 | 607.4473 | 184.853 |  | kWh | 0.37116 | 0.59287 | Residential |  | Winter Only | [5 empty] | 15 | 0.67 |  |  |  | 1 | 3 | 0 | 0 | 0 | 0 | 0 | 0 | 0 | 0 | 0 | 0 | 2009 Qtr 1: 0; 2009 Qtr 2: 0; 2009 Qtr 3: 0; 2009 Qtr 4: 3; 2010 Qtr 1: 0; 2010 Qtr 2: 0; 2010 Qtr 3: 0; 2010 Qtr 4: 0; 2011 Qtr 1: 0; 2011 Qtr 2: 0; 2011 Qtr 3: 0; 2011 Qtr 4: 0 | 3
0 | 253008-Residential AC SEER 14 Early Ret. CZ 10, 14, or 15 |  | System | Residential | 26-SFM-ResidentialSingleFamily-SP_COOL | 0 |  |  |  |  | 642.1695 | 0 | 110 | 0 | 0 | 532.1695 | 322.849 |  | kWh | 0.37218 | 0.40228 | Residential |  | Winter Only | [5 empty] | 15 | 0.67 |  |  |  | 1 | 4 | 0 | 0 | 0 | 0 | 0 | 0 | 0 | 0 | 0 | 0 | 2009 Qtr 1: 0; 2009 Qtr 2: 0; 2009 Qtr 3: 0; 2009 Qtr 4: 4; 2010 Qtr 1: 0; 2010 Qtr 2: 0; 2010 Qtr 3: 0; 2010 Qtr 4: 0; 2011 Qtr 1: 0; 2011 Qtr 2: 0; 2011 Qtr 3: 0; 2011 Qtr 4: 0 | 4
0 | 253007-Residential AC SEER 14 Early Ret. CZ 6, 7 or 8 |  | System | Residential | 26-SFM-ResidentialSingleFamily-SP_COOL | 0 |  |  |  |  | 642.1695 | 0 | 43.4028 | 0 | 0 | 598.7667 | 184.853 |  | kWh | 0.37116 | 0.59287 | Residential |  | Winter Only | [5 empty] | 15 | 0.67 |  |  |  | 1 | 2 | 0 | 0 | 0 | 0 | 0 | 0 | 0 | 0 | 0 | 0 | 2009 Qtr 1: 0; 2009 Qtr 2: 0; 2009 Qtr 3: 0; 2009 Qtr 4: 2; 2010 Qtr 1: 0; 2010 Qtr 2: 0; 2010 Qtr 3: 0; 2010 Qtr 4: 0; 2011 Qtr 1: 0; 2011 Qtr 2: 0; 2011 Qtr 3: 0; 2011 Qtr 4: 0 | 2
0 | 253004-Residential AC SEER 15 CZ 10, 14, or 15 |  | System | Residential | 26-SFM-ResidentialSingleFamily-SP_COOL | 0 |  |  |  |  | 185.2374 | 0 | 85.71 | 0 | 0 | 99.5274 | 372.762 |  | kWh | 0.39428 | -1.1019 | Residential |  | Winter Only | [5 empty] | 15 | 0.67 |  |  |  | 1 | 2 | 0 | 0 | 0 | 0 | 0 | 0 | 0 | 0 | 0 | 0 | 2009 Qtr 1: 0; 2009 Qtr 2: 0; 2009 Qtr 3: 0; 2009 Qtr 4: 2; 2010 Qtr 1: 0; 2010 Qtr 2: 0; 2010 Qtr 3: 0; 2010 Qtr 4: 0; 2011 Qtr 1: 0; 2011 Qtr 2: 0; 2011 Qtr 3: 0; 2011 Qtr 4: 0 | 2
0 | 253007-Residential AC SEER 14 Early Ret. CZ 6, 7 or 8 |  | System | Residential | 26-SFM-ResidentialSingleFamily-SP_COOL | 0 |  |  |  |  | 642.1695 | 0 | 40.5093 | 0 | 0 | 601.6602 | 184.853 |  | kWh | 0.37116 | 0.59287 | Residential |  | Winter Only | [5 empty] | 15 | 0.67 |  |  |  | 1 | 3 | 0 | 0 | 0 | 0 | 0 | 0 | 0 | 0 | 0 | 0 | 2009 Qtr 1: 0; 2009 Qtr 2: 0; 2009 Qtr 3: 0; 2009 Qtr 4: 3; 2010 Qtr 1: 0; 2010 Qtr 2: 0; 2010 Qtr 3: 0; 2010 Qtr 4: 0; 2011 Qtr 1: 0; 2011 Qtr 2: 0; 2011 Qtr 3: 0; 2011 Qtr 4: 0 | 3
0 | 253006-Residential AC SEER 13 Early Ret. CZ 10, 14, or 15 |  | System | Residential | 26-SFM-ResidentialSingleFamily-SP_COOL | 0 |  |  |  |  | 549.5508 | 0 | 85 | 0 | 0 | 464.5508 | 291.643 |  | kWh | 0.32916 | 0.11379 | Residential |  | Winter Only | [5 empty] | 15 | 0.67 |  |  |  | 1 | 4 | 0 | 0 | 0 | 0 | 0 | 0 | 0 | 0 | 0 | 0 | 2009 Qtr 1: 0; 2009 Qtr 2: 0; 2009 Qtr 3: 0; 2009 Qtr 4: 4; 2010 Qtr 1: 0; 2010 Qtr 2: 0; 2010 Qtr 3: 0; 2010 Qtr 4: 0; 2011 Qtr 1: 0; 2011 Qtr 2: 0; 2011 Qtr 3: 0; 2011 Qtr 4: 0 | 4
0 | 253009-Residential AC SEER 15 Early Ret. CZ 6, 7 or 8 |  | System | Residential | 26-SFM-ResidentialSingleFamily-SP_COOL | 0 |  |  |  |  | 734.7882 | 0 | 41.6667 | 0 | 0 | 693.1215 | 219.055 |  | kWh | 0.38807 | -1.3318 | Residential |  | Winter Only | [5 empty] | 15 | 0.67 |  |  |  | 1 | 3 | 0 | 0 | 0 | 0 | 0 | 0 | 0 | 0 | 0 | 0 | 2009 Qtr 1: 0; 2009 Qtr 2: 0; 2009 Qtr 3: 0; 2009 Qtr 4: 3; 2010 Qtr 1: 0; 2010 Qtr 2: 0; 2010 Qtr 3: 0; 2010 Qtr 4: 0; 2011 Qtr 1: 0; 2011 Qtr 2: 0; 2011 Qtr 3: 0; 2011 Qtr 4: 0 | 3
0 | 253008-Residential AC SEER 14 Early Ret. CZ 10, 14, or 15 |  | System | Residential | 26-SFM-ResidentialSingleFamily-SP_COOL | 0 |  |  |  |  | 642.1695 | 0 | 110 | 0 | 0 | 532.1695 | 322.849 |  | kWh | 0.37218 | 0.40228 | Residential |  | Winter Only | [5 empty] | 15 | 0.67 |  |  |  | 1 | 5 | 0 | 0 | 0 | 0 | 0 | 0 | 0 | 0 | 0 | 0 | 2009 Qtr 1: 0; 2009 Qtr 2: 0; 2009 Qtr 3: 0; 2009 Qtr 4: 5; 2010 Qtr 1: 0; 2010 Qtr 2: 0; 2010 Qtr 3: 0; 2010 Qtr 4: 0; 2011 Qtr 1: 0; 2011 Qtr 2: 0; 2011 Qtr 3: 0; 2011 Qtr 4: 0 | 5
0 | 253007-Residential AC SEER 14 Early Ret. CZ 6, 7 or 8 |  | System | Residential | 26-SFM-ResidentialSingleFamily-SP_COOL | 0 |  |  |  |  | 642.1695 | 0 | 34.7222 | 0 | 0 | 607.4473 | 184.853 |  | kWh | 0.37116 | 0.59287 | Residential |  | Winter Only | [5 empty] | 15 | 0.67 |  |  |  | 1 | 3 | 0 | 0 | 0 | 0 | 0 | 0 | 0 | 0 | 0 | 0 | 2009 Qtr 1: 0; 2009 Qtr 2: 0; 2009 Qtr 3: 0; 2009 Qtr 4: 3; 2010 Qtr 1: 0; 2010 Qtr 2: 0; 2010 Qtr 3: 0; 2010 Qtr 4: 0; 2011 Qtr 1: 0; 2011 Qtr 2: 0; 2011 Qtr 3: 0; 2011 Qtr 4: 0 | 3
0 | 253008-Residential AC SEER 14 Early Ret. CZ 10, 14, or 15 |  | System | Residential | 26-SFM-ResidentialSingleFamily-SP_COOL | 0 |  |  |  |  | 642.1695 | 0 | 110 | 0 | 0 | 532.1695 | 322.849 |  | kWh | 0.37218 | 0.40228 | Residential |  | Winter Only | [5 empty] | 15 | 0.67 |  |  |  | 1 | 5 | 0 | 0 | 0 | 0 | 0 | 0 | 0 | 0 | 0 | 0 | 2009 Qtr 1: 0; 2009 Qtr 2: 0; 2009 Qtr 3: 0; 2009 Qtr 4: 5; 2010 Qtr 1: 0; 2010 Qtr 2: 0; 2010 Qtr 3: 0; 2010 Qtr 4: 0; 2011 Qtr 1: 0; 2011 Qtr 2: 0; 2011 Qtr 3: 0; 2011 Qtr 4: 0 | 5
0 | 253007-Residential AC SEER 14 Early Ret. CZ 6, 7 or 8 |  | System | Residential | 26-SFM-ResidentialSingleFamily-SP_COOL | 0 |  |  |  |  | 642.1695 | 0 | 34.7222 | 0 | 0 | 607.4473 | 184.853 |  | kWh | 0.37116 | 0.59287 | Residential |  | Winter Only | [5 empty] | 15 | 0.67 |  |  |  | 1 | 3 | 0 | 0 | 0 | 0 | 0 | 0 | 0 | 0 | 0 | 0 | 2009 Qtr 1: 0; 2009 Qtr 2: 0; 2009 Qtr 3: 0; 2009 Qtr 4: 3; 2010 Qtr 1: 0; 2010 Qtr 2: 0; 2010 Qtr 3: 0; 2010 Qtr 4: 0; 2011 Qtr 1: 0; 2011 Qtr 2: 0; 2011 Qtr 3: 0; 2011 Qtr 4: 0 | 3
0 | 253009-Residential AC SEER 15 Early Ret. CZ 6, 7 or 8 |  | System | Residential | 26-SFM-ResidentialSingleFamily-SP_COOL | 0 |  |  |  |  | 734.7882 | 0 | 41.6667 | 0 | 0 | 693.1215 | 219.055 |  | kWh | 0.38807 | -1.3318 | Residential |  | Winter Only | [5 empty] | 15 | 0.67 |  |  |  | 1 | 2 | 0 | 0 | 0 | 0 | 0 | 0 | 0 | 0 | 0 | 0 | 2009 Qtr 1: 0; 2009 Qtr 2: 0; 2009 Qtr 3: 0; 2009 Qtr 4: 2; 2010 Qtr 1: 0; 2010 Qtr 2: 0; 2010 Qtr 3: 0; 2010 Qtr 4: 0; 2011 Qtr 1: 0; 2011 Qtr 2: 0; 2011 Qtr 3: 0; 2011 Qtr 4: 0 | 2
0 | 253009-Residential AC SEER 15 Early Ret. CZ 6, 7 or 8 |  | System | Residential | 26-SFM-ResidentialSingleFamily-SP_COOL | 0 |  |  |  |  | 734.7882 | 0 | 41.6667 | 0 | 0 | 693.1215 | 219.055 |  | kWh | 0.38807 | -1.3318 | Residential |  | Winter Only | [5 empty] | 15 | 0.67 |  |  |  | 1 | 3 | 0 | 0 | 0 | 0 | 0 | 0 | 0 | 0 | 0 | 0 | 2009 Qtr 1: 0; 2009 Qtr 2: 0; 2009 Qtr 3: 0; 2009 Qtr 4: 3; 2010 Qtr 1: 0; 2010 Qtr 2: 0; 2010 Qtr 3: 0; 2010 Qtr 4: 0; 2011 Qtr 1: 0; 2011 Qtr 2: 0; 2011 Qtr 3: 0; 2011 Qtr 4: 0 | 3
0 | 253007-Residential AC SEER 14 Early Ret. CZ 6, 7 or 8 |  | System | Residential | 26-SFM-ResidentialSingleFamily-SP_COOL | 0 |  |  |  |  | 642.1695 | 0 | 43.4028 | 0 | 0 | 598.7667 | 184.853 |  | kWh | 0.37116 | 0.59287 | Residential |  | Winter Only | [5 empty] | 15 | 0.67 |  |  |  | 1 | 2 | 0 | 0 | 0 | 0 | 0 | 0 | 0 | 0 | 0 | 0 | 2009 Qtr 1: 0; 2009 Qtr 2: 0; 2009 Qtr 3: 0; 2009 Qtr 4: 2; 2010 Qtr 1: 0; 2010 Qtr 2: 0; 2010 Qtr 3: 0; 2010 Qtr 4: 0; 2011 Qtr 1: 0; 2011 Qtr 2: 0; 2011 Qtr 3: 0; 2011 Qtr 4: 0 | 2
0 | 253008-Residential AC SEER 14 Early Ret. CZ 10, 14, or 15 |  | System | Residential | 26-SFM-ResidentialSingleFamily-SP_COOL | 0 |  |  |  |  | 642.1695 | 0 | 110 | 0 | 0 | 532.1695 | 322.849 |  | kWh | 0.37218 | 0.40228 | Residential |  | Winter Only | [5 empty] | 15 | 0.67 |  |  |  | 1 | 2 | 0 | 0 | 0 | 0 | 0 | 0 | 0 | 0 | 0 | 0 | 2009 Qtr 1: 0; 2009 Qtr 2: 0; 2009 Qtr 3: 0; 2009 Qtr 4: 2; 2010 Qtr 1: 0; 2010 Qtr 2: 0; 2010 Qtr 3: 0; 2010 Qtr 4: 0; 2011 Qtr 1: 0; 2011 Qtr 2: 0; 2011 Qtr 3: 0; 2011 Qtr 4: 0 | 2
0 | 253007-Residential AC SEER 14 Early Ret. CZ 6, 7 or 8 |  | System | Residential | 26-SFM-ResidentialSingleFamily-SP_COOL | 0 |  |  |  |  | 642.1695 | 0 | 34.7222 | 0 | 0 | 607.4473 | 184.853 |  | kWh | 0.37116 | 0.59287 | Residential |  | Winter Only | [5 empty] | 15 | 0.67 |  |  |  | 1 | 3 | 0 | 0 | 0 | 0 | 0 | 0 | 0 | 0 | 0 | 0 | 2009 Qtr 1: 0; 2009 Qtr 2: 0; 2009 Qtr 3: 0; 2009 Qtr 4: 3; 2010 Qtr 1: 0; 2010 Qtr 2: 0; 2010 Qtr 3: 0; 2010 Qtr 4: 0; 2011 Qtr 1: 0; 2011 Qtr 2: 0; 2011 Qtr 3: 0; 2011 Qtr 4: 0 | 3
0 | 253008-Residential AC SEER 14 Early Ret. CZ 10, 14, or 15 |  | System | Residential | 26-SFM-ResidentialSingleFamily-SP_COOL | 0 |  |  |  |  | 642.1695 | 0 | 110 | 0 | 0 | 532.1695 | 322.849 |  | kWh | 0.37218 | 0.40228 | Residential |  | Winter Only | [5 empty] | 15 | 0.67 |  |  |  | 1 | 5 | 0 | 0 | 0 | 0 | 0 | 0 | 0 | 0 | 0 | 0 | 2009 Qtr 1: 0; 2009 Qtr 2: 0; 2009 Qtr 3: 0; 2009 Qtr 4: 5; 2010 Qtr 1: 0; 2010 Qtr 2: 0; 2010 Qtr 3: 0; 2010 Qtr 4: 0; 2011 Qtr 1: 0; 2011 Qtr 2: 0; 2011 Qtr 3: 0; 2011 Qtr 4: 0 | 5
0 | 253008-Residential AC SEER 14 Early Ret. CZ 10, 14, or 15 |  | System | Residential | 26-SFM-ResidentialSingleFamily-SP_COOL | 0 |  |  |  |  | 642.1695 | 0 | 110 | 0 | 0 | 532.1695 | 322.849 |  | kWh | 0.37218 | 0.40228 | Residential |  | Winter Only | [5 empty] | 15 | 0.67 |  |  |  | 1 | 4 | 0 | 0 | 0 | 0 | 0 | 0 | 0 | 0 | 0 | 0 | 2009 Qtr 1: 0; 2009 Qtr 2: 0; 2009 Qtr 3: 0; 2009 Qtr 4: 4; 2010 Qtr 1: 0; 2010 Qtr 2: 0; 2010 Qtr 3: 0; 2010 Qtr 4: 0; 2011 Qtr 1: 0; 2011 Qtr 2: 0; 2011 Qtr 3: 0; 2011 Qtr 4: 0 | 4
0 | 253008-Residential AC SEER 14 Early Ret. CZ 10, 14, or 15 |  | System | Residential | 26-SFM-ResidentialSingleFamily-SP_COOL | 0 |  |  |  |  | 642.1695 | 0 | 110 | 0 | 0 | 532.1695 | 322.849 |  | kWh | 0.37218 | 0.40228 | Residential |  | Winter Only | [5 empty] | 15 | 0.67 |  |  |  | 1 | 5 | 0 | 0 | 0 | 0 | 0 | 0 | 0 | 0 | 0 | 0 | 2009 Qtr 1: 0; 2009 Qtr 2: 0; 2009 Qtr 3: 0; 2009 Qtr 4: 5; 2010 Qtr 1: 0; 2010 Qtr 2: 0; 2010 Qtr 3: 0; 2010 Qtr 4: 0; 2011 Qtr 1: 0; 2011 Qtr 2: 0; 2011 Qtr 3: 0; 2011 Qtr 4: 0 | 5
0 | 253008-Residential AC SEER 14 Early Ret. CZ 10, 14, or 15 |  | System | Residential | 26-SFM-ResidentialSingleFamily-SP_COOL | 0 |  |  |  |  | 642.1695 | 0 | 110 | 0 | 0 | 532.1695 | 322.849 |  | kWh | 0.37218 | 0.40228 | Residential |  | Winter Only | [5 empty] | 15 | 0.67 |  |  |  | 1 | 4 | 0 | 0 | 0 | 0 | 0 | 0 | 0 | 0 | 0 | 0 | 2009 Qtr 1: 0; 2009 Qtr 2: 0; 2009 Qtr 3: 0; 2009 Qtr 4: 4; 2010 Qtr 1: 0; 2010 Qtr 2: 0; 2010 Qtr 3: 0; 2010 Qtr 4: 0; 2011 Qtr 1: 0; 2011 Qtr 2: 0; 2011 Qtr 3: 0; 2011 Qtr 4: 0 | 4
0 | 253005-Residential AC SEER 13 Early Ret. CZ 6, 7 or 8 |  | System | Residential | 26-SFM-ResidentialSingleFamily-SP_COOL | 0 |  |  |  |  | 549.5508 | 0 | 30 | 0 | 0 | 519.5508 | 169.092 |  | kWh | 0.32706 | 0.20484 | Residential |  | Winter Only | [5 empty] | 15 | 0.67 |  |  |  | 1 | 4 | 0 | 0 | 0 | 0 | 0 | 0 | 0 | 0 | 0 | 0 | 2009 Qtr 1: 0; 2009 Qtr 2: 0; 2009 Qtr 3: 0; 2009 Qtr 4: 4; 2010 Qtr 1: 0; 2010 Qtr 2: 0; 2010 Qtr 3: 0; 2010 Qtr 4: 0; 2011 Qtr 1: 0; 2011 Qtr 2: 0; 2011 Qtr 3: 0; 2011 Qtr 4: 0 | 4
0 | 253008-Residential AC SEER 14 Early Ret. CZ 10, 14, or 15 |  | System | Residential | 26-SFM-ResidentialSingleFamily-SP_COOL | 0 |  |  |  |  | 642.1695 | 0 | 110 | 0 | 0 | 532.1695 | 322.849 |  | kWh | 0.37218 | 0.40228 | Residential |  | Winter Only | [5 empty] | 15 | 0.67 |  |  |  | 1 | 5 | 0 | 0 | 0 | 0 | 0 | 0 | 0 | 0 | 0 | 0 | 2009 Qtr 1: 0; 2009 Qtr 2: 0; 2009 Qtr 3: 0; 2009 Qtr 4: 5; 2010 Qtr 1: 0; 2010 Qtr 2: 0; 2010 Qtr 3: 0; 2010 Qtr 4: 0; 2011 Qtr 1: 0; 2011 Qtr 2: 0; 2011 Qtr 3: 0; 2011 Qtr 4: 0 | 5
0 | 253006-Residential AC SEER 13 Early Ret. CZ 10, 14, or 15 |  | System | Residential | 26-SFM-ResidentialSingleFamily-SP_COOL | 0 |  |  |  |  | 549.5508 | 0 | 85 | 0 | 0 | 464.5508 | 291.643 |  | kWh | 0.32916 | 0.11379 | Residential |  | Winter Only | [5 empty] | 15 | 0.67 |  |  |  | 1 | 4 | 0 | 0 | 0 | 0 | 0 | 0 | 0 | 0 | 0 | 0 | 2009 Qtr 1: 0; 2009 Qtr 2: 0; 2009 Qtr 3: 0; 2009 Qtr 4: 4; 2010 Qtr 1: 0; 2010 Qtr 2: 0; 2010 Qtr 3: 0; 2010 Qtr 4: 0; 2011 Qtr 1: 0; 2011 Qtr 2: 0; 2011 Qtr 3: 0; 2011 Qtr 4: 0 | 4
0 | 253007-Residential AC SEER 14 Early Ret. CZ 6, 7 or 8 |  | System | Residential | 26-SFM-ResidentialSingleFamily-SP_COOL | 0 |  |  |  |  | 642.1695 | 0 | 34.7222 | 0 | 0 | 607.4473 | 184.853 |  | kWh | 0.37116 | 0.59287 | Residential |  | Winter Only | [5 empty] | 15 | 0.67 |  |  |  | 1 | 3 | 0 | 0 | 0 | 0 | 0 | 0 | 0 | 0 | 0 | 0 | 2009 Qtr 1: 0; 2009 Qtr 2: 0; 2009 Qtr 3: 0; 2009 Qtr 4: 3; 2010 Qtr 1: 0; 2010 Qtr 2: 0; 2010 Qtr 3: 0; 2010 Qtr 4: 0; 2011 Qtr 1: 0; 2011 Qtr 2: 0; 2011 Qtr 3: 0; 2011 Qtr 4: 0 | 3
0 | 253006-Residential AC SEER 13 Early Ret. CZ 10, 14, or 15 |  | System | Residential | 26-SFM-ResidentialSingleFamily-SP_COOL | 0 |  |  |  |  | 549.5508 | 0 | 85 | 0 | 0 | 464.5508 | 291.643 |  | kWh | 0.32916 | 0.11379 | Residential |  | Winter Only | [5 empty] | 15 | 0.67 |  |  |  | 1 | 5 | 0 | 0 | 0 | 0 | 0 | 0 | 0 | 0 | 0 | 0 | 2009 Qtr 1: 0; 2009 Qtr 2: 0; 2009 Qtr 3: 0; 2009 Qtr 4: 5; 2010 Qtr 1: 0; 2010 Qtr 2: 0; 2010 Qtr 3: 0; 2010 Qtr 4: 0; 2011 Qtr 1: 0; 2011 Qtr 2: 0; 2011 Qtr 3: 0; 2011 Qtr 4: 0 | 5
0 | 253008-Residential AC SEER 14 Early Ret. CZ 10, 14, or 15 |  | System | Residential | 26-SFM-ResidentialSingleFamily-SP_COOL | 0 |  |  |  |  | 642.1695 | 0 | 110 | 0 | 0 | 532.1695 | 322.849 |  | kWh | 0.37218 | 0.40228 | Residential |  | Winter Only | [5 empty] | 15 | 0.67 |  |  |  | 1 | 5 | 0 | 0 | 0 | 0 | 0 | 0 | 0 | 0 | 0 | 0 | 2009 Qtr 1: 0; 2009 Qtr 2: 0; 2009 Qtr 3: 0; 2009 Qtr 4: 5; 2010 Qtr 1: 0; 2010 Qtr 2: 0; 2010 Qtr 3: 0; 2010 Qtr 4: 0; 2011 Qtr 1: 0; 2011 Qtr 2: 0; 2011 Qtr 3: 0; 2011 Qtr 4: 0 | 5
0 | 253010-Residential AC SEER 15 Early Ret. CZ 10, 14, or 15 |  | System | Residential | 26-SFM-ResidentialSingleFamily-SP_COOL | 0 |  |  |  |  | 732.6948 | 0 | 130 | 0 | 0 | 602.6948 | 372.762 |  | kWh | 0.39428 | -1.1019 | Residential |  | Winter Only | [5 empty] | 15 | 0.67 |  |  |  | 1 | 3 | 0 | 0 | 0 | 0 | 0 | 0 | 0 | 0 | 0 | 0 | 2009 Qtr 1: 0; 2009 Qtr 2: 0; 2009 Qtr 3: 0; 2009 Qtr 4: 3; 2010 Qtr 1: 0; 2010 Qtr 2: 0; 2010 Qtr 3: 0; 2010 Qtr 4: 0; 2011 Qtr 1: 0; 2011 Qtr 2: 0; 2011 Qtr 3: 0; 2011 Qtr 4: 0 | 3
0 | 253008-Residential AC SEER 14 Early Ret. CZ 10, 14, or 15 |  | System | Residential | 26-SFM-ResidentialSingleFamily-SP_COOL | 0 |  |  |  |  | 642.1695 | 0 | 110 | 0 | 0 | 532.1695 | 322.849 |  | kWh | 0.37218 | 0.40228 | Residential |  | Winter Only | [5 empty] | 15 | 0.67 |  |  |  | 1 | 3 | 0 | 0 | 0 | 0 | 0 | 0 | 0 | 0 | 0 | 0 | 2009 Qtr 1: 0; 2009 Qtr 2: 0; 2009 Qtr 3: 0; 2009 Qtr 4: 3; 2010 Qtr 1: 0; 2010 Qtr 2: 0; 2010 Qtr 3: 0; 2010 Qtr 4: 0; 2011 Qtr 1: 0; 2011 Qtr 2: 0; 2011 Qtr 3: 0; 2011 Qtr 4: 0 | 3
0 | 253009-Residential AC SEER 15 Early Ret. CZ 6, 7 or 8 |  | System | Residential | 26-SFM-ResidentialSingleFamily-SP_COOL | 0 |  |  |  |  | 734.7882 | 0 | 48.6111 | 0 | 0 | 686.1771 | 219.055 |  | kWh | 0.38807 | -1.3318 | Residential |  | Winter Only | [5 empty] | 15 | 0.67 |  |  |  | 1 | 3 | 0 | 0 | 0 | 0 | 0 | 0 | 0 | 0 | 0 | 0 | 2009 Qtr 1: 0; 2009 Qtr 2: 0; 2009 Qtr 3: 0; 2009 Qtr 4: 3; 2010 Qtr 1: 0; 2010 Qtr 2: 0; 2010 Qtr 3: 0; 2010 Qtr 4: 0; 2011 Qtr 1: 0; 2011 Qtr 2: 0; 2011 Qtr 3: 0; 2011 Qtr 4: 0 | 3
0 | 253008-Residential AC SEER 14 Early Ret. CZ 10, 14, or 15 |  | System | Residential | 26-SFM-ResidentialSingleFamily-SP_COOL | 0 |  |  |  |  | 642.1695 | 0 | 110 | 0 | 0 | 532.1695 | 322.849 |  | kWh | 0.37218 | 0.40228 | Residential |  | Winter Only | [5 empty] | 15 | 0.67 |  |  |  | 1 | 5 | 0 | 0 | 0 | 0 | 0 | 0 | 0 | 0 | 0 | 0 | 2009 Qtr 1: 0; 2009 Qtr 2: 0; 2009 Qtr 3: 0; 2009 Qtr 4: 5; 2010 Qtr 1: 0; 2010 Qtr 2: 0; 2010 Qtr 3: 0; 2010 Qtr 4: 0; 2011 Qtr 1: 0; 2011 Qtr 2: 0; 2011 Qtr 3: 0; 2011 Qtr 4: 0 | 5
0 | 253008-Residential AC SEER 14 Early Ret. CZ 10, 14, or 15 |  | System | Residential | 26-SFM-ResidentialSingleFamily-SP_COOL | 0 |  |  |  |  | 642.1695 | 0 | 110 | 0 | 0 | 532.1695 | 322.849 |  | kWh | 0.37218 | 0.40228 | Residential |  | Winter Only | [5 empty] | 15 | 0.67 |  |  |  | 1 | 5 | 0 | 0 | 0 | 0 | 0 | 0 | 0 | 0 | 0 | 0 | 2009 Qtr 1: 0; 2009 Qtr 2: 0; 2009 Qtr 3: 0; 2009 Qtr 4: 5; 2010 Qtr 1: 0; 2010 Qtr 2: 0; 2010 Qtr 3: 0; 2010 Qtr 4: 0; 2011 Qtr 1: 0; 2011 Qtr 2: 0; 2011 Qtr 3: 0; 2011 Qtr 4: 0 | 5
0 | 253008-Residential AC SEER 14 Early Ret. CZ 10, 14, or 15 |  | System | Residential | 26-SFM-ResidentialSingleFamily-SP_COOL | 0 |  |  |  |  | 642.1695 | 0 | 110 | 0 | 0 | 532.1695 | 322.849 |  | kWh | 0.37218 | 0.40228 | Residential |  | Winter Only | [5 empty] | 15 | 0.67 |  |  |  | 1 | 5 | 0 | 0 | 0 | 0 | 0 | 0 | 0 | 0 | 0 | 0 | 2009 Qtr 1: 0; 2009 Qtr 2: 0; 2009 Qtr 3: 0; 2009 Qtr 4: 5; 2010 Qtr 1: 0; 2010 Qtr 2: 0; 2010 Qtr 3: 0; 2010 Qtr 4: 0; 2011 Qtr 1: 0; 2011 Qtr 2: 0; 2011 Qtr 3: 0; 2011 Qtr 4: 0 | 5
0 | 253008-Residential AC SEER 14 Early Ret. CZ 10, 14, or 15 |  | System | Residential | 26-SFM-ResidentialSingleFamily-SP_COOL | 0 |  |  |  |  | 642.1695 | 0 | 110 | 0 | 0 | 532.1695 | 322.849 |  | kWh | 0.37218 | 0.40228 | Residential |  | Winter Only | [5 empty] | 15 | 0.67 |  |  |  | 1 | 5 | 0 | 0 | 0 | 0 | 0 | 0 | 0 | 0 | 0 | 0 | 2009 Qtr 1: 0; 2009 Qtr 2: 0; 2009 Qtr 3: 0; 2009 Qtr 4: 5; 2010 Qtr 1: 0; 2010 Qtr 2: 0; 2010 Qtr 3: 0; 2010 Qtr 4: 0; 2011 Qtr 1: 0; 2011 Qtr 2: 0; 2011 Qtr 3: 0; 2011 Qtr 4: 0 | 5
0 | 253005-Residential AC SEER 13 Early Ret. CZ 6, 7 or 8 |  | System | Residential | 26-SFM-ResidentialSingleFamily-SP_COOL | 0 |  |  |  |  | 549.5508 | 0 | 30 | 0 | 0 | 519.5508 | 169.092 |  | kWh | 0.32706 | 0.20484 | Residential |  | Winter Only | [5 empty] | 15 | 0.67 |  |  |  | 1 | 3 | 0 | 0 | 0 | 0 | 0 | 0 | 0 | 0 | 0 | 0 | 2009 Qtr 1: 0; 2009 Qtr 2: 0; 2009 Qtr 3: 0; 2009 Qtr 4: 3; 2010 Qtr 1: 0; 2010 Qtr 2: 0; 2010 Qtr 3: 0; 2010 Qtr 4: 0; 2011 Qtr 1: 0; 2011 Qtr 2: 0; 2011 Qtr 3: 0; 2011 Qtr 4: 0 | 3
0 | 253006-Residential AC SEER 13 Early Ret. CZ 10, 14, or 15 |  | System | Residential | 26-SFM-ResidentialSingleFamily-SP_COOL | 0 |  |  |  |  | 549.5508 | 0 | 85 | 0 | 0 | 464.5508 | 291.643 |  | kWh | 0.32916 | 0.11379 | Residential |  | Winter Only | [5 empty] | 15 | 0.67 |  |  |  | 1 | 4 | 0 | 0 | 0 | 0 | 0 | 0 | 0 | 0 | 0 | 0 | 2009 Qtr 1: 0; 2009 Qtr 2: 0; 2009 Qtr 3: 0; 2009 Qtr 4: 4; 2010 Qtr 1: 0; 2010 Qtr 2: 0; 2010 Qtr 3: 0; 2010 Qtr 4: 0; 2011 Qtr 1: 0; 2011 Qtr 2: 0; 2011 Qtr 3: 0; 2011 Qtr 4: 0 | 4
0 | 253009-Residential AC SEER 15 Early Ret. CZ 6, 7 or 8 |  | System | Residential | 26-SFM-ResidentialSingleFamily-SP_COOL | 0 |  |  |  |  | 734.7882 | 0 | 41.6667 | 0 | 0 | 693.1215 | 219.055 |  | kWh | 0.38807 | -1.3318 | Residential |  | Winter Only | [5 empty] | 15 | 0.67 |  |  |  | 1 | 3 | 0 | 0 | 0 | 0 | 0 | 0 | 0 | 0 | 0 | 0 | 2009 Qtr 1: 0; 2009 Qtr 2: 0; 2009 Qtr 3: 0; 2009 Qtr 4: 3; 2010 Qtr 1: 0; 2010 Qtr 2: 0; 2010 Qtr 3: 0; 2010 Qtr 4: 0; 2011 Qtr 1: 0; 2011 Qtr 2: 0; 2011 Qtr 3: 0; 2011 Qtr 4: 0 | 3
0 | 253009-Residential AC SEER 15 Early Ret. CZ 6, 7 or 8 |  | System | Residential | 26-SFM-ResidentialSingleFamily-SP_COOL | 0 |  |  |  |  | 734.7882 | 0 | 41.6667 | 0 | 0 | 693.1215 | 219.055 |  | kWh | 0.38807 | -1.3318 | Residential |  | Winter Only | [5 empty] | 15 | 0.67 |  |  |  | 1 | 3 | 0 | 0 | 0 | 0 | 0 | 0 | 0 | 0 | 0 | 0 | 2009 Qtr 1: 0; 2009 Qtr 2: 0; 2009 Qtr 3: 0; 2009 Qtr 4: 3; 2010 Qtr 1: 0; 2010 Qtr 2: 0; 2010 Qtr 3: 0; 2010 Qtr 4: 0; 2011 Qtr 1: 0; 2011 Qtr 2: 0; 2011 Qtr 3: 0; 2011 Qtr 4: 0 | 3
0 | 253005-Residential AC SEER 13 Early Ret. CZ 6, 7 or 8 |  | System | Residential | 26-SFM-ResidentialSingleFamily-SP_COOL | 0 |  |  |  |  | 549.5508 | 0 | 30 | 0 | 0 | 519.5508 | 169.092 |  | kWh | 0.32706 | 0.20484 | Residential |  | Winter Only | [5 empty] | 15 | 0.67 |  |  |  | 1 | 4 | 0 | 0 | 0 | 0 | 0 | 0 | 0 | 0 | 0 | 0 | 2009 Qtr 1: 0; 2009 Qtr 2: 0; 2009 Qtr 3: 0; 2009 Qtr 4: 4; 2010 Qtr 1: 0; 2010 Qtr 2: 0; 2010 Qtr 3: 0; 2010 Qtr 4: 0; 2011 Qtr 1: 0; 2011 Qtr 2: 0; 2011 Qtr 3: 0; 2011 Qtr 4: 0 | 4
0 | 253008-Residential AC SEER 14 Early Ret. CZ 10, 14, or 15 |  | System | Residential | 26-SFM-ResidentialSingleFamily-SP_COOL | 0 |  |  |  |  | 642.1695 | 0 | 110 | 0 | 0 | 532.1695 | 322.849 |  | kWh | 0.37218 | 0.40228 | Residential |  | Winter Only | [5 empty] | 15 | 0.67 |  |  |  | 1 | 4 | 0 | 0 | 0 | 0 | 0 | 0 | 0 | 0 | 0 | 0 | 2009 Qtr 1: 0; 2009 Qtr 2: 0; 2009 Qtr 3: 0; 2009 Qtr 4: 4; 2010 Qtr 1: 0; 2010 Qtr 2: 0; 2010 Qtr 3: 0; 2010 Qtr 4: 0; 2011 Qtr 1: 0; 2011 Qtr 2: 0; 2011 Qtr 3: 0; 2011 Qtr 4: 0 | 4
0 | 253008-Residential AC SEER 14 Early Ret. CZ 10, 14, or 15 |  | System | Residential | 26-SFM-ResidentialSingleFamily-SP_COOL | 0 |  |  |  |  | 642.1695 | 0 | 110 | 0 | 0 | 532.1695 | 322.849 |  | kWh | 0.37218 | 0.40228 | Residential |  | Winter Only | [5 empty] | 15 | 0.67 |  |  |  | 1 | 4 | 0 | 0 | 0 | 0 | 0 | 0 | 0 | 0 | 0 | 0 | 2009 Qtr 1: 0; 2009 Qtr 2: 0; 2009 Qtr 3: 0; 2009 Qtr 4: 4; 2010 Qtr 1: 0; 2010 Qtr 2: 0; 2010 Qtr 3: 0; 2010 Qtr 4: 0; 2011 Qtr 1: 0; 2011 Qtr 2: 0; 2011 Qtr 3: 0; 2011 Qtr 4: 0 | 4
0 | 253007-Residential AC SEER 14 Early Ret. CZ 6, 7 or 8 |  | System | Residential | 26-SFM-ResidentialSingleFamily-SP_COOL | 0 |  |  |  |  | 642.1695 | 0 | 34.7222 | 0 | 0 | 607.4473 | 184.853 |  | kWh | 0.37116 | 0.59287 | Residential |  | Winter Only | [5 empty] | 15 | 0.67 |  |  |  | 1 | 5 | 0 | 0 | 0 | 0 | 0 | 0 | 0 | 0 | 0 | 0 | 2009 Qtr 1: 0; 2009 Qtr 2: 0; 2009 Qtr 3: 0; 2009 Qtr 4: 5; 2010 Qtr 1: 0; 2010 Qtr 2: 0; 2010 Qtr 3: 0; 2010 Qtr 4: 0; 2011 Qtr 1: 0; 2011 Qtr 2: 0; 2011 Qtr 3: 0; 2011 Qtr 4: 0 | 5
0 | 253008-Residential AC SEER 14 Early Ret. CZ 10, 14, or 15 |  | System | Residential | 26-SFM-ResidentialSingleFamily-SP_COOL | 0 |  |  |  |  | 642.1695 | 0 | 110 | 0 | 0 | 532.1695 | 322.849 |  | kWh | 0.37218 | 0.40228 | Residential |  | Winter Only | [5 empty] | 15 | 0.67 |  |  |  | 1 | 4 | 0 | 0 | 0 | 0 | 0 | 0 | 0 | 0 | 0 | 0 | 2009 Qtr 1: 0; 2009 Qtr 2: 0; 2009 Qtr 3: 0; 2009 Qtr 4: 4; 2010 Qtr 1: 0; 2010 Qtr 2: 0; 2010 Qtr 3: 0; 2010 Qtr 4: 0; 2011 Qtr 1: 0; 2011 Qtr 2: 0; 2011 Qtr 3: 0; 2011 Qtr 4: 0 | 4
0 | 253006-Residential AC SEER 13 Early Ret. CZ 10, 14, or 15 |  | System | Residential | 26-SFM-ResidentialSingleFamily-SP_COOL | 0 |  |  |  |  | 549.5508 | 0 | 85 | 0 | 0 | 464.5508 | 291.643 |  | kWh | 0.32916 | 0.11379 | Residential |  | Winter Only | [5 empty] | 15 | 0.67 |  |  |  | 1 | 4 | 0 | 0 | 0 | 0 | 0 | 0 | 0 | 0 | 0 | 0 | 2009 Qtr 1: 0; 2009 Qtr 2: 0; 2009 Qtr 3: 0; 2009 Qtr 4: 4; 2010 Qtr 1: 0; 2010 Qtr 2: 0; 2010 Qtr 3: 0; 2010 Qtr 4: 0; 2011 Qtr 1: 0; 2011 Qtr 2: 0; 2011 Qtr 3: 0; 2011 Qtr 4: 0 | 4
0 | 253006-Residential AC SEER 13 Early Ret. CZ 10, 14, or 15 |  | System | Residential | 26-SFM-ResidentialSingleFamily-SP_COOL | 0 |  |  |  |  | 549.5508 | 0 | 85 | 0 | 0 | 464.5508 | 291.643 |  | kWh | 0.32916 | 0.11379 | Residential |  | Winter Only | [5 empty] | 15 | 0.67 |  |  |  | 1 | 4 | 0 | 0 | 0 | 0 | 0 | 0 | 0 | 0 | 0 | 0 | 2009 Qtr 1: 0; 2009 Qtr 2: 0; 2009 Qtr 3: 0; 2009 Qtr 4: 4; 2010 Qtr 1: 0; 2010 Qtr 2: 0; 2010 Qtr 3: 0; 2010 Qtr 4: 0; 2011 Qtr 1: 0; 2011 Qtr 2: 0; 2011 Qtr 3: 0; 2011 Qtr 4: 0 | 4
0 | 253007-Residential AC SEER 14 Early Ret. CZ 6, 7 or 8 |  | System | Residential | 26-SFM-ResidentialSingleFamily-SP_COOL | 0 |  |  |  |  | 642.1695 | 0 | 34.7222 | 0 | 0 | 607.4473 | 184.853 |  | kWh | 0.37116 | 0.59287 | Residential |  | Winter Only | [5 empty] | 15 | 0.67 |  |  |  | 1 | 5 | 0 | 0 | 0 | 0 | 0 | 0 | 0 | 0 | 0 | 0 | 2009 Qtr 1: 0; 2009 Qtr 2: 0; 2009 Qtr 3: 0; 2009 Qtr 4: 5; 2010 Qtr 1: 0; 2010 Qtr 2: 0; 2010 Qtr 3: 0; 2010 Qtr 4: 0; 2011 Qtr 1: 0; 2011 Qtr 2: 0; 2011 Qtr 3: 0; 2011 Qtr 4: 0 | 5
0 | 253009-Residential AC SEER 15 Early Ret. CZ 6, 7 or 8 |  | System | Residential | 26-SFM-ResidentialSingleFamily-SP_COOL | 0 |  |  |  |  | 734.7882 | 0 | 41.6667 | 0 | 0 | 693.1215 | 219.055 |  | kWh | 0.38807 | -1.3318 | Residential |  | Winter Only | [5 empty] | 15 | 0.67 |  |  |  | 1 | 3 | 0 | 0 | 0 | 0 | 0 | 0 | 0 | 0 | 0 | 0 | 2009 Qtr 1: 0; 2009 Qtr 2: 0; 2009 Qtr 3: 0; 2009 Qtr 4: 3; 2010 Qtr 1: 0; 2010 Qtr 2: 0; 2010 Qtr 3: 0; 2010 Qtr 4: 0; 2011 Qtr 1: 0; 2011 Qtr 2: 0; 2011 Qtr 3: 0; 2011 Qtr 4: 0 | 3
0 | 253009-Residential AC SEER 15 Early Ret. CZ 6, 7 or 8 |  | System | Residential | 26-SFM-ResidentialSingleFamily-SP_COOL | 0 |  |  |  |  | 734.7882 | 0 | 41.6667 | 0 | 0 | 693.1215 | 219.055 |  | kWh | 0.38807 | -1.3318 | Residential |  | Winter Only | [5 empty] | 15 | 0.67 |  |  |  | 1 | 3 | 0 | 0 | 0 | 0 | 0 | 0 | 0 | 0 | 0 | 0 | 2009 Qtr 1: 0; 2009 Qtr 2: 0; 2009 Qtr 3: 0; 2009 Qtr 4: 3; 2010 Qtr 1: 0; 2010 Qtr 2: 0; 2010 Qtr 3: 0; 2010 Qtr 4: 0; 2011 Qtr 1: 0; 2011 Qtr 2: 0; 2011 Qtr 3: 0; 2011 Qtr 4: 0 | 3
0 | 253008-Residential AC SEER 14 Early Ret. CZ 10, 14, or 15 |  | System | Residential | 26-SFM-ResidentialSingleFamily-SP_COOL | 0 |  |  |  |  | 642.1695 | 0 | 110 | 0 | 0 | 532.1695 | 322.849 |  | kWh | 0.37218 | 0.40228 | Residential |  | Winter Only | [5 empty] | 15 | 0.67 |  |  |  | 1 | 5 | 0 | 0 | 0 | 0 | 0 | 0 | 0 | 0 | 0 | 0 | 2009 Qtr 1: 0; 2009 Qtr 2: 0; 2009 Qtr 3: 0; 2009 Qtr 4: 5; 2010 Qtr 1: 0; 2010 Qtr 2: 0; 2010 Qtr 3: 0; 2010 Qtr 4: 0; 2011 Qtr 1: 0; 2011 Qtr 2: 0; 2011 Qtr 3: 0; 2011 Qtr 4: 0 | 5
0 | 253005-Residential AC SEER 13 Early Ret. CZ 6, 7 or 8 |  | System | Residential | 26-SFM-ResidentialSingleFamily-SP_COOL | 0 |  |  |  |  | 549.5508 | 0 | 37.5 | 0 | 0 | 512.0508 | 169.092 |  | kWh | 0.32706 | 0.20484 | Residential |  | Winter Only | [5 empty] | 15 | 0.67 |  |  |  | 1 | 2 | 0 | 0 | 0 | 0 | 0 | 0 | 0 | 0 | 0 | 0 | 2009 Qtr 1: 0; 2009 Qtr 2: 0; 2009 Qtr 3: 0; 2009 Qtr 4: 2; 2010 Qtr 1: 0; 2010 Qtr 2: 0; 2010 Qtr 3: 0; 2010 Qtr 4: 0; 2011 Qtr 1: 0; 2011 Qtr 2: 0; 2011 Qtr 3: 0; 2011 Qtr 4: 0 | 2
0 | 253010-Residential AC SEER 15 Early Ret. CZ 10, 14, or 15 |  | System | Residential | 26-SFM-ResidentialSingleFamily-SP_COOL | 0 |  |  |  |  | 732.6948 | 0 | 130 | 0 | 0 | 602.6948 | 372.762 |  | kWh | 0.39428 | -1.1019 | Residential |  | Winter Only | [5 empty] | 15 | 0.67 |  |  |  | 1 | 3 | 0 | 0 | 0 | 0 | 0 | 0 | 0 | 0 | 0 | 0 | 2009 Qtr 1: 0; 2009 Qtr 2: 0; 2009 Qtr 3: 0; 2009 Qtr 4: 3; 2010 Qtr 1: 0; 2010 Qtr 2: 0; 2010 Qtr 3: 0; 2010 Qtr 4: 0; 2011 Qtr 1: 0; 2011 Qtr 2: 0; 2011 Qtr 3: 0; 2011 Qtr 4: 0 | 3
0 | 253008-Residential AC SEER 14 Early Ret. CZ 10, 14, or 15 |  | System | Residential | 26-SFM-ResidentialSingleFamily-SP_COOL | 0 |  |  |  |  | 642.1695 | 0 | 110 | 0 | 0 | 532.1695 | 322.849 |  | kWh | 0.37218 | 0.40228 | Residential |  | Winter Only | [5 empty] | 15 | 0.67 |  |  |  | 1 | 5 | 0 | 0 | 0 | 0 | 0 | 0 | 0 | 0 | 0 | 0 | 2009 Qtr 1: 0; 2009 Qtr 2: 0; 2009 Qtr 3: 0; 2009 Qtr 4: 5; 2010 Qtr 1: 0; 2010 Qtr 2: 0; 2010 Qtr 3: 0; 2010 Qtr 4: 0; 2011 Qtr 1: 0; 2011 Qtr 2: 0; 2011 Qtr 3: 0; 2011 Qtr 4: 0 | 5
0 | 253007-Residential AC SEER 14 Early Ret. CZ 6, 7 or 8 |  | System | Residential | 26-SFM-ResidentialSingleFamily-SP_COOL | 0 |  |  |  |  | 642.1695 | 0 | 34.7222 | 0 | 0 | 607.4473 | 184.853 |  | kWh | 0.37116 | 0.59287 | Residential |  | Winter Only | [5 empty] | 15 | 0.67 |  |  |  | 1 | 3 | 0 | 0 | 0 | 0 | 0 | 0 | 0 | 0 | 0 | 0 | 2009 Qtr 1: 0; 2009 Qtr 2: 0; 2009 Qtr 3: 0; 2009 Qtr 4: 3; 2010 Qtr 1: 0; 2010 Qtr 2: 0; 2010 Qtr 3: 0; 2010 Qtr 4: 0; 2011 Qtr 1: 0; 2011 Qtr 2: 0; 2011 Qtr 3: 0; 2011 Qtr 4: 0 | 3
0 | 253079-Comm. HP <65k single phase unitary ER |  | System | Commercial | 01-ALC-AllCommercial-Cooling | 0 |  |  |  |  | 995.132 | 0 | 170 | 0 | 0 | 825.132 | 442.627 |  | kWh | 0.21817 | 0 | Commercial | [7 empty] | 15 | 0.5 |  |  |  | 1 | 2 | 0 | 0 | 0 | 0 | 0 | 0 | 0 | 0 | 0 | 0 | 2009 Qtr 1: 0; 2009 Qtr 2: 0; 2009 Qtr 3: 0; 2009 Qtr 4: 2; 2010 Qtr 1: 0; 2010 Qtr 2: 0; 2010 Qtr 3: 0; 2010 Qtr 4: 0; 2011 Qtr 1: 0; 2011 Qtr 2: 0; 2011 Qtr 3: 0; 2011 Qtr 4: 0 | 2
0 | 253005-Residential AC SEER 13 Early Ret. CZ 6, 7 or 8 |  | System | Residential | 26-SFM-ResidentialSingleFamily-SP_COOL | 0 |  |  |  |  | 549.5508 | 0 | 30 | 0 | 0 | 519.5508 | 169.092 |  | kWh | 0.32706 | 0.20484 | Residential |  | Winter Only | [5 empty] | 15 | 0.67 |  |  |  | 1 | 5 | 0 | 0 | 0 | 0 | 0 | 0 | 0 | 0 | 0 | 0 | 2009 Qtr 1: 0; 2009 Qtr 2: 0; 2009 Qtr 3: 0; 2009 Qtr 4: 5; 2010 Qtr 1: 0; 2010 Qtr 2: 0; 2010 Qtr 3: 0; 2010 Qtr 4: 0; 2011 Qtr 1: 0; 2011 Qtr 2: 0; 2011 Qtr 3: 0; 2011 Qtr 4: 0 | 5
0 | 253006-Residential AC SEER 13 Early Ret. CZ 10, 14, or 15 |  | System | Residential | 26-SFM-ResidentialSingleFamily-SP_COOL | 0 |  |  |  |  | 549.5508 | 0 | 85 | 0 | 0 | 464.5508 | 291.643 |  | kWh | 0.32916 | 0.11379 | Residential |  | Winter Only | [5 empty] | 15 | 0.67 |  |  |  | 1 | 5 | 0 | 0 | 0 | 0 | 0 | 0 | 0 | 0 | 0 | 0 | 2009 Qtr 1: 0; 2009 Qtr 2: 0; 2009 Qtr 3: 0; 2009 Qtr 4: 5; 2010 Qtr 1: 0; 2010 Qtr 2: 0; 2010 Qtr 3: 0; 2010 Qtr 4: 0; 2011 Qtr 1: 0; 2011 Qtr 2: 0; 2011 Qtr 3: 0; 2011 Qtr 4: 0 | 5
0 | 253006-Residential AC SEER 13 Early Ret. CZ 10, 14, or 15 |  | System | Residential | 26-SFM-ResidentialSingleFamily-SP_COOL | 0 |  |  |  |  | 549.5508 | 0 | 85 | 0 | 0 | 464.5508 | 291.643 |  | kWh | 0.32916 | 0.11379 | Residential |  | Winter Only | [5 empty] | 15 | 0.67 |  |  |  | 1 | 5 | 0 | 0 | 0 | 0 | 0 | 0 | 0 | 0 | 0 | 0 | 2009 Qtr 1: 0; 2009 Qtr 2: 0; 2009 Qtr 3: 0; 2009 Qtr 4: 5; 2010 Qtr 1: 0; 2010 Qtr 2: 0; 2010 Qtr 3: 0; 2010 Qtr 4: 0; 2011 Qtr 1: 0; 2011 Qtr 2: 0; 2011 Qtr 3: 0; 2011 Qtr 4: 0 | 5
0 | 253005-Residential AC SEER 13 Early Ret. CZ 6, 7 or 8 |  | System | Residential | 26-SFM-ResidentialSingleFamily-SP_COOL | 0 |  |  |  |  | 549.5508 | 0 | 30 | 0 | 0 | 519.5508 | 169.092 |  | kWh | 0.32706 | 0.20484 | Residential |  | Winter Only | [5 empty] | 15 | 0.67 |  |  |  | 1 | 5 | 0 | 0 | 0 | 0 | 0 | 0 | 0 | 0 | 0 | 0 | 2009 Qtr 1: 0; 2009 Qtr 2: 0; 2009 Qtr 3: 0; 2009 Qtr 4: 5; 2010 Qtr 1: 0; 2010 Qtr 2: 0; 2010 Qtr 3: 0; 2010 Qtr 4: 0; 2011 Qtr 1: 0; 2011 Qtr 2: 0; 2011 Qtr 3: 0; 2011 Qtr 4: 0 | 5
0 | 253006-Residential AC SEER 13 Early Ret. CZ 10, 14, or 15 |  | System | Residential | 26-SFM-ResidentialSingleFamily-SP_COOL | 0 |  |  |  |  | 549.5508 | 0 | 85 | 0 | 0 | 464.5508 | 291.643 |  | kWh | 0.32916 | 0.11379 | Residential |  | Winter Only | [5 empty] | 15 | 0.67 |  |  |  | 1 | 5 | 0 | 0 | 0 | 0 | 0 | 0 | 0 | 0 | 0 | 0 | 2009 Qtr 1: 0; 2009 Qtr 2: 0; 2009 Qtr 3: 0; 2009 Qtr 4: 5; 2010 Qtr 1: 0; 2010 Qtr 2: 0; 2010 Qtr 3: 0; 2010 Qtr 4: 0; 2011 Qtr 1: 0; 2011 Qtr 2: 0; 2011 Qtr 3: 0; 2011 Qtr 4: 0 | 5
0 | 253006-Residential AC SEER 13 Early Ret. CZ 10, 14, or 15 |  | System | Residential | 26-SFM-ResidentialSingleFamily-SP_COOL | 0 |  |  |  |  | 549.5508 | 0 | 85 | 0 | 0 | 464.5508 | 291.643 |  | kWh | 0.32916 | 0.11379 | Residential |  | Winter Only | [5 empty] | 15 | 0.67 |  |  |  | 1 | 5 | 0 | 0 | 0 | 0 | 0 | 0 | 0 | 0 | 0 | 0 | 2009 Qtr 1: 0; 2009 Qtr 2: 0; 2009 Qtr 3: 0; 2009 Qtr 4: 5; 2010 Qtr 1: 0; 2010 Qtr 2: 0; 2010 Qtr 3: 0; 2010 Qtr 4: 0; 2011 Qtr 1: 0; 2011 Qtr 2: 0; 2011 Qtr 3: 0; 2011 Qtr 4: 0 | 5
0 | 253005-Residential AC SEER 13 Early Ret. CZ 6, 7 or 8 |  | System | Residential | 26-SFM-ResidentialSingleFamily-SP_COOL | 0 |  |  |  |  | 549.5508 | 0 | 30 | 0 | 0 | 519.5508 | 169.092 |  | kWh | 0.32706 | 0.20484 | Residential |  | Winter Only | [5 empty] | 15 | 0.67 |  |  |  | 1 | 5 | 0 | 0 | 0 | 0 | 0 | 0 | 0 | 0 | 0 | 0 | 2009 Qtr 1: 0; 2009 Qtr 2: 0; 2009 Qtr 3: 0; 2009 Qtr 4: 5; 2010 Qtr 1: 0; 2010 Qtr 2: 0; 2010 Qtr 3: 0; 2010 Qtr 4: 0; 2011 Qtr 1: 0; 2011 Qtr 2: 0; 2011 Qtr 3: 0; 2011 Qtr 4: 0 | 5
0 | 253006-Residential AC SEER 13 Early Ret. CZ 10, 14, or 15 |  | System | Residential | 26-SFM-ResidentialSingleFamily-SP_COOL | 0 |  |  |  |  | 549.5508 | 0 | 85 | 0 | 0 | 464.5508 | 291.643 |  | kWh | 0.32916 | 0.11379 | Residential |  | Winter Only | [5 empty] | 15 | 0.67 |  |  |  | 1 | 5 | 0 | 0 | 0 | 0 | 0 | 0 | 0 | 0 | 0 | 0 | 2009 Qtr 1: 0; 2009 Qtr 2: 0; 2009 Qtr 3: 0; 2009 Qtr 4: 5; 2010 Qtr 1: 0; 2010 Qtr 2: 0; 2010 Qtr 3: 0; 2010 Qtr 4: 0; 2011 Qtr 1: 0; 2011 Qtr 2: 0; 2011 Qtr 3: 0; 2011 Qtr 4: 0 | 5
0 | 253005-Residential AC SEER 13 Early Ret. CZ 6, 7 or 8 |  | System | Residential | 26-SFM-ResidentialSingleFamily-SP_COOL | 0 |  |  |  |  | 549.5508 | 0 | 30 | 0 | 0 | 519.5508 | 169.092 |  | kWh | 0.32706 | 0.20484 | Residential |  | Winter Only | [5 empty] | 15 | 0.67 |  |  |  | 1 | 3 | 0 | 0 | 0 | 0 | 0 | 0 | 0 | 0 | 0 | 0 | 2009 Qtr 1: 0; 2009 Qtr 2: 0; 2009 Qtr 3: 0; 2009 Qtr 4: 3; 2010 Qtr 1: 0; 2010 Qtr 2: 0; 2010 Qtr 3: 0; 2010 Qtr 4: 0; 2011 Qtr 1: 0; 2011 Qtr 2: 0; 2011 Qtr 3: 0; 2011 Qtr 4: 0 | 3
0 | 253005-Residential AC SEER 13 Early Ret. CZ 6, 7 or 8 |  | System | Residential | 26-SFM-ResidentialSingleFamily-SP_COOL | 0 |  |  |  |  | 549.5508 | 0 | 35 | 0 | 0 | 514.5508 | 169.092 |  | kWh | 0.32706 | 0.20484 | Residential |  | Winter Only | [5 empty] | 15 | 0.67 |  |  |  | 1 | 3 | 0 | 0 | 0 | 0 | 0 | 0 | 0 | 0 | 0 | 0 | 2009 Qtr 1: 0; 2009 Qtr 2: 0; 2009 Qtr 3: 0; 2009 Qtr 4: 3; 2010 Qtr 1: 0; 2010 Qtr 2: 0; 2010 Qtr 3: 0; 2010 Qtr 4: 0; 2011 Qtr 1: 0; 2011 Qtr 2: 0; 2011 Qtr 3: 0; 2011 Qtr 4: 0 | 3
0 | 253006-Residential AC SEER 13 Early Ret. CZ 10, 14, or 15 |  | System | Residential | 26-SFM-ResidentialSingleFamily-SP_COOL | 0 |  |  |  |  | 549.5508 | 0 | 85 | 0 | 0 | 464.5508 | 291.643 |  | kWh | 0.32916 | 0.11379 | Residential |  | Winter Only | [5 empty] | 15 | 0.67 |  |  |  | 1 | 3 | 0 | 0 | 0 | 0 | 0 | 0 | 0 | 0 | 0 | 0 | 2009 Qtr 1: 0; 2009 Qtr 2: 0; 2009 Qtr 3: 0; 2009 Qtr 4: 3; 2010 Qtr 1: 0; 2010 Qtr 2: 0; 2010 Qtr 3: 0; 2010 Qtr 4: 0; 2011 Qtr 1: 0; 2011 Qtr 2: 0; 2011 Qtr 3: 0; 2011 Qtr 4: 0 | 3
0 | 253006-Residential AC SEER 13 Early Ret. CZ 10, 14, or 15 |  | System | Residential | 26-SFM-ResidentialSingleFamily-SP_COOL | 0 |  |  |  |  | 549.5508 | 0 | 99.1667 | 0 | 0 | 450.3841 | 291.643 |  | kWh | 0.32916 | 0.11379 | Residential |  | Winter Only | [5 empty] | 15 | 0.67 |  |  |  | 1 | 3 | 0 | 0 | 0 | 0 | 0 | 0 | 0 | 0 | 0 | 0 | 2009 Qtr 1: 0; 2009 Qtr 2: 0; 2009 Qtr 3: 0; 2009 Qtr 4: 3; 2010 Qtr 1: 0; 2010 Qtr 2: 0; 2010 Qtr 3: 0; 2010 Qtr 4: 0; 2011 Qtr 1: 0; 2011 Qtr 2: 0; 2011 Qtr 3: 0; 2011 Qtr 4: 0 | 3
0 | 253005-Residential AC SEER 13 Early Ret. CZ 6, 7 or 8 |  | System | Residential | 26-SFM-ResidentialSingleFamily-SP_COOL | 0 |  |  |  |  | 549.5508 | 0 | 30 | 0 | 0 | 519.5508 | 169.092 |  | kWh | 0.32706 | 0.20484 | Residential |  | Winter Only | [5 empty] | 15 | 0.67 |  |  |  | 1 | 5 | 0 | 0 | 0 | 0 | 0 | 0 | 0 | 0 | 0 | 0 | 2009 Qtr 1: 0; 2009 Qtr 2: 0; 2009 Qtr 3: 0; 2009 Qtr 4: 5; 2010 Qtr 1: 0; 2010 Qtr 2: 0; 2010 Qtr 3: 0; 2010 Qtr 4: 0; 2011 Qtr 1: 0; 2011 Qtr 2: 0; 2011 Qtr 3: 0; 2011 Qtr 4: 0 | 5
0 | 253006-Residential AC SEER 13 Early Ret. CZ 10, 14, or 15 |  | System | Residential | 26-SFM-ResidentialSingleFamily-SP_COOL | 0 |  |  |  |  | 549.5508 | 0 | 99.1667 | 0 | 0 | 450.3841 | 291.643 |  | kWh | 0.32916 | 0.11379 | Residential |  | Winter Only | [5 empty] | 15 | 0.67 |  |  |  | 1 | 3 | 0 | 0 | 0 | 0 | 0 | 0 | 0 | 0 | 0 | 0 | 2009 Qtr 1: 0; 2009 Qtr 2: 0; 2009 Qtr 3: 0; 2009 Qtr 4: 3; 2010 Qtr 1: 0; 2010 Qtr 2: 0; 2010 Qtr 3: 0; 2010 Qtr 4: 0; 2011 Qtr 1: 0; 2011 Qtr 2: 0; 2011 Qtr 3: 0; 2011 Qtr 4: 0 | 3
0 | 253006-Residential AC SEER 13 Early Ret. CZ 10, 14, or 15 |  | System | Residential | 26-SFM-ResidentialSingleFamily-SP_COOL | 0 |  |  |  |  | 549.5508 | 0 | 85 | 0 | 0 | 464.5508 | 291.643 |  | kWh | 0.32916 | 0.11379 | Residential |  | Winter Only | [5 empty] | 15 | 0.67 |  |  |  | 1 | 5 | 0 | 0 | 0 | 0 | 0 | 0 | 0 | 0 | 0 | 0 | 2009 Qtr 1: 0; 2009 Qtr 2: 0; 2009 Qtr 3: 0; 2009 Qtr 4: 5; 2010 Qtr 1: 0; 2010 Qtr 2: 0; 2010 Qtr 3: 0; 2010 Qtr 4: 0; 2011 Qtr 1: 0; 2011 Qtr 2: 0; 2011 Qtr 3: 0; 2011 Qtr 4: 0 | 5
0 | 253005-Residential AC SEER 13 Early Ret. CZ 6, 7 or 8 |  | System | Residential | 26-SFM-ResidentialSingleFamily-SP_COOL | 0 |  |  |  |  | 549.5508 | 0 | 30 | 0 | 0 | 519.5508 | 169.092 |  | kWh | 0.32706 | 0.20484 | Residential |  | Winter Only | [5 empty] | 15 | 0.67 |  |  |  | 1 | 5 | 0 | 0 | 0 | 0 | 0 | 0 | 0 | 0 | 0 | 0 | 2009 Qtr 1: 0; 2009 Qtr 2: 0; 2009 Qtr 3: 0; 2009 Qtr 4: 5; 2010 Qtr 1: 0; 2010 Qtr 2: 0; 2010 Qtr 3: 0; 2010 Qtr 4: 0; 2011 Qtr 1: 0; 2011 Qtr 2: 0; 2011 Qtr 3: 0; 2011 Qtr 4: 0 | 5
0 | 253005-Residential AC SEER 13 Early Ret. CZ 6, 7 or 8 |  | System | Residential | 26-SFM-ResidentialSingleFamily-SP_COOL | 0 |  |  |  |  | 549.5508 | 0 | 35 | 0 | 0 | 514.5508 | 169.092 |  | kWh | 0.32706 | 0.20484 | Residential |  | Winter Only | [5 empty] | 15 | 0.67 |  |  |  | 1 | 3 | 0 | 0 | 0 | 0 | 0 | 0 | 0 | 0 | 0 | 0 | 2009 Qtr 1: 0; 2009 Qtr 2: 0; 2009 Qtr 3: 0; 2009 Qtr 4: 3; 2010 Qtr 1: 0; 2010 Qtr 2: 0; 2010 Qtr 3: 0; 2010 Qtr 4: 0; 2011 Qtr 1: 0; 2011 Qtr 2: 0; 2011 Qtr 3: 0; 2011 Qtr 4: 0 | 3
0 | 253006-Residential AC SEER 13 Early Ret. CZ 10, 14, or 15 |  | System | Residential | 26-SFM-ResidentialSingleFamily-SP_COOL | 0 |  |  |  |  | 549.5508 | 0 | 85 | 0 | 0 | 464.5508 | 291.643 |  | kWh | 0.32916 | 0.11379 | Residential |  | Winter Only | [5 empty] | 15 | 0.67 |  |  |  | 1 | 3 | 0 | 0 | 0 | 0 | 0 | 0 | 0 | 0 | 0 | 0 | 2009 Qtr 1: 0; 2009 Qtr 2: 0; 2009 Qtr 3: 0; 2009 Qtr 4: 3; 2010 Qtr 1: 0; 2010 Qtr 2: 0; 2010 Qtr 3: 0; 2010 Qtr 4: 0; 2011 Qtr 1: 0; 2011 Qtr 2: 0; 2011 Qtr 3: 0; 2011 Qtr 4: 0 | 3
0 | 253005-Residential AC SEER 13 Early Ret. CZ 6, 7 or 8 |  | System | Residential | 26-SFM-ResidentialSingleFamily-SP_COOL | 0 |  |  |  |  | 549.5508 | 0 | 30 | 0 | 0 | 519.5508 | 169.092 |  | kWh | 0.32706 | 0.20484 | Residential |  | Winter Only | [5 empty] | 15 | 0.67 |  |  |  | 1 | 2 | 0 | 0 | 0 | 0 | 0 | 0 | 0 | 0 | 0 | 0 | 2009 Qtr 1: 0; 2009 Qtr 2: 0; 2009 Qtr 3: 0; 2009 Qtr 4: 2; 2010 Qtr 1: 0; 2010 Qtr 2: 0; 2010 Qtr 3: 0; 2010 Qtr 4: 0; 2011 Qtr 1: 0; 2011 Qtr 2: 0; 2011 Qtr 3: 0; 2011 Qtr 4: 0 | 2
0 | 253005-Residential AC SEER 13 Early Ret. CZ 6, 7 or 8 |  | System | Residential | 26-SFM-ResidentialSingleFamily-SP_COOL | 0 |  |  |  |  | 549.5508 | 0 | 30 | 0 | 0 | 519.5508 | 169.092 |  | kWh | 0.32706 | 0.20484 | Residential |  | Winter Only | [5 empty] | 15 | 0.67 |  |  |  | 1 | 3 | 0 | 0 | 0 | 0 | 0 | 0 | 0 | 0 | 0 | 0 | 2009 Qtr 1: 0; 2009 Qtr 2: 0; 2009 Qtr 3: 0; 2009 Qtr 4: 3; 2010 Qtr 1: 0; 2010 Qtr 2: 0; 2010 Qtr 3: 0; 2010 Qtr 4: 0; 2011 Qtr 1: 0; 2011 Qtr 2: 0; 2011 Qtr 3: 0; 2011 Qtr 4: 0 | 3
0 | 253005-Residential AC SEER 13 Early Ret. CZ 6, 7 or 8 |  | System | Residential | 26-SFM-ResidentialSingleFamily-SP_COOL | 0 |  |  |  |  | 549.5508 | 0 | 30 | 0 | 0 | 519.5508 | 169.092 |  | kWh | 0.32706 | 0.20484 | Residential |  | Winter Only | [5 empty] | 15 | 0.67 |  |  |  | 1 | 3 | 0 | 0 | 0 | 0 | 0 | 0 | 0 | 0 | 0 | 0 | 2009 Qtr 1: 0; 2009 Qtr 2: 0; 2009 Qtr 3: 0; 2009 Qtr 4: 3; 2010 Qtr 1: 0; 2010 Qtr 2: 0; 2010 Qtr 3: 0; 2010 Qtr 4: 0; 2011 Qtr 1: 0; 2011 Qtr 2: 0; 2011 Qtr 3: 0; 2011 Qtr 4: 0 | 3
0 | 253005-Residential AC SEER 13 Early Ret. CZ 6, 7 or 8 |  | System | Residential | 26-SFM-ResidentialSingleFamily-SP_COOL | 0 |  |  |  |  | 549.5508 | 0 | 30 | 0 | 0 | 519.5508 | 169.092 |  | kWh | 0.32706 | 0.20484 | Residential |  | Winter Only | [5 empty] | 15 | 0.67 |  |  |  | 1 | 3 | 0 | 0 | 0 | 0 | 0 | 0 | 0 | 0 | 0 | 0 | 2009 Qtr 1: 0; 2009 Qtr 2: 0; 2009 Qtr 3: 0; 2009 Qtr 4: 3; 2010 Qtr 1: 0; 2010 Qtr 2: 0; 2010 Qtr 3: 0; 2010 Qtr 4: 0; 2011 Qtr 1: 0; 2011 Qtr 2: 0; 2011 Qtr 3: 0; 2011 Qtr 4: 0 | 3
0 | 253006-Residential AC SEER 13 Early Ret. CZ 10, 14, or 15 |  | System | Residential | 26-SFM-ResidentialSingleFamily-SP_COOL | 0 |  |  |  |  | 549.5508 | 0 | 85 | 0 | 0 | 464.5508 | 291.643 |  | kWh | 0.32916 | 0.11379 | Residential |  | Winter Only | [5 empty] | 15 | 0.67 |  |  |  | 1 | 3 | 0 | 0 | 0 | 0 | 0 | 0 | 0 | 0 | 0 | 0 | 2009 Qtr 1: 0; 2009 Qtr 2: 0; 2009 Qtr 3: 0; 2009 Qtr 4: 3; 2010 Qtr 1: 0; 2010 Qtr 2: 0; 2010 Qtr 3: 0; 2010 Qtr 4: 0; 2011 Qtr 1: 0; 2011 Qtr 2: 0; 2011 Qtr 3: 0; 2011 Qtr 4: 0 | 3
0 | 253006-Residential AC SEER 13 Early Ret. CZ 10, 14, or 15 |  | System | Residential | 26-SFM-ResidentialSingleFamily-SP_COOL | 0 |  |  |  |  | 549.5508 | 0 | 85 | 0 | 0 | 464.5508 | 291.643 |  | kWh | 0.32916 | 0.11379 | Residential |  | Winter Only | [5 empty] | 15 | 0.67 |  |  |  | 1 | 4 | 0 | 0 | 0 | 0 | 0 | 0 | 0 | 0 | 0 | 0 | 2009 Qtr 1: 0; 2009 Qtr 2: 0; 2009 Qtr 3: 0; 2009 Qtr 4: 4; 2010 Qtr 1: 0; 2010 Qtr 2: 0; 2010 Qtr 3: 0; 2010 Qtr 4: 0; 2011 Qtr 1: 0; 2011 Qtr 2: 0; 2011 Qtr 3: 0; 2011 Qtr 4: 0 | 4
0 | 253005-Residential AC SEER 13 Early Ret. CZ 6, 7 or 8 |  | System | Residential | 26-SFM-ResidentialSingleFamily-SP_COOL | 0 |  |  |  |  | 549.5508 | 0 | 30 | 0 | 0 | 519.5508 | 169.092 |  | kWh | 0.32706 | 0.20484 | Residential |  | Winter Only | [5 empty] | 15 | 0.67 |  |  |  | 1 | 3 | 0 | 0 | 0 | 0 | 0 | 0 | 0 | 0 | 0 | 0 | 2009 Qtr 1: 0; 2009 Qtr 2: 0; 2009 Qtr 3: 0; 2009 Qtr 4: 3; 2010 Qtr 1: 0; 2010 Qtr 2: 0; 2010 Qtr 3: 0; 2010 Qtr 4: 0; 2011 Qtr 1: 0; 2011 Qtr 2: 0; 2011 Qtr 3: 0; 2011 Qtr 4: 0 | 3
0 | 253005-Residential AC SEER 13 Early Ret. CZ 6, 7 or 8 |  | System | Residential | 26-SFM-ResidentialSingleFamily-SP_COOL | 0 |  |  |  |  | 549.5508 | 0 | 30 | 0 | 0 | 519.5508 | 169.092 |  | kWh | 0.32706 | 0.20484 | Residential |  | Winter Only | [5 empty] | 15 | 0.67 |  |  |  | 1 | 3 | 0 | 0 | 0 | 0 | 0 | 0 | 0 | 0 | 0 | 0 | 2009 Qtr 1: 0; 2009 Qtr 2: 0; 2009 Qtr 3: 0; 2009 Qtr 4: 3; 2010 Qtr 1: 0; 2010 Qtr 2: 0; 2010 Qtr 3: 0; 2010 Qtr 4: 0; 2011 Qtr 1: 0; 2011 Qtr 2: 0; 2011 Qtr 3: 0; 2011 Qtr 4: 0 | 3
0 | 253005-Residential AC SEER 13 Early Ret. CZ 6, 7 or 8 |  | System | Residential | 26-SFM-ResidentialSingleFamily-SP_COOL | 0 |  |  |  |  | 549.5508 | 0 | 37.5 | 0 | 0 | 512.0508 | 169.092 |  | kWh | 0.32706 | 0.20484 | Residential |  | Winter Only | [5 empty] | 15 | 0.67 |  |  |  | 1 | 2 | 0 | 0 | 0 | 0 | 0 | 0 | 0 | 0 | 0 | 0 | 2009 Qtr 1: 0; 2009 Qtr 2: 0; 2009 Qtr 3: 0; 2009 Qtr 4: 2; 2010 Qtr 1: 0; 2010 Qtr 2: 0; 2010 Qtr 3: 0; 2010 Qtr 4: 0; 2011 Qtr 1: 0; 2011 Qtr 2: 0; 2011 Qtr 3: 0; 2011 Qtr 4: 0 | 2
0 | 253005-Residential AC SEER 13 Early Ret. CZ 6, 7 or 8 |  | System | Residential | 26-SFM-ResidentialSingleFamily-SP_COOL | 0 |  |  |  |  | 549.5508 | 0 | 30 | 0 | 0 | 519.5508 | 169.092 |  | kWh | 0.32706 | 0.20484 | Residential |  | Winter Only | [5 empty] | 15 | 0.67 |  |  |  | 1 | 4 | 0 | 0 | 0 | 0 | 0 | 0 | 0 | 0 | 0 | 0 | 2009 Qtr 1: 0; 2009 Qtr 2: 0; 2009 Qtr 3: 0; 2009 Qtr 4: 4; 2010 Qtr 1: 0; 2010 Qtr 2: 0; 2010 Qtr 3: 0; 2010 Qtr 4: 0; 2011 Qtr 1: 0; 2011 Qtr 2: 0; 2011 Qtr 3: 0; 2011 Qtr 4: 0 | 4
0 | 253006-Residential AC SEER 13 Early Ret. CZ 10, 14, or 15 |  | System | Residential | 26-SFM-ResidentialSingleFamily-SP_COOL | 0 |  |  |  |  | 549.5508 | 0 | 85 | 0 | 0 | 464.5508 | 291.643 |  | kWh | 0.32916 | 0.11379 | Residential |  | Winter Only | [5 empty] | 15 | 0.67 |  |  |  | 1 | 3 | 0 | 0 | 0 | 0 | 0 | 0 | 0 | 0 | 0 | 0 | 2009 Qtr 1: 0; 2009 Qtr 2: 0; 2009 Qtr 3: 0; 2009 Qtr 4: 3; 2010 Qtr 1: 0; 2010 Qtr 2: 0; 2010 Qtr 3: 0; 2010 Qtr 4: 0; 2011 Qtr 1: 0; 2011 Qtr 2: 0; 2011 Qtr 3: 0; 2011 Qtr 4: 0 | 3
0 | 253005-Residential AC SEER 13 Early Ret. CZ 6, 7 or 8 |  | System | Residential | 26-SFM-ResidentialSingleFamily-SP_COOL | 0 |  |  |  |  | 549.5508 | 0 | 30 | 0 | 0 | 519.5508 | 169.092 |  | kWh | 0.32706 | 0.20484 | Residential |  | Winter Only | [5 empty] | 15 | 0.67 |  |  |  | 1 | 3 | 0 | 0 | 0 | 0 | 0 | 0 | 0 | 0 | 0 | 0 | 2009 Qtr 1: 0; 2009 Qtr 2: 0; 2009 Qtr 3: 0; 2009 Qtr 4: 3; 2010 Qtr 1: 0; 2010 Qtr 2: 0; 2010 Qtr 3: 0; 2010 Qtr 4: 0; 2011 Qtr 1: 0; 2011 Qtr 2: 0; 2011 Qtr 3: 0; 2011 Qtr 4: 0 | 3
0 | 253005-Residential AC SEER 13 Early Ret. CZ 6, 7 or 8 |  | System | Residential | 26-SFM-ResidentialSingleFamily-SP_COOL | 0 |  |  |  |  | 549.5508 | 0 | 35 | 0 | 0 | 514.5508 | 169.092 |  | kWh | 0.32706 | 0.20484 | Residential |  | Winter Only | [5 empty] | 15 | 0.67 |  |  |  | 1 | 3 | 0 | 0 | 0 | 0 | 0 | 0 | 0 | 0 | 0 | 0 | 2009 Qtr 1: 0; 2009 Qtr 2: 0; 2009 Qtr 3: 0; 2009 Qtr 4: 3; 2010 Qtr 1: 0; 2010 Qtr 2: 0; 2010 Qtr 3: 0; 2010 Qtr 4: 0; 2011 Qtr 1: 0; 2011 Qtr 2: 0; 2011 Qtr 3: 0; 2011 Qtr 4: 0 | 3
0 | 253005-Residential AC SEER 13 Early Ret. CZ 6, 7 or 8 |  | System | Residential | 26-SFM-ResidentialSingleFamily-SP_COOL | 0 |  |  |  |  | 549.5508 | 0 | 30 | 0 | 0 | 519.5508 | 169.092 |  | kWh | 0.32706 | 0.20484 | Residential |  | Winter Only | [5 empty] | 15 | 0.67 |  |  |  | 1 | 3 | 0 | 0 | 0 | 0 | 0 | 0 | 0 | 0 | 0 | 0 | 2009 Qtr 1: 0; 2009 Qtr 2: 0; 2009 Qtr 3: 0; 2009 Qtr 4: 3; 2010 Qtr 1: 0; 2010 Qtr 2: 0; 2010 Qtr 3: 0; 2010 Qtr 4: 0; 2011 Qtr 1: 0; 2011 Qtr 2: 0; 2011 Qtr 3: 0; 2011 Qtr 4: 0 | 3
0 | 253005-Residential AC SEER 13 Early Ret. CZ 6, 7 or 8 |  | System | Residential | 26-SFM-ResidentialSingleFamily-SP_COOL | 0 |  |  |  |  | 549.5508 | 0 | 30 | 0 | 0 | 519.5508 | 169.092 |  | kWh | 0.32706 | 0.20484 | Residential |  | Winter Only | [5 empty] | 15 | 0.67 |  |  |  | 1 | 4 | 0 | 0 | 0 | 0 | 0 | 0 | 0 | 0 | 0 | 0 | 2009 Qtr 1: 0; 2009 Qtr 2: 0; 2009 Qtr 3: 0; 2009 Qtr 4: 4; 2010 Qtr 1: 0; 2010 Qtr 2: 0; 2010 Qtr 3: 0; 2010 Qtr 4: 0; 2011 Qtr 1: 0; 2011 Qtr 2: 0; 2011 Qtr 3: 0; 2011 Qtr 4: 0 | 4
0 | 253005-Residential AC SEER 13 Early Ret. CZ 6, 7 or 8 |  | System | Residential | 26-SFM-ResidentialSingleFamily-SP_COOL | 0 |  |  |  |  | 549.5508 | 0 | 30 | 0 | 0 | 519.5508 | 169.092 |  | kWh | 0.32706 | 0.20484 | Residential |  | Winter Only | [5 empty] | 15 | 0.67 |  |  |  | 1 | 4 | 0 | 0 | 0 | 0 | 0 | 0 | 0 | 0 | 0 | 0 | 2009 Qtr 1: 0; 2009 Qtr 2: 0; 2009 Qtr 3: 0; 2009 Qtr 4: 4; 2010 Qtr 1: 0; 2010 Qtr 2: 0; 2010 Qtr 3: 0; 2010 Qtr 4: 0; 2011 Qtr 1: 0; 2011 Qtr 2: 0; 2011 Qtr 3: 0; 2011 Qtr 4: 0 | 4
0 | 253005-Residential AC SEER 13 Early Ret. CZ 6, 7 or 8 |  | System | Residential | 26-SFM-ResidentialSingleFamily-SP_COOL | 0 |  |  |  |  | 549.5508 | 0 | 30 | 0 | 0 | 519.5508 | 169.092 |  | kWh | 0.32706 | 0.20484 | Residential |  | Winter Only | [5 empty] | 15 | 0.67 |  |  |  | 1 | 4 | 0 | 0 | 0 | 0 | 0 | 0 | 0 | 0 | 0 | 0 | 2009 Qtr 1: 0; 2009 Qtr 2: 0; 2009 Qtr 3: 0; 2009 Qtr 4: 4; 2010 Qtr 1: 0; 2010 Qtr 2: 0; 2010 Qtr 3: 0; 2010 Qtr 4: 0; 2011 Qtr 1: 0; 2011 Qtr 2: 0; 2011 Qtr 3: 0; 2011 Qtr 4: 0 | 4
0 | 253006-Residential AC SEER 13 Early Ret. CZ 10, 14, or 15 |  | System | Residential | 26-SFM-ResidentialSingleFamily-SP_COOL | 0 |  |  |  |  | 549.5508 | 0 | 85 | 0 | 0 | 464.5508 | 291.643 |  | kWh | 0.32916 | 0.11379 | Residential |  | Winter Only | [5 empty] | 15 | 0.67 |  |  |  | 1 | 4 | 0 | 0 | 0 | 0 | 0 | 0 | 0 | 0 | 0 | 0 | 2009 Qtr 1: 0; 2009 Qtr 2: 0; 2009 Qtr 3: 0; 2009 Qtr 4: 4; 2010 Qtr 1: 0; 2010 Qtr 2: 0; 2010 Qtr 3: 0; 2010 Qtr 4: 0; 2011 Qtr 1: 0; 2011 Qtr 2: 0; 2011 Qtr 3: 0; 2011 Qtr 4: 0 | 4
0 | 253005-Residential AC SEER 13 Early Ret. CZ 6, 7 or 8 |  | System | Residential | 26-SFM-ResidentialSingleFamily-SP_COOL | 0 |  |  |  |  | 549.5508 | 0 | 30 | 0 | 0 | 519.5508 | 169.092 |  | kWh | 0.32706 | 0.20484 | Residential |  | Winter Only | [5 empty] | 15 | 0.67 |  |  |  | 1 | 3 | 0 | 0 | 0 | 0 | 0 | 0 | 0 | 0 | 0 | 0 | 2009 Qtr 1: 0; 2009 Qtr 2: 0; 2009 Qtr 3: 0; 2009 Qtr 4: 3; 2010 Qtr 1: 0; 2010 Qtr 2: 0; 2010 Qtr 3: 0; 2010 Qtr 4: 0; 2011 Qtr 1: 0; 2011 Qtr 2: 0; 2011 Qtr 3: 0; 2011 Qtr 4: 0 | 3
0 | 253005-Residential AC SEER 13 Early Ret. CZ 6, 7 or 8 |  | System | Residential | 26-SFM-ResidentialSingleFamily-SP_COOL | 0 |  |  |  |  | 549.5508 | 0 | 37.5 | 0 | 0 | 512.0508 | 169.092 |  | kWh | 0.32706 | 0.20484 | Residential |  | Winter Only | [5 empty] | 15 | 0.67 |  |  |  | 1 | 2 | 0 | 0 | 0 | 0 | 0 | 0 | 0 | 0 | 0 | 0 | 2009 Qtr 1: 0; 2009 Qtr 2: 0; 2009 Qtr 3: 0; 2009 Qtr 4: 2; 2010 Qtr 1: 0; 2010 Qtr 2: 0; 2010 Qtr 3: 0; 2010 Qtr 4: 0; 2011 Qtr 1: 0; 2011 Qtr 2: 0; 2011 Qtr 3: 0; 2011 Qtr 4: 0 | 2
0 | 253005-Residential AC SEER 13 Early Ret. CZ 6, 7 or 8 |  | System | Residential | 26-SFM-ResidentialSingleFamily-SP_COOL | 0 |  |  |  |  | 549.5508 | 0 | 30 | 0 | 0 | 519.5508 | 169.092 |  | kWh | 0.32706 | 0.20484 | Residential |  | Winter Only | [5 empty] | 15 | 0.67 |  |  |  | 1 | 5 | 0 | 0 | 0 | 0 | 0 | 0 | 0 | 0 | 0 | 0 | 2009 Qtr 1: 0; 2009 Qtr 2: 0; 2009 Qtr 3: 0; 2009 Qtr 4: 5; 2010 Qtr 1: 0; 2010 Qtr 2: 0; 2010 Qtr 3: 0; 2010 Qtr 4: 0; 2011 Qtr 1: 0; 2011 Qtr 2: 0; 2011 Qtr 3: 0; 2011 Qtr 4: 0 | 5
0 | 253005-Residential AC SEER 13 Early Ret. CZ 6, 7 or 8 |  | System | Residential | 26-SFM-ResidentialSingleFamily-SP_COOL | 0 |  |  |  |  | 549.5508 | 0 | 30 | 0 | 0 | 519.5508 | 169.092 |  | kWh | 0.32706 | 0.20484 | Residential |  | Winter Only | [5 empty] | 15 | 0.67 |  |  |  | 1 | 5 | 0 | 0 | 0 | 0 | 0 | 0 | 0 | 0 | 0 | 0 | 2009 Qtr 1: 0; 2009 Qtr 2: 0; 2009 Qtr 3: 0; 2009 Qtr 4: 5; 2010 Qtr 1: 0; 2010 Qtr 2: 0; 2010 Qtr 3: 0; 2010 Qtr 4: 0; 2011 Qtr 1: 0; 2011 Qtr 2: 0; 2011 Qtr 3: 0; 2011 Qtr 4: 0 | 5
0 | 253006-Residential AC SEER 13 Early Ret. CZ 10, 14, or 15 |  | System | Residential | 26-SFM-ResidentialSingleFamily-SP_COOL | 0 |  |  |  |  | 549.5508 | 0 | 85 | 0 | 0 | 464.5508 | 291.643 |  | kWh | 0.32916 | 0.11379 | Residential |  | Winter Only | [5 empty] | 15 | 0.67 |  |  |  | 1 | 2 | 0 | 0 | 0 | 0 | 0 | 0 | 0 | 0 | 0 | 0 | 2009 Qtr 1: 0; 2009 Qtr 2: 0; 2009 Qtr 3: 0; 2009 Qtr 4: 2; 2010 Qtr 1: 0; 2010 Qtr 2: 0; 2010 Qtr 3: 0; 2010 Qtr 4: 0; 2011 Qtr 1: 0; 2011 Qtr 2: 0; 2011 Qtr 3: 0; 2011 Qtr 4: 0 | 2
0 | 253005-Residential AC SEER 13 Early Ret. CZ 6, 7 or 8 |  | System | Residential | 26-SFM-ResidentialSingleFamily-SP_COOL | 0 |  |  |  |  | 549.5508 | 0 | 30 | 0 | 0 | 519.5508 | 169.092 |  | kWh | 0.32706 | 0.20484 | Residential |  | Winter Only | [5 empty] | 15 | 0.67 |  |  |  | 1 | 5 | 0 | 0 | 0 | 0 | 0 | 0 | 0 | 0 | 0 | 0 | 2009 Qtr 1: 0; 2009 Qtr 2: 0; 2009 Qtr 3: 0; 2009 Qtr 4: 5; 2010 Qtr 1: 0; 2010 Qtr 2: 0; 2010 Qtr 3: 0; 2010 Qtr 4: 0; 2011 Qtr 1: 0; 2011 Qtr 2: 0; 2011 Qtr 3: 0; 2011 Qtr 4: 0 | 5
0 | 253006-Residential AC SEER 13 Early Ret. CZ 10, 14, or 15 |  | System | Residential | 26-SFM-ResidentialSingleFamily-SP_COOL | 0 |  |  |  |  | 549.5508 | 0 | 85 | 0 | 0 | 464.5508 | 291.643 |  | kWh | 0.32916 | 0.11379 | Residential |  | Winter Only | [5 empty] | 15 | 0.67 |  |  |  | 1 | 4 | 0 | 0 | 0 | 0 | 0 | 0 | 0 | 0 | 0 | 0 | 2009 Qtr 1: 0; 2009 Qtr 2: 0; 2009 Qtr 3: 0; 2009 Qtr 4: 4; 2010 Qtr 1: 0; 2010 Qtr 2: 0; 2010 Qtr 3: 0; 2010 Qtr 4: 0; 2011 Qtr 1: 0; 2011 Qtr 2: 0; 2011 Qtr 3: 0; 2011 Qtr 4: 0 | 4
0 | 253005-Residential AC SEER 13 Early Ret. CZ 6, 7 or 8 |  | System | Residential | 26-SFM-ResidentialSingleFamily-SP_COOL | 0 |  |  |  |  | 549.5508 | 0 | 30 | 0 | 0 | 519.5508 | 169.092 |  | kWh | 0.32706 | 0.20484 | Residential |  | Winter Only | [5 empty] | 15 | 0.67 |  |  |  | 1 | 2 | 0 | 0 | 0 | 0 | 0 | 0 | 0 | 0 | 0 | 0 | 2009 Qtr 1: 0; 2009 Qtr 2: 0; 2009 Qtr 3: 0; 2009 Qtr 4: 2; 2010 Qtr 1: 0; 2010 Qtr 2: 0; 2010 Qtr 3: 0; 2010 Qtr 4: 0; 2011 Qtr 1: 0; 2011 Qtr 2: 0; 2011 Qtr 3: 0; 2011 Qtr 4: 0 | 2
0 | 253005-Residential AC SEER 13 Early Ret. CZ 6, 7 or 8 |  | System | Residential | 26-SFM-ResidentialSingleFamily-SP_COOL | 0 |  |  |  |  | 549.5508 | 0 | 30 | 0 | 0 | 519.5508 | 169.092 |  | kWh | 0.32706 | 0.20484 | Residential |  | Winter Only | [5 empty] | 15 | 0.67 |  |  |  | 1 | 2 | 0 | 0 | 0 | 0 | 0 | 0 | 0 | 0 | 0 | 0 | 2009 Qtr 1: 0; 2009 Qtr 2: 0; 2009 Qtr 3: 0; 2009 Qtr 4: 2; 2010 Qtr 1: 0; 2010 Qtr 2: 0; 2010 Qtr 3: 0; 2010 Qtr 4: 0; 2011 Qtr 1: 0; 2011 Qtr 2: 0; 2011 Qtr 3: 0; 2011 Qtr 4: 0 | 2
0 | 253005-Residential AC SEER 13 Early Ret. CZ 6, 7 or 8 |  | System | Residential | 26-SFM-ResidentialSingleFamily-SP_COOL | 0 |  |  |  |  | 549.5508 | 0 | 30 | 0 | 0 | 519.5508 | 169.092 |  | kWh | 0.32706 | 0.20484 | Residential |  | Winter Only | [5 empty] | 15 | 0.67 |  |  |  | 1 | 4 | 0 | 0 | 0 | 0 | 0 | 0 | 0 | 0 | 0 | 0 | 2009 Qtr 1: 0; 2009 Qtr 2: 0; 2009 Qtr 3: 0; 2009 Qtr 4: 4; 2010 Qtr 1: 0; 2010 Qtr 2: 0; 2010 Qtr 3: 0; 2010 Qtr 4: 0; 2011 Qtr 1: 0; 2011 Qtr 2: 0; 2011 Qtr 3: 0; 2011 Qtr 4: 0 | 4
0 | 253006-Residential AC SEER 13 Early Ret. CZ 10, 14, or 15 |  | System | Residential | 26-SFM-ResidentialSingleFamily-SP_COOL | 0 |  |  |  |  | 549.5508 | 0 | 85 | 0 | 0 | 464.5508 | 291.643 |  | kWh | 0.32916 | 0.11379 | Residential |  | Winter Only | [5 empty] | 15 | 0.67 |  |  |  | 1 | 3 | 0 | 0 | 0 | 0 | 0 | 0 | 0 | 0 | 0 | 0 | 2009 Qtr 1: 0; 2009 Qtr 2: 0; 2009 Qtr 3: 0; 2009 Qtr 4: 3; 2010 Qtr 1: 0; 2010 Qtr 2: 0; 2010 Qtr 3: 0; 2010 Qtr 4: 0; 2011 Qtr 1: 0; 2011 Qtr 2: 0; 2011 Qtr 3: 0; 2011 Qtr 4: 0 | 3
0 | 253005-Residential AC SEER 13 Early Ret. CZ 6, 7 or 8 |  | System | Residential | 26-SFM-ResidentialSingleFamily-SP_COOL | 0 |  |  |  |  | 549.5508 | 0 | 30 | 0 | 0 | 519.5508 | 169.092 |  | kWh | 0.32706 | 0.20484 | Residential |  | Winter Only | [5 empty] | 15 | 0.67 |  |  |  | 1 | 2 | 0 | 0 | 0 | 0 | 0 | 0 | 0 | 0 | 0 | 0 | 2009 Qtr 1: 0; 2009 Qtr 2: 0; 2009 Qtr 3: 0; 2009 Qtr 4: 2; 2010 Qtr 1: 0; 2010 Qtr 2: 0; 2010 Qtr 3: 0; 2010 Qtr 4: 0; 2011 Qtr 1: 0; 2011 Qtr 2: 0; 2011 Qtr 3: 0; 2011 Qtr 4: 0 | 2
0 | 253005-Residential AC SEER 13 Early Ret. CZ 6, 7 or 8 |  | System | Residential | 26-SFM-ResidentialSingleFamily-SP_COOL | 0 |  |  |  |  | 549.5508 | 0 | 30 | 0 | 0 | 519.5508 | 169.092 |  | kWh | 0.32706 | 0.20484 | Residential |  | Winter Only | [5 empty] | 15 | 0.67 |  |  |  | 1 | 3 | 0 | 0 | 0 | 0 | 0 | 0 | 0 | 0 | 0 | 0 | 2009 Qtr 1: 0; 2009 Qtr 2: 0; 2009 Qtr 3: 0; 2009 Qtr 4: 3; 2010 Qtr 1: 0; 2010 Qtr 2: 0; 2010 Qtr 3: 0; 2010 Qtr 4: 0; 2011 Qtr 1: 0; 2011 Qtr 2: 0; 2011 Qtr 3: 0; 2011 Qtr 4: 0 | 3
0 | 253005-Residential AC SEER 13 Early Ret. CZ 6, 7 or 8 |  | System | Residential | 26-SFM-ResidentialSingleFamily-SP_COOL | 0 |  |  |  |  | 549.5508 | 0 | 30 | 0 | 0 | 519.5508 | 169.092 |  | kWh | 0.32706 | 0.20484 | Residential |  | Winter Only | [5 empty] | 15 | 0.67 |  |  |  | 1 | 4 | 0 | 0 | 0 | 0 | 0 | 0 | 0 | 0 | 0 | 0 | 2009 Qtr 1: 0; 2009 Qtr 2: 0; 2009 Qtr 3: 0; 2009 Qtr 4: 4; 2010 Qtr 1: 0; 2010 Qtr 2: 0; 2010 Qtr 3: 0; 2010 Qtr 4: 0; 2011 Qtr 1: 0; 2011 Qtr 2: 0; 2011 Qtr 3: 0; 2011 Qtr 4: 0 | 4
0 | 253005-Residential AC SEER 13 Early Ret. CZ 6, 7 or 8 |  | System | Residential | 26-SFM-ResidentialSingleFamily-SP_COOL | 0 |  |  |  |  | 549.5508 | 0 | 30 | 0 | 0 | 519.5508 | 169.092 |  | kWh | 0.32706 | 0.20484 | Residential |  | Winter Only | [5 empty] | 15 | 0.67 |  |  |  | 1 | 3 | 0 | 0 | 0 | 0 | 0 | 0 | 0 | 0 | 0 | 0 | 2009 Qtr 1: 0; 2009 Qtr 2: 0; 2009 Qtr 3: 0; 2009 Qtr 4: 3; 2010 Qtr 1: 0; 2010 Qtr 2: 0; 2010 Qtr 3: 0; 2010 Qtr 4: 0; 2011 Qtr 1: 0; 2011 Qtr 2: 0; 2011 Qtr 3: 0; 2011 Qtr 4: 0 | 3
0 | 253005-Residential AC SEER 13 Early Ret. CZ 6, 7 or 8 |  | System | Residential | 26-SFM-ResidentialSingleFamily-SP_COOL | 0 |  |  |  |  | 549.5508 | 0 | 30 | 0 | 0 | 519.5508 | 169.092 |  | kWh | 0.32706 | 0.20484 | Residential |  | Winter Only | [5 empty] | 15 | 0.67 |  |  |  | 1 | 3 | 0 | 0 | 0 | 0 | 0 | 0 | 0 | 0 | 0 | 0 | 2009 Qtr 1: 0; 2009 Qtr 2: 0; 2009 Qtr 3: 0; 2009 Qtr 4: 3; 2010 Qtr 1: 0; 2010 Qtr 2: 0; 2010 Qtr 3: 0; 2010 Qtr 4: 0; 2011 Qtr 1: 0; 2011 Qtr 2: 0; 2011 Qtr 3: 0; 2011 Qtr 4: 0 | 3
0 | 253006-Residential AC SEER 13 Early Ret. CZ 10, 14, or 15 |  | System | Residential | 26-SFM-ResidentialSingleFamily-SP_COOL | 0 |  |  |  |  | 549.5508 | 0 | 85 | 0 | 0 | 464.5508 | 291.643 |  | kWh | 0.32916 | 0.11379 | Residential |  | Winter Only | [5 empty] | 15 | 0.67 |  |  |  | 1 | 4 | 0 | 0 | 0 | 0 | 0 | 0 | 0 | 0 | 0 | 0 | 2009 Qtr 1: 0; 2009 Qtr 2: 0; 2009 Qtr 3: 0; 2009 Qtr 4: 4; 2010 Qtr 1: 0; 2010 Qtr 2: 0; 2010 Qtr 3: 0; 2010 Qtr 4: 0; 2011 Qtr 1: 0; 2011 Qtr 2: 0; 2011 Qtr 3: 0; 2011 Qtr 4: 0 | 4
0 | 253005-Residential AC SEER 13 Early Ret. CZ 6, 7 or 8 |  | System | Residential | 26-SFM-ResidentialSingleFamily-SP_COOL | 0 |  |  |  |  | 549.5508 | 0 | 30 | 0 | 0 | 519.5508 | 169.092 |  | kWh | 0.32706 | 0.20484 | Residential |  | Winter Only | [5 empty] | 15 | 0.67 |  |  |  | 1 | 3 | 0 | 0 | 0 | 0 | 0 | 0 | 0 | 0 | 0 | 0 | 2009 Qtr 1: 0; 2009 Qtr 2: 0; 2009 Qtr 3: 0; 2009 Qtr 4: 3; 2010 Qtr 1: 0; 2010 Qtr 2: 0; 2010 Qtr 3: 0; 2010 Qtr 4: 0; 2011 Qtr 1: 0; 2011 Qtr 2: 0; 2011 Qtr 3: 0; 2011 Qtr 4: 0 | 3
0 | 253005-Residential AC SEER 13 Early Ret. CZ 6, 7 or 8 |  | System | Residential | 26-SFM-ResidentialSingleFamily-SP_COOL | 0 |  |  |  |  | 549.5508 | 0 | 30 | 0 | 0 | 519.5508 | 169.092 |  | kWh | 0.32706 | 0.20484 | Residential |  | Winter Only | [5 empty] | 15 | 0.67 |  |  |  | 1 | 4 | 0 | 0 | 0 | 0 | 0 | 0 | 0 | 0 | 0 | 0 | 2009 Qtr 1: 0; 2009 Qtr 2: 0; 2009 Qtr 3: 0; 2009 Qtr 4: 4; 2010 Qtr 1: 0; 2010 Qtr 2: 0; 2010 Qtr 3: 0; 2010 Qtr 4: 0; 2011 Qtr 1: 0; 2011 Qtr 2: 0; 2011 Qtr 3: 0; 2011 Qtr 4: 0 | 4
0 | 253005-Residential AC SEER 13 Early Ret. CZ 6, 7 or 8 |  | System | Residential | 26-SFM-ResidentialSingleFamily-SP_COOL | 0 |  |  |  |  | 549.5508 | 0 | 30 | 0 | 0 | 519.5508 | 169.092 |  | kWh | 0.32706 | 0.20484 | Residential |  | Winter Only | [5 empty] | 15 | 0.67 |  |  |  | 1 | 3 | 0 | 0 | 0 | 0 | 0 | 0 | 0 | 0 | 0 | 0 | 2009 Qtr 1: 0; 2009 Qtr 2: 0; 2009 Qtr 3: 0; 2009 Qtr 4: 3; 2010 Qtr 1: 0; 2010 Qtr 2: 0; 2010 Qtr 3: 0; 2010 Qtr 4: 0; 2011 Qtr 1: 0; 2011 Qtr 2: 0; 2011 Qtr 3: 0; 2011 Qtr 4: 0 | 3
0 | 253005-Residential AC SEER 13 Early Ret. CZ 6, 7 or 8 |  | System | Residential | 26-SFM-ResidentialSingleFamily-SP_COOL | 0 |  |  |  |  | 549.5508 | 0 | 30 | 0 | 0 | 519.5508 | 169.092 |  | kWh | 0.32706 | 0.20484 | Residential |  | Winter Only | [5 empty] | 15 | 0.67 |  |  |  | 1 | 4 | 0 | 0 | 0 | 0 | 0 | 0 | 0 | 0 | 0 | 0 | 2009 Qtr 1: 0; 2009 Qtr 2: 0; 2009 Qtr 3: 0; 2009 Qtr 4: 4; 2010 Qtr 1: 0; 2010 Qtr 2: 0; 2010 Qtr 3: 0; 2010 Qtr 4: 0; 2011 Qtr 1: 0; 2011 Qtr 2: 0; 2011 Qtr 3: 0; 2011 Qtr 4: 0 | 4
0 | 253005-Residential AC SEER 13 Early Ret. CZ 6, 7 or 8 |  | System | Residential | 26-SFM-ResidentialSingleFamily-SP_COOL | 0 |  |  |  |  | 549.5508 | 0 | 30 | 0 | 0 | 519.5508 | 169.092 |  | kWh | 0.32706 | 0.20484 | Residential |  | Winter Only | [5 empty] | 15 | 0.67 |  |  |  | 1 | 4 | 0 | 0 | 0 | 0 | 0 | 0 | 0 | 0 | 0 | 0 | 2009 Qtr 1: 0; 2009 Qtr 2: 0; 2009 Qtr 3: 0; 2009 Qtr 4: 4; 2010 Qtr 1: 0; 2010 Qtr 2: 0; 2010 Qtr 3: 0; 2010 Qtr 4: 0; 2011 Qtr 1: 0; 2011 Qtr 2: 0; 2011 Qtr 3: 0; 2011 Qtr 4: 0 | 4
0 | 253005-Residential AC SEER 13 Early Ret. CZ 6, 7 or 8 |  | System | Residential | 26-SFM-ResidentialSingleFamily-SP_COOL | 0 |  |  |  |  | 549.5508 | 0 | 37.5 | 0 | 0 | 512.0508 | 169.092 |  | kWh | 0.32706 | 0.20484 | Residential |  | Winter Only | [5 empty] | 15 | 0.67 |  |  |  | 1 | 2 | 0 | 0 | 0 | 0 | 0 | 0 | 0 | 0 | 0 | 0 | 2009 Qtr 1: 0; 2009 Qtr 2: 0; 2009 Qtr 3: 0; 2009 Qtr 4: 2; 2010 Qtr 1: 0; 2010 Qtr 2: 0; 2010 Qtr 3: 0; 2010 Qtr 4: 0; 2011 Qtr 1: 0; 2011 Qtr 2: 0; 2011 Qtr 3: 0; 2011 Qtr 4: 0 | 2
0 | 253006-Residential AC SEER 13 Early Ret. CZ 10, 14, or 15 |  | System | Residential | 26-SFM-ResidentialSingleFamily-SP_COOL | 0 |  |  |  |  | 549.5508 | 0 | 85 | 0 | 0 | 464.5508 | 291.643 |  | kWh | 0.32916 | 0.11379 | Residential |  | Winter Only | [5 empty] | 15 | 0.67 |  |  |  | 1 | 3 | 0 | 0 | 0 | 0 | 0 | 0 | 0 | 0 | 0 | 0 | 2009 Qtr 1: 0; 2009 Qtr 2: 0; 2009 Qtr 3: 0; 2009 Qtr 4: 3; 2010 Qtr 1: 0; 2010 Qtr 2: 0; 2010 Qtr 3: 0; 2010 Qtr 4: 0; 2011 Qtr 1: 0; 2011 Qtr 2: 0; 2011 Qtr 3: 0; 2011 Qtr 4: 0 | 3
0 | 253006-Residential AC SEER 13 Early Ret. CZ 10, 14, or 15 |  | System | Residential | 26-SFM-ResidentialSingleFamily-SP_COOL | 0 |  |  |  |  | 549.5508 | 0 | 85 | 0 | 0 | 464.5508 | 291.643 |  | kWh | 0.32916 | 0.11379 | Residential |  | Winter Only | [5 empty] | 15 | 0.67 |  |  |  | 1 | 4 | 0 | 0 | 0 | 0 | 0 | 0 | 0 | 0 | 0 | 0 | 2009 Qtr 1: 0; 2009 Qtr 2: 0; 2009 Qtr 3: 0; 2009 Qtr 4: 4; 2010 Qtr 1: 0; 2010 Qtr 2: 0; 2010 Qtr 3: 0; 2010 Qtr 4: 0; 2011 Qtr 1: 0; 2011 Qtr 2: 0; 2011 Qtr 3: 0; 2011 Qtr 4: 0 | 4
0 | 253005-Residential AC SEER 13 Early Ret. CZ 6, 7 or 8 |  | System | Residential | 26-SFM-ResidentialSingleFamily-SP_COOL | 0 |  |  |  |  | 549.5508 | 0 | 30 | 0 | 0 | 519.5508 | 169.092 |  | kWh | 0.32706 | 0.20484 | Residential |  | Winter Only | [5 empty] | 15 | 0.67 |  |  |  | 1 | 4 | 0 | 0 | 0 | 0 | 0 | 0 | 0 | 0 | 0 | 0 | 2009 Qtr 1: 0; 2009 Qtr 2: 0; 2009 Qtr 3: 0; 2009 Qtr 4: 4; 2010 Qtr 1: 0; 2010 Qtr 2: 0; 2010 Qtr 3: 0; 2010 Qtr 4: 0; 2011 Qtr 1: 0; 2011 Qtr 2: 0; 2011 Qtr 3: 0; 2011 Qtr 4: 0 | 4
0 | 253006-Residential AC SEER 13 Early Ret. CZ 10, 14, or 15 |  | System | Residential | 26-SFM-ResidentialSingleFamily-SP_COOL | 0 |  |  |  |  | 549.5508 | 0 | 85 | 0 | 0 | 464.5508 | 291.643 |  | kWh | 0.32916 | 0.11379 | Residential |  | Winter Only | [5 empty] | 15 | 0.67 |  |  |  | 1 | 4 | 0 | 0 | 0 | 0 | 0 | 0 | 0 | 0 | 0 | 0 | 2009 Qtr 1: 0; 2009 Qtr 2: 0; 2009 Qtr 3: 0; 2009 Qtr 4: 4; 2010 Qtr 1: 0; 2010 Qtr 2: 0; 2010 Qtr 3: 0; 2010 Qtr 4: 0; 2011 Qtr 1: 0; 2011 Qtr 2: 0; 2011 Qtr 3: 0; 2011 Qtr 4: 0 | 4
0 | 253005-Residential AC SEER 13 Early Ret. CZ 6, 7 or 8 |  | System | Residential | 26-SFM-ResidentialSingleFamily-SP_COOL | 0 |  |  |  |  | 549.5508 | 0 | 30 | 0 | 0 | 519.5508 | 169.092 |  | kWh | 0.32706 | 0.20484 | Residential |  | Winter Only | [5 empty] | 15 | 0.67 |  |  |  | 1 | 4 | 0 | 0 | 0 | 0 | 0 | 0 | 0 | 0 | 0 | 0 | 2009 Qtr 1: 0; 2009 Qtr 2: 0; 2009 Qtr 3: 0; 2009 Qtr 4: 4; 2010 Qtr 1: 0; 2010 Qtr 2: 0; 2010 Qtr 3: 0; 2010 Qtr 4: 0; 2011 Qtr 1: 0; 2011 Qtr 2: 0; 2011 Qtr 3: 0; 2011 Qtr 4: 0 | 4
0 | 253005-Residential AC SEER 13 Early Ret. CZ 6, 7 or 8 |  | System | Residential | 26-SFM-ResidentialSingleFamily-SP_COOL | 0 |  |  |  |  | 549.5508 | 0 | 30 | 0 | 0 | 519.5508 | 169.092 |  | kWh | 0.32706 | 0.20484 | Residential |  | Winter Only | [5 empty] | 15 | 0.67 |  |  |  | 1 | 4 | 0 | 0 | 0 | 0 | 0 | 0 | 0 | 0 | 0 | 0 | 2009 Qtr 1: 0; 2009 Qtr 2: 0; 2009 Qtr 3: 0; 2009 Qtr 4: 4; 2010 Qtr 1: 0; 2010 Qtr 2: 0; 2010 Qtr 3: 0; 2010 Qtr 4: 0; 2011 Qtr 1: 0; 2011 Qtr 2: 0; 2011 Qtr 3: 0; 2011 Qtr 4: 0 | 4
0 | 253005-Residential AC SEER 13 Early Ret. CZ 6, 7 or 8 |  | System | Residential | 26-SFM-ResidentialSingleFamily-SP_COOL | 0 |  |  |  |  | 549.5508 | 0 | 30 | 0 | 0 | 519.5508 | 169.092 |  | kWh | 0.32706 | 0.20484 | Residential |  | Winter Only | [5 empty] | 15 | 0.67 |  |  |  | 1 | 4 | 0 | 0 | 0 | 0 | 0 | 0 | 0 | 0 | 0 | 0 | 2009 Qtr 1: 0; 2009 Qtr 2: 0; 2009 Qtr 3: 0; 2009 Qtr 4: 4; 2010 Qtr 1: 0; 2010 Qtr 2: 0; 2010 Qtr 3: 0; 2010 Qtr 4: 0; 2011 Qtr 1: 0; 2011 Qtr 2: 0; 2011 Qtr 3: 0; 2011 Qtr 4: 0 | 4
0 | 253006-Residential AC SEER 13 Early Ret. CZ 10, 14, or 15 |  | System | Residential | 26-SFM-ResidentialSingleFamily-SP_COOL | 0 |  |  |  |  | 549.5508 | 0 | 85 | 0 | 0 | 464.5508 | 291.643 |  | kWh | 0.32916 | 0.11379 | Residential |  | Winter Only | [5 empty] | 15 | 0.67 |  |  |  | 1 | 3 | 0 | 0 | 0 | 0 | 0 | 0 | 0 | 0 | 0 | 0 | 2009 Qtr 1: 0; 2009 Qtr 2: 0; 2009 Qtr 3: 0; 2009 Qtr 4: 3; 2010 Qtr 1: 0; 2010 Qtr 2: 0; 2010 Qtr 3: 0; 2010 Qtr 4: 0; 2011 Qtr 1: 0; 2011 Qtr 2: 0; 2011 Qtr 3: 0; 2011 Qtr 4: 0 | 3
0 | 253005-Residential AC SEER 13 Early Ret. CZ 6, 7 or 8 |  | System | Residential | 26-SFM-ResidentialSingleFamily-SP_COOL | 0 |  |  |  |  | 549.5508 | 0 | 30 | 0 | 0 | 519.5508 | 169.092 |  | kWh | 0.32706 | 0.20484 | Residential |  | Winter Only | [5 empty] | 15 | 0.67 |  |  |  | 1 | 4 | 0 | 0 | 0 | 0 | 0 | 0 | 0 | 0 | 0 | 0 | 2009 Qtr 1: 0; 2009 Qtr 2: 0; 2009 Qtr 3: 0; 2009 Qtr 4: 4; 2010 Qtr 1: 0; 2010 Qtr 2: 0; 2010 Qtr 3: 0; 2010 Qtr 4: 0; 2011 Qtr 1: 0; 2011 Qtr 2: 0; 2011 Qtr 3: 0; 2011 Qtr 4: 0 | 4
0 | 253006-Residential AC SEER 13 Early Ret. CZ 10, 14, or 15 |  | System | Residential | 26-SFM-ResidentialSingleFamily-SP_COOL | 0 |  |  |  |  | 549.5508 | 0 | 127.5 | 0 | 0 | 422.0508 | 291.643 |  | kWh | 0.32916 | 0.11379 | Residential |  | Winter Only | [5 empty] | 15 | 0.67 |  |  |  | 1 | 1 | 0 | 0 | 0 | 0 | 0 | 0 | 0 | 0 | 0 | 0 | 2009 Qtr 1: 0; 2009 Qtr 2: 0; 2009 Qtr 3: 0; 2009 Qtr 4: 1; 2010 Qtr 1: 0; 2010 Qtr 2: 0; 2010 Qtr 3: 0; 2010 Qtr 4: 0; 2011 Qtr 1: 0; 2011 Qtr 2: 0; 2011 Qtr 3: 0; 2011 Qtr 4: 0 | 1
0 | 253005-Residential AC SEER 13 Early Ret. CZ 6, 7 or 8 |  | System | Residential | 26-SFM-ResidentialSingleFamily-SP_COOL | 0 |  |  |  |  | 549.5508 | 0 | 30 | 0 | 0 | 519.5508 | 169.092 |  | kWh | 0.32706 | 0.20484 | Residential |  | Winter Only | [5 empty] | 15 | 0.67 |  |  |  | 1 | 4 | 0 | 0 | 0 | 0 | 0 | 0 | 0 | 0 | 0 | 0 | 2009 Qtr 1: 0; 2009 Qtr 2: 0; 2009 Qtr 3: 0; 2009 Qtr 4: 4; 2010 Qtr 1: 0; 2010 Qtr 2: 0; 2010 Qtr 3: 0; 2010 Qtr 4: 0; 2011 Qtr 1: 0; 2011 Qtr 2: 0; 2011 Qtr 3: 0; 2011 Qtr 4: 0 | 4
0 | 253005-Residential AC SEER 13 Early Ret. CZ 6, 7 or 8 |  | System | Residential | 26-SFM-ResidentialSingleFamily-SP_COOL | 0 |  |  |  |  | 549.5508 | 0 | 30 | 0 | 0 | 519.5508 | 169.092 |  | kWh | 0.32706 | 0.20484 | Residential |  | Winter Only | [5 empty] | 15 | 0.67 |  |  |  | 1 | 4 | 0 | 0 | 0 | 0 | 0 | 0 | 0 | 0 | 0 | 0 | 2009 Qtr 1: 0; 2009 Qtr 2: 0; 2009 Qtr 3: 0; 2009 Qtr 4: 4; 2010 Qtr 1: 0; 2010 Qtr 2: 0; 2010 Qtr 3: 0; 2010 Qtr 4: 0; 2011 Qtr 1: 0; 2011 Qtr 2: 0; 2011 Qtr 3: 0; 2011 Qtr 4: 0 | 4
0 | 253005-Residential AC SEER 13 Early Ret. CZ 6, 7 or 8 |  | System | Residential | 26-SFM-ResidentialSingleFamily-SP_COOL | 0 |  |  |  |  | 549.5508 | 0 | 35 | 0 | 0 | 514.5508 | 169.092 |  | kWh | 0.32706 | 0.20484 | Residential |  | Winter Only | [5 empty] | 15 | 0.67 |  |  |  | 1 | 3 | 0 | 0 | 0 | 0 | 0 | 0 | 0 | 0 | 0 | 0 | 2009 Qtr 1: 0; 2009 Qtr 2: 0; 2009 Qtr 3: 0; 2009 Qtr 4: 3; 2010 Qtr 1: 0; 2010 Qtr 2: 0; 2010 Qtr 3: 0; 2010 Qtr 4: 0; 2011 Qtr 1: 0; 2011 Qtr 2: 0; 2011 Qtr 3: 0; 2011 Qtr 4: 0 | 3
0 | 253006-Residential AC SEER 13 Early Ret. CZ 10, 14, or 15 |  | System | Residential | 26-SFM-ResidentialSingleFamily-SP_COOL | 0 |  |  |  |  | 549.5508 | 0 | 85 | 0 | 0 | 464.5508 | 291.643 |  | kWh | 0.32916 | 0.11379 | Residential |  | Winter Only | [5 empty] | 15 | 0.67 |  |  |  | 1 | 4 | 0 | 0 | 0 | 0 | 0 | 0 | 0 | 0 | 0 | 0 | 2009 Qtr 1: 0; 2009 Qtr 2: 0; 2009 Qtr 3: 0; 2009 Qtr 4: 4; 2010 Qtr 1: 0; 2010 Qtr 2: 0; 2010 Qtr 3: 0; 2010 Qtr 4: 0; 2011 Qtr 1: 0; 2011 Qtr 2: 0; 2011 Qtr 3: 0; 2011 Qtr 4: 0 | 4
0 | 253006-Residential AC SEER 13 Early Ret. CZ 10, 14, or 15 |  | System | Residential | 26-SFM-ResidentialSingleFamily-SP_COOL | 0 |  |  |  |  | 549.5508 | 0 | 85 | 0 | 0 | 464.5508 | 291.643 |  | kWh | 0.32916 | 0.11379 | Residential |  | Winter Only | [5 empty] | 15 | 0.67 |  |  |  | 1 | 4 | 0 | 0 | 0 | 0 | 0 | 0 | 0 | 0 | 0 | 0 | 2009 Qtr 1: 0; 2009 Qtr 2: 0; 2009 Qtr 3: 0; 2009 Qtr 4: 4; 2010 Qtr 1: 0; 2010 Qtr 2: 0; 2010 Qtr 3: 0; 2010 Qtr 4: 0; 2011 Qtr 1: 0; 2011 Qtr 2: 0; 2011 Qtr 3: 0; 2011 Qtr 4: 0 | 4
0 | 253005-Residential AC SEER 13 Early Ret. CZ 6, 7 or 8 |  | System | Residential | 26-SFM-ResidentialSingleFamily-SP_COOL | 0 |  |  |  |  | 549.5508 | 0 | 30 | 0 | 0 | 519.5508 | 169.092 |  | kWh | 0.32706 | 0.20484 | Residential |  | Winter Only | [5 empty] | 15 | 0.67 |  |  |  | 1 | 3 | 0 | 0 | 0 | 0 | 0 | 0 | 0 | 0 | 0 | 0 | 2009 Qtr 1: 0; 2009 Qtr 2: 0; 2009 Qtr 3: 0; 2009 Qtr 4: 3; 2010 Qtr 1: 0; 2010 Qtr 2: 0; 2010 Qtr 3: 0; 2010 Qtr 4: 0; 2011 Qtr 1: 0; 2011 Qtr 2: 0; 2011 Qtr 3: 0; 2011 Qtr 4: 0 | 3
0 | 253005-Residential AC SEER 13 Early Ret. CZ 6, 7 or 8 |  | System | Residential | 26-SFM-ResidentialSingleFamily-SP_COOL | 0 |  |  |  |  | 549.5508 | 0 | 35 | 0 | 0 | 514.5508 | 169.092 |  | kWh | 0.32706 | 0.20484 | Residential |  | Winter Only | [5 empty] | 15 | 0.67 |  |  |  | 1 | 3 | 0 | 0 | 0 | 0 | 0 | 0 | 0 | 0 | 0 | 0 | 2009 Qtr 1: 0; 2009 Qtr 2: 0; 2009 Qtr 3: 0; 2009 Qtr 4: 3; 2010 Qtr 1: 0; 2010 Qtr 2: 0; 2010 Qtr 3: 0; 2010 Qtr 4: 0; 2011 Qtr 1: 0; 2011 Qtr 2: 0; 2011 Qtr 3: 0; 2011 Qtr 4: 0 | 3
0 | 253005-Residential AC SEER 13 Early Ret. CZ 6, 7 or 8 |  | System | Residential | 26-SFM-ResidentialSingleFamily-SP_COOL | 0 |  |  |  |  | 549.5508 | 0 | 30 | 0 | 0 | 519.5508 | 169.092 |  | kWh | 0.32706 | 0.20484 | Residential |  | Winter Only | [5 empty] | 15 | 0.67 |  |  |  | 1 | 4 | 0 | 0 | 0 | 0 | 0 | 0 | 0 | 0 | 0 | 0 | 2009 Qtr 1: 0; 2009 Qtr 2: 0; 2009 Qtr 3: 0; 2009 Qtr 4: 4; 2010 Qtr 1: 0; 2010 Qtr 2: 0; 2010 Qtr 3: 0; 2010 Qtr 4: 0; 2011 Qtr 1: 0; 2011 Qtr 2: 0; 2011 Qtr 3: 0; 2011 Qtr 4: 0 | 4
0 | 253006-Residential AC SEER 13 Early Ret. CZ 10, 14, or 15 |  | System | Residential | 26-SFM-ResidentialSingleFamily-SP_COOL | 0 |  |  |  |  | 549.5508 | 0 | 85 | 0 | 0 | 464.5508 | 291.643 |  | kWh | 0.32916 | 0.11379 | Residential |  | Winter Only | [5 empty] | 15 | 0.67 |  |  |  | 1 | 4 | 0 | 0 | 0 | 0 | 0 | 0 | 0 | 0 | 0 | 0 | 2009 Qtr 1: 0; 2009 Qtr 2: 0; 2009 Qtr 3: 0; 2009 Qtr 4: 4; 2010 Qtr 1: 0; 2010 Qtr 2: 0; 2010 Qtr 3: 0; 2010 Qtr 4: 0; 2011 Qtr 1: 0; 2011 Qtr 2: 0; 2011 Qtr 3: 0; 2011 Qtr 4: 0 | 4
0 | 253005-Residential AC SEER 13 Early Ret. CZ 6, 7 or 8 |  | System | Residential | 26-SFM-ResidentialSingleFamily-SP_COOL | 0 |  |  |  |  | 549.5508 | 0 | 35 | 0 | 0 | 514.5508 | 169.092 |  | kWh | 0.32706 | 0.20484 | Residential |  | Winter Only | [5 empty] | 15 | 0.67 |  |  |  | 1 | 3 | 0 | 0 | 0 | 0 | 0 | 0 | 0 | 0 | 0 | 0 | 2009 Qtr 1: 0; 2009 Qtr 2: 0; 2009 Qtr 3: 0; 2009 Qtr 4: 3; 2010 Qtr 1: 0; 2010 Qtr 2: 0; 2010 Qtr 3: 0; 2010 Qtr 4: 0; 2011 Qtr 1: 0; 2011 Qtr 2: 0; 2011 Qtr 3: 0; 2011 Qtr 4: 0 | 3
0 | 253005-Residential AC SEER 13 Early Ret. CZ 6, 7 or 8 |  | System | Residential | 26-SFM-ResidentialSingleFamily-SP_COOL | 0 |  |  |  |  | 549.5508 | 0 | 30 | 0 | 0 | 519.5508 | 169.092 |  | kWh | 0.32706 | 0.20484 | Residential |  | Winter Only | [5 empty] | 15 | 0.67 |  |  |  | 1 | 3 | 0 | 0 | 0 | 0 | 0 | 0 | 0 | 0 | 0 | 0 | 2009 Qtr 1: 0; 2009 Qtr 2: 0; 2009 Qtr 3: 0; 2009 Qtr 4: 3; 2010 Qtr 1: 0; 2010 Qtr 2: 0; 2010 Qtr 3: 0; 2010 Qtr 4: 0; 2011 Qtr 1: 0; 2011 Qtr 2: 0; 2011 Qtr 3: 0; 2011 Qtr 4: 0 | 3
0 | 253006-Residential AC SEER 13 Early Ret. CZ 10, 14, or 15 |  | System | Residential | 26-SFM-ResidentialSingleFamily-SP_COOL | 0 |  |  |  |  | 549.5508 | 0 | 85 | 0 | 0 | 464.5508 | 291.643 |  | kWh | 0.32916 | 0.11379 | Residential |  | Winter Only | [5 empty] | 15 | 0.67 |  |  |  | 1 | 4 | 0 | 0 | 0 | 0 | 0 | 0 | 0 | 0 | 0 | 0 | 2009 Qtr 1: 0; 2009 Qtr 2: 0; 2009 Qtr 3: 0; 2009 Qtr 4: 4; 2010 Qtr 1: 0; 2010 Qtr 2: 0; 2010 Qtr 3: 0; 2010 Qtr 4: 0; 2011 Qtr 1: 0; 2011 Qtr 2: 0; 2011 Qtr 3: 0; 2011 Qtr 4: 0 | 4
0 | 253005-Residential AC SEER 13 Early Ret. CZ 6, 7 or 8 |  | System | Residential | 26-SFM-ResidentialSingleFamily-SP_COOL | 0 |  |  |  |  | 549.5508 | 0 | 30 | 0 | 0 | 519.5508 | 169.092 |  | kWh | 0.32706 | 0.20484 | Residential |  | Winter Only | [5 empty] | 15 | 0.67 |  |  |  | 1 | 4 | 0 | 0 | 0 | 0 | 0 | 0 | 0 | 0 | 0 | 0 | 2009 Qtr 1: 0; 2009 Qtr 2: 0; 2009 Qtr 3: 0; 2009 Qtr 4: 4; 2010 Qtr 1: 0; 2010 Qtr 2: 0; 2010 Qtr 3: 0; 2010 Qtr 4: 0; 2011 Qtr 1: 0; 2011 Qtr 2: 0; 2011 Qtr 3: 0; 2011 Qtr 4: 0 | 4
0 | 253005-Residential AC SEER 13 Early Ret. CZ 6, 7 or 8 |  | System | Residential | 26-SFM-ResidentialSingleFamily-SP_COOL | 0 |  |  |  |  | 549.5508 | 0 | 30 | 0 | 0 | 519.5508 | 169.092 |  | kWh | 0.32706 | 0.20484 | Residential |  | Winter Only | [5 empty] | 15 | 0.67 |  |  |  | 1 | 3 | 0 | 0 | 0 | 0 | 0 | 0 | 0 | 0 | 0 | 0 | 2009 Qtr 1: 0; 2009 Qtr 2: 0; 2009 Qtr 3: 0; 2009 Qtr 4: 3; 2010 Qtr 1: 0; 2010 Qtr 2: 0; 2010 Qtr 3: 0; 2010 Qtr 4: 0; 2011 Qtr 1: 0; 2011 Qtr 2: 0; 2011 Qtr 3: 0; 2011 Qtr 4: 0 | 3
0 | 253006-Residential AC SEER 13 Early Ret. CZ 10, 14, or 15 |  | System | Residential | 26-SFM-ResidentialSingleFamily-SP_COOL | 0 |  |  |  |  | 549.5508 | 0 | 85 | 0 | 0 | 464.5508 | 291.643 |  | kWh | 0.32916 | 0.11379 | Residential |  | Winter Only | [5 empty] | 15 | 0.67 |  |  |  | 1 | 5 | 0 | 0 | 0 | 0 | 0 | 0 | 0 | 0 | 0 | 0 | 2009 Qtr 1: 0; 2009 Qtr 2: 0; 2009 Qtr 3: 0; 2009 Qtr 4: 5; 2010 Qtr 1: 0; 2010 Qtr 2: 0; 2010 Qtr 3: 0; 2010 Qtr 4: 0; 2011 Qtr 1: 0; 2011 Qtr 2: 0; 2011 Qtr 3: 0; 2011 Qtr 4: 0 | 5
0 | 253005-Residential AC SEER 13 Early Ret. CZ 6, 7 or 8 |  | System | Residential | 26-SFM-ResidentialSingleFamily-SP_COOL | 0 |  |  |  |  | 549.5508 | 0 | 30 | 0 | 0 | 519.5508 | 169.092 |  | kWh | 0.32706 | 0.20484 | Residential |  | Winter Only | [5 empty] | 15 | 0.67 |  |  |  | 1 | 5 | 0 | 0 | 0 | 0 | 0 | 0 | 0 | 0 | 0 | 0 | 2009 Qtr 1: 0; 2009 Qtr 2: 0; 2009 Qtr 3: 0; 2009 Qtr 4: 5; 2010 Qtr 1: 0; 2010 Qtr 2: 0; 2010 Qtr 3: 0; 2010 Qtr 4: 0; 2011 Qtr 1: 0; 2011 Qtr 2: 0; 2011 Qtr 3: 0; 2011 Qtr 4: 0 | 5
0 | 253017-Residential HP SEER 14 Early Ret. CZ 6, 7 or 8 |  | System | Residential | 26-SFM-ResidentialSingleFamily-SP_COOL | 0 |  |  |  |  | 728.7806 | 0 | 43.4028 | 0 | 0 | 685.3778 | 620.108 |  | kWh | 0.32232 | 0 | Residential | [7 empty] | 15 | 0.67 |  |  |  | 1 | 2 | 0 | 0 | 0 | 0 | 0 | 0 | 0 | 0 | 0 | 0 | 2009 Qtr 1: 0; 2009 Qtr 2: 0; 2009 Qtr 3: 0; 2009 Qtr 4: 2; 2010 Qtr 1: 0; 2010 Qtr 2: 0; 2010 Qtr 3: 0; 2010 Qtr 4: 0; 2011 Qtr 1: 0; 2011 Qtr 2: 0; 2011 Qtr 3: 0; 2011 Qtr 4: 0 | 2
0 | 253009-Residential AC SEER 15 Early Ret. CZ 6, 7 or 8 |  | System | Residential | 26-SFM-ResidentialSingleFamily-SP_COOL | 0 |  |  |  |  | 734.7882 | 0 | 41.6667 | 0 | 0 | 693.1215 | 219.055 |  | kWh | 0.38807 | -1.3318 | Residential |  | Winter Only | [5 empty] | 15 | 0.67 |  |  |  | 1 | 4 | 0 | 0 | 0 | 0 | 0 | 0 | 0 | 0 | 0 | 0 | 2009 Qtr 1: 0; 2009 Qtr 2: 0; 2009 Qtr 3: 0; 2009 Qtr 4: 4; 2010 Qtr 1: 0; 2010 Qtr 2: 0; 2010 Qtr 3: 0; 2010 Qtr 4: 0; 2011 Qtr 1: 0; 2011 Qtr 2: 0; 2011 Qtr 3: 0; 2011 Qtr 4: 0 | 4
0 | 253085-Comm. HP <65k three phase unitary ER |  | System | Commercial | 01-ALC-AllCommercial-Cooling | 0 |  |  |  |  | 959.2869 | 0 | 170 | 0 | 0 | 789.2869 | 333.947 |  | kWh | 0.15748 | 0 | Commercial | [7 empty] | 15 | 0.5 |  |  |  | 1 | 5 | 0 | 0 | 0 | 0 | 0 | 0 | 0 | 0 | 0 | 0 | 2009 Qtr 1: 0; 2009 Qtr 2: 0; 2009 Qtr 3: 0; 2009 Qtr 4: 5; 2010 Qtr 1: 0; 2010 Qtr 2: 0; 2010 Qtr 3: 0; 2010 Qtr 4: 0; 2011 Qtr 1: 0; 2011 Qtr 2: 0; 2011 Qtr 3: 0; 2011 Qtr 4: 0 | 5
0 | 253085-Comm. HP <65k three phase unitary ER |  | System | Commercial | 01-ALC-AllCommercial-Cooling | 0 |  |  |  |  | 959.2869 | 0 | 198.3333 | 0 | 0 | 760.9536 | 333.947 |  | kWh | 0.15748 | 0 | Commercial | [7 empty] | 15 | 0.5 |  |  |  | 1 | 3 | 0 | 0 | 0 | 0 | 0 | 0 | 0 | 0 | 0 | 0 | 2009 Qtr 1: 0; 2009 Qtr 2: 0; 2009 Qtr 3: 0; 2009 Qtr 4: 3; 2010 Qtr 1: 0; 2010 Qtr 2: 0; 2010 Qtr 3: 0; 2010 Qtr 4: 0; 2011 Qtr 1: 0; 2011 Qtr 2: 0; 2011 Qtr 3: 0; 2011 Qtr 4: 0 | 3
0 | 253085-Comm. HP <65k three phase unitary ER |  | System | Commercial | 01-ALC-AllCommercial-Cooling | 0 |  |  |  |  | 959.2869 | 0 | 198.3333 | 0 | 0 | 760.9536 | 333.947 |  | kWh | 0.15748 | 0 | Commercial | [7 empty] | 15 | 0.5 |  |  |  | 1 | 3 | 0 | 0 | 0 | 0 | 0 | 0 | 0 | 0 | 0 | 0 | 2009 Qtr 1: 0; 2009 Qtr 2: 0; 2009 Qtr 3: 0; 2009 Qtr 4: 3; 2010 Qtr 1: 0; 2010 Qtr 2: 0; 2010 Qtr 3: 0; 2010 Qtr 4: 0; 2011 Qtr 1: 0; 2011 Qtr 2: 0; 2011 Qtr 3: 0; 2011 Qtr 4: 0 | 3
0 | 253085-Comm. HP <65k three phase unitary ER |  | System | Commercial | 01-ALC-AllCommercial-Cooling | 0 |  |  |  |  | 959.2869 | 0 | 170 | 0 | 0 | 789.2869 | 333.947 |  | kWh | 0.15748 | 0 | Commercial | [7 empty] | 15 | 0.5 |  |  |  | 1 | 3 | 0 | 0 | 0 | 0 | 0 | 0 | 0 | 0 | 0 | 0 | 2009 Qtr 1: 0; 2009 Qtr 2: 0; 2009 Qtr 3: 0; 2009 Qtr 4: 3; 2010 Qtr 1: 0; 2010 Qtr 2: 0; 2010 Qtr 3: 0; 2010 Qtr 4: 0; 2011 Qtr 1: 0; 2011 Qtr 2: 0; 2011 Qtr 3: 0; 2011 Qtr 4: 0 | 3
0 | 253085-Comm. HP <65k three phase unitary ER |  | System | Commercial | 01-ALC-AllCommercial-Cooling | 0 |  |  |  |  | 959.2869 | 0 | 170 | 0 | 0 | 789.2869 | 333.947 |  | kWh | 0.15748 | 0 | Commercial | [7 empty] | 15 | 0.5 |  |  |  | 1 | 3 | 0 | 0 | 0 | 0 | 0 | 0 | 0 | 0 | 0 | 0 | 2009 Qtr 1: 0; 2009 Qtr 2: 0; 2009 Qtr 3: 0; 2009 Qtr 4: 3; 2010 Qtr 1: 0; 2010 Qtr 2: 0; 2010 Qtr 3: 0; 2010 Qtr 4: 0; 2011 Qtr 1: 0; 2011 Qtr 2: 0; 2011 Qtr 3: 0; 2011 Qtr 4: 0 | 3
0 | 253085-Comm. HP <65k three phase unitary ER |  | System | Commercial | 01-ALC-AllCommercial-Cooling | 0 |  |  |  |  | 959.2869 | 0 | 170 | 0 | 0 | 789.2869 | 333.947 |  | kWh | 0.15748 | 0 | Commercial | [7 empty] | 15 | 0.5 |  |  |  | 1 | 4 | 0 | 0 | 0 | 0 | 0 | 0 | 0 | 0 | 0 | 0 | 2009 Qtr 1: 0; 2009 Qtr 2: 0; 2009 Qtr 3: 0; 2009 Qtr 4: 4; 2010 Qtr 1: 0; 2010 Qtr 2: 0; 2010 Qtr 3: 0; 2010 Qtr 4: 0; 2011 Qtr 1: 0; 2011 Qtr 2: 0; 2011 Qtr 3: 0; 2011 Qtr 4: 0 | 4
0 | 253049-Comm. HP <65k three phase unitary |  | System | Commercial | 01-ALC-AllCommercial-Cooling | 0 |  |  |  |  | 959.2869 | 0 | 100 | 0 | 0 | 859.2869 | 333.947 |  | kWh | 0.15748 | 0 | Commercial | [7 empty] | 15 | 0.5 |  |  |  | 1 | 5 | 0 | 0 | 0 | 0 | 0 | 0 | 0 | 0 | 0 | 0 | 2009 Qtr 1: 0; 2009 Qtr 2: 0; 2009 Qtr 3: 0; 2009 Qtr 4: 5; 2010 Qtr 1: 0; 2010 Qtr 2: 0; 2010 Qtr 3: 0; 2010 Qtr 4: 0; 2011 Qtr 1: 0; 2011 Qtr 2: 0; 2011 Qtr 3: 0; 2011 Qtr 4: 0 | 5
0 | 253049-Comm. HP <65k three phase unitary |  | System | Commercial | 01-ALC-AllCommercial-Cooling | 0 |  |  |  |  | 959.2869 | 0 | 100 | 0 | 0 | 859.2869 | 333.947 |  | kWh | 0.15748 | 0 | Commercial | [7 empty] | 15 | 0.5 |  |  |  | 1 | 5 | 0 | 0 | 0 | 0 | 0 | 0 | 0 | 0 | 0 | 0 | 2009 Qtr 1: 0; 2009 Qtr 2: 0; 2009 Qtr 3: 0; 2009 Qtr 4: 5; 2010 Qtr 1: 0; 2010 Qtr 2: 0; 2010 Qtr 3: 0; 2010 Qtr 4: 0; 2011 Qtr 1: 0; 2011 Qtr 2: 0; 2011 Qtr 3: 0; 2011 Qtr 4: 0 | 5
0 | 253049-Comm. HP <65k three phase unitary |  | System | Commercial | 01-ALC-AllCommercial-Cooling | 0 |  |  |  |  | 959.2869 | 0 | 100 | 0 | 0 | 859.2869 | 333.947 |  | kWh | 0.15748 | 0 | Commercial | [7 empty] | 15 | 0.5 |  |  |  | 1 | 5 | 0 | 0 | 0 | 0 | 0 | 0 | 0 | 0 | 0 | 0 | 2009 Qtr 1: 0; 2009 Qtr 2: 0; 2009 Qtr 3: 0; 2009 Qtr 4: 5; 2010 Qtr 1: 0; 2010 Qtr 2: 0; 2010 Qtr 3: 0; 2010 Qtr 4: 0; 2011 Qtr 1: 0; 2011 Qtr 2: 0; 2011 Qtr 3: 0; 2011 Qtr 4: 0 | 5
0 | 253049-Comm. HP <65k three phase unitary |  | System | Commercial | 01-ALC-AllCommercial-Cooling | 0 |  |  |  |  | 959.2869 | 0 | 100 | 0 | 0 | 859.2869 | 333.947 |  | kWh | 0.15748 | 0 | Commercial | [7 empty] | 15 | 0.5 |  |  |  | 1 | 5 | 0 | 0 | 0 | 0 | 0 | 0 | 0 | 0 | 0 | 0 | 2009 Qtr 1: 0; 2009 Qtr 2: 0; 2009 Qtr 3: 0; 2009 Qtr 4: 5; 2010 Qtr 1: 0; 2010 Qtr 2: 0; 2010 Qtr 3: 0; 2010 Qtr 4: 0; 2011 Qtr 1: 0; 2011 Qtr 2: 0; 2011 Qtr 3: 0; 2011 Qtr 4: 0 | 5
0 | 253080-Comm. HP <65k single phase unitary ER |  | System | Commercial | 01-ALC-AllCommercial-Cooling | 0 |  |  |  |  | 209.3804 | 0 | 85 | 0 | 0 | 124.3804 | 553.932 |  | kWh | 0.31176 | 0 | Commercial | [7 empty] | 15 | 0.5 |  |  |  | 1 | 4 | 0 | 0 | 0 | 0 | 0 | 0 | 0 | 0 | 0 | 0 | 2009 Qtr 1: 0; 2009 Qtr 2: 0; 2009 Qtr 3: 0; 2009 Qtr 4: 4; 2010 Qtr 1: 0; 2010 Qtr 2: 0; 2010 Qtr 3: 0; 2010 Qtr 4: 0; 2011 Qtr 1: 0; 2011 Qtr 2: 0; 2011 Qtr 3: 0; 2011 Qtr 4: 0 | 4
0 | 253083-Comm. HP <65k three phase split w/o QI ER |  | System | Commercial | 01-ALC-AllCommercial-Cooling | 0 |  |  |  |  | 186.4979 | 0 | 80 | 0 | 0 | 106.4979 | 249.733 |  | kWh | 0.098359 | 0 | Commercial | [7 empty] | 15 | 0.5 |  |  |  | 1 | 3 | 0 | 0 | 0 | 0 | 0 | 0 | 0 | 0 | 0 | 0 | 2009 Qtr 1: 0; 2009 Qtr 2: 0; 2009 Qtr 3: 0; 2009 Qtr 4: 3; 2010 Qtr 1: 0; 2010 Qtr 2: 0; 2010 Qtr 3: 0; 2010 Qtr 4: 0; 2011 Qtr 1: 0; 2011 Qtr 2: 0; 2011 Qtr 3: 0; 2011 Qtr 4: 0 | 3
0 | 253069-Comm. AC 65k to 134k ER |  | System | Commercial | 01-ALC-AllCommercial-Cooling | 0 |  |  |  |  | 757.3824 | 0 | 32.1429 | 0 | 0 | 725.2395 | 361.554 |  | kWh | 0.25974 | 0 | Commercial | [7 empty] | 15 | 0.7 |  |  |  | 1 | 7 | 0 | 0 | 0 | 0 | 0 | 0 | 0 | 0 | 0 | 0 | 2009 Qtr 1: 0; 2009 Qtr 2: 0; 2009 Qtr 3: 0; 2009 Qtr 4: 7; 2010 Qtr 1: 0; 2010 Qtr 2: 0; 2010 Qtr 3: 0; 2010 Qtr 4: 0; 2011 Qtr 1: 0; 2011 Qtr 2: 0; 2011 Qtr 3: 0; 2011 Qtr 4: 0 | 7
0 | 253069-Comm. AC 65k to 134k ER |  | System | Commercial | 01-ALC-AllCommercial-Cooling | 0 |  |  |  |  | 757.3824 | 0 | 32.1429 | 0 | 0 | 725.2395 | 361.554 |  | kWh | 0.25974 | 0 | Commercial | [7 empty] | 15 | 0.7 |  |  |  | 1 | 7 | 0 | 0 | 0 | 0 | 0 | 0 | 0 | 0 | 0 | 0 | 2009 Qtr 1: 0; 2009 Qtr 2: 0; 2009 Qtr 3: 0; 2009 Qtr 4: 7; 2010 Qtr 1: 0; 2010 Qtr 2: 0; 2010 Qtr 3: 0; 2010 Qtr 4: 0; 2011 Qtr 1: 0; 2011 Qtr 2: 0; 2011 Qtr 3: 0; 2011 Qtr 4: 0 | 7
0 | 253006-Residential AC SEER 13 Early Ret. CZ 10, 14, or 15 |  | System | Residential | 26-SFM-ResidentialSingleFamily-SP_COOL | 0 |  |  |  |  | 549.5508 | 0 | 85 | 0 | 0 | 464.5508 | 291.643 |  | kWh | 0.32916 | 0.11379 | Residential |  | Winter Only | [5 empty] | 15 | 0.67 |  |  |  | 1 | 4 | 0 | 0 | 0 | 0 | 0 | 0 | 0 | 0 | 0 | 0 | 2009 Qtr 1: 0; 2009 Qtr 2: 0; 2009 Qtr 3: 0; 2009 Qtr 4: 4; 2010 Qtr 1: 0; 2010 Qtr 2: 0; 2010 Qtr 3: 0; 2010 Qtr 4: 0; 2011 Qtr 1: 0; 2011 Qtr 2: 0; 2011 Qtr 3: 0; 2011 Qtr 4: 0 | 4
0 | 253005-Residential AC SEER 13 Early Ret. CZ 6, 7 or 8 |  | System | Residential | 26-SFM-ResidentialSingleFamily-SP_COOL | 0 |  |  |  |  | 549.5508 | 0 | 35 | 0 | 0 | 514.5508 | 169.092 |  | kWh | 0.32706 | 0.20484 | Residential |  | Winter Only | [5 empty] | 15 | 0.67 |  |  |  | 1 | 3 | 0 | 0 | 0 | 0 | 0 | 0 | 0 | 0 | 0 | 0 | 2009 Qtr 1: 0; 2009 Qtr 2: 0; 2009 Qtr 3: 0; 2009 Qtr 4: 3; 2010 Qtr 1: 0; 2010 Qtr 2: 0; 2010 Qtr 3: 0; 2010 Qtr 4: 0; 2011 Qtr 1: 0; 2011 Qtr 2: 0; 2011 Qtr 3: 0; 2011 Qtr 4: 0 | 3
0 | 253008-Residential AC SEER 14 Early Ret. CZ 10, 14, or 15 |  | System | Residential | 26-SFM-ResidentialSingleFamily-SP_COOL | 0 |  |  |  |  | 642.1695 | 0 | 110 | 0 | 0 | 532.1695 | 322.849 |  | kWh | 0.37218 | 0.40228 | Residential |  | Winter Only | [5 empty] | 15 | 0.67 |  |  |  | 1 | 3 | 0 | 0 | 0 | 0 | 0 | 0 | 0 | 0 | 0 | 0 | 2009 Qtr 1: 0; 2009 Qtr 2: 0; 2009 Qtr 3: 0; 2009 Qtr 4: 3; 2010 Qtr 1: 0; 2010 Qtr 2: 0; 2010 Qtr 3: 0; 2010 Qtr 4: 0; 2011 Qtr 1: 0; 2011 Qtr 2: 0; 2011 Qtr 3: 0; 2011 Qtr 4: 0 | 3
0 | 253002-Residential AC SEER 14 CZ 10, 14, or 15 |  | System | Residential | 26-SFM-ResidentialSingleFamily-SP_COOL | 0 |  |  |  |  | 92.6187 | 0 | 53.5625 | 0 | 0 | 39.0562 | 322.849 |  | kWh | 0.37218 | 0.40228 | Residential |  | Winter Only | [5 empty] | 15 | 0.67 |  |  |  | 1 | 2 | 0 | 0 | 0 | 0 | 0 | 0 | 0 | 0 | 0 | 0 | 2009 Qtr 1: 0; 2009 Qtr 2: 0; 2009 Qtr 3: 0; 2009 Qtr 4: 2; 2010 Qtr 1: 0; 2010 Qtr 2: 0; 2010 Qtr 3: 0; 2010 Qtr 4: 0; 2011 Qtr 1: 0; 2011 Qtr 2: 0; 2011 Qtr 3: 0; 2011 Qtr 4: 0 | 2
0 | 253008-Residential AC SEER 14 Early Ret. CZ 10, 14, or 15 |  | System | Residential | 26-SFM-ResidentialSingleFamily-SP_COOL | 0 |  |  |  |  | 642.1695 | 0 | 128.3333 | 0 | 0 | 513.8362 | 322.849 |  | kWh | 0.37218 | 0.40228 | Residential |  | Winter Only | [5 empty] | 15 | 0.67 |  |  |  | 1 | 3 | 0 | 0 | 0 | 0 | 0 | 0 | 0 | 0 | 0 | 0 | 2009 Qtr 1: 0; 2009 Qtr 2: 0; 2009 Qtr 3: 0; 2009 Qtr 4: 3; 2010 Qtr 1: 0; 2010 Qtr 2: 0; 2010 Qtr 3: 0; 2010 Qtr 4: 0; 2011 Qtr 1: 0; 2011 Qtr 2: 0; 2011 Qtr 3: 0; 2011 Qtr 4: 0 | 3
0 | 253007-Residential AC SEER 14 Early Ret. CZ 6, 7 or 8 |  | System | Residential | 26-SFM-ResidentialSingleFamily-SP_COOL | 0 |  |  |  |  | 642.1695 | 0 | 40.5093 | 0 | 0 | 601.6602 | 184.853 |  | kWh | 0.37116 | 0.59287 | Residential |  | Winter Only | [5 empty] | 15 | 0.67 |  |  |  | 1 | 3 | 0 | 0 | 0 | 0 | 0 | 0 | 0 | 0 | 0 | 0 | 2009 Qtr 1: 0; 2009 Qtr 2: 0; 2009 Qtr 3: 0; 2009 Qtr 4: 3; 2010 Qtr 1: 0; 2010 Qtr 2: 0; 2010 Qtr 3: 0; 2010 Qtr 4: 0; 2011 Qtr 1: 0; 2011 Qtr 2: 0; 2011 Qtr 3: 0; 2011 Qtr 4: 0 | 3
0 | 253001-Residential AC SEER 14 CZ 6, 7 or 8 |  | System | Residential | 26-SFM-ResidentialSingleFamily-SP_COOL | 0 |  |  |  |  | 92.6187 | 0 | 12.5 | 0 | 0 | 80.1187 | 184.853 |  | kWh | 0.37116 | 0.59287 | Residential |  | Winter Only | [5 empty] | 15 | 0.67 |  |  |  | 1 | 4 | 0 | 0 | 0 | 0 | 0 | 0 | 0 | 0 | 0 | 0 | 2009 Qtr 1: 0; 2009 Qtr 2: 0; 2009 Qtr 3: 0; 2009 Qtr 4: 4; 2010 Qtr 1: 0; 2010 Qtr 2: 0; 2010 Qtr 3: 0; 2010 Qtr 4: 0; 2011 Qtr 1: 0; 2011 Qtr 2: 0; 2011 Qtr 3: 0; 2011 Qtr 4: 0 | 4
0 | 253009-Residential AC SEER 15 Early Ret. CZ 6, 7 or 8 |  | System | Residential | 26-SFM-ResidentialSingleFamily-SP_COOL | 0 |  |  |  |  | 734.7882 | 0 | 41.6667 | 0 | 0 | 693.1215 | 219.055 |  | kWh | 0.38807 | -1.3318 | Residential |  | Winter Only | [5 empty] | 15 | 0.67 |  |  |  | 1 | 5 | 0 | 0 | 0 | 0 | 0 | 0 | 0 | 0 | 0 | 0 | 2009 Qtr 1: 0; 2009 Qtr 2: 0; 2009 Qtr 3: 0; 2009 Qtr 4: 5; 2010 Qtr 1: 0; 2010 Qtr 2: 0; 2010 Qtr 3: 0; 2010 Qtr 4: 0; 2011 Qtr 1: 0; 2011 Qtr 2: 0; 2011 Qtr 3: 0; 2011 Qtr 4: 0 | 5
0 | 253007-Residential AC SEER 14 Early Ret. CZ 6, 7 or 8 |  | System | Residential | 26-SFM-ResidentialSingleFamily-SP_COOL | 0 |  |  |  |  | 642.1695 | 0 | 34.7222 | 0 | 0 | 607.4473 | 184.853 |  | kWh | 0.37116 | 0.59287 | Residential |  | Winter Only | [5 empty] | 15 | 0.67 |  |  |  | 1 | 4 | 0 | 0 | 0 | 0 | 0 | 0 | 0 | 0 | 0 | 0 | 2009 Qtr 1: 0; 2009 Qtr 2: 0; 2009 Qtr 3: 0; 2009 Qtr 4: 4; 2010 Qtr 1: 0; 2010 Qtr 2: 0; 2010 Qtr 3: 0; 2010 Qtr 4: 0; 2011 Qtr 1: 0; 2011 Qtr 2: 0; 2011 Qtr 3: 0; 2011 Qtr 4: 0 | 4
0 | 253007-Residential AC SEER 14 Early Ret. CZ 6, 7 or 8 |  | System | Residential | 26-SFM-ResidentialSingleFamily-SP_COOL | 0 |  |  |  |  | 642.1695 | 0 | 34.7222 | 0 | 0 | 607.4473 | 184.853 |  | kWh | 0.37116 | 0.59287 | Residential |  | Winter Only | [5 empty] | 15 | 0.67 |  |  |  | 1 | 4 | 0 | 0 | 0 | 0 | 0 | 0 | 0 | 0 | 0 | 0 | 2009 Qtr 1: 0; 2009 Qtr 2: 0; 2009 Qtr 3: 0; 2009 Qtr 4: 4; 2010 Qtr 1: 0; 2010 Qtr 2: 0; 2010 Qtr 3: 0; 2010 Qtr 4: 0; 2011 Qtr 1: 0; 2011 Qtr 2: 0; 2011 Qtr 3: 0; 2011 Qtr 4: 0 | 4
0 | 253007-Residential AC SEER 14 Early Ret. CZ 6, 7 or 8 |  | System | Residential | 26-SFM-ResidentialSingleFamily-SP_COOL | 0 |  |  |  |  | 642.1695 | 0 | 34.7222 | 0 | 0 | 607.4473 | 184.853 |  | kWh | 0.37116 | 0.59287 | Residential |  | Winter Only | [5 empty] | 15 | 0.67 |  |  |  | 1 | 3 | 0 | 0 | 0 | 0 | 0 | 0 | 0 | 0 | 0 | 0 | 2009 Qtr 1: 0; 2009 Qtr 2: 0; 2009 Qtr 3: 0; 2009 Qtr 4: 3; 2010 Qtr 1: 0; 2010 Qtr 2: 0; 2010 Qtr 3: 0; 2010 Qtr 4: 0; 2011 Qtr 1: 0; 2011 Qtr 2: 0; 2011 Qtr 3: 0; 2011 Qtr 4: 0 | 3
0 | 253005-Residential AC SEER 13 Early Ret. CZ 6, 7 or 8 |  | System | Residential | 26-SFM-ResidentialSingleFamily-SP_COOL | 0 |  |  |  |  | 549.5508 | 0 | 30 | 0 | 0 | 519.5508 | 169.092 |  | kWh | 0.32706 | 0.20484 | Residential |  | Winter Only | [5 empty] | 15 | 0.67 |  |  |  | 1 | 4 | 0 | 0 | 0 | 0 | 0 | 0 | 0 | 0 | 0 | 0 | 2009 Qtr 1: 0; 2009 Qtr 2: 0; 2009 Qtr 3: 0; 2009 Qtr 4: 4; 2010 Qtr 1: 0; 2010 Qtr 2: 0; 2010 Qtr 3: 0; 2010 Qtr 4: 0; 2011 Qtr 1: 0; 2011 Qtr 2: 0; 2011 Qtr 3: 0; 2011 Qtr 4: 0 | 4
0 | 253008-Residential AC SEER 14 Early Ret. CZ 10, 14, or 15 |  | System | Residential | 26-SFM-ResidentialSingleFamily-SP_COOL | 0 |  |  |  |  | 642.1695 | 0 | 110 | 0 | 0 | 532.1695 | 322.849 |  | kWh | 0.37218 | 0.40228 | Residential |  | Winter Only | [5 empty] | 15 | 0.67 |  |  |  | 1 | 5 | 0 | 0 | 0 | 0 | 0 | 0 | 0 | 0 | 0 | 0 | 2009 Qtr 1: 0; 2009 Qtr 2: 0; 2009 Qtr 3: 0; 2009 Qtr 4: 5; 2010 Qtr 1: 0; 2010 Qtr 2: 0; 2010 Qtr 3: 0; 2010 Qtr 4: 0; 2011 Qtr 1: 0; 2011 Qtr 2: 0; 2011 Qtr 3: 0; 2011 Qtr 4: 0 | 5
0 | 253008-Residential AC SEER 14 Early Ret. CZ 10, 14, or 15 |  | System | Residential | 26-SFM-ResidentialSingleFamily-SP_COOL | 0 |  |  |  |  | 642.1695 | 0 | 110 | 0 | 0 | 532.1695 | 322.849 |  | kWh | 0.37218 | 0.40228 | Residential |  | Winter Only | [5 empty] | 15 | 0.67 |  |  |  | 1 | 5 | 0 | 0 | 0 | 0 | 0 | 0 | 0 | 0 | 0 | 0 | 2009 Qtr 1: 0; 2009 Qtr 2: 0; 2009 Qtr 3: 0; 2009 Qtr 4: 5; 2010 Qtr 1: 0; 2010 Qtr 2: 0; 2010 Qtr 3: 0; 2010 Qtr 4: 0; 2011 Qtr 1: 0; 2011 Qtr 2: 0; 2011 Qtr 3: 0; 2011 Qtr 4: 0 | 5
0 | 253003-Residential AC SEER 15 CZ 6, 7 or 8 |  | System | Residential | 26-SFM-ResidentialSingleFamily-SP_COOL | 0 |  |  |  |  | 185.2374 | 0 | 30 | 0 | 0 | 155.2374 | 219.055 |  | kWh | 0.38807 | -1.3318 | Residential |  | Winter Only | [5 empty] | 15 | 0.67 |  |  |  | 1 | 2 | 0 | 0 | 0 | 0 | 0 | 0 | 0 | 0 | 0 | 0 | 2009 Qtr 1: 0; 2009 Qtr 2: 0; 2009 Qtr 3: 0; 2009 Qtr 4: 2; 2010 Qtr 1: 0; 2010 Qtr 2: 0; 2010 Qtr 3: 0; 2010 Qtr 4: 0; 2011 Qtr 1: 0; 2011 Qtr 2: 0; 2011 Qtr 3: 0; 2011 Qtr 4: 0 | 2
0 | 253002-Residential AC SEER 14 CZ 10, 14, or 15 |  | System | Residential | 26-SFM-ResidentialSingleFamily-SP_COOL | 0 |  |  |  |  | 92.6187 | 0 | 42.85 | 0 | 0 | 49.7687 | 322.849 |  | kWh | 0.37218 | 0.40228 | Residential |  | Winter Only | [5 empty] | 15 | 0.67 |  |  |  | 1 | 2 | 0 | 0 | 0 | 0 | 0 | 0 | 0 | 0 | 0 | 0 | 2009 Qtr 1: 0; 2009 Qtr 2: 0; 2009 Qtr 3: 0; 2009 Qtr 4: 2; 2010 Qtr 1: 0; 2010 Qtr 2: 0; 2010 Qtr 3: 0; 2010 Qtr 4: 0; 2011 Qtr 1: 0; 2011 Qtr 2: 0; 2011 Qtr 3: 0; 2011 Qtr 4: 0 | 2
0 | 253001-Residential AC SEER 14 CZ 6, 7 or 8 |  | System | Residential | 26-SFM-ResidentialSingleFamily-SP_COOL | 0 |  |  |  |  | 92.6187 | 0 | 18.75 | 0 | 0 | 73.8687 | 184.853 |  | kWh | 0.37116 | 0.59287 | Residential |  | Winter Only | [5 empty] | 15 | 0.67 |  |  |  | 1 | 1 | 0 | 0 | 0 | 0 | 0 | 0 | 0 | 0 | 0 | 0 | 2009 Qtr 1: 0; 2009 Qtr 2: 0; 2009 Qtr 3: 0; 2009 Qtr 4: 1; 2010 Qtr 1: 0; 2010 Qtr 2: 0; 2010 Qtr 3: 0; 2010 Qtr 4: 0; 2011 Qtr 1: 0; 2011 Qtr 2: 0; 2011 Qtr 3: 0; 2011 Qtr 4: 0 | 1
0 | 253001-Residential AC SEER 14 CZ 6, 7 or 8 |  | System | Residential | 26-SFM-ResidentialSingleFamily-SP_COOL | 0 |  |  |  |  | 92.6187 | 0 | 12.5 | 0 | 0 | 80.1187 | 184.853 |  | kWh | 0.37116 | 0.59287 | Residential |  | Winter Only | [5 empty] | 15 | 0.67 |  |  |  | 1 | 4 | 0 | 0 | 0 | 0 | 0 | 0 | 0 | 0 | 0 | 0 | 2009 Qtr 1: 0; 2009 Qtr 2: 0; 2009 Qtr 3: 0; 2009 Qtr 4: 4; 2010 Qtr 1: 0; 2010 Qtr 2: 0; 2010 Qtr 3: 0; 2010 Qtr 4: 0; 2011 Qtr 1: 0; 2011 Qtr 2: 0; 2011 Qtr 3: 0; 2011 Qtr 4: 0 | 4
0 | 253003-Residential AC SEER 15 CZ 6, 7 or 8 |  | System | Residential | 26-SFM-ResidentialSingleFamily-SP_COOL | 0 |  |  |  |  | 185.2374 | 0 | 37.5 | 0 | 0 | 147.7374 | 219.055 |  | kWh | 0.38807 | -1.3318 | Residential |  | Winter Only | [5 empty] | 15 | 0.67 |  |  |  | 1 | 2 | 0 | 0 | 0 | 0 | 0 | 0 | 0 | 0 | 0 | 0 | 2009 Qtr 1: 0; 2009 Qtr 2: 0; 2009 Qtr 3: 0; 2009 Qtr 4: 2; 2010 Qtr 1: 0; 2010 Qtr 2: 0; 2010 Qtr 3: 0; 2010 Qtr 4: 0; 2011 Qtr 1: 0; 2011 Qtr 2: 0; 2011 Qtr 3: 0; 2011 Qtr 4: 0 | 2
0 | 253011-Residential HP SEER 14 CZ 6, 7 or 8 |  | System | Residential | 26-SFM-ResidentialSingleFamily-SP_COOL | 0 |  |  |  |  | 94.8756 | 0 | 12.5 | 0 | 0 | 82.3756 | 620.108 |  | kWh | 0.32232 | 0 | Residential | [7 empty] | 15 | 0.67 |  |  |  | 1 | 3 | 0 | 0 | 0 | 0 | 0 | 0 | 0 | 0 | 0 | 0 | 2009 Qtr 1: 0; 2009 Qtr 2: 0; 2009 Qtr 3: 0; 2009 Qtr 4: 3; 2010 Qtr 1: 0; 2010 Qtr 2: 0; 2010 Qtr 3: 0; 2010 Qtr 4: 0; 2011 Qtr 1: 0; 2011 Qtr 2: 0; 2011 Qtr 3: 0; 2011 Qtr 4: 0 | 3
0 | 253001-Residential AC SEER 14 CZ 6, 7 or 8 |  | System | Residential | 26-SFM-ResidentialSingleFamily-SP_COOL | 0 |  |  |  |  | 92.6187 | 0 | 18.75 | 0 | 0 | 73.8687 | 184.853 |  | kWh | 0.37116 | 0.59287 | Residential |  | Winter Only | [5 empty] | 15 | 0.67 |  |  |  | 1 | 1 | 0 | 0 | 0 | 0 | 0 | 0 | 0 | 0 | 0 | 0 | 2009 Qtr 1: 0; 2009 Qtr 2: 0; 2009 Qtr 3: 0; 2009 Qtr 4: 1; 2010 Qtr 1: 0; 2010 Qtr 2: 0; 2010 Qtr 3: 0; 2010 Qtr 4: 0; 2011 Qtr 1: 0; 2011 Qtr 2: 0; 2011 Qtr 3: 0; 2011 Qtr 4: 0 | 1
0 | 253001-Residential AC SEER 14 CZ 6, 7 or 8 |  | System | Residential | 26-SFM-ResidentialSingleFamily-SP_COOL | 0 |  |  |  |  | 92.6187 | 0 | 18.75 | 0 | 0 | 73.8687 | 184.853 |  | kWh | 0.37116 | 0.59287 | Residential |  | Winter Only | [5 empty] | 15 | 0.67 |  |  |  | 1 | 1 | 0 | 0 | 0 | 0 | 0 | 0 | 0 | 0 | 0 | 0 | 2009 Qtr 1: 0; 2009 Qtr 2: 0; 2009 Qtr 3: 0; 2009 Qtr 4: 1; 2010 Qtr 1: 0; 2010 Qtr 2: 0; 2010 Qtr 3: 0; 2010 Qtr 4: 0; 2011 Qtr 1: 0; 2011 Qtr 2: 0; 2011 Qtr 3: 0; 2011 Qtr 4: 0 | 1
0 | 253001-Residential AC SEER 14 CZ 6, 7 or 8 |  | System | Residential | 26-SFM-ResidentialSingleFamily-SP_COOL | 0 |  |  |  |  | 92.6187 | 0 | 12.5 | 0 | 0 | 80.1187 | 184.853 |  | kWh | 0.37116 | 0.59287 | Residential |  | Winter Only | [5 empty] | 15 | 0.67 |  |  |  | 1 | 3 | 0 | 0 | 0 | 0 | 0 | 0 | 0 | 0 | 0 | 0 | 2009 Qtr 1: 0; 2009 Qtr 2: 0; 2009 Qtr 3: 0; 2009 Qtr 4: 3; 2010 Qtr 1: 0; 2010 Qtr 2: 0; 2010 Qtr 3: 0; 2010 Qtr 4: 0; 2011 Qtr 1: 0; 2011 Qtr 2: 0; 2011 Qtr 3: 0; 2011 Qtr 4: 0 | 3
0 | 253001-Residential AC SEER 14 CZ 6, 7 or 8 |  | System | Residential | 26-SFM-ResidentialSingleFamily-SP_COOL | 0 |  |  |  |  | 92.6187 | 0 | 18.75 | 0 | 0 | 73.8687 | 184.853 |  | kWh | 0.37116 | 0.59287 | Residential |  | Winter Only | [5 empty] | 15 | 0.67 |  |  |  | 1 | 1 | 0 | 0 | 0 | 0 | 0 | 0 | 0 | 0 | 0 | 0 | 2009 Qtr 1: 0; 2009 Qtr 2: 0; 2009 Qtr 3: 0; 2009 Qtr 4: 1; 2010 Qtr 1: 0; 2010 Qtr 2: 0; 2010 Qtr 3: 0; 2010 Qtr 4: 0; 2011 Qtr 1: 0; 2011 Qtr 2: 0; 2011 Qtr 3: 0; 2011 Qtr 4: 0 | 1
0 | 253002-Residential AC SEER 14 CZ 10, 14, or 15 |  | System | Residential | 26-SFM-ResidentialSingleFamily-SP_COOL | 0 |  |  |  |  | 92.6187 | 0 | 53.5625 | 0 | 0 | 39.0562 | 322.849 |  | kWh | 0.37218 | 0.40228 | Residential |  | Winter Only | [5 empty] | 15 | 0.67 |  |  |  | 1 | 2 | 0 | 0 | 0 | 0 | 0 | 0 | 0 | 0 | 0 | 0 | 2009 Qtr 1: 0; 2009 Qtr 2: 0; 2009 Qtr 3: 0; 2009 Qtr 4: 2; 2010 Qtr 1: 0; 2010 Qtr 2: 0; 2010 Qtr 3: 0; 2010 Qtr 4: 0; 2011 Qtr 1: 0; 2011 Qtr 2: 0; 2011 Qtr 3: 0; 2011 Qtr 4: 0 | 2
0 | 253002-Residential AC SEER 14 CZ 10, 14, or 15 |  | System | Residential | 26-SFM-ResidentialSingleFamily-SP_COOL | 0 |  |  |  |  | 92.6187 | 0 | 42.85 | 0 | 0 | 49.7687 | 322.849 |  | kWh | 0.37218 | 0.40228 | Residential |  | Winter Only | [5 empty] | 15 | 0.67 |  |  |  | 1 | 3 | 0 | 0 | 0 | 0 | 0 | 0 | 0 | 0 | 0 | 0 | 2009 Qtr 1: 0; 2009 Qtr 2: 0; 2009 Qtr 3: 0; 2009 Qtr 4: 3; 2010 Qtr 1: 0; 2010 Qtr 2: 0; 2010 Qtr 3: 0; 2010 Qtr 4: 0; 2011 Qtr 1: 0; 2011 Qtr 2: 0; 2011 Qtr 3: 0; 2011 Qtr 4: 0 | 3
0 | 253001-Residential AC SEER 14 CZ 6, 7 or 8 |  | System | Residential | 26-SFM-ResidentialSingleFamily-SP_COOL | 0 |  |  |  |  | 92.6187 | 0 | 14.5833 | 0 | 0 | 78.0354 | 184.853 |  | kWh | 0.37116 | 0.59287 | Residential |  | Winter Only | [5 empty] | 15 | 0.67 |  |  |  | 1 | 3 | 0 | 0 | 0 | 0 | 0 | 0 | 0 | 0 | 0 | 0 | 2009 Qtr 1: 0; 2009 Qtr 2: 0; 2009 Qtr 3: 0; 2009 Qtr 4: 3; 2010 Qtr 1: 0; 2010 Qtr 2: 0; 2010 Qtr 3: 0; 2010 Qtr 4: 0; 2011 Qtr 1: 0; 2011 Qtr 2: 0; 2011 Qtr 3: 0; 2011 Qtr 4: 0 | 3
0 | 253003-Residential AC SEER 15 CZ 6, 7 or 8 |  | System | Residential | 26-SFM-ResidentialSingleFamily-SP_COOL | 0 |  |  |  |  | 185.2374 | 0 | 45 | 0 | 0 | 140.2374 | 219.055 |  | kWh | 0.38807 | -1.3318 | Residential |  | Winter Only | [5 empty] | 15 | 0.67 |  |  |  | 1 | 1 | 0 | 0 | 0 | 0 | 0 | 0 | 0 | 0 | 0 | 0 | 2009 Qtr 1: 0; 2009 Qtr 2: 0; 2009 Qtr 3: 0; 2009 Qtr 4: 1; 2010 Qtr 1: 0; 2010 Qtr 2: 0; 2010 Qtr 3: 0; 2010 Qtr 4: 0; 2011 Qtr 1: 0; 2011 Qtr 2: 0; 2011 Qtr 3: 0; 2011 Qtr 4: 0 | 1
0 | 253001-Residential AC SEER 14 CZ 6, 7 or 8 |  | System | Residential | 26-SFM-ResidentialSingleFamily-SP_COOL | 0 |  |  |  |  | 92.6187 | 0 | 12.5 | 0 | 0 | 80.1187 | 184.853 |  | kWh | 0.37116 | 0.59287 | Residential |  | Winter Only | [5 empty] | 15 | 0.67 |  |  |  | 1 | 4 | 0 | 0 | 0 | 0 | 0 | 0 | 0 | 0 | 0 | 0 | 2009 Qtr 1: 0; 2009 Qtr 2: 0; 2009 Qtr 3: 0; 2009 Qtr 4: 4; 2010 Qtr 1: 0; 2010 Qtr 2: 0; 2010 Qtr 3: 0; 2010 Qtr 4: 0; 2011 Qtr 1: 0; 2011 Qtr 2: 0; 2011 Qtr 3: 0; 2011 Qtr 4: 0 | 4
0 | 253009-Residential AC SEER 15 Early Ret. CZ 6, 7 or 8 |  | System | Residential | 26-SFM-ResidentialSingleFamily-SP_COOL | 0 |  |  |  |  | 734.7882 | 0 | 41.6667 | 0 | 0 | 693.1215 | 219.055 |  | kWh | 0.38807 | -1.3318 | Residential |  | Winter Only | [5 empty] | 15 | 0.67 |  |  |  | 1 | 2 | 0 | 0 | 0 | 0 | 0 | 0 | 0 | 0 | 0 | 0 | 2009 Qtr 1: 0; 2009 Qtr 2: 0; 2009 Qtr 3: 0; 2009 Qtr 4: 2; 2010 Qtr 1: 0; 2010 Qtr 2: 0; 2010 Qtr 3: 0; 2010 Qtr 4: 0; 2011 Qtr 1: 0; 2011 Qtr 2: 0; 2011 Qtr 3: 0; 2011 Qtr 4: 0 | 2
0 | 253009-Residential AC SEER 15 Early Ret. CZ 6, 7 or 8 |  | System | Residential | 26-SFM-ResidentialSingleFamily-SP_COOL | 0 |  |  |  |  | 734.7882 | 0 | 41.6667 | 0 | 0 | 693.1215 | 219.055 |  | kWh | 0.38807 | -1.3318 | Residential |  | Winter Only | [5 empty] | 15 | 0.67 |  |  |  | 1 | 3 | 0 | 0 | 0 | 0 | 0 | 0 | 0 | 0 | 0 | 0 | 2009 Qtr 1: 0; 2009 Qtr 2: 0; 2009 Qtr 3: 0; 2009 Qtr 4: 3; 2010 Qtr 1: 0; 2010 Qtr 2: 0; 2010 Qtr 3: 0; 2010 Qtr 4: 0; 2011 Qtr 1: 0; 2011 Qtr 2: 0; 2011 Qtr 3: 0; 2011 Qtr 4: 0 | 3
0 | 253009-Residential AC SEER 15 Early Ret. CZ 6, 7 or 8 |  | System | Residential | 26-SFM-ResidentialSingleFamily-SP_COOL | 0 |  |  |  |  | 734.7882 | 0 | 52.0833 | 0 | 0 | 682.7049 | 219.055 |  | kWh | 0.38807 | -1.3318 | Residential |  | Winter Only | [5 empty] | 15 | 0.67 |  |  |  | 1 | 2 | 0 | 0 | 0 | 0 | 0 | 0 | 0 | 0 | 0 | 0 | 2009 Qtr 1: 0; 2009 Qtr 2: 0; 2009 Qtr 3: 0; 2009 Qtr 4: 2; 2010 Qtr 1: 0; 2010 Qtr 2: 0; 2010 Qtr 3: 0; 2010 Qtr 4: 0; 2011 Qtr 1: 0; 2011 Qtr 2: 0; 2011 Qtr 3: 0; 2011 Qtr 4: 0 | 2
0 | 253005-Residential AC SEER 13 Early Ret. CZ 6, 7 or 8 |  | System | Residential | 26-SFM-ResidentialSingleFamily-SP_COOL | 0 |  |  |  |  | 549.5508 | 0 | 30 | 0 | 0 | 519.5508 | 169.092 |  | kWh | 0.32706 | 0.20484 | Residential |  | Winter Only | [5 empty] | 15 | 0.67 |  |  |  | 1 | 3 | 0 | 0 | 0 | 0 | 0 | 0 | 0 | 0 | 0 | 0 | 2009 Qtr 1: 0; 2009 Qtr 2: 0; 2009 Qtr 3: 0; 2009 Qtr 4: 3; 2010 Qtr 1: 0; 2010 Qtr 2: 0; 2010 Qtr 3: 0; 2010 Qtr 4: 0; 2011 Qtr 1: 0; 2011 Qtr 2: 0; 2011 Qtr 3: 0; 2011 Qtr 4: 0 | 3
0 | 253005-Residential AC SEER 13 Early Ret. CZ 6, 7 or 8 |  | System | Residential | 26-SFM-ResidentialSingleFamily-SP_COOL | 0 |  |  |  |  | 549.5508 | 0 | 30 | 0 | 0 | 519.5508 | 169.092 |  | kWh | 0.32706 | 0.20484 | Residential |  | Winter Only | [5 empty] | 15 | 0.67 |  |  |  | 1 | 3 | 0 | 0 | 0 | 0 | 0 | 0 | 0 | 0 | 0 | 0 | 2009 Qtr 1: 0; 2009 Qtr 2: 0; 2009 Qtr 3: 0; 2009 Qtr 4: 3; 2010 Qtr 1: 0; 2010 Qtr 2: 0; 2010 Qtr 3: 0; 2010 Qtr 4: 0; 2011 Qtr 1: 0; 2011 Qtr 2: 0; 2011 Qtr 3: 0; 2011 Qtr 4: 0 | 3
0 | 253008-Residential AC SEER 14 Early Ret. CZ 10, 14, or 15 |  | System | Residential | 26-SFM-ResidentialSingleFamily-SP_COOL | 0 |  |  |  |  | 642.1695 | 0 | 110 | 0 | 0 | 532.1695 | 322.849 |  | kWh | 0.37218 | 0.40228 | Residential |  | Winter Only | [5 empty] | 15 | 0.67 |  |  |  | 1 | 4 | 0 | 0 | 0 | 0 | 0 | 0 | 0 | 0 | 0 | 0 | 2009 Qtr 1: 0; 2009 Qtr 2: 0; 2009 Qtr 3: 0; 2009 Qtr 4: 4; 2010 Qtr 1: 0; 2010 Qtr 2: 0; 2010 Qtr 3: 0; 2010 Qtr 4: 0; 2011 Qtr 1: 0; 2011 Qtr 2: 0; 2011 Qtr 3: 0; 2011 Qtr 4: 0 | 4
0 | 253005-Residential AC SEER 13 Early Ret. CZ 6, 7 or 8 |  | System | Residential | 26-SFM-ResidentialSingleFamily-SP_COOL | 0 |  |  |  |  | 549.5508 | 0 | 30 | 0 | 0 | 519.5508 | 169.092 |  | kWh | 0.32706 | 0.20484 | Residential |  | Winter Only | [5 empty] | 15 | 0.67 |  |  |  | 1 | 3 | 0 | 0 | 0 | 0 | 0 | 0 | 0 | 0 | 0 | 0 | 2009 Qtr 1: 0; 2009 Qtr 2: 0; 2009 Qtr 3: 0; 2009 Qtr 4: 3; 2010 Qtr 1: 0; 2010 Qtr 2: 0; 2010 Qtr 3: 0; 2010 Qtr 4: 0; 2011 Qtr 1: 0; 2011 Qtr 2: 0; 2011 Qtr 3: 0; 2011 Qtr 4: 0 | 3
0 | 253005-Residential AC SEER 13 Early Ret. CZ 6, 7 or 8 |  | System | Residential | 26-SFM-ResidentialSingleFamily-SP_COOL | 0 |  |  |  |  | 549.5508 | 0 | 30 | 0 | 0 | 519.5508 | 169.092 |  | kWh | 0.32706 | 0.20484 | Residential |  | Winter Only | [5 empty] | 15 | 0.67 |  |  |  | 1 | 5 | 0 | 0 | 0 | 0 | 0 | 0 | 0 | 0 | 0 | 0 | 2009 Qtr 1: 0; 2009 Qtr 2: 0; 2009 Qtr 3: 0; 2009 Qtr 4: 5; 2010 Qtr 1: 0; 2010 Qtr 2: 0; 2010 Qtr 3: 0; 2010 Qtr 4: 0; 2011 Qtr 1: 0; 2011 Qtr 2: 0; 2011 Qtr 3: 0; 2011 Qtr 4: 0 | 5
0 | 253009-Residential AC SEER 15 Early Ret. CZ 6, 7 or 8 |  | System | Residential | 26-SFM-ResidentialSingleFamily-SP_COOL | 0 |  |  |  |  | 734.7882 | 0 | 48.6111 | 0 | 0 | 686.1771 | 219.055 |  | kWh | 0.38807 | -1.3318 | Residential |  | Winter Only | [5 empty] | 15 | 0.67 |  |  |  | 1 | 3 | 0 | 0 | 0 | 0 | 0 | 0 | 0 | 0 | 0 | 0 | 2009 Qtr 1: 0; 2009 Qtr 2: 0; 2009 Qtr 3: 0; 2009 Qtr 4: 3; 2010 Qtr 1: 0; 2010 Qtr 2: 0; 2010 Qtr 3: 0; 2010 Qtr 4: 0; 2011 Qtr 1: 0; 2011 Qtr 2: 0; 2011 Qtr 3: 0; 2011 Qtr 4: 0 | 3
0 | 253009-Residential AC SEER 15 Early Ret. CZ 6, 7 or 8 |  | System | Residential | 26-SFM-ResidentialSingleFamily-SP_COOL | 0 |  |  |  |  | 734.7882 | 0 | 41.6667 | 0 | 0 | 693.1215 | 219.055 |  | kWh | 0.38807 | -1.3318 | Residential |  | Winter Only | [5 empty] | 15 | 0.67 |  |  |  | 1 | 3 | 0 | 0 | 0 | 0 | 0 | 0 | 0 | 0 | 0 | 0 | 2009 Qtr 1: 0; 2009 Qtr 2: 0; 2009 Qtr 3: 0; 2009 Qtr 4: 3; 2010 Qtr 1: 0; 2010 Qtr 2: 0; 2010 Qtr 3: 0; 2010 Qtr 4: 0; 2011 Qtr 1: 0; 2011 Qtr 2: 0; 2011 Qtr 3: 0; 2011 Qtr 4: 0 | 3
0 | 253005-Residential AC SEER 13 Early Ret. CZ 6, 7 or 8 |  | System | Residential | 26-SFM-ResidentialSingleFamily-SP_COOL | 0 |  |  |  |  | 549.5508 | 0 | 30 | 0 | 0 | 519.5508 | 169.092 |  | kWh | 0.32706 | 0.20484 | Residential |  | Winter Only | [5 empty] | 15 | 0.67 |  |  |  | 1 | 3 | 0 | 0 | 0 | 0 | 0 | 0 | 0 | 0 | 0 | 0 | 2009 Qtr 1: 0; 2009 Qtr 2: 0; 2009 Qtr 3: 0; 2009 Qtr 4: 3; 2010 Qtr 1: 0; 2010 Qtr 2: 0; 2010 Qtr 3: 0; 2010 Qtr 4: 0; 2011 Qtr 1: 0; 2011 Qtr 2: 0; 2011 Qtr 3: 0; 2011 Qtr 4: 0 | 3
0 | 253005-Residential AC SEER 13 Early Ret. CZ 6, 7 or 8 |  | System | Residential | 26-SFM-ResidentialSingleFamily-SP_COOL | 0 |  |  |  |  | 549.5508 | 0 | 30 | 0 | 0 | 519.5508 | 169.092 |  | kWh | 0.32706 | 0.20484 | Residential |  | Winter Only | [5 empty] | 15 | 0.67 |  |  |  | 1 | 5 | 0 | 0 | 0 | 0 | 0 | 0 | 0 | 0 | 0 | 0 | 2009 Qtr 1: 0; 2009 Qtr 2: 0; 2009 Qtr 3: 0; 2009 Qtr 4: 5; 2010 Qtr 1: 0; 2010 Qtr 2: 0; 2010 Qtr 3: 0; 2010 Qtr 4: 0; 2011 Qtr 1: 0; 2011 Qtr 2: 0; 2011 Qtr 3: 0; 2011 Qtr 4: 0 | 5
0 | 253006-Residential AC SEER 13 Early Ret. CZ 10, 14, or 15 |  | System | Residential | 26-SFM-ResidentialSingleFamily-SP_COOL | 0 |  |  |  |  | 549.5508 | 0 | 85 | 0 | 0 | 464.5508 | 291.643 |  | kWh | 0.32916 | 0.11379 | Residential |  | Winter Only | [5 empty] | 15 | 0.67 |  |  |  | 1 | 3 | 0 | 0 | 0 | 0 | 0 | 0 | 0 | 0 | 0 | 0 | 2009 Qtr 1: 0; 2009 Qtr 2: 0; 2009 Qtr 3: 0; 2009 Qtr 4: 3; 2010 Qtr 1: 0; 2010 Qtr 2: 0; 2010 Qtr 3: 0; 2010 Qtr 4: 0; 2011 Qtr 1: 0; 2011 Qtr 2: 0; 2011 Qtr 3: 0; 2011 Qtr 4: 0 | 3
0 | 253006-Residential AC SEER 13 Early Ret. CZ 10, 14, or 15 |  | System | Residential | 26-SFM-ResidentialSingleFamily-SP_COOL | 0 |  |  |  |  | 549.5508 | 0 | 85 | 0 | 0 | 464.5508 | 291.643 |  | kWh | 0.32916 | 0.11379 | Residential |  | Winter Only | [5 empty] | 15 | 0.67 |  |  |  | 1 | 3 | 0 | 0 | 0 | 0 | 0 | 0 | 0 | 0 | 0 | 0 | 2009 Qtr 1: 0; 2009 Qtr 2: 0; 2009 Qtr 3: 0; 2009 Qtr 4: 3; 2010 Qtr 1: 0; 2010 Qtr 2: 0; 2010 Qtr 3: 0; 2010 Qtr 4: 0; 2011 Qtr 1: 0; 2011 Qtr 2: 0; 2011 Qtr 3: 0; 2011 Qtr 4: 0 | 3
0 | 253005-Residential AC SEER 13 Early Ret. CZ 6, 7 or 8 |  | System | Residential | 26-SFM-ResidentialSingleFamily-SP_COOL | 0 |  |  |  |  | 549.5508 | 0 | 30 | 0 | 0 | 519.5508 | 169.092 |  | kWh | 0.32706 | 0.20484 | Residential |  | Winter Only | [5 empty] | 15 | 0.67 |  |  |  | 1 | 3 | 0 | 0 | 0 | 0 | 0 | 0 | 0 | 0 | 0 | 0 | 2009 Qtr 1: 0; 2009 Qtr 2: 0; 2009 Qtr 3: 0; 2009 Qtr 4: 3; 2010 Qtr 1: 0; 2010 Qtr 2: 0; 2010 Qtr 3: 0; 2010 Qtr 4: 0; 2011 Qtr 1: 0; 2011 Qtr 2: 0; 2011 Qtr 3: 0; 2011 Qtr 4: 0 | 3
0 | 253006-Residential AC SEER 13 Early Ret. CZ 10, 14, or 15 |  | System | Residential | 26-SFM-ResidentialSingleFamily-SP_COOL | 0 |  |  |  |  | 549.5508 | 0 | 85 | 0 | 0 | 464.5508 | 291.643 |  | kWh | 0.32916 | 0.11379 | Residential |  | Winter Only | [5 empty] | 15 | 0.67 |  |  |  | 1 | 3 | 0 | 0 | 0 | 0 | 0 | 0 | 0 | 0 | 0 | 0 | 2009 Qtr 1: 0; 2009 Qtr 2: 0; 2009 Qtr 3: 0; 2009 Qtr 4: 3; 2010 Qtr 1: 0; 2010 Qtr 2: 0; 2010 Qtr 3: 0; 2010 Qtr 4: 0; 2011 Qtr 1: 0; 2011 Qtr 2: 0; 2011 Qtr 3: 0; 2011 Qtr 4: 0 | 3
0 | 253007-Residential AC SEER 14 Early Ret. CZ 6, 7 or 8 |  | System | Residential | 26-SFM-ResidentialSingleFamily-SP_COOL | 0 |  |  |  |  | 642.1695 | 0 | 34.7222 | 0 | 0 | 607.4473 | 184.853 |  | kWh | 0.37116 | 0.59287 | Residential |  | Winter Only | [5 empty] | 15 | 0.67 |  |  |  | 1 | 4 | 0 | 0 | 0 | 0 | 0 | 0 | 0 | 0 | 0 | 0 | 2009 Qtr 1: 0; 2009 Qtr 2: 0; 2009 Qtr 3: 0; 2009 Qtr 4: 4; 2010 Qtr 1: 0; 2010 Qtr 2: 0; 2010 Qtr 3: 0; 2010 Qtr 4: 0; 2011 Qtr 1: 0; 2011 Qtr 2: 0; 2011 Qtr 3: 0; 2011 Qtr 4: 0 | 4
0 | 253007-Residential AC SEER 14 Early Ret. CZ 6, 7 or 8 |  | System | Residential | 26-SFM-ResidentialSingleFamily-SP_COOL | 0 |  |  |  |  | 642.1695 | 0 | 34.7222 | 0 | 0 | 607.4473 | 184.853 |  | kWh | 0.37116 | 0.59287 | Residential |  | Winter Only | [5 empty] | 15 | 0.67 |  |  |  | 1 | 5 | 0 | 0 | 0 | 0 | 0 | 0 | 0 | 0 | 0 | 0 | 2009 Qtr 1: 0; 2009 Qtr 2: 0; 2009 Qtr 3: 0; 2009 Qtr 4: 5; 2010 Qtr 1: 0; 2010 Qtr 2: 0; 2010 Qtr 3: 0; 2010 Qtr 4: 0; 2011 Qtr 1: 0; 2011 Qtr 2: 0; 2011 Qtr 3: 0; 2011 Qtr 4: 0 | 5
0 | 253007-Residential AC SEER 14 Early Ret. CZ 6, 7 or 8 |  | System | Residential | 26-SFM-ResidentialSingleFamily-SP_COOL | 0 |  |  |  |  | 642.1695 | 0 | 40.5093 | 0 | 0 | 601.6602 | 184.853 |  | kWh | 0.37116 | 0.59287 | Residential |  | Winter Only | [5 empty] | 15 | 0.67 |  |  |  | 1 | 3 | 0 | 0 | 0 | 0 | 0 | 0 | 0 | 0 | 0 | 0 | 2009 Qtr 1: 0; 2009 Qtr 2: 0; 2009 Qtr 3: 0; 2009 Qtr 4: 3; 2010 Qtr 1: 0; 2010 Qtr 2: 0; 2010 Qtr 3: 0; 2010 Qtr 4: 0; 2011 Qtr 1: 0; 2011 Qtr 2: 0; 2011 Qtr 3: 0; 2011 Qtr 4: 0 | 3
0 | 253009-Residential AC SEER 15 Early Ret. CZ 6, 7 or 8 |  | System | Residential | 26-SFM-ResidentialSingleFamily-SP_COOL | 0 |  |  |  |  | 734.7882 | 0 | 52.0833 | 0 | 0 | 682.7049 | 219.055 |  | kWh | 0.38807 | -1.3318 | Residential |  | Winter Only | [5 empty] | 15 | 0.67 |  |  |  | 1 | 2 | 0 | 0 | 0 | 0 | 0 | 0 | 0 | 0 | 0 | 0 | 2009 Qtr 1: 0; 2009 Qtr 2: 0; 2009 Qtr 3: 0; 2009 Qtr 4: 2; 2010 Qtr 1: 0; 2010 Qtr 2: 0; 2010 Qtr 3: 0; 2010 Qtr 4: 0; 2011 Qtr 1: 0; 2011 Qtr 2: 0; 2011 Qtr 3: 0; 2011 Qtr 4: 0 | 2
0 | 253005-Residential AC SEER 13 Early Ret. CZ 6, 7 or 8 |  | System | Residential | 26-SFM-ResidentialSingleFamily-SP_COOL | 0 |  |  |  |  | 549.5508 | 0 | 30 | 0 | 0 | 519.5508 | 169.092 |  | kWh | 0.32706 | 0.20484 | Residential |  | Winter Only | [5 empty] | 15 | 0.67 |  |  |  | 1 | 3 | 0 | 0 | 0 | 0 | 0 | 0 | 0 | 0 | 0 | 0 | 2009 Qtr 1: 0; 2009 Qtr 2: 0; 2009 Qtr 3: 0; 2009 Qtr 4: 3; 2010 Qtr 1: 0; 2010 Qtr 2: 0; 2010 Qtr 3: 0; 2010 Qtr 4: 0; 2011 Qtr 1: 0; 2011 Qtr 2: 0; 2011 Qtr 3: 0; 2011 Qtr 4: 0 | 3
0 | 253007-Residential AC SEER 14 Early Ret. CZ 6, 7 or 8 |  | System | Residential | 26-SFM-ResidentialSingleFamily-SP_COOL | 0 |  |  |  |  | 642.1695 | 0 | 40.5093 | 0 | 0 | 601.6602 | 184.853 |  | kWh | 0.37116 | 0.59287 | Residential |  | Winter Only | [5 empty] | 15 | 0.67 |  |  |  | 1 | 3 | 0 | 0 | 0 | 0 | 0 | 0 | 0 | 0 | 0 | 0 | 2009 Qtr 1: 0; 2009 Qtr 2: 0; 2009 Qtr 3: 0; 2009 Qtr 4: 3; 2010 Qtr 1: 0; 2010 Qtr 2: 0; 2010 Qtr 3: 0; 2010 Qtr 4: 0; 2011 Qtr 1: 0; 2011 Qtr 2: 0; 2011 Qtr 3: 0; 2011 Qtr 4: 0 | 3
0 | 253009-Residential AC SEER 15 Early Ret. CZ 6, 7 or 8 |  | System | Residential | 26-SFM-ResidentialSingleFamily-SP_COOL | 0 |  |  |  |  | 734.7882 | 0 | 48.6111 | 0 | 0 | 686.1771 | 219.055 |  | kWh | 0.38807 | -1.3318 | Residential |  | Winter Only | [5 empty] | 15 | 0.67 |  |  |  | 1 | 3 | 0 | 0 | 0 | 0 | 0 | 0 | 0 | 0 | 0 | 0 | 2009 Qtr 1: 0; 2009 Qtr 2: 0; 2009 Qtr 3: 0; 2009 Qtr 4: 3; 2010 Qtr 1: 0; 2010 Qtr 2: 0; 2010 Qtr 3: 0; 2010 Qtr 4: 0; 2011 Qtr 1: 0; 2011 Qtr 2: 0; 2011 Qtr 3: 0; 2011 Qtr 4: 0 | 3
0 | 253005-Residential AC SEER 13 Early Ret. CZ 6, 7 or 8 |  | System | Residential | 26-SFM-ResidentialSingleFamily-SP_COOL | 0 |  |  |  |  | 549.5508 | 0 | 30 | 0 | 0 | 519.5508 | 169.092 |  | kWh | 0.32706 | 0.20484 | Residential |  | Winter Only | [5 empty] | 15 | 0.67 |  |  |  | 1 | 3 | 0 | 0 | 0 | 0 | 0 | 0 | 0 | 0 | 0 | 0 | 2009 Qtr 1: 0; 2009 Qtr 2: 0; 2009 Qtr 3: 0; 2009 Qtr 4: 3; 2010 Qtr 1: 0; 2010 Qtr 2: 0; 2010 Qtr 3: 0; 2010 Qtr 4: 0; 2011 Qtr 1: 0; 2011 Qtr 2: 0; 2011 Qtr 3: 0; 2011 Qtr 4: 0 | 3
0 | 253008-Residential AC SEER 14 Early Ret. CZ 10, 14, or 15 |  | System | Residential | 26-SFM-ResidentialSingleFamily-SP_COOL | 0 |  |  |  |  | 642.1695 | 0 | 110 | 0 | 0 | 532.1695 | 322.849 |  | kWh | 0.37218 | 0.40228 | Residential |  | Winter Only | [5 empty] | 15 | 0.67 |  |  |  | 1 | 5 | 0 | 0 | 0 | 0 | 0 | 0 | 0 | 0 | 0 | 0 | 2009 Qtr 1: 0; 2009 Qtr 2: 0; 2009 Qtr 3: 0; 2009 Qtr 4: 5; 2010 Qtr 1: 0; 2010 Qtr 2: 0; 2010 Qtr 3: 0; 2010 Qtr 4: 0; 2011 Qtr 1: 0; 2011 Qtr 2: 0; 2011 Qtr 3: 0; 2011 Qtr 4: 0 | 5
0 | 253006-Residential AC SEER 13 Early Ret. CZ 10, 14, or 15 |  | System | Residential | 26-SFM-ResidentialSingleFamily-SP_COOL | 0 |  |  |  |  | 549.5508 | 0 | 85 | 0 | 0 | 464.5508 | 291.643 |  | kWh | 0.32916 | 0.11379 | Residential |  | Winter Only | [5 empty] | 15 | 0.67 |  |  |  | 1 | 5 | 0 | 0 | 0 | 0 | 0 | 0 | 0 | 0 | 0 | 0 | 2009 Qtr 1: 0; 2009 Qtr 2: 0; 2009 Qtr 3: 0; 2009 Qtr 4: 5; 2010 Qtr 1: 0; 2010 Qtr 2: 0; 2010 Qtr 3: 0; 2010 Qtr 4: 0; 2011 Qtr 1: 0; 2011 Qtr 2: 0; 2011 Qtr 3: 0; 2011 Qtr 4: 0 | 5
0 | 253010-Residential AC SEER 15 Early Ret. CZ 10, 14, or 15 |  | System | Residential | 26-SFM-ResidentialSingleFamily-SP_COOL | 0 |  |  |  |  | 732.6948 | 0 | 130 | 0 | 0 | 602.6948 | 372.762 |  | kWh | 0.39428 | -1.1019 | Residential |  | Winter Only | [5 empty] | 15 | 0.67 |  |  |  | 1 | 4 | 0 | 0 | 0 | 0 | 0 | 0 | 0 | 0 | 0 | 0 | 2009 Qtr 1: 0; 2009 Qtr 2: 0; 2009 Qtr 3: 0; 2009 Qtr 4: 4; 2010 Qtr 1: 0; 2010 Qtr 2: 0; 2010 Qtr 3: 0; 2010 Qtr 4: 0; 2011 Qtr 1: 0; 2011 Qtr 2: 0; 2011 Qtr 3: 0; 2011 Qtr 4: 0 | 4
0 | 253007-Residential AC SEER 14 Early Ret. CZ 6, 7 or 8 |  | System | Residential | 26-SFM-ResidentialSingleFamily-SP_COOL | 0 |  |  |  |  | 642.1695 | 0 | 34.7222 | 0 | 0 | 607.4473 | 184.853 |  | kWh | 0.37116 | 0.59287 | Residential |  | Winter Only | [5 empty] | 15 | 0.67 |  |  |  | 1 | 4 | 0 | 0 | 0 | 0 | 0 | 0 | 0 | 0 | 0 | 0 | 2009 Qtr 1: 0; 2009 Qtr 2: 0; 2009 Qtr 3: 0; 2009 Qtr 4: 4; 2010 Qtr 1: 0; 2010 Qtr 2: 0; 2010 Qtr 3: 0; 2010 Qtr 4: 0; 2011 Qtr 1: 0; 2011 Qtr 2: 0; 2011 Qtr 3: 0; 2011 Qtr 4: 0 | 4
0 | 253008-Residential AC SEER 14 Early Ret. CZ 10, 14, or 15 |  | System | Residential | 26-SFM-ResidentialSingleFamily-SP_COOL | 0 |  |  |  |  | 642.1695 | 0 | 110 | 0 | 0 | 532.1695 | 322.849 |  | kWh | 0.37218 | 0.40228 | Residential |  | Winter Only | [5 empty] | 15 | 0.67 |  |  |  | 1 | 4 | 0 | 0 | 0 | 0 | 0 | 0 | 0 | 0 | 0 | 0 | 2009 Qtr 1: 0; 2009 Qtr 2: 0; 2009 Qtr 3: 0; 2009 Qtr 4: 4; 2010 Qtr 1: 0; 2010 Qtr 2: 0; 2010 Qtr 3: 0; 2010 Qtr 4: 0; 2011 Qtr 1: 0; 2011 Qtr 2: 0; 2011 Qtr 3: 0; 2011 Qtr 4: 0 | 4
0 | 253008-Residential AC SEER 14 Early Ret. CZ 10, 14, or 15 |  | System | Residential | 26-SFM-ResidentialSingleFamily-SP_COOL | 0 |  |  |  |  | 642.1695 | 0 | 110 | 0 | 0 | 532.1695 | 322.849 |  | kWh | 0.37218 | 0.40228 | Residential |  | Winter Only | [5 empty] | 15 | 0.67 |  |  |  | 1 | 5 | 0 | 0 | 0 | 0 | 0 | 0 | 0 | 0 | 0 | 0 | 2009 Qtr 1: 0; 2009 Qtr 2: 0; 2009 Qtr 3: 0; 2009 Qtr 4: 5; 2010 Qtr 1: 0; 2010 Qtr 2: 0; 2010 Qtr 3: 0; 2010 Qtr 4: 0; 2011 Qtr 1: 0; 2011 Qtr 2: 0; 2011 Qtr 3: 0; 2011 Qtr 4: 0 | 5
0 | 253008-Residential AC SEER 14 Early Ret. CZ 10, 14, or 15 |  | System | Residential | 26-SFM-ResidentialSingleFamily-SP_COOL | 0 |  |  |  |  | 642.1695 | 0 | 110 | 0 | 0 | 532.1695 | 322.849 |  | kWh | 0.37218 | 0.40228 | Residential |  | Winter Only | [5 empty] | 15 | 0.67 |  |  |  | 1 | 3 | 0 | 0 | 0 | 0 | 0 | 0 | 0 | 0 | 0 | 0 | 2009 Qtr 1: 0; 2009 Qtr 2: 0; 2009 Qtr 3: 0; 2009 Qtr 4: 3; 2010 Qtr 1: 0; 2010 Qtr 2: 0; 2010 Qtr 3: 0; 2010 Qtr 4: 0; 2011 Qtr 1: 0; 2011 Qtr 2: 0; 2011 Qtr 3: 0; 2011 Qtr 4: 0 | 3
0 | 253005-Residential AC SEER 13 Early Ret. CZ 6, 7 or 8 |  | System | Residential | 26-SFM-ResidentialSingleFamily-SP_COOL | 0 |  |  |  |  | 549.5508 | 0 | 30 | 0 | 0 | 519.5508 | 169.092 |  | kWh | 0.32706 | 0.20484 | Residential |  | Winter Only | [5 empty] | 15 | 0.67 |  |  |  | 1 | 4 | 0 | 0 | 0 | 0 | 0 | 0 | 0 | 0 | 0 | 0 | 2009 Qtr 1: 0; 2009 Qtr 2: 0; 2009 Qtr 3: 0; 2009 Qtr 4: 4; 2010 Qtr 1: 0; 2010 Qtr 2: 0; 2010 Qtr 3: 0; 2010 Qtr 4: 0; 2011 Qtr 1: 0; 2011 Qtr 2: 0; 2011 Qtr 3: 0; 2011 Qtr 4: 0 | 4
0 | 253008-Residential AC SEER 14 Early Ret. CZ 10, 14, or 15 |  | System | Residential | 26-SFM-ResidentialSingleFamily-SP_COOL | 0 |  |  |  |  | 642.1695 | 0 | 110 | 0 | 0 | 532.1695 | 322.849 |  | kWh | 0.37218 | 0.40228 | Residential |  | Winter Only | [5 empty] | 15 | 0.67 |  |  |  | 1 | 3 | 0 | 0 | 0 | 0 | 0 | 0 | 0 | 0 | 0 | 0 | 2009 Qtr 1: 0; 2009 Qtr 2: 0; 2009 Qtr 3: 0; 2009 Qtr 4: 3; 2010 Qtr 1: 0; 2010 Qtr 2: 0; 2010 Qtr 3: 0; 2010 Qtr 4: 0; 2011 Qtr 1: 0; 2011 Qtr 2: 0; 2011 Qtr 3: 0; 2011 Qtr 4: 0 | 3
0 | 253005-Residential AC SEER 13 Early Ret. CZ 6, 7 or 8 |  | System | Residential | 26-SFM-ResidentialSingleFamily-SP_COOL | 0 |  |  |  |  | 549.5508 | 0 | 30 | 0 | 0 | 519.5508 | 169.092 |  | kWh | 0.32706 | 0.20484 | Residential |  | Winter Only | [5 empty] | 15 | 0.67 |  |  |  | 1 | 4 | 0 | 0 | 0 | 0 | 0 | 0 | 0 | 0 | 0 | 0 | 2009 Qtr 1: 0; 2009 Qtr 2: 0; 2009 Qtr 3: 0; 2009 Qtr 4: 4; 2010 Qtr 1: 0; 2010 Qtr 2: 0; 2010 Qtr 3: 0; 2010 Qtr 4: 0; 2011 Qtr 1: 0; 2011 Qtr 2: 0; 2011 Qtr 3: 0; 2011 Qtr 4: 0 | 4
0 | 253009-Residential AC SEER 15 Early Ret. CZ 6, 7 or 8 |  | System | Residential | 26-SFM-ResidentialSingleFamily-SP_COOL | 0 |  |  |  |  | 734.7882 | 0 | 41.6667 | 0 | 0 | 693.1215 | 219.055 |  | kWh | 0.38807 | -1.3318 | Residential |  | Winter Only | [5 empty] | 15 | 0.67 |  |  |  | 1 | 3 | 0 | 0 | 0 | 0 | 0 | 0 | 0 | 0 | 0 | 0 | 2009 Qtr 1: 0; 2009 Qtr 2: 0; 2009 Qtr 3: 0; 2009 Qtr 4: 3; 2010 Qtr 1: 0; 2010 Qtr 2: 0; 2010 Qtr 3: 0; 2010 Qtr 4: 0; 2011 Qtr 1: 0; 2011 Qtr 2: 0; 2011 Qtr 3: 0; 2011 Qtr 4: 0 | 3
0 | 253006-Residential AC SEER 13 Early Ret. CZ 10, 14, or 15 |  | System | Residential | 26-SFM-ResidentialSingleFamily-SP_COOL | 0 |  |  |  |  | 549.5508 | 0 | 85 | 0 | 0 | 464.5508 | 291.643 |  | kWh | 0.32916 | 0.11379 | Residential |  | Winter Only | [5 empty] | 15 | 0.67 |  |  |  | 1 | 4 | 0 | 0 | 0 | 0 | 0 | 0 | 0 | 0 | 0 | 0 | 2009 Qtr 1: 0; 2009 Qtr 2: 0; 2009 Qtr 3: 0; 2009 Qtr 4: 4; 2010 Qtr 1: 0; 2010 Qtr 2: 0; 2010 Qtr 3: 0; 2010 Qtr 4: 0; 2011 Qtr 1: 0; 2011 Qtr 2: 0; 2011 Qtr 3: 0; 2011 Qtr 4: 0 | 4
0 | 253005-Residential AC SEER 13 Early Ret. CZ 6, 7 or 8 |  | System | Residential | 26-SFM-ResidentialSingleFamily-SP_COOL | 0 |  |  |  |  | 549.5508 | 0 | 30 | 0 | 0 | 519.5508 | 169.092 |  | kWh | 0.32706 | 0.20484 | Residential |  | Winter Only | [5 empty] | 15 | 0.67 |  |  |  | 1 | 4 | 0 | 0 | 0 | 0 | 0 | 0 | 0 | 0 | 0 | 0 | 2009 Qtr 1: 0; 2009 Qtr 2: 0; 2009 Qtr 3: 0; 2009 Qtr 4: 4; 2010 Qtr 1: 0; 2010 Qtr 2: 0; 2010 Qtr 3: 0; 2010 Qtr 4: 0; 2011 Qtr 1: 0; 2011 Qtr 2: 0; 2011 Qtr 3: 0; 2011 Qtr 4: 0 | 4
0 | 253006-Residential AC SEER 13 Early Ret. CZ 10, 14, or 15 |  | System | Residential | 26-SFM-ResidentialSingleFamily-SP_COOL | 0 |  |  |  |  | 549.5508 | 0 | 85 | 0 | 0 | 464.5508 | 291.643 |  | kWh | 0.32916 | 0.11379 | Residential |  | Winter Only | [5 empty] | 15 | 0.67 |  |  |  | 1 | 4 | 0 | 0 | 0 | 0 | 0 | 0 | 0 | 0 | 0 | 0 | 2009 Qtr 1: 0; 2009 Qtr 2: 0; 2009 Qtr 3: 0; 2009 Qtr 4: 4; 2010 Qtr 1: 0; 2010 Qtr 2: 0; 2010 Qtr 3: 0; 2010 Qtr 4: 0; 2011 Qtr 1: 0; 2011 Qtr 2: 0; 2011 Qtr 3: 0; 2011 Qtr 4: 0 | 4
0 | 253006-Residential AC SEER 13 Early Ret. CZ 10, 14, or 15 |  | System | Residential | 26-SFM-ResidentialSingleFamily-SP_COOL | 0 |  |  |  |  | 549.5508 | 0 | 85 | 0 | 0 | 464.5508 | 291.643 |  | kWh | 0.32916 | 0.11379 | Residential |  | Winter Only | [5 empty] | 15 | 0.67 |  |  |  | 1 | 4 | 0 | 0 | 0 | 0 | 0 | 0 | 0 | 0 | 0 | 0 | 2009 Qtr 1: 0; 2009 Qtr 2: 0; 2009 Qtr 3: 0; 2009 Qtr 4: 4; 2010 Qtr 1: 0; 2010 Qtr 2: 0; 2010 Qtr 3: 0; 2010 Qtr 4: 0; 2011 Qtr 1: 0; 2011 Qtr 2: 0; 2011 Qtr 3: 0; 2011 Qtr 4: 0 | 4
0 | 253005-Residential AC SEER 13 Early Ret. CZ 6, 7 or 8 |  | System | Residential | 26-SFM-ResidentialSingleFamily-SP_COOL | 0 |  |  |  |  | 549.5508 | 0 | 30 | 0 | 0 | 519.5508 | 169.092 |  | kWh | 0.32706 | 0.20484 | Residential |  | Winter Only | [5 empty] | 15 | 0.67 |  |  |  | 1 | 4 | 0 | 0 | 0 | 0 | 0 | 0 | 0 | 0 | 0 | 0 | 2009 Qtr 1: 0; 2009 Qtr 2: 0; 2009 Qtr 3: 0; 2009 Qtr 4: 4; 2010 Qtr 1: 0; 2010 Qtr 2: 0; 2010 Qtr 3: 0; 2010 Qtr 4: 0; 2011 Qtr 1: 0; 2011 Qtr 2: 0; 2011 Qtr 3: 0; 2011 Qtr 4: 0 | 4
0 | 253006-Residential AC SEER 13 Early Ret. CZ 10, 14, or 15 |  | System | Residential | 26-SFM-ResidentialSingleFamily-SP_COOL | 0 |  |  |  |  | 549.5508 | 0 | 85 | 0 | 0 | 464.5508 | 291.643 |  | kWh | 0.32916 | 0.11379 | Residential |  | Winter Only | [5 empty] | 15 | 0.67 |  |  |  | 1 | 3 | 0 | 0 | 0 | 0 | 0 | 0 | 0 | 0 | 0 | 0 | 2009 Qtr 1: 0; 2009 Qtr 2: 0; 2009 Qtr 3: 0; 2009 Qtr 4: 3; 2010 Qtr 1: 0; 2010 Qtr 2: 0; 2010 Qtr 3: 0; 2010 Qtr 4: 0; 2011 Qtr 1: 0; 2011 Qtr 2: 0; 2011 Qtr 3: 0; 2011 Qtr 4: 0 | 3
0 | 253006-Residential AC SEER 13 Early Ret. CZ 10, 14, or 15 |  | System | Residential | 26-SFM-ResidentialSingleFamily-SP_COOL | 0 |  |  |  |  | 549.5508 | 0 | 85 | 0 | 0 | 464.5508 | 291.643 |  | kWh | 0.32916 | 0.11379 | Residential |  | Winter Only | [5 empty] | 15 | 0.67 |  |  |  | 1 | 4 | 0 | 0 | 0 | 0 | 0 | 0 | 0 | 0 | 0 | 0 | 2009 Qtr 1: 0; 2009 Qtr 2: 0; 2009 Qtr 3: 0; 2009 Qtr 4: 4; 2010 Qtr 1: 0; 2010 Qtr 2: 0; 2010 Qtr 3: 0; 2010 Qtr 4: 0; 2011 Qtr 1: 0; 2011 Qtr 2: 0; 2011 Qtr 3: 0; 2011 Qtr 4: 0 | 4
0 | 253005-Residential AC SEER 13 Early Ret. CZ 6, 7 or 8 |  | System | Residential | 26-SFM-ResidentialSingleFamily-SP_COOL | 0 |  |  |  |  | 549.5508 | 0 | 30 | 0 | 0 | 519.5508 | 169.092 |  | kWh | 0.32706 | 0.20484 | Residential |  | Winter Only | [5 empty] | 15 | 0.67 |  |  |  | 1 | 4 | 0 | 0 | 0 | 0 | 0 | 0 | 0 | 0 | 0 | 0 | 2009 Qtr 1: 0; 2009 Qtr 2: 0; 2009 Qtr 3: 0; 2009 Qtr 4: 4; 2010 Qtr 1: 0; 2010 Qtr 2: 0; 2010 Qtr 3: 0; 2010 Qtr 4: 0; 2011 Qtr 1: 0; 2011 Qtr 2: 0; 2011 Qtr 3: 0; 2011 Qtr 4: 0 | 4
0 | 253006-Residential AC SEER 13 Early Ret. CZ 10, 14, or 15 |  | System | Residential | 26-SFM-ResidentialSingleFamily-SP_COOL | 0 |  |  |  |  | 549.5508 | 0 | 85 | 0 | 0 | 464.5508 | 291.643 |  | kWh | 0.32916 | 0.11379 | Residential |  | Winter Only | [5 empty] | 15 | 0.67 |  |  |  | 1 | 4 | 0 | 0 | 0 | 0 | 0 | 0 | 0 | 0 | 0 | 0 | 2009 Qtr 1: 0; 2009 Qtr 2: 0; 2009 Qtr 3: 0; 2009 Qtr 4: 4; 2010 Qtr 1: 0; 2010 Qtr 2: 0; 2010 Qtr 3: 0; 2010 Qtr 4: 0; 2011 Qtr 1: 0; 2011 Qtr 2: 0; 2011 Qtr 3: 0; 2011 Qtr 4: 0 | 4
0 | 253010-Residential AC SEER 15 Early Ret. CZ 10, 14, or 15 |  | System | Residential | 26-SFM-ResidentialSingleFamily-SP_COOL | 0 |  |  |  |  | 732.6948 | 0 | 130 | 0 | 0 | 602.6948 | 372.762 |  | kWh | 0.39428 | -1.1019 | Residential |  | Winter Only | [5 empty] | 15 | 0.67 |  |  |  | 1 | 4 | 0 | 0 | 0 | 0 | 0 | 0 | 0 | 0 | 0 | 0 | 2009 Qtr 1: 0; 2009 Qtr 2: 0; 2009 Qtr 3: 0; 2009 Qtr 4: 4; 2010 Qtr 1: 0; 2010 Qtr 2: 0; 2010 Qtr 3: 0; 2010 Qtr 4: 0; 2011 Qtr 1: 0; 2011 Qtr 2: 0; 2011 Qtr 3: 0; 2011 Qtr 4: 0 | 4
0 | 253005-Residential AC SEER 13 Early Ret. CZ 6, 7 or 8 |  | System | Residential | 26-SFM-ResidentialSingleFamily-SP_COOL | 0 |  |  |  |  | 549.5508 | 0 | 30 | 0 | 0 | 519.5508 | 169.092 |  | kWh | 0.32706 | 0.20484 | Residential |  | Winter Only | [5 empty] | 15 | 0.67 |  |  |  | 1 | 4 | 0 | 0 | 0 | 0 | 0 | 0 | 0 | 0 | 0 | 0 | 2009 Qtr 1: 0; 2009 Qtr 2: 0; 2009 Qtr 3: 0; 2009 Qtr 4: 4; 2010 Qtr 1: 0; 2010 Qtr 2: 0; 2010 Qtr 3: 0; 2010 Qtr 4: 0; 2011 Qtr 1: 0; 2011 Qtr 2: 0; 2011 Qtr 3: 0; 2011 Qtr 4: 0 | 4
0 | 253005-Residential AC SEER 13 Early Ret. CZ 6, 7 or 8 |  | System | Residential | 26-SFM-ResidentialSingleFamily-SP_COOL | 0 |  |  |  |  | 549.5508 | 0 | 30 | 0 | 0 | 519.5508 | 169.092 |  | kWh | 0.32706 | 0.20484 | Residential |  | Winter Only | [5 empty] | 15 | 0.67 |  |  |  | 1 | 4 | 0 | 0 | 0 | 0 | 0 | 0 | 0 | 0 | 0 | 0 | 2009 Qtr 1: 0; 2009 Qtr 2: 0; 2009 Qtr 3: 0; 2009 Qtr 4: 4; 2010 Qtr 1: 0; 2010 Qtr 2: 0; 2010 Qtr 3: 0; 2010 Qtr 4: 0; 2011 Qtr 1: 0; 2011 Qtr 2: 0; 2011 Qtr 3: 0; 2011 Qtr 4: 0 | 4
0 | 253007-Residential AC SEER 14 Early Ret. CZ 6, 7 or 8 |  | System | Residential | 26-SFM-ResidentialSingleFamily-SP_COOL | 0 |  |  |  |  | 642.1695 | 0 | 40.5093 | 0 | 0 | 601.6602 | 184.853 |  | kWh | 0.37116 | 0.59287 | Residential |  | Winter Only | [5 empty] | 15 | 0.67 |  |  |  | 1 | 3 | 0 | 0 | 0 | 0 | 0 | 0 | 0 | 0 | 0 | 0 | 2009 Qtr 1: 0; 2009 Qtr 2: 0; 2009 Qtr 3: 0; 2009 Qtr 4: 3; 2010 Qtr 1: 0; 2010 Qtr 2: 0; 2010 Qtr 3: 0; 2010 Qtr 4: 0; 2011 Qtr 1: 0; 2011 Qtr 2: 0; 2011 Qtr 3: 0; 2011 Qtr 4: 0 | 3
0 | 253007-Residential AC SEER 14 Early Ret. CZ 6, 7 or 8 |  | System | Residential | 26-SFM-ResidentialSingleFamily-SP_COOL | 0 |  |  |  |  | 642.1695 | 0 | 34.7222 | 0 | 0 | 607.4473 | 184.853 |  | kWh | 0.37116 | 0.59287 | Residential |  | Winter Only | [5 empty] | 15 | 0.67 |  |  |  | 1 | 5 | 0 | 0 | 0 | 0 | 0 | 0 | 0 | 0 | 0 | 0 | 2009 Qtr 1: 0; 2009 Qtr 2: 0; 2009 Qtr 3: 0; 2009 Qtr 4: 5; 2010 Qtr 1: 0; 2010 Qtr 2: 0; 2010 Qtr 3: 0; 2010 Qtr 4: 0; 2011 Qtr 1: 0; 2011 Qtr 2: 0; 2011 Qtr 3: 0; 2011 Qtr 4: 0 | 5
0 | 253007-Residential AC SEER 14 Early Ret. CZ 6, 7 or 8 |  | System | Residential | 26-SFM-ResidentialSingleFamily-SP_COOL | 0 |  |  |  |  | 642.1695 | 0 | 40.5093 | 0 | 0 | 601.6602 | 184.853 |  | kWh | 0.37116 | 0.59287 | Residential |  | Winter Only | [5 empty] | 15 | 0.67 |  |  |  | 1 | 3 | 0 | 0 | 0 | 0 | 0 | 0 | 0 | 0 | 0 | 0 | 2009 Qtr 1: 0; 2009 Qtr 2: 0; 2009 Qtr 3: 0; 2009 Qtr 4: 3; 2010 Qtr 1: 0; 2010 Qtr 2: 0; 2010 Qtr 3: 0; 2010 Qtr 4: 0; 2011 Qtr 1: 0; 2011 Qtr 2: 0; 2011 Qtr 3: 0; 2011 Qtr 4: 0 | 3
0 | 253005-Residential AC SEER 13 Early Ret. CZ 6, 7 or 8 |  | System | Residential | 26-SFM-ResidentialSingleFamily-SP_COOL | 0 |  |  |  |  | 549.5508 | 0 | 30 | 0 | 0 | 519.5508 | 169.092 |  | kWh | 0.32706 | 0.20484 | Residential |  | Winter Only | [5 empty] | 15 | 0.67 |  |  |  | 1 | 3 | 0 | 0 | 0 | 0 | 0 | 0 | 0 | 0 | 0 | 0 | 2009 Qtr 1: 0; 2009 Qtr 2: 0; 2009 Qtr 3: 0; 2009 Qtr 4: 3; 2010 Qtr 1: 0; 2010 Qtr 2: 0; 2010 Qtr 3: 0; 2010 Qtr 4: 0; 2011 Qtr 1: 0; 2011 Qtr 2: 0; 2011 Qtr 3: 0; 2011 Qtr 4: 0 | 3
0 | 253005-Residential AC SEER 13 Early Ret. CZ 6, 7 or 8 |  | System | Residential | 26-SFM-ResidentialSingleFamily-SP_COOL | 0 |  |  |  |  | 549.5508 | 0 | 30 | 0 | 0 | 519.5508 | 169.092 |  | kWh | 0.32706 | 0.20484 | Residential |  | Winter Only | [5 empty] | 15 | 0.67 |  |  |  | 1 | 4 | 0 | 0 | 0 | 0 | 0 | 0 | 0 | 0 | 0 | 0 | 2009 Qtr 1: 0; 2009 Qtr 2: 0; 2009 Qtr 3: 0; 2009 Qtr 4: 4; 2010 Qtr 1: 0; 2010 Qtr 2: 0; 2010 Qtr 3: 0; 2010 Qtr 4: 0; 2011 Qtr 1: 0; 2011 Qtr 2: 0; 2011 Qtr 3: 0; 2011 Qtr 4: 0 | 4
0 | 253009-Residential AC SEER 15 Early Ret. CZ 6, 7 or 8 |  | System | Residential | 26-SFM-ResidentialSingleFamily-SP_COOL | 0 |  |  |  |  | 734.7882 | 0 | 41.6667 | 0 | 0 | 693.1215 | 219.055 |  | kWh | 0.38807 | -1.3318 | Residential |  | Winter Only | [5 empty] | 15 | 0.67 |  |  |  | 1 | 2 | 0 | 0 | 0 | 0 | 0 | 0 | 0 | 0 | 0 | 0 | 2009 Qtr 1: 0; 2009 Qtr 2: 0; 2009 Qtr 3: 0; 2009 Qtr 4: 2; 2010 Qtr 1: 0; 2010 Qtr 2: 0; 2010 Qtr 3: 0; 2010 Qtr 4: 0; 2011 Qtr 1: 0; 2011 Qtr 2: 0; 2011 Qtr 3: 0; 2011 Qtr 4: 0 | 2
0 | 253007-Residential AC SEER 14 Early Ret. CZ 6, 7 or 8 |  | System | Residential | 26-SFM-ResidentialSingleFamily-SP_COOL | 0 |  |  |  |  | 642.1695 | 0 | 34.7222 | 0 | 0 | 607.4473 | 184.853 |  | kWh | 0.37116 | 0.59287 | Residential |  | Winter Only | [5 empty] | 15 | 0.67 |  |  |  | 1 | 3 | 0 | 0 | 0 | 0 | 0 | 0 | 0 | 0 | 0 | 0 | 2009 Qtr 1: 0; 2009 Qtr 2: 0; 2009 Qtr 3: 0; 2009 Qtr 4: 3; 2010 Qtr 1: 0; 2010 Qtr 2: 0; 2010 Qtr 3: 0; 2010 Qtr 4: 0; 2011 Qtr 1: 0; 2011 Qtr 2: 0; 2011 Qtr 3: 0; 2011 Qtr 4: 0 | 3
0 | 253007-Residential AC SEER 14 Early Ret. CZ 6, 7 or 8 |  | System | Residential | 26-SFM-ResidentialSingleFamily-SP_COOL | 0 |  |  |  |  | 642.1695 | 0 | 34.7222 | 0 | 0 | 607.4473 | 184.853 |  | kWh | 0.37116 | 0.59287 | Residential |  | Winter Only | [5 empty] | 15 | 0.67 |  |  |  | 1 | 5 | 0 | 0 | 0 | 0 | 0 | 0 | 0 | 0 | 0 | 0 | 2009 Qtr 1: 0; 2009 Qtr 2: 0; 2009 Qtr 3: 0; 2009 Qtr 4: 5; 2010 Qtr 1: 0; 2010 Qtr 2: 0; 2010 Qtr 3: 0; 2010 Qtr 4: 0; 2011 Qtr 1: 0; 2011 Qtr 2: 0; 2011 Qtr 3: 0; 2011 Qtr 4: 0 | 5
0 | 253009-Residential AC SEER 15 Early Ret. CZ 6, 7 or 8 |  | System | Residential | 26-SFM-ResidentialSingleFamily-SP_COOL | 0 |  |  |  |  | 734.7882 | 0 | 41.6667 | 0 | 0 | 693.1215 | 219.055 |  | kWh | 0.38807 | -1.3318 | Residential |  | Winter Only | [5 empty] | 15 | 0.67 |  |  |  | 1 | 3 | 0 | 0 | 0 | 0 | 0 | 0 | 0 | 0 | 0 | 0 | 2009 Qtr 1: 0; 2009 Qtr 2: 0; 2009 Qtr 3: 0; 2009 Qtr 4: 3; 2010 Qtr 1: 0; 2010 Qtr 2: 0; 2010 Qtr 3: 0; 2010 Qtr 4: 0; 2011 Qtr 1: 0; 2011 Qtr 2: 0; 2011 Qtr 3: 0; 2011 Qtr 4: 0 | 3
0 | 253005-Residential AC SEER 13 Early Ret. CZ 6, 7 or 8 |  | System | Residential | 26-SFM-ResidentialSingleFamily-SP_COOL | 0 |  |  |  |  | 549.5508 | 0 | 30 | 0 | 0 | 519.5508 | 169.092 |  | kWh | 0.32706 | 0.20484 | Residential |  | Winter Only | [5 empty] | 15 | 0.67 |  |  |  | 1 | 4 | 0 | 0 | 0 | 0 | 0 | 0 | 0 | 0 | 0 | 0 | 2009 Qtr 1: 0; 2009 Qtr 2: 0; 2009 Qtr 3: 0; 2009 Qtr 4: 4; 2010 Qtr 1: 0; 2010 Qtr 2: 0; 2010 Qtr 3: 0; 2010 Qtr 4: 0; 2011 Qtr 1: 0; 2011 Qtr 2: 0; 2011 Qtr 3: 0; 2011 Qtr 4: 0 | 4
0 | 253005-Residential AC SEER 13 Early Ret. CZ 6, 7 or 8 |  | System | Residential | 26-SFM-ResidentialSingleFamily-SP_COOL | 0 |  |  |  |  | 549.5508 | 0 | 30 | 0 | 0 | 519.5508 | 169.092 |  | kWh | 0.32706 | 0.20484 | Residential |  | Winter Only | [5 empty] | 15 | 0.67 |  |  |  | 1 | 4 | 0 | 0 | 0 | 0 | 0 | 0 | 0 | 0 | 0 | 0 | 2009 Qtr 1: 0; 2009 Qtr 2: 0; 2009 Qtr 3: 0; 2009 Qtr 4: 4; 2010 Qtr 1: 0; 2010 Qtr 2: 0; 2010 Qtr 3: 0; 2010 Qtr 4: 0; 2011 Qtr 1: 0; 2011 Qtr 2: 0; 2011 Qtr 3: 0; 2011 Qtr 4: 0 | 4
0 | 253008-Residential AC SEER 14 Early Ret. CZ 10, 14, or 15 |  | System | Residential | 26-SFM-ResidentialSingleFamily-SP_COOL | 0 |  |  |  |  | 642.1695 | 0 | 110 | 0 | 0 | 532.1695 | 322.849 |  | kWh | 0.37218 | 0.40228 | Residential |  | Winter Only | [5 empty] | 15 | 0.67 |  |  |  | 1 | 4 | 0 | 0 | 0 | 0 | 0 | 0 | 0 | 0 | 0 | 0 | 2009 Qtr 1: 0; 2009 Qtr 2: 0; 2009 Qtr 3: 0; 2009 Qtr 4: 4; 2010 Qtr 1: 0; 2010 Qtr 2: 0; 2010 Qtr 3: 0; 2010 Qtr 4: 0; 2011 Qtr 1: 0; 2011 Qtr 2: 0; 2011 Qtr 3: 0; 2011 Qtr 4: 0 | 4
0 | 253009-Residential AC SEER 15 Early Ret. CZ 6, 7 or 8 |  | System | Residential | 26-SFM-ResidentialSingleFamily-SP_COOL | 0 |  |  |  |  | 734.7882 | 0 | 41.6667 | 0 | 0 | 693.1215 | 219.055 |  | kWh | 0.38807 | -1.3318 | Residential |  | Winter Only | [5 empty] | 15 | 0.67 |  |  |  | 1 | 3 | 0 | 0 | 0 | 0 | 0 | 0 | 0 | 0 | 0 | 0 | 2009 Qtr 1: 0; 2009 Qtr 2: 0; 2009 Qtr 3: 0; 2009 Qtr 4: 3; 2010 Qtr 1: 0; 2010 Qtr 2: 0; 2010 Qtr 3: 0; 2010 Qtr 4: 0; 2011 Qtr 1: 0; 2011 Qtr 2: 0; 2011 Qtr 3: 0; 2011 Qtr 4: 0 | 3
0 | 253009-Residential AC SEER 15 Early Ret. CZ 6, 7 or 8 |  | System | Residential | 26-SFM-ResidentialSingleFamily-SP_COOL | 0 |  |  |  |  | 734.7882 | 0 | 41.6667 | 0 | 0 | 693.1215 | 219.055 |  | kWh | 0.38807 | -1.3318 | Residential |  | Winter Only | [5 empty] | 15 | 0.67 |  |  |  | 1 | 4 | 0 | 0 | 0 | 0 | 0 | 0 | 0 | 0 | 0 | 0 | 2009 Qtr 1: 0; 2009 Qtr 2: 0; 2009 Qtr 3: 0; 2009 Qtr 4: 4; 2010 Qtr 1: 0; 2010 Qtr 2: 0; 2010 Qtr 3: 0; 2010 Qtr 4: 0; 2011 Qtr 1: 0; 2011 Qtr 2: 0; 2011 Qtr 3: 0; 2011 Qtr 4: 0 | 4
0 | 253006-Residential AC SEER 13 Early Ret. CZ 10, 14, or 15 |  | System | Residential | 26-SFM-ResidentialSingleFamily-SP_COOL | 0 |  |  |  |  | 549.5508 | 0 | 85 | 0 | 0 | 464.5508 | 291.643 |  | kWh | 0.32916 | 0.11379 | Residential |  | Winter Only | [5 empty] | 15 | 0.67 |  |  |  | 1 | 4 | 0 | 0 | 0 | 0 | 0 | 0 | 0 | 0 | 0 | 0 | 2009 Qtr 1: 0; 2009 Qtr 2: 0; 2009 Qtr 3: 0; 2009 Qtr 4: 4; 2010 Qtr 1: 0; 2010 Qtr 2: 0; 2010 Qtr 3: 0; 2010 Qtr 4: 0; 2011 Qtr 1: 0; 2011 Qtr 2: 0; 2011 Qtr 3: 0; 2011 Qtr 4: 0 | 4
0 | 253008-Residential AC SEER 14 Early Ret. CZ 10, 14, or 15 |  | System | Residential | 26-SFM-ResidentialSingleFamily-SP_COOL | 0 |  |  |  |  | 642.1695 | 0 | 110 | 0 | 0 | 532.1695 | 322.849 |  | kWh | 0.37218 | 0.40228 | Residential |  | Winter Only | [5 empty] | 15 | 0.67 |  |  |  | 1 | 5 | 0 | 0 | 0 | 0 | 0 | 0 | 0 | 0 | 0 | 0 | 2009 Qtr 1: 0; 2009 Qtr 2: 0; 2009 Qtr 3: 0; 2009 Qtr 4: 5; 2010 Qtr 1: 0; 2010 Qtr 2: 0; 2010 Qtr 3: 0; 2010 Qtr 4: 0; 2011 Qtr 1: 0; 2011 Qtr 2: 0; 2011 Qtr 3: 0; 2011 Qtr 4: 0 | 5
0 | 253010-Residential AC SEER 15 Early Ret. CZ 10, 14, or 15 |  | System | Residential | 26-SFM-ResidentialSingleFamily-SP_COOL | 0 |  |  |  |  | 732.6948 | 0 | 130 | 0 | 0 | 602.6948 | 372.762 |  | kWh | 0.39428 | -1.1019 | Residential |  | Winter Only | [5 empty] | 15 | 0.67 |  |  |  | 1 | 4 | 0 | 0 | 0 | 0 | 0 | 0 | 0 | 0 | 0 | 0 | 2009 Qtr 1: 0; 2009 Qtr 2: 0; 2009 Qtr 3: 0; 2009 Qtr 4: 4; 2010 Qtr 1: 0; 2010 Qtr 2: 0; 2010 Qtr 3: 0; 2010 Qtr 4: 0; 2011 Qtr 1: 0; 2011 Qtr 2: 0; 2011 Qtr 3: 0; 2011 Qtr 4: 0 | 4
0 | 253008-Residential AC SEER 14 Early Ret. CZ 10, 14, or 15 |  | System | Residential | 26-SFM-ResidentialSingleFamily-SP_COOL | 0 |  |  |  |  | 642.1695 | 0 | 110 | 0 | 0 | 532.1695 | 322.849 |  | kWh | 0.37218 | 0.40228 | Residential |  | Winter Only | [5 empty] | 15 | 0.67 |  |  |  | 1 | 5 | 0 | 0 | 0 | 0 | 0 | 0 | 0 | 0 | 0 | 0 | 2009 Qtr 1: 0; 2009 Qtr 2: 0; 2009 Qtr 3: 0; 2009 Qtr 4: 5; 2010 Qtr 1: 0; 2010 Qtr 2: 0; 2010 Qtr 3: 0; 2010 Qtr 4: 0; 2011 Qtr 1: 0; 2011 Qtr 2: 0; 2011 Qtr 3: 0; 2011 Qtr 4: 0 | 5
0 | 253010-Residential AC SEER 15 Early Ret. CZ 10, 14, or 15 |  | System | Residential | 26-SFM-ResidentialSingleFamily-SP_COOL | 0 |  |  |  |  | 732.6948 | 0 | 130 | 0 | 0 | 602.6948 | 372.762 |  | kWh | 0.39428 | -1.1019 | Residential |  | Winter Only | [5 empty] | 15 | 0.67 |  |  |  | 1 | 4 | 0 | 0 | 0 | 0 | 0 | 0 | 0 | 0 | 0 | 0 | 2009 Qtr 1: 0; 2009 Qtr 2: 0; 2009 Qtr 3: 0; 2009 Qtr 4: 4; 2010 Qtr 1: 0; 2010 Qtr 2: 0; 2010 Qtr 3: 0; 2010 Qtr 4: 0; 2011 Qtr 1: 0; 2011 Qtr 2: 0; 2011 Qtr 3: 0; 2011 Qtr 4: 0 | 4
0 | 253010-Residential AC SEER 15 Early Ret. CZ 10, 14, or 15 |  | System | Residential | 26-SFM-ResidentialSingleFamily-SP_COOL | 0 |  |  |  |  | 732.6948 | 0 | 130 | 0 | 0 | 602.6948 | 372.762 |  | kWh | 0.39428 | -1.1019 | Residential |  | Winter Only | [5 empty] | 15 | 0.67 |  |  |  | 1 | 3 | 0 | 0 | 0 | 0 | 0 | 0 | 0 | 0 | 0 | 0 | 2009 Qtr 1: 0; 2009 Qtr 2: 0; 2009 Qtr 3: 0; 2009 Qtr 4: 3; 2010 Qtr 1: 0; 2010 Qtr 2: 0; 2010 Qtr 3: 0; 2010 Qtr 4: 0; 2011 Qtr 1: 0; 2011 Qtr 2: 0; 2011 Qtr 3: 0; 2011 Qtr 4: 0 | 3
0 | 253006-Residential AC SEER 13 Early Ret. CZ 10, 14, or 15 |  | System | Residential | 26-SFM-ResidentialSingleFamily-SP_COOL | 0 |  |  |  |  | 549.5508 | 0 | 85 | 0 | 0 | 464.5508 | 291.643 |  | kWh | 0.32916 | 0.11379 | Residential |  | Winter Only | [5 empty] | 15 | 0.67 |  |  |  | 1 | 4 | 0 | 0 | 0 | 0 | 0 | 0 | 0 | 0 | 0 | 0 | 2009 Qtr 1: 0; 2009 Qtr 2: 0; 2009 Qtr 3: 0; 2009 Qtr 4: 4; 2010 Qtr 1: 0; 2010 Qtr 2: 0; 2010 Qtr 3: 0; 2010 Qtr 4: 0; 2011 Qtr 1: 0; 2011 Qtr 2: 0; 2011 Qtr 3: 0; 2011 Qtr 4: 0 | 4
0 | 253006-Residential AC SEER 13 Early Ret. CZ 10, 14, or 15 |  | System | Residential | 26-SFM-ResidentialSingleFamily-SP_COOL | 0 |  |  |  |  | 549.5508 | 0 | 85 | 0 | 0 | 464.5508 | 291.643 |  | kWh | 0.32916 | 0.11379 | Residential |  | Winter Only | [5 empty] | 15 | 0.67 |  |  |  | 1 | 4 | 0 | 0 | 0 | 0 | 0 | 0 | 0 | 0 | 0 | 0 | 2009 Qtr 1: 0; 2009 Qtr 2: 0; 2009 Qtr 3: 0; 2009 Qtr 4: 4; 2010 Qtr 1: 0; 2010 Qtr 2: 0; 2010 Qtr 3: 0; 2010 Qtr 4: 0; 2011 Qtr 1: 0; 2011 Qtr 2: 0; 2011 Qtr 3: 0; 2011 Qtr 4: 0 | 4
0 | 253010-Residential AC SEER 15 Early Ret. CZ 10, 14, or 15 |  | System | Residential | 26-SFM-ResidentialSingleFamily-SP_COOL | 0 |  |  |  |  | 732.6948 | 0 | 130 | 0 | 0 | 602.6948 | 372.762 |  | kWh | 0.39428 | -1.1019 | Residential |  | Winter Only | [5 empty] | 15 | 0.67 |  |  |  | 1 | 4 | 0 | 0 | 0 | 0 | 0 | 0 | 0 | 0 | 0 | 0 | 2009 Qtr 1: 0; 2009 Qtr 2: 0; 2009 Qtr 3: 0; 2009 Qtr 4: 4; 2010 Qtr 1: 0; 2010 Qtr 2: 0; 2010 Qtr 3: 0; 2010 Qtr 4: 0; 2011 Qtr 1: 0; 2011 Qtr 2: 0; 2011 Qtr 3: 0; 2011 Qtr 4: 0 | 4
0 | 253006-Residential AC SEER 13 Early Ret. CZ 10, 14, or 15 |  | System | Residential | 26-SFM-ResidentialSingleFamily-SP_COOL | 0 |  |  |  |  | 549.5508 | 0 | 85 | 0 | 0 | 464.5508 | 291.643 |  | kWh | 0.32916 | 0.11379 | Residential |  | Winter Only | [5 empty] | 15 | 0.67 |  |  |  | 1 | 4 | 0 | 0 | 0 | 0 | 0 | 0 | 0 | 0 | 0 | 0 | 2009 Qtr 1: 0; 2009 Qtr 2: 0; 2009 Qtr 3: 0; 2009 Qtr 4: 4; 2010 Qtr 1: 0; 2010 Qtr 2: 0; 2010 Qtr 3: 0; 2010 Qtr 4: 0; 2011 Qtr 1: 0; 2011 Qtr 2: 0; 2011 Qtr 3: 0; 2011 Qtr 4: 0 | 4
0 | 253005-Residential AC SEER 13 Early Ret. CZ 6, 7 or 8 |  | System | Residential | 26-SFM-ResidentialSingleFamily-SP_COOL | 0 |  |  |  |  | 549.5508 | 0 | 30 | 0 | 0 | 519.5508 | 169.092 |  | kWh | 0.32706 | 0.20484 | Residential |  | Winter Only | [5 empty] | 15 | 0.67 |  |  |  | 1 | 5 | 0 | 0 | 0 | 0 | 0 | 0 | 0 | 0 | 0 | 0 | 2009 Qtr 1: 0; 2009 Qtr 2: 0; 2009 Qtr 3: 0; 2009 Qtr 4: 5; 2010 Qtr 1: 0; 2010 Qtr 2: 0; 2010 Qtr 3: 0; 2010 Qtr 4: 0; 2011 Qtr 1: 0; 2011 Qtr 2: 0; 2011 Qtr 3: 0; 2011 Qtr 4: 0 | 5
0 | 253008-Residential AC SEER 14 Early Ret. CZ 10, 14, or 15 |  | System | Residential | 26-SFM-ResidentialSingleFamily-SP_COOL | 0 |  |  |  |  | 642.1695 | 0 | 110 | 0 | 0 | 532.1695 | 322.849 |  | kWh | 0.37218 | 0.40228 | Residential |  | Winter Only | [5 empty] | 15 | 0.67 |  |  |  | 1 | 3 | 0 | 0 | 0 | 0 | 0 | 0 | 0 | 0 | 0 | 0 | 2009 Qtr 1: 0; 2009 Qtr 2: 0; 2009 Qtr 3: 0; 2009 Qtr 4: 3; 2010 Qtr 1: 0; 2010 Qtr 2: 0; 2010 Qtr 3: 0; 2010 Qtr 4: 0; 2011 Qtr 1: 0; 2011 Qtr 2: 0; 2011 Qtr 3: 0; 2011 Qtr 4: 0 | 3
0 | 253007-Residential AC SEER 14 Early Ret. CZ 6, 7 or 8 |  | System | Residential | 26-SFM-ResidentialSingleFamily-SP_COOL | 0 |  |  |  |  | 642.1695 | 0 | 34.7222 | 0 | 0 | 607.4473 | 184.853 |  | kWh | 0.37116 | 0.59287 | Residential |  | Winter Only | [5 empty] | 15 | 0.67 |  |  |  | 1 | 4 | 0 | 0 | 0 | 0 | 0 | 0 | 0 | 0 | 0 | 0 | 2009 Qtr 1: 0; 2009 Qtr 2: 0; 2009 Qtr 3: 0; 2009 Qtr 4: 4; 2010 Qtr 1: 0; 2010 Qtr 2: 0; 2010 Qtr 3: 0; 2010 Qtr 4: 0; 2011 Qtr 1: 0; 2011 Qtr 2: 0; 2011 Qtr 3: 0; 2011 Qtr 4: 0 | 4
0 | 253009-Residential AC SEER 15 Early Ret. CZ 6, 7 or 8 |  | System | Residential | 26-SFM-ResidentialSingleFamily-SP_COOL | 0 |  |  |  |  | 734.7882 | 0 | 41.6667 | 0 | 0 | 693.1215 | 219.055 |  | kWh | 0.38807 | -1.3318 | Residential |  | Winter Only | [5 empty] | 15 | 0.67 |  |  |  | 1 | 4 | 0 | 0 | 0 | 0 | 0 | 0 | 0 | 0 | 0 | 0 | 2009 Qtr 1: 0; 2009 Qtr 2: 0; 2009 Qtr 3: 0; 2009 Qtr 4: 4; 2010 Qtr 1: 0; 2010 Qtr 2: 0; 2010 Qtr 3: 0; 2010 Qtr 4: 0; 2011 Qtr 1: 0; 2011 Qtr 2: 0; 2011 Qtr 3: 0; 2011 Qtr 4: 0 | 4
0 | 253005-Residential AC SEER 13 Early Ret. CZ 6, 7 or 8 |  | System | Residential | 26-SFM-ResidentialSingleFamily-SP_COOL | 0 |  |  |  |  | 549.5508 | 0 | 30 | 0 | 0 | 519.5508 | 169.092 |  | kWh | 0.32706 | 0.20484 | Residential |  | Winter Only | [5 empty] | 15 | 0.67 |  |  |  | 1 | 4 | 0 | 0 | 0 | 0 | 0 | 0 | 0 | 0 | 0 | 0 | 2009 Qtr 1: 0; 2009 Qtr 2: 0; 2009 Qtr 3: 0; 2009 Qtr 4: 4; 2010 Qtr 1: 0; 2010 Qtr 2: 0; 2010 Qtr 3: 0; 2010 Qtr 4: 0; 2011 Qtr 1: 0; 2011 Qtr 2: 0; 2011 Qtr 3: 0; 2011 Qtr 4: 0 | 4
0 | 253005-Residential AC SEER 13 Early Ret. CZ 6, 7 or 8 |  | System | Residential | 26-SFM-ResidentialSingleFamily-SP_COOL | 0 |  |  |  |  | 549.5508 | 0 | 30 | 0 | 0 | 519.5508 | 169.092 |  | kWh | 0.32706 | 0.20484 | Residential |  | Winter Only | [5 empty] | 15 | 0.67 |  |  |  | 1 | 4 | 0 | 0 | 0 | 0 | 0 | 0 | 0 | 0 | 0 | 0 | 2009 Qtr 1: 0; 2009 Qtr 2: 0; 2009 Qtr 3: 0; 2009 Qtr 4: 4; 2010 Qtr 1: 0; 2010 Qtr 2: 0; 2010 Qtr 3: 0; 2010 Qtr 4: 0; 2011 Qtr 1: 0; 2011 Qtr 2: 0; 2011 Qtr 3: 0; 2011 Qtr 4: 0 | 4
0 | 253008-Residential AC SEER 14 Early Ret. CZ 10, 14, or 15 |  | System | Residential | 26-SFM-ResidentialSingleFamily-SP_COOL | 0 |  |  |  |  | 642.1695 | 0 | 110 | 0 | 0 | 532.1695 | 322.849 |  | kWh | 0.37218 | 0.40228 | Residential |  | Winter Only | [5 empty] | 15 | 0.67 |  |  |  | 1 | 2 | 0 | 0 | 0 | 0 | 0 | 0 | 0 | 0 | 0 | 0 | 2009 Qtr 1: 0; 2009 Qtr 2: 0; 2009 Qtr 3: 0; 2009 Qtr 4: 2; 2010 Qtr 1: 0; 2010 Qtr 2: 0; 2010 Qtr 3: 0; 2010 Qtr 4: 0; 2011 Qtr 1: 0; 2011 Qtr 2: 0; 2011 Qtr 3: 0; 2011 Qtr 4: 0 | 2
0 | 253005-Residential AC SEER 13 Early Ret. CZ 6, 7 or 8 |  | System | Residential | 26-SFM-ResidentialSingleFamily-SP_COOL | 0 |  |  |  |  | 549.5508 | 0 | 30 | 0 | 0 | 519.5508 | 169.092 |  | kWh | 0.32706 | 0.20484 | Residential |  | Winter Only | [5 empty] | 15 | 0.67 |  |  |  | 1 | 5 | 0 | 0 | 0 | 0 | 0 | 0 | 0 | 0 | 0 | 0 | 2009 Qtr 1: 0; 2009 Qtr 2: 0; 2009 Qtr 3: 0; 2009 Qtr 4: 5; 2010 Qtr 1: 0; 2010 Qtr 2: 0; 2010 Qtr 3: 0; 2010 Qtr 4: 0; 2011 Qtr 1: 0; 2011 Qtr 2: 0; 2011 Qtr 3: 0; 2011 Qtr 4: 0 | 5
0 | 253005-Residential AC SEER 13 Early Ret. CZ 6, 7 or 8 |  | System | Residential | 26-SFM-ResidentialSingleFamily-SP_COOL | 0 |  |  |  |  | 549.5508 | 0 | 30 | 0 | 0 | 519.5508 | 169.092 |  | kWh | 0.32706 | 0.20484 | Residential |  | Winter Only | [5 empty] | 15 | 0.67 |  |  |  | 1 | 4 | 0 | 0 | 0 | 0 | 0 | 0 | 0 | 0 | 0 | 0 | 2009 Qtr 1: 0; 2009 Qtr 2: 0; 2009 Qtr 3: 0; 2009 Qtr 4: 4; 2010 Qtr 1: 0; 2010 Qtr 2: 0; 2010 Qtr 3: 0; 2010 Qtr 4: 0; 2011 Qtr 1: 0; 2011 Qtr 2: 0; 2011 Qtr 3: 0; 2011 Qtr 4: 0 | 4
0 | 253007-Residential AC SEER 14 Early Ret. CZ 6, 7 or 8 |  | System | Residential | 26-SFM-ResidentialSingleFamily-SP_COOL | 0 |  |  |  |  | 642.1695 | 0 | 34.7222 | 0 | 0 | 607.4473 | 184.853 |  | kWh | 0.37116 | 0.59287 | Residential |  | Winter Only | [5 empty] | 15 | 0.67 |  |  |  | 1 | 4 | 0 | 0 | 0 | 0 | 0 | 0 | 0 | 0 | 0 | 0 | 2009 Qtr 1: 0; 2009 Qtr 2: 0; 2009 Qtr 3: 0; 2009 Qtr 4: 4; 2010 Qtr 1: 0; 2010 Qtr 2: 0; 2010 Qtr 3: 0; 2010 Qtr 4: 0; 2011 Qtr 1: 0; 2011 Qtr 2: 0; 2011 Qtr 3: 0; 2011 Qtr 4: 0 | 4
0 | 253007-Residential AC SEER 14 Early Ret. CZ 6, 7 or 8 |  | System | Residential | 26-SFM-ResidentialSingleFamily-SP_COOL | 0 |  |  |  |  | 642.1695 | 0 | 34.7222 | 0 | 0 | 607.4473 | 184.853 |  | kWh | 0.37116 | 0.59287 | Residential |  | Winter Only | [5 empty] | 15 | 0.67 |  |  |  | 1 | 5 | 0 | 0 | 0 | 0 | 0 | 0 | 0 | 0 | 0 | 0 | 2009 Qtr 1: 0; 2009 Qtr 2: 0; 2009 Qtr 3: 0; 2009 Qtr 4: 5; 2010 Qtr 1: 0; 2010 Qtr 2: 0; 2010 Qtr 3: 0; 2010 Qtr 4: 0; 2011 Qtr 1: 0; 2011 Qtr 2: 0; 2011 Qtr 3: 0; 2011 Qtr 4: 0 | 5
0 | 253009-Residential AC SEER 15 Early Ret. CZ 6, 7 or 8 |  | System | Residential | 26-SFM-ResidentialSingleFamily-SP_COOL | 0 |  |  |  |  | 734.7882 | 0 | 41.6667 | 0 | 0 | 693.1215 | 219.055 |  | kWh | 0.38807 | -1.3318 | Residential |  | Winter Only | [5 empty] | 15 | 0.67 |  |  |  | 1 | 3 | 0 | 0 | 0 | 0 | 0 | 0 | 0 | 0 | 0 | 0 | 2009 Qtr 1: 0; 2009 Qtr 2: 0; 2009 Qtr 3: 0; 2009 Qtr 4: 3; 2010 Qtr 1: 0; 2010 Qtr 2: 0; 2010 Qtr 3: 0; 2010 Qtr 4: 0; 2011 Qtr 1: 0; 2011 Qtr 2: 0; 2011 Qtr 3: 0; 2011 Qtr 4: 0 | 3
0 | 253008-Residential AC SEER 14 Early Ret. CZ 10, 14, or 15 |  | System | Residential | 26-SFM-ResidentialSingleFamily-SP_COOL | 0 |  |  |  |  | 642.1695 | 0 | 128.3333 | 0 | 0 | 513.8362 | 322.849 |  | kWh | 0.37218 | 0.40228 | Residential |  | Winter Only | [5 empty] | 15 | 0.67 |  |  |  | 1 | 3 | 0 | 0 | 0 | 0 | 0 | 0 | 0 | 0 | 0 | 0 | 2009 Qtr 1: 0; 2009 Qtr 2: 0; 2009 Qtr 3: 0; 2009 Qtr 4: 3; 2010 Qtr 1: 0; 2010 Qtr 2: 0; 2010 Qtr 3: 0; 2010 Qtr 4: 0; 2011 Qtr 1: 0; 2011 Qtr 2: 0; 2011 Qtr 3: 0; 2011 Qtr 4: 0 | 3
0 | 253005-Residential AC SEER 13 Early Ret. CZ 6, 7 or 8 |  | System | Residential | 26-SFM-ResidentialSingleFamily-SP_COOL | 0 |  |  |  |  | 549.5508 | 0 | 30 | 0 | 0 | 519.5508 | 169.092 |  | kWh | 0.32706 | 0.20484 | Residential |  | Winter Only | [5 empty] | 15 | 0.67 |  |  |  | 1 | 3 | 0 | 0 | 0 | 0 | 0 | 0 | 0 | 0 | 0 | 0 | 2009 Qtr 1: 0; 2009 Qtr 2: 0; 2009 Qtr 3: 0; 2009 Qtr 4: 3; 2010 Qtr 1: 0; 2010 Qtr 2: 0; 2010 Qtr 3: 0; 2010 Qtr 4: 0; 2011 Qtr 1: 0; 2011 Qtr 2: 0; 2011 Qtr 3: 0; 2011 Qtr 4: 0 | 3
0 | 253007-Residential AC SEER 14 Early Ret. CZ 6, 7 or 8 |  | System | Residential | 26-SFM-ResidentialSingleFamily-SP_COOL | 0 |  |  |  |  | 642.1695 | 0 | 34.7222 | 0 | 0 | 607.4473 | 184.853 |  | kWh | 0.37116 | 0.59287 | Residential |  | Winter Only | [5 empty] | 15 | 0.67 |  |  |  | 1 | 4 | 0 | 0 | 0 | 0 | 0 | 0 | 0 | 0 | 0 | 0 | 2009 Qtr 1: 0; 2009 Qtr 2: 0; 2009 Qtr 3: 0; 2009 Qtr 4: 4; 2010 Qtr 1: 0; 2010 Qtr 2: 0; 2010 Qtr 3: 0; 2010 Qtr 4: 0; 2011 Qtr 1: 0; 2011 Qtr 2: 0; 2011 Qtr 3: 0; 2011 Qtr 4: 0 | 4
0 | 253005-Residential AC SEER 13 Early Ret. CZ 6, 7 or 8 |  | System | Residential | 26-SFM-ResidentialSingleFamily-SP_COOL | 0 |  |  |  |  | 549.5508 | 0 | 30 | 0 | 0 | 519.5508 | 169.092 |  | kWh | 0.32706 | 0.20484 | Residential |  | Winter Only | [5 empty] | 15 | 0.67 |  |  |  | 1 | 3 | 0 | 0 | 0 | 0 | 0 | 0 | 0 | 0 | 0 | 0 | 2009 Qtr 1: 0; 2009 Qtr 2: 0; 2009 Qtr 3: 0; 2009 Qtr 4: 3; 2010 Qtr 1: 0; 2010 Qtr 2: 0; 2010 Qtr 3: 0; 2010 Qtr 4: 0; 2011 Qtr 1: 0; 2011 Qtr 2: 0; 2011 Qtr 3: 0; 2011 Qtr 4: 0 | 3
0 | 253008-Residential AC SEER 14 Early Ret. CZ 10, 14, or 15 |  | System | Residential | 26-SFM-ResidentialSingleFamily-SP_COOL | 0 |  |  |  |  | 642.1695 | 0 | 110 | 0 | 0 | 532.1695 | 322.849 |  | kWh | 0.37218 | 0.40228 | Residential |  | Winter Only | [5 empty] | 15 | 0.67 |  |  |  | 1 | 5 | 0 | 0 | 0 | 0 | 0 | 0 | 0 | 0 | 0 | 0 | 2009 Qtr 1: 0; 2009 Qtr 2: 0; 2009 Qtr 3: 0; 2009 Qtr 4: 5; 2010 Qtr 1: 0; 2010 Qtr 2: 0; 2010 Qtr 3: 0; 2010 Qtr 4: 0; 2011 Qtr 1: 0; 2011 Qtr 2: 0; 2011 Qtr 3: 0; 2011 Qtr 4: 0 | 5
0 | 253010-Residential AC SEER 15 Early Ret. CZ 10, 14, or 15 |  | System | Residential | 26-SFM-ResidentialSingleFamily-SP_COOL | 0 |  |  |  |  | 732.6948 | 0 | 130 | 0 | 0 | 602.6948 | 372.762 |  | kWh | 0.39428 | -1.1019 | Residential |  | Winter Only | [5 empty] | 15 | 0.67 |  |  |  | 1 | 3 | 0 | 0 | 0 | 0 | 0 | 0 | 0 | 0 | 0 | 0 | 2009 Qtr 1: 0; 2009 Qtr 2: 0; 2009 Qtr 3: 0; 2009 Qtr 4: 3; 2010 Qtr 1: 0; 2010 Qtr 2: 0; 2010 Qtr 3: 0; 2010 Qtr 4: 0; 2011 Qtr 1: 0; 2011 Qtr 2: 0; 2011 Qtr 3: 0; 2011 Qtr 4: 0 | 3
0 | 253020-Residential HP SEER 15 Early Ret. CZ 10, 14, 15 |  | System | Residential | 26-SFM-ResidentialSingleFamily-SP_COOL | 0 |  |  |  |  | 826.7167 | 0 | 130 | 0 | 0 | 696.7167 | 878.46 |  | kWh | 0.35649 | 0 | Residential | [7 empty] | 15 | 0.67 |  |  |  | 1 | 4 | 0 | 0 | 0 | 0 | 0 | 0 | 0 | 0 | 0 | 0 | 2009 Qtr 1: 0; 2009 Qtr 2: 0; 2009 Qtr 3: 0; 2009 Qtr 4: 4; 2010 Qtr 1: 0; 2010 Qtr 2: 0; 2010 Qtr 3: 0; 2010 Qtr 4: 0; 2011 Qtr 1: 0; 2011 Qtr 2: 0; 2011 Qtr 3: 0; 2011 Qtr 4: 0 | 4
0 | 253007-Residential AC SEER 14 Early Ret. CZ 6, 7 or 8 |  | System | Residential | 26-SFM-ResidentialSingleFamily-SP_COOL | 0 |  |  |  |  | 642.1695 | 0 | 34.7222 | 0 | 0 | 607.4473 | 184.853 |  | kWh | 0.37116 | 0.59287 | Residential |  | Winter Only | [5 empty] | 15 | 0.67 |  |  |  | 1 | 3 | 0 | 0 | 0 | 0 | 0 | 0 | 0 | 0 | 0 | 0 | 2009 Qtr 1: 0; 2009 Qtr 2: 0; 2009 Qtr 3: 0; 2009 Qtr 4: 3; 2010 Qtr 1: 0; 2010 Qtr 2: 0; 2010 Qtr 3: 0; 2010 Qtr 4: 0; 2011 Qtr 1: 0; 2011 Qtr 2: 0; 2011 Qtr 3: 0; 2011 Qtr 4: 0 | 3
0 | 253010-Residential AC SEER 15 Early Ret. CZ 10, 14, or 15 |  | System | Residential | 26-SFM-ResidentialSingleFamily-SP_COOL | 0 |  |  |  |  | 732.6948 | 0 | 130 | 0 | 0 | 602.6948 | 372.762 |  | kWh | 0.39428 | -1.1019 | Residential |  | Winter Only | [5 empty] | 15 | 0.67 |  |  |  | 1 | 3 | 0 | 0 | 0 | 0 | 0 | 0 | 0 | 0 | 0 | 0 | 2009 Qtr 1: 0; 2009 Qtr 2: 0; 2009 Qtr 3: 0; 2009 Qtr 4: 3; 2010 Qtr 1: 0; 2010 Qtr 2: 0; 2010 Qtr 3: 0; 2010 Qtr 4: 0; 2011 Qtr 1: 0; 2011 Qtr 2: 0; 2011 Qtr 3: 0; 2011 Qtr 4: 0 | 3
0 | 253010-Residential AC SEER 15 Early Ret. CZ 10, 14, or 15 |  | System | Residential | 26-SFM-ResidentialSingleFamily-SP_COOL | 0 |  |  |  |  | 732.6948 | 0 | 130 | 0 | 0 | 602.6948 | 372.762 |  | kWh | 0.39428 | -1.1019 | Residential |  | Winter Only | [5 empty] | 15 | 0.67 |  |  |  | 1 | 4 | 0 | 0 | 0 | 0 | 0 | 0 | 0 | 0 | 0 | 0 | 2009 Qtr 1: 0; 2009 Qtr 2: 0; 2009 Qtr 3: 0; 2009 Qtr 4: 4; 2010 Qtr 1: 0; 2010 Qtr 2: 0; 2010 Qtr 3: 0; 2010 Qtr 4: 0; 2011 Qtr 1: 0; 2011 Qtr 2: 0; 2011 Qtr 3: 0; 2011 Qtr 4: 0 | 4
0 | 253006-Residential AC SEER 13 Early Ret. CZ 10, 14, or 15 |  | System | Residential | 26-SFM-ResidentialSingleFamily-SP_COOL | 0 |  |  |  |  | 549.5508 | 0 | 85 | 0 | 0 | 464.5508 | 291.643 |  | kWh | 0.32916 | 0.11379 | Residential |  | Winter Only | [5 empty] | 15 | 0.67 |  |  |  | 1 | 3 | 0 | 0 | 0 | 0 | 0 | 0 | 0 | 0 | 0 | 0 | 2009 Qtr 1: 0; 2009 Qtr 2: 0; 2009 Qtr 3: 0; 2009 Qtr 4: 3; 2010 Qtr 1: 0; 2010 Qtr 2: 0; 2010 Qtr 3: 0; 2010 Qtr 4: 0; 2011 Qtr 1: 0; 2011 Qtr 2: 0; 2011 Qtr 3: 0; 2011 Qtr 4: 0 | 3
0 | 253005-Residential AC SEER 13 Early Ret. CZ 6, 7 or 8 |  | System | Residential | 26-SFM-ResidentialSingleFamily-SP_COOL | 0 |  |  |  |  | 549.5508 | 0 | 30 | 0 | 0 | 519.5508 | 169.092 |  | kWh | 0.32706 | 0.20484 | Residential |  | Winter Only | [5 empty] | 15 | 0.67 |  |  |  | 1 | 3 | 0 | 0 | 0 | 0 | 0 | 0 | 0 | 0 | 0 | 0 | 2009 Qtr 1: 0; 2009 Qtr 2: 0; 2009 Qtr 3: 0; 2009 Qtr 4: 3; 2010 Qtr 1: 0; 2010 Qtr 2: 0; 2010 Qtr 3: 0; 2010 Qtr 4: 0; 2011 Qtr 1: 0; 2011 Qtr 2: 0; 2011 Qtr 3: 0; 2011 Qtr 4: 0 | 3
0 | 253006-Residential AC SEER 13 Early Ret. CZ 10, 14, or 15 |  | System | Residential | 26-SFM-ResidentialSingleFamily-SP_COOL | 0 |  |  |  |  | 549.5508 | 0 | 85 | 0 | 0 | 464.5508 | 291.643 |  | kWh | 0.32916 | 0.11379 | Residential |  | Winter Only | [5 empty] | 15 | 0.67 |  |  |  | 1 | 4 | 0 | 0 | 0 | 0 | 0 | 0 | 0 | 0 | 0 | 0 | 2009 Qtr 1: 0; 2009 Qtr 2: 0; 2009 Qtr 3: 0; 2009 Qtr 4: 4; 2010 Qtr 1: 0; 2010 Qtr 2: 0; 2010 Qtr 3: 0; 2010 Qtr 4: 0; 2011 Qtr 1: 0; 2011 Qtr 2: 0; 2011 Qtr 3: 0; 2011 Qtr 4: 0 | 4
0 | 253005-Residential AC SEER 13 Early Ret. CZ 6, 7 or 8 |  | System | Residential | 26-SFM-ResidentialSingleFamily-SP_COOL | 0 |  |  |  |  | 549.5508 | 0 | 30 | 0 | 0 | 519.5508 | 169.092 |  | kWh | 0.32706 | 0.20484 | Residential |  | Winter Only | [5 empty] | 15 | 0.67 |  |  |  | 1 | 4 | 0 | 0 | 0 | 0 | 0 | 0 | 0 | 0 | 0 | 0 | 2009 Qtr 1: 0; 2009 Qtr 2: 0; 2009 Qtr 3: 0; 2009 Qtr 4: 4; 2010 Qtr 1: 0; 2010 Qtr 2: 0; 2010 Qtr 3: 0; 2010 Qtr 4: 0; 2011 Qtr 1: 0; 2011 Qtr 2: 0; 2011 Qtr 3: 0; 2011 Qtr 4: 0 | 4
0 | 253005-Residential AC SEER 13 Early Ret. CZ 6, 7 or 8 |  | System | Residential | 26-SFM-ResidentialSingleFamily-SP_COOL | 0 |  |  |  |  | 549.5508 | 0 | 30 | 0 | 0 | 519.5508 | 169.092 |  | kWh | 0.32706 | 0.20484 | Residential |  | Winter Only | [5 empty] | 15 | 0.67 |  |  |  | 1 | 4 | 0 | 0 | 0 | 0 | 0 | 0 | 0 | 0 | 0 | 0 | 2009 Qtr 1: 0; 2009 Qtr 2: 0; 2009 Qtr 3: 0; 2009 Qtr 4: 4; 2010 Qtr 1: 0; 2010 Qtr 2: 0; 2010 Qtr 3: 0; 2010 Qtr 4: 0; 2011 Qtr 1: 0; 2011 Qtr 2: 0; 2011 Qtr 3: 0; 2011 Qtr 4: 0 | 4
0 | 253006-Residential AC SEER 13 Early Ret. CZ 10, 14, or 15 |  | System | Residential | 26-SFM-ResidentialSingleFamily-SP_COOL | 0 |  |  |  |  | 549.5508 | 0 | 85 | 0 | 0 | 464.5508 | 291.643 |  | kWh | 0.32916 | 0.11379 | Residential |  | Winter Only | [5 empty] | 15 | 0.67 |  |  |  | 1 | 4 | 0 | 0 | 0 | 0 | 0 | 0 | 0 | 0 | 0 | 0 | 2009 Qtr 1: 0; 2009 Qtr 2: 0; 2009 Qtr 3: 0; 2009 Qtr 4: 4; 2010 Qtr 1: 0; 2010 Qtr 2: 0; 2010 Qtr 3: 0; 2010 Qtr 4: 0; 2011 Qtr 1: 0; 2011 Qtr 2: 0; 2011 Qtr 3: 0; 2011 Qtr 4: 0 | 4
0 | 253007-Residential AC SEER 14 Early Ret. CZ 6, 7 or 8 |  | System | Residential | 26-SFM-ResidentialSingleFamily-SP_COOL | 0 |  |  |  |  | 642.1695 | 0 | 34.7222 | 0 | 0 | 607.4473 | 184.853 |  | kWh | 0.37116 | 0.59287 | Residential |  | Winter Only | [5 empty] | 15 | 0.67 |  |  |  | 1 | 3 | 0 | 0 | 0 | 0 | 0 | 0 | 0 | 0 | 0 | 0 | 2009 Qtr 1: 0; 2009 Qtr 2: 0; 2009 Qtr 3: 0; 2009 Qtr 4: 3; 2010 Qtr 1: 0; 2010 Qtr 2: 0; 2010 Qtr 3: 0; 2010 Qtr 4: 0; 2011 Qtr 1: 0; 2011 Qtr 2: 0; 2011 Qtr 3: 0; 2011 Qtr 4: 0 | 3
0 | 253007-Residential AC SEER 14 Early Ret. CZ 6, 7 or 8 |  | System | Residential | 26-SFM-ResidentialSingleFamily-SP_COOL | 0 |  |  |  |  | 642.1695 | 0 | 34.7222 | 0 | 0 | 607.4473 | 184.853 |  | kWh | 0.37116 | 0.59287 | Residential |  | Winter Only | [5 empty] | 15 | 0.67 |  |  |  | 1 | 3 | 0 | 0 | 0 | 0 | 0 | 0 | 0 | 0 | 0 | 0 | 2009 Qtr 1: 0; 2009 Qtr 2: 0; 2009 Qtr 3: 0; 2009 Qtr 4: 3; 2010 Qtr 1: 0; 2010 Qtr 2: 0; 2010 Qtr 3: 0; 2010 Qtr 4: 0; 2011 Qtr 1: 0; 2011 Qtr 2: 0; 2011 Qtr 3: 0; 2011 Qtr 4: 0 | 3
0 | 253007-Residential AC SEER 14 Early Ret. CZ 6, 7 or 8 |  | System | Residential | 26-SFM-ResidentialSingleFamily-SP_COOL | 0 |  |  |  |  | 642.1695 | 0 | 34.7222 | 0 | 0 | 607.4473 | 184.853 |  | kWh | 0.37116 | 0.59287 | Residential |  | Winter Only | [5 empty] | 15 | 0.67 |  |  |  | 1 | 4 | 0 | 0 | 0 | 0 | 0 | 0 | 0 | 0 | 0 | 0 | 2009 Qtr 1: 0; 2009 Qtr 2: 0; 2009 Qtr 3: 0; 2009 Qtr 4: 4; 2010 Qtr 1: 0; 2010 Qtr 2: 0; 2010 Qtr 3: 0; 2010 Qtr 4: 0; 2011 Qtr 1: 0; 2011 Qtr 2: 0; 2011 Qtr 3: 0; 2011 Qtr 4: 0 | 4
0 | 253005-Residential AC SEER 13 Early Ret. CZ 6, 7 or 8 |  | System | Residential | 26-SFM-ResidentialSingleFamily-SP_COOL | 0 |  |  |  |  | 549.5508 | 0 | 30 | 0 | 0 | 519.5508 | 169.092 |  | kWh | 0.32706 | 0.20484 | Residential |  | Winter Only | [5 empty] | 15 | 0.67 |  |  |  | 1 | 5 | 0 | 0 | 0 | 0 | 0 | 0 | 0 | 0 | 0 | 0 | 2009 Qtr 1: 0; 2009 Qtr 2: 0; 2009 Qtr 3: 0; 2009 Qtr 4: 5; 2010 Qtr 1: 0; 2010 Qtr 2: 0; 2010 Qtr 3: 0; 2010 Qtr 4: 0; 2011 Qtr 1: 0; 2011 Qtr 2: 0; 2011 Qtr 3: 0; 2011 Qtr 4: 0 | 5
0 | 253007-Residential AC SEER 14 Early Ret. CZ 6, 7 or 8 |  | System | Residential | 26-SFM-ResidentialSingleFamily-SP_COOL | 0 |  |  |  |  | 642.1695 | 0 | 34.7222 | 0 | 0 | 607.4473 | 184.853 |  | kWh | 0.37116 | 0.59287 | Residential |  | Winter Only | [5 empty] | 15 | 0.67 |  |  |  | 1 | 3 | 0 | 0 | 0 | 0 | 0 | 0 | 0 | 0 | 0 | 0 | 2009 Qtr 1: 0; 2009 Qtr 2: 0; 2009 Qtr 3: 0; 2009 Qtr 4: 3; 2010 Qtr 1: 0; 2010 Qtr 2: 0; 2010 Qtr 3: 0; 2010 Qtr 4: 0; 2011 Qtr 1: 0; 2011 Qtr 2: 0; 2011 Qtr 3: 0; 2011 Qtr 4: 0 | 3
0 | 253008-Residential AC SEER 14 Early Ret. CZ 10, 14, or 15 |  | System | Residential | 26-SFM-ResidentialSingleFamily-SP_COOL | 0 |  |  |  |  | 642.1695 | 0 | 110 | 0 | 0 | 532.1695 | 322.849 |  | kWh | 0.37218 | 0.40228 | Residential |  | Winter Only | [5 empty] | 15 | 0.67 |  |  |  | 1 | 4 | 0 | 0 | 0 | 0 | 0 | 0 | 0 | 0 | 0 | 0 | 2009 Qtr 1: 0; 2009 Qtr 2: 0; 2009 Qtr 3: 0; 2009 Qtr 4: 4; 2010 Qtr 1: 0; 2010 Qtr 2: 0; 2010 Qtr 3: 0; 2010 Qtr 4: 0; 2011 Qtr 1: 0; 2011 Qtr 2: 0; 2011 Qtr 3: 0; 2011 Qtr 4: 0 | 4
0 | 253006-Residential AC SEER 13 Early Ret. CZ 10, 14, or 15 |  | System | Residential | 26-SFM-ResidentialSingleFamily-SP_COOL | 0 |  |  |  |  | 549.5508 | 0 | 85 | 0 | 0 | 464.5508 | 291.643 |  | kWh | 0.32916 | 0.11379 | Residential |  | Winter Only | [5 empty] | 15 | 0.67 |  |  |  | 1 | 5 | 0 | 0 | 0 | 0 | 0 | 0 | 0 | 0 | 0 | 0 | 2009 Qtr 1: 0; 2009 Qtr 2: 0; 2009 Qtr 3: 0; 2009 Qtr 4: 5; 2010 Qtr 1: 0; 2010 Qtr 2: 0; 2010 Qtr 3: 0; 2010 Qtr 4: 0; 2011 Qtr 1: 0; 2011 Qtr 2: 0; 2011 Qtr 3: 0; 2011 Qtr 4: 0 | 5
0 | 253009-Residential AC SEER 15 Early Ret. CZ 6, 7 or 8 |  | System | Residential | 26-SFM-ResidentialSingleFamily-SP_COOL | 0 |  |  |  |  | 734.7882 | 0 | 41.6667 | 0 | 0 | 693.1215 | 219.055 |  | kWh | 0.38807 | -1.3318 | Residential |  | Winter Only | [5 empty] | 15 | 0.67 |  |  |  | 1 | 3 | 0 | 0 | 0 | 0 | 0 | 0 | 0 | 0 | 0 | 0 | 2009 Qtr 1: 0; 2009 Qtr 2: 0; 2009 Qtr 3: 0; 2009 Qtr 4: 3; 2010 Qtr 1: 0; 2010 Qtr 2: 0; 2010 Qtr 3: 0; 2010 Qtr 4: 0; 2011 Qtr 1: 0; 2011 Qtr 2: 0; 2011 Qtr 3: 0; 2011 Qtr 4: 0 | 3
0 | 253007-Residential AC SEER 14 Early Ret. CZ 6, 7 or 8 |  | System | Residential | 26-SFM-ResidentialSingleFamily-SP_COOL | 0 |  |  |  |  | 642.1695 | 0 | 34.7222 | 0 | 0 | 607.4473 | 184.853 |  | kWh | 0.37116 | 0.59287 | Residential |  | Winter Only | [5 empty] | 15 | 0.67 |  |  |  | 1 | 3 | 0 | 0 | 0 | 0 | 0 | 0 | 0 | 0 | 0 | 0 | 2009 Qtr 1: 0; 2009 Qtr 2: 0; 2009 Qtr 3: 0; 2009 Qtr 4: 3; 2010 Qtr 1: 0; 2010 Qtr 2: 0; 2010 Qtr 3: 0; 2010 Qtr 4: 0; 2011 Qtr 1: 0; 2011 Qtr 2: 0; 2011 Qtr 3: 0; 2011 Qtr 4: 0 | 3
0 | 253005-Residential AC SEER 13 Early Ret. CZ 6, 7 or 8 |  | System | Residential | 26-SFM-ResidentialSingleFamily-SP_COOL | 0 |  |  |  |  | 549.5508 | 0 | 30 | 0 | 0 | 519.5508 | 169.092 |  | kWh | 0.32706 | 0.20484 | Residential |  | Winter Only | [5 empty] | 15 | 0.67 |  |  |  | 1 | 4 | 0 | 0 | 0 | 0 | 0 | 0 | 0 | 0 | 0 | 0 | 2009 Qtr 1: 0; 2009 Qtr 2: 0; 2009 Qtr 3: 0; 2009 Qtr 4: 4; 2010 Qtr 1: 0; 2010 Qtr 2: 0; 2010 Qtr 3: 0; 2010 Qtr 4: 0; 2011 Qtr 1: 0; 2011 Qtr 2: 0; 2011 Qtr 3: 0; 2011 Qtr 4: 0 | 4
0 | 253007-Residential AC SEER 14 Early Ret. CZ 6, 7 or 8 |  | System | Residential | 26-SFM-ResidentialSingleFamily-SP_COOL | 0 |  |  |  |  | 642.1695 | 0 | 34.7222 | 0 | 0 | 607.4473 | 184.853 |  | kWh | 0.37116 | 0.59287 | Residential |  | Winter Only | [5 empty] | 15 | 0.67 |  |  |  | 1 | 5 | 0 | 0 | 0 | 0 | 0 | 0 | 0 | 0 | 0 | 0 | 2009 Qtr 1: 0; 2009 Qtr 2: 0; 2009 Qtr 3: 0; 2009 Qtr 4: 5; 2010 Qtr 1: 0; 2010 Qtr 2: 0; 2010 Qtr 3: 0; 2010 Qtr 4: 0; 2011 Qtr 1: 0; 2011 Qtr 2: 0; 2011 Qtr 3: 0; 2011 Qtr 4: 0 | 5
0 | 253009-Residential AC SEER 15 Early Ret. CZ 6, 7 or 8 |  | System | Residential | 26-SFM-ResidentialSingleFamily-SP_COOL | 0 |  |  |  |  | 734.7882 | 0 | 41.6667 | 0 | 0 | 693.1215 | 219.055 |  | kWh | 0.38807 | -1.3318 | Residential |  | Winter Only | [5 empty] | 15 | 0.67 |  |  |  | 1 | 3 | 0 | 0 | 0 | 0 | 0 | 0 | 0 | 0 | 0 | 0 | 2009 Qtr 1: 0; 2009 Qtr 2: 0; 2009 Qtr 3: 0; 2009 Qtr 4: 3; 2010 Qtr 1: 0; 2010 Qtr 2: 0; 2010 Qtr 3: 0; 2010 Qtr 4: 0; 2011 Qtr 1: 0; 2011 Qtr 2: 0; 2011 Qtr 3: 0; 2011 Qtr 4: 0 | 3
0 | 253006-Residential AC SEER 13 Early Ret. CZ 10, 14, or 15 |  | System | Residential | 26-SFM-ResidentialSingleFamily-SP_COOL | 0 |  |  |  |  | 549.5508 | 0 | 85 | 0 | 0 | 464.5508 | 291.643 |  | kWh | 0.32916 | 0.11379 | Residential |  | Winter Only | [5 empty] | 15 | 0.67 |  |  |  | 1 | 4 | 0 | 0 | 0 | 0 | 0 | 0 | 0 | 0 | 0 | 0 | 2009 Qtr 1: 0; 2009 Qtr 2: 0; 2009 Qtr 3: 0; 2009 Qtr 4: 4; 2010 Qtr 1: 0; 2010 Qtr 2: 0; 2010 Qtr 3: 0; 2010 Qtr 4: 0; 2011 Qtr 1: 0; 2011 Qtr 2: 0; 2011 Qtr 3: 0; 2011 Qtr 4: 0 | 4
0 | 253006-Residential AC SEER 13 Early Ret. CZ 10, 14, or 15 |  | System | Residential | 26-SFM-ResidentialSingleFamily-SP_COOL | 0 |  |  |  |  | 549.5508 | 0 | 85 | 0 | 0 | 464.5508 | 291.643 |  | kWh | 0.32916 | 0.11379 | Residential |  | Winter Only | [5 empty] | 15 | 0.67 |  |  |  | 1 | 5 | 0 | 0 | 0 | 0 | 0 | 0 | 0 | 0 | 0 | 0 | 2009 Qtr 1: 0; 2009 Qtr 2: 0; 2009 Qtr 3: 0; 2009 Qtr 4: 5; 2010 Qtr 1: 0; 2010 Qtr 2: 0; 2010 Qtr 3: 0; 2010 Qtr 4: 0; 2011 Qtr 1: 0; 2011 Qtr 2: 0; 2011 Qtr 3: 0; 2011 Qtr 4: 0 | 5
0 | 253008-Residential AC SEER 14 Early Ret. CZ 10, 14, or 15 |  | System | Residential | 26-SFM-ResidentialSingleFamily-SP_COOL | 0 |  |  |  |  | 642.1695 | 0 | 110 | 0 | 0 | 532.1695 | 322.849 |  | kWh | 0.37218 | 0.40228 | Residential |  | Winter Only | [5 empty] | 15 | 0.67 |  |  |  | 1 | 4 | 0 | 0 | 0 | 0 | 0 | 0 | 0 | 0 | 0 | 0 | 2009 Qtr 1: 0; 2009 Qtr 2: 0; 2009 Qtr 3: 0; 2009 Qtr 4: 4; 2010 Qtr 1: 0; 2010 Qtr 2: 0; 2010 Qtr 3: 0; 2010 Qtr 4: 0; 2011 Qtr 1: 0; 2011 Qtr 2: 0; 2011 Qtr 3: 0; 2011 Qtr 4: 0 | 4
0 | 253005-Residential AC SEER 13 Early Ret. CZ 6, 7 or 8 |  | System | Residential | 26-SFM-ResidentialSingleFamily-SP_COOL | 0 |  |  |  |  | 549.5508 | 0 | 30 | 0 | 0 | 519.5508 | 169.092 |  | kWh | 0.32706 | 0.20484 | Residential |  | Winter Only | [5 empty] | 15 | 0.67 |  |  |  | 1 | 4 | 0 | 0 | 0 | 0 | 0 | 0 | 0 | 0 | 0 | 0 | 2009 Qtr 1: 0; 2009 Qtr 2: 0; 2009 Qtr 3: 0; 2009 Qtr 4: 4; 2010 Qtr 1: 0; 2010 Qtr 2: 0; 2010 Qtr 3: 0; 2010 Qtr 4: 0; 2011 Qtr 1: 0; 2011 Qtr 2: 0; 2011 Qtr 3: 0; 2011 Qtr 4: 0 | 4
0 | 253005-Residential AC SEER 13 Early Ret. CZ 6, 7 or 8 |  | System | Residential | 26-SFM-ResidentialSingleFamily-SP_COOL | 0 |  |  |  |  | 549.5508 | 0 | 30 | 0 | 0 | 519.5508 | 169.092 |  | kWh | 0.32706 | 0.20484 | Residential |  | Winter Only | [5 empty] | 15 | 0.67 |  |  |  | 1 | 4 | 0 | 0 | 0 | 0 | 0 | 0 | 0 | 0 | 0 | 0 | 2009 Qtr 1: 0; 2009 Qtr 2: 0; 2009 Qtr 3: 0; 2009 Qtr 4: 4; 2010 Qtr 1: 0; 2010 Qtr 2: 0; 2010 Qtr 3: 0; 2010 Qtr 4: 0; 2011 Qtr 1: 0; 2011 Qtr 2: 0; 2011 Qtr 3: 0; 2011 Qtr 4: 0 | 4
0 | 253008-Residential AC SEER 14 Early Ret. CZ 10, 14, or 15 |  | System | Residential | 26-SFM-ResidentialSingleFamily-SP_COOL | 0 |  |  |  |  | 642.1695 | 0 | 110 | 0 | 0 | 532.1695 | 322.849 |  | kWh | 0.37218 | 0.40228 | Residential |  | Winter Only | [5 empty] | 15 | 0.67 |  |  |  | 1 | 5 | 0 | 0 | 0 | 0 | 0 | 0 | 0 | 0 | 0 | 0 | 2009 Qtr 1: 0; 2009 Qtr 2: 0; 2009 Qtr 3: 0; 2009 Qtr 4: 5; 2010 Qtr 1: 0; 2010 Qtr 2: 0; 2010 Qtr 3: 0; 2010 Qtr 4: 0; 2011 Qtr 1: 0; 2011 Qtr 2: 0; 2011 Qtr 3: 0; 2011 Qtr 4: 0 | 5
0 | 253009-Residential AC SEER 15 Early Ret. CZ 6, 7 or 8 |  | System | Residential | 26-SFM-ResidentialSingleFamily-SP_COOL | 0 |  |  |  |  | 734.7882 | 0 | 41.6667 | 0 | 0 | 693.1215 | 219.055 |  | kWh | 0.38807 | -1.3318 | Residential |  | Winter Only | [5 empty] | 15 | 0.67 |  |  |  | 1 | 3 | 0 | 0 | 0 | 0 | 0 | 0 | 0 | 0 | 0 | 0 | 2009 Qtr 1: 0; 2009 Qtr 2: 0; 2009 Qtr 3: 0; 2009 Qtr 4: 3; 2010 Qtr 1: 0; 2010 Qtr 2: 0; 2010 Qtr 3: 0; 2010 Qtr 4: 0; 2011 Qtr 1: 0; 2011 Qtr 2: 0; 2011 Qtr 3: 0; 2011 Qtr 4: 0 | 3
0 | 253008-Residential AC SEER 14 Early Ret. CZ 10, 14, or 15 |  | System | Residential | 26-SFM-ResidentialSingleFamily-SP_COOL | 0 |  |  |  |  | 642.1695 | 0 | 110 | 0 | 0 | 532.1695 | 322.849 |  | kWh | 0.37218 | 0.40228 | Residential |  | Winter Only | [5 empty] | 15 | 0.67 |  |  |  | 1 | 4 | 0 | 0 | 0 | 0 | 0 | 0 | 0 | 0 | 0 | 0 | 2009 Qtr 1: 0; 2009 Qtr 2: 0; 2009 Qtr 3: 0; 2009 Qtr 4: 4; 2010 Qtr 1: 0; 2010 Qtr 2: 0; 2010 Qtr 3: 0; 2010 Qtr 4: 0; 2011 Qtr 1: 0; 2011 Qtr 2: 0; 2011 Qtr 3: 0; 2011 Qtr 4: 0 | 4
0 | 253005-Residential AC SEER 13 Early Ret. CZ 6, 7 or 8 |  | System | Residential | 26-SFM-ResidentialSingleFamily-SP_COOL | 0 |  |  |  |  | 549.5508 | 0 | 30 | 0 | 0 | 519.5508 | 169.092 |  | kWh | 0.32706 | 0.20484 | Residential |  | Winter Only | [5 empty] | 15 | 0.67 |  |  |  | 1 | 3 | 0 | 0 | 0 | 0 | 0 | 0 | 0 | 0 | 0 | 0 | 2009 Qtr 1: 0; 2009 Qtr 2: 0; 2009 Qtr 3: 0; 2009 Qtr 4: 3; 2010 Qtr 1: 0; 2010 Qtr 2: 0; 2010 Qtr 3: 0; 2010 Qtr 4: 0; 2011 Qtr 1: 0; 2011 Qtr 2: 0; 2011 Qtr 3: 0; 2011 Qtr 4: 0 | 3
0 | 253007-Residential AC SEER 14 Early Ret. CZ 6, 7 or 8 |  | System | Residential | 26-SFM-ResidentialSingleFamily-SP_COOL | 0 |  |  |  |  | 642.1695 | 0 | 40.5093 | 0 | 0 | 601.6602 | 184.853 |  | kWh | 0.37116 | 0.59287 | Residential |  | Winter Only | [5 empty] | 15 | 0.67 |  |  |  | 1 | 3 | 0 | 0 | 0 | 0 | 0 | 0 | 0 | 0 | 0 | 0 | 2009 Qtr 1: 0; 2009 Qtr 2: 0; 2009 Qtr 3: 0; 2009 Qtr 4: 3; 2010 Qtr 1: 0; 2010 Qtr 2: 0; 2010 Qtr 3: 0; 2010 Qtr 4: 0; 2011 Qtr 1: 0; 2011 Qtr 2: 0; 2011 Qtr 3: 0; 2011 Qtr 4: 0 | 3
0 | 253009-Residential AC SEER 15 Early Ret. CZ 6, 7 or 8 |  | System | Residential | 26-SFM-ResidentialSingleFamily-SP_COOL | 0 |  |  |  |  | 734.7882 | 0 | 41.6667 | 0 | 0 | 693.1215 | 219.055 |  | kWh | 0.38807 | -1.3318 | Residential |  | Winter Only | [5 empty] | 15 | 0.67 |  |  |  | 1 | 2 | 0 | 0 | 0 | 0 | 0 | 0 | 0 | 0 | 0 | 0 | 2009 Qtr 1: 0; 2009 Qtr 2: 0; 2009 Qtr 3: 0; 2009 Qtr 4: 2; 2010 Qtr 1: 0; 2010 Qtr 2: 0; 2010 Qtr 3: 0; 2010 Qtr 4: 0; 2011 Qtr 1: 0; 2011 Qtr 2: 0; 2011 Qtr 3: 0; 2011 Qtr 4: 0 | 2
0 | 253008-Residential AC SEER 14 Early Ret. CZ 10, 14, or 15 |  | System | Residential | 26-SFM-ResidentialSingleFamily-SP_COOL | 0 |  |  |  |  | 642.1695 | 0 | 110 | 0 | 0 | 532.1695 | 322.849 |  | kWh | 0.37218 | 0.40228 | Residential |  | Winter Only | [5 empty] | 15 | 0.67 |  |  |  | 1 | 4 | 0 | 0 | 0 | 0 | 0 | 0 | 0 | 0 | 0 | 0 | 2009 Qtr 1: 0; 2009 Qtr 2: 0; 2009 Qtr 3: 0; 2009 Qtr 4: 4; 2010 Qtr 1: 0; 2010 Qtr 2: 0; 2010 Qtr 3: 0; 2010 Qtr 4: 0; 2011 Qtr 1: 0; 2011 Qtr 2: 0; 2011 Qtr 3: 0; 2011 Qtr 4: 0 | 4
0 | 253007-Residential AC SEER 14 Early Ret. CZ 6, 7 or 8 |  | System | Residential | 26-SFM-ResidentialSingleFamily-SP_COOL | 0 |  |  |  |  | 642.1695 | 0 | 34.7222 | 0 | 0 | 607.4473 | 184.853 |  | kWh | 0.37116 | 0.59287 | Residential |  | Winter Only | [5 empty] | 15 | 0.67 |  |  |  | 1 | 4 | 0 | 0 | 0 | 0 | 0 | 0 | 0 | 0 | 0 | 0 | 2009 Qtr 1: 0; 2009 Qtr 2: 0; 2009 Qtr 3: 0; 2009 Qtr 4: 4; 2010 Qtr 1: 0; 2010 Qtr 2: 0; 2010 Qtr 3: 0; 2010 Qtr 4: 0; 2011 Qtr 1: 0; 2011 Qtr 2: 0; 2011 Qtr 3: 0; 2011 Qtr 4: 0 | 4
0 | 253005-Residential AC SEER 13 Early Ret. CZ 6, 7 or 8 |  | System | Residential | 26-SFM-ResidentialSingleFamily-SP_COOL | 0 |  |  |  |  | 549.5508 | 0 | 30 | 0 | 0 | 519.5508 | 169.092 |  | kWh | 0.32706 | 0.20484 | Residential |  | Winter Only | [5 empty] | 15 | 0.67 |  |  |  | 1 | 4 | 0 | 0 | 0 | 0 | 0 | 0 | 0 | 0 | 0 | 0 | 2009 Qtr 1: 0; 2009 Qtr 2: 0; 2009 Qtr 3: 0; 2009 Qtr 4: 4; 2010 Qtr 1: 0; 2010 Qtr 2: 0; 2010 Qtr 3: 0; 2010 Qtr 4: 0; 2011 Qtr 1: 0; 2011 Qtr 2: 0; 2011 Qtr 3: 0; 2011 Qtr 4: 0 | 4
0 | 253007-Residential AC SEER 14 Early Ret. CZ 6, 7 or 8 |  | System | Residential | 26-SFM-ResidentialSingleFamily-SP_COOL | 0 |  |  |  |  | 642.1695 | 0 | 40.5093 | 0 | 0 | 601.6602 | 184.853 |  | kWh | 0.37116 | 0.59287 | Residential |  | Winter Only | [5 empty] | 15 | 0.67 |  |  |  | 1 | 3 | 0 | 0 | 0 | 0 | 0 | 0 | 0 | 0 | 0 | 0 | 2009 Qtr 1: 0; 2009 Qtr 2: 0; 2009 Qtr 3: 0; 2009 Qtr 4: 3; 2010 Qtr 1: 0; 2010 Qtr 2: 0; 2010 Qtr 3: 0; 2010 Qtr 4: 0; 2011 Qtr 1: 0; 2011 Qtr 2: 0; 2011 Qtr 3: 0; 2011 Qtr 4: 0 | 3
0 | 253007-Residential AC SEER 14 Early Ret. CZ 6, 7 or 8 |  | System | Residential | 26-SFM-ResidentialSingleFamily-SP_COOL | 0 |  |  |  |  | 642.1695 | 0 | 34.7222 | 0 | 0 | 607.4473 | 184.853 |  | kWh | 0.37116 | 0.59287 | Residential |  | Winter Only | [5 empty] | 15 | 0.67 |  |  |  | 1 | 5 | 0 | 0 | 0 | 0 | 0 | 0 | 0 | 0 | 0 | 0 | 2009 Qtr 1: 0; 2009 Qtr 2: 0; 2009 Qtr 3: 0; 2009 Qtr 4: 5; 2010 Qtr 1: 0; 2010 Qtr 2: 0; 2010 Qtr 3: 0; 2010 Qtr 4: 0; 2011 Qtr 1: 0; 2011 Qtr 2: 0; 2011 Qtr 3: 0; 2011 Qtr 4: 0 | 5
0 | 253008-Residential AC SEER 14 Early Ret. CZ 10, 14, or 15 |  | System | Residential | 26-SFM-ResidentialSingleFamily-SP_COOL | 0 |  |  |  |  | 642.1695 | 0 | 128.3333 | 0 | 0 | 513.8362 | 322.849 |  | kWh | 0.37218 | 0.40228 | Residential |  | Winter Only | [5 empty] | 15 | 0.67 |  |  |  | 1 | 3 | 0 | 0 | 0 | 0 | 0 | 0 | 0 | 0 | 0 | 0 | 2009 Qtr 1: 0; 2009 Qtr 2: 0; 2009 Qtr 3: 0; 2009 Qtr 4: 3; 2010 Qtr 1: 0; 2010 Qtr 2: 0; 2010 Qtr 3: 0; 2010 Qtr 4: 0; 2011 Qtr 1: 0; 2011 Qtr 2: 0; 2011 Qtr 3: 0; 2011 Qtr 4: 0 | 3
0 | 253010-Residential AC SEER 15 Early Ret. CZ 10, 14, or 15 |  | System | Residential | 26-SFM-ResidentialSingleFamily-SP_COOL | 0 |  |  |  |  | 732.6948 | 0 | 130 | 0 | 0 | 602.6948 | 372.762 |  | kWh | 0.39428 | -1.1019 | Residential |  | Winter Only | [5 empty] | 15 | 0.67 |  |  |  | 1 | 4 | 0 | 0 | 0 | 0 | 0 | 0 | 0 | 0 | 0 | 0 | 2009 Qtr 1: 0; 2009 Qtr 2: 0; 2009 Qtr 3: 0; 2009 Qtr 4: 4; 2010 Qtr 1: 0; 2010 Qtr 2: 0; 2010 Qtr 3: 0; 2010 Qtr 4: 0; 2011 Qtr 1: 0; 2011 Qtr 2: 0; 2011 Qtr 3: 0; 2011 Qtr 4: 0 | 4
0 | 253006-Residential AC SEER 13 Early Ret. CZ 10, 14, or 15 |  | System | Residential | 26-SFM-ResidentialSingleFamily-SP_COOL | 0 |  |  |  |  | 549.5508 | 0 | 85 | 0 | 0 | 464.5508 | 291.643 |  | kWh | 0.32916 | 0.11379 | Residential |  | Winter Only | [5 empty] | 15 | 0.67 |  |  |  | 1 | 4 | 0 | 0 | 0 | 0 | 0 | 0 | 0 | 0 | 0 | 0 | 2009 Qtr 1: 0; 2009 Qtr 2: 0; 2009 Qtr 3: 0; 2009 Qtr 4: 4; 2010 Qtr 1: 0; 2010 Qtr 2: 0; 2010 Qtr 3: 0; 2010 Qtr 4: 0; 2011 Qtr 1: 0; 2011 Qtr 2: 0; 2011 Qtr 3: 0; 2011 Qtr 4: 0 | 4
0 | 253009-Residential AC SEER 15 Early Ret. CZ 6, 7 or 8 |  | System | Residential | 26-SFM-ResidentialSingleFamily-SP_COOL | 0 |  |  |  |  | 734.7882 | 0 | 41.6667 | 0 | 0 | 693.1215 | 219.055 |  | kWh | 0.38807 | -1.3318 | Residential |  | Winter Only | [5 empty] | 15 | 0.67 |  |  |  | 1 | 3 | 0 | 0 | 0 | 0 | 0 | 0 | 0 | 0 | 0 | 0 | 2009 Qtr 1: 0; 2009 Qtr 2: 0; 2009 Qtr 3: 0; 2009 Qtr 4: 3; 2010 Qtr 1: 0; 2010 Qtr 2: 0; 2010 Qtr 3: 0; 2010 Qtr 4: 0; 2011 Qtr 1: 0; 2011 Qtr 2: 0; 2011 Qtr 3: 0; 2011 Qtr 4: 0 | 3
0 | 253006-Residential AC SEER 13 Early Ret. CZ 10, 14, or 15 |  | System | Residential | 26-SFM-ResidentialSingleFamily-SP_COOL | 0 |  |  |  |  | 549.5508 | 0 | 85 | 0 | 0 | 464.5508 | 291.643 |  | kWh | 0.32916 | 0.11379 | Residential |  | Winter Only | [5 empty] | 15 | 0.67 |  |  |  | 1 | 5 | 0 | 0 | 0 | 0 | 0 | 0 | 0 | 0 | 0 | 0 | 2009 Qtr 1: 0; 2009 Qtr 2: 0; 2009 Qtr 3: 0; 2009 Qtr 4: 5; 2010 Qtr 1: 0; 2010 Qtr 2: 0; 2010 Qtr 3: 0; 2010 Qtr 4: 0; 2011 Qtr 1: 0; 2011 Qtr 2: 0; 2011 Qtr 3: 0; 2011 Qtr 4: 0 | 5
0 | 253005-Residential AC SEER 13 Early Ret. CZ 6, 7 or 8 |  | System | Residential | 26-SFM-ResidentialSingleFamily-SP_COOL | 0 |  |  |  |  | 549.5508 | 0 | 30 | 0 | 0 | 519.5508 | 169.092 |  | kWh | 0.32706 | 0.20484 | Residential |  | Winter Only | [5 empty] | 15 | 0.67 |  |  |  | 1 | 4 | 0 | 0 | 0 | 0 | 0 | 0 | 0 | 0 | 0 | 0 | 2009 Qtr 1: 0; 2009 Qtr 2: 0; 2009 Qtr 3: 0; 2009 Qtr 4: 4; 2010 Qtr 1: 0; 2010 Qtr 2: 0; 2010 Qtr 3: 0; 2010 Qtr 4: 0; 2011 Qtr 1: 0; 2011 Qtr 2: 0; 2011 Qtr 3: 0; 2011 Qtr 4: 0 | 4
0 | 253005-Residential AC SEER 13 Early Ret. CZ 6, 7 or 8 |  | System | Residential | 26-SFM-ResidentialSingleFamily-SP_COOL | 0 |  |  |  |  | 549.5508 | 0 | 30 | 0 | 0 | 519.5508 | 169.092 |  | kWh | 0.32706 | 0.20484 | Residential |  | Winter Only | [5 empty] | 15 | 0.67 |  |  |  | 1 | 4 | 0 | 0 | 0 | 0 | 0 | 0 | 0 | 0 | 0 | 0 | 2009 Qtr 1: 0; 2009 Qtr 2: 0; 2009 Qtr 3: 0; 2009 Qtr 4: 4; 2010 Qtr 1: 0; 2010 Qtr 2: 0; 2010 Qtr 3: 0; 2010 Qtr 4: 0; 2011 Qtr 1: 0; 2011 Qtr 2: 0; 2011 Qtr 3: 0; 2011 Qtr 4: 0 | 4
0 | 253005-Residential AC SEER 13 Early Ret. CZ 6, 7 or 8 |  | System | Residential | 26-SFM-ResidentialSingleFamily-SP_COOL | 0 |  |  |  |  | 549.5508 | 0 | 30 | 0 | 0 | 519.5508 | 169.092 |  | kWh | 0.32706 | 0.20484 | Residential |  | Winter Only | [5 empty] | 15 | 0.67 |  |  |  | 1 | 3 | 0 | 0 | 0 | 0 | 0 | 0 | 0 | 0 | 0 | 0 | 2009 Qtr 1: 0; 2009 Qtr 2: 0; 2009 Qtr 3: 0; 2009 Qtr 4: 3; 2010 Qtr 1: 0; 2010 Qtr 2: 0; 2010 Qtr 3: 0; 2010 Qtr 4: 0; 2011 Qtr 1: 0; 2011 Qtr 2: 0; 2011 Qtr 3: 0; 2011 Qtr 4: 0 | 3
0 | 253010-Residential AC SEER 15 Early Ret. CZ 10, 14, or 15 |  | System | Residential | 26-SFM-ResidentialSingleFamily-SP_COOL | 0 |  |  |  |  | 732.6948 | 0 | 130 | 0 | 0 | 602.6948 | 372.762 |  | kWh | 0.39428 | -1.1019 | Residential |  | Winter Only | [5 empty] | 15 | 0.67 |  |  |  | 1 | 4 | 0 | 0 | 0 | 0 | 0 | 0 | 0 | 0 | 0 | 0 | 2009 Qtr 1: 0; 2009 Qtr 2: 0; 2009 Qtr 3: 0; 2009 Qtr 4: 4; 2010 Qtr 1: 0; 2010 Qtr 2: 0; 2010 Qtr 3: 0; 2010 Qtr 4: 0; 2011 Qtr 1: 0; 2011 Qtr 2: 0; 2011 Qtr 3: 0; 2011 Qtr 4: 0 | 4
0 | 253010-Residential AC SEER 15 Early Ret. CZ 10, 14, or 15 |  | System | Residential | 26-SFM-ResidentialSingleFamily-SP_COOL | 0 |  |  |  |  | 732.6948 | 0 | 130 | 0 | 0 | 602.6948 | 372.762 |  | kWh | 0.39428 | -1.1019 | Residential |  | Winter Only | [5 empty] | 15 | 0.67 |  |  |  | 1 | 3 | 0 | 0 | 0 | 0 | 0 | 0 | 0 | 0 | 0 | 0 | 2009 Qtr 1: 0; 2009 Qtr 2: 0; 2009 Qtr 3: 0; 2009 Qtr 4: 3; 2010 Qtr 1: 0; 2010 Qtr 2: 0; 2010 Qtr 3: 0; 2010 Qtr 4: 0; 2011 Qtr 1: 0; 2011 Qtr 2: 0; 2011 Qtr 3: 0; 2011 Qtr 4: 0 | 3
0 | 253008-Residential AC SEER 14 Early Ret. CZ 10, 14, or 15 |  | System | Residential | 26-SFM-ResidentialSingleFamily-SP_COOL | 0 |  |  |  |  | 642.1695 | 0 | 110 | 0 | 0 | 532.1695 | 322.849 |  | kWh | 0.37218 | 0.40228 | Residential |  | Winter Only | [5 empty] | 15 | 0.67 |  |  |  | 1 | 4 | 0 | 0 | 0 | 0 | 0 | 0 | 0 | 0 | 0 | 0 | 2009 Qtr 1: 0; 2009 Qtr 2: 0; 2009 Qtr 3: 0; 2009 Qtr 4: 4; 2010 Qtr 1: 0; 2010 Qtr 2: 0; 2010 Qtr 3: 0; 2010 Qtr 4: 0; 2011 Qtr 1: 0; 2011 Qtr 2: 0; 2011 Qtr 3: 0; 2011 Qtr 4: 0 | 4
0 | 253009-Residential AC SEER 15 Early Ret. CZ 6, 7 or 8 |  | System | Residential | 26-SFM-ResidentialSingleFamily-SP_COOL | 0 |  |  |  |  | 734.7882 | 0 | 41.6667 | 0 | 0 | 693.1215 | 219.055 |  | kWh | 0.38807 | -1.3318 | Residential |  | Winter Only | [5 empty] | 15 | 0.67 |  |  |  | 1 | 3 | 0 | 0 | 0 | 0 | 0 | 0 | 0 | 0 | 0 | 0 | 2009 Qtr 1: 0; 2009 Qtr 2: 0; 2009 Qtr 3: 0; 2009 Qtr 4: 3; 2010 Qtr 1: 0; 2010 Qtr 2: 0; 2010 Qtr 3: 0; 2010 Qtr 4: 0; 2011 Qtr 1: 0; 2011 Qtr 2: 0; 2011 Qtr 3: 0; 2011 Qtr 4: 0 | 3
0 | 253009-Residential AC SEER 15 Early Ret. CZ 6, 7 or 8 |  | System | Residential | 26-SFM-ResidentialSingleFamily-SP_COOL | 0 |  |  |  |  | 734.7882 | 0 | 41.6667 | 0 | 0 | 693.1215 | 219.055 |  | kWh | 0.38807 | -1.3318 | Residential |  | Winter Only | [5 empty] | 15 | 0.67 |  |  |  | 1 | 3 | 0 | 0 | 0 | 0 | 0 | 0 | 0 | 0 | 0 | 0 | 2009 Qtr 1: 0; 2009 Qtr 2: 0; 2009 Qtr 3: 0; 2009 Qtr 4: 3; 2010 Qtr 1: 0; 2010 Qtr 2: 0; 2010 Qtr 3: 0; 2010 Qtr 4: 0; 2011 Qtr 1: 0; 2011 Qtr 2: 0; 2011 Qtr 3: 0; 2011 Qtr 4: 0 | 3
0 | 253010-Residential AC SEER 15 Early Ret. CZ 10, 14, or 15 |  | System | Residential | 26-SFM-ResidentialSingleFamily-SP_COOL | 0 |  |  |  |  | 732.6948 | 0 | 130 | 0 | 0 | 602.6948 | 372.762 |  | kWh | 0.39428 | -1.1019 | Residential |  | Winter Only | [5 empty] | 15 | 0.67 |  |  |  | 1 | 3 | 0 | 0 | 0 | 0 | 0 | 0 | 0 | 0 | 0 | 0 | 2009 Qtr 1: 0; 2009 Qtr 2: 0; 2009 Qtr 3: 0; 2009 Qtr 4: 3; 2010 Qtr 1: 0; 2010 Qtr 2: 0; 2010 Qtr 3: 0; 2010 Qtr 4: 0; 2011 Qtr 1: 0; 2011 Qtr 2: 0; 2011 Qtr 3: 0; 2011 Qtr 4: 0 | 3
0 | 253007-Residential AC SEER 14 Early Ret. CZ 6, 7 or 8 |  | System | Residential | 26-SFM-ResidentialSingleFamily-SP_COOL | 0 |  |  |  |  | 642.1695 | 0 | 34.7222 | 0 | 0 | 607.4473 | 184.853 |  | kWh | 0.37116 | 0.59287 | Residential |  | Winter Only | [5 empty] | 15 | 0.67 |  |  |  | 1 | 4 | 0 | 0 | 0 | 0 | 0 | 0 | 0 | 0 | 0 | 0 | 2009 Qtr 1: 0; 2009 Qtr 2: 0; 2009 Qtr 3: 0; 2009 Qtr 4: 4; 2010 Qtr 1: 0; 2010 Qtr 2: 0; 2010 Qtr 3: 0; 2010 Qtr 4: 0; 2011 Qtr 1: 0; 2011 Qtr 2: 0; 2011 Qtr 3: 0; 2011 Qtr 4: 0 | 4
0 | 253006-Residential AC SEER 13 Early Ret. CZ 10, 14, or 15 |  | System | Residential | 26-SFM-ResidentialSingleFamily-SP_COOL | 0 |  |  |  |  | 549.5508 | 0 | 85 | 0 | 0 | 464.5508 | 291.643 |  | kWh | 0.32916 | 0.11379 | Residential |  | Winter Only | [5 empty] | 15 | 0.67 |  |  |  | 1 | 3 | 0 | 0 | 0 | 0 | 0 | 0 | 0 | 0 | 0 | 0 | 2009 Qtr 1: 0; 2009 Qtr 2: 0; 2009 Qtr 3: 0; 2009 Qtr 4: 3; 2010 Qtr 1: 0; 2010 Qtr 2: 0; 2010 Qtr 3: 0; 2010 Qtr 4: 0; 2011 Qtr 1: 0; 2011 Qtr 2: 0; 2011 Qtr 3: 0; 2011 Qtr 4: 0 | 3
0 | 253006-Residential AC SEER 13 Early Ret. CZ 10, 14, or 15 |  | System | Residential | 26-SFM-ResidentialSingleFamily-SP_COOL | 0 |  |  |  |  | 549.5508 | 0 | 85 | 0 | 0 | 464.5508 | 291.643 |  | kWh | 0.32916 | 0.11379 | Residential |  | Winter Only | [5 empty] | 15 | 0.67 |  |  |  | 1 | 5 | 0 | 0 | 0 | 0 | 0 | 0 | 0 | 0 | 0 | 0 | 2009 Qtr 1: 0; 2009 Qtr 2: 0; 2009 Qtr 3: 0; 2009 Qtr 4: 5; 2010 Qtr 1: 0; 2010 Qtr 2: 0; 2010 Qtr 3: 0; 2010 Qtr 4: 0; 2011 Qtr 1: 0; 2011 Qtr 2: 0; 2011 Qtr 3: 0; 2011 Qtr 4: 0 | 5
0 | 253007-Residential AC SEER 14 Early Ret. CZ 6, 7 or 8 |  | System | Residential | 26-SFM-ResidentialSingleFamily-SP_COOL | 0 |  |  |  |  | 642.1695 | 0 | 34.7222 | 0 | 0 | 607.4473 | 184.853 |  | kWh | 0.37116 | 0.59287 | Residential |  | Winter Only | [5 empty] | 15 | 0.67 |  |  |  | 1 | 3 | 0 | 0 | 0 | 0 | 0 | 0 | 0 | 0 | 0 | 0 | 2009 Qtr 1: 0; 2009 Qtr 2: 0; 2009 Qtr 3: 0; 2009 Qtr 4: 3; 2010 Qtr 1: 0; 2010 Qtr 2: 0; 2010 Qtr 3: 0; 2010 Qtr 4: 0; 2011 Qtr 1: 0; 2011 Qtr 2: 0; 2011 Qtr 3: 0; 2011 Qtr 4: 0 | 3
0 | 253006-Residential AC SEER 13 Early Ret. CZ 10, 14, or 15 |  | System | Residential | 26-SFM-ResidentialSingleFamily-SP_COOL | 0 |  |  |  |  | 549.5508 | 0 | 85 | 0 | 0 | 464.5508 | 291.643 |  | kWh | 0.32916 | 0.11379 | Residential |  | Winter Only | [5 empty] | 15 | 0.67 |  |  |  | 1 | 4 | 0 | 0 | 0 | 0 | 0 | 0 | 0 | 0 | 0 | 0 | 2009 Qtr 1: 0; 2009 Qtr 2: 0; 2009 Qtr 3: 0; 2009 Qtr 4: 4; 2010 Qtr 1: 0; 2010 Qtr 2: 0; 2010 Qtr 3: 0; 2010 Qtr 4: 0; 2011 Qtr 1: 0; 2011 Qtr 2: 0; 2011 Qtr 3: 0; 2011 Qtr 4: 0 | 4
0 | 253006-Residential AC SEER 13 Early Ret. CZ 10, 14, or 15 |  | System | Residential | 26-SFM-ResidentialSingleFamily-SP_COOL | 0 |  |  |  |  | 549.5508 | 0 | 85 | 0 | 0 | 464.5508 | 291.643 |  | kWh | 0.32916 | 0.11379 | Residential |  | Winter Only | [5 empty] | 15 | 0.67 |  |  |  | 1 | 4 | 0 | 0 | 0 | 0 | 0 | 0 | 0 | 0 | 0 | 0 | 2009 Qtr 1: 0; 2009 Qtr 2: 0; 2009 Qtr 3: 0; 2009 Qtr 4: 4; 2010 Qtr 1: 0; 2010 Qtr 2: 0; 2010 Qtr 3: 0; 2010 Qtr 4: 0; 2011 Qtr 1: 0; 2011 Qtr 2: 0; 2011 Qtr 3: 0; 2011 Qtr 4: 0 | 4
0 | 253008-Residential AC SEER 14 Early Ret. CZ 10, 14, or 15 |  | System | Residential | 26-SFM-ResidentialSingleFamily-SP_COOL | 0 |  |  |  |  | 642.1695 | 0 | 110 | 0 | 0 | 532.1695 | 322.849 |  | kWh | 0.37218 | 0.40228 | Residential |  | Winter Only | [5 empty] | 15 | 0.67 |  |  |  | 1 | 4 | 0 | 0 | 0 | 0 | 0 | 0 | 0 | 0 | 0 | 0 | 2009 Qtr 1: 0; 2009 Qtr 2: 0; 2009 Qtr 3: 0; 2009 Qtr 4: 4; 2010 Qtr 1: 0; 2010 Qtr 2: 0; 2010 Qtr 3: 0; 2010 Qtr 4: 0; 2011 Qtr 1: 0; 2011 Qtr 2: 0; 2011 Qtr 3: 0; 2011 Qtr 4: 0 | 4
0 | 253008-Residential AC SEER 14 Early Ret. CZ 10, 14, or 15 |  | System | Residential | 26-SFM-ResidentialSingleFamily-SP_COOL | 0 |  |  |  |  | 642.1695 | 0 | 110 | 0 | 0 | 532.1695 | 322.849 |  | kWh | 0.37218 | 0.40228 | Residential |  | Winter Only | [5 empty] | 15 | 0.67 |  |  |  | 1 | 5 | 0 | 0 | 0 | 0 | 0 | 0 | 0 | 0 | 0 | 0 | 2009 Qtr 1: 0; 2009 Qtr 2: 0; 2009 Qtr 3: 0; 2009 Qtr 4: 5; 2010 Qtr 1: 0; 2010 Qtr 2: 0; 2010 Qtr 3: 0; 2010 Qtr 4: 0; 2011 Qtr 1: 0; 2011 Qtr 2: 0; 2011 Qtr 3: 0; 2011 Qtr 4: 0 | 5
0 | 253007-Residential AC SEER 14 Early Ret. CZ 6, 7 or 8 |  | System | Residential | 26-SFM-ResidentialSingleFamily-SP_COOL | 0 |  |  |  |  | 642.1695 | 0 | 34.7222 | 0 | 0 | 607.4473 | 184.853 |  | kWh | 0.37116 | 0.59287 | Residential |  | Winter Only | [5 empty] | 15 | 0.67 |  |  |  | 1 | 5 | 0 | 0 | 0 | 0 | 0 | 0 | 0 | 0 | 0 | 0 | 2009 Qtr 1: 0; 2009 Qtr 2: 0; 2009 Qtr 3: 0; 2009 Qtr 4: 5; 2010 Qtr 1: 0; 2010 Qtr 2: 0; 2010 Qtr 3: 0; 2010 Qtr 4: 0; 2011 Qtr 1: 0; 2011 Qtr 2: 0; 2011 Qtr 3: 0; 2011 Qtr 4: 0 | 5
0 | 253006-Residential AC SEER 13 Early Ret. CZ 10, 14, or 15 |  | System | Residential | 26-SFM-ResidentialSingleFamily-SP_COOL | 0 |  |  |  |  | 549.5508 | 0 | 85 | 0 | 0 | 464.5508 | 291.643 |  | kWh | 0.32916 | 0.11379 | Residential |  | Winter Only | [5 empty] | 15 | 0.67 |  |  |  | 1 | 5 | 0 | 0 | 0 | 0 | 0 | 0 | 0 | 0 | 0 | 0 | 2009 Qtr 1: 0; 2009 Qtr 2: 0; 2009 Qtr 3: 0; 2009 Qtr 4: 5; 2010 Qtr 1: 0; 2010 Qtr 2: 0; 2010 Qtr 3: 0; 2010 Qtr 4: 0; 2011 Qtr 1: 0; 2011 Qtr 2: 0; 2011 Qtr 3: 0; 2011 Qtr 4: 0 | 5
0 | 253007-Residential AC SEER 14 Early Ret. CZ 6, 7 or 8 |  | System | Residential | 26-SFM-ResidentialSingleFamily-SP_COOL | 0 |  |  |  |  | 642.1695 | 0 | 34.7222 | 0 | 0 | 607.4473 | 184.853 |  | kWh | 0.37116 | 0.59287 | Residential |  | Winter Only | [5 empty] | 15 | 0.67 |  |  |  | 1 | 3 | 0 | 0 | 0 | 0 | 0 | 0 | 0 | 0 | 0 | 0 | 2009 Qtr 1: 0; 2009 Qtr 2: 0; 2009 Qtr 3: 0; 2009 Qtr 4: 3; 2010 Qtr 1: 0; 2010 Qtr 2: 0; 2010 Qtr 3: 0; 2010 Qtr 4: 0; 2011 Qtr 1: 0; 2011 Qtr 2: 0; 2011 Qtr 3: 0; 2011 Qtr 4: 0 | 3
0 | 253007-Residential AC SEER 14 Early Ret. CZ 6, 7 or 8 |  | System | Residential | 26-SFM-ResidentialSingleFamily-SP_COOL | 0 |  |  |  |  | 642.1695 | 0 | 34.7222 | 0 | 0 | 607.4473 | 184.853 |  | kWh | 0.37116 | 0.59287 | Residential |  | Winter Only | [5 empty] | 15 | 0.67 |  |  |  | 1 | 3 | 0 | 0 | 0 | 0 | 0 | 0 | 0 | 0 | 0 | 0 | 2009 Qtr 1: 0; 2009 Qtr 2: 0; 2009 Qtr 3: 0; 2009 Qtr 4: 3; 2010 Qtr 1: 0; 2010 Qtr 2: 0; 2010 Qtr 3: 0; 2010 Qtr 4: 0; 2011 Qtr 1: 0; 2011 Qtr 2: 0; 2011 Qtr 3: 0; 2011 Qtr 4: 0 | 3
0 | 253005-Residential AC SEER 13 Early Ret. CZ 6, 7 or 8 |  | System | Residential | 26-SFM-ResidentialSingleFamily-SP_COOL | 0 |  |  |  |  | 549.5508 | 0 | 30 | 0 | 0 | 519.5508 | 169.092 |  | kWh | 0.32706 | 0.20484 | Residential |  | Winter Only | [5 empty] | 15 | 0.67 |  |  |  | 1 | 4 | 0 | 0 | 0 | 0 | 0 | 0 | 0 | 0 | 0 | 0 | 2009 Qtr 1: 0; 2009 Qtr 2: 0; 2009 Qtr 3: 0; 2009 Qtr 4: 4; 2010 Qtr 1: 0; 2010 Qtr 2: 0; 2010 Qtr 3: 0; 2010 Qtr 4: 0; 2011 Qtr 1: 0; 2011 Qtr 2: 0; 2011 Qtr 3: 0; 2011 Qtr 4: 0 | 4
0 | 253007-Residential AC SEER 14 Early Ret. CZ 6, 7 or 8 |  | System | Residential | 26-SFM-ResidentialSingleFamily-SP_COOL | 0 |  |  |  |  | 642.1695 | 0 | 34.7222 | 0 | 0 | 607.4473 | 184.853 |  | kWh | 0.37116 | 0.59287 | Residential |  | Winter Only | [5 empty] | 15 | 0.67 |  |  |  | 1 | 4 | 0 | 0 | 0 | 0 | 0 | 0 | 0 | 0 | 0 | 0 | 2009 Qtr 1: 0; 2009 Qtr 2: 0; 2009 Qtr 3: 0; 2009 Qtr 4: 4; 2010 Qtr 1: 0; 2010 Qtr 2: 0; 2010 Qtr 3: 0; 2010 Qtr 4: 0; 2011 Qtr 1: 0; 2011 Qtr 2: 0; 2011 Qtr 3: 0; 2011 Qtr 4: 0 | 4
0 | 253007-Residential AC SEER 14 Early Ret. CZ 6, 7 or 8 |  | System | Residential | 26-SFM-ResidentialSingleFamily-SP_COOL | 0 |  |  |  |  | 642.1695 | 0 | 34.7222 | 0 | 0 | 607.4473 | 184.853 |  | kWh | 0.37116 | 0.59287 | Residential |  | Winter Only | [5 empty] | 15 | 0.67 |  |  |  | 1 | 4 | 0 | 0 | 0 | 0 | 0 | 0 | 0 | 0 | 0 | 0 | 2009 Qtr 1: 0; 2009 Qtr 2: 0; 2009 Qtr 3: 0; 2009 Qtr 4: 4; 2010 Qtr 1: 0; 2010 Qtr 2: 0; 2010 Qtr 3: 0; 2010 Qtr 4: 0; 2011 Qtr 1: 0; 2011 Qtr 2: 0; 2011 Qtr 3: 0; 2011 Qtr 4: 0 | 4
0 | 253008-Residential AC SEER 14 Early Ret. CZ 10, 14, or 15 |  | System | Residential | 26-SFM-ResidentialSingleFamily-SP_COOL | 0 |  |  |  |  | 642.1695 | 0 | 110 | 0 | 0 | 532.1695 | 322.849 |  | kWh | 0.37218 | 0.40228 | Residential |  | Winter Only | [5 empty] | 15 | 0.67 |  |  |  | 1 | 5 | 0 | 0 | 0 | 0 | 0 | 0 | 0 | 0 | 0 | 0 | 2009 Qtr 1: 0; 2009 Qtr 2: 0; 2009 Qtr 3: 0; 2009 Qtr 4: 5; 2010 Qtr 1: 0; 2010 Qtr 2: 0; 2010 Qtr 3: 0; 2010 Qtr 4: 0; 2011 Qtr 1: 0; 2011 Qtr 2: 0; 2011 Qtr 3: 0; 2011 Qtr 4: 0 | 5
0 | 253007-Residential AC SEER 14 Early Ret. CZ 6, 7 or 8 |  | System | Residential | 26-SFM-ResidentialSingleFamily-SP_COOL | 0 |  |  |  |  | 642.1695 | 0 | 40.5093 | 0 | 0 | 601.6602 | 184.853 |  | kWh | 0.37116 | 0.59287 | Residential |  | Winter Only | [5 empty] | 15 | 0.67 |  |  |  | 1 | 3 | 0 | 0 | 0 | 0 | 0 | 0 | 0 | 0 | 0 | 0 | 2009 Qtr 1: 0; 2009 Qtr 2: 0; 2009 Qtr 3: 0; 2009 Qtr 4: 3; 2010 Qtr 1: 0; 2010 Qtr 2: 0; 2010 Qtr 3: 0; 2010 Qtr 4: 0; 2011 Qtr 1: 0; 2011 Qtr 2: 0; 2011 Qtr 3: 0; 2011 Qtr 4: 0 | 3
0 | 253007-Residential AC SEER 14 Early Ret. CZ 6, 7 or 8 |  | System | Residential | 26-SFM-ResidentialSingleFamily-SP_COOL | 0 |  |  |  |  | 642.1695 | 0 | 34.7222 | 0 | 0 | 607.4473 | 184.853 |  | kWh | 0.37116 | 0.59287 | Residential |  | Winter Only | [5 empty] | 15 | 0.67 |  |  |  | 1 | 4 | 0 | 0 | 0 | 0 | 0 | 0 | 0 | 0 | 0 | 0 | 2009 Qtr 1: 0; 2009 Qtr 2: 0; 2009 Qtr 3: 0; 2009 Qtr 4: 4; 2010 Qtr 1: 0; 2010 Qtr 2: 0; 2010 Qtr 3: 0; 2010 Qtr 4: 0; 2011 Qtr 1: 0; 2011 Qtr 2: 0; 2011 Qtr 3: 0; 2011 Qtr 4: 0 | 4
0 | 253008-Residential AC SEER 14 Early Ret. CZ 10, 14, or 15 |  | System | Residential | 26-SFM-ResidentialSingleFamily-SP_COOL | 0 |  |  |  |  | 642.1695 | 0 | 128.3333 | 0 | 0 | 513.8362 | 322.849 |  | kWh | 0.37218 | 0.40228 | Residential |  | Winter Only | [5 empty] | 15 | 0.67 |  |  |  | 1 | 3 | 0 | 0 | 0 | 0 | 0 | 0 | 0 | 0 | 0 | 0 | 2009 Qtr 1: 0; 2009 Qtr 2: 0; 2009 Qtr 3: 0; 2009 Qtr 4: 3; 2010 Qtr 1: 0; 2010 Qtr 2: 0; 2010 Qtr 3: 0; 2010 Qtr 4: 0; 2011 Qtr 1: 0; 2011 Qtr 2: 0; 2011 Qtr 3: 0; 2011 Qtr 4: 0 | 3
0 | 253008-Residential AC SEER 14 Early Ret. CZ 10, 14, or 15 |  | System | Residential | 26-SFM-ResidentialSingleFamily-SP_COOL | 0 |  |  |  |  | 642.1695 | 0 | 110 | 0 | 0 | 532.1695 | 322.849 |  | kWh | 0.37218 | 0.40228 | Residential |  | Winter Only | [5 empty] | 15 | 0.67 |  |  |  | 1 | 3 | 0 | 0 | 0 | 0 | 0 | 0 | 0 | 0 | 0 | 0 | 2009 Qtr 1: 0; 2009 Qtr 2: 0; 2009 Qtr 3: 0; 2009 Qtr 4: 3; 2010 Qtr 1: 0; 2010 Qtr 2: 0; 2010 Qtr 3: 0; 2010 Qtr 4: 0; 2011 Qtr 1: 0; 2011 Qtr 2: 0; 2011 Qtr 3: 0; 2011 Qtr 4: 0 | 3
0 | 253006-Residential AC SEER 13 Early Ret. CZ 10, 14, or 15 |  | System | Residential | 26-SFM-ResidentialSingleFamily-SP_COOL | 0 |  |  |  |  | 549.5508 | 0 | 85 | 0 | 0 | 464.5508 | 291.643 |  | kWh | 0.32916 | 0.11379 | Residential |  | Winter Only | [5 empty] | 15 | 0.67 |  |  |  | 1 | 3 | 0 | 0 | 0 | 0 | 0 | 0 | 0 | 0 | 0 | 0 | 2009 Qtr 1: 0; 2009 Qtr 2: 0; 2009 Qtr 3: 0; 2009 Qtr 4: 3; 2010 Qtr 1: 0; 2010 Qtr 2: 0; 2010 Qtr 3: 0; 2010 Qtr 4: 0; 2011 Qtr 1: 0; 2011 Qtr 2: 0; 2011 Qtr 3: 0; 2011 Qtr 4: 0 | 3
0 | 253005-Residential AC SEER 13 Early Ret. CZ 6, 7 or 8 |  | System | Residential | 26-SFM-ResidentialSingleFamily-SP_COOL | 0 |  |  |  |  | 549.5508 | 0 | 30 | 0 | 0 | 519.5508 | 169.092 |  | kWh | 0.32706 | 0.20484 | Residential |  | Winter Only | [5 empty] | 15 | 0.67 |  |  |  | 1 | 4 | 0 | 0 | 0 | 0 | 0 | 0 | 0 | 0 | 0 | 0 | 2009 Qtr 1: 0; 2009 Qtr 2: 0; 2009 Qtr 3: 0; 2009 Qtr 4: 4; 2010 Qtr 1: 0; 2010 Qtr 2: 0; 2010 Qtr 3: 0; 2010 Qtr 4: 0; 2011 Qtr 1: 0; 2011 Qtr 2: 0; 2011 Qtr 3: 0; 2011 Qtr 4: 0 | 4
0 | 253007-Residential AC SEER 14 Early Ret. CZ 6, 7 or 8 |  | System | Residential | 26-SFM-ResidentialSingleFamily-SP_COOL | 0 |  |  |  |  | 642.1695 | 0 | 34.7222 | 0 | 0 | 607.4473 | 184.853 |  | kWh | 0.37116 | 0.59287 | Residential |  | Winter Only | [5 empty] | 15 | 0.67 |  |  |  | 1 | 2 | 0 | 0 | 0 | 0 | 0 | 0 | 0 | 0 | 0 | 0 | 2009 Qtr 1: 0; 2009 Qtr 2: 0; 2009 Qtr 3: 0; 2009 Qtr 4: 2; 2010 Qtr 1: 0; 2010 Qtr 2: 0; 2010 Qtr 3: 0; 2010 Qtr 4: 0; 2011 Qtr 1: 0; 2011 Qtr 2: 0; 2011 Qtr 3: 0; 2011 Qtr 4: 0 | 2
0 | 253031-Comm. AC <65k three phase split w/o QI |  | System | Commercial | 01-ALC-AllCommercial-Cooling | 0 |  |  |  |  | 398.6055 | 0 | 60 | 0 | 0 | 338.6055 | 194.371 |  | kWh | 0.13308 | 0 | Commercial | [7 empty] | 15 | 0.5 |  |  |  | 1 | 4 | 0 | 0 | 0 | 0 | 0 | 0 | 0 | 0 | 0 | 0 | 2009 Qtr 1: 0; 2009 Qtr 2: 0; 2009 Qtr 3: 0; 2009 Qtr 4: 4; 2010 Qtr 1: 0; 2010 Qtr 2: 0; 2010 Qtr 3: 0; 2010 Qtr 4: 0; 2011 Qtr 1: 0; 2011 Qtr 2: 0; 2011 Qtr 3: 0; 2011 Qtr 4: 0 | 4
0 | 253049-Comm. HP <65k three phase unitary |  | System | Commercial | 01-ALC-AllCommercial-Cooling | 0 |  |  |  |  | 959.2869 | 0 | 100 | 0 | 0 | 859.2869 | 333.947 |  | kWh | 0.15748 | 0 | Commercial | [7 empty] | 15 | 0.5 |  |  |  | 1 | 3 | 0 | 0 | 0 | 0 | 0 | 0 | 0 | 0 | 0 | 0 | 2009 Qtr 1: 0; 2009 Qtr 2: 0; 2009 Qtr 3: 0; 2009 Qtr 4: 3; 2010 Qtr 1: 0; 2010 Qtr 2: 0; 2010 Qtr 3: 0; 2010 Qtr 4: 0; 2011 Qtr 1: 0; 2011 Qtr 2: 0; 2011 Qtr 3: 0; 2011 Qtr 4: 0 | 3
0 | 253047-Comm. HP <65k three phase split w/o QI |  | System | Commercial | 01-ALC-AllCommercial-Cooling | 0 |  |  |  |  | 549.6826 | 0 | 60 | 0 | 0 | 489.6826 | 249.733 |  | kWh | 0.098359 | 0 | Commercial | [7 empty] | 15 | 0.5 |  |  |  | 1 | 3 | 0 | 0 | 0 | 0 | 0 | 0 | 0 | 0 | 0 | 0 | 2009 Qtr 1: 0; 2009 Qtr 2: 0; 2009 Qtr 3: 0; 2009 Qtr 4: 3; 2010 Qtr 1: 0; 2010 Qtr 2: 0; 2010 Qtr 3: 0; 2010 Qtr 4: 0; 2011 Qtr 1: 0; 2011 Qtr 2: 0; 2011 Qtr 3: 0; 2011 Qtr 4: 0 | 3
0 | 253047-Comm. HP <65k three phase split w/o QI |  | System | Commercial | 01-ALC-AllCommercial-Cooling | 0 |  |  |  |  | 549.6826 | 0 | 60 | 0 | 0 | 489.6826 | 249.733 |  | kWh | 0.098359 | 0 | Commercial | [7 empty] | 15 | 0.5 |  |  |  | 1 | 5 | 0 | 0 | 0 | 0 | 0 | 0 | 0 | 0 | 0 | 0 | 2009 Qtr 1: 0; 2009 Qtr 2: 0; 2009 Qtr 3: 0; 2009 Qtr 4: 5; 2010 Qtr 1: 0; 2010 Qtr 2: 0; 2010 Qtr 3: 0; 2010 Qtr 4: 0; 2011 Qtr 1: 0; 2011 Qtr 2: 0; 2011 Qtr 3: 0; 2011 Qtr 4: 0 | 5
0 | 253033-Comm. AC <65k three phase unitary |  | System | Commercial | 01-ALC-AllCommercial-Cooling | 0 |  |  |  |  | 790.4043 | 0 | 100 | 0 | 0 | 690.4043 | 280.46 |  | kWh | 0.19186 | 0 | Commercial | [7 empty] | 15 | 0.5 |  |  |  | 1 | 5 | 0 | 0 | 0 | 0 | 0 | 0 | 0 | 0 | 0 | 0 | 2009 Qtr 1: 0; 2009 Qtr 2: 0; 2009 Qtr 3: 0; 2009 Qtr 4: 5; 2010 Qtr 1: 0; 2010 Qtr 2: 0; 2010 Qtr 3: 0; 2010 Qtr 4: 0; 2011 Qtr 1: 0; 2011 Qtr 2: 0; 2011 Qtr 3: 0; 2011 Qtr 4: 0 | 5
0 | 253035-Comm. AC 65k to 134k |  | System | Commercial | 01-ALC-AllCommercial-Cooling | 0 |  |  |  |  | 757.3824 | 0 | 90 | 0 | 0 | 667.3824 | 361.554 |  | kWh | 0.25974 | 0 | Commercial | [7 empty] | 15 | 0.7 |  |  |  | 1 | 6 | 0 | 0 | 0 | 0 | 0 | 0 | 0 | 0 | 0 | 0 | 2009 Qtr 1: 0; 2009 Qtr 2: 0; 2009 Qtr 3: 0; 2009 Qtr 4: 6; 2010 Qtr 1: 0; 2010 Qtr 2: 0; 2010 Qtr 3: 0; 2010 Qtr 4: 0; 2011 Qtr 1: 0; 2011 Qtr 2: 0; 2011 Qtr 3: 0; 2011 Qtr 4: 0 | 6
0 | 253035-Comm. AC 65k to 134k |  | System | Commercial | 01-ALC-AllCommercial-Cooling | 0 |  |  |  |  | 757.3824 | 0 | 90 | 0 | 0 | 667.3824 | 361.554 |  | kWh | 0.25974 | 0 | Commercial | [7 empty] | 15 | 0.7 |  |  |  | 1 | 6 | 0 | 0 | 0 | 0 | 0 | 0 | 0 | 0 | 0 | 0 | 2009 Qtr 1: 0; 2009 Qtr 2: 0; 2009 Qtr 3: 0; 2009 Qtr 4: 6; 2010 Qtr 1: 0; 2010 Qtr 2: 0; 2010 Qtr 3: 0; 2010 Qtr 4: 0; 2011 Qtr 1: 0; 2011 Qtr 2: 0; 2011 Qtr 3: 0; 2011 Qtr 4: 0 | 6
0 | 253035-Comm. AC 65k to 134k |  | System | Commercial | 01-ALC-AllCommercial-Cooling | 0 |  |  |  |  | 757.3824 | 0 | 90 | 0 | 0 | 667.3824 | 361.554 |  | kWh | 0.25974 | 0 | Commercial | [7 empty] | 15 | 0.7 |  |  |  | 1 | 6 | 0 | 0 | 0 | 0 | 0 | 0 | 0 | 0 | 0 | 0 | 2009 Qtr 1: 0; 2009 Qtr 2: 0; 2009 Qtr 3: 0; 2009 Qtr 4: 6; 2010 Qtr 1: 0; 2010 Qtr 2: 0; 2010 Qtr 3: 0; 2010 Qtr 4: 0; 2011 Qtr 1: 0; 2011 Qtr 2: 0; 2011 Qtr 3: 0; 2011 Qtr 4: 0 | 6
0 | 253035-Comm. AC 65k to 134k |  | System | Commercial | 01-ALC-AllCommercial-Cooling | 0 |  |  |  |  | 757.3824 | 0 | 96.4286 | 0 | 0 | 660.9538 | 361.554 |  | kWh | 0.25974 | 0 | Commercial | [7 empty] | 15 | 0.7 |  |  |  | 1 | 7 | 0 | 0 | 0 | 0 | 0 | 0 | 0 | 0 | 0 | 0 | 2009 Qtr 1: 0; 2009 Qtr 2: 0; 2009 Qtr 3: 0; 2009 Qtr 4: 7; 2010 Qtr 1: 0; 2010 Qtr 2: 0; 2010 Qtr 3: 0; 2010 Qtr 4: 0; 2011 Qtr 1: 0; 2011 Qtr 2: 0; 2011 Qtr 3: 0; 2011 Qtr 4: 0 | 7
0 | 253049-Comm. HP <65k three phase unitary |  | System | Commercial | 01-ALC-AllCommercial-Cooling | 0 |  |  |  |  | 959.2869 | 0 | 100 | 0 | 0 | 859.2869 | 333.947 |  | kWh | 0.15748 | 0 | Commercial | [7 empty] | 15 | 0.5 |  |  |  | 1 | 5 | 0 | 0 | 0 | 0 | 0 | 0 | 0 | 0 | 0 | 0 | 2009 Qtr 1: 0; 2009 Qtr 2: 0; 2009 Qtr 3: 0; 2009 Qtr 4: 5; 2010 Qtr 1: 0; 2010 Qtr 2: 0; 2010 Qtr 3: 0; 2010 Qtr 4: 0; 2011 Qtr 1: 0; 2011 Qtr 2: 0; 2011 Qtr 3: 0; 2011 Qtr 4: 0 | 5
0 | 253118-7.5 HP Motor (TEFC) |  | System | Commercial | 01-ALC-AllCommercial-Vent/Fan | 0 |  |  |  |  | 123.2515 | 0 | 56.962 | 0 | 0 | 66.2895 | 207.6 |  | kWh | 0.098667 | 0 | Commercial | [7 empty] | 15 | 0.7 |  |  |  | 0 | 0.79 | 0 | 0 | 0 | 0 | 0 | 0 | 0 | 0 | 0 | 0 | 2009 Qtr 1: 0; 2009 Qtr 2: 0; 2009 Qtr 3: 0; 2009 Qtr 4: 0.79; 2010 Qtr 1: 0; 2010 Qtr 2: 0; 2010 Qtr 3: 0; 2010 Qtr 4: 0; 2011 Qtr 1: 0; 2011 Qtr 2: 0; 2011 Qtr 3: 0; 2011 Qtr 4: 0 | 0.79
0 | 253118-7.5 HP Motor (TEFC) |  | System | Commercial | 01-ALC-AllCommercial-Vent/Fan | 0 |  |  |  |  | 123.2515 | 0 | 56.962 | 0 | 0 | 66.2895 | 207.6 |  | kWh | 0.098667 | 0 | Commercial | [7 empty] | 15 | 0.7 |  |  |  | 0 | 0.79 | 0 | 0 | 0 | 0 | 0 | 0 | 0 | 0 | 0 | 0 | 2009 Qtr 1: 0; 2009 Qtr 2: 0; 2009 Qtr 3: 0; 2009 Qtr 4: 0.79; 2010 Qtr 1: 0; 2010 Qtr 2: 0; 2010 Qtr 3: 0; 2010 Qtr 4: 0; 2011 Qtr 1: 0; 2011 Qtr 2: 0; 2011 Qtr 3: 0; 2011 Qtr 4: 0 | 0.79
0 | 253118-7.5 HP Motor (TEFC) |  | System | Commercial | 01-ALC-AllCommercial-Vent/Fan | 0 |  |  |  |  | 123.2515 | 0 | 56.962 | 0 | 0 | 66.2895 | 207.6 |  | kWh | 0.098667 | 0 | Commercial | [7 empty] | 15 | 0.7 |  |  |  | 0 | 0.79 | 0 | 0 | 0 | 0 | 0 | 0 | 0 | 0 | 0 | 0 | 2009 Qtr 1: 0; 2009 Qtr 2: 0; 2009 Qtr 3: 0; 2009 Qtr 4: 0.79; 2010 Qtr 1: 0; 2010 Qtr 2: 0; 2010 Qtr 3: 0; 2010 Qtr 4: 0; 2011 Qtr 1: 0; 2011 Qtr 2: 0; 2011 Qtr 3: 0; 2011 Qtr 4: 0 | 0.79
0 | 253118-7.5 HP Motor (TEFC) |  | System | Commercial | 01-ALC-AllCommercial-Vent/Fan | 0 |  |  |  |  | 123.2515 | 0 | 56.962 | 0 | 0 | 66.2895 | 207.6 |  | kWh | 0.098667 | 0 | Commercial | [7 empty] | 15 | 0.7 |  |  |  | 0 | 0.79 | 0 | 0 | 0 | 0 | 0 | 0 | 0 | 0 | 0 | 0 | 2009 Qtr 1: 0; 2009 Qtr 2: 0; 2009 Qtr 3: 0; 2009 Qtr 4: 0.79; 2010 Qtr 1: 0; 2010 Qtr 2: 0; 2010 Qtr 3: 0; 2010 Qtr 4: 0; 2011 Qtr 1: 0; 2011 Qtr 2: 0; 2011 Qtr 3: 0; 2011 Qtr 4: 0 | 0.79
0 | 253118-7.5 HP Motor (TEFC) |  | System | Commercial | 01-ALC-AllCommercial-Vent/Fan | 0 |  |  |  |  | 123.2515 | 0 | 56.962 | 0 | 0 | 66.2895 | 207.6 |  | kWh | 0.098667 | 0 | Commercial | [7 empty] | 15 | 0.7 |  |  |  | 0 | 0.79 | 0 | 0 | 0 | 0 | 0 | 0 | 0 | 0 | 0 | 0 | 2009 Qtr 1: 0; 2009 Qtr 2: 0; 2009 Qtr 3: 0; 2009 Qtr 4: 0.79; 2010 Qtr 1: 0; 2010 Qtr 2: 0; 2010 Qtr 3: 0; 2010 Qtr 4: 0; 2011 Qtr 1: 0; 2011 Qtr 2: 0; 2011 Qtr 3: 0; 2011 Qtr 4: 0 | 0.79
0 | 253118-7.5 HP Motor (TEFC) |  | System | Commercial | 01-ALC-AllCommercial-Vent/Fan | 0 |  |  |  |  | 123.2515 | 0 | 56.962 | 0 | 0 | 66.2895 | 207.6 |  | kWh | 0.098667 | 0 | Commercial | [7 empty] | 15 | 0.7 |  |  |  | 0 | 0.79 | 0 | 0 | 0 | 0 | 0 | 0 | 0 | 0 | 0 | 0 | 2009 Qtr 1: 0; 2009 Qtr 2: 0; 2009 Qtr 3: 0; 2009 Qtr 4: 0.79; 2010 Qtr 1: 0; 2010 Qtr 2: 0; 2010 Qtr 3: 0; 2010 Qtr 4: 0; 2011 Qtr 1: 0; 2011 Qtr 2: 0; 2011 Qtr 3: 0; 2011 Qtr 4: 0 | 0.79
0 | 253118-7.5 HP Motor (TEFC) |  | System | Commercial | 01-ALC-AllCommercial-Vent/Fan | 0 |  |  |  |  | 123.2515 | 0 | 56.962 | 0 | 0 | 66.2895 | 207.6 |  | kWh | 0.098667 | 0 | Commercial | [7 empty] | 15 | 0.7 |  |  |  | 0 | 0.79 | 0 | 0 | 0 | 0 | 0 | 0 | 0 | 0 | 0 | 0 | 2009 Qtr 1: 0; 2009 Qtr 2: 0; 2009 Qtr 3: 0; 2009 Qtr 4: 0.79; 2010 Qtr 1: 0; 2010 Qtr 2: 0; 2010 Qtr 3: 0; 2010 Qtr 4: 0; 2011 Qtr 1: 0; 2011 Qtr 2: 0; 2011 Qtr 3: 0; 2011 Qtr 4: 0 | 0.79
0 | 253118-7.5 HP Motor (TEFC) |  | System | Commercial | 01-ALC-AllCommercial-Vent/Fan | 0 |  |  |  |  | 123.2515 | 0 | 56.962 | 0 | 0 | 66.2895 | 207.6 |  | kWh | 0.098667 | 0 | Commercial | [7 empty] | 15 | 0.7 |  |  |  | 0 | 0.79 | 0 | 0 | 0 | 0 | 0 | 0 | 0 | 0 | 0 | 0 | 2009 Qtr 1: 0; 2009 Qtr 2: 0; 2009 Qtr 3: 0; 2009 Qtr 4: 0.79; 2010 Qtr 1: 0; 2010 Qtr 2: 0; 2010 Qtr 3: 0; 2010 Qtr 4: 0; 2011 Qtr 1: 0; 2011 Qtr 2: 0; 2011 Qtr 3: 0; 2011 Qtr 4: 0 | 0.79
0 | 253118-7.5 HP Motor (TEFC) |  | System | Commercial | 01-ALC-AllCommercial-Vent/Fan | 0 |  |  |  |  | 123.2515 | 0 | 56.962 | 0 | 0 | 66.2895 | 207.6 |  | kWh | 0.098667 | 0 | Commercial | [7 empty] | 15 | 0.7 |  |  |  | 0 | 0.79 | 0 | 0 | 0 | 0 | 0 | 0 | 0 | 0 | 0 | 0 | 2009 Qtr 1: 0; 2009 Qtr 2: 0; 2009 Qtr 3: 0; 2009 Qtr 4: 0.79; 2010 Qtr 1: 0; 2010 Qtr 2: 0; 2010 Qtr 3: 0; 2010 Qtr 4: 0; 2011 Qtr 1: 0; 2011 Qtr 2: 0; 2011 Qtr 3: 0; 2011 Qtr 4: 0 | 0.79
0 | 253005-Residential AC SEER 13 Early Ret. CZ 6, 7 or 8 |  | System | Residential | 26-SFM-ResidentialSingleFamily-SP_COOL | 0 |  |  |  |  | 549.5508 | 0 | 30 | 0 | 0 | 519.5508 | 169.092 |  | kWh | 0.32706 | 0.20484 | Residential |  | Winter Only | [5 empty] | 15 | 0.67 |  |  |  | 1 | 3 | 0 | 0 | 0 | 0 | 0 | 0 | 0 | 0 | 0 | 0 | 2009 Qtr 1: 0; 2009 Qtr 2: 0; 2009 Qtr 3: 0; 2009 Qtr 4: 3; 2010 Qtr 1: 0; 2010 Qtr 2: 0; 2010 Qtr 3: 0; 2010 Qtr 4: 0; 2011 Qtr 1: 0; 2011 Qtr 2: 0; 2011 Qtr 3: 0; 2011 Qtr 4: 0 | 3
0 | 253086-Comm. HP <65k three phase unitary ER |  | System | Commercial | 01-ALC-AllCommercial-Cooling | 0 |  |  |  |  | 959.2869 | 0 | 170 | 0 | 0 | 789.2869 | 416.612 |  | kWh | 0.22516 | 0 | Commercial | [7 empty] | 15 | 0.5 |  |  |  | 1 | 5 | 0 | 0 | 0 | 0 | 0 | 0 | 0 | 0 | 0 | 0 | 2009 Qtr 1: 0; 2009 Qtr 2: 0; 2009 Qtr 3: 0; 2009 Qtr 4: 5; 2010 Qtr 1: 0; 2010 Qtr 2: 0; 2010 Qtr 3: 0; 2010 Qtr 4: 0; 2011 Qtr 1: 0; 2011 Qtr 2: 0; 2011 Qtr 3: 0; 2011 Qtr 4: 0 | 5
0 | 253086-Comm. HP <65k three phase unitary ER |  | System | Commercial | 01-ALC-AllCommercial-Cooling | 0 |  |  |  |  | 959.2869 | 0 | 170 | 0 | 0 | 789.2869 | 416.612 |  | kWh | 0.22516 | 0 | Commercial | [7 empty] | 15 | 0.5 |  |  |  | 1 | 5 | 0 | 0 | 0 | 0 | 0 | 0 | 0 | 0 | 0 | 0 | 2009 Qtr 1: 0; 2009 Qtr 2: 0; 2009 Qtr 3: 0; 2009 Qtr 4: 5; 2010 Qtr 1: 0; 2010 Qtr 2: 0; 2010 Qtr 3: 0; 2010 Qtr 4: 0; 2011 Qtr 1: 0; 2011 Qtr 2: 0; 2011 Qtr 3: 0; 2011 Qtr 4: 0 | 5
0 | 253086-Comm. HP <65k three phase unitary ER |  | System | Commercial | 01-ALC-AllCommercial-Cooling | 0 |  |  |  |  | 959.2869 | 0 | 170 | 0 | 0 | 789.2869 | 416.612 |  | kWh | 0.22516 | 0 | Commercial | [7 empty] | 15 | 0.5 |  |  |  | 1 | 5 | 0 | 0 | 0 | 0 | 0 | 0 | 0 | 0 | 0 | 0 | 2009 Qtr 1: 0; 2009 Qtr 2: 0; 2009 Qtr 3: 0; 2009 Qtr 4: 5; 2010 Qtr 1: 0; 2010 Qtr 2: 0; 2010 Qtr 3: 0; 2010 Qtr 4: 0; 2011 Qtr 1: 0; 2011 Qtr 2: 0; 2011 Qtr 3: 0; 2011 Qtr 4: 0 | 5
0 | 253034-Comm. AC <65k three phase unitary |  | System | Commercial | 01-ALC-AllCommercial-Cooling | 0 |  |  |  |  | 790.4043 | 0 | 100 | 0 | 0 | 690.4043 | 350.672 |  | kWh | 0.27371 | 0 | Commercial | [7 empty] | 15 | 0.5 |  |  |  | 1 | 4 | 0 | 0 | 0 | 0 | 0 | 0 | 0 | 0 | 0 | 0 | 2009 Qtr 1: 0; 2009 Qtr 2: 0; 2009 Qtr 3: 0; 2009 Qtr 4: 4; 2010 Qtr 1: 0; 2010 Qtr 2: 0; 2010 Qtr 3: 0; 2010 Qtr 4: 0; 2011 Qtr 1: 0; 2011 Qtr 2: 0; 2011 Qtr 3: 0; 2011 Qtr 4: 0 | 4
0 | 253033-Comm. AC <65k three phase unitary |  | System | Commercial | 01-ALC-AllCommercial-Cooling | 0 |  |  |  |  | 790.4043 | 0 | 100 | 0 | 0 | 690.4043 | 280.46 |  | kWh | 0.19186 | 0 | Commercial | [7 empty] | 15 | 0.5 |  |  |  | 1 | 4 | 0 | 0 | 0 | 0 | 0 | 0 | 0 | 0 | 0 | 0 | 2009 Qtr 1: 0; 2009 Qtr 2: 0; 2009 Qtr 3: 0; 2009 Qtr 4: 4; 2010 Qtr 1: 0; 2010 Qtr 2: 0; 2010 Qtr 3: 0; 2010 Qtr 4: 0; 2011 Qtr 1: 0; 2011 Qtr 2: 0; 2011 Qtr 3: 0; 2011 Qtr 4: 0 | 4
0 | 253127-75 HP Motor (TEFC) |  | System | Commercial | 01-ALC-AllCommercial-Vent/Fan | 0 |  |  |  |  | 994.519 | 0 | 632.9114 | 0 | 0 | 361.6076 | 1692 |  | kWh | 0.59186 | 0 | Commercial | [7 empty] | 15 | 0.7 |  |  |  | 0 | 0.79 | 0 | 0 | 0 | 0 | 0 | 0 | 0 | 0 | 0 | 0 | 2009 Qtr 1: 0; 2009 Qtr 2: 0; 2009 Qtr 3: 0; 2009 Qtr 4: 0.79; 2010 Qtr 1: 0; 2010 Qtr 2: 0; 2010 Qtr 3: 0; 2010 Qtr 4: 0; 2011 Qtr 1: 0; 2011 Qtr 2: 0; 2011 Qtr 3: 0; 2011 Qtr 4: 0 | 0.79
0 | 253124-40 HP Motor (TEFC) |  | System | Commercial | 01-ALC-AllCommercial-Vent/Fan | 0 |  |  |  |  | 732.1646 | 0 | 303.7975 | 0 | 0 | 428.3671 | 846 |  | kWh | 0.296 | 0 | Commercial | [7 empty] | 15 | 0.7 |  |  |  | 0 | 0.79 | 0 | 0 | 0 | 0 | 0 | 0 | 0 | 0 | 0 | 0 | 2009 Qtr 1: 0; 2009 Qtr 2: 0; 2009 Qtr 3: 0; 2009 Qtr 4: 0.79; 2010 Qtr 1: 0; 2010 Qtr 2: 0; 2010 Qtr 3: 0; 2010 Qtr 4: 0; 2011 Qtr 1: 0; 2011 Qtr 2: 0; 2011 Qtr 3: 0; 2011 Qtr 4: 0 | 0.79
0 | 253006-Residential AC SEER 13 Early Ret. CZ 10, 14, or 15 |  | System | Residential | 26-SFM-ResidentialSingleFamily-SP_COOL | 0 |  |  |  |  | 549.5508 | 0 | 85 | 0 | 0 | 464.5508 | 291.643 |  | kWh | 0.32916 | 0.11379 | Residential |  | Winter Only | [5 empty] | 15 | 0.67 |  |  |  | 1 | 2 | 0 | 0 | 0 | 0 | 0 | 0 | 0 | 0 | 0 | 0 | 2009 Qtr 1: 0; 2009 Qtr 2: 0; 2009 Qtr 3: 0; 2009 Qtr 4: 2; 2010 Qtr 1: 0; 2010 Qtr 2: 0; 2010 Qtr 3: 0; 2010 Qtr 4: 0; 2011 Qtr 1: 0; 2011 Qtr 2: 0; 2011 Qtr 3: 0; 2011 Qtr 4: 0 | 2
0 | 253021-Res. Refr. Charge QI: Repl. on Failure CZ 6, 7 or 8 |  | System | Residential | 26-SFM-ResidentialSingleFamily-SP_COOL | 0 |  |  |  |  | 10.3583 | 0 | 16.6667 | 0 | 0 | -6.3084 | 57.1467 |  | kWh | 0.10312 | -0.050476 | Residential |  | Winter Only | [5 empty] | 10 | 0.78 |  |  |  | 0 | 3 | 0 | 0 | 0 | 0 | 0 | 0 | 0 | 0 | 0 | 0 | 2009 Qtr 1: 0; 2009 Qtr 2: 0; 2009 Qtr 3: 0; 2009 Qtr 4: 3; 2010 Qtr 1: 0; 2010 Qtr 2: 0; 2010 Qtr 3: 0; 2010 Qtr 4: 0; 2011 Qtr 1: 0; 2011 Qtr 2: 0; 2011 Qtr 3: 0; 2011 Qtr 4: 0 | 3
0 | 253021-Res. Refr. Charge QI: Repl. on Failure CZ 6, 7 or 8 |  | System | Residential | 26-SFM-ResidentialSingleFamily-SP_COOL | 0 |  |  |  |  | 10.3583 | 0 | 16.6667 | 0 | 0 | -6.3084 | 57.1467 |  | kWh | 0.10312 | -0.050476 | Residential |  | Winter Only | [5 empty] | 10 | 0.78 |  |  |  | 0 | 4 | 0 | 0 | 0 | 0 | 0 | 0 | 0 | 0 | 0 | 0 | 2009 Qtr 1: 0; 2009 Qtr 2: 0; 2009 Qtr 3: 0; 2009 Qtr 4: 4; 2010 Qtr 1: 0; 2010 Qtr 2: 0; 2010 Qtr 3: 0; 2010 Qtr 4: 0; 2011 Qtr 1: 0; 2011 Qtr 2: 0; 2011 Qtr 3: 0; 2011 Qtr 4: 0 | 4
0 | 253021-Res. Refr. Charge QI: Repl. on Failure CZ 6, 7 or 8 |  | System | Residential | 26-SFM-ResidentialSingleFamily-SP_COOL | 0 |  |  |  |  | 10.3583 | 0 | 16.6667 | 0 | 0 | -6.3084 | 57.1467 |  | kWh | 0.10312 | -0.050476 | Residential |  | Winter Only | [5 empty] | 10 | 0.78 |  |  |  | 0 | 4 | 0 | 0 | 0 | 0 | 0 | 0 | 0 | 0 | 0 | 0 | 2009 Qtr 1: 0; 2009 Qtr 2: 0; 2009 Qtr 3: 0; 2009 Qtr 4: 4; 2010 Qtr 1: 0; 2010 Qtr 2: 0; 2010 Qtr 3: 0; 2010 Qtr 4: 0; 2011 Qtr 1: 0; 2011 Qtr 2: 0; 2011 Qtr 3: 0; 2011 Qtr 4: 0 | 4
0 | 253006-Residential AC SEER 13 Early Ret. CZ 10, 14, or 15 |  | System | Residential | 26-SFM-ResidentialSingleFamily-SP_COOL | 0 |  |  |  |  | 549.5508 | 0 | 85 | 0 | 0 | 464.5508 | 291.643 |  | kWh | 0.32916 | 0.11379 | Residential |  | Winter Only | [5 empty] | 15 | 0.67 |  |  |  | 1 | 4 | 0 | 0 | 0 | 0 | 0 | 0 | 0 | 0 | 0 | 0 | 2009 Qtr 1: 0; 2009 Qtr 2: 0; 2009 Qtr 3: 0; 2009 Qtr 4: 4; 2010 Qtr 1: 0; 2010 Qtr 2: 0; 2010 Qtr 3: 0; 2010 Qtr 4: 0; 2011 Qtr 1: 0; 2011 Qtr 2: 0; 2011 Qtr 3: 0; 2011 Qtr 4: 0 | 4
0 | 253021-Res. Refr. Charge QI: Repl. on Failure CZ 6, 7 or 8 |  | System | Residential | 26-SFM-ResidentialSingleFamily-SP_COOL | 0 |  |  |  |  | 10.3583 | 0 | 16.6667 | 0 | 0 | -6.3084 | 57.1467 |  | kWh | 0.10312 | -0.050476 | Residential |  | Winter Only | [5 empty] | 10 | 0.78 |  |  |  | 0 | 3 | 0 | 0 | 0 | 0 | 0 | 0 | 0 | 0 | 0 | 0 | 2009 Qtr 1: 0; 2009 Qtr 2: 0; 2009 Qtr 3: 0; 2009 Qtr 4: 3; 2010 Qtr 1: 0; 2010 Qtr 2: 0; 2010 Qtr 3: 0; 2010 Qtr 4: 0; 2011 Qtr 1: 0; 2011 Qtr 2: 0; 2011 Qtr 3: 0; 2011 Qtr 4: 0 | 3
0 | 253021-Res. Refr. Charge QI: Repl. on Failure CZ 6, 7 or 8 |  | System | Residential | 26-SFM-ResidentialSingleFamily-SP_COOL | 0 |  |  |  |  | 10.3583 | 0 | 16.6667 | 0 | 0 | -6.3084 | 57.1467 |  | kWh | 0.10312 | -0.050476 | Residential |  | Winter Only | [5 empty] | 10 | 0.78 |  |  |  | 0 | 3 | 0 | 0 | 0 | 0 | 0 | 0 | 0 | 0 | 0 | 0 | 2009 Qtr 1: 0; 2009 Qtr 2: 0; 2009 Qtr 3: 0; 2009 Qtr 4: 3; 2010 Qtr 1: 0; 2010 Qtr 2: 0; 2010 Qtr 3: 0; 2010 Qtr 4: 0; 2011 Qtr 1: 0; 2011 Qtr 2: 0; 2011 Qtr 3: 0; 2011 Qtr 4: 0 | 3
0 | 253021-Res. Refr. Charge QI: Repl. on Failure CZ 6, 7 or 8 |  | System | Residential | 26-SFM-ResidentialSingleFamily-SP_COOL | 0 |  |  |  |  | 10.3583 | 0 | 16.6667 | 0 | 0 | -6.3084 | 57.1467 |  | kWh | 0.10312 | -0.050476 | Residential |  | Winter Only | [5 empty] | 10 | 0.78 |  |  |  | 0 | 5 | 0 | 0 | 0 | 0 | 0 | 0 | 0 | 0 | 0 | 0 | 2009 Qtr 1: 0; 2009 Qtr 2: 0; 2009 Qtr 3: 0; 2009 Qtr 4: 5; 2010 Qtr 1: 0; 2010 Qtr 2: 0; 2010 Qtr 3: 0; 2010 Qtr 4: 0; 2011 Qtr 1: 0; 2011 Qtr 2: 0; 2011 Qtr 3: 0; 2011 Qtr 4: 0 | 5
0 | 253021-Res. Refr. Charge QI: Repl. on Failure CZ 6, 7 or 8 |  | System | Residential | 26-SFM-ResidentialSingleFamily-SP_COOL | 0 |  |  |  |  | 10.3583 | 0 | 16.6667 | 0 | 0 | -6.3084 | 57.1467 |  | kWh | 0.10312 | -0.050476 | Residential |  | Winter Only | [5 empty] | 10 | 0.78 |  |  |  | 0 | 5 | 0 | 0 | 0 | 0 | 0 | 0 | 0 | 0 | 0 | 0 | 2009 Qtr 1: 0; 2009 Qtr 2: 0; 2009 Qtr 3: 0; 2009 Qtr 4: 5; 2010 Qtr 1: 0; 2010 Qtr 2: 0; 2010 Qtr 3: 0; 2010 Qtr 4: 0; 2011 Qtr 1: 0; 2011 Qtr 2: 0; 2011 Qtr 3: 0; 2011 Qtr 4: 0 | 5
0 | 253021-Res. Refr. Charge QI: Repl. on Failure CZ 6, 7 or 8 |  | System | Residential | 26-SFM-ResidentialSingleFamily-SP_COOL | 0 |  |  |  |  | 10.3583 | 0 | 16.6667 | 0 | 0 | -6.3084 | 57.1467 |  | kWh | 0.10312 | -0.050476 | Residential |  | Winter Only | [5 empty] | 10 | 0.78 |  |  |  | 0 | 3 | 0 | 0 | 0 | 0 | 0 | 0 | 0 | 0 | 0 | 0 | 2009 Qtr 1: 0; 2009 Qtr 2: 0; 2009 Qtr 3: 0; 2009 Qtr 4: 3; 2010 Qtr 1: 0; 2010 Qtr 2: 0; 2010 Qtr 3: 0; 2010 Qtr 4: 0; 2011 Qtr 1: 0; 2011 Qtr 2: 0; 2011 Qtr 3: 0; 2011 Qtr 4: 0 | 3
0 | 253021-Res. Refr. Charge QI: Repl. on Failure CZ 6, 7 or 8 |  | System | Residential | 26-SFM-ResidentialSingleFamily-SP_COOL | 0 |  |  |  |  | 10.3583 | 0 | 16.6667 | 0 | 0 | -6.3084 | 57.1467 |  | kWh | 0.10312 | -0.050476 | Residential |  | Winter Only | [5 empty] | 10 | 0.78 |  |  |  | 0 | 3 | 0 | 0 | 0 | 0 | 0 | 0 | 0 | 0 | 0 | 0 | 2009 Qtr 1: 0; 2009 Qtr 2: 0; 2009 Qtr 3: 0; 2009 Qtr 4: 3; 2010 Qtr 1: 0; 2010 Qtr 2: 0; 2010 Qtr 3: 0; 2010 Qtr 4: 0; 2011 Qtr 1: 0; 2011 Qtr 2: 0; 2011 Qtr 3: 0; 2011 Qtr 4: 0 | 3
0 | 253021-Res. Refr. Charge QI: Repl. on Failure CZ 6, 7 or 8 |  | System | Residential | 26-SFM-ResidentialSingleFamily-SP_COOL | 0 |  |  |  |  | 10.3583 | 0 | 16.6667 | 0 | 0 | -6.3084 | 57.1467 |  | kWh | 0.10312 | -0.050476 | Residential |  | Winter Only | [5 empty] | 10 | 0.78 |  |  |  | 0 | 3 | 0 | 0 | 0 | 0 | 0 | 0 | 0 | 0 | 0 | 0 | 2009 Qtr 1: 0; 2009 Qtr 2: 0; 2009 Qtr 3: 0; 2009 Qtr 4: 3; 2010 Qtr 1: 0; 2010 Qtr 2: 0; 2010 Qtr 3: 0; 2010 Qtr 4: 0; 2011 Qtr 1: 0; 2011 Qtr 2: 0; 2011 Qtr 3: 0; 2011 Qtr 4: 0 | 3
0 | 253021-Res. Refr. Charge QI: Repl. on Failure CZ 6, 7 or 8 |  | System | Residential | 26-SFM-ResidentialSingleFamily-SP_COOL | 0 |  |  |  |  | 10.3583 | 0 | 16.6667 | 0 | 0 | -6.3084 | 57.1467 |  | kWh | 0.10312 | -0.050476 | Residential |  | Winter Only | [5 empty] | 10 | 0.78 |  |  |  | 0 | 3 | 0 | 0 | 0 | 0 | 0 | 0 | 0 | 0 | 0 | 0 | 2009 Qtr 1: 0; 2009 Qtr 2: 0; 2009 Qtr 3: 0; 2009 Qtr 4: 3; 2010 Qtr 1: 0; 2010 Qtr 2: 0; 2010 Qtr 3: 0; 2010 Qtr 4: 0; 2011 Qtr 1: 0; 2011 Qtr 2: 0; 2011 Qtr 3: 0; 2011 Qtr 4: 0 | 3
0 | 253021-Res. Refr. Charge QI: Repl. on Failure CZ 6, 7 or 8 |  | System | Residential | 26-SFM-ResidentialSingleFamily-SP_COOL | 0 |  |  |  |  | 10.3583 | 0 | 16.6667 | 0 | 0 | -6.3084 | 57.1467 |  | kWh | 0.10312 | -0.050476 | Residential |  | Winter Only | [5 empty] | 10 | 0.78 |  |  |  | 0 | 5 | 0 | 0 | 0 | 0 | 0 | 0 | 0 | 0 | 0 | 0 | 2009 Qtr 1: 0; 2009 Qtr 2: 0; 2009 Qtr 3: 0; 2009 Qtr 4: 5; 2010 Qtr 1: 0; 2010 Qtr 2: 0; 2010 Qtr 3: 0; 2010 Qtr 4: 0; 2011 Qtr 1: 0; 2011 Qtr 2: 0; 2011 Qtr 3: 0; 2011 Qtr 4: 0 | 5
0 | 253021-Res. Refr. Charge QI: Repl. on Failure CZ 6, 7 or 8 |  | System | Residential | 26-SFM-ResidentialSingleFamily-SP_COOL | 0 |  |  |  |  | 10.3583 | 0 | 16.6667 | 0 | 0 | -6.3084 | 57.1467 |  | kWh | 0.10312 | -0.050476 | Residential |  | Winter Only | [5 empty] | 10 | 0.78 |  |  |  | 0 | 3 | 0 | 0 | 0 | 0 | 0 | 0 | 0 | 0 | 0 | 0 | 2009 Qtr 1: 0; 2009 Qtr 2: 0; 2009 Qtr 3: 0; 2009 Qtr 4: 3; 2010 Qtr 1: 0; 2010 Qtr 2: 0; 2010 Qtr 3: 0; 2010 Qtr 4: 0; 2011 Qtr 1: 0; 2011 Qtr 2: 0; 2011 Qtr 3: 0; 2011 Qtr 4: 0 | 3
0 | 253021-Res. Refr. Charge QI: Repl. on Failure CZ 6, 7 or 8 |  | System | Residential | 26-SFM-ResidentialSingleFamily-SP_COOL | 0 |  |  |  |  | 10.3583 | 0 | 16.6667 | 0 | 0 | -6.3084 | 57.1467 |  | kWh | 0.10312 | -0.050476 | Residential |  | Winter Only | [5 empty] | 10 | 0.78 |  |  |  | 0 | 3 | 0 | 0 | 0 | 0 | 0 | 0 | 0 | 0 | 0 | 0 | 2009 Qtr 1: 0; 2009 Qtr 2: 0; 2009 Qtr 3: 0; 2009 Qtr 4: 3; 2010 Qtr 1: 0; 2010 Qtr 2: 0; 2010 Qtr 3: 0; 2010 Qtr 4: 0; 2011 Qtr 1: 0; 2011 Qtr 2: 0; 2011 Qtr 3: 0; 2011 Qtr 4: 0 | 3
0 | 253021-Res. Refr. Charge QI: Repl. on Failure CZ 6, 7 or 8 |  | System | Residential | 26-SFM-ResidentialSingleFamily-SP_COOL | 0 |  |  |  |  | 10.3583 | 0 | 16.6667 | 0 | 0 | -6.3084 | 57.1467 |  | kWh | 0.10312 | -0.050476 | Residential |  | Winter Only | [5 empty] | 10 | 0.78 |  |  |  | 0 | 4 | 0 | 0 | 0 | 0 | 0 | 0 | 0 | 0 | 0 | 0 | 2009 Qtr 1: 0; 2009 Qtr 2: 0; 2009 Qtr 3: 0; 2009 Qtr 4: 4; 2010 Qtr 1: 0; 2010 Qtr 2: 0; 2010 Qtr 3: 0; 2010 Qtr 4: 0; 2011 Qtr 1: 0; 2011 Qtr 2: 0; 2011 Qtr 3: 0; 2011 Qtr 4: 0 | 4
0 | 253021-Res. Refr. Charge QI: Repl. on Failure CZ 6, 7 or 8 |  | System | Residential | 26-SFM-ResidentialSingleFamily-SP_COOL | 0 |  |  |  |  | 10.3583 | 0 | 16.6667 | 0 | 0 | -6.3084 | 57.1467 |  | kWh | 0.10312 | -0.050476 | Residential |  | Winter Only | [5 empty] | 10 | 0.78 |  |  |  | 0 | 4 | 0 | 0 | 0 | 0 | 0 | 0 | 0 | 0 | 0 | 0 | 2009 Qtr 1: 0; 2009 Qtr 2: 0; 2009 Qtr 3: 0; 2009 Qtr 4: 4; 2010 Qtr 1: 0; 2010 Qtr 2: 0; 2010 Qtr 3: 0; 2010 Qtr 4: 0; 2011 Qtr 1: 0; 2011 Qtr 2: 0; 2011 Qtr 3: 0; 2011 Qtr 4: 0 | 4
0 | 253021-Res. Refr. Charge QI: Repl. on Failure CZ 6, 7 or 8 |  | System | Residential | 26-SFM-ResidentialSingleFamily-SP_COOL | 0 |  |  |  |  | 10.3583 | 0 | 16.6667 | 0 | 0 | -6.3084 | 57.1467 |  | kWh | 0.10312 | -0.050476 | Residential |  | Winter Only | [5 empty] | 10 | 0.78 |  |  |  | 0 | 3 | 0 | 0 | 0 | 0 | 0 | 0 | 0 | 0 | 0 | 0 | 2009 Qtr 1: 0; 2009 Qtr 2: 0; 2009 Qtr 3: 0; 2009 Qtr 4: 3; 2010 Qtr 1: 0; 2010 Qtr 2: 0; 2010 Qtr 3: 0; 2010 Qtr 4: 0; 2011 Qtr 1: 0; 2011 Qtr 2: 0; 2011 Qtr 3: 0; 2011 Qtr 4: 0 | 3
0 | 253021-Res. Refr. Charge QI: Repl. on Failure CZ 6, 7 or 8 |  | System | Residential | 26-SFM-ResidentialSingleFamily-SP_COOL | 0 |  |  |  |  | 10.3583 | 0 | 16.6667 | 0 | 0 | -6.3084 | 57.1467 |  | kWh | 0.10312 | -0.050476 | Residential |  | Winter Only | [5 empty] | 10 | 0.78 |  |  |  | 0 | 3 | 0 | 0 | 0 | 0 | 0 | 0 | 0 | 0 | 0 | 0 | 2009 Qtr 1: 0; 2009 Qtr 2: 0; 2009 Qtr 3: 0; 2009 Qtr 4: 3; 2010 Qtr 1: 0; 2010 Qtr 2: 0; 2010 Qtr 3: 0; 2010 Qtr 4: 0; 2011 Qtr 1: 0; 2011 Qtr 2: 0; 2011 Qtr 3: 0; 2011 Qtr 4: 0 | 3
0 | 253021-Res. Refr. Charge QI: Repl. on Failure CZ 6, 7 or 8 |  | System | Residential | 26-SFM-ResidentialSingleFamily-SP_COOL | 0 |  |  |  |  | 10.3583 | 0 | 16.6667 | 0 | 0 | -6.3084 | 57.1467 |  | kWh | 0.10312 | -0.050476 | Residential |  | Winter Only | [5 empty] | 10 | 0.78 |  |  |  | 0 | 4 | 0 | 0 | 0 | 0 | 0 | 0 | 0 | 0 | 0 | 0 | 2009 Qtr 1: 0; 2009 Qtr 2: 0; 2009 Qtr 3: 0; 2009 Qtr 4: 4; 2010 Qtr 1: 0; 2010 Qtr 2: 0; 2010 Qtr 3: 0; 2010 Qtr 4: 0; 2011 Qtr 1: 0; 2011 Qtr 2: 0; 2011 Qtr 3: 0; 2011 Qtr 4: 0 | 4
0 | 253021-Res. Refr. Charge QI: Repl. on Failure CZ 6, 7 or 8 |  | System | Residential | 26-SFM-ResidentialSingleFamily-SP_COOL | 0 |  |  |  |  | 10.3583 | 0 | 16.6667 | 0 | 0 | -6.3084 | 57.1467 |  | kWh | 0.10312 | -0.050476 | Residential |  | Winter Only | [5 empty] | 10 | 0.78 |  |  |  | 0 | 4 | 0 | 0 | 0 | 0 | 0 | 0 | 0 | 0 | 0 | 0 | 2009 Qtr 1: 0; 2009 Qtr 2: 0; 2009 Qtr 3: 0; 2009 Qtr 4: 4; 2010 Qtr 1: 0; 2010 Qtr 2: 0; 2010 Qtr 3: 0; 2010 Qtr 4: 0; 2011 Qtr 1: 0; 2011 Qtr 2: 0; 2011 Qtr 3: 0; 2011 Qtr 4: 0 | 4
0 | 253021-Res. Refr. Charge QI: Repl. on Failure CZ 6, 7 or 8 |  | System | Residential | 26-SFM-ResidentialSingleFamily-SP_COOL | 0 |  |  |  |  | 10.3583 | 0 | 16.6667 | 0 | 0 | -6.3084 | 57.1467 |  | kWh | 0.10312 | -0.050476 | Residential |  | Winter Only | [5 empty] | 10 | 0.78 |  |  |  | 0 | 4 | 0 | 0 | 0 | 0 | 0 | 0 | 0 | 0 | 0 | 0 | 2009 Qtr 1: 0; 2009 Qtr 2: 0; 2009 Qtr 3: 0; 2009 Qtr 4: 4; 2010 Qtr 1: 0; 2010 Qtr 2: 0; 2010 Qtr 3: 0; 2010 Qtr 4: 0; 2011 Qtr 1: 0; 2011 Qtr 2: 0; 2011 Qtr 3: 0; 2011 Qtr 4: 0 | 4
0 | 253021-Res. Refr. Charge QI: Repl. on Failure CZ 6, 7 or 8 |  | System | Residential | 26-SFM-ResidentialSingleFamily-SP_COOL | 0 |  |  |  |  | 10.3583 | 0 | 16.6667 | 0 | 0 | -6.3084 | 57.1467 |  | kWh | 0.10312 | -0.050476 | Residential |  | Winter Only | [5 empty] | 10 | 0.78 |  |  |  | 0 | 4 | 0 | 0 | 0 | 0 | 0 | 0 | 0 | 0 | 0 | 0 | 2009 Qtr 1: 0; 2009 Qtr 2: 0; 2009 Qtr 3: 0; 2009 Qtr 4: 4; 2010 Qtr 1: 0; 2010 Qtr 2: 0; 2010 Qtr 3: 0; 2010 Qtr 4: 0; 2011 Qtr 1: 0; 2011 Qtr 2: 0; 2011 Qtr 3: 0; 2011 Qtr 4: 0 | 4
0 | 253021-Res. Refr. Charge QI: Repl. on Failure CZ 6, 7 or 8 |  | System | Residential | 26-SFM-ResidentialSingleFamily-SP_COOL | 0 |  |  |  |  | 10.3583 | 0 | 16.6667 | 0 | 0 | -6.3084 | 57.1467 |  | kWh | 0.10312 | -0.050476 | Residential |  | Winter Only | [5 empty] | 10 | 0.78 |  |  |  | 0 | 4 | 0 | 0 | 0 | 0 | 0 | 0 | 0 | 0 | 0 | 0 | 2009 Qtr 1: 0; 2009 Qtr 2: 0; 2009 Qtr 3: 0; 2009 Qtr 4: 4; 2010 Qtr 1: 0; 2010 Qtr 2: 0; 2010 Qtr 3: 0; 2010 Qtr 4: 0; 2011 Qtr 1: 0; 2011 Qtr 2: 0; 2011 Qtr 3: 0; 2011 Qtr 4: 0 | 4
0 | 253021-Res. Refr. Charge QI: Repl. on Failure CZ 6, 7 or 8 |  | System | Residential | 26-SFM-ResidentialSingleFamily-SP_COOL | 0 |  |  |  |  | 10.3583 | 0 | 16.6667 | 0 | 0 | -6.3084 | 57.1467 |  | kWh | 0.10312 | -0.050476 | Residential |  | Winter Only | [5 empty] | 10 | 0.78 |  |  |  | 0 | 4 | 0 | 0 | 0 | 0 | 0 | 0 | 0 | 0 | 0 | 0 | 2009 Qtr 1: 0; 2009 Qtr 2: 0; 2009 Qtr 3: 0; 2009 Qtr 4: 4; 2010 Qtr 1: 0; 2010 Qtr 2: 0; 2010 Qtr 3: 0; 2010 Qtr 4: 0; 2011 Qtr 1: 0; 2011 Qtr 2: 0; 2011 Qtr 3: 0; 2011 Qtr 4: 0 | 4
0 | 253021-Res. Refr. Charge QI: Repl. on Failure CZ 6, 7 or 8 |  | System | Residential | 26-SFM-ResidentialSingleFamily-SP_COOL | 0 |  |  |  |  | 10.3583 | 0 | 16.6667 | 0 | 0 | -6.3084 | 57.1467 |  | kWh | 0.10312 | -0.050476 | Residential |  | Winter Only | [5 empty] | 10 | 0.78 |  |  |  | 0 | 4 | 0 | 0 | 0 | 0 | 0 | 0 | 0 | 0 | 0 | 0 | 2009 Qtr 1: 0; 2009 Qtr 2: 0; 2009 Qtr 3: 0; 2009 Qtr 4: 4; 2010 Qtr 1: 0; 2010 Qtr 2: 0; 2010 Qtr 3: 0; 2010 Qtr 4: 0; 2011 Qtr 1: 0; 2011 Qtr 2: 0; 2011 Qtr 3: 0; 2011 Qtr 4: 0 | 4
0 | 253021-Res. Refr. Charge QI: Repl. on Failure CZ 6, 7 or 8 |  | System | Residential | 26-SFM-ResidentialSingleFamily-SP_COOL | 0 |  |  |  |  | 10.3583 | 0 | 16.6667 | 0 | 0 | -6.3084 | 57.1467 |  | kWh | 0.10312 | -0.050476 | Residential |  | Winter Only | [5 empty] | 10 | 0.78 |  |  |  | 0 | 4 | 0 | 0 | 0 | 0 | 0 | 0 | 0 | 0 | 0 | 0 | 2009 Qtr 1: 0; 2009 Qtr 2: 0; 2009 Qtr 3: 0; 2009 Qtr 4: 4; 2010 Qtr 1: 0; 2010 Qtr 2: 0; 2010 Qtr 3: 0; 2010 Qtr 4: 0; 2011 Qtr 1: 0; 2011 Qtr 2: 0; 2011 Qtr 3: 0; 2011 Qtr 4: 0 | 4
0 | 253021-Res. Refr. Charge QI: Repl. on Failure CZ 6, 7 or 8 |  | System | Residential | 26-SFM-ResidentialSingleFamily-SP_COOL | 0 |  |  |  |  | 10.3583 | 0 | 16.6667 | 0 | 0 | -6.3084 | 57.1467 |  | kWh | 0.10312 | -0.050476 | Residential |  | Winter Only | [5 empty] | 10 | 0.78 |  |  |  | 0 | 4 | 0 | 0 | 0 | 0 | 0 | 0 | 0 | 0 | 0 | 0 | 2009 Qtr 1: 0; 2009 Qtr 2: 0; 2009 Qtr 3: 0; 2009 Qtr 4: 4; 2010 Qtr 1: 0; 2010 Qtr 2: 0; 2010 Qtr 3: 0; 2010 Qtr 4: 0; 2011 Qtr 1: 0; 2011 Qtr 2: 0; 2011 Qtr 3: 0; 2011 Qtr 4: 0 | 4
0 | 253005-Residential AC SEER 13 Early Ret. CZ 6, 7 or 8 |  | System | Residential | 26-SFM-ResidentialSingleFamily-SP_COOL | 0 |  |  |  |  | 549.5508 | 0 | 30 | 0 | 0 | 519.5508 | 169.092 |  | kWh | 0.32706 | 0.20484 | Residential |  | Winter Only | [5 empty] | 15 | 0.67 |  |  |  | 1 | 4 | 0 | 0 | 0 | 0 | 0 | 0 | 0 | 0 | 0 | 0 | 2009 Qtr 1: 0; 2009 Qtr 2: 0; 2009 Qtr 3: 0; 2009 Qtr 4: 4; 2010 Qtr 1: 0; 2010 Qtr 2: 0; 2010 Qtr 3: 0; 2010 Qtr 4: 0; 2011 Qtr 1: 0; 2011 Qtr 2: 0; 2011 Qtr 3: 0; 2011 Qtr 4: 0 | 4
0 | 253006-Residential AC SEER 13 Early Ret. CZ 10, 14, or 15 |  | System | Residential | 26-SFM-ResidentialSingleFamily-SP_COOL | 0 |  |  |  |  | 549.5508 | 0 | 85 | 0 | 0 | 464.5508 | 291.643 |  | kWh | 0.32916 | 0.11379 | Residential |  | Winter Only | [5 empty] | 15 | 0.67 |  |  |  | 1 | 4 | 0 | 0 | 0 | 0 | 0 | 0 | 0 | 0 | 0 | 0 | 2009 Qtr 1: 0; 2009 Qtr 2: 0; 2009 Qtr 3: 0; 2009 Qtr 4: 4; 2010 Qtr 1: 0; 2010 Qtr 2: 0; 2010 Qtr 3: 0; 2010 Qtr 4: 0; 2011 Qtr 1: 0; 2011 Qtr 2: 0; 2011 Qtr 3: 0; 2011 Qtr 4: 0 | 4
0 | 253073-Comm. AC 240k to 759k ER |  | System | Commercial | 01-ALC-AllCommercial-Cooling | 0 |  |  |  |  | 649.6286 | 0 | 80 | 0 | 0 | 569.6286 | 208.977 |  | kWh | 0.15018 | 0 | Commercial | [7 empty] | 15 | 0.7 |  |  |  | 1 | 60 | 0 | 0 | 0 | 0 | 0 | 0 | 0 | 0 | 0 | 0 | 2009 Qtr 1: 0; 2009 Qtr 2: 0; 2009 Qtr 3: 0; 2009 Qtr 4: 60; 2010 Qtr 1: 0; 2010 Qtr 2: 0; 2010 Qtr 3: 0; 2010 Qtr 4: 0; 2011 Qtr 1: 0; 2011 Qtr 2: 0; 2011 Qtr 3: 0; 2011 Qtr 4: 0 | 60
0 | 253002-Residential AC SEER 14 CZ 10, 14, or 15 |  | System | Residential | 26-SFM-ResidentialSingleFamily-SP_COOL | 0 |  |  |  |  | 92.6187 | 0 | 42.85 | 0 | 0 | 49.7687 | 322.849 |  | kWh | 0.37218 | 0.40228 | Residential |  | Winter Only | [5 empty] | 15 | 0.67 |  |  |  | 1 | 5 | 0 | 0 | 0 | 0 | 0 | 0 | 0 | 0 | 0 | 0 | 2009 Qtr 1: 0; 2009 Qtr 2: 0; 2009 Qtr 3: 0; 2009 Qtr 4: 5; 2010 Qtr 1: 0; 2010 Qtr 2: 0; 2010 Qtr 3: 0; 2010 Qtr 4: 0; 2011 Qtr 1: 0; 2011 Qtr 2: 0; 2011 Qtr 3: 0; 2011 Qtr 4: 0 | 5
0 | 253002-Residential AC SEER 14 CZ 10, 14, or 15 |  | System | Residential | 26-SFM-ResidentialSingleFamily-SP_COOL | 0 |  |  |  |  | 92.6187 | 0 | 42.85 | 0 | 0 | 49.7687 | 322.849 |  | kWh | 0.37218 | 0.40228 | Residential |  | Winter Only | [5 empty] | 15 | 0.67 |  |  |  | 1 | 4 | 0 | 0 | 0 | 0 | 0 | 0 | 0 | 0 | 0 | 0 | 2009 Qtr 1: 0; 2009 Qtr 2: 0; 2009 Qtr 3: 0; 2009 Qtr 4: 4; 2010 Qtr 1: 0; 2010 Qtr 2: 0; 2010 Qtr 3: 0; 2010 Qtr 4: 0; 2011 Qtr 1: 0; 2011 Qtr 2: 0; 2011 Qtr 3: 0; 2011 Qtr 4: 0 | 4
0 | 253033-Comm. AC <65k three phase unitary |  | System | Commercial | 01-ALC-AllCommercial-Cooling | 0 |  |  |  |  | 790.4043 | 0 | 50 | 0 | 0 | 740.4043 | 280.46 |  | kWh | 0.19186 | 0 | Commercial | [7 empty] | 15 | 0.5 |  |  |  | 1 | 3 | 0 | 0 | 0 | 0 | 0 | 0 | 0 | 0 | 0 | 0 | 2009 Qtr 1: 0; 2009 Qtr 2: 0; 2009 Qtr 3: 0; 2009 Qtr 4: 3; 2010 Qtr 1: 0; 2010 Qtr 2: 0; 2010 Qtr 3: 0; 2010 Qtr 4: 0; 2011 Qtr 1: 0; 2011 Qtr 2: 0; 2011 Qtr 3: 0; 2011 Qtr 4: 0 | 3
0 | 253033-Comm. AC <65k three phase unitary |  | System | Commercial | 01-ALC-AllCommercial-Cooling | 0 |  |  |  |  | 790.4043 | 0 | 50 | 0 | 0 | 740.4043 | 280.46 |  | kWh | 0.19186 | 0 | Commercial | [7 empty] | 15 | 0.5 |  |  |  | 1 | 3 | 0 | 0 | 0 | 0 | 0 | 0 | 0 | 0 | 0 | 0 | 2009 Qtr 1: 0; 2009 Qtr 2: 0; 2009 Qtr 3: 0; 2009 Qtr 4: 3; 2010 Qtr 1: 0; 2010 Qtr 2: 0; 2010 Qtr 3: 0; 2010 Qtr 4: 0; 2011 Qtr 1: 0; 2011 Qtr 2: 0; 2011 Qtr 3: 0; 2011 Qtr 4: 0 | 3
0 | 253033-Comm. AC <65k three phase unitary |  | System | Commercial | 01-ALC-AllCommercial-Cooling | 0 |  |  |  |  | 790.4043 | 0 | 50 | 0 | 0 | 740.4043 | 280.46 |  | kWh | 0.19186 | 0 | Commercial | [7 empty] | 15 | 0.5 |  |  |  | 1 | 4 | 0 | 0 | 0 | 0 | 0 | 0 | 0 | 0 | 0 | 0 | 2009 Qtr 1: 0; 2009 Qtr 2: 0; 2009 Qtr 3: 0; 2009 Qtr 4: 4; 2010 Qtr 1: 0; 2010 Qtr 2: 0; 2010 Qtr 3: 0; 2010 Qtr 4: 0; 2011 Qtr 1: 0; 2011 Qtr 2: 0; 2011 Qtr 3: 0; 2011 Qtr 4: 0 | 4
0 | 253067-Comm. AC <65k three phase unitary ER |  | System | Commercial | 01-ALC-AllCommercial-Cooling | 0 |  |  |  |  | 790.4043 | 0 | 85 | 0 | 0 | 705.4043 | 280.46 |  | kWh | 0.19186 | 0 | Commercial | [7 empty] | 15 | 0.5 |  |  |  | 1 | 5 | 0 | 0 | 0 | 0 | 0 | 0 | 0 | 0 | 0 | 0 | 2009 Qtr 1: 0; 2009 Qtr 2: 0; 2009 Qtr 3: 0; 2009 Qtr 4: 5; 2010 Qtr 1: 0; 2010 Qtr 2: 0; 2010 Qtr 3: 0; 2010 Qtr 4: 0; 2011 Qtr 1: 0; 2011 Qtr 2: 0; 2011 Qtr 3: 0; 2011 Qtr 4: 0 | 5
0 | 253067-Comm. AC <65k three phase unitary ER |  | System | Commercial | 01-ALC-AllCommercial-Cooling | 0 |  |  |  |  | 790.4043 | 0 | 85 | 0 | 0 | 705.4043 | 280.46 |  | kWh | 0.19186 | 0 | Commercial | [7 empty] | 15 | 0.5 |  |  |  | 1 | 5 | 0 | 0 | 0 | 0 | 0 | 0 | 0 | 0 | 0 | 0 | 2009 Qtr 1: 0; 2009 Qtr 2: 0; 2009 Qtr 3: 0; 2009 Qtr 4: 5; 2010 Qtr 1: 0; 2010 Qtr 2: 0; 2010 Qtr 3: 0; 2010 Qtr 4: 0; 2011 Qtr 1: 0; 2011 Qtr 2: 0; 2011 Qtr 3: 0; 2011 Qtr 4: 0 | 5
0 | 253067-Comm. AC <65k three phase unitary ER |  | System | Commercial | 01-ALC-AllCommercial-Cooling | 0 |  |  |  |  | 790.4043 | 0 | 85 | 0 | 0 | 705.4043 | 280.46 |  | kWh | 0.19186 | 0 | Commercial | [7 empty] | 15 | 0.5 |  |  |  | 1 | 5 | 0 | 0 | 0 | 0 | 0 | 0 | 0 | 0 | 0 | 0 | 2009 Qtr 1: 0; 2009 Qtr 2: 0; 2009 Qtr 3: 0; 2009 Qtr 4: 5; 2010 Qtr 1: 0; 2010 Qtr 2: 0; 2010 Qtr 3: 0; 2010 Qtr 4: 0; 2011 Qtr 1: 0; 2011 Qtr 2: 0; 2011 Qtr 3: 0; 2011 Qtr 4: 0 | 5
0 | 253047-Comm. HP <65k three phase split w/o QI |  | System | Commercial | 01-ALC-AllCommercial-Cooling | 0 |  |  |  |  | 549.6826 | 0 | 30 | 0 | 0 | 519.6826 | 249.733 |  | kWh | 0.098359 | 0 | Commercial | [7 empty] | 15 | 0.5 |  |  |  | 1 | 5 | 0 | 0 | 0 | 0 | 0 | 0 | 0 | 0 | 0 | 0 | 2009 Qtr 1: 0; 2009 Qtr 2: 0; 2009 Qtr 3: 0; 2009 Qtr 4: 5; 2010 Qtr 1: 0; 2010 Qtr 2: 0; 2010 Qtr 3: 0; 2010 Qtr 4: 0; 2011 Qtr 1: 0; 2011 Qtr 2: 0; 2011 Qtr 3: 0; 2011 Qtr 4: 0 | 5
0 | 253047-Comm. HP <65k three phase split w/o QI |  | System | Commercial | 01-ALC-AllCommercial-Cooling | 0 |  |  |  |  | 549.6826 | 0 | 30 | 0 | 0 | 519.6826 | 249.733 |  | kWh | 0.098359 | 0 | Commercial | [7 empty] | 15 | 0.5 |  |  |  | 1 | 5 | 0 | 0 | 0 | 0 | 0 | 0 | 0 | 0 | 0 | 0 | 2009 Qtr 1: 0; 2009 Qtr 2: 0; 2009 Qtr 3: 0; 2009 Qtr 4: 5; 2010 Qtr 1: 0; 2010 Qtr 2: 0; 2010 Qtr 3: 0; 2010 Qtr 4: 0; 2011 Qtr 1: 0; 2011 Qtr 2: 0; 2011 Qtr 3: 0; 2011 Qtr 4: 0 | 5
0 | 253047-Comm. HP <65k three phase split w/o QI |  | System | Commercial | 01-ALC-AllCommercial-Cooling | 0 |  |  |  |  | 549.6826 | 0 | 30 | 0 | 0 | 519.6826 | 249.733 |  | kWh | 0.098359 | 0 | Commercial | [7 empty] | 15 | 0.5 |  |  |  | 1 | 5 | 0 | 0 | 0 | 0 | 0 | 0 | 0 | 0 | 0 | 0 | 2009 Qtr 1: 0; 2009 Qtr 2: 0; 2009 Qtr 3: 0; 2009 Qtr 4: 5; 2010 Qtr 1: 0; 2010 Qtr 2: 0; 2010 Qtr 3: 0; 2010 Qtr 4: 0; 2011 Qtr 1: 0; 2011 Qtr 2: 0; 2011 Qtr 3: 0; 2011 Qtr 4: 0 | 5
0 | 253047-Comm. HP <65k three phase split w/o QI |  | System | Commercial | 01-ALC-AllCommercial-Cooling | 0 |  |  |  |  | 549.6826 | 0 | 30 | 0 | 0 | 519.6826 | 249.733 |  | kWh | 0.098359 | 0 | Commercial | [7 empty] | 15 | 0.5 |  |  |  | 1 | 5 | 0 | 0 | 0 | 0 | 0 | 0 | 0 | 0 | 0 | 0 | 2009 Qtr 1: 0; 2009 Qtr 2: 0; 2009 Qtr 3: 0; 2009 Qtr 4: 5; 2010 Qtr 1: 0; 2010 Qtr 2: 0; 2010 Qtr 3: 0; 2010 Qtr 4: 0; 2011 Qtr 1: 0; 2011 Qtr 2: 0; 2011 Qtr 3: 0; 2011 Qtr 4: 0 | 5
0 | 253047-Comm. HP <65k three phase split w/o QI |  | System | Commercial | 01-ALC-AllCommercial-Cooling | 0 |  |  |  |  | 549.6826 | 0 | 30 | 0 | 0 | 519.6826 | 249.733 |  | kWh | 0.098359 | 0 | Commercial | [7 empty] | 15 | 0.5 |  |  |  | 1 | 5 | 0 | 0 | 0 | 0 | 0 | 0 | 0 | 0 | 0 | 0 | 2009 Qtr 1: 0; 2009 Qtr 2: 0; 2009 Qtr 3: 0; 2009 Qtr 4: 5; 2010 Qtr 1: 0; 2010 Qtr 2: 0; 2010 Qtr 3: 0; 2010 Qtr 4: 0; 2011 Qtr 1: 0; 2011 Qtr 2: 0; 2011 Qtr 3: 0; 2011 Qtr 4: 0 | 5
0 | 253047-Comm. HP <65k three phase split w/o QI |  | System | Commercial | 01-ALC-AllCommercial-Cooling | 0 |  |  |  |  | 549.6826 | 0 | 30 | 0 | 0 | 519.6826 | 249.733 |  | kWh | 0.098359 | 0 | Commercial | [7 empty] | 15 | 0.5 |  |  |  | 1 | 5 | 0 | 0 | 0 | 0 | 0 | 0 | 0 | 0 | 0 | 0 | 2009 Qtr 1: 0; 2009 Qtr 2: 0; 2009 Qtr 3: 0; 2009 Qtr 4: 5; 2010 Qtr 1: 0; 2010 Qtr 2: 0; 2010 Qtr 3: 0; 2010 Qtr 4: 0; 2011 Qtr 1: 0; 2011 Qtr 2: 0; 2011 Qtr 3: 0; 2011 Qtr 4: 0 | 5
0 | 253047-Comm. HP <65k three phase split w/o QI |  | System | Commercial | 01-ALC-AllCommercial-Cooling | 0 |  |  |  |  | 549.6826 | 0 | 30 | 0 | 0 | 519.6826 | 249.733 |  | kWh | 0.098359 | 0 | Commercial | [7 empty] | 15 | 0.5 |  |  |  | 1 | 5 | 0 | 0 | 0 | 0 | 0 | 0 | 0 | 0 | 0 | 0 | 2009 Qtr 1: 0; 2009 Qtr 2: 0; 2009 Qtr 3: 0; 2009 Qtr 4: 5; 2010 Qtr 1: 0; 2010 Qtr 2: 0; 2010 Qtr 3: 0; 2010 Qtr 4: 0; 2011 Qtr 1: 0; 2011 Qtr 2: 0; 2011 Qtr 3: 0; 2011 Qtr 4: 0 | 5
0 | 253068-Comm. AC <65k three phase unitary ER |  | System | Commercial | 01-ALC-AllCommercial-Cooling | 0 |  |  |  |  | 790.4043 | 0 | 85 | 0 | 0 | 705.4043 | 350.672 |  | kWh | 0.27371 | 0 | Commercial | [7 empty] | 15 | 0.5 |  |  |  | 1 | 5 | 0 | 0 | 0 | 0 | 0 | 0 | 0 | 0 | 0 | 0 | 2009 Qtr 1: 0; 2009 Qtr 2: 0; 2009 Qtr 3: 0; 2009 Qtr 4: 5; 2010 Qtr 1: 0; 2010 Qtr 2: 0; 2010 Qtr 3: 0; 2010 Qtr 4: 0; 2011 Qtr 1: 0; 2011 Qtr 2: 0; 2011 Qtr 3: 0; 2011 Qtr 4: 0 | 5
0 | 253084-Comm. HP <65k three phase split w/o QI ER |  | System | Commercial | 01-ALC-AllCommercial-Cooling | 0 |  |  |  |  | 549.6826 | 0 | 80 | 0 | 0 | 469.6826 | 302.892 |  | kWh | 0.14152 | 0 | Commercial | [7 empty] | 15 | 0.5 |  |  |  | 1 | 5 | 0 | 0 | 0 | 0 | 0 | 0 | 0 | 0 | 0 | 0 | 2009 Qtr 1: 0; 2009 Qtr 2: 0; 2009 Qtr 3: 0; 2009 Qtr 4: 5; 2010 Qtr 1: 0; 2010 Qtr 2: 0; 2010 Qtr 3: 0; 2010 Qtr 4: 0; 2011 Qtr 1: 0; 2011 Qtr 2: 0; 2011 Qtr 3: 0; 2011 Qtr 4: 0 | 5
0 | 253047-Comm. HP <65k three phase split w/o QI |  | System | Commercial | 01-ALC-AllCommercial-Cooling | 0 |  |  |  |  | 549.6826 | 0 | 30 | 0 | 0 | 519.6826 | 249.733 |  | kWh | 0.098359 | 0 | Commercial | [7 empty] | 15 | 0.5 |  |  |  | 1 | 3 | 0 | 0 | 0 | 0 | 0 | 0 | 0 | 0 | 0 | 0 | 2009 Qtr 1: 0; 2009 Qtr 2: 0; 2009 Qtr 3: 0; 2009 Qtr 4: 3; 2010 Qtr 1: 0; 2010 Qtr 2: 0; 2010 Qtr 3: 0; 2010 Qtr 4: 0; 2011 Qtr 1: 0; 2011 Qtr 2: 0; 2011 Qtr 3: 0; 2011 Qtr 4: 0 | 3
0 | 253047-Comm. HP <65k three phase split w/o QI |  | System | Commercial | 01-ALC-AllCommercial-Cooling | 0 |  |  |  |  | 549.6826 | 0 | 60 | 0 | 0 | 489.6826 | 249.733 |  | kWh | 0.098359 | 0 | Commercial | [7 empty] | 15 | 0.5 |  |  |  | 1 | 5 | 0 | 0 | 0 | 0 | 0 | 0 | 0 | 0 | 0 | 0 | 2009 Qtr 1: 0; 2009 Qtr 2: 0; 2009 Qtr 3: 0; 2009 Qtr 4: 5; 2010 Qtr 1: 0; 2010 Qtr 2: 0; 2010 Qtr 3: 0; 2010 Qtr 4: 0; 2011 Qtr 1: 0; 2011 Qtr 2: 0; 2011 Qtr 3: 0; 2011 Qtr 4: 0 | 5
0 | 253047-Comm. HP <65k three phase split w/o QI |  | System | Commercial | 01-ALC-AllCommercial-Cooling | 0 |  |  |  |  | 549.6826 | 0 | 30 | 0 | 0 | 519.6826 | 249.733 |  | kWh | 0.098359 | 0 | Commercial | [7 empty] | 15 | 0.5 |  |  |  | 1 | 5 | 0 | 0 | 0 | 0 | 0 | 0 | 0 | 0 | 0 | 0 | 2009 Qtr 1: 0; 2009 Qtr 2: 0; 2009 Qtr 3: 0; 2009 Qtr 4: 5; 2010 Qtr 1: 0; 2010 Qtr 2: 0; 2010 Qtr 3: 0; 2010 Qtr 4: 0; 2011 Qtr 1: 0; 2011 Qtr 2: 0; 2011 Qtr 3: 0; 2011 Qtr 4: 0 | 5
0 | 253036-Comm. AC 65k to 134k |  | System | Commercial | 01-ALC-AllCommercial-Cooling | 0 |  |  |  |  | 757.3824 | 0 | 45 | 0 | 0 | 712.3824 | 467.632 |  | kWh | 0.37183 | 0 | Commercial | [7 empty] | 15 | 0.7 |  |  |  | 1 | 10 | 0 | 0 | 0 | 0 | 0 | 0 | 0 | 0 | 0 | 0 | 2009 Qtr 1: 0; 2009 Qtr 2: 0; 2009 Qtr 3: 0; 2009 Qtr 4: 10; 2010 Qtr 1: 0; 2010 Qtr 2: 0; 2010 Qtr 3: 0; 2010 Qtr 4: 0; 2011 Qtr 1: 0; 2011 Qtr 2: 0; 2011 Qtr 3: 0; 2011 Qtr 4: 0 | 10
0 | 253036-Comm. AC 65k to 134k |  | System | Commercial | 01-ALC-AllCommercial-Cooling | 0 |  |  |  |  | 757.3824 | 0 | 45 | 0 | 0 | 712.3824 | 467.632 |  | kWh | 0.37183 | 0 | Commercial | [7 empty] | 15 | 0.7 |  |  |  | 1 | 10 | 0 | 0 | 0 | 0 | 0 | 0 | 0 | 0 | 0 | 0 | 2009 Qtr 1: 0; 2009 Qtr 2: 0; 2009 Qtr 3: 0; 2009 Qtr 4: 10; 2010 Qtr 1: 0; 2010 Qtr 2: 0; 2010 Qtr 3: 0; 2010 Qtr 4: 0; 2011 Qtr 1: 0; 2011 Qtr 2: 0; 2011 Qtr 3: 0; 2011 Qtr 4: 0 | 10
0 | 253036-Comm. AC 65k to 134k |  | System | Commercial | 01-ALC-AllCommercial-Cooling | 0 |  |  |  |  | 757.3824 | 0 | 96.4286 | 0 | 0 | 660.9538 | 467.632 |  | kWh | 0.37183 | 0 | Commercial | [7 empty] | 15 | 0.7 |  |  |  | 1 | 7 | 0 | 0 | 0 | 0 | 0 | 0 | 0 | 0 | 0 | 0 | 2009 Qtr 1: 0; 2009 Qtr 2: 0; 2009 Qtr 3: 0; 2009 Qtr 4: 7; 2010 Qtr 1: 0; 2010 Qtr 2: 0; 2010 Qtr 3: 0; 2010 Qtr 4: 0; 2011 Qtr 1: 0; 2011 Qtr 2: 0; 2011 Qtr 3: 0; 2011 Qtr 4: 0 | 7
0 | 253036-Comm. AC 65k to 134k |  | System | Commercial | 01-ALC-AllCommercial-Cooling | 0 |  |  |  |  | 757.3824 | 0 | 96.4286 | 0 | 0 | 660.9538 | 467.632 |  | kWh | 0.37183 | 0 | Commercial | [7 empty] | 15 | 0.7 |  |  |  | 1 | 7 | 0 | 0 | 0 | 0 | 0 | 0 | 0 | 0 | 0 | 0 | 2009 Qtr 1: 0; 2009 Qtr 2: 0; 2009 Qtr 3: 0; 2009 Qtr 4: 7; 2010 Qtr 1: 0; 2010 Qtr 2: 0; 2010 Qtr 3: 0; 2010 Qtr 4: 0; 2011 Qtr 1: 0; 2011 Qtr 2: 0; 2011 Qtr 3: 0; 2011 Qtr 4: 0 | 7
0 | 253036-Comm. AC 65k to 134k |  | System | Commercial | 01-ALC-AllCommercial-Cooling | 0 |  |  |  |  | 757.3824 | 0 | 95.625 | 0 | 0 | 661.7574 | 467.632 |  | kWh | 0.37183 | 0 | Commercial | [7 empty] | 15 | 0.7 |  |  |  | 1 | 8 | 0 | 0 | 0 | 0 | 0 | 0 | 0 | 0 | 0 | 0 | 2009 Qtr 1: 0; 2009 Qtr 2: 0; 2009 Qtr 3: 0; 2009 Qtr 4: 8; 2010 Qtr 1: 0; 2010 Qtr 2: 0; 2010 Qtr 3: 0; 2010 Qtr 4: 0; 2011 Qtr 1: 0; 2011 Qtr 2: 0; 2011 Qtr 3: 0; 2011 Qtr 4: 0 | 8
0 | 253036-Comm. AC 65k to 134k |  | System | Commercial | 01-ALC-AllCommercial-Cooling | 0 |  |  |  |  | 757.3824 | 0 | 95.625 | 0 | 0 | 661.7574 | 467.632 |  | kWh | 0.37183 | 0 | Commercial | [7 empty] | 15 | 0.7 |  |  |  | 1 | 8 | 0 | 0 | 0 | 0 | 0 | 0 | 0 | 0 | 0 | 0 | 2009 Qtr 1: 0; 2009 Qtr 2: 0; 2009 Qtr 3: 0; 2009 Qtr 4: 8; 2010 Qtr 1: 0; 2010 Qtr 2: 0; 2010 Qtr 3: 0; 2010 Qtr 4: 0; 2011 Qtr 1: 0; 2011 Qtr 2: 0; 2011 Qtr 3: 0; 2011 Qtr 4: 0 | 8
0 | 253069-Comm. AC 65k to 134k ER |  | System | Commercial | 01-ALC-AllCommercial-Cooling | 0 |  |  |  |  | 757.3824 | 0 | 150 | 0 | 0 | 607.3824 | 361.554 |  | kWh | 0.25974 | 0 | Commercial | [7 empty] | 15 | 0.7 |  |  |  | 1 | 10 | 0 | 0 | 0 | 0 | 0 | 0 | 0 | 0 | 0 | 0 | 2009 Qtr 1: 0; 2009 Qtr 2: 0; 2009 Qtr 3: 0; 2009 Qtr 4: 10; 2010 Qtr 1: 0; 2010 Qtr 2: 0; 2010 Qtr 3: 0; 2010 Qtr 4: 0; 2011 Qtr 1: 0; 2011 Qtr 2: 0; 2011 Qtr 3: 0; 2011 Qtr 4: 0 | 10
0 | 253069-Comm. AC 65k to 134k ER |  | System | Commercial | 01-ALC-AllCommercial-Cooling | 0 |  |  |  |  | 757.3824 | 0 | 150 | 0 | 0 | 607.3824 | 361.554 |  | kWh | 0.25974 | 0 | Commercial | [7 empty] | 15 | 0.7 |  |  |  | 1 | 10 | 0 | 0 | 0 | 0 | 0 | 0 | 0 | 0 | 0 | 0 | 2009 Qtr 1: 0; 2009 Qtr 2: 0; 2009 Qtr 3: 0; 2009 Qtr 4: 10; 2010 Qtr 1: 0; 2010 Qtr 2: 0; 2010 Qtr 3: 0; 2010 Qtr 4: 0; 2011 Qtr 1: 0; 2011 Qtr 2: 0; 2011 Qtr 3: 0; 2011 Qtr 4: 0 | 10
0 | 253036-Comm. AC 65k to 134k |  | System | Commercial | 01-ALC-AllCommercial-Cooling | 0 |  |  |  |  | 757.3824 | 0 | 47.8125 | 0 | 0 | 709.5699 | 467.632 |  | kWh | 0.37183 | 0 | Commercial | [7 empty] | 15 | 0.7 |  |  |  | 1 | 8 | 0 | 0 | 0 | 0 | 0 | 0 | 0 | 0 | 0 | 0 | 2009 Qtr 1: 0; 2009 Qtr 2: 0; 2009 Qtr 3: 0; 2009 Qtr 4: 8; 2010 Qtr 1: 0; 2010 Qtr 2: 0; 2010 Qtr 3: 0; 2010 Qtr 4: 0; 2011 Qtr 1: 0; 2011 Qtr 2: 0; 2011 Qtr 3: 0; 2011 Qtr 4: 0 | 8
0 | 253036-Comm. AC 65k to 134k |  | System | Commercial | 01-ALC-AllCommercial-Cooling | 0 |  |  |  |  | 757.3824 | 0 | 47.8125 | 0 | 0 | 709.5699 | 467.632 |  | kWh | 0.37183 | 0 | Commercial | [7 empty] | 15 | 0.7 |  |  |  | 1 | 8 | 0 | 0 | 0 | 0 | 0 | 0 | 0 | 0 | 0 | 0 | 2009 Qtr 1: 0; 2009 Qtr 2: 0; 2009 Qtr 3: 0; 2009 Qtr 4: 8; 2010 Qtr 1: 0; 2010 Qtr 2: 0; 2010 Qtr 3: 0; 2010 Qtr 4: 0; 2011 Qtr 1: 0; 2011 Qtr 2: 0; 2011 Qtr 3: 0; 2011 Qtr 4: 0 | 8
0 | 253051-Comm. HP 65k to 134k |  | System | Commercial | 01-ALC-AllCommercial-Cooling | 0 |  |  |  |  | 1020.2447 | 0 | 47.8125 | 0 | 0 | 972.4322 | 326.728 |  | kWh | 0.15696 | 0 | Commercial | [7 empty] | 15 | 0.7 |  |  |  | 1 | 8 | 0 | 0 | 0 | 0 | 0 | 0 | 0 | 0 | 0 | 0 | 2009 Qtr 1: 0; 2009 Qtr 2: 0; 2009 Qtr 3: 0; 2009 Qtr 4: 8; 2010 Qtr 1: 0; 2010 Qtr 2: 0; 2010 Qtr 3: 0; 2010 Qtr 4: 0; 2011 Qtr 1: 0; 2011 Qtr 2: 0; 2011 Qtr 3: 0; 2011 Qtr 4: 0 | 8
0 | 253035-Comm. AC 65k to 134k |  | System | Commercial | 01-ALC-AllCommercial-Cooling | 0 |  |  |  |  | 757.3824 | 0 | 45 | 0 | 0 | 712.3824 | 361.554 |  | kWh | 0.25974 | 0 | Commercial | [7 empty] | 15 | 0.7 |  |  |  | 1 | 10 | 0 | 0 | 0 | 0 | 0 | 0 | 0 | 0 | 0 | 0 | 2009 Qtr 1: 0; 2009 Qtr 2: 0; 2009 Qtr 3: 0; 2009 Qtr 4: 10; 2010 Qtr 1: 0; 2010 Qtr 2: 0; 2010 Qtr 3: 0; 2010 Qtr 4: 0; 2011 Qtr 1: 0; 2011 Qtr 2: 0; 2011 Qtr 3: 0; 2011 Qtr 4: 0 | 10
0 | 253037-Comm. AC 135K to 239k |  | System | Commercial | 01-ALC-AllCommercial-Cooling | 0 |  |  |  |  | 110.8902 | 0 | 40 | 0 | 0 | 70.8902 | 284.556 |  | kWh | 0.20416 | 0 | Commercial | [7 empty] | 15 | 0.7 |  |  |  | 1 | 15 | 0 | 0 | 0 | 0 | 0 | 0 | 0 | 0 | 0 | 0 | 2009 Qtr 1: 0; 2009 Qtr 2: 0; 2009 Qtr 3: 0; 2009 Qtr 4: 15; 2010 Qtr 1: 0; 2010 Qtr 2: 0; 2010 Qtr 3: 0; 2010 Qtr 4: 0; 2011 Qtr 1: 0; 2011 Qtr 2: 0; 2011 Qtr 3: 0; 2011 Qtr 4: 0 | 15
0 | 253037-Comm. AC 135K to 239k |  | System | Commercial | 01-ALC-AllCommercial-Cooling | 0 |  |  |  |  | 110.8902 | 0 | 40 | 0 | 0 | 70.8902 | 284.556 |  | kWh | 0.20416 | 0 | Commercial | [7 empty] | 15 | 0.7 |  |  |  | 1 | 15 | 0 | 0 | 0 | 0 | 0 | 0 | 0 | 0 | 0 | 0 | 2009 Qtr 1: 0; 2009 Qtr 2: 0; 2009 Qtr 3: 0; 2009 Qtr 4: 15; 2010 Qtr 1: 0; 2010 Qtr 2: 0; 2010 Qtr 3: 0; 2010 Qtr 4: 0; 2011 Qtr 1: 0; 2011 Qtr 2: 0; 2011 Qtr 3: 0; 2011 Qtr 4: 0 | 15
0 | 253038-Comm. AC 135K to 239k |  | System | Commercial | 01-ALC-AllCommercial-Cooling | 0 |  |  |  |  | 110.8902 | 0 | 40 | 0 | 0 | 70.8902 | 368.041 |  | kWh | 0.29265 | 0 | Commercial | [7 empty] | 15 | 0.7 |  |  |  | 1 | 15 | 0 | 0 | 0 | 0 | 0 | 0 | 0 | 0 | 0 | 0 | 2009 Qtr 1: 0; 2009 Qtr 2: 0; 2009 Qtr 3: 0; 2009 Qtr 4: 15; 2010 Qtr 1: 0; 2010 Qtr 2: 0; 2010 Qtr 3: 0; 2010 Qtr 4: 0; 2011 Qtr 1: 0; 2011 Qtr 2: 0; 2011 Qtr 3: 0; 2011 Qtr 4: 0 | 15
0 | 253038-Comm. AC 135K to 239k |  | System | Commercial | 01-ALC-AllCommercial-Cooling | 0 |  |  |  |  | 110.8902 | 0 | 40 | 0 | 0 | 70.8902 | 368.041 |  | kWh | 0.29265 | 0 | Commercial | [7 empty] | 15 | 0.7 |  |  |  | 1 | 15 | 0 | 0 | 0 | 0 | 0 | 0 | 0 | 0 | 0 | 0 | 2009 Qtr 1: 0; 2009 Qtr 2: 0; 2009 Qtr 3: 0; 2009 Qtr 4: 15; 2010 Qtr 1: 0; 2010 Qtr 2: 0; 2010 Qtr 3: 0; 2010 Qtr 4: 0; 2011 Qtr 1: 0; 2011 Qtr 2: 0; 2011 Qtr 3: 0; 2011 Qtr 4: 0 | 15
0 | 253037-Comm. AC 135K to 239k |  | System | Commercial | 01-ALC-AllCommercial-Cooling | 0 |  |  |  |  | 110.8902 | 0 | 40 | 0 | 0 | 70.8902 | 284.556 |  | kWh | 0.20416 | 0 | Commercial | [7 empty] | 15 | 0.7 |  |  |  | 1 | 15 | 0 | 0 | 0 | 0 | 0 | 0 | 0 | 0 | 0 | 0 | 2009 Qtr 1: 0; 2009 Qtr 2: 0; 2009 Qtr 3: 0; 2009 Qtr 4: 15; 2010 Qtr 1: 0; 2010 Qtr 2: 0; 2010 Qtr 3: 0; 2010 Qtr 4: 0; 2011 Qtr 1: 0; 2011 Qtr 2: 0; 2011 Qtr 3: 0; 2011 Qtr 4: 0 | 15
0 | 253037-Comm. AC 135K to 239k |  | System | Commercial | 01-ALC-AllCommercial-Cooling | 0 |  |  |  |  | 110.8902 | 0 | 40 | 0 | 0 | 70.8902 | 284.556 |  | kWh | 0.20416 | 0 | Commercial | [7 empty] | 15 | 0.7 |  |  |  | 1 | 15 | 0 | 0 | 0 | 0 | 0 | 0 | 0 | 0 | 0 | 0 | 2009 Qtr 1: 0; 2009 Qtr 2: 0; 2009 Qtr 3: 0; 2009 Qtr 4: 15; 2010 Qtr 1: 0; 2010 Qtr 2: 0; 2010 Qtr 3: 0; 2010 Qtr 4: 0; 2011 Qtr 1: 0; 2011 Qtr 2: 0; 2011 Qtr 3: 0; 2011 Qtr 4: 0 | 15
0 | 253053-Comm. HP 135K to 239k |  | System | Commercial | 01-ALC-AllCommercial-Cooling | 0 |  |  |  |  | 1075 | 0 | 40 | 0 | 0 | 1035 | 365.881 |  | kWh | 0.18311 | 0 | Commercial | [7 empty] | 15 | 0.7 |  |  |  | 1 | 15 | 0 | 0 | 0 | 0 | 0 | 0 | 0 | 0 | 0 | 0 | 2009 Qtr 1: 0; 2009 Qtr 2: 0; 2009 Qtr 3: 0; 2009 Qtr 4: 15; 2010 Qtr 1: 0; 2010 Qtr 2: 0; 2010 Qtr 3: 0; 2010 Qtr 4: 0; 2011 Qtr 1: 0; 2011 Qtr 2: 0; 2011 Qtr 3: 0; 2011 Qtr 4: 0 | 15
0 | 253053-Comm. HP 135K to 239k |  | System | Commercial | 01-ALC-AllCommercial-Cooling | 0 |  |  |  |  | 1075 | 0 | 40 | 0 | 0 | 1035 | 365.881 |  | kWh | 0.18311 | 0 | Commercial | [7 empty] | 15 | 0.7 |  |  |  | 1 | 15 | 0 | 0 | 0 | 0 | 0 | 0 | 0 | 0 | 0 | 0 | 2009 Qtr 1: 0; 2009 Qtr 2: 0; 2009 Qtr 3: 0; 2009 Qtr 4: 15; 2010 Qtr 1: 0; 2010 Qtr 2: 0; 2010 Qtr 3: 0; 2010 Qtr 4: 0; 2011 Qtr 1: 0; 2011 Qtr 2: 0; 2011 Qtr 3: 0; 2011 Qtr 4: 0 | 15
0 | 253037-Comm. AC 135K to 239k |  | System | Commercial | 01-ALC-AllCommercial-Cooling | 0 |  |  |  |  | 110.8902 | 0 | 40 | 0 | 0 | 70.8902 | 284.556 |  | kWh | 0.20416 | 0 | Commercial | [7 empty] | 15 | 0.7 |  |  |  | 1 | 15 | 0 | 0 | 0 | 0 | 0 | 0 | 0 | 0 | 0 | 0 | 2009 Qtr 1: 0; 2009 Qtr 2: 0; 2009 Qtr 3: 0; 2009 Qtr 4: 15; 2010 Qtr 1: 0; 2010 Qtr 2: 0; 2010 Qtr 3: 0; 2010 Qtr 4: 0; 2011 Qtr 1: 0; 2011 Qtr 2: 0; 2011 Qtr 3: 0; 2011 Qtr 4: 0 | 15
0 | 253037-Comm. AC 135K to 239k |  | System | Commercial | 01-ALC-AllCommercial-Cooling | 0 |  |  |  |  | 110.8902 | 0 | 40 | 0 | 0 | 70.8902 | 284.556 |  | kWh | 0.20416 | 0 | Commercial | [7 empty] | 15 | 0.7 |  |  |  | 1 | 15 | 0 | 0 | 0 | 0 | 0 | 0 | 0 | 0 | 0 | 0 | 2009 Qtr 1: 0; 2009 Qtr 2: 0; 2009 Qtr 3: 0; 2009 Qtr 4: 15; 2010 Qtr 1: 0; 2010 Qtr 2: 0; 2010 Qtr 3: 0; 2010 Qtr 4: 0; 2011 Qtr 1: 0; 2011 Qtr 2: 0; 2011 Qtr 3: 0; 2011 Qtr 4: 0 | 15
0 | 253005-Residential AC SEER 13 Early Ret. CZ 6, 7 or 8 |  | System | Residential | 26-SFM-ResidentialSingleFamily-SP_COOL | 0 |  |  |  |  | 549.5508 | 0 | 30 | 0 | 0 | 519.5508 | 169.092 |  | kWh | 0.32706 | 0.20484 | Residential |  | Winter Only | [5 empty] | 15 | 0.67 |  |  |  | 1 | 5 | 0 | 0 | 0 | 0 | 0 | 0 | 0 | 0 | 0 | 0 | 2009 Qtr 1: 0; 2009 Qtr 2: 0; 2009 Qtr 3: 0; 2009 Qtr 4: 5; 2010 Qtr 1: 0; 2010 Qtr 2: 0; 2010 Qtr 3: 0; 2010 Qtr 4: 0; 2011 Qtr 1: 0; 2011 Qtr 2: 0; 2011 Qtr 3: 0; 2011 Qtr 4: 0 | 5
0 | 253005-Residential AC SEER 13 Early Ret. CZ 6, 7 or 8 |  | System | Residential | 26-SFM-ResidentialSingleFamily-SP_COOL | 0 |  |  |  |  | 549.5508 | 0 | 30 | 0 | 0 | 519.5508 | 169.092 |  | kWh | 0.32706 | 0.20484 | Residential |  | Winter Only | [5 empty] | 15 | 0.67 |  |  |  | 1 | 4 | 0 | 0 | 0 | 0 | 0 | 0 | 0 | 0 | 0 | 0 | 2009 Qtr 1: 0; 2009 Qtr 2: 0; 2009 Qtr 3: 0; 2009 Qtr 4: 4; 2010 Qtr 1: 0; 2010 Qtr 2: 0; 2010 Qtr 3: 0; 2010 Qtr 4: 0; 2011 Qtr 1: 0; 2011 Qtr 2: 0; 2011 Qtr 3: 0; 2011 Qtr 4: 0 | 4
0 | 253006-Residential AC SEER 13 Early Ret. CZ 10, 14, or 15 |  | System | Residential | 26-SFM-ResidentialSingleFamily-SP_COOL | 0 |  |  |  |  | 549.5508 | 0 | 85 | 0 | 0 | 464.5508 | 291.643 |  | kWh | 0.32916 | 0.11379 | Residential |  | Winter Only | [5 empty] | 15 | 0.67 |  |  |  | 1 | 4 | 0 | 0 | 0 | 0 | 0 | 0 | 0 | 0 | 0 | 0 | 2009 Qtr 1: 0; 2009 Qtr 2: 0; 2009 Qtr 3: 0; 2009 Qtr 4: 4; 2010 Qtr 1: 0; 2010 Qtr 2: 0; 2010 Qtr 3: 0; 2010 Qtr 4: 0; 2011 Qtr 1: 0; 2011 Qtr 2: 0; 2011 Qtr 3: 0; 2011 Qtr 4: 0 | 4
0 | 253006-Residential AC SEER 13 Early Ret. CZ 10, 14, or 15 |  | System | Residential | 26-SFM-ResidentialSingleFamily-SP_COOL | 0 |  |  |  |  | 549.5508 | 0 | 85 | 0 | 0 | 464.5508 | 291.643 |  | kWh | 0.32916 | 0.11379 | Residential |  | Winter Only | [5 empty] | 15 | 0.67 |  |  |  | 1 | 5 | 0 | 0 | 0 | 0 | 0 | 0 | 0 | 0 | 0 | 0 | 2009 Qtr 1: 0; 2009 Qtr 2: 0; 2009 Qtr 3: 0; 2009 Qtr 4: 5; 2010 Qtr 1: 0; 2010 Qtr 2: 0; 2010 Qtr 3: 0; 2010 Qtr 4: 0; 2011 Qtr 1: 0; 2011 Qtr 2: 0; 2011 Qtr 3: 0; 2011 Qtr 4: 0 | 5
0 | 253005-Residential AC SEER 13 Early Ret. CZ 6, 7 or 8 |  | System | Residential | 26-SFM-ResidentialSingleFamily-SP_COOL | 0 |  |  |  |  | 549.5508 | 0 | 30 | 0 | 0 | 519.5508 | 169.092 |  | kWh | 0.32706 | 0.20484 | Residential |  | Winter Only | [5 empty] | 15 | 0.67 |  |  |  | 1 | 3 | 0 | 0 | 0 | 0 | 0 | 0 | 0 | 0 | 0 | 0 | 2009 Qtr 1: 0; 2009 Qtr 2: 0; 2009 Qtr 3: 0; 2009 Qtr 4: 3; 2010 Qtr 1: 0; 2010 Qtr 2: 0; 2010 Qtr 3: 0; 2010 Qtr 4: 0; 2011 Qtr 1: 0; 2011 Qtr 2: 0; 2011 Qtr 3: 0; 2011 Qtr 4: 0 | 3
0 | 253005-Residential AC SEER 13 Early Ret. CZ 6, 7 or 8 |  | System | Residential | 26-SFM-ResidentialSingleFamily-SP_COOL | 0 |  |  |  |  | 549.5508 | 0 | 30 | 0 | 0 | 519.5508 | 169.092 |  | kWh | 0.32706 | 0.20484 | Residential |  | Winter Only | [5 empty] | 15 | 0.67 |  |  |  | 1 | 5 | 0 | 0 | 0 | 0 | 0 | 0 | 0 | 0 | 0 | 0 | 2009 Qtr 1: 0; 2009 Qtr 2: 0; 2009 Qtr 3: 0; 2009 Qtr 4: 5; 2010 Qtr 1: 0; 2010 Qtr 2: 0; 2010 Qtr 3: 0; 2010 Qtr 4: 0; 2011 Qtr 1: 0; 2011 Qtr 2: 0; 2011 Qtr 3: 0; 2011 Qtr 4: 0 | 5
0 | 253005-Residential AC SEER 13 Early Ret. CZ 6, 7 or 8 |  | System | Residential | 26-SFM-ResidentialSingleFamily-SP_COOL | 0 |  |  |  |  | 549.5508 | 0 | 30 | 0 | 0 | 519.5508 | 169.092 |  | kWh | 0.32706 | 0.20484 | Residential |  | Winter Only | [5 empty] | 15 | 0.67 |  |  |  | 1 | 5 | 0 | 0 | 0 | 0 | 0 | 0 | 0 | 0 | 0 | 0 | 2009 Qtr 1: 0; 2009 Qtr 2: 0; 2009 Qtr 3: 0; 2009 Qtr 4: 5; 2010 Qtr 1: 0; 2010 Qtr 2: 0; 2010 Qtr 3: 0; 2010 Qtr 4: 0; 2011 Qtr 1: 0; 2011 Qtr 2: 0; 2011 Qtr 3: 0; 2011 Qtr 4: 0 | 5
0 | 253005-Residential AC SEER 13 Early Ret. CZ 6, 7 or 8 |  | System | Residential | 26-SFM-ResidentialSingleFamily-SP_COOL | 0 |  |  |  |  | 549.5508 | 0 | 30 | 0 | 0 | 519.5508 | 169.092 |  | kWh | 0.32706 | 0.20484 | Residential |  | Winter Only | [5 empty] | 15 | 0.67 |  |  |  | 1 | 3 | 0 | 0 | 0 | 0 | 0 | 0 | 0 | 0 | 0 | 0 | 2009 Qtr 1: 0; 2009 Qtr 2: 0; 2009 Qtr 3: 0; 2009 Qtr 4: 3; 2010 Qtr 1: 0; 2010 Qtr 2: 0; 2010 Qtr 3: 0; 2010 Qtr 4: 0; 2011 Qtr 1: 0; 2011 Qtr 2: 0; 2011 Qtr 3: 0; 2011 Qtr 4: 0 | 3
0 | 253005-Residential AC SEER 13 Early Ret. CZ 6, 7 or 8 |  | System | Residential | 26-SFM-ResidentialSingleFamily-SP_COOL | 0 |  |  |  |  | 549.5508 | 0 | 30 | 0 | 0 | 519.5508 | 169.092 |  | kWh | 0.32706 | 0.20484 | Residential |  | Winter Only | [5 empty] | 15 | 0.67 |  |  |  | 1 | 3 | 0 | 0 | 0 | 0 | 0 | 0 | 0 | 0 | 0 | 0 | 2009 Qtr 1: 0; 2009 Qtr 2: 0; 2009 Qtr 3: 0; 2009 Qtr 4: 3; 2010 Qtr 1: 0; 2010 Qtr 2: 0; 2010 Qtr 3: 0; 2010 Qtr 4: 0; 2011 Qtr 1: 0; 2011 Qtr 2: 0; 2011 Qtr 3: 0; 2011 Qtr 4: 0 | 3
0 | 253005-Residential AC SEER 13 Early Ret. CZ 6, 7 or 8 |  | System | Residential | 26-SFM-ResidentialSingleFamily-SP_COOL | 0 |  |  |  |  | 549.5508 | 0 | 30 | 0 | 0 | 519.5508 | 169.092 |  | kWh | 0.32706 | 0.20484 | Residential |  | Winter Only | [5 empty] | 15 | 0.67 |  |  |  | 1 | 5 | 0 | 0 | 0 | 0 | 0 | 0 | 0 | 0 | 0 | 0 | 2009 Qtr 1: 0; 2009 Qtr 2: 0; 2009 Qtr 3: 0; 2009 Qtr 4: 5; 2010 Qtr 1: 0; 2010 Qtr 2: 0; 2010 Qtr 3: 0; 2010 Qtr 4: 0; 2011 Qtr 1: 0; 2011 Qtr 2: 0; 2011 Qtr 3: 0; 2011 Qtr 4: 0 | 5
0 | 253005-Residential AC SEER 13 Early Ret. CZ 6, 7 or 8 |  | System | Residential | 26-SFM-ResidentialSingleFamily-SP_COOL | 0 |  |  |  |  | 549.5508 | 0 | 30 | 0 | 0 | 519.5508 | 169.092 |  | kWh | 0.32706 | 0.20484 | Residential |  | Winter Only | [5 empty] | 15 | 0.67 |  |  |  | 1 | 4 | 0 | 0 | 0 | 0 | 0 | 0 | 0 | 0 | 0 | 0 | 2009 Qtr 1: 0; 2009 Qtr 2: 0; 2009 Qtr 3: 0; 2009 Qtr 4: 4; 2010 Qtr 1: 0; 2010 Qtr 2: 0; 2010 Qtr 3: 0; 2010 Qtr 4: 0; 2011 Qtr 1: 0; 2011 Qtr 2: 0; 2011 Qtr 3: 0; 2011 Qtr 4: 0 | 4
0 | 253005-Residential AC SEER 13 Early Ret. CZ 6, 7 or 8 |  | System | Residential | 26-SFM-ResidentialSingleFamily-SP_COOL | 0 |  |  |  |  | 549.5508 | 0 | 35 | 0 | 0 | 514.5508 | 169.092 |  | kWh | 0.32706 | 0.20484 | Residential |  | Winter Only | [5 empty] | 15 | 0.67 |  |  |  | 1 | 3 | 0 | 0 | 0 | 0 | 0 | 0 | 0 | 0 | 0 | 0 | 2009 Qtr 1: 0; 2009 Qtr 2: 0; 2009 Qtr 3: 0; 2009 Qtr 4: 3; 2010 Qtr 1: 0; 2010 Qtr 2: 0; 2010 Qtr 3: 0; 2010 Qtr 4: 0; 2011 Qtr 1: 0; 2011 Qtr 2: 0; 2011 Qtr 3: 0; 2011 Qtr 4: 0 | 3
0 | 253005-Residential AC SEER 13 Early Ret. CZ 6, 7 or 8 |  | System | Residential | 26-SFM-ResidentialSingleFamily-SP_COOL | 0 |  |  |  |  | 549.5508 | 0 | 30 | 0 | 0 | 519.5508 | 169.092 |  | kWh | 0.32706 | 0.20484 | Residential |  | Winter Only | [5 empty] | 15 | 0.67 |  |  |  | 1 | 3 | 0 | 0 | 0 | 0 | 0 | 0 | 0 | 0 | 0 | 0 | 2009 Qtr 1: 0; 2009 Qtr 2: 0; 2009 Qtr 3: 0; 2009 Qtr 4: 3; 2010 Qtr 1: 0; 2010 Qtr 2: 0; 2010 Qtr 3: 0; 2010 Qtr 4: 0; 2011 Qtr 1: 0; 2011 Qtr 2: 0; 2011 Qtr 3: 0; 2011 Qtr 4: 0 | 3
0 | 253006-Residential AC SEER 13 Early Ret. CZ 10, 14, or 15 |  | System | Residential | 26-SFM-ResidentialSingleFamily-SP_COOL | 0 |  |  |  |  | 549.5508 | 0 | 85 | 0 | 0 | 464.5508 | 291.643 |  | kWh | 0.32916 | 0.11379 | Residential |  | Winter Only | [5 empty] | 15 | 0.67 |  |  |  | 1 | 2 | 0 | 0 | 0 | 0 | 0 | 0 | 0 | 0 | 0 | 0 | 2009 Qtr 1: 0; 2009 Qtr 2: 0; 2009 Qtr 3: 0; 2009 Qtr 4: 2; 2010 Qtr 1: 0; 2010 Qtr 2: 0; 2010 Qtr 3: 0; 2010 Qtr 4: 0; 2011 Qtr 1: 0; 2011 Qtr 2: 0; 2011 Qtr 3: 0; 2011 Qtr 4: 0 | 2
0 | 253006-Residential AC SEER 13 Early Ret. CZ 10, 14, or 15 |  | System | Residential | 26-SFM-ResidentialSingleFamily-SP_COOL | 0 |  |  |  |  | 549.5508 | 0 | 99.1667 | 0 | 0 | 450.3841 | 291.643 |  | kWh | 0.32916 | 0.11379 | Residential |  | Winter Only | [5 empty] | 15 | 0.67 |  |  |  | 1 | 3 | 0 | 0 | 0 | 0 | 0 | 0 | 0 | 0 | 0 | 0 | 2009 Qtr 1: 0; 2009 Qtr 2: 0; 2009 Qtr 3: 0; 2009 Qtr 4: 3; 2010 Qtr 1: 0; 2010 Qtr 2: 0; 2010 Qtr 3: 0; 2010 Qtr 4: 0; 2011 Qtr 1: 0; 2011 Qtr 2: 0; 2011 Qtr 3: 0; 2011 Qtr 4: 0 | 3
0 | 253005-Residential AC SEER 13 Early Ret. CZ 6, 7 or 8 |  | System | Residential | 26-SFM-ResidentialSingleFamily-SP_COOL | 0 |  |  |  |  | 549.5508 | 0 | 30 | 0 | 0 | 519.5508 | 169.092 |  | kWh | 0.32706 | 0.20484 | Residential |  | Winter Only | [5 empty] | 15 | 0.67 |  |  |  | 1 | 10 | 0 | 0 | 0 | 0 | 0 | 0 | 0 | 0 | 0 | 0 | 2009 Qtr 1: 0; 2009 Qtr 2: 0; 2009 Qtr 3: 0; 2009 Qtr 4: 10; 2010 Qtr 1: 0; 2010 Qtr 2: 0; 2010 Qtr 3: 0; 2010 Qtr 4: 0; 2011 Qtr 1: 0; 2011 Qtr 2: 0; 2011 Qtr 3: 0; 2011 Qtr 4: 0 | 10
0 | 253008-Residential AC SEER 14 Early Ret. CZ 10, 14, or 15 |  | System | Residential | 26-SFM-ResidentialSingleFamily-SP_COOL | 0 |  |  |  |  | 642.1695 | 0 | 110 | 0 | 0 | 532.1695 | 322.849 |  | kWh | 0.37218 | 0.40228 | Residential |  | Winter Only | [5 empty] | 15 | 0.67 |  |  |  | 1 | 5 | 0 | 0 | 0 | 0 | 0 | 0 | 0 | 0 | 0 | 0 | 2009 Qtr 1: 0; 2009 Qtr 2: 0; 2009 Qtr 3: 0; 2009 Qtr 4: 5; 2010 Qtr 1: 0; 2010 Qtr 2: 0; 2010 Qtr 3: 0; 2010 Qtr 4: 0; 2011 Qtr 1: 0; 2011 Qtr 2: 0; 2011 Qtr 3: 0; 2011 Qtr 4: 0 | 5
0 | 253008-Residential AC SEER 14 Early Ret. CZ 10, 14, or 15 |  | System | Residential | 26-SFM-ResidentialSingleFamily-SP_COOL | 0 |  |  |  |  | 642.1695 | 0 | 110 | 0 | 0 | 532.1695 | 322.849 |  | kWh | 0.37218 | 0.40228 | Residential |  | Winter Only | [5 empty] | 15 | 0.67 |  |  |  | 1 | 4 | 0 | 0 | 0 | 0 | 0 | 0 | 0 | 0 | 0 | 0 | 2009 Qtr 1: 0; 2009 Qtr 2: 0; 2009 Qtr 3: 0; 2009 Qtr 4: 4; 2010 Qtr 1: 0; 2010 Qtr 2: 0; 2010 Qtr 3: 0; 2010 Qtr 4: 0; 2011 Qtr 1: 0; 2011 Qtr 2: 0; 2011 Qtr 3: 0; 2011 Qtr 4: 0 | 4
0 | 253003-Residential AC SEER 15 CZ 6, 7 or 8 |  | System | Residential | 26-SFM-ResidentialSingleFamily-SP_COOL | 0 |  |  |  |  | 185.2374 | 0 | 30 | 0 | 0 | 155.2374 | 219.055 |  | kWh | 0.38807 | -1.3318 | Residential |  | Winter Only | [5 empty] | 15 | 0.67 |  |  |  | 1 | 4 | 0 | 0 | 0 | 0 | 0 | 0 | 0 | 0 | 0 | 0 | 2009 Qtr 1: 0; 2009 Qtr 2: 0; 2009 Qtr 3: 0; 2009 Qtr 4: 4; 2010 Qtr 1: 0; 2010 Qtr 2: 0; 2010 Qtr 3: 0; 2010 Qtr 4: 0; 2011 Qtr 1: 0; 2011 Qtr 2: 0; 2011 Qtr 3: 0; 2011 Qtr 4: 0 | 4
0 | 253006-Residential AC SEER 13 Early Ret. CZ 10, 14, or 15 |  | System | Residential | 26-SFM-ResidentialSingleFamily-SP_COOL | 0 |  |  |  |  | 549.5508 | 0 | 85 | 0 | 0 | 464.5508 | 291.643 |  | kWh | 0.32916 | 0.11379 | Residential |  | Winter Only | [5 empty] | 15 | 0.67 |  |  |  | 1 | 5 | 0 | 0 | 0 | 0 | 0 | 0 | 0 | 0 | 0 | 0 | 2009 Qtr 1: 0; 2009 Qtr 2: 0; 2009 Qtr 3: 0; 2009 Qtr 4: 5; 2010 Qtr 1: 0; 2010 Qtr 2: 0; 2010 Qtr 3: 0; 2010 Qtr 4: 0; 2011 Qtr 1: 0; 2011 Qtr 2: 0; 2011 Qtr 3: 0; 2011 Qtr 4: 0 | 5
0 | 253006-Residential AC SEER 13 Early Ret. CZ 10, 14, or 15 |  | System | Residential | 26-SFM-ResidentialSingleFamily-SP_COOL | 0 |  |  |  |  | 549.5508 | 0 | 85 | 0 | 0 | 464.5508 | 291.643 |  | kWh | 0.32916 | 0.11379 | Residential |  | Winter Only | [5 empty] | 15 | 0.67 |  |  |  | 1 | 4 | 0 | 0 | 0 | 0 | 0 | 0 | 0 | 0 | 0 | 0 | 2009 Qtr 1: 0; 2009 Qtr 2: 0; 2009 Qtr 3: 0; 2009 Qtr 4: 4; 2010 Qtr 1: 0; 2010 Qtr 2: 0; 2010 Qtr 3: 0; 2010 Qtr 4: 0; 2011 Qtr 1: 0; 2011 Qtr 2: 0; 2011 Qtr 3: 0; 2011 Qtr 4: 0 | 4
0 | 253006-Residential AC SEER 13 Early Ret. CZ 10, 14, or 15 |  | System | Residential | 26-SFM-ResidentialSingleFamily-SP_COOL | 0 |  |  |  |  | 549.5508 | 0 | 85 | 0 | 0 | 464.5508 | 291.643 |  | kWh | 0.32916 | 0.11379 | Residential |  | Winter Only | [5 empty] | 15 | 0.67 |  |  |  | 1 | 3 | 0 | 0 | 0 | 0 | 0 | 0 | 0 | 0 | 0 | 0 | 2009 Qtr 1: 0; 2009 Qtr 2: 0; 2009 Qtr 3: 0; 2009 Qtr 4: 3; 2010 Qtr 1: 0; 2010 Qtr 2: 0; 2010 Qtr 3: 0; 2010 Qtr 4: 0; 2011 Qtr 1: 0; 2011 Qtr 2: 0; 2011 Qtr 3: 0; 2011 Qtr 4: 0 | 3
0 | 253007-Residential AC SEER 14 Early Ret. CZ 6, 7 or 8 |  | System | Residential | 26-SFM-ResidentialSingleFamily-SP_COOL | 0 |  |  |  |  | 642.1695 | 0 | 34.7222 | 0 | 0 | 607.4473 | 184.853 |  | kWh | 0.37116 | 0.59287 | Residential |  | Winter Only | [5 empty] | 15 | 0.67 |  |  |  | 1 | 4 | 0 | 0 | 0 | 0 | 0 | 0 | 0 | 0 | 0 | 0 | 2009 Qtr 1: 0; 2009 Qtr 2: 0; 2009 Qtr 3: 0; 2009 Qtr 4: 4; 2010 Qtr 1: 0; 2010 Qtr 2: 0; 2010 Qtr 3: 0; 2010 Qtr 4: 0; 2011 Qtr 1: 0; 2011 Qtr 2: 0; 2011 Qtr 3: 0; 2011 Qtr 4: 0 | 4
0 | 253010-Residential AC SEER 15 Early Ret. CZ 10, 14, or 15 |  | System | Residential | 26-SFM-ResidentialSingleFamily-SP_COOL | 0 |  |  |  |  | 732.6948 | 0 | 130 | 0 | 0 | 602.6948 | 372.762 |  | kWh | 0.39428 | -1.1019 | Residential |  | Winter Only | [5 empty] | 15 | 0.67 |  |  |  | 1 | 3 | 0 | 0 | 0 | 0 | 0 | 0 | 0 | 0 | 0 | 0 | 2009 Qtr 1: 0; 2009 Qtr 2: 0; 2009 Qtr 3: 0; 2009 Qtr 4: 3; 2010 Qtr 1: 0; 2010 Qtr 2: 0; 2010 Qtr 3: 0; 2010 Qtr 4: 0; 2011 Qtr 1: 0; 2011 Qtr 2: 0; 2011 Qtr 3: 0; 2011 Qtr 4: 0 | 3
0 | 253008-Residential AC SEER 14 Early Ret. CZ 10, 14, or 15 |  | System | Residential | 26-SFM-ResidentialSingleFamily-SP_COOL | 0 |  |  |  |  | 642.1695 | 0 | 110 | 0 | 0 | 532.1695 | 322.849 |  | kWh | 0.37218 | 0.40228 | Residential |  | Winter Only | [5 empty] | 15 | 0.67 |  |  |  | 1 | 5 | 0 | 0 | 0 | 0 | 0 | 0 | 0 | 0 | 0 | 0 | 2009 Qtr 1: 0; 2009 Qtr 2: 0; 2009 Qtr 3: 0; 2009 Qtr 4: 5; 2010 Qtr 1: 0; 2010 Qtr 2: 0; 2010 Qtr 3: 0; 2010 Qtr 4: 0; 2011 Qtr 1: 0; 2011 Qtr 2: 0; 2011 Qtr 3: 0; 2011 Qtr 4: 0 | 5
0 | 253005-Residential AC SEER 13 Early Ret. CZ 6, 7 or 8 |  | System | Residential | 26-SFM-ResidentialSingleFamily-SP_COOL | 0 |  |  |  |  | 549.5508 | 0 | 30 | 0 | 0 | 519.5508 | 169.092 |  | kWh | 0.32706 | 0.20484 | Residential |  | Winter Only | [5 empty] | 15 | 0.67 |  |  |  | 1 | 5 | 0 | 0 | 0 | 0 | 0 | 0 | 0 | 0 | 0 | 0 | 2009 Qtr 1: 0; 2009 Qtr 2: 0; 2009 Qtr 3: 0; 2009 Qtr 4: 5; 2010 Qtr 1: 0; 2010 Qtr 2: 0; 2010 Qtr 3: 0; 2010 Qtr 4: 0; 2011 Qtr 1: 0; 2011 Qtr 2: 0; 2011 Qtr 3: 0; 2011 Qtr 4: 0 | 5
0 | 253009-Residential AC SEER 15 Early Ret. CZ 6, 7 or 8 |  | System | Residential | 26-SFM-ResidentialSingleFamily-SP_COOL | 0 |  |  |  |  | 734.7882 | 0 | 41.6667 | 0 | 0 | 693.1215 | 219.055 |  | kWh | 0.38807 | -1.3318 | Residential |  | Winter Only | [5 empty] | 15 | 0.67 |  |  |  | 1 | 5 | 0 | 0 | 0 | 0 | 0 | 0 | 0 | 0 | 0 | 0 | 2009 Qtr 1: 0; 2009 Qtr 2: 0; 2009 Qtr 3: 0; 2009 Qtr 4: 5; 2010 Qtr 1: 0; 2010 Qtr 2: 0; 2010 Qtr 3: 0; 2010 Qtr 4: 0; 2011 Qtr 1: 0; 2011 Qtr 2: 0; 2011 Qtr 3: 0; 2011 Qtr 4: 0 | 5
0 | 253006-Residential AC SEER 13 Early Ret. CZ 10, 14, or 15 |  | System | Residential | 26-SFM-ResidentialSingleFamily-SP_COOL | 0 |  |  |  |  | 549.5508 | 0 | 99.1667 | 0 | 0 | 450.3841 | 291.643 |  | kWh | 0.32916 | 0.11379 | Residential |  | Winter Only | [5 empty] | 15 | 0.67 |  |  |  | 1 | 3 | 0 | 0 | 0 | 0 | 0 | 0 | 0 | 0 | 0 | 0 | 2009 Qtr 1: 0; 2009 Qtr 2: 0; 2009 Qtr 3: 0; 2009 Qtr 4: 3; 2010 Qtr 1: 0; 2010 Qtr 2: 0; 2010 Qtr 3: 0; 2010 Qtr 4: 0; 2011 Qtr 1: 0; 2011 Qtr 2: 0; 2011 Qtr 3: 0; 2011 Qtr 4: 0 | 3
0 | 253005-Residential AC SEER 13 Early Ret. CZ 6, 7 or 8 |  | System | Residential | 26-SFM-ResidentialSingleFamily-SP_COOL | 0 |  |  |  |  | 549.5508 | 0 | 30 | 0 | 0 | 519.5508 | 169.092 |  | kWh | 0.32706 | 0.20484 | Residential |  | Winter Only | [5 empty] | 15 | 0.67 |  |  |  | 1 | 4 | 0 | 0 | 0 | 0 | 0 | 0 | 0 | 0 | 0 | 0 | 2009 Qtr 1: 0; 2009 Qtr 2: 0; 2009 Qtr 3: 0; 2009 Qtr 4: 4; 2010 Qtr 1: 0; 2010 Qtr 2: 0; 2010 Qtr 3: 0; 2010 Qtr 4: 0; 2011 Qtr 1: 0; 2011 Qtr 2: 0; 2011 Qtr 3: 0; 2011 Qtr 4: 0 | 4
0 | 253006-Residential AC SEER 13 Early Ret. CZ 10, 14, or 15 |  | System | Residential | 26-SFM-ResidentialSingleFamily-SP_COOL | 0 |  |  |  |  | 549.5508 | 0 | 99.1667 | 0 | 0 | 450.3841 | 291.643 |  | kWh | 0.32916 | 0.11379 | Residential |  | Winter Only | [5 empty] | 15 | 0.67 |  |  |  | 1 | 3 | 0 | 0 | 0 | 0 | 0 | 0 | 0 | 0 | 0 | 0 | 2009 Qtr 1: 0; 2009 Qtr 2: 0; 2009 Qtr 3: 0; 2009 Qtr 4: 3; 2010 Qtr 1: 0; 2010 Qtr 2: 0; 2010 Qtr 3: 0; 2010 Qtr 4: 0; 2011 Qtr 1: 0; 2011 Qtr 2: 0; 2011 Qtr 3: 0; 2011 Qtr 4: 0 | 3
0 | 253006-Residential AC SEER 13 Early Ret. CZ 10, 14, or 15 |  | System | Residential | 26-SFM-ResidentialSingleFamily-SP_COOL | 0 |  |  |  |  | 549.5508 | 0 | 85 | 0 | 0 | 464.5508 | 291.643 |  | kWh | 0.32916 | 0.11379 | Residential |  | Winter Only | [5 empty] | 15 | 0.67 |  |  |  | 1 | 2 | 0 | 0 | 0 | 0 | 0 | 0 | 0 | 0 | 0 | 0 | 2009 Qtr 1: 0; 2009 Qtr 2: 0; 2009 Qtr 3: 0; 2009 Qtr 4: 2; 2010 Qtr 1: 0; 2010 Qtr 2: 0; 2010 Qtr 3: 0; 2010 Qtr 4: 0; 2011 Qtr 1: 0; 2011 Qtr 2: 0; 2011 Qtr 3: 0; 2011 Qtr 4: 0 | 2
0 | 253008-Residential AC SEER 14 Early Ret. CZ 10, 14, or 15 |  | System | Residential | 26-SFM-ResidentialSingleFamily-SP_COOL | 0 |  |  |  |  | 642.1695 | 0 | 110 | 0 | 0 | 532.1695 | 322.849 |  | kWh | 0.37218 | 0.40228 | Residential |  | Winter Only | [5 empty] | 15 | 0.67 |  |  |  | 1 | 4 | 0 | 0 | 0 | 0 | 0 | 0 | 0 | 0 | 0 | 0 | 2009 Qtr 1: 0; 2009 Qtr 2: 0; 2009 Qtr 3: 0; 2009 Qtr 4: 4; 2010 Qtr 1: 0; 2010 Qtr 2: 0; 2010 Qtr 3: 0; 2010 Qtr 4: 0; 2011 Qtr 1: 0; 2011 Qtr 2: 0; 2011 Qtr 3: 0; 2011 Qtr 4: 0 | 4
0 | 253007-Residential AC SEER 14 Early Ret. CZ 6, 7 or 8 |  | System | Residential | 26-SFM-ResidentialSingleFamily-SP_COOL | 0 |  |  |  |  | 642.1695 | 0 | 34.7222 | 0 | 0 | 607.4473 | 184.853 |  | kWh | 0.37116 | 0.59287 | Residential |  | Winter Only | [5 empty] | 15 | 0.67 |  |  |  | 1 | 3 | 0 | 0 | 0 | 0 | 0 | 0 | 0 | 0 | 0 | 0 | 2009 Qtr 1: 0; 2009 Qtr 2: 0; 2009 Qtr 3: 0; 2009 Qtr 4: 3; 2010 Qtr 1: 0; 2010 Qtr 2: 0; 2010 Qtr 3: 0; 2010 Qtr 4: 0; 2011 Qtr 1: 0; 2011 Qtr 2: 0; 2011 Qtr 3: 0; 2011 Qtr 4: 0 | 3
0 | 253007-Residential AC SEER 14 Early Ret. CZ 6, 7 or 8 |  | System | Residential | 26-SFM-ResidentialSingleFamily-SP_COOL | 0 |  |  |  |  | 642.1695 | 0 | 34.7222 | 0 | 0 | 607.4473 | 184.853 |  | kWh | 0.37116 | 0.59287 | Residential |  | Winter Only | [5 empty] | 15 | 0.67 |  |  |  | 1 | 3 | 0 | 0 | 0 | 0 | 0 | 0 | 0 | 0 | 0 | 0 | 2009 Qtr 1: 0; 2009 Qtr 2: 0; 2009 Qtr 3: 0; 2009 Qtr 4: 3; 2010 Qtr 1: 0; 2010 Qtr 2: 0; 2010 Qtr 3: 0; 2010 Qtr 4: 0; 2011 Qtr 1: 0; 2011 Qtr 2: 0; 2011 Qtr 3: 0; 2011 Qtr 4: 0 | 3
0 | 253006-Residential AC SEER 13 Early Ret. CZ 10, 14, or 15 |  | System | Residential | 26-SFM-ResidentialSingleFamily-SP_COOL | 0 |  |  |  |  | 549.5508 | 0 | 99.1667 | 0 | 0 | 450.3841 | 291.643 |  | kWh | 0.32916 | 0.11379 | Residential |  | Winter Only | [5 empty] | 15 | 0.67 |  |  |  | 1 | 3 | 0 | 0 | 0 | 0 | 0 | 0 | 0 | 0 | 0 | 0 | 2009 Qtr 1: 0; 2009 Qtr 2: 0; 2009 Qtr 3: 0; 2009 Qtr 4: 3; 2010 Qtr 1: 0; 2010 Qtr 2: 0; 2010 Qtr 3: 0; 2010 Qtr 4: 0; 2011 Qtr 1: 0; 2011 Qtr 2: 0; 2011 Qtr 3: 0; 2011 Qtr 4: 0 | 3
0 | 253005-Residential AC SEER 13 Early Ret. CZ 6, 7 or 8 |  | System | Residential | 26-SFM-ResidentialSingleFamily-SP_COOL | 0 |  |  |  |  | 549.5508 | 0 | 30 | 0 | 0 | 519.5508 | 169.092 |  | kWh | 0.32706 | 0.20484 | Residential |  | Winter Only | [5 empty] | 15 | 0.67 |  |  |  | 1 | 3 | 0 | 0 | 0 | 0 | 0 | 0 | 0 | 0 | 0 | 0 | 2009 Qtr 1: 0; 2009 Qtr 2: 0; 2009 Qtr 3: 0; 2009 Qtr 4: 3; 2010 Qtr 1: 0; 2010 Qtr 2: 0; 2010 Qtr 3: 0; 2010 Qtr 4: 0; 2011 Qtr 1: 0; 2011 Qtr 2: 0; 2011 Qtr 3: 0; 2011 Qtr 4: 0 | 3
0 | 253006-Residential AC SEER 13 Early Ret. CZ 10, 14, or 15 |  | System | Residential | 26-SFM-ResidentialSingleFamily-SP_COOL | 0 |  |  |  |  | 549.5508 | 0 | 85 | 0 | 0 | 464.5508 | 291.643 |  | kWh | 0.32916 | 0.11379 | Residential |  | Winter Only | [5 empty] | 15 | 0.67 |  |  |  | 1 | 3 | 0 | 0 | 0 | 0 | 0 | 0 | 0 | 0 | 0 | 0 | 2009 Qtr 1: 0; 2009 Qtr 2: 0; 2009 Qtr 3: 0; 2009 Qtr 4: 3; 2010 Qtr 1: 0; 2010 Qtr 2: 0; 2010 Qtr 3: 0; 2010 Qtr 4: 0; 2011 Qtr 1: 0; 2011 Qtr 2: 0; 2011 Qtr 3: 0; 2011 Qtr 4: 0 | 3
0 | 253120-15 HP Motor (TEFC) |  | System | Commercial | 01-ALC-AllCommercial-Vent/Fan | 0 |  |  |  |  | 304.3644 | 0 | 189.8734 | 0 | 0 | 114.491 | 290.0904 |  | kWh | 0.13787 | 0 | Commercial | [7 empty] | 15 | 0.7 |  |  |  | 0 | 0.79 | 0 | 0 | 0 | 0 | 0 | 0 | 0 | 0 | 0 | 0 | 2009 Qtr 1: 0; 2009 Qtr 2: 0; 2009 Qtr 3: 0; 2009 Qtr 4: 0.79; 2010 Qtr 1: 0; 2010 Qtr 2: 0; 2010 Qtr 3: 0; 2010 Qtr 4: 0; 2011 Qtr 1: 0; 2011 Qtr 2: 0; 2011 Qtr 3: 0; 2011 Qtr 4: 0 | 0.79
0 | 253112-40 HP Motor (ODP) |  | System | Commercial | 01-ALC-AllCommercial-Vent/Fan | 0 |  |  |  |  | 625.5316 | 0 | 303.7975 | 0 | 0 | 321.7342 | 846 |  | kWh | 0.296 | 0 | Commercial | [7 empty] | 15 | 0.7 |  |  |  | 0 | 0.79 | 0 | 0 | 0 | 0 | 0 | 0 | 0 | 0 | 0 | 0 | 2009 Qtr 1: 0; 2009 Qtr 2: 0; 2009 Qtr 3: 0; 2009 Qtr 4: 0.79; 2010 Qtr 1: 0; 2010 Qtr 2: 0; 2010 Qtr 3: 0; 2010 Qtr 4: 0; 2011 Qtr 1: 0; 2011 Qtr 2: 0; 2011 Qtr 3: 0; 2011 Qtr 4: 0 | 0.79
0 | 253125-50 HP Motor (TEFC) |  | System | Commercial | 01-ALC-AllCommercial-Vent/Fan | 0 |  |  |  |  | 871.98 | 0 | 632.9114 | 0 | 0 | 239.0686 | 1346.467 |  | kWh | 0.4711 | 0 | Commercial | [7 empty] | 15 | 0.7 |  |  |  | 0 | 0.79 | 0 | 0 | 0 | 0 | 0 | 0 | 0 | 0 | 0 | 0 | 2009 Qtr 1: 0; 2009 Qtr 2: 0; 2009 Qtr 3: 0; 2009 Qtr 4: 0.79; 2010 Qtr 1: 0; 2010 Qtr 2: 0; 2010 Qtr 3: 0; 2010 Qtr 4: 0; 2011 Qtr 1: 0; 2011 Qtr 2: 0; 2011 Qtr 3: 0; 2011 Qtr 4: 0 | 0.79
0 | 253125-50 HP Motor (TEFC) |  | System | Commercial | 01-ALC-AllCommercial-Vent/Fan | 0 |  |  |  |  | 871.98 | 0 | 632.9114 | 0 | 0 | 239.0686 | 1346.467 |  | kWh | 0.4711 | 0 | Commercial | [7 empty] | 15 | 0.7 |  |  |  | 0 | 0.79 | 0 | 0 | 0 | 0 | 0 | 0 | 0 | 0 | 0 | 0 | 2009 Qtr 1: 0; 2009 Qtr 2: 0; 2009 Qtr 3: 0; 2009 Qtr 4: 0.79; 2010 Qtr 1: 0; 2010 Qtr 2: 0; 2010 Qtr 3: 0; 2010 Qtr 4: 0; 2011 Qtr 1: 0; 2011 Qtr 2: 0; 2011 Qtr 3: 0; 2011 Qtr 4: 0 | 0.79
0 | 253117-5 HP Motor (TEFC) |  | System | Commercial | 01-ALC-AllCommercial-Vent/Fan | 0 |  |  |  |  | 74.7173 | 0 | 113.9241 | 0 | 0 | -39.2067 | 148.3189 |  | kWh | 0.070492 | 0 | Commercial | [7 empty] | 15 | 0.7 |  |  |  | 0 | 0.79 | 0 | 0 | 0 | 0 | 0 | 0 | 0 | 0 | 0 | 0 | 2009 Qtr 1: 0; 2009 Qtr 2: 0; 2009 Qtr 3: 0; 2009 Qtr 4: 0.79; 2010 Qtr 1: 0; 2010 Qtr 2: 0; 2010 Qtr 3: 0; 2010 Qtr 4: 0; 2011 Qtr 1: 0; 2011 Qtr 2: 0; 2011 Qtr 3: 0; 2011 Qtr 4: 0 | 0.79
0 | 253121-20 HP Motor (TEFC) |  | System | Commercial | 01-ALC-AllCommercial-Vent/Fan | 0 |  |  |  |  | 138.6244 | 0 | 227.8481 | 0 | 0 | -89.2237 | 745.7356 |  | kWh | 0.26092 | 0 | Commercial | [7 empty] | 15 | 0.7 |  |  |  | 0 | 0.79 | 0 | 0 | 0 | 0 | 0 | 0 | 0 | 0 | 0 | 0 | 2009 Qtr 1: 0; 2009 Qtr 2: 0; 2009 Qtr 3: 0; 2009 Qtr 4: 0.79; 2010 Qtr 1: 0; 2010 Qtr 2: 0; 2010 Qtr 3: 0; 2010 Qtr 4: 0; 2011 Qtr 1: 0; 2011 Qtr 2: 0; 2011 Qtr 3: 0; 2011 Qtr 4: 0 | 0.79
0 | 253124-40 HP Motor (TEFC) |  | System | Commercial | 01-ALC-AllCommercial-Vent/Fan | 0 |  |  |  |  | 732.1646 | 0 | 303.7975 | 0 | 0 | 428.3671 | 846 |  | kWh | 0.296 | 0 | Commercial | [7 empty] | 15 | 0.7 |  |  |  | 0 | 0.79 | 0 | 0 | 0 | 0 | 0 | 0 | 0 | 0 | 0 | 0 | 2009 Qtr 1: 0; 2009 Qtr 2: 0; 2009 Qtr 3: 0; 2009 Qtr 4: 0.79; 2010 Qtr 1: 0; 2010 Qtr 2: 0; 2010 Qtr 3: 0; 2010 Qtr 4: 0; 2011 Qtr 1: 0; 2011 Qtr 2: 0; 2011 Qtr 3: 0; 2011 Qtr 4: 0 | 0.79
0 | 253118-7.5 HP Motor (TEFC) |  | System | Commercial | 01-ALC-AllCommercial-Vent/Fan | 0 |  |  |  |  | 123.2515 | 0 | 113.9241 | 0 | 0 | 9.3275 | 207.6 |  | kWh | 0.098667 | 0 | Commercial | [7 empty] | 15 | 0.7 |  |  |  | 0 | 0.79 | 0 | 0 | 0 | 0 | 0 | 0 | 0 | 0 | 0 | 0 | 2009 Qtr 1: 0; 2009 Qtr 2: 0; 2009 Qtr 3: 0; 2009 Qtr 4: 0.79; 2010 Qtr 1: 0; 2010 Qtr 2: 0; 2010 Qtr 3: 0; 2010 Qtr 4: 0; 2011 Qtr 1: 0; 2011 Qtr 2: 0; 2011 Qtr 3: 0; 2011 Qtr 4: 0 | 0.79
0 | 253121-20 HP Motor (TEFC) |  | System | Commercial | 01-ALC-AllCommercial-Vent/Fan | 0 |  |  |  |  | 138.6244 | 0 | 227.8481 | 0 | 0 | -89.2237 | 745.7356 |  | kWh | 0.26092 | 0 | Commercial | [7 empty] | 15 | 0.7 |  |  |  | 0 | 0.79 | 0 | 0 | 0 | 0 | 0 | 0 | 0 | 0 | 0 | 0 | 2009 Qtr 1: 0; 2009 Qtr 2: 0; 2009 Qtr 3: 0; 2009 Qtr 4: 0.79; 2010 Qtr 1: 0; 2010 Qtr 2: 0; 2010 Qtr 3: 0; 2010 Qtr 4: 0; 2011 Qtr 1: 0; 2011 Qtr 2: 0; 2011 Qtr 3: 0; 2011 Qtr 4: 0 | 0.79
0 | 253118-7.5 HP Motor (TEFC) |  | System | Commercial | 01-ALC-AllCommercial-Vent/Fan | 0 |  |  |  |  | 123.2515 | 0 | 113.9241 | 0 | 0 | 9.3275 | 207.6 |  | kWh | 0.098667 | 0 | Commercial | [7 empty] | 15 | 0.7 |  |  |  | 0 | 0.79 | 0 | 0 | 0 | 0 | 0 | 0 | 0 | 0 | 0 | 0 | 2009 Qtr 1: 0; 2009 Qtr 2: 0; 2009 Qtr 3: 0; 2009 Qtr 4: 0.79; 2010 Qtr 1: 0; 2010 Qtr 2: 0; 2010 Qtr 3: 0; 2010 Qtr 4: 0; 2011 Qtr 1: 0; 2011 Qtr 2: 0; 2011 Qtr 3: 0; 2011 Qtr 4: 0 | 0.79
0 | 253121-20 HP Motor (TEFC) |  | System | Commercial | 01-ALC-AllCommercial-Vent/Fan | 0 |  |  |  |  | 138.6244 | 0 | 227.8481 | 0 | 0 | -89.2237 | 745.7356 |  | kWh | 0.26092 | 0 | Commercial | [7 empty] | 15 | 0.7 |  |  |  | 0 | 0.79 | 0 | 0 | 0 | 0 | 0 | 0 | 0 | 0 | 0 | 0 | 2009 Qtr 1: 0; 2009 Qtr 2: 0; 2009 Qtr 3: 0; 2009 Qtr 4: 0.79; 2010 Qtr 1: 0; 2010 Qtr 2: 0; 2010 Qtr 3: 0; 2010 Qtr 4: 0; 2011 Qtr 1: 0; 2011 Qtr 2: 0; 2011 Qtr 3: 0; 2011 Qtr 4: 0 | 0.79
0 | 253118-7.5 HP Motor (TEFC) |  | System | Commercial | 01-ALC-AllCommercial-Vent/Fan | 0 |  |  |  |  | 123.2515 | 0 | 113.9241 | 0 | 0 | 9.3275 | 207.6 |  | kWh | 0.098667 | 0 | Commercial | [7 empty] | 15 | 0.7 |  |  |  | 0 | 0.79 | 0 | 0 | 0 | 0 | 0 | 0 | 0 | 0 | 0 | 0 | 2009 Qtr 1: 0; 2009 Qtr 2: 0; 2009 Qtr 3: 0; 2009 Qtr 4: 0.79; 2010 Qtr 1: 0; 2010 Qtr 2: 0; 2010 Qtr 3: 0; 2010 Qtr 4: 0; 2011 Qtr 1: 0; 2011 Qtr 2: 0; 2011 Qtr 3: 0; 2011 Qtr 4: 0 | 0.79
0 | 253120-15 HP Motor (TEFC) |  | System | Commercial | 01-ALC-AllCommercial-Vent/Fan | 0 |  |  |  |  | 304.3644 | 0 | 189.8734 | 0 | 0 | 114.491 | 290.0904 |  | kWh | 0.13787 | 0 | Commercial | [7 empty] | 15 | 0.7 |  |  |  | 0 | 0.79 | 0 | 0 | 0 | 0 | 0 | 0 | 0 | 0 | 0 | 0 | 2009 Qtr 1: 0; 2009 Qtr 2: 0; 2009 Qtr 3: 0; 2009 Qtr 4: 0.79; 2010 Qtr 1: 0; 2010 Qtr 2: 0; 2010 Qtr 3: 0; 2010 Qtr 4: 0; 2011 Qtr 1: 0; 2011 Qtr 2: 0; 2011 Qtr 3: 0; 2011 Qtr 4: 0 | 0.79
0 | 253109-20 HP Motor (ODP) |  | System | Commercial | 01-ALC-AllCommercial-Vent/Fan | 0 |  |  |  |  | 285.183 | 0 | 227.8481 | 0 | 0 | 57.3349 | 745.7356 |  | kWh | 0.26092 | 0 | Commercial | [7 empty] | 15 | 0.7 |  |  |  | 0 | 0.79 | 0 | 0 | 0 | 0 | 0 | 0 | 0 | 0 | 0 | 0 | 2009 Qtr 1: 0; 2009 Qtr 2: 0; 2009 Qtr 3: 0; 2009 Qtr 4: 0.79; 2010 Qtr 1: 0; 2010 Qtr 2: 0; 2010 Qtr 3: 0; 2010 Qtr 4: 0; 2011 Qtr 1: 0; 2011 Qtr 2: 0; 2011 Qtr 3: 0; 2011 Qtr 4: 0 | 0.79
0 | 253121-20 HP Motor (TEFC) |  | System | Commercial | 01-ALC-AllCommercial-Vent/Fan | 0 |  |  |  |  | 138.6244 | 0 | 227.8481 | 0 | 0 | -89.2237 | 745.7356 |  | kWh | 0.26092 | 0 | Commercial | [7 empty] | 15 | 0.7 |  |  |  | 0 | 0.79 | 0 | 0 | 0 | 0 | 0 | 0 | 0 | 0 | 0 | 0 | 2009 Qtr 1: 0; 2009 Qtr 2: 0; 2009 Qtr 3: 0; 2009 Qtr 4: 0.79; 2010 Qtr 1: 0; 2010 Qtr 2: 0; 2010 Qtr 3: 0; 2010 Qtr 4: 0; 2011 Qtr 1: 0; 2011 Qtr 2: 0; 2011 Qtr 3: 0; 2011 Qtr 4: 0 | 0.79
0 | 253109-20 HP Motor (ODP) |  | System | Commercial | 01-ALC-AllCommercial-Vent/Fan | 0 |  |  |  |  | 285.183 | 0 | 227.8481 | 0 | 0 | 57.3349 | 745.7356 |  | kWh | 0.26092 | 0 | Commercial | [7 empty] | 15 | 0.7 |  |  |  | 0 | 0.79 | 0 | 0 | 0 | 0 | 0 | 0 | 0 | 0 | 0 | 0 | 2009 Qtr 1: 0; 2009 Qtr 2: 0; 2009 Qtr 3: 0; 2009 Qtr 4: 0.79; 2010 Qtr 1: 0; 2010 Qtr 2: 0; 2010 Qtr 3: 0; 2010 Qtr 4: 0; 2011 Qtr 1: 0; 2011 Qtr 2: 0; 2011 Qtr 3: 0; 2011 Qtr 4: 0 | 0.79
0 | 253119-10 HP Motor (TEFC) |  | System | Commercial | 01-ALC-AllCommercial-Vent/Fan | 0 |  |  |  |  | 154.9977 | 0 | 151.8987 | 0 | 0 | 3.099 | 311.3564 |  | kWh | 0.14798 | 0 | Commercial | [7 empty] | 15 | 0.7 |  |  |  | 0 | 0.79 | 0 | 0 | 0 | 0 | 0 | 0 | 0 | 0 | 0 | 0 | 2009 Qtr 1: 0; 2009 Qtr 2: 0; 2009 Qtr 3: 0; 2009 Qtr 4: 0.79; 2010 Qtr 1: 0; 2010 Qtr 2: 0; 2010 Qtr 3: 0; 2010 Qtr 4: 0; 2011 Qtr 1: 0; 2011 Qtr 2: 0; 2011 Qtr 3: 0; 2011 Qtr 4: 0 | 0.79
0 | 253120-15 HP Motor (TEFC) |  | System | Commercial | 01-ALC-AllCommercial-Vent/Fan | 0 |  |  |  |  | 304.3644 | 0 | 189.8734 | 0 | 0 | 114.491 | 290.0904 |  | kWh | 0.13787 | 0 | Commercial | [7 empty] | 15 | 0.7 |  |  |  | 0 | 0.79 | 0 | 0 | 0 | 0 | 0 | 0 | 0 | 0 | 0 | 0 | 2009 Qtr 1: 0; 2009 Qtr 2: 0; 2009 Qtr 3: 0; 2009 Qtr 4: 0.79; 2010 Qtr 1: 0; 2010 Qtr 2: 0; 2010 Qtr 3: 0; 2010 Qtr 4: 0; 2011 Qtr 1: 0; 2011 Qtr 2: 0; 2011 Qtr 3: 0; 2011 Qtr 4: 0 | 0.79
0 | 253119-10 HP Motor (TEFC) |  | System | Commercial | 01-ALC-AllCommercial-Vent/Fan | 0 |  |  |  |  | 154.9977 | 0 | 151.8987 | 0 | 0 | 3.099 | 311.3564 |  | kWh | 0.14798 | 0 | Commercial | [7 empty] | 15 | 0.7 |  |  |  | 0 | 0.79 | 0 | 0 | 0 | 0 | 0 | 0 | 0 | 0 | 0 | 0 | 2009 Qtr 1: 0; 2009 Qtr 2: 0; 2009 Qtr 3: 0; 2009 Qtr 4: 0.79; 2010 Qtr 1: 0; 2010 Qtr 2: 0; 2010 Qtr 3: 0; 2010 Qtr 4: 0; 2011 Qtr 1: 0; 2011 Qtr 2: 0; 2011 Qtr 3: 0; 2011 Qtr 4: 0 | 0.79
0 | 253114-60 HP Motor (ODP) |  | System | Commercial | 01-ALC-AllCommercial-Vent/Fan | 0 |  |  |  |  | 676.4409 | 0 | 632.9114 | 0 | 0 | 43.5295 | 1503.9999 |  | kWh | 0.52622 | 0 | Commercial | [7 empty] | 15 | 0.7 |  |  |  | 0 | 0.79 | 0 | 0 | 0 | 0 | 0 | 0 | 0 | 0 | 0 | 0 | 2009 Qtr 1: 0; 2009 Qtr 2: 0; 2009 Qtr 3: 0; 2009 Qtr 4: 0.79; 2010 Qtr 1: 0; 2010 Qtr 2: 0; 2010 Qtr 3: 0; 2010 Qtr 4: 0; 2011 Qtr 1: 0; 2011 Qtr 2: 0; 2011 Qtr 3: 0; 2011 Qtr 4: 0 | 0.79
0 | 253114-60 HP Motor (ODP) |  | System | Commercial | 01-ALC-AllCommercial-Vent/Fan | 0 |  |  |  |  | 676.4409 | 0 | 632.9114 | 0 | 0 | 43.5295 | 1503.9999 |  | kWh | 0.52622 | 0 | Commercial | [7 empty] | 15 | 0.7 |  |  |  | 0 | 0.79 | 0 | 0 | 0 | 0 | 0 | 0 | 0 | 0 | 0 | 0 | 2009 Qtr 1: 0; 2009 Qtr 2: 0; 2009 Qtr 3: 0; 2009 Qtr 4: 0.79; 2010 Qtr 1: 0; 2010 Qtr 2: 0; 2010 Qtr 3: 0; 2010 Qtr 4: 0; 2011 Qtr 1: 0; 2011 Qtr 2: 0; 2011 Qtr 3: 0; 2011 Qtr 4: 0 | 0.79
0 | 253049-Comm. HP <65k three phase unitary |  | System | Commercial | 01-ALC-AllCommercial-Cooling | 0 |  |  |  |  | 959.2869 | 0 | 100 | 0 | 0 | 859.2869 | 333.947 |  | kWh | 0.15748 | 0 | Commercial | [7 empty] | 15 | 0.5 |  |  |  | 1 | 5 | 0 | 0 | 0 | 0 | 0 | 0 | 0 | 0 | 0 | 0 | 2009 Qtr 1: 0; 2009 Qtr 2: 0; 2009 Qtr 3: 0; 2009 Qtr 4: 5; 2010 Qtr 1: 0; 2010 Qtr 2: 0; 2010 Qtr 3: 0; 2010 Qtr 4: 0; 2011 Qtr 1: 0; 2011 Qtr 2: 0; 2011 Qtr 3: 0; 2011 Qtr 4: 0 | 5
0 | 253049-Comm. HP <65k three phase unitary |  | System | Commercial | 01-ALC-AllCommercial-Cooling | 0 |  |  |  |  | 959.2869 | 0 | 100 | 0 | 0 | 859.2869 | 333.947 |  | kWh | 0.15748 | 0 | Commercial | [7 empty] | 15 | 0.5 |  |  |  | 1 | 5 | 0 | 0 | 0 | 0 | 0 | 0 | 0 | 0 | 0 | 0 | 2009 Qtr 1: 0; 2009 Qtr 2: 0; 2009 Qtr 3: 0; 2009 Qtr 4: 5; 2010 Qtr 1: 0; 2010 Qtr 2: 0; 2010 Qtr 3: 0; 2010 Qtr 4: 0; 2011 Qtr 1: 0; 2011 Qtr 2: 0; 2011 Qtr 3: 0; 2011 Qtr 4: 0 | 5
0 | 253049-Comm. HP <65k three phase unitary |  | System | Commercial | 01-ALC-AllCommercial-Cooling | 0 |  |  |  |  | 959.2869 | 0 | 100 | 0 | 0 | 859.2869 | 333.947 |  | kWh | 0.15748 | 0 | Commercial | [7 empty] | 15 | 0.5 |  |  |  | 1 | 5 | 0 | 0 | 0 | 0 | 0 | 0 | 0 | 0 | 0 | 0 | 2009 Qtr 1: 0; 2009 Qtr 2: 0; 2009 Qtr 3: 0; 2009 Qtr 4: 5; 2010 Qtr 1: 0; 2010 Qtr 2: 0; 2010 Qtr 3: 0; 2010 Qtr 4: 0; 2011 Qtr 1: 0; 2011 Qtr 2: 0; 2011 Qtr 3: 0; 2011 Qtr 4: 0 | 5
0 | 253049-Comm. HP <65k three phase unitary |  | System | Commercial | 01-ALC-AllCommercial-Cooling | 0 |  |  |  |  | 959.2869 | 0 | 100 | 0 | 0 | 859.2869 | 333.947 |  | kWh | 0.15748 | 0 | Commercial | [7 empty] | 15 | 0.5 |  |  |  | 1 | 5 | 0 | 0 | 0 | 0 | 0 | 0 | 0 | 0 | 0 | 0 | 2009 Qtr 1: 0; 2009 Qtr 2: 0; 2009 Qtr 3: 0; 2009 Qtr 4: 5; 2010 Qtr 1: 0; 2010 Qtr 2: 0; 2010 Qtr 3: 0; 2010 Qtr 4: 0; 2011 Qtr 1: 0; 2011 Qtr 2: 0; 2011 Qtr 3: 0; 2011 Qtr 4: 0 | 5
0 | 253059-Comm. AC <65k single phase split ER above code |  | System | Commercial | 01-ALC-AllCommercial-Cooling | 0 |  |  |  |  | 642.1695 | 0 | 194.44 | 0 | 0 | 447.7295 | 342.156 |  | kWh | 0.23408 | 0 | Commercial | [7 empty] | 15 | 0.5 |  |  |  | 1 | 2 | 0 | 0 | 0 | 0 | 0 | 0 | 0 | 0 | 0 | 0 | 2009 Qtr 1: 0; 2009 Qtr 2: 0; 2009 Qtr 3: 0; 2009 Qtr 4: 2; 2010 Qtr 1: 0; 2010 Qtr 2: 0; 2010 Qtr 3: 0; 2010 Qtr 4: 0; 2011 Qtr 1: 0; 2011 Qtr 2: 0; 2011 Qtr 3: 0; 2011 Qtr 4: 0 | 2
0 | 253006-Residential AC SEER 13 Early Ret. CZ 10, 14, or 15 |  | System | Residential | 26-SFM-ResidentialSingleFamily-SP_COOL | 0 |  |  |  |  | 549.5508 | 0 | 85 | 0 | 0 | 464.5508 | 291.643 |  | kWh | 0.32916 | 0.11379 | Residential |  | Winter Only | [5 empty] | 15 | 0.67 |  |  |  | 1 | 5 | 0 | 0 | 0 | 0 | 0 | 0 | 0 | 0 | 0 | 0 | 2009 Qtr 1: 0; 2009 Qtr 2: 0; 2009 Qtr 3: 0; 2009 Qtr 4: 5; 2010 Qtr 1: 0; 2010 Qtr 2: 0; 2010 Qtr 3: 0; 2010 Qtr 4: 0; 2011 Qtr 1: 0; 2011 Qtr 2: 0; 2011 Qtr 3: 0; 2011 Qtr 4: 0 | 5
0 | 253021-Res. Refr. Charge QI: Repl. on Failure CZ 6, 7 or 8 |  | System | Residential | 26-SFM-ResidentialSingleFamily-SP_COOL | 0 |  |  |  |  | 10.3583 | 0 | 16.6667 | 0 | 0 | -6.3084 | 57.1467 |  | kWh | 0.10312 | -0.050476 | Residential |  | Winter Only | [5 empty] | 10 | 0.78 |  |  |  | 0 | 5 | 0 | 0 | 0 | 0 | 0 | 0 | 0 | 0 | 0 | 0 | 2009 Qtr 1: 0; 2009 Qtr 2: 0; 2009 Qtr 3: 0; 2009 Qtr 4: 5; 2010 Qtr 1: 0; 2010 Qtr 2: 0; 2010 Qtr 3: 0; 2010 Qtr 4: 0; 2011 Qtr 1: 0; 2011 Qtr 2: 0; 2011 Qtr 3: 0; 2011 Qtr 4: 0 | 5
0 | 253021-Res. Refr. Charge QI: Repl. on Failure CZ 6, 7 or 8 |  | System | Residential | 26-SFM-ResidentialSingleFamily-SP_COOL | 0 |  |  |  |  | 10.3583 | 0 | 16.6667 | 0 | 0 | -6.3084 | 57.1467 |  | kWh | 0.10312 | -0.050476 | Residential |  | Winter Only | [5 empty] | 10 | 0.78 |  |  |  | 0 | 5 | 0 | 0 | 0 | 0 | 0 | 0 | 0 | 0 | 0 | 0 | 2009 Qtr 1: 0; 2009 Qtr 2: 0; 2009 Qtr 3: 0; 2009 Qtr 4: 5; 2010 Qtr 1: 0; 2010 Qtr 2: 0; 2010 Qtr 3: 0; 2010 Qtr 4: 0; 2011 Qtr 1: 0; 2011 Qtr 2: 0; 2011 Qtr 3: 0; 2011 Qtr 4: 0 | 5
0 | 253021-Res. Refr. Charge QI: Repl. on Failure CZ 6, 7 or 8 |  | System | Residential | 26-SFM-ResidentialSingleFamily-SP_COOL | 0 |  |  |  |  | 10.3583 | 0 | 19.4444 | 0 | 0 | -9.0861 | 57.1467 |  | kWh | 0.10312 | -0.050476 | Residential |  | Winter Only | [5 empty] | 10 | 0.78 |  |  |  | 0 | 3 | 0 | 0 | 0 | 0 | 0 | 0 | 0 | 0 | 0 | 0 | 2009 Qtr 1: 0; 2009 Qtr 2: 0; 2009 Qtr 3: 0; 2009 Qtr 4: 3; 2010 Qtr 1: 0; 2010 Qtr 2: 0; 2010 Qtr 3: 0; 2010 Qtr 4: 0; 2011 Qtr 1: 0; 2011 Qtr 2: 0; 2011 Qtr 3: 0; 2011 Qtr 4: 0 | 3
0 | 253021-Res. Refr. Charge QI: Repl. on Failure CZ 6, 7 or 8 |  | System | Residential | 26-SFM-ResidentialSingleFamily-SP_COOL | 0 |  |  |  |  | 10.3583 | 0 | 16.6667 | 0 | 0 | -6.3084 | 57.1467 |  | kWh | 0.10312 | -0.050476 | Residential |  | Winter Only | [5 empty] | 10 | 0.78 |  |  |  | 0 | 3 | 0 | 0 | 0 | 0 | 0 | 0 | 0 | 0 | 0 | 0 | 2009 Qtr 1: 0; 2009 Qtr 2: 0; 2009 Qtr 3: 0; 2009 Qtr 4: 3; 2010 Qtr 1: 0; 2010 Qtr 2: 0; 2010 Qtr 3: 0; 2010 Qtr 4: 0; 2011 Qtr 1: 0; 2011 Qtr 2: 0; 2011 Qtr 3: 0; 2011 Qtr 4: 0 | 3
0 | 253021-Res. Refr. Charge QI: Repl. on Failure CZ 6, 7 or 8 |  | System | Residential | 26-SFM-ResidentialSingleFamily-SP_COOL | 0 |  |  |  |  | 10.3583 | 0 | 19.4444 | 0 | 0 | -9.0861 | 57.1467 |  | kWh | 0.10312 | -0.050476 | Residential |  | Winter Only | [5 empty] | 10 | 0.78 |  |  |  | 0 | 3 | 0 | 0 | 0 | 0 | 0 | 0 | 0 | 0 | 0 | 0 | 2009 Qtr 1: 0; 2009 Qtr 2: 0; 2009 Qtr 3: 0; 2009 Qtr 4: 3; 2010 Qtr 1: 0; 2010 Qtr 2: 0; 2010 Qtr 3: 0; 2010 Qtr 4: 0; 2011 Qtr 1: 0; 2011 Qtr 2: 0; 2011 Qtr 3: 0; 2011 Qtr 4: 0 | 3
0 | 253021-Res. Refr. Charge QI: Repl. on Failure CZ 6, 7 or 8 |  | System | Residential | 26-SFM-ResidentialSingleFamily-SP_COOL | 0 |  |  |  |  | 10.3583 | 0 | 16.6667 | 0 | 0 | -6.3084 | 57.1467 |  | kWh | 0.10312 | -0.050476 | Residential |  | Winter Only | [5 empty] | 10 | 0.78 |  |  |  | 0 | 5 | 0 | 0 | 0 | 0 | 0 | 0 | 0 | 0 | 0 | 0 | 2009 Qtr 1: 0; 2009 Qtr 2: 0; 2009 Qtr 3: 0; 2009 Qtr 4: 5; 2010 Qtr 1: 0; 2010 Qtr 2: 0; 2010 Qtr 3: 0; 2010 Qtr 4: 0; 2011 Qtr 1: 0; 2011 Qtr 2: 0; 2011 Qtr 3: 0; 2011 Qtr 4: 0 | 5
0 | 253021-Res. Refr. Charge QI: Repl. on Failure CZ 6, 7 or 8 |  | System | Residential | 26-SFM-ResidentialSingleFamily-SP_COOL | 0 |  |  |  |  | 10.3583 | 0 | 19.4444 | 0 | 0 | -9.0861 | 57.1467 |  | kWh | 0.10312 | -0.050476 | Residential |  | Winter Only | [5 empty] | 10 | 0.78 |  |  |  | 0 | 3 | 0 | 0 | 0 | 0 | 0 | 0 | 0 | 0 | 0 | 0 | 2009 Qtr 1: 0; 2009 Qtr 2: 0; 2009 Qtr 3: 0; 2009 Qtr 4: 3; 2010 Qtr 1: 0; 2010 Qtr 2: 0; 2010 Qtr 3: 0; 2010 Qtr 4: 0; 2011 Qtr 1: 0; 2011 Qtr 2: 0; 2011 Qtr 3: 0; 2011 Qtr 4: 0 | 3
0 | 253021-Res. Refr. Charge QI: Repl. on Failure CZ 6, 7 or 8 |  | System | Residential | 26-SFM-ResidentialSingleFamily-SP_COOL | 0 |  |  |  |  | 10.3583 | 0 | 16.6667 | 0 | 0 | -6.3084 | 57.1467 |  | kWh | 0.10312 | -0.050476 | Residential |  | Winter Only | [5 empty] | 10 | 0.78 |  |  |  | 0 | 4 | 0 | 0 | 0 | 0 | 0 | 0 | 0 | 0 | 0 | 0 | 2009 Qtr 1: 0; 2009 Qtr 2: 0; 2009 Qtr 3: 0; 2009 Qtr 4: 4; 2010 Qtr 1: 0; 2010 Qtr 2: 0; 2010 Qtr 3: 0; 2010 Qtr 4: 0; 2011 Qtr 1: 0; 2011 Qtr 2: 0; 2011 Qtr 3: 0; 2011 Qtr 4: 0 | 4
0 | 253021-Res. Refr. Charge QI: Repl. on Failure CZ 6, 7 or 8 |  | System | Residential | 26-SFM-ResidentialSingleFamily-SP_COOL | 0 |  |  |  |  | 10.3583 | 0 | 19.4444 | 0 | 0 | -9.0861 | 57.1467 |  | kWh | 0.10312 | -0.050476 | Residential |  | Winter Only | [5 empty] | 10 | 0.78 |  |  |  | 0 | 3 | 0 | 0 | 0 | 0 | 0 | 0 | 0 | 0 | 0 | 0 | 2009 Qtr 1: 0; 2009 Qtr 2: 0; 2009 Qtr 3: 0; 2009 Qtr 4: 3; 2010 Qtr 1: 0; 2010 Qtr 2: 0; 2010 Qtr 3: 0; 2010 Qtr 4: 0; 2011 Qtr 1: 0; 2011 Qtr 2: 0; 2011 Qtr 3: 0; 2011 Qtr 4: 0 | 3
0 | 253021-Res. Refr. Charge QI: Repl. on Failure CZ 6, 7 or 8 |  | System | Residential | 26-SFM-ResidentialSingleFamily-SP_COOL | 0 |  |  |  |  | 10.3583 | 0 | 16.6667 | 0 | 0 | -6.3084 | 57.1467 |  | kWh | 0.10312 | -0.050476 | Residential |  | Winter Only | [5 empty] | 10 | 0.78 |  |  |  | 0 | 5 | 0 | 0 | 0 | 0 | 0 | 0 | 0 | 0 | 0 | 0 | 2009 Qtr 1: 0; 2009 Qtr 2: 0; 2009 Qtr 3: 0; 2009 Qtr 4: 5; 2010 Qtr 1: 0; 2010 Qtr 2: 0; 2010 Qtr 3: 0; 2010 Qtr 4: 0; 2011 Qtr 1: 0; 2011 Qtr 2: 0; 2011 Qtr 3: 0; 2011 Qtr 4: 0 | 5
0 | 253021-Res. Refr. Charge QI: Repl. on Failure CZ 6, 7 or 8 |  | System | Residential | 26-SFM-ResidentialSingleFamily-SP_COOL | 0 |  |  |  |  | 10.3583 | 0 | 16.6667 | 0 | 0 | -6.3084 | 57.1467 |  | kWh | 0.10312 | -0.050476 | Residential |  | Winter Only | [5 empty] | 10 | 0.78 |  |  |  | 0 | 5 | 0 | 0 | 0 | 0 | 0 | 0 | 0 | 0 | 0 | 0 | 2009 Qtr 1: 0; 2009 Qtr 2: 0; 2009 Qtr 3: 0; 2009 Qtr 4: 5; 2010 Qtr 1: 0; 2010 Qtr 2: 0; 2010 Qtr 3: 0; 2010 Qtr 4: 0; 2011 Qtr 1: 0; 2011 Qtr 2: 0; 2011 Qtr 3: 0; 2011 Qtr 4: 0 | 5
0 | 253021-Res. Refr. Charge QI: Repl. on Failure CZ 6, 7 or 8 |  | System | Residential | 26-SFM-ResidentialSingleFamily-SP_COOL | 0 |  |  |  |  | 10.3583 | 0 | 16.6667 | 0 | 0 | -6.3084 | 57.1467 |  | kWh | 0.10312 | -0.050476 | Residential |  | Winter Only | [5 empty] | 10 | 0.78 |  |  |  | 0 | 5 | 0 | 0 | 0 | 0 | 0 | 0 | 0 | 0 | 0 | 0 | 2009 Qtr 1: 0; 2009 Qtr 2: 0; 2009 Qtr 3: 0; 2009 Qtr 4: 5; 2010 Qtr 1: 0; 2010 Qtr 2: 0; 2010 Qtr 3: 0; 2010 Qtr 4: 0; 2011 Qtr 1: 0; 2011 Qtr 2: 0; 2011 Qtr 3: 0; 2011 Qtr 4: 0 | 5
0 | 253021-Res. Refr. Charge QI: Repl. on Failure CZ 6, 7 or 8 |  | System | Residential | 26-SFM-ResidentialSingleFamily-SP_COOL | 0 |  |  |  |  | 10.3583 | 0 | 19.4444 | 0 | 0 | -9.0861 | 57.1467 |  | kWh | 0.10312 | -0.050476 | Residential |  | Winter Only | [5 empty] | 10 | 0.78 |  |  |  | 0 | 3 | 0 | 0 | 0 | 0 | 0 | 0 | 0 | 0 | 0 | 0 | 2009 Qtr 1: 0; 2009 Qtr 2: 0; 2009 Qtr 3: 0; 2009 Qtr 4: 3; 2010 Qtr 1: 0; 2010 Qtr 2: 0; 2010 Qtr 3: 0; 2010 Qtr 4: 0; 2011 Qtr 1: 0; 2011 Qtr 2: 0; 2011 Qtr 3: 0; 2011 Qtr 4: 0 | 3
0 | 253021-Res. Refr. Charge QI: Repl. on Failure CZ 6, 7 or 8 |  | System | Residential | 26-SFM-ResidentialSingleFamily-SP_COOL | 0 |  |  |  |  | 10.3583 | 0 | 16.6667 | 0 | 0 | -6.3084 | 57.1467 |  | kWh | 0.10312 | -0.050476 | Residential |  | Winter Only | [5 empty] | 10 | 0.78 |  |  |  | 0 | 3 | 0 | 0 | 0 | 0 | 0 | 0 | 0 | 0 | 0 | 0 | 2009 Qtr 1: 0; 2009 Qtr 2: 0; 2009 Qtr 3: 0; 2009 Qtr 4: 3; 2010 Qtr 1: 0; 2010 Qtr 2: 0; 2010 Qtr 3: 0; 2010 Qtr 4: 0; 2011 Qtr 1: 0; 2011 Qtr 2: 0; 2011 Qtr 3: 0; 2011 Qtr 4: 0 | 3
0 | 253022-Res. Refr. Charge QI: Repl. on Failure |  | System | Residential | 26-SFM-ResidentialSingleFamily-SP_COOL | 0 |  |  |  |  | 10.3583 | 0 | 41.055 | 0 | 0 | -30.6967 | 111.621 |  | kWh | 0.076051 | -0.038582 | Residential |  | Winter Only | [5 empty] | 10 | 0.78 |  |  |  | 0 | 3 | 0 | 0 | 0 | 0 | 0 | 0 | 0 | 0 | 0 | 0 | 2009 Qtr 1: 0; 2009 Qtr 2: 0; 2009 Qtr 3: 0; 2009 Qtr 4: 3; 2010 Qtr 1: 0; 2010 Qtr 2: 0; 2010 Qtr 3: 0; 2010 Qtr 4: 0; 2011 Qtr 1: 0; 2011 Qtr 2: 0; 2011 Qtr 3: 0; 2011 Qtr 4: 0 | 3
0 | 253022-Res. Refr. Charge QI: Repl. on Failure |  | System | Residential | 26-SFM-ResidentialSingleFamily-SP_COOL | 0 |  |  |  |  | 10.3583 | 0 | 41.055 | 0 | 0 | -30.6967 | 111.621 |  | kWh | 0.076051 | -0.038582 | Residential |  | Winter Only | [5 empty] | 10 | 0.78 |  |  |  | 0 | 3 | 0 | 0 | 0 | 0 | 0 | 0 | 0 | 0 | 0 | 0 | 2009 Qtr 1: 0; 2009 Qtr 2: 0; 2009 Qtr 3: 0; 2009 Qtr 4: 3; 2010 Qtr 1: 0; 2010 Qtr 2: 0; 2010 Qtr 3: 0; 2010 Qtr 4: 0; 2011 Qtr 1: 0; 2011 Qtr 2: 0; 2011 Qtr 3: 0; 2011 Qtr 4: 0 | 3
0 | 253021-Res. Refr. Charge QI: Repl. on Failure CZ 6, 7 or 8 |  | System | Residential | 26-SFM-ResidentialSingleFamily-SP_COOL | 0 |  |  |  |  | 10.3583 | 0 | 20.8333 | 0 | 0 | -10.475 | 57.1467 |  | kWh | 0.10312 | -0.050476 | Residential |  | Winter Only | [5 empty] | 10 | 0.78 |  |  |  | 0 | 2 | 0 | 0 | 0 | 0 | 0 | 0 | 0 | 0 | 0 | 0 | 2009 Qtr 1: 0; 2009 Qtr 2: 0; 2009 Qtr 3: 0; 2009 Qtr 4: 2; 2010 Qtr 1: 0; 2010 Qtr 2: 0; 2010 Qtr 3: 0; 2010 Qtr 4: 0; 2011 Qtr 1: 0; 2011 Qtr 2: 0; 2011 Qtr 3: 0; 2011 Qtr 4: 0 | 2
0 | 253021-Res. Refr. Charge QI: Repl. on Failure CZ 6, 7 or 8 |  | System | Residential | 26-SFM-ResidentialSingleFamily-SP_COOL | 0 |  |  |  |  | 10.3583 | 0 | 16.6667 | 0 | 0 | -6.3084 | 57.1467 |  | kWh | 0.10312 | -0.050476 | Residential |  | Winter Only | [5 empty] | 10 | 0.78 |  |  |  | 0 | 5 | 0 | 0 | 0 | 0 | 0 | 0 | 0 | 0 | 0 | 0 | 2009 Qtr 1: 0; 2009 Qtr 2: 0; 2009 Qtr 3: 0; 2009 Qtr 4: 5; 2010 Qtr 1: 0; 2010 Qtr 2: 0; 2010 Qtr 3: 0; 2010 Qtr 4: 0; 2011 Qtr 1: 0; 2011 Qtr 2: 0; 2011 Qtr 3: 0; 2011 Qtr 4: 0 | 5
0 | 253021-Res. Refr. Charge QI: Repl. on Failure CZ 6, 7 or 8 |  | System | Residential | 26-SFM-ResidentialSingleFamily-SP_COOL | 0 |  |  |  |  | 10.3583 | 0 | 16.6667 | 0 | 0 | -6.3084 | 57.1467 |  | kWh | 0.10312 | -0.050476 | Residential |  | Winter Only | [5 empty] | 10 | 0.78 |  |  |  | 0 | 5 | 0 | 0 | 0 | 0 | 0 | 0 | 0 | 0 | 0 | 0 | 2009 Qtr 1: 0; 2009 Qtr 2: 0; 2009 Qtr 3: 0; 2009 Qtr 4: 5; 2010 Qtr 1: 0; 2010 Qtr 2: 0; 2010 Qtr 3: 0; 2010 Qtr 4: 0; 2011 Qtr 1: 0; 2011 Qtr 2: 0; 2011 Qtr 3: 0; 2011 Qtr 4: 0 | 5
0 | 253021-Res. Refr. Charge QI: Repl. on Failure CZ 6, 7 or 8 |  | System | Residential | 26-SFM-ResidentialSingleFamily-SP_COOL | 0 |  |  |  |  | 10.3583 | 0 | 16.6667 | 0 | 0 | -6.3084 | 57.1467 |  | kWh | 0.10312 | -0.050476 | Residential |  | Winter Only | [5 empty] | 10 | 0.78 |  |  |  | 0 | 4 | 0 | 0 | 0 | 0 | 0 | 0 | 0 | 0 | 0 | 0 | 2009 Qtr 1: 0; 2009 Qtr 2: 0; 2009 Qtr 3: 0; 2009 Qtr 4: 4; 2010 Qtr 1: 0; 2010 Qtr 2: 0; 2010 Qtr 3: 0; 2010 Qtr 4: 0; 2011 Qtr 1: 0; 2011 Qtr 2: 0; 2011 Qtr 3: 0; 2011 Qtr 4: 0 | 4
0 | 253021-Res. Refr. Charge QI: Repl. on Failure CZ 6, 7 or 8 |  | System | Residential | 26-SFM-ResidentialSingleFamily-SP_COOL | 0 |  |  |  |  | 10.3583 | 0 | 16.6667 | 0 | 0 | -6.3084 | 57.1467 |  | kWh | 0.10312 | -0.050476 | Residential |  | Winter Only | [5 empty] | 10 | 0.78 |  |  |  | 0 | 4 | 0 | 0 | 0 | 0 | 0 | 0 | 0 | 0 | 0 | 0 | 2009 Qtr 1: 0; 2009 Qtr 2: 0; 2009 Qtr 3: 0; 2009 Qtr 4: 4; 2010 Qtr 1: 0; 2010 Qtr 2: 0; 2010 Qtr 3: 0; 2010 Qtr 4: 0; 2011 Qtr 1: 0; 2011 Qtr 2: 0; 2011 Qtr 3: 0; 2011 Qtr 4: 0 | 4
0 | 253021-Res. Refr. Charge QI: Repl. on Failure CZ 6, 7 or 8 |  | System | Residential | 26-SFM-ResidentialSingleFamily-SP_COOL | 0 |  |  |  |  | 10.3583 | 0 | 16.6667 | 0 | 0 | -6.3084 | 57.1467 |  | kWh | 0.10312 | -0.050476 | Residential |  | Winter Only | [5 empty] | 10 | 0.78 |  |  |  | 0 | 2 | 0 | 0 | 0 | 0 | 0 | 0 | 0 | 0 | 0 | 0 | 2009 Qtr 1: 0; 2009 Qtr 2: 0; 2009 Qtr 3: 0; 2009 Qtr 4: 2; 2010 Qtr 1: 0; 2010 Qtr 2: 0; 2010 Qtr 3: 0; 2010 Qtr 4: 0; 2011 Qtr 1: 0; 2011 Qtr 2: 0; 2011 Qtr 3: 0; 2011 Qtr 4: 0 | 2
0 | 253021-Res. Refr. Charge QI: Repl. on Failure CZ 6, 7 or 8 |  | System | Residential | 26-SFM-ResidentialSingleFamily-SP_COOL | 0 |  |  |  |  | 10.3583 | 0 | 16.6667 | 0 | 0 | -6.3084 | 57.1467 |  | kWh | 0.10312 | -0.050476 | Residential |  | Winter Only | [5 empty] | 10 | 0.78 |  |  |  | 0 | 5 | 0 | 0 | 0 | 0 | 0 | 0 | 0 | 0 | 0 | 0 | 2009 Qtr 1: 0; 2009 Qtr 2: 0; 2009 Qtr 3: 0; 2009 Qtr 4: 5; 2010 Qtr 1: 0; 2010 Qtr 2: 0; 2010 Qtr 3: 0; 2010 Qtr 4: 0; 2011 Qtr 1: 0; 2011 Qtr 2: 0; 2011 Qtr 3: 0; 2011 Qtr 4: 0 | 5
0 | 253021-Res. Refr. Charge QI: Repl. on Failure CZ 6, 7 or 8 |  | System | Residential | 26-SFM-ResidentialSingleFamily-SP_COOL | 0 |  |  |  |  | 10.3583 | 0 | 16.6667 | 0 | 0 | -6.3084 | 57.1467 |  | kWh | 0.10312 | -0.050476 | Residential |  | Winter Only | [5 empty] | 10 | 0.78 |  |  |  | 0 | 5 | 0 | 0 | 0 | 0 | 0 | 0 | 0 | 0 | 0 | 0 | 2009 Qtr 1: 0; 2009 Qtr 2: 0; 2009 Qtr 3: 0; 2009 Qtr 4: 5; 2010 Qtr 1: 0; 2010 Qtr 2: 0; 2010 Qtr 3: 0; 2010 Qtr 4: 0; 2011 Qtr 1: 0; 2011 Qtr 2: 0; 2011 Qtr 3: 0; 2011 Qtr 4: 0 | 5
0 | 253021-Res. Refr. Charge QI: Repl. on Failure CZ 6, 7 or 8 |  | System | Residential | 26-SFM-ResidentialSingleFamily-SP_COOL | 0 |  |  |  |  | 10.3583 | 0 | 16.6667 | 0 | 0 | -6.3084 | 57.1467 |  | kWh | 0.10312 | -0.050476 | Residential |  | Winter Only | [5 empty] | 10 | 0.78 |  |  |  | 0 | 5 | 0 | 0 | 0 | 0 | 0 | 0 | 0 | 0 | 0 | 0 | 2009 Qtr 1: 0; 2009 Qtr 2: 0; 2009 Qtr 3: 0; 2009 Qtr 4: 5; 2010 Qtr 1: 0; 2010 Qtr 2: 0; 2010 Qtr 3: 0; 2010 Qtr 4: 0; 2011 Qtr 1: 0; 2011 Qtr 2: 0; 2011 Qtr 3: 0; 2011 Qtr 4: 0 | 5
0 | 253021-Res. Refr. Charge QI: Repl. on Failure CZ 6, 7 or 8 |  | System | Residential | 26-SFM-ResidentialSingleFamily-SP_COOL | 0 |  |  |  |  | 10.3583 | 0 | 16.6667 | 0 | 0 | -6.3084 | 57.1467 |  | kWh | 0.10312 | -0.050476 | Residential |  | Winter Only | [5 empty] | 10 | 0.78 |  |  |  | 0 | 5 | 0 | 0 | 0 | 0 | 0 | 0 | 0 | 0 | 0 | 0 | 2009 Qtr 1: 0; 2009 Qtr 2: 0; 2009 Qtr 3: 0; 2009 Qtr 4: 5; 2010 Qtr 1: 0; 2010 Qtr 2: 0; 2010 Qtr 3: 0; 2010 Qtr 4: 0; 2011 Qtr 1: 0; 2011 Qtr 2: 0; 2011 Qtr 3: 0; 2011 Qtr 4: 0 | 5
0 | 253021-Res. Refr. Charge QI: Repl. on Failure CZ 6, 7 or 8 |  | System | Residential | 26-SFM-ResidentialSingleFamily-SP_COOL | 0 |  |  |  |  | 10.3583 | 0 | 16.6667 | 0 | 0 | -6.3084 | 57.1467 |  | kWh | 0.10312 | -0.050476 | Residential |  | Winter Only | [5 empty] | 10 | 0.78 |  |  |  | 0 | 3 | 0 | 0 | 0 | 0 | 0 | 0 | 0 | 0 | 0 | 0 | 2009 Qtr 1: 0; 2009 Qtr 2: 0; 2009 Qtr 3: 0; 2009 Qtr 4: 3; 2010 Qtr 1: 0; 2010 Qtr 2: 0; 2010 Qtr 3: 0; 2010 Qtr 4: 0; 2011 Qtr 1: 0; 2011 Qtr 2: 0; 2011 Qtr 3: 0; 2011 Qtr 4: 0 | 3
0 | 253021-Res. Refr. Charge QI: Repl. on Failure CZ 6, 7 or 8 |  | System | Residential | 26-SFM-ResidentialSingleFamily-SP_COOL | 0 |  |  |  |  | 10.3583 | 0 | 16.6667 | 0 | 0 | -6.3084 | 57.1467 |  | kWh | 0.10312 | -0.050476 | Residential |  | Winter Only | [5 empty] | 10 | 0.78 |  |  |  | 0 | 3 | 0 | 0 | 0 | 0 | 0 | 0 | 0 | 0 | 0 | 0 | 2009 Qtr 1: 0; 2009 Qtr 2: 0; 2009 Qtr 3: 0; 2009 Qtr 4: 3; 2010 Qtr 1: 0; 2010 Qtr 2: 0; 2010 Qtr 3: 0; 2010 Qtr 4: 0; 2011 Qtr 1: 0; 2011 Qtr 2: 0; 2011 Qtr 3: 0; 2011 Qtr 4: 0 | 3
0 | 253022-Res. Refr. Charge QI: Repl. on Failure |  | System | Residential | 26-SFM-ResidentialSingleFamily-SP_COOL | 0 |  |  |  |  | 10.3583 | 0 | 35.19 | 0 | 0 | -24.8317 | 111.621 |  | kWh | 0.076051 | -0.038582 | Residential |  | Winter Only | [5 empty] | 10 | 0.78 |  |  |  | 0 | 4 | 0 | 0 | 0 | 0 | 0 | 0 | 0 | 0 | 0 | 0 | 2009 Qtr 1: 0; 2009 Qtr 2: 0; 2009 Qtr 3: 0; 2009 Qtr 4: 4; 2010 Qtr 1: 0; 2010 Qtr 2: 0; 2010 Qtr 3: 0; 2010 Qtr 4: 0; 2011 Qtr 1: 0; 2011 Qtr 2: 0; 2011 Qtr 3: 0; 2011 Qtr 4: 0 | 4
0 | 253021-Res. Refr. Charge QI: Repl. on Failure CZ 6, 7 or 8 |  | System | Residential | 26-SFM-ResidentialSingleFamily-SP_COOL | 0 |  |  |  |  | 10.3583 | 0 | 16.6667 | 0 | 0 | -6.3084 | 57.1467 |  | kWh | 0.10312 | -0.050476 | Residential |  | Winter Only | [5 empty] | 10 | 0.78 |  |  |  | 0 | 4 | 0 | 0 | 0 | 0 | 0 | 0 | 0 | 0 | 0 | 0 | 2009 Qtr 1: 0; 2009 Qtr 2: 0; 2009 Qtr 3: 0; 2009 Qtr 4: 4; 2010 Qtr 1: 0; 2010 Qtr 2: 0; 2010 Qtr 3: 0; 2010 Qtr 4: 0; 2011 Qtr 1: 0; 2011 Qtr 2: 0; 2011 Qtr 3: 0; 2011 Qtr 4: 0 | 4
0 | 253022-Res. Refr. Charge QI: Repl. on Failure |  | System | Residential | 26-SFM-ResidentialSingleFamily-SP_COOL | 0 |  |  |  |  | 10.3583 | 0 | 35.19 | 0 | 0 | -24.8317 | 111.621 |  | kWh | 0.076051 | -0.038582 | Residential |  | Winter Only | [5 empty] | 10 | 0.78 |  |  |  | 0 | 3 | 0 | 0 | 0 | 0 | 0 | 0 | 0 | 0 | 0 | 0 | 2009 Qtr 1: 0; 2009 Qtr 2: 0; 2009 Qtr 3: 0; 2009 Qtr 4: 3; 2010 Qtr 1: 0; 2010 Qtr 2: 0; 2010 Qtr 3: 0; 2010 Qtr 4: 0; 2011 Qtr 1: 0; 2011 Qtr 2: 0; 2011 Qtr 3: 0; 2011 Qtr 4: 0 | 3
0 | 253021-Res. Refr. Charge QI: Repl. on Failure CZ 6, 7 or 8 |  | System | Residential | 26-SFM-ResidentialSingleFamily-SP_COOL | 0 |  |  |  |  | 10.3583 | 0 | 16.6667 | 0 | 0 | -6.3084 | 57.1467 |  | kWh | 0.10312 | -0.050476 | Residential |  | Winter Only | [5 empty] | 10 | 0.78 |  |  |  | 0 | 3 | 0 | 0 | 0 | 0 | 0 | 0 | 0 | 0 | 0 | 0 | 2009 Qtr 1: 0; 2009 Qtr 2: 0; 2009 Qtr 3: 0; 2009 Qtr 4: 3; 2010 Qtr 1: 0; 2010 Qtr 2: 0; 2010 Qtr 3: 0; 2010 Qtr 4: 0; 2011 Qtr 1: 0; 2011 Qtr 2: 0; 2011 Qtr 3: 0; 2011 Qtr 4: 0 | 3
0 | 253022-Res. Refr. Charge QI: Repl. on Failure |  | System | Residential | 26-SFM-ResidentialSingleFamily-SP_COOL | 0 |  |  |  |  | 10.3583 | 0 | 35.19 | 0 | 0 | -24.8317 | 111.621 |  | kWh | 0.076051 | -0.038582 | Residential |  | Winter Only | [5 empty] | 10 | 0.78 |  |  |  | 0 | 3 | 0 | 0 | 0 | 0 | 0 | 0 | 0 | 0 | 0 | 0 | 2009 Qtr 1: 0; 2009 Qtr 2: 0; 2009 Qtr 3: 0; 2009 Qtr 4: 3; 2010 Qtr 1: 0; 2010 Qtr 2: 0; 2010 Qtr 3: 0; 2010 Qtr 4: 0; 2011 Qtr 1: 0; 2011 Qtr 2: 0; 2011 Qtr 3: 0; 2011 Qtr 4: 0 | 3
0 | 253022-Res. Refr. Charge QI: Repl. on Failure |  | System | Residential | 26-SFM-ResidentialSingleFamily-SP_COOL | 0 |  |  |  |  | 10.3583 | 0 | 41.055 | 0 | 0 | -30.6967 | 111.621 |  | kWh | 0.076051 | -0.038582 | Residential |  | Winter Only | [5 empty] | 10 | 0.78 |  |  |  | 0 | 3 | 0 | 0 | 0 | 0 | 0 | 0 | 0 | 0 | 0 | 0 | 2009 Qtr 1: 0; 2009 Qtr 2: 0; 2009 Qtr 3: 0; 2009 Qtr 4: 3; 2010 Qtr 1: 0; 2010 Qtr 2: 0; 2010 Qtr 3: 0; 2010 Qtr 4: 0; 2011 Qtr 1: 0; 2011 Qtr 2: 0; 2011 Qtr 3: 0; 2011 Qtr 4: 0 | 3
0 | 253021-Res. Refr. Charge QI: Repl. on Failure CZ 6, 7 or 8 |  | System | Residential | 26-SFM-ResidentialSingleFamily-SP_COOL | 0 |  |  |  |  | 10.3583 | 0 | 16.6667 | 0 | 0 | -6.3084 | 57.1467 |  | kWh | 0.10312 | -0.050476 | Residential |  | Winter Only | [5 empty] | 10 | 0.78 |  |  |  | 0 | 3 | 0 | 0 | 0 | 0 | 0 | 0 | 0 | 0 | 0 | 0 | 2009 Qtr 1: 0; 2009 Qtr 2: 0; 2009 Qtr 3: 0; 2009 Qtr 4: 3; 2010 Qtr 1: 0; 2010 Qtr 2: 0; 2010 Qtr 3: 0; 2010 Qtr 4: 0; 2011 Qtr 1: 0; 2011 Qtr 2: 0; 2011 Qtr 3: 0; 2011 Qtr 4: 0 | 3
0 | 253021-Res. Refr. Charge QI: Repl. on Failure CZ 6, 7 or 8 |  | System | Residential | 26-SFM-ResidentialSingleFamily-SP_COOL | 0 |  |  |  |  | 10.3583 | 0 | 16.6667 | 0 | 0 | -6.3084 | 57.1467 |  | kWh | 0.10312 | -0.050476 | Residential |  | Winter Only | [5 empty] | 10 | 0.78 |  |  |  | 0 | 5 | 0 | 0 | 0 | 0 | 0 | 0 | 0 | 0 | 0 | 0 | 2009 Qtr 1: 0; 2009 Qtr 2: 0; 2009 Qtr 3: 0; 2009 Qtr 4: 5; 2010 Qtr 1: 0; 2010 Qtr 2: 0; 2010 Qtr 3: 0; 2010 Qtr 4: 0; 2011 Qtr 1: 0; 2011 Qtr 2: 0; 2011 Qtr 3: 0; 2011 Qtr 4: 0 | 5
0 | 253021-Res. Refr. Charge QI: Repl. on Failure CZ 6, 7 or 8 |  | System | Residential | 26-SFM-ResidentialSingleFamily-SP_COOL | 0 |  |  |  |  | 10.3583 | 0 | 16.6667 | 0 | 0 | -6.3084 | 57.1467 |  | kWh | 0.10312 | -0.050476 | Residential |  | Winter Only | [5 empty] | 10 | 0.78 |  |  |  | 0 | 3 | 0 | 0 | 0 | 0 | 0 | 0 | 0 | 0 | 0 | 0 | 2009 Qtr 1: 0; 2009 Qtr 2: 0; 2009 Qtr 3: 0; 2009 Qtr 4: 3; 2010 Qtr 1: 0; 2010 Qtr 2: 0; 2010 Qtr 3: 0; 2010 Qtr 4: 0; 2011 Qtr 1: 0; 2011 Qtr 2: 0; 2011 Qtr 3: 0; 2011 Qtr 4: 0 | 3
0 | 253021-Res. Refr. Charge QI: Repl. on Failure CZ 6, 7 or 8 |  | System | Residential | 26-SFM-ResidentialSingleFamily-SP_COOL | 0 |  |  |  |  | 10.3583 | 0 | 16.6667 | 0 | 0 | -6.3084 | 57.1467 |  | kWh | 0.10312 | -0.050476 | Residential |  | Winter Only | [5 empty] | 10 | 0.78 |  |  |  | 0 | 4 | 0 | 0 | 0 | 0 | 0 | 0 | 0 | 0 | 0 | 0 | 2009 Qtr 1: 0; 2009 Qtr 2: 0; 2009 Qtr 3: 0; 2009 Qtr 4: 4; 2010 Qtr 1: 0; 2010 Qtr 2: 0; 2010 Qtr 3: 0; 2010 Qtr 4: 0; 2011 Qtr 1: 0; 2011 Qtr 2: 0; 2011 Qtr 3: 0; 2011 Qtr 4: 0 | 4
0 | 253021-Res. Refr. Charge QI: Repl. on Failure CZ 6, 7 or 8 |  | System | Residential | 26-SFM-ResidentialSingleFamily-SP_COOL | 0 |  |  |  |  | 10.3583 | 0 | 19.4444 | 0 | 0 | -9.0861 | 57.1467 |  | kWh | 0.10312 | -0.050476 | Residential |  | Winter Only | [5 empty] | 10 | 0.78 |  |  |  | 0 | 3 | 0 | 0 | 0 | 0 | 0 | 0 | 0 | 0 | 0 | 0 | 2009 Qtr 1: 0; 2009 Qtr 2: 0; 2009 Qtr 3: 0; 2009 Qtr 4: 3; 2010 Qtr 1: 0; 2010 Qtr 2: 0; 2010 Qtr 3: 0; 2010 Qtr 4: 0; 2011 Qtr 1: 0; 2011 Qtr 2: 0; 2011 Qtr 3: 0; 2011 Qtr 4: 0 | 3
0 | 253021-Res. Refr. Charge QI: Repl. on Failure CZ 6, 7 or 8 |  | System | Residential | 26-SFM-ResidentialSingleFamily-SP_COOL | 0 |  |  |  |  | 10.3583 | 0 | 16.6667 | 0 | 0 | -6.3084 | 57.1467 |  | kWh | 0.10312 | -0.050476 | Residential |  | Winter Only | [5 empty] | 10 | 0.78 |  |  |  | 0 | 4 | 0 | 0 | 0 | 0 | 0 | 0 | 0 | 0 | 0 | 0 | 2009 Qtr 1: 0; 2009 Qtr 2: 0; 2009 Qtr 3: 0; 2009 Qtr 4: 4; 2010 Qtr 1: 0; 2010 Qtr 2: 0; 2010 Qtr 3: 0; 2010 Qtr 4: 0; 2011 Qtr 1: 0; 2011 Qtr 2: 0; 2011 Qtr 3: 0; 2011 Qtr 4: 0 | 4
0 | 253021-Res. Refr. Charge QI: Repl. on Failure CZ 6, 7 or 8 |  | System | Residential | 26-SFM-ResidentialSingleFamily-SP_COOL | 0 |  |  |  |  | 10.3583 | 0 | 16.6667 | 0 | 0 | -6.3084 | 57.1467 |  | kWh | 0.10312 | -0.050476 | Residential |  | Winter Only | [5 empty] | 10 | 0.78 |  |  |  | 0 | 5 | 0 | 0 | 0 | 0 | 0 | 0 | 0 | 0 | 0 | 0 | 2009 Qtr 1: 0; 2009 Qtr 2: 0; 2009 Qtr 3: 0; 2009 Qtr 4: 5; 2010 Qtr 1: 0; 2010 Qtr 2: 0; 2010 Qtr 3: 0; 2010 Qtr 4: 0; 2011 Qtr 1: 0; 2011 Qtr 2: 0; 2011 Qtr 3: 0; 2011 Qtr 4: 0 | 5
0 | 253021-Res. Refr. Charge QI: Repl. on Failure CZ 6, 7 or 8 |  | System | Residential | 26-SFM-ResidentialSingleFamily-SP_COOL | 0 |  |  |  |  | 10.3583 | 0 | 16.6667 | 0 | 0 | -6.3084 | 57.1467 |  | kWh | 0.10312 | -0.050476 | Residential |  | Winter Only | [5 empty] | 10 | 0.78 |  |  |  | 0 | 4 | 0 | 0 | 0 | 0 | 0 | 0 | 0 | 0 | 0 | 0 | 2009 Qtr 1: 0; 2009 Qtr 2: 0; 2009 Qtr 3: 0; 2009 Qtr 4: 4; 2010 Qtr 1: 0; 2010 Qtr 2: 0; 2010 Qtr 3: 0; 2010 Qtr 4: 0; 2011 Qtr 1: 0; 2011 Qtr 2: 0; 2011 Qtr 3: 0; 2011 Qtr 4: 0 | 4
0 | 253021-Res. Refr. Charge QI: Repl. on Failure CZ 6, 7 or 8 |  | System | Residential | 26-SFM-ResidentialSingleFamily-SP_COOL | 0 |  |  |  |  | 10.3583 | 0 | 16.6667 | 0 | 0 | -6.3084 | 57.1467 |  | kWh | 0.10312 | -0.050476 | Residential |  | Winter Only | [5 empty] | 10 | 0.78 |  |  |  | 0 | 3 | 0 | 0 | 0 | 0 | 0 | 0 | 0 | 0 | 0 | 0 | 2009 Qtr 1: 0; 2009 Qtr 2: 0; 2009 Qtr 3: 0; 2009 Qtr 4: 3; 2010 Qtr 1: 0; 2010 Qtr 2: 0; 2010 Qtr 3: 0; 2010 Qtr 4: 0; 2011 Qtr 1: 0; 2011 Qtr 2: 0; 2011 Qtr 3: 0; 2011 Qtr 4: 0 | 3
0 | 253021-Res. Refr. Charge QI: Repl. on Failure CZ 6, 7 or 8 |  | System | Residential | 26-SFM-ResidentialSingleFamily-SP_COOL | 0 |  |  |  |  | 10.3583 | 0 | 16.6667 | 0 | 0 | -6.3084 | 57.1467 |  | kWh | 0.10312 | -0.050476 | Residential |  | Winter Only | [5 empty] | 10 | 0.78 |  |  |  | 0 | 3 | 0 | 0 | 0 | 0 | 0 | 0 | 0 | 0 | 0 | 0 | 2009 Qtr 1: 0; 2009 Qtr 2: 0; 2009 Qtr 3: 0; 2009 Qtr 4: 3; 2010 Qtr 1: 0; 2010 Qtr 2: 0; 2010 Qtr 3: 0; 2010 Qtr 4: 0; 2011 Qtr 1: 0; 2011 Qtr 2: 0; 2011 Qtr 3: 0; 2011 Qtr 4: 0 | 3
0 | 253021-Res. Refr. Charge QI: Repl. on Failure CZ 6, 7 or 8 |  | System | Residential | 26-SFM-ResidentialSingleFamily-SP_COOL | 0 |  |  |  |  | 10.3583 | 0 | 16.6667 | 0 | 0 | -6.3084 | 57.1467 |  | kWh | 0.10312 | -0.050476 | Residential |  | Winter Only | [5 empty] | 10 | 0.78 |  |  |  | 0 | 5 | 0 | 0 | 0 | 0 | 0 | 0 | 0 | 0 | 0 | 0 | 2009 Qtr 1: 0; 2009 Qtr 2: 0; 2009 Qtr 3: 0; 2009 Qtr 4: 5; 2010 Qtr 1: 0; 2010 Qtr 2: 0; 2010 Qtr 3: 0; 2010 Qtr 4: 0; 2011 Qtr 1: 0; 2011 Qtr 2: 0; 2011 Qtr 3: 0; 2011 Qtr 4: 0 | 5
0 | 253021-Res. Refr. Charge QI: Repl. on Failure CZ 6, 7 or 8 |  | System | Residential | 26-SFM-ResidentialSingleFamily-SP_COOL | 0 |  |  |  |  | 10.3583 | 0 | 16.6667 | 0 | 0 | -6.3084 | 57.1467 |  | kWh | 0.10312 | -0.050476 | Residential |  | Winter Only | [5 empty] | 10 | 0.78 |  |  |  | 0 | 5 | 0 | 0 | 0 | 0 | 0 | 0 | 0 | 0 | 0 | 0 | 2009 Qtr 1: 0; 2009 Qtr 2: 0; 2009 Qtr 3: 0; 2009 Qtr 4: 5; 2010 Qtr 1: 0; 2010 Qtr 2: 0; 2010 Qtr 3: 0; 2010 Qtr 4: 0; 2011 Qtr 1: 0; 2011 Qtr 2: 0; 2011 Qtr 3: 0; 2011 Qtr 4: 0 | 5
0 | 253021-Res. Refr. Charge QI: Repl. on Failure CZ 6, 7 or 8 |  | System | Residential | 26-SFM-ResidentialSingleFamily-SP_COOL | 0 |  |  |  |  | 10.3583 | 0 | 16.6667 | 0 | 0 | -6.3084 | 57.1467 |  | kWh | 0.10312 | -0.050476 | Residential |  | Winter Only | [5 empty] | 10 | 0.78 |  |  |  | 0 | 2 | 0 | 0 | 0 | 0 | 0 | 0 | 0 | 0 | 0 | 0 | 2009 Qtr 1: 0; 2009 Qtr 2: 0; 2009 Qtr 3: 0; 2009 Qtr 4: 2; 2010 Qtr 1: 0; 2010 Qtr 2: 0; 2010 Qtr 3: 0; 2010 Qtr 4: 0; 2011 Qtr 1: 0; 2011 Qtr 2: 0; 2011 Qtr 3: 0; 2011 Qtr 4: 0 | 2
0 | 253021-Res. Refr. Charge QI: Repl. on Failure CZ 6, 7 or 8 |  | System | Residential | 26-SFM-ResidentialSingleFamily-SP_COOL | 0 |  |  |  |  | 10.3583 | 0 | 16.6667 | 0 | 0 | -6.3084 | 57.1467 |  | kWh | 0.10312 | -0.050476 | Residential |  | Winter Only | [5 empty] | 10 | 0.78 |  |  |  | 0 | 4 | 0 | 0 | 0 | 0 | 0 | 0 | 0 | 0 | 0 | 0 | 2009 Qtr 1: 0; 2009 Qtr 2: 0; 2009 Qtr 3: 0; 2009 Qtr 4: 4; 2010 Qtr 1: 0; 2010 Qtr 2: 0; 2010 Qtr 3: 0; 2010 Qtr 4: 0; 2011 Qtr 1: 0; 2011 Qtr 2: 0; 2011 Qtr 3: 0; 2011 Qtr 4: 0 | 4
0 | 253021-Res. Refr. Charge QI: Repl. on Failure CZ 6, 7 or 8 |  | System | Residential | 26-SFM-ResidentialSingleFamily-SP_COOL | 0 |  |  |  |  | 10.3583 | 0 | 19.4444 | 0 | 0 | -9.0861 | 57.1467 |  | kWh | 0.10312 | -0.050476 | Residential |  | Winter Only | [5 empty] | 10 | 0.78 |  |  |  | 0 | 3 | 0 | 0 | 0 | 0 | 0 | 0 | 0 | 0 | 0 | 0 | 2009 Qtr 1: 0; 2009 Qtr 2: 0; 2009 Qtr 3: 0; 2009 Qtr 4: 3; 2010 Qtr 1: 0; 2010 Qtr 2: 0; 2010 Qtr 3: 0; 2010 Qtr 4: 0; 2011 Qtr 1: 0; 2011 Qtr 2: 0; 2011 Qtr 3: 0; 2011 Qtr 4: 0 | 3
0 | 253021-Res. Refr. Charge QI: Repl. on Failure CZ 6, 7 or 8 |  | System | Residential | 26-SFM-ResidentialSingleFamily-SP_COOL | 0 |  |  |  |  | 10.3583 | 0 | 16.6667 | 0 | 0 | -6.3084 | 57.1467 |  | kWh | 0.10312 | -0.050476 | Residential |  | Winter Only | [5 empty] | 10 | 0.78 |  |  |  | 0 | 4 | 0 | 0 | 0 | 0 | 0 | 0 | 0 | 0 | 0 | 0 | 2009 Qtr 1: 0; 2009 Qtr 2: 0; 2009 Qtr 3: 0; 2009 Qtr 4: 4; 2010 Qtr 1: 0; 2010 Qtr 2: 0; 2010 Qtr 3: 0; 2010 Qtr 4: 0; 2011 Qtr 1: 0; 2011 Qtr 2: 0; 2011 Qtr 3: 0; 2011 Qtr 4: 0 | 4
0 | 253021-Res. Refr. Charge QI: Repl. on Failure CZ 6, 7 or 8 |  | System | Residential | 26-SFM-ResidentialSingleFamily-SP_COOL | 0 |  |  |  |  | 10.3583 | 0 | 16.6667 | 0 | 0 | -6.3084 | 57.1467 |  | kWh | 0.10312 | -0.050476 | Residential |  | Winter Only | [5 empty] | 10 | 0.78 |  |  |  | 0 | 2 | 0 | 0 | 0 | 0 | 0 | 0 | 0 | 0 | 0 | 0 | 2009 Qtr 1: 0; 2009 Qtr 2: 0; 2009 Qtr 3: 0; 2009 Qtr 4: 2; 2010 Qtr 1: 0; 2010 Qtr 2: 0; 2010 Qtr 3: 0; 2010 Qtr 4: 0; 2011 Qtr 1: 0; 2011 Qtr 2: 0; 2011 Qtr 3: 0; 2011 Qtr 4: 0 | 2
0 | 253021-Res. Refr. Charge QI: Repl. on Failure CZ 6, 7 or 8 |  | System | Residential | 26-SFM-ResidentialSingleFamily-SP_COOL | 0 |  |  |  |  | 10.3583 | 0 | 19.4444 | 0 | 0 | -9.0861 | 57.1467 |  | kWh | 0.10312 | -0.050476 | Residential |  | Winter Only | [5 empty] | 10 | 0.78 |  |  |  | 0 | 3 | 0 | 0 | 0 | 0 | 0 | 0 | 0 | 0 | 0 | 0 | 2009 Qtr 1: 0; 2009 Qtr 2: 0; 2009 Qtr 3: 0; 2009 Qtr 4: 3; 2010 Qtr 1: 0; 2010 Qtr 2: 0; 2010 Qtr 3: 0; 2010 Qtr 4: 0; 2011 Qtr 1: 0; 2011 Qtr 2: 0; 2011 Qtr 3: 0; 2011 Qtr 4: 0 | 3
0 | 253021-Res. Refr. Charge QI: Repl. on Failure CZ 6, 7 or 8 |  | System | Residential | 26-SFM-ResidentialSingleFamily-SP_COOL | 0 |  |  |  |  | 10.3583 | 0 | 16.6667 | 0 | 0 | -6.3084 | 57.1467 |  | kWh | 0.10312 | -0.050476 | Residential |  | Winter Only | [5 empty] | 10 | 0.78 |  |  |  | 0 | 5 | 0 | 0 | 0 | 0 | 0 | 0 | 0 | 0 | 0 | 0 | 2009 Qtr 1: 0; 2009 Qtr 2: 0; 2009 Qtr 3: 0; 2009 Qtr 4: 5; 2010 Qtr 1: 0; 2010 Qtr 2: 0; 2010 Qtr 3: 0; 2010 Qtr 4: 0; 2011 Qtr 1: 0; 2011 Qtr 2: 0; 2011 Qtr 3: 0; 2011 Qtr 4: 0 | 5
0 | 253021-Res. Refr. Charge QI: Repl. on Failure CZ 6, 7 or 8 |  | System | Residential | 26-SFM-ResidentialSingleFamily-SP_COOL | 0 |  |  |  |  | 10.3583 | 0 | 16.6667 | 0 | 0 | -6.3084 | 57.1467 |  | kWh | 0.10312 | -0.050476 | Residential |  | Winter Only | [5 empty] | 10 | 0.78 |  |  |  | 0 | 2 | 0 | 0 | 0 | 0 | 0 | 0 | 0 | 0 | 0 | 0 | 2009 Qtr 1: 0; 2009 Qtr 2: 0; 2009 Qtr 3: 0; 2009 Qtr 4: 2; 2010 Qtr 1: 0; 2010 Qtr 2: 0; 2010 Qtr 3: 0; 2010 Qtr 4: 0; 2011 Qtr 1: 0; 2011 Qtr 2: 0; 2011 Qtr 3: 0; 2011 Qtr 4: 0 | 2
0 | 253021-Res. Refr. Charge QI: Repl. on Failure CZ 6, 7 or 8 |  | System | Residential | 26-SFM-ResidentialSingleFamily-SP_COOL | 0 |  |  |  |  | 10.3583 | 0 | 16.6667 | 0 | 0 | -6.3084 | 57.1467 |  | kWh | 0.10312 | -0.050476 | Residential |  | Winter Only | [5 empty] | 10 | 0.78 |  |  |  | 0 | 3 | 0 | 0 | 0 | 0 | 0 | 0 | 0 | 0 | 0 | 0 | 2009 Qtr 1: 0; 2009 Qtr 2: 0; 2009 Qtr 3: 0; 2009 Qtr 4: 3; 2010 Qtr 1: 0; 2010 Qtr 2: 0; 2010 Qtr 3: 0; 2010 Qtr 4: 0; 2011 Qtr 1: 0; 2011 Qtr 2: 0; 2011 Qtr 3: 0; 2011 Qtr 4: 0 | 3
0 | 253021-Res. Refr. Charge QI: Repl. on Failure CZ 6, 7 or 8 |  | System | Residential | 26-SFM-ResidentialSingleFamily-SP_COOL | 0 |  |  |  |  | 10.3583 | 0 | 16.6667 | 0 | 0 | -6.3084 | 57.1467 |  | kWh | 0.10312 | -0.050476 | Residential |  | Winter Only | [5 empty] | 10 | 0.78 |  |  |  | 0 | 5 | 0 | 0 | 0 | 0 | 0 | 0 | 0 | 0 | 0 | 0 | 2009 Qtr 1: 0; 2009 Qtr 2: 0; 2009 Qtr 3: 0; 2009 Qtr 4: 5; 2010 Qtr 1: 0; 2010 Qtr 2: 0; 2010 Qtr 3: 0; 2010 Qtr 4: 0; 2011 Qtr 1: 0; 2011 Qtr 2: 0; 2011 Qtr 3: 0; 2011 Qtr 4: 0 | 5
0 | 253021-Res. Refr. Charge QI: Repl. on Failure CZ 6, 7 or 8 |  | System | Residential | 26-SFM-ResidentialSingleFamily-SP_COOL | 0 |  |  |  |  | 10.3583 | 0 | 16.6667 | 0 | 0 | -6.3084 | 57.1467 |  | kWh | 0.10312 | -0.050476 | Residential |  | Winter Only | [5 empty] | 10 | 0.78 |  |  |  | 0 | 5 | 0 | 0 | 0 | 0 | 0 | 0 | 0 | 0 | 0 | 0 | 2009 Qtr 1: 0; 2009 Qtr 2: 0; 2009 Qtr 3: 0; 2009 Qtr 4: 5; 2010 Qtr 1: 0; 2010 Qtr 2: 0; 2010 Qtr 3: 0; 2010 Qtr 4: 0; 2011 Qtr 1: 0; 2011 Qtr 2: 0; 2011 Qtr 3: 0; 2011 Qtr 4: 0 | 5
0 | 253021-Res. Refr. Charge QI: Repl. on Failure CZ 6, 7 or 8 |  | System | Residential | 26-SFM-ResidentialSingleFamily-SP_COOL | 0 |  |  |  |  | 10.3583 | 0 | 16.6667 | 0 | 0 | -6.3084 | 57.1467 |  | kWh | 0.10312 | -0.050476 | Residential |  | Winter Only | [5 empty] | 10 | 0.78 |  |  |  | 0 | 5 | 0 | 0 | 0 | 0 | 0 | 0 | 0 | 0 | 0 | 0 | 2009 Qtr 1: 0; 2009 Qtr 2: 0; 2009 Qtr 3: 0; 2009 Qtr 4: 5; 2010 Qtr 1: 0; 2010 Qtr 2: 0; 2010 Qtr 3: 0; 2010 Qtr 4: 0; 2011 Qtr 1: 0; 2011 Qtr 2: 0; 2011 Qtr 3: 0; 2011 Qtr 4: 0 | 5
0 | 253021-Res. Refr. Charge QI: Repl. on Failure CZ 6, 7 or 8 |  | System | Residential | 26-SFM-ResidentialSingleFamily-SP_COOL | 0 |  |  |  |  | 10.3583 | 0 | 16.6667 | 0 | 0 | -6.3084 | 57.1467 |  | kWh | 0.10312 | -0.050476 | Residential |  | Winter Only | [5 empty] | 10 | 0.78 |  |  |  | 0 | 5 | 0 | 0 | 0 | 0 | 0 | 0 | 0 | 0 | 0 | 0 | 2009 Qtr 1: 0; 2009 Qtr 2: 0; 2009 Qtr 3: 0; 2009 Qtr 4: 5; 2010 Qtr 1: 0; 2010 Qtr 2: 0; 2010 Qtr 3: 0; 2010 Qtr 4: 0; 2011 Qtr 1: 0; 2011 Qtr 2: 0; 2011 Qtr 3: 0; 2011 Qtr 4: 0 | 5
0 | 253021-Res. Refr. Charge QI: Repl. on Failure CZ 6, 7 or 8 |  | System | Residential | 26-SFM-ResidentialSingleFamily-SP_COOL | 0 |  |  |  |  | 10.3583 | 0 | 16.6667 | 0 | 0 | -6.3084 | 57.1467 |  | kWh | 0.10312 | -0.050476 | Residential |  | Winter Only | [5 empty] | 10 | 0.78 |  |  |  | 0 | 3 | 0 | 0 | 0 | 0 | 0 | 0 | 0 | 0 | 0 | 0 | 2009 Qtr 1: 0; 2009 Qtr 2: 0; 2009 Qtr 3: 0; 2009 Qtr 4: 3; 2010 Qtr 1: 0; 2010 Qtr 2: 0; 2010 Qtr 3: 0; 2010 Qtr 4: 0; 2011 Qtr 1: 0; 2011 Qtr 2: 0; 2011 Qtr 3: 0; 2011 Qtr 4: 0 | 3
0 | 253022-Res. Refr. Charge QI: Repl. on Failure |  | System | Residential | 26-SFM-ResidentialSingleFamily-SP_COOL | 0 |  |  |  |  | 10.3583 | 0 | 35.19 | 0 | 0 | -24.8317 | 111.621 |  | kWh | 0.076051 | -0.038582 | Residential |  | Winter Only | [5 empty] | 10 | 0.78 |  |  |  | 0 | 3 | 0 | 0 | 0 | 0 | 0 | 0 | 0 | 0 | 0 | 0 | 2009 Qtr 1: 0; 2009 Qtr 2: 0; 2009 Qtr 3: 0; 2009 Qtr 4: 3; 2010 Qtr 1: 0; 2010 Qtr 2: 0; 2010 Qtr 3: 0; 2010 Qtr 4: 0; 2011 Qtr 1: 0; 2011 Qtr 2: 0; 2011 Qtr 3: 0; 2011 Qtr 4: 0 | 3
0 | 253022-Res. Refr. Charge QI: Repl. on Failure |  | System | Residential | 26-SFM-ResidentialSingleFamily-SP_COOL | 0 |  |  |  |  | 10.3583 | 0 | 35.19 | 0 | 0 | -24.8317 | 111.621 |  | kWh | 0.076051 | -0.038582 | Residential |  | Winter Only | [5 empty] | 10 | 0.78 |  |  |  | 0 | 4 | 0 | 0 | 0 | 0 | 0 | 0 | 0 | 0 | 0 | 0 | 2009 Qtr 1: 0; 2009 Qtr 2: 0; 2009 Qtr 3: 0; 2009 Qtr 4: 4; 2010 Qtr 1: 0; 2010 Qtr 2: 0; 2010 Qtr 3: 0; 2010 Qtr 4: 0; 2011 Qtr 1: 0; 2011 Qtr 2: 0; 2011 Qtr 3: 0; 2011 Qtr 4: 0 | 4
0 | 253021-Res. Refr. Charge QI: Repl. on Failure CZ 6, 7 or 8 |  | System | Residential | 26-SFM-ResidentialSingleFamily-SP_COOL | 0 |  |  |  |  | 10.3583 | 0 | 16.6667 | 0 | 0 | -6.3084 | 57.1467 |  | kWh | 0.10312 | -0.050476 | Residential |  | Winter Only | [5 empty] | 10 | 0.78 |  |  |  | 0 | 4 | 0 | 0 | 0 | 0 | 0 | 0 | 0 | 0 | 0 | 0 | 2009 Qtr 1: 0; 2009 Qtr 2: 0; 2009 Qtr 3: 0; 2009 Qtr 4: 4; 2010 Qtr 1: 0; 2010 Qtr 2: 0; 2010 Qtr 3: 0; 2010 Qtr 4: 0; 2011 Qtr 1: 0; 2011 Qtr 2: 0; 2011 Qtr 3: 0; 2011 Qtr 4: 0 | 4
0 | 253021-Res. Refr. Charge QI: Repl. on Failure CZ 6, 7 or 8 |  | System | Residential | 26-SFM-ResidentialSingleFamily-SP_COOL | 0 |  |  |  |  | 10.3583 | 0 | 19.4444 | 0 | 0 | -9.0861 | 57.1467 |  | kWh | 0.10312 | -0.050476 | Residential |  | Winter Only | [5 empty] | 10 | 0.78 |  |  |  | 0 | 3 | 0 | 0 | 0 | 0 | 0 | 0 | 0 | 0 | 0 | 0 | 2009 Qtr 1: 0; 2009 Qtr 2: 0; 2009 Qtr 3: 0; 2009 Qtr 4: 3; 2010 Qtr 1: 0; 2010 Qtr 2: 0; 2010 Qtr 3: 0; 2010 Qtr 4: 0; 2011 Qtr 1: 0; 2011 Qtr 2: 0; 2011 Qtr 3: 0; 2011 Qtr 4: 0 | 3
0 | 253021-Res. Refr. Charge QI: Repl. on Failure CZ 6, 7 or 8 |  | System | Residential | 26-SFM-ResidentialSingleFamily-SP_COOL | 0 |  |  |  |  | 10.3583 | 0 | 19.4444 | 0 | 0 | -9.0861 | 57.1467 |  | kWh | 0.10312 | -0.050476 | Residential |  | Winter Only | [5 empty] | 10 | 0.78 |  |  |  | 0 | 3 | 0 | 0 | 0 | 0 | 0 | 0 | 0 | 0 | 0 | 0 | 2009 Qtr 1: 0; 2009 Qtr 2: 0; 2009 Qtr 3: 0; 2009 Qtr 4: 3; 2010 Qtr 1: 0; 2010 Qtr 2: 0; 2010 Qtr 3: 0; 2010 Qtr 4: 0; 2011 Qtr 1: 0; 2011 Qtr 2: 0; 2011 Qtr 3: 0; 2011 Qtr 4: 0 | 3
0 | 253021-Res. Refr. Charge QI: Repl. on Failure CZ 6, 7 or 8 |  | System | Residential | 26-SFM-ResidentialSingleFamily-SP_COOL | 0 |  |  |  |  | 10.3583 | 0 | 16.6667 | 0 | 0 | -6.3084 | 57.1467 |  | kWh | 0.10312 | -0.050476 | Residential |  | Winter Only | [5 empty] | 10 | 0.78 |  |  |  | 0 | 5 | 0 | 0 | 0 | 0 | 0 | 0 | 0 | 0 | 0 | 0 | 2009 Qtr 1: 0; 2009 Qtr 2: 0; 2009 Qtr 3: 0; 2009 Qtr 4: 5; 2010 Qtr 1: 0; 2010 Qtr 2: 0; 2010 Qtr 3: 0; 2010 Qtr 4: 0; 2011 Qtr 1: 0; 2011 Qtr 2: 0; 2011 Qtr 3: 0; 2011 Qtr 4: 0 | 5
0 | 253022-Res. Refr. Charge QI: Repl. on Failure |  | System | Residential | 26-SFM-ResidentialSingleFamily-SP_COOL | 0 |  |  |  |  | 10.3583 | 0 | 35.19 | 0 | 0 | -24.8317 | 111.621 |  | kWh | 0.076051 | -0.038582 | Residential |  | Winter Only | [5 empty] | 10 | 0.78 |  |  |  | 0 | 3 | 0 | 0 | 0 | 0 | 0 | 0 | 0 | 0 | 0 | 0 | 2009 Qtr 1: 0; 2009 Qtr 2: 0; 2009 Qtr 3: 0; 2009 Qtr 4: 3; 2010 Qtr 1: 0; 2010 Qtr 2: 0; 2010 Qtr 3: 0; 2010 Qtr 4: 0; 2011 Qtr 1: 0; 2011 Qtr 2: 0; 2011 Qtr 3: 0; 2011 Qtr 4: 0 | 3
0 | 253022-Res. Refr. Charge QI: Repl. on Failure |  | System | Residential | 26-SFM-ResidentialSingleFamily-SP_COOL | 0 |  |  |  |  | 10.3583 | 0 | 35.19 | 0 | 0 | -24.8317 | 111.621 |  | kWh | 0.076051 | -0.038582 | Residential |  | Winter Only | [5 empty] | 10 | 0.78 |  |  |  | 0 | 3 | 0 | 0 | 0 | 0 | 0 | 0 | 0 | 0 | 0 | 0 | 2009 Qtr 1: 0; 2009 Qtr 2: 0; 2009 Qtr 3: 0; 2009 Qtr 4: 3; 2010 Qtr 1: 0; 2010 Qtr 2: 0; 2010 Qtr 3: 0; 2010 Qtr 4: 0; 2011 Qtr 1: 0; 2011 Qtr 2: 0; 2011 Qtr 3: 0; 2011 Qtr 4: 0 | 3
0 | 253022-Res. Refr. Charge QI: Repl. on Failure |  | System | Residential | 26-SFM-ResidentialSingleFamily-SP_COOL | 0 |  |  |  |  | 10.3583 | 0 | 35.19 | 0 | 0 | -24.8317 | 111.621 |  | kWh | 0.076051 | -0.038582 | Residential |  | Winter Only | [5 empty] | 10 | 0.78 |  |  |  | 0 | 5 | 0 | 0 | 0 | 0 | 0 | 0 | 0 | 0 | 0 | 0 | 2009 Qtr 1: 0; 2009 Qtr 2: 0; 2009 Qtr 3: 0; 2009 Qtr 4: 5; 2010 Qtr 1: 0; 2010 Qtr 2: 0; 2010 Qtr 3: 0; 2010 Qtr 4: 0; 2011 Qtr 1: 0; 2011 Qtr 2: 0; 2011 Qtr 3: 0; 2011 Qtr 4: 0 | 5
0 | 253021-Res. Refr. Charge QI: Repl. on Failure CZ 6, 7 or 8 |  | System | Residential | 26-SFM-ResidentialSingleFamily-SP_COOL | 0 |  |  |  |  | 10.3583 | 0 | 16.6667 | 0 | 0 | -6.3084 | 57.1467 |  | kWh | 0.10312 | -0.050476 | Residential |  | Winter Only | [5 empty] | 10 | 0.78 |  |  |  | 0 | 3 | 0 | 0 | 0 | 0 | 0 | 0 | 0 | 0 | 0 | 0 | 2009 Qtr 1: 0; 2009 Qtr 2: 0; 2009 Qtr 3: 0; 2009 Qtr 4: 3; 2010 Qtr 1: 0; 2010 Qtr 2: 0; 2010 Qtr 3: 0; 2010 Qtr 4: 0; 2011 Qtr 1: 0; 2011 Qtr 2: 0; 2011 Qtr 3: 0; 2011 Qtr 4: 0 | 3
0 | 253021-Res. Refr. Charge QI: Repl. on Failure CZ 6, 7 or 8 |  | System | Residential | 26-SFM-ResidentialSingleFamily-SP_COOL | 0 |  |  |  |  | 10.3583 | 0 | 20.8333 | 0 | 0 | -10.475 | 57.1467 |  | kWh | 0.10312 | -0.050476 | Residential |  | Winter Only | [5 empty] | 10 | 0.78 |  |  |  | 0 | 2 | 0 | 0 | 0 | 0 | 0 | 0 | 0 | 0 | 0 | 0 | 2009 Qtr 1: 0; 2009 Qtr 2: 0; 2009 Qtr 3: 0; 2009 Qtr 4: 2; 2010 Qtr 1: 0; 2010 Qtr 2: 0; 2010 Qtr 3: 0; 2010 Qtr 4: 0; 2011 Qtr 1: 0; 2011 Qtr 2: 0; 2011 Qtr 3: 0; 2011 Qtr 4: 0 | 2
0 | 253021-Res. Refr. Charge QI: Repl. on Failure CZ 6, 7 or 8 |  | System | Residential | 26-SFM-ResidentialSingleFamily-SP_COOL | 0 |  |  |  |  | 10.3583 | 0 | 16.6667 | 0 | 0 | -6.3084 | 57.1467 |  | kWh | 0.10312 | -0.050476 | Residential |  | Winter Only | [5 empty] | 10 | 0.78 |  |  |  | 0 | 3 | 0 | 0 | 0 | 0 | 0 | 0 | 0 | 0 | 0 | 0 | 2009 Qtr 1: 0; 2009 Qtr 2: 0; 2009 Qtr 3: 0; 2009 Qtr 4: 3; 2010 Qtr 1: 0; 2010 Qtr 2: 0; 2010 Qtr 3: 0; 2010 Qtr 4: 0; 2011 Qtr 1: 0; 2011 Qtr 2: 0; 2011 Qtr 3: 0; 2011 Qtr 4: 0 | 3
0 | 253021-Res. Refr. Charge QI: Repl. on Failure CZ 6, 7 or 8 |  | System | Residential | 26-SFM-ResidentialSingleFamily-SP_COOL | 0 |  |  |  |  | 10.3583 | 0 | 16.6667 | 0 | 0 | -6.3084 | 57.1467 |  | kWh | 0.10312 | -0.050476 | Residential |  | Winter Only | [5 empty] | 10 | 0.78 |  |  |  | 0 | 3 | 0 | 0 | 0 | 0 | 0 | 0 | 0 | 0 | 0 | 0 | 2009 Qtr 1: 0; 2009 Qtr 2: 0; 2009 Qtr 3: 0; 2009 Qtr 4: 3; 2010 Qtr 1: 0; 2010 Qtr 2: 0; 2010 Qtr 3: 0; 2010 Qtr 4: 0; 2011 Qtr 1: 0; 2011 Qtr 2: 0; 2011 Qtr 3: 0; 2011 Qtr 4: 0 | 3
0 | 253021-Res. Refr. Charge QI: Repl. on Failure CZ 6, 7 or 8 |  | System | Residential | 26-SFM-ResidentialSingleFamily-SP_COOL | 0 |  |  |  |  | 10.3583 | 0 | 16.6667 | 0 | 0 | -6.3084 | 57.1467 |  | kWh | 0.10312 | -0.050476 | Residential |  | Winter Only | [5 empty] | 10 | 0.78 |  |  |  | 0 | 4 | 0 | 0 | 0 | 0 | 0 | 0 | 0 | 0 | 0 | 0 | 2009 Qtr 1: 0; 2009 Qtr 2: 0; 2009 Qtr 3: 0; 2009 Qtr 4: 4; 2010 Qtr 1: 0; 2010 Qtr 2: 0; 2010 Qtr 3: 0; 2010 Qtr 4: 0; 2011 Qtr 1: 0; 2011 Qtr 2: 0; 2011 Qtr 3: 0; 2011 Qtr 4: 0 | 4
0 | 253021-Res. Refr. Charge QI: Repl. on Failure CZ 6, 7 or 8 |  | System | Residential | 26-SFM-ResidentialSingleFamily-SP_COOL | 0 |  |  |  |  | 10.3583 | 0 | 16.6667 | 0 | 0 | -6.3084 | 57.1467 |  | kWh | 0.10312 | -0.050476 | Residential |  | Winter Only | [5 empty] | 10 | 0.78 |  |  |  | 0 | 5 | 0 | 0 | 0 | 0 | 0 | 0 | 0 | 0 | 0 | 0 | 2009 Qtr 1: 0; 2009 Qtr 2: 0; 2009 Qtr 3: 0; 2009 Qtr 4: 5; 2010 Qtr 1: 0; 2010 Qtr 2: 0; 2010 Qtr 3: 0; 2010 Qtr 4: 0; 2011 Qtr 1: 0; 2011 Qtr 2: 0; 2011 Qtr 3: 0; 2011 Qtr 4: 0 | 5
0 | 253021-Res. Refr. Charge QI: Repl. on Failure CZ 6, 7 or 8 |  | System | Residential | 26-SFM-ResidentialSingleFamily-SP_COOL | 0 |  |  |  |  | 10.3583 | 0 | 16.6667 | 0 | 0 | -6.3084 | 57.1467 |  | kWh | 0.10312 | -0.050476 | Residential |  | Winter Only | [5 empty] | 10 | 0.78 |  |  |  | 0 | 2 | 0 | 0 | 0 | 0 | 0 | 0 | 0 | 0 | 0 | 0 | 2009 Qtr 1: 0; 2009 Qtr 2: 0; 2009 Qtr 3: 0; 2009 Qtr 4: 2; 2010 Qtr 1: 0; 2010 Qtr 2: 0; 2010 Qtr 3: 0; 2010 Qtr 4: 0; 2011 Qtr 1: 0; 2011 Qtr 2: 0; 2011 Qtr 3: 0; 2011 Qtr 4: 0 | 2
0 | 253022-Res. Refr. Charge QI: Repl. on Failure |  | System | Residential | 26-SFM-ResidentialSingleFamily-SP_COOL | 0 |  |  |  |  | 10.3583 | 0 | 35.19 | 0 | 0 | -24.8317 | 111.621 |  | kWh | 0.076051 | -0.038582 | Residential |  | Winter Only | [5 empty] | 10 | 0.78 |  |  |  | 0 | 4 | 0 | 0 | 0 | 0 | 0 | 0 | 0 | 0 | 0 | 0 | 2009 Qtr 1: 0; 2009 Qtr 2: 0; 2009 Qtr 3: 0; 2009 Qtr 4: 4; 2010 Qtr 1: 0; 2010 Qtr 2: 0; 2010 Qtr 3: 0; 2010 Qtr 4: 0; 2011 Qtr 1: 0; 2011 Qtr 2: 0; 2011 Qtr 3: 0; 2011 Qtr 4: 0 | 4
0 | 253021-Res. Refr. Charge QI: Repl. on Failure CZ 6, 7 or 8 |  | System | Residential | 26-SFM-ResidentialSingleFamily-SP_COOL | 0 |  |  |  |  | 10.3583 | 0 | 16.6667 | 0 | 0 | -6.3084 | 57.1467 |  | kWh | 0.10312 | -0.050476 | Residential |  | Winter Only | [5 empty] | 10 | 0.78 |  |  |  | 0 | 3 | 0 | 0 | 0 | 0 | 0 | 0 | 0 | 0 | 0 | 0 | 2009 Qtr 1: 0; 2009 Qtr 2: 0; 2009 Qtr 3: 0; 2009 Qtr 4: 3; 2010 Qtr 1: 0; 2010 Qtr 2: 0; 2010 Qtr 3: 0; 2010 Qtr 4: 0; 2011 Qtr 1: 0; 2011 Qtr 2: 0; 2011 Qtr 3: 0; 2011 Qtr 4: 0 | 3
0 | 253021-Res. Refr. Charge QI: Repl. on Failure CZ 6, 7 or 8 |  | System | Residential | 26-SFM-ResidentialSingleFamily-SP_COOL | 0 |  |  |  |  | 10.3583 | 0 | 16.6667 | 0 | 0 | -6.3084 | 57.1467 |  | kWh | 0.10312 | -0.050476 | Residential |  | Winter Only | [5 empty] | 10 | 0.78 |  |  |  | 0 | 4 | 0 | 0 | 0 | 0 | 0 | 0 | 0 | 0 | 0 | 0 | 2009 Qtr 1: 0; 2009 Qtr 2: 0; 2009 Qtr 3: 0; 2009 Qtr 4: 4; 2010 Qtr 1: 0; 2010 Qtr 2: 0; 2010 Qtr 3: 0; 2010 Qtr 4: 0; 2011 Qtr 1: 0; 2011 Qtr 2: 0; 2011 Qtr 3: 0; 2011 Qtr 4: 0 | 4
0 | 253021-Res. Refr. Charge QI: Repl. on Failure CZ 6, 7 or 8 |  | System | Residential | 26-SFM-ResidentialSingleFamily-SP_COOL | 0 |  |  |  |  | 10.3583 | 0 | 16.6667 | 0 | 0 | -6.3084 | 57.1467 |  | kWh | 0.10312 | -0.050476 | Residential |  | Winter Only | [5 empty] | 10 | 0.78 |  |  |  | 0 | 3 | 0 | 0 | 0 | 0 | 0 | 0 | 0 | 0 | 0 | 0 | 2009 Qtr 1: 0; 2009 Qtr 2: 0; 2009 Qtr 3: 0; 2009 Qtr 4: 3; 2010 Qtr 1: 0; 2010 Qtr 2: 0; 2010 Qtr 3: 0; 2010 Qtr 4: 0; 2011 Qtr 1: 0; 2011 Qtr 2: 0; 2011 Qtr 3: 0; 2011 Qtr 4: 0 | 3
0 | 253021-Res. Refr. Charge QI: Repl. on Failure CZ 6, 7 or 8 |  | System | Residential | 26-SFM-ResidentialSingleFamily-SP_COOL | 0 |  |  |  |  | 10.3583 | 0 | 16.6667 | 0 | 0 | -6.3084 | 57.1467 |  | kWh | 0.10312 | -0.050476 | Residential |  | Winter Only | [5 empty] | 10 | 0.78 |  |  |  | 0 | 3 | 0 | 0 | 0 | 0 | 0 | 0 | 0 | 0 | 0 | 0 | 2009 Qtr 1: 0; 2009 Qtr 2: 0; 2009 Qtr 3: 0; 2009 Qtr 4: 3; 2010 Qtr 1: 0; 2010 Qtr 2: 0; 2010 Qtr 3: 0; 2010 Qtr 4: 0; 2011 Qtr 1: 0; 2011 Qtr 2: 0; 2011 Qtr 3: 0; 2011 Qtr 4: 0 | 3
0 | 253021-Res. Refr. Charge QI: Repl. on Failure CZ 6, 7 or 8 |  | System | Residential | 26-SFM-ResidentialSingleFamily-SP_COOL | 0 |  |  |  |  | 10.3583 | 0 | 16.6667 | 0 | 0 | -6.3084 | 57.1467 |  | kWh | 0.10312 | -0.050476 | Residential |  | Winter Only | [5 empty] | 10 | 0.78 |  |  |  | 0 | 3 | 0 | 0 | 0 | 0 | 0 | 0 | 0 | 0 | 0 | 0 | 2009 Qtr 1: 0; 2009 Qtr 2: 0; 2009 Qtr 3: 0; 2009 Qtr 4: 3; 2010 Qtr 1: 0; 2010 Qtr 2: 0; 2010 Qtr 3: 0; 2010 Qtr 4: 0; 2011 Qtr 1: 0; 2011 Qtr 2: 0; 2011 Qtr 3: 0; 2011 Qtr 4: 0 | 3
0 | 253021-Res. Refr. Charge QI: Repl. on Failure CZ 6, 7 or 8 |  | System | Residential | 26-SFM-ResidentialSingleFamily-SP_COOL | 0 |  |  |  |  | 10.3583 | 0 | 16.6667 | 0 | 0 | -6.3084 | 57.1467 |  | kWh | 0.10312 | -0.050476 | Residential |  | Winter Only | [5 empty] | 10 | 0.78 |  |  |  | 0 | 3 | 0 | 0 | 0 | 0 | 0 | 0 | 0 | 0 | 0 | 0 | 2009 Qtr 1: 0; 2009 Qtr 2: 0; 2009 Qtr 3: 0; 2009 Qtr 4: 3; 2010 Qtr 1: 0; 2010 Qtr 2: 0; 2010 Qtr 3: 0; 2010 Qtr 4: 0; 2011 Qtr 1: 0; 2011 Qtr 2: 0; 2011 Qtr 3: 0; 2011 Qtr 4: 0 | 3
0 | 253021-Res. Refr. Charge QI: Repl. on Failure CZ 6, 7 or 8 |  | System | Residential | 26-SFM-ResidentialSingleFamily-SP_COOL | 0 |  |  |  |  | 10.3583 | 0 | 16.6667 | 0 | 0 | -6.3084 | 57.1467 |  | kWh | 0.10312 | -0.050476 | Residential |  | Winter Only | [5 empty] | 10 | 0.78 |  |  |  | 0 | 5 | 0 | 0 | 0 | 0 | 0 | 0 | 0 | 0 | 0 | 0 | 2009 Qtr 1: 0; 2009 Qtr 2: 0; 2009 Qtr 3: 0; 2009 Qtr 4: 5; 2010 Qtr 1: 0; 2010 Qtr 2: 0; 2010 Qtr 3: 0; 2010 Qtr 4: 0; 2011 Qtr 1: 0; 2011 Qtr 2: 0; 2011 Qtr 3: 0; 2011 Qtr 4: 0 | 5
0 | 253022-Res. Refr. Charge QI: Repl. on Failure |  | System | Residential | 26-SFM-ResidentialSingleFamily-SP_COOL | 0 |  |  |  |  | 10.3583 | 0 | 35.19 | 0 | 0 | -24.8317 | 111.621 |  | kWh | 0.076051 | -0.038582 | Residential |  | Winter Only | [5 empty] | 10 | 0.78 |  |  |  | 0 | 3 | 0 | 0 | 0 | 0 | 0 | 0 | 0 | 0 | 0 | 0 | 2009 Qtr 1: 0; 2009 Qtr 2: 0; 2009 Qtr 3: 0; 2009 Qtr 4: 3; 2010 Qtr 1: 0; 2010 Qtr 2: 0; 2010 Qtr 3: 0; 2010 Qtr 4: 0; 2011 Qtr 1: 0; 2011 Qtr 2: 0; 2011 Qtr 3: 0; 2011 Qtr 4: 0 | 3
0 | 253021-Res. Refr. Charge QI: Repl. on Failure CZ 6, 7 or 8 |  | System | Residential | 26-SFM-ResidentialSingleFamily-SP_COOL | 0 |  |  |  |  | 10.3583 | 0 | 16.6667 | 0 | 0 | -6.3084 | 57.1467 |  | kWh | 0.10312 | -0.050476 | Residential |  | Winter Only | [5 empty] | 10 | 0.78 |  |  |  | 0 | 2 | 0 | 0 | 0 | 0 | 0 | 0 | 0 | 0 | 0 | 0 | 2009 Qtr 1: 0; 2009 Qtr 2: 0; 2009 Qtr 3: 0; 2009 Qtr 4: 2; 2010 Qtr 1: 0; 2010 Qtr 2: 0; 2010 Qtr 3: 0; 2010 Qtr 4: 0; 2011 Qtr 1: 0; 2011 Qtr 2: 0; 2011 Qtr 3: 0; 2011 Qtr 4: 0 | 2
0 | 253022-Res. Refr. Charge QI: Repl. on Failure |  | System | Residential | 26-SFM-ResidentialSingleFamily-SP_COOL | 0 |  |  |  |  | 10.3583 | 0 | 35.19 | 0 | 0 | -24.8317 | 111.621 |  | kWh | 0.076051 | -0.038582 | Residential |  | Winter Only | [5 empty] | 10 | 0.78 |  |  |  | 0 | 3 | 0 | 0 | 0 | 0 | 0 | 0 | 0 | 0 | 0 | 0 | 2009 Qtr 1: 0; 2009 Qtr 2: 0; 2009 Qtr 3: 0; 2009 Qtr 4: 3; 2010 Qtr 1: 0; 2010 Qtr 2: 0; 2010 Qtr 3: 0; 2010 Qtr 4: 0; 2011 Qtr 1: 0; 2011 Qtr 2: 0; 2011 Qtr 3: 0; 2011 Qtr 4: 0 | 3
0 | 253021-Res. Refr. Charge QI: Repl. on Failure CZ 6, 7 or 8 |  | System | Residential | 26-SFM-ResidentialSingleFamily-SP_COOL | 0 |  |  |  |  | 10.3583 | 0 | 16.6667 | 0 | 0 | -6.3084 | 57.1467 |  | kWh | 0.10312 | -0.050476 | Residential |  | Winter Only | [5 empty] | 10 | 0.78 |  |  |  | 0 | 5 | 0 | 0 | 0 | 0 | 0 | 0 | 0 | 0 | 0 | 0 | 2009 Qtr 1: 0; 2009 Qtr 2: 0; 2009 Qtr 3: 0; 2009 Qtr 4: 5; 2010 Qtr 1: 0; 2010 Qtr 2: 0; 2010 Qtr 3: 0; 2010 Qtr 4: 0; 2011 Qtr 1: 0; 2011 Qtr 2: 0; 2011 Qtr 3: 0; 2011 Qtr 4: 0 | 5
0 | 253021-Res. Refr. Charge QI: Repl. on Failure CZ 6, 7 or 8 |  | System | Residential | 26-SFM-ResidentialSingleFamily-SP_COOL | 0 |  |  |  |  | 10.3583 | 0 | 16.6667 | 0 | 0 | -6.3084 | 57.1467 |  | kWh | 0.10312 | -0.050476 | Residential |  | Winter Only | [5 empty] | 10 | 0.78 |  |  |  | 0 | 3 | 0 | 0 | 0 | 0 | 0 | 0 | 0 | 0 | 0 | 0 | 2009 Qtr 1: 0; 2009 Qtr 2: 0; 2009 Qtr 3: 0; 2009 Qtr 4: 3; 2010 Qtr 1: 0; 2010 Qtr 2: 0; 2010 Qtr 3: 0; 2010 Qtr 4: 0; 2011 Qtr 1: 0; 2011 Qtr 2: 0; 2011 Qtr 3: 0; 2011 Qtr 4: 0 | 3
0 | 253022-Res. Refr. Charge QI: Repl. on Failure |  | System | Residential | 26-SFM-ResidentialSingleFamily-SP_COOL | 0 |  |  |  |  | 10.3583 | 0 | 35.19 | 0 | 0 | -24.8317 | 111.621 |  | kWh | 0.076051 | -0.038582 | Residential |  | Winter Only | [5 empty] | 10 | 0.78 |  |  |  | 0 | 5 | 0 | 0 | 0 | 0 | 0 | 0 | 0 | 0 | 0 | 0 | 2009 Qtr 1: 0; 2009 Qtr 2: 0; 2009 Qtr 3: 0; 2009 Qtr 4: 5; 2010 Qtr 1: 0; 2010 Qtr 2: 0; 2010 Qtr 3: 0; 2010 Qtr 4: 0; 2011 Qtr 1: 0; 2011 Qtr 2: 0; 2011 Qtr 3: 0; 2011 Qtr 4: 0 | 5
0 | 253021-Res. Refr. Charge QI: Repl. on Failure CZ 6, 7 or 8 |  | System | Residential | 26-SFM-ResidentialSingleFamily-SP_COOL | 0 |  |  |  |  | 10.3583 | 0 | 16.6667 | 0 | 0 | -6.3084 | 57.1467 |  | kWh | 0.10312 | -0.050476 | Residential |  | Winter Only | [5 empty] | 10 | 0.78 |  |  |  | 0 | 3 | 0 | 0 | 0 | 0 | 0 | 0 | 0 | 0 | 0 | 0 | 2009 Qtr 1: 0; 2009 Qtr 2: 0; 2009 Qtr 3: 0; 2009 Qtr 4: 3; 2010 Qtr 1: 0; 2010 Qtr 2: 0; 2010 Qtr 3: 0; 2010 Qtr 4: 0; 2011 Qtr 1: 0; 2011 Qtr 2: 0; 2011 Qtr 3: 0; 2011 Qtr 4: 0 | 3
0 | 253021-Res. Refr. Charge QI: Repl. on Failure CZ 6, 7 or 8 |  | System | Residential | 26-SFM-ResidentialSingleFamily-SP_COOL | 0 |  |  |  |  | 10.3583 | 0 | 20.8333 | 0 | 0 | -10.475 | 57.1467 |  | kWh | 0.10312 | -0.050476 | Residential |  | Winter Only | [5 empty] | 10 | 0.78 |  |  |  | 0 | 2 | 0 | 0 | 0 | 0 | 0 | 0 | 0 | 0 | 0 | 0 | 2009 Qtr 1: 0; 2009 Qtr 2: 0; 2009 Qtr 3: 0; 2009 Qtr 4: 2; 2010 Qtr 1: 0; 2010 Qtr 2: 0; 2010 Qtr 3: 0; 2010 Qtr 4: 0; 2011 Qtr 1: 0; 2011 Qtr 2: 0; 2011 Qtr 3: 0; 2011 Qtr 4: 0 | 2
0 | 253021-Res. Refr. Charge QI: Repl. on Failure CZ 6, 7 or 8 |  | System | Residential | 26-SFM-ResidentialSingleFamily-SP_COOL | 0 |  |  |  |  | 10.3583 | 0 | 16.6667 | 0 | 0 | -6.3084 | 57.1467 |  | kWh | 0.10312 | -0.050476 | Residential |  | Winter Only | [5 empty] | 10 | 0.78 |  |  |  | 0 | 3 | 0 | 0 | 0 | 0 | 0 | 0 | 0 | 0 | 0 | 0 | 2009 Qtr 1: 0; 2009 Qtr 2: 0; 2009 Qtr 3: 0; 2009 Qtr 4: 3; 2010 Qtr 1: 0; 2010 Qtr 2: 0; 2010 Qtr 3: 0; 2010 Qtr 4: 0; 2011 Qtr 1: 0; 2011 Qtr 2: 0; 2011 Qtr 3: 0; 2011 Qtr 4: 0 | 3
0 | 253021-Res. Refr. Charge QI: Repl. on Failure CZ 6, 7 or 8 |  | System | Residential | 26-SFM-ResidentialSingleFamily-SP_COOL | 0 |  |  |  |  | 10.3583 | 0 | 16.6667 | 0 | 0 | -6.3084 | 57.1467 |  | kWh | 0.10312 | -0.050476 | Residential |  | Winter Only | [5 empty] | 10 | 0.78 |  |  |  | 0 | 5 | 0 | 0 | 0 | 0 | 0 | 0 | 0 | 0 | 0 | 0 | 2009 Qtr 1: 0; 2009 Qtr 2: 0; 2009 Qtr 3: 0; 2009 Qtr 4: 5; 2010 Qtr 1: 0; 2010 Qtr 2: 0; 2010 Qtr 3: 0; 2010 Qtr 4: 0; 2011 Qtr 1: 0; 2011 Qtr 2: 0; 2011 Qtr 3: 0; 2011 Qtr 4: 0 | 5
0 | 253021-Res. Refr. Charge QI: Repl. on Failure CZ 6, 7 or 8 |  | System | Residential | 26-SFM-ResidentialSingleFamily-SP_COOL | 0 |  |  |  |  | 10.3583 | 0 | 16.6667 | 0 | 0 | -6.3084 | 57.1467 |  | kWh | 0.10312 | -0.050476 | Residential |  | Winter Only | [5 empty] | 10 | 0.78 |  |  |  | 0 | 3 | 0 | 0 | 0 | 0 | 0 | 0 | 0 | 0 | 0 | 0 | 2009 Qtr 1: 0; 2009 Qtr 2: 0; 2009 Qtr 3: 0; 2009 Qtr 4: 3; 2010 Qtr 1: 0; 2010 Qtr 2: 0; 2010 Qtr 3: 0; 2010 Qtr 4: 0; 2011 Qtr 1: 0; 2011 Qtr 2: 0; 2011 Qtr 3: 0; 2011 Qtr 4: 0 | 3
0 | 253021-Res. Refr. Charge QI: Repl. on Failure CZ 6, 7 or 8 |  | System | Residential | 26-SFM-ResidentialSingleFamily-SP_COOL | 0 |  |  |  |  | 10.3583 | 0 | 16.6667 | 0 | 0 | -6.3084 | 57.1467 |  | kWh | 0.10312 | -0.050476 | Residential |  | Winter Only | [5 empty] | 10 | 0.78 |  |  |  | 0 | 3 | 0 | 0 | 0 | 0 | 0 | 0 | 0 | 0 | 0 | 0 | 2009 Qtr 1: 0; 2009 Qtr 2: 0; 2009 Qtr 3: 0; 2009 Qtr 4: 3; 2010 Qtr 1: 0; 2010 Qtr 2: 0; 2010 Qtr 3: 0; 2010 Qtr 4: 0; 2011 Qtr 1: 0; 2011 Qtr 2: 0; 2011 Qtr 3: 0; 2011 Qtr 4: 0 | 3
0 | 253021-Res. Refr. Charge QI: Repl. on Failure CZ 6, 7 or 8 |  | System | Residential | 26-SFM-ResidentialSingleFamily-SP_COOL | 0 |  |  |  |  | 10.3583 | 0 | 16.6667 | 0 | 0 | -6.3084 | 57.1467 |  | kWh | 0.10312 | -0.050476 | Residential |  | Winter Only | [5 empty] | 10 | 0.78 |  |  |  | 0 | 5 | 0 | 0 | 0 | 0 | 0 | 0 | 0 | 0 | 0 | 0 | 2009 Qtr 1: 0; 2009 Qtr 2: 0; 2009 Qtr 3: 0; 2009 Qtr 4: 5; 2010 Qtr 1: 0; 2010 Qtr 2: 0; 2010 Qtr 3: 0; 2010 Qtr 4: 0; 2011 Qtr 1: 0; 2011 Qtr 2: 0; 2011 Qtr 3: 0; 2011 Qtr 4: 0 | 5
0 | 253021-Res. Refr. Charge QI: Repl. on Failure CZ 6, 7 or 8 |  | System | Residential | 26-SFM-ResidentialSingleFamily-SP_COOL | 0 |  |  |  |  | 10.3583 | 0 | 16.6667 | 0 | 0 | -6.3084 | 57.1467 |  | kWh | 0.10312 | -0.050476 | Residential |  | Winter Only | [5 empty] | 10 | 0.78 |  |  |  | 0 | 3 | 0 | 0 | 0 | 0 | 0 | 0 | 0 | 0 | 0 | 0 | 2009 Qtr 1: 0; 2009 Qtr 2: 0; 2009 Qtr 3: 0; 2009 Qtr 4: 3; 2010 Qtr 1: 0; 2010 Qtr 2: 0; 2010 Qtr 3: 0; 2010 Qtr 4: 0; 2011 Qtr 1: 0; 2011 Qtr 2: 0; 2011 Qtr 3: 0; 2011 Qtr 4: 0 | 3
0 | 253021-Res. Refr. Charge QI: Repl. on Failure CZ 6, 7 or 8 |  | System | Residential | 26-SFM-ResidentialSingleFamily-SP_COOL | 0 |  |  |  |  | 10.3583 | 0 | 16.6667 | 0 | 0 | -6.3084 | 57.1467 |  | kWh | 0.10312 | -0.050476 | Residential |  | Winter Only | [5 empty] | 10 | 0.78 |  |  |  | 0 | 3 | 0 | 0 | 0 | 0 | 0 | 0 | 0 | 0 | 0 | 0 | 2009 Qtr 1: 0; 2009 Qtr 2: 0; 2009 Qtr 3: 0; 2009 Qtr 4: 3; 2010 Qtr 1: 0; 2010 Qtr 2: 0; 2010 Qtr 3: 0; 2010 Qtr 4: 0; 2011 Qtr 1: 0; 2011 Qtr 2: 0; 2011 Qtr 3: 0; 2011 Qtr 4: 0 | 3
0 | 253021-Res. Refr. Charge QI: Repl. on Failure CZ 6, 7 or 8 |  | System | Residential | 26-SFM-ResidentialSingleFamily-SP_COOL | 0 |  |  |  |  | 10.3583 | 0 | 16.6667 | 0 | 0 | -6.3084 | 57.1467 |  | kWh | 0.10312 | -0.050476 | Residential |  | Winter Only | [5 empty] | 10 | 0.78 |  |  |  | 0 | 5 | 0 | 0 | 0 | 0 | 0 | 0 | 0 | 0 | 0 | 0 | 2009 Qtr 1: 0; 2009 Qtr 2: 0; 2009 Qtr 3: 0; 2009 Qtr 4: 5; 2010 Qtr 1: 0; 2010 Qtr 2: 0; 2010 Qtr 3: 0; 2010 Qtr 4: 0; 2011 Qtr 1: 0; 2011 Qtr 2: 0; 2011 Qtr 3: 0; 2011 Qtr 4: 0 | 5
0 | 253022-Res. Refr. Charge QI: Repl. on Failure |  | System | Residential | 26-SFM-ResidentialSingleFamily-SP_COOL | 0 |  |  |  |  | 10.3583 | 0 | 35.19 | 0 | 0 | -24.8317 | 111.621 |  | kWh | 0.076051 | -0.038582 | Residential |  | Winter Only | [5 empty] | 10 | 0.78 |  |  |  | 0 | 4 | 0 | 0 | 0 | 0 | 0 | 0 | 0 | 0 | 0 | 0 | 2009 Qtr 1: 0; 2009 Qtr 2: 0; 2009 Qtr 3: 0; 2009 Qtr 4: 4; 2010 Qtr 1: 0; 2010 Qtr 2: 0; 2010 Qtr 3: 0; 2010 Qtr 4: 0; 2011 Qtr 1: 0; 2011 Qtr 2: 0; 2011 Qtr 3: 0; 2011 Qtr 4: 0 | 4
0 | 253021-Res. Refr. Charge QI: Repl. on Failure CZ 6, 7 or 8 |  | System | Residential | 26-SFM-ResidentialSingleFamily-SP_COOL | 0 |  |  |  |  | 10.3583 | 0 | 16.6667 | 0 | 0 | -6.3084 | 57.1467 |  | kWh | 0.10312 | -0.050476 | Residential |  | Winter Only | [5 empty] | 10 | 0.78 |  |  |  | 0 | 5 | 0 | 0 | 0 | 0 | 0 | 0 | 0 | 0 | 0 | 0 | 2009 Qtr 1: 0; 2009 Qtr 2: 0; 2009 Qtr 3: 0; 2009 Qtr 4: 5; 2010 Qtr 1: 0; 2010 Qtr 2: 0; 2010 Qtr 3: 0; 2010 Qtr 4: 0; 2011 Qtr 1: 0; 2011 Qtr 2: 0; 2011 Qtr 3: 0; 2011 Qtr 4: 0 | 5
0 | 253021-Res. Refr. Charge QI: Repl. on Failure CZ 6, 7 or 8 |  | System | Residential | 26-SFM-ResidentialSingleFamily-SP_COOL | 0 |  |  |  |  | 10.3583 | 0 | 19.4444 | 0 | 0 | -9.0861 | 57.1467 |  | kWh | 0.10312 | -0.050476 | Residential |  | Winter Only | [5 empty] | 10 | 0.78 |  |  |  | 0 | 3 | 0 | 0 | 0 | 0 | 0 | 0 | 0 | 0 | 0 | 0 | 2009 Qtr 1: 0; 2009 Qtr 2: 0; 2009 Qtr 3: 0; 2009 Qtr 4: 3; 2010 Qtr 1: 0; 2010 Qtr 2: 0; 2010 Qtr 3: 0; 2010 Qtr 4: 0; 2011 Qtr 1: 0; 2011 Qtr 2: 0; 2011 Qtr 3: 0; 2011 Qtr 4: 0 | 3
0 | 253021-Res. Refr. Charge QI: Repl. on Failure CZ 6, 7 or 8 |  | System | Residential | 26-SFM-ResidentialSingleFamily-SP_COOL | 0 |  |  |  |  | 10.3583 | 0 | 16.6667 | 0 | 0 | -6.3084 | 57.1467 |  | kWh | 0.10312 | -0.050476 | Residential |  | Winter Only | [5 empty] | 10 | 0.78 |  |  |  | 0 | 3 | 0 | 0 | 0 | 0 | 0 | 0 | 0 | 0 | 0 | 0 | 2009 Qtr 1: 0; 2009 Qtr 2: 0; 2009 Qtr 3: 0; 2009 Qtr 4: 3; 2010 Qtr 1: 0; 2010 Qtr 2: 0; 2010 Qtr 3: 0; 2010 Qtr 4: 0; 2011 Qtr 1: 0; 2011 Qtr 2: 0; 2011 Qtr 3: 0; 2011 Qtr 4: 0 | 3
0 | 253021-Res. Refr. Charge QI: Repl. on Failure CZ 6, 7 or 8 |  | System | Residential | 26-SFM-ResidentialSingleFamily-SP_COOL | 0 |  |  |  |  | 10.3583 | 0 | 16.6667 | 0 | 0 | -6.3084 | 57.1467 |  | kWh | 0.10312 | -0.050476 | Residential |  | Winter Only | [5 empty] | 10 | 0.78 |  |  |  | 0 | 3 | 0 | 0 | 0 | 0 | 0 | 0 | 0 | 0 | 0 | 0 | 2009 Qtr 1: 0; 2009 Qtr 2: 0; 2009 Qtr 3: 0; 2009 Qtr 4: 3; 2010 Qtr 1: 0; 2010 Qtr 2: 0; 2010 Qtr 3: 0; 2010 Qtr 4: 0; 2011 Qtr 1: 0; 2011 Qtr 2: 0; 2011 Qtr 3: 0; 2011 Qtr 4: 0 | 3
0 | 253022-Res. Refr. Charge QI: Repl. on Failure |  | System | Residential | 26-SFM-ResidentialSingleFamily-SP_COOL | 0 |  |  |  |  | 10.3583 | 0 | 35.19 | 0 | 0 | -24.8317 | 111.621 |  | kWh | 0.076051 | -0.038582 | Residential |  | Winter Only | [5 empty] | 10 | 0.78 |  |  |  | 0 | 2 | 0 | 0 | 0 | 0 | 0 | 0 | 0 | 0 | 0 | 0 | 2009 Qtr 1: 0; 2009 Qtr 2: 0; 2009 Qtr 3: 0; 2009 Qtr 4: 2; 2010 Qtr 1: 0; 2010 Qtr 2: 0; 2010 Qtr 3: 0; 2010 Qtr 4: 0; 2011 Qtr 1: 0; 2011 Qtr 2: 0; 2011 Qtr 3: 0; 2011 Qtr 4: 0 | 2
0 | 253021-Res. Refr. Charge QI: Repl. on Failure CZ 6, 7 or 8 |  | System | Residential | 26-SFM-ResidentialSingleFamily-SP_COOL | 0 |  |  |  |  | 10.3583 | 0 | 16.6667 | 0 | 0 | -6.3084 | 57.1467 |  | kWh | 0.10312 | -0.050476 | Residential |  | Winter Only | [5 empty] | 10 | 0.78 |  |  |  | 0 | 3 | 0 | 0 | 0 | 0 | 0 | 0 | 0 | 0 | 0 | 0 | 2009 Qtr 1: 0; 2009 Qtr 2: 0; 2009 Qtr 3: 0; 2009 Qtr 4: 3; 2010 Qtr 1: 0; 2010 Qtr 2: 0; 2010 Qtr 3: 0; 2010 Qtr 4: 0; 2011 Qtr 1: 0; 2011 Qtr 2: 0; 2011 Qtr 3: 0; 2011 Qtr 4: 0 | 3
0 | 253021-Res. Refr. Charge QI: Repl. on Failure CZ 6, 7 or 8 |  | System | Residential | 26-SFM-ResidentialSingleFamily-SP_COOL | 0 |  |  |  |  | 10.3583 | 0 | 16.6667 | 0 | 0 | -6.3084 | 57.1467 |  | kWh | 0.10312 | -0.050476 | Residential |  | Winter Only | [5 empty] | 10 | 0.78 |  |  |  | 0 | 5 | 0 | 0 | 0 | 0 | 0 | 0 | 0 | 0 | 0 | 0 | 2009 Qtr 1: 0; 2009 Qtr 2: 0; 2009 Qtr 3: 0; 2009 Qtr 4: 5; 2010 Qtr 1: 0; 2010 Qtr 2: 0; 2010 Qtr 3: 0; 2010 Qtr 4: 0; 2011 Qtr 1: 0; 2011 Qtr 2: 0; 2011 Qtr 3: 0; 2011 Qtr 4: 0 | 5
0 | 253079-Comm. HP <65k single phase unitary ER |  | System | Commercial | 01-ALC-AllCommercial-Cooling | 0 |  |  |  |  | 995.132 | 0 | 170 | 0 | 0 | 825.132 | 442.627 |  | kWh | 0.21817 | 0 | Commercial | [7 empty] | 15 | 0.5 |  |  |  | 1 | 4 | 0 | 0 | 0 | 0 | 0 | 0 | 0 | 0 | 0 | 0 | 2009 Qtr 1: 0; 2009 Qtr 2: 0; 2009 Qtr 3: 0; 2009 Qtr 4: 4; 2010 Qtr 1: 0; 2010 Qtr 2: 0; 2010 Qtr 3: 0; 2010 Qtr 4: 0; 2011 Qtr 1: 0; 2011 Qtr 2: 0; 2011 Qtr 3: 0; 2011 Qtr 4: 0 | 4
0 | 253021-Res. Refr. Charge QI: Repl. on Failure CZ 6, 7 or 8 |  | System | Residential | 26-SFM-ResidentialSingleFamily-SP_COOL | 0 |  |  |  |  | 10.3583 | 0 | 16.6667 | 0 | 0 | -6.3084 | 57.1467 |  | kWh | 0.10312 | -0.050476 | Residential |  | Winter Only | [5 empty] | 10 | 0.78 |  |  |  | 0 | 5 | 0 | 0 | 0 | 0 | 0 | 0 | 0 | 0 | 0 | 0 | 2009 Qtr 1: 0; 2009 Qtr 2: 0; 2009 Qtr 3: 0; 2009 Qtr 4: 5; 2010 Qtr 1: 0; 2010 Qtr 2: 0; 2010 Qtr 3: 0; 2010 Qtr 4: 0; 2011 Qtr 1: 0; 2011 Qtr 2: 0; 2011 Qtr 3: 0; 2011 Qtr 4: 0 | 5
0 | 253002-Residential AC SEER 14 CZ 10, 14, or 15 |  | System | Residential | 26-SFM-ResidentialSingleFamily-SP_COOL | 0 |  |  |  |  | 92.6187 | 0 | 49.9917 | 0 | 0 | 42.627 | 322.849 |  | kWh | 0.37218 | 0.40228 | Residential |  | Winter Only | [5 empty] | 15 | 0.67 |  |  |  | 1 | 3 | 0 | 0 | 0 | 0 | 0 | 0 | 0 | 0 | 0 | 0 | 2009 Qtr 1: 0; 2009 Qtr 2: 0; 2009 Qtr 3: 0; 2009 Qtr 4: 3; 2010 Qtr 1: 0; 2010 Qtr 2: 0; 2010 Qtr 3: 0; 2010 Qtr 4: 0; 2011 Qtr 1: 0; 2011 Qtr 2: 0; 2011 Qtr 3: 0; 2011 Qtr 4: 0 | 3
0 | 253002-Residential AC SEER 14 CZ 10, 14, or 15 |  | System | Residential | 26-SFM-ResidentialSingleFamily-SP_COOL | 0 |  |  |  |  | 92.6187 | 0 | 49.9917 | 0 | 0 | 42.627 | 322.849 |  | kWh | 0.37218 | 0.40228 | Residential |  | Winter Only | [5 empty] | 15 | 0.67 |  |  |  | 1 | 3 | 0 | 0 | 0 | 0 | 0 | 0 | 0 | 0 | 0 | 0 | 2009 Qtr 1: 0; 2009 Qtr 2: 0; 2009 Qtr 3: 0; 2009 Qtr 4: 3; 2010 Qtr 1: 0; 2010 Qtr 2: 0; 2010 Qtr 3: 0; 2010 Qtr 4: 0; 2011 Qtr 1: 0; 2011 Qtr 2: 0; 2011 Qtr 3: 0; 2011 Qtr 4: 0 | 3
0 | 253034-Comm. AC <65k three phase unitary |  | System | Commercial | 01-ALC-AllCommercial-Cooling | 0 |  |  |  |  | 790.4043 | 0 | 100 | 0 | 0 | 690.4043 | 350.672 |  | kWh | 0.27371 | 0 | Commercial | [7 empty] | 15 | 0.5 |  |  |  | 1 | 3 | 0 | 0 | 0 | 0 | 0 | 0 | 0 | 0 | 0 | 0 | 2009 Qtr 1: 0; 2009 Qtr 2: 0; 2009 Qtr 3: 0; 2009 Qtr 4: 3; 2010 Qtr 1: 0; 2010 Qtr 2: 0; 2010 Qtr 3: 0; 2010 Qtr 4: 0; 2011 Qtr 1: 0; 2011 Qtr 2: 0; 2011 Qtr 3: 0; 2011 Qtr 4: 0 | 3
0 | 253050-Comm. HP <65k three phase unitary |  | System | Commercial | 01-ALC-AllCommercial-Cooling | 0 |  |  |  |  | 959.2869 | 0 | 100 | 0 | 0 | 859.2869 | 416.612 |  | kWh | 0.22516 | 0 | Commercial | [7 empty] | 15 | 0.5 |  |  |  | 1 | 3 | 0 | 0 | 0 | 0 | 0 | 0 | 0 | 0 | 0 | 0 | 2009 Qtr 1: 0; 2009 Qtr 2: 0; 2009 Qtr 3: 0; 2009 Qtr 4: 3; 2010 Qtr 1: 0; 2010 Qtr 2: 0; 2010 Qtr 3: 0; 2010 Qtr 4: 0; 2011 Qtr 1: 0; 2011 Qtr 2: 0; 2011 Qtr 3: 0; 2011 Qtr 4: 0 | 3
0 | 253031-Comm. AC <65k three phase split w/o QI |  | System | Commercial | 01-ALC-AllCommercial-Cooling | 0 |  |  |  |  | 398.6055 | 0 | 60 | 0 | 0 | 338.6055 | 194.371 |  | kWh | 0.13308 | 0 | Commercial | [7 empty] | 15 | 0.5 |  |  |  | 1 | 5 | 0 | 0 | 0 | 0 | 0 | 0 | 0 | 0 | 0 | 0 | 2009 Qtr 1: 0; 2009 Qtr 2: 0; 2009 Qtr 3: 0; 2009 Qtr 4: 5; 2010 Qtr 1: 0; 2010 Qtr 2: 0; 2010 Qtr 3: 0; 2010 Qtr 4: 0; 2011 Qtr 1: 0; 2011 Qtr 2: 0; 2011 Qtr 3: 0; 2011 Qtr 4: 0 | 5
0 | 253035-Comm. AC 65k to 134k |  | System | Commercial | 01-ALC-AllCommercial-Cooling | 0 |  |  |  |  | 757.3824 | 0 | 48.2143 | 0 | 0 | 709.1681 | 361.554 |  | kWh | 0.25974 | 0 | Commercial | [7 empty] | 15 | 0.7 |  |  |  | 1 | 7 | 0 | 0 | 0 | 0 | 0 | 0 | 0 | 0 | 0 | 0 | 2009 Qtr 1: 0; 2009 Qtr 2: 0; 2009 Qtr 3: 0; 2009 Qtr 4: 7; 2010 Qtr 1: 0; 2010 Qtr 2: 0; 2010 Qtr 3: 0; 2010 Qtr 4: 0; 2011 Qtr 1: 0; 2011 Qtr 2: 0; 2011 Qtr 3: 0; 2011 Qtr 4: 0 | 7
0 | 253083-Comm. HP <65k three phase split w/o QI ER |  | System | Commercial | 01-ALC-AllCommercial-Cooling | 0 |  |  |  |  | 186.4979 | 0 | 46.6667 | 0 | 0 | 139.8312 | 249.733 |  | kWh | 0.098359 | 0 | Commercial | [7 empty] | 15 | 0.5 |  |  |  | 1 | 3 | 0 | 0 | 0 | 0 | 0 | 0 | 0 | 0 | 0 | 0 | 2009 Qtr 1: 0; 2009 Qtr 2: 0; 2009 Qtr 3: 0; 2009 Qtr 4: 3; 2010 Qtr 1: 0; 2010 Qtr 2: 0; 2010 Qtr 3: 0; 2010 Qtr 4: 0; 2011 Qtr 1: 0; 2011 Qtr 2: 0; 2011 Qtr 3: 0; 2011 Qtr 4: 0 | 3
0 | 253010-Residential AC SEER 15 Early Ret. CZ 10, 14, or 15 |  | System | Residential | 26-SFM-ResidentialSingleFamily-SP_COOL | 0 |  |  |  |  | 732.6948 | 0 | 130 | 0 | 0 | 602.6948 | 372.762 |  | kWh | 0.39428 | -1.1019 | Residential |  | Winter Only | [5 empty] | 15 | 0.67 |  |  |  | 1 | 3 | 0 | 0 | 0 | 0 | 0 | 0 | 0 | 0 | 0 | 0 | 2009 Qtr 1: 0; 2009 Qtr 2: 0; 2009 Qtr 3: 0; 2009 Qtr 4: 3; 2010 Qtr 1: 0; 2010 Qtr 2: 0; 2010 Qtr 3: 0; 2010 Qtr 4: 0; 2011 Qtr 1: 0; 2011 Qtr 2: 0; 2011 Qtr 3: 0; 2011 Qtr 4: 0 | 3
0 | 253024-Res. Refr. Charge QI: Early Ret. |  | System | Residential | 26-SFM-ResidentialSingleFamily-SP_COOL | 0 |  |  |  |  | 10.3583 | 0 | 35.19 | 0 | 0 | -24.8317 | 111.621 |  | kWh | 0.076051 | -0.038582 | Residential |  | Winter Only | [5 empty] | 10 | 0.78 |  |  |  | 0 | 3 | 0 | 0 | 0 | 0 | 0 | 0 | 0 | 0 | 0 | 0 | 2009 Qtr 1: 0; 2009 Qtr 2: 0; 2009 Qtr 3: 0; 2009 Qtr 4: 3; 2010 Qtr 1: 0; 2010 Qtr 2: 0; 2010 Qtr 3: 0; 2010 Qtr 4: 0; 2011 Qtr 1: 0; 2011 Qtr 2: 0; 2011 Qtr 3: 0; 2011 Qtr 4: 0 | 3
0 | 253021-Res. Refr. Charge QI: Repl. on Failure CZ 6, 7 or 8 |  | System | Residential | 26-SFM-ResidentialSingleFamily-SP_COOL | 0 |  |  |  |  | 10.3583 | 0 | 16.6667 | 0 | 0 | -6.3084 | 57.1467 |  | kWh | 0.10312 | -0.050476 | Residential |  | Winter Only | [5 empty] | 10 | 0.78 |  |  |  | 0 | 4 | 0 | 0 | 0 | 0 | 0 | 0 | 0 | 0 | 0 | 0 | 2009 Qtr 1: 0; 2009 Qtr 2: 0; 2009 Qtr 3: 0; 2009 Qtr 4: 4; 2010 Qtr 1: 0; 2010 Qtr 2: 0; 2010 Qtr 3: 0; 2010 Qtr 4: 0; 2011 Qtr 1: 0; 2011 Qtr 2: 0; 2011 Qtr 3: 0; 2011 Qtr 4: 0 | 4
0 | 253006-Residential AC SEER 13 Early Ret. CZ 10, 14, or 15 |  | System | Residential | 26-SFM-ResidentialSingleFamily-SP_COOL | 0 |  |  |  |  | 549.5508 | 0 | 106.25 | 0 | 0 | 443.3008 | 291.643 |  | kWh | 0.32916 | 0.11379 | Residential |  | Winter Only | [5 empty] | 15 | 0.67 |  |  |  | 1 | 2 | 0 | 0 | 0 | 0 | 0 | 0 | 0 | 0 | 0 | 0 | 2009 Qtr 1: 0; 2009 Qtr 2: 0; 2009 Qtr 3: 0; 2009 Qtr 4: 2; 2010 Qtr 1: 0; 2010 Qtr 2: 0; 2010 Qtr 3: 0; 2010 Qtr 4: 0; 2011 Qtr 1: 0; 2011 Qtr 2: 0; 2011 Qtr 3: 0; 2011 Qtr 4: 0 | 2
0 | 253024-Res. Refr. Charge QI: Early Ret. |  | System | Residential | 26-SFM-ResidentialSingleFamily-SP_COOL | 0 |  |  |  |  | 10.3583 | 0 | 43.9875 | 0 | 0 | -33.6292 | 111.621 |  | kWh | 0.076051 | -0.038582 | Residential |  | Winter Only | [5 empty] | 10 | 0.78 |  |  |  | 0 | 2 | 0 | 0 | 0 | 0 | 0 | 0 | 0 | 0 | 0 | 0 | 2009 Qtr 1: 0; 2009 Qtr 2: 0; 2009 Qtr 3: 0; 2009 Qtr 4: 2; 2010 Qtr 1: 0; 2010 Qtr 2: 0; 2010 Qtr 3: 0; 2010 Qtr 4: 0; 2011 Qtr 1: 0; 2011 Qtr 2: 0; 2011 Qtr 3: 0; 2011 Qtr 4: 0 | 2
0 | 253021-Res. Refr. Charge QI: Repl. on Failure CZ 6, 7 or 8 |  | System | Residential | 26-SFM-ResidentialSingleFamily-SP_COOL | 0 |  |  |  |  | 10.3583 | 0 | 16.6667 | 0 | 0 | -6.3084 | 57.1467 |  | kWh | 0.10312 | -0.050476 | Residential |  | Winter Only | [5 empty] | 10 | 0.78 |  |  |  | 0 | 5 | 0 | 0 | 0 | 0 | 0 | 0 | 0 | 0 | 0 | 0 | 2009 Qtr 1: 0; 2009 Qtr 2: 0; 2009 Qtr 3: 0; 2009 Qtr 4: 5; 2010 Qtr 1: 0; 2010 Qtr 2: 0; 2010 Qtr 3: 0; 2010 Qtr 4: 0; 2011 Qtr 1: 0; 2011 Qtr 2: 0; 2011 Qtr 3: 0; 2011 Qtr 4: 0 | 5
0 | 253024-Res. Refr. Charge QI: Early Ret. |  | System | Residential | 26-SFM-ResidentialSingleFamily-SP_COOL | 0 |  |  |  |  | 10.3583 | 0 | 43.9875 | 0 | 0 | -33.6292 | 111.621 |  | kWh | 0.076051 | -0.038582 | Residential |  | Winter Only | [5 empty] | 10 | 0.78 |  |  |  | 0 | 2 | 0 | 0 | 0 | 0 | 0 | 0 | 0 | 0 | 0 | 0 | 2009 Qtr 1: 0; 2009 Qtr 2: 0; 2009 Qtr 3: 0; 2009 Qtr 4: 2; 2010 Qtr 1: 0; 2010 Qtr 2: 0; 2010 Qtr 3: 0; 2010 Qtr 4: 0; 2011 Qtr 1: 0; 2011 Qtr 2: 0; 2011 Qtr 3: 0; 2011 Qtr 4: 0 | 2
0 | 253024-Res. Refr. Charge QI: Early Ret. |  | System | Residential | 26-SFM-ResidentialSingleFamily-SP_COOL | 0 |  |  |  |  | 10.3583 | 0 | 35.19 | 0 | 0 | -24.8317 | 111.621 |  | kWh | 0.076051 | -0.038582 | Residential |  | Winter Only | [5 empty] | 10 | 0.78 |  |  |  | 0 | 5 | 0 | 0 | 0 | 0 | 0 | 0 | 0 | 0 | 0 | 0 | 2009 Qtr 1: 0; 2009 Qtr 2: 0; 2009 Qtr 3: 0; 2009 Qtr 4: 5; 2010 Qtr 1: 0; 2010 Qtr 2: 0; 2010 Qtr 3: 0; 2010 Qtr 4: 0; 2011 Qtr 1: 0; 2011 Qtr 2: 0; 2011 Qtr 3: 0; 2011 Qtr 4: 0 | 5
0 | 253023-Res. Refr. Charge QI: Early Ret. |  | System | Residential | 26-SFM-ResidentialSingleFamily-SP_COOL | 0 |  |  |  |  | 10.3583 | 0 | 16.6667 | 0 | 0 | -6.3084 | 57.1467 |  | kWh | 0.10312 | -0.050476 | Residential |  | Winter Only | [5 empty] | 10 | 0.78 |  |  |  | 0 | 4 | 0 | 0 | 0 | 0 | 0 | 0 | 0 | 0 | 0 | 0 | 2009 Qtr 1: 0; 2009 Qtr 2: 0; 2009 Qtr 3: 0; 2009 Qtr 4: 4; 2010 Qtr 1: 0; 2010 Qtr 2: 0; 2010 Qtr 3: 0; 2010 Qtr 4: 0; 2011 Qtr 1: 0; 2011 Qtr 2: 0; 2011 Qtr 3: 0; 2011 Qtr 4: 0 | 4
0 | 253024-Res. Refr. Charge QI: Early Ret. |  | System | Residential | 26-SFM-ResidentialSingleFamily-SP_COOL | 0 |  |  |  |  | 10.3583 | 0 | 35.19 | 0 | 0 | -24.8317 | 111.621 |  | kWh | 0.076051 | -0.038582 | Residential |  | Winter Only | [5 empty] | 10 | 0.78 |  |  |  | 0 | 5 | 0 | 0 | 0 | 0 | 0 | 0 | 0 | 0 | 0 | 0 | 2009 Qtr 1: 0; 2009 Qtr 2: 0; 2009 Qtr 3: 0; 2009 Qtr 4: 5; 2010 Qtr 1: 0; 2010 Qtr 2: 0; 2010 Qtr 3: 0; 2010 Qtr 4: 0; 2011 Qtr 1: 0; 2011 Qtr 2: 0; 2011 Qtr 3: 0; 2011 Qtr 4: 0 | 5
0 | 253022-Res. Refr. Charge QI: Repl. on Failure |  | System | Residential | 26-SFM-ResidentialSingleFamily-SP_COOL | 0 |  |  |  |  | 10.3583 | 0 | 35.19 | 0 | 0 | -24.8317 | 111.621 |  | kWh | 0.076051 | -0.038582 | Residential |  | Winter Only | [5 empty] | 10 | 0.78 |  |  |  | 0 | 3 | 0 | 0 | 0 | 0 | 0 | 0 | 0 | 0 | 0 | 0 | 2009 Qtr 1: 0; 2009 Qtr 2: 0; 2009 Qtr 3: 0; 2009 Qtr 4: 3; 2010 Qtr 1: 0; 2010 Qtr 2: 0; 2010 Qtr 3: 0; 2010 Qtr 4: 0; 2011 Qtr 1: 0; 2011 Qtr 2: 0; 2011 Qtr 3: 0; 2011 Qtr 4: 0 | 3
0 | 253022-Res. Refr. Charge QI: Repl. on Failure |  | System | Residential | 26-SFM-ResidentialSingleFamily-SP_COOL | 0 |  |  |  |  | 10.3583 | 0 | 35.19 | 0 | 0 | -24.8317 | 111.621 |  | kWh | 0.076051 | -0.038582 | Residential |  | Winter Only | [5 empty] | 10 | 0.78 |  |  |  | 0 | 3 | 0 | 0 | 0 | 0 | 0 | 0 | 0 | 0 | 0 | 0 | 2009 Qtr 1: 0; 2009 Qtr 2: 0; 2009 Qtr 3: 0; 2009 Qtr 4: 3; 2010 Qtr 1: 0; 2010 Qtr 2: 0; 2010 Qtr 3: 0; 2010 Qtr 4: 0; 2011 Qtr 1: 0; 2011 Qtr 2: 0; 2011 Qtr 3: 0; 2011 Qtr 4: 0 | 3
0 | 253024-Res. Refr. Charge QI: Early Ret. |  | System | Residential | 26-SFM-ResidentialSingleFamily-SP_COOL | 0 |  |  |  |  | 10.3583 | 0 | 43.9875 | 0 | 0 | -33.6292 | 111.621 |  | kWh | 0.076051 | -0.038582 | Residential |  | Winter Only | [5 empty] | 10 | 0.78 |  |  |  | 0 | 2 | 0 | 0 | 0 | 0 | 0 | 0 | 0 | 0 | 0 | 0 | 2009 Qtr 1: 0; 2009 Qtr 2: 0; 2009 Qtr 3: 0; 2009 Qtr 4: 2; 2010 Qtr 1: 0; 2010 Qtr 2: 0; 2010 Qtr 3: 0; 2010 Qtr 4: 0; 2011 Qtr 1: 0; 2011 Qtr 2: 0; 2011 Qtr 3: 0; 2011 Qtr 4: 0 | 2
0 | 253023-Res. Refr. Charge QI: Early Ret. |  | System | Residential | 26-SFM-ResidentialSingleFamily-SP_COOL | 0 |  |  |  |  | 10.3583 | 0 | 16.6667 | 0 | 0 | -6.3084 | 57.1467 |  | kWh | 0.10312 | -0.050476 | Residential |  | Winter Only | [5 empty] | 10 | 0.78 |  |  |  | 0 | 3 | 0 | 0 | 0 | 0 | 0 | 0 | 0 | 0 | 0 | 0 | 2009 Qtr 1: 0; 2009 Qtr 2: 0; 2009 Qtr 3: 0; 2009 Qtr 4: 3; 2010 Qtr 1: 0; 2010 Qtr 2: 0; 2010 Qtr 3: 0; 2010 Qtr 4: 0; 2011 Qtr 1: 0; 2011 Qtr 2: 0; 2011 Qtr 3: 0; 2011 Qtr 4: 0 | 3
0 | 253023-Res. Refr. Charge QI: Early Ret. |  | System | Residential | 26-SFM-ResidentialSingleFamily-SP_COOL | 0 |  |  |  |  | 10.3583 | 0 | 16.6667 | 0 | 0 | -6.3084 | 57.1467 |  | kWh | 0.10312 | -0.050476 | Residential |  | Winter Only | [5 empty] | 10 | 0.78 |  |  |  | 0 | 3 | 0 | 0 | 0 | 0 | 0 | 0 | 0 | 0 | 0 | 0 | 2009 Qtr 1: 0; 2009 Qtr 2: 0; 2009 Qtr 3: 0; 2009 Qtr 4: 3; 2010 Qtr 1: 0; 2010 Qtr 2: 0; 2010 Qtr 3: 0; 2010 Qtr 4: 0; 2011 Qtr 1: 0; 2011 Qtr 2: 0; 2011 Qtr 3: 0; 2011 Qtr 4: 0 | 3
0 | 253023-Res. Refr. Charge QI: Early Ret. |  | System | Residential | 26-SFM-ResidentialSingleFamily-SP_COOL | 0 |  |  |  |  | 10.3583 | 0 | 16.6667 | 0 | 0 | -6.3084 | 57.1467 |  | kWh | 0.10312 | -0.050476 | Residential |  | Winter Only | [5 empty] | 10 | 0.78 |  |  |  | 0 | 4 | 0 | 0 | 0 | 0 | 0 | 0 | 0 | 0 | 0 | 0 | 2009 Qtr 1: 0; 2009 Qtr 2: 0; 2009 Qtr 3: 0; 2009 Qtr 4: 4; 2010 Qtr 1: 0; 2010 Qtr 2: 0; 2010 Qtr 3: 0; 2010 Qtr 4: 0; 2011 Qtr 1: 0; 2011 Qtr 2: 0; 2011 Qtr 3: 0; 2011 Qtr 4: 0 | 4
0 | 253021-Res. Refr. Charge QI: Repl. on Failure CZ 6, 7 or 8 |  | System | Residential | 26-SFM-ResidentialSingleFamily-SP_COOL | 0 |  |  |  |  | 10.3583 | 0 | 16.6667 | 0 | 0 | -6.3084 | 57.1467 |  | kWh | 0.10312 | -0.050476 | Residential |  | Winter Only | [5 empty] | 10 | 0.78 |  |  |  | 0 | 3 | 0 | 0 | 0 | 0 | 0 | 0 | 0 | 0 | 0 | 0 | 2009 Qtr 1: 0; 2009 Qtr 2: 0; 2009 Qtr 3: 0; 2009 Qtr 4: 3; 2010 Qtr 1: 0; 2010 Qtr 2: 0; 2010 Qtr 3: 0; 2010 Qtr 4: 0; 2011 Qtr 1: 0; 2011 Qtr 2: 0; 2011 Qtr 3: 0; 2011 Qtr 4: 0 | 3
0 | 253023-Res. Refr. Charge QI: Early Ret. |  | System | Residential | 26-SFM-ResidentialSingleFamily-SP_COOL | 0 |  |  |  |  | 10.3583 | 0 | 16.6667 | 0 | 0 | -6.3084 | 57.1467 |  | kWh | 0.10312 | -0.050476 | Residential |  | Winter Only | [5 empty] | 10 | 0.78 |  |  |  | 0 | 5 | 0 | 0 | 0 | 0 | 0 | 0 | 0 | 0 | 0 | 0 | 2009 Qtr 1: 0; 2009 Qtr 2: 0; 2009 Qtr 3: 0; 2009 Qtr 4: 5; 2010 Qtr 1: 0; 2010 Qtr 2: 0; 2010 Qtr 3: 0; 2010 Qtr 4: 0; 2011 Qtr 1: 0; 2011 Qtr 2: 0; 2011 Qtr 3: 0; 2011 Qtr 4: 0 | 5
0 | 253022-Res. Refr. Charge QI: Repl. on Failure |  | System | Residential | 26-SFM-ResidentialSingleFamily-SP_COOL | 0 |  |  |  |  | 10.3583 | 0 | 35.19 | 0 | 0 | -24.8317 | 111.621 |  | kWh | 0.076051 | -0.038582 | Residential |  | Winter Only | [5 empty] | 10 | 0.78 |  |  |  | 0 | 4 | 0 | 0 | 0 | 0 | 0 | 0 | 0 | 0 | 0 | 0 | 2009 Qtr 1: 0; 2009 Qtr 2: 0; 2009 Qtr 3: 0; 2009 Qtr 4: 4; 2010 Qtr 1: 0; 2010 Qtr 2: 0; 2010 Qtr 3: 0; 2010 Qtr 4: 0; 2011 Qtr 1: 0; 2011 Qtr 2: 0; 2011 Qtr 3: 0; 2011 Qtr 4: 0 | 4
0 | 253023-Res. Refr. Charge QI: Early Ret. |  | System | Residential | 26-SFM-ResidentialSingleFamily-SP_COOL | 0 |  |  |  |  | 10.3583 | 0 | 16.6667 | 0 | 0 | -6.3084 | 57.1467 |  | kWh | 0.10312 | -0.050476 | Residential |  | Winter Only | [5 empty] | 10 | 0.78 |  |  |  | 0 | 5 | 0 | 0 | 0 | 0 | 0 | 0 | 0 | 0 | 0 | 0 | 2009 Qtr 1: 0; 2009 Qtr 2: 0; 2009 Qtr 3: 0; 2009 Qtr 4: 5; 2010 Qtr 1: 0; 2010 Qtr 2: 0; 2010 Qtr 3: 0; 2010 Qtr 4: 0; 2011 Qtr 1: 0; 2011 Qtr 2: 0; 2011 Qtr 3: 0; 2011 Qtr 4: 0 | 5
0 | 253022-Res. Refr. Charge QI: Repl. on Failure |  | System | Residential | 26-SFM-ResidentialSingleFamily-SP_COOL | 0 |  |  |  |  | 10.3583 | 0 | 35.19 | 0 | 0 | -24.8317 | 111.621 |  | kWh | 0.076051 | -0.038582 | Residential |  | Winter Only | [5 empty] | 10 | 0.78 |  |  |  | 0 | 3 | 0 | 0 | 0 | 0 | 0 | 0 | 0 | 0 | 0 | 0 | 2009 Qtr 1: 0; 2009 Qtr 2: 0; 2009 Qtr 3: 0; 2009 Qtr 4: 3; 2010 Qtr 1: 0; 2010 Qtr 2: 0; 2010 Qtr 3: 0; 2010 Qtr 4: 0; 2011 Qtr 1: 0; 2011 Qtr 2: 0; 2011 Qtr 3: 0; 2011 Qtr 4: 0 | 3
0 | 253024-Res. Refr. Charge QI: Early Ret. |  | System | Residential | 26-SFM-ResidentialSingleFamily-SP_COOL | 0 |  |  |  |  | 10.3583 | 0 | 35.19 | 0 | 0 | -24.8317 | 111.621 |  | kWh | 0.076051 | -0.038582 | Residential |  | Winter Only | [5 empty] | 10 | 0.78 |  |  |  | 0 | 2 | 0 | 0 | 0 | 0 | 0 | 0 | 0 | 0 | 0 | 0 | 2009 Qtr 1: 0; 2009 Qtr 2: 0; 2009 Qtr 3: 0; 2009 Qtr 4: 2; 2010 Qtr 1: 0; 2010 Qtr 2: 0; 2010 Qtr 3: 0; 2010 Qtr 4: 0; 2011 Qtr 1: 0; 2011 Qtr 2: 0; 2011 Qtr 3: 0; 2011 Qtr 4: 0 | 2
0 | 253023-Res. Refr. Charge QI: Early Ret. |  | System | Residential | 26-SFM-ResidentialSingleFamily-SP_COOL | 0 |  |  |  |  | 10.3583 | 0 | 16.6667 | 0 | 0 | -6.3084 | 57.1467 |  | kWh | 0.10312 | -0.050476 | Residential |  | Winter Only | [5 empty] | 10 | 0.78 |  |  |  | 0 | 3 | 0 | 0 | 0 | 0 | 0 | 0 | 0 | 0 | 0 | 0 | 2009 Qtr 1: 0; 2009 Qtr 2: 0; 2009 Qtr 3: 0; 2009 Qtr 4: 3; 2010 Qtr 1: 0; 2010 Qtr 2: 0; 2010 Qtr 3: 0; 2010 Qtr 4: 0; 2011 Qtr 1: 0; 2011 Qtr 2: 0; 2011 Qtr 3: 0; 2011 Qtr 4: 0 | 3
0 | 253023-Res. Refr. Charge QI: Early Ret. |  | System | Residential | 26-SFM-ResidentialSingleFamily-SP_COOL | 0 |  |  |  |  | 10.3583 | 0 | 16.6667 | 0 | 0 | -6.3084 | 57.1467 |  | kWh | 0.10312 | -0.050476 | Residential |  | Winter Only | [5 empty] | 10 | 0.78 |  |  |  | 0 | 3 | 0 | 0 | 0 | 0 | 0 | 0 | 0 | 0 | 0 | 0 | 2009 Qtr 1: 0; 2009 Qtr 2: 0; 2009 Qtr 3: 0; 2009 Qtr 4: 3; 2010 Qtr 1: 0; 2010 Qtr 2: 0; 2010 Qtr 3: 0; 2010 Qtr 4: 0; 2011 Qtr 1: 0; 2011 Qtr 2: 0; 2011 Qtr 3: 0; 2011 Qtr 4: 0 | 3
0 | 253023-Res. Refr. Charge QI: Early Ret. |  | System | Residential | 26-SFM-ResidentialSingleFamily-SP_COOL | 0 |  |  |  |  | 10.3583 | 0 | 19.4444 | 0 | 0 | -9.0861 | 57.1467 |  | kWh | 0.10312 | -0.050476 | Residential |  | Winter Only | [5 empty] | 10 | 0.78 |  |  |  | 0 | 3 | 0 | 0 | 0 | 0 | 0 | 0 | 0 | 0 | 0 | 0 | 2009 Qtr 1: 0; 2009 Qtr 2: 0; 2009 Qtr 3: 0; 2009 Qtr 4: 3; 2010 Qtr 1: 0; 2010 Qtr 2: 0; 2010 Qtr 3: 0; 2010 Qtr 4: 0; 2011 Qtr 1: 0; 2011 Qtr 2: 0; 2011 Qtr 3: 0; 2011 Qtr 4: 0 | 3
0 | 253021-Res. Refr. Charge QI: Repl. on Failure CZ 6, 7 or 8 |  | System | Residential | 26-SFM-ResidentialSingleFamily-SP_COOL | 0 |  |  |  |  | 10.3583 | 0 | 16.6667 | 0 | 0 | -6.3084 | 57.1467 |  | kWh | 0.10312 | -0.050476 | Residential |  | Winter Only | [5 empty] | 10 | 0.78 |  |  |  | 0 | 3 | 0 | 0 | 0 | 0 | 0 | 0 | 0 | 0 | 0 | 0 | 2009 Qtr 1: 0; 2009 Qtr 2: 0; 2009 Qtr 3: 0; 2009 Qtr 4: 3; 2010 Qtr 1: 0; 2010 Qtr 2: 0; 2010 Qtr 3: 0; 2010 Qtr 4: 0; 2011 Qtr 1: 0; 2011 Qtr 2: 0; 2011 Qtr 3: 0; 2011 Qtr 4: 0 | 3
0 | 253024-Res. Refr. Charge QI: Early Ret. |  | System | Residential | 26-SFM-ResidentialSingleFamily-SP_COOL | 0 |  |  |  |  | 10.3583 | 0 | 43.9875 | 0 | 0 | -33.6292 | 111.621 |  | kWh | 0.076051 | -0.038582 | Residential |  | Winter Only | [5 empty] | 10 | 0.78 |  |  |  | 0 | 2 | 0 | 0 | 0 | 0 | 0 | 0 | 0 | 0 | 0 | 0 | 2009 Qtr 1: 0; 2009 Qtr 2: 0; 2009 Qtr 3: 0; 2009 Qtr 4: 2; 2010 Qtr 1: 0; 2010 Qtr 2: 0; 2010 Qtr 3: 0; 2010 Qtr 4: 0; 2011 Qtr 1: 0; 2011 Qtr 2: 0; 2011 Qtr 3: 0; 2011 Qtr 4: 0 | 2
0 | 253021-Res. Refr. Charge QI: Repl. on Failure CZ 6, 7 or 8 |  | System | Residential | 26-SFM-ResidentialSingleFamily-SP_COOL | 0 |  |  |  |  | 10.3583 | 0 | 16.6667 | 0 | 0 | -6.3084 | 57.1467 |  | kWh | 0.10312 | -0.050476 | Residential |  | Winter Only | [5 empty] | 10 | 0.78 |  |  |  | 0 | 3 | 0 | 0 | 0 | 0 | 0 | 0 | 0 | 0 | 0 | 0 | 2009 Qtr 1: 0; 2009 Qtr 2: 0; 2009 Qtr 3: 0; 2009 Qtr 4: 3; 2010 Qtr 1: 0; 2010 Qtr 2: 0; 2010 Qtr 3: 0; 2010 Qtr 4: 0; 2011 Qtr 1: 0; 2011 Qtr 2: 0; 2011 Qtr 3: 0; 2011 Qtr 4: 0 | 3
0 | 253024-Res. Refr. Charge QI: Early Ret. |  | System | Residential | 26-SFM-ResidentialSingleFamily-SP_COOL | 0 |  |  |  |  | 10.3583 | 0 | 41.055 | 0 | 0 | -30.6967 | 111.621 |  | kWh | 0.076051 | -0.038582 | Residential |  | Winter Only | [5 empty] | 10 | 0.78 |  |  |  | 0 | 3 | 0 | 0 | 0 | 0 | 0 | 0 | 0 | 0 | 0 | 0 | 2009 Qtr 1: 0; 2009 Qtr 2: 0; 2009 Qtr 3: 0; 2009 Qtr 4: 3; 2010 Qtr 1: 0; 2010 Qtr 2: 0; 2010 Qtr 3: 0; 2010 Qtr 4: 0; 2011 Qtr 1: 0; 2011 Qtr 2: 0; 2011 Qtr 3: 0; 2011 Qtr 4: 0 | 3
0 | 253024-Res. Refr. Charge QI: Early Ret. |  | System | Residential | 26-SFM-ResidentialSingleFamily-SP_COOL | 0 |  |  |  |  | 10.3583 | 0 | 35.19 | 0 | 0 | -24.8317 | 111.621 |  | kWh | 0.076051 | -0.038582 | Residential |  | Winter Only | [5 empty] | 10 | 0.78 |  |  |  | 0 | 5 | 0 | 0 | 0 | 0 | 0 | 0 | 0 | 0 | 0 | 0 | 2009 Qtr 1: 0; 2009 Qtr 2: 0; 2009 Qtr 3: 0; 2009 Qtr 4: 5; 2010 Qtr 1: 0; 2010 Qtr 2: 0; 2010 Qtr 3: 0; 2010 Qtr 4: 0; 2011 Qtr 1: 0; 2011 Qtr 2: 0; 2011 Qtr 3: 0; 2011 Qtr 4: 0 | 5
0 | 253024-Res. Refr. Charge QI: Early Ret. |  | System | Residential | 26-SFM-ResidentialSingleFamily-SP_COOL | 0 |  |  |  |  | 10.3583 | 0 | 35.19 | 0 | 0 | -24.8317 | 111.621 |  | kWh | 0.076051 | -0.038582 | Residential |  | Winter Only | [5 empty] | 10 | 0.78 |  |  |  | 0 | 4 | 0 | 0 | 0 | 0 | 0 | 0 | 0 | 0 | 0 | 0 | 2009 Qtr 1: 0; 2009 Qtr 2: 0; 2009 Qtr 3: 0; 2009 Qtr 4: 4; 2010 Qtr 1: 0; 2010 Qtr 2: 0; 2010 Qtr 3: 0; 2010 Qtr 4: 0; 2011 Qtr 1: 0; 2011 Qtr 2: 0; 2011 Qtr 3: 0; 2011 Qtr 4: 0 | 4
0 | 253024-Res. Refr. Charge QI: Early Ret. |  | System | Residential | 26-SFM-ResidentialSingleFamily-SP_COOL | 0 |  |  |  |  | 10.3583 | 0 | 35.19 | 0 | 0 | -24.8317 | 111.621 |  | kWh | 0.076051 | -0.038582 | Residential |  | Winter Only | [5 empty] | 10 | 0.78 |  |  |  | 0 | 5 | 0 | 0 | 0 | 0 | 0 | 0 | 0 | 0 | 0 | 0 | 2009 Qtr 1: 0; 2009 Qtr 2: 0; 2009 Qtr 3: 0; 2009 Qtr 4: 5; 2010 Qtr 1: 0; 2010 Qtr 2: 0; 2010 Qtr 3: 0; 2010 Qtr 4: 0; 2011 Qtr 1: 0; 2011 Qtr 2: 0; 2011 Qtr 3: 0; 2011 Qtr 4: 0 | 5
0 | 253021-Res. Refr. Charge QI: Repl. on Failure CZ 6, 7 or 8 |  | System | Residential | 26-SFM-ResidentialSingleFamily-SP_COOL | 0 |  |  |  |  | 10.3583 | 0 | 19.4444 | 0 | 0 | -9.0861 | 57.1467 |  | kWh | 0.10312 | -0.050476 | Residential |  | Winter Only | [5 empty] | 10 | 0.78 |  |  |  | 0 | 3 | 0 | 0 | 0 | 0 | 0 | 0 | 0 | 0 | 0 | 0 | 2009 Qtr 1: 0; 2009 Qtr 2: 0; 2009 Qtr 3: 0; 2009 Qtr 4: 3; 2010 Qtr 1: 0; 2010 Qtr 2: 0; 2010 Qtr 3: 0; 2010 Qtr 4: 0; 2011 Qtr 1: 0; 2011 Qtr 2: 0; 2011 Qtr 3: 0; 2011 Qtr 4: 0 | 3
0 | 253023-Res. Refr. Charge QI: Early Ret. |  | System | Residential | 26-SFM-ResidentialSingleFamily-SP_COOL | 0 |  |  |  |  | 10.3583 | 0 | 16.6667 | 0 | 0 | -6.3084 | 57.1467 |  | kWh | 0.10312 | -0.050476 | Residential |  | Winter Only | [5 empty] | 10 | 0.78 |  |  |  | 0 | 4 | 0 | 0 | 0 | 0 | 0 | 0 | 0 | 0 | 0 | 0 | 2009 Qtr 1: 0; 2009 Qtr 2: 0; 2009 Qtr 3: 0; 2009 Qtr 4: 4; 2010 Qtr 1: 0; 2010 Qtr 2: 0; 2010 Qtr 3: 0; 2010 Qtr 4: 0; 2011 Qtr 1: 0; 2011 Qtr 2: 0; 2011 Qtr 3: 0; 2011 Qtr 4: 0 | 4
0 | 253023-Res. Refr. Charge QI: Early Ret. |  | System | Residential | 26-SFM-ResidentialSingleFamily-SP_COOL | 0 |  |  |  |  | 10.3583 | 0 | 20.8333 | 0 | 0 | -10.475 | 57.1467 |  | kWh | 0.10312 | -0.050476 | Residential |  | Winter Only | [5 empty] | 10 | 0.78 |  |  |  | 0 | 2 | 0 | 0 | 0 | 0 | 0 | 0 | 0 | 0 | 0 | 0 | 2009 Qtr 1: 0; 2009 Qtr 2: 0; 2009 Qtr 3: 0; 2009 Qtr 4: 2; 2010 Qtr 1: 0; 2010 Qtr 2: 0; 2010 Qtr 3: 0; 2010 Qtr 4: 0; 2011 Qtr 1: 0; 2011 Qtr 2: 0; 2011 Qtr 3: 0; 2011 Qtr 4: 0 | 2
0 | 253024-Res. Refr. Charge QI: Early Ret. |  | System | Residential | 26-SFM-ResidentialSingleFamily-SP_COOL | 0 |  |  |  |  | 10.3583 | 0 | 35.19 | 0 | 0 | -24.8317 | 111.621 |  | kWh | 0.076051 | -0.038582 | Residential |  | Winter Only | [5 empty] | 10 | 0.78 |  |  |  | 0 | 5 | 0 | 0 | 0 | 0 | 0 | 0 | 0 | 0 | 0 | 0 | 2009 Qtr 1: 0; 2009 Qtr 2: 0; 2009 Qtr 3: 0; 2009 Qtr 4: 5; 2010 Qtr 1: 0; 2010 Qtr 2: 0; 2010 Qtr 3: 0; 2010 Qtr 4: 0; 2011 Qtr 1: 0; 2011 Qtr 2: 0; 2011 Qtr 3: 0; 2011 Qtr 4: 0 | 5
0 | 253002-Residential AC SEER 14 CZ 10, 14, or 15 |  | System | Residential | 26-SFM-ResidentialSingleFamily-SP_COOL | 0 |  |  |  |  | 92.6187 | 0 | 49.9917 | 0 | 0 | 42.627 | 322.849 |  | kWh | 0.37218 | 0.40228 | Residential |  | Winter Only | [5 empty] | 15 | 0.67 |  |  |  | 1 | 3 | 0 | 0 | 0 | 0 | 0 | 0 | 0 | 0 | 0 | 0 | 2009 Qtr 1: 0; 2009 Qtr 2: 0; 2009 Qtr 3: 0; 2009 Qtr 4: 3; 2010 Qtr 1: 0; 2010 Qtr 2: 0; 2010 Qtr 3: 0; 2010 Qtr 4: 0; 2011 Qtr 1: 0; 2011 Qtr 2: 0; 2011 Qtr 3: 0; 2011 Qtr 4: 0 | 3
0 | 253022-Res. Refr. Charge QI: Repl. on Failure |  | System | Residential | 26-SFM-ResidentialSingleFamily-SP_COOL | 0 |  |  |  |  | 10.3583 | 0 | 41.055 | 0 | 0 | -30.6967 | 111.621 |  | kWh | 0.076051 | -0.038582 | Residential |  | Winter Only | [5 empty] | 10 | 0.78 |  |  |  | 0 | 3 | 0 | 0 | 0 | 0 | 0 | 0 | 0 | 0 | 0 | 0 | 2009 Qtr 1: 0; 2009 Qtr 2: 0; 2009 Qtr 3: 0; 2009 Qtr 4: 3; 2010 Qtr 1: 0; 2010 Qtr 2: 0; 2010 Qtr 3: 0; 2010 Qtr 4: 0; 2011 Qtr 1: 0; 2011 Qtr 2: 0; 2011 Qtr 3: 0; 2011 Qtr 4: 0 | 3
0 | 253009-Residential AC SEER 15 Early Ret. CZ 6, 7 or 8 |  | System | Residential | 26-SFM-ResidentialSingleFamily-SP_COOL | 0 |  |  |  |  | 734.7882 | 0 | 41.6667 | 0 | 0 | 693.1215 | 219.055 |  | kWh | 0.38807 | -1.3318 | Residential |  | Winter Only | [5 empty] | 15 | 0.67 |  |  |  | 1 | 3 | 0 | 0 | 0 | 0 | 0 | 0 | 0 | 0 | 0 | 0 | 2009 Qtr 1: 0; 2009 Qtr 2: 0; 2009 Qtr 3: 0; 2009 Qtr 4: 3; 2010 Qtr 1: 0; 2010 Qtr 2: 0; 2010 Qtr 3: 0; 2010 Qtr 4: 0; 2011 Qtr 1: 0; 2011 Qtr 2: 0; 2011 Qtr 3: 0; 2011 Qtr 4: 0 | 3
0 | 253023-Res. Refr. Charge QI: Early Ret. |  | System | Residential | 26-SFM-ResidentialSingleFamily-SP_COOL | 0 |  |  |  |  | 10.3583 | 0 | 16.6667 | 0 | 0 | -6.3084 | 57.1467 |  | kWh | 0.10312 | -0.050476 | Residential |  | Winter Only | [5 empty] | 10 | 0.78 |  |  |  | 0 | 3 | 0 | 0 | 0 | 0 | 0 | 0 | 0 | 0 | 0 | 0 | 2009 Qtr 1: 0; 2009 Qtr 2: 0; 2009 Qtr 3: 0; 2009 Qtr 4: 3; 2010 Qtr 1: 0; 2010 Qtr 2: 0; 2010 Qtr 3: 0; 2010 Qtr 4: 0; 2011 Qtr 1: 0; 2011 Qtr 2: 0; 2011 Qtr 3: 0; 2011 Qtr 4: 0 | 3
0 | 253004-Residential AC SEER 15 CZ 10, 14, or 15 |  | System | Residential | 26-SFM-ResidentialSingleFamily-SP_COOL | 0 |  |  |  |  | 185.2374 | 0 | 85.71 | 0 | 0 | 99.5274 | 372.762 |  | kWh | 0.39428 | -1.1019 | Residential |  | Winter Only | [5 empty] | 15 | 0.67 |  |  |  | 1 | 3 | 0 | 0 | 0 | 0 | 0 | 0 | 0 | 0 | 0 | 0 | 2009 Qtr 1: 0; 2009 Qtr 2: 0; 2009 Qtr 3: 0; 2009 Qtr 4: 3; 2010 Qtr 1: 0; 2010 Qtr 2: 0; 2010 Qtr 3: 0; 2010 Qtr 4: 0; 2011 Qtr 1: 0; 2011 Qtr 2: 0; 2011 Qtr 3: 0; 2011 Qtr 4: 0 | 3
0 | 253022-Res. Refr. Charge QI: Repl. on Failure |  | System | Residential | 26-SFM-ResidentialSingleFamily-SP_COOL | 0 |  |  |  |  | 10.3583 | 0 | 35.19 | 0 | 0 | -24.8317 | 111.621 |  | kWh | 0.076051 | -0.038582 | Residential |  | Winter Only | [5 empty] | 10 | 0.78 |  |  |  | 0 | 3 | 0 | 0 | 0 | 0 | 0 | 0 | 0 | 0 | 0 | 0 | 2009 Qtr 1: 0; 2009 Qtr 2: 0; 2009 Qtr 3: 0; 2009 Qtr 4: 3; 2010 Qtr 1: 0; 2010 Qtr 2: 0; 2010 Qtr 3: 0; 2010 Qtr 4: 0; 2011 Qtr 1: 0; 2011 Qtr 2: 0; 2011 Qtr 3: 0; 2011 Qtr 4: 0 | 3
0 | 253085-Comm. HP <65k three phase unitary ER |  | System | Commercial | 01-ALC-AllCommercial-Cooling | 0 |  |  |  |  | 959.2869 | 0 | 198.3333 | 0 | 0 | 760.9536 | 333.947 |  | kWh | 0.15748 | 0 | Commercial | [7 empty] | 15 | 0.5 |  |  |  | 1 | 3 | 0 | 0 | 0 | 0 | 0 | 0 | 0 | 0 | 0 | 0 | 2009 Qtr 1: 0; 2009 Qtr 2: 0; 2009 Qtr 3: 0; 2009 Qtr 4: 3; 2010 Qtr 1: 0; 2010 Qtr 2: 0; 2010 Qtr 3: 0; 2010 Qtr 4: 0; 2011 Qtr 1: 0; 2011 Qtr 2: 0; 2011 Qtr 3: 0; 2011 Qtr 4: 0 | 3
0 | 253085-Comm. HP <65k three phase unitary ER |  | System | Commercial | 01-ALC-AllCommercial-Cooling | 0 |  |  |  |  | 959.2869 | 0 | 170 | 0 | 0 | 789.2869 | 333.947 |  | kWh | 0.15748 | 0 | Commercial | [7 empty] | 15 | 0.5 |  |  |  | 1 | 5 | 0 | 0 | 0 | 0 | 0 | 0 | 0 | 0 | 0 | 0 | 2009 Qtr 1: 0; 2009 Qtr 2: 0; 2009 Qtr 3: 0; 2009 Qtr 4: 5; 2010 Qtr 1: 0; 2010 Qtr 2: 0; 2010 Qtr 3: 0; 2010 Qtr 4: 0; 2011 Qtr 1: 0; 2011 Qtr 2: 0; 2011 Qtr 3: 0; 2011 Qtr 4: 0 | 5
0 | 253085-Comm. HP <65k three phase unitary ER |  | System | Commercial | 01-ALC-AllCommercial-Cooling | 0 |  |  |  |  | 959.2869 | 0 | 170 | 0 | 0 | 789.2869 | 333.947 |  | kWh | 0.15748 | 0 | Commercial | [7 empty] | 15 | 0.5 |  |  |  | 1 | 5 | 0 | 0 | 0 | 0 | 0 | 0 | 0 | 0 | 0 | 0 | 2009 Qtr 1: 0; 2009 Qtr 2: 0; 2009 Qtr 3: 0; 2009 Qtr 4: 5; 2010 Qtr 1: 0; 2010 Qtr 2: 0; 2010 Qtr 3: 0; 2010 Qtr 4: 0; 2011 Qtr 1: 0; 2011 Qtr 2: 0; 2011 Qtr 3: 0; 2011 Qtr 4: 0 | 5
0 | 253085-Comm. HP <65k three phase unitary ER |  | System | Commercial | 01-ALC-AllCommercial-Cooling | 0 |  |  |  |  | 959.2869 | 0 | 170 | 0 | 0 | 789.2869 | 333.947 |  | kWh | 0.15748 | 0 | Commercial | [7 empty] | 15 | 0.5 |  |  |  | 1 | 3 | 0 | 0 | 0 | 0 | 0 | 0 | 0 | 0 | 0 | 0 | 2009 Qtr 1: 0; 2009 Qtr 2: 0; 2009 Qtr 3: 0; 2009 Qtr 4: 3; 2010 Qtr 1: 0; 2010 Qtr 2: 0; 2010 Qtr 3: 0; 2010 Qtr 4: 0; 2011 Qtr 1: 0; 2011 Qtr 2: 0; 2011 Qtr 3: 0; 2011 Qtr 4: 0 | 3
0 | 253085-Comm. HP <65k three phase unitary ER |  | System | Commercial | 01-ALC-AllCommercial-Cooling | 0 |  |  |  |  | 959.2869 | 0 | 170 | 0 | 0 | 789.2869 | 333.947 |  | kWh | 0.15748 | 0 | Commercial | [7 empty] | 15 | 0.5 |  |  |  | 1 | 5 | 0 | 0 | 0 | 0 | 0 | 0 | 0 | 0 | 0 | 0 | 2009 Qtr 1: 0; 2009 Qtr 2: 0; 2009 Qtr 3: 0; 2009 Qtr 4: 5; 2010 Qtr 1: 0; 2010 Qtr 2: 0; 2010 Qtr 3: 0; 2010 Qtr 4: 0; 2011 Qtr 1: 0; 2011 Qtr 2: 0; 2011 Qtr 3: 0; 2011 Qtr 4: 0 | 5
0 | 253085-Comm. HP <65k three phase unitary ER |  | System | Commercial | 01-ALC-AllCommercial-Cooling | 0 |  |  |  |  | 959.2869 | 0 | 198.3333 | 0 | 0 | 760.9536 | 333.947 |  | kWh | 0.15748 | 0 | Commercial | [7 empty] | 15 | 0.5 |  |  |  | 1 | 3 | 0 | 0 | 0 | 0 | 0 | 0 | 0 | 0 | 0 | 0 | 2009 Qtr 1: 0; 2009 Qtr 2: 0; 2009 Qtr 3: 0; 2009 Qtr 4: 3; 2010 Qtr 1: 0; 2010 Qtr 2: 0; 2010 Qtr 3: 0; 2010 Qtr 4: 0; 2011 Qtr 1: 0; 2011 Qtr 2: 0; 2011 Qtr 3: 0; 2011 Qtr 4: 0 | 3
0 | 253085-Comm. HP <65k three phase unitary ER |  | System | Commercial | 01-ALC-AllCommercial-Cooling | 0 |  |  |  |  | 959.2869 | 0 | 198.3333 | 0 | 0 | 760.9536 | 333.947 |  | kWh | 0.15748 | 0 | Commercial | [7 empty] | 15 | 0.5 |  |  |  | 1 | 3 | 0 | 0 | 0 | 0 | 0 | 0 | 0 | 0 | 0 | 0 | 2009 Qtr 1: 0; 2009 Qtr 2: 0; 2009 Qtr 3: 0; 2009 Qtr 4: 3; 2010 Qtr 1: 0; 2010 Qtr 2: 0; 2010 Qtr 3: 0; 2010 Qtr 4: 0; 2011 Qtr 1: 0; 2011 Qtr 2: 0; 2011 Qtr 3: 0; 2011 Qtr 4: 0 | 3
0 | 253085-Comm. HP <65k three phase unitary ER |  | System | Commercial | 01-ALC-AllCommercial-Cooling | 0 |  |  |  |  | 959.2869 | 0 | 198.3333 | 0 | 0 | 760.9536 | 333.947 |  | kWh | 0.15748 | 0 | Commercial | [7 empty] | 15 | 0.5 |  |  |  | 1 | 3 | 0 | 0 | 0 | 0 | 0 | 0 | 0 | 0 | 0 | 0 | 2009 Qtr 1: 0; 2009 Qtr 2: 0; 2009 Qtr 3: 0; 2009 Qtr 4: 3; 2010 Qtr 1: 0; 2010 Qtr 2: 0; 2010 Qtr 3: 0; 2010 Qtr 4: 0; 2011 Qtr 1: 0; 2011 Qtr 2: 0; 2011 Qtr 3: 0; 2011 Qtr 4: 0 | 3
0 | 253085-Comm. HP <65k three phase unitary ER |  | System | Commercial | 01-ALC-AllCommercial-Cooling | 0 |  |  |  |  | 959.2869 | 0 | 198.3333 | 0 | 0 | 760.9536 | 333.947 |  | kWh | 0.15748 | 0 | Commercial | [7 empty] | 15 | 0.5 |  |  |  | 1 | 3 | 0 | 0 | 0 | 0 | 0 | 0 | 0 | 0 | 0 | 0 | 2009 Qtr 1: 0; 2009 Qtr 2: 0; 2009 Qtr 3: 0; 2009 Qtr 4: 3; 2010 Qtr 1: 0; 2010 Qtr 2: 0; 2010 Qtr 3: 0; 2010 Qtr 4: 0; 2011 Qtr 1: 0; 2011 Qtr 2: 0; 2011 Qtr 3: 0; 2011 Qtr 4: 0 | 3
0 | 253085-Comm. HP <65k three phase unitary ER |  | System | Commercial | 01-ALC-AllCommercial-Cooling | 0 |  |  |  |  | 959.2869 | 0 | 198.3333 | 0 | 0 | 760.9536 | 333.947 |  | kWh | 0.15748 | 0 | Commercial | [7 empty] | 15 | 0.5 |  |  |  | 1 | 3 | 0 | 0 | 0 | 0 | 0 | 0 | 0 | 0 | 0 | 0 | 2009 Qtr 1: 0; 2009 Qtr 2: 0; 2009 Qtr 3: 0; 2009 Qtr 4: 3; 2010 Qtr 1: 0; 2010 Qtr 2: 0; 2010 Qtr 3: 0; 2010 Qtr 4: 0; 2011 Qtr 1: 0; 2011 Qtr 2: 0; 2011 Qtr 3: 0; 2011 Qtr 4: 0 | 3
0 | 253086-Comm. HP <65k three phase unitary ER |  | System | Commercial | 01-ALC-AllCommercial-Cooling | 0 |  |  |  |  | 959.2869 | 0 | 170 | 0 | 0 | 789.2869 | 416.612 |  | kWh | 0.22516 | 0 | Commercial | [7 empty] | 15 | 0.5 |  |  |  | 1 | 3 | 0 | 0 | 0 | 0 | 0 | 0 | 0 | 0 | 0 | 0 | 2009 Qtr 1: 0; 2009 Qtr 2: 0; 2009 Qtr 3: 0; 2009 Qtr 4: 3; 2010 Qtr 1: 0; 2010 Qtr 2: 0; 2010 Qtr 3: 0; 2010 Qtr 4: 0; 2011 Qtr 1: 0; 2011 Qtr 2: 0; 2011 Qtr 3: 0; 2011 Qtr 4: 0 | 3
0 | 253086-Comm. HP <65k three phase unitary ER |  | System | Commercial | 01-ALC-AllCommercial-Cooling | 0 |  |  |  |  | 959.2869 | 0 | 170 | 0 | 0 | 789.2869 | 416.612 |  | kWh | 0.22516 | 0 | Commercial | [7 empty] | 15 | 0.5 |  |  |  | 1 | 3 | 0 | 0 | 0 | 0 | 0 | 0 | 0 | 0 | 0 | 0 | 2009 Qtr 1: 0; 2009 Qtr 2: 0; 2009 Qtr 3: 0; 2009 Qtr 4: 3; 2010 Qtr 1: 0; 2010 Qtr 2: 0; 2010 Qtr 3: 0; 2010 Qtr 4: 0; 2011 Qtr 1: 0; 2011 Qtr 2: 0; 2011 Qtr 3: 0; 2011 Qtr 4: 0 | 3
0 | 253085-Comm. HP <65k three phase unitary ER |  | System | Commercial | 01-ALC-AllCommercial-Cooling | 0 |  |  |  |  | 959.2869 | 0 | 170 | 0 | 0 | 789.2869 | 333.947 |  | kWh | 0.15748 | 0 | Commercial | [7 empty] | 15 | 0.5 |  |  |  | 1 | 4 | 0 | 0 | 0 | 0 | 0 | 0 | 0 | 0 | 0 | 0 | 2009 Qtr 1: 0; 2009 Qtr 2: 0; 2009 Qtr 3: 0; 2009 Qtr 4: 4; 2010 Qtr 1: 0; 2010 Qtr 2: 0; 2010 Qtr 3: 0; 2010 Qtr 4: 0; 2011 Qtr 1: 0; 2011 Qtr 2: 0; 2011 Qtr 3: 0; 2011 Qtr 4: 0 | 4
0 | 253085-Comm. HP <65k three phase unitary ER |  | System | Commercial | 01-ALC-AllCommercial-Cooling | 0 |  |  |  |  | 959.2869 | 0 | 170 | 0 | 0 | 789.2869 | 333.947 |  | kWh | 0.15748 | 0 | Commercial | [7 empty] | 15 | 0.5 |  |  |  | 1 | 4 | 0 | 0 | 0 | 0 | 0 | 0 | 0 | 0 | 0 | 0 | 2009 Qtr 1: 0; 2009 Qtr 2: 0; 2009 Qtr 3: 0; 2009 Qtr 4: 4; 2010 Qtr 1: 0; 2010 Qtr 2: 0; 2010 Qtr 3: 0; 2010 Qtr 4: 0; 2011 Qtr 1: 0; 2011 Qtr 2: 0; 2011 Qtr 3: 0; 2011 Qtr 4: 0 | 4
0 | 253085-Comm. HP <65k three phase unitary ER |  | System | Commercial | 01-ALC-AllCommercial-Cooling | 0 |  |  |  |  | 959.2869 | 0 | 170 | 0 | 0 | 789.2869 | 333.947 |  | kWh | 0.15748 | 0 | Commercial | [7 empty] | 15 | 0.5 |  |  |  | 1 | 5 | 0 | 0 | 0 | 0 | 0 | 0 | 0 | 0 | 0 | 0 | 2009 Qtr 1: 0; 2009 Qtr 2: 0; 2009 Qtr 3: 0; 2009 Qtr 4: 5; 2010 Qtr 1: 0; 2010 Qtr 2: 0; 2010 Qtr 3: 0; 2010 Qtr 4: 0; 2011 Qtr 1: 0; 2011 Qtr 2: 0; 2011 Qtr 3: 0; 2011 Qtr 4: 0 | 5
0 | 253085-Comm. HP <65k three phase unitary ER |  | System | Commercial | 01-ALC-AllCommercial-Cooling | 0 |  |  |  |  | 959.2869 | 0 | 170 | 0 | 0 | 789.2869 | 333.947 |  | kWh | 0.15748 | 0 | Commercial | [7 empty] | 15 | 0.5 |  |  |  | 1 | 5 | 0 | 0 | 0 | 0 | 0 | 0 | 0 | 0 | 0 | 0 | 2009 Qtr 1: 0; 2009 Qtr 2: 0; 2009 Qtr 3: 0; 2009 Qtr 4: 5; 2010 Qtr 1: 0; 2010 Qtr 2: 0; 2010 Qtr 3: 0; 2010 Qtr 4: 0; 2011 Qtr 1: 0; 2011 Qtr 2: 0; 2011 Qtr 3: 0; 2011 Qtr 4: 0 | 5
0 | 253085-Comm. HP <65k three phase unitary ER |  | System | Commercial | 01-ALC-AllCommercial-Cooling | 0 |  |  |  |  | 959.2869 | 0 | 170 | 0 | 0 | 789.2869 | 333.947 |  | kWh | 0.15748 | 0 | Commercial | [7 empty] | 15 | 0.5 |  |  |  | 1 | 5 | 0 | 0 | 0 | 0 | 0 | 0 | 0 | 0 | 0 | 0 | 2009 Qtr 1: 0; 2009 Qtr 2: 0; 2009 Qtr 3: 0; 2009 Qtr 4: 5; 2010 Qtr 1: 0; 2010 Qtr 2: 0; 2010 Qtr 3: 0; 2010 Qtr 4: 0; 2011 Qtr 1: 0; 2011 Qtr 2: 0; 2011 Qtr 3: 0; 2011 Qtr 4: 0 | 5
0 | 253008-Residential AC SEER 14 Early Ret. CZ 10, 14, or 15 |  | System | Residential | 26-SFM-ResidentialSingleFamily-SP_COOL | 0 |  |  |  |  | 642.1695 | 0 | 110 | 0 | 0 | 532.1695 | 322.849 |  | kWh | 0.37218 | 0.40228 | Residential |  | Winter Only | [5 empty] | 15 | 0.67 |  |  |  | 1 | 3 | 0 | 0 | 0 | 0 | 0 | 0 | 0 | 0 | 0 | 0 | 2009 Qtr 1: 0; 2009 Qtr 2: 0; 2009 Qtr 3: 0; 2009 Qtr 4: 3; 2010 Qtr 1: 0; 2010 Qtr 2: 0; 2010 Qtr 3: 0; 2010 Qtr 4: 0; 2011 Qtr 1: 0; 2011 Qtr 2: 0; 2011 Qtr 3: 0; 2011 Qtr 4: 0 | 3
0 | 253009-Residential AC SEER 15 Early Ret. CZ 6, 7 or 8 |  | System | Residential | 26-SFM-ResidentialSingleFamily-SP_COOL | 0 |  |  |  |  | 734.7882 | 0 | 41.6667 | 0 | 0 | 693.1215 | 219.055 |  | kWh | 0.38807 | -1.3318 | Residential |  | Winter Only | [5 empty] | 15 | 0.67 |  |  |  | 1 | 3 | 0 | 0 | 0 | 0 | 0 | 0 | 0 | 0 | 0 | 0 | 2009 Qtr 1: 0; 2009 Qtr 2: 0; 2009 Qtr 3: 0; 2009 Qtr 4: 3; 2010 Qtr 1: 0; 2010 Qtr 2: 0; 2010 Qtr 3: 0; 2010 Qtr 4: 0; 2011 Qtr 1: 0; 2011 Qtr 2: 0; 2011 Qtr 3: 0; 2011 Qtr 4: 0 | 3
0 | 253009-Residential AC SEER 15 Early Ret. CZ 6, 7 or 8 |  | System | Residential | 26-SFM-ResidentialSingleFamily-SP_COOL | 0 |  |  |  |  | 734.7882 | 0 | 41.6667 | 0 | 0 | 693.1215 | 219.055 |  | kWh | 0.38807 | -1.3318 | Residential |  | Winter Only | [5 empty] | 15 | 0.67 |  |  |  | 1 | 3 | 0 | 0 | 0 | 0 | 0 | 0 | 0 | 0 | 0 | 0 | 2009 Qtr 1: 0; 2009 Qtr 2: 0; 2009 Qtr 3: 0; 2009 Qtr 4: 3; 2010 Qtr 1: 0; 2010 Qtr 2: 0; 2010 Qtr 3: 0; 2010 Qtr 4: 0; 2011 Qtr 1: 0; 2011 Qtr 2: 0; 2011 Qtr 3: 0; 2011 Qtr 4: 0 | 3
0 | 253010-Residential AC SEER 15 Early Ret. CZ 10, 14, or 15 |  | System | Residential | 26-SFM-ResidentialSingleFamily-SP_COOL | 0 |  |  |  |  | 732.6948 | 0 | 130 | 0 | 0 | 602.6948 | 372.762 |  | kWh | 0.39428 | -1.1019 | Residential |  | Winter Only | [5 empty] | 15 | 0.67 |  |  |  | 1 | 4 | 0 | 0 | 0 | 0 | 0 | 0 | 0 | 0 | 0 | 0 | 2009 Qtr 1: 0; 2009 Qtr 2: 0; 2009 Qtr 3: 0; 2009 Qtr 4: 4; 2010 Qtr 1: 0; 2010 Qtr 2: 0; 2010 Qtr 3: 0; 2010 Qtr 4: 0; 2011 Qtr 1: 0; 2011 Qtr 2: 0; 2011 Qtr 3: 0; 2011 Qtr 4: 0 | 4
0 | 253008-Residential AC SEER 14 Early Ret. CZ 10, 14, or 15 |  | System | Residential | 26-SFM-ResidentialSingleFamily-SP_COOL | 0 |  |  |  |  | 642.1695 | 0 | 110 | 0 | 0 | 532.1695 | 322.849 |  | kWh | 0.37218 | 0.40228 | Residential |  | Winter Only | [5 empty] | 15 | 0.67 |  |  |  | 1 | 3 | 0 | 0 | 0 | 0 | 0 | 0 | 0 | 0 | 0 | 0 | 2009 Qtr 1: 0; 2009 Qtr 2: 0; 2009 Qtr 3: 0; 2009 Qtr 4: 3; 2010 Qtr 1: 0; 2010 Qtr 2: 0; 2010 Qtr 3: 0; 2010 Qtr 4: 0; 2011 Qtr 1: 0; 2011 Qtr 2: 0; 2011 Qtr 3: 0; 2011 Qtr 4: 0 | 3
0 | 253009-Residential AC SEER 15 Early Ret. CZ 6, 7 or 8 |  | System | Residential | 26-SFM-ResidentialSingleFamily-SP_COOL | 0 |  |  |  |  | 734.7882 | 0 | 41.6667 | 0 | 0 | 693.1215 | 219.055 |  | kWh | 0.38807 | -1.3318 | Residential |  | Winter Only | [5 empty] | 15 | 0.67 |  |  |  | 1 | 4 | 0 | 0 | 0 | 0 | 0 | 0 | 0 | 0 | 0 | 0 | 2009 Qtr 1: 0; 2009 Qtr 2: 0; 2009 Qtr 3: 0; 2009 Qtr 4: 4; 2010 Qtr 1: 0; 2010 Qtr 2: 0; 2010 Qtr 3: 0; 2010 Qtr 4: 0; 2011 Qtr 1: 0; 2011 Qtr 2: 0; 2011 Qtr 3: 0; 2011 Qtr 4: 0 | 4
0 | 253007-Residential AC SEER 14 Early Ret. CZ 6, 7 or 8 |  | System | Residential | 26-SFM-ResidentialSingleFamily-SP_COOL | 0 |  |  |  |  | 642.1695 | 0 | 34.7222 | 0 | 0 | 607.4473 | 184.853 |  | kWh | 0.37116 | 0.59287 | Residential |  | Winter Only | [5 empty] | 15 | 0.67 |  |  |  | 1 | 3 | 0 | 0 | 0 | 0 | 0 | 0 | 0 | 0 | 0 | 0 | 2009 Qtr 1: 0; 2009 Qtr 2: 0; 2009 Qtr 3: 0; 2009 Qtr 4: 3; 2010 Qtr 1: 0; 2010 Qtr 2: 0; 2010 Qtr 3: 0; 2010 Qtr 4: 0; 2011 Qtr 1: 0; 2011 Qtr 2: 0; 2011 Qtr 3: 0; 2011 Qtr 4: 0 | 3
0 | 253010-Residential AC SEER 15 Early Ret. CZ 10, 14, or 15 |  | System | Residential | 26-SFM-ResidentialSingleFamily-SP_COOL | 0 |  |  |  |  | 732.6948 | 0 | 130 | 0 | 0 | 602.6948 | 372.762 |  | kWh | 0.39428 | -1.1019 | Residential |  | Winter Only | [5 empty] | 15 | 0.67 |  |  |  | 1 | 5 | 0 | 0 | 0 | 0 | 0 | 0 | 0 | 0 | 0 | 0 | 2009 Qtr 1: 0; 2009 Qtr 2: 0; 2009 Qtr 3: 0; 2009 Qtr 4: 5; 2010 Qtr 1: 0; 2010 Qtr 2: 0; 2010 Qtr 3: 0; 2010 Qtr 4: 0; 2011 Qtr 1: 0; 2011 Qtr 2: 0; 2011 Qtr 3: 0; 2011 Qtr 4: 0 | 5
0 | 253007-Residential AC SEER 14 Early Ret. CZ 6, 7 or 8 |  | System | Residential | 26-SFM-ResidentialSingleFamily-SP_COOL | 0 |  |  |  |  | 642.1695 | 0 | 34.7222 | 0 | 0 | 607.4473 | 184.853 |  | kWh | 0.37116 | 0.59287 | Residential |  | Winter Only | [5 empty] | 15 | 0.67 |  |  |  | 1 | 3 | 0 | 0 | 0 | 0 | 0 | 0 | 0 | 0 | 0 | 0 | 2009 Qtr 1: 0; 2009 Qtr 2: 0; 2009 Qtr 3: 0; 2009 Qtr 4: 3; 2010 Qtr 1: 0; 2010 Qtr 2: 0; 2010 Qtr 3: 0; 2010 Qtr 4: 0; 2011 Qtr 1: 0; 2011 Qtr 2: 0; 2011 Qtr 3: 0; 2011 Qtr 4: 0 | 3
0 | 253021-Res. Refr. Charge QI: Repl. on Failure CZ 6, 7 or 8 |  | System | Residential | 26-SFM-ResidentialSingleFamily-SP_COOL | 0 |  |  |  |  | 10.3583 | 0 | 19.4444 | 0 | 0 | -9.0861 | 57.1467 |  | kWh | 0.10312 | -0.050476 | Residential |  | Winter Only | [5 empty] | 10 | 0.78 |  |  |  | 0 | 3 | 0 | 0 | 0 | 0 | 0 | 0 | 0 | 0 | 0 | 0 | 2009 Qtr 1: 0; 2009 Qtr 2: 0; 2009 Qtr 3: 0; 2009 Qtr 4: 3; 2010 Qtr 1: 0; 2010 Qtr 2: 0; 2010 Qtr 3: 0; 2010 Qtr 4: 0; 2011 Qtr 1: 0; 2011 Qtr 2: 0; 2011 Qtr 3: 0; 2011 Qtr 4: 0 | 3
0 | 253021-Res. Refr. Charge QI: Repl. on Failure CZ 6, 7 or 8 |  | System | Residential | 26-SFM-ResidentialSingleFamily-SP_COOL | 0 |  |  |  |  | 10.3583 | 0 | 16.6667 | 0 | 0 | -6.3084 | 57.1467 |  | kWh | 0.10312 | -0.050476 | Residential |  | Winter Only | [5 empty] | 10 | 0.78 |  |  |  | 0 | 4 | 0 | 0 | 0 | 0 | 0 | 0 | 0 | 0 | 0 | 0 | 2009 Qtr 1: 0; 2009 Qtr 2: 0; 2009 Qtr 3: 0; 2009 Qtr 4: 4; 2010 Qtr 1: 0; 2010 Qtr 2: 0; 2010 Qtr 3: 0; 2010 Qtr 4: 0; 2011 Qtr 1: 0; 2011 Qtr 2: 0; 2011 Qtr 3: 0; 2011 Qtr 4: 0 | 4
0 | 253118-7.5 HP Motor (TEFC) |  | System | Commercial | 01-ALC-AllCommercial-Vent/Fan | 0 |  |  |  |  | 123.2515 | 0 | 56.962 | 0 | 0 | 66.2895 | 207.6 |  | kWh | 0.098667 | 0 | Commercial | [7 empty] | 15 | 0.7 |  |  |  | 0 | 0.79 | 0 | 0 | 0 | 0 | 0 | 0 | 0 | 0 | 0 | 0 | 2009 Qtr 1: 0; 2009 Qtr 2: 0; 2009 Qtr 3: 0; 2009 Qtr 4: 0.79; 2010 Qtr 1: 0; 2010 Qtr 2: 0; 2010 Qtr 3: 0; 2010 Qtr 4: 0; 2011 Qtr 1: 0; 2011 Qtr 2: 0; 2011 Qtr 3: 0; 2011 Qtr 4: 0 | 0.79
0 | 253118-7.5 HP Motor (TEFC) |  | System | Commercial | 01-ALC-AllCommercial-Vent/Fan | 0 |  |  |  |  | 123.2515 | 0 | 56.962 | 0 | 0 | 66.2895 | 207.6 |  | kWh | 0.098667 | 0 | Commercial | [7 empty] | 15 | 0.7 |  |  |  | 0 | 0.79 | 0 | 0 | 0 | 0 | 0 | 0 | 0 | 0 | 0 | 0 | 2009 Qtr 1: 0; 2009 Qtr 2: 0; 2009 Qtr 3: 0; 2009 Qtr 4: 0.79; 2010 Qtr 1: 0; 2010 Qtr 2: 0; 2010 Qtr 3: 0; 2010 Qtr 4: 0; 2011 Qtr 1: 0; 2011 Qtr 2: 0; 2011 Qtr 3: 0; 2011 Qtr 4: 0 | 0.79
0 | 253118-7.5 HP Motor (TEFC) |  | System | Commercial | 01-ALC-AllCommercial-Vent/Fan | 0 |  |  |  |  | 123.2515 | 0 | 56.962 | 0 | 0 | 66.2895 | 207.6 |  | kWh | 0.098667 | 0 | Commercial | [7 empty] | 15 | 0.7 |  |  |  | 0 | 0.79 | 0 | 0 | 0 | 0 | 0 | 0 | 0 | 0 | 0 | 0 | 2009 Qtr 1: 0; 2009 Qtr 2: 0; 2009 Qtr 3: 0; 2009 Qtr 4: 0.79; 2010 Qtr 1: 0; 2010 Qtr 2: 0; 2010 Qtr 3: 0; 2010 Qtr 4: 0; 2011 Qtr 1: 0; 2011 Qtr 2: 0; 2011 Qtr 3: 0; 2011 Qtr 4: 0 | 0.79
0 | 253117-5 HP Motor (TEFC) |  | System | Commercial | 01-ALC-AllCommercial-Vent/Fan | 0 |  |  |  |  | 74.7173 | 0 | 56.962 | 0 | 0 | 17.7553 | 148.3189 |  | kWh | 0.070492 | 0 | Commercial | [7 empty] | 15 | 0.7 |  |  |  | 0 | 0.79 | 0 | 0 | 0 | 0 | 0 | 0 | 0 | 0 | 0 | 0 | 2009 Qtr 1: 0; 2009 Qtr 2: 0; 2009 Qtr 3: 0; 2009 Qtr 4: 0.79; 2010 Qtr 1: 0; 2010 Qtr 2: 0; 2010 Qtr 3: 0; 2010 Qtr 4: 0; 2011 Qtr 1: 0; 2011 Qtr 2: 0; 2011 Qtr 3: 0; 2011 Qtr 4: 0 | 0.79
0 | 253117-5 HP Motor (TEFC) |  | System | Commercial | 01-ALC-AllCommercial-Vent/Fan | 0 |  |  |  |  | 74.7173 | 0 | 56.962 | 0 | 0 | 17.7553 | 148.3189 |  | kWh | 0.070492 | 0 | Commercial | [7 empty] | 15 | 0.7 |  |  |  | 0 | 0.79 | 0 | 0 | 0 | 0 | 0 | 0 | 0 | 0 | 0 | 0 | 2009 Qtr 1: 0; 2009 Qtr 2: 0; 2009 Qtr 3: 0; 2009 Qtr 4: 0.79; 2010 Qtr 1: 0; 2010 Qtr 2: 0; 2010 Qtr 3: 0; 2010 Qtr 4: 0; 2011 Qtr 1: 0; 2011 Qtr 2: 0; 2011 Qtr 3: 0; 2011 Qtr 4: 0 | 0.79
0 | 253117-5 HP Motor (TEFC) |  | System | Commercial | 01-ALC-AllCommercial-Vent/Fan | 0 |  |  |  |  | 74.7173 | 0 | 56.962 | 0 | 0 | 17.7553 | 148.3189 |  | kWh | 0.070492 | 0 | Commercial | [7 empty] | 15 | 0.7 |  |  |  | 0 | 0.79 | 0 | 0 | 0 | 0 | 0 | 0 | 0 | 0 | 0 | 0 | 2009 Qtr 1: 0; 2009 Qtr 2: 0; 2009 Qtr 3: 0; 2009 Qtr 4: 0.79; 2010 Qtr 1: 0; 2010 Qtr 2: 0; 2010 Qtr 3: 0; 2010 Qtr 4: 0; 2011 Qtr 1: 0; 2011 Qtr 2: 0; 2011 Qtr 3: 0; 2011 Qtr 4: 0 | 0.79
0 | 253117-5 HP Motor (TEFC) |  | System | Commercial | 01-ALC-AllCommercial-Vent/Fan | 0 |  |  |  |  | 74.7173 | 0 | 56.962 | 0 | 0 | 17.7553 | 148.3189 |  | kWh | 0.070492 | 0 | Commercial | [7 empty] | 15 | 0.7 |  |  |  | 0 | 0.79 | 0 | 0 | 0 | 0 | 0 | 0 | 0 | 0 | 0 | 0 | 2009 Qtr 1: 0; 2009 Qtr 2: 0; 2009 Qtr 3: 0; 2009 Qtr 4: 0.79; 2010 Qtr 1: 0; 2010 Qtr 2: 0; 2010 Qtr 3: 0; 2010 Qtr 4: 0; 2011 Qtr 1: 0; 2011 Qtr 2: 0; 2011 Qtr 3: 0; 2011 Qtr 4: 0 | 0.79
0 | 253117-5 HP Motor (TEFC) |  | System | Commercial | 01-ALC-AllCommercial-Vent/Fan | 0 |  |  |  |  | 74.7173 | 0 | 56.962 | 0 | 0 | 17.7553 | 148.3189 |  | kWh | 0.070492 | 0 | Commercial | [7 empty] | 15 | 0.7 |  |  |  | 0 | 0.79 | 0 | 0 | 0 | 0 | 0 | 0 | 0 | 0 | 0 | 0 | 2009 Qtr 1: 0; 2009 Qtr 2: 0; 2009 Qtr 3: 0; 2009 Qtr 4: 0.79; 2010 Qtr 1: 0; 2010 Qtr 2: 0; 2010 Qtr 3: 0; 2010 Qtr 4: 0; 2011 Qtr 1: 0; 2011 Qtr 2: 0; 2011 Qtr 3: 0; 2011 Qtr 4: 0 | 0.79
0 | 253035-Comm. AC 65k to 134k |  | System | Commercial | 01-ALC-AllCommercial-Cooling | 0 |  |  |  |  | 757.3824 | 0 | 90 | 0 | 0 | 667.3824 | 361.554 |  | kWh | 0.25974 | 0 | Commercial | [7 empty] | 15 | 0.7 |  |  |  | 1 | 6 | 0 | 0 | 0 | 0 | 0 | 0 | 0 | 0 | 0 | 0 | 2009 Qtr 1: 0; 2009 Qtr 2: 0; 2009 Qtr 3: 0; 2009 Qtr 4: 6; 2010 Qtr 1: 0; 2010 Qtr 2: 0; 2010 Qtr 3: 0; 2010 Qtr 4: 0; 2011 Qtr 1: 0; 2011 Qtr 2: 0; 2011 Qtr 3: 0; 2011 Qtr 4: 0 | 6
0 | 253035-Comm. AC 65k to 134k |  | System | Commercial | 01-ALC-AllCommercial-Cooling | 0 |  |  |  |  | 757.3824 | 0 | 90 | 0 | 0 | 667.3824 | 361.554 |  | kWh | 0.25974 | 0 | Commercial | [7 empty] | 15 | 0.7 |  |  |  | 1 | 6 | 0 | 0 | 0 | 0 | 0 | 0 | 0 | 0 | 0 | 0 | 2009 Qtr 1: 0; 2009 Qtr 2: 0; 2009 Qtr 3: 0; 2009 Qtr 4: 6; 2010 Qtr 1: 0; 2010 Qtr 2: 0; 2010 Qtr 3: 0; 2010 Qtr 4: 0; 2011 Qtr 1: 0; 2011 Qtr 2: 0; 2011 Qtr 3: 0; 2011 Qtr 4: 0 | 6
0 | 253035-Comm. AC 65k to 134k |  | System | Commercial | 01-ALC-AllCommercial-Cooling | 0 |  |  |  |  | 757.3824 | 0 | 90 | 0 | 0 | 667.3824 | 361.554 |  | kWh | 0.25974 | 0 | Commercial | [7 empty] | 15 | 0.7 |  |  |  | 1 | 6 | 0 | 0 | 0 | 0 | 0 | 0 | 0 | 0 | 0 | 0 | 2009 Qtr 1: 0; 2009 Qtr 2: 0; 2009 Qtr 3: 0; 2009 Qtr 4: 6; 2010 Qtr 1: 0; 2010 Qtr 2: 0; 2010 Qtr 3: 0; 2010 Qtr 4: 0; 2011 Qtr 1: 0; 2011 Qtr 2: 0; 2011 Qtr 3: 0; 2011 Qtr 4: 0 | 6
0 | 253035-Comm. AC 65k to 134k |  | System | Commercial | 01-ALC-AllCommercial-Cooling | 0 |  |  |  |  | 757.3824 | 0 | 90 | 0 | 0 | 667.3824 | 361.554 |  | kWh | 0.25974 | 0 | Commercial | [7 empty] | 15 | 0.7 |  |  |  | 1 | 6 | 0 | 0 | 0 | 0 | 0 | 0 | 0 | 0 | 0 | 0 | 2009 Qtr 1: 0; 2009 Qtr 2: 0; 2009 Qtr 3: 0; 2009 Qtr 4: 6; 2010 Qtr 1: 0; 2010 Qtr 2: 0; 2010 Qtr 3: 0; 2010 Qtr 4: 0; 2011 Qtr 1: 0; 2011 Qtr 2: 0; 2011 Qtr 3: 0; 2011 Qtr 4: 0 | 6
0 | 253034-Comm. AC <65k three phase unitary |  | System | Commercial | 01-ALC-AllCommercial-Cooling | 0 |  |  |  |  | 790.4043 | 0 | 100 | 0 | 0 | 690.4043 | 350.672 |  | kWh | 0.27371 | 0 | Commercial | [7 empty] | 15 | 0.5 |  |  |  | 1 | 5 | 0 | 0 | 0 | 0 | 0 | 0 | 0 | 0 | 0 | 0 | 2009 Qtr 1: 0; 2009 Qtr 2: 0; 2009 Qtr 3: 0; 2009 Qtr 4: 5; 2010 Qtr 1: 0; 2010 Qtr 2: 0; 2010 Qtr 3: 0; 2010 Qtr 4: 0; 2011 Qtr 1: 0; 2011 Qtr 2: 0; 2011 Qtr 3: 0; 2011 Qtr 4: 0 | 5
0 | 253088-Comm. HP 65k to 134k ER |  | System | Commercial | 01-ALC-AllCommercial-Cooling | 0 |  |  |  |  | 1020.2447 | 0 | 30 | 0 | 0 | 990.2447 | 407.69 |  | kWh | 0.22473 | 0 | Commercial | [7 empty] | 15 | 0.7 |  |  |  | 1 | 10 | 0 | 0 | 0 | 0 | 0 | 0 | 0 | 0 | 0 | 0 | 2009 Qtr 1: 0; 2009 Qtr 2: 0; 2009 Qtr 3: 0; 2009 Qtr 4: 10; 2010 Qtr 1: 0; 2010 Qtr 2: 0; 2010 Qtr 3: 0; 2010 Qtr 4: 0; 2011 Qtr 1: 0; 2011 Qtr 2: 0; 2011 Qtr 3: 0; 2011 Qtr 4: 0 | 10
0 | 253103-Packaged terminal HP Early Retirement |  | System | Commercial | 11-HTL-Lodging–Hotel(GuestRooms)-COOL | 0 |  |  |  |  | 429.557 | 0 | 56.25 | 0 | 0 | 373.307 | 0 |  | kWh | 0 | 0 | Commercial | [7 empty] | 15 | 0.5 |  |  |  | 1 | 1 | 0 | 0 | 0 | 0 | 0 | 0 | 0 | 0 | 0 | 0 | 2009 Qtr 1: 0; 2009 Qtr 2: 0; 2009 Qtr 3: 0; 2009 Qtr 4: 1; 2010 Qtr 1: 0; 2010 Qtr 2: 0; 2010 Qtr 3: 0; 2010 Qtr 4: 0; 2011 Qtr 1: 0; 2011 Qtr 2: 0; 2011 Qtr 3: 0; 2011 Qtr 4: 0 | 1
0 | 253103-Packaged terminal HP Early Retirement |  | System | Commercial | 11-HTL-Lodging–Hotel(GuestRooms)-COOL | 0 |  |  |  |  | 429.557 | 0 | 62.25 | 0 | 0 | 367.307 | 0 |  | kWh | 0 | 0 | Commercial | [7 empty] | 15 | 0.5 |  |  |  | 1 | 1 | 0 | 0 | 0 | 0 | 0 | 0 | 0 | 0 | 0 | 0 | 2009 Qtr 1: 0; 2009 Qtr 2: 0; 2009 Qtr 3: 0; 2009 Qtr 4: 1; 2010 Qtr 1: 0; 2010 Qtr 2: 0; 2010 Qtr 3: 0; 2010 Qtr 4: 0; 2011 Qtr 1: 0; 2011 Qtr 2: 0; 2011 Qtr 3: 0; 2011 Qtr 4: 0 | 1
0 | 253103-Packaged terminal HP Early Retirement |  | System | Commercial | 11-HTL-Lodging–Hotel(GuestRooms)-COOL | 0 |  |  |  |  | 429.557 | 0 | 62.25 | 0 | 0 | 367.307 | 0 |  | kWh | 0 | 0 | Commercial | [7 empty] | 15 | 0.5 |  |  |  | 1 | 1 | 0 | 0 | 0 | 0 | 0 | 0 | 0 | 0 | 0 | 0 | 2009 Qtr 1: 0; 2009 Qtr 2: 0; 2009 Qtr 3: 0; 2009 Qtr 4: 1; 2010 Qtr 1: 0; 2010 Qtr 2: 0; 2010 Qtr 3: 0; 2010 Qtr 4: 0; 2011 Qtr 1: 0; 2011 Qtr 2: 0; 2011 Qtr 3: 0; 2011 Qtr 4: 0 | 1
Do NOT enter program data in this row or below. The Spreadsheet will not evaluate any such data. | bar: 2012 Qtr 1; 2014 Qtr 2 to 2014 Qtr 4; 2016 Qtr 2 to 2016 Qtr 4; 2018 Qtr 2 to 2018 Qtr 4
Lists of Dimensions and their Labels
|  |  | Climate Zones | Sectors | End Use Validation List |  | Measure Types for Measure Life | Measure Types for NTGR | Gas Sector | Gas Savings Profile | Combustor Type
|  |  | 7 | RES | res:DEER:Indoor_CFL_Ltg |  | NONRESIDENTIAL MEASURES: |  | Residential | Summer Only | Large Boilers (>100 MMBtu/hr Heat Input):Uncontrolled
|  |  | 10 | NON_RES | res:DEER:Indoor_CFL_Ltg |  | **************************************************************** | Appliance early retirement and replacement 0.80 | Commercial | Winter Only | Large Boilers (>100 MMBtu/hr Heat Input):Controlled Low NOx Burner
|  |  | 14 | Residential | res:DEER:Indoor_CFL_Ltg |  | Ballast – Dimmable: NR - 11 | California Home Energy Efficiency Rating System (CHEERS) | Core | Annual | Large Boilers (>100 MMBtu/hr Heat Input):Controlled – Flue Gas Recirculation
|  |  | 15 | Commercial | res:DEER:Indoor_CFL_Ltg |  | Ballast – Electronic: NR - 11 | Residential Audits 0.72 |  |  | Small Boilers (<100 MMBtu/hr Heat Input):Uncontrolled
|  |  | System | Industrial | res:DEER:Indoor_CFL_Ltg |  | Fluorescent Fixture – T8: C/I/A - 11 | Refrigerator Recycling 0.35 |  |  | Small Boilers (<100 MMBtu/hr Heat Input):Controlled Low NOx Burner
|  |  |  | Agricultural | res:DEER:RefgFrzr_HighEff |  | Fixture: T8 Lamp & Electronic Ballast: C/I/A - 11 | Freezer Recycling 0.54 |  |  | Small Boilers (<100 MMBtu/hr Heat Input):Controlled – Flue Gas Recirculation
|  |  |  | Not Used | res:DEER:RefgFrzr_HighEff |  | T8 Fixtures – 17 Watt Lamp, 2ft or 32-watt Lamp, 4ft 11 | Residential Contractor Program 0.89 |  |  | Residential Furnaces (<0.3):Uncontrolled
[5 empty] | res:DEER:RefgFrzr_HighEff |  | T8 Lamps: C/I/A - 5 | Emerging Technologies 0.83
[5 empty] | res:DEER:RefgFrzr_HighEff |  | High Efficiency Lighting (HID): NR - 16 | All other residential programs 0.80
[5 empty] | res:DEER:RefgFrzr_HighEff |  | High Output T5 Fixture: NR - 16 |  | Electric Rate | Gas Rate
[5 empty] | res:DEER:RefgFrzr_Recyc-Conditioned |  | Indoor or Outdoor Lighting System Modification: NR - 13.5 | Advanced water heating systems 1.00 | Residential | 0
[5 empty] | res:DEER:RefgFrzr_Recyc-Conditioned |  | Lighting Controls: NR - 16 | Agricultural and Dairy Incentives 0.75 | Commercial | Residential
[5 empty] | res:DEER:RefgFrzr_Recyc-Conditioned |  | Daylighting Controls; NR - 16 | Coin Laundry and Dry Cleaner Education 0.70 | Not Used | Not Used
[5 empty] | res:DEER:RefgFrzr_Recyc-Conditioned |  | Lighting Power Density: NR - 11 | Commercial and agricultural information, tools, or design assistance services | Not Used
[5 empty] | res:DEER:RefgFrzr_Recyc-Conditioned |  | Exit Sign – CF Hardware Kit/LED/ Electro-Luminescent: NR - 16 | Comprehensive Space Conditioning 1.00 | Not Used
[5 empty] | res:DEER:RefgFrzr_Recyc-UnConditioned |  | Occupancy Sensor: NR - 8 | Lodging Education 0.70
[5 empty] | res:DEER:RefgFrzr_Recyc-UnConditioned |  | Photocell: NR - 8 | Express Efficiency (rebates) 0.96
[5 empty] | res:DEER:RefgFrzr_Recyc-UnConditioned |  | Time Clock – Lighting: NR - 8 | Energy Management Services, including audits (for small and medium customers)
[5 empty] | res:DEER:RefgFrzr_Recyc-UnConditioned |  | Induction Lamps: NR - 2 | Food Services Equipment Retrofit 1.00
[5 empty] | res:DEER:RefgFrzr_Recyc-UnConditioned |  | Induction Fixture: NR - 16 | Industrial Information and Services 0.74
[5 empty] | res:DEER:HVAC_Eff_AC |  | Delamp/reflectors: C/I - 11 | Large Standard Performance Contract 0.70
[5 empty] | res:DEER:HVAC_Eff_AC |  | Optical Reflectors- new construction: Ind, NRNC - 12 | All other nonresidential programs 0.80
[5 empty] | res:DEER:HVAC_Eff_AC |  | Optical Reflectors- retrofit: NR - 10 | New Construction
[5 empty] | res:DEER:HVAC_Eff_AC |  | HID fixture: Interior, >= 176 Watts lamp: Ind - 16 | Industrial and Agricultural Process 0.94
[5 empty] | res:DEER:HVAC_Eff_AC |  | HID fixture: Interior, 251-400 Watt lamp: Com - 16 | Industrial new construction incentives 0.62
[5 empty] | res:DEER:HVAC_Duct_Sealing |  | CFL Fixture: Pin based CFL fixture: Com - 12.0 | Savings by Design 0.82
[5 empty] | res:DEER:HVAC_Duct_Sealing |  | Screw-in CFL: Education - Primary School: NR - 5.6 | All other new construction programs 0.80
[5 empty] | res:DEER:HVAC_Duct_Sealing |  | Screw-in CFL: Education - Secondary School: NR - 3.5 | Large Standard Performance Contract 0.7011
[5 empty] | res:DEER:HVAC_Duct_Sealing |  | Screw-in CFL: Education - Community College: NR - 2.1 | Savings by Design 0.8212
[5 empty] | res:DEER:HVAC_Duct_Sealing |  | Screw-in CFL: Education - University: NR - 2.6 | Codes and Standards
[5 empty] | res:DEER:HVAC_Refrig_Charge |  | Screw-in CFL: Grocery: NR - 1.4
[5 empty] | res:DEER:HVAC_Refrig_Charge |  | Screw-in CFL: Health/Medical - Hospital: NR - 0.9
[5 empty] | res:DEER:HVAC_Refrig_Charge |  | Screw-in CFL: Health/Medical - Nursing Home: NR - 0.9
[5 empty] | res:DEER:HVAC_Refrig_Charge |  | Screw-in CFL: Lodging - Hotel: NR - 0.9
[5 empty] | res:DEER:HVAC_Refrig_Charge |  | Screw-in CFL: Lodging - Motel: NR - 0.9
[5 empty] | res:DEER:Refg_Chrg_Duct_Seal |  | Screw-in CFL: Lodging - Guest Rooms: NR - 7.0
[5 empty] | res:DEER:Refg_Chrg_Duct_Seal |  | Screw-in CFL: Manufacturing - Light Industrial: NR - 2.8
[5 empty] | res:DEER:Refg_Chrg_Duct_Seal |  | Screw-in CFL: Office - Large: NR - 2.9
[5 empty] | res:DEER:Refg_Chrg_Duct_Seal |  | Screw-in CFL: Office - Small: NR - 3.2
[5 empty] | res:DEER:Refg_Chrg_Duct_Seal |  | Screw-in CFL: Restaurant - Sit-Down: NR - 2.3
[5 empty] | res:DEER:RefgFrzr_Recycling |  | Screw-in CFL: Restaurant - Fast-Food: NR - 1.3
[5 empty] | res:DEER:RefgFrzr_Recycling |  | Screw-in CFL: Retail - 3-Story Large: NR - 1.9
[5 empty] | res:DEER:RefgFrzr_Recycling |  | Screw-in CFL: Retail - Single-Story Large: NR - 1.8
[5 empty] | res:DEER:RefgFrzr_Recycling |  | Screw-in CFL: Retail - Small: NR - 2.1
[5 empty] | res:DEER:RefgFrzr_Recycling |  | Screw-in CFL: Storage - Conditioned: NR - 2.8
[5 empty] | NON_res:DEER:Indoor_CFL_Ltg |  | Screw-in CFL: Storage - Unconditioned: NR - 2.8
[5 empty] | NON_res:DEER:Indoor_CFL_Ltg |  | Screw-in CFL: Warehouse - Refrigerated: NR - 3.1
NON_res:DEER:Indoor_CFL_Ltg
[5 empty] | NON_res:DEER:Indoor_CFL_Ltg |  | HVAC/Refrigeration – SPC: NR - 16
[5 empty] | NON_res:DEER:Indoor_CFL_Ltg |  | Chiller – High Efficiency: NR - 20
[5 empty] | NON_res:DEER:Indoor_Non-CFL_Ltg |  | Chiller – Variable Speed Drive: NR - 20
[5 empty] | NON_res:DEER:Indoor_Non-CFL_Ltg |  | Water Cooled Chillers: NR - 20
[5 empty] | NON_res:DEER:Indoor_Non-CFL_Ltg |  | Air Conditioners – High Efficiency: NR - 15
[5 empty] | NON_res:DEER:Indoor_Non-CFL_Ltg |  | Packaged HVAC Systems: NR - 15
[5 empty] | NON_res:DEER:Indoor_Non-CFL_Ltg |  | Install HVAC EMS: Com - 14
[5 empty] | NON_res:DEER:HVAC_Chillers |  | AC Packaged Terminal Units: NR - 15
[5 empty] | NON_res:DEER:HVAC_Chillers |  | Evaporative Coolers: NR - 15
[5 empty] | NON_res:DEER:HVAC_Chillers |  | Boiler – High Efficiency: NR - 20
[5 empty] | NON_res:DEER:HVAC_Chillers |  | Cooling Towers/Evaporative Condenser: NR - 15
[5 empty] | NON_res:DEER:HVAC_Chillers |  | Heat Pump – Split System: NR - 15
[5 empty] | NON_res:DEER:HVAC_Refrig_Charge |  | Heat Pump with Integrated Water Heating: NR - 10
[5 empty] | NON_res:DEER:HVAC_Refrig_Charge |  | Ground Source Heat Pump: NR - 15
[5 empty] | NON_res:DEER:HVAC_Refrig_Charge |  | Reduce Internal Load: NR - 15
[5 empty] | NON_res:DEER:HVAC_Refrig_Charge |  | Insulation: NR - 20
[5 empty] | NON_res:DEER:HVAC_Refrig_Charge |  | Insulation Package: NR - 20
[5 empty] | NON_res:DEER:HVAC_Split-Package_AC |  | Reflective Window Film: NR - 10
[5 empty] | NON_res:DEER:HVAC_Split-Package_AC |  | Bypass/Delay Timer(lighting): NR - 8
[5 empty] | NON_res:DEER:HVAC_Split-Package_AC |  | Set-Back Thermostat: NR - 11
[5 empty] | NON_res:DEER:HVAC_Split-Package_AC |  | Time Clock - HVAC: NR - 10
[5 empty] | NON_res:DEER:HVAC_Split-Package_AC |  | HVAC/Space Heating/Efficiency (Gas): NR - 18
[5 empty] | NON_res:DEER:HVAC_Duct_Sealing |  | Nonresidential Gas – AC: NR - 20
NON_res:DEER:HVAC_Duct_Sealing
[5 empty] | NON_res:DEER:HVAC_Duct_Sealing |  | Adjustable speed drive, application unknown: Ag - 10
[5 empty] | NON_res:DEER:HVAC_Duct_Sealing |  | Adjustable speed drive, application unknown: Com - 10
[5 empty] | NON_res:DEER:HVAC_Duct_Sealing |  | Adjustable Speed Drive: HVAC fan, 50 HP Max: Com - 10
[5 empty] | 01-ALC-AllCommercial-Cooling |  | Pump repair: Ag - 11
[5 empty] | 01-ALC-AllCommercial-ExtLight |  | Injection molding machines: Ind - 15
[5 empty] | 01-ALC-AllCommercial-IntLight |  | Plastic extusion equipment: Ind - 15
[5 empty] | 01-ALC-AllCommercial-OffEquip |  | Process cooling: Ind - 15
[5 empty] | 01-ALC-AllCommercial-Refrig |  | Process equipment insulation: Ind - 15
01-ALC-AllCommercial-Vent/Fan
[5 empty] | 02-ASM-Assembly-Cooling |  | Horizontal Clothes Washer: NR - 10
[5 empty] | 02-ASM-Assembly-Exit |  | Efficient Dishwashing: NR - 5
[5 empty] | 02-ASM-Assembly-ExtLight |  | Water Heater Controls: NR - 15
[5 empty] | 02-ASM-Assembly-IntLight |  | Cooking measures , Assorted: Com - 12
[5 empty] | 03-BCR-BothResidentialandCommercial-COOL |  | Water Heater – Gas: NR - 15
[5 empty] | 03-BCR-BothResidentialandCommercial-LIT_INT |  | Domestic Hot Water Boiler (Gas): NR - 20
03-BCR-BothResidentialandCommercial-OFF_EQ
[5 empty] | 03-BCR-BothResidentialandCommercial-LIT_EXT |  | Auto Closer for Cooler/Freezer: NR - 8
[5 empty] | 03-BCR-BothResidentialandCommercial-REFG |  | Door Gaskets: NR - 4
[5 empty] | 03-BCR-BothResidentialandCommercial-VENT |  | Floating Head Pressure: NR - 16
[5 empty] | 04-DMO-ResidentialMobileHome–DoubleWide-CL_DRY |  | Heatless Door: NR - 16
[5 empty] | 04-DMO-ResidentialMobileHome–DoubleWide-CL_WASH |  | Humidistat Control for Anti-Sweat Heater: NR - 12
[5 empty] | 04-DMO-ResidentialMobileHome–DoubleWide-DSH_WASH |  | Insulation on Refrigeration Suction Line: NR - 11
[5 empty] | 04-DMO-ResidentialMobileHome–DoubleWide-FREEZ |  | Night Covers for Display Cases: NR - 5
[5 empty] | 04-DMO-ResidentialMobileHome–DoubleWide-LIGHT |  | PSC Evaporator Motor – Walkin/ Display: NR - 15
[5 empty] | 04-DMO-ResidentialMobileHome–DoubleWide-POOL_PMP |  | Refrigeration Case Doors – Glass/Acrylic: NR - 12
[5 empty] | 04-DMO-ResidentialMobileHome–DoubleWide-REFG |  | Refrigerator Case with Doors: NR - 12
[5 empty] | 04-DMO-ResidentialMobileHome–DoubleWide-SP_COOL |  | Refrigerator Condensate Evaporator – Elec/Non Elec: NR - 8
[5 empty] | 04-DMO-ResidentialMobileHome–DoubleWide-SP_HEAT |  | Strip Curtains for Walk-Ins: NR - 4
[5 empty] | 04-DMO-ResidentialMobileHome–DoubleWide-WAT_HEAT |  | Ballast: Electronic, for display case: NR - 11
[5 empty] | 05-ECC-Education–CommunityCollege-COOL |  | Defrost: NR - 16
[5 empty] | 05-ECC-Education–CommunityCollege-LIT_INT |  | FHP & EFF Conditioner: NR - 16
[5 empty] | 05-ECC-Education–CommunityCollege-OFF_EQ |  | High-efficiency Liquid Suction Heat Exchangers: NR - 16
[5 empty] | 05-ECC-Education–CommunityCollege-LIT_EXT |  | Night Shields on Refrigerator and Freezer Cases: NR - 5
[5 empty] | 05-ECC-Education–CommunityCollege-REFG |  | Walk-in Refrigerator or Freezer: Evaporative Fan Controller: NR - 5
[5 empty] | 05-ECC-Education–CommunityCollege-VENT |  | Multiplec Refrigeration Systems/Supermarket Systems: NR - 10
06-EPR-Education–PrimarySchool-COOL
[5 empty] | 06-EPR-Education–PrimarySchool-LIT_INT |  | Kiln/Oven/Furnace: NR - 18
[5 empty] | 06-EPR-Education–PrimarySchool-OFF_EQ |  | Thermal Night Curtains: NR - 5
[5 empty] | 06-EPR-Education–PrimarySchool-LIT_EXT |  | Custom Measures – SPC: NR - 15
[5 empty] | 06-EPR-Education–PrimarySchool-REFG |  | Local Government Partnership: NR - 11
[5 empty] | 06-EPR-Education–PrimarySchool-VENT |  | Audits: NR - 3
[5 empty] | 07-ESE-Education–SecondarySchool-COOL |  | Plug Load Sensor: NR - 10
[5 empty] | 07-ESE-Education–SecondarySchool-LIT_INT |  | Information: NR - 1
[5 empty] | 07-ESE-Education–SecondarySchool-OFF_EQ |  | High Efficiency Motors: NR - 15
[5 empty] | 07-ESE-Education–SecondarySchool-LIT_EXT |  | Process Overhaul: NR - 20
[5 empty] | 07-ESE-Education–SecondarySchool-REFG |  | System Controls: NR - 15
07-ESE-Education–SecondarySchool-VENT
08-EUN-Education–University-COOL
[5 empty] | 08-EUN-Education–University-LIT_INT |  | RESIDENTIAL MEASURES
[5 empty] | 08-EUN-Education–University-OFF_EQ |  | ****************************************************************
[5 empty] | 08-EUN-Education–University-LIT_EXT |  | T8 Fixtures ; lamp or ballast: Res - 15
[5 empty] | 08-EUN-Education–University-REFG |  | Pin based CFL Fixture: Res - 16
[5 empty] | 08-EUN-Education–University-VENT |  | CFL: Indoor Screw in: Res - 9.4
[5 empty] | 09-GRO-Grocery-COOL |  | CFL: Outdoor Screw in: Res - 7
[5 empty] | 09-GRO-Grocery-LIT_INT |  | Torchiere: Res - 9
09-GRO-Grocery-OFF_EQ
[5 empty] | 09-GRO-Grocery-LIT_EXT |  | Air Conditioners with SEER >= 11.0: Res - 18
[5 empty] | 09-GRO-Grocery-REFG |  | Central Air Conditioners: Res - 18
[5 empty] | 09-GRO-Grocery-VENT |  | Duct Testing: Res NC - 18
[5 empty] | 10-HSP-Health/Medical–Hospital-COOL |  | High Energy Efficiency Ducts: Res - 18
[5 empty] | 10-HSP-Health/Medical–Hospital-LIT_INT |  | Whole House Fan: Res - 15
[5 empty] | 10-HSP-Health/Medical–Hospital-OFF_EQ |  | Evaporative Cooler: Res - 15
[5 empty] | 10-HSP-Health/Medical–Hospital-LIT_EXT |  | Glazing - Low E Double / Low Shade Coefficient: Res - 20
[5 empty] | 10-HSP-Health/Medical–Hospital-REFG |  | Heat Pump - Electric: Res - 15
[5 empty] | 10-HSP-Health/Medical–Hospital-VENT |  | Insulation - Ceiling / Floor / Walls: Res - 20
[5 empty] | 11-HTL-Lodging–Hotel(GuestRooms)-COOL |  | A/C with Integrated Water Heating: Res - 10
[5 empty] | 11-HTL-Lodging–Hotel(GuestRooms)-LIT_INT |  | Programmable Thermostat: Res - 12
11-HTL-Lodging–Hotel(GuestRooms)-OFF_EQ
[5 empty] | 11-HTL-Lodging–Hotel(GuestRooms)-LIT_EXT |  | Audits: Res - 3
[5 empty] | 11-HTL-Lodging–Hotel(GuestRooms)-REFG |  | Gas Cooktops: Res - 20
[5 empty] | 11-HTL-Lodging–Hotel(GuestRooms)-VENT |  | Gas Dryer Stub: Res - 18
[5 empty] | 12-MBT-Manufacturing–Bio/Tech-AG_PUMP |  | Energy-Efficient Furnaces: Res - 18
12-MBT-Manufacturing–Bio/Tech-COMP_AIR
[5 empty] | 12-MBT-Manufacturing–Bio/Tech-COOL |  | Refrigerator Recycling: Res - 10
[5 empty] | 12-MBT-Manufacturing–Bio/Tech-LIGHT |  | Refrigerator - Energy Efficient; 20% more efficient: Res - 18
[5 empty] | 12-MBT-Manufacturing–Bio/Tech-MOTOR |  | Refrigerators: Res - 18
12-MBT-Manufacturing–Bio/Tech-PROC_OTH
13-MFM-ResidentialMulti-family-CL_DRY
[5 empty] | 13-MFM-ResidentialMulti-family-CL_WASH |  | GENERIC USEFUL LIVES:
[5 empty] | 13-MFM-ResidentialMulti-family-DSH_WASH |  | ****************************************************************
[5 empty] | 13-MFM-ResidentialMulti-family-FREEZ |  | 0.1
[5 empty] | 13-MFM-ResidentialMulti-family-LIGHT |  | 0.2
[5 empty] | 13-MFM-ResidentialMulti-family-POOL_PMP |  | 0.3
[5 empty] | 13-MFM-ResidentialMulti-family-REFG |  | 0.4
[5 empty] | 13-MFM-ResidentialMulti-family-SP_COOL |  | 0.5
[5 empty] | 13-MFM-ResidentialMulti-family-SP_HEAT |  | 0.6
[5 empty] | 13-MFM-ResidentialMulti-family-WAT_HEAT |  | 0.7
[5 empty] | 14-MLI-Manufacturing–LightIndustry-AG_PUMP |  | 0.8
[5 empty] | 14-MLI-Manufacturing–LightIndustry-COMP_AIR |  | 0.9
[5 empty] | 14-MLI-Manufacturing–LightIndustry-COOL |  | 1
[5 empty] | 14-MLI-Manufacturing–LightIndustry-LIGHT |  | 1.1
[5 empty] | 14-MLI-Manufacturing–LightIndustry-MOTOR |  | 1.2
[5 empty] | 14-MLI-Manufacturing–LightIndustry-PROC_OTH |  | 1.3
[5 empty] | 15-MTL-Lodging–Motel-COOL |  | 1.4
[5 empty] | 15-MTL-Lodging–Motel-LIT_INT |  | 1.5
[5 empty] | 15-MTL-Lodging–Motel-OFF_EQ |  | 1.6
[5 empty] | 15-MTL-Lodging–Motel-LIT_EXT |  | 1.7
[5 empty] | 15-MTL-Lodging–Motel-REFG |  | 1.8
[5 empty] | 15-MTL-Lodging–Motel-VENT |  | 1.9
[5 empty] | 16-NRS-Health/Medical–Clinic-COOL |  | 2
[5 empty] | 16-NRS-Health/Medical–Clinic-LIT_INT |  | 2.1
[5 empty] | 16-NRS-Health/Medical–Clinic-OFF_EQ |  | 2.2
[5 empty] | 16-NRS-Health/Medical–Clinic-LIT_EXT |  | 2.3
[5 empty] | 16-NRS-Health/Medical–Clinic-REFG |  | 2.4
[5 empty] | 16-NRS-Health/Medical–Clinic-VENT |  | 2.5
[5 empty] | 17-OFL-Office–Large-Cooling |  | 2.6
[5 empty] | 17-OFL-Office–Large-ExtLight |  | 2.7
[5 empty] | 17-OFL-Office–Large-IntLight |  | 2.8
[5 empty] | 17-OFL-Office–Large-OffEquip |  | 2.9
[5 empty] | 17-OFL-Office–Large-Refrig |  | 3
[5 empty] | 17-OFL-Office–Large-Vent/Fan |  | 3.1
[5 empty] | 18-OFS-Office–Small-Cooling |  | 3.2
[5 empty] | 18-OFS-Office–Small-ExtLight |  | 3.3
[5 empty] | 18-OFS-Office–Small-IntLight |  | 3.4
[5 empty] | 18-OFS-Office–Small-OffEquip |  | 3.5
[5 empty] | 18-OFS-Office–Small-Refrig |  | 3.6
[5 empty] | 18-OFS-Office–Small-Vent/Fan |  | 3.7
[5 empty] | 19-RES-AllResidential-CL_DRY |  | 3.8
[5 empty] | 19-RES-AllResidential-CL_WASH |  | 3.9
[5 empty] | 19-RES-AllResidential-DSH_WASH |  | 4
[5 empty] | 19-RES-AllResidential-FREEZ |  | 4.1
[5 empty] | 19-RES-AllResidential-LIGHT |  | 4.2
[5 empty] | 19-RES-AllResidential-POOL_PMP |  | 4.3
[5 empty] | 19-RES-AllResidential-REFG |  | 4.4
[5 empty] | 19-RES-AllResidential-SP_COOL |  | 4.5
[5 empty] | 19-RES-AllResidential-SP_HEAT |  | 4.6
[5 empty] | 19-RES-AllResidential-WAT_HEAT |  | 4.7
[5 empty] | 20-RFF-Restaurant–FastFood-Cooling |  | 4.8
[5 empty] | 20-RFF-Restaurant–FastFood-ExtLight |  | 4.9
[5 empty] | 20-RFF-Restaurant–FastFood-IntLight |  | 5
[5 empty] | 20-RFF-Restaurant–FastFood-OffEquip |  | 5.1
[5 empty] | 20-RFF-Restaurant–FastFood-Refrig |  | 5.2
[5 empty] | 20-RFF-Restaurant–FastFood-Vent/Fan |  | 5.3
[5 empty] | 21-RSD-Restaurant–SitDown-COOL |  | 5.4
[5 empty] | 21-RSD-Restaurant–SitDown-LIT_INT |  | 5.5
[5 empty] | 21-RSD-Restaurant–SitDown-OFF_EQ |  | 5.6
[5 empty] | 21-RSD-Restaurant–SitDown-LIT_EXT |  | 5.7
[5 empty] | 21-RSD-Restaurant–SitDown-PROC_OTH |  | 5.8
[5 empty] | 21-RSD-Restaurant–SitDown-REFG |  | 5.9
[5 empty] | 21-RSD-Restaurant–SitDown-VENT |  | 6
[5 empty] | 22-RT3-Retail–3StoryLarge-COOL |  | 6.1
[5 empty] | 22-RT3-Retail–3StoryLarge-LIT_INT |  | 6.2
[5 empty] | 22-RT3-Retail–3StoryLarge-OFF_EQ |  | 6.3
[5 empty] | 22-RT3-Retail–3StoryLarge-LIT_EXT |  | 6.4
[5 empty] | 22-RT3-Retail–3StoryLarge-REFG |  | 6.5
[5 empty] | 22-RT3-Retail–3StoryLarge-VENT |  | 6.6
[5 empty] | 23-RTL-Retail–SingleStorylarge-COOL |  | 6.7
[5 empty] | 23-RTL-Retail–SingleStorylarge-LIT_INT |  | 6.8
[5 empty] | 23-RTL-Retail–SingleStorylarge-OFF_EQ |  | 6.9
[5 empty] | 23-RTL-Retail–SingleStorylarge-LIT_EXT |  | 7
[5 empty] | 23-RTL-Retail–SingleStorylarge-REFG |  | 7.1
[5 empty] | 23-RTL-Retail–SingleStorylarge-VENT |  | 7.2
[5 empty] | 24-RTS-Retail–Small-COOL |  | 7.3
[5 empty] | 24-RTS-Retail–Small-LIT_INT |  | 7.4
[5 empty] | 24-RTS-Retail–Small-OFF_EQ |  | 7.5
[5 empty] | 24-RTS-Retail–Small-LIT_EXT |  | 7.6
[5 empty] | 24-RTS-Retail–Small-REFG |  | 7.7
[5 empty] | 24-RTS-Retail–Small-VENT |  | 7.8
[5 empty] | 25-SCN-Storage–Conditioned-Cooling |  | 7.9
[5 empty] | 25-SCN-Storage–Conditioned-Exit |  | 8
[5 empty] | 25-SCN-Storage–Conditioned-ExtLight |  | 8.1
[5 empty] | 26-SFM-ResidentialSingleFamily-CL_DRY |  | 8.2
[5 empty] | 26-SFM-ResidentialSingleFamily-CL_WASH |  | 8.3
[5 empty] | 26-SFM-ResidentialSingleFamily-DSH_WASH |  | 8.4
[5 empty] | 26-SFM-ResidentialSingleFamily-FREEZ |  | 8.5
[5 empty] | 26-SFM-ResidentialSingleFamily-LIGHT |  | 8.6
[5 empty] | 26-SFM-ResidentialSingleFamily-POOL_PMP |  | 8.7
[5 empty] | 26-SFM-ResidentialSingleFamily-REFG |  | 8.8
[5 empty] | 26-SFM-ResidentialSingleFamily-SP_COOL |  | 8.9
[5 empty] | 26-SFM-ResidentialSingleFamily-SP_HEAT |  | 9
[5 empty] | 26-SFM-ResidentialSingleFamily-WAT_HEAT |  | 9.1
[5 empty] | 27-SMO-ResidentialMobileHome–SingleWide-CL_DRY |  | 9.2
[5 empty] | 27-SMO-ResidentialMobileHome–SingleWide-CL_WASH |  | 9.3
[5 empty] | 27-SMO-ResidentialMobileHome–SingleWide-DSH_WASH |  | 9.4
[5 empty] | 27-SMO-ResidentialMobileHome–SingleWide-FREEZ |  | 9.5
[5 empty] | 27-SMO-ResidentialMobileHome–SingleWide-LIGHT |  | 9.6
[5 empty] | 27-SMO-ResidentialMobileHome–SingleWide-POOL_PMP |  | 9.7
[5 empty] | 27-SMO-ResidentialMobileHome–SingleWide-REFG |  | 9.8
[5 empty] | 27-SMO-ResidentialMobileHome–SingleWide-SP_COOL |  | 9.9
[5 empty] | 27-SMO-ResidentialMobileHome–SingleWide-SP_HEAT |  | 10
[5 empty] | 27-SMO-ResidentialMobileHome–SingleWide-WAT_HEAT |  | 10.1
[5 empty] | 28-SUN-Storage–Unconditioned-Exit |  | 10.2
[5 empty] | 28-SUN-Storage–Unconditioned-ExtLight |  | 10.3
[5 empty] | 29-WRF-Storage–Refrigerated-Cooling |  | 10.4
[5 empty] | 29-WRF-Storage–Refrigerated-Exit |  | 10.5
[5 empty] | 29-WRF-Storage–Refrigerated-ExtLight |  | 10.6
[5 empty] | 30-S20-SIC20Food&KindredProducts-AG_PUMP |  | 10.7
[5 empty] | 30-S20-SIC20Food&KindredProducts-COMP_AIR |  | 10.8
[5 empty] | 30-S20-SIC20Food&KindredProducts-COOL |  | 10.9
[5 empty] | 30-S20-SIC20Food&KindredProducts-LIGHT |  | 11
[5 empty] | 30-S20-SIC20Food&KindredProducts-MOTOR |  | 11.1
[5 empty] | 30-S20-SIC20Food&KindredProducts-PROC_OTH |  | 11.2
[5 empty] | 31-S26-SIC26Paper&AlliedProducts-AG_PUMP |  | 11.3
[5 empty] | 31-S26-SIC26Paper&AlliedProducts-COMP_AIR |  | 11.4
[5 empty] | 31-S26-SIC26Paper&AlliedProducts-COOL |  | 11.5
[5 empty] | 31-S26-SIC26Paper&AlliedProducts-LIGHT |  | 11.6
[5 empty] | 31-S26-SIC26Paper&AlliedProducts-MOTOR |  | 11.7
[5 empty] | 31-S26-SIC26Paper&AlliedProducts-PROC_OTH |  | 11.8
[5 empty] | 32-S28-SIC28Chemicals&AlliedProducts-AG_PUMP |  | 11.9
[5 empty] | 32-S28-SIC28Chemicals&AlliedProducts-COMP_AIR |  | 12
[5 empty] | 32-S28-SIC28Chemicals&AlliedProducts-COOL |  | 12.1
[5 empty] | 32-S28-SIC28Chemicals&AlliedProducts-LIGHT |  | 12.2
[5 empty] | 32-S28-SIC28Chemicals&AlliedProducts-MOTOR |  | 12.3
[5 empty] | 32-S28-SIC28Chemicals&AlliedProducts-PROC_OTH |  | 12.4
[5 empty] | 33-S29-SIC29Petroleum&CoalProducts-AG_PUMP |  | 12.5
[5 empty] | 33-S29-SIC29Petroleum&CoalProducts-COMP_AIR |  | 12.6
[5 empty] | 33-S29-SIC29Petroleum&CoalProducts-COOL |  | 12.7
[5 empty] | 33-S29-SIC29Petroleum&CoalProducts-LIGHT |  | 12.8
[5 empty] | 33-S29-SIC29Petroleum&CoalProducts-MOTOR |  | 12.9
[5 empty] | 33-S29-SIC29Petroleum&CoalProducts-PROC_OTH |  | 13
[5 empty] | 34-S33-SIC33Metals-AG_PUMP |  | 13.1
[5 empty] | 34-S33-SIC33Metals-COMP_AIR |  | 13.2
[5 empty] | 34-S33-SIC33Metals-COOL |  | 13.3
[5 empty] | 34-S33-SIC33Metals-LIGHT |  | 13.4
[5 empty] | 34-S33-SIC33Metals-MOTOR |  | 13.5
[5 empty] | 34-S33-SIC33Metals-PROC_OTH |  | 13.6
[5 empty] | 35-OTI-OtherIndustrial-AG_PUMP |  | 13.7
[5 empty] | 35-OTI-OtherIndustrial-COMP_AIR |  | 13.8
[5 empty] | 35-OTI-OtherIndustrial-COOL |  | 13.9
[5 empty] | 35-OTI-OtherIndustrial-LIGHT |  | 14
[5 empty] | 35-OTI-OtherIndustrial-MOTOR |  | 14.1
[5 empty] | 35-OTI-OtherIndustrial-PROC_OTH |  | 14.2
[5 empty] | 36-GST-Lodging-GuestRooms-Cooling |  | 14.3
[5 empty] | 36-GST-Lodging-GuestRooms-ExtLight |  | 14.4
[5 empty] | 36-GST-Lodging-GuestRooms-IntLight |  | 14.5
[5 empty] | 36-GST-Lodging-GuestRooms-OffEquip |  | 14.6
[5 empty] | 36-GST-Lodging-GuestRooms-Refrig |  | 14.7
[5 empty] | 36-GST-Lodging-GuestRooms-Vent/Fan |  | 14.8
14.9
15
15.1
15.2
15.3
15.4
15.5
15.6
15.7
15.8
15.9
16
16.1
16.2
16.3
16.4
16.5
16.6
16.7
16.8
16.9
17
17.1
17.2
17.3
17.4
17.5
17.6
17.7
17.8
17.9
18
18.1
18.2
18.3
18.4
18.5
18.6
18.7
18.8
18.9
19
19.1
19.2
19.3
19.4
19.5
19.6
19.7
19.8
19.9
20
21
22
23
24
25
26
27
28
29
30
Last Row Used is above