## Export
PROGRAM NAME | 0
BUDGET
Administrative Costs
Overhead and G&A | 0
Other Administrative Costs | 0
Marketing/Outreach | 0
Direct Implementation
d.i. User Input Incentive (No rebates) | 0
d.ii. Rebate | 0
d.iii. Direct Install Labor | 0
d.iv. Direct Install Materials | 0
d.v. Upstream payments | 147583.3284
Activity | 0
Installation | 0
Hardware & Materials | 0
Rebate Processing & Inspection | 0
EM&V Costs | 0
Budget | 147583.3284
Costs recovered from other sources | 0
Budget (plus other costs) | 147583.3284
PROGRAM IMPACTS
Program Reductions for Measures installed through 2011
User Entered kW (kW) | 166.8482
Net Jul-Sept Peak (kW) | 170.5103
Net Dec-Feb Peak (kW) | 15.6228
Net NCP (kW) | 222.5174
Net CEC (kW) | 0
Annual Net kWh | 304080.4285
Lifecycle Net kWh | 4527788.4481
Annual Net Therms | -3.4888
Lifecycle Net Therms | -33.1122
Cost Effectiveness for all measures installed through 2015
TRC
Costs | 453730.8604
Electric Benefits | 508549.5145
Gas Benefits | -21.914
Net Benefits (NPV) | 54796.7401
BC Ratio | 1.1208
PAC
Costs | 135810.8077
Electric Benefits | 508549.5145
Gas Benefits | -21.914
Net Benefits (NPV) | 372716.7927
BC Ratio | 3.7444
Levelized Cost
Levelized Cost TRC ($/kWh )
Discounted kWh | 2522356.4183
Cost | 0.16058
Benefits | 0.20162
Benefit-Cost | 0.041038
Levelized Cost PAC ($/kWh)
Discounted kWh | 2522356.4183
Cost | 0.045522
Benefits | 0.20162
Benefit-Cost | 0.1561
Levelized Cost TRC ($/therm)
Discounted Therms | -22.3119
Cost | -2.4433
Benefits | 0.98217
Benefit-Cost | 3.4254
Levelized Cost PAC ($/therm)
Discounted Therms | -22.3119
Cost | -0.46553
Benefits | 0.98217
Benefit-Cost | 1.4477
Emission Annual Reductions (2009-2011) |  | Energy Division File sheet "Attachment II" Total Electricity and Gas Emission Reductions
Electric Annual CO2 (tons) - 2009 | 173.9139 |  | 2009 | 2010 | 2011 | 2012 | 2013 | 2014 | 2015
2010 | 0 |  | Total | Total | Total | Total | Total | Total | Total
2011 | 0 | Annual CO2 Emission Reductions (tons) | 173.8935 | 0 | 0 | 0 | 0 | 0 | 0
Electric Lifecycle CO2 (tons) - 2009 | 2589.262 | Lifecycle CO2 Emission Reductions (tons) | 2589.0683 | 0 | 0 | 0 | 0 | 0 | 0
2010 | 0 | Annual NOx Emission Reductions (tons) | 0.023494 | 0 | 0 | 0 | 0 | 0 | 0
2011 | 0 | Lifecycle NOx Emission Reductions (tons) | 0.34983 | 0 | 0 | 0 | 0 | 0 | 0
Electric Annual NOX (tons) - 2009 | 0.02351 | Annual SO2 Emission Reductions (tons)
2010 | 0 | Lifecycle SO2 Emission Reductions (tons)
2011 | 0
Electric Lifecycle NOX (tons) - 2009 | 0.34999
2010 | 0
2011 | 0
Electric Annual SO2 (lbs) - 2009
2010
2011
Electric Lifecycle SO2 (lbs) - 2009
2010
2011
Gas Annual CO2 (tons) - 2009 | -0.020409
2010 | 0
2011 | 0
Gas Lifecycle CO2 (tons) - 2009 | -0.19371
2010 | 0
2011 | 0
Gas Annual NOX (tons) - 2009 | -1.6048e-05
2010 | 0
2011 | 0
Gas Lifecycle NOX (tons) - 2009 | -0.00015232
2010 | 0
2011 | 0
Gas Annual SO2 (lbs) - 2009
2010
2011
Gas Lifecycle SO2 (lbs) - 2009
2010
2011
Data below not currently used in Energy Division workbook
Levelized Cost RIM ($/therm)
Discounted Therms | -22.3119
Cost | 0.2623
Benefits | 0.98217
Benefit-Cost | 0.71986
Levelized Cost RIM ($/kWh)
Discounted kWh | 2522356.4183
Cost | 0.053845
Benefits | 0.20162
Benefit-Cost | 0.71986
RIM
Costs | 135810.8077
Electric Benefits | 508549.5145
Gas Benefits | -21.914
Net Benefits (NPV) | 372716.7927
BC Ratio | 3.7444
Impacts for all programs installed trhough 2019
Net July-Sept Peak (kW)
Clothes Dryer | 0
Clothes Washer | 0
Consumer Electronics | 0
Cooking | 0
Dishwasher | 0
Net Dec-Feb Pk (kW)
Clothes Dryer | 0
Clothes Washer | 0
Consumer Electronics | 0
Cooking | 0
Dishwasher | 0
0
Clothes Dryer | 0
Clothes Washer | 0
Consumer Electronics | 0
Cooking | 0
Dishwasher | 0
Annual Net kWh
Clothes Dryer | 0
Clothes Washer | 0
Consumer Electronics | 0
Cooking | 0
Dishwasher | 0
Lifecycle Net kWh
Clothes Dryer | 0
Clothes Washer | 0
Consumer Electronics | 0
Cooking | 0
Dishwasher | 0
Annual Net Therms
Clothes Dryer | 0
Clothes Washer | 0
Consumer Electronics | 0
Cooking | 0
Dishwasher | 0
Lifecycle Net Therms
Clothes Dryer | 0
Clothes Washer | 0
Consumer Electronics | 0
Cooking | 0
Dishwasher | 0

## Output by Measure
0
0
SDG&E | [7 empty] | Levelized Benefits less Costs (TRC) |  |  |  | Levelized Benefits less Costs (PAC) |  |  |  | Benefit Cost Ratios
Net Impacts by Measure | [7 empty] | No Allocated Admin |  | w/ Allocated Admin |  | No Allocated Admin |  | w/ Allocated Admin |  | No Allocated Admin |  | w/ Allocated Admin
| Net Avg Jul-Sep (kW) | Net Dec-Feb Pk (kW) | Net User Entered kW | Annual kWh adj for Net to gross | Lifecycle kWh (Annual * Measure Life) | Annual Therms | Lifecycle Therms | Electric ($/kWh) | Gas ($/Th) | Electric ($/kWh) | Gas ($/Th) | Electric ($/kWh) | Gas ($/Th) | Electric ($/kWh) | Gas ($/Th) | TRC | PAC | TRC | PAC
Total or Average | 170.5103 | 15.6228 | 166.8482 | 304080.4285 | 4527788.4481 | -3.4888 | -33.1122 | 0.041038 | 3.4254 | 0.041038 | 3.4254 | 0.1561 | 1.4477 | 0.1561 | 1.4477
253103-Packaged terminal HP Early Retirement | 0 | 0 | 0 | 0 | 0 | 0 | 0 | 0 | 0 | 0 | 0 | 0 | 0 | 0 | 0 | 0 | 0 | 0 | 0
253103-Packaged terminal HP Early Retirement | 0 | 0 | 0 | 0 | 0 | 0 | 0 | 0 | 0 | 0 | 0 | 0 | 0 | 0 | 0 | 0 | 0 | 0 | 0
253103-Packaged terminal HP Early Retirement | 0 | 0 | 0 | 0 | 0 | 0 | 0 | 0 | 0 | 0 | 0 | 0 | 0 | 0 | 0 | 0 | 0 | 0 | 0
253103-Packaged terminal HP Early Retirement | 0 | 0 | 0 | 0 | 0 | 0 | 0 | 0 | 0 | 0 | 0 | 0 | 0 | 0 | 0 | 0 | 0 | 0 | 0
253103-Packaged terminal HP Early Retirement | 0 | 0 | 0 | 0 | 0 | 0 | 0 | 0 | 0 | 0 | 0 | 0 | 0 | 0 | 0 | 0 | 0 | 0 | 0
253103-Packaged terminal HP Early Retirement | 0 | 0 | 0 | 0 | 0 | 0 | 0 | 0 | 0 | 0 | 0 | 0 | 0 | 0 | 0 | 0 | 0 | 0 | 0
253103-Packaged terminal HP Early Retirement | 0 | 0 | 0 | 0 | 0 | 0 | 0 | 0 | 0 | 0 | 0 | 0 | 0 | 0 | 0 | 0 | 0 | 0 | 0
253103-Packaged terminal HP Early Retirement | 0 | 0 | 0 | 0 | 0 | 0 | 0 | 0 | 0 | 0 | 0 | 0 | 0 | 0 | 0 | 0 | 0 | 0 | 0
253103-Packaged terminal HP Early Retirement | 0 | 0 | 0 | 0 | 0 | 0 | 0 | 0 | 0 | 0 | 0 | 0 | 0 | 0 | 0 | 0 | 0 | 0 | 0
253103-Packaged terminal HP Early Retirement | 0 | 0 | 0 | 0 | 0 | 0 | 0 | 0 | 0 | 0 | 0 | 0 | 0 | 0 | 0 | 0 | 0 | 0 | 0
253103-Packaged terminal HP Early Retirement | 0 | 0 | 0 | 0 | 0 | 0 | 0 | 0 | 0 | 0 | 0 | 0 | 0 | 0 | 0 | 0 | 0 | 0 | 0
253103-Packaged terminal HP Early Retirement | 0 | 0 | 0 | 0 | 0 | 0 | 0 | 0 | 0 | 0 | 0 | 0 | 0 | 0 | 0 | 0 | 0 | 0 | 0
253069-Comm. AC 65k to 134k ER | 0.57652 | 0.22999 | 1.2727 | 1771.6146 | 26574.219 | 0 | 0 | -0.082767 | 0 | -0.082767 | 0 | 0.099463 | 0 | 0.099463 | 0 | 0.67201 | 2.4185 | 0.67201 | 2.4185
253069-Comm. AC 65k to 134k ER | 0.57652 | 0.22999 | 1.2727 | 1771.6146 | 26574.219 | 0 | 0 | -0.082767 | 0 | -0.082767 | 0 | 0.099463 | 0 | 0.099463 | 0 | 0.67201 | 2.4185 | 0.67201 | 2.4185
253069-Comm. AC 65k to 134k ER | 0.57652 | 0.22999 | 1.2727 | 1771.6146 | 26574.219 | 0 | 0 | -0.082767 | 0 | -0.082767 | 0 | 0.099463 | 0 | 0.099463 | 0 | 0.67201 | 2.4185 | 0.67201 | 2.4185
253067-Comm. AC <65k three phase unitary ER | 0.18254 | 0.072819 | 0.38373 | 560.92 | 8413.8 | 0 | 0 | -0.20855 | 0 | -0.20855 | 0 | 0.035718 | 0 | 0.035718 | 0 | 0.44848 | 1.2668 | 0.44848 | 1.2668
253067-Comm. AC <65k three phase unitary ER | 0.18254 | 0.072819 | 0.38373 | 560.92 | 8413.8 | 0 | 0 | -0.20855 | 0 | -0.20855 | 0 | 0.035718 | 0 | 0.035718 | 0 | 0.44848 | 1.2668 | 0.44848 | 1.2668
253077-Comm. HP <65k single phase split ER above code | 0.21173 | 0.084466 | 0.30292 | 650.637 | 9759.555 | 0 | 0 | 0.086902 | 0 | 0.086902 | 0 | 0.054085 | 0 | 0.054085 | 0 | 2.0511 | 1.4683 | 2.0511 | 1.4683
253002-Residential AC SEER 14 CZ 10, 14, or 15 | 1.4892 | 0.013945 | 1.2468 | 1081.5441 | 16223.1622 | 1.3477 | 20.2148 | 0.30975 | 0.93105 | 0.30975 | 0.93105 | 0.32671 | 0.98202 | 0.32671 | 0.98202 | 8.9932 | 15.9915 | 8.9932 | 15.9915
253005-Residential AC SEER 13 Early Ret. CZ 6, 7 or 8 | 0.62396 | 0.0058428 | 0.87653 | 453.1666 | 6797.4984 | 0.54897 | 8.2346 | -0.018689 | -0.056174 | -0.018689 | -0.056174 | 0.31937 | 0.95995 | 0.31937 | 0.95995 | 0.9491 | 11.9618 | 0.9491 | 11.9618
253077-Comm. HP <65k single phase split ER above code | 0.14115 | 0.056311 | 0.20195 | 433.758 | 6506.37 | 0 | 0 | 0.095152 | 0 | 0.095152 | 0 | 0.070584 | 0 | 0.070584 | 0 | 2.2784 | 1.713 | 2.2784 | 1.713
253067-Comm. AC <65k three phase unitary ER | 0.1369 | 0.054614 | 0.2878 | 420.69 | 6310.35 | 0 | 0 | -0.17508 | 0 | -0.17508 | 0 | 0.10265 | 0 | 0.10265 | 0 | 0.49202 | 2.5336 | 0.49202 | 2.5336
253061-Comm. AC <65k single phase unitary ER | 0.17815 | 0.071071 | 0.37438 | 547.4535 | 8211.8025 | 0 | 0 | -0.10787 | 0 | -0.10787 | 0 | 0.10958 | 0 | 0.10958 | 0 | 0.61122 | 2.8261 | 0.61122 | 2.8261
253009-Residential AC SEER 15 Early Ret. CZ 6, 7 or 8 | 0.80832 | 0.0075692 | 1.04 | 587.0674 | 8806.011 | -3.5692 | -53.5384 | -0.032243 | 1.0475 | -0.032243 | 1.0475 | 0.31715 | 1.0475 | 0.31715 | 1.0475 | 0.89859 | 10.9137 | 0.89859 | 10.9137
253073-Comm. AC 240k to 759k ER | 1.2853 | 0.51275 | 2.8384 | 3949.6653 | 59244.9795 | 0 | 0 | -0.18274 | 0 | -0.18274 | 0 | 0.13939 | 0 | 0.13939 | 0 | 0.48133 | 5.6164 | 0.48133 | 5.6164
253035-Comm. AC 65k to 134k | 0.57652 | 0.22999 | 1.2727 | 1771.6146 | 26574.219 | 0 | 0 | -0.068042 | 0 | -0.068042 | 0 | 0.14855 | 0 | 0.14855 | 0 | 0.71366 | 8.0615 | 0.71366 | 8.0615
253035-Comm. AC 65k to 134k | 0.57652 | 0.22999 | 1.2727 | 1771.6146 | 26574.219 | 0 | 0 | -0.068042 | 0 | -0.068042 | 0 | 0.14855 | 0 | 0.14855 | 0 | 0.71366 | 8.0615 | 0.71366 | 8.0615
253079-Comm. HP <65k single phase unitary ER | 0.14404 | 0.057462 | 0.21817 | 442.627 | 6639.405 | 0 | 0 | -0.10518 | 0 | -0.10518 | 0 | 0.11657 | 0 | 0.11657 | 0 | 0.61719 | 3.1989 | 0.61719 | 3.1989
253085-Comm. HP <65k three phase unitary ER | 0.21735 | 0.086707 | 0.31496 | 667.894 | 10018.41 | 0 | 0 | -0.17572 | 0 | -0.17572 | 0 | 0.11337 | 0 | 0.11337 | 0 | 0.49111 | 3.0168 | 0.49111 | 3.0168
253061-Comm. AC <65k single phase unitary ER | 0.17815 | 0.071071 | 0.37438 | 547.4535 | 8211.8025 | 0 | 0 | -0.1293 | 0 | -0.1293 | 0 | 0.066714 | 0 | 0.066714 | 0 | 0.56739 | 1.6485 | 0.56739 | 1.6485
253077-Comm. HP <65k single phase split ER above code | 0.14115 | 0.056311 | 0.20195 | 433.758 | 6506.37 | 0 | 0 | 0.095152 | 0 | 0.095152 | 0 | 0.070584 | 0 | 0.070584 | 0 | 2.2784 | 1.713 | 2.2784 | 1.713
253077-Comm. HP <65k single phase split ER above code | 0.35288 | 0.14078 | 0.50487 | 1084.395 | 16265.925 | 0 | 0 | 0.095152 | 0 | 0.095152 | 0 | 0.070584 | 0 | 0.070584 | 0 | 2.2784 | 1.713 | 2.2784 | 1.713
253077-Comm. HP <65k single phase split ER above code | 0.070577 | 0.028155 | 0.10097 | 216.879 | 3253.185 | 0 | 0 | 0.10753 | 0 | 0.10753 | 0 | 0.095334 | 0 | 0.095334 | 0 | 2.7327 | 2.284 | 2.7327 | 2.284
253077-Comm. HP <65k single phase split ER above code | 0.070577 | 0.028155 | 0.10097 | 216.879 | 3253.185 | 0 | 0 | 0.10753 | 0 | 0.10753 | 0 | 0.095334 | 0 | 0.095334 | 0 | 2.7327 | 2.284 | 2.7327 | 2.284
253069-Comm. AC 65k to 134k ER | 0.57652 | 0.22999 | 1.2727 | 1771.6146 | 26574.219 | 0 | 0 | -0.072249 | 0 | -0.072249 | 0 | 0.13452 | 0 | 0.13452 | 0 | 0.70124 | 4.8369 | 0.70124 | 4.8369
253069-Comm. AC 65k to 134k ER | 0.8236 | 0.32856 | 1.8182 | 2530.878 | 37963.17 | 0 | 0 | -0.071548 | 0 | -0.071548 | 0 | 0.13686 | 0 | 0.13686 | 0 | 0.70328 | 5.1824 | 0.70328 | 5.1824
253069-Comm. AC 65k to 134k ER | 0.8236 | 0.32856 | 1.8182 | 2530.878 | 37963.17 | 0 | 0 | -0.071548 | 0 | -0.071548 | 0 | 0.13686 | 0 | 0.13686 | 0 | 0.70328 | 5.1824 | 0.70328 | 5.1824
253067-Comm. AC <65k three phase unitary ER | 0.18254 | 0.072819 | 0.38373 | 560.92 | 8413.8 | 0 | 0 | -0.17508 | 0 | -0.17508 | 0 | 0.10265 | 0 | 0.10265 | 0 | 0.49202 | 2.5336 | 0.49202 | 2.5336
253067-Comm. AC <65k three phase unitary ER | 0.22817 | 0.091024 | 0.47966 | 701.15 | 10517.25 | 0 | 0 | -0.20855 | 0 | -0.20855 | 0 | 0.035718 | 0 | 0.035718 | 0 | 0.44848 | 1.2668 | 0.44848 | 1.2668
253085-Comm. HP <65k three phase unitary ER | 0.27168 | 0.10838 | 0.3937 | 834.8675 | 12523.0125 | 0 | 0 | -0.20383 | 0 | -0.20383 | 0 | 0.057158 | 0 | 0.057158 | 0 | 0.45415 | 1.5084 | 0.45415 | 1.5084
253085-Comm. HP <65k three phase unitary ER | 0.16301 | 0.06503 | 0.23622 | 500.9205 | 7513.8075 | 0 | 0 | -0.20383 | 0 | -0.20383 | 0 | 0.057158 | 0 | 0.057158 | 0 | 0.45415 | 1.5084 | 0.45415 | 1.5084
253085-Comm. HP <65k three phase unitary ER | 0.10867 | 0.043353 | 0.15748 | 333.947 | 5009.205 | 0 | 0 | -0.21788 | 0 | -0.21788 | 0 | 0.029052 | 0 | 0.029052 | 0 | 0.43767 | 1.2067 | 0.43767 | 1.2067
253085-Comm. HP <65k three phase unitary ER | 0.10867 | 0.043353 | 0.15748 | 333.947 | 5009.205 | 0 | 0 | -0.21788 | 0 | -0.21788 | 0 | 0.029052 | 0 | 0.029052 | 0 | 0.43767 | 1.2067 | 0.43767 | 1.2067
253085-Comm. HP <65k three phase unitary ER | 0.10867 | 0.043353 | 0.15748 | 333.947 | 5009.205 | 0 | 0 | -0.21788 | 0 | -0.21788 | 0 | 0.029052 | 0 | 0.029052 | 0 | 0.43767 | 1.2067 | 0.43767 | 1.2067
253085-Comm. HP <65k three phase unitary ER | 0.16301 | 0.06503 | 0.23622 | 500.9205 | 7513.8075 | 0 | 0 | -0.2132 | 0 | -0.2132 | 0 | 0.038421 | 0 | 0.038421 | 0 | 0.44303 | 1.2929 | 0.44303 | 1.2929
253085-Comm. HP <65k three phase unitary ER | 0.27168 | 0.10838 | 0.3937 | 834.8675 | 12523.0125 | 0 | 0 | -0.20383 | 0 | -0.20383 | 0 | 0.057158 | 0 | 0.057158 | 0 | 0.45415 | 1.5084 | 0.45415 | 1.5084
253085-Comm. HP <65k three phase unitary ER | 0.27168 | 0.10838 | 0.3937 | 834.8675 | 12523.0125 | 0 | 0 | -0.20383 | 0 | -0.20383 | 0 | 0.057158 | 0 | 0.057158 | 0 | 0.45415 | 1.5084 | 0.45415 | 1.5084
253085-Comm. HP <65k three phase unitary ER | 0.27168 | 0.10838 | 0.3937 | 834.8675 | 12523.0125 | 0 | 0 | -0.20383 | 0 | -0.20383 | 0 | 0.057158 | 0 | 0.057158 | 0 | 0.45415 | 1.5084 | 0.45415 | 1.5084
253085-Comm. HP <65k three phase unitary ER | 0.27168 | 0.10838 | 0.3937 | 834.8675 | 12523.0125 | 0 | 0 | -0.20383 | 0 | -0.20383 | 0 | 0.057158 | 0 | 0.057158 | 0 | 0.45415 | 1.5084 | 0.45415 | 1.5084
253085-Comm. HP <65k three phase unitary ER | 0.27168 | 0.10838 | 0.3937 | 834.8675 | 12523.0125 | 0 | 0 | -0.20383 | 0 | -0.20383 | 0 | 0.057158 | 0 | 0.057158 | 0 | 0.45415 | 1.5084 | 0.45415 | 1.5084
253085-Comm. HP <65k three phase unitary ER | 0.27168 | 0.10838 | 0.3937 | 834.8675 | 12523.0125 | 0 | 0 | -0.20383 | 0 | -0.20383 | 0 | 0.057158 | 0 | 0.057158 | 0 | 0.45415 | 1.5084 | 0.45415 | 1.5084
253085-Comm. HP <65k three phase unitary ER | 0.16301 | 0.06503 | 0.23622 | 500.9205 | 7513.8075 | 0 | 0 | -0.20383 | 0 | -0.20383 | 0 | 0.057158 | 0 | 0.057158 | 0 | 0.45415 | 1.5084 | 0.45415 | 1.5084
253085-Comm. HP <65k three phase unitary ER | 0.16301 | 0.06503 | 0.23622 | 500.9205 | 7513.8075 | 0 | 0 | -0.20383 | 0 | -0.20383 | 0 | 0.057158 | 0 | 0.057158 | 0 | 0.45415 | 1.5084 | 0.45415 | 1.5084
253067-Comm. AC <65k three phase unitary ER | 0.091268 | 0.03641 | 0.19186 | 280.46 | 4206.9 | 0 | 0 | -0.22528 | 0 | -0.22528 | 0 | 0.0022513 | 0 | 0.0022513 | 0 | 0.42947 | 1.0135 | 0.42947 | 1.0135
253077-Comm. HP <65k single phase split ER above code | 0.28231 | 0.11262 | 0.4039 | 867.516 | 13012.74 | 0 | 0 | 0.095152 | 0 | 0.095152 | 0 | 0.070584 | 0 | 0.070584 | 0 | 2.2784 | 1.713 | 2.2784 | 1.713
253069-Comm. AC 65k to 134k ER | 0.8236 | 0.32856 | 1.8182 | 2530.878 | 37963.17 | 0 | 0 | -0.081365 | 0 | -0.081365 | 0 | 0.10414 | 0 | 0.10414 | 0 | 0.67577 | 2.5912 | 0.67577 | 2.5912
253103-Packaged terminal HP Early Retirement | 0.21449 | 0.0027297 | 0.15553 | 393.411 | 5901.165 | 0 | 0 | 0.11327 | 0 | 0.11327 | 0 | 0.1525 | 0 | 0.1525 | 0 | 2.3926 | 4.6221 | 2.3926 | 4.6221
253103-Packaged terminal HP Early Retirement | 0.21449 | 0.0027297 | 0.15553 | 393.411 | 5901.165 | 0 | 0 | 0.11327 | 0 | 0.11327 | 0 | 0.1525 | 0 | 0.1525 | 0 | 2.3926 | 4.6221 | 2.3926 | 4.6221
253103-Packaged terminal HP Early Retirement | 0.21449 | 0.0027297 | 0.15553 | 393.411 | 5901.165 | 0 | 0 | 0.11327 | 0 | 0.11327 | 0 | 0.1525 | 0 | 0.1525 | 0 | 2.3926 | 4.6221 | 2.3926 | 4.6221
253103-Packaged terminal HP Early Retirement | 0.21449 | 0.0027297 | 0.15553 | 393.411 | 5901.165 | 0 | 0 | 0.11327 | 0 | 0.11327 | 0 | 0.1525 | 0 | 0.1525 | 0 | 2.3926 | 4.6221 | 2.3926 | 4.6221
253103-Packaged terminal HP Early Retirement | 0.21449 | 0.0027297 | 0.15553 | 393.411 | 5901.165 | 0 | 0 | 0.11327 | 0 | 0.11327 | 0 | 0.1525 | 0 | 0.1525 | 0 | 2.3926 | 4.6221 | 2.3926 | 4.6221
253103-Packaged terminal HP Early Retirement | 0.21449 | 0.0027297 | 0.15553 | 393.411 | 5901.165 | 0 | 0 | 0.11327 | 0 | 0.11327 | 0 | 0.1525 | 0 | 0.1525 | 0 | 2.3926 | 4.6221 | 2.3926 | 4.6221
253103-Packaged terminal HP Early Retirement | 0.21449 | 0.0027297 | 0.15553 | 393.411 | 5901.165 | 0 | 0 | 0.11327 | 0 | 0.11327 | 0 | 0.1525 | 0 | 0.1525 | 0 | 2.3926 | 4.6221 | 2.3926 | 4.6221
253103-Packaged terminal HP Early Retirement | 0.21449 | 0.0027297 | 0.15553 | 393.411 | 5901.165 | 0 | 0 | 0.11327 | 0 | 0.11327 | 0 | 0.1525 | 0 | 0.1525 | 0 | 2.3926 | 4.6221 | 2.3926 | 4.6221
253103-Packaged terminal HP Early Retirement | 0.21449 | 0.0027297 | 0.15553 | 393.411 | 5901.165 | 0 | 0 | 0.11327 | 0 | 0.11327 | 0 | 0.1525 | 0 | 0.1525 | 0 | 2.3926 | 4.6221 | 2.3926 | 4.6221
253103-Packaged terminal HP Early Retirement | 0.21449 | 0.0027297 | 0.15553 | 393.411 | 5901.165 | 0 | 0 | 0.11327 | 0 | 0.11327 | 0 | 0.1525 | 0 | 0.1525 | 0 | 2.3926 | 4.6221 | 2.3926 | 4.6221
253103-Packaged terminal HP Early Retirement | 0.21449 | 0.0027297 | 0.15553 | 393.411 | 5901.165 | 0 | 0 | 0.11327 | 0 | 0.11327 | 0 | 0.1525 | 0 | 0.1525 | 0 | 2.3926 | 4.6221 | 2.3926 | 4.6221
253103-Packaged terminal HP Early Retirement | 0.21449 | 0.0027297 | 0.15553 | 393.411 | 5901.165 | 0 | 0 | 0.11327 | 0 | 0.11327 | 0 | 0.1525 | 0 | 0.1525 | 0 | 2.3926 | 4.6221 | 2.3926 | 4.6221
253103-Packaged terminal HP Early Retirement | 0.21449 | 0.0027297 | 0.15553 | 393.411 | 5901.165 | 0 | 0 | 0.11327 | 0 | 0.11327 | 0 | 0.1525 | 0 | 0.1525 | 0 | 2.3926 | 4.6221 | 2.3926 | 4.6221
253103-Packaged terminal HP Early Retirement | 0.21449 | 0.0027297 | 0.15553 | 393.411 | 5901.165 | 0 | 0 | 0.11327 | 0 | 0.11327 | 0 | 0.1525 | 0 | 0.1525 | 0 | 2.3926 | 4.6221 | 2.3926 | 4.6221
253103-Packaged terminal HP Early Retirement | 0.21449 | 0.0027297 | 0.15553 | 393.411 | 5901.165 | 0 | 0 | 0.11327 | 0 | 0.11327 | 0 | 0.1525 | 0 | 0.1525 | 0 | 2.3926 | 4.6221 | 2.3926 | 4.6221
253103-Packaged terminal HP Early Retirement | 0.21449 | 0.0027297 | 0.15553 | 393.411 | 5901.165 | 0 | 0 | 0.11327 | 0 | 0.11327 | 0 | 0.1525 | 0 | 0.1525 | 0 | 2.3926 | 4.6221 | 2.3926 | 4.6221
253103-Packaged terminal HP Early Retirement | 0.21449 | 0.0027297 | 0.15553 | 393.411 | 5901.165 | 0 | 0 | 0.11327 | 0 | 0.11327 | 0 | 0.1525 | 0 | 0.1525 | 0 | 2.3926 | 4.6221 | 2.3926 | 4.6221
253103-Packaged terminal HP Early Retirement | 0.21449 | 0.0027297 | 0.15553 | 393.411 | 5901.165 | 0 | 0 | 0.11327 | 0 | 0.11327 | 0 | 0.1525 | 0 | 0.1525 | 0 | 2.3926 | 4.6221 | 2.3926 | 4.6221
253103-Packaged terminal HP Early Retirement | 0.21449 | 0.0027297 | 0.15553 | 393.411 | 5901.165 | 0 | 0 | 0.11327 | 0 | 0.11327 | 0 | 0.1525 | 0 | 0.1525 | 0 | 2.3926 | 4.6221 | 2.3926 | 4.6221
253103-Packaged terminal HP Early Retirement | 0.21449 | 0.0027297 | 0.15553 | 393.411 | 5901.165 | 0 | 0 | 0.11327 | 0 | 0.11327 | 0 | 0.1525 | 0 | 0.1525 | 0 | 2.3926 | 4.6221 | 2.3926 | 4.6221
253103-Packaged terminal HP Early Retirement | 0.21449 | 0.0027297 | 0.15553 | 393.411 | 5901.165 | 0 | 0 | 0.11327 | 0 | 0.11327 | 0 | 0.1525 | 0 | 0.1525 | 0 | 2.3926 | 4.6221 | 2.3926 | 4.6221
253103-Packaged terminal HP Early Retirement | 0.21449 | 0.0027297 | 0.15553 | 393.411 | 5901.165 | 0 | 0 | 0.11327 | 0 | 0.11327 | 0 | 0.1525 | 0 | 0.1525 | 0 | 2.3926 | 4.6221 | 2.3926 | 4.6221
253103-Packaged terminal HP Early Retirement | 0.21449 | 0.0027297 | 0.15553 | 393.411 | 5901.165 | 0 | 0 | 0.11327 | 0 | 0.11327 | 0 | 0.1525 | 0 | 0.1525 | 0 | 2.3926 | 4.6221 | 2.3926 | 4.6221
253103-Packaged terminal HP Early Retirement | 0.21449 | 0.0027297 | 0.15553 | 393.411 | 5901.165 | 0 | 0 | 0.11327 | 0 | 0.11327 | 0 | 0.1525 | 0 | 0.1525 | 0 | 2.3926 | 4.6221 | 2.3926 | 4.6221
253103-Packaged terminal HP Early Retirement | 0.21449 | 0.0027297 | 0.15553 | 393.411 | 5901.165 | 0 | 0 | 0.11327 | 0 | 0.11327 | 0 | 0.1525 | 0 | 0.1525 | 0 | 2.3926 | 4.6221 | 2.3926 | 4.6221
253103-Packaged terminal HP Early Retirement | 0.21449 | 0.0027297 | 0.15553 | 393.411 | 5901.165 | 0 | 0 | 0.11327 | 0 | 0.11327 | 0 | 0.1525 | 0 | 0.1525 | 0 | 2.3926 | 4.6221 | 2.3926 | 4.6221
253103-Packaged terminal HP Early Retirement | 0.21449 | 0.0027297 | 0.15553 | 393.411 | 5901.165 | 0 | 0 | 0.11327 | 0 | 0.11327 | 0 | 0.1525 | 0 | 0.1525 | 0 | 2.3926 | 4.6221 | 2.3926 | 4.6221
253103-Packaged terminal HP Early Retirement | 0.21449 | 0.0027297 | 0.15553 | 393.411 | 5901.165 | 0 | 0 | 0.11327 | 0 | 0.11327 | 0 | 0.1525 | 0 | 0.1525 | 0 | 2.3926 | 4.6221 | 2.3926 | 4.6221
253103-Packaged terminal HP Early Retirement | 0.21449 | 0.0027297 | 0.15553 | 393.411 | 5901.165 | 0 | 0 | 0.11327 | 0 | 0.11327 | 0 | 0.1525 | 0 | 0.1525 | 0 | 2.3926 | 4.6221 | 2.3926 | 4.6221
253103-Packaged terminal HP Early Retirement | 0.21449 | 0.0027297 | 0.15553 | 393.411 | 5901.165 | 0 | 0 | 0.11327 | 0 | 0.11327 | 0 | 0.1525 | 0 | 0.1525 | 0 | 2.3926 | 4.6221 | 2.3926 | 4.6221
253103-Packaged terminal HP Early Retirement | 0.21449 | 0.0027297 | 0.15553 | 393.411 | 5901.165 | 0 | 0 | 0.11327 | 0 | 0.11327 | 0 | 0.1525 | 0 | 0.1525 | 0 | 2.3926 | 4.6221 | 2.3926 | 4.6221
253103-Packaged terminal HP Early Retirement | 0.21449 | 0.0027297 | 0.15553 | 393.411 | 5901.165 | 0 | 0 | 0.11327 | 0 | 0.11327 | 0 | 0.1525 | 0 | 0.1525 | 0 | 2.3926 | 4.6221 | 2.3926 | 4.6221
253103-Packaged terminal HP Early Retirement | 0.21449 | 0.0027297 | 0.15553 | 393.411 | 5901.165 | 0 | 0 | 0.11327 | 0 | 0.11327 | 0 | 0.1525 | 0 | 0.1525 | 0 | 2.3926 | 4.6221 | 2.3926 | 4.6221
253103-Packaged terminal HP Early Retirement | 0.21449 | 0.0027297 | 0.15553 | 393.411 | 5901.165 | 0 | 0 | 0.11327 | 0 | 0.11327 | 0 | 0.1525 | 0 | 0.1525 | 0 | 2.3926 | 4.6221 | 2.3926 | 4.6221
253103-Packaged terminal HP Early Retirement | 0.21449 | 0.0027297 | 0.15553 | 393.411 | 5901.165 | 0 | 0 | 0.11327 | 0 | 0.11327 | 0 | 0.1525 | 0 | 0.1525 | 0 | 2.3926 | 4.6221 | 2.3926 | 4.6221
253103-Packaged terminal HP Early Retirement | 0.21449 | 0.0027297 | 0.15553 | 393.411 | 5901.165 | 0 | 0 | 0.11327 | 0 | 0.11327 | 0 | 0.1525 | 0 | 0.1525 | 0 | 2.3926 | 4.6221 | 2.3926 | 4.6221
253103-Packaged terminal HP Early Retirement | 0.21449 | 0.0027297 | 0.15553 | 393.411 | 5901.165 | 0 | 0 | 0.11327 | 0 | 0.11327 | 0 | 0.1525 | 0 | 0.1525 | 0 | 2.3926 | 4.6221 | 2.3926 | 4.6221
253103-Packaged terminal HP Early Retirement | 0.21449 | 0.0027297 | 0.15553 | 393.411 | 5901.165 | 0 | 0 | 0.11327 | 0 | 0.11327 | 0 | 0.1525 | 0 | 0.1525 | 0 | 2.3926 | 4.6221 | 2.3926 | 4.6221
253103-Packaged terminal HP Early Retirement | 0.21449 | 0.0027297 | 0.15553 | 393.411 | 5901.165 | 0 | 0 | 0.11327 | 0 | 0.11327 | 0 | 0.1525 | 0 | 0.1525 | 0 | 2.3926 | 4.6221 | 2.3926 | 4.6221
253103-Packaged terminal HP Early Retirement | 0.21449 | 0.0027297 | 0.15553 | 393.411 | 5901.165 | 0 | 0 | 0.11327 | 0 | 0.11327 | 0 | 0.1525 | 0 | 0.1525 | 0 | 2.3926 | 4.6221 | 2.3926 | 4.6221
253103-Packaged terminal HP Early Retirement | 0.21449 | 0.0027297 | 0.15553 | 393.411 | 5901.165 | 0 | 0 | 0.11327 | 0 | 0.11327 | 0 | 0.1525 | 0 | 0.1525 | 0 | 2.3926 | 4.6221 | 2.3926 | 4.6221
253103-Packaged terminal HP Early Retirement | 0.21449 | 0.0027297 | 0.15553 | 393.411 | 5901.165 | 0 | 0 | 0.11327 | 0 | 0.11327 | 0 | 0.1525 | 0 | 0.1525 | 0 | 2.3926 | 4.6221 | 2.3926 | 4.6221
253103-Packaged terminal HP Early Retirement | 0.21449 | 0.0027297 | 0.15553 | 393.411 | 5901.165 | 0 | 0 | 0.11327 | 0 | 0.11327 | 0 | 0.1525 | 0 | 0.1525 | 0 | 2.3926 | 4.6221 | 2.3926 | 4.6221
253103-Packaged terminal HP Early Retirement | 0.21449 | 0.0027297 | 0.15553 | 393.411 | 5901.165 | 0 | 0 | 0.11327 | 0 | 0.11327 | 0 | 0.1525 | 0 | 0.1525 | 0 | 2.3926 | 4.6221 | 2.3926 | 4.6221
253103-Packaged terminal HP Early Retirement | 0.21449 | 0.0027297 | 0.15553 | 393.411 | 5901.165 | 0 | 0 | 0.11327 | 0 | 0.11327 | 0 | 0.1525 | 0 | 0.1525 | 0 | 2.3926 | 4.6221 | 2.3926 | 4.6221
253103-Packaged terminal HP Early Retirement | 0.21449 | 0.0027297 | 0.15553 | 393.411 | 5901.165 | 0 | 0 | 0.11327 | 0 | 0.11327 | 0 | 0.1525 | 0 | 0.1525 | 0 | 2.3926 | 4.6221 | 2.3926 | 4.6221
253103-Packaged terminal HP Early Retirement | 0.21449 | 0.0027297 | 0.15553 | 393.411 | 5901.165 | 0 | 0 | 0.11327 | 0 | 0.11327 | 0 | 0.1525 | 0 | 0.1525 | 0 | 2.3926 | 4.6221 | 2.3926 | 4.6221
253103-Packaged terminal HP Early Retirement | 0.21449 | 0.0027297 | 0.15553 | 393.411 | 5901.165 | 0 | 0 | 0.11327 | 0 | 0.11327 | 0 | 0.1525 | 0 | 0.1525 | 0 | 2.3926 | 4.6221 | 2.3926 | 4.6221
253103-Packaged terminal HP Early Retirement | 0.21449 | 0.0027297 | 0.15553 | 393.411 | 5901.165 | 0 | 0 | 0.11327 | 0 | 0.11327 | 0 | 0.1525 | 0 | 0.1525 | 0 | 2.3926 | 4.6221 | 2.3926 | 4.6221
253103-Packaged terminal HP Early Retirement | 0.21449 | 0.0027297 | 0.15553 | 393.411 | 5901.165 | 0 | 0 | 0.11327 | 0 | 0.11327 | 0 | 0.1525 | 0 | 0.1525 | 0 | 2.3926 | 4.6221 | 2.3926 | 4.6221
253103-Packaged terminal HP Early Retirement | 0.21449 | 0.0027297 | 0.15553 | 393.411 | 5901.165 | 0 | 0 | 0.11327 | 0 | 0.11327 | 0 | 0.1525 | 0 | 0.1525 | 0 | 2.3926 | 4.6221 | 2.3926 | 4.6221
253103-Packaged terminal HP Early Retirement | 0.21449 | 0.0027297 | 0.15553 | 393.411 | 5901.165 | 0 | 0 | 0.11327 | 0 | 0.11327 | 0 | 0.1525 | 0 | 0.1525 | 0 | 2.3926 | 4.6221 | 2.3926 | 4.6221
253103-Packaged terminal HP Early Retirement | 0.21449 | 0.0027297 | 0.15553 | 393.411 | 5901.165 | 0 | 0 | 0.11327 | 0 | 0.11327 | 0 | 0.1525 | 0 | 0.1525 | 0 | 2.3926 | 4.6221 | 2.3926 | 4.6221
253103-Packaged terminal HP Early Retirement | 0.21449 | 0.0027297 | 0.15553 | 393.411 | 5901.165 | 0 | 0 | 0.11327 | 0 | 0.11327 | 0 | 0.1525 | 0 | 0.1525 | 0 | 2.3926 | 4.6221 | 2.3926 | 4.6221
253103-Packaged terminal HP Early Retirement | 0.21449 | 0.0027297 | 0.15553 | 393.411 | 5901.165 | 0 | 0 | 0.11327 | 0 | 0.11327 | 0 | 0.1525 | 0 | 0.1525 | 0 | 2.3926 | 4.6221 | 2.3926 | 4.6221
253103-Packaged terminal HP Early Retirement | 0.21449 | 0.0027297 | 0.15553 | 393.411 | 5901.165 | 0 | 0 | 0.11327 | 0 | 0.11327 | 0 | 0.1525 | 0 | 0.1525 | 0 | 2.3926 | 4.6221 | 2.3926 | 4.6221
253103-Packaged terminal HP Early Retirement | 0.21449 | 0.0027297 | 0.15553 | 393.411 | 5901.165 | 0 | 0 | 0.11327 | 0 | 0.11327 | 0 | 0.1525 | 0 | 0.1525 | 0 | 2.3926 | 4.6221 | 2.3926 | 4.6221
253103-Packaged terminal HP Early Retirement | 0.21449 | 0.0027297 | 0.15553 | 393.411 | 5901.165 | 0 | 0 | 0.11327 | 0 | 0.11327 | 0 | 0.1525 | 0 | 0.1525 | 0 | 2.3926 | 4.6221 | 2.3926 | 4.6221
253103-Packaged terminal HP Early Retirement | 0.21449 | 0.0027297 | 0.15553 | 393.411 | 5901.165 | 0 | 0 | 0.11327 | 0 | 0.11327 | 0 | 0.1525 | 0 | 0.1525 | 0 | 2.3926 | 4.6221 | 2.3926 | 4.6221
253103-Packaged terminal HP Early Retirement | 0.21449 | 0.0027297 | 0.15553 | 393.411 | 5901.165 | 0 | 0 | 0.11327 | 0 | 0.11327 | 0 | 0.1525 | 0 | 0.1525 | 0 | 2.3926 | 4.6221 | 2.3926 | 4.6221
253103-Packaged terminal HP Early Retirement | 0.21449 | 0.0027297 | 0.15553 | 393.411 | 5901.165 | 0 | 0 | 0.11327 | 0 | 0.11327 | 0 | 0.1525 | 0 | 0.1525 | 0 | 2.3926 | 4.6221 | 2.3926 | 4.6221
253103-Packaged terminal HP Early Retirement | 0.21449 | 0.0027297 | 0.15553 | 393.411 | 5901.165 | 0 | 0 | 0.11327 | 0 | 0.11327 | 0 | 0.1525 | 0 | 0.1525 | 0 | 2.3926 | 4.6221 | 2.3926 | 4.6221
253103-Packaged terminal HP Early Retirement | 0.21449 | 0.0027297 | 0.15553 | 393.411 | 5901.165 | 0 | 0 | 0.11327 | 0 | 0.11327 | 0 | 0.1525 | 0 | 0.1525 | 0 | 2.3926 | 4.6221 | 2.3926 | 4.6221
253103-Packaged terminal HP Early Retirement | 0.21449 | 0.0027297 | 0.15553 | 393.411 | 5901.165 | 0 | 0 | 0.11327 | 0 | 0.11327 | 0 | 0.1525 | 0 | 0.1525 | 0 | 2.3926 | 4.6221 | 2.3926 | 4.6221
253103-Packaged terminal HP Early Retirement | 0.21449 | 0.0027297 | 0.15553 | 393.411 | 5901.165 | 0 | 0 | 0.11327 | 0 | 0.11327 | 0 | 0.1525 | 0 | 0.1525 | 0 | 2.3926 | 4.6221 | 2.3926 | 4.6221
253103-Packaged terminal HP Early Retirement | 0.21449 | 0.0027297 | 0.15553 | 393.411 | 5901.165 | 0 | 0 | 0.11327 | 0 | 0.11327 | 0 | 0.1525 | 0 | 0.1525 | 0 | 2.3926 | 4.6221 | 2.3926 | 4.6221
253103-Packaged terminal HP Early Retirement | 0.21449 | 0.0027297 | 0.15553 | 393.411 | 5901.165 | 0 | 0 | 0.11327 | 0 | 0.11327 | 0 | 0.1525 | 0 | 0.1525 | 0 | 2.3926 | 4.6221 | 2.3926 | 4.6221
253103-Packaged terminal HP Early Retirement | 0.21449 | 0.0027297 | 0.15553 | 393.411 | 5901.165 | 0 | 0 | 0.11327 | 0 | 0.11327 | 0 | 0.1525 | 0 | 0.1525 | 0 | 2.3926 | 4.6221 | 2.3926 | 4.6221
253103-Packaged terminal HP Early Retirement | 0.21449 | 0.0027297 | 0.15553 | 393.411 | 5901.165 | 0 | 0 | 0.11327 | 0 | 0.11327 | 0 | 0.1525 | 0 | 0.1525 | 0 | 2.3926 | 4.6221 | 2.3926 | 4.6221
253103-Packaged terminal HP Early Retirement | 0.21449 | 0.0027297 | 0.15553 | 393.411 | 5901.165 | 0 | 0 | 0.11327 | 0 | 0.11327 | 0 | 0.1525 | 0 | 0.1525 | 0 | 2.3926 | 4.6221 | 2.3926 | 4.6221
253103-Packaged terminal HP Early Retirement | 0.21449 | 0.0027297 | 0.15553 | 393.411 | 5901.165 | 0 | 0 | 0.11327 | 0 | 0.11327 | 0 | 0.1525 | 0 | 0.1525 | 0 | 2.3926 | 4.6221 | 2.3926 | 4.6221
253103-Packaged terminal HP Early Retirement | 0.21449 | 0.0027297 | 0.15553 | 393.411 | 5901.165 | 0 | 0 | 0.11327 | 0 | 0.11327 | 0 | 0.1525 | 0 | 0.1525 | 0 | 2.3926 | 4.6221 | 2.3926 | 4.6221
253103-Packaged terminal HP Early Retirement | 0.21449 | 0.0027297 | 0.15553 | 393.411 | 5901.165 | 0 | 0 | 0.11327 | 0 | 0.11327 | 0 | 0.1525 | 0 | 0.1525 | 0 | 2.3926 | 4.6221 | 2.3926 | 4.6221
253103-Packaged terminal HP Early Retirement | 0.21449 | 0.0027297 | 0.15553 | 393.411 | 5901.165 | 0 | 0 | 0.11327 | 0 | 0.11327 | 0 | 0.1525 | 0 | 0.1525 | 0 | 2.3926 | 4.6221 | 2.3926 | 4.6221
253103-Packaged terminal HP Early Retirement | 0.21449 | 0.0027297 | 0.15553 | 393.411 | 5901.165 | 0 | 0 | 0.11327 | 0 | 0.11327 | 0 | 0.1525 | 0 | 0.1525 | 0 | 2.3926 | 4.6221 | 2.3926 | 4.6221
253103-Packaged terminal HP Early Retirement | 0.21449 | 0.0027297 | 0.15553 | 393.411 | 5901.165 | 0 | 0 | 0.11327 | 0 | 0.11327 | 0 | 0.1525 | 0 | 0.1525 | 0 | 2.3926 | 4.6221 | 2.3926 | 4.6221
253103-Packaged terminal HP Early Retirement | 0.21449 | 0.0027297 | 0.15553 | 393.411 | 5901.165 | 0 | 0 | 0.11327 | 0 | 0.11327 | 0 | 0.1525 | 0 | 0.1525 | 0 | 2.3926 | 4.6221 | 2.3926 | 4.6221
253103-Packaged terminal HP Early Retirement | 0.21449 | 0.0027297 | 0.15553 | 393.411 | 5901.165 | 0 | 0 | 0.11327 | 0 | 0.11327 | 0 | 0.1525 | 0 | 0.1525 | 0 | 2.3926 | 4.6221 | 2.3926 | 4.6221
253103-Packaged terminal HP Early Retirement | 0.21449 | 0.0027297 | 0.15553 | 393.411 | 5901.165 | 0 | 0 | 0.11327 | 0 | 0.11327 | 0 | 0.1525 | 0 | 0.1525 | 0 | 2.3926 | 4.6221 | 2.3926 | 4.6221
253103-Packaged terminal HP Early Retirement | 0.21449 | 0.0027297 | 0.15553 | 393.411 | 5901.165 | 0 | 0 | 0.11327 | 0 | 0.11327 | 0 | 0.1525 | 0 | 0.1525 | 0 | 2.3926 | 4.6221 | 2.3926 | 4.6221
253103-Packaged terminal HP Early Retirement | 0.21449 | 0.0027297 | 0.15553 | 393.411 | 5901.165 | 0 | 0 | 0.11327 | 0 | 0.11327 | 0 | 0.1525 | 0 | 0.1525 | 0 | 2.3926 | 4.6221 | 2.3926 | 4.6221
253103-Packaged terminal HP Early Retirement | 0.21449 | 0.0027297 | 0.15553 | 393.411 | 5901.165 | 0 | 0 | 0.11327 | 0 | 0.11327 | 0 | 0.1525 | 0 | 0.1525 | 0 | 2.3926 | 4.6221 | 2.3926 | 4.6221
253103-Packaged terminal HP Early Retirement | 0.21449 | 0.0027297 | 0.15553 | 393.411 | 5901.165 | 0 | 0 | 0.11327 | 0 | 0.11327 | 0 | 0.1525 | 0 | 0.1525 | 0 | 2.3926 | 4.6221 | 2.3926 | 4.6221
253103-Packaged terminal HP Early Retirement | 0.21449 | 0.0027297 | 0.15553 | 393.411 | 5901.165 | 0 | 0 | 0.11327 | 0 | 0.11327 | 0 | 0.1525 | 0 | 0.1525 | 0 | 2.3926 | 4.6221 | 2.3926 | 4.6221
253103-Packaged terminal HP Early Retirement | 0.21449 | 0.0027297 | 0.15553 | 393.411 | 5901.165 | 0 | 0 | 0.11327 | 0 | 0.11327 | 0 | 0.1525 | 0 | 0.1525 | 0 | 2.3926 | 4.6221 | 2.3926 | 4.6221
253103-Packaged terminal HP Early Retirement | 0.21449 | 0.0027297 | 0.15553 | 393.411 | 5901.165 | 0 | 0 | 0.11327 | 0 | 0.11327 | 0 | 0.1525 | 0 | 0.1525 | 0 | 2.3926 | 4.6221 | 2.3926 | 4.6221
253103-Packaged terminal HP Early Retirement | 0.21449 | 0.0027297 | 0.15553 | 393.411 | 5901.165 | 0 | 0 | 0.11327 | 0 | 0.11327 | 0 | 0.1525 | 0 | 0.1525 | 0 | 2.3926 | 4.6221 | 2.3926 | 4.6221
253103-Packaged terminal HP Early Retirement | 0.21449 | 0.0027297 | 0.15553 | 393.411 | 5901.165 | 0 | 0 | 0.11327 | 0 | 0.11327 | 0 | 0.1525 | 0 | 0.1525 | 0 | 2.3926 | 4.6221 | 2.3926 | 4.6221
253103-Packaged terminal HP Early Retirement | 0.21449 | 0.0027297 | 0.15553 | 393.411 | 5901.165 | 0 | 0 | 0.11327 | 0 | 0.11327 | 0 | 0.1525 | 0 | 0.1525 | 0 | 2.3926 | 4.6221 | 2.3926 | 4.6221
253103-Packaged terminal HP Early Retirement | 0.21449 | 0.0027297 | 0.15553 | 393.411 | 5901.165 | 0 | 0 | 0.11327 | 0 | 0.11327 | 0 | 0.1525 | 0 | 0.1525 | 0 | 2.3926 | 4.6221 | 2.3926 | 4.6221
253103-Packaged terminal HP Early Retirement | 0.21449 | 0.0027297 | 0.15553 | 393.411 | 5901.165 | 0 | 0 | 0.11327 | 0 | 0.11327 | 0 | 0.1525 | 0 | 0.1525 | 0 | 2.3926 | 4.6221 | 2.3926 | 4.6221
253103-Packaged terminal HP Early Retirement | 0.21449 | 0.0027297 | 0.15553 | 393.411 | 5901.165 | 0 | 0 | 0.11327 | 0 | 0.11327 | 0 | 0.1525 | 0 | 0.1525 | 0 | 2.3926 | 4.6221 | 2.3926 | 4.6221
253103-Packaged terminal HP Early Retirement | 0.21449 | 0.0027297 | 0.15553 | 393.411 | 5901.165 | 0 | 0 | 0.11327 | 0 | 0.11327 | 0 | 0.1525 | 0 | 0.1525 | 0 | 2.3926 | 4.6221 | 2.3926 | 4.6221
253103-Packaged terminal HP Early Retirement | 0.21449 | 0.0027297 | 0.15553 | 393.411 | 5901.165 | 0 | 0 | 0.11327 | 0 | 0.11327 | 0 | 0.1525 | 0 | 0.1525 | 0 | 2.3926 | 4.6221 | 2.3926 | 4.6221
253103-Packaged terminal HP Early Retirement | 0.21449 | 0.0027297 | 0.15553 | 393.411 | 5901.165 | 0 | 0 | 0.11327 | 0 | 0.11327 | 0 | 0.1525 | 0 | 0.1525 | 0 | 2.3926 | 4.6221 | 2.3926 | 4.6221
253103-Packaged terminal HP Early Retirement | 0.21449 | 0.0027297 | 0.15553 | 393.411 | 5901.165 | 0 | 0 | 0.11327 | 0 | 0.11327 | 0 | 0.1525 | 0 | 0.1525 | 0 | 2.3926 | 4.6221 | 2.3926 | 4.6221
253103-Packaged terminal HP Early Retirement | 0.21449 | 0.0027297 | 0.15553 | 393.411 | 5901.165 | 0 | 0 | 0.11327 | 0 | 0.11327 | 0 | 0.1525 | 0 | 0.1525 | 0 | 2.3926 | 4.6221 | 2.3926 | 4.6221
253103-Packaged terminal HP Early Retirement | 0.21449 | 0.0027297 | 0.15553 | 393.411 | 5901.165 | 0 | 0 | 0.11327 | 0 | 0.11327 | 0 | 0.1525 | 0 | 0.1525 | 0 | 2.3926 | 4.6221 | 2.3926 | 4.6221
253103-Packaged terminal HP Early Retirement | 0.21449 | 0.0027297 | 0.15553 | 393.411 | 5901.165 | 0 | 0 | 0.11327 | 0 | 0.11327 | 0 | 0.1525 | 0 | 0.1525 | 0 | 2.3926 | 4.6221 | 2.3926 | 4.6221
253103-Packaged terminal HP Early Retirement | 0.21449 | 0.0027297 | 0.15553 | 393.411 | 5901.165 | 0 | 0 | 0.11327 | 0 | 0.11327 | 0 | 0.1525 | 0 | 0.1525 | 0 | 2.3926 | 4.6221 | 2.3926 | 4.6221
253103-Packaged terminal HP Early Retirement | 0.21449 | 0.0027297 | 0.15553 | 393.411 | 5901.165 | 0 | 0 | 0.11327 | 0 | 0.11327 | 0 | 0.1525 | 0 | 0.1525 | 0 | 2.3926 | 4.6221 | 2.3926 | 4.6221
253103-Packaged terminal HP Early Retirement | 0.21449 | 0.0027297 | 0.15553 | 393.411 | 5901.165 | 0 | 0 | 0.11327 | 0 | 0.11327 | 0 | 0.1525 | 0 | 0.1525 | 0 | 2.3926 | 4.6221 | 2.3926 | 4.6221
253103-Packaged terminal HP Early Retirement | 0.21449 | 0.0027297 | 0.15553 | 393.411 | 5901.165 | 0 | 0 | 0.11327 | 0 | 0.11327 | 0 | 0.1525 | 0 | 0.1525 | 0 | 2.3926 | 4.6221 | 2.3926 | 4.6221
253103-Packaged terminal HP Early Retirement | 0.21449 | 0.0027297 | 0.15553 | 393.411 | 5901.165 | 0 | 0 | 0.11327 | 0 | 0.11327 | 0 | 0.1525 | 0 | 0.1525 | 0 | 2.3926 | 4.6221 | 2.3926 | 4.6221
253103-Packaged terminal HP Early Retirement | 0.21449 | 0.0027297 | 0.15553 | 393.411 | 5901.165 | 0 | 0 | 0.11327 | 0 | 0.11327 | 0 | 0.1525 | 0 | 0.1525 | 0 | 2.3926 | 4.6221 | 2.3926 | 4.6221
253103-Packaged terminal HP Early Retirement | 0.21449 | 0.0027297 | 0.15553 | 393.411 | 5901.165 | 0 | 0 | 0.11327 | 0 | 0.11327 | 0 | 0.1525 | 0 | 0.1525 | 0 | 2.3926 | 4.6221 | 2.3926 | 4.6221
253103-Packaged terminal HP Early Retirement | 0.21449 | 0.0027297 | 0.15553 | 393.411 | 5901.165 | 0 | 0 | 0.11327 | 0 | 0.11327 | 0 | 0.1525 | 0 | 0.1525 | 0 | 2.3926 | 4.6221 | 2.3926 | 4.6221
253103-Packaged terminal HP Early Retirement | 0.21449 | 0.0027297 | 0.15553 | 393.411 | 5901.165 | 0 | 0 | 0.11327 | 0 | 0.11327 | 0 | 0.1525 | 0 | 0.1525 | 0 | 2.3926 | 4.6221 | 2.3926 | 4.6221
253103-Packaged terminal HP Early Retirement | 0.21449 | 0.0027297 | 0.15553 | 393.411 | 5901.165 | 0 | 0 | 0.11327 | 0 | 0.11327 | 0 | 0.1525 | 0 | 0.1525 | 0 | 2.3926 | 4.6221 | 2.3926 | 4.6221
253103-Packaged terminal HP Early Retirement | 0.21449 | 0.0027297 | 0.15553 | 393.411 | 5901.165 | 0 | 0 | 0.11327 | 0 | 0.11327 | 0 | 0.1525 | 0 | 0.1525 | 0 | 2.3926 | 4.6221 | 2.3926 | 4.6221
253103-Packaged terminal HP Early Retirement | 0.21449 | 0.0027297 | 0.15553 | 393.411 | 5901.165 | 0 | 0 | 0.11327 | 0 | 0.11327 | 0 | 0.1525 | 0 | 0.1525 | 0 | 2.3926 | 4.6221 | 2.3926 | 4.6221
253103-Packaged terminal HP Early Retirement | 0.21449 | 0.0027297 | 0.15553 | 393.411 | 5901.165 | 0 | 0 | 0.11327 | 0 | 0.11327 | 0 | 0.1525 | 0 | 0.1525 | 0 | 2.3926 | 4.6221 | 2.3926 | 4.6221
253103-Packaged terminal HP Early Retirement | 0.21449 | 0.0027297 | 0.15553 | 393.411 | 5901.165 | 0 | 0 | 0.11327 | 0 | 0.11327 | 0 | 0.1525 | 0 | 0.1525 | 0 | 2.3926 | 4.6221 | 2.3926 | 4.6221
253103-Packaged terminal HP Early Retirement | 0.21449 | 0.0027297 | 0.15553 | 393.411 | 5901.165 | 0 | 0 | 0.11327 | 0 | 0.11327 | 0 | 0.1525 | 0 | 0.1525 | 0 | 2.3926 | 4.6221 | 2.3926 | 4.6221
253103-Packaged terminal HP Early Retirement | 0.21449 | 0.0027297 | 0.15553 | 393.411 | 5901.165 | 0 | 0 | 0.11327 | 0 | 0.11327 | 0 | 0.1525 | 0 | 0.1525 | 0 | 2.3926 | 4.6221 | 2.3926 | 4.6221
253103-Packaged terminal HP Early Retirement | 0.21449 | 0.0027297 | 0.15553 | 393.411 | 5901.165 | 0 | 0 | 0.11327 | 0 | 0.11327 | 0 | 0.1525 | 0 | 0.1525 | 0 | 2.3926 | 4.6221 | 2.3926 | 4.6221
253103-Packaged terminal HP Early Retirement | 0.21449 | 0.0027297 | 0.15553 | 393.411 | 5901.165 | 0 | 0 | 0.11327 | 0 | 0.11327 | 0 | 0.1525 | 0 | 0.1525 | 0 | 2.3926 | 4.6221 | 2.3926 | 4.6221
253103-Packaged terminal HP Early Retirement | 0.21449 | 0.0027297 | 0.15553 | 393.411 | 5901.165 | 0 | 0 | 0.11327 | 0 | 0.11327 | 0 | 0.1525 | 0 | 0.1525 | 0 | 2.3926 | 4.6221 | 2.3926 | 4.6221
253103-Packaged terminal HP Early Retirement | 0.21449 | 0.0027297 | 0.15553 | 393.411 | 5901.165 | 0 | 0 | 0.11327 | 0 | 0.11327 | 0 | 0.1525 | 0 | 0.1525 | 0 | 2.3926 | 4.6221 | 2.3926 | 4.6221
253103-Packaged terminal HP Early Retirement | 0.21449 | 0.0027297 | 0.15553 | 393.411 | 5901.165 | 0 | 0 | 0.11327 | 0 | 0.11327 | 0 | 0.1525 | 0 | 0.1525 | 0 | 2.3926 | 4.6221 | 2.3926 | 4.6221
253103-Packaged terminal HP Early Retirement | 0.21449 | 0.0027297 | 0.15553 | 393.411 | 5901.165 | 0 | 0 | 0.11327 | 0 | 0.11327 | 0 | 0.1525 | 0 | 0.1525 | 0 | 2.3926 | 4.6221 | 2.3926 | 4.6221
253103-Packaged terminal HP Early Retirement | 0.21449 | 0.0027297 | 0.15553 | 393.411 | 5901.165 | 0 | 0 | 0.11327 | 0 | 0.11327 | 0 | 0.1525 | 0 | 0.1525 | 0 | 2.3926 | 4.6221 | 2.3926 | 4.6221
253103-Packaged terminal HP Early Retirement | 0.21449 | 0.0027297 | 0.15553 | 393.411 | 5901.165 | 0 | 0 | 0.11327 | 0 | 0.11327 | 0 | 0.1525 | 0 | 0.1525 | 0 | 2.3926 | 4.6221 | 2.3926 | 4.6221
253103-Packaged terminal HP Early Retirement | 0.21449 | 0.0027297 | 0.15553 | 393.411 | 5901.165 | 0 | 0 | 0.11327 | 0 | 0.11327 | 0 | 0.1525 | 0 | 0.1525 | 0 | 2.3926 | 4.6221 | 2.3926 | 4.6221
253103-Packaged terminal HP Early Retirement | 0.21449 | 0.0027297 | 0.15553 | 393.411 | 5901.165 | 0 | 0 | 0.11327 | 0 | 0.11327 | 0 | 0.1525 | 0 | 0.1525 | 0 | 2.3926 | 4.6221 | 2.3926 | 4.6221
253103-Packaged terminal HP Early Retirement | 0.21449 | 0.0027297 | 0.15553 | 393.411 | 5901.165 | 0 | 0 | 0.11327 | 0 | 0.11327 | 0 | 0.1525 | 0 | 0.1525 | 0 | 2.3926 | 4.6221 | 2.3926 | 4.6221
253103-Packaged terminal HP Early Retirement | 0.21449 | 0.0027297 | 0.15553 | 393.411 | 5901.165 | 0 | 0 | 0.11327 | 0 | 0.11327 | 0 | 0.1525 | 0 | 0.1525 | 0 | 2.3926 | 4.6221 | 2.3926 | 4.6221
253103-Packaged terminal HP Early Retirement | 0.21449 | 0.0027297 | 0.15553 | 393.411 | 5901.165 | 0 | 0 | 0.11327 | 0 | 0.11327 | 0 | 0.1525 | 0 | 0.1525 | 0 | 2.3926 | 4.6221 | 2.3926 | 4.6221
253103-Packaged terminal HP Early Retirement | 0.21449 | 0.0027297 | 0.15553 | 393.411 | 5901.165 | 0 | 0 | 0.11327 | 0 | 0.11327 | 0 | 0.1525 | 0 | 0.1525 | 0 | 2.3926 | 4.6221 | 2.3926 | 4.6221
253103-Packaged terminal HP Early Retirement | 0.21449 | 0.0027297 | 0.15553 | 393.411 | 5901.165 | 0 | 0 | 0.11327 | 0 | 0.11327 | 0 | 0.1525 | 0 | 0.1525 | 0 | 2.3926 | 4.6221 | 2.3926 | 4.6221
253103-Packaged terminal HP Early Retirement | 0.21449 | 0.0027297 | 0.15553 | 393.411 | 5901.165 | 0 | 0 | 0.11327 | 0 | 0.11327 | 0 | 0.1525 | 0 | 0.1525 | 0 | 2.3926 | 4.6221 | 2.3926 | 4.6221
253103-Packaged terminal HP Early Retirement | 0.21449 | 0.0027297 | 0.15553 | 393.411 | 5901.165 | 0 | 0 | 0.11327 | 0 | 0.11327 | 0 | 0.1525 | 0 | 0.1525 | 0 | 2.3926 | 4.6221 | 2.3926 | 4.6221
253103-Packaged terminal HP Early Retirement | 0.21449 | 0.0027297 | 0.15553 | 393.411 | 5901.165 | 0 | 0 | 0.11327 | 0 | 0.11327 | 0 | 0.1525 | 0 | 0.1525 | 0 | 2.3926 | 4.6221 | 2.3926 | 4.6221
253103-Packaged terminal HP Early Retirement | 0.21449 | 0.0027297 | 0.15553 | 393.411 | 5901.165 | 0 | 0 | 0.11327 | 0 | 0.11327 | 0 | 0.1525 | 0 | 0.1525 | 0 | 2.3926 | 4.6221 | 2.3926 | 4.6221
253103-Packaged terminal HP Early Retirement | 0.21449 | 0.0027297 | 0.15553 | 393.411 | 5901.165 | 0 | 0 | 0.11327 | 0 | 0.11327 | 0 | 0.1525 | 0 | 0.1525 | 0 | 2.3926 | 4.6221 | 2.3926 | 4.6221
253103-Packaged terminal HP Early Retirement | 0.21449 | 0.0027297 | 0.15553 | 393.411 | 5901.165 | 0 | 0 | 0.11327 | 0 | 0.11327 | 0 | 0.1525 | 0 | 0.1525 | 0 | 2.3926 | 4.6221 | 2.3926 | 4.6221
253103-Packaged terminal HP Early Retirement | 0.21449 | 0.0027297 | 0.15553 | 393.411 | 5901.165 | 0 | 0 | 0.11327 | 0 | 0.11327 | 0 | 0.1525 | 0 | 0.1525 | 0 | 2.3926 | 4.6221 | 2.3926 | 4.6221
253103-Packaged terminal HP Early Retirement | 0.21449 | 0.0027297 | 0.15553 | 393.411 | 5901.165 | 0 | 0 | 0.11327 | 0 | 0.11327 | 0 | 0.1525 | 0 | 0.1525 | 0 | 2.3926 | 4.6221 | 2.3926 | 4.6221
253103-Packaged terminal HP Early Retirement | 0.21449 | 0.0027297 | 0.15553 | 393.411 | 5901.165 | 0 | 0 | 0.11327 | 0 | 0.11327 | 0 | 0.1525 | 0 | 0.1525 | 0 | 2.3926 | 4.6221 | 2.3926 | 4.6221
253103-Packaged terminal HP Early Retirement | 0.21449 | 0.0027297 | 0.15553 | 393.411 | 5901.165 | 0 | 0 | 0.11327 | 0 | 0.11327 | 0 | 0.1525 | 0 | 0.1525 | 0 | 2.3926 | 4.6221 | 2.3926 | 4.6221
253103-Packaged terminal HP Early Retirement | 0.21449 | 0.0027297 | 0.15553 | 393.411 | 5901.165 | 0 | 0 | 0.11327 | 0 | 0.11327 | 0 | 0.1525 | 0 | 0.1525 | 0 | 2.3926 | 4.6221 | 2.3926 | 4.6221
253103-Packaged terminal HP Early Retirement | 0.21449 | 0.0027297 | 0.15553 | 393.411 | 5901.165 | 0 | 0 | 0.11327 | 0 | 0.11327 | 0 | 0.1525 | 0 | 0.1525 | 0 | 2.3926 | 4.6221 | 2.3926 | 4.6221
253103-Packaged terminal HP Early Retirement | 0.21449 | 0.0027297 | 0.15553 | 393.411 | 5901.165 | 0 | 0 | 0.11327 | 0 | 0.11327 | 0 | 0.1525 | 0 | 0.1525 | 0 | 2.3926 | 4.6221 | 2.3926 | 4.6221
253103-Packaged terminal HP Early Retirement | 0.21449 | 0.0027297 | 0.15553 | 393.411 | 5901.165 | 0 | 0 | 0.11327 | 0 | 0.11327 | 0 | 0.1525 | 0 | 0.1525 | 0 | 2.3926 | 4.6221 | 2.3926 | 4.6221
253103-Packaged terminal HP Early Retirement | 0.21449 | 0.0027297 | 0.15553 | 393.411 | 5901.165 | 0 | 0 | 0.11327 | 0 | 0.11327 | 0 | 0.1525 | 0 | 0.1525 | 0 | 2.3926 | 4.6221 | 2.3926 | 4.6221
253103-Packaged terminal HP Early Retirement | 0.21449 | 0.0027297 | 0.15553 | 393.411 | 5901.165 | 0 | 0 | 0.11327 | 0 | 0.11327 | 0 | 0.1525 | 0 | 0.1525 | 0 | 2.3926 | 4.6221 | 2.3926 | 4.6221
253103-Packaged terminal HP Early Retirement | 0.21449 | 0.0027297 | 0.15553 | 393.411 | 5901.165 | 0 | 0 | 0.11327 | 0 | 0.11327 | 0 | 0.1525 | 0 | 0.1525 | 0 | 2.3926 | 4.6221 | 2.3926 | 4.6221
253103-Packaged terminal HP Early Retirement | 0.21449 | 0.0027297 | 0.15553 | 393.411 | 5901.165 | 0 | 0 | 0.11327 | 0 | 0.11327 | 0 | 0.1525 | 0 | 0.1525 | 0 | 2.3926 | 4.6221 | 2.3926 | 4.6221
253103-Packaged terminal HP Early Retirement | 0.21449 | 0.0027297 | 0.15553 | 393.411 | 5901.165 | 0 | 0 | 0.11327 | 0 | 0.11327 | 0 | 0.1525 | 0 | 0.1525 | 0 | 2.3926 | 4.6221 | 2.3926 | 4.6221
253103-Packaged terminal HP Early Retirement | 0.21449 | 0.0027297 | 0.15553 | 393.411 | 5901.165 | 0 | 0 | 0.11327 | 0 | 0.11327 | 0 | 0.1525 | 0 | 0.1525 | 0 | 2.3926 | 4.6221 | 2.3926 | 4.6221
253103-Packaged terminal HP Early Retirement | 0.21449 | 0.0027297 | 0.15553 | 393.411 | 5901.165 | 0 | 0 | 0.11327 | 0 | 0.11327 | 0 | 0.1525 | 0 | 0.1525 | 0 | 2.3926 | 4.6221 | 2.3926 | 4.6221
253103-Packaged terminal HP Early Retirement | 0.21449 | 0.0027297 | 0.15553 | 393.411 | 5901.165 | 0 | 0 | 0.11327 | 0 | 0.11327 | 0 | 0.1525 | 0 | 0.1525 | 0 | 2.3926 | 4.6221 | 2.3926 | 4.6221
253103-Packaged terminal HP Early Retirement | 0.21449 | 0.0027297 | 0.15553 | 393.411 | 5901.165 | 0 | 0 | 0.11327 | 0 | 0.11327 | 0 | 0.1525 | 0 | 0.1525 | 0 | 2.3926 | 4.6221 | 2.3926 | 4.6221
253103-Packaged terminal HP Early Retirement | 0.21449 | 0.0027297 | 0.15553 | 393.411 | 5901.165 | 0 | 0 | 0.11327 | 0 | 0.11327 | 0 | 0.1525 | 0 | 0.1525 | 0 | 2.3926 | 4.6221 | 2.3926 | 4.6221
253103-Packaged terminal HP Early Retirement | 0.21449 | 0.0027297 | 0.15553 | 393.411 | 5901.165 | 0 | 0 | 0.11327 | 0 | 0.11327 | 0 | 0.1525 | 0 | 0.1525 | 0 | 2.3926 | 4.6221 | 2.3926 | 4.6221
253103-Packaged terminal HP Early Retirement | 0.21449 | 0.0027297 | 0.15553 | 393.411 | 5901.165 | 0 | 0 | 0.11327 | 0 | 0.11327 | 0 | 0.1525 | 0 | 0.1525 | 0 | 2.3926 | 4.6221 | 2.3926 | 4.6221
253103-Packaged terminal HP Early Retirement | 0.21449 | 0.0027297 | 0.15553 | 393.411 | 5901.165 | 0 | 0 | 0.11327 | 0 | 0.11327 | 0 | 0.1525 | 0 | 0.1525 | 0 | 2.3926 | 4.6221 | 2.3926 | 4.6221
253103-Packaged terminal HP Early Retirement | 0.21449 | 0.0027297 | 0.15553 | 393.411 | 5901.165 | 0 | 0 | 0.11327 | 0 | 0.11327 | 0 | 0.1525 | 0 | 0.1525 | 0 | 2.3926 | 4.6221 | 2.3926 | 4.6221
253103-Packaged terminal HP Early Retirement | 0.21449 | 0.0027297 | 0.15553 | 393.411 | 5901.165 | 0 | 0 | 0.11327 | 0 | 0.11327 | 0 | 0.1525 | 0 | 0.1525 | 0 | 2.3926 | 4.6221 | 2.3926 | 4.6221
253103-Packaged terminal HP Early Retirement | 0.21449 | 0.0027297 | 0.15553 | 393.411 | 5901.165 | 0 | 0 | 0.11327 | 0 | 0.11327 | 0 | 0.1525 | 0 | 0.1525 | 0 | 2.3926 | 4.6221 | 2.3926 | 4.6221
253103-Packaged terminal HP Early Retirement | 0.21449 | 0.0027297 | 0.15553 | 393.411 | 5901.165 | 0 | 0 | 0.11327 | 0 | 0.11327 | 0 | 0.1525 | 0 | 0.1525 | 0 | 2.3926 | 4.6221 | 2.3926 | 4.6221
253103-Packaged terminal HP Early Retirement | 0.21449 | 0.0027297 | 0.15553 | 393.411 | 5901.165 | 0 | 0 | 0.11327 | 0 | 0.11327 | 0 | 0.1525 | 0 | 0.1525 | 0 | 2.3926 | 4.6221 | 2.3926 | 4.6221
253103-Packaged terminal HP Early Retirement | 0.21449 | 0.0027297 | 0.15553 | 393.411 | 5901.165 | 0 | 0 | 0.11327 | 0 | 0.11327 | 0 | 0.1525 | 0 | 0.1525 | 0 | 2.3926 | 4.6221 | 2.3926 | 4.6221
253103-Packaged terminal HP Early Retirement | 0.21449 | 0.0027297 | 0.15553 | 393.411 | 5901.165 | 0 | 0 | 0.11327 | 0 | 0.11327 | 0 | 0.1525 | 0 | 0.1525 | 0 | 2.3926 | 4.6221 | 2.3926 | 4.6221
253103-Packaged terminal HP Early Retirement | 0.21449 | 0.0027297 | 0.15553 | 393.411 | 5901.165 | 0 | 0 | 0.11327 | 0 | 0.11327 | 0 | 0.1525 | 0 | 0.1525 | 0 | 2.3926 | 4.6221 | 2.3926 | 4.6221
253103-Packaged terminal HP Early Retirement | 0.21449 | 0.0027297 | 0.15553 | 393.411 | 5901.165 | 0 | 0 | 0.11327 | 0 | 0.11327 | 0 | 0.1525 | 0 | 0.1525 | 0 | 2.3926 | 4.6221 | 2.3926 | 4.6221
253103-Packaged terminal HP Early Retirement | 0.21449 | 0.0027297 | 0.15553 | 393.411 | 5901.165 | 0 | 0 | 0.11327 | 0 | 0.11327 | 0 | 0.1525 | 0 | 0.1525 | 0 | 2.3926 | 4.6221 | 2.3926 | 4.6221
253103-Packaged terminal HP Early Retirement | 0.21449 | 0.0027297 | 0.15553 | 393.411 | 5901.165 | 0 | 0 | 0.11327 | 0 | 0.11327 | 0 | 0.1525 | 0 | 0.1525 | 0 | 2.3926 | 4.6221 | 2.3926 | 4.6221
253103-Packaged terminal HP Early Retirement | 0.21449 | 0.0027297 | 0.15553 | 393.411 | 5901.165 | 0 | 0 | 0.11327 | 0 | 0.11327 | 0 | 0.1525 | 0 | 0.1525 | 0 | 2.3926 | 4.6221 | 2.3926 | 4.6221
253103-Packaged terminal HP Early Retirement | 0.21449 | 0.0027297 | 0.15553 | 393.411 | 5901.165 | 0 | 0 | 0.11327 | 0 | 0.11327 | 0 | 0.1525 | 0 | 0.1525 | 0 | 2.3926 | 4.6221 | 2.3926 | 4.6221
253103-Packaged terminal HP Early Retirement | 0.21449 | 0.0027297 | 0.15553 | 393.411 | 5901.165 | 0 | 0 | 0.11327 | 0 | 0.11327 | 0 | 0.1525 | 0 | 0.1525 | 0 | 2.3926 | 4.6221 | 2.3926 | 4.6221
253103-Packaged terminal HP Early Retirement | 0.21449 | 0.0027297 | 0.15553 | 393.411 | 5901.165 | 0 | 0 | 0.11327 | 0 | 0.11327 | 0 | 0.1525 | 0 | 0.1525 | 0 | 2.3926 | 4.6221 | 2.3926 | 4.6221
253103-Packaged terminal HP Early Retirement | 0.21449 | 0.0027297 | 0.15553 | 393.411 | 5901.165 | 0 | 0 | 0.11327 | 0 | 0.11327 | 0 | 0.1525 | 0 | 0.1525 | 0 | 2.3926 | 4.6221 | 2.3926 | 4.6221
253103-Packaged terminal HP Early Retirement | 0.21449 | 0.0027297 | 0.15553 | 393.411 | 5901.165 | 0 | 0 | 0.11327 | 0 | 0.11327 | 0 | 0.1525 | 0 | 0.1525 | 0 | 2.3926 | 4.6221 | 2.3926 | 4.6221
253103-Packaged terminal HP Early Retirement | 0.21449 | 0.0027297 | 0.15553 | 393.411 | 5901.165 | 0 | 0 | 0.11327 | 0 | 0.11327 | 0 | 0.1525 | 0 | 0.1525 | 0 | 2.3926 | 4.6221 | 2.3926 | 4.6221
253103-Packaged terminal HP Early Retirement | 0.21449 | 0.0027297 | 0.15553 | 393.411 | 5901.165 | 0 | 0 | 0.11327 | 0 | 0.11327 | 0 | 0.1525 | 0 | 0.1525 | 0 | 2.3926 | 4.6221 | 2.3926 | 4.6221
253103-Packaged terminal HP Early Retirement | 0.21449 | 0.0027297 | 0.15553 | 393.411 | 5901.165 | 0 | 0 | 0.11327 | 0 | 0.11327 | 0 | 0.1525 | 0 | 0.1525 | 0 | 2.3926 | 4.6221 | 2.3926 | 4.6221
253103-Packaged terminal HP Early Retirement | 0.21449 | 0.0027297 | 0.15553 | 393.411 | 5901.165 | 0 | 0 | 0.11327 | 0 | 0.11327 | 0 | 0.1525 | 0 | 0.1525 | 0 | 2.3926 | 4.6221 | 2.3926 | 4.6221
253103-Packaged terminal HP Early Retirement | 0.21449 | 0.0027297 | 0.15553 | 393.411 | 5901.165 | 0 | 0 | 0.11327 | 0 | 0.11327 | 0 | 0.1525 | 0 | 0.1525 | 0 | 2.3926 | 4.6221 | 2.3926 | 4.6221
253103-Packaged terminal HP Early Retirement | 0.21449 | 0.0027297 | 0.15553 | 393.411 | 5901.165 | 0 | 0 | 0.11327 | 0 | 0.11327 | 0 | 0.1525 | 0 | 0.1525 | 0 | 2.3926 | 4.6221 | 2.3926 | 4.6221
253103-Packaged terminal HP Early Retirement | 0.21449 | 0.0027297 | 0.15553 | 393.411 | 5901.165 | 0 | 0 | 0.11327 | 0 | 0.11327 | 0 | 0.1525 | 0 | 0.1525 | 0 | 2.3926 | 4.6221 | 2.3926 | 4.6221
253103-Packaged terminal HP Early Retirement | 0.21449 | 0.0027297 | 0.15553 | 393.411 | 5901.165 | 0 | 0 | 0.11327 | 0 | 0.11327 | 0 | 0.1525 | 0 | 0.1525 | 0 | 2.3926 | 4.6221 | 2.3926 | 4.6221
253103-Packaged terminal HP Early Retirement | 0.21449 | 0.0027297 | 0.15553 | 393.411 | 5901.165 | 0 | 0 | 0.11327 | 0 | 0.11327 | 0 | 0.1525 | 0 | 0.1525 | 0 | 2.3926 | 4.6221 | 2.3926 | 4.6221
253103-Packaged terminal HP Early Retirement | 0.21449 | 0.0027297 | 0.15553 | 393.411 | 5901.165 | 0 | 0 | 0.11327 | 0 | 0.11327 | 0 | 0.1525 | 0 | 0.1525 | 0 | 2.3926 | 4.6221 | 2.3926 | 4.6221
253103-Packaged terminal HP Early Retirement | 0.21449 | 0.0027297 | 0.15553 | 393.411 | 5901.165 | 0 | 0 | 0.11327 | 0 | 0.11327 | 0 | 0.1525 | 0 | 0.1525 | 0 | 2.3926 | 4.6221 | 2.3926 | 4.6221
253103-Packaged terminal HP Early Retirement | 0.21449 | 0.0027297 | 0.15553 | 393.411 | 5901.165 | 0 | 0 | 0.11327 | 0 | 0.11327 | 0 | 0.1525 | 0 | 0.1525 | 0 | 2.3926 | 4.6221 | 2.3926 | 4.6221
253103-Packaged terminal HP Early Retirement | 0.21449 | 0.0027297 | 0.15553 | 393.411 | 5901.165 | 0 | 0 | 0.11327 | 0 | 0.11327 | 0 | 0.1525 | 0 | 0.1525 | 0 | 2.3926 | 4.6221 | 2.3926 | 4.6221
253103-Packaged terminal HP Early Retirement | 0.21449 | 0.0027297 | 0.15553 | 393.411 | 5901.165 | 0 | 0 | 0.11327 | 0 | 0.11327 | 0 | 0.1525 | 0 | 0.1525 | 0 | 2.3926 | 4.6221 | 2.3926 | 4.6221
253103-Packaged terminal HP Early Retirement | 0.21449 | 0.0027297 | 0.15553 | 393.411 | 5901.165 | 0 | 0 | 0.11327 | 0 | 0.11327 | 0 | 0.1525 | 0 | 0.1525 | 0 | 2.3926 | 4.6221 | 2.3926 | 4.6221
253103-Packaged terminal HP Early Retirement | 0.21449 | 0.0027297 | 0.15553 | 393.411 | 5901.165 | 0 | 0 | 0.11327 | 0 | 0.11327 | 0 | 0.1525 | 0 | 0.1525 | 0 | 2.3926 | 4.6221 | 2.3926 | 4.6221
253103-Packaged terminal HP Early Retirement | 0.21449 | 0.0027297 | 0.15553 | 393.411 | 5901.165 | 0 | 0 | 0.11327 | 0 | 0.11327 | 0 | 0.1525 | 0 | 0.1525 | 0 | 2.3926 | 4.6221 | 2.3926 | 4.6221
253103-Packaged terminal HP Early Retirement | 0.21449 | 0.0027297 | 0.15553 | 393.411 | 5901.165 | 0 | 0 | 0.11327 | 0 | 0.11327 | 0 | 0.1525 | 0 | 0.1525 | 0 | 2.3926 | 4.6221 | 2.3926 | 4.6221
253103-Packaged terminal HP Early Retirement | 0.21449 | 0.0027297 | 0.15553 | 393.411 | 5901.165 | 0 | 0 | 0.11327 | 0 | 0.11327 | 0 | 0.1525 | 0 | 0.1525 | 0 | 2.3926 | 4.6221 | 2.3926 | 4.6221
253103-Packaged terminal HP Early Retirement | 0.21449 | 0.0027297 | 0.15553 | 393.411 | 5901.165 | 0 | 0 | 0.11327 | 0 | 0.11327 | 0 | 0.1525 | 0 | 0.1525 | 0 | 2.3926 | 4.6221 | 2.3926 | 4.6221
253103-Packaged terminal HP Early Retirement | 0.21449 | 0.0027297 | 0.15553 | 393.411 | 5901.165 | 0 | 0 | 0.11327 | 0 | 0.11327 | 0 | 0.1525 | 0 | 0.1525 | 0 | 2.3926 | 4.6221 | 2.3926 | 4.6221
253103-Packaged terminal HP Early Retirement | 0.21449 | 0.0027297 | 0.15553 | 393.411 | 5901.165 | 0 | 0 | 0.11327 | 0 | 0.11327 | 0 | 0.1525 | 0 | 0.1525 | 0 | 2.3926 | 4.6221 | 2.3926 | 4.6221
253103-Packaged terminal HP Early Retirement | 0.21449 | 0.0027297 | 0.15553 | 393.411 | 5901.165 | 0 | 0 | 0.11327 | 0 | 0.11327 | 0 | 0.1525 | 0 | 0.1525 | 0 | 2.3926 | 4.6221 | 2.3926 | 4.6221
253103-Packaged terminal HP Early Retirement | 0.21449 | 0.0027297 | 0.15553 | 393.411 | 5901.165 | 0 | 0 | 0.11327 | 0 | 0.11327 | 0 | 0.1525 | 0 | 0.1525 | 0 | 2.3926 | 4.6221 | 2.3926 | 4.6221
253103-Packaged terminal HP Early Retirement | 0.21449 | 0.0027297 | 0.15553 | 393.411 | 5901.165 | 0 | 0 | 0.11327 | 0 | 0.11327 | 0 | 0.1525 | 0 | 0.1525 | 0 | 2.3926 | 4.6221 | 2.3926 | 4.6221
253103-Packaged terminal HP Early Retirement | 0.21449 | 0.0027297 | 0.15553 | 393.411 | 5901.165 | 0 | 0 | 0.11327 | 0 | 0.11327 | 0 | 0.1525 | 0 | 0.1525 | 0 | 2.3926 | 4.6221 | 2.3926 | 4.6221
253103-Packaged terminal HP Early Retirement | 0.21449 | 0.0027297 | 0.15553 | 393.411 | 5901.165 | 0 | 0 | 0.11327 | 0 | 0.11327 | 0 | 0.1525 | 0 | 0.1525 | 0 | 2.3926 | 4.6221 | 2.3926 | 4.6221
253103-Packaged terminal HP Early Retirement | 0.21449 | 0.0027297 | 0.15553 | 393.411 | 5901.165 | 0 | 0 | 0.11327 | 0 | 0.11327 | 0 | 0.1525 | 0 | 0.1525 | 0 | 2.3926 | 4.6221 | 2.3926 | 4.6221
253103-Packaged terminal HP Early Retirement | 0.21449 | 0.0027297 | 0.15553 | 393.411 | 5901.165 | 0 | 0 | 0.11327 | 0 | 0.11327 | 0 | 0.1525 | 0 | 0.1525 | 0 | 2.3926 | 4.6221 | 2.3926 | 4.6221
253103-Packaged terminal HP Early Retirement | 0.21449 | 0.0027297 | 0.15553 | 393.411 | 5901.165 | 0 | 0 | 0.11327 | 0 | 0.11327 | 0 | 0.1525 | 0 | 0.1525 | 0 | 2.3926 | 4.6221 | 2.3926 | 4.6221
253103-Packaged terminal HP Early Retirement | 0.21449 | 0.0027297 | 0.15553 | 393.411 | 5901.165 | 0 | 0 | 0.11327 | 0 | 0.11327 | 0 | 0.1525 | 0 | 0.1525 | 0 | 2.3926 | 4.6221 | 2.3926 | 4.6221
253103-Packaged terminal HP Early Retirement | 0.21449 | 0.0027297 | 0.15553 | 393.411 | 5901.165 | 0 | 0 | 0.11327 | 0 | 0.11327 | 0 | 0.1525 | 0 | 0.1525 | 0 | 2.3926 | 4.6221 | 2.3926 | 4.6221
253103-Packaged terminal HP Early Retirement | 0.21449 | 0.0027297 | 0.15553 | 393.411 | 5901.165 | 0 | 0 | 0.11327 | 0 | 0.11327 | 0 | 0.1525 | 0 | 0.1525 | 0 | 2.3926 | 4.6221 | 2.3926 | 4.6221
253103-Packaged terminal HP Early Retirement | 0.21449 | 0.0027297 | 0.15553 | 393.411 | 5901.165 | 0 | 0 | 0.11327 | 0 | 0.11327 | 0 | 0.1525 | 0 | 0.1525 | 0 | 2.3926 | 4.6221 | 2.3926 | 4.6221
253103-Packaged terminal HP Early Retirement | 0.21449 | 0.0027297 | 0.15553 | 393.411 | 5901.165 | 0 | 0 | 0.11327 | 0 | 0.11327 | 0 | 0.1525 | 0 | 0.1525 | 0 | 2.3926 | 4.6221 | 2.3926 | 4.6221
253103-Packaged terminal HP Early Retirement | 0.21449 | 0.0027297 | 0.15553 | 393.411 | 5901.165 | 0 | 0 | 0.11327 | 0 | 0.11327 | 0 | 0.1525 | 0 | 0.1525 | 0 | 2.3926 | 4.6221 | 2.3926 | 4.6221
253103-Packaged terminal HP Early Retirement | 0.21449 | 0.0027297 | 0.15553 | 393.411 | 5901.165 | 0 | 0 | 0.11327 | 0 | 0.11327 | 0 | 0.1525 | 0 | 0.1525 | 0 | 2.3926 | 4.6221 | 2.3926 | 4.6221
253103-Packaged terminal HP Early Retirement | 0.21449 | 0.0027297 | 0.15553 | 393.411 | 5901.165 | 0 | 0 | 0.11327 | 0 | 0.11327 | 0 | 0.1525 | 0 | 0.1525 | 0 | 2.3926 | 4.6221 | 2.3926 | 4.6221
253103-Packaged terminal HP Early Retirement | 0.21449 | 0.0027297 | 0.15553 | 393.411 | 5901.165 | 0 | 0 | 0.11327 | 0 | 0.11327 | 0 | 0.1525 | 0 | 0.1525 | 0 | 2.3926 | 4.6221 | 2.3926 | 4.6221
253103-Packaged terminal HP Early Retirement | 0.21449 | 0.0027297 | 0.15553 | 393.411 | 5901.165 | 0 | 0 | 0.11327 | 0 | 0.11327 | 0 | 0.1525 | 0 | 0.1525 | 0 | 2.3926 | 4.6221 | 2.3926 | 4.6221
253103-Packaged terminal HP Early Retirement | 0.21449 | 0.0027297 | 0.15553 | 393.411 | 5901.165 | 0 | 0 | 0.11327 | 0 | 0.11327 | 0 | 0.1525 | 0 | 0.1525 | 0 | 2.3926 | 4.6221 | 2.3926 | 4.6221
253103-Packaged terminal HP Early Retirement | 0.21449 | 0.0027297 | 0.15553 | 393.411 | 5901.165 | 0 | 0 | 0.11327 | 0 | 0.11327 | 0 | 0.1525 | 0 | 0.1525 | 0 | 2.3926 | 4.6221 | 2.3926 | 4.6221
253103-Packaged terminal HP Early Retirement | 0.21449 | 0.0027297 | 0.15553 | 393.411 | 5901.165 | 0 | 0 | 0.11327 | 0 | 0.11327 | 0 | 0.1525 | 0 | 0.1525 | 0 | 2.3926 | 4.6221 | 2.3926 | 4.6221
253103-Packaged terminal HP Early Retirement | 0.21449 | 0.0027297 | 0.15553 | 393.411 | 5901.165 | 0 | 0 | 0.11327 | 0 | 0.11327 | 0 | 0.1525 | 0 | 0.1525 | 0 | 2.3926 | 4.6221 | 2.3926 | 4.6221
253103-Packaged terminal HP Early Retirement | 0.21449 | 0.0027297 | 0.15553 | 393.411 | 5901.165 | 0 | 0 | 0.11327 | 0 | 0.11327 | 0 | 0.1525 | 0 | 0.1525 | 0 | 2.3926 | 4.6221 | 2.3926 | 4.6221
253103-Packaged terminal HP Early Retirement | 0.21449 | 0.0027297 | 0.15553 | 393.411 | 5901.165 | 0 | 0 | 0.11327 | 0 | 0.11327 | 0 | 0.1525 | 0 | 0.1525 | 0 | 2.3926 | 4.6221 | 2.3926 | 4.6221
253103-Packaged terminal HP Early Retirement | 0.21449 | 0.0027297 | 0.15553 | 393.411 | 5901.165 | 0 | 0 | 0.11327 | 0 | 0.11327 | 0 | 0.1525 | 0 | 0.1525 | 0 | 2.3926 | 4.6221 | 2.3926 | 4.6221
253103-Packaged terminal HP Early Retirement | 0.21449 | 0.0027297 | 0.15553 | 393.411 | 5901.165 | 0 | 0 | 0.11327 | 0 | 0.11327 | 0 | 0.1525 | 0 | 0.1525 | 0 | 2.3926 | 4.6221 | 2.3926 | 4.6221
253103-Packaged terminal HP Early Retirement | 0.21449 | 0.0027297 | 0.15553 | 393.411 | 5901.165 | 0 | 0 | 0.11327 | 0 | 0.11327 | 0 | 0.1525 | 0 | 0.1525 | 0 | 2.3926 | 4.6221 | 2.3926 | 4.6221
253103-Packaged terminal HP Early Retirement | 0.21449 | 0.0027297 | 0.15553 | 393.411 | 5901.165 | 0 | 0 | 0.11327 | 0 | 0.11327 | 0 | 0.1525 | 0 | 0.1525 | 0 | 2.3926 | 4.6221 | 2.3926 | 4.6221
253103-Packaged terminal HP Early Retirement | 0.21449 | 0.0027297 | 0.15553 | 393.411 | 5901.165 | 0 | 0 | 0.11327 | 0 | 0.11327 | 0 | 0.1525 | 0 | 0.1525 | 0 | 2.3926 | 4.6221 | 2.3926 | 4.6221
253103-Packaged terminal HP Early Retirement | 0.21449 | 0.0027297 | 0.15553 | 393.411 | 5901.165 | 0 | 0 | 0.11327 | 0 | 0.11327 | 0 | 0.1525 | 0 | 0.1525 | 0 | 2.3926 | 4.6221 | 2.3926 | 4.6221
253103-Packaged terminal HP Early Retirement | 0.21449 | 0.0027297 | 0.15553 | 393.411 | 5901.165 | 0 | 0 | 0.11327 | 0 | 0.11327 | 0 | 0.1525 | 0 | 0.1525 | 0 | 2.3926 | 4.6221 | 2.3926 | 4.6221
253103-Packaged terminal HP Early Retirement | 0.21449 | 0.0027297 | 0.15553 | 393.411 | 5901.165 | 0 | 0 | 0.11327 | 0 | 0.11327 | 0 | 0.1525 | 0 | 0.1525 | 0 | 2.3926 | 4.6221 | 2.3926 | 4.6221
253103-Packaged terminal HP Early Retirement | 0.21449 | 0.0027297 | 0.15553 | 393.411 | 5901.165 | 0 | 0 | 0.11327 | 0 | 0.11327 | 0 | 0.1525 | 0 | 0.1525 | 0 | 2.3926 | 4.6221 | 2.3926 | 4.6221
253103-Packaged terminal HP Early Retirement | 0.21449 | 0.0027297 | 0.15553 | 393.411 | 5901.165 | 0 | 0 | 0.11327 | 0 | 0.11327 | 0 | 0.1525 | 0 | 0.1525 | 0 | 2.3926 | 4.6221 | 2.3926 | 4.6221
253103-Packaged terminal HP Early Retirement | 0.21449 | 0.0027297 | 0.15553 | 393.411 | 5901.165 | 0 | 0 | 0.11327 | 0 | 0.11327 | 0 | 0.1525 | 0 | 0.1525 | 0 | 2.3926 | 4.6221 | 2.3926 | 4.6221
253103-Packaged terminal HP Early Retirement | 0.21449 | 0.0027297 | 0.15553 | 393.411 | 5901.165 | 0 | 0 | 0.11327 | 0 | 0.11327 | 0 | 0.1525 | 0 | 0.1525 | 0 | 2.3926 | 4.6221 | 2.3926 | 4.6221
253103-Packaged terminal HP Early Retirement | 0.21449 | 0.0027297 | 0.15553 | 393.411 | 5901.165 | 0 | 0 | 0.11327 | 0 | 0.11327 | 0 | 0.1525 | 0 | 0.1525 | 0 | 2.3926 | 4.6221 | 2.3926 | 4.6221
253103-Packaged terminal HP Early Retirement | 0.21449 | 0.0027297 | 0.15553 | 393.411 | 5901.165 | 0 | 0 | 0.11327 | 0 | 0.11327 | 0 | 0.1525 | 0 | 0.1525 | 0 | 2.3926 | 4.6221 | 2.3926 | 4.6221
253103-Packaged terminal HP Early Retirement | 0.21449 | 0.0027297 | 0.15553 | 393.411 | 5901.165 | 0 | 0 | 0.11327 | 0 | 0.11327 | 0 | 0.1525 | 0 | 0.1525 | 0 | 2.3926 | 4.6221 | 2.3926 | 4.6221
253103-Packaged terminal HP Early Retirement | 0.21449 | 0.0027297 | 0.15553 | 393.411 | 5901.165 | 0 | 0 | 0.11327 | 0 | 0.11327 | 0 | 0.1525 | 0 | 0.1525 | 0 | 2.3926 | 4.6221 | 2.3926 | 4.6221
253103-Packaged terminal HP Early Retirement | 0.21449 | 0.0027297 | 0.15553 | 393.411 | 5901.165 | 0 | 0 | 0.11327 | 0 | 0.11327 | 0 | 0.1525 | 0 | 0.1525 | 0 | 2.3926 | 4.6221 | 2.3926 | 4.6221
253103-Packaged terminal HP Early Retirement | 0.21449 | 0.0027297 | 0.15553 | 393.411 | 5901.165 | 0 | 0 | 0.11327 | 0 | 0.11327 | 0 | 0.1525 | 0 | 0.1525 | 0 | 2.3926 | 4.6221 | 2.3926 | 4.6221
253103-Packaged terminal HP Early Retirement | 0.21449 | 0.0027297 | 0.15553 | 393.411 | 5901.165 | 0 | 0 | 0.11327 | 0 | 0.11327 | 0 | 0.1525 | 0 | 0.1525 | 0 | 2.3926 | 4.6221 | 2.3926 | 4.6221
253103-Packaged terminal HP Early Retirement | 0.21449 | 0.0027297 | 0.15553 | 393.411 | 5901.165 | 0 | 0 | 0.11327 | 0 | 0.11327 | 0 | 0.1525 | 0 | 0.1525 | 0 | 2.3926 | 4.6221 | 2.3926 | 4.6221
253103-Packaged terminal HP Early Retirement | 0.21449 | 0.0027297 | 0.15553 | 393.411 | 5901.165 | 0 | 0 | 0.11327 | 0 | 0.11327 | 0 | 0.1525 | 0 | 0.1525 | 0 | 2.3926 | 4.6221 | 2.3926 | 4.6221
253103-Packaged terminal HP Early Retirement | 0.21449 | 0.0027297 | 0.15553 | 393.411 | 5901.165 | 0 | 0 | 0.11327 | 0 | 0.11327 | 0 | 0.1525 | 0 | 0.1525 | 0 | 2.3926 | 4.6221 | 2.3926 | 4.6221
253103-Packaged terminal HP Early Retirement | 0.21449 | 0.0027297 | 0.15553 | 393.411 | 5901.165 | 0 | 0 | 0.11327 | 0 | 0.11327 | 0 | 0.1525 | 0 | 0.1525 | 0 | 2.3926 | 4.6221 | 2.3926 | 4.6221
253103-Packaged terminal HP Early Retirement | 0.21449 | 0.0027297 | 0.15553 | 393.411 | 5901.165 | 0 | 0 | 0.11327 | 0 | 0.11327 | 0 | 0.1525 | 0 | 0.1525 | 0 | 2.3926 | 4.6221 | 2.3926 | 4.6221
253103-Packaged terminal HP Early Retirement | 0.21449 | 0.0027297 | 0.15553 | 393.411 | 5901.165 | 0 | 0 | 0.11327 | 0 | 0.11327 | 0 | 0.1525 | 0 | 0.1525 | 0 | 2.3926 | 4.6221 | 2.3926 | 4.6221
253103-Packaged terminal HP Early Retirement | 0.21449 | 0.0027297 | 0.15553 | 393.411 | 5901.165 | 0 | 0 | 0.11327 | 0 | 0.11327 | 0 | 0.1525 | 0 | 0.1525 | 0 | 2.3926 | 4.6221 | 2.3926 | 4.6221
253103-Packaged terminal HP Early Retirement | 0.21449 | 0.0027297 | 0.15553 | 393.411 | 5901.165 | 0 | 0 | 0.11327 | 0 | 0.11327 | 0 | 0.1525 | 0 | 0.1525 | 0 | 2.3926 | 4.6221 | 2.3926 | 4.6221
253103-Packaged terminal HP Early Retirement | 0.21449 | 0.0027297 | 0.15553 | 393.411 | 5901.165 | 0 | 0 | 0.11327 | 0 | 0.11327 | 0 | 0.1525 | 0 | 0.1525 | 0 | 2.3926 | 4.6221 | 2.3926 | 4.6221
253103-Packaged terminal HP Early Retirement | 0.21449 | 0.0027297 | 0.15553 | 393.411 | 5901.165 | 0 | 0 | 0.11327 | 0 | 0.11327 | 0 | 0.1525 | 0 | 0.1525 | 0 | 2.3926 | 4.6221 | 2.3926 | 4.6221
253103-Packaged terminal HP Early Retirement | 0.21449 | 0.0027297 | 0.15553 | 393.411 | 5901.165 | 0 | 0 | 0.11327 | 0 | 0.11327 | 0 | 0.1525 | 0 | 0.1525 | 0 | 2.3926 | 4.6221 | 2.3926 | 4.6221
253103-Packaged terminal HP Early Retirement | 0.21449 | 0.0027297 | 0.15553 | 393.411 | 5901.165 | 0 | 0 | 0.11327 | 0 | 0.11327 | 0 | 0.1525 | 0 | 0.1525 | 0 | 2.3926 | 4.6221 | 2.3926 | 4.6221
253103-Packaged terminal HP Early Retirement | 0.21449 | 0.0027297 | 0.15553 | 393.411 | 5901.165 | 0 | 0 | 0.11327 | 0 | 0.11327 | 0 | 0.1525 | 0 | 0.1525 | 0 | 2.3926 | 4.6221 | 2.3926 | 4.6221
253103-Packaged terminal HP Early Retirement | 0.21449 | 0.0027297 | 0.15553 | 393.411 | 5901.165 | 0 | 0 | 0.11327 | 0 | 0.11327 | 0 | 0.1525 | 0 | 0.1525 | 0 | 2.3926 | 4.6221 | 2.3926 | 4.6221
253103-Packaged terminal HP Early Retirement | 0.21449 | 0.0027297 | 0.15553 | 393.411 | 5901.165 | 0 | 0 | 0.11327 | 0 | 0.11327 | 0 | 0.1525 | 0 | 0.1525 | 0 | 2.3926 | 4.6221 | 2.3926 | 4.6221
253103-Packaged terminal HP Early Retirement | 0.21449 | 0.0027297 | 0.15553 | 393.411 | 5901.165 | 0 | 0 | 0.11327 | 0 | 0.11327 | 0 | 0.1525 | 0 | 0.1525 | 0 | 2.3926 | 4.6221 | 2.3926 | 4.6221
253103-Packaged terminal HP Early Retirement | 0.21449 | 0.0027297 | 0.15553 | 393.411 | 5901.165 | 0 | 0 | 0.11327 | 0 | 0.11327 | 0 | 0.1525 | 0 | 0.1525 | 0 | 2.3926 | 4.6221 | 2.3926 | 4.6221
253103-Packaged terminal HP Early Retirement | 0.21449 | 0.0027297 | 0.15553 | 393.411 | 5901.165 | 0 | 0 | 0.11327 | 0 | 0.11327 | 0 | 0.1525 | 0 | 0.1525 | 0 | 2.3926 | 4.6221 | 2.3926 | 4.6221
253103-Packaged terminal HP Early Retirement | 0.21449 | 0.0027297 | 0.15553 | 393.411 | 5901.165 | 0 | 0 | 0.11327 | 0 | 0.11327 | 0 | 0.1525 | 0 | 0.1525 | 0 | 2.3926 | 4.6221 | 2.3926 | 4.6221
253103-Packaged terminal HP Early Retirement | 0.21449 | 0.0027297 | 0.15553 | 393.411 | 5901.165 | 0 | 0 | 0.11327 | 0 | 0.11327 | 0 | 0.1525 | 0 | 0.1525 | 0 | 2.3926 | 4.6221 | 2.3926 | 4.6221
253103-Packaged terminal HP Early Retirement | 0.21449 | 0.0027297 | 0.15553 | 393.411 | 5901.165 | 0 | 0 | 0.11327 | 0 | 0.11327 | 0 | 0.1525 | 0 | 0.1525 | 0 | 2.3926 | 4.6221 | 2.3926 | 4.6221
253103-Packaged terminal HP Early Retirement | 0.21449 | 0.0027297 | 0.15553 | 393.411 | 5901.165 | 0 | 0 | 0.11327 | 0 | 0.11327 | 0 | 0.1525 | 0 | 0.1525 | 0 | 2.3926 | 4.6221 | 2.3926 | 4.6221
253103-Packaged terminal HP Early Retirement | 0.21449 | 0.0027297 | 0.15553 | 393.411 | 5901.165 | 0 | 0 | 0.11327 | 0 | 0.11327 | 0 | 0.1525 | 0 | 0.1525 | 0 | 2.3926 | 4.6221 | 2.3926 | 4.6221
253103-Packaged terminal HP Early Retirement | 0.21449 | 0.0027297 | 0.15553 | 393.411 | 5901.165 | 0 | 0 | 0.11327 | 0 | 0.11327 | 0 | 0.1525 | 0 | 0.1525 | 0 | 2.3926 | 4.6221 | 2.3926 | 4.6221
253103-Packaged terminal HP Early Retirement | 0.21449 | 0.0027297 | 0.15553 | 393.411 | 5901.165 | 0 | 0 | 0.11327 | 0 | 0.11327 | 0 | 0.1525 | 0 | 0.1525 | 0 | 2.3926 | 4.6221 | 2.3926 | 4.6221
253103-Packaged terminal HP Early Retirement | 0.21449 | 0.0027297 | 0.15553 | 393.411 | 5901.165 | 0 | 0 | 0.11327 | 0 | 0.11327 | 0 | 0.1525 | 0 | 0.1525 | 0 | 2.3926 | 4.6221 | 2.3926 | 4.6221
253103-Packaged terminal HP Early Retirement | 0.21449 | 0.0027297 | 0.15553 | 393.411 | 5901.165 | 0 | 0 | 0.11327 | 0 | 0.11327 | 0 | 0.1525 | 0 | 0.1525 | 0 | 2.3926 | 4.6221 | 2.3926 | 4.6221
253103-Packaged terminal HP Early Retirement | 0.21449 | 0.0027297 | 0.15553 | 393.411 | 5901.165 | 0 | 0 | 0.11327 | 0 | 0.11327 | 0 | 0.1525 | 0 | 0.1525 | 0 | 2.3926 | 4.6221 | 2.3926 | 4.6221
253103-Packaged terminal HP Early Retirement | 0.21449 | 0.0027297 | 0.15553 | 393.411 | 5901.165 | 0 | 0 | 0.11327 | 0 | 0.11327 | 0 | 0.1525 | 0 | 0.1525 | 0 | 2.3926 | 4.6221 | 2.3926 | 4.6221
253103-Packaged terminal HP Early Retirement | 0.21449 | 0.0027297 | 0.15553 | 393.411 | 5901.165 | 0 | 0 | 0.11327 | 0 | 0.11327 | 0 | 0.1525 | 0 | 0.1525 | 0 | 2.3926 | 4.6221 | 2.3926 | 4.6221
253103-Packaged terminal HP Early Retirement | 0.21449 | 0.0027297 | 0.15553 | 393.411 | 5901.165 | 0 | 0 | 0.11327 | 0 | 0.11327 | 0 | 0.1525 | 0 | 0.1525 | 0 | 2.3926 | 4.6221 | 2.3926 | 4.6221
253103-Packaged terminal HP Early Retirement | 0.21449 | 0.0027297 | 0.15553 | 393.411 | 5901.165 | 0 | 0 | 0.11327 | 0 | 0.11327 | 0 | 0.1525 | 0 | 0.1525 | 0 | 2.3926 | 4.6221 | 2.3926 | 4.6221
253103-Packaged terminal HP Early Retirement | 0.21449 | 0.0027297 | 0.15553 | 393.411 | 5901.165 | 0 | 0 | 0.11327 | 0 | 0.11327 | 0 | 0.1525 | 0 | 0.1525 | 0 | 2.3926 | 4.6221 | 2.3926 | 4.6221
253103-Packaged terminal HP Early Retirement | 0.21449 | 0.0027297 | 0.15553 | 393.411 | 5901.165 | 0 | 0 | 0.11327 | 0 | 0.11327 | 0 | 0.1525 | 0 | 0.1525 | 0 | 2.3926 | 4.6221 | 2.3926 | 4.6221
253103-Packaged terminal HP Early Retirement | 0.21449 | 0.0027297 | 0.15553 | 393.411 | 5901.165 | 0 | 0 | 0.11327 | 0 | 0.11327 | 0 | 0.1525 | 0 | 0.1525 | 0 | 2.3926 | 4.6221 | 2.3926 | 4.6221
253103-Packaged terminal HP Early Retirement | 0.21449 | 0.0027297 | 0.15553 | 393.411 | 5901.165 | 0 | 0 | 0.11327 | 0 | 0.11327 | 0 | 0.1525 | 0 | 0.1525 | 0 | 2.3926 | 4.6221 | 2.3926 | 4.6221
253103-Packaged terminal HP Early Retirement | 0.21449 | 0.0027297 | 0.15553 | 393.411 | 5901.165 | 0 | 0 | 0.11327 | 0 | 0.11327 | 0 | 0.1525 | 0 | 0.1525 | 0 | 2.3926 | 4.6221 | 2.3926 | 4.6221
253103-Packaged terminal HP Early Retirement | 0.21449 | 0.0027297 | 0.15553 | 393.411 | 5901.165 | 0 | 0 | 0.11327 | 0 | 0.11327 | 0 | 0.1525 | 0 | 0.1525 | 0 | 2.3926 | 4.6221 | 2.3926 | 4.6221
253103-Packaged terminal HP Early Retirement | 0.21449 | 0.0027297 | 0.15553 | 393.411 | 5901.165 | 0 | 0 | 0.11327 | 0 | 0.11327 | 0 | 0.1525 | 0 | 0.1525 | 0 | 2.3926 | 4.6221 | 2.3926 | 4.6221
253103-Packaged terminal HP Early Retirement | 0.21449 | 0.0027297 | 0.15553 | 393.411 | 5901.165 | 0 | 0 | 0.11327 | 0 | 0.11327 | 0 | 0.1525 | 0 | 0.1525 | 0 | 2.3926 | 4.6221 | 2.3926 | 4.6221
253103-Packaged terminal HP Early Retirement | 0.21449 | 0.0027297 | 0.15553 | 393.411 | 5901.165 | 0 | 0 | 0.11327 | 0 | 0.11327 | 0 | 0.1525 | 0 | 0.1525 | 0 | 2.3926 | 4.6221 | 2.3926 | 4.6221
253104-Packaged terminal HP Early Retirement | 0.19749 | 0.0025134 | 0.17721 | 362.2295 | 5433.4425 | 0 | 0 | 0.061885 | 0 | 0.061885 | 0 | 0.14888 | 0 | 0.14888 | 0 | 1.4663 | 4.2558 | 1.4663 | 4.2558
253104-Packaged terminal HP Early Retirement | 0.19749 | 0.0025134 | 0.17721 | 362.2295 | 5433.4425 | 0 | 0 | 0.061885 | 0 | 0.061885 | 0 | 0.14888 | 0 | 0.14888 | 0 | 1.4663 | 4.2558 | 1.4663 | 4.2558
253104-Packaged terminal HP Early Retirement | 0.19749 | 0.0025134 | 0.17721 | 362.2295 | 5433.4425 | 0 | 0 | 0.061885 | 0 | 0.061885 | 0 | 0.14888 | 0 | 0.14888 | 0 | 1.4663 | 4.2558 | 1.4663 | 4.2558
253104-Packaged terminal HP Early Retirement | 0.19749 | 0.0025134 | 0.17721 | 362.2295 | 5433.4425 | 0 | 0 | 0.061885 | 0 | 0.061885 | 0 | 0.14888 | 0 | 0.14888 | 0 | 1.4663 | 4.2558 | 1.4663 | 4.2558
253104-Packaged terminal HP Early Retirement | 0.19749 | 0.0025134 | 0.17721 | 362.2295 | 5433.4425 | 0 | 0 | 0.061885 | 0 | 0.061885 | 0 | 0.14888 | 0 | 0.14888 | 0 | 1.4663 | 4.2558 | 1.4663 | 4.2558
253104-Packaged terminal HP Early Retirement | 0.19749 | 0.0025134 | 0.17721 | 362.2295 | 5433.4425 | 0 | 0 | 0.061885 | 0 | 0.061885 | 0 | 0.14888 | 0 | 0.14888 | 0 | 1.4663 | 4.2558 | 1.4663 | 4.2558
253104-Packaged terminal HP Early Retirement | 0.19749 | 0.0025134 | 0.17721 | 362.2295 | 5433.4425 | 0 | 0 | 0.061885 | 0 | 0.061885 | 0 | 0.14888 | 0 | 0.14888 | 0 | 1.4663 | 4.2558 | 1.4663 | 4.2558
253104-Packaged terminal HP Early Retirement | 0.19749 | 0.0025134 | 0.17721 | 362.2295 | 5433.4425 | 0 | 0 | 0.061885 | 0 | 0.061885 | 0 | 0.14888 | 0 | 0.14888 | 0 | 1.4663 | 4.2558 | 1.4663 | 4.2558
253104-Packaged terminal HP Early Retirement | 0.19749 | 0.0025134 | 0.17721 | 362.2295 | 5433.4425 | 0 | 0 | 0.061885 | 0 | 0.061885 | 0 | 0.14888 | 0 | 0.14888 | 0 | 1.4663 | 4.2558 | 1.4663 | 4.2558
253104-Packaged terminal HP Early Retirement | 0.19749 | 0.0025134 | 0.17721 | 362.2295 | 5433.4425 | 0 | 0 | 0.061885 | 0 | 0.061885 | 0 | 0.14888 | 0 | 0.14888 | 0 | 1.4663 | 4.2558 | 1.4663 | 4.2558
253104-Packaged terminal HP Early Retirement | 0.19749 | 0.0025134 | 0.17721 | 362.2295 | 5433.4425 | 0 | 0 | 0.061885 | 0 | 0.061885 | 0 | 0.14888 | 0 | 0.14888 | 0 | 1.4663 | 4.2558 | 1.4663 | 4.2558
253104-Packaged terminal HP Early Retirement | 0.19749 | 0.0025134 | 0.17721 | 362.2295 | 5433.4425 | 0 | 0 | 0.061885 | 0 | 0.061885 | 0 | 0.14888 | 0 | 0.14888 | 0 | 1.4663 | 4.2558 | 1.4663 | 4.2558
253104-Packaged terminal HP Early Retirement | 0.19749 | 0.0025134 | 0.17721 | 362.2295 | 5433.4425 | 0 | 0 | 0.061885 | 0 | 0.061885 | 0 | 0.14888 | 0 | 0.14888 | 0 | 1.4663 | 4.2558 | 1.4663 | 4.2558
253104-Packaged terminal HP Early Retirement | 0.19749 | 0.0025134 | 0.17721 | 362.2295 | 5433.4425 | 0 | 0 | 0.061885 | 0 | 0.061885 | 0 | 0.14888 | 0 | 0.14888 | 0 | 1.4663 | 4.2558 | 1.4663 | 4.2558
253104-Packaged terminal HP Early Retirement | 0.19749 | 0.0025134 | 0.17721 | 362.2295 | 5433.4425 | 0 | 0 | 0.061885 | 0 | 0.061885 | 0 | 0.14888 | 0 | 0.14888 | 0 | 1.4663 | 4.2558 | 1.4663 | 4.2558
253104-Packaged terminal HP Early Retirement | 0.19749 | 0.0025134 | 0.17721 | 362.2295 | 5433.4425 | 0 | 0 | 0.061885 | 0 | 0.061885 | 0 | 0.14888 | 0 | 0.14888 | 0 | 1.4663 | 4.2558 | 1.4663 | 4.2558
253104-Packaged terminal HP Early Retirement | 0.19749 | 0.0025134 | 0.17721 | 362.2295 | 5433.4425 | 0 | 0 | 0.061885 | 0 | 0.061885 | 0 | 0.14888 | 0 | 0.14888 | 0 | 1.4663 | 4.2558 | 1.4663 | 4.2558
253104-Packaged terminal HP Early Retirement | 0.19749 | 0.0025134 | 0.17721 | 362.2295 | 5433.4425 | 0 | 0 | 0.061885 | 0 | 0.061885 | 0 | 0.14888 | 0 | 0.14888 | 0 | 1.4663 | 4.2558 | 1.4663 | 4.2558
253104-Packaged terminal HP Early Retirement | 0.19749 | 0.0025134 | 0.17721 | 362.2295 | 5433.4425 | 0 | 0 | 0.061885 | 0 | 0.061885 | 0 | 0.14888 | 0 | 0.14888 | 0 | 1.4663 | 4.2558 | 1.4663 | 4.2558
253104-Packaged terminal HP Early Retirement | 0.19749 | 0.0025134 | 0.17721 | 362.2295 | 5433.4425 | 0 | 0 | 0.061885 | 0 | 0.061885 | 0 | 0.14888 | 0 | 0.14888 | 0 | 1.4663 | 4.2558 | 1.4663 | 4.2558
253104-Packaged terminal HP Early Retirement | 0.19749 | 0.0025134 | 0.17721 | 362.2295 | 5433.4425 | 0 | 0 | 0.061885 | 0 | 0.061885 | 0 | 0.14888 | 0 | 0.14888 | 0 | 1.4663 | 4.2558 | 1.4663 | 4.2558
253104-Packaged terminal HP Early Retirement | 0.19749 | 0.0025134 | 0.17721 | 362.2295 | 5433.4425 | 0 | 0 | 0.061885 | 0 | 0.061885 | 0 | 0.14888 | 0 | 0.14888 | 0 | 1.4663 | 4.2558 | 1.4663 | 4.2558
253104-Packaged terminal HP Early Retirement | 0.19749 | 0.0025134 | 0.17721 | 362.2295 | 5433.4425 | 0 | 0 | 0.061885 | 0 | 0.061885 | 0 | 0.14888 | 0 | 0.14888 | 0 | 1.4663 | 4.2558 | 1.4663 | 4.2558
253104-Packaged terminal HP Early Retirement | 0.19749 | 0.0025134 | 0.17721 | 362.2295 | 5433.4425 | 0 | 0 | 0.061885 | 0 | 0.061885 | 0 | 0.14888 | 0 | 0.14888 | 0 | 1.4663 | 4.2558 | 1.4663 | 4.2558
253104-Packaged terminal HP Early Retirement | 0.19749 | 0.0025134 | 0.17721 | 362.2295 | 5433.4425 | 0 | 0 | 0.061885 | 0 | 0.061885 | 0 | 0.14888 | 0 | 0.14888 | 0 | 1.4663 | 4.2558 | 1.4663 | 4.2558
253104-Packaged terminal HP Early Retirement | 0.19749 | 0.0025134 | 0.17721 | 362.2295 | 5433.4425 | 0 | 0 | 0.061885 | 0 | 0.061885 | 0 | 0.14888 | 0 | 0.14888 | 0 | 1.4663 | 4.2558 | 1.4663 | 4.2558
253104-Packaged terminal HP Early Retirement | 0.19749 | 0.0025134 | 0.17721 | 362.2295 | 5433.4425 | 0 | 0 | 0.061885 | 0 | 0.061885 | 0 | 0.14888 | 0 | 0.14888 | 0 | 1.4663 | 4.2558 | 1.4663 | 4.2558
253104-Packaged terminal HP Early Retirement | 0.19749 | 0.0025134 | 0.17721 | 362.2295 | 5433.4425 | 0 | 0 | 0.061885 | 0 | 0.061885 | 0 | 0.14888 | 0 | 0.14888 | 0 | 1.4663 | 4.2558 | 1.4663 | 4.2558
253104-Packaged terminal HP Early Retirement | 0.19749 | 0.0025134 | 0.17721 | 362.2295 | 5433.4425 | 0 | 0 | 0.061885 | 0 | 0.061885 | 0 | 0.14888 | 0 | 0.14888 | 0 | 1.4663 | 4.2558 | 1.4663 | 4.2558
253104-Packaged terminal HP Early Retirement | 0.19749 | 0.0025134 | 0.17721 | 362.2295 | 5433.4425 | 0 | 0 | 0.061885 | 0 | 0.061885 | 0 | 0.14888 | 0 | 0.14888 | 0 | 1.4663 | 4.2558 | 1.4663 | 4.2558
253104-Packaged terminal HP Early Retirement | 0.19749 | 0.0025134 | 0.17721 | 362.2295 | 5433.4425 | 0 | 0 | 0.061885 | 0 | 0.061885 | 0 | 0.14888 | 0 | 0.14888 | 0 | 1.4663 | 4.2558 | 1.4663 | 4.2558
253104-Packaged terminal HP Early Retirement | 0.19749 | 0.0025134 | 0.17721 | 362.2295 | 5433.4425 | 0 | 0 | 0.061885 | 0 | 0.061885 | 0 | 0.14888 | 0 | 0.14888 | 0 | 1.4663 | 4.2558 | 1.4663 | 4.2558
253104-Packaged terminal HP Early Retirement | 0.19749 | 0.0025134 | 0.17721 | 362.2295 | 5433.4425 | 0 | 0 | 0.061885 | 0 | 0.061885 | 0 | 0.14888 | 0 | 0.14888 | 0 | 1.4663 | 4.2558 | 1.4663 | 4.2558
253104-Packaged terminal HP Early Retirement | 0.19749 | 0.0025134 | 0.17721 | 362.2295 | 5433.4425 | 0 | 0 | 0.061885 | 0 | 0.061885 | 0 | 0.14888 | 0 | 0.14888 | 0 | 1.4663 | 4.2558 | 1.4663 | 4.2558
253104-Packaged terminal HP Early Retirement | 0.19749 | 0.0025134 | 0.17721 | 362.2295 | 5433.4425 | 0 | 0 | 0.061885 | 0 | 0.061885 | 0 | 0.14888 | 0 | 0.14888 | 0 | 1.4663 | 4.2558 | 1.4663 | 4.2558
253104-Packaged terminal HP Early Retirement | 0.19749 | 0.0025134 | 0.17721 | 362.2295 | 5433.4425 | 0 | 0 | 0.061885 | 0 | 0.061885 | 0 | 0.14888 | 0 | 0.14888 | 0 | 1.4663 | 4.2558 | 1.4663 | 4.2558
253104-Packaged terminal HP Early Retirement | 0.19749 | 0.0025134 | 0.17721 | 362.2295 | 5433.4425 | 0 | 0 | 0.061885 | 0 | 0.061885 | 0 | 0.14888 | 0 | 0.14888 | 0 | 1.4663 | 4.2558 | 1.4663 | 4.2558
253104-Packaged terminal HP Early Retirement | 0.19749 | 0.0025134 | 0.17721 | 362.2295 | 5433.4425 | 0 | 0 | 0.061885 | 0 | 0.061885 | 0 | 0.14888 | 0 | 0.14888 | 0 | 1.4663 | 4.2558 | 1.4663 | 4.2558
253104-Packaged terminal HP Early Retirement | 0.19749 | 0.0025134 | 0.17721 | 362.2295 | 5433.4425 | 0 | 0 | 0.061885 | 0 | 0.061885 | 0 | 0.14888 | 0 | 0.14888 | 0 | 1.4663 | 4.2558 | 1.4663 | 4.2558
253104-Packaged terminal HP Early Retirement | 0.19749 | 0.0025134 | 0.17721 | 362.2295 | 5433.4425 | 0 | 0 | 0.061885 | 0 | 0.061885 | 0 | 0.14888 | 0 | 0.14888 | 0 | 1.4663 | 4.2558 | 1.4663 | 4.2558
253104-Packaged terminal HP Early Retirement | 0.19749 | 0.0025134 | 0.17721 | 362.2295 | 5433.4425 | 0 | 0 | 0.061885 | 0 | 0.061885 | 0 | 0.14888 | 0 | 0.14888 | 0 | 1.4663 | 4.2558 | 1.4663 | 4.2558
253104-Packaged terminal HP Early Retirement | 0.19749 | 0.0025134 | 0.17721 | 362.2295 | 5433.4425 | 0 | 0 | 0.061885 | 0 | 0.061885 | 0 | 0.14888 | 0 | 0.14888 | 0 | 1.4663 | 4.2558 | 1.4663 | 4.2558
253104-Packaged terminal HP Early Retirement | 0.19749 | 0.0025134 | 0.17721 | 362.2295 | 5433.4425 | 0 | 0 | 0.061885 | 0 | 0.061885 | 0 | 0.14888 | 0 | 0.14888 | 0 | 1.4663 | 4.2558 | 1.4663 | 4.2558
253104-Packaged terminal HP Early Retirement | 0.19749 | 0.0025134 | 0.17721 | 362.2295 | 5433.4425 | 0 | 0 | 0.061885 | 0 | 0.061885 | 0 | 0.14888 | 0 | 0.14888 | 0 | 1.4663 | 4.2558 | 1.4663 | 4.2558
253104-Packaged terminal HP Early Retirement | 0.19749 | 0.0025134 | 0.17721 | 362.2295 | 5433.4425 | 0 | 0 | 0.061885 | 0 | 0.061885 | 0 | 0.14888 | 0 | 0.14888 | 0 | 1.4663 | 4.2558 | 1.4663 | 4.2558
253104-Packaged terminal HP Early Retirement | 0.19749 | 0.0025134 | 0.17721 | 362.2295 | 5433.4425 | 0 | 0 | 0.061885 | 0 | 0.061885 | 0 | 0.14888 | 0 | 0.14888 | 0 | 1.4663 | 4.2558 | 1.4663 | 4.2558
253104-Packaged terminal HP Early Retirement | 0.19749 | 0.0025134 | 0.17721 | 362.2295 | 5433.4425 | 0 | 0 | 0.061885 | 0 | 0.061885 | 0 | 0.14888 | 0 | 0.14888 | 0 | 1.4663 | 4.2558 | 1.4663 | 4.2558
253104-Packaged terminal HP Early Retirement | 0.19749 | 0.0025134 | 0.17721 | 362.2295 | 5433.4425 | 0 | 0 | 0.061885 | 0 | 0.061885 | 0 | 0.14888 | 0 | 0.14888 | 0 | 1.4663 | 4.2558 | 1.4663 | 4.2558
253104-Packaged terminal HP Early Retirement | 0.19749 | 0.0025134 | 0.17721 | 362.2295 | 5433.4425 | 0 | 0 | 0.061885 | 0 | 0.061885 | 0 | 0.14888 | 0 | 0.14888 | 0 | 1.4663 | 4.2558 | 1.4663 | 4.2558
253104-Packaged terminal HP Early Retirement | 0.19749 | 0.0025134 | 0.17721 | 362.2295 | 5433.4425 | 0 | 0 | 0.061885 | 0 | 0.061885 | 0 | 0.14888 | 0 | 0.14888 | 0 | 1.4663 | 4.2558 | 1.4663 | 4.2558
253104-Packaged terminal HP Early Retirement | 0.19749 | 0.0025134 | 0.17721 | 362.2295 | 5433.4425 | 0 | 0 | 0.061885 | 0 | 0.061885 | 0 | 0.14888 | 0 | 0.14888 | 0 | 1.4663 | 4.2558 | 1.4663 | 4.2558
253104-Packaged terminal HP Early Retirement | 0.19749 | 0.0025134 | 0.17721 | 362.2295 | 5433.4425 | 0 | 0 | 0.061885 | 0 | 0.061885 | 0 | 0.14888 | 0 | 0.14888 | 0 | 1.4663 | 4.2558 | 1.4663 | 4.2558
253104-Packaged terminal HP Early Retirement | 0.19749 | 0.0025134 | 0.17721 | 362.2295 | 5433.4425 | 0 | 0 | 0.061885 | 0 | 0.061885 | 0 | 0.14888 | 0 | 0.14888 | 0 | 1.4663 | 4.2558 | 1.4663 | 4.2558
253104-Packaged terminal HP Early Retirement | 0.19749 | 0.0025134 | 0.17721 | 362.2295 | 5433.4425 | 0 | 0 | 0.061885 | 0 | 0.061885 | 0 | 0.14888 | 0 | 0.14888 | 0 | 1.4663 | 4.2558 | 1.4663 | 4.2558
253104-Packaged terminal HP Early Retirement | 0.19749 | 0.0025134 | 0.17721 | 362.2295 | 5433.4425 | 0 | 0 | 0.061885 | 0 | 0.061885 | 0 | 0.14888 | 0 | 0.14888 | 0 | 1.4663 | 4.2558 | 1.4663 | 4.2558
253104-Packaged terminal HP Early Retirement | 0.19749 | 0.0025134 | 0.17721 | 362.2295 | 5433.4425 | 0 | 0 | 0.061885 | 0 | 0.061885 | 0 | 0.14888 | 0 | 0.14888 | 0 | 1.4663 | 4.2558 | 1.4663 | 4.2558
253104-Packaged terminal HP Early Retirement | 0.19749 | 0.0025134 | 0.17721 | 362.2295 | 5433.4425 | 0 | 0 | 0.061885 | 0 | 0.061885 | 0 | 0.14888 | 0 | 0.14888 | 0 | 1.4663 | 4.2558 | 1.4663 | 4.2558
253104-Packaged terminal HP Early Retirement | 0.19749 | 0.0025134 | 0.17721 | 362.2295 | 5433.4425 | 0 | 0 | 0.061885 | 0 | 0.061885 | 0 | 0.14888 | 0 | 0.14888 | 0 | 1.4663 | 4.2558 | 1.4663 | 4.2558
253104-Packaged terminal HP Early Retirement | 0.19749 | 0.0025134 | 0.17721 | 362.2295 | 5433.4425 | 0 | 0 | 0.061885 | 0 | 0.061885 | 0 | 0.14888 | 0 | 0.14888 | 0 | 1.4663 | 4.2558 | 1.4663 | 4.2558
253104-Packaged terminal HP Early Retirement | 0.19749 | 0.0025134 | 0.17721 | 362.2295 | 5433.4425 | 0 | 0 | 0.061885 | 0 | 0.061885 | 0 | 0.14888 | 0 | 0.14888 | 0 | 1.4663 | 4.2558 | 1.4663 | 4.2558
253104-Packaged terminal HP Early Retirement | 0.19749 | 0.0025134 | 0.17721 | 362.2295 | 5433.4425 | 0 | 0 | 0.061885 | 0 | 0.061885 | 0 | 0.14888 | 0 | 0.14888 | 0 | 1.4663 | 4.2558 | 1.4663 | 4.2558
253104-Packaged terminal HP Early Retirement | 0.19749 | 0.0025134 | 0.17721 | 362.2295 | 5433.4425 | 0 | 0 | 0.061885 | 0 | 0.061885 | 0 | 0.14888 | 0 | 0.14888 | 0 | 1.4663 | 4.2558 | 1.4663 | 4.2558
253104-Packaged terminal HP Early Retirement | 0.19749 | 0.0025134 | 0.17721 | 362.2295 | 5433.4425 | 0 | 0 | 0.061885 | 0 | 0.061885 | 0 | 0.14888 | 0 | 0.14888 | 0 | 1.4663 | 4.2558 | 1.4663 | 4.2558
253104-Packaged terminal HP Early Retirement | 0.19749 | 0.0025134 | 0.17721 | 362.2295 | 5433.4425 | 0 | 0 | 0.061885 | 0 | 0.061885 | 0 | 0.14888 | 0 | 0.14888 | 0 | 1.4663 | 4.2558 | 1.4663 | 4.2558
253104-Packaged terminal HP Early Retirement | 0.19749 | 0.0025134 | 0.17721 | 362.2295 | 5433.4425 | 0 | 0 | 0.061885 | 0 | 0.061885 | 0 | 0.14888 | 0 | 0.14888 | 0 | 1.4663 | 4.2558 | 1.4663 | 4.2558
253104-Packaged terminal HP Early Retirement | 0.19749 | 0.0025134 | 0.17721 | 362.2295 | 5433.4425 | 0 | 0 | 0.061885 | 0 | 0.061885 | 0 | 0.14888 | 0 | 0.14888 | 0 | 1.4663 | 4.2558 | 1.4663 | 4.2558
253104-Packaged terminal HP Early Retirement | 0.19749 | 0.0025134 | 0.17721 | 362.2295 | 5433.4425 | 0 | 0 | 0.061885 | 0 | 0.061885 | 0 | 0.14888 | 0 | 0.14888 | 0 | 1.4663 | 4.2558 | 1.4663 | 4.2558
253104-Packaged terminal HP Early Retirement | 0.19749 | 0.0025134 | 0.17721 | 362.2295 | 5433.4425 | 0 | 0 | 0.061885 | 0 | 0.061885 | 0 | 0.14888 | 0 | 0.14888 | 0 | 1.4663 | 4.2558 | 1.4663 | 4.2558
253104-Packaged terminal HP Early Retirement | 0.19749 | 0.0025134 | 0.17721 | 362.2295 | 5433.4425 | 0 | 0 | 0.061885 | 0 | 0.061885 | 0 | 0.14888 | 0 | 0.14888 | 0 | 1.4663 | 4.2558 | 1.4663 | 4.2558
253104-Packaged terminal HP Early Retirement | 0.19749 | 0.0025134 | 0.17721 | 362.2295 | 5433.4425 | 0 | 0 | 0.061885 | 0 | 0.061885 | 0 | 0.14888 | 0 | 0.14888 | 0 | 1.4663 | 4.2558 | 1.4663 | 4.2558
253077-Comm. HP <65k single phase split ER above code | 0.35288 | 0.14078 | 0.50487 | 1084.395 | 16265.925 | 0 | 0 | 0.1199 | 0 | 0.1199 | 0 | 0.12008 | 0 | 0.12008 | 0 | 3.4134 | 3.426 | 3.4134 | 3.426
253061-Comm. AC <65k single phase unitary ER | 0.29692 | 0.11845 | 0.62396 | 912.4225 | 13686.3375 | 0 | 0 | -0.10358 | 0 | -0.10358 | 0 | 0.11815 | 0 | 0.11815 | 0 | 0.62081 | 3.2971 | 0.62081 | 3.2971
253071-Comm. AC 135K to 239k ER | 0.9723 | 0.38788 | 2.1436 | 2987.838 | 44817.57 | 0 | 0 | -0.1553 | 0 | -0.1553 | 0 | 0.10306 | 0 | 0.10306 | 0 | 0.52199 | 2.5492 | 0.52199 | 2.5492
253033-Comm. AC <65k three phase unitary | 0.22817 | 0.091024 | 0.47966 | 701.15 | 10517.25 | 0 | 0 | -0.1613 | 0 | -0.1613 | 0 | 0.13021 | 0 | 0.13021 | 0 | 0.51251 | 4.3072 | 0.51251 | 4.3072
253067-Comm. AC <65k three phase unitary ER | 0.22817 | 0.091024 | 0.47966 | 701.15 | 10517.25 | 0 | 0 | -0.17508 | 0 | -0.17508 | 0 | 0.10265 | 0 | 0.10265 | 0 | 0.49202 | 2.5336 | 0.49202 | 2.5336
253067-Comm. AC <65k three phase unitary ER | 0.22817 | 0.091024 | 0.47966 | 701.15 | 10517.25 | 0 | 0 | -0.17508 | 0 | -0.17508 | 0 | 0.10265 | 0 | 0.10265 | 0 | 0.49202 | 2.5336 | 0.49202 | 2.5336
253067-Comm. AC <65k three phase unitary ER | 0.22817 | 0.091024 | 0.47966 | 701.15 | 10517.25 | 0 | 0 | -0.17508 | 0 | -0.17508 | 0 | 0.10265 | 0 | 0.10265 | 0 | 0.49202 | 2.5336 | 0.49202 | 2.5336
253050-Comm. HP <65k three phase unitary | 0.33894 | 0.13521 | 0.5629 | 1041.53 | 15622.95 | 0 | 0 | -0.097929 | 0 | -0.097929 | 0 | 0.14308 | 0 | 0.14308 | 0 | 0.63393 | 6.3981 | 0.63393 | 6.3981
253067-Comm. AC <65k three phase unitary ER | 0.1369 | 0.054614 | 0.2878 | 420.69 | 6310.35 | 0 | 0 | -0.17508 | 0 | -0.17508 | 0 | 0.10265 | 0 | 0.10265 | 0 | 0.49202 | 2.5336 | 0.49202 | 2.5336
253069-Comm. AC 65k to 134k ER | 0.8236 | 0.32856 | 1.8182 | 2530.878 | 37963.17 | 0 | 0 | -0.071548 | 0 | -0.071548 | 0 | 0.13686 | 0 | 0.13686 | 0 | 0.70328 | 5.1824 | 0.70328 | 5.1824
253069-Comm. AC 65k to 134k ER | 0.8236 | 0.32856 | 1.8182 | 2530.878 | 37963.17 | 0 | 0 | -0.071548 | 0 | -0.071548 | 0 | 0.13686 | 0 | 0.13686 | 0 | 0.70328 | 5.1824 | 0.70328 | 5.1824
253071-Comm. AC 135K to 239k ER | 0.9723 | 0.38788 | 2.1436 | 2987.838 | 44817.57 | 0 | 0 | -0.14532 | 0 | -0.14532 | 0 | 0.13632 | 0 | 0.13632 | 0 | 0.53853 | 5.0984 | 0.53853 | 5.0984
253071-Comm. AC 135K to 239k ER | 0.9723 | 0.38788 | 2.1436 | 2987.838 | 44817.57 | 0 | 0 | -0.14532 | 0 | -0.14532 | 0 | 0.13632 | 0 | 0.13632 | 0 | 0.53853 | 5.0984 | 0.53853 | 5.0984
253071-Comm. AC 135K to 239k ER | 0.9723 | 0.38788 | 2.1436 | 2987.838 | 44817.57 | 0 | 0 | -0.14532 | 0 | -0.14532 | 0 | 0.13632 | 0 | 0.13632 | 0 | 0.53853 | 5.0984 | 0.53853 | 5.0984
253038-Comm. AC 135K to 239k | 1.0899 | 0.43479 | 2.6631 | 3349.1731 | 50237.5965 | 0 | 0 | 0.13117 | 0 | 0.13117 | 0 | 0.15244 | 0 | 0.15244 | 0 | 4.4146 | 9.8914 | 4.4146 | 9.8914
253068-Comm. AC <65k three phase unitary ER | 0.28529 | 0.11381 | 0.68428 | 876.68 | 13150.2 | 0 | 0 | -0.10607 | 0 | -0.10607 | 0 | 0.11605 | 0 | 0.11605 | 0 | 0.6152 | 3.1679 | 0.6152 | 3.1679
253070-Comm. AC 65k to 134k ER | 0.74567 | 0.29747 | 1.822 | 2291.3968 | 34370.952 | 0 | 0 | -0.017392 | 0 | -0.017392 | 0 | 0.14248 | 0 | 0.14248 | 0 | 0.90698 | 6.256 | 0.90698 | 6.256
253101-Packaged Terminal AC Early Retirement | 0.20817 | 0.0026494 | 0.15125 | 381.8273 | 5727.4099 | 0 | 0 | 0.14613 | 0 | 0.14613 | 0 | 0.17291 | 0 | 0.17291 | 0 | 4.0145 | 8.9721 | 4.0145 | 8.9721
253101-Packaged Terminal AC Early Retirement | 0.20817 | 0.0026494 | 0.15125 | 381.8273 | 5727.4099 | 0 | 0 | 0.14613 | 0 | 0.14613 | 0 | 0.17291 | 0 | 0.17291 | 0 | 4.0145 | 8.9721 | 4.0145 | 8.9721
253101-Packaged Terminal AC Early Retirement | 0.20817 | 0.0026494 | 0.15125 | 381.8273 | 5727.4099 | 0 | 0 | 0.14613 | 0 | 0.14613 | 0 | 0.17291 | 0 | 0.17291 | 0 | 4.0145 | 8.9721 | 4.0145 | 8.9721
253101-Packaged Terminal AC Early Retirement | 0.20817 | 0.0026494 | 0.15125 | 381.8273 | 5727.4099 | 0 | 0 | 0.14613 | 0 | 0.14613 | 0 | 0.17291 | 0 | 0.17291 | 0 | 4.0145 | 8.9721 | 4.0145 | 8.9721
253101-Packaged Terminal AC Early Retirement | 0.20817 | 0.0026494 | 0.15125 | 381.8273 | 5727.4099 | 0 | 0 | 0.14613 | 0 | 0.14613 | 0 | 0.17291 | 0 | 0.17291 | 0 | 4.0145 | 8.9721 | 4.0145 | 8.9721
253101-Packaged Terminal AC Early Retirement | 0.20817 | 0.0026494 | 0.15125 | 381.8273 | 5727.4099 | 0 | 0 | 0.14613 | 0 | 0.14613 | 0 | 0.17291 | 0 | 0.17291 | 0 | 4.0145 | 8.9721 | 4.0145 | 8.9721
253101-Packaged Terminal AC Early Retirement | 0.20817 | 0.0026494 | 0.15125 | 381.8273 | 5727.4099 | 0 | 0 | 0.14613 | 0 | 0.14613 | 0 | 0.17291 | 0 | 0.17291 | 0 | 4.0145 | 8.9721 | 4.0145 | 8.9721
253101-Packaged Terminal AC Early Retirement | 0.20817 | 0.0026494 | 0.15125 | 381.8273 | 5727.4099 | 0 | 0 | 0.14613 | 0 | 0.14613 | 0 | 0.17291 | 0 | 0.17291 | 0 | 4.0145 | 8.9721 | 4.0145 | 8.9721
253101-Packaged Terminal AC Early Retirement | 0.20817 | 0.0026494 | 0.15125 | 381.8273 | 5727.4099 | 0 | 0 | 0.14613 | 0 | 0.14613 | 0 | 0.17291 | 0 | 0.17291 | 0 | 4.0145 | 8.9721 | 4.0145 | 8.9721
253101-Packaged Terminal AC Early Retirement | 0.20817 | 0.0026494 | 0.15125 | 381.8273 | 5727.4099 | 0 | 0 | 0.14613 | 0 | 0.14613 | 0 | 0.17291 | 0 | 0.17291 | 0 | 4.0145 | 8.9721 | 4.0145 | 8.9721
253101-Packaged Terminal AC Early Retirement | 0.20817 | 0.0026494 | 0.15125 | 381.8273 | 5727.4099 | 0 | 0 | 0.14613 | 0 | 0.14613 | 0 | 0.17291 | 0 | 0.17291 | 0 | 4.0145 | 8.9721 | 4.0145 | 8.9721
253101-Packaged Terminal AC Early Retirement | 0.20817 | 0.0026494 | 0.15125 | 381.8273 | 5727.4099 | 0 | 0 | 0.14613 | 0 | 0.14613 | 0 | 0.17291 | 0 | 0.17291 | 0 | 4.0145 | 8.9721 | 4.0145 | 8.9721
253101-Packaged Terminal AC Early Retirement | 0.20817 | 0.0026494 | 0.15125 | 381.8273 | 5727.4099 | 0 | 0 | 0.14613 | 0 | 0.14613 | 0 | 0.17291 | 0 | 0.17291 | 0 | 4.0145 | 8.9721 | 4.0145 | 8.9721
253101-Packaged Terminal AC Early Retirement | 0.20817 | 0.0026494 | 0.15125 | 381.8273 | 5727.4099 | 0 | 0 | 0.14613 | 0 | 0.14613 | 0 | 0.17291 | 0 | 0.17291 | 0 | 4.0145 | 8.9721 | 4.0145 | 8.9721
253101-Packaged Terminal AC Early Retirement | 0.20817 | 0.0026494 | 0.15125 | 381.8273 | 5727.4099 | 0 | 0 | 0.14613 | 0 | 0.14613 | 0 | 0.17291 | 0 | 0.17291 | 0 | 4.0145 | 8.9721 | 4.0145 | 8.9721
253101-Packaged Terminal AC Early Retirement | 0.20817 | 0.0026494 | 0.15125 | 381.8273 | 5727.4099 | 0 | 0 | 0.14613 | 0 | 0.14613 | 0 | 0.17291 | 0 | 0.17291 | 0 | 4.0145 | 8.9721 | 4.0145 | 8.9721
253101-Packaged Terminal AC Early Retirement | 0.20817 | 0.0026494 | 0.15125 | 381.8273 | 5727.4099 | 0 | 0 | 0.14613 | 0 | 0.14613 | 0 | 0.17291 | 0 | 0.17291 | 0 | 4.0145 | 8.9721 | 4.0145 | 8.9721
253101-Packaged Terminal AC Early Retirement | 0.20817 | 0.0026494 | 0.15125 | 381.8273 | 5727.4099 | 0 | 0 | 0.14613 | 0 | 0.14613 | 0 | 0.17291 | 0 | 0.17291 | 0 | 4.0145 | 8.9721 | 4.0145 | 8.9721
253101-Packaged Terminal AC Early Retirement | 0.20817 | 0.0026494 | 0.15125 | 381.8273 | 5727.4099 | 0 | 0 | 0.14613 | 0 | 0.14613 | 0 | 0.17291 | 0 | 0.17291 | 0 | 4.0145 | 8.9721 | 4.0145 | 8.9721
253101-Packaged Terminal AC Early Retirement | 0.20817 | 0.0026494 | 0.15125 | 381.8273 | 5727.4099 | 0 | 0 | 0.14613 | 0 | 0.14613 | 0 | 0.17291 | 0 | 0.17291 | 0 | 4.0145 | 8.9721 | 4.0145 | 8.9721
253077-Comm. HP <65k single phase split ER above code | 0.28231 | 0.11262 | 0.4039 | 867.516 | 13012.74 | 0 | 0 | 0.1199 | 0 | 0.1199 | 0 | 0.12008 | 0 | 0.12008 | 0 | 3.4134 | 3.426 | 3.4134 | 3.426
253021-Res. Refr. Charge QI: Repl. on Failure CZ 6, 7 or 8 | 0.24549 | 0.0022988 | 0.32173 | 178.2977 | 1782.977 | -0.15748 | -1.5748 | 0.26823 | 0.98982 | 0.26823 | 0.98982 | 0.25277 | 0.98982 | 0.25277 | 0.98982 | 8.2482 | 5.8131 | 8.2482 | 5.8131
253022-Res. Refr. Charge QI: Repl. on Failure | 0.23975 | 0.0022451 | 0.11864 | 174.1288 | 1741.2876 | -0.060188 | -0.60188 | 0.27656 | 0.98982 | 0.27656 | 0.98982 | 0.23439 | 0.98982 | 0.23439 | 0.98982 | 10.676 | 4.3096 | 10.676 | 4.3096
253022-Res. Refr. Charge QI: Repl. on Failure | 0.35963 | 0.0033676 | 0.17796 | 261.1931 | 2611.9314 | -0.090282 | -0.90282 | 0.27968 | 0.98982 | 0.27968 | 0.98982 | 0.24854 | 0.98982 | 0.24854 | 0.98982 | 11.982 | 5.3871 | 11.982 | 5.3871
253022-Res. Refr. Charge QI: Repl. on Failure | 0.59939 | 0.0056127 | 0.2966 | 435.3219 | 4353.219 | -0.15047 | -1.5047 | 0.27968 | 0.98982 | 0.27968 | 0.98982 | 0.24854 | 0.98982 | 0.24854 | 0.98982 | 11.982 | 5.3871 | 11.982 | 5.3871
253022-Res. Refr. Charge QI: Repl. on Failure | 0.59939 | 0.0056127 | 0.2966 | 435.3219 | 4353.219 | -0.15047 | -1.5047 | 0.27968 | 0.98982 | 0.27968 | 0.98982 | 0.24854 | 0.98982 | 0.24854 | 0.98982 | 11.982 | 5.3871 | 11.982 | 5.3871
253022-Res. Refr. Charge QI: Repl. on Failure | 0.23975 | 0.0022451 | 0.11864 | 174.1288 | 1741.2876 | -0.060188 | -0.60188 | 0.27656 | 0.98982 | 0.27656 | 0.98982 | 0.23439 | 0.98982 | 0.23439 | 0.98982 | 10.676 | 4.3096 | 10.676 | 4.3096
253021-Res. Refr. Charge QI: Repl. on Failure CZ 6, 7 or 8 | 0.18412 | 0.0017241 | 0.24129 | 133.7233 | 1337.2328 | -0.11811 | -1.1811 | 0.26823 | 0.98982 | 0.26823 | 0.98982 | 0.25277 | 0.98982 | 0.25277 | 0.98982 | 8.2482 | 5.8131 | 8.2482 | 5.8131
253021-Res. Refr. Charge QI: Repl. on Failure CZ 6, 7 or 8 | 0.12275 | 0.0011494 | 0.16086 | 89.1489 | 891.4885 | -0.078742 | -0.78742 | 0.26823 | 0.98982 | 0.26823 | 0.98982 | 0.25277 | 0.98982 | 0.25277 | 0.98982 | 8.2482 | 5.8131 | 8.2482 | 5.8131
253021-Res. Refr. Charge QI: Repl. on Failure CZ 6, 7 or 8 | 0.18412 | 0.0017241 | 0.24129 | 133.7233 | 1337.2328 | -0.11811 | -1.1811 | 0.26823 | 0.98982 | 0.26823 | 0.98982 | 0.25277 | 0.98982 | 0.25277 | 0.98982 | 8.2482 | 5.8131 | 8.2482 | 5.8131
253021-Res. Refr. Charge QI: Repl. on Failure CZ 6, 7 or 8 | 0.12275 | 0.0011494 | 0.16086 | 89.1489 | 891.4885 | -0.078742 | -0.78742 | 0.26535 | 0.98982 | 0.26535 | 0.98982 | 0.23969 | 0.98982 | 0.23969 | 0.98982 | 7.6512 | 4.6505 | 7.6512 | 4.6505
253021-Res. Refr. Charge QI: Repl. on Failure CZ 6, 7 or 8 | 0.12275 | 0.0011494 | 0.16086 | 89.1489 | 891.4885 | -0.078742 | -0.78742 | 0.26535 | 0.98982 | 0.26535 | 0.98982 | 0.23969 | 0.98982 | 0.23969 | 0.98982 | 7.6512 | 4.6505 | 7.6512 | 4.6505
253021-Res. Refr. Charge QI: Repl. on Failure CZ 6, 7 or 8 | 0.30687 | 0.0028735 | 0.40216 | 222.8721 | 2228.7213 | -0.19686 | -1.9686 | 0.26823 | 0.98982 | 0.26823 | 0.98982 | 0.25277 | 0.98982 | 0.25277 | 0.98982 | 8.2482 | 5.8131 | 8.2482 | 5.8131
253021-Res. Refr. Charge QI: Repl. on Failure CZ 6, 7 or 8 | 0.18412 | 0.0017241 | 0.24129 | 133.7233 | 1337.2328 | -0.11811 | -1.1811 | 0.26823 | 0.98982 | 0.26823 | 0.98982 | 0.25277 | 0.98982 | 0.25277 | 0.98982 | 8.2482 | 5.8131 | 8.2482 | 5.8131
253021-Res. Refr. Charge QI: Repl. on Failure CZ 6, 7 or 8 | 0.24549 | 0.0022988 | 0.32173 | 178.2977 | 1782.977 | -0.15748 | -1.5748 | 0.26823 | 0.98982 | 0.26823 | 0.98982 | 0.25277 | 0.98982 | 0.25277 | 0.98982 | 8.2482 | 5.8131 | 8.2482 | 5.8131
253021-Res. Refr. Charge QI: Repl. on Failure CZ 6, 7 or 8 | 0.18412 | 0.0017241 | 0.24129 | 133.7233 | 1337.2328 | -0.11811 | -1.1811 | 0.26823 | 0.98982 | 0.26823 | 0.98982 | 0.25277 | 0.98982 | 0.25277 | 0.98982 | 8.2482 | 5.8131 | 8.2482 | 5.8131
253021-Res. Refr. Charge QI: Repl. on Failure CZ 6, 7 or 8 | 0.18412 | 0.0017241 | 0.24129 | 133.7233 | 1337.2328 | -0.11811 | -1.1811 | 0.26631 | 0.98982 | 0.26631 | 0.98982 | 0.24405 | 0.98982 | 0.24405 | 0.98982 | 7.8403 | 4.9827 | 7.8403 | 4.9827
253021-Res. Refr. Charge QI: Repl. on Failure CZ 6, 7 or 8 | 0.24549 | 0.0022988 | 0.32173 | 178.2977 | 1782.977 | -0.15748 | -1.5748 | 0.26823 | 0.98982 | 0.26823 | 0.98982 | 0.25277 | 0.98982 | 0.25277 | 0.98982 | 8.2482 | 5.8131 | 8.2482 | 5.8131
253021-Res. Refr. Charge QI: Repl. on Failure CZ 6, 7 or 8 | 0.12275 | 0.0011494 | 0.16086 | 89.1489 | 891.4885 | -0.078742 | -0.78742 | 0.26823 | 0.98982 | 0.26823 | 0.98982 | 0.25277 | 0.98982 | 0.25277 | 0.98982 | 8.2482 | 5.8131 | 8.2482 | 5.8131
253021-Res. Refr. Charge QI: Repl. on Failure CZ 6, 7 or 8 | 0.18412 | 0.0017241 | 0.24129 | 133.7233 | 1337.2328 | -0.11811 | -1.1811 | 0.26823 | 0.98982 | 0.26823 | 0.98982 | 0.25277 | 0.98982 | 0.25277 | 0.98982 | 8.2482 | 5.8131 | 8.2482 | 5.8131
253021-Res. Refr. Charge QI: Repl. on Failure CZ 6, 7 or 8 | 0.18412 | 0.0017241 | 0.24129 | 133.7233 | 1337.2328 | -0.11811 | -1.1811 | 0.26823 | 0.98982 | 0.26823 | 0.98982 | 0.25277 | 0.98982 | 0.25277 | 0.98982 | 8.2482 | 5.8131 | 8.2482 | 5.8131
253021-Res. Refr. Charge QI: Repl. on Failure CZ 6, 7 or 8 | 0.12275 | 0.0011494 | 0.16086 | 89.1489 | 891.4885 | -0.078742 | -0.78742 | 0.26823 | 0.98982 | 0.26823 | 0.98982 | 0.25277 | 0.98982 | 0.25277 | 0.98982 | 8.2482 | 5.8131 | 8.2482 | 5.8131
253021-Res. Refr. Charge QI: Repl. on Failure CZ 6, 7 or 8 | 0.18412 | 0.0017241 | 0.24129 | 133.7233 | 1337.2328 | -0.11811 | -1.1811 | 0.26823 | 0.98982 | 0.26823 | 0.98982 | 0.25277 | 0.98982 | 0.25277 | 0.98982 | 8.2482 | 5.8131 | 8.2482 | 5.8131
253022-Res. Refr. Charge QI: Repl. on Failure | 0.35963 | 0.0033676 | 0.17796 | 261.1931 | 2611.9314 | -0.090282 | -0.90282 | 0.27968 | 0.98982 | 0.27968 | 0.98982 | 0.24854 | 0.98982 | 0.24854 | 0.98982 | 11.982 | 5.3871 | 11.982 | 5.3871
253022-Res. Refr. Charge QI: Repl. on Failure | 0.47951 | 0.0044902 | 0.23728 | 348.2575 | 3482.5752 | -0.12038 | -1.2038 | 0.27968 | 0.98982 | 0.27968 | 0.98982 | 0.24854 | 0.98982 | 0.24854 | 0.98982 | 11.982 | 5.3871 | 11.982 | 5.3871
253022-Res. Refr. Charge QI: Repl. on Failure | 0.35963 | 0.0033676 | 0.17796 | 261.1931 | 2611.9314 | -0.090282 | -0.90282 | 0.27968 | 0.98982 | 0.27968 | 0.98982 | 0.24854 | 0.98982 | 0.24854 | 0.98982 | 11.982 | 5.3871 | 11.982 | 5.3871
253022-Res. Refr. Charge QI: Repl. on Failure | 0.35963 | 0.0033676 | 0.17796 | 261.1931 | 2611.9314 | -0.090282 | -0.90282 | 0.27968 | 0.98982 | 0.27968 | 0.98982 | 0.24854 | 0.98982 | 0.24854 | 0.98982 | 11.982 | 5.3871 | 11.982 | 5.3871
253021-Res. Refr. Charge QI: Repl. on Failure CZ 6, 7 or 8 | 0.18412 | 0.0017241 | 0.24129 | 133.7233 | 1337.2328 | -0.11811 | -1.1811 | 0.26823 | 0.98982 | 0.26823 | 0.98982 | 0.25277 | 0.98982 | 0.25277 | 0.98982 | 8.2482 | 5.8131 | 8.2482 | 5.8131
253022-Res. Refr. Charge QI: Repl. on Failure | 0.23975 | 0.0022451 | 0.11864 | 174.1288 | 1741.2876 | -0.060188 | -0.60188 | 0.27656 | 0.98982 | 0.27656 | 0.98982 | 0.23439 | 0.98982 | 0.23439 | 0.98982 | 10.676 | 4.3096 | 10.676 | 4.3096
253022-Res. Refr. Charge QI: Repl. on Failure | 0.35963 | 0.0033676 | 0.17796 | 261.1931 | 2611.9314 | -0.090282 | -0.90282 | 0.27968 | 0.98982 | 0.27968 | 0.98982 | 0.24854 | 0.98982 | 0.24854 | 0.98982 | 11.982 | 5.3871 | 11.982 | 5.3871
253022-Res. Refr. Charge QI: Repl. on Failure | 0.35963 | 0.0033676 | 0.17796 | 261.1931 | 2611.9314 | -0.090282 | -0.90282 | 0.27968 | 0.98982 | 0.27968 | 0.98982 | 0.24854 | 0.98982 | 0.24854 | 0.98982 | 11.982 | 5.3871 | 11.982 | 5.3871
253021-Res. Refr. Charge QI: Repl. on Failure CZ 6, 7 or 8 | 0.30687 | 0.0028735 | 0.40216 | 222.8721 | 2228.7213 | -0.19686 | -1.9686 | 0.26823 | 0.98982 | 0.26823 | 0.98982 | 0.25277 | 0.98982 | 0.25277 | 0.98982 | 8.2482 | 5.8131 | 8.2482 | 5.8131
253021-Res. Refr. Charge QI: Repl. on Failure CZ 6, 7 or 8 | 0.18412 | 0.0017241 | 0.24129 | 133.7233 | 1337.2328 | -0.11811 | -1.1811 | 0.26823 | 0.98982 | 0.26823 | 0.98982 | 0.25277 | 0.98982 | 0.25277 | 0.98982 | 8.2482 | 5.8131 | 8.2482 | 5.8131
253022-Res. Refr. Charge QI: Repl. on Failure | 0.35963 | 0.0033676 | 0.17796 | 261.1931 | 2611.9314 | -0.090282 | -0.90282 | 0.27968 | 0.98982 | 0.27968 | 0.98982 | 0.24854 | 0.98982 | 0.24854 | 0.98982 | 11.982 | 5.3871 | 11.982 | 5.3871
253022-Res. Refr. Charge QI: Repl. on Failure | 0.35963 | 0.0033676 | 0.17796 | 261.1931 | 2611.9314 | -0.090282 | -0.90282 | 0.27968 | 0.98982 | 0.27968 | 0.98982 | 0.24854 | 0.98982 | 0.24854 | 0.98982 | 11.982 | 5.3871 | 11.982 | 5.3871
253021-Res. Refr. Charge QI: Repl. on Failure CZ 6, 7 or 8 | 0.12275 | 0.0011494 | 0.16086 | 89.1489 | 891.4885 | -0.078742 | -0.78742 | 0.26535 | 0.98982 | 0.26535 | 0.98982 | 0.23969 | 0.98982 | 0.23969 | 0.98982 | 7.6512 | 4.6505 | 7.6512 | 4.6505
253015-Residential HP SEER 13 Early Ret. CZ 6, 7 or 8 | 2.0665 | 0.019351 | 0.74479 | 1500.8911 | 22513.3668 | 0 | 0 | 0.2212 | 0 | 0.2212 | 0 | 0.33967 | 0 | 0.33967 | 0 | 2.7377 | 39.474 | 2.7377 | 39.474
253015-Residential HP SEER 13 Early Ret. CZ 6, 7 or 8 | 2.0665 | 0.019351 | 0.74479 | 1500.8911 | 22513.3668 | 0 | 0 | 0.2212 | 0 | 0.2212 | 0 | 0.33967 | 0 | 0.33967 | 0 | 2.7377 | 39.474 | 2.7377 | 39.474
253015-Residential HP SEER 13 Early Ret. CZ 6, 7 or 8 | 2.0665 | 0.019351 | 0.74479 | 1500.8911 | 22513.3668 | 0 | 0 | 0.2212 | 0 | 0.2212 | 0 | 0.33967 | 0 | 0.33967 | 0 | 2.7377 | 39.474 | 2.7377 | 39.474
253015-Residential HP SEER 13 Early Ret. CZ 6, 7 or 8 | 2.0665 | 0.019351 | 0.74479 | 1500.8911 | 22513.3668 | 0 | 0 | 0.2212 | 0 | 0.2212 | 0 | 0.33967 | 0 | 0.33967 | 0 | 2.7377 | 39.474 | 2.7377 | 39.474
253069-Comm. AC 65k to 134k ER | 0.57652 | 0.22999 | 1.2727 | 1771.6146 | 26574.219 | 0 | 0 | -0.072249 | 0 | -0.072249 | 0 | 0.13452 | 0 | 0.13452 | 0 | 0.70124 | 4.8369 | 0.70124 | 4.8369
253050-Comm. HP <65k three phase unitary | 0.33894 | 0.13521 | 0.5629 | 1041.53 | 15622.95 | 0 | 0 | -0.097929 | 0 | -0.097929 | 0 | 0.14308 | 0 | 0.14308 | 0 | 0.63393 | 6.3981 | 0.63393 | 6.3981
253008-Residential AC SEER 14 Early Ret. CZ 10, 14, or 15 | 1.1913 | 0.011156 | 0.99743 | 865.2353 | 12978.5298 | 1.0781 | 16.1718 | 0.11122 | 0.3343 | 0.11122 | 0.3343 | 0.29256 | 0.87937 | 0.29256 | 0.87937 | 1.4687 | 6.2294 | 1.4687 | 6.2294
253008-Residential AC SEER 14 Early Ret. CZ 10, 14, or 15 | 0.59566 | 0.0055779 | 0.49872 | 432.6177 | 6489.2649 | 0.53906 | 8.0859 | 0.1066 | 0.32043 | 0.1066 | 0.32043 | 0.27857 | 0.83733 | 0.27857 | 0.83733 | 1.4407 | 4.9835 | 1.4407 | 4.9835
253006-Residential AC SEER 13 Early Ret. CZ 10, 14, or 15 | 0.53809 | 0.0050387 | 0.44108 | 390.8016 | 5862.0243 | 0.15247 | 2.2871 | 0.12484 | 0.37524 | 0.12484 | 0.37524 | 0.30052 | 0.90331 | 0.30052 | 0.90331 | 1.5582 | 7.2637 | 1.5582 | 7.2637
253006-Residential AC SEER 13 Early Ret. CZ 10, 14, or 15 | 0.53809 | 0.0050387 | 0.44108 | 390.8016 | 5862.0243 | 0.15247 | 2.2871 | 0.12088 | 0.36334 | 0.12088 | 0.36334 | 0.28853 | 0.86726 | 0.28853 | 0.86726 | 1.5311 | 5.811 | 1.5311 | 5.811
253006-Residential AC SEER 13 Early Ret. CZ 10, 14, or 15 | 1.0762 | 0.010077 | 0.88216 | 781.6032 | 11724.0486 | 0.30495 | 4.5742 | 0.12484 | 0.37524 | 0.12484 | 0.37524 | 0.30052 | 0.90331 | 0.30052 | 0.90331 | 1.5582 | 7.2637 | 1.5582 | 7.2637
253016-Residential HP SEER 13 Early Ret. CZ 10, 14, or 15 | 1.3497 | 0.012639 | 0.34335 | 980.2904 | 14704.356 | 0 | 0 | 0.24696 | 0 | 0.24696 | 0 | 0.32935 | 0 | 0.32935 | 0 | 3.4321 | 18.199 | 3.4321 | 18.199
253006-Residential AC SEER 13 Early Ret. CZ 10, 14, or 15 | 1.0762 | 0.010077 | 0.88216 | 781.6032 | 11724.0486 | 0.30495 | 4.5742 | 0.12484 | 0.37524 | 0.12484 | 0.37524 | 0.30052 | 0.90331 | 0.30052 | 0.90331 | 1.5582 | 7.2637 | 1.5582 | 7.2637
253015-Residential HP SEER 13 Early Ret. CZ 6, 7 or 8 | 1.0333 | 0.0096757 | 0.37239 | 750.4456 | 11256.6834 | 0 | 0 | 0.2212 | 0 | 0.2212 | 0 | 0.33967 | 0 | 0.33967 | 0 | 2.7377 | 39.474 | 2.7377 | 39.474
253008-Residential AC SEER 14 Early Ret. CZ 10, 14, or 15 | 0.89349 | 0.0083668 | 0.74808 | 648.9265 | 9733.8973 | 0.80859 | 12.1289 | 0.11122 | 0.3343 | 0.11122 | 0.3343 | 0.29256 | 0.87937 | 0.29256 | 0.87937 | 1.4687 | 6.2294 | 1.4687 | 6.2294
253006-Residential AC SEER 13 Early Ret. CZ 10, 14, or 15 | 1.3452 | 0.012597 | 1.1027 | 977.0041 | 14655.0608 | 0.38118 | 5.7177 | 0.12484 | 0.37524 | 0.12484 | 0.37524 | 0.30052 | 0.90331 | 0.30052 | 0.90331 | 1.5582 | 7.2637 | 1.5582 | 7.2637
253006-Residential AC SEER 13 Early Ret. CZ 10, 14, or 15 | 0.80713 | 0.0075581 | 0.66162 | 586.2024 | 8793.0364 | 0.22871 | 3.4306 | 0.12484 | 0.37524 | 0.12484 | 0.37524 | 0.30052 | 0.90331 | 0.30052 | 0.90331 | 1.5582 | 7.2637 | 1.5582 | 7.2637
253006-Residential AC SEER 13 Early Ret. CZ 10, 14, or 15 | 1.3452 | 0.012597 | 1.1027 | 977.0041 | 14655.0608 | 0.38118 | 5.7177 | 0.12484 | 0.37524 | 0.12484 | 0.37524 | 0.30052 | 0.90331 | 0.30052 | 0.90331 | 1.5582 | 7.2637 | 1.5582 | 7.2637
253009-Residential AC SEER 15 Early Ret. CZ 6, 7 or 8 | 0.40416 | 0.0037846 | 0.52002 | 293.5337 | 4403.0055 | -1.7846 | -26.7692 | -0.03483 | 1.0475 | -0.03483 | 1.0475 | 0.30931 | 1.0475 | 0.30931 | 1.0475 | 0.89252 | 8.731 | 0.89252 | 8.731
253010-Residential AC SEER 15 Early Ret. CZ 10, 14, or 15 | 1.0316 | 0.0096603 | 0.7925 | 749.2516 | 11238.7743 | -2.2149 | -33.2232 | 0.11249 | 1.0475 | 0.11249 | 1.0475 | 0.29102 | 1.0475 | 0.29102 | 1.0475 | 1.4635 | 6.0094 | 1.4635 | 6.0094
253010-Residential AC SEER 15 Early Ret. CZ 10, 14, or 15 | 0.68775 | 0.0064402 | 0.52834 | 499.5011 | 7492.5162 | -1.4766 | -22.1488 | 0.10774 | 1.0475 | 0.10774 | 1.0475 | 0.27665 | 1.0475 | 0.27665 | 1.0475 | 1.4347 | 4.8075 | 1.4347 | 4.8075
253015-Residential HP SEER 13 Early Ret. CZ 6, 7 or 8 | 1.0333 | 0.0096757 | 0.37239 | 750.4456 | 11256.6834 | 0 | 0 | 0.22047 | 0 | 0.22047 | 0 | 0.33746 | 0 | 0.33746 | 0 | 2.7221 | 31.5792 | 2.7221 | 31.5792
253005-Residential AC SEER 13 Early Ret. CZ 6, 7 or 8 | 0.46797 | 0.0043821 | 0.6574 | 339.8749 | 5098.1238 | 0.41173 | 6.1759 | -0.018689 | -0.056174 | -0.018689 | -0.056174 | 0.31937 | 0.95995 | 0.31937 | 0.95995 | 0.9491 | 11.9618 | 0.9491 | 11.9618
253006-Residential AC SEER 13 Early Ret. CZ 10, 14, or 15 | 0.80713 | 0.0075581 | 0.66162 | 586.2024 | 8793.0364 | 0.22871 | 3.4306 | 0.12484 | 0.37524 | 0.12484 | 0.37524 | 0.30052 | 0.90331 | 0.30052 | 0.90331 | 1.5582 | 7.2637 | 1.5582 | 7.2637
253020-Residential HP SEER 15 Early Ret. CZ 10, 14, 15 | 3.2415 | 0.030354 | 0.9554 | 2354.2728 | 35314.092 | 0 | 0 | 0.23653 | 0 | 0.23653 | 0 | 0.32411 | 0 | 0.32411 | 0 | 3.1125 | 14.2888 | 3.1125 | 14.2888
253016-Residential HP SEER 13 Early Ret. CZ 10, 14, or 15 | 2.6995 | 0.025278 | 0.6867 | 1960.5808 | 29408.712 | 0 | 0 | 0.24696 | 0 | 0.24696 | 0 | 0.32935 | 0 | 0.32935 | 0 | 3.4321 | 18.199 | 3.4321 | 18.199
253008-Residential AC SEER 14 Early Ret. CZ 10, 14, or 15 | 0.89349 | 0.0083668 | 0.74808 | 648.9265 | 9733.8973 | 0.80859 | 12.1289 | 0.11122 | 0.3343 | 0.11122 | 0.3343 | 0.29256 | 0.87937 | 0.29256 | 0.87937 | 1.4687 | 6.2294 | 1.4687 | 6.2294
253006-Residential AC SEER 13 Early Ret. CZ 10, 14, or 15 | 0.80713 | 0.0075581 | 0.66162 | 586.2024 | 8793.0364 | 0.22871 | 3.4306 | 0.12484 | 0.37524 | 0.12484 | 0.37524 | 0.30052 | 0.90331 | 0.30052 | 0.90331 | 1.5582 | 7.2637 | 1.5582 | 7.2637
253006-Residential AC SEER 13 Early Ret. CZ 10, 14, or 15 | 1.0762 | 0.010077 | 0.88216 | 781.6032 | 11724.0486 | 0.30495 | 4.5742 | 0.12484 | 0.37524 | 0.12484 | 0.37524 | 0.30052 | 0.90331 | 0.30052 | 0.90331 | 1.5582 | 7.2637 | 1.5582 | 7.2637
253005-Residential AC SEER 13 Early Ret. CZ 6, 7 or 8 | 0.62396 | 0.0058428 | 0.87653 | 453.1666 | 6797.4984 | 0.54897 | 8.2346 | -0.018689 | -0.056174 | -0.018689 | -0.056174 | 0.31937 | 0.95995 | 0.31937 | 0.95995 | 0.9491 | 11.9618 | 0.9491 | 11.9618
253005-Residential AC SEER 13 Early Ret. CZ 6, 7 or 8 | 0.46797 | 0.0043821 | 0.6574 | 339.8749 | 5098.1238 | 0.41173 | 6.1759 | -0.018689 | -0.056174 | -0.018689 | -0.056174 | 0.31937 | 0.95995 | 0.31937 | 0.95995 | 0.9491 | 11.9618 | 0.9491 | 11.9618
253083-Comm. HP <65k three phase split w/o QI ER | 0.1219 | 0.048631 | 0.14754 | 374.5995 | 5618.9925 | 0 | 0 | 0.069433 | 0 | 0.069433 | 0 | 0.13421 | 0 | 0.13421 | 0 | 1.6933 | 4.7941 | 1.6933 | 4.7941
253083-Comm. HP <65k three phase split w/o QI ER | 0.1219 | 0.048631 | 0.14754 | 374.5995 | 5618.9925 | 0 | 0 | 0.069433 | 0 | 0.069433 | 0 | 0.13421 | 0 | 0.13421 | 0 | 1.6933 | 4.7941 | 1.6933 | 4.7941
253083-Comm. HP <65k three phase split w/o QI ER | 0.16254 | 0.064841 | 0.19672 | 499.466 | 7491.99 | 0 | 0 | 0.069433 | 0 | 0.069433 | 0 | 0.13421 | 0 | 0.13421 | 0 | 1.6933 | 4.7941 | 1.6933 | 4.7941
253069-Comm. AC 65k to 134k ER | 0.8236 | 0.32856 | 1.8182 | 2530.878 | 37963.17 | 0 | 0 | -0.071548 | 0 | -0.071548 | 0 | 0.13686 | 0 | 0.13686 | 0 | 0.70328 | 5.1824 | 0.70328 | 5.1824
253069-Comm. AC 65k to 134k ER | 0.49416 | 0.19714 | 1.0909 | 1518.5268 | 22777.902 | 0 | 0 | -0.071548 | 0 | -0.071548 | 0 | 0.13686 | 0 | 0.13686 | 0 | 0.70328 | 5.1824 | 0.70328 | 5.1824
253085-Comm. HP <65k three phase unitary ER | 0.27168 | 0.10838 | 0.3937 | 834.8675 | 12523.0125 | 0 | 0 | -0.17572 | 0 | -0.17572 | 0 | 0.11337 | 0 | 0.11337 | 0 | 0.49111 | 3.0168 | 0.49111 | 3.0168
253085-Comm. HP <65k three phase unitary ER | 0.27168 | 0.10838 | 0.3937 | 834.8675 | 12523.0125 | 0 | 0 | -0.17572 | 0 | -0.17572 | 0 | 0.11337 | 0 | 0.11337 | 0 | 0.49111 | 3.0168 | 0.49111 | 3.0168
253079-Comm. HP <65k single phase unitary ER | 0.21606 | 0.086194 | 0.32725 | 663.9405 | 9959.1075 | 0 | 0 | -0.09988 | 0 | -0.09988 | 0 | 0.12717 | 0 | 0.12717 | 0 | 0.62934 | 3.9986 | 0.62934 | 3.9986
253085-Comm. HP <65k three phase unitary ER | 0.21735 | 0.086707 | 0.31496 | 667.894 | 10018.41 | 0 | 0 | -0.17572 | 0 | -0.17572 | 0 | 0.11337 | 0 | 0.11337 | 0 | 0.49111 | 3.0168 | 0.49111 | 3.0168
253079-Comm. HP <65k single phase unitary ER | 0.14404 | 0.057462 | 0.21817 | 442.627 | 6639.405 | 0 | 0 | -0.10518 | 0 | -0.10518 | 0 | 0.11657 | 0 | 0.11657 | 0 | 0.61719 | 3.1989 | 0.61719 | 3.1989
253033-Comm. AC <65k three phase unitary | 0.22817 | 0.091024 | 0.47966 | 701.15 | 10517.25 | 0 | 0 | -0.1613 | 0 | -0.1613 | 0 | 0.13021 | 0 | 0.13021 | 0 | 0.51251 | 4.3072 | 0.51251 | 4.3072
253033-Comm. AC <65k three phase unitary | 0.22817 | 0.091024 | 0.47966 | 701.15 | 10517.25 | 0 | 0 | -0.1613 | 0 | -0.1613 | 0 | 0.13021 | 0 | 0.13021 | 0 | 0.51251 | 4.3072 | 0.51251 | 4.3072
253033-Comm. AC <65k three phase unitary | 0.22817 | 0.091024 | 0.47966 | 701.15 | 10517.25 | 0 | 0 | -0.1613 | 0 | -0.1613 | 0 | 0.13021 | 0 | 0.13021 | 0 | 0.51251 | 4.3072 | 0.51251 | 4.3072
253033-Comm. AC <65k three phase unitary | 0.22817 | 0.091024 | 0.47966 | 701.15 | 10517.25 | 0 | 0 | -0.1613 | 0 | -0.1613 | 0 | 0.13021 | 0 | 0.13021 | 0 | 0.51251 | 4.3072 | 0.51251 | 4.3072
253033-Comm. AC <65k three phase unitary | 0.22817 | 0.091024 | 0.47966 | 701.15 | 10517.25 | 0 | 0 | -0.1613 | 0 | -0.1613 | 0 | 0.13021 | 0 | 0.13021 | 0 | 0.51251 | 4.3072 | 0.51251 | 4.3072
253085-Comm. HP <65k three phase unitary ER | 0.21735 | 0.086707 | 0.31496 | 667.894 | 10018.41 | 0 | 0 | -0.17572 | 0 | -0.17572 | 0 | 0.11337 | 0 | 0.11337 | 0 | 0.49111 | 3.0168 | 0.49111 | 3.0168
253079-Comm. HP <65k single phase unitary ER | 0.14404 | 0.057462 | 0.21817 | 442.627 | 6639.405 | 0 | 0 | -0.09988 | 0 | -0.09988 | 0 | 0.12717 | 0 | 0.12717 | 0 | 0.62934 | 3.9986 | 0.62934 | 3.9986
253085-Comm. HP <65k three phase unitary ER | 0.27168 | 0.10838 | 0.3937 | 834.8675 | 12523.0125 | 0 | 0 | -0.17572 | 0 | -0.17572 | 0 | 0.11337 | 0 | 0.11337 | 0 | 0.49111 | 3.0168 | 0.49111 | 3.0168
253085-Comm. HP <65k three phase unitary ER | 0.16301 | 0.06503 | 0.23622 | 500.9205 | 7513.8075 | 0 | 0 | -0.18041 | 0 | -0.18041 | 0 | 0.104 | 0 | 0.104 | 0 | 0.48454 | 2.5859 | 0.48454 | 2.5859
253079-Comm. HP <65k single phase unitary ER | 0.14404 | 0.057462 | 0.21817 | 442.627 | 6639.405 | 0 | 0 | -0.10518 | 0 | -0.10518 | 0 | 0.11657 | 0 | 0.11657 | 0 | 0.61719 | 3.1989 | 0.61719 | 3.1989
253085-Comm. HP <65k three phase unitary ER | 0.16301 | 0.06503 | 0.23622 | 500.9205 | 7513.8075 | 0 | 0 | -0.18041 | 0 | -0.18041 | 0 | 0.104 | 0 | 0.104 | 0 | 0.48454 | 2.5859 | 0.48454 | 2.5859
253079-Comm. HP <65k single phase unitary ER | 0.14404 | 0.057462 | 0.21817 | 442.627 | 6639.405 | 0 | 0 | -0.10518 | 0 | -0.10518 | 0 | 0.11657 | 0 | 0.11657 | 0 | 0.61719 | 3.1989 | 0.61719 | 3.1989
253079-Comm. HP <65k single phase unitary ER | 0.14404 | 0.057462 | 0.21817 | 442.627 | 6639.405 | 0 | 0 | -0.10518 | 0 | -0.10518 | 0 | 0.11657 | 0 | 0.11657 | 0 | 0.61719 | 3.1989 | 0.61719 | 3.1989
253085-Comm. HP <65k three phase unitary ER | 0.21735 | 0.086707 | 0.31496 | 667.894 | 10018.41 | 0 | 0 | -0.17572 | 0 | -0.17572 | 0 | 0.11337 | 0 | 0.11337 | 0 | 0.49111 | 3.0168 | 0.49111 | 3.0168
253079-Comm. HP <65k single phase unitary ER | 0.14404 | 0.057462 | 0.21817 | 442.627 | 6639.405 | 0 | 0 | -0.10518 | 0 | -0.10518 | 0 | 0.11657 | 0 | 0.11657 | 0 | 0.61719 | 3.1989 | 0.61719 | 3.1989
253079-Comm. HP <65k single phase unitary ER | 0.14404 | 0.057462 | 0.21817 | 442.627 | 6639.405 | 0 | 0 | -0.10518 | 0 | -0.10518 | 0 | 0.11657 | 0 | 0.11657 | 0 | 0.61719 | 3.1989 | 0.61719 | 3.1989
253085-Comm. HP <65k three phase unitary ER | 0.16301 | 0.06503 | 0.23622 | 500.9205 | 7513.8075 | 0 | 0 | -0.18041 | 0 | -0.18041 | 0 | 0.104 | 0 | 0.104 | 0 | 0.48454 | 2.5859 | 0.48454 | 2.5859
253085-Comm. HP <65k three phase unitary ER | 0.27168 | 0.10838 | 0.3937 | 834.8675 | 12523.0125 | 0 | 0 | -0.17572 | 0 | -0.17572 | 0 | 0.11337 | 0 | 0.11337 | 0 | 0.49111 | 3.0168 | 0.49111 | 3.0168
253085-Comm. HP <65k three phase unitary ER | 0.21735 | 0.086707 | 0.31496 | 667.894 | 10018.41 | 0 | 0 | -0.17572 | 0 | -0.17572 | 0 | 0.11337 | 0 | 0.11337 | 0 | 0.49111 | 3.0168 | 0.49111 | 3.0168
253079-Comm. HP <65k single phase unitary ER | 0.14404 | 0.057462 | 0.21817 | 442.627 | 6639.405 | 0 | 0 | -0.09988 | 0 | -0.09988 | 0 | 0.12717 | 0 | 0.12717 | 0 | 0.62934 | 3.9986 | 0.62934 | 3.9986
253079-Comm. HP <65k single phase unitary ER | 0.14404 | 0.057462 | 0.21817 | 442.627 | 6639.405 | 0 | 0 | -0.10518 | 0 | -0.10518 | 0 | 0.11657 | 0 | 0.11657 | 0 | 0.61719 | 3.1989 | 0.61719 | 3.1989
253079-Comm. HP <65k single phase unitary ER | 0.14404 | 0.057462 | 0.21817 | 442.627 | 6639.405 | 0 | 0 | -0.10518 | 0 | -0.10518 | 0 | 0.11657 | 0 | 0.11657 | 0 | 0.61719 | 3.1989 | 0.61719 | 3.1989
253085-Comm. HP <65k three phase unitary ER | 0.27168 | 0.10838 | 0.3937 | 834.8675 | 12523.0125 | 0 | 0 | -0.17572 | 0 | -0.17572 | 0 | 0.11337 | 0 | 0.11337 | 0 | 0.49111 | 3.0168 | 0.49111 | 3.0168
253085-Comm. HP <65k three phase unitary ER | 0.21735 | 0.086707 | 0.31496 | 667.894 | 10018.41 | 0 | 0 | -0.17572 | 0 | -0.17572 | 0 | 0.11337 | 0 | 0.11337 | 0 | 0.49111 | 3.0168 | 0.49111 | 3.0168
253062-Comm. AC <65k single phase unitary ER | 0.37125 | 0.14811 | 0.89085 | 1140.8425 | 17112.6375 | 0 | 0 | -0.048888 | 0 | -0.048888 | 0 | 0.12845 | 0 | 0.12845 | 0 | 0.77623 | 4.1225 | 0.77623 | 4.1225
253006-Residential AC SEER 13 Early Ret. CZ 10, 14, or 15 | 0.80713 | 0.0075581 | 0.66162 | 586.2024 | 8793.0364 | 0.22871 | 3.4306 | 0.12484 | 0.37524 | 0.12484 | 0.37524 | 0.30052 | 0.90331 | 0.30052 | 0.90331 | 1.5582 | 7.2637 | 1.5582 | 7.2637
253101-Packaged Terminal AC Early Retirement | 0 | 0 | 0 | 0 | 0 | 0 | 0 | 0 | 0 | 0 | 0 | 0 | 0 | 0 | 0 | 0 | 0 | 0 | 0
253101-Packaged Terminal AC Early Retirement | 0 | 0 | 0 | 0 | 0 | 0 | 0 | 0 | 0 | 0 | 0 | 0 | 0 | 0 | 0 | 0 | 0 | 0 | 0
253101-Packaged Terminal AC Early Retirement | 0.20817 | 0.0026494 | 0.15125 | 381.8273 | 5727.4099 | 0 | 0 | 0.13528 | 0 | 0.13528 | 0 | 0.15122 | 0 | 0.15122 | 0 | 3.2805 | 4.486 | 3.2805 | 4.486
253101-Packaged Terminal AC Early Retirement | 0.20817 | 0.0026494 | 0.15125 | 381.8273 | 5727.4099 | 0 | 0 | 0.13528 | 0 | 0.13528 | 0 | 0.15122 | 0 | 0.15122 | 0 | 3.2805 | 4.486 | 3.2805 | 4.486
253101-Packaged Terminal AC Early Retirement | 0 | 0 | 0 | 0 | 0 | 0 | 0 | 0 | 0 | 0 | 0 | 0 | 0 | 0 | 0 | 0 | 0 | 0 | 0
253101-Packaged Terminal AC Early Retirement | 0 | 0 | 0 | 0 | 0 | 0 | 0 | 0 | 0 | 0 | 0 | 0 | 0 | 0 | 0 | 0 | 0 | 0 | 0
253101-Packaged Terminal AC Early Retirement | 0.20817 | 0.0026494 | 0.15125 | 381.8273 | 5727.4099 | 0 | 0 | 0.13528 | 0 | 0.13528 | 0 | 0.15122 | 0 | 0.15122 | 0 | 3.2805 | 4.486 | 3.2805 | 4.486
253101-Packaged Terminal AC Early Retirement | 0.20817 | 0.0026494 | 0.15125 | 381.8273 | 5727.4099 | 0 | 0 | 0.13528 | 0 | 0.13528 | 0 | 0.15122 | 0 | 0.15122 | 0 | 3.2805 | 4.486 | 3.2805 | 4.486
253101-Packaged Terminal AC Early Retirement | 0 | 0 | 0 | 0 | 0 | 0 | 0 | 0 | 0 | 0 | 0 | 0 | 0 | 0 | 0 | 0 | 0 | 0 | 0
253101-Packaged Terminal AC Early Retirement | 0 | 0 | 0 | 0 | 0 | 0 | 0 | 0 | 0 | 0 | 0 | 0 | 0 | 0 | 0 | 0 | 0 | 0 | 0
253101-Packaged Terminal AC Early Retirement | 0 | 0 | 0 | 0 | 0 | 0 | 0 | 0 | 0 | 0 | 0 | 0 | 0 | 0 | 0 | 0 | 0 | 0 | 0
253101-Packaged Terminal AC Early Retirement | 0.20817 | 0.0026494 | 0.15125 | 381.8273 | 5727.4099 | 0 | 0 | 0.13528 | 0 | 0.13528 | 0 | 0.15122 | 0 | 0.15122 | 0 | 3.2805 | 4.486 | 3.2805 | 4.486
253101-Packaged Terminal AC Early Retirement | 0 | 0 | 0 | 0 | 0 | 0 | 0 | 0 | 0 | 0 | 0 | 0 | 0 | 0 | 0 | 0 | 0 | 0 | 0
253101-Packaged Terminal AC Early Retirement | 0 | 0 | 0 | 0 | 0 | 0 | 0 | 0 | 0 | 0 | 0 | 0 | 0 | 0 | 0 | 0 | 0 | 0 | 0
253101-Packaged Terminal AC Early Retirement | 0.20817 | 0.0026494 | 0.15125 | 381.8273 | 5727.4099 | 0 | 0 | 0.13528 | 0 | 0.13528 | 0 | 0.15122 | 0 | 0.15122 | 0 | 3.2805 | 4.486 | 3.2805 | 4.486
253101-Packaged Terminal AC Early Retirement | 0 | 0 | 0 | 0 | 0 | 0 | 0 | 0 | 0 | 0 | 0 | 0 | 0 | 0 | 0 | 0 | 0 | 0 | 0
253101-Packaged Terminal AC Early Retirement | 0 | 0 | 0 | 0 | 0 | 0 | 0 | 0 | 0 | 0 | 0 | 0 | 0 | 0 | 0 | 0 | 0 | 0 | 0
253101-Packaged Terminal AC Early Retirement | 0.20817 | 0.0026494 | 0.15125 | 381.8273 | 5727.4099 | 0 | 0 | 0.13528 | 0 | 0.13528 | 0 | 0.15122 | 0 | 0.15122 | 0 | 3.2805 | 4.486 | 3.2805 | 4.486
253101-Packaged Terminal AC Early Retirement | 0 | 0 | 0 | 0 | 0 | 0 | 0 | 0 | 0 | 0 | 0 | 0 | 0 | 0 | 0 | 0 | 0 | 0 | 0
253101-Packaged Terminal AC Early Retirement | 0 | 0 | 0 | 0 | 0 | 0 | 0 | 0 | 0 | 0 | 0 | 0 | 0 | 0 | 0 | 0 | 0 | 0 | 0
253101-Packaged Terminal AC Early Retirement | 0 | 0 | 0 | 0 | 0 | 0 | 0 | 0 | 0 | 0 | 0 | 0 | 0 | 0 | 0 | 0 | 0 | 0 | 0
253101-Packaged Terminal AC Early Retirement | 0 | 0 | 0 | 0 | 0 | 0 | 0 | 0 | 0 | 0 | 0 | 0 | 0 | 0 | 0 | 0 | 0 | 0 | 0
253101-Packaged Terminal AC Early Retirement | 0 | 0 | 0 | 0 | 0 | 0 | 0 | 0 | 0 | 0 | 0 | 0 | 0 | 0 | 0 | 0 | 0 | 0 | 0
253101-Packaged Terminal AC Early Retirement | 0 | 0 | 0 | 0 | 0 | 0 | 0 | 0 | 0 | 0 | 0 | 0 | 0 | 0 | 0 | 0 | 0 | 0 | 0
253101-Packaged Terminal AC Early Retirement | 0 | 0 | 0 | 0 | 0 | 0 | 0 | 0 | 0 | 0 | 0 | 0 | 0 | 0 | 0 | 0 | 0 | 0 | 0
253101-Packaged Terminal AC Early Retirement | 0 | 0 | 0 | 0 | 0 | 0 | 0 | 0 | 0 | 0 | 0 | 0 | 0 | 0 | 0 | 0 | 0 | 0 | 0
253101-Packaged Terminal AC Early Retirement | 0 | 0 | 0 | 0 | 0 | 0 | 0 | 0 | 0 | 0 | 0 | 0 | 0 | 0 | 0 | 0 | 0 | 0 | 0
253101-Packaged Terminal AC Early Retirement | 0 | 0 | 0 | 0 | 0 | 0 | 0 | 0 | 0 | 0 | 0 | 0 | 0 | 0 | 0 | 0 | 0 | 0 | 0
253101-Packaged Terminal AC Early Retirement | 0.20817 | 0.0026494 | 0.15125 | 381.8273 | 5727.4099 | 0 | 0 | 0.13528 | 0 | 0.13528 | 0 | 0.15122 | 0 | 0.15122 | 0 | 3.2805 | 4.486 | 3.2805 | 4.486
253101-Packaged Terminal AC Early Retirement | 0.20817 | 0.0026494 | 0.15125 | 381.8273 | 5727.4099 | 0 | 0 | 0.13528 | 0 | 0.13528 | 0 | 0.15122 | 0 | 0.15122 | 0 | 3.2805 | 4.486 | 3.2805 | 4.486
253101-Packaged Terminal AC Early Retirement | 0.20817 | 0.0026494 | 0.15125 | 381.8273 | 5727.4099 | 0 | 0 | 0.13528 | 0 | 0.13528 | 0 | 0.15122 | 0 | 0.15122 | 0 | 3.2805 | 4.486 | 3.2805 | 4.486
253101-Packaged Terminal AC Early Retirement | 0 | 0 | 0 | 0 | 0 | 0 | 0 | 0 | 0 | 0 | 0 | 0 | 0 | 0 | 0 | 0 | 0 | 0 | 0
253101-Packaged Terminal AC Early Retirement | 0 | 0 | 0 | 0 | 0 | 0 | 0 | 0 | 0 | 0 | 0 | 0 | 0 | 0 | 0 | 0 | 0 | 0 | 0
253101-Packaged Terminal AC Early Retirement | 0.20817 | 0.0026494 | 0.15125 | 381.8273 | 5727.4099 | 0 | 0 | 0.13528 | 0 | 0.13528 | 0 | 0.15122 | 0 | 0.15122 | 0 | 3.2805 | 4.486 | 3.2805 | 4.486
253101-Packaged Terminal AC Early Retirement | 0 | 0 | 0 | 0 | 0 | 0 | 0 | 0 | 0 | 0 | 0 | 0 | 0 | 0 | 0 | 0 | 0 | 0 | 0
253101-Packaged Terminal AC Early Retirement | 0 | 0 | 0 | 0 | 0 | 0 | 0 | 0 | 0 | 0 | 0 | 0 | 0 | 0 | 0 | 0 | 0 | 0 | 0
253101-Packaged Terminal AC Early Retirement | 0.20817 | 0.0026494 | 0.15125 | 381.8273 | 5727.4099 | 0 | 0 | 0.13528 | 0 | 0.13528 | 0 | 0.15122 | 0 | 0.15122 | 0 | 3.2805 | 4.486 | 3.2805 | 4.486
253101-Packaged Terminal AC Early Retirement | 0.20817 | 0.0026494 | 0.15125 | 381.8273 | 5727.4099 | 0 | 0 | 0.13528 | 0 | 0.13528 | 0 | 0.15122 | 0 | 0.15122 | 0 | 3.2805 | 4.486 | 3.2805 | 4.486
253101-Packaged Terminal AC Early Retirement | 0 | 0 | 0 | 0 | 0 | 0 | 0 | 0 | 0 | 0 | 0 | 0 | 0 | 0 | 0 | 0 | 0 | 0 | 0
253101-Packaged Terminal AC Early Retirement | 0 | 0 | 0 | 0 | 0 | 0 | 0 | 0 | 0 | 0 | 0 | 0 | 0 | 0 | 0 | 0 | 0 | 0 | 0
253101-Packaged Terminal AC Early Retirement | 0 | 0 | 0 | 0 | 0 | 0 | 0 | 0 | 0 | 0 | 0 | 0 | 0 | 0 | 0 | 0 | 0 | 0 | 0
253101-Packaged Terminal AC Early Retirement | 0.20817 | 0.0026494 | 0.15125 | 381.8273 | 5727.4099 | 0 | 0 | 0.13528 | 0 | 0.13528 | 0 | 0.15122 | 0 | 0.15122 | 0 | 3.2805 | 4.486 | 3.2805 | 4.486
253101-Packaged Terminal AC Early Retirement | 0.20817 | 0.0026494 | 0.15125 | 381.8273 | 5727.4099 | 0 | 0 | 0.13528 | 0 | 0.13528 | 0 | 0.15122 | 0 | 0.15122 | 0 | 3.2805 | 4.486 | 3.2805 | 4.486
253101-Packaged Terminal AC Early Retirement | 0.20817 | 0.0026494 | 0.15125 | 381.8273 | 5727.4099 | 0 | 0 | 0.13528 | 0 | 0.13528 | 0 | 0.15122 | 0 | 0.15122 | 0 | 3.2805 | 4.486 | 3.2805 | 4.486
253101-Packaged Terminal AC Early Retirement | 0.20817 | 0.0026494 | 0.15125 | 381.8273 | 5727.4099 | 0 | 0 | 0.13528 | 0 | 0.13528 | 0 | 0.15122 | 0 | 0.15122 | 0 | 3.2805 | 4.486 | 3.2805 | 4.486
253101-Packaged Terminal AC Early Retirement | 0.20817 | 0.0026494 | 0.15125 | 381.8273 | 5727.4099 | 0 | 0 | 0.13528 | 0 | 0.13528 | 0 | 0.15122 | 0 | 0.15122 | 0 | 3.2805 | 4.486 | 3.2805 | 4.486
253101-Packaged Terminal AC Early Retirement | 0.20817 | 0.0026494 | 0.15125 | 381.8273 | 5727.4099 | 0 | 0 | 0.13528 | 0 | 0.13528 | 0 | 0.15122 | 0 | 0.15122 | 0 | 3.2805 | 4.486 | 3.2805 | 4.486
253101-Packaged Terminal AC Early Retirement | 0.20817 | 0.0026494 | 0.15125 | 381.8273 | 5727.4099 | 0 | 0 | 0.13528 | 0 | 0.13528 | 0 | 0.15122 | 0 | 0.15122 | 0 | 3.2805 | 4.486 | 3.2805 | 4.486
253101-Packaged Terminal AC Early Retirement | 0.20817 | 0.0026494 | 0.15125 | 381.8273 | 5727.4099 | 0 | 0 | 0.13528 | 0 | 0.13528 | 0 | 0.15122 | 0 | 0.15122 | 0 | 3.2805 | 4.486 | 3.2805 | 4.486
253101-Packaged Terminal AC Early Retirement | 0.20817 | 0.0026494 | 0.15125 | 381.8273 | 5727.4099 | 0 | 0 | 0.13528 | 0 | 0.13528 | 0 | 0.15122 | 0 | 0.15122 | 0 | 3.2805 | 4.486 | 3.2805 | 4.486
253101-Packaged Terminal AC Early Retirement | 0 | 0 | 0 | 0 | 0 | 0 | 0 | 0 | 0 | 0 | 0 | 0 | 0 | 0 | 0 | 0 | 0 | 0 | 0
253101-Packaged Terminal AC Early Retirement | 0.20817 | 0.0026494 | 0.15125 | 381.8273 | 5727.4099 | 0 | 0 | 0.13528 | 0 | 0.13528 | 0 | 0.15122 | 0 | 0.15122 | 0 | 3.2805 | 4.486 | 3.2805 | 4.486
253101-Packaged Terminal AC Early Retirement | 0.20817 | 0.0026494 | 0.15125 | 381.8273 | 5727.4099 | 0 | 0 | 0.13528 | 0 | 0.13528 | 0 | 0.15122 | 0 | 0.15122 | 0 | 3.2805 | 4.486 | 3.2805 | 4.486
253101-Packaged Terminal AC Early Retirement | 0.20817 | 0.0026494 | 0.15125 | 381.8273 | 5727.4099 | 0 | 0 | 0.13528 | 0 | 0.13528 | 0 | 0.15122 | 0 | 0.15122 | 0 | 3.2805 | 4.486 | 3.2805 | 4.486
253101-Packaged Terminal AC Early Retirement | 0.20817 | 0.0026494 | 0.15125 | 381.8273 | 5727.4099 | 0 | 0 | 0.13528 | 0 | 0.13528 | 0 | 0.15122 | 0 | 0.15122 | 0 | 3.2805 | 4.486 | 3.2805 | 4.486
253101-Packaged Terminal AC Early Retirement | 0.20817 | 0.0026494 | 0.15125 | 381.8273 | 5727.4099 | 0 | 0 | 0.13528 | 0 | 0.13528 | 0 | 0.15122 | 0 | 0.15122 | 0 | 3.2805 | 4.486 | 3.2805 | 4.486
253101-Packaged Terminal AC Early Retirement | 0.20817 | 0.0026494 | 0.15125 | 381.8273 | 5727.4099 | 0 | 0 | 0.13528 | 0 | 0.13528 | 0 | 0.15122 | 0 | 0.15122 | 0 | 3.2805 | 4.486 | 3.2805 | 4.486
253101-Packaged Terminal AC Early Retirement | 0.20817 | 0.0026494 | 0.15125 | 381.8273 | 5727.4099 | 0 | 0 | 0.13528 | 0 | 0.13528 | 0 | 0.15122 | 0 | 0.15122 | 0 | 3.2805 | 4.486 | 3.2805 | 4.486
253101-Packaged Terminal AC Early Retirement | 0.20817 | 0.0026494 | 0.15125 | 381.8273 | 5727.4099 | 0 | 0 | 0.13528 | 0 | 0.13528 | 0 | 0.15122 | 0 | 0.15122 | 0 | 3.2805 | 4.486 | 3.2805 | 4.486
253101-Packaged Terminal AC Early Retirement | 0 | 0 | 0 | 0 | 0 | 0 | 0 | 0 | 0 | 0 | 0 | 0 | 0 | 0 | 0 | 0 | 0 | 0 | 0
253101-Packaged Terminal AC Early Retirement | 0.20817 | 0.0026494 | 0.15125 | 381.8273 | 5727.4099 | 0 | 0 | 0.13528 | 0 | 0.13528 | 0 | 0.15122 | 0 | 0.15122 | 0 | 3.2805 | 4.486 | 3.2805 | 4.486
253101-Packaged Terminal AC Early Retirement | 0 | 0 | 0 | 0 | 0 | 0 | 0 | 0 | 0 | 0 | 0 | 0 | 0 | 0 | 0 | 0 | 0 | 0 | 0
253101-Packaged Terminal AC Early Retirement | 0.20817 | 0.0026494 | 0.15125 | 381.8273 | 5727.4099 | 0 | 0 | 0.13528 | 0 | 0.13528 | 0 | 0.15122 | 0 | 0.15122 | 0 | 3.2805 | 4.486 | 3.2805 | 4.486
253101-Packaged Terminal AC Early Retirement | 0.20817 | 0.0026494 | 0.15125 | 381.8273 | 5727.4099 | 0 | 0 | 0.13528 | 0 | 0.13528 | 0 | 0.15122 | 0 | 0.15122 | 0 | 3.2805 | 4.486 | 3.2805 | 4.486
253101-Packaged Terminal AC Early Retirement | 0.20817 | 0.0026494 | 0.15125 | 381.8273 | 5727.4099 | 0 | 0 | 0.13528 | 0 | 0.13528 | 0 | 0.15122 | 0 | 0.15122 | 0 | 3.2805 | 4.486 | 3.2805 | 4.486
253101-Packaged Terminal AC Early Retirement | 0.20817 | 0.0026494 | 0.15125 | 381.8273 | 5727.4099 | 0 | 0 | 0.13528 | 0 | 0.13528 | 0 | 0.15122 | 0 | 0.15122 | 0 | 3.2805 | 4.486 | 3.2805 | 4.486
253101-Packaged Terminal AC Early Retirement | 0.20817 | 0.0026494 | 0.15125 | 381.8273 | 5727.4099 | 0 | 0 | 0.13528 | 0 | 0.13528 | 0 | 0.15122 | 0 | 0.15122 | 0 | 3.2805 | 4.486 | 3.2805 | 4.486
253101-Packaged Terminal AC Early Retirement | 0.20817 | 0.0026494 | 0.15125 | 381.8273 | 5727.4099 | 0 | 0 | 0.13528 | 0 | 0.13528 | 0 | 0.15122 | 0 | 0.15122 | 0 | 3.2805 | 4.486 | 3.2805 | 4.486
253101-Packaged Terminal AC Early Retirement | 0.20817 | 0.0026494 | 0.15125 | 381.8273 | 5727.4099 | 0 | 0 | 0.13528 | 0 | 0.13528 | 0 | 0.15122 | 0 | 0.15122 | 0 | 3.2805 | 4.486 | 3.2805 | 4.486
253101-Packaged Terminal AC Early Retirement | 0 | 0 | 0 | 0 | 0 | 0 | 0 | 0 | 0 | 0 | 0 | 0 | 0 | 0 | 0 | 0 | 0 | 0 | 0
253101-Packaged Terminal AC Early Retirement | 0.20817 | 0.0026494 | 0.15125 | 381.8273 | 5727.4099 | 0 | 0 | 0.13528 | 0 | 0.13528 | 0 | 0.15122 | 0 | 0.15122 | 0 | 3.2805 | 4.486 | 3.2805 | 4.486
253101-Packaged Terminal AC Early Retirement | 0.20817 | 0.0026494 | 0.15125 | 381.8273 | 5727.4099 | 0 | 0 | 0.13528 | 0 | 0.13528 | 0 | 0.15122 | 0 | 0.15122 | 0 | 3.2805 | 4.486 | 3.2805 | 4.486
253101-Packaged Terminal AC Early Retirement | 0.20817 | 0.0026494 | 0.15125 | 381.8273 | 5727.4099 | 0 | 0 | 0.13528 | 0 | 0.13528 | 0 | 0.15122 | 0 | 0.15122 | 0 | 3.2805 | 4.486 | 3.2805 | 4.486
253101-Packaged Terminal AC Early Retirement | 0.20817 | 0.0026494 | 0.15125 | 381.8273 | 5727.4099 | 0 | 0 | 0.13528 | 0 | 0.13528 | 0 | 0.15122 | 0 | 0.15122 | 0 | 3.2805 | 4.486 | 3.2805 | 4.486
253101-Packaged Terminal AC Early Retirement | 0.20817 | 0.0026494 | 0.15125 | 381.8273 | 5727.4099 | 0 | 0 | 0.13528 | 0 | 0.13528 | 0 | 0.15122 | 0 | 0.15122 | 0 | 3.2805 | 4.486 | 3.2805 | 4.486
253101-Packaged Terminal AC Early Retirement | 0 | 0 | 0 | 0 | 0 | 0 | 0 | 0 | 0 | 0 | 0 | 0 | 0 | 0 | 0 | 0 | 0 | 0 | 0
253101-Packaged Terminal AC Early Retirement | 0 | 0 | 0 | 0 | 0 | 0 | 0 | 0 | 0 | 0 | 0 | 0 | 0 | 0 | 0 | 0 | 0 | 0 | 0
253101-Packaged Terminal AC Early Retirement | 0 | 0 | 0 | 0 | 0 | 0 | 0 | 0 | 0 | 0 | 0 | 0 | 0 | 0 | 0 | 0 | 0 | 0 | 0
253101-Packaged Terminal AC Early Retirement | 0.20817 | 0.0026494 | 0.15125 | 381.8273 | 5727.4099 | 0 | 0 | 0.13528 | 0 | 0.13528 | 0 | 0.15122 | 0 | 0.15122 | 0 | 3.2805 | 4.486 | 3.2805 | 4.486
253101-Packaged Terminal AC Early Retirement | 0.20817 | 0.0026494 | 0.15125 | 381.8273 | 5727.4099 | 0 | 0 | 0.13528 | 0 | 0.13528 | 0 | 0.15122 | 0 | 0.15122 | 0 | 3.2805 | 4.486 | 3.2805 | 4.486
253101-Packaged Terminal AC Early Retirement | 0 | 0 | 0 | 0 | 0 | 0 | 0 | 0 | 0 | 0 | 0 | 0 | 0 | 0 | 0 | 0 | 0 | 0 | 0
253101-Packaged Terminal AC Early Retirement | 0 | 0 | 0 | 0 | 0 | 0 | 0 | 0 | 0 | 0 | 0 | 0 | 0 | 0 | 0 | 0 | 0 | 0 | 0
253101-Packaged Terminal AC Early Retirement | 0.20817 | 0.0026494 | 0.15125 | 381.8273 | 5727.4099 | 0 | 0 | 0.13528 | 0 | 0.13528 | 0 | 0.15122 | 0 | 0.15122 | 0 | 3.2805 | 4.486 | 3.2805 | 4.486
253101-Packaged Terminal AC Early Retirement | 0.20817 | 0.0026494 | 0.15125 | 381.8273 | 5727.4099 | 0 | 0 | 0.13528 | 0 | 0.13528 | 0 | 0.15122 | 0 | 0.15122 | 0 | 3.2805 | 4.486 | 3.2805 | 4.486
253101-Packaged Terminal AC Early Retirement | 0 | 0 | 0 | 0 | 0 | 0 | 0 | 0 | 0 | 0 | 0 | 0 | 0 | 0 | 0 | 0 | 0 | 0 | 0
253101-Packaged Terminal AC Early Retirement | 0.20817 | 0.0026494 | 0.15125 | 381.8273 | 5727.4099 | 0 | 0 | 0.13528 | 0 | 0.13528 | 0 | 0.15122 | 0 | 0.15122 | 0 | 3.2805 | 4.486 | 3.2805 | 4.486
253059-Comm. AC <65k single phase split ER above code | 0.27836 | 0.11105 | 0.58521 | 855.39 | 12830.85 | 0 | 0 | -0.069038 | 0 | -0.069038 | 0 | 0.10683 | 0 | 0.10683 | 0 | 0.71068 | 2.7025 | 0.71068 | 2.7025
253087-Comm. HP 65k to 134k ER | 0.74427 | 0.29691 | 1.0987 | 2287.096 | 34306.44 | 0 | 0 | -0.18609 | 0 | -0.18609 | 0 | 0.13337 | 0 | 0.13337 | 0 | 0.4768 | 4.6832 | 0.4768 | 4.6832
253059-Comm. AC <65k single phase split ER above code | 0.27836 | 0.11105 | 0.58521 | 855.39 | 12830.85 | 0 | 0 | -0.069038 | 0 | -0.069038 | 0 | 0.10683 | 0 | 0.10683 | 0 | 0.71068 | 2.7025 | 0.71068 | 2.7025
253059-Comm. AC <65k single phase split ER above code | 0.27836 | 0.11105 | 0.58521 | 855.39 | 12830.85 | 0 | 0 | -0.069038 | 0 | -0.069038 | 0 | 0.10683 | 0 | 0.10683 | 0 | 0.71068 | 2.7025 | 0.71068 | 2.7025
253059-Comm. AC <65k single phase split ER above code | 0.27836 | 0.11105 | 0.58521 | 855.39 | 12830.85 | 0 | 0 | -0.069038 | 0 | -0.069038 | 0 | 0.10683 | 0 | 0.10683 | 0 | 0.71068 | 2.7025 | 0.71068 | 2.7025
253059-Comm. AC <65k single phase split ER above code | 0.27836 | 0.11105 | 0.58521 | 855.39 | 12830.85 | 0 | 0 | -0.069038 | 0 | -0.069038 | 0 | 0.10683 | 0 | 0.10683 | 0 | 0.71068 | 2.7025 | 0.71068 | 2.7025
253059-Comm. AC <65k single phase split ER above code | 0.27836 | 0.11105 | 0.58521 | 855.39 | 12830.85 | 0 | 0 | -0.069038 | 0 | -0.069038 | 0 | 0.10683 | 0 | 0.10683 | 0 | 0.71068 | 2.7025 | 0.71068 | 2.7025
253059-Comm. AC <65k single phase split ER above code | 0.16702 | 0.066629 | 0.35113 | 513.234 | 7698.51 | 0 | 0 | -0.069038 | 0 | -0.069038 | 0 | 0.10683 | 0 | 0.10683 | 0 | 0.71068 | 2.7025 | 0.71068 | 2.7025
253059-Comm. AC <65k single phase split ER above code | 0.11134 | 0.044419 | 0.23408 | 342.156 | 5132.34 | 0 | 0 | -0.069038 | 0 | -0.069038 | 0 | 0.10683 | 0 | 0.10683 | 0 | 0.71068 | 2.7025 | 0.71068 | 2.7025
253087-Comm. HP 65k to 134k ER | 0.74427 | 0.29691 | 1.0987 | 2287.096 | 34306.44 | 0 | 0 | -0.18609 | 0 | -0.18609 | 0 | 0.13337 | 0 | 0.13337 | 0 | 0.4768 | 4.6832 | 0.4768 | 4.6832
253103-Packaged terminal HP Early Retirement | 0 | 0 | 0 | 0 | 0 | 0 | 0 | 0 | 0 | 0 | 0 | 0 | 0 | 0 | 0 | 0 | 0 | 0 | 0
253103-Packaged terminal HP Early Retirement | 0 | 0 | 0 | 0 | 0 | 0 | 0 | 0 | 0 | 0 | 0 | 0 | 0 | 0 | 0 | 0 | 0 | 0 | 0
253103-Packaged terminal HP Early Retirement | 0 | 0 | 0 | 0 | 0 | 0 | 0 | 0 | 0 | 0 | 0 | 0 | 0 | 0 | 0 | 0 | 0 | 0 | 0
253103-Packaged terminal HP Early Retirement | 0 | 0 | 0 | 0 | 0 | 0 | 0 | 0 | 0 | 0 | 0 | 0 | 0 | 0 | 0 | 0 | 0 | 0 | 0
253103-Packaged terminal HP Early Retirement | 0 | 0 | 0 | 0 | 0 | 0 | 0 | 0 | 0 | 0 | 0 | 0 | 0 | 0 | 0 | 0 | 0 | 0 | 0
253103-Packaged terminal HP Early Retirement | 0 | 0 | 0 | 0 | 0 | 0 | 0 | 0 | 0 | 0 | 0 | 0 | 0 | 0 | 0 | 0 | 0 | 0 | 0
253103-Packaged terminal HP Early Retirement | 0 | 0 | 0 | 0 | 0 | 0 | 0 | 0 | 0 | 0 | 0 | 0 | 0 | 0 | 0 | 0 | 0 | 0 | 0
253103-Packaged terminal HP Early Retirement | 0 | 0 | 0 | 0 | 0 | 0 | 0 | 0 | 0 | 0 | 0 | 0 | 0 | 0 | 0 | 0 | 0 | 0 | 0
253103-Packaged terminal HP Early Retirement | 0 | 0 | 0 | 0 | 0 | 0 | 0 | 0 | 0 | 0 | 0 | 0 | 0 | 0 | 0 | 0 | 0 | 0 | 0
253103-Packaged terminal HP Early Retirement | 0 | 0 | 0 | 0 | 0 | 0 | 0 | 0 | 0 | 0 | 0 | 0 | 0 | 0 | 0 | 0 | 0 | 0 | 0
253103-Packaged terminal HP Early Retirement | 0 | 0 | 0 | 0 | 0 | 0 | 0 | 0 | 0 | 0 | 0 | 0 | 0 | 0 | 0 | 0 | 0 | 0 | 0
253103-Packaged terminal HP Early Retirement | 0 | 0 | 0 | 0 | 0 | 0 | 0 | 0 | 0 | 0 | 0 | 0 | 0 | 0 | 0 | 0 | 0 | 0 | 0
253103-Packaged terminal HP Early Retirement | 0 | 0 | 0 | 0 | 0 | 0 | 0 | 0 | 0 | 0 | 0 | 0 | 0 | 0 | 0 | 0 | 0 | 0 | 0
253103-Packaged terminal HP Early Retirement | 0 | 0 | 0 | 0 | 0 | 0 | 0 | 0 | 0 | 0 | 0 | 0 | 0 | 0 | 0 | 0 | 0 | 0 | 0
253103-Packaged terminal HP Early Retirement | 0 | 0 | 0 | 0 | 0 | 0 | 0 | 0 | 0 | 0 | 0 | 0 | 0 | 0 | 0 | 0 | 0 | 0 | 0
253103-Packaged terminal HP Early Retirement | 0 | 0 | 0 | 0 | 0 | 0 | 0 | 0 | 0 | 0 | 0 | 0 | 0 | 0 | 0 | 0 | 0 | 0 | 0
253103-Packaged terminal HP Early Retirement | 0 | 0 | 0 | 0 | 0 | 0 | 0 | 0 | 0 | 0 | 0 | 0 | 0 | 0 | 0 | 0 | 0 | 0 | 0
253103-Packaged terminal HP Early Retirement | 0 | 0 | 0 | 0 | 0 | 0 | 0 | 0 | 0 | 0 | 0 | 0 | 0 | 0 | 0 | 0 | 0 | 0 | 0
253103-Packaged terminal HP Early Retirement | 0 | 0 | 0 | 0 | 0 | 0 | 0 | 0 | 0 | 0 | 0 | 0 | 0 | 0 | 0 | 0 | 0 | 0 | 0
253103-Packaged terminal HP Early Retirement | 0 | 0 | 0 | 0 | 0 | 0 | 0 | 0 | 0 | 0 | 0 | 0 | 0 | 0 | 0 | 0 | 0 | 0 | 0
253103-Packaged terminal HP Early Retirement | 0 | 0 | 0 | 0 | 0 | 0 | 0 | 0 | 0 | 0 | 0 | 0 | 0 | 0 | 0 | 0 | 0 | 0 | 0
253103-Packaged terminal HP Early Retirement | 0 | 0 | 0 | 0 | 0 | 0 | 0 | 0 | 0 | 0 | 0 | 0 | 0 | 0 | 0 | 0 | 0 | 0 | 0
253103-Packaged terminal HP Early Retirement | 0 | 0 | 0 | 0 | 0 | 0 | 0 | 0 | 0 | 0 | 0 | 0 | 0 | 0 | 0 | 0 | 0 | 0 | 0
253103-Packaged terminal HP Early Retirement | 0 | 0 | 0 | 0 | 0 | 0 | 0 | 0 | 0 | 0 | 0 | 0 | 0 | 0 | 0 | 0 | 0 | 0 | 0
253103-Packaged terminal HP Early Retirement | 0 | 0 | 0 | 0 | 0 | 0 | 0 | 0 | 0 | 0 | 0 | 0 | 0 | 0 | 0 | 0 | 0 | 0 | 0
253103-Packaged terminal HP Early Retirement | 0 | 0 | 0 | 0 | 0 | 0 | 0 | 0 | 0 | 0 | 0 | 0 | 0 | 0 | 0 | 0 | 0 | 0 | 0
253103-Packaged terminal HP Early Retirement | 0 | 0 | 0 | 0 | 0 | 0 | 0 | 0 | 0 | 0 | 0 | 0 | 0 | 0 | 0 | 0 | 0 | 0 | 0
253103-Packaged terminal HP Early Retirement | 0 | 0 | 0 | 0 | 0 | 0 | 0 | 0 | 0 | 0 | 0 | 0 | 0 | 0 | 0 | 0 | 0 | 0 | 0
253103-Packaged terminal HP Early Retirement | 0 | 0 | 0 | 0 | 0 | 0 | 0 | 0 | 0 | 0 | 0 | 0 | 0 | 0 | 0 | 0 | 0 | 0 | 0
253103-Packaged terminal HP Early Retirement | 0 | 0 | 0 | 0 | 0 | 0 | 0 | 0 | 0 | 0 | 0 | 0 | 0 | 0 | 0 | 0 | 0 | 0 | 0
253103-Packaged terminal HP Early Retirement | 0 | 0 | 0 | 0 | 0 | 0 | 0 | 0 | 0 | 0 | 0 | 0 | 0 | 0 | 0 | 0 | 0 | 0 | 0
253103-Packaged terminal HP Early Retirement | 0 | 0 | 0 | 0 | 0 | 0 | 0 | 0 | 0 | 0 | 0 | 0 | 0 | 0 | 0 | 0 | 0 | 0 | 0
253103-Packaged terminal HP Early Retirement | 0 | 0 | 0 | 0 | 0 | 0 | 0 | 0 | 0 | 0 | 0 | 0 | 0 | 0 | 0 | 0 | 0 | 0 | 0
253103-Packaged terminal HP Early Retirement | 0 | 0 | 0 | 0 | 0 | 0 | 0 | 0 | 0 | 0 | 0 | 0 | 0 | 0 | 0 | 0 | 0 | 0 | 0
253103-Packaged terminal HP Early Retirement | 0 | 0 | 0 | 0 | 0 | 0 | 0 | 0 | 0 | 0 | 0 | 0 | 0 | 0 | 0 | 0 | 0 | 0 | 0
253103-Packaged terminal HP Early Retirement | 0 | 0 | 0 | 0 | 0 | 0 | 0 | 0 | 0 | 0 | 0 | 0 | 0 | 0 | 0 | 0 | 0 | 0 | 0
253103-Packaged terminal HP Early Retirement | 0 | 0 | 0 | 0 | 0 | 0 | 0 | 0 | 0 | 0 | 0 | 0 | 0 | 0 | 0 | 0 | 0 | 0 | 0
253103-Packaged terminal HP Early Retirement | 0 | 0 | 0 | 0 | 0 | 0 | 0 | 0 | 0 | 0 | 0 | 0 | 0 | 0 | 0 | 0 | 0 | 0 | 0
253103-Packaged terminal HP Early Retirement | 0 | 0 | 0 | 0 | 0 | 0 | 0 | 0 | 0 | 0 | 0 | 0 | 0 | 0 | 0 | 0 | 0 | 0 | 0
253103-Packaged terminal HP Early Retirement | 0 | 0 | 0 | 0 | 0 | 0 | 0 | 0 | 0 | 0 | 0 | 0 | 0 | 0 | 0 | 0 | 0 | 0 | 0
253103-Packaged terminal HP Early Retirement | 0 | 0 | 0 | 0 | 0 | 0 | 0 | 0 | 0 | 0 | 0 | 0 | 0 | 0 | 0 | 0 | 0 | 0 | 0
253103-Packaged terminal HP Early Retirement | 0 | 0 | 0 | 0 | 0 | 0 | 0 | 0 | 0 | 0 | 0 | 0 | 0 | 0 | 0 | 0 | 0 | 0 | 0
253103-Packaged terminal HP Early Retirement | 0 | 0 | 0 | 0 | 0 | 0 | 0 | 0 | 0 | 0 | 0 | 0 | 0 | 0 | 0 | 0 | 0 | 0 | 0
253103-Packaged terminal HP Early Retirement | 0 | 0 | 0 | 0 | 0 | 0 | 0 | 0 | 0 | 0 | 0 | 0 | 0 | 0 | 0 | 0 | 0 | 0 | 0
253103-Packaged terminal HP Early Retirement | 0 | 0 | 0 | 0 | 0 | 0 | 0 | 0 | 0 | 0 | 0 | 0 | 0 | 0 | 0 | 0 | 0 | 0 | 0
253103-Packaged terminal HP Early Retirement | 0 | 0 | 0 | 0 | 0 | 0 | 0 | 0 | 0 | 0 | 0 | 0 | 0 | 0 | 0 | 0 | 0 | 0 | 0
253103-Packaged terminal HP Early Retirement | 0 | 0 | 0 | 0 | 0 | 0 | 0 | 0 | 0 | 0 | 0 | 0 | 0 | 0 | 0 | 0 | 0 | 0 | 0
253103-Packaged terminal HP Early Retirement | 0 | 0 | 0 | 0 | 0 | 0 | 0 | 0 | 0 | 0 | 0 | 0 | 0 | 0 | 0 | 0 | 0 | 0 | 0
253103-Packaged terminal HP Early Retirement | 0 | 0 | 0 | 0 | 0 | 0 | 0 | 0 | 0 | 0 | 0 | 0 | 0 | 0 | 0 | 0 | 0 | 0 | 0
253103-Packaged terminal HP Early Retirement | 0 | 0 | 0 | 0 | 0 | 0 | 0 | 0 | 0 | 0 | 0 | 0 | 0 | 0 | 0 | 0 | 0 | 0 | 0
253103-Packaged terminal HP Early Retirement | 0 | 0 | 0 | 0 | 0 | 0 | 0 | 0 | 0 | 0 | 0 | 0 | 0 | 0 | 0 | 0 | 0 | 0 | 0
253103-Packaged terminal HP Early Retirement | 0 | 0 | 0 | 0 | 0 | 0 | 0 | 0 | 0 | 0 | 0 | 0 | 0 | 0 | 0 | 0 | 0 | 0 | 0
253103-Packaged terminal HP Early Retirement | 0 | 0 | 0 | 0 | 0 | 0 | 0 | 0 | 0 | 0 | 0 | 0 | 0 | 0 | 0 | 0 | 0 | 0 | 0
253103-Packaged terminal HP Early Retirement | 0 | 0 | 0 | 0 | 0 | 0 | 0 | 0 | 0 | 0 | 0 | 0 | 0 | 0 | 0 | 0 | 0 | 0 | 0
253103-Packaged terminal HP Early Retirement | 0 | 0 | 0 | 0 | 0 | 0 | 0 | 0 | 0 | 0 | 0 | 0 | 0 | 0 | 0 | 0 | 0 | 0 | 0
253103-Packaged terminal HP Early Retirement | 0 | 0 | 0 | 0 | 0 | 0 | 0 | 0 | 0 | 0 | 0 | 0 | 0 | 0 | 0 | 0 | 0 | 0 | 0
253103-Packaged terminal HP Early Retirement | 0 | 0 | 0 | 0 | 0 | 0 | 0 | 0 | 0 | 0 | 0 | 0 | 0 | 0 | 0 | 0 | 0 | 0 | 0
253103-Packaged terminal HP Early Retirement | 0 | 0 | 0 | 0 | 0 | 0 | 0 | 0 | 0 | 0 | 0 | 0 | 0 | 0 | 0 | 0 | 0 | 0 | 0
253103-Packaged terminal HP Early Retirement | 0 | 0 | 0 | 0 | 0 | 0 | 0 | 0 | 0 | 0 | 0 | 0 | 0 | 0 | 0 | 0 | 0 | 0 | 0
253103-Packaged terminal HP Early Retirement | 0 | 0 | 0 | 0 | 0 | 0 | 0 | 0 | 0 | 0 | 0 | 0 | 0 | 0 | 0 | 0 | 0 | 0 | 0
253103-Packaged terminal HP Early Retirement | 0 | 0 | 0 | 0 | 0 | 0 | 0 | 0 | 0 | 0 | 0 | 0 | 0 | 0 | 0 | 0 | 0 | 0 | 0
253103-Packaged terminal HP Early Retirement | 0 | 0 | 0 | 0 | 0 | 0 | 0 | 0 | 0 | 0 | 0 | 0 | 0 | 0 | 0 | 0 | 0 | 0 | 0
253103-Packaged terminal HP Early Retirement | 0 | 0 | 0 | 0 | 0 | 0 | 0 | 0 | 0 | 0 | 0 | 0 | 0 | 0 | 0 | 0 | 0 | 0 | 0
253103-Packaged terminal HP Early Retirement | 0 | 0 | 0 | 0 | 0 | 0 | 0 | 0 | 0 | 0 | 0 | 0 | 0 | 0 | 0 | 0 | 0 | 0 | 0
253103-Packaged terminal HP Early Retirement | 0 | 0 | 0 | 0 | 0 | 0 | 0 | 0 | 0 | 0 | 0 | 0 | 0 | 0 | 0 | 0 | 0 | 0 | 0
253103-Packaged terminal HP Early Retirement | 0 | 0 | 0 | 0 | 0 | 0 | 0 | 0 | 0 | 0 | 0 | 0 | 0 | 0 | 0 | 0 | 0 | 0 | 0
253103-Packaged terminal HP Early Retirement | 0 | 0 | 0 | 0 | 0 | 0 | 0 | 0 | 0 | 0 | 0 | 0 | 0 | 0 | 0 | 0 | 0 | 0 | 0
253103-Packaged terminal HP Early Retirement | 0 | 0 | 0 | 0 | 0 | 0 | 0 | 0 | 0 | 0 | 0 | 0 | 0 | 0 | 0 | 0 | 0 | 0 | 0
253103-Packaged terminal HP Early Retirement | 0 | 0 | 0 | 0 | 0 | 0 | 0 | 0 | 0 | 0 | 0 | 0 | 0 | 0 | 0 | 0 | 0 | 0 | 0
253103-Packaged terminal HP Early Retirement | 0 | 0 | 0 | 0 | 0 | 0 | 0 | 0 | 0 | 0 | 0 | 0 | 0 | 0 | 0 | 0 | 0 | 0 | 0
253103-Packaged terminal HP Early Retirement | 0 | 0 | 0 | 0 | 0 | 0 | 0 | 0 | 0 | 0 | 0 | 0 | 0 | 0 | 0 | 0 | 0 | 0 | 0
253103-Packaged terminal HP Early Retirement | 0 | 0 | 0 | 0 | 0 | 0 | 0 | 0 | 0 | 0 | 0 | 0 | 0 | 0 | 0 | 0 | 0 | 0 | 0
253103-Packaged terminal HP Early Retirement | 0 | 0 | 0 | 0 | 0 | 0 | 0 | 0 | 0 | 0 | 0 | 0 | 0 | 0 | 0 | 0 | 0 | 0 | 0
253103-Packaged terminal HP Early Retirement | 0 | 0 | 0 | 0 | 0 | 0 | 0 | 0 | 0 | 0 | 0 | 0 | 0 | 0 | 0 | 0 | 0 | 0 | 0
253103-Packaged terminal HP Early Retirement | 0 | 0 | 0 | 0 | 0 | 0 | 0 | 0 | 0 | 0 | 0 | 0 | 0 | 0 | 0 | 0 | 0 | 0 | 0
253103-Packaged terminal HP Early Retirement | 0 | 0 | 0 | 0 | 0 | 0 | 0 | 0 | 0 | 0 | 0 | 0 | 0 | 0 | 0 | 0 | 0 | 0 | 0
253103-Packaged terminal HP Early Retirement | 0 | 0 | 0 | 0 | 0 | 0 | 0 | 0 | 0 | 0 | 0 | 0 | 0 | 0 | 0 | 0 | 0 | 0 | 0
253103-Packaged terminal HP Early Retirement | 0 | 0 | 0 | 0 | 0 | 0 | 0 | 0 | 0 | 0 | 0 | 0 | 0 | 0 | 0 | 0 | 0 | 0 | 0
253103-Packaged terminal HP Early Retirement | 0 | 0 | 0 | 0 | 0 | 0 | 0 | 0 | 0 | 0 | 0 | 0 | 0 | 0 | 0 | 0 | 0 | 0 | 0
253103-Packaged terminal HP Early Retirement | 0 | 0 | 0 | 0 | 0 | 0 | 0 | 0 | 0 | 0 | 0 | 0 | 0 | 0 | 0 | 0 | 0 | 0 | 0
253103-Packaged terminal HP Early Retirement | 0 | 0 | 0 | 0 | 0 | 0 | 0 | 0 | 0 | 0 | 0 | 0 | 0 | 0 | 0 | 0 | 0 | 0 | 0
253103-Packaged terminal HP Early Retirement | 0 | 0 | 0 | 0 | 0 | 0 | 0 | 0 | 0 | 0 | 0 | 0 | 0 | 0 | 0 | 0 | 0 | 0 | 0
253103-Packaged terminal HP Early Retirement | 0 | 0 | 0 | 0 | 0 | 0 | 0 | 0 | 0 | 0 | 0 | 0 | 0 | 0 | 0 | 0 | 0 | 0 | 0
253103-Packaged terminal HP Early Retirement | 0 | 0 | 0 | 0 | 0 | 0 | 0 | 0 | 0 | 0 | 0 | 0 | 0 | 0 | 0 | 0 | 0 | 0 | 0
253103-Packaged terminal HP Early Retirement | 0 | 0 | 0 | 0 | 0 | 0 | 0 | 0 | 0 | 0 | 0 | 0 | 0 | 0 | 0 | 0 | 0 | 0 | 0
253103-Packaged terminal HP Early Retirement | 0 | 0 | 0 | 0 | 0 | 0 | 0 | 0 | 0 | 0 | 0 | 0 | 0 | 0 | 0 | 0 | 0 | 0 | 0
253103-Packaged terminal HP Early Retirement | 0 | 0 | 0 | 0 | 0 | 0 | 0 | 0 | 0 | 0 | 0 | 0 | 0 | 0 | 0 | 0 | 0 | 0 | 0
253103-Packaged terminal HP Early Retirement | 0 | 0 | 0 | 0 | 0 | 0 | 0 | 0 | 0 | 0 | 0 | 0 | 0 | 0 | 0 | 0 | 0 | 0 | 0
253103-Packaged terminal HP Early Retirement | 0 | 0 | 0 | 0 | 0 | 0 | 0 | 0 | 0 | 0 | 0 | 0 | 0 | 0 | 0 | 0 | 0 | 0 | 0
253103-Packaged terminal HP Early Retirement | 0 | 0 | 0 | 0 | 0 | 0 | 0 | 0 | 0 | 0 | 0 | 0 | 0 | 0 | 0 | 0 | 0 | 0 | 0
253103-Packaged terminal HP Early Retirement | 0 | 0 | 0 | 0 | 0 | 0 | 0 | 0 | 0 | 0 | 0 | 0 | 0 | 0 | 0 | 0 | 0 | 0 | 0
253103-Packaged terminal HP Early Retirement | 0 | 0 | 0 | 0 | 0 | 0 | 0 | 0 | 0 | 0 | 0 | 0 | 0 | 0 | 0 | 0 | 0 | 0 | 0
253103-Packaged terminal HP Early Retirement | 0 | 0 | 0 | 0 | 0 | 0 | 0 | 0 | 0 | 0 | 0 | 0 | 0 | 0 | 0 | 0 | 0 | 0 | 0
253103-Packaged terminal HP Early Retirement | 0 | 0 | 0 | 0 | 0 | 0 | 0 | 0 | 0 | 0 | 0 | 0 | 0 | 0 | 0 | 0 | 0 | 0 | 0
253103-Packaged terminal HP Early Retirement | 0 | 0 | 0 | 0 | 0 | 0 | 0 | 0 | 0 | 0 | 0 | 0 | 0 | 0 | 0 | 0 | 0 | 0 | 0
253103-Packaged terminal HP Early Retirement | 0 | 0 | 0 | 0 | 0 | 0 | 0 | 0 | 0 | 0 | 0 | 0 | 0 | 0 | 0 | 0 | 0 | 0 | 0
253103-Packaged terminal HP Early Retirement | 0 | 0 | 0 | 0 | 0 | 0 | 0 | 0 | 0 | 0 | 0 | 0 | 0 | 0 | 0 | 0 | 0 | 0 | 0
253103-Packaged terminal HP Early Retirement | 0 | 0 | 0 | 0 | 0 | 0 | 0 | 0 | 0 | 0 | 0 | 0 | 0 | 0 | 0 | 0 | 0 | 0 | 0
253103-Packaged terminal HP Early Retirement | 0 | 0 | 0 | 0 | 0 | 0 | 0 | 0 | 0 | 0 | 0 | 0 | 0 | 0 | 0 | 0 | 0 | 0 | 0
253103-Packaged terminal HP Early Retirement | 0 | 0 | 0 | 0 | 0 | 0 | 0 | 0 | 0 | 0 | 0 | 0 | 0 | 0 | 0 | 0 | 0 | 0 | 0
253103-Packaged terminal HP Early Retirement | 0 | 0 | 0 | 0 | 0 | 0 | 0 | 0 | 0 | 0 | 0 | 0 | 0 | 0 | 0 | 0 | 0 | 0 | 0
253103-Packaged terminal HP Early Retirement | 0 | 0 | 0 | 0 | 0 | 0 | 0 | 0 | 0 | 0 | 0 | 0 | 0 | 0 | 0 | 0 | 0 | 0 | 0
253103-Packaged terminal HP Early Retirement | 0 | 0 | 0 | 0 | 0 | 0 | 0 | 0 | 0 | 0 | 0 | 0 | 0 | 0 | 0 | 0 | 0 | 0 | 0
253103-Packaged terminal HP Early Retirement | 0 | 0 | 0 | 0 | 0 | 0 | 0 | 0 | 0 | 0 | 0 | 0 | 0 | 0 | 0 | 0 | 0 | 0 | 0
253103-Packaged terminal HP Early Retirement | 0 | 0 | 0 | 0 | 0 | 0 | 0 | 0 | 0 | 0 | 0 | 0 | 0 | 0 | 0 | 0 | 0 | 0 | 0
253103-Packaged terminal HP Early Retirement | 0 | 0 | 0 | 0 | 0 | 0 | 0 | 0 | 0 | 0 | 0 | 0 | 0 | 0 | 0 | 0 | 0 | 0 | 0
253103-Packaged terminal HP Early Retirement | 0 | 0 | 0 | 0 | 0 | 0 | 0 | 0 | 0 | 0 | 0 | 0 | 0 | 0 | 0 | 0 | 0 | 0 | 0
253103-Packaged terminal HP Early Retirement | 0 | 0 | 0 | 0 | 0 | 0 | 0 | 0 | 0 | 0 | 0 | 0 | 0 | 0 | 0 | 0 | 0 | 0 | 0
253103-Packaged terminal HP Early Retirement | 0 | 0 | 0 | 0 | 0 | 0 | 0 | 0 | 0 | 0 | 0 | 0 | 0 | 0 | 0 | 0 | 0 | 0 | 0
253103-Packaged terminal HP Early Retirement | 0 | 0 | 0 | 0 | 0 | 0 | 0 | 0 | 0 | 0 | 0 | 0 | 0 | 0 | 0 | 0 | 0 | 0 | 0
253103-Packaged terminal HP Early Retirement | 0 | 0 | 0 | 0 | 0 | 0 | 0 | 0 | 0 | 0 | 0 | 0 | 0 | 0 | 0 | 0 | 0 | 0 | 0
253103-Packaged terminal HP Early Retirement | 0 | 0 | 0 | 0 | 0 | 0 | 0 | 0 | 0 | 0 | 0 | 0 | 0 | 0 | 0 | 0 | 0 | 0 | 0
253103-Packaged terminal HP Early Retirement | 0 | 0 | 0 | 0 | 0 | 0 | 0 | 0 | 0 | 0 | 0 | 0 | 0 | 0 | 0 | 0 | 0 | 0 | 0
253103-Packaged terminal HP Early Retirement | 0 | 0 | 0 | 0 | 0 | 0 | 0 | 0 | 0 | 0 | 0 | 0 | 0 | 0 | 0 | 0 | 0 | 0 | 0
253103-Packaged terminal HP Early Retirement | 0 | 0 | 0 | 0 | 0 | 0 | 0 | 0 | 0 | 0 | 0 | 0 | 0 | 0 | 0 | 0 | 0 | 0 | 0
253103-Packaged terminal HP Early Retirement | 0 | 0 | 0 | 0 | 0 | 0 | 0 | 0 | 0 | 0 | 0 | 0 | 0 | 0 | 0 | 0 | 0 | 0 | 0
253103-Packaged terminal HP Early Retirement | 0 | 0 | 0 | 0 | 0 | 0 | 0 | 0 | 0 | 0 | 0 | 0 | 0 | 0 | 0 | 0 | 0 | 0 | 0
253103-Packaged terminal HP Early Retirement | 0 | 0 | 0 | 0 | 0 | 0 | 0 | 0 | 0 | 0 | 0 | 0 | 0 | 0 | 0 | 0 | 0 | 0 | 0
253103-Packaged terminal HP Early Retirement | 0 | 0 | 0 | 0 | 0 | 0 | 0 | 0 | 0 | 0 | 0 | 0 | 0 | 0 | 0 | 0 | 0 | 0 | 0
253103-Packaged terminal HP Early Retirement | 0 | 0 | 0 | 0 | 0 | 0 | 0 | 0 | 0 | 0 | 0 | 0 | 0 | 0 | 0 | 0 | 0 | 0 | 0
253103-Packaged terminal HP Early Retirement | 0 | 0 | 0 | 0 | 0 | 0 | 0 | 0 | 0 | 0 | 0 | 0 | 0 | 0 | 0 | 0 | 0 | 0 | 0
253103-Packaged terminal HP Early Retirement | 0 | 0 | 0 | 0 | 0 | 0 | 0 | 0 | 0 | 0 | 0 | 0 | 0 | 0 | 0 | 0 | 0 | 0 | 0
253103-Packaged terminal HP Early Retirement | 0 | 0 | 0 | 0 | 0 | 0 | 0 | 0 | 0 | 0 | 0 | 0 | 0 | 0 | 0 | 0 | 0 | 0 | 0
253103-Packaged terminal HP Early Retirement | 0 | 0 | 0 | 0 | 0 | 0 | 0 | 0 | 0 | 0 | 0 | 0 | 0 | 0 | 0 | 0 | 0 | 0 | 0
253103-Packaged terminal HP Early Retirement | 0 | 0 | 0 | 0 | 0 | 0 | 0 | 0 | 0 | 0 | 0 | 0 | 0 | 0 | 0 | 0 | 0 | 0 | 0
253103-Packaged terminal HP Early Retirement | 0 | 0 | 0 | 0 | 0 | 0 | 0 | 0 | 0 | 0 | 0 | 0 | 0 | 0 | 0 | 0 | 0 | 0 | 0
253103-Packaged terminal HP Early Retirement | 0 | 0 | 0 | 0 | 0 | 0 | 0 | 0 | 0 | 0 | 0 | 0 | 0 | 0 | 0 | 0 | 0 | 0 | 0
253103-Packaged terminal HP Early Retirement | 0 | 0 | 0 | 0 | 0 | 0 | 0 | 0 | 0 | 0 | 0 | 0 | 0 | 0 | 0 | 0 | 0 | 0 | 0
253103-Packaged terminal HP Early Retirement | 0 | 0 | 0 | 0 | 0 | 0 | 0 | 0 | 0 | 0 | 0 | 0 | 0 | 0 | 0 | 0 | 0 | 0 | 0
253103-Packaged terminal HP Early Retirement | 0 | 0 | 0 | 0 | 0 | 0 | 0 | 0 | 0 | 0 | 0 | 0 | 0 | 0 | 0 | 0 | 0 | 0 | 0
253103-Packaged terminal HP Early Retirement | 0 | 0 | 0 | 0 | 0 | 0 | 0 | 0 | 0 | 0 | 0 | 0 | 0 | 0 | 0 | 0 | 0 | 0 | 0
253103-Packaged terminal HP Early Retirement | 0 | 0 | 0 | 0 | 0 | 0 | 0 | 0 | 0 | 0 | 0 | 0 | 0 | 0 | 0 | 0 | 0 | 0 | 0
253103-Packaged terminal HP Early Retirement | 0 | 0 | 0 | 0 | 0 | 0 | 0 | 0 | 0 | 0 | 0 | 0 | 0 | 0 | 0 | 0 | 0 | 0 | 0
253103-Packaged terminal HP Early Retirement | 0 | 0 | 0 | 0 | 0 | 0 | 0 | 0 | 0 | 0 | 0 | 0 | 0 | 0 | 0 | 0 | 0 | 0 | 0
253103-Packaged terminal HP Early Retirement | 0 | 0 | 0 | 0 | 0 | 0 | 0 | 0 | 0 | 0 | 0 | 0 | 0 | 0 | 0 | 0 | 0 | 0 | 0
253103-Packaged terminal HP Early Retirement | 0 | 0 | 0 | 0 | 0 | 0 | 0 | 0 | 0 | 0 | 0 | 0 | 0 | 0 | 0 | 0 | 0 | 0 | 0
253103-Packaged terminal HP Early Retirement | 0 | 0 | 0 | 0 | 0 | 0 | 0 | 0 | 0 | 0 | 0 | 0 | 0 | 0 | 0 | 0 | 0 | 0 | 0
253103-Packaged terminal HP Early Retirement | 0 | 0 | 0 | 0 | 0 | 0 | 0 | 0 | 0 | 0 | 0 | 0 | 0 | 0 | 0 | 0 | 0 | 0 | 0
253103-Packaged terminal HP Early Retirement | 0 | 0 | 0 | 0 | 0 | 0 | 0 | 0 | 0 | 0 | 0 | 0 | 0 | 0 | 0 | 0 | 0 | 0 | 0
253103-Packaged terminal HP Early Retirement | 0 | 0 | 0 | 0 | 0 | 0 | 0 | 0 | 0 | 0 | 0 | 0 | 0 | 0 | 0 | 0 | 0 | 0 | 0
253103-Packaged terminal HP Early Retirement | 0 | 0 | 0 | 0 | 0 | 0 | 0 | 0 | 0 | 0 | 0 | 0 | 0 | 0 | 0 | 0 | 0 | 0 | 0
253103-Packaged terminal HP Early Retirement | 0 | 0 | 0 | 0 | 0 | 0 | 0 | 0 | 0 | 0 | 0 | 0 | 0 | 0 | 0 | 0 | 0 | 0 | 0
253103-Packaged terminal HP Early Retirement | 0 | 0 | 0 | 0 | 0 | 0 | 0 | 0 | 0 | 0 | 0 | 0 | 0 | 0 | 0 | 0 | 0 | 0 | 0
253103-Packaged terminal HP Early Retirement | 0 | 0 | 0 | 0 | 0 | 0 | 0 | 0 | 0 | 0 | 0 | 0 | 0 | 0 | 0 | 0 | 0 | 0 | 0
253103-Packaged terminal HP Early Retirement | 0 | 0 | 0 | 0 | 0 | 0 | 0 | 0 | 0 | 0 | 0 | 0 | 0 | 0 | 0 | 0 | 0 | 0 | 0
253103-Packaged terminal HP Early Retirement | 0 | 0 | 0 | 0 | 0 | 0 | 0 | 0 | 0 | 0 | 0 | 0 | 0 | 0 | 0 | 0 | 0 | 0 | 0
253103-Packaged terminal HP Early Retirement | 0 | 0 | 0 | 0 | 0 | 0 | 0 | 0 | 0 | 0 | 0 | 0 | 0 | 0 | 0 | 0 | 0 | 0 | 0
253103-Packaged terminal HP Early Retirement | 0 | 0 | 0 | 0 | 0 | 0 | 0 | 0 | 0 | 0 | 0 | 0 | 0 | 0 | 0 | 0 | 0 | 0 | 0
253103-Packaged terminal HP Early Retirement | 0 | 0 | 0 | 0 | 0 | 0 | 0 | 0 | 0 | 0 | 0 | 0 | 0 | 0 | 0 | 0 | 0 | 0 | 0
253103-Packaged terminal HP Early Retirement | 0 | 0 | 0 | 0 | 0 | 0 | 0 | 0 | 0 | 0 | 0 | 0 | 0 | 0 | 0 | 0 | 0 | 0 | 0
253103-Packaged terminal HP Early Retirement | 0 | 0 | 0 | 0 | 0 | 0 | 0 | 0 | 0 | 0 | 0 | 0 | 0 | 0 | 0 | 0 | 0 | 0 | 0
253103-Packaged terminal HP Early Retirement | 0 | 0 | 0 | 0 | 0 | 0 | 0 | 0 | 0 | 0 | 0 | 0 | 0 | 0 | 0 | 0 | 0 | 0 | 0
253103-Packaged terminal HP Early Retirement | 0 | 0 | 0 | 0 | 0 | 0 | 0 | 0 | 0 | 0 | 0 | 0 | 0 | 0 | 0 | 0 | 0 | 0 | 0
253103-Packaged terminal HP Early Retirement | 0 | 0 | 0 | 0 | 0 | 0 | 0 | 0 | 0 | 0 | 0 | 0 | 0 | 0 | 0 | 0 | 0 | 0 | 0
253103-Packaged terminal HP Early Retirement | 0 | 0 | 0 | 0 | 0 | 0 | 0 | 0 | 0 | 0 | 0 | 0 | 0 | 0 | 0 | 0 | 0 | 0 | 0
253103-Packaged terminal HP Early Retirement | 0 | 0 | 0 | 0 | 0 | 0 | 0 | 0 | 0 | 0 | 0 | 0 | 0 | 0 | 0 | 0 | 0 | 0 | 0
253103-Packaged terminal HP Early Retirement | 0 | 0 | 0 | 0 | 0 | 0 | 0 | 0 | 0 | 0 | 0 | 0 | 0 | 0 | 0 | 0 | 0 | 0 | 0
253103-Packaged terminal HP Early Retirement | 0 | 0 | 0 | 0 | 0 | 0 | 0 | 0 | 0 | 0 | 0 | 0 | 0 | 0 | 0 | 0 | 0 | 0 | 0

## Output
Program Summary |  | Nominal | Present Value | [5 empty] | Avoided Cost Version
Proposer Name |  | 0 | [6 empty] | 2010-05-04
Program Name |  | 0 | [6 empty] | 2010-05-04
Total Program Budget ($) |  | 147583.3284 | 135810.8077 | [5 empty] | Base Year
2009
Net Participant Cost ($) |  | 345478.3924 | 317920.0526 | [5 empty] | SDG&E 09-11 4g3.xls
Program Impacts | [9 empty] | Program Impacts (Gross)
| Annual Net kWh | Lifecycle Net kWh | Annual Net Therms | Lifecycle Net Therms | Net Jul-Sept Pk (kW) | Net Dec-Feb Pk (kW) | Net CEC (kW) | User Entered kW |  |  | Annual Gross kWh | Lifecycle Gross kWh | Annual Gross Therms | Lifecycle Gross Therms | User Entered kW
2009-2011 | 304080.4285 | 4527788.4481 | -3.4888 | -33.1122 | 170.5103 | 15.6228 | 0 | 166.8482 |  | 2009-2011 | 557792.732 | 8324047.416 | -4.398 | -41.3304 | 293.5186
2012-2015 | 0 | 0 | 0 | 0 | 0 | 0 | 0 | 0 |  | 2012-2015 | 0 | 0 | 0 | 0 | 0
2016-2019 | 0 | 0 | 0 | 0 | 0 | 0 | 0 | 0 |  | 2016-2019 | 0 | 0 | 0 | 0 | 0
Cost Effectiveness (Lifecycle Present Value Dollars)
|  | Benefits |  |  | Benefit - Cost
| Cost | Electric | Gas | Incentives | NPV | B/C Ratio | Notes
Program TRC ($) | 453730.8604 | 508549.5145 | -21.914 | NA | 54796.7401 | 1.1208 | *1
Program PAC ($) | 135810.8077 | 508549.5145 | -21.914 | NA | 372716.7927 | 3.7444 | *1,2
Program RIM ($) | 135810.8077 | 508549.5145 | -21.914 | NA | 372716.7927 | 3.7444 | *1
*1 B/C Ratio is an approximation because any supply cost increases are treated as negative benefits rather than as a cost as in the Standard Practice Manual
*2 PAC benefits include environmental costs. This is to be consistent with the TRC benefits, but is not strictly consistent with the Standard Practice Manual.
Levelized Cost and Benefit (All Measures Installed through 2019)
| Discounted Savings |  |  |  | Benefit - Cost
| kWh | Therms | Cost | Benefits | NPV
TRC ($/kWh ) | 2522356.4183 |  | 0.16058 | 0.20162 | 0.041038
PAC ($/kWh) | 2522356.4183 |  | 0.045522 | 0.20162 | 0.1561
RIM ($/kWh) | 2522356.4183 |  | 0.053845 | 0.20162 | 0.14777
TRC ($/therm) |  | -22.3119 | -2.4433 | 0.98217 | 3.4254
PAC ($/therm) |  | -22.3119 | -0.46553 | 0.98217 | 1.4477
RIM ($/therm) |  | -22.3119 | 0.2623 | 0.98217 | 0.71986
Emissions Reductions | [9 empty] | Emissions Reductions (Gross)
| Electric Reductions |  |  | Gas Reductions | [6 empty] | Electric Reductions |  |  | Gas Reductions
Annual Reductions | CO2 (tons) | NOX (lbs) | PM-10 (lbs) | CO2 (tons) | NOX (lbs) |  |  |  |  | Annual Reductions | CO2 (tons) | NOX (lbs) | PM-10 (lbs) | CO2 (tons) | NOX (lbs)
2009 | 173.9139 | 47.02 | 22.3398 | -0.020409 | -0.032097 | * annual reductions are the units |  |  |  | 2009 | 318.7393 | 86.1151 | 40.9508 | -0.025729 | -0.040462 | * annual reductions are the units
2010 | 0 | 0 | 0 | 0 | 0 | implemented in the year, times |  |  |  | 2010 | 0 | 0 | 0 | 0 | 0 | implemented in the year, times
2011 | 0 | 0 | 0 | 0 | 0 | the annual emission reduction |  |  |  | 2011 | 0 | 0 | 0 | 0 | 0 | the annual emission reduction
2012 | 0 | 0 | 0 | 0 | 0 | for the measure. |  |  |  | 2012 | 0 | 0 | 0 | 0 | 0 | for the measure.
2013 | 0 | 0 | 0 | 0 | 0 |  |  |  |  | 2013 | 0 | 0 | 0 | 0 | 0
2014 | 0 | 0 | 0 | 0 | 0 |  |  |  |  | 2014 | 0 | 0 | 0 | 0 | 0
2015 | 0 | 0 | 0 | 0 | 0 |  |  |  |  | 2015 | 0 | 0 | 0 | 0 | 0
2016 | 0 | 0 | 0 | 0 | 0 |  |  |  |  | 2016 | 0 | 0 | 0 | 0 | 0
2017 | 0 | 0 | 0 | 0 | 0 |  |  |  |  | 2017 | 0 | 0 | 0 | 0 | 0
2018 | 0 | 0 | 0 | 0 | 0 |  |  |  |  | 2018 | 0 | 0 | 0 | 0 | 0
2019 | 0 | 0 | 0 | 0 | 0 |  |  |  |  | 2019 | 0 | 0 | 0 | 0 | 0
Total Annual | 173.9139 | 47.02 | 22.3398 | -0.020409 | -0.032097 |  |  |  |  | Total Annual | 318.7393 | 86.1151 | 40.9508 | -0.025729 | -0.040462
Lifecycle Reductions | [9 empty] | Lifecycle Reductions
2009 | 2589.262 | 699.9713 | 332.6086 | -0.19371 | -0.30463 |  |  |  |  | 2009 | 4756.1594 | 1284.8937 | 611.071 | -0.24178 | -0.38024
2010 | 0 | 0 | 0 | 0 | 0 |  |  |  |  | 2010 | 0 | 0 | 0 | 0 | 0
2011 | 0 | 0 | 0 | 0 | 0 |  |  |  |  | 2011 | 0 | 0 | 0 | 0 | 0
2012 | 0 | 0 | 0 | 0 | 0 |  |  |  |  | 2012 | 0 | 0 | 0 | 0 | 0
2013 | 0 | 0 | 0 | 0 | 0 |  |  |  |  | 2013 | 0 | 0 | 0 | 0 | 0
2014 | 0 | 0 | 0 | 0 | 0 |  |  |  |  | 2014 | 0 | 0 | 0 | 0 | 0
2015 | 0 | 0 | 0 | 0 | 0 |  |  |  |  | 2015 | 0 | 0 | 0 | 0 | 0
2016 | 0 | 0 | 0 | 0 | 0 |  |  |  |  | 2016 | 0 | 0 | 0 | 0 | 0
2017 | 0 | 0 | 0 | 0 | 0 |  |  |  |  | 2017 | 0 | 0 | 0 | 0 | 0
2018 | 0 | 0 | 0 | 0 | 0 |  |  |  |  | 2018 | 0 | 0 | 0 | 0 | 0
2019 | 0 | 0 | 0 | 0 | 0 |  |  |  |  | 2019 | 0 | 0 | 0 | 0 | 0
Total Lifecycle | 2589.262 | 699.9713 | 332.6086 | -0.19371 | -0.30463 |  |  |  |  | Total Lifecycle | 4756.1594 | 1284.8937 | 611.071 | -0.24178 | -0.38024
Reductions based on total annual installations | [9 empty] | Reductions based on total annual installations (Gross)
| Annual Net kWh | Lifecycle Net kWh | Annual Net Therms | Lifecycle Net Therms | Net July-Sept Peak (kW) | Net Dec-Feb (kW) |  | User Entered kW | Net Annual NCP (kW) |  | Annual Gross kWh | Lifecycle Gross kWh | Annual Gross Therms | Lifecycle Gross Therms | User Entered kW
2009 | 304080.4285 | 4527788.4481 | -3.4888 | -33.1122 | 170.5103 | 15.6228 |  | 166.8482 | 0 | 2009 | 557792.732 | 8324047.416 | -4.398 | -41.3304 | 293.5186
2010 | 0 | 0 | 0 | 0 | 0 | 0 |  | 0 | 222.5174 | 2010 | 0 | 0 | 0 | 0 | 0
2011 | 0 | 0 | 0 | 0 | 0 | 0 |  | 0 | 0 | 2011 | 0 | 0 | 0 | 0 | 0
2012 | 0 | 0 | 0 | 0 | 0 | 0 |  | 0 | 0 | 2012 | 0 | 0 | 0 | 0 | 0
2013 | 0 | 0 | 0 | 0 | 0 | 0 |  | 0 | 0 | 2013 | 0 | 0 | 0 | 0 | 0
2014 | 0 | 0 | 0 | 0 | 0 | 0 |  | 0 | 0 | 2014 | 0 | 0 | 0 | 0 | 0
2015 | 0 | 0 | 0 | 0 | 0 | 0 |  | 0 | 0 | 2015 | 0 | 0 | 0 | 0 | 0
2016 | 0 | 0 | 0 | 0 | 0 | 0 |  | 0 | 0 | 2016 | 0 | 0 | 0 | 0 | 0
2017 | 0 | 0 | 0 | 0 | 0 | 0 |  | 0 | 0 | 2017 | 0 | 0 | 0 | 0 | 0
2018 | 0 | 0 | 0 | 0 | 0 | 0 |  | 0 | 0 | 2018 | 0 | 0 | 0 | 0 | 0
2019 | 0 | 0 | 0 | 0 | 0 | 0 |  | 0 | 0 | 2019 | 0 | 0 | 0 | 0 | 0
Total | 304080.4285 | 4527788.4481 | -3.4888 | -33.1122 | 170.5103 | 15.6228 |  | 166.8482 | 222.5174 | Total | 557792.732 | 8324047.416 | -4.398 | -41.3304 | 293.5186
Net Impacts by Sector (All Measures Installed through 2019)
| Annual Net kWh | Lifecycle Net kWh | Annual Net Therms | Lifecycle Net Therms | Net July-Sept Peak (kW) | Net Dec-Feb (kW) |  | User Entered kW | TRC Lifecycle Net Benefits* ($)
Total | 304080.4285 | 4527788.4481 | -3.4888 | -33.1122 | 170.5103 | 15.6228 |  | 166.8482 | 54796.7401
RES | 0 | 0 | 0 | 0 | 0 | 0 |  | 0 | 0
NON_RES | 0 | 0 | 0 | 0 | 0 | 0 |  | 0 | 0
Residential | 34301.1132 | 481098.7186 | -3.4888 | -33.1122 | 47.2285 | 0.44225 |  | 32.0354 | 50057.1011
Commercial | 269779.3153 | 4046689.7295 | 0 | 0 | 123.2819 | 15.1806 |  | 134.8128 | 4739.6391
Industrial | 0 | 0 | 0 | 0 | 0 | 0 |  | 0 | 0
Agricultural | 0 | 0 | 0 | 0 | 0 | 0 |  | 0 | 0
Not Used | 0 | 0 | 0 | 0 | 0 | 0 |  | 0 | 0
0 | 0 | 0 | 0 | 0 | 0 | 0 |  | 0 | 0
0 | 0 | 0 | 0 | 0 | 0 | 0 |  | 0 | 0
0 | 0 | 0 | 0 | 0 | 0 | 0 |  | 0 | 0
0 | 0 | 0 | 0 | 0 | 0 | 0 |  | 0 | 0
0 | 0 | 0 | 0 | 0 | 0 | 0 |  | 0 | 0
0 |  |  | 0 |  |  |  |  | 0 | 0
0 |  |  | 0 |  |  |  |  | 0 | 0
0 |  |  | 0 |  |  |  |  | 0 | 0
0 |  |  | 0 |  |  |  |  | 0 | 0
0 |  |  | 0 |  |  |  |  | 0 | 0
0 |  |  | 0 |  |  |  |  | 0 | 0
0 |  |  | 0 |  |  |  |  | 0 | 0
0 |  |  | 0 |  |  |  |  | 0 | 0
0 |  |  | 0 |  |  |  |  | 0 | 0
0 |  |  | 0 |  |  |  |  | 0 | 0
0 |  |  | 0 |  |  |  |  | 0 | 0
Other and unspecified | 8.7311e-10 | 0 | 0 | 0 | 0 | 0 | 0 | 4.2633e-13 | 6.1118e-10
* Include program-level and admin costs allocated based to total gas and electric programs at the measure level.
Net Impacts by CPUC End Use Categories (All Measures Installed through 2019)
| Annual Net kWh | Lifecycle Net kWh | Annual Net Therms | Lifecycle Net Therms | Net July-Sept Peak (kW) | Net Dec-Feb Pk (kW) |  | User Entered kW | TRC Lifecycle Net Benefits* ($)
Total | 304080.4285 | 4527788.4481 | -3.4888 | -33.1122 | 170.5103 | 15.6228 |  | 166.8482 | 54796.7401
Clothes Dryer | 0 | 0 | 0 | 0 | 0 | 0 |  | 0 | 0
Clothes Washer | 0 | 0 | 0 | 0 | 0 | 0 |  | 0 | 0
Consumer Electronics | 0 | 0 | 0 | 0 | 0 | 0 |  | 0 | 0
Cooking | 0 | 0 | 0 | 0 | 0 | 0 |  | 0 | 0
Dishwasher | 0 | 0 | 0 | 0 | 0 | 0 |  | 0 | 0
Other Appliance | 0 | 0 | 0 | 0 | 0 | 0 |  | 0 | 0
Office Equipment | 0 | 0 | 0 | 0 | 0 | 0 |  | 0 | 0
Building shell | 0 | 0 | 0 | 0 | 0 | 0 |  | 0 | 0
Space Cooling | 304080.4285 | 4527788.4481 | -3.4888 | -33.1122 | 170.5103 | 15.6228 |  | 166.8482 | 54796.7401
Space Heating | 0 | 0 | 0 | 0 | 0 | 0 |  | 0 | 0
Ventilation | 0 | 0 | 0 | 0 | 0 | 0 |  | 0 | 0
Interior Lighting | 0 | 0 | 0 | 0 | 0 | 0 |  | 0 | 0
Exterior Lighting | 0 | 0 | 0 | 0 | 0 | 0 |  | 0 | 0
Daylighting | 0 | 0 | 0 | 0 | 0 | 0 |  | 0 | 0
Motors | 0 | 0 | 0 | 0 | 0 | 0 |  | 0 | 0
Process | 0 | 0 | 0 | 0 | 0 | 0 |  | 0 | 0
Compressed Air | 0 | 0 | 0 | 0 | 0 | 0 |  | 0 | 0
Food Processor | 0 | 0 | 0 | 0 | 0 | 0 |  | 0 | 0
Refrigeration | 0 | 0 | 0 | 0 | 0 | 0 |  | 0 | 0
Freezers | 0 | 0 | 0 | 0 | 0 | 0 |  | 0 | 0
Pumps | 0 | 0 | 0 | 0 | 0 | 0 |  | 0 | 0
Pool Pump | 0 | 0 | 0 | 0 | 0 | 0 |  | 0 | 0
Domestic Hot Water | 0 | 0 | 0 | 0 | 0 | 0 |  | 0 | 0
Water Heating | 0 | 0 | 0 | 0 | 0 | 0 |  | 0 | 0
Other and unspecified | 0 | 0 | 0 | 0 | 0 | 0 | 0 | 0 | 0
* Include program-level and admin costs allocated based to total gas and electric programs at the measure level.
Net Impacts by Climate Zone (All Measures Installed through 2016)
| Annual Net kWh | Lifecycle Net kWh | Annual Net Therms | Lifecycle Net Therms | Net July-Sept Peak (kW) | Net dec-Feb Pk (kW) |  | User Entered kW | TRC Lifecycle Net Benefits* ($)
Total | 304080.4285 | 4527788.4481 | -3.4888 | -33.1122 | 170.5103 | 15.6228 |  | 166.8482 | 54796.7401
7 | 0 | 0 | 0 | 0 | 0 | 0 |  | 0 | 0
10 | 0 | 0 | 0 | 0 | 0 | 0 |  | 0 | 0
14 | 0 | 0 | 0 | 0 | 0 | 0 |  | 0 | 0
15 | 0 | 0 | 0 | 0 | 0 | 0 |  | 0 | 0
System | 304080.4285 | 4527788.4481 | -3.4888 | -33.1122 | 170.5103 | 15.6228 |  | 166.8482 | 54796.7401
0 | 0 | 0 | 0 | 0 | 0 | 0 |  | 0
0 | 0 | 0 | 0 | 0 | 0 | 0 |  | 0
0 | 0 | 0 | 0 | 0 | 0 | 0 |  | 0
0 | 0 | 0 | 0 | 0 | 0 | 0 |  | 0
0 | 0 | 0 | 0 | 0 | 0 | 0 |  | 0
0 | 0 | 0 | 0 | 0 | 0 | 0 |  | 0
* Include program-level and admin costs allocated based to total gas and electric programs at the measure level.
Persistent reductions in the summer (3rd Qtr) or winter (4th Qtr) of each year
| Net Juy-Sept Peak (kW) | Net Annual Dec-Feb (kW)
2009 | 0 | 15.6228
2010 | 170.5103 | 15.6228
2011 | 170.5103 | 15.6228
2012 | 170.5103 | 15.6228
2013 | 170.5103 | 15.6228
2014 | 170.5103 | 15.6228
2015 | 170.5103 | 15.6228
2016 | 170.5103 | 15.6228
2017 | 170.5103 | 15.6228
2018 | 170.5103 | 15.6228
2019 | 170.5103 | 15.5366
2020 | 161.3078 | 15.5366
Monthly Impacts
First Year for Impact Table: | 2009
| Quarter | Monthly Five Hour Avg or TOU Peak | Net Monthly NCP (kW) |  | Monthly Net kWh | Monthly Net Therms
2009-01-01 | 1 | 0 | 0 |  | 0 | 0
2009-02-01 | 1 | 0 | 0 |  | 0 | 0
2009-03-01 | 1 | 0 | 0 |  | 0 | 0
2009-04-01 | 2 | 0 | 0 |  | 0 | 0
2009-05-01 | 2 | 0 | 0 |  | 0 | 0
2009-06-01 | 2 | 0 | 0 |  | 0 | 0
2009-07-01 | 3 | 0 | 0 |  | 0 | 0
2009-08-01 | 3 | 0 | 0 |  | 0 | 0
2009-09-01 | 3 | 0 | 0 |  | 0 | 0
2009-10-01 | 4 | 0 | 0 |  | 0 | 0
2009-11-01 | 4 | 0 | 0 |  | 0 | 0
2009-12-01 | 4 | 0 | 0 |  | 0 | 0
2010-01-01 | 5 | 15.6228 | 17.5708 |  | 16056.8679 | -0.58146
2010-02-01 | 5 | 15.6228 | 17.5708 |  | 16056.8679 | -0.58146
2010-03-01 | 5 | 15.6228 | 17.5708 |  | 16056.8679 | -0.58146
2010-04-01 | 6 | 15.6228 | 17.5708 |  | 16056.8679 | 0
2010-05-01 | 6 | 170.5103 | 222.5174 |  | 38336.4707 | 0
2010-06-01 | 6 | 170.5103 | 222.5174 |  | 38336.4707 | 0
2010-07-01 | 7 | 170.5103 | 222.5174 |  | 38336.4707 | 0
2010-08-01 | 7 | 170.5103 | 222.5174 |  | 38336.4707 | 0
2010-09-01 | 7 | 170.5103 | 222.5174 |  | 38336.4707 | 0
2010-10-01 | 8 | 15.6228 | 17.5708 |  | 16056.8679 | -0.58146
2010-11-01 | 8 | 15.6228 | 17.5708 |  | 16056.8679 | -0.58146
2010-12-01 | 8 | 15.6228 | 17.5708 |  | 16056.8679 | -0.58146
2011-01-01 | 9 | 15.6228 | 17.5708 |  | 16056.8679 | -0.58146
2011-02-01 | 9 | 15.6228 | 17.5708 |  | 16056.8679 | -0.58146
2011-03-01 | 9 | 15.6228 | 17.5708 |  | 16056.8679 | -0.58146
2011-04-01 | 10 | 15.6228 | 17.5708 |  | 16056.8679 | 0
2011-05-01 | 10 | 170.5103 | 222.5174 |  | 38336.4707 | 0
2011-06-01 | 10 | 170.5103 | 222.5174 |  | 38336.4707 | 0
2011-07-01 | 11 | 170.5103 | 222.5174 |  | 38336.4707 | 0
2011-08-01 | 11 | 170.5103 | 222.5174 |  | 38336.4707 | 0
2011-09-01 | 11 | 170.5103 | 222.5174 |  | 38336.4707 | 0
2011-10-01 | 12 | 15.6228 | 17.5708 |  | 16056.8679 | -0.58146
2011-11-01 | 12 | 15.6228 | 17.5708 |  | 16056.8679 | -0.58146
2011-12-01 | 12 | 15.6228 | 17.5708 |  | 16056.8679 | -0.58146
2012-01-01 | 13 | 15.6228 | 17.5708 |  | 16056.8679 | -0.58146
2012-02-01 | 13 | 15.6228 | 17.5708 |  | 16056.8679 | -0.58146
2012-03-01 | 13 | 15.6228 | 17.5708 |  | 16056.8679 | -0.58146
2012-04-01 | 14 | 15.6228 | 17.5708 |  | 16056.8679 | 0
2012-05-01 | 14 | 170.5103 | 222.5174 |  | 38336.4707 | 0
2012-06-01 | 14 | 170.5103 | 222.5174 |  | 38336.4707 | 0
2012-07-01 | 15 | 170.5103 | 222.5174 |  | 38336.4707 | 0
2012-08-01 | 15 | 170.5103 | 222.5174 |  | 38336.4707 | 0
2012-09-01 | 15 | 170.5103 | 222.5174 |  | 38336.4707 | 0
2012-10-01 | 16 | 15.6228 | 17.5708 |  | 16056.8679 | -0.58146
2012-11-01 | 16 | 15.6228 | 17.5708 |  | 16056.8679 | -0.58146
2012-12-01 | 16 | 15.6228 | 17.5708 |  | 16056.8679 | -0.58146
2013-01-01 | 17 | 15.6228 | 17.5708 |  | 16056.8679 | -0.58146
2013-02-01 | 17 | 15.6228 | 17.5708 |  | 16056.8679 | -0.58146
2013-03-01 | 17 | 15.6228 | 17.5708 |  | 16056.8679 | -0.58146
2013-04-01 | 18 | 15.6228 | 17.5708 |  | 16056.8679 | 0
2013-05-01 | 18 | 170.5103 | 222.5174 |  | 38336.4707 | 0
2013-06-01 | 18 | 170.5103 | 222.5174 |  | 38336.4707 | 0
2013-07-01 | 19 | 170.5103 | 222.5174 |  | 38336.4707 | 0
2013-08-01 | 19 | 170.5103 | 222.5174 |  | 38336.4707 | 0
2013-09-01 | 19 | 170.5103 | 222.5174 |  | 38336.4707 | 0
2013-10-01 | 20 | 15.6228 | 17.5708 |  | 16056.8679 | -0.58146
2013-11-01 | 20 | 15.6228 | 17.5708 |  | 16056.8679 | -0.58146
2013-12-01 | 20 | 15.6228 | 17.5708 |  | 16056.8679 | -0.58146
2014-01-01 | 21 | 15.6228 | 17.5708 |  | 16056.8679 | -0.58146
2014-02-01 | 21 | 15.6228 | 17.5708 |  | 16056.8679 | -0.58146
2014-03-01 | 21 | 15.6228 | 17.5708 |  | 16056.8679 | -0.58146
2014-04-01 | 22 | 15.6228 | 17.5708 |  | 16056.8679 | 0
2014-05-01 | 22 | 170.5103 | 222.5174 |  | 38336.4707 | 0
2014-06-01 | 22 | 170.5103 | 222.5174 |  | 38336.4707 | 0
2014-07-01 | 23 | 170.5103 | 222.5174 |  | 38336.4707 | 0
2014-08-01 | 23 | 170.5103 | 222.5174 |  | 38336.4707 | 0
2014-09-01 | 23 | 170.5103 | 222.5174 |  | 38336.4707 | 0
2014-10-01 | 24 | 15.6228 | 17.5708 |  | 16056.8679 | -0.58146
2014-11-01 | 24 | 15.6228 | 17.5708 |  | 16056.8679 | -0.58146
2014-12-01 | 24 | 15.6228 | 17.5708 |  | 16056.8679 | -0.58146
2015-01-01 | 25 | 15.6228 | 17.5708 |  | 16056.8679 | -0.58146
2015-02-01 | 25 | 15.6228 | 17.5708 |  | 16056.8679 | -0.58146
2015-03-01 | 25 | 15.6228 | 17.5708 |  | 16056.8679 | -0.58146
2015-04-01 | 26 | 15.6228 | 17.5708 |  | 16056.8679 | 0
2015-05-01 | 26 | 170.5103 | 222.5174 |  | 38336.4707 | 0
2015-06-01 | 26 | 170.5103 | 222.5174 |  | 38336.4707 | 0
2015-07-01 | 27 | 170.5103 | 222.5174 |  | 38336.4707 | 0
2015-08-01 | 27 | 170.5103 | 222.5174 |  | 38336.4707 | 0
2015-09-01 | 27 | 170.5103 | 222.5174 |  | 38336.4707 | 0
2015-10-01 | 28 | 15.6228 | 17.5708 |  | 16056.8679 | -0.58146
2015-11-01 | 28 | 15.6228 | 17.5708 |  | 16056.8679 | -0.58146
2015-12-01 | 28 | 15.6228 | 17.5708 |  | 16056.8679 | -0.58146
2016-01-01 | 29 | 15.6228 | 17.5708 |  | 16056.8679 | -0.58146
2016-02-01 | 29 | 15.6228 | 17.5708 |  | 16056.8679 | -0.58146
2016-03-01 | 29 | 15.6228 | 17.5708 |  | 16056.8679 | -0.58146
2016-04-01 | 30 | 15.6228 | 17.5708 |  | 16056.8679 | 0
2016-05-01 | 30 | 170.5103 | 222.5174 |  | 38336.4707 | 0
2016-06-01 | 30 | 170.5103 | 222.5174 |  | 38336.4707 | 0
2016-07-01 | 31 | 170.5103 | 222.5174 |  | 38336.4707 | 0
2016-08-01 | 31 | 170.5103 | 222.5174 |  | 38336.4707 | 0
2016-09-01 | 31 | 170.5103 | 222.5174 |  | 38336.4707 | 0
2016-10-01 | 32 | 15.6228 | 17.5708 |  | 16056.8679 | -0.58146
2016-11-01 | 32 | 15.6228 | 17.5708 |  | 16056.8679 | -0.58146
2016-12-01 | 32 | 15.6228 | 17.5708 |  | 16056.8679 | -0.58146
2017-01-01 | 33 | 15.6228 | 17.5708 |  | 16056.8679 | -0.58146
2017-02-01 | 33 | 15.6228 | 17.5708 |  | 16056.8679 | -0.58146
2017-03-01 | 33 | 15.6228 | 17.5708 |  | 16056.8679 | -0.58146
2017-04-01 | 34 | 15.6228 | 17.5708 |  | 16056.8679 | 0
2017-05-01 | 34 | 170.5103 | 222.5174 |  | 38336.4707 | 0
2017-06-01 | 34 | 170.5103 | 222.5174 |  | 38336.4707 | 0
2017-07-01 | 35 | 170.5103 | 222.5174 |  | 38336.4707 | 0
2017-08-01 | 35 | 170.5103 | 222.5174 |  | 38336.4707 | 0
2017-09-01 | 35 | 170.5103 | 222.5174 |  | 38336.4707 | 0
2017-10-01 | 36 | 15.6228 | 17.5708 |  | 16056.8679 | -0.58146
2017-11-01 | 36 | 15.6228 | 17.5708 |  | 16056.8679 | -0.58146
2017-12-01 | 36 | 15.6228 | 17.5708 |  | 16056.8679 | -0.58146
2018-01-01 | 37 | 15.6228 | 17.5708 |  | 16056.8679 | -0.58146
2018-02-01 | 37 | 15.6228 | 17.5708 |  | 16056.8679 | -0.58146
2018-03-01 | 37 | 15.6228 | 17.5708 |  | 16056.8679 | -0.58146
2018-04-01 | 38 | 15.6228 | 17.5708 |  | 16056.8679 | 0
2018-05-01 | 38 | 170.5103 | 222.5174 |  | 38336.4707 | 0
2018-06-01 | 38 | 170.5103 | 222.5174 |  | 38336.4707 | 0
2018-07-01 | 39 | 170.5103 | 222.5174 |  | 38336.4707 | 0
2018-08-01 | 39 | 170.5103 | 222.5174 |  | 38336.4707 | 0
2018-09-01 | 39 | 170.5103 | 222.5174 |  | 38336.4707 | 0
2018-10-01 | 40 | 15.6228 | 17.5708 |  | 16056.8679 | -0.58146
2018-11-01 | 40 | 15.6228 | 17.5708 |  | 16056.8679 | -0.58146
2018-12-01 | 40 | 15.6228 | 17.5708 |  | 16056.8679 | -0.58146
2019-01-01 | 41 | 15.6228 | 17.5708 |  | 16056.8679 | -0.58146
2019-02-01 | 41 | 15.6228 | 17.5708 |  | 16056.8679 | -0.58146
2019-03-01 | 41 | 15.6228 | 17.5708 |  | 16056.8679 | -0.58146
2019-04-01 | 42 | 15.6228 | 17.5708 |  | 16056.8679 | 0
2019-05-01 | 42 | 170.5103 | 222.5174 |  | 38336.4707 | 0
2019-06-01 | 42 | 170.5103 | 222.5174 |  | 38336.4707 | 0
2019-07-01 | 43 | 170.5103 | 222.5174 |  | 38336.4707 | 0
2019-08-01 | 43 | 170.5103 | 222.5174 |  | 38336.4707 | 0
2019-09-01 | 43 | 170.5103 | 222.5174 |  | 38336.4707 | 0
2019-10-01 | 44 | 15.6228 | 17.5708 |  | 16056.8679 | -0.58146
2019-11-01 | 44 | 15.6228 | 17.5708 |  | 16056.8679 | -0.58146
2019-12-01 | 44 | 15.6228 | 17.5708 |  | 16056.8679 | -0.58146

## Input
| SDG&E 09-11 4g3.xls |  |  |  | Program Budget ($) |  |  | NPV Factor for lump-sum admin costs: | 100%
a. Administrative Costs
| Proposer General Information |  |  |  | a.i. Overhead and G&A |  | d. Incentives and Rebates ($) | Nominal | NPV
| Proposer Name |  |  |  | a.ii. Other Admin costs |  | d.i. User Input Incentive |  | 0 | Note: User Input Incentives are treated like Admin costs and are NOT adjusted by the net to gross ratio in the TRC test.
| Program Name |  |  |  | b. Marketing/Outreach |  | d.ii. Rebate | 0 | 0
| Service Territory |  | SDG&E |  | c. Direct Implementation (non incentive) |  | d.iii. Direct Install Labor | 0 | 0
| First Year of Program Implementation |  |  | 2009 | c.i. Activity |  | d.iv. Direct Install Materials | 0 | 0
| Contact Information |  |  |  | c.ii. Installation |  | d.v. Upstream payments | 147583.3284 | 135810.8077
| Name |  |  |  | c.iii. Hardware & Materials |  | Subtotal Direct Install | 147583.3284 | 135810.8077
| Address |  |  |  | c.iv. Rebate Processing and Inspection | [41 empty] | Formulas for spreading annual installations to quarters
| ZIP code |  |  |  | d. Total Incentives and Rebates | 147583.3284 | [40 empty] | 0 | 0 | 0 | 0 | 0 | 0 | 0 | 0 | 0 | 0 | 0 | 0 | 0 | 0 | 0 | 0 | 0 | 0 | 0 | 0 | 0 | 0 | 0 | 0 | 0 | 0 | 0 | 0 | 0 | 0 | 0 | 0 | 0 | 0 | 0 | 0 | 0 | 0 | 0 | 0 | 0 | 0 | 0 | 0
| Telephone |  |  |  | e. EM&V |  | f. Costs recovered from other sources |  | 0
| Email |  |  |  | Total | 147583.3284 | Program Budget w/ Other Costs (a to f) | 147583.3284 | 135810.8077
Quarterly Installation Schedule
| Program Inputs | [10 empty] | Transfer | Admin | Admin | Admin | Participant | [8 empty] | Placeholders, not currently used | [10 empty] | Annual Installation Schedule | [10 empty] | 2009 |  |  |  | 2010 |  |  |  | 2011 |  |  |  | 2012 |  |  |  | 2013 |  |  |  | 2014 |  |  |  | 2015 |  |  |  | 2016 |  |  |  | 2017 |  |  |  | 2018 |  |  |  | 2019
| Measure Name | DEER RunID | Climate Zone | Target sector | Measure Electric End Use Shape | CZ, Sector, Measure combination found? | Measure Type (To Look up Measure Life) | Program Type (To look up Net-to-gross Ratio) | Unit Definition (e.g. homes) | Program Type (NEW/ROB or Early Repl(RET)) | Gross Measure Cost ($/unit) | Rebate to end use customer or its assignee ($/unit) | Incentives to entities other than the end use customer or its assignee($/unit) | Direct Install Labor ($/unit) | Direct Install Material ($/unit) | Participant cost ($/unit) | Gross Unit Annual Electricity Savings (kwh/unit) | Electric Rate Schedule | Demand Scaler | User Entered kW Savings per unit (kW/unit) | Gross Unit Annual Gas Savings (therm/unit) | Gas Sector | Gas Rate Schedule | Gas Savings Profile | Avg remaining life on replaced units (yrs) | Early retrofit incremental kWh savings (kWh/unit) | Early retrofit incremental kW savings (kW/unit) | Early retrofit incremental Th savings (Th/unit) | Combustion Type | Effective Useful Life (years) | Net-to-Gross Ratio | Net-to-Gross Ratio - kW | Net-to-Gross Ratio - Therms | Net-to-Gross Ratio - Costs | % Eligible for TOU AC adjustment | 2009 | 2010 | 2011 | 2012 | 2013 | 2014 | 2015 | 2016 | 2017 | 2018 | 2019 | Qtr 1 | Qtr 2 | Qtr 3 | Qtr 4 | Qtr 1 | Qtr 2 | Qtr 3 | Qtr 4 | Qtr 1 | Qtr 2 | Qtr 3 | Qtr 4 | Qtr 1 | Qtr 2 | Qtr 3 | Qtr 4 | Qtr 1 | Qtr 2 | Qtr 3 | Qtr 4 | Qtr 1 | Qtr 2 | Qtr 3 | Qtr 4 | Qtr 1 | Qtr 2 | Qtr 3 | Qtr 4 | Qtr 1 | Qtr 2 | Qtr 3 | Qtr 4 | Qtr 1 | Qtr 2 | Qtr 3 | Qtr 4 | Qtr 1 | Qtr 2 | Qtr 3 | Qtr 4 | Qtr 1 | Qtr 2 | Qtr 3 | Qtr 4 | Total Number of Units | Comments
0 | 253103-Packaged terminal HP Early Retirement |  | System | Commercial | 11-HTL-Lodging–Hotel(GuestRooms)-COOL | 0 |  |  |  |  | 429.557 | 0 | 62.25 | 0 | 0 | 367.307 | 0 |  | kWh | 0 | 0 | Commercial | [7 empty] | 15 | 0.5 |  |  |  | 1 | 1 | 0 | 0 | 0 | 0 | 0 | 0 | 0 | 0 | 0 | 0 | 2009 Qtr 1: 0; 2009 Qtr 2: 0; 2009 Qtr 3: 0; 2009 Qtr 4: 1; 2010 Qtr 1: 0; 2010 Qtr 2: 0; 2010 Qtr 3: 0; 2010 Qtr 4: 0; 2011 Qtr 1: 0; 2011 Qtr 2: 0; 2011 Qtr 3: 0; 2011 Qtr 4: 0 | 1
0 | 253103-Packaged terminal HP Early Retirement |  | System | Commercial | 11-HTL-Lodging–Hotel(GuestRooms)-COOL | 0 |  |  |  |  | 429.557 | 0 | 62.25 | 0 | 0 | 367.307 | 0 |  | kWh | 0 | 0 | Commercial | [7 empty] | 15 | 0.5 |  |  |  | 1 | 1 | 0 | 0 | 0 | 0 | 0 | 0 | 0 | 0 | 0 | 0 | 2009 Qtr 1: 0; 2009 Qtr 2: 0; 2009 Qtr 3: 0; 2009 Qtr 4: 1; 2010 Qtr 1: 0; 2010 Qtr 2: 0; 2010 Qtr 3: 0; 2010 Qtr 4: 0; 2011 Qtr 1: 0; 2011 Qtr 2: 0; 2011 Qtr 3: 0; 2011 Qtr 4: 0 | 1
0 | 253103-Packaged terminal HP Early Retirement |  | System | Commercial | 11-HTL-Lodging–Hotel(GuestRooms)-COOL | 0 |  |  |  |  | 429.557 | 0 | 62.25 | 0 | 0 | 367.307 | 0 |  | kWh | 0 | 0 | Commercial | [7 empty] | 15 | 0.5 |  |  |  | 1 | 1 | 0 | 0 | 0 | 0 | 0 | 0 | 0 | 0 | 0 | 0 | 2009 Qtr 1: 0; 2009 Qtr 2: 0; 2009 Qtr 3: 0; 2009 Qtr 4: 1; 2010 Qtr 1: 0; 2010 Qtr 2: 0; 2010 Qtr 3: 0; 2010 Qtr 4: 0; 2011 Qtr 1: 0; 2011 Qtr 2: 0; 2011 Qtr 3: 0; 2011 Qtr 4: 0 | 1
0 | 253103-Packaged terminal HP Early Retirement |  | System | Commercial | 11-HTL-Lodging–Hotel(GuestRooms)-COOL | 0 |  |  |  |  | 429.557 | 0 | 62.25 | 0 | 0 | 367.307 | 0 |  | kWh | 0 | 0 | Commercial | [7 empty] | 15 | 0.5 |  |  |  | 1 | 1 | 0 | 0 | 0 | 0 | 0 | 0 | 0 | 0 | 0 | 0 | 2009 Qtr 1: 0; 2009 Qtr 2: 0; 2009 Qtr 3: 0; 2009 Qtr 4: 1; 2010 Qtr 1: 0; 2010 Qtr 2: 0; 2010 Qtr 3: 0; 2010 Qtr 4: 0; 2011 Qtr 1: 0; 2011 Qtr 2: 0; 2011 Qtr 3: 0; 2011 Qtr 4: 0 | 1
0 | 253103-Packaged terminal HP Early Retirement |  | System | Commercial | 11-HTL-Lodging–Hotel(GuestRooms)-COOL | 0 |  |  |  |  | 429.557 | 0 | 62.25 | 0 | 0 | 367.307 | 0 |  | kWh | 0 | 0 | Commercial | [7 empty] | 15 | 0.5 |  |  |  | 1 | 1 | 0 | 0 | 0 | 0 | 0 | 0 | 0 | 0 | 0 | 0 | 2009 Qtr 1: 0; 2009 Qtr 2: 0; 2009 Qtr 3: 0; 2009 Qtr 4: 1; 2010 Qtr 1: 0; 2010 Qtr 2: 0; 2010 Qtr 3: 0; 2010 Qtr 4: 0; 2011 Qtr 1: 0; 2011 Qtr 2: 0; 2011 Qtr 3: 0; 2011 Qtr 4: 0 | 1
0 | 253103-Packaged terminal HP Early Retirement |  | System | Commercial | 11-HTL-Lodging–Hotel(GuestRooms)-COOL | 0 |  |  |  |  | 429.557 | 0 | 62.25 | 0 | 0 | 367.307 | 0 |  | kWh | 0 | 0 | Commercial | [7 empty] | 15 | 0.5 |  |  |  | 1 | 1 | 0 | 0 | 0 | 0 | 0 | 0 | 0 | 0 | 0 | 0 | 2009 Qtr 1: 0; 2009 Qtr 2: 0; 2009 Qtr 3: 0; 2009 Qtr 4: 1; 2010 Qtr 1: 0; 2010 Qtr 2: 0; 2010 Qtr 3: 0; 2010 Qtr 4: 0; 2011 Qtr 1: 0; 2011 Qtr 2: 0; 2011 Qtr 3: 0; 2011 Qtr 4: 0 | 1
0 | 253103-Packaged terminal HP Early Retirement |  | System | Commercial | 11-HTL-Lodging–Hotel(GuestRooms)-COOL | 0 |  |  |  |  | 429.557 | 0 | 62.25 | 0 | 0 | 367.307 | 0 |  | kWh | 0 | 0 | Commercial | [7 empty] | 15 | 0.5 |  |  |  | 1 | 1 | 0 | 0 | 0 | 0 | 0 | 0 | 0 | 0 | 0 | 0 | 2009 Qtr 1: 0; 2009 Qtr 2: 0; 2009 Qtr 3: 0; 2009 Qtr 4: 1; 2010 Qtr 1: 0; 2010 Qtr 2: 0; 2010 Qtr 3: 0; 2010 Qtr 4: 0; 2011 Qtr 1: 0; 2011 Qtr 2: 0; 2011 Qtr 3: 0; 2011 Qtr 4: 0 | 1
0 | 253103-Packaged terminal HP Early Retirement |  | System | Commercial | 11-HTL-Lodging–Hotel(GuestRooms)-COOL | 0 |  |  |  |  | 429.557 | 0 | 62.25 | 0 | 0 | 367.307 | 0 |  | kWh | 0 | 0 | Commercial | [7 empty] | 15 | 0.5 |  |  |  | 1 | 1 | 0 | 0 | 0 | 0 | 0 | 0 | 0 | 0 | 0 | 0 | 2009 Qtr 1: 0; 2009 Qtr 2: 0; 2009 Qtr 3: 0; 2009 Qtr 4: 1; 2010 Qtr 1: 0; 2010 Qtr 2: 0; 2010 Qtr 3: 0; 2010 Qtr 4: 0; 2011 Qtr 1: 0; 2011 Qtr 2: 0; 2011 Qtr 3: 0; 2011 Qtr 4: 0 | 1
0 | 253103-Packaged terminal HP Early Retirement |  | System | Commercial | 11-HTL-Lodging–Hotel(GuestRooms)-COOL | 0 |  |  |  |  | 429.557 | 0 | 62.25 | 0 | 0 | 367.307 | 0 |  | kWh | 0 | 0 | Commercial | [7 empty] | 15 | 0.5 |  |  |  | 1 | 1 | 0 | 0 | 0 | 0 | 0 | 0 | 0 | 0 | 0 | 0 | 2009 Qtr 1: 0; 2009 Qtr 2: 0; 2009 Qtr 3: 0; 2009 Qtr 4: 1; 2010 Qtr 1: 0; 2010 Qtr 2: 0; 2010 Qtr 3: 0; 2010 Qtr 4: 0; 2011 Qtr 1: 0; 2011 Qtr 2: 0; 2011 Qtr 3: 0; 2011 Qtr 4: 0 | 1
0 | 253103-Packaged terminal HP Early Retirement |  | System | Commercial | 11-HTL-Lodging–Hotel(GuestRooms)-COOL | 0 |  |  |  |  | 429.557 | 0 | 62.25 | 0 | 0 | 367.307 | 0 |  | kWh | 0 | 0 | Commercial | [7 empty] | 15 | 0.5 |  |  |  | 1 | 1 | 0 | 0 | 0 | 0 | 0 | 0 | 0 | 0 | 0 | 0 | 2009 Qtr 1: 0; 2009 Qtr 2: 0; 2009 Qtr 3: 0; 2009 Qtr 4: 1; 2010 Qtr 1: 0; 2010 Qtr 2: 0; 2010 Qtr 3: 0; 2010 Qtr 4: 0; 2011 Qtr 1: 0; 2011 Qtr 2: 0; 2011 Qtr 3: 0; 2011 Qtr 4: 0 | 1
0 | 253103-Packaged terminal HP Early Retirement |  | System | Commercial | 11-HTL-Lodging–Hotel(GuestRooms)-COOL | 0 |  |  |  |  | 429.557 | 0 | 62.25 | 0 | 0 | 367.307 | 0 |  | kWh | 0 | 0 | Commercial | [7 empty] | 15 | 0.5 |  |  |  | 1 | 1 | 0 | 0 | 0 | 0 | 0 | 0 | 0 | 0 | 0 | 0 | 2009 Qtr 1: 0; 2009 Qtr 2: 0; 2009 Qtr 3: 0; 2009 Qtr 4: 1; 2010 Qtr 1: 0; 2010 Qtr 2: 0; 2010 Qtr 3: 0; 2010 Qtr 4: 0; 2011 Qtr 1: 0; 2011 Qtr 2: 0; 2011 Qtr 3: 0; 2011 Qtr 4: 0 | 1
0 | 253103-Packaged terminal HP Early Retirement |  | System | Commercial | 11-HTL-Lodging–Hotel(GuestRooms)-COOL | 0 |  |  |  |  | 429.557 | 0 | 62.25 | 0 | 0 | 367.307 | 0 |  | kWh | 0 | 0 | Commercial | [7 empty] | 15 | 0.5 |  |  |  | 1 | 1 | 0 | 0 | 0 | 0 | 0 | 0 | 0 | 0 | 0 | 0 | 2009 Qtr 1: 0; 2009 Qtr 2: 0; 2009 Qtr 3: 0; 2009 Qtr 4: 1; 2010 Qtr 1: 0; 2010 Qtr 2: 0; 2010 Qtr 3: 0; 2010 Qtr 4: 0; 2011 Qtr 1: 0; 2011 Qtr 2: 0; 2011 Qtr 3: 0; 2011 Qtr 4: 0 | 1
0 | 253069-Comm. AC 65k to 134k ER |  | System | Commercial | 01-ALC-AllCommercial-Cooling | 0 |  |  |  |  | 757.3824 | 0 | 160.7143 | 0 | 0 | 596.6681 | 361.554 |  | kWh | 0.25974 | 0 | Commercial | [7 empty] | 15 | 0.7 |  |  |  | 1 | 7 | 0 | 0 | 0 | 0 | 0 | 0 | 0 | 0 | 0 | 0 | 2009 Qtr 1: 0; 2009 Qtr 2: 0; 2009 Qtr 3: 0; 2009 Qtr 4: 7; 2010 Qtr 1: 0; 2010 Qtr 2: 0; 2010 Qtr 3: 0; 2010 Qtr 4: 0; 2011 Qtr 1: 0; 2011 Qtr 2: 0; 2011 Qtr 3: 0; 2011 Qtr 4: 0 | 7
0 | 253069-Comm. AC 65k to 134k ER |  | System | Commercial | 01-ALC-AllCommercial-Cooling | 0 |  |  |  |  | 757.3824 | 0 | 160.7143 | 0 | 0 | 596.6681 | 361.554 |  | kWh | 0.25974 | 0 | Commercial | [7 empty] | 15 | 0.7 |  |  |  | 1 | 7 | 0 | 0 | 0 | 0 | 0 | 0 | 0 | 0 | 0 | 0 | 2009 Qtr 1: 0; 2009 Qtr 2: 0; 2009 Qtr 3: 0; 2009 Qtr 4: 7; 2010 Qtr 1: 0; 2010 Qtr 2: 0; 2010 Qtr 3: 0; 2010 Qtr 4: 0; 2011 Qtr 1: 0; 2011 Qtr 2: 0; 2011 Qtr 3: 0; 2011 Qtr 4: 0 | 7
0 | 253069-Comm. AC 65k to 134k ER |  | System | Commercial | 01-ALC-AllCommercial-Cooling | 0 |  |  |  |  | 757.3824 | 0 | 160.7143 | 0 | 0 | 596.6681 | 361.554 |  | kWh | 0.25974 | 0 | Commercial | [7 empty] | 15 | 0.7 |  |  |  | 1 | 7 | 0 | 0 | 0 | 0 | 0 | 0 | 0 | 0 | 0 | 0 | 2009 Qtr 1: 0; 2009 Qtr 2: 0; 2009 Qtr 3: 0; 2009 Qtr 4: 7; 2010 Qtr 1: 0; 2010 Qtr 2: 0; 2010 Qtr 3: 0; 2010 Qtr 4: 0; 2011 Qtr 1: 0; 2011 Qtr 2: 0; 2011 Qtr 3: 0; 2011 Qtr 4: 0 | 7
0 | 253067-Comm. AC <65k three phase unitary ER |  | System | Commercial | 01-ALC-AllCommercial-Cooling | 0 |  |  |  |  | 790.4043 | 0 | 170 | 0 | 0 | 620.4043 | 280.46 |  | kWh | 0.19186 | 0 | Commercial | [7 empty] | 15 | 0.5 |  |  |  | 1 | 4 | 0 | 0 | 0 | 0 | 0 | 0 | 0 | 0 | 0 | 0 | 2009 Qtr 1: 0; 2009 Qtr 2: 0; 2009 Qtr 3: 0; 2009 Qtr 4: 4; 2010 Qtr 1: 0; 2010 Qtr 2: 0; 2010 Qtr 3: 0; 2010 Qtr 4: 0; 2011 Qtr 1: 0; 2011 Qtr 2: 0; 2011 Qtr 3: 0; 2011 Qtr 4: 0 | 4
0 | 253067-Comm. AC <65k three phase unitary ER |  | System | Commercial | 01-ALC-AllCommercial-Cooling | 0 |  |  |  |  | 790.4043 | 0 | 170 | 0 | 0 | 620.4043 | 280.46 |  | kWh | 0.19186 | 0 | Commercial | [7 empty] | 15 | 0.5 |  |  |  | 1 | 4 | 0 | 0 | 0 | 0 | 0 | 0 | 0 | 0 | 0 | 0 | 2009 Qtr 1: 0; 2009 Qtr 2: 0; 2009 Qtr 3: 0; 2009 Qtr 4: 4; 2010 Qtr 1: 0; 2010 Qtr 2: 0; 2010 Qtr 3: 0; 2010 Qtr 4: 0; 2011 Qtr 1: 0; 2011 Qtr 2: 0; 2011 Qtr 3: 0; 2011 Qtr 4: 0 | 4
0 | 253077-Comm. HP <65k single phase split ER above code |  | System | Commercial | 01-ALC-AllCommercial-Cooling | 0 |  |  |  |  | 97.9361 | 0 | 226.8467 | 0 | 0 | -128.9106 | 433.758 |  | kWh | 0.20195 | 0 | Commercial | [7 empty] | 15 | 0.5 |  |  |  | 1 | 3 | 0 | 0 | 0 | 0 | 0 | 0 | 0 | 0 | 0 | 0 | 2009 Qtr 1: 0; 2009 Qtr 2: 0; 2009 Qtr 3: 0; 2009 Qtr 4: 3; 2010 Qtr 1: 0; 2010 Qtr 2: 0; 2010 Qtr 3: 0; 2010 Qtr 4: 0; 2011 Qtr 1: 0; 2011 Qtr 2: 0; 2011 Qtr 3: 0; 2011 Qtr 4: 0 | 3
0 | 253002-Residential AC SEER 14 CZ 10, 14, or 15 |  | System | Residential | 26-SFM-ResidentialSingleFamily-SP_COOL | 0 |  |  |  |  | 92.6187 | 0 | 42.85 | 0 | 0 | 49.7687 | 322.849 |  | kWh | 0.37218 | 0.40228 | Residential |  | Winter Only | [5 empty] | 15 | 0.67 |  |  |  | 1 | 5 | 0 | 0 | 0 | 0 | 0 | 0 | 0 | 0 | 0 | 0 | 2009 Qtr 1: 0; 2009 Qtr 2: 0; 2009 Qtr 3: 0; 2009 Qtr 4: 5; 2010 Qtr 1: 0; 2010 Qtr 2: 0; 2010 Qtr 3: 0; 2010 Qtr 4: 0; 2011 Qtr 1: 0; 2011 Qtr 2: 0; 2011 Qtr 3: 0; 2011 Qtr 4: 0 | 5
0 | 253005-Residential AC SEER 13 Early Ret. CZ 6, 7 or 8 |  | System | Residential | 26-SFM-ResidentialSingleFamily-SP_COOL | 0 |  |  |  |  | 549.5508 | 0 | 30 | 0 | 0 | 519.5508 | 169.092 |  | kWh | 0.32706 | 0.20484 | Residential |  | Winter Only | [5 empty] | 15 | 0.67 |  |  |  | 1 | 4 | 0 | 0 | 0 | 0 | 0 | 0 | 0 | 0 | 0 | 0 | 2009 Qtr 1: 0; 2009 Qtr 2: 0; 2009 Qtr 3: 0; 2009 Qtr 4: 4; 2010 Qtr 1: 0; 2010 Qtr 2: 0; 2010 Qtr 3: 0; 2010 Qtr 4: 0; 2011 Qtr 1: 0; 2011 Qtr 2: 0; 2011 Qtr 3: 0; 2011 Qtr 4: 0 | 4
0 | 253077-Comm. HP <65k single phase split ER above code |  | System | Commercial | 01-ALC-AllCommercial-Cooling | 0 |  |  |  |  | 97.9361 | 0 | 194.44 | 0 | 0 | -96.5039 | 433.758 |  | kWh | 0.20195 | 0 | Commercial | [7 empty] | 15 | 0.5 |  |  |  | 1 | 2 | 0 | 0 | 0 | 0 | 0 | 0 | 0 | 0 | 0 | 0 | 2009 Qtr 1: 0; 2009 Qtr 2: 0; 2009 Qtr 3: 0; 2009 Qtr 4: 2; 2010 Qtr 1: 0; 2010 Qtr 2: 0; 2010 Qtr 3: 0; 2010 Qtr 4: 0; 2011 Qtr 1: 0; 2011 Qtr 2: 0; 2011 Qtr 3: 0; 2011 Qtr 4: 0 | 2
0 | 253067-Comm. AC <65k three phase unitary ER |  | System | Commercial | 01-ALC-AllCommercial-Cooling | 0 |  |  |  |  | 790.4043 | 0 | 85 | 0 | 0 | 705.4043 | 280.46 |  | kWh | 0.19186 | 0 | Commercial | [7 empty] | 15 | 0.5 |  |  |  | 1 | 3 | 0 | 0 | 0 | 0 | 0 | 0 | 0 | 0 | 0 | 0 | 2009 Qtr 1: 0; 2009 Qtr 2: 0; 2009 Qtr 3: 0; 2009 Qtr 4: 3; 2010 Qtr 1: 0; 2010 Qtr 2: 0; 2010 Qtr 3: 0; 2010 Qtr 4: 0; 2011 Qtr 1: 0; 2011 Qtr 2: 0; 2011 Qtr 3: 0; 2011 Qtr 4: 0 | 3
0 | 253061-Comm. AC <65k single phase unitary ER |  | System | Commercial | 01-ALC-AllCommercial-Cooling | 0 |  |  |  |  | 817.8563 | 0 | 99.1667 | 0 | 0 | 718.6896 | 364.969 |  | kWh | 0.24958 | 0 | Commercial | [7 empty] | 15 | 0.5 |  |  |  | 1 | 3 | 0 | 0 | 0 | 0 | 0 | 0 | 0 | 0 | 0 | 0 | 2009 Qtr 1: 0; 2009 Qtr 2: 0; 2009 Qtr 3: 0; 2009 Qtr 4: 3; 2010 Qtr 1: 0; 2010 Qtr 2: 0; 2010 Qtr 3: 0; 2010 Qtr 4: 0; 2011 Qtr 1: 0; 2011 Qtr 2: 0; 2011 Qtr 3: 0; 2011 Qtr 4: 0 | 3
0 | 253009-Residential AC SEER 15 Early Ret. CZ 6, 7 or 8 |  | System | Residential | 26-SFM-ResidentialSingleFamily-SP_COOL | 0 |  |  |  |  | 734.7882 | 0 | 41.6667 | 0 | 0 | 693.1215 | 219.055 |  | kWh | 0.38807 | -1.3318 | Residential |  | Winter Only | [5 empty] | 15 | 0.67 |  |  |  | 1 | 4 | 0 | 0 | 0 | 0 | 0 | 0 | 0 | 0 | 0 | 0 | 2009 Qtr 1: 0; 2009 Qtr 2: 0; 2009 Qtr 3: 0; 2009 Qtr 4: 4; 2010 Qtr 1: 0; 2010 Qtr 2: 0; 2010 Qtr 3: 0; 2010 Qtr 4: 0; 2011 Qtr 1: 0; 2011 Qtr 2: 0; 2011 Qtr 3: 0; 2011 Qtr 4: 0 | 4
0 | 253073-Comm. AC 240k to 759k ER |  | System | Commercial | 01-ALC-AllCommercial-Cooling | 0 |  |  |  |  | 649.6286 | 0 | 40 | 0 | 0 | 609.6286 | 208.977 |  | kWh | 0.15018 | 0 | Commercial | [7 empty] | 15 | 0.7 |  |  |  | 1 | 27 | 0 | 0 | 0 | 0 | 0 | 0 | 0 | 0 | 0 | 0 | 2009 Qtr 1: 0; 2009 Qtr 2: 0; 2009 Qtr 3: 0; 2009 Qtr 4: 27; 2010 Qtr 1: 0; 2010 Qtr 2: 0; 2010 Qtr 3: 0; 2010 Qtr 4: 0; 2011 Qtr 1: 0; 2011 Qtr 2: 0; 2011 Qtr 3: 0; 2011 Qtr 4: 0 | 27
0 | 253035-Comm. AC 65k to 134k |  | System | Commercial | 01-ALC-AllCommercial-Cooling | 0 |  |  |  |  | 757.3824 | 0 | 48.2143 | 0 | 0 | 709.1681 | 361.554 |  | kWh | 0.25974 | 0 | Commercial | [7 empty] | 15 | 0.7 |  |  |  | 1 | 7 | 0 | 0 | 0 | 0 | 0 | 0 | 0 | 0 | 0 | 0 | 2009 Qtr 1: 0; 2009 Qtr 2: 0; 2009 Qtr 3: 0; 2009 Qtr 4: 7; 2010 Qtr 1: 0; 2010 Qtr 2: 0; 2010 Qtr 3: 0; 2010 Qtr 4: 0; 2011 Qtr 1: 0; 2011 Qtr 2: 0; 2011 Qtr 3: 0; 2011 Qtr 4: 0 | 7
0 | 253035-Comm. AC 65k to 134k |  | System | Commercial | 01-ALC-AllCommercial-Cooling | 0 |  |  |  |  | 757.3824 | 0 | 48.2143 | 0 | 0 | 709.1681 | 361.554 |  | kWh | 0.25974 | 0 | Commercial | [7 empty] | 15 | 0.7 |  |  |  | 1 | 7 | 0 | 0 | 0 | 0 | 0 | 0 | 0 | 0 | 0 | 0 | 2009 Qtr 1: 0; 2009 Qtr 2: 0; 2009 Qtr 3: 0; 2009 Qtr 4: 7; 2010 Qtr 1: 0; 2010 Qtr 2: 0; 2010 Qtr 3: 0; 2010 Qtr 4: 0; 2011 Qtr 1: 0; 2011 Qtr 2: 0; 2011 Qtr 3: 0; 2011 Qtr 4: 0 | 7
0 | 253079-Comm. HP <65k single phase unitary ER |  | System | Commercial | 01-ALC-AllCommercial-Cooling | 0 |  |  |  |  | 995.132 | 0 | 106.25 | 0 | 0 | 888.882 | 442.627 |  | kWh | 0.21817 | 0 | Commercial | [7 empty] | 15 | 0.5 |  |  |  | 1 | 2 | 0 | 0 | 0 | 0 | 0 | 0 | 0 | 0 | 0 | 0 | 2009 Qtr 1: 0; 2009 Qtr 2: 0; 2009 Qtr 3: 0; 2009 Qtr 4: 2; 2010 Qtr 1: 0; 2010 Qtr 2: 0; 2010 Qtr 3: 0; 2010 Qtr 4: 0; 2011 Qtr 1: 0; 2011 Qtr 2: 0; 2011 Qtr 3: 0; 2011 Qtr 4: 0 | 2
0 | 253085-Comm. HP <65k three phase unitary ER |  | System | Commercial | 01-ALC-AllCommercial-Cooling | 0 |  |  |  |  | 959.2869 | 0 | 85 | 0 | 0 | 874.2869 | 333.947 |  | kWh | 0.15748 | 0 | Commercial | [7 empty] | 15 | 0.5 |  |  |  | 1 | 4 | 0 | 0 | 0 | 0 | 0 | 0 | 0 | 0 | 0 | 0 | 2009 Qtr 1: 0; 2009 Qtr 2: 0; 2009 Qtr 3: 0; 2009 Qtr 4: 4; 2010 Qtr 1: 0; 2010 Qtr 2: 0; 2010 Qtr 3: 0; 2010 Qtr 4: 0; 2011 Qtr 1: 0; 2011 Qtr 2: 0; 2011 Qtr 3: 0; 2011 Qtr 4: 0 | 4
0 | 253061-Comm. AC <65k single phase unitary ER |  | System | Commercial | 01-ALC-AllCommercial-Cooling | 0 |  |  |  |  | 817.8563 | 0 | 170 | 0 | 0 | 647.8563 | 364.969 |  | kWh | 0.24958 | 0 | Commercial | [7 empty] | 15 | 0.5 |  |  |  | 1 | 3 | 0 | 0 | 0 | 0 | 0 | 0 | 0 | 0 | 0 | 0 | 2009 Qtr 1: 0; 2009 Qtr 2: 0; 2009 Qtr 3: 0; 2009 Qtr 4: 3; 2010 Qtr 1: 0; 2010 Qtr 2: 0; 2010 Qtr 3: 0; 2010 Qtr 4: 0; 2011 Qtr 1: 0; 2011 Qtr 2: 0; 2011 Qtr 3: 0; 2011 Qtr 4: 0 | 3
0 | 253077-Comm. HP <65k single phase split ER above code |  | System | Commercial | 01-ALC-AllCommercial-Cooling | 0 |  |  |  |  | 97.9361 | 0 | 194.44 | 0 | 0 | -96.5039 | 433.758 |  | kWh | 0.20195 | 0 | Commercial | [7 empty] | 15 | 0.5 |  |  |  | 1 | 2 | 0 | 0 | 0 | 0 | 0 | 0 | 0 | 0 | 0 | 0 | 2009 Qtr 1: 0; 2009 Qtr 2: 0; 2009 Qtr 3: 0; 2009 Qtr 4: 2; 2010 Qtr 1: 0; 2010 Qtr 2: 0; 2010 Qtr 3: 0; 2010 Qtr 4: 0; 2011 Qtr 1: 0; 2011 Qtr 2: 0; 2011 Qtr 3: 0; 2011 Qtr 4: 0 | 2
0 | 253077-Comm. HP <65k single phase split ER above code |  | System | Commercial | 01-ALC-AllCommercial-Cooling | 0 |  |  |  |  | 97.9361 | 0 | 194.44 | 0 | 0 | -96.5039 | 433.758 |  | kWh | 0.20195 | 0 | Commercial | [7 empty] | 15 | 0.5 |  |  |  | 1 | 5 | 0 | 0 | 0 | 0 | 0 | 0 | 0 | 0 | 0 | 0 | 2009 Qtr 1: 0; 2009 Qtr 2: 0; 2009 Qtr 3: 0; 2009 Qtr 4: 5; 2010 Qtr 1: 0; 2010 Qtr 2: 0; 2010 Qtr 3: 0; 2010 Qtr 4: 0; 2011 Qtr 1: 0; 2011 Qtr 2: 0; 2011 Qtr 3: 0; 2011 Qtr 4: 0 | 5
0 | 253077-Comm. HP <65k single phase split ER above code |  | System | Commercial | 01-ALC-AllCommercial-Cooling | 0 |  |  |  |  | 97.9361 | 0 | 145.83 | 0 | 0 | -47.8939 | 433.758 |  | kWh | 0.20195 | 0 | Commercial | [7 empty] | 15 | 0.5 |  |  |  | 1 | 1 | 0 | 0 | 0 | 0 | 0 | 0 | 0 | 0 | 0 | 0 | 2009 Qtr 1: 0; 2009 Qtr 2: 0; 2009 Qtr 3: 0; 2009 Qtr 4: 1; 2010 Qtr 1: 0; 2010 Qtr 2: 0; 2010 Qtr 3: 0; 2010 Qtr 4: 0; 2011 Qtr 1: 0; 2011 Qtr 2: 0; 2011 Qtr 3: 0; 2011 Qtr 4: 0 | 1
0 | 253077-Comm. HP <65k single phase split ER above code |  | System | Commercial | 01-ALC-AllCommercial-Cooling | 0 |  |  |  |  | 97.9361 | 0 | 145.83 | 0 | 0 | -47.8939 | 433.758 |  | kWh | 0.20195 | 0 | Commercial | [7 empty] | 15 | 0.5 |  |  |  | 1 | 1 | 0 | 0 | 0 | 0 | 0 | 0 | 0 | 0 | 0 | 0 | 2009 Qtr 1: 0; 2009 Qtr 2: 0; 2009 Qtr 3: 0; 2009 Qtr 4: 1; 2010 Qtr 1: 0; 2010 Qtr 2: 0; 2010 Qtr 3: 0; 2010 Qtr 4: 0; 2011 Qtr 1: 0; 2011 Qtr 2: 0; 2011 Qtr 3: 0; 2011 Qtr 4: 0 | 1
0 | 253069-Comm. AC 65k to 134k ER |  | System | Commercial | 01-ALC-AllCommercial-Cooling | 0 |  |  |  |  | 757.3824 | 0 | 80.3571 | 0 | 0 | 677.0253 | 361.554 |  | kWh | 0.25974 | 0 | Commercial | [7 empty] | 15 | 0.7 |  |  |  | 1 | 7 | 0 | 0 | 0 | 0 | 0 | 0 | 0 | 0 | 0 | 0 | 2009 Qtr 1: 0; 2009 Qtr 2: 0; 2009 Qtr 3: 0; 2009 Qtr 4: 7; 2010 Qtr 1: 0; 2010 Qtr 2: 0; 2010 Qtr 3: 0; 2010 Qtr 4: 0; 2011 Qtr 1: 0; 2011 Qtr 2: 0; 2011 Qtr 3: 0; 2011 Qtr 4: 0 | 7
0 | 253069-Comm. AC 65k to 134k ER |  | System | Commercial | 01-ALC-AllCommercial-Cooling | 0 |  |  |  |  | 757.3824 | 0 | 75 | 0 | 0 | 682.3824 | 361.554 |  | kWh | 0.25974 | 0 | Commercial | [7 empty] | 15 | 0.7 |  |  |  | 1 | 10 | 0 | 0 | 0 | 0 | 0 | 0 | 0 | 0 | 0 | 0 | 2009 Qtr 1: 0; 2009 Qtr 2: 0; 2009 Qtr 3: 0; 2009 Qtr 4: 10; 2010 Qtr 1: 0; 2010 Qtr 2: 0; 2010 Qtr 3: 0; 2010 Qtr 4: 0; 2011 Qtr 1: 0; 2011 Qtr 2: 0; 2011 Qtr 3: 0; 2011 Qtr 4: 0 | 10
0 | 253069-Comm. AC 65k to 134k ER |  | System | Commercial | 01-ALC-AllCommercial-Cooling | 0 |  |  |  |  | 757.3824 | 0 | 75 | 0 | 0 | 682.3824 | 361.554 |  | kWh | 0.25974 | 0 | Commercial | [7 empty] | 15 | 0.7 |  |  |  | 1 | 10 | 0 | 0 | 0 | 0 | 0 | 0 | 0 | 0 | 0 | 0 | 2009 Qtr 1: 0; 2009 Qtr 2: 0; 2009 Qtr 3: 0; 2009 Qtr 4: 10; 2010 Qtr 1: 0; 2010 Qtr 2: 0; 2010 Qtr 3: 0; 2010 Qtr 4: 0; 2011 Qtr 1: 0; 2011 Qtr 2: 0; 2011 Qtr 3: 0; 2011 Qtr 4: 0 | 10
0 | 253067-Comm. AC <65k three phase unitary ER |  | System | Commercial | 01-ALC-AllCommercial-Cooling | 0 |  |  |  |  | 790.4043 | 0 | 85 | 0 | 0 | 705.4043 | 280.46 |  | kWh | 0.19186 | 0 | Commercial | [7 empty] | 15 | 0.5 |  |  |  | 1 | 4 | 0 | 0 | 0 | 0 | 0 | 0 | 0 | 0 | 0 | 0 | 2009 Qtr 1: 0; 2009 Qtr 2: 0; 2009 Qtr 3: 0; 2009 Qtr 4: 4; 2010 Qtr 1: 0; 2010 Qtr 2: 0; 2010 Qtr 3: 0; 2010 Qtr 4: 0; 2011 Qtr 1: 0; 2011 Qtr 2: 0; 2011 Qtr 3: 0; 2011 Qtr 4: 0 | 4
0 | 253067-Comm. AC <65k three phase unitary ER |  | System | Commercial | 01-ALC-AllCommercial-Cooling | 0 |  |  |  |  | 790.4043 | 0 | 170 | 0 | 0 | 620.4043 | 280.46 |  | kWh | 0.19186 | 0 | Commercial | [7 empty] | 15 | 0.5 |  |  |  | 1 | 5 | 0 | 0 | 0 | 0 | 0 | 0 | 0 | 0 | 0 | 0 | 2009 Qtr 1: 0; 2009 Qtr 2: 0; 2009 Qtr 3: 0; 2009 Qtr 4: 5; 2010 Qtr 1: 0; 2010 Qtr 2: 0; 2010 Qtr 3: 0; 2010 Qtr 4: 0; 2011 Qtr 1: 0; 2011 Qtr 2: 0; 2011 Qtr 3: 0; 2011 Qtr 4: 0 | 5
0 | 253085-Comm. HP <65k three phase unitary ER |  | System | Commercial | 01-ALC-AllCommercial-Cooling | 0 |  |  |  |  | 959.2869 | 0 | 170 | 0 | 0 | 789.2869 | 333.947 |  | kWh | 0.15748 | 0 | Commercial | [7 empty] | 15 | 0.5 |  |  |  | 1 | 5 | 0 | 0 | 0 | 0 | 0 | 0 | 0 | 0 | 0 | 0 | 2009 Qtr 1: 0; 2009 Qtr 2: 0; 2009 Qtr 3: 0; 2009 Qtr 4: 5; 2010 Qtr 1: 0; 2010 Qtr 2: 0; 2010 Qtr 3: 0; 2010 Qtr 4: 0; 2011 Qtr 1: 0; 2011 Qtr 2: 0; 2011 Qtr 3: 0; 2011 Qtr 4: 0 | 5
0 | 253085-Comm. HP <65k three phase unitary ER |  | System | Commercial | 01-ALC-AllCommercial-Cooling | 0 |  |  |  |  | 959.2869 | 0 | 170 | 0 | 0 | 789.2869 | 333.947 |  | kWh | 0.15748 | 0 | Commercial | [7 empty] | 15 | 0.5 |  |  |  | 1 | 3 | 0 | 0 | 0 | 0 | 0 | 0 | 0 | 0 | 0 | 0 | 2009 Qtr 1: 0; 2009 Qtr 2: 0; 2009 Qtr 3: 0; 2009 Qtr 4: 3; 2010 Qtr 1: 0; 2010 Qtr 2: 0; 2010 Qtr 3: 0; 2010 Qtr 4: 0; 2011 Qtr 1: 0; 2011 Qtr 2: 0; 2011 Qtr 3: 0; 2011 Qtr 4: 0 | 3
0 | 253085-Comm. HP <65k three phase unitary ER |  | System | Commercial | 01-ALC-AllCommercial-Cooling | 0 |  |  |  |  | 959.2869 | 0 | 212.5 | 0 | 0 | 746.7869 | 333.947 |  | kWh | 0.15748 | 0 | Commercial | [7 empty] | 15 | 0.5 |  |  |  | 1 | 2 | 0 | 0 | 0 | 0 | 0 | 0 | 0 | 0 | 0 | 0 | 2009 Qtr 1: 0; 2009 Qtr 2: 0; 2009 Qtr 3: 0; 2009 Qtr 4: 2; 2010 Qtr 1: 0; 2010 Qtr 2: 0; 2010 Qtr 3: 0; 2010 Qtr 4: 0; 2011 Qtr 1: 0; 2011 Qtr 2: 0; 2011 Qtr 3: 0; 2011 Qtr 4: 0 | 2
0 | 253085-Comm. HP <65k three phase unitary ER |  | System | Commercial | 01-ALC-AllCommercial-Cooling | 0 |  |  |  |  | 959.2869 | 0 | 212.5 | 0 | 0 | 746.7869 | 333.947 |  | kWh | 0.15748 | 0 | Commercial | [7 empty] | 15 | 0.5 |  |  |  | 1 | 2 | 0 | 0 | 0 | 0 | 0 | 0 | 0 | 0 | 0 | 0 | 2009 Qtr 1: 0; 2009 Qtr 2: 0; 2009 Qtr 3: 0; 2009 Qtr 4: 2; 2010 Qtr 1: 0; 2010 Qtr 2: 0; 2010 Qtr 3: 0; 2010 Qtr 4: 0; 2011 Qtr 1: 0; 2011 Qtr 2: 0; 2011 Qtr 3: 0; 2011 Qtr 4: 0 | 2
0 | 253085-Comm. HP <65k three phase unitary ER |  | System | Commercial | 01-ALC-AllCommercial-Cooling | 0 |  |  |  |  | 959.2869 | 0 | 212.5 | 0 | 0 | 746.7869 | 333.947 |  | kWh | 0.15748 | 0 | Commercial | [7 empty] | 15 | 0.5 |  |  |  | 1 | 2 | 0 | 0 | 0 | 0 | 0 | 0 | 0 | 0 | 0 | 0 | 2009 Qtr 1: 0; 2009 Qtr 2: 0; 2009 Qtr 3: 0; 2009 Qtr 4: 2; 2010 Qtr 1: 0; 2010 Qtr 2: 0; 2010 Qtr 3: 0; 2010 Qtr 4: 0; 2011 Qtr 1: 0; 2011 Qtr 2: 0; 2011 Qtr 3: 0; 2011 Qtr 4: 0 | 2
0 | 253085-Comm. HP <65k three phase unitary ER |  | System | Commercial | 01-ALC-AllCommercial-Cooling | 0 |  |  |  |  | 959.2869 | 0 | 198.3333 | 0 | 0 | 760.9536 | 333.947 |  | kWh | 0.15748 | 0 | Commercial | [7 empty] | 15 | 0.5 |  |  |  | 1 | 3 | 0 | 0 | 0 | 0 | 0 | 0 | 0 | 0 | 0 | 0 | 2009 Qtr 1: 0; 2009 Qtr 2: 0; 2009 Qtr 3: 0; 2009 Qtr 4: 3; 2010 Qtr 1: 0; 2010 Qtr 2: 0; 2010 Qtr 3: 0; 2010 Qtr 4: 0; 2011 Qtr 1: 0; 2011 Qtr 2: 0; 2011 Qtr 3: 0; 2011 Qtr 4: 0 | 3
0 | 253085-Comm. HP <65k three phase unitary ER |  | System | Commercial | 01-ALC-AllCommercial-Cooling | 0 |  |  |  |  | 959.2869 | 0 | 170 | 0 | 0 | 789.2869 | 333.947 |  | kWh | 0.15748 | 0 | Commercial | [7 empty] | 15 | 0.5 |  |  |  | 1 | 5 | 0 | 0 | 0 | 0 | 0 | 0 | 0 | 0 | 0 | 0 | 2009 Qtr 1: 0; 2009 Qtr 2: 0; 2009 Qtr 3: 0; 2009 Qtr 4: 5; 2010 Qtr 1: 0; 2010 Qtr 2: 0; 2010 Qtr 3: 0; 2010 Qtr 4: 0; 2011 Qtr 1: 0; 2011 Qtr 2: 0; 2011 Qtr 3: 0; 2011 Qtr 4: 0 | 5
0 | 253085-Comm. HP <65k three phase unitary ER |  | System | Commercial | 01-ALC-AllCommercial-Cooling | 0 |  |  |  |  | 959.2869 | 0 | 170 | 0 | 0 | 789.2869 | 333.947 |  | kWh | 0.15748 | 0 | Commercial | [7 empty] | 15 | 0.5 |  |  |  | 1 | 5 | 0 | 0 | 0 | 0 | 0 | 0 | 0 | 0 | 0 | 0 | 2009 Qtr 1: 0; 2009 Qtr 2: 0; 2009 Qtr 3: 0; 2009 Qtr 4: 5; 2010 Qtr 1: 0; 2010 Qtr 2: 0; 2010 Qtr 3: 0; 2010 Qtr 4: 0; 2011 Qtr 1: 0; 2011 Qtr 2: 0; 2011 Qtr 3: 0; 2011 Qtr 4: 0 | 5
0 | 253085-Comm. HP <65k three phase unitary ER |  | System | Commercial | 01-ALC-AllCommercial-Cooling | 0 |  |  |  |  | 959.2869 | 0 | 170 | 0 | 0 | 789.2869 | 333.947 |  | kWh | 0.15748 | 0 | Commercial | [7 empty] | 15 | 0.5 |  |  |  | 1 | 5 | 0 | 0 | 0 | 0 | 0 | 0 | 0 | 0 | 0 | 0 | 2009 Qtr 1: 0; 2009 Qtr 2: 0; 2009 Qtr 3: 0; 2009 Qtr 4: 5; 2010 Qtr 1: 0; 2010 Qtr 2: 0; 2010 Qtr 3: 0; 2010 Qtr 4: 0; 2011 Qtr 1: 0; 2011 Qtr 2: 0; 2011 Qtr 3: 0; 2011 Qtr 4: 0 | 5
0 | 253085-Comm. HP <65k three phase unitary ER |  | System | Commercial | 01-ALC-AllCommercial-Cooling | 0 |  |  |  |  | 959.2869 | 0 | 170 | 0 | 0 | 789.2869 | 333.947 |  | kWh | 0.15748 | 0 | Commercial | [7 empty] | 15 | 0.5 |  |  |  | 1 | 5 | 0 | 0 | 0 | 0 | 0 | 0 | 0 | 0 | 0 | 0 | 2009 Qtr 1: 0; 2009 Qtr 2: 0; 2009 Qtr 3: 0; 2009 Qtr 4: 5; 2010 Qtr 1: 0; 2010 Qtr 2: 0; 2010 Qtr 3: 0; 2010 Qtr 4: 0; 2011 Qtr 1: 0; 2011 Qtr 2: 0; 2011 Qtr 3: 0; 2011 Qtr 4: 0 | 5
0 | 253085-Comm. HP <65k three phase unitary ER |  | System | Commercial | 01-ALC-AllCommercial-Cooling | 0 |  |  |  |  | 959.2869 | 0 | 170 | 0 | 0 | 789.2869 | 333.947 |  | kWh | 0.15748 | 0 | Commercial | [7 empty] | 15 | 0.5 |  |  |  | 1 | 5 | 0 | 0 | 0 | 0 | 0 | 0 | 0 | 0 | 0 | 0 | 2009 Qtr 1: 0; 2009 Qtr 2: 0; 2009 Qtr 3: 0; 2009 Qtr 4: 5; 2010 Qtr 1: 0; 2010 Qtr 2: 0; 2010 Qtr 3: 0; 2010 Qtr 4: 0; 2011 Qtr 1: 0; 2011 Qtr 2: 0; 2011 Qtr 3: 0; 2011 Qtr 4: 0 | 5
0 | 253085-Comm. HP <65k three phase unitary ER |  | System | Commercial | 01-ALC-AllCommercial-Cooling | 0 |  |  |  |  | 959.2869 | 0 | 170 | 0 | 0 | 789.2869 | 333.947 |  | kWh | 0.15748 | 0 | Commercial | [7 empty] | 15 | 0.5 |  |  |  | 1 | 5 | 0 | 0 | 0 | 0 | 0 | 0 | 0 | 0 | 0 | 0 | 2009 Qtr 1: 0; 2009 Qtr 2: 0; 2009 Qtr 3: 0; 2009 Qtr 4: 5; 2010 Qtr 1: 0; 2010 Qtr 2: 0; 2010 Qtr 3: 0; 2010 Qtr 4: 0; 2011 Qtr 1: 0; 2011 Qtr 2: 0; 2011 Qtr 3: 0; 2011 Qtr 4: 0 | 5
0 | 253085-Comm. HP <65k three phase unitary ER |  | System | Commercial | 01-ALC-AllCommercial-Cooling | 0 |  |  |  |  | 959.2869 | 0 | 170 | 0 | 0 | 789.2869 | 333.947 |  | kWh | 0.15748 | 0 | Commercial | [7 empty] | 15 | 0.5 |  |  |  | 1 | 3 | 0 | 0 | 0 | 0 | 0 | 0 | 0 | 0 | 0 | 0 | 2009 Qtr 1: 0; 2009 Qtr 2: 0; 2009 Qtr 3: 0; 2009 Qtr 4: 3; 2010 Qtr 1: 0; 2010 Qtr 2: 0; 2010 Qtr 3: 0; 2010 Qtr 4: 0; 2011 Qtr 1: 0; 2011 Qtr 2: 0; 2011 Qtr 3: 0; 2011 Qtr 4: 0 | 3
0 | 253085-Comm. HP <65k three phase unitary ER |  | System | Commercial | 01-ALC-AllCommercial-Cooling | 0 |  |  |  |  | 959.2869 | 0 | 170 | 0 | 0 | 789.2869 | 333.947 |  | kWh | 0.15748 | 0 | Commercial | [7 empty] | 15 | 0.5 |  |  |  | 1 | 3 | 0 | 0 | 0 | 0 | 0 | 0 | 0 | 0 | 0 | 0 | 2009 Qtr 1: 0; 2009 Qtr 2: 0; 2009 Qtr 3: 0; 2009 Qtr 4: 3; 2010 Qtr 1: 0; 2010 Qtr 2: 0; 2010 Qtr 3: 0; 2010 Qtr 4: 0; 2011 Qtr 1: 0; 2011 Qtr 2: 0; 2011 Qtr 3: 0; 2011 Qtr 4: 0 | 3
0 | 253067-Comm. AC <65k three phase unitary ER |  | System | Commercial | 01-ALC-AllCommercial-Cooling | 0 |  |  |  |  | 790.4043 | 0 | 212.5 | 0 | 0 | 577.9043 | 280.46 |  | kWh | 0.19186 | 0 | Commercial | [7 empty] | 15 | 0.5 |  |  |  | 1 | 2 | 0 | 0 | 0 | 0 | 0 | 0 | 0 | 0 | 0 | 0 | 2009 Qtr 1: 0; 2009 Qtr 2: 0; 2009 Qtr 3: 0; 2009 Qtr 4: 2; 2010 Qtr 1: 0; 2010 Qtr 2: 0; 2010 Qtr 3: 0; 2010 Qtr 4: 0; 2011 Qtr 1: 0; 2011 Qtr 2: 0; 2011 Qtr 3: 0; 2011 Qtr 4: 0 | 2
0 | 253077-Comm. HP <65k single phase split ER above code |  | System | Commercial | 01-ALC-AllCommercial-Cooling | 0 |  |  |  |  | 97.9361 | 0 | 194.44 | 0 | 0 | -96.5039 | 433.758 |  | kWh | 0.20195 | 0 | Commercial | [7 empty] | 15 | 0.5 |  |  |  | 1 | 4 | 0 | 0 | 0 | 0 | 0 | 0 | 0 | 0 | 0 | 0 | 2009 Qtr 1: 0; 2009 Qtr 2: 0; 2009 Qtr 3: 0; 2009 Qtr 4: 4; 2010 Qtr 1: 0; 2010 Qtr 2: 0; 2010 Qtr 3: 0; 2010 Qtr 4: 0; 2011 Qtr 1: 0; 2011 Qtr 2: 0; 2011 Qtr 3: 0; 2011 Qtr 4: 0 | 4
0 | 253069-Comm. AC 65k to 134k ER |  | System | Commercial | 01-ALC-AllCommercial-Cooling | 0 |  |  |  |  | 757.3824 | 0 | 150 | 0 | 0 | 607.3824 | 361.554 |  | kWh | 0.25974 | 0 | Commercial | [7 empty] | 15 | 0.7 |  |  |  | 1 | 10 | 0 | 0 | 0 | 0 | 0 | 0 | 0 | 0 | 0 | 0 | 2009 Qtr 1: 0; 2009 Qtr 2: 0; 2009 Qtr 3: 0; 2009 Qtr 4: 10; 2010 Qtr 1: 0; 2010 Qtr 2: 0; 2010 Qtr 3: 0; 2010 Qtr 4: 0; 2011 Qtr 1: 0; 2011 Qtr 2: 0; 2011 Qtr 3: 0; 2011 Qtr 4: 0 | 10
0 | 253103-Packaged terminal HP Early Retirement |  | System | Commercial | 11-HTL-Lodging–Hotel(GuestRooms)-COOL | 0 |  |  |  |  | 429.557 | 0 | 150 | 0 | 0 | 279.557 | 786.822 |  | kWh | 0.31106 | 0 | Commercial | [7 empty] | 15 | 0.5 |  |  |  | 1 | 1 | 0 | 0 | 0 | 0 | 0 | 0 | 0 | 0 | 0 | 0 | 2009 Qtr 1: 0; 2009 Qtr 2: 0; 2009 Qtr 3: 0; 2009 Qtr 4: 1; 2010 Qtr 1: 0; 2010 Qtr 2: 0; 2010 Qtr 3: 0; 2010 Qtr 4: 0; 2011 Qtr 1: 0; 2011 Qtr 2: 0; 2011 Qtr 3: 0; 2011 Qtr 4: 0 | 1
0 | 253103-Packaged terminal HP Early Retirement |  | System | Commercial | 11-HTL-Lodging–Hotel(GuestRooms)-COOL | 0 |  |  |  |  | 429.557 | 0 | 150 | 0 | 0 | 279.557 | 786.822 |  | kWh | 0.31106 | 0 | Commercial | [7 empty] | 15 | 0.5 |  |  |  | 1 | 1 | 0 | 0 | 0 | 0 | 0 | 0 | 0 | 0 | 0 | 0 | 2009 Qtr 1: 0; 2009 Qtr 2: 0; 2009 Qtr 3: 0; 2009 Qtr 4: 1; 2010 Qtr 1: 0; 2010 Qtr 2: 0; 2010 Qtr 3: 0; 2010 Qtr 4: 0; 2011 Qtr 1: 0; 2011 Qtr 2: 0; 2011 Qtr 3: 0; 2011 Qtr 4: 0 | 1
0 | 253103-Packaged terminal HP Early Retirement |  | System | Commercial | 11-HTL-Lodging–Hotel(GuestRooms)-COOL | 0 |  |  |  |  | 429.557 | 0 | 150 | 0 | 0 | 279.557 | 786.822 |  | kWh | 0.31106 | 0 | Commercial | [7 empty] | 15 | 0.5 |  |  |  | 1 | 1 | 0 | 0 | 0 | 0 | 0 | 0 | 0 | 0 | 0 | 0 | 2009 Qtr 1: 0; 2009 Qtr 2: 0; 2009 Qtr 3: 0; 2009 Qtr 4: 1; 2010 Qtr 1: 0; 2010 Qtr 2: 0; 2010 Qtr 3: 0; 2010 Qtr 4: 0; 2011 Qtr 1: 0; 2011 Qtr 2: 0; 2011 Qtr 3: 0; 2011 Qtr 4: 0 | 1
0 | 253103-Packaged terminal HP Early Retirement |  | System | Commercial | 11-HTL-Lodging–Hotel(GuestRooms)-COOL | 0 |  |  |  |  | 429.557 | 0 | 150 | 0 | 0 | 279.557 | 786.822 |  | kWh | 0.31106 | 0 | Commercial | [7 empty] | 15 | 0.5 |  |  |  | 1 | 1 | 0 | 0 | 0 | 0 | 0 | 0 | 0 | 0 | 0 | 0 | 2009 Qtr 1: 0; 2009 Qtr 2: 0; 2009 Qtr 3: 0; 2009 Qtr 4: 1; 2010 Qtr 1: 0; 2010 Qtr 2: 0; 2010 Qtr 3: 0; 2010 Qtr 4: 0; 2011 Qtr 1: 0; 2011 Qtr 2: 0; 2011 Qtr 3: 0; 2011 Qtr 4: 0 | 1
0 | 253103-Packaged terminal HP Early Retirement |  | System | Commercial | 11-HTL-Lodging–Hotel(GuestRooms)-COOL | 0 |  |  |  |  | 429.557 | 0 | 150 | 0 | 0 | 279.557 | 786.822 |  | kWh | 0.31106 | 0 | Commercial | [7 empty] | 15 | 0.5 |  |  |  | 1 | 1 | 0 | 0 | 0 | 0 | 0 | 0 | 0 | 0 | 0 | 0 | 2009 Qtr 1: 0; 2009 Qtr 2: 0; 2009 Qtr 3: 0; 2009 Qtr 4: 1; 2010 Qtr 1: 0; 2010 Qtr 2: 0; 2010 Qtr 3: 0; 2010 Qtr 4: 0; 2011 Qtr 1: 0; 2011 Qtr 2: 0; 2011 Qtr 3: 0; 2011 Qtr 4: 0 | 1
0 | 253103-Packaged terminal HP Early Retirement |  | System | Commercial | 11-HTL-Lodging–Hotel(GuestRooms)-COOL | 0 |  |  |  |  | 429.557 | 0 | 150 | 0 | 0 | 279.557 | 786.822 |  | kWh | 0.31106 | 0 | Commercial | [7 empty] | 15 | 0.5 |  |  |  | 1 | 1 | 0 | 0 | 0 | 0 | 0 | 0 | 0 | 0 | 0 | 0 | 2009 Qtr 1: 0; 2009 Qtr 2: 0; 2009 Qtr 3: 0; 2009 Qtr 4: 1; 2010 Qtr 1: 0; 2010 Qtr 2: 0; 2010 Qtr 3: 0; 2010 Qtr 4: 0; 2011 Qtr 1: 0; 2011 Qtr 2: 0; 2011 Qtr 3: 0; 2011 Qtr 4: 0 | 1
0 | 253103-Packaged terminal HP Early Retirement |  | System | Commercial | 11-HTL-Lodging–Hotel(GuestRooms)-COOL | 0 |  |  |  |  | 429.557 | 0 | 150 | 0 | 0 | 279.557 | 786.822 |  | kWh | 0.31106 | 0 | Commercial | [7 empty] | 15 | 0.5 |  |  |  | 1 | 1 | 0 | 0 | 0 | 0 | 0 | 0 | 0 | 0 | 0 | 0 | 2009 Qtr 1: 0; 2009 Qtr 2: 0; 2009 Qtr 3: 0; 2009 Qtr 4: 1; 2010 Qtr 1: 0; 2010 Qtr 2: 0; 2010 Qtr 3: 0; 2010 Qtr 4: 0; 2011 Qtr 1: 0; 2011 Qtr 2: 0; 2011 Qtr 3: 0; 2011 Qtr 4: 0 | 1
0 | 253103-Packaged terminal HP Early Retirement |  | System | Commercial | 11-HTL-Lodging–Hotel(GuestRooms)-COOL | 0 |  |  |  |  | 429.557 | 0 | 150 | 0 | 0 | 279.557 | 786.822 |  | kWh | 0.31106 | 0 | Commercial | [7 empty] | 15 | 0.5 |  |  |  | 1 | 1 | 0 | 0 | 0 | 0 | 0 | 0 | 0 | 0 | 0 | 0 | 2009 Qtr 1: 0; 2009 Qtr 2: 0; 2009 Qtr 3: 0; 2009 Qtr 4: 1; 2010 Qtr 1: 0; 2010 Qtr 2: 0; 2010 Qtr 3: 0; 2010 Qtr 4: 0; 2011 Qtr 1: 0; 2011 Qtr 2: 0; 2011 Qtr 3: 0; 2011 Qtr 4: 0 | 1
0 | 253103-Packaged terminal HP Early Retirement |  | System | Commercial | 11-HTL-Lodging–Hotel(GuestRooms)-COOL | 0 |  |  |  |  | 429.557 | 0 | 150 | 0 | 0 | 279.557 | 786.822 |  | kWh | 0.31106 | 0 | Commercial | [7 empty] | 15 | 0.5 |  |  |  | 1 | 1 | 0 | 0 | 0 | 0 | 0 | 0 | 0 | 0 | 0 | 0 | 2009 Qtr 1: 0; 2009 Qtr 2: 0; 2009 Qtr 3: 0; 2009 Qtr 4: 1; 2010 Qtr 1: 0; 2010 Qtr 2: 0; 2010 Qtr 3: 0; 2010 Qtr 4: 0; 2011 Qtr 1: 0; 2011 Qtr 2: 0; 2011 Qtr 3: 0; 2011 Qtr 4: 0 | 1
0 | 253103-Packaged terminal HP Early Retirement |  | System | Commercial | 11-HTL-Lodging–Hotel(GuestRooms)-COOL | 0 |  |  |  |  | 429.557 | 0 | 150 | 0 | 0 | 279.557 | 786.822 |  | kWh | 0.31106 | 0 | Commercial | [7 empty] | 15 | 0.5 |  |  |  | 1 | 1 | 0 | 0 | 0 | 0 | 0 | 0 | 0 | 0 | 0 | 0 | 2009 Qtr 1: 0; 2009 Qtr 2: 0; 2009 Qtr 3: 0; 2009 Qtr 4: 1; 2010 Qtr 1: 0; 2010 Qtr 2: 0; 2010 Qtr 3: 0; 2010 Qtr 4: 0; 2011 Qtr 1: 0; 2011 Qtr 2: 0; 2011 Qtr 3: 0; 2011 Qtr 4: 0 | 1
0 | 253103-Packaged terminal HP Early Retirement |  | System | Commercial | 11-HTL-Lodging–Hotel(GuestRooms)-COOL | 0 |  |  |  |  | 429.557 | 0 | 150 | 0 | 0 | 279.557 | 786.822 |  | kWh | 0.31106 | 0 | Commercial | [7 empty] | 15 | 0.5 |  |  |  | 1 | 1 | 0 | 0 | 0 | 0 | 0 | 0 | 0 | 0 | 0 | 0 | 2009 Qtr 1: 0; 2009 Qtr 2: 0; 2009 Qtr 3: 0; 2009 Qtr 4: 1; 2010 Qtr 1: 0; 2010 Qtr 2: 0; 2010 Qtr 3: 0; 2010 Qtr 4: 0; 2011 Qtr 1: 0; 2011 Qtr 2: 0; 2011 Qtr 3: 0; 2011 Qtr 4: 0 | 1
0 | 253103-Packaged terminal HP Early Retirement |  | System | Commercial | 11-HTL-Lodging–Hotel(GuestRooms)-COOL | 0 |  |  |  |  | 429.557 | 0 | 150 | 0 | 0 | 279.557 | 786.822 |  | kWh | 0.31106 | 0 | Commercial | [7 empty] | 15 | 0.5 |  |  |  | 1 | 1 | 0 | 0 | 0 | 0 | 0 | 0 | 0 | 0 | 0 | 0 | 2009 Qtr 1: 0; 2009 Qtr 2: 0; 2009 Qtr 3: 0; 2009 Qtr 4: 1; 2010 Qtr 1: 0; 2010 Qtr 2: 0; 2010 Qtr 3: 0; 2010 Qtr 4: 0; 2011 Qtr 1: 0; 2011 Qtr 2: 0; 2011 Qtr 3: 0; 2011 Qtr 4: 0 | 1
0 | 253103-Packaged terminal HP Early Retirement |  | System | Commercial | 11-HTL-Lodging–Hotel(GuestRooms)-COOL | 0 |  |  |  |  | 429.557 | 0 | 150 | 0 | 0 | 279.557 | 786.822 |  | kWh | 0.31106 | 0 | Commercial | [7 empty] | 15 | 0.5 |  |  |  | 1 | 1 | 0 | 0 | 0 | 0 | 0 | 0 | 0 | 0 | 0 | 0 | 2009 Qtr 1: 0; 2009 Qtr 2: 0; 2009 Qtr 3: 0; 2009 Qtr 4: 1; 2010 Qtr 1: 0; 2010 Qtr 2: 0; 2010 Qtr 3: 0; 2010 Qtr 4: 0; 2011 Qtr 1: 0; 2011 Qtr 2: 0; 2011 Qtr 3: 0; 2011 Qtr 4: 0 | 1
0 | 253103-Packaged terminal HP Early Retirement |  | System | Commercial | 11-HTL-Lodging–Hotel(GuestRooms)-COOL | 0 |  |  |  |  | 429.557 | 0 | 150 | 0 | 0 | 279.557 | 786.822 |  | kWh | 0.31106 | 0 | Commercial | [7 empty] | 15 | 0.5 |  |  |  | 1 | 1 | 0 | 0 | 0 | 0 | 0 | 0 | 0 | 0 | 0 | 0 | 2009 Qtr 1: 0; 2009 Qtr 2: 0; 2009 Qtr 3: 0; 2009 Qtr 4: 1; 2010 Qtr 1: 0; 2010 Qtr 2: 0; 2010 Qtr 3: 0; 2010 Qtr 4: 0; 2011 Qtr 1: 0; 2011 Qtr 2: 0; 2011 Qtr 3: 0; 2011 Qtr 4: 0 | 1
0 | 253103-Packaged terminal HP Early Retirement |  | System | Commercial | 11-HTL-Lodging–Hotel(GuestRooms)-COOL | 0 |  |  |  |  | 429.557 | 0 | 150 | 0 | 0 | 279.557 | 786.822 |  | kWh | 0.31106 | 0 | Commercial | [7 empty] | 15 | 0.5 |  |  |  | 1 | 1 | 0 | 0 | 0 | 0 | 0 | 0 | 0 | 0 | 0 | 0 | 2009 Qtr 1: 0; 2009 Qtr 2: 0; 2009 Qtr 3: 0; 2009 Qtr 4: 1; 2010 Qtr 1: 0; 2010 Qtr 2: 0; 2010 Qtr 3: 0; 2010 Qtr 4: 0; 2011 Qtr 1: 0; 2011 Qtr 2: 0; 2011 Qtr 3: 0; 2011 Qtr 4: 0 | 1
0 | 253103-Packaged terminal HP Early Retirement |  | System | Commercial | 11-HTL-Lodging–Hotel(GuestRooms)-COOL | 0 |  |  |  |  | 429.557 | 0 | 150 | 0 | 0 | 279.557 | 786.822 |  | kWh | 0.31106 | 0 | Commercial | [7 empty] | 15 | 0.5 |  |  |  | 1 | 1 | 0 | 0 | 0 | 0 | 0 | 0 | 0 | 0 | 0 | 0 | 2009 Qtr 1: 0; 2009 Qtr 2: 0; 2009 Qtr 3: 0; 2009 Qtr 4: 1; 2010 Qtr 1: 0; 2010 Qtr 2: 0; 2010 Qtr 3: 0; 2010 Qtr 4: 0; 2011 Qtr 1: 0; 2011 Qtr 2: 0; 2011 Qtr 3: 0; 2011 Qtr 4: 0 | 1
0 | 253103-Packaged terminal HP Early Retirement |  | System | Commercial | 11-HTL-Lodging–Hotel(GuestRooms)-COOL | 0 |  |  |  |  | 429.557 | 0 | 150 | 0 | 0 | 279.557 | 786.822 |  | kWh | 0.31106 | 0 | Commercial | [7 empty] | 15 | 0.5 |  |  |  | 1 | 1 | 0 | 0 | 0 | 0 | 0 | 0 | 0 | 0 | 0 | 0 | 2009 Qtr 1: 0; 2009 Qtr 2: 0; 2009 Qtr 3: 0; 2009 Qtr 4: 1; 2010 Qtr 1: 0; 2010 Qtr 2: 0; 2010 Qtr 3: 0; 2010 Qtr 4: 0; 2011 Qtr 1: 0; 2011 Qtr 2: 0; 2011 Qtr 3: 0; 2011 Qtr 4: 0 | 1
0 | 253103-Packaged terminal HP Early Retirement |  | System | Commercial | 11-HTL-Lodging–Hotel(GuestRooms)-COOL | 0 |  |  |  |  | 429.557 | 0 | 150 | 0 | 0 | 279.557 | 786.822 |  | kWh | 0.31106 | 0 | Commercial | [7 empty] | 15 | 0.5 |  |  |  | 1 | 1 | 0 | 0 | 0 | 0 | 0 | 0 | 0 | 0 | 0 | 0 | 2009 Qtr 1: 0; 2009 Qtr 2: 0; 2009 Qtr 3: 0; 2009 Qtr 4: 1; 2010 Qtr 1: 0; 2010 Qtr 2: 0; 2010 Qtr 3: 0; 2010 Qtr 4: 0; 2011 Qtr 1: 0; 2011 Qtr 2: 0; 2011 Qtr 3: 0; 2011 Qtr 4: 0 | 1
0 | 253103-Packaged terminal HP Early Retirement |  | System | Commercial | 11-HTL-Lodging–Hotel(GuestRooms)-COOL | 0 |  |  |  |  | 429.557 | 0 | 150 | 0 | 0 | 279.557 | 786.822 |  | kWh | 0.31106 | 0 | Commercial | [7 empty] | 15 | 0.5 |  |  |  | 1 | 1 | 0 | 0 | 0 | 0 | 0 | 0 | 0 | 0 | 0 | 0 | 2009 Qtr 1: 0; 2009 Qtr 2: 0; 2009 Qtr 3: 0; 2009 Qtr 4: 1; 2010 Qtr 1: 0; 2010 Qtr 2: 0; 2010 Qtr 3: 0; 2010 Qtr 4: 0; 2011 Qtr 1: 0; 2011 Qtr 2: 0; 2011 Qtr 3: 0; 2011 Qtr 4: 0 | 1
0 | 253103-Packaged terminal HP Early Retirement |  | System | Commercial | 11-HTL-Lodging–Hotel(GuestRooms)-COOL | 0 |  |  |  |  | 429.557 | 0 | 150 | 0 | 0 | 279.557 | 786.822 |  | kWh | 0.31106 | 0 | Commercial | [7 empty] | 15 | 0.5 |  |  |  | 1 | 1 | 0 | 0 | 0 | 0 | 0 | 0 | 0 | 0 | 0 | 0 | 2009 Qtr 1: 0; 2009 Qtr 2: 0; 2009 Qtr 3: 0; 2009 Qtr 4: 1; 2010 Qtr 1: 0; 2010 Qtr 2: 0; 2010 Qtr 3: 0; 2010 Qtr 4: 0; 2011 Qtr 1: 0; 2011 Qtr 2: 0; 2011 Qtr 3: 0; 2011 Qtr 4: 0 | 1
0 | 253103-Packaged terminal HP Early Retirement |  | System | Commercial | 11-HTL-Lodging–Hotel(GuestRooms)-COOL | 0 |  |  |  |  | 429.557 | 0 | 150 | 0 | 0 | 279.557 | 786.822 |  | kWh | 0.31106 | 0 | Commercial | [7 empty] | 15 | 0.5 |  |  |  | 1 | 1 | 0 | 0 | 0 | 0 | 0 | 0 | 0 | 0 | 0 | 0 | 2009 Qtr 1: 0; 2009 Qtr 2: 0; 2009 Qtr 3: 0; 2009 Qtr 4: 1; 2010 Qtr 1: 0; 2010 Qtr 2: 0; 2010 Qtr 3: 0; 2010 Qtr 4: 0; 2011 Qtr 1: 0; 2011 Qtr 2: 0; 2011 Qtr 3: 0; 2011 Qtr 4: 0 | 1
0 | 253103-Packaged terminal HP Early Retirement |  | System | Commercial | 11-HTL-Lodging–Hotel(GuestRooms)-COOL | 0 |  |  |  |  | 429.557 | 0 | 150 | 0 | 0 | 279.557 | 786.822 |  | kWh | 0.31106 | 0 | Commercial | [7 empty] | 15 | 0.5 |  |  |  | 1 | 1 | 0 | 0 | 0 | 0 | 0 | 0 | 0 | 0 | 0 | 0 | 2009 Qtr 1: 0; 2009 Qtr 2: 0; 2009 Qtr 3: 0; 2009 Qtr 4: 1; 2010 Qtr 1: 0; 2010 Qtr 2: 0; 2010 Qtr 3: 0; 2010 Qtr 4: 0; 2011 Qtr 1: 0; 2011 Qtr 2: 0; 2011 Qtr 3: 0; 2011 Qtr 4: 0 | 1
0 | 253103-Packaged terminal HP Early Retirement |  | System | Commercial | 11-HTL-Lodging–Hotel(GuestRooms)-COOL | 0 |  |  |  |  | 429.557 | 0 | 150 | 0 | 0 | 279.557 | 786.822 |  | kWh | 0.31106 | 0 | Commercial | [7 empty] | 15 | 0.5 |  |  |  | 1 | 1 | 0 | 0 | 0 | 0 | 0 | 0 | 0 | 0 | 0 | 0 | 2009 Qtr 1: 0; 2009 Qtr 2: 0; 2009 Qtr 3: 0; 2009 Qtr 4: 1; 2010 Qtr 1: 0; 2010 Qtr 2: 0; 2010 Qtr 3: 0; 2010 Qtr 4: 0; 2011 Qtr 1: 0; 2011 Qtr 2: 0; 2011 Qtr 3: 0; 2011 Qtr 4: 0 | 1
0 | 253103-Packaged terminal HP Early Retirement |  | System | Commercial | 11-HTL-Lodging–Hotel(GuestRooms)-COOL | 0 |  |  |  |  | 429.557 | 0 | 150 | 0 | 0 | 279.557 | 786.822 |  | kWh | 0.31106 | 0 | Commercial | [7 empty] | 15 | 0.5 |  |  |  | 1 | 1 | 0 | 0 | 0 | 0 | 0 | 0 | 0 | 0 | 0 | 0 | 2009 Qtr 1: 0; 2009 Qtr 2: 0; 2009 Qtr 3: 0; 2009 Qtr 4: 1; 2010 Qtr 1: 0; 2010 Qtr 2: 0; 2010 Qtr 3: 0; 2010 Qtr 4: 0; 2011 Qtr 1: 0; 2011 Qtr 2: 0; 2011 Qtr 3: 0; 2011 Qtr 4: 0 | 1
0 | 253103-Packaged terminal HP Early Retirement |  | System | Commercial | 11-HTL-Lodging–Hotel(GuestRooms)-COOL | 0 |  |  |  |  | 429.557 | 0 | 150 | 0 | 0 | 279.557 | 786.822 |  | kWh | 0.31106 | 0 | Commercial | [7 empty] | 15 | 0.5 |  |  |  | 1 | 1 | 0 | 0 | 0 | 0 | 0 | 0 | 0 | 0 | 0 | 0 | 2009 Qtr 1: 0; 2009 Qtr 2: 0; 2009 Qtr 3: 0; 2009 Qtr 4: 1; 2010 Qtr 1: 0; 2010 Qtr 2: 0; 2010 Qtr 3: 0; 2010 Qtr 4: 0; 2011 Qtr 1: 0; 2011 Qtr 2: 0; 2011 Qtr 3: 0; 2011 Qtr 4: 0 | 1
0 | 253103-Packaged terminal HP Early Retirement |  | System | Commercial | 11-HTL-Lodging–Hotel(GuestRooms)-COOL | 0 |  |  |  |  | 429.557 | 0 | 150 | 0 | 0 | 279.557 | 786.822 |  | kWh | 0.31106 | 0 | Commercial | [7 empty] | 15 | 0.5 |  |  |  | 1 | 1 | 0 | 0 | 0 | 0 | 0 | 0 | 0 | 0 | 0 | 0 | 2009 Qtr 1: 0; 2009 Qtr 2: 0; 2009 Qtr 3: 0; 2009 Qtr 4: 1; 2010 Qtr 1: 0; 2010 Qtr 2: 0; 2010 Qtr 3: 0; 2010 Qtr 4: 0; 2011 Qtr 1: 0; 2011 Qtr 2: 0; 2011 Qtr 3: 0; 2011 Qtr 4: 0 | 1
0 | 253103-Packaged terminal HP Early Retirement |  | System | Commercial | 11-HTL-Lodging–Hotel(GuestRooms)-COOL | 0 |  |  |  |  | 429.557 | 0 | 150 | 0 | 0 | 279.557 | 786.822 |  | kWh | 0.31106 | 0 | Commercial | [7 empty] | 15 | 0.5 |  |  |  | 1 | 1 | 0 | 0 | 0 | 0 | 0 | 0 | 0 | 0 | 0 | 0 | 2009 Qtr 1: 0; 2009 Qtr 2: 0; 2009 Qtr 3: 0; 2009 Qtr 4: 1; 2010 Qtr 1: 0; 2010 Qtr 2: 0; 2010 Qtr 3: 0; 2010 Qtr 4: 0; 2011 Qtr 1: 0; 2011 Qtr 2: 0; 2011 Qtr 3: 0; 2011 Qtr 4: 0 | 1
0 | 253103-Packaged terminal HP Early Retirement |  | System | Commercial | 11-HTL-Lodging–Hotel(GuestRooms)-COOL | 0 |  |  |  |  | 429.557 | 0 | 150 | 0 | 0 | 279.557 | 786.822 |  | kWh | 0.31106 | 0 | Commercial | [7 empty] | 15 | 0.5 |  |  |  | 1 | 1 | 0 | 0 | 0 | 0 | 0 | 0 | 0 | 0 | 0 | 0 | 2009 Qtr 1: 0; 2009 Qtr 2: 0; 2009 Qtr 3: 0; 2009 Qtr 4: 1; 2010 Qtr 1: 0; 2010 Qtr 2: 0; 2010 Qtr 3: 0; 2010 Qtr 4: 0; 2011 Qtr 1: 0; 2011 Qtr 2: 0; 2011 Qtr 3: 0; 2011 Qtr 4: 0 | 1
0 | 253103-Packaged terminal HP Early Retirement |  | System | Commercial | 11-HTL-Lodging–Hotel(GuestRooms)-COOL | 0 |  |  |  |  | 429.557 | 0 | 150 | 0 | 0 | 279.557 | 786.822 |  | kWh | 0.31106 | 0 | Commercial | [7 empty] | 15 | 0.5 |  |  |  | 1 | 1 | 0 | 0 | 0 | 0 | 0 | 0 | 0 | 0 | 0 | 0 | 2009 Qtr 1: 0; 2009 Qtr 2: 0; 2009 Qtr 3: 0; 2009 Qtr 4: 1; 2010 Qtr 1: 0; 2010 Qtr 2: 0; 2010 Qtr 3: 0; 2010 Qtr 4: 0; 2011 Qtr 1: 0; 2011 Qtr 2: 0; 2011 Qtr 3: 0; 2011 Qtr 4: 0 | 1
0 | 253103-Packaged terminal HP Early Retirement |  | System | Commercial | 11-HTL-Lodging–Hotel(GuestRooms)-COOL | 0 |  |  |  |  | 429.557 | 0 | 150 | 0 | 0 | 279.557 | 786.822 |  | kWh | 0.31106 | 0 | Commercial | [7 empty] | 15 | 0.5 |  |  |  | 1 | 1 | 0 | 0 | 0 | 0 | 0 | 0 | 0 | 0 | 0 | 0 | 2009 Qtr 1: 0; 2009 Qtr 2: 0; 2009 Qtr 3: 0; 2009 Qtr 4: 1; 2010 Qtr 1: 0; 2010 Qtr 2: 0; 2010 Qtr 3: 0; 2010 Qtr 4: 0; 2011 Qtr 1: 0; 2011 Qtr 2: 0; 2011 Qtr 3: 0; 2011 Qtr 4: 0 | 1
0 | 253103-Packaged terminal HP Early Retirement |  | System | Commercial | 11-HTL-Lodging–Hotel(GuestRooms)-COOL | 0 |  |  |  |  | 429.557 | 0 | 150 | 0 | 0 | 279.557 | 786.822 |  | kWh | 0.31106 | 0 | Commercial | [7 empty] | 15 | 0.5 |  |  |  | 1 | 1 | 0 | 0 | 0 | 0 | 0 | 0 | 0 | 0 | 0 | 0 | 2009 Qtr 1: 0; 2009 Qtr 2: 0; 2009 Qtr 3: 0; 2009 Qtr 4: 1; 2010 Qtr 1: 0; 2010 Qtr 2: 0; 2010 Qtr 3: 0; 2010 Qtr 4: 0; 2011 Qtr 1: 0; 2011 Qtr 2: 0; 2011 Qtr 3: 0; 2011 Qtr 4: 0 | 1
0 | 253103-Packaged terminal HP Early Retirement |  | System | Commercial | 11-HTL-Lodging–Hotel(GuestRooms)-COOL | 0 |  |  |  |  | 429.557 | 0 | 150 | 0 | 0 | 279.557 | 786.822 |  | kWh | 0.31106 | 0 | Commercial | [7 empty] | 15 | 0.5 |  |  |  | 1 | 1 | 0 | 0 | 0 | 0 | 0 | 0 | 0 | 0 | 0 | 0 | 2009 Qtr 1: 0; 2009 Qtr 2: 0; 2009 Qtr 3: 0; 2009 Qtr 4: 1; 2010 Qtr 1: 0; 2010 Qtr 2: 0; 2010 Qtr 3: 0; 2010 Qtr 4: 0; 2011 Qtr 1: 0; 2011 Qtr 2: 0; 2011 Qtr 3: 0; 2011 Qtr 4: 0 | 1
0 | 253103-Packaged terminal HP Early Retirement |  | System | Commercial | 11-HTL-Lodging–Hotel(GuestRooms)-COOL | 0 |  |  |  |  | 429.557 | 0 | 150 | 0 | 0 | 279.557 | 786.822 |  | kWh | 0.31106 | 0 | Commercial | [7 empty] | 15 | 0.5 |  |  |  | 1 | 1 | 0 | 0 | 0 | 0 | 0 | 0 | 0 | 0 | 0 | 0 | 2009 Qtr 1: 0; 2009 Qtr 2: 0; 2009 Qtr 3: 0; 2009 Qtr 4: 1; 2010 Qtr 1: 0; 2010 Qtr 2: 0; 2010 Qtr 3: 0; 2010 Qtr 4: 0; 2011 Qtr 1: 0; 2011 Qtr 2: 0; 2011 Qtr 3: 0; 2011 Qtr 4: 0 | 1
0 | 253103-Packaged terminal HP Early Retirement |  | System | Commercial | 11-HTL-Lodging–Hotel(GuestRooms)-COOL | 0 |  |  |  |  | 429.557 | 0 | 150 | 0 | 0 | 279.557 | 786.822 |  | kWh | 0.31106 | 0 | Commercial | [7 empty] | 15 | 0.5 |  |  |  | 1 | 1 | 0 | 0 | 0 | 0 | 0 | 0 | 0 | 0 | 0 | 0 | 2009 Qtr 1: 0; 2009 Qtr 2: 0; 2009 Qtr 3: 0; 2009 Qtr 4: 1; 2010 Qtr 1: 0; 2010 Qtr 2: 0; 2010 Qtr 3: 0; 2010 Qtr 4: 0; 2011 Qtr 1: 0; 2011 Qtr 2: 0; 2011 Qtr 3: 0; 2011 Qtr 4: 0 | 1
0 | 253103-Packaged terminal HP Early Retirement |  | System | Commercial | 11-HTL-Lodging–Hotel(GuestRooms)-COOL | 0 |  |  |  |  | 429.557 | 0 | 150 | 0 | 0 | 279.557 | 786.822 |  | kWh | 0.31106 | 0 | Commercial | [7 empty] | 15 | 0.5 |  |  |  | 1 | 1 | 0 | 0 | 0 | 0 | 0 | 0 | 0 | 0 | 0 | 0 | 2009 Qtr 1: 0; 2009 Qtr 2: 0; 2009 Qtr 3: 0; 2009 Qtr 4: 1; 2010 Qtr 1: 0; 2010 Qtr 2: 0; 2010 Qtr 3: 0; 2010 Qtr 4: 0; 2011 Qtr 1: 0; 2011 Qtr 2: 0; 2011 Qtr 3: 0; 2011 Qtr 4: 0 | 1
0 | 253103-Packaged terminal HP Early Retirement |  | System | Commercial | 11-HTL-Lodging–Hotel(GuestRooms)-COOL | 0 |  |  |  |  | 429.557 | 0 | 150 | 0 | 0 | 279.557 | 786.822 |  | kWh | 0.31106 | 0 | Commercial | [7 empty] | 15 | 0.5 |  |  |  | 1 | 1 | 0 | 0 | 0 | 0 | 0 | 0 | 0 | 0 | 0 | 0 | 2009 Qtr 1: 0; 2009 Qtr 2: 0; 2009 Qtr 3: 0; 2009 Qtr 4: 1; 2010 Qtr 1: 0; 2010 Qtr 2: 0; 2010 Qtr 3: 0; 2010 Qtr 4: 0; 2011 Qtr 1: 0; 2011 Qtr 2: 0; 2011 Qtr 3: 0; 2011 Qtr 4: 0 | 1
0 | 253103-Packaged terminal HP Early Retirement |  | System | Commercial | 11-HTL-Lodging–Hotel(GuestRooms)-COOL | 0 |  |  |  |  | 429.557 | 0 | 150 | 0 | 0 | 279.557 | 786.822 |  | kWh | 0.31106 | 0 | Commercial | [7 empty] | 15 | 0.5 |  |  |  | 1 | 1 | 0 | 0 | 0 | 0 | 0 | 0 | 0 | 0 | 0 | 0 | 2009 Qtr 1: 0; 2009 Qtr 2: 0; 2009 Qtr 3: 0; 2009 Qtr 4: 1; 2010 Qtr 1: 0; 2010 Qtr 2: 0; 2010 Qtr 3: 0; 2010 Qtr 4: 0; 2011 Qtr 1: 0; 2011 Qtr 2: 0; 2011 Qtr 3: 0; 2011 Qtr 4: 0 | 1
0 | 253103-Packaged terminal HP Early Retirement |  | System | Commercial | 11-HTL-Lodging–Hotel(GuestRooms)-COOL | 0 |  |  |  |  | 429.557 | 0 | 150 | 0 | 0 | 279.557 | 786.822 |  | kWh | 0.31106 | 0 | Commercial | [7 empty] | 15 | 0.5 |  |  |  | 1 | 1 | 0 | 0 | 0 | 0 | 0 | 0 | 0 | 0 | 0 | 0 | 2009 Qtr 1: 0; 2009 Qtr 2: 0; 2009 Qtr 3: 0; 2009 Qtr 4: 1; 2010 Qtr 1: 0; 2010 Qtr 2: 0; 2010 Qtr 3: 0; 2010 Qtr 4: 0; 2011 Qtr 1: 0; 2011 Qtr 2: 0; 2011 Qtr 3: 0; 2011 Qtr 4: 0 | 1
0 | 253103-Packaged terminal HP Early Retirement |  | System | Commercial | 11-HTL-Lodging–Hotel(GuestRooms)-COOL | 0 |  |  |  |  | 429.557 | 0 | 150 | 0 | 0 | 279.557 | 786.822 |  | kWh | 0.31106 | 0 | Commercial | [7 empty] | 15 | 0.5 |  |  |  | 1 | 1 | 0 | 0 | 0 | 0 | 0 | 0 | 0 | 0 | 0 | 0 | 2009 Qtr 1: 0; 2009 Qtr 2: 0; 2009 Qtr 3: 0; 2009 Qtr 4: 1; 2010 Qtr 1: 0; 2010 Qtr 2: 0; 2010 Qtr 3: 0; 2010 Qtr 4: 0; 2011 Qtr 1: 0; 2011 Qtr 2: 0; 2011 Qtr 3: 0; 2011 Qtr 4: 0 | 1
0 | 253103-Packaged terminal HP Early Retirement |  | System | Commercial | 11-HTL-Lodging–Hotel(GuestRooms)-COOL | 0 |  |  |  |  | 429.557 | 0 | 150 | 0 | 0 | 279.557 | 786.822 |  | kWh | 0.31106 | 0 | Commercial | [7 empty] | 15 | 0.5 |  |  |  | 1 | 1 | 0 | 0 | 0 | 0 | 0 | 0 | 0 | 0 | 0 | 0 | 2009 Qtr 1: 0; 2009 Qtr 2: 0; 2009 Qtr 3: 0; 2009 Qtr 4: 1; 2010 Qtr 1: 0; 2010 Qtr 2: 0; 2010 Qtr 3: 0; 2010 Qtr 4: 0; 2011 Qtr 1: 0; 2011 Qtr 2: 0; 2011 Qtr 3: 0; 2011 Qtr 4: 0 | 1
0 | 253103-Packaged terminal HP Early Retirement |  | System | Commercial | 11-HTL-Lodging–Hotel(GuestRooms)-COOL | 0 |  |  |  |  | 429.557 | 0 | 150 | 0 | 0 | 279.557 | 786.822 |  | kWh | 0.31106 | 0 | Commercial | [7 empty] | 15 | 0.5 |  |  |  | 1 | 1 | 0 | 0 | 0 | 0 | 0 | 0 | 0 | 0 | 0 | 0 | 2009 Qtr 1: 0; 2009 Qtr 2: 0; 2009 Qtr 3: 0; 2009 Qtr 4: 1; 2010 Qtr 1: 0; 2010 Qtr 2: 0; 2010 Qtr 3: 0; 2010 Qtr 4: 0; 2011 Qtr 1: 0; 2011 Qtr 2: 0; 2011 Qtr 3: 0; 2011 Qtr 4: 0 | 1
0 | 253103-Packaged terminal HP Early Retirement |  | System | Commercial | 11-HTL-Lodging–Hotel(GuestRooms)-COOL | 0 |  |  |  |  | 429.557 | 0 | 150 | 0 | 0 | 279.557 | 786.822 |  | kWh | 0.31106 | 0 | Commercial | [7 empty] | 15 | 0.5 |  |  |  | 1 | 1 | 0 | 0 | 0 | 0 | 0 | 0 | 0 | 0 | 0 | 0 | 2009 Qtr 1: 0; 2009 Qtr 2: 0; 2009 Qtr 3: 0; 2009 Qtr 4: 1; 2010 Qtr 1: 0; 2010 Qtr 2: 0; 2010 Qtr 3: 0; 2010 Qtr 4: 0; 2011 Qtr 1: 0; 2011 Qtr 2: 0; 2011 Qtr 3: 0; 2011 Qtr 4: 0 | 1
0 | 253103-Packaged terminal HP Early Retirement |  | System | Commercial | 11-HTL-Lodging–Hotel(GuestRooms)-COOL | 0 |  |  |  |  | 429.557 | 0 | 150 | 0 | 0 | 279.557 | 786.822 |  | kWh | 0.31106 | 0 | Commercial | [7 empty] | 15 | 0.5 |  |  |  | 1 | 1 | 0 | 0 | 0 | 0 | 0 | 0 | 0 | 0 | 0 | 0 | 2009 Qtr 1: 0; 2009 Qtr 2: 0; 2009 Qtr 3: 0; 2009 Qtr 4: 1; 2010 Qtr 1: 0; 2010 Qtr 2: 0; 2010 Qtr 3: 0; 2010 Qtr 4: 0; 2011 Qtr 1: 0; 2011 Qtr 2: 0; 2011 Qtr 3: 0; 2011 Qtr 4: 0 | 1
0 | 253103-Packaged terminal HP Early Retirement |  | System | Commercial | 11-HTL-Lodging–Hotel(GuestRooms)-COOL | 0 |  |  |  |  | 429.557 | 0 | 150 | 0 | 0 | 279.557 | 786.822 |  | kWh | 0.31106 | 0 | Commercial | [7 empty] | 15 | 0.5 |  |  |  | 1 | 1 | 0 | 0 | 0 | 0 | 0 | 0 | 0 | 0 | 0 | 0 | 2009 Qtr 1: 0; 2009 Qtr 2: 0; 2009 Qtr 3: 0; 2009 Qtr 4: 1; 2010 Qtr 1: 0; 2010 Qtr 2: 0; 2010 Qtr 3: 0; 2010 Qtr 4: 0; 2011 Qtr 1: 0; 2011 Qtr 2: 0; 2011 Qtr 3: 0; 2011 Qtr 4: 0 | 1
0 | 253103-Packaged terminal HP Early Retirement |  | System | Commercial | 11-HTL-Lodging–Hotel(GuestRooms)-COOL | 0 |  |  |  |  | 429.557 | 0 | 150 | 0 | 0 | 279.557 | 786.822 |  | kWh | 0.31106 | 0 | Commercial | [7 empty] | 15 | 0.5 |  |  |  | 1 | 1 | 0 | 0 | 0 | 0 | 0 | 0 | 0 | 0 | 0 | 0 | 2009 Qtr 1: 0; 2009 Qtr 2: 0; 2009 Qtr 3: 0; 2009 Qtr 4: 1; 2010 Qtr 1: 0; 2010 Qtr 2: 0; 2010 Qtr 3: 0; 2010 Qtr 4: 0; 2011 Qtr 1: 0; 2011 Qtr 2: 0; 2011 Qtr 3: 0; 2011 Qtr 4: 0 | 1
0 | 253103-Packaged terminal HP Early Retirement |  | System | Commercial | 11-HTL-Lodging–Hotel(GuestRooms)-COOL | 0 |  |  |  |  | 429.557 | 0 | 150 | 0 | 0 | 279.557 | 786.822 |  | kWh | 0.31106 | 0 | Commercial | [7 empty] | 15 | 0.5 |  |  |  | 1 | 1 | 0 | 0 | 0 | 0 | 0 | 0 | 0 | 0 | 0 | 0 | 2009 Qtr 1: 0; 2009 Qtr 2: 0; 2009 Qtr 3: 0; 2009 Qtr 4: 1; 2010 Qtr 1: 0; 2010 Qtr 2: 0; 2010 Qtr 3: 0; 2010 Qtr 4: 0; 2011 Qtr 1: 0; 2011 Qtr 2: 0; 2011 Qtr 3: 0; 2011 Qtr 4: 0 | 1
0 | 253103-Packaged terminal HP Early Retirement |  | System | Commercial | 11-HTL-Lodging–Hotel(GuestRooms)-COOL | 0 |  |  |  |  | 429.557 | 0 | 150 | 0 | 0 | 279.557 | 786.822 |  | kWh | 0.31106 | 0 | Commercial | [7 empty] | 15 | 0.5 |  |  |  | 1 | 1 | 0 | 0 | 0 | 0 | 0 | 0 | 0 | 0 | 0 | 0 | 2009 Qtr 1: 0; 2009 Qtr 2: 0; 2009 Qtr 3: 0; 2009 Qtr 4: 1; 2010 Qtr 1: 0; 2010 Qtr 2: 0; 2010 Qtr 3: 0; 2010 Qtr 4: 0; 2011 Qtr 1: 0; 2011 Qtr 2: 0; 2011 Qtr 3: 0; 2011 Qtr 4: 0 | 1
0 | 253103-Packaged terminal HP Early Retirement |  | System | Commercial | 11-HTL-Lodging–Hotel(GuestRooms)-COOL | 0 |  |  |  |  | 429.557 | 0 | 150 | 0 | 0 | 279.557 | 786.822 |  | kWh | 0.31106 | 0 | Commercial | [7 empty] | 15 | 0.5 |  |  |  | 1 | 1 | 0 | 0 | 0 | 0 | 0 | 0 | 0 | 0 | 0 | 0 | 2009 Qtr 1: 0; 2009 Qtr 2: 0; 2009 Qtr 3: 0; 2009 Qtr 4: 1; 2010 Qtr 1: 0; 2010 Qtr 2: 0; 2010 Qtr 3: 0; 2010 Qtr 4: 0; 2011 Qtr 1: 0; 2011 Qtr 2: 0; 2011 Qtr 3: 0; 2011 Qtr 4: 0 | 1
0 | 253103-Packaged terminal HP Early Retirement |  | System | Commercial | 11-HTL-Lodging–Hotel(GuestRooms)-COOL | 0 |  |  |  |  | 429.557 | 0 | 150 | 0 | 0 | 279.557 | 786.822 |  | kWh | 0.31106 | 0 | Commercial | [7 empty] | 15 | 0.5 |  |  |  | 1 | 1 | 0 | 0 | 0 | 0 | 0 | 0 | 0 | 0 | 0 | 0 | 2009 Qtr 1: 0; 2009 Qtr 2: 0; 2009 Qtr 3: 0; 2009 Qtr 4: 1; 2010 Qtr 1: 0; 2010 Qtr 2: 0; 2010 Qtr 3: 0; 2010 Qtr 4: 0; 2011 Qtr 1: 0; 2011 Qtr 2: 0; 2011 Qtr 3: 0; 2011 Qtr 4: 0 | 1
0 | 253103-Packaged terminal HP Early Retirement |  | System | Commercial | 11-HTL-Lodging–Hotel(GuestRooms)-COOL | 0 |  |  |  |  | 429.557 | 0 | 150 | 0 | 0 | 279.557 | 786.822 |  | kWh | 0.31106 | 0 | Commercial | [7 empty] | 15 | 0.5 |  |  |  | 1 | 1 | 0 | 0 | 0 | 0 | 0 | 0 | 0 | 0 | 0 | 0 | 2009 Qtr 1: 0; 2009 Qtr 2: 0; 2009 Qtr 3: 0; 2009 Qtr 4: 1; 2010 Qtr 1: 0; 2010 Qtr 2: 0; 2010 Qtr 3: 0; 2010 Qtr 4: 0; 2011 Qtr 1: 0; 2011 Qtr 2: 0; 2011 Qtr 3: 0; 2011 Qtr 4: 0 | 1
0 | 253103-Packaged terminal HP Early Retirement |  | System | Commercial | 11-HTL-Lodging–Hotel(GuestRooms)-COOL | 0 |  |  |  |  | 429.557 | 0 | 150 | 0 | 0 | 279.557 | 786.822 |  | kWh | 0.31106 | 0 | Commercial | [7 empty] | 15 | 0.5 |  |  |  | 1 | 1 | 0 | 0 | 0 | 0 | 0 | 0 | 0 | 0 | 0 | 0 | 2009 Qtr 1: 0; 2009 Qtr 2: 0; 2009 Qtr 3: 0; 2009 Qtr 4: 1; 2010 Qtr 1: 0; 2010 Qtr 2: 0; 2010 Qtr 3: 0; 2010 Qtr 4: 0; 2011 Qtr 1: 0; 2011 Qtr 2: 0; 2011 Qtr 3: 0; 2011 Qtr 4: 0 | 1
0 | 253103-Packaged terminal HP Early Retirement |  | System | Commercial | 11-HTL-Lodging–Hotel(GuestRooms)-COOL | 0 |  |  |  |  | 429.557 | 0 | 150 | 0 | 0 | 279.557 | 786.822 |  | kWh | 0.31106 | 0 | Commercial | [7 empty] | 15 | 0.5 |  |  |  | 1 | 1 | 0 | 0 | 0 | 0 | 0 | 0 | 0 | 0 | 0 | 0 | 2009 Qtr 1: 0; 2009 Qtr 2: 0; 2009 Qtr 3: 0; 2009 Qtr 4: 1; 2010 Qtr 1: 0; 2010 Qtr 2: 0; 2010 Qtr 3: 0; 2010 Qtr 4: 0; 2011 Qtr 1: 0; 2011 Qtr 2: 0; 2011 Qtr 3: 0; 2011 Qtr 4: 0 | 1
0 | 253103-Packaged terminal HP Early Retirement |  | System | Commercial | 11-HTL-Lodging–Hotel(GuestRooms)-COOL | 0 |  |  |  |  | 429.557 | 0 | 150 | 0 | 0 | 279.557 | 786.822 |  | kWh | 0.31106 | 0 | Commercial | [7 empty] | 15 | 0.5 |  |  |  | 1 | 1 | 0 | 0 | 0 | 0 | 0 | 0 | 0 | 0 | 0 | 0 | 2009 Qtr 1: 0; 2009 Qtr 2: 0; 2009 Qtr 3: 0; 2009 Qtr 4: 1; 2010 Qtr 1: 0; 2010 Qtr 2: 0; 2010 Qtr 3: 0; 2010 Qtr 4: 0; 2011 Qtr 1: 0; 2011 Qtr 2: 0; 2011 Qtr 3: 0; 2011 Qtr 4: 0 | 1
0 | 253103-Packaged terminal HP Early Retirement |  | System | Commercial | 11-HTL-Lodging–Hotel(GuestRooms)-COOL | 0 |  |  |  |  | 429.557 | 0 | 150 | 0 | 0 | 279.557 | 786.822 |  | kWh | 0.31106 | 0 | Commercial | [7 empty] | 15 | 0.5 |  |  |  | 1 | 1 | 0 | 0 | 0 | 0 | 0 | 0 | 0 | 0 | 0 | 0 | 2009 Qtr 1: 0; 2009 Qtr 2: 0; 2009 Qtr 3: 0; 2009 Qtr 4: 1; 2010 Qtr 1: 0; 2010 Qtr 2: 0; 2010 Qtr 3: 0; 2010 Qtr 4: 0; 2011 Qtr 1: 0; 2011 Qtr 2: 0; 2011 Qtr 3: 0; 2011 Qtr 4: 0 | 1
0 | 253103-Packaged terminal HP Early Retirement |  | System | Commercial | 11-HTL-Lodging–Hotel(GuestRooms)-COOL | 0 |  |  |  |  | 429.557 | 0 | 150 | 0 | 0 | 279.557 | 786.822 |  | kWh | 0.31106 | 0 | Commercial | [7 empty] | 15 | 0.5 |  |  |  | 1 | 1 | 0 | 0 | 0 | 0 | 0 | 0 | 0 | 0 | 0 | 0 | 2009 Qtr 1: 0; 2009 Qtr 2: 0; 2009 Qtr 3: 0; 2009 Qtr 4: 1; 2010 Qtr 1: 0; 2010 Qtr 2: 0; 2010 Qtr 3: 0; 2010 Qtr 4: 0; 2011 Qtr 1: 0; 2011 Qtr 2: 0; 2011 Qtr 3: 0; 2011 Qtr 4: 0 | 1
0 | 253103-Packaged terminal HP Early Retirement |  | System | Commercial | 11-HTL-Lodging–Hotel(GuestRooms)-COOL | 0 |  |  |  |  | 429.557 | 0 | 150 | 0 | 0 | 279.557 | 786.822 |  | kWh | 0.31106 | 0 | Commercial | [7 empty] | 15 | 0.5 |  |  |  | 1 | 1 | 0 | 0 | 0 | 0 | 0 | 0 | 0 | 0 | 0 | 0 | 2009 Qtr 1: 0; 2009 Qtr 2: 0; 2009 Qtr 3: 0; 2009 Qtr 4: 1; 2010 Qtr 1: 0; 2010 Qtr 2: 0; 2010 Qtr 3: 0; 2010 Qtr 4: 0; 2011 Qtr 1: 0; 2011 Qtr 2: 0; 2011 Qtr 3: 0; 2011 Qtr 4: 0 | 1
0 | 253103-Packaged terminal HP Early Retirement |  | System | Commercial | 11-HTL-Lodging–Hotel(GuestRooms)-COOL | 0 |  |  |  |  | 429.557 | 0 | 150 | 0 | 0 | 279.557 | 786.822 |  | kWh | 0.31106 | 0 | Commercial | [7 empty] | 15 | 0.5 |  |  |  | 1 | 1 | 0 | 0 | 0 | 0 | 0 | 0 | 0 | 0 | 0 | 0 | 2009 Qtr 1: 0; 2009 Qtr 2: 0; 2009 Qtr 3: 0; 2009 Qtr 4: 1; 2010 Qtr 1: 0; 2010 Qtr 2: 0; 2010 Qtr 3: 0; 2010 Qtr 4: 0; 2011 Qtr 1: 0; 2011 Qtr 2: 0; 2011 Qtr 3: 0; 2011 Qtr 4: 0 | 1
0 | 253103-Packaged terminal HP Early Retirement |  | System | Commercial | 11-HTL-Lodging–Hotel(GuestRooms)-COOL | 0 |  |  |  |  | 429.557 | 0 | 150 | 0 | 0 | 279.557 | 786.822 |  | kWh | 0.31106 | 0 | Commercial | [7 empty] | 15 | 0.5 |  |  |  | 1 | 1 | 0 | 0 | 0 | 0 | 0 | 0 | 0 | 0 | 0 | 0 | 2009 Qtr 1: 0; 2009 Qtr 2: 0; 2009 Qtr 3: 0; 2009 Qtr 4: 1; 2010 Qtr 1: 0; 2010 Qtr 2: 0; 2010 Qtr 3: 0; 2010 Qtr 4: 0; 2011 Qtr 1: 0; 2011 Qtr 2: 0; 2011 Qtr 3: 0; 2011 Qtr 4: 0 | 1
0 | 253103-Packaged terminal HP Early Retirement |  | System | Commercial | 11-HTL-Lodging–Hotel(GuestRooms)-COOL | 0 |  |  |  |  | 429.557 | 0 | 150 | 0 | 0 | 279.557 | 786.822 |  | kWh | 0.31106 | 0 | Commercial | [7 empty] | 15 | 0.5 |  |  |  | 1 | 1 | 0 | 0 | 0 | 0 | 0 | 0 | 0 | 0 | 0 | 0 | 2009 Qtr 1: 0; 2009 Qtr 2: 0; 2009 Qtr 3: 0; 2009 Qtr 4: 1; 2010 Qtr 1: 0; 2010 Qtr 2: 0; 2010 Qtr 3: 0; 2010 Qtr 4: 0; 2011 Qtr 1: 0; 2011 Qtr 2: 0; 2011 Qtr 3: 0; 2011 Qtr 4: 0 | 1
0 | 253103-Packaged terminal HP Early Retirement |  | System | Commercial | 11-HTL-Lodging–Hotel(GuestRooms)-COOL | 0 |  |  |  |  | 429.557 | 0 | 150 | 0 | 0 | 279.557 | 786.822 |  | kWh | 0.31106 | 0 | Commercial | [7 empty] | 15 | 0.5 |  |  |  | 1 | 1 | 0 | 0 | 0 | 0 | 0 | 0 | 0 | 0 | 0 | 0 | 2009 Qtr 1: 0; 2009 Qtr 2: 0; 2009 Qtr 3: 0; 2009 Qtr 4: 1; 2010 Qtr 1: 0; 2010 Qtr 2: 0; 2010 Qtr 3: 0; 2010 Qtr 4: 0; 2011 Qtr 1: 0; 2011 Qtr 2: 0; 2011 Qtr 3: 0; 2011 Qtr 4: 0 | 1
0 | 253103-Packaged terminal HP Early Retirement |  | System | Commercial | 11-HTL-Lodging–Hotel(GuestRooms)-COOL | 0 |  |  |  |  | 429.557 | 0 | 150 | 0 | 0 | 279.557 | 786.822 |  | kWh | 0.31106 | 0 | Commercial | [7 empty] | 15 | 0.5 |  |  |  | 1 | 1 | 0 | 0 | 0 | 0 | 0 | 0 | 0 | 0 | 0 | 0 | 2009 Qtr 1: 0; 2009 Qtr 2: 0; 2009 Qtr 3: 0; 2009 Qtr 4: 1; 2010 Qtr 1: 0; 2010 Qtr 2: 0; 2010 Qtr 3: 0; 2010 Qtr 4: 0; 2011 Qtr 1: 0; 2011 Qtr 2: 0; 2011 Qtr 3: 0; 2011 Qtr 4: 0 | 1
0 | 253103-Packaged terminal HP Early Retirement |  | System | Commercial | 11-HTL-Lodging–Hotel(GuestRooms)-COOL | 0 |  |  |  |  | 429.557 | 0 | 150 | 0 | 0 | 279.557 | 786.822 |  | kWh | 0.31106 | 0 | Commercial | [7 empty] | 15 | 0.5 |  |  |  | 1 | 1 | 0 | 0 | 0 | 0 | 0 | 0 | 0 | 0 | 0 | 0 | 2009 Qtr 1: 0; 2009 Qtr 2: 0; 2009 Qtr 3: 0; 2009 Qtr 4: 1; 2010 Qtr 1: 0; 2010 Qtr 2: 0; 2010 Qtr 3: 0; 2010 Qtr 4: 0; 2011 Qtr 1: 0; 2011 Qtr 2: 0; 2011 Qtr 3: 0; 2011 Qtr 4: 0 | 1
0 | 253103-Packaged terminal HP Early Retirement |  | System | Commercial | 11-HTL-Lodging–Hotel(GuestRooms)-COOL | 0 |  |  |  |  | 429.557 | 0 | 150 | 0 | 0 | 279.557 | 786.822 |  | kWh | 0.31106 | 0 | Commercial | [7 empty] | 15 | 0.5 |  |  |  | 1 | 1 | 0 | 0 | 0 | 0 | 0 | 0 | 0 | 0 | 0 | 0 | 2009 Qtr 1: 0; 2009 Qtr 2: 0; 2009 Qtr 3: 0; 2009 Qtr 4: 1; 2010 Qtr 1: 0; 2010 Qtr 2: 0; 2010 Qtr 3: 0; 2010 Qtr 4: 0; 2011 Qtr 1: 0; 2011 Qtr 2: 0; 2011 Qtr 3: 0; 2011 Qtr 4: 0 | 1
0 | 253103-Packaged terminal HP Early Retirement |  | System | Commercial | 11-HTL-Lodging–Hotel(GuestRooms)-COOL | 0 |  |  |  |  | 429.557 | 0 | 150 | 0 | 0 | 279.557 | 786.822 |  | kWh | 0.31106 | 0 | Commercial | [7 empty] | 15 | 0.5 |  |  |  | 1 | 1 | 0 | 0 | 0 | 0 | 0 | 0 | 0 | 0 | 0 | 0 | 2009 Qtr 1: 0; 2009 Qtr 2: 0; 2009 Qtr 3: 0; 2009 Qtr 4: 1; 2010 Qtr 1: 0; 2010 Qtr 2: 0; 2010 Qtr 3: 0; 2010 Qtr 4: 0; 2011 Qtr 1: 0; 2011 Qtr 2: 0; 2011 Qtr 3: 0; 2011 Qtr 4: 0 | 1
0 | 253103-Packaged terminal HP Early Retirement |  | System | Commercial | 11-HTL-Lodging–Hotel(GuestRooms)-COOL | 0 |  |  |  |  | 429.557 | 0 | 150 | 0 | 0 | 279.557 | 786.822 |  | kWh | 0.31106 | 0 | Commercial | [7 empty] | 15 | 0.5 |  |  |  | 1 | 1 | 0 | 0 | 0 | 0 | 0 | 0 | 0 | 0 | 0 | 0 | 2009 Qtr 1: 0; 2009 Qtr 2: 0; 2009 Qtr 3: 0; 2009 Qtr 4: 1; 2010 Qtr 1: 0; 2010 Qtr 2: 0; 2010 Qtr 3: 0; 2010 Qtr 4: 0; 2011 Qtr 1: 0; 2011 Qtr 2: 0; 2011 Qtr 3: 0; 2011 Qtr 4: 0 | 1
0 | 253103-Packaged terminal HP Early Retirement |  | System | Commercial | 11-HTL-Lodging–Hotel(GuestRooms)-COOL | 0 |  |  |  |  | 429.557 | 0 | 150 | 0 | 0 | 279.557 | 786.822 |  | kWh | 0.31106 | 0 | Commercial | [7 empty] | 15 | 0.5 |  |  |  | 1 | 1 | 0 | 0 | 0 | 0 | 0 | 0 | 0 | 0 | 0 | 0 | 2009 Qtr 1: 0; 2009 Qtr 2: 0; 2009 Qtr 3: 0; 2009 Qtr 4: 1; 2010 Qtr 1: 0; 2010 Qtr 2: 0; 2010 Qtr 3: 0; 2010 Qtr 4: 0; 2011 Qtr 1: 0; 2011 Qtr 2: 0; 2011 Qtr 3: 0; 2011 Qtr 4: 0 | 1
0 | 253103-Packaged terminal HP Early Retirement |  | System | Commercial | 11-HTL-Lodging–Hotel(GuestRooms)-COOL | 0 |  |  |  |  | 429.557 | 0 | 150 | 0 | 0 | 279.557 | 786.822 |  | kWh | 0.31106 | 0 | Commercial | [7 empty] | 15 | 0.5 |  |  |  | 1 | 1 | 0 | 0 | 0 | 0 | 0 | 0 | 0 | 0 | 0 | 0 | 2009 Qtr 1: 0; 2009 Qtr 2: 0; 2009 Qtr 3: 0; 2009 Qtr 4: 1; 2010 Qtr 1: 0; 2010 Qtr 2: 0; 2010 Qtr 3: 0; 2010 Qtr 4: 0; 2011 Qtr 1: 0; 2011 Qtr 2: 0; 2011 Qtr 3: 0; 2011 Qtr 4: 0 | 1
0 | 253103-Packaged terminal HP Early Retirement |  | System | Commercial | 11-HTL-Lodging–Hotel(GuestRooms)-COOL | 0 |  |  |  |  | 429.557 | 0 | 150 | 0 | 0 | 279.557 | 786.822 |  | kWh | 0.31106 | 0 | Commercial | [7 empty] | 15 | 0.5 |  |  |  | 1 | 1 | 0 | 0 | 0 | 0 | 0 | 0 | 0 | 0 | 0 | 0 | 2009 Qtr 1: 0; 2009 Qtr 2: 0; 2009 Qtr 3: 0; 2009 Qtr 4: 1; 2010 Qtr 1: 0; 2010 Qtr 2: 0; 2010 Qtr 3: 0; 2010 Qtr 4: 0; 2011 Qtr 1: 0; 2011 Qtr 2: 0; 2011 Qtr 3: 0; 2011 Qtr 4: 0 | 1
0 | 253103-Packaged terminal HP Early Retirement |  | System | Commercial | 11-HTL-Lodging–Hotel(GuestRooms)-COOL | 0 |  |  |  |  | 429.557 | 0 | 150 | 0 | 0 | 279.557 | 786.822 |  | kWh | 0.31106 | 0 | Commercial | [7 empty] | 15 | 0.5 |  |  |  | 1 | 1 | 0 | 0 | 0 | 0 | 0 | 0 | 0 | 0 | 0 | 0 | 2009 Qtr 1: 0; 2009 Qtr 2: 0; 2009 Qtr 3: 0; 2009 Qtr 4: 1; 2010 Qtr 1: 0; 2010 Qtr 2: 0; 2010 Qtr 3: 0; 2010 Qtr 4: 0; 2011 Qtr 1: 0; 2011 Qtr 2: 0; 2011 Qtr 3: 0; 2011 Qtr 4: 0 | 1
0 | 253103-Packaged terminal HP Early Retirement |  | System | Commercial | 11-HTL-Lodging–Hotel(GuestRooms)-COOL | 0 |  |  |  |  | 429.557 | 0 | 150 | 0 | 0 | 279.557 | 786.822 |  | kWh | 0.31106 | 0 | Commercial | [7 empty] | 15 | 0.5 |  |  |  | 1 | 1 | 0 | 0 | 0 | 0 | 0 | 0 | 0 | 0 | 0 | 0 | 2009 Qtr 1: 0; 2009 Qtr 2: 0; 2009 Qtr 3: 0; 2009 Qtr 4: 1; 2010 Qtr 1: 0; 2010 Qtr 2: 0; 2010 Qtr 3: 0; 2010 Qtr 4: 0; 2011 Qtr 1: 0; 2011 Qtr 2: 0; 2011 Qtr 3: 0; 2011 Qtr 4: 0 | 1
0 | 253103-Packaged terminal HP Early Retirement |  | System | Commercial | 11-HTL-Lodging–Hotel(GuestRooms)-COOL | 0 |  |  |  |  | 429.557 | 0 | 150 | 0 | 0 | 279.557 | 786.822 |  | kWh | 0.31106 | 0 | Commercial | [7 empty] | 15 | 0.5 |  |  |  | 1 | 1 | 0 | 0 | 0 | 0 | 0 | 0 | 0 | 0 | 0 | 0 | 2009 Qtr 1: 0; 2009 Qtr 2: 0; 2009 Qtr 3: 0; 2009 Qtr 4: 1; 2010 Qtr 1: 0; 2010 Qtr 2: 0; 2010 Qtr 3: 0; 2010 Qtr 4: 0; 2011 Qtr 1: 0; 2011 Qtr 2: 0; 2011 Qtr 3: 0; 2011 Qtr 4: 0 | 1
0 | 253103-Packaged terminal HP Early Retirement |  | System | Commercial | 11-HTL-Lodging–Hotel(GuestRooms)-COOL | 0 |  |  |  |  | 429.557 | 0 | 150 | 0 | 0 | 279.557 | 786.822 |  | kWh | 0.31106 | 0 | Commercial | [7 empty] | 15 | 0.5 |  |  |  | 1 | 1 | 0 | 0 | 0 | 0 | 0 | 0 | 0 | 0 | 0 | 0 | 2009 Qtr 1: 0; 2009 Qtr 2: 0; 2009 Qtr 3: 0; 2009 Qtr 4: 1; 2010 Qtr 1: 0; 2010 Qtr 2: 0; 2010 Qtr 3: 0; 2010 Qtr 4: 0; 2011 Qtr 1: 0; 2011 Qtr 2: 0; 2011 Qtr 3: 0; 2011 Qtr 4: 0 | 1
0 | 253103-Packaged terminal HP Early Retirement |  | System | Commercial | 11-HTL-Lodging–Hotel(GuestRooms)-COOL | 0 |  |  |  |  | 429.557 | 0 | 150 | 0 | 0 | 279.557 | 786.822 |  | kWh | 0.31106 | 0 | Commercial | [7 empty] | 15 | 0.5 |  |  |  | 1 | 1 | 0 | 0 | 0 | 0 | 0 | 0 | 0 | 0 | 0 | 0 | 2009 Qtr 1: 0; 2009 Qtr 2: 0; 2009 Qtr 3: 0; 2009 Qtr 4: 1; 2010 Qtr 1: 0; 2010 Qtr 2: 0; 2010 Qtr 3: 0; 2010 Qtr 4: 0; 2011 Qtr 1: 0; 2011 Qtr 2: 0; 2011 Qtr 3: 0; 2011 Qtr 4: 0 | 1
0 | 253103-Packaged terminal HP Early Retirement |  | System | Commercial | 11-HTL-Lodging–Hotel(GuestRooms)-COOL | 0 |  |  |  |  | 429.557 | 0 | 150 | 0 | 0 | 279.557 | 786.822 |  | kWh | 0.31106 | 0 | Commercial | [7 empty] | 15 | 0.5 |  |  |  | 1 | 1 | 0 | 0 | 0 | 0 | 0 | 0 | 0 | 0 | 0 | 0 | 2009 Qtr 1: 0; 2009 Qtr 2: 0; 2009 Qtr 3: 0; 2009 Qtr 4: 1; 2010 Qtr 1: 0; 2010 Qtr 2: 0; 2010 Qtr 3: 0; 2010 Qtr 4: 0; 2011 Qtr 1: 0; 2011 Qtr 2: 0; 2011 Qtr 3: 0; 2011 Qtr 4: 0 | 1
0 | 253103-Packaged terminal HP Early Retirement |  | System | Commercial | 11-HTL-Lodging–Hotel(GuestRooms)-COOL | 0 |  |  |  |  | 429.557 | 0 | 150 | 0 | 0 | 279.557 | 786.822 |  | kWh | 0.31106 | 0 | Commercial | [7 empty] | 15 | 0.5 |  |  |  | 1 | 1 | 0 | 0 | 0 | 0 | 0 | 0 | 0 | 0 | 0 | 0 | 2009 Qtr 1: 0; 2009 Qtr 2: 0; 2009 Qtr 3: 0; 2009 Qtr 4: 1; 2010 Qtr 1: 0; 2010 Qtr 2: 0; 2010 Qtr 3: 0; 2010 Qtr 4: 0; 2011 Qtr 1: 0; 2011 Qtr 2: 0; 2011 Qtr 3: 0; 2011 Qtr 4: 0 | 1
0 | 253103-Packaged terminal HP Early Retirement |  | System | Commercial | 11-HTL-Lodging–Hotel(GuestRooms)-COOL | 0 |  |  |  |  | 429.557 | 0 | 150 | 0 | 0 | 279.557 | 786.822 |  | kWh | 0.31106 | 0 | Commercial | [7 empty] | 15 | 0.5 |  |  |  | 1 | 1 | 0 | 0 | 0 | 0 | 0 | 0 | 0 | 0 | 0 | 0 | 2009 Qtr 1: 0; 2009 Qtr 2: 0; 2009 Qtr 3: 0; 2009 Qtr 4: 1; 2010 Qtr 1: 0; 2010 Qtr 2: 0; 2010 Qtr 3: 0; 2010 Qtr 4: 0; 2011 Qtr 1: 0; 2011 Qtr 2: 0; 2011 Qtr 3: 0; 2011 Qtr 4: 0 | 1
0 | 253103-Packaged terminal HP Early Retirement |  | System | Commercial | 11-HTL-Lodging–Hotel(GuestRooms)-COOL | 0 |  |  |  |  | 429.557 | 0 | 150 | 0 | 0 | 279.557 | 786.822 |  | kWh | 0.31106 | 0 | Commercial | [7 empty] | 15 | 0.5 |  |  |  | 1 | 1 | 0 | 0 | 0 | 0 | 0 | 0 | 0 | 0 | 0 | 0 | 2009 Qtr 1: 0; 2009 Qtr 2: 0; 2009 Qtr 3: 0; 2009 Qtr 4: 1; 2010 Qtr 1: 0; 2010 Qtr 2: 0; 2010 Qtr 3: 0; 2010 Qtr 4: 0; 2011 Qtr 1: 0; 2011 Qtr 2: 0; 2011 Qtr 3: 0; 2011 Qtr 4: 0 | 1
0 | 253103-Packaged terminal HP Early Retirement |  | System | Commercial | 11-HTL-Lodging–Hotel(GuestRooms)-COOL | 0 |  |  |  |  | 429.557 | 0 | 150 | 0 | 0 | 279.557 | 786.822 |  | kWh | 0.31106 | 0 | Commercial | [7 empty] | 15 | 0.5 |  |  |  | 1 | 1 | 0 | 0 | 0 | 0 | 0 | 0 | 0 | 0 | 0 | 0 | 2009 Qtr 1: 0; 2009 Qtr 2: 0; 2009 Qtr 3: 0; 2009 Qtr 4: 1; 2010 Qtr 1: 0; 2010 Qtr 2: 0; 2010 Qtr 3: 0; 2010 Qtr 4: 0; 2011 Qtr 1: 0; 2011 Qtr 2: 0; 2011 Qtr 3: 0; 2011 Qtr 4: 0 | 1
0 | 253103-Packaged terminal HP Early Retirement |  | System | Commercial | 11-HTL-Lodging–Hotel(GuestRooms)-COOL | 0 |  |  |  |  | 429.557 | 0 | 150 | 0 | 0 | 279.557 | 786.822 |  | kWh | 0.31106 | 0 | Commercial | [7 empty] | 15 | 0.5 |  |  |  | 1 | 1 | 0 | 0 | 0 | 0 | 0 | 0 | 0 | 0 | 0 | 0 | 2009 Qtr 1: 0; 2009 Qtr 2: 0; 2009 Qtr 3: 0; 2009 Qtr 4: 1; 2010 Qtr 1: 0; 2010 Qtr 2: 0; 2010 Qtr 3: 0; 2010 Qtr 4: 0; 2011 Qtr 1: 0; 2011 Qtr 2: 0; 2011 Qtr 3: 0; 2011 Qtr 4: 0 | 1
0 | 253103-Packaged terminal HP Early Retirement |  | System | Commercial | 11-HTL-Lodging–Hotel(GuestRooms)-COOL | 0 |  |  |  |  | 429.557 | 0 | 150 | 0 | 0 | 279.557 | 786.822 |  | kWh | 0.31106 | 0 | Commercial | [7 empty] | 15 | 0.5 |  |  |  | 1 | 1 | 0 | 0 | 0 | 0 | 0 | 0 | 0 | 0 | 0 | 0 | 2009 Qtr 1: 0; 2009 Qtr 2: 0; 2009 Qtr 3: 0; 2009 Qtr 4: 1; 2010 Qtr 1: 0; 2010 Qtr 2: 0; 2010 Qtr 3: 0; 2010 Qtr 4: 0; 2011 Qtr 1: 0; 2011 Qtr 2: 0; 2011 Qtr 3: 0; 2011 Qtr 4: 0 | 1
0 | 253103-Packaged terminal HP Early Retirement |  | System | Commercial | 11-HTL-Lodging–Hotel(GuestRooms)-COOL | 0 |  |  |  |  | 429.557 | 0 | 150 | 0 | 0 | 279.557 | 786.822 |  | kWh | 0.31106 | 0 | Commercial | [7 empty] | 15 | 0.5 |  |  |  | 1 | 1 | 0 | 0 | 0 | 0 | 0 | 0 | 0 | 0 | 0 | 0 | 2009 Qtr 1: 0; 2009 Qtr 2: 0; 2009 Qtr 3: 0; 2009 Qtr 4: 1; 2010 Qtr 1: 0; 2010 Qtr 2: 0; 2010 Qtr 3: 0; 2010 Qtr 4: 0; 2011 Qtr 1: 0; 2011 Qtr 2: 0; 2011 Qtr 3: 0; 2011 Qtr 4: 0 | 1
0 | 253103-Packaged terminal HP Early Retirement |  | System | Commercial | 11-HTL-Lodging–Hotel(GuestRooms)-COOL | 0 |  |  |  |  | 429.557 | 0 | 150 | 0 | 0 | 279.557 | 786.822 |  | kWh | 0.31106 | 0 | Commercial | [7 empty] | 15 | 0.5 |  |  |  | 1 | 1 | 0 | 0 | 0 | 0 | 0 | 0 | 0 | 0 | 0 | 0 | 2009 Qtr 1: 0; 2009 Qtr 2: 0; 2009 Qtr 3: 0; 2009 Qtr 4: 1; 2010 Qtr 1: 0; 2010 Qtr 2: 0; 2010 Qtr 3: 0; 2010 Qtr 4: 0; 2011 Qtr 1: 0; 2011 Qtr 2: 0; 2011 Qtr 3: 0; 2011 Qtr 4: 0 | 1
0 | 253103-Packaged terminal HP Early Retirement |  | System | Commercial | 11-HTL-Lodging–Hotel(GuestRooms)-COOL | 0 |  |  |  |  | 429.557 | 0 | 150 | 0 | 0 | 279.557 | 786.822 |  | kWh | 0.31106 | 0 | Commercial | [7 empty] | 15 | 0.5 |  |  |  | 1 | 1 | 0 | 0 | 0 | 0 | 0 | 0 | 0 | 0 | 0 | 0 | 2009 Qtr 1: 0; 2009 Qtr 2: 0; 2009 Qtr 3: 0; 2009 Qtr 4: 1; 2010 Qtr 1: 0; 2010 Qtr 2: 0; 2010 Qtr 3: 0; 2010 Qtr 4: 0; 2011 Qtr 1: 0; 2011 Qtr 2: 0; 2011 Qtr 3: 0; 2011 Qtr 4: 0 | 1
0 | 253103-Packaged terminal HP Early Retirement |  | System | Commercial | 11-HTL-Lodging–Hotel(GuestRooms)-COOL | 0 |  |  |  |  | 429.557 | 0 | 150 | 0 | 0 | 279.557 | 786.822 |  | kWh | 0.31106 | 0 | Commercial | [7 empty] | 15 | 0.5 |  |  |  | 1 | 1 | 0 | 0 | 0 | 0 | 0 | 0 | 0 | 0 | 0 | 0 | 2009 Qtr 1: 0; 2009 Qtr 2: 0; 2009 Qtr 3: 0; 2009 Qtr 4: 1; 2010 Qtr 1: 0; 2010 Qtr 2: 0; 2010 Qtr 3: 0; 2010 Qtr 4: 0; 2011 Qtr 1: 0; 2011 Qtr 2: 0; 2011 Qtr 3: 0; 2011 Qtr 4: 0 | 1
0 | 253103-Packaged terminal HP Early Retirement |  | System | Commercial | 11-HTL-Lodging–Hotel(GuestRooms)-COOL | 0 |  |  |  |  | 429.557 | 0 | 150 | 0 | 0 | 279.557 | 786.822 |  | kWh | 0.31106 | 0 | Commercial | [7 empty] | 15 | 0.5 |  |  |  | 1 | 1 | 0 | 0 | 0 | 0 | 0 | 0 | 0 | 0 | 0 | 0 | 2009 Qtr 1: 0; 2009 Qtr 2: 0; 2009 Qtr 3: 0; 2009 Qtr 4: 1; 2010 Qtr 1: 0; 2010 Qtr 2: 0; 2010 Qtr 3: 0; 2010 Qtr 4: 0; 2011 Qtr 1: 0; 2011 Qtr 2: 0; 2011 Qtr 3: 0; 2011 Qtr 4: 0 | 1
0 | 253103-Packaged terminal HP Early Retirement |  | System | Commercial | 11-HTL-Lodging–Hotel(GuestRooms)-COOL | 0 |  |  |  |  | 429.557 | 0 | 150 | 0 | 0 | 279.557 | 786.822 |  | kWh | 0.31106 | 0 | Commercial | [7 empty] | 15 | 0.5 |  |  |  | 1 | 1 | 0 | 0 | 0 | 0 | 0 | 0 | 0 | 0 | 0 | 0 | 2009 Qtr 1: 0; 2009 Qtr 2: 0; 2009 Qtr 3: 0; 2009 Qtr 4: 1; 2010 Qtr 1: 0; 2010 Qtr 2: 0; 2010 Qtr 3: 0; 2010 Qtr 4: 0; 2011 Qtr 1: 0; 2011 Qtr 2: 0; 2011 Qtr 3: 0; 2011 Qtr 4: 0 | 1
0 | 253103-Packaged terminal HP Early Retirement |  | System | Commercial | 11-HTL-Lodging–Hotel(GuestRooms)-COOL | 0 |  |  |  |  | 429.557 | 0 | 150 | 0 | 0 | 279.557 | 786.822 |  | kWh | 0.31106 | 0 | Commercial | [7 empty] | 15 | 0.5 |  |  |  | 1 | 1 | 0 | 0 | 0 | 0 | 0 | 0 | 0 | 0 | 0 | 0 | 2009 Qtr 1: 0; 2009 Qtr 2: 0; 2009 Qtr 3: 0; 2009 Qtr 4: 1; 2010 Qtr 1: 0; 2010 Qtr 2: 0; 2010 Qtr 3: 0; 2010 Qtr 4: 0; 2011 Qtr 1: 0; 2011 Qtr 2: 0; 2011 Qtr 3: 0; 2011 Qtr 4: 0 | 1
0 | 253103-Packaged terminal HP Early Retirement |  | System | Commercial | 11-HTL-Lodging–Hotel(GuestRooms)-COOL | 0 |  |  |  |  | 429.557 | 0 | 150 | 0 | 0 | 279.557 | 786.822 |  | kWh | 0.31106 | 0 | Commercial | [7 empty] | 15 | 0.5 |  |  |  | 1 | 1 | 0 | 0 | 0 | 0 | 0 | 0 | 0 | 0 | 0 | 0 | 2009 Qtr 1: 0; 2009 Qtr 2: 0; 2009 Qtr 3: 0; 2009 Qtr 4: 1; 2010 Qtr 1: 0; 2010 Qtr 2: 0; 2010 Qtr 3: 0; 2010 Qtr 4: 0; 2011 Qtr 1: 0; 2011 Qtr 2: 0; 2011 Qtr 3: 0; 2011 Qtr 4: 0 | 1
0 | 253103-Packaged terminal HP Early Retirement |  | System | Commercial | 11-HTL-Lodging–Hotel(GuestRooms)-COOL | 0 |  |  |  |  | 429.557 | 0 | 150 | 0 | 0 | 279.557 | 786.822 |  | kWh | 0.31106 | 0 | Commercial | [7 empty] | 15 | 0.5 |  |  |  | 1 | 1 | 0 | 0 | 0 | 0 | 0 | 0 | 0 | 0 | 0 | 0 | 2009 Qtr 1: 0; 2009 Qtr 2: 0; 2009 Qtr 3: 0; 2009 Qtr 4: 1; 2010 Qtr 1: 0; 2010 Qtr 2: 0; 2010 Qtr 3: 0; 2010 Qtr 4: 0; 2011 Qtr 1: 0; 2011 Qtr 2: 0; 2011 Qtr 3: 0; 2011 Qtr 4: 0 | 1
0 | 253103-Packaged terminal HP Early Retirement |  | System | Commercial | 11-HTL-Lodging–Hotel(GuestRooms)-COOL | 0 |  |  |  |  | 429.557 | 0 | 150 | 0 | 0 | 279.557 | 786.822 |  | kWh | 0.31106 | 0 | Commercial | [7 empty] | 15 | 0.5 |  |  |  | 1 | 1 | 0 | 0 | 0 | 0 | 0 | 0 | 0 | 0 | 0 | 0 | 2009 Qtr 1: 0; 2009 Qtr 2: 0; 2009 Qtr 3: 0; 2009 Qtr 4: 1; 2010 Qtr 1: 0; 2010 Qtr 2: 0; 2010 Qtr 3: 0; 2010 Qtr 4: 0; 2011 Qtr 1: 0; 2011 Qtr 2: 0; 2011 Qtr 3: 0; 2011 Qtr 4: 0 | 1
0 | 253103-Packaged terminal HP Early Retirement |  | System | Commercial | 11-HTL-Lodging–Hotel(GuestRooms)-COOL | 0 |  |  |  |  | 429.557 | 0 | 150 | 0 | 0 | 279.557 | 786.822 |  | kWh | 0.31106 | 0 | Commercial | [7 empty] | 15 | 0.5 |  |  |  | 1 | 1 | 0 | 0 | 0 | 0 | 0 | 0 | 0 | 0 | 0 | 0 | 2009 Qtr 1: 0; 2009 Qtr 2: 0; 2009 Qtr 3: 0; 2009 Qtr 4: 1; 2010 Qtr 1: 0; 2010 Qtr 2: 0; 2010 Qtr 3: 0; 2010 Qtr 4: 0; 2011 Qtr 1: 0; 2011 Qtr 2: 0; 2011 Qtr 3: 0; 2011 Qtr 4: 0 | 1
0 | 253103-Packaged terminal HP Early Retirement |  | System | Commercial | 11-HTL-Lodging–Hotel(GuestRooms)-COOL | 0 |  |  |  |  | 429.557 | 0 | 150 | 0 | 0 | 279.557 | 786.822 |  | kWh | 0.31106 | 0 | Commercial | [7 empty] | 15 | 0.5 |  |  |  | 1 | 1 | 0 | 0 | 0 | 0 | 0 | 0 | 0 | 0 | 0 | 0 | 2009 Qtr 1: 0; 2009 Qtr 2: 0; 2009 Qtr 3: 0; 2009 Qtr 4: 1; 2010 Qtr 1: 0; 2010 Qtr 2: 0; 2010 Qtr 3: 0; 2010 Qtr 4: 0; 2011 Qtr 1: 0; 2011 Qtr 2: 0; 2011 Qtr 3: 0; 2011 Qtr 4: 0 | 1
0 | 253103-Packaged terminal HP Early Retirement |  | System | Commercial | 11-HTL-Lodging–Hotel(GuestRooms)-COOL | 0 |  |  |  |  | 429.557 | 0 | 150 | 0 | 0 | 279.557 | 786.822 |  | kWh | 0.31106 | 0 | Commercial | [7 empty] | 15 | 0.5 |  |  |  | 1 | 1 | 0 | 0 | 0 | 0 | 0 | 0 | 0 | 0 | 0 | 0 | 2009 Qtr 1: 0; 2009 Qtr 2: 0; 2009 Qtr 3: 0; 2009 Qtr 4: 1; 2010 Qtr 1: 0; 2010 Qtr 2: 0; 2010 Qtr 3: 0; 2010 Qtr 4: 0; 2011 Qtr 1: 0; 2011 Qtr 2: 0; 2011 Qtr 3: 0; 2011 Qtr 4: 0 | 1
0 | 253103-Packaged terminal HP Early Retirement |  | System | Commercial | 11-HTL-Lodging–Hotel(GuestRooms)-COOL | 0 |  |  |  |  | 429.557 | 0 | 150 | 0 | 0 | 279.557 | 786.822 |  | kWh | 0.31106 | 0 | Commercial | [7 empty] | 15 | 0.5 |  |  |  | 1 | 1 | 0 | 0 | 0 | 0 | 0 | 0 | 0 | 0 | 0 | 0 | 2009 Qtr 1: 0; 2009 Qtr 2: 0; 2009 Qtr 3: 0; 2009 Qtr 4: 1; 2010 Qtr 1: 0; 2010 Qtr 2: 0; 2010 Qtr 3: 0; 2010 Qtr 4: 0; 2011 Qtr 1: 0; 2011 Qtr 2: 0; 2011 Qtr 3: 0; 2011 Qtr 4: 0 | 1
0 | 253103-Packaged terminal HP Early Retirement |  | System | Commercial | 11-HTL-Lodging–Hotel(GuestRooms)-COOL | 0 |  |  |  |  | 429.557 | 0 | 150 | 0 | 0 | 279.557 | 786.822 |  | kWh | 0.31106 | 0 | Commercial | [7 empty] | 15 | 0.5 |  |  |  | 1 | 1 | 0 | 0 | 0 | 0 | 0 | 0 | 0 | 0 | 0 | 0 | 2009 Qtr 1: 0; 2009 Qtr 2: 0; 2009 Qtr 3: 0; 2009 Qtr 4: 1; 2010 Qtr 1: 0; 2010 Qtr 2: 0; 2010 Qtr 3: 0; 2010 Qtr 4: 0; 2011 Qtr 1: 0; 2011 Qtr 2: 0; 2011 Qtr 3: 0; 2011 Qtr 4: 0 | 1
0 | 253103-Packaged terminal HP Early Retirement |  | System | Commercial | 11-HTL-Lodging–Hotel(GuestRooms)-COOL | 0 |  |  |  |  | 429.557 | 0 | 150 | 0 | 0 | 279.557 | 786.822 |  | kWh | 0.31106 | 0 | Commercial | [7 empty] | 15 | 0.5 |  |  |  | 1 | 1 | 0 | 0 | 0 | 0 | 0 | 0 | 0 | 0 | 0 | 0 | 2009 Qtr 1: 0; 2009 Qtr 2: 0; 2009 Qtr 3: 0; 2009 Qtr 4: 1; 2010 Qtr 1: 0; 2010 Qtr 2: 0; 2010 Qtr 3: 0; 2010 Qtr 4: 0; 2011 Qtr 1: 0; 2011 Qtr 2: 0; 2011 Qtr 3: 0; 2011 Qtr 4: 0 | 1
0 | 253103-Packaged terminal HP Early Retirement |  | System | Commercial | 11-HTL-Lodging–Hotel(GuestRooms)-COOL | 0 |  |  |  |  | 429.557 | 0 | 150 | 0 | 0 | 279.557 | 786.822 |  | kWh | 0.31106 | 0 | Commercial | [7 empty] | 15 | 0.5 |  |  |  | 1 | 1 | 0 | 0 | 0 | 0 | 0 | 0 | 0 | 0 | 0 | 0 | 2009 Qtr 1: 0; 2009 Qtr 2: 0; 2009 Qtr 3: 0; 2009 Qtr 4: 1; 2010 Qtr 1: 0; 2010 Qtr 2: 0; 2010 Qtr 3: 0; 2010 Qtr 4: 0; 2011 Qtr 1: 0; 2011 Qtr 2: 0; 2011 Qtr 3: 0; 2011 Qtr 4: 0 | 1
0 | 253103-Packaged terminal HP Early Retirement |  | System | Commercial | 11-HTL-Lodging–Hotel(GuestRooms)-COOL | 0 |  |  |  |  | 429.557 | 0 | 150 | 0 | 0 | 279.557 | 786.822 |  | kWh | 0.31106 | 0 | Commercial | [7 empty] | 15 | 0.5 |  |  |  | 1 | 1 | 0 | 0 | 0 | 0 | 0 | 0 | 0 | 0 | 0 | 0 | 2009 Qtr 1: 0; 2009 Qtr 2: 0; 2009 Qtr 3: 0; 2009 Qtr 4: 1; 2010 Qtr 1: 0; 2010 Qtr 2: 0; 2010 Qtr 3: 0; 2010 Qtr 4: 0; 2011 Qtr 1: 0; 2011 Qtr 2: 0; 2011 Qtr 3: 0; 2011 Qtr 4: 0 | 1
0 | 253103-Packaged terminal HP Early Retirement |  | System | Commercial | 11-HTL-Lodging–Hotel(GuestRooms)-COOL | 0 |  |  |  |  | 429.557 | 0 | 150 | 0 | 0 | 279.557 | 786.822 |  | kWh | 0.31106 | 0 | Commercial | [7 empty] | 15 | 0.5 |  |  |  | 1 | 1 | 0 | 0 | 0 | 0 | 0 | 0 | 0 | 0 | 0 | 0 | 2009 Qtr 1: 0; 2009 Qtr 2: 0; 2009 Qtr 3: 0; 2009 Qtr 4: 1; 2010 Qtr 1: 0; 2010 Qtr 2: 0; 2010 Qtr 3: 0; 2010 Qtr 4: 0; 2011 Qtr 1: 0; 2011 Qtr 2: 0; 2011 Qtr 3: 0; 2011 Qtr 4: 0 | 1
0 | 253103-Packaged terminal HP Early Retirement |  | System | Commercial | 11-HTL-Lodging–Hotel(GuestRooms)-COOL | 0 |  |  |  |  | 429.557 | 0 | 150 | 0 | 0 | 279.557 | 786.822 |  | kWh | 0.31106 | 0 | Commercial | [7 empty] | 15 | 0.5 |  |  |  | 1 | 1 | 0 | 0 | 0 | 0 | 0 | 0 | 0 | 0 | 0 | 0 | 2009 Qtr 1: 0; 2009 Qtr 2: 0; 2009 Qtr 3: 0; 2009 Qtr 4: 1; 2010 Qtr 1: 0; 2010 Qtr 2: 0; 2010 Qtr 3: 0; 2010 Qtr 4: 0; 2011 Qtr 1: 0; 2011 Qtr 2: 0; 2011 Qtr 3: 0; 2011 Qtr 4: 0 | 1
0 | 253103-Packaged terminal HP Early Retirement |  | System | Commercial | 11-HTL-Lodging–Hotel(GuestRooms)-COOL | 0 |  |  |  |  | 429.557 | 0 | 150 | 0 | 0 | 279.557 | 786.822 |  | kWh | 0.31106 | 0 | Commercial | [7 empty] | 15 | 0.5 |  |  |  | 1 | 1 | 0 | 0 | 0 | 0 | 0 | 0 | 0 | 0 | 0 | 0 | 2009 Qtr 1: 0; 2009 Qtr 2: 0; 2009 Qtr 3: 0; 2009 Qtr 4: 1; 2010 Qtr 1: 0; 2010 Qtr 2: 0; 2010 Qtr 3: 0; 2010 Qtr 4: 0; 2011 Qtr 1: 0; 2011 Qtr 2: 0; 2011 Qtr 3: 0; 2011 Qtr 4: 0 | 1
0 | 253103-Packaged terminal HP Early Retirement |  | System | Commercial | 11-HTL-Lodging–Hotel(GuestRooms)-COOL | 0 |  |  |  |  | 429.557 | 0 | 150 | 0 | 0 | 279.557 | 786.822 |  | kWh | 0.31106 | 0 | Commercial | [7 empty] | 15 | 0.5 |  |  |  | 1 | 1 | 0 | 0 | 0 | 0 | 0 | 0 | 0 | 0 | 0 | 0 | 2009 Qtr 1: 0; 2009 Qtr 2: 0; 2009 Qtr 3: 0; 2009 Qtr 4: 1; 2010 Qtr 1: 0; 2010 Qtr 2: 0; 2010 Qtr 3: 0; 2010 Qtr 4: 0; 2011 Qtr 1: 0; 2011 Qtr 2: 0; 2011 Qtr 3: 0; 2011 Qtr 4: 0 | 1
0 | 253103-Packaged terminal HP Early Retirement |  | System | Commercial | 11-HTL-Lodging–Hotel(GuestRooms)-COOL | 0 |  |  |  |  | 429.557 | 0 | 150 | 0 | 0 | 279.557 | 786.822 |  | kWh | 0.31106 | 0 | Commercial | [7 empty] | 15 | 0.5 |  |  |  | 1 | 1 | 0 | 0 | 0 | 0 | 0 | 0 | 0 | 0 | 0 | 0 | 2009 Qtr 1: 0; 2009 Qtr 2: 0; 2009 Qtr 3: 0; 2009 Qtr 4: 1; 2010 Qtr 1: 0; 2010 Qtr 2: 0; 2010 Qtr 3: 0; 2010 Qtr 4: 0; 2011 Qtr 1: 0; 2011 Qtr 2: 0; 2011 Qtr 3: 0; 2011 Qtr 4: 0 | 1
0 | 253103-Packaged terminal HP Early Retirement |  | System | Commercial | 11-HTL-Lodging–Hotel(GuestRooms)-COOL | 0 |  |  |  |  | 429.557 | 0 | 150 | 0 | 0 | 279.557 | 786.822 |  | kWh | 0.31106 | 0 | Commercial | [7 empty] | 15 | 0.5 |  |  |  | 1 | 1 | 0 | 0 | 0 | 0 | 0 | 0 | 0 | 0 | 0 | 0 | 2009 Qtr 1: 0; 2009 Qtr 2: 0; 2009 Qtr 3: 0; 2009 Qtr 4: 1; 2010 Qtr 1: 0; 2010 Qtr 2: 0; 2010 Qtr 3: 0; 2010 Qtr 4: 0; 2011 Qtr 1: 0; 2011 Qtr 2: 0; 2011 Qtr 3: 0; 2011 Qtr 4: 0 | 1
0 | 253103-Packaged terminal HP Early Retirement |  | System | Commercial | 11-HTL-Lodging–Hotel(GuestRooms)-COOL | 0 |  |  |  |  | 429.557 | 0 | 150 | 0 | 0 | 279.557 | 786.822 |  | kWh | 0.31106 | 0 | Commercial | [7 empty] | 15 | 0.5 |  |  |  | 1 | 1 | 0 | 0 | 0 | 0 | 0 | 0 | 0 | 0 | 0 | 0 | 2009 Qtr 1: 0; 2009 Qtr 2: 0; 2009 Qtr 3: 0; 2009 Qtr 4: 1; 2010 Qtr 1: 0; 2010 Qtr 2: 0; 2010 Qtr 3: 0; 2010 Qtr 4: 0; 2011 Qtr 1: 0; 2011 Qtr 2: 0; 2011 Qtr 3: 0; 2011 Qtr 4: 0 | 1
0 | 253103-Packaged terminal HP Early Retirement |  | System | Commercial | 11-HTL-Lodging–Hotel(GuestRooms)-COOL | 0 |  |  |  |  | 429.557 | 0 | 150 | 0 | 0 | 279.557 | 786.822 |  | kWh | 0.31106 | 0 | Commercial | [7 empty] | 15 | 0.5 |  |  |  | 1 | 1 | 0 | 0 | 0 | 0 | 0 | 0 | 0 | 0 | 0 | 0 | 2009 Qtr 1: 0; 2009 Qtr 2: 0; 2009 Qtr 3: 0; 2009 Qtr 4: 1; 2010 Qtr 1: 0; 2010 Qtr 2: 0; 2010 Qtr 3: 0; 2010 Qtr 4: 0; 2011 Qtr 1: 0; 2011 Qtr 2: 0; 2011 Qtr 3: 0; 2011 Qtr 4: 0 | 1
0 | 253103-Packaged terminal HP Early Retirement |  | System | Commercial | 11-HTL-Lodging–Hotel(GuestRooms)-COOL | 0 |  |  |  |  | 429.557 | 0 | 150 | 0 | 0 | 279.557 | 786.822 |  | kWh | 0.31106 | 0 | Commercial | [7 empty] | 15 | 0.5 |  |  |  | 1 | 1 | 0 | 0 | 0 | 0 | 0 | 0 | 0 | 0 | 0 | 0 | 2009 Qtr 1: 0; 2009 Qtr 2: 0; 2009 Qtr 3: 0; 2009 Qtr 4: 1; 2010 Qtr 1: 0; 2010 Qtr 2: 0; 2010 Qtr 3: 0; 2010 Qtr 4: 0; 2011 Qtr 1: 0; 2011 Qtr 2: 0; 2011 Qtr 3: 0; 2011 Qtr 4: 0 | 1
0 | 253103-Packaged terminal HP Early Retirement |  | System | Commercial | 11-HTL-Lodging–Hotel(GuestRooms)-COOL | 0 |  |  |  |  | 429.557 | 0 | 150 | 0 | 0 | 279.557 | 786.822 |  | kWh | 0.31106 | 0 | Commercial | [7 empty] | 15 | 0.5 |  |  |  | 1 | 1 | 0 | 0 | 0 | 0 | 0 | 0 | 0 | 0 | 0 | 0 | 2009 Qtr 1: 0; 2009 Qtr 2: 0; 2009 Qtr 3: 0; 2009 Qtr 4: 1; 2010 Qtr 1: 0; 2010 Qtr 2: 0; 2010 Qtr 3: 0; 2010 Qtr 4: 0; 2011 Qtr 1: 0; 2011 Qtr 2: 0; 2011 Qtr 3: 0; 2011 Qtr 4: 0 | 1
0 | 253103-Packaged terminal HP Early Retirement |  | System | Commercial | 11-HTL-Lodging–Hotel(GuestRooms)-COOL | 0 |  |  |  |  | 429.557 | 0 | 150 | 0 | 0 | 279.557 | 786.822 |  | kWh | 0.31106 | 0 | Commercial | [7 empty] | 15 | 0.5 |  |  |  | 1 | 1 | 0 | 0 | 0 | 0 | 0 | 0 | 0 | 0 | 0 | 0 | 2009 Qtr 1: 0; 2009 Qtr 2: 0; 2009 Qtr 3: 0; 2009 Qtr 4: 1; 2010 Qtr 1: 0; 2010 Qtr 2: 0; 2010 Qtr 3: 0; 2010 Qtr 4: 0; 2011 Qtr 1: 0; 2011 Qtr 2: 0; 2011 Qtr 3: 0; 2011 Qtr 4: 0 | 1
0 | 253103-Packaged terminal HP Early Retirement |  | System | Commercial | 11-HTL-Lodging–Hotel(GuestRooms)-COOL | 0 |  |  |  |  | 429.557 | 0 | 150 | 0 | 0 | 279.557 | 786.822 |  | kWh | 0.31106 | 0 | Commercial | [7 empty] | 15 | 0.5 |  |  |  | 1 | 1 | 0 | 0 | 0 | 0 | 0 | 0 | 0 | 0 | 0 | 0 | 2009 Qtr 1: 0; 2009 Qtr 2: 0; 2009 Qtr 3: 0; 2009 Qtr 4: 1; 2010 Qtr 1: 0; 2010 Qtr 2: 0; 2010 Qtr 3: 0; 2010 Qtr 4: 0; 2011 Qtr 1: 0; 2011 Qtr 2: 0; 2011 Qtr 3: 0; 2011 Qtr 4: 0 | 1
0 | 253103-Packaged terminal HP Early Retirement |  | System | Commercial | 11-HTL-Lodging–Hotel(GuestRooms)-COOL | 0 |  |  |  |  | 429.557 | 0 | 150 | 0 | 0 | 279.557 | 786.822 |  | kWh | 0.31106 | 0 | Commercial | [7 empty] | 15 | 0.5 |  |  |  | 1 | 1 | 0 | 0 | 0 | 0 | 0 | 0 | 0 | 0 | 0 | 0 | 2009 Qtr 1: 0; 2009 Qtr 2: 0; 2009 Qtr 3: 0; 2009 Qtr 4: 1; 2010 Qtr 1: 0; 2010 Qtr 2: 0; 2010 Qtr 3: 0; 2010 Qtr 4: 0; 2011 Qtr 1: 0; 2011 Qtr 2: 0; 2011 Qtr 3: 0; 2011 Qtr 4: 0 | 1
0 | 253103-Packaged terminal HP Early Retirement |  | System | Commercial | 11-HTL-Lodging–Hotel(GuestRooms)-COOL | 0 |  |  |  |  | 429.557 | 0 | 150 | 0 | 0 | 279.557 | 786.822 |  | kWh | 0.31106 | 0 | Commercial | [7 empty] | 15 | 0.5 |  |  |  | 1 | 1 | 0 | 0 | 0 | 0 | 0 | 0 | 0 | 0 | 0 | 0 | 2009 Qtr 1: 0; 2009 Qtr 2: 0; 2009 Qtr 3: 0; 2009 Qtr 4: 1; 2010 Qtr 1: 0; 2010 Qtr 2: 0; 2010 Qtr 3: 0; 2010 Qtr 4: 0; 2011 Qtr 1: 0; 2011 Qtr 2: 0; 2011 Qtr 3: 0; 2011 Qtr 4: 0 | 1
0 | 253103-Packaged terminal HP Early Retirement |  | System | Commercial | 11-HTL-Lodging–Hotel(GuestRooms)-COOL | 0 |  |  |  |  | 429.557 | 0 | 150 | 0 | 0 | 279.557 | 786.822 |  | kWh | 0.31106 | 0 | Commercial | [7 empty] | 15 | 0.5 |  |  |  | 1 | 1 | 0 | 0 | 0 | 0 | 0 | 0 | 0 | 0 | 0 | 0 | 2009 Qtr 1: 0; 2009 Qtr 2: 0; 2009 Qtr 3: 0; 2009 Qtr 4: 1; 2010 Qtr 1: 0; 2010 Qtr 2: 0; 2010 Qtr 3: 0; 2010 Qtr 4: 0; 2011 Qtr 1: 0; 2011 Qtr 2: 0; 2011 Qtr 3: 0; 2011 Qtr 4: 0 | 1
0 | 253103-Packaged terminal HP Early Retirement |  | System | Commercial | 11-HTL-Lodging–Hotel(GuestRooms)-COOL | 0 |  |  |  |  | 429.557 | 0 | 150 | 0 | 0 | 279.557 | 786.822 |  | kWh | 0.31106 | 0 | Commercial | [7 empty] | 15 | 0.5 |  |  |  | 1 | 1 | 0 | 0 | 0 | 0 | 0 | 0 | 0 | 0 | 0 | 0 | 2009 Qtr 1: 0; 2009 Qtr 2: 0; 2009 Qtr 3: 0; 2009 Qtr 4: 1; 2010 Qtr 1: 0; 2010 Qtr 2: 0; 2010 Qtr 3: 0; 2010 Qtr 4: 0; 2011 Qtr 1: 0; 2011 Qtr 2: 0; 2011 Qtr 3: 0; 2011 Qtr 4: 0 | 1
0 | 253103-Packaged terminal HP Early Retirement |  | System | Commercial | 11-HTL-Lodging–Hotel(GuestRooms)-COOL | 0 |  |  |  |  | 429.557 | 0 | 150 | 0 | 0 | 279.557 | 786.822 |  | kWh | 0.31106 | 0 | Commercial | [7 empty] | 15 | 0.5 |  |  |  | 1 | 1 | 0 | 0 | 0 | 0 | 0 | 0 | 0 | 0 | 0 | 0 | 2009 Qtr 1: 0; 2009 Qtr 2: 0; 2009 Qtr 3: 0; 2009 Qtr 4: 1; 2010 Qtr 1: 0; 2010 Qtr 2: 0; 2010 Qtr 3: 0; 2010 Qtr 4: 0; 2011 Qtr 1: 0; 2011 Qtr 2: 0; 2011 Qtr 3: 0; 2011 Qtr 4: 0 | 1
0 | 253103-Packaged terminal HP Early Retirement |  | System | Commercial | 11-HTL-Lodging–Hotel(GuestRooms)-COOL | 0 |  |  |  |  | 429.557 | 0 | 150 | 0 | 0 | 279.557 | 786.822 |  | kWh | 0.31106 | 0 | Commercial | [7 empty] | 15 | 0.5 |  |  |  | 1 | 1 | 0 | 0 | 0 | 0 | 0 | 0 | 0 | 0 | 0 | 0 | 2009 Qtr 1: 0; 2009 Qtr 2: 0; 2009 Qtr 3: 0; 2009 Qtr 4: 1; 2010 Qtr 1: 0; 2010 Qtr 2: 0; 2010 Qtr 3: 0; 2010 Qtr 4: 0; 2011 Qtr 1: 0; 2011 Qtr 2: 0; 2011 Qtr 3: 0; 2011 Qtr 4: 0 | 1
0 | 253103-Packaged terminal HP Early Retirement |  | System | Commercial | 11-HTL-Lodging–Hotel(GuestRooms)-COOL | 0 |  |  |  |  | 429.557 | 0 | 150 | 0 | 0 | 279.557 | 786.822 |  | kWh | 0.31106 | 0 | Commercial | [7 empty] | 15 | 0.5 |  |  |  | 1 | 1 | 0 | 0 | 0 | 0 | 0 | 0 | 0 | 0 | 0 | 0 | 2009 Qtr 1: 0; 2009 Qtr 2: 0; 2009 Qtr 3: 0; 2009 Qtr 4: 1; 2010 Qtr 1: 0; 2010 Qtr 2: 0; 2010 Qtr 3: 0; 2010 Qtr 4: 0; 2011 Qtr 1: 0; 2011 Qtr 2: 0; 2011 Qtr 3: 0; 2011 Qtr 4: 0 | 1
0 | 253103-Packaged terminal HP Early Retirement |  | System | Commercial | 11-HTL-Lodging–Hotel(GuestRooms)-COOL | 0 |  |  |  |  | 429.557 | 0 | 150 | 0 | 0 | 279.557 | 786.822 |  | kWh | 0.31106 | 0 | Commercial | [7 empty] | 15 | 0.5 |  |  |  | 1 | 1 | 0 | 0 | 0 | 0 | 0 | 0 | 0 | 0 | 0 | 0 | 2009 Qtr 1: 0; 2009 Qtr 2: 0; 2009 Qtr 3: 0; 2009 Qtr 4: 1; 2010 Qtr 1: 0; 2010 Qtr 2: 0; 2010 Qtr 3: 0; 2010 Qtr 4: 0; 2011 Qtr 1: 0; 2011 Qtr 2: 0; 2011 Qtr 3: 0; 2011 Qtr 4: 0 | 1
0 | 253103-Packaged terminal HP Early Retirement |  | System | Commercial | 11-HTL-Lodging–Hotel(GuestRooms)-COOL | 0 |  |  |  |  | 429.557 | 0 | 150 | 0 | 0 | 279.557 | 786.822 |  | kWh | 0.31106 | 0 | Commercial | [7 empty] | 15 | 0.5 |  |  |  | 1 | 1 | 0 | 0 | 0 | 0 | 0 | 0 | 0 | 0 | 0 | 0 | 2009 Qtr 1: 0; 2009 Qtr 2: 0; 2009 Qtr 3: 0; 2009 Qtr 4: 1; 2010 Qtr 1: 0; 2010 Qtr 2: 0; 2010 Qtr 3: 0; 2010 Qtr 4: 0; 2011 Qtr 1: 0; 2011 Qtr 2: 0; 2011 Qtr 3: 0; 2011 Qtr 4: 0 | 1
0 | 253103-Packaged terminal HP Early Retirement |  | System | Commercial | 11-HTL-Lodging–Hotel(GuestRooms)-COOL | 0 |  |  |  |  | 429.557 | 0 | 150 | 0 | 0 | 279.557 | 786.822 |  | kWh | 0.31106 | 0 | Commercial | [7 empty] | 15 | 0.5 |  |  |  | 1 | 1 | 0 | 0 | 0 | 0 | 0 | 0 | 0 | 0 | 0 | 0 | 2009 Qtr 1: 0; 2009 Qtr 2: 0; 2009 Qtr 3: 0; 2009 Qtr 4: 1; 2010 Qtr 1: 0; 2010 Qtr 2: 0; 2010 Qtr 3: 0; 2010 Qtr 4: 0; 2011 Qtr 1: 0; 2011 Qtr 2: 0; 2011 Qtr 3: 0; 2011 Qtr 4: 0 | 1
0 | 253103-Packaged terminal HP Early Retirement |  | System | Commercial | 11-HTL-Lodging–Hotel(GuestRooms)-COOL | 0 |  |  |  |  | 429.557 | 0 | 150 | 0 | 0 | 279.557 | 786.822 |  | kWh | 0.31106 | 0 | Commercial | [7 empty] | 15 | 0.5 |  |  |  | 1 | 1 | 0 | 0 | 0 | 0 | 0 | 0 | 0 | 0 | 0 | 0 | 2009 Qtr 1: 0; 2009 Qtr 2: 0; 2009 Qtr 3: 0; 2009 Qtr 4: 1; 2010 Qtr 1: 0; 2010 Qtr 2: 0; 2010 Qtr 3: 0; 2010 Qtr 4: 0; 2011 Qtr 1: 0; 2011 Qtr 2: 0; 2011 Qtr 3: 0; 2011 Qtr 4: 0 | 1
0 | 253103-Packaged terminal HP Early Retirement |  | System | Commercial | 11-HTL-Lodging–Hotel(GuestRooms)-COOL | 0 |  |  |  |  | 429.557 | 0 | 150 | 0 | 0 | 279.557 | 786.822 |  | kWh | 0.31106 | 0 | Commercial | [7 empty] | 15 | 0.5 |  |  |  | 1 | 1 | 0 | 0 | 0 | 0 | 0 | 0 | 0 | 0 | 0 | 0 | 2009 Qtr 1: 0; 2009 Qtr 2: 0; 2009 Qtr 3: 0; 2009 Qtr 4: 1; 2010 Qtr 1: 0; 2010 Qtr 2: 0; 2010 Qtr 3: 0; 2010 Qtr 4: 0; 2011 Qtr 1: 0; 2011 Qtr 2: 0; 2011 Qtr 3: 0; 2011 Qtr 4: 0 | 1
0 | 253103-Packaged terminal HP Early Retirement |  | System | Commercial | 11-HTL-Lodging–Hotel(GuestRooms)-COOL | 0 |  |  |  |  | 429.557 | 0 | 150 | 0 | 0 | 279.557 | 786.822 |  | kWh | 0.31106 | 0 | Commercial | [7 empty] | 15 | 0.5 |  |  |  | 1 | 1 | 0 | 0 | 0 | 0 | 0 | 0 | 0 | 0 | 0 | 0 | 2009 Qtr 1: 0; 2009 Qtr 2: 0; 2009 Qtr 3: 0; 2009 Qtr 4: 1; 2010 Qtr 1: 0; 2010 Qtr 2: 0; 2010 Qtr 3: 0; 2010 Qtr 4: 0; 2011 Qtr 1: 0; 2011 Qtr 2: 0; 2011 Qtr 3: 0; 2011 Qtr 4: 0 | 1
0 | 253103-Packaged terminal HP Early Retirement |  | System | Commercial | 11-HTL-Lodging–Hotel(GuestRooms)-COOL | 0 |  |  |  |  | 429.557 | 0 | 150 | 0 | 0 | 279.557 | 786.822 |  | kWh | 0.31106 | 0 | Commercial | [7 empty] | 15 | 0.5 |  |  |  | 1 | 1 | 0 | 0 | 0 | 0 | 0 | 0 | 0 | 0 | 0 | 0 | 2009 Qtr 1: 0; 2009 Qtr 2: 0; 2009 Qtr 3: 0; 2009 Qtr 4: 1; 2010 Qtr 1: 0; 2010 Qtr 2: 0; 2010 Qtr 3: 0; 2010 Qtr 4: 0; 2011 Qtr 1: 0; 2011 Qtr 2: 0; 2011 Qtr 3: 0; 2011 Qtr 4: 0 | 1
0 | 253103-Packaged terminal HP Early Retirement |  | System | Commercial | 11-HTL-Lodging–Hotel(GuestRooms)-COOL | 0 |  |  |  |  | 429.557 | 0 | 150 | 0 | 0 | 279.557 | 786.822 |  | kWh | 0.31106 | 0 | Commercial | [7 empty] | 15 | 0.5 |  |  |  | 1 | 1 | 0 | 0 | 0 | 0 | 0 | 0 | 0 | 0 | 0 | 0 | 2009 Qtr 1: 0; 2009 Qtr 2: 0; 2009 Qtr 3: 0; 2009 Qtr 4: 1; 2010 Qtr 1: 0; 2010 Qtr 2: 0; 2010 Qtr 3: 0; 2010 Qtr 4: 0; 2011 Qtr 1: 0; 2011 Qtr 2: 0; 2011 Qtr 3: 0; 2011 Qtr 4: 0 | 1
0 | 253103-Packaged terminal HP Early Retirement |  | System | Commercial | 11-HTL-Lodging–Hotel(GuestRooms)-COOL | 0 |  |  |  |  | 429.557 | 0 | 150 | 0 | 0 | 279.557 | 786.822 |  | kWh | 0.31106 | 0 | Commercial | [7 empty] | 15 | 0.5 |  |  |  | 1 | 1 | 0 | 0 | 0 | 0 | 0 | 0 | 0 | 0 | 0 | 0 | 2009 Qtr 1: 0; 2009 Qtr 2: 0; 2009 Qtr 3: 0; 2009 Qtr 4: 1; 2010 Qtr 1: 0; 2010 Qtr 2: 0; 2010 Qtr 3: 0; 2010 Qtr 4: 0; 2011 Qtr 1: 0; 2011 Qtr 2: 0; 2011 Qtr 3: 0; 2011 Qtr 4: 0 | 1
0 | 253103-Packaged terminal HP Early Retirement |  | System | Commercial | 11-HTL-Lodging–Hotel(GuestRooms)-COOL | 0 |  |  |  |  | 429.557 | 0 | 150 | 0 | 0 | 279.557 | 786.822 |  | kWh | 0.31106 | 0 | Commercial | [7 empty] | 15 | 0.5 |  |  |  | 1 | 1 | 0 | 0 | 0 | 0 | 0 | 0 | 0 | 0 | 0 | 0 | 2009 Qtr 1: 0; 2009 Qtr 2: 0; 2009 Qtr 3: 0; 2009 Qtr 4: 1; 2010 Qtr 1: 0; 2010 Qtr 2: 0; 2010 Qtr 3: 0; 2010 Qtr 4: 0; 2011 Qtr 1: 0; 2011 Qtr 2: 0; 2011 Qtr 3: 0; 2011 Qtr 4: 0 | 1
0 | 253103-Packaged terminal HP Early Retirement |  | System | Commercial | 11-HTL-Lodging–Hotel(GuestRooms)-COOL | 0 |  |  |  |  | 429.557 | 0 | 150 | 0 | 0 | 279.557 | 786.822 |  | kWh | 0.31106 | 0 | Commercial | [7 empty] | 15 | 0.5 |  |  |  | 1 | 1 | 0 | 0 | 0 | 0 | 0 | 0 | 0 | 0 | 0 | 0 | 2009 Qtr 1: 0; 2009 Qtr 2: 0; 2009 Qtr 3: 0; 2009 Qtr 4: 1; 2010 Qtr 1: 0; 2010 Qtr 2: 0; 2010 Qtr 3: 0; 2010 Qtr 4: 0; 2011 Qtr 1: 0; 2011 Qtr 2: 0; 2011 Qtr 3: 0; 2011 Qtr 4: 0 | 1
0 | 253103-Packaged terminal HP Early Retirement |  | System | Commercial | 11-HTL-Lodging–Hotel(GuestRooms)-COOL | 0 |  |  |  |  | 429.557 | 0 | 150 | 0 | 0 | 279.557 | 786.822 |  | kWh | 0.31106 | 0 | Commercial | [7 empty] | 15 | 0.5 |  |  |  | 1 | 1 | 0 | 0 | 0 | 0 | 0 | 0 | 0 | 0 | 0 | 0 | 2009 Qtr 1: 0; 2009 Qtr 2: 0; 2009 Qtr 3: 0; 2009 Qtr 4: 1; 2010 Qtr 1: 0; 2010 Qtr 2: 0; 2010 Qtr 3: 0; 2010 Qtr 4: 0; 2011 Qtr 1: 0; 2011 Qtr 2: 0; 2011 Qtr 3: 0; 2011 Qtr 4: 0 | 1
0 | 253103-Packaged terminal HP Early Retirement |  | System | Commercial | 11-HTL-Lodging–Hotel(GuestRooms)-COOL | 0 |  |  |  |  | 429.557 | 0 | 150 | 0 | 0 | 279.557 | 786.822 |  | kWh | 0.31106 | 0 | Commercial | [7 empty] | 15 | 0.5 |  |  |  | 1 | 1 | 0 | 0 | 0 | 0 | 0 | 0 | 0 | 0 | 0 | 0 | 2009 Qtr 1: 0; 2009 Qtr 2: 0; 2009 Qtr 3: 0; 2009 Qtr 4: 1; 2010 Qtr 1: 0; 2010 Qtr 2: 0; 2010 Qtr 3: 0; 2010 Qtr 4: 0; 2011 Qtr 1: 0; 2011 Qtr 2: 0; 2011 Qtr 3: 0; 2011 Qtr 4: 0 | 1
0 | 253103-Packaged terminal HP Early Retirement |  | System | Commercial | 11-HTL-Lodging–Hotel(GuestRooms)-COOL | 0 |  |  |  |  | 429.557 | 0 | 150 | 0 | 0 | 279.557 | 786.822 |  | kWh | 0.31106 | 0 | Commercial | [7 empty] | 15 | 0.5 |  |  |  | 1 | 1 | 0 | 0 | 0 | 0 | 0 | 0 | 0 | 0 | 0 | 0 | 2009 Qtr 1: 0; 2009 Qtr 2: 0; 2009 Qtr 3: 0; 2009 Qtr 4: 1; 2010 Qtr 1: 0; 2010 Qtr 2: 0; 2010 Qtr 3: 0; 2010 Qtr 4: 0; 2011 Qtr 1: 0; 2011 Qtr 2: 0; 2011 Qtr 3: 0; 2011 Qtr 4: 0 | 1
0 | 253103-Packaged terminal HP Early Retirement |  | System | Commercial | 11-HTL-Lodging–Hotel(GuestRooms)-COOL | 0 |  |  |  |  | 429.557 | 0 | 150 | 0 | 0 | 279.557 | 786.822 |  | kWh | 0.31106 | 0 | Commercial | [7 empty] | 15 | 0.5 |  |  |  | 1 | 1 | 0 | 0 | 0 | 0 | 0 | 0 | 0 | 0 | 0 | 0 | 2009 Qtr 1: 0; 2009 Qtr 2: 0; 2009 Qtr 3: 0; 2009 Qtr 4: 1; 2010 Qtr 1: 0; 2010 Qtr 2: 0; 2010 Qtr 3: 0; 2010 Qtr 4: 0; 2011 Qtr 1: 0; 2011 Qtr 2: 0; 2011 Qtr 3: 0; 2011 Qtr 4: 0 | 1
0 | 253103-Packaged terminal HP Early Retirement |  | System | Commercial | 11-HTL-Lodging–Hotel(GuestRooms)-COOL | 0 |  |  |  |  | 429.557 | 0 | 150 | 0 | 0 | 279.557 | 786.822 |  | kWh | 0.31106 | 0 | Commercial | [7 empty] | 15 | 0.5 |  |  |  | 1 | 1 | 0 | 0 | 0 | 0 | 0 | 0 | 0 | 0 | 0 | 0 | 2009 Qtr 1: 0; 2009 Qtr 2: 0; 2009 Qtr 3: 0; 2009 Qtr 4: 1; 2010 Qtr 1: 0; 2010 Qtr 2: 0; 2010 Qtr 3: 0; 2010 Qtr 4: 0; 2011 Qtr 1: 0; 2011 Qtr 2: 0; 2011 Qtr 3: 0; 2011 Qtr 4: 0 | 1
0 | 253103-Packaged terminal HP Early Retirement |  | System | Commercial | 11-HTL-Lodging–Hotel(GuestRooms)-COOL | 0 |  |  |  |  | 429.557 | 0 | 150 | 0 | 0 | 279.557 | 786.822 |  | kWh | 0.31106 | 0 | Commercial | [7 empty] | 15 | 0.5 |  |  |  | 1 | 1 | 0 | 0 | 0 | 0 | 0 | 0 | 0 | 0 | 0 | 0 | 2009 Qtr 1: 0; 2009 Qtr 2: 0; 2009 Qtr 3: 0; 2009 Qtr 4: 1; 2010 Qtr 1: 0; 2010 Qtr 2: 0; 2010 Qtr 3: 0; 2010 Qtr 4: 0; 2011 Qtr 1: 0; 2011 Qtr 2: 0; 2011 Qtr 3: 0; 2011 Qtr 4: 0 | 1
0 | 253103-Packaged terminal HP Early Retirement |  | System | Commercial | 11-HTL-Lodging–Hotel(GuestRooms)-COOL | 0 |  |  |  |  | 429.557 | 0 | 150 | 0 | 0 | 279.557 | 786.822 |  | kWh | 0.31106 | 0 | Commercial | [7 empty] | 15 | 0.5 |  |  |  | 1 | 1 | 0 | 0 | 0 | 0 | 0 | 0 | 0 | 0 | 0 | 0 | 2009 Qtr 1: 0; 2009 Qtr 2: 0; 2009 Qtr 3: 0; 2009 Qtr 4: 1; 2010 Qtr 1: 0; 2010 Qtr 2: 0; 2010 Qtr 3: 0; 2010 Qtr 4: 0; 2011 Qtr 1: 0; 2011 Qtr 2: 0; 2011 Qtr 3: 0; 2011 Qtr 4: 0 | 1
0 | 253103-Packaged terminal HP Early Retirement |  | System | Commercial | 11-HTL-Lodging–Hotel(GuestRooms)-COOL | 0 |  |  |  |  | 429.557 | 0 | 150 | 0 | 0 | 279.557 | 786.822 |  | kWh | 0.31106 | 0 | Commercial | [7 empty] | 15 | 0.5 |  |  |  | 1 | 1 | 0 | 0 | 0 | 0 | 0 | 0 | 0 | 0 | 0 | 0 | 2009 Qtr 1: 0; 2009 Qtr 2: 0; 2009 Qtr 3: 0; 2009 Qtr 4: 1; 2010 Qtr 1: 0; 2010 Qtr 2: 0; 2010 Qtr 3: 0; 2010 Qtr 4: 0; 2011 Qtr 1: 0; 2011 Qtr 2: 0; 2011 Qtr 3: 0; 2011 Qtr 4: 0 | 1
0 | 253103-Packaged terminal HP Early Retirement |  | System | Commercial | 11-HTL-Lodging–Hotel(GuestRooms)-COOL | 0 |  |  |  |  | 429.557 | 0 | 150 | 0 | 0 | 279.557 | 786.822 |  | kWh | 0.31106 | 0 | Commercial | [7 empty] | 15 | 0.5 |  |  |  | 1 | 1 | 0 | 0 | 0 | 0 | 0 | 0 | 0 | 0 | 0 | 0 | 2009 Qtr 1: 0; 2009 Qtr 2: 0; 2009 Qtr 3: 0; 2009 Qtr 4: 1; 2010 Qtr 1: 0; 2010 Qtr 2: 0; 2010 Qtr 3: 0; 2010 Qtr 4: 0; 2011 Qtr 1: 0; 2011 Qtr 2: 0; 2011 Qtr 3: 0; 2011 Qtr 4: 0 | 1
0 | 253103-Packaged terminal HP Early Retirement |  | System | Commercial | 11-HTL-Lodging–Hotel(GuestRooms)-COOL | 0 |  |  |  |  | 429.557 | 0 | 150 | 0 | 0 | 279.557 | 786.822 |  | kWh | 0.31106 | 0 | Commercial | [7 empty] | 15 | 0.5 |  |  |  | 1 | 1 | 0 | 0 | 0 | 0 | 0 | 0 | 0 | 0 | 0 | 0 | 2009 Qtr 1: 0; 2009 Qtr 2: 0; 2009 Qtr 3: 0; 2009 Qtr 4: 1; 2010 Qtr 1: 0; 2010 Qtr 2: 0; 2010 Qtr 3: 0; 2010 Qtr 4: 0; 2011 Qtr 1: 0; 2011 Qtr 2: 0; 2011 Qtr 3: 0; 2011 Qtr 4: 0 | 1
0 | 253103-Packaged terminal HP Early Retirement |  | System | Commercial | 11-HTL-Lodging–Hotel(GuestRooms)-COOL | 0 |  |  |  |  | 429.557 | 0 | 150 | 0 | 0 | 279.557 | 786.822 |  | kWh | 0.31106 | 0 | Commercial | [7 empty] | 15 | 0.5 |  |  |  | 1 | 1 | 0 | 0 | 0 | 0 | 0 | 0 | 0 | 0 | 0 | 0 | 2009 Qtr 1: 0; 2009 Qtr 2: 0; 2009 Qtr 3: 0; 2009 Qtr 4: 1; 2010 Qtr 1: 0; 2010 Qtr 2: 0; 2010 Qtr 3: 0; 2010 Qtr 4: 0; 2011 Qtr 1: 0; 2011 Qtr 2: 0; 2011 Qtr 3: 0; 2011 Qtr 4: 0 | 1
0 | 253103-Packaged terminal HP Early Retirement |  | System | Commercial | 11-HTL-Lodging–Hotel(GuestRooms)-COOL | 0 |  |  |  |  | 429.557 | 0 | 150 | 0 | 0 | 279.557 | 786.822 |  | kWh | 0.31106 | 0 | Commercial | [7 empty] | 15 | 0.5 |  |  |  | 1 | 1 | 0 | 0 | 0 | 0 | 0 | 0 | 0 | 0 | 0 | 0 | 2009 Qtr 1: 0; 2009 Qtr 2: 0; 2009 Qtr 3: 0; 2009 Qtr 4: 1; 2010 Qtr 1: 0; 2010 Qtr 2: 0; 2010 Qtr 3: 0; 2010 Qtr 4: 0; 2011 Qtr 1: 0; 2011 Qtr 2: 0; 2011 Qtr 3: 0; 2011 Qtr 4: 0 | 1
0 | 253103-Packaged terminal HP Early Retirement |  | System | Commercial | 11-HTL-Lodging–Hotel(GuestRooms)-COOL | 0 |  |  |  |  | 429.557 | 0 | 150 | 0 | 0 | 279.557 | 786.822 |  | kWh | 0.31106 | 0 | Commercial | [7 empty] | 15 | 0.5 |  |  |  | 1 | 1 | 0 | 0 | 0 | 0 | 0 | 0 | 0 | 0 | 0 | 0 | 2009 Qtr 1: 0; 2009 Qtr 2: 0; 2009 Qtr 3: 0; 2009 Qtr 4: 1; 2010 Qtr 1: 0; 2010 Qtr 2: 0; 2010 Qtr 3: 0; 2010 Qtr 4: 0; 2011 Qtr 1: 0; 2011 Qtr 2: 0; 2011 Qtr 3: 0; 2011 Qtr 4: 0 | 1
0 | 253103-Packaged terminal HP Early Retirement |  | System | Commercial | 11-HTL-Lodging–Hotel(GuestRooms)-COOL | 0 |  |  |  |  | 429.557 | 0 | 150 | 0 | 0 | 279.557 | 786.822 |  | kWh | 0.31106 | 0 | Commercial | [7 empty] | 15 | 0.5 |  |  |  | 1 | 1 | 0 | 0 | 0 | 0 | 0 | 0 | 0 | 0 | 0 | 0 | 2009 Qtr 1: 0; 2009 Qtr 2: 0; 2009 Qtr 3: 0; 2009 Qtr 4: 1; 2010 Qtr 1: 0; 2010 Qtr 2: 0; 2010 Qtr 3: 0; 2010 Qtr 4: 0; 2011 Qtr 1: 0; 2011 Qtr 2: 0; 2011 Qtr 3: 0; 2011 Qtr 4: 0 | 1
0 | 253103-Packaged terminal HP Early Retirement |  | System | Commercial | 11-HTL-Lodging–Hotel(GuestRooms)-COOL | 0 |  |  |  |  | 429.557 | 0 | 150 | 0 | 0 | 279.557 | 786.822 |  | kWh | 0.31106 | 0 | Commercial | [7 empty] | 15 | 0.5 |  |  |  | 1 | 1 | 0 | 0 | 0 | 0 | 0 | 0 | 0 | 0 | 0 | 0 | 2009 Qtr 1: 0; 2009 Qtr 2: 0; 2009 Qtr 3: 0; 2009 Qtr 4: 1; 2010 Qtr 1: 0; 2010 Qtr 2: 0; 2010 Qtr 3: 0; 2010 Qtr 4: 0; 2011 Qtr 1: 0; 2011 Qtr 2: 0; 2011 Qtr 3: 0; 2011 Qtr 4: 0 | 1
0 | 253103-Packaged terminal HP Early Retirement |  | System | Commercial | 11-HTL-Lodging–Hotel(GuestRooms)-COOL | 0 |  |  |  |  | 429.557 | 0 | 150 | 0 | 0 | 279.557 | 786.822 |  | kWh | 0.31106 | 0 | Commercial | [7 empty] | 15 | 0.5 |  |  |  | 1 | 1 | 0 | 0 | 0 | 0 | 0 | 0 | 0 | 0 | 0 | 0 | 2009 Qtr 1: 0; 2009 Qtr 2: 0; 2009 Qtr 3: 0; 2009 Qtr 4: 1; 2010 Qtr 1: 0; 2010 Qtr 2: 0; 2010 Qtr 3: 0; 2010 Qtr 4: 0; 2011 Qtr 1: 0; 2011 Qtr 2: 0; 2011 Qtr 3: 0; 2011 Qtr 4: 0 | 1
0 | 253103-Packaged terminal HP Early Retirement |  | System | Commercial | 11-HTL-Lodging–Hotel(GuestRooms)-COOL | 0 |  |  |  |  | 429.557 | 0 | 150 | 0 | 0 | 279.557 | 786.822 |  | kWh | 0.31106 | 0 | Commercial | [7 empty] | 15 | 0.5 |  |  |  | 1 | 1 | 0 | 0 | 0 | 0 | 0 | 0 | 0 | 0 | 0 | 0 | 2009 Qtr 1: 0; 2009 Qtr 2: 0; 2009 Qtr 3: 0; 2009 Qtr 4: 1; 2010 Qtr 1: 0; 2010 Qtr 2: 0; 2010 Qtr 3: 0; 2010 Qtr 4: 0; 2011 Qtr 1: 0; 2011 Qtr 2: 0; 2011 Qtr 3: 0; 2011 Qtr 4: 0 | 1
0 | 253103-Packaged terminal HP Early Retirement |  | System | Commercial | 11-HTL-Lodging–Hotel(GuestRooms)-COOL | 0 |  |  |  |  | 429.557 | 0 | 150 | 0 | 0 | 279.557 | 786.822 |  | kWh | 0.31106 | 0 | Commercial | [7 empty] | 15 | 0.5 |  |  |  | 1 | 1 | 0 | 0 | 0 | 0 | 0 | 0 | 0 | 0 | 0 | 0 | 2009 Qtr 1: 0; 2009 Qtr 2: 0; 2009 Qtr 3: 0; 2009 Qtr 4: 1; 2010 Qtr 1: 0; 2010 Qtr 2: 0; 2010 Qtr 3: 0; 2010 Qtr 4: 0; 2011 Qtr 1: 0; 2011 Qtr 2: 0; 2011 Qtr 3: 0; 2011 Qtr 4: 0 | 1
0 | 253103-Packaged terminal HP Early Retirement |  | System | Commercial | 11-HTL-Lodging–Hotel(GuestRooms)-COOL | 0 |  |  |  |  | 429.557 | 0 | 150 | 0 | 0 | 279.557 | 786.822 |  | kWh | 0.31106 | 0 | Commercial | [7 empty] | 15 | 0.5 |  |  |  | 1 | 1 | 0 | 0 | 0 | 0 | 0 | 0 | 0 | 0 | 0 | 0 | 2009 Qtr 1: 0; 2009 Qtr 2: 0; 2009 Qtr 3: 0; 2009 Qtr 4: 1; 2010 Qtr 1: 0; 2010 Qtr 2: 0; 2010 Qtr 3: 0; 2010 Qtr 4: 0; 2011 Qtr 1: 0; 2011 Qtr 2: 0; 2011 Qtr 3: 0; 2011 Qtr 4: 0 | 1
0 | 253103-Packaged terminal HP Early Retirement |  | System | Commercial | 11-HTL-Lodging–Hotel(GuestRooms)-COOL | 0 |  |  |  |  | 429.557 | 0 | 150 | 0 | 0 | 279.557 | 786.822 |  | kWh | 0.31106 | 0 | Commercial | [7 empty] | 15 | 0.5 |  |  |  | 1 | 1 | 0 | 0 | 0 | 0 | 0 | 0 | 0 | 0 | 0 | 0 | 2009 Qtr 1: 0; 2009 Qtr 2: 0; 2009 Qtr 3: 0; 2009 Qtr 4: 1; 2010 Qtr 1: 0; 2010 Qtr 2: 0; 2010 Qtr 3: 0; 2010 Qtr 4: 0; 2011 Qtr 1: 0; 2011 Qtr 2: 0; 2011 Qtr 3: 0; 2011 Qtr 4: 0 | 1
0 | 253103-Packaged terminal HP Early Retirement |  | System | Commercial | 11-HTL-Lodging–Hotel(GuestRooms)-COOL | 0 |  |  |  |  | 429.557 | 0 | 150 | 0 | 0 | 279.557 | 786.822 |  | kWh | 0.31106 | 0 | Commercial | [7 empty] | 15 | 0.5 |  |  |  | 1 | 1 | 0 | 0 | 0 | 0 | 0 | 0 | 0 | 0 | 0 | 0 | 2009 Qtr 1: 0; 2009 Qtr 2: 0; 2009 Qtr 3: 0; 2009 Qtr 4: 1; 2010 Qtr 1: 0; 2010 Qtr 2: 0; 2010 Qtr 3: 0; 2010 Qtr 4: 0; 2011 Qtr 1: 0; 2011 Qtr 2: 0; 2011 Qtr 3: 0; 2011 Qtr 4: 0 | 1
0 | 253103-Packaged terminal HP Early Retirement |  | System | Commercial | 11-HTL-Lodging–Hotel(GuestRooms)-COOL | 0 |  |  |  |  | 429.557 | 0 | 150 | 0 | 0 | 279.557 | 786.822 |  | kWh | 0.31106 | 0 | Commercial | [7 empty] | 15 | 0.5 |  |  |  | 1 | 1 | 0 | 0 | 0 | 0 | 0 | 0 | 0 | 0 | 0 | 0 | 2009 Qtr 1: 0; 2009 Qtr 2: 0; 2009 Qtr 3: 0; 2009 Qtr 4: 1; 2010 Qtr 1: 0; 2010 Qtr 2: 0; 2010 Qtr 3: 0; 2010 Qtr 4: 0; 2011 Qtr 1: 0; 2011 Qtr 2: 0; 2011 Qtr 3: 0; 2011 Qtr 4: 0 | 1
0 | 253103-Packaged terminal HP Early Retirement |  | System | Commercial | 11-HTL-Lodging–Hotel(GuestRooms)-COOL | 0 |  |  |  |  | 429.557 | 0 | 150 | 0 | 0 | 279.557 | 786.822 |  | kWh | 0.31106 | 0 | Commercial | [7 empty] | 15 | 0.5 |  |  |  | 1 | 1 | 0 | 0 | 0 | 0 | 0 | 0 | 0 | 0 | 0 | 0 | 2009 Qtr 1: 0; 2009 Qtr 2: 0; 2009 Qtr 3: 0; 2009 Qtr 4: 1; 2010 Qtr 1: 0; 2010 Qtr 2: 0; 2010 Qtr 3: 0; 2010 Qtr 4: 0; 2011 Qtr 1: 0; 2011 Qtr 2: 0; 2011 Qtr 3: 0; 2011 Qtr 4: 0 | 1
0 | 253103-Packaged terminal HP Early Retirement |  | System | Commercial | 11-HTL-Lodging–Hotel(GuestRooms)-COOL | 0 |  |  |  |  | 429.557 | 0 | 150 | 0 | 0 | 279.557 | 786.822 |  | kWh | 0.31106 | 0 | Commercial | [7 empty] | 15 | 0.5 |  |  |  | 1 | 1 | 0 | 0 | 0 | 0 | 0 | 0 | 0 | 0 | 0 | 0 | 2009 Qtr 1: 0; 2009 Qtr 2: 0; 2009 Qtr 3: 0; 2009 Qtr 4: 1; 2010 Qtr 1: 0; 2010 Qtr 2: 0; 2010 Qtr 3: 0; 2010 Qtr 4: 0; 2011 Qtr 1: 0; 2011 Qtr 2: 0; 2011 Qtr 3: 0; 2011 Qtr 4: 0 | 1
0 | 253103-Packaged terminal HP Early Retirement |  | System | Commercial | 11-HTL-Lodging–Hotel(GuestRooms)-COOL | 0 |  |  |  |  | 429.557 | 0 | 150 | 0 | 0 | 279.557 | 786.822 |  | kWh | 0.31106 | 0 | Commercial | [7 empty] | 15 | 0.5 |  |  |  | 1 | 1 | 0 | 0 | 0 | 0 | 0 | 0 | 0 | 0 | 0 | 0 | 2009 Qtr 1: 0; 2009 Qtr 2: 0; 2009 Qtr 3: 0; 2009 Qtr 4: 1; 2010 Qtr 1: 0; 2010 Qtr 2: 0; 2010 Qtr 3: 0; 2010 Qtr 4: 0; 2011 Qtr 1: 0; 2011 Qtr 2: 0; 2011 Qtr 3: 0; 2011 Qtr 4: 0 | 1
0 | 253103-Packaged terminal HP Early Retirement |  | System | Commercial | 11-HTL-Lodging–Hotel(GuestRooms)-COOL | 0 |  |  |  |  | 429.557 | 0 | 150 | 0 | 0 | 279.557 | 786.822 |  | kWh | 0.31106 | 0 | Commercial | [7 empty] | 15 | 0.5 |  |  |  | 1 | 1 | 0 | 0 | 0 | 0 | 0 | 0 | 0 | 0 | 0 | 0 | 2009 Qtr 1: 0; 2009 Qtr 2: 0; 2009 Qtr 3: 0; 2009 Qtr 4: 1; 2010 Qtr 1: 0; 2010 Qtr 2: 0; 2010 Qtr 3: 0; 2010 Qtr 4: 0; 2011 Qtr 1: 0; 2011 Qtr 2: 0; 2011 Qtr 3: 0; 2011 Qtr 4: 0 | 1
0 | 253103-Packaged terminal HP Early Retirement |  | System | Commercial | 11-HTL-Lodging–Hotel(GuestRooms)-COOL | 0 |  |  |  |  | 429.557 | 0 | 150 | 0 | 0 | 279.557 | 786.822 |  | kWh | 0.31106 | 0 | Commercial | [7 empty] | 15 | 0.5 |  |  |  | 1 | 1 | 0 | 0 | 0 | 0 | 0 | 0 | 0 | 0 | 0 | 0 | 2009 Qtr 1: 0; 2009 Qtr 2: 0; 2009 Qtr 3: 0; 2009 Qtr 4: 1; 2010 Qtr 1: 0; 2010 Qtr 2: 0; 2010 Qtr 3: 0; 2010 Qtr 4: 0; 2011 Qtr 1: 0; 2011 Qtr 2: 0; 2011 Qtr 3: 0; 2011 Qtr 4: 0 | 1
0 | 253103-Packaged terminal HP Early Retirement |  | System | Commercial | 11-HTL-Lodging–Hotel(GuestRooms)-COOL | 0 |  |  |  |  | 429.557 | 0 | 150 | 0 | 0 | 279.557 | 786.822 |  | kWh | 0.31106 | 0 | Commercial | [7 empty] | 15 | 0.5 |  |  |  | 1 | 1 | 0 | 0 | 0 | 0 | 0 | 0 | 0 | 0 | 0 | 0 | 2009 Qtr 1: 0; 2009 Qtr 2: 0; 2009 Qtr 3: 0; 2009 Qtr 4: 1; 2010 Qtr 1: 0; 2010 Qtr 2: 0; 2010 Qtr 3: 0; 2010 Qtr 4: 0; 2011 Qtr 1: 0; 2011 Qtr 2: 0; 2011 Qtr 3: 0; 2011 Qtr 4: 0 | 1
0 | 253103-Packaged terminal HP Early Retirement |  | System | Commercial | 11-HTL-Lodging–Hotel(GuestRooms)-COOL | 0 |  |  |  |  | 429.557 | 0 | 150 | 0 | 0 | 279.557 | 786.822 |  | kWh | 0.31106 | 0 | Commercial | [7 empty] | 15 | 0.5 |  |  |  | 1 | 1 | 0 | 0 | 0 | 0 | 0 | 0 | 0 | 0 | 0 | 0 | 2009 Qtr 1: 0; 2009 Qtr 2: 0; 2009 Qtr 3: 0; 2009 Qtr 4: 1; 2010 Qtr 1: 0; 2010 Qtr 2: 0; 2010 Qtr 3: 0; 2010 Qtr 4: 0; 2011 Qtr 1: 0; 2011 Qtr 2: 0; 2011 Qtr 3: 0; 2011 Qtr 4: 0 | 1
0 | 253103-Packaged terminal HP Early Retirement |  | System | Commercial | 11-HTL-Lodging–Hotel(GuestRooms)-COOL | 0 |  |  |  |  | 429.557 | 0 | 150 | 0 | 0 | 279.557 | 786.822 |  | kWh | 0.31106 | 0 | Commercial | [7 empty] | 15 | 0.5 |  |  |  | 1 | 1 | 0 | 0 | 0 | 0 | 0 | 0 | 0 | 0 | 0 | 0 | 2009 Qtr 1: 0; 2009 Qtr 2: 0; 2009 Qtr 3: 0; 2009 Qtr 4: 1; 2010 Qtr 1: 0; 2010 Qtr 2: 0; 2010 Qtr 3: 0; 2010 Qtr 4: 0; 2011 Qtr 1: 0; 2011 Qtr 2: 0; 2011 Qtr 3: 0; 2011 Qtr 4: 0 | 1
0 | 253103-Packaged terminal HP Early Retirement |  | System | Commercial | 11-HTL-Lodging–Hotel(GuestRooms)-COOL | 0 |  |  |  |  | 429.557 | 0 | 150 | 0 | 0 | 279.557 | 786.822 |  | kWh | 0.31106 | 0 | Commercial | [7 empty] | 15 | 0.5 |  |  |  | 1 | 1 | 0 | 0 | 0 | 0 | 0 | 0 | 0 | 0 | 0 | 0 | 2009 Qtr 1: 0; 2009 Qtr 2: 0; 2009 Qtr 3: 0; 2009 Qtr 4: 1; 2010 Qtr 1: 0; 2010 Qtr 2: 0; 2010 Qtr 3: 0; 2010 Qtr 4: 0; 2011 Qtr 1: 0; 2011 Qtr 2: 0; 2011 Qtr 3: 0; 2011 Qtr 4: 0 | 1
0 | 253103-Packaged terminal HP Early Retirement |  | System | Commercial | 11-HTL-Lodging–Hotel(GuestRooms)-COOL | 0 |  |  |  |  | 429.557 | 0 | 150 | 0 | 0 | 279.557 | 786.822 |  | kWh | 0.31106 | 0 | Commercial | [7 empty] | 15 | 0.5 |  |  |  | 1 | 1 | 0 | 0 | 0 | 0 | 0 | 0 | 0 | 0 | 0 | 0 | 2009 Qtr 1: 0; 2009 Qtr 2: 0; 2009 Qtr 3: 0; 2009 Qtr 4: 1; 2010 Qtr 1: 0; 2010 Qtr 2: 0; 2010 Qtr 3: 0; 2010 Qtr 4: 0; 2011 Qtr 1: 0; 2011 Qtr 2: 0; 2011 Qtr 3: 0; 2011 Qtr 4: 0 | 1
0 | 253103-Packaged terminal HP Early Retirement |  | System | Commercial | 11-HTL-Lodging–Hotel(GuestRooms)-COOL | 0 |  |  |  |  | 429.557 | 0 | 150 | 0 | 0 | 279.557 | 786.822 |  | kWh | 0.31106 | 0 | Commercial | [7 empty] | 15 | 0.5 |  |  |  | 1 | 1 | 0 | 0 | 0 | 0 | 0 | 0 | 0 | 0 | 0 | 0 | 2009 Qtr 1: 0; 2009 Qtr 2: 0; 2009 Qtr 3: 0; 2009 Qtr 4: 1; 2010 Qtr 1: 0; 2010 Qtr 2: 0; 2010 Qtr 3: 0; 2010 Qtr 4: 0; 2011 Qtr 1: 0; 2011 Qtr 2: 0; 2011 Qtr 3: 0; 2011 Qtr 4: 0 | 1
0 | 253103-Packaged terminal HP Early Retirement |  | System | Commercial | 11-HTL-Lodging–Hotel(GuestRooms)-COOL | 0 |  |  |  |  | 429.557 | 0 | 150 | 0 | 0 | 279.557 | 786.822 |  | kWh | 0.31106 | 0 | Commercial | [7 empty] | 15 | 0.5 |  |  |  | 1 | 1 | 0 | 0 | 0 | 0 | 0 | 0 | 0 | 0 | 0 | 0 | 2009 Qtr 1: 0; 2009 Qtr 2: 0; 2009 Qtr 3: 0; 2009 Qtr 4: 1; 2010 Qtr 1: 0; 2010 Qtr 2: 0; 2010 Qtr 3: 0; 2010 Qtr 4: 0; 2011 Qtr 1: 0; 2011 Qtr 2: 0; 2011 Qtr 3: 0; 2011 Qtr 4: 0 | 1
0 | 253103-Packaged terminal HP Early Retirement |  | System | Commercial | 11-HTL-Lodging–Hotel(GuestRooms)-COOL | 0 |  |  |  |  | 429.557 | 0 | 150 | 0 | 0 | 279.557 | 786.822 |  | kWh | 0.31106 | 0 | Commercial | [7 empty] | 15 | 0.5 |  |  |  | 1 | 1 | 0 | 0 | 0 | 0 | 0 | 0 | 0 | 0 | 0 | 0 | 2009 Qtr 1: 0; 2009 Qtr 2: 0; 2009 Qtr 3: 0; 2009 Qtr 4: 1; 2010 Qtr 1: 0; 2010 Qtr 2: 0; 2010 Qtr 3: 0; 2010 Qtr 4: 0; 2011 Qtr 1: 0; 2011 Qtr 2: 0; 2011 Qtr 3: 0; 2011 Qtr 4: 0 | 1
0 | 253103-Packaged terminal HP Early Retirement |  | System | Commercial | 11-HTL-Lodging–Hotel(GuestRooms)-COOL | 0 |  |  |  |  | 429.557 | 0 | 150 | 0 | 0 | 279.557 | 786.822 |  | kWh | 0.31106 | 0 | Commercial | [7 empty] | 15 | 0.5 |  |  |  | 1 | 1 | 0 | 0 | 0 | 0 | 0 | 0 | 0 | 0 | 0 | 0 | 2009 Qtr 1: 0; 2009 Qtr 2: 0; 2009 Qtr 3: 0; 2009 Qtr 4: 1; 2010 Qtr 1: 0; 2010 Qtr 2: 0; 2010 Qtr 3: 0; 2010 Qtr 4: 0; 2011 Qtr 1: 0; 2011 Qtr 2: 0; 2011 Qtr 3: 0; 2011 Qtr 4: 0 | 1
0 | 253103-Packaged terminal HP Early Retirement |  | System | Commercial | 11-HTL-Lodging–Hotel(GuestRooms)-COOL | 0 |  |  |  |  | 429.557 | 0 | 150 | 0 | 0 | 279.557 | 786.822 |  | kWh | 0.31106 | 0 | Commercial | [7 empty] | 15 | 0.5 |  |  |  | 1 | 1 | 0 | 0 | 0 | 0 | 0 | 0 | 0 | 0 | 0 | 0 | 2009 Qtr 1: 0; 2009 Qtr 2: 0; 2009 Qtr 3: 0; 2009 Qtr 4: 1; 2010 Qtr 1: 0; 2010 Qtr 2: 0; 2010 Qtr 3: 0; 2010 Qtr 4: 0; 2011 Qtr 1: 0; 2011 Qtr 2: 0; 2011 Qtr 3: 0; 2011 Qtr 4: 0 | 1
0 | 253103-Packaged terminal HP Early Retirement |  | System | Commercial | 11-HTL-Lodging–Hotel(GuestRooms)-COOL | 0 |  |  |  |  | 429.557 | 0 | 150 | 0 | 0 | 279.557 | 786.822 |  | kWh | 0.31106 | 0 | Commercial | [7 empty] | 15 | 0.5 |  |  |  | 1 | 1 | 0 | 0 | 0 | 0 | 0 | 0 | 0 | 0 | 0 | 0 | 2009 Qtr 1: 0; 2009 Qtr 2: 0; 2009 Qtr 3: 0; 2009 Qtr 4: 1; 2010 Qtr 1: 0; 2010 Qtr 2: 0; 2010 Qtr 3: 0; 2010 Qtr 4: 0; 2011 Qtr 1: 0; 2011 Qtr 2: 0; 2011 Qtr 3: 0; 2011 Qtr 4: 0 | 1
0 | 253103-Packaged terminal HP Early Retirement |  | System | Commercial | 11-HTL-Lodging–Hotel(GuestRooms)-COOL | 0 |  |  |  |  | 429.557 | 0 | 150 | 0 | 0 | 279.557 | 786.822 |  | kWh | 0.31106 | 0 | Commercial | [7 empty] | 15 | 0.5 |  |  |  | 1 | 1 | 0 | 0 | 0 | 0 | 0 | 0 | 0 | 0 | 0 | 0 | 2009 Qtr 1: 0; 2009 Qtr 2: 0; 2009 Qtr 3: 0; 2009 Qtr 4: 1; 2010 Qtr 1: 0; 2010 Qtr 2: 0; 2010 Qtr 3: 0; 2010 Qtr 4: 0; 2011 Qtr 1: 0; 2011 Qtr 2: 0; 2011 Qtr 3: 0; 2011 Qtr 4: 0 | 1
0 | 253103-Packaged terminal HP Early Retirement |  | System | Commercial | 11-HTL-Lodging–Hotel(GuestRooms)-COOL | 0 |  |  |  |  | 429.557 | 0 | 150 | 0 | 0 | 279.557 | 786.822 |  | kWh | 0.31106 | 0 | Commercial | [7 empty] | 15 | 0.5 |  |  |  | 1 | 1 | 0 | 0 | 0 | 0 | 0 | 0 | 0 | 0 | 0 | 0 | 2009 Qtr 1: 0; 2009 Qtr 2: 0; 2009 Qtr 3: 0; 2009 Qtr 4: 1; 2010 Qtr 1: 0; 2010 Qtr 2: 0; 2010 Qtr 3: 0; 2010 Qtr 4: 0; 2011 Qtr 1: 0; 2011 Qtr 2: 0; 2011 Qtr 3: 0; 2011 Qtr 4: 0 | 1
0 | 253103-Packaged terminal HP Early Retirement |  | System | Commercial | 11-HTL-Lodging–Hotel(GuestRooms)-COOL | 0 |  |  |  |  | 429.557 | 0 | 150 | 0 | 0 | 279.557 | 786.822 |  | kWh | 0.31106 | 0 | Commercial | [7 empty] | 15 | 0.5 |  |  |  | 1 | 1 | 0 | 0 | 0 | 0 | 0 | 0 | 0 | 0 | 0 | 0 | 2009 Qtr 1: 0; 2009 Qtr 2: 0; 2009 Qtr 3: 0; 2009 Qtr 4: 1; 2010 Qtr 1: 0; 2010 Qtr 2: 0; 2010 Qtr 3: 0; 2010 Qtr 4: 0; 2011 Qtr 1: 0; 2011 Qtr 2: 0; 2011 Qtr 3: 0; 2011 Qtr 4: 0 | 1
0 | 253103-Packaged terminal HP Early Retirement |  | System | Commercial | 11-HTL-Lodging–Hotel(GuestRooms)-COOL | 0 |  |  |  |  | 429.557 | 0 | 150 | 0 | 0 | 279.557 | 786.822 |  | kWh | 0.31106 | 0 | Commercial | [7 empty] | 15 | 0.5 |  |  |  | 1 | 1 | 0 | 0 | 0 | 0 | 0 | 0 | 0 | 0 | 0 | 0 | 2009 Qtr 1: 0; 2009 Qtr 2: 0; 2009 Qtr 3: 0; 2009 Qtr 4: 1; 2010 Qtr 1: 0; 2010 Qtr 2: 0; 2010 Qtr 3: 0; 2010 Qtr 4: 0; 2011 Qtr 1: 0; 2011 Qtr 2: 0; 2011 Qtr 3: 0; 2011 Qtr 4: 0 | 1
0 | 253103-Packaged terminal HP Early Retirement |  | System | Commercial | 11-HTL-Lodging–Hotel(GuestRooms)-COOL | 0 |  |  |  |  | 429.557 | 0 | 150 | 0 | 0 | 279.557 | 786.822 |  | kWh | 0.31106 | 0 | Commercial | [7 empty] | 15 | 0.5 |  |  |  | 1 | 1 | 0 | 0 | 0 | 0 | 0 | 0 | 0 | 0 | 0 | 0 | 2009 Qtr 1: 0; 2009 Qtr 2: 0; 2009 Qtr 3: 0; 2009 Qtr 4: 1; 2010 Qtr 1: 0; 2010 Qtr 2: 0; 2010 Qtr 3: 0; 2010 Qtr 4: 0; 2011 Qtr 1: 0; 2011 Qtr 2: 0; 2011 Qtr 3: 0; 2011 Qtr 4: 0 | 1
0 | 253103-Packaged terminal HP Early Retirement |  | System | Commercial | 11-HTL-Lodging–Hotel(GuestRooms)-COOL | 0 |  |  |  |  | 429.557 | 0 | 150 | 0 | 0 | 279.557 | 786.822 |  | kWh | 0.31106 | 0 | Commercial | [7 empty] | 15 | 0.5 |  |  |  | 1 | 1 | 0 | 0 | 0 | 0 | 0 | 0 | 0 | 0 | 0 | 0 | 2009 Qtr 1: 0; 2009 Qtr 2: 0; 2009 Qtr 3: 0; 2009 Qtr 4: 1; 2010 Qtr 1: 0; 2010 Qtr 2: 0; 2010 Qtr 3: 0; 2010 Qtr 4: 0; 2011 Qtr 1: 0; 2011 Qtr 2: 0; 2011 Qtr 3: 0; 2011 Qtr 4: 0 | 1
0 | 253103-Packaged terminal HP Early Retirement |  | System | Commercial | 11-HTL-Lodging–Hotel(GuestRooms)-COOL | 0 |  |  |  |  | 429.557 | 0 | 150 | 0 | 0 | 279.557 | 786.822 |  | kWh | 0.31106 | 0 | Commercial | [7 empty] | 15 | 0.5 |  |  |  | 1 | 1 | 0 | 0 | 0 | 0 | 0 | 0 | 0 | 0 | 0 | 0 | 2009 Qtr 1: 0; 2009 Qtr 2: 0; 2009 Qtr 3: 0; 2009 Qtr 4: 1; 2010 Qtr 1: 0; 2010 Qtr 2: 0; 2010 Qtr 3: 0; 2010 Qtr 4: 0; 2011 Qtr 1: 0; 2011 Qtr 2: 0; 2011 Qtr 3: 0; 2011 Qtr 4: 0 | 1
0 | 253103-Packaged terminal HP Early Retirement |  | System | Commercial | 11-HTL-Lodging–Hotel(GuestRooms)-COOL | 0 |  |  |  |  | 429.557 | 0 | 150 | 0 | 0 | 279.557 | 786.822 |  | kWh | 0.31106 | 0 | Commercial | [7 empty] | 15 | 0.5 |  |  |  | 1 | 1 | 0 | 0 | 0 | 0 | 0 | 0 | 0 | 0 | 0 | 0 | 2009 Qtr 1: 0; 2009 Qtr 2: 0; 2009 Qtr 3: 0; 2009 Qtr 4: 1; 2010 Qtr 1: 0; 2010 Qtr 2: 0; 2010 Qtr 3: 0; 2010 Qtr 4: 0; 2011 Qtr 1: 0; 2011 Qtr 2: 0; 2011 Qtr 3: 0; 2011 Qtr 4: 0 | 1
0 | 253103-Packaged terminal HP Early Retirement |  | System | Commercial | 11-HTL-Lodging–Hotel(GuestRooms)-COOL | 0 |  |  |  |  | 429.557 | 0 | 150 | 0 | 0 | 279.557 | 786.822 |  | kWh | 0.31106 | 0 | Commercial | [7 empty] | 15 | 0.5 |  |  |  | 1 | 1 | 0 | 0 | 0 | 0 | 0 | 0 | 0 | 0 | 0 | 0 | 2009 Qtr 1: 0; 2009 Qtr 2: 0; 2009 Qtr 3: 0; 2009 Qtr 4: 1; 2010 Qtr 1: 0; 2010 Qtr 2: 0; 2010 Qtr 3: 0; 2010 Qtr 4: 0; 2011 Qtr 1: 0; 2011 Qtr 2: 0; 2011 Qtr 3: 0; 2011 Qtr 4: 0 | 1
0 | 253103-Packaged terminal HP Early Retirement |  | System | Commercial | 11-HTL-Lodging–Hotel(GuestRooms)-COOL | 0 |  |  |  |  | 429.557 | 0 | 150 | 0 | 0 | 279.557 | 786.822 |  | kWh | 0.31106 | 0 | Commercial | [7 empty] | 15 | 0.5 |  |  |  | 1 | 1 | 0 | 0 | 0 | 0 | 0 | 0 | 0 | 0 | 0 | 0 | 2009 Qtr 1: 0; 2009 Qtr 2: 0; 2009 Qtr 3: 0; 2009 Qtr 4: 1; 2010 Qtr 1: 0; 2010 Qtr 2: 0; 2010 Qtr 3: 0; 2010 Qtr 4: 0; 2011 Qtr 1: 0; 2011 Qtr 2: 0; 2011 Qtr 3: 0; 2011 Qtr 4: 0 | 1
0 | 253103-Packaged terminal HP Early Retirement |  | System | Commercial | 11-HTL-Lodging–Hotel(GuestRooms)-COOL | 0 |  |  |  |  | 429.557 | 0 | 150 | 0 | 0 | 279.557 | 786.822 |  | kWh | 0.31106 | 0 | Commercial | [7 empty] | 15 | 0.5 |  |  |  | 1 | 1 | 0 | 0 | 0 | 0 | 0 | 0 | 0 | 0 | 0 | 0 | 2009 Qtr 1: 0; 2009 Qtr 2: 0; 2009 Qtr 3: 0; 2009 Qtr 4: 1; 2010 Qtr 1: 0; 2010 Qtr 2: 0; 2010 Qtr 3: 0; 2010 Qtr 4: 0; 2011 Qtr 1: 0; 2011 Qtr 2: 0; 2011 Qtr 3: 0; 2011 Qtr 4: 0 | 1
0 | 253103-Packaged terminal HP Early Retirement |  | System | Commercial | 11-HTL-Lodging–Hotel(GuestRooms)-COOL | 0 |  |  |  |  | 429.557 | 0 | 150 | 0 | 0 | 279.557 | 786.822 |  | kWh | 0.31106 | 0 | Commercial | [7 empty] | 15 | 0.5 |  |  |  | 1 | 1 | 0 | 0 | 0 | 0 | 0 | 0 | 0 | 0 | 0 | 0 | 2009 Qtr 1: 0; 2009 Qtr 2: 0; 2009 Qtr 3: 0; 2009 Qtr 4: 1; 2010 Qtr 1: 0; 2010 Qtr 2: 0; 2010 Qtr 3: 0; 2010 Qtr 4: 0; 2011 Qtr 1: 0; 2011 Qtr 2: 0; 2011 Qtr 3: 0; 2011 Qtr 4: 0 | 1
0 | 253103-Packaged terminal HP Early Retirement |  | System | Commercial | 11-HTL-Lodging–Hotel(GuestRooms)-COOL | 0 |  |  |  |  | 429.557 | 0 | 150 | 0 | 0 | 279.557 | 786.822 |  | kWh | 0.31106 | 0 | Commercial | [7 empty] | 15 | 0.5 |  |  |  | 1 | 1 | 0 | 0 | 0 | 0 | 0 | 0 | 0 | 0 | 0 | 0 | 2009 Qtr 1: 0; 2009 Qtr 2: 0; 2009 Qtr 3: 0; 2009 Qtr 4: 1; 2010 Qtr 1: 0; 2010 Qtr 2: 0; 2010 Qtr 3: 0; 2010 Qtr 4: 0; 2011 Qtr 1: 0; 2011 Qtr 2: 0; 2011 Qtr 3: 0; 2011 Qtr 4: 0 | 1
0 | 253103-Packaged terminal HP Early Retirement |  | System | Commercial | 11-HTL-Lodging–Hotel(GuestRooms)-COOL | 0 |  |  |  |  | 429.557 | 0 | 150 | 0 | 0 | 279.557 | 786.822 |  | kWh | 0.31106 | 0 | Commercial | [7 empty] | 15 | 0.5 |  |  |  | 1 | 1 | 0 | 0 | 0 | 0 | 0 | 0 | 0 | 0 | 0 | 0 | 2009 Qtr 1: 0; 2009 Qtr 2: 0; 2009 Qtr 3: 0; 2009 Qtr 4: 1; 2010 Qtr 1: 0; 2010 Qtr 2: 0; 2010 Qtr 3: 0; 2010 Qtr 4: 0; 2011 Qtr 1: 0; 2011 Qtr 2: 0; 2011 Qtr 3: 0; 2011 Qtr 4: 0 | 1
0 | 253103-Packaged terminal HP Early Retirement |  | System | Commercial | 11-HTL-Lodging–Hotel(GuestRooms)-COOL | 0 |  |  |  |  | 429.557 | 0 | 150 | 0 | 0 | 279.557 | 786.822 |  | kWh | 0.31106 | 0 | Commercial | [7 empty] | 15 | 0.5 |  |  |  | 1 | 1 | 0 | 0 | 0 | 0 | 0 | 0 | 0 | 0 | 0 | 0 | 2009 Qtr 1: 0; 2009 Qtr 2: 0; 2009 Qtr 3: 0; 2009 Qtr 4: 1; 2010 Qtr 1: 0; 2010 Qtr 2: 0; 2010 Qtr 3: 0; 2010 Qtr 4: 0; 2011 Qtr 1: 0; 2011 Qtr 2: 0; 2011 Qtr 3: 0; 2011 Qtr 4: 0 | 1
0 | 253103-Packaged terminal HP Early Retirement |  | System | Commercial | 11-HTL-Lodging–Hotel(GuestRooms)-COOL | 0 |  |  |  |  | 429.557 | 0 | 150 | 0 | 0 | 279.557 | 786.822 |  | kWh | 0.31106 | 0 | Commercial | [7 empty] | 15 | 0.5 |  |  |  | 1 | 1 | 0 | 0 | 0 | 0 | 0 | 0 | 0 | 0 | 0 | 0 | 2009 Qtr 1: 0; 2009 Qtr 2: 0; 2009 Qtr 3: 0; 2009 Qtr 4: 1; 2010 Qtr 1: 0; 2010 Qtr 2: 0; 2010 Qtr 3: 0; 2010 Qtr 4: 0; 2011 Qtr 1: 0; 2011 Qtr 2: 0; 2011 Qtr 3: 0; 2011 Qtr 4: 0 | 1
0 | 253103-Packaged terminal HP Early Retirement |  | System | Commercial | 11-HTL-Lodging–Hotel(GuestRooms)-COOL | 0 |  |  |  |  | 429.557 | 0 | 150 | 0 | 0 | 279.557 | 786.822 |  | kWh | 0.31106 | 0 | Commercial | [7 empty] | 15 | 0.5 |  |  |  | 1 | 1 | 0 | 0 | 0 | 0 | 0 | 0 | 0 | 0 | 0 | 0 | 2009 Qtr 1: 0; 2009 Qtr 2: 0; 2009 Qtr 3: 0; 2009 Qtr 4: 1; 2010 Qtr 1: 0; 2010 Qtr 2: 0; 2010 Qtr 3: 0; 2010 Qtr 4: 0; 2011 Qtr 1: 0; 2011 Qtr 2: 0; 2011 Qtr 3: 0; 2011 Qtr 4: 0 | 1
0 | 253103-Packaged terminal HP Early Retirement |  | System | Commercial | 11-HTL-Lodging–Hotel(GuestRooms)-COOL | 0 |  |  |  |  | 429.557 | 0 | 150 | 0 | 0 | 279.557 | 786.822 |  | kWh | 0.31106 | 0 | Commercial | [7 empty] | 15 | 0.5 |  |  |  | 1 | 1 | 0 | 0 | 0 | 0 | 0 | 0 | 0 | 0 | 0 | 0 | 2009 Qtr 1: 0; 2009 Qtr 2: 0; 2009 Qtr 3: 0; 2009 Qtr 4: 1; 2010 Qtr 1: 0; 2010 Qtr 2: 0; 2010 Qtr 3: 0; 2010 Qtr 4: 0; 2011 Qtr 1: 0; 2011 Qtr 2: 0; 2011 Qtr 3: 0; 2011 Qtr 4: 0 | 1
0 | 253103-Packaged terminal HP Early Retirement |  | System | Commercial | 11-HTL-Lodging–Hotel(GuestRooms)-COOL | 0 |  |  |  |  | 429.557 | 0 | 150 | 0 | 0 | 279.557 | 786.822 |  | kWh | 0.31106 | 0 | Commercial | [7 empty] | 15 | 0.5 |  |  |  | 1 | 1 | 0 | 0 | 0 | 0 | 0 | 0 | 0 | 0 | 0 | 0 | 2009 Qtr 1: 0; 2009 Qtr 2: 0; 2009 Qtr 3: 0; 2009 Qtr 4: 1; 2010 Qtr 1: 0; 2010 Qtr 2: 0; 2010 Qtr 3: 0; 2010 Qtr 4: 0; 2011 Qtr 1: 0; 2011 Qtr 2: 0; 2011 Qtr 3: 0; 2011 Qtr 4: 0 | 1
0 | 253103-Packaged terminal HP Early Retirement |  | System | Commercial | 11-HTL-Lodging–Hotel(GuestRooms)-COOL | 0 |  |  |  |  | 429.557 | 0 | 150 | 0 | 0 | 279.557 | 786.822 |  | kWh | 0.31106 | 0 | Commercial | [7 empty] | 15 | 0.5 |  |  |  | 1 | 1 | 0 | 0 | 0 | 0 | 0 | 0 | 0 | 0 | 0 | 0 | 2009 Qtr 1: 0; 2009 Qtr 2: 0; 2009 Qtr 3: 0; 2009 Qtr 4: 1; 2010 Qtr 1: 0; 2010 Qtr 2: 0; 2010 Qtr 3: 0; 2010 Qtr 4: 0; 2011 Qtr 1: 0; 2011 Qtr 2: 0; 2011 Qtr 3: 0; 2011 Qtr 4: 0 | 1
0 | 253103-Packaged terminal HP Early Retirement |  | System | Commercial | 11-HTL-Lodging–Hotel(GuestRooms)-COOL | 0 |  |  |  |  | 429.557 | 0 | 150 | 0 | 0 | 279.557 | 786.822 |  | kWh | 0.31106 | 0 | Commercial | [7 empty] | 15 | 0.5 |  |  |  | 1 | 1 | 0 | 0 | 0 | 0 | 0 | 0 | 0 | 0 | 0 | 0 | 2009 Qtr 1: 0; 2009 Qtr 2: 0; 2009 Qtr 3: 0; 2009 Qtr 4: 1; 2010 Qtr 1: 0; 2010 Qtr 2: 0; 2010 Qtr 3: 0; 2010 Qtr 4: 0; 2011 Qtr 1: 0; 2011 Qtr 2: 0; 2011 Qtr 3: 0; 2011 Qtr 4: 0 | 1
0 | 253103-Packaged terminal HP Early Retirement |  | System | Commercial | 11-HTL-Lodging–Hotel(GuestRooms)-COOL | 0 |  |  |  |  | 429.557 | 0 | 150 | 0 | 0 | 279.557 | 786.822 |  | kWh | 0.31106 | 0 | Commercial | [7 empty] | 15 | 0.5 |  |  |  | 1 | 1 | 0 | 0 | 0 | 0 | 0 | 0 | 0 | 0 | 0 | 0 | 2009 Qtr 1: 0; 2009 Qtr 2: 0; 2009 Qtr 3: 0; 2009 Qtr 4: 1; 2010 Qtr 1: 0; 2010 Qtr 2: 0; 2010 Qtr 3: 0; 2010 Qtr 4: 0; 2011 Qtr 1: 0; 2011 Qtr 2: 0; 2011 Qtr 3: 0; 2011 Qtr 4: 0 | 1
0 | 253103-Packaged terminal HP Early Retirement |  | System | Commercial | 11-HTL-Lodging–Hotel(GuestRooms)-COOL | 0 |  |  |  |  | 429.557 | 0 | 150 | 0 | 0 | 279.557 | 786.822 |  | kWh | 0.31106 | 0 | Commercial | [7 empty] | 15 | 0.5 |  |  |  | 1 | 1 | 0 | 0 | 0 | 0 | 0 | 0 | 0 | 0 | 0 | 0 | 2009 Qtr 1: 0; 2009 Qtr 2: 0; 2009 Qtr 3: 0; 2009 Qtr 4: 1; 2010 Qtr 1: 0; 2010 Qtr 2: 0; 2010 Qtr 3: 0; 2010 Qtr 4: 0; 2011 Qtr 1: 0; 2011 Qtr 2: 0; 2011 Qtr 3: 0; 2011 Qtr 4: 0 | 1
0 | 253103-Packaged terminal HP Early Retirement |  | System | Commercial | 11-HTL-Lodging–Hotel(GuestRooms)-COOL | 0 |  |  |  |  | 429.557 | 0 | 150 | 0 | 0 | 279.557 | 786.822 |  | kWh | 0.31106 | 0 | Commercial | [7 empty] | 15 | 0.5 |  |  |  | 1 | 1 | 0 | 0 | 0 | 0 | 0 | 0 | 0 | 0 | 0 | 0 | 2009 Qtr 1: 0; 2009 Qtr 2: 0; 2009 Qtr 3: 0; 2009 Qtr 4: 1; 2010 Qtr 1: 0; 2010 Qtr 2: 0; 2010 Qtr 3: 0; 2010 Qtr 4: 0; 2011 Qtr 1: 0; 2011 Qtr 2: 0; 2011 Qtr 3: 0; 2011 Qtr 4: 0 | 1
0 | 253103-Packaged terminal HP Early Retirement |  | System | Commercial | 11-HTL-Lodging–Hotel(GuestRooms)-COOL | 0 |  |  |  |  | 429.557 | 0 | 150 | 0 | 0 | 279.557 | 786.822 |  | kWh | 0.31106 | 0 | Commercial | [7 empty] | 15 | 0.5 |  |  |  | 1 | 1 | 0 | 0 | 0 | 0 | 0 | 0 | 0 | 0 | 0 | 0 | 2009 Qtr 1: 0; 2009 Qtr 2: 0; 2009 Qtr 3: 0; 2009 Qtr 4: 1; 2010 Qtr 1: 0; 2010 Qtr 2: 0; 2010 Qtr 3: 0; 2010 Qtr 4: 0; 2011 Qtr 1: 0; 2011 Qtr 2: 0; 2011 Qtr 3: 0; 2011 Qtr 4: 0 | 1
0 | 253103-Packaged terminal HP Early Retirement |  | System | Commercial | 11-HTL-Lodging–Hotel(GuestRooms)-COOL | 0 |  |  |  |  | 429.557 | 0 | 150 | 0 | 0 | 279.557 | 786.822 |  | kWh | 0.31106 | 0 | Commercial | [7 empty] | 15 | 0.5 |  |  |  | 1 | 1 | 0 | 0 | 0 | 0 | 0 | 0 | 0 | 0 | 0 | 0 | 2009 Qtr 1: 0; 2009 Qtr 2: 0; 2009 Qtr 3: 0; 2009 Qtr 4: 1; 2010 Qtr 1: 0; 2010 Qtr 2: 0; 2010 Qtr 3: 0; 2010 Qtr 4: 0; 2011 Qtr 1: 0; 2011 Qtr 2: 0; 2011 Qtr 3: 0; 2011 Qtr 4: 0 | 1
0 | 253103-Packaged terminal HP Early Retirement |  | System | Commercial | 11-HTL-Lodging–Hotel(GuestRooms)-COOL | 0 |  |  |  |  | 429.557 | 0 | 150 | 0 | 0 | 279.557 | 786.822 |  | kWh | 0.31106 | 0 | Commercial | [7 empty] | 15 | 0.5 |  |  |  | 1 | 1 | 0 | 0 | 0 | 0 | 0 | 0 | 0 | 0 | 0 | 0 | 2009 Qtr 1: 0; 2009 Qtr 2: 0; 2009 Qtr 3: 0; 2009 Qtr 4: 1; 2010 Qtr 1: 0; 2010 Qtr 2: 0; 2010 Qtr 3: 0; 2010 Qtr 4: 0; 2011 Qtr 1: 0; 2011 Qtr 2: 0; 2011 Qtr 3: 0; 2011 Qtr 4: 0 | 1
0 | 253103-Packaged terminal HP Early Retirement |  | System | Commercial | 11-HTL-Lodging–Hotel(GuestRooms)-COOL | 0 |  |  |  |  | 429.557 | 0 | 150 | 0 | 0 | 279.557 | 786.822 |  | kWh | 0.31106 | 0 | Commercial | [7 empty] | 15 | 0.5 |  |  |  | 1 | 1 | 0 | 0 | 0 | 0 | 0 | 0 | 0 | 0 | 0 | 0 | 2009 Qtr 1: 0; 2009 Qtr 2: 0; 2009 Qtr 3: 0; 2009 Qtr 4: 1; 2010 Qtr 1: 0; 2010 Qtr 2: 0; 2010 Qtr 3: 0; 2010 Qtr 4: 0; 2011 Qtr 1: 0; 2011 Qtr 2: 0; 2011 Qtr 3: 0; 2011 Qtr 4: 0 | 1
0 | 253103-Packaged terminal HP Early Retirement |  | System | Commercial | 11-HTL-Lodging–Hotel(GuestRooms)-COOL | 0 |  |  |  |  | 429.557 | 0 | 150 | 0 | 0 | 279.557 | 786.822 |  | kWh | 0.31106 | 0 | Commercial | [7 empty] | 15 | 0.5 |  |  |  | 1 | 1 | 0 | 0 | 0 | 0 | 0 | 0 | 0 | 0 | 0 | 0 | 2009 Qtr 1: 0; 2009 Qtr 2: 0; 2009 Qtr 3: 0; 2009 Qtr 4: 1; 2010 Qtr 1: 0; 2010 Qtr 2: 0; 2010 Qtr 3: 0; 2010 Qtr 4: 0; 2011 Qtr 1: 0; 2011 Qtr 2: 0; 2011 Qtr 3: 0; 2011 Qtr 4: 0 | 1
0 | 253103-Packaged terminal HP Early Retirement |  | System | Commercial | 11-HTL-Lodging–Hotel(GuestRooms)-COOL | 0 |  |  |  |  | 429.557 | 0 | 150 | 0 | 0 | 279.557 | 786.822 |  | kWh | 0.31106 | 0 | Commercial | [7 empty] | 15 | 0.5 |  |  |  | 1 | 1 | 0 | 0 | 0 | 0 | 0 | 0 | 0 | 0 | 0 | 0 | 2009 Qtr 1: 0; 2009 Qtr 2: 0; 2009 Qtr 3: 0; 2009 Qtr 4: 1; 2010 Qtr 1: 0; 2010 Qtr 2: 0; 2010 Qtr 3: 0; 2010 Qtr 4: 0; 2011 Qtr 1: 0; 2011 Qtr 2: 0; 2011 Qtr 3: 0; 2011 Qtr 4: 0 | 1
0 | 253103-Packaged terminal HP Early Retirement |  | System | Commercial | 11-HTL-Lodging–Hotel(GuestRooms)-COOL | 0 |  |  |  |  | 429.557 | 0 | 150 | 0 | 0 | 279.557 | 786.822 |  | kWh | 0.31106 | 0 | Commercial | [7 empty] | 15 | 0.5 |  |  |  | 1 | 1 | 0 | 0 | 0 | 0 | 0 | 0 | 0 | 0 | 0 | 0 | 2009 Qtr 1: 0; 2009 Qtr 2: 0; 2009 Qtr 3: 0; 2009 Qtr 4: 1; 2010 Qtr 1: 0; 2010 Qtr 2: 0; 2010 Qtr 3: 0; 2010 Qtr 4: 0; 2011 Qtr 1: 0; 2011 Qtr 2: 0; 2011 Qtr 3: 0; 2011 Qtr 4: 0 | 1
0 | 253103-Packaged terminal HP Early Retirement |  | System | Commercial | 11-HTL-Lodging–Hotel(GuestRooms)-COOL | 0 |  |  |  |  | 429.557 | 0 | 150 | 0 | 0 | 279.557 | 786.822 |  | kWh | 0.31106 | 0 | Commercial | [7 empty] | 15 | 0.5 |  |  |  | 1 | 1 | 0 | 0 | 0 | 0 | 0 | 0 | 0 | 0 | 0 | 0 | 2009 Qtr 1: 0; 2009 Qtr 2: 0; 2009 Qtr 3: 0; 2009 Qtr 4: 1; 2010 Qtr 1: 0; 2010 Qtr 2: 0; 2010 Qtr 3: 0; 2010 Qtr 4: 0; 2011 Qtr 1: 0; 2011 Qtr 2: 0; 2011 Qtr 3: 0; 2011 Qtr 4: 0 | 1
0 | 253103-Packaged terminal HP Early Retirement |  | System | Commercial | 11-HTL-Lodging–Hotel(GuestRooms)-COOL | 0 |  |  |  |  | 429.557 | 0 | 150 | 0 | 0 | 279.557 | 786.822 |  | kWh | 0.31106 | 0 | Commercial | [7 empty] | 15 | 0.5 |  |  |  | 1 | 1 | 0 | 0 | 0 | 0 | 0 | 0 | 0 | 0 | 0 | 0 | 2009 Qtr 1: 0; 2009 Qtr 2: 0; 2009 Qtr 3: 0; 2009 Qtr 4: 1; 2010 Qtr 1: 0; 2010 Qtr 2: 0; 2010 Qtr 3: 0; 2010 Qtr 4: 0; 2011 Qtr 1: 0; 2011 Qtr 2: 0; 2011 Qtr 3: 0; 2011 Qtr 4: 0 | 1
0 | 253103-Packaged terminal HP Early Retirement |  | System | Commercial | 11-HTL-Lodging–Hotel(GuestRooms)-COOL | 0 |  |  |  |  | 429.557 | 0 | 150 | 0 | 0 | 279.557 | 786.822 |  | kWh | 0.31106 | 0 | Commercial | [7 empty] | 15 | 0.5 |  |  |  | 1 | 1 | 0 | 0 | 0 | 0 | 0 | 0 | 0 | 0 | 0 | 0 | 2009 Qtr 1: 0; 2009 Qtr 2: 0; 2009 Qtr 3: 0; 2009 Qtr 4: 1; 2010 Qtr 1: 0; 2010 Qtr 2: 0; 2010 Qtr 3: 0; 2010 Qtr 4: 0; 2011 Qtr 1: 0; 2011 Qtr 2: 0; 2011 Qtr 3: 0; 2011 Qtr 4: 0 | 1
0 | 253103-Packaged terminal HP Early Retirement |  | System | Commercial | 11-HTL-Lodging–Hotel(GuestRooms)-COOL | 0 |  |  |  |  | 429.557 | 0 | 150 | 0 | 0 | 279.557 | 786.822 |  | kWh | 0.31106 | 0 | Commercial | [7 empty] | 15 | 0.5 |  |  |  | 1 | 1 | 0 | 0 | 0 | 0 | 0 | 0 | 0 | 0 | 0 | 0 | 2009 Qtr 1: 0; 2009 Qtr 2: 0; 2009 Qtr 3: 0; 2009 Qtr 4: 1; 2010 Qtr 1: 0; 2010 Qtr 2: 0; 2010 Qtr 3: 0; 2010 Qtr 4: 0; 2011 Qtr 1: 0; 2011 Qtr 2: 0; 2011 Qtr 3: 0; 2011 Qtr 4: 0 | 1
0 | 253103-Packaged terminal HP Early Retirement |  | System | Commercial | 11-HTL-Lodging–Hotel(GuestRooms)-COOL | 0 |  |  |  |  | 429.557 | 0 | 150 | 0 | 0 | 279.557 | 786.822 |  | kWh | 0.31106 | 0 | Commercial | [7 empty] | 15 | 0.5 |  |  |  | 1 | 1 | 0 | 0 | 0 | 0 | 0 | 0 | 0 | 0 | 0 | 0 | 2009 Qtr 1: 0; 2009 Qtr 2: 0; 2009 Qtr 3: 0; 2009 Qtr 4: 1; 2010 Qtr 1: 0; 2010 Qtr 2: 0; 2010 Qtr 3: 0; 2010 Qtr 4: 0; 2011 Qtr 1: 0; 2011 Qtr 2: 0; 2011 Qtr 3: 0; 2011 Qtr 4: 0 | 1
0 | 253103-Packaged terminal HP Early Retirement |  | System | Commercial | 11-HTL-Lodging–Hotel(GuestRooms)-COOL | 0 |  |  |  |  | 429.557 | 0 | 150 | 0 | 0 | 279.557 | 786.822 |  | kWh | 0.31106 | 0 | Commercial | [7 empty] | 15 | 0.5 |  |  |  | 1 | 1 | 0 | 0 | 0 | 0 | 0 | 0 | 0 | 0 | 0 | 0 | 2009 Qtr 1: 0; 2009 Qtr 2: 0; 2009 Qtr 3: 0; 2009 Qtr 4: 1; 2010 Qtr 1: 0; 2010 Qtr 2: 0; 2010 Qtr 3: 0; 2010 Qtr 4: 0; 2011 Qtr 1: 0; 2011 Qtr 2: 0; 2011 Qtr 3: 0; 2011 Qtr 4: 0 | 1
0 | 253103-Packaged terminal HP Early Retirement |  | System | Commercial | 11-HTL-Lodging–Hotel(GuestRooms)-COOL | 0 |  |  |  |  | 429.557 | 0 | 150 | 0 | 0 | 279.557 | 786.822 |  | kWh | 0.31106 | 0 | Commercial | [7 empty] | 15 | 0.5 |  |  |  | 1 | 1 | 0 | 0 | 0 | 0 | 0 | 0 | 0 | 0 | 0 | 0 | 2009 Qtr 1: 0; 2009 Qtr 2: 0; 2009 Qtr 3: 0; 2009 Qtr 4: 1; 2010 Qtr 1: 0; 2010 Qtr 2: 0; 2010 Qtr 3: 0; 2010 Qtr 4: 0; 2011 Qtr 1: 0; 2011 Qtr 2: 0; 2011 Qtr 3: 0; 2011 Qtr 4: 0 | 1
0 | 253103-Packaged terminal HP Early Retirement |  | System | Commercial | 11-HTL-Lodging–Hotel(GuestRooms)-COOL | 0 |  |  |  |  | 429.557 | 0 | 150 | 0 | 0 | 279.557 | 786.822 |  | kWh | 0.31106 | 0 | Commercial | [7 empty] | 15 | 0.5 |  |  |  | 1 | 1 | 0 | 0 | 0 | 0 | 0 | 0 | 0 | 0 | 0 | 0 | 2009 Qtr 1: 0; 2009 Qtr 2: 0; 2009 Qtr 3: 0; 2009 Qtr 4: 1; 2010 Qtr 1: 0; 2010 Qtr 2: 0; 2010 Qtr 3: 0; 2010 Qtr 4: 0; 2011 Qtr 1: 0; 2011 Qtr 2: 0; 2011 Qtr 3: 0; 2011 Qtr 4: 0 | 1
0 | 253103-Packaged terminal HP Early Retirement |  | System | Commercial | 11-HTL-Lodging–Hotel(GuestRooms)-COOL | 0 |  |  |  |  | 429.557 | 0 | 150 | 0 | 0 | 279.557 | 786.822 |  | kWh | 0.31106 | 0 | Commercial | [7 empty] | 15 | 0.5 |  |  |  | 1 | 1 | 0 | 0 | 0 | 0 | 0 | 0 | 0 | 0 | 0 | 0 | 2009 Qtr 1: 0; 2009 Qtr 2: 0; 2009 Qtr 3: 0; 2009 Qtr 4: 1; 2010 Qtr 1: 0; 2010 Qtr 2: 0; 2010 Qtr 3: 0; 2010 Qtr 4: 0; 2011 Qtr 1: 0; 2011 Qtr 2: 0; 2011 Qtr 3: 0; 2011 Qtr 4: 0 | 1
0 | 253103-Packaged terminal HP Early Retirement |  | System | Commercial | 11-HTL-Lodging–Hotel(GuestRooms)-COOL | 0 |  |  |  |  | 429.557 | 0 | 150 | 0 | 0 | 279.557 | 786.822 |  | kWh | 0.31106 | 0 | Commercial | [7 empty] | 15 | 0.5 |  |  |  | 1 | 1 | 0 | 0 | 0 | 0 | 0 | 0 | 0 | 0 | 0 | 0 | 2009 Qtr 1: 0; 2009 Qtr 2: 0; 2009 Qtr 3: 0; 2009 Qtr 4: 1; 2010 Qtr 1: 0; 2010 Qtr 2: 0; 2010 Qtr 3: 0; 2010 Qtr 4: 0; 2011 Qtr 1: 0; 2011 Qtr 2: 0; 2011 Qtr 3: 0; 2011 Qtr 4: 0 | 1
0 | 253103-Packaged terminal HP Early Retirement |  | System | Commercial | 11-HTL-Lodging–Hotel(GuestRooms)-COOL | 0 |  |  |  |  | 429.557 | 0 | 150 | 0 | 0 | 279.557 | 786.822 |  | kWh | 0.31106 | 0 | Commercial | [7 empty] | 15 | 0.5 |  |  |  | 1 | 1 | 0 | 0 | 0 | 0 | 0 | 0 | 0 | 0 | 0 | 0 | 2009 Qtr 1: 0; 2009 Qtr 2: 0; 2009 Qtr 3: 0; 2009 Qtr 4: 1; 2010 Qtr 1: 0; 2010 Qtr 2: 0; 2010 Qtr 3: 0; 2010 Qtr 4: 0; 2011 Qtr 1: 0; 2011 Qtr 2: 0; 2011 Qtr 3: 0; 2011 Qtr 4: 0 | 1
0 | 253103-Packaged terminal HP Early Retirement |  | System | Commercial | 11-HTL-Lodging–Hotel(GuestRooms)-COOL | 0 |  |  |  |  | 429.557 | 0 | 150 | 0 | 0 | 279.557 | 786.822 |  | kWh | 0.31106 | 0 | Commercial | [7 empty] | 15 | 0.5 |  |  |  | 1 | 1 | 0 | 0 | 0 | 0 | 0 | 0 | 0 | 0 | 0 | 0 | 2009 Qtr 1: 0; 2009 Qtr 2: 0; 2009 Qtr 3: 0; 2009 Qtr 4: 1; 2010 Qtr 1: 0; 2010 Qtr 2: 0; 2010 Qtr 3: 0; 2010 Qtr 4: 0; 2011 Qtr 1: 0; 2011 Qtr 2: 0; 2011 Qtr 3: 0; 2011 Qtr 4: 0 | 1
0 | 253103-Packaged terminal HP Early Retirement |  | System | Commercial | 11-HTL-Lodging–Hotel(GuestRooms)-COOL | 0 |  |  |  |  | 429.557 | 0 | 150 | 0 | 0 | 279.557 | 786.822 |  | kWh | 0.31106 | 0 | Commercial | [7 empty] | 15 | 0.5 |  |  |  | 1 | 1 | 0 | 0 | 0 | 0 | 0 | 0 | 0 | 0 | 0 | 0 | 2009 Qtr 1: 0; 2009 Qtr 2: 0; 2009 Qtr 3: 0; 2009 Qtr 4: 1; 2010 Qtr 1: 0; 2010 Qtr 2: 0; 2010 Qtr 3: 0; 2010 Qtr 4: 0; 2011 Qtr 1: 0; 2011 Qtr 2: 0; 2011 Qtr 3: 0; 2011 Qtr 4: 0 | 1
0 | 253103-Packaged terminal HP Early Retirement |  | System | Commercial | 11-HTL-Lodging–Hotel(GuestRooms)-COOL | 0 |  |  |  |  | 429.557 | 0 | 150 | 0 | 0 | 279.557 | 786.822 |  | kWh | 0.31106 | 0 | Commercial | [7 empty] | 15 | 0.5 |  |  |  | 1 | 1 | 0 | 0 | 0 | 0 | 0 | 0 | 0 | 0 | 0 | 0 | 2009 Qtr 1: 0; 2009 Qtr 2: 0; 2009 Qtr 3: 0; 2009 Qtr 4: 1; 2010 Qtr 1: 0; 2010 Qtr 2: 0; 2010 Qtr 3: 0; 2010 Qtr 4: 0; 2011 Qtr 1: 0; 2011 Qtr 2: 0; 2011 Qtr 3: 0; 2011 Qtr 4: 0 | 1
0 | 253103-Packaged terminal HP Early Retirement |  | System | Commercial | 11-HTL-Lodging–Hotel(GuestRooms)-COOL | 0 |  |  |  |  | 429.557 | 0 | 150 | 0 | 0 | 279.557 | 786.822 |  | kWh | 0.31106 | 0 | Commercial | [7 empty] | 15 | 0.5 |  |  |  | 1 | 1 | 0 | 0 | 0 | 0 | 0 | 0 | 0 | 0 | 0 | 0 | 2009 Qtr 1: 0; 2009 Qtr 2: 0; 2009 Qtr 3: 0; 2009 Qtr 4: 1; 2010 Qtr 1: 0; 2010 Qtr 2: 0; 2010 Qtr 3: 0; 2010 Qtr 4: 0; 2011 Qtr 1: 0; 2011 Qtr 2: 0; 2011 Qtr 3: 0; 2011 Qtr 4: 0 | 1
0 | 253103-Packaged terminal HP Early Retirement |  | System | Commercial | 11-HTL-Lodging–Hotel(GuestRooms)-COOL | 0 |  |  |  |  | 429.557 | 0 | 150 | 0 | 0 | 279.557 | 786.822 |  | kWh | 0.31106 | 0 | Commercial | [7 empty] | 15 | 0.5 |  |  |  | 1 | 1 | 0 | 0 | 0 | 0 | 0 | 0 | 0 | 0 | 0 | 0 | 2009 Qtr 1: 0; 2009 Qtr 2: 0; 2009 Qtr 3: 0; 2009 Qtr 4: 1; 2010 Qtr 1: 0; 2010 Qtr 2: 0; 2010 Qtr 3: 0; 2010 Qtr 4: 0; 2011 Qtr 1: 0; 2011 Qtr 2: 0; 2011 Qtr 3: 0; 2011 Qtr 4: 0 | 1
0 | 253103-Packaged terminal HP Early Retirement |  | System | Commercial | 11-HTL-Lodging–Hotel(GuestRooms)-COOL | 0 |  |  |  |  | 429.557 | 0 | 150 | 0 | 0 | 279.557 | 786.822 |  | kWh | 0.31106 | 0 | Commercial | [7 empty] | 15 | 0.5 |  |  |  | 1 | 1 | 0 | 0 | 0 | 0 | 0 | 0 | 0 | 0 | 0 | 0 | 2009 Qtr 1: 0; 2009 Qtr 2: 0; 2009 Qtr 3: 0; 2009 Qtr 4: 1; 2010 Qtr 1: 0; 2010 Qtr 2: 0; 2010 Qtr 3: 0; 2010 Qtr 4: 0; 2011 Qtr 1: 0; 2011 Qtr 2: 0; 2011 Qtr 3: 0; 2011 Qtr 4: 0 | 1
0 | 253103-Packaged terminal HP Early Retirement |  | System | Commercial | 11-HTL-Lodging–Hotel(GuestRooms)-COOL | 0 |  |  |  |  | 429.557 | 0 | 150 | 0 | 0 | 279.557 | 786.822 |  | kWh | 0.31106 | 0 | Commercial | [7 empty] | 15 | 0.5 |  |  |  | 1 | 1 | 0 | 0 | 0 | 0 | 0 | 0 | 0 | 0 | 0 | 0 | 2009 Qtr 1: 0; 2009 Qtr 2: 0; 2009 Qtr 3: 0; 2009 Qtr 4: 1; 2010 Qtr 1: 0; 2010 Qtr 2: 0; 2010 Qtr 3: 0; 2010 Qtr 4: 0; 2011 Qtr 1: 0; 2011 Qtr 2: 0; 2011 Qtr 3: 0; 2011 Qtr 4: 0 | 1
0 | 253103-Packaged terminal HP Early Retirement |  | System | Commercial | 11-HTL-Lodging–Hotel(GuestRooms)-COOL | 0 |  |  |  |  | 429.557 | 0 | 150 | 0 | 0 | 279.557 | 786.822 |  | kWh | 0.31106 | 0 | Commercial | [7 empty] | 15 | 0.5 |  |  |  | 1 | 1 | 0 | 0 | 0 | 0 | 0 | 0 | 0 | 0 | 0 | 0 | 2009 Qtr 1: 0; 2009 Qtr 2: 0; 2009 Qtr 3: 0; 2009 Qtr 4: 1; 2010 Qtr 1: 0; 2010 Qtr 2: 0; 2010 Qtr 3: 0; 2010 Qtr 4: 0; 2011 Qtr 1: 0; 2011 Qtr 2: 0; 2011 Qtr 3: 0; 2011 Qtr 4: 0 | 1
0 | 253103-Packaged terminal HP Early Retirement |  | System | Commercial | 11-HTL-Lodging–Hotel(GuestRooms)-COOL | 0 |  |  |  |  | 429.557 | 0 | 150 | 0 | 0 | 279.557 | 786.822 |  | kWh | 0.31106 | 0 | Commercial | [7 empty] | 15 | 0.5 |  |  |  | 1 | 1 | 0 | 0 | 0 | 0 | 0 | 0 | 0 | 0 | 0 | 0 | 2009 Qtr 1: 0; 2009 Qtr 2: 0; 2009 Qtr 3: 0; 2009 Qtr 4: 1; 2010 Qtr 1: 0; 2010 Qtr 2: 0; 2010 Qtr 3: 0; 2010 Qtr 4: 0; 2011 Qtr 1: 0; 2011 Qtr 2: 0; 2011 Qtr 3: 0; 2011 Qtr 4: 0 | 1
0 | 253103-Packaged terminal HP Early Retirement |  | System | Commercial | 11-HTL-Lodging–Hotel(GuestRooms)-COOL | 0 |  |  |  |  | 429.557 | 0 | 150 | 0 | 0 | 279.557 | 786.822 |  | kWh | 0.31106 | 0 | Commercial | [7 empty] | 15 | 0.5 |  |  |  | 1 | 1 | 0 | 0 | 0 | 0 | 0 | 0 | 0 | 0 | 0 | 0 | 2009 Qtr 1: 0; 2009 Qtr 2: 0; 2009 Qtr 3: 0; 2009 Qtr 4: 1; 2010 Qtr 1: 0; 2010 Qtr 2: 0; 2010 Qtr 3: 0; 2010 Qtr 4: 0; 2011 Qtr 1: 0; 2011 Qtr 2: 0; 2011 Qtr 3: 0; 2011 Qtr 4: 0 | 1
0 | 253103-Packaged terminal HP Early Retirement |  | System | Commercial | 11-HTL-Lodging–Hotel(GuestRooms)-COOL | 0 |  |  |  |  | 429.557 | 0 | 150 | 0 | 0 | 279.557 | 786.822 |  | kWh | 0.31106 | 0 | Commercial | [7 empty] | 15 | 0.5 |  |  |  | 1 | 1 | 0 | 0 | 0 | 0 | 0 | 0 | 0 | 0 | 0 | 0 | 2009 Qtr 1: 0; 2009 Qtr 2: 0; 2009 Qtr 3: 0; 2009 Qtr 4: 1; 2010 Qtr 1: 0; 2010 Qtr 2: 0; 2010 Qtr 3: 0; 2010 Qtr 4: 0; 2011 Qtr 1: 0; 2011 Qtr 2: 0; 2011 Qtr 3: 0; 2011 Qtr 4: 0 | 1
0 | 253103-Packaged terminal HP Early Retirement |  | System | Commercial | 11-HTL-Lodging–Hotel(GuestRooms)-COOL | 0 |  |  |  |  | 429.557 | 0 | 150 | 0 | 0 | 279.557 | 786.822 |  | kWh | 0.31106 | 0 | Commercial | [7 empty] | 15 | 0.5 |  |  |  | 1 | 1 | 0 | 0 | 0 | 0 | 0 | 0 | 0 | 0 | 0 | 0 | 2009 Qtr 1: 0; 2009 Qtr 2: 0; 2009 Qtr 3: 0; 2009 Qtr 4: 1; 2010 Qtr 1: 0; 2010 Qtr 2: 0; 2010 Qtr 3: 0; 2010 Qtr 4: 0; 2011 Qtr 1: 0; 2011 Qtr 2: 0; 2011 Qtr 3: 0; 2011 Qtr 4: 0 | 1
0 | 253103-Packaged terminal HP Early Retirement |  | System | Commercial | 11-HTL-Lodging–Hotel(GuestRooms)-COOL | 0 |  |  |  |  | 429.557 | 0 | 150 | 0 | 0 | 279.557 | 786.822 |  | kWh | 0.31106 | 0 | Commercial | [7 empty] | 15 | 0.5 |  |  |  | 1 | 1 | 0 | 0 | 0 | 0 | 0 | 0 | 0 | 0 | 0 | 0 | 2009 Qtr 1: 0; 2009 Qtr 2: 0; 2009 Qtr 3: 0; 2009 Qtr 4: 1; 2010 Qtr 1: 0; 2010 Qtr 2: 0; 2010 Qtr 3: 0; 2010 Qtr 4: 0; 2011 Qtr 1: 0; 2011 Qtr 2: 0; 2011 Qtr 3: 0; 2011 Qtr 4: 0 | 1
0 | 253103-Packaged terminal HP Early Retirement |  | System | Commercial | 11-HTL-Lodging–Hotel(GuestRooms)-COOL | 0 |  |  |  |  | 429.557 | 0 | 150 | 0 | 0 | 279.557 | 786.822 |  | kWh | 0.31106 | 0 | Commercial | [7 empty] | 15 | 0.5 |  |  |  | 1 | 1 | 0 | 0 | 0 | 0 | 0 | 0 | 0 | 0 | 0 | 0 | 2009 Qtr 1: 0; 2009 Qtr 2: 0; 2009 Qtr 3: 0; 2009 Qtr 4: 1; 2010 Qtr 1: 0; 2010 Qtr 2: 0; 2010 Qtr 3: 0; 2010 Qtr 4: 0; 2011 Qtr 1: 0; 2011 Qtr 2: 0; 2011 Qtr 3: 0; 2011 Qtr 4: 0 | 1
0 | 253103-Packaged terminal HP Early Retirement |  | System | Commercial | 11-HTL-Lodging–Hotel(GuestRooms)-COOL | 0 |  |  |  |  | 429.557 | 0 | 150 | 0 | 0 | 279.557 | 786.822 |  | kWh | 0.31106 | 0 | Commercial | [7 empty] | 15 | 0.5 |  |  |  | 1 | 1 | 0 | 0 | 0 | 0 | 0 | 0 | 0 | 0 | 0 | 0 | 2009 Qtr 1: 0; 2009 Qtr 2: 0; 2009 Qtr 3: 0; 2009 Qtr 4: 1; 2010 Qtr 1: 0; 2010 Qtr 2: 0; 2010 Qtr 3: 0; 2010 Qtr 4: 0; 2011 Qtr 1: 0; 2011 Qtr 2: 0; 2011 Qtr 3: 0; 2011 Qtr 4: 0 | 1
0 | 253103-Packaged terminal HP Early Retirement |  | System | Commercial | 11-HTL-Lodging–Hotel(GuestRooms)-COOL | 0 |  |  |  |  | 429.557 | 0 | 150 | 0 | 0 | 279.557 | 786.822 |  | kWh | 0.31106 | 0 | Commercial | [7 empty] | 15 | 0.5 |  |  |  | 1 | 1 | 0 | 0 | 0 | 0 | 0 | 0 | 0 | 0 | 0 | 0 | 2009 Qtr 1: 0; 2009 Qtr 2: 0; 2009 Qtr 3: 0; 2009 Qtr 4: 1; 2010 Qtr 1: 0; 2010 Qtr 2: 0; 2010 Qtr 3: 0; 2010 Qtr 4: 0; 2011 Qtr 1: 0; 2011 Qtr 2: 0; 2011 Qtr 3: 0; 2011 Qtr 4: 0 | 1
0 | 253103-Packaged terminal HP Early Retirement |  | System | Commercial | 11-HTL-Lodging–Hotel(GuestRooms)-COOL | 0 |  |  |  |  | 429.557 | 0 | 150 | 0 | 0 | 279.557 | 786.822 |  | kWh | 0.31106 | 0 | Commercial | [7 empty] | 15 | 0.5 |  |  |  | 1 | 1 | 0 | 0 | 0 | 0 | 0 | 0 | 0 | 0 | 0 | 0 | 2009 Qtr 1: 0; 2009 Qtr 2: 0; 2009 Qtr 3: 0; 2009 Qtr 4: 1; 2010 Qtr 1: 0; 2010 Qtr 2: 0; 2010 Qtr 3: 0; 2010 Qtr 4: 0; 2011 Qtr 1: 0; 2011 Qtr 2: 0; 2011 Qtr 3: 0; 2011 Qtr 4: 0 | 1
0 | 253103-Packaged terminal HP Early Retirement |  | System | Commercial | 11-HTL-Lodging–Hotel(GuestRooms)-COOL | 0 |  |  |  |  | 429.557 | 0 | 150 | 0 | 0 | 279.557 | 786.822 |  | kWh | 0.31106 | 0 | Commercial | [7 empty] | 15 | 0.5 |  |  |  | 1 | 1 | 0 | 0 | 0 | 0 | 0 | 0 | 0 | 0 | 0 | 0 | 2009 Qtr 1: 0; 2009 Qtr 2: 0; 2009 Qtr 3: 0; 2009 Qtr 4: 1; 2010 Qtr 1: 0; 2010 Qtr 2: 0; 2010 Qtr 3: 0; 2010 Qtr 4: 0; 2011 Qtr 1: 0; 2011 Qtr 2: 0; 2011 Qtr 3: 0; 2011 Qtr 4: 0 | 1
0 | 253103-Packaged terminal HP Early Retirement |  | System | Commercial | 11-HTL-Lodging–Hotel(GuestRooms)-COOL | 0 |  |  |  |  | 429.557 | 0 | 150 | 0 | 0 | 279.557 | 786.822 |  | kWh | 0.31106 | 0 | Commercial | [7 empty] | 15 | 0.5 |  |  |  | 1 | 1 | 0 | 0 | 0 | 0 | 0 | 0 | 0 | 0 | 0 | 0 | 2009 Qtr 1: 0; 2009 Qtr 2: 0; 2009 Qtr 3: 0; 2009 Qtr 4: 1; 2010 Qtr 1: 0; 2010 Qtr 2: 0; 2010 Qtr 3: 0; 2010 Qtr 4: 0; 2011 Qtr 1: 0; 2011 Qtr 2: 0; 2011 Qtr 3: 0; 2011 Qtr 4: 0 | 1
0 | 253103-Packaged terminal HP Early Retirement |  | System | Commercial | 11-HTL-Lodging–Hotel(GuestRooms)-COOL | 0 |  |  |  |  | 429.557 | 0 | 150 | 0 | 0 | 279.557 | 786.822 |  | kWh | 0.31106 | 0 | Commercial | [7 empty] | 15 | 0.5 |  |  |  | 1 | 1 | 0 | 0 | 0 | 0 | 0 | 0 | 0 | 0 | 0 | 0 | 2009 Qtr 1: 0; 2009 Qtr 2: 0; 2009 Qtr 3: 0; 2009 Qtr 4: 1; 2010 Qtr 1: 0; 2010 Qtr 2: 0; 2010 Qtr 3: 0; 2010 Qtr 4: 0; 2011 Qtr 1: 0; 2011 Qtr 2: 0; 2011 Qtr 3: 0; 2011 Qtr 4: 0 | 1
0 | 253103-Packaged terminal HP Early Retirement |  | System | Commercial | 11-HTL-Lodging–Hotel(GuestRooms)-COOL | 0 |  |  |  |  | 429.557 | 0 | 150 | 0 | 0 | 279.557 | 786.822 |  | kWh | 0.31106 | 0 | Commercial | [7 empty] | 15 | 0.5 |  |  |  | 1 | 1 | 0 | 0 | 0 | 0 | 0 | 0 | 0 | 0 | 0 | 0 | 2009 Qtr 1: 0; 2009 Qtr 2: 0; 2009 Qtr 3: 0; 2009 Qtr 4: 1; 2010 Qtr 1: 0; 2010 Qtr 2: 0; 2010 Qtr 3: 0; 2010 Qtr 4: 0; 2011 Qtr 1: 0; 2011 Qtr 2: 0; 2011 Qtr 3: 0; 2011 Qtr 4: 0 | 1
0 | 253103-Packaged terminal HP Early Retirement |  | System | Commercial | 11-HTL-Lodging–Hotel(GuestRooms)-COOL | 0 |  |  |  |  | 429.557 | 0 | 150 | 0 | 0 | 279.557 | 786.822 |  | kWh | 0.31106 | 0 | Commercial | [7 empty] | 15 | 0.5 |  |  |  | 1 | 1 | 0 | 0 | 0 | 0 | 0 | 0 | 0 | 0 | 0 | 0 | 2009 Qtr 1: 0; 2009 Qtr 2: 0; 2009 Qtr 3: 0; 2009 Qtr 4: 1; 2010 Qtr 1: 0; 2010 Qtr 2: 0; 2010 Qtr 3: 0; 2010 Qtr 4: 0; 2011 Qtr 1: 0; 2011 Qtr 2: 0; 2011 Qtr 3: 0; 2011 Qtr 4: 0 | 1
0 | 253103-Packaged terminal HP Early Retirement |  | System | Commercial | 11-HTL-Lodging–Hotel(GuestRooms)-COOL | 0 |  |  |  |  | 429.557 | 0 | 150 | 0 | 0 | 279.557 | 786.822 |  | kWh | 0.31106 | 0 | Commercial | [7 empty] | 15 | 0.5 |  |  |  | 1 | 1 | 0 | 0 | 0 | 0 | 0 | 0 | 0 | 0 | 0 | 0 | 2009 Qtr 1: 0; 2009 Qtr 2: 0; 2009 Qtr 3: 0; 2009 Qtr 4: 1; 2010 Qtr 1: 0; 2010 Qtr 2: 0; 2010 Qtr 3: 0; 2010 Qtr 4: 0; 2011 Qtr 1: 0; 2011 Qtr 2: 0; 2011 Qtr 3: 0; 2011 Qtr 4: 0 | 1
0 | 253103-Packaged terminal HP Early Retirement |  | System | Commercial | 11-HTL-Lodging–Hotel(GuestRooms)-COOL | 0 |  |  |  |  | 429.557 | 0 | 150 | 0 | 0 | 279.557 | 786.822 |  | kWh | 0.31106 | 0 | Commercial | [7 empty] | 15 | 0.5 |  |  |  | 1 | 1 | 0 | 0 | 0 | 0 | 0 | 0 | 0 | 0 | 0 | 0 | 2009 Qtr 1: 0; 2009 Qtr 2: 0; 2009 Qtr 3: 0; 2009 Qtr 4: 1; 2010 Qtr 1: 0; 2010 Qtr 2: 0; 2010 Qtr 3: 0; 2010 Qtr 4: 0; 2011 Qtr 1: 0; 2011 Qtr 2: 0; 2011 Qtr 3: 0; 2011 Qtr 4: 0 | 1
0 | 253103-Packaged terminal HP Early Retirement |  | System | Commercial | 11-HTL-Lodging–Hotel(GuestRooms)-COOL | 0 |  |  |  |  | 429.557 | 0 | 150 | 0 | 0 | 279.557 | 786.822 |  | kWh | 0.31106 | 0 | Commercial | [7 empty] | 15 | 0.5 |  |  |  | 1 | 1 | 0 | 0 | 0 | 0 | 0 | 0 | 0 | 0 | 0 | 0 | 2009 Qtr 1: 0; 2009 Qtr 2: 0; 2009 Qtr 3: 0; 2009 Qtr 4: 1; 2010 Qtr 1: 0; 2010 Qtr 2: 0; 2010 Qtr 3: 0; 2010 Qtr 4: 0; 2011 Qtr 1: 0; 2011 Qtr 2: 0; 2011 Qtr 3: 0; 2011 Qtr 4: 0 | 1
0 | 253103-Packaged terminal HP Early Retirement |  | System | Commercial | 11-HTL-Lodging–Hotel(GuestRooms)-COOL | 0 |  |  |  |  | 429.557 | 0 | 150 | 0 | 0 | 279.557 | 786.822 |  | kWh | 0.31106 | 0 | Commercial | [7 empty] | 15 | 0.5 |  |  |  | 1 | 1 | 0 | 0 | 0 | 0 | 0 | 0 | 0 | 0 | 0 | 0 | 2009 Qtr 1: 0; 2009 Qtr 2: 0; 2009 Qtr 3: 0; 2009 Qtr 4: 1; 2010 Qtr 1: 0; 2010 Qtr 2: 0; 2010 Qtr 3: 0; 2010 Qtr 4: 0; 2011 Qtr 1: 0; 2011 Qtr 2: 0; 2011 Qtr 3: 0; 2011 Qtr 4: 0 | 1
0 | 253103-Packaged terminal HP Early Retirement |  | System | Commercial | 11-HTL-Lodging–Hotel(GuestRooms)-COOL | 0 |  |  |  |  | 429.557 | 0 | 150 | 0 | 0 | 279.557 | 786.822 |  | kWh | 0.31106 | 0 | Commercial | [7 empty] | 15 | 0.5 |  |  |  | 1 | 1 | 0 | 0 | 0 | 0 | 0 | 0 | 0 | 0 | 0 | 0 | 2009 Qtr 1: 0; 2009 Qtr 2: 0; 2009 Qtr 3: 0; 2009 Qtr 4: 1; 2010 Qtr 1: 0; 2010 Qtr 2: 0; 2010 Qtr 3: 0; 2010 Qtr 4: 0; 2011 Qtr 1: 0; 2011 Qtr 2: 0; 2011 Qtr 3: 0; 2011 Qtr 4: 0 | 1
0 | 253103-Packaged terminal HP Early Retirement |  | System | Commercial | 11-HTL-Lodging–Hotel(GuestRooms)-COOL | 0 |  |  |  |  | 429.557 | 0 | 150 | 0 | 0 | 279.557 | 786.822 |  | kWh | 0.31106 | 0 | Commercial | [7 empty] | 15 | 0.5 |  |  |  | 1 | 1 | 0 | 0 | 0 | 0 | 0 | 0 | 0 | 0 | 0 | 0 | 2009 Qtr 1: 0; 2009 Qtr 2: 0; 2009 Qtr 3: 0; 2009 Qtr 4: 1; 2010 Qtr 1: 0; 2010 Qtr 2: 0; 2010 Qtr 3: 0; 2010 Qtr 4: 0; 2011 Qtr 1: 0; 2011 Qtr 2: 0; 2011 Qtr 3: 0; 2011 Qtr 4: 0 | 1
0 | 253103-Packaged terminal HP Early Retirement |  | System | Commercial | 11-HTL-Lodging–Hotel(GuestRooms)-COOL | 0 |  |  |  |  | 429.557 | 0 | 150 | 0 | 0 | 279.557 | 786.822 |  | kWh | 0.31106 | 0 | Commercial | [7 empty] | 15 | 0.5 |  |  |  | 1 | 1 | 0 | 0 | 0 | 0 | 0 | 0 | 0 | 0 | 0 | 0 | 2009 Qtr 1: 0; 2009 Qtr 2: 0; 2009 Qtr 3: 0; 2009 Qtr 4: 1; 2010 Qtr 1: 0; 2010 Qtr 2: 0; 2010 Qtr 3: 0; 2010 Qtr 4: 0; 2011 Qtr 1: 0; 2011 Qtr 2: 0; 2011 Qtr 3: 0; 2011 Qtr 4: 0 | 1
0 | 253103-Packaged terminal HP Early Retirement |  | System | Commercial | 11-HTL-Lodging–Hotel(GuestRooms)-COOL | 0 |  |  |  |  | 429.557 | 0 | 150 | 0 | 0 | 279.557 | 786.822 |  | kWh | 0.31106 | 0 | Commercial | [7 empty] | 15 | 0.5 |  |  |  | 1 | 1 | 0 | 0 | 0 | 0 | 0 | 0 | 0 | 0 | 0 | 0 | 2009 Qtr 1: 0; 2009 Qtr 2: 0; 2009 Qtr 3: 0; 2009 Qtr 4: 1; 2010 Qtr 1: 0; 2010 Qtr 2: 0; 2010 Qtr 3: 0; 2010 Qtr 4: 0; 2011 Qtr 1: 0; 2011 Qtr 2: 0; 2011 Qtr 3: 0; 2011 Qtr 4: 0 | 1
0 | 253103-Packaged terminal HP Early Retirement |  | System | Commercial | 11-HTL-Lodging–Hotel(GuestRooms)-COOL | 0 |  |  |  |  | 429.557 | 0 | 150 | 0 | 0 | 279.557 | 786.822 |  | kWh | 0.31106 | 0 | Commercial | [7 empty] | 15 | 0.5 |  |  |  | 1 | 1 | 0 | 0 | 0 | 0 | 0 | 0 | 0 | 0 | 0 | 0 | 2009 Qtr 1: 0; 2009 Qtr 2: 0; 2009 Qtr 3: 0; 2009 Qtr 4: 1; 2010 Qtr 1: 0; 2010 Qtr 2: 0; 2010 Qtr 3: 0; 2010 Qtr 4: 0; 2011 Qtr 1: 0; 2011 Qtr 2: 0; 2011 Qtr 3: 0; 2011 Qtr 4: 0 | 1
0 | 253103-Packaged terminal HP Early Retirement |  | System | Commercial | 11-HTL-Lodging–Hotel(GuestRooms)-COOL | 0 |  |  |  |  | 429.557 | 0 | 150 | 0 | 0 | 279.557 | 786.822 |  | kWh | 0.31106 | 0 | Commercial | [7 empty] | 15 | 0.5 |  |  |  | 1 | 1 | 0 | 0 | 0 | 0 | 0 | 0 | 0 | 0 | 0 | 0 | 2009 Qtr 1: 0; 2009 Qtr 2: 0; 2009 Qtr 3: 0; 2009 Qtr 4: 1; 2010 Qtr 1: 0; 2010 Qtr 2: 0; 2010 Qtr 3: 0; 2010 Qtr 4: 0; 2011 Qtr 1: 0; 2011 Qtr 2: 0; 2011 Qtr 3: 0; 2011 Qtr 4: 0 | 1
0 | 253103-Packaged terminal HP Early Retirement |  | System | Commercial | 11-HTL-Lodging–Hotel(GuestRooms)-COOL | 0 |  |  |  |  | 429.557 | 0 | 150 | 0 | 0 | 279.557 | 786.822 |  | kWh | 0.31106 | 0 | Commercial | [7 empty] | 15 | 0.5 |  |  |  | 1 | 1 | 0 | 0 | 0 | 0 | 0 | 0 | 0 | 0 | 0 | 0 | 2009 Qtr 1: 0; 2009 Qtr 2: 0; 2009 Qtr 3: 0; 2009 Qtr 4: 1; 2010 Qtr 1: 0; 2010 Qtr 2: 0; 2010 Qtr 3: 0; 2010 Qtr 4: 0; 2011 Qtr 1: 0; 2011 Qtr 2: 0; 2011 Qtr 3: 0; 2011 Qtr 4: 0 | 1
0 | 253103-Packaged terminal HP Early Retirement |  | System | Commercial | 11-HTL-Lodging–Hotel(GuestRooms)-COOL | 0 |  |  |  |  | 429.557 | 0 | 150 | 0 | 0 | 279.557 | 786.822 |  | kWh | 0.31106 | 0 | Commercial | [7 empty] | 15 | 0.5 |  |  |  | 1 | 1 | 0 | 0 | 0 | 0 | 0 | 0 | 0 | 0 | 0 | 0 | 2009 Qtr 1: 0; 2009 Qtr 2: 0; 2009 Qtr 3: 0; 2009 Qtr 4: 1; 2010 Qtr 1: 0; 2010 Qtr 2: 0; 2010 Qtr 3: 0; 2010 Qtr 4: 0; 2011 Qtr 1: 0; 2011 Qtr 2: 0; 2011 Qtr 3: 0; 2011 Qtr 4: 0 | 1
0 | 253103-Packaged terminal HP Early Retirement |  | System | Commercial | 11-HTL-Lodging–Hotel(GuestRooms)-COOL | 0 |  |  |  |  | 429.557 | 0 | 150 | 0 | 0 | 279.557 | 786.822 |  | kWh | 0.31106 | 0 | Commercial | [7 empty] | 15 | 0.5 |  |  |  | 1 | 1 | 0 | 0 | 0 | 0 | 0 | 0 | 0 | 0 | 0 | 0 | 2009 Qtr 1: 0; 2009 Qtr 2: 0; 2009 Qtr 3: 0; 2009 Qtr 4: 1; 2010 Qtr 1: 0; 2010 Qtr 2: 0; 2010 Qtr 3: 0; 2010 Qtr 4: 0; 2011 Qtr 1: 0; 2011 Qtr 2: 0; 2011 Qtr 3: 0; 2011 Qtr 4: 0 | 1
0 | 253103-Packaged terminal HP Early Retirement |  | System | Commercial | 11-HTL-Lodging–Hotel(GuestRooms)-COOL | 0 |  |  |  |  | 429.557 | 0 | 150 | 0 | 0 | 279.557 | 786.822 |  | kWh | 0.31106 | 0 | Commercial | [7 empty] | 15 | 0.5 |  |  |  | 1 | 1 | 0 | 0 | 0 | 0 | 0 | 0 | 0 | 0 | 0 | 0 | 2009 Qtr 1: 0; 2009 Qtr 2: 0; 2009 Qtr 3: 0; 2009 Qtr 4: 1; 2010 Qtr 1: 0; 2010 Qtr 2: 0; 2010 Qtr 3: 0; 2010 Qtr 4: 0; 2011 Qtr 1: 0; 2011 Qtr 2: 0; 2011 Qtr 3: 0; 2011 Qtr 4: 0 | 1
0 | 253103-Packaged terminal HP Early Retirement |  | System | Commercial | 11-HTL-Lodging–Hotel(GuestRooms)-COOL | 0 |  |  |  |  | 429.557 | 0 | 150 | 0 | 0 | 279.557 | 786.822 |  | kWh | 0.31106 | 0 | Commercial | [7 empty] | 15 | 0.5 |  |  |  | 1 | 1 | 0 | 0 | 0 | 0 | 0 | 0 | 0 | 0 | 0 | 0 | 2009 Qtr 1: 0; 2009 Qtr 2: 0; 2009 Qtr 3: 0; 2009 Qtr 4: 1; 2010 Qtr 1: 0; 2010 Qtr 2: 0; 2010 Qtr 3: 0; 2010 Qtr 4: 0; 2011 Qtr 1: 0; 2011 Qtr 2: 0; 2011 Qtr 3: 0; 2011 Qtr 4: 0 | 1
0 | 253103-Packaged terminal HP Early Retirement |  | System | Commercial | 11-HTL-Lodging–Hotel(GuestRooms)-COOL | 0 |  |  |  |  | 429.557 | 0 | 150 | 0 | 0 | 279.557 | 786.822 |  | kWh | 0.31106 | 0 | Commercial | [7 empty] | 15 | 0.5 |  |  |  | 1 | 1 | 0 | 0 | 0 | 0 | 0 | 0 | 0 | 0 | 0 | 0 | 2009 Qtr 1: 0; 2009 Qtr 2: 0; 2009 Qtr 3: 0; 2009 Qtr 4: 1; 2010 Qtr 1: 0; 2010 Qtr 2: 0; 2010 Qtr 3: 0; 2010 Qtr 4: 0; 2011 Qtr 1: 0; 2011 Qtr 2: 0; 2011 Qtr 3: 0; 2011 Qtr 4: 0 | 1
0 | 253103-Packaged terminal HP Early Retirement |  | System | Commercial | 11-HTL-Lodging–Hotel(GuestRooms)-COOL | 0 |  |  |  |  | 429.557 | 0 | 150 | 0 | 0 | 279.557 | 786.822 |  | kWh | 0.31106 | 0 | Commercial | [7 empty] | 15 | 0.5 |  |  |  | 1 | 1 | 0 | 0 | 0 | 0 | 0 | 0 | 0 | 0 | 0 | 0 | 2009 Qtr 1: 0; 2009 Qtr 2: 0; 2009 Qtr 3: 0; 2009 Qtr 4: 1; 2010 Qtr 1: 0; 2010 Qtr 2: 0; 2010 Qtr 3: 0; 2010 Qtr 4: 0; 2011 Qtr 1: 0; 2011 Qtr 2: 0; 2011 Qtr 3: 0; 2011 Qtr 4: 0 | 1
0 | 253103-Packaged terminal HP Early Retirement |  | System | Commercial | 11-HTL-Lodging–Hotel(GuestRooms)-COOL | 0 |  |  |  |  | 429.557 | 0 | 150 | 0 | 0 | 279.557 | 786.822 |  | kWh | 0.31106 | 0 | Commercial | [7 empty] | 15 | 0.5 |  |  |  | 1 | 1 | 0 | 0 | 0 | 0 | 0 | 0 | 0 | 0 | 0 | 0 | 2009 Qtr 1: 0; 2009 Qtr 2: 0; 2009 Qtr 3: 0; 2009 Qtr 4: 1; 2010 Qtr 1: 0; 2010 Qtr 2: 0; 2010 Qtr 3: 0; 2010 Qtr 4: 0; 2011 Qtr 1: 0; 2011 Qtr 2: 0; 2011 Qtr 3: 0; 2011 Qtr 4: 0 | 1
0 | 253103-Packaged terminal HP Early Retirement |  | System | Commercial | 11-HTL-Lodging–Hotel(GuestRooms)-COOL | 0 |  |  |  |  | 429.557 | 0 | 150 | 0 | 0 | 279.557 | 786.822 |  | kWh | 0.31106 | 0 | Commercial | [7 empty] | 15 | 0.5 |  |  |  | 1 | 1 | 0 | 0 | 0 | 0 | 0 | 0 | 0 | 0 | 0 | 0 | 2009 Qtr 1: 0; 2009 Qtr 2: 0; 2009 Qtr 3: 0; 2009 Qtr 4: 1; 2010 Qtr 1: 0; 2010 Qtr 2: 0; 2010 Qtr 3: 0; 2010 Qtr 4: 0; 2011 Qtr 1: 0; 2011 Qtr 2: 0; 2011 Qtr 3: 0; 2011 Qtr 4: 0 | 1
0 | 253103-Packaged terminal HP Early Retirement |  | System | Commercial | 11-HTL-Lodging–Hotel(GuestRooms)-COOL | 0 |  |  |  |  | 429.557 | 0 | 150 | 0 | 0 | 279.557 | 786.822 |  | kWh | 0.31106 | 0 | Commercial | [7 empty] | 15 | 0.5 |  |  |  | 1 | 1 | 0 | 0 | 0 | 0 | 0 | 0 | 0 | 0 | 0 | 0 | 2009 Qtr 1: 0; 2009 Qtr 2: 0; 2009 Qtr 3: 0; 2009 Qtr 4: 1; 2010 Qtr 1: 0; 2010 Qtr 2: 0; 2010 Qtr 3: 0; 2010 Qtr 4: 0; 2011 Qtr 1: 0; 2011 Qtr 2: 0; 2011 Qtr 3: 0; 2011 Qtr 4: 0 | 1
0 | 253103-Packaged terminal HP Early Retirement |  | System | Commercial | 11-HTL-Lodging–Hotel(GuestRooms)-COOL | 0 |  |  |  |  | 429.557 | 0 | 150 | 0 | 0 | 279.557 | 786.822 |  | kWh | 0.31106 | 0 | Commercial | [7 empty] | 15 | 0.5 |  |  |  | 1 | 1 | 0 | 0 | 0 | 0 | 0 | 0 | 0 | 0 | 0 | 0 | 2009 Qtr 1: 0; 2009 Qtr 2: 0; 2009 Qtr 3: 0; 2009 Qtr 4: 1; 2010 Qtr 1: 0; 2010 Qtr 2: 0; 2010 Qtr 3: 0; 2010 Qtr 4: 0; 2011 Qtr 1: 0; 2011 Qtr 2: 0; 2011 Qtr 3: 0; 2011 Qtr 4: 0 | 1
0 | 253103-Packaged terminal HP Early Retirement |  | System | Commercial | 11-HTL-Lodging–Hotel(GuestRooms)-COOL | 0 |  |  |  |  | 429.557 | 0 | 150 | 0 | 0 | 279.557 | 786.822 |  | kWh | 0.31106 | 0 | Commercial | [7 empty] | 15 | 0.5 |  |  |  | 1 | 1 | 0 | 0 | 0 | 0 | 0 | 0 | 0 | 0 | 0 | 0 | 2009 Qtr 1: 0; 2009 Qtr 2: 0; 2009 Qtr 3: 0; 2009 Qtr 4: 1; 2010 Qtr 1: 0; 2010 Qtr 2: 0; 2010 Qtr 3: 0; 2010 Qtr 4: 0; 2011 Qtr 1: 0; 2011 Qtr 2: 0; 2011 Qtr 3: 0; 2011 Qtr 4: 0 | 1
0 | 253103-Packaged terminal HP Early Retirement |  | System | Commercial | 11-HTL-Lodging–Hotel(GuestRooms)-COOL | 0 |  |  |  |  | 429.557 | 0 | 150 | 0 | 0 | 279.557 | 786.822 |  | kWh | 0.31106 | 0 | Commercial | [7 empty] | 15 | 0.5 |  |  |  | 1 | 1 | 0 | 0 | 0 | 0 | 0 | 0 | 0 | 0 | 0 | 0 | 2009 Qtr 1: 0; 2009 Qtr 2: 0; 2009 Qtr 3: 0; 2009 Qtr 4: 1; 2010 Qtr 1: 0; 2010 Qtr 2: 0; 2010 Qtr 3: 0; 2010 Qtr 4: 0; 2011 Qtr 1: 0; 2011 Qtr 2: 0; 2011 Qtr 3: 0; 2011 Qtr 4: 0 | 1
0 | 253103-Packaged terminal HP Early Retirement |  | System | Commercial | 11-HTL-Lodging–Hotel(GuestRooms)-COOL | 0 |  |  |  |  | 429.557 | 0 | 150 | 0 | 0 | 279.557 | 786.822 |  | kWh | 0.31106 | 0 | Commercial | [7 empty] | 15 | 0.5 |  |  |  | 1 | 1 | 0 | 0 | 0 | 0 | 0 | 0 | 0 | 0 | 0 | 0 | 2009 Qtr 1: 0; 2009 Qtr 2: 0; 2009 Qtr 3: 0; 2009 Qtr 4: 1; 2010 Qtr 1: 0; 2010 Qtr 2: 0; 2010 Qtr 3: 0; 2010 Qtr 4: 0; 2011 Qtr 1: 0; 2011 Qtr 2: 0; 2011 Qtr 3: 0; 2011 Qtr 4: 0 | 1
0 | 253103-Packaged terminal HP Early Retirement |  | System | Commercial | 11-HTL-Lodging–Hotel(GuestRooms)-COOL | 0 |  |  |  |  | 429.557 | 0 | 150 | 0 | 0 | 279.557 | 786.822 |  | kWh | 0.31106 | 0 | Commercial | [7 empty] | 15 | 0.5 |  |  |  | 1 | 1 | 0 | 0 | 0 | 0 | 0 | 0 | 0 | 0 | 0 | 0 | 2009 Qtr 1: 0; 2009 Qtr 2: 0; 2009 Qtr 3: 0; 2009 Qtr 4: 1; 2010 Qtr 1: 0; 2010 Qtr 2: 0; 2010 Qtr 3: 0; 2010 Qtr 4: 0; 2011 Qtr 1: 0; 2011 Qtr 2: 0; 2011 Qtr 3: 0; 2011 Qtr 4: 0 | 1
0 | 253103-Packaged terminal HP Early Retirement |  | System | Commercial | 11-HTL-Lodging–Hotel(GuestRooms)-COOL | 0 |  |  |  |  | 429.557 | 0 | 150 | 0 | 0 | 279.557 | 786.822 |  | kWh | 0.31106 | 0 | Commercial | [7 empty] | 15 | 0.5 |  |  |  | 1 | 1 | 0 | 0 | 0 | 0 | 0 | 0 | 0 | 0 | 0 | 0 | 2009 Qtr 1: 0; 2009 Qtr 2: 0; 2009 Qtr 3: 0; 2009 Qtr 4: 1; 2010 Qtr 1: 0; 2010 Qtr 2: 0; 2010 Qtr 3: 0; 2010 Qtr 4: 0; 2011 Qtr 1: 0; 2011 Qtr 2: 0; 2011 Qtr 3: 0; 2011 Qtr 4: 0 | 1
0 | 253103-Packaged terminal HP Early Retirement |  | System | Commercial | 11-HTL-Lodging–Hotel(GuestRooms)-COOL | 0 |  |  |  |  | 429.557 | 0 | 150 | 0 | 0 | 279.557 | 786.822 |  | kWh | 0.31106 | 0 | Commercial | [7 empty] | 15 | 0.5 |  |  |  | 1 | 1 | 0 | 0 | 0 | 0 | 0 | 0 | 0 | 0 | 0 | 0 | 2009 Qtr 1: 0; 2009 Qtr 2: 0; 2009 Qtr 3: 0; 2009 Qtr 4: 1; 2010 Qtr 1: 0; 2010 Qtr 2: 0; 2010 Qtr 3: 0; 2010 Qtr 4: 0; 2011 Qtr 1: 0; 2011 Qtr 2: 0; 2011 Qtr 3: 0; 2011 Qtr 4: 0 | 1
0 | 253103-Packaged terminal HP Early Retirement |  | System | Commercial | 11-HTL-Lodging–Hotel(GuestRooms)-COOL | 0 |  |  |  |  | 429.557 | 0 | 150 | 0 | 0 | 279.557 | 786.822 |  | kWh | 0.31106 | 0 | Commercial | [7 empty] | 15 | 0.5 |  |  |  | 1 | 1 | 0 | 0 | 0 | 0 | 0 | 0 | 0 | 0 | 0 | 0 | 2009 Qtr 1: 0; 2009 Qtr 2: 0; 2009 Qtr 3: 0; 2009 Qtr 4: 1; 2010 Qtr 1: 0; 2010 Qtr 2: 0; 2010 Qtr 3: 0; 2010 Qtr 4: 0; 2011 Qtr 1: 0; 2011 Qtr 2: 0; 2011 Qtr 3: 0; 2011 Qtr 4: 0 | 1
0 | 253103-Packaged terminal HP Early Retirement |  | System | Commercial | 11-HTL-Lodging–Hotel(GuestRooms)-COOL | 0 |  |  |  |  | 429.557 | 0 | 150 | 0 | 0 | 279.557 | 786.822 |  | kWh | 0.31106 | 0 | Commercial | [7 empty] | 15 | 0.5 |  |  |  | 1 | 1 | 0 | 0 | 0 | 0 | 0 | 0 | 0 | 0 | 0 | 0 | 2009 Qtr 1: 0; 2009 Qtr 2: 0; 2009 Qtr 3: 0; 2009 Qtr 4: 1; 2010 Qtr 1: 0; 2010 Qtr 2: 0; 2010 Qtr 3: 0; 2010 Qtr 4: 0; 2011 Qtr 1: 0; 2011 Qtr 2: 0; 2011 Qtr 3: 0; 2011 Qtr 4: 0 | 1
0 | 253103-Packaged terminal HP Early Retirement |  | System | Commercial | 11-HTL-Lodging–Hotel(GuestRooms)-COOL | 0 |  |  |  |  | 429.557 | 0 | 150 | 0 | 0 | 279.557 | 786.822 |  | kWh | 0.31106 | 0 | Commercial | [7 empty] | 15 | 0.5 |  |  |  | 1 | 1 | 0 | 0 | 0 | 0 | 0 | 0 | 0 | 0 | 0 | 0 | 2009 Qtr 1: 0; 2009 Qtr 2: 0; 2009 Qtr 3: 0; 2009 Qtr 4: 1; 2010 Qtr 1: 0; 2010 Qtr 2: 0; 2010 Qtr 3: 0; 2010 Qtr 4: 0; 2011 Qtr 1: 0; 2011 Qtr 2: 0; 2011 Qtr 3: 0; 2011 Qtr 4: 0 | 1
0 | 253103-Packaged terminal HP Early Retirement |  | System | Commercial | 11-HTL-Lodging–Hotel(GuestRooms)-COOL | 0 |  |  |  |  | 429.557 | 0 | 150 | 0 | 0 | 279.557 | 786.822 |  | kWh | 0.31106 | 0 | Commercial | [7 empty] | 15 | 0.5 |  |  |  | 1 | 1 | 0 | 0 | 0 | 0 | 0 | 0 | 0 | 0 | 0 | 0 | 2009 Qtr 1: 0; 2009 Qtr 2: 0; 2009 Qtr 3: 0; 2009 Qtr 4: 1; 2010 Qtr 1: 0; 2010 Qtr 2: 0; 2010 Qtr 3: 0; 2010 Qtr 4: 0; 2011 Qtr 1: 0; 2011 Qtr 2: 0; 2011 Qtr 3: 0; 2011 Qtr 4: 0 | 1
0 | 253103-Packaged terminal HP Early Retirement |  | System | Commercial | 11-HTL-Lodging–Hotel(GuestRooms)-COOL | 0 |  |  |  |  | 429.557 | 0 | 150 | 0 | 0 | 279.557 | 786.822 |  | kWh | 0.31106 | 0 | Commercial | [7 empty] | 15 | 0.5 |  |  |  | 1 | 1 | 0 | 0 | 0 | 0 | 0 | 0 | 0 | 0 | 0 | 0 | 2009 Qtr 1: 0; 2009 Qtr 2: 0; 2009 Qtr 3: 0; 2009 Qtr 4: 1; 2010 Qtr 1: 0; 2010 Qtr 2: 0; 2010 Qtr 3: 0; 2010 Qtr 4: 0; 2011 Qtr 1: 0; 2011 Qtr 2: 0; 2011 Qtr 3: 0; 2011 Qtr 4: 0 | 1
0 | 253103-Packaged terminal HP Early Retirement |  | System | Commercial | 11-HTL-Lodging–Hotel(GuestRooms)-COOL | 0 |  |  |  |  | 429.557 | 0 | 150 | 0 | 0 | 279.557 | 786.822 |  | kWh | 0.31106 | 0 | Commercial | [7 empty] | 15 | 0.5 |  |  |  | 1 | 1 | 0 | 0 | 0 | 0 | 0 | 0 | 0 | 0 | 0 | 0 | 2009 Qtr 1: 0; 2009 Qtr 2: 0; 2009 Qtr 3: 0; 2009 Qtr 4: 1; 2010 Qtr 1: 0; 2010 Qtr 2: 0; 2010 Qtr 3: 0; 2010 Qtr 4: 0; 2011 Qtr 1: 0; 2011 Qtr 2: 0; 2011 Qtr 3: 0; 2011 Qtr 4: 0 | 1
0 | 253103-Packaged terminal HP Early Retirement |  | System | Commercial | 11-HTL-Lodging–Hotel(GuestRooms)-COOL | 0 |  |  |  |  | 429.557 | 0 | 150 | 0 | 0 | 279.557 | 786.822 |  | kWh | 0.31106 | 0 | Commercial | [7 empty] | 15 | 0.5 |  |  |  | 1 | 1 | 0 | 0 | 0 | 0 | 0 | 0 | 0 | 0 | 0 | 0 | 2009 Qtr 1: 0; 2009 Qtr 2: 0; 2009 Qtr 3: 0; 2009 Qtr 4: 1; 2010 Qtr 1: 0; 2010 Qtr 2: 0; 2010 Qtr 3: 0; 2010 Qtr 4: 0; 2011 Qtr 1: 0; 2011 Qtr 2: 0; 2011 Qtr 3: 0; 2011 Qtr 4: 0 | 1
0 | 253103-Packaged terminal HP Early Retirement |  | System | Commercial | 11-HTL-Lodging–Hotel(GuestRooms)-COOL | 0 |  |  |  |  | 429.557 | 0 | 150 | 0 | 0 | 279.557 | 786.822 |  | kWh | 0.31106 | 0 | Commercial | [7 empty] | 15 | 0.5 |  |  |  | 1 | 1 | 0 | 0 | 0 | 0 | 0 | 0 | 0 | 0 | 0 | 0 | 2009 Qtr 1: 0; 2009 Qtr 2: 0; 2009 Qtr 3: 0; 2009 Qtr 4: 1; 2010 Qtr 1: 0; 2010 Qtr 2: 0; 2010 Qtr 3: 0; 2010 Qtr 4: 0; 2011 Qtr 1: 0; 2011 Qtr 2: 0; 2011 Qtr 3: 0; 2011 Qtr 4: 0 | 1
0 | 253103-Packaged terminal HP Early Retirement |  | System | Commercial | 11-HTL-Lodging–Hotel(GuestRooms)-COOL | 0 |  |  |  |  | 429.557 | 0 | 150 | 0 | 0 | 279.557 | 786.822 |  | kWh | 0.31106 | 0 | Commercial | [7 empty] | 15 | 0.5 |  |  |  | 1 | 1 | 0 | 0 | 0 | 0 | 0 | 0 | 0 | 0 | 0 | 0 | 2009 Qtr 1: 0; 2009 Qtr 2: 0; 2009 Qtr 3: 0; 2009 Qtr 4: 1; 2010 Qtr 1: 0; 2010 Qtr 2: 0; 2010 Qtr 3: 0; 2010 Qtr 4: 0; 2011 Qtr 1: 0; 2011 Qtr 2: 0; 2011 Qtr 3: 0; 2011 Qtr 4: 0 | 1
0 | 253103-Packaged terminal HP Early Retirement |  | System | Commercial | 11-HTL-Lodging–Hotel(GuestRooms)-COOL | 0 |  |  |  |  | 429.557 | 0 | 150 | 0 | 0 | 279.557 | 786.822 |  | kWh | 0.31106 | 0 | Commercial | [7 empty] | 15 | 0.5 |  |  |  | 1 | 1 | 0 | 0 | 0 | 0 | 0 | 0 | 0 | 0 | 0 | 0 | 2009 Qtr 1: 0; 2009 Qtr 2: 0; 2009 Qtr 3: 0; 2009 Qtr 4: 1; 2010 Qtr 1: 0; 2010 Qtr 2: 0; 2010 Qtr 3: 0; 2010 Qtr 4: 0; 2011 Qtr 1: 0; 2011 Qtr 2: 0; 2011 Qtr 3: 0; 2011 Qtr 4: 0 | 1
0 | 253103-Packaged terminal HP Early Retirement |  | System | Commercial | 11-HTL-Lodging–Hotel(GuestRooms)-COOL | 0 |  |  |  |  | 429.557 | 0 | 150 | 0 | 0 | 279.557 | 786.822 |  | kWh | 0.31106 | 0 | Commercial | [7 empty] | 15 | 0.5 |  |  |  | 1 | 1 | 0 | 0 | 0 | 0 | 0 | 0 | 0 | 0 | 0 | 0 | 2009 Qtr 1: 0; 2009 Qtr 2: 0; 2009 Qtr 3: 0; 2009 Qtr 4: 1; 2010 Qtr 1: 0; 2010 Qtr 2: 0; 2010 Qtr 3: 0; 2010 Qtr 4: 0; 2011 Qtr 1: 0; 2011 Qtr 2: 0; 2011 Qtr 3: 0; 2011 Qtr 4: 0 | 1
0 | 253103-Packaged terminal HP Early Retirement |  | System | Commercial | 11-HTL-Lodging–Hotel(GuestRooms)-COOL | 0 |  |  |  |  | 429.557 | 0 | 150 | 0 | 0 | 279.557 | 786.822 |  | kWh | 0.31106 | 0 | Commercial | [7 empty] | 15 | 0.5 |  |  |  | 1 | 1 | 0 | 0 | 0 | 0 | 0 | 0 | 0 | 0 | 0 | 0 | 2009 Qtr 1: 0; 2009 Qtr 2: 0; 2009 Qtr 3: 0; 2009 Qtr 4: 1; 2010 Qtr 1: 0; 2010 Qtr 2: 0; 2010 Qtr 3: 0; 2010 Qtr 4: 0; 2011 Qtr 1: 0; 2011 Qtr 2: 0; 2011 Qtr 3: 0; 2011 Qtr 4: 0 | 1
0 | 253103-Packaged terminal HP Early Retirement |  | System | Commercial | 11-HTL-Lodging–Hotel(GuestRooms)-COOL | 0 |  |  |  |  | 429.557 | 0 | 150 | 0 | 0 | 279.557 | 786.822 |  | kWh | 0.31106 | 0 | Commercial | [7 empty] | 15 | 0.5 |  |  |  | 1 | 1 | 0 | 0 | 0 | 0 | 0 | 0 | 0 | 0 | 0 | 0 | 2009 Qtr 1: 0; 2009 Qtr 2: 0; 2009 Qtr 3: 0; 2009 Qtr 4: 1; 2010 Qtr 1: 0; 2010 Qtr 2: 0; 2010 Qtr 3: 0; 2010 Qtr 4: 0; 2011 Qtr 1: 0; 2011 Qtr 2: 0; 2011 Qtr 3: 0; 2011 Qtr 4: 0 | 1
0 | 253103-Packaged terminal HP Early Retirement |  | System | Commercial | 11-HTL-Lodging–Hotel(GuestRooms)-COOL | 0 |  |  |  |  | 429.557 | 0 | 150 | 0 | 0 | 279.557 | 786.822 |  | kWh | 0.31106 | 0 | Commercial | [7 empty] | 15 | 0.5 |  |  |  | 1 | 1 | 0 | 0 | 0 | 0 | 0 | 0 | 0 | 0 | 0 | 0 | 2009 Qtr 1: 0; 2009 Qtr 2: 0; 2009 Qtr 3: 0; 2009 Qtr 4: 1; 2010 Qtr 1: 0; 2010 Qtr 2: 0; 2010 Qtr 3: 0; 2010 Qtr 4: 0; 2011 Qtr 1: 0; 2011 Qtr 2: 0; 2011 Qtr 3: 0; 2011 Qtr 4: 0 | 1
0 | 253103-Packaged terminal HP Early Retirement |  | System | Commercial | 11-HTL-Lodging–Hotel(GuestRooms)-COOL | 0 |  |  |  |  | 429.557 | 0 | 150 | 0 | 0 | 279.557 | 786.822 |  | kWh | 0.31106 | 0 | Commercial | [7 empty] | 15 | 0.5 |  |  |  | 1 | 1 | 0 | 0 | 0 | 0 | 0 | 0 | 0 | 0 | 0 | 0 | 2009 Qtr 1: 0; 2009 Qtr 2: 0; 2009 Qtr 3: 0; 2009 Qtr 4: 1; 2010 Qtr 1: 0; 2010 Qtr 2: 0; 2010 Qtr 3: 0; 2010 Qtr 4: 0; 2011 Qtr 1: 0; 2011 Qtr 2: 0; 2011 Qtr 3: 0; 2011 Qtr 4: 0 | 1
0 | 253103-Packaged terminal HP Early Retirement |  | System | Commercial | 11-HTL-Lodging–Hotel(GuestRooms)-COOL | 0 |  |  |  |  | 429.557 | 0 | 150 | 0 | 0 | 279.557 | 786.822 |  | kWh | 0.31106 | 0 | Commercial | [7 empty] | 15 | 0.5 |  |  |  | 1 | 1 | 0 | 0 | 0 | 0 | 0 | 0 | 0 | 0 | 0 | 0 | 2009 Qtr 1: 0; 2009 Qtr 2: 0; 2009 Qtr 3: 0; 2009 Qtr 4: 1; 2010 Qtr 1: 0; 2010 Qtr 2: 0; 2010 Qtr 3: 0; 2010 Qtr 4: 0; 2011 Qtr 1: 0; 2011 Qtr 2: 0; 2011 Qtr 3: 0; 2011 Qtr 4: 0 | 1
0 | 253103-Packaged terminal HP Early Retirement |  | System | Commercial | 11-HTL-Lodging–Hotel(GuestRooms)-COOL | 0 |  |  |  |  | 429.557 | 0 | 150 | 0 | 0 | 279.557 | 786.822 |  | kWh | 0.31106 | 0 | Commercial | [7 empty] | 15 | 0.5 |  |  |  | 1 | 1 | 0 | 0 | 0 | 0 | 0 | 0 | 0 | 0 | 0 | 0 | 2009 Qtr 1: 0; 2009 Qtr 2: 0; 2009 Qtr 3: 0; 2009 Qtr 4: 1; 2010 Qtr 1: 0; 2010 Qtr 2: 0; 2010 Qtr 3: 0; 2010 Qtr 4: 0; 2011 Qtr 1: 0; 2011 Qtr 2: 0; 2011 Qtr 3: 0; 2011 Qtr 4: 0 | 1
0 | 253103-Packaged terminal HP Early Retirement |  | System | Commercial | 11-HTL-Lodging–Hotel(GuestRooms)-COOL | 0 |  |  |  |  | 429.557 | 0 | 150 | 0 | 0 | 279.557 | 786.822 |  | kWh | 0.31106 | 0 | Commercial | [7 empty] | 15 | 0.5 |  |  |  | 1 | 1 | 0 | 0 | 0 | 0 | 0 | 0 | 0 | 0 | 0 | 0 | 2009 Qtr 1: 0; 2009 Qtr 2: 0; 2009 Qtr 3: 0; 2009 Qtr 4: 1; 2010 Qtr 1: 0; 2010 Qtr 2: 0; 2010 Qtr 3: 0; 2010 Qtr 4: 0; 2011 Qtr 1: 0; 2011 Qtr 2: 0; 2011 Qtr 3: 0; 2011 Qtr 4: 0 | 1
0 | 253103-Packaged terminal HP Early Retirement |  | System | Commercial | 11-HTL-Lodging–Hotel(GuestRooms)-COOL | 0 |  |  |  |  | 429.557 | 0 | 150 | 0 | 0 | 279.557 | 786.822 |  | kWh | 0.31106 | 0 | Commercial | [7 empty] | 15 | 0.5 |  |  |  | 1 | 1 | 0 | 0 | 0 | 0 | 0 | 0 | 0 | 0 | 0 | 0 | 2009 Qtr 1: 0; 2009 Qtr 2: 0; 2009 Qtr 3: 0; 2009 Qtr 4: 1; 2010 Qtr 1: 0; 2010 Qtr 2: 0; 2010 Qtr 3: 0; 2010 Qtr 4: 0; 2011 Qtr 1: 0; 2011 Qtr 2: 0; 2011 Qtr 3: 0; 2011 Qtr 4: 0 | 1
0 | 253103-Packaged terminal HP Early Retirement |  | System | Commercial | 11-HTL-Lodging–Hotel(GuestRooms)-COOL | 0 |  |  |  |  | 429.557 | 0 | 150 | 0 | 0 | 279.557 | 786.822 |  | kWh | 0.31106 | 0 | Commercial | [7 empty] | 15 | 0.5 |  |  |  | 1 | 1 | 0 | 0 | 0 | 0 | 0 | 0 | 0 | 0 | 0 | 0 | 2009 Qtr 1: 0; 2009 Qtr 2: 0; 2009 Qtr 3: 0; 2009 Qtr 4: 1; 2010 Qtr 1: 0; 2010 Qtr 2: 0; 2010 Qtr 3: 0; 2010 Qtr 4: 0; 2011 Qtr 1: 0; 2011 Qtr 2: 0; 2011 Qtr 3: 0; 2011 Qtr 4: 0 | 1
0 | 253103-Packaged terminal HP Early Retirement |  | System | Commercial | 11-HTL-Lodging–Hotel(GuestRooms)-COOL | 0 |  |  |  |  | 429.557 | 0 | 150 | 0 | 0 | 279.557 | 786.822 |  | kWh | 0.31106 | 0 | Commercial | [7 empty] | 15 | 0.5 |  |  |  | 1 | 1 | 0 | 0 | 0 | 0 | 0 | 0 | 0 | 0 | 0 | 0 | 2009 Qtr 1: 0; 2009 Qtr 2: 0; 2009 Qtr 3: 0; 2009 Qtr 4: 1; 2010 Qtr 1: 0; 2010 Qtr 2: 0; 2010 Qtr 3: 0; 2010 Qtr 4: 0; 2011 Qtr 1: 0; 2011 Qtr 2: 0; 2011 Qtr 3: 0; 2011 Qtr 4: 0 | 1
0 | 253103-Packaged terminal HP Early Retirement |  | System | Commercial | 11-HTL-Lodging–Hotel(GuestRooms)-COOL | 0 |  |  |  |  | 429.557 | 0 | 150 | 0 | 0 | 279.557 | 786.822 |  | kWh | 0.31106 | 0 | Commercial | [7 empty] | 15 | 0.5 |  |  |  | 1 | 1 | 0 | 0 | 0 | 0 | 0 | 0 | 0 | 0 | 0 | 0 | 2009 Qtr 1: 0; 2009 Qtr 2: 0; 2009 Qtr 3: 0; 2009 Qtr 4: 1; 2010 Qtr 1: 0; 2010 Qtr 2: 0; 2010 Qtr 3: 0; 2010 Qtr 4: 0; 2011 Qtr 1: 0; 2011 Qtr 2: 0; 2011 Qtr 3: 0; 2011 Qtr 4: 0 | 1
0 | 253103-Packaged terminal HP Early Retirement |  | System | Commercial | 11-HTL-Lodging–Hotel(GuestRooms)-COOL | 0 |  |  |  |  | 429.557 | 0 | 150 | 0 | 0 | 279.557 | 786.822 |  | kWh | 0.31106 | 0 | Commercial | [7 empty] | 15 | 0.5 |  |  |  | 1 | 1 | 0 | 0 | 0 | 0 | 0 | 0 | 0 | 0 | 0 | 0 | 2009 Qtr 1: 0; 2009 Qtr 2: 0; 2009 Qtr 3: 0; 2009 Qtr 4: 1; 2010 Qtr 1: 0; 2010 Qtr 2: 0; 2010 Qtr 3: 0; 2010 Qtr 4: 0; 2011 Qtr 1: 0; 2011 Qtr 2: 0; 2011 Qtr 3: 0; 2011 Qtr 4: 0 | 1
0 | 253104-Packaged terminal HP Early Retirement |  | System | Commercial | 11-HTL-Lodging–Hotel(GuestRooms)-COOL | 0 |  |  |  |  | 720.7258 | 0 | 150 | 0 | 0 | 570.7258 | 724.459 |  | kWh | 0.35442 | 0 | Commercial | [7 empty] | 15 | 0.5 |  |  |  | 1 | 1 | 0 | 0 | 0 | 0 | 0 | 0 | 0 | 0 | 0 | 0 | 2009 Qtr 1: 0; 2009 Qtr 2: 0; 2009 Qtr 3: 0; 2009 Qtr 4: 1; 2010 Qtr 1: 0; 2010 Qtr 2: 0; 2010 Qtr 3: 0; 2010 Qtr 4: 0; 2011 Qtr 1: 0; 2011 Qtr 2: 0; 2011 Qtr 3: 0; 2011 Qtr 4: 0 | 1
0 | 253104-Packaged terminal HP Early Retirement |  | System | Commercial | 11-HTL-Lodging–Hotel(GuestRooms)-COOL | 0 |  |  |  |  | 720.7258 | 0 | 150 | 0 | 0 | 570.7258 | 724.459 |  | kWh | 0.35442 | 0 | Commercial | [7 empty] | 15 | 0.5 |  |  |  | 1 | 1 | 0 | 0 | 0 | 0 | 0 | 0 | 0 | 0 | 0 | 0 | 2009 Qtr 1: 0; 2009 Qtr 2: 0; 2009 Qtr 3: 0; 2009 Qtr 4: 1; 2010 Qtr 1: 0; 2010 Qtr 2: 0; 2010 Qtr 3: 0; 2010 Qtr 4: 0; 2011 Qtr 1: 0; 2011 Qtr 2: 0; 2011 Qtr 3: 0; 2011 Qtr 4: 0 | 1
0 | 253104-Packaged terminal HP Early Retirement |  | System | Commercial | 11-HTL-Lodging–Hotel(GuestRooms)-COOL | 0 |  |  |  |  | 720.7258 | 0 | 150 | 0 | 0 | 570.7258 | 724.459 |  | kWh | 0.35442 | 0 | Commercial | [7 empty] | 15 | 0.5 |  |  |  | 1 | 1 | 0 | 0 | 0 | 0 | 0 | 0 | 0 | 0 | 0 | 0 | 2009 Qtr 1: 0; 2009 Qtr 2: 0; 2009 Qtr 3: 0; 2009 Qtr 4: 1; 2010 Qtr 1: 0; 2010 Qtr 2: 0; 2010 Qtr 3: 0; 2010 Qtr 4: 0; 2011 Qtr 1: 0; 2011 Qtr 2: 0; 2011 Qtr 3: 0; 2011 Qtr 4: 0 | 1
0 | 253104-Packaged terminal HP Early Retirement |  | System | Commercial | 11-HTL-Lodging–Hotel(GuestRooms)-COOL | 0 |  |  |  |  | 720.7258 | 0 | 150 | 0 | 0 | 570.7258 | 724.459 |  | kWh | 0.35442 | 0 | Commercial | [7 empty] | 15 | 0.5 |  |  |  | 1 | 1 | 0 | 0 | 0 | 0 | 0 | 0 | 0 | 0 | 0 | 0 | 2009 Qtr 1: 0; 2009 Qtr 2: 0; 2009 Qtr 3: 0; 2009 Qtr 4: 1; 2010 Qtr 1: 0; 2010 Qtr 2: 0; 2010 Qtr 3: 0; 2010 Qtr 4: 0; 2011 Qtr 1: 0; 2011 Qtr 2: 0; 2011 Qtr 3: 0; 2011 Qtr 4: 0 | 1
0 | 253104-Packaged terminal HP Early Retirement |  | System | Commercial | 11-HTL-Lodging–Hotel(GuestRooms)-COOL | 0 |  |  |  |  | 720.7258 | 0 | 150 | 0 | 0 | 570.7258 | 724.459 |  | kWh | 0.35442 | 0 | Commercial | [7 empty] | 15 | 0.5 |  |  |  | 1 | 1 | 0 | 0 | 0 | 0 | 0 | 0 | 0 | 0 | 0 | 0 | 2009 Qtr 1: 0; 2009 Qtr 2: 0; 2009 Qtr 3: 0; 2009 Qtr 4: 1; 2010 Qtr 1: 0; 2010 Qtr 2: 0; 2010 Qtr 3: 0; 2010 Qtr 4: 0; 2011 Qtr 1: 0; 2011 Qtr 2: 0; 2011 Qtr 3: 0; 2011 Qtr 4: 0 | 1
0 | 253104-Packaged terminal HP Early Retirement |  | System | Commercial | 11-HTL-Lodging–Hotel(GuestRooms)-COOL | 0 |  |  |  |  | 720.7258 | 0 | 150 | 0 | 0 | 570.7258 | 724.459 |  | kWh | 0.35442 | 0 | Commercial | [7 empty] | 15 | 0.5 |  |  |  | 1 | 1 | 0 | 0 | 0 | 0 | 0 | 0 | 0 | 0 | 0 | 0 | 2009 Qtr 1: 0; 2009 Qtr 2: 0; 2009 Qtr 3: 0; 2009 Qtr 4: 1; 2010 Qtr 1: 0; 2010 Qtr 2: 0; 2010 Qtr 3: 0; 2010 Qtr 4: 0; 2011 Qtr 1: 0; 2011 Qtr 2: 0; 2011 Qtr 3: 0; 2011 Qtr 4: 0 | 1
0 | 253104-Packaged terminal HP Early Retirement |  | System | Commercial | 11-HTL-Lodging–Hotel(GuestRooms)-COOL | 0 |  |  |  |  | 720.7258 | 0 | 150 | 0 | 0 | 570.7258 | 724.459 |  | kWh | 0.35442 | 0 | Commercial | [7 empty] | 15 | 0.5 |  |  |  | 1 | 1 | 0 | 0 | 0 | 0 | 0 | 0 | 0 | 0 | 0 | 0 | 2009 Qtr 1: 0; 2009 Qtr 2: 0; 2009 Qtr 3: 0; 2009 Qtr 4: 1; 2010 Qtr 1: 0; 2010 Qtr 2: 0; 2010 Qtr 3: 0; 2010 Qtr 4: 0; 2011 Qtr 1: 0; 2011 Qtr 2: 0; 2011 Qtr 3: 0; 2011 Qtr 4: 0 | 1
0 | 253104-Packaged terminal HP Early Retirement |  | System | Commercial | 11-HTL-Lodging–Hotel(GuestRooms)-COOL | 0 |  |  |  |  | 720.7258 | 0 | 150 | 0 | 0 | 570.7258 | 724.459 |  | kWh | 0.35442 | 0 | Commercial | [7 empty] | 15 | 0.5 |  |  |  | 1 | 1 | 0 | 0 | 0 | 0 | 0 | 0 | 0 | 0 | 0 | 0 | 2009 Qtr 1: 0; 2009 Qtr 2: 0; 2009 Qtr 3: 0; 2009 Qtr 4: 1; 2010 Qtr 1: 0; 2010 Qtr 2: 0; 2010 Qtr 3: 0; 2010 Qtr 4: 0; 2011 Qtr 1: 0; 2011 Qtr 2: 0; 2011 Qtr 3: 0; 2011 Qtr 4: 0 | 1
0 | 253104-Packaged terminal HP Early Retirement |  | System | Commercial | 11-HTL-Lodging–Hotel(GuestRooms)-COOL | 0 |  |  |  |  | 720.7258 | 0 | 150 | 0 | 0 | 570.7258 | 724.459 |  | kWh | 0.35442 | 0 | Commercial | [7 empty] | 15 | 0.5 |  |  |  | 1 | 1 | 0 | 0 | 0 | 0 | 0 | 0 | 0 | 0 | 0 | 0 | 2009 Qtr 1: 0; 2009 Qtr 2: 0; 2009 Qtr 3: 0; 2009 Qtr 4: 1; 2010 Qtr 1: 0; 2010 Qtr 2: 0; 2010 Qtr 3: 0; 2010 Qtr 4: 0; 2011 Qtr 1: 0; 2011 Qtr 2: 0; 2011 Qtr 3: 0; 2011 Qtr 4: 0 | 1
0 | 253104-Packaged terminal HP Early Retirement |  | System | Commercial | 11-HTL-Lodging–Hotel(GuestRooms)-COOL | 0 |  |  |  |  | 720.7258 | 0 | 150 | 0 | 0 | 570.7258 | 724.459 |  | kWh | 0.35442 | 0 | Commercial | [7 empty] | 15 | 0.5 |  |  |  | 1 | 1 | 0 | 0 | 0 | 0 | 0 | 0 | 0 | 0 | 0 | 0 | 2009 Qtr 1: 0; 2009 Qtr 2: 0; 2009 Qtr 3: 0; 2009 Qtr 4: 1; 2010 Qtr 1: 0; 2010 Qtr 2: 0; 2010 Qtr 3: 0; 2010 Qtr 4: 0; 2011 Qtr 1: 0; 2011 Qtr 2: 0; 2011 Qtr 3: 0; 2011 Qtr 4: 0 | 1
0 | 253104-Packaged terminal HP Early Retirement |  | System | Commercial | 11-HTL-Lodging–Hotel(GuestRooms)-COOL | 0 |  |  |  |  | 720.7258 | 0 | 150 | 0 | 0 | 570.7258 | 724.459 |  | kWh | 0.35442 | 0 | Commercial | [7 empty] | 15 | 0.5 |  |  |  | 1 | 1 | 0 | 0 | 0 | 0 | 0 | 0 | 0 | 0 | 0 | 0 | 2009 Qtr 1: 0; 2009 Qtr 2: 0; 2009 Qtr 3: 0; 2009 Qtr 4: 1; 2010 Qtr 1: 0; 2010 Qtr 2: 0; 2010 Qtr 3: 0; 2010 Qtr 4: 0; 2011 Qtr 1: 0; 2011 Qtr 2: 0; 2011 Qtr 3: 0; 2011 Qtr 4: 0 | 1
0 | 253104-Packaged terminal HP Early Retirement |  | System | Commercial | 11-HTL-Lodging–Hotel(GuestRooms)-COOL | 0 |  |  |  |  | 720.7258 | 0 | 150 | 0 | 0 | 570.7258 | 724.459 |  | kWh | 0.35442 | 0 | Commercial | [7 empty] | 15 | 0.5 |  |  |  | 1 | 1 | 0 | 0 | 0 | 0 | 0 | 0 | 0 | 0 | 0 | 0 | 2009 Qtr 1: 0; 2009 Qtr 2: 0; 2009 Qtr 3: 0; 2009 Qtr 4: 1; 2010 Qtr 1: 0; 2010 Qtr 2: 0; 2010 Qtr 3: 0; 2010 Qtr 4: 0; 2011 Qtr 1: 0; 2011 Qtr 2: 0; 2011 Qtr 3: 0; 2011 Qtr 4: 0 | 1
0 | 253104-Packaged terminal HP Early Retirement |  | System | Commercial | 11-HTL-Lodging–Hotel(GuestRooms)-COOL | 0 |  |  |  |  | 720.7258 | 0 | 150 | 0 | 0 | 570.7258 | 724.459 |  | kWh | 0.35442 | 0 | Commercial | [7 empty] | 15 | 0.5 |  |  |  | 1 | 1 | 0 | 0 | 0 | 0 | 0 | 0 | 0 | 0 | 0 | 0 | 2009 Qtr 1: 0; 2009 Qtr 2: 0; 2009 Qtr 3: 0; 2009 Qtr 4: 1; 2010 Qtr 1: 0; 2010 Qtr 2: 0; 2010 Qtr 3: 0; 2010 Qtr 4: 0; 2011 Qtr 1: 0; 2011 Qtr 2: 0; 2011 Qtr 3: 0; 2011 Qtr 4: 0 | 1
0 | 253104-Packaged terminal HP Early Retirement |  | System | Commercial | 11-HTL-Lodging–Hotel(GuestRooms)-COOL | 0 |  |  |  |  | 720.7258 | 0 | 150 | 0 | 0 | 570.7258 | 724.459 |  | kWh | 0.35442 | 0 | Commercial | [7 empty] | 15 | 0.5 |  |  |  | 1 | 1 | 0 | 0 | 0 | 0 | 0 | 0 | 0 | 0 | 0 | 0 | 2009 Qtr 1: 0; 2009 Qtr 2: 0; 2009 Qtr 3: 0; 2009 Qtr 4: 1; 2010 Qtr 1: 0; 2010 Qtr 2: 0; 2010 Qtr 3: 0; 2010 Qtr 4: 0; 2011 Qtr 1: 0; 2011 Qtr 2: 0; 2011 Qtr 3: 0; 2011 Qtr 4: 0 | 1
0 | 253104-Packaged terminal HP Early Retirement |  | System | Commercial | 11-HTL-Lodging–Hotel(GuestRooms)-COOL | 0 |  |  |  |  | 720.7258 | 0 | 150 | 0 | 0 | 570.7258 | 724.459 |  | kWh | 0.35442 | 0 | Commercial | [7 empty] | 15 | 0.5 |  |  |  | 1 | 1 | 0 | 0 | 0 | 0 | 0 | 0 | 0 | 0 | 0 | 0 | 2009 Qtr 1: 0; 2009 Qtr 2: 0; 2009 Qtr 3: 0; 2009 Qtr 4: 1; 2010 Qtr 1: 0; 2010 Qtr 2: 0; 2010 Qtr 3: 0; 2010 Qtr 4: 0; 2011 Qtr 1: 0; 2011 Qtr 2: 0; 2011 Qtr 3: 0; 2011 Qtr 4: 0 | 1
0 | 253104-Packaged terminal HP Early Retirement |  | System | Commercial | 11-HTL-Lodging–Hotel(GuestRooms)-COOL | 0 |  |  |  |  | 720.7258 | 0 | 150 | 0 | 0 | 570.7258 | 724.459 |  | kWh | 0.35442 | 0 | Commercial | [7 empty] | 15 | 0.5 |  |  |  | 1 | 1 | 0 | 0 | 0 | 0 | 0 | 0 | 0 | 0 | 0 | 0 | 2009 Qtr 1: 0; 2009 Qtr 2: 0; 2009 Qtr 3: 0; 2009 Qtr 4: 1; 2010 Qtr 1: 0; 2010 Qtr 2: 0; 2010 Qtr 3: 0; 2010 Qtr 4: 0; 2011 Qtr 1: 0; 2011 Qtr 2: 0; 2011 Qtr 3: 0; 2011 Qtr 4: 0 | 1
0 | 253104-Packaged terminal HP Early Retirement |  | System | Commercial | 11-HTL-Lodging–Hotel(GuestRooms)-COOL | 0 |  |  |  |  | 720.7258 | 0 | 150 | 0 | 0 | 570.7258 | 724.459 |  | kWh | 0.35442 | 0 | Commercial | [7 empty] | 15 | 0.5 |  |  |  | 1 | 1 | 0 | 0 | 0 | 0 | 0 | 0 | 0 | 0 | 0 | 0 | 2009 Qtr 1: 0; 2009 Qtr 2: 0; 2009 Qtr 3: 0; 2009 Qtr 4: 1; 2010 Qtr 1: 0; 2010 Qtr 2: 0; 2010 Qtr 3: 0; 2010 Qtr 4: 0; 2011 Qtr 1: 0; 2011 Qtr 2: 0; 2011 Qtr 3: 0; 2011 Qtr 4: 0 | 1
0 | 253104-Packaged terminal HP Early Retirement |  | System | Commercial | 11-HTL-Lodging–Hotel(GuestRooms)-COOL | 0 |  |  |  |  | 720.7258 | 0 | 150 | 0 | 0 | 570.7258 | 724.459 |  | kWh | 0.35442 | 0 | Commercial | [7 empty] | 15 | 0.5 |  |  |  | 1 | 1 | 0 | 0 | 0 | 0 | 0 | 0 | 0 | 0 | 0 | 0 | 2009 Qtr 1: 0; 2009 Qtr 2: 0; 2009 Qtr 3: 0; 2009 Qtr 4: 1; 2010 Qtr 1: 0; 2010 Qtr 2: 0; 2010 Qtr 3: 0; 2010 Qtr 4: 0; 2011 Qtr 1: 0; 2011 Qtr 2: 0; 2011 Qtr 3: 0; 2011 Qtr 4: 0 | 1
0 | 253104-Packaged terminal HP Early Retirement |  | System | Commercial | 11-HTL-Lodging–Hotel(GuestRooms)-COOL | 0 |  |  |  |  | 720.7258 | 0 | 150 | 0 | 0 | 570.7258 | 724.459 |  | kWh | 0.35442 | 0 | Commercial | [7 empty] | 15 | 0.5 |  |  |  | 1 | 1 | 0 | 0 | 0 | 0 | 0 | 0 | 0 | 0 | 0 | 0 | 2009 Qtr 1: 0; 2009 Qtr 2: 0; 2009 Qtr 3: 0; 2009 Qtr 4: 1; 2010 Qtr 1: 0; 2010 Qtr 2: 0; 2010 Qtr 3: 0; 2010 Qtr 4: 0; 2011 Qtr 1: 0; 2011 Qtr 2: 0; 2011 Qtr 3: 0; 2011 Qtr 4: 0 | 1
0 | 253104-Packaged terminal HP Early Retirement |  | System | Commercial | 11-HTL-Lodging–Hotel(GuestRooms)-COOL | 0 |  |  |  |  | 720.7258 | 0 | 150 | 0 | 0 | 570.7258 | 724.459 |  | kWh | 0.35442 | 0 | Commercial | [7 empty] | 15 | 0.5 |  |  |  | 1 | 1 | 0 | 0 | 0 | 0 | 0 | 0 | 0 | 0 | 0 | 0 | 2009 Qtr 1: 0; 2009 Qtr 2: 0; 2009 Qtr 3: 0; 2009 Qtr 4: 1; 2010 Qtr 1: 0; 2010 Qtr 2: 0; 2010 Qtr 3: 0; 2010 Qtr 4: 0; 2011 Qtr 1: 0; 2011 Qtr 2: 0; 2011 Qtr 3: 0; 2011 Qtr 4: 0 | 1
0 | 253104-Packaged terminal HP Early Retirement |  | System | Commercial | 11-HTL-Lodging–Hotel(GuestRooms)-COOL | 0 |  |  |  |  | 720.7258 | 0 | 150 | 0 | 0 | 570.7258 | 724.459 |  | kWh | 0.35442 | 0 | Commercial | [7 empty] | 15 | 0.5 |  |  |  | 1 | 1 | 0 | 0 | 0 | 0 | 0 | 0 | 0 | 0 | 0 | 0 | 2009 Qtr 1: 0; 2009 Qtr 2: 0; 2009 Qtr 3: 0; 2009 Qtr 4: 1; 2010 Qtr 1: 0; 2010 Qtr 2: 0; 2010 Qtr 3: 0; 2010 Qtr 4: 0; 2011 Qtr 1: 0; 2011 Qtr 2: 0; 2011 Qtr 3: 0; 2011 Qtr 4: 0 | 1
0 | 253104-Packaged terminal HP Early Retirement |  | System | Commercial | 11-HTL-Lodging–Hotel(GuestRooms)-COOL | 0 |  |  |  |  | 720.7258 | 0 | 150 | 0 | 0 | 570.7258 | 724.459 |  | kWh | 0.35442 | 0 | Commercial | [7 empty] | 15 | 0.5 |  |  |  | 1 | 1 | 0 | 0 | 0 | 0 | 0 | 0 | 0 | 0 | 0 | 0 | 2009 Qtr 1: 0; 2009 Qtr 2: 0; 2009 Qtr 3: 0; 2009 Qtr 4: 1; 2010 Qtr 1: 0; 2010 Qtr 2: 0; 2010 Qtr 3: 0; 2010 Qtr 4: 0; 2011 Qtr 1: 0; 2011 Qtr 2: 0; 2011 Qtr 3: 0; 2011 Qtr 4: 0 | 1
0 | 253104-Packaged terminal HP Early Retirement |  | System | Commercial | 11-HTL-Lodging–Hotel(GuestRooms)-COOL | 0 |  |  |  |  | 720.7258 | 0 | 150 | 0 | 0 | 570.7258 | 724.459 |  | kWh | 0.35442 | 0 | Commercial | [7 empty] | 15 | 0.5 |  |  |  | 1 | 1 | 0 | 0 | 0 | 0 | 0 | 0 | 0 | 0 | 0 | 0 | 2009 Qtr 1: 0; 2009 Qtr 2: 0; 2009 Qtr 3: 0; 2009 Qtr 4: 1; 2010 Qtr 1: 0; 2010 Qtr 2: 0; 2010 Qtr 3: 0; 2010 Qtr 4: 0; 2011 Qtr 1: 0; 2011 Qtr 2: 0; 2011 Qtr 3: 0; 2011 Qtr 4: 0 | 1
0 | 253104-Packaged terminal HP Early Retirement |  | System | Commercial | 11-HTL-Lodging–Hotel(GuestRooms)-COOL | 0 |  |  |  |  | 720.7258 | 0 | 150 | 0 | 0 | 570.7258 | 724.459 |  | kWh | 0.35442 | 0 | Commercial | [7 empty] | 15 | 0.5 |  |  |  | 1 | 1 | 0 | 0 | 0 | 0 | 0 | 0 | 0 | 0 | 0 | 0 | 2009 Qtr 1: 0; 2009 Qtr 2: 0; 2009 Qtr 3: 0; 2009 Qtr 4: 1; 2010 Qtr 1: 0; 2010 Qtr 2: 0; 2010 Qtr 3: 0; 2010 Qtr 4: 0; 2011 Qtr 1: 0; 2011 Qtr 2: 0; 2011 Qtr 3: 0; 2011 Qtr 4: 0 | 1
0 | 253104-Packaged terminal HP Early Retirement |  | System | Commercial | 11-HTL-Lodging–Hotel(GuestRooms)-COOL | 0 |  |  |  |  | 720.7258 | 0 | 150 | 0 | 0 | 570.7258 | 724.459 |  | kWh | 0.35442 | 0 | Commercial | [7 empty] | 15 | 0.5 |  |  |  | 1 | 1 | 0 | 0 | 0 | 0 | 0 | 0 | 0 | 0 | 0 | 0 | 2009 Qtr 1: 0; 2009 Qtr 2: 0; 2009 Qtr 3: 0; 2009 Qtr 4: 1; 2010 Qtr 1: 0; 2010 Qtr 2: 0; 2010 Qtr 3: 0; 2010 Qtr 4: 0; 2011 Qtr 1: 0; 2011 Qtr 2: 0; 2011 Qtr 3: 0; 2011 Qtr 4: 0 | 1
0 | 253104-Packaged terminal HP Early Retirement |  | System | Commercial | 11-HTL-Lodging–Hotel(GuestRooms)-COOL | 0 |  |  |  |  | 720.7258 | 0 | 150 | 0 | 0 | 570.7258 | 724.459 |  | kWh | 0.35442 | 0 | Commercial | [7 empty] | 15 | 0.5 |  |  |  | 1 | 1 | 0 | 0 | 0 | 0 | 0 | 0 | 0 | 0 | 0 | 0 | 2009 Qtr 1: 0; 2009 Qtr 2: 0; 2009 Qtr 3: 0; 2009 Qtr 4: 1; 2010 Qtr 1: 0; 2010 Qtr 2: 0; 2010 Qtr 3: 0; 2010 Qtr 4: 0; 2011 Qtr 1: 0; 2011 Qtr 2: 0; 2011 Qtr 3: 0; 2011 Qtr 4: 0 | 1
0 | 253104-Packaged terminal HP Early Retirement |  | System | Commercial | 11-HTL-Lodging–Hotel(GuestRooms)-COOL | 0 |  |  |  |  | 720.7258 | 0 | 150 | 0 | 0 | 570.7258 | 724.459 |  | kWh | 0.35442 | 0 | Commercial | [7 empty] | 15 | 0.5 |  |  |  | 1 | 1 | 0 | 0 | 0 | 0 | 0 | 0 | 0 | 0 | 0 | 0 | 2009 Qtr 1: 0; 2009 Qtr 2: 0; 2009 Qtr 3: 0; 2009 Qtr 4: 1; 2010 Qtr 1: 0; 2010 Qtr 2: 0; 2010 Qtr 3: 0; 2010 Qtr 4: 0; 2011 Qtr 1: 0; 2011 Qtr 2: 0; 2011 Qtr 3: 0; 2011 Qtr 4: 0 | 1
0 | 253104-Packaged terminal HP Early Retirement |  | System | Commercial | 11-HTL-Lodging–Hotel(GuestRooms)-COOL | 0 |  |  |  |  | 720.7258 | 0 | 150 | 0 | 0 | 570.7258 | 724.459 |  | kWh | 0.35442 | 0 | Commercial | [7 empty] | 15 | 0.5 |  |  |  | 1 | 1 | 0 | 0 | 0 | 0 | 0 | 0 | 0 | 0 | 0 | 0 | 2009 Qtr 1: 0; 2009 Qtr 2: 0; 2009 Qtr 3: 0; 2009 Qtr 4: 1; 2010 Qtr 1: 0; 2010 Qtr 2: 0; 2010 Qtr 3: 0; 2010 Qtr 4: 0; 2011 Qtr 1: 0; 2011 Qtr 2: 0; 2011 Qtr 3: 0; 2011 Qtr 4: 0 | 1
0 | 253104-Packaged terminal HP Early Retirement |  | System | Commercial | 11-HTL-Lodging–Hotel(GuestRooms)-COOL | 0 |  |  |  |  | 720.7258 | 0 | 150 | 0 | 0 | 570.7258 | 724.459 |  | kWh | 0.35442 | 0 | Commercial | [7 empty] | 15 | 0.5 |  |  |  | 1 | 1 | 0 | 0 | 0 | 0 | 0 | 0 | 0 | 0 | 0 | 0 | 2009 Qtr 1: 0; 2009 Qtr 2: 0; 2009 Qtr 3: 0; 2009 Qtr 4: 1; 2010 Qtr 1: 0; 2010 Qtr 2: 0; 2010 Qtr 3: 0; 2010 Qtr 4: 0; 2011 Qtr 1: 0; 2011 Qtr 2: 0; 2011 Qtr 3: 0; 2011 Qtr 4: 0 | 1
0 | 253104-Packaged terminal HP Early Retirement |  | System | Commercial | 11-HTL-Lodging–Hotel(GuestRooms)-COOL | 0 |  |  |  |  | 720.7258 | 0 | 150 | 0 | 0 | 570.7258 | 724.459 |  | kWh | 0.35442 | 0 | Commercial | [7 empty] | 15 | 0.5 |  |  |  | 1 | 1 | 0 | 0 | 0 | 0 | 0 | 0 | 0 | 0 | 0 | 0 | 2009 Qtr 1: 0; 2009 Qtr 2: 0; 2009 Qtr 3: 0; 2009 Qtr 4: 1; 2010 Qtr 1: 0; 2010 Qtr 2: 0; 2010 Qtr 3: 0; 2010 Qtr 4: 0; 2011 Qtr 1: 0; 2011 Qtr 2: 0; 2011 Qtr 3: 0; 2011 Qtr 4: 0 | 1
0 | 253104-Packaged terminal HP Early Retirement |  | System | Commercial | 11-HTL-Lodging–Hotel(GuestRooms)-COOL | 0 |  |  |  |  | 720.7258 | 0 | 150 | 0 | 0 | 570.7258 | 724.459 |  | kWh | 0.35442 | 0 | Commercial | [7 empty] | 15 | 0.5 |  |  |  | 1 | 1 | 0 | 0 | 0 | 0 | 0 | 0 | 0 | 0 | 0 | 0 | 2009 Qtr 1: 0; 2009 Qtr 2: 0; 2009 Qtr 3: 0; 2009 Qtr 4: 1; 2010 Qtr 1: 0; 2010 Qtr 2: 0; 2010 Qtr 3: 0; 2010 Qtr 4: 0; 2011 Qtr 1: 0; 2011 Qtr 2: 0; 2011 Qtr 3: 0; 2011 Qtr 4: 0 | 1
0 | 253104-Packaged terminal HP Early Retirement |  | System | Commercial | 11-HTL-Lodging–Hotel(GuestRooms)-COOL | 0 |  |  |  |  | 720.7258 | 0 | 150 | 0 | 0 | 570.7258 | 724.459 |  | kWh | 0.35442 | 0 | Commercial | [7 empty] | 15 | 0.5 |  |  |  | 1 | 1 | 0 | 0 | 0 | 0 | 0 | 0 | 0 | 0 | 0 | 0 | 2009 Qtr 1: 0; 2009 Qtr 2: 0; 2009 Qtr 3: 0; 2009 Qtr 4: 1; 2010 Qtr 1: 0; 2010 Qtr 2: 0; 2010 Qtr 3: 0; 2010 Qtr 4: 0; 2011 Qtr 1: 0; 2011 Qtr 2: 0; 2011 Qtr 3: 0; 2011 Qtr 4: 0 | 1
0 | 253104-Packaged terminal HP Early Retirement |  | System | Commercial | 11-HTL-Lodging–Hotel(GuestRooms)-COOL | 0 |  |  |  |  | 720.7258 | 0 | 150 | 0 | 0 | 570.7258 | 724.459 |  | kWh | 0.35442 | 0 | Commercial | [7 empty] | 15 | 0.5 |  |  |  | 1 | 1 | 0 | 0 | 0 | 0 | 0 | 0 | 0 | 0 | 0 | 0 | 2009 Qtr 1: 0; 2009 Qtr 2: 0; 2009 Qtr 3: 0; 2009 Qtr 4: 1; 2010 Qtr 1: 0; 2010 Qtr 2: 0; 2010 Qtr 3: 0; 2010 Qtr 4: 0; 2011 Qtr 1: 0; 2011 Qtr 2: 0; 2011 Qtr 3: 0; 2011 Qtr 4: 0 | 1
0 | 253104-Packaged terminal HP Early Retirement |  | System | Commercial | 11-HTL-Lodging–Hotel(GuestRooms)-COOL | 0 |  |  |  |  | 720.7258 | 0 | 150 | 0 | 0 | 570.7258 | 724.459 |  | kWh | 0.35442 | 0 | Commercial | [7 empty] | 15 | 0.5 |  |  |  | 1 | 1 | 0 | 0 | 0 | 0 | 0 | 0 | 0 | 0 | 0 | 0 | 2009 Qtr 1: 0; 2009 Qtr 2: 0; 2009 Qtr 3: 0; 2009 Qtr 4: 1; 2010 Qtr 1: 0; 2010 Qtr 2: 0; 2010 Qtr 3: 0; 2010 Qtr 4: 0; 2011 Qtr 1: 0; 2011 Qtr 2: 0; 2011 Qtr 3: 0; 2011 Qtr 4: 0 | 1
0 | 253104-Packaged terminal HP Early Retirement |  | System | Commercial | 11-HTL-Lodging–Hotel(GuestRooms)-COOL | 0 |  |  |  |  | 720.7258 | 0 | 150 | 0 | 0 | 570.7258 | 724.459 |  | kWh | 0.35442 | 0 | Commercial | [7 empty] | 15 | 0.5 |  |  |  | 1 | 1 | 0 | 0 | 0 | 0 | 0 | 0 | 0 | 0 | 0 | 0 | 2009 Qtr 1: 0; 2009 Qtr 2: 0; 2009 Qtr 3: 0; 2009 Qtr 4: 1; 2010 Qtr 1: 0; 2010 Qtr 2: 0; 2010 Qtr 3: 0; 2010 Qtr 4: 0; 2011 Qtr 1: 0; 2011 Qtr 2: 0; 2011 Qtr 3: 0; 2011 Qtr 4: 0 | 1
0 | 253104-Packaged terminal HP Early Retirement |  | System | Commercial | 11-HTL-Lodging–Hotel(GuestRooms)-COOL | 0 |  |  |  |  | 720.7258 | 0 | 150 | 0 | 0 | 570.7258 | 724.459 |  | kWh | 0.35442 | 0 | Commercial | [7 empty] | 15 | 0.5 |  |  |  | 1 | 1 | 0 | 0 | 0 | 0 | 0 | 0 | 0 | 0 | 0 | 0 | 2009 Qtr 1: 0; 2009 Qtr 2: 0; 2009 Qtr 3: 0; 2009 Qtr 4: 1; 2010 Qtr 1: 0; 2010 Qtr 2: 0; 2010 Qtr 3: 0; 2010 Qtr 4: 0; 2011 Qtr 1: 0; 2011 Qtr 2: 0; 2011 Qtr 3: 0; 2011 Qtr 4: 0 | 1
0 | 253104-Packaged terminal HP Early Retirement |  | System | Commercial | 11-HTL-Lodging–Hotel(GuestRooms)-COOL | 0 |  |  |  |  | 720.7258 | 0 | 150 | 0 | 0 | 570.7258 | 724.459 |  | kWh | 0.35442 | 0 | Commercial | [7 empty] | 15 | 0.5 |  |  |  | 1 | 1 | 0 | 0 | 0 | 0 | 0 | 0 | 0 | 0 | 0 | 0 | 2009 Qtr 1: 0; 2009 Qtr 2: 0; 2009 Qtr 3: 0; 2009 Qtr 4: 1; 2010 Qtr 1: 0; 2010 Qtr 2: 0; 2010 Qtr 3: 0; 2010 Qtr 4: 0; 2011 Qtr 1: 0; 2011 Qtr 2: 0; 2011 Qtr 3: 0; 2011 Qtr 4: 0 | 1
0 | 253104-Packaged terminal HP Early Retirement |  | System | Commercial | 11-HTL-Lodging–Hotel(GuestRooms)-COOL | 0 |  |  |  |  | 720.7258 | 0 | 150 | 0 | 0 | 570.7258 | 724.459 |  | kWh | 0.35442 | 0 | Commercial | [7 empty] | 15 | 0.5 |  |  |  | 1 | 1 | 0 | 0 | 0 | 0 | 0 | 0 | 0 | 0 | 0 | 0 | 2009 Qtr 1: 0; 2009 Qtr 2: 0; 2009 Qtr 3: 0; 2009 Qtr 4: 1; 2010 Qtr 1: 0; 2010 Qtr 2: 0; 2010 Qtr 3: 0; 2010 Qtr 4: 0; 2011 Qtr 1: 0; 2011 Qtr 2: 0; 2011 Qtr 3: 0; 2011 Qtr 4: 0 | 1
0 | 253104-Packaged terminal HP Early Retirement |  | System | Commercial | 11-HTL-Lodging–Hotel(GuestRooms)-COOL | 0 |  |  |  |  | 720.7258 | 0 | 150 | 0 | 0 | 570.7258 | 724.459 |  | kWh | 0.35442 | 0 | Commercial | [7 empty] | 15 | 0.5 |  |  |  | 1 | 1 | 0 | 0 | 0 | 0 | 0 | 0 | 0 | 0 | 0 | 0 | 2009 Qtr 1: 0; 2009 Qtr 2: 0; 2009 Qtr 3: 0; 2009 Qtr 4: 1; 2010 Qtr 1: 0; 2010 Qtr 2: 0; 2010 Qtr 3: 0; 2010 Qtr 4: 0; 2011 Qtr 1: 0; 2011 Qtr 2: 0; 2011 Qtr 3: 0; 2011 Qtr 4: 0 | 1
0 | 253104-Packaged terminal HP Early Retirement |  | System | Commercial | 11-HTL-Lodging–Hotel(GuestRooms)-COOL | 0 |  |  |  |  | 720.7258 | 0 | 150 | 0 | 0 | 570.7258 | 724.459 |  | kWh | 0.35442 | 0 | Commercial | [7 empty] | 15 | 0.5 |  |  |  | 1 | 1 | 0 | 0 | 0 | 0 | 0 | 0 | 0 | 0 | 0 | 0 | 2009 Qtr 1: 0; 2009 Qtr 2: 0; 2009 Qtr 3: 0; 2009 Qtr 4: 1; 2010 Qtr 1: 0; 2010 Qtr 2: 0; 2010 Qtr 3: 0; 2010 Qtr 4: 0; 2011 Qtr 1: 0; 2011 Qtr 2: 0; 2011 Qtr 3: 0; 2011 Qtr 4: 0 | 1
0 | 253104-Packaged terminal HP Early Retirement |  | System | Commercial | 11-HTL-Lodging–Hotel(GuestRooms)-COOL | 0 |  |  |  |  | 720.7258 | 0 | 150 | 0 | 0 | 570.7258 | 724.459 |  | kWh | 0.35442 | 0 | Commercial | [7 empty] | 15 | 0.5 |  |  |  | 1 | 1 | 0 | 0 | 0 | 0 | 0 | 0 | 0 | 0 | 0 | 0 | 2009 Qtr 1: 0; 2009 Qtr 2: 0; 2009 Qtr 3: 0; 2009 Qtr 4: 1; 2010 Qtr 1: 0; 2010 Qtr 2: 0; 2010 Qtr 3: 0; 2010 Qtr 4: 0; 2011 Qtr 1: 0; 2011 Qtr 2: 0; 2011 Qtr 3: 0; 2011 Qtr 4: 0 | 1
0 | 253104-Packaged terminal HP Early Retirement |  | System | Commercial | 11-HTL-Lodging–Hotel(GuestRooms)-COOL | 0 |  |  |  |  | 720.7258 | 0 | 150 | 0 | 0 | 570.7258 | 724.459 |  | kWh | 0.35442 | 0 | Commercial | [7 empty] | 15 | 0.5 |  |  |  | 1 | 1 | 0 | 0 | 0 | 0 | 0 | 0 | 0 | 0 | 0 | 0 | 2009 Qtr 1: 0; 2009 Qtr 2: 0; 2009 Qtr 3: 0; 2009 Qtr 4: 1; 2010 Qtr 1: 0; 2010 Qtr 2: 0; 2010 Qtr 3: 0; 2010 Qtr 4: 0; 2011 Qtr 1: 0; 2011 Qtr 2: 0; 2011 Qtr 3: 0; 2011 Qtr 4: 0 | 1
0 | 253104-Packaged terminal HP Early Retirement |  | System | Commercial | 11-HTL-Lodging–Hotel(GuestRooms)-COOL | 0 |  |  |  |  | 720.7258 | 0 | 150 | 0 | 0 | 570.7258 | 724.459 |  | kWh | 0.35442 | 0 | Commercial | [7 empty] | 15 | 0.5 |  |  |  | 1 | 1 | 0 | 0 | 0 | 0 | 0 | 0 | 0 | 0 | 0 | 0 | 2009 Qtr 1: 0; 2009 Qtr 2: 0; 2009 Qtr 3: 0; 2009 Qtr 4: 1; 2010 Qtr 1: 0; 2010 Qtr 2: 0; 2010 Qtr 3: 0; 2010 Qtr 4: 0; 2011 Qtr 1: 0; 2011 Qtr 2: 0; 2011 Qtr 3: 0; 2011 Qtr 4: 0 | 1
0 | 253104-Packaged terminal HP Early Retirement |  | System | Commercial | 11-HTL-Lodging–Hotel(GuestRooms)-COOL | 0 |  |  |  |  | 720.7258 | 0 | 150 | 0 | 0 | 570.7258 | 724.459 |  | kWh | 0.35442 | 0 | Commercial | [7 empty] | 15 | 0.5 |  |  |  | 1 | 1 | 0 | 0 | 0 | 0 | 0 | 0 | 0 | 0 | 0 | 0 | 2009 Qtr 1: 0; 2009 Qtr 2: 0; 2009 Qtr 3: 0; 2009 Qtr 4: 1; 2010 Qtr 1: 0; 2010 Qtr 2: 0; 2010 Qtr 3: 0; 2010 Qtr 4: 0; 2011 Qtr 1: 0; 2011 Qtr 2: 0; 2011 Qtr 3: 0; 2011 Qtr 4: 0 | 1
0 | 253104-Packaged terminal HP Early Retirement |  | System | Commercial | 11-HTL-Lodging–Hotel(GuestRooms)-COOL | 0 |  |  |  |  | 720.7258 | 0 | 150 | 0 | 0 | 570.7258 | 724.459 |  | kWh | 0.35442 | 0 | Commercial | [7 empty] | 15 | 0.5 |  |  |  | 1 | 1 | 0 | 0 | 0 | 0 | 0 | 0 | 0 | 0 | 0 | 0 | 2009 Qtr 1: 0; 2009 Qtr 2: 0; 2009 Qtr 3: 0; 2009 Qtr 4: 1; 2010 Qtr 1: 0; 2010 Qtr 2: 0; 2010 Qtr 3: 0; 2010 Qtr 4: 0; 2011 Qtr 1: 0; 2011 Qtr 2: 0; 2011 Qtr 3: 0; 2011 Qtr 4: 0 | 1
0 | 253104-Packaged terminal HP Early Retirement |  | System | Commercial | 11-HTL-Lodging–Hotel(GuestRooms)-COOL | 0 |  |  |  |  | 720.7258 | 0 | 150 | 0 | 0 | 570.7258 | 724.459 |  | kWh | 0.35442 | 0 | Commercial | [7 empty] | 15 | 0.5 |  |  |  | 1 | 1 | 0 | 0 | 0 | 0 | 0 | 0 | 0 | 0 | 0 | 0 | 2009 Qtr 1: 0; 2009 Qtr 2: 0; 2009 Qtr 3: 0; 2009 Qtr 4: 1; 2010 Qtr 1: 0; 2010 Qtr 2: 0; 2010 Qtr 3: 0; 2010 Qtr 4: 0; 2011 Qtr 1: 0; 2011 Qtr 2: 0; 2011 Qtr 3: 0; 2011 Qtr 4: 0 | 1
0 | 253104-Packaged terminal HP Early Retirement |  | System | Commercial | 11-HTL-Lodging–Hotel(GuestRooms)-COOL | 0 |  |  |  |  | 720.7258 | 0 | 150 | 0 | 0 | 570.7258 | 724.459 |  | kWh | 0.35442 | 0 | Commercial | [7 empty] | 15 | 0.5 |  |  |  | 1 | 1 | 0 | 0 | 0 | 0 | 0 | 0 | 0 | 0 | 0 | 0 | 2009 Qtr 1: 0; 2009 Qtr 2: 0; 2009 Qtr 3: 0; 2009 Qtr 4: 1; 2010 Qtr 1: 0; 2010 Qtr 2: 0; 2010 Qtr 3: 0; 2010 Qtr 4: 0; 2011 Qtr 1: 0; 2011 Qtr 2: 0; 2011 Qtr 3: 0; 2011 Qtr 4: 0 | 1
0 | 253104-Packaged terminal HP Early Retirement |  | System | Commercial | 11-HTL-Lodging–Hotel(GuestRooms)-COOL | 0 |  |  |  |  | 720.7258 | 0 | 150 | 0 | 0 | 570.7258 | 724.459 |  | kWh | 0.35442 | 0 | Commercial | [7 empty] | 15 | 0.5 |  |  |  | 1 | 1 | 0 | 0 | 0 | 0 | 0 | 0 | 0 | 0 | 0 | 0 | 2009 Qtr 1: 0; 2009 Qtr 2: 0; 2009 Qtr 3: 0; 2009 Qtr 4: 1; 2010 Qtr 1: 0; 2010 Qtr 2: 0; 2010 Qtr 3: 0; 2010 Qtr 4: 0; 2011 Qtr 1: 0; 2011 Qtr 2: 0; 2011 Qtr 3: 0; 2011 Qtr 4: 0 | 1
0 | 253104-Packaged terminal HP Early Retirement |  | System | Commercial | 11-HTL-Lodging–Hotel(GuestRooms)-COOL | 0 |  |  |  |  | 720.7258 | 0 | 150 | 0 | 0 | 570.7258 | 724.459 |  | kWh | 0.35442 | 0 | Commercial | [7 empty] | 15 | 0.5 |  |  |  | 1 | 1 | 0 | 0 | 0 | 0 | 0 | 0 | 0 | 0 | 0 | 0 | 2009 Qtr 1: 0; 2009 Qtr 2: 0; 2009 Qtr 3: 0; 2009 Qtr 4: 1; 2010 Qtr 1: 0; 2010 Qtr 2: 0; 2010 Qtr 3: 0; 2010 Qtr 4: 0; 2011 Qtr 1: 0; 2011 Qtr 2: 0; 2011 Qtr 3: 0; 2011 Qtr 4: 0 | 1
0 | 253104-Packaged terminal HP Early Retirement |  | System | Commercial | 11-HTL-Lodging–Hotel(GuestRooms)-COOL | 0 |  |  |  |  | 720.7258 | 0 | 150 | 0 | 0 | 570.7258 | 724.459 |  | kWh | 0.35442 | 0 | Commercial | [7 empty] | 15 | 0.5 |  |  |  | 1 | 1 | 0 | 0 | 0 | 0 | 0 | 0 | 0 | 0 | 0 | 0 | 2009 Qtr 1: 0; 2009 Qtr 2: 0; 2009 Qtr 3: 0; 2009 Qtr 4: 1; 2010 Qtr 1: 0; 2010 Qtr 2: 0; 2010 Qtr 3: 0; 2010 Qtr 4: 0; 2011 Qtr 1: 0; 2011 Qtr 2: 0; 2011 Qtr 3: 0; 2011 Qtr 4: 0 | 1
0 | 253104-Packaged terminal HP Early Retirement |  | System | Commercial | 11-HTL-Lodging–Hotel(GuestRooms)-COOL | 0 |  |  |  |  | 720.7258 | 0 | 150 | 0 | 0 | 570.7258 | 724.459 |  | kWh | 0.35442 | 0 | Commercial | [7 empty] | 15 | 0.5 |  |  |  | 1 | 1 | 0 | 0 | 0 | 0 | 0 | 0 | 0 | 0 | 0 | 0 | 2009 Qtr 1: 0; 2009 Qtr 2: 0; 2009 Qtr 3: 0; 2009 Qtr 4: 1; 2010 Qtr 1: 0; 2010 Qtr 2: 0; 2010 Qtr 3: 0; 2010 Qtr 4: 0; 2011 Qtr 1: 0; 2011 Qtr 2: 0; 2011 Qtr 3: 0; 2011 Qtr 4: 0 | 1
0 | 253104-Packaged terminal HP Early Retirement |  | System | Commercial | 11-HTL-Lodging–Hotel(GuestRooms)-COOL | 0 |  |  |  |  | 720.7258 | 0 | 150 | 0 | 0 | 570.7258 | 724.459 |  | kWh | 0.35442 | 0 | Commercial | [7 empty] | 15 | 0.5 |  |  |  | 1 | 1 | 0 | 0 | 0 | 0 | 0 | 0 | 0 | 0 | 0 | 0 | 2009 Qtr 1: 0; 2009 Qtr 2: 0; 2009 Qtr 3: 0; 2009 Qtr 4: 1; 2010 Qtr 1: 0; 2010 Qtr 2: 0; 2010 Qtr 3: 0; 2010 Qtr 4: 0; 2011 Qtr 1: 0; 2011 Qtr 2: 0; 2011 Qtr 3: 0; 2011 Qtr 4: 0 | 1
0 | 253104-Packaged terminal HP Early Retirement |  | System | Commercial | 11-HTL-Lodging–Hotel(GuestRooms)-COOL | 0 |  |  |  |  | 720.7258 | 0 | 150 | 0 | 0 | 570.7258 | 724.459 |  | kWh | 0.35442 | 0 | Commercial | [7 empty] | 15 | 0.5 |  |  |  | 1 | 1 | 0 | 0 | 0 | 0 | 0 | 0 | 0 | 0 | 0 | 0 | 2009 Qtr 1: 0; 2009 Qtr 2: 0; 2009 Qtr 3: 0; 2009 Qtr 4: 1; 2010 Qtr 1: 0; 2010 Qtr 2: 0; 2010 Qtr 3: 0; 2010 Qtr 4: 0; 2011 Qtr 1: 0; 2011 Qtr 2: 0; 2011 Qtr 3: 0; 2011 Qtr 4: 0 | 1
0 | 253104-Packaged terminal HP Early Retirement |  | System | Commercial | 11-HTL-Lodging–Hotel(GuestRooms)-COOL | 0 |  |  |  |  | 720.7258 | 0 | 150 | 0 | 0 | 570.7258 | 724.459 |  | kWh | 0.35442 | 0 | Commercial | [7 empty] | 15 | 0.5 |  |  |  | 1 | 1 | 0 | 0 | 0 | 0 | 0 | 0 | 0 | 0 | 0 | 0 | 2009 Qtr 1: 0; 2009 Qtr 2: 0; 2009 Qtr 3: 0; 2009 Qtr 4: 1; 2010 Qtr 1: 0; 2010 Qtr 2: 0; 2010 Qtr 3: 0; 2010 Qtr 4: 0; 2011 Qtr 1: 0; 2011 Qtr 2: 0; 2011 Qtr 3: 0; 2011 Qtr 4: 0 | 1
0 | 253104-Packaged terminal HP Early Retirement |  | System | Commercial | 11-HTL-Lodging–Hotel(GuestRooms)-COOL | 0 |  |  |  |  | 720.7258 | 0 | 150 | 0 | 0 | 570.7258 | 724.459 |  | kWh | 0.35442 | 0 | Commercial | [7 empty] | 15 | 0.5 |  |  |  | 1 | 1 | 0 | 0 | 0 | 0 | 0 | 0 | 0 | 0 | 0 | 0 | 2009 Qtr 1: 0; 2009 Qtr 2: 0; 2009 Qtr 3: 0; 2009 Qtr 4: 1; 2010 Qtr 1: 0; 2010 Qtr 2: 0; 2010 Qtr 3: 0; 2010 Qtr 4: 0; 2011 Qtr 1: 0; 2011 Qtr 2: 0; 2011 Qtr 3: 0; 2011 Qtr 4: 0 | 1
0 | 253104-Packaged terminal HP Early Retirement |  | System | Commercial | 11-HTL-Lodging–Hotel(GuestRooms)-COOL | 0 |  |  |  |  | 720.7258 | 0 | 150 | 0 | 0 | 570.7258 | 724.459 |  | kWh | 0.35442 | 0 | Commercial | [7 empty] | 15 | 0.5 |  |  |  | 1 | 1 | 0 | 0 | 0 | 0 | 0 | 0 | 0 | 0 | 0 | 0 | 2009 Qtr 1: 0; 2009 Qtr 2: 0; 2009 Qtr 3: 0; 2009 Qtr 4: 1; 2010 Qtr 1: 0; 2010 Qtr 2: 0; 2010 Qtr 3: 0; 2010 Qtr 4: 0; 2011 Qtr 1: 0; 2011 Qtr 2: 0; 2011 Qtr 3: 0; 2011 Qtr 4: 0 | 1
0 | 253104-Packaged terminal HP Early Retirement |  | System | Commercial | 11-HTL-Lodging–Hotel(GuestRooms)-COOL | 0 |  |  |  |  | 720.7258 | 0 | 150 | 0 | 0 | 570.7258 | 724.459 |  | kWh | 0.35442 | 0 | Commercial | [7 empty] | 15 | 0.5 |  |  |  | 1 | 1 | 0 | 0 | 0 | 0 | 0 | 0 | 0 | 0 | 0 | 0 | 2009 Qtr 1: 0; 2009 Qtr 2: 0; 2009 Qtr 3: 0; 2009 Qtr 4: 1; 2010 Qtr 1: 0; 2010 Qtr 2: 0; 2010 Qtr 3: 0; 2010 Qtr 4: 0; 2011 Qtr 1: 0; 2011 Qtr 2: 0; 2011 Qtr 3: 0; 2011 Qtr 4: 0 | 1
0 | 253104-Packaged terminal HP Early Retirement |  | System | Commercial | 11-HTL-Lodging–Hotel(GuestRooms)-COOL | 0 |  |  |  |  | 720.7258 | 0 | 150 | 0 | 0 | 570.7258 | 724.459 |  | kWh | 0.35442 | 0 | Commercial | [7 empty] | 15 | 0.5 |  |  |  | 1 | 1 | 0 | 0 | 0 | 0 | 0 | 0 | 0 | 0 | 0 | 0 | 2009 Qtr 1: 0; 2009 Qtr 2: 0; 2009 Qtr 3: 0; 2009 Qtr 4: 1; 2010 Qtr 1: 0; 2010 Qtr 2: 0; 2010 Qtr 3: 0; 2010 Qtr 4: 0; 2011 Qtr 1: 0; 2011 Qtr 2: 0; 2011 Qtr 3: 0; 2011 Qtr 4: 0 | 1
0 | 253104-Packaged terminal HP Early Retirement |  | System | Commercial | 11-HTL-Lodging–Hotel(GuestRooms)-COOL | 0 |  |  |  |  | 720.7258 | 0 | 150 | 0 | 0 | 570.7258 | 724.459 |  | kWh | 0.35442 | 0 | Commercial | [7 empty] | 15 | 0.5 |  |  |  | 1 | 1 | 0 | 0 | 0 | 0 | 0 | 0 | 0 | 0 | 0 | 0 | 2009 Qtr 1: 0; 2009 Qtr 2: 0; 2009 Qtr 3: 0; 2009 Qtr 4: 1; 2010 Qtr 1: 0; 2010 Qtr 2: 0; 2010 Qtr 3: 0; 2010 Qtr 4: 0; 2011 Qtr 1: 0; 2011 Qtr 2: 0; 2011 Qtr 3: 0; 2011 Qtr 4: 0 | 1
0 | 253104-Packaged terminal HP Early Retirement |  | System | Commercial | 11-HTL-Lodging–Hotel(GuestRooms)-COOL | 0 |  |  |  |  | 720.7258 | 0 | 150 | 0 | 0 | 570.7258 | 724.459 |  | kWh | 0.35442 | 0 | Commercial | [7 empty] | 15 | 0.5 |  |  |  | 1 | 1 | 0 | 0 | 0 | 0 | 0 | 0 | 0 | 0 | 0 | 0 | 2009 Qtr 1: 0; 2009 Qtr 2: 0; 2009 Qtr 3: 0; 2009 Qtr 4: 1; 2010 Qtr 1: 0; 2010 Qtr 2: 0; 2010 Qtr 3: 0; 2010 Qtr 4: 0; 2011 Qtr 1: 0; 2011 Qtr 2: 0; 2011 Qtr 3: 0; 2011 Qtr 4: 0 | 1
0 | 253104-Packaged terminal HP Early Retirement |  | System | Commercial | 11-HTL-Lodging–Hotel(GuestRooms)-COOL | 0 |  |  |  |  | 720.7258 | 0 | 150 | 0 | 0 | 570.7258 | 724.459 |  | kWh | 0.35442 | 0 | Commercial | [7 empty] | 15 | 0.5 |  |  |  | 1 | 1 | 0 | 0 | 0 | 0 | 0 | 0 | 0 | 0 | 0 | 0 | 2009 Qtr 1: 0; 2009 Qtr 2: 0; 2009 Qtr 3: 0; 2009 Qtr 4: 1; 2010 Qtr 1: 0; 2010 Qtr 2: 0; 2010 Qtr 3: 0; 2010 Qtr 4: 0; 2011 Qtr 1: 0; 2011 Qtr 2: 0; 2011 Qtr 3: 0; 2011 Qtr 4: 0 | 1
0 | 253104-Packaged terminal HP Early Retirement |  | System | Commercial | 11-HTL-Lodging–Hotel(GuestRooms)-COOL | 0 |  |  |  |  | 720.7258 | 0 | 150 | 0 | 0 | 570.7258 | 724.459 |  | kWh | 0.35442 | 0 | Commercial | [7 empty] | 15 | 0.5 |  |  |  | 1 | 1 | 0 | 0 | 0 | 0 | 0 | 0 | 0 | 0 | 0 | 0 | 2009 Qtr 1: 0; 2009 Qtr 2: 0; 2009 Qtr 3: 0; 2009 Qtr 4: 1; 2010 Qtr 1: 0; 2010 Qtr 2: 0; 2010 Qtr 3: 0; 2010 Qtr 4: 0; 2011 Qtr 1: 0; 2011 Qtr 2: 0; 2011 Qtr 3: 0; 2011 Qtr 4: 0 | 1
0 | 253104-Packaged terminal HP Early Retirement |  | System | Commercial | 11-HTL-Lodging–Hotel(GuestRooms)-COOL | 0 |  |  |  |  | 720.7258 | 0 | 150 | 0 | 0 | 570.7258 | 724.459 |  | kWh | 0.35442 | 0 | Commercial | [7 empty] | 15 | 0.5 |  |  |  | 1 | 1 | 0 | 0 | 0 | 0 | 0 | 0 | 0 | 0 | 0 | 0 | 2009 Qtr 1: 0; 2009 Qtr 2: 0; 2009 Qtr 3: 0; 2009 Qtr 4: 1; 2010 Qtr 1: 0; 2010 Qtr 2: 0; 2010 Qtr 3: 0; 2010 Qtr 4: 0; 2011 Qtr 1: 0; 2011 Qtr 2: 0; 2011 Qtr 3: 0; 2011 Qtr 4: 0 | 1
0 | 253104-Packaged terminal HP Early Retirement |  | System | Commercial | 11-HTL-Lodging–Hotel(GuestRooms)-COOL | 0 |  |  |  |  | 720.7258 | 0 | 150 | 0 | 0 | 570.7258 | 724.459 |  | kWh | 0.35442 | 0 | Commercial | [7 empty] | 15 | 0.5 |  |  |  | 1 | 1 | 0 | 0 | 0 | 0 | 0 | 0 | 0 | 0 | 0 | 0 | 2009 Qtr 1: 0; 2009 Qtr 2: 0; 2009 Qtr 3: 0; 2009 Qtr 4: 1; 2010 Qtr 1: 0; 2010 Qtr 2: 0; 2010 Qtr 3: 0; 2010 Qtr 4: 0; 2011 Qtr 1: 0; 2011 Qtr 2: 0; 2011 Qtr 3: 0; 2011 Qtr 4: 0 | 1
0 | 253104-Packaged terminal HP Early Retirement |  | System | Commercial | 11-HTL-Lodging–Hotel(GuestRooms)-COOL | 0 |  |  |  |  | 720.7258 | 0 | 150 | 0 | 0 | 570.7258 | 724.459 |  | kWh | 0.35442 | 0 | Commercial | [7 empty] | 15 | 0.5 |  |  |  | 1 | 1 | 0 | 0 | 0 | 0 | 0 | 0 | 0 | 0 | 0 | 0 | 2009 Qtr 1: 0; 2009 Qtr 2: 0; 2009 Qtr 3: 0; 2009 Qtr 4: 1; 2010 Qtr 1: 0; 2010 Qtr 2: 0; 2010 Qtr 3: 0; 2010 Qtr 4: 0; 2011 Qtr 1: 0; 2011 Qtr 2: 0; 2011 Qtr 3: 0; 2011 Qtr 4: 0 | 1
0 | 253104-Packaged terminal HP Early Retirement |  | System | Commercial | 11-HTL-Lodging–Hotel(GuestRooms)-COOL | 0 |  |  |  |  | 720.7258 | 0 | 150 | 0 | 0 | 570.7258 | 724.459 |  | kWh | 0.35442 | 0 | Commercial | [7 empty] | 15 | 0.5 |  |  |  | 1 | 1 | 0 | 0 | 0 | 0 | 0 | 0 | 0 | 0 | 0 | 0 | 2009 Qtr 1: 0; 2009 Qtr 2: 0; 2009 Qtr 3: 0; 2009 Qtr 4: 1; 2010 Qtr 1: 0; 2010 Qtr 2: 0; 2010 Qtr 3: 0; 2010 Qtr 4: 0; 2011 Qtr 1: 0; 2011 Qtr 2: 0; 2011 Qtr 3: 0; 2011 Qtr 4: 0 | 1
0 | 253104-Packaged terminal HP Early Retirement |  | System | Commercial | 11-HTL-Lodging–Hotel(GuestRooms)-COOL | 0 |  |  |  |  | 720.7258 | 0 | 150 | 0 | 0 | 570.7258 | 724.459 |  | kWh | 0.35442 | 0 | Commercial | [7 empty] | 15 | 0.5 |  |  |  | 1 | 1 | 0 | 0 | 0 | 0 | 0 | 0 | 0 | 0 | 0 | 0 | 2009 Qtr 1: 0; 2009 Qtr 2: 0; 2009 Qtr 3: 0; 2009 Qtr 4: 1; 2010 Qtr 1: 0; 2010 Qtr 2: 0; 2010 Qtr 3: 0; 2010 Qtr 4: 0; 2011 Qtr 1: 0; 2011 Qtr 2: 0; 2011 Qtr 3: 0; 2011 Qtr 4: 0 | 1
0 | 253104-Packaged terminal HP Early Retirement |  | System | Commercial | 11-HTL-Lodging–Hotel(GuestRooms)-COOL | 0 |  |  |  |  | 720.7258 | 0 | 150 | 0 | 0 | 570.7258 | 724.459 |  | kWh | 0.35442 | 0 | Commercial | [7 empty] | 15 | 0.5 |  |  |  | 1 | 1 | 0 | 0 | 0 | 0 | 0 | 0 | 0 | 0 | 0 | 0 | 2009 Qtr 1: 0; 2009 Qtr 2: 0; 2009 Qtr 3: 0; 2009 Qtr 4: 1; 2010 Qtr 1: 0; 2010 Qtr 2: 0; 2010 Qtr 3: 0; 2010 Qtr 4: 0; 2011 Qtr 1: 0; 2011 Qtr 2: 0; 2011 Qtr 3: 0; 2011 Qtr 4: 0 | 1
0 | 253104-Packaged terminal HP Early Retirement |  | System | Commercial | 11-HTL-Lodging–Hotel(GuestRooms)-COOL | 0 |  |  |  |  | 720.7258 | 0 | 150 | 0 | 0 | 570.7258 | 724.459 |  | kWh | 0.35442 | 0 | Commercial | [7 empty] | 15 | 0.5 |  |  |  | 1 | 1 | 0 | 0 | 0 | 0 | 0 | 0 | 0 | 0 | 0 | 0 | 2009 Qtr 1: 0; 2009 Qtr 2: 0; 2009 Qtr 3: 0; 2009 Qtr 4: 1; 2010 Qtr 1: 0; 2010 Qtr 2: 0; 2010 Qtr 3: 0; 2010 Qtr 4: 0; 2011 Qtr 1: 0; 2011 Qtr 2: 0; 2011 Qtr 3: 0; 2011 Qtr 4: 0 | 1
0 | 253104-Packaged terminal HP Early Retirement |  | System | Commercial | 11-HTL-Lodging–Hotel(GuestRooms)-COOL | 0 |  |  |  |  | 720.7258 | 0 | 150 | 0 | 0 | 570.7258 | 724.459 |  | kWh | 0.35442 | 0 | Commercial | [7 empty] | 15 | 0.5 |  |  |  | 1 | 1 | 0 | 0 | 0 | 0 | 0 | 0 | 0 | 0 | 0 | 0 | 2009 Qtr 1: 0; 2009 Qtr 2: 0; 2009 Qtr 3: 0; 2009 Qtr 4: 1; 2010 Qtr 1: 0; 2010 Qtr 2: 0; 2010 Qtr 3: 0; 2010 Qtr 4: 0; 2011 Qtr 1: 0; 2011 Qtr 2: 0; 2011 Qtr 3: 0; 2011 Qtr 4: 0 | 1
0 | 253077-Comm. HP <65k single phase split ER above code |  | System | Commercial | 01-ALC-AllCommercial-Cooling | 0 |  |  |  |  | 97.9361 | 0 | 97.22 | 0 | 0 | 0.7161 | 433.758 |  | kWh | 0.20195 | 0 | Commercial | [7 empty] | 15 | 0.5 |  |  |  | 1 | 5 | 0 | 0 | 0 | 0 | 0 | 0 | 0 | 0 | 0 | 0 | 2009 Qtr 1: 0; 2009 Qtr 2: 0; 2009 Qtr 3: 0; 2009 Qtr 4: 5; 2010 Qtr 1: 0; 2010 Qtr 2: 0; 2010 Qtr 3: 0; 2010 Qtr 4: 0; 2011 Qtr 1: 0; 2011 Qtr 2: 0; 2011 Qtr 3: 0; 2011 Qtr 4: 0 | 5
0 | 253061-Comm. AC <65k single phase unitary ER |  | System | Commercial | 01-ALC-AllCommercial-Cooling | 0 |  |  |  |  | 817.8563 | 0 | 85 | 0 | 0 | 732.8563 | 364.969 |  | kWh | 0.24958 | 0 | Commercial | [7 empty] | 15 | 0.5 |  |  |  | 1 | 5 | 0 | 0 | 0 | 0 | 0 | 0 | 0 | 0 | 0 | 0 | 2009 Qtr 1: 0; 2009 Qtr 2: 0; 2009 Qtr 3: 0; 2009 Qtr 4: 5; 2010 Qtr 1: 0; 2010 Qtr 2: 0; 2010 Qtr 3: 0; 2010 Qtr 4: 0; 2011 Qtr 1: 0; 2011 Qtr 2: 0; 2011 Qtr 3: 0; 2011 Qtr 4: 0 | 5
0 | 253071-Comm. AC 135K to 239k ER |  | System | Commercial | 01-ALC-AllCommercial-Cooling | 0 |  |  |  |  | 785.7717 | 0 | 120 | 0 | 0 | 665.7717 | 284.556 |  | kWh | 0.20416 | 0 | Commercial | [7 empty] | 15 | 0.7 |  |  |  | 1 | 15 | 0 | 0 | 0 | 0 | 0 | 0 | 0 | 0 | 0 | 0 | 2009 Qtr 1: 0; 2009 Qtr 2: 0; 2009 Qtr 3: 0; 2009 Qtr 4: 15; 2010 Qtr 1: 0; 2010 Qtr 2: 0; 2010 Qtr 3: 0; 2010 Qtr 4: 0; 2011 Qtr 1: 0; 2011 Qtr 2: 0; 2011 Qtr 3: 0; 2011 Qtr 4: 0 | 15
0 | 253033-Comm. AC <65k three phase unitary |  | System | Commercial | 01-ALC-AllCommercial-Cooling | 0 |  |  |  |  | 790.4043 | 0 | 50 | 0 | 0 | 740.4043 | 280.46 |  | kWh | 0.19186 | 0 | Commercial | [7 empty] | 15 | 0.5 |  |  |  | 1 | 5 | 0 | 0 | 0 | 0 | 0 | 0 | 0 | 0 | 0 | 0 | 2009 Qtr 1: 0; 2009 Qtr 2: 0; 2009 Qtr 3: 0; 2009 Qtr 4: 5; 2010 Qtr 1: 0; 2010 Qtr 2: 0; 2010 Qtr 3: 0; 2010 Qtr 4: 0; 2011 Qtr 1: 0; 2011 Qtr 2: 0; 2011 Qtr 3: 0; 2011 Qtr 4: 0 | 5
0 | 253067-Comm. AC <65k three phase unitary ER |  | System | Commercial | 01-ALC-AllCommercial-Cooling | 0 |  |  |  |  | 790.4043 | 0 | 85 | 0 | 0 | 705.4043 | 280.46 |  | kWh | 0.19186 | 0 | Commercial | [7 empty] | 15 | 0.5 |  |  |  | 1 | 5 | 0 | 0 | 0 | 0 | 0 | 0 | 0 | 0 | 0 | 0 | 2009 Qtr 1: 0; 2009 Qtr 2: 0; 2009 Qtr 3: 0; 2009 Qtr 4: 5; 2010 Qtr 1: 0; 2010 Qtr 2: 0; 2010 Qtr 3: 0; 2010 Qtr 4: 0; 2011 Qtr 1: 0; 2011 Qtr 2: 0; 2011 Qtr 3: 0; 2011 Qtr 4: 0 | 5
0 | 253067-Comm. AC <65k three phase unitary ER |  | System | Commercial | 01-ALC-AllCommercial-Cooling | 0 |  |  |  |  | 790.4043 | 0 | 85 | 0 | 0 | 705.4043 | 280.46 |  | kWh | 0.19186 | 0 | Commercial | [7 empty] | 15 | 0.5 |  |  |  | 1 | 5 | 0 | 0 | 0 | 0 | 0 | 0 | 0 | 0 | 0 | 0 | 2009 Qtr 1: 0; 2009 Qtr 2: 0; 2009 Qtr 3: 0; 2009 Qtr 4: 5; 2010 Qtr 1: 0; 2010 Qtr 2: 0; 2010 Qtr 3: 0; 2010 Qtr 4: 0; 2011 Qtr 1: 0; 2011 Qtr 2: 0; 2011 Qtr 3: 0; 2011 Qtr 4: 0 | 5
0 | 253067-Comm. AC <65k three phase unitary ER |  | System | Commercial | 01-ALC-AllCommercial-Cooling | 0 |  |  |  |  | 790.4043 | 0 | 85 | 0 | 0 | 705.4043 | 280.46 |  | kWh | 0.19186 | 0 | Commercial | [7 empty] | 15 | 0.5 |  |  |  | 1 | 5 | 0 | 0 | 0 | 0 | 0 | 0 | 0 | 0 | 0 | 0 | 2009 Qtr 1: 0; 2009 Qtr 2: 0; 2009 Qtr 3: 0; 2009 Qtr 4: 5; 2010 Qtr 1: 0; 2010 Qtr 2: 0; 2010 Qtr 3: 0; 2010 Qtr 4: 0; 2011 Qtr 1: 0; 2011 Qtr 2: 0; 2011 Qtr 3: 0; 2011 Qtr 4: 0 | 5
0 | 253050-Comm. HP <65k three phase unitary |  | System | Commercial | 01-ALC-AllCommercial-Cooling | 0 |  |  |  |  | 959.2869 | 0 | 50 | 0 | 0 | 909.2869 | 416.612 |  | kWh | 0.22516 | 0 | Commercial | [7 empty] | 15 | 0.5 |  |  |  | 1 | 5 | 0 | 0 | 0 | 0 | 0 | 0 | 0 | 0 | 0 | 0 | 2009 Qtr 1: 0; 2009 Qtr 2: 0; 2009 Qtr 3: 0; 2009 Qtr 4: 5; 2010 Qtr 1: 0; 2010 Qtr 2: 0; 2010 Qtr 3: 0; 2010 Qtr 4: 0; 2011 Qtr 1: 0; 2011 Qtr 2: 0; 2011 Qtr 3: 0; 2011 Qtr 4: 0 | 5
0 | 253067-Comm. AC <65k three phase unitary ER |  | System | Commercial | 01-ALC-AllCommercial-Cooling | 0 |  |  |  |  | 790.4043 | 0 | 85 | 0 | 0 | 705.4043 | 280.46 |  | kWh | 0.19186 | 0 | Commercial | [7 empty] | 15 | 0.5 |  |  |  | 1 | 3 | 0 | 0 | 0 | 0 | 0 | 0 | 0 | 0 | 0 | 0 | 2009 Qtr 1: 0; 2009 Qtr 2: 0; 2009 Qtr 3: 0; 2009 Qtr 4: 3; 2010 Qtr 1: 0; 2010 Qtr 2: 0; 2010 Qtr 3: 0; 2010 Qtr 4: 0; 2011 Qtr 1: 0; 2011 Qtr 2: 0; 2011 Qtr 3: 0; 2011 Qtr 4: 0 | 3
0 | 253069-Comm. AC 65k to 134k ER |  | System | Commercial | 01-ALC-AllCommercial-Cooling | 0 |  |  |  |  | 757.3824 | 0 | 75 | 0 | 0 | 682.3824 | 361.554 |  | kWh | 0.25974 | 0 | Commercial | [7 empty] | 15 | 0.7 |  |  |  | 1 | 10 | 0 | 0 | 0 | 0 | 0 | 0 | 0 | 0 | 0 | 0 | 2009 Qtr 1: 0; 2009 Qtr 2: 0; 2009 Qtr 3: 0; 2009 Qtr 4: 10; 2010 Qtr 1: 0; 2010 Qtr 2: 0; 2010 Qtr 3: 0; 2010 Qtr 4: 0; 2011 Qtr 1: 0; 2011 Qtr 2: 0; 2011 Qtr 3: 0; 2011 Qtr 4: 0 | 10
0 | 253069-Comm. AC 65k to 134k ER |  | System | Commercial | 01-ALC-AllCommercial-Cooling | 0 |  |  |  |  | 757.3824 | 0 | 75 | 0 | 0 | 682.3824 | 361.554 |  | kWh | 0.25974 | 0 | Commercial | [7 empty] | 15 | 0.7 |  |  |  | 1 | 10 | 0 | 0 | 0 | 0 | 0 | 0 | 0 | 0 | 0 | 0 | 2009 Qtr 1: 0; 2009 Qtr 2: 0; 2009 Qtr 3: 0; 2009 Qtr 4: 10; 2010 Qtr 1: 0; 2010 Qtr 2: 0; 2010 Qtr 3: 0; 2010 Qtr 4: 0; 2011 Qtr 1: 0; 2011 Qtr 2: 0; 2011 Qtr 3: 0; 2011 Qtr 4: 0 | 10
0 | 253071-Comm. AC 135K to 239k ER |  | System | Commercial | 01-ALC-AllCommercial-Cooling | 0 |  |  |  |  | 785.7717 | 0 | 60 | 0 | 0 | 725.7717 | 284.556 |  | kWh | 0.20416 | 0 | Commercial | [7 empty] | 15 | 0.7 |  |  |  | 1 | 15 | 0 | 0 | 0 | 0 | 0 | 0 | 0 | 0 | 0 | 0 | 2009 Qtr 1: 0; 2009 Qtr 2: 0; 2009 Qtr 3: 0; 2009 Qtr 4: 15; 2010 Qtr 1: 0; 2010 Qtr 2: 0; 2010 Qtr 3: 0; 2010 Qtr 4: 0; 2011 Qtr 1: 0; 2011 Qtr 2: 0; 2011 Qtr 3: 0; 2011 Qtr 4: 0 | 15
0 | 253071-Comm. AC 135K to 239k ER |  | System | Commercial | 01-ALC-AllCommercial-Cooling | 0 |  |  |  |  | 785.7717 | 0 | 60 | 0 | 0 | 725.7717 | 284.556 |  | kWh | 0.20416 | 0 | Commercial | [7 empty] | 15 | 0.7 |  |  |  | 1 | 15 | 0 | 0 | 0 | 0 | 0 | 0 | 0 | 0 | 0 | 0 | 2009 Qtr 1: 0; 2009 Qtr 2: 0; 2009 Qtr 3: 0; 2009 Qtr 4: 15; 2010 Qtr 1: 0; 2010 Qtr 2: 0; 2010 Qtr 3: 0; 2010 Qtr 4: 0; 2011 Qtr 1: 0; 2011 Qtr 2: 0; 2011 Qtr 3: 0; 2011 Qtr 4: 0 | 15
0 | 253071-Comm. AC 135K to 239k ER |  | System | Commercial | 01-ALC-AllCommercial-Cooling | 0 |  |  |  |  | 785.7717 | 0 | 60 | 0 | 0 | 725.7717 | 284.556 |  | kWh | 0.20416 | 0 | Commercial | [7 empty] | 15 | 0.7 |  |  |  | 1 | 15 | 0 | 0 | 0 | 0 | 0 | 0 | 0 | 0 | 0 | 0 | 2009 Qtr 1: 0; 2009 Qtr 2: 0; 2009 Qtr 3: 0; 2009 Qtr 4: 15; 2010 Qtr 1: 0; 2010 Qtr 2: 0; 2010 Qtr 3: 0; 2010 Qtr 4: 0; 2011 Qtr 1: 0; 2011 Qtr 2: 0; 2011 Qtr 3: 0; 2011 Qtr 4: 0 | 15
0 | 253038-Comm. AC 135K to 239k |  | System | Commercial | 01-ALC-AllCommercial-Cooling | 0 |  |  |  |  | 110.8902 | 0 | 40 | 0 | 0 | 70.8902 | 368.041 |  | kWh | 0.29265 | 0 | Commercial | [7 empty] | 15 | 0.7 |  |  |  | 1 | 13 | 0 | 0 | 0 | 0 | 0 | 0 | 0 | 0 | 0 | 0 | 2009 Qtr 1: 0; 2009 Qtr 2: 0; 2009 Qtr 3: 0; 2009 Qtr 4: 13; 2010 Qtr 1: 0; 2010 Qtr 2: 0; 2010 Qtr 3: 0; 2010 Qtr 4: 0; 2011 Qtr 1: 0; 2011 Qtr 2: 0; 2011 Qtr 3: 0; 2011 Qtr 4: 0 | 13
0 | 253068-Comm. AC <65k three phase unitary ER |  | System | Commercial | 01-ALC-AllCommercial-Cooling | 0 |  |  |  |  | 790.4043 | 0 | 85 | 0 | 0 | 705.4043 | 350.672 |  | kWh | 0.27371 | 0 | Commercial | [7 empty] | 15 | 0.5 |  |  |  | 1 | 5 | 0 | 0 | 0 | 0 | 0 | 0 | 0 | 0 | 0 | 0 | 2009 Qtr 1: 0; 2009 Qtr 2: 0; 2009 Qtr 3: 0; 2009 Qtr 4: 5; 2010 Qtr 1: 0; 2010 Qtr 2: 0; 2010 Qtr 3: 0; 2010 Qtr 4: 0; 2011 Qtr 1: 0; 2011 Qtr 2: 0; 2011 Qtr 3: 0; 2011 Qtr 4: 0 | 5
0 | 253070-Comm. AC 65k to 134k ER |  | System | Commercial | 01-ALC-AllCommercial-Cooling | 0 |  |  |  |  | 757.3824 | 0 | 80.3571 | 0 | 0 | 677.0253 | 467.632 |  | kWh | 0.37183 | 0 | Commercial | [7 empty] | 15 | 0.7 |  |  |  | 1 | 7 | 0 | 0 | 0 | 0 | 0 | 0 | 0 | 0 | 0 | 0 | 2009 Qtr 1: 0; 2009 Qtr 2: 0; 2009 Qtr 3: 0; 2009 Qtr 4: 7; 2010 Qtr 1: 0; 2010 Qtr 2: 0; 2010 Qtr 3: 0; 2010 Qtr 4: 0; 2011 Qtr 1: 0; 2011 Qtr 2: 0; 2011 Qtr 3: 0; 2011 Qtr 4: 0 | 7
0 | 253101-Packaged Terminal AC Early Retirement |  | System | Commercial | 11-HTL-Lodging–Hotel(GuestRooms)-COOL | 0 |  |  |  |  | 273.9377 | 0 | 78.9474 | 0 | 0 | 194.9903 | 803.847 |  | kWh | 0.31843 | 0 | Commercial | [7 empty] | 15 | 0.5 |  |  |  | 1 | 0.95 | 0 | 0 | 0 | 0 | 0 | 0 | 0 | 0 | 0 | 0 | 2009 Qtr 1: 0; 2009 Qtr 2: 0; 2009 Qtr 3: 0; 2009 Qtr 4: 0.95; 2010 Qtr 1: 0; 2010 Qtr 2: 0; 2010 Qtr 3: 0; 2010 Qtr 4: 0; 2011 Qtr 1: 0; 2011 Qtr 2: 0; 2011 Qtr 3: 0; 2011 Qtr 4: 0 | 0.95
0 | 253101-Packaged Terminal AC Early Retirement |  | System | Commercial | 11-HTL-Lodging–Hotel(GuestRooms)-COOL | 0 |  |  |  |  | 273.9377 | 0 | 78.9474 | 0 | 0 | 194.9903 | 803.847 |  | kWh | 0.31843 | 0 | Commercial | [7 empty] | 15 | 0.5 |  |  |  | 1 | 0.95 | 0 | 0 | 0 | 0 | 0 | 0 | 0 | 0 | 0 | 0 | 2009 Qtr 1: 0; 2009 Qtr 2: 0; 2009 Qtr 3: 0; 2009 Qtr 4: 0.95; 2010 Qtr 1: 0; 2010 Qtr 2: 0; 2010 Qtr 3: 0; 2010 Qtr 4: 0; 2011 Qtr 1: 0; 2011 Qtr 2: 0; 2011 Qtr 3: 0; 2011 Qtr 4: 0 | 0.95
0 | 253101-Packaged Terminal AC Early Retirement |  | System | Commercial | 11-HTL-Lodging–Hotel(GuestRooms)-COOL | 0 |  |  |  |  | 273.9377 | 0 | 78.9474 | 0 | 0 | 194.9903 | 803.847 |  | kWh | 0.31843 | 0 | Commercial | [7 empty] | 15 | 0.5 |  |  |  | 1 | 0.95 | 0 | 0 | 0 | 0 | 0 | 0 | 0 | 0 | 0 | 0 | 2009 Qtr 1: 0; 2009 Qtr 2: 0; 2009 Qtr 3: 0; 2009 Qtr 4: 0.95; 2010 Qtr 1: 0; 2010 Qtr 2: 0; 2010 Qtr 3: 0; 2010 Qtr 4: 0; 2011 Qtr 1: 0; 2011 Qtr 2: 0; 2011 Qtr 3: 0; 2011 Qtr 4: 0 | 0.95
0 | 253101-Packaged Terminal AC Early Retirement |  | System | Commercial | 11-HTL-Lodging–Hotel(GuestRooms)-COOL | 0 |  |  |  |  | 273.9377 | 0 | 78.9474 | 0 | 0 | 194.9903 | 803.847 |  | kWh | 0.31843 | 0 | Commercial | [7 empty] | 15 | 0.5 |  |  |  | 1 | 0.95 | 0 | 0 | 0 | 0 | 0 | 0 | 0 | 0 | 0 | 0 | 2009 Qtr 1: 0; 2009 Qtr 2: 0; 2009 Qtr 3: 0; 2009 Qtr 4: 0.95; 2010 Qtr 1: 0; 2010 Qtr 2: 0; 2010 Qtr 3: 0; 2010 Qtr 4: 0; 2011 Qtr 1: 0; 2011 Qtr 2: 0; 2011 Qtr 3: 0; 2011 Qtr 4: 0 | 0.95
0 | 253101-Packaged Terminal AC Early Retirement |  | System | Commercial | 11-HTL-Lodging–Hotel(GuestRooms)-COOL | 0 |  |  |  |  | 273.9377 | 0 | 78.9474 | 0 | 0 | 194.9903 | 803.847 |  | kWh | 0.31843 | 0 | Commercial | [7 empty] | 15 | 0.5 |  |  |  | 1 | 0.95 | 0 | 0 | 0 | 0 | 0 | 0 | 0 | 0 | 0 | 0 | 2009 Qtr 1: 0; 2009 Qtr 2: 0; 2009 Qtr 3: 0; 2009 Qtr 4: 0.95; 2010 Qtr 1: 0; 2010 Qtr 2: 0; 2010 Qtr 3: 0; 2010 Qtr 4: 0; 2011 Qtr 1: 0; 2011 Qtr 2: 0; 2011 Qtr 3: 0; 2011 Qtr 4: 0 | 0.95
0 | 253101-Packaged Terminal AC Early Retirement |  | System | Commercial | 11-HTL-Lodging–Hotel(GuestRooms)-COOL | 0 |  |  |  |  | 273.9377 | 0 | 78.9474 | 0 | 0 | 194.9903 | 803.847 |  | kWh | 0.31843 | 0 | Commercial | [7 empty] | 15 | 0.5 |  |  |  | 1 | 0.95 | 0 | 0 | 0 | 0 | 0 | 0 | 0 | 0 | 0 | 0 | 2009 Qtr 1: 0; 2009 Qtr 2: 0; 2009 Qtr 3: 0; 2009 Qtr 4: 0.95; 2010 Qtr 1: 0; 2010 Qtr 2: 0; 2010 Qtr 3: 0; 2010 Qtr 4: 0; 2011 Qtr 1: 0; 2011 Qtr 2: 0; 2011 Qtr 3: 0; 2011 Qtr 4: 0 | 0.95
0 | 253101-Packaged Terminal AC Early Retirement |  | System | Commercial | 11-HTL-Lodging–Hotel(GuestRooms)-COOL | 0 |  |  |  |  | 273.9377 | 0 | 78.9474 | 0 | 0 | 194.9903 | 803.847 |  | kWh | 0.31843 | 0 | Commercial | [7 empty] | 15 | 0.5 |  |  |  | 1 | 0.95 | 0 | 0 | 0 | 0 | 0 | 0 | 0 | 0 | 0 | 0 | 2009 Qtr 1: 0; 2009 Qtr 2: 0; 2009 Qtr 3: 0; 2009 Qtr 4: 0.95; 2010 Qtr 1: 0; 2010 Qtr 2: 0; 2010 Qtr 3: 0; 2010 Qtr 4: 0; 2011 Qtr 1: 0; 2011 Qtr 2: 0; 2011 Qtr 3: 0; 2011 Qtr 4: 0 | 0.95
0 | 253101-Packaged Terminal AC Early Retirement |  | System | Commercial | 11-HTL-Lodging–Hotel(GuestRooms)-COOL | 0 |  |  |  |  | 273.9377 | 0 | 78.9474 | 0 | 0 | 194.9903 | 803.847 |  | kWh | 0.31843 | 0 | Commercial | [7 empty] | 15 | 0.5 |  |  |  | 1 | 0.95 | 0 | 0 | 0 | 0 | 0 | 0 | 0 | 0 | 0 | 0 | 2009 Qtr 1: 0; 2009 Qtr 2: 0; 2009 Qtr 3: 0; 2009 Qtr 4: 0.95; 2010 Qtr 1: 0; 2010 Qtr 2: 0; 2010 Qtr 3: 0; 2010 Qtr 4: 0; 2011 Qtr 1: 0; 2011 Qtr 2: 0; 2011 Qtr 3: 0; 2011 Qtr 4: 0 | 0.95
0 | 253101-Packaged Terminal AC Early Retirement |  | System | Commercial | 11-HTL-Lodging–Hotel(GuestRooms)-COOL | 0 |  |  |  |  | 273.9377 | 0 | 78.9474 | 0 | 0 | 194.9903 | 803.847 |  | kWh | 0.31843 | 0 | Commercial | [7 empty] | 15 | 0.5 |  |  |  | 1 | 0.95 | 0 | 0 | 0 | 0 | 0 | 0 | 0 | 0 | 0 | 0 | 2009 Qtr 1: 0; 2009 Qtr 2: 0; 2009 Qtr 3: 0; 2009 Qtr 4: 0.95; 2010 Qtr 1: 0; 2010 Qtr 2: 0; 2010 Qtr 3: 0; 2010 Qtr 4: 0; 2011 Qtr 1: 0; 2011 Qtr 2: 0; 2011 Qtr 3: 0; 2011 Qtr 4: 0 | 0.95
0 | 253101-Packaged Terminal AC Early Retirement |  | System | Commercial | 11-HTL-Lodging–Hotel(GuestRooms)-COOL | 0 |  |  |  |  | 273.9377 | 0 | 78.9474 | 0 | 0 | 194.9903 | 803.847 |  | kWh | 0.31843 | 0 | Commercial | [7 empty] | 15 | 0.5 |  |  |  | 1 | 0.95 | 0 | 0 | 0 | 0 | 0 | 0 | 0 | 0 | 0 | 0 | 2009 Qtr 1: 0; 2009 Qtr 2: 0; 2009 Qtr 3: 0; 2009 Qtr 4: 0.95; 2010 Qtr 1: 0; 2010 Qtr 2: 0; 2010 Qtr 3: 0; 2010 Qtr 4: 0; 2011 Qtr 1: 0; 2011 Qtr 2: 0; 2011 Qtr 3: 0; 2011 Qtr 4: 0 | 0.95
0 | 253101-Packaged Terminal AC Early Retirement |  | System | Commercial | 11-HTL-Lodging–Hotel(GuestRooms)-COOL | 0 |  |  |  |  | 273.9377 | 0 | 78.9474 | 0 | 0 | 194.9903 | 803.847 |  | kWh | 0.31843 | 0 | Commercial | [7 empty] | 15 | 0.5 |  |  |  | 1 | 0.95 | 0 | 0 | 0 | 0 | 0 | 0 | 0 | 0 | 0 | 0 | 2009 Qtr 1: 0; 2009 Qtr 2: 0; 2009 Qtr 3: 0; 2009 Qtr 4: 0.95; 2010 Qtr 1: 0; 2010 Qtr 2: 0; 2010 Qtr 3: 0; 2010 Qtr 4: 0; 2011 Qtr 1: 0; 2011 Qtr 2: 0; 2011 Qtr 3: 0; 2011 Qtr 4: 0 | 0.95
0 | 253101-Packaged Terminal AC Early Retirement |  | System | Commercial | 11-HTL-Lodging–Hotel(GuestRooms)-COOL | 0 |  |  |  |  | 273.9377 | 0 | 78.9474 | 0 | 0 | 194.9903 | 803.847 |  | kWh | 0.31843 | 0 | Commercial | [7 empty] | 15 | 0.5 |  |  |  | 1 | 0.95 | 0 | 0 | 0 | 0 | 0 | 0 | 0 | 0 | 0 | 0 | 2009 Qtr 1: 0; 2009 Qtr 2: 0; 2009 Qtr 3: 0; 2009 Qtr 4: 0.95; 2010 Qtr 1: 0; 2010 Qtr 2: 0; 2010 Qtr 3: 0; 2010 Qtr 4: 0; 2011 Qtr 1: 0; 2011 Qtr 2: 0; 2011 Qtr 3: 0; 2011 Qtr 4: 0 | 0.95
0 | 253101-Packaged Terminal AC Early Retirement |  | System | Commercial | 11-HTL-Lodging–Hotel(GuestRooms)-COOL | 0 |  |  |  |  | 273.9377 | 0 | 78.9474 | 0 | 0 | 194.9903 | 803.847 |  | kWh | 0.31843 | 0 | Commercial | [7 empty] | 15 | 0.5 |  |  |  | 1 | 0.95 | 0 | 0 | 0 | 0 | 0 | 0 | 0 | 0 | 0 | 0 | 2009 Qtr 1: 0; 2009 Qtr 2: 0; 2009 Qtr 3: 0; 2009 Qtr 4: 0.95; 2010 Qtr 1: 0; 2010 Qtr 2: 0; 2010 Qtr 3: 0; 2010 Qtr 4: 0; 2011 Qtr 1: 0; 2011 Qtr 2: 0; 2011 Qtr 3: 0; 2011 Qtr 4: 0 | 0.95
0 | 253101-Packaged Terminal AC Early Retirement |  | System | Commercial | 11-HTL-Lodging–Hotel(GuestRooms)-COOL | 0 |  |  |  |  | 273.9377 | 0 | 78.9474 | 0 | 0 | 194.9903 | 803.847 |  | kWh | 0.31843 | 0 | Commercial | [7 empty] | 15 | 0.5 |  |  |  | 1 | 0.95 | 0 | 0 | 0 | 0 | 0 | 0 | 0 | 0 | 0 | 0 | 2009 Qtr 1: 0; 2009 Qtr 2: 0; 2009 Qtr 3: 0; 2009 Qtr 4: 0.95; 2010 Qtr 1: 0; 2010 Qtr 2: 0; 2010 Qtr 3: 0; 2010 Qtr 4: 0; 2011 Qtr 1: 0; 2011 Qtr 2: 0; 2011 Qtr 3: 0; 2011 Qtr 4: 0 | 0.95
0 | 253101-Packaged Terminal AC Early Retirement |  | System | Commercial | 11-HTL-Lodging–Hotel(GuestRooms)-COOL | 0 |  |  |  |  | 273.9377 | 0 | 78.9474 | 0 | 0 | 194.9903 | 803.847 |  | kWh | 0.31843 | 0 | Commercial | [7 empty] | 15 | 0.5 |  |  |  | 1 | 0.95 | 0 | 0 | 0 | 0 | 0 | 0 | 0 | 0 | 0 | 0 | 2009 Qtr 1: 0; 2009 Qtr 2: 0; 2009 Qtr 3: 0; 2009 Qtr 4: 0.95; 2010 Qtr 1: 0; 2010 Qtr 2: 0; 2010 Qtr 3: 0; 2010 Qtr 4: 0; 2011 Qtr 1: 0; 2011 Qtr 2: 0; 2011 Qtr 3: 0; 2011 Qtr 4: 0 | 0.95
0 | 253101-Packaged Terminal AC Early Retirement |  | System | Commercial | 11-HTL-Lodging–Hotel(GuestRooms)-COOL | 0 |  |  |  |  | 273.9377 | 0 | 78.9474 | 0 | 0 | 194.9903 | 803.847 |  | kWh | 0.31843 | 0 | Commercial | [7 empty] | 15 | 0.5 |  |  |  | 1 | 0.95 | 0 | 0 | 0 | 0 | 0 | 0 | 0 | 0 | 0 | 0 | 2009 Qtr 1: 0; 2009 Qtr 2: 0; 2009 Qtr 3: 0; 2009 Qtr 4: 0.95; 2010 Qtr 1: 0; 2010 Qtr 2: 0; 2010 Qtr 3: 0; 2010 Qtr 4: 0; 2011 Qtr 1: 0; 2011 Qtr 2: 0; 2011 Qtr 3: 0; 2011 Qtr 4: 0 | 0.95
0 | 253101-Packaged Terminal AC Early Retirement |  | System | Commercial | 11-HTL-Lodging–Hotel(GuestRooms)-COOL | 0 |  |  |  |  | 273.9377 | 0 | 78.9474 | 0 | 0 | 194.9903 | 803.847 |  | kWh | 0.31843 | 0 | Commercial | [7 empty] | 15 | 0.5 |  |  |  | 1 | 0.95 | 0 | 0 | 0 | 0 | 0 | 0 | 0 | 0 | 0 | 0 | 2009 Qtr 1: 0; 2009 Qtr 2: 0; 2009 Qtr 3: 0; 2009 Qtr 4: 0.95; 2010 Qtr 1: 0; 2010 Qtr 2: 0; 2010 Qtr 3: 0; 2010 Qtr 4: 0; 2011 Qtr 1: 0; 2011 Qtr 2: 0; 2011 Qtr 3: 0; 2011 Qtr 4: 0 | 0.95
0 | 253101-Packaged Terminal AC Early Retirement |  | System | Commercial | 11-HTL-Lodging–Hotel(GuestRooms)-COOL | 0 |  |  |  |  | 273.9377 | 0 | 78.9474 | 0 | 0 | 194.9903 | 803.847 |  | kWh | 0.31843 | 0 | Commercial | [7 empty] | 15 | 0.5 |  |  |  | 1 | 0.95 | 0 | 0 | 0 | 0 | 0 | 0 | 0 | 0 | 0 | 0 | 2009 Qtr 1: 0; 2009 Qtr 2: 0; 2009 Qtr 3: 0; 2009 Qtr 4: 0.95; 2010 Qtr 1: 0; 2010 Qtr 2: 0; 2010 Qtr 3: 0; 2010 Qtr 4: 0; 2011 Qtr 1: 0; 2011 Qtr 2: 0; 2011 Qtr 3: 0; 2011 Qtr 4: 0 | 0.95
0 | 253101-Packaged Terminal AC Early Retirement |  | System | Commercial | 11-HTL-Lodging–Hotel(GuestRooms)-COOL | 0 |  |  |  |  | 273.9377 | 0 | 78.9474 | 0 | 0 | 194.9903 | 803.847 |  | kWh | 0.31843 | 0 | Commercial | [7 empty] | 15 | 0.5 |  |  |  | 1 | 0.95 | 0 | 0 | 0 | 0 | 0 | 0 | 0 | 0 | 0 | 0 | 2009 Qtr 1: 0; 2009 Qtr 2: 0; 2009 Qtr 3: 0; 2009 Qtr 4: 0.95; 2010 Qtr 1: 0; 2010 Qtr 2: 0; 2010 Qtr 3: 0; 2010 Qtr 4: 0; 2011 Qtr 1: 0; 2011 Qtr 2: 0; 2011 Qtr 3: 0; 2011 Qtr 4: 0 | 0.95
0 | 253101-Packaged Terminal AC Early Retirement |  | System | Commercial | 11-HTL-Lodging–Hotel(GuestRooms)-COOL | 0 |  |  |  |  | 273.9377 | 0 | 78.9474 | 0 | 0 | 194.9903 | 803.847 |  | kWh | 0.31843 | 0 | Commercial | [7 empty] | 15 | 0.5 |  |  |  | 1 | 0.95 | 0 | 0 | 0 | 0 | 0 | 0 | 0 | 0 | 0 | 0 | 2009 Qtr 1: 0; 2009 Qtr 2: 0; 2009 Qtr 3: 0; 2009 Qtr 4: 0.95; 2010 Qtr 1: 0; 2010 Qtr 2: 0; 2010 Qtr 3: 0; 2010 Qtr 4: 0; 2011 Qtr 1: 0; 2011 Qtr 2: 0; 2011 Qtr 3: 0; 2011 Qtr 4: 0 | 0.95
0 | 253077-Comm. HP <65k single phase split ER above code |  | System | Commercial | 01-ALC-AllCommercial-Cooling | 0 |  |  |  |  | 97.9361 | 0 | 97.22 | 0 | 0 | 0.7161 | 433.758 |  | kWh | 0.20195 | 0 | Commercial | [7 empty] | 15 | 0.5 |  |  |  | 1 | 4 | 0 | 0 | 0 | 0 | 0 | 0 | 0 | 0 | 0 | 0 | 2009 Qtr 1: 0; 2009 Qtr 2: 0; 2009 Qtr 3: 0; 2009 Qtr 4: 4; 2010 Qtr 1: 0; 2010 Qtr 2: 0; 2010 Qtr 3: 0; 2010 Qtr 4: 0; 2011 Qtr 1: 0; 2011 Qtr 2: 0; 2011 Qtr 3: 0; 2011 Qtr 4: 0 | 4
0 | 253021-Res. Refr. Charge QI: Repl. on Failure CZ 6, 7 or 8 |  | System | Residential | 26-SFM-ResidentialSingleFamily-SP_COOL | 0 |  |  |  |  | 10.3583 | 0 | 16.6667 | 0 | 0 | -6.3084 | 57.1467 |  | kWh | 0.10312 | -0.050476 | Residential |  | Winter Only | [5 empty] | 10 | 0.78 |  |  |  | 0 | 4 | 0 | 0 | 0 | 0 | 0 | 0 | 0 | 0 | 0 | 0 | 2009 Qtr 1: 0; 2009 Qtr 2: 0; 2009 Qtr 3: 0; 2009 Qtr 4: 4; 2010 Qtr 1: 0; 2010 Qtr 2: 0; 2010 Qtr 3: 0; 2010 Qtr 4: 0; 2011 Qtr 1: 0; 2011 Qtr 2: 0; 2011 Qtr 3: 0; 2011 Qtr 4: 0 | 4
0 | 253022-Res. Refr. Charge QI: Repl. on Failure |  | System | Residential | 26-SFM-ResidentialSingleFamily-SP_COOL | 0 |  |  |  |  | 10.3583 | 0 | 43.9875 | 0 | 0 | -33.6292 | 111.621 |  | kWh | 0.076051 | -0.038582 | Residential |  | Winter Only | [5 empty] | 10 | 0.78 |  |  |  | 0 | 2 | 0 | 0 | 0 | 0 | 0 | 0 | 0 | 0 | 0 | 0 | 2009 Qtr 1: 0; 2009 Qtr 2: 0; 2009 Qtr 3: 0; 2009 Qtr 4: 2; 2010 Qtr 1: 0; 2010 Qtr 2: 0; 2010 Qtr 3: 0; 2010 Qtr 4: 0; 2011 Qtr 1: 0; 2011 Qtr 2: 0; 2011 Qtr 3: 0; 2011 Qtr 4: 0 | 2
0 | 253022-Res. Refr. Charge QI: Repl. on Failure |  | System | Residential | 26-SFM-ResidentialSingleFamily-SP_COOL | 0 |  |  |  |  | 10.3583 | 0 | 35.19 | 0 | 0 | -24.8317 | 111.621 |  | kWh | 0.076051 | -0.038582 | Residential |  | Winter Only | [5 empty] | 10 | 0.78 |  |  |  | 0 | 3 | 0 | 0 | 0 | 0 | 0 | 0 | 0 | 0 | 0 | 0 | 2009 Qtr 1: 0; 2009 Qtr 2: 0; 2009 Qtr 3: 0; 2009 Qtr 4: 3; 2010 Qtr 1: 0; 2010 Qtr 2: 0; 2010 Qtr 3: 0; 2010 Qtr 4: 0; 2011 Qtr 1: 0; 2011 Qtr 2: 0; 2011 Qtr 3: 0; 2011 Qtr 4: 0 | 3
0 | 253022-Res. Refr. Charge QI: Repl. on Failure |  | System | Residential | 26-SFM-ResidentialSingleFamily-SP_COOL | 0 |  |  |  |  | 10.3583 | 0 | 35.19 | 0 | 0 | -24.8317 | 111.621 |  | kWh | 0.076051 | -0.038582 | Residential |  | Winter Only | [5 empty] | 10 | 0.78 |  |  |  | 0 | 5 | 0 | 0 | 0 | 0 | 0 | 0 | 0 | 0 | 0 | 0 | 2009 Qtr 1: 0; 2009 Qtr 2: 0; 2009 Qtr 3: 0; 2009 Qtr 4: 5; 2010 Qtr 1: 0; 2010 Qtr 2: 0; 2010 Qtr 3: 0; 2010 Qtr 4: 0; 2011 Qtr 1: 0; 2011 Qtr 2: 0; 2011 Qtr 3: 0; 2011 Qtr 4: 0 | 5
0 | 253022-Res. Refr. Charge QI: Repl. on Failure |  | System | Residential | 26-SFM-ResidentialSingleFamily-SP_COOL | 0 |  |  |  |  | 10.3583 | 0 | 35.19 | 0 | 0 | -24.8317 | 111.621 |  | kWh | 0.076051 | -0.038582 | Residential |  | Winter Only | [5 empty] | 10 | 0.78 |  |  |  | 0 | 5 | 0 | 0 | 0 | 0 | 0 | 0 | 0 | 0 | 0 | 0 | 2009 Qtr 1: 0; 2009 Qtr 2: 0; 2009 Qtr 3: 0; 2009 Qtr 4: 5; 2010 Qtr 1: 0; 2010 Qtr 2: 0; 2010 Qtr 3: 0; 2010 Qtr 4: 0; 2011 Qtr 1: 0; 2011 Qtr 2: 0; 2011 Qtr 3: 0; 2011 Qtr 4: 0 | 5
0 | 253022-Res. Refr. Charge QI: Repl. on Failure |  | System | Residential | 26-SFM-ResidentialSingleFamily-SP_COOL | 0 |  |  |  |  | 10.3583 | 0 | 43.9875 | 0 | 0 | -33.6292 | 111.621 |  | kWh | 0.076051 | -0.038582 | Residential |  | Winter Only | [5 empty] | 10 | 0.78 |  |  |  | 0 | 2 | 0 | 0 | 0 | 0 | 0 | 0 | 0 | 0 | 0 | 0 | 2009 Qtr 1: 0; 2009 Qtr 2: 0; 2009 Qtr 3: 0; 2009 Qtr 4: 2; 2010 Qtr 1: 0; 2010 Qtr 2: 0; 2010 Qtr 3: 0; 2010 Qtr 4: 0; 2011 Qtr 1: 0; 2011 Qtr 2: 0; 2011 Qtr 3: 0; 2011 Qtr 4: 0 | 2
0 | 253021-Res. Refr. Charge QI: Repl. on Failure CZ 6, 7 or 8 |  | System | Residential | 26-SFM-ResidentialSingleFamily-SP_COOL | 0 |  |  |  |  | 10.3583 | 0 | 16.6667 | 0 | 0 | -6.3084 | 57.1467 |  | kWh | 0.10312 | -0.050476 | Residential |  | Winter Only | [5 empty] | 10 | 0.78 |  |  |  | 0 | 3 | 0 | 0 | 0 | 0 | 0 | 0 | 0 | 0 | 0 | 0 | 2009 Qtr 1: 0; 2009 Qtr 2: 0; 2009 Qtr 3: 0; 2009 Qtr 4: 3; 2010 Qtr 1: 0; 2010 Qtr 2: 0; 2010 Qtr 3: 0; 2010 Qtr 4: 0; 2011 Qtr 1: 0; 2011 Qtr 2: 0; 2011 Qtr 3: 0; 2011 Qtr 4: 0 | 3
0 | 253021-Res. Refr. Charge QI: Repl. on Failure CZ 6, 7 or 8 |  | System | Residential | 26-SFM-ResidentialSingleFamily-SP_COOL | 0 |  |  |  |  | 10.3583 | 0 | 16.6667 | 0 | 0 | -6.3084 | 57.1467 |  | kWh | 0.10312 | -0.050476 | Residential |  | Winter Only | [5 empty] | 10 | 0.78 |  |  |  | 0 | 2 | 0 | 0 | 0 | 0 | 0 | 0 | 0 | 0 | 0 | 0 | 2009 Qtr 1: 0; 2009 Qtr 2: 0; 2009 Qtr 3: 0; 2009 Qtr 4: 2; 2010 Qtr 1: 0; 2010 Qtr 2: 0; 2010 Qtr 3: 0; 2010 Qtr 4: 0; 2011 Qtr 1: 0; 2011 Qtr 2: 0; 2011 Qtr 3: 0; 2011 Qtr 4: 0 | 2
0 | 253021-Res. Refr. Charge QI: Repl. on Failure CZ 6, 7 or 8 |  | System | Residential | 26-SFM-ResidentialSingleFamily-SP_COOL | 0 |  |  |  |  | 10.3583 | 0 | 16.6667 | 0 | 0 | -6.3084 | 57.1467 |  | kWh | 0.10312 | -0.050476 | Residential |  | Winter Only | [5 empty] | 10 | 0.78 |  |  |  | 0 | 3 | 0 | 0 | 0 | 0 | 0 | 0 | 0 | 0 | 0 | 0 | 2009 Qtr 1: 0; 2009 Qtr 2: 0; 2009 Qtr 3: 0; 2009 Qtr 4: 3; 2010 Qtr 1: 0; 2010 Qtr 2: 0; 2010 Qtr 3: 0; 2010 Qtr 4: 0; 2011 Qtr 1: 0; 2011 Qtr 2: 0; 2011 Qtr 3: 0; 2011 Qtr 4: 0 | 3
0 | 253021-Res. Refr. Charge QI: Repl. on Failure CZ 6, 7 or 8 |  | System | Residential | 26-SFM-ResidentialSingleFamily-SP_COOL | 0 |  |  |  |  | 10.3583 | 0 | 20.8333 | 0 | 0 | -10.475 | 57.1467 |  | kWh | 0.10312 | -0.050476 | Residential |  | Winter Only | [5 empty] | 10 | 0.78 |  |  |  | 0 | 2 | 0 | 0 | 0 | 0 | 0 | 0 | 0 | 0 | 0 | 0 | 2009 Qtr 1: 0; 2009 Qtr 2: 0; 2009 Qtr 3: 0; 2009 Qtr 4: 2; 2010 Qtr 1: 0; 2010 Qtr 2: 0; 2010 Qtr 3: 0; 2010 Qtr 4: 0; 2011 Qtr 1: 0; 2011 Qtr 2: 0; 2011 Qtr 3: 0; 2011 Qtr 4: 0 | 2
0 | 253021-Res. Refr. Charge QI: Repl. on Failure CZ 6, 7 or 8 |  | System | Residential | 26-SFM-ResidentialSingleFamily-SP_COOL | 0 |  |  |  |  | 10.3583 | 0 | 20.8333 | 0 | 0 | -10.475 | 57.1467 |  | kWh | 0.10312 | -0.050476 | Residential |  | Winter Only | [5 empty] | 10 | 0.78 |  |  |  | 0 | 2 | 0 | 0 | 0 | 0 | 0 | 0 | 0 | 0 | 0 | 0 | 2009 Qtr 1: 0; 2009 Qtr 2: 0; 2009 Qtr 3: 0; 2009 Qtr 4: 2; 2010 Qtr 1: 0; 2010 Qtr 2: 0; 2010 Qtr 3: 0; 2010 Qtr 4: 0; 2011 Qtr 1: 0; 2011 Qtr 2: 0; 2011 Qtr 3: 0; 2011 Qtr 4: 0 | 2
0 | 253021-Res. Refr. Charge QI: Repl. on Failure CZ 6, 7 or 8 |  | System | Residential | 26-SFM-ResidentialSingleFamily-SP_COOL | 0 |  |  |  |  | 10.3583 | 0 | 16.6667 | 0 | 0 | -6.3084 | 57.1467 |  | kWh | 0.10312 | -0.050476 | Residential |  | Winter Only | [5 empty] | 10 | 0.78 |  |  |  | 0 | 5 | 0 | 0 | 0 | 0 | 0 | 0 | 0 | 0 | 0 | 0 | 2009 Qtr 1: 0; 2009 Qtr 2: 0; 2009 Qtr 3: 0; 2009 Qtr 4: 5; 2010 Qtr 1: 0; 2010 Qtr 2: 0; 2010 Qtr 3: 0; 2010 Qtr 4: 0; 2011 Qtr 1: 0; 2011 Qtr 2: 0; 2011 Qtr 3: 0; 2011 Qtr 4: 0 | 5
0 | 253021-Res. Refr. Charge QI: Repl. on Failure CZ 6, 7 or 8 |  | System | Residential | 26-SFM-ResidentialSingleFamily-SP_COOL | 0 |  |  |  |  | 10.3583 | 0 | 16.6667 | 0 | 0 | -6.3084 | 57.1467 |  | kWh | 0.10312 | -0.050476 | Residential |  | Winter Only | [5 empty] | 10 | 0.78 |  |  |  | 0 | 3 | 0 | 0 | 0 | 0 | 0 | 0 | 0 | 0 | 0 | 0 | 2009 Qtr 1: 0; 2009 Qtr 2: 0; 2009 Qtr 3: 0; 2009 Qtr 4: 3; 2010 Qtr 1: 0; 2010 Qtr 2: 0; 2010 Qtr 3: 0; 2010 Qtr 4: 0; 2011 Qtr 1: 0; 2011 Qtr 2: 0; 2011 Qtr 3: 0; 2011 Qtr 4: 0 | 3
0 | 253021-Res. Refr. Charge QI: Repl. on Failure CZ 6, 7 or 8 |  | System | Residential | 26-SFM-ResidentialSingleFamily-SP_COOL | 0 |  |  |  |  | 10.3583 | 0 | 16.6667 | 0 | 0 | -6.3084 | 57.1467 |  | kWh | 0.10312 | -0.050476 | Residential |  | Winter Only | [5 empty] | 10 | 0.78 |  |  |  | 0 | 4 | 0 | 0 | 0 | 0 | 0 | 0 | 0 | 0 | 0 | 0 | 2009 Qtr 1: 0; 2009 Qtr 2: 0; 2009 Qtr 3: 0; 2009 Qtr 4: 4; 2010 Qtr 1: 0; 2010 Qtr 2: 0; 2010 Qtr 3: 0; 2010 Qtr 4: 0; 2011 Qtr 1: 0; 2011 Qtr 2: 0; 2011 Qtr 3: 0; 2011 Qtr 4: 0 | 4
0 | 253021-Res. Refr. Charge QI: Repl. on Failure CZ 6, 7 or 8 |  | System | Residential | 26-SFM-ResidentialSingleFamily-SP_COOL | 0 |  |  |  |  | 10.3583 | 0 | 16.6667 | 0 | 0 | -6.3084 | 57.1467 |  | kWh | 0.10312 | -0.050476 | Residential |  | Winter Only | [5 empty] | 10 | 0.78 |  |  |  | 0 | 3 | 0 | 0 | 0 | 0 | 0 | 0 | 0 | 0 | 0 | 0 | 2009 Qtr 1: 0; 2009 Qtr 2: 0; 2009 Qtr 3: 0; 2009 Qtr 4: 3; 2010 Qtr 1: 0; 2010 Qtr 2: 0; 2010 Qtr 3: 0; 2010 Qtr 4: 0; 2011 Qtr 1: 0; 2011 Qtr 2: 0; 2011 Qtr 3: 0; 2011 Qtr 4: 0 | 3
0 | 253021-Res. Refr. Charge QI: Repl. on Failure CZ 6, 7 or 8 |  | System | Residential | 26-SFM-ResidentialSingleFamily-SP_COOL | 0 |  |  |  |  | 10.3583 | 0 | 19.4444 | 0 | 0 | -9.0861 | 57.1467 |  | kWh | 0.10312 | -0.050476 | Residential |  | Winter Only | [5 empty] | 10 | 0.78 |  |  |  | 0 | 3 | 0 | 0 | 0 | 0 | 0 | 0 | 0 | 0 | 0 | 0 | 2009 Qtr 1: 0; 2009 Qtr 2: 0; 2009 Qtr 3: 0; 2009 Qtr 4: 3; 2010 Qtr 1: 0; 2010 Qtr 2: 0; 2010 Qtr 3: 0; 2010 Qtr 4: 0; 2011 Qtr 1: 0; 2011 Qtr 2: 0; 2011 Qtr 3: 0; 2011 Qtr 4: 0 | 3
0 | 253021-Res. Refr. Charge QI: Repl. on Failure CZ 6, 7 or 8 |  | System | Residential | 26-SFM-ResidentialSingleFamily-SP_COOL | 0 |  |  |  |  | 10.3583 | 0 | 16.6667 | 0 | 0 | -6.3084 | 57.1467 |  | kWh | 0.10312 | -0.050476 | Residential |  | Winter Only | [5 empty] | 10 | 0.78 |  |  |  | 0 | 4 | 0 | 0 | 0 | 0 | 0 | 0 | 0 | 0 | 0 | 0 | 2009 Qtr 1: 0; 2009 Qtr 2: 0; 2009 Qtr 3: 0; 2009 Qtr 4: 4; 2010 Qtr 1: 0; 2010 Qtr 2: 0; 2010 Qtr 3: 0; 2010 Qtr 4: 0; 2011 Qtr 1: 0; 2011 Qtr 2: 0; 2011 Qtr 3: 0; 2011 Qtr 4: 0 | 4
0 | 253021-Res. Refr. Charge QI: Repl. on Failure CZ 6, 7 or 8 |  | System | Residential | 26-SFM-ResidentialSingleFamily-SP_COOL | 0 |  |  |  |  | 10.3583 | 0 | 16.6667 | 0 | 0 | -6.3084 | 57.1467 |  | kWh | 0.10312 | -0.050476 | Residential |  | Winter Only | [5 empty] | 10 | 0.78 |  |  |  | 0 | 2 | 0 | 0 | 0 | 0 | 0 | 0 | 0 | 0 | 0 | 0 | 2009 Qtr 1: 0; 2009 Qtr 2: 0; 2009 Qtr 3: 0; 2009 Qtr 4: 2; 2010 Qtr 1: 0; 2010 Qtr 2: 0; 2010 Qtr 3: 0; 2010 Qtr 4: 0; 2011 Qtr 1: 0; 2011 Qtr 2: 0; 2011 Qtr 3: 0; 2011 Qtr 4: 0 | 2
0 | 253021-Res. Refr. Charge QI: Repl. on Failure CZ 6, 7 or 8 |  | System | Residential | 26-SFM-ResidentialSingleFamily-SP_COOL | 0 |  |  |  |  | 10.3583 | 0 | 16.6667 | 0 | 0 | -6.3084 | 57.1467 |  | kWh | 0.10312 | -0.050476 | Residential |  | Winter Only | [5 empty] | 10 | 0.78 |  |  |  | 0 | 3 | 0 | 0 | 0 | 0 | 0 | 0 | 0 | 0 | 0 | 0 | 2009 Qtr 1: 0; 2009 Qtr 2: 0; 2009 Qtr 3: 0; 2009 Qtr 4: 3; 2010 Qtr 1: 0; 2010 Qtr 2: 0; 2010 Qtr 3: 0; 2010 Qtr 4: 0; 2011 Qtr 1: 0; 2011 Qtr 2: 0; 2011 Qtr 3: 0; 2011 Qtr 4: 0 | 3
0 | 253021-Res. Refr. Charge QI: Repl. on Failure CZ 6, 7 or 8 |  | System | Residential | 26-SFM-ResidentialSingleFamily-SP_COOL | 0 |  |  |  |  | 10.3583 | 0 | 16.6667 | 0 | 0 | -6.3084 | 57.1467 |  | kWh | 0.10312 | -0.050476 | Residential |  | Winter Only | [5 empty] | 10 | 0.78 |  |  |  | 0 | 3 | 0 | 0 | 0 | 0 | 0 | 0 | 0 | 0 | 0 | 0 | 2009 Qtr 1: 0; 2009 Qtr 2: 0; 2009 Qtr 3: 0; 2009 Qtr 4: 3; 2010 Qtr 1: 0; 2010 Qtr 2: 0; 2010 Qtr 3: 0; 2010 Qtr 4: 0; 2011 Qtr 1: 0; 2011 Qtr 2: 0; 2011 Qtr 3: 0; 2011 Qtr 4: 0 | 3
0 | 253021-Res. Refr. Charge QI: Repl. on Failure CZ 6, 7 or 8 |  | System | Residential | 26-SFM-ResidentialSingleFamily-SP_COOL | 0 |  |  |  |  | 10.3583 | 0 | 16.6667 | 0 | 0 | -6.3084 | 57.1467 |  | kWh | 0.10312 | -0.050476 | Residential |  | Winter Only | [5 empty] | 10 | 0.78 |  |  |  | 0 | 2 | 0 | 0 | 0 | 0 | 0 | 0 | 0 | 0 | 0 | 0 | 2009 Qtr 1: 0; 2009 Qtr 2: 0; 2009 Qtr 3: 0; 2009 Qtr 4: 2; 2010 Qtr 1: 0; 2010 Qtr 2: 0; 2010 Qtr 3: 0; 2010 Qtr 4: 0; 2011 Qtr 1: 0; 2011 Qtr 2: 0; 2011 Qtr 3: 0; 2011 Qtr 4: 0 | 2
0 | 253021-Res. Refr. Charge QI: Repl. on Failure CZ 6, 7 or 8 |  | System | Residential | 26-SFM-ResidentialSingleFamily-SP_COOL | 0 |  |  |  |  | 10.3583 | 0 | 16.6667 | 0 | 0 | -6.3084 | 57.1467 |  | kWh | 0.10312 | -0.050476 | Residential |  | Winter Only | [5 empty] | 10 | 0.78 |  |  |  | 0 | 3 | 0 | 0 | 0 | 0 | 0 | 0 | 0 | 0 | 0 | 0 | 2009 Qtr 1: 0; 2009 Qtr 2: 0; 2009 Qtr 3: 0; 2009 Qtr 4: 3; 2010 Qtr 1: 0; 2010 Qtr 2: 0; 2010 Qtr 3: 0; 2010 Qtr 4: 0; 2011 Qtr 1: 0; 2011 Qtr 2: 0; 2011 Qtr 3: 0; 2011 Qtr 4: 0 | 3
0 | 253022-Res. Refr. Charge QI: Repl. on Failure |  | System | Residential | 26-SFM-ResidentialSingleFamily-SP_COOL | 0 |  |  |  |  | 10.3583 | 0 | 35.19 | 0 | 0 | -24.8317 | 111.621 |  | kWh | 0.076051 | -0.038582 | Residential |  | Winter Only | [5 empty] | 10 | 0.78 |  |  |  | 0 | 3 | 0 | 0 | 0 | 0 | 0 | 0 | 0 | 0 | 0 | 0 | 2009 Qtr 1: 0; 2009 Qtr 2: 0; 2009 Qtr 3: 0; 2009 Qtr 4: 3; 2010 Qtr 1: 0; 2010 Qtr 2: 0; 2010 Qtr 3: 0; 2010 Qtr 4: 0; 2011 Qtr 1: 0; 2011 Qtr 2: 0; 2011 Qtr 3: 0; 2011 Qtr 4: 0 | 3
0 | 253022-Res. Refr. Charge QI: Repl. on Failure |  | System | Residential | 26-SFM-ResidentialSingleFamily-SP_COOL | 0 |  |  |  |  | 10.3583 | 0 | 35.19 | 0 | 0 | -24.8317 | 111.621 |  | kWh | 0.076051 | -0.038582 | Residential |  | Winter Only | [5 empty] | 10 | 0.78 |  |  |  | 0 | 4 | 0 | 0 | 0 | 0 | 0 | 0 | 0 | 0 | 0 | 0 | 2009 Qtr 1: 0; 2009 Qtr 2: 0; 2009 Qtr 3: 0; 2009 Qtr 4: 4; 2010 Qtr 1: 0; 2010 Qtr 2: 0; 2010 Qtr 3: 0; 2010 Qtr 4: 0; 2011 Qtr 1: 0; 2011 Qtr 2: 0; 2011 Qtr 3: 0; 2011 Qtr 4: 0 | 4
0 | 253022-Res. Refr. Charge QI: Repl. on Failure |  | System | Residential | 26-SFM-ResidentialSingleFamily-SP_COOL | 0 |  |  |  |  | 10.3583 | 0 | 35.19 | 0 | 0 | -24.8317 | 111.621 |  | kWh | 0.076051 | -0.038582 | Residential |  | Winter Only | [5 empty] | 10 | 0.78 |  |  |  | 0 | 3 | 0 | 0 | 0 | 0 | 0 | 0 | 0 | 0 | 0 | 0 | 2009 Qtr 1: 0; 2009 Qtr 2: 0; 2009 Qtr 3: 0; 2009 Qtr 4: 3; 2010 Qtr 1: 0; 2010 Qtr 2: 0; 2010 Qtr 3: 0; 2010 Qtr 4: 0; 2011 Qtr 1: 0; 2011 Qtr 2: 0; 2011 Qtr 3: 0; 2011 Qtr 4: 0 | 3
0 | 253022-Res. Refr. Charge QI: Repl. on Failure |  | System | Residential | 26-SFM-ResidentialSingleFamily-SP_COOL | 0 |  |  |  |  | 10.3583 | 0 | 35.19 | 0 | 0 | -24.8317 | 111.621 |  | kWh | 0.076051 | -0.038582 | Residential |  | Winter Only | [5 empty] | 10 | 0.78 |  |  |  | 0 | 3 | 0 | 0 | 0 | 0 | 0 | 0 | 0 | 0 | 0 | 0 | 2009 Qtr 1: 0; 2009 Qtr 2: 0; 2009 Qtr 3: 0; 2009 Qtr 4: 3; 2010 Qtr 1: 0; 2010 Qtr 2: 0; 2010 Qtr 3: 0; 2010 Qtr 4: 0; 2011 Qtr 1: 0; 2011 Qtr 2: 0; 2011 Qtr 3: 0; 2011 Qtr 4: 0 | 3
0 | 253021-Res. Refr. Charge QI: Repl. on Failure CZ 6, 7 or 8 |  | System | Residential | 26-SFM-ResidentialSingleFamily-SP_COOL | 0 |  |  |  |  | 10.3583 | 0 | 16.6667 | 0 | 0 | -6.3084 | 57.1467 |  | kWh | 0.10312 | -0.050476 | Residential |  | Winter Only | [5 empty] | 10 | 0.78 |  |  |  | 0 | 3 | 0 | 0 | 0 | 0 | 0 | 0 | 0 | 0 | 0 | 0 | 2009 Qtr 1: 0; 2009 Qtr 2: 0; 2009 Qtr 3: 0; 2009 Qtr 4: 3; 2010 Qtr 1: 0; 2010 Qtr 2: 0; 2010 Qtr 3: 0; 2010 Qtr 4: 0; 2011 Qtr 1: 0; 2011 Qtr 2: 0; 2011 Qtr 3: 0; 2011 Qtr 4: 0 | 3
0 | 253022-Res. Refr. Charge QI: Repl. on Failure |  | System | Residential | 26-SFM-ResidentialSingleFamily-SP_COOL | 0 |  |  |  |  | 10.3583 | 0 | 43.9875 | 0 | 0 | -33.6292 | 111.621 |  | kWh | 0.076051 | -0.038582 | Residential |  | Winter Only | [5 empty] | 10 | 0.78 |  |  |  | 0 | 2 | 0 | 0 | 0 | 0 | 0 | 0 | 0 | 0 | 0 | 0 | 2009 Qtr 1: 0; 2009 Qtr 2: 0; 2009 Qtr 3: 0; 2009 Qtr 4: 2; 2010 Qtr 1: 0; 2010 Qtr 2: 0; 2010 Qtr 3: 0; 2010 Qtr 4: 0; 2011 Qtr 1: 0; 2011 Qtr 2: 0; 2011 Qtr 3: 0; 2011 Qtr 4: 0 | 2
0 | 253022-Res. Refr. Charge QI: Repl. on Failure |  | System | Residential | 26-SFM-ResidentialSingleFamily-SP_COOL | 0 |  |  |  |  | 10.3583 | 0 | 35.19 | 0 | 0 | -24.8317 | 111.621 |  | kWh | 0.076051 | -0.038582 | Residential |  | Winter Only | [5 empty] | 10 | 0.78 |  |  |  | 0 | 3 | 0 | 0 | 0 | 0 | 0 | 0 | 0 | 0 | 0 | 0 | 2009 Qtr 1: 0; 2009 Qtr 2: 0; 2009 Qtr 3: 0; 2009 Qtr 4: 3; 2010 Qtr 1: 0; 2010 Qtr 2: 0; 2010 Qtr 3: 0; 2010 Qtr 4: 0; 2011 Qtr 1: 0; 2011 Qtr 2: 0; 2011 Qtr 3: 0; 2011 Qtr 4: 0 | 3
0 | 253022-Res. Refr. Charge QI: Repl. on Failure |  | System | Residential | 26-SFM-ResidentialSingleFamily-SP_COOL | 0 |  |  |  |  | 10.3583 | 0 | 35.19 | 0 | 0 | -24.8317 | 111.621 |  | kWh | 0.076051 | -0.038582 | Residential |  | Winter Only | [5 empty] | 10 | 0.78 |  |  |  | 0 | 3 | 0 | 0 | 0 | 0 | 0 | 0 | 0 | 0 | 0 | 0 | 2009 Qtr 1: 0; 2009 Qtr 2: 0; 2009 Qtr 3: 0; 2009 Qtr 4: 3; 2010 Qtr 1: 0; 2010 Qtr 2: 0; 2010 Qtr 3: 0; 2010 Qtr 4: 0; 2011 Qtr 1: 0; 2011 Qtr 2: 0; 2011 Qtr 3: 0; 2011 Qtr 4: 0 | 3
0 | 253021-Res. Refr. Charge QI: Repl. on Failure CZ 6, 7 or 8 |  | System | Residential | 26-SFM-ResidentialSingleFamily-SP_COOL | 0 |  |  |  |  | 10.3583 | 0 | 16.6667 | 0 | 0 | -6.3084 | 57.1467 |  | kWh | 0.10312 | -0.050476 | Residential |  | Winter Only | [5 empty] | 10 | 0.78 |  |  |  | 0 | 5 | 0 | 0 | 0 | 0 | 0 | 0 | 0 | 0 | 0 | 0 | 2009 Qtr 1: 0; 2009 Qtr 2: 0; 2009 Qtr 3: 0; 2009 Qtr 4: 5; 2010 Qtr 1: 0; 2010 Qtr 2: 0; 2010 Qtr 3: 0; 2010 Qtr 4: 0; 2011 Qtr 1: 0; 2011 Qtr 2: 0; 2011 Qtr 3: 0; 2011 Qtr 4: 0 | 5
0 | 253021-Res. Refr. Charge QI: Repl. on Failure CZ 6, 7 or 8 |  | System | Residential | 26-SFM-ResidentialSingleFamily-SP_COOL | 0 |  |  |  |  | 10.3583 | 0 | 16.6667 | 0 | 0 | -6.3084 | 57.1467 |  | kWh | 0.10312 | -0.050476 | Residential |  | Winter Only | [5 empty] | 10 | 0.78 |  |  |  | 0 | 3 | 0 | 0 | 0 | 0 | 0 | 0 | 0 | 0 | 0 | 0 | 2009 Qtr 1: 0; 2009 Qtr 2: 0; 2009 Qtr 3: 0; 2009 Qtr 4: 3; 2010 Qtr 1: 0; 2010 Qtr 2: 0; 2010 Qtr 3: 0; 2010 Qtr 4: 0; 2011 Qtr 1: 0; 2011 Qtr 2: 0; 2011 Qtr 3: 0; 2011 Qtr 4: 0 | 3
0 | 253022-Res. Refr. Charge QI: Repl. on Failure |  | System | Residential | 26-SFM-ResidentialSingleFamily-SP_COOL | 0 |  |  |  |  | 10.3583 | 0 | 35.19 | 0 | 0 | -24.8317 | 111.621 |  | kWh | 0.076051 | -0.038582 | Residential |  | Winter Only | [5 empty] | 10 | 0.78 |  |  |  | 0 | 3 | 0 | 0 | 0 | 0 | 0 | 0 | 0 | 0 | 0 | 0 | 2009 Qtr 1: 0; 2009 Qtr 2: 0; 2009 Qtr 3: 0; 2009 Qtr 4: 3; 2010 Qtr 1: 0; 2010 Qtr 2: 0; 2010 Qtr 3: 0; 2010 Qtr 4: 0; 2011 Qtr 1: 0; 2011 Qtr 2: 0; 2011 Qtr 3: 0; 2011 Qtr 4: 0 | 3
0 | 253022-Res. Refr. Charge QI: Repl. on Failure |  | System | Residential | 26-SFM-ResidentialSingleFamily-SP_COOL | 0 |  |  |  |  | 10.3583 | 0 | 35.19 | 0 | 0 | -24.8317 | 111.621 |  | kWh | 0.076051 | -0.038582 | Residential |  | Winter Only | [5 empty] | 10 | 0.78 |  |  |  | 0 | 3 | 0 | 0 | 0 | 0 | 0 | 0 | 0 | 0 | 0 | 0 | 2009 Qtr 1: 0; 2009 Qtr 2: 0; 2009 Qtr 3: 0; 2009 Qtr 4: 3; 2010 Qtr 1: 0; 2010 Qtr 2: 0; 2010 Qtr 3: 0; 2010 Qtr 4: 0; 2011 Qtr 1: 0; 2011 Qtr 2: 0; 2011 Qtr 3: 0; 2011 Qtr 4: 0 | 3
0 | 253021-Res. Refr. Charge QI: Repl. on Failure CZ 6, 7 or 8 |  | System | Residential | 26-SFM-ResidentialSingleFamily-SP_COOL | 0 |  |  |  |  | 10.3583 | 0 | 20.8333 | 0 | 0 | -10.475 | 57.1467 |  | kWh | 0.10312 | -0.050476 | Residential |  | Winter Only | [5 empty] | 10 | 0.78 |  |  |  | 0 | 2 | 0 | 0 | 0 | 0 | 0 | 0 | 0 | 0 | 0 | 0 | 2009 Qtr 1: 0; 2009 Qtr 2: 0; 2009 Qtr 3: 0; 2009 Qtr 4: 2; 2010 Qtr 1: 0; 2010 Qtr 2: 0; 2010 Qtr 3: 0; 2010 Qtr 4: 0; 2011 Qtr 1: 0; 2011 Qtr 2: 0; 2011 Qtr 3: 0; 2011 Qtr 4: 0 | 2
0 | 253015-Residential HP SEER 13 Early Ret. CZ 6, 7 or 8 |  | System | Residential | 26-SFM-ResidentialSingleFamily-SP_COOL | 0 |  |  |  |  | 630.8445 | 0 | 30 | 0 | 0 | 600.8445 | 560.034 |  | kWh | 0.27791 | 0 | Residential |  | Winter Only | [5 empty] | 15 | 0.67 |  |  |  | 1 | 4 | 0 | 0 | 0 | 0 | 0 | 0 | 0 | 0 | 0 | 0 | 2009 Qtr 1: 0; 2009 Qtr 2: 0; 2009 Qtr 3: 0; 2009 Qtr 4: 4; 2010 Qtr 1: 0; 2010 Qtr 2: 0; 2010 Qtr 3: 0; 2010 Qtr 4: 0; 2011 Qtr 1: 0; 2011 Qtr 2: 0; 2011 Qtr 3: 0; 2011 Qtr 4: 0 | 4
0 | 253015-Residential HP SEER 13 Early Ret. CZ 6, 7 or 8 |  | System | Residential | 26-SFM-ResidentialSingleFamily-SP_COOL | 0 |  |  |  |  | 630.8445 | 0 | 30 | 0 | 0 | 600.8445 | 560.034 |  | kWh | 0.27791 | 0 | Residential |  | Winter Only | [5 empty] | 15 | 0.67 |  |  |  | 1 | 4 | 0 | 0 | 0 | 0 | 0 | 0 | 0 | 0 | 0 | 0 | 2009 Qtr 1: 0; 2009 Qtr 2: 0; 2009 Qtr 3: 0; 2009 Qtr 4: 4; 2010 Qtr 1: 0; 2010 Qtr 2: 0; 2010 Qtr 3: 0; 2010 Qtr 4: 0; 2011 Qtr 1: 0; 2011 Qtr 2: 0; 2011 Qtr 3: 0; 2011 Qtr 4: 0 | 4
0 | 253015-Residential HP SEER 13 Early Ret. CZ 6, 7 or 8 |  | System | Residential | 26-SFM-ResidentialSingleFamily-SP_COOL | 0 |  |  |  |  | 630.8445 | 0 | 30 | 0 | 0 | 600.8445 | 560.034 |  | kWh | 0.27791 | 0 | Residential |  | Winter Only | [5 empty] | 15 | 0.67 |  |  |  | 1 | 4 | 0 | 0 | 0 | 0 | 0 | 0 | 0 | 0 | 0 | 0 | 2009 Qtr 1: 0; 2009 Qtr 2: 0; 2009 Qtr 3: 0; 2009 Qtr 4: 4; 2010 Qtr 1: 0; 2010 Qtr 2: 0; 2010 Qtr 3: 0; 2010 Qtr 4: 0; 2011 Qtr 1: 0; 2011 Qtr 2: 0; 2011 Qtr 3: 0; 2011 Qtr 4: 0 | 4
0 | 253015-Residential HP SEER 13 Early Ret. CZ 6, 7 or 8 |  | System | Residential | 26-SFM-ResidentialSingleFamily-SP_COOL | 0 |  |  |  |  | 630.8445 | 0 | 30 | 0 | 0 | 600.8445 | 560.034 |  | kWh | 0.27791 | 0 | Residential |  | Winter Only | [5 empty] | 15 | 0.67 |  |  |  | 1 | 4 | 0 | 0 | 0 | 0 | 0 | 0 | 0 | 0 | 0 | 0 | 2009 Qtr 1: 0; 2009 Qtr 2: 0; 2009 Qtr 3: 0; 2009 Qtr 4: 4; 2010 Qtr 1: 0; 2010 Qtr 2: 0; 2010 Qtr 3: 0; 2010 Qtr 4: 0; 2011 Qtr 1: 0; 2011 Qtr 2: 0; 2011 Qtr 3: 0; 2011 Qtr 4: 0 | 4
0 | 253069-Comm. AC 65k to 134k ER |  | System | Commercial | 01-ALC-AllCommercial-Cooling | 0 |  |  |  |  | 757.3824 | 0 | 80.3571 | 0 | 0 | 677.0253 | 361.554 |  | kWh | 0.25974 | 0 | Commercial | [7 empty] | 15 | 0.7 |  |  |  | 1 | 7 | 0 | 0 | 0 | 0 | 0 | 0 | 0 | 0 | 0 | 0 | 2009 Qtr 1: 0; 2009 Qtr 2: 0; 2009 Qtr 3: 0; 2009 Qtr 4: 7; 2010 Qtr 1: 0; 2010 Qtr 2: 0; 2010 Qtr 3: 0; 2010 Qtr 4: 0; 2011 Qtr 1: 0; 2011 Qtr 2: 0; 2011 Qtr 3: 0; 2011 Qtr 4: 0 | 7
0 | 253050-Comm. HP <65k three phase unitary |  | System | Commercial | 01-ALC-AllCommercial-Cooling | 0 |  |  |  |  | 959.2869 | 0 | 50 | 0 | 0 | 909.2869 | 416.612 |  | kWh | 0.22516 | 0 | Commercial | [7 empty] | 15 | 0.5 |  |  |  | 1 | 5 | 0 | 0 | 0 | 0 | 0 | 0 | 0 | 0 | 0 | 0 | 2009 Qtr 1: 0; 2009 Qtr 2: 0; 2009 Qtr 3: 0; 2009 Qtr 4: 5; 2010 Qtr 1: 0; 2010 Qtr 2: 0; 2010 Qtr 3: 0; 2010 Qtr 4: 0; 2011 Qtr 1: 0; 2011 Qtr 2: 0; 2011 Qtr 3: 0; 2011 Qtr 4: 0 | 5
0 | 253008-Residential AC SEER 14 Early Ret. CZ 10, 14, or 15 |  | System | Residential | 26-SFM-ResidentialSingleFamily-SP_COOL | 0 |  |  |  |  | 642.1695 | 0 | 110 | 0 | 0 | 532.1695 | 322.849 |  | kWh | 0.37218 | 0.40228 | Residential |  | Winter Only | [5 empty] | 15 | 0.67 |  |  |  | 1 | 4 | 0 | 0 | 0 | 0 | 0 | 0 | 0 | 0 | 0 | 0 | 2009 Qtr 1: 0; 2009 Qtr 2: 0; 2009 Qtr 3: 0; 2009 Qtr 4: 4; 2010 Qtr 1: 0; 2010 Qtr 2: 0; 2010 Qtr 3: 0; 2010 Qtr 4: 0; 2011 Qtr 1: 0; 2011 Qtr 2: 0; 2011 Qtr 3: 0; 2011 Qtr 4: 0 | 4
0 | 253008-Residential AC SEER 14 Early Ret. CZ 10, 14, or 15 |  | System | Residential | 26-SFM-ResidentialSingleFamily-SP_COOL | 0 |  |  |  |  | 642.1695 | 0 | 137.5 | 0 | 0 | 504.6695 | 322.849 |  | kWh | 0.37218 | 0.40228 | Residential |  | Winter Only | [5 empty] | 15 | 0.67 |  |  |  | 1 | 2 | 0 | 0 | 0 | 0 | 0 | 0 | 0 | 0 | 0 | 0 | 2009 Qtr 1: 0; 2009 Qtr 2: 0; 2009 Qtr 3: 0; 2009 Qtr 4: 2; 2010 Qtr 1: 0; 2010 Qtr 2: 0; 2010 Qtr 3: 0; 2010 Qtr 4: 0; 2011 Qtr 1: 0; 2011 Qtr 2: 0; 2011 Qtr 3: 0; 2011 Qtr 4: 0 | 2
0 | 253006-Residential AC SEER 13 Early Ret. CZ 10, 14, or 15 |  | System | Residential | 26-SFM-ResidentialSingleFamily-SP_COOL | 0 |  |  |  |  | 549.5508 | 0 | 85 | 0 | 0 | 464.5508 | 291.643 |  | kWh | 0.32916 | 0.11379 | Residential |  | Winter Only | [5 empty] | 15 | 0.67 |  |  |  | 1 | 2 | 0 | 0 | 0 | 0 | 0 | 0 | 0 | 0 | 0 | 0 | 2009 Qtr 1: 0; 2009 Qtr 2: 0; 2009 Qtr 3: 0; 2009 Qtr 4: 2; 2010 Qtr 1: 0; 2010 Qtr 2: 0; 2010 Qtr 3: 0; 2010 Qtr 4: 0; 2011 Qtr 1: 0; 2011 Qtr 2: 0; 2011 Qtr 3: 0; 2011 Qtr 4: 0 | 2
0 | 253006-Residential AC SEER 13 Early Ret. CZ 10, 14, or 15 |  | System | Residential | 26-SFM-ResidentialSingleFamily-SP_COOL | 0 |  |  |  |  | 549.5508 | 0 | 106.25 | 0 | 0 | 443.3008 | 291.643 |  | kWh | 0.32916 | 0.11379 | Residential |  | Winter Only | [5 empty] | 15 | 0.67 |  |  |  | 1 | 2 | 0 | 0 | 0 | 0 | 0 | 0 | 0 | 0 | 0 | 0 | 2009 Qtr 1: 0; 2009 Qtr 2: 0; 2009 Qtr 3: 0; 2009 Qtr 4: 2; 2010 Qtr 1: 0; 2010 Qtr 2: 0; 2010 Qtr 3: 0; 2010 Qtr 4: 0; 2011 Qtr 1: 0; 2011 Qtr 2: 0; 2011 Qtr 3: 0; 2011 Qtr 4: 0 | 2
0 | 253006-Residential AC SEER 13 Early Ret. CZ 10, 14, or 15 |  | System | Residential | 26-SFM-ResidentialSingleFamily-SP_COOL | 0 |  |  |  |  | 549.5508 | 0 | 85 | 0 | 0 | 464.5508 | 291.643 |  | kWh | 0.32916 | 0.11379 | Residential |  | Winter Only | [5 empty] | 15 | 0.67 |  |  |  | 1 | 4 | 0 | 0 | 0 | 0 | 0 | 0 | 0 | 0 | 0 | 0 | 2009 Qtr 1: 0; 2009 Qtr 2: 0; 2009 Qtr 3: 0; 2009 Qtr 4: 4; 2010 Qtr 1: 0; 2010 Qtr 2: 0; 2010 Qtr 3: 0; 2010 Qtr 4: 0; 2011 Qtr 1: 0; 2011 Qtr 2: 0; 2011 Qtr 3: 0; 2011 Qtr 4: 0 | 4
0 | 253016-Residential HP SEER 13 Early Ret. CZ 10, 14, or 15 |  | System | Residential | 26-SFM-ResidentialSingleFamily-SP_COOL | 0 |  |  |  |  | 630.8445 | 0 | 85 | 0 | 0 | 545.8445 | 731.56 |  | kWh | 0.25623 | 0 | Residential | [7 empty] | 15 | 0.67 |  |  |  | 1 | 2 | 0 | 0 | 0 | 0 | 0 | 0 | 0 | 0 | 0 | 0 | 2009 Qtr 1: 0; 2009 Qtr 2: 0; 2009 Qtr 3: 0; 2009 Qtr 4: 2; 2010 Qtr 1: 0; 2010 Qtr 2: 0; 2010 Qtr 3: 0; 2010 Qtr 4: 0; 2011 Qtr 1: 0; 2011 Qtr 2: 0; 2011 Qtr 3: 0; 2011 Qtr 4: 0 | 2
0 | 253006-Residential AC SEER 13 Early Ret. CZ 10, 14, or 15 |  | System | Residential | 26-SFM-ResidentialSingleFamily-SP_COOL | 0 |  |  |  |  | 549.5508 | 0 | 85 | 0 | 0 | 464.5508 | 291.643 |  | kWh | 0.32916 | 0.11379 | Residential |  | Winter Only | [5 empty] | 15 | 0.67 |  |  |  | 1 | 4 | 0 | 0 | 0 | 0 | 0 | 0 | 0 | 0 | 0 | 0 | 2009 Qtr 1: 0; 2009 Qtr 2: 0; 2009 Qtr 3: 0; 2009 Qtr 4: 4; 2010 Qtr 1: 0; 2010 Qtr 2: 0; 2010 Qtr 3: 0; 2010 Qtr 4: 0; 2011 Qtr 1: 0; 2011 Qtr 2: 0; 2011 Qtr 3: 0; 2011 Qtr 4: 0 | 4
0 | 253015-Residential HP SEER 13 Early Ret. CZ 6, 7 or 8 |  | System | Residential | 26-SFM-ResidentialSingleFamily-SP_COOL | 0 |  |  |  |  | 630.8445 | 0 | 30 | 0 | 0 | 600.8445 | 560.034 |  | kWh | 0.27791 | 0 | Residential |  | Winter Only | [5 empty] | 15 | 0.67 |  |  |  | 1 | 2 | 0 | 0 | 0 | 0 | 0 | 0 | 0 | 0 | 0 | 0 | 2009 Qtr 1: 0; 2009 Qtr 2: 0; 2009 Qtr 3: 0; 2009 Qtr 4: 2; 2010 Qtr 1: 0; 2010 Qtr 2: 0; 2010 Qtr 3: 0; 2010 Qtr 4: 0; 2011 Qtr 1: 0; 2011 Qtr 2: 0; 2011 Qtr 3: 0; 2011 Qtr 4: 0 | 2
0 | 253008-Residential AC SEER 14 Early Ret. CZ 10, 14, or 15 |  | System | Residential | 26-SFM-ResidentialSingleFamily-SP_COOL | 0 |  |  |  |  | 642.1695 | 0 | 110 | 0 | 0 | 532.1695 | 322.849 |  | kWh | 0.37218 | 0.40228 | Residential |  | Winter Only | [5 empty] | 15 | 0.67 |  |  |  | 1 | 3 | 0 | 0 | 0 | 0 | 0 | 0 | 0 | 0 | 0 | 0 | 2009 Qtr 1: 0; 2009 Qtr 2: 0; 2009 Qtr 3: 0; 2009 Qtr 4: 3; 2010 Qtr 1: 0; 2010 Qtr 2: 0; 2010 Qtr 3: 0; 2010 Qtr 4: 0; 2011 Qtr 1: 0; 2011 Qtr 2: 0; 2011 Qtr 3: 0; 2011 Qtr 4: 0 | 3
0 | 253006-Residential AC SEER 13 Early Ret. CZ 10, 14, or 15 |  | System | Residential | 26-SFM-ResidentialSingleFamily-SP_COOL | 0 |  |  |  |  | 549.5508 | 0 | 85 | 0 | 0 | 464.5508 | 291.643 |  | kWh | 0.32916 | 0.11379 | Residential |  | Winter Only | [5 empty] | 15 | 0.67 |  |  |  | 1 | 5 | 0 | 0 | 0 | 0 | 0 | 0 | 0 | 0 | 0 | 0 | 2009 Qtr 1: 0; 2009 Qtr 2: 0; 2009 Qtr 3: 0; 2009 Qtr 4: 5; 2010 Qtr 1: 0; 2010 Qtr 2: 0; 2010 Qtr 3: 0; 2010 Qtr 4: 0; 2011 Qtr 1: 0; 2011 Qtr 2: 0; 2011 Qtr 3: 0; 2011 Qtr 4: 0 | 5
0 | 253006-Residential AC SEER 13 Early Ret. CZ 10, 14, or 15 |  | System | Residential | 26-SFM-ResidentialSingleFamily-SP_COOL | 0 |  |  |  |  | 549.5508 | 0 | 85 | 0 | 0 | 464.5508 | 291.643 |  | kWh | 0.32916 | 0.11379 | Residential |  | Winter Only | [5 empty] | 15 | 0.67 |  |  |  | 1 | 3 | 0 | 0 | 0 | 0 | 0 | 0 | 0 | 0 | 0 | 0 | 2009 Qtr 1: 0; 2009 Qtr 2: 0; 2009 Qtr 3: 0; 2009 Qtr 4: 3; 2010 Qtr 1: 0; 2010 Qtr 2: 0; 2010 Qtr 3: 0; 2010 Qtr 4: 0; 2011 Qtr 1: 0; 2011 Qtr 2: 0; 2011 Qtr 3: 0; 2011 Qtr 4: 0 | 3
0 | 253006-Residential AC SEER 13 Early Ret. CZ 10, 14, or 15 |  | System | Residential | 26-SFM-ResidentialSingleFamily-SP_COOL | 0 |  |  |  |  | 549.5508 | 0 | 85 | 0 | 0 | 464.5508 | 291.643 |  | kWh | 0.32916 | 0.11379 | Residential |  | Winter Only | [5 empty] | 15 | 0.67 |  |  |  | 1 | 5 | 0 | 0 | 0 | 0 | 0 | 0 | 0 | 0 | 0 | 0 | 2009 Qtr 1: 0; 2009 Qtr 2: 0; 2009 Qtr 3: 0; 2009 Qtr 4: 5; 2010 Qtr 1: 0; 2010 Qtr 2: 0; 2010 Qtr 3: 0; 2010 Qtr 4: 0; 2011 Qtr 1: 0; 2011 Qtr 2: 0; 2011 Qtr 3: 0; 2011 Qtr 4: 0 | 5
0 | 253009-Residential AC SEER 15 Early Ret. CZ 6, 7 or 8 |  | System | Residential | 26-SFM-ResidentialSingleFamily-SP_COOL | 0 |  |  |  |  | 734.7882 | 0 | 52.0833 | 0 | 0 | 682.7049 | 219.055 |  | kWh | 0.38807 | -1.3318 | Residential |  | Winter Only | [5 empty] | 15 | 0.67 |  |  |  | 1 | 2 | 0 | 0 | 0 | 0 | 0 | 0 | 0 | 0 | 0 | 0 | 2009 Qtr 1: 0; 2009 Qtr 2: 0; 2009 Qtr 3: 0; 2009 Qtr 4: 2; 2010 Qtr 1: 0; 2010 Qtr 2: 0; 2010 Qtr 3: 0; 2010 Qtr 4: 0; 2011 Qtr 1: 0; 2011 Qtr 2: 0; 2011 Qtr 3: 0; 2011 Qtr 4: 0 | 2
0 | 253010-Residential AC SEER 15 Early Ret. CZ 10, 14, or 15 |  | System | Residential | 26-SFM-ResidentialSingleFamily-SP_COOL | 0 |  |  |  |  | 732.6948 | 0 | 130 | 0 | 0 | 602.6948 | 372.762 |  | kWh | 0.39428 | -1.1019 | Residential |  | Winter Only | [5 empty] | 15 | 0.67 |  |  |  | 1 | 3 | 0 | 0 | 0 | 0 | 0 | 0 | 0 | 0 | 0 | 0 | 2009 Qtr 1: 0; 2009 Qtr 2: 0; 2009 Qtr 3: 0; 2009 Qtr 4: 3; 2010 Qtr 1: 0; 2010 Qtr 2: 0; 2010 Qtr 3: 0; 2010 Qtr 4: 0; 2011 Qtr 1: 0; 2011 Qtr 2: 0; 2011 Qtr 3: 0; 2011 Qtr 4: 0 | 3
0 | 253010-Residential AC SEER 15 Early Ret. CZ 10, 14, or 15 |  | System | Residential | 26-SFM-ResidentialSingleFamily-SP_COOL | 0 |  |  |  |  | 732.6948 | 0 | 162.5 | 0 | 0 | 570.1948 | 372.762 |  | kWh | 0.39428 | -1.1019 | Residential |  | Winter Only | [5 empty] | 15 | 0.67 |  |  |  | 1 | 2 | 0 | 0 | 0 | 0 | 0 | 0 | 0 | 0 | 0 | 0 | 2009 Qtr 1: 0; 2009 Qtr 2: 0; 2009 Qtr 3: 0; 2009 Qtr 4: 2; 2010 Qtr 1: 0; 2010 Qtr 2: 0; 2010 Qtr 3: 0; 2010 Qtr 4: 0; 2011 Qtr 1: 0; 2011 Qtr 2: 0; 2011 Qtr 3: 0; 2011 Qtr 4: 0 | 2
0 | 253015-Residential HP SEER 13 Early Ret. CZ 6, 7 or 8 |  | System | Residential | 26-SFM-ResidentialSingleFamily-SP_COOL | 0 |  |  |  |  | 630.8445 | 0 | 37.5 | 0 | 0 | 593.3445 | 560.034 |  | kWh | 0.27791 | 0 | Residential |  | Winter Only | [5 empty] | 15 | 0.67 |  |  |  | 1 | 2 | 0 | 0 | 0 | 0 | 0 | 0 | 0 | 0 | 0 | 0 | 2009 Qtr 1: 0; 2009 Qtr 2: 0; 2009 Qtr 3: 0; 2009 Qtr 4: 2; 2010 Qtr 1: 0; 2010 Qtr 2: 0; 2010 Qtr 3: 0; 2010 Qtr 4: 0; 2011 Qtr 1: 0; 2011 Qtr 2: 0; 2011 Qtr 3: 0; 2011 Qtr 4: 0 | 2
0 | 253005-Residential AC SEER 13 Early Ret. CZ 6, 7 or 8 |  | System | Residential | 26-SFM-ResidentialSingleFamily-SP_COOL | 0 |  |  |  |  | 549.5508 | 0 | 30 | 0 | 0 | 519.5508 | 169.092 |  | kWh | 0.32706 | 0.20484 | Residential |  | Winter Only | [5 empty] | 15 | 0.67 |  |  |  | 1 | 3 | 0 | 0 | 0 | 0 | 0 | 0 | 0 | 0 | 0 | 0 | 2009 Qtr 1: 0; 2009 Qtr 2: 0; 2009 Qtr 3: 0; 2009 Qtr 4: 3; 2010 Qtr 1: 0; 2010 Qtr 2: 0; 2010 Qtr 3: 0; 2010 Qtr 4: 0; 2011 Qtr 1: 0; 2011 Qtr 2: 0; 2011 Qtr 3: 0; 2011 Qtr 4: 0 | 3
0 | 253006-Residential AC SEER 13 Early Ret. CZ 10, 14, or 15 |  | System | Residential | 26-SFM-ResidentialSingleFamily-SP_COOL | 0 |  |  |  |  | 549.5508 | 0 | 85 | 0 | 0 | 464.5508 | 291.643 |  | kWh | 0.32916 | 0.11379 | Residential |  | Winter Only | [5 empty] | 15 | 0.67 |  |  |  | 1 | 3 | 0 | 0 | 0 | 0 | 0 | 0 | 0 | 0 | 0 | 0 | 2009 Qtr 1: 0; 2009 Qtr 2: 0; 2009 Qtr 3: 0; 2009 Qtr 4: 3; 2010 Qtr 1: 0; 2010 Qtr 2: 0; 2010 Qtr 3: 0; 2010 Qtr 4: 0; 2011 Qtr 1: 0; 2011 Qtr 2: 0; 2011 Qtr 3: 0; 2011 Qtr 4: 0 | 3
0 | 253020-Residential HP SEER 15 Early Ret. CZ 10, 14, 15 |  | System | Residential | 26-SFM-ResidentialSingleFamily-SP_COOL | 0 |  |  |  |  | 826.7167 | 0 | 130 | 0 | 0 | 696.7167 | 878.46 |  | kWh | 0.35649 | 0 | Residential | [7 empty] | 15 | 0.67 |  |  |  | 1 | 4 | 0 | 0 | 0 | 0 | 0 | 0 | 0 | 0 | 0 | 0 | 2009 Qtr 1: 0; 2009 Qtr 2: 0; 2009 Qtr 3: 0; 2009 Qtr 4: 4; 2010 Qtr 1: 0; 2010 Qtr 2: 0; 2010 Qtr 3: 0; 2010 Qtr 4: 0; 2011 Qtr 1: 0; 2011 Qtr 2: 0; 2011 Qtr 3: 0; 2011 Qtr 4: 0 | 4
0 | 253016-Residential HP SEER 13 Early Ret. CZ 10, 14, or 15 |  | System | Residential | 26-SFM-ResidentialSingleFamily-SP_COOL | 0 |  |  |  |  | 630.8445 | 0 | 85 | 0 | 0 | 545.8445 | 731.56 |  | kWh | 0.25623 | 0 | Residential | [7 empty] | 15 | 0.67 |  |  |  | 1 | 4 | 0 | 0 | 0 | 0 | 0 | 0 | 0 | 0 | 0 | 0 | 2009 Qtr 1: 0; 2009 Qtr 2: 0; 2009 Qtr 3: 0; 2009 Qtr 4: 4; 2010 Qtr 1: 0; 2010 Qtr 2: 0; 2010 Qtr 3: 0; 2010 Qtr 4: 0; 2011 Qtr 1: 0; 2011 Qtr 2: 0; 2011 Qtr 3: 0; 2011 Qtr 4: 0 | 4
0 | 253008-Residential AC SEER 14 Early Ret. CZ 10, 14, or 15 |  | System | Residential | 26-SFM-ResidentialSingleFamily-SP_COOL | 0 |  |  |  |  | 642.1695 | 0 | 110 | 0 | 0 | 532.1695 | 322.849 |  | kWh | 0.37218 | 0.40228 | Residential |  | Winter Only | [5 empty] | 15 | 0.67 |  |  |  | 1 | 3 | 0 | 0 | 0 | 0 | 0 | 0 | 0 | 0 | 0 | 0 | 2009 Qtr 1: 0; 2009 Qtr 2: 0; 2009 Qtr 3: 0; 2009 Qtr 4: 3; 2010 Qtr 1: 0; 2010 Qtr 2: 0; 2010 Qtr 3: 0; 2010 Qtr 4: 0; 2011 Qtr 1: 0; 2011 Qtr 2: 0; 2011 Qtr 3: 0; 2011 Qtr 4: 0 | 3
0 | 253006-Residential AC SEER 13 Early Ret. CZ 10, 14, or 15 |  | System | Residential | 26-SFM-ResidentialSingleFamily-SP_COOL | 0 |  |  |  |  | 549.5508 | 0 | 85 | 0 | 0 | 464.5508 | 291.643 |  | kWh | 0.32916 | 0.11379 | Residential |  | Winter Only | [5 empty] | 15 | 0.67 |  |  |  | 1 | 3 | 0 | 0 | 0 | 0 | 0 | 0 | 0 | 0 | 0 | 0 | 2009 Qtr 1: 0; 2009 Qtr 2: 0; 2009 Qtr 3: 0; 2009 Qtr 4: 3; 2010 Qtr 1: 0; 2010 Qtr 2: 0; 2010 Qtr 3: 0; 2010 Qtr 4: 0; 2011 Qtr 1: 0; 2011 Qtr 2: 0; 2011 Qtr 3: 0; 2011 Qtr 4: 0 | 3
0 | 253006-Residential AC SEER 13 Early Ret. CZ 10, 14, or 15 |  | System | Residential | 26-SFM-ResidentialSingleFamily-SP_COOL | 0 |  |  |  |  | 549.5508 | 0 | 85 | 0 | 0 | 464.5508 | 291.643 |  | kWh | 0.32916 | 0.11379 | Residential |  | Winter Only | [5 empty] | 15 | 0.67 |  |  |  | 1 | 4 | 0 | 0 | 0 | 0 | 0 | 0 | 0 | 0 | 0 | 0 | 2009 Qtr 1: 0; 2009 Qtr 2: 0; 2009 Qtr 3: 0; 2009 Qtr 4: 4; 2010 Qtr 1: 0; 2010 Qtr 2: 0; 2010 Qtr 3: 0; 2010 Qtr 4: 0; 2011 Qtr 1: 0; 2011 Qtr 2: 0; 2011 Qtr 3: 0; 2011 Qtr 4: 0 | 4
0 | 253005-Residential AC SEER 13 Early Ret. CZ 6, 7 or 8 |  | System | Residential | 26-SFM-ResidentialSingleFamily-SP_COOL | 0 |  |  |  |  | 549.5508 | 0 | 30 | 0 | 0 | 519.5508 | 169.092 |  | kWh | 0.32706 | 0.20484 | Residential |  | Winter Only | [5 empty] | 15 | 0.67 |  |  |  | 1 | 4 | 0 | 0 | 0 | 0 | 0 | 0 | 0 | 0 | 0 | 0 | 2009 Qtr 1: 0; 2009 Qtr 2: 0; 2009 Qtr 3: 0; 2009 Qtr 4: 4; 2010 Qtr 1: 0; 2010 Qtr 2: 0; 2010 Qtr 3: 0; 2010 Qtr 4: 0; 2011 Qtr 1: 0; 2011 Qtr 2: 0; 2011 Qtr 3: 0; 2011 Qtr 4: 0 | 4
0 | 253005-Residential AC SEER 13 Early Ret. CZ 6, 7 or 8 |  | System | Residential | 26-SFM-ResidentialSingleFamily-SP_COOL | 0 |  |  |  |  | 549.5508 | 0 | 30 | 0 | 0 | 519.5508 | 169.092 |  | kWh | 0.32706 | 0.20484 | Residential |  | Winter Only | [5 empty] | 15 | 0.67 |  |  |  | 1 | 3 | 0 | 0 | 0 | 0 | 0 | 0 | 0 | 0 | 0 | 0 | 2009 Qtr 1: 0; 2009 Qtr 2: 0; 2009 Qtr 3: 0; 2009 Qtr 4: 3; 2010 Qtr 1: 0; 2010 Qtr 2: 0; 2010 Qtr 3: 0; 2010 Qtr 4: 0; 2011 Qtr 1: 0; 2011 Qtr 2: 0; 2011 Qtr 3: 0; 2011 Qtr 4: 0 | 3
0 | 253083-Comm. HP <65k three phase split w/o QI ER |  | System | Commercial | 01-ALC-AllCommercial-Cooling | 0 |  |  |  |  | 186.4979 | 0 | 40 | 0 | 0 | 146.4979 | 249.733 |  | kWh | 0.098359 | 0 | Commercial | [7 empty] | 15 | 0.5 |  |  |  | 1 | 3 | 0 | 0 | 0 | 0 | 0 | 0 | 0 | 0 | 0 | 0 | 2009 Qtr 1: 0; 2009 Qtr 2: 0; 2009 Qtr 3: 0; 2009 Qtr 4: 3; 2010 Qtr 1: 0; 2010 Qtr 2: 0; 2010 Qtr 3: 0; 2010 Qtr 4: 0; 2011 Qtr 1: 0; 2011 Qtr 2: 0; 2011 Qtr 3: 0; 2011 Qtr 4: 0 | 3
0 | 253083-Comm. HP <65k three phase split w/o QI ER |  | System | Commercial | 01-ALC-AllCommercial-Cooling | 0 |  |  |  |  | 186.4979 | 0 | 40 | 0 | 0 | 146.4979 | 249.733 |  | kWh | 0.098359 | 0 | Commercial | [7 empty] | 15 | 0.5 |  |  |  | 1 | 3 | 0 | 0 | 0 | 0 | 0 | 0 | 0 | 0 | 0 | 0 | 2009 Qtr 1: 0; 2009 Qtr 2: 0; 2009 Qtr 3: 0; 2009 Qtr 4: 3; 2010 Qtr 1: 0; 2010 Qtr 2: 0; 2010 Qtr 3: 0; 2010 Qtr 4: 0; 2011 Qtr 1: 0; 2011 Qtr 2: 0; 2011 Qtr 3: 0; 2011 Qtr 4: 0 | 3
0 | 253083-Comm. HP <65k three phase split w/o QI ER |  | System | Commercial | 01-ALC-AllCommercial-Cooling | 0 |  |  |  |  | 186.4979 | 0 | 40 | 0 | 0 | 146.4979 | 249.733 |  | kWh | 0.098359 | 0 | Commercial | [7 empty] | 15 | 0.5 |  |  |  | 1 | 4 | 0 | 0 | 0 | 0 | 0 | 0 | 0 | 0 | 0 | 0 | 2009 Qtr 1: 0; 2009 Qtr 2: 0; 2009 Qtr 3: 0; 2009 Qtr 4: 4; 2010 Qtr 1: 0; 2010 Qtr 2: 0; 2010 Qtr 3: 0; 2010 Qtr 4: 0; 2011 Qtr 1: 0; 2011 Qtr 2: 0; 2011 Qtr 3: 0; 2011 Qtr 4: 0 | 4
0 | 253069-Comm. AC 65k to 134k ER |  | System | Commercial | 01-ALC-AllCommercial-Cooling | 0 |  |  |  |  | 757.3824 | 0 | 75 | 0 | 0 | 682.3824 | 361.554 |  | kWh | 0.25974 | 0 | Commercial | [7 empty] | 15 | 0.7 |  |  |  | 1 | 10 | 0 | 0 | 0 | 0 | 0 | 0 | 0 | 0 | 0 | 0 | 2009 Qtr 1: 0; 2009 Qtr 2: 0; 2009 Qtr 3: 0; 2009 Qtr 4: 10; 2010 Qtr 1: 0; 2010 Qtr 2: 0; 2010 Qtr 3: 0; 2010 Qtr 4: 0; 2011 Qtr 1: 0; 2011 Qtr 2: 0; 2011 Qtr 3: 0; 2011 Qtr 4: 0 | 10
0 | 253069-Comm. AC 65k to 134k ER |  | System | Commercial | 01-ALC-AllCommercial-Cooling | 0 |  |  |  |  | 757.3824 | 0 | 75 | 0 | 0 | 682.3824 | 361.554 |  | kWh | 0.25974 | 0 | Commercial | [7 empty] | 15 | 0.7 |  |  |  | 1 | 6 | 0 | 0 | 0 | 0 | 0 | 0 | 0 | 0 | 0 | 0 | 2009 Qtr 1: 0; 2009 Qtr 2: 0; 2009 Qtr 3: 0; 2009 Qtr 4: 6; 2010 Qtr 1: 0; 2010 Qtr 2: 0; 2010 Qtr 3: 0; 2010 Qtr 4: 0; 2011 Qtr 1: 0; 2011 Qtr 2: 0; 2011 Qtr 3: 0; 2011 Qtr 4: 0 | 6
0 | 253085-Comm. HP <65k three phase unitary ER |  | System | Commercial | 01-ALC-AllCommercial-Cooling | 0 |  |  |  |  | 959.2869 | 0 | 85 | 0 | 0 | 874.2869 | 333.947 |  | kWh | 0.15748 | 0 | Commercial | [7 empty] | 15 | 0.5 |  |  |  | 1 | 5 | 0 | 0 | 0 | 0 | 0 | 0 | 0 | 0 | 0 | 0 | 2009 Qtr 1: 0; 2009 Qtr 2: 0; 2009 Qtr 3: 0; 2009 Qtr 4: 5; 2010 Qtr 1: 0; 2010 Qtr 2: 0; 2010 Qtr 3: 0; 2010 Qtr 4: 0; 2011 Qtr 1: 0; 2011 Qtr 2: 0; 2011 Qtr 3: 0; 2011 Qtr 4: 0 | 5
0 | 253085-Comm. HP <65k three phase unitary ER |  | System | Commercial | 01-ALC-AllCommercial-Cooling | 0 |  |  |  |  | 959.2869 | 0 | 85 | 0 | 0 | 874.2869 | 333.947 |  | kWh | 0.15748 | 0 | Commercial | [7 empty] | 15 | 0.5 |  |  |  | 1 | 5 | 0 | 0 | 0 | 0 | 0 | 0 | 0 | 0 | 0 | 0 | 2009 Qtr 1: 0; 2009 Qtr 2: 0; 2009 Qtr 3: 0; 2009 Qtr 4: 5; 2010 Qtr 1: 0; 2010 Qtr 2: 0; 2010 Qtr 3: 0; 2010 Qtr 4: 0; 2011 Qtr 1: 0; 2011 Qtr 2: 0; 2011 Qtr 3: 0; 2011 Qtr 4: 0 | 5
0 | 253079-Comm. HP <65k single phase unitary ER |  | System | Commercial | 01-ALC-AllCommercial-Cooling | 0 |  |  |  |  | 995.132 | 0 | 85 | 0 | 0 | 910.132 | 442.627 |  | kWh | 0.21817 | 0 | Commercial | [7 empty] | 15 | 0.5 |  |  |  | 1 | 3 | 0 | 0 | 0 | 0 | 0 | 0 | 0 | 0 | 0 | 0 | 2009 Qtr 1: 0; 2009 Qtr 2: 0; 2009 Qtr 3: 0; 2009 Qtr 4: 3; 2010 Qtr 1: 0; 2010 Qtr 2: 0; 2010 Qtr 3: 0; 2010 Qtr 4: 0; 2011 Qtr 1: 0; 2011 Qtr 2: 0; 2011 Qtr 3: 0; 2011 Qtr 4: 0 | 3
0 | 253085-Comm. HP <65k three phase unitary ER |  | System | Commercial | 01-ALC-AllCommercial-Cooling | 0 |  |  |  |  | 959.2869 | 0 | 85 | 0 | 0 | 874.2869 | 333.947 |  | kWh | 0.15748 | 0 | Commercial | [7 empty] | 15 | 0.5 |  |  |  | 1 | 4 | 0 | 0 | 0 | 0 | 0 | 0 | 0 | 0 | 0 | 0 | 2009 Qtr 1: 0; 2009 Qtr 2: 0; 2009 Qtr 3: 0; 2009 Qtr 4: 4; 2010 Qtr 1: 0; 2010 Qtr 2: 0; 2010 Qtr 3: 0; 2010 Qtr 4: 0; 2011 Qtr 1: 0; 2011 Qtr 2: 0; 2011 Qtr 3: 0; 2011 Qtr 4: 0 | 4
0 | 253079-Comm. HP <65k single phase unitary ER |  | System | Commercial | 01-ALC-AllCommercial-Cooling | 0 |  |  |  |  | 995.132 | 0 | 106.25 | 0 | 0 | 888.882 | 442.627 |  | kWh | 0.21817 | 0 | Commercial | [7 empty] | 15 | 0.5 |  |  |  | 1 | 2 | 0 | 0 | 0 | 0 | 0 | 0 | 0 | 0 | 0 | 0 | 2009 Qtr 1: 0; 2009 Qtr 2: 0; 2009 Qtr 3: 0; 2009 Qtr 4: 2; 2010 Qtr 1: 0; 2010 Qtr 2: 0; 2010 Qtr 3: 0; 2010 Qtr 4: 0; 2011 Qtr 1: 0; 2011 Qtr 2: 0; 2011 Qtr 3: 0; 2011 Qtr 4: 0 | 2
0 | 253033-Comm. AC <65k three phase unitary |  | System | Commercial | 01-ALC-AllCommercial-Cooling | 0 |  |  |  |  | 790.4043 | 0 | 50 | 0 | 0 | 740.4043 | 280.46 |  | kWh | 0.19186 | 0 | Commercial | [7 empty] | 15 | 0.5 |  |  |  | 1 | 5 | 0 | 0 | 0 | 0 | 0 | 0 | 0 | 0 | 0 | 0 | 2009 Qtr 1: 0; 2009 Qtr 2: 0; 2009 Qtr 3: 0; 2009 Qtr 4: 5; 2010 Qtr 1: 0; 2010 Qtr 2: 0; 2010 Qtr 3: 0; 2010 Qtr 4: 0; 2011 Qtr 1: 0; 2011 Qtr 2: 0; 2011 Qtr 3: 0; 2011 Qtr 4: 0 | 5
0 | 253033-Comm. AC <65k three phase unitary |  | System | Commercial | 01-ALC-AllCommercial-Cooling | 0 |  |  |  |  | 790.4043 | 0 | 50 | 0 | 0 | 740.4043 | 280.46 |  | kWh | 0.19186 | 0 | Commercial | [7 empty] | 15 | 0.5 |  |  |  | 1 | 5 | 0 | 0 | 0 | 0 | 0 | 0 | 0 | 0 | 0 | 0 | 2009 Qtr 1: 0; 2009 Qtr 2: 0; 2009 Qtr 3: 0; 2009 Qtr 4: 5; 2010 Qtr 1: 0; 2010 Qtr 2: 0; 2010 Qtr 3: 0; 2010 Qtr 4: 0; 2011 Qtr 1: 0; 2011 Qtr 2: 0; 2011 Qtr 3: 0; 2011 Qtr 4: 0 | 5
0 | 253033-Comm. AC <65k three phase unitary |  | System | Commercial | 01-ALC-AllCommercial-Cooling | 0 |  |  |  |  | 790.4043 | 0 | 50 | 0 | 0 | 740.4043 | 280.46 |  | kWh | 0.19186 | 0 | Commercial | [7 empty] | 15 | 0.5 |  |  |  | 1 | 5 | 0 | 0 | 0 | 0 | 0 | 0 | 0 | 0 | 0 | 0 | 2009 Qtr 1: 0; 2009 Qtr 2: 0; 2009 Qtr 3: 0; 2009 Qtr 4: 5; 2010 Qtr 1: 0; 2010 Qtr 2: 0; 2010 Qtr 3: 0; 2010 Qtr 4: 0; 2011 Qtr 1: 0; 2011 Qtr 2: 0; 2011 Qtr 3: 0; 2011 Qtr 4: 0 | 5
0 | 253033-Comm. AC <65k three phase unitary |  | System | Commercial | 01-ALC-AllCommercial-Cooling | 0 |  |  |  |  | 790.4043 | 0 | 50 | 0 | 0 | 740.4043 | 280.46 |  | kWh | 0.19186 | 0 | Commercial | [7 empty] | 15 | 0.5 |  |  |  | 1 | 5 | 0 | 0 | 0 | 0 | 0 | 0 | 0 | 0 | 0 | 0 | 2009 Qtr 1: 0; 2009 Qtr 2: 0; 2009 Qtr 3: 0; 2009 Qtr 4: 5; 2010 Qtr 1: 0; 2010 Qtr 2: 0; 2010 Qtr 3: 0; 2010 Qtr 4: 0; 2011 Qtr 1: 0; 2011 Qtr 2: 0; 2011 Qtr 3: 0; 2011 Qtr 4: 0 | 5
0 | 253033-Comm. AC <65k three phase unitary |  | System | Commercial | 01-ALC-AllCommercial-Cooling | 0 |  |  |  |  | 790.4043 | 0 | 50 | 0 | 0 | 740.4043 | 280.46 |  | kWh | 0.19186 | 0 | Commercial | [7 empty] | 15 | 0.5 |  |  |  | 1 | 5 | 0 | 0 | 0 | 0 | 0 | 0 | 0 | 0 | 0 | 0 | 2009 Qtr 1: 0; 2009 Qtr 2: 0; 2009 Qtr 3: 0; 2009 Qtr 4: 5; 2010 Qtr 1: 0; 2010 Qtr 2: 0; 2010 Qtr 3: 0; 2010 Qtr 4: 0; 2011 Qtr 1: 0; 2011 Qtr 2: 0; 2011 Qtr 3: 0; 2011 Qtr 4: 0 | 5
0 | 253085-Comm. HP <65k three phase unitary ER |  | System | Commercial | 01-ALC-AllCommercial-Cooling | 0 |  |  |  |  | 959.2869 | 0 | 85 | 0 | 0 | 874.2869 | 333.947 |  | kWh | 0.15748 | 0 | Commercial | [7 empty] | 15 | 0.5 |  |  |  | 1 | 4 | 0 | 0 | 0 | 0 | 0 | 0 | 0 | 0 | 0 | 0 | 2009 Qtr 1: 0; 2009 Qtr 2: 0; 2009 Qtr 3: 0; 2009 Qtr 4: 4; 2010 Qtr 1: 0; 2010 Qtr 2: 0; 2010 Qtr 3: 0; 2010 Qtr 4: 0; 2011 Qtr 1: 0; 2011 Qtr 2: 0; 2011 Qtr 3: 0; 2011 Qtr 4: 0 | 4
0 | 253079-Comm. HP <65k single phase unitary ER |  | System | Commercial | 01-ALC-AllCommercial-Cooling | 0 |  |  |  |  | 995.132 | 0 | 85 | 0 | 0 | 910.132 | 442.627 |  | kWh | 0.21817 | 0 | Commercial | [7 empty] | 15 | 0.5 |  |  |  | 1 | 2 | 0 | 0 | 0 | 0 | 0 | 0 | 0 | 0 | 0 | 0 | 2009 Qtr 1: 0; 2009 Qtr 2: 0; 2009 Qtr 3: 0; 2009 Qtr 4: 2; 2010 Qtr 1: 0; 2010 Qtr 2: 0; 2010 Qtr 3: 0; 2010 Qtr 4: 0; 2011 Qtr 1: 0; 2011 Qtr 2: 0; 2011 Qtr 3: 0; 2011 Qtr 4: 0 | 2
0 | 253085-Comm. HP <65k three phase unitary ER |  | System | Commercial | 01-ALC-AllCommercial-Cooling | 0 |  |  |  |  | 959.2869 | 0 | 85 | 0 | 0 | 874.2869 | 333.947 |  | kWh | 0.15748 | 0 | Commercial | [7 empty] | 15 | 0.5 |  |  |  | 1 | 5 | 0 | 0 | 0 | 0 | 0 | 0 | 0 | 0 | 0 | 0 | 2009 Qtr 1: 0; 2009 Qtr 2: 0; 2009 Qtr 3: 0; 2009 Qtr 4: 5; 2010 Qtr 1: 0; 2010 Qtr 2: 0; 2010 Qtr 3: 0; 2010 Qtr 4: 0; 2011 Qtr 1: 0; 2011 Qtr 2: 0; 2011 Qtr 3: 0; 2011 Qtr 4: 0 | 5
0 | 253085-Comm. HP <65k three phase unitary ER |  | System | Commercial | 01-ALC-AllCommercial-Cooling | 0 |  |  |  |  | 959.2869 | 0 | 99.1667 | 0 | 0 | 860.1202 | 333.947 |  | kWh | 0.15748 | 0 | Commercial | [7 empty] | 15 | 0.5 |  |  |  | 1 | 3 | 0 | 0 | 0 | 0 | 0 | 0 | 0 | 0 | 0 | 0 | 2009 Qtr 1: 0; 2009 Qtr 2: 0; 2009 Qtr 3: 0; 2009 Qtr 4: 3; 2010 Qtr 1: 0; 2010 Qtr 2: 0; 2010 Qtr 3: 0; 2010 Qtr 4: 0; 2011 Qtr 1: 0; 2011 Qtr 2: 0; 2011 Qtr 3: 0; 2011 Qtr 4: 0 | 3
0 | 253079-Comm. HP <65k single phase unitary ER |  | System | Commercial | 01-ALC-AllCommercial-Cooling | 0 |  |  |  |  | 995.132 | 0 | 106.25 | 0 | 0 | 888.882 | 442.627 |  | kWh | 0.21817 | 0 | Commercial | [7 empty] | 15 | 0.5 |  |  |  | 1 | 2 | 0 | 0 | 0 | 0 | 0 | 0 | 0 | 0 | 0 | 0 | 2009 Qtr 1: 0; 2009 Qtr 2: 0; 2009 Qtr 3: 0; 2009 Qtr 4: 2; 2010 Qtr 1: 0; 2010 Qtr 2: 0; 2010 Qtr 3: 0; 2010 Qtr 4: 0; 2011 Qtr 1: 0; 2011 Qtr 2: 0; 2011 Qtr 3: 0; 2011 Qtr 4: 0 | 2
0 | 253085-Comm. HP <65k three phase unitary ER |  | System | Commercial | 01-ALC-AllCommercial-Cooling | 0 |  |  |  |  | 959.2869 | 0 | 99.1667 | 0 | 0 | 860.1202 | 333.947 |  | kWh | 0.15748 | 0 | Commercial | [7 empty] | 15 | 0.5 |  |  |  | 1 | 3 | 0 | 0 | 0 | 0 | 0 | 0 | 0 | 0 | 0 | 0 | 2009 Qtr 1: 0; 2009 Qtr 2: 0; 2009 Qtr 3: 0; 2009 Qtr 4: 3; 2010 Qtr 1: 0; 2010 Qtr 2: 0; 2010 Qtr 3: 0; 2010 Qtr 4: 0; 2011 Qtr 1: 0; 2011 Qtr 2: 0; 2011 Qtr 3: 0; 2011 Qtr 4: 0 | 3
0 | 253079-Comm. HP <65k single phase unitary ER |  | System | Commercial | 01-ALC-AllCommercial-Cooling | 0 |  |  |  |  | 995.132 | 0 | 106.25 | 0 | 0 | 888.882 | 442.627 |  | kWh | 0.21817 | 0 | Commercial | [7 empty] | 15 | 0.5 |  |  |  | 1 | 2 | 0 | 0 | 0 | 0 | 0 | 0 | 0 | 0 | 0 | 0 | 2009 Qtr 1: 0; 2009 Qtr 2: 0; 2009 Qtr 3: 0; 2009 Qtr 4: 2; 2010 Qtr 1: 0; 2010 Qtr 2: 0; 2010 Qtr 3: 0; 2010 Qtr 4: 0; 2011 Qtr 1: 0; 2011 Qtr 2: 0; 2011 Qtr 3: 0; 2011 Qtr 4: 0 | 2
0 | 253079-Comm. HP <65k single phase unitary ER |  | System | Commercial | 01-ALC-AllCommercial-Cooling | 0 |  |  |  |  | 995.132 | 0 | 106.25 | 0 | 0 | 888.882 | 442.627 |  | kWh | 0.21817 | 0 | Commercial | [7 empty] | 15 | 0.5 |  |  |  | 1 | 2 | 0 | 0 | 0 | 0 | 0 | 0 | 0 | 0 | 0 | 0 | 2009 Qtr 1: 0; 2009 Qtr 2: 0; 2009 Qtr 3: 0; 2009 Qtr 4: 2; 2010 Qtr 1: 0; 2010 Qtr 2: 0; 2010 Qtr 3: 0; 2010 Qtr 4: 0; 2011 Qtr 1: 0; 2011 Qtr 2: 0; 2011 Qtr 3: 0; 2011 Qtr 4: 0 | 2
0 | 253085-Comm. HP <65k three phase unitary ER |  | System | Commercial | 01-ALC-AllCommercial-Cooling | 0 |  |  |  |  | 959.2869 | 0 | 85 | 0 | 0 | 874.2869 | 333.947 |  | kWh | 0.15748 | 0 | Commercial | [7 empty] | 15 | 0.5 |  |  |  | 1 | 4 | 0 | 0 | 0 | 0 | 0 | 0 | 0 | 0 | 0 | 0 | 2009 Qtr 1: 0; 2009 Qtr 2: 0; 2009 Qtr 3: 0; 2009 Qtr 4: 4; 2010 Qtr 1: 0; 2010 Qtr 2: 0; 2010 Qtr 3: 0; 2010 Qtr 4: 0; 2011 Qtr 1: 0; 2011 Qtr 2: 0; 2011 Qtr 3: 0; 2011 Qtr 4: 0 | 4
0 | 253079-Comm. HP <65k single phase unitary ER |  | System | Commercial | 01-ALC-AllCommercial-Cooling | 0 |  |  |  |  | 995.132 | 0 | 106.25 | 0 | 0 | 888.882 | 442.627 |  | kWh | 0.21817 | 0 | Commercial | [7 empty] | 15 | 0.5 |  |  |  | 1 | 2 | 0 | 0 | 0 | 0 | 0 | 0 | 0 | 0 | 0 | 0 | 2009 Qtr 1: 0; 2009 Qtr 2: 0; 2009 Qtr 3: 0; 2009 Qtr 4: 2; 2010 Qtr 1: 0; 2010 Qtr 2: 0; 2010 Qtr 3: 0; 2010 Qtr 4: 0; 2011 Qtr 1: 0; 2011 Qtr 2: 0; 2011 Qtr 3: 0; 2011 Qtr 4: 0 | 2
0 | 253079-Comm. HP <65k single phase unitary ER |  | System | Commercial | 01-ALC-AllCommercial-Cooling | 0 |  |  |  |  | 995.132 | 0 | 106.25 | 0 | 0 | 888.882 | 442.627 |  | kWh | 0.21817 | 0 | Commercial | [7 empty] | 15 | 0.5 |  |  |  | 1 | 2 | 0 | 0 | 0 | 0 | 0 | 0 | 0 | 0 | 0 | 0 | 2009 Qtr 1: 0; 2009 Qtr 2: 0; 2009 Qtr 3: 0; 2009 Qtr 4: 2; 2010 Qtr 1: 0; 2010 Qtr 2: 0; 2010 Qtr 3: 0; 2010 Qtr 4: 0; 2011 Qtr 1: 0; 2011 Qtr 2: 0; 2011 Qtr 3: 0; 2011 Qtr 4: 0 | 2
0 | 253085-Comm. HP <65k three phase unitary ER |  | System | Commercial | 01-ALC-AllCommercial-Cooling | 0 |  |  |  |  | 959.2869 | 0 | 99.1667 | 0 | 0 | 860.1202 | 333.947 |  | kWh | 0.15748 | 0 | Commercial | [7 empty] | 15 | 0.5 |  |  |  | 1 | 3 | 0 | 0 | 0 | 0 | 0 | 0 | 0 | 0 | 0 | 0 | 2009 Qtr 1: 0; 2009 Qtr 2: 0; 2009 Qtr 3: 0; 2009 Qtr 4: 3; 2010 Qtr 1: 0; 2010 Qtr 2: 0; 2010 Qtr 3: 0; 2010 Qtr 4: 0; 2011 Qtr 1: 0; 2011 Qtr 2: 0; 2011 Qtr 3: 0; 2011 Qtr 4: 0 | 3
0 | 253085-Comm. HP <65k three phase unitary ER |  | System | Commercial | 01-ALC-AllCommercial-Cooling | 0 |  |  |  |  | 959.2869 | 0 | 85 | 0 | 0 | 874.2869 | 333.947 |  | kWh | 0.15748 | 0 | Commercial | [7 empty] | 15 | 0.5 |  |  |  | 1 | 5 | 0 | 0 | 0 | 0 | 0 | 0 | 0 | 0 | 0 | 0 | 2009 Qtr 1: 0; 2009 Qtr 2: 0; 2009 Qtr 3: 0; 2009 Qtr 4: 5; 2010 Qtr 1: 0; 2010 Qtr 2: 0; 2010 Qtr 3: 0; 2010 Qtr 4: 0; 2011 Qtr 1: 0; 2011 Qtr 2: 0; 2011 Qtr 3: 0; 2011 Qtr 4: 0 | 5
0 | 253085-Comm. HP <65k three phase unitary ER |  | System | Commercial | 01-ALC-AllCommercial-Cooling | 0 |  |  |  |  | 959.2869 | 0 | 85 | 0 | 0 | 874.2869 | 333.947 |  | kWh | 0.15748 | 0 | Commercial | [7 empty] | 15 | 0.5 |  |  |  | 1 | 4 | 0 | 0 | 0 | 0 | 0 | 0 | 0 | 0 | 0 | 0 | 2009 Qtr 1: 0; 2009 Qtr 2: 0; 2009 Qtr 3: 0; 2009 Qtr 4: 4; 2010 Qtr 1: 0; 2010 Qtr 2: 0; 2010 Qtr 3: 0; 2010 Qtr 4: 0; 2011 Qtr 1: 0; 2011 Qtr 2: 0; 2011 Qtr 3: 0; 2011 Qtr 4: 0 | 4
0 | 253079-Comm. HP <65k single phase unitary ER |  | System | Commercial | 01-ALC-AllCommercial-Cooling | 0 |  |  |  |  | 995.132 | 0 | 85 | 0 | 0 | 910.132 | 442.627 |  | kWh | 0.21817 | 0 | Commercial | [7 empty] | 15 | 0.5 |  |  |  | 1 | 2 | 0 | 0 | 0 | 0 | 0 | 0 | 0 | 0 | 0 | 0 | 2009 Qtr 1: 0; 2009 Qtr 2: 0; 2009 Qtr 3: 0; 2009 Qtr 4: 2; 2010 Qtr 1: 0; 2010 Qtr 2: 0; 2010 Qtr 3: 0; 2010 Qtr 4: 0; 2011 Qtr 1: 0; 2011 Qtr 2: 0; 2011 Qtr 3: 0; 2011 Qtr 4: 0 | 2
0 | 253079-Comm. HP <65k single phase unitary ER |  | System | Commercial | 01-ALC-AllCommercial-Cooling | 0 |  |  |  |  | 995.132 | 0 | 106.25 | 0 | 0 | 888.882 | 442.627 |  | kWh | 0.21817 | 0 | Commercial | [7 empty] | 15 | 0.5 |  |  |  | 1 | 2 | 0 | 0 | 0 | 0 | 0 | 0 | 0 | 0 | 0 | 0 | 2009 Qtr 1: 0; 2009 Qtr 2: 0; 2009 Qtr 3: 0; 2009 Qtr 4: 2; 2010 Qtr 1: 0; 2010 Qtr 2: 0; 2010 Qtr 3: 0; 2010 Qtr 4: 0; 2011 Qtr 1: 0; 2011 Qtr 2: 0; 2011 Qtr 3: 0; 2011 Qtr 4: 0 | 2
0 | 253079-Comm. HP <65k single phase unitary ER |  | System | Commercial | 01-ALC-AllCommercial-Cooling | 0 |  |  |  |  | 995.132 | 0 | 106.25 | 0 | 0 | 888.882 | 442.627 |  | kWh | 0.21817 | 0 | Commercial | [7 empty] | 15 | 0.5 |  |  |  | 1 | 2 | 0 | 0 | 0 | 0 | 0 | 0 | 0 | 0 | 0 | 0 | 2009 Qtr 1: 0; 2009 Qtr 2: 0; 2009 Qtr 3: 0; 2009 Qtr 4: 2; 2010 Qtr 1: 0; 2010 Qtr 2: 0; 2010 Qtr 3: 0; 2010 Qtr 4: 0; 2011 Qtr 1: 0; 2011 Qtr 2: 0; 2011 Qtr 3: 0; 2011 Qtr 4: 0 | 2
0 | 253085-Comm. HP <65k three phase unitary ER |  | System | Commercial | 01-ALC-AllCommercial-Cooling | 0 |  |  |  |  | 959.2869 | 0 | 85 | 0 | 0 | 874.2869 | 333.947 |  | kWh | 0.15748 | 0 | Commercial | [7 empty] | 15 | 0.5 |  |  |  | 1 | 5 | 0 | 0 | 0 | 0 | 0 | 0 | 0 | 0 | 0 | 0 | 2009 Qtr 1: 0; 2009 Qtr 2: 0; 2009 Qtr 3: 0; 2009 Qtr 4: 5; 2010 Qtr 1: 0; 2010 Qtr 2: 0; 2010 Qtr 3: 0; 2010 Qtr 4: 0; 2011 Qtr 1: 0; 2011 Qtr 2: 0; 2011 Qtr 3: 0; 2011 Qtr 4: 0 | 5
0 | 253085-Comm. HP <65k three phase unitary ER |  | System | Commercial | 01-ALC-AllCommercial-Cooling | 0 |  |  |  |  | 959.2869 | 0 | 85 | 0 | 0 | 874.2869 | 333.947 |  | kWh | 0.15748 | 0 | Commercial | [7 empty] | 15 | 0.5 |  |  |  | 1 | 4 | 0 | 0 | 0 | 0 | 0 | 0 | 0 | 0 | 0 | 0 | 2009 Qtr 1: 0; 2009 Qtr 2: 0; 2009 Qtr 3: 0; 2009 Qtr 4: 4; 2010 Qtr 1: 0; 2010 Qtr 2: 0; 2010 Qtr 3: 0; 2010 Qtr 4: 0; 2011 Qtr 1: 0; 2011 Qtr 2: 0; 2011 Qtr 3: 0; 2011 Qtr 4: 0 | 4
0 | 253062-Comm. AC <65k single phase unitary ER |  | System | Commercial | 01-ALC-AllCommercial-Cooling | 0 |  |  |  |  | 817.8563 | 0 | 85 | 0 | 0 | 732.8563 | 456.337 |  | kWh | 0.35634 | 0 | Commercial | [7 empty] | 15 | 0.5 |  |  |  | 1 | 5 | 0 | 0 | 0 | 0 | 0 | 0 | 0 | 0 | 0 | 0 | 2009 Qtr 1: 0; 2009 Qtr 2: 0; 2009 Qtr 3: 0; 2009 Qtr 4: 5; 2010 Qtr 1: 0; 2010 Qtr 2: 0; 2010 Qtr 3: 0; 2010 Qtr 4: 0; 2011 Qtr 1: 0; 2011 Qtr 2: 0; 2011 Qtr 3: 0; 2011 Qtr 4: 0 | 5
0 | 253006-Residential AC SEER 13 Early Ret. CZ 10, 14, or 15 |  | System | Residential | 26-SFM-ResidentialSingleFamily-SP_COOL | 0 |  |  |  |  | 549.5508 | 0 | 85 | 0 | 0 | 464.5508 | 291.643 |  | kWh | 0.32916 | 0.11379 | Residential |  | Winter Only | [5 empty] | 15 | 0.67 |  |  |  | 1 | 3 | 0 | 0 | 0 | 0 | 0 | 0 | 0 | 0 | 0 | 0 | 2009 Qtr 1: 0; 2009 Qtr 2: 0; 2009 Qtr 3: 0; 2009 Qtr 4: 3; 2010 Qtr 1: 0; 2010 Qtr 2: 0; 2010 Qtr 3: 0; 2010 Qtr 4: 0; 2011 Qtr 1: 0; 2011 Qtr 2: 0; 2011 Qtr 3: 0; 2011 Qtr 4: 0 | 3
0 | 253101-Packaged Terminal AC Early Retirement |  | System | Commercial | 11-HTL-Lodging–Hotel(GuestRooms)-COOL | 0 |  |  |  |  | 273.9377 | 0 | 118.4211 | 0 | 0 | 155.5166 | 0 |  | kWh | 0 | 0 | Commercial | [7 empty] | 15 | 0.5 |  |  |  | 1 | 0.95 | 0 | 0 | 0 | 0 | 0 | 0 | 0 | 0 | 0 | 0 | 2009 Qtr 1: 0; 2009 Qtr 2: 0; 2009 Qtr 3: 0; 2009 Qtr 4: 0.95; 2010 Qtr 1: 0; 2010 Qtr 2: 0; 2010 Qtr 3: 0; 2010 Qtr 4: 0; 2011 Qtr 1: 0; 2011 Qtr 2: 0; 2011 Qtr 3: 0; 2011 Qtr 4: 0 | 0.95
0 | 253101-Packaged Terminal AC Early Retirement |  | System | Commercial | 11-HTL-Lodging–Hotel(GuestRooms)-COOL | 0 |  |  |  |  | 273.9377 | 0 | 118.4211 | 0 | 0 | 155.5166 | 0 |  | kWh | 0 | 0 | Commercial | [7 empty] | 15 | 0.5 |  |  |  | 1 | 0.95 | 0 | 0 | 0 | 0 | 0 | 0 | 0 | 0 | 0 | 0 | 2009 Qtr 1: 0; 2009 Qtr 2: 0; 2009 Qtr 3: 0; 2009 Qtr 4: 0.95; 2010 Qtr 1: 0; 2010 Qtr 2: 0; 2010 Qtr 3: 0; 2010 Qtr 4: 0; 2011 Qtr 1: 0; 2011 Qtr 2: 0; 2011 Qtr 3: 0; 2011 Qtr 4: 0 | 0.95
0 | 253101-Packaged Terminal AC Early Retirement |  | System | Commercial | 11-HTL-Lodging–Hotel(GuestRooms)-COOL | 0 |  |  |  |  | 273.9377 | 0 | 157.8947 | 0 | 0 | 116.043 | 803.847 |  | kWh | 0.31843 | 0 | Commercial | [7 empty] | 15 | 0.5 |  |  |  | 1 | 0.95 | 0 | 0 | 0 | 0 | 0 | 0 | 0 | 0 | 0 | 0 | 2009 Qtr 1: 0; 2009 Qtr 2: 0; 2009 Qtr 3: 0; 2009 Qtr 4: 0.95; 2010 Qtr 1: 0; 2010 Qtr 2: 0; 2010 Qtr 3: 0; 2010 Qtr 4: 0; 2011 Qtr 1: 0; 2011 Qtr 2: 0; 2011 Qtr 3: 0; 2011 Qtr 4: 0 | 0.95
0 | 253101-Packaged Terminal AC Early Retirement |  | System | Commercial | 11-HTL-Lodging–Hotel(GuestRooms)-COOL | 0 |  |  |  |  | 273.9377 | 0 | 157.8947 | 0 | 0 | 116.043 | 803.847 |  | kWh | 0.31843 | 0 | Commercial | [7 empty] | 15 | 0.5 |  |  |  | 1 | 0.95 | 0 | 0 | 0 | 0 | 0 | 0 | 0 | 0 | 0 | 0 | 2009 Qtr 1: 0; 2009 Qtr 2: 0; 2009 Qtr 3: 0; 2009 Qtr 4: 0.95; 2010 Qtr 1: 0; 2010 Qtr 2: 0; 2010 Qtr 3: 0; 2010 Qtr 4: 0; 2011 Qtr 1: 0; 2011 Qtr 2: 0; 2011 Qtr 3: 0; 2011 Qtr 4: 0 | 0.95
0 | 253101-Packaged Terminal AC Early Retirement |  | System | Commercial | 11-HTL-Lodging–Hotel(GuestRooms)-COOL | 0 |  |  |  |  | 273.9377 | 0 | 118.4211 | 0 | 0 | 155.5166 | 0 |  | kWh | 0 | 0 | Commercial | [7 empty] | 15 | 0.5 |  |  |  | 1 | 0.95 | 0 | 0 | 0 | 0 | 0 | 0 | 0 | 0 | 0 | 0 | 2009 Qtr 1: 0; 2009 Qtr 2: 0; 2009 Qtr 3: 0; 2009 Qtr 4: 0.95; 2010 Qtr 1: 0; 2010 Qtr 2: 0; 2010 Qtr 3: 0; 2010 Qtr 4: 0; 2011 Qtr 1: 0; 2011 Qtr 2: 0; 2011 Qtr 3: 0; 2011 Qtr 4: 0 | 0.95
0 | 253101-Packaged Terminal AC Early Retirement |  | System | Commercial | 11-HTL-Lodging–Hotel(GuestRooms)-COOL | 0 |  |  |  |  | 273.9377 | 0 | 118.4211 | 0 | 0 | 155.5166 | 0 |  | kWh | 0 | 0 | Commercial | [7 empty] | 15 | 0.5 |  |  |  | 1 | 0.95 | 0 | 0 | 0 | 0 | 0 | 0 | 0 | 0 | 0 | 0 | 2009 Qtr 1: 0; 2009 Qtr 2: 0; 2009 Qtr 3: 0; 2009 Qtr 4: 0.95; 2010 Qtr 1: 0; 2010 Qtr 2: 0; 2010 Qtr 3: 0; 2010 Qtr 4: 0; 2011 Qtr 1: 0; 2011 Qtr 2: 0; 2011 Qtr 3: 0; 2011 Qtr 4: 0 | 0.95
0 | 253101-Packaged Terminal AC Early Retirement |  | System | Commercial | 11-HTL-Lodging–Hotel(GuestRooms)-COOL | 0 |  |  |  |  | 273.9377 | 0 | 157.8947 | 0 | 0 | 116.043 | 803.847 |  | kWh | 0.31843 | 0 | Commercial | [7 empty] | 15 | 0.5 |  |  |  | 1 | 0.95 | 0 | 0 | 0 | 0 | 0 | 0 | 0 | 0 | 0 | 0 | 2009 Qtr 1: 0; 2009 Qtr 2: 0; 2009 Qtr 3: 0; 2009 Qtr 4: 0.95; 2010 Qtr 1: 0; 2010 Qtr 2: 0; 2010 Qtr 3: 0; 2010 Qtr 4: 0; 2011 Qtr 1: 0; 2011 Qtr 2: 0; 2011 Qtr 3: 0; 2011 Qtr 4: 0 | 0.95
0 | 253101-Packaged Terminal AC Early Retirement |  | System | Commercial | 11-HTL-Lodging–Hotel(GuestRooms)-COOL | 0 |  |  |  |  | 273.9377 | 0 | 157.8947 | 0 | 0 | 116.043 | 803.847 |  | kWh | 0.31843 | 0 | Commercial | [7 empty] | 15 | 0.5 |  |  |  | 1 | 0.95 | 0 | 0 | 0 | 0 | 0 | 0 | 0 | 0 | 0 | 0 | 2009 Qtr 1: 0; 2009 Qtr 2: 0; 2009 Qtr 3: 0; 2009 Qtr 4: 0.95; 2010 Qtr 1: 0; 2010 Qtr 2: 0; 2010 Qtr 3: 0; 2010 Qtr 4: 0; 2011 Qtr 1: 0; 2011 Qtr 2: 0; 2011 Qtr 3: 0; 2011 Qtr 4: 0 | 0.95
0 | 253101-Packaged Terminal AC Early Retirement |  | System | Commercial | 11-HTL-Lodging–Hotel(GuestRooms)-COOL | 0 |  |  |  |  | 273.9377 | 0 | 118.4211 | 0 | 0 | 155.5166 | 0 |  | kWh | 0 | 0 | Commercial | [7 empty] | 15 | 0.5 |  |  |  | 1 | 0.95 | 0 | 0 | 0 | 0 | 0 | 0 | 0 | 0 | 0 | 0 | 2009 Qtr 1: 0; 2009 Qtr 2: 0; 2009 Qtr 3: 0; 2009 Qtr 4: 0.95; 2010 Qtr 1: 0; 2010 Qtr 2: 0; 2010 Qtr 3: 0; 2010 Qtr 4: 0; 2011 Qtr 1: 0; 2011 Qtr 2: 0; 2011 Qtr 3: 0; 2011 Qtr 4: 0 | 0.95
0 | 253101-Packaged Terminal AC Early Retirement |  | System | Commercial | 11-HTL-Lodging–Hotel(GuestRooms)-COOL | 0 |  |  |  |  | 273.9377 | 0 | 118.4211 | 0 | 0 | 155.5166 | 0 |  | kWh | 0 | 0 | Commercial | [7 empty] | 15 | 0.5 |  |  |  | 1 | 0.95 | 0 | 0 | 0 | 0 | 0 | 0 | 0 | 0 | 0 | 0 | 2009 Qtr 1: 0; 2009 Qtr 2: 0; 2009 Qtr 3: 0; 2009 Qtr 4: 0.95; 2010 Qtr 1: 0; 2010 Qtr 2: 0; 2010 Qtr 3: 0; 2010 Qtr 4: 0; 2011 Qtr 1: 0; 2011 Qtr 2: 0; 2011 Qtr 3: 0; 2011 Qtr 4: 0 | 0.95
0 | 253101-Packaged Terminal AC Early Retirement |  | System | Commercial | 11-HTL-Lodging–Hotel(GuestRooms)-COOL | 0 |  |  |  |  | 273.9377 | 0 | 118.4211 | 0 | 0 | 155.5166 | 0 |  | kWh | 0 | 0 | Commercial | [7 empty] | 15 | 0.5 |  |  |  | 1 | 0.95 | 0 | 0 | 0 | 0 | 0 | 0 | 0 | 0 | 0 | 0 | 2009 Qtr 1: 0; 2009 Qtr 2: 0; 2009 Qtr 3: 0; 2009 Qtr 4: 0.95; 2010 Qtr 1: 0; 2010 Qtr 2: 0; 2010 Qtr 3: 0; 2010 Qtr 4: 0; 2011 Qtr 1: 0; 2011 Qtr 2: 0; 2011 Qtr 3: 0; 2011 Qtr 4: 0 | 0.95
0 | 253101-Packaged Terminal AC Early Retirement |  | System | Commercial | 11-HTL-Lodging–Hotel(GuestRooms)-COOL | 0 |  |  |  |  | 273.9377 | 0 | 157.8947 | 0 | 0 | 116.043 | 803.847 |  | kWh | 0.31843 | 0 | Commercial | [7 empty] | 15 | 0.5 |  |  |  | 1 | 0.95 | 0 | 0 | 0 | 0 | 0 | 0 | 0 | 0 | 0 | 0 | 2009 Qtr 1: 0; 2009 Qtr 2: 0; 2009 Qtr 3: 0; 2009 Qtr 4: 0.95; 2010 Qtr 1: 0; 2010 Qtr 2: 0; 2010 Qtr 3: 0; 2010 Qtr 4: 0; 2011 Qtr 1: 0; 2011 Qtr 2: 0; 2011 Qtr 3: 0; 2011 Qtr 4: 0 | 0.95
0 | 253101-Packaged Terminal AC Early Retirement |  | System | Commercial | 11-HTL-Lodging–Hotel(GuestRooms)-COOL | 0 |  |  |  |  | 273.9377 | 0 | 118.4211 | 0 | 0 | 155.5166 | 0 |  | kWh | 0 | 0 | Commercial | [7 empty] | 15 | 0.5 |  |  |  | 1 | 0.95 | 0 | 0 | 0 | 0 | 0 | 0 | 0 | 0 | 0 | 0 | 2009 Qtr 1: 0; 2009 Qtr 2: 0; 2009 Qtr 3: 0; 2009 Qtr 4: 0.95; 2010 Qtr 1: 0; 2010 Qtr 2: 0; 2010 Qtr 3: 0; 2010 Qtr 4: 0; 2011 Qtr 1: 0; 2011 Qtr 2: 0; 2011 Qtr 3: 0; 2011 Qtr 4: 0 | 0.95
0 | 253101-Packaged Terminal AC Early Retirement |  | System | Commercial | 11-HTL-Lodging–Hotel(GuestRooms)-COOL | 0 |  |  |  |  | 273.9377 | 0 | 118.4211 | 0 | 0 | 155.5166 | 0 |  | kWh | 0 | 0 | Commercial | [7 empty] | 15 | 0.5 |  |  |  | 1 | 0.95 | 0 | 0 | 0 | 0 | 0 | 0 | 0 | 0 | 0 | 0 | 2009 Qtr 1: 0; 2009 Qtr 2: 0; 2009 Qtr 3: 0; 2009 Qtr 4: 0.95; 2010 Qtr 1: 0; 2010 Qtr 2: 0; 2010 Qtr 3: 0; 2010 Qtr 4: 0; 2011 Qtr 1: 0; 2011 Qtr 2: 0; 2011 Qtr 3: 0; 2011 Qtr 4: 0 | 0.95
0 | 253101-Packaged Terminal AC Early Retirement |  | System | Commercial | 11-HTL-Lodging–Hotel(GuestRooms)-COOL | 0 |  |  |  |  | 273.9377 | 0 | 157.8947 | 0 | 0 | 116.043 | 803.847 |  | kWh | 0.31843 | 0 | Commercial | [7 empty] | 15 | 0.5 |  |  |  | 1 | 0.95 | 0 | 0 | 0 | 0 | 0 | 0 | 0 | 0 | 0 | 0 | 2009 Qtr 1: 0; 2009 Qtr 2: 0; 2009 Qtr 3: 0; 2009 Qtr 4: 0.95; 2010 Qtr 1: 0; 2010 Qtr 2: 0; 2010 Qtr 3: 0; 2010 Qtr 4: 0; 2011 Qtr 1: 0; 2011 Qtr 2: 0; 2011 Qtr 3: 0; 2011 Qtr 4: 0 | 0.95
0 | 253101-Packaged Terminal AC Early Retirement |  | System | Commercial | 11-HTL-Lodging–Hotel(GuestRooms)-COOL | 0 |  |  |  |  | 273.9377 | 0 | 118.4211 | 0 | 0 | 155.5166 | 0 |  | kWh | 0 | 0 | Commercial | [7 empty] | 15 | 0.5 |  |  |  | 1 | 0.95 | 0 | 0 | 0 | 0 | 0 | 0 | 0 | 0 | 0 | 0 | 2009 Qtr 1: 0; 2009 Qtr 2: 0; 2009 Qtr 3: 0; 2009 Qtr 4: 0.95; 2010 Qtr 1: 0; 2010 Qtr 2: 0; 2010 Qtr 3: 0; 2010 Qtr 4: 0; 2011 Qtr 1: 0; 2011 Qtr 2: 0; 2011 Qtr 3: 0; 2011 Qtr 4: 0 | 0.95
0 | 253101-Packaged Terminal AC Early Retirement |  | System | Commercial | 11-HTL-Lodging–Hotel(GuestRooms)-COOL | 0 |  |  |  |  | 273.9377 | 0 | 118.4211 | 0 | 0 | 155.5166 | 0 |  | kWh | 0 | 0 | Commercial | [7 empty] | 15 | 0.5 |  |  |  | 1 | 0.95 | 0 | 0 | 0 | 0 | 0 | 0 | 0 | 0 | 0 | 0 | 2009 Qtr 1: 0; 2009 Qtr 2: 0; 2009 Qtr 3: 0; 2009 Qtr 4: 0.95; 2010 Qtr 1: 0; 2010 Qtr 2: 0; 2010 Qtr 3: 0; 2010 Qtr 4: 0; 2011 Qtr 1: 0; 2011 Qtr 2: 0; 2011 Qtr 3: 0; 2011 Qtr 4: 0 | 0.95
0 | 253101-Packaged Terminal AC Early Retirement |  | System | Commercial | 11-HTL-Lodging–Hotel(GuestRooms)-COOL | 0 |  |  |  |  | 273.9377 | 0 | 157.8947 | 0 | 0 | 116.043 | 803.847 |  | kWh | 0.31843 | 0 | Commercial | [7 empty] | 15 | 0.5 |  |  |  | 1 | 0.95 | 0 | 0 | 0 | 0 | 0 | 0 | 0 | 0 | 0 | 0 | 2009 Qtr 1: 0; 2009 Qtr 2: 0; 2009 Qtr 3: 0; 2009 Qtr 4: 0.95; 2010 Qtr 1: 0; 2010 Qtr 2: 0; 2010 Qtr 3: 0; 2010 Qtr 4: 0; 2011 Qtr 1: 0; 2011 Qtr 2: 0; 2011 Qtr 3: 0; 2011 Qtr 4: 0 | 0.95
0 | 253101-Packaged Terminal AC Early Retirement |  | System | Commercial | 11-HTL-Lodging–Hotel(GuestRooms)-COOL | 0 |  |  |  |  | 273.9377 | 0 | 118.4211 | 0 | 0 | 155.5166 | 0 |  | kWh | 0 | 0 | Commercial | [7 empty] | 15 | 0.5 |  |  |  | 1 | 0.95 | 0 | 0 | 0 | 0 | 0 | 0 | 0 | 0 | 0 | 0 | 2009 Qtr 1: 0; 2009 Qtr 2: 0; 2009 Qtr 3: 0; 2009 Qtr 4: 0.95; 2010 Qtr 1: 0; 2010 Qtr 2: 0; 2010 Qtr 3: 0; 2010 Qtr 4: 0; 2011 Qtr 1: 0; 2011 Qtr 2: 0; 2011 Qtr 3: 0; 2011 Qtr 4: 0 | 0.95
0 | 253101-Packaged Terminal AC Early Retirement |  | System | Commercial | 11-HTL-Lodging–Hotel(GuestRooms)-COOL | 0 |  |  |  |  | 273.9377 | 0 | 118.4211 | 0 | 0 | 155.5166 | 0 |  | kWh | 0 | 0 | Commercial | [7 empty] | 15 | 0.5 |  |  |  | 1 | 0.95 | 0 | 0 | 0 | 0 | 0 | 0 | 0 | 0 | 0 | 0 | 2009 Qtr 1: 0; 2009 Qtr 2: 0; 2009 Qtr 3: 0; 2009 Qtr 4: 0.95; 2010 Qtr 1: 0; 2010 Qtr 2: 0; 2010 Qtr 3: 0; 2010 Qtr 4: 0; 2011 Qtr 1: 0; 2011 Qtr 2: 0; 2011 Qtr 3: 0; 2011 Qtr 4: 0 | 0.95
0 | 253101-Packaged Terminal AC Early Retirement |  | System | Commercial | 11-HTL-Lodging–Hotel(GuestRooms)-COOL | 0 |  |  |  |  | 273.9377 | 0 | 118.4211 | 0 | 0 | 155.5166 | 0 |  | kWh | 0 | 0 | Commercial | [7 empty] | 15 | 0.5 |  |  |  | 1 | 0.95 | 0 | 0 | 0 | 0 | 0 | 0 | 0 | 0 | 0 | 0 | 2009 Qtr 1: 0; 2009 Qtr 2: 0; 2009 Qtr 3: 0; 2009 Qtr 4: 0.95; 2010 Qtr 1: 0; 2010 Qtr 2: 0; 2010 Qtr 3: 0; 2010 Qtr 4: 0; 2011 Qtr 1: 0; 2011 Qtr 2: 0; 2011 Qtr 3: 0; 2011 Qtr 4: 0 | 0.95
0 | 253101-Packaged Terminal AC Early Retirement |  | System | Commercial | 11-HTL-Lodging–Hotel(GuestRooms)-COOL | 0 |  |  |  |  | 273.9377 | 0 | 118.4211 | 0 | 0 | 155.5166 | 0 |  | kWh | 0 | 0 | Commercial | [7 empty] | 15 | 0.5 |  |  |  | 1 | 0.95 | 0 | 0 | 0 | 0 | 0 | 0 | 0 | 0 | 0 | 0 | 2009 Qtr 1: 0; 2009 Qtr 2: 0; 2009 Qtr 3: 0; 2009 Qtr 4: 0.95; 2010 Qtr 1: 0; 2010 Qtr 2: 0; 2010 Qtr 3: 0; 2010 Qtr 4: 0; 2011 Qtr 1: 0; 2011 Qtr 2: 0; 2011 Qtr 3: 0; 2011 Qtr 4: 0 | 0.95
0 | 253101-Packaged Terminal AC Early Retirement |  | System | Commercial | 11-HTL-Lodging–Hotel(GuestRooms)-COOL | 0 |  |  |  |  | 273.9377 | 0 | 118.4211 | 0 | 0 | 155.5166 | 0 |  | kWh | 0 | 0 | Commercial | [7 empty] | 15 | 0.5 |  |  |  | 1 | 0.95 | 0 | 0 | 0 | 0 | 0 | 0 | 0 | 0 | 0 | 0 | 2009 Qtr 1: 0; 2009 Qtr 2: 0; 2009 Qtr 3: 0; 2009 Qtr 4: 0.95; 2010 Qtr 1: 0; 2010 Qtr 2: 0; 2010 Qtr 3: 0; 2010 Qtr 4: 0; 2011 Qtr 1: 0; 2011 Qtr 2: 0; 2011 Qtr 3: 0; 2011 Qtr 4: 0 | 0.95
0 | 253101-Packaged Terminal AC Early Retirement |  | System | Commercial | 11-HTL-Lodging–Hotel(GuestRooms)-COOL | 0 |  |  |  |  | 273.9377 | 0 | 118.4211 | 0 | 0 | 155.5166 | 0 |  | kWh | 0 | 0 | Commercial | [7 empty] | 15 | 0.5 |  |  |  | 1 | 0.95 | 0 | 0 | 0 | 0 | 0 | 0 | 0 | 0 | 0 | 0 | 2009 Qtr 1: 0; 2009 Qtr 2: 0; 2009 Qtr 3: 0; 2009 Qtr 4: 0.95; 2010 Qtr 1: 0; 2010 Qtr 2: 0; 2010 Qtr 3: 0; 2010 Qtr 4: 0; 2011 Qtr 1: 0; 2011 Qtr 2: 0; 2011 Qtr 3: 0; 2011 Qtr 4: 0 | 0.95
0 | 253101-Packaged Terminal AC Early Retirement |  | System | Commercial | 11-HTL-Lodging–Hotel(GuestRooms)-COOL | 0 |  |  |  |  | 273.9377 | 0 | 118.4211 | 0 | 0 | 155.5166 | 0 |  | kWh | 0 | 0 | Commercial | [7 empty] | 15 | 0.5 |  |  |  | 1 | 0.95 | 0 | 0 | 0 | 0 | 0 | 0 | 0 | 0 | 0 | 0 | 2009 Qtr 1: 0; 2009 Qtr 2: 0; 2009 Qtr 3: 0; 2009 Qtr 4: 0.95; 2010 Qtr 1: 0; 2010 Qtr 2: 0; 2010 Qtr 3: 0; 2010 Qtr 4: 0; 2011 Qtr 1: 0; 2011 Qtr 2: 0; 2011 Qtr 3: 0; 2011 Qtr 4: 0 | 0.95
0 | 253101-Packaged Terminal AC Early Retirement |  | System | Commercial | 11-HTL-Lodging–Hotel(GuestRooms)-COOL | 0 |  |  |  |  | 273.9377 | 0 | 118.4211 | 0 | 0 | 155.5166 | 0 |  | kWh | 0 | 0 | Commercial | [7 empty] | 15 | 0.5 |  |  |  | 1 | 0.95 | 0 | 0 | 0 | 0 | 0 | 0 | 0 | 0 | 0 | 0 | 2009 Qtr 1: 0; 2009 Qtr 2: 0; 2009 Qtr 3: 0; 2009 Qtr 4: 0.95; 2010 Qtr 1: 0; 2010 Qtr 2: 0; 2010 Qtr 3: 0; 2010 Qtr 4: 0; 2011 Qtr 1: 0; 2011 Qtr 2: 0; 2011 Qtr 3: 0; 2011 Qtr 4: 0 | 0.95
0 | 253101-Packaged Terminal AC Early Retirement |  | System | Commercial | 11-HTL-Lodging–Hotel(GuestRooms)-COOL | 0 |  |  |  |  | 273.9377 | 0 | 118.4211 | 0 | 0 | 155.5166 | 0 |  | kWh | 0 | 0 | Commercial | [7 empty] | 15 | 0.5 |  |  |  | 1 | 0.95 | 0 | 0 | 0 | 0 | 0 | 0 | 0 | 0 | 0 | 0 | 2009 Qtr 1: 0; 2009 Qtr 2: 0; 2009 Qtr 3: 0; 2009 Qtr 4: 0.95; 2010 Qtr 1: 0; 2010 Qtr 2: 0; 2010 Qtr 3: 0; 2010 Qtr 4: 0; 2011 Qtr 1: 0; 2011 Qtr 2: 0; 2011 Qtr 3: 0; 2011 Qtr 4: 0 | 0.95
0 | 253101-Packaged Terminal AC Early Retirement |  | System | Commercial | 11-HTL-Lodging–Hotel(GuestRooms)-COOL | 0 |  |  |  |  | 273.9377 | 0 | 118.4211 | 0 | 0 | 155.5166 | 0 |  | kWh | 0 | 0 | Commercial | [7 empty] | 15 | 0.5 |  |  |  | 1 | 0.95 | 0 | 0 | 0 | 0 | 0 | 0 | 0 | 0 | 0 | 0 | 2009 Qtr 1: 0; 2009 Qtr 2: 0; 2009 Qtr 3: 0; 2009 Qtr 4: 0.95; 2010 Qtr 1: 0; 2010 Qtr 2: 0; 2010 Qtr 3: 0; 2010 Qtr 4: 0; 2011 Qtr 1: 0; 2011 Qtr 2: 0; 2011 Qtr 3: 0; 2011 Qtr 4: 0 | 0.95
0 | 253101-Packaged Terminal AC Early Retirement |  | System | Commercial | 11-HTL-Lodging–Hotel(GuestRooms)-COOL | 0 |  |  |  |  | 273.9377 | 0 | 157.8947 | 0 | 0 | 116.043 | 803.847 |  | kWh | 0.31843 | 0 | Commercial | [7 empty] | 15 | 0.5 |  |  |  | 1 | 0.95 | 0 | 0 | 0 | 0 | 0 | 0 | 0 | 0 | 0 | 0 | 2009 Qtr 1: 0; 2009 Qtr 2: 0; 2009 Qtr 3: 0; 2009 Qtr 4: 0.95; 2010 Qtr 1: 0; 2010 Qtr 2: 0; 2010 Qtr 3: 0; 2010 Qtr 4: 0; 2011 Qtr 1: 0; 2011 Qtr 2: 0; 2011 Qtr 3: 0; 2011 Qtr 4: 0 | 0.95
0 | 253101-Packaged Terminal AC Early Retirement |  | System | Commercial | 11-HTL-Lodging–Hotel(GuestRooms)-COOL | 0 |  |  |  |  | 273.9377 | 0 | 157.8947 | 0 | 0 | 116.043 | 803.847 |  | kWh | 0.31843 | 0 | Commercial | [7 empty] | 15 | 0.5 |  |  |  | 1 | 0.95 | 0 | 0 | 0 | 0 | 0 | 0 | 0 | 0 | 0 | 0 | 2009 Qtr 1: 0; 2009 Qtr 2: 0; 2009 Qtr 3: 0; 2009 Qtr 4: 0.95; 2010 Qtr 1: 0; 2010 Qtr 2: 0; 2010 Qtr 3: 0; 2010 Qtr 4: 0; 2011 Qtr 1: 0; 2011 Qtr 2: 0; 2011 Qtr 3: 0; 2011 Qtr 4: 0 | 0.95
0 | 253101-Packaged Terminal AC Early Retirement |  | System | Commercial | 11-HTL-Lodging–Hotel(GuestRooms)-COOL | 0 |  |  |  |  | 273.9377 | 0 | 157.8947 | 0 | 0 | 116.043 | 803.847 |  | kWh | 0.31843 | 0 | Commercial | [7 empty] | 15 | 0.5 |  |  |  | 1 | 0.95 | 0 | 0 | 0 | 0 | 0 | 0 | 0 | 0 | 0 | 0 | 2009 Qtr 1: 0; 2009 Qtr 2: 0; 2009 Qtr 3: 0; 2009 Qtr 4: 0.95; 2010 Qtr 1: 0; 2010 Qtr 2: 0; 2010 Qtr 3: 0; 2010 Qtr 4: 0; 2011 Qtr 1: 0; 2011 Qtr 2: 0; 2011 Qtr 3: 0; 2011 Qtr 4: 0 | 0.95
0 | 253101-Packaged Terminal AC Early Retirement |  | System | Commercial | 11-HTL-Lodging–Hotel(GuestRooms)-COOL | 0 |  |  |  |  | 273.9377 | 0 | 118.4211 | 0 | 0 | 155.5166 | 0 |  | kWh | 0 | 0 | Commercial | [7 empty] | 15 | 0.5 |  |  |  | 1 | 0.95 | 0 | 0 | 0 | 0 | 0 | 0 | 0 | 0 | 0 | 0 | 2009 Qtr 1: 0; 2009 Qtr 2: 0; 2009 Qtr 3: 0; 2009 Qtr 4: 0.95; 2010 Qtr 1: 0; 2010 Qtr 2: 0; 2010 Qtr 3: 0; 2010 Qtr 4: 0; 2011 Qtr 1: 0; 2011 Qtr 2: 0; 2011 Qtr 3: 0; 2011 Qtr 4: 0 | 0.95
0 | 253101-Packaged Terminal AC Early Retirement |  | System | Commercial | 11-HTL-Lodging–Hotel(GuestRooms)-COOL | 0 |  |  |  |  | 273.9377 | 0 | 118.4211 | 0 | 0 | 155.5166 | 0 |  | kWh | 0 | 0 | Commercial | [7 empty] | 15 | 0.5 |  |  |  | 1 | 0.95 | 0 | 0 | 0 | 0 | 0 | 0 | 0 | 0 | 0 | 0 | 2009 Qtr 1: 0; 2009 Qtr 2: 0; 2009 Qtr 3: 0; 2009 Qtr 4: 0.95; 2010 Qtr 1: 0; 2010 Qtr 2: 0; 2010 Qtr 3: 0; 2010 Qtr 4: 0; 2011 Qtr 1: 0; 2011 Qtr 2: 0; 2011 Qtr 3: 0; 2011 Qtr 4: 0 | 0.95
0 | 253101-Packaged Terminal AC Early Retirement |  | System | Commercial | 11-HTL-Lodging–Hotel(GuestRooms)-COOL | 0 |  |  |  |  | 273.9377 | 0 | 157.8947 | 0 | 0 | 116.043 | 803.847 |  | kWh | 0.31843 | 0 | Commercial | [7 empty] | 15 | 0.5 |  |  |  | 1 | 0.95 | 0 | 0 | 0 | 0 | 0 | 0 | 0 | 0 | 0 | 0 | 2009 Qtr 1: 0; 2009 Qtr 2: 0; 2009 Qtr 3: 0; 2009 Qtr 4: 0.95; 2010 Qtr 1: 0; 2010 Qtr 2: 0; 2010 Qtr 3: 0; 2010 Qtr 4: 0; 2011 Qtr 1: 0; 2011 Qtr 2: 0; 2011 Qtr 3: 0; 2011 Qtr 4: 0 | 0.95
0 | 253101-Packaged Terminal AC Early Retirement |  | System | Commercial | 11-HTL-Lodging–Hotel(GuestRooms)-COOL | 0 |  |  |  |  | 273.9377 | 0 | 118.4211 | 0 | 0 | 155.5166 | 0 |  | kWh | 0 | 0 | Commercial | [7 empty] | 15 | 0.5 |  |  |  | 1 | 0.95 | 0 | 0 | 0 | 0 | 0 | 0 | 0 | 0 | 0 | 0 | 2009 Qtr 1: 0; 2009 Qtr 2: 0; 2009 Qtr 3: 0; 2009 Qtr 4: 0.95; 2010 Qtr 1: 0; 2010 Qtr 2: 0; 2010 Qtr 3: 0; 2010 Qtr 4: 0; 2011 Qtr 1: 0; 2011 Qtr 2: 0; 2011 Qtr 3: 0; 2011 Qtr 4: 0 | 0.95
0 | 253101-Packaged Terminal AC Early Retirement |  | System | Commercial | 11-HTL-Lodging–Hotel(GuestRooms)-COOL | 0 |  |  |  |  | 273.9377 | 0 | 118.4211 | 0 | 0 | 155.5166 | 0 |  | kWh | 0 | 0 | Commercial | [7 empty] | 15 | 0.5 |  |  |  | 1 | 0.95 | 0 | 0 | 0 | 0 | 0 | 0 | 0 | 0 | 0 | 0 | 2009 Qtr 1: 0; 2009 Qtr 2: 0; 2009 Qtr 3: 0; 2009 Qtr 4: 0.95; 2010 Qtr 1: 0; 2010 Qtr 2: 0; 2010 Qtr 3: 0; 2010 Qtr 4: 0; 2011 Qtr 1: 0; 2011 Qtr 2: 0; 2011 Qtr 3: 0; 2011 Qtr 4: 0 | 0.95
0 | 253101-Packaged Terminal AC Early Retirement |  | System | Commercial | 11-HTL-Lodging–Hotel(GuestRooms)-COOL | 0 |  |  |  |  | 273.9377 | 0 | 157.8947 | 0 | 0 | 116.043 | 803.847 |  | kWh | 0.31843 | 0 | Commercial | [7 empty] | 15 | 0.5 |  |  |  | 1 | 0.95 | 0 | 0 | 0 | 0 | 0 | 0 | 0 | 0 | 0 | 0 | 2009 Qtr 1: 0; 2009 Qtr 2: 0; 2009 Qtr 3: 0; 2009 Qtr 4: 0.95; 2010 Qtr 1: 0; 2010 Qtr 2: 0; 2010 Qtr 3: 0; 2010 Qtr 4: 0; 2011 Qtr 1: 0; 2011 Qtr 2: 0; 2011 Qtr 3: 0; 2011 Qtr 4: 0 | 0.95
0 | 253101-Packaged Terminal AC Early Retirement |  | System | Commercial | 11-HTL-Lodging–Hotel(GuestRooms)-COOL | 0 |  |  |  |  | 273.9377 | 0 | 157.8947 | 0 | 0 | 116.043 | 803.847 |  | kWh | 0.31843 | 0 | Commercial | [7 empty] | 15 | 0.5 |  |  |  | 1 | 0.95 | 0 | 0 | 0 | 0 | 0 | 0 | 0 | 0 | 0 | 0 | 2009 Qtr 1: 0; 2009 Qtr 2: 0; 2009 Qtr 3: 0; 2009 Qtr 4: 0.95; 2010 Qtr 1: 0; 2010 Qtr 2: 0; 2010 Qtr 3: 0; 2010 Qtr 4: 0; 2011 Qtr 1: 0; 2011 Qtr 2: 0; 2011 Qtr 3: 0; 2011 Qtr 4: 0 | 0.95
0 | 253101-Packaged Terminal AC Early Retirement |  | System | Commercial | 11-HTL-Lodging–Hotel(GuestRooms)-COOL | 0 |  |  |  |  | 273.9377 | 0 | 118.4211 | 0 | 0 | 155.5166 | 0 |  | kWh | 0 | 0 | Commercial | [7 empty] | 15 | 0.5 |  |  |  | 1 | 0.95 | 0 | 0 | 0 | 0 | 0 | 0 | 0 | 0 | 0 | 0 | 2009 Qtr 1: 0; 2009 Qtr 2: 0; 2009 Qtr 3: 0; 2009 Qtr 4: 0.95; 2010 Qtr 1: 0; 2010 Qtr 2: 0; 2010 Qtr 3: 0; 2010 Qtr 4: 0; 2011 Qtr 1: 0; 2011 Qtr 2: 0; 2011 Qtr 3: 0; 2011 Qtr 4: 0 | 0.95
0 | 253101-Packaged Terminal AC Early Retirement |  | System | Commercial | 11-HTL-Lodging–Hotel(GuestRooms)-COOL | 0 |  |  |  |  | 273.9377 | 0 | 118.4211 | 0 | 0 | 155.5166 | 0 |  | kWh | 0 | 0 | Commercial | [7 empty] | 15 | 0.5 |  |  |  | 1 | 0.95 | 0 | 0 | 0 | 0 | 0 | 0 | 0 | 0 | 0 | 0 | 2009 Qtr 1: 0; 2009 Qtr 2: 0; 2009 Qtr 3: 0; 2009 Qtr 4: 0.95; 2010 Qtr 1: 0; 2010 Qtr 2: 0; 2010 Qtr 3: 0; 2010 Qtr 4: 0; 2011 Qtr 1: 0; 2011 Qtr 2: 0; 2011 Qtr 3: 0; 2011 Qtr 4: 0 | 0.95
0 | 253101-Packaged Terminal AC Early Retirement |  | System | Commercial | 11-HTL-Lodging–Hotel(GuestRooms)-COOL | 0 |  |  |  |  | 273.9377 | 0 | 118.4211 | 0 | 0 | 155.5166 | 0 |  | kWh | 0 | 0 | Commercial | [7 empty] | 15 | 0.5 |  |  |  | 1 | 0.95 | 0 | 0 | 0 | 0 | 0 | 0 | 0 | 0 | 0 | 0 | 2009 Qtr 1: 0; 2009 Qtr 2: 0; 2009 Qtr 3: 0; 2009 Qtr 4: 0.95; 2010 Qtr 1: 0; 2010 Qtr 2: 0; 2010 Qtr 3: 0; 2010 Qtr 4: 0; 2011 Qtr 1: 0; 2011 Qtr 2: 0; 2011 Qtr 3: 0; 2011 Qtr 4: 0 | 0.95
0 | 253101-Packaged Terminal AC Early Retirement |  | System | Commercial | 11-HTL-Lodging–Hotel(GuestRooms)-COOL | 0 |  |  |  |  | 273.9377 | 0 | 157.8947 | 0 | 0 | 116.043 | 803.847 |  | kWh | 0.31843 | 0 | Commercial | [7 empty] | 15 | 0.5 |  |  |  | 1 | 0.95 | 0 | 0 | 0 | 0 | 0 | 0 | 0 | 0 | 0 | 0 | 2009 Qtr 1: 0; 2009 Qtr 2: 0; 2009 Qtr 3: 0; 2009 Qtr 4: 0.95; 2010 Qtr 1: 0; 2010 Qtr 2: 0; 2010 Qtr 3: 0; 2010 Qtr 4: 0; 2011 Qtr 1: 0; 2011 Qtr 2: 0; 2011 Qtr 3: 0; 2011 Qtr 4: 0 | 0.95
0 | 253101-Packaged Terminal AC Early Retirement |  | System | Commercial | 11-HTL-Lodging–Hotel(GuestRooms)-COOL | 0 |  |  |  |  | 273.9377 | 0 | 157.8947 | 0 | 0 | 116.043 | 803.847 |  | kWh | 0.31843 | 0 | Commercial | [7 empty] | 15 | 0.5 |  |  |  | 1 | 0.95 | 0 | 0 | 0 | 0 | 0 | 0 | 0 | 0 | 0 | 0 | 2009 Qtr 1: 0; 2009 Qtr 2: 0; 2009 Qtr 3: 0; 2009 Qtr 4: 0.95; 2010 Qtr 1: 0; 2010 Qtr 2: 0; 2010 Qtr 3: 0; 2010 Qtr 4: 0; 2011 Qtr 1: 0; 2011 Qtr 2: 0; 2011 Qtr 3: 0; 2011 Qtr 4: 0 | 0.95
0 | 253101-Packaged Terminal AC Early Retirement |  | System | Commercial | 11-HTL-Lodging–Hotel(GuestRooms)-COOL | 0 |  |  |  |  | 273.9377 | 0 | 157.8947 | 0 | 0 | 116.043 | 803.847 |  | kWh | 0.31843 | 0 | Commercial | [7 empty] | 15 | 0.5 |  |  |  | 1 | 0.95 | 0 | 0 | 0 | 0 | 0 | 0 | 0 | 0 | 0 | 0 | 2009 Qtr 1: 0; 2009 Qtr 2: 0; 2009 Qtr 3: 0; 2009 Qtr 4: 0.95; 2010 Qtr 1: 0; 2010 Qtr 2: 0; 2010 Qtr 3: 0; 2010 Qtr 4: 0; 2011 Qtr 1: 0; 2011 Qtr 2: 0; 2011 Qtr 3: 0; 2011 Qtr 4: 0 | 0.95
0 | 253101-Packaged Terminal AC Early Retirement |  | System | Commercial | 11-HTL-Lodging–Hotel(GuestRooms)-COOL | 0 |  |  |  |  | 273.9377 | 0 | 157.8947 | 0 | 0 | 116.043 | 803.847 |  | kWh | 0.31843 | 0 | Commercial | [7 empty] | 15 | 0.5 |  |  |  | 1 | 0.95 | 0 | 0 | 0 | 0 | 0 | 0 | 0 | 0 | 0 | 0 | 2009 Qtr 1: 0; 2009 Qtr 2: 0; 2009 Qtr 3: 0; 2009 Qtr 4: 0.95; 2010 Qtr 1: 0; 2010 Qtr 2: 0; 2010 Qtr 3: 0; 2010 Qtr 4: 0; 2011 Qtr 1: 0; 2011 Qtr 2: 0; 2011 Qtr 3: 0; 2011 Qtr 4: 0 | 0.95
0 | 253101-Packaged Terminal AC Early Retirement |  | System | Commercial | 11-HTL-Lodging–Hotel(GuestRooms)-COOL | 0 |  |  |  |  | 273.9377 | 0 | 157.8947 | 0 | 0 | 116.043 | 803.847 |  | kWh | 0.31843 | 0 | Commercial | [7 empty] | 15 | 0.5 |  |  |  | 1 | 0.95 | 0 | 0 | 0 | 0 | 0 | 0 | 0 | 0 | 0 | 0 | 2009 Qtr 1: 0; 2009 Qtr 2: 0; 2009 Qtr 3: 0; 2009 Qtr 4: 0.95; 2010 Qtr 1: 0; 2010 Qtr 2: 0; 2010 Qtr 3: 0; 2010 Qtr 4: 0; 2011 Qtr 1: 0; 2011 Qtr 2: 0; 2011 Qtr 3: 0; 2011 Qtr 4: 0 | 0.95
0 | 253101-Packaged Terminal AC Early Retirement |  | System | Commercial | 11-HTL-Lodging–Hotel(GuestRooms)-COOL | 0 |  |  |  |  | 273.9377 | 0 | 157.8947 | 0 | 0 | 116.043 | 803.847 |  | kWh | 0.31843 | 0 | Commercial | [7 empty] | 15 | 0.5 |  |  |  | 1 | 0.95 | 0 | 0 | 0 | 0 | 0 | 0 | 0 | 0 | 0 | 0 | 2009 Qtr 1: 0; 2009 Qtr 2: 0; 2009 Qtr 3: 0; 2009 Qtr 4: 0.95; 2010 Qtr 1: 0; 2010 Qtr 2: 0; 2010 Qtr 3: 0; 2010 Qtr 4: 0; 2011 Qtr 1: 0; 2011 Qtr 2: 0; 2011 Qtr 3: 0; 2011 Qtr 4: 0 | 0.95
0 | 253101-Packaged Terminal AC Early Retirement |  | System | Commercial | 11-HTL-Lodging–Hotel(GuestRooms)-COOL | 0 |  |  |  |  | 273.9377 | 0 | 157.8947 | 0 | 0 | 116.043 | 803.847 |  | kWh | 0.31843 | 0 | Commercial | [7 empty] | 15 | 0.5 |  |  |  | 1 | 0.95 | 0 | 0 | 0 | 0 | 0 | 0 | 0 | 0 | 0 | 0 | 2009 Qtr 1: 0; 2009 Qtr 2: 0; 2009 Qtr 3: 0; 2009 Qtr 4: 0.95; 2010 Qtr 1: 0; 2010 Qtr 2: 0; 2010 Qtr 3: 0; 2010 Qtr 4: 0; 2011 Qtr 1: 0; 2011 Qtr 2: 0; 2011 Qtr 3: 0; 2011 Qtr 4: 0 | 0.95
0 | 253101-Packaged Terminal AC Early Retirement |  | System | Commercial | 11-HTL-Lodging–Hotel(GuestRooms)-COOL | 0 |  |  |  |  | 273.9377 | 0 | 157.8947 | 0 | 0 | 116.043 | 803.847 |  | kWh | 0.31843 | 0 | Commercial | [7 empty] | 15 | 0.5 |  |  |  | 1 | 0.95 | 0 | 0 | 0 | 0 | 0 | 0 | 0 | 0 | 0 | 0 | 2009 Qtr 1: 0; 2009 Qtr 2: 0; 2009 Qtr 3: 0; 2009 Qtr 4: 0.95; 2010 Qtr 1: 0; 2010 Qtr 2: 0; 2010 Qtr 3: 0; 2010 Qtr 4: 0; 2011 Qtr 1: 0; 2011 Qtr 2: 0; 2011 Qtr 3: 0; 2011 Qtr 4: 0 | 0.95
0 | 253101-Packaged Terminal AC Early Retirement |  | System | Commercial | 11-HTL-Lodging–Hotel(GuestRooms)-COOL | 0 |  |  |  |  | 273.9377 | 0 | 157.8947 | 0 | 0 | 116.043 | 803.847 |  | kWh | 0.31843 | 0 | Commercial | [7 empty] | 15 | 0.5 |  |  |  | 1 | 0.95 | 0 | 0 | 0 | 0 | 0 | 0 | 0 | 0 | 0 | 0 | 2009 Qtr 1: 0; 2009 Qtr 2: 0; 2009 Qtr 3: 0; 2009 Qtr 4: 0.95; 2010 Qtr 1: 0; 2010 Qtr 2: 0; 2010 Qtr 3: 0; 2010 Qtr 4: 0; 2011 Qtr 1: 0; 2011 Qtr 2: 0; 2011 Qtr 3: 0; 2011 Qtr 4: 0 | 0.95
0 | 253101-Packaged Terminal AC Early Retirement |  | System | Commercial | 11-HTL-Lodging–Hotel(GuestRooms)-COOL | 0 |  |  |  |  | 273.9377 | 0 | 118.4211 | 0 | 0 | 155.5166 | 0 |  | kWh | 0 | 0 | Commercial | [7 empty] | 15 | 0.5 |  |  |  | 1 | 0.95 | 0 | 0 | 0 | 0 | 0 | 0 | 0 | 0 | 0 | 0 | 2009 Qtr 1: 0; 2009 Qtr 2: 0; 2009 Qtr 3: 0; 2009 Qtr 4: 0.95; 2010 Qtr 1: 0; 2010 Qtr 2: 0; 2010 Qtr 3: 0; 2010 Qtr 4: 0; 2011 Qtr 1: 0; 2011 Qtr 2: 0; 2011 Qtr 3: 0; 2011 Qtr 4: 0 | 0.95
0 | 253101-Packaged Terminal AC Early Retirement |  | System | Commercial | 11-HTL-Lodging–Hotel(GuestRooms)-COOL | 0 |  |  |  |  | 273.9377 | 0 | 157.8947 | 0 | 0 | 116.043 | 803.847 |  | kWh | 0.31843 | 0 | Commercial | [7 empty] | 15 | 0.5 |  |  |  | 1 | 0.95 | 0 | 0 | 0 | 0 | 0 | 0 | 0 | 0 | 0 | 0 | 2009 Qtr 1: 0; 2009 Qtr 2: 0; 2009 Qtr 3: 0; 2009 Qtr 4: 0.95; 2010 Qtr 1: 0; 2010 Qtr 2: 0; 2010 Qtr 3: 0; 2010 Qtr 4: 0; 2011 Qtr 1: 0; 2011 Qtr 2: 0; 2011 Qtr 3: 0; 2011 Qtr 4: 0 | 0.95
0 | 253101-Packaged Terminal AC Early Retirement |  | System | Commercial | 11-HTL-Lodging–Hotel(GuestRooms)-COOL | 0 |  |  |  |  | 273.9377 | 0 | 157.8947 | 0 | 0 | 116.043 | 803.847 |  | kWh | 0.31843 | 0 | Commercial | [7 empty] | 15 | 0.5 |  |  |  | 1 | 0.95 | 0 | 0 | 0 | 0 | 0 | 0 | 0 | 0 | 0 | 0 | 2009 Qtr 1: 0; 2009 Qtr 2: 0; 2009 Qtr 3: 0; 2009 Qtr 4: 0.95; 2010 Qtr 1: 0; 2010 Qtr 2: 0; 2010 Qtr 3: 0; 2010 Qtr 4: 0; 2011 Qtr 1: 0; 2011 Qtr 2: 0; 2011 Qtr 3: 0; 2011 Qtr 4: 0 | 0.95
0 | 253101-Packaged Terminal AC Early Retirement |  | System | Commercial | 11-HTL-Lodging–Hotel(GuestRooms)-COOL | 0 |  |  |  |  | 273.9377 | 0 | 157.8947 | 0 | 0 | 116.043 | 803.847 |  | kWh | 0.31843 | 0 | Commercial | [7 empty] | 15 | 0.5 |  |  |  | 1 | 0.95 | 0 | 0 | 0 | 0 | 0 | 0 | 0 | 0 | 0 | 0 | 2009 Qtr 1: 0; 2009 Qtr 2: 0; 2009 Qtr 3: 0; 2009 Qtr 4: 0.95; 2010 Qtr 1: 0; 2010 Qtr 2: 0; 2010 Qtr 3: 0; 2010 Qtr 4: 0; 2011 Qtr 1: 0; 2011 Qtr 2: 0; 2011 Qtr 3: 0; 2011 Qtr 4: 0 | 0.95
0 | 253101-Packaged Terminal AC Early Retirement |  | System | Commercial | 11-HTL-Lodging–Hotel(GuestRooms)-COOL | 0 |  |  |  |  | 273.9377 | 0 | 157.8947 | 0 | 0 | 116.043 | 803.847 |  | kWh | 0.31843 | 0 | Commercial | [7 empty] | 15 | 0.5 |  |  |  | 1 | 0.95 | 0 | 0 | 0 | 0 | 0 | 0 | 0 | 0 | 0 | 0 | 2009 Qtr 1: 0; 2009 Qtr 2: 0; 2009 Qtr 3: 0; 2009 Qtr 4: 0.95; 2010 Qtr 1: 0; 2010 Qtr 2: 0; 2010 Qtr 3: 0; 2010 Qtr 4: 0; 2011 Qtr 1: 0; 2011 Qtr 2: 0; 2011 Qtr 3: 0; 2011 Qtr 4: 0 | 0.95
0 | 253101-Packaged Terminal AC Early Retirement |  | System | Commercial | 11-HTL-Lodging–Hotel(GuestRooms)-COOL | 0 |  |  |  |  | 273.9377 | 0 | 157.8947 | 0 | 0 | 116.043 | 803.847 |  | kWh | 0.31843 | 0 | Commercial | [7 empty] | 15 | 0.5 |  |  |  | 1 | 0.95 | 0 | 0 | 0 | 0 | 0 | 0 | 0 | 0 | 0 | 0 | 2009 Qtr 1: 0; 2009 Qtr 2: 0; 2009 Qtr 3: 0; 2009 Qtr 4: 0.95; 2010 Qtr 1: 0; 2010 Qtr 2: 0; 2010 Qtr 3: 0; 2010 Qtr 4: 0; 2011 Qtr 1: 0; 2011 Qtr 2: 0; 2011 Qtr 3: 0; 2011 Qtr 4: 0 | 0.95
0 | 253101-Packaged Terminal AC Early Retirement |  | System | Commercial | 11-HTL-Lodging–Hotel(GuestRooms)-COOL | 0 |  |  |  |  | 273.9377 | 0 | 157.8947 | 0 | 0 | 116.043 | 803.847 |  | kWh | 0.31843 | 0 | Commercial | [7 empty] | 15 | 0.5 |  |  |  | 1 | 0.95 | 0 | 0 | 0 | 0 | 0 | 0 | 0 | 0 | 0 | 0 | 2009 Qtr 1: 0; 2009 Qtr 2: 0; 2009 Qtr 3: 0; 2009 Qtr 4: 0.95; 2010 Qtr 1: 0; 2010 Qtr 2: 0; 2010 Qtr 3: 0; 2010 Qtr 4: 0; 2011 Qtr 1: 0; 2011 Qtr 2: 0; 2011 Qtr 3: 0; 2011 Qtr 4: 0 | 0.95
0 | 253101-Packaged Terminal AC Early Retirement |  | System | Commercial | 11-HTL-Lodging–Hotel(GuestRooms)-COOL | 0 |  |  |  |  | 273.9377 | 0 | 157.8947 | 0 | 0 | 116.043 | 803.847 |  | kWh | 0.31843 | 0 | Commercial | [7 empty] | 15 | 0.5 |  |  |  | 1 | 0.95 | 0 | 0 | 0 | 0 | 0 | 0 | 0 | 0 | 0 | 0 | 2009 Qtr 1: 0; 2009 Qtr 2: 0; 2009 Qtr 3: 0; 2009 Qtr 4: 0.95; 2010 Qtr 1: 0; 2010 Qtr 2: 0; 2010 Qtr 3: 0; 2010 Qtr 4: 0; 2011 Qtr 1: 0; 2011 Qtr 2: 0; 2011 Qtr 3: 0; 2011 Qtr 4: 0 | 0.95
0 | 253101-Packaged Terminal AC Early Retirement |  | System | Commercial | 11-HTL-Lodging–Hotel(GuestRooms)-COOL | 0 |  |  |  |  | 273.9377 | 0 | 157.8947 | 0 | 0 | 116.043 | 803.847 |  | kWh | 0.31843 | 0 | Commercial | [7 empty] | 15 | 0.5 |  |  |  | 1 | 0.95 | 0 | 0 | 0 | 0 | 0 | 0 | 0 | 0 | 0 | 0 | 2009 Qtr 1: 0; 2009 Qtr 2: 0; 2009 Qtr 3: 0; 2009 Qtr 4: 0.95; 2010 Qtr 1: 0; 2010 Qtr 2: 0; 2010 Qtr 3: 0; 2010 Qtr 4: 0; 2011 Qtr 1: 0; 2011 Qtr 2: 0; 2011 Qtr 3: 0; 2011 Qtr 4: 0 | 0.95
0 | 253101-Packaged Terminal AC Early Retirement |  | System | Commercial | 11-HTL-Lodging–Hotel(GuestRooms)-COOL | 0 |  |  |  |  | 273.9377 | 0 | 118.4211 | 0 | 0 | 155.5166 | 0 |  | kWh | 0 | 0 | Commercial | [7 empty] | 15 | 0.5 |  |  |  | 1 | 0.95 | 0 | 0 | 0 | 0 | 0 | 0 | 0 | 0 | 0 | 0 | 2009 Qtr 1: 0; 2009 Qtr 2: 0; 2009 Qtr 3: 0; 2009 Qtr 4: 0.95; 2010 Qtr 1: 0; 2010 Qtr 2: 0; 2010 Qtr 3: 0; 2010 Qtr 4: 0; 2011 Qtr 1: 0; 2011 Qtr 2: 0; 2011 Qtr 3: 0; 2011 Qtr 4: 0 | 0.95
0 | 253101-Packaged Terminal AC Early Retirement |  | System | Commercial | 11-HTL-Lodging–Hotel(GuestRooms)-COOL | 0 |  |  |  |  | 273.9377 | 0 | 157.8947 | 0 | 0 | 116.043 | 803.847 |  | kWh | 0.31843 | 0 | Commercial | [7 empty] | 15 | 0.5 |  |  |  | 1 | 0.95 | 0 | 0 | 0 | 0 | 0 | 0 | 0 | 0 | 0 | 0 | 2009 Qtr 1: 0; 2009 Qtr 2: 0; 2009 Qtr 3: 0; 2009 Qtr 4: 0.95; 2010 Qtr 1: 0; 2010 Qtr 2: 0; 2010 Qtr 3: 0; 2010 Qtr 4: 0; 2011 Qtr 1: 0; 2011 Qtr 2: 0; 2011 Qtr 3: 0; 2011 Qtr 4: 0 | 0.95
0 | 253101-Packaged Terminal AC Early Retirement |  | System | Commercial | 11-HTL-Lodging–Hotel(GuestRooms)-COOL | 0 |  |  |  |  | 273.9377 | 0 | 118.4211 | 0 | 0 | 155.5166 | 0 |  | kWh | 0 | 0 | Commercial | [7 empty] | 15 | 0.5 |  |  |  | 1 | 0.95 | 0 | 0 | 0 | 0 | 0 | 0 | 0 | 0 | 0 | 0 | 2009 Qtr 1: 0; 2009 Qtr 2: 0; 2009 Qtr 3: 0; 2009 Qtr 4: 0.95; 2010 Qtr 1: 0; 2010 Qtr 2: 0; 2010 Qtr 3: 0; 2010 Qtr 4: 0; 2011 Qtr 1: 0; 2011 Qtr 2: 0; 2011 Qtr 3: 0; 2011 Qtr 4: 0 | 0.95
0 | 253101-Packaged Terminal AC Early Retirement |  | System | Commercial | 11-HTL-Lodging–Hotel(GuestRooms)-COOL | 0 |  |  |  |  | 273.9377 | 0 | 157.8947 | 0 | 0 | 116.043 | 803.847 |  | kWh | 0.31843 | 0 | Commercial | [7 empty] | 15 | 0.5 |  |  |  | 1 | 0.95 | 0 | 0 | 0 | 0 | 0 | 0 | 0 | 0 | 0 | 0 | 2009 Qtr 1: 0; 2009 Qtr 2: 0; 2009 Qtr 3: 0; 2009 Qtr 4: 0.95; 2010 Qtr 1: 0; 2010 Qtr 2: 0; 2010 Qtr 3: 0; 2010 Qtr 4: 0; 2011 Qtr 1: 0; 2011 Qtr 2: 0; 2011 Qtr 3: 0; 2011 Qtr 4: 0 | 0.95
0 | 253101-Packaged Terminal AC Early Retirement |  | System | Commercial | 11-HTL-Lodging–Hotel(GuestRooms)-COOL | 0 |  |  |  |  | 273.9377 | 0 | 157.8947 | 0 | 0 | 116.043 | 803.847 |  | kWh | 0.31843 | 0 | Commercial | [7 empty] | 15 | 0.5 |  |  |  | 1 | 0.95 | 0 | 0 | 0 | 0 | 0 | 0 | 0 | 0 | 0 | 0 | 2009 Qtr 1: 0; 2009 Qtr 2: 0; 2009 Qtr 3: 0; 2009 Qtr 4: 0.95; 2010 Qtr 1: 0; 2010 Qtr 2: 0; 2010 Qtr 3: 0; 2010 Qtr 4: 0; 2011 Qtr 1: 0; 2011 Qtr 2: 0; 2011 Qtr 3: 0; 2011 Qtr 4: 0 | 0.95
0 | 253101-Packaged Terminal AC Early Retirement |  | System | Commercial | 11-HTL-Lodging–Hotel(GuestRooms)-COOL | 0 |  |  |  |  | 273.9377 | 0 | 157.8947 | 0 | 0 | 116.043 | 803.847 |  | kWh | 0.31843 | 0 | Commercial | [7 empty] | 15 | 0.5 |  |  |  | 1 | 0.95 | 0 | 0 | 0 | 0 | 0 | 0 | 0 | 0 | 0 | 0 | 2009 Qtr 1: 0; 2009 Qtr 2: 0; 2009 Qtr 3: 0; 2009 Qtr 4: 0.95; 2010 Qtr 1: 0; 2010 Qtr 2: 0; 2010 Qtr 3: 0; 2010 Qtr 4: 0; 2011 Qtr 1: 0; 2011 Qtr 2: 0; 2011 Qtr 3: 0; 2011 Qtr 4: 0 | 0.95
0 | 253101-Packaged Terminal AC Early Retirement |  | System | Commercial | 11-HTL-Lodging–Hotel(GuestRooms)-COOL | 0 |  |  |  |  | 273.9377 | 0 | 157.8947 | 0 | 0 | 116.043 | 803.847 |  | kWh | 0.31843 | 0 | Commercial | [7 empty] | 15 | 0.5 |  |  |  | 1 | 0.95 | 0 | 0 | 0 | 0 | 0 | 0 | 0 | 0 | 0 | 0 | 2009 Qtr 1: 0; 2009 Qtr 2: 0; 2009 Qtr 3: 0; 2009 Qtr 4: 0.95; 2010 Qtr 1: 0; 2010 Qtr 2: 0; 2010 Qtr 3: 0; 2010 Qtr 4: 0; 2011 Qtr 1: 0; 2011 Qtr 2: 0; 2011 Qtr 3: 0; 2011 Qtr 4: 0 | 0.95
0 | 253101-Packaged Terminal AC Early Retirement |  | System | Commercial | 11-HTL-Lodging–Hotel(GuestRooms)-COOL | 0 |  |  |  |  | 273.9377 | 0 | 157.8947 | 0 | 0 | 116.043 | 803.847 |  | kWh | 0.31843 | 0 | Commercial | [7 empty] | 15 | 0.5 |  |  |  | 1 | 0.95 | 0 | 0 | 0 | 0 | 0 | 0 | 0 | 0 | 0 | 0 | 2009 Qtr 1: 0; 2009 Qtr 2: 0; 2009 Qtr 3: 0; 2009 Qtr 4: 0.95; 2010 Qtr 1: 0; 2010 Qtr 2: 0; 2010 Qtr 3: 0; 2010 Qtr 4: 0; 2011 Qtr 1: 0; 2011 Qtr 2: 0; 2011 Qtr 3: 0; 2011 Qtr 4: 0 | 0.95
0 | 253101-Packaged Terminal AC Early Retirement |  | System | Commercial | 11-HTL-Lodging–Hotel(GuestRooms)-COOL | 0 |  |  |  |  | 273.9377 | 0 | 157.8947 | 0 | 0 | 116.043 | 803.847 |  | kWh | 0.31843 | 0 | Commercial | [7 empty] | 15 | 0.5 |  |  |  | 1 | 0.95 | 0 | 0 | 0 | 0 | 0 | 0 | 0 | 0 | 0 | 0 | 2009 Qtr 1: 0; 2009 Qtr 2: 0; 2009 Qtr 3: 0; 2009 Qtr 4: 0.95; 2010 Qtr 1: 0; 2010 Qtr 2: 0; 2010 Qtr 3: 0; 2010 Qtr 4: 0; 2011 Qtr 1: 0; 2011 Qtr 2: 0; 2011 Qtr 3: 0; 2011 Qtr 4: 0 | 0.95
0 | 253101-Packaged Terminal AC Early Retirement |  | System | Commercial | 11-HTL-Lodging–Hotel(GuestRooms)-COOL | 0 |  |  |  |  | 273.9377 | 0 | 157.8947 | 0 | 0 | 116.043 | 803.847 |  | kWh | 0.31843 | 0 | Commercial | [7 empty] | 15 | 0.5 |  |  |  | 1 | 0.95 | 0 | 0 | 0 | 0 | 0 | 0 | 0 | 0 | 0 | 0 | 2009 Qtr 1: 0; 2009 Qtr 2: 0; 2009 Qtr 3: 0; 2009 Qtr 4: 0.95; 2010 Qtr 1: 0; 2010 Qtr 2: 0; 2010 Qtr 3: 0; 2010 Qtr 4: 0; 2011 Qtr 1: 0; 2011 Qtr 2: 0; 2011 Qtr 3: 0; 2011 Qtr 4: 0 | 0.95
0 | 253101-Packaged Terminal AC Early Retirement |  | System | Commercial | 11-HTL-Lodging–Hotel(GuestRooms)-COOL | 0 |  |  |  |  | 273.9377 | 0 | 118.4211 | 0 | 0 | 155.5166 | 0 |  | kWh | 0 | 0 | Commercial | [7 empty] | 15 | 0.5 |  |  |  | 1 | 0.95 | 0 | 0 | 0 | 0 | 0 | 0 | 0 | 0 | 0 | 0 | 2009 Qtr 1: 0; 2009 Qtr 2: 0; 2009 Qtr 3: 0; 2009 Qtr 4: 0.95; 2010 Qtr 1: 0; 2010 Qtr 2: 0; 2010 Qtr 3: 0; 2010 Qtr 4: 0; 2011 Qtr 1: 0; 2011 Qtr 2: 0; 2011 Qtr 3: 0; 2011 Qtr 4: 0 | 0.95
0 | 253101-Packaged Terminal AC Early Retirement |  | System | Commercial | 11-HTL-Lodging–Hotel(GuestRooms)-COOL | 0 |  |  |  |  | 273.9377 | 0 | 157.8947 | 0 | 0 | 116.043 | 803.847 |  | kWh | 0.31843 | 0 | Commercial | [7 empty] | 15 | 0.5 |  |  |  | 1 | 0.95 | 0 | 0 | 0 | 0 | 0 | 0 | 0 | 0 | 0 | 0 | 2009 Qtr 1: 0; 2009 Qtr 2: 0; 2009 Qtr 3: 0; 2009 Qtr 4: 0.95; 2010 Qtr 1: 0; 2010 Qtr 2: 0; 2010 Qtr 3: 0; 2010 Qtr 4: 0; 2011 Qtr 1: 0; 2011 Qtr 2: 0; 2011 Qtr 3: 0; 2011 Qtr 4: 0 | 0.95
0 | 253101-Packaged Terminal AC Early Retirement |  | System | Commercial | 11-HTL-Lodging–Hotel(GuestRooms)-COOL | 0 |  |  |  |  | 273.9377 | 0 | 157.8947 | 0 | 0 | 116.043 | 803.847 |  | kWh | 0.31843 | 0 | Commercial | [7 empty] | 15 | 0.5 |  |  |  | 1 | 0.95 | 0 | 0 | 0 | 0 | 0 | 0 | 0 | 0 | 0 | 0 | 2009 Qtr 1: 0; 2009 Qtr 2: 0; 2009 Qtr 3: 0; 2009 Qtr 4: 0.95; 2010 Qtr 1: 0; 2010 Qtr 2: 0; 2010 Qtr 3: 0; 2010 Qtr 4: 0; 2011 Qtr 1: 0; 2011 Qtr 2: 0; 2011 Qtr 3: 0; 2011 Qtr 4: 0 | 0.95
0 | 253101-Packaged Terminal AC Early Retirement |  | System | Commercial | 11-HTL-Lodging–Hotel(GuestRooms)-COOL | 0 |  |  |  |  | 273.9377 | 0 | 157.8947 | 0 | 0 | 116.043 | 803.847 |  | kWh | 0.31843 | 0 | Commercial | [7 empty] | 15 | 0.5 |  |  |  | 1 | 0.95 | 0 | 0 | 0 | 0 | 0 | 0 | 0 | 0 | 0 | 0 | 2009 Qtr 1: 0; 2009 Qtr 2: 0; 2009 Qtr 3: 0; 2009 Qtr 4: 0.95; 2010 Qtr 1: 0; 2010 Qtr 2: 0; 2010 Qtr 3: 0; 2010 Qtr 4: 0; 2011 Qtr 1: 0; 2011 Qtr 2: 0; 2011 Qtr 3: 0; 2011 Qtr 4: 0 | 0.95
0 | 253101-Packaged Terminal AC Early Retirement |  | System | Commercial | 11-HTL-Lodging–Hotel(GuestRooms)-COOL | 0 |  |  |  |  | 273.9377 | 0 | 157.8947 | 0 | 0 | 116.043 | 803.847 |  | kWh | 0.31843 | 0 | Commercial | [7 empty] | 15 | 0.5 |  |  |  | 1 | 0.95 | 0 | 0 | 0 | 0 | 0 | 0 | 0 | 0 | 0 | 0 | 2009 Qtr 1: 0; 2009 Qtr 2: 0; 2009 Qtr 3: 0; 2009 Qtr 4: 0.95; 2010 Qtr 1: 0; 2010 Qtr 2: 0; 2010 Qtr 3: 0; 2010 Qtr 4: 0; 2011 Qtr 1: 0; 2011 Qtr 2: 0; 2011 Qtr 3: 0; 2011 Qtr 4: 0 | 0.95
0 | 253101-Packaged Terminal AC Early Retirement |  | System | Commercial | 11-HTL-Lodging–Hotel(GuestRooms)-COOL | 0 |  |  |  |  | 273.9377 | 0 | 157.8947 | 0 | 0 | 116.043 | 803.847 |  | kWh | 0.31843 | 0 | Commercial | [7 empty] | 15 | 0.5 |  |  |  | 1 | 0.95 | 0 | 0 | 0 | 0 | 0 | 0 | 0 | 0 | 0 | 0 | 2009 Qtr 1: 0; 2009 Qtr 2: 0; 2009 Qtr 3: 0; 2009 Qtr 4: 0.95; 2010 Qtr 1: 0; 2010 Qtr 2: 0; 2010 Qtr 3: 0; 2010 Qtr 4: 0; 2011 Qtr 1: 0; 2011 Qtr 2: 0; 2011 Qtr 3: 0; 2011 Qtr 4: 0 | 0.95
0 | 253101-Packaged Terminal AC Early Retirement |  | System | Commercial | 11-HTL-Lodging–Hotel(GuestRooms)-COOL | 0 |  |  |  |  | 273.9377 | 0 | 118.4211 | 0 | 0 | 155.5166 | 0 |  | kWh | 0 | 0 | Commercial | [7 empty] | 15 | 0.5 |  |  |  | 1 | 0.95 | 0 | 0 | 0 | 0 | 0 | 0 | 0 | 0 | 0 | 0 | 2009 Qtr 1: 0; 2009 Qtr 2: 0; 2009 Qtr 3: 0; 2009 Qtr 4: 0.95; 2010 Qtr 1: 0; 2010 Qtr 2: 0; 2010 Qtr 3: 0; 2010 Qtr 4: 0; 2011 Qtr 1: 0; 2011 Qtr 2: 0; 2011 Qtr 3: 0; 2011 Qtr 4: 0 | 0.95
0 | 253101-Packaged Terminal AC Early Retirement |  | System | Commercial | 11-HTL-Lodging–Hotel(GuestRooms)-COOL | 0 |  |  |  |  | 273.9377 | 0 | 118.4211 | 0 | 0 | 155.5166 | 0 |  | kWh | 0 | 0 | Commercial | [7 empty] | 15 | 0.5 |  |  |  | 1 | 0.95 | 0 | 0 | 0 | 0 | 0 | 0 | 0 | 0 | 0 | 0 | 2009 Qtr 1: 0; 2009 Qtr 2: 0; 2009 Qtr 3: 0; 2009 Qtr 4: 0.95; 2010 Qtr 1: 0; 2010 Qtr 2: 0; 2010 Qtr 3: 0; 2010 Qtr 4: 0; 2011 Qtr 1: 0; 2011 Qtr 2: 0; 2011 Qtr 3: 0; 2011 Qtr 4: 0 | 0.95
0 | 253101-Packaged Terminal AC Early Retirement |  | System | Commercial | 11-HTL-Lodging–Hotel(GuestRooms)-COOL | 0 |  |  |  |  | 273.9377 | 0 | 118.4211 | 0 | 0 | 155.5166 | 0 |  | kWh | 0 | 0 | Commercial | [7 empty] | 15 | 0.5 |  |  |  | 1 | 0.95 | 0 | 0 | 0 | 0 | 0 | 0 | 0 | 0 | 0 | 0 | 2009 Qtr 1: 0; 2009 Qtr 2: 0; 2009 Qtr 3: 0; 2009 Qtr 4: 0.95; 2010 Qtr 1: 0; 2010 Qtr 2: 0; 2010 Qtr 3: 0; 2010 Qtr 4: 0; 2011 Qtr 1: 0; 2011 Qtr 2: 0; 2011 Qtr 3: 0; 2011 Qtr 4: 0 | 0.95
0 | 253101-Packaged Terminal AC Early Retirement |  | System | Commercial | 11-HTL-Lodging–Hotel(GuestRooms)-COOL | 0 |  |  |  |  | 273.9377 | 0 | 157.8947 | 0 | 0 | 116.043 | 803.847 |  | kWh | 0.31843 | 0 | Commercial | [7 empty] | 15 | 0.5 |  |  |  | 1 | 0.95 | 0 | 0 | 0 | 0 | 0 | 0 | 0 | 0 | 0 | 0 | 2009 Qtr 1: 0; 2009 Qtr 2: 0; 2009 Qtr 3: 0; 2009 Qtr 4: 0.95; 2010 Qtr 1: 0; 2010 Qtr 2: 0; 2010 Qtr 3: 0; 2010 Qtr 4: 0; 2011 Qtr 1: 0; 2011 Qtr 2: 0; 2011 Qtr 3: 0; 2011 Qtr 4: 0 | 0.95
0 | 253101-Packaged Terminal AC Early Retirement |  | System | Commercial | 11-HTL-Lodging–Hotel(GuestRooms)-COOL | 0 |  |  |  |  | 273.9377 | 0 | 157.8947 | 0 | 0 | 116.043 | 803.847 |  | kWh | 0.31843 | 0 | Commercial | [7 empty] | 15 | 0.5 |  |  |  | 1 | 0.95 | 0 | 0 | 0 | 0 | 0 | 0 | 0 | 0 | 0 | 0 | 2009 Qtr 1: 0; 2009 Qtr 2: 0; 2009 Qtr 3: 0; 2009 Qtr 4: 0.95; 2010 Qtr 1: 0; 2010 Qtr 2: 0; 2010 Qtr 3: 0; 2010 Qtr 4: 0; 2011 Qtr 1: 0; 2011 Qtr 2: 0; 2011 Qtr 3: 0; 2011 Qtr 4: 0 | 0.95
0 | 253101-Packaged Terminal AC Early Retirement |  | System | Commercial | 11-HTL-Lodging–Hotel(GuestRooms)-COOL | 0 |  |  |  |  | 273.9377 | 0 | 118.4211 | 0 | 0 | 155.5166 | 0 |  | kWh | 0 | 0 | Commercial | [7 empty] | 15 | 0.5 |  |  |  | 1 | 0.95 | 0 | 0 | 0 | 0 | 0 | 0 | 0 | 0 | 0 | 0 | 2009 Qtr 1: 0; 2009 Qtr 2: 0; 2009 Qtr 3: 0; 2009 Qtr 4: 0.95; 2010 Qtr 1: 0; 2010 Qtr 2: 0; 2010 Qtr 3: 0; 2010 Qtr 4: 0; 2011 Qtr 1: 0; 2011 Qtr 2: 0; 2011 Qtr 3: 0; 2011 Qtr 4: 0 | 0.95
0 | 253101-Packaged Terminal AC Early Retirement |  | System | Commercial | 11-HTL-Lodging–Hotel(GuestRooms)-COOL | 0 |  |  |  |  | 273.9377 | 0 | 118.4211 | 0 | 0 | 155.5166 | 0 |  | kWh | 0 | 0 | Commercial | [7 empty] | 15 | 0.5 |  |  |  | 1 | 0.95 | 0 | 0 | 0 | 0 | 0 | 0 | 0 | 0 | 0 | 0 | 2009 Qtr 1: 0; 2009 Qtr 2: 0; 2009 Qtr 3: 0; 2009 Qtr 4: 0.95; 2010 Qtr 1: 0; 2010 Qtr 2: 0; 2010 Qtr 3: 0; 2010 Qtr 4: 0; 2011 Qtr 1: 0; 2011 Qtr 2: 0; 2011 Qtr 3: 0; 2011 Qtr 4: 0 | 0.95
0 | 253101-Packaged Terminal AC Early Retirement |  | System | Commercial | 11-HTL-Lodging–Hotel(GuestRooms)-COOL | 0 |  |  |  |  | 273.9377 | 0 | 157.8947 | 0 | 0 | 116.043 | 803.847 |  | kWh | 0.31843 | 0 | Commercial | [7 empty] | 15 | 0.5 |  |  |  | 1 | 0.95 | 0 | 0 | 0 | 0 | 0 | 0 | 0 | 0 | 0 | 0 | 2009 Qtr 1: 0; 2009 Qtr 2: 0; 2009 Qtr 3: 0; 2009 Qtr 4: 0.95; 2010 Qtr 1: 0; 2010 Qtr 2: 0; 2010 Qtr 3: 0; 2010 Qtr 4: 0; 2011 Qtr 1: 0; 2011 Qtr 2: 0; 2011 Qtr 3: 0; 2011 Qtr 4: 0 | 0.95
0 | 253101-Packaged Terminal AC Early Retirement |  | System | Commercial | 11-HTL-Lodging–Hotel(GuestRooms)-COOL | 0 |  |  |  |  | 273.9377 | 0 | 157.8947 | 0 | 0 | 116.043 | 803.847 |  | kWh | 0.31843 | 0 | Commercial | [7 empty] | 15 | 0.5 |  |  |  | 1 | 0.95 | 0 | 0 | 0 | 0 | 0 | 0 | 0 | 0 | 0 | 0 | 2009 Qtr 1: 0; 2009 Qtr 2: 0; 2009 Qtr 3: 0; 2009 Qtr 4: 0.95; 2010 Qtr 1: 0; 2010 Qtr 2: 0; 2010 Qtr 3: 0; 2010 Qtr 4: 0; 2011 Qtr 1: 0; 2011 Qtr 2: 0; 2011 Qtr 3: 0; 2011 Qtr 4: 0 | 0.95
0 | 253101-Packaged Terminal AC Early Retirement |  | System | Commercial | 11-HTL-Lodging–Hotel(GuestRooms)-COOL | 0 |  |  |  |  | 273.9377 | 0 | 118.4211 | 0 | 0 | 155.5166 | 0 |  | kWh | 0 | 0 | Commercial | [7 empty] | 15 | 0.5 |  |  |  | 1 | 0.95 | 0 | 0 | 0 | 0 | 0 | 0 | 0 | 0 | 0 | 0 | 2009 Qtr 1: 0; 2009 Qtr 2: 0; 2009 Qtr 3: 0; 2009 Qtr 4: 0.95; 2010 Qtr 1: 0; 2010 Qtr 2: 0; 2010 Qtr 3: 0; 2010 Qtr 4: 0; 2011 Qtr 1: 0; 2011 Qtr 2: 0; 2011 Qtr 3: 0; 2011 Qtr 4: 0 | 0.95
0 | 253101-Packaged Terminal AC Early Retirement |  | System | Commercial | 11-HTL-Lodging–Hotel(GuestRooms)-COOL | 0 |  |  |  |  | 273.9377 | 0 | 157.8947 | 0 | 0 | 116.043 | 803.847 |  | kWh | 0.31843 | 0 | Commercial | [7 empty] | 15 | 0.5 |  |  |  | 1 | 0.95 | 0 | 0 | 0 | 0 | 0 | 0 | 0 | 0 | 0 | 0 | 2009 Qtr 1: 0; 2009 Qtr 2: 0; 2009 Qtr 3: 0; 2009 Qtr 4: 0.95; 2010 Qtr 1: 0; 2010 Qtr 2: 0; 2010 Qtr 3: 0; 2010 Qtr 4: 0; 2011 Qtr 1: 0; 2011 Qtr 2: 0; 2011 Qtr 3: 0; 2011 Qtr 4: 0 | 0.95
0 | 253059-Comm. AC <65k single phase split ER above code |  | System | Commercial | 01-ALC-AllCommercial-Cooling | 0 |  |  |  |  | 642.1695 | 0 | 97.22 | 0 | 0 | 544.9495 | 342.156 |  | kWh | 0.23408 | 0 | Commercial | [7 empty] | 15 | 0.5 |  |  |  | 1 | 5 | 0 | 0 | 0 | 0 | 0 | 0 | 0 | 0 | 0 | 0 | 2009 Qtr 1: 0; 2009 Qtr 2: 0; 2009 Qtr 3: 0; 2009 Qtr 4: 5; 2010 Qtr 1: 0; 2010 Qtr 2: 0; 2010 Qtr 3: 0; 2010 Qtr 4: 0; 2011 Qtr 1: 0; 2011 Qtr 2: 0; 2011 Qtr 3: 0; 2011 Qtr 4: 0 | 5
0 | 253087-Comm. HP 65k to 134k ER |  | System | Commercial | 01-ALC-AllCommercial-Cooling | 0 |  |  |  |  | 1020.2447 | 0 | 75 | 0 | 0 | 945.2447 | 326.728 |  | kWh | 0.15696 | 0 | Commercial | [7 empty] | 15 | 0.7 |  |  |  | 1 | 10 | 0 | 0 | 0 | 0 | 0 | 0 | 0 | 0 | 0 | 0 | 2009 Qtr 1: 0; 2009 Qtr 2: 0; 2009 Qtr 3: 0; 2009 Qtr 4: 10; 2010 Qtr 1: 0; 2010 Qtr 2: 0; 2010 Qtr 3: 0; 2010 Qtr 4: 0; 2011 Qtr 1: 0; 2011 Qtr 2: 0; 2011 Qtr 3: 0; 2011 Qtr 4: 0 | 10
0 | 253059-Comm. AC <65k single phase split ER above code |  | System | Commercial | 01-ALC-AllCommercial-Cooling | 0 |  |  |  |  | 642.1695 | 0 | 97.22 | 0 | 0 | 544.9495 | 342.156 |  | kWh | 0.23408 | 0 | Commercial | [7 empty] | 15 | 0.5 |  |  |  | 1 | 5 | 0 | 0 | 0 | 0 | 0 | 0 | 0 | 0 | 0 | 0 | 2009 Qtr 1: 0; 2009 Qtr 2: 0; 2009 Qtr 3: 0; 2009 Qtr 4: 5; 2010 Qtr 1: 0; 2010 Qtr 2: 0; 2010 Qtr 3: 0; 2010 Qtr 4: 0; 2011 Qtr 1: 0; 2011 Qtr 2: 0; 2011 Qtr 3: 0; 2011 Qtr 4: 0 | 5
0 | 253059-Comm. AC <65k single phase split ER above code |  | System | Commercial | 01-ALC-AllCommercial-Cooling | 0 |  |  |  |  | 642.1695 | 0 | 97.22 | 0 | 0 | 544.9495 | 342.156 |  | kWh | 0.23408 | 0 | Commercial | [7 empty] | 15 | 0.5 |  |  |  | 1 | 5 | 0 | 0 | 0 | 0 | 0 | 0 | 0 | 0 | 0 | 0 | 2009 Qtr 1: 0; 2009 Qtr 2: 0; 2009 Qtr 3: 0; 2009 Qtr 4: 5; 2010 Qtr 1: 0; 2010 Qtr 2: 0; 2010 Qtr 3: 0; 2010 Qtr 4: 0; 2011 Qtr 1: 0; 2011 Qtr 2: 0; 2011 Qtr 3: 0; 2011 Qtr 4: 0 | 5
0 | 253059-Comm. AC <65k single phase split ER above code |  | System | Commercial | 01-ALC-AllCommercial-Cooling | 0 |  |  |  |  | 642.1695 | 0 | 97.22 | 0 | 0 | 544.9495 | 342.156 |  | kWh | 0.23408 | 0 | Commercial | [7 empty] | 15 | 0.5 |  |  |  | 1 | 5 | 0 | 0 | 0 | 0 | 0 | 0 | 0 | 0 | 0 | 0 | 2009 Qtr 1: 0; 2009 Qtr 2: 0; 2009 Qtr 3: 0; 2009 Qtr 4: 5; 2010 Qtr 1: 0; 2010 Qtr 2: 0; 2010 Qtr 3: 0; 2010 Qtr 4: 0; 2011 Qtr 1: 0; 2011 Qtr 2: 0; 2011 Qtr 3: 0; 2011 Qtr 4: 0 | 5
0 | 253059-Comm. AC <65k single phase split ER above code |  | System | Commercial | 01-ALC-AllCommercial-Cooling | 0 |  |  |  |  | 642.1695 | 0 | 97.22 | 0 | 0 | 544.9495 | 342.156 |  | kWh | 0.23408 | 0 | Commercial | [7 empty] | 15 | 0.5 |  |  |  | 1 | 5 | 0 | 0 | 0 | 0 | 0 | 0 | 0 | 0 | 0 | 0 | 2009 Qtr 1: 0; 2009 Qtr 2: 0; 2009 Qtr 3: 0; 2009 Qtr 4: 5; 2010 Qtr 1: 0; 2010 Qtr 2: 0; 2010 Qtr 3: 0; 2010 Qtr 4: 0; 2011 Qtr 1: 0; 2011 Qtr 2: 0; 2011 Qtr 3: 0; 2011 Qtr 4: 0 | 5
0 | 253059-Comm. AC <65k single phase split ER above code |  | System | Commercial | 01-ALC-AllCommercial-Cooling | 0 |  |  |  |  | 642.1695 | 0 | 97.22 | 0 | 0 | 544.9495 | 342.156 |  | kWh | 0.23408 | 0 | Commercial | [7 empty] | 15 | 0.5 |  |  |  | 1 | 5 | 0 | 0 | 0 | 0 | 0 | 0 | 0 | 0 | 0 | 0 | 2009 Qtr 1: 0; 2009 Qtr 2: 0; 2009 Qtr 3: 0; 2009 Qtr 4: 5; 2010 Qtr 1: 0; 2010 Qtr 2: 0; 2010 Qtr 3: 0; 2010 Qtr 4: 0; 2011 Qtr 1: 0; 2011 Qtr 2: 0; 2011 Qtr 3: 0; 2011 Qtr 4: 0 | 5
0 | 253059-Comm. AC <65k single phase split ER above code |  | System | Commercial | 01-ALC-AllCommercial-Cooling | 0 |  |  |  |  | 642.1695 | 0 | 97.22 | 0 | 0 | 544.9495 | 342.156 |  | kWh | 0.23408 | 0 | Commercial | [7 empty] | 15 | 0.5 |  |  |  | 1 | 3 | 0 | 0 | 0 | 0 | 0 | 0 | 0 | 0 | 0 | 0 | 2009 Qtr 1: 0; 2009 Qtr 2: 0; 2009 Qtr 3: 0; 2009 Qtr 4: 3; 2010 Qtr 1: 0; 2010 Qtr 2: 0; 2010 Qtr 3: 0; 2010 Qtr 4: 0; 2011 Qtr 1: 0; 2011 Qtr 2: 0; 2011 Qtr 3: 0; 2011 Qtr 4: 0 | 3
0 | 253059-Comm. AC <65k single phase split ER above code |  | System | Commercial | 01-ALC-AllCommercial-Cooling | 0 |  |  |  |  | 642.1695 | 0 | 97.22 | 0 | 0 | 544.9495 | 342.156 |  | kWh | 0.23408 | 0 | Commercial | [7 empty] | 15 | 0.5 |  |  |  | 1 | 2 | 0 | 0 | 0 | 0 | 0 | 0 | 0 | 0 | 0 | 0 | 2009 Qtr 1: 0; 2009 Qtr 2: 0; 2009 Qtr 3: 0; 2009 Qtr 4: 2; 2010 Qtr 1: 0; 2010 Qtr 2: 0; 2010 Qtr 3: 0; 2010 Qtr 4: 0; 2011 Qtr 1: 0; 2011 Qtr 2: 0; 2011 Qtr 3: 0; 2011 Qtr 4: 0 | 2
0 | 253087-Comm. HP 65k to 134k ER |  | System | Commercial | 01-ALC-AllCommercial-Cooling | 0 |  |  |  |  | 1020.2447 | 0 | 75 | 0 | 0 | 945.2447 | 326.728 |  | kWh | 0.15696 | 0 | Commercial | [7 empty] | 15 | 0.7 |  |  |  | 1 | 10 | 0 | 0 | 0 | 0 | 0 | 0 | 0 | 0 | 0 | 0 | 2009 Qtr 1: 0; 2009 Qtr 2: 0; 2009 Qtr 3: 0; 2009 Qtr 4: 10; 2010 Qtr 1: 0; 2010 Qtr 2: 0; 2010 Qtr 3: 0; 2010 Qtr 4: 0; 2011 Qtr 1: 0; 2011 Qtr 2: 0; 2011 Qtr 3: 0; 2011 Qtr 4: 0 | 10
0 | 253103-Packaged terminal HP Early Retirement |  | System | Commercial | 11-HTL-Lodging–Hotel(GuestRooms)-COOL | 0 |  |  |  |  | 429.557 | 0 | 112.5 | 0 | 0 | 317.057 | 0 |  | kWh | 0 | 0 | Commercial | [7 empty] | 15 | 0.5 |  |  |  | 1 | 1 | 0 | 0 | 0 | 0 | 0 | 0 | 0 | 0 | 0 | 0 | 2009 Qtr 1: 0; 2009 Qtr 2: 0; 2009 Qtr 3: 0; 2009 Qtr 4: 1; 2010 Qtr 1: 0; 2010 Qtr 2: 0; 2010 Qtr 3: 0; 2010 Qtr 4: 0; 2011 Qtr 1: 0; 2011 Qtr 2: 0; 2011 Qtr 3: 0; 2011 Qtr 4: 0 | 1
0 | 253103-Packaged terminal HP Early Retirement |  | System | Commercial | 11-HTL-Lodging–Hotel(GuestRooms)-COOL | 0 |  |  |  |  | 429.557 | 0 | 112.5 | 0 | 0 | 317.057 | 0 |  | kWh | 0 | 0 | Commercial | [7 empty] | 15 | 0.5 |  |  |  | 1 | 1 | 0 | 0 | 0 | 0 | 0 | 0 | 0 | 0 | 0 | 0 | 2009 Qtr 1: 0; 2009 Qtr 2: 0; 2009 Qtr 3: 0; 2009 Qtr 4: 1; 2010 Qtr 1: 0; 2010 Qtr 2: 0; 2010 Qtr 3: 0; 2010 Qtr 4: 0; 2011 Qtr 1: 0; 2011 Qtr 2: 0; 2011 Qtr 3: 0; 2011 Qtr 4: 0 | 1
0 | 253103-Packaged terminal HP Early Retirement |  | System | Commercial | 11-HTL-Lodging–Hotel(GuestRooms)-COOL | 0 |  |  |  |  | 429.557 | 0 | 112.5 | 0 | 0 | 317.057 | 0 |  | kWh | 0 | 0 | Commercial | [7 empty] | 15 | 0.5 |  |  |  | 1 | 1 | 0 | 0 | 0 | 0 | 0 | 0 | 0 | 0 | 0 | 0 | 2009 Qtr 1: 0; 2009 Qtr 2: 0; 2009 Qtr 3: 0; 2009 Qtr 4: 1; 2010 Qtr 1: 0; 2010 Qtr 2: 0; 2010 Qtr 3: 0; 2010 Qtr 4: 0; 2011 Qtr 1: 0; 2011 Qtr 2: 0; 2011 Qtr 3: 0; 2011 Qtr 4: 0 | 1
0 | 253103-Packaged terminal HP Early Retirement |  | System | Commercial | 11-HTL-Lodging–Hotel(GuestRooms)-COOL | 0 |  |  |  |  | 429.557 | 0 | 112.5 | 0 | 0 | 317.057 | 0 |  | kWh | 0 | 0 | Commercial | [7 empty] | 15 | 0.5 |  |  |  | 1 | 1 | 0 | 0 | 0 | 0 | 0 | 0 | 0 | 0 | 0 | 0 | 2009 Qtr 1: 0; 2009 Qtr 2: 0; 2009 Qtr 3: 0; 2009 Qtr 4: 1; 2010 Qtr 1: 0; 2010 Qtr 2: 0; 2010 Qtr 3: 0; 2010 Qtr 4: 0; 2011 Qtr 1: 0; 2011 Qtr 2: 0; 2011 Qtr 3: 0; 2011 Qtr 4: 0 | 1
0 | 253103-Packaged terminal HP Early Retirement |  | System | Commercial | 11-HTL-Lodging–Hotel(GuestRooms)-COOL | 0 |  |  |  |  | 429.557 | 0 | 112.5 | 0 | 0 | 317.057 | 0 |  | kWh | 0 | 0 | Commercial | [7 empty] | 15 | 0.5 |  |  |  | 1 | 1 | 0 | 0 | 0 | 0 | 0 | 0 | 0 | 0 | 0 | 0 | 2009 Qtr 1: 0; 2009 Qtr 2: 0; 2009 Qtr 3: 0; 2009 Qtr 4: 1; 2010 Qtr 1: 0; 2010 Qtr 2: 0; 2010 Qtr 3: 0; 2010 Qtr 4: 0; 2011 Qtr 1: 0; 2011 Qtr 2: 0; 2011 Qtr 3: 0; 2011 Qtr 4: 0 | 1
0 | 253103-Packaged terminal HP Early Retirement |  | System | Commercial | 11-HTL-Lodging–Hotel(GuestRooms)-COOL | 0 |  |  |  |  | 429.557 | 0 | 112.5 | 0 | 0 | 317.057 | 0 |  | kWh | 0 | 0 | Commercial | [7 empty] | 15 | 0.5 |  |  |  | 1 | 1 | 0 | 0 | 0 | 0 | 0 | 0 | 0 | 0 | 0 | 0 | 2009 Qtr 1: 0; 2009 Qtr 2: 0; 2009 Qtr 3: 0; 2009 Qtr 4: 1; 2010 Qtr 1: 0; 2010 Qtr 2: 0; 2010 Qtr 3: 0; 2010 Qtr 4: 0; 2011 Qtr 1: 0; 2011 Qtr 2: 0; 2011 Qtr 3: 0; 2011 Qtr 4: 0 | 1
0 | 253103-Packaged terminal HP Early Retirement |  | System | Commercial | 11-HTL-Lodging–Hotel(GuestRooms)-COOL | 0 |  |  |  |  | 429.557 | 0 | 112.5 | 0 | 0 | 317.057 | 0 |  | kWh | 0 | 0 | Commercial | [7 empty] | 15 | 0.5 |  |  |  | 1 | 1 | 0 | 0 | 0 | 0 | 0 | 0 | 0 | 0 | 0 | 0 | 2009 Qtr 1: 0; 2009 Qtr 2: 0; 2009 Qtr 3: 0; 2009 Qtr 4: 1; 2010 Qtr 1: 0; 2010 Qtr 2: 0; 2010 Qtr 3: 0; 2010 Qtr 4: 0; 2011 Qtr 1: 0; 2011 Qtr 2: 0; 2011 Qtr 3: 0; 2011 Qtr 4: 0 | 1
0 | 253103-Packaged terminal HP Early Retirement |  | System | Commercial | 11-HTL-Lodging–Hotel(GuestRooms)-COOL | 0 |  |  |  |  | 429.557 | 0 | 112.5 | 0 | 0 | 317.057 | 0 |  | kWh | 0 | 0 | Commercial | [7 empty] | 15 | 0.5 |  |  |  | 1 | 1 | 0 | 0 | 0 | 0 | 0 | 0 | 0 | 0 | 0 | 0 | 2009 Qtr 1: 0; 2009 Qtr 2: 0; 2009 Qtr 3: 0; 2009 Qtr 4: 1; 2010 Qtr 1: 0; 2010 Qtr 2: 0; 2010 Qtr 3: 0; 2010 Qtr 4: 0; 2011 Qtr 1: 0; 2011 Qtr 2: 0; 2011 Qtr 3: 0; 2011 Qtr 4: 0 | 1
0 | 253103-Packaged terminal HP Early Retirement |  | System | Commercial | 11-HTL-Lodging–Hotel(GuestRooms)-COOL | 0 |  |  |  |  | 429.557 | 0 | 112.5 | 0 | 0 | 317.057 | 0 |  | kWh | 0 | 0 | Commercial | [7 empty] | 15 | 0.5 |  |  |  | 1 | 1 | 0 | 0 | 0 | 0 | 0 | 0 | 0 | 0 | 0 | 0 | 2009 Qtr 1: 0; 2009 Qtr 2: 0; 2009 Qtr 3: 0; 2009 Qtr 4: 1; 2010 Qtr 1: 0; 2010 Qtr 2: 0; 2010 Qtr 3: 0; 2010 Qtr 4: 0; 2011 Qtr 1: 0; 2011 Qtr 2: 0; 2011 Qtr 3: 0; 2011 Qtr 4: 0 | 1
0 | 253103-Packaged terminal HP Early Retirement |  | System | Commercial | 11-HTL-Lodging–Hotel(GuestRooms)-COOL | 0 |  |  |  |  | 429.557 | 0 | 112.5 | 0 | 0 | 317.057 | 0 |  | kWh | 0 | 0 | Commercial | [7 empty] | 15 | 0.5 |  |  |  | 1 | 1 | 0 | 0 | 0 | 0 | 0 | 0 | 0 | 0 | 0 | 0 | 2009 Qtr 1: 0; 2009 Qtr 2: 0; 2009 Qtr 3: 0; 2009 Qtr 4: 1; 2010 Qtr 1: 0; 2010 Qtr 2: 0; 2010 Qtr 3: 0; 2010 Qtr 4: 0; 2011 Qtr 1: 0; 2011 Qtr 2: 0; 2011 Qtr 3: 0; 2011 Qtr 4: 0 | 1
0 | 253103-Packaged terminal HP Early Retirement |  | System | Commercial | 11-HTL-Lodging–Hotel(GuestRooms)-COOL | 0 |  |  |  |  | 429.557 | 0 | 112.5 | 0 | 0 | 317.057 | 0 |  | kWh | 0 | 0 | Commercial | [7 empty] | 15 | 0.5 |  |  |  | 1 | 1 | 0 | 0 | 0 | 0 | 0 | 0 | 0 | 0 | 0 | 0 | 2009 Qtr 1: 0; 2009 Qtr 2: 0; 2009 Qtr 3: 0; 2009 Qtr 4: 1; 2010 Qtr 1: 0; 2010 Qtr 2: 0; 2010 Qtr 3: 0; 2010 Qtr 4: 0; 2011 Qtr 1: 0; 2011 Qtr 2: 0; 2011 Qtr 3: 0; 2011 Qtr 4: 0 | 1
0 | 253103-Packaged terminal HP Early Retirement |  | System | Commercial | 11-HTL-Lodging–Hotel(GuestRooms)-COOL | 0 |  |  |  |  | 429.557 | 0 | 112.5 | 0 | 0 | 317.057 | 0 |  | kWh | 0 | 0 | Commercial | [7 empty] | 15 | 0.5 |  |  |  | 1 | 1 | 0 | 0 | 0 | 0 | 0 | 0 | 0 | 0 | 0 | 0 | 2009 Qtr 1: 0; 2009 Qtr 2: 0; 2009 Qtr 3: 0; 2009 Qtr 4: 1; 2010 Qtr 1: 0; 2010 Qtr 2: 0; 2010 Qtr 3: 0; 2010 Qtr 4: 0; 2011 Qtr 1: 0; 2011 Qtr 2: 0; 2011 Qtr 3: 0; 2011 Qtr 4: 0 | 1
0 | 253103-Packaged terminal HP Early Retirement |  | System | Commercial | 11-HTL-Lodging–Hotel(GuestRooms)-COOL | 0 |  |  |  |  | 429.557 | 0 | 112.5 | 0 | 0 | 317.057 | 0 |  | kWh | 0 | 0 | Commercial | [7 empty] | 15 | 0.5 |  |  |  | 1 | 1 | 0 | 0 | 0 | 0 | 0 | 0 | 0 | 0 | 0 | 0 | 2009 Qtr 1: 0; 2009 Qtr 2: 0; 2009 Qtr 3: 0; 2009 Qtr 4: 1; 2010 Qtr 1: 0; 2010 Qtr 2: 0; 2010 Qtr 3: 0; 2010 Qtr 4: 0; 2011 Qtr 1: 0; 2011 Qtr 2: 0; 2011 Qtr 3: 0; 2011 Qtr 4: 0 | 1
0 | 253103-Packaged terminal HP Early Retirement |  | System | Commercial | 11-HTL-Lodging–Hotel(GuestRooms)-COOL | 0 |  |  |  |  | 429.557 | 0 | 112.5 | 0 | 0 | 317.057 | 0 |  | kWh | 0 | 0 | Commercial | [7 empty] | 15 | 0.5 |  |  |  | 1 | 1 | 0 | 0 | 0 | 0 | 0 | 0 | 0 | 0 | 0 | 0 | 2009 Qtr 1: 0; 2009 Qtr 2: 0; 2009 Qtr 3: 0; 2009 Qtr 4: 1; 2010 Qtr 1: 0; 2010 Qtr 2: 0; 2010 Qtr 3: 0; 2010 Qtr 4: 0; 2011 Qtr 1: 0; 2011 Qtr 2: 0; 2011 Qtr 3: 0; 2011 Qtr 4: 0 | 1
0 | 253103-Packaged terminal HP Early Retirement |  | System | Commercial | 11-HTL-Lodging–Hotel(GuestRooms)-COOL | 0 |  |  |  |  | 429.557 | 0 | 112.5 | 0 | 0 | 317.057 | 0 |  | kWh | 0 | 0 | Commercial | [7 empty] | 15 | 0.5 |  |  |  | 1 | 1 | 0 | 0 | 0 | 0 | 0 | 0 | 0 | 0 | 0 | 0 | 2009 Qtr 1: 0; 2009 Qtr 2: 0; 2009 Qtr 3: 0; 2009 Qtr 4: 1; 2010 Qtr 1: 0; 2010 Qtr 2: 0; 2010 Qtr 3: 0; 2010 Qtr 4: 0; 2011 Qtr 1: 0; 2011 Qtr 2: 0; 2011 Qtr 3: 0; 2011 Qtr 4: 0 | 1
0 | 253103-Packaged terminal HP Early Retirement |  | System | Commercial | 11-HTL-Lodging–Hotel(GuestRooms)-COOL | 0 |  |  |  |  | 429.557 | 0 | 112.5 | 0 | 0 | 317.057 | 0 |  | kWh | 0 | 0 | Commercial | [7 empty] | 15 | 0.5 |  |  |  | 1 | 1 | 0 | 0 | 0 | 0 | 0 | 0 | 0 | 0 | 0 | 0 | 2009 Qtr 1: 0; 2009 Qtr 2: 0; 2009 Qtr 3: 0; 2009 Qtr 4: 1; 2010 Qtr 1: 0; 2010 Qtr 2: 0; 2010 Qtr 3: 0; 2010 Qtr 4: 0; 2011 Qtr 1: 0; 2011 Qtr 2: 0; 2011 Qtr 3: 0; 2011 Qtr 4: 0 | 1
0 | 253103-Packaged terminal HP Early Retirement |  | System | Commercial | 11-HTL-Lodging–Hotel(GuestRooms)-COOL | 0 |  |  |  |  | 429.557 | 0 | 112.5 | 0 | 0 | 317.057 | 0 |  | kWh | 0 | 0 | Commercial | [7 empty] | 15 | 0.5 |  |  |  | 1 | 1 | 0 | 0 | 0 | 0 | 0 | 0 | 0 | 0 | 0 | 0 | 2009 Qtr 1: 0; 2009 Qtr 2: 0; 2009 Qtr 3: 0; 2009 Qtr 4: 1; 2010 Qtr 1: 0; 2010 Qtr 2: 0; 2010 Qtr 3: 0; 2010 Qtr 4: 0; 2011 Qtr 1: 0; 2011 Qtr 2: 0; 2011 Qtr 3: 0; 2011 Qtr 4: 0 | 1
0 | 253103-Packaged terminal HP Early Retirement |  | System | Commercial | 11-HTL-Lodging–Hotel(GuestRooms)-COOL | 0 |  |  |  |  | 429.557 | 0 | 112.5 | 0 | 0 | 317.057 | 0 |  | kWh | 0 | 0 | Commercial | [7 empty] | 15 | 0.5 |  |  |  | 1 | 1 | 0 | 0 | 0 | 0 | 0 | 0 | 0 | 0 | 0 | 0 | 2009 Qtr 1: 0; 2009 Qtr 2: 0; 2009 Qtr 3: 0; 2009 Qtr 4: 1; 2010 Qtr 1: 0; 2010 Qtr 2: 0; 2010 Qtr 3: 0; 2010 Qtr 4: 0; 2011 Qtr 1: 0; 2011 Qtr 2: 0; 2011 Qtr 3: 0; 2011 Qtr 4: 0 | 1
0 | 253103-Packaged terminal HP Early Retirement |  | System | Commercial | 11-HTL-Lodging–Hotel(GuestRooms)-COOL | 0 |  |  |  |  | 429.557 | 0 | 112.5 | 0 | 0 | 317.057 | 0 |  | kWh | 0 | 0 | Commercial | [7 empty] | 15 | 0.5 |  |  |  | 1 | 1 | 0 | 0 | 0 | 0 | 0 | 0 | 0 | 0 | 0 | 0 | 2009 Qtr 1: 0; 2009 Qtr 2: 0; 2009 Qtr 3: 0; 2009 Qtr 4: 1; 2010 Qtr 1: 0; 2010 Qtr 2: 0; 2010 Qtr 3: 0; 2010 Qtr 4: 0; 2011 Qtr 1: 0; 2011 Qtr 2: 0; 2011 Qtr 3: 0; 2011 Qtr 4: 0 | 1
0 | 253103-Packaged terminal HP Early Retirement |  | System | Commercial | 11-HTL-Lodging–Hotel(GuestRooms)-COOL | 0 |  |  |  |  | 429.557 | 0 | 112.5 | 0 | 0 | 317.057 | 0 |  | kWh | 0 | 0 | Commercial | [7 empty] | 15 | 0.5 |  |  |  | 1 | 1 | 0 | 0 | 0 | 0 | 0 | 0 | 0 | 0 | 0 | 0 | 2009 Qtr 1: 0; 2009 Qtr 2: 0; 2009 Qtr 3: 0; 2009 Qtr 4: 1; 2010 Qtr 1: 0; 2010 Qtr 2: 0; 2010 Qtr 3: 0; 2010 Qtr 4: 0; 2011 Qtr 1: 0; 2011 Qtr 2: 0; 2011 Qtr 3: 0; 2011 Qtr 4: 0 | 1
0 | 253103-Packaged terminal HP Early Retirement |  | System | Commercial | 11-HTL-Lodging–Hotel(GuestRooms)-COOL | 0 |  |  |  |  | 429.557 | 0 | 112.5 | 0 | 0 | 317.057 | 0 |  | kWh | 0 | 0 | Commercial | [7 empty] | 15 | 0.5 |  |  |  | 1 | 1 | 0 | 0 | 0 | 0 | 0 | 0 | 0 | 0 | 0 | 0 | 2009 Qtr 1: 0; 2009 Qtr 2: 0; 2009 Qtr 3: 0; 2009 Qtr 4: 1; 2010 Qtr 1: 0; 2010 Qtr 2: 0; 2010 Qtr 3: 0; 2010 Qtr 4: 0; 2011 Qtr 1: 0; 2011 Qtr 2: 0; 2011 Qtr 3: 0; 2011 Qtr 4: 0 | 1
0 | 253103-Packaged terminal HP Early Retirement |  | System | Commercial | 11-HTL-Lodging–Hotel(GuestRooms)-COOL | 0 |  |  |  |  | 429.557 | 0 | 112.5 | 0 | 0 | 317.057 | 0 |  | kWh | 0 | 0 | Commercial | [7 empty] | 15 | 0.5 |  |  |  | 1 | 1 | 0 | 0 | 0 | 0 | 0 | 0 | 0 | 0 | 0 | 0 | 2009 Qtr 1: 0; 2009 Qtr 2: 0; 2009 Qtr 3: 0; 2009 Qtr 4: 1; 2010 Qtr 1: 0; 2010 Qtr 2: 0; 2010 Qtr 3: 0; 2010 Qtr 4: 0; 2011 Qtr 1: 0; 2011 Qtr 2: 0; 2011 Qtr 3: 0; 2011 Qtr 4: 0 | 1
0 | 253103-Packaged terminal HP Early Retirement |  | System | Commercial | 11-HTL-Lodging–Hotel(GuestRooms)-COOL | 0 |  |  |  |  | 429.557 | 0 | 112.5 | 0 | 0 | 317.057 | 0 |  | kWh | 0 | 0 | Commercial | [7 empty] | 15 | 0.5 |  |  |  | 1 | 1 | 0 | 0 | 0 | 0 | 0 | 0 | 0 | 0 | 0 | 0 | 2009 Qtr 1: 0; 2009 Qtr 2: 0; 2009 Qtr 3: 0; 2009 Qtr 4: 1; 2010 Qtr 1: 0; 2010 Qtr 2: 0; 2010 Qtr 3: 0; 2010 Qtr 4: 0; 2011 Qtr 1: 0; 2011 Qtr 2: 0; 2011 Qtr 3: 0; 2011 Qtr 4: 0 | 1
0 | 253103-Packaged terminal HP Early Retirement |  | System | Commercial | 11-HTL-Lodging–Hotel(GuestRooms)-COOL | 0 |  |  |  |  | 429.557 | 0 | 112.5 | 0 | 0 | 317.057 | 0 |  | kWh | 0 | 0 | Commercial | [7 empty] | 15 | 0.5 |  |  |  | 1 | 1 | 0 | 0 | 0 | 0 | 0 | 0 | 0 | 0 | 0 | 0 | 2009 Qtr 1: 0; 2009 Qtr 2: 0; 2009 Qtr 3: 0; 2009 Qtr 4: 1; 2010 Qtr 1: 0; 2010 Qtr 2: 0; 2010 Qtr 3: 0; 2010 Qtr 4: 0; 2011 Qtr 1: 0; 2011 Qtr 2: 0; 2011 Qtr 3: 0; 2011 Qtr 4: 0 | 1
0 | 253103-Packaged terminal HP Early Retirement |  | System | Commercial | 11-HTL-Lodging–Hotel(GuestRooms)-COOL | 0 |  |  |  |  | 429.557 | 0 | 112.5 | 0 | 0 | 317.057 | 0 |  | kWh | 0 | 0 | Commercial | [7 empty] | 15 | 0.5 |  |  |  | 1 | 1 | 0 | 0 | 0 | 0 | 0 | 0 | 0 | 0 | 0 | 0 | 2009 Qtr 1: 0; 2009 Qtr 2: 0; 2009 Qtr 3: 0; 2009 Qtr 4: 1; 2010 Qtr 1: 0; 2010 Qtr 2: 0; 2010 Qtr 3: 0; 2010 Qtr 4: 0; 2011 Qtr 1: 0; 2011 Qtr 2: 0; 2011 Qtr 3: 0; 2011 Qtr 4: 0 | 1
0 | 253103-Packaged terminal HP Early Retirement |  | System | Commercial | 11-HTL-Lodging–Hotel(GuestRooms)-COOL | 0 |  |  |  |  | 429.557 | 0 | 112.5 | 0 | 0 | 317.057 | 0 |  | kWh | 0 | 0 | Commercial | [7 empty] | 15 | 0.5 |  |  |  | 1 | 1 | 0 | 0 | 0 | 0 | 0 | 0 | 0 | 0 | 0 | 0 | 2009 Qtr 1: 0; 2009 Qtr 2: 0; 2009 Qtr 3: 0; 2009 Qtr 4: 1; 2010 Qtr 1: 0; 2010 Qtr 2: 0; 2010 Qtr 3: 0; 2010 Qtr 4: 0; 2011 Qtr 1: 0; 2011 Qtr 2: 0; 2011 Qtr 3: 0; 2011 Qtr 4: 0 | 1
0 | 253103-Packaged terminal HP Early Retirement |  | System | Commercial | 11-HTL-Lodging–Hotel(GuestRooms)-COOL | 0 |  |  |  |  | 429.557 | 0 | 112.5 | 0 | 0 | 317.057 | 0 |  | kWh | 0 | 0 | Commercial | [7 empty] | 15 | 0.5 |  |  |  | 1 | 1 | 0 | 0 | 0 | 0 | 0 | 0 | 0 | 0 | 0 | 0 | 2009 Qtr 1: 0; 2009 Qtr 2: 0; 2009 Qtr 3: 0; 2009 Qtr 4: 1; 2010 Qtr 1: 0; 2010 Qtr 2: 0; 2010 Qtr 3: 0; 2010 Qtr 4: 0; 2011 Qtr 1: 0; 2011 Qtr 2: 0; 2011 Qtr 3: 0; 2011 Qtr 4: 0 | 1
0 | 253103-Packaged terminal HP Early Retirement |  | System | Commercial | 11-HTL-Lodging–Hotel(GuestRooms)-COOL | 0 |  |  |  |  | 429.557 | 0 | 112.5 | 0 | 0 | 317.057 | 0 |  | kWh | 0 | 0 | Commercial | [7 empty] | 15 | 0.5 |  |  |  | 1 | 1 | 0 | 0 | 0 | 0 | 0 | 0 | 0 | 0 | 0 | 0 | 2009 Qtr 1: 0; 2009 Qtr 2: 0; 2009 Qtr 3: 0; 2009 Qtr 4: 1; 2010 Qtr 1: 0; 2010 Qtr 2: 0; 2010 Qtr 3: 0; 2010 Qtr 4: 0; 2011 Qtr 1: 0; 2011 Qtr 2: 0; 2011 Qtr 3: 0; 2011 Qtr 4: 0 | 1
0 | 253103-Packaged terminal HP Early Retirement |  | System | Commercial | 11-HTL-Lodging–Hotel(GuestRooms)-COOL | 0 |  |  |  |  | 429.557 | 0 | 112.5 | 0 | 0 | 317.057 | 0 |  | kWh | 0 | 0 | Commercial | [7 empty] | 15 | 0.5 |  |  |  | 1 | 1 | 0 | 0 | 0 | 0 | 0 | 0 | 0 | 0 | 0 | 0 | 2009 Qtr 1: 0; 2009 Qtr 2: 0; 2009 Qtr 3: 0; 2009 Qtr 4: 1; 2010 Qtr 1: 0; 2010 Qtr 2: 0; 2010 Qtr 3: 0; 2010 Qtr 4: 0; 2011 Qtr 1: 0; 2011 Qtr 2: 0; 2011 Qtr 3: 0; 2011 Qtr 4: 0 | 1
0 | 253103-Packaged terminal HP Early Retirement |  | System | Commercial | 11-HTL-Lodging–Hotel(GuestRooms)-COOL | 0 |  |  |  |  | 429.557 | 0 | 112.5 | 0 | 0 | 317.057 | 0 |  | kWh | 0 | 0 | Commercial | [7 empty] | 15 | 0.5 |  |  |  | 1 | 1 | 0 | 0 | 0 | 0 | 0 | 0 | 0 | 0 | 0 | 0 | 2009 Qtr 1: 0; 2009 Qtr 2: 0; 2009 Qtr 3: 0; 2009 Qtr 4: 1; 2010 Qtr 1: 0; 2010 Qtr 2: 0; 2010 Qtr 3: 0; 2010 Qtr 4: 0; 2011 Qtr 1: 0; 2011 Qtr 2: 0; 2011 Qtr 3: 0; 2011 Qtr 4: 0 | 1
0 | 253103-Packaged terminal HP Early Retirement |  | System | Commercial | 11-HTL-Lodging–Hotel(GuestRooms)-COOL | 0 |  |  |  |  | 429.557 | 0 | 112.5 | 0 | 0 | 317.057 | 0 |  | kWh | 0 | 0 | Commercial | [7 empty] | 15 | 0.5 |  |  |  | 1 | 1 | 0 | 0 | 0 | 0 | 0 | 0 | 0 | 0 | 0 | 0 | 2009 Qtr 1: 0; 2009 Qtr 2: 0; 2009 Qtr 3: 0; 2009 Qtr 4: 1; 2010 Qtr 1: 0; 2010 Qtr 2: 0; 2010 Qtr 3: 0; 2010 Qtr 4: 0; 2011 Qtr 1: 0; 2011 Qtr 2: 0; 2011 Qtr 3: 0; 2011 Qtr 4: 0 | 1
0 | 253103-Packaged terminal HP Early Retirement |  | System | Commercial | 11-HTL-Lodging–Hotel(GuestRooms)-COOL | 0 |  |  |  |  | 429.557 | 0 | 112.5 | 0 | 0 | 317.057 | 0 |  | kWh | 0 | 0 | Commercial | [7 empty] | 15 | 0.5 |  |  |  | 1 | 1 | 0 | 0 | 0 | 0 | 0 | 0 | 0 | 0 | 0 | 0 | 2009 Qtr 1: 0; 2009 Qtr 2: 0; 2009 Qtr 3: 0; 2009 Qtr 4: 1; 2010 Qtr 1: 0; 2010 Qtr 2: 0; 2010 Qtr 3: 0; 2010 Qtr 4: 0; 2011 Qtr 1: 0; 2011 Qtr 2: 0; 2011 Qtr 3: 0; 2011 Qtr 4: 0 | 1
0 | 253103-Packaged terminal HP Early Retirement |  | System | Commercial | 11-HTL-Lodging–Hotel(GuestRooms)-COOL | 0 |  |  |  |  | 429.557 | 0 | 112.5 | 0 | 0 | 317.057 | 0 |  | kWh | 0 | 0 | Commercial | [7 empty] | 15 | 0.5 |  |  |  | 1 | 1 | 0 | 0 | 0 | 0 | 0 | 0 | 0 | 0 | 0 | 0 | 2009 Qtr 1: 0; 2009 Qtr 2: 0; 2009 Qtr 3: 0; 2009 Qtr 4: 1; 2010 Qtr 1: 0; 2010 Qtr 2: 0; 2010 Qtr 3: 0; 2010 Qtr 4: 0; 2011 Qtr 1: 0; 2011 Qtr 2: 0; 2011 Qtr 3: 0; 2011 Qtr 4: 0 | 1
0 | 253103-Packaged terminal HP Early Retirement |  | System | Commercial | 11-HTL-Lodging–Hotel(GuestRooms)-COOL | 0 |  |  |  |  | 429.557 | 0 | 112.5 | 0 | 0 | 317.057 | 0 |  | kWh | 0 | 0 | Commercial | [7 empty] | 15 | 0.5 |  |  |  | 1 | 1 | 0 | 0 | 0 | 0 | 0 | 0 | 0 | 0 | 0 | 0 | 2009 Qtr 1: 0; 2009 Qtr 2: 0; 2009 Qtr 3: 0; 2009 Qtr 4: 1; 2010 Qtr 1: 0; 2010 Qtr 2: 0; 2010 Qtr 3: 0; 2010 Qtr 4: 0; 2011 Qtr 1: 0; 2011 Qtr 2: 0; 2011 Qtr 3: 0; 2011 Qtr 4: 0 | 1
0 | 253103-Packaged terminal HP Early Retirement |  | System | Commercial | 11-HTL-Lodging–Hotel(GuestRooms)-COOL | 0 |  |  |  |  | 429.557 | 0 | 112.5 | 0 | 0 | 317.057 | 0 |  | kWh | 0 | 0 | Commercial | [7 empty] | 15 | 0.5 |  |  |  | 1 | 1 | 0 | 0 | 0 | 0 | 0 | 0 | 0 | 0 | 0 | 0 | 2009 Qtr 1: 0; 2009 Qtr 2: 0; 2009 Qtr 3: 0; 2009 Qtr 4: 1; 2010 Qtr 1: 0; 2010 Qtr 2: 0; 2010 Qtr 3: 0; 2010 Qtr 4: 0; 2011 Qtr 1: 0; 2011 Qtr 2: 0; 2011 Qtr 3: 0; 2011 Qtr 4: 0 | 1
0 | 253103-Packaged terminal HP Early Retirement |  | System | Commercial | 11-HTL-Lodging–Hotel(GuestRooms)-COOL | 0 |  |  |  |  | 429.557 | 0 | 112.5 | 0 | 0 | 317.057 | 0 |  | kWh | 0 | 0 | Commercial | [7 empty] | 15 | 0.5 |  |  |  | 1 | 1 | 0 | 0 | 0 | 0 | 0 | 0 | 0 | 0 | 0 | 0 | 2009 Qtr 1: 0; 2009 Qtr 2: 0; 2009 Qtr 3: 0; 2009 Qtr 4: 1; 2010 Qtr 1: 0; 2010 Qtr 2: 0; 2010 Qtr 3: 0; 2010 Qtr 4: 0; 2011 Qtr 1: 0; 2011 Qtr 2: 0; 2011 Qtr 3: 0; 2011 Qtr 4: 0 | 1
0 | 253103-Packaged terminal HP Early Retirement |  | System | Commercial | 11-HTL-Lodging–Hotel(GuestRooms)-COOL | 0 |  |  |  |  | 429.557 | 0 | 112.5 | 0 | 0 | 317.057 | 0 |  | kWh | 0 | 0 | Commercial | [7 empty] | 15 | 0.5 |  |  |  | 1 | 1 | 0 | 0 | 0 | 0 | 0 | 0 | 0 | 0 | 0 | 0 | 2009 Qtr 1: 0; 2009 Qtr 2: 0; 2009 Qtr 3: 0; 2009 Qtr 4: 1; 2010 Qtr 1: 0; 2010 Qtr 2: 0; 2010 Qtr 3: 0; 2010 Qtr 4: 0; 2011 Qtr 1: 0; 2011 Qtr 2: 0; 2011 Qtr 3: 0; 2011 Qtr 4: 0 | 1
0 | 253103-Packaged terminal HP Early Retirement |  | System | Commercial | 11-HTL-Lodging–Hotel(GuestRooms)-COOL | 0 |  |  |  |  | 429.557 | 0 | 112.5 | 0 | 0 | 317.057 | 0 |  | kWh | 0 | 0 | Commercial | [7 empty] | 15 | 0.5 |  |  |  | 1 | 1 | 0 | 0 | 0 | 0 | 0 | 0 | 0 | 0 | 0 | 0 | 2009 Qtr 1: 0; 2009 Qtr 2: 0; 2009 Qtr 3: 0; 2009 Qtr 4: 1; 2010 Qtr 1: 0; 2010 Qtr 2: 0; 2010 Qtr 3: 0; 2010 Qtr 4: 0; 2011 Qtr 1: 0; 2011 Qtr 2: 0; 2011 Qtr 3: 0; 2011 Qtr 4: 0 | 1
0 | 253103-Packaged terminal HP Early Retirement |  | System | Commercial | 11-HTL-Lodging–Hotel(GuestRooms)-COOL | 0 |  |  |  |  | 429.557 | 0 | 112.5 | 0 | 0 | 317.057 | 0 |  | kWh | 0 | 0 | Commercial | [7 empty] | 15 | 0.5 |  |  |  | 1 | 1 | 0 | 0 | 0 | 0 | 0 | 0 | 0 | 0 | 0 | 0 | 2009 Qtr 1: 0; 2009 Qtr 2: 0; 2009 Qtr 3: 0; 2009 Qtr 4: 1; 2010 Qtr 1: 0; 2010 Qtr 2: 0; 2010 Qtr 3: 0; 2010 Qtr 4: 0; 2011 Qtr 1: 0; 2011 Qtr 2: 0; 2011 Qtr 3: 0; 2011 Qtr 4: 0 | 1
0 | 253103-Packaged terminal HP Early Retirement |  | System | Commercial | 11-HTL-Lodging–Hotel(GuestRooms)-COOL | 0 |  |  |  |  | 429.557 | 0 | 112.5 | 0 | 0 | 317.057 | 0 |  | kWh | 0 | 0 | Commercial | [7 empty] | 15 | 0.5 |  |  |  | 1 | 1 | 0 | 0 | 0 | 0 | 0 | 0 | 0 | 0 | 0 | 0 | 2009 Qtr 1: 0; 2009 Qtr 2: 0; 2009 Qtr 3: 0; 2009 Qtr 4: 1; 2010 Qtr 1: 0; 2010 Qtr 2: 0; 2010 Qtr 3: 0; 2010 Qtr 4: 0; 2011 Qtr 1: 0; 2011 Qtr 2: 0; 2011 Qtr 3: 0; 2011 Qtr 4: 0 | 1
0 | 253103-Packaged terminal HP Early Retirement |  | System | Commercial | 11-HTL-Lodging–Hotel(GuestRooms)-COOL | 0 |  |  |  |  | 429.557 | 0 | 112.5 | 0 | 0 | 317.057 | 0 |  | kWh | 0 | 0 | Commercial | [7 empty] | 15 | 0.5 |  |  |  | 1 | 1 | 0 | 0 | 0 | 0 | 0 | 0 | 0 | 0 | 0 | 0 | 2009 Qtr 1: 0; 2009 Qtr 2: 0; 2009 Qtr 3: 0; 2009 Qtr 4: 1; 2010 Qtr 1: 0; 2010 Qtr 2: 0; 2010 Qtr 3: 0; 2010 Qtr 4: 0; 2011 Qtr 1: 0; 2011 Qtr 2: 0; 2011 Qtr 3: 0; 2011 Qtr 4: 0 | 1
0 | 253103-Packaged terminal HP Early Retirement |  | System | Commercial | 11-HTL-Lodging–Hotel(GuestRooms)-COOL | 0 |  |  |  |  | 429.557 | 0 | 112.5 | 0 | 0 | 317.057 | 0 |  | kWh | 0 | 0 | Commercial | [7 empty] | 15 | 0.5 |  |  |  | 1 | 1 | 0 | 0 | 0 | 0 | 0 | 0 | 0 | 0 | 0 | 0 | 2009 Qtr 1: 0; 2009 Qtr 2: 0; 2009 Qtr 3: 0; 2009 Qtr 4: 1; 2010 Qtr 1: 0; 2010 Qtr 2: 0; 2010 Qtr 3: 0; 2010 Qtr 4: 0; 2011 Qtr 1: 0; 2011 Qtr 2: 0; 2011 Qtr 3: 0; 2011 Qtr 4: 0 | 1
0 | 253103-Packaged terminal HP Early Retirement |  | System | Commercial | 11-HTL-Lodging–Hotel(GuestRooms)-COOL | 0 |  |  |  |  | 429.557 | 0 | 112.5 | 0 | 0 | 317.057 | 0 |  | kWh | 0 | 0 | Commercial | [7 empty] | 15 | 0.5 |  |  |  | 1 | 1 | 0 | 0 | 0 | 0 | 0 | 0 | 0 | 0 | 0 | 0 | 2009 Qtr 1: 0; 2009 Qtr 2: 0; 2009 Qtr 3: 0; 2009 Qtr 4: 1; 2010 Qtr 1: 0; 2010 Qtr 2: 0; 2010 Qtr 3: 0; 2010 Qtr 4: 0; 2011 Qtr 1: 0; 2011 Qtr 2: 0; 2011 Qtr 3: 0; 2011 Qtr 4: 0 | 1
0 | 253103-Packaged terminal HP Early Retirement |  | System | Commercial | 11-HTL-Lodging–Hotel(GuestRooms)-COOL | 0 |  |  |  |  | 429.557 | 0 | 112.5 | 0 | 0 | 317.057 | 0 |  | kWh | 0 | 0 | Commercial | [7 empty] | 15 | 0.5 |  |  |  | 1 | 1 | 0 | 0 | 0 | 0 | 0 | 0 | 0 | 0 | 0 | 0 | 2009 Qtr 1: 0; 2009 Qtr 2: 0; 2009 Qtr 3: 0; 2009 Qtr 4: 1; 2010 Qtr 1: 0; 2010 Qtr 2: 0; 2010 Qtr 3: 0; 2010 Qtr 4: 0; 2011 Qtr 1: 0; 2011 Qtr 2: 0; 2011 Qtr 3: 0; 2011 Qtr 4: 0 | 1
0 | 253103-Packaged terminal HP Early Retirement |  | System | Commercial | 11-HTL-Lodging–Hotel(GuestRooms)-COOL | 0 |  |  |  |  | 429.557 | 0 | 112.5 | 0 | 0 | 317.057 | 0 |  | kWh | 0 | 0 | Commercial | [7 empty] | 15 | 0.5 |  |  |  | 1 | 1 | 0 | 0 | 0 | 0 | 0 | 0 | 0 | 0 | 0 | 0 | 2009 Qtr 1: 0; 2009 Qtr 2: 0; 2009 Qtr 3: 0; 2009 Qtr 4: 1; 2010 Qtr 1: 0; 2010 Qtr 2: 0; 2010 Qtr 3: 0; 2010 Qtr 4: 0; 2011 Qtr 1: 0; 2011 Qtr 2: 0; 2011 Qtr 3: 0; 2011 Qtr 4: 0 | 1
0 | 253103-Packaged terminal HP Early Retirement |  | System | Commercial | 11-HTL-Lodging–Hotel(GuestRooms)-COOL | 0 |  |  |  |  | 429.557 | 0 | 112.5 | 0 | 0 | 317.057 | 0 |  | kWh | 0 | 0 | Commercial | [7 empty] | 15 | 0.5 |  |  |  | 1 | 1 | 0 | 0 | 0 | 0 | 0 | 0 | 0 | 0 | 0 | 0 | 2009 Qtr 1: 0; 2009 Qtr 2: 0; 2009 Qtr 3: 0; 2009 Qtr 4: 1; 2010 Qtr 1: 0; 2010 Qtr 2: 0; 2010 Qtr 3: 0; 2010 Qtr 4: 0; 2011 Qtr 1: 0; 2011 Qtr 2: 0; 2011 Qtr 3: 0; 2011 Qtr 4: 0 | 1
0 | 253103-Packaged terminal HP Early Retirement |  | System | Commercial | 11-HTL-Lodging–Hotel(GuestRooms)-COOL | 0 |  |  |  |  | 429.557 | 0 | 112.5 | 0 | 0 | 317.057 | 0 |  | kWh | 0 | 0 | Commercial | [7 empty] | 15 | 0.5 |  |  |  | 1 | 1 | 0 | 0 | 0 | 0 | 0 | 0 | 0 | 0 | 0 | 0 | 2009 Qtr 1: 0; 2009 Qtr 2: 0; 2009 Qtr 3: 0; 2009 Qtr 4: 1; 2010 Qtr 1: 0; 2010 Qtr 2: 0; 2010 Qtr 3: 0; 2010 Qtr 4: 0; 2011 Qtr 1: 0; 2011 Qtr 2: 0; 2011 Qtr 3: 0; 2011 Qtr 4: 0 | 1
0 | 253103-Packaged terminal HP Early Retirement |  | System | Commercial | 11-HTL-Lodging–Hotel(GuestRooms)-COOL | 0 |  |  |  |  | 429.557 | 0 | 112.5 | 0 | 0 | 317.057 | 0 |  | kWh | 0 | 0 | Commercial | [7 empty] | 15 | 0.5 |  |  |  | 1 | 1 | 0 | 0 | 0 | 0 | 0 | 0 | 0 | 0 | 0 | 0 | 2009 Qtr 1: 0; 2009 Qtr 2: 0; 2009 Qtr 3: 0; 2009 Qtr 4: 1; 2010 Qtr 1: 0; 2010 Qtr 2: 0; 2010 Qtr 3: 0; 2010 Qtr 4: 0; 2011 Qtr 1: 0; 2011 Qtr 2: 0; 2011 Qtr 3: 0; 2011 Qtr 4: 0 | 1
0 | 253103-Packaged terminal HP Early Retirement |  | System | Commercial | 11-HTL-Lodging–Hotel(GuestRooms)-COOL | 0 |  |  |  |  | 429.557 | 0 | 112.5 | 0 | 0 | 317.057 | 0 |  | kWh | 0 | 0 | Commercial | [7 empty] | 15 | 0.5 |  |  |  | 1 | 1 | 0 | 0 | 0 | 0 | 0 | 0 | 0 | 0 | 0 | 0 | 2009 Qtr 1: 0; 2009 Qtr 2: 0; 2009 Qtr 3: 0; 2009 Qtr 4: 1; 2010 Qtr 1: 0; 2010 Qtr 2: 0; 2010 Qtr 3: 0; 2010 Qtr 4: 0; 2011 Qtr 1: 0; 2011 Qtr 2: 0; 2011 Qtr 3: 0; 2011 Qtr 4: 0 | 1
0 | 253103-Packaged terminal HP Early Retirement |  | System | Commercial | 11-HTL-Lodging–Hotel(GuestRooms)-COOL | 0 |  |  |  |  | 429.557 | 0 | 112.5 | 0 | 0 | 317.057 | 0 |  | kWh | 0 | 0 | Commercial | [7 empty] | 15 | 0.5 |  |  |  | 1 | 1 | 0 | 0 | 0 | 0 | 0 | 0 | 0 | 0 | 0 | 0 | 2009 Qtr 1: 0; 2009 Qtr 2: 0; 2009 Qtr 3: 0; 2009 Qtr 4: 1; 2010 Qtr 1: 0; 2010 Qtr 2: 0; 2010 Qtr 3: 0; 2010 Qtr 4: 0; 2011 Qtr 1: 0; 2011 Qtr 2: 0; 2011 Qtr 3: 0; 2011 Qtr 4: 0 | 1
0 | 253103-Packaged terminal HP Early Retirement |  | System | Commercial | 11-HTL-Lodging–Hotel(GuestRooms)-COOL | 0 |  |  |  |  | 429.557 | 0 | 112.5 | 0 | 0 | 317.057 | 0 |  | kWh | 0 | 0 | Commercial | [7 empty] | 15 | 0.5 |  |  |  | 1 | 1 | 0 | 0 | 0 | 0 | 0 | 0 | 0 | 0 | 0 | 0 | 2009 Qtr 1: 0; 2009 Qtr 2: 0; 2009 Qtr 3: 0; 2009 Qtr 4: 1; 2010 Qtr 1: 0; 2010 Qtr 2: 0; 2010 Qtr 3: 0; 2010 Qtr 4: 0; 2011 Qtr 1: 0; 2011 Qtr 2: 0; 2011 Qtr 3: 0; 2011 Qtr 4: 0 | 1
0 | 253103-Packaged terminal HP Early Retirement |  | System | Commercial | 11-HTL-Lodging–Hotel(GuestRooms)-COOL | 0 |  |  |  |  | 429.557 | 0 | 112.5 | 0 | 0 | 317.057 | 0 |  | kWh | 0 | 0 | Commercial | [7 empty] | 15 | 0.5 |  |  |  | 1 | 1 | 0 | 0 | 0 | 0 | 0 | 0 | 0 | 0 | 0 | 0 | 2009 Qtr 1: 0; 2009 Qtr 2: 0; 2009 Qtr 3: 0; 2009 Qtr 4: 1; 2010 Qtr 1: 0; 2010 Qtr 2: 0; 2010 Qtr 3: 0; 2010 Qtr 4: 0; 2011 Qtr 1: 0; 2011 Qtr 2: 0; 2011 Qtr 3: 0; 2011 Qtr 4: 0 | 1
0 | 253103-Packaged terminal HP Early Retirement |  | System | Commercial | 11-HTL-Lodging–Hotel(GuestRooms)-COOL | 0 |  |  |  |  | 429.557 | 0 | 112.5 | 0 | 0 | 317.057 | 0 |  | kWh | 0 | 0 | Commercial | [7 empty] | 15 | 0.5 |  |  |  | 1 | 1 | 0 | 0 | 0 | 0 | 0 | 0 | 0 | 0 | 0 | 0 | 2009 Qtr 1: 0; 2009 Qtr 2: 0; 2009 Qtr 3: 0; 2009 Qtr 4: 1; 2010 Qtr 1: 0; 2010 Qtr 2: 0; 2010 Qtr 3: 0; 2010 Qtr 4: 0; 2011 Qtr 1: 0; 2011 Qtr 2: 0; 2011 Qtr 3: 0; 2011 Qtr 4: 0 | 1
0 | 253103-Packaged terminal HP Early Retirement |  | System | Commercial | 11-HTL-Lodging–Hotel(GuestRooms)-COOL | 0 |  |  |  |  | 429.557 | 0 | 112.5 | 0 | 0 | 317.057 | 0 |  | kWh | 0 | 0 | Commercial | [7 empty] | 15 | 0.5 |  |  |  | 1 | 1 | 0 | 0 | 0 | 0 | 0 | 0 | 0 | 0 | 0 | 0 | 2009 Qtr 1: 0; 2009 Qtr 2: 0; 2009 Qtr 3: 0; 2009 Qtr 4: 1; 2010 Qtr 1: 0; 2010 Qtr 2: 0; 2010 Qtr 3: 0; 2010 Qtr 4: 0; 2011 Qtr 1: 0; 2011 Qtr 2: 0; 2011 Qtr 3: 0; 2011 Qtr 4: 0 | 1
0 | 253103-Packaged terminal HP Early Retirement |  | System | Commercial | 11-HTL-Lodging–Hotel(GuestRooms)-COOL | 0 |  |  |  |  | 429.557 | 0 | 112.5 | 0 | 0 | 317.057 | 0 |  | kWh | 0 | 0 | Commercial | [7 empty] | 15 | 0.5 |  |  |  | 1 | 1 | 0 | 0 | 0 | 0 | 0 | 0 | 0 | 0 | 0 | 0 | 2009 Qtr 1: 0; 2009 Qtr 2: 0; 2009 Qtr 3: 0; 2009 Qtr 4: 1; 2010 Qtr 1: 0; 2010 Qtr 2: 0; 2010 Qtr 3: 0; 2010 Qtr 4: 0; 2011 Qtr 1: 0; 2011 Qtr 2: 0; 2011 Qtr 3: 0; 2011 Qtr 4: 0 | 1
0 | 253103-Packaged terminal HP Early Retirement |  | System | Commercial | 11-HTL-Lodging–Hotel(GuestRooms)-COOL | 0 |  |  |  |  | 429.557 | 0 | 112.5 | 0 | 0 | 317.057 | 0 |  | kWh | 0 | 0 | Commercial | [7 empty] | 15 | 0.5 |  |  |  | 1 | 1 | 0 | 0 | 0 | 0 | 0 | 0 | 0 | 0 | 0 | 0 | 2009 Qtr 1: 0; 2009 Qtr 2: 0; 2009 Qtr 3: 0; 2009 Qtr 4: 1; 2010 Qtr 1: 0; 2010 Qtr 2: 0; 2010 Qtr 3: 0; 2010 Qtr 4: 0; 2011 Qtr 1: 0; 2011 Qtr 2: 0; 2011 Qtr 3: 0; 2011 Qtr 4: 0 | 1
0 | 253103-Packaged terminal HP Early Retirement |  | System | Commercial | 11-HTL-Lodging–Hotel(GuestRooms)-COOL | 0 |  |  |  |  | 429.557 | 0 | 112.5 | 0 | 0 | 317.057 | 0 |  | kWh | 0 | 0 | Commercial | [7 empty] | 15 | 0.5 |  |  |  | 1 | 1 | 0 | 0 | 0 | 0 | 0 | 0 | 0 | 0 | 0 | 0 | 2009 Qtr 1: 0; 2009 Qtr 2: 0; 2009 Qtr 3: 0; 2009 Qtr 4: 1; 2010 Qtr 1: 0; 2010 Qtr 2: 0; 2010 Qtr 3: 0; 2010 Qtr 4: 0; 2011 Qtr 1: 0; 2011 Qtr 2: 0; 2011 Qtr 3: 0; 2011 Qtr 4: 0 | 1
0 | 253103-Packaged terminal HP Early Retirement |  | System | Commercial | 11-HTL-Lodging–Hotel(GuestRooms)-COOL | 0 |  |  |  |  | 429.557 | 0 | 112.5 | 0 | 0 | 317.057 | 0 |  | kWh | 0 | 0 | Commercial | [7 empty] | 15 | 0.5 |  |  |  | 1 | 1 | 0 | 0 | 0 | 0 | 0 | 0 | 0 | 0 | 0 | 0 | 2009 Qtr 1: 0; 2009 Qtr 2: 0; 2009 Qtr 3: 0; 2009 Qtr 4: 1; 2010 Qtr 1: 0; 2010 Qtr 2: 0; 2010 Qtr 3: 0; 2010 Qtr 4: 0; 2011 Qtr 1: 0; 2011 Qtr 2: 0; 2011 Qtr 3: 0; 2011 Qtr 4: 0 | 1
0 | 253103-Packaged terminal HP Early Retirement |  | System | Commercial | 11-HTL-Lodging–Hotel(GuestRooms)-COOL | 0 |  |  |  |  | 429.557 | 0 | 112.5 | 0 | 0 | 317.057 | 0 |  | kWh | 0 | 0 | Commercial | [7 empty] | 15 | 0.5 |  |  |  | 1 | 1 | 0 | 0 | 0 | 0 | 0 | 0 | 0 | 0 | 0 | 0 | 2009 Qtr 1: 0; 2009 Qtr 2: 0; 2009 Qtr 3: 0; 2009 Qtr 4: 1; 2010 Qtr 1: 0; 2010 Qtr 2: 0; 2010 Qtr 3: 0; 2010 Qtr 4: 0; 2011 Qtr 1: 0; 2011 Qtr 2: 0; 2011 Qtr 3: 0; 2011 Qtr 4: 0 | 1
0 | 253103-Packaged terminal HP Early Retirement |  | System | Commercial | 11-HTL-Lodging–Hotel(GuestRooms)-COOL | 0 |  |  |  |  | 429.557 | 0 | 112.5 | 0 | 0 | 317.057 | 0 |  | kWh | 0 | 0 | Commercial | [7 empty] | 15 | 0.5 |  |  |  | 1 | 1 | 0 | 0 | 0 | 0 | 0 | 0 | 0 | 0 | 0 | 0 | 2009 Qtr 1: 0; 2009 Qtr 2: 0; 2009 Qtr 3: 0; 2009 Qtr 4: 1; 2010 Qtr 1: 0; 2010 Qtr 2: 0; 2010 Qtr 3: 0; 2010 Qtr 4: 0; 2011 Qtr 1: 0; 2011 Qtr 2: 0; 2011 Qtr 3: 0; 2011 Qtr 4: 0 | 1
0 | 253103-Packaged terminal HP Early Retirement |  | System | Commercial | 11-HTL-Lodging–Hotel(GuestRooms)-COOL | 0 |  |  |  |  | 429.557 | 0 | 112.5 | 0 | 0 | 317.057 | 0 |  | kWh | 0 | 0 | Commercial | [7 empty] | 15 | 0.5 |  |  |  | 1 | 1 | 0 | 0 | 0 | 0 | 0 | 0 | 0 | 0 | 0 | 0 | 2009 Qtr 1: 0; 2009 Qtr 2: 0; 2009 Qtr 3: 0; 2009 Qtr 4: 1; 2010 Qtr 1: 0; 2010 Qtr 2: 0; 2010 Qtr 3: 0; 2010 Qtr 4: 0; 2011 Qtr 1: 0; 2011 Qtr 2: 0; 2011 Qtr 3: 0; 2011 Qtr 4: 0 | 1
0 | 253103-Packaged terminal HP Early Retirement |  | System | Commercial | 11-HTL-Lodging–Hotel(GuestRooms)-COOL | 0 |  |  |  |  | 429.557 | 0 | 112.5 | 0 | 0 | 317.057 | 0 |  | kWh | 0 | 0 | Commercial | [7 empty] | 15 | 0.5 |  |  |  | 1 | 1 | 0 | 0 | 0 | 0 | 0 | 0 | 0 | 0 | 0 | 0 | 2009 Qtr 1: 0; 2009 Qtr 2: 0; 2009 Qtr 3: 0; 2009 Qtr 4: 1; 2010 Qtr 1: 0; 2010 Qtr 2: 0; 2010 Qtr 3: 0; 2010 Qtr 4: 0; 2011 Qtr 1: 0; 2011 Qtr 2: 0; 2011 Qtr 3: 0; 2011 Qtr 4: 0 | 1
0 | 253103-Packaged terminal HP Early Retirement |  | System | Commercial | 11-HTL-Lodging–Hotel(GuestRooms)-COOL | 0 |  |  |  |  | 429.557 | 0 | 112.5 | 0 | 0 | 317.057 | 0 |  | kWh | 0 | 0 | Commercial | [7 empty] | 15 | 0.5 |  |  |  | 1 | 1 | 0 | 0 | 0 | 0 | 0 | 0 | 0 | 0 | 0 | 0 | 2009 Qtr 1: 0; 2009 Qtr 2: 0; 2009 Qtr 3: 0; 2009 Qtr 4: 1; 2010 Qtr 1: 0; 2010 Qtr 2: 0; 2010 Qtr 3: 0; 2010 Qtr 4: 0; 2011 Qtr 1: 0; 2011 Qtr 2: 0; 2011 Qtr 3: 0; 2011 Qtr 4: 0 | 1
0 | 253103-Packaged terminal HP Early Retirement |  | System | Commercial | 11-HTL-Lodging–Hotel(GuestRooms)-COOL | 0 |  |  |  |  | 429.557 | 0 | 112.5 | 0 | 0 | 317.057 | 0 |  | kWh | 0 | 0 | Commercial | [7 empty] | 15 | 0.5 |  |  |  | 1 | 1 | 0 | 0 | 0 | 0 | 0 | 0 | 0 | 0 | 0 | 0 | 2009 Qtr 1: 0; 2009 Qtr 2: 0; 2009 Qtr 3: 0; 2009 Qtr 4: 1; 2010 Qtr 1: 0; 2010 Qtr 2: 0; 2010 Qtr 3: 0; 2010 Qtr 4: 0; 2011 Qtr 1: 0; 2011 Qtr 2: 0; 2011 Qtr 3: 0; 2011 Qtr 4: 0 | 1
0 | 253103-Packaged terminal HP Early Retirement |  | System | Commercial | 11-HTL-Lodging–Hotel(GuestRooms)-COOL | 0 |  |  |  |  | 429.557 | 0 | 112.5 | 0 | 0 | 317.057 | 0 |  | kWh | 0 | 0 | Commercial | [7 empty] | 15 | 0.5 |  |  |  | 1 | 1 | 0 | 0 | 0 | 0 | 0 | 0 | 0 | 0 | 0 | 0 | 2009 Qtr 1: 0; 2009 Qtr 2: 0; 2009 Qtr 3: 0; 2009 Qtr 4: 1; 2010 Qtr 1: 0; 2010 Qtr 2: 0; 2010 Qtr 3: 0; 2010 Qtr 4: 0; 2011 Qtr 1: 0; 2011 Qtr 2: 0; 2011 Qtr 3: 0; 2011 Qtr 4: 0 | 1
0 | 253103-Packaged terminal HP Early Retirement |  | System | Commercial | 11-HTL-Lodging–Hotel(GuestRooms)-COOL | 0 |  |  |  |  | 429.557 | 0 | 112.5 | 0 | 0 | 317.057 | 0 |  | kWh | 0 | 0 | Commercial | [7 empty] | 15 | 0.5 |  |  |  | 1 | 1 | 0 | 0 | 0 | 0 | 0 | 0 | 0 | 0 | 0 | 0 | 2009 Qtr 1: 0; 2009 Qtr 2: 0; 2009 Qtr 3: 0; 2009 Qtr 4: 1; 2010 Qtr 1: 0; 2010 Qtr 2: 0; 2010 Qtr 3: 0; 2010 Qtr 4: 0; 2011 Qtr 1: 0; 2011 Qtr 2: 0; 2011 Qtr 3: 0; 2011 Qtr 4: 0 | 1
0 | 253103-Packaged terminal HP Early Retirement |  | System | Commercial | 11-HTL-Lodging–Hotel(GuestRooms)-COOL | 0 |  |  |  |  | 429.557 | 0 | 112.5 | 0 | 0 | 317.057 | 0 |  | kWh | 0 | 0 | Commercial | [7 empty] | 15 | 0.5 |  |  |  | 1 | 1 | 0 | 0 | 0 | 0 | 0 | 0 | 0 | 0 | 0 | 0 | 2009 Qtr 1: 0; 2009 Qtr 2: 0; 2009 Qtr 3: 0; 2009 Qtr 4: 1; 2010 Qtr 1: 0; 2010 Qtr 2: 0; 2010 Qtr 3: 0; 2010 Qtr 4: 0; 2011 Qtr 1: 0; 2011 Qtr 2: 0; 2011 Qtr 3: 0; 2011 Qtr 4: 0 | 1
0 | 253103-Packaged terminal HP Early Retirement |  | System | Commercial | 11-HTL-Lodging–Hotel(GuestRooms)-COOL | 0 |  |  |  |  | 429.557 | 0 | 112.5 | 0 | 0 | 317.057 | 0 |  | kWh | 0 | 0 | Commercial | [7 empty] | 15 | 0.5 |  |  |  | 1 | 1 | 0 | 0 | 0 | 0 | 0 | 0 | 0 | 0 | 0 | 0 | 2009 Qtr 1: 0; 2009 Qtr 2: 0; 2009 Qtr 3: 0; 2009 Qtr 4: 1; 2010 Qtr 1: 0; 2010 Qtr 2: 0; 2010 Qtr 3: 0; 2010 Qtr 4: 0; 2011 Qtr 1: 0; 2011 Qtr 2: 0; 2011 Qtr 3: 0; 2011 Qtr 4: 0 | 1
0 | 253103-Packaged terminal HP Early Retirement |  | System | Commercial | 11-HTL-Lodging–Hotel(GuestRooms)-COOL | 0 |  |  |  |  | 429.557 | 0 | 112.5 | 0 | 0 | 317.057 | 0 |  | kWh | 0 | 0 | Commercial | [7 empty] | 15 | 0.5 |  |  |  | 1 | 1 | 0 | 0 | 0 | 0 | 0 | 0 | 0 | 0 | 0 | 0 | 2009 Qtr 1: 0; 2009 Qtr 2: 0; 2009 Qtr 3: 0; 2009 Qtr 4: 1; 2010 Qtr 1: 0; 2010 Qtr 2: 0; 2010 Qtr 3: 0; 2010 Qtr 4: 0; 2011 Qtr 1: 0; 2011 Qtr 2: 0; 2011 Qtr 3: 0; 2011 Qtr 4: 0 | 1
0 | 253103-Packaged terminal HP Early Retirement |  | System | Commercial | 11-HTL-Lodging–Hotel(GuestRooms)-COOL | 0 |  |  |  |  | 429.557 | 0 | 112.5 | 0 | 0 | 317.057 | 0 |  | kWh | 0 | 0 | Commercial | [7 empty] | 15 | 0.5 |  |  |  | 1 | 1 | 0 | 0 | 0 | 0 | 0 | 0 | 0 | 0 | 0 | 0 | 2009 Qtr 1: 0; 2009 Qtr 2: 0; 2009 Qtr 3: 0; 2009 Qtr 4: 1; 2010 Qtr 1: 0; 2010 Qtr 2: 0; 2010 Qtr 3: 0; 2010 Qtr 4: 0; 2011 Qtr 1: 0; 2011 Qtr 2: 0; 2011 Qtr 3: 0; 2011 Qtr 4: 0 | 1
0 | 253103-Packaged terminal HP Early Retirement |  | System | Commercial | 11-HTL-Lodging–Hotel(GuestRooms)-COOL | 0 |  |  |  |  | 429.557 | 0 | 112.5 | 0 | 0 | 317.057 | 0 |  | kWh | 0 | 0 | Commercial | [7 empty] | 15 | 0.5 |  |  |  | 1 | 1 | 0 | 0 | 0 | 0 | 0 | 0 | 0 | 0 | 0 | 0 | 2009 Qtr 1: 0; 2009 Qtr 2: 0; 2009 Qtr 3: 0; 2009 Qtr 4: 1; 2010 Qtr 1: 0; 2010 Qtr 2: 0; 2010 Qtr 3: 0; 2010 Qtr 4: 0; 2011 Qtr 1: 0; 2011 Qtr 2: 0; 2011 Qtr 3: 0; 2011 Qtr 4: 0 | 1
0 | 253103-Packaged terminal HP Early Retirement |  | System | Commercial | 11-HTL-Lodging–Hotel(GuestRooms)-COOL | 0 |  |  |  |  | 429.557 | 0 | 112.5 | 0 | 0 | 317.057 | 0 |  | kWh | 0 | 0 | Commercial | [7 empty] | 15 | 0.5 |  |  |  | 1 | 1 | 0 | 0 | 0 | 0 | 0 | 0 | 0 | 0 | 0 | 0 | 2009 Qtr 1: 0; 2009 Qtr 2: 0; 2009 Qtr 3: 0; 2009 Qtr 4: 1; 2010 Qtr 1: 0; 2010 Qtr 2: 0; 2010 Qtr 3: 0; 2010 Qtr 4: 0; 2011 Qtr 1: 0; 2011 Qtr 2: 0; 2011 Qtr 3: 0; 2011 Qtr 4: 0 | 1
0 | 253103-Packaged terminal HP Early Retirement |  | System | Commercial | 11-HTL-Lodging–Hotel(GuestRooms)-COOL | 0 |  |  |  |  | 429.557 | 0 | 112.5 | 0 | 0 | 317.057 | 0 |  | kWh | 0 | 0 | Commercial | [7 empty] | 15 | 0.5 |  |  |  | 1 | 1 | 0 | 0 | 0 | 0 | 0 | 0 | 0 | 0 | 0 | 0 | 2009 Qtr 1: 0; 2009 Qtr 2: 0; 2009 Qtr 3: 0; 2009 Qtr 4: 1; 2010 Qtr 1: 0; 2010 Qtr 2: 0; 2010 Qtr 3: 0; 2010 Qtr 4: 0; 2011 Qtr 1: 0; 2011 Qtr 2: 0; 2011 Qtr 3: 0; 2011 Qtr 4: 0 | 1
0 | 253103-Packaged terminal HP Early Retirement |  | System | Commercial | 11-HTL-Lodging–Hotel(GuestRooms)-COOL | 0 |  |  |  |  | 429.557 | 0 | 112.5 | 0 | 0 | 317.057 | 0 |  | kWh | 0 | 0 | Commercial | [7 empty] | 15 | 0.5 |  |  |  | 1 | 1 | 0 | 0 | 0 | 0 | 0 | 0 | 0 | 0 | 0 | 0 | 2009 Qtr 1: 0; 2009 Qtr 2: 0; 2009 Qtr 3: 0; 2009 Qtr 4: 1; 2010 Qtr 1: 0; 2010 Qtr 2: 0; 2010 Qtr 3: 0; 2010 Qtr 4: 0; 2011 Qtr 1: 0; 2011 Qtr 2: 0; 2011 Qtr 3: 0; 2011 Qtr 4: 0 | 1
0 | 253103-Packaged terminal HP Early Retirement |  | System | Commercial | 11-HTL-Lodging–Hotel(GuestRooms)-COOL | 0 |  |  |  |  | 429.557 | 0 | 112.5 | 0 | 0 | 317.057 | 0 |  | kWh | 0 | 0 | Commercial | [7 empty] | 15 | 0.5 |  |  |  | 1 | 1 | 0 | 0 | 0 | 0 | 0 | 0 | 0 | 0 | 0 | 0 | 2009 Qtr 1: 0; 2009 Qtr 2: 0; 2009 Qtr 3: 0; 2009 Qtr 4: 1; 2010 Qtr 1: 0; 2010 Qtr 2: 0; 2010 Qtr 3: 0; 2010 Qtr 4: 0; 2011 Qtr 1: 0; 2011 Qtr 2: 0; 2011 Qtr 3: 0; 2011 Qtr 4: 0 | 1
0 | 253103-Packaged terminal HP Early Retirement |  | System | Commercial | 11-HTL-Lodging–Hotel(GuestRooms)-COOL | 0 |  |  |  |  | 429.557 | 0 | 112.5 | 0 | 0 | 317.057 | 0 |  | kWh | 0 | 0 | Commercial | [7 empty] | 15 | 0.5 |  |  |  | 1 | 1 | 0 | 0 | 0 | 0 | 0 | 0 | 0 | 0 | 0 | 0 | 2009 Qtr 1: 0; 2009 Qtr 2: 0; 2009 Qtr 3: 0; 2009 Qtr 4: 1; 2010 Qtr 1: 0; 2010 Qtr 2: 0; 2010 Qtr 3: 0; 2010 Qtr 4: 0; 2011 Qtr 1: 0; 2011 Qtr 2: 0; 2011 Qtr 3: 0; 2011 Qtr 4: 0 | 1
0 | 253103-Packaged terminal HP Early Retirement |  | System | Commercial | 11-HTL-Lodging–Hotel(GuestRooms)-COOL | 0 |  |  |  |  | 429.557 | 0 | 112.5 | 0 | 0 | 317.057 | 0 |  | kWh | 0 | 0 | Commercial | [7 empty] | 15 | 0.5 |  |  |  | 1 | 1 | 0 | 0 | 0 | 0 | 0 | 0 | 0 | 0 | 0 | 0 | 2009 Qtr 1: 0; 2009 Qtr 2: 0; 2009 Qtr 3: 0; 2009 Qtr 4: 1; 2010 Qtr 1: 0; 2010 Qtr 2: 0; 2010 Qtr 3: 0; 2010 Qtr 4: 0; 2011 Qtr 1: 0; 2011 Qtr 2: 0; 2011 Qtr 3: 0; 2011 Qtr 4: 0 | 1
0 | 253103-Packaged terminal HP Early Retirement |  | System | Commercial | 11-HTL-Lodging–Hotel(GuestRooms)-COOL | 0 |  |  |  |  | 429.557 | 0 | 112.5 | 0 | 0 | 317.057 | 0 |  | kWh | 0 | 0 | Commercial | [7 empty] | 15 | 0.5 |  |  |  | 1 | 1 | 0 | 0 | 0 | 0 | 0 | 0 | 0 | 0 | 0 | 0 | 2009 Qtr 1: 0; 2009 Qtr 2: 0; 2009 Qtr 3: 0; 2009 Qtr 4: 1; 2010 Qtr 1: 0; 2010 Qtr 2: 0; 2010 Qtr 3: 0; 2010 Qtr 4: 0; 2011 Qtr 1: 0; 2011 Qtr 2: 0; 2011 Qtr 3: 0; 2011 Qtr 4: 0 | 1
0 | 253103-Packaged terminal HP Early Retirement |  | System | Commercial | 11-HTL-Lodging–Hotel(GuestRooms)-COOL | 0 |  |  |  |  | 429.557 | 0 | 112.5 | 0 | 0 | 317.057 | 0 |  | kWh | 0 | 0 | Commercial | [7 empty] | 15 | 0.5 |  |  |  | 1 | 1 | 0 | 0 | 0 | 0 | 0 | 0 | 0 | 0 | 0 | 0 | 2009 Qtr 1: 0; 2009 Qtr 2: 0; 2009 Qtr 3: 0; 2009 Qtr 4: 1; 2010 Qtr 1: 0; 2010 Qtr 2: 0; 2010 Qtr 3: 0; 2010 Qtr 4: 0; 2011 Qtr 1: 0; 2011 Qtr 2: 0; 2011 Qtr 3: 0; 2011 Qtr 4: 0 | 1
0 | 253103-Packaged terminal HP Early Retirement |  | System | Commercial | 11-HTL-Lodging–Hotel(GuestRooms)-COOL | 0 |  |  |  |  | 429.557 | 0 | 112.5 | 0 | 0 | 317.057 | 0 |  | kWh | 0 | 0 | Commercial | [7 empty] | 15 | 0.5 |  |  |  | 1 | 1 | 0 | 0 | 0 | 0 | 0 | 0 | 0 | 0 | 0 | 0 | 2009 Qtr 1: 0; 2009 Qtr 2: 0; 2009 Qtr 3: 0; 2009 Qtr 4: 1; 2010 Qtr 1: 0; 2010 Qtr 2: 0; 2010 Qtr 3: 0; 2010 Qtr 4: 0; 2011 Qtr 1: 0; 2011 Qtr 2: 0; 2011 Qtr 3: 0; 2011 Qtr 4: 0 | 1
0 | 253103-Packaged terminal HP Early Retirement |  | System | Commercial | 11-HTL-Lodging–Hotel(GuestRooms)-COOL | 0 |  |  |  |  | 429.557 | 0 | 112.5 | 0 | 0 | 317.057 | 0 |  | kWh | 0 | 0 | Commercial | [7 empty] | 15 | 0.5 |  |  |  | 1 | 1 | 0 | 0 | 0 | 0 | 0 | 0 | 0 | 0 | 0 | 0 | 2009 Qtr 1: 0; 2009 Qtr 2: 0; 2009 Qtr 3: 0; 2009 Qtr 4: 1; 2010 Qtr 1: 0; 2010 Qtr 2: 0; 2010 Qtr 3: 0; 2010 Qtr 4: 0; 2011 Qtr 1: 0; 2011 Qtr 2: 0; 2011 Qtr 3: 0; 2011 Qtr 4: 0 | 1
0 | 253103-Packaged terminal HP Early Retirement |  | System | Commercial | 11-HTL-Lodging–Hotel(GuestRooms)-COOL | 0 |  |  |  |  | 429.557 | 0 | 112.5 | 0 | 0 | 317.057 | 0 |  | kWh | 0 | 0 | Commercial | [7 empty] | 15 | 0.5 |  |  |  | 1 | 1 | 0 | 0 | 0 | 0 | 0 | 0 | 0 | 0 | 0 | 0 | 2009 Qtr 1: 0; 2009 Qtr 2: 0; 2009 Qtr 3: 0; 2009 Qtr 4: 1; 2010 Qtr 1: 0; 2010 Qtr 2: 0; 2010 Qtr 3: 0; 2010 Qtr 4: 0; 2011 Qtr 1: 0; 2011 Qtr 2: 0; 2011 Qtr 3: 0; 2011 Qtr 4: 0 | 1
0 | 253103-Packaged terminal HP Early Retirement |  | System | Commercial | 11-HTL-Lodging–Hotel(GuestRooms)-COOL | 0 |  |  |  |  | 429.557 | 0 | 112.5 | 0 | 0 | 317.057 | 0 |  | kWh | 0 | 0 | Commercial | [7 empty] | 15 | 0.5 |  |  |  | 1 | 1 | 0 | 0 | 0 | 0 | 0 | 0 | 0 | 0 | 0 | 0 | 2009 Qtr 1: 0; 2009 Qtr 2: 0; 2009 Qtr 3: 0; 2009 Qtr 4: 1; 2010 Qtr 1: 0; 2010 Qtr 2: 0; 2010 Qtr 3: 0; 2010 Qtr 4: 0; 2011 Qtr 1: 0; 2011 Qtr 2: 0; 2011 Qtr 3: 0; 2011 Qtr 4: 0 | 1
0 | 253103-Packaged terminal HP Early Retirement |  | System | Commercial | 11-HTL-Lodging–Hotel(GuestRooms)-COOL | 0 |  |  |  |  | 429.557 | 0 | 112.5 | 0 | 0 | 317.057 | 0 |  | kWh | 0 | 0 | Commercial | [7 empty] | 15 | 0.5 |  |  |  | 1 | 1 | 0 | 0 | 0 | 0 | 0 | 0 | 0 | 0 | 0 | 0 | 2009 Qtr 1: 0; 2009 Qtr 2: 0; 2009 Qtr 3: 0; 2009 Qtr 4: 1; 2010 Qtr 1: 0; 2010 Qtr 2: 0; 2010 Qtr 3: 0; 2010 Qtr 4: 0; 2011 Qtr 1: 0; 2011 Qtr 2: 0; 2011 Qtr 3: 0; 2011 Qtr 4: 0 | 1
0 | 253103-Packaged terminal HP Early Retirement |  | System | Commercial | 11-HTL-Lodging–Hotel(GuestRooms)-COOL | 0 |  |  |  |  | 429.557 | 0 | 112.5 | 0 | 0 | 317.057 | 0 |  | kWh | 0 | 0 | Commercial | [7 empty] | 15 | 0.5 |  |  |  | 1 | 1 | 0 | 0 | 0 | 0 | 0 | 0 | 0 | 0 | 0 | 0 | 2009 Qtr 1: 0; 2009 Qtr 2: 0; 2009 Qtr 3: 0; 2009 Qtr 4: 1; 2010 Qtr 1: 0; 2010 Qtr 2: 0; 2010 Qtr 3: 0; 2010 Qtr 4: 0; 2011 Qtr 1: 0; 2011 Qtr 2: 0; 2011 Qtr 3: 0; 2011 Qtr 4: 0 | 1
0 | 253103-Packaged terminal HP Early Retirement |  | System | Commercial | 11-HTL-Lodging–Hotel(GuestRooms)-COOL | 0 |  |  |  |  | 429.557 | 0 | 112.5 | 0 | 0 | 317.057 | 0 |  | kWh | 0 | 0 | Commercial | [7 empty] | 15 | 0.5 |  |  |  | 1 | 1 | 0 | 0 | 0 | 0 | 0 | 0 | 0 | 0 | 0 | 0 | 2009 Qtr 1: 0; 2009 Qtr 2: 0; 2009 Qtr 3: 0; 2009 Qtr 4: 1; 2010 Qtr 1: 0; 2010 Qtr 2: 0; 2010 Qtr 3: 0; 2010 Qtr 4: 0; 2011 Qtr 1: 0; 2011 Qtr 2: 0; 2011 Qtr 3: 0; 2011 Qtr 4: 0 | 1
0 | 253103-Packaged terminal HP Early Retirement |  | System | Commercial | 11-HTL-Lodging–Hotel(GuestRooms)-COOL | 0 |  |  |  |  | 429.557 | 0 | 112.5 | 0 | 0 | 317.057 | 0 |  | kWh | 0 | 0 | Commercial | [7 empty] | 15 | 0.5 |  |  |  | 1 | 1 | 0 | 0 | 0 | 0 | 0 | 0 | 0 | 0 | 0 | 0 | 2009 Qtr 1: 0; 2009 Qtr 2: 0; 2009 Qtr 3: 0; 2009 Qtr 4: 1; 2010 Qtr 1: 0; 2010 Qtr 2: 0; 2010 Qtr 3: 0; 2010 Qtr 4: 0; 2011 Qtr 1: 0; 2011 Qtr 2: 0; 2011 Qtr 3: 0; 2011 Qtr 4: 0 | 1
0 | 253103-Packaged terminal HP Early Retirement |  | System | Commercial | 11-HTL-Lodging–Hotel(GuestRooms)-COOL | 0 |  |  |  |  | 429.557 | 0 | 112.5 | 0 | 0 | 317.057 | 0 |  | kWh | 0 | 0 | Commercial | [7 empty] | 15 | 0.5 |  |  |  | 1 | 1 | 0 | 0 | 0 | 0 | 0 | 0 | 0 | 0 | 0 | 0 | 2009 Qtr 1: 0; 2009 Qtr 2: 0; 2009 Qtr 3: 0; 2009 Qtr 4: 1; 2010 Qtr 1: 0; 2010 Qtr 2: 0; 2010 Qtr 3: 0; 2010 Qtr 4: 0; 2011 Qtr 1: 0; 2011 Qtr 2: 0; 2011 Qtr 3: 0; 2011 Qtr 4: 0 | 1
0 | 253103-Packaged terminal HP Early Retirement |  | System | Commercial | 11-HTL-Lodging–Hotel(GuestRooms)-COOL | 0 |  |  |  |  | 429.557 | 0 | 112.5 | 0 | 0 | 317.057 | 0 |  | kWh | 0 | 0 | Commercial | [7 empty] | 15 | 0.5 |  |  |  | 1 | 1 | 0 | 0 | 0 | 0 | 0 | 0 | 0 | 0 | 0 | 0 | 2009 Qtr 1: 0; 2009 Qtr 2: 0; 2009 Qtr 3: 0; 2009 Qtr 4: 1; 2010 Qtr 1: 0; 2010 Qtr 2: 0; 2010 Qtr 3: 0; 2010 Qtr 4: 0; 2011 Qtr 1: 0; 2011 Qtr 2: 0; 2011 Qtr 3: 0; 2011 Qtr 4: 0 | 1
0 | 253103-Packaged terminal HP Early Retirement |  | System | Commercial | 11-HTL-Lodging–Hotel(GuestRooms)-COOL | 0 |  |  |  |  | 429.557 | 0 | 112.5 | 0 | 0 | 317.057 | 0 |  | kWh | 0 | 0 | Commercial | [7 empty] | 15 | 0.5 |  |  |  | 1 | 1 | 0 | 0 | 0 | 0 | 0 | 0 | 0 | 0 | 0 | 0 | 2009 Qtr 1: 0; 2009 Qtr 2: 0; 2009 Qtr 3: 0; 2009 Qtr 4: 1; 2010 Qtr 1: 0; 2010 Qtr 2: 0; 2010 Qtr 3: 0; 2010 Qtr 4: 0; 2011 Qtr 1: 0; 2011 Qtr 2: 0; 2011 Qtr 3: 0; 2011 Qtr 4: 0 | 1
0 | 253103-Packaged terminal HP Early Retirement |  | System | Commercial | 11-HTL-Lodging–Hotel(GuestRooms)-COOL | 0 |  |  |  |  | 429.557 | 0 | 112.5 | 0 | 0 | 317.057 | 0 |  | kWh | 0 | 0 | Commercial | [7 empty] | 15 | 0.5 |  |  |  | 1 | 1 | 0 | 0 | 0 | 0 | 0 | 0 | 0 | 0 | 0 | 0 | 2009 Qtr 1: 0; 2009 Qtr 2: 0; 2009 Qtr 3: 0; 2009 Qtr 4: 1; 2010 Qtr 1: 0; 2010 Qtr 2: 0; 2010 Qtr 3: 0; 2010 Qtr 4: 0; 2011 Qtr 1: 0; 2011 Qtr 2: 0; 2011 Qtr 3: 0; 2011 Qtr 4: 0 | 1
0 | 253103-Packaged terminal HP Early Retirement |  | System | Commercial | 11-HTL-Lodging–Hotel(GuestRooms)-COOL | 0 |  |  |  |  | 429.557 | 0 | 112.5 | 0 | 0 | 317.057 | 0 |  | kWh | 0 | 0 | Commercial | [7 empty] | 15 | 0.5 |  |  |  | 1 | 1 | 0 | 0 | 0 | 0 | 0 | 0 | 0 | 0 | 0 | 0 | 2009 Qtr 1: 0; 2009 Qtr 2: 0; 2009 Qtr 3: 0; 2009 Qtr 4: 1; 2010 Qtr 1: 0; 2010 Qtr 2: 0; 2010 Qtr 3: 0; 2010 Qtr 4: 0; 2011 Qtr 1: 0; 2011 Qtr 2: 0; 2011 Qtr 3: 0; 2011 Qtr 4: 0 | 1
0 | 253103-Packaged terminal HP Early Retirement |  | System | Commercial | 11-HTL-Lodging–Hotel(GuestRooms)-COOL | 0 |  |  |  |  | 429.557 | 0 | 112.5 | 0 | 0 | 317.057 | 0 |  | kWh | 0 | 0 | Commercial | [7 empty] | 15 | 0.5 |  |  |  | 1 | 1 | 0 | 0 | 0 | 0 | 0 | 0 | 0 | 0 | 0 | 0 | 2009 Qtr 1: 0; 2009 Qtr 2: 0; 2009 Qtr 3: 0; 2009 Qtr 4: 1; 2010 Qtr 1: 0; 2010 Qtr 2: 0; 2010 Qtr 3: 0; 2010 Qtr 4: 0; 2011 Qtr 1: 0; 2011 Qtr 2: 0; 2011 Qtr 3: 0; 2011 Qtr 4: 0 | 1
0 | 253103-Packaged terminal HP Early Retirement |  | System | Commercial | 11-HTL-Lodging–Hotel(GuestRooms)-COOL | 0 |  |  |  |  | 429.557 | 0 | 112.5 | 0 | 0 | 317.057 | 0 |  | kWh | 0 | 0 | Commercial | [7 empty] | 15 | 0.5 |  |  |  | 1 | 1 | 0 | 0 | 0 | 0 | 0 | 0 | 0 | 0 | 0 | 0 | 2009 Qtr 1: 0; 2009 Qtr 2: 0; 2009 Qtr 3: 0; 2009 Qtr 4: 1; 2010 Qtr 1: 0; 2010 Qtr 2: 0; 2010 Qtr 3: 0; 2010 Qtr 4: 0; 2011 Qtr 1: 0; 2011 Qtr 2: 0; 2011 Qtr 3: 0; 2011 Qtr 4: 0 | 1
0 | 253103-Packaged terminal HP Early Retirement |  | System | Commercial | 11-HTL-Lodging–Hotel(GuestRooms)-COOL | 0 |  |  |  |  | 429.557 | 0 | 112.5 | 0 | 0 | 317.057 | 0 |  | kWh | 0 | 0 | Commercial | [7 empty] | 15 | 0.5 |  |  |  | 1 | 1 | 0 | 0 | 0 | 0 | 0 | 0 | 0 | 0 | 0 | 0 | 2009 Qtr 1: 0; 2009 Qtr 2: 0; 2009 Qtr 3: 0; 2009 Qtr 4: 1; 2010 Qtr 1: 0; 2010 Qtr 2: 0; 2010 Qtr 3: 0; 2010 Qtr 4: 0; 2011 Qtr 1: 0; 2011 Qtr 2: 0; 2011 Qtr 3: 0; 2011 Qtr 4: 0 | 1
0 | 253103-Packaged terminal HP Early Retirement |  | System | Commercial | 11-HTL-Lodging–Hotel(GuestRooms)-COOL | 0 |  |  |  |  | 429.557 | 0 | 112.5 | 0 | 0 | 317.057 | 0 |  | kWh | 0 | 0 | Commercial | [7 empty] | 15 | 0.5 |  |  |  | 1 | 1 | 0 | 0 | 0 | 0 | 0 | 0 | 0 | 0 | 0 | 0 | 2009 Qtr 1: 0; 2009 Qtr 2: 0; 2009 Qtr 3: 0; 2009 Qtr 4: 1; 2010 Qtr 1: 0; 2010 Qtr 2: 0; 2010 Qtr 3: 0; 2010 Qtr 4: 0; 2011 Qtr 1: 0; 2011 Qtr 2: 0; 2011 Qtr 3: 0; 2011 Qtr 4: 0 | 1
0 | 253103-Packaged terminal HP Early Retirement |  | System | Commercial | 11-HTL-Lodging–Hotel(GuestRooms)-COOL | 0 |  |  |  |  | 429.557 | 0 | 112.5 | 0 | 0 | 317.057 | 0 |  | kWh | 0 | 0 | Commercial | [7 empty] | 15 | 0.5 |  |  |  | 1 | 1 | 0 | 0 | 0 | 0 | 0 | 0 | 0 | 0 | 0 | 0 | 2009 Qtr 1: 0; 2009 Qtr 2: 0; 2009 Qtr 3: 0; 2009 Qtr 4: 1; 2010 Qtr 1: 0; 2010 Qtr 2: 0; 2010 Qtr 3: 0; 2010 Qtr 4: 0; 2011 Qtr 1: 0; 2011 Qtr 2: 0; 2011 Qtr 3: 0; 2011 Qtr 4: 0 | 1
0 | 253103-Packaged terminal HP Early Retirement |  | System | Commercial | 11-HTL-Lodging–Hotel(GuestRooms)-COOL | 0 |  |  |  |  | 429.557 | 0 | 112.5 | 0 | 0 | 317.057 | 0 |  | kWh | 0 | 0 | Commercial | [7 empty] | 15 | 0.5 |  |  |  | 1 | 1 | 0 | 0 | 0 | 0 | 0 | 0 | 0 | 0 | 0 | 0 | 2009 Qtr 1: 0; 2009 Qtr 2: 0; 2009 Qtr 3: 0; 2009 Qtr 4: 1; 2010 Qtr 1: 0; 2010 Qtr 2: 0; 2010 Qtr 3: 0; 2010 Qtr 4: 0; 2011 Qtr 1: 0; 2011 Qtr 2: 0; 2011 Qtr 3: 0; 2011 Qtr 4: 0 | 1
0 | 253103-Packaged terminal HP Early Retirement |  | System | Commercial | 11-HTL-Lodging–Hotel(GuestRooms)-COOL | 0 |  |  |  |  | 429.557 | 0 | 112.5 | 0 | 0 | 317.057 | 0 |  | kWh | 0 | 0 | Commercial | [7 empty] | 15 | 0.5 |  |  |  | 1 | 1 | 0 | 0 | 0 | 0 | 0 | 0 | 0 | 0 | 0 | 0 | 2009 Qtr 1: 0; 2009 Qtr 2: 0; 2009 Qtr 3: 0; 2009 Qtr 4: 1; 2010 Qtr 1: 0; 2010 Qtr 2: 0; 2010 Qtr 3: 0; 2010 Qtr 4: 0; 2011 Qtr 1: 0; 2011 Qtr 2: 0; 2011 Qtr 3: 0; 2011 Qtr 4: 0 | 1
0 | 253103-Packaged terminal HP Early Retirement |  | System | Commercial | 11-HTL-Lodging–Hotel(GuestRooms)-COOL | 0 |  |  |  |  | 429.557 | 0 | 112.5 | 0 | 0 | 317.057 | 0 |  | kWh | 0 | 0 | Commercial | [7 empty] | 15 | 0.5 |  |  |  | 1 | 1 | 0 | 0 | 0 | 0 | 0 | 0 | 0 | 0 | 0 | 0 | 2009 Qtr 1: 0; 2009 Qtr 2: 0; 2009 Qtr 3: 0; 2009 Qtr 4: 1; 2010 Qtr 1: 0; 2010 Qtr 2: 0; 2010 Qtr 3: 0; 2010 Qtr 4: 0; 2011 Qtr 1: 0; 2011 Qtr 2: 0; 2011 Qtr 3: 0; 2011 Qtr 4: 0 | 1
0 | 253103-Packaged terminal HP Early Retirement |  | System | Commercial | 11-HTL-Lodging–Hotel(GuestRooms)-COOL | 0 |  |  |  |  | 429.557 | 0 | 112.5 | 0 | 0 | 317.057 | 0 |  | kWh | 0 | 0 | Commercial | [7 empty] | 15 | 0.5 |  |  |  | 1 | 1 | 0 | 0 | 0 | 0 | 0 | 0 | 0 | 0 | 0 | 0 | 2009 Qtr 1: 0; 2009 Qtr 2: 0; 2009 Qtr 3: 0; 2009 Qtr 4: 1; 2010 Qtr 1: 0; 2010 Qtr 2: 0; 2010 Qtr 3: 0; 2010 Qtr 4: 0; 2011 Qtr 1: 0; 2011 Qtr 2: 0; 2011 Qtr 3: 0; 2011 Qtr 4: 0 | 1
0 | 253103-Packaged terminal HP Early Retirement |  | System | Commercial | 11-HTL-Lodging–Hotel(GuestRooms)-COOL | 0 |  |  |  |  | 429.557 | 0 | 112.5 | 0 | 0 | 317.057 | 0 |  | kWh | 0 | 0 | Commercial | [7 empty] | 15 | 0.5 |  |  |  | 1 | 1 | 0 | 0 | 0 | 0 | 0 | 0 | 0 | 0 | 0 | 0 | 2009 Qtr 1: 0; 2009 Qtr 2: 0; 2009 Qtr 3: 0; 2009 Qtr 4: 1; 2010 Qtr 1: 0; 2010 Qtr 2: 0; 2010 Qtr 3: 0; 2010 Qtr 4: 0; 2011 Qtr 1: 0; 2011 Qtr 2: 0; 2011 Qtr 3: 0; 2011 Qtr 4: 0 | 1
0 | 253103-Packaged terminal HP Early Retirement |  | System | Commercial | 11-HTL-Lodging–Hotel(GuestRooms)-COOL | 0 |  |  |  |  | 429.557 | 0 | 112.5 | 0 | 0 | 317.057 | 0 |  | kWh | 0 | 0 | Commercial | [7 empty] | 15 | 0.5 |  |  |  | 1 | 1 | 0 | 0 | 0 | 0 | 0 | 0 | 0 | 0 | 0 | 0 | 2009 Qtr 1: 0; 2009 Qtr 2: 0; 2009 Qtr 3: 0; 2009 Qtr 4: 1; 2010 Qtr 1: 0; 2010 Qtr 2: 0; 2010 Qtr 3: 0; 2010 Qtr 4: 0; 2011 Qtr 1: 0; 2011 Qtr 2: 0; 2011 Qtr 3: 0; 2011 Qtr 4: 0 | 1
0 | 253103-Packaged terminal HP Early Retirement |  | System | Commercial | 11-HTL-Lodging–Hotel(GuestRooms)-COOL | 0 |  |  |  |  | 429.557 | 0 | 112.5 | 0 | 0 | 317.057 | 0 |  | kWh | 0 | 0 | Commercial | [7 empty] | 15 | 0.5 |  |  |  | 1 | 1 | 0 | 0 | 0 | 0 | 0 | 0 | 0 | 0 | 0 | 0 | 2009 Qtr 1: 0; 2009 Qtr 2: 0; 2009 Qtr 3: 0; 2009 Qtr 4: 1; 2010 Qtr 1: 0; 2010 Qtr 2: 0; 2010 Qtr 3: 0; 2010 Qtr 4: 0; 2011 Qtr 1: 0; 2011 Qtr 2: 0; 2011 Qtr 3: 0; 2011 Qtr 4: 0 | 1
0 | 253103-Packaged terminal HP Early Retirement |  | System | Commercial | 11-HTL-Lodging–Hotel(GuestRooms)-COOL | 0 |  |  |  |  | 429.557 | 0 | 112.5 | 0 | 0 | 317.057 | 0 |  | kWh | 0 | 0 | Commercial | [7 empty] | 15 | 0.5 |  |  |  | 1 | 1 | 0 | 0 | 0 | 0 | 0 | 0 | 0 | 0 | 0 | 0 | 2009 Qtr 1: 0; 2009 Qtr 2: 0; 2009 Qtr 3: 0; 2009 Qtr 4: 1; 2010 Qtr 1: 0; 2010 Qtr 2: 0; 2010 Qtr 3: 0; 2010 Qtr 4: 0; 2011 Qtr 1: 0; 2011 Qtr 2: 0; 2011 Qtr 3: 0; 2011 Qtr 4: 0 | 1
0 | 253103-Packaged terminal HP Early Retirement |  | System | Commercial | 11-HTL-Lodging–Hotel(GuestRooms)-COOL | 0 |  |  |  |  | 429.557 | 0 | 112.5 | 0 | 0 | 317.057 | 0 |  | kWh | 0 | 0 | Commercial | [7 empty] | 15 | 0.5 |  |  |  | 1 | 1 | 0 | 0 | 0 | 0 | 0 | 0 | 0 | 0 | 0 | 0 | 2009 Qtr 1: 0; 2009 Qtr 2: 0; 2009 Qtr 3: 0; 2009 Qtr 4: 1; 2010 Qtr 1: 0; 2010 Qtr 2: 0; 2010 Qtr 3: 0; 2010 Qtr 4: 0; 2011 Qtr 1: 0; 2011 Qtr 2: 0; 2011 Qtr 3: 0; 2011 Qtr 4: 0 | 1
0 | 253103-Packaged terminal HP Early Retirement |  | System | Commercial | 11-HTL-Lodging–Hotel(GuestRooms)-COOL | 0 |  |  |  |  | 429.557 | 0 | 112.5 | 0 | 0 | 317.057 | 0 |  | kWh | 0 | 0 | Commercial | [7 empty] | 15 | 0.5 |  |  |  | 1 | 1 | 0 | 0 | 0 | 0 | 0 | 0 | 0 | 0 | 0 | 0 | 2009 Qtr 1: 0; 2009 Qtr 2: 0; 2009 Qtr 3: 0; 2009 Qtr 4: 1; 2010 Qtr 1: 0; 2010 Qtr 2: 0; 2010 Qtr 3: 0; 2010 Qtr 4: 0; 2011 Qtr 1: 0; 2011 Qtr 2: 0; 2011 Qtr 3: 0; 2011 Qtr 4: 0 | 1
0 | 253103-Packaged terminal HP Early Retirement |  | System | Commercial | 11-HTL-Lodging–Hotel(GuestRooms)-COOL | 0 |  |  |  |  | 429.557 | 0 | 112.5 | 0 | 0 | 317.057 | 0 |  | kWh | 0 | 0 | Commercial | [7 empty] | 15 | 0.5 |  |  |  | 1 | 1 | 0 | 0 | 0 | 0 | 0 | 0 | 0 | 0 | 0 | 0 | 2009 Qtr 1: 0; 2009 Qtr 2: 0; 2009 Qtr 3: 0; 2009 Qtr 4: 1; 2010 Qtr 1: 0; 2010 Qtr 2: 0; 2010 Qtr 3: 0; 2010 Qtr 4: 0; 2011 Qtr 1: 0; 2011 Qtr 2: 0; 2011 Qtr 3: 0; 2011 Qtr 4: 0 | 1
0 | 253103-Packaged terminal HP Early Retirement |  | System | Commercial | 11-HTL-Lodging–Hotel(GuestRooms)-COOL | 0 |  |  |  |  | 429.557 | 0 | 112.5 | 0 | 0 | 317.057 | 0 |  | kWh | 0 | 0 | Commercial | [7 empty] | 15 | 0.5 |  |  |  | 1 | 1 | 0 | 0 | 0 | 0 | 0 | 0 | 0 | 0 | 0 | 0 | 2009 Qtr 1: 0; 2009 Qtr 2: 0; 2009 Qtr 3: 0; 2009 Qtr 4: 1; 2010 Qtr 1: 0; 2010 Qtr 2: 0; 2010 Qtr 3: 0; 2010 Qtr 4: 0; 2011 Qtr 1: 0; 2011 Qtr 2: 0; 2011 Qtr 3: 0; 2011 Qtr 4: 0 | 1
0 | 253103-Packaged terminal HP Early Retirement |  | System | Commercial | 11-HTL-Lodging–Hotel(GuestRooms)-COOL | 0 |  |  |  |  | 429.557 | 0 | 112.5 | 0 | 0 | 317.057 | 0 |  | kWh | 0 | 0 | Commercial | [7 empty] | 15 | 0.5 |  |  |  | 1 | 1 | 0 | 0 | 0 | 0 | 0 | 0 | 0 | 0 | 0 | 0 | 2009 Qtr 1: 0; 2009 Qtr 2: 0; 2009 Qtr 3: 0; 2009 Qtr 4: 1; 2010 Qtr 1: 0; 2010 Qtr 2: 0; 2010 Qtr 3: 0; 2010 Qtr 4: 0; 2011 Qtr 1: 0; 2011 Qtr 2: 0; 2011 Qtr 3: 0; 2011 Qtr 4: 0 | 1
0 | 253103-Packaged terminal HP Early Retirement |  | System | Commercial | 11-HTL-Lodging–Hotel(GuestRooms)-COOL | 0 |  |  |  |  | 429.557 | 0 | 112.5 | 0 | 0 | 317.057 | 0 |  | kWh | 0 | 0 | Commercial | [7 empty] | 15 | 0.5 |  |  |  | 1 | 1 | 0 | 0 | 0 | 0 | 0 | 0 | 0 | 0 | 0 | 0 | 2009 Qtr 1: 0; 2009 Qtr 2: 0; 2009 Qtr 3: 0; 2009 Qtr 4: 1; 2010 Qtr 1: 0; 2010 Qtr 2: 0; 2010 Qtr 3: 0; 2010 Qtr 4: 0; 2011 Qtr 1: 0; 2011 Qtr 2: 0; 2011 Qtr 3: 0; 2011 Qtr 4: 0 | 1
0 | 253103-Packaged terminal HP Early Retirement |  | System | Commercial | 11-HTL-Lodging–Hotel(GuestRooms)-COOL | 0 |  |  |  |  | 429.557 | 0 | 112.5 | 0 | 0 | 317.057 | 0 |  | kWh | 0 | 0 | Commercial | [7 empty] | 15 | 0.5 |  |  |  | 1 | 1 | 0 | 0 | 0 | 0 | 0 | 0 | 0 | 0 | 0 | 0 | 2009 Qtr 1: 0; 2009 Qtr 2: 0; 2009 Qtr 3: 0; 2009 Qtr 4: 1; 2010 Qtr 1: 0; 2010 Qtr 2: 0; 2010 Qtr 3: 0; 2010 Qtr 4: 0; 2011 Qtr 1: 0; 2011 Qtr 2: 0; 2011 Qtr 3: 0; 2011 Qtr 4: 0 | 1
0 | 253103-Packaged terminal HP Early Retirement |  | System | Commercial | 11-HTL-Lodging–Hotel(GuestRooms)-COOL | 0 |  |  |  |  | 429.557 | 0 | 112.5 | 0 | 0 | 317.057 | 0 |  | kWh | 0 | 0 | Commercial | [7 empty] | 15 | 0.5 |  |  |  | 1 | 1 | 0 | 0 | 0 | 0 | 0 | 0 | 0 | 0 | 0 | 0 | 2009 Qtr 1: 0; 2009 Qtr 2: 0; 2009 Qtr 3: 0; 2009 Qtr 4: 1; 2010 Qtr 1: 0; 2010 Qtr 2: 0; 2010 Qtr 3: 0; 2010 Qtr 4: 0; 2011 Qtr 1: 0; 2011 Qtr 2: 0; 2011 Qtr 3: 0; 2011 Qtr 4: 0 | 1
0 | 253103-Packaged terminal HP Early Retirement |  | System | Commercial | 11-HTL-Lodging–Hotel(GuestRooms)-COOL | 0 |  |  |  |  | 429.557 | 0 | 112.5 | 0 | 0 | 317.057 | 0 |  | kWh | 0 | 0 | Commercial | [7 empty] | 15 | 0.5 |  |  |  | 1 | 1 | 0 | 0 | 0 | 0 | 0 | 0 | 0 | 0 | 0 | 0 | 2009 Qtr 1: 0; 2009 Qtr 2: 0; 2009 Qtr 3: 0; 2009 Qtr 4: 1; 2010 Qtr 1: 0; 2010 Qtr 2: 0; 2010 Qtr 3: 0; 2010 Qtr 4: 0; 2011 Qtr 1: 0; 2011 Qtr 2: 0; 2011 Qtr 3: 0; 2011 Qtr 4: 0 | 1
0 | 253103-Packaged terminal HP Early Retirement |  | System | Commercial | 11-HTL-Lodging–Hotel(GuestRooms)-COOL | 0 |  |  |  |  | 429.557 | 0 | 112.5 | 0 | 0 | 317.057 | 0 |  | kWh | 0 | 0 | Commercial | [7 empty] | 15 | 0.5 |  |  |  | 1 | 1 | 0 | 0 | 0 | 0 | 0 | 0 | 0 | 0 | 0 | 0 | 2009 Qtr 1: 0; 2009 Qtr 2: 0; 2009 Qtr 3: 0; 2009 Qtr 4: 1; 2010 Qtr 1: 0; 2010 Qtr 2: 0; 2010 Qtr 3: 0; 2010 Qtr 4: 0; 2011 Qtr 1: 0; 2011 Qtr 2: 0; 2011 Qtr 3: 0; 2011 Qtr 4: 0 | 1
0 | 253103-Packaged terminal HP Early Retirement |  | System | Commercial | 11-HTL-Lodging–Hotel(GuestRooms)-COOL | 0 |  |  |  |  | 429.557 | 0 | 112.5 | 0 | 0 | 317.057 | 0 |  | kWh | 0 | 0 | Commercial | [7 empty] | 15 | 0.5 |  |  |  | 1 | 1 | 0 | 0 | 0 | 0 | 0 | 0 | 0 | 0 | 0 | 0 | 2009 Qtr 1: 0; 2009 Qtr 2: 0; 2009 Qtr 3: 0; 2009 Qtr 4: 1; 2010 Qtr 1: 0; 2010 Qtr 2: 0; 2010 Qtr 3: 0; 2010 Qtr 4: 0; 2011 Qtr 1: 0; 2011 Qtr 2: 0; 2011 Qtr 3: 0; 2011 Qtr 4: 0 | 1
0 | 253103-Packaged terminal HP Early Retirement |  | System | Commercial | 11-HTL-Lodging–Hotel(GuestRooms)-COOL | 0 |  |  |  |  | 429.557 | 0 | 112.5 | 0 | 0 | 317.057 | 0 |  | kWh | 0 | 0 | Commercial | [7 empty] | 15 | 0.5 |  |  |  | 1 | 1 | 0 | 0 | 0 | 0 | 0 | 0 | 0 | 0 | 0 | 0 | 2009 Qtr 1: 0; 2009 Qtr 2: 0; 2009 Qtr 3: 0; 2009 Qtr 4: 1; 2010 Qtr 1: 0; 2010 Qtr 2: 0; 2010 Qtr 3: 0; 2010 Qtr 4: 0; 2011 Qtr 1: 0; 2011 Qtr 2: 0; 2011 Qtr 3: 0; 2011 Qtr 4: 0 | 1
0 | 253103-Packaged terminal HP Early Retirement |  | System | Commercial | 11-HTL-Lodging–Hotel(GuestRooms)-COOL | 0 |  |  |  |  | 429.557 | 0 | 112.5 | 0 | 0 | 317.057 | 0 |  | kWh | 0 | 0 | Commercial | [7 empty] | 15 | 0.5 |  |  |  | 1 | 1 | 0 | 0 | 0 | 0 | 0 | 0 | 0 | 0 | 0 | 0 | 2009 Qtr 1: 0; 2009 Qtr 2: 0; 2009 Qtr 3: 0; 2009 Qtr 4: 1; 2010 Qtr 1: 0; 2010 Qtr 2: 0; 2010 Qtr 3: 0; 2010 Qtr 4: 0; 2011 Qtr 1: 0; 2011 Qtr 2: 0; 2011 Qtr 3: 0; 2011 Qtr 4: 0 | 1
0 | 253103-Packaged terminal HP Early Retirement |  | System | Commercial | 11-HTL-Lodging–Hotel(GuestRooms)-COOL | 0 |  |  |  |  | 429.557 | 0 | 112.5 | 0 | 0 | 317.057 | 0 |  | kWh | 0 | 0 | Commercial | [7 empty] | 15 | 0.5 |  |  |  | 1 | 1 | 0 | 0 | 0 | 0 | 0 | 0 | 0 | 0 | 0 | 0 | 2009 Qtr 1: 0; 2009 Qtr 2: 0; 2009 Qtr 3: 0; 2009 Qtr 4: 1; 2010 Qtr 1: 0; 2010 Qtr 2: 0; 2010 Qtr 3: 0; 2010 Qtr 4: 0; 2011 Qtr 1: 0; 2011 Qtr 2: 0; 2011 Qtr 3: 0; 2011 Qtr 4: 0 | 1
0 | 253103-Packaged terminal HP Early Retirement |  | System | Commercial | 11-HTL-Lodging–Hotel(GuestRooms)-COOL | 0 |  |  |  |  | 429.557 | 0 | 112.5 | 0 | 0 | 317.057 | 0 |  | kWh | 0 | 0 | Commercial | [7 empty] | 15 | 0.5 |  |  |  | 1 | 1 | 0 | 0 | 0 | 0 | 0 | 0 | 0 | 0 | 0 | 0 | 2009 Qtr 1: 0; 2009 Qtr 2: 0; 2009 Qtr 3: 0; 2009 Qtr 4: 1; 2010 Qtr 1: 0; 2010 Qtr 2: 0; 2010 Qtr 3: 0; 2010 Qtr 4: 0; 2011 Qtr 1: 0; 2011 Qtr 2: 0; 2011 Qtr 3: 0; 2011 Qtr 4: 0 | 1
0 | 253103-Packaged terminal HP Early Retirement |  | System | Commercial | 11-HTL-Lodging–Hotel(GuestRooms)-COOL | 0 |  |  |  |  | 429.557 | 0 | 112.5 | 0 | 0 | 317.057 | 0 |  | kWh | 0 | 0 | Commercial | [7 empty] | 15 | 0.5 |  |  |  | 1 | 1 | 0 | 0 | 0 | 0 | 0 | 0 | 0 | 0 | 0 | 0 | 2009 Qtr 1: 0; 2009 Qtr 2: 0; 2009 Qtr 3: 0; 2009 Qtr 4: 1; 2010 Qtr 1: 0; 2010 Qtr 2: 0; 2010 Qtr 3: 0; 2010 Qtr 4: 0; 2011 Qtr 1: 0; 2011 Qtr 2: 0; 2011 Qtr 3: 0; 2011 Qtr 4: 0 | 1
0 | 253103-Packaged terminal HP Early Retirement |  | System | Commercial | 11-HTL-Lodging–Hotel(GuestRooms)-COOL | 0 |  |  |  |  | 429.557 | 0 | 112.5 | 0 | 0 | 317.057 | 0 |  | kWh | 0 | 0 | Commercial | [7 empty] | 15 | 0.5 |  |  |  | 1 | 1 | 0 | 0 | 0 | 0 | 0 | 0 | 0 | 0 | 0 | 0 | 2009 Qtr 1: 0; 2009 Qtr 2: 0; 2009 Qtr 3: 0; 2009 Qtr 4: 1; 2010 Qtr 1: 0; 2010 Qtr 2: 0; 2010 Qtr 3: 0; 2010 Qtr 4: 0; 2011 Qtr 1: 0; 2011 Qtr 2: 0; 2011 Qtr 3: 0; 2011 Qtr 4: 0 | 1
0 | 253103-Packaged terminal HP Early Retirement |  | System | Commercial | 11-HTL-Lodging–Hotel(GuestRooms)-COOL | 0 |  |  |  |  | 429.557 | 0 | 112.5 | 0 | 0 | 317.057 | 0 |  | kWh | 0 | 0 | Commercial | [7 empty] | 15 | 0.5 |  |  |  | 1 | 1 | 0 | 0 | 0 | 0 | 0 | 0 | 0 | 0 | 0 | 0 | 2009 Qtr 1: 0; 2009 Qtr 2: 0; 2009 Qtr 3: 0; 2009 Qtr 4: 1; 2010 Qtr 1: 0; 2010 Qtr 2: 0; 2010 Qtr 3: 0; 2010 Qtr 4: 0; 2011 Qtr 1: 0; 2011 Qtr 2: 0; 2011 Qtr 3: 0; 2011 Qtr 4: 0 | 1
0 | 253103-Packaged terminal HP Early Retirement |  | System | Commercial | 11-HTL-Lodging–Hotel(GuestRooms)-COOL | 0 |  |  |  |  | 429.557 | 0 | 112.5 | 0 | 0 | 317.057 | 0 |  | kWh | 0 | 0 | Commercial | [7 empty] | 15 | 0.5 |  |  |  | 1 | 1 | 0 | 0 | 0 | 0 | 0 | 0 | 0 | 0 | 0 | 0 | 2009 Qtr 1: 0; 2009 Qtr 2: 0; 2009 Qtr 3: 0; 2009 Qtr 4: 1; 2010 Qtr 1: 0; 2010 Qtr 2: 0; 2010 Qtr 3: 0; 2010 Qtr 4: 0; 2011 Qtr 1: 0; 2011 Qtr 2: 0; 2011 Qtr 3: 0; 2011 Qtr 4: 0 | 1
0 | 253103-Packaged terminal HP Early Retirement |  | System | Commercial | 11-HTL-Lodging–Hotel(GuestRooms)-COOL | 0 |  |  |  |  | 429.557 | 0 | 112.5 | 0 | 0 | 317.057 | 0 |  | kWh | 0 | 0 | Commercial | [7 empty] | 15 | 0.5 |  |  |  | 1 | 1 | 0 | 0 | 0 | 0 | 0 | 0 | 0 | 0 | 0 | 0 | 2009 Qtr 1: 0; 2009 Qtr 2: 0; 2009 Qtr 3: 0; 2009 Qtr 4: 1; 2010 Qtr 1: 0; 2010 Qtr 2: 0; 2010 Qtr 3: 0; 2010 Qtr 4: 0; 2011 Qtr 1: 0; 2011 Qtr 2: 0; 2011 Qtr 3: 0; 2011 Qtr 4: 0 | 1
0 | 253103-Packaged terminal HP Early Retirement |  | System | Commercial | 11-HTL-Lodging–Hotel(GuestRooms)-COOL | 0 |  |  |  |  | 429.557 | 0 | 112.5 | 0 | 0 | 317.057 | 0 |  | kWh | 0 | 0 | Commercial | [7 empty] | 15 | 0.5 |  |  |  | 1 | 1 | 0 | 0 | 0 | 0 | 0 | 0 | 0 | 0 | 0 | 0 | 2009 Qtr 1: 0; 2009 Qtr 2: 0; 2009 Qtr 3: 0; 2009 Qtr 4: 1; 2010 Qtr 1: 0; 2010 Qtr 2: 0; 2010 Qtr 3: 0; 2010 Qtr 4: 0; 2011 Qtr 1: 0; 2011 Qtr 2: 0; 2011 Qtr 3: 0; 2011 Qtr 4: 0 | 1
0 | 253103-Packaged terminal HP Early Retirement |  | System | Commercial | 11-HTL-Lodging–Hotel(GuestRooms)-COOL | 0 |  |  |  |  | 429.557 | 0 | 112.5 | 0 | 0 | 317.057 | 0 |  | kWh | 0 | 0 | Commercial | [7 empty] | 15 | 0.5 |  |  |  | 1 | 1 | 0 | 0 | 0 | 0 | 0 | 0 | 0 | 0 | 0 | 0 | 2009 Qtr 1: 0; 2009 Qtr 2: 0; 2009 Qtr 3: 0; 2009 Qtr 4: 1; 2010 Qtr 1: 0; 2010 Qtr 2: 0; 2010 Qtr 3: 0; 2010 Qtr 4: 0; 2011 Qtr 1: 0; 2011 Qtr 2: 0; 2011 Qtr 3: 0; 2011 Qtr 4: 0 | 1
0 | 253103-Packaged terminal HP Early Retirement |  | System | Commercial | 11-HTL-Lodging–Hotel(GuestRooms)-COOL | 0 |  |  |  |  | 429.557 | 0 | 112.5 | 0 | 0 | 317.057 | 0 |  | kWh | 0 | 0 | Commercial | [7 empty] | 15 | 0.5 |  |  |  | 1 | 1 | 0 | 0 | 0 | 0 | 0 | 0 | 0 | 0 | 0 | 0 | 2009 Qtr 1: 0; 2009 Qtr 2: 0; 2009 Qtr 3: 0; 2009 Qtr 4: 1; 2010 Qtr 1: 0; 2010 Qtr 2: 0; 2010 Qtr 3: 0; 2010 Qtr 4: 0; 2011 Qtr 1: 0; 2011 Qtr 2: 0; 2011 Qtr 3: 0; 2011 Qtr 4: 0 | 1
0 | 253103-Packaged terminal HP Early Retirement |  | System | Commercial | 11-HTL-Lodging–Hotel(GuestRooms)-COOL | 0 |  |  |  |  | 429.557 | 0 | 112.5 | 0 | 0 | 317.057 | 0 |  | kWh | 0 | 0 | Commercial | [7 empty] | 15 | 0.5 |  |  |  | 1 | 1 | 0 | 0 | 0 | 0 | 0 | 0 | 0 | 0 | 0 | 0 | 2009 Qtr 1: 0; 2009 Qtr 2: 0; 2009 Qtr 3: 0; 2009 Qtr 4: 1; 2010 Qtr 1: 0; 2010 Qtr 2: 0; 2010 Qtr 3: 0; 2010 Qtr 4: 0; 2011 Qtr 1: 0; 2011 Qtr 2: 0; 2011 Qtr 3: 0; 2011 Qtr 4: 0 | 1
0 | 253103-Packaged terminal HP Early Retirement |  | System | Commercial | 11-HTL-Lodging–Hotel(GuestRooms)-COOL | 0 |  |  |  |  | 429.557 | 0 | 112.5 | 0 | 0 | 317.057 | 0 |  | kWh | 0 | 0 | Commercial | [7 empty] | 15 | 0.5 |  |  |  | 1 | 1 | 0 | 0 | 0 | 0 | 0 | 0 | 0 | 0 | 0 | 0 | 2009 Qtr 1: 0; 2009 Qtr 2: 0; 2009 Qtr 3: 0; 2009 Qtr 4: 1; 2010 Qtr 1: 0; 2010 Qtr 2: 0; 2010 Qtr 3: 0; 2010 Qtr 4: 0; 2011 Qtr 1: 0; 2011 Qtr 2: 0; 2011 Qtr 3: 0; 2011 Qtr 4: 0 | 1
0 | 253103-Packaged terminal HP Early Retirement |  | System | Commercial | 11-HTL-Lodging–Hotel(GuestRooms)-COOL | 0 |  |  |  |  | 429.557 | 0 | 112.5 | 0 | 0 | 317.057 | 0 |  | kWh | 0 | 0 | Commercial | [7 empty] | 15 | 0.5 |  |  |  | 1 | 1 | 0 | 0 | 0 | 0 | 0 | 0 | 0 | 0 | 0 | 0 | 2009 Qtr 1: 0; 2009 Qtr 2: 0; 2009 Qtr 3: 0; 2009 Qtr 4: 1; 2010 Qtr 1: 0; 2010 Qtr 2: 0; 2010 Qtr 3: 0; 2010 Qtr 4: 0; 2011 Qtr 1: 0; 2011 Qtr 2: 0; 2011 Qtr 3: 0; 2011 Qtr 4: 0 | 1
0 | 253103-Packaged terminal HP Early Retirement |  | System | Commercial | 11-HTL-Lodging–Hotel(GuestRooms)-COOL | 0 |  |  |  |  | 429.557 | 0 | 112.5 | 0 | 0 | 317.057 | 0 |  | kWh | 0 | 0 | Commercial | [7 empty] | 15 | 0.5 |  |  |  | 1 | 1 | 0 | 0 | 0 | 0 | 0 | 0 | 0 | 0 | 0 | 0 | 2009 Qtr 1: 0; 2009 Qtr 2: 0; 2009 Qtr 3: 0; 2009 Qtr 4: 1; 2010 Qtr 1: 0; 2010 Qtr 2: 0; 2010 Qtr 3: 0; 2010 Qtr 4: 0; 2011 Qtr 1: 0; 2011 Qtr 2: 0; 2011 Qtr 3: 0; 2011 Qtr 4: 0 | 1
0 | 253103-Packaged terminal HP Early Retirement |  | System | Commercial | 11-HTL-Lodging–Hotel(GuestRooms)-COOL | 0 |  |  |  |  | 429.557 | 0 | 112.5 | 0 | 0 | 317.057 | 0 |  | kWh | 0 | 0 | Commercial | [7 empty] | 15 | 0.5 |  |  |  | 1 | 1 | 0 | 0 | 0 | 0 | 0 | 0 | 0 | 0 | 0 | 0 | 2009 Qtr 1: 0; 2009 Qtr 2: 0; 2009 Qtr 3: 0; 2009 Qtr 4: 1; 2010 Qtr 1: 0; 2010 Qtr 2: 0; 2010 Qtr 3: 0; 2010 Qtr 4: 0; 2011 Qtr 1: 0; 2011 Qtr 2: 0; 2011 Qtr 3: 0; 2011 Qtr 4: 0 | 1
0 | 253103-Packaged terminal HP Early Retirement |  | System | Commercial | 11-HTL-Lodging–Hotel(GuestRooms)-COOL | 0 |  |  |  |  | 429.557 | 0 | 112.5 | 0 | 0 | 317.057 | 0 |  | kWh | 0 | 0 | Commercial | [7 empty] | 15 | 0.5 |  |  |  | 1 | 1 | 0 | 0 | 0 | 0 | 0 | 0 | 0 | 0 | 0 | 0 | 2009 Qtr 1: 0; 2009 Qtr 2: 0; 2009 Qtr 3: 0; 2009 Qtr 4: 1; 2010 Qtr 1: 0; 2010 Qtr 2: 0; 2010 Qtr 3: 0; 2010 Qtr 4: 0; 2011 Qtr 1: 0; 2011 Qtr 2: 0; 2011 Qtr 3: 0; 2011 Qtr 4: 0 | 1
0 | 253103-Packaged terminal HP Early Retirement |  | System | Commercial | 11-HTL-Lodging–Hotel(GuestRooms)-COOL | 0 |  |  |  |  | 429.557 | 0 | 112.5 | 0 | 0 | 317.057 | 0 |  | kWh | 0 | 0 | Commercial | [7 empty] | 15 | 0.5 |  |  |  | 1 | 1 | 0 | 0 | 0 | 0 | 0 | 0 | 0 | 0 | 0 | 0 | 2009 Qtr 1: 0; 2009 Qtr 2: 0; 2009 Qtr 3: 0; 2009 Qtr 4: 1; 2010 Qtr 1: 0; 2010 Qtr 2: 0; 2010 Qtr 3: 0; 2010 Qtr 4: 0; 2011 Qtr 1: 0; 2011 Qtr 2: 0; 2011 Qtr 3: 0; 2011 Qtr 4: 0 | 1
0 | 253103-Packaged terminal HP Early Retirement |  | System | Commercial | 11-HTL-Lodging–Hotel(GuestRooms)-COOL | 0 |  |  |  |  | 429.557 | 0 | 112.5 | 0 | 0 | 317.057 | 0 |  | kWh | 0 | 0 | Commercial | [7 empty] | 15 | 0.5 |  |  |  | 1 | 1 | 0 | 0 | 0 | 0 | 0 | 0 | 0 | 0 | 0 | 0 | 2009 Qtr 1: 0; 2009 Qtr 2: 0; 2009 Qtr 3: 0; 2009 Qtr 4: 1; 2010 Qtr 1: 0; 2010 Qtr 2: 0; 2010 Qtr 3: 0; 2010 Qtr 4: 0; 2011 Qtr 1: 0; 2011 Qtr 2: 0; 2011 Qtr 3: 0; 2011 Qtr 4: 0 | 1
0 | 253103-Packaged terminal HP Early Retirement |  | System | Commercial | 11-HTL-Lodging–Hotel(GuestRooms)-COOL | 0 |  |  |  |  | 429.557 | 0 | 112.5 | 0 | 0 | 317.057 | 0 |  | kWh | 0 | 0 | Commercial | [7 empty] | 15 | 0.5 |  |  |  | 1 | 1 | 0 | 0 | 0 | 0 | 0 | 0 | 0 | 0 | 0 | 0 | 2009 Qtr 1: 0; 2009 Qtr 2: 0; 2009 Qtr 3: 0; 2009 Qtr 4: 1; 2010 Qtr 1: 0; 2010 Qtr 2: 0; 2010 Qtr 3: 0; 2010 Qtr 4: 0; 2011 Qtr 1: 0; 2011 Qtr 2: 0; 2011 Qtr 3: 0; 2011 Qtr 4: 0 | 1
0 | 253103-Packaged terminal HP Early Retirement |  | System | Commercial | 11-HTL-Lodging–Hotel(GuestRooms)-COOL | 0 |  |  |  |  | 429.557 | 0 | 112.5 | 0 | 0 | 317.057 | 0 |  | kWh | 0 | 0 | Commercial | [7 empty] | 15 | 0.5 |  |  |  | 1 | 1 | 0 | 0 | 0 | 0 | 0 | 0 | 0 | 0 | 0 | 0 | 2009 Qtr 1: 0; 2009 Qtr 2: 0; 2009 Qtr 3: 0; 2009 Qtr 4: 1; 2010 Qtr 1: 0; 2010 Qtr 2: 0; 2010 Qtr 3: 0; 2010 Qtr 4: 0; 2011 Qtr 1: 0; 2011 Qtr 2: 0; 2011 Qtr 3: 0; 2011 Qtr 4: 0 | 1
0 | 253103-Packaged terminal HP Early Retirement |  | System | Commercial | 11-HTL-Lodging–Hotel(GuestRooms)-COOL | 0 |  |  |  |  | 429.557 | 0 | 112.5 | 0 | 0 | 317.057 | 0 |  | kWh | 0 | 0 | Commercial | [7 empty] | 15 | 0.5 |  |  |  | 1 | 1 | 0 | 0 | 0 | 0 | 0 | 0 | 0 | 0 | 0 | 0 | 2009 Qtr 1: 0; 2009 Qtr 2: 0; 2009 Qtr 3: 0; 2009 Qtr 4: 1; 2010 Qtr 1: 0; 2010 Qtr 2: 0; 2010 Qtr 3: 0; 2010 Qtr 4: 0; 2011 Qtr 1: 0; 2011 Qtr 2: 0; 2011 Qtr 3: 0; 2011 Qtr 4: 0 | 1
0 | 253103-Packaged terminal HP Early Retirement |  | System | Commercial | 11-HTL-Lodging–Hotel(GuestRooms)-COOL | 0 |  |  |  |  | 429.557 | 0 | 112.5 | 0 | 0 | 317.057 | 0 |  | kWh | 0 | 0 | Commercial | [7 empty] | 15 | 0.5 |  |  |  | 1 | 1 | 0 | 0 | 0 | 0 | 0 | 0 | 0 | 0 | 0 | 0 | 2009 Qtr 1: 0; 2009 Qtr 2: 0; 2009 Qtr 3: 0; 2009 Qtr 4: 1; 2010 Qtr 1: 0; 2010 Qtr 2: 0; 2010 Qtr 3: 0; 2010 Qtr 4: 0; 2011 Qtr 1: 0; 2011 Qtr 2: 0; 2011 Qtr 3: 0; 2011 Qtr 4: 0 | 1
0 | 253103-Packaged terminal HP Early Retirement |  | System | Commercial | 11-HTL-Lodging–Hotel(GuestRooms)-COOL | 0 |  |  |  |  | 429.557 | 0 | 112.5 | 0 | 0 | 317.057 | 0 |  | kWh | 0 | 0 | Commercial | [7 empty] | 15 | 0.5 |  |  |  | 1 | 1 | 0 | 0 | 0 | 0 | 0 | 0 | 0 | 0 | 0 | 0 | 2009 Qtr 1: 0; 2009 Qtr 2: 0; 2009 Qtr 3: 0; 2009 Qtr 4: 1; 2010 Qtr 1: 0; 2010 Qtr 2: 0; 2010 Qtr 3: 0; 2010 Qtr 4: 0; 2011 Qtr 1: 0; 2011 Qtr 2: 0; 2011 Qtr 3: 0; 2011 Qtr 4: 0 | 1
0 | 253103-Packaged terminal HP Early Retirement |  | System | Commercial | 11-HTL-Lodging–Hotel(GuestRooms)-COOL | 0 |  |  |  |  | 429.557 | 0 | 112.5 | 0 | 0 | 317.057 | 0 |  | kWh | 0 | 0 | Commercial | [7 empty] | 15 | 0.5 |  |  |  | 1 | 1 | 0 | 0 | 0 | 0 | 0 | 0 | 0 | 0 | 0 | 0 | 2009 Qtr 1: 0; 2009 Qtr 2: 0; 2009 Qtr 3: 0; 2009 Qtr 4: 1; 2010 Qtr 1: 0; 2010 Qtr 2: 0; 2010 Qtr 3: 0; 2010 Qtr 4: 0; 2011 Qtr 1: 0; 2011 Qtr 2: 0; 2011 Qtr 3: 0; 2011 Qtr 4: 0 | 1
0 | 253103-Packaged terminal HP Early Retirement |  | System | Commercial | 11-HTL-Lodging–Hotel(GuestRooms)-COOL | 0 |  |  |  |  | 429.557 | 0 | 112.5 | 0 | 0 | 317.057 | 0 |  | kWh | 0 | 0 | Commercial | [7 empty] | 15 | 0.5 |  |  |  | 1 | 1 | 0 | 0 | 0 | 0 | 0 | 0 | 0 | 0 | 0 | 0 | 2009 Qtr 1: 0; 2009 Qtr 2: 0; 2009 Qtr 3: 0; 2009 Qtr 4: 1; 2010 Qtr 1: 0; 2010 Qtr 2: 0; 2010 Qtr 3: 0; 2010 Qtr 4: 0; 2011 Qtr 1: 0; 2011 Qtr 2: 0; 2011 Qtr 3: 0; 2011 Qtr 4: 0 | 1
0 | 253103-Packaged terminal HP Early Retirement |  | System | Commercial | 11-HTL-Lodging–Hotel(GuestRooms)-COOL | 0 |  |  |  |  | 429.557 | 0 | 112.5 | 0 | 0 | 317.057 | 0 |  | kWh | 0 | 0 | Commercial | [7 empty] | 15 | 0.5 |  |  |  | 1 | 1 | 0 | 0 | 0 | 0 | 0 | 0 | 0 | 0 | 0 | 0 | 2009 Qtr 1: 0; 2009 Qtr 2: 0; 2009 Qtr 3: 0; 2009 Qtr 4: 1; 2010 Qtr 1: 0; 2010 Qtr 2: 0; 2010 Qtr 3: 0; 2010 Qtr 4: 0; 2011 Qtr 1: 0; 2011 Qtr 2: 0; 2011 Qtr 3: 0; 2011 Qtr 4: 0 | 1
0 | 253103-Packaged terminal HP Early Retirement |  | System | Commercial | 11-HTL-Lodging–Hotel(GuestRooms)-COOL | 0 |  |  |  |  | 429.557 | 0 | 112.5 | 0 | 0 | 317.057 | 0 |  | kWh | 0 | 0 | Commercial | [7 empty] | 15 | 0.5 |  |  |  | 1 | 1 | 0 | 0 | 0 | 0 | 0 | 0 | 0 | 0 | 0 | 0 | 2009 Qtr 1: 0; 2009 Qtr 2: 0; 2009 Qtr 3: 0; 2009 Qtr 4: 1; 2010 Qtr 1: 0; 2010 Qtr 2: 0; 2010 Qtr 3: 0; 2010 Qtr 4: 0; 2011 Qtr 1: 0; 2011 Qtr 2: 0; 2011 Qtr 3: 0; 2011 Qtr 4: 0 | 1
0 | 253103-Packaged terminal HP Early Retirement |  | System | Commercial | 11-HTL-Lodging–Hotel(GuestRooms)-COOL | 0 |  |  |  |  | 429.557 | 0 | 112.5 | 0 | 0 | 317.057 | 0 |  | kWh | 0 | 0 | Commercial | [7 empty] | 15 | 0.5 |  |  |  | 1 | 1 | 0 | 0 | 0 | 0 | 0 | 0 | 0 | 0 | 0 | 0 | 2009 Qtr 1: 0; 2009 Qtr 2: 0; 2009 Qtr 3: 0; 2009 Qtr 4: 1; 2010 Qtr 1: 0; 2010 Qtr 2: 0; 2010 Qtr 3: 0; 2010 Qtr 4: 0; 2011 Qtr 1: 0; 2011 Qtr 2: 0; 2011 Qtr 3: 0; 2011 Qtr 4: 0 | 1
0 | 253103-Packaged terminal HP Early Retirement |  | System | Commercial | 11-HTL-Lodging–Hotel(GuestRooms)-COOL | 0 |  |  |  |  | 429.557 | 0 | 112.5 | 0 | 0 | 317.057 | 0 |  | kWh | 0 | 0 | Commercial | [7 empty] | 15 | 0.5 |  |  |  | 1 | 1 | 0 | 0 | 0 | 0 | 0 | 0 | 0 | 0 | 0 | 0 | 2009 Qtr 1: 0; 2009 Qtr 2: 0; 2009 Qtr 3: 0; 2009 Qtr 4: 1; 2010 Qtr 1: 0; 2010 Qtr 2: 0; 2010 Qtr 3: 0; 2010 Qtr 4: 0; 2011 Qtr 1: 0; 2011 Qtr 2: 0; 2011 Qtr 3: 0; 2011 Qtr 4: 0 | 1
0 | 253103-Packaged terminal HP Early Retirement |  | System | Commercial | 11-HTL-Lodging–Hotel(GuestRooms)-COOL | 0 |  |  |  |  | 429.557 | 0 | 112.5 | 0 | 0 | 317.057 | 0 |  | kWh | 0 | 0 | Commercial | [7 empty] | 15 | 0.5 |  |  |  | 1 | 1 | 0 | 0 | 0 | 0 | 0 | 0 | 0 | 0 | 0 | 0 | 2009 Qtr 1: 0; 2009 Qtr 2: 0; 2009 Qtr 3: 0; 2009 Qtr 4: 1; 2010 Qtr 1: 0; 2010 Qtr 2: 0; 2010 Qtr 3: 0; 2010 Qtr 4: 0; 2011 Qtr 1: 0; 2011 Qtr 2: 0; 2011 Qtr 3: 0; 2011 Qtr 4: 0 | 1
0 | 253103-Packaged terminal HP Early Retirement |  | System | Commercial | 11-HTL-Lodging–Hotel(GuestRooms)-COOL | 0 |  |  |  |  | 429.557 | 0 | 112.5 | 0 | 0 | 317.057 | 0 |  | kWh | 0 | 0 | Commercial | [7 empty] | 15 | 0.5 |  |  |  | 1 | 1 | 0 | 0 | 0 | 0 | 0 | 0 | 0 | 0 | 0 | 0 | 2009 Qtr 1: 0; 2009 Qtr 2: 0; 2009 Qtr 3: 0; 2009 Qtr 4: 1; 2010 Qtr 1: 0; 2010 Qtr 2: 0; 2010 Qtr 3: 0; 2010 Qtr 4: 0; 2011 Qtr 1: 0; 2011 Qtr 2: 0; 2011 Qtr 3: 0; 2011 Qtr 4: 0 | 1
0 | 253103-Packaged terminal HP Early Retirement |  | System | Commercial | 11-HTL-Lodging–Hotel(GuestRooms)-COOL | 0 |  |  |  |  | 429.557 | 0 | 112.5 | 0 | 0 | 317.057 | 0 |  | kWh | 0 | 0 | Commercial | [7 empty] | 15 | 0.5 |  |  |  | 1 | 1 | 0 | 0 | 0 | 0 | 0 | 0 | 0 | 0 | 0 | 0 | 2009 Qtr 1: 0; 2009 Qtr 2: 0; 2009 Qtr 3: 0; 2009 Qtr 4: 1; 2010 Qtr 1: 0; 2010 Qtr 2: 0; 2010 Qtr 3: 0; 2010 Qtr 4: 0; 2011 Qtr 1: 0; 2011 Qtr 2: 0; 2011 Qtr 3: 0; 2011 Qtr 4: 0 | 1
0 | 253103-Packaged terminal HP Early Retirement |  | System | Commercial | 11-HTL-Lodging–Hotel(GuestRooms)-COOL | 0 |  |  |  |  | 429.557 | 0 | 112.5 | 0 | 0 | 317.057 | 0 |  | kWh | 0 | 0 | Commercial | [7 empty] | 15 | 0.5 |  |  |  | 1 | 1 | 0 | 0 | 0 | 0 | 0 | 0 | 0 | 0 | 0 | 0 | 2009 Qtr 1: 0; 2009 Qtr 2: 0; 2009 Qtr 3: 0; 2009 Qtr 4: 1; 2010 Qtr 1: 0; 2010 Qtr 2: 0; 2010 Qtr 3: 0; 2010 Qtr 4: 0; 2011 Qtr 1: 0; 2011 Qtr 2: 0; 2011 Qtr 3: 0; 2011 Qtr 4: 0 | 1
0 | 253103-Packaged terminal HP Early Retirement |  | System | Commercial | 11-HTL-Lodging–Hotel(GuestRooms)-COOL | 0 |  |  |  |  | 429.557 | 0 | 112.5 | 0 | 0 | 317.057 | 0 |  | kWh | 0 | 0 | Commercial | [7 empty] | 15 | 0.5 |  |  |  | 1 | 1 | 0 | 0 | 0 | 0 | 0 | 0 | 0 | 0 | 0 | 0 | 2009 Qtr 1: 0; 2009 Qtr 2: 0; 2009 Qtr 3: 0; 2009 Qtr 4: 1; 2010 Qtr 1: 0; 2010 Qtr 2: 0; 2010 Qtr 3: 0; 2010 Qtr 4: 0; 2011 Qtr 1: 0; 2011 Qtr 2: 0; 2011 Qtr 3: 0; 2011 Qtr 4: 0 | 1
0 | 253103-Packaged terminal HP Early Retirement |  | System | Commercial | 11-HTL-Lodging–Hotel(GuestRooms)-COOL | 0 |  |  |  |  | 429.557 | 0 | 112.5 | 0 | 0 | 317.057 | 0 |  | kWh | 0 | 0 | Commercial | [7 empty] | 15 | 0.5 |  |  |  | 1 | 1 | 0 | 0 | 0 | 0 | 0 | 0 | 0 | 0 | 0 | 0 | 2009 Qtr 1: 0; 2009 Qtr 2: 0; 2009 Qtr 3: 0; 2009 Qtr 4: 1; 2010 Qtr 1: 0; 2010 Qtr 2: 0; 2010 Qtr 3: 0; 2010 Qtr 4: 0; 2011 Qtr 1: 0; 2011 Qtr 2: 0; 2011 Qtr 3: 0; 2011 Qtr 4: 0 | 1
0 | 253103-Packaged terminal HP Early Retirement |  | System | Commercial | 11-HTL-Lodging–Hotel(GuestRooms)-COOL | 0 |  |  |  |  | 429.557 | 0 | 112.5 | 0 | 0 | 317.057 | 0 |  | kWh | 0 | 0 | Commercial | [7 empty] | 15 | 0.5 |  |  |  | 1 | 1 | 0 | 0 | 0 | 0 | 0 | 0 | 0 | 0 | 0 | 0 | 2009 Qtr 1: 0; 2009 Qtr 2: 0; 2009 Qtr 3: 0; 2009 Qtr 4: 1; 2010 Qtr 1: 0; 2010 Qtr 2: 0; 2010 Qtr 3: 0; 2010 Qtr 4: 0; 2011 Qtr 1: 0; 2011 Qtr 2: 0; 2011 Qtr 3: 0; 2011 Qtr 4: 0 | 1
0 | 253103-Packaged terminal HP Early Retirement |  | System | Commercial | 11-HTL-Lodging–Hotel(GuestRooms)-COOL | 0 |  |  |  |  | 429.557 | 0 | 112.5 | 0 | 0 | 317.057 | 0 |  | kWh | 0 | 0 | Commercial | [7 empty] | 15 | 0.5 |  |  |  | 1 | 1 | 0 | 0 | 0 | 0 | 0 | 0 | 0 | 0 | 0 | 0 | 2009 Qtr 1: 0; 2009 Qtr 2: 0; 2009 Qtr 3: 0; 2009 Qtr 4: 1; 2010 Qtr 1: 0; 2010 Qtr 2: 0; 2010 Qtr 3: 0; 2010 Qtr 4: 0; 2011 Qtr 1: 0; 2011 Qtr 2: 0; 2011 Qtr 3: 0; 2011 Qtr 4: 0 | 1
0 | 253103-Packaged terminal HP Early Retirement |  | System | Commercial | 11-HTL-Lodging–Hotel(GuestRooms)-COOL | 0 |  |  |  |  | 429.557 | 0 | 112.5 | 0 | 0 | 317.057 | 0 |  | kWh | 0 | 0 | Commercial | [7 empty] | 15 | 0.5 |  |  |  | 1 | 1 | 0 | 0 | 0 | 0 | 0 | 0 | 0 | 0 | 0 | 0 | 2009 Qtr 1: 0; 2009 Qtr 2: 0; 2009 Qtr 3: 0; 2009 Qtr 4: 1; 2010 Qtr 1: 0; 2010 Qtr 2: 0; 2010 Qtr 3: 0; 2010 Qtr 4: 0; 2011 Qtr 1: 0; 2011 Qtr 2: 0; 2011 Qtr 3: 0; 2011 Qtr 4: 0 | 1
0 | 253103-Packaged terminal HP Early Retirement |  | System | Commercial | 11-HTL-Lodging–Hotel(GuestRooms)-COOL | 0 |  |  |  |  | 429.557 | 0 | 112.5 | 0 | 0 | 317.057 | 0 |  | kWh | 0 | 0 | Commercial | [7 empty] | 15 | 0.5 |  |  |  | 1 | 1 | 0 | 0 | 0 | 0 | 0 | 0 | 0 | 0 | 0 | 0 | 2009 Qtr 1: 0; 2009 Qtr 2: 0; 2009 Qtr 3: 0; 2009 Qtr 4: 1; 2010 Qtr 1: 0; 2010 Qtr 2: 0; 2010 Qtr 3: 0; 2010 Qtr 4: 0; 2011 Qtr 1: 0; 2011 Qtr 2: 0; 2011 Qtr 3: 0; 2011 Qtr 4: 0 | 1
0 | 253103-Packaged terminal HP Early Retirement |  | System | Commercial | 11-HTL-Lodging–Hotel(GuestRooms)-COOL | 0 |  |  |  |  | 429.557 | 0 | 112.5 | 0 | 0 | 317.057 | 0 |  | kWh | 0 | 0 | Commercial | [7 empty] | 15 | 0.5 |  |  |  | 1 | 1 | 0 | 0 | 0 | 0 | 0 | 0 | 0 | 0 | 0 | 0 | 2009 Qtr 1: 0; 2009 Qtr 2: 0; 2009 Qtr 3: 0; 2009 Qtr 4: 1; 2010 Qtr 1: 0; 2010 Qtr 2: 0; 2010 Qtr 3: 0; 2010 Qtr 4: 0; 2011 Qtr 1: 0; 2011 Qtr 2: 0; 2011 Qtr 3: 0; 2011 Qtr 4: 0 | 1
Do NOT enter program data in this row or below. The Spreadsheet will not evaluate any such data. | bar: 2012 Qtr 1; 2014 Qtr 2 to 2014 Qtr 4; 2016 Qtr 2 to 2016 Qtr 4; 2018 Qtr 2 to 2018 Qtr 4
Lists of Dimensions and their Labels
|  |  | Climate Zones | Sectors | End Use Validation List |  | Measure Types for Measure Life | Measure Types for NTGR | Gas Sector | Gas Savings Profile | Combustor Type
|  |  | 7 | RES | res:DEER:Indoor_CFL_Ltg |  | NONRESIDENTIAL MEASURES: |  | Residential | Summer Only | Large Boilers (>100 MMBtu/hr Heat Input):Uncontrolled
|  |  | 10 | NON_RES | res:DEER:Indoor_CFL_Ltg |  | **************************************************************** | Appliance early retirement and replacement 0.80 | Commercial | Winter Only | Large Boilers (>100 MMBtu/hr Heat Input):Controlled Low NOx Burner
|  |  | 14 | Residential | res:DEER:Indoor_CFL_Ltg |  | Ballast – Dimmable: NR - 11 | California Home Energy Efficiency Rating System (CHEERS) | Core | Annual | Large Boilers (>100 MMBtu/hr Heat Input):Controlled – Flue Gas Recirculation
|  |  | 15 | Commercial | res:DEER:Indoor_CFL_Ltg |  | Ballast – Electronic: NR - 11 | Residential Audits 0.72 |  |  | Small Boilers (<100 MMBtu/hr Heat Input):Uncontrolled
|  |  | System | Industrial | res:DEER:Indoor_CFL_Ltg |  | Fluorescent Fixture – T8: C/I/A - 11 | Refrigerator Recycling 0.35 |  |  | Small Boilers (<100 MMBtu/hr Heat Input):Controlled Low NOx Burner
|  |  |  | Agricultural | res:DEER:RefgFrzr_HighEff |  | Fixture: T8 Lamp & Electronic Ballast: C/I/A - 11 | Freezer Recycling 0.54 |  |  | Small Boilers (<100 MMBtu/hr Heat Input):Controlled – Flue Gas Recirculation
|  |  |  | Not Used | res:DEER:RefgFrzr_HighEff |  | T8 Fixtures – 17 Watt Lamp, 2ft or 32-watt Lamp, 4ft 11 | Residential Contractor Program 0.89 |  |  | Residential Furnaces (<0.3):Uncontrolled
[5 empty] | res:DEER:RefgFrzr_HighEff |  | T8 Lamps: C/I/A - 5 | Emerging Technologies 0.83
[5 empty] | res:DEER:RefgFrzr_HighEff |  | High Efficiency Lighting (HID): NR - 16 | All other residential programs 0.80
[5 empty] | res:DEER:RefgFrzr_HighEff |  | High Output T5 Fixture: NR - 16 |  | Electric Rate | Gas Rate
[5 empty] | res:DEER:RefgFrzr_Recyc-Conditioned |  | Indoor or Outdoor Lighting System Modification: NR - 13.5 | Advanced water heating systems 1.00 | Residential | 0
[5 empty] | res:DEER:RefgFrzr_Recyc-Conditioned |  | Lighting Controls: NR - 16 | Agricultural and Dairy Incentives 0.75 | Commercial | Residential
[5 empty] | res:DEER:RefgFrzr_Recyc-Conditioned |  | Daylighting Controls; NR - 16 | Coin Laundry and Dry Cleaner Education 0.70 | Not Used | Not Used
[5 empty] | res:DEER:RefgFrzr_Recyc-Conditioned |  | Lighting Power Density: NR - 11 | Commercial and agricultural information, tools, or design assistance services | Not Used
[5 empty] | res:DEER:RefgFrzr_Recyc-Conditioned |  | Exit Sign – CF Hardware Kit/LED/ Electro-Luminescent: NR - 16 | Comprehensive Space Conditioning 1.00 | Not Used
[5 empty] | res:DEER:RefgFrzr_Recyc-UnConditioned |  | Occupancy Sensor: NR - 8 | Lodging Education 0.70
[5 empty] | res:DEER:RefgFrzr_Recyc-UnConditioned |  | Photocell: NR - 8 | Express Efficiency (rebates) 0.96
[5 empty] | res:DEER:RefgFrzr_Recyc-UnConditioned |  | Time Clock – Lighting: NR - 8 | Energy Management Services, including audits (for small and medium customers)
[5 empty] | res:DEER:RefgFrzr_Recyc-UnConditioned |  | Induction Lamps: NR - 2 | Food Services Equipment Retrofit 1.00
[5 empty] | res:DEER:RefgFrzr_Recyc-UnConditioned |  | Induction Fixture: NR - 16 | Industrial Information and Services 0.74
[5 empty] | res:DEER:HVAC_Eff_AC |  | Delamp/reflectors: C/I - 11 | Large Standard Performance Contract 0.70
[5 empty] | res:DEER:HVAC_Eff_AC |  | Optical Reflectors- new construction: Ind, NRNC - 12 | All other nonresidential programs 0.80
[5 empty] | res:DEER:HVAC_Eff_AC |  | Optical Reflectors- retrofit: NR - 10 | New Construction
[5 empty] | res:DEER:HVAC_Eff_AC |  | HID fixture: Interior, >= 176 Watts lamp: Ind - 16 | Industrial and Agricultural Process 0.94
[5 empty] | res:DEER:HVAC_Eff_AC |  | HID fixture: Interior, 251-400 Watt lamp: Com - 16 | Industrial new construction incentives 0.62
[5 empty] | res:DEER:HVAC_Duct_Sealing |  | CFL Fixture: Pin based CFL fixture: Com - 12.0 | Savings by Design 0.82
[5 empty] | res:DEER:HVAC_Duct_Sealing |  | Screw-in CFL: Education - Primary School: NR - 5.6 | All other new construction programs 0.80
[5 empty] | res:DEER:HVAC_Duct_Sealing |  | Screw-in CFL: Education - Secondary School: NR - 3.5 | Large Standard Performance Contract 0.7011
[5 empty] | res:DEER:HVAC_Duct_Sealing |  | Screw-in CFL: Education - Community College: NR - 2.1 | Savings by Design 0.8212
[5 empty] | res:DEER:HVAC_Duct_Sealing |  | Screw-in CFL: Education - University: NR - 2.6 | Codes and Standards
[5 empty] | res:DEER:HVAC_Refrig_Charge |  | Screw-in CFL: Grocery: NR - 1.4
[5 empty] | res:DEER:HVAC_Refrig_Charge |  | Screw-in CFL: Health/Medical - Hospital: NR - 0.9
[5 empty] | res:DEER:HVAC_Refrig_Charge |  | Screw-in CFL: Health/Medical - Nursing Home: NR - 0.9
[5 empty] | res:DEER:HVAC_Refrig_Charge |  | Screw-in CFL: Lodging - Hotel: NR - 0.9
[5 empty] | res:DEER:HVAC_Refrig_Charge |  | Screw-in CFL: Lodging - Motel: NR - 0.9
[5 empty] | res:DEER:Refg_Chrg_Duct_Seal |  | Screw-in CFL: Lodging - Guest Rooms: NR - 7.0
[5 empty] | res:DEER:Refg_Chrg_Duct_Seal |  | Screw-in CFL: Manufacturing - Light Industrial: NR - 2.8
[5 empty] | res:DEER:Refg_Chrg_Duct_Seal |  | Screw-in CFL: Office - Large: NR - 2.9
[5 empty] | res:DEER:Refg_Chrg_Duct_Seal |  | Screw-in CFL: Office - Small: NR - 3.2
[5 empty] | res:DEER:Refg_Chrg_Duct_Seal |  | Screw-in CFL: Restaurant - Sit-Down: NR - 2.3
[5 empty] | res:DEER:RefgFrzr_Recycling |  | Screw-in CFL: Restaurant - Fast-Food: NR - 1.3
[5 empty] | res:DEER:RefgFrzr_Recycling |  | Screw-in CFL: Retail - 3-Story Large: NR - 1.9
[5 empty] | res:DEER:RefgFrzr_Recycling |  | Screw-in CFL: Retail - Single-Story Large: NR - 1.8
[5 empty] | res:DEER:RefgFrzr_Recycling |  | Screw-in CFL: Retail - Small: NR - 2.1
[5 empty] | res:DEER:RefgFrzr_Recycling |  | Screw-in CFL: Storage - Conditioned: NR - 2.8
[5 empty] | NON_res:DEER:Indoor_CFL_Ltg |  | Screw-in CFL: Storage - Unconditioned: NR - 2.8
[5 empty] | NON_res:DEER:Indoor_CFL_Ltg |  | Screw-in CFL: Warehouse - Refrigerated: NR - 3.1
NON_res:DEER:Indoor_CFL_Ltg
[5 empty] | NON_res:DEER:Indoor_CFL_Ltg |  | HVAC/Refrigeration – SPC: NR - 16
[5 empty] | NON_res:DEER:Indoor_CFL_Ltg |  | Chiller – High Efficiency: NR - 20
[5 empty] | NON_res:DEER:Indoor_Non-CFL_Ltg |  | Chiller – Variable Speed Drive: NR - 20
[5 empty] | NON_res:DEER:Indoor_Non-CFL_Ltg |  | Water Cooled Chillers: NR - 20
[5 empty] | NON_res:DEER:Indoor_Non-CFL_Ltg |  | Air Conditioners – High Efficiency: NR - 15
[5 empty] | NON_res:DEER:Indoor_Non-CFL_Ltg |  | Packaged HVAC Systems: NR - 15
[5 empty] | NON_res:DEER:Indoor_Non-CFL_Ltg |  | Install HVAC EMS: Com - 14
[5 empty] | NON_res:DEER:HVAC_Chillers |  | AC Packaged Terminal Units: NR - 15
[5 empty] | NON_res:DEER:HVAC_Chillers |  | Evaporative Coolers: NR - 15
[5 empty] | NON_res:DEER:HVAC_Chillers |  | Boiler – High Efficiency: NR - 20
[5 empty] | NON_res:DEER:HVAC_Chillers |  | Cooling Towers/Evaporative Condenser: NR - 15
[5 empty] | NON_res:DEER:HVAC_Chillers |  | Heat Pump – Split System: NR - 15
[5 empty] | NON_res:DEER:HVAC_Refrig_Charge |  | Heat Pump with Integrated Water Heating: NR - 10
[5 empty] | NON_res:DEER:HVAC_Refrig_Charge |  | Ground Source Heat Pump: NR - 15
[5 empty] | NON_res:DEER:HVAC_Refrig_Charge |  | Reduce Internal Load: NR - 15
[5 empty] | NON_res:DEER:HVAC_Refrig_Charge |  | Insulation: NR - 20
[5 empty] | NON_res:DEER:HVAC_Refrig_Charge |  | Insulation Package: NR - 20
[5 empty] | NON_res:DEER:HVAC_Split-Package_AC |  | Reflective Window Film: NR - 10
[5 empty] | NON_res:DEER:HVAC_Split-Package_AC |  | Bypass/Delay Timer(lighting): NR - 8
[5 empty] | NON_res:DEER:HVAC_Split-Package_AC |  | Set-Back Thermostat: NR - 11
[5 empty] | NON_res:DEER:HVAC_Split-Package_AC |  | Time Clock - HVAC: NR - 10
[5 empty] | NON_res:DEER:HVAC_Split-Package_AC |  | HVAC/Space Heating/Efficiency (Gas): NR - 18
[5 empty] | NON_res:DEER:HVAC_Duct_Sealing |  | Nonresidential Gas – AC: NR - 20
NON_res:DEER:HVAC_Duct_Sealing
[5 empty] | NON_res:DEER:HVAC_Duct_Sealing |  | Adjustable speed drive, application unknown: Ag - 10
[5 empty] | NON_res:DEER:HVAC_Duct_Sealing |  | Adjustable speed drive, application unknown: Com - 10
[5 empty] | NON_res:DEER:HVAC_Duct_Sealing |  | Adjustable Speed Drive: HVAC fan, 50 HP Max: Com - 10
[5 empty] | 01-ALC-AllCommercial-Cooling |  | Pump repair: Ag - 11
[5 empty] | 01-ALC-AllCommercial-ExtLight |  | Injection molding machines: Ind - 15
[5 empty] | 01-ALC-AllCommercial-IntLight |  | Plastic extusion equipment: Ind - 15
[5 empty] | 01-ALC-AllCommercial-OffEquip |  | Process cooling: Ind - 15
[5 empty] | 01-ALC-AllCommercial-Refrig |  | Process equipment insulation: Ind - 15
01-ALC-AllCommercial-Vent/Fan
[5 empty] | 02-ASM-Assembly-Cooling |  | Horizontal Clothes Washer: NR - 10
[5 empty] | 02-ASM-Assembly-Exit |  | Efficient Dishwashing: NR - 5
[5 empty] | 02-ASM-Assembly-ExtLight |  | Water Heater Controls: NR - 15
[5 empty] | 02-ASM-Assembly-IntLight |  | Cooking measures , Assorted: Com - 12
[5 empty] | 03-BCR-BothResidentialandCommercial-COOL |  | Water Heater – Gas: NR - 15
[5 empty] | 03-BCR-BothResidentialandCommercial-LIT_INT |  | Domestic Hot Water Boiler (Gas): NR - 20
03-BCR-BothResidentialandCommercial-OFF_EQ
[5 empty] | 03-BCR-BothResidentialandCommercial-LIT_EXT |  | Auto Closer for Cooler/Freezer: NR - 8
[5 empty] | 03-BCR-BothResidentialandCommercial-REFG |  | Door Gaskets: NR - 4
[5 empty] | 03-BCR-BothResidentialandCommercial-VENT |  | Floating Head Pressure: NR - 16
[5 empty] | 04-DMO-ResidentialMobileHome–DoubleWide-CL_DRY |  | Heatless Door: NR - 16
[5 empty] | 04-DMO-ResidentialMobileHome–DoubleWide-CL_WASH |  | Humidistat Control for Anti-Sweat Heater: NR - 12
[5 empty] | 04-DMO-ResidentialMobileHome–DoubleWide-DSH_WASH |  | Insulation on Refrigeration Suction Line: NR - 11
[5 empty] | 04-DMO-ResidentialMobileHome–DoubleWide-FREEZ |  | Night Covers for Display Cases: NR - 5
[5 empty] | 04-DMO-ResidentialMobileHome–DoubleWide-LIGHT |  | PSC Evaporator Motor – Walkin/ Display: NR - 15
[5 empty] | 04-DMO-ResidentialMobileHome–DoubleWide-POOL_PMP |  | Refrigeration Case Doors – Glass/Acrylic: NR - 12
[5 empty] | 04-DMO-ResidentialMobileHome–DoubleWide-REFG |  | Refrigerator Case with Doors: NR - 12
[5 empty] | 04-DMO-ResidentialMobileHome–DoubleWide-SP_COOL |  | Refrigerator Condensate Evaporator – Elec/Non Elec: NR - 8
[5 empty] | 04-DMO-ResidentialMobileHome–DoubleWide-SP_HEAT |  | Strip Curtains for Walk-Ins: NR - 4
[5 empty] | 04-DMO-ResidentialMobileHome–DoubleWide-WAT_HEAT |  | Ballast: Electronic, for display case: NR - 11
[5 empty] | 05-ECC-Education–CommunityCollege-COOL |  | Defrost: NR - 16
[5 empty] | 05-ECC-Education–CommunityCollege-LIT_INT |  | FHP & EFF Conditioner: NR - 16
[5 empty] | 05-ECC-Education–CommunityCollege-OFF_EQ |  | High-efficiency Liquid Suction Heat Exchangers: NR - 16
[5 empty] | 05-ECC-Education–CommunityCollege-LIT_EXT |  | Night Shields on Refrigerator and Freezer Cases: NR - 5
[5 empty] | 05-ECC-Education–CommunityCollege-REFG |  | Walk-in Refrigerator or Freezer: Evaporative Fan Controller: NR - 5
[5 empty] | 05-ECC-Education–CommunityCollege-VENT |  | Multiplec Refrigeration Systems/Supermarket Systems: NR - 10
06-EPR-Education–PrimarySchool-COOL
[5 empty] | 06-EPR-Education–PrimarySchool-LIT_INT |  | Kiln/Oven/Furnace: NR - 18
[5 empty] | 06-EPR-Education–PrimarySchool-OFF_EQ |  | Thermal Night Curtains: NR - 5
[5 empty] | 06-EPR-Education–PrimarySchool-LIT_EXT |  | Custom Measures – SPC: NR - 15
[5 empty] | 06-EPR-Education–PrimarySchool-REFG |  | Local Government Partnership: NR - 11
[5 empty] | 06-EPR-Education–PrimarySchool-VENT |  | Audits: NR - 3
[5 empty] | 07-ESE-Education–SecondarySchool-COOL |  | Plug Load Sensor: NR - 10
[5 empty] | 07-ESE-Education–SecondarySchool-LIT_INT |  | Information: NR - 1
[5 empty] | 07-ESE-Education–SecondarySchool-OFF_EQ |  | High Efficiency Motors: NR - 15
[5 empty] | 07-ESE-Education–SecondarySchool-LIT_EXT |  | Process Overhaul: NR - 20
[5 empty] | 07-ESE-Education–SecondarySchool-REFG |  | System Controls: NR - 15
07-ESE-Education–SecondarySchool-VENT
08-EUN-Education–University-COOL
[5 empty] | 08-EUN-Education–University-LIT_INT |  | RESIDENTIAL MEASURES
[5 empty] | 08-EUN-Education–University-OFF_EQ |  | ****************************************************************
[5 empty] | 08-EUN-Education–University-LIT_EXT |  | T8 Fixtures ; lamp or ballast: Res - 15
[5 empty] | 08-EUN-Education–University-REFG |  | Pin based CFL Fixture: Res - 16
[5 empty] | 08-EUN-Education–University-VENT |  | CFL: Indoor Screw in: Res - 9.4
[5 empty] | 09-GRO-Grocery-COOL |  | CFL: Outdoor Screw in: Res - 7
[5 empty] | 09-GRO-Grocery-LIT_INT |  | Torchiere: Res - 9
09-GRO-Grocery-OFF_EQ
[5 empty] | 09-GRO-Grocery-LIT_EXT |  | Air Conditioners with SEER >= 11.0: Res - 18
[5 empty] | 09-GRO-Grocery-REFG |  | Central Air Conditioners: Res - 18
[5 empty] | 09-GRO-Grocery-VENT |  | Duct Testing: Res NC - 18
[5 empty] | 10-HSP-Health/Medical–Hospital-COOL |  | High Energy Efficiency Ducts: Res - 18
[5 empty] | 10-HSP-Health/Medical–Hospital-LIT_INT |  | Whole House Fan: Res - 15
[5 empty] | 10-HSP-Health/Medical–Hospital-OFF_EQ |  | Evaporative Cooler: Res - 15
[5 empty] | 10-HSP-Health/Medical–Hospital-LIT_EXT |  | Glazing - Low E Double / Low Shade Coefficient: Res - 20
[5 empty] | 10-HSP-Health/Medical–Hospital-REFG |  | Heat Pump - Electric: Res - 15
[5 empty] | 10-HSP-Health/Medical–Hospital-VENT |  | Insulation - Ceiling / Floor / Walls: Res - 20
[5 empty] | 11-HTL-Lodging–Hotel(GuestRooms)-COOL |  | A/C with Integrated Water Heating: Res - 10
[5 empty] | 11-HTL-Lodging–Hotel(GuestRooms)-LIT_INT |  | Programmable Thermostat: Res - 12
11-HTL-Lodging–Hotel(GuestRooms)-OFF_EQ
[5 empty] | 11-HTL-Lodging–Hotel(GuestRooms)-LIT_EXT |  | Audits: Res - 3
[5 empty] | 11-HTL-Lodging–Hotel(GuestRooms)-REFG |  | Gas Cooktops: Res - 20
[5 empty] | 11-HTL-Lodging–Hotel(GuestRooms)-VENT |  | Gas Dryer Stub: Res - 18
[5 empty] | 12-MBT-Manufacturing–Bio/Tech-AG_PUMP |  | Energy-Efficient Furnaces: Res - 18
12-MBT-Manufacturing–Bio/Tech-COMP_AIR
[5 empty] | 12-MBT-Manufacturing–Bio/Tech-COOL |  | Refrigerator Recycling: Res - 10
[5 empty] | 12-MBT-Manufacturing–Bio/Tech-LIGHT |  | Refrigerator - Energy Efficient; 20% more efficient: Res - 18
[5 empty] | 12-MBT-Manufacturing–Bio/Tech-MOTOR |  | Refrigerators: Res - 18
12-MBT-Manufacturing–Bio/Tech-PROC_OTH
13-MFM-ResidentialMulti-family-CL_DRY
[5 empty] | 13-MFM-ResidentialMulti-family-CL_WASH |  | GENERIC USEFUL LIVES:
[5 empty] | 13-MFM-ResidentialMulti-family-DSH_WASH |  | ****************************************************************
[5 empty] | 13-MFM-ResidentialMulti-family-FREEZ |  | 0.1
[5 empty] | 13-MFM-ResidentialMulti-family-LIGHT |  | 0.2
[5 empty] | 13-MFM-ResidentialMulti-family-POOL_PMP |  | 0.3
[5 empty] | 13-MFM-ResidentialMulti-family-REFG |  | 0.4
[5 empty] | 13-MFM-ResidentialMulti-family-SP_COOL |  | 0.5
[5 empty] | 13-MFM-ResidentialMulti-family-SP_HEAT |  | 0.6
[5 empty] | 13-MFM-ResidentialMulti-family-WAT_HEAT |  | 0.7
[5 empty] | 14-MLI-Manufacturing–LightIndustry-AG_PUMP |  | 0.8
[5 empty] | 14-MLI-Manufacturing–LightIndustry-COMP_AIR |  | 0.9
[5 empty] | 14-MLI-Manufacturing–LightIndustry-COOL |  | 1
[5 empty] | 14-MLI-Manufacturing–LightIndustry-LIGHT |  | 1.1
[5 empty] | 14-MLI-Manufacturing–LightIndustry-MOTOR |  | 1.2
[5 empty] | 14-MLI-Manufacturing–LightIndustry-PROC_OTH |  | 1.3
[5 empty] | 15-MTL-Lodging–Motel-COOL |  | 1.4
[5 empty] | 15-MTL-Lodging–Motel-LIT_INT |  | 1.5
[5 empty] | 15-MTL-Lodging–Motel-OFF_EQ |  | 1.6
[5 empty] | 15-MTL-Lodging–Motel-LIT_EXT |  | 1.7
[5 empty] | 15-MTL-Lodging–Motel-REFG |  | 1.8
[5 empty] | 15-MTL-Lodging–Motel-VENT |  | 1.9
[5 empty] | 16-NRS-Health/Medical–Clinic-COOL |  | 2
[5 empty] | 16-NRS-Health/Medical–Clinic-LIT_INT |  | 2.1
[5 empty] | 16-NRS-Health/Medical–Clinic-OFF_EQ |  | 2.2
[5 empty] | 16-NRS-Health/Medical–Clinic-LIT_EXT |  | 2.3
[5 empty] | 16-NRS-Health/Medical–Clinic-REFG |  | 2.4
[5 empty] | 16-NRS-Health/Medical–Clinic-VENT |  | 2.5
[5 empty] | 17-OFL-Office–Large-Cooling |  | 2.6
[5 empty] | 17-OFL-Office–Large-ExtLight |  | 2.7
[5 empty] | 17-OFL-Office–Large-IntLight |  | 2.8
[5 empty] | 17-OFL-Office–Large-OffEquip |  | 2.9
[5 empty] | 17-OFL-Office–Large-Refrig |  | 3
[5 empty] | 17-OFL-Office–Large-Vent/Fan |  | 3.1
[5 empty] | 18-OFS-Office–Small-Cooling |  | 3.2
[5 empty] | 18-OFS-Office–Small-ExtLight |  | 3.3
[5 empty] | 18-OFS-Office–Small-IntLight |  | 3.4
[5 empty] | 18-OFS-Office–Small-OffEquip |  | 3.5
[5 empty] | 18-OFS-Office–Small-Refrig |  | 3.6
[5 empty] | 18-OFS-Office–Small-Vent/Fan |  | 3.7
[5 empty] | 19-RES-AllResidential-CL_DRY |  | 3.8
[5 empty] | 19-RES-AllResidential-CL_WASH |  | 3.9
[5 empty] | 19-RES-AllResidential-DSH_WASH |  | 4
[5 empty] | 19-RES-AllResidential-FREEZ |  | 4.1
[5 empty] | 19-RES-AllResidential-LIGHT |  | 4.2
[5 empty] | 19-RES-AllResidential-POOL_PMP |  | 4.3
[5 empty] | 19-RES-AllResidential-REFG |  | 4.4
[5 empty] | 19-RES-AllResidential-SP_COOL |  | 4.5
[5 empty] | 19-RES-AllResidential-SP_HEAT |  | 4.6
[5 empty] | 19-RES-AllResidential-WAT_HEAT |  | 4.7
[5 empty] | 20-RFF-Restaurant–FastFood-Cooling |  | 4.8
[5 empty] | 20-RFF-Restaurant–FastFood-ExtLight |  | 4.9
[5 empty] | 20-RFF-Restaurant–FastFood-IntLight |  | 5
[5 empty] | 20-RFF-Restaurant–FastFood-OffEquip |  | 5.1
[5 empty] | 20-RFF-Restaurant–FastFood-Refrig |  | 5.2
[5 empty] | 20-RFF-Restaurant–FastFood-Vent/Fan |  | 5.3
[5 empty] | 21-RSD-Restaurant–SitDown-COOL |  | 5.4
[5 empty] | 21-RSD-Restaurant–SitDown-LIT_INT |  | 5.5
[5 empty] | 21-RSD-Restaurant–SitDown-OFF_EQ |  | 5.6
[5 empty] | 21-RSD-Restaurant–SitDown-LIT_EXT |  | 5.7
[5 empty] | 21-RSD-Restaurant–SitDown-PROC_OTH |  | 5.8
[5 empty] | 21-RSD-Restaurant–SitDown-REFG |  | 5.9
[5 empty] | 21-RSD-Restaurant–SitDown-VENT |  | 6
[5 empty] | 22-RT3-Retail–3StoryLarge-COOL |  | 6.1
[5 empty] | 22-RT3-Retail–3StoryLarge-LIT_INT |  | 6.2
[5 empty] | 22-RT3-Retail–3StoryLarge-OFF_EQ |  | 6.3
[5 empty] | 22-RT3-Retail–3StoryLarge-LIT_EXT |  | 6.4
[5 empty] | 22-RT3-Retail–3StoryLarge-REFG |  | 6.5
[5 empty] | 22-RT3-Retail–3StoryLarge-VENT |  | 6.6
[5 empty] | 23-RTL-Retail–SingleStorylarge-COOL |  | 6.7
[5 empty] | 23-RTL-Retail–SingleStorylarge-LIT_INT |  | 6.8
[5 empty] | 23-RTL-Retail–SingleStorylarge-OFF_EQ |  | 6.9
[5 empty] | 23-RTL-Retail–SingleStorylarge-LIT_EXT |  | 7
[5 empty] | 23-RTL-Retail–SingleStorylarge-REFG |  | 7.1
[5 empty] | 23-RTL-Retail–SingleStorylarge-VENT |  | 7.2
[5 empty] | 24-RTS-Retail–Small-COOL |  | 7.3
[5 empty] | 24-RTS-Retail–Small-LIT_INT |  | 7.4
[5 empty] | 24-RTS-Retail–Small-OFF_EQ |  | 7.5
[5 empty] | 24-RTS-Retail–Small-LIT_EXT |  | 7.6
[5 empty] | 24-RTS-Retail–Small-REFG |  | 7.7
[5 empty] | 24-RTS-Retail–Small-VENT |  | 7.8
[5 empty] | 25-SCN-Storage–Conditioned-Cooling |  | 7.9
[5 empty] | 25-SCN-Storage–Conditioned-Exit |  | 8
[5 empty] | 25-SCN-Storage–Conditioned-ExtLight |  | 8.1
[5 empty] | 26-SFM-ResidentialSingleFamily-CL_DRY |  | 8.2
[5 empty] | 26-SFM-ResidentialSingleFamily-CL_WASH |  | 8.3
[5 empty] | 26-SFM-ResidentialSingleFamily-DSH_WASH |  | 8.4
[5 empty] | 26-SFM-ResidentialSingleFamily-FREEZ |  | 8.5
[5 empty] | 26-SFM-ResidentialSingleFamily-LIGHT |  | 8.6
[5 empty] | 26-SFM-ResidentialSingleFamily-POOL_PMP |  | 8.7
[5 empty] | 26-SFM-ResidentialSingleFamily-REFG |  | 8.8
[5 empty] | 26-SFM-ResidentialSingleFamily-SP_COOL |  | 8.9
[5 empty] | 26-SFM-ResidentialSingleFamily-SP_HEAT |  | 9
[5 empty] | 26-SFM-ResidentialSingleFamily-WAT_HEAT |  | 9.1
[5 empty] | 27-SMO-ResidentialMobileHome–SingleWide-CL_DRY |  | 9.2
[5 empty] | 27-SMO-ResidentialMobileHome–SingleWide-CL_WASH |  | 9.3
[5 empty] | 27-SMO-ResidentialMobileHome–SingleWide-DSH_WASH |  | 9.4
[5 empty] | 27-SMO-ResidentialMobileHome–SingleWide-FREEZ |  | 9.5
[5 empty] | 27-SMO-ResidentialMobileHome–SingleWide-LIGHT |  | 9.6
[5 empty] | 27-SMO-ResidentialMobileHome–SingleWide-POOL_PMP |  | 9.7
[5 empty] | 27-SMO-ResidentialMobileHome–SingleWide-REFG |  | 9.8
[5 empty] | 27-SMO-ResidentialMobileHome–SingleWide-SP_COOL |  | 9.9
[5 empty] | 27-SMO-ResidentialMobileHome–SingleWide-SP_HEAT |  | 10
[5 empty] | 27-SMO-ResidentialMobileHome–SingleWide-WAT_HEAT |  | 10.1
[5 empty] | 28-SUN-Storage–Unconditioned-Exit |  | 10.2
[5 empty] | 28-SUN-Storage–Unconditioned-ExtLight |  | 10.3
[5 empty] | 29-WRF-Storage–Refrigerated-Cooling |  | 10.4
[5 empty] | 29-WRF-Storage–Refrigerated-Exit |  | 10.5
[5 empty] | 29-WRF-Storage–Refrigerated-ExtLight |  | 10.6
[5 empty] | 30-S20-SIC20Food&KindredProducts-AG_PUMP |  | 10.7
[5 empty] | 30-S20-SIC20Food&KindredProducts-COMP_AIR |  | 10.8
[5 empty] | 30-S20-SIC20Food&KindredProducts-COOL |  | 10.9
[5 empty] | 30-S20-SIC20Food&KindredProducts-LIGHT |  | 11
[5 empty] | 30-S20-SIC20Food&KindredProducts-MOTOR |  | 11.1
[5 empty] | 30-S20-SIC20Food&KindredProducts-PROC_OTH |  | 11.2
[5 empty] | 31-S26-SIC26Paper&AlliedProducts-AG_PUMP |  | 11.3
[5 empty] | 31-S26-SIC26Paper&AlliedProducts-COMP_AIR |  | 11.4
[5 empty] | 31-S26-SIC26Paper&AlliedProducts-COOL |  | 11.5
[5 empty] | 31-S26-SIC26Paper&AlliedProducts-LIGHT |  | 11.6
[5 empty] | 31-S26-SIC26Paper&AlliedProducts-MOTOR |  | 11.7
[5 empty] | 31-S26-SIC26Paper&AlliedProducts-PROC_OTH |  | 11.8
[5 empty] | 32-S28-SIC28Chemicals&AlliedProducts-AG_PUMP |  | 11.9
[5 empty] | 32-S28-SIC28Chemicals&AlliedProducts-COMP_AIR |  | 12
[5 empty] | 32-S28-SIC28Chemicals&AlliedProducts-COOL |  | 12.1
[5 empty] | 32-S28-SIC28Chemicals&AlliedProducts-LIGHT |  | 12.2
[5 empty] | 32-S28-SIC28Chemicals&AlliedProducts-MOTOR |  | 12.3
[5 empty] | 32-S28-SIC28Chemicals&AlliedProducts-PROC_OTH |  | 12.4
[5 empty] | 33-S29-SIC29Petroleum&CoalProducts-AG_PUMP |  | 12.5
[5 empty] | 33-S29-SIC29Petroleum&CoalProducts-COMP_AIR |  | 12.6
[5 empty] | 33-S29-SIC29Petroleum&CoalProducts-COOL |  | 12.7
[5 empty] | 33-S29-SIC29Petroleum&CoalProducts-LIGHT |  | 12.8
[5 empty] | 33-S29-SIC29Petroleum&CoalProducts-MOTOR |  | 12.9
[5 empty] | 33-S29-SIC29Petroleum&CoalProducts-PROC_OTH |  | 13
[5 empty] | 34-S33-SIC33Metals-AG_PUMP |  | 13.1
[5 empty] | 34-S33-SIC33Metals-COMP_AIR |  | 13.2
[5 empty] | 34-S33-SIC33Metals-COOL |  | 13.3
[5 empty] | 34-S33-SIC33Metals-LIGHT |  | 13.4
[5 empty] | 34-S33-SIC33Metals-MOTOR |  | 13.5
[5 empty] | 34-S33-SIC33Metals-PROC_OTH |  | 13.6
[5 empty] | 35-OTI-OtherIndustrial-AG_PUMP |  | 13.7
[5 empty] | 35-OTI-OtherIndustrial-COMP_AIR |  | 13.8
[5 empty] | 35-OTI-OtherIndustrial-COOL |  | 13.9
[5 empty] | 35-OTI-OtherIndustrial-LIGHT |  | 14
[5 empty] | 35-OTI-OtherIndustrial-MOTOR |  | 14.1
[5 empty] | 35-OTI-OtherIndustrial-PROC_OTH |  | 14.2
[5 empty] | 36-GST-Lodging-GuestRooms-Cooling |  | 14.3
[5 empty] | 36-GST-Lodging-GuestRooms-ExtLight |  | 14.4
[5 empty] | 36-GST-Lodging-GuestRooms-IntLight |  | 14.5
[5 empty] | 36-GST-Lodging-GuestRooms-OffEquip |  | 14.6
[5 empty] | 36-GST-Lodging-GuestRooms-Refrig |  | 14.7
[5 empty] | 36-GST-Lodging-GuestRooms-Vent/Fan |  | 14.8
14.9
15
15.1
15.2
15.3
15.4
15.5
15.6
15.7
15.8
15.9
16
16.1
16.2
16.3
16.4
16.5
16.6
16.7
16.8
16.9
17
17.1
17.2
17.3
17.4
17.5
17.6
17.7
17.8
17.9
18
18.1
18.2
18.3
18.4
18.5
18.6
18.7
18.8
18.9
19
19.1
19.2
19.3
19.4
19.5
19.6
19.7
19.8
19.9
20
21
22
23
24
25
26
27
28
29
30
Last Row Used is above