## Export
PROGRAM NAME | 0
BUDGET
Administrative Costs
Overhead and G&A | 0
Other Administrative Costs | 0
Marketing/Outreach | 0
Direct Implementation
d.i. User Input Incentive (No rebates) | 0
d.ii. Rebate | 0
d.iii. Direct Install Labor | 0
d.iv. Direct Install Materials | 0
d.v. Upstream payments | 109168.6
Activity | 0
Installation | 0
Hardware & Materials | 0
Rebate Processing & Inspection | 0
EM&V Costs | 0
Budget | 109168.6
Costs recovered from other sources | 0
Budget (plus other costs) | 109168.6
PROGRAM IMPACTS
Program Reductions for Measures installed through 2011
User Entered kW (kW) | 291.9967
Net Jul-Sept Peak (kW) | 124.7092
Net Dec-Feb Peak (kW) | 49.7506
Net NCP (kW) | 136.6
Net CEC (kW) | 0
Annual Net kWh | 383224.2
Lifecycle Net kWh | 3138626.7
Annual Net Therms | 0
Lifecycle Net Therms | 0
Cost Effectiveness for all measures installed through 2015
TRC
Costs | 91860.1187
Electric Benefits | 323402.7835
Gas Benefits | 0
Net Benefits (NPV) | 231542.6648
BC Ratio | 3.5206
PAC
Costs | 106923.2125
Electric Benefits | 323402.7835
Gas Benefits | 0
Net Benefits (NPV) | 216479.571
BC Ratio | 3.0246
Levelized Cost
Levelized Cost TRC ($/kWh )
Discounted kWh | 2257374.1298
Cost | 0.040693
Benefits | 0.14327
Benefit-Cost | 0.10257
Levelized Cost PAC ($/kWh)
Discounted kWh | 2257374.1298
Cost | 0.047366
Benefits | 0.14327
Benefit-Cost | 0.095899
Levelized Cost TRC ($/therm)
Discounted Therms | 0
Cost | 0
Benefits | 0
Benefit-Cost | 0
Levelized Cost PAC ($/therm)
Discounted Therms | 0
Cost | 0
Benefits | 0
Benefit-Cost | 0
Emission Annual Reductions (2009-2011) |  | Energy Division File sheet "Attachment II" Total Electricity and Gas Emission Reductions
Electric Annual CO2 (tons) - 2009 | 220.3156 |  | 2009 | 2010 | 2011 | 2012 | 2013 | 2014 | 2015
2010 | 0 |  | Total | Total | Total | Total | Total | Total | Total
2011 | 0 | Annual CO2 Emission Reductions (tons) | 220.3156 | 0 | 0 | 0 | 0 | 0 | 0
Electric Lifecycle CO2 (tons) - 2009 | 1804.3964 | Lifecycle CO2 Emission Reductions (tons) | 1804.3964 | 0 | 0 | 0 | 0 | 0 | 0
2010 | 0 | Annual NOx Emission Reductions (tons) | 0.029905 | 0 | 0 | 0 | 0 | 0 | 0
2011 | 0 | Lifecycle NOx Emission Reductions (tons) | 0.24492 | 0 | 0 | 0 | 0 | 0 | 0
Electric Annual NOX (tons) - 2009 | 0.029905 | Annual SO2 Emission Reductions (tons)
2010 | 0 | Lifecycle SO2 Emission Reductions (tons)
2011 | 0
Electric Lifecycle NOX (tons) - 2009 | 0.24492
2010 | 0
2011 | 0
Electric Annual SO2 (lbs) - 2009
2010
2011
Electric Lifecycle SO2 (lbs) - 2009
2010
2011
Gas Annual CO2 (tons) - 2009 | 0
2010 | 0
2011 | 0
Gas Lifecycle CO2 (tons) - 2009 | 0
2010 | 0
2011 | 0
Gas Annual NOX (tons) - 2009 | 0
2010 | 0
2011 | 0
Gas Lifecycle NOX (tons) - 2009 | 0
2010 | 0
2011 | 0
Gas Annual SO2 (lbs) - 2009
2010
2011
Gas Lifecycle SO2 (lbs) - 2009
2010
2011
Data below not currently used in Energy Division workbook
Levelized Cost RIM ($/therm)
Discounted Therms | 0
Cost | 0
Benefits | 0
Benefit-Cost | 0
Levelized Cost RIM ($/kWh)
Discounted kWh | 2257374.1298
Cost | 0.047366
Benefits | 0.14327
Benefit-Cost | 0
RIM
Costs | 106923.2125
Electric Benefits | 323402.7835
Gas Benefits | 0
Net Benefits (NPV) | 216479.571
BC Ratio | 3.0246
Impacts for all programs installed trhough 2019
Net July-Sept Peak (kW)
Clothes Dryer | 0
Clothes Washer | 0
Consumer Electronics | 0
Cooking | 0
Dishwasher | 0
Net Dec-Feb Pk (kW)
Clothes Dryer | 0
Clothes Washer | 0
Consumer Electronics | 0
Cooking | 0
Dishwasher | 0
0
Clothes Dryer | 0
Clothes Washer | 0
Consumer Electronics | 0
Cooking | 0
Dishwasher | 0
Annual Net kWh
Clothes Dryer | 0
Clothes Washer | 0
Consumer Electronics | 0
Cooking | 0
Dishwasher | 0
Lifecycle Net kWh
Clothes Dryer | 0
Clothes Washer | 0
Consumer Electronics | 0
Cooking | 0
Dishwasher | 0
Annual Net Therms
Clothes Dryer | 0
Clothes Washer | 0
Consumer Electronics | 0
Cooking | 0
Dishwasher | 0
Lifecycle Net Therms
Clothes Dryer | 0
Clothes Washer | 0
Consumer Electronics | 0
Cooking | 0
Dishwasher | 0

## Output by Measure
0
0
SDG&E | [7 empty] | Levelized Benefits less Costs (TRC) |  |  |  | Levelized Benefits less Costs (PAC) |  |  |  | Benefit Cost Ratios
Net Impacts by Measure | [7 empty] | No Allocated Admin |  | w/ Allocated Admin |  | No Allocated Admin |  | w/ Allocated Admin |  | No Allocated Admin |  | w/ Allocated Admin
| Net Avg Jul-Sep (kW) | Net Dec-Feb Pk (kW) | Net User Entered kW | Annual kWh adj for Net to gross | Lifecycle kWh (Annual * Measure Life) | Annual Therms | Lifecycle Therms | Electric ($/kWh) | Gas ($/Th) | Electric ($/kWh) | Gas ($/Th) | Electric ($/kWh) | Gas ($/Th) | Electric ($/kWh) | Gas ($/Th) | TRC | PAC | TRC | PAC
Total or Average | 124.7092 | 49.7506 | 291.9967 | 383224.2 | 3138626.7 | 0 | 0 | 0.10257 | 0 | 0.10257 | 0 | 0.095899 | 0 | 0.095899 | 0
253142-Commercial HVAC Diagnostic/Tune-up Com All CZ10 VintAll | 0.17758 | 0.070843 | 0.3825 | 545.7 | 5457 | 0 | 0 | 0.10878 | 0 | 0.10878 | 0 | 0.10224 | 0 | 0.10224 | 0 | 4.0205 | 3.4025 | 4.0205 | 3.4025
253145-Commercial Condensor Coil Cleaning (all units - savings at 50% of DEER) Com All CZ10 VintAll | 0.061407 | 0.024497 | 0.16958 | 188.7 | 566.1 | 0 | 0 | 0.074683 | 0 | 0.074683 | 0 | 0.074683 | 0 | 0.074683 | 0 | 2.3029 | 2.3029 | 2.3029 | 2.3029
253142-Commercial HVAC Diagnostic/Tune-up Com All CZ10 VintAll | 0.23678 | 0.094458 | 0.51 | 727.6 | 7276 | 0 | 0 | 0.10878 | 0 | 0.10878 | 0 | 0.10224 | 0 | 0.10224 | 0 | 4.0205 | 3.4025 | 4.0205 | 3.4025
253142-Commercial HVAC Diagnostic/Tune-up Com All CZ10 VintAll | 0.23678 | 0.094458 | 0.51 | 727.6 | 7276 | 0 | 0 | 0.10878 | 0 | 0.10878 | 0 | 0.10224 | 0 | 0.10224 | 0 | 4.0205 | 3.4025 | 4.0205 | 3.4025
253142-Commercial HVAC Diagnostic/Tune-up Com All CZ10 VintAll | 0.23678 | 0.094458 | 0.51 | 727.6 | 7276 | 0 | 0 | 0.10878 | 0 | 0.10878 | 0 | 0.10224 | 0 | 0.10224 | 0 | 4.0205 | 3.4025 | 4.0205 | 3.4025
253142-Commercial HVAC Diagnostic/Tune-up Com All CZ10 VintAll | 0.29597 | 0.11807 | 0.6375 | 909.5 | 9095 | 0 | 0 | 0.10878 | 0 | 0.10878 | 0 | 0.10224 | 0 | 0.10224 | 0 | 4.0205 | 3.4025 | 4.0205 | 3.4025
253142-Commercial HVAC Diagnostic/Tune-up Com All CZ10 VintAll | 0.23678 | 0.094458 | 0.51 | 727.6 | 7276 | 0 | 0 | 0.10878 | 0 | 0.10878 | 0 | 0.10224 | 0 | 0.10224 | 0 | 4.0205 | 3.4025 | 4.0205 | 3.4025
253142-Commercial HVAC Diagnostic/Tune-up Com All CZ10 VintAll | 0.23678 | 0.094458 | 0.51 | 727.6 | 7276 | 0 | 0 | 0.10878 | 0 | 0.10878 | 0 | 0.10224 | 0 | 0.10224 | 0 | 4.0205 | 3.4025 | 4.0205 | 3.4025
253142-Commercial HVAC Diagnostic/Tune-up Com All CZ10 VintAll | 0.23678 | 0.094458 | 0.51 | 727.6 | 7276 | 0 | 0 | 0.10878 | 0 | 0.10878 | 0 | 0.10224 | 0 | 0.10224 | 0 | 4.0205 | 3.4025 | 4.0205 | 3.4025
253142-Commercial HVAC Diagnostic/Tune-up Com All CZ10 VintAll | 0.23678 | 0.094458 | 0.51 | 727.6 | 7276 | 0 | 0 | 0.10878 | 0 | 0.10878 | 0 | 0.10224 | 0 | 0.10224 | 0 | 4.0205 | 3.4025 | 4.0205 | 3.4025
253142-Commercial HVAC Diagnostic/Tune-up Com All CZ10 VintAll | 0.23678 | 0.094458 | 0.51 | 727.6 | 7276 | 0 | 0 | 0.10878 | 0 | 0.10878 | 0 | 0.10224 | 0 | 0.10224 | 0 | 4.0205 | 3.4025 | 4.0205 | 3.4025
253142-Commercial HVAC Diagnostic/Tune-up Com All CZ10 VintAll | 0.23678 | 0.094458 | 0.51 | 727.6 | 7276 | 0 | 0 | 0.10878 | 0 | 0.10878 | 0 | 0.10224 | 0 | 0.10224 | 0 | 4.0205 | 3.4025 | 4.0205 | 3.4025
253142-Commercial HVAC Diagnostic/Tune-up Com All CZ10 VintAll | 0.17758 | 0.070843 | 0.3825 | 545.7 | 5457 | 0 | 0 | 0.10878 | 0 | 0.10878 | 0 | 0.10224 | 0 | 0.10224 | 0 | 4.0205 | 3.4025 | 4.0205 | 3.4025
253142-Commercial HVAC Diagnostic/Tune-up Com All CZ10 VintAll | 0.17758 | 0.070843 | 0.3825 | 545.7 | 5457 | 0 | 0 | 0.10771 | 0 | 0.10771 | 0 | 0.095144 | 0 | 0.095144 | 0 | 3.9051 | 2.9165 | 3.9051 | 2.9165
253145-Commercial Condensor Coil Cleaning (all units - savings at 50% of DEER) Com All CZ10 VintAll | 0.081876 | 0.032663 | 0.2261 | 251.6 | 754.8 | 0 | 0 | 0.074683 | 0 | 0.074683 | 0 | 0.074683 | 0 | 0.074683 | 0 | 2.3029 | 2.3029 | 2.3029 | 2.3029
253145-Commercial Condensor Coil Cleaning (all units - savings at 50% of DEER) Com All CZ10 VintAll | 0.061407 | 0.024497 | 0.16958 | 188.7 | 566.1 | 0 | 0 | 0.07325 | 0 | 0.07325 | 0 | 0.06513 | 0 | 0.06513 | 0 | 2.2467 | 1.9739 | 2.2467 | 1.9739
253145-Commercial Condensor Coil Cleaning (all units - savings at 50% of DEER) Com All CZ10 VintAll | 0.081876 | 0.032663 | 0.2261 | 251.6 | 754.8 | 0 | 0 | 0.074683 | 0 | 0.074683 | 0 | 0.074683 | 0 | 0.074683 | 0 | 2.3029 | 2.3029 | 2.3029 | 2.3029
253145-Commercial Condensor Coil Cleaning (all units - savings at 50% of DEER) Com All CZ10 VintAll | 0.081876 | 0.032663 | 0.2261 | 251.6 | 754.8 | 0 | 0 | 0.074683 | 0 | 0.074683 | 0 | 0.074683 | 0 | 0.074683 | 0 | 2.3029 | 2.3029 | 2.3029 | 2.3029
253145-Commercial Condensor Coil Cleaning (all units - savings at 50% of DEER) Com All CZ10 VintAll | 0.081876 | 0.032663 | 0.2261 | 251.6 | 754.8 | 0 | 0 | 0.074683 | 0 | 0.074683 | 0 | 0.074683 | 0 | 0.074683 | 0 | 2.3029 | 2.3029 | 2.3029 | 2.3029
253145-Commercial Condensor Coil Cleaning (all units - savings at 50% of DEER) Com All CZ10 VintAll | 0.081876 | 0.032663 | 0.2261 | 251.6 | 754.8 | 0 | 0 | 0.074683 | 0 | 0.074683 | 0 | 0.074683 | 0 | 0.074683 | 0 | 2.3029 | 2.3029 | 2.3029 | 2.3029
253145-Commercial Condensor Coil Cleaning (all units - savings at 50% of DEER) Com All CZ10 VintAll | 0.081876 | 0.032663 | 0.2261 | 251.6 | 754.8 | 0 | 0 | 0.074683 | 0 | 0.074683 | 0 | 0.074683 | 0 | 0.074683 | 0 | 2.3029 | 2.3029 | 2.3029 | 2.3029
253145-Commercial Condensor Coil Cleaning (all units - savings at 50% of DEER) Com All CZ10 VintAll | 0.081876 | 0.032663 | 0.2261 | 251.6 | 754.8 | 0 | 0 | 0.074683 | 0 | 0.074683 | 0 | 0.074683 | 0 | 0.074683 | 0 | 2.3029 | 2.3029 | 2.3029 | 2.3029
253145-Commercial Condensor Coil Cleaning (all units - savings at 50% of DEER) Com All CZ10 VintAll | 0.061407 | 0.024497 | 0.16958 | 188.7 | 566.1 | 0 | 0 | 0.074683 | 0 | 0.074683 | 0 | 0.074683 | 0 | 0.074683 | 0 | 2.3029 | 2.3029 | 2.3029 | 2.3029
253145-Commercial Condensor Coil Cleaning (all units - savings at 50% of DEER) Com All CZ10 VintAll | 0.081876 | 0.032663 | 0.2261 | 251.6 | 754.8 | 0 | 0 | 0.074683 | 0 | 0.074683 | 0 | 0.074683 | 0 | 0.074683 | 0 | 2.3029 | 2.3029 | 2.3029 | 2.3029
253142-Commercial HVAC Diagnostic/Tune-up Com All CZ10 VintAll | 0.23678 | 0.094458 | 0.51 | 727.6 | 7276 | 0 | 0 | 0.10878 | 0 | 0.10878 | 0 | 0.10224 | 0 | 0.10224 | 0 | 4.0205 | 3.4025 | 4.0205 | 3.4025
253145-Commercial Condensor Coil Cleaning (all units - savings at 50% of DEER) Com All CZ10 VintAll | 0.081876 | 0.032663 | 0.2261 | 251.6 | 754.8 | 0 | 0 | 0.074683 | 0 | 0.074683 | 0 | 0.074683 | 0 | 0.074683 | 0 | 2.3029 | 2.3029 | 2.3029 | 2.3029
253145-Commercial Condensor Coil Cleaning (all units - savings at 50% of DEER) Com All CZ10 VintAll | 0.10234 | 0.040829 | 0.28263 | 314.5 | 943.5 | 0 | 0 | 0.074683 | 0 | 0.074683 | 0 | 0.074683 | 0 | 0.074683 | 0 | 2.3029 | 2.3029 | 2.3029 | 2.3029
253145-Commercial Condensor Coil Cleaning (all units - savings at 50% of DEER) Com All CZ10 VintAll | 0.081876 | 0.032663 | 0.2261 | 251.6 | 754.8 | 0 | 0 | 0.074683 | 0 | 0.074683 | 0 | 0.074683 | 0 | 0.074683 | 0 | 2.3029 | 2.3029 | 2.3029 | 2.3029
253145-Commercial Condensor Coil Cleaning (all units - savings at 50% of DEER) Com All CZ10 VintAll | 0.081876 | 0.032663 | 0.2261 | 251.6 | 754.8 | 0 | 0 | 0.074683 | 0 | 0.074683 | 0 | 0.074683 | 0 | 0.074683 | 0 | 2.3029 | 2.3029 | 2.3029 | 2.3029
253145-Commercial Condensor Coil Cleaning (all units - savings at 50% of DEER) Com All CZ10 VintAll | 0.081876 | 0.032663 | 0.2261 | 251.6 | 754.8 | 0 | 0 | 0.074683 | 0 | 0.074683 | 0 | 0.074683 | 0 | 0.074683 | 0 | 2.3029 | 2.3029 | 2.3029 | 2.3029
253145-Commercial Condensor Coil Cleaning (all units - savings at 50% of DEER) Com All CZ10 VintAll | 0.081876 | 0.032663 | 0.2261 | 251.6 | 754.8 | 0 | 0 | 0.074683 | 0 | 0.074683 | 0 | 0.074683 | 0 | 0.074683 | 0 | 2.3029 | 2.3029 | 2.3029 | 2.3029
253145-Commercial Condensor Coil Cleaning (all units - savings at 50% of DEER) Com All CZ10 VintAll | 0.081876 | 0.032663 | 0.2261 | 251.6 | 754.8 | 0 | 0 | 0.074683 | 0 | 0.074683 | 0 | 0.074683 | 0 | 0.074683 | 0 | 2.3029 | 2.3029 | 2.3029 | 2.3029
253145-Commercial Condensor Coil Cleaning (all units - savings at 50% of DEER) Com All CZ10 VintAll | 0.081876 | 0.032663 | 0.2261 | 251.6 | 754.8 | 0 | 0 | 0.074683 | 0 | 0.074683 | 0 | 0.074683 | 0 | 0.074683 | 0 | 2.3029 | 2.3029 | 2.3029 | 2.3029
253145-Commercial Condensor Coil Cleaning (all units - savings at 50% of DEER) Com All CZ10 VintAll | 0.061407 | 0.024497 | 0.16958 | 188.7 | 566.1 | 0 | 0 | 0.074683 | 0 | 0.074683 | 0 | 0.074683 | 0 | 0.074683 | 0 | 2.3029 | 2.3029 | 2.3029 | 2.3029
253142-Commercial HVAC Diagnostic/Tune-up Com All CZ10 VintAll | 0.23678 | 0.094458 | 0.51 | 727.6 | 7276 | 0 | 0 | 0.10878 | 0 | 0.10878 | 0 | 0.10224 | 0 | 0.10224 | 0 | 4.0205 | 3.4025 | 4.0205 | 3.4025
253142-Commercial HVAC Diagnostic/Tune-up Com All CZ10 VintAll | 0.23678 | 0.094458 | 0.51 | 727.6 | 7276 | 0 | 0 | 0.10878 | 0 | 0.10878 | 0 | 0.10224 | 0 | 0.10224 | 0 | 4.0205 | 3.4025 | 4.0205 | 3.4025
253145-Commercial Condensor Coil Cleaning (all units - savings at 50% of DEER) Com All CZ10 VintAll | 0.081876 | 0.032663 | 0.2261 | 251.6 | 754.8 | 0 | 0 | 0.074683 | 0 | 0.074683 | 0 | 0.074683 | 0 | 0.074683 | 0 | 2.3029 | 2.3029 | 2.3029 | 2.3029
253142-Commercial HVAC Diagnostic/Tune-up Com All CZ10 VintAll | 0.23678 | 0.094458 | 0.51 | 727.6 | 7276 | 0 | 0 | 0.10878 | 0 | 0.10878 | 0 | 0.10224 | 0 | 0.10224 | 0 | 4.0205 | 3.4025 | 4.0205 | 3.4025
253142-Commercial HVAC Diagnostic/Tune-up Com All CZ10 VintAll | 0.23678 | 0.094458 | 0.51 | 727.6 | 7276 | 0 | 0 | 0.10878 | 0 | 0.10878 | 0 | 0.10224 | 0 | 0.10224 | 0 | 4.0205 | 3.4025 | 4.0205 | 3.4025
253142-Commercial HVAC Diagnostic/Tune-up Com All CZ10 VintAll | 0.23678 | 0.094458 | 0.51 | 727.6 | 7276 | 0 | 0 | 0.10878 | 0 | 0.10878 | 0 | 0.10224 | 0 | 0.10224 | 0 | 4.0205 | 3.4025 | 4.0205 | 3.4025
253142-Commercial HVAC Diagnostic/Tune-up Com All CZ10 VintAll | 0.23678 | 0.094458 | 0.51 | 727.6 | 7276 | 0 | 0 | 0.10878 | 0 | 0.10878 | 0 | 0.10224 | 0 | 0.10224 | 0 | 4.0205 | 3.4025 | 4.0205 | 3.4025
253142-Commercial HVAC Diagnostic/Tune-up Com All CZ10 VintAll | 0.17758 | 0.070843 | 0.3825 | 545.7 | 5457 | 0 | 0 | 0.10878 | 0 | 0.10878 | 0 | 0.10224 | 0 | 0.10224 | 0 | 4.0205 | 3.4025 | 4.0205 | 3.4025
253145-Commercial Condensor Coil Cleaning (all units - savings at 50% of DEER) Com All CZ10 VintAll | 0.061407 | 0.024497 | 0.16958 | 188.7 | 566.1 | 0 | 0 | 0.074683 | 0 | 0.074683 | 0 | 0.074683 | 0 | 0.074683 | 0 | 2.3029 | 2.3029 | 2.3029 | 2.3029
253142-Commercial HVAC Diagnostic/Tune-up Com All CZ10 VintAll | 0.17758 | 0.070843 | 0.3825 | 545.7 | 5457 | 0 | 0 | 0.10878 | 0 | 0.10878 | 0 | 0.10224 | 0 | 0.10224 | 0 | 4.0205 | 3.4025 | 4.0205 | 3.4025
253145-Commercial Condensor Coil Cleaning (all units - savings at 50% of DEER) Com All CZ10 VintAll | 0.061407 | 0.024497 | 0.16958 | 188.7 | 566.1 | 0 | 0 | 0.074683 | 0 | 0.074683 | 0 | 0.074683 | 0 | 0.074683 | 0 | 2.3029 | 2.3029 | 2.3029 | 2.3029
253142-Commercial HVAC Diagnostic/Tune-up Com All CZ10 VintAll | 0.35516 | 0.14169 | 0.765 | 1091.4 | 10914 | 0 | 0 | 0.10878 | 0 | 0.10878 | 0 | 0.10224 | 0 | 0.10224 | 0 | 4.0205 | 3.4025 | 4.0205 | 3.4025
253142-Commercial HVAC Diagnostic/Tune-up Com All CZ10 VintAll | 0.17758 | 0.070843 | 0.3825 | 545.7 | 5457 | 0 | 0 | 0.10878 | 0 | 0.10878 | 0 | 0.10224 | 0 | 0.10224 | 0 | 4.0205 | 3.4025 | 4.0205 | 3.4025
253142-Commercial HVAC Diagnostic/Tune-up Com All CZ10 VintAll | 0.23678 | 0.094458 | 0.51 | 727.6 | 7276 | 0 | 0 | 0.10878 | 0 | 0.10878 | 0 | 0.10224 | 0 | 0.10224 | 0 | 4.0205 | 3.4025 | 4.0205 | 3.4025
253142-Commercial HVAC Diagnostic/Tune-up Com All CZ10 VintAll | 0.29597 | 0.11807 | 0.6375 | 909.5 | 9095 | 0 | 0 | 0.10878 | 0 | 0.10878 | 0 | 0.10224 | 0 | 0.10224 | 0 | 4.0205 | 3.4025 | 4.0205 | 3.4025
253142-Commercial HVAC Diagnostic/Tune-up Com All CZ10 VintAll | 0.17758 | 0.070843 | 0.3825 | 545.7 | 5457 | 0 | 0 | 0.10878 | 0 | 0.10878 | 0 | 0.10224 | 0 | 0.10224 | 0 | 4.0205 | 3.4025 | 4.0205 | 3.4025
253142-Commercial HVAC Diagnostic/Tune-up Com All CZ10 VintAll | 0.17758 | 0.070843 | 0.3825 | 545.7 | 5457 | 0 | 0 | 0.10878 | 0 | 0.10878 | 0 | 0.10224 | 0 | 0.10224 | 0 | 4.0205 | 3.4025 | 4.0205 | 3.4025
253142-Commercial HVAC Diagnostic/Tune-up Com All CZ10 VintAll | 0.17758 | 0.070843 | 0.3825 | 545.7 | 5457 | 0 | 0 | 0.10878 | 0 | 0.10878 | 0 | 0.10224 | 0 | 0.10224 | 0 | 4.0205 | 3.4025 | 4.0205 | 3.4025
253142-Commercial HVAC Diagnostic/Tune-up Com All CZ10 VintAll | 0.35516 | 0.14169 | 0.765 | 1091.4 | 10914 | 0 | 0 | 0.10878 | 0 | 0.10878 | 0 | 0.10224 | 0 | 0.10224 | 0 | 4.0205 | 3.4025 | 4.0205 | 3.4025
253142-Commercial HVAC Diagnostic/Tune-up Com All CZ10 VintAll | 0.35516 | 0.14169 | 0.765 | 1091.4 | 10914 | 0 | 0 | 0.10878 | 0 | 0.10878 | 0 | 0.10224 | 0 | 0.10224 | 0 | 4.0205 | 3.4025 | 4.0205 | 3.4025
253142-Commercial HVAC Diagnostic/Tune-up Com All CZ10 VintAll | 0.41436 | 0.1653 | 0.8925 | 1273.3 | 12733 | 0 | 0 | 0.10832 | 0 | 0.10832 | 0 | 0.099197 | 0 | 0.099197 | 0 | 3.9702 | 3.1757 | 3.9702 | 3.1757
253142-Commercial HVAC Diagnostic/Tune-up Com All CZ10 VintAll | 0.23678 | 0.094458 | 0.51 | 727.6 | 7276 | 0 | 0 | 0.10878 | 0 | 0.10878 | 0 | 0.10224 | 0 | 0.10224 | 0 | 4.0205 | 3.4025 | 4.0205 | 3.4025
253142-Commercial HVAC Diagnostic/Tune-up Com All CZ10 VintAll | 0.11839 | 0.047229 | 0.255 | 363.8 | 3638 | 0 | 0 | 0.10718 | 0 | 0.10718 | 0 | 0.091598 | 0 | 0.091598 | 0 | 3.8499 | 2.722 | 3.8499 | 2.722
253142-Commercial HVAC Diagnostic/Tune-up Com All CZ10 VintAll | 0.35516 | 0.14169 | 0.765 | 1091.4 | 10914 | 0 | 0 | 0.10878 | 0 | 0.10878 | 0 | 0.10224 | 0 | 0.10224 | 0 | 4.0205 | 3.4025 | 4.0205 | 3.4025
253142-Commercial HVAC Diagnostic/Tune-up Com All CZ10 VintAll | 0.35516 | 0.14169 | 0.765 | 1091.4 | 10914 | 0 | 0 | 0.10878 | 0 | 0.10878 | 0 | 0.10224 | 0 | 0.10224 | 0 | 4.0205 | 3.4025 | 4.0205 | 3.4025
253142-Commercial HVAC Diagnostic/Tune-up Com All CZ10 VintAll | 0.41436 | 0.1653 | 0.8925 | 1273.3 | 12733 | 0 | 0 | 0.10832 | 0 | 0.10832 | 0 | 0.099197 | 0 | 0.099197 | 0 | 3.9702 | 3.1757 | 3.9702 | 3.1757
253142-Commercial HVAC Diagnostic/Tune-up Com All CZ10 VintAll | 0.23678 | 0.094458 | 0.51 | 727.6 | 7276 | 0 | 0 | 0.10878 | 0 | 0.10878 | 0 | 0.10224 | 0 | 0.10224 | 0 | 4.0205 | 3.4025 | 4.0205 | 3.4025
253145-Commercial Condensor Coil Cleaning (all units - savings at 50% of DEER) Com All CZ10 VintAll | 0.12281 | 0.048994 | 0.33915 | 377.4 | 1132.2 | 0 | 0 | 0.074683 | 0 | 0.074683 | 0 | 0.074683 | 0 | 0.074683 | 0 | 2.3029 | 2.3029 | 2.3029 | 2.3029
253145-Commercial Condensor Coil Cleaning (all units - savings at 50% of DEER) Com All CZ10 VintAll | 0.040938 | 0.016331 | 0.11305 | 125.8 | 377.4 | 0 | 0 | 0.072534 | 0 | 0.072534 | 0 | 0.060353 | 0 | 0.060353 | 0 | 2.2197 | 1.8423 | 2.2197 | 1.8423
253145-Commercial Condensor Coil Cleaning (all units - savings at 50% of DEER) Com All CZ10 VintAll | 0.081876 | 0.032663 | 0.2261 | 251.6 | 754.8 | 0 | 0 | 0.074683 | 0 | 0.074683 | 0 | 0.074683 | 0 | 0.074683 | 0 | 2.3029 | 2.3029 | 2.3029 | 2.3029
253145-Commercial Condensor Coil Cleaning (all units - savings at 50% of DEER) Com All CZ10 VintAll | 0.081876 | 0.032663 | 0.2261 | 251.6 | 754.8 | 0 | 0 | 0.074683 | 0 | 0.074683 | 0 | 0.074683 | 0 | 0.074683 | 0 | 2.3029 | 2.3029 | 2.3029 | 2.3029
253145-Commercial Condensor Coil Cleaning (all units - savings at 50% of DEER) Com All CZ10 VintAll | 0.081876 | 0.032663 | 0.2261 | 251.6 | 754.8 | 0 | 0 | 0.074683 | 0 | 0.074683 | 0 | 0.074683 | 0 | 0.074683 | 0 | 2.3029 | 2.3029 | 2.3029 | 2.3029
253145-Commercial Condensor Coil Cleaning (all units - savings at 50% of DEER) Com All CZ10 VintAll | 0.081876 | 0.032663 | 0.2261 | 251.6 | 754.8 | 0 | 0 | 0.074683 | 0 | 0.074683 | 0 | 0.074683 | 0 | 0.074683 | 0 | 2.3029 | 2.3029 | 2.3029 | 2.3029
253142-Commercial HVAC Diagnostic/Tune-up Com All CZ10 VintAll | 0.23678 | 0.094458 | 0.51 | 727.6 | 7276 | 0 | 0 | 0.10878 | 0 | 0.10878 | 0 | 0.10224 | 0 | 0.10224 | 0 | 4.0205 | 3.4025 | 4.0205 | 3.4025
253145-Commercial Condensor Coil Cleaning (all units - savings at 50% of DEER) Com All CZ10 VintAll | 0.081876 | 0.032663 | 0.2261 | 251.6 | 754.8 | 0 | 0 | 0.074683 | 0 | 0.074683 | 0 | 0.074683 | 0 | 0.074683 | 0 | 2.3029 | 2.3029 | 2.3029 | 2.3029
253145-Commercial Condensor Coil Cleaning (all units - savings at 50% of DEER) Com All CZ10 VintAll | 0.081876 | 0.032663 | 0.2261 | 251.6 | 754.8 | 0 | 0 | 0.074683 | 0 | 0.074683 | 0 | 0.074683 | 0 | 0.074683 | 0 | 2.3029 | 2.3029 | 2.3029 | 2.3029
253145-Commercial Condensor Coil Cleaning (all units - savings at 50% of DEER) Com All CZ10 VintAll | 0.14328 | 0.05716 | 0.39567 | 440.3 | 1320.9 | 0 | 0 | 0.074069 | 0 | 0.074069 | 0 | 0.070589 | 0 | 0.070589 | 0 | 2.2785 | 2.1494 | 2.2785 | 2.1494
253145-Commercial Condensor Coil Cleaning (all units - savings at 50% of DEER) Com All CZ10 VintAll | 0.061407 | 0.024497 | 0.16958 | 188.7 | 566.1 | 0 | 0 | 0.074683 | 0 | 0.074683 | 0 | 0.074683 | 0 | 0.074683 | 0 | 2.3029 | 2.3029 | 2.3029 | 2.3029
253145-Commercial Condensor Coil Cleaning (all units - savings at 50% of DEER) Com All CZ10 VintAll | 0.081876 | 0.032663 | 0.2261 | 251.6 | 754.8 | 0 | 0 | 0.074683 | 0 | 0.074683 | 0 | 0.074683 | 0 | 0.074683 | 0 | 2.3029 | 2.3029 | 2.3029 | 2.3029
253145-Commercial Condensor Coil Cleaning (all units - savings at 50% of DEER) Com All CZ10 VintAll | 0.10234 | 0.040829 | 0.28263 | 314.5 | 943.5 | 0 | 0 | 0.074683 | 0 | 0.074683 | 0 | 0.074683 | 0 | 0.074683 | 0 | 2.3029 | 2.3029 | 2.3029 | 2.3029
253145-Commercial Condensor Coil Cleaning (all units - savings at 50% of DEER) Com All CZ10 VintAll | 0.061407 | 0.024497 | 0.16958 | 188.7 | 566.1 | 0 | 0 | 0.074683 | 0 | 0.074683 | 0 | 0.074683 | 0 | 0.074683 | 0 | 2.3029 | 2.3029 | 2.3029 | 2.3029
253145-Commercial Condensor Coil Cleaning (all units - savings at 50% of DEER) Com All CZ10 VintAll | 0.061407 | 0.024497 | 0.16958 | 188.7 | 566.1 | 0 | 0 | 0.074683 | 0 | 0.074683 | 0 | 0.074683 | 0 | 0.074683 | 0 | 2.3029 | 2.3029 | 2.3029 | 2.3029
253145-Commercial Condensor Coil Cleaning (all units - savings at 50% of DEER) Com All CZ10 VintAll | 0.061407 | 0.024497 | 0.16958 | 188.7 | 566.1 | 0 | 0 | 0.074683 | 0 | 0.074683 | 0 | 0.074683 | 0 | 0.074683 | 0 | 2.3029 | 2.3029 | 2.3029 | 2.3029
253145-Commercial Condensor Coil Cleaning (all units - savings at 50% of DEER) Com All CZ10 VintAll | 0.12281 | 0.048994 | 0.33915 | 377.4 | 1132.2 | 0 | 0 | 0.074683 | 0 | 0.074683 | 0 | 0.074683 | 0 | 0.074683 | 0 | 2.3029 | 2.3029 | 2.3029 | 2.3029
253142-Commercial HVAC Diagnostic/Tune-up Com All CZ10 VintAll | 0.23678 | 0.094458 | 0.51 | 727.6 | 7276 | 0 | 0 | 0.10878 | 0 | 0.10878 | 0 | 0.10224 | 0 | 0.10224 | 0 | 4.0205 | 3.4025 | 4.0205 | 3.4025
253145-Commercial Condensor Coil Cleaning (all units - savings at 50% of DEER) Com All CZ10 VintAll | 0.12281 | 0.048994 | 0.33915 | 377.4 | 1132.2 | 0 | 0 | 0.074683 | 0 | 0.074683 | 0 | 0.074683 | 0 | 0.074683 | 0 | 2.3029 | 2.3029 | 2.3029 | 2.3029
253145-Commercial Condensor Coil Cleaning (all units - savings at 50% of DEER) Com All CZ10 VintAll | 0.14328 | 0.05716 | 0.39567 | 440.3 | 1320.9 | 0 | 0 | 0.074069 | 0 | 0.074069 | 0 | 0.070589 | 0 | 0.070589 | 0 | 2.2785 | 2.1494 | 2.2785 | 2.1494
253145-Commercial Condensor Coil Cleaning (all units - savings at 50% of DEER) Com All CZ10 VintAll | 0.081876 | 0.032663 | 0.2261 | 251.6 | 754.8 | 0 | 0 | 0.074683 | 0 | 0.074683 | 0 | 0.074683 | 0 | 0.074683 | 0 | 2.3029 | 2.3029 | 2.3029 | 2.3029
253145-Commercial Condensor Coil Cleaning (all units - savings at 50% of DEER) Com All CZ10 VintAll | 0.12281 | 0.048994 | 0.33915 | 377.4 | 1132.2 | 0 | 0 | 0.074683 | 0 | 0.074683 | 0 | 0.074683 | 0 | 0.074683 | 0 | 2.3029 | 2.3029 | 2.3029 | 2.3029
253145-Commercial Condensor Coil Cleaning (all units - savings at 50% of DEER) Com All CZ10 VintAll | 0.12281 | 0.048994 | 0.33915 | 377.4 | 1132.2 | 0 | 0 | 0.074683 | 0 | 0.074683 | 0 | 0.074683 | 0 | 0.074683 | 0 | 2.3029 | 2.3029 | 2.3029 | 2.3029
253145-Commercial Condensor Coil Cleaning (all units - savings at 50% of DEER) Com All CZ10 VintAll | 0.14328 | 0.05716 | 0.39567 | 440.3 | 1320.9 | 0 | 0 | 0.074069 | 0 | 0.074069 | 0 | 0.070589 | 0 | 0.070589 | 0 | 2.2785 | 2.1494 | 2.2785 | 2.1494
253145-Commercial Condensor Coil Cleaning (all units - savings at 50% of DEER) Com All CZ10 VintAll | 0.081876 | 0.032663 | 0.2261 | 251.6 | 754.8 | 0 | 0 | 0.074683 | 0 | 0.074683 | 0 | 0.074683 | 0 | 0.074683 | 0 | 2.3029 | 2.3029 | 2.3029 | 2.3029
253142-Commercial HVAC Diagnostic/Tune-up Com All CZ10 VintAll | 0.23678 | 0.094458 | 0.51 | 727.6 | 7276 | 0 | 0 | 0.10878 | 0 | 0.10878 | 0 | 0.10224 | 0 | 0.10224 | 0 | 4.0205 | 3.4025 | 4.0205 | 3.4025
253142-Commercial HVAC Diagnostic/Tune-up Com All CZ10 VintAll | 0.23678 | 0.094458 | 0.51 | 727.6 | 7276 | 0 | 0 | 0.10878 | 0 | 0.10878 | 0 | 0.10224 | 0 | 0.10224 | 0 | 4.0205 | 3.4025 | 4.0205 | 3.4025
253142-Commercial HVAC Diagnostic/Tune-up Com All CZ10 VintAll | 0.23678 | 0.094458 | 0.51 | 727.6 | 7276 | 0 | 0 | 0.10878 | 0 | 0.10878 | 0 | 0.10224 | 0 | 0.10224 | 0 | 4.0205 | 3.4025 | 4.0205 | 3.4025
253142-Commercial HVAC Diagnostic/Tune-up Com All CZ10 VintAll | 0.23678 | 0.094458 | 0.51 | 727.6 | 7276 | 0 | 0 | 0.10878 | 0 | 0.10878 | 0 | 0.10224 | 0 | 0.10224 | 0 | 4.0205 | 3.4025 | 4.0205 | 3.4025
253142-Commercial HVAC Diagnostic/Tune-up Com All CZ10 VintAll | 0.41436 | 0.1653 | 0.8925 | 1273.3 | 12733 | 0 | 0 | 0.10832 | 0 | 0.10832 | 0 | 0.099197 | 0 | 0.099197 | 0 | 3.9702 | 3.1757 | 3.9702 | 3.1757
253141-Commercial HVAC Diagnostic/Tune-up Com All CZ07 VintAll | 0.21686 | 0.086513 | 0.51 | 666.4 | 6664 | 0 | 0 | 0.10547 | 0 | 0.10547 | 0 | 0.098328 | 0 | 0.098328 | 0 | 3.6823 | 3.1164 | 3.6823 | 3.1164
253144-Commercial Condensor Coil Cleaning (all units - savings at 50% of DEER) Com All CZ07 VintAll | 0.049789 | 0.019863 | 0.11985 | 153 | 459 | 0 | 0 | 0.061308 | 0 | 0.061308 | 0 | 0.061308 | 0 | 0.061308 | 0 | 1.8672 | 1.8672 | 1.8672 | 1.8672
253141-Commercial HVAC Diagnostic/Tune-up Com All CZ07 VintAll | 0.21686 | 0.086513 | 0.51 | 666.4 | 6664 | 0 | 0 | 0.10547 | 0 | 0.10547 | 0 | 0.098328 | 0 | 0.098328 | 0 | 3.6823 | 3.1164 | 3.6823 | 3.1164
253141-Commercial HVAC Diagnostic/Tune-up Com All CZ07 VintAll | 0.21686 | 0.086513 | 0.51 | 666.4 | 6664 | 0 | 0 | 0.10547 | 0 | 0.10547 | 0 | 0.098328 | 0 | 0.098328 | 0 | 3.6823 | 3.1164 | 3.6823 | 3.1164
253141-Commercial HVAC Diagnostic/Tune-up Com All CZ07 VintAll | 0.16265 | 0.064885 | 0.3825 | 499.8 | 4998 | 0 | 0 | 0.10547 | 0 | 0.10547 | 0 | 0.098328 | 0 | 0.098328 | 0 | 3.6823 | 3.1164 | 3.6823 | 3.1164
253141-Commercial HVAC Diagnostic/Tune-up Com All CZ07 VintAll | 0.16265 | 0.064885 | 0.3825 | 499.8 | 4998 | 0 | 0 | 0.10547 | 0 | 0.10547 | 0 | 0.098328 | 0 | 0.098328 | 0 | 3.6823 | 3.1164 | 3.6823 | 3.1164
253144-Commercial Condensor Coil Cleaning (all units - savings at 50% of DEER) Com All CZ07 VintAll | 0.066386 | 0.026484 | 0.1598 | 204 | 612 | 0 | 0 | 0.061308 | 0 | 0.061308 | 0 | 0.061308 | 0 | 0.061308 | 0 | 1.8672 | 1.8672 | 1.8672 | 1.8672
253144-Commercial Condensor Coil Cleaning (all units - savings at 50% of DEER) Com All CZ07 VintAll | 0.066386 | 0.026484 | 0.1598 | 204 | 612 | 0 | 0 | 0.061308 | 0 | 0.061308 | 0 | 0.061308 | 0 | 0.061308 | 0 | 1.8672 | 1.8672 | 1.8672 | 1.8672
253144-Commercial Condensor Coil Cleaning (all units - savings at 50% of DEER) Com All CZ07 VintAll | 0.066386 | 0.026484 | 0.1598 | 204 | 612 | 0 | 0 | 0.061308 | 0 | 0.061308 | 0 | 0.061308 | 0 | 0.061308 | 0 | 1.8672 | 1.8672 | 1.8672 | 1.8672
253144-Commercial Condensor Coil Cleaning (all units - savings at 50% of DEER) Com All CZ07 VintAll | 0.049789 | 0.019863 | 0.11985 | 153 | 459 | 0 | 0 | 0.061308 | 0 | 0.061308 | 0 | 0.061308 | 0 | 0.061308 | 0 | 1.8672 | 1.8672 | 1.8672 | 1.8672
253142-Commercial HVAC Diagnostic/Tune-up Com All CZ10 VintAll | 0.29597 | 0.11807 | 0.6375 | 909.5 | 9095 | 0 | 0 | 0.10878 | 0 | 0.10878 | 0 | 0.10224 | 0 | 0.10224 | 0 | 4.0205 | 3.4025 | 4.0205 | 3.4025
253145-Commercial Condensor Coil Cleaning (all units - savings at 50% of DEER) Com All CZ10 VintAll | 0.10234 | 0.040829 | 0.28263 | 314.5 | 943.5 | 0 | 0 | 0.074683 | 0 | 0.074683 | 0 | 0.074683 | 0 | 0.074683 | 0 | 2.3029 | 2.3029 | 2.3029 | 2.3029
253142-Commercial HVAC Diagnostic/Tune-up Com All CZ10 VintAll | 0.29597 | 0.11807 | 0.6375 | 909.5 | 9095 | 0 | 0 | 0.10878 | 0 | 0.10878 | 0 | 0.10224 | 0 | 0.10224 | 0 | 4.0205 | 3.4025 | 4.0205 | 3.4025
253142-Commercial HVAC Diagnostic/Tune-up Com All CZ10 VintAll | 0.29597 | 0.11807 | 0.6375 | 909.5 | 9095 | 0 | 0 | 0.10878 | 0 | 0.10878 | 0 | 0.10224 | 0 | 0.10224 | 0 | 4.0205 | 3.4025 | 4.0205 | 3.4025
253142-Commercial HVAC Diagnostic/Tune-up Com All CZ10 VintAll | 0.29597 | 0.11807 | 0.6375 | 909.5 | 9095 | 0 | 0 | 0.10878 | 0 | 0.10878 | 0 | 0.10224 | 0 | 0.10224 | 0 | 4.0205 | 3.4025 | 4.0205 | 3.4025
253145-Commercial Condensor Coil Cleaning (all units - savings at 50% of DEER) Com All CZ10 VintAll | 0.10234 | 0.040829 | 0.28263 | 314.5 | 943.5 | 0 | 0 | 0.074683 | 0 | 0.074683 | 0 | 0.074683 | 0 | 0.074683 | 0 | 2.3029 | 2.3029 | 2.3029 | 2.3029
253145-Commercial Condensor Coil Cleaning (all units - savings at 50% of DEER) Com All CZ10 VintAll | 0.10234 | 0.040829 | 0.28263 | 314.5 | 943.5 | 0 | 0 | 0.074683 | 0 | 0.074683 | 0 | 0.074683 | 0 | 0.074683 | 0 | 2.3029 | 2.3029 | 2.3029 | 2.3029
253145-Commercial Condensor Coil Cleaning (all units - savings at 50% of DEER) Com All CZ10 VintAll | 0.10234 | 0.040829 | 0.28263 | 314.5 | 943.5 | 0 | 0 | 0.074683 | 0 | 0.074683 | 0 | 0.074683 | 0 | 0.074683 | 0 | 2.3029 | 2.3029 | 2.3029 | 2.3029
253142-Commercial HVAC Diagnostic/Tune-up Com All CZ10 VintAll | 0.41436 | 0.1653 | 0.8925 | 1273.3 | 12733 | 0 | 0 | 0.10878 | 0 | 0.10878 | 0 | 0.10224 | 0 | 0.10224 | 0 | 4.0205 | 3.4025 | 4.0205 | 3.4025
253145-Commercial Condensor Coil Cleaning (all units - savings at 50% of DEER) Com All CZ10 VintAll | 0.081876 | 0.032663 | 0.2261 | 251.6 | 754.8 | 0 | 0 | 0.074683 | 0 | 0.074683 | 0 | 0.074683 | 0 | 0.074683 | 0 | 2.3029 | 2.3029 | 2.3029 | 2.3029
253145-Commercial Condensor Coil Cleaning (all units - savings at 50% of DEER) Com All CZ10 VintAll | 0.081876 | 0.032663 | 0.2261 | 251.6 | 754.8 | 0 | 0 | 0.074683 | 0 | 0.074683 | 0 | 0.074683 | 0 | 0.074683 | 0 | 2.3029 | 2.3029 | 2.3029 | 2.3029
253145-Commercial Condensor Coil Cleaning (all units - savings at 50% of DEER) Com All CZ10 VintAll | 0.081876 | 0.032663 | 0.2261 | 251.6 | 754.8 | 0 | 0 | 0.074683 | 0 | 0.074683 | 0 | 0.074683 | 0 | 0.074683 | 0 | 2.3029 | 2.3029 | 2.3029 | 2.3029
253145-Commercial Condensor Coil Cleaning (all units - savings at 50% of DEER) Com All CZ10 VintAll | 0.081876 | 0.032663 | 0.2261 | 251.6 | 754.8 | 0 | 0 | 0.074683 | 0 | 0.074683 | 0 | 0.074683 | 0 | 0.074683 | 0 | 2.3029 | 2.3029 | 2.3029 | 2.3029
253145-Commercial Condensor Coil Cleaning (all units - savings at 50% of DEER) Com All CZ10 VintAll | 0.081876 | 0.032663 | 0.2261 | 251.6 | 754.8 | 0 | 0 | 0.074683 | 0 | 0.074683 | 0 | 0.074683 | 0 | 0.074683 | 0 | 2.3029 | 2.3029 | 2.3029 | 2.3029
253145-Commercial Condensor Coil Cleaning (all units - savings at 50% of DEER) Com All CZ10 VintAll | 0.081876 | 0.032663 | 0.2261 | 251.6 | 754.8 | 0 | 0 | 0.074683 | 0 | 0.074683 | 0 | 0.074683 | 0 | 0.074683 | 0 | 2.3029 | 2.3029 | 2.3029 | 2.3029
253145-Commercial Condensor Coil Cleaning (all units - savings at 50% of DEER) Com All CZ10 VintAll | 0.081876 | 0.032663 | 0.2261 | 251.6 | 754.8 | 0 | 0 | 0.074683 | 0 | 0.074683 | 0 | 0.074683 | 0 | 0.074683 | 0 | 2.3029 | 2.3029 | 2.3029 | 2.3029
253145-Commercial Condensor Coil Cleaning (all units - savings at 50% of DEER) Com All CZ10 VintAll | 0.081876 | 0.032663 | 0.2261 | 251.6 | 754.8 | 0 | 0 | 0.074683 | 0 | 0.074683 | 0 | 0.074683 | 0 | 0.074683 | 0 | 2.3029 | 2.3029 | 2.3029 | 2.3029
253145-Commercial Condensor Coil Cleaning (all units - savings at 50% of DEER) Com All CZ10 VintAll | 0.081876 | 0.032663 | 0.2261 | 251.6 | 754.8 | 0 | 0 | 0.074683 | 0 | 0.074683 | 0 | 0.074683 | 0 | 0.074683 | 0 | 2.3029 | 2.3029 | 2.3029 | 2.3029
253142-Commercial HVAC Diagnostic/Tune-up Com All CZ10 VintAll | 0.23678 | 0.094458 | 0.51 | 727.6 | 7276 | 0 | 0 | 0.10878 | 0 | 0.10878 | 0 | 0.10224 | 0 | 0.10224 | 0 | 4.0205 | 3.4025 | 4.0205 | 3.4025
253142-Commercial HVAC Diagnostic/Tune-up Com All CZ10 VintAll | 0.23678 | 0.094458 | 0.51 | 727.6 | 7276 | 0 | 0 | 0.10878 | 0 | 0.10878 | 0 | 0.10224 | 0 | 0.10224 | 0 | 4.0205 | 3.4025 | 4.0205 | 3.4025
253142-Commercial HVAC Diagnostic/Tune-up Com All CZ10 VintAll | 0.23678 | 0.094458 | 0.51 | 727.6 | 7276 | 0 | 0 | 0.10878 | 0 | 0.10878 | 0 | 0.10224 | 0 | 0.10224 | 0 | 4.0205 | 3.4025 | 4.0205 | 3.4025
253142-Commercial HVAC Diagnostic/Tune-up Com All CZ10 VintAll | 0.23678 | 0.094458 | 0.51 | 727.6 | 7276 | 0 | 0 | 0.10878 | 0 | 0.10878 | 0 | 0.10224 | 0 | 0.10224 | 0 | 4.0205 | 3.4025 | 4.0205 | 3.4025
253142-Commercial HVAC Diagnostic/Tune-up Com All CZ10 VintAll | 0.23678 | 0.094458 | 0.51 | 727.6 | 7276 | 0 | 0 | 0.10878 | 0 | 0.10878 | 0 | 0.10224 | 0 | 0.10224 | 0 | 4.0205 | 3.4025 | 4.0205 | 3.4025
253142-Commercial HVAC Diagnostic/Tune-up Com All CZ10 VintAll | 0.23678 | 0.094458 | 0.51 | 727.6 | 7276 | 0 | 0 | 0.10878 | 0 | 0.10878 | 0 | 0.10224 | 0 | 0.10224 | 0 | 4.0205 | 3.4025 | 4.0205 | 3.4025
253142-Commercial HVAC Diagnostic/Tune-up Com All CZ10 VintAll | 0.23678 | 0.094458 | 0.51 | 727.6 | 7276 | 0 | 0 | 0.10878 | 0 | 0.10878 | 0 | 0.10224 | 0 | 0.10224 | 0 | 4.0205 | 3.4025 | 4.0205 | 3.4025
253145-Commercial Condensor Coil Cleaning (all units - savings at 50% of DEER) Com All CZ10 VintAll | 0.14328 | 0.05716 | 0.39567 | 440.3 | 1320.9 | 0 | 0 | 0.074683 | 0 | 0.074683 | 0 | 0.074683 | 0 | 0.074683 | 0 | 2.3029 | 2.3029 | 2.3029 | 2.3029
253142-Commercial HVAC Diagnostic/Tune-up Com All CZ10 VintAll | 0.29597 | 0.11807 | 0.6375 | 909.5 | 9095 | 0 | 0 | 0.10878 | 0 | 0.10878 | 0 | 0.10224 | 0 | 0.10224 | 0 | 4.0205 | 3.4025 | 4.0205 | 3.4025
253142-Commercial HVAC Diagnostic/Tune-up Com All CZ10 VintAll | 0.29597 | 0.11807 | 0.6375 | 909.5 | 9095 | 0 | 0 | 0.10878 | 0 | 0.10878 | 0 | 0.10224 | 0 | 0.10224 | 0 | 4.0205 | 3.4025 | 4.0205 | 3.4025
253142-Commercial HVAC Diagnostic/Tune-up Com All CZ10 VintAll | 0.17758 | 0.070843 | 0.3825 | 545.7 | 5457 | 0 | 0 | 0.10878 | 0 | 0.10878 | 0 | 0.10224 | 0 | 0.10224 | 0 | 4.0205 | 3.4025 | 4.0205 | 3.4025
253145-Commercial Condensor Coil Cleaning (all units - savings at 50% of DEER) Com All CZ10 VintAll | 0.10234 | 0.040829 | 0.28263 | 314.5 | 943.5 | 0 | 0 | 0.074683 | 0 | 0.074683 | 0 | 0.074683 | 0 | 0.074683 | 0 | 2.3029 | 2.3029 | 2.3029 | 2.3029
253145-Commercial Condensor Coil Cleaning (all units - savings at 50% of DEER) Com All CZ10 VintAll | 0.081876 | 0.032663 | 0.2261 | 251.6 | 754.8 | 0 | 0 | 0.074683 | 0 | 0.074683 | 0 | 0.074683 | 0 | 0.074683 | 0 | 2.3029 | 2.3029 | 2.3029 | 2.3029
253145-Commercial Condensor Coil Cleaning (all units - savings at 50% of DEER) Com All CZ10 VintAll | 0.10234 | 0.040829 | 0.28263 | 314.5 | 943.5 | 0 | 0 | 0.074683 | 0 | 0.074683 | 0 | 0.074683 | 0 | 0.074683 | 0 | 2.3029 | 2.3029 | 2.3029 | 2.3029
253145-Commercial Condensor Coil Cleaning (all units - savings at 50% of DEER) Com All CZ10 VintAll | 0.081876 | 0.032663 | 0.2261 | 251.6 | 754.8 | 0 | 0 | 0.073609 | 0 | 0.073609 | 0 | 0.067518 | 0 | 0.067518 | 0 | 2.2605 | 2.047 | 2.2605 | 2.047
253145-Commercial Condensor Coil Cleaning (all units - savings at 50% of DEER) Com All CZ10 VintAll | 0.081876 | 0.032663 | 0.2261 | 251.6 | 754.8 | 0 | 0 | 0.073609 | 0 | 0.073609 | 0 | 0.067518 | 0 | 0.067518 | 0 | 2.2605 | 2.047 | 2.2605 | 2.047
253145-Commercial Condensor Coil Cleaning (all units - savings at 50% of DEER) Com All CZ10 VintAll | 0.081876 | 0.032663 | 0.2261 | 251.6 | 754.8 | 0 | 0 | 0.073609 | 0 | 0.073609 | 0 | 0.067518 | 0 | 0.067518 | 0 | 2.2605 | 2.047 | 2.2605 | 2.047
253145-Commercial Condensor Coil Cleaning (all units - savings at 50% of DEER) Com All CZ10 VintAll | 0.081876 | 0.032663 | 0.2261 | 251.6 | 754.8 | 0 | 0 | 0.073609 | 0 | 0.073609 | 0 | 0.067518 | 0 | 0.067518 | 0 | 2.2605 | 2.047 | 2.2605 | 2.047
253145-Commercial Condensor Coil Cleaning (all units - savings at 50% of DEER) Com All CZ10 VintAll | 0.10234 | 0.040829 | 0.28263 | 314.5 | 943.5 | 0 | 0 | 0.074683 | 0 | 0.074683 | 0 | 0.074683 | 0 | 0.074683 | 0 | 2.3029 | 2.3029 | 2.3029 | 2.3029
253142-Commercial HVAC Diagnostic/Tune-up Com All CZ10 VintAll | 0.23678 | 0.094458 | 0.51 | 727.6 | 7276 | 0 | 0 | 0.10878 | 0 | 0.10878 | 0 | 0.10224 | 0 | 0.10224 | 0 | 4.0205 | 3.4025 | 4.0205 | 3.4025
253145-Commercial Condensor Coil Cleaning (all units - savings at 50% of DEER) Com All CZ10 VintAll | 0.10234 | 0.040829 | 0.28263 | 314.5 | 943.5 | 0 | 0 | 0.074683 | 0 | 0.074683 | 0 | 0.074683 | 0 | 0.074683 | 0 | 2.3029 | 2.3029 | 2.3029 | 2.3029
253145-Commercial Condensor Coil Cleaning (all units - savings at 50% of DEER) Com All CZ10 VintAll | 0.10234 | 0.040829 | 0.28263 | 314.5 | 943.5 | 0 | 0 | 0.074683 | 0 | 0.074683 | 0 | 0.074683 | 0 | 0.074683 | 0 | 2.3029 | 2.3029 | 2.3029 | 2.3029
253145-Commercial Condensor Coil Cleaning (all units - savings at 50% of DEER) Com All CZ10 VintAll | 0.10234 | 0.040829 | 0.28263 | 314.5 | 943.5 | 0 | 0 | 0.074683 | 0 | 0.074683 | 0 | 0.074683 | 0 | 0.074683 | 0 | 2.3029 | 2.3029 | 2.3029 | 2.3029
253145-Commercial Condensor Coil Cleaning (all units - savings at 50% of DEER) Com All CZ10 VintAll | 0.061407 | 0.024497 | 0.16958 | 188.7 | 566.1 | 0 | 0 | 0.074683 | 0 | 0.074683 | 0 | 0.074683 | 0 | 0.074683 | 0 | 2.3029 | 2.3029 | 2.3029 | 2.3029
253145-Commercial Condensor Coil Cleaning (all units - savings at 50% of DEER) Com All CZ10 VintAll | 0.10234 | 0.040829 | 0.28263 | 314.5 | 943.5 | 0 | 0 | 0.074683 | 0 | 0.074683 | 0 | 0.074683 | 0 | 0.074683 | 0 | 2.3029 | 2.3029 | 2.3029 | 2.3029
253142-Commercial HVAC Diagnostic/Tune-up Com All CZ10 VintAll | 0.29597 | 0.11807 | 0.6375 | 909.5 | 9095 | 0 | 0 | 0.10878 | 0 | 0.10878 | 0 | 0.10224 | 0 | 0.10224 | 0 | 4.0205 | 3.4025 | 4.0205 | 3.4025
253142-Commercial HVAC Diagnostic/Tune-up Com All CZ10 VintAll | 0.23678 | 0.094458 | 0.51 | 727.6 | 7276 | 0 | 0 | 0.10798 | 0 | 0.10798 | 0 | 0.096917 | 0 | 0.096917 | 0 | 3.9333 | 3.0245 | 3.9333 | 3.0245
253142-Commercial HVAC Diagnostic/Tune-up Com All CZ10 VintAll | 0.23678 | 0.094458 | 0.51 | 727.6 | 7276 | 0 | 0 | 0.10798 | 0 | 0.10798 | 0 | 0.096917 | 0 | 0.096917 | 0 | 3.9333 | 3.0245 | 3.9333 | 3.0245
253142-Commercial HVAC Diagnostic/Tune-up Com All CZ10 VintAll | 0.23678 | 0.094458 | 0.51 | 727.6 | 7276 | 0 | 0 | 0.10798 | 0 | 0.10798 | 0 | 0.096917 | 0 | 0.096917 | 0 | 3.9333 | 3.0245 | 3.9333 | 3.0245
253142-Commercial HVAC Diagnostic/Tune-up Com All CZ10 VintAll | 0.23678 | 0.094458 | 0.51 | 727.6 | 7276 | 0 | 0 | 0.10798 | 0 | 0.10798 | 0 | 0.096917 | 0 | 0.096917 | 0 | 3.9333 | 3.0245 | 3.9333 | 3.0245
253142-Commercial HVAC Diagnostic/Tune-up Com All CZ10 VintAll | 0.29597 | 0.11807 | 0.6375 | 909.5 | 9095 | 0 | 0 | 0.10878 | 0 | 0.10878 | 0 | 0.10224 | 0 | 0.10224 | 0 | 4.0205 | 3.4025 | 4.0205 | 3.4025
253142-Commercial HVAC Diagnostic/Tune-up Com All CZ10 VintAll | 0.29597 | 0.11807 | 0.6375 | 909.5 | 9095 | 0 | 0 | 0.10878 | 0 | 0.10878 | 0 | 0.10224 | 0 | 0.10224 | 0 | 4.0205 | 3.4025 | 4.0205 | 3.4025
253142-Commercial HVAC Diagnostic/Tune-up Com All CZ10 VintAll | 0.23678 | 0.094458 | 0.51 | 727.6 | 7276 | 0 | 0 | 0.10878 | 0 | 0.10878 | 0 | 0.10224 | 0 | 0.10224 | 0 | 4.0205 | 3.4025 | 4.0205 | 3.4025
253145-Commercial Condensor Coil Cleaning (all units - savings at 50% of DEER) Com All CZ10 VintAll | 0.10234 | 0.040829 | 0.28263 | 314.5 | 943.5 | 0 | 0 | 0.074683 | 0 | 0.074683 | 0 | 0.074683 | 0 | 0.074683 | 0 | 2.3029 | 2.3029 | 2.3029 | 2.3029
253145-Commercial Condensor Coil Cleaning (all units - savings at 50% of DEER) Com All CZ10 VintAll | 0.10234 | 0.040829 | 0.28263 | 314.5 | 943.5 | 0 | 0 | 0.074683 | 0 | 0.074683 | 0 | 0.074683 | 0 | 0.074683 | 0 | 2.3029 | 2.3029 | 2.3029 | 2.3029
253145-Commercial Condensor Coil Cleaning (all units - savings at 50% of DEER) Com All CZ10 VintAll | 0.081876 | 0.032663 | 0.2261 | 251.6 | 754.8 | 0 | 0 | 0.074683 | 0 | 0.074683 | 0 | 0.074683 | 0 | 0.074683 | 0 | 2.3029 | 2.3029 | 2.3029 | 2.3029
253142-Commercial HVAC Diagnostic/Tune-up Com All CZ10 VintAll | 0.17758 | 0.070843 | 0.3825 | 545.7 | 5457 | 0 | 0 | 0.10878 | 0 | 0.10878 | 0 | 0.10224 | 0 | 0.10224 | 0 | 4.0205 | 3.4025 | 4.0205 | 3.4025
253142-Commercial HVAC Diagnostic/Tune-up Com All CZ10 VintAll | 0.17758 | 0.070843 | 0.3825 | 545.7 | 5457 | 0 | 0 | 0.10878 | 0 | 0.10878 | 0 | 0.10224 | 0 | 0.10224 | 0 | 4.0205 | 3.4025 | 4.0205 | 3.4025
253142-Commercial HVAC Diagnostic/Tune-up Com All CZ10 VintAll | 0.29597 | 0.11807 | 0.6375 | 909.5 | 9095 | 0 | 0 | 0.10878 | 0 | 0.10878 | 0 | 0.10224 | 0 | 0.10224 | 0 | 4.0205 | 3.4025 | 4.0205 | 3.4025
253145-Commercial Condensor Coil Cleaning (all units - savings at 50% of DEER) Com All CZ10 VintAll | 0.061407 | 0.024497 | 0.16958 | 188.7 | 566.1 | 0 | 0 | 0.074683 | 0 | 0.074683 | 0 | 0.074683 | 0 | 0.074683 | 0 | 2.3029 | 2.3029 | 2.3029 | 2.3029
253145-Commercial Condensor Coil Cleaning (all units - savings at 50% of DEER) Com All CZ10 VintAll | 0.061407 | 0.024497 | 0.16958 | 188.7 | 566.1 | 0 | 0 | 0.074683 | 0 | 0.074683 | 0 | 0.074683 | 0 | 0.074683 | 0 | 2.3029 | 2.3029 | 2.3029 | 2.3029
253145-Commercial Condensor Coil Cleaning (all units - savings at 50% of DEER) Com All CZ10 VintAll | 0.10234 | 0.040829 | 0.28263 | 314.5 | 943.5 | 0 | 0 | 0.074683 | 0 | 0.074683 | 0 | 0.074683 | 0 | 0.074683 | 0 | 2.3029 | 2.3029 | 2.3029 | 2.3029
253142-Commercial HVAC Diagnostic/Tune-up Com All CZ10 VintAll | 0.29597 | 0.11807 | 0.6375 | 909.5 | 9095 | 0 | 0 | 0.10878 | 0 | 0.10878 | 0 | 0.10224 | 0 | 0.10224 | 0 | 4.0205 | 3.4025 | 4.0205 | 3.4025
253142-Commercial HVAC Diagnostic/Tune-up Com All CZ10 VintAll | 0.29597 | 0.11807 | 0.6375 | 909.5 | 9095 | 0 | 0 | 0.10878 | 0 | 0.10878 | 0 | 0.10224 | 0 | 0.10224 | 0 | 4.0205 | 3.4025 | 4.0205 | 3.4025
253145-Commercial Condensor Coil Cleaning (all units - savings at 50% of DEER) Com All CZ10 VintAll | 0.10234 | 0.040829 | 0.28263 | 314.5 | 943.5 | 0 | 0 | 0.074683 | 0 | 0.074683 | 0 | 0.074683 | 0 | 0.074683 | 0 | 2.3029 | 2.3029 | 2.3029 | 2.3029
253145-Commercial Condensor Coil Cleaning (all units - savings at 50% of DEER) Com All CZ10 VintAll | 0.10234 | 0.040829 | 0.28263 | 314.5 | 943.5 | 0 | 0 | 0.074683 | 0 | 0.074683 | 0 | 0.074683 | 0 | 0.074683 | 0 | 2.3029 | 2.3029 | 2.3029 | 2.3029
253142-Commercial HVAC Diagnostic/Tune-up Com All CZ10 VintAll | 0.29597 | 0.11807 | 0.6375 | 909.5 | 9095 | 0 | 0 | 0.10878 | 0 | 0.10878 | 0 | 0.10224 | 0 | 0.10224 | 0 | 4.0205 | 3.4025 | 4.0205 | 3.4025
253145-Commercial Condensor Coil Cleaning (all units - savings at 50% of DEER) Com All CZ10 VintAll | 0.10234 | 0.040829 | 0.28263 | 314.5 | 943.5 | 0 | 0 | 0.074683 | 0 | 0.074683 | 0 | 0.074683 | 0 | 0.074683 | 0 | 2.3029 | 2.3029 | 2.3029 | 2.3029
253141-Commercial HVAC Diagnostic/Tune-up Com All CZ07 VintAll | 0.16265 | 0.064885 | 0.3825 | 499.8 | 4998 | 0 | 0 | 0.10547 | 0 | 0.10547 | 0 | 0.098328 | 0 | 0.098328 | 0 | 3.6823 | 3.1164 | 3.6823 | 3.1164
253144-Commercial Condensor Coil Cleaning (all units - savings at 50% of DEER) Com All CZ07 VintAll | 0.049789 | 0.019863 | 0.11985 | 153 | 459 | 0 | 0 | 0.061308 | 0 | 0.061308 | 0 | 0.061308 | 0 | 0.061308 | 0 | 1.8672 | 1.8672 | 1.8672 | 1.8672
253141-Commercial HVAC Diagnostic/Tune-up Com All CZ07 VintAll | 0.21686 | 0.086513 | 0.51 | 666.4 | 6664 | 0 | 0 | 0.10547 | 0 | 0.10547 | 0 | 0.098328 | 0 | 0.098328 | 0 | 3.6823 | 3.1164 | 3.6823 | 3.1164
253144-Commercial Condensor Coil Cleaning (all units - savings at 50% of DEER) Com All CZ07 VintAll | 0.066386 | 0.026484 | 0.1598 | 204 | 612 | 0 | 0 | 0.061308 | 0 | 0.061308 | 0 | 0.061308 | 0 | 0.061308 | 0 | 1.8672 | 1.8672 | 1.8672 | 1.8672
253141-Commercial HVAC Diagnostic/Tune-up Com All CZ07 VintAll | 0.16265 | 0.064885 | 0.3825 | 499.8 | 4998 | 0 | 0 | 0.10547 | 0 | 0.10547 | 0 | 0.098328 | 0 | 0.098328 | 0 | 3.6823 | 3.1164 | 3.6823 | 3.1164
253141-Commercial HVAC Diagnostic/Tune-up Com All CZ07 VintAll | 0.27108 | 0.10814 | 0.6375 | 833 | 8330 | 0 | 0 | 0.10547 | 0 | 0.10547 | 0 | 0.098328 | 0 | 0.098328 | 0 | 3.6823 | 3.1164 | 3.6823 | 3.1164
253141-Commercial HVAC Diagnostic/Tune-up Com All CZ07 VintAll | 0.27108 | 0.10814 | 0.6375 | 833 | 8330 | 0 | 0 | 0.10547 | 0 | 0.10547 | 0 | 0.098328 | 0 | 0.098328 | 0 | 3.6823 | 3.1164 | 3.6823 | 3.1164
253141-Commercial HVAC Diagnostic/Tune-up Com All CZ07 VintAll | 0.37951 | 0.1514 | 0.8925 | 1166.2 | 11662 | 0 | 0 | 0.10497 | 0 | 0.10497 | 0 | 0.09501 | 0 | 0.09501 | 0 | 3.6363 | 2.9086 | 3.6363 | 2.9086
253144-Commercial Condensor Coil Cleaning (all units - savings at 50% of DEER) Com All CZ07 VintAll | 0.11618 | 0.046346 | 0.27965 | 357 | 1071 | 0 | 0 | 0.060551 | 0 | 0.060551 | 0 | 0.056259 | 0 | 0.056259 | 0 | 1.8474 | 1.7427 | 1.8474 | 1.7427
253141-Commercial HVAC Diagnostic/Tune-up Com All CZ07 VintAll | 0.16265 | 0.064885 | 0.3825 | 499.8 | 4998 | 0 | 0 | 0.10547 | 0 | 0.10547 | 0 | 0.098328 | 0 | 0.098328 | 0 | 3.6823 | 3.1164 | 3.6823 | 3.1164
253144-Commercial Condensor Coil Cleaning (all units - savings at 50% of DEER) Com All CZ07 VintAll | 0.049789 | 0.019863 | 0.11985 | 153 | 459 | 0 | 0 | 0.061308 | 0 | 0.061308 | 0 | 0.061308 | 0 | 0.061308 | 0 | 1.8672 | 1.8672 | 1.8672 | 1.8672
253141-Commercial HVAC Diagnostic/Tune-up Com All CZ07 VintAll | 0.16265 | 0.064885 | 0.3825 | 499.8 | 4998 | 0 | 0 | 0.10431 | 0 | 0.10431 | 0 | 0.090585 | 0 | 0.090585 | 0 | 3.5766 | 2.6712 | 3.5766 | 2.6712
253144-Commercial Condensor Coil Cleaning (all units - savings at 50% of DEER) Com All CZ07 VintAll | 0.049789 | 0.019863 | 0.11985 | 153 | 459 | 0 | 0 | 0.059541 | 0 | 0.059541 | 0 | 0.049526 | 0 | 0.049526 | 0 | 1.8217 | 1.6005 | 1.8217 | 1.6005
253144-Commercial Condensor Coil Cleaning (all units - savings at 50% of DEER) Com All CZ07 VintAll | 0.049789 | 0.019863 | 0.11985 | 153 | 459 | 0 | 0 | 0.061308 | 0 | 0.061308 | 0 | 0.061308 | 0 | 0.061308 | 0 | 1.8672 | 1.8672 | 1.8672 | 1.8672
253144-Commercial Condensor Coil Cleaning (all units - savings at 50% of DEER) Com All CZ07 VintAll | 0.082982 | 0.033104 | 0.19975 | 255 | 765 | 0 | 0 | 0.061308 | 0 | 0.061308 | 0 | 0.061308 | 0 | 0.061308 | 0 | 1.8672 | 1.8672 | 1.8672 | 1.8672
253144-Commercial Condensor Coil Cleaning (all units - savings at 50% of DEER) Com All CZ07 VintAll | 0.049789 | 0.019863 | 0.11985 | 153 | 459 | 0 | 0 | 0.061308 | 0 | 0.061308 | 0 | 0.061308 | 0 | 0.061308 | 0 | 1.8672 | 1.8672 | 1.8672 | 1.8672
253144-Commercial Condensor Coil Cleaning (all units - savings at 50% of DEER) Com All CZ07 VintAll | 0.049789 | 0.019863 | 0.11985 | 153 | 459 | 0 | 0 | 0.061308 | 0 | 0.061308 | 0 | 0.061308 | 0 | 0.061308 | 0 | 1.8672 | 1.8672 | 1.8672 | 1.8672
253144-Commercial Condensor Coil Cleaning (all units - savings at 50% of DEER) Com All CZ07 VintAll | 0.049789 | 0.019863 | 0.11985 | 153 | 459 | 0 | 0 | 0.061308 | 0 | 0.061308 | 0 | 0.061308 | 0 | 0.061308 | 0 | 1.8672 | 1.8672 | 1.8672 | 1.8672
253144-Commercial Condensor Coil Cleaning (all units - savings at 50% of DEER) Com All CZ07 VintAll | 0.082982 | 0.033104 | 0.19975 | 255 | 765 | 0 | 0 | 0.061308 | 0 | 0.061308 | 0 | 0.061308 | 0 | 0.061308 | 0 | 1.8672 | 1.8672 | 1.8672 | 1.8672
253144-Commercial Condensor Coil Cleaning (all units - savings at 50% of DEER) Com All CZ07 VintAll | 0.082982 | 0.033104 | 0.19975 | 255 | 765 | 0 | 0 | 0.061308 | 0 | 0.061308 | 0 | 0.061308 | 0 | 0.061308 | 0 | 1.8672 | 1.8672 | 1.8672 | 1.8672
253144-Commercial Condensor Coil Cleaning (all units - savings at 50% of DEER) Com All CZ07 VintAll | 0.049789 | 0.019863 | 0.11985 | 153 | 459 | 0 | 0 | 0.061308 | 0 | 0.061308 | 0 | 0.061308 | 0 | 0.061308 | 0 | 1.8672 | 1.8672 | 1.8672 | 1.8672
253144-Commercial Condensor Coil Cleaning (all units - savings at 50% of DEER) Com All CZ07 VintAll | 0.049789 | 0.019863 | 0.11985 | 153 | 459 | 0 | 0 | 0.061308 | 0 | 0.061308 | 0 | 0.061308 | 0 | 0.061308 | 0 | 1.8672 | 1.8672 | 1.8672 | 1.8672
253141-Commercial HVAC Diagnostic/Tune-up Com All CZ07 VintAll | 0.16265 | 0.064885 | 0.3825 | 499.8 | 4998 | 0 | 0 | 0.10431 | 0 | 0.10431 | 0 | 0.090585 | 0 | 0.090585 | 0 | 3.5766 | 2.6712 | 3.5766 | 2.6712
253144-Commercial Condensor Coil Cleaning (all units - savings at 50% of DEER) Com All CZ07 VintAll | 0.049789 | 0.019863 | 0.11985 | 153 | 459 | 0 | 0 | 0.061308 | 0 | 0.061308 | 0 | 0.061308 | 0 | 0.061308 | 0 | 1.8672 | 1.8672 | 1.8672 | 1.8672
253144-Commercial Condensor Coil Cleaning (all units - savings at 50% of DEER) Com All CZ07 VintAll | 0.049789 | 0.019863 | 0.11985 | 153 | 459 | 0 | 0 | 0.061308 | 0 | 0.061308 | 0 | 0.061308 | 0 | 0.061308 | 0 | 1.8672 | 1.8672 | 1.8672 | 1.8672
253141-Commercial HVAC Diagnostic/Tune-up Com All CZ07 VintAll | 0.16265 | 0.064885 | 0.3825 | 499.8 | 4998 | 0 | 0 | 0.10547 | 0 | 0.10547 | 0 | 0.098328 | 0 | 0.098328 | 0 | 3.6823 | 3.1164 | 3.6823 | 3.1164
253141-Commercial HVAC Diagnostic/Tune-up Com All CZ07 VintAll | 0.27108 | 0.10814 | 0.6375 | 833 | 8330 | 0 | 0 | 0.10547 | 0 | 0.10547 | 0 | 0.098328 | 0 | 0.098328 | 0 | 3.6823 | 3.1164 | 3.6823 | 3.1164
253141-Commercial HVAC Diagnostic/Tune-up Com All CZ07 VintAll | 0.16265 | 0.064885 | 0.3825 | 499.8 | 4998 | 0 | 0 | 0.10547 | 0 | 0.10547 | 0 | 0.098328 | 0 | 0.098328 | 0 | 3.6823 | 3.1164 | 3.6823 | 3.1164
253141-Commercial HVAC Diagnostic/Tune-up Com All CZ07 VintAll | 0.27108 | 0.10814 | 0.6375 | 833 | 8330 | 0 | 0 | 0.10547 | 0 | 0.10547 | 0 | 0.098328 | 0 | 0.098328 | 0 | 3.6823 | 3.1164 | 3.6823 | 3.1164
253141-Commercial HVAC Diagnostic/Tune-up Com All CZ07 VintAll | 0.16265 | 0.064885 | 0.3825 | 499.8 | 4998 | 0 | 0 | 0.10547 | 0 | 0.10547 | 0 | 0.098328 | 0 | 0.098328 | 0 | 3.6823 | 3.1164 | 3.6823 | 3.1164
253141-Commercial HVAC Diagnostic/Tune-up Com All CZ07 VintAll | 0.16265 | 0.064885 | 0.3825 | 499.8 | 4998 | 0 | 0 | 0.10547 | 0 | 0.10547 | 0 | 0.098328 | 0 | 0.098328 | 0 | 3.6823 | 3.1164 | 3.6823 | 3.1164
253144-Commercial Condensor Coil Cleaning (all units - savings at 50% of DEER) Com All CZ07 VintAll | 0.049789 | 0.019863 | 0.11985 | 153 | 459 | 0 | 0 | 0.059541 | 0 | 0.059541 | 0 | 0.049526 | 0 | 0.049526 | 0 | 1.8217 | 1.6005 | 1.8217 | 1.6005
253141-Commercial HVAC Diagnostic/Tune-up Com All CZ07 VintAll | 0.27108 | 0.10814 | 0.6375 | 833 | 8330 | 0 | 0 | 0.10547 | 0 | 0.10547 | 0 | 0.098328 | 0 | 0.098328 | 0 | 3.6823 | 3.1164 | 3.6823 | 3.1164
253141-Commercial HVAC Diagnostic/Tune-up Com All CZ07 VintAll | 0.21686 | 0.086513 | 0.51 | 666.4 | 6664 | 0 | 0 | 0.10547 | 0 | 0.10547 | 0 | 0.098328 | 0 | 0.098328 | 0 | 3.6823 | 3.1164 | 3.6823 | 3.1164
253144-Commercial Condensor Coil Cleaning (all units - savings at 50% of DEER) Com All CZ07 VintAll | 0.082982 | 0.033104 | 0.19975 | 255 | 765 | 0 | 0 | 0.061308 | 0 | 0.061308 | 0 | 0.061308 | 0 | 0.061308 | 0 | 1.8672 | 1.8672 | 1.8672 | 1.8672
253144-Commercial Condensor Coil Cleaning (all units - savings at 50% of DEER) Com All CZ07 VintAll | 0.033193 | 0.013242 | 0.0799 | 102 | 306 | 0 | 0 | 0.061308 | 0 | 0.061308 | 0 | 0.061308 | 0 | 0.061308 | 0 | 1.8672 | 1.8672 | 1.8672 | 1.8672
253144-Commercial Condensor Coil Cleaning (all units - savings at 50% of DEER) Com All CZ07 VintAll | 0.049789 | 0.019863 | 0.11985 | 153 | 459 | 0 | 0 | 0.061308 | 0 | 0.061308 | 0 | 0.061308 | 0 | 0.061308 | 0 | 1.8672 | 1.8672 | 1.8672 | 1.8672
253144-Commercial Condensor Coil Cleaning (all units - savings at 50% of DEER) Com All CZ07 VintAll | 0.082982 | 0.033104 | 0.19975 | 255 | 765 | 0 | 0 | 0.061308 | 0 | 0.061308 | 0 | 0.061308 | 0 | 0.061308 | 0 | 1.8672 | 1.8672 | 1.8672 | 1.8672
253144-Commercial Condensor Coil Cleaning (all units - savings at 50% of DEER) Com All CZ07 VintAll | 0.066386 | 0.026484 | 0.1598 | 204 | 612 | 0 | 0 | 0.061308 | 0 | 0.061308 | 0 | 0.061308 | 0 | 0.061308 | 0 | 1.8672 | 1.8672 | 1.8672 | 1.8672
253144-Commercial Condensor Coil Cleaning (all units - savings at 50% of DEER) Com All CZ07 VintAll | 0.066386 | 0.026484 | 0.1598 | 204 | 612 | 0 | 0 | 0.061308 | 0 | 0.061308 | 0 | 0.061308 | 0 | 0.061308 | 0 | 1.8672 | 1.8672 | 1.8672 | 1.8672
253144-Commercial Condensor Coil Cleaning (all units - savings at 50% of DEER) Com All CZ07 VintAll | 0.066386 | 0.026484 | 0.1598 | 204 | 612 | 0 | 0 | 0.061308 | 0 | 0.061308 | 0 | 0.061308 | 0 | 0.061308 | 0 | 1.8672 | 1.8672 | 1.8672 | 1.8672
253144-Commercial Condensor Coil Cleaning (all units - savings at 50% of DEER) Com All CZ07 VintAll | 0.066386 | 0.026484 | 0.1598 | 204 | 612 | 0 | 0 | 0.061308 | 0 | 0.061308 | 0 | 0.061308 | 0 | 0.061308 | 0 | 1.8672 | 1.8672 | 1.8672 | 1.8672
253144-Commercial Condensor Coil Cleaning (all units - savings at 50% of DEER) Com All CZ07 VintAll | 0.066386 | 0.026484 | 0.1598 | 204 | 612 | 0 | 0 | 0.061308 | 0 | 0.061308 | 0 | 0.061308 | 0 | 0.061308 | 0 | 1.8672 | 1.8672 | 1.8672 | 1.8672
253141-Commercial HVAC Diagnostic/Tune-up Com All CZ07 VintAll | 0.10843 | 0.043256 | 0.255 | 333.2 | 3332 | 0 | 0 | 0.10547 | 0 | 0.10547 | 0 | 0.098328 | 0 | 0.098328 | 0 | 3.6823 | 3.1164 | 3.6823 | 3.1164
253144-Commercial Condensor Coil Cleaning (all units - savings at 50% of DEER) Com All CZ07 VintAll | 0.066386 | 0.026484 | 0.1598 | 204 | 612 | 0 | 0 | 0.061308 | 0 | 0.061308 | 0 | 0.061308 | 0 | 0.061308 | 0 | 1.8672 | 1.8672 | 1.8672 | 1.8672
253141-Commercial HVAC Diagnostic/Tune-up Com All CZ07 VintAll | 0.16265 | 0.064885 | 0.3825 | 499.8 | 4998 | 0 | 0 | 0.10547 | 0 | 0.10547 | 0 | 0.098328 | 0 | 0.098328 | 0 | 3.6823 | 3.1164 | 3.6823 | 3.1164
253141-Commercial HVAC Diagnostic/Tune-up Com All CZ07 VintAll | 0.27108 | 0.10814 | 0.6375 | 833 | 8330 | 0 | 0 | 0.10547 | 0 | 0.10547 | 0 | 0.098328 | 0 | 0.098328 | 0 | 3.6823 | 3.1164 | 3.6823 | 3.1164
253141-Commercial HVAC Diagnostic/Tune-up Com All CZ07 VintAll | 0.21686 | 0.086513 | 0.51 | 666.4 | 6664 | 0 | 0 | 0.10547 | 0 | 0.10547 | 0 | 0.098328 | 0 | 0.098328 | 0 | 3.6823 | 3.1164 | 3.6823 | 3.1164
253141-Commercial HVAC Diagnostic/Tune-up Com All CZ07 VintAll | 0.21686 | 0.086513 | 0.51 | 666.4 | 6664 | 0 | 0 | 0.10547 | 0 | 0.10547 | 0 | 0.098328 | 0 | 0.098328 | 0 | 3.6823 | 3.1164 | 3.6823 | 3.1164
253141-Commercial HVAC Diagnostic/Tune-up Com All CZ07 VintAll | 0.21686 | 0.086513 | 0.51 | 666.4 | 6664 | 0 | 0 | 0.10547 | 0 | 0.10547 | 0 | 0.098328 | 0 | 0.098328 | 0 | 3.6823 | 3.1164 | 3.6823 | 3.1164
253141-Commercial HVAC Diagnostic/Tune-up Com All CZ07 VintAll | 0.21686 | 0.086513 | 0.51 | 666.4 | 6664 | 0 | 0 | 0.10547 | 0 | 0.10547 | 0 | 0.098328 | 0 | 0.098328 | 0 | 3.6823 | 3.1164 | 3.6823 | 3.1164
253141-Commercial HVAC Diagnostic/Tune-up Com All CZ07 VintAll | 0.21686 | 0.086513 | 0.51 | 666.4 | 6664 | 0 | 0 | 0.10547 | 0 | 0.10547 | 0 | 0.098328 | 0 | 0.098328 | 0 | 3.6823 | 3.1164 | 3.6823 | 3.1164
253141-Commercial HVAC Diagnostic/Tune-up Com All CZ07 VintAll | 0.21686 | 0.086513 | 0.51 | 666.4 | 6664 | 0 | 0 | 0.10547 | 0 | 0.10547 | 0 | 0.098328 | 0 | 0.098328 | 0 | 3.6823 | 3.1164 | 3.6823 | 3.1164
253144-Commercial Condensor Coil Cleaning (all units - savings at 50% of DEER) Com All CZ07 VintAll | 0.066386 | 0.026484 | 0.1598 | 204 | 612 | 0 | 0 | 0.061308 | 0 | 0.061308 | 0 | 0.061308 | 0 | 0.061308 | 0 | 1.8672 | 1.8672 | 1.8672 | 1.8672
253144-Commercial Condensor Coil Cleaning (all units - savings at 50% of DEER) Com All CZ07 VintAll | 0.066386 | 0.026484 | 0.1598 | 204 | 612 | 0 | 0 | 0.061308 | 0 | 0.061308 | 0 | 0.061308 | 0 | 0.061308 | 0 | 1.8672 | 1.8672 | 1.8672 | 1.8672
253144-Commercial Condensor Coil Cleaning (all units - savings at 50% of DEER) Com All CZ07 VintAll | 0.066386 | 0.026484 | 0.1598 | 204 | 612 | 0 | 0 | 0.061308 | 0 | 0.061308 | 0 | 0.061308 | 0 | 0.061308 | 0 | 1.8672 | 1.8672 | 1.8672 | 1.8672
253144-Commercial Condensor Coil Cleaning (all units - savings at 50% of DEER) Com All CZ07 VintAll | 0.066386 | 0.026484 | 0.1598 | 204 | 612 | 0 | 0 | 0.061308 | 0 | 0.061308 | 0 | 0.061308 | 0 | 0.061308 | 0 | 1.8672 | 1.8672 | 1.8672 | 1.8672
253144-Commercial Condensor Coil Cleaning (all units - savings at 50% of DEER) Com All CZ07 VintAll | 0.066386 | 0.026484 | 0.1598 | 204 | 612 | 0 | 0 | 0.061308 | 0 | 0.061308 | 0 | 0.061308 | 0 | 0.061308 | 0 | 1.8672 | 1.8672 | 1.8672 | 1.8672
253144-Commercial Condensor Coil Cleaning (all units - savings at 50% of DEER) Com All CZ07 VintAll | 0.066386 | 0.026484 | 0.1598 | 204 | 612 | 0 | 0 | 0.061308 | 0 | 0.061308 | 0 | 0.061308 | 0 | 0.061308 | 0 | 1.8672 | 1.8672 | 1.8672 | 1.8672
253144-Commercial Condensor Coil Cleaning (all units - savings at 50% of DEER) Com All CZ07 VintAll | 0.066386 | 0.026484 | 0.1598 | 204 | 612 | 0 | 0 | 0.061308 | 0 | 0.061308 | 0 | 0.061308 | 0 | 0.061308 | 0 | 1.8672 | 1.8672 | 1.8672 | 1.8672
253144-Commercial Condensor Coil Cleaning (all units - savings at 50% of DEER) Com All CZ07 VintAll | 0.049789 | 0.019863 | 0.11985 | 153 | 459 | 0 | 0 | 0.061308 | 0 | 0.061308 | 0 | 0.061308 | 0 | 0.061308 | 0 | 1.8672 | 1.8672 | 1.8672 | 1.8672
253144-Commercial Condensor Coil Cleaning (all units - savings at 50% of DEER) Com All CZ07 VintAll | 0.049789 | 0.019863 | 0.11985 | 153 | 459 | 0 | 0 | 0.061308 | 0 | 0.061308 | 0 | 0.061308 | 0 | 0.061308 | 0 | 1.8672 | 1.8672 | 1.8672 | 1.8672
253144-Commercial Condensor Coil Cleaning (all units - savings at 50% of DEER) Com All CZ07 VintAll | 0.066386 | 0.026484 | 0.1598 | 204 | 612 | 0 | 0 | 0.061308 | 0 | 0.061308 | 0 | 0.061308 | 0 | 0.061308 | 0 | 1.8672 | 1.8672 | 1.8672 | 1.8672
253141-Commercial HVAC Diagnostic/Tune-up Com All CZ07 VintAll | 0.21686 | 0.086513 | 0.51 | 666.4 | 6664 | 0 | 0 | 0.10547 | 0 | 0.10547 | 0 | 0.098328 | 0 | 0.098328 | 0 | 3.6823 | 3.1164 | 3.6823 | 3.1164
253141-Commercial HVAC Diagnostic/Tune-up Com All CZ07 VintAll | 0.21686 | 0.086513 | 0.51 | 666.4 | 6664 | 0 | 0 | 0.10547 | 0 | 0.10547 | 0 | 0.098328 | 0 | 0.098328 | 0 | 3.6823 | 3.1164 | 3.6823 | 3.1164
253141-Commercial HVAC Diagnostic/Tune-up Com All CZ07 VintAll | 0.21686 | 0.086513 | 0.51 | 666.4 | 6664 | 0 | 0 | 0.10547 | 0 | 0.10547 | 0 | 0.098328 | 0 | 0.098328 | 0 | 3.6823 | 3.1164 | 3.6823 | 3.1164
253141-Commercial HVAC Diagnostic/Tune-up Com All CZ07 VintAll | 0.21686 | 0.086513 | 0.51 | 666.4 | 6664 | 0 | 0 | 0.10547 | 0 | 0.10547 | 0 | 0.098328 | 0 | 0.098328 | 0 | 3.6823 | 3.1164 | 3.6823 | 3.1164
253141-Commercial HVAC Diagnostic/Tune-up Com All CZ07 VintAll | 0.21686 | 0.086513 | 0.51 | 666.4 | 6664 | 0 | 0 | 0.10547 | 0 | 0.10547 | 0 | 0.098328 | 0 | 0.098328 | 0 | 3.6823 | 3.1164 | 3.6823 | 3.1164
253141-Commercial HVAC Diagnostic/Tune-up Com All CZ07 VintAll | 0.16265 | 0.064885 | 0.3825 | 499.8 | 4998 | 0 | 0 | 0.10547 | 0 | 0.10547 | 0 | 0.098328 | 0 | 0.098328 | 0 | 3.6823 | 3.1164 | 3.6823 | 3.1164
253141-Commercial HVAC Diagnostic/Tune-up Com All CZ07 VintAll | 0.16265 | 0.064885 | 0.3825 | 499.8 | 4998 | 0 | 0 | 0.10547 | 0 | 0.10547 | 0 | 0.098328 | 0 | 0.098328 | 0 | 3.6823 | 3.1164 | 3.6823 | 3.1164
253141-Commercial HVAC Diagnostic/Tune-up Com All CZ07 VintAll | 0.21686 | 0.086513 | 0.51 | 666.4 | 6664 | 0 | 0 | 0.10547 | 0 | 0.10547 | 0 | 0.098328 | 0 | 0.098328 | 0 | 3.6823 | 3.1164 | 3.6823 | 3.1164
253141-Commercial HVAC Diagnostic/Tune-up Com All CZ07 VintAll | 0.16265 | 0.064885 | 0.3825 | 499.8 | 4998 | 0 | 0 | 0.10547 | 0 | 0.10547 | 0 | 0.098328 | 0 | 0.098328 | 0 | 3.6823 | 3.1164 | 3.6823 | 3.1164
253144-Commercial Condensor Coil Cleaning (all units - savings at 50% of DEER) Com All CZ07 VintAll | 0.049789 | 0.019863 | 0.11985 | 153 | 459 | 0 | 0 | 0.061308 | 0 | 0.061308 | 0 | 0.061308 | 0 | 0.061308 | 0 | 1.8672 | 1.8672 | 1.8672 | 1.8672
253141-Commercial HVAC Diagnostic/Tune-up Com All CZ07 VintAll | 0.48794 | 0.19465 | 1.1475 | 1499.4 | 14994 | 0 | 0 | 0.10547 | 0 | 0.10547 | 0 | 0.098328 | 0 | 0.098328 | 0 | 3.6823 | 3.1164 | 3.6823 | 3.1164
253141-Commercial HVAC Diagnostic/Tune-up Com All CZ07 VintAll | 0.48794 | 0.19465 | 1.1475 | 1499.4 | 14994 | 0 | 0 | 0.10547 | 0 | 0.10547 | 0 | 0.098328 | 0 | 0.098328 | 0 | 3.6823 | 3.1164 | 3.6823 | 3.1164
253144-Commercial Condensor Coil Cleaning (all units - savings at 50% of DEER) Com All CZ07 VintAll | 0.14937 | 0.059588 | 0.35955 | 459 | 1377 | 0 | 0 | 0.061308 | 0 | 0.061308 | 0 | 0.061308 | 0 | 0.061308 | 0 | 1.8672 | 1.8672 | 1.8672 | 1.8672
253144-Commercial Condensor Coil Cleaning (all units - savings at 50% of DEER) Com All CZ07 VintAll | 0.14937 | 0.059588 | 0.35955 | 459 | 1377 | 0 | 0 | 0.061308 | 0 | 0.061308 | 0 | 0.061308 | 0 | 0.061308 | 0 | 1.8672 | 1.8672 | 1.8672 | 1.8672
253141-Commercial HVAC Diagnostic/Tune-up Com All CZ07 VintAll | 0.27108 | 0.10814 | 0.6375 | 833 | 8330 | 0 | 0 | 0.10547 | 0 | 0.10547 | 0 | 0.098328 | 0 | 0.098328 | 0 | 3.6823 | 3.1164 | 3.6823 | 3.1164
253144-Commercial Condensor Coil Cleaning (all units - savings at 50% of DEER) Com All CZ07 VintAll | 0.082982 | 0.033104 | 0.19975 | 255 | 765 | 0 | 0 | 0.061308 | 0 | 0.061308 | 0 | 0.061308 | 0 | 0.061308 | 0 | 1.8672 | 1.8672 | 1.8672 | 1.8672
253141-Commercial HVAC Diagnostic/Tune-up Com All CZ07 VintAll | 0.21686 | 0.086513 | 0.51 | 666.4 | 6664 | 0 | 0 | 0.10547 | 0 | 0.10547 | 0 | 0.098328 | 0 | 0.098328 | 0 | 3.6823 | 3.1164 | 3.6823 | 3.1164
253141-Commercial HVAC Diagnostic/Tune-up Com All CZ07 VintAll | 0.32529 | 0.12977 | 0.765 | 999.6 | 9996 | 0 | 0 | 0.10547 | 0 | 0.10547 | 0 | 0.098328 | 0 | 0.098328 | 0 | 3.6823 | 3.1164 | 3.6823 | 3.1164
253141-Commercial HVAC Diagnostic/Tune-up Com All CZ07 VintAll | 0.27108 | 0.10814 | 0.6375 | 833 | 8330 | 0 | 0 | 0.10547 | 0 | 0.10547 | 0 | 0.098328 | 0 | 0.098328 | 0 | 3.6823 | 3.1164 | 3.6823 | 3.1164
253141-Commercial HVAC Diagnostic/Tune-up Com All CZ07 VintAll | 0.27108 | 0.10814 | 0.6375 | 833 | 8330 | 0 | 0 | 0.10547 | 0 | 0.10547 | 0 | 0.098328 | 0 | 0.098328 | 0 | 3.6823 | 3.1164 | 3.6823 | 3.1164
253144-Commercial Condensor Coil Cleaning (all units - savings at 50% of DEER) Com All CZ07 VintAll | 0.066386 | 0.026484 | 0.1598 | 204 | 612 | 0 | 0 | 0.061308 | 0 | 0.061308 | 0 | 0.061308 | 0 | 0.061308 | 0 | 1.8672 | 1.8672 | 1.8672 | 1.8672
253144-Commercial Condensor Coil Cleaning (all units - savings at 50% of DEER) Com All CZ07 VintAll | 0.099579 | 0.039725 | 0.2397 | 306 | 918 | 0 | 0 | 0.061308 | 0 | 0.061308 | 0 | 0.061308 | 0 | 0.061308 | 0 | 1.8672 | 1.8672 | 1.8672 | 1.8672
253144-Commercial Condensor Coil Cleaning (all units - savings at 50% of DEER) Com All CZ07 VintAll | 0.082982 | 0.033104 | 0.19975 | 255 | 765 | 0 | 0 | 0.061308 | 0 | 0.061308 | 0 | 0.061308 | 0 | 0.061308 | 0 | 1.8672 | 1.8672 | 1.8672 | 1.8672
253144-Commercial Condensor Coil Cleaning (all units - savings at 50% of DEER) Com All CZ07 VintAll | 0.082982 | 0.033104 | 0.19975 | 255 | 765 | 0 | 0 | 0.061308 | 0 | 0.061308 | 0 | 0.061308 | 0 | 0.061308 | 0 | 1.8672 | 1.8672 | 1.8672 | 1.8672
253141-Commercial HVAC Diagnostic/Tune-up Com All CZ07 VintAll | 0.27108 | 0.10814 | 0.6375 | 833 | 8330 | 0 | 0 | 0.10547 | 0 | 0.10547 | 0 | 0.098328 | 0 | 0.098328 | 0 | 3.6823 | 3.1164 | 3.6823 | 3.1164
253144-Commercial Condensor Coil Cleaning (all units - savings at 50% of DEER) Com All CZ07 VintAll | 0.082982 | 0.033104 | 0.19975 | 255 | 765 | 0 | 0 | 0.061308 | 0 | 0.061308 | 0 | 0.061308 | 0 | 0.061308 | 0 | 1.8672 | 1.8672 | 1.8672 | 1.8672
253141-Commercial HVAC Diagnostic/Tune-up Com All CZ07 VintAll | 0.27108 | 0.10814 | 0.6375 | 833 | 8330 | 0 | 0 | 0.10547 | 0 | 0.10547 | 0 | 0.098328 | 0 | 0.098328 | 0 | 3.6823 | 3.1164 | 3.6823 | 3.1164
253141-Commercial HVAC Diagnostic/Tune-up Com All CZ07 VintAll | 0.27108 | 0.10814 | 0.6375 | 833 | 8330 | 0 | 0 | 0.10547 | 0 | 0.10547 | 0 | 0.098328 | 0 | 0.098328 | 0 | 3.6823 | 3.1164 | 3.6823 | 3.1164
253141-Commercial HVAC Diagnostic/Tune-up Com All CZ07 VintAll | 0.27108 | 0.10814 | 0.6375 | 833 | 8330 | 0 | 0 | 0.10547 | 0 | 0.10547 | 0 | 0.098328 | 0 | 0.098328 | 0 | 3.6823 | 3.1164 | 3.6823 | 3.1164
253141-Commercial HVAC Diagnostic/Tune-up Com All CZ07 VintAll | 0.27108 | 0.10814 | 0.6375 | 833 | 8330 | 0 | 0 | 0.10547 | 0 | 0.10547 | 0 | 0.098328 | 0 | 0.098328 | 0 | 3.6823 | 3.1164 | 3.6823 | 3.1164
253144-Commercial Condensor Coil Cleaning (all units - savings at 50% of DEER) Com All CZ07 VintAll | 0.082982 | 0.033104 | 0.19975 | 255 | 765 | 0 | 0 | 0.061308 | 0 | 0.061308 | 0 | 0.061308 | 0 | 0.061308 | 0 | 1.8672 | 1.8672 | 1.8672 | 1.8672
253144-Commercial Condensor Coil Cleaning (all units - savings at 50% of DEER) Com All CZ07 VintAll | 0.082982 | 0.033104 | 0.19975 | 255 | 765 | 0 | 0 | 0.061308 | 0 | 0.061308 | 0 | 0.061308 | 0 | 0.061308 | 0 | 1.8672 | 1.8672 | 1.8672 | 1.8672
253144-Commercial Condensor Coil Cleaning (all units - savings at 50% of DEER) Com All CZ07 VintAll | 0.082982 | 0.033104 | 0.19975 | 255 | 765 | 0 | 0 | 0.061308 | 0 | 0.061308 | 0 | 0.061308 | 0 | 0.061308 | 0 | 1.8672 | 1.8672 | 1.8672 | 1.8672
253144-Commercial Condensor Coil Cleaning (all units - savings at 50% of DEER) Com All CZ07 VintAll | 0.082982 | 0.033104 | 0.19975 | 255 | 765 | 0 | 0 | 0.061308 | 0 | 0.061308 | 0 | 0.061308 | 0 | 0.061308 | 0 | 1.8672 | 1.8672 | 1.8672 | 1.8672
253144-Commercial Condensor Coil Cleaning (all units - savings at 50% of DEER) Com All CZ07 VintAll | 0.049789 | 0.019863 | 0.11985 | 153 | 459 | 0 | 0 | 0.061308 | 0 | 0.061308 | 0 | 0.061308 | 0 | 0.061308 | 0 | 1.8672 | 1.8672 | 1.8672 | 1.8672
253141-Commercial HVAC Diagnostic/Tune-up Com All CZ07 VintAll | 0.32529 | 0.12977 | 0.765 | 999.6 | 9996 | 0 | 0 | 0.10547 | 0 | 0.10547 | 0 | 0.098328 | 0 | 0.098328 | 0 | 3.6823 | 3.1164 | 3.6823 | 3.1164
253141-Commercial HVAC Diagnostic/Tune-up Com All CZ07 VintAll | 0.27108 | 0.10814 | 0.6375 | 833 | 8330 | 0 | 0 | 0.10547 | 0 | 0.10547 | 0 | 0.098328 | 0 | 0.098328 | 0 | 3.6823 | 3.1164 | 3.6823 | 3.1164
253141-Commercial HVAC Diagnostic/Tune-up Com All CZ07 VintAll | 0.32529 | 0.12977 | 0.765 | 999.6 | 9996 | 0 | 0 | 0.10547 | 0 | 0.10547 | 0 | 0.098328 | 0 | 0.098328 | 0 | 3.6823 | 3.1164 | 3.6823 | 3.1164
253141-Commercial HVAC Diagnostic/Tune-up Com All CZ07 VintAll | 0.21686 | 0.086513 | 0.51 | 666.4 | 6664 | 0 | 0 | 0.10547 | 0 | 0.10547 | 0 | 0.098328 | 0 | 0.098328 | 0 | 3.6823 | 3.1164 | 3.6823 | 3.1164
253141-Commercial HVAC Diagnostic/Tune-up Com All CZ07 VintAll | 0.16265 | 0.064885 | 0.3825 | 499.8 | 4998 | 0 | 0 | 0.10431 | 0 | 0.10431 | 0 | 0.090585 | 0 | 0.090585 | 0 | 3.5766 | 2.6712 | 3.5766 | 2.6712
253141-Commercial HVAC Diagnostic/Tune-up Com All CZ07 VintAll | 0.16265 | 0.064885 | 0.3825 | 499.8 | 4998 | 0 | 0 | 0.10431 | 0 | 0.10431 | 0 | 0.090585 | 0 | 0.090585 | 0 | 3.5766 | 2.6712 | 3.5766 | 2.6712
253141-Commercial HVAC Diagnostic/Tune-up Com All CZ07 VintAll | 0.21686 | 0.086513 | 0.51 | 666.4 | 6664 | 0 | 0 | 0.10547 | 0 | 0.10547 | 0 | 0.098328 | 0 | 0.098328 | 0 | 3.6823 | 3.1164 | 3.6823 | 3.1164
253141-Commercial HVAC Diagnostic/Tune-up Com All CZ07 VintAll | 0.16265 | 0.064885 | 0.3825 | 499.8 | 4998 | 0 | 0 | 0.10431 | 0 | 0.10431 | 0 | 0.090585 | 0 | 0.090585 | 0 | 3.5766 | 2.6712 | 3.5766 | 2.6712
253141-Commercial HVAC Diagnostic/Tune-up Com All CZ07 VintAll | 0.21686 | 0.086513 | 0.51 | 666.4 | 6664 | 0 | 0 | 0.10547 | 0 | 0.10547 | 0 | 0.098328 | 0 | 0.098328 | 0 | 3.6823 | 3.1164 | 3.6823 | 3.1164
253141-Commercial HVAC Diagnostic/Tune-up Com All CZ07 VintAll | 0.32529 | 0.12977 | 0.765 | 999.6 | 9996 | 0 | 0 | 0.10547 | 0 | 0.10547 | 0 | 0.098328 | 0 | 0.098328 | 0 | 3.6823 | 3.1164 | 3.6823 | 3.1164
253141-Commercial HVAC Diagnostic/Tune-up Com All CZ07 VintAll | 0.16265 | 0.064885 | 0.3825 | 499.8 | 4998 | 0 | 0 | 0.10373 | 0 | 0.10373 | 0 | 0.086713 | 0 | 0.086713 | 0 | 3.5261 | 2.4931 | 3.5261 | 2.4931
253141-Commercial HVAC Diagnostic/Tune-up Com All CZ07 VintAll | 0.054215 | 0.021628 | 0.1275 | 166.6 | 1666 | 0 | 0 | 0.10198 | 0 | 0.10198 | 0 | 0.075098 | 0 | 0.075098 | 0 | 3.3825 | 2.0776 | 3.3825 | 2.0776
253141-Commercial HVAC Diagnostic/Tune-up Com All CZ07 VintAll | 0.32529 | 0.12977 | 0.765 | 999.6 | 9996 | 0 | 0 | 0.10547 | 0 | 0.10547 | 0 | 0.098328 | 0 | 0.098328 | 0 | 3.6823 | 3.1164 | 3.6823 | 3.1164
253141-Commercial HVAC Diagnostic/Tune-up Com All CZ07 VintAll | 0.27108 | 0.10814 | 0.6375 | 833 | 8330 | 0 | 0 | 0.10547 | 0 | 0.10547 | 0 | 0.098328 | 0 | 0.098328 | 0 | 3.6823 | 3.1164 | 3.6823 | 3.1164
253141-Commercial HVAC Diagnostic/Tune-up Com All CZ07 VintAll | 0.27108 | 0.10814 | 0.6375 | 833 | 8330 | 0 | 0 | 0.10547 | 0 | 0.10547 | 0 | 0.098328 | 0 | 0.098328 | 0 | 3.6823 | 3.1164 | 3.6823 | 3.1164
253144-Commercial Condensor Coil Cleaning (all units - savings at 50% of DEER) Com All CZ07 VintAll | 0.099579 | 0.039725 | 0.2397 | 306 | 918 | 0 | 0 | 0.061308 | 0 | 0.061308 | 0 | 0.061308 | 0 | 0.061308 | 0 | 1.8672 | 1.8672 | 1.8672 | 1.8672
253144-Commercial Condensor Coil Cleaning (all units - savings at 50% of DEER) Com All CZ07 VintAll | 0.016596 | 0.0066209 | 0.03995 | 51 | 153 | 0 | 0 | 0.056006 | 0 | 0.056006 | 0 | 0.02596 | 0 | 0.02596 | 0 | 1.7369 | 1.2448 | 1.7369 | 1.2448
253144-Commercial Condensor Coil Cleaning (all units - savings at 50% of DEER) Com All CZ07 VintAll | 0.049789 | 0.019863 | 0.11985 | 153 | 459 | 0 | 0 | 0.059541 | 0 | 0.059541 | 0 | 0.049526 | 0 | 0.049526 | 0 | 1.8217 | 1.6005 | 1.8217 | 1.6005
253144-Commercial Condensor Coil Cleaning (all units - savings at 50% of DEER) Com All CZ07 VintAll | 0.066386 | 0.026484 | 0.1598 | 204 | 612 | 0 | 0 | 0.061308 | 0 | 0.061308 | 0 | 0.061308 | 0 | 0.061308 | 0 | 1.8672 | 1.8672 | 1.8672 | 1.8672
253144-Commercial Condensor Coil Cleaning (all units - savings at 50% of DEER) Com All CZ07 VintAll | 0.082982 | 0.033104 | 0.19975 | 255 | 765 | 0 | 0 | 0.061308 | 0 | 0.061308 | 0 | 0.061308 | 0 | 0.061308 | 0 | 1.8672 | 1.8672 | 1.8672 | 1.8672
253144-Commercial Condensor Coil Cleaning (all units - savings at 50% of DEER) Com All CZ07 VintAll | 0.082982 | 0.033104 | 0.19975 | 255 | 765 | 0 | 0 | 0.061308 | 0 | 0.061308 | 0 | 0.061308 | 0 | 0.061308 | 0 | 1.8672 | 1.8672 | 1.8672 | 1.8672
253144-Commercial Condensor Coil Cleaning (all units - savings at 50% of DEER) Com All CZ07 VintAll | 0.066386 | 0.026484 | 0.1598 | 204 | 612 | 0 | 0 | 0.061308 | 0 | 0.061308 | 0 | 0.061308 | 0 | 0.061308 | 0 | 1.8672 | 1.8672 | 1.8672 | 1.8672
253141-Commercial HVAC Diagnostic/Tune-up Com All CZ07 VintAll | 0.16265 | 0.064885 | 0.3825 | 499.8 | 4998 | 0 | 0 | 0.10431 | 0 | 0.10431 | 0 | 0.090585 | 0 | 0.090585 | 0 | 3.5766 | 2.6712 | 3.5766 | 2.6712
253144-Commercial Condensor Coil Cleaning (all units - savings at 50% of DEER) Com All CZ07 VintAll | 0.082982 | 0.033104 | 0.19975 | 255 | 765 | 0 | 0 | 0.061308 | 0 | 0.061308 | 0 | 0.061308 | 0 | 0.061308 | 0 | 1.8672 | 1.8672 | 1.8672 | 1.8672
253144-Commercial Condensor Coil Cleaning (all units - savings at 50% of DEER) Com All CZ07 VintAll | 0.082982 | 0.033104 | 0.19975 | 255 | 765 | 0 | 0 | 0.061308 | 0 | 0.061308 | 0 | 0.061308 | 0 | 0.061308 | 0 | 1.8672 | 1.8672 | 1.8672 | 1.8672
253144-Commercial Condensor Coil Cleaning (all units - savings at 50% of DEER) Com All CZ07 VintAll | 0.082982 | 0.033104 | 0.19975 | 255 | 765 | 0 | 0 | 0.061308 | 0 | 0.061308 | 0 | 0.061308 | 0 | 0.061308 | 0 | 1.8672 | 1.8672 | 1.8672 | 1.8672
253144-Commercial Condensor Coil Cleaning (all units - savings at 50% of DEER) Com All CZ07 VintAll | 0.099579 | 0.039725 | 0.2397 | 306 | 918 | 0 | 0 | 0.061308 | 0 | 0.061308 | 0 | 0.061308 | 0 | 0.061308 | 0 | 1.8672 | 1.8672 | 1.8672 | 1.8672
253144-Commercial Condensor Coil Cleaning (all units - savings at 50% of DEER) Com All CZ07 VintAll | 0.066386 | 0.026484 | 0.1598 | 204 | 612 | 0 | 0 | 0.061308 | 0 | 0.061308 | 0 | 0.061308 | 0 | 0.061308 | 0 | 1.8672 | 1.8672 | 1.8672 | 1.8672
253144-Commercial Condensor Coil Cleaning (all units - savings at 50% of DEER) Com All CZ07 VintAll | 0.049789 | 0.019863 | 0.11985 | 153 | 459 | 0 | 0 | 0.059541 | 0 | 0.059541 | 0 | 0.049526 | 0 | 0.049526 | 0 | 1.8217 | 1.6005 | 1.8217 | 1.6005
253144-Commercial Condensor Coil Cleaning (all units - savings at 50% of DEER) Com All CZ07 VintAll | 0.049789 | 0.019863 | 0.11985 | 153 | 459 | 0 | 0 | 0.059541 | 0 | 0.059541 | 0 | 0.049526 | 0 | 0.049526 | 0 | 1.8217 | 1.6005 | 1.8217 | 1.6005
253144-Commercial Condensor Coil Cleaning (all units - savings at 50% of DEER) Com All CZ07 VintAll | 0.066386 | 0.026484 | 0.1598 | 204 | 612 | 0 | 0 | 0.061308 | 0 | 0.061308 | 0 | 0.061308 | 0 | 0.061308 | 0 | 1.8672 | 1.8672 | 1.8672 | 1.8672
253144-Commercial Condensor Coil Cleaning (all units - savings at 50% of DEER) Com All CZ07 VintAll | 0.049789 | 0.019863 | 0.11985 | 153 | 459 | 0 | 0 | 0.059541 | 0 | 0.059541 | 0 | 0.049526 | 0 | 0.049526 | 0 | 1.8217 | 1.6005 | 1.8217 | 1.6005
253144-Commercial Condensor Coil Cleaning (all units - savings at 50% of DEER) Com All CZ07 VintAll | 0.066386 | 0.026484 | 0.1598 | 204 | 612 | 0 | 0 | 0.061308 | 0 | 0.061308 | 0 | 0.061308 | 0 | 0.061308 | 0 | 1.8672 | 1.8672 | 1.8672 | 1.8672
253141-Commercial HVAC Diagnostic/Tune-up Com All CZ07 VintAll | 0.21686 | 0.086513 | 0.51 | 666.4 | 6664 | 0 | 0 | 0.10547 | 0 | 0.10547 | 0 | 0.098328 | 0 | 0.098328 | 0 | 3.6823 | 3.1164 | 3.6823 | 3.1164
253144-Commercial Condensor Coil Cleaning (all units - savings at 50% of DEER) Com All CZ07 VintAll | 0.099579 | 0.039725 | 0.2397 | 306 | 918 | 0 | 0 | 0.061308 | 0 | 0.061308 | 0 | 0.061308 | 0 | 0.061308 | 0 | 1.8672 | 1.8672 | 1.8672 | 1.8672
253144-Commercial Condensor Coil Cleaning (all units - savings at 50% of DEER) Com All CZ07 VintAll | 0.049789 | 0.019863 | 0.11985 | 153 | 459 | 0 | 0 | 0.058657 | 0 | 0.058657 | 0 | 0.043634 | 0 | 0.043634 | 0 | 1.7997 | 1.4938 | 1.7997 | 1.4938
253144-Commercial Condensor Coil Cleaning (all units - savings at 50% of DEER) Com All CZ07 VintAll | 0.099579 | 0.039725 | 0.2397 | 306 | 918 | 0 | 0 | 0.061308 | 0 | 0.061308 | 0 | 0.061308 | 0 | 0.061308 | 0 | 1.8672 | 1.8672 | 1.8672 | 1.8672
253144-Commercial Condensor Coil Cleaning (all units - savings at 50% of DEER) Com All CZ07 VintAll | 0.082982 | 0.033104 | 0.19975 | 255 | 765 | 0 | 0 | 0.061308 | 0 | 0.061308 | 0 | 0.061308 | 0 | 0.061308 | 0 | 1.8672 | 1.8672 | 1.8672 | 1.8672
253144-Commercial Condensor Coil Cleaning (all units - savings at 50% of DEER) Com All CZ07 VintAll | 0.082982 | 0.033104 | 0.19975 | 255 | 765 | 0 | 0 | 0.061308 | 0 | 0.061308 | 0 | 0.061308 | 0 | 0.061308 | 0 | 1.8672 | 1.8672 | 1.8672 | 1.8672
253141-Commercial HVAC Diagnostic/Tune-up Com All CZ07 VintAll | 0.27108 | 0.10814 | 0.6375 | 833 | 8330 | 0 | 0 | 0.10547 | 0 | 0.10547 | 0 | 0.098328 | 0 | 0.098328 | 0 | 3.6823 | 3.1164 | 3.6823 | 3.1164
253141-Commercial HVAC Diagnostic/Tune-up Com All CZ07 VintAll | 0.27108 | 0.10814 | 0.6375 | 833 | 8330 | 0 | 0 | 0.10547 | 0 | 0.10547 | 0 | 0.098328 | 0 | 0.098328 | 0 | 3.6823 | 3.1164 | 3.6823 | 3.1164
253141-Commercial HVAC Diagnostic/Tune-up Com All CZ07 VintAll | 0.21686 | 0.086513 | 0.51 | 666.4 | 6664 | 0 | 0 | 0.10547 | 0 | 0.10547 | 0 | 0.098328 | 0 | 0.098328 | 0 | 3.6823 | 3.1164 | 3.6823 | 3.1164
253141-Commercial HVAC Diagnostic/Tune-up Com All CZ07 VintAll | 0.27108 | 0.10814 | 0.6375 | 833 | 8330 | 0 | 0 | 0.10547 | 0 | 0.10547 | 0 | 0.098328 | 0 | 0.098328 | 0 | 3.6823 | 3.1164 | 3.6823 | 3.1164
253141-Commercial HVAC Diagnostic/Tune-up Com All CZ07 VintAll | 0.27108 | 0.10814 | 0.6375 | 833 | 8330 | 0 | 0 | 0.10547 | 0 | 0.10547 | 0 | 0.098328 | 0 | 0.098328 | 0 | 3.6823 | 3.1164 | 3.6823 | 3.1164
253141-Commercial HVAC Diagnostic/Tune-up Com All CZ07 VintAll | 0.27108 | 0.10814 | 0.6375 | 833 | 8330 | 0 | 0 | 0.10547 | 0 | 0.10547 | 0 | 0.098328 | 0 | 0.098328 | 0 | 3.6823 | 3.1164 | 3.6823 | 3.1164
253144-Commercial Condensor Coil Cleaning (all units - savings at 50% of DEER) Com All CZ07 VintAll | 0.082982 | 0.033104 | 0.19975 | 255 | 765 | 0 | 0 | 0.061308 | 0 | 0.061308 | 0 | 0.061308 | 0 | 0.061308 | 0 | 1.8672 | 1.8672 | 1.8672 | 1.8672
253144-Commercial Condensor Coil Cleaning (all units - savings at 50% of DEER) Com All CZ07 VintAll | 0.082982 | 0.033104 | 0.19975 | 255 | 765 | 0 | 0 | 0.061308 | 0 | 0.061308 | 0 | 0.061308 | 0 | 0.061308 | 0 | 1.8672 | 1.8672 | 1.8672 | 1.8672
253144-Commercial Condensor Coil Cleaning (all units - savings at 50% of DEER) Com All CZ07 VintAll | 0.016596 | 0.0066209 | 0.03995 | 51 | 153 | 0 | 0 | 0.056006 | 0 | 0.056006 | 0 | 0.02596 | 0 | 0.02596 | 0 | 1.7369 | 1.2448 | 1.7369 | 1.2448
253141-Commercial HVAC Diagnostic/Tune-up Com All CZ07 VintAll | 0.27108 | 0.10814 | 0.6375 | 833 | 8330 | 0 | 0 | 0.10547 | 0 | 0.10547 | 0 | 0.098328 | 0 | 0.098328 | 0 | 3.6823 | 3.1164 | 3.6823 | 3.1164
253141-Commercial HVAC Diagnostic/Tune-up Com All CZ07 VintAll | 0.10843 | 0.043256 | 0.255 | 333.2 | 3332 | 0 | 0 | 0.10547 | 0 | 0.10547 | 0 | 0.098328 | 0 | 0.098328 | 0 | 3.6823 | 3.1164 | 3.6823 | 3.1164
253141-Commercial HVAC Diagnostic/Tune-up Com All CZ07 VintAll | 0.27108 | 0.10814 | 0.6375 | 833 | 8330 | 0 | 0 | 0.10547 | 0 | 0.10547 | 0 | 0.098328 | 0 | 0.098328 | 0 | 3.6823 | 3.1164 | 3.6823 | 3.1164
253141-Commercial HVAC Diagnostic/Tune-up Com All CZ07 VintAll | 0.27108 | 0.10814 | 0.6375 | 833 | 8330 | 0 | 0 | 0.10547 | 0 | 0.10547 | 0 | 0.098328 | 0 | 0.098328 | 0 | 3.6823 | 3.1164 | 3.6823 | 3.1164
253141-Commercial HVAC Diagnostic/Tune-up Com All CZ07 VintAll | 0.054215 | 0.021628 | 0.1275 | 166.6 | 1666 | 0 | 0 | 0.10198 | 0 | 0.10198 | 0 | 0.075098 | 0 | 0.075098 | 0 | 3.3825 | 2.0776 | 3.3825 | 2.0776
253144-Commercial Condensor Coil Cleaning (all units - savings at 50% of DEER) Com All CZ07 VintAll | 0.082982 | 0.033104 | 0.19975 | 255 | 765 | 0 | 0 | 0.061308 | 0 | 0.061308 | 0 | 0.061308 | 0 | 0.061308 | 0 | 1.8672 | 1.8672 | 1.8672 | 1.8672
253144-Commercial Condensor Coil Cleaning (all units - savings at 50% of DEER) Com All CZ07 VintAll | 0.082982 | 0.033104 | 0.19975 | 255 | 765 | 0 | 0 | 0.061308 | 0 | 0.061308 | 0 | 0.061308 | 0 | 0.061308 | 0 | 1.8672 | 1.8672 | 1.8672 | 1.8672
253144-Commercial Condensor Coil Cleaning (all units - savings at 50% of DEER) Com All CZ07 VintAll | 0.033193 | 0.013242 | 0.0799 | 102 | 306 | 0 | 0 | 0.061308 | 0 | 0.061308 | 0 | 0.061308 | 0 | 0.061308 | 0 | 1.8672 | 1.8672 | 1.8672 | 1.8672
253141-Commercial HVAC Diagnostic/Tune-up Com All CZ07 VintAll | 0.27108 | 0.10814 | 0.6375 | 833 | 8330 | 0 | 0 | 0.10547 | 0 | 0.10547 | 0 | 0.098328 | 0 | 0.098328 | 0 | 3.6823 | 3.1164 | 3.6823 | 3.1164
253141-Commercial HVAC Diagnostic/Tune-up Com All CZ07 VintAll | 0.27108 | 0.10814 | 0.6375 | 833 | 8330 | 0 | 0 | 0.10547 | 0 | 0.10547 | 0 | 0.098328 | 0 | 0.098328 | 0 | 3.6823 | 3.1164 | 3.6823 | 3.1164
253141-Commercial HVAC Diagnostic/Tune-up Com All CZ07 VintAll | 0.27108 | 0.10814 | 0.6375 | 833 | 8330 | 0 | 0 | 0.10547 | 0 | 0.10547 | 0 | 0.098328 | 0 | 0.098328 | 0 | 3.6823 | 3.1164 | 3.6823 | 3.1164
253141-Commercial HVAC Diagnostic/Tune-up Com All CZ07 VintAll | 0.27108 | 0.10814 | 0.6375 | 833 | 8330 | 0 | 0 | 0.10547 | 0 | 0.10547 | 0 | 0.098328 | 0 | 0.098328 | 0 | 3.6823 | 3.1164 | 3.6823 | 3.1164
253144-Commercial Condensor Coil Cleaning (all units - savings at 50% of DEER) Com All CZ07 VintAll | 0.082982 | 0.033104 | 0.19975 | 255 | 765 | 0 | 0 | 0.061308 | 0 | 0.061308 | 0 | 0.061308 | 0 | 0.061308 | 0 | 1.8672 | 1.8672 | 1.8672 | 1.8672
253144-Commercial Condensor Coil Cleaning (all units - savings at 50% of DEER) Com All CZ07 VintAll | 0.082982 | 0.033104 | 0.19975 | 255 | 765 | 0 | 0 | 0.061308 | 0 | 0.061308 | 0 | 0.061308 | 0 | 0.061308 | 0 | 1.8672 | 1.8672 | 1.8672 | 1.8672
253144-Commercial Condensor Coil Cleaning (all units - savings at 50% of DEER) Com All CZ07 VintAll | 0.082982 | 0.033104 | 0.19975 | 255 | 765 | 0 | 0 | 0.061308 | 0 | 0.061308 | 0 | 0.061308 | 0 | 0.061308 | 0 | 1.8672 | 1.8672 | 1.8672 | 1.8672
253144-Commercial Condensor Coil Cleaning (all units - savings at 50% of DEER) Com All CZ07 VintAll | 0.082982 | 0.033104 | 0.19975 | 255 | 765 | 0 | 0 | 0.061308 | 0 | 0.061308 | 0 | 0.061308 | 0 | 0.061308 | 0 | 1.8672 | 1.8672 | 1.8672 | 1.8672
253144-Commercial Condensor Coil Cleaning (all units - savings at 50% of DEER) Com All CZ07 VintAll | 0.082982 | 0.033104 | 0.19975 | 255 | 765 | 0 | 0 | 0.061308 | 0 | 0.061308 | 0 | 0.061308 | 0 | 0.061308 | 0 | 1.8672 | 1.8672 | 1.8672 | 1.8672
253141-Commercial HVAC Diagnostic/Tune-up Com All CZ07 VintAll | 0.16265 | 0.064885 | 0.3825 | 499.8 | 4998 | 0 | 0 | 0.10431 | 0 | 0.10431 | 0 | 0.090585 | 0 | 0.090585 | 0 | 3.5766 | 2.6712 | 3.5766 | 2.6712
253144-Commercial Condensor Coil Cleaning (all units - savings at 50% of DEER) Com All CZ07 VintAll | 0.049789 | 0.019863 | 0.11985 | 153 | 459 | 0 | 0 | 0.059541 | 0 | 0.059541 | 0 | 0.049526 | 0 | 0.049526 | 0 | 1.8217 | 1.6005 | 1.8217 | 1.6005
253142-Commercial HVAC Diagnostic/Tune-up Com All CZ10 VintAll | 0.23678 | 0.094458 | 0.51 | 727.6 | 7276 | 0 | 0 | 0.10878 | 0 | 0.10878 | 0 | 0.10224 | 0 | 0.10224 | 0 | 4.0205 | 3.4025 | 4.0205 | 3.4025
253142-Commercial HVAC Diagnostic/Tune-up Com All CZ10 VintAll | 0.23678 | 0.094458 | 0.51 | 727.6 | 7276 | 0 | 0 | 0.10878 | 0 | 0.10878 | 0 | 0.10224 | 0 | 0.10224 | 0 | 4.0205 | 3.4025 | 4.0205 | 3.4025
253142-Commercial HVAC Diagnostic/Tune-up Com All CZ10 VintAll | 0.23678 | 0.094458 | 0.51 | 727.6 | 7276 | 0 | 0 | 0.10878 | 0 | 0.10878 | 0 | 0.10224 | 0 | 0.10224 | 0 | 4.0205 | 3.4025 | 4.0205 | 3.4025
253145-Commercial Condensor Coil Cleaning (all units - savings at 50% of DEER) Com All CZ10 VintAll | 0.081876 | 0.032663 | 0.2261 | 251.6 | 754.8 | 0 | 0 | 0.074683 | 0 | 0.074683 | 0 | 0.074683 | 0 | 0.074683 | 0 | 2.3029 | 2.3029 | 2.3029 | 2.3029
253145-Commercial Condensor Coil Cleaning (all units - savings at 50% of DEER) Com All CZ10 VintAll | 0.081876 | 0.032663 | 0.2261 | 251.6 | 754.8 | 0 | 0 | 0.074683 | 0 | 0.074683 | 0 | 0.074683 | 0 | 0.074683 | 0 | 2.3029 | 2.3029 | 2.3029 | 2.3029
253145-Commercial Condensor Coil Cleaning (all units - savings at 50% of DEER) Com All CZ10 VintAll | 0.081876 | 0.032663 | 0.2261 | 251.6 | 754.8 | 0 | 0 | 0.074683 | 0 | 0.074683 | 0 | 0.074683 | 0 | 0.074683 | 0 | 2.3029 | 2.3029 | 2.3029 | 2.3029
253141-Commercial HVAC Diagnostic/Tune-up Com All CZ07 VintAll | 0.21686 | 0.086513 | 0.51 | 666.4 | 6664 | 0 | 0 | 0.10547 | 0 | 0.10547 | 0 | 0.098328 | 0 | 0.098328 | 0 | 3.6823 | 3.1164 | 3.6823 | 3.1164
253144-Commercial Condensor Coil Cleaning (all units - savings at 50% of DEER) Com All CZ07 VintAll | 0.049789 | 0.019863 | 0.11985 | 153 | 459 | 0 | 0 | 0.061308 | 0 | 0.061308 | 0 | 0.061308 | 0 | 0.061308 | 0 | 1.8672 | 1.8672 | 1.8672 | 1.8672
253144-Commercial Condensor Coil Cleaning (all units - savings at 50% of DEER) Com All CZ07 VintAll | 0.049789 | 0.019863 | 0.11985 | 153 | 459 | 0 | 0 | 0.061308 | 0 | 0.061308 | 0 | 0.061308 | 0 | 0.061308 | 0 | 1.8672 | 1.8672 | 1.8672 | 1.8672
253144-Commercial Condensor Coil Cleaning (all units - savings at 50% of DEER) Com All CZ07 VintAll | 0.049789 | 0.019863 | 0.11985 | 153 | 459 | 0 | 0 | 0.061308 | 0 | 0.061308 | 0 | 0.061308 | 0 | 0.061308 | 0 | 1.8672 | 1.8672 | 1.8672 | 1.8672
253144-Commercial Condensor Coil Cleaning (all units - savings at 50% of DEER) Com All CZ07 VintAll | 0.099579 | 0.039725 | 0.2397 | 306 | 918 | 0 | 0 | 0.061308 | 0 | 0.061308 | 0 | 0.061308 | 0 | 0.061308 | 0 | 1.8672 | 1.8672 | 1.8672 | 1.8672
253144-Commercial Condensor Coil Cleaning (all units - savings at 50% of DEER) Com All CZ07 VintAll | 0.082982 | 0.033104 | 0.19975 | 255 | 765 | 0 | 0 | 0.061308 | 0 | 0.061308 | 0 | 0.061308 | 0 | 0.061308 | 0 | 1.8672 | 1.8672 | 1.8672 | 1.8672
253141-Commercial HVAC Diagnostic/Tune-up Com All CZ07 VintAll | 0.16265 | 0.064885 | 0.3825 | 499.8 | 4998 | 0 | 0 | 0.10547 | 0 | 0.10547 | 0 | 0.098328 | 0 | 0.098328 | 0 | 3.6823 | 3.1164 | 3.6823 | 3.1164
253141-Commercial HVAC Diagnostic/Tune-up Com All CZ07 VintAll | 0.16265 | 0.064885 | 0.3825 | 499.8 | 4998 | 0 | 0 | 0.10547 | 0 | 0.10547 | 0 | 0.098328 | 0 | 0.098328 | 0 | 3.6823 | 3.1164 | 3.6823 | 3.1164
253141-Commercial HVAC Diagnostic/Tune-up Com All CZ07 VintAll | 0.16265 | 0.064885 | 0.3825 | 499.8 | 4998 | 0 | 0 | 0.10547 | 0 | 0.10547 | 0 | 0.098328 | 0 | 0.098328 | 0 | 3.6823 | 3.1164 | 3.6823 | 3.1164
253141-Commercial HVAC Diagnostic/Tune-up Com All CZ07 VintAll | 0.16265 | 0.064885 | 0.3825 | 499.8 | 4998 | 0 | 0 | 0.10547 | 0 | 0.10547 | 0 | 0.098328 | 0 | 0.098328 | 0 | 3.6823 | 3.1164 | 3.6823 | 3.1164
253141-Commercial HVAC Diagnostic/Tune-up Com All CZ07 VintAll | 0.32529 | 0.12977 | 0.765 | 999.6 | 9996 | 0 | 0 | 0.10547 | 0 | 0.10547 | 0 | 0.098328 | 0 | 0.098328 | 0 | 3.6823 | 3.1164 | 3.6823 | 3.1164
253141-Commercial HVAC Diagnostic/Tune-up Com All CZ07 VintAll | 0.27108 | 0.10814 | 0.6375 | 833 | 8330 | 0 | 0 | 0.10547 | 0 | 0.10547 | 0 | 0.098328 | 0 | 0.098328 | 0 | 3.6823 | 3.1164 | 3.6823 | 3.1164
253144-Commercial Condensor Coil Cleaning (all units - savings at 50% of DEER) Com All CZ07 VintAll | 0.066386 | 0.026484 | 0.1598 | 204 | 612 | 0 | 0 | 0.061308 | 0 | 0.061308 | 0 | 0.061308 | 0 | 0.061308 | 0 | 1.8672 | 1.8672 | 1.8672 | 1.8672
253144-Commercial Condensor Coil Cleaning (all units - savings at 50% of DEER) Com All CZ07 VintAll | 0.049789 | 0.019863 | 0.11985 | 153 | 459 | 0 | 0 | 0.061308 | 0 | 0.061308 | 0 | 0.061308 | 0 | 0.061308 | 0 | 1.8672 | 1.8672 | 1.8672 | 1.8672
253142-Commercial HVAC Diagnostic/Tune-up Com All CZ10 VintAll | 0.29597 | 0.11807 | 0.6375 | 909.5 | 9095 | 0 | 0 | 0.10878 | 0 | 0.10878 | 0 | 0.10224 | 0 | 0.10224 | 0 | 4.0205 | 3.4025 | 4.0205 | 3.4025
253142-Commercial HVAC Diagnostic/Tune-up Com All CZ10 VintAll | 0.17758 | 0.070843 | 0.3825 | 545.7 | 5457 | 0 | 0 | 0.10771 | 0 | 0.10771 | 0 | 0.095144 | 0 | 0.095144 | 0 | 3.9051 | 2.9165 | 3.9051 | 2.9165
253145-Commercial Condensor Coil Cleaning (all units - savings at 50% of DEER) Com All CZ10 VintAll | 0.061407 | 0.024497 | 0.16958 | 188.7 | 566.1 | 0 | 0 | 0.07325 | 0 | 0.07325 | 0 | 0.06513 | 0 | 0.06513 | 0 | 2.2467 | 1.9739 | 2.2467 | 1.9739
253145-Commercial Condensor Coil Cleaning (all units - savings at 50% of DEER) Com All CZ10 VintAll | 0.061407 | 0.024497 | 0.16958 | 188.7 | 566.1 | 0 | 0 | 0.072534 | 0 | 0.072534 | 0 | 0.060353 | 0 | 0.060353 | 0 | 2.2197 | 1.8423 | 2.2197 | 1.8423
253145-Commercial Condensor Coil Cleaning (all units - savings at 50% of DEER) Com All CZ10 VintAll | 0.16375 | 0.065326 | 0.4522 | 503.2 | 1509.6 | 0 | 0 | 0.074361 | 0 | 0.074361 | 0 | 0.072534 | 0 | 0.072534 | 0 | 2.29 | 2.2197 | 2.29 | 2.2197
253145-Commercial Condensor Coil Cleaning (all units - savings at 50% of DEER) Com All CZ10 VintAll | 0.16375 | 0.065326 | 0.4522 | 503.2 | 1509.6 | 0 | 0 | 0.074361 | 0 | 0.074361 | 0 | 0.072534 | 0 | 0.072534 | 0 | 2.29 | 2.2197 | 2.29 | 2.2197
253145-Commercial Condensor Coil Cleaning (all units - savings at 50% of DEER) Com All CZ10 VintAll | 0.16375 | 0.065326 | 0.4522 | 503.2 | 1509.6 | 0 | 0 | 0.074361 | 0 | 0.074361 | 0 | 0.072534 | 0 | 0.072534 | 0 | 2.29 | 2.2197 | 2.29 | 2.2197
253145-Commercial Condensor Coil Cleaning (all units - savings at 50% of DEER) Com All CZ10 VintAll | 0.10234 | 0.040829 | 0.28263 | 314.5 | 943.5 | 0 | 0 | 0.074683 | 0 | 0.074683 | 0 | 0.074683 | 0 | 0.074683 | 0 | 2.3029 | 2.3029 | 2.3029 | 2.3029
253145-Commercial Condensor Coil Cleaning (all units - savings at 50% of DEER) Com All CZ10 VintAll | 0.061407 | 0.024497 | 0.16958 | 188.7 | 566.1 | 0 | 0 | 0.07325 | 0 | 0.07325 | 0 | 0.06513 | 0 | 0.06513 | 0 | 2.2467 | 1.9739 | 2.2467 | 1.9739
253141-Commercial HVAC Diagnostic/Tune-up Com All CZ07 VintAll | 0.27108 | 0.10814 | 0.6375 | 833 | 8330 | 0 | 0 | 0.10547 | 0 | 0.10547 | 0 | 0.098328 | 0 | 0.098328 | 0 | 3.6823 | 3.1164 | 3.6823 | 3.1164
253144-Commercial Condensor Coil Cleaning (all units - savings at 50% of DEER) Com All CZ07 VintAll | 0.082982 | 0.033104 | 0.19975 | 255 | 765 | 0 | 0 | 0.061308 | 0 | 0.061308 | 0 | 0.061308 | 0 | 0.061308 | 0 | 1.8672 | 1.8672 | 1.8672 | 1.8672
253144-Commercial Condensor Coil Cleaning (all units - savings at 50% of DEER) Com All CZ07 VintAll | 0.082982 | 0.033104 | 0.19975 | 255 | 765 | 0 | 0 | 0.061308 | 0 | 0.061308 | 0 | 0.061308 | 0 | 0.061308 | 0 | 1.8672 | 1.8672 | 1.8672 | 1.8672
253144-Commercial Condensor Coil Cleaning (all units - savings at 50% of DEER) Com All CZ07 VintAll | 0.082982 | 0.033104 | 0.19975 | 255 | 765 | 0 | 0 | 0.061308 | 0 | 0.061308 | 0 | 0.061308 | 0 | 0.061308 | 0 | 1.8672 | 1.8672 | 1.8672 | 1.8672
253144-Commercial Condensor Coil Cleaning (all units - savings at 50% of DEER) Com All CZ07 VintAll | 0.082982 | 0.033104 | 0.19975 | 255 | 765 | 0 | 0 | 0.061308 | 0 | 0.061308 | 0 | 0.061308 | 0 | 0.061308 | 0 | 1.8672 | 1.8672 | 1.8672 | 1.8672
253144-Commercial Condensor Coil Cleaning (all units - savings at 50% of DEER) Com All CZ07 VintAll | 0.082982 | 0.033104 | 0.19975 | 255 | 765 | 0 | 0 | 0.061308 | 0 | 0.061308 | 0 | 0.061308 | 0 | 0.061308 | 0 | 1.8672 | 1.8672 | 1.8672 | 1.8672
253141-Commercial HVAC Diagnostic/Tune-up Com All CZ07 VintAll | 0.27108 | 0.10814 | 0.6375 | 833 | 8330 | 0 | 0 | 0.10547 | 0 | 0.10547 | 0 | 0.098328 | 0 | 0.098328 | 0 | 3.6823 | 3.1164 | 3.6823 | 3.1164
253141-Commercial HVAC Diagnostic/Tune-up Com All CZ07 VintAll | 0.27108 | 0.10814 | 0.6375 | 833 | 8330 | 0 | 0 | 0.10547 | 0 | 0.10547 | 0 | 0.098328 | 0 | 0.098328 | 0 | 3.6823 | 3.1164 | 3.6823 | 3.1164
253141-Commercial HVAC Diagnostic/Tune-up Com All CZ07 VintAll | 0.27108 | 0.10814 | 0.6375 | 833 | 8330 | 0 | 0 | 0.10547 | 0 | 0.10547 | 0 | 0.098328 | 0 | 0.098328 | 0 | 3.6823 | 3.1164 | 3.6823 | 3.1164
253141-Commercial HVAC Diagnostic/Tune-up Com All CZ07 VintAll | 0.27108 | 0.10814 | 0.6375 | 833 | 8330 | 0 | 0 | 0.10547 | 0 | 0.10547 | 0 | 0.098328 | 0 | 0.098328 | 0 | 3.6823 | 3.1164 | 3.6823 | 3.1164
253141-Commercial HVAC Diagnostic/Tune-up Com All CZ07 VintAll | 0.27108 | 0.10814 | 0.6375 | 833 | 8330 | 0 | 0 | 0.10547 | 0 | 0.10547 | 0 | 0.098328 | 0 | 0.098328 | 0 | 3.6823 | 3.1164 | 3.6823 | 3.1164
253141-Commercial HVAC Diagnostic/Tune-up Com All CZ07 VintAll | 0.27108 | 0.10814 | 0.6375 | 833 | 8330 | 0 | 0 | 0.10547 | 0 | 0.10547 | 0 | 0.098328 | 0 | 0.098328 | 0 | 3.6823 | 3.1164 | 3.6823 | 3.1164
253144-Commercial Condensor Coil Cleaning (all units - savings at 50% of DEER) Com All CZ07 VintAll | 0.082982 | 0.033104 | 0.19975 | 255 | 765 | 0 | 0 | 0.061308 | 0 | 0.061308 | 0 | 0.061308 | 0 | 0.061308 | 0 | 1.8672 | 1.8672 | 1.8672 | 1.8672
253144-Commercial Condensor Coil Cleaning (all units - savings at 50% of DEER) Com All CZ07 VintAll | 0.082982 | 0.033104 | 0.19975 | 255 | 765 | 0 | 0 | 0.061308 | 0 | 0.061308 | 0 | 0.061308 | 0 | 0.061308 | 0 | 1.8672 | 1.8672 | 1.8672 | 1.8672
253142-Commercial HVAC Diagnostic/Tune-up Com All CZ10 VintAll | 0.29597 | 0.11807 | 0.6375 | 909.5 | 9095 | 0 | 0 | 0.10878 | 0 | 0.10878 | 0 | 0.10224 | 0 | 0.10224 | 0 | 4.0205 | 3.4025 | 4.0205 | 3.4025
253145-Commercial Condensor Coil Cleaning (all units - savings at 50% of DEER) Com All CZ10 VintAll | 0.10234 | 0.040829 | 0.28263 | 314.5 | 943.5 | 0 | 0 | 0.074683 | 0 | 0.074683 | 0 | 0.074683 | 0 | 0.074683 | 0 | 2.3029 | 2.3029 | 2.3029 | 2.3029
253145-Commercial Condensor Coil Cleaning (all units - savings at 50% of DEER) Com All CZ10 VintAll | 0.10234 | 0.040829 | 0.28263 | 314.5 | 943.5 | 0 | 0 | 0.074683 | 0 | 0.074683 | 0 | 0.074683 | 0 | 0.074683 | 0 | 2.3029 | 2.3029 | 2.3029 | 2.3029
253141-Commercial HVAC Diagnostic/Tune-up Com All CZ07 VintAll | 0.27108 | 0.10814 | 0.6375 | 833 | 8330 | 0 | 0 | 0.10547 | 0 | 0.10547 | 0 | 0.098328 | 0 | 0.098328 | 0 | 3.6823 | 3.1164 | 3.6823 | 3.1164
253144-Commercial Condensor Coil Cleaning (all units - savings at 50% of DEER) Com All CZ07 VintAll | 0.082982 | 0.033104 | 0.19975 | 255 | 765 | 0 | 0 | 0.061308 | 0 | 0.061308 | 0 | 0.061308 | 0 | 0.061308 | 0 | 1.8672 | 1.8672 | 1.8672 | 1.8672
253144-Commercial Condensor Coil Cleaning (all units - savings at 50% of DEER) Com All CZ07 VintAll | 0.082982 | 0.033104 | 0.19975 | 255 | 765 | 0 | 0 | 0.061308 | 0 | 0.061308 | 0 | 0.061308 | 0 | 0.061308 | 0 | 1.8672 | 1.8672 | 1.8672 | 1.8672
253144-Commercial Condensor Coil Cleaning (all units - savings at 50% of DEER) Com All CZ07 VintAll | 0.082982 | 0.033104 | 0.19975 | 255 | 765 | 0 | 0 | 0.061308 | 0 | 0.061308 | 0 | 0.061308 | 0 | 0.061308 | 0 | 1.8672 | 1.8672 | 1.8672 | 1.8672
253144-Commercial Condensor Coil Cleaning (all units - savings at 50% of DEER) Com All CZ07 VintAll | 0.082982 | 0.033104 | 0.19975 | 255 | 765 | 0 | 0 | 0.061308 | 0 | 0.061308 | 0 | 0.061308 | 0 | 0.061308 | 0 | 1.8672 | 1.8672 | 1.8672 | 1.8672
253144-Commercial Condensor Coil Cleaning (all units - savings at 50% of DEER) Com All CZ07 VintAll | 0.066386 | 0.026484 | 0.1598 | 204 | 612 | 0 | 0 | 0.061308 | 0 | 0.061308 | 0 | 0.061308 | 0 | 0.061308 | 0 | 1.8672 | 1.8672 | 1.8672 | 1.8672
253141-Commercial HVAC Diagnostic/Tune-up Com All CZ07 VintAll | 0.27108 | 0.10814 | 0.6375 | 833 | 8330 | 0 | 0 | 0.10547 | 0 | 0.10547 | 0 | 0.098328 | 0 | 0.098328 | 0 | 3.6823 | 3.1164 | 3.6823 | 3.1164
253141-Commercial HVAC Diagnostic/Tune-up Com All CZ07 VintAll | 0.27108 | 0.10814 | 0.6375 | 833 | 8330 | 0 | 0 | 0.10547 | 0 | 0.10547 | 0 | 0.098328 | 0 | 0.098328 | 0 | 3.6823 | 3.1164 | 3.6823 | 3.1164
253141-Commercial HVAC Diagnostic/Tune-up Com All CZ07 VintAll | 0.27108 | 0.10814 | 0.6375 | 833 | 8330 | 0 | 0 | 0.10547 | 0 | 0.10547 | 0 | 0.098328 | 0 | 0.098328 | 0 | 3.6823 | 3.1164 | 3.6823 | 3.1164
253141-Commercial HVAC Diagnostic/Tune-up Com All CZ07 VintAll | 0.27108 | 0.10814 | 0.6375 | 833 | 8330 | 0 | 0 | 0.10547 | 0 | 0.10547 | 0 | 0.098328 | 0 | 0.098328 | 0 | 3.6823 | 3.1164 | 3.6823 | 3.1164
253141-Commercial HVAC Diagnostic/Tune-up Com All CZ07 VintAll | 0.27108 | 0.10814 | 0.6375 | 833 | 8330 | 0 | 0 | 0.10547 | 0 | 0.10547 | 0 | 0.098328 | 0 | 0.098328 | 0 | 3.6823 | 3.1164 | 3.6823 | 3.1164
253141-Commercial HVAC Diagnostic/Tune-up Com All CZ07 VintAll | 0.21686 | 0.086513 | 0.51 | 666.4 | 6664 | 0 | 0 | 0.10547 | 0 | 0.10547 | 0 | 0.098328 | 0 | 0.098328 | 0 | 3.6823 | 3.1164 | 3.6823 | 3.1164
253144-Commercial Condensor Coil Cleaning (all units - savings at 50% of DEER) Com All CZ07 VintAll | 0.082982 | 0.033104 | 0.19975 | 255 | 765 | 0 | 0 | 0.061308 | 0 | 0.061308 | 0 | 0.061308 | 0 | 0.061308 | 0 | 1.8672 | 1.8672 | 1.8672 | 1.8672
253144-Commercial Condensor Coil Cleaning (all units - savings at 50% of DEER) Com All CZ07 VintAll | 0.082982 | 0.033104 | 0.19975 | 255 | 765 | 0 | 0 | 0.061308 | 0 | 0.061308 | 0 | 0.061308 | 0 | 0.061308 | 0 | 1.8672 | 1.8672 | 1.8672 | 1.8672
253142-Commercial HVAC Diagnostic/Tune-up Com All CZ10 VintAll | 0.23678 | 0.094458 | 0.51 | 727.6 | 7276 | 0 | 0 | 0.10878 | 0 | 0.10878 | 0 | 0.10224 | 0 | 0.10224 | 0 | 4.0205 | 3.4025 | 4.0205 | 3.4025
253142-Commercial HVAC Diagnostic/Tune-up Com All CZ10 VintAll | 0.29597 | 0.11807 | 0.6375 | 909.5 | 9095 | 0 | 0 | 0.10878 | 0 | 0.10878 | 0 | 0.10224 | 0 | 0.10224 | 0 | 4.0205 | 3.4025 | 4.0205 | 3.4025
253142-Commercial HVAC Diagnostic/Tune-up Com All CZ10 VintAll | 0.17758 | 0.070843 | 0.3825 | 545.7 | 5457 | 0 | 0 | 0.10878 | 0 | 0.10878 | 0 | 0.10224 | 0 | 0.10224 | 0 | 4.0205 | 3.4025 | 4.0205 | 3.4025
253145-Commercial Condensor Coil Cleaning (all units - savings at 50% of DEER) Com All CZ10 VintAll | 0.081876 | 0.032663 | 0.2261 | 251.6 | 754.8 | 0 | 0 | 0.074683 | 0 | 0.074683 | 0 | 0.074683 | 0 | 0.074683 | 0 | 2.3029 | 2.3029 | 2.3029 | 2.3029
253145-Commercial Condensor Coil Cleaning (all units - savings at 50% of DEER) Com All CZ10 VintAll | 0.10234 | 0.040829 | 0.28263 | 314.5 | 943.5 | 0 | 0 | 0.074683 | 0 | 0.074683 | 0 | 0.074683 | 0 | 0.074683 | 0 | 2.3029 | 2.3029 | 2.3029 | 2.3029
253145-Commercial Condensor Coil Cleaning (all units - savings at 50% of DEER) Com All CZ10 VintAll | 0.061407 | 0.024497 | 0.16958 | 188.7 | 566.1 | 0 | 0 | 0.074683 | 0 | 0.074683 | 0 | 0.074683 | 0 | 0.074683 | 0 | 2.3029 | 2.3029 | 2.3029 | 2.3029
253141-Commercial HVAC Diagnostic/Tune-up Com All CZ07 VintAll | 0.27108 | 0.10814 | 0.6375 | 833 | 8330 | 0 | 0 | 0.10547 | 0 | 0.10547 | 0 | 0.098328 | 0 | 0.098328 | 0 | 3.6823 | 3.1164 | 3.6823 | 3.1164
253141-Commercial HVAC Diagnostic/Tune-up Com All CZ07 VintAll | 0.27108 | 0.10814 | 0.6375 | 833 | 8330 | 0 | 0 | 0.10547 | 0 | 0.10547 | 0 | 0.098328 | 0 | 0.098328 | 0 | 3.6823 | 3.1164 | 3.6823 | 3.1164
253144-Commercial Condensor Coil Cleaning (all units - savings at 50% of DEER) Com All CZ07 VintAll | 0.082982 | 0.033104 | 0.19975 | 255 | 765 | 0 | 0 | 0.061308 | 0 | 0.061308 | 0 | 0.061308 | 0 | 0.061308 | 0 | 1.8672 | 1.8672 | 1.8672 | 1.8672
253144-Commercial Condensor Coil Cleaning (all units - savings at 50% of DEER) Com All CZ07 VintAll | 0.082982 | 0.033104 | 0.19975 | 255 | 765 | 0 | 0 | 0.061308 | 0 | 0.061308 | 0 | 0.061308 | 0 | 0.061308 | 0 | 1.8672 | 1.8672 | 1.8672 | 1.8672
253144-Commercial Condensor Coil Cleaning (all units - savings at 50% of DEER) Com All CZ07 VintAll | 0.082982 | 0.033104 | 0.19975 | 255 | 765 | 0 | 0 | 0.061308 | 0 | 0.061308 | 0 | 0.061308 | 0 | 0.061308 | 0 | 1.8672 | 1.8672 | 1.8672 | 1.8672
253141-Commercial HVAC Diagnostic/Tune-up Com All CZ07 VintAll | 0.10843 | 0.043256 | 0.255 | 333.2 | 3332 | 0 | 0 | 0.10373 | 0 | 0.10373 | 0 | 0.086713 | 0 | 0.086713 | 0 | 3.5261 | 2.4931 | 3.5261 | 2.4931
253144-Commercial Condensor Coil Cleaning (all units - savings at 50% of DEER) Com All CZ07 VintAll | 0.049789 | 0.019863 | 0.11985 | 153 | 459 | 0 | 0 | 0.059541 | 0 | 0.059541 | 0 | 0.049526 | 0 | 0.049526 | 0 | 1.8217 | 1.6005 | 1.8217 | 1.6005
253141-Commercial HVAC Diagnostic/Tune-up Com All CZ07 VintAll | 0.21686 | 0.086513 | 0.51 | 666.4 | 6664 | 0 | 0 | 0.10547 | 0 | 0.10547 | 0 | 0.098328 | 0 | 0.098328 | 0 | 3.6823 | 3.1164 | 3.6823 | 3.1164
253141-Commercial HVAC Diagnostic/Tune-up Com All CZ07 VintAll | 0.16265 | 0.064885 | 0.3825 | 499.8 | 4998 | 0 | 0 | 0.10547 | 0 | 0.10547 | 0 | 0.098328 | 0 | 0.098328 | 0 | 3.6823 | 3.1164 | 3.6823 | 3.1164
253141-Commercial HVAC Diagnostic/Tune-up Com All CZ07 VintAll | 0.16265 | 0.064885 | 0.3825 | 499.8 | 4998 | 0 | 0 | 0.10547 | 0 | 0.10547 | 0 | 0.098328 | 0 | 0.098328 | 0 | 3.6823 | 3.1164 | 3.6823 | 3.1164
253141-Commercial HVAC Diagnostic/Tune-up Com All CZ07 VintAll | 0.16265 | 0.064885 | 0.3825 | 499.8 | 4998 | 0 | 0 | 0.10431 | 0 | 0.10431 | 0 | 0.090585 | 0 | 0.090585 | 0 | 3.5766 | 2.6712 | 3.5766 | 2.6712
253144-Commercial Condensor Coil Cleaning (all units - savings at 50% of DEER) Com All CZ07 VintAll | 0.033193 | 0.013242 | 0.0799 | 102 | 306 | 0 | 0 | 0.058657 | 0 | 0.058657 | 0 | 0.043634 | 0 | 0.043634 | 0 | 1.7997 | 1.4938 | 1.7997 | 1.4938
253144-Commercial Condensor Coil Cleaning (all units - savings at 50% of DEER) Com All CZ07 VintAll | 0.066386 | 0.026484 | 0.1598 | 204 | 612 | 0 | 0 | 0.061308 | 0 | 0.061308 | 0 | 0.061308 | 0 | 0.061308 | 0 | 1.8672 | 1.8672 | 1.8672 | 1.8672
253144-Commercial Condensor Coil Cleaning (all units - savings at 50% of DEER) Com All CZ07 VintAll | 0.049789 | 0.019863 | 0.11985 | 153 | 459 | 0 | 0 | 0.061308 | 0 | 0.061308 | 0 | 0.061308 | 0 | 0.061308 | 0 | 1.8672 | 1.8672 | 1.8672 | 1.8672
253144-Commercial Condensor Coil Cleaning (all units - savings at 50% of DEER) Com All CZ07 VintAll | 0.049789 | 0.019863 | 0.11985 | 153 | 459 | 0 | 0 | 0.061308 | 0 | 0.061308 | 0 | 0.061308 | 0 | 0.061308 | 0 | 1.8672 | 1.8672 | 1.8672 | 1.8672
253142-Commercial HVAC Diagnostic/Tune-up Com All CZ10 VintAll | 0.35516 | 0.14169 | 0.765 | 1091.4 | 10914 | 0 | 0 | 0.10878 | 0 | 0.10878 | 0 | 0.10224 | 0 | 0.10224 | 0 | 4.0205 | 3.4025 | 4.0205 | 3.4025
253142-Commercial HVAC Diagnostic/Tune-up Com All CZ10 VintAll | 0.23678 | 0.094458 | 0.51 | 727.6 | 7276 | 0 | 0 | 0.10838 | 0 | 0.10838 | 0 | 0.099577 | 0 | 0.099577 | 0 | 3.9764 | 3.2024 | 3.9764 | 3.2024
253145-Commercial Condensor Coil Cleaning (all units - savings at 50% of DEER) Com All CZ10 VintAll | 0.12281 | 0.048994 | 0.33915 | 377.4 | 1132.2 | 0 | 0 | 0.074683 | 0 | 0.074683 | 0 | 0.074683 | 0 | 0.074683 | 0 | 2.3029 | 2.3029 | 2.3029 | 2.3029
253145-Commercial Condensor Coil Cleaning (all units - savings at 50% of DEER) Com All CZ10 VintAll | 0.081876 | 0.032663 | 0.2261 | 251.6 | 754.8 | 0 | 0 | 0.074146 | 0 | 0.074146 | 0 | 0.071101 | 0 | 0.071101 | 0 | 2.2815 | 2.1674 | 2.2815 | 2.1674
253145-Commercial Condensor Coil Cleaning (all units - savings at 50% of DEER) Com All CZ10 VintAll | 0.10234 | 0.040829 | 0.28263 | 314.5 | 943.5 | 0 | 0 | 0.074683 | 0 | 0.074683 | 0 | 0.074683 | 0 | 0.074683 | 0 | 2.3029 | 2.3029 | 2.3029 | 2.3029
253145-Commercial Condensor Coil Cleaning (all units - savings at 50% of DEER) Com All CZ10 VintAll | 0.081876 | 0.032663 | 0.2261 | 251.6 | 754.8 | 0 | 0 | 0.074683 | 0 | 0.074683 | 0 | 0.074683 | 0 | 0.074683 | 0 | 2.3029 | 2.3029 | 2.3029 | 2.3029
253142-Commercial HVAC Diagnostic/Tune-up Com All CZ10 VintAll | 0.29597 | 0.11807 | 0.6375 | 909.5 | 9095 | 0 | 0 | 0.10878 | 0 | 0.10878 | 0 | 0.10224 | 0 | 0.10224 | 0 | 4.0205 | 3.4025 | 4.0205 | 3.4025
253142-Commercial HVAC Diagnostic/Tune-up Com All CZ10 VintAll | 0.11839 | 0.047229 | 0.255 | 363.8 | 3638 | 0 | 0 | 0.10878 | 0 | 0.10878 | 0 | 0.10224 | 0 | 0.10224 | 0 | 4.0205 | 3.4025 | 4.0205 | 3.4025
253142-Commercial HVAC Diagnostic/Tune-up Com All CZ10 VintAll | 0.23678 | 0.094458 | 0.51 | 727.6 | 7276 | 0 | 0 | 0.10878 | 0 | 0.10878 | 0 | 0.10224 | 0 | 0.10224 | 0 | 4.0205 | 3.4025 | 4.0205 | 3.4025
253145-Commercial Condensor Coil Cleaning (all units - savings at 50% of DEER) Com All CZ10 VintAll | 0.10234 | 0.040829 | 0.28263 | 314.5 | 943.5 | 0 | 0 | 0.074683 | 0 | 0.074683 | 0 | 0.074683 | 0 | 0.074683 | 0 | 2.3029 | 2.3029 | 2.3029 | 2.3029
253145-Commercial Condensor Coil Cleaning (all units - savings at 50% of DEER) Com All CZ10 VintAll | 0.040938 | 0.016331 | 0.11305 | 125.8 | 377.4 | 0 | 0 | 0.074683 | 0 | 0.074683 | 0 | 0.074683 | 0 | 0.074683 | 0 | 2.3029 | 2.3029 | 2.3029 | 2.3029
253145-Commercial Condensor Coil Cleaning (all units - savings at 50% of DEER) Com All CZ10 VintAll | 0.081876 | 0.032663 | 0.2261 | 251.6 | 754.8 | 0 | 0 | 0.074683 | 0 | 0.074683 | 0 | 0.074683 | 0 | 0.074683 | 0 | 2.3029 | 2.3029 | 2.3029 | 2.3029
253141-Commercial HVAC Diagnostic/Tune-up Com All CZ07 VintAll | 0.27108 | 0.10814 | 0.6375 | 833 | 8330 | 0 | 0 | 0.10547 | 0 | 0.10547 | 0 | 0.098328 | 0 | 0.098328 | 0 | 3.6823 | 3.1164 | 3.6823 | 3.1164
253144-Commercial Condensor Coil Cleaning (all units - savings at 50% of DEER) Com All CZ07 VintAll | 0.082982 | 0.033104 | 0.19975 | 255 | 765 | 0 | 0 | 0.061308 | 0 | 0.061308 | 0 | 0.061308 | 0 | 0.061308 | 0 | 1.8672 | 1.8672 | 1.8672 | 1.8672
253141-Commercial HVAC Diagnostic/Tune-up Com All CZ07 VintAll | 0.21686 | 0.086513 | 0.51 | 666.4 | 6664 | 0 | 0 | 0.10547 | 0 | 0.10547 | 0 | 0.098328 | 0 | 0.098328 | 0 | 3.6823 | 3.1164 | 3.6823 | 3.1164
253141-Commercial HVAC Diagnostic/Tune-up Com All CZ07 VintAll | 0.16265 | 0.064885 | 0.3825 | 499.8 | 4998 | 0 | 0 | 0.10547 | 0 | 0.10547 | 0 | 0.098328 | 0 | 0.098328 | 0 | 3.6823 | 3.1164 | 3.6823 | 3.1164
253144-Commercial Condensor Coil Cleaning (all units - savings at 50% of DEER) Com All CZ07 VintAll | 0.066386 | 0.026484 | 0.1598 | 204 | 612 | 0 | 0 | 0.061308 | 0 | 0.061308 | 0 | 0.061308 | 0 | 0.061308 | 0 | 1.8672 | 1.8672 | 1.8672 | 1.8672
253144-Commercial Condensor Coil Cleaning (all units - savings at 50% of DEER) Com All CZ07 VintAll | 0.049789 | 0.019863 | 0.11985 | 153 | 459 | 0 | 0 | 0.061308 | 0 | 0.061308 | 0 | 0.061308 | 0 | 0.061308 | 0 | 1.8672 | 1.8672 | 1.8672 | 1.8672
253142-Commercial HVAC Diagnostic/Tune-up Com All CZ10 VintAll | 0.11839 | 0.047229 | 0.255 | 363.8 | 3638 | 0 | 0 | 0.10718 | 0 | 0.10718 | 0 | 0.091598 | 0 | 0.091598 | 0 | 3.8499 | 2.722 | 3.8499 | 2.722
253142-Commercial HVAC Diagnostic/Tune-up Com All CZ10 VintAll | 0.17758 | 0.070843 | 0.3825 | 545.7 | 5457 | 0 | 0 | 0.10878 | 0 | 0.10878 | 0 | 0.10224 | 0 | 0.10224 | 0 | 4.0205 | 3.4025 | 4.0205 | 3.4025
253145-Commercial Condensor Coil Cleaning (all units - savings at 50% of DEER) Com All CZ10 VintAll | 0.040938 | 0.016331 | 0.11305 | 125.8 | 377.4 | 0 | 0 | 0.072534 | 0 | 0.072534 | 0 | 0.060353 | 0 | 0.060353 | 0 | 2.2197 | 1.8423 | 2.2197 | 1.8423
253145-Commercial Condensor Coil Cleaning (all units - savings at 50% of DEER) Com All CZ10 VintAll | 0.040938 | 0.016331 | 0.11305 | 125.8 | 377.4 | 0 | 0 | 0.072534 | 0 | 0.072534 | 0 | 0.060353 | 0 | 0.060353 | 0 | 2.2197 | 1.8423 | 2.2197 | 1.8423
253145-Commercial Condensor Coil Cleaning (all units - savings at 50% of DEER) Com All CZ10 VintAll | 0.061407 | 0.024497 | 0.16958 | 188.7 | 566.1 | 0 | 0 | 0.074683 | 0 | 0.074683 | 0 | 0.074683 | 0 | 0.074683 | 0 | 2.3029 | 2.3029 | 2.3029 | 2.3029
253142-Commercial HVAC Diagnostic/Tune-up Com All CZ10 VintAll | 0.29597 | 0.11807 | 0.6375 | 909.5 | 9095 | 0 | 0 | 0.10878 | 0 | 0.10878 | 0 | 0.10224 | 0 | 0.10224 | 0 | 4.0205 | 3.4025 | 4.0205 | 3.4025
253145-Commercial Condensor Coil Cleaning (all units - savings at 50% of DEER) Com All CZ10 VintAll | 0.10234 | 0.040829 | 0.28263 | 314.5 | 943.5 | 0 | 0 | 0.074683 | 0 | 0.074683 | 0 | 0.074683 | 0 | 0.074683 | 0 | 2.3029 | 2.3029 | 2.3029 | 2.3029
253145-Commercial Condensor Coil Cleaning (all units - savings at 50% of DEER) Com All CZ10 VintAll | 0.061407 | 0.024497 | 0.16958 | 188.7 | 566.1 | 0 | 0 | 0.074683 | 0 | 0.074683 | 0 | 0.074683 | 0 | 0.074683 | 0 | 2.3029 | 2.3029 | 2.3029 | 2.3029
253141-Commercial HVAC Diagnostic/Tune-up Com All CZ07 VintAll | 0.54215 | 0.21628 | 1.275 | 1666 | 16660 | 0 | 0 | 0.10547 | 0 | 0.10547 | 0 | 0.098328 | 0 | 0.098328 | 0 | 3.6823 | 3.1164 | 3.6823 | 3.1164
253141-Commercial HVAC Diagnostic/Tune-up Com All CZ07 VintAll | 0.54215 | 0.21628 | 1.275 | 1666 | 16660 | 0 | 0 | 0.10547 | 0 | 0.10547 | 0 | 0.098328 | 0 | 0.098328 | 0 | 3.6823 | 3.1164 | 3.6823 | 3.1164
253141-Commercial HVAC Diagnostic/Tune-up Com All CZ07 VintAll | 0.16265 | 0.064885 | 0.3825 | 499.8 | 4998 | 0 | 0 | 0.10547 | 0 | 0.10547 | 0 | 0.098328 | 0 | 0.098328 | 0 | 3.6823 | 3.1164 | 3.6823 | 3.1164
253141-Commercial HVAC Diagnostic/Tune-up Com All CZ07 VintAll | 0.16265 | 0.064885 | 0.3825 | 499.8 | 4998 | 0 | 0 | 0.10547 | 0 | 0.10547 | 0 | 0.098328 | 0 | 0.098328 | 0 | 3.6823 | 3.1164 | 3.6823 | 3.1164
253144-Commercial Condensor Coil Cleaning (all units - savings at 50% of DEER) Com All CZ07 VintAll | 0.082982 | 0.033104 | 0.19975 | 255 | 765 | 0 | 0 | 0.061308 | 0 | 0.061308 | 0 | 0.061308 | 0 | 0.061308 | 0 | 1.8672 | 1.8672 | 1.8672 | 1.8672
253141-Commercial HVAC Diagnostic/Tune-up Com All CZ07 VintAll | 0.27108 | 0.10814 | 0.6375 | 833 | 8330 | 0 | 0 | 0.10547 | 0 | 0.10547 | 0 | 0.098328 | 0 | 0.098328 | 0 | 3.6823 | 3.1164 | 3.6823 | 3.1164
253144-Commercial Condensor Coil Cleaning (all units - savings at 50% of DEER) Com All CZ07 VintAll | 0.082982 | 0.033104 | 0.19975 | 255 | 765 | 0 | 0 | 0.061308 | 0 | 0.061308 | 0 | 0.061308 | 0 | 0.061308 | 0 | 1.8672 | 1.8672 | 1.8672 | 1.8672
253141-Commercial HVAC Diagnostic/Tune-up Com All CZ07 VintAll | 0.27108 | 0.10814 | 0.6375 | 833 | 8330 | 0 | 0 | 0.10547 | 0 | 0.10547 | 0 | 0.098328 | 0 | 0.098328 | 0 | 3.6823 | 3.1164 | 3.6823 | 3.1164
253144-Commercial Condensor Coil Cleaning (all units - savings at 50% of DEER) Com All CZ07 VintAll | 0.082982 | 0.033104 | 0.19975 | 255 | 765 | 0 | 0 | 0.061308 | 0 | 0.061308 | 0 | 0.061308 | 0 | 0.061308 | 0 | 1.8672 | 1.8672 | 1.8672 | 1.8672
253141-Commercial HVAC Diagnostic/Tune-up Com All CZ07 VintAll | 0.32529 | 0.12977 | 0.765 | 999.6 | 9996 | 0 | 0 | 0.10547 | 0 | 0.10547 | 0 | 0.098328 | 0 | 0.098328 | 0 | 3.6823 | 3.1164 | 3.6823 | 3.1164
253144-Commercial Condensor Coil Cleaning (all units - savings at 50% of DEER) Com All CZ07 VintAll | 0.099579 | 0.039725 | 0.2397 | 306 | 918 | 0 | 0 | 0.061308 | 0 | 0.061308 | 0 | 0.061308 | 0 | 0.061308 | 0 | 1.8672 | 1.8672 | 1.8672 | 1.8672
253141-Commercial HVAC Diagnostic/Tune-up Com All CZ07 VintAll | 0.21686 | 0.086513 | 0.51 | 666.4 | 6664 | 0 | 0 | 0.10547 | 0 | 0.10547 | 0 | 0.098328 | 0 | 0.098328 | 0 | 3.6823 | 3.1164 | 3.6823 | 3.1164
253144-Commercial Condensor Coil Cleaning (all units - savings at 50% of DEER) Com All CZ07 VintAll | 0.066386 | 0.026484 | 0.1598 | 204 | 612 | 0 | 0 | 0.061308 | 0 | 0.061308 | 0 | 0.061308 | 0 | 0.061308 | 0 | 1.8672 | 1.8672 | 1.8672 | 1.8672
253141-Commercial HVAC Diagnostic/Tune-up Com All CZ07 VintAll | 0.21686 | 0.086513 | 0.51 | 666.4 | 6664 | 0 | 0 | 0.10547 | 0 | 0.10547 | 0 | 0.098328 | 0 | 0.098328 | 0 | 3.6823 | 3.1164 | 3.6823 | 3.1164
253144-Commercial Condensor Coil Cleaning (all units - savings at 50% of DEER) Com All CZ07 VintAll | 0.066386 | 0.026484 | 0.1598 | 204 | 612 | 0 | 0 | 0.061308 | 0 | 0.061308 | 0 | 0.061308 | 0 | 0.061308 | 0 | 1.8672 | 1.8672 | 1.8672 | 1.8672
253141-Commercial HVAC Diagnostic/Tune-up Com All CZ07 VintAll | 0.21686 | 0.086513 | 0.51 | 666.4 | 6664 | 0 | 0 | 0.10547 | 0 | 0.10547 | 0 | 0.098328 | 0 | 0.098328 | 0 | 3.6823 | 3.1164 | 3.6823 | 3.1164
253144-Commercial Condensor Coil Cleaning (all units - savings at 50% of DEER) Com All CZ07 VintAll | 0.066386 | 0.026484 | 0.1598 | 204 | 612 | 0 | 0 | 0.061308 | 0 | 0.061308 | 0 | 0.061308 | 0 | 0.061308 | 0 | 1.8672 | 1.8672 | 1.8672 | 1.8672
253141-Commercial HVAC Diagnostic/Tune-up Com All CZ07 VintAll | 0.21686 | 0.086513 | 0.51 | 666.4 | 6664 | 0 | 0 | 0.10547 | 0 | 0.10547 | 0 | 0.098328 | 0 | 0.098328 | 0 | 3.6823 | 3.1164 | 3.6823 | 3.1164
253144-Commercial Condensor Coil Cleaning (all units - savings at 50% of DEER) Com All CZ07 VintAll | 0.066386 | 0.026484 | 0.1598 | 204 | 612 | 0 | 0 | 0.061308 | 0 | 0.061308 | 0 | 0.061308 | 0 | 0.061308 | 0 | 1.8672 | 1.8672 | 1.8672 | 1.8672
253141-Commercial HVAC Diagnostic/Tune-up Com All CZ07 VintAll | 0.21686 | 0.086513 | 0.51 | 666.4 | 6664 | 0 | 0 | 0.10547 | 0 | 0.10547 | 0 | 0.098328 | 0 | 0.098328 | 0 | 3.6823 | 3.1164 | 3.6823 | 3.1164
253144-Commercial Condensor Coil Cleaning (all units - savings at 50% of DEER) Com All CZ07 VintAll | 0.066386 | 0.026484 | 0.1598 | 204 | 612 | 0 | 0 | 0.061308 | 0 | 0.061308 | 0 | 0.061308 | 0 | 0.061308 | 0 | 1.8672 | 1.8672 | 1.8672 | 1.8672
253144-Commercial Condensor Coil Cleaning (all units - savings at 50% of DEER) Com All CZ07 VintAll | 0.066386 | 0.026484 | 0.1598 | 204 | 612 | 0 | 0 | 0.061308 | 0 | 0.061308 | 0 | 0.061308 | 0 | 0.061308 | 0 | 1.8672 | 1.8672 | 1.8672 | 1.8672
253141-Commercial HVAC Diagnostic/Tune-up Com All CZ07 VintAll | 0.21686 | 0.086513 | 0.51 | 666.4 | 6664 | 0 | 0 | 0.10547 | 0 | 0.10547 | 0 | 0.098328 | 0 | 0.098328 | 0 | 3.6823 | 3.1164 | 3.6823 | 3.1164
253144-Commercial Condensor Coil Cleaning (all units - savings at 50% of DEER) Com All CZ07 VintAll | 0.066386 | 0.026484 | 0.1598 | 204 | 612 | 0 | 0 | 0.061308 | 0 | 0.061308 | 0 | 0.061308 | 0 | 0.061308 | 0 | 1.8672 | 1.8672 | 1.8672 | 1.8672
253141-Commercial HVAC Diagnostic/Tune-up Com All CZ07 VintAll | 0.21686 | 0.086513 | 0.51 | 666.4 | 6664 | 0 | 0 | 0.10547 | 0 | 0.10547 | 0 | 0.098328 | 0 | 0.098328 | 0 | 3.6823 | 3.1164 | 3.6823 | 3.1164
253144-Commercial Condensor Coil Cleaning (all units - savings at 50% of DEER) Com All CZ07 VintAll | 0.066386 | 0.026484 | 0.1598 | 204 | 612 | 0 | 0 | 0.061308 | 0 | 0.061308 | 0 | 0.061308 | 0 | 0.061308 | 0 | 1.8672 | 1.8672 | 1.8672 | 1.8672
253141-Commercial HVAC Diagnostic/Tune-up Com All CZ07 VintAll | 0.21686 | 0.086513 | 0.51 | 666.4 | 6664 | 0 | 0 | 0.10547 | 0 | 0.10547 | 0 | 0.098328 | 0 | 0.098328 | 0 | 3.6823 | 3.1164 | 3.6823 | 3.1164
253144-Commercial Condensor Coil Cleaning (all units - savings at 50% of DEER) Com All CZ07 VintAll | 0.066386 | 0.026484 | 0.1598 | 204 | 612 | 0 | 0 | 0.061308 | 0 | 0.061308 | 0 | 0.061308 | 0 | 0.061308 | 0 | 1.8672 | 1.8672 | 1.8672 | 1.8672
253141-Commercial HVAC Diagnostic/Tune-up Com All CZ07 VintAll | 0.21686 | 0.086513 | 0.51 | 666.4 | 6664 | 0 | 0 | 0.10547 | 0 | 0.10547 | 0 | 0.098328 | 0 | 0.098328 | 0 | 3.6823 | 3.1164 | 3.6823 | 3.1164
253141-Commercial HVAC Diagnostic/Tune-up Com All CZ07 VintAll | 0.16265 | 0.064885 | 0.3825 | 499.8 | 4998 | 0 | 0 | 0.10431 | 0 | 0.10431 | 0 | 0.090585 | 0 | 0.090585 | 0 | 3.5766 | 2.6712 | 3.5766 | 2.6712
253141-Commercial HVAC Diagnostic/Tune-up Com All CZ07 VintAll | 0.16265 | 0.064885 | 0.3825 | 499.8 | 4998 | 0 | 0 | 0.10431 | 0 | 0.10431 | 0 | 0.090585 | 0 | 0.090585 | 0 | 3.5766 | 2.6712 | 3.5766 | 2.6712
253141-Commercial HVAC Diagnostic/Tune-up Com All CZ07 VintAll | 0.16265 | 0.064885 | 0.3825 | 499.8 | 4998 | 0 | 0 | 0.10547 | 0 | 0.10547 | 0 | 0.098328 | 0 | 0.098328 | 0 | 3.6823 | 3.1164 | 3.6823 | 3.1164
253141-Commercial HVAC Diagnostic/Tune-up Com All CZ07 VintAll | 0.16265 | 0.064885 | 0.3825 | 499.8 | 4998 | 0 | 0 | 0.10547 | 0 | 0.10547 | 0 | 0.098328 | 0 | 0.098328 | 0 | 3.6823 | 3.1164 | 3.6823 | 3.1164
253141-Commercial HVAC Diagnostic/Tune-up Com All CZ07 VintAll | 0.16265 | 0.064885 | 0.3825 | 499.8 | 4998 | 0 | 0 | 0.10547 | 0 | 0.10547 | 0 | 0.098328 | 0 | 0.098328 | 0 | 3.6823 | 3.1164 | 3.6823 | 3.1164
253141-Commercial HVAC Diagnostic/Tune-up Com All CZ07 VintAll | 0.21686 | 0.086513 | 0.51 | 666.4 | 6664 | 0 | 0 | 0.10547 | 0 | 0.10547 | 0 | 0.098328 | 0 | 0.098328 | 0 | 3.6823 | 3.1164 | 3.6823 | 3.1164
253144-Commercial Condensor Coil Cleaning (all units - savings at 50% of DEER) Com All CZ07 VintAll | 0.066386 | 0.026484 | 0.1598 | 204 | 612 | 0 | 0 | 0.061308 | 0 | 0.061308 | 0 | 0.061308 | 0 | 0.061308 | 0 | 1.8672 | 1.8672 | 1.8672 | 1.8672
253144-Commercial Condensor Coil Cleaning (all units - savings at 50% of DEER) Com All CZ07 VintAll | 0.066386 | 0.026484 | 0.1598 | 204 | 612 | 0 | 0 | 0.061308 | 0 | 0.061308 | 0 | 0.061308 | 0 | 0.061308 | 0 | 1.8672 | 1.8672 | 1.8672 | 1.8672
253144-Commercial Condensor Coil Cleaning (all units - savings at 50% of DEER) Com All CZ07 VintAll | 0.082982 | 0.033104 | 0.19975 | 255 | 765 | 0 | 0 | 0.061308 | 0 | 0.061308 | 0 | 0.061308 | 0 | 0.061308 | 0 | 1.8672 | 1.8672 | 1.8672 | 1.8672
253144-Commercial Condensor Coil Cleaning (all units - savings at 50% of DEER) Com All CZ07 VintAll | 0.066386 | 0.026484 | 0.1598 | 204 | 612 | 0 | 0 | 0.061308 | 0 | 0.061308 | 0 | 0.061308 | 0 | 0.061308 | 0 | 1.8672 | 1.8672 | 1.8672 | 1.8672
253141-Commercial HVAC Diagnostic/Tune-up Com All CZ07 VintAll | 0.21686 | 0.086513 | 0.51 | 666.4 | 6664 | 0 | 0 | 0.10547 | 0 | 0.10547 | 0 | 0.098328 | 0 | 0.098328 | 0 | 3.6823 | 3.1164 | 3.6823 | 3.1164
253144-Commercial Condensor Coil Cleaning (all units - savings at 50% of DEER) Com All CZ07 VintAll | 0.049789 | 0.019863 | 0.11985 | 153 | 459 | 0 | 0 | 0.061308 | 0 | 0.061308 | 0 | 0.061308 | 0 | 0.061308 | 0 | 1.8672 | 1.8672 | 1.8672 | 1.8672
253144-Commercial Condensor Coil Cleaning (all units - savings at 50% of DEER) Com All CZ07 VintAll | 0.049789 | 0.019863 | 0.11985 | 153 | 459 | 0 | 0 | 0.061308 | 0 | 0.061308 | 0 | 0.061308 | 0 | 0.061308 | 0 | 1.8672 | 1.8672 | 1.8672 | 1.8672
253144-Commercial Condensor Coil Cleaning (all units - savings at 50% of DEER) Com All CZ07 VintAll | 0.082982 | 0.033104 | 0.19975 | 255 | 765 | 0 | 0 | 0.061308 | 0 | 0.061308 | 0 | 0.061308 | 0 | 0.061308 | 0 | 1.8672 | 1.8672 | 1.8672 | 1.8672
253144-Commercial Condensor Coil Cleaning (all units - savings at 50% of DEER) Com All CZ07 VintAll | 0.082982 | 0.033104 | 0.19975 | 255 | 765 | 0 | 0 | 0.061308 | 0 | 0.061308 | 0 | 0.061308 | 0 | 0.061308 | 0 | 1.8672 | 1.8672 | 1.8672 | 1.8672
253144-Commercial Condensor Coil Cleaning (all units - savings at 50% of DEER) Com All CZ07 VintAll | 0.049789 | 0.019863 | 0.11985 | 153 | 459 | 0 | 0 | 0.061308 | 0 | 0.061308 | 0 | 0.061308 | 0 | 0.061308 | 0 | 1.8672 | 1.8672 | 1.8672 | 1.8672
253144-Commercial Condensor Coil Cleaning (all units - savings at 50% of DEER) Com All CZ07 VintAll | 0.049789 | 0.019863 | 0.11985 | 153 | 459 | 0 | 0 | 0.059541 | 0 | 0.059541 | 0 | 0.049526 | 0 | 0.049526 | 0 | 1.8217 | 1.6005 | 1.8217 | 1.6005
253144-Commercial Condensor Coil Cleaning (all units - savings at 50% of DEER) Com All CZ07 VintAll | 0.049789 | 0.019863 | 0.11985 | 153 | 459 | 0 | 0 | 0.059541 | 0 | 0.059541 | 0 | 0.049526 | 0 | 0.049526 | 0 | 1.8217 | 1.6005 | 1.8217 | 1.6005
253144-Commercial Condensor Coil Cleaning (all units - savings at 50% of DEER) Com All CZ07 VintAll | 0.049789 | 0.019863 | 0.11985 | 153 | 459 | 0 | 0 | 0.061308 | 0 | 0.061308 | 0 | 0.061308 | 0 | 0.061308 | 0 | 1.8672 | 1.8672 | 1.8672 | 1.8672
253144-Commercial Condensor Coil Cleaning (all units - savings at 50% of DEER) Com All CZ07 VintAll | 0.049789 | 0.019863 | 0.11985 | 153 | 459 | 0 | 0 | 0.061308 | 0 | 0.061308 | 0 | 0.061308 | 0 | 0.061308 | 0 | 1.8672 | 1.8672 | 1.8672 | 1.8672
253144-Commercial Condensor Coil Cleaning (all units - savings at 50% of DEER) Com All CZ07 VintAll | 0.049789 | 0.019863 | 0.11985 | 153 | 459 | 0 | 0 | 0.061308 | 0 | 0.061308 | 0 | 0.061308 | 0 | 0.061308 | 0 | 1.8672 | 1.8672 | 1.8672 | 1.8672
253141-Commercial HVAC Diagnostic/Tune-up Com All CZ07 VintAll | 0.27108 | 0.10814 | 0.6375 | 833 | 8330 | 0 | 0 | 0.10547 | 0 | 0.10547 | 0 | 0.098328 | 0 | 0.098328 | 0 | 3.6823 | 3.1164 | 3.6823 | 3.1164
253144-Commercial Condensor Coil Cleaning (all units - savings at 50% of DEER) Com All CZ07 VintAll | 0.066386 | 0.026484 | 0.1598 | 204 | 612 | 0 | 0 | 0.061308 | 0 | 0.061308 | 0 | 0.061308 | 0 | 0.061308 | 0 | 1.8672 | 1.8672 | 1.8672 | 1.8672
253141-Commercial HVAC Diagnostic/Tune-up Com All CZ07 VintAll | 0.21686 | 0.086513 | 0.51 | 666.4 | 6664 | 0 | 0 | 0.10547 | 0 | 0.10547 | 0 | 0.098328 | 0 | 0.098328 | 0 | 3.6823 | 3.1164 | 3.6823 | 3.1164
253141-Commercial HVAC Diagnostic/Tune-up Com All CZ07 VintAll | 0.16265 | 0.064885 | 0.3825 | 499.8 | 4998 | 0 | 0 | 0.10547 | 0 | 0.10547 | 0 | 0.098328 | 0 | 0.098328 | 0 | 3.6823 | 3.1164 | 3.6823 | 3.1164
253141-Commercial HVAC Diagnostic/Tune-up Com All CZ07 VintAll | 0.16265 | 0.064885 | 0.3825 | 499.8 | 4998 | 0 | 0 | 0.10547 | 0 | 0.10547 | 0 | 0.098328 | 0 | 0.098328 | 0 | 3.6823 | 3.1164 | 3.6823 | 3.1164
253141-Commercial HVAC Diagnostic/Tune-up Com All CZ07 VintAll | 0.27108 | 0.10814 | 0.6375 | 833 | 8330 | 0 | 0 | 0.10547 | 0 | 0.10547 | 0 | 0.098328 | 0 | 0.098328 | 0 | 3.6823 | 3.1164 | 3.6823 | 3.1164
253141-Commercial HVAC Diagnostic/Tune-up Com All CZ07 VintAll | 0.27108 | 0.10814 | 0.6375 | 833 | 8330 | 0 | 0 | 0.10547 | 0 | 0.10547 | 0 | 0.098328 | 0 | 0.098328 | 0 | 3.6823 | 3.1164 | 3.6823 | 3.1164
253141-Commercial HVAC Diagnostic/Tune-up Com All CZ07 VintAll | 0.16265 | 0.064885 | 0.3825 | 499.8 | 4998 | 0 | 0 | 0.10547 | 0 | 0.10547 | 0 | 0.098328 | 0 | 0.098328 | 0 | 3.6823 | 3.1164 | 3.6823 | 3.1164
253144-Commercial Condensor Coil Cleaning (all units - savings at 50% of DEER) Com All CZ07 VintAll | 0.049789 | 0.019863 | 0.11985 | 153 | 459 | 0 | 0 | 0.061308 | 0 | 0.061308 | 0 | 0.061308 | 0 | 0.061308 | 0 | 1.8672 | 1.8672 | 1.8672 | 1.8672
253141-Commercial HVAC Diagnostic/Tune-up Com All CZ07 VintAll | 0.16265 | 0.064885 | 0.3825 | 499.8 | 4998 | 0 | 0 | 0.10547 | 0 | 0.10547 | 0 | 0.098328 | 0 | 0.098328 | 0 | 3.6823 | 3.1164 | 3.6823 | 3.1164
253144-Commercial Condensor Coil Cleaning (all units - savings at 50% of DEER) Com All CZ07 VintAll | 0.049789 | 0.019863 | 0.11985 | 153 | 459 | 0 | 0 | 0.061308 | 0 | 0.061308 | 0 | 0.061308 | 0 | 0.061308 | 0 | 1.8672 | 1.8672 | 1.8672 | 1.8672
253142-Commercial HVAC Diagnostic/Tune-up Com All CZ10 VintAll | 0.35516 | 0.14169 | 0.765 | 1091.4 | 10914 | 0 | 0 | 0.10798 | 0 | 0.10798 | 0 | 0.096917 | 0 | 0.096917 | 0 | 3.9333 | 3.0245 | 3.9333 | 3.0245
253145-Commercial Condensor Coil Cleaning (all units - savings at 50% of DEER) Com All CZ10 VintAll | 0.10234 | 0.040829 | 0.28263 | 314.5 | 943.5 | 0 | 0 | 0.074683 | 0 | 0.074683 | 0 | 0.074683 | 0 | 0.074683 | 0 | 2.3029 | 2.3029 | 2.3029 | 2.3029
253145-Commercial Condensor Coil Cleaning (all units - savings at 50% of DEER) Com All CZ10 VintAll | 0.10234 | 0.040829 | 0.28263 | 314.5 | 943.5 | 0 | 0 | 0.074683 | 0 | 0.074683 | 0 | 0.074683 | 0 | 0.074683 | 0 | 2.3029 | 2.3029 | 2.3029 | 2.3029
253145-Commercial Condensor Coil Cleaning (all units - savings at 50% of DEER) Com All CZ10 VintAll | 0.10234 | 0.040829 | 0.28263 | 314.5 | 943.5 | 0 | 0 | 0.074683 | 0 | 0.074683 | 0 | 0.074683 | 0 | 0.074683 | 0 | 2.3029 | 2.3029 | 2.3029 | 2.3029
253142-Commercial HVAC Diagnostic/Tune-up Com All CZ10 VintAll | 0.29597 | 0.11807 | 0.6375 | 909.5 | 9095 | 0 | 0 | 0.10878 | 0 | 0.10878 | 0 | 0.10224 | 0 | 0.10224 | 0 | 4.0205 | 3.4025 | 4.0205 | 3.4025
253142-Commercial HVAC Diagnostic/Tune-up Com All CZ10 VintAll | 0.29597 | 0.11807 | 0.6375 | 909.5 | 9095 | 0 | 0 | 0.10878 | 0 | 0.10878 | 0 | 0.10224 | 0 | 0.10224 | 0 | 4.0205 | 3.4025 | 4.0205 | 3.4025
253142-Commercial HVAC Diagnostic/Tune-up Com All CZ10 VintAll | 0.17758 | 0.070843 | 0.3825 | 545.7 | 5457 | 0 | 0 | 0.10771 | 0 | 0.10771 | 0 | 0.095144 | 0 | 0.095144 | 0 | 3.9051 | 2.9165 | 3.9051 | 2.9165
253142-Commercial HVAC Diagnostic/Tune-up Com All CZ10 VintAll | 0.17758 | 0.070843 | 0.3825 | 545.7 | 5457 | 0 | 0 | 0.10771 | 0 | 0.10771 | 0 | 0.095144 | 0 | 0.095144 | 0 | 3.9051 | 2.9165 | 3.9051 | 2.9165
253142-Commercial HVAC Diagnostic/Tune-up Com All CZ10 VintAll | 0.17758 | 0.070843 | 0.3825 | 545.7 | 5457 | 0 | 0 | 0.10718 | 0 | 0.10718 | 0 | 0.091598 | 0 | 0.091598 | 0 | 3.8499 | 2.722 | 3.8499 | 2.722
253142-Commercial HVAC Diagnostic/Tune-up Com All CZ10 VintAll | 0.17758 | 0.070843 | 0.3825 | 545.7 | 5457 | 0 | 0 | 0.10718 | 0 | 0.10718 | 0 | 0.091598 | 0 | 0.091598 | 0 | 3.8499 | 2.722 | 3.8499 | 2.722
253142-Commercial HVAC Diagnostic/Tune-up Com All CZ10 VintAll | 0.17758 | 0.070843 | 0.3825 | 545.7 | 5457 | 0 | 0 | 0.10718 | 0 | 0.10718 | 0 | 0.091598 | 0 | 0.091598 | 0 | 3.8499 | 2.722 | 3.8499 | 2.722
253145-Commercial Condensor Coil Cleaning (all units - savings at 50% of DEER) Com All CZ10 VintAll | 0.10234 | 0.040829 | 0.28263 | 314.5 | 943.5 | 0 | 0 | 0.074683 | 0 | 0.074683 | 0 | 0.074683 | 0 | 0.074683 | 0 | 2.3029 | 2.3029 | 2.3029 | 2.3029
253142-Commercial HVAC Diagnostic/Tune-up Com All CZ10 VintAll | 0.59194 | 0.23614 | 1.275 | 1819 | 18190 | 0 | 0 | 0.10878 | 0 | 0.10878 | 0 | 0.10224 | 0 | 0.10224 | 0 | 4.0205 | 3.4025 | 4.0205 | 3.4025
253145-Commercial Condensor Coil Cleaning (all units - savings at 50% of DEER) Com All CZ10 VintAll | 0.20469 | 0.081657 | 0.56525 | 629 | 1887 | 0 | 0 | 0.074683 | 0 | 0.074683 | 0 | 0.074683 | 0 | 0.074683 | 0 | 2.3029 | 2.3029 | 2.3029 | 2.3029
253145-Commercial Condensor Coil Cleaning (all units - savings at 50% of DEER) Com All CZ10 VintAll | 0.20469 | 0.081657 | 0.56525 | 629 | 1887 | 0 | 0 | 0.074683 | 0 | 0.074683 | 0 | 0.074683 | 0 | 0.074683 | 0 | 2.3029 | 2.3029 | 2.3029 | 2.3029
253145-Commercial Condensor Coil Cleaning (all units - savings at 50% of DEER) Com All CZ10 VintAll | 0.20469 | 0.081657 | 0.56525 | 629 | 1887 | 0 | 0 | 0.074683 | 0 | 0.074683 | 0 | 0.074683 | 0 | 0.074683 | 0 | 2.3029 | 2.3029 | 2.3029 | 2.3029
253142-Commercial HVAC Diagnostic/Tune-up Com All CZ10 VintAll | 0.59194 | 0.23614 | 1.275 | 1819 | 18190 | 0 | 0 | 0.10878 | 0 | 0.10878 | 0 | 0.10224 | 0 | 0.10224 | 0 | 4.0205 | 3.4025 | 4.0205 | 3.4025
253142-Commercial HVAC Diagnostic/Tune-up Com All CZ10 VintAll | 0.59194 | 0.23614 | 1.275 | 1819 | 18190 | 0 | 0 | 0.10878 | 0 | 0.10878 | 0 | 0.10224 | 0 | 0.10224 | 0 | 4.0205 | 3.4025 | 4.0205 | 3.4025
253142-Commercial HVAC Diagnostic/Tune-up Com All CZ10 VintAll | 0.59194 | 0.23614 | 1.275 | 1819 | 18190 | 0 | 0 | 0.10878 | 0 | 0.10878 | 0 | 0.10224 | 0 | 0.10224 | 0 | 4.0205 | 3.4025 | 4.0205 | 3.4025
253142-Commercial HVAC Diagnostic/Tune-up Com All CZ10 VintAll | 0.59194 | 0.23614 | 1.275 | 1819 | 18190 | 0 | 0 | 0.10878 | 0 | 0.10878 | 0 | 0.10224 | 0 | 0.10224 | 0 | 4.0205 | 3.4025 | 4.0205 | 3.4025
253142-Commercial HVAC Diagnostic/Tune-up Com All CZ10 VintAll | 0.59194 | 0.23614 | 1.275 | 1819 | 18190 | 0 | 0 | 0.10878 | 0 | 0.10878 | 0 | 0.10224 | 0 | 0.10224 | 0 | 4.0205 | 3.4025 | 4.0205 | 3.4025
253145-Commercial Condensor Coil Cleaning (all units - savings at 50% of DEER) Com All CZ10 VintAll | 0.20469 | 0.081657 | 0.56525 | 629 | 1887 | 0 | 0 | 0.074683 | 0 | 0.074683 | 0 | 0.074683 | 0 | 0.074683 | 0 | 2.3029 | 2.3029 | 2.3029 | 2.3029
253145-Commercial Condensor Coil Cleaning (all units - savings at 50% of DEER) Com All CZ10 VintAll | 0.20469 | 0.081657 | 0.56525 | 629 | 1887 | 0 | 0 | 0.074683 | 0 | 0.074683 | 0 | 0.074683 | 0 | 0.074683 | 0 | 2.3029 | 2.3029 | 2.3029 | 2.3029
253145-Commercial Condensor Coil Cleaning (all units - savings at 50% of DEER) Com All CZ10 VintAll | 0.20469 | 0.081657 | 0.56525 | 629 | 1887 | 0 | 0 | 0.074683 | 0 | 0.074683 | 0 | 0.074683 | 0 | 0.074683 | 0 | 2.3029 | 2.3029 | 2.3029 | 2.3029
253145-Commercial Condensor Coil Cleaning (all units - savings at 50% of DEER) Com All CZ10 VintAll | 0.040938 | 0.016331 | 0.11305 | 125.8 | 377.4 | 0 | 0 | 0.074683 | 0 | 0.074683 | 0 | 0.074683 | 0 | 0.074683 | 0 | 2.3029 | 2.3029 | 2.3029 | 2.3029
253145-Commercial Condensor Coil Cleaning (all units - savings at 50% of DEER) Com All CZ10 VintAll | 0.040938 | 0.016331 | 0.11305 | 125.8 | 377.4 | 0 | 0 | 0.074683 | 0 | 0.074683 | 0 | 0.074683 | 0 | 0.074683 | 0 | 2.3029 | 2.3029 | 2.3029 | 2.3029
253142-Commercial HVAC Diagnostic/Tune-up Com All CZ10 VintAll | 0.23678 | 0.094458 | 0.51 | 727.6 | 7276 | 0 | 0 | 0.10878 | 0 | 0.10878 | 0 | 0.10224 | 0 | 0.10224 | 0 | 4.0205 | 3.4025 | 4.0205 | 3.4025
253145-Commercial Condensor Coil Cleaning (all units - savings at 50% of DEER) Com All CZ10 VintAll | 0.081876 | 0.032663 | 0.2261 | 251.6 | 754.8 | 0 | 0 | 0.074683 | 0 | 0.074683 | 0 | 0.074683 | 0 | 0.074683 | 0 | 2.3029 | 2.3029 | 2.3029 | 2.3029
253142-Commercial HVAC Diagnostic/Tune-up Com All CZ10 VintAll | 0.29597 | 0.11807 | 0.6375 | 909.5 | 9095 | 0 | 0 | 0.10878 | 0 | 0.10878 | 0 | 0.10224 | 0 | 0.10224 | 0 | 4.0205 | 3.4025 | 4.0205 | 3.4025
253145-Commercial Condensor Coil Cleaning (all units - savings at 50% of DEER) Com All CZ10 VintAll | 0.10234 | 0.040829 | 0.28263 | 314.5 | 943.5 | 0 | 0 | 0.074683 | 0 | 0.074683 | 0 | 0.074683 | 0 | 0.074683 | 0 | 2.3029 | 2.3029 | 2.3029 | 2.3029
253142-Commercial HVAC Diagnostic/Tune-up Com All CZ10 VintAll | 0.11839 | 0.047229 | 0.255 | 363.8 | 3638 | 0 | 0 | 0.10718 | 0 | 0.10718 | 0 | 0.091598 | 0 | 0.091598 | 0 | 3.8499 | 2.722 | 3.8499 | 2.722
253145-Commercial Condensor Coil Cleaning (all units - savings at 50% of DEER) Com All CZ10 VintAll | 0.040938 | 0.016331 | 0.11305 | 125.8 | 377.4 | 0 | 0 | 0.072534 | 0 | 0.072534 | 0 | 0.060353 | 0 | 0.060353 | 0 | 2.2197 | 1.8423 | 2.2197 | 1.8423
253142-Commercial HVAC Diagnostic/Tune-up Com All CZ10 VintAll | 0.23678 | 0.094458 | 0.51 | 727.6 | 7276 | 0 | 0 | 0.10878 | 0 | 0.10878 | 0 | 0.10224 | 0 | 0.10224 | 0 | 4.0205 | 3.4025 | 4.0205 | 3.4025
253145-Commercial Condensor Coil Cleaning (all units - savings at 50% of DEER) Com All CZ10 VintAll | 0.081876 | 0.032663 | 0.2261 | 251.6 | 754.8 | 0 | 0 | 0.074683 | 0 | 0.074683 | 0 | 0.074683 | 0 | 0.074683 | 0 | 2.3029 | 2.3029 | 2.3029 | 2.3029
253142-Commercial HVAC Diagnostic/Tune-up Com All CZ10 VintAll | 0.23678 | 0.094458 | 0.51 | 727.6 | 7276 | 0 | 0 | 0.10878 | 0 | 0.10878 | 0 | 0.10224 | 0 | 0.10224 | 0 | 4.0205 | 3.4025 | 4.0205 | 3.4025
253145-Commercial Condensor Coil Cleaning (all units - savings at 50% of DEER) Com All CZ10 VintAll | 0.081876 | 0.032663 | 0.2261 | 251.6 | 754.8 | 0 | 0 | 0.074683 | 0 | 0.074683 | 0 | 0.074683 | 0 | 0.074683 | 0 | 2.3029 | 2.3029 | 2.3029 | 2.3029
253142-Commercial HVAC Diagnostic/Tune-up Com All CZ10 VintAll | 0.23678 | 0.094458 | 0.51 | 727.6 | 7276 | 0 | 0 | 0.10878 | 0 | 0.10878 | 0 | 0.10224 | 0 | 0.10224 | 0 | 4.0205 | 3.4025 | 4.0205 | 3.4025
253145-Commercial Condensor Coil Cleaning (all units - savings at 50% of DEER) Com All CZ10 VintAll | 0.081876 | 0.032663 | 0.2261 | 251.6 | 754.8 | 0 | 0 | 0.074683 | 0 | 0.074683 | 0 | 0.074683 | 0 | 0.074683 | 0 | 2.3029 | 2.3029 | 2.3029 | 2.3029
253142-Commercial HVAC Diagnostic/Tune-up Com All CZ10 VintAll | 0.29597 | 0.11807 | 0.6375 | 909.5 | 9095 | 0 | 0 | 0.10878 | 0 | 0.10878 | 0 | 0.10224 | 0 | 0.10224 | 0 | 4.0205 | 3.4025 | 4.0205 | 3.4025
253145-Commercial Condensor Coil Cleaning (all units - savings at 50% of DEER) Com All CZ10 VintAll | 0.10234 | 0.040829 | 0.28263 | 314.5 | 943.5 | 0 | 0 | 0.074683 | 0 | 0.074683 | 0 | 0.074683 | 0 | 0.074683 | 0 | 2.3029 | 2.3029 | 2.3029 | 2.3029
253142-Commercial HVAC Diagnostic/Tune-up Com All CZ10 VintAll | 0.23678 | 0.094458 | 0.51 | 727.6 | 7276 | 0 | 0 | 0.10878 | 0 | 0.10878 | 0 | 0.10224 | 0 | 0.10224 | 0 | 4.0205 | 3.4025 | 4.0205 | 3.4025
253145-Commercial Condensor Coil Cleaning (all units - savings at 50% of DEER) Com All CZ10 VintAll | 0.081876 | 0.032663 | 0.2261 | 251.6 | 754.8 | 0 | 0 | 0.074683 | 0 | 0.074683 | 0 | 0.074683 | 0 | 0.074683 | 0 | 2.3029 | 2.3029 | 2.3029 | 2.3029
253142-Commercial HVAC Diagnostic/Tune-up Com All CZ10 VintAll | 0.29597 | 0.11807 | 0.6375 | 909.5 | 9095 | 0 | 0 | 0.10878 | 0 | 0.10878 | 0 | 0.10224 | 0 | 0.10224 | 0 | 4.0205 | 3.4025 | 4.0205 | 3.4025
253145-Commercial Condensor Coil Cleaning (all units - savings at 50% of DEER) Com All CZ10 VintAll | 0.10234 | 0.040829 | 0.28263 | 314.5 | 943.5 | 0 | 0 | 0.074683 | 0 | 0.074683 | 0 | 0.074683 | 0 | 0.074683 | 0 | 2.3029 | 2.3029 | 2.3029 | 2.3029
253142-Commercial HVAC Diagnostic/Tune-up Com All CZ10 VintAll | 0.23678 | 0.094458 | 0.51 | 727.6 | 7276 | 0 | 0 | 0.10878 | 0 | 0.10878 | 0 | 0.10224 | 0 | 0.10224 | 0 | 4.0205 | 3.4025 | 4.0205 | 3.4025
253145-Commercial Condensor Coil Cleaning (all units - savings at 50% of DEER) Com All CZ10 VintAll | 0.081876 | 0.032663 | 0.2261 | 251.6 | 754.8 | 0 | 0 | 0.074683 | 0 | 0.074683 | 0 | 0.074683 | 0 | 0.074683 | 0 | 2.3029 | 2.3029 | 2.3029 | 2.3029
253142-Commercial HVAC Diagnostic/Tune-up Com All CZ10 VintAll | 0.23678 | 0.094458 | 0.51 | 727.6 | 7276 | 0 | 0 | 0.10878 | 0 | 0.10878 | 0 | 0.10224 | 0 | 0.10224 | 0 | 4.0205 | 3.4025 | 4.0205 | 3.4025
253145-Commercial Condensor Coil Cleaning (all units - savings at 50% of DEER) Com All CZ10 VintAll | 0.081876 | 0.032663 | 0.2261 | 251.6 | 754.8 | 0 | 0 | 0.074683 | 0 | 0.074683 | 0 | 0.074683 | 0 | 0.074683 | 0 | 2.3029 | 2.3029 | 2.3029 | 2.3029
253142-Commercial HVAC Diagnostic/Tune-up Com All CZ10 VintAll | 0.29597 | 0.11807 | 0.6375 | 909.5 | 9095 | 0 | 0 | 0.10878 | 0 | 0.10878 | 0 | 0.10224 | 0 | 0.10224 | 0 | 4.0205 | 3.4025 | 4.0205 | 3.4025
253145-Commercial Condensor Coil Cleaning (all units - savings at 50% of DEER) Com All CZ10 VintAll | 0.10234 | 0.040829 | 0.28263 | 314.5 | 943.5 | 0 | 0 | 0.074683 | 0 | 0.074683 | 0 | 0.074683 | 0 | 0.074683 | 0 | 2.3029 | 2.3029 | 2.3029 | 2.3029
253142-Commercial HVAC Diagnostic/Tune-up Com All CZ10 VintAll | 0.23678 | 0.094458 | 0.51 | 727.6 | 7276 | 0 | 0 | 0.10878 | 0 | 0.10878 | 0 | 0.10224 | 0 | 0.10224 | 0 | 4.0205 | 3.4025 | 4.0205 | 3.4025
253142-Commercial HVAC Diagnostic/Tune-up Com All CZ10 VintAll | 0.23678 | 0.094458 | 0.51 | 727.6 | 7276 | 0 | 0 | 0.10878 | 0 | 0.10878 | 0 | 0.10224 | 0 | 0.10224 | 0 | 4.0205 | 3.4025 | 4.0205 | 3.4025
253142-Commercial HVAC Diagnostic/Tune-up Com All CZ10 VintAll | 0.29597 | 0.11807 | 0.6375 | 909.5 | 9095 | 0 | 0 | 0.10878 | 0 | 0.10878 | 0 | 0.10224 | 0 | 0.10224 | 0 | 4.0205 | 3.4025 | 4.0205 | 3.4025
253145-Commercial Condensor Coil Cleaning (all units - savings at 50% of DEER) Com All CZ10 VintAll | 0.081876 | 0.032663 | 0.2261 | 251.6 | 754.8 | 0 | 0 | 0.074683 | 0 | 0.074683 | 0 | 0.074683 | 0 | 0.074683 | 0 | 2.3029 | 2.3029 | 2.3029 | 2.3029
253145-Commercial Condensor Coil Cleaning (all units - savings at 50% of DEER) Com All CZ10 VintAll | 0.081876 | 0.032663 | 0.2261 | 251.6 | 754.8 | 0 | 0 | 0.074683 | 0 | 0.074683 | 0 | 0.074683 | 0 | 0.074683 | 0 | 2.3029 | 2.3029 | 2.3029 | 2.3029
253145-Commercial Condensor Coil Cleaning (all units - savings at 50% of DEER) Com All CZ10 VintAll | 0.10234 | 0.040829 | 0.28263 | 314.5 | 943.5 | 0 | 0 | 0.074683 | 0 | 0.074683 | 0 | 0.074683 | 0 | 0.074683 | 0 | 2.3029 | 2.3029 | 2.3029 | 2.3029
253145-Commercial Condensor Coil Cleaning (all units - savings at 50% of DEER) Com All CZ10 VintAll | 0.081876 | 0.032663 | 0.2261 | 251.6 | 754.8 | 0 | 0 | 0.074683 | 0 | 0.074683 | 0 | 0.074683 | 0 | 0.074683 | 0 | 2.3029 | 2.3029 | 2.3029 | 2.3029
253142-Commercial HVAC Diagnostic/Tune-up Com All CZ10 VintAll | 0.23678 | 0.094458 | 0.51 | 727.6 | 7276 | 0 | 0 | 0.10878 | 0 | 0.10878 | 0 | 0.10224 | 0 | 0.10224 | 0 | 4.0205 | 3.4025 | 4.0205 | 3.4025
253142-Commercial HVAC Diagnostic/Tune-up Com All CZ10 VintAll | 0.29597 | 0.11807 | 0.6375 | 909.5 | 9095 | 0 | 0 | 0.10878 | 0 | 0.10878 | 0 | 0.10224 | 0 | 0.10224 | 0 | 4.0205 | 3.4025 | 4.0205 | 3.4025
253142-Commercial HVAC Diagnostic/Tune-up Com All CZ10 VintAll | 0.17758 | 0.070843 | 0.3825 | 545.7 | 5457 | 0 | 0 | 0.10771 | 0 | 0.10771 | 0 | 0.095144 | 0 | 0.095144 | 0 | 3.9051 | 2.9165 | 3.9051 | 2.9165
253145-Commercial Condensor Coil Cleaning (all units - savings at 50% of DEER) Com All CZ10 VintAll | 0.10234 | 0.040829 | 0.28263 | 314.5 | 943.5 | 0 | 0 | 0.074683 | 0 | 0.074683 | 0 | 0.074683 | 0 | 0.074683 | 0 | 2.3029 | 2.3029 | 2.3029 | 2.3029
253145-Commercial Condensor Coil Cleaning (all units - savings at 50% of DEER) Com All CZ10 VintAll | 0.061407 | 0.024497 | 0.16958 | 188.7 | 566.1 | 0 | 0 | 0.07325 | 0 | 0.07325 | 0 | 0.06513 | 0 | 0.06513 | 0 | 2.2467 | 1.9739 | 2.2467 | 1.9739
253142-Commercial HVAC Diagnostic/Tune-up Com All CZ10 VintAll | 0.17758 | 0.070843 | 0.3825 | 545.7 | 5457 | 0 | 0 | 0.10878 | 0 | 0.10878 | 0 | 0.10224 | 0 | 0.10224 | 0 | 4.0205 | 3.4025 | 4.0205 | 3.4025
253145-Commercial Condensor Coil Cleaning (all units - savings at 50% of DEER) Com All CZ10 VintAll | 0.061407 | 0.024497 | 0.16958 | 188.7 | 566.1 | 0 | 0 | 0.074683 | 0 | 0.074683 | 0 | 0.074683 | 0 | 0.074683 | 0 | 2.3029 | 2.3029 | 2.3029 | 2.3029
253142-Commercial HVAC Diagnostic/Tune-up Com All CZ10 VintAll | 0.11839 | 0.047229 | 0.255 | 363.8 | 3638 | 0 | 0 | 0.10718 | 0 | 0.10718 | 0 | 0.091598 | 0 | 0.091598 | 0 | 3.8499 | 2.722 | 3.8499 | 2.722
253142-Commercial HVAC Diagnostic/Tune-up Com All CZ10 VintAll | 0.29597 | 0.11807 | 0.6375 | 909.5 | 9095 | 0 | 0 | 0.10878 | 0 | 0.10878 | 0 | 0.10224 | 0 | 0.10224 | 0 | 4.0205 | 3.4025 | 4.0205 | 3.4025
253141-Commercial HVAC Diagnostic/Tune-up Com All CZ07 VintAll | 0.27108 | 0.10814 | 0.6375 | 833 | 8330 | 0 | 0 | 0.10547 | 0 | 0.10547 | 0 | 0.098328 | 0 | 0.098328 | 0 | 3.6823 | 3.1164 | 3.6823 | 3.1164
253141-Commercial HVAC Diagnostic/Tune-up Com All CZ07 VintAll | 0.16265 | 0.064885 | 0.3825 | 499.8 | 4998 | 0 | 0 | 0.10431 | 0 | 0.10431 | 0 | 0.090585 | 0 | 0.090585 | 0 | 3.5766 | 2.6712 | 3.5766 | 2.6712
253141-Commercial HVAC Diagnostic/Tune-up Com All CZ07 VintAll | 0.27108 | 0.10814 | 0.6375 | 833 | 8330 | 0 | 0 | 0.10547 | 0 | 0.10547 | 0 | 0.098328 | 0 | 0.098328 | 0 | 3.6823 | 3.1164 | 3.6823 | 3.1164
253144-Commercial Condensor Coil Cleaning (all units - savings at 50% of DEER) Com All CZ07 VintAll | 0.082982 | 0.033104 | 0.19975 | 255 | 765 | 0 | 0 | 0.061308 | 0 | 0.061308 | 0 | 0.061308 | 0 | 0.061308 | 0 | 1.8672 | 1.8672 | 1.8672 | 1.8672
253144-Commercial Condensor Coil Cleaning (all units - savings at 50% of DEER) Com All CZ07 VintAll | 0.082982 | 0.033104 | 0.19975 | 255 | 765 | 0 | 0 | 0.061308 | 0 | 0.061308 | 0 | 0.061308 | 0 | 0.061308 | 0 | 1.8672 | 1.8672 | 1.8672 | 1.8672
253144-Commercial Condensor Coil Cleaning (all units - savings at 50% of DEER) Com All CZ07 VintAll | 0.082982 | 0.033104 | 0.19975 | 255 | 765 | 0 | 0 | 0.061308 | 0 | 0.061308 | 0 | 0.061308 | 0 | 0.061308 | 0 | 1.8672 | 1.8672 | 1.8672 | 1.8672
253144-Commercial Condensor Coil Cleaning (all units - savings at 50% of DEER) Com All CZ07 VintAll | 0.066386 | 0.026484 | 0.1598 | 204 | 612 | 0 | 0 | 0.061308 | 0 | 0.061308 | 0 | 0.061308 | 0 | 0.061308 | 0 | 1.8672 | 1.8672 | 1.8672 | 1.8672
253144-Commercial Condensor Coil Cleaning (all units - savings at 50% of DEER) Com All CZ07 VintAll | 0.049789 | 0.019863 | 0.11985 | 153 | 459 | 0 | 0 | 0.061308 | 0 | 0.061308 | 0 | 0.061308 | 0 | 0.061308 | 0 | 1.8672 | 1.8672 | 1.8672 | 1.8672
253144-Commercial Condensor Coil Cleaning (all units - savings at 50% of DEER) Com All CZ07 VintAll | 0.082982 | 0.033104 | 0.19975 | 255 | 765 | 0 | 0 | 0.061308 | 0 | 0.061308 | 0 | 0.061308 | 0 | 0.061308 | 0 | 1.8672 | 1.8672 | 1.8672 | 1.8672
253144-Commercial Condensor Coil Cleaning (all units - savings at 50% of DEER) Com All CZ07 VintAll | 0.082982 | 0.033104 | 0.19975 | 255 | 765 | 0 | 0 | 0.061308 | 0 | 0.061308 | 0 | 0.061308 | 0 | 0.061308 | 0 | 1.8672 | 1.8672 | 1.8672 | 1.8672
253144-Commercial Condensor Coil Cleaning (all units - savings at 50% of DEER) Com All CZ07 VintAll | 0.082982 | 0.033104 | 0.19975 | 255 | 765 | 0 | 0 | 0.061308 | 0 | 0.061308 | 0 | 0.061308 | 0 | 0.061308 | 0 | 1.8672 | 1.8672 | 1.8672 | 1.8672
253141-Commercial HVAC Diagnostic/Tune-up Com All CZ07 VintAll | 0.27108 | 0.10814 | 0.6375 | 833 | 8330 | 0 | 0 | 0.10547 | 0 | 0.10547 | 0 | 0.098328 | 0 | 0.098328 | 0 | 3.6823 | 3.1164 | 3.6823 | 3.1164
253144-Commercial Condensor Coil Cleaning (all units - savings at 50% of DEER) Com All CZ07 VintAll | 0.082982 | 0.033104 | 0.19975 | 255 | 765 | 0 | 0 | 0.061308 | 0 | 0.061308 | 0 | 0.061308 | 0 | 0.061308 | 0 | 1.8672 | 1.8672 | 1.8672 | 1.8672
253144-Commercial Condensor Coil Cleaning (all units - savings at 50% of DEER) Com All CZ07 VintAll | 0.049789 | 0.019863 | 0.11985 | 153 | 459 | 0 | 0 | 0.059541 | 0 | 0.059541 | 0 | 0.049526 | 0 | 0.049526 | 0 | 1.8217 | 1.6005 | 1.8217 | 1.6005
253144-Commercial Condensor Coil Cleaning (all units - savings at 50% of DEER) Com All CZ07 VintAll | 0.082982 | 0.033104 | 0.19975 | 255 | 765 | 0 | 0 | 0.061308 | 0 | 0.061308 | 0 | 0.061308 | 0 | 0.061308 | 0 | 1.8672 | 1.8672 | 1.8672 | 1.8672
253141-Commercial HVAC Diagnostic/Tune-up Com All CZ07 VintAll | 0.27108 | 0.10814 | 0.6375 | 833 | 8330 | 0 | 0 | 0.10547 | 0 | 0.10547 | 0 | 0.098328 | 0 | 0.098328 | 0 | 3.6823 | 3.1164 | 3.6823 | 3.1164
253141-Commercial HVAC Diagnostic/Tune-up Com All CZ07 VintAll | 0.21686 | 0.086513 | 0.51 | 666.4 | 6664 | 0 | 0 | 0.10547 | 0 | 0.10547 | 0 | 0.098328 | 0 | 0.098328 | 0 | 3.6823 | 3.1164 | 3.6823 | 3.1164
253141-Commercial HVAC Diagnostic/Tune-up Com All CZ07 VintAll | 0.16265 | 0.064885 | 0.3825 | 499.8 | 4998 | 0 | 0 | 0.10547 | 0 | 0.10547 | 0 | 0.098328 | 0 | 0.098328 | 0 | 3.6823 | 3.1164 | 3.6823 | 3.1164
253141-Commercial HVAC Diagnostic/Tune-up Com All CZ07 VintAll | 0.27108 | 0.10814 | 0.6375 | 833 | 8330 | 0 | 0 | 0.10547 | 0 | 0.10547 | 0 | 0.098328 | 0 | 0.098328 | 0 | 3.6823 | 3.1164 | 3.6823 | 3.1164
253141-Commercial HVAC Diagnostic/Tune-up Com All CZ07 VintAll | 0.27108 | 0.10814 | 0.6375 | 833 | 8330 | 0 | 0 | 0.10547 | 0 | 0.10547 | 0 | 0.098328 | 0 | 0.098328 | 0 | 3.6823 | 3.1164 | 3.6823 | 3.1164
253141-Commercial HVAC Diagnostic/Tune-up Com All CZ07 VintAll | 0.27108 | 0.10814 | 0.6375 | 833 | 8330 | 0 | 0 | 0.10547 | 0 | 0.10547 | 0 | 0.098328 | 0 | 0.098328 | 0 | 3.6823 | 3.1164 | 3.6823 | 3.1164
253141-Commercial HVAC Diagnostic/Tune-up Com All CZ07 VintAll | 0.27108 | 0.10814 | 0.6375 | 833 | 8330 | 0 | 0 | 0.10547 | 0 | 0.10547 | 0 | 0.098328 | 0 | 0.098328 | 0 | 3.6823 | 3.1164 | 3.6823 | 3.1164
253141-Commercial HVAC Diagnostic/Tune-up Com All CZ07 VintAll | 0.054215 | 0.021628 | 0.1275 | 166.6 | 1666 | 0 | 0 | 0.10198 | 0 | 0.10198 | 0 | 0.075098 | 0 | 0.075098 | 0 | 3.3825 | 2.0776 | 3.3825 | 2.0776
253144-Commercial Condensor Coil Cleaning (all units - savings at 50% of DEER) Com All CZ07 VintAll | 0.016596 | 0.0066209 | 0.03995 | 51 | 153 | 0 | 0 | 0.056006 | 0 | 0.056006 | 0 | 0.02596 | 0 | 0.02596 | 0 | 1.7369 | 1.2448 | 1.7369 | 1.2448
253141-Commercial HVAC Diagnostic/Tune-up Com All CZ07 VintAll | 0.10843 | 0.043256 | 0.255 | 333.2 | 3332 | 0 | 0 | 0.10373 | 0 | 0.10373 | 0 | 0.086713 | 0 | 0.086713 | 0 | 3.5261 | 2.4931 | 3.5261 | 2.4931
253144-Commercial Condensor Coil Cleaning (all units - savings at 50% of DEER) Com All CZ07 VintAll | 0.033193 | 0.013242 | 0.0799 | 102 | 306 | 0 | 0 | 0.058657 | 0 | 0.058657 | 0 | 0.043634 | 0 | 0.043634 | 0 | 1.7997 | 1.4938 | 1.7997 | 1.4938
253141-Commercial HVAC Diagnostic/Tune-up Com All CZ07 VintAll | 0.27108 | 0.10814 | 0.6375 | 833 | 8330 | 0 | 0 | 0.10547 | 0 | 0.10547 | 0 | 0.098328 | 0 | 0.098328 | 0 | 3.6823 | 3.1164 | 3.6823 | 3.1164
253141-Commercial HVAC Diagnostic/Tune-up Com All CZ07 VintAll | 0.21686 | 0.086513 | 0.51 | 666.4 | 6664 | 0 | 0 | 0.10547 | 0 | 0.10547 | 0 | 0.098328 | 0 | 0.098328 | 0 | 3.6823 | 3.1164 | 3.6823 | 3.1164
253144-Commercial Condensor Coil Cleaning (all units - savings at 50% of DEER) Com All CZ07 VintAll | 0.082982 | 0.033104 | 0.19975 | 255 | 765 | 0 | 0 | 0.061308 | 0 | 0.061308 | 0 | 0.061308 | 0 | 0.061308 | 0 | 1.8672 | 1.8672 | 1.8672 | 1.8672
253144-Commercial Condensor Coil Cleaning (all units - savings at 50% of DEER) Com All CZ07 VintAll | 0.066386 | 0.026484 | 0.1598 | 204 | 612 | 0 | 0 | 0.061308 | 0 | 0.061308 | 0 | 0.061308 | 0 | 0.061308 | 0 | 1.8672 | 1.8672 | 1.8672 | 1.8672
253144-Commercial Condensor Coil Cleaning (all units - savings at 50% of DEER) Com All CZ07 VintAll | 0.033193 | 0.013242 | 0.0799 | 102 | 306 | 0 | 0 | 0.061308 | 0 | 0.061308 | 0 | 0.061308 | 0 | 0.061308 | 0 | 1.8672 | 1.8672 | 1.8672 | 1.8672
253144-Commercial Condensor Coil Cleaning (all units - savings at 50% of DEER) Com All CZ07 VintAll | 0.033193 | 0.013242 | 0.0799 | 102 | 306 | 0 | 0 | 0.061308 | 0 | 0.061308 | 0 | 0.061308 | 0 | 0.061308 | 0 | 1.8672 | 1.8672 | 1.8672 | 1.8672
253142-Commercial HVAC Diagnostic/Tune-up Com All CZ10 VintAll | 0.17758 | 0.070843 | 0.3825 | 545.7 | 5457 | 0 | 0 | 0.10878 | 0 | 0.10878 | 0 | 0.10224 | 0 | 0.10224 | 0 | 4.0205 | 3.4025 | 4.0205 | 3.4025
253145-Commercial Condensor Coil Cleaning (all units - savings at 50% of DEER) Com All CZ10 VintAll | 0.061407 | 0.024497 | 0.16958 | 188.7 | 566.1 | 0 | 0 | 0.074683 | 0 | 0.074683 | 0 | 0.074683 | 0 | 0.074683 | 0 | 2.3029 | 2.3029 | 2.3029 | 2.3029
253142-Commercial HVAC Diagnostic/Tune-up Com All CZ10 VintAll | 0.17758 | 0.070843 | 0.3825 | 545.7 | 5457 | 0 | 0 | 0.10878 | 0 | 0.10878 | 0 | 0.10224 | 0 | 0.10224 | 0 | 4.0205 | 3.4025 | 4.0205 | 3.4025
253142-Commercial HVAC Diagnostic/Tune-up Com All CZ10 VintAll | 0.23678 | 0.094458 | 0.51 | 727.6 | 7276 | 0 | 0 | 0.10878 | 0 | 0.10878 | 0 | 0.10224 | 0 | 0.10224 | 0 | 4.0205 | 3.4025 | 4.0205 | 3.4025
253145-Commercial Condensor Coil Cleaning (all units - savings at 50% of DEER) Com All CZ10 VintAll | 0.061407 | 0.024497 | 0.16958 | 188.7 | 566.1 | 0 | 0 | 0.074683 | 0 | 0.074683 | 0 | 0.074683 | 0 | 0.074683 | 0 | 2.3029 | 2.3029 | 2.3029 | 2.3029
253145-Commercial Condensor Coil Cleaning (all units - savings at 50% of DEER) Com All CZ10 VintAll | 0.081876 | 0.032663 | 0.2261 | 251.6 | 754.8 | 0 | 0 | 0.074683 | 0 | 0.074683 | 0 | 0.074683 | 0 | 0.074683 | 0 | 2.3029 | 2.3029 | 2.3029 | 2.3029
253142-Commercial HVAC Diagnostic/Tune-up Com All CZ10 VintAll | 0.29597 | 0.11807 | 0.6375 | 909.5 | 9095 | 0 | 0 | 0.10878 | 0 | 0.10878 | 0 | 0.10224 | 0 | 0.10224 | 0 | 4.0205 | 3.4025 | 4.0205 | 3.4025
253145-Commercial Condensor Coil Cleaning (all units - savings at 50% of DEER) Com All CZ10 VintAll | 0.10234 | 0.040829 | 0.28263 | 314.5 | 943.5 | 0 | 0 | 0.074683 | 0 | 0.074683 | 0 | 0.074683 | 0 | 0.074683 | 0 | 2.3029 | 2.3029 | 2.3029 | 2.3029
253142-Commercial HVAC Diagnostic/Tune-up Com All CZ10 VintAll | 0.17758 | 0.070843 | 0.3825 | 545.7 | 5457 | 0 | 0 | 0.10878 | 0 | 0.10878 | 0 | 0.10224 | 0 | 0.10224 | 0 | 4.0205 | 3.4025 | 4.0205 | 3.4025
253145-Commercial Condensor Coil Cleaning (all units - savings at 50% of DEER) Com All CZ10 VintAll | 0.061407 | 0.024497 | 0.16958 | 188.7 | 566.1 | 0 | 0 | 0.074683 | 0 | 0.074683 | 0 | 0.074683 | 0 | 0.074683 | 0 | 2.3029 | 2.3029 | 2.3029 | 2.3029
253142-Commercial HVAC Diagnostic/Tune-up Com All CZ10 VintAll | 0.17758 | 0.070843 | 0.3825 | 545.7 | 5457 | 0 | 0 | 0.10878 | 0 | 0.10878 | 0 | 0.10224 | 0 | 0.10224 | 0 | 4.0205 | 3.4025 | 4.0205 | 3.4025
253145-Commercial Condensor Coil Cleaning (all units - savings at 50% of DEER) Com All CZ10 VintAll | 0.061407 | 0.024497 | 0.16958 | 188.7 | 566.1 | 0 | 0 | 0.074683 | 0 | 0.074683 | 0 | 0.074683 | 0 | 0.074683 | 0 | 2.3029 | 2.3029 | 2.3029 | 2.3029
253142-Commercial HVAC Diagnostic/Tune-up Com All CZ10 VintAll | 0.17758 | 0.070843 | 0.3825 | 545.7 | 5457 | 0 | 0 | 0.10771 | 0 | 0.10771 | 0 | 0.095144 | 0 | 0.095144 | 0 | 3.9051 | 2.9165 | 3.9051 | 2.9165
253145-Commercial Condensor Coil Cleaning (all units - savings at 50% of DEER) Com All CZ10 VintAll | 0.061407 | 0.024497 | 0.16958 | 188.7 | 566.1 | 0 | 0 | 0.07325 | 0 | 0.07325 | 0 | 0.06513 | 0 | 0.06513 | 0 | 2.2467 | 1.9739 | 2.2467 | 1.9739
253142-Commercial HVAC Diagnostic/Tune-up Com All CZ10 VintAll | 0.17758 | 0.070843 | 0.3825 | 545.7 | 5457 | 0 | 0 | 0.10771 | 0 | 0.10771 | 0 | 0.095144 | 0 | 0.095144 | 0 | 3.9051 | 2.9165 | 3.9051 | 2.9165
253145-Commercial Condensor Coil Cleaning (all units - savings at 50% of DEER) Com All CZ10 VintAll | 0.061407 | 0.024497 | 0.16958 | 188.7 | 566.1 | 0 | 0 | 0.07325 | 0 | 0.07325 | 0 | 0.06513 | 0 | 0.06513 | 0 | 2.2467 | 1.9739 | 2.2467 | 1.9739
253142-Commercial HVAC Diagnostic/Tune-up Com All CZ10 VintAll | 0.29597 | 0.11807 | 0.6375 | 909.5 | 9095 | 0 | 0 | 0.10878 | 0 | 0.10878 | 0 | 0.10224 | 0 | 0.10224 | 0 | 4.0205 | 3.4025 | 4.0205 | 3.4025
253142-Commercial HVAC Diagnostic/Tune-up Com All CZ10 VintAll | 0.11839 | 0.047229 | 0.255 | 363.8 | 3638 | 0 | 0 | 0.10718 | 0 | 0.10718 | 0 | 0.091598 | 0 | 0.091598 | 0 | 3.8499 | 2.722 | 3.8499 | 2.722
253145-Commercial Condensor Coil Cleaning (all units - savings at 50% of DEER) Com All CZ10 VintAll | 0.10234 | 0.040829 | 0.28263 | 314.5 | 943.5 | 0 | 0 | 0.074683 | 0 | 0.074683 | 0 | 0.074683 | 0 | 0.074683 | 0 | 2.3029 | 2.3029 | 2.3029 | 2.3029
253145-Commercial Condensor Coil Cleaning (all units - savings at 50% of DEER) Com All CZ10 VintAll | 0.040938 | 0.016331 | 0.11305 | 125.8 | 377.4 | 0 | 0 | 0.072534 | 0 | 0.072534 | 0 | 0.060353 | 0 | 0.060353 | 0 | 2.2197 | 1.8423 | 2.2197 | 1.8423
253142-Commercial HVAC Diagnostic/Tune-up Com All CZ10 VintAll | 0.23678 | 0.094458 | 0.51 | 727.6 | 7276 | 0 | 0 | 0.10878 | 0 | 0.10878 | 0 | 0.10224 | 0 | 0.10224 | 0 | 4.0205 | 3.4025 | 4.0205 | 3.4025
253142-Commercial HVAC Diagnostic/Tune-up Com All CZ10 VintAll | 0.23678 | 0.094458 | 0.51 | 727.6 | 7276 | 0 | 0 | 0.10878 | 0 | 0.10878 | 0 | 0.10224 | 0 | 0.10224 | 0 | 4.0205 | 3.4025 | 4.0205 | 3.4025
253142-Commercial HVAC Diagnostic/Tune-up Com All CZ10 VintAll | 0.23678 | 0.094458 | 0.51 | 727.6 | 7276 | 0 | 0 | 0.10878 | 0 | 0.10878 | 0 | 0.10224 | 0 | 0.10224 | 0 | 4.0205 | 3.4025 | 4.0205 | 3.4025
253142-Commercial HVAC Diagnostic/Tune-up Com All CZ10 VintAll | 0.23678 | 0.094458 | 0.51 | 727.6 | 7276 | 0 | 0 | 0.10878 | 0 | 0.10878 | 0 | 0.10224 | 0 | 0.10224 | 0 | 4.0205 | 3.4025 | 4.0205 | 3.4025
253142-Commercial HVAC Diagnostic/Tune-up Com All CZ10 VintAll | 0.23678 | 0.094458 | 0.51 | 727.6 | 7276 | 0 | 0 | 0.10878 | 0 | 0.10878 | 0 | 0.10224 | 0 | 0.10224 | 0 | 4.0205 | 3.4025 | 4.0205 | 3.4025
253142-Commercial HVAC Diagnostic/Tune-up Com All CZ10 VintAll | 0.29597 | 0.11807 | 0.6375 | 909.5 | 9095 | 0 | 0 | 0.10878 | 0 | 0.10878 | 0 | 0.10224 | 0 | 0.10224 | 0 | 4.0205 | 3.4025 | 4.0205 | 3.4025
253142-Commercial HVAC Diagnostic/Tune-up Com All CZ10 VintAll | 0.17758 | 0.070843 | 0.3825 | 545.7 | 5457 | 0 | 0 | 0.10771 | 0 | 0.10771 | 0 | 0.095144 | 0 | 0.095144 | 0 | 3.9051 | 2.9165 | 3.9051 | 2.9165
253142-Commercial HVAC Diagnostic/Tune-up Com All CZ10 VintAll | 0.23678 | 0.094458 | 0.51 | 727.6 | 7276 | 0 | 0 | 0.10878 | 0 | 0.10878 | 0 | 0.10224 | 0 | 0.10224 | 0 | 4.0205 | 3.4025 | 4.0205 | 3.4025
253142-Commercial HVAC Diagnostic/Tune-up Com All CZ10 VintAll | 0.23678 | 0.094458 | 0.51 | 727.6 | 7276 | 0 | 0 | 0.10878 | 0 | 0.10878 | 0 | 0.10224 | 0 | 0.10224 | 0 | 4.0205 | 3.4025 | 4.0205 | 3.4025
253142-Commercial HVAC Diagnostic/Tune-up Com All CZ10 VintAll | 0.23678 | 0.094458 | 0.51 | 727.6 | 7276 | 0 | 0 | 0.10878 | 0 | 0.10878 | 0 | 0.10224 | 0 | 0.10224 | 0 | 4.0205 | 3.4025 | 4.0205 | 3.4025
253142-Commercial HVAC Diagnostic/Tune-up Com All CZ10 VintAll | 0.23678 | 0.094458 | 0.51 | 727.6 | 7276 | 0 | 0 | 0.10878 | 0 | 0.10878 | 0 | 0.10224 | 0 | 0.10224 | 0 | 4.0205 | 3.4025 | 4.0205 | 3.4025
253142-Commercial HVAC Diagnostic/Tune-up Com All CZ10 VintAll | 0.29597 | 0.11807 | 0.6375 | 909.5 | 9095 | 0 | 0 | 0.10878 | 0 | 0.10878 | 0 | 0.10224 | 0 | 0.10224 | 0 | 4.0205 | 3.4025 | 4.0205 | 3.4025
253142-Commercial HVAC Diagnostic/Tune-up Com All CZ10 VintAll | 0.23678 | 0.094458 | 0.51 | 727.6 | 7276 | 0 | 0 | 0.10878 | 0 | 0.10878 | 0 | 0.10224 | 0 | 0.10224 | 0 | 4.0205 | 3.4025 | 4.0205 | 3.4025
253142-Commercial HVAC Diagnostic/Tune-up Com All CZ10 VintAll | 0.23678 | 0.094458 | 0.51 | 727.6 | 7276 | 0 | 0 | 0.10878 | 0 | 0.10878 | 0 | 0.10224 | 0 | 0.10224 | 0 | 4.0205 | 3.4025 | 4.0205 | 3.4025
253142-Commercial HVAC Diagnostic/Tune-up Com All CZ10 VintAll | 0.29597 | 0.11807 | 0.6375 | 909.5 | 9095 | 0 | 0 | 0.10878 | 0 | 0.10878 | 0 | 0.10224 | 0 | 0.10224 | 0 | 4.0205 | 3.4025 | 4.0205 | 3.4025
253142-Commercial HVAC Diagnostic/Tune-up Com All CZ10 VintAll | 0.11839 | 0.047229 | 0.255 | 363.8 | 3638 | 0 | 0 | 0.10718 | 0 | 0.10718 | 0 | 0.091598 | 0 | 0.091598 | 0 | 3.8499 | 2.722 | 3.8499 | 2.722
253142-Commercial HVAC Diagnostic/Tune-up Com All CZ10 VintAll | 0.059194 | 0.023614 | 0.1275 | 181.9 | 1819 | 0 | 0 | 0.10558 | 0 | 0.10558 | 0 | 0.08096 | 0 | 0.08096 | 0 | 3.6932 | 2.2684 | 3.6932 | 2.2684
253142-Commercial HVAC Diagnostic/Tune-up Com All CZ10 VintAll | 0.23678 | 0.094458 | 0.51 | 727.6 | 7276 | 0 | 0 | 0.10878 | 0 | 0.10878 | 0 | 0.10224 | 0 | 0.10224 | 0 | 4.0205 | 3.4025 | 4.0205 | 3.4025
253142-Commercial HVAC Diagnostic/Tune-up Com All CZ10 VintAll | 0.23678 | 0.094458 | 0.51 | 727.6 | 7276 | 0 | 0 | 0.10878 | 0 | 0.10878 | 0 | 0.10224 | 0 | 0.10224 | 0 | 4.0205 | 3.4025 | 4.0205 | 3.4025
253142-Commercial HVAC Diagnostic/Tune-up Com All CZ10 VintAll | 0.23678 | 0.094458 | 0.51 | 727.6 | 7276 | 0 | 0 | 0.10878 | 0 | 0.10878 | 0 | 0.10224 | 0 | 0.10224 | 0 | 4.0205 | 3.4025 | 4.0205 | 3.4025
253142-Commercial HVAC Diagnostic/Tune-up Com All CZ10 VintAll | 0.23678 | 0.094458 | 0.51 | 727.6 | 7276 | 0 | 0 | 0.10878 | 0 | 0.10878 | 0 | 0.10224 | 0 | 0.10224 | 0 | 4.0205 | 3.4025 | 4.0205 | 3.4025
253142-Commercial HVAC Diagnostic/Tune-up Com All CZ10 VintAll | 0.23678 | 0.094458 | 0.51 | 727.6 | 7276 | 0 | 0 | 0.10878 | 0 | 0.10878 | 0 | 0.10224 | 0 | 0.10224 | 0 | 4.0205 | 3.4025 | 4.0205 | 3.4025
253142-Commercial HVAC Diagnostic/Tune-up Com All CZ10 VintAll | 0.23678 | 0.094458 | 0.51 | 727.6 | 7276 | 0 | 0 | 0.10878 | 0 | 0.10878 | 0 | 0.10224 | 0 | 0.10224 | 0 | 4.0205 | 3.4025 | 4.0205 | 3.4025
253142-Commercial HVAC Diagnostic/Tune-up Com All CZ10 VintAll | 0.23678 | 0.094458 | 0.51 | 727.6 | 7276 | 0 | 0 | 0.10878 | 0 | 0.10878 | 0 | 0.10224 | 0 | 0.10224 | 0 | 4.0205 | 3.4025 | 4.0205 | 3.4025
253142-Commercial HVAC Diagnostic/Tune-up Com All CZ10 VintAll | 0.35516 | 0.14169 | 0.765 | 1091.4 | 10914 | 0 | 0 | 0.10878 | 0 | 0.10878 | 0 | 0.10224 | 0 | 0.10224 | 0 | 4.0205 | 3.4025 | 4.0205 | 3.4025
253142-Commercial HVAC Diagnostic/Tune-up Com All CZ10 VintAll | 0.17758 | 0.070843 | 0.3825 | 545.7 | 5457 | 0 | 0 | 0.10771 | 0 | 0.10771 | 0 | 0.095144 | 0 | 0.095144 | 0 | 3.9051 | 2.9165 | 3.9051 | 2.9165
253142-Commercial HVAC Diagnostic/Tune-up Com All CZ10 VintAll | 0.059194 | 0.023614 | 0.1275 | 181.9 | 1819 | 0 | 0 | 0.10558 | 0 | 0.10558 | 0 | 0.08096 | 0 | 0.08096 | 0 | 3.6932 | 2.2684 | 3.6932 | 2.2684
253142-Commercial HVAC Diagnostic/Tune-up Com All CZ10 VintAll | 0.23678 | 0.094458 | 0.51 | 727.6 | 7276 | 0 | 0 | 0.10878 | 0 | 0.10878 | 0 | 0.10224 | 0 | 0.10224 | 0 | 4.0205 | 3.4025 | 4.0205 | 3.4025
253142-Commercial HVAC Diagnostic/Tune-up Com All CZ10 VintAll | 0.23678 | 0.094458 | 0.51 | 727.6 | 7276 | 0 | 0 | 0.10878 | 0 | 0.10878 | 0 | 0.10224 | 0 | 0.10224 | 0 | 4.0205 | 3.4025 | 4.0205 | 3.4025
253142-Commercial HVAC Diagnostic/Tune-up Com All CZ10 VintAll | 0.29597 | 0.11807 | 0.6375 | 909.5 | 9095 | 0 | 0 | 0.10878 | 0 | 0.10878 | 0 | 0.10224 | 0 | 0.10224 | 0 | 4.0205 | 3.4025 | 4.0205 | 3.4025
253142-Commercial HVAC Diagnostic/Tune-up Com All CZ10 VintAll | 0.17758 | 0.070843 | 0.3825 | 545.7 | 5457 | 0 | 0 | 0.10878 | 0 | 0.10878 | 0 | 0.10224 | 0 | 0.10224 | 0 | 4.0205 | 3.4025 | 4.0205 | 3.4025
253142-Commercial HVAC Diagnostic/Tune-up Com All CZ10 VintAll | 0.23678 | 0.094458 | 0.51 | 727.6 | 7276 | 0 | 0 | 0.10878 | 0 | 0.10878 | 0 | 0.10224 | 0 | 0.10224 | 0 | 4.0205 | 3.4025 | 4.0205 | 3.4025
253142-Commercial HVAC Diagnostic/Tune-up Com All CZ10 VintAll | 0.23678 | 0.094458 | 0.51 | 727.6 | 7276 | 0 | 0 | 0.10878 | 0 | 0.10878 | 0 | 0.10224 | 0 | 0.10224 | 0 | 4.0205 | 3.4025 | 4.0205 | 3.4025
253142-Commercial HVAC Diagnostic/Tune-up Com All CZ10 VintAll | 0.23678 | 0.094458 | 0.51 | 727.6 | 7276 | 0 | 0 | 0.10878 | 0 | 0.10878 | 0 | 0.10224 | 0 | 0.10224 | 0 | 4.0205 | 3.4025 | 4.0205 | 3.4025
253142-Commercial HVAC Diagnostic/Tune-up Com All CZ10 VintAll | 0.29597 | 0.11807 | 0.6375 | 909.5 | 9095 | 0 | 0 | 0.10878 | 0 | 0.10878 | 0 | 0.10224 | 0 | 0.10224 | 0 | 4.0205 | 3.4025 | 4.0205 | 3.4025
253145-Commercial Condensor Coil Cleaning (all units - savings at 50% of DEER) Com All CZ10 VintAll | 0.081876 | 0.032663 | 0.2261 | 251.6 | 754.8 | 0 | 0 | 0.074683 | 0 | 0.074683 | 0 | 0.074683 | 0 | 0.074683 | 0 | 2.3029 | 2.3029 | 2.3029 | 2.3029
253145-Commercial Condensor Coil Cleaning (all units - savings at 50% of DEER) Com All CZ10 VintAll | 0.10234 | 0.040829 | 0.28263 | 314.5 | 943.5 | 0 | 0 | 0.074683 | 0 | 0.074683 | 0 | 0.074683 | 0 | 0.074683 | 0 | 2.3029 | 2.3029 | 2.3029 | 2.3029
253145-Commercial Condensor Coil Cleaning (all units - savings at 50% of DEER) Com All CZ10 VintAll | 0.081876 | 0.032663 | 0.2261 | 251.6 | 754.8 | 0 | 0 | 0.074683 | 0 | 0.074683 | 0 | 0.074683 | 0 | 0.074683 | 0 | 2.3029 | 2.3029 | 2.3029 | 2.3029
253145-Commercial Condensor Coil Cleaning (all units - savings at 50% of DEER) Com All CZ10 VintAll | 0.081876 | 0.032663 | 0.2261 | 251.6 | 754.8 | 0 | 0 | 0.074683 | 0 | 0.074683 | 0 | 0.074683 | 0 | 0.074683 | 0 | 2.3029 | 2.3029 | 2.3029 | 2.3029
253145-Commercial Condensor Coil Cleaning (all units - savings at 50% of DEER) Com All CZ10 VintAll | 0.081876 | 0.032663 | 0.2261 | 251.6 | 754.8 | 0 | 0 | 0.074683 | 0 | 0.074683 | 0 | 0.074683 | 0 | 0.074683 | 0 | 2.3029 | 2.3029 | 2.3029 | 2.3029
253145-Commercial Condensor Coil Cleaning (all units - savings at 50% of DEER) Com All CZ10 VintAll | 0.081876 | 0.032663 | 0.2261 | 251.6 | 754.8 | 0 | 0 | 0.074683 | 0 | 0.074683 | 0 | 0.074683 | 0 | 0.074683 | 0 | 2.3029 | 2.3029 | 2.3029 | 2.3029
253145-Commercial Condensor Coil Cleaning (all units - savings at 50% of DEER) Com All CZ10 VintAll | 0.081876 | 0.032663 | 0.2261 | 251.6 | 754.8 | 0 | 0 | 0.074683 | 0 | 0.074683 | 0 | 0.074683 | 0 | 0.074683 | 0 | 2.3029 | 2.3029 | 2.3029 | 2.3029
253145-Commercial Condensor Coil Cleaning (all units - savings at 50% of DEER) Com All CZ10 VintAll | 0.081876 | 0.032663 | 0.2261 | 251.6 | 754.8 | 0 | 0 | 0.074683 | 0 | 0.074683 | 0 | 0.074683 | 0 | 0.074683 | 0 | 2.3029 | 2.3029 | 2.3029 | 2.3029
253145-Commercial Condensor Coil Cleaning (all units - savings at 50% of DEER) Com All CZ10 VintAll | 0.10234 | 0.040829 | 0.28263 | 314.5 | 943.5 | 0 | 0 | 0.074683 | 0 | 0.074683 | 0 | 0.074683 | 0 | 0.074683 | 0 | 2.3029 | 2.3029 | 2.3029 | 2.3029
253142-Commercial HVAC Diagnostic/Tune-up Com All CZ10 VintAll | 0.23678 | 0.094458 | 0.51 | 727.6 | 7276 | 0 | 0 | 0.10878 | 0 | 0.10878 | 0 | 0.10224 | 0 | 0.10224 | 0 | 4.0205 | 3.4025 | 4.0205 | 3.4025
253145-Commercial Condensor Coil Cleaning (all units - savings at 50% of DEER) Com All CZ10 VintAll | 0.081876 | 0.032663 | 0.2261 | 251.6 | 754.8 | 0 | 0 | 0.074683 | 0 | 0.074683 | 0 | 0.074683 | 0 | 0.074683 | 0 | 2.3029 | 2.3029 | 2.3029 | 2.3029
253145-Commercial Condensor Coil Cleaning (all units - savings at 50% of DEER) Com All CZ10 VintAll | 0.081876 | 0.032663 | 0.2261 | 251.6 | 754.8 | 0 | 0 | 0.074683 | 0 | 0.074683 | 0 | 0.074683 | 0 | 0.074683 | 0 | 2.3029 | 2.3029 | 2.3029 | 2.3029
253145-Commercial Condensor Coil Cleaning (all units - savings at 50% of DEER) Com All CZ10 VintAll | 0.081876 | 0.032663 | 0.2261 | 251.6 | 754.8 | 0 | 0 | 0.074683 | 0 | 0.074683 | 0 | 0.074683 | 0 | 0.074683 | 0 | 2.3029 | 2.3029 | 2.3029 | 2.3029
253145-Commercial Condensor Coil Cleaning (all units - savings at 50% of DEER) Com All CZ10 VintAll | 0.081876 | 0.032663 | 0.2261 | 251.6 | 754.8 | 0 | 0 | 0.074683 | 0 | 0.074683 | 0 | 0.074683 | 0 | 0.074683 | 0 | 2.3029 | 2.3029 | 2.3029 | 2.3029
253145-Commercial Condensor Coil Cleaning (all units - savings at 50% of DEER) Com All CZ10 VintAll | 0.10234 | 0.040829 | 0.28263 | 314.5 | 943.5 | 0 | 0 | 0.074683 | 0 | 0.074683 | 0 | 0.074683 | 0 | 0.074683 | 0 | 2.3029 | 2.3029 | 2.3029 | 2.3029
253145-Commercial Condensor Coil Cleaning (all units - savings at 50% of DEER) Com All CZ10 VintAll | 0.061407 | 0.024497 | 0.16958 | 188.7 | 566.1 | 0 | 0 | 0.07325 | 0 | 0.07325 | 0 | 0.06513 | 0 | 0.06513 | 0 | 2.2467 | 1.9739 | 2.2467 | 1.9739
253145-Commercial Condensor Coil Cleaning (all units - savings at 50% of DEER) Com All CZ10 VintAll | 0.081876 | 0.032663 | 0.2261 | 251.6 | 754.8 | 0 | 0 | 0.074683 | 0 | 0.074683 | 0 | 0.074683 | 0 | 0.074683 | 0 | 2.3029 | 2.3029 | 2.3029 | 2.3029
253145-Commercial Condensor Coil Cleaning (all units - savings at 50% of DEER) Com All CZ10 VintAll | 0.081876 | 0.032663 | 0.2261 | 251.6 | 754.8 | 0 | 0 | 0.074683 | 0 | 0.074683 | 0 | 0.074683 | 0 | 0.074683 | 0 | 2.3029 | 2.3029 | 2.3029 | 2.3029
253145-Commercial Condensor Coil Cleaning (all units - savings at 50% of DEER) Com All CZ10 VintAll | 0.081876 | 0.032663 | 0.2261 | 251.6 | 754.8 | 0 | 0 | 0.074683 | 0 | 0.074683 | 0 | 0.074683 | 0 | 0.074683 | 0 | 2.3029 | 2.3029 | 2.3029 | 2.3029
253145-Commercial Condensor Coil Cleaning (all units - savings at 50% of DEER) Com All CZ10 VintAll | 0.081876 | 0.032663 | 0.2261 | 251.6 | 754.8 | 0 | 0 | 0.074683 | 0 | 0.074683 | 0 | 0.074683 | 0 | 0.074683 | 0 | 2.3029 | 2.3029 | 2.3029 | 2.3029
253142-Commercial HVAC Diagnostic/Tune-up Com All CZ10 VintAll | 0.23678 | 0.094458 | 0.51 | 727.6 | 7276 | 0 | 0 | 0.10878 | 0 | 0.10878 | 0 | 0.10224 | 0 | 0.10224 | 0 | 4.0205 | 3.4025 | 4.0205 | 3.4025
253145-Commercial Condensor Coil Cleaning (all units - savings at 50% of DEER) Com All CZ10 VintAll | 0.081876 | 0.032663 | 0.2261 | 251.6 | 754.8 | 0 | 0 | 0.074683 | 0 | 0.074683 | 0 | 0.074683 | 0 | 0.074683 | 0 | 2.3029 | 2.3029 | 2.3029 | 2.3029
253145-Commercial Condensor Coil Cleaning (all units - savings at 50% of DEER) Com All CZ10 VintAll | 0.081876 | 0.032663 | 0.2261 | 251.6 | 754.8 | 0 | 0 | 0.074683 | 0 | 0.074683 | 0 | 0.074683 | 0 | 0.074683 | 0 | 2.3029 | 2.3029 | 2.3029 | 2.3029
253145-Commercial Condensor Coil Cleaning (all units - savings at 50% of DEER) Com All CZ10 VintAll | 0.10234 | 0.040829 | 0.28263 | 314.5 | 943.5 | 0 | 0 | 0.074683 | 0 | 0.074683 | 0 | 0.074683 | 0 | 0.074683 | 0 | 2.3029 | 2.3029 | 2.3029 | 2.3029
253145-Commercial Condensor Coil Cleaning (all units - savings at 50% of DEER) Com All CZ10 VintAll | 0.040938 | 0.016331 | 0.11305 | 125.8 | 377.4 | 0 | 0 | 0.072534 | 0 | 0.072534 | 0 | 0.060353 | 0 | 0.060353 | 0 | 2.2197 | 1.8423 | 2.2197 | 1.8423
253145-Commercial Condensor Coil Cleaning (all units - savings at 50% of DEER) Com All CZ10 VintAll | 0.020469 | 0.0081657 | 0.056525 | 62.9 | 188.7 | 0 | 0 | 0.070384 | 0 | 0.070384 | 0 | 0.046023 | 0 | 0.046023 | 0 | 2.1422 | 1.5353 | 2.1422 | 1.5353
253145-Commercial Condensor Coil Cleaning (all units - savings at 50% of DEER) Com All CZ10 VintAll | 0.081876 | 0.032663 | 0.2261 | 251.6 | 754.8 | 0 | 0 | 0.074683 | 0 | 0.074683 | 0 | 0.074683 | 0 | 0.074683 | 0 | 2.3029 | 2.3029 | 2.3029 | 2.3029
253145-Commercial Condensor Coil Cleaning (all units - savings at 50% of DEER) Com All CZ10 VintAll | 0.081876 | 0.032663 | 0.2261 | 251.6 | 754.8 | 0 | 0 | 0.074683 | 0 | 0.074683 | 0 | 0.074683 | 0 | 0.074683 | 0 | 2.3029 | 2.3029 | 2.3029 | 2.3029
253145-Commercial Condensor Coil Cleaning (all units - savings at 50% of DEER) Com All CZ10 VintAll | 0.081876 | 0.032663 | 0.2261 | 251.6 | 754.8 | 0 | 0 | 0.074683 | 0 | 0.074683 | 0 | 0.074683 | 0 | 0.074683 | 0 | 2.3029 | 2.3029 | 2.3029 | 2.3029
253145-Commercial Condensor Coil Cleaning (all units - savings at 50% of DEER) Com All CZ10 VintAll | 0.081876 | 0.032663 | 0.2261 | 251.6 | 754.8 | 0 | 0 | 0.074683 | 0 | 0.074683 | 0 | 0.074683 | 0 | 0.074683 | 0 | 2.3029 | 2.3029 | 2.3029 | 2.3029
253145-Commercial Condensor Coil Cleaning (all units - savings at 50% of DEER) Com All CZ10 VintAll | 0.081876 | 0.032663 | 0.2261 | 251.6 | 754.8 | 0 | 0 | 0.074683 | 0 | 0.074683 | 0 | 0.074683 | 0 | 0.074683 | 0 | 2.3029 | 2.3029 | 2.3029 | 2.3029
253142-Commercial HVAC Diagnostic/Tune-up Com All CZ10 VintAll | 0.23678 | 0.094458 | 0.51 | 727.6 | 7276 | 0 | 0 | 0.10878 | 0 | 0.10878 | 0 | 0.10224 | 0 | 0.10224 | 0 | 4.0205 | 3.4025 | 4.0205 | 3.4025
253145-Commercial Condensor Coil Cleaning (all units - savings at 50% of DEER) Com All CZ10 VintAll | 0.081876 | 0.032663 | 0.2261 | 251.6 | 754.8 | 0 | 0 | 0.074683 | 0 | 0.074683 | 0 | 0.074683 | 0 | 0.074683 | 0 | 2.3029 | 2.3029 | 2.3029 | 2.3029
253145-Commercial Condensor Coil Cleaning (all units - savings at 50% of DEER) Com All CZ10 VintAll | 0.12281 | 0.048994 | 0.33915 | 377.4 | 1132.2 | 0 | 0 | 0.074683 | 0 | 0.074683 | 0 | 0.074683 | 0 | 0.074683 | 0 | 2.3029 | 2.3029 | 2.3029 | 2.3029
253145-Commercial Condensor Coil Cleaning (all units - savings at 50% of DEER) Com All CZ10 VintAll | 0.061407 | 0.024497 | 0.16958 | 188.7 | 566.1 | 0 | 0 | 0.07325 | 0 | 0.07325 | 0 | 0.06513 | 0 | 0.06513 | 0 | 2.2467 | 1.9739 | 2.2467 | 1.9739
253145-Commercial Condensor Coil Cleaning (all units - savings at 50% of DEER) Com All CZ10 VintAll | 0.020469 | 0.0081657 | 0.056525 | 62.9 | 188.7 | 0 | 0 | 0.070384 | 0 | 0.070384 | 0 | 0.046023 | 0 | 0.046023 | 0 | 2.1422 | 1.5353 | 2.1422 | 1.5353
253145-Commercial Condensor Coil Cleaning (all units - savings at 50% of DEER) Com All CZ10 VintAll | 0.081876 | 0.032663 | 0.2261 | 251.6 | 754.8 | 0 | 0 | 0.074683 | 0 | 0.074683 | 0 | 0.074683 | 0 | 0.074683 | 0 | 2.3029 | 2.3029 | 2.3029 | 2.3029
253145-Commercial Condensor Coil Cleaning (all units - savings at 50% of DEER) Com All CZ10 VintAll | 0.081876 | 0.032663 | 0.2261 | 251.6 | 754.8 | 0 | 0 | 0.074683 | 0 | 0.074683 | 0 | 0.074683 | 0 | 0.074683 | 0 | 2.3029 | 2.3029 | 2.3029 | 2.3029
253145-Commercial Condensor Coil Cleaning (all units - savings at 50% of DEER) Com All CZ10 VintAll | 0.10234 | 0.040829 | 0.28263 | 314.5 | 943.5 | 0 | 0 | 0.074683 | 0 | 0.074683 | 0 | 0.074683 | 0 | 0.074683 | 0 | 2.3029 | 2.3029 | 2.3029 | 2.3029
253145-Commercial Condensor Coil Cleaning (all units - savings at 50% of DEER) Com All CZ10 VintAll | 0.061407 | 0.024497 | 0.16958 | 188.7 | 566.1 | 0 | 0 | 0.074683 | 0 | 0.074683 | 0 | 0.074683 | 0 | 0.074683 | 0 | 2.3029 | 2.3029 | 2.3029 | 2.3029
253145-Commercial Condensor Coil Cleaning (all units - savings at 50% of DEER) Com All CZ10 VintAll | 0.081876 | 0.032663 | 0.2261 | 251.6 | 754.8 | 0 | 0 | 0.074683 | 0 | 0.074683 | 0 | 0.074683 | 0 | 0.074683 | 0 | 2.3029 | 2.3029 | 2.3029 | 2.3029
253145-Commercial Condensor Coil Cleaning (all units - savings at 50% of DEER) Com All CZ10 VintAll | 0.081876 | 0.032663 | 0.2261 | 251.6 | 754.8 | 0 | 0 | 0.074683 | 0 | 0.074683 | 0 | 0.074683 | 0 | 0.074683 | 0 | 2.3029 | 2.3029 | 2.3029 | 2.3029
253142-Commercial HVAC Diagnostic/Tune-up Com All CZ10 VintAll | 0.23678 | 0.094458 | 0.51 | 727.6 | 7276 | 0 | 0 | 0.10878 | 0 | 0.10878 | 0 | 0.10224 | 0 | 0.10224 | 0 | 4.0205 | 3.4025 | 4.0205 | 3.4025
253145-Commercial Condensor Coil Cleaning (all units - savings at 50% of DEER) Com All CZ10 VintAll | 0.10234 | 0.040829 | 0.28263 | 314.5 | 943.5 | 0 | 0 | 0.074683 | 0 | 0.074683 | 0 | 0.074683 | 0 | 0.074683 | 0 | 2.3029 | 2.3029 | 2.3029 | 2.3029
253142-Commercial HVAC Diagnostic/Tune-up Com All CZ10 VintAll | 0.29597 | 0.11807 | 0.6375 | 909.5 | 9095 | 0 | 0 | 0.10878 | 0 | 0.10878 | 0 | 0.10224 | 0 | 0.10224 | 0 | 4.0205 | 3.4025 | 4.0205 | 3.4025
253142-Commercial HVAC Diagnostic/Tune-up Com All CZ10 VintAll | 0.29597 | 0.11807 | 0.6375 | 909.5 | 9095 | 0 | 0 | 0.10878 | 0 | 0.10878 | 0 | 0.10224 | 0 | 0.10224 | 0 | 4.0205 | 3.4025 | 4.0205 | 3.4025
253142-Commercial HVAC Diagnostic/Tune-up Com All CZ10 VintAll | 0.23678 | 0.094458 | 0.51 | 727.6 | 7276 | 0 | 0 | 0.10878 | 0 | 0.10878 | 0 | 0.10224 | 0 | 0.10224 | 0 | 4.0205 | 3.4025 | 4.0205 | 3.4025
253145-Commercial Condensor Coil Cleaning (all units - savings at 50% of DEER) Com All CZ10 VintAll | 0.10234 | 0.040829 | 0.28263 | 314.5 | 943.5 | 0 | 0 | 0.074683 | 0 | 0.074683 | 0 | 0.074683 | 0 | 0.074683 | 0 | 2.3029 | 2.3029 | 2.3029 | 2.3029
253145-Commercial Condensor Coil Cleaning (all units - savings at 50% of DEER) Com All CZ10 VintAll | 0.081876 | 0.032663 | 0.2261 | 251.6 | 754.8 | 0 | 0 | 0.074683 | 0 | 0.074683 | 0 | 0.074683 | 0 | 0.074683 | 0 | 2.3029 | 2.3029 | 2.3029 | 2.3029
253145-Commercial Condensor Coil Cleaning (all units - savings at 50% of DEER) Com All CZ10 VintAll | 0.14328 | 0.05716 | 0.39567 | 440.3 | 1320.9 | 0 | 0 | 0.074683 | 0 | 0.074683 | 0 | 0.074683 | 0 | 0.074683 | 0 | 2.3029 | 2.3029 | 2.3029 | 2.3029
253142-Commercial HVAC Diagnostic/Tune-up Com All CZ10 VintAll | 0.23678 | 0.094458 | 0.51 | 727.6 | 7276 | 0 | 0 | 0.10878 | 0 | 0.10878 | 0 | 0.10224 | 0 | 0.10224 | 0 | 4.0205 | 3.4025 | 4.0205 | 3.4025
253145-Commercial Condensor Coil Cleaning (all units - savings at 50% of DEER) Com All CZ10 VintAll | 0.040938 | 0.016331 | 0.11305 | 125.8 | 377.4 | 0 | 0 | 0.072534 | 0 | 0.072534 | 0 | 0.060353 | 0 | 0.060353 | 0 | 2.2197 | 1.8423 | 2.2197 | 1.8423
253145-Commercial Condensor Coil Cleaning (all units - savings at 50% of DEER) Com All CZ10 VintAll | 0.12281 | 0.048994 | 0.33915 | 377.4 | 1132.2 | 0 | 0 | 0.074683 | 0 | 0.074683 | 0 | 0.074683 | 0 | 0.074683 | 0 | 2.3029 | 2.3029 | 2.3029 | 2.3029
253145-Commercial Condensor Coil Cleaning (all units - savings at 50% of DEER) Com All CZ10 VintAll | 0.061407 | 0.024497 | 0.16958 | 188.7 | 566.1 | 0 | 0 | 0.074683 | 0 | 0.074683 | 0 | 0.074683 | 0 | 0.074683 | 0 | 2.3029 | 2.3029 | 2.3029 | 2.3029
253142-Commercial HVAC Diagnostic/Tune-up Com All CZ10 VintAll | 0.17758 | 0.070843 | 0.3825 | 545.7 | 5457 | 0 | 0 | 0.10878 | 0 | 0.10878 | 0 | 0.10224 | 0 | 0.10224 | 0 | 4.0205 | 3.4025 | 4.0205 | 3.4025
253142-Commercial HVAC Diagnostic/Tune-up Com All CZ10 VintAll | 0.23678 | 0.094458 | 0.51 | 727.6 | 7276 | 0 | 0 | 0.10878 | 0 | 0.10878 | 0 | 0.10224 | 0 | 0.10224 | 0 | 4.0205 | 3.4025 | 4.0205 | 3.4025
253142-Commercial HVAC Diagnostic/Tune-up Com All CZ10 VintAll | 0.11839 | 0.047229 | 0.255 | 363.8 | 3638 | 0 | 0 | 0.10718 | 0 | 0.10718 | 0 | 0.091598 | 0 | 0.091598 | 0 | 3.8499 | 2.722 | 3.8499 | 2.722
253142-Commercial HVAC Diagnostic/Tune-up Com All CZ10 VintAll | 0.35516 | 0.14169 | 0.765 | 1091.4 | 10914 | 0 | 0 | 0.10878 | 0 | 0.10878 | 0 | 0.10224 | 0 | 0.10224 | 0 | 4.0205 | 3.4025 | 4.0205 | 3.4025
253142-Commercial HVAC Diagnostic/Tune-up Com All CZ10 VintAll | 0.17758 | 0.070843 | 0.3825 | 545.7 | 5457 | 0 | 0 | 0.10878 | 0 | 0.10878 | 0 | 0.10224 | 0 | 0.10224 | 0 | 4.0205 | 3.4025 | 4.0205 | 3.4025
253145-Commercial Condensor Coil Cleaning (all units - savings at 50% of DEER) Com All CZ10 VintAll | 0.081876 | 0.032663 | 0.2261 | 251.6 | 754.8 | 0 | 0 | 0.074683 | 0 | 0.074683 | 0 | 0.074683 | 0 | 0.074683 | 0 | 2.3029 | 2.3029 | 2.3029 | 2.3029
253145-Commercial Condensor Coil Cleaning (all units - savings at 50% of DEER) Com All CZ10 VintAll | 0.061407 | 0.024497 | 0.16958 | 188.7 | 566.1 | 0 | 0 | 0.074683 | 0 | 0.074683 | 0 | 0.074683 | 0 | 0.074683 | 0 | 2.3029 | 2.3029 | 2.3029 | 2.3029
253145-Commercial Condensor Coil Cleaning (all units - savings at 50% of DEER) Com All CZ10 VintAll | 0.081876 | 0.032663 | 0.2261 | 251.6 | 754.8 | 0 | 0 | 0.074683 | 0 | 0.074683 | 0 | 0.074683 | 0 | 0.074683 | 0 | 2.3029 | 2.3029 | 2.3029 | 2.3029
253142-Commercial HVAC Diagnostic/Tune-up Com All CZ10 VintAll | 0.17758 | 0.070843 | 0.3825 | 545.7 | 5457 | 0 | 0 | 0.10878 | 0 | 0.10878 | 0 | 0.10224 | 0 | 0.10224 | 0 | 4.0205 | 3.4025 | 4.0205 | 3.4025
253142-Commercial HVAC Diagnostic/Tune-up Com All CZ10 VintAll | 0.29597 | 0.11807 | 0.6375 | 909.5 | 9095 | 0 | 0 | 0.10878 | 0 | 0.10878 | 0 | 0.10224 | 0 | 0.10224 | 0 | 4.0205 | 3.4025 | 4.0205 | 3.4025
253142-Commercial HVAC Diagnostic/Tune-up Com All CZ10 VintAll | 0.23678 | 0.094458 | 0.51 | 727.6 | 7276 | 0 | 0 | 0.10878 | 0 | 0.10878 | 0 | 0.10224 | 0 | 0.10224 | 0 | 4.0205 | 3.4025 | 4.0205 | 3.4025
253145-Commercial Condensor Coil Cleaning (all units - savings at 50% of DEER) Com All CZ10 VintAll | 0.061407 | 0.024497 | 0.16958 | 188.7 | 566.1 | 0 | 0 | 0.074683 | 0 | 0.074683 | 0 | 0.074683 | 0 | 0.074683 | 0 | 2.3029 | 2.3029 | 2.3029 | 2.3029
253145-Commercial Condensor Coil Cleaning (all units - savings at 50% of DEER) Com All CZ10 VintAll | 0.10234 | 0.040829 | 0.28263 | 314.5 | 943.5 | 0 | 0 | 0.074683 | 0 | 0.074683 | 0 | 0.074683 | 0 | 0.074683 | 0 | 2.3029 | 2.3029 | 2.3029 | 2.3029
253145-Commercial Condensor Coil Cleaning (all units - savings at 50% of DEER) Com All CZ10 VintAll | 0.081876 | 0.032663 | 0.2261 | 251.6 | 754.8 | 0 | 0 | 0.074683 | 0 | 0.074683 | 0 | 0.074683 | 0 | 0.074683 | 0 | 2.3029 | 2.3029 | 2.3029 | 2.3029
253141-Commercial HVAC Diagnostic/Tune-up Com All CZ07 VintAll | 0.16265 | 0.064885 | 0.3825 | 499.8 | 4998 | 0 | 0 | 0.10431 | 0 | 0.10431 | 0 | 0.090585 | 0 | 0.090585 | 0 | 3.5766 | 2.6712 | 3.5766 | 2.6712
253141-Commercial HVAC Diagnostic/Tune-up Com All CZ07 VintAll | 0.16265 | 0.064885 | 0.3825 | 499.8 | 4998 | 0 | 0 | 0.10431 | 0 | 0.10431 | 0 | 0.090585 | 0 | 0.090585 | 0 | 3.5766 | 2.6712 | 3.5766 | 2.6712
253141-Commercial HVAC Diagnostic/Tune-up Com All CZ07 VintAll | 0.21686 | 0.086513 | 0.51 | 666.4 | 6664 | 0 | 0 | 0.10547 | 0 | 0.10547 | 0 | 0.098328 | 0 | 0.098328 | 0 | 3.6823 | 3.1164 | 3.6823 | 3.1164
253144-Commercial Condensor Coil Cleaning (all units - savings at 50% of DEER) Com All CZ07 VintAll | 0.049789 | 0.019863 | 0.11985 | 153 | 459 | 0 | 0 | 0.059541 | 0 | 0.059541 | 0 | 0.049526 | 0 | 0.049526 | 0 | 1.8217 | 1.6005 | 1.8217 | 1.6005
253144-Commercial Condensor Coil Cleaning (all units - savings at 50% of DEER) Com All CZ07 VintAll | 0.049789 | 0.019863 | 0.11985 | 153 | 459 | 0 | 0 | 0.059541 | 0 | 0.059541 | 0 | 0.049526 | 0 | 0.049526 | 0 | 1.8217 | 1.6005 | 1.8217 | 1.6005
253144-Commercial Condensor Coil Cleaning (all units - savings at 50% of DEER) Com All CZ07 VintAll | 0.066386 | 0.026484 | 0.1598 | 204 | 612 | 0 | 0 | 0.061308 | 0 | 0.061308 | 0 | 0.061308 | 0 | 0.061308 | 0 | 1.8672 | 1.8672 | 1.8672 | 1.8672
253141-Commercial HVAC Diagnostic/Tune-up Com All CZ07 VintAll | 0.27108 | 0.10814 | 0.6375 | 833 | 8330 | 0 | 0 | 0.10547 | 0 | 0.10547 | 0 | 0.098328 | 0 | 0.098328 | 0 | 3.6823 | 3.1164 | 3.6823 | 3.1164
253144-Commercial Condensor Coil Cleaning (all units - savings at 50% of DEER) Com All CZ07 VintAll | 0.082982 | 0.033104 | 0.19975 | 255 | 765 | 0 | 0 | 0.061308 | 0 | 0.061308 | 0 | 0.061308 | 0 | 0.061308 | 0 | 1.8672 | 1.8672 | 1.8672 | 1.8672
253141-Commercial HVAC Diagnostic/Tune-up Com All CZ07 VintAll | 0.10843 | 0.043256 | 0.255 | 333.2 | 3332 | 0 | 0 | 0.10373 | 0 | 0.10373 | 0 | 0.086713 | 0 | 0.086713 | 0 | 3.5261 | 2.4931 | 3.5261 | 2.4931
253144-Commercial Condensor Coil Cleaning (all units - savings at 50% of DEER) Com All CZ07 VintAll | 0.033193 | 0.013242 | 0.0799 | 102 | 306 | 0 | 0 | 0.058657 | 0 | 0.058657 | 0 | 0.043634 | 0 | 0.043634 | 0 | 1.7997 | 1.4938 | 1.7997 | 1.4938
253141-Commercial HVAC Diagnostic/Tune-up Com All CZ07 VintAll | 0.32529 | 0.12977 | 0.765 | 999.6 | 9996 | 0 | 0 | 0.10489 | 0 | 0.10489 | 0 | 0.094457 | 0 | 0.094457 | 0 | 3.6287 | 2.8766 | 3.6287 | 2.8766
253141-Commercial HVAC Diagnostic/Tune-up Com All CZ07 VintAll | 0.21686 | 0.086513 | 0.51 | 666.4 | 6664 | 0 | 0 | 0.10547 | 0 | 0.10547 | 0 | 0.098328 | 0 | 0.098328 | 0 | 3.6823 | 3.1164 | 3.6823 | 3.1164
253141-Commercial HVAC Diagnostic/Tune-up Com All CZ07 VintAll | 0.21686 | 0.086513 | 0.51 | 666.4 | 6664 | 0 | 0 | 0.10547 | 0 | 0.10547 | 0 | 0.098328 | 0 | 0.098328 | 0 | 3.6823 | 3.1164 | 3.6823 | 3.1164
253144-Commercial Condensor Coil Cleaning (all units - savings at 50% of DEER) Com All CZ07 VintAll | 0.066386 | 0.026484 | 0.1598 | 204 | 612 | 0 | 0 | 0.061308 | 0 | 0.061308 | 0 | 0.061308 | 0 | 0.061308 | 0 | 1.8672 | 1.8672 | 1.8672 | 1.8672
253144-Commercial Condensor Coil Cleaning (all units - savings at 50% of DEER) Com All CZ07 VintAll | 0.066386 | 0.026484 | 0.1598 | 204 | 612 | 0 | 0 | 0.061308 | 0 | 0.061308 | 0 | 0.061308 | 0 | 0.061308 | 0 | 1.8672 | 1.8672 | 1.8672 | 1.8672
253141-Commercial HVAC Diagnostic/Tune-up Com All CZ07 VintAll | 0.16265 | 0.064885 | 0.3825 | 499.8 | 4998 | 0 | 0 | 0.10547 | 0 | 0.10547 | 0 | 0.098328 | 0 | 0.098328 | 0 | 3.6823 | 3.1164 | 3.6823 | 3.1164
253144-Commercial Condensor Coil Cleaning (all units - savings at 50% of DEER) Com All CZ07 VintAll | 0.049789 | 0.019863 | 0.11985 | 153 | 459 | 0 | 0 | 0.061308 | 0 | 0.061308 | 0 | 0.061308 | 0 | 0.061308 | 0 | 1.8672 | 1.8672 | 1.8672 | 1.8672
253144-Commercial Condensor Coil Cleaning (all units - savings at 50% of DEER) Com All CZ07 VintAll | 0.049789 | 0.019863 | 0.11985 | 153 | 459 | 0 | 0 | 0.061308 | 0 | 0.061308 | 0 | 0.061308 | 0 | 0.061308 | 0 | 1.8672 | 1.8672 | 1.8672 | 1.8672
253144-Commercial Condensor Coil Cleaning (all units - savings at 50% of DEER) Com All CZ07 VintAll | 0.049789 | 0.019863 | 0.11985 | 153 | 459 | 0 | 0 | 0.061308 | 0 | 0.061308 | 0 | 0.061308 | 0 | 0.061308 | 0 | 1.8672 | 1.8672 | 1.8672 | 1.8672
253144-Commercial Condensor Coil Cleaning (all units - savings at 50% of DEER) Com All CZ07 VintAll | 0.049789 | 0.019863 | 0.11985 | 153 | 459 | 0 | 0 | 0.061308 | 0 | 0.061308 | 0 | 0.061308 | 0 | 0.061308 | 0 | 1.8672 | 1.8672 | 1.8672 | 1.8672
253144-Commercial Condensor Coil Cleaning (all units - savings at 50% of DEER) Com All CZ07 VintAll | 0.049789 | 0.019863 | 0.11985 | 153 | 459 | 0 | 0 | 0.061308 | 0 | 0.061308 | 0 | 0.061308 | 0 | 0.061308 | 0 | 1.8672 | 1.8672 | 1.8672 | 1.8672
253144-Commercial Condensor Coil Cleaning (all units - savings at 50% of DEER) Com All CZ07 VintAll | 0.049789 | 0.019863 | 0.11985 | 153 | 459 | 0 | 0 | 0.061308 | 0 | 0.061308 | 0 | 0.061308 | 0 | 0.061308 | 0 | 1.8672 | 1.8672 | 1.8672 | 1.8672
253144-Commercial Condensor Coil Cleaning (all units - savings at 50% of DEER) Com All CZ07 VintAll | 0.049789 | 0.019863 | 0.11985 | 153 | 459 | 0 | 0 | 0.061308 | 0 | 0.061308 | 0 | 0.061308 | 0 | 0.061308 | 0 | 1.8672 | 1.8672 | 1.8672 | 1.8672
253144-Commercial Condensor Coil Cleaning (all units - savings at 50% of DEER) Com All CZ07 VintAll | 0.049789 | 0.019863 | 0.11985 | 153 | 459 | 0 | 0 | 0.061308 | 0 | 0.061308 | 0 | 0.061308 | 0 | 0.061308 | 0 | 1.8672 | 1.8672 | 1.8672 | 1.8672
253144-Commercial Condensor Coil Cleaning (all units - savings at 50% of DEER) Com All CZ07 VintAll | 0.049789 | 0.019863 | 0.11985 | 153 | 459 | 0 | 0 | 0.061308 | 0 | 0.061308 | 0 | 0.061308 | 0 | 0.061308 | 0 | 1.8672 | 1.8672 | 1.8672 | 1.8672
253144-Commercial Condensor Coil Cleaning (all units - savings at 50% of DEER) Com All CZ07 VintAll | 0.049789 | 0.019863 | 0.11985 | 153 | 459 | 0 | 0 | 0.061308 | 0 | 0.061308 | 0 | 0.061308 | 0 | 0.061308 | 0 | 1.8672 | 1.8672 | 1.8672 | 1.8672
253141-Commercial HVAC Diagnostic/Tune-up Com All CZ07 VintAll | 0.16265 | 0.064885 | 0.3825 | 499.8 | 4998 | 0 | 0 | 0.10547 | 0 | 0.10547 | 0 | 0.098328 | 0 | 0.098328 | 0 | 3.6823 | 3.1164 | 3.6823 | 3.1164
253141-Commercial HVAC Diagnostic/Tune-up Com All CZ07 VintAll | 0.16265 | 0.064885 | 0.3825 | 499.8 | 4998 | 0 | 0 | 0.10547 | 0 | 0.10547 | 0 | 0.098328 | 0 | 0.098328 | 0 | 3.6823 | 3.1164 | 3.6823 | 3.1164
253141-Commercial HVAC Diagnostic/Tune-up Com All CZ07 VintAll | 0.16265 | 0.064885 | 0.3825 | 499.8 | 4998 | 0 | 0 | 0.10547 | 0 | 0.10547 | 0 | 0.098328 | 0 | 0.098328 | 0 | 3.6823 | 3.1164 | 3.6823 | 3.1164
253141-Commercial HVAC Diagnostic/Tune-up Com All CZ07 VintAll | 0.16265 | 0.064885 | 0.3825 | 499.8 | 4998 | 0 | 0 | 0.10547 | 0 | 0.10547 | 0 | 0.098328 | 0 | 0.098328 | 0 | 3.6823 | 3.1164 | 3.6823 | 3.1164
253141-Commercial HVAC Diagnostic/Tune-up Com All CZ07 VintAll | 0.16265 | 0.064885 | 0.3825 | 499.8 | 4998 | 0 | 0 | 0.10547 | 0 | 0.10547 | 0 | 0.098328 | 0 | 0.098328 | 0 | 3.6823 | 3.1164 | 3.6823 | 3.1164
253141-Commercial HVAC Diagnostic/Tune-up Com All CZ07 VintAll | 0.16265 | 0.064885 | 0.3825 | 499.8 | 4998 | 0 | 0 | 0.10547 | 0 | 0.10547 | 0 | 0.098328 | 0 | 0.098328 | 0 | 3.6823 | 3.1164 | 3.6823 | 3.1164
253141-Commercial HVAC Diagnostic/Tune-up Com All CZ07 VintAll | 0.16265 | 0.064885 | 0.3825 | 499.8 | 4998 | 0 | 0 | 0.10547 | 0 | 0.10547 | 0 | 0.098328 | 0 | 0.098328 | 0 | 3.6823 | 3.1164 | 3.6823 | 3.1164
253141-Commercial HVAC Diagnostic/Tune-up Com All CZ07 VintAll | 0.16265 | 0.064885 | 0.3825 | 499.8 | 4998 | 0 | 0 | 0.10547 | 0 | 0.10547 | 0 | 0.098328 | 0 | 0.098328 | 0 | 3.6823 | 3.1164 | 3.6823 | 3.1164
253144-Commercial Condensor Coil Cleaning (all units - savings at 50% of DEER) Com All CZ07 VintAll | 0.049789 | 0.019863 | 0.11985 | 153 | 459 | 0 | 0 | 0.061308 | 0 | 0.061308 | 0 | 0.061308 | 0 | 0.061308 | 0 | 1.8672 | 1.8672 | 1.8672 | 1.8672
253141-Commercial HVAC Diagnostic/Tune-up Com All CZ07 VintAll | 0.16265 | 0.064885 | 0.3825 | 499.8 | 4998 | 0 | 0 | 0.10431 | 0 | 0.10431 | 0 | 0.090585 | 0 | 0.090585 | 0 | 3.5766 | 2.6712 | 3.5766 | 2.6712
253144-Commercial Condensor Coil Cleaning (all units - savings at 50% of DEER) Com All CZ07 VintAll | 0.049789 | 0.019863 | 0.11985 | 153 | 459 | 0 | 0 | 0.059541 | 0 | 0.059541 | 0 | 0.049526 | 0 | 0.049526 | 0 | 1.8217 | 1.6005 | 1.8217 | 1.6005
253141-Commercial HVAC Diagnostic/Tune-up Com All CZ07 VintAll | 0.10843 | 0.043256 | 0.255 | 333.2 | 3332 | 0 | 0 | 0.10547 | 0 | 0.10547 | 0 | 0.098328 | 0 | 0.098328 | 0 | 3.6823 | 3.1164 | 3.6823 | 3.1164
253144-Commercial Condensor Coil Cleaning (all units - savings at 50% of DEER) Com All CZ07 VintAll | 0.049789 | 0.019863 | 0.11985 | 153 | 459 | 0 | 0 | 0.061308 | 0 | 0.061308 | 0 | 0.061308 | 0 | 0.061308 | 0 | 1.8672 | 1.8672 | 1.8672 | 1.8672
253144-Commercial Condensor Coil Cleaning (all units - savings at 50% of DEER) Com All CZ07 VintAll | 0.082982 | 0.033104 | 0.19975 | 255 | 765 | 0 | 0 | 0.061308 | 0 | 0.061308 | 0 | 0.061308 | 0 | 0.061308 | 0 | 1.8672 | 1.8672 | 1.8672 | 1.8672
253144-Commercial Condensor Coil Cleaning (all units - savings at 50% of DEER) Com All CZ07 VintAll | 0.082982 | 0.033104 | 0.19975 | 255 | 765 | 0 | 0 | 0.061308 | 0 | 0.061308 | 0 | 0.061308 | 0 | 0.061308 | 0 | 1.8672 | 1.8672 | 1.8672 | 1.8672
253144-Commercial Condensor Coil Cleaning (all units - savings at 50% of DEER) Com All CZ07 VintAll | 0.082982 | 0.033104 | 0.19975 | 255 | 765 | 0 | 0 | 0.061308 | 0 | 0.061308 | 0 | 0.061308 | 0 | 0.061308 | 0 | 1.8672 | 1.8672 | 1.8672 | 1.8672
253144-Commercial Condensor Coil Cleaning (all units - savings at 50% of DEER) Com All CZ07 VintAll | 0.049789 | 0.019863 | 0.11985 | 153 | 459 | 0 | 0 | 0.061308 | 0 | 0.061308 | 0 | 0.061308 | 0 | 0.061308 | 0 | 1.8672 | 1.8672 | 1.8672 | 1.8672
253144-Commercial Condensor Coil Cleaning (all units - savings at 50% of DEER) Com All CZ07 VintAll | 0.066386 | 0.026484 | 0.1598 | 204 | 612 | 0 | 0 | 0.061308 | 0 | 0.061308 | 0 | 0.061308 | 0 | 0.061308 | 0 | 1.8672 | 1.8672 | 1.8672 | 1.8672
253144-Commercial Condensor Coil Cleaning (all units - savings at 50% of DEER) Com All CZ07 VintAll | 0.049789 | 0.019863 | 0.11985 | 153 | 459 | 0 | 0 | 0.061308 | 0 | 0.061308 | 0 | 0.061308 | 0 | 0.061308 | 0 | 1.8672 | 1.8672 | 1.8672 | 1.8672
253141-Commercial HVAC Diagnostic/Tune-up Com All CZ07 VintAll | 0.16265 | 0.064885 | 0.3825 | 499.8 | 4998 | 0 | 0 | 0.10547 | 0 | 0.10547 | 0 | 0.098328 | 0 | 0.098328 | 0 | 3.6823 | 3.1164 | 3.6823 | 3.1164
253141-Commercial HVAC Diagnostic/Tune-up Com All CZ07 VintAll | 0.27108 | 0.10814 | 0.6375 | 833 | 8330 | 0 | 0 | 0.10547 | 0 | 0.10547 | 0 | 0.098328 | 0 | 0.098328 | 0 | 3.6823 | 3.1164 | 3.6823 | 3.1164
253141-Commercial HVAC Diagnostic/Tune-up Com All CZ07 VintAll | 0.27108 | 0.10814 | 0.6375 | 833 | 8330 | 0 | 0 | 0.10547 | 0 | 0.10547 | 0 | 0.098328 | 0 | 0.098328 | 0 | 3.6823 | 3.1164 | 3.6823 | 3.1164
253141-Commercial HVAC Diagnostic/Tune-up Com All CZ07 VintAll | 0.27108 | 0.10814 | 0.6375 | 833 | 8330 | 0 | 0 | 0.10547 | 0 | 0.10547 | 0 | 0.098328 | 0 | 0.098328 | 0 | 3.6823 | 3.1164 | 3.6823 | 3.1164
253141-Commercial HVAC Diagnostic/Tune-up Com All CZ07 VintAll | 0.16265 | 0.064885 | 0.3825 | 499.8 | 4998 | 0 | 0 | 0.10547 | 0 | 0.10547 | 0 | 0.098328 | 0 | 0.098328 | 0 | 3.6823 | 3.1164 | 3.6823 | 3.1164
253141-Commercial HVAC Diagnostic/Tune-up Com All CZ07 VintAll | 0.21686 | 0.086513 | 0.51 | 666.4 | 6664 | 0 | 0 | 0.10547 | 0 | 0.10547 | 0 | 0.098328 | 0 | 0.098328 | 0 | 3.6823 | 3.1164 | 3.6823 | 3.1164
253141-Commercial HVAC Diagnostic/Tune-up Com All CZ07 VintAll | 0.16265 | 0.064885 | 0.3825 | 499.8 | 4998 | 0 | 0 | 0.10547 | 0 | 0.10547 | 0 | 0.098328 | 0 | 0.098328 | 0 | 3.6823 | 3.1164 | 3.6823 | 3.1164
253144-Commercial Condensor Coil Cleaning (all units - savings at 50% of DEER) Com All CZ07 VintAll | 0.033193 | 0.013242 | 0.0799 | 102 | 306 | 0 | 0 | 0.061308 | 0 | 0.061308 | 0 | 0.061308 | 0 | 0.061308 | 0 | 1.8672 | 1.8672 | 1.8672 | 1.8672
253145-Commercial Condensor Coil Cleaning (all units - savings at 50% of DEER) Com All CZ10 VintAll | 0.10234 | 0.040829 | 0.28263 | 314.5 | 943.5 | 0 | 0 | 0.074683 | 0 | 0.074683 | 0 | 0.074683 | 0 | 0.074683 | 0 | 2.3029 | 2.3029 | 2.3029 | 2.3029
253145-Commercial Condensor Coil Cleaning (all units - savings at 50% of DEER) Com All CZ10 VintAll | 0.10234 | 0.040829 | 0.28263 | 314.5 | 943.5 | 0 | 0 | 0.074683 | 0 | 0.074683 | 0 | 0.074683 | 0 | 0.074683 | 0 | 2.3029 | 2.3029 | 2.3029 | 2.3029
253145-Commercial Condensor Coil Cleaning (all units - savings at 50% of DEER) Com All CZ10 VintAll | 0.10234 | 0.040829 | 0.28263 | 314.5 | 943.5 | 0 | 0 | 0.074683 | 0 | 0.074683 | 0 | 0.074683 | 0 | 0.074683 | 0 | 2.3029 | 2.3029 | 2.3029 | 2.3029
253141-Commercial HVAC Diagnostic/Tune-up Com All CZ07 VintAll | 0.27108 | 0.10814 | 0.6375 | 833 | 8330 | 0 | 0 | 0.10547 | 0 | 0.10547 | 0 | 0.098328 | 0 | 0.098328 | 0 | 3.6823 | 3.1164 | 3.6823 | 3.1164
253144-Commercial Condensor Coil Cleaning (all units - savings at 50% of DEER) Com All CZ07 VintAll | 0.082982 | 0.033104 | 0.19975 | 255 | 765 | 0 | 0 | 0.061308 | 0 | 0.061308 | 0 | 0.061308 | 0 | 0.061308 | 0 | 1.8672 | 1.8672 | 1.8672 | 1.8672
253141-Commercial HVAC Diagnostic/Tune-up Com All CZ07 VintAll | 0.32529 | 0.12977 | 0.765 | 999.6 | 9996 | 0 | 0 | 0.10518 | 0 | 0.10518 | 0 | 0.096392 | 0 | 0.096392 | 0 | 3.6553 | 2.9917 | 3.6553 | 2.9917
253141-Commercial HVAC Diagnostic/Tune-up Com All CZ07 VintAll | 0.32529 | 0.12977 | 0.765 | 999.6 | 9996 | 0 | 0 | 0.10518 | 0 | 0.10518 | 0 | 0.096392 | 0 | 0.096392 | 0 | 3.6553 | 2.9917 | 3.6553 | 2.9917
253144-Commercial Condensor Coil Cleaning (all units - savings at 50% of DEER) Com All CZ07 VintAll | 0.099579 | 0.039725 | 0.2397 | 306 | 918 | 0 | 0 | 0.060867 | 0 | 0.060867 | 0 | 0.058363 | 0 | 0.058363 | 0 | 1.8556 | 1.7925 | 1.8556 | 1.7925
253144-Commercial Condensor Coil Cleaning (all units - savings at 50% of DEER) Com All CZ07 VintAll | 0.099579 | 0.039725 | 0.2397 | 306 | 918 | 0 | 0 | 0.060867 | 0 | 0.060867 | 0 | 0.058363 | 0 | 0.058363 | 0 | 1.8556 | 1.7925 | 1.8556 | 1.7925
253142-Commercial HVAC Diagnostic/Tune-up Com All CZ10 VintAll | 0.17758 | 0.070843 | 0.3825 | 545.7 | 5457 | 0 | 0 | 0.10878 | 0 | 0.10878 | 0 | 0.10224 | 0 | 0.10224 | 0 | 4.0205 | 3.4025 | 4.0205 | 3.4025
253145-Commercial Condensor Coil Cleaning (all units - savings at 50% of DEER) Com All CZ10 VintAll | 0.061407 | 0.024497 | 0.16958 | 188.7 | 566.1 | 0 | 0 | 0.074683 | 0 | 0.074683 | 0 | 0.074683 | 0 | 0.074683 | 0 | 2.3029 | 2.3029 | 2.3029 | 2.3029
253142-Commercial HVAC Diagnostic/Tune-up Com All CZ10 VintAll | 0.29597 | 0.11807 | 0.6375 | 909.5 | 9095 | 0 | 0 | 0.10878 | 0 | 0.10878 | 0 | 0.10224 | 0 | 0.10224 | 0 | 4.0205 | 3.4025 | 4.0205 | 3.4025
253142-Commercial HVAC Diagnostic/Tune-up Com All CZ10 VintAll | 0.29597 | 0.11807 | 0.6375 | 909.5 | 9095 | 0 | 0 | 0.10878 | 0 | 0.10878 | 0 | 0.10224 | 0 | 0.10224 | 0 | 4.0205 | 3.4025 | 4.0205 | 3.4025
253142-Commercial HVAC Diagnostic/Tune-up Com All CZ10 VintAll | 0.35516 | 0.14169 | 0.765 | 1091.4 | 10914 | 0 | 0 | 0.10878 | 0 | 0.10878 | 0 | 0.10224 | 0 | 0.10224 | 0 | 4.0205 | 3.4025 | 4.0205 | 3.4025
253142-Commercial HVAC Diagnostic/Tune-up Com All CZ10 VintAll | 0.17758 | 0.070843 | 0.3825 | 545.7 | 5457 | 0 | 0 | 0.10878 | 0 | 0.10878 | 0 | 0.10224 | 0 | 0.10224 | 0 | 4.0205 | 3.4025 | 4.0205 | 3.4025
253145-Commercial Condensor Coil Cleaning (all units - savings at 50% of DEER) Com All CZ10 VintAll | 0.061407 | 0.024497 | 0.16958 | 188.7 | 566.1 | 0 | 0 | 0.074683 | 0 | 0.074683 | 0 | 0.074683 | 0 | 0.074683 | 0 | 2.3029 | 2.3029 | 2.3029 | 2.3029
253145-Commercial Condensor Coil Cleaning (all units - savings at 50% of DEER) Com All CZ10 VintAll | 0.10234 | 0.040829 | 0.28263 | 314.5 | 943.5 | 0 | 0 | 0.074683 | 0 | 0.074683 | 0 | 0.074683 | 0 | 0.074683 | 0 | 2.3029 | 2.3029 | 2.3029 | 2.3029
253145-Commercial Condensor Coil Cleaning (all units - savings at 50% of DEER) Com All CZ10 VintAll | 0.10234 | 0.040829 | 0.28263 | 314.5 | 943.5 | 0 | 0 | 0.074683 | 0 | 0.074683 | 0 | 0.074683 | 0 | 0.074683 | 0 | 2.3029 | 2.3029 | 2.3029 | 2.3029
253145-Commercial Condensor Coil Cleaning (all units - savings at 50% of DEER) Com All CZ10 VintAll | 0.12281 | 0.048994 | 0.33915 | 377.4 | 1132.2 | 0 | 0 | 0.074683 | 0 | 0.074683 | 0 | 0.074683 | 0 | 0.074683 | 0 | 2.3029 | 2.3029 | 2.3029 | 2.3029
253142-Commercial HVAC Diagnostic/Tune-up Com All CZ10 VintAll | 0.11839 | 0.047229 | 0.255 | 363.8 | 3638 | 0 | 0 | 0.10878 | 0 | 0.10878 | 0 | 0.10224 | 0 | 0.10224 | 0 | 4.0205 | 3.4025 | 4.0205 | 3.4025
253145-Commercial Condensor Coil Cleaning (all units - savings at 50% of DEER) Com All CZ10 VintAll | 0.040938 | 0.016331 | 0.11305 | 125.8 | 377.4 | 0 | 0 | 0.074683 | 0 | 0.074683 | 0 | 0.074683 | 0 | 0.074683 | 0 | 2.3029 | 2.3029 | 2.3029 | 2.3029
253142-Commercial HVAC Diagnostic/Tune-up Com All CZ10 VintAll | 0.23678 | 0.094458 | 0.51 | 727.6 | 7276 | 0 | 0 | 0.10878 | 0 | 0.10878 | 0 | 0.10224 | 0 | 0.10224 | 0 | 4.0205 | 3.4025 | 4.0205 | 3.4025
253145-Commercial Condensor Coil Cleaning (all units - savings at 50% of DEER) Com All CZ10 VintAll | 0.081876 | 0.032663 | 0.2261 | 251.6 | 754.8 | 0 | 0 | 0.074683 | 0 | 0.074683 | 0 | 0.074683 | 0 | 0.074683 | 0 | 2.3029 | 2.3029 | 2.3029 | 2.3029
253145-Commercial Condensor Coil Cleaning (all units - savings at 50% of DEER) Com All CZ10 VintAll | 0.081876 | 0.032663 | 0.2261 | 251.6 | 754.8 | 0 | 0 | 0.074683 | 0 | 0.074683 | 0 | 0.074683 | 0 | 0.074683 | 0 | 2.3029 | 2.3029 | 2.3029 | 2.3029
253142-Commercial HVAC Diagnostic/Tune-up Com All CZ10 VintAll | 0.11839 | 0.047229 | 0.255 | 363.8 | 3638 | 0 | 0 | 0.10878 | 0 | 0.10878 | 0 | 0.10224 | 0 | 0.10224 | 0 | 4.0205 | 3.4025 | 4.0205 | 3.4025
253142-Commercial HVAC Diagnostic/Tune-up Com All CZ10 VintAll | 0.11839 | 0.047229 | 0.255 | 363.8 | 3638 | 0 | 0 | 0.10878 | 0 | 0.10878 | 0 | 0.10224 | 0 | 0.10224 | 0 | 4.0205 | 3.4025 | 4.0205 | 3.4025

## Output
Program Summary |  | Nominal | Present Value | [5 empty] | Avoided Cost Version
Proposer Name |  | 0 | [6 empty] | 2010-05-04
Program Name |  | 0 | [6 empty] | 2010-05-04
Total Program Budget ($) |  | 109168.6 | 106923.2125 | [5 empty] | Base Year
2009
Net Participant Cost ($) |  | -15379.4188 | -15063.0938 | [5 empty] | SDG&E 09-11 4g3.xls
Program Impacts | [9 empty] | Program Impacts (Gross)
| Annual Net kWh | Lifecycle Net kWh | Annual Net Therms | Lifecycle Net Therms | Net Jul-Sept Pk (kW) | Net Dec-Feb Pk (kW) | Net CEC (kW) | User Entered kW |  |  | Annual Gross kWh | Lifecycle Gross kWh | Annual Gross Therms | Lifecycle Gross Therms | User Entered kW
2009-2011 | 383224.2 | 3138626.7 | 0 | 0 | 124.7092 | 49.7506 | 0 | 291.9967 |  | 2009-2011 | 450852 | 3692502 | 0 | 0 | 343.5255
2012-2015 | 0 | 0 | 0 | 0 | 0 | 0 | 0 | 0 |  | 2012-2015 | 0 | 0 | 0 | 0 | 0
2016-2019 | 0 | 0 | 0 | 0 | 0 | 0 | 0 | 0 |  | 2016-2019 | 0 | 0 | 0 | 0 | 0
Cost Effectiveness (Lifecycle Present Value Dollars)
|  | Benefits |  |  | Benefit - Cost
| Cost | Electric | Gas | Incentives | NPV | B/C Ratio | Notes
Program TRC ($) | 91860.1187 | 323402.7835 | 0 | NA | 231542.6648 | 3.5206 | *1
Program PAC ($) | 106923.2125 | 323402.7835 | 0 | NA | 216479.571 | 3.0246 | *1,2
Program RIM ($) | 106923.2125 | 323402.7835 | 0 | NA | 216479.571 | 3.0246 | *1
*1 B/C Ratio is an approximation because any supply cost increases are treated as negative benefits rather than as a cost as in the Standard Practice Manual
*2 PAC benefits include environmental costs. This is to be consistent with the TRC benefits, but is not strictly consistent with the Standard Practice Manual.
Levelized Cost and Benefit (All Measures Installed through 2019)
| Discounted Savings |  |  |  | Benefit - Cost
| kWh | Therms | Cost | Benefits | NPV
TRC ($/kWh ) | 2257374.1298 |  | 0.040693 | 0.14327 | 0.10257
PAC ($/kWh) | 2257374.1298 |  | 0.047366 | 0.14327 | 0.095899
RIM ($/kWh) | 2257374.1298 |  | 0.047366 | 0.14327 | 0.095899
TRC ($/therm) |  | 0 | 0 | 0 | 0
PAC ($/therm) |  | 0 | 0 | 0 | 0
RIM ($/therm) |  | 0 | 0 | 0 | 0
Emissions Reductions | [9 empty] | Emissions Reductions (Gross)
| Electric Reductions |  |  | Gas Reductions | [6 empty] | Electric Reductions |  |  | Gas Reductions
Annual Reductions | CO2 (tons) | NOX (lbs) | PM-10 (lbs) | CO2 (tons) | NOX (lbs) |  |  |  |  | Annual Reductions | CO2 (tons) | NOX (lbs) | PM-10 (lbs) | CO2 (tons) | NOX (lbs)
2009 | 220.3156 | 59.8102 | 28.2695 | 0 | 0 | * annual reductions are the units |  |  |  | 2009 | 259.1948 | 70.3649 | 33.2582 | 0 | 0 | * annual reductions are the units
2010 | 0 | 0 | 0 | 0 | 0 | implemented in the year, times |  |  |  | 2010 | 0 | 0 | 0 | 0 | 0 | implemented in the year, times
2011 | 0 | 0 | 0 | 0 | 0 | the annual emission reduction |  |  |  | 2011 | 0 | 0 | 0 | 0 | 0 | the annual emission reduction
2012 | 0 | 0 | 0 | 0 | 0 | for the measure. |  |  |  | 2012 | 0 | 0 | 0 | 0 | 0 | for the measure.
2013 | 0 | 0 | 0 | 0 | 0 |  |  |  |  | 2013 | 0 | 0 | 0 | 0 | 0
2014 | 0 | 0 | 0 | 0 | 0 |  |  |  |  | 2014 | 0 | 0 | 0 | 0 | 0
2015 | 0 | 0 | 0 | 0 | 0 |  |  |  |  | 2015 | 0 | 0 | 0 | 0 | 0
2016 | 0 | 0 | 0 | 0 | 0 |  |  |  |  | 2016 | 0 | 0 | 0 | 0 | 0
2017 | 0 | 0 | 0 | 0 | 0 |  |  |  |  | 2017 | 0 | 0 | 0 | 0 | 0
2018 | 0 | 0 | 0 | 0 | 0 |  |  |  |  | 2018 | 0 | 0 | 0 | 0 | 0
2019 | 0 | 0 | 0 | 0 | 0 |  |  |  |  | 2019 | 0 | 0 | 0 | 0 | 0
Total Annual | 220.3156 | 59.8102 | 28.2695 | 0 | 0 |  |  |  |  | Total Annual | 259.1948 | 70.3649 | 33.2582 | 0 | 0
Lifecycle Reductions | [9 empty] | Lifecycle Reductions
2009 | 1804.3964 | 489.8485 | 231.5283 | 0 | 0 |  |  |  |  | 2009 | 2122.8193 | 576.2924 | 272.3863 | 0 | 0
2010 | 0 | 0 | 0 | 0 | 0 |  |  |  |  | 2010 | 0 | 0 | 0 | 0 | 0
2011 | 0 | 0 | 0 | 0 | 0 |  |  |  |  | 2011 | 0 | 0 | 0 | 0 | 0
2012 | 0 | 0 | 0 | 0 | 0 |  |  |  |  | 2012 | 0 | 0 | 0 | 0 | 0
2013 | 0 | 0 | 0 | 0 | 0 |  |  |  |  | 2013 | 0 | 0 | 0 | 0 | 0
2014 | 0 | 0 | 0 | 0 | 0 |  |  |  |  | 2014 | 0 | 0 | 0 | 0 | 0
2015 | 0 | 0 | 0 | 0 | 0 |  |  |  |  | 2015 | 0 | 0 | 0 | 0 | 0
2016 | 0 | 0 | 0 | 0 | 0 |  |  |  |  | 2016 | 0 | 0 | 0 | 0 | 0
2017 | 0 | 0 | 0 | 0 | 0 |  |  |  |  | 2017 | 0 | 0 | 0 | 0 | 0
2018 | 0 | 0 | 0 | 0 | 0 |  |  |  |  | 2018 | 0 | 0 | 0 | 0 | 0
2019 | 0 | 0 | 0 | 0 | 0 |  |  |  |  | 2019 | 0 | 0 | 0 | 0 | 0
Total Lifecycle | 1804.3964 | 489.8485 | 231.5283 | 0 | 0 |  |  |  |  | Total Lifecycle | 2122.8193 | 576.2924 | 272.3863 | 0 | 0
Reductions based on total annual installations | [9 empty] | Reductions based on total annual installations (Gross)
| Annual Net kWh | Lifecycle Net kWh | Annual Net Therms | Lifecycle Net Therms | Net July-Sept Peak (kW) | Net Dec-Feb (kW) |  | User Entered kW | Net Annual NCP (kW) |  | Annual Gross kWh | Lifecycle Gross kWh | Annual Gross Therms | Lifecycle Gross Therms | User Entered kW
2009 | 383224.2 | 3138626.7 | 0 | 0 | 124.7092 | 49.7506 |  | 291.9967 | 136.6 | 2009 | 450852 | 3692502 | 0 | 0 | 343.5255
2010 | 0 | 0 | 0 | 0 | 0 | 0 |  | 0 | 0 | 2010 | 0 | 0 | 0 | 0 | 0
2011 | 0 | 0 | 0 | 0 | 0 | 0 |  | 0 | 0 | 2011 | 0 | 0 | 0 | 0 | 0
2012 | 0 | 0 | 0 | 0 | 0 | 0 |  | 0 | -35.3198 | 2012 | 0 | 0 | 0 | 0 | 0
2013 | 0 | 0 | 0 | 0 | 0 | 0 |  | 0 | 0 | 2013 | 0 | 0 | 0 | 0 | 0
2014 | 0 | 0 | 0 | 0 | 0 | 0 |  | 0 | 0 | 2014 | 0 | 0 | 0 | 0 | 0
2015 | 0 | 0 | 0 | 0 | 0 | 0 |  | 0 | 0 | 2015 | 0 | 0 | 0 | 0 | 0
2016 | 0 | 0 | 0 | 0 | 0 | 0 |  | 0 | 0 | 2016 | 0 | 0 | 0 | 0 | 0
2017 | 0 | 0 | 0 | 0 | 0 | 0 |  | 0 | 0 | 2017 | 0 | 0 | 0 | 0 | 0
2018 | 0 | 0 | 0 | 0 | 0 | 0 |  | 0 | 0 | 2018 | 0 | 0 | 0 | 0 | 0
2019 | 0 | 0 | 0 | 0 | 0 | 0 |  | 0 | -64.3933 | 2019 | 0 | 0 | 0 | 0 | 0
Total | 383224.2 | 3138626.7 | 0 | 0 | 124.7092 | 49.7506 |  | 291.9967 | 36.8869 | Total | 450852 | 3692502 | 0 | 0 | 343.5255
Net Impacts by Sector (All Measures Installed through 2019)
| Annual Net kWh | Lifecycle Net kWh | Annual Net Therms | Lifecycle Net Therms | Net July-Sept Peak (kW) | Net Dec-Feb (kW) |  | User Entered kW | TRC Lifecycle Net Benefits* ($)
Total | 383224.2 | 3138626.7 | 0 | 0 | 124.7092 | 49.7506 |  | 291.9967 | 231542.6648
RES | 0 | 0 | 0 | 0 | 0 | 0 |  | 0 | 0
NON_RES | 0 | 0 | 0 | 0 | 0 | 0 |  | 0 | 0
Residential | 0 | 0 | 0 | 0 | 0 | 0 |  | 0 | 0
Commercial | 383224.2 | 3138626.7 | 0 | 0 | 124.7092 | 49.7506 |  | 291.9967 | 231542.6648
Industrial | 0 | 0 | 0 | 0 | 0 | 0 |  | 0 | 0
Agricultural | 0 | 0 | 0 | 0 | 0 | 0 |  | 0 | 0
Not Used | 0 | 0 | 0 | 0 | 0 | 0 |  | 0 | 0
0 | 0 | 0 | 0 | 0 | 0 | 0 |  | 0 | 0
0 | 0 | 0 | 0 | 0 | 0 | 0 |  | 0 | 0
0 | 0 | 0 | 0 | 0 | 0 | 0 |  | 0 | 0
0 | 0 | 0 | 0 | 0 | 0 | 0 |  | 0 | 0
0 | 0 | 0 | 0 | 0 | 0 | 0 |  | 0 | 0
0 |  |  | 0 |  |  |  |  | 0 | 0
0 |  |  | 0 |  |  |  |  | 0 | 0
0 |  |  | 0 |  |  |  |  | 0 | 0
0 |  |  | 0 |  |  |  |  | 0 | 0
0 |  |  | 0 |  |  |  |  | 0 | 0
0 |  |  | 0 |  |  |  |  | 0 | 0
0 |  |  | 0 |  |  |  |  | 0 | 0
0 |  |  | 0 |  |  |  |  | 0 | 0
0 |  |  | 0 |  |  |  |  | 0 | 0
0 |  |  | 0 |  |  |  |  | 0 | 0
0 |  |  | 0 |  |  |  |  | 0 | 0
Other and unspecified | 0 | 0 | 0 | 0 | 0 | 0 | 0 | 0 | 0
* Include program-level and admin costs allocated based to total gas and electric programs at the measure level.
Net Impacts by CPUC End Use Categories (All Measures Installed through 2019)
| Annual Net kWh | Lifecycle Net kWh | Annual Net Therms | Lifecycle Net Therms | Net July-Sept Peak (kW) | Net Dec-Feb Pk (kW) |  | User Entered kW | TRC Lifecycle Net Benefits* ($)
Total | 383224.2 | 3138626.7 | 0 | 0 | 124.7092 | 49.7506 |  | 291.9967 | 231542.6648
Clothes Dryer | 0 | 0 | 0 | 0 | 0 | 0 |  | 0 | 0
Clothes Washer | 0 | 0 | 0 | 0 | 0 | 0 |  | 0 | 0
Consumer Electronics | 0 | 0 | 0 | 0 | 0 | 0 |  | 0 | 0
Cooking | 0 | 0 | 0 | 0 | 0 | 0 |  | 0 | 0
Dishwasher | 0 | 0 | 0 | 0 | 0 | 0 |  | 0 | 0
Other Appliance | 0 | 0 | 0 | 0 | 0 | 0 |  | 0 | 0
Office Equipment | 0 | 0 | 0 | 0 | 0 | 0 |  | 0 | 0
Building shell | 0 | 0 | 0 | 0 | 0 | 0 |  | 0 | 0
Space Cooling | 383224.2 | 3138626.7 | 0 | 0 | 124.7092 | 49.7506 |  | 291.9967 | 231542.6648
Space Heating | 0 | 0 | 0 | 0 | 0 | 0 |  | 0 | 0
Ventilation | 0 | 0 | 0 | 0 | 0 | 0 |  | 0 | 0
Interior Lighting | 0 | 0 | 0 | 0 | 0 | 0 |  | 0 | 0
Exterior Lighting | 0 | 0 | 0 | 0 | 0 | 0 |  | 0 | 0
Daylighting | 0 | 0 | 0 | 0 | 0 | 0 |  | 0 | 0
Motors | 0 | 0 | 0 | 0 | 0 | 0 |  | 0 | 0
Process | 0 | 0 | 0 | 0 | 0 | 0 |  | 0 | 0
Compressed Air | 0 | 0 | 0 | 0 | 0 | 0 |  | 0 | 0
Food Processor | 0 | 0 | 0 | 0 | 0 | 0 |  | 0 | 0
Refrigeration | 0 | 0 | 0 | 0 | 0 | 0 |  | 0 | 0
Freezers | 0 | 0 | 0 | 0 | 0 | 0 |  | 0 | 0
Pumps | 0 | 0 | 0 | 0 | 0 | 0 |  | 0 | 0
Pool Pump | 0 | 0 | 0 | 0 | 0 | 0 |  | 0 | 0
Domestic Hot Water | 0 | 0 | 0 | 0 | 0 | 0 |  | 0 | 0
Water Heating | 0 | 0 | 0 | 0 | 0 | 0 |  | 0 | 0
Other and unspecified | 0 | 0 | 0 | 0 | 0 | 0 | 0 | 0 | 0
* Include program-level and admin costs allocated based to total gas and electric programs at the measure level.
Net Impacts by Climate Zone (All Measures Installed through 2016)
| Annual Net kWh | Lifecycle Net kWh | Annual Net Therms | Lifecycle Net Therms | Net July-Sept Peak (kW) | Net dec-Feb Pk (kW) |  | User Entered kW | TRC Lifecycle Net Benefits* ($)
Total | 383224.2 | 3138626.7 | 0 | 0 | 124.7092 | 49.7506 |  | 291.9967 | 231542.6648
7 | 0 | 0 | 0 | 0 | 0 | 0 |  | 0 | 0
10 | 0 | 0 | 0 | 0 | 0 | 0 |  | 0 | 0
14 | 0 | 0 | 0 | 0 | 0 | 0 |  | 0 | 0
15 | 0 | 0 | 0 | 0 | 0 | 0 |  | 0 | 0
System | 383224.2 | 3138626.7 | 0 | 0 | 124.7092 | 49.7506 |  | 291.9967 | 231542.6648
0 | 0 | 0 | 0 | 0 | 0 | 0 |  | 0
0 | 0 | 0 | 0 | 0 | 0 | 0 |  | 0
0 | 0 | 0 | 0 | 0 | 0 | 0 |  | 0
0 | 0 | 0 | 0 | 0 | 0 | 0 |  | 0
0 | 0 | 0 | 0 | 0 | 0 | 0 |  | 0
0 | 0 | 0 | 0 | 0 | 0 | 0 |  | 0
* Include program-level and admin costs allocated based to total gas and electric programs at the measure level.
Persistent reductions in the summer (3rd Qtr) or winter (4th Qtr) of each year
| Net Juy-Sept Peak (kW) | Net Annual Dec-Feb (kW)
2009 | 124.7092 | 49.7506
2010 | 124.7092 | 49.7506
2011 | 124.7092 | 49.7506
2012 | 92.4639 | 36.8869
2013 | 92.4639 | 36.8869
2014 | 92.4639 | 36.8869
2015 | 92.4639 | 36.8869
2016 | 92.4639 | 36.8869
2017 | 92.4639 | 36.8869
2018 | 92.4639 | 36.8869
2019 | 0 | 0
2020 | 0 | 0
Monthly Impacts
First Year for Impact Table: | 2009
| Quarter | Monthly Five Hour Avg or TOU Peak | Net Monthly NCP (kW) |  | Monthly Net kWh | Monthly Net Therms
2009-01-01 | 1 | 0 | 0 |  | 0 | 0
2009-02-01 | 1 | 0 | 0 |  | 0 | 0
2009-03-01 | 1 | 0 | 0 |  | 0 | 0
2009-04-01 | 2 | 49.7506 | 49.7506 |  | 23119.3685 | 0
2009-05-01 | 2 | 124.7092 | 136.6 |  | 44277.7241 | 0
2009-06-01 | 2 | 124.7092 | 136.6 |  | 44277.7241 | 0
2009-07-01 | 3 | 124.7092 | 136.6 |  | 44277.7241 | 0
2009-08-01 | 3 | 124.7092 | 136.6 |  | 44277.7241 | 0
2009-09-01 | 3 | 124.7092 | 136.6 |  | 44277.7241 | 0
2009-10-01 | 4 | 49.7506 | 49.7506 |  | 23119.3685 | 0
2009-11-01 | 4 | 49.7506 | 49.7506 |  | 23119.3685 | 0
2009-12-01 | 4 | 49.7506 | 49.7506 |  | 23119.3685 | 0
2010-01-01 | 5 | 49.7506 | 49.7506 |  | 23119.3685 | 0
2010-02-01 | 5 | 49.7506 | 49.7506 |  | 23119.3685 | 0
2010-03-01 | 5 | 49.7506 | 49.7506 |  | 23119.3685 | 0
2010-04-01 | 6 | 49.7506 | 49.7506 |  | 23119.3685 | 0
2010-05-01 | 6 | 124.7092 | 136.6 |  | 44277.7241 | 0
2010-06-01 | 6 | 124.7092 | 136.6 |  | 44277.7241 | 0
2010-07-01 | 7 | 124.7092 | 136.6 |  | 44277.7241 | 0
2010-08-01 | 7 | 124.7092 | 136.6 |  | 44277.7241 | 0
2010-09-01 | 7 | 124.7092 | 136.6 |  | 44277.7241 | 0
2010-10-01 | 8 | 49.7506 | 49.7506 |  | 23119.3685 | 0
2010-11-01 | 8 | 49.7506 | 49.7506 |  | 23119.3685 | 0
2010-12-01 | 8 | 49.7506 | 49.7506 |  | 23119.3685 | 0
2011-01-01 | 9 | 49.7506 | 49.7506 |  | 23119.3685 | 0
2011-02-01 | 9 | 49.7506 | 49.7506 |  | 23119.3685 | 0
2011-03-01 | 9 | 49.7506 | 49.7506 |  | 23119.3685 | 0
2011-04-01 | 10 | 49.7506 | 49.7506 |  | 23119.3685 | 0
2011-05-01 | 10 | 124.7092 | 136.6 |  | 44277.7241 | 0
2011-06-01 | 10 | 124.7092 | 136.6 |  | 44277.7241 | 0
2011-07-01 | 11 | 124.7092 | 136.6 |  | 44277.7241 | 0
2011-08-01 | 11 | 124.7092 | 136.6 |  | 44277.7241 | 0
2011-09-01 | 11 | 124.7092 | 136.6 |  | 44277.7241 | 0
2011-10-01 | 12 | 49.7506 | 49.7506 |  | 23119.3685 | 0
2011-11-01 | 12 | 49.7506 | 49.7506 |  | 23119.3685 | 0
2011-12-01 | 12 | 49.7506 | 49.7506 |  | 23119.3685 | 0
2012-01-01 | 13 | 49.7506 | 49.7506 |  | 23119.3685 | 0
2012-02-01 | 13 | 49.7506 | 49.7506 |  | 23119.3685 | 0
2012-03-01 | 13 | 49.7506 | 49.7506 |  | 23119.3685 | 0
2012-04-01 | 14 | 36.8869 | 36.8869 |  | 17141.5371 | 0
2012-05-01 | 14 | 92.4639 | 101.2802 |  | 32829.1081 | 0
2012-06-01 | 14 | 92.4639 | 101.2802 |  | 32829.1081 | 0
2012-07-01 | 15 | 92.4639 | 101.2802 |  | 32829.1081 | 0
2012-08-01 | 15 | 92.4639 | 101.2802 |  | 32829.1081 | 0
2012-09-01 | 15 | 92.4639 | 101.2802 |  | 32829.1081 | 0
2012-10-01 | 16 | 36.8869 | 36.8869 |  | 17141.5371 | 0
2012-11-01 | 16 | 36.8869 | 36.8869 |  | 17141.5371 | 0
2012-12-01 | 16 | 36.8869 | 36.8869 |  | 17141.5371 | 0
2013-01-01 | 17 | 36.8869 | 36.8869 |  | 17141.5371 | 0
2013-02-01 | 17 | 36.8869 | 36.8869 |  | 17141.5371 | 0
2013-03-01 | 17 | 36.8869 | 36.8869 |  | 17141.5371 | 0
2013-04-01 | 18 | 36.8869 | 36.8869 |  | 17141.5371 | 0
2013-05-01 | 18 | 92.4639 | 101.2802 |  | 32829.1081 | 0
2013-06-01 | 18 | 92.4639 | 101.2802 |  | 32829.1081 | 0
2013-07-01 | 19 | 92.4639 | 101.2802 |  | 32829.1081 | 0
2013-08-01 | 19 | 92.4639 | 101.2802 |  | 32829.1081 | 0
2013-09-01 | 19 | 92.4639 | 101.2802 |  | 32829.1081 | 0
2013-10-01 | 20 | 36.8869 | 36.8869 |  | 17141.5371 | 0
2013-11-01 | 20 | 36.8869 | 36.8869 |  | 17141.5371 | 0
2013-12-01 | 20 | 36.8869 | 36.8869 |  | 17141.5371 | 0
2014-01-01 | 21 | 36.8869 | 36.8869 |  | 17141.5371 | 0
2014-02-01 | 21 | 36.8869 | 36.8869 |  | 17141.5371 | 0
2014-03-01 | 21 | 36.8869 | 36.8869 |  | 17141.5371 | 0
2014-04-01 | 22 | 36.8869 | 36.8869 |  | 17141.5371 | 0
2014-05-01 | 22 | 92.4639 | 101.2802 |  | 32829.1081 | 0
2014-06-01 | 22 | 92.4639 | 101.2802 |  | 32829.1081 | 0
2014-07-01 | 23 | 92.4639 | 101.2802 |  | 32829.1081 | 0
2014-08-01 | 23 | 92.4639 | 101.2802 |  | 32829.1081 | 0
2014-09-01 | 23 | 92.4639 | 101.2802 |  | 32829.1081 | 0
2014-10-01 | 24 | 36.8869 | 36.8869 |  | 17141.5371 | 0
2014-11-01 | 24 | 36.8869 | 36.8869 |  | 17141.5371 | 0
2014-12-01 | 24 | 36.8869 | 36.8869 |  | 17141.5371 | 0
2015-01-01 | 25 | 36.8869 | 36.8869 |  | 17141.5371 | 0
2015-02-01 | 25 | 36.8869 | 36.8869 |  | 17141.5371 | 0
2015-03-01 | 25 | 36.8869 | 36.8869 |  | 17141.5371 | 0
2015-04-01 | 26 | 36.8869 | 36.8869 |  | 17141.5371 | 0
2015-05-01 | 26 | 92.4639 | 101.2802 |  | 32829.1081 | 0
2015-06-01 | 26 | 92.4639 | 101.2802 |  | 32829.1081 | 0
2015-07-01 | 27 | 92.4639 | 101.2802 |  | 32829.1081 | 0
2015-08-01 | 27 | 92.4639 | 101.2802 |  | 32829.1081 | 0
2015-09-01 | 27 | 92.4639 | 101.2802 |  | 32829.1081 | 0
2015-10-01 | 28 | 36.8869 | 36.8869 |  | 17141.5371 | 0
2015-11-01 | 28 | 36.8869 | 36.8869 |  | 17141.5371 | 0
2015-12-01 | 28 | 36.8869 | 36.8869 |  | 17141.5371 | 0
2016-01-01 | 29 | 36.8869 | 36.8869 |  | 17141.5371 | 0
2016-02-01 | 29 | 36.8869 | 36.8869 |  | 17141.5371 | 0
2016-03-01 | 29 | 36.8869 | 36.8869 |  | 17141.5371 | 0
2016-04-01 | 30 | 36.8869 | 36.8869 |  | 17141.5371 | 0
2016-05-01 | 30 | 92.4639 | 101.2802 |  | 32829.1081 | 0
2016-06-01 | 30 | 92.4639 | 101.2802 |  | 32829.1081 | 0
2016-07-01 | 31 | 92.4639 | 101.2802 |  | 32829.1081 | 0
2016-08-01 | 31 | 92.4639 | 101.2802 |  | 32829.1081 | 0
2016-09-01 | 31 | 92.4639 | 101.2802 |  | 32829.1081 | 0
2016-10-01 | 32 | 36.8869 | 36.8869 |  | 17141.5371 | 0
2016-11-01 | 32 | 36.8869 | 36.8869 |  | 17141.5371 | 0
2016-12-01 | 32 | 36.8869 | 36.8869 |  | 17141.5371 | 0
2017-01-01 | 33 | 36.8869 | 36.8869 |  | 17141.5371 | 0
2017-02-01 | 33 | 36.8869 | 36.8869 |  | 17141.5371 | 0
2017-03-01 | 33 | 36.8869 | 36.8869 |  | 17141.5371 | 0
2017-04-01 | 34 | 36.8869 | 36.8869 |  | 17141.5371 | 0
2017-05-01 | 34 | 92.4639 | 101.2802 |  | 32829.1081 | 0
2017-06-01 | 34 | 92.4639 | 101.2802 |  | 32829.1081 | 0
2017-07-01 | 35 | 92.4639 | 101.2802 |  | 32829.1081 | 0
2017-08-01 | 35 | 92.4639 | 101.2802 |  | 32829.1081 | 0
2017-09-01 | 35 | 92.4639 | 101.2802 |  | 32829.1081 | 0
2017-10-01 | 36 | 36.8869 | 36.8869 |  | 17141.5371 | 0
2017-11-01 | 36 | 36.8869 | 36.8869 |  | 17141.5371 | 0
2017-12-01 | 36 | 36.8869 | 36.8869 |  | 17141.5371 | 0
2018-01-01 | 37 | 36.8869 | 36.8869 |  | 17141.5371 | 0
2018-02-01 | 37 | 36.8869 | 36.8869 |  | 17141.5371 | 0
2018-03-01 | 37 | 36.8869 | 36.8869 |  | 17141.5371 | 0
2018-04-01 | 38 | 36.8869 | 36.8869 |  | 17141.5371 | 0
2018-05-01 | 38 | 92.4639 | 101.2802 |  | 32829.1081 | 0
2018-06-01 | 38 | 92.4639 | 101.2802 |  | 32829.1081 | 0
2018-07-01 | 39 | 92.4639 | 101.2802 |  | 32829.1081 | 0
2018-08-01 | 39 | 92.4639 | 101.2802 |  | 32829.1081 | 0
2018-09-01 | 39 | 92.4639 | 101.2802 |  | 32829.1081 | 0
2018-10-01 | 40 | 36.8869 | 36.8869 |  | 17141.5371 | 0
2018-11-01 | 40 | 36.8869 | 36.8869 |  | 17141.5371 | 0
2018-12-01 | 40 | 36.8869 | 36.8869 |  | 17141.5371 | 0
2019-01-01 | 41 | 36.8869 | 36.8869 |  | 17141.5371 | 0
2019-02-01 | 41 | 36.8869 | 36.8869 |  | 17141.5371 | 0
2019-03-01 | 41 | 36.8869 | 36.8869 |  | 17141.5371 | 0
2019-04-01 | 42 | 0 | 0 |  | 0 | 0
2019-05-01 | 42 | 0 | 0 |  | 0 | 0
2019-06-01 | 42 | 0 | 0 |  | 0 | 0
2019-07-01 | 43 | 0 | 0 |  | 0 | 0
2019-08-01 | 43 | 0 | 0 |  | 0 | 0
2019-09-01 | 43 | 0 | 0 |  | 0 | 0
2019-10-01 | 44 | 0 | 0 |  | 0 | 0
2019-11-01 | 44 | 0 | 0 |  | 0 | 0
2019-12-01 | 44 | 0 | 0 |  | 0 | 0

## Input
| SDG&E 09-11 4g3.xls |  |  |  | Program Budget ($) |  |  | NPV Factor for lump-sum admin costs: | 100%
a. Administrative Costs
| Proposer General Information |  |  |  | a.i. Overhead and G&A |  | d. Incentives and Rebates ($) | Nominal | NPV
| Proposer Name |  |  |  | a.ii. Other Admin costs |  | d.i. User Input Incentive |  | 0 | Note: User Input Incentives are treated like Admin costs and are NOT adjusted by the net to gross ratio in the TRC test.
| Program Name |  |  |  | b. Marketing/Outreach |  | d.ii. Rebate | 0 | 0
| Service Territory |  | SDG&E |  | c. Direct Implementation (non incentive) |  | d.iii. Direct Install Labor | 0 | 0
| First Year of Program Implementation |  |  | 2009 | c.i. Activity |  | d.iv. Direct Install Materials | 0 | 0
| Contact Information |  |  |  | c.ii. Installation |  | d.v. Upstream payments | 109168.6 | 106923.2125
| Name |  |  |  | c.iii. Hardware & Materials |  | Subtotal Direct Install | 109168.6 | 106923.2125
| Address |  |  |  | c.iv. Rebate Processing and Inspection | [41 empty] | Formulas for spreading annual installations to quarters
| ZIP code |  |  |  | d. Total Incentives and Rebates | 109168.6 | [40 empty] | 0 | 0 | 0 | 0 | 0 | 0 | 0 | 0 | 0 | 0 | 0 | 0 | 0 | 0 | 0 | 0 | 0 | 0 | 0 | 0 | 0 | 0 | 0 | 0 | 0 | 0 | 0 | 0 | 0 | 0 | 0 | 0 | 0 | 0 | 0 | 0 | 0 | 0 | 0 | 0 | 0 | 0 | 0 | 0
| Telephone |  |  |  | e. EM&V |  | f. Costs recovered from other sources |  | 0
| Email |  |  |  | Total | 109168.6 | Program Budget w/ Other Costs (a to f) | 109168.6 | 106923.2125
Quarterly Installation Schedule
| Program Inputs | [10 empty] | Transfer | Admin | Admin | Admin | Participant | [8 empty] | Placeholders, not currently used | [10 empty] | Annual Installation Schedule | [10 empty] | 2009 |  |  |  | 2010 |  |  |  | 2011 |  |  |  | 2012 |  |  |  | 2013 |  |  |  | 2014 |  |  |  | 2015 |  |  |  | 2016 |  |  |  | 2017 |  |  |  | 2018 |  |  |  | 2019
| Measure Name | DEER RunID | Climate Zone | Target sector | Measure Electric End Use Shape | CZ, Sector, Measure combination found? | Measure Type (To Look up Measure Life) | Program Type (To look up Net-to-gross Ratio) | Unit Definition (e.g. homes) | Program Type (NEW/ROB or Early Repl(RET)) | Gross Measure Cost ($/unit) | Rebate to end use customer or its assignee ($/unit) | Incentives to entities other than the end use customer or its assignee($/unit) | Direct Install Labor ($/unit) | Direct Install Material ($/unit) | Participant cost ($/unit) | Gross Unit Annual Electricity Savings (kwh/unit) | Electric Rate Schedule | Demand Scaler | User Entered kW Savings per unit (kW/unit) | Gross Unit Annual Gas Savings (therm/unit) | Gas Sector | Gas Rate Schedule | Gas Savings Profile | Avg remaining life on replaced units (yrs) | Early retrofit incremental kWh savings (kWh/unit) | Early retrofit incremental kW savings (kW/unit) | Early retrofit incremental Th savings (Th/unit) | Combustion Type | Effective Useful Life (years) | Net-to-Gross Ratio | Net-to-Gross Ratio - kW | Net-to-Gross Ratio - Therms | Net-to-Gross Ratio - Costs | % Eligible for TOU AC adjustment | 2009 | 2010 | 2011 | 2012 | 2013 | 2014 | 2015 | 2016 | 2017 | 2018 | 2019 | Qtr 1 | Qtr 2 | Qtr 3 | Qtr 4 | Qtr 1 | Qtr 2 | Qtr 3 | Qtr 4 | Qtr 1 | Qtr 2 | Qtr 3 | Qtr 4 | Qtr 1 | Qtr 2 | Qtr 3 | Qtr 4 | Qtr 1 | Qtr 2 | Qtr 3 | Qtr 4 | Qtr 1 | Qtr 2 | Qtr 3 | Qtr 4 | Qtr 1 | Qtr 2 | Qtr 3 | Qtr 4 | Qtr 1 | Qtr 2 | Qtr 3 | Qtr 4 | Qtr 1 | Qtr 2 | Qtr 3 | Qtr 4 | Qtr 1 | Qtr 2 | Qtr 3 | Qtr 4 | Qtr 1 | Qtr 2 | Qtr 3 | Qtr 4 | Total Number of Units | Comments
0 | 253142-Commercial HVAC Diagnostic/Tune-up Com All CZ10 VintAll |  | System | Commercial | 01-ALC-AllCommercial-Cooling | 0 |  |  |  |  | 45.3009 | 0 | 55.3 | 0 | 0 | -9.9991 | 214 |  | kWh | 0.15 | 0 | Commercial | [7 empty] | 10 | 0.85 |  |  |  | 0 | 3 | 0 | 0 | 0 | 0 | 0 | 0 | 0 | 0 | 0 | 0 | 2009 Qtr 1: 3; 2009 Qtr 2: 0; 2009 Qtr 3: 0; 2009 Qtr 4: 0; 2010 Qtr 1: 0; 2010 Qtr 2: 0; 2010 Qtr 3: 0; 2010 Qtr 4: 0; 2011 Qtr 1: 0; 2011 Qtr 2: 0; 2011 Qtr 3: 0; 2011 Qtr 4: 0 | 3
0 | 253145-Commercial Condensor Coil Cleaning (all units - savings at 50% of DEER) Com All CZ10 VintAll |  | System | Commercial | 01-ALC-AllCommercial-Cooling | 0 |  |  |  |  | 10 | 0 | 10 | 0 | 0 | 0 | 74 |  | kWh | 0.0665 | 0 | Commercial | [7 empty] | 3 | 0.85 |  |  |  | 0 | 3 | 0 | 0 | 0 | 0 | 0 | 0 | 0 | 0 | 0 | 0 | 2009 Qtr 1: 3; 2009 Qtr 2: 0; 2009 Qtr 3: 0; 2009 Qtr 4: 0; 2010 Qtr 1: 0; 2010 Qtr 2: 0; 2010 Qtr 3: 0; 2010 Qtr 4: 0; 2011 Qtr 1: 0; 2011 Qtr 2: 0; 2011 Qtr 3: 0; 2011 Qtr 4: 0 | 3
0 | 253142-Commercial HVAC Diagnostic/Tune-up Com All CZ10 VintAll |  | System | Commercial | 01-ALC-AllCommercial-Cooling | 0 |  |  |  |  | 45.3009 | 0 | 55.3 | 0 | 0 | -9.9991 | 214 |  | kWh | 0.15 | 0 | Commercial | [7 empty] | 10 | 0.85 |  |  |  | 0 | 4 | 0 | 0 | 0 | 0 | 0 | 0 | 0 | 0 | 0 | 0 | 2009 Qtr 1: 4; 2009 Qtr 2: 0; 2009 Qtr 3: 0; 2009 Qtr 4: 0; 2010 Qtr 1: 0; 2010 Qtr 2: 0; 2010 Qtr 3: 0; 2010 Qtr 4: 0; 2011 Qtr 1: 0; 2011 Qtr 2: 0; 2011 Qtr 3: 0; 2011 Qtr 4: 0 | 4
0 | 253142-Commercial HVAC Diagnostic/Tune-up Com All CZ10 VintAll |  | System | Commercial | 01-ALC-AllCommercial-Cooling | 0 |  |  |  |  | 45.3009 | 0 | 55.3 | 0 | 0 | -9.9991 | 214 |  | kWh | 0.15 | 0 | Commercial | [7 empty] | 10 | 0.85 |  |  |  | 0 | 4 | 0 | 0 | 0 | 0 | 0 | 0 | 0 | 0 | 0 | 0 | 2009 Qtr 1: 4; 2009 Qtr 2: 0; 2009 Qtr 3: 0; 2009 Qtr 4: 0; 2010 Qtr 1: 0; 2010 Qtr 2: 0; 2010 Qtr 3: 0; 2010 Qtr 4: 0; 2011 Qtr 1: 0; 2011 Qtr 2: 0; 2011 Qtr 3: 0; 2011 Qtr 4: 0 | 4
0 | 253142-Commercial HVAC Diagnostic/Tune-up Com All CZ10 VintAll |  | System | Commercial | 01-ALC-AllCommercial-Cooling | 0 |  |  |  |  | 45.3009 | 0 | 55.3 | 0 | 0 | -9.9991 | 214 |  | kWh | 0.15 | 0 | Commercial | [7 empty] | 10 | 0.85 |  |  |  | 0 | 4 | 0 | 0 | 0 | 0 | 0 | 0 | 0 | 0 | 0 | 0 | 2009 Qtr 1: 4; 2009 Qtr 2: 0; 2009 Qtr 3: 0; 2009 Qtr 4: 0; 2010 Qtr 1: 0; 2010 Qtr 2: 0; 2010 Qtr 3: 0; 2010 Qtr 4: 0; 2011 Qtr 1: 0; 2011 Qtr 2: 0; 2011 Qtr 3: 0; 2011 Qtr 4: 0 | 4
0 | 253142-Commercial HVAC Diagnostic/Tune-up Com All CZ10 VintAll |  | System | Commercial | 01-ALC-AllCommercial-Cooling | 0 |  |  |  |  | 45.3009 | 0 | 55.3 | 0 | 0 | -9.9991 | 214 |  | kWh | 0.15 | 0 | Commercial | [7 empty] | 10 | 0.85 |  |  |  | 0 | 5 | 0 | 0 | 0 | 0 | 0 | 0 | 0 | 0 | 0 | 0 | 2009 Qtr 1: 5; 2009 Qtr 2: 0; 2009 Qtr 3: 0; 2009 Qtr 4: 0; 2010 Qtr 1: 0; 2010 Qtr 2: 0; 2010 Qtr 3: 0; 2010 Qtr 4: 0; 2011 Qtr 1: 0; 2011 Qtr 2: 0; 2011 Qtr 3: 0; 2011 Qtr 4: 0 | 5
0 | 253142-Commercial HVAC Diagnostic/Tune-up Com All CZ10 VintAll |  | System | Commercial | 01-ALC-AllCommercial-Cooling | 0 |  |  |  |  | 45.3009 | 0 | 55.3 | 0 | 0 | -9.9991 | 214 |  | kWh | 0.15 | 0 | Commercial | [7 empty] | 10 | 0.85 |  |  |  | 0 | 4 | 0 | 0 | 0 | 0 | 0 | 0 | 0 | 0 | 0 | 0 | 2009 Qtr 1: 4; 2009 Qtr 2: 0; 2009 Qtr 3: 0; 2009 Qtr 4: 0; 2010 Qtr 1: 0; 2010 Qtr 2: 0; 2010 Qtr 3: 0; 2010 Qtr 4: 0; 2011 Qtr 1: 0; 2011 Qtr 2: 0; 2011 Qtr 3: 0; 2011 Qtr 4: 0 | 4
0 | 253142-Commercial HVAC Diagnostic/Tune-up Com All CZ10 VintAll |  | System | Commercial | 01-ALC-AllCommercial-Cooling | 0 |  |  |  |  | 45.3009 | 0 | 55.3 | 0 | 0 | -9.9991 | 214 |  | kWh | 0.15 | 0 | Commercial | [7 empty] | 10 | 0.85 |  |  |  | 0 | 4 | 0 | 0 | 0 | 0 | 0 | 0 | 0 | 0 | 0 | 0 | 2009 Qtr 1: 4; 2009 Qtr 2: 0; 2009 Qtr 3: 0; 2009 Qtr 4: 0; 2010 Qtr 1: 0; 2010 Qtr 2: 0; 2010 Qtr 3: 0; 2010 Qtr 4: 0; 2011 Qtr 1: 0; 2011 Qtr 2: 0; 2011 Qtr 3: 0; 2011 Qtr 4: 0 | 4
0 | 253142-Commercial HVAC Diagnostic/Tune-up Com All CZ10 VintAll |  | System | Commercial | 01-ALC-AllCommercial-Cooling | 0 |  |  |  |  | 45.3009 | 0 | 55.3 | 0 | 0 | -9.9991 | 214 |  | kWh | 0.15 | 0 | Commercial | [7 empty] | 10 | 0.85 |  |  |  | 0 | 4 | 0 | 0 | 0 | 0 | 0 | 0 | 0 | 0 | 0 | 0 | 2009 Qtr 1: 4; 2009 Qtr 2: 0; 2009 Qtr 3: 0; 2009 Qtr 4: 0; 2010 Qtr 1: 0; 2010 Qtr 2: 0; 2010 Qtr 3: 0; 2010 Qtr 4: 0; 2011 Qtr 1: 0; 2011 Qtr 2: 0; 2011 Qtr 3: 0; 2011 Qtr 4: 0 | 4
0 | 253142-Commercial HVAC Diagnostic/Tune-up Com All CZ10 VintAll |  | System | Commercial | 01-ALC-AllCommercial-Cooling | 0 |  |  |  |  | 45.3009 | 0 | 55.3 | 0 | 0 | -9.9991 | 214 |  | kWh | 0.15 | 0 | Commercial | [7 empty] | 10 | 0.85 |  |  |  | 0 | 4 | 0 | 0 | 0 | 0 | 0 | 0 | 0 | 0 | 0 | 0 | 2009 Qtr 1: 4; 2009 Qtr 2: 0; 2009 Qtr 3: 0; 2009 Qtr 4: 0; 2010 Qtr 1: 0; 2010 Qtr 2: 0; 2010 Qtr 3: 0; 2010 Qtr 4: 0; 2011 Qtr 1: 0; 2011 Qtr 2: 0; 2011 Qtr 3: 0; 2011 Qtr 4: 0 | 4
0 | 253142-Commercial HVAC Diagnostic/Tune-up Com All CZ10 VintAll |  | System | Commercial | 01-ALC-AllCommercial-Cooling | 0 |  |  |  |  | 45.3009 | 0 | 55.3 | 0 | 0 | -9.9991 | 214 |  | kWh | 0.15 | 0 | Commercial | [7 empty] | 10 | 0.85 |  |  |  | 0 | 4 | 0 | 0 | 0 | 0 | 0 | 0 | 0 | 0 | 0 | 0 | 2009 Qtr 1: 4; 2009 Qtr 2: 0; 2009 Qtr 3: 0; 2009 Qtr 4: 0; 2010 Qtr 1: 0; 2010 Qtr 2: 0; 2010 Qtr 3: 0; 2010 Qtr 4: 0; 2011 Qtr 1: 0; 2011 Qtr 2: 0; 2011 Qtr 3: 0; 2011 Qtr 4: 0 | 4
0 | 253142-Commercial HVAC Diagnostic/Tune-up Com All CZ10 VintAll |  | System | Commercial | 01-ALC-AllCommercial-Cooling | 0 |  |  |  |  | 45.3009 | 0 | 55.3 | 0 | 0 | -9.9991 | 214 |  | kWh | 0.15 | 0 | Commercial | [7 empty] | 10 | 0.85 |  |  |  | 0 | 4 | 0 | 0 | 0 | 0 | 0 | 0 | 0 | 0 | 0 | 0 | 2009 Qtr 1: 4; 2009 Qtr 2: 0; 2009 Qtr 3: 0; 2009 Qtr 4: 0; 2010 Qtr 1: 0; 2010 Qtr 2: 0; 2010 Qtr 3: 0; 2010 Qtr 4: 0; 2011 Qtr 1: 0; 2011 Qtr 2: 0; 2011 Qtr 3: 0; 2011 Qtr 4: 0 | 4
0 | 253142-Commercial HVAC Diagnostic/Tune-up Com All CZ10 VintAll |  | System | Commercial | 01-ALC-AllCommercial-Cooling | 0 |  |  |  |  | 45.3009 | 0 | 55.3 | 0 | 0 | -9.9991 | 214 |  | kWh | 0.15 | 0 | Commercial | [7 empty] | 10 | 0.85 |  |  |  | 0 | 3 | 0 | 0 | 0 | 0 | 0 | 0 | 0 | 0 | 0 | 0 | 2009 Qtr 1: 3; 2009 Qtr 2: 0; 2009 Qtr 3: 0; 2009 Qtr 4: 0; 2010 Qtr 1: 0; 2010 Qtr 2: 0; 2010 Qtr 3: 0; 2010 Qtr 4: 0; 2011 Qtr 1: 0; 2011 Qtr 2: 0; 2011 Qtr 3: 0; 2011 Qtr 4: 0 | 3
0 | 253142-Commercial HVAC Diagnostic/Tune-up Com All CZ10 VintAll |  | System | Commercial | 01-ALC-AllCommercial-Cooling | 0 |  |  |  |  | 45.3009 | 0 | 64.5167 | 0 | 0 | -19.2158 | 214 |  | kWh | 0.15 | 0 | Commercial | [7 empty] | 10 | 0.85 |  |  |  | 0 | 3 | 0 | 0 | 0 | 0 | 0 | 0 | 0 | 0 | 0 | 0 | 2009 Qtr 1: 3; 2009 Qtr 2: 0; 2009 Qtr 3: 0; 2009 Qtr 4: 0; 2010 Qtr 1: 0; 2010 Qtr 2: 0; 2010 Qtr 3: 0; 2010 Qtr 4: 0; 2011 Qtr 1: 0; 2011 Qtr 2: 0; 2011 Qtr 3: 0; 2011 Qtr 4: 0 | 3
0 | 253145-Commercial Condensor Coil Cleaning (all units - savings at 50% of DEER) Com All CZ10 VintAll |  | System | Commercial | 01-ALC-AllCommercial-Cooling | 0 |  |  |  |  | 10 | 0 | 10 | 0 | 0 | 0 | 74 |  | kWh | 0.0665 | 0 | Commercial | [7 empty] | 3 | 0.85 |  |  |  | 0 | 4 | 0 | 0 | 0 | 0 | 0 | 0 | 0 | 0 | 0 | 0 | 2009 Qtr 1: 4; 2009 Qtr 2: 0; 2009 Qtr 3: 0; 2009 Qtr 4: 0; 2010 Qtr 1: 0; 2010 Qtr 2: 0; 2010 Qtr 3: 0; 2010 Qtr 4: 0; 2011 Qtr 1: 0; 2011 Qtr 2: 0; 2011 Qtr 3: 0; 2011 Qtr 4: 0 | 4
0 | 253145-Commercial Condensor Coil Cleaning (all units - savings at 50% of DEER) Com All CZ10 VintAll |  | System | Commercial | 01-ALC-AllCommercial-Cooling | 0 |  |  |  |  | 10 | 0 | 11.6667 | 0 | 0 | -1.6667 | 74 |  | kWh | 0.0665 | 0 | Commercial | [7 empty] | 3 | 0.85 |  |  |  | 0 | 3 | 0 | 0 | 0 | 0 | 0 | 0 | 0 | 0 | 0 | 0 | 2009 Qtr 1: 3; 2009 Qtr 2: 0; 2009 Qtr 3: 0; 2009 Qtr 4: 0; 2010 Qtr 1: 0; 2010 Qtr 2: 0; 2010 Qtr 3: 0; 2010 Qtr 4: 0; 2011 Qtr 1: 0; 2011 Qtr 2: 0; 2011 Qtr 3: 0; 2011 Qtr 4: 0 | 3
0 | 253145-Commercial Condensor Coil Cleaning (all units - savings at 50% of DEER) Com All CZ10 VintAll |  | System | Commercial | 01-ALC-AllCommercial-Cooling | 0 |  |  |  |  | 10 | 0 | 10 | 0 | 0 | 0 | 74 |  | kWh | 0.0665 | 0 | Commercial | [7 empty] | 3 | 0.85 |  |  |  | 0 | 4 | 0 | 0 | 0 | 0 | 0 | 0 | 0 | 0 | 0 | 0 | 2009 Qtr 1: 4; 2009 Qtr 2: 0; 2009 Qtr 3: 0; 2009 Qtr 4: 0; 2010 Qtr 1: 0; 2010 Qtr 2: 0; 2010 Qtr 3: 0; 2010 Qtr 4: 0; 2011 Qtr 1: 0; 2011 Qtr 2: 0; 2011 Qtr 3: 0; 2011 Qtr 4: 0 | 4
0 | 253145-Commercial Condensor Coil Cleaning (all units - savings at 50% of DEER) Com All CZ10 VintAll |  | System | Commercial | 01-ALC-AllCommercial-Cooling | 0 |  |  |  |  | 10 | 0 | 10 | 0 | 0 | 0 | 74 |  | kWh | 0.0665 | 0 | Commercial | [7 empty] | 3 | 0.85 |  |  |  | 0 | 4 | 0 | 0 | 0 | 0 | 0 | 0 | 0 | 0 | 0 | 0 | 2009 Qtr 1: 4; 2009 Qtr 2: 0; 2009 Qtr 3: 0; 2009 Qtr 4: 0; 2010 Qtr 1: 0; 2010 Qtr 2: 0; 2010 Qtr 3: 0; 2010 Qtr 4: 0; 2011 Qtr 1: 0; 2011 Qtr 2: 0; 2011 Qtr 3: 0; 2011 Qtr 4: 0 | 4
0 | 253145-Commercial Condensor Coil Cleaning (all units - savings at 50% of DEER) Com All CZ10 VintAll |  | System | Commercial | 01-ALC-AllCommercial-Cooling | 0 |  |  |  |  | 10 | 0 | 10 | 0 | 0 | 0 | 74 |  | kWh | 0.0665 | 0 | Commercial | [7 empty] | 3 | 0.85 |  |  |  | 0 | 4 | 0 | 0 | 0 | 0 | 0 | 0 | 0 | 0 | 0 | 0 | 2009 Qtr 1: 4; 2009 Qtr 2: 0; 2009 Qtr 3: 0; 2009 Qtr 4: 0; 2010 Qtr 1: 0; 2010 Qtr 2: 0; 2010 Qtr 3: 0; 2010 Qtr 4: 0; 2011 Qtr 1: 0; 2011 Qtr 2: 0; 2011 Qtr 3: 0; 2011 Qtr 4: 0 | 4
0 | 253145-Commercial Condensor Coil Cleaning (all units - savings at 50% of DEER) Com All CZ10 VintAll |  | System | Commercial | 01-ALC-AllCommercial-Cooling | 0 |  |  |  |  | 10 | 0 | 10 | 0 | 0 | 0 | 74 |  | kWh | 0.0665 | 0 | Commercial | [7 empty] | 3 | 0.85 |  |  |  | 0 | 4 | 0 | 0 | 0 | 0 | 0 | 0 | 0 | 0 | 0 | 0 | 2009 Qtr 1: 4; 2009 Qtr 2: 0; 2009 Qtr 3: 0; 2009 Qtr 4: 0; 2010 Qtr 1: 0; 2010 Qtr 2: 0; 2010 Qtr 3: 0; 2010 Qtr 4: 0; 2011 Qtr 1: 0; 2011 Qtr 2: 0; 2011 Qtr 3: 0; 2011 Qtr 4: 0 | 4
0 | 253145-Commercial Condensor Coil Cleaning (all units - savings at 50% of DEER) Com All CZ10 VintAll |  | System | Commercial | 01-ALC-AllCommercial-Cooling | 0 |  |  |  |  | 10 | 0 | 10 | 0 | 0 | 0 | 74 |  | kWh | 0.0665 | 0 | Commercial | [7 empty] | 3 | 0.85 |  |  |  | 0 | 4 | 0 | 0 | 0 | 0 | 0 | 0 | 0 | 0 | 0 | 0 | 2009 Qtr 1: 4; 2009 Qtr 2: 0; 2009 Qtr 3: 0; 2009 Qtr 4: 0; 2010 Qtr 1: 0; 2010 Qtr 2: 0; 2010 Qtr 3: 0; 2010 Qtr 4: 0; 2011 Qtr 1: 0; 2011 Qtr 2: 0; 2011 Qtr 3: 0; 2011 Qtr 4: 0 | 4
0 | 253145-Commercial Condensor Coil Cleaning (all units - savings at 50% of DEER) Com All CZ10 VintAll |  | System | Commercial | 01-ALC-AllCommercial-Cooling | 0 |  |  |  |  | 10 | 0 | 10 | 0 | 0 | 0 | 74 |  | kWh | 0.0665 | 0 | Commercial | [7 empty] | 3 | 0.85 |  |  |  | 0 | 4 | 0 | 0 | 0 | 0 | 0 | 0 | 0 | 0 | 0 | 0 | 2009 Qtr 1: 4; 2009 Qtr 2: 0; 2009 Qtr 3: 0; 2009 Qtr 4: 0; 2010 Qtr 1: 0; 2010 Qtr 2: 0; 2010 Qtr 3: 0; 2010 Qtr 4: 0; 2011 Qtr 1: 0; 2011 Qtr 2: 0; 2011 Qtr 3: 0; 2011 Qtr 4: 0 | 4
0 | 253145-Commercial Condensor Coil Cleaning (all units - savings at 50% of DEER) Com All CZ10 VintAll |  | System | Commercial | 01-ALC-AllCommercial-Cooling | 0 |  |  |  |  | 10 | 0 | 10 | 0 | 0 | 0 | 74 |  | kWh | 0.0665 | 0 | Commercial | [7 empty] | 3 | 0.85 |  |  |  | 0 | 3 | 0 | 0 | 0 | 0 | 0 | 0 | 0 | 0 | 0 | 0 | 2009 Qtr 1: 3; 2009 Qtr 2: 0; 2009 Qtr 3: 0; 2009 Qtr 4: 0; 2010 Qtr 1: 0; 2010 Qtr 2: 0; 2010 Qtr 3: 0; 2010 Qtr 4: 0; 2011 Qtr 1: 0; 2011 Qtr 2: 0; 2011 Qtr 3: 0; 2011 Qtr 4: 0 | 3
0 | 253145-Commercial Condensor Coil Cleaning (all units - savings at 50% of DEER) Com All CZ10 VintAll |  | System | Commercial | 01-ALC-AllCommercial-Cooling | 0 |  |  |  |  | 10 | 0 | 10 | 0 | 0 | 0 | 74 |  | kWh | 0.0665 | 0 | Commercial | [7 empty] | 3 | 0.85 |  |  |  | 0 | 4 | 0 | 0 | 0 | 0 | 0 | 0 | 0 | 0 | 0 | 0 | 2009 Qtr 1: 4; 2009 Qtr 2: 0; 2009 Qtr 3: 0; 2009 Qtr 4: 0; 2010 Qtr 1: 0; 2010 Qtr 2: 0; 2010 Qtr 3: 0; 2010 Qtr 4: 0; 2011 Qtr 1: 0; 2011 Qtr 2: 0; 2011 Qtr 3: 0; 2011 Qtr 4: 0 | 4
0 | 253142-Commercial HVAC Diagnostic/Tune-up Com All CZ10 VintAll |  | System | Commercial | 01-ALC-AllCommercial-Cooling | 0 |  |  |  |  | 45.3009 | 0 | 55.3 | 0 | 0 | -9.9991 | 214 |  | kWh | 0.15 | 0 | Commercial | [7 empty] | 10 | 0.85 |  |  |  | 0 | 4 | 0 | 0 | 0 | 0 | 0 | 0 | 0 | 0 | 0 | 0 | 2009 Qtr 1: 4; 2009 Qtr 2: 0; 2009 Qtr 3: 0; 2009 Qtr 4: 0; 2010 Qtr 1: 0; 2010 Qtr 2: 0; 2010 Qtr 3: 0; 2010 Qtr 4: 0; 2011 Qtr 1: 0; 2011 Qtr 2: 0; 2011 Qtr 3: 0; 2011 Qtr 4: 0 | 4
0 | 253145-Commercial Condensor Coil Cleaning (all units - savings at 50% of DEER) Com All CZ10 VintAll |  | System | Commercial | 01-ALC-AllCommercial-Cooling | 0 |  |  |  |  | 10 | 0 | 10 | 0 | 0 | 0 | 74 |  | kWh | 0.0665 | 0 | Commercial | [7 empty] | 3 | 0.85 |  |  |  | 0 | 4 | 0 | 0 | 0 | 0 | 0 | 0 | 0 | 0 | 0 | 0 | 2009 Qtr 1: 4; 2009 Qtr 2: 0; 2009 Qtr 3: 0; 2009 Qtr 4: 0; 2010 Qtr 1: 0; 2010 Qtr 2: 0; 2010 Qtr 3: 0; 2010 Qtr 4: 0; 2011 Qtr 1: 0; 2011 Qtr 2: 0; 2011 Qtr 3: 0; 2011 Qtr 4: 0 | 4
0 | 253145-Commercial Condensor Coil Cleaning (all units - savings at 50% of DEER) Com All CZ10 VintAll |  | System | Commercial | 01-ALC-AllCommercial-Cooling | 0 |  |  |  |  | 10 | 0 | 10 | 0 | 0 | 0 | 74 |  | kWh | 0.0665 | 0 | Commercial | [7 empty] | 3 | 0.85 |  |  |  | 0 | 5 | 0 | 0 | 0 | 0 | 0 | 0 | 0 | 0 | 0 | 0 | 2009 Qtr 1: 5; 2009 Qtr 2: 0; 2009 Qtr 3: 0; 2009 Qtr 4: 0; 2010 Qtr 1: 0; 2010 Qtr 2: 0; 2010 Qtr 3: 0; 2010 Qtr 4: 0; 2011 Qtr 1: 0; 2011 Qtr 2: 0; 2011 Qtr 3: 0; 2011 Qtr 4: 0 | 5
0 | 253145-Commercial Condensor Coil Cleaning (all units - savings at 50% of DEER) Com All CZ10 VintAll |  | System | Commercial | 01-ALC-AllCommercial-Cooling | 0 |  |  |  |  | 10 | 0 | 10 | 0 | 0 | 0 | 74 |  | kWh | 0.0665 | 0 | Commercial | [7 empty] | 3 | 0.85 |  |  |  | 0 | 4 | 0 | 0 | 0 | 0 | 0 | 0 | 0 | 0 | 0 | 0 | 2009 Qtr 1: 4; 2009 Qtr 2: 0; 2009 Qtr 3: 0; 2009 Qtr 4: 0; 2010 Qtr 1: 0; 2010 Qtr 2: 0; 2010 Qtr 3: 0; 2010 Qtr 4: 0; 2011 Qtr 1: 0; 2011 Qtr 2: 0; 2011 Qtr 3: 0; 2011 Qtr 4: 0 | 4
0 | 253145-Commercial Condensor Coil Cleaning (all units - savings at 50% of DEER) Com All CZ10 VintAll |  | System | Commercial | 01-ALC-AllCommercial-Cooling | 0 |  |  |  |  | 10 | 0 | 10 | 0 | 0 | 0 | 74 |  | kWh | 0.0665 | 0 | Commercial | [7 empty] | 3 | 0.85 |  |  |  | 0 | 4 | 0 | 0 | 0 | 0 | 0 | 0 | 0 | 0 | 0 | 0 | 2009 Qtr 1: 4; 2009 Qtr 2: 0; 2009 Qtr 3: 0; 2009 Qtr 4: 0; 2010 Qtr 1: 0; 2010 Qtr 2: 0; 2010 Qtr 3: 0; 2010 Qtr 4: 0; 2011 Qtr 1: 0; 2011 Qtr 2: 0; 2011 Qtr 3: 0; 2011 Qtr 4: 0 | 4
0 | 253145-Commercial Condensor Coil Cleaning (all units - savings at 50% of DEER) Com All CZ10 VintAll |  | System | Commercial | 01-ALC-AllCommercial-Cooling | 0 |  |  |  |  | 10 | 0 | 10 | 0 | 0 | 0 | 74 |  | kWh | 0.0665 | 0 | Commercial | [7 empty] | 3 | 0.85 |  |  |  | 0 | 4 | 0 | 0 | 0 | 0 | 0 | 0 | 0 | 0 | 0 | 0 | 2009 Qtr 1: 4; 2009 Qtr 2: 0; 2009 Qtr 3: 0; 2009 Qtr 4: 0; 2010 Qtr 1: 0; 2010 Qtr 2: 0; 2010 Qtr 3: 0; 2010 Qtr 4: 0; 2011 Qtr 1: 0; 2011 Qtr 2: 0; 2011 Qtr 3: 0; 2011 Qtr 4: 0 | 4
0 | 253145-Commercial Condensor Coil Cleaning (all units - savings at 50% of DEER) Com All CZ10 VintAll |  | System | Commercial | 01-ALC-AllCommercial-Cooling | 0 |  |  |  |  | 10 | 0 | 10 | 0 | 0 | 0 | 74 |  | kWh | 0.0665 | 0 | Commercial | [7 empty] | 3 | 0.85 |  |  |  | 0 | 4 | 0 | 0 | 0 | 0 | 0 | 0 | 0 | 0 | 0 | 0 | 2009 Qtr 1: 4; 2009 Qtr 2: 0; 2009 Qtr 3: 0; 2009 Qtr 4: 0; 2010 Qtr 1: 0; 2010 Qtr 2: 0; 2010 Qtr 3: 0; 2010 Qtr 4: 0; 2011 Qtr 1: 0; 2011 Qtr 2: 0; 2011 Qtr 3: 0; 2011 Qtr 4: 0 | 4
0 | 253145-Commercial Condensor Coil Cleaning (all units - savings at 50% of DEER) Com All CZ10 VintAll |  | System | Commercial | 01-ALC-AllCommercial-Cooling | 0 |  |  |  |  | 10 | 0 | 10 | 0 | 0 | 0 | 74 |  | kWh | 0.0665 | 0 | Commercial | [7 empty] | 3 | 0.85 |  |  |  | 0 | 4 | 0 | 0 | 0 | 0 | 0 | 0 | 0 | 0 | 0 | 0 | 2009 Qtr 1: 4; 2009 Qtr 2: 0; 2009 Qtr 3: 0; 2009 Qtr 4: 0; 2010 Qtr 1: 0; 2010 Qtr 2: 0; 2010 Qtr 3: 0; 2010 Qtr 4: 0; 2011 Qtr 1: 0; 2011 Qtr 2: 0; 2011 Qtr 3: 0; 2011 Qtr 4: 0 | 4
0 | 253145-Commercial Condensor Coil Cleaning (all units - savings at 50% of DEER) Com All CZ10 VintAll |  | System | Commercial | 01-ALC-AllCommercial-Cooling | 0 |  |  |  |  | 10 | 0 | 10 | 0 | 0 | 0 | 74 |  | kWh | 0.0665 | 0 | Commercial | [7 empty] | 3 | 0.85 |  |  |  | 0 | 4 | 0 | 0 | 0 | 0 | 0 | 0 | 0 | 0 | 0 | 0 | 2009 Qtr 1: 4; 2009 Qtr 2: 0; 2009 Qtr 3: 0; 2009 Qtr 4: 0; 2010 Qtr 1: 0; 2010 Qtr 2: 0; 2010 Qtr 3: 0; 2010 Qtr 4: 0; 2011 Qtr 1: 0; 2011 Qtr 2: 0; 2011 Qtr 3: 0; 2011 Qtr 4: 0 | 4
0 | 253145-Commercial Condensor Coil Cleaning (all units - savings at 50% of DEER) Com All CZ10 VintAll |  | System | Commercial | 01-ALC-AllCommercial-Cooling | 0 |  |  |  |  | 10 | 0 | 10 | 0 | 0 | 0 | 74 |  | kWh | 0.0665 | 0 | Commercial | [7 empty] | 3 | 0.85 |  |  |  | 0 | 3 | 0 | 0 | 0 | 0 | 0 | 0 | 0 | 0 | 0 | 0 | 2009 Qtr 1: 3; 2009 Qtr 2: 0; 2009 Qtr 3: 0; 2009 Qtr 4: 0; 2010 Qtr 1: 0; 2010 Qtr 2: 0; 2010 Qtr 3: 0; 2010 Qtr 4: 0; 2011 Qtr 1: 0; 2011 Qtr 2: 0; 2011 Qtr 3: 0; 2011 Qtr 4: 0 | 3
0 | 253142-Commercial HVAC Diagnostic/Tune-up Com All CZ10 VintAll |  | System | Commercial | 01-ALC-AllCommercial-Cooling | 0 |  |  |  |  | 45.3009 | 0 | 55.3 | 0 | 0 | -9.9991 | 214 |  | kWh | 0.15 | 0 | Commercial | [7 empty] | 10 | 0.85 |  |  |  | 0 | 4 | 0 | 0 | 0 | 0 | 0 | 0 | 0 | 0 | 0 | 0 | 2009 Qtr 1: 4; 2009 Qtr 2: 0; 2009 Qtr 3: 0; 2009 Qtr 4: 0; 2010 Qtr 1: 0; 2010 Qtr 2: 0; 2010 Qtr 3: 0; 2010 Qtr 4: 0; 2011 Qtr 1: 0; 2011 Qtr 2: 0; 2011 Qtr 3: 0; 2011 Qtr 4: 0 | 4
0 | 253142-Commercial HVAC Diagnostic/Tune-up Com All CZ10 VintAll |  | System | Commercial | 01-ALC-AllCommercial-Cooling | 0 |  |  |  |  | 45.3009 | 0 | 55.3 | 0 | 0 | -9.9991 | 214 |  | kWh | 0.15 | 0 | Commercial | [7 empty] | 10 | 0.85 |  |  |  | 0 | 4 | 0 | 0 | 0 | 0 | 0 | 0 | 0 | 0 | 0 | 0 | 2009 Qtr 1: 4; 2009 Qtr 2: 0; 2009 Qtr 3: 0; 2009 Qtr 4: 0; 2010 Qtr 1: 0; 2010 Qtr 2: 0; 2010 Qtr 3: 0; 2010 Qtr 4: 0; 2011 Qtr 1: 0; 2011 Qtr 2: 0; 2011 Qtr 3: 0; 2011 Qtr 4: 0 | 4
0 | 253145-Commercial Condensor Coil Cleaning (all units - savings at 50% of DEER) Com All CZ10 VintAll |  | System | Commercial | 01-ALC-AllCommercial-Cooling | 0 |  |  |  |  | 10 | 0 | 10 | 0 | 0 | 0 | 74 |  | kWh | 0.0665 | 0 | Commercial | [7 empty] | 3 | 0.85 |  |  |  | 0 | 4 | 0 | 0 | 0 | 0 | 0 | 0 | 0 | 0 | 0 | 0 | 2009 Qtr 1: 4; 2009 Qtr 2: 0; 2009 Qtr 3: 0; 2009 Qtr 4: 0; 2010 Qtr 1: 0; 2010 Qtr 2: 0; 2010 Qtr 3: 0; 2010 Qtr 4: 0; 2011 Qtr 1: 0; 2011 Qtr 2: 0; 2011 Qtr 3: 0; 2011 Qtr 4: 0 | 4
0 | 253142-Commercial HVAC Diagnostic/Tune-up Com All CZ10 VintAll |  | System | Commercial | 01-ALC-AllCommercial-Cooling | 0 |  |  |  |  | 45.3009 | 0 | 55.3 | 0 | 0 | -9.9991 | 214 |  | kWh | 0.15 | 0 | Commercial | [7 empty] | 10 | 0.85 |  |  |  | 0 | 4 | 0 | 0 | 0 | 0 | 0 | 0 | 0 | 0 | 0 | 0 | 2009 Qtr 1: 4; 2009 Qtr 2: 0; 2009 Qtr 3: 0; 2009 Qtr 4: 0; 2010 Qtr 1: 0; 2010 Qtr 2: 0; 2010 Qtr 3: 0; 2010 Qtr 4: 0; 2011 Qtr 1: 0; 2011 Qtr 2: 0; 2011 Qtr 3: 0; 2011 Qtr 4: 0 | 4
0 | 253142-Commercial HVAC Diagnostic/Tune-up Com All CZ10 VintAll |  | System | Commercial | 01-ALC-AllCommercial-Cooling | 0 |  |  |  |  | 45.3009 | 0 | 55.3 | 0 | 0 | -9.9991 | 214 |  | kWh | 0.15 | 0 | Commercial | [7 empty] | 10 | 0.85 |  |  |  | 0 | 4 | 0 | 0 | 0 | 0 | 0 | 0 | 0 | 0 | 0 | 0 | 2009 Qtr 1: 4; 2009 Qtr 2: 0; 2009 Qtr 3: 0; 2009 Qtr 4: 0; 2010 Qtr 1: 0; 2010 Qtr 2: 0; 2010 Qtr 3: 0; 2010 Qtr 4: 0; 2011 Qtr 1: 0; 2011 Qtr 2: 0; 2011 Qtr 3: 0; 2011 Qtr 4: 0 | 4
0 | 253142-Commercial HVAC Diagnostic/Tune-up Com All CZ10 VintAll |  | System | Commercial | 01-ALC-AllCommercial-Cooling | 0 |  |  |  |  | 45.3009 | 0 | 55.3 | 0 | 0 | -9.9991 | 214 |  | kWh | 0.15 | 0 | Commercial | [7 empty] | 10 | 0.85 |  |  |  | 0 | 4 | 0 | 0 | 0 | 0 | 0 | 0 | 0 | 0 | 0 | 0 | 2009 Qtr 1: 4; 2009 Qtr 2: 0; 2009 Qtr 3: 0; 2009 Qtr 4: 0; 2010 Qtr 1: 0; 2010 Qtr 2: 0; 2010 Qtr 3: 0; 2010 Qtr 4: 0; 2011 Qtr 1: 0; 2011 Qtr 2: 0; 2011 Qtr 3: 0; 2011 Qtr 4: 0 | 4
0 | 253142-Commercial HVAC Diagnostic/Tune-up Com All CZ10 VintAll |  | System | Commercial | 01-ALC-AllCommercial-Cooling | 0 |  |  |  |  | 45.3009 | 0 | 55.3 | 0 | 0 | -9.9991 | 214 |  | kWh | 0.15 | 0 | Commercial | [7 empty] | 10 | 0.85 |  |  |  | 0 | 4 | 0 | 0 | 0 | 0 | 0 | 0 | 0 | 0 | 0 | 0 | 2009 Qtr 1: 4; 2009 Qtr 2: 0; 2009 Qtr 3: 0; 2009 Qtr 4: 0; 2010 Qtr 1: 0; 2010 Qtr 2: 0; 2010 Qtr 3: 0; 2010 Qtr 4: 0; 2011 Qtr 1: 0; 2011 Qtr 2: 0; 2011 Qtr 3: 0; 2011 Qtr 4: 0 | 4
0 | 253142-Commercial HVAC Diagnostic/Tune-up Com All CZ10 VintAll |  | System | Commercial | 01-ALC-AllCommercial-Cooling | 0 |  |  |  |  | 45.3009 | 0 | 55.3 | 0 | 0 | -9.9991 | 214 |  | kWh | 0.15 | 0 | Commercial | [7 empty] | 10 | 0.85 |  |  |  | 0 | 3 | 0 | 0 | 0 | 0 | 0 | 0 | 0 | 0 | 0 | 0 | 2009 Qtr 1: 3; 2009 Qtr 2: 0; 2009 Qtr 3: 0; 2009 Qtr 4: 0; 2010 Qtr 1: 0; 2010 Qtr 2: 0; 2010 Qtr 3: 0; 2010 Qtr 4: 0; 2011 Qtr 1: 0; 2011 Qtr 2: 0; 2011 Qtr 3: 0; 2011 Qtr 4: 0 | 3
0 | 253145-Commercial Condensor Coil Cleaning (all units - savings at 50% of DEER) Com All CZ10 VintAll |  | System | Commercial | 01-ALC-AllCommercial-Cooling | 0 |  |  |  |  | 10 | 0 | 10 | 0 | 0 | 0 | 74 |  | kWh | 0.0665 | 0 | Commercial | [7 empty] | 3 | 0.85 |  |  |  | 0 | 3 | 0 | 0 | 0 | 0 | 0 | 0 | 0 | 0 | 0 | 0 | 2009 Qtr 1: 3; 2009 Qtr 2: 0; 2009 Qtr 3: 0; 2009 Qtr 4: 0; 2010 Qtr 1: 0; 2010 Qtr 2: 0; 2010 Qtr 3: 0; 2010 Qtr 4: 0; 2011 Qtr 1: 0; 2011 Qtr 2: 0; 2011 Qtr 3: 0; 2011 Qtr 4: 0 | 3
0 | 253142-Commercial HVAC Diagnostic/Tune-up Com All CZ10 VintAll |  | System | Commercial | 01-ALC-AllCommercial-Cooling | 0 |  |  |  |  | 45.3009 | 0 | 55.3 | 0 | 0 | -9.9991 | 214 |  | kWh | 0.15 | 0 | Commercial | [7 empty] | 10 | 0.85 |  |  |  | 0 | 3 | 0 | 0 | 0 | 0 | 0 | 0 | 0 | 0 | 0 | 0 | 2009 Qtr 1: 3; 2009 Qtr 2: 0; 2009 Qtr 3: 0; 2009 Qtr 4: 0; 2010 Qtr 1: 0; 2010 Qtr 2: 0; 2010 Qtr 3: 0; 2010 Qtr 4: 0; 2011 Qtr 1: 0; 2011 Qtr 2: 0; 2011 Qtr 3: 0; 2011 Qtr 4: 0 | 3
0 | 253145-Commercial Condensor Coil Cleaning (all units - savings at 50% of DEER) Com All CZ10 VintAll |  | System | Commercial | 01-ALC-AllCommercial-Cooling | 0 |  |  |  |  | 10 | 0 | 10 | 0 | 0 | 0 | 74 |  | kWh | 0.0665 | 0 | Commercial | [7 empty] | 3 | 0.85 |  |  |  | 0 | 3 | 0 | 0 | 0 | 0 | 0 | 0 | 0 | 0 | 0 | 0 | 2009 Qtr 1: 3; 2009 Qtr 2: 0; 2009 Qtr 3: 0; 2009 Qtr 4: 0; 2010 Qtr 1: 0; 2010 Qtr 2: 0; 2010 Qtr 3: 0; 2010 Qtr 4: 0; 2011 Qtr 1: 0; 2011 Qtr 2: 0; 2011 Qtr 3: 0; 2011 Qtr 4: 0 | 3
0 | 253142-Commercial HVAC Diagnostic/Tune-up Com All CZ10 VintAll |  | System | Commercial | 01-ALC-AllCommercial-Cooling | 0 |  |  |  |  | 45.3009 | 0 | 55.3 | 0 | 0 | -9.9991 | 214 |  | kWh | 0.15 | 0 | Commercial | [7 empty] | 10 | 0.85 |  |  |  | 0 | 6 | 0 | 0 | 0 | 0 | 0 | 0 | 0 | 0 | 0 | 0 | 2009 Qtr 1: 6; 2009 Qtr 2: 0; 2009 Qtr 3: 0; 2009 Qtr 4: 0; 2010 Qtr 1: 0; 2010 Qtr 2: 0; 2010 Qtr 3: 0; 2010 Qtr 4: 0; 2011 Qtr 1: 0; 2011 Qtr 2: 0; 2011 Qtr 3: 0; 2011 Qtr 4: 0 | 6
0 | 253142-Commercial HVAC Diagnostic/Tune-up Com All CZ10 VintAll |  | System | Commercial | 01-ALC-AllCommercial-Cooling | 0 |  |  |  |  | 45.3009 | 0 | 55.3 | 0 | 0 | -9.9991 | 214 |  | kWh | 0.15 | 0 | Commercial | [7 empty] | 10 | 0.85 |  |  |  | 0 | 3 | 0 | 0 | 0 | 0 | 0 | 0 | 0 | 0 | 0 | 0 | 2009 Qtr 1: 3; 2009 Qtr 2: 0; 2009 Qtr 3: 0; 2009 Qtr 4: 0; 2010 Qtr 1: 0; 2010 Qtr 2: 0; 2010 Qtr 3: 0; 2010 Qtr 4: 0; 2011 Qtr 1: 0; 2011 Qtr 2: 0; 2011 Qtr 3: 0; 2011 Qtr 4: 0 | 3
0 | 253142-Commercial HVAC Diagnostic/Tune-up Com All CZ10 VintAll |  | System | Commercial | 01-ALC-AllCommercial-Cooling | 0 |  |  |  |  | 45.3009 | 0 | 55.3 | 0 | 0 | -9.9991 | 214 |  | kWh | 0.15 | 0 | Commercial | [7 empty] | 10 | 0.85 |  |  |  | 0 | 4 | 0 | 0 | 0 | 0 | 0 | 0 | 0 | 0 | 0 | 0 | 2009 Qtr 1: 4; 2009 Qtr 2: 0; 2009 Qtr 3: 0; 2009 Qtr 4: 0; 2010 Qtr 1: 0; 2010 Qtr 2: 0; 2010 Qtr 3: 0; 2010 Qtr 4: 0; 2011 Qtr 1: 0; 2011 Qtr 2: 0; 2011 Qtr 3: 0; 2011 Qtr 4: 0 | 4
0 | 253142-Commercial HVAC Diagnostic/Tune-up Com All CZ10 VintAll |  | System | Commercial | 01-ALC-AllCommercial-Cooling | 0 |  |  |  |  | 45.3009 | 0 | 55.3 | 0 | 0 | -9.9991 | 214 |  | kWh | 0.15 | 0 | Commercial | [7 empty] | 10 | 0.85 |  |  |  | 0 | 5 | 0 | 0 | 0 | 0 | 0 | 0 | 0 | 0 | 0 | 0 | 2009 Qtr 1: 5; 2009 Qtr 2: 0; 2009 Qtr 3: 0; 2009 Qtr 4: 0; 2010 Qtr 1: 0; 2010 Qtr 2: 0; 2010 Qtr 3: 0; 2010 Qtr 4: 0; 2011 Qtr 1: 0; 2011 Qtr 2: 0; 2011 Qtr 3: 0; 2011 Qtr 4: 0 | 5
0 | 253142-Commercial HVAC Diagnostic/Tune-up Com All CZ10 VintAll |  | System | Commercial | 01-ALC-AllCommercial-Cooling | 0 |  |  |  |  | 45.3009 | 0 | 55.3 | 0 | 0 | -9.9991 | 214 |  | kWh | 0.15 | 0 | Commercial | [7 empty] | 10 | 0.85 |  |  |  | 0 | 3 | 0 | 0 | 0 | 0 | 0 | 0 | 0 | 0 | 0 | 0 | 2009 Qtr 1: 3; 2009 Qtr 2: 0; 2009 Qtr 3: 0; 2009 Qtr 4: 0; 2010 Qtr 1: 0; 2010 Qtr 2: 0; 2010 Qtr 3: 0; 2010 Qtr 4: 0; 2011 Qtr 1: 0; 2011 Qtr 2: 0; 2011 Qtr 3: 0; 2011 Qtr 4: 0 | 3
0 | 253142-Commercial HVAC Diagnostic/Tune-up Com All CZ10 VintAll |  | System | Commercial | 01-ALC-AllCommercial-Cooling | 0 |  |  |  |  | 45.3009 | 0 | 55.3 | 0 | 0 | -9.9991 | 214 |  | kWh | 0.15 | 0 | Commercial | [7 empty] | 10 | 0.85 |  |  |  | 0 | 3 | 0 | 0 | 0 | 0 | 0 | 0 | 0 | 0 | 0 | 0 | 2009 Qtr 1: 3; 2009 Qtr 2: 0; 2009 Qtr 3: 0; 2009 Qtr 4: 0; 2010 Qtr 1: 0; 2010 Qtr 2: 0; 2010 Qtr 3: 0; 2010 Qtr 4: 0; 2011 Qtr 1: 0; 2011 Qtr 2: 0; 2011 Qtr 3: 0; 2011 Qtr 4: 0 | 3
0 | 253142-Commercial HVAC Diagnostic/Tune-up Com All CZ10 VintAll |  | System | Commercial | 01-ALC-AllCommercial-Cooling | 0 |  |  |  |  | 45.3009 | 0 | 55.3 | 0 | 0 | -9.9991 | 214 |  | kWh | 0.15 | 0 | Commercial | [7 empty] | 10 | 0.85 |  |  |  | 0 | 3 | 0 | 0 | 0 | 0 | 0 | 0 | 0 | 0 | 0 | 0 | 2009 Qtr 1: 3; 2009 Qtr 2: 0; 2009 Qtr 3: 0; 2009 Qtr 4: 0; 2010 Qtr 1: 0; 2010 Qtr 2: 0; 2010 Qtr 3: 0; 2010 Qtr 4: 0; 2011 Qtr 1: 0; 2011 Qtr 2: 0; 2011 Qtr 3: 0; 2011 Qtr 4: 0 | 3
0 | 253142-Commercial HVAC Diagnostic/Tune-up Com All CZ10 VintAll |  | System | Commercial | 01-ALC-AllCommercial-Cooling | 0 |  |  |  |  | 45.3009 | 0 | 55.3 | 0 | 0 | -9.9991 | 214 |  | kWh | 0.15 | 0 | Commercial | [7 empty] | 10 | 0.85 |  |  |  | 0 | 6 | 0 | 0 | 0 | 0 | 0 | 0 | 0 | 0 | 0 | 0 | 2009 Qtr 1: 6; 2009 Qtr 2: 0; 2009 Qtr 3: 0; 2009 Qtr 4: 0; 2010 Qtr 1: 0; 2010 Qtr 2: 0; 2010 Qtr 3: 0; 2010 Qtr 4: 0; 2011 Qtr 1: 0; 2011 Qtr 2: 0; 2011 Qtr 3: 0; 2011 Qtr 4: 0 | 6
0 | 253142-Commercial HVAC Diagnostic/Tune-up Com All CZ10 VintAll |  | System | Commercial | 01-ALC-AllCommercial-Cooling | 0 |  |  |  |  | 45.3009 | 0 | 55.3 | 0 | 0 | -9.9991 | 214 |  | kWh | 0.15 | 0 | Commercial | [7 empty] | 10 | 0.85 |  |  |  | 0 | 6 | 0 | 0 | 0 | 0 | 0 | 0 | 0 | 0 | 0 | 0 | 2009 Qtr 1: 6; 2009 Qtr 2: 0; 2009 Qtr 3: 0; 2009 Qtr 4: 0; 2010 Qtr 1: 0; 2010 Qtr 2: 0; 2010 Qtr 3: 0; 2010 Qtr 4: 0; 2011 Qtr 1: 0; 2011 Qtr 2: 0; 2011 Qtr 3: 0; 2011 Qtr 4: 0 | 6
0 | 253142-Commercial HVAC Diagnostic/Tune-up Com All CZ10 VintAll |  | System | Commercial | 01-ALC-AllCommercial-Cooling | 0 |  |  |  |  | 45.3009 | 0 | 59.25 | 0 | 0 | -13.9491 | 214 |  | kWh | 0.15 | 0 | Commercial | [7 empty] | 10 | 0.85 |  |  |  | 0 | 7 | 0 | 0 | 0 | 0 | 0 | 0 | 0 | 0 | 0 | 0 | 2009 Qtr 1: 7; 2009 Qtr 2: 0; 2009 Qtr 3: 0; 2009 Qtr 4: 0; 2010 Qtr 1: 0; 2010 Qtr 2: 0; 2010 Qtr 3: 0; 2010 Qtr 4: 0; 2011 Qtr 1: 0; 2011 Qtr 2: 0; 2011 Qtr 3: 0; 2011 Qtr 4: 0 | 7
0 | 253142-Commercial HVAC Diagnostic/Tune-up Com All CZ10 VintAll |  | System | Commercial | 01-ALC-AllCommercial-Cooling | 0 |  |  |  |  | 45.3009 | 0 | 55.3 | 0 | 0 | -9.9991 | 214 |  | kWh | 0.15 | 0 | Commercial | [7 empty] | 10 | 0.85 |  |  |  | 0 | 4 | 0 | 0 | 0 | 0 | 0 | 0 | 0 | 0 | 0 | 0 | 2009 Qtr 1: 4; 2009 Qtr 2: 0; 2009 Qtr 3: 0; 2009 Qtr 4: 0; 2010 Qtr 1: 0; 2010 Qtr 2: 0; 2010 Qtr 3: 0; 2010 Qtr 4: 0; 2011 Qtr 1: 0; 2011 Qtr 2: 0; 2011 Qtr 3: 0; 2011 Qtr 4: 0 | 4
0 | 253142-Commercial HVAC Diagnostic/Tune-up Com All CZ10 VintAll |  | System | Commercial | 01-ALC-AllCommercial-Cooling | 0 |  |  |  |  | 45.3009 | 0 | 69.125 | 0 | 0 | -23.8241 | 214 |  | kWh | 0.15 | 0 | Commercial | [7 empty] | 10 | 0.85 |  |  |  | 0 | 2 | 0 | 0 | 0 | 0 | 0 | 0 | 0 | 0 | 0 | 0 | 2009 Qtr 1: 2; 2009 Qtr 2: 0; 2009 Qtr 3: 0; 2009 Qtr 4: 0; 2010 Qtr 1: 0; 2010 Qtr 2: 0; 2010 Qtr 3: 0; 2010 Qtr 4: 0; 2011 Qtr 1: 0; 2011 Qtr 2: 0; 2011 Qtr 3: 0; 2011 Qtr 4: 0 | 2
0 | 253142-Commercial HVAC Diagnostic/Tune-up Com All CZ10 VintAll |  | System | Commercial | 01-ALC-AllCommercial-Cooling | 0 |  |  |  |  | 45.3009 | 0 | 55.3 | 0 | 0 | -9.9991 | 214 |  | kWh | 0.15 | 0 | Commercial | [7 empty] | 10 | 0.85 |  |  |  | 0 | 6 | 0 | 0 | 0 | 0 | 0 | 0 | 0 | 0 | 0 | 0 | 2009 Qtr 1: 6; 2009 Qtr 2: 0; 2009 Qtr 3: 0; 2009 Qtr 4: 0; 2010 Qtr 1: 0; 2010 Qtr 2: 0; 2010 Qtr 3: 0; 2010 Qtr 4: 0; 2011 Qtr 1: 0; 2011 Qtr 2: 0; 2011 Qtr 3: 0; 2011 Qtr 4: 0 | 6
0 | 253142-Commercial HVAC Diagnostic/Tune-up Com All CZ10 VintAll |  | System | Commercial | 01-ALC-AllCommercial-Cooling | 0 |  |  |  |  | 45.3009 | 0 | 55.3 | 0 | 0 | -9.9991 | 214 |  | kWh | 0.15 | 0 | Commercial | [7 empty] | 10 | 0.85 |  |  |  | 0 | 6 | 0 | 0 | 0 | 0 | 0 | 0 | 0 | 0 | 0 | 0 | 2009 Qtr 1: 6; 2009 Qtr 2: 0; 2009 Qtr 3: 0; 2009 Qtr 4: 0; 2010 Qtr 1: 0; 2010 Qtr 2: 0; 2010 Qtr 3: 0; 2010 Qtr 4: 0; 2011 Qtr 1: 0; 2011 Qtr 2: 0; 2011 Qtr 3: 0; 2011 Qtr 4: 0 | 6
0 | 253142-Commercial HVAC Diagnostic/Tune-up Com All CZ10 VintAll |  | System | Commercial | 01-ALC-AllCommercial-Cooling | 0 |  |  |  |  | 45.3009 | 0 | 59.25 | 0 | 0 | -13.9491 | 214 |  | kWh | 0.15 | 0 | Commercial | [7 empty] | 10 | 0.85 |  |  |  | 0 | 7 | 0 | 0 | 0 | 0 | 0 | 0 | 0 | 0 | 0 | 0 | 2009 Qtr 1: 7; 2009 Qtr 2: 0; 2009 Qtr 3: 0; 2009 Qtr 4: 0; 2010 Qtr 1: 0; 2010 Qtr 2: 0; 2010 Qtr 3: 0; 2010 Qtr 4: 0; 2011 Qtr 1: 0; 2011 Qtr 2: 0; 2011 Qtr 3: 0; 2011 Qtr 4: 0 | 7
0 | 253142-Commercial HVAC Diagnostic/Tune-up Com All CZ10 VintAll |  | System | Commercial | 01-ALC-AllCommercial-Cooling | 0 |  |  |  |  | 45.3009 | 0 | 55.3 | 0 | 0 | -9.9991 | 214 |  | kWh | 0.15 | 0 | Commercial | [7 empty] | 10 | 0.85 |  |  |  | 0 | 4 | 0 | 0 | 0 | 0 | 0 | 0 | 0 | 0 | 0 | 0 | 2009 Qtr 1: 4; 2009 Qtr 2: 0; 2009 Qtr 3: 0; 2009 Qtr 4: 0; 2010 Qtr 1: 0; 2010 Qtr 2: 0; 2010 Qtr 3: 0; 2010 Qtr 4: 0; 2011 Qtr 1: 0; 2011 Qtr 2: 0; 2011 Qtr 3: 0; 2011 Qtr 4: 0 | 4
0 | 253145-Commercial Condensor Coil Cleaning (all units - savings at 50% of DEER) Com All CZ10 VintAll |  | System | Commercial | 01-ALC-AllCommercial-Cooling | 0 |  |  |  |  | 10 | 0 | 10 | 0 | 0 | 0 | 74 |  | kWh | 0.0665 | 0 | Commercial | [7 empty] | 3 | 0.85 |  |  |  | 0 | 6 | 0 | 0 | 0 | 0 | 0 | 0 | 0 | 0 | 0 | 0 | 2009 Qtr 1: 6; 2009 Qtr 2: 0; 2009 Qtr 3: 0; 2009 Qtr 4: 0; 2010 Qtr 1: 0; 2010 Qtr 2: 0; 2010 Qtr 3: 0; 2010 Qtr 4: 0; 2011 Qtr 1: 0; 2011 Qtr 2: 0; 2011 Qtr 3: 0; 2011 Qtr 4: 0 | 6
0 | 253145-Commercial Condensor Coil Cleaning (all units - savings at 50% of DEER) Com All CZ10 VintAll |  | System | Commercial | 01-ALC-AllCommercial-Cooling | 0 |  |  |  |  | 10 | 0 | 12.5 | 0 | 0 | -2.5 | 74 |  | kWh | 0.0665 | 0 | Commercial | [7 empty] | 3 | 0.85 |  |  |  | 0 | 2 | 0 | 0 | 0 | 0 | 0 | 0 | 0 | 0 | 0 | 0 | 2009 Qtr 1: 2; 2009 Qtr 2: 0; 2009 Qtr 3: 0; 2009 Qtr 4: 0; 2010 Qtr 1: 0; 2010 Qtr 2: 0; 2010 Qtr 3: 0; 2010 Qtr 4: 0; 2011 Qtr 1: 0; 2011 Qtr 2: 0; 2011 Qtr 3: 0; 2011 Qtr 4: 0 | 2
0 | 253145-Commercial Condensor Coil Cleaning (all units - savings at 50% of DEER) Com All CZ10 VintAll |  | System | Commercial | 01-ALC-AllCommercial-Cooling | 0 |  |  |  |  | 10 | 0 | 10 | 0 | 0 | 0 | 74 |  | kWh | 0.0665 | 0 | Commercial | [7 empty] | 3 | 0.85 |  |  |  | 0 | 4 | 0 | 0 | 0 | 0 | 0 | 0 | 0 | 0 | 0 | 0 | 2009 Qtr 1: 4; 2009 Qtr 2: 0; 2009 Qtr 3: 0; 2009 Qtr 4: 0; 2010 Qtr 1: 0; 2010 Qtr 2: 0; 2010 Qtr 3: 0; 2010 Qtr 4: 0; 2011 Qtr 1: 0; 2011 Qtr 2: 0; 2011 Qtr 3: 0; 2011 Qtr 4: 0 | 4
0 | 253145-Commercial Condensor Coil Cleaning (all units - savings at 50% of DEER) Com All CZ10 VintAll |  | System | Commercial | 01-ALC-AllCommercial-Cooling | 0 |  |  |  |  | 10 | 0 | 10 | 0 | 0 | 0 | 74 |  | kWh | 0.0665 | 0 | Commercial | [7 empty] | 3 | 0.85 |  |  |  | 0 | 4 | 0 | 0 | 0 | 0 | 0 | 0 | 0 | 0 | 0 | 0 | 2009 Qtr 1: 4; 2009 Qtr 2: 0; 2009 Qtr 3: 0; 2009 Qtr 4: 0; 2010 Qtr 1: 0; 2010 Qtr 2: 0; 2010 Qtr 3: 0; 2010 Qtr 4: 0; 2011 Qtr 1: 0; 2011 Qtr 2: 0; 2011 Qtr 3: 0; 2011 Qtr 4: 0 | 4
0 | 253145-Commercial Condensor Coil Cleaning (all units - savings at 50% of DEER) Com All CZ10 VintAll |  | System | Commercial | 01-ALC-AllCommercial-Cooling | 0 |  |  |  |  | 10 | 0 | 10 | 0 | 0 | 0 | 74 |  | kWh | 0.0665 | 0 | Commercial | [7 empty] | 3 | 0.85 |  |  |  | 0 | 4 | 0 | 0 | 0 | 0 | 0 | 0 | 0 | 0 | 0 | 0 | 2009 Qtr 1: 4; 2009 Qtr 2: 0; 2009 Qtr 3: 0; 2009 Qtr 4: 0; 2010 Qtr 1: 0; 2010 Qtr 2: 0; 2010 Qtr 3: 0; 2010 Qtr 4: 0; 2011 Qtr 1: 0; 2011 Qtr 2: 0; 2011 Qtr 3: 0; 2011 Qtr 4: 0 | 4
0 | 253145-Commercial Condensor Coil Cleaning (all units - savings at 50% of DEER) Com All CZ10 VintAll |  | System | Commercial | 01-ALC-AllCommercial-Cooling | 0 |  |  |  |  | 10 | 0 | 10 | 0 | 0 | 0 | 74 |  | kWh | 0.0665 | 0 | Commercial | [7 empty] | 3 | 0.85 |  |  |  | 0 | 4 | 0 | 0 | 0 | 0 | 0 | 0 | 0 | 0 | 0 | 0 | 2009 Qtr 1: 4; 2009 Qtr 2: 0; 2009 Qtr 3: 0; 2009 Qtr 4: 0; 2010 Qtr 1: 0; 2010 Qtr 2: 0; 2010 Qtr 3: 0; 2010 Qtr 4: 0; 2011 Qtr 1: 0; 2011 Qtr 2: 0; 2011 Qtr 3: 0; 2011 Qtr 4: 0 | 4
0 | 253142-Commercial HVAC Diagnostic/Tune-up Com All CZ10 VintAll |  | System | Commercial | 01-ALC-AllCommercial-Cooling | 0 |  |  |  |  | 45.3009 | 0 | 55.3 | 0 | 0 | -9.9991 | 214 |  | kWh | 0.15 | 0 | Commercial | [7 empty] | 10 | 0.85 |  |  |  | 0 | 4 | 0 | 0 | 0 | 0 | 0 | 0 | 0 | 0 | 0 | 0 | 2009 Qtr 1: 4; 2009 Qtr 2: 0; 2009 Qtr 3: 0; 2009 Qtr 4: 0; 2010 Qtr 1: 0; 2010 Qtr 2: 0; 2010 Qtr 3: 0; 2010 Qtr 4: 0; 2011 Qtr 1: 0; 2011 Qtr 2: 0; 2011 Qtr 3: 0; 2011 Qtr 4: 0 | 4
0 | 253145-Commercial Condensor Coil Cleaning (all units - savings at 50% of DEER) Com All CZ10 VintAll |  | System | Commercial | 01-ALC-AllCommercial-Cooling | 0 |  |  |  |  | 10 | 0 | 10 | 0 | 0 | 0 | 74 |  | kWh | 0.0665 | 0 | Commercial | [7 empty] | 3 | 0.85 |  |  |  | 0 | 4 | 0 | 0 | 0 | 0 | 0 | 0 | 0 | 0 | 0 | 0 | 2009 Qtr 1: 4; 2009 Qtr 2: 0; 2009 Qtr 3: 0; 2009 Qtr 4: 0; 2010 Qtr 1: 0; 2010 Qtr 2: 0; 2010 Qtr 3: 0; 2010 Qtr 4: 0; 2011 Qtr 1: 0; 2011 Qtr 2: 0; 2011 Qtr 3: 0; 2011 Qtr 4: 0 | 4
0 | 253145-Commercial Condensor Coil Cleaning (all units - savings at 50% of DEER) Com All CZ10 VintAll |  | System | Commercial | 01-ALC-AllCommercial-Cooling | 0 |  |  |  |  | 10 | 0 | 10 | 0 | 0 | 0 | 74 |  | kWh | 0.0665 | 0 | Commercial | [7 empty] | 3 | 0.85 |  |  |  | 0 | 4 | 0 | 0 | 0 | 0 | 0 | 0 | 0 | 0 | 0 | 0 | 2009 Qtr 1: 4; 2009 Qtr 2: 0; 2009 Qtr 3: 0; 2009 Qtr 4: 0; 2010 Qtr 1: 0; 2010 Qtr 2: 0; 2010 Qtr 3: 0; 2010 Qtr 4: 0; 2011 Qtr 1: 0; 2011 Qtr 2: 0; 2011 Qtr 3: 0; 2011 Qtr 4: 0 | 4
0 | 253145-Commercial Condensor Coil Cleaning (all units - savings at 50% of DEER) Com All CZ10 VintAll |  | System | Commercial | 01-ALC-AllCommercial-Cooling | 0 |  |  |  |  | 10 | 0 | 10.7143 | 0 | 0 | -0.71429 | 74 |  | kWh | 0.0665 | 0 | Commercial | [7 empty] | 3 | 0.85 |  |  |  | 0 | 7 | 0 | 0 | 0 | 0 | 0 | 0 | 0 | 0 | 0 | 0 | 2009 Qtr 1: 7; 2009 Qtr 2: 0; 2009 Qtr 3: 0; 2009 Qtr 4: 0; 2010 Qtr 1: 0; 2010 Qtr 2: 0; 2010 Qtr 3: 0; 2010 Qtr 4: 0; 2011 Qtr 1: 0; 2011 Qtr 2: 0; 2011 Qtr 3: 0; 2011 Qtr 4: 0 | 7
0 | 253145-Commercial Condensor Coil Cleaning (all units - savings at 50% of DEER) Com All CZ10 VintAll |  | System | Commercial | 01-ALC-AllCommercial-Cooling | 0 |  |  |  |  | 10 | 0 | 10 | 0 | 0 | 0 | 74 |  | kWh | 0.0665 | 0 | Commercial | [7 empty] | 3 | 0.85 |  |  |  | 0 | 3 | 0 | 0 | 0 | 0 | 0 | 0 | 0 | 0 | 0 | 0 | 2009 Qtr 1: 3; 2009 Qtr 2: 0; 2009 Qtr 3: 0; 2009 Qtr 4: 0; 2010 Qtr 1: 0; 2010 Qtr 2: 0; 2010 Qtr 3: 0; 2010 Qtr 4: 0; 2011 Qtr 1: 0; 2011 Qtr 2: 0; 2011 Qtr 3: 0; 2011 Qtr 4: 0 | 3
0 | 253145-Commercial Condensor Coil Cleaning (all units - savings at 50% of DEER) Com All CZ10 VintAll |  | System | Commercial | 01-ALC-AllCommercial-Cooling | 0 |  |  |  |  | 10 | 0 | 10 | 0 | 0 | 0 | 74 |  | kWh | 0.0665 | 0 | Commercial | [7 empty] | 3 | 0.85 |  |  |  | 0 | 4 | 0 | 0 | 0 | 0 | 0 | 0 | 0 | 0 | 0 | 0 | 2009 Qtr 1: 4; 2009 Qtr 2: 0; 2009 Qtr 3: 0; 2009 Qtr 4: 0; 2010 Qtr 1: 0; 2010 Qtr 2: 0; 2010 Qtr 3: 0; 2010 Qtr 4: 0; 2011 Qtr 1: 0; 2011 Qtr 2: 0; 2011 Qtr 3: 0; 2011 Qtr 4: 0 | 4
0 | 253145-Commercial Condensor Coil Cleaning (all units - savings at 50% of DEER) Com All CZ10 VintAll |  | System | Commercial | 01-ALC-AllCommercial-Cooling | 0 |  |  |  |  | 10 | 0 | 10 | 0 | 0 | 0 | 74 |  | kWh | 0.0665 | 0 | Commercial | [7 empty] | 3 | 0.85 |  |  |  | 0 | 5 | 0 | 0 | 0 | 0 | 0 | 0 | 0 | 0 | 0 | 0 | 2009 Qtr 1: 5; 2009 Qtr 2: 0; 2009 Qtr 3: 0; 2009 Qtr 4: 0; 2010 Qtr 1: 0; 2010 Qtr 2: 0; 2010 Qtr 3: 0; 2010 Qtr 4: 0; 2011 Qtr 1: 0; 2011 Qtr 2: 0; 2011 Qtr 3: 0; 2011 Qtr 4: 0 | 5
0 | 253145-Commercial Condensor Coil Cleaning (all units - savings at 50% of DEER) Com All CZ10 VintAll |  | System | Commercial | 01-ALC-AllCommercial-Cooling | 0 |  |  |  |  | 10 | 0 | 10 | 0 | 0 | 0 | 74 |  | kWh | 0.0665 | 0 | Commercial | [7 empty] | 3 | 0.85 |  |  |  | 0 | 3 | 0 | 0 | 0 | 0 | 0 | 0 | 0 | 0 | 0 | 0 | 2009 Qtr 1: 3; 2009 Qtr 2: 0; 2009 Qtr 3: 0; 2009 Qtr 4: 0; 2010 Qtr 1: 0; 2010 Qtr 2: 0; 2010 Qtr 3: 0; 2010 Qtr 4: 0; 2011 Qtr 1: 0; 2011 Qtr 2: 0; 2011 Qtr 3: 0; 2011 Qtr 4: 0 | 3
0 | 253145-Commercial Condensor Coil Cleaning (all units - savings at 50% of DEER) Com All CZ10 VintAll |  | System | Commercial | 01-ALC-AllCommercial-Cooling | 0 |  |  |  |  | 10 | 0 | 10 | 0 | 0 | 0 | 74 |  | kWh | 0.0665 | 0 | Commercial | [7 empty] | 3 | 0.85 |  |  |  | 0 | 3 | 0 | 0 | 0 | 0 | 0 | 0 | 0 | 0 | 0 | 0 | 2009 Qtr 1: 3; 2009 Qtr 2: 0; 2009 Qtr 3: 0; 2009 Qtr 4: 0; 2010 Qtr 1: 0; 2010 Qtr 2: 0; 2010 Qtr 3: 0; 2010 Qtr 4: 0; 2011 Qtr 1: 0; 2011 Qtr 2: 0; 2011 Qtr 3: 0; 2011 Qtr 4: 0 | 3
0 | 253145-Commercial Condensor Coil Cleaning (all units - savings at 50% of DEER) Com All CZ10 VintAll |  | System | Commercial | 01-ALC-AllCommercial-Cooling | 0 |  |  |  |  | 10 | 0 | 10 | 0 | 0 | 0 | 74 |  | kWh | 0.0665 | 0 | Commercial | [7 empty] | 3 | 0.85 |  |  |  | 0 | 3 | 0 | 0 | 0 | 0 | 0 | 0 | 0 | 0 | 0 | 0 | 2009 Qtr 1: 3; 2009 Qtr 2: 0; 2009 Qtr 3: 0; 2009 Qtr 4: 0; 2010 Qtr 1: 0; 2010 Qtr 2: 0; 2010 Qtr 3: 0; 2010 Qtr 4: 0; 2011 Qtr 1: 0; 2011 Qtr 2: 0; 2011 Qtr 3: 0; 2011 Qtr 4: 0 | 3
0 | 253145-Commercial Condensor Coil Cleaning (all units - savings at 50% of DEER) Com All CZ10 VintAll |  | System | Commercial | 01-ALC-AllCommercial-Cooling | 0 |  |  |  |  | 10 | 0 | 10 | 0 | 0 | 0 | 74 |  | kWh | 0.0665 | 0 | Commercial | [7 empty] | 3 | 0.85 |  |  |  | 0 | 6 | 0 | 0 | 0 | 0 | 0 | 0 | 0 | 0 | 0 | 0 | 2009 Qtr 1: 6; 2009 Qtr 2: 0; 2009 Qtr 3: 0; 2009 Qtr 4: 0; 2010 Qtr 1: 0; 2010 Qtr 2: 0; 2010 Qtr 3: 0; 2010 Qtr 4: 0; 2011 Qtr 1: 0; 2011 Qtr 2: 0; 2011 Qtr 3: 0; 2011 Qtr 4: 0 | 6
0 | 253142-Commercial HVAC Diagnostic/Tune-up Com All CZ10 VintAll |  | System | Commercial | 01-ALC-AllCommercial-Cooling | 0 |  |  |  |  | 45.3009 | 0 | 55.3 | 0 | 0 | -9.9991 | 214 |  | kWh | 0.15 | 0 | Commercial | [7 empty] | 10 | 0.85 |  |  |  | 0 | 4 | 0 | 0 | 0 | 0 | 0 | 0 | 0 | 0 | 0 | 0 | 2009 Qtr 1: 4; 2009 Qtr 2: 0; 2009 Qtr 3: 0; 2009 Qtr 4: 0; 2010 Qtr 1: 0; 2010 Qtr 2: 0; 2010 Qtr 3: 0; 2010 Qtr 4: 0; 2011 Qtr 1: 0; 2011 Qtr 2: 0; 2011 Qtr 3: 0; 2011 Qtr 4: 0 | 4
0 | 253145-Commercial Condensor Coil Cleaning (all units - savings at 50% of DEER) Com All CZ10 VintAll |  | System | Commercial | 01-ALC-AllCommercial-Cooling | 0 |  |  |  |  | 10 | 0 | 10 | 0 | 0 | 0 | 74 |  | kWh | 0.0665 | 0 | Commercial | [7 empty] | 3 | 0.85 |  |  |  | 0 | 6 | 0 | 0 | 0 | 0 | 0 | 0 | 0 | 0 | 0 | 0 | 2009 Qtr 1: 6; 2009 Qtr 2: 0; 2009 Qtr 3: 0; 2009 Qtr 4: 0; 2010 Qtr 1: 0; 2010 Qtr 2: 0; 2010 Qtr 3: 0; 2010 Qtr 4: 0; 2011 Qtr 1: 0; 2011 Qtr 2: 0; 2011 Qtr 3: 0; 2011 Qtr 4: 0 | 6
0 | 253145-Commercial Condensor Coil Cleaning (all units - savings at 50% of DEER) Com All CZ10 VintAll |  | System | Commercial | 01-ALC-AllCommercial-Cooling | 0 |  |  |  |  | 10 | 0 | 10.7143 | 0 | 0 | -0.71429 | 74 |  | kWh | 0.0665 | 0 | Commercial | [7 empty] | 3 | 0.85 |  |  |  | 0 | 7 | 0 | 0 | 0 | 0 | 0 | 0 | 0 | 0 | 0 | 0 | 2009 Qtr 1: 7; 2009 Qtr 2: 0; 2009 Qtr 3: 0; 2009 Qtr 4: 0; 2010 Qtr 1: 0; 2010 Qtr 2: 0; 2010 Qtr 3: 0; 2010 Qtr 4: 0; 2011 Qtr 1: 0; 2011 Qtr 2: 0; 2011 Qtr 3: 0; 2011 Qtr 4: 0 | 7
0 | 253145-Commercial Condensor Coil Cleaning (all units - savings at 50% of DEER) Com All CZ10 VintAll |  | System | Commercial | 01-ALC-AllCommercial-Cooling | 0 |  |  |  |  | 10 | 0 | 10 | 0 | 0 | 0 | 74 |  | kWh | 0.0665 | 0 | Commercial | [7 empty] | 3 | 0.85 |  |  |  | 0 | 4 | 0 | 0 | 0 | 0 | 0 | 0 | 0 | 0 | 0 | 0 | 2009 Qtr 1: 4; 2009 Qtr 2: 0; 2009 Qtr 3: 0; 2009 Qtr 4: 0; 2010 Qtr 1: 0; 2010 Qtr 2: 0; 2010 Qtr 3: 0; 2010 Qtr 4: 0; 2011 Qtr 1: 0; 2011 Qtr 2: 0; 2011 Qtr 3: 0; 2011 Qtr 4: 0 | 4
0 | 253145-Commercial Condensor Coil Cleaning (all units - savings at 50% of DEER) Com All CZ10 VintAll |  | System | Commercial | 01-ALC-AllCommercial-Cooling | 0 |  |  |  |  | 10 | 0 | 10 | 0 | 0 | 0 | 74 |  | kWh | 0.0665 | 0 | Commercial | [7 empty] | 3 | 0.85 |  |  |  | 0 | 6 | 0 | 0 | 0 | 0 | 0 | 0 | 0 | 0 | 0 | 0 | 2009 Qtr 1: 6; 2009 Qtr 2: 0; 2009 Qtr 3: 0; 2009 Qtr 4: 0; 2010 Qtr 1: 0; 2010 Qtr 2: 0; 2010 Qtr 3: 0; 2010 Qtr 4: 0; 2011 Qtr 1: 0; 2011 Qtr 2: 0; 2011 Qtr 3: 0; 2011 Qtr 4: 0 | 6
0 | 253145-Commercial Condensor Coil Cleaning (all units - savings at 50% of DEER) Com All CZ10 VintAll |  | System | Commercial | 01-ALC-AllCommercial-Cooling | 0 |  |  |  |  | 10 | 0 | 10 | 0 | 0 | 0 | 74 |  | kWh | 0.0665 | 0 | Commercial | [7 empty] | 3 | 0.85 |  |  |  | 0 | 6 | 0 | 0 | 0 | 0 | 0 | 0 | 0 | 0 | 0 | 0 | 2009 Qtr 1: 6; 2009 Qtr 2: 0; 2009 Qtr 3: 0; 2009 Qtr 4: 0; 2010 Qtr 1: 0; 2010 Qtr 2: 0; 2010 Qtr 3: 0; 2010 Qtr 4: 0; 2011 Qtr 1: 0; 2011 Qtr 2: 0; 2011 Qtr 3: 0; 2011 Qtr 4: 0 | 6
0 | 253145-Commercial Condensor Coil Cleaning (all units - savings at 50% of DEER) Com All CZ10 VintAll |  | System | Commercial | 01-ALC-AllCommercial-Cooling | 0 |  |  |  |  | 10 | 0 | 10.7143 | 0 | 0 | -0.71429 | 74 |  | kWh | 0.0665 | 0 | Commercial | [7 empty] | 3 | 0.85 |  |  |  | 0 | 7 | 0 | 0 | 0 | 0 | 0 | 0 | 0 | 0 | 0 | 0 | 2009 Qtr 1: 7; 2009 Qtr 2: 0; 2009 Qtr 3: 0; 2009 Qtr 4: 0; 2010 Qtr 1: 0; 2010 Qtr 2: 0; 2010 Qtr 3: 0; 2010 Qtr 4: 0; 2011 Qtr 1: 0; 2011 Qtr 2: 0; 2011 Qtr 3: 0; 2011 Qtr 4: 0 | 7
0 | 253145-Commercial Condensor Coil Cleaning (all units - savings at 50% of DEER) Com All CZ10 VintAll |  | System | Commercial | 01-ALC-AllCommercial-Cooling | 0 |  |  |  |  | 10 | 0 | 10 | 0 | 0 | 0 | 74 |  | kWh | 0.0665 | 0 | Commercial | [7 empty] | 3 | 0.85 |  |  |  | 0 | 4 | 0 | 0 | 0 | 0 | 0 | 0 | 0 | 0 | 0 | 0 | 2009 Qtr 1: 4; 2009 Qtr 2: 0; 2009 Qtr 3: 0; 2009 Qtr 4: 0; 2010 Qtr 1: 0; 2010 Qtr 2: 0; 2010 Qtr 3: 0; 2010 Qtr 4: 0; 2011 Qtr 1: 0; 2011 Qtr 2: 0; 2011 Qtr 3: 0; 2011 Qtr 4: 0 | 4
0 | 253142-Commercial HVAC Diagnostic/Tune-up Com All CZ10 VintAll |  | System | Commercial | 01-ALC-AllCommercial-Cooling | 0 |  |  |  |  | 45.3009 | 0 | 55.3 | 0 | 0 | -9.9991 | 214 |  | kWh | 0.15 | 0 | Commercial | [7 empty] | 10 | 0.85 |  |  |  | 0 | 4 | 0 | 0 | 0 | 0 | 0 | 0 | 0 | 0 | 0 | 0 | 2009 Qtr 1: 4; 2009 Qtr 2: 0; 2009 Qtr 3: 0; 2009 Qtr 4: 0; 2010 Qtr 1: 0; 2010 Qtr 2: 0; 2010 Qtr 3: 0; 2010 Qtr 4: 0; 2011 Qtr 1: 0; 2011 Qtr 2: 0; 2011 Qtr 3: 0; 2011 Qtr 4: 0 | 4
0 | 253142-Commercial HVAC Diagnostic/Tune-up Com All CZ10 VintAll |  | System | Commercial | 01-ALC-AllCommercial-Cooling | 0 |  |  |  |  | 45.3009 | 0 | 55.3 | 0 | 0 | -9.9991 | 214 |  | kWh | 0.15 | 0 | Commercial | [7 empty] | 10 | 0.85 |  |  |  | 0 | 4 | 0 | 0 | 0 | 0 | 0 | 0 | 0 | 0 | 0 | 0 | 2009 Qtr 1: 4; 2009 Qtr 2: 0; 2009 Qtr 3: 0; 2009 Qtr 4: 0; 2010 Qtr 1: 0; 2010 Qtr 2: 0; 2010 Qtr 3: 0; 2010 Qtr 4: 0; 2011 Qtr 1: 0; 2011 Qtr 2: 0; 2011 Qtr 3: 0; 2011 Qtr 4: 0 | 4
0 | 253142-Commercial HVAC Diagnostic/Tune-up Com All CZ10 VintAll |  | System | Commercial | 01-ALC-AllCommercial-Cooling | 0 |  |  |  |  | 45.3009 | 0 | 55.3 | 0 | 0 | -9.9991 | 214 |  | kWh | 0.15 | 0 | Commercial | [7 empty] | 10 | 0.85 |  |  |  | 0 | 4 | 0 | 0 | 0 | 0 | 0 | 0 | 0 | 0 | 0 | 0 | 2009 Qtr 1: 4; 2009 Qtr 2: 0; 2009 Qtr 3: 0; 2009 Qtr 4: 0; 2010 Qtr 1: 0; 2010 Qtr 2: 0; 2010 Qtr 3: 0; 2010 Qtr 4: 0; 2011 Qtr 1: 0; 2011 Qtr 2: 0; 2011 Qtr 3: 0; 2011 Qtr 4: 0 | 4
0 | 253142-Commercial HVAC Diagnostic/Tune-up Com All CZ10 VintAll |  | System | Commercial | 01-ALC-AllCommercial-Cooling | 0 |  |  |  |  | 45.3009 | 0 | 55.3 | 0 | 0 | -9.9991 | 214 |  | kWh | 0.15 | 0 | Commercial | [7 empty] | 10 | 0.85 |  |  |  | 0 | 4 | 0 | 0 | 0 | 0 | 0 | 0 | 0 | 0 | 0 | 0 | 2009 Qtr 1: 4; 2009 Qtr 2: 0; 2009 Qtr 3: 0; 2009 Qtr 4: 0; 2010 Qtr 1: 0; 2010 Qtr 2: 0; 2010 Qtr 3: 0; 2010 Qtr 4: 0; 2011 Qtr 1: 0; 2011 Qtr 2: 0; 2011 Qtr 3: 0; 2011 Qtr 4: 0 | 4
0 | 253142-Commercial HVAC Diagnostic/Tune-up Com All CZ10 VintAll |  | System | Commercial | 01-ALC-AllCommercial-Cooling | 0 |  |  |  |  | 45.3009 | 0 | 59.25 | 0 | 0 | -13.9491 | 214 |  | kWh | 0.15 | 0 | Commercial | [7 empty] | 10 | 0.85 |  |  |  | 0 | 7 | 0 | 0 | 0 | 0 | 0 | 0 | 0 | 0 | 0 | 0 | 2009 Qtr 1: 7; 2009 Qtr 2: 0; 2009 Qtr 3: 0; 2009 Qtr 4: 0; 2010 Qtr 1: 0; 2010 Qtr 2: 0; 2010 Qtr 3: 0; 2010 Qtr 4: 0; 2011 Qtr 1: 0; 2011 Qtr 2: 0; 2011 Qtr 3: 0; 2011 Qtr 4: 0 | 7
0 | 253141-Commercial HVAC Diagnostic/Tune-up Com All CZ07 VintAll |  | System | Commercial | 01-ALC-AllCommercial-Cooling | 0 |  |  |  |  | 45.3009 | 0 | 55.3 | 0 | 0 | -9.9991 | 196 |  | kWh | 0.15 | 0 | Commercial | [7 empty] | 10 | 0.85 |  |  |  | 0 | 4 | 0 | 0 | 0 | 0 | 0 | 0 | 0 | 0 | 0 | 0 | 2009 Qtr 1: 4; 2009 Qtr 2: 0; 2009 Qtr 3: 0; 2009 Qtr 4: 0; 2010 Qtr 1: 0; 2010 Qtr 2: 0; 2010 Qtr 3: 0; 2010 Qtr 4: 0; 2011 Qtr 1: 0; 2011 Qtr 2: 0; 2011 Qtr 3: 0; 2011 Qtr 4: 0 | 4
0 | 253144-Commercial Condensor Coil Cleaning (all units - savings at 50% of DEER) Com All CZ07 VintAll |  | System | Commercial | 01-ALC-AllCommercial-Cooling | 0 |  |  |  |  | 10 | 0 | 10 | 0 | 0 | 0 | 60 |  | kWh | 0.047 | 0 | Commercial | [7 empty] | 3 | 0.85 |  |  |  | 0 | 3 | 0 | 0 | 0 | 0 | 0 | 0 | 0 | 0 | 0 | 0 | 2009 Qtr 1: 3; 2009 Qtr 2: 0; 2009 Qtr 3: 0; 2009 Qtr 4: 0; 2010 Qtr 1: 0; 2010 Qtr 2: 0; 2010 Qtr 3: 0; 2010 Qtr 4: 0; 2011 Qtr 1: 0; 2011 Qtr 2: 0; 2011 Qtr 3: 0; 2011 Qtr 4: 0 | 3
0 | 253141-Commercial HVAC Diagnostic/Tune-up Com All CZ07 VintAll |  | System | Commercial | 01-ALC-AllCommercial-Cooling | 0 |  |  |  |  | 45.3009 | 0 | 55.3 | 0 | 0 | -9.9991 | 196 |  | kWh | 0.15 | 0 | Commercial | [7 empty] | 10 | 0.85 |  |  |  | 0 | 4 | 0 | 0 | 0 | 0 | 0 | 0 | 0 | 0 | 0 | 0 | 2009 Qtr 1: 4; 2009 Qtr 2: 0; 2009 Qtr 3: 0; 2009 Qtr 4: 0; 2010 Qtr 1: 0; 2010 Qtr 2: 0; 2010 Qtr 3: 0; 2010 Qtr 4: 0; 2011 Qtr 1: 0; 2011 Qtr 2: 0; 2011 Qtr 3: 0; 2011 Qtr 4: 0 | 4
0 | 253141-Commercial HVAC Diagnostic/Tune-up Com All CZ07 VintAll |  | System | Commercial | 01-ALC-AllCommercial-Cooling | 0 |  |  |  |  | 45.3009 | 0 | 55.3 | 0 | 0 | -9.9991 | 196 |  | kWh | 0.15 | 0 | Commercial | [7 empty] | 10 | 0.85 |  |  |  | 0 | 4 | 0 | 0 | 0 | 0 | 0 | 0 | 0 | 0 | 0 | 0 | 2009 Qtr 1: 4; 2009 Qtr 2: 0; 2009 Qtr 3: 0; 2009 Qtr 4: 0; 2010 Qtr 1: 0; 2010 Qtr 2: 0; 2010 Qtr 3: 0; 2010 Qtr 4: 0; 2011 Qtr 1: 0; 2011 Qtr 2: 0; 2011 Qtr 3: 0; 2011 Qtr 4: 0 | 4
0 | 253141-Commercial HVAC Diagnostic/Tune-up Com All CZ07 VintAll |  | System | Commercial | 01-ALC-AllCommercial-Cooling | 0 |  |  |  |  | 45.3009 | 0 | 55.3 | 0 | 0 | -9.9991 | 196 |  | kWh | 0.15 | 0 | Commercial | [7 empty] | 10 | 0.85 |  |  |  | 0 | 3 | 0 | 0 | 0 | 0 | 0 | 0 | 0 | 0 | 0 | 0 | 2009 Qtr 1: 3; 2009 Qtr 2: 0; 2009 Qtr 3: 0; 2009 Qtr 4: 0; 2010 Qtr 1: 0; 2010 Qtr 2: 0; 2010 Qtr 3: 0; 2010 Qtr 4: 0; 2011 Qtr 1: 0; 2011 Qtr 2: 0; 2011 Qtr 3: 0; 2011 Qtr 4: 0 | 3
0 | 253141-Commercial HVAC Diagnostic/Tune-up Com All CZ07 VintAll |  | System | Commercial | 01-ALC-AllCommercial-Cooling | 0 |  |  |  |  | 45.3009 | 0 | 55.3 | 0 | 0 | -9.9991 | 196 |  | kWh | 0.15 | 0 | Commercial | [7 empty] | 10 | 0.85 |  |  |  | 0 | 3 | 0 | 0 | 0 | 0 | 0 | 0 | 0 | 0 | 0 | 0 | 2009 Qtr 1: 3; 2009 Qtr 2: 0; 2009 Qtr 3: 0; 2009 Qtr 4: 0; 2010 Qtr 1: 0; 2010 Qtr 2: 0; 2010 Qtr 3: 0; 2010 Qtr 4: 0; 2011 Qtr 1: 0; 2011 Qtr 2: 0; 2011 Qtr 3: 0; 2011 Qtr 4: 0 | 3
0 | 253144-Commercial Condensor Coil Cleaning (all units - savings at 50% of DEER) Com All CZ07 VintAll |  | System | Commercial | 01-ALC-AllCommercial-Cooling | 0 |  |  |  |  | 10 | 0 | 10 | 0 | 0 | 0 | 60 |  | kWh | 0.047 | 0 | Commercial | [7 empty] | 3 | 0.85 |  |  |  | 0 | 4 | 0 | 0 | 0 | 0 | 0 | 0 | 0 | 0 | 0 | 0 | 2009 Qtr 1: 4; 2009 Qtr 2: 0; 2009 Qtr 3: 0; 2009 Qtr 4: 0; 2010 Qtr 1: 0; 2010 Qtr 2: 0; 2010 Qtr 3: 0; 2010 Qtr 4: 0; 2011 Qtr 1: 0; 2011 Qtr 2: 0; 2011 Qtr 3: 0; 2011 Qtr 4: 0 | 4
0 | 253144-Commercial Condensor Coil Cleaning (all units - savings at 50% of DEER) Com All CZ07 VintAll |  | System | Commercial | 01-ALC-AllCommercial-Cooling | 0 |  |  |  |  | 10 | 0 | 10 | 0 | 0 | 0 | 60 |  | kWh | 0.047 | 0 | Commercial | [7 empty] | 3 | 0.85 |  |  |  | 0 | 4 | 0 | 0 | 0 | 0 | 0 | 0 | 0 | 0 | 0 | 0 | 2009 Qtr 1: 4; 2009 Qtr 2: 0; 2009 Qtr 3: 0; 2009 Qtr 4: 0; 2010 Qtr 1: 0; 2010 Qtr 2: 0; 2010 Qtr 3: 0; 2010 Qtr 4: 0; 2011 Qtr 1: 0; 2011 Qtr 2: 0; 2011 Qtr 3: 0; 2011 Qtr 4: 0 | 4
0 | 253144-Commercial Condensor Coil Cleaning (all units - savings at 50% of DEER) Com All CZ07 VintAll |  | System | Commercial | 01-ALC-AllCommercial-Cooling | 0 |  |  |  |  | 10 | 0 | 10 | 0 | 0 | 0 | 60 |  | kWh | 0.047 | 0 | Commercial | [7 empty] | 3 | 0.85 |  |  |  | 0 | 4 | 0 | 0 | 0 | 0 | 0 | 0 | 0 | 0 | 0 | 0 | 2009 Qtr 1: 4; 2009 Qtr 2: 0; 2009 Qtr 3: 0; 2009 Qtr 4: 0; 2010 Qtr 1: 0; 2010 Qtr 2: 0; 2010 Qtr 3: 0; 2010 Qtr 4: 0; 2011 Qtr 1: 0; 2011 Qtr 2: 0; 2011 Qtr 3: 0; 2011 Qtr 4: 0 | 4
0 | 253144-Commercial Condensor Coil Cleaning (all units - savings at 50% of DEER) Com All CZ07 VintAll |  | System | Commercial | 01-ALC-AllCommercial-Cooling | 0 |  |  |  |  | 10 | 0 | 10 | 0 | 0 | 0 | 60 |  | kWh | 0.047 | 0 | Commercial | [7 empty] | 3 | 0.85 |  |  |  | 0 | 3 | 0 | 0 | 0 | 0 | 0 | 0 | 0 | 0 | 0 | 0 | 2009 Qtr 1: 3; 2009 Qtr 2: 0; 2009 Qtr 3: 0; 2009 Qtr 4: 0; 2010 Qtr 1: 0; 2010 Qtr 2: 0; 2010 Qtr 3: 0; 2010 Qtr 4: 0; 2011 Qtr 1: 0; 2011 Qtr 2: 0; 2011 Qtr 3: 0; 2011 Qtr 4: 0 | 3
0 | 253142-Commercial HVAC Diagnostic/Tune-up Com All CZ10 VintAll |  | System | Commercial | 01-ALC-AllCommercial-Cooling | 0 |  |  |  |  | 45.3009 | 0 | 55.3 | 0 | 0 | -9.9991 | 214 |  | kWh | 0.15 | 0 | Commercial | [7 empty] | 10 | 0.85 |  |  |  | 0 | 5 | 0 | 0 | 0 | 0 | 0 | 0 | 0 | 0 | 0 | 0 | 2009 Qtr 1: 5; 2009 Qtr 2: 0; 2009 Qtr 3: 0; 2009 Qtr 4: 0; 2010 Qtr 1: 0; 2010 Qtr 2: 0; 2010 Qtr 3: 0; 2010 Qtr 4: 0; 2011 Qtr 1: 0; 2011 Qtr 2: 0; 2011 Qtr 3: 0; 2011 Qtr 4: 0 | 5
0 | 253145-Commercial Condensor Coil Cleaning (all units - savings at 50% of DEER) Com All CZ10 VintAll |  | System | Commercial | 01-ALC-AllCommercial-Cooling | 0 |  |  |  |  | 10 | 0 | 10 | 0 | 0 | 0 | 74 |  | kWh | 0.0665 | 0 | Commercial | [7 empty] | 3 | 0.85 |  |  |  | 0 | 5 | 0 | 0 | 0 | 0 | 0 | 0 | 0 | 0 | 0 | 0 | 2009 Qtr 1: 5; 2009 Qtr 2: 0; 2009 Qtr 3: 0; 2009 Qtr 4: 0; 2010 Qtr 1: 0; 2010 Qtr 2: 0; 2010 Qtr 3: 0; 2010 Qtr 4: 0; 2011 Qtr 1: 0; 2011 Qtr 2: 0; 2011 Qtr 3: 0; 2011 Qtr 4: 0 | 5
0 | 253142-Commercial HVAC Diagnostic/Tune-up Com All CZ10 VintAll |  | System | Commercial | 01-ALC-AllCommercial-Cooling | 0 |  |  |  |  | 45.3009 | 0 | 55.3 | 0 | 0 | -9.9991 | 214 |  | kWh | 0.15 | 0 | Commercial | [7 empty] | 10 | 0.85 |  |  |  | 0 | 5 | 0 | 0 | 0 | 0 | 0 | 0 | 0 | 0 | 0 | 0 | 2009 Qtr 1: 5; 2009 Qtr 2: 0; 2009 Qtr 3: 0; 2009 Qtr 4: 0; 2010 Qtr 1: 0; 2010 Qtr 2: 0; 2010 Qtr 3: 0; 2010 Qtr 4: 0; 2011 Qtr 1: 0; 2011 Qtr 2: 0; 2011 Qtr 3: 0; 2011 Qtr 4: 0 | 5
0 | 253142-Commercial HVAC Diagnostic/Tune-up Com All CZ10 VintAll |  | System | Commercial | 01-ALC-AllCommercial-Cooling | 0 |  |  |  |  | 45.3009 | 0 | 55.3 | 0 | 0 | -9.9991 | 214 |  | kWh | 0.15 | 0 | Commercial | [7 empty] | 10 | 0.85 |  |  |  | 0 | 5 | 0 | 0 | 0 | 0 | 0 | 0 | 0 | 0 | 0 | 0 | 2009 Qtr 1: 5; 2009 Qtr 2: 0; 2009 Qtr 3: 0; 2009 Qtr 4: 0; 2010 Qtr 1: 0; 2010 Qtr 2: 0; 2010 Qtr 3: 0; 2010 Qtr 4: 0; 2011 Qtr 1: 0; 2011 Qtr 2: 0; 2011 Qtr 3: 0; 2011 Qtr 4: 0 | 5
0 | 253142-Commercial HVAC Diagnostic/Tune-up Com All CZ10 VintAll |  | System | Commercial | 01-ALC-AllCommercial-Cooling | 0 |  |  |  |  | 45.3009 | 0 | 55.3 | 0 | 0 | -9.9991 | 214 |  | kWh | 0.15 | 0 | Commercial | [7 empty] | 10 | 0.85 |  |  |  | 0 | 5 | 0 | 0 | 0 | 0 | 0 | 0 | 0 | 0 | 0 | 0 | 2009 Qtr 1: 5; 2009 Qtr 2: 0; 2009 Qtr 3: 0; 2009 Qtr 4: 0; 2010 Qtr 1: 0; 2010 Qtr 2: 0; 2010 Qtr 3: 0; 2010 Qtr 4: 0; 2011 Qtr 1: 0; 2011 Qtr 2: 0; 2011 Qtr 3: 0; 2011 Qtr 4: 0 | 5
0 | 253145-Commercial Condensor Coil Cleaning (all units - savings at 50% of DEER) Com All CZ10 VintAll |  | System | Commercial | 01-ALC-AllCommercial-Cooling | 0 |  |  |  |  | 10 | 0 | 10 | 0 | 0 | 0 | 74 |  | kWh | 0.0665 | 0 | Commercial | [7 empty] | 3 | 0.85 |  |  |  | 0 | 5 | 0 | 0 | 0 | 0 | 0 | 0 | 0 | 0 | 0 | 0 | 2009 Qtr 1: 5; 2009 Qtr 2: 0; 2009 Qtr 3: 0; 2009 Qtr 4: 0; 2010 Qtr 1: 0; 2010 Qtr 2: 0; 2010 Qtr 3: 0; 2010 Qtr 4: 0; 2011 Qtr 1: 0; 2011 Qtr 2: 0; 2011 Qtr 3: 0; 2011 Qtr 4: 0 | 5
0 | 253145-Commercial Condensor Coil Cleaning (all units - savings at 50% of DEER) Com All CZ10 VintAll |  | System | Commercial | 01-ALC-AllCommercial-Cooling | 0 |  |  |  |  | 10 | 0 | 10 | 0 | 0 | 0 | 74 |  | kWh | 0.0665 | 0 | Commercial | [7 empty] | 3 | 0.85 |  |  |  | 0 | 5 | 0 | 0 | 0 | 0 | 0 | 0 | 0 | 0 | 0 | 0 | 2009 Qtr 1: 5; 2009 Qtr 2: 0; 2009 Qtr 3: 0; 2009 Qtr 4: 0; 2010 Qtr 1: 0; 2010 Qtr 2: 0; 2010 Qtr 3: 0; 2010 Qtr 4: 0; 2011 Qtr 1: 0; 2011 Qtr 2: 0; 2011 Qtr 3: 0; 2011 Qtr 4: 0 | 5
0 | 253145-Commercial Condensor Coil Cleaning (all units - savings at 50% of DEER) Com All CZ10 VintAll |  | System | Commercial | 01-ALC-AllCommercial-Cooling | 0 |  |  |  |  | 10 | 0 | 10 | 0 | 0 | 0 | 74 |  | kWh | 0.0665 | 0 | Commercial | [7 empty] | 3 | 0.85 |  |  |  | 0 | 5 | 0 | 0 | 0 | 0 | 0 | 0 | 0 | 0 | 0 | 0 | 2009 Qtr 1: 5; 2009 Qtr 2: 0; 2009 Qtr 3: 0; 2009 Qtr 4: 0; 2010 Qtr 1: 0; 2010 Qtr 2: 0; 2010 Qtr 3: 0; 2010 Qtr 4: 0; 2011 Qtr 1: 0; 2011 Qtr 2: 0; 2011 Qtr 3: 0; 2011 Qtr 4: 0 | 5
0 | 253142-Commercial HVAC Diagnostic/Tune-up Com All CZ10 VintAll |  | System | Commercial | 01-ALC-AllCommercial-Cooling | 0 |  |  |  |  | 45.3009 | 0 | 55.3 | 0 | 0 | -9.9991 | 214 |  | kWh | 0.15 | 0 | Commercial | [7 empty] | 10 | 0.85 |  |  |  | 0 | 7 | 0 | 0 | 0 | 0 | 0 | 0 | 0 | 0 | 0 | 0 | 2009 Qtr 1: 7; 2009 Qtr 2: 0; 2009 Qtr 3: 0; 2009 Qtr 4: 0; 2010 Qtr 1: 0; 2010 Qtr 2: 0; 2010 Qtr 3: 0; 2010 Qtr 4: 0; 2011 Qtr 1: 0; 2011 Qtr 2: 0; 2011 Qtr 3: 0; 2011 Qtr 4: 0 | 7
0 | 253145-Commercial Condensor Coil Cleaning (all units - savings at 50% of DEER) Com All CZ10 VintAll |  | System | Commercial | 01-ALC-AllCommercial-Cooling | 0 |  |  |  |  | 10 | 0 | 10 | 0 | 0 | 0 | 74 |  | kWh | 0.0665 | 0 | Commercial | [7 empty] | 3 | 0.85 |  |  |  | 0 | 4 | 0 | 0 | 0 | 0 | 0 | 0 | 0 | 0 | 0 | 0 | 2009 Qtr 1: 4; 2009 Qtr 2: 0; 2009 Qtr 3: 0; 2009 Qtr 4: 0; 2010 Qtr 1: 0; 2010 Qtr 2: 0; 2010 Qtr 3: 0; 2010 Qtr 4: 0; 2011 Qtr 1: 0; 2011 Qtr 2: 0; 2011 Qtr 3: 0; 2011 Qtr 4: 0 | 4
0 | 253145-Commercial Condensor Coil Cleaning (all units - savings at 50% of DEER) Com All CZ10 VintAll |  | System | Commercial | 01-ALC-AllCommercial-Cooling | 0 |  |  |  |  | 10 | 0 | 10 | 0 | 0 | 0 | 74 |  | kWh | 0.0665 | 0 | Commercial | [7 empty] | 3 | 0.85 |  |  |  | 0 | 4 | 0 | 0 | 0 | 0 | 0 | 0 | 0 | 0 | 0 | 0 | 2009 Qtr 1: 4; 2009 Qtr 2: 0; 2009 Qtr 3: 0; 2009 Qtr 4: 0; 2010 Qtr 1: 0; 2010 Qtr 2: 0; 2010 Qtr 3: 0; 2010 Qtr 4: 0; 2011 Qtr 1: 0; 2011 Qtr 2: 0; 2011 Qtr 3: 0; 2011 Qtr 4: 0 | 4
0 | 253145-Commercial Condensor Coil Cleaning (all units - savings at 50% of DEER) Com All CZ10 VintAll |  | System | Commercial | 01-ALC-AllCommercial-Cooling | 0 |  |  |  |  | 10 | 0 | 10 | 0 | 0 | 0 | 74 |  | kWh | 0.0665 | 0 | Commercial | [7 empty] | 3 | 0.85 |  |  |  | 0 | 4 | 0 | 0 | 0 | 0 | 0 | 0 | 0 | 0 | 0 | 0 | 2009 Qtr 1: 4; 2009 Qtr 2: 0; 2009 Qtr 3: 0; 2009 Qtr 4: 0; 2010 Qtr 1: 0; 2010 Qtr 2: 0; 2010 Qtr 3: 0; 2010 Qtr 4: 0; 2011 Qtr 1: 0; 2011 Qtr 2: 0; 2011 Qtr 3: 0; 2011 Qtr 4: 0 | 4
0 | 253145-Commercial Condensor Coil Cleaning (all units - savings at 50% of DEER) Com All CZ10 VintAll |  | System | Commercial | 01-ALC-AllCommercial-Cooling | 0 |  |  |  |  | 10 | 0 | 10 | 0 | 0 | 0 | 74 |  | kWh | 0.0665 | 0 | Commercial | [7 empty] | 3 | 0.85 |  |  |  | 0 | 4 | 0 | 0 | 0 | 0 | 0 | 0 | 0 | 0 | 0 | 0 | 2009 Qtr 1: 4; 2009 Qtr 2: 0; 2009 Qtr 3: 0; 2009 Qtr 4: 0; 2010 Qtr 1: 0; 2010 Qtr 2: 0; 2010 Qtr 3: 0; 2010 Qtr 4: 0; 2011 Qtr 1: 0; 2011 Qtr 2: 0; 2011 Qtr 3: 0; 2011 Qtr 4: 0 | 4
0 | 253145-Commercial Condensor Coil Cleaning (all units - savings at 50% of DEER) Com All CZ10 VintAll |  | System | Commercial | 01-ALC-AllCommercial-Cooling | 0 |  |  |  |  | 10 | 0 | 10 | 0 | 0 | 0 | 74 |  | kWh | 0.0665 | 0 | Commercial | [7 empty] | 3 | 0.85 |  |  |  | 0 | 4 | 0 | 0 | 0 | 0 | 0 | 0 | 0 | 0 | 0 | 0 | 2009 Qtr 1: 4; 2009 Qtr 2: 0; 2009 Qtr 3: 0; 2009 Qtr 4: 0; 2010 Qtr 1: 0; 2010 Qtr 2: 0; 2010 Qtr 3: 0; 2010 Qtr 4: 0; 2011 Qtr 1: 0; 2011 Qtr 2: 0; 2011 Qtr 3: 0; 2011 Qtr 4: 0 | 4
0 | 253145-Commercial Condensor Coil Cleaning (all units - savings at 50% of DEER) Com All CZ10 VintAll |  | System | Commercial | 01-ALC-AllCommercial-Cooling | 0 |  |  |  |  | 10 | 0 | 10 | 0 | 0 | 0 | 74 |  | kWh | 0.0665 | 0 | Commercial | [7 empty] | 3 | 0.85 |  |  |  | 0 | 4 | 0 | 0 | 0 | 0 | 0 | 0 | 0 | 0 | 0 | 0 | 2009 Qtr 1: 4; 2009 Qtr 2: 0; 2009 Qtr 3: 0; 2009 Qtr 4: 0; 2010 Qtr 1: 0; 2010 Qtr 2: 0; 2010 Qtr 3: 0; 2010 Qtr 4: 0; 2011 Qtr 1: 0; 2011 Qtr 2: 0; 2011 Qtr 3: 0; 2011 Qtr 4: 0 | 4
0 | 253145-Commercial Condensor Coil Cleaning (all units - savings at 50% of DEER) Com All CZ10 VintAll |  | System | Commercial | 01-ALC-AllCommercial-Cooling | 0 |  |  |  |  | 10 | 0 | 10 | 0 | 0 | 0 | 74 |  | kWh | 0.0665 | 0 | Commercial | [7 empty] | 3 | 0.85 |  |  |  | 0 | 4 | 0 | 0 | 0 | 0 | 0 | 0 | 0 | 0 | 0 | 0 | 2009 Qtr 1: 4; 2009 Qtr 2: 0; 2009 Qtr 3: 0; 2009 Qtr 4: 0; 2010 Qtr 1: 0; 2010 Qtr 2: 0; 2010 Qtr 3: 0; 2010 Qtr 4: 0; 2011 Qtr 1: 0; 2011 Qtr 2: 0; 2011 Qtr 3: 0; 2011 Qtr 4: 0 | 4
0 | 253145-Commercial Condensor Coil Cleaning (all units - savings at 50% of DEER) Com All CZ10 VintAll |  | System | Commercial | 01-ALC-AllCommercial-Cooling | 0 |  |  |  |  | 10 | 0 | 10 | 0 | 0 | 0 | 74 |  | kWh | 0.0665 | 0 | Commercial | [7 empty] | 3 | 0.85 |  |  |  | 0 | 4 | 0 | 0 | 0 | 0 | 0 | 0 | 0 | 0 | 0 | 0 | 2009 Qtr 1: 4; 2009 Qtr 2: 0; 2009 Qtr 3: 0; 2009 Qtr 4: 0; 2010 Qtr 1: 0; 2010 Qtr 2: 0; 2010 Qtr 3: 0; 2010 Qtr 4: 0; 2011 Qtr 1: 0; 2011 Qtr 2: 0; 2011 Qtr 3: 0; 2011 Qtr 4: 0 | 4
0 | 253145-Commercial Condensor Coil Cleaning (all units - savings at 50% of DEER) Com All CZ10 VintAll |  | System | Commercial | 01-ALC-AllCommercial-Cooling | 0 |  |  |  |  | 10 | 0 | 10 | 0 | 0 | 0 | 74 |  | kWh | 0.0665 | 0 | Commercial | [7 empty] | 3 | 0.85 |  |  |  | 0 | 4 | 0 | 0 | 0 | 0 | 0 | 0 | 0 | 0 | 0 | 0 | 2009 Qtr 1: 4; 2009 Qtr 2: 0; 2009 Qtr 3: 0; 2009 Qtr 4: 0; 2010 Qtr 1: 0; 2010 Qtr 2: 0; 2010 Qtr 3: 0; 2010 Qtr 4: 0; 2011 Qtr 1: 0; 2011 Qtr 2: 0; 2011 Qtr 3: 0; 2011 Qtr 4: 0 | 4
0 | 253142-Commercial HVAC Diagnostic/Tune-up Com All CZ10 VintAll |  | System | Commercial | 01-ALC-AllCommercial-Cooling | 0 |  |  |  |  | 45.3009 | 0 | 55.3 | 0 | 0 | -9.9991 | 214 |  | kWh | 0.15 | 0 | Commercial | [7 empty] | 10 | 0.85 |  |  |  | 0 | 4 | 0 | 0 | 0 | 0 | 0 | 0 | 0 | 0 | 0 | 0 | 2009 Qtr 1: 4; 2009 Qtr 2: 0; 2009 Qtr 3: 0; 2009 Qtr 4: 0; 2010 Qtr 1: 0; 2010 Qtr 2: 0; 2010 Qtr 3: 0; 2010 Qtr 4: 0; 2011 Qtr 1: 0; 2011 Qtr 2: 0; 2011 Qtr 3: 0; 2011 Qtr 4: 0 | 4
0 | 253142-Commercial HVAC Diagnostic/Tune-up Com All CZ10 VintAll |  | System | Commercial | 01-ALC-AllCommercial-Cooling | 0 |  |  |  |  | 45.3009 | 0 | 55.3 | 0 | 0 | -9.9991 | 214 |  | kWh | 0.15 | 0 | Commercial | [7 empty] | 10 | 0.85 |  |  |  | 0 | 4 | 0 | 0 | 0 | 0 | 0 | 0 | 0 | 0 | 0 | 0 | 2009 Qtr 1: 4; 2009 Qtr 2: 0; 2009 Qtr 3: 0; 2009 Qtr 4: 0; 2010 Qtr 1: 0; 2010 Qtr 2: 0; 2010 Qtr 3: 0; 2010 Qtr 4: 0; 2011 Qtr 1: 0; 2011 Qtr 2: 0; 2011 Qtr 3: 0; 2011 Qtr 4: 0 | 4
0 | 253142-Commercial HVAC Diagnostic/Tune-up Com All CZ10 VintAll |  | System | Commercial | 01-ALC-AllCommercial-Cooling | 0 |  |  |  |  | 45.3009 | 0 | 55.3 | 0 | 0 | -9.9991 | 214 |  | kWh | 0.15 | 0 | Commercial | [7 empty] | 10 | 0.85 |  |  |  | 0 | 4 | 0 | 0 | 0 | 0 | 0 | 0 | 0 | 0 | 0 | 0 | 2009 Qtr 1: 4; 2009 Qtr 2: 0; 2009 Qtr 3: 0; 2009 Qtr 4: 0; 2010 Qtr 1: 0; 2010 Qtr 2: 0; 2010 Qtr 3: 0; 2010 Qtr 4: 0; 2011 Qtr 1: 0; 2011 Qtr 2: 0; 2011 Qtr 3: 0; 2011 Qtr 4: 0 | 4
0 | 253142-Commercial HVAC Diagnostic/Tune-up Com All CZ10 VintAll |  | System | Commercial | 01-ALC-AllCommercial-Cooling | 0 |  |  |  |  | 45.3009 | 0 | 55.3 | 0 | 0 | -9.9991 | 214 |  | kWh | 0.15 | 0 | Commercial | [7 empty] | 10 | 0.85 |  |  |  | 0 | 4 | 0 | 0 | 0 | 0 | 0 | 0 | 0 | 0 | 0 | 0 | 2009 Qtr 1: 4; 2009 Qtr 2: 0; 2009 Qtr 3: 0; 2009 Qtr 4: 0; 2010 Qtr 1: 0; 2010 Qtr 2: 0; 2010 Qtr 3: 0; 2010 Qtr 4: 0; 2011 Qtr 1: 0; 2011 Qtr 2: 0; 2011 Qtr 3: 0; 2011 Qtr 4: 0 | 4
0 | 253142-Commercial HVAC Diagnostic/Tune-up Com All CZ10 VintAll |  | System | Commercial | 01-ALC-AllCommercial-Cooling | 0 |  |  |  |  | 45.3009 | 0 | 55.3 | 0 | 0 | -9.9991 | 214 |  | kWh | 0.15 | 0 | Commercial | [7 empty] | 10 | 0.85 |  |  |  | 0 | 4 | 0 | 0 | 0 | 0 | 0 | 0 | 0 | 0 | 0 | 0 | 2009 Qtr 1: 4; 2009 Qtr 2: 0; 2009 Qtr 3: 0; 2009 Qtr 4: 0; 2010 Qtr 1: 0; 2010 Qtr 2: 0; 2010 Qtr 3: 0; 2010 Qtr 4: 0; 2011 Qtr 1: 0; 2011 Qtr 2: 0; 2011 Qtr 3: 0; 2011 Qtr 4: 0 | 4
0 | 253142-Commercial HVAC Diagnostic/Tune-up Com All CZ10 VintAll |  | System | Commercial | 01-ALC-AllCommercial-Cooling | 0 |  |  |  |  | 45.3009 | 0 | 55.3 | 0 | 0 | -9.9991 | 214 |  | kWh | 0.15 | 0 | Commercial | [7 empty] | 10 | 0.85 |  |  |  | 0 | 4 | 0 | 0 | 0 | 0 | 0 | 0 | 0 | 0 | 0 | 0 | 2009 Qtr 1: 4; 2009 Qtr 2: 0; 2009 Qtr 3: 0; 2009 Qtr 4: 0; 2010 Qtr 1: 0; 2010 Qtr 2: 0; 2010 Qtr 3: 0; 2010 Qtr 4: 0; 2011 Qtr 1: 0; 2011 Qtr 2: 0; 2011 Qtr 3: 0; 2011 Qtr 4: 0 | 4
0 | 253142-Commercial HVAC Diagnostic/Tune-up Com All CZ10 VintAll |  | System | Commercial | 01-ALC-AllCommercial-Cooling | 0 |  |  |  |  | 45.3009 | 0 | 55.3 | 0 | 0 | -9.9991 | 214 |  | kWh | 0.15 | 0 | Commercial | [7 empty] | 10 | 0.85 |  |  |  | 0 | 4 | 0 | 0 | 0 | 0 | 0 | 0 | 0 | 0 | 0 | 0 | 2009 Qtr 1: 4; 2009 Qtr 2: 0; 2009 Qtr 3: 0; 2009 Qtr 4: 0; 2010 Qtr 1: 0; 2010 Qtr 2: 0; 2010 Qtr 3: 0; 2010 Qtr 4: 0; 2011 Qtr 1: 0; 2011 Qtr 2: 0; 2011 Qtr 3: 0; 2011 Qtr 4: 0 | 4
0 | 253145-Commercial Condensor Coil Cleaning (all units - savings at 50% of DEER) Com All CZ10 VintAll |  | System | Commercial | 01-ALC-AllCommercial-Cooling | 0 |  |  |  |  | 10 | 0 | 10 | 0 | 0 | 0 | 74 |  | kWh | 0.0665 | 0 | Commercial | [7 empty] | 3 | 0.85 |  |  |  | 0 | 7 | 0 | 0 | 0 | 0 | 0 | 0 | 0 | 0 | 0 | 0 | 2009 Qtr 1: 7; 2009 Qtr 2: 0; 2009 Qtr 3: 0; 2009 Qtr 4: 0; 2010 Qtr 1: 0; 2010 Qtr 2: 0; 2010 Qtr 3: 0; 2010 Qtr 4: 0; 2011 Qtr 1: 0; 2011 Qtr 2: 0; 2011 Qtr 3: 0; 2011 Qtr 4: 0 | 7
0 | 253142-Commercial HVAC Diagnostic/Tune-up Com All CZ10 VintAll |  | System | Commercial | 01-ALC-AllCommercial-Cooling | 0 |  |  |  |  | 45.3009 | 0 | 55.3 | 0 | 0 | -9.9991 | 214 |  | kWh | 0.15 | 0 | Commercial | [7 empty] | 10 | 0.85 |  |  |  | 0 | 5 | 0 | 0 | 0 | 0 | 0 | 0 | 0 | 0 | 0 | 0 | 2009 Qtr 1: 5; 2009 Qtr 2: 0; 2009 Qtr 3: 0; 2009 Qtr 4: 0; 2010 Qtr 1: 0; 2010 Qtr 2: 0; 2010 Qtr 3: 0; 2010 Qtr 4: 0; 2011 Qtr 1: 0; 2011 Qtr 2: 0; 2011 Qtr 3: 0; 2011 Qtr 4: 0 | 5
0 | 253142-Commercial HVAC Diagnostic/Tune-up Com All CZ10 VintAll |  | System | Commercial | 01-ALC-AllCommercial-Cooling | 0 |  |  |  |  | 45.3009 | 0 | 55.3 | 0 | 0 | -9.9991 | 214 |  | kWh | 0.15 | 0 | Commercial | [7 empty] | 10 | 0.85 |  |  |  | 0 | 5 | 0 | 0 | 0 | 0 | 0 | 0 | 0 | 0 | 0 | 0 | 2009 Qtr 1: 5; 2009 Qtr 2: 0; 2009 Qtr 3: 0; 2009 Qtr 4: 0; 2010 Qtr 1: 0; 2010 Qtr 2: 0; 2010 Qtr 3: 0; 2010 Qtr 4: 0; 2011 Qtr 1: 0; 2011 Qtr 2: 0; 2011 Qtr 3: 0; 2011 Qtr 4: 0 | 5
0 | 253142-Commercial HVAC Diagnostic/Tune-up Com All CZ10 VintAll |  | System | Commercial | 01-ALC-AllCommercial-Cooling | 0 |  |  |  |  | 45.3009 | 0 | 55.3 | 0 | 0 | -9.9991 | 214 |  | kWh | 0.15 | 0 | Commercial | [7 empty] | 10 | 0.85 |  |  |  | 0 | 3 | 0 | 0 | 0 | 0 | 0 | 0 | 0 | 0 | 0 | 0 | 2009 Qtr 1: 3; 2009 Qtr 2: 0; 2009 Qtr 3: 0; 2009 Qtr 4: 0; 2010 Qtr 1: 0; 2010 Qtr 2: 0; 2010 Qtr 3: 0; 2010 Qtr 4: 0; 2011 Qtr 1: 0; 2011 Qtr 2: 0; 2011 Qtr 3: 0; 2011 Qtr 4: 0 | 3
0 | 253145-Commercial Condensor Coil Cleaning (all units - savings at 50% of DEER) Com All CZ10 VintAll |  | System | Commercial | 01-ALC-AllCommercial-Cooling | 0 |  |  |  |  | 10 | 0 | 10 | 0 | 0 | 0 | 74 |  | kWh | 0.0665 | 0 | Commercial | [7 empty] | 3 | 0.85 |  |  |  | 0 | 5 | 0 | 0 | 0 | 0 | 0 | 0 | 0 | 0 | 0 | 0 | 2009 Qtr 1: 5; 2009 Qtr 2: 0; 2009 Qtr 3: 0; 2009 Qtr 4: 0; 2010 Qtr 1: 0; 2010 Qtr 2: 0; 2010 Qtr 3: 0; 2010 Qtr 4: 0; 2011 Qtr 1: 0; 2011 Qtr 2: 0; 2011 Qtr 3: 0; 2011 Qtr 4: 0 | 5
0 | 253145-Commercial Condensor Coil Cleaning (all units - savings at 50% of DEER) Com All CZ10 VintAll |  | System | Commercial | 01-ALC-AllCommercial-Cooling | 0 |  |  |  |  | 10 | 0 | 10 | 0 | 0 | 0 | 74 |  | kWh | 0.0665 | 0 | Commercial | [7 empty] | 3 | 0.85 |  |  |  | 0 | 4 | 0 | 0 | 0 | 0 | 0 | 0 | 0 | 0 | 0 | 0 | 2009 Qtr 1: 4; 2009 Qtr 2: 0; 2009 Qtr 3: 0; 2009 Qtr 4: 0; 2010 Qtr 1: 0; 2010 Qtr 2: 0; 2010 Qtr 3: 0; 2010 Qtr 4: 0; 2011 Qtr 1: 0; 2011 Qtr 2: 0; 2011 Qtr 3: 0; 2011 Qtr 4: 0 | 4
0 | 253145-Commercial Condensor Coil Cleaning (all units - savings at 50% of DEER) Com All CZ10 VintAll |  | System | Commercial | 01-ALC-AllCommercial-Cooling | 0 |  |  |  |  | 10 | 0 | 10 | 0 | 0 | 0 | 74 |  | kWh | 0.0665 | 0 | Commercial | [7 empty] | 3 | 0.85 |  |  |  | 0 | 5 | 0 | 0 | 0 | 0 | 0 | 0 | 0 | 0 | 0 | 0 | 2009 Qtr 1: 5; 2009 Qtr 2: 0; 2009 Qtr 3: 0; 2009 Qtr 4: 0; 2010 Qtr 1: 0; 2010 Qtr 2: 0; 2010 Qtr 3: 0; 2010 Qtr 4: 0; 2011 Qtr 1: 0; 2011 Qtr 2: 0; 2011 Qtr 3: 0; 2011 Qtr 4: 0 | 5
0 | 253145-Commercial Condensor Coil Cleaning (all units - savings at 50% of DEER) Com All CZ10 VintAll |  | System | Commercial | 01-ALC-AllCommercial-Cooling | 0 |  |  |  |  | 10 | 0 | 11.25 | 0 | 0 | -1.25 | 74 |  | kWh | 0.0665 | 0 | Commercial | [7 empty] | 3 | 0.85 |  |  |  | 0 | 4 | 0 | 0 | 0 | 0 | 0 | 0 | 0 | 0 | 0 | 0 | 2009 Qtr 1: 4; 2009 Qtr 2: 0; 2009 Qtr 3: 0; 2009 Qtr 4: 0; 2010 Qtr 1: 0; 2010 Qtr 2: 0; 2010 Qtr 3: 0; 2010 Qtr 4: 0; 2011 Qtr 1: 0; 2011 Qtr 2: 0; 2011 Qtr 3: 0; 2011 Qtr 4: 0 | 4
0 | 253145-Commercial Condensor Coil Cleaning (all units - savings at 50% of DEER) Com All CZ10 VintAll |  | System | Commercial | 01-ALC-AllCommercial-Cooling | 0 |  |  |  |  | 10 | 0 | 11.25 | 0 | 0 | -1.25 | 74 |  | kWh | 0.0665 | 0 | Commercial | [7 empty] | 3 | 0.85 |  |  |  | 0 | 4 | 0 | 0 | 0 | 0 | 0 | 0 | 0 | 0 | 0 | 0 | 2009 Qtr 1: 4; 2009 Qtr 2: 0; 2009 Qtr 3: 0; 2009 Qtr 4: 0; 2010 Qtr 1: 0; 2010 Qtr 2: 0; 2010 Qtr 3: 0; 2010 Qtr 4: 0; 2011 Qtr 1: 0; 2011 Qtr 2: 0; 2011 Qtr 3: 0; 2011 Qtr 4: 0 | 4
0 | 253145-Commercial Condensor Coil Cleaning (all units - savings at 50% of DEER) Com All CZ10 VintAll |  | System | Commercial | 01-ALC-AllCommercial-Cooling | 0 |  |  |  |  | 10 | 0 | 11.25 | 0 | 0 | -1.25 | 74 |  | kWh | 0.0665 | 0 | Commercial | [7 empty] | 3 | 0.85 |  |  |  | 0 | 4 | 0 | 0 | 0 | 0 | 0 | 0 | 0 | 0 | 0 | 0 | 2009 Qtr 1: 4; 2009 Qtr 2: 0; 2009 Qtr 3: 0; 2009 Qtr 4: 0; 2010 Qtr 1: 0; 2010 Qtr 2: 0; 2010 Qtr 3: 0; 2010 Qtr 4: 0; 2011 Qtr 1: 0; 2011 Qtr 2: 0; 2011 Qtr 3: 0; 2011 Qtr 4: 0 | 4
0 | 253145-Commercial Condensor Coil Cleaning (all units - savings at 50% of DEER) Com All CZ10 VintAll |  | System | Commercial | 01-ALC-AllCommercial-Cooling | 0 |  |  |  |  | 10 | 0 | 11.25 | 0 | 0 | -1.25 | 74 |  | kWh | 0.0665 | 0 | Commercial | [7 empty] | 3 | 0.85 |  |  |  | 0 | 4 | 0 | 0 | 0 | 0 | 0 | 0 | 0 | 0 | 0 | 0 | 2009 Qtr 1: 4; 2009 Qtr 2: 0; 2009 Qtr 3: 0; 2009 Qtr 4: 0; 2010 Qtr 1: 0; 2010 Qtr 2: 0; 2010 Qtr 3: 0; 2010 Qtr 4: 0; 2011 Qtr 1: 0; 2011 Qtr 2: 0; 2011 Qtr 3: 0; 2011 Qtr 4: 0 | 4
0 | 253145-Commercial Condensor Coil Cleaning (all units - savings at 50% of DEER) Com All CZ10 VintAll |  | System | Commercial | 01-ALC-AllCommercial-Cooling | 0 |  |  |  |  | 10 | 0 | 10 | 0 | 0 | 0 | 74 |  | kWh | 0.0665 | 0 | Commercial | [7 empty] | 3 | 0.85 |  |  |  | 0 | 5 | 0 | 0 | 0 | 0 | 0 | 0 | 0 | 0 | 0 | 0 | 2009 Qtr 1: 5; 2009 Qtr 2: 0; 2009 Qtr 3: 0; 2009 Qtr 4: 0; 2010 Qtr 1: 0; 2010 Qtr 2: 0; 2010 Qtr 3: 0; 2010 Qtr 4: 0; 2011 Qtr 1: 0; 2011 Qtr 2: 0; 2011 Qtr 3: 0; 2011 Qtr 4: 0 | 5
0 | 253142-Commercial HVAC Diagnostic/Tune-up Com All CZ10 VintAll |  | System | Commercial | 01-ALC-AllCommercial-Cooling | 0 |  |  |  |  | 45.3009 | 0 | 55.3 | 0 | 0 | -9.9991 | 214 |  | kWh | 0.15 | 0 | Commercial | [7 empty] | 10 | 0.85 |  |  |  | 0 | 4 | 0 | 0 | 0 | 0 | 0 | 0 | 0 | 0 | 0 | 0 | 2009 Qtr 1: 4; 2009 Qtr 2: 0; 2009 Qtr 3: 0; 2009 Qtr 4: 0; 2010 Qtr 1: 0; 2010 Qtr 2: 0; 2010 Qtr 3: 0; 2010 Qtr 4: 0; 2011 Qtr 1: 0; 2011 Qtr 2: 0; 2011 Qtr 3: 0; 2011 Qtr 4: 0 | 4
0 | 253145-Commercial Condensor Coil Cleaning (all units - savings at 50% of DEER) Com All CZ10 VintAll |  | System | Commercial | 01-ALC-AllCommercial-Cooling | 0 |  |  |  |  | 10 | 0 | 10 | 0 | 0 | 0 | 74 |  | kWh | 0.0665 | 0 | Commercial | [7 empty] | 3 | 0.85 |  |  |  | 0 | 5 | 0 | 0 | 0 | 0 | 0 | 0 | 0 | 0 | 0 | 0 | 2009 Qtr 1: 5; 2009 Qtr 2: 0; 2009 Qtr 3: 0; 2009 Qtr 4: 0; 2010 Qtr 1: 0; 2010 Qtr 2: 0; 2010 Qtr 3: 0; 2010 Qtr 4: 0; 2011 Qtr 1: 0; 2011 Qtr 2: 0; 2011 Qtr 3: 0; 2011 Qtr 4: 0 | 5
0 | 253145-Commercial Condensor Coil Cleaning (all units - savings at 50% of DEER) Com All CZ10 VintAll |  | System | Commercial | 01-ALC-AllCommercial-Cooling | 0 |  |  |  |  | 10 | 0 | 10 | 0 | 0 | 0 | 74 |  | kWh | 0.0665 | 0 | Commercial | [7 empty] | 3 | 0.85 |  |  |  | 0 | 5 | 0 | 0 | 0 | 0 | 0 | 0 | 0 | 0 | 0 | 0 | 2009 Qtr 1: 5; 2009 Qtr 2: 0; 2009 Qtr 3: 0; 2009 Qtr 4: 0; 2010 Qtr 1: 0; 2010 Qtr 2: 0; 2010 Qtr 3: 0; 2010 Qtr 4: 0; 2011 Qtr 1: 0; 2011 Qtr 2: 0; 2011 Qtr 3: 0; 2011 Qtr 4: 0 | 5
0 | 253145-Commercial Condensor Coil Cleaning (all units - savings at 50% of DEER) Com All CZ10 VintAll |  | System | Commercial | 01-ALC-AllCommercial-Cooling | 0 |  |  |  |  | 10 | 0 | 10 | 0 | 0 | 0 | 74 |  | kWh | 0.0665 | 0 | Commercial | [7 empty] | 3 | 0.85 |  |  |  | 0 | 5 | 0 | 0 | 0 | 0 | 0 | 0 | 0 | 0 | 0 | 0 | 2009 Qtr 1: 5; 2009 Qtr 2: 0; 2009 Qtr 3: 0; 2009 Qtr 4: 0; 2010 Qtr 1: 0; 2010 Qtr 2: 0; 2010 Qtr 3: 0; 2010 Qtr 4: 0; 2011 Qtr 1: 0; 2011 Qtr 2: 0; 2011 Qtr 3: 0; 2011 Qtr 4: 0 | 5
0 | 253145-Commercial Condensor Coil Cleaning (all units - savings at 50% of DEER) Com All CZ10 VintAll |  | System | Commercial | 01-ALC-AllCommercial-Cooling | 0 |  |  |  |  | 10 | 0 | 10 | 0 | 0 | 0 | 74 |  | kWh | 0.0665 | 0 | Commercial | [7 empty] | 3 | 0.85 |  |  |  | 0 | 3 | 0 | 0 | 0 | 0 | 0 | 0 | 0 | 0 | 0 | 0 | 2009 Qtr 1: 3; 2009 Qtr 2: 0; 2009 Qtr 3: 0; 2009 Qtr 4: 0; 2010 Qtr 1: 0; 2010 Qtr 2: 0; 2010 Qtr 3: 0; 2010 Qtr 4: 0; 2011 Qtr 1: 0; 2011 Qtr 2: 0; 2011 Qtr 3: 0; 2011 Qtr 4: 0 | 3
0 | 253145-Commercial Condensor Coil Cleaning (all units - savings at 50% of DEER) Com All CZ10 VintAll |  | System | Commercial | 01-ALC-AllCommercial-Cooling | 0 |  |  |  |  | 10 | 0 | 10 | 0 | 0 | 0 | 74 |  | kWh | 0.0665 | 0 | Commercial | [7 empty] | 3 | 0.85 |  |  |  | 0 | 5 | 0 | 0 | 0 | 0 | 0 | 0 | 0 | 0 | 0 | 0 | 2009 Qtr 1: 5; 2009 Qtr 2: 0; 2009 Qtr 3: 0; 2009 Qtr 4: 0; 2010 Qtr 1: 0; 2010 Qtr 2: 0; 2010 Qtr 3: 0; 2010 Qtr 4: 0; 2011 Qtr 1: 0; 2011 Qtr 2: 0; 2011 Qtr 3: 0; 2011 Qtr 4: 0 | 5
0 | 253142-Commercial HVAC Diagnostic/Tune-up Com All CZ10 VintAll |  | System | Commercial | 01-ALC-AllCommercial-Cooling | 0 |  |  |  |  | 45.3009 | 0 | 55.3 | 0 | 0 | -9.9991 | 214 |  | kWh | 0.15 | 0 | Commercial | [7 empty] | 10 | 0.85 |  |  |  | 0 | 5 | 0 | 0 | 0 | 0 | 0 | 0 | 0 | 0 | 0 | 0 | 2009 Qtr 1: 5; 2009 Qtr 2: 0; 2009 Qtr 3: 0; 2009 Qtr 4: 0; 2010 Qtr 1: 0; 2010 Qtr 2: 0; 2010 Qtr 3: 0; 2010 Qtr 4: 0; 2011 Qtr 1: 0; 2011 Qtr 2: 0; 2011 Qtr 3: 0; 2011 Qtr 4: 0 | 5
0 | 253142-Commercial HVAC Diagnostic/Tune-up Com All CZ10 VintAll |  | System | Commercial | 01-ALC-AllCommercial-Cooling | 0 |  |  |  |  | 45.3009 | 0 | 62.2125 | 0 | 0 | -16.9116 | 214 |  | kWh | 0.15 | 0 | Commercial | [7 empty] | 10 | 0.85 |  |  |  | 0 | 4 | 0 | 0 | 0 | 0 | 0 | 0 | 0 | 0 | 0 | 0 | 2009 Qtr 1: 4; 2009 Qtr 2: 0; 2009 Qtr 3: 0; 2009 Qtr 4: 0; 2010 Qtr 1: 0; 2010 Qtr 2: 0; 2010 Qtr 3: 0; 2010 Qtr 4: 0; 2011 Qtr 1: 0; 2011 Qtr 2: 0; 2011 Qtr 3: 0; 2011 Qtr 4: 0 | 4
0 | 253142-Commercial HVAC Diagnostic/Tune-up Com All CZ10 VintAll |  | System | Commercial | 01-ALC-AllCommercial-Cooling | 0 |  |  |  |  | 45.3009 | 0 | 62.2125 | 0 | 0 | -16.9116 | 214 |  | kWh | 0.15 | 0 | Commercial | [7 empty] | 10 | 0.85 |  |  |  | 0 | 4 | 0 | 0 | 0 | 0 | 0 | 0 | 0 | 0 | 0 | 0 | 2009 Qtr 1: 4; 2009 Qtr 2: 0; 2009 Qtr 3: 0; 2009 Qtr 4: 0; 2010 Qtr 1: 0; 2010 Qtr 2: 0; 2010 Qtr 3: 0; 2010 Qtr 4: 0; 2011 Qtr 1: 0; 2011 Qtr 2: 0; 2011 Qtr 3: 0; 2011 Qtr 4: 0 | 4
0 | 253142-Commercial HVAC Diagnostic/Tune-up Com All CZ10 VintAll |  | System | Commercial | 01-ALC-AllCommercial-Cooling | 0 |  |  |  |  | 45.3009 | 0 | 62.2125 | 0 | 0 | -16.9116 | 214 |  | kWh | 0.15 | 0 | Commercial | [7 empty] | 10 | 0.85 |  |  |  | 0 | 4 | 0 | 0 | 0 | 0 | 0 | 0 | 0 | 0 | 0 | 0 | 2009 Qtr 1: 4; 2009 Qtr 2: 0; 2009 Qtr 3: 0; 2009 Qtr 4: 0; 2010 Qtr 1: 0; 2010 Qtr 2: 0; 2010 Qtr 3: 0; 2010 Qtr 4: 0; 2011 Qtr 1: 0; 2011 Qtr 2: 0; 2011 Qtr 3: 0; 2011 Qtr 4: 0 | 4
0 | 253142-Commercial HVAC Diagnostic/Tune-up Com All CZ10 VintAll |  | System | Commercial | 01-ALC-AllCommercial-Cooling | 0 |  |  |  |  | 45.3009 | 0 | 62.2125 | 0 | 0 | -16.9116 | 214 |  | kWh | 0.15 | 0 | Commercial | [7 empty] | 10 | 0.85 |  |  |  | 0 | 4 | 0 | 0 | 0 | 0 | 0 | 0 | 0 | 0 | 0 | 0 | 2009 Qtr 1: 4; 2009 Qtr 2: 0; 2009 Qtr 3: 0; 2009 Qtr 4: 0; 2010 Qtr 1: 0; 2010 Qtr 2: 0; 2010 Qtr 3: 0; 2010 Qtr 4: 0; 2011 Qtr 1: 0; 2011 Qtr 2: 0; 2011 Qtr 3: 0; 2011 Qtr 4: 0 | 4
0 | 253142-Commercial HVAC Diagnostic/Tune-up Com All CZ10 VintAll |  | System | Commercial | 01-ALC-AllCommercial-Cooling | 0 |  |  |  |  | 45.3009 | 0 | 55.3 | 0 | 0 | -9.9991 | 214 |  | kWh | 0.15 | 0 | Commercial | [7 empty] | 10 | 0.85 |  |  |  | 0 | 5 | 0 | 0 | 0 | 0 | 0 | 0 | 0 | 0 | 0 | 0 | 2009 Qtr 1: 5; 2009 Qtr 2: 0; 2009 Qtr 3: 0; 2009 Qtr 4: 0; 2010 Qtr 1: 0; 2010 Qtr 2: 0; 2010 Qtr 3: 0; 2010 Qtr 4: 0; 2011 Qtr 1: 0; 2011 Qtr 2: 0; 2011 Qtr 3: 0; 2011 Qtr 4: 0 | 5
0 | 253142-Commercial HVAC Diagnostic/Tune-up Com All CZ10 VintAll |  | System | Commercial | 01-ALC-AllCommercial-Cooling | 0 |  |  |  |  | 45.3009 | 0 | 55.3 | 0 | 0 | -9.9991 | 214 |  | kWh | 0.15 | 0 | Commercial | [7 empty] | 10 | 0.85 |  |  |  | 0 | 5 | 0 | 0 | 0 | 0 | 0 | 0 | 0 | 0 | 0 | 0 | 2009 Qtr 1: 5; 2009 Qtr 2: 0; 2009 Qtr 3: 0; 2009 Qtr 4: 0; 2010 Qtr 1: 0; 2010 Qtr 2: 0; 2010 Qtr 3: 0; 2010 Qtr 4: 0; 2011 Qtr 1: 0; 2011 Qtr 2: 0; 2011 Qtr 3: 0; 2011 Qtr 4: 0 | 5
0 | 253142-Commercial HVAC Diagnostic/Tune-up Com All CZ10 VintAll |  | System | Commercial | 01-ALC-AllCommercial-Cooling | 0 |  |  |  |  | 45.3009 | 0 | 55.3 | 0 | 0 | -9.9991 | 214 |  | kWh | 0.15 | 0 | Commercial | [7 empty] | 10 | 0.85 |  |  |  | 0 | 4 | 0 | 0 | 0 | 0 | 0 | 0 | 0 | 0 | 0 | 0 | 2009 Qtr 1: 4; 2009 Qtr 2: 0; 2009 Qtr 3: 0; 2009 Qtr 4: 0; 2010 Qtr 1: 0; 2010 Qtr 2: 0; 2010 Qtr 3: 0; 2010 Qtr 4: 0; 2011 Qtr 1: 0; 2011 Qtr 2: 0; 2011 Qtr 3: 0; 2011 Qtr 4: 0 | 4
0 | 253145-Commercial Condensor Coil Cleaning (all units - savings at 50% of DEER) Com All CZ10 VintAll |  | System | Commercial | 01-ALC-AllCommercial-Cooling | 0 |  |  |  |  | 10 | 0 | 10 | 0 | 0 | 0 | 74 |  | kWh | 0.0665 | 0 | Commercial | [7 empty] | 3 | 0.85 |  |  |  | 0 | 5 | 0 | 0 | 0 | 0 | 0 | 0 | 0 | 0 | 0 | 0 | 2009 Qtr 1: 5; 2009 Qtr 2: 0; 2009 Qtr 3: 0; 2009 Qtr 4: 0; 2010 Qtr 1: 0; 2010 Qtr 2: 0; 2010 Qtr 3: 0; 2010 Qtr 4: 0; 2011 Qtr 1: 0; 2011 Qtr 2: 0; 2011 Qtr 3: 0; 2011 Qtr 4: 0 | 5
0 | 253145-Commercial Condensor Coil Cleaning (all units - savings at 50% of DEER) Com All CZ10 VintAll |  | System | Commercial | 01-ALC-AllCommercial-Cooling | 0 |  |  |  |  | 10 | 0 | 10 | 0 | 0 | 0 | 74 |  | kWh | 0.0665 | 0 | Commercial | [7 empty] | 3 | 0.85 |  |  |  | 0 | 5 | 0 | 0 | 0 | 0 | 0 | 0 | 0 | 0 | 0 | 0 | 2009 Qtr 1: 5; 2009 Qtr 2: 0; 2009 Qtr 3: 0; 2009 Qtr 4: 0; 2010 Qtr 1: 0; 2010 Qtr 2: 0; 2010 Qtr 3: 0; 2010 Qtr 4: 0; 2011 Qtr 1: 0; 2011 Qtr 2: 0; 2011 Qtr 3: 0; 2011 Qtr 4: 0 | 5
0 | 253145-Commercial Condensor Coil Cleaning (all units - savings at 50% of DEER) Com All CZ10 VintAll |  | System | Commercial | 01-ALC-AllCommercial-Cooling | 0 |  |  |  |  | 10 | 0 | 10 | 0 | 0 | 0 | 74 |  | kWh | 0.0665 | 0 | Commercial | [7 empty] | 3 | 0.85 |  |  |  | 0 | 4 | 0 | 0 | 0 | 0 | 0 | 0 | 0 | 0 | 0 | 0 | 2009 Qtr 1: 4; 2009 Qtr 2: 0; 2009 Qtr 3: 0; 2009 Qtr 4: 0; 2010 Qtr 1: 0; 2010 Qtr 2: 0; 2010 Qtr 3: 0; 2010 Qtr 4: 0; 2011 Qtr 1: 0; 2011 Qtr 2: 0; 2011 Qtr 3: 0; 2011 Qtr 4: 0 | 4
0 | 253142-Commercial HVAC Diagnostic/Tune-up Com All CZ10 VintAll |  | System | Commercial | 01-ALC-AllCommercial-Cooling | 0 |  |  |  |  | 45.3009 | 0 | 55.3 | 0 | 0 | -9.9991 | 214 |  | kWh | 0.15 | 0 | Commercial | [7 empty] | 10 | 0.85 |  |  |  | 0 | 3 | 0 | 0 | 0 | 0 | 0 | 0 | 0 | 0 | 0 | 0 | 2009 Qtr 1: 3; 2009 Qtr 2: 0; 2009 Qtr 3: 0; 2009 Qtr 4: 0; 2010 Qtr 1: 0; 2010 Qtr 2: 0; 2010 Qtr 3: 0; 2010 Qtr 4: 0; 2011 Qtr 1: 0; 2011 Qtr 2: 0; 2011 Qtr 3: 0; 2011 Qtr 4: 0 | 3
0 | 253142-Commercial HVAC Diagnostic/Tune-up Com All CZ10 VintAll |  | System | Commercial | 01-ALC-AllCommercial-Cooling | 0 |  |  |  |  | 45.3009 | 0 | 55.3 | 0 | 0 | -9.9991 | 214 |  | kWh | 0.15 | 0 | Commercial | [7 empty] | 10 | 0.85 |  |  |  | 0 | 3 | 0 | 0 | 0 | 0 | 0 | 0 | 0 | 0 | 0 | 0 | 2009 Qtr 1: 3; 2009 Qtr 2: 0; 2009 Qtr 3: 0; 2009 Qtr 4: 0; 2010 Qtr 1: 0; 2010 Qtr 2: 0; 2010 Qtr 3: 0; 2010 Qtr 4: 0; 2011 Qtr 1: 0; 2011 Qtr 2: 0; 2011 Qtr 3: 0; 2011 Qtr 4: 0 | 3
0 | 253142-Commercial HVAC Diagnostic/Tune-up Com All CZ10 VintAll |  | System | Commercial | 01-ALC-AllCommercial-Cooling | 0 |  |  |  |  | 45.3009 | 0 | 55.3 | 0 | 0 | -9.9991 | 214 |  | kWh | 0.15 | 0 | Commercial | [7 empty] | 10 | 0.85 |  |  |  | 0 | 5 | 0 | 0 | 0 | 0 | 0 | 0 | 0 | 0 | 0 | 0 | 2009 Qtr 1: 5; 2009 Qtr 2: 0; 2009 Qtr 3: 0; 2009 Qtr 4: 0; 2010 Qtr 1: 0; 2010 Qtr 2: 0; 2010 Qtr 3: 0; 2010 Qtr 4: 0; 2011 Qtr 1: 0; 2011 Qtr 2: 0; 2011 Qtr 3: 0; 2011 Qtr 4: 0 | 5
0 | 253145-Commercial Condensor Coil Cleaning (all units - savings at 50% of DEER) Com All CZ10 VintAll |  | System | Commercial | 01-ALC-AllCommercial-Cooling | 0 |  |  |  |  | 10 | 0 | 10 | 0 | 0 | 0 | 74 |  | kWh | 0.0665 | 0 | Commercial | [7 empty] | 3 | 0.85 |  |  |  | 0 | 3 | 0 | 0 | 0 | 0 | 0 | 0 | 0 | 0 | 0 | 0 | 2009 Qtr 1: 3; 2009 Qtr 2: 0; 2009 Qtr 3: 0; 2009 Qtr 4: 0; 2010 Qtr 1: 0; 2010 Qtr 2: 0; 2010 Qtr 3: 0; 2010 Qtr 4: 0; 2011 Qtr 1: 0; 2011 Qtr 2: 0; 2011 Qtr 3: 0; 2011 Qtr 4: 0 | 3
0 | 253145-Commercial Condensor Coil Cleaning (all units - savings at 50% of DEER) Com All CZ10 VintAll |  | System | Commercial | 01-ALC-AllCommercial-Cooling | 0 |  |  |  |  | 10 | 0 | 10 | 0 | 0 | 0 | 74 |  | kWh | 0.0665 | 0 | Commercial | [7 empty] | 3 | 0.85 |  |  |  | 0 | 3 | 0 | 0 | 0 | 0 | 0 | 0 | 0 | 0 | 0 | 0 | 2009 Qtr 1: 3; 2009 Qtr 2: 0; 2009 Qtr 3: 0; 2009 Qtr 4: 0; 2010 Qtr 1: 0; 2010 Qtr 2: 0; 2010 Qtr 3: 0; 2010 Qtr 4: 0; 2011 Qtr 1: 0; 2011 Qtr 2: 0; 2011 Qtr 3: 0; 2011 Qtr 4: 0 | 3
0 | 253145-Commercial Condensor Coil Cleaning (all units - savings at 50% of DEER) Com All CZ10 VintAll |  | System | Commercial | 01-ALC-AllCommercial-Cooling | 0 |  |  |  |  | 10 | 0 | 10 | 0 | 0 | 0 | 74 |  | kWh | 0.0665 | 0 | Commercial | [7 empty] | 3 | 0.85 |  |  |  | 0 | 5 | 0 | 0 | 0 | 0 | 0 | 0 | 0 | 0 | 0 | 0 | 2009 Qtr 1: 5; 2009 Qtr 2: 0; 2009 Qtr 3: 0; 2009 Qtr 4: 0; 2010 Qtr 1: 0; 2010 Qtr 2: 0; 2010 Qtr 3: 0; 2010 Qtr 4: 0; 2011 Qtr 1: 0; 2011 Qtr 2: 0; 2011 Qtr 3: 0; 2011 Qtr 4: 0 | 5
0 | 253142-Commercial HVAC Diagnostic/Tune-up Com All CZ10 VintAll |  | System | Commercial | 01-ALC-AllCommercial-Cooling | 0 |  |  |  |  | 45.3009 | 0 | 55.3 | 0 | 0 | -9.9991 | 214 |  | kWh | 0.15 | 0 | Commercial | [7 empty] | 10 | 0.85 |  |  |  | 0 | 5 | 0 | 0 | 0 | 0 | 0 | 0 | 0 | 0 | 0 | 0 | 2009 Qtr 1: 5; 2009 Qtr 2: 0; 2009 Qtr 3: 0; 2009 Qtr 4: 0; 2010 Qtr 1: 0; 2010 Qtr 2: 0; 2010 Qtr 3: 0; 2010 Qtr 4: 0; 2011 Qtr 1: 0; 2011 Qtr 2: 0; 2011 Qtr 3: 0; 2011 Qtr 4: 0 | 5
0 | 253142-Commercial HVAC Diagnostic/Tune-up Com All CZ10 VintAll |  | System | Commercial | 01-ALC-AllCommercial-Cooling | 0 |  |  |  |  | 45.3009 | 0 | 55.3 | 0 | 0 | -9.9991 | 214 |  | kWh | 0.15 | 0 | Commercial | [7 empty] | 10 | 0.85 |  |  |  | 0 | 5 | 0 | 0 | 0 | 0 | 0 | 0 | 0 | 0 | 0 | 0 | 2009 Qtr 1: 5; 2009 Qtr 2: 0; 2009 Qtr 3: 0; 2009 Qtr 4: 0; 2010 Qtr 1: 0; 2010 Qtr 2: 0; 2010 Qtr 3: 0; 2010 Qtr 4: 0; 2011 Qtr 1: 0; 2011 Qtr 2: 0; 2011 Qtr 3: 0; 2011 Qtr 4: 0 | 5
0 | 253145-Commercial Condensor Coil Cleaning (all units - savings at 50% of DEER) Com All CZ10 VintAll |  | System | Commercial | 01-ALC-AllCommercial-Cooling | 0 |  |  |  |  | 10 | 0 | 10 | 0 | 0 | 0 | 74 |  | kWh | 0.0665 | 0 | Commercial | [7 empty] | 3 | 0.85 |  |  |  | 0 | 5 | 0 | 0 | 0 | 0 | 0 | 0 | 0 | 0 | 0 | 0 | 2009 Qtr 1: 5; 2009 Qtr 2: 0; 2009 Qtr 3: 0; 2009 Qtr 4: 0; 2010 Qtr 1: 0; 2010 Qtr 2: 0; 2010 Qtr 3: 0; 2010 Qtr 4: 0; 2011 Qtr 1: 0; 2011 Qtr 2: 0; 2011 Qtr 3: 0; 2011 Qtr 4: 0 | 5
0 | 253145-Commercial Condensor Coil Cleaning (all units - savings at 50% of DEER) Com All CZ10 VintAll |  | System | Commercial | 01-ALC-AllCommercial-Cooling | 0 |  |  |  |  | 10 | 0 | 10 | 0 | 0 | 0 | 74 |  | kWh | 0.0665 | 0 | Commercial | [7 empty] | 3 | 0.85 |  |  |  | 0 | 5 | 0 | 0 | 0 | 0 | 0 | 0 | 0 | 0 | 0 | 0 | 2009 Qtr 1: 5; 2009 Qtr 2: 0; 2009 Qtr 3: 0; 2009 Qtr 4: 0; 2010 Qtr 1: 0; 2010 Qtr 2: 0; 2010 Qtr 3: 0; 2010 Qtr 4: 0; 2011 Qtr 1: 0; 2011 Qtr 2: 0; 2011 Qtr 3: 0; 2011 Qtr 4: 0 | 5
0 | 253142-Commercial HVAC Diagnostic/Tune-up Com All CZ10 VintAll |  | System | Commercial | 01-ALC-AllCommercial-Cooling | 0 |  |  |  |  | 45.3009 | 0 | 55.3 | 0 | 0 | -9.9991 | 214 |  | kWh | 0.15 | 0 | Commercial | [7 empty] | 10 | 0.85 |  |  |  | 0 | 5 | 0 | 0 | 0 | 0 | 0 | 0 | 0 | 0 | 0 | 0 | 2009 Qtr 1: 5; 2009 Qtr 2: 0; 2009 Qtr 3: 0; 2009 Qtr 4: 0; 2010 Qtr 1: 0; 2010 Qtr 2: 0; 2010 Qtr 3: 0; 2010 Qtr 4: 0; 2011 Qtr 1: 0; 2011 Qtr 2: 0; 2011 Qtr 3: 0; 2011 Qtr 4: 0 | 5
0 | 253145-Commercial Condensor Coil Cleaning (all units - savings at 50% of DEER) Com All CZ10 VintAll |  | System | Commercial | 01-ALC-AllCommercial-Cooling | 0 |  |  |  |  | 10 | 0 | 10 | 0 | 0 | 0 | 74 |  | kWh | 0.0665 | 0 | Commercial | [7 empty] | 3 | 0.85 |  |  |  | 0 | 5 | 0 | 0 | 0 | 0 | 0 | 0 | 0 | 0 | 0 | 0 | 2009 Qtr 1: 5; 2009 Qtr 2: 0; 2009 Qtr 3: 0; 2009 Qtr 4: 0; 2010 Qtr 1: 0; 2010 Qtr 2: 0; 2010 Qtr 3: 0; 2010 Qtr 4: 0; 2011 Qtr 1: 0; 2011 Qtr 2: 0; 2011 Qtr 3: 0; 2011 Qtr 4: 0 | 5
0 | 253141-Commercial HVAC Diagnostic/Tune-up Com All CZ07 VintAll |  | System | Commercial | 01-ALC-AllCommercial-Cooling | 0 |  |  |  |  | 45.3009 | 0 | 55.3 | 0 | 0 | -9.9991 | 196 |  | kWh | 0.15 | 0 | Commercial | [7 empty] | 10 | 0.85 |  |  |  | 0 | 3 | 0 | 0 | 0 | 0 | 0 | 0 | 0 | 0 | 0 | 0 | 2009 Qtr 1: 3; 2009 Qtr 2: 0; 2009 Qtr 3: 0; 2009 Qtr 4: 0; 2010 Qtr 1: 0; 2010 Qtr 2: 0; 2010 Qtr 3: 0; 2010 Qtr 4: 0; 2011 Qtr 1: 0; 2011 Qtr 2: 0; 2011 Qtr 3: 0; 2011 Qtr 4: 0 | 3
0 | 253144-Commercial Condensor Coil Cleaning (all units - savings at 50% of DEER) Com All CZ07 VintAll |  | System | Commercial | 01-ALC-AllCommercial-Cooling | 0 |  |  |  |  | 10 | 0 | 10 | 0 | 0 | 0 | 60 |  | kWh | 0.047 | 0 | Commercial | [7 empty] | 3 | 0.85 |  |  |  | 0 | 3 | 0 | 0 | 0 | 0 | 0 | 0 | 0 | 0 | 0 | 0 | 2009 Qtr 1: 3; 2009 Qtr 2: 0; 2009 Qtr 3: 0; 2009 Qtr 4: 0; 2010 Qtr 1: 0; 2010 Qtr 2: 0; 2010 Qtr 3: 0; 2010 Qtr 4: 0; 2011 Qtr 1: 0; 2011 Qtr 2: 0; 2011 Qtr 3: 0; 2011 Qtr 4: 0 | 3
0 | 253141-Commercial HVAC Diagnostic/Tune-up Com All CZ07 VintAll |  | System | Commercial | 01-ALC-AllCommercial-Cooling | 0 |  |  |  |  | 45.3009 | 0 | 55.3 | 0 | 0 | -9.9991 | 196 |  | kWh | 0.15 | 0 | Commercial | [7 empty] | 10 | 0.85 |  |  |  | 0 | 4 | 0 | 0 | 0 | 0 | 0 | 0 | 0 | 0 | 0 | 0 | 2009 Qtr 1: 4; 2009 Qtr 2: 0; 2009 Qtr 3: 0; 2009 Qtr 4: 0; 2010 Qtr 1: 0; 2010 Qtr 2: 0; 2010 Qtr 3: 0; 2010 Qtr 4: 0; 2011 Qtr 1: 0; 2011 Qtr 2: 0; 2011 Qtr 3: 0; 2011 Qtr 4: 0 | 4
0 | 253144-Commercial Condensor Coil Cleaning (all units - savings at 50% of DEER) Com All CZ07 VintAll |  | System | Commercial | 01-ALC-AllCommercial-Cooling | 0 |  |  |  |  | 10 | 0 | 10 | 0 | 0 | 0 | 60 |  | kWh | 0.047 | 0 | Commercial | [7 empty] | 3 | 0.85 |  |  |  | 0 | 4 | 0 | 0 | 0 | 0 | 0 | 0 | 0 | 0 | 0 | 0 | 2009 Qtr 1: 4; 2009 Qtr 2: 0; 2009 Qtr 3: 0; 2009 Qtr 4: 0; 2010 Qtr 1: 0; 2010 Qtr 2: 0; 2010 Qtr 3: 0; 2010 Qtr 4: 0; 2011 Qtr 1: 0; 2011 Qtr 2: 0; 2011 Qtr 3: 0; 2011 Qtr 4: 0 | 4
0 | 253141-Commercial HVAC Diagnostic/Tune-up Com All CZ07 VintAll |  | System | Commercial | 01-ALC-AllCommercial-Cooling | 0 |  |  |  |  | 45.3009 | 0 | 55.3 | 0 | 0 | -9.9991 | 196 |  | kWh | 0.15 | 0 | Commercial | [7 empty] | 10 | 0.85 |  |  |  | 0 | 3 | 0 | 0 | 0 | 0 | 0 | 0 | 0 | 0 | 0 | 0 | 2009 Qtr 1: 3; 2009 Qtr 2: 0; 2009 Qtr 3: 0; 2009 Qtr 4: 0; 2010 Qtr 1: 0; 2010 Qtr 2: 0; 2010 Qtr 3: 0; 2010 Qtr 4: 0; 2011 Qtr 1: 0; 2011 Qtr 2: 0; 2011 Qtr 3: 0; 2011 Qtr 4: 0 | 3
0 | 253141-Commercial HVAC Diagnostic/Tune-up Com All CZ07 VintAll |  | System | Commercial | 01-ALC-AllCommercial-Cooling | 0 |  |  |  |  | 45.3009 | 0 | 55.3 | 0 | 0 | -9.9991 | 196 |  | kWh | 0.15 | 0 | Commercial | [7 empty] | 10 | 0.85 |  |  |  | 0 | 5 | 0 | 0 | 0 | 0 | 0 | 0 | 0 | 0 | 0 | 0 | 2009 Qtr 1: 5; 2009 Qtr 2: 0; 2009 Qtr 3: 0; 2009 Qtr 4: 0; 2010 Qtr 1: 0; 2010 Qtr 2: 0; 2010 Qtr 3: 0; 2010 Qtr 4: 0; 2011 Qtr 1: 0; 2011 Qtr 2: 0; 2011 Qtr 3: 0; 2011 Qtr 4: 0 | 5
0 | 253141-Commercial HVAC Diagnostic/Tune-up Com All CZ07 VintAll |  | System | Commercial | 01-ALC-AllCommercial-Cooling | 0 |  |  |  |  | 45.3009 | 0 | 55.3 | 0 | 0 | -9.9991 | 196 |  | kWh | 0.15 | 0 | Commercial | [7 empty] | 10 | 0.85 |  |  |  | 0 | 5 | 0 | 0 | 0 | 0 | 0 | 0 | 0 | 0 | 0 | 0 | 2009 Qtr 1: 5; 2009 Qtr 2: 0; 2009 Qtr 3: 0; 2009 Qtr 4: 0; 2010 Qtr 1: 0; 2010 Qtr 2: 0; 2010 Qtr 3: 0; 2010 Qtr 4: 0; 2011 Qtr 1: 0; 2011 Qtr 2: 0; 2011 Qtr 3: 0; 2011 Qtr 4: 0 | 5
0 | 253141-Commercial HVAC Diagnostic/Tune-up Com All CZ07 VintAll |  | System | Commercial | 01-ALC-AllCommercial-Cooling | 0 |  |  |  |  | 45.3009 | 0 | 59.25 | 0 | 0 | -13.9491 | 196 |  | kWh | 0.15 | 0 | Commercial | [7 empty] | 10 | 0.85 |  |  |  | 0 | 7 | 0 | 0 | 0 | 0 | 0 | 0 | 0 | 0 | 0 | 0 | 2009 Qtr 1: 7; 2009 Qtr 2: 0; 2009 Qtr 3: 0; 2009 Qtr 4: 0; 2010 Qtr 1: 0; 2010 Qtr 2: 0; 2010 Qtr 3: 0; 2010 Qtr 4: 0; 2011 Qtr 1: 0; 2011 Qtr 2: 0; 2011 Qtr 3: 0; 2011 Qtr 4: 0 | 7
0 | 253144-Commercial Condensor Coil Cleaning (all units - savings at 50% of DEER) Com All CZ07 VintAll |  | System | Commercial | 01-ALC-AllCommercial-Cooling | 0 |  |  |  |  | 10 | 0 | 10.7143 | 0 | 0 | -0.71429 | 60 |  | kWh | 0.047 | 0 | Commercial | [7 empty] | 3 | 0.85 |  |  |  | 0 | 7 | 0 | 0 | 0 | 0 | 0 | 0 | 0 | 0 | 0 | 0 | 2009 Qtr 1: 7; 2009 Qtr 2: 0; 2009 Qtr 3: 0; 2009 Qtr 4: 0; 2010 Qtr 1: 0; 2010 Qtr 2: 0; 2010 Qtr 3: 0; 2010 Qtr 4: 0; 2011 Qtr 1: 0; 2011 Qtr 2: 0; 2011 Qtr 3: 0; 2011 Qtr 4: 0 | 7
0 | 253141-Commercial HVAC Diagnostic/Tune-up Com All CZ07 VintAll |  | System | Commercial | 01-ALC-AllCommercial-Cooling | 0 |  |  |  |  | 45.3009 | 0 | 55.3 | 0 | 0 | -9.9991 | 196 |  | kWh | 0.15 | 0 | Commercial | [7 empty] | 10 | 0.85 |  |  |  | 0 | 3 | 0 | 0 | 0 | 0 | 0 | 0 | 0 | 0 | 0 | 0 | 2009 Qtr 1: 3; 2009 Qtr 2: 0; 2009 Qtr 3: 0; 2009 Qtr 4: 0; 2010 Qtr 1: 0; 2010 Qtr 2: 0; 2010 Qtr 3: 0; 2010 Qtr 4: 0; 2011 Qtr 1: 0; 2011 Qtr 2: 0; 2011 Qtr 3: 0; 2011 Qtr 4: 0 | 3
0 | 253144-Commercial Condensor Coil Cleaning (all units - savings at 50% of DEER) Com All CZ07 VintAll |  | System | Commercial | 01-ALC-AllCommercial-Cooling | 0 |  |  |  |  | 10 | 0 | 10 | 0 | 0 | 0 | 60 |  | kWh | 0.047 | 0 | Commercial | [7 empty] | 3 | 0.85 |  |  |  | 0 | 3 | 0 | 0 | 0 | 0 | 0 | 0 | 0 | 0 | 0 | 0 | 2009 Qtr 1: 3; 2009 Qtr 2: 0; 2009 Qtr 3: 0; 2009 Qtr 4: 0; 2010 Qtr 1: 0; 2010 Qtr 2: 0; 2010 Qtr 3: 0; 2010 Qtr 4: 0; 2011 Qtr 1: 0; 2011 Qtr 2: 0; 2011 Qtr 3: 0; 2011 Qtr 4: 0 | 3
0 | 253141-Commercial HVAC Diagnostic/Tune-up Com All CZ07 VintAll |  | System | Commercial | 01-ALC-AllCommercial-Cooling | 0 |  |  |  |  | 45.3009 | 0 | 64.5167 | 0 | 0 | -19.2158 | 196 |  | kWh | 0.15 | 0 | Commercial | [7 empty] | 10 | 0.85 |  |  |  | 0 | 3 | 0 | 0 | 0 | 0 | 0 | 0 | 0 | 0 | 0 | 0 | 2009 Qtr 1: 3; 2009 Qtr 2: 0; 2009 Qtr 3: 0; 2009 Qtr 4: 0; 2010 Qtr 1: 0; 2010 Qtr 2: 0; 2010 Qtr 3: 0; 2010 Qtr 4: 0; 2011 Qtr 1: 0; 2011 Qtr 2: 0; 2011 Qtr 3: 0; 2011 Qtr 4: 0 | 3
0 | 253144-Commercial Condensor Coil Cleaning (all units - savings at 50% of DEER) Com All CZ07 VintAll |  | System | Commercial | 01-ALC-AllCommercial-Cooling | 0 |  |  |  |  | 10 | 0 | 11.6667 | 0 | 0 | -1.6667 | 60 |  | kWh | 0.047 | 0 | Commercial | [7 empty] | 3 | 0.85 |  |  |  | 0 | 3 | 0 | 0 | 0 | 0 | 0 | 0 | 0 | 0 | 0 | 0 | 2009 Qtr 1: 3; 2009 Qtr 2: 0; 2009 Qtr 3: 0; 2009 Qtr 4: 0; 2010 Qtr 1: 0; 2010 Qtr 2: 0; 2010 Qtr 3: 0; 2010 Qtr 4: 0; 2011 Qtr 1: 0; 2011 Qtr 2: 0; 2011 Qtr 3: 0; 2011 Qtr 4: 0 | 3
0 | 253144-Commercial Condensor Coil Cleaning (all units - savings at 50% of DEER) Com All CZ07 VintAll |  | System | Commercial | 01-ALC-AllCommercial-Cooling | 0 |  |  |  |  | 10 | 0 | 10 | 0 | 0 | 0 | 60 |  | kWh | 0.047 | 0 | Commercial | [7 empty] | 3 | 0.85 |  |  |  | 0 | 3 | 0 | 0 | 0 | 0 | 0 | 0 | 0 | 0 | 0 | 0 | 2009 Qtr 1: 3; 2009 Qtr 2: 0; 2009 Qtr 3: 0; 2009 Qtr 4: 0; 2010 Qtr 1: 0; 2010 Qtr 2: 0; 2010 Qtr 3: 0; 2010 Qtr 4: 0; 2011 Qtr 1: 0; 2011 Qtr 2: 0; 2011 Qtr 3: 0; 2011 Qtr 4: 0 | 3
0 | 253144-Commercial Condensor Coil Cleaning (all units - savings at 50% of DEER) Com All CZ07 VintAll |  | System | Commercial | 01-ALC-AllCommercial-Cooling | 0 |  |  |  |  | 10 | 0 | 10 | 0 | 0 | 0 | 60 |  | kWh | 0.047 | 0 | Commercial | [7 empty] | 3 | 0.85 |  |  |  | 0 | 5 | 0 | 0 | 0 | 0 | 0 | 0 | 0 | 0 | 0 | 0 | 2009 Qtr 1: 5; 2009 Qtr 2: 0; 2009 Qtr 3: 0; 2009 Qtr 4: 0; 2010 Qtr 1: 0; 2010 Qtr 2: 0; 2010 Qtr 3: 0; 2010 Qtr 4: 0; 2011 Qtr 1: 0; 2011 Qtr 2: 0; 2011 Qtr 3: 0; 2011 Qtr 4: 0 | 5
0 | 253144-Commercial Condensor Coil Cleaning (all units - savings at 50% of DEER) Com All CZ07 VintAll |  | System | Commercial | 01-ALC-AllCommercial-Cooling | 0 |  |  |  |  | 10 | 0 | 10 | 0 | 0 | 0 | 60 |  | kWh | 0.047 | 0 | Commercial | [7 empty] | 3 | 0.85 |  |  |  | 0 | 3 | 0 | 0 | 0 | 0 | 0 | 0 | 0 | 0 | 0 | 0 | 2009 Qtr 1: 3; 2009 Qtr 2: 0; 2009 Qtr 3: 0; 2009 Qtr 4: 0; 2010 Qtr 1: 0; 2010 Qtr 2: 0; 2010 Qtr 3: 0; 2010 Qtr 4: 0; 2011 Qtr 1: 0; 2011 Qtr 2: 0; 2011 Qtr 3: 0; 2011 Qtr 4: 0 | 3
0 | 253144-Commercial Condensor Coil Cleaning (all units - savings at 50% of DEER) Com All CZ07 VintAll |  | System | Commercial | 01-ALC-AllCommercial-Cooling | 0 |  |  |  |  | 10 | 0 | 10 | 0 | 0 | 0 | 60 |  | kWh | 0.047 | 0 | Commercial | [7 empty] | 3 | 0.85 |  |  |  | 0 | 3 | 0 | 0 | 0 | 0 | 0 | 0 | 0 | 0 | 0 | 0 | 2009 Qtr 1: 3; 2009 Qtr 2: 0; 2009 Qtr 3: 0; 2009 Qtr 4: 0; 2010 Qtr 1: 0; 2010 Qtr 2: 0; 2010 Qtr 3: 0; 2010 Qtr 4: 0; 2011 Qtr 1: 0; 2011 Qtr 2: 0; 2011 Qtr 3: 0; 2011 Qtr 4: 0 | 3
0 | 253144-Commercial Condensor Coil Cleaning (all units - savings at 50% of DEER) Com All CZ07 VintAll |  | System | Commercial | 01-ALC-AllCommercial-Cooling | 0 |  |  |  |  | 10 | 0 | 10 | 0 | 0 | 0 | 60 |  | kWh | 0.047 | 0 | Commercial | [7 empty] | 3 | 0.85 |  |  |  | 0 | 3 | 0 | 0 | 0 | 0 | 0 | 0 | 0 | 0 | 0 | 0 | 2009 Qtr 1: 3; 2009 Qtr 2: 0; 2009 Qtr 3: 0; 2009 Qtr 4: 0; 2010 Qtr 1: 0; 2010 Qtr 2: 0; 2010 Qtr 3: 0; 2010 Qtr 4: 0; 2011 Qtr 1: 0; 2011 Qtr 2: 0; 2011 Qtr 3: 0; 2011 Qtr 4: 0 | 3
0 | 253144-Commercial Condensor Coil Cleaning (all units - savings at 50% of DEER) Com All CZ07 VintAll |  | System | Commercial | 01-ALC-AllCommercial-Cooling | 0 |  |  |  |  | 10 | 0 | 10 | 0 | 0 | 0 | 60 |  | kWh | 0.047 | 0 | Commercial | [7 empty] | 3 | 0.85 |  |  |  | 0 | 5 | 0 | 0 | 0 | 0 | 0 | 0 | 0 | 0 | 0 | 0 | 2009 Qtr 1: 5; 2009 Qtr 2: 0; 2009 Qtr 3: 0; 2009 Qtr 4: 0; 2010 Qtr 1: 0; 2010 Qtr 2: 0; 2010 Qtr 3: 0; 2010 Qtr 4: 0; 2011 Qtr 1: 0; 2011 Qtr 2: 0; 2011 Qtr 3: 0; 2011 Qtr 4: 0 | 5
0 | 253144-Commercial Condensor Coil Cleaning (all units - savings at 50% of DEER) Com All CZ07 VintAll |  | System | Commercial | 01-ALC-AllCommercial-Cooling | 0 |  |  |  |  | 10 | 0 | 10 | 0 | 0 | 0 | 60 |  | kWh | 0.047 | 0 | Commercial | [7 empty] | 3 | 0.85 |  |  |  | 0 | 5 | 0 | 0 | 0 | 0 | 0 | 0 | 0 | 0 | 0 | 0 | 2009 Qtr 1: 5; 2009 Qtr 2: 0; 2009 Qtr 3: 0; 2009 Qtr 4: 0; 2010 Qtr 1: 0; 2010 Qtr 2: 0; 2010 Qtr 3: 0; 2010 Qtr 4: 0; 2011 Qtr 1: 0; 2011 Qtr 2: 0; 2011 Qtr 3: 0; 2011 Qtr 4: 0 | 5
0 | 253144-Commercial Condensor Coil Cleaning (all units - savings at 50% of DEER) Com All CZ07 VintAll |  | System | Commercial | 01-ALC-AllCommercial-Cooling | 0 |  |  |  |  | 10 | 0 | 10 | 0 | 0 | 0 | 60 |  | kWh | 0.047 | 0 | Commercial | [7 empty] | 3 | 0.85 |  |  |  | 0 | 3 | 0 | 0 | 0 | 0 | 0 | 0 | 0 | 0 | 0 | 0 | 2009 Qtr 1: 3; 2009 Qtr 2: 0; 2009 Qtr 3: 0; 2009 Qtr 4: 0; 2010 Qtr 1: 0; 2010 Qtr 2: 0; 2010 Qtr 3: 0; 2010 Qtr 4: 0; 2011 Qtr 1: 0; 2011 Qtr 2: 0; 2011 Qtr 3: 0; 2011 Qtr 4: 0 | 3
0 | 253144-Commercial Condensor Coil Cleaning (all units - savings at 50% of DEER) Com All CZ07 VintAll |  | System | Commercial | 01-ALC-AllCommercial-Cooling | 0 |  |  |  |  | 10 | 0 | 10 | 0 | 0 | 0 | 60 |  | kWh | 0.047 | 0 | Commercial | [7 empty] | 3 | 0.85 |  |  |  | 0 | 3 | 0 | 0 | 0 | 0 | 0 | 0 | 0 | 0 | 0 | 0 | 2009 Qtr 1: 3; 2009 Qtr 2: 0; 2009 Qtr 3: 0; 2009 Qtr 4: 0; 2010 Qtr 1: 0; 2010 Qtr 2: 0; 2010 Qtr 3: 0; 2010 Qtr 4: 0; 2011 Qtr 1: 0; 2011 Qtr 2: 0; 2011 Qtr 3: 0; 2011 Qtr 4: 0 | 3
0 | 253141-Commercial HVAC Diagnostic/Tune-up Com All CZ07 VintAll |  | System | Commercial | 01-ALC-AllCommercial-Cooling | 0 |  |  |  |  | 45.3009 | 0 | 64.5167 | 0 | 0 | -19.2158 | 196 |  | kWh | 0.15 | 0 | Commercial | [7 empty] | 10 | 0.85 |  |  |  | 0 | 3 | 0 | 0 | 0 | 0 | 0 | 0 | 0 | 0 | 0 | 0 | 2009 Qtr 1: 3; 2009 Qtr 2: 0; 2009 Qtr 3: 0; 2009 Qtr 4: 0; 2010 Qtr 1: 0; 2010 Qtr 2: 0; 2010 Qtr 3: 0; 2010 Qtr 4: 0; 2011 Qtr 1: 0; 2011 Qtr 2: 0; 2011 Qtr 3: 0; 2011 Qtr 4: 0 | 3
0 | 253144-Commercial Condensor Coil Cleaning (all units - savings at 50% of DEER) Com All CZ07 VintAll |  | System | Commercial | 01-ALC-AllCommercial-Cooling | 0 |  |  |  |  | 10 | 0 | 10 | 0 | 0 | 0 | 60 |  | kWh | 0.047 | 0 | Commercial | [7 empty] | 3 | 0.85 |  |  |  | 0 | 3 | 0 | 0 | 0 | 0 | 0 | 0 | 0 | 0 | 0 | 0 | 2009 Qtr 1: 3; 2009 Qtr 2: 0; 2009 Qtr 3: 0; 2009 Qtr 4: 0; 2010 Qtr 1: 0; 2010 Qtr 2: 0; 2010 Qtr 3: 0; 2010 Qtr 4: 0; 2011 Qtr 1: 0; 2011 Qtr 2: 0; 2011 Qtr 3: 0; 2011 Qtr 4: 0 | 3
0 | 253144-Commercial Condensor Coil Cleaning (all units - savings at 50% of DEER) Com All CZ07 VintAll |  | System | Commercial | 01-ALC-AllCommercial-Cooling | 0 |  |  |  |  | 10 | 0 | 10 | 0 | 0 | 0 | 60 |  | kWh | 0.047 | 0 | Commercial | [7 empty] | 3 | 0.85 |  |  |  | 0 | 3 | 0 | 0 | 0 | 0 | 0 | 0 | 0 | 0 | 0 | 0 | 2009 Qtr 1: 3; 2009 Qtr 2: 0; 2009 Qtr 3: 0; 2009 Qtr 4: 0; 2010 Qtr 1: 0; 2010 Qtr 2: 0; 2010 Qtr 3: 0; 2010 Qtr 4: 0; 2011 Qtr 1: 0; 2011 Qtr 2: 0; 2011 Qtr 3: 0; 2011 Qtr 4: 0 | 3
0 | 253141-Commercial HVAC Diagnostic/Tune-up Com All CZ07 VintAll |  | System | Commercial | 01-ALC-AllCommercial-Cooling | 0 |  |  |  |  | 45.3009 | 0 | 55.3 | 0 | 0 | -9.9991 | 196 |  | kWh | 0.15 | 0 | Commercial | [7 empty] | 10 | 0.85 |  |  |  | 0 | 3 | 0 | 0 | 0 | 0 | 0 | 0 | 0 | 0 | 0 | 0 | 2009 Qtr 1: 3; 2009 Qtr 2: 0; 2009 Qtr 3: 0; 2009 Qtr 4: 0; 2010 Qtr 1: 0; 2010 Qtr 2: 0; 2010 Qtr 3: 0; 2010 Qtr 4: 0; 2011 Qtr 1: 0; 2011 Qtr 2: 0; 2011 Qtr 3: 0; 2011 Qtr 4: 0 | 3
0 | 253141-Commercial HVAC Diagnostic/Tune-up Com All CZ07 VintAll |  | System | Commercial | 01-ALC-AllCommercial-Cooling | 0 |  |  |  |  | 45.3009 | 0 | 55.3 | 0 | 0 | -9.9991 | 196 |  | kWh | 0.15 | 0 | Commercial | [7 empty] | 10 | 0.85 |  |  |  | 0 | 5 | 0 | 0 | 0 | 0 | 0 | 0 | 0 | 0 | 0 | 0 | 2009 Qtr 1: 5; 2009 Qtr 2: 0; 2009 Qtr 3: 0; 2009 Qtr 4: 0; 2010 Qtr 1: 0; 2010 Qtr 2: 0; 2010 Qtr 3: 0; 2010 Qtr 4: 0; 2011 Qtr 1: 0; 2011 Qtr 2: 0; 2011 Qtr 3: 0; 2011 Qtr 4: 0 | 5
0 | 253141-Commercial HVAC Diagnostic/Tune-up Com All CZ07 VintAll |  | System | Commercial | 01-ALC-AllCommercial-Cooling | 0 |  |  |  |  | 45.3009 | 0 | 55.3 | 0 | 0 | -9.9991 | 196 |  | kWh | 0.15 | 0 | Commercial | [7 empty] | 10 | 0.85 |  |  |  | 0 | 3 | 0 | 0 | 0 | 0 | 0 | 0 | 0 | 0 | 0 | 0 | 2009 Qtr 1: 3; 2009 Qtr 2: 0; 2009 Qtr 3: 0; 2009 Qtr 4: 0; 2010 Qtr 1: 0; 2010 Qtr 2: 0; 2010 Qtr 3: 0; 2010 Qtr 4: 0; 2011 Qtr 1: 0; 2011 Qtr 2: 0; 2011 Qtr 3: 0; 2011 Qtr 4: 0 | 3
0 | 253141-Commercial HVAC Diagnostic/Tune-up Com All CZ07 VintAll |  | System | Commercial | 01-ALC-AllCommercial-Cooling | 0 |  |  |  |  | 45.3009 | 0 | 55.3 | 0 | 0 | -9.9991 | 196 |  | kWh | 0.15 | 0 | Commercial | [7 empty] | 10 | 0.85 |  |  |  | 0 | 5 | 0 | 0 | 0 | 0 | 0 | 0 | 0 | 0 | 0 | 0 | 2009 Qtr 1: 5; 2009 Qtr 2: 0; 2009 Qtr 3: 0; 2009 Qtr 4: 0; 2010 Qtr 1: 0; 2010 Qtr 2: 0; 2010 Qtr 3: 0; 2010 Qtr 4: 0; 2011 Qtr 1: 0; 2011 Qtr 2: 0; 2011 Qtr 3: 0; 2011 Qtr 4: 0 | 5
0 | 253141-Commercial HVAC Diagnostic/Tune-up Com All CZ07 VintAll |  | System | Commercial | 01-ALC-AllCommercial-Cooling | 0 |  |  |  |  | 45.3009 | 0 | 55.3 | 0 | 0 | -9.9991 | 196 |  | kWh | 0.15 | 0 | Commercial | [7 empty] | 10 | 0.85 |  |  |  | 0 | 3 | 0 | 0 | 0 | 0 | 0 | 0 | 0 | 0 | 0 | 0 | 2009 Qtr 1: 3; 2009 Qtr 2: 0; 2009 Qtr 3: 0; 2009 Qtr 4: 0; 2010 Qtr 1: 0; 2010 Qtr 2: 0; 2010 Qtr 3: 0; 2010 Qtr 4: 0; 2011 Qtr 1: 0; 2011 Qtr 2: 0; 2011 Qtr 3: 0; 2011 Qtr 4: 0 | 3
0 | 253141-Commercial HVAC Diagnostic/Tune-up Com All CZ07 VintAll |  | System | Commercial | 01-ALC-AllCommercial-Cooling | 0 |  |  |  |  | 45.3009 | 0 | 55.3 | 0 | 0 | -9.9991 | 196 |  | kWh | 0.15 | 0 | Commercial | [7 empty] | 10 | 0.85 |  |  |  | 0 | 3 | 0 | 0 | 0 | 0 | 0 | 0 | 0 | 0 | 0 | 0 | 2009 Qtr 1: 3; 2009 Qtr 2: 0; 2009 Qtr 3: 0; 2009 Qtr 4: 0; 2010 Qtr 1: 0; 2010 Qtr 2: 0; 2010 Qtr 3: 0; 2010 Qtr 4: 0; 2011 Qtr 1: 0; 2011 Qtr 2: 0; 2011 Qtr 3: 0; 2011 Qtr 4: 0 | 3
0 | 253144-Commercial Condensor Coil Cleaning (all units - savings at 50% of DEER) Com All CZ07 VintAll |  | System | Commercial | 01-ALC-AllCommercial-Cooling | 0 |  |  |  |  | 10 | 0 | 11.6667 | 0 | 0 | -1.6667 | 60 |  | kWh | 0.047 | 0 | Commercial | [7 empty] | 3 | 0.85 |  |  |  | 0 | 3 | 0 | 0 | 0 | 0 | 0 | 0 | 0 | 0 | 0 | 0 | 2009 Qtr 1: 3; 2009 Qtr 2: 0; 2009 Qtr 3: 0; 2009 Qtr 4: 0; 2010 Qtr 1: 0; 2010 Qtr 2: 0; 2010 Qtr 3: 0; 2010 Qtr 4: 0; 2011 Qtr 1: 0; 2011 Qtr 2: 0; 2011 Qtr 3: 0; 2011 Qtr 4: 0 | 3
0 | 253141-Commercial HVAC Diagnostic/Tune-up Com All CZ07 VintAll |  | System | Commercial | 01-ALC-AllCommercial-Cooling | 0 |  |  |  |  | 45.3009 | 0 | 55.3 | 0 | 0 | -9.9991 | 196 |  | kWh | 0.15 | 0 | Commercial | [7 empty] | 10 | 0.85 |  |  |  | 0 | 5 | 0 | 0 | 0 | 0 | 0 | 0 | 0 | 0 | 0 | 0 | 2009 Qtr 1: 5; 2009 Qtr 2: 0; 2009 Qtr 3: 0; 2009 Qtr 4: 0; 2010 Qtr 1: 0; 2010 Qtr 2: 0; 2010 Qtr 3: 0; 2010 Qtr 4: 0; 2011 Qtr 1: 0; 2011 Qtr 2: 0; 2011 Qtr 3: 0; 2011 Qtr 4: 0 | 5
0 | 253141-Commercial HVAC Diagnostic/Tune-up Com All CZ07 VintAll |  | System | Commercial | 01-ALC-AllCommercial-Cooling | 0 |  |  |  |  | 45.3009 | 0 | 55.3 | 0 | 0 | -9.9991 | 196 |  | kWh | 0.15 | 0 | Commercial | [7 empty] | 10 | 0.85 |  |  |  | 0 | 4 | 0 | 0 | 0 | 0 | 0 | 0 | 0 | 0 | 0 | 0 | 2009 Qtr 1: 4; 2009 Qtr 2: 0; 2009 Qtr 3: 0; 2009 Qtr 4: 0; 2010 Qtr 1: 0; 2010 Qtr 2: 0; 2010 Qtr 3: 0; 2010 Qtr 4: 0; 2011 Qtr 1: 0; 2011 Qtr 2: 0; 2011 Qtr 3: 0; 2011 Qtr 4: 0 | 4
0 | 253144-Commercial Condensor Coil Cleaning (all units - savings at 50% of DEER) Com All CZ07 VintAll |  | System | Commercial | 01-ALC-AllCommercial-Cooling | 0 |  |  |  |  | 10 | 0 | 10 | 0 | 0 | 0 | 60 |  | kWh | 0.047 | 0 | Commercial | [7 empty] | 3 | 0.85 |  |  |  | 0 | 5 | 0 | 0 | 0 | 0 | 0 | 0 | 0 | 0 | 0 | 0 | 2009 Qtr 1: 5; 2009 Qtr 2: 0; 2009 Qtr 3: 0; 2009 Qtr 4: 0; 2010 Qtr 1: 0; 2010 Qtr 2: 0; 2010 Qtr 3: 0; 2010 Qtr 4: 0; 2011 Qtr 1: 0; 2011 Qtr 2: 0; 2011 Qtr 3: 0; 2011 Qtr 4: 0 | 5
0 | 253144-Commercial Condensor Coil Cleaning (all units - savings at 50% of DEER) Com All CZ07 VintAll |  | System | Commercial | 01-ALC-AllCommercial-Cooling | 0 |  |  |  |  | 10 | 0 | 10 | 0 | 0 | 0 | 60 |  | kWh | 0.047 | 0 | Commercial | [7 empty] | 3 | 0.85 |  |  |  | 0 | 2 | 0 | 0 | 0 | 0 | 0 | 0 | 0 | 0 | 0 | 0 | 2009 Qtr 1: 2; 2009 Qtr 2: 0; 2009 Qtr 3: 0; 2009 Qtr 4: 0; 2010 Qtr 1: 0; 2010 Qtr 2: 0; 2010 Qtr 3: 0; 2010 Qtr 4: 0; 2011 Qtr 1: 0; 2011 Qtr 2: 0; 2011 Qtr 3: 0; 2011 Qtr 4: 0 | 2
0 | 253144-Commercial Condensor Coil Cleaning (all units - savings at 50% of DEER) Com All CZ07 VintAll |  | System | Commercial | 01-ALC-AllCommercial-Cooling | 0 |  |  |  |  | 10 | 0 | 10 | 0 | 0 | 0 | 60 |  | kWh | 0.047 | 0 | Commercial | [7 empty] | 3 | 0.85 |  |  |  | 0 | 3 | 0 | 0 | 0 | 0 | 0 | 0 | 0 | 0 | 0 | 0 | 2009 Qtr 1: 3; 2009 Qtr 2: 0; 2009 Qtr 3: 0; 2009 Qtr 4: 0; 2010 Qtr 1: 0; 2010 Qtr 2: 0; 2010 Qtr 3: 0; 2010 Qtr 4: 0; 2011 Qtr 1: 0; 2011 Qtr 2: 0; 2011 Qtr 3: 0; 2011 Qtr 4: 0 | 3
0 | 253144-Commercial Condensor Coil Cleaning (all units - savings at 50% of DEER) Com All CZ07 VintAll |  | System | Commercial | 01-ALC-AllCommercial-Cooling | 0 |  |  |  |  | 10 | 0 | 10 | 0 | 0 | 0 | 60 |  | kWh | 0.047 | 0 | Commercial | [7 empty] | 3 | 0.85 |  |  |  | 0 | 5 | 0 | 0 | 0 | 0 | 0 | 0 | 0 | 0 | 0 | 0 | 2009 Qtr 1: 5; 2009 Qtr 2: 0; 2009 Qtr 3: 0; 2009 Qtr 4: 0; 2010 Qtr 1: 0; 2010 Qtr 2: 0; 2010 Qtr 3: 0; 2010 Qtr 4: 0; 2011 Qtr 1: 0; 2011 Qtr 2: 0; 2011 Qtr 3: 0; 2011 Qtr 4: 0 | 5
0 | 253144-Commercial Condensor Coil Cleaning (all units - savings at 50% of DEER) Com All CZ07 VintAll |  | System | Commercial | 01-ALC-AllCommercial-Cooling | 0 |  |  |  |  | 10 | 0 | 10 | 0 | 0 | 0 | 60 |  | kWh | 0.047 | 0 | Commercial | [7 empty] | 3 | 0.85 |  |  |  | 0 | 4 | 0 | 0 | 0 | 0 | 0 | 0 | 0 | 0 | 0 | 0 | 2009 Qtr 1: 4; 2009 Qtr 2: 0; 2009 Qtr 3: 0; 2009 Qtr 4: 0; 2010 Qtr 1: 0; 2010 Qtr 2: 0; 2010 Qtr 3: 0; 2010 Qtr 4: 0; 2011 Qtr 1: 0; 2011 Qtr 2: 0; 2011 Qtr 3: 0; 2011 Qtr 4: 0 | 4
0 | 253144-Commercial Condensor Coil Cleaning (all units - savings at 50% of DEER) Com All CZ07 VintAll |  | System | Commercial | 01-ALC-AllCommercial-Cooling | 0 |  |  |  |  | 10 | 0 | 10 | 0 | 0 | 0 | 60 |  | kWh | 0.047 | 0 | Commercial | [7 empty] | 3 | 0.85 |  |  |  | 0 | 4 | 0 | 0 | 0 | 0 | 0 | 0 | 0 | 0 | 0 | 0 | 2009 Qtr 1: 4; 2009 Qtr 2: 0; 2009 Qtr 3: 0; 2009 Qtr 4: 0; 2010 Qtr 1: 0; 2010 Qtr 2: 0; 2010 Qtr 3: 0; 2010 Qtr 4: 0; 2011 Qtr 1: 0; 2011 Qtr 2: 0; 2011 Qtr 3: 0; 2011 Qtr 4: 0 | 4
0 | 253144-Commercial Condensor Coil Cleaning (all units - savings at 50% of DEER) Com All CZ07 VintAll |  | System | Commercial | 01-ALC-AllCommercial-Cooling | 0 |  |  |  |  | 10 | 0 | 10 | 0 | 0 | 0 | 60 |  | kWh | 0.047 | 0 | Commercial | [7 empty] | 3 | 0.85 |  |  |  | 0 | 4 | 0 | 0 | 0 | 0 | 0 | 0 | 0 | 0 | 0 | 0 | 2009 Qtr 1: 4; 2009 Qtr 2: 0; 2009 Qtr 3: 0; 2009 Qtr 4: 0; 2010 Qtr 1: 0; 2010 Qtr 2: 0; 2010 Qtr 3: 0; 2010 Qtr 4: 0; 2011 Qtr 1: 0; 2011 Qtr 2: 0; 2011 Qtr 3: 0; 2011 Qtr 4: 0 | 4
0 | 253144-Commercial Condensor Coil Cleaning (all units - savings at 50% of DEER) Com All CZ07 VintAll |  | System | Commercial | 01-ALC-AllCommercial-Cooling | 0 |  |  |  |  | 10 | 0 | 10 | 0 | 0 | 0 | 60 |  | kWh | 0.047 | 0 | Commercial | [7 empty] | 3 | 0.85 |  |  |  | 0 | 4 | 0 | 0 | 0 | 0 | 0 | 0 | 0 | 0 | 0 | 0 | 2009 Qtr 1: 4; 2009 Qtr 2: 0; 2009 Qtr 3: 0; 2009 Qtr 4: 0; 2010 Qtr 1: 0; 2010 Qtr 2: 0; 2010 Qtr 3: 0; 2010 Qtr 4: 0; 2011 Qtr 1: 0; 2011 Qtr 2: 0; 2011 Qtr 3: 0; 2011 Qtr 4: 0 | 4
0 | 253144-Commercial Condensor Coil Cleaning (all units - savings at 50% of DEER) Com All CZ07 VintAll |  | System | Commercial | 01-ALC-AllCommercial-Cooling | 0 |  |  |  |  | 10 | 0 | 10 | 0 | 0 | 0 | 60 |  | kWh | 0.047 | 0 | Commercial | [7 empty] | 3 | 0.85 |  |  |  | 0 | 4 | 0 | 0 | 0 | 0 | 0 | 0 | 0 | 0 | 0 | 0 | 2009 Qtr 1: 4; 2009 Qtr 2: 0; 2009 Qtr 3: 0; 2009 Qtr 4: 0; 2010 Qtr 1: 0; 2010 Qtr 2: 0; 2010 Qtr 3: 0; 2010 Qtr 4: 0; 2011 Qtr 1: 0; 2011 Qtr 2: 0; 2011 Qtr 3: 0; 2011 Qtr 4: 0 | 4
0 | 253141-Commercial HVAC Diagnostic/Tune-up Com All CZ07 VintAll |  | System | Commercial | 01-ALC-AllCommercial-Cooling | 0 |  |  |  |  | 45.3009 | 0 | 55.3 | 0 | 0 | -9.9991 | 196 |  | kWh | 0.15 | 0 | Commercial | [7 empty] | 10 | 0.85 |  |  |  | 0 | 2 | 0 | 0 | 0 | 0 | 0 | 0 | 0 | 0 | 0 | 0 | 2009 Qtr 1: 2; 2009 Qtr 2: 0; 2009 Qtr 3: 0; 2009 Qtr 4: 0; 2010 Qtr 1: 0; 2010 Qtr 2: 0; 2010 Qtr 3: 0; 2010 Qtr 4: 0; 2011 Qtr 1: 0; 2011 Qtr 2: 0; 2011 Qtr 3: 0; 2011 Qtr 4: 0 | 2
0 | 253144-Commercial Condensor Coil Cleaning (all units - savings at 50% of DEER) Com All CZ07 VintAll |  | System | Commercial | 01-ALC-AllCommercial-Cooling | 0 |  |  |  |  | 10 | 0 | 10 | 0 | 0 | 0 | 60 |  | kWh | 0.047 | 0 | Commercial | [7 empty] | 3 | 0.85 |  |  |  | 0 | 4 | 0 | 0 | 0 | 0 | 0 | 0 | 0 | 0 | 0 | 0 | 2009 Qtr 1: 4; 2009 Qtr 2: 0; 2009 Qtr 3: 0; 2009 Qtr 4: 0; 2010 Qtr 1: 0; 2010 Qtr 2: 0; 2010 Qtr 3: 0; 2010 Qtr 4: 0; 2011 Qtr 1: 0; 2011 Qtr 2: 0; 2011 Qtr 3: 0; 2011 Qtr 4: 0 | 4
0 | 253141-Commercial HVAC Diagnostic/Tune-up Com All CZ07 VintAll |  | System | Commercial | 01-ALC-AllCommercial-Cooling | 0 |  |  |  |  | 45.3009 | 0 | 55.3 | 0 | 0 | -9.9991 | 196 |  | kWh | 0.15 | 0 | Commercial | [7 empty] | 10 | 0.85 |  |  |  | 0 | 3 | 0 | 0 | 0 | 0 | 0 | 0 | 0 | 0 | 0 | 0 | 2009 Qtr 1: 3; 2009 Qtr 2: 0; 2009 Qtr 3: 0; 2009 Qtr 4: 0; 2010 Qtr 1: 0; 2010 Qtr 2: 0; 2010 Qtr 3: 0; 2010 Qtr 4: 0; 2011 Qtr 1: 0; 2011 Qtr 2: 0; 2011 Qtr 3: 0; 2011 Qtr 4: 0 | 3
0 | 253141-Commercial HVAC Diagnostic/Tune-up Com All CZ07 VintAll |  | System | Commercial | 01-ALC-AllCommercial-Cooling | 0 |  |  |  |  | 45.3009 | 0 | 55.3 | 0 | 0 | -9.9991 | 196 |  | kWh | 0.15 | 0 | Commercial | [7 empty] | 10 | 0.85 |  |  |  | 0 | 5 | 0 | 0 | 0 | 0 | 0 | 0 | 0 | 0 | 0 | 0 | 2009 Qtr 1: 5; 2009 Qtr 2: 0; 2009 Qtr 3: 0; 2009 Qtr 4: 0; 2010 Qtr 1: 0; 2010 Qtr 2: 0; 2010 Qtr 3: 0; 2010 Qtr 4: 0; 2011 Qtr 1: 0; 2011 Qtr 2: 0; 2011 Qtr 3: 0; 2011 Qtr 4: 0 | 5
0 | 253141-Commercial HVAC Diagnostic/Tune-up Com All CZ07 VintAll |  | System | Commercial | 01-ALC-AllCommercial-Cooling | 0 |  |  |  |  | 45.3009 | 0 | 55.3 | 0 | 0 | -9.9991 | 196 |  | kWh | 0.15 | 0 | Commercial | [7 empty] | 10 | 0.85 |  |  |  | 0 | 4 | 0 | 0 | 0 | 0 | 0 | 0 | 0 | 0 | 0 | 0 | 2009 Qtr 1: 4; 2009 Qtr 2: 0; 2009 Qtr 3: 0; 2009 Qtr 4: 0; 2010 Qtr 1: 0; 2010 Qtr 2: 0; 2010 Qtr 3: 0; 2010 Qtr 4: 0; 2011 Qtr 1: 0; 2011 Qtr 2: 0; 2011 Qtr 3: 0; 2011 Qtr 4: 0 | 4
0 | 253141-Commercial HVAC Diagnostic/Tune-up Com All CZ07 VintAll |  | System | Commercial | 01-ALC-AllCommercial-Cooling | 0 |  |  |  |  | 45.3009 | 0 | 55.3 | 0 | 0 | -9.9991 | 196 |  | kWh | 0.15 | 0 | Commercial | [7 empty] | 10 | 0.85 |  |  |  | 0 | 4 | 0 | 0 | 0 | 0 | 0 | 0 | 0 | 0 | 0 | 0 | 2009 Qtr 1: 4; 2009 Qtr 2: 0; 2009 Qtr 3: 0; 2009 Qtr 4: 0; 2010 Qtr 1: 0; 2010 Qtr 2: 0; 2010 Qtr 3: 0; 2010 Qtr 4: 0; 2011 Qtr 1: 0; 2011 Qtr 2: 0; 2011 Qtr 3: 0; 2011 Qtr 4: 0 | 4
0 | 253141-Commercial HVAC Diagnostic/Tune-up Com All CZ07 VintAll |  | System | Commercial | 01-ALC-AllCommercial-Cooling | 0 |  |  |  |  | 45.3009 | 0 | 55.3 | 0 | 0 | -9.9991 | 196 |  | kWh | 0.15 | 0 | Commercial | [7 empty] | 10 | 0.85 |  |  |  | 0 | 4 | 0 | 0 | 0 | 0 | 0 | 0 | 0 | 0 | 0 | 0 | 2009 Qtr 1: 4; 2009 Qtr 2: 0; 2009 Qtr 3: 0; 2009 Qtr 4: 0; 2010 Qtr 1: 0; 2010 Qtr 2: 0; 2010 Qtr 3: 0; 2010 Qtr 4: 0; 2011 Qtr 1: 0; 2011 Qtr 2: 0; 2011 Qtr 3: 0; 2011 Qtr 4: 0 | 4
0 | 253141-Commercial HVAC Diagnostic/Tune-up Com All CZ07 VintAll |  | System | Commercial | 01-ALC-AllCommercial-Cooling | 0 |  |  |  |  | 45.3009 | 0 | 55.3 | 0 | 0 | -9.9991 | 196 |  | kWh | 0.15 | 0 | Commercial | [7 empty] | 10 | 0.85 |  |  |  | 0 | 4 | 0 | 0 | 0 | 0 | 0 | 0 | 0 | 0 | 0 | 0 | 2009 Qtr 1: 4; 2009 Qtr 2: 0; 2009 Qtr 3: 0; 2009 Qtr 4: 0; 2010 Qtr 1: 0; 2010 Qtr 2: 0; 2010 Qtr 3: 0; 2010 Qtr 4: 0; 2011 Qtr 1: 0; 2011 Qtr 2: 0; 2011 Qtr 3: 0; 2011 Qtr 4: 0 | 4
0 | 253141-Commercial HVAC Diagnostic/Tune-up Com All CZ07 VintAll |  | System | Commercial | 01-ALC-AllCommercial-Cooling | 0 |  |  |  |  | 45.3009 | 0 | 55.3 | 0 | 0 | -9.9991 | 196 |  | kWh | 0.15 | 0 | Commercial | [7 empty] | 10 | 0.85 |  |  |  | 0 | 4 | 0 | 0 | 0 | 0 | 0 | 0 | 0 | 0 | 0 | 0 | 2009 Qtr 1: 4; 2009 Qtr 2: 0; 2009 Qtr 3: 0; 2009 Qtr 4: 0; 2010 Qtr 1: 0; 2010 Qtr 2: 0; 2010 Qtr 3: 0; 2010 Qtr 4: 0; 2011 Qtr 1: 0; 2011 Qtr 2: 0; 2011 Qtr 3: 0; 2011 Qtr 4: 0 | 4
0 | 253141-Commercial HVAC Diagnostic/Tune-up Com All CZ07 VintAll |  | System | Commercial | 01-ALC-AllCommercial-Cooling | 0 |  |  |  |  | 45.3009 | 0 | 55.3 | 0 | 0 | -9.9991 | 196 |  | kWh | 0.15 | 0 | Commercial | [7 empty] | 10 | 0.85 |  |  |  | 0 | 4 | 0 | 0 | 0 | 0 | 0 | 0 | 0 | 0 | 0 | 0 | 2009 Qtr 1: 4; 2009 Qtr 2: 0; 2009 Qtr 3: 0; 2009 Qtr 4: 0; 2010 Qtr 1: 0; 2010 Qtr 2: 0; 2010 Qtr 3: 0; 2010 Qtr 4: 0; 2011 Qtr 1: 0; 2011 Qtr 2: 0; 2011 Qtr 3: 0; 2011 Qtr 4: 0 | 4
0 | 253144-Commercial Condensor Coil Cleaning (all units - savings at 50% of DEER) Com All CZ07 VintAll |  | System | Commercial | 01-ALC-AllCommercial-Cooling | 0 |  |  |  |  | 10 | 0 | 10 | 0 | 0 | 0 | 60 |  | kWh | 0.047 | 0 | Commercial | [7 empty] | 3 | 0.85 |  |  |  | 0 | 4 | 0 | 0 | 0 | 0 | 0 | 0 | 0 | 0 | 0 | 0 | 2009 Qtr 1: 4; 2009 Qtr 2: 0; 2009 Qtr 3: 0; 2009 Qtr 4: 0; 2010 Qtr 1: 0; 2010 Qtr 2: 0; 2010 Qtr 3: 0; 2010 Qtr 4: 0; 2011 Qtr 1: 0; 2011 Qtr 2: 0; 2011 Qtr 3: 0; 2011 Qtr 4: 0 | 4
0 | 253144-Commercial Condensor Coil Cleaning (all units - savings at 50% of DEER) Com All CZ07 VintAll |  | System | Commercial | 01-ALC-AllCommercial-Cooling | 0 |  |  |  |  | 10 | 0 | 10 | 0 | 0 | 0 | 60 |  | kWh | 0.047 | 0 | Commercial | [7 empty] | 3 | 0.85 |  |  |  | 0 | 4 | 0 | 0 | 0 | 0 | 0 | 0 | 0 | 0 | 0 | 0 | 2009 Qtr 1: 4; 2009 Qtr 2: 0; 2009 Qtr 3: 0; 2009 Qtr 4: 0; 2010 Qtr 1: 0; 2010 Qtr 2: 0; 2010 Qtr 3: 0; 2010 Qtr 4: 0; 2011 Qtr 1: 0; 2011 Qtr 2: 0; 2011 Qtr 3: 0; 2011 Qtr 4: 0 | 4
0 | 253144-Commercial Condensor Coil Cleaning (all units - savings at 50% of DEER) Com All CZ07 VintAll |  | System | Commercial | 01-ALC-AllCommercial-Cooling | 0 |  |  |  |  | 10 | 0 | 10 | 0 | 0 | 0 | 60 |  | kWh | 0.047 | 0 | Commercial | [7 empty] | 3 | 0.85 |  |  |  | 0 | 4 | 0 | 0 | 0 | 0 | 0 | 0 | 0 | 0 | 0 | 0 | 2009 Qtr 1: 4; 2009 Qtr 2: 0; 2009 Qtr 3: 0; 2009 Qtr 4: 0; 2010 Qtr 1: 0; 2010 Qtr 2: 0; 2010 Qtr 3: 0; 2010 Qtr 4: 0; 2011 Qtr 1: 0; 2011 Qtr 2: 0; 2011 Qtr 3: 0; 2011 Qtr 4: 0 | 4
0 | 253144-Commercial Condensor Coil Cleaning (all units - savings at 50% of DEER) Com All CZ07 VintAll |  | System | Commercial | 01-ALC-AllCommercial-Cooling | 0 |  |  |  |  | 10 | 0 | 10 | 0 | 0 | 0 | 60 |  | kWh | 0.047 | 0 | Commercial | [7 empty] | 3 | 0.85 |  |  |  | 0 | 4 | 0 | 0 | 0 | 0 | 0 | 0 | 0 | 0 | 0 | 0 | 2009 Qtr 1: 4; 2009 Qtr 2: 0; 2009 Qtr 3: 0; 2009 Qtr 4: 0; 2010 Qtr 1: 0; 2010 Qtr 2: 0; 2010 Qtr 3: 0; 2010 Qtr 4: 0; 2011 Qtr 1: 0; 2011 Qtr 2: 0; 2011 Qtr 3: 0; 2011 Qtr 4: 0 | 4
0 | 253144-Commercial Condensor Coil Cleaning (all units - savings at 50% of DEER) Com All CZ07 VintAll |  | System | Commercial | 01-ALC-AllCommercial-Cooling | 0 |  |  |  |  | 10 | 0 | 10 | 0 | 0 | 0 | 60 |  | kWh | 0.047 | 0 | Commercial | [7 empty] | 3 | 0.85 |  |  |  | 0 | 4 | 0 | 0 | 0 | 0 | 0 | 0 | 0 | 0 | 0 | 0 | 2009 Qtr 1: 4; 2009 Qtr 2: 0; 2009 Qtr 3: 0; 2009 Qtr 4: 0; 2010 Qtr 1: 0; 2010 Qtr 2: 0; 2010 Qtr 3: 0; 2010 Qtr 4: 0; 2011 Qtr 1: 0; 2011 Qtr 2: 0; 2011 Qtr 3: 0; 2011 Qtr 4: 0 | 4
0 | 253144-Commercial Condensor Coil Cleaning (all units - savings at 50% of DEER) Com All CZ07 VintAll |  | System | Commercial | 01-ALC-AllCommercial-Cooling | 0 |  |  |  |  | 10 | 0 | 10 | 0 | 0 | 0 | 60 |  | kWh | 0.047 | 0 | Commercial | [7 empty] | 3 | 0.85 |  |  |  | 0 | 4 | 0 | 0 | 0 | 0 | 0 | 0 | 0 | 0 | 0 | 0 | 2009 Qtr 1: 4; 2009 Qtr 2: 0; 2009 Qtr 3: 0; 2009 Qtr 4: 0; 2010 Qtr 1: 0; 2010 Qtr 2: 0; 2010 Qtr 3: 0; 2010 Qtr 4: 0; 2011 Qtr 1: 0; 2011 Qtr 2: 0; 2011 Qtr 3: 0; 2011 Qtr 4: 0 | 4
0 | 253144-Commercial Condensor Coil Cleaning (all units - savings at 50% of DEER) Com All CZ07 VintAll |  | System | Commercial | 01-ALC-AllCommercial-Cooling | 0 |  |  |  |  | 10 | 0 | 10 | 0 | 0 | 0 | 60 |  | kWh | 0.047 | 0 | Commercial | [7 empty] | 3 | 0.85 |  |  |  | 0 | 4 | 0 | 0 | 0 | 0 | 0 | 0 | 0 | 0 | 0 | 0 | 2009 Qtr 1: 4; 2009 Qtr 2: 0; 2009 Qtr 3: 0; 2009 Qtr 4: 0; 2010 Qtr 1: 0; 2010 Qtr 2: 0; 2010 Qtr 3: 0; 2010 Qtr 4: 0; 2011 Qtr 1: 0; 2011 Qtr 2: 0; 2011 Qtr 3: 0; 2011 Qtr 4: 0 | 4
0 | 253144-Commercial Condensor Coil Cleaning (all units - savings at 50% of DEER) Com All CZ07 VintAll |  | System | Commercial | 01-ALC-AllCommercial-Cooling | 0 |  |  |  |  | 10 | 0 | 10 | 0 | 0 | 0 | 60 |  | kWh | 0.047 | 0 | Commercial | [7 empty] | 3 | 0.85 |  |  |  | 0 | 3 | 0 | 0 | 0 | 0 | 0 | 0 | 0 | 0 | 0 | 0 | 2009 Qtr 1: 3; 2009 Qtr 2: 0; 2009 Qtr 3: 0; 2009 Qtr 4: 0; 2010 Qtr 1: 0; 2010 Qtr 2: 0; 2010 Qtr 3: 0; 2010 Qtr 4: 0; 2011 Qtr 1: 0; 2011 Qtr 2: 0; 2011 Qtr 3: 0; 2011 Qtr 4: 0 | 3
0 | 253144-Commercial Condensor Coil Cleaning (all units - savings at 50% of DEER) Com All CZ07 VintAll |  | System | Commercial | 01-ALC-AllCommercial-Cooling | 0 |  |  |  |  | 10 | 0 | 10 | 0 | 0 | 0 | 60 |  | kWh | 0.047 | 0 | Commercial | [7 empty] | 3 | 0.85 |  |  |  | 0 | 3 | 0 | 0 | 0 | 0 | 0 | 0 | 0 | 0 | 0 | 0 | 2009 Qtr 1: 3; 2009 Qtr 2: 0; 2009 Qtr 3: 0; 2009 Qtr 4: 0; 2010 Qtr 1: 0; 2010 Qtr 2: 0; 2010 Qtr 3: 0; 2010 Qtr 4: 0; 2011 Qtr 1: 0; 2011 Qtr 2: 0; 2011 Qtr 3: 0; 2011 Qtr 4: 0 | 3
0 | 253144-Commercial Condensor Coil Cleaning (all units - savings at 50% of DEER) Com All CZ07 VintAll |  | System | Commercial | 01-ALC-AllCommercial-Cooling | 0 |  |  |  |  | 10 | 0 | 10 | 0 | 0 | 0 | 60 |  | kWh | 0.047 | 0 | Commercial | [7 empty] | 3 | 0.85 |  |  |  | 0 | 4 | 0 | 0 | 0 | 0 | 0 | 0 | 0 | 0 | 0 | 0 | 2009 Qtr 1: 4; 2009 Qtr 2: 0; 2009 Qtr 3: 0; 2009 Qtr 4: 0; 2010 Qtr 1: 0; 2010 Qtr 2: 0; 2010 Qtr 3: 0; 2010 Qtr 4: 0; 2011 Qtr 1: 0; 2011 Qtr 2: 0; 2011 Qtr 3: 0; 2011 Qtr 4: 0 | 4
0 | 253141-Commercial HVAC Diagnostic/Tune-up Com All CZ07 VintAll |  | System | Commercial | 01-ALC-AllCommercial-Cooling | 0 |  |  |  |  | 45.3009 | 0 | 55.3 | 0 | 0 | -9.9991 | 196 |  | kWh | 0.15 | 0 | Commercial | [7 empty] | 10 | 0.85 |  |  |  | 0 | 4 | 0 | 0 | 0 | 0 | 0 | 0 | 0 | 0 | 0 | 0 | 2009 Qtr 1: 4; 2009 Qtr 2: 0; 2009 Qtr 3: 0; 2009 Qtr 4: 0; 2010 Qtr 1: 0; 2010 Qtr 2: 0; 2010 Qtr 3: 0; 2010 Qtr 4: 0; 2011 Qtr 1: 0; 2011 Qtr 2: 0; 2011 Qtr 3: 0; 2011 Qtr 4: 0 | 4
0 | 253141-Commercial HVAC Diagnostic/Tune-up Com All CZ07 VintAll |  | System | Commercial | 01-ALC-AllCommercial-Cooling | 0 |  |  |  |  | 45.3009 | 0 | 55.3 | 0 | 0 | -9.9991 | 196 |  | kWh | 0.15 | 0 | Commercial | [7 empty] | 10 | 0.85 |  |  |  | 0 | 4 | 0 | 0 | 0 | 0 | 0 | 0 | 0 | 0 | 0 | 0 | 2009 Qtr 1: 4; 2009 Qtr 2: 0; 2009 Qtr 3: 0; 2009 Qtr 4: 0; 2010 Qtr 1: 0; 2010 Qtr 2: 0; 2010 Qtr 3: 0; 2010 Qtr 4: 0; 2011 Qtr 1: 0; 2011 Qtr 2: 0; 2011 Qtr 3: 0; 2011 Qtr 4: 0 | 4
0 | 253141-Commercial HVAC Diagnostic/Tune-up Com All CZ07 VintAll |  | System | Commercial | 01-ALC-AllCommercial-Cooling | 0 |  |  |  |  | 45.3009 | 0 | 55.3 | 0 | 0 | -9.9991 | 196 |  | kWh | 0.15 | 0 | Commercial | [7 empty] | 10 | 0.85 |  |  |  | 0 | 4 | 0 | 0 | 0 | 0 | 0 | 0 | 0 | 0 | 0 | 0 | 2009 Qtr 1: 4; 2009 Qtr 2: 0; 2009 Qtr 3: 0; 2009 Qtr 4: 0; 2010 Qtr 1: 0; 2010 Qtr 2: 0; 2010 Qtr 3: 0; 2010 Qtr 4: 0; 2011 Qtr 1: 0; 2011 Qtr 2: 0; 2011 Qtr 3: 0; 2011 Qtr 4: 0 | 4
0 | 253141-Commercial HVAC Diagnostic/Tune-up Com All CZ07 VintAll |  | System | Commercial | 01-ALC-AllCommercial-Cooling | 0 |  |  |  |  | 45.3009 | 0 | 55.3 | 0 | 0 | -9.9991 | 196 |  | kWh | 0.15 | 0 | Commercial | [7 empty] | 10 | 0.85 |  |  |  | 0 | 4 | 0 | 0 | 0 | 0 | 0 | 0 | 0 | 0 | 0 | 0 | 2009 Qtr 1: 4; 2009 Qtr 2: 0; 2009 Qtr 3: 0; 2009 Qtr 4: 0; 2010 Qtr 1: 0; 2010 Qtr 2: 0; 2010 Qtr 3: 0; 2010 Qtr 4: 0; 2011 Qtr 1: 0; 2011 Qtr 2: 0; 2011 Qtr 3: 0; 2011 Qtr 4: 0 | 4
0 | 253141-Commercial HVAC Diagnostic/Tune-up Com All CZ07 VintAll |  | System | Commercial | 01-ALC-AllCommercial-Cooling | 0 |  |  |  |  | 45.3009 | 0 | 55.3 | 0 | 0 | -9.9991 | 196 |  | kWh | 0.15 | 0 | Commercial | [7 empty] | 10 | 0.85 |  |  |  | 0 | 4 | 0 | 0 | 0 | 0 | 0 | 0 | 0 | 0 | 0 | 0 | 2009 Qtr 1: 4; 2009 Qtr 2: 0; 2009 Qtr 3: 0; 2009 Qtr 4: 0; 2010 Qtr 1: 0; 2010 Qtr 2: 0; 2010 Qtr 3: 0; 2010 Qtr 4: 0; 2011 Qtr 1: 0; 2011 Qtr 2: 0; 2011 Qtr 3: 0; 2011 Qtr 4: 0 | 4
0 | 253141-Commercial HVAC Diagnostic/Tune-up Com All CZ07 VintAll |  | System | Commercial | 01-ALC-AllCommercial-Cooling | 0 |  |  |  |  | 45.3009 | 0 | 55.3 | 0 | 0 | -9.9991 | 196 |  | kWh | 0.15 | 0 | Commercial | [7 empty] | 10 | 0.85 |  |  |  | 0 | 3 | 0 | 0 | 0 | 0 | 0 | 0 | 0 | 0 | 0 | 0 | 2009 Qtr 1: 3; 2009 Qtr 2: 0; 2009 Qtr 3: 0; 2009 Qtr 4: 0; 2010 Qtr 1: 0; 2010 Qtr 2: 0; 2010 Qtr 3: 0; 2010 Qtr 4: 0; 2011 Qtr 1: 0; 2011 Qtr 2: 0; 2011 Qtr 3: 0; 2011 Qtr 4: 0 | 3
0 | 253141-Commercial HVAC Diagnostic/Tune-up Com All CZ07 VintAll |  | System | Commercial | 01-ALC-AllCommercial-Cooling | 0 |  |  |  |  | 45.3009 | 0 | 55.3 | 0 | 0 | -9.9991 | 196 |  | kWh | 0.15 | 0 | Commercial | [7 empty] | 10 | 0.85 |  |  |  | 0 | 3 | 0 | 0 | 0 | 0 | 0 | 0 | 0 | 0 | 0 | 0 | 2009 Qtr 1: 3; 2009 Qtr 2: 0; 2009 Qtr 3: 0; 2009 Qtr 4: 0; 2010 Qtr 1: 0; 2010 Qtr 2: 0; 2010 Qtr 3: 0; 2010 Qtr 4: 0; 2011 Qtr 1: 0; 2011 Qtr 2: 0; 2011 Qtr 3: 0; 2011 Qtr 4: 0 | 3
0 | 253141-Commercial HVAC Diagnostic/Tune-up Com All CZ07 VintAll |  | System | Commercial | 01-ALC-AllCommercial-Cooling | 0 |  |  |  |  | 45.3009 | 0 | 55.3 | 0 | 0 | -9.9991 | 196 |  | kWh | 0.15 | 0 | Commercial | [7 empty] | 10 | 0.85 |  |  |  | 0 | 4 | 0 | 0 | 0 | 0 | 0 | 0 | 0 | 0 | 0 | 0 | 2009 Qtr 1: 4; 2009 Qtr 2: 0; 2009 Qtr 3: 0; 2009 Qtr 4: 0; 2010 Qtr 1: 0; 2010 Qtr 2: 0; 2010 Qtr 3: 0; 2010 Qtr 4: 0; 2011 Qtr 1: 0; 2011 Qtr 2: 0; 2011 Qtr 3: 0; 2011 Qtr 4: 0 | 4
0 | 253141-Commercial HVAC Diagnostic/Tune-up Com All CZ07 VintAll |  | System | Commercial | 01-ALC-AllCommercial-Cooling | 0 |  |  |  |  | 45.3009 | 0 | 55.3 | 0 | 0 | -9.9991 | 196 |  | kWh | 0.15 | 0 | Commercial | [7 empty] | 10 | 0.85 |  |  |  | 0 | 3 | 0 | 0 | 0 | 0 | 0 | 0 | 0 | 0 | 0 | 0 | 2009 Qtr 1: 3; 2009 Qtr 2: 0; 2009 Qtr 3: 0; 2009 Qtr 4: 0; 2010 Qtr 1: 0; 2010 Qtr 2: 0; 2010 Qtr 3: 0; 2010 Qtr 4: 0; 2011 Qtr 1: 0; 2011 Qtr 2: 0; 2011 Qtr 3: 0; 2011 Qtr 4: 0 | 3
0 | 253144-Commercial Condensor Coil Cleaning (all units - savings at 50% of DEER) Com All CZ07 VintAll |  | System | Commercial | 01-ALC-AllCommercial-Cooling | 0 |  |  |  |  | 10 | 0 | 10 | 0 | 0 | 0 | 60 |  | kWh | 0.047 | 0 | Commercial | [7 empty] | 3 | 0.85 |  |  |  | 0 | 3 | 0 | 0 | 0 | 0 | 0 | 0 | 0 | 0 | 0 | 0 | 2009 Qtr 1: 3; 2009 Qtr 2: 0; 2009 Qtr 3: 0; 2009 Qtr 4: 0; 2010 Qtr 1: 0; 2010 Qtr 2: 0; 2010 Qtr 3: 0; 2010 Qtr 4: 0; 2011 Qtr 1: 0; 2011 Qtr 2: 0; 2011 Qtr 3: 0; 2011 Qtr 4: 0 | 3
0 | 253141-Commercial HVAC Diagnostic/Tune-up Com All CZ07 VintAll |  | System | Commercial | 01-ALC-AllCommercial-Cooling | 0 |  |  |  |  | 45.3009 | 0 | 55.3 | 0 | 0 | -9.9991 | 196 |  | kWh | 0.15 | 0 | Commercial | [7 empty] | 10 | 0.85 |  |  |  | 0 | 9 | 0 | 0 | 0 | 0 | 0 | 0 | 0 | 0 | 0 | 0 | 2009 Qtr 1: 9; 2009 Qtr 2: 0; 2009 Qtr 3: 0; 2009 Qtr 4: 0; 2010 Qtr 1: 0; 2010 Qtr 2: 0; 2010 Qtr 3: 0; 2010 Qtr 4: 0; 2011 Qtr 1: 0; 2011 Qtr 2: 0; 2011 Qtr 3: 0; 2011 Qtr 4: 0 | 9
0 | 253141-Commercial HVAC Diagnostic/Tune-up Com All CZ07 VintAll |  | System | Commercial | 01-ALC-AllCommercial-Cooling | 0 |  |  |  |  | 45.3009 | 0 | 55.3 | 0 | 0 | -9.9991 | 196 |  | kWh | 0.15 | 0 | Commercial | [7 empty] | 10 | 0.85 |  |  |  | 0 | 9 | 0 | 0 | 0 | 0 | 0 | 0 | 0 | 0 | 0 | 0 | 2009 Qtr 1: 9; 2009 Qtr 2: 0; 2009 Qtr 3: 0; 2009 Qtr 4: 0; 2010 Qtr 1: 0; 2010 Qtr 2: 0; 2010 Qtr 3: 0; 2010 Qtr 4: 0; 2011 Qtr 1: 0; 2011 Qtr 2: 0; 2011 Qtr 3: 0; 2011 Qtr 4: 0 | 9
0 | 253144-Commercial Condensor Coil Cleaning (all units - savings at 50% of DEER) Com All CZ07 VintAll |  | System | Commercial | 01-ALC-AllCommercial-Cooling | 0 |  |  |  |  | 10 | 0 | 10 | 0 | 0 | 0 | 60 |  | kWh | 0.047 | 0 | Commercial | [7 empty] | 3 | 0.85 |  |  |  | 0 | 9 | 0 | 0 | 0 | 0 | 0 | 0 | 0 | 0 | 0 | 0 | 2009 Qtr 1: 9; 2009 Qtr 2: 0; 2009 Qtr 3: 0; 2009 Qtr 4: 0; 2010 Qtr 1: 0; 2010 Qtr 2: 0; 2010 Qtr 3: 0; 2010 Qtr 4: 0; 2011 Qtr 1: 0; 2011 Qtr 2: 0; 2011 Qtr 3: 0; 2011 Qtr 4: 0 | 9
0 | 253144-Commercial Condensor Coil Cleaning (all units - savings at 50% of DEER) Com All CZ07 VintAll |  | System | Commercial | 01-ALC-AllCommercial-Cooling | 0 |  |  |  |  | 10 | 0 | 10 | 0 | 0 | 0 | 60 |  | kWh | 0.047 | 0 | Commercial | [7 empty] | 3 | 0.85 |  |  |  | 0 | 9 | 0 | 0 | 0 | 0 | 0 | 0 | 0 | 0 | 0 | 0 | 2009 Qtr 1: 9; 2009 Qtr 2: 0; 2009 Qtr 3: 0; 2009 Qtr 4: 0; 2010 Qtr 1: 0; 2010 Qtr 2: 0; 2010 Qtr 3: 0; 2010 Qtr 4: 0; 2011 Qtr 1: 0; 2011 Qtr 2: 0; 2011 Qtr 3: 0; 2011 Qtr 4: 0 | 9
0 | 253141-Commercial HVAC Diagnostic/Tune-up Com All CZ07 VintAll |  | System | Commercial | 01-ALC-AllCommercial-Cooling | 0 |  |  |  |  | 45.3009 | 0 | 55.3 | 0 | 0 | -9.9991 | 196 |  | kWh | 0.15 | 0 | Commercial | [7 empty] | 10 | 0.85 |  |  |  | 0 | 5 | 0 | 0 | 0 | 0 | 0 | 0 | 0 | 0 | 0 | 0 | 2009 Qtr 1: 5; 2009 Qtr 2: 0; 2009 Qtr 3: 0; 2009 Qtr 4: 0; 2010 Qtr 1: 0; 2010 Qtr 2: 0; 2010 Qtr 3: 0; 2010 Qtr 4: 0; 2011 Qtr 1: 0; 2011 Qtr 2: 0; 2011 Qtr 3: 0; 2011 Qtr 4: 0 | 5
0 | 253144-Commercial Condensor Coil Cleaning (all units - savings at 50% of DEER) Com All CZ07 VintAll |  | System | Commercial | 01-ALC-AllCommercial-Cooling | 0 |  |  |  |  | 10 | 0 | 10 | 0 | 0 | 0 | 60 |  | kWh | 0.047 | 0 | Commercial | [7 empty] | 3 | 0.85 |  |  |  | 0 | 5 | 0 | 0 | 0 | 0 | 0 | 0 | 0 | 0 | 0 | 0 | 2009 Qtr 1: 5; 2009 Qtr 2: 0; 2009 Qtr 3: 0; 2009 Qtr 4: 0; 2010 Qtr 1: 0; 2010 Qtr 2: 0; 2010 Qtr 3: 0; 2010 Qtr 4: 0; 2011 Qtr 1: 0; 2011 Qtr 2: 0; 2011 Qtr 3: 0; 2011 Qtr 4: 0 | 5
0 | 253141-Commercial HVAC Diagnostic/Tune-up Com All CZ07 VintAll |  | System | Commercial | 01-ALC-AllCommercial-Cooling | 0 |  |  |  |  | 45.3009 | 0 | 55.3 | 0 | 0 | -9.9991 | 196 |  | kWh | 0.15 | 0 | Commercial | [7 empty] | 10 | 0.85 |  |  |  | 0 | 4 | 0 | 0 | 0 | 0 | 0 | 0 | 0 | 0 | 0 | 0 | 2009 Qtr 1: 4; 2009 Qtr 2: 0; 2009 Qtr 3: 0; 2009 Qtr 4: 0; 2010 Qtr 1: 0; 2010 Qtr 2: 0; 2010 Qtr 3: 0; 2010 Qtr 4: 0; 2011 Qtr 1: 0; 2011 Qtr 2: 0; 2011 Qtr 3: 0; 2011 Qtr 4: 0 | 4
0 | 253141-Commercial HVAC Diagnostic/Tune-up Com All CZ07 VintAll |  | System | Commercial | 01-ALC-AllCommercial-Cooling | 0 |  |  |  |  | 45.3009 | 0 | 55.3 | 0 | 0 | -9.9991 | 196 |  | kWh | 0.15 | 0 | Commercial | [7 empty] | 10 | 0.85 |  |  |  | 0 | 6 | 0 | 0 | 0 | 0 | 0 | 0 | 0 | 0 | 0 | 0 | 2009 Qtr 1: 6; 2009 Qtr 2: 0; 2009 Qtr 3: 0; 2009 Qtr 4: 0; 2010 Qtr 1: 0; 2010 Qtr 2: 0; 2010 Qtr 3: 0; 2010 Qtr 4: 0; 2011 Qtr 1: 0; 2011 Qtr 2: 0; 2011 Qtr 3: 0; 2011 Qtr 4: 0 | 6
0 | 253141-Commercial HVAC Diagnostic/Tune-up Com All CZ07 VintAll |  | System | Commercial | 01-ALC-AllCommercial-Cooling | 0 |  |  |  |  | 45.3009 | 0 | 55.3 | 0 | 0 | -9.9991 | 196 |  | kWh | 0.15 | 0 | Commercial | [7 empty] | 10 | 0.85 |  |  |  | 0 | 5 | 0 | 0 | 0 | 0 | 0 | 0 | 0 | 0 | 0 | 0 | 2009 Qtr 1: 5; 2009 Qtr 2: 0; 2009 Qtr 3: 0; 2009 Qtr 4: 0; 2010 Qtr 1: 0; 2010 Qtr 2: 0; 2010 Qtr 3: 0; 2010 Qtr 4: 0; 2011 Qtr 1: 0; 2011 Qtr 2: 0; 2011 Qtr 3: 0; 2011 Qtr 4: 0 | 5
0 | 253141-Commercial HVAC Diagnostic/Tune-up Com All CZ07 VintAll |  | System | Commercial | 01-ALC-AllCommercial-Cooling | 0 |  |  |  |  | 45.3009 | 0 | 55.3 | 0 | 0 | -9.9991 | 196 |  | kWh | 0.15 | 0 | Commercial | [7 empty] | 10 | 0.85 |  |  |  | 0 | 5 | 0 | 0 | 0 | 0 | 0 | 0 | 0 | 0 | 0 | 0 | 2009 Qtr 1: 5; 2009 Qtr 2: 0; 2009 Qtr 3: 0; 2009 Qtr 4: 0; 2010 Qtr 1: 0; 2010 Qtr 2: 0; 2010 Qtr 3: 0; 2010 Qtr 4: 0; 2011 Qtr 1: 0; 2011 Qtr 2: 0; 2011 Qtr 3: 0; 2011 Qtr 4: 0 | 5
0 | 253144-Commercial Condensor Coil Cleaning (all units - savings at 50% of DEER) Com All CZ07 VintAll |  | System | Commercial | 01-ALC-AllCommercial-Cooling | 0 |  |  |  |  | 10 | 0 | 10 | 0 | 0 | 0 | 60 |  | kWh | 0.047 | 0 | Commercial | [7 empty] | 3 | 0.85 |  |  |  | 0 | 4 | 0 | 0 | 0 | 0 | 0 | 0 | 0 | 0 | 0 | 0 | 2009 Qtr 1: 4; 2009 Qtr 2: 0; 2009 Qtr 3: 0; 2009 Qtr 4: 0; 2010 Qtr 1: 0; 2010 Qtr 2: 0; 2010 Qtr 3: 0; 2010 Qtr 4: 0; 2011 Qtr 1: 0; 2011 Qtr 2: 0; 2011 Qtr 3: 0; 2011 Qtr 4: 0 | 4
0 | 253144-Commercial Condensor Coil Cleaning (all units - savings at 50% of DEER) Com All CZ07 VintAll |  | System | Commercial | 01-ALC-AllCommercial-Cooling | 0 |  |  |  |  | 10 | 0 | 10 | 0 | 0 | 0 | 60 |  | kWh | 0.047 | 0 | Commercial | [7 empty] | 3 | 0.85 |  |  |  | 0 | 6 | 0 | 0 | 0 | 0 | 0 | 0 | 0 | 0 | 0 | 0 | 2009 Qtr 1: 6; 2009 Qtr 2: 0; 2009 Qtr 3: 0; 2009 Qtr 4: 0; 2010 Qtr 1: 0; 2010 Qtr 2: 0; 2010 Qtr 3: 0; 2010 Qtr 4: 0; 2011 Qtr 1: 0; 2011 Qtr 2: 0; 2011 Qtr 3: 0; 2011 Qtr 4: 0 | 6
0 | 253144-Commercial Condensor Coil Cleaning (all units - savings at 50% of DEER) Com All CZ07 VintAll |  | System | Commercial | 01-ALC-AllCommercial-Cooling | 0 |  |  |  |  | 10 | 0 | 10 | 0 | 0 | 0 | 60 |  | kWh | 0.047 | 0 | Commercial | [7 empty] | 3 | 0.85 |  |  |  | 0 | 5 | 0 | 0 | 0 | 0 | 0 | 0 | 0 | 0 | 0 | 0 | 2009 Qtr 1: 5; 2009 Qtr 2: 0; 2009 Qtr 3: 0; 2009 Qtr 4: 0; 2010 Qtr 1: 0; 2010 Qtr 2: 0; 2010 Qtr 3: 0; 2010 Qtr 4: 0; 2011 Qtr 1: 0; 2011 Qtr 2: 0; 2011 Qtr 3: 0; 2011 Qtr 4: 0 | 5
0 | 253144-Commercial Condensor Coil Cleaning (all units - savings at 50% of DEER) Com All CZ07 VintAll |  | System | Commercial | 01-ALC-AllCommercial-Cooling | 0 |  |  |  |  | 10 | 0 | 10 | 0 | 0 | 0 | 60 |  | kWh | 0.047 | 0 | Commercial | [7 empty] | 3 | 0.85 |  |  |  | 0 | 5 | 0 | 0 | 0 | 0 | 0 | 0 | 0 | 0 | 0 | 0 | 2009 Qtr 1: 5; 2009 Qtr 2: 0; 2009 Qtr 3: 0; 2009 Qtr 4: 0; 2010 Qtr 1: 0; 2010 Qtr 2: 0; 2010 Qtr 3: 0; 2010 Qtr 4: 0; 2011 Qtr 1: 0; 2011 Qtr 2: 0; 2011 Qtr 3: 0; 2011 Qtr 4: 0 | 5
0 | 253141-Commercial HVAC Diagnostic/Tune-up Com All CZ07 VintAll |  | System | Commercial | 01-ALC-AllCommercial-Cooling | 0 |  |  |  |  | 45.3009 | 0 | 55.3 | 0 | 0 | -9.9991 | 196 |  | kWh | 0.15 | 0 | Commercial | [7 empty] | 10 | 0.85 |  |  |  | 0 | 5 | 0 | 0 | 0 | 0 | 0 | 0 | 0 | 0 | 0 | 0 | 2009 Qtr 1: 5; 2009 Qtr 2: 0; 2009 Qtr 3: 0; 2009 Qtr 4: 0; 2010 Qtr 1: 0; 2010 Qtr 2: 0; 2010 Qtr 3: 0; 2010 Qtr 4: 0; 2011 Qtr 1: 0; 2011 Qtr 2: 0; 2011 Qtr 3: 0; 2011 Qtr 4: 0 | 5
0 | 253144-Commercial Condensor Coil Cleaning (all units - savings at 50% of DEER) Com All CZ07 VintAll |  | System | Commercial | 01-ALC-AllCommercial-Cooling | 0 |  |  |  |  | 10 | 0 | 10 | 0 | 0 | 0 | 60 |  | kWh | 0.047 | 0 | Commercial | [7 empty] | 3 | 0.85 |  |  |  | 0 | 5 | 0 | 0 | 0 | 0 | 0 | 0 | 0 | 0 | 0 | 0 | 2009 Qtr 1: 5; 2009 Qtr 2: 0; 2009 Qtr 3: 0; 2009 Qtr 4: 0; 2010 Qtr 1: 0; 2010 Qtr 2: 0; 2010 Qtr 3: 0; 2010 Qtr 4: 0; 2011 Qtr 1: 0; 2011 Qtr 2: 0; 2011 Qtr 3: 0; 2011 Qtr 4: 0 | 5
0 | 253141-Commercial HVAC Diagnostic/Tune-up Com All CZ07 VintAll |  | System | Commercial | 01-ALC-AllCommercial-Cooling | 0 |  |  |  |  | 45.3009 | 0 | 55.3 | 0 | 0 | -9.9991 | 196 |  | kWh | 0.15 | 0 | Commercial | [7 empty] | 10 | 0.85 |  |  |  | 0 | 5 | 0 | 0 | 0 | 0 | 0 | 0 | 0 | 0 | 0 | 0 | 2009 Qtr 1: 5; 2009 Qtr 2: 0; 2009 Qtr 3: 0; 2009 Qtr 4: 0; 2010 Qtr 1: 0; 2010 Qtr 2: 0; 2010 Qtr 3: 0; 2010 Qtr 4: 0; 2011 Qtr 1: 0; 2011 Qtr 2: 0; 2011 Qtr 3: 0; 2011 Qtr 4: 0 | 5
0 | 253141-Commercial HVAC Diagnostic/Tune-up Com All CZ07 VintAll |  | System | Commercial | 01-ALC-AllCommercial-Cooling | 0 |  |  |  |  | 45.3009 | 0 | 55.3 | 0 | 0 | -9.9991 | 196 |  | kWh | 0.15 | 0 | Commercial | [7 empty] | 10 | 0.85 |  |  |  | 0 | 5 | 0 | 0 | 0 | 0 | 0 | 0 | 0 | 0 | 0 | 0 | 2009 Qtr 1: 5; 2009 Qtr 2: 0; 2009 Qtr 3: 0; 2009 Qtr 4: 0; 2010 Qtr 1: 0; 2010 Qtr 2: 0; 2010 Qtr 3: 0; 2010 Qtr 4: 0; 2011 Qtr 1: 0; 2011 Qtr 2: 0; 2011 Qtr 3: 0; 2011 Qtr 4: 0 | 5
0 | 253141-Commercial HVAC Diagnostic/Tune-up Com All CZ07 VintAll |  | System | Commercial | 01-ALC-AllCommercial-Cooling | 0 |  |  |  |  | 45.3009 | 0 | 55.3 | 0 | 0 | -9.9991 | 196 |  | kWh | 0.15 | 0 | Commercial | [7 empty] | 10 | 0.85 |  |  |  | 0 | 5 | 0 | 0 | 0 | 0 | 0 | 0 | 0 | 0 | 0 | 0 | 2009 Qtr 1: 5; 2009 Qtr 2: 0; 2009 Qtr 3: 0; 2009 Qtr 4: 0; 2010 Qtr 1: 0; 2010 Qtr 2: 0; 2010 Qtr 3: 0; 2010 Qtr 4: 0; 2011 Qtr 1: 0; 2011 Qtr 2: 0; 2011 Qtr 3: 0; 2011 Qtr 4: 0 | 5
0 | 253141-Commercial HVAC Diagnostic/Tune-up Com All CZ07 VintAll |  | System | Commercial | 01-ALC-AllCommercial-Cooling | 0 |  |  |  |  | 45.3009 | 0 | 55.3 | 0 | 0 | -9.9991 | 196 |  | kWh | 0.15 | 0 | Commercial | [7 empty] | 10 | 0.85 |  |  |  | 0 | 5 | 0 | 0 | 0 | 0 | 0 | 0 | 0 | 0 | 0 | 0 | 2009 Qtr 1: 5; 2009 Qtr 2: 0; 2009 Qtr 3: 0; 2009 Qtr 4: 0; 2010 Qtr 1: 0; 2010 Qtr 2: 0; 2010 Qtr 3: 0; 2010 Qtr 4: 0; 2011 Qtr 1: 0; 2011 Qtr 2: 0; 2011 Qtr 3: 0; 2011 Qtr 4: 0 | 5
0 | 253144-Commercial Condensor Coil Cleaning (all units - savings at 50% of DEER) Com All CZ07 VintAll |  | System | Commercial | 01-ALC-AllCommercial-Cooling | 0 |  |  |  |  | 10 | 0 | 10 | 0 | 0 | 0 | 60 |  | kWh | 0.047 | 0 | Commercial | [7 empty] | 3 | 0.85 |  |  |  | 0 | 5 | 0 | 0 | 0 | 0 | 0 | 0 | 0 | 0 | 0 | 0 | 2009 Qtr 1: 5; 2009 Qtr 2: 0; 2009 Qtr 3: 0; 2009 Qtr 4: 0; 2010 Qtr 1: 0; 2010 Qtr 2: 0; 2010 Qtr 3: 0; 2010 Qtr 4: 0; 2011 Qtr 1: 0; 2011 Qtr 2: 0; 2011 Qtr 3: 0; 2011 Qtr 4: 0 | 5
0 | 253144-Commercial Condensor Coil Cleaning (all units - savings at 50% of DEER) Com All CZ07 VintAll |  | System | Commercial | 01-ALC-AllCommercial-Cooling | 0 |  |  |  |  | 10 | 0 | 10 | 0 | 0 | 0 | 60 |  | kWh | 0.047 | 0 | Commercial | [7 empty] | 3 | 0.85 |  |  |  | 0 | 5 | 0 | 0 | 0 | 0 | 0 | 0 | 0 | 0 | 0 | 0 | 2009 Qtr 1: 5; 2009 Qtr 2: 0; 2009 Qtr 3: 0; 2009 Qtr 4: 0; 2010 Qtr 1: 0; 2010 Qtr 2: 0; 2010 Qtr 3: 0; 2010 Qtr 4: 0; 2011 Qtr 1: 0; 2011 Qtr 2: 0; 2011 Qtr 3: 0; 2011 Qtr 4: 0 | 5
0 | 253144-Commercial Condensor Coil Cleaning (all units - savings at 50% of DEER) Com All CZ07 VintAll |  | System | Commercial | 01-ALC-AllCommercial-Cooling | 0 |  |  |  |  | 10 | 0 | 10 | 0 | 0 | 0 | 60 |  | kWh | 0.047 | 0 | Commercial | [7 empty] | 3 | 0.85 |  |  |  | 0 | 5 | 0 | 0 | 0 | 0 | 0 | 0 | 0 | 0 | 0 | 0 | 2009 Qtr 1: 5; 2009 Qtr 2: 0; 2009 Qtr 3: 0; 2009 Qtr 4: 0; 2010 Qtr 1: 0; 2010 Qtr 2: 0; 2010 Qtr 3: 0; 2010 Qtr 4: 0; 2011 Qtr 1: 0; 2011 Qtr 2: 0; 2011 Qtr 3: 0; 2011 Qtr 4: 0 | 5
0 | 253144-Commercial Condensor Coil Cleaning (all units - savings at 50% of DEER) Com All CZ07 VintAll |  | System | Commercial | 01-ALC-AllCommercial-Cooling | 0 |  |  |  |  | 10 | 0 | 10 | 0 | 0 | 0 | 60 |  | kWh | 0.047 | 0 | Commercial | [7 empty] | 3 | 0.85 |  |  |  | 0 | 5 | 0 | 0 | 0 | 0 | 0 | 0 | 0 | 0 | 0 | 0 | 2009 Qtr 1: 5; 2009 Qtr 2: 0; 2009 Qtr 3: 0; 2009 Qtr 4: 0; 2010 Qtr 1: 0; 2010 Qtr 2: 0; 2010 Qtr 3: 0; 2010 Qtr 4: 0; 2011 Qtr 1: 0; 2011 Qtr 2: 0; 2011 Qtr 3: 0; 2011 Qtr 4: 0 | 5
0 | 253144-Commercial Condensor Coil Cleaning (all units - savings at 50% of DEER) Com All CZ07 VintAll |  | System | Commercial | 01-ALC-AllCommercial-Cooling | 0 |  |  |  |  | 10 | 0 | 10 | 0 | 0 | 0 | 60 |  | kWh | 0.047 | 0 | Commercial | [7 empty] | 3 | 0.85 |  |  |  | 0 | 3 | 0 | 0 | 0 | 0 | 0 | 0 | 0 | 0 | 0 | 0 | 2009 Qtr 1: 3; 2009 Qtr 2: 0; 2009 Qtr 3: 0; 2009 Qtr 4: 0; 2010 Qtr 1: 0; 2010 Qtr 2: 0; 2010 Qtr 3: 0; 2010 Qtr 4: 0; 2011 Qtr 1: 0; 2011 Qtr 2: 0; 2011 Qtr 3: 0; 2011 Qtr 4: 0 | 3
0 | 253141-Commercial HVAC Diagnostic/Tune-up Com All CZ07 VintAll |  | System | Commercial | 01-ALC-AllCommercial-Cooling | 0 |  |  |  |  | 45.3009 | 0 | 55.3 | 0 | 0 | -9.9991 | 196 |  | kWh | 0.15 | 0 | Commercial | [7 empty] | 10 | 0.85 |  |  |  | 0 | 6 | 0 | 0 | 0 | 0 | 0 | 0 | 0 | 0 | 0 | 0 | 2009 Qtr 1: 6; 2009 Qtr 2: 0; 2009 Qtr 3: 0; 2009 Qtr 4: 0; 2010 Qtr 1: 0; 2010 Qtr 2: 0; 2010 Qtr 3: 0; 2010 Qtr 4: 0; 2011 Qtr 1: 0; 2011 Qtr 2: 0; 2011 Qtr 3: 0; 2011 Qtr 4: 0 | 6
0 | 253141-Commercial HVAC Diagnostic/Tune-up Com All CZ07 VintAll |  | System | Commercial | 01-ALC-AllCommercial-Cooling | 0 |  |  |  |  | 45.3009 | 0 | 55.3 | 0 | 0 | -9.9991 | 196 |  | kWh | 0.15 | 0 | Commercial | [7 empty] | 10 | 0.85 |  |  |  | 0 | 5 | 0 | 0 | 0 | 0 | 0 | 0 | 0 | 0 | 0 | 0 | 2009 Qtr 1: 5; 2009 Qtr 2: 0; 2009 Qtr 3: 0; 2009 Qtr 4: 0; 2010 Qtr 1: 0; 2010 Qtr 2: 0; 2010 Qtr 3: 0; 2010 Qtr 4: 0; 2011 Qtr 1: 0; 2011 Qtr 2: 0; 2011 Qtr 3: 0; 2011 Qtr 4: 0 | 5
0 | 253141-Commercial HVAC Diagnostic/Tune-up Com All CZ07 VintAll |  | System | Commercial | 01-ALC-AllCommercial-Cooling | 0 |  |  |  |  | 45.3009 | 0 | 55.3 | 0 | 0 | -9.9991 | 196 |  | kWh | 0.15 | 0 | Commercial | [7 empty] | 10 | 0.85 |  |  |  | 0 | 6 | 0 | 0 | 0 | 0 | 0 | 0 | 0 | 0 | 0 | 0 | 2009 Qtr 1: 6; 2009 Qtr 2: 0; 2009 Qtr 3: 0; 2009 Qtr 4: 0; 2010 Qtr 1: 0; 2010 Qtr 2: 0; 2010 Qtr 3: 0; 2010 Qtr 4: 0; 2011 Qtr 1: 0; 2011 Qtr 2: 0; 2011 Qtr 3: 0; 2011 Qtr 4: 0 | 6
0 | 253141-Commercial HVAC Diagnostic/Tune-up Com All CZ07 VintAll |  | System | Commercial | 01-ALC-AllCommercial-Cooling | 0 |  |  |  |  | 45.3009 | 0 | 55.3 | 0 | 0 | -9.9991 | 196 |  | kWh | 0.15 | 0 | Commercial | [7 empty] | 10 | 0.85 |  |  |  | 0 | 4 | 0 | 0 | 0 | 0 | 0 | 0 | 0 | 0 | 0 | 0 | 2009 Qtr 1: 4; 2009 Qtr 2: 0; 2009 Qtr 3: 0; 2009 Qtr 4: 0; 2010 Qtr 1: 0; 2010 Qtr 2: 0; 2010 Qtr 3: 0; 2010 Qtr 4: 0; 2011 Qtr 1: 0; 2011 Qtr 2: 0; 2011 Qtr 3: 0; 2011 Qtr 4: 0 | 4
0 | 253141-Commercial HVAC Diagnostic/Tune-up Com All CZ07 VintAll |  | System | Commercial | 01-ALC-AllCommercial-Cooling | 0 |  |  |  |  | 45.3009 | 0 | 64.5167 | 0 | 0 | -19.2158 | 196 |  | kWh | 0.15 | 0 | Commercial | [7 empty] | 10 | 0.85 |  |  |  | 0 | 3 | 0 | 0 | 0 | 0 | 0 | 0 | 0 | 0 | 0 | 0 | 2009 Qtr 1: 3; 2009 Qtr 2: 0; 2009 Qtr 3: 0; 2009 Qtr 4: 0; 2010 Qtr 1: 0; 2010 Qtr 2: 0; 2010 Qtr 3: 0; 2010 Qtr 4: 0; 2011 Qtr 1: 0; 2011 Qtr 2: 0; 2011 Qtr 3: 0; 2011 Qtr 4: 0 | 3
0 | 253141-Commercial HVAC Diagnostic/Tune-up Com All CZ07 VintAll |  | System | Commercial | 01-ALC-AllCommercial-Cooling | 0 |  |  |  |  | 45.3009 | 0 | 64.5167 | 0 | 0 | -19.2158 | 196 |  | kWh | 0.15 | 0 | Commercial | [7 empty] | 10 | 0.85 |  |  |  | 0 | 3 | 0 | 0 | 0 | 0 | 0 | 0 | 0 | 0 | 0 | 0 | 2009 Qtr 1: 3; 2009 Qtr 2: 0; 2009 Qtr 3: 0; 2009 Qtr 4: 0; 2010 Qtr 1: 0; 2010 Qtr 2: 0; 2010 Qtr 3: 0; 2010 Qtr 4: 0; 2011 Qtr 1: 0; 2011 Qtr 2: 0; 2011 Qtr 3: 0; 2011 Qtr 4: 0 | 3
0 | 253141-Commercial HVAC Diagnostic/Tune-up Com All CZ07 VintAll |  | System | Commercial | 01-ALC-AllCommercial-Cooling | 0 |  |  |  |  | 45.3009 | 0 | 55.3 | 0 | 0 | -9.9991 | 196 |  | kWh | 0.15 | 0 | Commercial | [7 empty] | 10 | 0.85 |  |  |  | 0 | 4 | 0 | 0 | 0 | 0 | 0 | 0 | 0 | 0 | 0 | 0 | 2009 Qtr 1: 4; 2009 Qtr 2: 0; 2009 Qtr 3: 0; 2009 Qtr 4: 0; 2010 Qtr 1: 0; 2010 Qtr 2: 0; 2010 Qtr 3: 0; 2010 Qtr 4: 0; 2011 Qtr 1: 0; 2011 Qtr 2: 0; 2011 Qtr 3: 0; 2011 Qtr 4: 0 | 4
0 | 253141-Commercial HVAC Diagnostic/Tune-up Com All CZ07 VintAll |  | System | Commercial | 01-ALC-AllCommercial-Cooling | 0 |  |  |  |  | 45.3009 | 0 | 64.5167 | 0 | 0 | -19.2158 | 196 |  | kWh | 0.15 | 0 | Commercial | [7 empty] | 10 | 0.85 |  |  |  | 0 | 3 | 0 | 0 | 0 | 0 | 0 | 0 | 0 | 0 | 0 | 0 | 2009 Qtr 1: 3; 2009 Qtr 2: 0; 2009 Qtr 3: 0; 2009 Qtr 4: 0; 2010 Qtr 1: 0; 2010 Qtr 2: 0; 2010 Qtr 3: 0; 2010 Qtr 4: 0; 2011 Qtr 1: 0; 2011 Qtr 2: 0; 2011 Qtr 3: 0; 2011 Qtr 4: 0 | 3
0 | 253141-Commercial HVAC Diagnostic/Tune-up Com All CZ07 VintAll |  | System | Commercial | 01-ALC-AllCommercial-Cooling | 0 |  |  |  |  | 45.3009 | 0 | 55.3 | 0 | 0 | -9.9991 | 196 |  | kWh | 0.15 | 0 | Commercial | [7 empty] | 10 | 0.85 |  |  |  | 0 | 4 | 0 | 0 | 0 | 0 | 0 | 0 | 0 | 0 | 0 | 0 | 2009 Qtr 1: 4; 2009 Qtr 2: 0; 2009 Qtr 3: 0; 2009 Qtr 4: 0; 2010 Qtr 1: 0; 2010 Qtr 2: 0; 2010 Qtr 3: 0; 2010 Qtr 4: 0; 2011 Qtr 1: 0; 2011 Qtr 2: 0; 2011 Qtr 3: 0; 2011 Qtr 4: 0 | 4
0 | 253141-Commercial HVAC Diagnostic/Tune-up Com All CZ07 VintAll |  | System | Commercial | 01-ALC-AllCommercial-Cooling | 0 |  |  |  |  | 45.3009 | 0 | 55.3 | 0 | 0 | -9.9991 | 196 |  | kWh | 0.15 | 0 | Commercial | [7 empty] | 10 | 0.85 |  |  |  | 0 | 6 | 0 | 0 | 0 | 0 | 0 | 0 | 0 | 0 | 0 | 0 | 2009 Qtr 1: 6; 2009 Qtr 2: 0; 2009 Qtr 3: 0; 2009 Qtr 4: 0; 2010 Qtr 1: 0; 2010 Qtr 2: 0; 2010 Qtr 3: 0; 2010 Qtr 4: 0; 2011 Qtr 1: 0; 2011 Qtr 2: 0; 2011 Qtr 3: 0; 2011 Qtr 4: 0 | 6
0 | 253141-Commercial HVAC Diagnostic/Tune-up Com All CZ07 VintAll |  | System | Commercial | 01-ALC-AllCommercial-Cooling | 0 |  |  |  |  | 45.3009 | 0 | 69.125 | 0 | 0 | -23.8241 | 196 |  | kWh | 0.15 | 0 | Commercial | [7 empty] | 10 | 0.85 |  |  |  | 0 | 3 | 0 | 0 | 0 | 0 | 0 | 0 | 0 | 0 | 0 | 0 | 2009 Qtr 1: 3; 2009 Qtr 2: 0; 2009 Qtr 3: 0; 2009 Qtr 4: 0; 2010 Qtr 1: 0; 2010 Qtr 2: 0; 2010 Qtr 3: 0; 2010 Qtr 4: 0; 2011 Qtr 1: 0; 2011 Qtr 2: 0; 2011 Qtr 3: 0; 2011 Qtr 4: 0 | 3
0 | 253141-Commercial HVAC Diagnostic/Tune-up Com All CZ07 VintAll |  | System | Commercial | 01-ALC-AllCommercial-Cooling | 0 |  |  |  |  | 45.3009 | 0 | 82.95 | 0 | 0 | -37.6491 | 196 |  | kWh | 0.15 | 0 | Commercial | [7 empty] | 10 | 0.85 |  |  |  | 0 | 1 | 0 | 0 | 0 | 0 | 0 | 0 | 0 | 0 | 0 | 0 | 2009 Qtr 1: 1; 2009 Qtr 2: 0; 2009 Qtr 3: 0; 2009 Qtr 4: 0; 2010 Qtr 1: 0; 2010 Qtr 2: 0; 2010 Qtr 3: 0; 2010 Qtr 4: 0; 2011 Qtr 1: 0; 2011 Qtr 2: 0; 2011 Qtr 3: 0; 2011 Qtr 4: 0 | 1
0 | 253141-Commercial HVAC Diagnostic/Tune-up Com All CZ07 VintAll |  | System | Commercial | 01-ALC-AllCommercial-Cooling | 0 |  |  |  |  | 45.3009 | 0 | 55.3 | 0 | 0 | -9.9991 | 196 |  | kWh | 0.15 | 0 | Commercial | [7 empty] | 10 | 0.85 |  |  |  | 0 | 6 | 0 | 0 | 0 | 0 | 0 | 0 | 0 | 0 | 0 | 0 | 2009 Qtr 1: 6; 2009 Qtr 2: 0; 2009 Qtr 3: 0; 2009 Qtr 4: 0; 2010 Qtr 1: 0; 2010 Qtr 2: 0; 2010 Qtr 3: 0; 2010 Qtr 4: 0; 2011 Qtr 1: 0; 2011 Qtr 2: 0; 2011 Qtr 3: 0; 2011 Qtr 4: 0 | 6
0 | 253141-Commercial HVAC Diagnostic/Tune-up Com All CZ07 VintAll |  | System | Commercial | 01-ALC-AllCommercial-Cooling | 0 |  |  |  |  | 45.3009 | 0 | 55.3 | 0 | 0 | -9.9991 | 196 |  | kWh | 0.15 | 0 | Commercial | [7 empty] | 10 | 0.85 |  |  |  | 0 | 5 | 0 | 0 | 0 | 0 | 0 | 0 | 0 | 0 | 0 | 0 | 2009 Qtr 1: 5; 2009 Qtr 2: 0; 2009 Qtr 3: 0; 2009 Qtr 4: 0; 2010 Qtr 1: 0; 2010 Qtr 2: 0; 2010 Qtr 3: 0; 2010 Qtr 4: 0; 2011 Qtr 1: 0; 2011 Qtr 2: 0; 2011 Qtr 3: 0; 2011 Qtr 4: 0 | 5
0 | 253141-Commercial HVAC Diagnostic/Tune-up Com All CZ07 VintAll |  | System | Commercial | 01-ALC-AllCommercial-Cooling | 0 |  |  |  |  | 45.3009 | 0 | 55.3 | 0 | 0 | -9.9991 | 196 |  | kWh | 0.15 | 0 | Commercial | [7 empty] | 10 | 0.85 |  |  |  | 0 | 5 | 0 | 0 | 0 | 0 | 0 | 0 | 0 | 0 | 0 | 0 | 2009 Qtr 1: 5; 2009 Qtr 2: 0; 2009 Qtr 3: 0; 2009 Qtr 4: 0; 2010 Qtr 1: 0; 2010 Qtr 2: 0; 2010 Qtr 3: 0; 2010 Qtr 4: 0; 2011 Qtr 1: 0; 2011 Qtr 2: 0; 2011 Qtr 3: 0; 2011 Qtr 4: 0 | 5
0 | 253144-Commercial Condensor Coil Cleaning (all units - savings at 50% of DEER) Com All CZ07 VintAll |  | System | Commercial | 01-ALC-AllCommercial-Cooling | 0 |  |  |  |  | 10 | 0 | 10 | 0 | 0 | 0 | 60 |  | kWh | 0.047 | 0 | Commercial | [7 empty] | 3 | 0.85 |  |  |  | 0 | 6 | 0 | 0 | 0 | 0 | 0 | 0 | 0 | 0 | 0 | 0 | 2009 Qtr 1: 6; 2009 Qtr 2: 0; 2009 Qtr 3: 0; 2009 Qtr 4: 0; 2010 Qtr 1: 0; 2010 Qtr 2: 0; 2010 Qtr 3: 0; 2010 Qtr 4: 0; 2011 Qtr 1: 0; 2011 Qtr 2: 0; 2011 Qtr 3: 0; 2011 Qtr 4: 0 | 6
0 | 253144-Commercial Condensor Coil Cleaning (all units - savings at 50% of DEER) Com All CZ07 VintAll |  | System | Commercial | 01-ALC-AllCommercial-Cooling | 0 |  |  |  |  | 10 | 0 | 15 | 0 | 0 | -5 | 60 |  | kWh | 0.047 | 0 | Commercial | [7 empty] | 3 | 0.85 |  |  |  | 0 | 1 | 0 | 0 | 0 | 0 | 0 | 0 | 0 | 0 | 0 | 0 | 2009 Qtr 1: 1; 2009 Qtr 2: 0; 2009 Qtr 3: 0; 2009 Qtr 4: 0; 2010 Qtr 1: 0; 2010 Qtr 2: 0; 2010 Qtr 3: 0; 2010 Qtr 4: 0; 2011 Qtr 1: 0; 2011 Qtr 2: 0; 2011 Qtr 3: 0; 2011 Qtr 4: 0 | 1
0 | 253144-Commercial Condensor Coil Cleaning (all units - savings at 50% of DEER) Com All CZ07 VintAll |  | System | Commercial | 01-ALC-AllCommercial-Cooling | 0 |  |  |  |  | 10 | 0 | 11.6667 | 0 | 0 | -1.6667 | 60 |  | kWh | 0.047 | 0 | Commercial | [7 empty] | 3 | 0.85 |  |  |  | 0 | 3 | 0 | 0 | 0 | 0 | 0 | 0 | 0 | 0 | 0 | 0 | 2009 Qtr 1: 3; 2009 Qtr 2: 0; 2009 Qtr 3: 0; 2009 Qtr 4: 0; 2010 Qtr 1: 0; 2010 Qtr 2: 0; 2010 Qtr 3: 0; 2010 Qtr 4: 0; 2011 Qtr 1: 0; 2011 Qtr 2: 0; 2011 Qtr 3: 0; 2011 Qtr 4: 0 | 3
0 | 253144-Commercial Condensor Coil Cleaning (all units - savings at 50% of DEER) Com All CZ07 VintAll |  | System | Commercial | 01-ALC-AllCommercial-Cooling | 0 |  |  |  |  | 10 | 0 | 10 | 0 | 0 | 0 | 60 |  | kWh | 0.047 | 0 | Commercial | [7 empty] | 3 | 0.85 |  |  |  | 0 | 4 | 0 | 0 | 0 | 0 | 0 | 0 | 0 | 0 | 0 | 0 | 2009 Qtr 1: 4; 2009 Qtr 2: 0; 2009 Qtr 3: 0; 2009 Qtr 4: 0; 2010 Qtr 1: 0; 2010 Qtr 2: 0; 2010 Qtr 3: 0; 2010 Qtr 4: 0; 2011 Qtr 1: 0; 2011 Qtr 2: 0; 2011 Qtr 3: 0; 2011 Qtr 4: 0 | 4
0 | 253144-Commercial Condensor Coil Cleaning (all units - savings at 50% of DEER) Com All CZ07 VintAll |  | System | Commercial | 01-ALC-AllCommercial-Cooling | 0 |  |  |  |  | 10 | 0 | 10 | 0 | 0 | 0 | 60 |  | kWh | 0.047 | 0 | Commercial | [7 empty] | 3 | 0.85 |  |  |  | 0 | 5 | 0 | 0 | 0 | 0 | 0 | 0 | 0 | 0 | 0 | 0 | 2009 Qtr 1: 5; 2009 Qtr 2: 0; 2009 Qtr 3: 0; 2009 Qtr 4: 0; 2010 Qtr 1: 0; 2010 Qtr 2: 0; 2010 Qtr 3: 0; 2010 Qtr 4: 0; 2011 Qtr 1: 0; 2011 Qtr 2: 0; 2011 Qtr 3: 0; 2011 Qtr 4: 0 | 5
0 | 253144-Commercial Condensor Coil Cleaning (all units - savings at 50% of DEER) Com All CZ07 VintAll |  | System | Commercial | 01-ALC-AllCommercial-Cooling | 0 |  |  |  |  | 10 | 0 | 10 | 0 | 0 | 0 | 60 |  | kWh | 0.047 | 0 | Commercial | [7 empty] | 3 | 0.85 |  |  |  | 0 | 5 | 0 | 0 | 0 | 0 | 0 | 0 | 0 | 0 | 0 | 0 | 2009 Qtr 1: 5; 2009 Qtr 2: 0; 2009 Qtr 3: 0; 2009 Qtr 4: 0; 2010 Qtr 1: 0; 2010 Qtr 2: 0; 2010 Qtr 3: 0; 2010 Qtr 4: 0; 2011 Qtr 1: 0; 2011 Qtr 2: 0; 2011 Qtr 3: 0; 2011 Qtr 4: 0 | 5
0 | 253144-Commercial Condensor Coil Cleaning (all units - savings at 50% of DEER) Com All CZ07 VintAll |  | System | Commercial | 01-ALC-AllCommercial-Cooling | 0 |  |  |  |  | 10 | 0 | 10 | 0 | 0 | 0 | 60 |  | kWh | 0.047 | 0 | Commercial | [7 empty] | 3 | 0.85 |  |  |  | 0 | 4 | 0 | 0 | 0 | 0 | 0 | 0 | 0 | 0 | 0 | 0 | 2009 Qtr 1: 4; 2009 Qtr 2: 0; 2009 Qtr 3: 0; 2009 Qtr 4: 0; 2010 Qtr 1: 0; 2010 Qtr 2: 0; 2010 Qtr 3: 0; 2010 Qtr 4: 0; 2011 Qtr 1: 0; 2011 Qtr 2: 0; 2011 Qtr 3: 0; 2011 Qtr 4: 0 | 4
0 | 253141-Commercial HVAC Diagnostic/Tune-up Com All CZ07 VintAll |  | System | Commercial | 01-ALC-AllCommercial-Cooling | 0 |  |  |  |  | 45.3009 | 0 | 64.5167 | 0 | 0 | -19.2158 | 196 |  | kWh | 0.15 | 0 | Commercial | [7 empty] | 10 | 0.85 |  |  |  | 0 | 3 | 0 | 0 | 0 | 0 | 0 | 0 | 0 | 0 | 0 | 0 | 2009 Qtr 1: 3; 2009 Qtr 2: 0; 2009 Qtr 3: 0; 2009 Qtr 4: 0; 2010 Qtr 1: 0; 2010 Qtr 2: 0; 2010 Qtr 3: 0; 2010 Qtr 4: 0; 2011 Qtr 1: 0; 2011 Qtr 2: 0; 2011 Qtr 3: 0; 2011 Qtr 4: 0 | 3
0 | 253144-Commercial Condensor Coil Cleaning (all units - savings at 50% of DEER) Com All CZ07 VintAll |  | System | Commercial | 01-ALC-AllCommercial-Cooling | 0 |  |  |  |  | 10 | 0 | 10 | 0 | 0 | 0 | 60 |  | kWh | 0.047 | 0 | Commercial | [7 empty] | 3 | 0.85 |  |  |  | 0 | 5 | 0 | 0 | 0 | 0 | 0 | 0 | 0 | 0 | 0 | 0 | 2009 Qtr 1: 5; 2009 Qtr 2: 0; 2009 Qtr 3: 0; 2009 Qtr 4: 0; 2010 Qtr 1: 0; 2010 Qtr 2: 0; 2010 Qtr 3: 0; 2010 Qtr 4: 0; 2011 Qtr 1: 0; 2011 Qtr 2: 0; 2011 Qtr 3: 0; 2011 Qtr 4: 0 | 5
0 | 253144-Commercial Condensor Coil Cleaning (all units - savings at 50% of DEER) Com All CZ07 VintAll |  | System | Commercial | 01-ALC-AllCommercial-Cooling | 0 |  |  |  |  | 10 | 0 | 10 | 0 | 0 | 0 | 60 |  | kWh | 0.047 | 0 | Commercial | [7 empty] | 3 | 0.85 |  |  |  | 0 | 5 | 0 | 0 | 0 | 0 | 0 | 0 | 0 | 0 | 0 | 0 | 2009 Qtr 1: 5; 2009 Qtr 2: 0; 2009 Qtr 3: 0; 2009 Qtr 4: 0; 2010 Qtr 1: 0; 2010 Qtr 2: 0; 2010 Qtr 3: 0; 2010 Qtr 4: 0; 2011 Qtr 1: 0; 2011 Qtr 2: 0; 2011 Qtr 3: 0; 2011 Qtr 4: 0 | 5
0 | 253144-Commercial Condensor Coil Cleaning (all units - savings at 50% of DEER) Com All CZ07 VintAll |  | System | Commercial | 01-ALC-AllCommercial-Cooling | 0 |  |  |  |  | 10 | 0 | 10 | 0 | 0 | 0 | 60 |  | kWh | 0.047 | 0 | Commercial | [7 empty] | 3 | 0.85 |  |  |  | 0 | 5 | 0 | 0 | 0 | 0 | 0 | 0 | 0 | 0 | 0 | 0 | 2009 Qtr 1: 5; 2009 Qtr 2: 0; 2009 Qtr 3: 0; 2009 Qtr 4: 0; 2010 Qtr 1: 0; 2010 Qtr 2: 0; 2010 Qtr 3: 0; 2010 Qtr 4: 0; 2011 Qtr 1: 0; 2011 Qtr 2: 0; 2011 Qtr 3: 0; 2011 Qtr 4: 0 | 5
0 | 253144-Commercial Condensor Coil Cleaning (all units - savings at 50% of DEER) Com All CZ07 VintAll |  | System | Commercial | 01-ALC-AllCommercial-Cooling | 0 |  |  |  |  | 10 | 0 | 10 | 0 | 0 | 0 | 60 |  | kWh | 0.047 | 0 | Commercial | [7 empty] | 3 | 0.85 |  |  |  | 0 | 6 | 0 | 0 | 0 | 0 | 0 | 0 | 0 | 0 | 0 | 0 | 2009 Qtr 1: 6; 2009 Qtr 2: 0; 2009 Qtr 3: 0; 2009 Qtr 4: 0; 2010 Qtr 1: 0; 2010 Qtr 2: 0; 2010 Qtr 3: 0; 2010 Qtr 4: 0; 2011 Qtr 1: 0; 2011 Qtr 2: 0; 2011 Qtr 3: 0; 2011 Qtr 4: 0 | 6
0 | 253144-Commercial Condensor Coil Cleaning (all units - savings at 50% of DEER) Com All CZ07 VintAll |  | System | Commercial | 01-ALC-AllCommercial-Cooling | 0 |  |  |  |  | 10 | 0 | 10 | 0 | 0 | 0 | 60 |  | kWh | 0.047 | 0 | Commercial | [7 empty] | 3 | 0.85 |  |  |  | 0 | 4 | 0 | 0 | 0 | 0 | 0 | 0 | 0 | 0 | 0 | 0 | 2009 Qtr 1: 4; 2009 Qtr 2: 0; 2009 Qtr 3: 0; 2009 Qtr 4: 0; 2010 Qtr 1: 0; 2010 Qtr 2: 0; 2010 Qtr 3: 0; 2010 Qtr 4: 0; 2011 Qtr 1: 0; 2011 Qtr 2: 0; 2011 Qtr 3: 0; 2011 Qtr 4: 0 | 4
0 | 253144-Commercial Condensor Coil Cleaning (all units - savings at 50% of DEER) Com All CZ07 VintAll |  | System | Commercial | 01-ALC-AllCommercial-Cooling | 0 |  |  |  |  | 10 | 0 | 11.6667 | 0 | 0 | -1.6667 | 60 |  | kWh | 0.047 | 0 | Commercial | [7 empty] | 3 | 0.85 |  |  |  | 0 | 3 | 0 | 0 | 0 | 0 | 0 | 0 | 0 | 0 | 0 | 0 | 2009 Qtr 1: 3; 2009 Qtr 2: 0; 2009 Qtr 3: 0; 2009 Qtr 4: 0; 2010 Qtr 1: 0; 2010 Qtr 2: 0; 2010 Qtr 3: 0; 2010 Qtr 4: 0; 2011 Qtr 1: 0; 2011 Qtr 2: 0; 2011 Qtr 3: 0; 2011 Qtr 4: 0 | 3
0 | 253144-Commercial Condensor Coil Cleaning (all units - savings at 50% of DEER) Com All CZ07 VintAll |  | System | Commercial | 01-ALC-AllCommercial-Cooling | 0 |  |  |  |  | 10 | 0 | 11.6667 | 0 | 0 | -1.6667 | 60 |  | kWh | 0.047 | 0 | Commercial | [7 empty] | 3 | 0.85 |  |  |  | 0 | 3 | 0 | 0 | 0 | 0 | 0 | 0 | 0 | 0 | 0 | 0 | 2009 Qtr 1: 3; 2009 Qtr 2: 0; 2009 Qtr 3: 0; 2009 Qtr 4: 0; 2010 Qtr 1: 0; 2010 Qtr 2: 0; 2010 Qtr 3: 0; 2010 Qtr 4: 0; 2011 Qtr 1: 0; 2011 Qtr 2: 0; 2011 Qtr 3: 0; 2011 Qtr 4: 0 | 3
0 | 253144-Commercial Condensor Coil Cleaning (all units - savings at 50% of DEER) Com All CZ07 VintAll |  | System | Commercial | 01-ALC-AllCommercial-Cooling | 0 |  |  |  |  | 10 | 0 | 10 | 0 | 0 | 0 | 60 |  | kWh | 0.047 | 0 | Commercial | [7 empty] | 3 | 0.85 |  |  |  | 0 | 4 | 0 | 0 | 0 | 0 | 0 | 0 | 0 | 0 | 0 | 0 | 2009 Qtr 1: 4; 2009 Qtr 2: 0; 2009 Qtr 3: 0; 2009 Qtr 4: 0; 2010 Qtr 1: 0; 2010 Qtr 2: 0; 2010 Qtr 3: 0; 2010 Qtr 4: 0; 2011 Qtr 1: 0; 2011 Qtr 2: 0; 2011 Qtr 3: 0; 2011 Qtr 4: 0 | 4
0 | 253144-Commercial Condensor Coil Cleaning (all units - savings at 50% of DEER) Com All CZ07 VintAll |  | System | Commercial | 01-ALC-AllCommercial-Cooling | 0 |  |  |  |  | 10 | 0 | 11.6667 | 0 | 0 | -1.6667 | 60 |  | kWh | 0.047 | 0 | Commercial | [7 empty] | 3 | 0.85 |  |  |  | 0 | 3 | 0 | 0 | 0 | 0 | 0 | 0 | 0 | 0 | 0 | 0 | 2009 Qtr 1: 3; 2009 Qtr 2: 0; 2009 Qtr 3: 0; 2009 Qtr 4: 0; 2010 Qtr 1: 0; 2010 Qtr 2: 0; 2010 Qtr 3: 0; 2010 Qtr 4: 0; 2011 Qtr 1: 0; 2011 Qtr 2: 0; 2011 Qtr 3: 0; 2011 Qtr 4: 0 | 3
0 | 253144-Commercial Condensor Coil Cleaning (all units - savings at 50% of DEER) Com All CZ07 VintAll |  | System | Commercial | 01-ALC-AllCommercial-Cooling | 0 |  |  |  |  | 10 | 0 | 10 | 0 | 0 | 0 | 60 |  | kWh | 0.047 | 0 | Commercial | [7 empty] | 3 | 0.85 |  |  |  | 0 | 4 | 0 | 0 | 0 | 0 | 0 | 0 | 0 | 0 | 0 | 0 | 2009 Qtr 1: 4; 2009 Qtr 2: 0; 2009 Qtr 3: 0; 2009 Qtr 4: 0; 2010 Qtr 1: 0; 2010 Qtr 2: 0; 2010 Qtr 3: 0; 2010 Qtr 4: 0; 2011 Qtr 1: 0; 2011 Qtr 2: 0; 2011 Qtr 3: 0; 2011 Qtr 4: 0 | 4
0 | 253141-Commercial HVAC Diagnostic/Tune-up Com All CZ07 VintAll |  | System | Commercial | 01-ALC-AllCommercial-Cooling | 0 |  |  |  |  | 45.3009 | 0 | 55.3 | 0 | 0 | -9.9991 | 196 |  | kWh | 0.15 | 0 | Commercial | [7 empty] | 10 | 0.85 |  |  |  | 0 | 4 | 0 | 0 | 0 | 0 | 0 | 0 | 0 | 0 | 0 | 0 | 2009 Qtr 1: 4; 2009 Qtr 2: 0; 2009 Qtr 3: 0; 2009 Qtr 4: 0; 2010 Qtr 1: 0; 2010 Qtr 2: 0; 2010 Qtr 3: 0; 2010 Qtr 4: 0; 2011 Qtr 1: 0; 2011 Qtr 2: 0; 2011 Qtr 3: 0; 2011 Qtr 4: 0 | 4
0 | 253144-Commercial Condensor Coil Cleaning (all units - savings at 50% of DEER) Com All CZ07 VintAll |  | System | Commercial | 01-ALC-AllCommercial-Cooling | 0 |  |  |  |  | 10 | 0 | 10 | 0 | 0 | 0 | 60 |  | kWh | 0.047 | 0 | Commercial | [7 empty] | 3 | 0.85 |  |  |  | 0 | 6 | 0 | 0 | 0 | 0 | 0 | 0 | 0 | 0 | 0 | 0 | 2009 Qtr 1: 6; 2009 Qtr 2: 0; 2009 Qtr 3: 0; 2009 Qtr 4: 0; 2010 Qtr 1: 0; 2010 Qtr 2: 0; 2010 Qtr 3: 0; 2010 Qtr 4: 0; 2011 Qtr 1: 0; 2011 Qtr 2: 0; 2011 Qtr 3: 0; 2011 Qtr 4: 0 | 6
0 | 253144-Commercial Condensor Coil Cleaning (all units - savings at 50% of DEER) Com All CZ07 VintAll |  | System | Commercial | 01-ALC-AllCommercial-Cooling | 0 |  |  |  |  | 10 | 0 | 12.5 | 0 | 0 | -2.5 | 60 |  | kWh | 0.047 | 0 | Commercial | [7 empty] | 3 | 0.85 |  |  |  | 0 | 3 | 0 | 0 | 0 | 0 | 0 | 0 | 0 | 0 | 0 | 0 | 2009 Qtr 1: 3; 2009 Qtr 2: 0; 2009 Qtr 3: 0; 2009 Qtr 4: 0; 2010 Qtr 1: 0; 2010 Qtr 2: 0; 2010 Qtr 3: 0; 2010 Qtr 4: 0; 2011 Qtr 1: 0; 2011 Qtr 2: 0; 2011 Qtr 3: 0; 2011 Qtr 4: 0 | 3
0 | 253144-Commercial Condensor Coil Cleaning (all units - savings at 50% of DEER) Com All CZ07 VintAll |  | System | Commercial | 01-ALC-AllCommercial-Cooling | 0 |  |  |  |  | 10 | 0 | 10 | 0 | 0 | 0 | 60 |  | kWh | 0.047 | 0 | Commercial | [7 empty] | 3 | 0.85 |  |  |  | 0 | 6 | 0 | 0 | 0 | 0 | 0 | 0 | 0 | 0 | 0 | 0 | 2009 Qtr 1: 6; 2009 Qtr 2: 0; 2009 Qtr 3: 0; 2009 Qtr 4: 0; 2010 Qtr 1: 0; 2010 Qtr 2: 0; 2010 Qtr 3: 0; 2010 Qtr 4: 0; 2011 Qtr 1: 0; 2011 Qtr 2: 0; 2011 Qtr 3: 0; 2011 Qtr 4: 0 | 6
0 | 253144-Commercial Condensor Coil Cleaning (all units - savings at 50% of DEER) Com All CZ07 VintAll |  | System | Commercial | 01-ALC-AllCommercial-Cooling | 0 |  |  |  |  | 10 | 0 | 10 | 0 | 0 | 0 | 60 |  | kWh | 0.047 | 0 | Commercial | [7 empty] | 3 | 0.85 |  |  |  | 0 | 5 | 0 | 0 | 0 | 0 | 0 | 0 | 0 | 0 | 0 | 0 | 2009 Qtr 1: 5; 2009 Qtr 2: 0; 2009 Qtr 3: 0; 2009 Qtr 4: 0; 2010 Qtr 1: 0; 2010 Qtr 2: 0; 2010 Qtr 3: 0; 2010 Qtr 4: 0; 2011 Qtr 1: 0; 2011 Qtr 2: 0; 2011 Qtr 3: 0; 2011 Qtr 4: 0 | 5
0 | 253144-Commercial Condensor Coil Cleaning (all units - savings at 50% of DEER) Com All CZ07 VintAll |  | System | Commercial | 01-ALC-AllCommercial-Cooling | 0 |  |  |  |  | 10 | 0 | 10 | 0 | 0 | 0 | 60 |  | kWh | 0.047 | 0 | Commercial | [7 empty] | 3 | 0.85 |  |  |  | 0 | 5 | 0 | 0 | 0 | 0 | 0 | 0 | 0 | 0 | 0 | 0 | 2009 Qtr 1: 5; 2009 Qtr 2: 0; 2009 Qtr 3: 0; 2009 Qtr 4: 0; 2010 Qtr 1: 0; 2010 Qtr 2: 0; 2010 Qtr 3: 0; 2010 Qtr 4: 0; 2011 Qtr 1: 0; 2011 Qtr 2: 0; 2011 Qtr 3: 0; 2011 Qtr 4: 0 | 5
0 | 253141-Commercial HVAC Diagnostic/Tune-up Com All CZ07 VintAll |  | System | Commercial | 01-ALC-AllCommercial-Cooling | 0 |  |  |  |  | 45.3009 | 0 | 55.3 | 0 | 0 | -9.9991 | 196 |  | kWh | 0.15 | 0 | Commercial | [7 empty] | 10 | 0.85 |  |  |  | 0 | 5 | 0 | 0 | 0 | 0 | 0 | 0 | 0 | 0 | 0 | 0 | 2009 Qtr 1: 5; 2009 Qtr 2: 0; 2009 Qtr 3: 0; 2009 Qtr 4: 0; 2010 Qtr 1: 0; 2010 Qtr 2: 0; 2010 Qtr 3: 0; 2010 Qtr 4: 0; 2011 Qtr 1: 0; 2011 Qtr 2: 0; 2011 Qtr 3: 0; 2011 Qtr 4: 0 | 5
0 | 253141-Commercial HVAC Diagnostic/Tune-up Com All CZ07 VintAll |  | System | Commercial | 01-ALC-AllCommercial-Cooling | 0 |  |  |  |  | 45.3009 | 0 | 55.3 | 0 | 0 | -9.9991 | 196 |  | kWh | 0.15 | 0 | Commercial | [7 empty] | 10 | 0.85 |  |  |  | 0 | 5 | 0 | 0 | 0 | 0 | 0 | 0 | 0 | 0 | 0 | 0 | 2009 Qtr 1: 5; 2009 Qtr 2: 0; 2009 Qtr 3: 0; 2009 Qtr 4: 0; 2010 Qtr 1: 0; 2010 Qtr 2: 0; 2010 Qtr 3: 0; 2010 Qtr 4: 0; 2011 Qtr 1: 0; 2011 Qtr 2: 0; 2011 Qtr 3: 0; 2011 Qtr 4: 0 | 5
0 | 253141-Commercial HVAC Diagnostic/Tune-up Com All CZ07 VintAll |  | System | Commercial | 01-ALC-AllCommercial-Cooling | 0 |  |  |  |  | 45.3009 | 0 | 55.3 | 0 | 0 | -9.9991 | 196 |  | kWh | 0.15 | 0 | Commercial | [7 empty] | 10 | 0.85 |  |  |  | 0 | 4 | 0 | 0 | 0 | 0 | 0 | 0 | 0 | 0 | 0 | 0 | 2009 Qtr 1: 4; 2009 Qtr 2: 0; 2009 Qtr 3: 0; 2009 Qtr 4: 0; 2010 Qtr 1: 0; 2010 Qtr 2: 0; 2010 Qtr 3: 0; 2010 Qtr 4: 0; 2011 Qtr 1: 0; 2011 Qtr 2: 0; 2011 Qtr 3: 0; 2011 Qtr 4: 0 | 4
0 | 253141-Commercial HVAC Diagnostic/Tune-up Com All CZ07 VintAll |  | System | Commercial | 01-ALC-AllCommercial-Cooling | 0 |  |  |  |  | 45.3009 | 0 | 55.3 | 0 | 0 | -9.9991 | 196 |  | kWh | 0.15 | 0 | Commercial | [7 empty] | 10 | 0.85 |  |  |  | 0 | 5 | 0 | 0 | 0 | 0 | 0 | 0 | 0 | 0 | 0 | 0 | 2009 Qtr 1: 5; 2009 Qtr 2: 0; 2009 Qtr 3: 0; 2009 Qtr 4: 0; 2010 Qtr 1: 0; 2010 Qtr 2: 0; 2010 Qtr 3: 0; 2010 Qtr 4: 0; 2011 Qtr 1: 0; 2011 Qtr 2: 0; 2011 Qtr 3: 0; 2011 Qtr 4: 0 | 5
0 | 253141-Commercial HVAC Diagnostic/Tune-up Com All CZ07 VintAll |  | System | Commercial | 01-ALC-AllCommercial-Cooling | 0 |  |  |  |  | 45.3009 | 0 | 55.3 | 0 | 0 | -9.9991 | 196 |  | kWh | 0.15 | 0 | Commercial | [7 empty] | 10 | 0.85 |  |  |  | 0 | 5 | 0 | 0 | 0 | 0 | 0 | 0 | 0 | 0 | 0 | 0 | 2009 Qtr 1: 5; 2009 Qtr 2: 0; 2009 Qtr 3: 0; 2009 Qtr 4: 0; 2010 Qtr 1: 0; 2010 Qtr 2: 0; 2010 Qtr 3: 0; 2010 Qtr 4: 0; 2011 Qtr 1: 0; 2011 Qtr 2: 0; 2011 Qtr 3: 0; 2011 Qtr 4: 0 | 5
0 | 253141-Commercial HVAC Diagnostic/Tune-up Com All CZ07 VintAll |  | System | Commercial | 01-ALC-AllCommercial-Cooling | 0 |  |  |  |  | 45.3009 | 0 | 55.3 | 0 | 0 | -9.9991 | 196 |  | kWh | 0.15 | 0 | Commercial | [7 empty] | 10 | 0.85 |  |  |  | 0 | 5 | 0 | 0 | 0 | 0 | 0 | 0 | 0 | 0 | 0 | 0 | 2009 Qtr 1: 5; 2009 Qtr 2: 0; 2009 Qtr 3: 0; 2009 Qtr 4: 0; 2010 Qtr 1: 0; 2010 Qtr 2: 0; 2010 Qtr 3: 0; 2010 Qtr 4: 0; 2011 Qtr 1: 0; 2011 Qtr 2: 0; 2011 Qtr 3: 0; 2011 Qtr 4: 0 | 5
0 | 253144-Commercial Condensor Coil Cleaning (all units - savings at 50% of DEER) Com All CZ07 VintAll |  | System | Commercial | 01-ALC-AllCommercial-Cooling | 0 |  |  |  |  | 10 | 0 | 10 | 0 | 0 | 0 | 60 |  | kWh | 0.047 | 0 | Commercial | [7 empty] | 3 | 0.85 |  |  |  | 0 | 5 | 0 | 0 | 0 | 0 | 0 | 0 | 0 | 0 | 0 | 0 | 2009 Qtr 1: 5; 2009 Qtr 2: 0; 2009 Qtr 3: 0; 2009 Qtr 4: 0; 2010 Qtr 1: 0; 2010 Qtr 2: 0; 2010 Qtr 3: 0; 2010 Qtr 4: 0; 2011 Qtr 1: 0; 2011 Qtr 2: 0; 2011 Qtr 3: 0; 2011 Qtr 4: 0 | 5
0 | 253144-Commercial Condensor Coil Cleaning (all units - savings at 50% of DEER) Com All CZ07 VintAll |  | System | Commercial | 01-ALC-AllCommercial-Cooling | 0 |  |  |  |  | 10 | 0 | 10 | 0 | 0 | 0 | 60 |  | kWh | 0.047 | 0 | Commercial | [7 empty] | 3 | 0.85 |  |  |  | 0 | 5 | 0 | 0 | 0 | 0 | 0 | 0 | 0 | 0 | 0 | 0 | 2009 Qtr 1: 5; 2009 Qtr 2: 0; 2009 Qtr 3: 0; 2009 Qtr 4: 0; 2010 Qtr 1: 0; 2010 Qtr 2: 0; 2010 Qtr 3: 0; 2010 Qtr 4: 0; 2011 Qtr 1: 0; 2011 Qtr 2: 0; 2011 Qtr 3: 0; 2011 Qtr 4: 0 | 5
0 | 253144-Commercial Condensor Coil Cleaning (all units - savings at 50% of DEER) Com All CZ07 VintAll |  | System | Commercial | 01-ALC-AllCommercial-Cooling | 0 |  |  |  |  | 10 | 0 | 15 | 0 | 0 | -5 | 60 |  | kWh | 0.047 | 0 | Commercial | [7 empty] | 3 | 0.85 |  |  |  | 0 | 1 | 0 | 0 | 0 | 0 | 0 | 0 | 0 | 0 | 0 | 0 | 2009 Qtr 1: 1; 2009 Qtr 2: 0; 2009 Qtr 3: 0; 2009 Qtr 4: 0; 2010 Qtr 1: 0; 2010 Qtr 2: 0; 2010 Qtr 3: 0; 2010 Qtr 4: 0; 2011 Qtr 1: 0; 2011 Qtr 2: 0; 2011 Qtr 3: 0; 2011 Qtr 4: 0 | 1
0 | 253141-Commercial HVAC Diagnostic/Tune-up Com All CZ07 VintAll |  | System | Commercial | 01-ALC-AllCommercial-Cooling | 0 |  |  |  |  | 45.3009 | 0 | 55.3 | 0 | 0 | -9.9991 | 196 |  | kWh | 0.15 | 0 | Commercial | [7 empty] | 10 | 0.85 |  |  |  | 0 | 5 | 0 | 0 | 0 | 0 | 0 | 0 | 0 | 0 | 0 | 0 | 2009 Qtr 1: 5; 2009 Qtr 2: 0; 2009 Qtr 3: 0; 2009 Qtr 4: 0; 2010 Qtr 1: 0; 2010 Qtr 2: 0; 2010 Qtr 3: 0; 2010 Qtr 4: 0; 2011 Qtr 1: 0; 2011 Qtr 2: 0; 2011 Qtr 3: 0; 2011 Qtr 4: 0 | 5
0 | 253141-Commercial HVAC Diagnostic/Tune-up Com All CZ07 VintAll |  | System | Commercial | 01-ALC-AllCommercial-Cooling | 0 |  |  |  |  | 45.3009 | 0 | 55.3 | 0 | 0 | -9.9991 | 196 |  | kWh | 0.15 | 0 | Commercial | [7 empty] | 10 | 0.85 |  |  |  | 0 | 2 | 0 | 0 | 0 | 0 | 0 | 0 | 0 | 0 | 0 | 0 | 2009 Qtr 1: 2; 2009 Qtr 2: 0; 2009 Qtr 3: 0; 2009 Qtr 4: 0; 2010 Qtr 1: 0; 2010 Qtr 2: 0; 2010 Qtr 3: 0; 2010 Qtr 4: 0; 2011 Qtr 1: 0; 2011 Qtr 2: 0; 2011 Qtr 3: 0; 2011 Qtr 4: 0 | 2
0 | 253141-Commercial HVAC Diagnostic/Tune-up Com All CZ07 VintAll |  | System | Commercial | 01-ALC-AllCommercial-Cooling | 0 |  |  |  |  | 45.3009 | 0 | 55.3 | 0 | 0 | -9.9991 | 196 |  | kWh | 0.15 | 0 | Commercial | [7 empty] | 10 | 0.85 |  |  |  | 0 | 5 | 0 | 0 | 0 | 0 | 0 | 0 | 0 | 0 | 0 | 0 | 2009 Qtr 1: 5; 2009 Qtr 2: 0; 2009 Qtr 3: 0; 2009 Qtr 4: 0; 2010 Qtr 1: 0; 2010 Qtr 2: 0; 2010 Qtr 3: 0; 2010 Qtr 4: 0; 2011 Qtr 1: 0; 2011 Qtr 2: 0; 2011 Qtr 3: 0; 2011 Qtr 4: 0 | 5
0 | 253141-Commercial HVAC Diagnostic/Tune-up Com All CZ07 VintAll |  | System | Commercial | 01-ALC-AllCommercial-Cooling | 0 |  |  |  |  | 45.3009 | 0 | 55.3 | 0 | 0 | -9.9991 | 196 |  | kWh | 0.15 | 0 | Commercial | [7 empty] | 10 | 0.85 |  |  |  | 0 | 5 | 0 | 0 | 0 | 0 | 0 | 0 | 0 | 0 | 0 | 0 | 2009 Qtr 1: 5; 2009 Qtr 2: 0; 2009 Qtr 3: 0; 2009 Qtr 4: 0; 2010 Qtr 1: 0; 2010 Qtr 2: 0; 2010 Qtr 3: 0; 2010 Qtr 4: 0; 2011 Qtr 1: 0; 2011 Qtr 2: 0; 2011 Qtr 3: 0; 2011 Qtr 4: 0 | 5
0 | 253141-Commercial HVAC Diagnostic/Tune-up Com All CZ07 VintAll |  | System | Commercial | 01-ALC-AllCommercial-Cooling | 0 |  |  |  |  | 45.3009 | 0 | 82.95 | 0 | 0 | -37.6491 | 196 |  | kWh | 0.15 | 0 | Commercial | [7 empty] | 10 | 0.85 |  |  |  | 0 | 1 | 0 | 0 | 0 | 0 | 0 | 0 | 0 | 0 | 0 | 0 | 2009 Qtr 1: 1; 2009 Qtr 2: 0; 2009 Qtr 3: 0; 2009 Qtr 4: 0; 2010 Qtr 1: 0; 2010 Qtr 2: 0; 2010 Qtr 3: 0; 2010 Qtr 4: 0; 2011 Qtr 1: 0; 2011 Qtr 2: 0; 2011 Qtr 3: 0; 2011 Qtr 4: 0 | 1
0 | 253144-Commercial Condensor Coil Cleaning (all units - savings at 50% of DEER) Com All CZ07 VintAll |  | System | Commercial | 01-ALC-AllCommercial-Cooling | 0 |  |  |  |  | 10 | 0 | 10 | 0 | 0 | 0 | 60 |  | kWh | 0.047 | 0 | Commercial | [7 empty] | 3 | 0.85 |  |  |  | 0 | 5 | 0 | 0 | 0 | 0 | 0 | 0 | 0 | 0 | 0 | 0 | 2009 Qtr 1: 5; 2009 Qtr 2: 0; 2009 Qtr 3: 0; 2009 Qtr 4: 0; 2010 Qtr 1: 0; 2010 Qtr 2: 0; 2010 Qtr 3: 0; 2010 Qtr 4: 0; 2011 Qtr 1: 0; 2011 Qtr 2: 0; 2011 Qtr 3: 0; 2011 Qtr 4: 0 | 5
0 | 253144-Commercial Condensor Coil Cleaning (all units - savings at 50% of DEER) Com All CZ07 VintAll |  | System | Commercial | 01-ALC-AllCommercial-Cooling | 0 |  |  |  |  | 10 | 0 | 10 | 0 | 0 | 0 | 60 |  | kWh | 0.047 | 0 | Commercial | [7 empty] | 3 | 0.85 |  |  |  | 0 | 5 | 0 | 0 | 0 | 0 | 0 | 0 | 0 | 0 | 0 | 0 | 2009 Qtr 1: 5; 2009 Qtr 2: 0; 2009 Qtr 3: 0; 2009 Qtr 4: 0; 2010 Qtr 1: 0; 2010 Qtr 2: 0; 2010 Qtr 3: 0; 2010 Qtr 4: 0; 2011 Qtr 1: 0; 2011 Qtr 2: 0; 2011 Qtr 3: 0; 2011 Qtr 4: 0 | 5
0 | 253144-Commercial Condensor Coil Cleaning (all units - savings at 50% of DEER) Com All CZ07 VintAll |  | System | Commercial | 01-ALC-AllCommercial-Cooling | 0 |  |  |  |  | 10 | 0 | 10 | 0 | 0 | 0 | 60 |  | kWh | 0.047 | 0 | Commercial | [7 empty] | 3 | 0.85 |  |  |  | 0 | 2 | 0 | 0 | 0 | 0 | 0 | 0 | 0 | 0 | 0 | 0 | 2009 Qtr 1: 2; 2009 Qtr 2: 0; 2009 Qtr 3: 0; 2009 Qtr 4: 0; 2010 Qtr 1: 0; 2010 Qtr 2: 0; 2010 Qtr 3: 0; 2010 Qtr 4: 0; 2011 Qtr 1: 0; 2011 Qtr 2: 0; 2011 Qtr 3: 0; 2011 Qtr 4: 0 | 2
0 | 253141-Commercial HVAC Diagnostic/Tune-up Com All CZ07 VintAll |  | System | Commercial | 01-ALC-AllCommercial-Cooling | 0 |  |  |  |  | 45.3009 | 0 | 55.3 | 0 | 0 | -9.9991 | 196 |  | kWh | 0.15 | 0 | Commercial | [7 empty] | 10 | 0.85 |  |  |  | 0 | 5 | 0 | 0 | 0 | 0 | 0 | 0 | 0 | 0 | 0 | 0 | 2009 Qtr 1: 5; 2009 Qtr 2: 0; 2009 Qtr 3: 0; 2009 Qtr 4: 0; 2010 Qtr 1: 0; 2010 Qtr 2: 0; 2010 Qtr 3: 0; 2010 Qtr 4: 0; 2011 Qtr 1: 0; 2011 Qtr 2: 0; 2011 Qtr 3: 0; 2011 Qtr 4: 0 | 5
0 | 253141-Commercial HVAC Diagnostic/Tune-up Com All CZ07 VintAll |  | System | Commercial | 01-ALC-AllCommercial-Cooling | 0 |  |  |  |  | 45.3009 | 0 | 55.3 | 0 | 0 | -9.9991 | 196 |  | kWh | 0.15 | 0 | Commercial | [7 empty] | 10 | 0.85 |  |  |  | 0 | 5 | 0 | 0 | 0 | 0 | 0 | 0 | 0 | 0 | 0 | 0 | 2009 Qtr 1: 5; 2009 Qtr 2: 0; 2009 Qtr 3: 0; 2009 Qtr 4: 0; 2010 Qtr 1: 0; 2010 Qtr 2: 0; 2010 Qtr 3: 0; 2010 Qtr 4: 0; 2011 Qtr 1: 0; 2011 Qtr 2: 0; 2011 Qtr 3: 0; 2011 Qtr 4: 0 | 5
0 | 253141-Commercial HVAC Diagnostic/Tune-up Com All CZ07 VintAll |  | System | Commercial | 01-ALC-AllCommercial-Cooling | 0 |  |  |  |  | 45.3009 | 0 | 55.3 | 0 | 0 | -9.9991 | 196 |  | kWh | 0.15 | 0 | Commercial | [7 empty] | 10 | 0.85 |  |  |  | 0 | 5 | 0 | 0 | 0 | 0 | 0 | 0 | 0 | 0 | 0 | 0 | 2009 Qtr 1: 5; 2009 Qtr 2: 0; 2009 Qtr 3: 0; 2009 Qtr 4: 0; 2010 Qtr 1: 0; 2010 Qtr 2: 0; 2010 Qtr 3: 0; 2010 Qtr 4: 0; 2011 Qtr 1: 0; 2011 Qtr 2: 0; 2011 Qtr 3: 0; 2011 Qtr 4: 0 | 5
0 | 253141-Commercial HVAC Diagnostic/Tune-up Com All CZ07 VintAll |  | System | Commercial | 01-ALC-AllCommercial-Cooling | 0 |  |  |  |  | 45.3009 | 0 | 55.3 | 0 | 0 | -9.9991 | 196 |  | kWh | 0.15 | 0 | Commercial | [7 empty] | 10 | 0.85 |  |  |  | 0 | 5 | 0 | 0 | 0 | 0 | 0 | 0 | 0 | 0 | 0 | 0 | 2009 Qtr 1: 5; 2009 Qtr 2: 0; 2009 Qtr 3: 0; 2009 Qtr 4: 0; 2010 Qtr 1: 0; 2010 Qtr 2: 0; 2010 Qtr 3: 0; 2010 Qtr 4: 0; 2011 Qtr 1: 0; 2011 Qtr 2: 0; 2011 Qtr 3: 0; 2011 Qtr 4: 0 | 5
0 | 253144-Commercial Condensor Coil Cleaning (all units - savings at 50% of DEER) Com All CZ07 VintAll |  | System | Commercial | 01-ALC-AllCommercial-Cooling | 0 |  |  |  |  | 10 | 0 | 10 | 0 | 0 | 0 | 60 |  | kWh | 0.047 | 0 | Commercial | [7 empty] | 3 | 0.85 |  |  |  | 0 | 5 | 0 | 0 | 0 | 0 | 0 | 0 | 0 | 0 | 0 | 0 | 2009 Qtr 1: 5; 2009 Qtr 2: 0; 2009 Qtr 3: 0; 2009 Qtr 4: 0; 2010 Qtr 1: 0; 2010 Qtr 2: 0; 2010 Qtr 3: 0; 2010 Qtr 4: 0; 2011 Qtr 1: 0; 2011 Qtr 2: 0; 2011 Qtr 3: 0; 2011 Qtr 4: 0 | 5
0 | 253144-Commercial Condensor Coil Cleaning (all units - savings at 50% of DEER) Com All CZ07 VintAll |  | System | Commercial | 01-ALC-AllCommercial-Cooling | 0 |  |  |  |  | 10 | 0 | 10 | 0 | 0 | 0 | 60 |  | kWh | 0.047 | 0 | Commercial | [7 empty] | 3 | 0.85 |  |  |  | 0 | 5 | 0 | 0 | 0 | 0 | 0 | 0 | 0 | 0 | 0 | 0 | 2009 Qtr 1: 5; 2009 Qtr 2: 0; 2009 Qtr 3: 0; 2009 Qtr 4: 0; 2010 Qtr 1: 0; 2010 Qtr 2: 0; 2010 Qtr 3: 0; 2010 Qtr 4: 0; 2011 Qtr 1: 0; 2011 Qtr 2: 0; 2011 Qtr 3: 0; 2011 Qtr 4: 0 | 5
0 | 253144-Commercial Condensor Coil Cleaning (all units - savings at 50% of DEER) Com All CZ07 VintAll |  | System | Commercial | 01-ALC-AllCommercial-Cooling | 0 |  |  |  |  | 10 | 0 | 10 | 0 | 0 | 0 | 60 |  | kWh | 0.047 | 0 | Commercial | [7 empty] | 3 | 0.85 |  |  |  | 0 | 5 | 0 | 0 | 0 | 0 | 0 | 0 | 0 | 0 | 0 | 0 | 2009 Qtr 1: 5; 2009 Qtr 2: 0; 2009 Qtr 3: 0; 2009 Qtr 4: 0; 2010 Qtr 1: 0; 2010 Qtr 2: 0; 2010 Qtr 3: 0; 2010 Qtr 4: 0; 2011 Qtr 1: 0; 2011 Qtr 2: 0; 2011 Qtr 3: 0; 2011 Qtr 4: 0 | 5
0 | 253144-Commercial Condensor Coil Cleaning (all units - savings at 50% of DEER) Com All CZ07 VintAll |  | System | Commercial | 01-ALC-AllCommercial-Cooling | 0 |  |  |  |  | 10 | 0 | 10 | 0 | 0 | 0 | 60 |  | kWh | 0.047 | 0 | Commercial | [7 empty] | 3 | 0.85 |  |  |  | 0 | 5 | 0 | 0 | 0 | 0 | 0 | 0 | 0 | 0 | 0 | 0 | 2009 Qtr 1: 5; 2009 Qtr 2: 0; 2009 Qtr 3: 0; 2009 Qtr 4: 0; 2010 Qtr 1: 0; 2010 Qtr 2: 0; 2010 Qtr 3: 0; 2010 Qtr 4: 0; 2011 Qtr 1: 0; 2011 Qtr 2: 0; 2011 Qtr 3: 0; 2011 Qtr 4: 0 | 5
0 | 253144-Commercial Condensor Coil Cleaning (all units - savings at 50% of DEER) Com All CZ07 VintAll |  | System | Commercial | 01-ALC-AllCommercial-Cooling | 0 |  |  |  |  | 10 | 0 | 10 | 0 | 0 | 0 | 60 |  | kWh | 0.047 | 0 | Commercial | [7 empty] | 3 | 0.85 |  |  |  | 0 | 5 | 0 | 0 | 0 | 0 | 0 | 0 | 0 | 0 | 0 | 0 | 2009 Qtr 1: 5; 2009 Qtr 2: 0; 2009 Qtr 3: 0; 2009 Qtr 4: 0; 2010 Qtr 1: 0; 2010 Qtr 2: 0; 2010 Qtr 3: 0; 2010 Qtr 4: 0; 2011 Qtr 1: 0; 2011 Qtr 2: 0; 2011 Qtr 3: 0; 2011 Qtr 4: 0 | 5
0 | 253141-Commercial HVAC Diagnostic/Tune-up Com All CZ07 VintAll |  | System | Commercial | 01-ALC-AllCommercial-Cooling | 0 |  |  |  |  | 45.3009 | 0 | 64.5167 | 0 | 0 | -19.2158 | 196 |  | kWh | 0.15 | 0 | Commercial | [7 empty] | 10 | 0.85 |  |  |  | 0 | 3 | 0 | 0 | 0 | 0 | 0 | 0 | 0 | 0 | 0 | 0 | 2009 Qtr 1: 3; 2009 Qtr 2: 0; 2009 Qtr 3: 0; 2009 Qtr 4: 0; 2010 Qtr 1: 0; 2010 Qtr 2: 0; 2010 Qtr 3: 0; 2010 Qtr 4: 0; 2011 Qtr 1: 0; 2011 Qtr 2: 0; 2011 Qtr 3: 0; 2011 Qtr 4: 0 | 3
0 | 253144-Commercial Condensor Coil Cleaning (all units - savings at 50% of DEER) Com All CZ07 VintAll |  | System | Commercial | 01-ALC-AllCommercial-Cooling | 0 |  |  |  |  | 10 | 0 | 11.6667 | 0 | 0 | -1.6667 | 60 |  | kWh | 0.047 | 0 | Commercial | [7 empty] | 3 | 0.85 |  |  |  | 0 | 3 | 0 | 0 | 0 | 0 | 0 | 0 | 0 | 0 | 0 | 0 | 2009 Qtr 1: 3; 2009 Qtr 2: 0; 2009 Qtr 3: 0; 2009 Qtr 4: 0; 2010 Qtr 1: 0; 2010 Qtr 2: 0; 2010 Qtr 3: 0; 2010 Qtr 4: 0; 2011 Qtr 1: 0; 2011 Qtr 2: 0; 2011 Qtr 3: 0; 2011 Qtr 4: 0 | 3
0 | 253142-Commercial HVAC Diagnostic/Tune-up Com All CZ10 VintAll |  | System | Commercial | 01-ALC-AllCommercial-Cooling | 0 |  |  |  |  | 45.3009 | 0 | 55.3 | 0 | 0 | -9.9991 | 214 |  | kWh | 0.15 | 0 | Commercial | [7 empty] | 10 | 0.85 |  |  |  | 0 | 4 | 0 | 0 | 0 | 0 | 0 | 0 | 0 | 0 | 0 | 0 | 2009 Qtr 1: 4; 2009 Qtr 2: 0; 2009 Qtr 3: 0; 2009 Qtr 4: 0; 2010 Qtr 1: 0; 2010 Qtr 2: 0; 2010 Qtr 3: 0; 2010 Qtr 4: 0; 2011 Qtr 1: 0; 2011 Qtr 2: 0; 2011 Qtr 3: 0; 2011 Qtr 4: 0 | 4
0 | 253142-Commercial HVAC Diagnostic/Tune-up Com All CZ10 VintAll |  | System | Commercial | 01-ALC-AllCommercial-Cooling | 0 |  |  |  |  | 45.3009 | 0 | 55.3 | 0 | 0 | -9.9991 | 214 |  | kWh | 0.15 | 0 | Commercial | [7 empty] | 10 | 0.85 |  |  |  | 0 | 4 | 0 | 0 | 0 | 0 | 0 | 0 | 0 | 0 | 0 | 0 | 2009 Qtr 1: 4; 2009 Qtr 2: 0; 2009 Qtr 3: 0; 2009 Qtr 4: 0; 2010 Qtr 1: 0; 2010 Qtr 2: 0; 2010 Qtr 3: 0; 2010 Qtr 4: 0; 2011 Qtr 1: 0; 2011 Qtr 2: 0; 2011 Qtr 3: 0; 2011 Qtr 4: 0 | 4
0 | 253142-Commercial HVAC Diagnostic/Tune-up Com All CZ10 VintAll |  | System | Commercial | 01-ALC-AllCommercial-Cooling | 0 |  |  |  |  | 45.3009 | 0 | 55.3 | 0 | 0 | -9.9991 | 214 |  | kWh | 0.15 | 0 | Commercial | [7 empty] | 10 | 0.85 |  |  |  | 0 | 4 | 0 | 0 | 0 | 0 | 0 | 0 | 0 | 0 | 0 | 0 | 2009 Qtr 1: 4; 2009 Qtr 2: 0; 2009 Qtr 3: 0; 2009 Qtr 4: 0; 2010 Qtr 1: 0; 2010 Qtr 2: 0; 2010 Qtr 3: 0; 2010 Qtr 4: 0; 2011 Qtr 1: 0; 2011 Qtr 2: 0; 2011 Qtr 3: 0; 2011 Qtr 4: 0 | 4
0 | 253145-Commercial Condensor Coil Cleaning (all units - savings at 50% of DEER) Com All CZ10 VintAll |  | System | Commercial | 01-ALC-AllCommercial-Cooling | 0 |  |  |  |  | 10 | 0 | 10 | 0 | 0 | 0 | 74 |  | kWh | 0.0665 | 0 | Commercial | [7 empty] | 3 | 0.85 |  |  |  | 0 | 4 | 0 | 0 | 0 | 0 | 0 | 0 | 0 | 0 | 0 | 0 | 2009 Qtr 1: 4; 2009 Qtr 2: 0; 2009 Qtr 3: 0; 2009 Qtr 4: 0; 2010 Qtr 1: 0; 2010 Qtr 2: 0; 2010 Qtr 3: 0; 2010 Qtr 4: 0; 2011 Qtr 1: 0; 2011 Qtr 2: 0; 2011 Qtr 3: 0; 2011 Qtr 4: 0 | 4
0 | 253145-Commercial Condensor Coil Cleaning (all units - savings at 50% of DEER) Com All CZ10 VintAll |  | System | Commercial | 01-ALC-AllCommercial-Cooling | 0 |  |  |  |  | 10 | 0 | 10 | 0 | 0 | 0 | 74 |  | kWh | 0.0665 | 0 | Commercial | [7 empty] | 3 | 0.85 |  |  |  | 0 | 4 | 0 | 0 | 0 | 0 | 0 | 0 | 0 | 0 | 0 | 0 | 2009 Qtr 1: 4; 2009 Qtr 2: 0; 2009 Qtr 3: 0; 2009 Qtr 4: 0; 2010 Qtr 1: 0; 2010 Qtr 2: 0; 2010 Qtr 3: 0; 2010 Qtr 4: 0; 2011 Qtr 1: 0; 2011 Qtr 2: 0; 2011 Qtr 3: 0; 2011 Qtr 4: 0 | 4
0 | 253145-Commercial Condensor Coil Cleaning (all units - savings at 50% of DEER) Com All CZ10 VintAll |  | System | Commercial | 01-ALC-AllCommercial-Cooling | 0 |  |  |  |  | 10 | 0 | 10 | 0 | 0 | 0 | 74 |  | kWh | 0.0665 | 0 | Commercial | [7 empty] | 3 | 0.85 |  |  |  | 0 | 4 | 0 | 0 | 0 | 0 | 0 | 0 | 0 | 0 | 0 | 0 | 2009 Qtr 1: 4; 2009 Qtr 2: 0; 2009 Qtr 3: 0; 2009 Qtr 4: 0; 2010 Qtr 1: 0; 2010 Qtr 2: 0; 2010 Qtr 3: 0; 2010 Qtr 4: 0; 2011 Qtr 1: 0; 2011 Qtr 2: 0; 2011 Qtr 3: 0; 2011 Qtr 4: 0 | 4
0 | 253141-Commercial HVAC Diagnostic/Tune-up Com All CZ07 VintAll |  | System | Commercial | 01-ALC-AllCommercial-Cooling | 0 |  |  |  |  | 45.3009 | 0 | 55.3 | 0 | 0 | -9.9991 | 196 |  | kWh | 0.15 | 0 | Commercial | [7 empty] | 10 | 0.85 |  |  |  | 0 | 4 | 0 | 0 | 0 | 0 | 0 | 0 | 0 | 0 | 0 | 0 | 2009 Qtr 1: 4; 2009 Qtr 2: 0; 2009 Qtr 3: 0; 2009 Qtr 4: 0; 2010 Qtr 1: 0; 2010 Qtr 2: 0; 2010 Qtr 3: 0; 2010 Qtr 4: 0; 2011 Qtr 1: 0; 2011 Qtr 2: 0; 2011 Qtr 3: 0; 2011 Qtr 4: 0 | 4
0 | 253144-Commercial Condensor Coil Cleaning (all units - savings at 50% of DEER) Com All CZ07 VintAll |  | System | Commercial | 01-ALC-AllCommercial-Cooling | 0 |  |  |  |  | 10 | 0 | 10 | 0 | 0 | 0 | 60 |  | kWh | 0.047 | 0 | Commercial | [7 empty] | 3 | 0.85 |  |  |  | 0 | 3 | 0 | 0 | 0 | 0 | 0 | 0 | 0 | 0 | 0 | 0 | 2009 Qtr 1: 3; 2009 Qtr 2: 0; 2009 Qtr 3: 0; 2009 Qtr 4: 0; 2010 Qtr 1: 0; 2010 Qtr 2: 0; 2010 Qtr 3: 0; 2010 Qtr 4: 0; 2011 Qtr 1: 0; 2011 Qtr 2: 0; 2011 Qtr 3: 0; 2011 Qtr 4: 0 | 3
0 | 253144-Commercial Condensor Coil Cleaning (all units - savings at 50% of DEER) Com All CZ07 VintAll |  | System | Commercial | 01-ALC-AllCommercial-Cooling | 0 |  |  |  |  | 10 | 0 | 10 | 0 | 0 | 0 | 60 |  | kWh | 0.047 | 0 | Commercial | [7 empty] | 3 | 0.85 |  |  |  | 0 | 3 | 0 | 0 | 0 | 0 | 0 | 0 | 0 | 0 | 0 | 0 | 2009 Qtr 1: 3; 2009 Qtr 2: 0; 2009 Qtr 3: 0; 2009 Qtr 4: 0; 2010 Qtr 1: 0; 2010 Qtr 2: 0; 2010 Qtr 3: 0; 2010 Qtr 4: 0; 2011 Qtr 1: 0; 2011 Qtr 2: 0; 2011 Qtr 3: 0; 2011 Qtr 4: 0 | 3
0 | 253144-Commercial Condensor Coil Cleaning (all units - savings at 50% of DEER) Com All CZ07 VintAll |  | System | Commercial | 01-ALC-AllCommercial-Cooling | 0 |  |  |  |  | 10 | 0 | 10 | 0 | 0 | 0 | 60 |  | kWh | 0.047 | 0 | Commercial | [7 empty] | 3 | 0.85 |  |  |  | 0 | 3 | 0 | 0 | 0 | 0 | 0 | 0 | 0 | 0 | 0 | 0 | 2009 Qtr 1: 3; 2009 Qtr 2: 0; 2009 Qtr 3: 0; 2009 Qtr 4: 0; 2010 Qtr 1: 0; 2010 Qtr 2: 0; 2010 Qtr 3: 0; 2010 Qtr 4: 0; 2011 Qtr 1: 0; 2011 Qtr 2: 0; 2011 Qtr 3: 0; 2011 Qtr 4: 0 | 3
0 | 253144-Commercial Condensor Coil Cleaning (all units - savings at 50% of DEER) Com All CZ07 VintAll |  | System | Commercial | 01-ALC-AllCommercial-Cooling | 0 |  |  |  |  | 10 | 0 | 10 | 0 | 0 | 0 | 60 |  | kWh | 0.047 | 0 | Commercial | [7 empty] | 3 | 0.85 |  |  |  | 0 | 6 | 0 | 0 | 0 | 0 | 0 | 0 | 0 | 0 | 0 | 0 | 2009 Qtr 1: 6; 2009 Qtr 2: 0; 2009 Qtr 3: 0; 2009 Qtr 4: 0; 2010 Qtr 1: 0; 2010 Qtr 2: 0; 2010 Qtr 3: 0; 2010 Qtr 4: 0; 2011 Qtr 1: 0; 2011 Qtr 2: 0; 2011 Qtr 3: 0; 2011 Qtr 4: 0 | 6
0 | 253144-Commercial Condensor Coil Cleaning (all units - savings at 50% of DEER) Com All CZ07 VintAll |  | System | Commercial | 01-ALC-AllCommercial-Cooling | 0 |  |  |  |  | 10 | 0 | 10 | 0 | 0 | 0 | 60 |  | kWh | 0.047 | 0 | Commercial | [7 empty] | 3 | 0.85 |  |  |  | 0 | 5 | 0 | 0 | 0 | 0 | 0 | 0 | 0 | 0 | 0 | 0 | 2009 Qtr 1: 5; 2009 Qtr 2: 0; 2009 Qtr 3: 0; 2009 Qtr 4: 0; 2010 Qtr 1: 0; 2010 Qtr 2: 0; 2010 Qtr 3: 0; 2010 Qtr 4: 0; 2011 Qtr 1: 0; 2011 Qtr 2: 0; 2011 Qtr 3: 0; 2011 Qtr 4: 0 | 5
0 | 253141-Commercial HVAC Diagnostic/Tune-up Com All CZ07 VintAll |  | System | Commercial | 01-ALC-AllCommercial-Cooling | 0 |  |  |  |  | 45.3009 | 0 | 55.3 | 0 | 0 | -9.9991 | 196 |  | kWh | 0.15 | 0 | Commercial | [7 empty] | 10 | 0.85 |  |  |  | 0 | 3 | 0 | 0 | 0 | 0 | 0 | 0 | 0 | 0 | 0 | 0 | 2009 Qtr 1: 3; 2009 Qtr 2: 0; 2009 Qtr 3: 0; 2009 Qtr 4: 0; 2010 Qtr 1: 0; 2010 Qtr 2: 0; 2010 Qtr 3: 0; 2010 Qtr 4: 0; 2011 Qtr 1: 0; 2011 Qtr 2: 0; 2011 Qtr 3: 0; 2011 Qtr 4: 0 | 3
0 | 253141-Commercial HVAC Diagnostic/Tune-up Com All CZ07 VintAll |  | System | Commercial | 01-ALC-AllCommercial-Cooling | 0 |  |  |  |  | 45.3009 | 0 | 55.3 | 0 | 0 | -9.9991 | 196 |  | kWh | 0.15 | 0 | Commercial | [7 empty] | 10 | 0.85 |  |  |  | 0 | 3 | 0 | 0 | 0 | 0 | 0 | 0 | 0 | 0 | 0 | 0 | 2009 Qtr 1: 3; 2009 Qtr 2: 0; 2009 Qtr 3: 0; 2009 Qtr 4: 0; 2010 Qtr 1: 0; 2010 Qtr 2: 0; 2010 Qtr 3: 0; 2010 Qtr 4: 0; 2011 Qtr 1: 0; 2011 Qtr 2: 0; 2011 Qtr 3: 0; 2011 Qtr 4: 0 | 3
0 | 253141-Commercial HVAC Diagnostic/Tune-up Com All CZ07 VintAll |  | System | Commercial | 01-ALC-AllCommercial-Cooling | 0 |  |  |  |  | 45.3009 | 0 | 55.3 | 0 | 0 | -9.9991 | 196 |  | kWh | 0.15 | 0 | Commercial | [7 empty] | 10 | 0.85 |  |  |  | 0 | 3 | 0 | 0 | 0 | 0 | 0 | 0 | 0 | 0 | 0 | 0 | 2009 Qtr 1: 3; 2009 Qtr 2: 0; 2009 Qtr 3: 0; 2009 Qtr 4: 0; 2010 Qtr 1: 0; 2010 Qtr 2: 0; 2010 Qtr 3: 0; 2010 Qtr 4: 0; 2011 Qtr 1: 0; 2011 Qtr 2: 0; 2011 Qtr 3: 0; 2011 Qtr 4: 0 | 3
0 | 253141-Commercial HVAC Diagnostic/Tune-up Com All CZ07 VintAll |  | System | Commercial | 01-ALC-AllCommercial-Cooling | 0 |  |  |  |  | 45.3009 | 0 | 55.3 | 0 | 0 | -9.9991 | 196 |  | kWh | 0.15 | 0 | Commercial | [7 empty] | 10 | 0.85 |  |  |  | 0 | 3 | 0 | 0 | 0 | 0 | 0 | 0 | 0 | 0 | 0 | 0 | 2009 Qtr 1: 3; 2009 Qtr 2: 0; 2009 Qtr 3: 0; 2009 Qtr 4: 0; 2010 Qtr 1: 0; 2010 Qtr 2: 0; 2010 Qtr 3: 0; 2010 Qtr 4: 0; 2011 Qtr 1: 0; 2011 Qtr 2: 0; 2011 Qtr 3: 0; 2011 Qtr 4: 0 | 3
0 | 253141-Commercial HVAC Diagnostic/Tune-up Com All CZ07 VintAll |  | System | Commercial | 01-ALC-AllCommercial-Cooling | 0 |  |  |  |  | 45.3009 | 0 | 55.3 | 0 | 0 | -9.9991 | 196 |  | kWh | 0.15 | 0 | Commercial | [7 empty] | 10 | 0.85 |  |  |  | 0 | 6 | 0 | 0 | 0 | 0 | 0 | 0 | 0 | 0 | 0 | 0 | 2009 Qtr 1: 6; 2009 Qtr 2: 0; 2009 Qtr 3: 0; 2009 Qtr 4: 0; 2010 Qtr 1: 0; 2010 Qtr 2: 0; 2010 Qtr 3: 0; 2010 Qtr 4: 0; 2011 Qtr 1: 0; 2011 Qtr 2: 0; 2011 Qtr 3: 0; 2011 Qtr 4: 0 | 6
0 | 253141-Commercial HVAC Diagnostic/Tune-up Com All CZ07 VintAll |  | System | Commercial | 01-ALC-AllCommercial-Cooling | 0 |  |  |  |  | 45.3009 | 0 | 55.3 | 0 | 0 | -9.9991 | 196 |  | kWh | 0.15 | 0 | Commercial | [7 empty] | 10 | 0.85 |  |  |  | 0 | 5 | 0 | 0 | 0 | 0 | 0 | 0 | 0 | 0 | 0 | 0 | 2009 Qtr 1: 5; 2009 Qtr 2: 0; 2009 Qtr 3: 0; 2009 Qtr 4: 0; 2010 Qtr 1: 0; 2010 Qtr 2: 0; 2010 Qtr 3: 0; 2010 Qtr 4: 0; 2011 Qtr 1: 0; 2011 Qtr 2: 0; 2011 Qtr 3: 0; 2011 Qtr 4: 0 | 5
0 | 253144-Commercial Condensor Coil Cleaning (all units - savings at 50% of DEER) Com All CZ07 VintAll |  | System | Commercial | 01-ALC-AllCommercial-Cooling | 0 |  |  |  |  | 10 | 0 | 10 | 0 | 0 | 0 | 60 |  | kWh | 0.047 | 0 | Commercial | [7 empty] | 3 | 0.85 |  |  |  | 0 | 4 | 0 | 0 | 0 | 0 | 0 | 0 | 0 | 0 | 0 | 0 | 2009 Qtr 1: 4; 2009 Qtr 2: 0; 2009 Qtr 3: 0; 2009 Qtr 4: 0; 2010 Qtr 1: 0; 2010 Qtr 2: 0; 2010 Qtr 3: 0; 2010 Qtr 4: 0; 2011 Qtr 1: 0; 2011 Qtr 2: 0; 2011 Qtr 3: 0; 2011 Qtr 4: 0 | 4
0 | 253144-Commercial Condensor Coil Cleaning (all units - savings at 50% of DEER) Com All CZ07 VintAll |  | System | Commercial | 01-ALC-AllCommercial-Cooling | 0 |  |  |  |  | 10 | 0 | 10 | 0 | 0 | 0 | 60 |  | kWh | 0.047 | 0 | Commercial | [7 empty] | 3 | 0.85 |  |  |  | 0 | 3 | 0 | 0 | 0 | 0 | 0 | 0 | 0 | 0 | 0 | 0 | 2009 Qtr 1: 3; 2009 Qtr 2: 0; 2009 Qtr 3: 0; 2009 Qtr 4: 0; 2010 Qtr 1: 0; 2010 Qtr 2: 0; 2010 Qtr 3: 0; 2010 Qtr 4: 0; 2011 Qtr 1: 0; 2011 Qtr 2: 0; 2011 Qtr 3: 0; 2011 Qtr 4: 0 | 3
0 | 253142-Commercial HVAC Diagnostic/Tune-up Com All CZ10 VintAll |  | System | Commercial | 01-ALC-AllCommercial-Cooling | 0 |  |  |  |  | 45.3009 | 0 | 55.3 | 0 | 0 | -9.9991 | 214 |  | kWh | 0.15 | 0 | Commercial | [7 empty] | 10 | 0.85 |  |  |  | 0 | 5 | 0 | 0 | 0 | 0 | 0 | 0 | 0 | 0 | 0 | 0 | 2009 Qtr 1: 5; 2009 Qtr 2: 0; 2009 Qtr 3: 0; 2009 Qtr 4: 0; 2010 Qtr 1: 0; 2010 Qtr 2: 0; 2010 Qtr 3: 0; 2010 Qtr 4: 0; 2011 Qtr 1: 0; 2011 Qtr 2: 0; 2011 Qtr 3: 0; 2011 Qtr 4: 0 | 5
0 | 253142-Commercial HVAC Diagnostic/Tune-up Com All CZ10 VintAll |  | System | Commercial | 01-ALC-AllCommercial-Cooling | 0 |  |  |  |  | 45.3009 | 0 | 64.5167 | 0 | 0 | -19.2158 | 214 |  | kWh | 0.15 | 0 | Commercial | [7 empty] | 10 | 0.85 |  |  |  | 0 | 3 | 0 | 0 | 0 | 0 | 0 | 0 | 0 | 0 | 0 | 0 | 2009 Qtr 1: 3; 2009 Qtr 2: 0; 2009 Qtr 3: 0; 2009 Qtr 4: 0; 2010 Qtr 1: 0; 2010 Qtr 2: 0; 2010 Qtr 3: 0; 2010 Qtr 4: 0; 2011 Qtr 1: 0; 2011 Qtr 2: 0; 2011 Qtr 3: 0; 2011 Qtr 4: 0 | 3
0 | 253145-Commercial Condensor Coil Cleaning (all units - savings at 50% of DEER) Com All CZ10 VintAll |  | System | Commercial | 01-ALC-AllCommercial-Cooling | 0 |  |  |  |  | 10 | 0 | 11.6667 | 0 | 0 | -1.6667 | 74 |  | kWh | 0.0665 | 0 | Commercial | [7 empty] | 3 | 0.85 |  |  |  | 0 | 3 | 0 | 0 | 0 | 0 | 0 | 0 | 0 | 0 | 0 | 0 | 2009 Qtr 1: 3; 2009 Qtr 2: 0; 2009 Qtr 3: 0; 2009 Qtr 4: 0; 2010 Qtr 1: 0; 2010 Qtr 2: 0; 2010 Qtr 3: 0; 2010 Qtr 4: 0; 2011 Qtr 1: 0; 2011 Qtr 2: 0; 2011 Qtr 3: 0; 2011 Qtr 4: 0 | 3
0 | 253145-Commercial Condensor Coil Cleaning (all units - savings at 50% of DEER) Com All CZ10 VintAll |  | System | Commercial | 01-ALC-AllCommercial-Cooling | 0 |  |  |  |  | 10 | 0 | 12.5 | 0 | 0 | -2.5 | 74 |  | kWh | 0.0665 | 0 | Commercial | [7 empty] | 3 | 0.85 |  |  |  | 0 | 3 | 0 | 0 | 0 | 0 | 0 | 0 | 0 | 0 | 0 | 0 | 2009 Qtr 1: 3; 2009 Qtr 2: 0; 2009 Qtr 3: 0; 2009 Qtr 4: 0; 2010 Qtr 1: 0; 2010 Qtr 2: 0; 2010 Qtr 3: 0; 2010 Qtr 4: 0; 2011 Qtr 1: 0; 2011 Qtr 2: 0; 2011 Qtr 3: 0; 2011 Qtr 4: 0 | 3
0 | 253145-Commercial Condensor Coil Cleaning (all units - savings at 50% of DEER) Com All CZ10 VintAll |  | System | Commercial | 01-ALC-AllCommercial-Cooling | 0 |  |  |  |  | 10 | 0 | 10.375 | 0 | 0 | -0.375 | 74 |  | kWh | 0.0665 | 0 | Commercial | [7 empty] | 3 | 0.85 |  |  |  | 0 | 8 | 0 | 0 | 0 | 0 | 0 | 0 | 0 | 0 | 0 | 0 | 2009 Qtr 1: 8; 2009 Qtr 2: 0; 2009 Qtr 3: 0; 2009 Qtr 4: 0; 2010 Qtr 1: 0; 2010 Qtr 2: 0; 2010 Qtr 3: 0; 2010 Qtr 4: 0; 2011 Qtr 1: 0; 2011 Qtr 2: 0; 2011 Qtr 3: 0; 2011 Qtr 4: 0 | 8
0 | 253145-Commercial Condensor Coil Cleaning (all units - savings at 50% of DEER) Com All CZ10 VintAll |  | System | Commercial | 01-ALC-AllCommercial-Cooling | 0 |  |  |  |  | 10 | 0 | 10.375 | 0 | 0 | -0.375 | 74 |  | kWh | 0.0665 | 0 | Commercial | [7 empty] | 3 | 0.85 |  |  |  | 0 | 8 | 0 | 0 | 0 | 0 | 0 | 0 | 0 | 0 | 0 | 0 | 2009 Qtr 1: 8; 2009 Qtr 2: 0; 2009 Qtr 3: 0; 2009 Qtr 4: 0; 2010 Qtr 1: 0; 2010 Qtr 2: 0; 2010 Qtr 3: 0; 2010 Qtr 4: 0; 2011 Qtr 1: 0; 2011 Qtr 2: 0; 2011 Qtr 3: 0; 2011 Qtr 4: 0 | 8
0 | 253145-Commercial Condensor Coil Cleaning (all units - savings at 50% of DEER) Com All CZ10 VintAll |  | System | Commercial | 01-ALC-AllCommercial-Cooling | 0 |  |  |  |  | 10 | 0 | 10.375 | 0 | 0 | -0.375 | 74 |  | kWh | 0.0665 | 0 | Commercial | [7 empty] | 3 | 0.85 |  |  |  | 0 | 8 | 0 | 0 | 0 | 0 | 0 | 0 | 0 | 0 | 0 | 0 | 2009 Qtr 1: 8; 2009 Qtr 2: 0; 2009 Qtr 3: 0; 2009 Qtr 4: 0; 2010 Qtr 1: 0; 2010 Qtr 2: 0; 2010 Qtr 3: 0; 2010 Qtr 4: 0; 2011 Qtr 1: 0; 2011 Qtr 2: 0; 2011 Qtr 3: 0; 2011 Qtr 4: 0 | 8
0 | 253145-Commercial Condensor Coil Cleaning (all units - savings at 50% of DEER) Com All CZ10 VintAll |  | System | Commercial | 01-ALC-AllCommercial-Cooling | 0 |  |  |  |  | 10 | 0 | 10 | 0 | 0 | 0 | 74 |  | kWh | 0.0665 | 0 | Commercial | [7 empty] | 3 | 0.85 |  |  |  | 0 | 5 | 0 | 0 | 0 | 0 | 0 | 0 | 0 | 0 | 0 | 0 | 2009 Qtr 1: 5; 2009 Qtr 2: 0; 2009 Qtr 3: 0; 2009 Qtr 4: 0; 2010 Qtr 1: 0; 2010 Qtr 2: 0; 2010 Qtr 3: 0; 2010 Qtr 4: 0; 2011 Qtr 1: 0; 2011 Qtr 2: 0; 2011 Qtr 3: 0; 2011 Qtr 4: 0 | 5
0 | 253145-Commercial Condensor Coil Cleaning (all units - savings at 50% of DEER) Com All CZ10 VintAll |  | System | Commercial | 01-ALC-AllCommercial-Cooling | 0 |  |  |  |  | 10 | 0 | 11.6667 | 0 | 0 | -1.6667 | 74 |  | kWh | 0.0665 | 0 | Commercial | [7 empty] | 3 | 0.85 |  |  |  | 0 | 3 | 0 | 0 | 0 | 0 | 0 | 0 | 0 | 0 | 0 | 0 | 2009 Qtr 1: 3; 2009 Qtr 2: 0; 2009 Qtr 3: 0; 2009 Qtr 4: 0; 2010 Qtr 1: 0; 2010 Qtr 2: 0; 2010 Qtr 3: 0; 2010 Qtr 4: 0; 2011 Qtr 1: 0; 2011 Qtr 2: 0; 2011 Qtr 3: 0; 2011 Qtr 4: 0 | 3
0 | 253141-Commercial HVAC Diagnostic/Tune-up Com All CZ07 VintAll |  | System | Commercial | 01-ALC-AllCommercial-Cooling | 0 |  |  |  |  | 45.3009 | 0 | 55.3 | 0 | 0 | -9.9991 | 196 |  | kWh | 0.15 | 0 | Commercial | [7 empty] | 10 | 0.85 |  |  |  | 0 | 5 | 0 | 0 | 0 | 0 | 0 | 0 | 0 | 0 | 0 | 0 | 2009 Qtr 1: 5; 2009 Qtr 2: 0; 2009 Qtr 3: 0; 2009 Qtr 4: 0; 2010 Qtr 1: 0; 2010 Qtr 2: 0; 2010 Qtr 3: 0; 2010 Qtr 4: 0; 2011 Qtr 1: 0; 2011 Qtr 2: 0; 2011 Qtr 3: 0; 2011 Qtr 4: 0 | 5
0 | 253144-Commercial Condensor Coil Cleaning (all units - savings at 50% of DEER) Com All CZ07 VintAll |  | System | Commercial | 01-ALC-AllCommercial-Cooling | 0 |  |  |  |  | 10 | 0 | 10 | 0 | 0 | 0 | 60 |  | kWh | 0.047 | 0 | Commercial | [7 empty] | 3 | 0.85 |  |  |  | 0 | 5 | 0 | 0 | 0 | 0 | 0 | 0 | 0 | 0 | 0 | 0 | 2009 Qtr 1: 5; 2009 Qtr 2: 0; 2009 Qtr 3: 0; 2009 Qtr 4: 0; 2010 Qtr 1: 0; 2010 Qtr 2: 0; 2010 Qtr 3: 0; 2010 Qtr 4: 0; 2011 Qtr 1: 0; 2011 Qtr 2: 0; 2011 Qtr 3: 0; 2011 Qtr 4: 0 | 5
0 | 253144-Commercial Condensor Coil Cleaning (all units - savings at 50% of DEER) Com All CZ07 VintAll |  | System | Commercial | 01-ALC-AllCommercial-Cooling | 0 |  |  |  |  | 10 | 0 | 10 | 0 | 0 | 0 | 60 |  | kWh | 0.047 | 0 | Commercial | [7 empty] | 3 | 0.85 |  |  |  | 0 | 5 | 0 | 0 | 0 | 0 | 0 | 0 | 0 | 0 | 0 | 0 | 2009 Qtr 1: 5; 2009 Qtr 2: 0; 2009 Qtr 3: 0; 2009 Qtr 4: 0; 2010 Qtr 1: 0; 2010 Qtr 2: 0; 2010 Qtr 3: 0; 2010 Qtr 4: 0; 2011 Qtr 1: 0; 2011 Qtr 2: 0; 2011 Qtr 3: 0; 2011 Qtr 4: 0 | 5
0 | 253144-Commercial Condensor Coil Cleaning (all units - savings at 50% of DEER) Com All CZ07 VintAll |  | System | Commercial | 01-ALC-AllCommercial-Cooling | 0 |  |  |  |  | 10 | 0 | 10 | 0 | 0 | 0 | 60 |  | kWh | 0.047 | 0 | Commercial | [7 empty] | 3 | 0.85 |  |  |  | 0 | 5 | 0 | 0 | 0 | 0 | 0 | 0 | 0 | 0 | 0 | 0 | 2009 Qtr 1: 5; 2009 Qtr 2: 0; 2009 Qtr 3: 0; 2009 Qtr 4: 0; 2010 Qtr 1: 0; 2010 Qtr 2: 0; 2010 Qtr 3: 0; 2010 Qtr 4: 0; 2011 Qtr 1: 0; 2011 Qtr 2: 0; 2011 Qtr 3: 0; 2011 Qtr 4: 0 | 5
0 | 253144-Commercial Condensor Coil Cleaning (all units - savings at 50% of DEER) Com All CZ07 VintAll |  | System | Commercial | 01-ALC-AllCommercial-Cooling | 0 |  |  |  |  | 10 | 0 | 10 | 0 | 0 | 0 | 60 |  | kWh | 0.047 | 0 | Commercial | [7 empty] | 3 | 0.85 |  |  |  | 0 | 5 | 0 | 0 | 0 | 0 | 0 | 0 | 0 | 0 | 0 | 0 | 2009 Qtr 1: 5; 2009 Qtr 2: 0; 2009 Qtr 3: 0; 2009 Qtr 4: 0; 2010 Qtr 1: 0; 2010 Qtr 2: 0; 2010 Qtr 3: 0; 2010 Qtr 4: 0; 2011 Qtr 1: 0; 2011 Qtr 2: 0; 2011 Qtr 3: 0; 2011 Qtr 4: 0 | 5
0 | 253144-Commercial Condensor Coil Cleaning (all units - savings at 50% of DEER) Com All CZ07 VintAll |  | System | Commercial | 01-ALC-AllCommercial-Cooling | 0 |  |  |  |  | 10 | 0 | 10 | 0 | 0 | 0 | 60 |  | kWh | 0.047 | 0 | Commercial | [7 empty] | 3 | 0.85 |  |  |  | 0 | 5 | 0 | 0 | 0 | 0 | 0 | 0 | 0 | 0 | 0 | 0 | 2009 Qtr 1: 5; 2009 Qtr 2: 0; 2009 Qtr 3: 0; 2009 Qtr 4: 0; 2010 Qtr 1: 0; 2010 Qtr 2: 0; 2010 Qtr 3: 0; 2010 Qtr 4: 0; 2011 Qtr 1: 0; 2011 Qtr 2: 0; 2011 Qtr 3: 0; 2011 Qtr 4: 0 | 5
0 | 253141-Commercial HVAC Diagnostic/Tune-up Com All CZ07 VintAll |  | System | Commercial | 01-ALC-AllCommercial-Cooling | 0 |  |  |  |  | 45.3009 | 0 | 55.3 | 0 | 0 | -9.9991 | 196 |  | kWh | 0.15 | 0 | Commercial | [7 empty] | 10 | 0.85 |  |  |  | 0 | 5 | 0 | 0 | 0 | 0 | 0 | 0 | 0 | 0 | 0 | 0 | 2009 Qtr 1: 5; 2009 Qtr 2: 0; 2009 Qtr 3: 0; 2009 Qtr 4: 0; 2010 Qtr 1: 0; 2010 Qtr 2: 0; 2010 Qtr 3: 0; 2010 Qtr 4: 0; 2011 Qtr 1: 0; 2011 Qtr 2: 0; 2011 Qtr 3: 0; 2011 Qtr 4: 0 | 5
0 | 253141-Commercial HVAC Diagnostic/Tune-up Com All CZ07 VintAll |  | System | Commercial | 01-ALC-AllCommercial-Cooling | 0 |  |  |  |  | 45.3009 | 0 | 55.3 | 0 | 0 | -9.9991 | 196 |  | kWh | 0.15 | 0 | Commercial | [7 empty] | 10 | 0.85 |  |  |  | 0 | 5 | 0 | 0 | 0 | 0 | 0 | 0 | 0 | 0 | 0 | 0 | 2009 Qtr 1: 5; 2009 Qtr 2: 0; 2009 Qtr 3: 0; 2009 Qtr 4: 0; 2010 Qtr 1: 0; 2010 Qtr 2: 0; 2010 Qtr 3: 0; 2010 Qtr 4: 0; 2011 Qtr 1: 0; 2011 Qtr 2: 0; 2011 Qtr 3: 0; 2011 Qtr 4: 0 | 5
0 | 253141-Commercial HVAC Diagnostic/Tune-up Com All CZ07 VintAll |  | System | Commercial | 01-ALC-AllCommercial-Cooling | 0 |  |  |  |  | 45.3009 | 0 | 55.3 | 0 | 0 | -9.9991 | 196 |  | kWh | 0.15 | 0 | Commercial | [7 empty] | 10 | 0.85 |  |  |  | 0 | 5 | 0 | 0 | 0 | 0 | 0 | 0 | 0 | 0 | 0 | 0 | 2009 Qtr 1: 5; 2009 Qtr 2: 0; 2009 Qtr 3: 0; 2009 Qtr 4: 0; 2010 Qtr 1: 0; 2010 Qtr 2: 0; 2010 Qtr 3: 0; 2010 Qtr 4: 0; 2011 Qtr 1: 0; 2011 Qtr 2: 0; 2011 Qtr 3: 0; 2011 Qtr 4: 0 | 5
0 | 253141-Commercial HVAC Diagnostic/Tune-up Com All CZ07 VintAll |  | System | Commercial | 01-ALC-AllCommercial-Cooling | 0 |  |  |  |  | 45.3009 | 0 | 55.3 | 0 | 0 | -9.9991 | 196 |  | kWh | 0.15 | 0 | Commercial | [7 empty] | 10 | 0.85 |  |  |  | 0 | 5 | 0 | 0 | 0 | 0 | 0 | 0 | 0 | 0 | 0 | 0 | 2009 Qtr 1: 5; 2009 Qtr 2: 0; 2009 Qtr 3: 0; 2009 Qtr 4: 0; 2010 Qtr 1: 0; 2010 Qtr 2: 0; 2010 Qtr 3: 0; 2010 Qtr 4: 0; 2011 Qtr 1: 0; 2011 Qtr 2: 0; 2011 Qtr 3: 0; 2011 Qtr 4: 0 | 5
0 | 253141-Commercial HVAC Diagnostic/Tune-up Com All CZ07 VintAll |  | System | Commercial | 01-ALC-AllCommercial-Cooling | 0 |  |  |  |  | 45.3009 | 0 | 55.3 | 0 | 0 | -9.9991 | 196 |  | kWh | 0.15 | 0 | Commercial | [7 empty] | 10 | 0.85 |  |  |  | 0 | 5 | 0 | 0 | 0 | 0 | 0 | 0 | 0 | 0 | 0 | 0 | 2009 Qtr 1: 5; 2009 Qtr 2: 0; 2009 Qtr 3: 0; 2009 Qtr 4: 0; 2010 Qtr 1: 0; 2010 Qtr 2: 0; 2010 Qtr 3: 0; 2010 Qtr 4: 0; 2011 Qtr 1: 0; 2011 Qtr 2: 0; 2011 Qtr 3: 0; 2011 Qtr 4: 0 | 5
0 | 253141-Commercial HVAC Diagnostic/Tune-up Com All CZ07 VintAll |  | System | Commercial | 01-ALC-AllCommercial-Cooling | 0 |  |  |  |  | 45.3009 | 0 | 55.3 | 0 | 0 | -9.9991 | 196 |  | kWh | 0.15 | 0 | Commercial | [7 empty] | 10 | 0.85 |  |  |  | 0 | 5 | 0 | 0 | 0 | 0 | 0 | 0 | 0 | 0 | 0 | 0 | 2009 Qtr 1: 5; 2009 Qtr 2: 0; 2009 Qtr 3: 0; 2009 Qtr 4: 0; 2010 Qtr 1: 0; 2010 Qtr 2: 0; 2010 Qtr 3: 0; 2010 Qtr 4: 0; 2011 Qtr 1: 0; 2011 Qtr 2: 0; 2011 Qtr 3: 0; 2011 Qtr 4: 0 | 5
0 | 253144-Commercial Condensor Coil Cleaning (all units - savings at 50% of DEER) Com All CZ07 VintAll |  | System | Commercial | 01-ALC-AllCommercial-Cooling | 0 |  |  |  |  | 10 | 0 | 10 | 0 | 0 | 0 | 60 |  | kWh | 0.047 | 0 | Commercial | [7 empty] | 3 | 0.85 |  |  |  | 0 | 5 | 0 | 0 | 0 | 0 | 0 | 0 | 0 | 0 | 0 | 0 | 2009 Qtr 1: 5; 2009 Qtr 2: 0; 2009 Qtr 3: 0; 2009 Qtr 4: 0; 2010 Qtr 1: 0; 2010 Qtr 2: 0; 2010 Qtr 3: 0; 2010 Qtr 4: 0; 2011 Qtr 1: 0; 2011 Qtr 2: 0; 2011 Qtr 3: 0; 2011 Qtr 4: 0 | 5
0 | 253144-Commercial Condensor Coil Cleaning (all units - savings at 50% of DEER) Com All CZ07 VintAll |  | System | Commercial | 01-ALC-AllCommercial-Cooling | 0 |  |  |  |  | 10 | 0 | 10 | 0 | 0 | 0 | 60 |  | kWh | 0.047 | 0 | Commercial | [7 empty] | 3 | 0.85 |  |  |  | 0 | 5 | 0 | 0 | 0 | 0 | 0 | 0 | 0 | 0 | 0 | 0 | 2009 Qtr 1: 5; 2009 Qtr 2: 0; 2009 Qtr 3: 0; 2009 Qtr 4: 0; 2010 Qtr 1: 0; 2010 Qtr 2: 0; 2010 Qtr 3: 0; 2010 Qtr 4: 0; 2011 Qtr 1: 0; 2011 Qtr 2: 0; 2011 Qtr 3: 0; 2011 Qtr 4: 0 | 5
0 | 253142-Commercial HVAC Diagnostic/Tune-up Com All CZ10 VintAll |  | System | Commercial | 01-ALC-AllCommercial-Cooling | 0 |  |  |  |  | 45.3009 | 0 | 55.3 | 0 | 0 | -9.9991 | 214 |  | kWh | 0.15 | 0 | Commercial | [7 empty] | 10 | 0.85 |  |  |  | 0 | 5 | 0 | 0 | 0 | 0 | 0 | 0 | 0 | 0 | 0 | 0 | 2009 Qtr 1: 5; 2009 Qtr 2: 0; 2009 Qtr 3: 0; 2009 Qtr 4: 0; 2010 Qtr 1: 0; 2010 Qtr 2: 0; 2010 Qtr 3: 0; 2010 Qtr 4: 0; 2011 Qtr 1: 0; 2011 Qtr 2: 0; 2011 Qtr 3: 0; 2011 Qtr 4: 0 | 5
0 | 253145-Commercial Condensor Coil Cleaning (all units - savings at 50% of DEER) Com All CZ10 VintAll |  | System | Commercial | 01-ALC-AllCommercial-Cooling | 0 |  |  |  |  | 10 | 0 | 10 | 0 | 0 | 0 | 74 |  | kWh | 0.0665 | 0 | Commercial | [7 empty] | 3 | 0.85 |  |  |  | 0 | 5 | 0 | 0 | 0 | 0 | 0 | 0 | 0 | 0 | 0 | 0 | 2009 Qtr 1: 5; 2009 Qtr 2: 0; 2009 Qtr 3: 0; 2009 Qtr 4: 0; 2010 Qtr 1: 0; 2010 Qtr 2: 0; 2010 Qtr 3: 0; 2010 Qtr 4: 0; 2011 Qtr 1: 0; 2011 Qtr 2: 0; 2011 Qtr 3: 0; 2011 Qtr 4: 0 | 5
0 | 253145-Commercial Condensor Coil Cleaning (all units - savings at 50% of DEER) Com All CZ10 VintAll |  | System | Commercial | 01-ALC-AllCommercial-Cooling | 0 |  |  |  |  | 10 | 0 | 10 | 0 | 0 | 0 | 74 |  | kWh | 0.0665 | 0 | Commercial | [7 empty] | 3 | 0.85 |  |  |  | 0 | 5 | 0 | 0 | 0 | 0 | 0 | 0 | 0 | 0 | 0 | 0 | 2009 Qtr 1: 5; 2009 Qtr 2: 0; 2009 Qtr 3: 0; 2009 Qtr 4: 0; 2010 Qtr 1: 0; 2010 Qtr 2: 0; 2010 Qtr 3: 0; 2010 Qtr 4: 0; 2011 Qtr 1: 0; 2011 Qtr 2: 0; 2011 Qtr 3: 0; 2011 Qtr 4: 0 | 5
0 | 253141-Commercial HVAC Diagnostic/Tune-up Com All CZ07 VintAll |  | System | Commercial | 01-ALC-AllCommercial-Cooling | 0 |  |  |  |  | 45.3009 | 0 | 55.3 | 0 | 0 | -9.9991 | 196 |  | kWh | 0.15 | 0 | Commercial | [7 empty] | 10 | 0.85 |  |  |  | 0 | 5 | 0 | 0 | 0 | 0 | 0 | 0 | 0 | 0 | 0 | 0 | 2009 Qtr 1: 5; 2009 Qtr 2: 0; 2009 Qtr 3: 0; 2009 Qtr 4: 0; 2010 Qtr 1: 0; 2010 Qtr 2: 0; 2010 Qtr 3: 0; 2010 Qtr 4: 0; 2011 Qtr 1: 0; 2011 Qtr 2: 0; 2011 Qtr 3: 0; 2011 Qtr 4: 0 | 5
0 | 253144-Commercial Condensor Coil Cleaning (all units - savings at 50% of DEER) Com All CZ07 VintAll |  | System | Commercial | 01-ALC-AllCommercial-Cooling | 0 |  |  |  |  | 10 | 0 | 10 | 0 | 0 | 0 | 60 |  | kWh | 0.047 | 0 | Commercial | [7 empty] | 3 | 0.85 |  |  |  | 0 | 5 | 0 | 0 | 0 | 0 | 0 | 0 | 0 | 0 | 0 | 0 | 2009 Qtr 1: 5; 2009 Qtr 2: 0; 2009 Qtr 3: 0; 2009 Qtr 4: 0; 2010 Qtr 1: 0; 2010 Qtr 2: 0; 2010 Qtr 3: 0; 2010 Qtr 4: 0; 2011 Qtr 1: 0; 2011 Qtr 2: 0; 2011 Qtr 3: 0; 2011 Qtr 4: 0 | 5
0 | 253144-Commercial Condensor Coil Cleaning (all units - savings at 50% of DEER) Com All CZ07 VintAll |  | System | Commercial | 01-ALC-AllCommercial-Cooling | 0 |  |  |  |  | 10 | 0 | 10 | 0 | 0 | 0 | 60 |  | kWh | 0.047 | 0 | Commercial | [7 empty] | 3 | 0.85 |  |  |  | 0 | 5 | 0 | 0 | 0 | 0 | 0 | 0 | 0 | 0 | 0 | 0 | 2009 Qtr 1: 5; 2009 Qtr 2: 0; 2009 Qtr 3: 0; 2009 Qtr 4: 0; 2010 Qtr 1: 0; 2010 Qtr 2: 0; 2010 Qtr 3: 0; 2010 Qtr 4: 0; 2011 Qtr 1: 0; 2011 Qtr 2: 0; 2011 Qtr 3: 0; 2011 Qtr 4: 0 | 5
0 | 253144-Commercial Condensor Coil Cleaning (all units - savings at 50% of DEER) Com All CZ07 VintAll |  | System | Commercial | 01-ALC-AllCommercial-Cooling | 0 |  |  |  |  | 10 | 0 | 10 | 0 | 0 | 0 | 60 |  | kWh | 0.047 | 0 | Commercial | [7 empty] | 3 | 0.85 |  |  |  | 0 | 5 | 0 | 0 | 0 | 0 | 0 | 0 | 0 | 0 | 0 | 0 | 2009 Qtr 1: 5; 2009 Qtr 2: 0; 2009 Qtr 3: 0; 2009 Qtr 4: 0; 2010 Qtr 1: 0; 2010 Qtr 2: 0; 2010 Qtr 3: 0; 2010 Qtr 4: 0; 2011 Qtr 1: 0; 2011 Qtr 2: 0; 2011 Qtr 3: 0; 2011 Qtr 4: 0 | 5
0 | 253144-Commercial Condensor Coil Cleaning (all units - savings at 50% of DEER) Com All CZ07 VintAll |  | System | Commercial | 01-ALC-AllCommercial-Cooling | 0 |  |  |  |  | 10 | 0 | 10 | 0 | 0 | 0 | 60 |  | kWh | 0.047 | 0 | Commercial | [7 empty] | 3 | 0.85 |  |  |  | 0 | 5 | 0 | 0 | 0 | 0 | 0 | 0 | 0 | 0 | 0 | 0 | 2009 Qtr 1: 5; 2009 Qtr 2: 0; 2009 Qtr 3: 0; 2009 Qtr 4: 0; 2010 Qtr 1: 0; 2010 Qtr 2: 0; 2010 Qtr 3: 0; 2010 Qtr 4: 0; 2011 Qtr 1: 0; 2011 Qtr 2: 0; 2011 Qtr 3: 0; 2011 Qtr 4: 0 | 5
0 | 253144-Commercial Condensor Coil Cleaning (all units - savings at 50% of DEER) Com All CZ07 VintAll |  | System | Commercial | 01-ALC-AllCommercial-Cooling | 0 |  |  |  |  | 10 | 0 | 10 | 0 | 0 | 0 | 60 |  | kWh | 0.047 | 0 | Commercial | [7 empty] | 3 | 0.85 |  |  |  | 0 | 4 | 0 | 0 | 0 | 0 | 0 | 0 | 0 | 0 | 0 | 0 | 2009 Qtr 1: 4; 2009 Qtr 2: 0; 2009 Qtr 3: 0; 2009 Qtr 4: 0; 2010 Qtr 1: 0; 2010 Qtr 2: 0; 2010 Qtr 3: 0; 2010 Qtr 4: 0; 2011 Qtr 1: 0; 2011 Qtr 2: 0; 2011 Qtr 3: 0; 2011 Qtr 4: 0 | 4
0 | 253141-Commercial HVAC Diagnostic/Tune-up Com All CZ07 VintAll |  | System | Commercial | 01-ALC-AllCommercial-Cooling | 0 |  |  |  |  | 45.3009 | 0 | 55.3 | 0 | 0 | -9.9991 | 196 |  | kWh | 0.15 | 0 | Commercial | [7 empty] | 10 | 0.85 |  |  |  | 0 | 5 | 0 | 0 | 0 | 0 | 0 | 0 | 0 | 0 | 0 | 0 | 2009 Qtr 1: 5; 2009 Qtr 2: 0; 2009 Qtr 3: 0; 2009 Qtr 4: 0; 2010 Qtr 1: 0; 2010 Qtr 2: 0; 2010 Qtr 3: 0; 2010 Qtr 4: 0; 2011 Qtr 1: 0; 2011 Qtr 2: 0; 2011 Qtr 3: 0; 2011 Qtr 4: 0 | 5
0 | 253141-Commercial HVAC Diagnostic/Tune-up Com All CZ07 VintAll |  | System | Commercial | 01-ALC-AllCommercial-Cooling | 0 |  |  |  |  | 45.3009 | 0 | 55.3 | 0 | 0 | -9.9991 | 196 |  | kWh | 0.15 | 0 | Commercial | [7 empty] | 10 | 0.85 |  |  |  | 0 | 5 | 0 | 0 | 0 | 0 | 0 | 0 | 0 | 0 | 0 | 0 | 2009 Qtr 1: 5; 2009 Qtr 2: 0; 2009 Qtr 3: 0; 2009 Qtr 4: 0; 2010 Qtr 1: 0; 2010 Qtr 2: 0; 2010 Qtr 3: 0; 2010 Qtr 4: 0; 2011 Qtr 1: 0; 2011 Qtr 2: 0; 2011 Qtr 3: 0; 2011 Qtr 4: 0 | 5
0 | 253141-Commercial HVAC Diagnostic/Tune-up Com All CZ07 VintAll |  | System | Commercial | 01-ALC-AllCommercial-Cooling | 0 |  |  |  |  | 45.3009 | 0 | 55.3 | 0 | 0 | -9.9991 | 196 |  | kWh | 0.15 | 0 | Commercial | [7 empty] | 10 | 0.85 |  |  |  | 0 | 5 | 0 | 0 | 0 | 0 | 0 | 0 | 0 | 0 | 0 | 0 | 2009 Qtr 1: 5; 2009 Qtr 2: 0; 2009 Qtr 3: 0; 2009 Qtr 4: 0; 2010 Qtr 1: 0; 2010 Qtr 2: 0; 2010 Qtr 3: 0; 2010 Qtr 4: 0; 2011 Qtr 1: 0; 2011 Qtr 2: 0; 2011 Qtr 3: 0; 2011 Qtr 4: 0 | 5
0 | 253141-Commercial HVAC Diagnostic/Tune-up Com All CZ07 VintAll |  | System | Commercial | 01-ALC-AllCommercial-Cooling | 0 |  |  |  |  | 45.3009 | 0 | 55.3 | 0 | 0 | -9.9991 | 196 |  | kWh | 0.15 | 0 | Commercial | [7 empty] | 10 | 0.85 |  |  |  | 0 | 5 | 0 | 0 | 0 | 0 | 0 | 0 | 0 | 0 | 0 | 0 | 2009 Qtr 1: 5; 2009 Qtr 2: 0; 2009 Qtr 3: 0; 2009 Qtr 4: 0; 2010 Qtr 1: 0; 2010 Qtr 2: 0; 2010 Qtr 3: 0; 2010 Qtr 4: 0; 2011 Qtr 1: 0; 2011 Qtr 2: 0; 2011 Qtr 3: 0; 2011 Qtr 4: 0 | 5
0 | 253141-Commercial HVAC Diagnostic/Tune-up Com All CZ07 VintAll |  | System | Commercial | 01-ALC-AllCommercial-Cooling | 0 |  |  |  |  | 45.3009 | 0 | 55.3 | 0 | 0 | -9.9991 | 196 |  | kWh | 0.15 | 0 | Commercial | [7 empty] | 10 | 0.85 |  |  |  | 0 | 5 | 0 | 0 | 0 | 0 | 0 | 0 | 0 | 0 | 0 | 0 | 2009 Qtr 1: 5; 2009 Qtr 2: 0; 2009 Qtr 3: 0; 2009 Qtr 4: 0; 2010 Qtr 1: 0; 2010 Qtr 2: 0; 2010 Qtr 3: 0; 2010 Qtr 4: 0; 2011 Qtr 1: 0; 2011 Qtr 2: 0; 2011 Qtr 3: 0; 2011 Qtr 4: 0 | 5
0 | 253141-Commercial HVAC Diagnostic/Tune-up Com All CZ07 VintAll |  | System | Commercial | 01-ALC-AllCommercial-Cooling | 0 |  |  |  |  | 45.3009 | 0 | 55.3 | 0 | 0 | -9.9991 | 196 |  | kWh | 0.15 | 0 | Commercial | [7 empty] | 10 | 0.85 |  |  |  | 0 | 4 | 0 | 0 | 0 | 0 | 0 | 0 | 0 | 0 | 0 | 0 | 2009 Qtr 1: 4; 2009 Qtr 2: 0; 2009 Qtr 3: 0; 2009 Qtr 4: 0; 2010 Qtr 1: 0; 2010 Qtr 2: 0; 2010 Qtr 3: 0; 2010 Qtr 4: 0; 2011 Qtr 1: 0; 2011 Qtr 2: 0; 2011 Qtr 3: 0; 2011 Qtr 4: 0 | 4
0 | 253144-Commercial Condensor Coil Cleaning (all units - savings at 50% of DEER) Com All CZ07 VintAll |  | System | Commercial | 01-ALC-AllCommercial-Cooling | 0 |  |  |  |  | 10 | 0 | 10 | 0 | 0 | 0 | 60 |  | kWh | 0.047 | 0 | Commercial | [7 empty] | 3 | 0.85 |  |  |  | 0 | 5 | 0 | 0 | 0 | 0 | 0 | 0 | 0 | 0 | 0 | 0 | 2009 Qtr 1: 5; 2009 Qtr 2: 0; 2009 Qtr 3: 0; 2009 Qtr 4: 0; 2010 Qtr 1: 0; 2010 Qtr 2: 0; 2010 Qtr 3: 0; 2010 Qtr 4: 0; 2011 Qtr 1: 0; 2011 Qtr 2: 0; 2011 Qtr 3: 0; 2011 Qtr 4: 0 | 5
0 | 253144-Commercial Condensor Coil Cleaning (all units - savings at 50% of DEER) Com All CZ07 VintAll |  | System | Commercial | 01-ALC-AllCommercial-Cooling | 0 |  |  |  |  | 10 | 0 | 10 | 0 | 0 | 0 | 60 |  | kWh | 0.047 | 0 | Commercial | [7 empty] | 3 | 0.85 |  |  |  | 0 | 5 | 0 | 0 | 0 | 0 | 0 | 0 | 0 | 0 | 0 | 0 | 2009 Qtr 1: 5; 2009 Qtr 2: 0; 2009 Qtr 3: 0; 2009 Qtr 4: 0; 2010 Qtr 1: 0; 2010 Qtr 2: 0; 2010 Qtr 3: 0; 2010 Qtr 4: 0; 2011 Qtr 1: 0; 2011 Qtr 2: 0; 2011 Qtr 3: 0; 2011 Qtr 4: 0 | 5
0 | 253142-Commercial HVAC Diagnostic/Tune-up Com All CZ10 VintAll |  | System | Commercial | 01-ALC-AllCommercial-Cooling | 0 |  |  |  |  | 45.3009 | 0 | 55.3 | 0 | 0 | -9.9991 | 214 |  | kWh | 0.15 | 0 | Commercial | [7 empty] | 10 | 0.85 |  |  |  | 0 | 4 | 0 | 0 | 0 | 0 | 0 | 0 | 0 | 0 | 0 | 0 | 2009 Qtr 1: 4; 2009 Qtr 2: 0; 2009 Qtr 3: 0; 2009 Qtr 4: 0; 2010 Qtr 1: 0; 2010 Qtr 2: 0; 2010 Qtr 3: 0; 2010 Qtr 4: 0; 2011 Qtr 1: 0; 2011 Qtr 2: 0; 2011 Qtr 3: 0; 2011 Qtr 4: 0 | 4
0 | 253142-Commercial HVAC Diagnostic/Tune-up Com All CZ10 VintAll |  | System | Commercial | 01-ALC-AllCommercial-Cooling | 0 |  |  |  |  | 45.3009 | 0 | 55.3 | 0 | 0 | -9.9991 | 214 |  | kWh | 0.15 | 0 | Commercial | [7 empty] | 10 | 0.85 |  |  |  | 0 | 5 | 0 | 0 | 0 | 0 | 0 | 0 | 0 | 0 | 0 | 0 | 2009 Qtr 1: 5; 2009 Qtr 2: 0; 2009 Qtr 3: 0; 2009 Qtr 4: 0; 2010 Qtr 1: 0; 2010 Qtr 2: 0; 2010 Qtr 3: 0; 2010 Qtr 4: 0; 2011 Qtr 1: 0; 2011 Qtr 2: 0; 2011 Qtr 3: 0; 2011 Qtr 4: 0 | 5
0 | 253142-Commercial HVAC Diagnostic/Tune-up Com All CZ10 VintAll |  | System | Commercial | 01-ALC-AllCommercial-Cooling | 0 |  |  |  |  | 45.3009 | 0 | 55.3 | 0 | 0 | -9.9991 | 214 |  | kWh | 0.15 | 0 | Commercial | [7 empty] | 10 | 0.85 |  |  |  | 0 | 3 | 0 | 0 | 0 | 0 | 0 | 0 | 0 | 0 | 0 | 0 | 2009 Qtr 1: 3; 2009 Qtr 2: 0; 2009 Qtr 3: 0; 2009 Qtr 4: 0; 2010 Qtr 1: 0; 2010 Qtr 2: 0; 2010 Qtr 3: 0; 2010 Qtr 4: 0; 2011 Qtr 1: 0; 2011 Qtr 2: 0; 2011 Qtr 3: 0; 2011 Qtr 4: 0 | 3
0 | 253145-Commercial Condensor Coil Cleaning (all units - savings at 50% of DEER) Com All CZ10 VintAll |  | System | Commercial | 01-ALC-AllCommercial-Cooling | 0 |  |  |  |  | 10 | 0 | 10 | 0 | 0 | 0 | 74 |  | kWh | 0.0665 | 0 | Commercial | [7 empty] | 3 | 0.85 |  |  |  | 0 | 4 | 0 | 0 | 0 | 0 | 0 | 0 | 0 | 0 | 0 | 0 | 2009 Qtr 1: 4; 2009 Qtr 2: 0; 2009 Qtr 3: 0; 2009 Qtr 4: 0; 2010 Qtr 1: 0; 2010 Qtr 2: 0; 2010 Qtr 3: 0; 2010 Qtr 4: 0; 2011 Qtr 1: 0; 2011 Qtr 2: 0; 2011 Qtr 3: 0; 2011 Qtr 4: 0 | 4
0 | 253145-Commercial Condensor Coil Cleaning (all units - savings at 50% of DEER) Com All CZ10 VintAll |  | System | Commercial | 01-ALC-AllCommercial-Cooling | 0 |  |  |  |  | 10 | 0 | 10 | 0 | 0 | 0 | 74 |  | kWh | 0.0665 | 0 | Commercial | [7 empty] | 3 | 0.85 |  |  |  | 0 | 5 | 0 | 0 | 0 | 0 | 0 | 0 | 0 | 0 | 0 | 0 | 2009 Qtr 1: 5; 2009 Qtr 2: 0; 2009 Qtr 3: 0; 2009 Qtr 4: 0; 2010 Qtr 1: 0; 2010 Qtr 2: 0; 2010 Qtr 3: 0; 2010 Qtr 4: 0; 2011 Qtr 1: 0; 2011 Qtr 2: 0; 2011 Qtr 3: 0; 2011 Qtr 4: 0 | 5
0 | 253145-Commercial Condensor Coil Cleaning (all units - savings at 50% of DEER) Com All CZ10 VintAll |  | System | Commercial | 01-ALC-AllCommercial-Cooling | 0 |  |  |  |  | 10 | 0 | 10 | 0 | 0 | 0 | 74 |  | kWh | 0.0665 | 0 | Commercial | [7 empty] | 3 | 0.85 |  |  |  | 0 | 3 | 0 | 0 | 0 | 0 | 0 | 0 | 0 | 0 | 0 | 0 | 2009 Qtr 1: 3; 2009 Qtr 2: 0; 2009 Qtr 3: 0; 2009 Qtr 4: 0; 2010 Qtr 1: 0; 2010 Qtr 2: 0; 2010 Qtr 3: 0; 2010 Qtr 4: 0; 2011 Qtr 1: 0; 2011 Qtr 2: 0; 2011 Qtr 3: 0; 2011 Qtr 4: 0 | 3
0 | 253141-Commercial HVAC Diagnostic/Tune-up Com All CZ07 VintAll |  | System | Commercial | 01-ALC-AllCommercial-Cooling | 0 |  |  |  |  | 45.3009 | 0 | 55.3 | 0 | 0 | -9.9991 | 196 |  | kWh | 0.15 | 0 | Commercial | [7 empty] | 10 | 0.85 |  |  |  | 0 | 5 | 0 | 0 | 0 | 0 | 0 | 0 | 0 | 0 | 0 | 0 | 2009 Qtr 1: 5; 2009 Qtr 2: 0; 2009 Qtr 3: 0; 2009 Qtr 4: 0; 2010 Qtr 1: 0; 2010 Qtr 2: 0; 2010 Qtr 3: 0; 2010 Qtr 4: 0; 2011 Qtr 1: 0; 2011 Qtr 2: 0; 2011 Qtr 3: 0; 2011 Qtr 4: 0 | 5
0 | 253141-Commercial HVAC Diagnostic/Tune-up Com All CZ07 VintAll |  | System | Commercial | 01-ALC-AllCommercial-Cooling | 0 |  |  |  |  | 45.3009 | 0 | 55.3 | 0 | 0 | -9.9991 | 196 |  | kWh | 0.15 | 0 | Commercial | [7 empty] | 10 | 0.85 |  |  |  | 0 | 5 | 0 | 0 | 0 | 0 | 0 | 0 | 0 | 0 | 0 | 0 | 2009 Qtr 1: 5; 2009 Qtr 2: 0; 2009 Qtr 3: 0; 2009 Qtr 4: 0; 2010 Qtr 1: 0; 2010 Qtr 2: 0; 2010 Qtr 3: 0; 2010 Qtr 4: 0; 2011 Qtr 1: 0; 2011 Qtr 2: 0; 2011 Qtr 3: 0; 2011 Qtr 4: 0 | 5
0 | 253144-Commercial Condensor Coil Cleaning (all units - savings at 50% of DEER) Com All CZ07 VintAll |  | System | Commercial | 01-ALC-AllCommercial-Cooling | 0 |  |  |  |  | 10 | 0 | 10 | 0 | 0 | 0 | 60 |  | kWh | 0.047 | 0 | Commercial | [7 empty] | 3 | 0.85 |  |  |  | 0 | 5 | 0 | 0 | 0 | 0 | 0 | 0 | 0 | 0 | 0 | 0 | 2009 Qtr 1: 5; 2009 Qtr 2: 0; 2009 Qtr 3: 0; 2009 Qtr 4: 0; 2010 Qtr 1: 0; 2010 Qtr 2: 0; 2010 Qtr 3: 0; 2010 Qtr 4: 0; 2011 Qtr 1: 0; 2011 Qtr 2: 0; 2011 Qtr 3: 0; 2011 Qtr 4: 0 | 5
0 | 253144-Commercial Condensor Coil Cleaning (all units - savings at 50% of DEER) Com All CZ07 VintAll |  | System | Commercial | 01-ALC-AllCommercial-Cooling | 0 |  |  |  |  | 10 | 0 | 10 | 0 | 0 | 0 | 60 |  | kWh | 0.047 | 0 | Commercial | [7 empty] | 3 | 0.85 |  |  |  | 0 | 5 | 0 | 0 | 0 | 0 | 0 | 0 | 0 | 0 | 0 | 0 | 2009 Qtr 1: 5; 2009 Qtr 2: 0; 2009 Qtr 3: 0; 2009 Qtr 4: 0; 2010 Qtr 1: 0; 2010 Qtr 2: 0; 2010 Qtr 3: 0; 2010 Qtr 4: 0; 2011 Qtr 1: 0; 2011 Qtr 2: 0; 2011 Qtr 3: 0; 2011 Qtr 4: 0 | 5
0 | 253144-Commercial Condensor Coil Cleaning (all units - savings at 50% of DEER) Com All CZ07 VintAll |  | System | Commercial | 01-ALC-AllCommercial-Cooling | 0 |  |  |  |  | 10 | 0 | 10 | 0 | 0 | 0 | 60 |  | kWh | 0.047 | 0 | Commercial | [7 empty] | 3 | 0.85 |  |  |  | 0 | 5 | 0 | 0 | 0 | 0 | 0 | 0 | 0 | 0 | 0 | 0 | 2009 Qtr 1: 5; 2009 Qtr 2: 0; 2009 Qtr 3: 0; 2009 Qtr 4: 0; 2010 Qtr 1: 0; 2010 Qtr 2: 0; 2010 Qtr 3: 0; 2010 Qtr 4: 0; 2011 Qtr 1: 0; 2011 Qtr 2: 0; 2011 Qtr 3: 0; 2011 Qtr 4: 0 | 5
0 | 253141-Commercial HVAC Diagnostic/Tune-up Com All CZ07 VintAll |  | System | Commercial | 01-ALC-AllCommercial-Cooling | 0 |  |  |  |  | 45.3009 | 0 | 69.125 | 0 | 0 | -23.8241 | 196 |  | kWh | 0.15 | 0 | Commercial | [7 empty] | 10 | 0.85 |  |  |  | 0 | 2 | 0 | 0 | 0 | 0 | 0 | 0 | 0 | 0 | 0 | 0 | 2009 Qtr 1: 2; 2009 Qtr 2: 0; 2009 Qtr 3: 0; 2009 Qtr 4: 0; 2010 Qtr 1: 0; 2010 Qtr 2: 0; 2010 Qtr 3: 0; 2010 Qtr 4: 0; 2011 Qtr 1: 0; 2011 Qtr 2: 0; 2011 Qtr 3: 0; 2011 Qtr 4: 0 | 2
0 | 253144-Commercial Condensor Coil Cleaning (all units - savings at 50% of DEER) Com All CZ07 VintAll |  | System | Commercial | 01-ALC-AllCommercial-Cooling | 0 |  |  |  |  | 10 | 0 | 11.6667 | 0 | 0 | -1.6667 | 60 |  | kWh | 0.047 | 0 | Commercial | [7 empty] | 3 | 0.85 |  |  |  | 0 | 3 | 0 | 0 | 0 | 0 | 0 | 0 | 0 | 0 | 0 | 0 | 2009 Qtr 1: 3; 2009 Qtr 2: 0; 2009 Qtr 3: 0; 2009 Qtr 4: 0; 2010 Qtr 1: 0; 2010 Qtr 2: 0; 2010 Qtr 3: 0; 2010 Qtr 4: 0; 2011 Qtr 1: 0; 2011 Qtr 2: 0; 2011 Qtr 3: 0; 2011 Qtr 4: 0 | 3
0 | 253141-Commercial HVAC Diagnostic/Tune-up Com All CZ07 VintAll |  | System | Commercial | 01-ALC-AllCommercial-Cooling | 0 |  |  |  |  | 45.3009 | 0 | 55.3 | 0 | 0 | -9.9991 | 196 |  | kWh | 0.15 | 0 | Commercial | [7 empty] | 10 | 0.85 |  |  |  | 0 | 4 | 0 | 0 | 0 | 0 | 0 | 0 | 0 | 0 | 0 | 0 | 2009 Qtr 1: 4; 2009 Qtr 2: 0; 2009 Qtr 3: 0; 2009 Qtr 4: 0; 2010 Qtr 1: 0; 2010 Qtr 2: 0; 2010 Qtr 3: 0; 2010 Qtr 4: 0; 2011 Qtr 1: 0; 2011 Qtr 2: 0; 2011 Qtr 3: 0; 2011 Qtr 4: 0 | 4
0 | 253141-Commercial HVAC Diagnostic/Tune-up Com All CZ07 VintAll |  | System | Commercial | 01-ALC-AllCommercial-Cooling | 0 |  |  |  |  | 45.3009 | 0 | 55.3 | 0 | 0 | -9.9991 | 196 |  | kWh | 0.15 | 0 | Commercial | [7 empty] | 10 | 0.85 |  |  |  | 0 | 3 | 0 | 0 | 0 | 0 | 0 | 0 | 0 | 0 | 0 | 0 | 2009 Qtr 1: 3; 2009 Qtr 2: 0; 2009 Qtr 3: 0; 2009 Qtr 4: 0; 2010 Qtr 1: 0; 2010 Qtr 2: 0; 2010 Qtr 3: 0; 2010 Qtr 4: 0; 2011 Qtr 1: 0; 2011 Qtr 2: 0; 2011 Qtr 3: 0; 2011 Qtr 4: 0 | 3
0 | 253141-Commercial HVAC Diagnostic/Tune-up Com All CZ07 VintAll |  | System | Commercial | 01-ALC-AllCommercial-Cooling | 0 |  |  |  |  | 45.3009 | 0 | 55.3 | 0 | 0 | -9.9991 | 196 |  | kWh | 0.15 | 0 | Commercial | [7 empty] | 10 | 0.85 |  |  |  | 0 | 3 | 0 | 0 | 0 | 0 | 0 | 0 | 0 | 0 | 0 | 0 | 2009 Qtr 1: 3; 2009 Qtr 2: 0; 2009 Qtr 3: 0; 2009 Qtr 4: 0; 2010 Qtr 1: 0; 2010 Qtr 2: 0; 2010 Qtr 3: 0; 2010 Qtr 4: 0; 2011 Qtr 1: 0; 2011 Qtr 2: 0; 2011 Qtr 3: 0; 2011 Qtr 4: 0 | 3
0 | 253141-Commercial HVAC Diagnostic/Tune-up Com All CZ07 VintAll |  | System | Commercial | 01-ALC-AllCommercial-Cooling | 0 |  |  |  |  | 45.3009 | 0 | 64.5167 | 0 | 0 | -19.2158 | 196 |  | kWh | 0.15 | 0 | Commercial | [7 empty] | 10 | 0.85 |  |  |  | 0 | 3 | 0 | 0 | 0 | 0 | 0 | 0 | 0 | 0 | 0 | 0 | 2009 Qtr 1: 3; 2009 Qtr 2: 0; 2009 Qtr 3: 0; 2009 Qtr 4: 0; 2010 Qtr 1: 0; 2010 Qtr 2: 0; 2010 Qtr 3: 0; 2010 Qtr 4: 0; 2011 Qtr 1: 0; 2011 Qtr 2: 0; 2011 Qtr 3: 0; 2011 Qtr 4: 0 | 3
0 | 253144-Commercial Condensor Coil Cleaning (all units - savings at 50% of DEER) Com All CZ07 VintAll |  | System | Commercial | 01-ALC-AllCommercial-Cooling | 0 |  |  |  |  | 10 | 0 | 12.5 | 0 | 0 | -2.5 | 60 |  | kWh | 0.047 | 0 | Commercial | [7 empty] | 3 | 0.85 |  |  |  | 0 | 2 | 0 | 0 | 0 | 0 | 0 | 0 | 0 | 0 | 0 | 0 | 2009 Qtr 1: 2; 2009 Qtr 2: 0; 2009 Qtr 3: 0; 2009 Qtr 4: 0; 2010 Qtr 1: 0; 2010 Qtr 2: 0; 2010 Qtr 3: 0; 2010 Qtr 4: 0; 2011 Qtr 1: 0; 2011 Qtr 2: 0; 2011 Qtr 3: 0; 2011 Qtr 4: 0 | 2
0 | 253144-Commercial Condensor Coil Cleaning (all units - savings at 50% of DEER) Com All CZ07 VintAll |  | System | Commercial | 01-ALC-AllCommercial-Cooling | 0 |  |  |  |  | 10 | 0 | 10 | 0 | 0 | 0 | 60 |  | kWh | 0.047 | 0 | Commercial | [7 empty] | 3 | 0.85 |  |  |  | 0 | 4 | 0 | 0 | 0 | 0 | 0 | 0 | 0 | 0 | 0 | 0 | 2009 Qtr 1: 4; 2009 Qtr 2: 0; 2009 Qtr 3: 0; 2009 Qtr 4: 0; 2010 Qtr 1: 0; 2010 Qtr 2: 0; 2010 Qtr 3: 0; 2010 Qtr 4: 0; 2011 Qtr 1: 0; 2011 Qtr 2: 0; 2011 Qtr 3: 0; 2011 Qtr 4: 0 | 4
0 | 253144-Commercial Condensor Coil Cleaning (all units - savings at 50% of DEER) Com All CZ07 VintAll |  | System | Commercial | 01-ALC-AllCommercial-Cooling | 0 |  |  |  |  | 10 | 0 | 10 | 0 | 0 | 0 | 60 |  | kWh | 0.047 | 0 | Commercial | [7 empty] | 3 | 0.85 |  |  |  | 0 | 3 | 0 | 0 | 0 | 0 | 0 | 0 | 0 | 0 | 0 | 0 | 2009 Qtr 1: 3; 2009 Qtr 2: 0; 2009 Qtr 3: 0; 2009 Qtr 4: 0; 2010 Qtr 1: 0; 2010 Qtr 2: 0; 2010 Qtr 3: 0; 2010 Qtr 4: 0; 2011 Qtr 1: 0; 2011 Qtr 2: 0; 2011 Qtr 3: 0; 2011 Qtr 4: 0 | 3
0 | 253144-Commercial Condensor Coil Cleaning (all units - savings at 50% of DEER) Com All CZ07 VintAll |  | System | Commercial | 01-ALC-AllCommercial-Cooling | 0 |  |  |  |  | 10 | 0 | 10 | 0 | 0 | 0 | 60 |  | kWh | 0.047 | 0 | Commercial | [7 empty] | 3 | 0.85 |  |  |  | 0 | 3 | 0 | 0 | 0 | 0 | 0 | 0 | 0 | 0 | 0 | 0 | 2009 Qtr 1: 3; 2009 Qtr 2: 0; 2009 Qtr 3: 0; 2009 Qtr 4: 0; 2010 Qtr 1: 0; 2010 Qtr 2: 0; 2010 Qtr 3: 0; 2010 Qtr 4: 0; 2011 Qtr 1: 0; 2011 Qtr 2: 0; 2011 Qtr 3: 0; 2011 Qtr 4: 0 | 3
0 | 253142-Commercial HVAC Diagnostic/Tune-up Com All CZ10 VintAll |  | System | Commercial | 01-ALC-AllCommercial-Cooling | 0 |  |  |  |  | 45.3009 | 0 | 55.3 | 0 | 0 | -9.9991 | 214 |  | kWh | 0.15 | 0 | Commercial | [7 empty] | 10 | 0.85 |  |  |  | 0 | 6 | 0 | 0 | 0 | 0 | 0 | 0 | 0 | 0 | 0 | 0 | 2009 Qtr 1: 6; 2009 Qtr 2: 0; 2009 Qtr 3: 0; 2009 Qtr 4: 0; 2010 Qtr 1: 0; 2010 Qtr 2: 0; 2010 Qtr 3: 0; 2010 Qtr 4: 0; 2011 Qtr 1: 0; 2011 Qtr 2: 0; 2011 Qtr 3: 0; 2011 Qtr 4: 0 | 6
0 | 253142-Commercial HVAC Diagnostic/Tune-up Com All CZ10 VintAll |  | System | Commercial | 01-ALC-AllCommercial-Cooling | 0 |  |  |  |  | 45.3009 | 0 | 58.7563 | 0 | 0 | -13.4553 | 214 |  | kWh | 0.15 | 0 | Commercial | [7 empty] | 10 | 0.85 |  |  |  | 0 | 4 | 0 | 0 | 0 | 0 | 0 | 0 | 0 | 0 | 0 | 0 | 2009 Qtr 1: 4; 2009 Qtr 2: 0; 2009 Qtr 3: 0; 2009 Qtr 4: 0; 2010 Qtr 1: 0; 2010 Qtr 2: 0; 2010 Qtr 3: 0; 2010 Qtr 4: 0; 2011 Qtr 1: 0; 2011 Qtr 2: 0; 2011 Qtr 3: 0; 2011 Qtr 4: 0 | 4
0 | 253145-Commercial Condensor Coil Cleaning (all units - savings at 50% of DEER) Com All CZ10 VintAll |  | System | Commercial | 01-ALC-AllCommercial-Cooling | 0 |  |  |  |  | 10 | 0 | 10 | 0 | 0 | 0 | 74 |  | kWh | 0.0665 | 0 | Commercial | [7 empty] | 3 | 0.85 |  |  |  | 0 | 6 | 0 | 0 | 0 | 0 | 0 | 0 | 0 | 0 | 0 | 0 | 2009 Qtr 1: 6; 2009 Qtr 2: 0; 2009 Qtr 3: 0; 2009 Qtr 4: 0; 2010 Qtr 1: 0; 2010 Qtr 2: 0; 2010 Qtr 3: 0; 2010 Qtr 4: 0; 2011 Qtr 1: 0; 2011 Qtr 2: 0; 2011 Qtr 3: 0; 2011 Qtr 4: 0 | 6
0 | 253145-Commercial Condensor Coil Cleaning (all units - savings at 50% of DEER) Com All CZ10 VintAll |  | System | Commercial | 01-ALC-AllCommercial-Cooling | 0 |  |  |  |  | 10 | 0 | 10.625 | 0 | 0 | -0.625 | 74 |  | kWh | 0.0665 | 0 | Commercial | [7 empty] | 3 | 0.85 |  |  |  | 0 | 4 | 0 | 0 | 0 | 0 | 0 | 0 | 0 | 0 | 0 | 0 | 2009 Qtr 1: 4; 2009 Qtr 2: 0; 2009 Qtr 3: 0; 2009 Qtr 4: 0; 2010 Qtr 1: 0; 2010 Qtr 2: 0; 2010 Qtr 3: 0; 2010 Qtr 4: 0; 2011 Qtr 1: 0; 2011 Qtr 2: 0; 2011 Qtr 3: 0; 2011 Qtr 4: 0 | 4
0 | 253145-Commercial Condensor Coil Cleaning (all units - savings at 50% of DEER) Com All CZ10 VintAll |  | System | Commercial | 01-ALC-AllCommercial-Cooling | 0 |  |  |  |  | 10 | 0 | 10 | 0 | 0 | 0 | 74 |  | kWh | 0.0665 | 0 | Commercial | [7 empty] | 3 | 0.85 |  |  |  | 0 | 5 | 0 | 0 | 0 | 0 | 0 | 0 | 0 | 0 | 0 | 0 | 2009 Qtr 1: 5; 2009 Qtr 2: 0; 2009 Qtr 3: 0; 2009 Qtr 4: 0; 2010 Qtr 1: 0; 2010 Qtr 2: 0; 2010 Qtr 3: 0; 2010 Qtr 4: 0; 2011 Qtr 1: 0; 2011 Qtr 2: 0; 2011 Qtr 3: 0; 2011 Qtr 4: 0 | 5
0 | 253145-Commercial Condensor Coil Cleaning (all units - savings at 50% of DEER) Com All CZ10 VintAll |  | System | Commercial | 01-ALC-AllCommercial-Cooling | 0 |  |  |  |  | 10 | 0 | 10 | 0 | 0 | 0 | 74 |  | kWh | 0.0665 | 0 | Commercial | [7 empty] | 3 | 0.85 |  |  |  | 0 | 4 | 0 | 0 | 0 | 0 | 0 | 0 | 0 | 0 | 0 | 0 | 2009 Qtr 1: 4; 2009 Qtr 2: 0; 2009 Qtr 3: 0; 2009 Qtr 4: 0; 2010 Qtr 1: 0; 2010 Qtr 2: 0; 2010 Qtr 3: 0; 2010 Qtr 4: 0; 2011 Qtr 1: 0; 2011 Qtr 2: 0; 2011 Qtr 3: 0; 2011 Qtr 4: 0 | 4
0 | 253142-Commercial HVAC Diagnostic/Tune-up Com All CZ10 VintAll |  | System | Commercial | 01-ALC-AllCommercial-Cooling | 0 |  |  |  |  | 45.3009 | 0 | 55.3 | 0 | 0 | -9.9991 | 214 |  | kWh | 0.15 | 0 | Commercial | [7 empty] | 10 | 0.85 |  |  |  | 0 | 5 | 0 | 0 | 0 | 0 | 0 | 0 | 0 | 0 | 0 | 0 | 2009 Qtr 1: 5; 2009 Qtr 2: 0; 2009 Qtr 3: 0; 2009 Qtr 4: 0; 2010 Qtr 1: 0; 2010 Qtr 2: 0; 2010 Qtr 3: 0; 2010 Qtr 4: 0; 2011 Qtr 1: 0; 2011 Qtr 2: 0; 2011 Qtr 3: 0; 2011 Qtr 4: 0 | 5
0 | 253142-Commercial HVAC Diagnostic/Tune-up Com All CZ10 VintAll |  | System | Commercial | 01-ALC-AllCommercial-Cooling | 0 |  |  |  |  | 45.3009 | 0 | 55.3 | 0 | 0 | -9.9991 | 214 |  | kWh | 0.15 | 0 | Commercial | [7 empty] | 10 | 0.85 |  |  |  | 0 | 2 | 0 | 0 | 0 | 0 | 0 | 0 | 0 | 0 | 0 | 0 | 2009 Qtr 1: 2; 2009 Qtr 2: 0; 2009 Qtr 3: 0; 2009 Qtr 4: 0; 2010 Qtr 1: 0; 2010 Qtr 2: 0; 2010 Qtr 3: 0; 2010 Qtr 4: 0; 2011 Qtr 1: 0; 2011 Qtr 2: 0; 2011 Qtr 3: 0; 2011 Qtr 4: 0 | 2
0 | 253142-Commercial HVAC Diagnostic/Tune-up Com All CZ10 VintAll |  | System | Commercial | 01-ALC-AllCommercial-Cooling | 0 |  |  |  |  | 45.3009 | 0 | 55.3 | 0 | 0 | -9.9991 | 214 |  | kWh | 0.15 | 0 | Commercial | [7 empty] | 10 | 0.85 |  |  |  | 0 | 4 | 0 | 0 | 0 | 0 | 0 | 0 | 0 | 0 | 0 | 0 | 2009 Qtr 1: 4; 2009 Qtr 2: 0; 2009 Qtr 3: 0; 2009 Qtr 4: 0; 2010 Qtr 1: 0; 2010 Qtr 2: 0; 2010 Qtr 3: 0; 2010 Qtr 4: 0; 2011 Qtr 1: 0; 2011 Qtr 2: 0; 2011 Qtr 3: 0; 2011 Qtr 4: 0 | 4
0 | 253145-Commercial Condensor Coil Cleaning (all units - savings at 50% of DEER) Com All CZ10 VintAll |  | System | Commercial | 01-ALC-AllCommercial-Cooling | 0 |  |  |  |  | 10 | 0 | 10 | 0 | 0 | 0 | 74 |  | kWh | 0.0665 | 0 | Commercial | [7 empty] | 3 | 0.85 |  |  |  | 0 | 5 | 0 | 0 | 0 | 0 | 0 | 0 | 0 | 0 | 0 | 0 | 2009 Qtr 1: 5; 2009 Qtr 2: 0; 2009 Qtr 3: 0; 2009 Qtr 4: 0; 2010 Qtr 1: 0; 2010 Qtr 2: 0; 2010 Qtr 3: 0; 2010 Qtr 4: 0; 2011 Qtr 1: 0; 2011 Qtr 2: 0; 2011 Qtr 3: 0; 2011 Qtr 4: 0 | 5
0 | 253145-Commercial Condensor Coil Cleaning (all units - savings at 50% of DEER) Com All CZ10 VintAll |  | System | Commercial | 01-ALC-AllCommercial-Cooling | 0 |  |  |  |  | 10 | 0 | 10 | 0 | 0 | 0 | 74 |  | kWh | 0.0665 | 0 | Commercial | [7 empty] | 3 | 0.85 |  |  |  | 0 | 2 | 0 | 0 | 0 | 0 | 0 | 0 | 0 | 0 | 0 | 0 | 2009 Qtr 1: 2; 2009 Qtr 2: 0; 2009 Qtr 3: 0; 2009 Qtr 4: 0; 2010 Qtr 1: 0; 2010 Qtr 2: 0; 2010 Qtr 3: 0; 2010 Qtr 4: 0; 2011 Qtr 1: 0; 2011 Qtr 2: 0; 2011 Qtr 3: 0; 2011 Qtr 4: 0 | 2
0 | 253145-Commercial Condensor Coil Cleaning (all units - savings at 50% of DEER) Com All CZ10 VintAll |  | System | Commercial | 01-ALC-AllCommercial-Cooling | 0 |  |  |  |  | 10 | 0 | 10 | 0 | 0 | 0 | 74 |  | kWh | 0.0665 | 0 | Commercial | [7 empty] | 3 | 0.85 |  |  |  | 0 | 4 | 0 | 0 | 0 | 0 | 0 | 0 | 0 | 0 | 0 | 0 | 2009 Qtr 1: 4; 2009 Qtr 2: 0; 2009 Qtr 3: 0; 2009 Qtr 4: 0; 2010 Qtr 1: 0; 2010 Qtr 2: 0; 2010 Qtr 3: 0; 2010 Qtr 4: 0; 2011 Qtr 1: 0; 2011 Qtr 2: 0; 2011 Qtr 3: 0; 2011 Qtr 4: 0 | 4
0 | 253141-Commercial HVAC Diagnostic/Tune-up Com All CZ07 VintAll |  | System | Commercial | 01-ALC-AllCommercial-Cooling | 0 |  |  |  |  | 45.3009 | 0 | 55.3 | 0 | 0 | -9.9991 | 196 |  | kWh | 0.15 | 0 | Commercial | [7 empty] | 10 | 0.85 |  |  |  | 0 | 5 | 0 | 0 | 0 | 0 | 0 | 0 | 0 | 0 | 0 | 0 | 2009 Qtr 1: 5; 2009 Qtr 2: 0; 2009 Qtr 3: 0; 2009 Qtr 4: 0; 2010 Qtr 1: 0; 2010 Qtr 2: 0; 2010 Qtr 3: 0; 2010 Qtr 4: 0; 2011 Qtr 1: 0; 2011 Qtr 2: 0; 2011 Qtr 3: 0; 2011 Qtr 4: 0 | 5
0 | 253144-Commercial Condensor Coil Cleaning (all units - savings at 50% of DEER) Com All CZ07 VintAll |  | System | Commercial | 01-ALC-AllCommercial-Cooling | 0 |  |  |  |  | 10 | 0 | 10 | 0 | 0 | 0 | 60 |  | kWh | 0.047 | 0 | Commercial | [7 empty] | 3 | 0.85 |  |  |  | 0 | 5 | 0 | 0 | 0 | 0 | 0 | 0 | 0 | 0 | 0 | 0 | 2009 Qtr 1: 5; 2009 Qtr 2: 0; 2009 Qtr 3: 0; 2009 Qtr 4: 0; 2010 Qtr 1: 0; 2010 Qtr 2: 0; 2010 Qtr 3: 0; 2010 Qtr 4: 0; 2011 Qtr 1: 0; 2011 Qtr 2: 0; 2011 Qtr 3: 0; 2011 Qtr 4: 0 | 5
0 | 253141-Commercial HVAC Diagnostic/Tune-up Com All CZ07 VintAll |  | System | Commercial | 01-ALC-AllCommercial-Cooling | 0 |  |  |  |  | 45.3009 | 0 | 55.3 | 0 | 0 | -9.9991 | 196 |  | kWh | 0.15 | 0 | Commercial | [7 empty] | 10 | 0.85 |  |  |  | 0 | 4 | 0 | 0 | 0 | 0 | 0 | 0 | 0 | 0 | 0 | 0 | 2009 Qtr 1: 4; 2009 Qtr 2: 0; 2009 Qtr 3: 0; 2009 Qtr 4: 0; 2010 Qtr 1: 0; 2010 Qtr 2: 0; 2010 Qtr 3: 0; 2010 Qtr 4: 0; 2011 Qtr 1: 0; 2011 Qtr 2: 0; 2011 Qtr 3: 0; 2011 Qtr 4: 0 | 4
0 | 253141-Commercial HVAC Diagnostic/Tune-up Com All CZ07 VintAll |  | System | Commercial | 01-ALC-AllCommercial-Cooling | 0 |  |  |  |  | 45.3009 | 0 | 55.3 | 0 | 0 | -9.9991 | 196 |  | kWh | 0.15 | 0 | Commercial | [7 empty] | 10 | 0.85 |  |  |  | 0 | 3 | 0 | 0 | 0 | 0 | 0 | 0 | 0 | 0 | 0 | 0 | 2009 Qtr 1: 3; 2009 Qtr 2: 0; 2009 Qtr 3: 0; 2009 Qtr 4: 0; 2010 Qtr 1: 0; 2010 Qtr 2: 0; 2010 Qtr 3: 0; 2010 Qtr 4: 0; 2011 Qtr 1: 0; 2011 Qtr 2: 0; 2011 Qtr 3: 0; 2011 Qtr 4: 0 | 3
0 | 253144-Commercial Condensor Coil Cleaning (all units - savings at 50% of DEER) Com All CZ07 VintAll |  | System | Commercial | 01-ALC-AllCommercial-Cooling | 0 |  |  |  |  | 10 | 0 | 10 | 0 | 0 | 0 | 60 |  | kWh | 0.047 | 0 | Commercial | [7 empty] | 3 | 0.85 |  |  |  | 0 | 4 | 0 | 0 | 0 | 0 | 0 | 0 | 0 | 0 | 0 | 0 | 2009 Qtr 1: 4; 2009 Qtr 2: 0; 2009 Qtr 3: 0; 2009 Qtr 4: 0; 2010 Qtr 1: 0; 2010 Qtr 2: 0; 2010 Qtr 3: 0; 2010 Qtr 4: 0; 2011 Qtr 1: 0; 2011 Qtr 2: 0; 2011 Qtr 3: 0; 2011 Qtr 4: 0 | 4
0 | 253144-Commercial Condensor Coil Cleaning (all units - savings at 50% of DEER) Com All CZ07 VintAll |  | System | Commercial | 01-ALC-AllCommercial-Cooling | 0 |  |  |  |  | 10 | 0 | 10 | 0 | 0 | 0 | 60 |  | kWh | 0.047 | 0 | Commercial | [7 empty] | 3 | 0.85 |  |  |  | 0 | 3 | 0 | 0 | 0 | 0 | 0 | 0 | 0 | 0 | 0 | 0 | 2009 Qtr 1: 3; 2009 Qtr 2: 0; 2009 Qtr 3: 0; 2009 Qtr 4: 0; 2010 Qtr 1: 0; 2010 Qtr 2: 0; 2010 Qtr 3: 0; 2010 Qtr 4: 0; 2011 Qtr 1: 0; 2011 Qtr 2: 0; 2011 Qtr 3: 0; 2011 Qtr 4: 0 | 3
0 | 253142-Commercial HVAC Diagnostic/Tune-up Com All CZ10 VintAll |  | System | Commercial | 01-ALC-AllCommercial-Cooling | 0 |  |  |  |  | 45.3009 | 0 | 69.125 | 0 | 0 | -23.8241 | 214 |  | kWh | 0.15 | 0 | Commercial | [7 empty] | 10 | 0.85 |  |  |  | 0 | 2 | 0 | 0 | 0 | 0 | 0 | 0 | 0 | 0 | 0 | 0 | 2009 Qtr 1: 2; 2009 Qtr 2: 0; 2009 Qtr 3: 0; 2009 Qtr 4: 0; 2010 Qtr 1: 0; 2010 Qtr 2: 0; 2010 Qtr 3: 0; 2010 Qtr 4: 0; 2011 Qtr 1: 0; 2011 Qtr 2: 0; 2011 Qtr 3: 0; 2011 Qtr 4: 0 | 2
0 | 253142-Commercial HVAC Diagnostic/Tune-up Com All CZ10 VintAll |  | System | Commercial | 01-ALC-AllCommercial-Cooling | 0 |  |  |  |  | 45.3009 | 0 | 55.3 | 0 | 0 | -9.9991 | 214 |  | kWh | 0.15 | 0 | Commercial | [7 empty] | 10 | 0.85 |  |  |  | 0 | 3 | 0 | 0 | 0 | 0 | 0 | 0 | 0 | 0 | 0 | 0 | 2009 Qtr 1: 3; 2009 Qtr 2: 0; 2009 Qtr 3: 0; 2009 Qtr 4: 0; 2010 Qtr 1: 0; 2010 Qtr 2: 0; 2010 Qtr 3: 0; 2010 Qtr 4: 0; 2011 Qtr 1: 0; 2011 Qtr 2: 0; 2011 Qtr 3: 0; 2011 Qtr 4: 0 | 3
0 | 253145-Commercial Condensor Coil Cleaning (all units - savings at 50% of DEER) Com All CZ10 VintAll |  | System | Commercial | 01-ALC-AllCommercial-Cooling | 0 |  |  |  |  | 10 | 0 | 12.5 | 0 | 0 | -2.5 | 74 |  | kWh | 0.0665 | 0 | Commercial | [7 empty] | 3 | 0.85 |  |  |  | 0 | 2 | 0 | 0 | 0 | 0 | 0 | 0 | 0 | 0 | 0 | 0 | 2009 Qtr 1: 2; 2009 Qtr 2: 0; 2009 Qtr 3: 0; 2009 Qtr 4: 0; 2010 Qtr 1: 0; 2010 Qtr 2: 0; 2010 Qtr 3: 0; 2010 Qtr 4: 0; 2011 Qtr 1: 0; 2011 Qtr 2: 0; 2011 Qtr 3: 0; 2011 Qtr 4: 0 | 2
0 | 253145-Commercial Condensor Coil Cleaning (all units - savings at 50% of DEER) Com All CZ10 VintAll |  | System | Commercial | 01-ALC-AllCommercial-Cooling | 0 |  |  |  |  | 10 | 0 | 12.5 | 0 | 0 | -2.5 | 74 |  | kWh | 0.0665 | 0 | Commercial | [7 empty] | 3 | 0.85 |  |  |  | 0 | 2 | 0 | 0 | 0 | 0 | 0 | 0 | 0 | 0 | 0 | 0 | 2009 Qtr 1: 2; 2009 Qtr 2: 0; 2009 Qtr 3: 0; 2009 Qtr 4: 0; 2010 Qtr 1: 0; 2010 Qtr 2: 0; 2010 Qtr 3: 0; 2010 Qtr 4: 0; 2011 Qtr 1: 0; 2011 Qtr 2: 0; 2011 Qtr 3: 0; 2011 Qtr 4: 0 | 2
0 | 253145-Commercial Condensor Coil Cleaning (all units - savings at 50% of DEER) Com All CZ10 VintAll |  | System | Commercial | 01-ALC-AllCommercial-Cooling | 0 |  |  |  |  | 10 | 0 | 10 | 0 | 0 | 0 | 74 |  | kWh | 0.0665 | 0 | Commercial | [7 empty] | 3 | 0.85 |  |  |  | 0 | 3 | 0 | 0 | 0 | 0 | 0 | 0 | 0 | 0 | 0 | 0 | 2009 Qtr 1: 3; 2009 Qtr 2: 0; 2009 Qtr 3: 0; 2009 Qtr 4: 0; 2010 Qtr 1: 0; 2010 Qtr 2: 0; 2010 Qtr 3: 0; 2010 Qtr 4: 0; 2011 Qtr 1: 0; 2011 Qtr 2: 0; 2011 Qtr 3: 0; 2011 Qtr 4: 0 | 3
0 | 253142-Commercial HVAC Diagnostic/Tune-up Com All CZ10 VintAll |  | System | Commercial | 01-ALC-AllCommercial-Cooling | 0 |  |  |  |  | 45.3009 | 0 | 55.3 | 0 | 0 | -9.9991 | 214 |  | kWh | 0.15 | 0 | Commercial | [7 empty] | 10 | 0.85 |  |  |  | 0 | 5 | 0 | 0 | 0 | 0 | 0 | 0 | 0 | 0 | 0 | 0 | 2009 Qtr 1: 5; 2009 Qtr 2: 0; 2009 Qtr 3: 0; 2009 Qtr 4: 0; 2010 Qtr 1: 0; 2010 Qtr 2: 0; 2010 Qtr 3: 0; 2010 Qtr 4: 0; 2011 Qtr 1: 0; 2011 Qtr 2: 0; 2011 Qtr 3: 0; 2011 Qtr 4: 0 | 5
0 | 253145-Commercial Condensor Coil Cleaning (all units - savings at 50% of DEER) Com All CZ10 VintAll |  | System | Commercial | 01-ALC-AllCommercial-Cooling | 0 |  |  |  |  | 10 | 0 | 10 | 0 | 0 | 0 | 74 |  | kWh | 0.0665 | 0 | Commercial | [7 empty] | 3 | 0.85 |  |  |  | 0 | 5 | 0 | 0 | 0 | 0 | 0 | 0 | 0 | 0 | 0 | 0 | 2009 Qtr 1: 5; 2009 Qtr 2: 0; 2009 Qtr 3: 0; 2009 Qtr 4: 0; 2010 Qtr 1: 0; 2010 Qtr 2: 0; 2010 Qtr 3: 0; 2010 Qtr 4: 0; 2011 Qtr 1: 0; 2011 Qtr 2: 0; 2011 Qtr 3: 0; 2011 Qtr 4: 0 | 5
0 | 253145-Commercial Condensor Coil Cleaning (all units - savings at 50% of DEER) Com All CZ10 VintAll |  | System | Commercial | 01-ALC-AllCommercial-Cooling | 0 |  |  |  |  | 10 | 0 | 10 | 0 | 0 | 0 | 74 |  | kWh | 0.0665 | 0 | Commercial | [7 empty] | 3 | 0.85 |  |  |  | 0 | 3 | 0 | 0 | 0 | 0 | 0 | 0 | 0 | 0 | 0 | 0 | 2009 Qtr 1: 3; 2009 Qtr 2: 0; 2009 Qtr 3: 0; 2009 Qtr 4: 0; 2010 Qtr 1: 0; 2010 Qtr 2: 0; 2010 Qtr 3: 0; 2010 Qtr 4: 0; 2011 Qtr 1: 0; 2011 Qtr 2: 0; 2011 Qtr 3: 0; 2011 Qtr 4: 0 | 3
0 | 253141-Commercial HVAC Diagnostic/Tune-up Com All CZ07 VintAll |  | System | Commercial | 01-ALC-AllCommercial-Cooling | 0 |  |  |  |  | 45.3009 | 0 | 55.3 | 0 | 0 | -9.9991 | 196 |  | kWh | 0.15 | 0 | Commercial | [7 empty] | 10 | 0.85 |  |  |  | 0 | 10 | 0 | 0 | 0 | 0 | 0 | 0 | 0 | 0 | 0 | 0 | 2009 Qtr 1: 10; 2009 Qtr 2: 0; 2009 Qtr 3: 0; 2009 Qtr 4: 0; 2010 Qtr 1: 0; 2010 Qtr 2: 0; 2010 Qtr 3: 0; 2010 Qtr 4: 0; 2011 Qtr 1: 0; 2011 Qtr 2: 0; 2011 Qtr 3: 0; 2011 Qtr 4: 0 | 10
0 | 253141-Commercial HVAC Diagnostic/Tune-up Com All CZ07 VintAll |  | System | Commercial | 01-ALC-AllCommercial-Cooling | 0 |  |  |  |  | 45.3009 | 0 | 55.3 | 0 | 0 | -9.9991 | 196 |  | kWh | 0.15 | 0 | Commercial | [7 empty] | 10 | 0.85 |  |  |  | 0 | 10 | 0 | 0 | 0 | 0 | 0 | 0 | 0 | 0 | 0 | 0 | 2009 Qtr 1: 10; 2009 Qtr 2: 0; 2009 Qtr 3: 0; 2009 Qtr 4: 0; 2010 Qtr 1: 0; 2010 Qtr 2: 0; 2010 Qtr 3: 0; 2010 Qtr 4: 0; 2011 Qtr 1: 0; 2011 Qtr 2: 0; 2011 Qtr 3: 0; 2011 Qtr 4: 0 | 10
0 | 253141-Commercial HVAC Diagnostic/Tune-up Com All CZ07 VintAll |  | System | Commercial | 01-ALC-AllCommercial-Cooling | 0 |  |  |  |  | 45.3009 | 0 | 55.3 | 0 | 0 | -9.9991 | 196 |  | kWh | 0.15 | 0 | Commercial | [7 empty] | 10 | 0.85 |  |  |  | 0 | 3 | 0 | 0 | 0 | 0 | 0 | 0 | 0 | 0 | 0 | 0 | 2009 Qtr 1: 3; 2009 Qtr 2: 0; 2009 Qtr 3: 0; 2009 Qtr 4: 0; 2010 Qtr 1: 0; 2010 Qtr 2: 0; 2010 Qtr 3: 0; 2010 Qtr 4: 0; 2011 Qtr 1: 0; 2011 Qtr 2: 0; 2011 Qtr 3: 0; 2011 Qtr 4: 0 | 3
0 | 253141-Commercial HVAC Diagnostic/Tune-up Com All CZ07 VintAll |  | System | Commercial | 01-ALC-AllCommercial-Cooling | 0 |  |  |  |  | 45.3009 | 0 | 55.3 | 0 | 0 | -9.9991 | 196 |  | kWh | 0.15 | 0 | Commercial | [7 empty] | 10 | 0.85 |  |  |  | 0 | 3 | 0 | 0 | 0 | 0 | 0 | 0 | 0 | 0 | 0 | 0 | 2009 Qtr 1: 3; 2009 Qtr 2: 0; 2009 Qtr 3: 0; 2009 Qtr 4: 0; 2010 Qtr 1: 0; 2010 Qtr 2: 0; 2010 Qtr 3: 0; 2010 Qtr 4: 0; 2011 Qtr 1: 0; 2011 Qtr 2: 0; 2011 Qtr 3: 0; 2011 Qtr 4: 0 | 3
0 | 253144-Commercial Condensor Coil Cleaning (all units - savings at 50% of DEER) Com All CZ07 VintAll |  | System | Commercial | 01-ALC-AllCommercial-Cooling | 0 |  |  |  |  | 10 | 0 | 10 | 0 | 0 | 0 | 60 |  | kWh | 0.047 | 0 | Commercial | [7 empty] | 3 | 0.85 |  |  |  | 0 | 5 | 0 | 0 | 0 | 0 | 0 | 0 | 0 | 0 | 0 | 0 | 2009 Qtr 1: 5; 2009 Qtr 2: 0; 2009 Qtr 3: 0; 2009 Qtr 4: 0; 2010 Qtr 1: 0; 2010 Qtr 2: 0; 2010 Qtr 3: 0; 2010 Qtr 4: 0; 2011 Qtr 1: 0; 2011 Qtr 2: 0; 2011 Qtr 3: 0; 2011 Qtr 4: 0 | 5
0 | 253141-Commercial HVAC Diagnostic/Tune-up Com All CZ07 VintAll |  | System | Commercial | 01-ALC-AllCommercial-Cooling | 0 |  |  |  |  | 45.3009 | 0 | 55.3 | 0 | 0 | -9.9991 | 196 |  | kWh | 0.15 | 0 | Commercial | [7 empty] | 10 | 0.85 |  |  |  | 0 | 5 | 0 | 0 | 0 | 0 | 0 | 0 | 0 | 0 | 0 | 0 | 2009 Qtr 1: 5; 2009 Qtr 2: 0; 2009 Qtr 3: 0; 2009 Qtr 4: 0; 2010 Qtr 1: 0; 2010 Qtr 2: 0; 2010 Qtr 3: 0; 2010 Qtr 4: 0; 2011 Qtr 1: 0; 2011 Qtr 2: 0; 2011 Qtr 3: 0; 2011 Qtr 4: 0 | 5
0 | 253144-Commercial Condensor Coil Cleaning (all units - savings at 50% of DEER) Com All CZ07 VintAll |  | System | Commercial | 01-ALC-AllCommercial-Cooling | 0 |  |  |  |  | 10 | 0 | 10 | 0 | 0 | 0 | 60 |  | kWh | 0.047 | 0 | Commercial | [7 empty] | 3 | 0.85 |  |  |  | 0 | 5 | 0 | 0 | 0 | 0 | 0 | 0 | 0 | 0 | 0 | 0 | 2009 Qtr 1: 5; 2009 Qtr 2: 0; 2009 Qtr 3: 0; 2009 Qtr 4: 0; 2010 Qtr 1: 0; 2010 Qtr 2: 0; 2010 Qtr 3: 0; 2010 Qtr 4: 0; 2011 Qtr 1: 0; 2011 Qtr 2: 0; 2011 Qtr 3: 0; 2011 Qtr 4: 0 | 5
0 | 253141-Commercial HVAC Diagnostic/Tune-up Com All CZ07 VintAll |  | System | Commercial | 01-ALC-AllCommercial-Cooling | 0 |  |  |  |  | 45.3009 | 0 | 55.3 | 0 | 0 | -9.9991 | 196 |  | kWh | 0.15 | 0 | Commercial | [7 empty] | 10 | 0.85 |  |  |  | 0 | 5 | 0 | 0 | 0 | 0 | 0 | 0 | 0 | 0 | 0 | 0 | 2009 Qtr 1: 5; 2009 Qtr 2: 0; 2009 Qtr 3: 0; 2009 Qtr 4: 0; 2010 Qtr 1: 0; 2010 Qtr 2: 0; 2010 Qtr 3: 0; 2010 Qtr 4: 0; 2011 Qtr 1: 0; 2011 Qtr 2: 0; 2011 Qtr 3: 0; 2011 Qtr 4: 0 | 5
0 | 253144-Commercial Condensor Coil Cleaning (all units - savings at 50% of DEER) Com All CZ07 VintAll |  | System | Commercial | 01-ALC-AllCommercial-Cooling | 0 |  |  |  |  | 10 | 0 | 10 | 0 | 0 | 0 | 60 |  | kWh | 0.047 | 0 | Commercial | [7 empty] | 3 | 0.85 |  |  |  | 0 | 5 | 0 | 0 | 0 | 0 | 0 | 0 | 0 | 0 | 0 | 0 | 2009 Qtr 1: 5; 2009 Qtr 2: 0; 2009 Qtr 3: 0; 2009 Qtr 4: 0; 2010 Qtr 1: 0; 2010 Qtr 2: 0; 2010 Qtr 3: 0; 2010 Qtr 4: 0; 2011 Qtr 1: 0; 2011 Qtr 2: 0; 2011 Qtr 3: 0; 2011 Qtr 4: 0 | 5
0 | 253141-Commercial HVAC Diagnostic/Tune-up Com All CZ07 VintAll |  | System | Commercial | 01-ALC-AllCommercial-Cooling | 0 |  |  |  |  | 45.3009 | 0 | 55.3 | 0 | 0 | -9.9991 | 196 |  | kWh | 0.15 | 0 | Commercial | [7 empty] | 10 | 0.85 |  |  |  | 0 | 6 | 0 | 0 | 0 | 0 | 0 | 0 | 0 | 0 | 0 | 0 | 2009 Qtr 1: 6; 2009 Qtr 2: 0; 2009 Qtr 3: 0; 2009 Qtr 4: 0; 2010 Qtr 1: 0; 2010 Qtr 2: 0; 2010 Qtr 3: 0; 2010 Qtr 4: 0; 2011 Qtr 1: 0; 2011 Qtr 2: 0; 2011 Qtr 3: 0; 2011 Qtr 4: 0 | 6
0 | 253144-Commercial Condensor Coil Cleaning (all units - savings at 50% of DEER) Com All CZ07 VintAll |  | System | Commercial | 01-ALC-AllCommercial-Cooling | 0 |  |  |  |  | 10 | 0 | 10 | 0 | 0 | 0 | 60 |  | kWh | 0.047 | 0 | Commercial | [7 empty] | 3 | 0.85 |  |  |  | 0 | 6 | 0 | 0 | 0 | 0 | 0 | 0 | 0 | 0 | 0 | 0 | 2009 Qtr 1: 6; 2009 Qtr 2: 0; 2009 Qtr 3: 0; 2009 Qtr 4: 0; 2010 Qtr 1: 0; 2010 Qtr 2: 0; 2010 Qtr 3: 0; 2010 Qtr 4: 0; 2011 Qtr 1: 0; 2011 Qtr 2: 0; 2011 Qtr 3: 0; 2011 Qtr 4: 0 | 6
0 | 253141-Commercial HVAC Diagnostic/Tune-up Com All CZ07 VintAll |  | System | Commercial | 01-ALC-AllCommercial-Cooling | 0 |  |  |  |  | 45.3009 | 0 | 55.3 | 0 | 0 | -9.9991 | 196 |  | kWh | 0.15 | 0 | Commercial | [7 empty] | 10 | 0.85 |  |  |  | 0 | 4 | 0 | 0 | 0 | 0 | 0 | 0 | 0 | 0 | 0 | 0 | 2009 Qtr 1: 4; 2009 Qtr 2: 0; 2009 Qtr 3: 0; 2009 Qtr 4: 0; 2010 Qtr 1: 0; 2010 Qtr 2: 0; 2010 Qtr 3: 0; 2010 Qtr 4: 0; 2011 Qtr 1: 0; 2011 Qtr 2: 0; 2011 Qtr 3: 0; 2011 Qtr 4: 0 | 4
0 | 253144-Commercial Condensor Coil Cleaning (all units - savings at 50% of DEER) Com All CZ07 VintAll |  | System | Commercial | 01-ALC-AllCommercial-Cooling | 0 |  |  |  |  | 10 | 0 | 10 | 0 | 0 | 0 | 60 |  | kWh | 0.047 | 0 | Commercial | [7 empty] | 3 | 0.85 |  |  |  | 0 | 4 | 0 | 0 | 0 | 0 | 0 | 0 | 0 | 0 | 0 | 0 | 2009 Qtr 1: 4; 2009 Qtr 2: 0; 2009 Qtr 3: 0; 2009 Qtr 4: 0; 2010 Qtr 1: 0; 2010 Qtr 2: 0; 2010 Qtr 3: 0; 2010 Qtr 4: 0; 2011 Qtr 1: 0; 2011 Qtr 2: 0; 2011 Qtr 3: 0; 2011 Qtr 4: 0 | 4
0 | 253141-Commercial HVAC Diagnostic/Tune-up Com All CZ07 VintAll |  | System | Commercial | 01-ALC-AllCommercial-Cooling | 0 |  |  |  |  | 45.3009 | 0 | 55.3 | 0 | 0 | -9.9991 | 196 |  | kWh | 0.15 | 0 | Commercial | [7 empty] | 10 | 0.85 |  |  |  | 0 | 4 | 0 | 0 | 0 | 0 | 0 | 0 | 0 | 0 | 0 | 0 | 2009 Qtr 1: 4; 2009 Qtr 2: 0; 2009 Qtr 3: 0; 2009 Qtr 4: 0; 2010 Qtr 1: 0; 2010 Qtr 2: 0; 2010 Qtr 3: 0; 2010 Qtr 4: 0; 2011 Qtr 1: 0; 2011 Qtr 2: 0; 2011 Qtr 3: 0; 2011 Qtr 4: 0 | 4
0 | 253144-Commercial Condensor Coil Cleaning (all units - savings at 50% of DEER) Com All CZ07 VintAll |  | System | Commercial | 01-ALC-AllCommercial-Cooling | 0 |  |  |  |  | 10 | 0 | 10 | 0 | 0 | 0 | 60 |  | kWh | 0.047 | 0 | Commercial | [7 empty] | 3 | 0.85 |  |  |  | 0 | 4 | 0 | 0 | 0 | 0 | 0 | 0 | 0 | 0 | 0 | 0 | 2009 Qtr 1: 4; 2009 Qtr 2: 0; 2009 Qtr 3: 0; 2009 Qtr 4: 0; 2010 Qtr 1: 0; 2010 Qtr 2: 0; 2010 Qtr 3: 0; 2010 Qtr 4: 0; 2011 Qtr 1: 0; 2011 Qtr 2: 0; 2011 Qtr 3: 0; 2011 Qtr 4: 0 | 4
0 | 253141-Commercial HVAC Diagnostic/Tune-up Com All CZ07 VintAll |  | System | Commercial | 01-ALC-AllCommercial-Cooling | 0 |  |  |  |  | 45.3009 | 0 | 55.3 | 0 | 0 | -9.9991 | 196 |  | kWh | 0.15 | 0 | Commercial | [7 empty] | 10 | 0.85 |  |  |  | 0 | 4 | 0 | 0 | 0 | 0 | 0 | 0 | 0 | 0 | 0 | 0 | 2009 Qtr 1: 4; 2009 Qtr 2: 0; 2009 Qtr 3: 0; 2009 Qtr 4: 0; 2010 Qtr 1: 0; 2010 Qtr 2: 0; 2010 Qtr 3: 0; 2010 Qtr 4: 0; 2011 Qtr 1: 0; 2011 Qtr 2: 0; 2011 Qtr 3: 0; 2011 Qtr 4: 0 | 4
0 | 253144-Commercial Condensor Coil Cleaning (all units - savings at 50% of DEER) Com All CZ07 VintAll |  | System | Commercial | 01-ALC-AllCommercial-Cooling | 0 |  |  |  |  | 10 | 0 | 10 | 0 | 0 | 0 | 60 |  | kWh | 0.047 | 0 | Commercial | [7 empty] | 3 | 0.85 |  |  |  | 0 | 4 | 0 | 0 | 0 | 0 | 0 | 0 | 0 | 0 | 0 | 0 | 2009 Qtr 1: 4; 2009 Qtr 2: 0; 2009 Qtr 3: 0; 2009 Qtr 4: 0; 2010 Qtr 1: 0; 2010 Qtr 2: 0; 2010 Qtr 3: 0; 2010 Qtr 4: 0; 2011 Qtr 1: 0; 2011 Qtr 2: 0; 2011 Qtr 3: 0; 2011 Qtr 4: 0 | 4
0 | 253141-Commercial HVAC Diagnostic/Tune-up Com All CZ07 VintAll |  | System | Commercial | 01-ALC-AllCommercial-Cooling | 0 |  |  |  |  | 45.3009 | 0 | 55.3 | 0 | 0 | -9.9991 | 196 |  | kWh | 0.15 | 0 | Commercial | [7 empty] | 10 | 0.85 |  |  |  | 0 | 4 | 0 | 0 | 0 | 0 | 0 | 0 | 0 | 0 | 0 | 0 | 2009 Qtr 1: 4; 2009 Qtr 2: 0; 2009 Qtr 3: 0; 2009 Qtr 4: 0; 2010 Qtr 1: 0; 2010 Qtr 2: 0; 2010 Qtr 3: 0; 2010 Qtr 4: 0; 2011 Qtr 1: 0; 2011 Qtr 2: 0; 2011 Qtr 3: 0; 2011 Qtr 4: 0 | 4
0 | 253144-Commercial Condensor Coil Cleaning (all units - savings at 50% of DEER) Com All CZ07 VintAll |  | System | Commercial | 01-ALC-AllCommercial-Cooling | 0 |  |  |  |  | 10 | 0 | 10 | 0 | 0 | 0 | 60 |  | kWh | 0.047 | 0 | Commercial | [7 empty] | 3 | 0.85 |  |  |  | 0 | 4 | 0 | 0 | 0 | 0 | 0 | 0 | 0 | 0 | 0 | 0 | 2009 Qtr 1: 4; 2009 Qtr 2: 0; 2009 Qtr 3: 0; 2009 Qtr 4: 0; 2010 Qtr 1: 0; 2010 Qtr 2: 0; 2010 Qtr 3: 0; 2010 Qtr 4: 0; 2011 Qtr 1: 0; 2011 Qtr 2: 0; 2011 Qtr 3: 0; 2011 Qtr 4: 0 | 4
0 | 253141-Commercial HVAC Diagnostic/Tune-up Com All CZ07 VintAll |  | System | Commercial | 01-ALC-AllCommercial-Cooling | 0 |  |  |  |  | 45.3009 | 0 | 55.3 | 0 | 0 | -9.9991 | 196 |  | kWh | 0.15 | 0 | Commercial | [7 empty] | 10 | 0.85 |  |  |  | 0 | 4 | 0 | 0 | 0 | 0 | 0 | 0 | 0 | 0 | 0 | 0 | 2009 Qtr 1: 4; 2009 Qtr 2: 0; 2009 Qtr 3: 0; 2009 Qtr 4: 0; 2010 Qtr 1: 0; 2010 Qtr 2: 0; 2010 Qtr 3: 0; 2010 Qtr 4: 0; 2011 Qtr 1: 0; 2011 Qtr 2: 0; 2011 Qtr 3: 0; 2011 Qtr 4: 0 | 4
0 | 253144-Commercial Condensor Coil Cleaning (all units - savings at 50% of DEER) Com All CZ07 VintAll |  | System | Commercial | 01-ALC-AllCommercial-Cooling | 0 |  |  |  |  | 10 | 0 | 10 | 0 | 0 | 0 | 60 |  | kWh | 0.047 | 0 | Commercial | [7 empty] | 3 | 0.85 |  |  |  | 0 | 4 | 0 | 0 | 0 | 0 | 0 | 0 | 0 | 0 | 0 | 0 | 2009 Qtr 1: 4; 2009 Qtr 2: 0; 2009 Qtr 3: 0; 2009 Qtr 4: 0; 2010 Qtr 1: 0; 2010 Qtr 2: 0; 2010 Qtr 3: 0; 2010 Qtr 4: 0; 2011 Qtr 1: 0; 2011 Qtr 2: 0; 2011 Qtr 3: 0; 2011 Qtr 4: 0 | 4
0 | 253144-Commercial Condensor Coil Cleaning (all units - savings at 50% of DEER) Com All CZ07 VintAll |  | System | Commercial | 01-ALC-AllCommercial-Cooling | 0 |  |  |  |  | 10 | 0 | 10 | 0 | 0 | 0 | 60 |  | kWh | 0.047 | 0 | Commercial | [7 empty] | 3 | 0.85 |  |  |  | 0 | 4 | 0 | 0 | 0 | 0 | 0 | 0 | 0 | 0 | 0 | 0 | 2009 Qtr 1: 4; 2009 Qtr 2: 0; 2009 Qtr 3: 0; 2009 Qtr 4: 0; 2010 Qtr 1: 0; 2010 Qtr 2: 0; 2010 Qtr 3: 0; 2010 Qtr 4: 0; 2011 Qtr 1: 0; 2011 Qtr 2: 0; 2011 Qtr 3: 0; 2011 Qtr 4: 0 | 4
0 | 253141-Commercial HVAC Diagnostic/Tune-up Com All CZ07 VintAll |  | System | Commercial | 01-ALC-AllCommercial-Cooling | 0 |  |  |  |  | 45.3009 | 0 | 55.3 | 0 | 0 | -9.9991 | 196 |  | kWh | 0.15 | 0 | Commercial | [7 empty] | 10 | 0.85 |  |  |  | 0 | 4 | 0 | 0 | 0 | 0 | 0 | 0 | 0 | 0 | 0 | 0 | 2009 Qtr 1: 4; 2009 Qtr 2: 0; 2009 Qtr 3: 0; 2009 Qtr 4: 0; 2010 Qtr 1: 0; 2010 Qtr 2: 0; 2010 Qtr 3: 0; 2010 Qtr 4: 0; 2011 Qtr 1: 0; 2011 Qtr 2: 0; 2011 Qtr 3: 0; 2011 Qtr 4: 0 | 4
0 | 253144-Commercial Condensor Coil Cleaning (all units - savings at 50% of DEER) Com All CZ07 VintAll |  | System | Commercial | 01-ALC-AllCommercial-Cooling | 0 |  |  |  |  | 10 | 0 | 10 | 0 | 0 | 0 | 60 |  | kWh | 0.047 | 0 | Commercial | [7 empty] | 3 | 0.85 |  |  |  | 0 | 4 | 0 | 0 | 0 | 0 | 0 | 0 | 0 | 0 | 0 | 0 | 2009 Qtr 1: 4; 2009 Qtr 2: 0; 2009 Qtr 3: 0; 2009 Qtr 4: 0; 2010 Qtr 1: 0; 2010 Qtr 2: 0; 2010 Qtr 3: 0; 2010 Qtr 4: 0; 2011 Qtr 1: 0; 2011 Qtr 2: 0; 2011 Qtr 3: 0; 2011 Qtr 4: 0 | 4
0 | 253141-Commercial HVAC Diagnostic/Tune-up Com All CZ07 VintAll |  | System | Commercial | 01-ALC-AllCommercial-Cooling | 0 |  |  |  |  | 45.3009 | 0 | 55.3 | 0 | 0 | -9.9991 | 196 |  | kWh | 0.15 | 0 | Commercial | [7 empty] | 10 | 0.85 |  |  |  | 0 | 4 | 0 | 0 | 0 | 0 | 0 | 0 | 0 | 0 | 0 | 0 | 2009 Qtr 1: 4; 2009 Qtr 2: 0; 2009 Qtr 3: 0; 2009 Qtr 4: 0; 2010 Qtr 1: 0; 2010 Qtr 2: 0; 2010 Qtr 3: 0; 2010 Qtr 4: 0; 2011 Qtr 1: 0; 2011 Qtr 2: 0; 2011 Qtr 3: 0; 2011 Qtr 4: 0 | 4
0 | 253144-Commercial Condensor Coil Cleaning (all units - savings at 50% of DEER) Com All CZ07 VintAll |  | System | Commercial | 01-ALC-AllCommercial-Cooling | 0 |  |  |  |  | 10 | 0 | 10 | 0 | 0 | 0 | 60 |  | kWh | 0.047 | 0 | Commercial | [7 empty] | 3 | 0.85 |  |  |  | 0 | 4 | 0 | 0 | 0 | 0 | 0 | 0 | 0 | 0 | 0 | 0 | 2009 Qtr 1: 4; 2009 Qtr 2: 0; 2009 Qtr 3: 0; 2009 Qtr 4: 0; 2010 Qtr 1: 0; 2010 Qtr 2: 0; 2010 Qtr 3: 0; 2010 Qtr 4: 0; 2011 Qtr 1: 0; 2011 Qtr 2: 0; 2011 Qtr 3: 0; 2011 Qtr 4: 0 | 4
0 | 253141-Commercial HVAC Diagnostic/Tune-up Com All CZ07 VintAll |  | System | Commercial | 01-ALC-AllCommercial-Cooling | 0 |  |  |  |  | 45.3009 | 0 | 55.3 | 0 | 0 | -9.9991 | 196 |  | kWh | 0.15 | 0 | Commercial | [7 empty] | 10 | 0.85 |  |  |  | 0 | 4 | 0 | 0 | 0 | 0 | 0 | 0 | 0 | 0 | 0 | 0 | 2009 Qtr 1: 4; 2009 Qtr 2: 0; 2009 Qtr 3: 0; 2009 Qtr 4: 0; 2010 Qtr 1: 0; 2010 Qtr 2: 0; 2010 Qtr 3: 0; 2010 Qtr 4: 0; 2011 Qtr 1: 0; 2011 Qtr 2: 0; 2011 Qtr 3: 0; 2011 Qtr 4: 0 | 4
0 | 253144-Commercial Condensor Coil Cleaning (all units - savings at 50% of DEER) Com All CZ07 VintAll |  | System | Commercial | 01-ALC-AllCommercial-Cooling | 0 |  |  |  |  | 10 | 0 | 10 | 0 | 0 | 0 | 60 |  | kWh | 0.047 | 0 | Commercial | [7 empty] | 3 | 0.85 |  |  |  | 0 | 4 | 0 | 0 | 0 | 0 | 0 | 0 | 0 | 0 | 0 | 0 | 2009 Qtr 1: 4; 2009 Qtr 2: 0; 2009 Qtr 3: 0; 2009 Qtr 4: 0; 2010 Qtr 1: 0; 2010 Qtr 2: 0; 2010 Qtr 3: 0; 2010 Qtr 4: 0; 2011 Qtr 1: 0; 2011 Qtr 2: 0; 2011 Qtr 3: 0; 2011 Qtr 4: 0 | 4
0 | 253141-Commercial HVAC Diagnostic/Tune-up Com All CZ07 VintAll |  | System | Commercial | 01-ALC-AllCommercial-Cooling | 0 |  |  |  |  | 45.3009 | 0 | 55.3 | 0 | 0 | -9.9991 | 196 |  | kWh | 0.15 | 0 | Commercial | [7 empty] | 10 | 0.85 |  |  |  | 0 | 4 | 0 | 0 | 0 | 0 | 0 | 0 | 0 | 0 | 0 | 0 | 2009 Qtr 1: 4; 2009 Qtr 2: 0; 2009 Qtr 3: 0; 2009 Qtr 4: 0; 2010 Qtr 1: 0; 2010 Qtr 2: 0; 2010 Qtr 3: 0; 2010 Qtr 4: 0; 2011 Qtr 1: 0; 2011 Qtr 2: 0; 2011 Qtr 3: 0; 2011 Qtr 4: 0 | 4
0 | 253141-Commercial HVAC Diagnostic/Tune-up Com All CZ07 VintAll |  | System | Commercial | 01-ALC-AllCommercial-Cooling | 0 |  |  |  |  | 45.3009 | 0 | 64.5167 | 0 | 0 | -19.2158 | 196 |  | kWh | 0.15 | 0 | Commercial | [7 empty] | 10 | 0.85 |  |  |  | 0 | 3 | 0 | 0 | 0 | 0 | 0 | 0 | 0 | 0 | 0 | 0 | 2009 Qtr 1: 3; 2009 Qtr 2: 0; 2009 Qtr 3: 0; 2009 Qtr 4: 0; 2010 Qtr 1: 0; 2010 Qtr 2: 0; 2010 Qtr 3: 0; 2010 Qtr 4: 0; 2011 Qtr 1: 0; 2011 Qtr 2: 0; 2011 Qtr 3: 0; 2011 Qtr 4: 0 | 3
0 | 253141-Commercial HVAC Diagnostic/Tune-up Com All CZ07 VintAll |  | System | Commercial | 01-ALC-AllCommercial-Cooling | 0 |  |  |  |  | 45.3009 | 0 | 64.5167 | 0 | 0 | -19.2158 | 196 |  | kWh | 0.15 | 0 | Commercial | [7 empty] | 10 | 0.85 |  |  |  | 0 | 3 | 0 | 0 | 0 | 0 | 0 | 0 | 0 | 0 | 0 | 0 | 2009 Qtr 1: 3; 2009 Qtr 2: 0; 2009 Qtr 3: 0; 2009 Qtr 4: 0; 2010 Qtr 1: 0; 2010 Qtr 2: 0; 2010 Qtr 3: 0; 2010 Qtr 4: 0; 2011 Qtr 1: 0; 2011 Qtr 2: 0; 2011 Qtr 3: 0; 2011 Qtr 4: 0 | 3
0 | 253141-Commercial HVAC Diagnostic/Tune-up Com All CZ07 VintAll |  | System | Commercial | 01-ALC-AllCommercial-Cooling | 0 |  |  |  |  | 45.3009 | 0 | 55.3 | 0 | 0 | -9.9991 | 196 |  | kWh | 0.15 | 0 | Commercial | [7 empty] | 10 | 0.85 |  |  |  | 0 | 3 | 0 | 0 | 0 | 0 | 0 | 0 | 0 | 0 | 0 | 0 | 2009 Qtr 1: 3; 2009 Qtr 2: 0; 2009 Qtr 3: 0; 2009 Qtr 4: 0; 2010 Qtr 1: 0; 2010 Qtr 2: 0; 2010 Qtr 3: 0; 2010 Qtr 4: 0; 2011 Qtr 1: 0; 2011 Qtr 2: 0; 2011 Qtr 3: 0; 2011 Qtr 4: 0 | 3
0 | 253141-Commercial HVAC Diagnostic/Tune-up Com All CZ07 VintAll |  | System | Commercial | 01-ALC-AllCommercial-Cooling | 0 |  |  |  |  | 45.3009 | 0 | 55.3 | 0 | 0 | -9.9991 | 196 |  | kWh | 0.15 | 0 | Commercial | [7 empty] | 10 | 0.85 |  |  |  | 0 | 3 | 0 | 0 | 0 | 0 | 0 | 0 | 0 | 0 | 0 | 0 | 2009 Qtr 1: 3; 2009 Qtr 2: 0; 2009 Qtr 3: 0; 2009 Qtr 4: 0; 2010 Qtr 1: 0; 2010 Qtr 2: 0; 2010 Qtr 3: 0; 2010 Qtr 4: 0; 2011 Qtr 1: 0; 2011 Qtr 2: 0; 2011 Qtr 3: 0; 2011 Qtr 4: 0 | 3
0 | 253141-Commercial HVAC Diagnostic/Tune-up Com All CZ07 VintAll |  | System | Commercial | 01-ALC-AllCommercial-Cooling | 0 |  |  |  |  | 45.3009 | 0 | 55.3 | 0 | 0 | -9.9991 | 196 |  | kWh | 0.15 | 0 | Commercial | [7 empty] | 10 | 0.85 |  |  |  | 0 | 3 | 0 | 0 | 0 | 0 | 0 | 0 | 0 | 0 | 0 | 0 | 2009 Qtr 1: 3; 2009 Qtr 2: 0; 2009 Qtr 3: 0; 2009 Qtr 4: 0; 2010 Qtr 1: 0; 2010 Qtr 2: 0; 2010 Qtr 3: 0; 2010 Qtr 4: 0; 2011 Qtr 1: 0; 2011 Qtr 2: 0; 2011 Qtr 3: 0; 2011 Qtr 4: 0 | 3
0 | 253141-Commercial HVAC Diagnostic/Tune-up Com All CZ07 VintAll |  | System | Commercial | 01-ALC-AllCommercial-Cooling | 0 |  |  |  |  | 45.3009 | 0 | 55.3 | 0 | 0 | -9.9991 | 196 |  | kWh | 0.15 | 0 | Commercial | [7 empty] | 10 | 0.85 |  |  |  | 0 | 4 | 0 | 0 | 0 | 0 | 0 | 0 | 0 | 0 | 0 | 0 | 2009 Qtr 1: 4; 2009 Qtr 2: 0; 2009 Qtr 3: 0; 2009 Qtr 4: 0; 2010 Qtr 1: 0; 2010 Qtr 2: 0; 2010 Qtr 3: 0; 2010 Qtr 4: 0; 2011 Qtr 1: 0; 2011 Qtr 2: 0; 2011 Qtr 3: 0; 2011 Qtr 4: 0 | 4
0 | 253144-Commercial Condensor Coil Cleaning (all units - savings at 50% of DEER) Com All CZ07 VintAll |  | System | Commercial | 01-ALC-AllCommercial-Cooling | 0 |  |  |  |  | 10 | 0 | 10 | 0 | 0 | 0 | 60 |  | kWh | 0.047 | 0 | Commercial | [7 empty] | 3 | 0.85 |  |  |  | 0 | 4 | 0 | 0 | 0 | 0 | 0 | 0 | 0 | 0 | 0 | 0 | 2009 Qtr 1: 4; 2009 Qtr 2: 0; 2009 Qtr 3: 0; 2009 Qtr 4: 0; 2010 Qtr 1: 0; 2010 Qtr 2: 0; 2010 Qtr 3: 0; 2010 Qtr 4: 0; 2011 Qtr 1: 0; 2011 Qtr 2: 0; 2011 Qtr 3: 0; 2011 Qtr 4: 0 | 4
0 | 253144-Commercial Condensor Coil Cleaning (all units - savings at 50% of DEER) Com All CZ07 VintAll |  | System | Commercial | 01-ALC-AllCommercial-Cooling | 0 |  |  |  |  | 10 | 0 | 10 | 0 | 0 | 0 | 60 |  | kWh | 0.047 | 0 | Commercial | [7 empty] | 3 | 0.85 |  |  |  | 0 | 4 | 0 | 0 | 0 | 0 | 0 | 0 | 0 | 0 | 0 | 0 | 2009 Qtr 1: 4; 2009 Qtr 2: 0; 2009 Qtr 3: 0; 2009 Qtr 4: 0; 2010 Qtr 1: 0; 2010 Qtr 2: 0; 2010 Qtr 3: 0; 2010 Qtr 4: 0; 2011 Qtr 1: 0; 2011 Qtr 2: 0; 2011 Qtr 3: 0; 2011 Qtr 4: 0 | 4
0 | 253144-Commercial Condensor Coil Cleaning (all units - savings at 50% of DEER) Com All CZ07 VintAll |  | System | Commercial | 01-ALC-AllCommercial-Cooling | 0 |  |  |  |  | 10 | 0 | 10 | 0 | 0 | 0 | 60 |  | kWh | 0.047 | 0 | Commercial | [7 empty] | 3 | 0.85 |  |  |  | 0 | 5 | 0 | 0 | 0 | 0 | 0 | 0 | 0 | 0 | 0 | 0 | 2009 Qtr 1: 5; 2009 Qtr 2: 0; 2009 Qtr 3: 0; 2009 Qtr 4: 0; 2010 Qtr 1: 0; 2010 Qtr 2: 0; 2010 Qtr 3: 0; 2010 Qtr 4: 0; 2011 Qtr 1: 0; 2011 Qtr 2: 0; 2011 Qtr 3: 0; 2011 Qtr 4: 0 | 5
0 | 253144-Commercial Condensor Coil Cleaning (all units - savings at 50% of DEER) Com All CZ07 VintAll |  | System | Commercial | 01-ALC-AllCommercial-Cooling | 0 |  |  |  |  | 10 | 0 | 10 | 0 | 0 | 0 | 60 |  | kWh | 0.047 | 0 | Commercial | [7 empty] | 3 | 0.85 |  |  |  | 0 | 4 | 0 | 0 | 0 | 0 | 0 | 0 | 0 | 0 | 0 | 0 | 2009 Qtr 1: 4; 2009 Qtr 2: 0; 2009 Qtr 3: 0; 2009 Qtr 4: 0; 2010 Qtr 1: 0; 2010 Qtr 2: 0; 2010 Qtr 3: 0; 2010 Qtr 4: 0; 2011 Qtr 1: 0; 2011 Qtr 2: 0; 2011 Qtr 3: 0; 2011 Qtr 4: 0 | 4
0 | 253141-Commercial HVAC Diagnostic/Tune-up Com All CZ07 VintAll |  | System | Commercial | 01-ALC-AllCommercial-Cooling | 0 |  |  |  |  | 45.3009 | 0 | 55.3 | 0 | 0 | -9.9991 | 196 |  | kWh | 0.15 | 0 | Commercial | [7 empty] | 10 | 0.85 |  |  |  | 0 | 4 | 0 | 0 | 0 | 0 | 0 | 0 | 0 | 0 | 0 | 0 | 2009 Qtr 1: 4; 2009 Qtr 2: 0; 2009 Qtr 3: 0; 2009 Qtr 4: 0; 2010 Qtr 1: 0; 2010 Qtr 2: 0; 2010 Qtr 3: 0; 2010 Qtr 4: 0; 2011 Qtr 1: 0; 2011 Qtr 2: 0; 2011 Qtr 3: 0; 2011 Qtr 4: 0 | 4
0 | 253144-Commercial Condensor Coil Cleaning (all units - savings at 50% of DEER) Com All CZ07 VintAll |  | System | Commercial | 01-ALC-AllCommercial-Cooling | 0 |  |  |  |  | 10 | 0 | 10 | 0 | 0 | 0 | 60 |  | kWh | 0.047 | 0 | Commercial | [7 empty] | 3 | 0.85 |  |  |  | 0 | 3 | 0 | 0 | 0 | 0 | 0 | 0 | 0 | 0 | 0 | 0 | 2009 Qtr 1: 3; 2009 Qtr 2: 0; 2009 Qtr 3: 0; 2009 Qtr 4: 0; 2010 Qtr 1: 0; 2010 Qtr 2: 0; 2010 Qtr 3: 0; 2010 Qtr 4: 0; 2011 Qtr 1: 0; 2011 Qtr 2: 0; 2011 Qtr 3: 0; 2011 Qtr 4: 0 | 3
0 | 253144-Commercial Condensor Coil Cleaning (all units - savings at 50% of DEER) Com All CZ07 VintAll |  | System | Commercial | 01-ALC-AllCommercial-Cooling | 0 |  |  |  |  | 10 | 0 | 10 | 0 | 0 | 0 | 60 |  | kWh | 0.047 | 0 | Commercial | [7 empty] | 3 | 0.85 |  |  |  | 0 | 3 | 0 | 0 | 0 | 0 | 0 | 0 | 0 | 0 | 0 | 0 | 2009 Qtr 1: 3; 2009 Qtr 2: 0; 2009 Qtr 3: 0; 2009 Qtr 4: 0; 2010 Qtr 1: 0; 2010 Qtr 2: 0; 2010 Qtr 3: 0; 2010 Qtr 4: 0; 2011 Qtr 1: 0; 2011 Qtr 2: 0; 2011 Qtr 3: 0; 2011 Qtr 4: 0 | 3
0 | 253144-Commercial Condensor Coil Cleaning (all units - savings at 50% of DEER) Com All CZ07 VintAll |  | System | Commercial | 01-ALC-AllCommercial-Cooling | 0 |  |  |  |  | 10 | 0 | 10 | 0 | 0 | 0 | 60 |  | kWh | 0.047 | 0 | Commercial | [7 empty] | 3 | 0.85 |  |  |  | 0 | 5 | 0 | 0 | 0 | 0 | 0 | 0 | 0 | 0 | 0 | 0 | 2009 Qtr 1: 5; 2009 Qtr 2: 0; 2009 Qtr 3: 0; 2009 Qtr 4: 0; 2010 Qtr 1: 0; 2010 Qtr 2: 0; 2010 Qtr 3: 0; 2010 Qtr 4: 0; 2011 Qtr 1: 0; 2011 Qtr 2: 0; 2011 Qtr 3: 0; 2011 Qtr 4: 0 | 5
0 | 253144-Commercial Condensor Coil Cleaning (all units - savings at 50% of DEER) Com All CZ07 VintAll |  | System | Commercial | 01-ALC-AllCommercial-Cooling | 0 |  |  |  |  | 10 | 0 | 10 | 0 | 0 | 0 | 60 |  | kWh | 0.047 | 0 | Commercial | [7 empty] | 3 | 0.85 |  |  |  | 0 | 5 | 0 | 0 | 0 | 0 | 0 | 0 | 0 | 0 | 0 | 0 | 2009 Qtr 1: 5; 2009 Qtr 2: 0; 2009 Qtr 3: 0; 2009 Qtr 4: 0; 2010 Qtr 1: 0; 2010 Qtr 2: 0; 2010 Qtr 3: 0; 2010 Qtr 4: 0; 2011 Qtr 1: 0; 2011 Qtr 2: 0; 2011 Qtr 3: 0; 2011 Qtr 4: 0 | 5
0 | 253144-Commercial Condensor Coil Cleaning (all units - savings at 50% of DEER) Com All CZ07 VintAll |  | System | Commercial | 01-ALC-AllCommercial-Cooling | 0 |  |  |  |  | 10 | 0 | 10 | 0 | 0 | 0 | 60 |  | kWh | 0.047 | 0 | Commercial | [7 empty] | 3 | 0.85 |  |  |  | 0 | 3 | 0 | 0 | 0 | 0 | 0 | 0 | 0 | 0 | 0 | 0 | 2009 Qtr 1: 3; 2009 Qtr 2: 0; 2009 Qtr 3: 0; 2009 Qtr 4: 0; 2010 Qtr 1: 0; 2010 Qtr 2: 0; 2010 Qtr 3: 0; 2010 Qtr 4: 0; 2011 Qtr 1: 0; 2011 Qtr 2: 0; 2011 Qtr 3: 0; 2011 Qtr 4: 0 | 3
0 | 253144-Commercial Condensor Coil Cleaning (all units - savings at 50% of DEER) Com All CZ07 VintAll |  | System | Commercial | 01-ALC-AllCommercial-Cooling | 0 |  |  |  |  | 10 | 0 | 11.6667 | 0 | 0 | -1.6667 | 60 |  | kWh | 0.047 | 0 | Commercial | [7 empty] | 3 | 0.85 |  |  |  | 0 | 3 | 0 | 0 | 0 | 0 | 0 | 0 | 0 | 0 | 0 | 0 | 2009 Qtr 1: 3; 2009 Qtr 2: 0; 2009 Qtr 3: 0; 2009 Qtr 4: 0; 2010 Qtr 1: 0; 2010 Qtr 2: 0; 2010 Qtr 3: 0; 2010 Qtr 4: 0; 2011 Qtr 1: 0; 2011 Qtr 2: 0; 2011 Qtr 3: 0; 2011 Qtr 4: 0 | 3
0 | 253144-Commercial Condensor Coil Cleaning (all units - savings at 50% of DEER) Com All CZ07 VintAll |  | System | Commercial | 01-ALC-AllCommercial-Cooling | 0 |  |  |  |  | 10 | 0 | 11.6667 | 0 | 0 | -1.6667 | 60 |  | kWh | 0.047 | 0 | Commercial | [7 empty] | 3 | 0.85 |  |  |  | 0 | 3 | 0 | 0 | 0 | 0 | 0 | 0 | 0 | 0 | 0 | 0 | 2009 Qtr 1: 3; 2009 Qtr 2: 0; 2009 Qtr 3: 0; 2009 Qtr 4: 0; 2010 Qtr 1: 0; 2010 Qtr 2: 0; 2010 Qtr 3: 0; 2010 Qtr 4: 0; 2011 Qtr 1: 0; 2011 Qtr 2: 0; 2011 Qtr 3: 0; 2011 Qtr 4: 0 | 3
0 | 253144-Commercial Condensor Coil Cleaning (all units - savings at 50% of DEER) Com All CZ07 VintAll |  | System | Commercial | 01-ALC-AllCommercial-Cooling | 0 |  |  |  |  | 10 | 0 | 10 | 0 | 0 | 0 | 60 |  | kWh | 0.047 | 0 | Commercial | [7 empty] | 3 | 0.85 |  |  |  | 0 | 3 | 0 | 0 | 0 | 0 | 0 | 0 | 0 | 0 | 0 | 0 | 2009 Qtr 1: 3; 2009 Qtr 2: 0; 2009 Qtr 3: 0; 2009 Qtr 4: 0; 2010 Qtr 1: 0; 2010 Qtr 2: 0; 2010 Qtr 3: 0; 2010 Qtr 4: 0; 2011 Qtr 1: 0; 2011 Qtr 2: 0; 2011 Qtr 3: 0; 2011 Qtr 4: 0 | 3
0 | 253144-Commercial Condensor Coil Cleaning (all units - savings at 50% of DEER) Com All CZ07 VintAll |  | System | Commercial | 01-ALC-AllCommercial-Cooling | 0 |  |  |  |  | 10 | 0 | 10 | 0 | 0 | 0 | 60 |  | kWh | 0.047 | 0 | Commercial | [7 empty] | 3 | 0.85 |  |  |  | 0 | 3 | 0 | 0 | 0 | 0 | 0 | 0 | 0 | 0 | 0 | 0 | 2009 Qtr 1: 3; 2009 Qtr 2: 0; 2009 Qtr 3: 0; 2009 Qtr 4: 0; 2010 Qtr 1: 0; 2010 Qtr 2: 0; 2010 Qtr 3: 0; 2010 Qtr 4: 0; 2011 Qtr 1: 0; 2011 Qtr 2: 0; 2011 Qtr 3: 0; 2011 Qtr 4: 0 | 3
0 | 253144-Commercial Condensor Coil Cleaning (all units - savings at 50% of DEER) Com All CZ07 VintAll |  | System | Commercial | 01-ALC-AllCommercial-Cooling | 0 |  |  |  |  | 10 | 0 | 10 | 0 | 0 | 0 | 60 |  | kWh | 0.047 | 0 | Commercial | [7 empty] | 3 | 0.85 |  |  |  | 0 | 3 | 0 | 0 | 0 | 0 | 0 | 0 | 0 | 0 | 0 | 0 | 2009 Qtr 1: 3; 2009 Qtr 2: 0; 2009 Qtr 3: 0; 2009 Qtr 4: 0; 2010 Qtr 1: 0; 2010 Qtr 2: 0; 2010 Qtr 3: 0; 2010 Qtr 4: 0; 2011 Qtr 1: 0; 2011 Qtr 2: 0; 2011 Qtr 3: 0; 2011 Qtr 4: 0 | 3
0 | 253141-Commercial HVAC Diagnostic/Tune-up Com All CZ07 VintAll |  | System | Commercial | 01-ALC-AllCommercial-Cooling | 0 |  |  |  |  | 45.3009 | 0 | 55.3 | 0 | 0 | -9.9991 | 196 |  | kWh | 0.15 | 0 | Commercial | [7 empty] | 10 | 0.85 |  |  |  | 0 | 5 | 0 | 0 | 0 | 0 | 0 | 0 | 0 | 0 | 0 | 0 | 2009 Qtr 1: 5; 2009 Qtr 2: 0; 2009 Qtr 3: 0; 2009 Qtr 4: 0; 2010 Qtr 1: 0; 2010 Qtr 2: 0; 2010 Qtr 3: 0; 2010 Qtr 4: 0; 2011 Qtr 1: 0; 2011 Qtr 2: 0; 2011 Qtr 3: 0; 2011 Qtr 4: 0 | 5
0 | 253144-Commercial Condensor Coil Cleaning (all units - savings at 50% of DEER) Com All CZ07 VintAll |  | System | Commercial | 01-ALC-AllCommercial-Cooling | 0 |  |  |  |  | 10 | 0 | 10 | 0 | 0 | 0 | 60 |  | kWh | 0.047 | 0 | Commercial | [7 empty] | 3 | 0.85 |  |  |  | 0 | 4 | 0 | 0 | 0 | 0 | 0 | 0 | 0 | 0 | 0 | 0 | 2009 Qtr 1: 4; 2009 Qtr 2: 0; 2009 Qtr 3: 0; 2009 Qtr 4: 0; 2010 Qtr 1: 0; 2010 Qtr 2: 0; 2010 Qtr 3: 0; 2010 Qtr 4: 0; 2011 Qtr 1: 0; 2011 Qtr 2: 0; 2011 Qtr 3: 0; 2011 Qtr 4: 0 | 4
0 | 253141-Commercial HVAC Diagnostic/Tune-up Com All CZ07 VintAll |  | System | Commercial | 01-ALC-AllCommercial-Cooling | 0 |  |  |  |  | 45.3009 | 0 | 55.3 | 0 | 0 | -9.9991 | 196 |  | kWh | 0.15 | 0 | Commercial | [7 empty] | 10 | 0.85 |  |  |  | 0 | 4 | 0 | 0 | 0 | 0 | 0 | 0 | 0 | 0 | 0 | 0 | 2009 Qtr 1: 4; 2009 Qtr 2: 0; 2009 Qtr 3: 0; 2009 Qtr 4: 0; 2010 Qtr 1: 0; 2010 Qtr 2: 0; 2010 Qtr 3: 0; 2010 Qtr 4: 0; 2011 Qtr 1: 0; 2011 Qtr 2: 0; 2011 Qtr 3: 0; 2011 Qtr 4: 0 | 4
0 | 253141-Commercial HVAC Diagnostic/Tune-up Com All CZ07 VintAll |  | System | Commercial | 01-ALC-AllCommercial-Cooling | 0 |  |  |  |  | 45.3009 | 0 | 55.3 | 0 | 0 | -9.9991 | 196 |  | kWh | 0.15 | 0 | Commercial | [7 empty] | 10 | 0.85 |  |  |  | 0 | 3 | 0 | 0 | 0 | 0 | 0 | 0 | 0 | 0 | 0 | 0 | 2009 Qtr 1: 3; 2009 Qtr 2: 0; 2009 Qtr 3: 0; 2009 Qtr 4: 0; 2010 Qtr 1: 0; 2010 Qtr 2: 0; 2010 Qtr 3: 0; 2010 Qtr 4: 0; 2011 Qtr 1: 0; 2011 Qtr 2: 0; 2011 Qtr 3: 0; 2011 Qtr 4: 0 | 3
0 | 253141-Commercial HVAC Diagnostic/Tune-up Com All CZ07 VintAll |  | System | Commercial | 01-ALC-AllCommercial-Cooling | 0 |  |  |  |  | 45.3009 | 0 | 55.3 | 0 | 0 | -9.9991 | 196 |  | kWh | 0.15 | 0 | Commercial | [7 empty] | 10 | 0.85 |  |  |  | 0 | 3 | 0 | 0 | 0 | 0 | 0 | 0 | 0 | 0 | 0 | 0 | 2009 Qtr 1: 3; 2009 Qtr 2: 0; 2009 Qtr 3: 0; 2009 Qtr 4: 0; 2010 Qtr 1: 0; 2010 Qtr 2: 0; 2010 Qtr 3: 0; 2010 Qtr 4: 0; 2011 Qtr 1: 0; 2011 Qtr 2: 0; 2011 Qtr 3: 0; 2011 Qtr 4: 0 | 3
0 | 253141-Commercial HVAC Diagnostic/Tune-up Com All CZ07 VintAll |  | System | Commercial | 01-ALC-AllCommercial-Cooling | 0 |  |  |  |  | 45.3009 | 0 | 55.3 | 0 | 0 | -9.9991 | 196 |  | kWh | 0.15 | 0 | Commercial | [7 empty] | 10 | 0.85 |  |  |  | 0 | 5 | 0 | 0 | 0 | 0 | 0 | 0 | 0 | 0 | 0 | 0 | 2009 Qtr 1: 5; 2009 Qtr 2: 0; 2009 Qtr 3: 0; 2009 Qtr 4: 0; 2010 Qtr 1: 0; 2010 Qtr 2: 0; 2010 Qtr 3: 0; 2010 Qtr 4: 0; 2011 Qtr 1: 0; 2011 Qtr 2: 0; 2011 Qtr 3: 0; 2011 Qtr 4: 0 | 5
0 | 253141-Commercial HVAC Diagnostic/Tune-up Com All CZ07 VintAll |  | System | Commercial | 01-ALC-AllCommercial-Cooling | 0 |  |  |  |  | 45.3009 | 0 | 55.3 | 0 | 0 | -9.9991 | 196 |  | kWh | 0.15 | 0 | Commercial | [7 empty] | 10 | 0.85 |  |  |  | 0 | 5 | 0 | 0 | 0 | 0 | 0 | 0 | 0 | 0 | 0 | 0 | 2009 Qtr 1: 5; 2009 Qtr 2: 0; 2009 Qtr 3: 0; 2009 Qtr 4: 0; 2010 Qtr 1: 0; 2010 Qtr 2: 0; 2010 Qtr 3: 0; 2010 Qtr 4: 0; 2011 Qtr 1: 0; 2011 Qtr 2: 0; 2011 Qtr 3: 0; 2011 Qtr 4: 0 | 5
0 | 253141-Commercial HVAC Diagnostic/Tune-up Com All CZ07 VintAll |  | System | Commercial | 01-ALC-AllCommercial-Cooling | 0 |  |  |  |  | 45.3009 | 0 | 55.3 | 0 | 0 | -9.9991 | 196 |  | kWh | 0.15 | 0 | Commercial | [7 empty] | 10 | 0.85 |  |  |  | 0 | 3 | 0 | 0 | 0 | 0 | 0 | 0 | 0 | 0 | 0 | 0 | 2009 Qtr 1: 3; 2009 Qtr 2: 0; 2009 Qtr 3: 0; 2009 Qtr 4: 0; 2010 Qtr 1: 0; 2010 Qtr 2: 0; 2010 Qtr 3: 0; 2010 Qtr 4: 0; 2011 Qtr 1: 0; 2011 Qtr 2: 0; 2011 Qtr 3: 0; 2011 Qtr 4: 0 | 3
0 | 253144-Commercial Condensor Coil Cleaning (all units - savings at 50% of DEER) Com All CZ07 VintAll |  | System | Commercial | 01-ALC-AllCommercial-Cooling | 0 |  |  |  |  | 10 | 0 | 10 | 0 | 0 | 0 | 60 |  | kWh | 0.047 | 0 | Commercial | [7 empty] | 3 | 0.85 |  |  |  | 0 | 3 | 0 | 0 | 0 | 0 | 0 | 0 | 0 | 0 | 0 | 0 | 2009 Qtr 1: 3; 2009 Qtr 2: 0; 2009 Qtr 3: 0; 2009 Qtr 4: 0; 2010 Qtr 1: 0; 2010 Qtr 2: 0; 2010 Qtr 3: 0; 2010 Qtr 4: 0; 2011 Qtr 1: 0; 2011 Qtr 2: 0; 2011 Qtr 3: 0; 2011 Qtr 4: 0 | 3
0 | 253141-Commercial HVAC Diagnostic/Tune-up Com All CZ07 VintAll |  | System | Commercial | 01-ALC-AllCommercial-Cooling | 0 |  |  |  |  | 45.3009 | 0 | 55.3 | 0 | 0 | -9.9991 | 196 |  | kWh | 0.15 | 0 | Commercial | [7 empty] | 10 | 0.85 |  |  |  | 0 | 3 | 0 | 0 | 0 | 0 | 0 | 0 | 0 | 0 | 0 | 0 | 2009 Qtr 1: 3; 2009 Qtr 2: 0; 2009 Qtr 3: 0; 2009 Qtr 4: 0; 2010 Qtr 1: 0; 2010 Qtr 2: 0; 2010 Qtr 3: 0; 2010 Qtr 4: 0; 2011 Qtr 1: 0; 2011 Qtr 2: 0; 2011 Qtr 3: 0; 2011 Qtr 4: 0 | 3
0 | 253144-Commercial Condensor Coil Cleaning (all units - savings at 50% of DEER) Com All CZ07 VintAll |  | System | Commercial | 01-ALC-AllCommercial-Cooling | 0 |  |  |  |  | 10 | 0 | 10 | 0 | 0 | 0 | 60 |  | kWh | 0.047 | 0 | Commercial | [7 empty] | 3 | 0.85 |  |  |  | 0 | 3 | 0 | 0 | 0 | 0 | 0 | 0 | 0 | 0 | 0 | 0 | 2009 Qtr 1: 3; 2009 Qtr 2: 0; 2009 Qtr 3: 0; 2009 Qtr 4: 0; 2010 Qtr 1: 0; 2010 Qtr 2: 0; 2010 Qtr 3: 0; 2010 Qtr 4: 0; 2011 Qtr 1: 0; 2011 Qtr 2: 0; 2011 Qtr 3: 0; 2011 Qtr 4: 0 | 3
0 | 253142-Commercial HVAC Diagnostic/Tune-up Com All CZ10 VintAll |  | System | Commercial | 01-ALC-AllCommercial-Cooling | 0 |  |  |  |  | 45.3009 | 0 | 62.2125 | 0 | 0 | -16.9116 | 214 |  | kWh | 0.15 | 0 | Commercial | [7 empty] | 10 | 0.85 |  |  |  | 0 | 6 | 0 | 0 | 0 | 0 | 0 | 0 | 0 | 0 | 0 | 0 | 2009 Qtr 1: 6; 2009 Qtr 2: 0; 2009 Qtr 3: 0; 2009 Qtr 4: 0; 2010 Qtr 1: 0; 2010 Qtr 2: 0; 2010 Qtr 3: 0; 2010 Qtr 4: 0; 2011 Qtr 1: 0; 2011 Qtr 2: 0; 2011 Qtr 3: 0; 2011 Qtr 4: 0 | 6
0 | 253145-Commercial Condensor Coil Cleaning (all units - savings at 50% of DEER) Com All CZ10 VintAll |  | System | Commercial | 01-ALC-AllCommercial-Cooling | 0 |  |  |  |  | 10 | 0 | 10 | 0 | 0 | 0 | 74 |  | kWh | 0.0665 | 0 | Commercial | [7 empty] | 3 | 0.85 |  |  |  | 0 | 5 | 0 | 0 | 0 | 0 | 0 | 0 | 0 | 0 | 0 | 0 | 2009 Qtr 1: 5; 2009 Qtr 2: 0; 2009 Qtr 3: 0; 2009 Qtr 4: 0; 2010 Qtr 1: 0; 2010 Qtr 2: 0; 2010 Qtr 3: 0; 2010 Qtr 4: 0; 2011 Qtr 1: 0; 2011 Qtr 2: 0; 2011 Qtr 3: 0; 2011 Qtr 4: 0 | 5
0 | 253145-Commercial Condensor Coil Cleaning (all units - savings at 50% of DEER) Com All CZ10 VintAll |  | System | Commercial | 01-ALC-AllCommercial-Cooling | 0 |  |  |  |  | 10 | 0 | 10 | 0 | 0 | 0 | 74 |  | kWh | 0.0665 | 0 | Commercial | [7 empty] | 3 | 0.85 |  |  |  | 0 | 5 | 0 | 0 | 0 | 0 | 0 | 0 | 0 | 0 | 0 | 0 | 2009 Qtr 1: 5; 2009 Qtr 2: 0; 2009 Qtr 3: 0; 2009 Qtr 4: 0; 2010 Qtr 1: 0; 2010 Qtr 2: 0; 2010 Qtr 3: 0; 2010 Qtr 4: 0; 2011 Qtr 1: 0; 2011 Qtr 2: 0; 2011 Qtr 3: 0; 2011 Qtr 4: 0 | 5
0 | 253145-Commercial Condensor Coil Cleaning (all units - savings at 50% of DEER) Com All CZ10 VintAll |  | System | Commercial | 01-ALC-AllCommercial-Cooling | 0 |  |  |  |  | 10 | 0 | 10 | 0 | 0 | 0 | 74 |  | kWh | 0.0665 | 0 | Commercial | [7 empty] | 3 | 0.85 |  |  |  | 0 | 5 | 0 | 0 | 0 | 0 | 0 | 0 | 0 | 0 | 0 | 0 | 2009 Qtr 1: 5; 2009 Qtr 2: 0; 2009 Qtr 3: 0; 2009 Qtr 4: 0; 2010 Qtr 1: 0; 2010 Qtr 2: 0; 2010 Qtr 3: 0; 2010 Qtr 4: 0; 2011 Qtr 1: 0; 2011 Qtr 2: 0; 2011 Qtr 3: 0; 2011 Qtr 4: 0 | 5
0 | 253142-Commercial HVAC Diagnostic/Tune-up Com All CZ10 VintAll |  | System | Commercial | 01-ALC-AllCommercial-Cooling | 0 |  |  |  |  | 45.3009 | 0 | 55.3 | 0 | 0 | -9.9991 | 214 |  | kWh | 0.15 | 0 | Commercial | [7 empty] | 10 | 0.85 |  |  |  | 0 | 5 | 0 | 0 | 0 | 0 | 0 | 0 | 0 | 0 | 0 | 0 | 2009 Qtr 1: 5; 2009 Qtr 2: 0; 2009 Qtr 3: 0; 2009 Qtr 4: 0; 2010 Qtr 1: 0; 2010 Qtr 2: 0; 2010 Qtr 3: 0; 2010 Qtr 4: 0; 2011 Qtr 1: 0; 2011 Qtr 2: 0; 2011 Qtr 3: 0; 2011 Qtr 4: 0 | 5
0 | 253142-Commercial HVAC Diagnostic/Tune-up Com All CZ10 VintAll |  | System | Commercial | 01-ALC-AllCommercial-Cooling | 0 |  |  |  |  | 45.3009 | 0 | 55.3 | 0 | 0 | -9.9991 | 214 |  | kWh | 0.15 | 0 | Commercial | [7 empty] | 10 | 0.85 |  |  |  | 0 | 5 | 0 | 0 | 0 | 0 | 0 | 0 | 0 | 0 | 0 | 0 | 2009 Qtr 1: 5; 2009 Qtr 2: 0; 2009 Qtr 3: 0; 2009 Qtr 4: 0; 2010 Qtr 1: 0; 2010 Qtr 2: 0; 2010 Qtr 3: 0; 2010 Qtr 4: 0; 2011 Qtr 1: 0; 2011 Qtr 2: 0; 2011 Qtr 3: 0; 2011 Qtr 4: 0 | 5
0 | 253142-Commercial HVAC Diagnostic/Tune-up Com All CZ10 VintAll |  | System | Commercial | 01-ALC-AllCommercial-Cooling | 0 |  |  |  |  | 45.3009 | 0 | 64.5167 | 0 | 0 | -19.2158 | 214 |  | kWh | 0.15 | 0 | Commercial | [7 empty] | 10 | 0.85 |  |  |  | 0 | 3 | 0 | 0 | 0 | 0 | 0 | 0 | 0 | 0 | 0 | 0 | 2009 Qtr 1: 3; 2009 Qtr 2: 0; 2009 Qtr 3: 0; 2009 Qtr 4: 0; 2010 Qtr 1: 0; 2010 Qtr 2: 0; 2010 Qtr 3: 0; 2010 Qtr 4: 0; 2011 Qtr 1: 0; 2011 Qtr 2: 0; 2011 Qtr 3: 0; 2011 Qtr 4: 0 | 3
0 | 253142-Commercial HVAC Diagnostic/Tune-up Com All CZ10 VintAll |  | System | Commercial | 01-ALC-AllCommercial-Cooling | 0 |  |  |  |  | 45.3009 | 0 | 64.5167 | 0 | 0 | -19.2158 | 214 |  | kWh | 0.15 | 0 | Commercial | [7 empty] | 10 | 0.85 |  |  |  | 0 | 3 | 0 | 0 | 0 | 0 | 0 | 0 | 0 | 0 | 0 | 0 | 2009 Qtr 1: 3; 2009 Qtr 2: 0; 2009 Qtr 3: 0; 2009 Qtr 4: 0; 2010 Qtr 1: 0; 2010 Qtr 2: 0; 2010 Qtr 3: 0; 2010 Qtr 4: 0; 2011 Qtr 1: 0; 2011 Qtr 2: 0; 2011 Qtr 3: 0; 2011 Qtr 4: 0 | 3
0 | 253142-Commercial HVAC Diagnostic/Tune-up Com All CZ10 VintAll |  | System | Commercial | 01-ALC-AllCommercial-Cooling | 0 |  |  |  |  | 45.3009 | 0 | 69.125 | 0 | 0 | -23.8241 | 214 |  | kWh | 0.15 | 0 | Commercial | [7 empty] | 10 | 0.85 |  |  |  | 0 | 3 | 0 | 0 | 0 | 0 | 0 | 0 | 0 | 0 | 0 | 0 | 2009 Qtr 1: 3; 2009 Qtr 2: 0; 2009 Qtr 3: 0; 2009 Qtr 4: 0; 2010 Qtr 1: 0; 2010 Qtr 2: 0; 2010 Qtr 3: 0; 2010 Qtr 4: 0; 2011 Qtr 1: 0; 2011 Qtr 2: 0; 2011 Qtr 3: 0; 2011 Qtr 4: 0 | 3
0 | 253142-Commercial HVAC Diagnostic/Tune-up Com All CZ10 VintAll |  | System | Commercial | 01-ALC-AllCommercial-Cooling | 0 |  |  |  |  | 45.3009 | 0 | 69.125 | 0 | 0 | -23.8241 | 214 |  | kWh | 0.15 | 0 | Commercial | [7 empty] | 10 | 0.85 |  |  |  | 0 | 3 | 0 | 0 | 0 | 0 | 0 | 0 | 0 | 0 | 0 | 0 | 2009 Qtr 1: 3; 2009 Qtr 2: 0; 2009 Qtr 3: 0; 2009 Qtr 4: 0; 2010 Qtr 1: 0; 2010 Qtr 2: 0; 2010 Qtr 3: 0; 2010 Qtr 4: 0; 2011 Qtr 1: 0; 2011 Qtr 2: 0; 2011 Qtr 3: 0; 2011 Qtr 4: 0 | 3
0 | 253142-Commercial HVAC Diagnostic/Tune-up Com All CZ10 VintAll |  | System | Commercial | 01-ALC-AllCommercial-Cooling | 0 |  |  |  |  | 45.3009 | 0 | 69.125 | 0 | 0 | -23.8241 | 214 |  | kWh | 0.15 | 0 | Commercial | [7 empty] | 10 | 0.85 |  |  |  | 0 | 3 | 0 | 0 | 0 | 0 | 0 | 0 | 0 | 0 | 0 | 0 | 2009 Qtr 1: 3; 2009 Qtr 2: 0; 2009 Qtr 3: 0; 2009 Qtr 4: 0; 2010 Qtr 1: 0; 2010 Qtr 2: 0; 2010 Qtr 3: 0; 2010 Qtr 4: 0; 2011 Qtr 1: 0; 2011 Qtr 2: 0; 2011 Qtr 3: 0; 2011 Qtr 4: 0 | 3
0 | 253145-Commercial Condensor Coil Cleaning (all units - savings at 50% of DEER) Com All CZ10 VintAll |  | System | Commercial | 01-ALC-AllCommercial-Cooling | 0 |  |  |  |  | 10 | 0 | 10 | 0 | 0 | 0 | 74 |  | kWh | 0.0665 | 0 | Commercial | [7 empty] | 3 | 0.85 |  |  |  | 0 | 5 | 0 | 0 | 0 | 0 | 0 | 0 | 0 | 0 | 0 | 0 | 2009 Qtr 1: 5; 2009 Qtr 2: 0; 2009 Qtr 3: 0; 2009 Qtr 4: 0; 2010 Qtr 1: 0; 2010 Qtr 2: 0; 2010 Qtr 3: 0; 2010 Qtr 4: 0; 2011 Qtr 1: 0; 2011 Qtr 2: 0; 2011 Qtr 3: 0; 2011 Qtr 4: 0 | 5
0 | 253142-Commercial HVAC Diagnostic/Tune-up Com All CZ10 VintAll |  | System | Commercial | 01-ALC-AllCommercial-Cooling | 0 |  |  |  |  | 45.3009 | 0 | 55.3 | 0 | 0 | -9.9991 | 214 |  | kWh | 0.15 | 0 | Commercial | [7 empty] | 10 | 0.85 |  |  |  | 0 | 10 | 0 | 0 | 0 | 0 | 0 | 0 | 0 | 0 | 0 | 0 | 2009 Qtr 1: 10; 2009 Qtr 2: 0; 2009 Qtr 3: 0; 2009 Qtr 4: 0; 2010 Qtr 1: 0; 2010 Qtr 2: 0; 2010 Qtr 3: 0; 2010 Qtr 4: 0; 2011 Qtr 1: 0; 2011 Qtr 2: 0; 2011 Qtr 3: 0; 2011 Qtr 4: 0 | 10
0 | 253145-Commercial Condensor Coil Cleaning (all units - savings at 50% of DEER) Com All CZ10 VintAll |  | System | Commercial | 01-ALC-AllCommercial-Cooling | 0 |  |  |  |  | 10 | 0 | 10 | 0 | 0 | 0 | 74 |  | kWh | 0.0665 | 0 | Commercial | [7 empty] | 3 | 0.85 |  |  |  | 0 | 10 | 0 | 0 | 0 | 0 | 0 | 0 | 0 | 0 | 0 | 0 | 2009 Qtr 1: 10; 2009 Qtr 2: 0; 2009 Qtr 3: 0; 2009 Qtr 4: 0; 2010 Qtr 1: 0; 2010 Qtr 2: 0; 2010 Qtr 3: 0; 2010 Qtr 4: 0; 2011 Qtr 1: 0; 2011 Qtr 2: 0; 2011 Qtr 3: 0; 2011 Qtr 4: 0 | 10
0 | 253145-Commercial Condensor Coil Cleaning (all units - savings at 50% of DEER) Com All CZ10 VintAll |  | System | Commercial | 01-ALC-AllCommercial-Cooling | 0 |  |  |  |  | 10 | 0 | 10 | 0 | 0 | 0 | 74 |  | kWh | 0.0665 | 0 | Commercial | [7 empty] | 3 | 0.85 |  |  |  | 0 | 10 | 0 | 0 | 0 | 0 | 0 | 0 | 0 | 0 | 0 | 0 | 2009 Qtr 1: 10; 2009 Qtr 2: 0; 2009 Qtr 3: 0; 2009 Qtr 4: 0; 2010 Qtr 1: 0; 2010 Qtr 2: 0; 2010 Qtr 3: 0; 2010 Qtr 4: 0; 2011 Qtr 1: 0; 2011 Qtr 2: 0; 2011 Qtr 3: 0; 2011 Qtr 4: 0 | 10
0 | 253145-Commercial Condensor Coil Cleaning (all units - savings at 50% of DEER) Com All CZ10 VintAll |  | System | Commercial | 01-ALC-AllCommercial-Cooling | 0 |  |  |  |  | 10 | 0 | 10 | 0 | 0 | 0 | 74 |  | kWh | 0.0665 | 0 | Commercial | [7 empty] | 3 | 0.85 |  |  |  | 0 | 10 | 0 | 0 | 0 | 0 | 0 | 0 | 0 | 0 | 0 | 0 | 2009 Qtr 1: 10; 2009 Qtr 2: 0; 2009 Qtr 3: 0; 2009 Qtr 4: 0; 2010 Qtr 1: 0; 2010 Qtr 2: 0; 2010 Qtr 3: 0; 2010 Qtr 4: 0; 2011 Qtr 1: 0; 2011 Qtr 2: 0; 2011 Qtr 3: 0; 2011 Qtr 4: 0 | 10
0 | 253142-Commercial HVAC Diagnostic/Tune-up Com All CZ10 VintAll |  | System | Commercial | 01-ALC-AllCommercial-Cooling | 0 |  |  |  |  | 45.3009 | 0 | 55.3 | 0 | 0 | -9.9991 | 214 |  | kWh | 0.15 | 0 | Commercial | [7 empty] | 10 | 0.85 |  |  |  | 0 | 10 | 0 | 0 | 0 | 0 | 0 | 0 | 0 | 0 | 0 | 0 | 2009 Qtr 1: 10; 2009 Qtr 2: 0; 2009 Qtr 3: 0; 2009 Qtr 4: 0; 2010 Qtr 1: 0; 2010 Qtr 2: 0; 2010 Qtr 3: 0; 2010 Qtr 4: 0; 2011 Qtr 1: 0; 2011 Qtr 2: 0; 2011 Qtr 3: 0; 2011 Qtr 4: 0 | 10
0 | 253142-Commercial HVAC Diagnostic/Tune-up Com All CZ10 VintAll |  | System | Commercial | 01-ALC-AllCommercial-Cooling | 0 |  |  |  |  | 45.3009 | 0 | 55.3 | 0 | 0 | -9.9991 | 214 |  | kWh | 0.15 | 0 | Commercial | [7 empty] | 10 | 0.85 |  |  |  | 0 | 10 | 0 | 0 | 0 | 0 | 0 | 0 | 0 | 0 | 0 | 0 | 2009 Qtr 1: 10; 2009 Qtr 2: 0; 2009 Qtr 3: 0; 2009 Qtr 4: 0; 2010 Qtr 1: 0; 2010 Qtr 2: 0; 2010 Qtr 3: 0; 2010 Qtr 4: 0; 2011 Qtr 1: 0; 2011 Qtr 2: 0; 2011 Qtr 3: 0; 2011 Qtr 4: 0 | 10
0 | 253142-Commercial HVAC Diagnostic/Tune-up Com All CZ10 VintAll |  | System | Commercial | 01-ALC-AllCommercial-Cooling | 0 |  |  |  |  | 45.3009 | 0 | 55.3 | 0 | 0 | -9.9991 | 214 |  | kWh | 0.15 | 0 | Commercial | [7 empty] | 10 | 0.85 |  |  |  | 0 | 10 | 0 | 0 | 0 | 0 | 0 | 0 | 0 | 0 | 0 | 0 | 2009 Qtr 1: 10; 2009 Qtr 2: 0; 2009 Qtr 3: 0; 2009 Qtr 4: 0; 2010 Qtr 1: 0; 2010 Qtr 2: 0; 2010 Qtr 3: 0; 2010 Qtr 4: 0; 2011 Qtr 1: 0; 2011 Qtr 2: 0; 2011 Qtr 3: 0; 2011 Qtr 4: 0 | 10
0 | 253142-Commercial HVAC Diagnostic/Tune-up Com All CZ10 VintAll |  | System | Commercial | 01-ALC-AllCommercial-Cooling | 0 |  |  |  |  | 45.3009 | 0 | 55.3 | 0 | 0 | -9.9991 | 214 |  | kWh | 0.15 | 0 | Commercial | [7 empty] | 10 | 0.85 |  |  |  | 0 | 10 | 0 | 0 | 0 | 0 | 0 | 0 | 0 | 0 | 0 | 0 | 2009 Qtr 1: 10; 2009 Qtr 2: 0; 2009 Qtr 3: 0; 2009 Qtr 4: 0; 2010 Qtr 1: 0; 2010 Qtr 2: 0; 2010 Qtr 3: 0; 2010 Qtr 4: 0; 2011 Qtr 1: 0; 2011 Qtr 2: 0; 2011 Qtr 3: 0; 2011 Qtr 4: 0 | 10
0 | 253142-Commercial HVAC Diagnostic/Tune-up Com All CZ10 VintAll |  | System | Commercial | 01-ALC-AllCommercial-Cooling | 0 |  |  |  |  | 45.3009 | 0 | 55.3 | 0 | 0 | -9.9991 | 214 |  | kWh | 0.15 | 0 | Commercial | [7 empty] | 10 | 0.85 |  |  |  | 0 | 10 | 0 | 0 | 0 | 0 | 0 | 0 | 0 | 0 | 0 | 0 | 2009 Qtr 1: 10; 2009 Qtr 2: 0; 2009 Qtr 3: 0; 2009 Qtr 4: 0; 2010 Qtr 1: 0; 2010 Qtr 2: 0; 2010 Qtr 3: 0; 2010 Qtr 4: 0; 2011 Qtr 1: 0; 2011 Qtr 2: 0; 2011 Qtr 3: 0; 2011 Qtr 4: 0 | 10
0 | 253145-Commercial Condensor Coil Cleaning (all units - savings at 50% of DEER) Com All CZ10 VintAll |  | System | Commercial | 01-ALC-AllCommercial-Cooling | 0 |  |  |  |  | 10 | 0 | 10 | 0 | 0 | 0 | 74 |  | kWh | 0.0665 | 0 | Commercial | [7 empty] | 3 | 0.85 |  |  |  | 0 | 10 | 0 | 0 | 0 | 0 | 0 | 0 | 0 | 0 | 0 | 0 | 2009 Qtr 1: 10; 2009 Qtr 2: 0; 2009 Qtr 3: 0; 2009 Qtr 4: 0; 2010 Qtr 1: 0; 2010 Qtr 2: 0; 2010 Qtr 3: 0; 2010 Qtr 4: 0; 2011 Qtr 1: 0; 2011 Qtr 2: 0; 2011 Qtr 3: 0; 2011 Qtr 4: 0 | 10
0 | 253145-Commercial Condensor Coil Cleaning (all units - savings at 50% of DEER) Com All CZ10 VintAll |  | System | Commercial | 01-ALC-AllCommercial-Cooling | 0 |  |  |  |  | 10 | 0 | 10 | 0 | 0 | 0 | 74 |  | kWh | 0.0665 | 0 | Commercial | [7 empty] | 3 | 0.85 |  |  |  | 0 | 10 | 0 | 0 | 0 | 0 | 0 | 0 | 0 | 0 | 0 | 0 | 2009 Qtr 1: 10; 2009 Qtr 2: 0; 2009 Qtr 3: 0; 2009 Qtr 4: 0; 2010 Qtr 1: 0; 2010 Qtr 2: 0; 2010 Qtr 3: 0; 2010 Qtr 4: 0; 2011 Qtr 1: 0; 2011 Qtr 2: 0; 2011 Qtr 3: 0; 2011 Qtr 4: 0 | 10
0 | 253145-Commercial Condensor Coil Cleaning (all units - savings at 50% of DEER) Com All CZ10 VintAll |  | System | Commercial | 01-ALC-AllCommercial-Cooling | 0 |  |  |  |  | 10 | 0 | 10 | 0 | 0 | 0 | 74 |  | kWh | 0.0665 | 0 | Commercial | [7 empty] | 3 | 0.85 |  |  |  | 0 | 10 | 0 | 0 | 0 | 0 | 0 | 0 | 0 | 0 | 0 | 0 | 2009 Qtr 1: 10; 2009 Qtr 2: 0; 2009 Qtr 3: 0; 2009 Qtr 4: 0; 2010 Qtr 1: 0; 2010 Qtr 2: 0; 2010 Qtr 3: 0; 2010 Qtr 4: 0; 2011 Qtr 1: 0; 2011 Qtr 2: 0; 2011 Qtr 3: 0; 2011 Qtr 4: 0 | 10
0 | 253145-Commercial Condensor Coil Cleaning (all units - savings at 50% of DEER) Com All CZ10 VintAll |  | System | Commercial | 01-ALC-AllCommercial-Cooling | 0 |  |  |  |  | 10 | 0 | 10 | 0 | 0 | 0 | 74 |  | kWh | 0.0665 | 0 | Commercial | [7 empty] | 3 | 0.85 |  |  |  | 0 | 2 | 0 | 0 | 0 | 0 | 0 | 0 | 0 | 0 | 0 | 0 | 2009 Qtr 1: 2; 2009 Qtr 2: 0; 2009 Qtr 3: 0; 2009 Qtr 4: 0; 2010 Qtr 1: 0; 2010 Qtr 2: 0; 2010 Qtr 3: 0; 2010 Qtr 4: 0; 2011 Qtr 1: 0; 2011 Qtr 2: 0; 2011 Qtr 3: 0; 2011 Qtr 4: 0 | 2
0 | 253145-Commercial Condensor Coil Cleaning (all units - savings at 50% of DEER) Com All CZ10 VintAll |  | System | Commercial | 01-ALC-AllCommercial-Cooling | 0 |  |  |  |  | 10 | 0 | 10 | 0 | 0 | 0 | 74 |  | kWh | 0.0665 | 0 | Commercial | [7 empty] | 3 | 0.85 |  |  |  | 0 | 2 | 0 | 0 | 0 | 0 | 0 | 0 | 0 | 0 | 0 | 0 | 2009 Qtr 1: 2; 2009 Qtr 2: 0; 2009 Qtr 3: 0; 2009 Qtr 4: 0; 2010 Qtr 1: 0; 2010 Qtr 2: 0; 2010 Qtr 3: 0; 2010 Qtr 4: 0; 2011 Qtr 1: 0; 2011 Qtr 2: 0; 2011 Qtr 3: 0; 2011 Qtr 4: 0 | 2
0 | 253142-Commercial HVAC Diagnostic/Tune-up Com All CZ10 VintAll |  | System | Commercial | 01-ALC-AllCommercial-Cooling | 0 |  |  |  |  | 45.3009 | 0 | 55.3 | 0 | 0 | -9.9991 | 214 |  | kWh | 0.15 | 0 | Commercial | [7 empty] | 10 | 0.85 |  |  |  | 0 | 4 | 0 | 0 | 0 | 0 | 0 | 0 | 0 | 0 | 0 | 0 | 2009 Qtr 1: 4; 2009 Qtr 2: 0; 2009 Qtr 3: 0; 2009 Qtr 4: 0; 2010 Qtr 1: 0; 2010 Qtr 2: 0; 2010 Qtr 3: 0; 2010 Qtr 4: 0; 2011 Qtr 1: 0; 2011 Qtr 2: 0; 2011 Qtr 3: 0; 2011 Qtr 4: 0 | 4
0 | 253145-Commercial Condensor Coil Cleaning (all units - savings at 50% of DEER) Com All CZ10 VintAll |  | System | Commercial | 01-ALC-AllCommercial-Cooling | 0 |  |  |  |  | 10 | 0 | 10 | 0 | 0 | 0 | 74 |  | kWh | 0.0665 | 0 | Commercial | [7 empty] | 3 | 0.85 |  |  |  | 0 | 4 | 0 | 0 | 0 | 0 | 0 | 0 | 0 | 0 | 0 | 0 | 2009 Qtr 1: 4; 2009 Qtr 2: 0; 2009 Qtr 3: 0; 2009 Qtr 4: 0; 2010 Qtr 1: 0; 2010 Qtr 2: 0; 2010 Qtr 3: 0; 2010 Qtr 4: 0; 2011 Qtr 1: 0; 2011 Qtr 2: 0; 2011 Qtr 3: 0; 2011 Qtr 4: 0 | 4
0 | 253142-Commercial HVAC Diagnostic/Tune-up Com All CZ10 VintAll |  | System | Commercial | 01-ALC-AllCommercial-Cooling | 0 |  |  |  |  | 45.3009 | 0 | 55.3 | 0 | 0 | -9.9991 | 214 |  | kWh | 0.15 | 0 | Commercial | [7 empty] | 10 | 0.85 |  |  |  | 0 | 5 | 0 | 0 | 0 | 0 | 0 | 0 | 0 | 0 | 0 | 0 | 2009 Qtr 1: 5; 2009 Qtr 2: 0; 2009 Qtr 3: 0; 2009 Qtr 4: 0; 2010 Qtr 1: 0; 2010 Qtr 2: 0; 2010 Qtr 3: 0; 2010 Qtr 4: 0; 2011 Qtr 1: 0; 2011 Qtr 2: 0; 2011 Qtr 3: 0; 2011 Qtr 4: 0 | 5
0 | 253145-Commercial Condensor Coil Cleaning (all units - savings at 50% of DEER) Com All CZ10 VintAll |  | System | Commercial | 01-ALC-AllCommercial-Cooling | 0 |  |  |  |  | 10 | 0 | 10 | 0 | 0 | 0 | 74 |  | kWh | 0.0665 | 0 | Commercial | [7 empty] | 3 | 0.85 |  |  |  | 0 | 5 | 0 | 0 | 0 | 0 | 0 | 0 | 0 | 0 | 0 | 0 | 2009 Qtr 1: 5; 2009 Qtr 2: 0; 2009 Qtr 3: 0; 2009 Qtr 4: 0; 2010 Qtr 1: 0; 2010 Qtr 2: 0; 2010 Qtr 3: 0; 2010 Qtr 4: 0; 2011 Qtr 1: 0; 2011 Qtr 2: 0; 2011 Qtr 3: 0; 2011 Qtr 4: 0 | 5
0 | 253142-Commercial HVAC Diagnostic/Tune-up Com All CZ10 VintAll |  | System | Commercial | 01-ALC-AllCommercial-Cooling | 0 |  |  |  |  | 45.3009 | 0 | 69.125 | 0 | 0 | -23.8241 | 214 |  | kWh | 0.15 | 0 | Commercial | [7 empty] | 10 | 0.85 |  |  |  | 0 | 2 | 0 | 0 | 0 | 0 | 0 | 0 | 0 | 0 | 0 | 0 | 2009 Qtr 1: 2; 2009 Qtr 2: 0; 2009 Qtr 3: 0; 2009 Qtr 4: 0; 2010 Qtr 1: 0; 2010 Qtr 2: 0; 2010 Qtr 3: 0; 2010 Qtr 4: 0; 2011 Qtr 1: 0; 2011 Qtr 2: 0; 2011 Qtr 3: 0; 2011 Qtr 4: 0 | 2
0 | 253145-Commercial Condensor Coil Cleaning (all units - savings at 50% of DEER) Com All CZ10 VintAll |  | System | Commercial | 01-ALC-AllCommercial-Cooling | 0 |  |  |  |  | 10 | 0 | 12.5 | 0 | 0 | -2.5 | 74 |  | kWh | 0.0665 | 0 | Commercial | [7 empty] | 3 | 0.85 |  |  |  | 0 | 2 | 0 | 0 | 0 | 0 | 0 | 0 | 0 | 0 | 0 | 0 | 2009 Qtr 1: 2; 2009 Qtr 2: 0; 2009 Qtr 3: 0; 2009 Qtr 4: 0; 2010 Qtr 1: 0; 2010 Qtr 2: 0; 2010 Qtr 3: 0; 2010 Qtr 4: 0; 2011 Qtr 1: 0; 2011 Qtr 2: 0; 2011 Qtr 3: 0; 2011 Qtr 4: 0 | 2
0 | 253142-Commercial HVAC Diagnostic/Tune-up Com All CZ10 VintAll |  | System | Commercial | 01-ALC-AllCommercial-Cooling | 0 |  |  |  |  | 45.3009 | 0 | 55.3 | 0 | 0 | -9.9991 | 214 |  | kWh | 0.15 | 0 | Commercial | [7 empty] | 10 | 0.85 |  |  |  | 0 | 4 | 0 | 0 | 0 | 0 | 0 | 0 | 0 | 0 | 0 | 0 | 2009 Qtr 1: 4; 2009 Qtr 2: 0; 2009 Qtr 3: 0; 2009 Qtr 4: 0; 2010 Qtr 1: 0; 2010 Qtr 2: 0; 2010 Qtr 3: 0; 2010 Qtr 4: 0; 2011 Qtr 1: 0; 2011 Qtr 2: 0; 2011 Qtr 3: 0; 2011 Qtr 4: 0 | 4
0 | 253145-Commercial Condensor Coil Cleaning (all units - savings at 50% of DEER) Com All CZ10 VintAll |  | System | Commercial | 01-ALC-AllCommercial-Cooling | 0 |  |  |  |  | 10 | 0 | 10 | 0 | 0 | 0 | 74 |  | kWh | 0.0665 | 0 | Commercial | [7 empty] | 3 | 0.85 |  |  |  | 0 | 4 | 0 | 0 | 0 | 0 | 0 | 0 | 0 | 0 | 0 | 0 | 2009 Qtr 1: 4; 2009 Qtr 2: 0; 2009 Qtr 3: 0; 2009 Qtr 4: 0; 2010 Qtr 1: 0; 2010 Qtr 2: 0; 2010 Qtr 3: 0; 2010 Qtr 4: 0; 2011 Qtr 1: 0; 2011 Qtr 2: 0; 2011 Qtr 3: 0; 2011 Qtr 4: 0 | 4
0 | 253142-Commercial HVAC Diagnostic/Tune-up Com All CZ10 VintAll |  | System | Commercial | 01-ALC-AllCommercial-Cooling | 0 |  |  |  |  | 45.3009 | 0 | 55.3 | 0 | 0 | -9.9991 | 214 |  | kWh | 0.15 | 0 | Commercial | [7 empty] | 10 | 0.85 |  |  |  | 0 | 4 | 0 | 0 | 0 | 0 | 0 | 0 | 0 | 0 | 0 | 0 | 2009 Qtr 1: 4; 2009 Qtr 2: 0; 2009 Qtr 3: 0; 2009 Qtr 4: 0; 2010 Qtr 1: 0; 2010 Qtr 2: 0; 2010 Qtr 3: 0; 2010 Qtr 4: 0; 2011 Qtr 1: 0; 2011 Qtr 2: 0; 2011 Qtr 3: 0; 2011 Qtr 4: 0 | 4
0 | 253145-Commercial Condensor Coil Cleaning (all units - savings at 50% of DEER) Com All CZ10 VintAll |  | System | Commercial | 01-ALC-AllCommercial-Cooling | 0 |  |  |  |  | 10 | 0 | 10 | 0 | 0 | 0 | 74 |  | kWh | 0.0665 | 0 | Commercial | [7 empty] | 3 | 0.85 |  |  |  | 0 | 4 | 0 | 0 | 0 | 0 | 0 | 0 | 0 | 0 | 0 | 0 | 2009 Qtr 1: 4; 2009 Qtr 2: 0; 2009 Qtr 3: 0; 2009 Qtr 4: 0; 2010 Qtr 1: 0; 2010 Qtr 2: 0; 2010 Qtr 3: 0; 2010 Qtr 4: 0; 2011 Qtr 1: 0; 2011 Qtr 2: 0; 2011 Qtr 3: 0; 2011 Qtr 4: 0 | 4
0 | 253142-Commercial HVAC Diagnostic/Tune-up Com All CZ10 VintAll |  | System | Commercial | 01-ALC-AllCommercial-Cooling | 0 |  |  |  |  | 45.3009 | 0 | 55.3 | 0 | 0 | -9.9991 | 214 |  | kWh | 0.15 | 0 | Commercial | [7 empty] | 10 | 0.85 |  |  |  | 0 | 4 | 0 | 0 | 0 | 0 | 0 | 0 | 0 | 0 | 0 | 0 | 2009 Qtr 1: 4; 2009 Qtr 2: 0; 2009 Qtr 3: 0; 2009 Qtr 4: 0; 2010 Qtr 1: 0; 2010 Qtr 2: 0; 2010 Qtr 3: 0; 2010 Qtr 4: 0; 2011 Qtr 1: 0; 2011 Qtr 2: 0; 2011 Qtr 3: 0; 2011 Qtr 4: 0 | 4
0 | 253145-Commercial Condensor Coil Cleaning (all units - savings at 50% of DEER) Com All CZ10 VintAll |  | System | Commercial | 01-ALC-AllCommercial-Cooling | 0 |  |  |  |  | 10 | 0 | 10 | 0 | 0 | 0 | 74 |  | kWh | 0.0665 | 0 | Commercial | [7 empty] | 3 | 0.85 |  |  |  | 0 | 4 | 0 | 0 | 0 | 0 | 0 | 0 | 0 | 0 | 0 | 0 | 2009 Qtr 1: 4; 2009 Qtr 2: 0; 2009 Qtr 3: 0; 2009 Qtr 4: 0; 2010 Qtr 1: 0; 2010 Qtr 2: 0; 2010 Qtr 3: 0; 2010 Qtr 4: 0; 2011 Qtr 1: 0; 2011 Qtr 2: 0; 2011 Qtr 3: 0; 2011 Qtr 4: 0 | 4
0 | 253142-Commercial HVAC Diagnostic/Tune-up Com All CZ10 VintAll |  | System | Commercial | 01-ALC-AllCommercial-Cooling | 0 |  |  |  |  | 45.3009 | 0 | 55.3 | 0 | 0 | -9.9991 | 214 |  | kWh | 0.15 | 0 | Commercial | [7 empty] | 10 | 0.85 |  |  |  | 0 | 5 | 0 | 0 | 0 | 0 | 0 | 0 | 0 | 0 | 0 | 0 | 2009 Qtr 1: 5; 2009 Qtr 2: 0; 2009 Qtr 3: 0; 2009 Qtr 4: 0; 2010 Qtr 1: 0; 2010 Qtr 2: 0; 2010 Qtr 3: 0; 2010 Qtr 4: 0; 2011 Qtr 1: 0; 2011 Qtr 2: 0; 2011 Qtr 3: 0; 2011 Qtr 4: 0 | 5
0 | 253145-Commercial Condensor Coil Cleaning (all units - savings at 50% of DEER) Com All CZ10 VintAll |  | System | Commercial | 01-ALC-AllCommercial-Cooling | 0 |  |  |  |  | 10 | 0 | 10 | 0 | 0 | 0 | 74 |  | kWh | 0.0665 | 0 | Commercial | [7 empty] | 3 | 0.85 |  |  |  | 0 | 5 | 0 | 0 | 0 | 0 | 0 | 0 | 0 | 0 | 0 | 0 | 2009 Qtr 1: 5; 2009 Qtr 2: 0; 2009 Qtr 3: 0; 2009 Qtr 4: 0; 2010 Qtr 1: 0; 2010 Qtr 2: 0; 2010 Qtr 3: 0; 2010 Qtr 4: 0; 2011 Qtr 1: 0; 2011 Qtr 2: 0; 2011 Qtr 3: 0; 2011 Qtr 4: 0 | 5
0 | 253142-Commercial HVAC Diagnostic/Tune-up Com All CZ10 VintAll |  | System | Commercial | 01-ALC-AllCommercial-Cooling | 0 |  |  |  |  | 45.3009 | 0 | 55.3 | 0 | 0 | -9.9991 | 214 |  | kWh | 0.15 | 0 | Commercial | [7 empty] | 10 | 0.85 |  |  |  | 0 | 4 | 0 | 0 | 0 | 0 | 0 | 0 | 0 | 0 | 0 | 0 | 2009 Qtr 1: 4; 2009 Qtr 2: 0; 2009 Qtr 3: 0; 2009 Qtr 4: 0; 2010 Qtr 1: 0; 2010 Qtr 2: 0; 2010 Qtr 3: 0; 2010 Qtr 4: 0; 2011 Qtr 1: 0; 2011 Qtr 2: 0; 2011 Qtr 3: 0; 2011 Qtr 4: 0 | 4
0 | 253145-Commercial Condensor Coil Cleaning (all units - savings at 50% of DEER) Com All CZ10 VintAll |  | System | Commercial | 01-ALC-AllCommercial-Cooling | 0 |  |  |  |  | 10 | 0 | 10 | 0 | 0 | 0 | 74 |  | kWh | 0.0665 | 0 | Commercial | [7 empty] | 3 | 0.85 |  |  |  | 0 | 4 | 0 | 0 | 0 | 0 | 0 | 0 | 0 | 0 | 0 | 0 | 2009 Qtr 1: 4; 2009 Qtr 2: 0; 2009 Qtr 3: 0; 2009 Qtr 4: 0; 2010 Qtr 1: 0; 2010 Qtr 2: 0; 2010 Qtr 3: 0; 2010 Qtr 4: 0; 2011 Qtr 1: 0; 2011 Qtr 2: 0; 2011 Qtr 3: 0; 2011 Qtr 4: 0 | 4
0 | 253142-Commercial HVAC Diagnostic/Tune-up Com All CZ10 VintAll |  | System | Commercial | 01-ALC-AllCommercial-Cooling | 0 |  |  |  |  | 45.3009 | 0 | 55.3 | 0 | 0 | -9.9991 | 214 |  | kWh | 0.15 | 0 | Commercial | [7 empty] | 10 | 0.85 |  |  |  | 0 | 5 | 0 | 0 | 0 | 0 | 0 | 0 | 0 | 0 | 0 | 0 | 2009 Qtr 1: 5; 2009 Qtr 2: 0; 2009 Qtr 3: 0; 2009 Qtr 4: 0; 2010 Qtr 1: 0; 2010 Qtr 2: 0; 2010 Qtr 3: 0; 2010 Qtr 4: 0; 2011 Qtr 1: 0; 2011 Qtr 2: 0; 2011 Qtr 3: 0; 2011 Qtr 4: 0 | 5
0 | 253145-Commercial Condensor Coil Cleaning (all units - savings at 50% of DEER) Com All CZ10 VintAll |  | System | Commercial | 01-ALC-AllCommercial-Cooling | 0 |  |  |  |  | 10 | 0 | 10 | 0 | 0 | 0 | 74 |  | kWh | 0.0665 | 0 | Commercial | [7 empty] | 3 | 0.85 |  |  |  | 0 | 5 | 0 | 0 | 0 | 0 | 0 | 0 | 0 | 0 | 0 | 0 | 2009 Qtr 1: 5; 2009 Qtr 2: 0; 2009 Qtr 3: 0; 2009 Qtr 4: 0; 2010 Qtr 1: 0; 2010 Qtr 2: 0; 2010 Qtr 3: 0; 2010 Qtr 4: 0; 2011 Qtr 1: 0; 2011 Qtr 2: 0; 2011 Qtr 3: 0; 2011 Qtr 4: 0 | 5
0 | 253142-Commercial HVAC Diagnostic/Tune-up Com All CZ10 VintAll |  | System | Commercial | 01-ALC-AllCommercial-Cooling | 0 |  |  |  |  | 45.3009 | 0 | 55.3 | 0 | 0 | -9.9991 | 214 |  | kWh | 0.15 | 0 | Commercial | [7 empty] | 10 | 0.85 |  |  |  | 0 | 4 | 0 | 0 | 0 | 0 | 0 | 0 | 0 | 0 | 0 | 0 | 2009 Qtr 1: 4; 2009 Qtr 2: 0; 2009 Qtr 3: 0; 2009 Qtr 4: 0; 2010 Qtr 1: 0; 2010 Qtr 2: 0; 2010 Qtr 3: 0; 2010 Qtr 4: 0; 2011 Qtr 1: 0; 2011 Qtr 2: 0; 2011 Qtr 3: 0; 2011 Qtr 4: 0 | 4
0 | 253145-Commercial Condensor Coil Cleaning (all units - savings at 50% of DEER) Com All CZ10 VintAll |  | System | Commercial | 01-ALC-AllCommercial-Cooling | 0 |  |  |  |  | 10 | 0 | 10 | 0 | 0 | 0 | 74 |  | kWh | 0.0665 | 0 | Commercial | [7 empty] | 3 | 0.85 |  |  |  | 0 | 4 | 0 | 0 | 0 | 0 | 0 | 0 | 0 | 0 | 0 | 0 | 2009 Qtr 1: 4; 2009 Qtr 2: 0; 2009 Qtr 3: 0; 2009 Qtr 4: 0; 2010 Qtr 1: 0; 2010 Qtr 2: 0; 2010 Qtr 3: 0; 2010 Qtr 4: 0; 2011 Qtr 1: 0; 2011 Qtr 2: 0; 2011 Qtr 3: 0; 2011 Qtr 4: 0 | 4
0 | 253142-Commercial HVAC Diagnostic/Tune-up Com All CZ10 VintAll |  | System | Commercial | 01-ALC-AllCommercial-Cooling | 0 |  |  |  |  | 45.3009 | 0 | 55.3 | 0 | 0 | -9.9991 | 214 |  | kWh | 0.15 | 0 | Commercial | [7 empty] | 10 | 0.85 |  |  |  | 0 | 4 | 0 | 0 | 0 | 0 | 0 | 0 | 0 | 0 | 0 | 0 | 2009 Qtr 1: 4; 2009 Qtr 2: 0; 2009 Qtr 3: 0; 2009 Qtr 4: 0; 2010 Qtr 1: 0; 2010 Qtr 2: 0; 2010 Qtr 3: 0; 2010 Qtr 4: 0; 2011 Qtr 1: 0; 2011 Qtr 2: 0; 2011 Qtr 3: 0; 2011 Qtr 4: 0 | 4
0 | 253145-Commercial Condensor Coil Cleaning (all units - savings at 50% of DEER) Com All CZ10 VintAll |  | System | Commercial | 01-ALC-AllCommercial-Cooling | 0 |  |  |  |  | 10 | 0 | 10 | 0 | 0 | 0 | 74 |  | kWh | 0.0665 | 0 | Commercial | [7 empty] | 3 | 0.85 |  |  |  | 0 | 4 | 0 | 0 | 0 | 0 | 0 | 0 | 0 | 0 | 0 | 0 | 2009 Qtr 1: 4; 2009 Qtr 2: 0; 2009 Qtr 3: 0; 2009 Qtr 4: 0; 2010 Qtr 1: 0; 2010 Qtr 2: 0; 2010 Qtr 3: 0; 2010 Qtr 4: 0; 2011 Qtr 1: 0; 2011 Qtr 2: 0; 2011 Qtr 3: 0; 2011 Qtr 4: 0 | 4
0 | 253142-Commercial HVAC Diagnostic/Tune-up Com All CZ10 VintAll |  | System | Commercial | 01-ALC-AllCommercial-Cooling | 0 |  |  |  |  | 45.3009 | 0 | 55.3 | 0 | 0 | -9.9991 | 214 |  | kWh | 0.15 | 0 | Commercial | [7 empty] | 10 | 0.85 |  |  |  | 0 | 5 | 0 | 0 | 0 | 0 | 0 | 0 | 0 | 0 | 0 | 0 | 2009 Qtr 1: 5; 2009 Qtr 2: 0; 2009 Qtr 3: 0; 2009 Qtr 4: 0; 2010 Qtr 1: 0; 2010 Qtr 2: 0; 2010 Qtr 3: 0; 2010 Qtr 4: 0; 2011 Qtr 1: 0; 2011 Qtr 2: 0; 2011 Qtr 3: 0; 2011 Qtr 4: 0 | 5
0 | 253145-Commercial Condensor Coil Cleaning (all units - savings at 50% of DEER) Com All CZ10 VintAll |  | System | Commercial | 01-ALC-AllCommercial-Cooling | 0 |  |  |  |  | 10 | 0 | 10 | 0 | 0 | 0 | 74 |  | kWh | 0.0665 | 0 | Commercial | [7 empty] | 3 | 0.85 |  |  |  | 0 | 5 | 0 | 0 | 0 | 0 | 0 | 0 | 0 | 0 | 0 | 0 | 2009 Qtr 1: 5; 2009 Qtr 2: 0; 2009 Qtr 3: 0; 2009 Qtr 4: 0; 2010 Qtr 1: 0; 2010 Qtr 2: 0; 2010 Qtr 3: 0; 2010 Qtr 4: 0; 2011 Qtr 1: 0; 2011 Qtr 2: 0; 2011 Qtr 3: 0; 2011 Qtr 4: 0 | 5
0 | 253142-Commercial HVAC Diagnostic/Tune-up Com All CZ10 VintAll |  | System | Commercial | 01-ALC-AllCommercial-Cooling | 0 |  |  |  |  | 45.3009 | 0 | 55.3 | 0 | 0 | -9.9991 | 214 |  | kWh | 0.15 | 0 | Commercial | [7 empty] | 10 | 0.85 |  |  |  | 0 | 4 | 0 | 0 | 0 | 0 | 0 | 0 | 0 | 0 | 0 | 0 | 2009 Qtr 1: 4; 2009 Qtr 2: 0; 2009 Qtr 3: 0; 2009 Qtr 4: 0; 2010 Qtr 1: 0; 2010 Qtr 2: 0; 2010 Qtr 3: 0; 2010 Qtr 4: 0; 2011 Qtr 1: 0; 2011 Qtr 2: 0; 2011 Qtr 3: 0; 2011 Qtr 4: 0 | 4
0 | 253142-Commercial HVAC Diagnostic/Tune-up Com All CZ10 VintAll |  | System | Commercial | 01-ALC-AllCommercial-Cooling | 0 |  |  |  |  | 45.3009 | 0 | 55.3 | 0 | 0 | -9.9991 | 214 |  | kWh | 0.15 | 0 | Commercial | [7 empty] | 10 | 0.85 |  |  |  | 0 | 4 | 0 | 0 | 0 | 0 | 0 | 0 | 0 | 0 | 0 | 0 | 2009 Qtr 1: 4; 2009 Qtr 2: 0; 2009 Qtr 3: 0; 2009 Qtr 4: 0; 2010 Qtr 1: 0; 2010 Qtr 2: 0; 2010 Qtr 3: 0; 2010 Qtr 4: 0; 2011 Qtr 1: 0; 2011 Qtr 2: 0; 2011 Qtr 3: 0; 2011 Qtr 4: 0 | 4
0 | 253142-Commercial HVAC Diagnostic/Tune-up Com All CZ10 VintAll |  | System | Commercial | 01-ALC-AllCommercial-Cooling | 0 |  |  |  |  | 45.3009 | 0 | 55.3 | 0 | 0 | -9.9991 | 214 |  | kWh | 0.15 | 0 | Commercial | [7 empty] | 10 | 0.85 |  |  |  | 0 | 5 | 0 | 0 | 0 | 0 | 0 | 0 | 0 | 0 | 0 | 0 | 2009 Qtr 1: 5; 2009 Qtr 2: 0; 2009 Qtr 3: 0; 2009 Qtr 4: 0; 2010 Qtr 1: 0; 2010 Qtr 2: 0; 2010 Qtr 3: 0; 2010 Qtr 4: 0; 2011 Qtr 1: 0; 2011 Qtr 2: 0; 2011 Qtr 3: 0; 2011 Qtr 4: 0 | 5
0 | 253145-Commercial Condensor Coil Cleaning (all units - savings at 50% of DEER) Com All CZ10 VintAll |  | System | Commercial | 01-ALC-AllCommercial-Cooling | 0 |  |  |  |  | 10 | 0 | 10 | 0 | 0 | 0 | 74 |  | kWh | 0.0665 | 0 | Commercial | [7 empty] | 3 | 0.85 |  |  |  | 0 | 4 | 0 | 0 | 0 | 0 | 0 | 0 | 0 | 0 | 0 | 0 | 2009 Qtr 1: 4; 2009 Qtr 2: 0; 2009 Qtr 3: 0; 2009 Qtr 4: 0; 2010 Qtr 1: 0; 2010 Qtr 2: 0; 2010 Qtr 3: 0; 2010 Qtr 4: 0; 2011 Qtr 1: 0; 2011 Qtr 2: 0; 2011 Qtr 3: 0; 2011 Qtr 4: 0 | 4
0 | 253145-Commercial Condensor Coil Cleaning (all units - savings at 50% of DEER) Com All CZ10 VintAll |  | System | Commercial | 01-ALC-AllCommercial-Cooling | 0 |  |  |  |  | 10 | 0 | 10 | 0 | 0 | 0 | 74 |  | kWh | 0.0665 | 0 | Commercial | [7 empty] | 3 | 0.85 |  |  |  | 0 | 4 | 0 | 0 | 0 | 0 | 0 | 0 | 0 | 0 | 0 | 0 | 2009 Qtr 1: 4; 2009 Qtr 2: 0; 2009 Qtr 3: 0; 2009 Qtr 4: 0; 2010 Qtr 1: 0; 2010 Qtr 2: 0; 2010 Qtr 3: 0; 2010 Qtr 4: 0; 2011 Qtr 1: 0; 2011 Qtr 2: 0; 2011 Qtr 3: 0; 2011 Qtr 4: 0 | 4
0 | 253145-Commercial Condensor Coil Cleaning (all units - savings at 50% of DEER) Com All CZ10 VintAll |  | System | Commercial | 01-ALC-AllCommercial-Cooling | 0 |  |  |  |  | 10 | 0 | 10 | 0 | 0 | 0 | 74 |  | kWh | 0.0665 | 0 | Commercial | [7 empty] | 3 | 0.85 |  |  |  | 0 | 5 | 0 | 0 | 0 | 0 | 0 | 0 | 0 | 0 | 0 | 0 | 2009 Qtr 1: 5; 2009 Qtr 2: 0; 2009 Qtr 3: 0; 2009 Qtr 4: 0; 2010 Qtr 1: 0; 2010 Qtr 2: 0; 2010 Qtr 3: 0; 2010 Qtr 4: 0; 2011 Qtr 1: 0; 2011 Qtr 2: 0; 2011 Qtr 3: 0; 2011 Qtr 4: 0 | 5
0 | 253145-Commercial Condensor Coil Cleaning (all units - savings at 50% of DEER) Com All CZ10 VintAll |  | System | Commercial | 01-ALC-AllCommercial-Cooling | 0 |  |  |  |  | 10 | 0 | 10 | 0 | 0 | 0 | 74 |  | kWh | 0.0665 | 0 | Commercial | [7 empty] | 3 | 0.85 |  |  |  | 0 | 4 | 0 | 0 | 0 | 0 | 0 | 0 | 0 | 0 | 0 | 0 | 2009 Qtr 1: 4; 2009 Qtr 2: 0; 2009 Qtr 3: 0; 2009 Qtr 4: 0; 2010 Qtr 1: 0; 2010 Qtr 2: 0; 2010 Qtr 3: 0; 2010 Qtr 4: 0; 2011 Qtr 1: 0; 2011 Qtr 2: 0; 2011 Qtr 3: 0; 2011 Qtr 4: 0 | 4
0 | 253142-Commercial HVAC Diagnostic/Tune-up Com All CZ10 VintAll |  | System | Commercial | 01-ALC-AllCommercial-Cooling | 0 |  |  |  |  | 45.3009 | 0 | 55.3 | 0 | 0 | -9.9991 | 214 |  | kWh | 0.15 | 0 | Commercial | [7 empty] | 10 | 0.85 |  |  |  | 0 | 4 | 0 | 0 | 0 | 0 | 0 | 0 | 0 | 0 | 0 | 0 | 2009 Qtr 1: 4; 2009 Qtr 2: 0; 2009 Qtr 3: 0; 2009 Qtr 4: 0; 2010 Qtr 1: 0; 2010 Qtr 2: 0; 2010 Qtr 3: 0; 2010 Qtr 4: 0; 2011 Qtr 1: 0; 2011 Qtr 2: 0; 2011 Qtr 3: 0; 2011 Qtr 4: 0 | 4
0 | 253142-Commercial HVAC Diagnostic/Tune-up Com All CZ10 VintAll |  | System | Commercial | 01-ALC-AllCommercial-Cooling | 0 |  |  |  |  | 45.3009 | 0 | 55.3 | 0 | 0 | -9.9991 | 214 |  | kWh | 0.15 | 0 | Commercial | [7 empty] | 10 | 0.85 |  |  |  | 0 | 5 | 0 | 0 | 0 | 0 | 0 | 0 | 0 | 0 | 0 | 0 | 2009 Qtr 1: 5; 2009 Qtr 2: 0; 2009 Qtr 3: 0; 2009 Qtr 4: 0; 2010 Qtr 1: 0; 2010 Qtr 2: 0; 2010 Qtr 3: 0; 2010 Qtr 4: 0; 2011 Qtr 1: 0; 2011 Qtr 2: 0; 2011 Qtr 3: 0; 2011 Qtr 4: 0 | 5
0 | 253142-Commercial HVAC Diagnostic/Tune-up Com All CZ10 VintAll |  | System | Commercial | 01-ALC-AllCommercial-Cooling | 0 |  |  |  |  | 45.3009 | 0 | 64.5167 | 0 | 0 | -19.2158 | 214 |  | kWh | 0.15 | 0 | Commercial | [7 empty] | 10 | 0.85 |  |  |  | 0 | 3 | 0 | 0 | 0 | 0 | 0 | 0 | 0 | 0 | 0 | 0 | 2009 Qtr 1: 3; 2009 Qtr 2: 0; 2009 Qtr 3: 0; 2009 Qtr 4: 0; 2010 Qtr 1: 0; 2010 Qtr 2: 0; 2010 Qtr 3: 0; 2010 Qtr 4: 0; 2011 Qtr 1: 0; 2011 Qtr 2: 0; 2011 Qtr 3: 0; 2011 Qtr 4: 0 | 3
0 | 253145-Commercial Condensor Coil Cleaning (all units - savings at 50% of DEER) Com All CZ10 VintAll |  | System | Commercial | 01-ALC-AllCommercial-Cooling | 0 |  |  |  |  | 10 | 0 | 10 | 0 | 0 | 0 | 74 |  | kWh | 0.0665 | 0 | Commercial | [7 empty] | 3 | 0.85 |  |  |  | 0 | 5 | 0 | 0 | 0 | 0 | 0 | 0 | 0 | 0 | 0 | 0 | 2009 Qtr 1: 5; 2009 Qtr 2: 0; 2009 Qtr 3: 0; 2009 Qtr 4: 0; 2010 Qtr 1: 0; 2010 Qtr 2: 0; 2010 Qtr 3: 0; 2010 Qtr 4: 0; 2011 Qtr 1: 0; 2011 Qtr 2: 0; 2011 Qtr 3: 0; 2011 Qtr 4: 0 | 5
0 | 253145-Commercial Condensor Coil Cleaning (all units - savings at 50% of DEER) Com All CZ10 VintAll |  | System | Commercial | 01-ALC-AllCommercial-Cooling | 0 |  |  |  |  | 10 | 0 | 11.6667 | 0 | 0 | -1.6667 | 74 |  | kWh | 0.0665 | 0 | Commercial | [7 empty] | 3 | 0.85 |  |  |  | 0 | 3 | 0 | 0 | 0 | 0 | 0 | 0 | 0 | 0 | 0 | 0 | 2009 Qtr 1: 3; 2009 Qtr 2: 0; 2009 Qtr 3: 0; 2009 Qtr 4: 0; 2010 Qtr 1: 0; 2010 Qtr 2: 0; 2010 Qtr 3: 0; 2010 Qtr 4: 0; 2011 Qtr 1: 0; 2011 Qtr 2: 0; 2011 Qtr 3: 0; 2011 Qtr 4: 0 | 3
0 | 253142-Commercial HVAC Diagnostic/Tune-up Com All CZ10 VintAll |  | System | Commercial | 01-ALC-AllCommercial-Cooling | 0 |  |  |  |  | 45.3009 | 0 | 55.3 | 0 | 0 | -9.9991 | 214 |  | kWh | 0.15 | 0 | Commercial | [7 empty] | 10 | 0.85 |  |  |  | 0 | 3 | 0 | 0 | 0 | 0 | 0 | 0 | 0 | 0 | 0 | 0 | 2009 Qtr 1: 3; 2009 Qtr 2: 0; 2009 Qtr 3: 0; 2009 Qtr 4: 0; 2010 Qtr 1: 0; 2010 Qtr 2: 0; 2010 Qtr 3: 0; 2010 Qtr 4: 0; 2011 Qtr 1: 0; 2011 Qtr 2: 0; 2011 Qtr 3: 0; 2011 Qtr 4: 0 | 3
0 | 253145-Commercial Condensor Coil Cleaning (all units - savings at 50% of DEER) Com All CZ10 VintAll |  | System | Commercial | 01-ALC-AllCommercial-Cooling | 0 |  |  |  |  | 10 | 0 | 10 | 0 | 0 | 0 | 74 |  | kWh | 0.0665 | 0 | Commercial | [7 empty] | 3 | 0.85 |  |  |  | 0 | 3 | 0 | 0 | 0 | 0 | 0 | 0 | 0 | 0 | 0 | 0 | 2009 Qtr 1: 3; 2009 Qtr 2: 0; 2009 Qtr 3: 0; 2009 Qtr 4: 0; 2010 Qtr 1: 0; 2010 Qtr 2: 0; 2010 Qtr 3: 0; 2010 Qtr 4: 0; 2011 Qtr 1: 0; 2011 Qtr 2: 0; 2011 Qtr 3: 0; 2011 Qtr 4: 0 | 3
0 | 253142-Commercial HVAC Diagnostic/Tune-up Com All CZ10 VintAll |  | System | Commercial | 01-ALC-AllCommercial-Cooling | 0 |  |  |  |  | 45.3009 | 0 | 69.125 | 0 | 0 | -23.8241 | 214 |  | kWh | 0.15 | 0 | Commercial | [7 empty] | 10 | 0.85 |  |  |  | 0 | 2 | 0 | 0 | 0 | 0 | 0 | 0 | 0 | 0 | 0 | 0 | 2009 Qtr 1: 2; 2009 Qtr 2: 0; 2009 Qtr 3: 0; 2009 Qtr 4: 0; 2010 Qtr 1: 0; 2010 Qtr 2: 0; 2010 Qtr 3: 0; 2010 Qtr 4: 0; 2011 Qtr 1: 0; 2011 Qtr 2: 0; 2011 Qtr 3: 0; 2011 Qtr 4: 0 | 2
0 | 253142-Commercial HVAC Diagnostic/Tune-up Com All CZ10 VintAll |  | System | Commercial | 01-ALC-AllCommercial-Cooling | 0 |  |  |  |  | 45.3009 | 0 | 55.3 | 0 | 0 | -9.9991 | 214 |  | kWh | 0.15 | 0 | Commercial | [7 empty] | 10 | 0.85 |  |  |  | 0 | 5 | 0 | 0 | 0 | 0 | 0 | 0 | 0 | 0 | 0 | 0 | 2009 Qtr 1: 5; 2009 Qtr 2: 0; 2009 Qtr 3: 0; 2009 Qtr 4: 0; 2010 Qtr 1: 0; 2010 Qtr 2: 0; 2010 Qtr 3: 0; 2010 Qtr 4: 0; 2011 Qtr 1: 0; 2011 Qtr 2: 0; 2011 Qtr 3: 0; 2011 Qtr 4: 0 | 5
0 | 253141-Commercial HVAC Diagnostic/Tune-up Com All CZ07 VintAll |  | System | Commercial | 01-ALC-AllCommercial-Cooling | 0 |  |  |  |  | 45.3009 | 0 | 55.3 | 0 | 0 | -9.9991 | 196 |  | kWh | 0.15 | 0 | Commercial | [7 empty] | 10 | 0.85 |  |  |  | 0 | 5 | 0 | 0 | 0 | 0 | 0 | 0 | 0 | 0 | 0 | 0 | 2009 Qtr 1: 5; 2009 Qtr 2: 0; 2009 Qtr 3: 0; 2009 Qtr 4: 0; 2010 Qtr 1: 0; 2010 Qtr 2: 0; 2010 Qtr 3: 0; 2010 Qtr 4: 0; 2011 Qtr 1: 0; 2011 Qtr 2: 0; 2011 Qtr 3: 0; 2011 Qtr 4: 0 | 5
0 | 253141-Commercial HVAC Diagnostic/Tune-up Com All CZ07 VintAll |  | System | Commercial | 01-ALC-AllCommercial-Cooling | 0 |  |  |  |  | 45.3009 | 0 | 64.5167 | 0 | 0 | -19.2158 | 196 |  | kWh | 0.15 | 0 | Commercial | [7 empty] | 10 | 0.85 |  |  |  | 0 | 3 | 0 | 0 | 0 | 0 | 0 | 0 | 0 | 0 | 0 | 0 | 2009 Qtr 1: 3; 2009 Qtr 2: 0; 2009 Qtr 3: 0; 2009 Qtr 4: 0; 2010 Qtr 1: 0; 2010 Qtr 2: 0; 2010 Qtr 3: 0; 2010 Qtr 4: 0; 2011 Qtr 1: 0; 2011 Qtr 2: 0; 2011 Qtr 3: 0; 2011 Qtr 4: 0 | 3
0 | 253141-Commercial HVAC Diagnostic/Tune-up Com All CZ07 VintAll |  | System | Commercial | 01-ALC-AllCommercial-Cooling | 0 |  |  |  |  | 45.3009 | 0 | 55.3 | 0 | 0 | -9.9991 | 196 |  | kWh | 0.15 | 0 | Commercial | [7 empty] | 10 | 0.85 |  |  |  | 0 | 5 | 0 | 0 | 0 | 0 | 0 | 0 | 0 | 0 | 0 | 0 | 2009 Qtr 1: 5; 2009 Qtr 2: 0; 2009 Qtr 3: 0; 2009 Qtr 4: 0; 2010 Qtr 1: 0; 2010 Qtr 2: 0; 2010 Qtr 3: 0; 2010 Qtr 4: 0; 2011 Qtr 1: 0; 2011 Qtr 2: 0; 2011 Qtr 3: 0; 2011 Qtr 4: 0 | 5
0 | 253144-Commercial Condensor Coil Cleaning (all units - savings at 50% of DEER) Com All CZ07 VintAll |  | System | Commercial | 01-ALC-AllCommercial-Cooling | 0 |  |  |  |  | 10 | 0 | 10 | 0 | 0 | 0 | 60 |  | kWh | 0.047 | 0 | Commercial | [7 empty] | 3 | 0.85 |  |  |  | 0 | 5 | 0 | 0 | 0 | 0 | 0 | 0 | 0 | 0 | 0 | 0 | 2009 Qtr 1: 5; 2009 Qtr 2: 0; 2009 Qtr 3: 0; 2009 Qtr 4: 0; 2010 Qtr 1: 0; 2010 Qtr 2: 0; 2010 Qtr 3: 0; 2010 Qtr 4: 0; 2011 Qtr 1: 0; 2011 Qtr 2: 0; 2011 Qtr 3: 0; 2011 Qtr 4: 0 | 5
0 | 253144-Commercial Condensor Coil Cleaning (all units - savings at 50% of DEER) Com All CZ07 VintAll |  | System | Commercial | 01-ALC-AllCommercial-Cooling | 0 |  |  |  |  | 10 | 0 | 10 | 0 | 0 | 0 | 60 |  | kWh | 0.047 | 0 | Commercial | [7 empty] | 3 | 0.85 |  |  |  | 0 | 5 | 0 | 0 | 0 | 0 | 0 | 0 | 0 | 0 | 0 | 0 | 2009 Qtr 1: 5; 2009 Qtr 2: 0; 2009 Qtr 3: 0; 2009 Qtr 4: 0; 2010 Qtr 1: 0; 2010 Qtr 2: 0; 2010 Qtr 3: 0; 2010 Qtr 4: 0; 2011 Qtr 1: 0; 2011 Qtr 2: 0; 2011 Qtr 3: 0; 2011 Qtr 4: 0 | 5
0 | 253144-Commercial Condensor Coil Cleaning (all units - savings at 50% of DEER) Com All CZ07 VintAll |  | System | Commercial | 01-ALC-AllCommercial-Cooling | 0 |  |  |  |  | 10 | 0 | 10 | 0 | 0 | 0 | 60 |  | kWh | 0.047 | 0 | Commercial | [7 empty] | 3 | 0.85 |  |  |  | 0 | 5 | 0 | 0 | 0 | 0 | 0 | 0 | 0 | 0 | 0 | 0 | 2009 Qtr 1: 5; 2009 Qtr 2: 0; 2009 Qtr 3: 0; 2009 Qtr 4: 0; 2010 Qtr 1: 0; 2010 Qtr 2: 0; 2010 Qtr 3: 0; 2010 Qtr 4: 0; 2011 Qtr 1: 0; 2011 Qtr 2: 0; 2011 Qtr 3: 0; 2011 Qtr 4: 0 | 5
0 | 253144-Commercial Condensor Coil Cleaning (all units - savings at 50% of DEER) Com All CZ07 VintAll |  | System | Commercial | 01-ALC-AllCommercial-Cooling | 0 |  |  |  |  | 10 | 0 | 10 | 0 | 0 | 0 | 60 |  | kWh | 0.047 | 0 | Commercial | [7 empty] | 3 | 0.85 |  |  |  | 0 | 4 | 0 | 0 | 0 | 0 | 0 | 0 | 0 | 0 | 0 | 0 | 2009 Qtr 1: 4; 2009 Qtr 2: 0; 2009 Qtr 3: 0; 2009 Qtr 4: 0; 2010 Qtr 1: 0; 2010 Qtr 2: 0; 2010 Qtr 3: 0; 2010 Qtr 4: 0; 2011 Qtr 1: 0; 2011 Qtr 2: 0; 2011 Qtr 3: 0; 2011 Qtr 4: 0 | 4
0 | 253144-Commercial Condensor Coil Cleaning (all units - savings at 50% of DEER) Com All CZ07 VintAll |  | System | Commercial | 01-ALC-AllCommercial-Cooling | 0 |  |  |  |  | 10 | 0 | 10 | 0 | 0 | 0 | 60 |  | kWh | 0.047 | 0 | Commercial | [7 empty] | 3 | 0.85 |  |  |  | 0 | 3 | 0 | 0 | 0 | 0 | 0 | 0 | 0 | 0 | 0 | 0 | 2009 Qtr 1: 3; 2009 Qtr 2: 0; 2009 Qtr 3: 0; 2009 Qtr 4: 0; 2010 Qtr 1: 0; 2010 Qtr 2: 0; 2010 Qtr 3: 0; 2010 Qtr 4: 0; 2011 Qtr 1: 0; 2011 Qtr 2: 0; 2011 Qtr 3: 0; 2011 Qtr 4: 0 | 3
0 | 253144-Commercial Condensor Coil Cleaning (all units - savings at 50% of DEER) Com All CZ07 VintAll |  | System | Commercial | 01-ALC-AllCommercial-Cooling | 0 |  |  |  |  | 10 | 0 | 10 | 0 | 0 | 0 | 60 |  | kWh | 0.047 | 0 | Commercial | [7 empty] | 3 | 0.85 |  |  |  | 0 | 5 | 0 | 0 | 0 | 0 | 0 | 0 | 0 | 0 | 0 | 0 | 2009 Qtr 1: 5; 2009 Qtr 2: 0; 2009 Qtr 3: 0; 2009 Qtr 4: 0; 2010 Qtr 1: 0; 2010 Qtr 2: 0; 2010 Qtr 3: 0; 2010 Qtr 4: 0; 2011 Qtr 1: 0; 2011 Qtr 2: 0; 2011 Qtr 3: 0; 2011 Qtr 4: 0 | 5
0 | 253144-Commercial Condensor Coil Cleaning (all units - savings at 50% of DEER) Com All CZ07 VintAll |  | System | Commercial | 01-ALC-AllCommercial-Cooling | 0 |  |  |  |  | 10 | 0 | 10 | 0 | 0 | 0 | 60 |  | kWh | 0.047 | 0 | Commercial | [7 empty] | 3 | 0.85 |  |  |  | 0 | 5 | 0 | 0 | 0 | 0 | 0 | 0 | 0 | 0 | 0 | 0 | 2009 Qtr 1: 5; 2009 Qtr 2: 0; 2009 Qtr 3: 0; 2009 Qtr 4: 0; 2010 Qtr 1: 0; 2010 Qtr 2: 0; 2010 Qtr 3: 0; 2010 Qtr 4: 0; 2011 Qtr 1: 0; 2011 Qtr 2: 0; 2011 Qtr 3: 0; 2011 Qtr 4: 0 | 5
0 | 253144-Commercial Condensor Coil Cleaning (all units - savings at 50% of DEER) Com All CZ07 VintAll |  | System | Commercial | 01-ALC-AllCommercial-Cooling | 0 |  |  |  |  | 10 | 0 | 10 | 0 | 0 | 0 | 60 |  | kWh | 0.047 | 0 | Commercial | [7 empty] | 3 | 0.85 |  |  |  | 0 | 5 | 0 | 0 | 0 | 0 | 0 | 0 | 0 | 0 | 0 | 0 | 2009 Qtr 1: 5; 2009 Qtr 2: 0; 2009 Qtr 3: 0; 2009 Qtr 4: 0; 2010 Qtr 1: 0; 2010 Qtr 2: 0; 2010 Qtr 3: 0; 2010 Qtr 4: 0; 2011 Qtr 1: 0; 2011 Qtr 2: 0; 2011 Qtr 3: 0; 2011 Qtr 4: 0 | 5
0 | 253141-Commercial HVAC Diagnostic/Tune-up Com All CZ07 VintAll |  | System | Commercial | 01-ALC-AllCommercial-Cooling | 0 |  |  |  |  | 45.3009 | 0 | 55.3 | 0 | 0 | -9.9991 | 196 |  | kWh | 0.15 | 0 | Commercial | [7 empty] | 10 | 0.85 |  |  |  | 0 | 5 | 0 | 0 | 0 | 0 | 0 | 0 | 0 | 0 | 0 | 0 | 2009 Qtr 1: 5; 2009 Qtr 2: 0; 2009 Qtr 3: 0; 2009 Qtr 4: 0; 2010 Qtr 1: 0; 2010 Qtr 2: 0; 2010 Qtr 3: 0; 2010 Qtr 4: 0; 2011 Qtr 1: 0; 2011 Qtr 2: 0; 2011 Qtr 3: 0; 2011 Qtr 4: 0 | 5
0 | 253144-Commercial Condensor Coil Cleaning (all units - savings at 50% of DEER) Com All CZ07 VintAll |  | System | Commercial | 01-ALC-AllCommercial-Cooling | 0 |  |  |  |  | 10 | 0 | 10 | 0 | 0 | 0 | 60 |  | kWh | 0.047 | 0 | Commercial | [7 empty] | 3 | 0.85 |  |  |  | 0 | 5 | 0 | 0 | 0 | 0 | 0 | 0 | 0 | 0 | 0 | 0 | 2009 Qtr 1: 5; 2009 Qtr 2: 0; 2009 Qtr 3: 0; 2009 Qtr 4: 0; 2010 Qtr 1: 0; 2010 Qtr 2: 0; 2010 Qtr 3: 0; 2010 Qtr 4: 0; 2011 Qtr 1: 0; 2011 Qtr 2: 0; 2011 Qtr 3: 0; 2011 Qtr 4: 0 | 5
0 | 253144-Commercial Condensor Coil Cleaning (all units - savings at 50% of DEER) Com All CZ07 VintAll |  | System | Commercial | 01-ALC-AllCommercial-Cooling | 0 |  |  |  |  | 10 | 0 | 11.6667 | 0 | 0 | -1.6667 | 60 |  | kWh | 0.047 | 0 | Commercial | [7 empty] | 3 | 0.85 |  |  |  | 0 | 3 | 0 | 0 | 0 | 0 | 0 | 0 | 0 | 0 | 0 | 0 | 2009 Qtr 1: 3; 2009 Qtr 2: 0; 2009 Qtr 3: 0; 2009 Qtr 4: 0; 2010 Qtr 1: 0; 2010 Qtr 2: 0; 2010 Qtr 3: 0; 2010 Qtr 4: 0; 2011 Qtr 1: 0; 2011 Qtr 2: 0; 2011 Qtr 3: 0; 2011 Qtr 4: 0 | 3
0 | 253144-Commercial Condensor Coil Cleaning (all units - savings at 50% of DEER) Com All CZ07 VintAll |  | System | Commercial | 01-ALC-AllCommercial-Cooling | 0 |  |  |  |  | 10 | 0 | 10 | 0 | 0 | 0 | 60 |  | kWh | 0.047 | 0 | Commercial | [7 empty] | 3 | 0.85 |  |  |  | 0 | 5 | 0 | 0 | 0 | 0 | 0 | 0 | 0 | 0 | 0 | 0 | 2009 Qtr 1: 5; 2009 Qtr 2: 0; 2009 Qtr 3: 0; 2009 Qtr 4: 0; 2010 Qtr 1: 0; 2010 Qtr 2: 0; 2010 Qtr 3: 0; 2010 Qtr 4: 0; 2011 Qtr 1: 0; 2011 Qtr 2: 0; 2011 Qtr 3: 0; 2011 Qtr 4: 0 | 5
0 | 253141-Commercial HVAC Diagnostic/Tune-up Com All CZ07 VintAll |  | System | Commercial | 01-ALC-AllCommercial-Cooling | 0 |  |  |  |  | 45.3009 | 0 | 55.3 | 0 | 0 | -9.9991 | 196 |  | kWh | 0.15 | 0 | Commercial | [7 empty] | 10 | 0.85 |  |  |  | 0 | 5 | 0 | 0 | 0 | 0 | 0 | 0 | 0 | 0 | 0 | 0 | 2009 Qtr 1: 5; 2009 Qtr 2: 0; 2009 Qtr 3: 0; 2009 Qtr 4: 0; 2010 Qtr 1: 0; 2010 Qtr 2: 0; 2010 Qtr 3: 0; 2010 Qtr 4: 0; 2011 Qtr 1: 0; 2011 Qtr 2: 0; 2011 Qtr 3: 0; 2011 Qtr 4: 0 | 5
0 | 253141-Commercial HVAC Diagnostic/Tune-up Com All CZ07 VintAll |  | System | Commercial | 01-ALC-AllCommercial-Cooling | 0 |  |  |  |  | 45.3009 | 0 | 55.3 | 0 | 0 | -9.9991 | 196 |  | kWh | 0.15 | 0 | Commercial | [7 empty] | 10 | 0.85 |  |  |  | 0 | 4 | 0 | 0 | 0 | 0 | 0 | 0 | 0 | 0 | 0 | 0 | 2009 Qtr 1: 4; 2009 Qtr 2: 0; 2009 Qtr 3: 0; 2009 Qtr 4: 0; 2010 Qtr 1: 0; 2010 Qtr 2: 0; 2010 Qtr 3: 0; 2010 Qtr 4: 0; 2011 Qtr 1: 0; 2011 Qtr 2: 0; 2011 Qtr 3: 0; 2011 Qtr 4: 0 | 4
0 | 253141-Commercial HVAC Diagnostic/Tune-up Com All CZ07 VintAll |  | System | Commercial | 01-ALC-AllCommercial-Cooling | 0 |  |  |  |  | 45.3009 | 0 | 55.3 | 0 | 0 | -9.9991 | 196 |  | kWh | 0.15 | 0 | Commercial | [7 empty] | 10 | 0.85 |  |  |  | 0 | 3 | 0 | 0 | 0 | 0 | 0 | 0 | 0 | 0 | 0 | 0 | 2009 Qtr 1: 3; 2009 Qtr 2: 0; 2009 Qtr 3: 0; 2009 Qtr 4: 0; 2010 Qtr 1: 0; 2010 Qtr 2: 0; 2010 Qtr 3: 0; 2010 Qtr 4: 0; 2011 Qtr 1: 0; 2011 Qtr 2: 0; 2011 Qtr 3: 0; 2011 Qtr 4: 0 | 3
0 | 253141-Commercial HVAC Diagnostic/Tune-up Com All CZ07 VintAll |  | System | Commercial | 01-ALC-AllCommercial-Cooling | 0 |  |  |  |  | 45.3009 | 0 | 55.3 | 0 | 0 | -9.9991 | 196 |  | kWh | 0.15 | 0 | Commercial | [7 empty] | 10 | 0.85 |  |  |  | 0 | 5 | 0 | 0 | 0 | 0 | 0 | 0 | 0 | 0 | 0 | 0 | 2009 Qtr 1: 5; 2009 Qtr 2: 0; 2009 Qtr 3: 0; 2009 Qtr 4: 0; 2010 Qtr 1: 0; 2010 Qtr 2: 0; 2010 Qtr 3: 0; 2010 Qtr 4: 0; 2011 Qtr 1: 0; 2011 Qtr 2: 0; 2011 Qtr 3: 0; 2011 Qtr 4: 0 | 5
0 | 253141-Commercial HVAC Diagnostic/Tune-up Com All CZ07 VintAll |  | System | Commercial | 01-ALC-AllCommercial-Cooling | 0 |  |  |  |  | 45.3009 | 0 | 55.3 | 0 | 0 | -9.9991 | 196 |  | kWh | 0.15 | 0 | Commercial | [7 empty] | 10 | 0.85 |  |  |  | 0 | 5 | 0 | 0 | 0 | 0 | 0 | 0 | 0 | 0 | 0 | 0 | 2009 Qtr 1: 5; 2009 Qtr 2: 0; 2009 Qtr 3: 0; 2009 Qtr 4: 0; 2010 Qtr 1: 0; 2010 Qtr 2: 0; 2010 Qtr 3: 0; 2010 Qtr 4: 0; 2011 Qtr 1: 0; 2011 Qtr 2: 0; 2011 Qtr 3: 0; 2011 Qtr 4: 0 | 5
0 | 253141-Commercial HVAC Diagnostic/Tune-up Com All CZ07 VintAll |  | System | Commercial | 01-ALC-AllCommercial-Cooling | 0 |  |  |  |  | 45.3009 | 0 | 55.3 | 0 | 0 | -9.9991 | 196 |  | kWh | 0.15 | 0 | Commercial | [7 empty] | 10 | 0.85 |  |  |  | 0 | 5 | 0 | 0 | 0 | 0 | 0 | 0 | 0 | 0 | 0 | 0 | 2009 Qtr 1: 5; 2009 Qtr 2: 0; 2009 Qtr 3: 0; 2009 Qtr 4: 0; 2010 Qtr 1: 0; 2010 Qtr 2: 0; 2010 Qtr 3: 0; 2010 Qtr 4: 0; 2011 Qtr 1: 0; 2011 Qtr 2: 0; 2011 Qtr 3: 0; 2011 Qtr 4: 0 | 5
0 | 253141-Commercial HVAC Diagnostic/Tune-up Com All CZ07 VintAll |  | System | Commercial | 01-ALC-AllCommercial-Cooling | 0 |  |  |  |  | 45.3009 | 0 | 55.3 | 0 | 0 | -9.9991 | 196 |  | kWh | 0.15 | 0 | Commercial | [7 empty] | 10 | 0.85 |  |  |  | 0 | 5 | 0 | 0 | 0 | 0 | 0 | 0 | 0 | 0 | 0 | 0 | 2009 Qtr 1: 5; 2009 Qtr 2: 0; 2009 Qtr 3: 0; 2009 Qtr 4: 0; 2010 Qtr 1: 0; 2010 Qtr 2: 0; 2010 Qtr 3: 0; 2010 Qtr 4: 0; 2011 Qtr 1: 0; 2011 Qtr 2: 0; 2011 Qtr 3: 0; 2011 Qtr 4: 0 | 5
0 | 253141-Commercial HVAC Diagnostic/Tune-up Com All CZ07 VintAll |  | System | Commercial | 01-ALC-AllCommercial-Cooling | 0 |  |  |  |  | 45.3009 | 0 | 82.95 | 0 | 0 | -37.6491 | 196 |  | kWh | 0.15 | 0 | Commercial | [7 empty] | 10 | 0.85 |  |  |  | 0 | 1 | 0 | 0 | 0 | 0 | 0 | 0 | 0 | 0 | 0 | 0 | 2009 Qtr 1: 1; 2009 Qtr 2: 0; 2009 Qtr 3: 0; 2009 Qtr 4: 0; 2010 Qtr 1: 0; 2010 Qtr 2: 0; 2010 Qtr 3: 0; 2010 Qtr 4: 0; 2011 Qtr 1: 0; 2011 Qtr 2: 0; 2011 Qtr 3: 0; 2011 Qtr 4: 0 | 1
0 | 253144-Commercial Condensor Coil Cleaning (all units - savings at 50% of DEER) Com All CZ07 VintAll |  | System | Commercial | 01-ALC-AllCommercial-Cooling | 0 |  |  |  |  | 10 | 0 | 15 | 0 | 0 | -5 | 60 |  | kWh | 0.047 | 0 | Commercial | [7 empty] | 3 | 0.85 |  |  |  | 0 | 1 | 0 | 0 | 0 | 0 | 0 | 0 | 0 | 0 | 0 | 0 | 2009 Qtr 1: 1; 2009 Qtr 2: 0; 2009 Qtr 3: 0; 2009 Qtr 4: 0; 2010 Qtr 1: 0; 2010 Qtr 2: 0; 2010 Qtr 3: 0; 2010 Qtr 4: 0; 2011 Qtr 1: 0; 2011 Qtr 2: 0; 2011 Qtr 3: 0; 2011 Qtr 4: 0 | 1
0 | 253141-Commercial HVAC Diagnostic/Tune-up Com All CZ07 VintAll |  | System | Commercial | 01-ALC-AllCommercial-Cooling | 0 |  |  |  |  | 45.3009 | 0 | 69.125 | 0 | 0 | -23.8241 | 196 |  | kWh | 0.15 | 0 | Commercial | [7 empty] | 10 | 0.85 |  |  |  | 0 | 2 | 0 | 0 | 0 | 0 | 0 | 0 | 0 | 0 | 0 | 0 | 2009 Qtr 1: 2; 2009 Qtr 2: 0; 2009 Qtr 3: 0; 2009 Qtr 4: 0; 2010 Qtr 1: 0; 2010 Qtr 2: 0; 2010 Qtr 3: 0; 2010 Qtr 4: 0; 2011 Qtr 1: 0; 2011 Qtr 2: 0; 2011 Qtr 3: 0; 2011 Qtr 4: 0 | 2
0 | 253144-Commercial Condensor Coil Cleaning (all units - savings at 50% of DEER) Com All CZ07 VintAll |  | System | Commercial | 01-ALC-AllCommercial-Cooling | 0 |  |  |  |  | 10 | 0 | 12.5 | 0 | 0 | -2.5 | 60 |  | kWh | 0.047 | 0 | Commercial | [7 empty] | 3 | 0.85 |  |  |  | 0 | 2 | 0 | 0 | 0 | 0 | 0 | 0 | 0 | 0 | 0 | 0 | 2009 Qtr 1: 2; 2009 Qtr 2: 0; 2009 Qtr 3: 0; 2009 Qtr 4: 0; 2010 Qtr 1: 0; 2010 Qtr 2: 0; 2010 Qtr 3: 0; 2010 Qtr 4: 0; 2011 Qtr 1: 0; 2011 Qtr 2: 0; 2011 Qtr 3: 0; 2011 Qtr 4: 0 | 2
0 | 253141-Commercial HVAC Diagnostic/Tune-up Com All CZ07 VintAll |  | System | Commercial | 01-ALC-AllCommercial-Cooling | 0 |  |  |  |  | 45.3009 | 0 | 55.3 | 0 | 0 | -9.9991 | 196 |  | kWh | 0.15 | 0 | Commercial | [7 empty] | 10 | 0.85 |  |  |  | 0 | 5 | 0 | 0 | 0 | 0 | 0 | 0 | 0 | 0 | 0 | 0 | 2009 Qtr 1: 5; 2009 Qtr 2: 0; 2009 Qtr 3: 0; 2009 Qtr 4: 0; 2010 Qtr 1: 0; 2010 Qtr 2: 0; 2010 Qtr 3: 0; 2010 Qtr 4: 0; 2011 Qtr 1: 0; 2011 Qtr 2: 0; 2011 Qtr 3: 0; 2011 Qtr 4: 0 | 5
0 | 253141-Commercial HVAC Diagnostic/Tune-up Com All CZ07 VintAll |  | System | Commercial | 01-ALC-AllCommercial-Cooling | 0 |  |  |  |  | 45.3009 | 0 | 55.3 | 0 | 0 | -9.9991 | 196 |  | kWh | 0.15 | 0 | Commercial | [7 empty] | 10 | 0.85 |  |  |  | 0 | 4 | 0 | 0 | 0 | 0 | 0 | 0 | 0 | 0 | 0 | 0 | 2009 Qtr 1: 4; 2009 Qtr 2: 0; 2009 Qtr 3: 0; 2009 Qtr 4: 0; 2010 Qtr 1: 0; 2010 Qtr 2: 0; 2010 Qtr 3: 0; 2010 Qtr 4: 0; 2011 Qtr 1: 0; 2011 Qtr 2: 0; 2011 Qtr 3: 0; 2011 Qtr 4: 0 | 4
0 | 253144-Commercial Condensor Coil Cleaning (all units - savings at 50% of DEER) Com All CZ07 VintAll |  | System | Commercial | 01-ALC-AllCommercial-Cooling | 0 |  |  |  |  | 10 | 0 | 10 | 0 | 0 | 0 | 60 |  | kWh | 0.047 | 0 | Commercial | [7 empty] | 3 | 0.85 |  |  |  | 0 | 5 | 0 | 0 | 0 | 0 | 0 | 0 | 0 | 0 | 0 | 0 | 2009 Qtr 1: 5; 2009 Qtr 2: 0; 2009 Qtr 3: 0; 2009 Qtr 4: 0; 2010 Qtr 1: 0; 2010 Qtr 2: 0; 2010 Qtr 3: 0; 2010 Qtr 4: 0; 2011 Qtr 1: 0; 2011 Qtr 2: 0; 2011 Qtr 3: 0; 2011 Qtr 4: 0 | 5
0 | 253144-Commercial Condensor Coil Cleaning (all units - savings at 50% of DEER) Com All CZ07 VintAll |  | System | Commercial | 01-ALC-AllCommercial-Cooling | 0 |  |  |  |  | 10 | 0 | 10 | 0 | 0 | 0 | 60 |  | kWh | 0.047 | 0 | Commercial | [7 empty] | 3 | 0.85 |  |  |  | 0 | 4 | 0 | 0 | 0 | 0 | 0 | 0 | 0 | 0 | 0 | 0 | 2009 Qtr 1: 4; 2009 Qtr 2: 0; 2009 Qtr 3: 0; 2009 Qtr 4: 0; 2010 Qtr 1: 0; 2010 Qtr 2: 0; 2010 Qtr 3: 0; 2010 Qtr 4: 0; 2011 Qtr 1: 0; 2011 Qtr 2: 0; 2011 Qtr 3: 0; 2011 Qtr 4: 0 | 4
0 | 253144-Commercial Condensor Coil Cleaning (all units - savings at 50% of DEER) Com All CZ07 VintAll |  | System | Commercial | 01-ALC-AllCommercial-Cooling | 0 |  |  |  |  | 10 | 0 | 10 | 0 | 0 | 0 | 60 |  | kWh | 0.047 | 0 | Commercial | [7 empty] | 3 | 0.85 |  |  |  | 0 | 2 | 0 | 0 | 0 | 0 | 0 | 0 | 0 | 0 | 0 | 0 | 2009 Qtr 1: 2; 2009 Qtr 2: 0; 2009 Qtr 3: 0; 2009 Qtr 4: 0; 2010 Qtr 1: 0; 2010 Qtr 2: 0; 2010 Qtr 3: 0; 2010 Qtr 4: 0; 2011 Qtr 1: 0; 2011 Qtr 2: 0; 2011 Qtr 3: 0; 2011 Qtr 4: 0 | 2
0 | 253144-Commercial Condensor Coil Cleaning (all units - savings at 50% of DEER) Com All CZ07 VintAll |  | System | Commercial | 01-ALC-AllCommercial-Cooling | 0 |  |  |  |  | 10 | 0 | 10 | 0 | 0 | 0 | 60 |  | kWh | 0.047 | 0 | Commercial | [7 empty] | 3 | 0.85 |  |  |  | 0 | 2 | 0 | 0 | 0 | 0 | 0 | 0 | 0 | 0 | 0 | 0 | 2009 Qtr 1: 2; 2009 Qtr 2: 0; 2009 Qtr 3: 0; 2009 Qtr 4: 0; 2010 Qtr 1: 0; 2010 Qtr 2: 0; 2010 Qtr 3: 0; 2010 Qtr 4: 0; 2011 Qtr 1: 0; 2011 Qtr 2: 0; 2011 Qtr 3: 0; 2011 Qtr 4: 0 | 2
0 | 253142-Commercial HVAC Diagnostic/Tune-up Com All CZ10 VintAll |  | System | Commercial | 01-ALC-AllCommercial-Cooling | 0 |  |  |  |  | 45.3009 | 0 | 55.3 | 0 | 0 | -9.9991 | 214 |  | kWh | 0.15 | 0 | Commercial | [7 empty] | 10 | 0.85 |  |  |  | 0 | 3 | 0 | 0 | 0 | 0 | 0 | 0 | 0 | 0 | 0 | 0 | 2009 Qtr 1: 3; 2009 Qtr 2: 0; 2009 Qtr 3: 0; 2009 Qtr 4: 0; 2010 Qtr 1: 0; 2010 Qtr 2: 0; 2010 Qtr 3: 0; 2010 Qtr 4: 0; 2011 Qtr 1: 0; 2011 Qtr 2: 0; 2011 Qtr 3: 0; 2011 Qtr 4: 0 | 3
0 | 253145-Commercial Condensor Coil Cleaning (all units - savings at 50% of DEER) Com All CZ10 VintAll |  | System | Commercial | 01-ALC-AllCommercial-Cooling | 0 |  |  |  |  | 10 | 0 | 10 | 0 | 0 | 0 | 74 |  | kWh | 0.0665 | 0 | Commercial | [7 empty] | 3 | 0.85 |  |  |  | 0 | 3 | 0 | 0 | 0 | 0 | 0 | 0 | 0 | 0 | 0 | 0 | 2009 Qtr 1: 3; 2009 Qtr 2: 0; 2009 Qtr 3: 0; 2009 Qtr 4: 0; 2010 Qtr 1: 0; 2010 Qtr 2: 0; 2010 Qtr 3: 0; 2010 Qtr 4: 0; 2011 Qtr 1: 0; 2011 Qtr 2: 0; 2011 Qtr 3: 0; 2011 Qtr 4: 0 | 3
0 | 253142-Commercial HVAC Diagnostic/Tune-up Com All CZ10 VintAll |  | System | Commercial | 01-ALC-AllCommercial-Cooling | 0 |  |  |  |  | 45.3009 | 0 | 55.3 | 0 | 0 | -9.9991 | 214 |  | kWh | 0.15 | 0 | Commercial | [7 empty] | 10 | 0.85 |  |  |  | 0 | 3 | 0 | 0 | 0 | 0 | 0 | 0 | 0 | 0 | 0 | 0 | 2009 Qtr 1: 3; 2009 Qtr 2: 0; 2009 Qtr 3: 0; 2009 Qtr 4: 0; 2010 Qtr 1: 0; 2010 Qtr 2: 0; 2010 Qtr 3: 0; 2010 Qtr 4: 0; 2011 Qtr 1: 0; 2011 Qtr 2: 0; 2011 Qtr 3: 0; 2011 Qtr 4: 0 | 3
0 | 253142-Commercial HVAC Diagnostic/Tune-up Com All CZ10 VintAll |  | System | Commercial | 01-ALC-AllCommercial-Cooling | 0 |  |  |  |  | 45.3009 | 0 | 55.3 | 0 | 0 | -9.9991 | 214 |  | kWh | 0.15 | 0 | Commercial | [7 empty] | 10 | 0.85 |  |  |  | 0 | 4 | 0 | 0 | 0 | 0 | 0 | 0 | 0 | 0 | 0 | 0 | 2009 Qtr 1: 4; 2009 Qtr 2: 0; 2009 Qtr 3: 0; 2009 Qtr 4: 0; 2010 Qtr 1: 0; 2010 Qtr 2: 0; 2010 Qtr 3: 0; 2010 Qtr 4: 0; 2011 Qtr 1: 0; 2011 Qtr 2: 0; 2011 Qtr 3: 0; 2011 Qtr 4: 0 | 4
0 | 253145-Commercial Condensor Coil Cleaning (all units - savings at 50% of DEER) Com All CZ10 VintAll |  | System | Commercial | 01-ALC-AllCommercial-Cooling | 0 |  |  |  |  | 10 | 0 | 10 | 0 | 0 | 0 | 74 |  | kWh | 0.0665 | 0 | Commercial | [7 empty] | 3 | 0.85 |  |  |  | 0 | 3 | 0 | 0 | 0 | 0 | 0 | 0 | 0 | 0 | 0 | 0 | 2009 Qtr 1: 3; 2009 Qtr 2: 0; 2009 Qtr 3: 0; 2009 Qtr 4: 0; 2010 Qtr 1: 0; 2010 Qtr 2: 0; 2010 Qtr 3: 0; 2010 Qtr 4: 0; 2011 Qtr 1: 0; 2011 Qtr 2: 0; 2011 Qtr 3: 0; 2011 Qtr 4: 0 | 3
0 | 253145-Commercial Condensor Coil Cleaning (all units - savings at 50% of DEER) Com All CZ10 VintAll |  | System | Commercial | 01-ALC-AllCommercial-Cooling | 0 |  |  |  |  | 10 | 0 | 10 | 0 | 0 | 0 | 74 |  | kWh | 0.0665 | 0 | Commercial | [7 empty] | 3 | 0.85 |  |  |  | 0 | 4 | 0 | 0 | 0 | 0 | 0 | 0 | 0 | 0 | 0 | 0 | 2009 Qtr 1: 4; 2009 Qtr 2: 0; 2009 Qtr 3: 0; 2009 Qtr 4: 0; 2010 Qtr 1: 0; 2010 Qtr 2: 0; 2010 Qtr 3: 0; 2010 Qtr 4: 0; 2011 Qtr 1: 0; 2011 Qtr 2: 0; 2011 Qtr 3: 0; 2011 Qtr 4: 0 | 4
0 | 253142-Commercial HVAC Diagnostic/Tune-up Com All CZ10 VintAll |  | System | Commercial | 01-ALC-AllCommercial-Cooling | 0 |  |  |  |  | 45.3009 | 0 | 55.3 | 0 | 0 | -9.9991 | 214 |  | kWh | 0.15 | 0 | Commercial | [7 empty] | 10 | 0.85 |  |  |  | 0 | 5 | 0 | 0 | 0 | 0 | 0 | 0 | 0 | 0 | 0 | 0 | 2009 Qtr 1: 5; 2009 Qtr 2: 0; 2009 Qtr 3: 0; 2009 Qtr 4: 0; 2010 Qtr 1: 0; 2010 Qtr 2: 0; 2010 Qtr 3: 0; 2010 Qtr 4: 0; 2011 Qtr 1: 0; 2011 Qtr 2: 0; 2011 Qtr 3: 0; 2011 Qtr 4: 0 | 5
0 | 253145-Commercial Condensor Coil Cleaning (all units - savings at 50% of DEER) Com All CZ10 VintAll |  | System | Commercial | 01-ALC-AllCommercial-Cooling | 0 |  |  |  |  | 10 | 0 | 10 | 0 | 0 | 0 | 74 |  | kWh | 0.0665 | 0 | Commercial | [7 empty] | 3 | 0.85 |  |  |  | 0 | 5 | 0 | 0 | 0 | 0 | 0 | 0 | 0 | 0 | 0 | 0 | 2009 Qtr 1: 5; 2009 Qtr 2: 0; 2009 Qtr 3: 0; 2009 Qtr 4: 0; 2010 Qtr 1: 0; 2010 Qtr 2: 0; 2010 Qtr 3: 0; 2010 Qtr 4: 0; 2011 Qtr 1: 0; 2011 Qtr 2: 0; 2011 Qtr 3: 0; 2011 Qtr 4: 0 | 5
0 | 253142-Commercial HVAC Diagnostic/Tune-up Com All CZ10 VintAll |  | System | Commercial | 01-ALC-AllCommercial-Cooling | 0 |  |  |  |  | 45.3009 | 0 | 55.3 | 0 | 0 | -9.9991 | 214 |  | kWh | 0.15 | 0 | Commercial | [7 empty] | 10 | 0.85 |  |  |  | 0 | 3 | 0 | 0 | 0 | 0 | 0 | 0 | 0 | 0 | 0 | 0 | 2009 Qtr 1: 3; 2009 Qtr 2: 0; 2009 Qtr 3: 0; 2009 Qtr 4: 0; 2010 Qtr 1: 0; 2010 Qtr 2: 0; 2010 Qtr 3: 0; 2010 Qtr 4: 0; 2011 Qtr 1: 0; 2011 Qtr 2: 0; 2011 Qtr 3: 0; 2011 Qtr 4: 0 | 3
0 | 253145-Commercial Condensor Coil Cleaning (all units - savings at 50% of DEER) Com All CZ10 VintAll |  | System | Commercial | 01-ALC-AllCommercial-Cooling | 0 |  |  |  |  | 10 | 0 | 10 | 0 | 0 | 0 | 74 |  | kWh | 0.0665 | 0 | Commercial | [7 empty] | 3 | 0.85 |  |  |  | 0 | 3 | 0 | 0 | 0 | 0 | 0 | 0 | 0 | 0 | 0 | 0 | 2009 Qtr 1: 3; 2009 Qtr 2: 0; 2009 Qtr 3: 0; 2009 Qtr 4: 0; 2010 Qtr 1: 0; 2010 Qtr 2: 0; 2010 Qtr 3: 0; 2010 Qtr 4: 0; 2011 Qtr 1: 0; 2011 Qtr 2: 0; 2011 Qtr 3: 0; 2011 Qtr 4: 0 | 3
0 | 253142-Commercial HVAC Diagnostic/Tune-up Com All CZ10 VintAll |  | System | Commercial | 01-ALC-AllCommercial-Cooling | 0 |  |  |  |  | 45.3009 | 0 | 55.3 | 0 | 0 | -9.9991 | 214 |  | kWh | 0.15 | 0 | Commercial | [7 empty] | 10 | 0.85 |  |  |  | 0 | 3 | 0 | 0 | 0 | 0 | 0 | 0 | 0 | 0 | 0 | 0 | 2009 Qtr 1: 3; 2009 Qtr 2: 0; 2009 Qtr 3: 0; 2009 Qtr 4: 0; 2010 Qtr 1: 0; 2010 Qtr 2: 0; 2010 Qtr 3: 0; 2010 Qtr 4: 0; 2011 Qtr 1: 0; 2011 Qtr 2: 0; 2011 Qtr 3: 0; 2011 Qtr 4: 0 | 3
0 | 253145-Commercial Condensor Coil Cleaning (all units - savings at 50% of DEER) Com All CZ10 VintAll |  | System | Commercial | 01-ALC-AllCommercial-Cooling | 0 |  |  |  |  | 10 | 0 | 10 | 0 | 0 | 0 | 74 |  | kWh | 0.0665 | 0 | Commercial | [7 empty] | 3 | 0.85 |  |  |  | 0 | 3 | 0 | 0 | 0 | 0 | 0 | 0 | 0 | 0 | 0 | 0 | 2009 Qtr 1: 3; 2009 Qtr 2: 0; 2009 Qtr 3: 0; 2009 Qtr 4: 0; 2010 Qtr 1: 0; 2010 Qtr 2: 0; 2010 Qtr 3: 0; 2010 Qtr 4: 0; 2011 Qtr 1: 0; 2011 Qtr 2: 0; 2011 Qtr 3: 0; 2011 Qtr 4: 0 | 3
0 | 253142-Commercial HVAC Diagnostic/Tune-up Com All CZ10 VintAll |  | System | Commercial | 01-ALC-AllCommercial-Cooling | 0 |  |  |  |  | 45.3009 | 0 | 64.5167 | 0 | 0 | -19.2158 | 214 |  | kWh | 0.15 | 0 | Commercial | [7 empty] | 10 | 0.85 |  |  |  | 0 | 3 | 0 | 0 | 0 | 0 | 0 | 0 | 0 | 0 | 0 | 0 | 2009 Qtr 1: 3; 2009 Qtr 2: 0; 2009 Qtr 3: 0; 2009 Qtr 4: 0; 2010 Qtr 1: 0; 2010 Qtr 2: 0; 2010 Qtr 3: 0; 2010 Qtr 4: 0; 2011 Qtr 1: 0; 2011 Qtr 2: 0; 2011 Qtr 3: 0; 2011 Qtr 4: 0 | 3
0 | 253145-Commercial Condensor Coil Cleaning (all units - savings at 50% of DEER) Com All CZ10 VintAll |  | System | Commercial | 01-ALC-AllCommercial-Cooling | 0 |  |  |  |  | 10 | 0 | 11.6667 | 0 | 0 | -1.6667 | 74 |  | kWh | 0.0665 | 0 | Commercial | [7 empty] | 3 | 0.85 |  |  |  | 0 | 3 | 0 | 0 | 0 | 0 | 0 | 0 | 0 | 0 | 0 | 0 | 2009 Qtr 1: 3; 2009 Qtr 2: 0; 2009 Qtr 3: 0; 2009 Qtr 4: 0; 2010 Qtr 1: 0; 2010 Qtr 2: 0; 2010 Qtr 3: 0; 2010 Qtr 4: 0; 2011 Qtr 1: 0; 2011 Qtr 2: 0; 2011 Qtr 3: 0; 2011 Qtr 4: 0 | 3
0 | 253142-Commercial HVAC Diagnostic/Tune-up Com All CZ10 VintAll |  | System | Commercial | 01-ALC-AllCommercial-Cooling | 0 |  |  |  |  | 45.3009 | 0 | 64.5167 | 0 | 0 | -19.2158 | 214 |  | kWh | 0.15 | 0 | Commercial | [7 empty] | 10 | 0.85 |  |  |  | 0 | 3 | 0 | 0 | 0 | 0 | 0 | 0 | 0 | 0 | 0 | 0 | 2009 Qtr 1: 3; 2009 Qtr 2: 0; 2009 Qtr 3: 0; 2009 Qtr 4: 0; 2010 Qtr 1: 0; 2010 Qtr 2: 0; 2010 Qtr 3: 0; 2010 Qtr 4: 0; 2011 Qtr 1: 0; 2011 Qtr 2: 0; 2011 Qtr 3: 0; 2011 Qtr 4: 0 | 3
0 | 253145-Commercial Condensor Coil Cleaning (all units - savings at 50% of DEER) Com All CZ10 VintAll |  | System | Commercial | 01-ALC-AllCommercial-Cooling | 0 |  |  |  |  | 10 | 0 | 11.6667 | 0 | 0 | -1.6667 | 74 |  | kWh | 0.0665 | 0 | Commercial | [7 empty] | 3 | 0.85 |  |  |  | 0 | 3 | 0 | 0 | 0 | 0 | 0 | 0 | 0 | 0 | 0 | 0 | 2009 Qtr 1: 3; 2009 Qtr 2: 0; 2009 Qtr 3: 0; 2009 Qtr 4: 0; 2010 Qtr 1: 0; 2010 Qtr 2: 0; 2010 Qtr 3: 0; 2010 Qtr 4: 0; 2011 Qtr 1: 0; 2011 Qtr 2: 0; 2011 Qtr 3: 0; 2011 Qtr 4: 0 | 3
0 | 253142-Commercial HVAC Diagnostic/Tune-up Com All CZ10 VintAll |  | System | Commercial | 01-ALC-AllCommercial-Cooling | 0 |  |  |  |  | 45.3009 | 0 | 55.3 | 0 | 0 | -9.9991 | 214 |  | kWh | 0.15 | 0 | Commercial | [7 empty] | 10 | 0.85 |  |  |  | 0 | 5 | 0 | 0 | 0 | 0 | 0 | 0 | 0 | 0 | 0 | 0 | 2009 Qtr 1: 5; 2009 Qtr 2: 0; 2009 Qtr 3: 0; 2009 Qtr 4: 0; 2010 Qtr 1: 0; 2010 Qtr 2: 0; 2010 Qtr 3: 0; 2010 Qtr 4: 0; 2011 Qtr 1: 0; 2011 Qtr 2: 0; 2011 Qtr 3: 0; 2011 Qtr 4: 0 | 5
0 | 253142-Commercial HVAC Diagnostic/Tune-up Com All CZ10 VintAll |  | System | Commercial | 01-ALC-AllCommercial-Cooling | 0 |  |  |  |  | 45.3009 | 0 | 69.125 | 0 | 0 | -23.8241 | 214 |  | kWh | 0.15 | 0 | Commercial | [7 empty] | 10 | 0.85 |  |  |  | 0 | 2 | 0 | 0 | 0 | 0 | 0 | 0 | 0 | 0 | 0 | 0 | 2009 Qtr 1: 2; 2009 Qtr 2: 0; 2009 Qtr 3: 0; 2009 Qtr 4: 0; 2010 Qtr 1: 0; 2010 Qtr 2: 0; 2010 Qtr 3: 0; 2010 Qtr 4: 0; 2011 Qtr 1: 0; 2011 Qtr 2: 0; 2011 Qtr 3: 0; 2011 Qtr 4: 0 | 2
0 | 253145-Commercial Condensor Coil Cleaning (all units - savings at 50% of DEER) Com All CZ10 VintAll |  | System | Commercial | 01-ALC-AllCommercial-Cooling | 0 |  |  |  |  | 10 | 0 | 10 | 0 | 0 | 0 | 74 |  | kWh | 0.0665 | 0 | Commercial | [7 empty] | 3 | 0.85 |  |  |  | 0 | 5 | 0 | 0 | 0 | 0 | 0 | 0 | 0 | 0 | 0 | 0 | 2009 Qtr 1: 5; 2009 Qtr 2: 0; 2009 Qtr 3: 0; 2009 Qtr 4: 0; 2010 Qtr 1: 0; 2010 Qtr 2: 0; 2010 Qtr 3: 0; 2010 Qtr 4: 0; 2011 Qtr 1: 0; 2011 Qtr 2: 0; 2011 Qtr 3: 0; 2011 Qtr 4: 0 | 5
0 | 253145-Commercial Condensor Coil Cleaning (all units - savings at 50% of DEER) Com All CZ10 VintAll |  | System | Commercial | 01-ALC-AllCommercial-Cooling | 0 |  |  |  |  | 10 | 0 | 12.5 | 0 | 0 | -2.5 | 74 |  | kWh | 0.0665 | 0 | Commercial | [7 empty] | 3 | 0.85 |  |  |  | 0 | 2 | 0 | 0 | 0 | 0 | 0 | 0 | 0 | 0 | 0 | 0 | 2009 Qtr 1: 2; 2009 Qtr 2: 0; 2009 Qtr 3: 0; 2009 Qtr 4: 0; 2010 Qtr 1: 0; 2010 Qtr 2: 0; 2010 Qtr 3: 0; 2010 Qtr 4: 0; 2011 Qtr 1: 0; 2011 Qtr 2: 0; 2011 Qtr 3: 0; 2011 Qtr 4: 0 | 2
0 | 253142-Commercial HVAC Diagnostic/Tune-up Com All CZ10 VintAll |  | System | Commercial | 01-ALC-AllCommercial-Cooling | 0 |  |  |  |  | 45.3009 | 0 | 55.3 | 0 | 0 | -9.9991 | 214 |  | kWh | 0.15 | 0 | Commercial | [7 empty] | 10 | 0.85 |  |  |  | 0 | 4 | 0 | 0 | 0 | 0 | 0 | 0 | 0 | 0 | 0 | 0 | 2009 Qtr 1: 4; 2009 Qtr 2: 0; 2009 Qtr 3: 0; 2009 Qtr 4: 0; 2010 Qtr 1: 0; 2010 Qtr 2: 0; 2010 Qtr 3: 0; 2010 Qtr 4: 0; 2011 Qtr 1: 0; 2011 Qtr 2: 0; 2011 Qtr 3: 0; 2011 Qtr 4: 0 | 4
0 | 253142-Commercial HVAC Diagnostic/Tune-up Com All CZ10 VintAll |  | System | Commercial | 01-ALC-AllCommercial-Cooling | 0 |  |  |  |  | 45.3009 | 0 | 55.3 | 0 | 0 | -9.9991 | 214 |  | kWh | 0.15 | 0 | Commercial | [7 empty] | 10 | 0.85 |  |  |  | 0 | 4 | 0 | 0 | 0 | 0 | 0 | 0 | 0 | 0 | 0 | 0 | 2009 Qtr 1: 4; 2009 Qtr 2: 0; 2009 Qtr 3: 0; 2009 Qtr 4: 0; 2010 Qtr 1: 0; 2010 Qtr 2: 0; 2010 Qtr 3: 0; 2010 Qtr 4: 0; 2011 Qtr 1: 0; 2011 Qtr 2: 0; 2011 Qtr 3: 0; 2011 Qtr 4: 0 | 4
0 | 253142-Commercial HVAC Diagnostic/Tune-up Com All CZ10 VintAll |  | System | Commercial | 01-ALC-AllCommercial-Cooling | 0 |  |  |  |  | 45.3009 | 0 | 55.3 | 0 | 0 | -9.9991 | 214 |  | kWh | 0.15 | 0 | Commercial | [7 empty] | 10 | 0.85 |  |  |  | 0 | 4 | 0 | 0 | 0 | 0 | 0 | 0 | 0 | 0 | 0 | 0 | 2009 Qtr 1: 4; 2009 Qtr 2: 0; 2009 Qtr 3: 0; 2009 Qtr 4: 0; 2010 Qtr 1: 0; 2010 Qtr 2: 0; 2010 Qtr 3: 0; 2010 Qtr 4: 0; 2011 Qtr 1: 0; 2011 Qtr 2: 0; 2011 Qtr 3: 0; 2011 Qtr 4: 0 | 4
0 | 253142-Commercial HVAC Diagnostic/Tune-up Com All CZ10 VintAll |  | System | Commercial | 01-ALC-AllCommercial-Cooling | 0 |  |  |  |  | 45.3009 | 0 | 55.3 | 0 | 0 | -9.9991 | 214 |  | kWh | 0.15 | 0 | Commercial | [7 empty] | 10 | 0.85 |  |  |  | 0 | 4 | 0 | 0 | 0 | 0 | 0 | 0 | 0 | 0 | 0 | 0 | 2009 Qtr 1: 4; 2009 Qtr 2: 0; 2009 Qtr 3: 0; 2009 Qtr 4: 0; 2010 Qtr 1: 0; 2010 Qtr 2: 0; 2010 Qtr 3: 0; 2010 Qtr 4: 0; 2011 Qtr 1: 0; 2011 Qtr 2: 0; 2011 Qtr 3: 0; 2011 Qtr 4: 0 | 4
0 | 253142-Commercial HVAC Diagnostic/Tune-up Com All CZ10 VintAll |  | System | Commercial | 01-ALC-AllCommercial-Cooling | 0 |  |  |  |  | 45.3009 | 0 | 55.3 | 0 | 0 | -9.9991 | 214 |  | kWh | 0.15 | 0 | Commercial | [7 empty] | 10 | 0.85 |  |  |  | 0 | 4 | 0 | 0 | 0 | 0 | 0 | 0 | 0 | 0 | 0 | 0 | 2009 Qtr 1: 4; 2009 Qtr 2: 0; 2009 Qtr 3: 0; 2009 Qtr 4: 0; 2010 Qtr 1: 0; 2010 Qtr 2: 0; 2010 Qtr 3: 0; 2010 Qtr 4: 0; 2011 Qtr 1: 0; 2011 Qtr 2: 0; 2011 Qtr 3: 0; 2011 Qtr 4: 0 | 4
0 | 253142-Commercial HVAC Diagnostic/Tune-up Com All CZ10 VintAll |  | System | Commercial | 01-ALC-AllCommercial-Cooling | 0 |  |  |  |  | 45.3009 | 0 | 55.3 | 0 | 0 | -9.9991 | 214 |  | kWh | 0.15 | 0 | Commercial | [7 empty] | 10 | 0.85 |  |  |  | 0 | 5 | 0 | 0 | 0 | 0 | 0 | 0 | 0 | 0 | 0 | 0 | 2009 Qtr 1: 5; 2009 Qtr 2: 0; 2009 Qtr 3: 0; 2009 Qtr 4: 0; 2010 Qtr 1: 0; 2010 Qtr 2: 0; 2010 Qtr 3: 0; 2010 Qtr 4: 0; 2011 Qtr 1: 0; 2011 Qtr 2: 0; 2011 Qtr 3: 0; 2011 Qtr 4: 0 | 5
0 | 253142-Commercial HVAC Diagnostic/Tune-up Com All CZ10 VintAll |  | System | Commercial | 01-ALC-AllCommercial-Cooling | 0 |  |  |  |  | 45.3009 | 0 | 64.5167 | 0 | 0 | -19.2158 | 214 |  | kWh | 0.15 | 0 | Commercial | [7 empty] | 10 | 0.85 |  |  |  | 0 | 3 | 0 | 0 | 0 | 0 | 0 | 0 | 0 | 0 | 0 | 0 | 2009 Qtr 1: 3; 2009 Qtr 2: 0; 2009 Qtr 3: 0; 2009 Qtr 4: 0; 2010 Qtr 1: 0; 2010 Qtr 2: 0; 2010 Qtr 3: 0; 2010 Qtr 4: 0; 2011 Qtr 1: 0; 2011 Qtr 2: 0; 2011 Qtr 3: 0; 2011 Qtr 4: 0 | 3
0 | 253142-Commercial HVAC Diagnostic/Tune-up Com All CZ10 VintAll |  | System | Commercial | 01-ALC-AllCommercial-Cooling | 0 |  |  |  |  | 45.3009 | 0 | 55.3 | 0 | 0 | -9.9991 | 214 |  | kWh | 0.15 | 0 | Commercial | [7 empty] | 10 | 0.85 |  |  |  | 0 | 4 | 0 | 0 | 0 | 0 | 0 | 0 | 0 | 0 | 0 | 0 | 2009 Qtr 1: 4; 2009 Qtr 2: 0; 2009 Qtr 3: 0; 2009 Qtr 4: 0; 2010 Qtr 1: 0; 2010 Qtr 2: 0; 2010 Qtr 3: 0; 2010 Qtr 4: 0; 2011 Qtr 1: 0; 2011 Qtr 2: 0; 2011 Qtr 3: 0; 2011 Qtr 4: 0 | 4
0 | 253142-Commercial HVAC Diagnostic/Tune-up Com All CZ10 VintAll |  | System | Commercial | 01-ALC-AllCommercial-Cooling | 0 |  |  |  |  | 45.3009 | 0 | 55.3 | 0 | 0 | -9.9991 | 214 |  | kWh | 0.15 | 0 | Commercial | [7 empty] | 10 | 0.85 |  |  |  | 0 | 4 | 0 | 0 | 0 | 0 | 0 | 0 | 0 | 0 | 0 | 0 | 2009 Qtr 1: 4; 2009 Qtr 2: 0; 2009 Qtr 3: 0; 2009 Qtr 4: 0; 2010 Qtr 1: 0; 2010 Qtr 2: 0; 2010 Qtr 3: 0; 2010 Qtr 4: 0; 2011 Qtr 1: 0; 2011 Qtr 2: 0; 2011 Qtr 3: 0; 2011 Qtr 4: 0 | 4
0 | 253142-Commercial HVAC Diagnostic/Tune-up Com All CZ10 VintAll |  | System | Commercial | 01-ALC-AllCommercial-Cooling | 0 |  |  |  |  | 45.3009 | 0 | 55.3 | 0 | 0 | -9.9991 | 214 |  | kWh | 0.15 | 0 | Commercial | [7 empty] | 10 | 0.85 |  |  |  | 0 | 4 | 0 | 0 | 0 | 0 | 0 | 0 | 0 | 0 | 0 | 0 | 2009 Qtr 1: 4; 2009 Qtr 2: 0; 2009 Qtr 3: 0; 2009 Qtr 4: 0; 2010 Qtr 1: 0; 2010 Qtr 2: 0; 2010 Qtr 3: 0; 2010 Qtr 4: 0; 2011 Qtr 1: 0; 2011 Qtr 2: 0; 2011 Qtr 3: 0; 2011 Qtr 4: 0 | 4
0 | 253142-Commercial HVAC Diagnostic/Tune-up Com All CZ10 VintAll |  | System | Commercial | 01-ALC-AllCommercial-Cooling | 0 |  |  |  |  | 45.3009 | 0 | 55.3 | 0 | 0 | -9.9991 | 214 |  | kWh | 0.15 | 0 | Commercial | [7 empty] | 10 | 0.85 |  |  |  | 0 | 4 | 0 | 0 | 0 | 0 | 0 | 0 | 0 | 0 | 0 | 0 | 2009 Qtr 1: 4; 2009 Qtr 2: 0; 2009 Qtr 3: 0; 2009 Qtr 4: 0; 2010 Qtr 1: 0; 2010 Qtr 2: 0; 2010 Qtr 3: 0; 2010 Qtr 4: 0; 2011 Qtr 1: 0; 2011 Qtr 2: 0; 2011 Qtr 3: 0; 2011 Qtr 4: 0 | 4
0 | 253142-Commercial HVAC Diagnostic/Tune-up Com All CZ10 VintAll |  | System | Commercial | 01-ALC-AllCommercial-Cooling | 0 |  |  |  |  | 45.3009 | 0 | 55.3 | 0 | 0 | -9.9991 | 214 |  | kWh | 0.15 | 0 | Commercial | [7 empty] | 10 | 0.85 |  |  |  | 0 | 5 | 0 | 0 | 0 | 0 | 0 | 0 | 0 | 0 | 0 | 0 | 2009 Qtr 1: 5; 2009 Qtr 2: 0; 2009 Qtr 3: 0; 2009 Qtr 4: 0; 2010 Qtr 1: 0; 2010 Qtr 2: 0; 2010 Qtr 3: 0; 2010 Qtr 4: 0; 2011 Qtr 1: 0; 2011 Qtr 2: 0; 2011 Qtr 3: 0; 2011 Qtr 4: 0 | 5
0 | 253142-Commercial HVAC Diagnostic/Tune-up Com All CZ10 VintAll |  | System | Commercial | 01-ALC-AllCommercial-Cooling | 0 |  |  |  |  | 45.3009 | 0 | 55.3 | 0 | 0 | -9.9991 | 214 |  | kWh | 0.15 | 0 | Commercial | [7 empty] | 10 | 0.85 |  |  |  | 0 | 4 | 0 | 0 | 0 | 0 | 0 | 0 | 0 | 0 | 0 | 0 | 2009 Qtr 1: 4; 2009 Qtr 2: 0; 2009 Qtr 3: 0; 2009 Qtr 4: 0; 2010 Qtr 1: 0; 2010 Qtr 2: 0; 2010 Qtr 3: 0; 2010 Qtr 4: 0; 2011 Qtr 1: 0; 2011 Qtr 2: 0; 2011 Qtr 3: 0; 2011 Qtr 4: 0 | 4
0 | 253142-Commercial HVAC Diagnostic/Tune-up Com All CZ10 VintAll |  | System | Commercial | 01-ALC-AllCommercial-Cooling | 0 |  |  |  |  | 45.3009 | 0 | 55.3 | 0 | 0 | -9.9991 | 214 |  | kWh | 0.15 | 0 | Commercial | [7 empty] | 10 | 0.85 |  |  |  | 0 | 4 | 0 | 0 | 0 | 0 | 0 | 0 | 0 | 0 | 0 | 0 | 2009 Qtr 1: 4; 2009 Qtr 2: 0; 2009 Qtr 3: 0; 2009 Qtr 4: 0; 2010 Qtr 1: 0; 2010 Qtr 2: 0; 2010 Qtr 3: 0; 2010 Qtr 4: 0; 2011 Qtr 1: 0; 2011 Qtr 2: 0; 2011 Qtr 3: 0; 2011 Qtr 4: 0 | 4
0 | 253142-Commercial HVAC Diagnostic/Tune-up Com All CZ10 VintAll |  | System | Commercial | 01-ALC-AllCommercial-Cooling | 0 |  |  |  |  | 45.3009 | 0 | 55.3 | 0 | 0 | -9.9991 | 214 |  | kWh | 0.15 | 0 | Commercial | [7 empty] | 10 | 0.85 |  |  |  | 0 | 5 | 0 | 0 | 0 | 0 | 0 | 0 | 0 | 0 | 0 | 0 | 2009 Qtr 1: 5; 2009 Qtr 2: 0; 2009 Qtr 3: 0; 2009 Qtr 4: 0; 2010 Qtr 1: 0; 2010 Qtr 2: 0; 2010 Qtr 3: 0; 2010 Qtr 4: 0; 2011 Qtr 1: 0; 2011 Qtr 2: 0; 2011 Qtr 3: 0; 2011 Qtr 4: 0 | 5
0 | 253142-Commercial HVAC Diagnostic/Tune-up Com All CZ10 VintAll |  | System | Commercial | 01-ALC-AllCommercial-Cooling | 0 |  |  |  |  | 45.3009 | 0 | 69.125 | 0 | 0 | -23.8241 | 214 |  | kWh | 0.15 | 0 | Commercial | [7 empty] | 10 | 0.85 |  |  |  | 0 | 2 | 0 | 0 | 0 | 0 | 0 | 0 | 0 | 0 | 0 | 0 | 2009 Qtr 1: 2; 2009 Qtr 2: 0; 2009 Qtr 3: 0; 2009 Qtr 4: 0; 2010 Qtr 1: 0; 2010 Qtr 2: 0; 2010 Qtr 3: 0; 2010 Qtr 4: 0; 2011 Qtr 1: 0; 2011 Qtr 2: 0; 2011 Qtr 3: 0; 2011 Qtr 4: 0 | 2
0 | 253142-Commercial HVAC Diagnostic/Tune-up Com All CZ10 VintAll |  | System | Commercial | 01-ALC-AllCommercial-Cooling | 0 |  |  |  |  | 45.3009 | 0 | 82.95 | 0 | 0 | -37.6491 | 214 |  | kWh | 0.15 | 0 | Commercial | [7 empty] | 10 | 0.85 |  |  |  | 0 | 1 | 0 | 0 | 0 | 0 | 0 | 0 | 0 | 0 | 0 | 0 | 2009 Qtr 1: 1; 2009 Qtr 2: 0; 2009 Qtr 3: 0; 2009 Qtr 4: 0; 2010 Qtr 1: 0; 2010 Qtr 2: 0; 2010 Qtr 3: 0; 2010 Qtr 4: 0; 2011 Qtr 1: 0; 2011 Qtr 2: 0; 2011 Qtr 3: 0; 2011 Qtr 4: 0 | 1
0 | 253142-Commercial HVAC Diagnostic/Tune-up Com All CZ10 VintAll |  | System | Commercial | 01-ALC-AllCommercial-Cooling | 0 |  |  |  |  | 45.3009 | 0 | 55.3 | 0 | 0 | -9.9991 | 214 |  | kWh | 0.15 | 0 | Commercial | [7 empty] | 10 | 0.85 |  |  |  | 0 | 4 | 0 | 0 | 0 | 0 | 0 | 0 | 0 | 0 | 0 | 0 | 2009 Qtr 1: 4; 2009 Qtr 2: 0; 2009 Qtr 3: 0; 2009 Qtr 4: 0; 2010 Qtr 1: 0; 2010 Qtr 2: 0; 2010 Qtr 3: 0; 2010 Qtr 4: 0; 2011 Qtr 1: 0; 2011 Qtr 2: 0; 2011 Qtr 3: 0; 2011 Qtr 4: 0 | 4
0 | 253142-Commercial HVAC Diagnostic/Tune-up Com All CZ10 VintAll |  | System | Commercial | 01-ALC-AllCommercial-Cooling | 0 |  |  |  |  | 45.3009 | 0 | 55.3 | 0 | 0 | -9.9991 | 214 |  | kWh | 0.15 | 0 | Commercial | [7 empty] | 10 | 0.85 |  |  |  | 0 | 4 | 0 | 0 | 0 | 0 | 0 | 0 | 0 | 0 | 0 | 0 | 2009 Qtr 1: 4; 2009 Qtr 2: 0; 2009 Qtr 3: 0; 2009 Qtr 4: 0; 2010 Qtr 1: 0; 2010 Qtr 2: 0; 2010 Qtr 3: 0; 2010 Qtr 4: 0; 2011 Qtr 1: 0; 2011 Qtr 2: 0; 2011 Qtr 3: 0; 2011 Qtr 4: 0 | 4
0 | 253142-Commercial HVAC Diagnostic/Tune-up Com All CZ10 VintAll |  | System | Commercial | 01-ALC-AllCommercial-Cooling | 0 |  |  |  |  | 45.3009 | 0 | 55.3 | 0 | 0 | -9.9991 | 214 |  | kWh | 0.15 | 0 | Commercial | [7 empty] | 10 | 0.85 |  |  |  | 0 | 4 | 0 | 0 | 0 | 0 | 0 | 0 | 0 | 0 | 0 | 0 | 2009 Qtr 1: 4; 2009 Qtr 2: 0; 2009 Qtr 3: 0; 2009 Qtr 4: 0; 2010 Qtr 1: 0; 2010 Qtr 2: 0; 2010 Qtr 3: 0; 2010 Qtr 4: 0; 2011 Qtr 1: 0; 2011 Qtr 2: 0; 2011 Qtr 3: 0; 2011 Qtr 4: 0 | 4
0 | 253142-Commercial HVAC Diagnostic/Tune-up Com All CZ10 VintAll |  | System | Commercial | 01-ALC-AllCommercial-Cooling | 0 |  |  |  |  | 45.3009 | 0 | 55.3 | 0 | 0 | -9.9991 | 214 |  | kWh | 0.15 | 0 | Commercial | [7 empty] | 10 | 0.85 |  |  |  | 0 | 4 | 0 | 0 | 0 | 0 | 0 | 0 | 0 | 0 | 0 | 0 | 2009 Qtr 1: 4; 2009 Qtr 2: 0; 2009 Qtr 3: 0; 2009 Qtr 4: 0; 2010 Qtr 1: 0; 2010 Qtr 2: 0; 2010 Qtr 3: 0; 2010 Qtr 4: 0; 2011 Qtr 1: 0; 2011 Qtr 2: 0; 2011 Qtr 3: 0; 2011 Qtr 4: 0 | 4
0 | 253142-Commercial HVAC Diagnostic/Tune-up Com All CZ10 VintAll |  | System | Commercial | 01-ALC-AllCommercial-Cooling | 0 |  |  |  |  | 45.3009 | 0 | 55.3 | 0 | 0 | -9.9991 | 214 |  | kWh | 0.15 | 0 | Commercial | [7 empty] | 10 | 0.85 |  |  |  | 0 | 4 | 0 | 0 | 0 | 0 | 0 | 0 | 0 | 0 | 0 | 0 | 2009 Qtr 1: 4; 2009 Qtr 2: 0; 2009 Qtr 3: 0; 2009 Qtr 4: 0; 2010 Qtr 1: 0; 2010 Qtr 2: 0; 2010 Qtr 3: 0; 2010 Qtr 4: 0; 2011 Qtr 1: 0; 2011 Qtr 2: 0; 2011 Qtr 3: 0; 2011 Qtr 4: 0 | 4
0 | 253142-Commercial HVAC Diagnostic/Tune-up Com All CZ10 VintAll |  | System | Commercial | 01-ALC-AllCommercial-Cooling | 0 |  |  |  |  | 45.3009 | 0 | 55.3 | 0 | 0 | -9.9991 | 214 |  | kWh | 0.15 | 0 | Commercial | [7 empty] | 10 | 0.85 |  |  |  | 0 | 4 | 0 | 0 | 0 | 0 | 0 | 0 | 0 | 0 | 0 | 0 | 2009 Qtr 1: 4; 2009 Qtr 2: 0; 2009 Qtr 3: 0; 2009 Qtr 4: 0; 2010 Qtr 1: 0; 2010 Qtr 2: 0; 2010 Qtr 3: 0; 2010 Qtr 4: 0; 2011 Qtr 1: 0; 2011 Qtr 2: 0; 2011 Qtr 3: 0; 2011 Qtr 4: 0 | 4
0 | 253142-Commercial HVAC Diagnostic/Tune-up Com All CZ10 VintAll |  | System | Commercial | 01-ALC-AllCommercial-Cooling | 0 |  |  |  |  | 45.3009 | 0 | 55.3 | 0 | 0 | -9.9991 | 214 |  | kWh | 0.15 | 0 | Commercial | [7 empty] | 10 | 0.85 |  |  |  | 0 | 4 | 0 | 0 | 0 | 0 | 0 | 0 | 0 | 0 | 0 | 0 | 2009 Qtr 1: 4; 2009 Qtr 2: 0; 2009 Qtr 3: 0; 2009 Qtr 4: 0; 2010 Qtr 1: 0; 2010 Qtr 2: 0; 2010 Qtr 3: 0; 2010 Qtr 4: 0; 2011 Qtr 1: 0; 2011 Qtr 2: 0; 2011 Qtr 3: 0; 2011 Qtr 4: 0 | 4
0 | 253142-Commercial HVAC Diagnostic/Tune-up Com All CZ10 VintAll |  | System | Commercial | 01-ALC-AllCommercial-Cooling | 0 |  |  |  |  | 45.3009 | 0 | 55.3 | 0 | 0 | -9.9991 | 214 |  | kWh | 0.15 | 0 | Commercial | [7 empty] | 10 | 0.85 |  |  |  | 0 | 6 | 0 | 0 | 0 | 0 | 0 | 0 | 0 | 0 | 0 | 0 | 2009 Qtr 1: 6; 2009 Qtr 2: 0; 2009 Qtr 3: 0; 2009 Qtr 4: 0; 2010 Qtr 1: 0; 2010 Qtr 2: 0; 2010 Qtr 3: 0; 2010 Qtr 4: 0; 2011 Qtr 1: 0; 2011 Qtr 2: 0; 2011 Qtr 3: 0; 2011 Qtr 4: 0 | 6
0 | 253142-Commercial HVAC Diagnostic/Tune-up Com All CZ10 VintAll |  | System | Commercial | 01-ALC-AllCommercial-Cooling | 0 |  |  |  |  | 45.3009 | 0 | 64.5167 | 0 | 0 | -19.2158 | 214 |  | kWh | 0.15 | 0 | Commercial | [7 empty] | 10 | 0.85 |  |  |  | 0 | 3 | 0 | 0 | 0 | 0 | 0 | 0 | 0 | 0 | 0 | 0 | 2009 Qtr 1: 3; 2009 Qtr 2: 0; 2009 Qtr 3: 0; 2009 Qtr 4: 0; 2010 Qtr 1: 0; 2010 Qtr 2: 0; 2010 Qtr 3: 0; 2010 Qtr 4: 0; 2011 Qtr 1: 0; 2011 Qtr 2: 0; 2011 Qtr 3: 0; 2011 Qtr 4: 0 | 3
0 | 253142-Commercial HVAC Diagnostic/Tune-up Com All CZ10 VintAll |  | System | Commercial | 01-ALC-AllCommercial-Cooling | 0 |  |  |  |  | 45.3009 | 0 | 82.95 | 0 | 0 | -37.6491 | 214 |  | kWh | 0.15 | 0 | Commercial | [7 empty] | 10 | 0.85 |  |  |  | 0 | 1 | 0 | 0 | 0 | 0 | 0 | 0 | 0 | 0 | 0 | 0 | 2009 Qtr 1: 1; 2009 Qtr 2: 0; 2009 Qtr 3: 0; 2009 Qtr 4: 0; 2010 Qtr 1: 0; 2010 Qtr 2: 0; 2010 Qtr 3: 0; 2010 Qtr 4: 0; 2011 Qtr 1: 0; 2011 Qtr 2: 0; 2011 Qtr 3: 0; 2011 Qtr 4: 0 | 1
0 | 253142-Commercial HVAC Diagnostic/Tune-up Com All CZ10 VintAll |  | System | Commercial | 01-ALC-AllCommercial-Cooling | 0 |  |  |  |  | 45.3009 | 0 | 55.3 | 0 | 0 | -9.9991 | 214 |  | kWh | 0.15 | 0 | Commercial | [7 empty] | 10 | 0.85 |  |  |  | 0 | 4 | 0 | 0 | 0 | 0 | 0 | 0 | 0 | 0 | 0 | 0 | 2009 Qtr 1: 4; 2009 Qtr 2: 0; 2009 Qtr 3: 0; 2009 Qtr 4: 0; 2010 Qtr 1: 0; 2010 Qtr 2: 0; 2010 Qtr 3: 0; 2010 Qtr 4: 0; 2011 Qtr 1: 0; 2011 Qtr 2: 0; 2011 Qtr 3: 0; 2011 Qtr 4: 0 | 4
0 | 253142-Commercial HVAC Diagnostic/Tune-up Com All CZ10 VintAll |  | System | Commercial | 01-ALC-AllCommercial-Cooling | 0 |  |  |  |  | 45.3009 | 0 | 55.3 | 0 | 0 | -9.9991 | 214 |  | kWh | 0.15 | 0 | Commercial | [7 empty] | 10 | 0.85 |  |  |  | 0 | 4 | 0 | 0 | 0 | 0 | 0 | 0 | 0 | 0 | 0 | 0 | 2009 Qtr 1: 4; 2009 Qtr 2: 0; 2009 Qtr 3: 0; 2009 Qtr 4: 0; 2010 Qtr 1: 0; 2010 Qtr 2: 0; 2010 Qtr 3: 0; 2010 Qtr 4: 0; 2011 Qtr 1: 0; 2011 Qtr 2: 0; 2011 Qtr 3: 0; 2011 Qtr 4: 0 | 4
0 | 253142-Commercial HVAC Diagnostic/Tune-up Com All CZ10 VintAll |  | System | Commercial | 01-ALC-AllCommercial-Cooling | 0 |  |  |  |  | 45.3009 | 0 | 55.3 | 0 | 0 | -9.9991 | 214 |  | kWh | 0.15 | 0 | Commercial | [7 empty] | 10 | 0.85 |  |  |  | 0 | 5 | 0 | 0 | 0 | 0 | 0 | 0 | 0 | 0 | 0 | 0 | 2009 Qtr 1: 5; 2009 Qtr 2: 0; 2009 Qtr 3: 0; 2009 Qtr 4: 0; 2010 Qtr 1: 0; 2010 Qtr 2: 0; 2010 Qtr 3: 0; 2010 Qtr 4: 0; 2011 Qtr 1: 0; 2011 Qtr 2: 0; 2011 Qtr 3: 0; 2011 Qtr 4: 0 | 5
0 | 253142-Commercial HVAC Diagnostic/Tune-up Com All CZ10 VintAll |  | System | Commercial | 01-ALC-AllCommercial-Cooling | 0 |  |  |  |  | 45.3009 | 0 | 55.3 | 0 | 0 | -9.9991 | 214 |  | kWh | 0.15 | 0 | Commercial | [7 empty] | 10 | 0.85 |  |  |  | 0 | 3 | 0 | 0 | 0 | 0 | 0 | 0 | 0 | 0 | 0 | 0 | 2009 Qtr 1: 3; 2009 Qtr 2: 0; 2009 Qtr 3: 0; 2009 Qtr 4: 0; 2010 Qtr 1: 0; 2010 Qtr 2: 0; 2010 Qtr 3: 0; 2010 Qtr 4: 0; 2011 Qtr 1: 0; 2011 Qtr 2: 0; 2011 Qtr 3: 0; 2011 Qtr 4: 0 | 3
0 | 253142-Commercial HVAC Diagnostic/Tune-up Com All CZ10 VintAll |  | System | Commercial | 01-ALC-AllCommercial-Cooling | 0 |  |  |  |  | 45.3009 | 0 | 55.3 | 0 | 0 | -9.9991 | 214 |  | kWh | 0.15 | 0 | Commercial | [7 empty] | 10 | 0.85 |  |  |  | 0 | 4 | 0 | 0 | 0 | 0 | 0 | 0 | 0 | 0 | 0 | 0 | 2009 Qtr 1: 4; 2009 Qtr 2: 0; 2009 Qtr 3: 0; 2009 Qtr 4: 0; 2010 Qtr 1: 0; 2010 Qtr 2: 0; 2010 Qtr 3: 0; 2010 Qtr 4: 0; 2011 Qtr 1: 0; 2011 Qtr 2: 0; 2011 Qtr 3: 0; 2011 Qtr 4: 0 | 4
0 | 253142-Commercial HVAC Diagnostic/Tune-up Com All CZ10 VintAll |  | System | Commercial | 01-ALC-AllCommercial-Cooling | 0 |  |  |  |  | 45.3009 | 0 | 55.3 | 0 | 0 | -9.9991 | 214 |  | kWh | 0.15 | 0 | Commercial | [7 empty] | 10 | 0.85 |  |  |  | 0 | 4 | 0 | 0 | 0 | 0 | 0 | 0 | 0 | 0 | 0 | 0 | 2009 Qtr 1: 4; 2009 Qtr 2: 0; 2009 Qtr 3: 0; 2009 Qtr 4: 0; 2010 Qtr 1: 0; 2010 Qtr 2: 0; 2010 Qtr 3: 0; 2010 Qtr 4: 0; 2011 Qtr 1: 0; 2011 Qtr 2: 0; 2011 Qtr 3: 0; 2011 Qtr 4: 0 | 4
0 | 253142-Commercial HVAC Diagnostic/Tune-up Com All CZ10 VintAll |  | System | Commercial | 01-ALC-AllCommercial-Cooling | 0 |  |  |  |  | 45.3009 | 0 | 55.3 | 0 | 0 | -9.9991 | 214 |  | kWh | 0.15 | 0 | Commercial | [7 empty] | 10 | 0.85 |  |  |  | 0 | 4 | 0 | 0 | 0 | 0 | 0 | 0 | 0 | 0 | 0 | 0 | 2009 Qtr 1: 4; 2009 Qtr 2: 0; 2009 Qtr 3: 0; 2009 Qtr 4: 0; 2010 Qtr 1: 0; 2010 Qtr 2: 0; 2010 Qtr 3: 0; 2010 Qtr 4: 0; 2011 Qtr 1: 0; 2011 Qtr 2: 0; 2011 Qtr 3: 0; 2011 Qtr 4: 0 | 4
0 | 253142-Commercial HVAC Diagnostic/Tune-up Com All CZ10 VintAll |  | System | Commercial | 01-ALC-AllCommercial-Cooling | 0 |  |  |  |  | 45.3009 | 0 | 55.3 | 0 | 0 | -9.9991 | 214 |  | kWh | 0.15 | 0 | Commercial | [7 empty] | 10 | 0.85 |  |  |  | 0 | 5 | 0 | 0 | 0 | 0 | 0 | 0 | 0 | 0 | 0 | 0 | 2009 Qtr 1: 5; 2009 Qtr 2: 0; 2009 Qtr 3: 0; 2009 Qtr 4: 0; 2010 Qtr 1: 0; 2010 Qtr 2: 0; 2010 Qtr 3: 0; 2010 Qtr 4: 0; 2011 Qtr 1: 0; 2011 Qtr 2: 0; 2011 Qtr 3: 0; 2011 Qtr 4: 0 | 5
0 | 253145-Commercial Condensor Coil Cleaning (all units - savings at 50% of DEER) Com All CZ10 VintAll |  | System | Commercial | 01-ALC-AllCommercial-Cooling | 0 |  |  |  |  | 10 | 0 | 10 | 0 | 0 | 0 | 74 |  | kWh | 0.0665 | 0 | Commercial | [7 empty] | 3 | 0.85 |  |  |  | 0 | 4 | 0 | 0 | 0 | 0 | 0 | 0 | 0 | 0 | 0 | 0 | 2009 Qtr 1: 4; 2009 Qtr 2: 0; 2009 Qtr 3: 0; 2009 Qtr 4: 0; 2010 Qtr 1: 0; 2010 Qtr 2: 0; 2010 Qtr 3: 0; 2010 Qtr 4: 0; 2011 Qtr 1: 0; 2011 Qtr 2: 0; 2011 Qtr 3: 0; 2011 Qtr 4: 0 | 4
0 | 253145-Commercial Condensor Coil Cleaning (all units - savings at 50% of DEER) Com All CZ10 VintAll |  | System | Commercial | 01-ALC-AllCommercial-Cooling | 0 |  |  |  |  | 10 | 0 | 10 | 0 | 0 | 0 | 74 |  | kWh | 0.0665 | 0 | Commercial | [7 empty] | 3 | 0.85 |  |  |  | 0 | 5 | 0 | 0 | 0 | 0 | 0 | 0 | 0 | 0 | 0 | 0 | 2009 Qtr 1: 5; 2009 Qtr 2: 0; 2009 Qtr 3: 0; 2009 Qtr 4: 0; 2010 Qtr 1: 0; 2010 Qtr 2: 0; 2010 Qtr 3: 0; 2010 Qtr 4: 0; 2011 Qtr 1: 0; 2011 Qtr 2: 0; 2011 Qtr 3: 0; 2011 Qtr 4: 0 | 5
0 | 253145-Commercial Condensor Coil Cleaning (all units - savings at 50% of DEER) Com All CZ10 VintAll |  | System | Commercial | 01-ALC-AllCommercial-Cooling | 0 |  |  |  |  | 10 | 0 | 10 | 0 | 0 | 0 | 74 |  | kWh | 0.0665 | 0 | Commercial | [7 empty] | 3 | 0.85 |  |  |  | 0 | 4 | 0 | 0 | 0 | 0 | 0 | 0 | 0 | 0 | 0 | 0 | 2009 Qtr 1: 4; 2009 Qtr 2: 0; 2009 Qtr 3: 0; 2009 Qtr 4: 0; 2010 Qtr 1: 0; 2010 Qtr 2: 0; 2010 Qtr 3: 0; 2010 Qtr 4: 0; 2011 Qtr 1: 0; 2011 Qtr 2: 0; 2011 Qtr 3: 0; 2011 Qtr 4: 0 | 4
0 | 253145-Commercial Condensor Coil Cleaning (all units - savings at 50% of DEER) Com All CZ10 VintAll |  | System | Commercial | 01-ALC-AllCommercial-Cooling | 0 |  |  |  |  | 10 | 0 | 10 | 0 | 0 | 0 | 74 |  | kWh | 0.0665 | 0 | Commercial | [7 empty] | 3 | 0.85 |  |  |  | 0 | 4 | 0 | 0 | 0 | 0 | 0 | 0 | 0 | 0 | 0 | 0 | 2009 Qtr 1: 4; 2009 Qtr 2: 0; 2009 Qtr 3: 0; 2009 Qtr 4: 0; 2010 Qtr 1: 0; 2010 Qtr 2: 0; 2010 Qtr 3: 0; 2010 Qtr 4: 0; 2011 Qtr 1: 0; 2011 Qtr 2: 0; 2011 Qtr 3: 0; 2011 Qtr 4: 0 | 4
0 | 253145-Commercial Condensor Coil Cleaning (all units - savings at 50% of DEER) Com All CZ10 VintAll |  | System | Commercial | 01-ALC-AllCommercial-Cooling | 0 |  |  |  |  | 10 | 0 | 10 | 0 | 0 | 0 | 74 |  | kWh | 0.0665 | 0 | Commercial | [7 empty] | 3 | 0.85 |  |  |  | 0 | 4 | 0 | 0 | 0 | 0 | 0 | 0 | 0 | 0 | 0 | 0 | 2009 Qtr 1: 4; 2009 Qtr 2: 0; 2009 Qtr 3: 0; 2009 Qtr 4: 0; 2010 Qtr 1: 0; 2010 Qtr 2: 0; 2010 Qtr 3: 0; 2010 Qtr 4: 0; 2011 Qtr 1: 0; 2011 Qtr 2: 0; 2011 Qtr 3: 0; 2011 Qtr 4: 0 | 4
0 | 253145-Commercial Condensor Coil Cleaning (all units - savings at 50% of DEER) Com All CZ10 VintAll |  | System | Commercial | 01-ALC-AllCommercial-Cooling | 0 |  |  |  |  | 10 | 0 | 10 | 0 | 0 | 0 | 74 |  | kWh | 0.0665 | 0 | Commercial | [7 empty] | 3 | 0.85 |  |  |  | 0 | 4 | 0 | 0 | 0 | 0 | 0 | 0 | 0 | 0 | 0 | 0 | 2009 Qtr 1: 4; 2009 Qtr 2: 0; 2009 Qtr 3: 0; 2009 Qtr 4: 0; 2010 Qtr 1: 0; 2010 Qtr 2: 0; 2010 Qtr 3: 0; 2010 Qtr 4: 0; 2011 Qtr 1: 0; 2011 Qtr 2: 0; 2011 Qtr 3: 0; 2011 Qtr 4: 0 | 4
0 | 253145-Commercial Condensor Coil Cleaning (all units - savings at 50% of DEER) Com All CZ10 VintAll |  | System | Commercial | 01-ALC-AllCommercial-Cooling | 0 |  |  |  |  | 10 | 0 | 10 | 0 | 0 | 0 | 74 |  | kWh | 0.0665 | 0 | Commercial | [7 empty] | 3 | 0.85 |  |  |  | 0 | 4 | 0 | 0 | 0 | 0 | 0 | 0 | 0 | 0 | 0 | 0 | 2009 Qtr 1: 4; 2009 Qtr 2: 0; 2009 Qtr 3: 0; 2009 Qtr 4: 0; 2010 Qtr 1: 0; 2010 Qtr 2: 0; 2010 Qtr 3: 0; 2010 Qtr 4: 0; 2011 Qtr 1: 0; 2011 Qtr 2: 0; 2011 Qtr 3: 0; 2011 Qtr 4: 0 | 4
0 | 253145-Commercial Condensor Coil Cleaning (all units - savings at 50% of DEER) Com All CZ10 VintAll |  | System | Commercial | 01-ALC-AllCommercial-Cooling | 0 |  |  |  |  | 10 | 0 | 10 | 0 | 0 | 0 | 74 |  | kWh | 0.0665 | 0 | Commercial | [7 empty] | 3 | 0.85 |  |  |  | 0 | 4 | 0 | 0 | 0 | 0 | 0 | 0 | 0 | 0 | 0 | 0 | 2009 Qtr 1: 4; 2009 Qtr 2: 0; 2009 Qtr 3: 0; 2009 Qtr 4: 0; 2010 Qtr 1: 0; 2010 Qtr 2: 0; 2010 Qtr 3: 0; 2010 Qtr 4: 0; 2011 Qtr 1: 0; 2011 Qtr 2: 0; 2011 Qtr 3: 0; 2011 Qtr 4: 0 | 4
0 | 253145-Commercial Condensor Coil Cleaning (all units - savings at 50% of DEER) Com All CZ10 VintAll |  | System | Commercial | 01-ALC-AllCommercial-Cooling | 0 |  |  |  |  | 10 | 0 | 10 | 0 | 0 | 0 | 74 |  | kWh | 0.0665 | 0 | Commercial | [7 empty] | 3 | 0.85 |  |  |  | 0 | 5 | 0 | 0 | 0 | 0 | 0 | 0 | 0 | 0 | 0 | 0 | 2009 Qtr 1: 5; 2009 Qtr 2: 0; 2009 Qtr 3: 0; 2009 Qtr 4: 0; 2010 Qtr 1: 0; 2010 Qtr 2: 0; 2010 Qtr 3: 0; 2010 Qtr 4: 0; 2011 Qtr 1: 0; 2011 Qtr 2: 0; 2011 Qtr 3: 0; 2011 Qtr 4: 0 | 5
0 | 253142-Commercial HVAC Diagnostic/Tune-up Com All CZ10 VintAll |  | System | Commercial | 01-ALC-AllCommercial-Cooling | 0 |  |  |  |  | 45.3009 | 0 | 55.3 | 0 | 0 | -9.9991 | 214 |  | kWh | 0.15 | 0 | Commercial | [7 empty] | 10 | 0.85 |  |  |  | 0 | 4 | 0 | 0 | 0 | 0 | 0 | 0 | 0 | 0 | 0 | 0 | 2009 Qtr 1: 4; 2009 Qtr 2: 0; 2009 Qtr 3: 0; 2009 Qtr 4: 0; 2010 Qtr 1: 0; 2010 Qtr 2: 0; 2010 Qtr 3: 0; 2010 Qtr 4: 0; 2011 Qtr 1: 0; 2011 Qtr 2: 0; 2011 Qtr 3: 0; 2011 Qtr 4: 0 | 4
0 | 253145-Commercial Condensor Coil Cleaning (all units - savings at 50% of DEER) Com All CZ10 VintAll |  | System | Commercial | 01-ALC-AllCommercial-Cooling | 0 |  |  |  |  | 10 | 0 | 10 | 0 | 0 | 0 | 74 |  | kWh | 0.0665 | 0 | Commercial | [7 empty] | 3 | 0.85 |  |  |  | 0 | 4 | 0 | 0 | 0 | 0 | 0 | 0 | 0 | 0 | 0 | 0 | 2009 Qtr 1: 4; 2009 Qtr 2: 0; 2009 Qtr 3: 0; 2009 Qtr 4: 0; 2010 Qtr 1: 0; 2010 Qtr 2: 0; 2010 Qtr 3: 0; 2010 Qtr 4: 0; 2011 Qtr 1: 0; 2011 Qtr 2: 0; 2011 Qtr 3: 0; 2011 Qtr 4: 0 | 4
0 | 253145-Commercial Condensor Coil Cleaning (all units - savings at 50% of DEER) Com All CZ10 VintAll |  | System | Commercial | 01-ALC-AllCommercial-Cooling | 0 |  |  |  |  | 10 | 0 | 10 | 0 | 0 | 0 | 74 |  | kWh | 0.0665 | 0 | Commercial | [7 empty] | 3 | 0.85 |  |  |  | 0 | 4 | 0 | 0 | 0 | 0 | 0 | 0 | 0 | 0 | 0 | 0 | 2009 Qtr 1: 4; 2009 Qtr 2: 0; 2009 Qtr 3: 0; 2009 Qtr 4: 0; 2010 Qtr 1: 0; 2010 Qtr 2: 0; 2010 Qtr 3: 0; 2010 Qtr 4: 0; 2011 Qtr 1: 0; 2011 Qtr 2: 0; 2011 Qtr 3: 0; 2011 Qtr 4: 0 | 4
0 | 253145-Commercial Condensor Coil Cleaning (all units - savings at 50% of DEER) Com All CZ10 VintAll |  | System | Commercial | 01-ALC-AllCommercial-Cooling | 0 |  |  |  |  | 10 | 0 | 10 | 0 | 0 | 0 | 74 |  | kWh | 0.0665 | 0 | Commercial | [7 empty] | 3 | 0.85 |  |  |  | 0 | 4 | 0 | 0 | 0 | 0 | 0 | 0 | 0 | 0 | 0 | 0 | 2009 Qtr 1: 4; 2009 Qtr 2: 0; 2009 Qtr 3: 0; 2009 Qtr 4: 0; 2010 Qtr 1: 0; 2010 Qtr 2: 0; 2010 Qtr 3: 0; 2010 Qtr 4: 0; 2011 Qtr 1: 0; 2011 Qtr 2: 0; 2011 Qtr 3: 0; 2011 Qtr 4: 0 | 4
0 | 253145-Commercial Condensor Coil Cleaning (all units - savings at 50% of DEER) Com All CZ10 VintAll |  | System | Commercial | 01-ALC-AllCommercial-Cooling | 0 |  |  |  |  | 10 | 0 | 10 | 0 | 0 | 0 | 74 |  | kWh | 0.0665 | 0 | Commercial | [7 empty] | 3 | 0.85 |  |  |  | 0 | 4 | 0 | 0 | 0 | 0 | 0 | 0 | 0 | 0 | 0 | 0 | 2009 Qtr 1: 4; 2009 Qtr 2: 0; 2009 Qtr 3: 0; 2009 Qtr 4: 0; 2010 Qtr 1: 0; 2010 Qtr 2: 0; 2010 Qtr 3: 0; 2010 Qtr 4: 0; 2011 Qtr 1: 0; 2011 Qtr 2: 0; 2011 Qtr 3: 0; 2011 Qtr 4: 0 | 4
0 | 253145-Commercial Condensor Coil Cleaning (all units - savings at 50% of DEER) Com All CZ10 VintAll |  | System | Commercial | 01-ALC-AllCommercial-Cooling | 0 |  |  |  |  | 10 | 0 | 10 | 0 | 0 | 0 | 74 |  | kWh | 0.0665 | 0 | Commercial | [7 empty] | 3 | 0.85 |  |  |  | 0 | 5 | 0 | 0 | 0 | 0 | 0 | 0 | 0 | 0 | 0 | 0 | 2009 Qtr 1: 5; 2009 Qtr 2: 0; 2009 Qtr 3: 0; 2009 Qtr 4: 0; 2010 Qtr 1: 0; 2010 Qtr 2: 0; 2010 Qtr 3: 0; 2010 Qtr 4: 0; 2011 Qtr 1: 0; 2011 Qtr 2: 0; 2011 Qtr 3: 0; 2011 Qtr 4: 0 | 5
0 | 253145-Commercial Condensor Coil Cleaning (all units - savings at 50% of DEER) Com All CZ10 VintAll |  | System | Commercial | 01-ALC-AllCommercial-Cooling | 0 |  |  |  |  | 10 | 0 | 11.6667 | 0 | 0 | -1.6667 | 74 |  | kWh | 0.0665 | 0 | Commercial | [7 empty] | 3 | 0.85 |  |  |  | 0 | 3 | 0 | 0 | 0 | 0 | 0 | 0 | 0 | 0 | 0 | 0 | 2009 Qtr 1: 3; 2009 Qtr 2: 0; 2009 Qtr 3: 0; 2009 Qtr 4: 0; 2010 Qtr 1: 0; 2010 Qtr 2: 0; 2010 Qtr 3: 0; 2010 Qtr 4: 0; 2011 Qtr 1: 0; 2011 Qtr 2: 0; 2011 Qtr 3: 0; 2011 Qtr 4: 0 | 3
0 | 253145-Commercial Condensor Coil Cleaning (all units - savings at 50% of DEER) Com All CZ10 VintAll |  | System | Commercial | 01-ALC-AllCommercial-Cooling | 0 |  |  |  |  | 10 | 0 | 10 | 0 | 0 | 0 | 74 |  | kWh | 0.0665 | 0 | Commercial | [7 empty] | 3 | 0.85 |  |  |  | 0 | 4 | 0 | 0 | 0 | 0 | 0 | 0 | 0 | 0 | 0 | 0 | 2009 Qtr 1: 4; 2009 Qtr 2: 0; 2009 Qtr 3: 0; 2009 Qtr 4: 0; 2010 Qtr 1: 0; 2010 Qtr 2: 0; 2010 Qtr 3: 0; 2010 Qtr 4: 0; 2011 Qtr 1: 0; 2011 Qtr 2: 0; 2011 Qtr 3: 0; 2011 Qtr 4: 0 | 4
0 | 253145-Commercial Condensor Coil Cleaning (all units - savings at 50% of DEER) Com All CZ10 VintAll |  | System | Commercial | 01-ALC-AllCommercial-Cooling | 0 |  |  |  |  | 10 | 0 | 10 | 0 | 0 | 0 | 74 |  | kWh | 0.0665 | 0 | Commercial | [7 empty] | 3 | 0.85 |  |  |  | 0 | 4 | 0 | 0 | 0 | 0 | 0 | 0 | 0 | 0 | 0 | 0 | 2009 Qtr 1: 4; 2009 Qtr 2: 0; 2009 Qtr 3: 0; 2009 Qtr 4: 0; 2010 Qtr 1: 0; 2010 Qtr 2: 0; 2010 Qtr 3: 0; 2010 Qtr 4: 0; 2011 Qtr 1: 0; 2011 Qtr 2: 0; 2011 Qtr 3: 0; 2011 Qtr 4: 0 | 4
0 | 253145-Commercial Condensor Coil Cleaning (all units - savings at 50% of DEER) Com All CZ10 VintAll |  | System | Commercial | 01-ALC-AllCommercial-Cooling | 0 |  |  |  |  | 10 | 0 | 10 | 0 | 0 | 0 | 74 |  | kWh | 0.0665 | 0 | Commercial | [7 empty] | 3 | 0.85 |  |  |  | 0 | 4 | 0 | 0 | 0 | 0 | 0 | 0 | 0 | 0 | 0 | 0 | 2009 Qtr 1: 4; 2009 Qtr 2: 0; 2009 Qtr 3: 0; 2009 Qtr 4: 0; 2010 Qtr 1: 0; 2010 Qtr 2: 0; 2010 Qtr 3: 0; 2010 Qtr 4: 0; 2011 Qtr 1: 0; 2011 Qtr 2: 0; 2011 Qtr 3: 0; 2011 Qtr 4: 0 | 4
0 | 253145-Commercial Condensor Coil Cleaning (all units - savings at 50% of DEER) Com All CZ10 VintAll |  | System | Commercial | 01-ALC-AllCommercial-Cooling | 0 |  |  |  |  | 10 | 0 | 10 | 0 | 0 | 0 | 74 |  | kWh | 0.0665 | 0 | Commercial | [7 empty] | 3 | 0.85 |  |  |  | 0 | 4 | 0 | 0 | 0 | 0 | 0 | 0 | 0 | 0 | 0 | 0 | 2009 Qtr 1: 4; 2009 Qtr 2: 0; 2009 Qtr 3: 0; 2009 Qtr 4: 0; 2010 Qtr 1: 0; 2010 Qtr 2: 0; 2010 Qtr 3: 0; 2010 Qtr 4: 0; 2011 Qtr 1: 0; 2011 Qtr 2: 0; 2011 Qtr 3: 0; 2011 Qtr 4: 0 | 4
0 | 253142-Commercial HVAC Diagnostic/Tune-up Com All CZ10 VintAll |  | System | Commercial | 01-ALC-AllCommercial-Cooling | 0 |  |  |  |  | 45.3009 | 0 | 55.3 | 0 | 0 | -9.9991 | 214 |  | kWh | 0.15 | 0 | Commercial | [7 empty] | 10 | 0.85 |  |  |  | 0 | 4 | 0 | 0 | 0 | 0 | 0 | 0 | 0 | 0 | 0 | 0 | 2009 Qtr 1: 4; 2009 Qtr 2: 0; 2009 Qtr 3: 0; 2009 Qtr 4: 0; 2010 Qtr 1: 0; 2010 Qtr 2: 0; 2010 Qtr 3: 0; 2010 Qtr 4: 0; 2011 Qtr 1: 0; 2011 Qtr 2: 0; 2011 Qtr 3: 0; 2011 Qtr 4: 0 | 4
0 | 253145-Commercial Condensor Coil Cleaning (all units - savings at 50% of DEER) Com All CZ10 VintAll |  | System | Commercial | 01-ALC-AllCommercial-Cooling | 0 |  |  |  |  | 10 | 0 | 10 | 0 | 0 | 0 | 74 |  | kWh | 0.0665 | 0 | Commercial | [7 empty] | 3 | 0.85 |  |  |  | 0 | 4 | 0 | 0 | 0 | 0 | 0 | 0 | 0 | 0 | 0 | 0 | 2009 Qtr 1: 4; 2009 Qtr 2: 0; 2009 Qtr 3: 0; 2009 Qtr 4: 0; 2010 Qtr 1: 0; 2010 Qtr 2: 0; 2010 Qtr 3: 0; 2010 Qtr 4: 0; 2011 Qtr 1: 0; 2011 Qtr 2: 0; 2011 Qtr 3: 0; 2011 Qtr 4: 0 | 4
0 | 253145-Commercial Condensor Coil Cleaning (all units - savings at 50% of DEER) Com All CZ10 VintAll |  | System | Commercial | 01-ALC-AllCommercial-Cooling | 0 |  |  |  |  | 10 | 0 | 10 | 0 | 0 | 0 | 74 |  | kWh | 0.0665 | 0 | Commercial | [7 empty] | 3 | 0.85 |  |  |  | 0 | 4 | 0 | 0 | 0 | 0 | 0 | 0 | 0 | 0 | 0 | 0 | 2009 Qtr 1: 4; 2009 Qtr 2: 0; 2009 Qtr 3: 0; 2009 Qtr 4: 0; 2010 Qtr 1: 0; 2010 Qtr 2: 0; 2010 Qtr 3: 0; 2010 Qtr 4: 0; 2011 Qtr 1: 0; 2011 Qtr 2: 0; 2011 Qtr 3: 0; 2011 Qtr 4: 0 | 4
0 | 253145-Commercial Condensor Coil Cleaning (all units - savings at 50% of DEER) Com All CZ10 VintAll |  | System | Commercial | 01-ALC-AllCommercial-Cooling | 0 |  |  |  |  | 10 | 0 | 10 | 0 | 0 | 0 | 74 |  | kWh | 0.0665 | 0 | Commercial | [7 empty] | 3 | 0.85 |  |  |  | 0 | 5 | 0 | 0 | 0 | 0 | 0 | 0 | 0 | 0 | 0 | 0 | 2009 Qtr 1: 5; 2009 Qtr 2: 0; 2009 Qtr 3: 0; 2009 Qtr 4: 0; 2010 Qtr 1: 0; 2010 Qtr 2: 0; 2010 Qtr 3: 0; 2010 Qtr 4: 0; 2011 Qtr 1: 0; 2011 Qtr 2: 0; 2011 Qtr 3: 0; 2011 Qtr 4: 0 | 5
0 | 253145-Commercial Condensor Coil Cleaning (all units - savings at 50% of DEER) Com All CZ10 VintAll |  | System | Commercial | 01-ALC-AllCommercial-Cooling | 0 |  |  |  |  | 10 | 0 | 12.5 | 0 | 0 | -2.5 | 74 |  | kWh | 0.0665 | 0 | Commercial | [7 empty] | 3 | 0.85 |  |  |  | 0 | 2 | 0 | 0 | 0 | 0 | 0 | 0 | 0 | 0 | 0 | 0 | 2009 Qtr 1: 2; 2009 Qtr 2: 0; 2009 Qtr 3: 0; 2009 Qtr 4: 0; 2010 Qtr 1: 0; 2010 Qtr 2: 0; 2010 Qtr 3: 0; 2010 Qtr 4: 0; 2011 Qtr 1: 0; 2011 Qtr 2: 0; 2011 Qtr 3: 0; 2011 Qtr 4: 0 | 2
0 | 253145-Commercial Condensor Coil Cleaning (all units - savings at 50% of DEER) Com All CZ10 VintAll |  | System | Commercial | 01-ALC-AllCommercial-Cooling | 0 |  |  |  |  | 10 | 0 | 15 | 0 | 0 | -5 | 74 |  | kWh | 0.0665 | 0 | Commercial | [7 empty] | 3 | 0.85 |  |  |  | 0 | 1 | 0 | 0 | 0 | 0 | 0 | 0 | 0 | 0 | 0 | 0 | 2009 Qtr 1: 1; 2009 Qtr 2: 0; 2009 Qtr 3: 0; 2009 Qtr 4: 0; 2010 Qtr 1: 0; 2010 Qtr 2: 0; 2010 Qtr 3: 0; 2010 Qtr 4: 0; 2011 Qtr 1: 0; 2011 Qtr 2: 0; 2011 Qtr 3: 0; 2011 Qtr 4: 0 | 1
0 | 253145-Commercial Condensor Coil Cleaning (all units - savings at 50% of DEER) Com All CZ10 VintAll |  | System | Commercial | 01-ALC-AllCommercial-Cooling | 0 |  |  |  |  | 10 | 0 | 10 | 0 | 0 | 0 | 74 |  | kWh | 0.0665 | 0 | Commercial | [7 empty] | 3 | 0.85 |  |  |  | 0 | 4 | 0 | 0 | 0 | 0 | 0 | 0 | 0 | 0 | 0 | 0 | 2009 Qtr 1: 4; 2009 Qtr 2: 0; 2009 Qtr 3: 0; 2009 Qtr 4: 0; 2010 Qtr 1: 0; 2010 Qtr 2: 0; 2010 Qtr 3: 0; 2010 Qtr 4: 0; 2011 Qtr 1: 0; 2011 Qtr 2: 0; 2011 Qtr 3: 0; 2011 Qtr 4: 0 | 4
0 | 253145-Commercial Condensor Coil Cleaning (all units - savings at 50% of DEER) Com All CZ10 VintAll |  | System | Commercial | 01-ALC-AllCommercial-Cooling | 0 |  |  |  |  | 10 | 0 | 10 | 0 | 0 | 0 | 74 |  | kWh | 0.0665 | 0 | Commercial | [7 empty] | 3 | 0.85 |  |  |  | 0 | 4 | 0 | 0 | 0 | 0 | 0 | 0 | 0 | 0 | 0 | 0 | 2009 Qtr 1: 4; 2009 Qtr 2: 0; 2009 Qtr 3: 0; 2009 Qtr 4: 0; 2010 Qtr 1: 0; 2010 Qtr 2: 0; 2010 Qtr 3: 0; 2010 Qtr 4: 0; 2011 Qtr 1: 0; 2011 Qtr 2: 0; 2011 Qtr 3: 0; 2011 Qtr 4: 0 | 4
0 | 253145-Commercial Condensor Coil Cleaning (all units - savings at 50% of DEER) Com All CZ10 VintAll |  | System | Commercial | 01-ALC-AllCommercial-Cooling | 0 |  |  |  |  | 10 | 0 | 10 | 0 | 0 | 0 | 74 |  | kWh | 0.0665 | 0 | Commercial | [7 empty] | 3 | 0.85 |  |  |  | 0 | 4 | 0 | 0 | 0 | 0 | 0 | 0 | 0 | 0 | 0 | 0 | 2009 Qtr 1: 4; 2009 Qtr 2: 0; 2009 Qtr 3: 0; 2009 Qtr 4: 0; 2010 Qtr 1: 0; 2010 Qtr 2: 0; 2010 Qtr 3: 0; 2010 Qtr 4: 0; 2011 Qtr 1: 0; 2011 Qtr 2: 0; 2011 Qtr 3: 0; 2011 Qtr 4: 0 | 4
0 | 253145-Commercial Condensor Coil Cleaning (all units - savings at 50% of DEER) Com All CZ10 VintAll |  | System | Commercial | 01-ALC-AllCommercial-Cooling | 0 |  |  |  |  | 10 | 0 | 10 | 0 | 0 | 0 | 74 |  | kWh | 0.0665 | 0 | Commercial | [7 empty] | 3 | 0.85 |  |  |  | 0 | 4 | 0 | 0 | 0 | 0 | 0 | 0 | 0 | 0 | 0 | 0 | 2009 Qtr 1: 4; 2009 Qtr 2: 0; 2009 Qtr 3: 0; 2009 Qtr 4: 0; 2010 Qtr 1: 0; 2010 Qtr 2: 0; 2010 Qtr 3: 0; 2010 Qtr 4: 0; 2011 Qtr 1: 0; 2011 Qtr 2: 0; 2011 Qtr 3: 0; 2011 Qtr 4: 0 | 4
0 | 253145-Commercial Condensor Coil Cleaning (all units - savings at 50% of DEER) Com All CZ10 VintAll |  | System | Commercial | 01-ALC-AllCommercial-Cooling | 0 |  |  |  |  | 10 | 0 | 10 | 0 | 0 | 0 | 74 |  | kWh | 0.0665 | 0 | Commercial | [7 empty] | 3 | 0.85 |  |  |  | 0 | 4 | 0 | 0 | 0 | 0 | 0 | 0 | 0 | 0 | 0 | 0 | 2009 Qtr 1: 4; 2009 Qtr 2: 0; 2009 Qtr 3: 0; 2009 Qtr 4: 0; 2010 Qtr 1: 0; 2010 Qtr 2: 0; 2010 Qtr 3: 0; 2010 Qtr 4: 0; 2011 Qtr 1: 0; 2011 Qtr 2: 0; 2011 Qtr 3: 0; 2011 Qtr 4: 0 | 4
0 | 253142-Commercial HVAC Diagnostic/Tune-up Com All CZ10 VintAll |  | System | Commercial | 01-ALC-AllCommercial-Cooling | 0 |  |  |  |  | 45.3009 | 0 | 55.3 | 0 | 0 | -9.9991 | 214 |  | kWh | 0.15 | 0 | Commercial | [7 empty] | 10 | 0.85 |  |  |  | 0 | 4 | 0 | 0 | 0 | 0 | 0 | 0 | 0 | 0 | 0 | 0 | 2009 Qtr 1: 4; 2009 Qtr 2: 0; 2009 Qtr 3: 0; 2009 Qtr 4: 0; 2010 Qtr 1: 0; 2010 Qtr 2: 0; 2010 Qtr 3: 0; 2010 Qtr 4: 0; 2011 Qtr 1: 0; 2011 Qtr 2: 0; 2011 Qtr 3: 0; 2011 Qtr 4: 0 | 4
0 | 253145-Commercial Condensor Coil Cleaning (all units - savings at 50% of DEER) Com All CZ10 VintAll |  | System | Commercial | 01-ALC-AllCommercial-Cooling | 0 |  |  |  |  | 10 | 0 | 10 | 0 | 0 | 0 | 74 |  | kWh | 0.0665 | 0 | Commercial | [7 empty] | 3 | 0.85 |  |  |  | 0 | 4 | 0 | 0 | 0 | 0 | 0 | 0 | 0 | 0 | 0 | 0 | 2009 Qtr 1: 4; 2009 Qtr 2: 0; 2009 Qtr 3: 0; 2009 Qtr 4: 0; 2010 Qtr 1: 0; 2010 Qtr 2: 0; 2010 Qtr 3: 0; 2010 Qtr 4: 0; 2011 Qtr 1: 0; 2011 Qtr 2: 0; 2011 Qtr 3: 0; 2011 Qtr 4: 0 | 4
0 | 253145-Commercial Condensor Coil Cleaning (all units - savings at 50% of DEER) Com All CZ10 VintAll |  | System | Commercial | 01-ALC-AllCommercial-Cooling | 0 |  |  |  |  | 10 | 0 | 10 | 0 | 0 | 0 | 74 |  | kWh | 0.0665 | 0 | Commercial | [7 empty] | 3 | 0.85 |  |  |  | 0 | 6 | 0 | 0 | 0 | 0 | 0 | 0 | 0 | 0 | 0 | 0 | 2009 Qtr 1: 6; 2009 Qtr 2: 0; 2009 Qtr 3: 0; 2009 Qtr 4: 0; 2010 Qtr 1: 0; 2010 Qtr 2: 0; 2010 Qtr 3: 0; 2010 Qtr 4: 0; 2011 Qtr 1: 0; 2011 Qtr 2: 0; 2011 Qtr 3: 0; 2011 Qtr 4: 0 | 6
0 | 253145-Commercial Condensor Coil Cleaning (all units - savings at 50% of DEER) Com All CZ10 VintAll |  | System | Commercial | 01-ALC-AllCommercial-Cooling | 0 |  |  |  |  | 10 | 0 | 11.6667 | 0 | 0 | -1.6667 | 74 |  | kWh | 0.0665 | 0 | Commercial | [7 empty] | 3 | 0.85 |  |  |  | 0 | 3 | 0 | 0 | 0 | 0 | 0 | 0 | 0 | 0 | 0 | 0 | 2009 Qtr 1: 3; 2009 Qtr 2: 0; 2009 Qtr 3: 0; 2009 Qtr 4: 0; 2010 Qtr 1: 0; 2010 Qtr 2: 0; 2010 Qtr 3: 0; 2010 Qtr 4: 0; 2011 Qtr 1: 0; 2011 Qtr 2: 0; 2011 Qtr 3: 0; 2011 Qtr 4: 0 | 3
0 | 253145-Commercial Condensor Coil Cleaning (all units - savings at 50% of DEER) Com All CZ10 VintAll |  | System | Commercial | 01-ALC-AllCommercial-Cooling | 0 |  |  |  |  | 10 | 0 | 15 | 0 | 0 | -5 | 74 |  | kWh | 0.0665 | 0 | Commercial | [7 empty] | 3 | 0.85 |  |  |  | 0 | 1 | 0 | 0 | 0 | 0 | 0 | 0 | 0 | 0 | 0 | 0 | 2009 Qtr 1: 1; 2009 Qtr 2: 0; 2009 Qtr 3: 0; 2009 Qtr 4: 0; 2010 Qtr 1: 0; 2010 Qtr 2: 0; 2010 Qtr 3: 0; 2010 Qtr 4: 0; 2011 Qtr 1: 0; 2011 Qtr 2: 0; 2011 Qtr 3: 0; 2011 Qtr 4: 0 | 1
0 | 253145-Commercial Condensor Coil Cleaning (all units - savings at 50% of DEER) Com All CZ10 VintAll |  | System | Commercial | 01-ALC-AllCommercial-Cooling | 0 |  |  |  |  | 10 | 0 | 10 | 0 | 0 | 0 | 74 |  | kWh | 0.0665 | 0 | Commercial | [7 empty] | 3 | 0.85 |  |  |  | 0 | 4 | 0 | 0 | 0 | 0 | 0 | 0 | 0 | 0 | 0 | 0 | 2009 Qtr 1: 4; 2009 Qtr 2: 0; 2009 Qtr 3: 0; 2009 Qtr 4: 0; 2010 Qtr 1: 0; 2010 Qtr 2: 0; 2010 Qtr 3: 0; 2010 Qtr 4: 0; 2011 Qtr 1: 0; 2011 Qtr 2: 0; 2011 Qtr 3: 0; 2011 Qtr 4: 0 | 4
0 | 253145-Commercial Condensor Coil Cleaning (all units - savings at 50% of DEER) Com All CZ10 VintAll |  | System | Commercial | 01-ALC-AllCommercial-Cooling | 0 |  |  |  |  | 10 | 0 | 10 | 0 | 0 | 0 | 74 |  | kWh | 0.0665 | 0 | Commercial | [7 empty] | 3 | 0.85 |  |  |  | 0 | 4 | 0 | 0 | 0 | 0 | 0 | 0 | 0 | 0 | 0 | 0 | 2009 Qtr 1: 4; 2009 Qtr 2: 0; 2009 Qtr 3: 0; 2009 Qtr 4: 0; 2010 Qtr 1: 0; 2010 Qtr 2: 0; 2010 Qtr 3: 0; 2010 Qtr 4: 0; 2011 Qtr 1: 0; 2011 Qtr 2: 0; 2011 Qtr 3: 0; 2011 Qtr 4: 0 | 4
0 | 253145-Commercial Condensor Coil Cleaning (all units - savings at 50% of DEER) Com All CZ10 VintAll |  | System | Commercial | 01-ALC-AllCommercial-Cooling | 0 |  |  |  |  | 10 | 0 | 10 | 0 | 0 | 0 | 74 |  | kWh | 0.0665 | 0 | Commercial | [7 empty] | 3 | 0.85 |  |  |  | 0 | 5 | 0 | 0 | 0 | 0 | 0 | 0 | 0 | 0 | 0 | 0 | 2009 Qtr 1: 5; 2009 Qtr 2: 0; 2009 Qtr 3: 0; 2009 Qtr 4: 0; 2010 Qtr 1: 0; 2010 Qtr 2: 0; 2010 Qtr 3: 0; 2010 Qtr 4: 0; 2011 Qtr 1: 0; 2011 Qtr 2: 0; 2011 Qtr 3: 0; 2011 Qtr 4: 0 | 5
0 | 253145-Commercial Condensor Coil Cleaning (all units - savings at 50% of DEER) Com All CZ10 VintAll |  | System | Commercial | 01-ALC-AllCommercial-Cooling | 0 |  |  |  |  | 10 | 0 | 10 | 0 | 0 | 0 | 74 |  | kWh | 0.0665 | 0 | Commercial | [7 empty] | 3 | 0.85 |  |  |  | 0 | 3 | 0 | 0 | 0 | 0 | 0 | 0 | 0 | 0 | 0 | 0 | 2009 Qtr 1: 3; 2009 Qtr 2: 0; 2009 Qtr 3: 0; 2009 Qtr 4: 0; 2010 Qtr 1: 0; 2010 Qtr 2: 0; 2010 Qtr 3: 0; 2010 Qtr 4: 0; 2011 Qtr 1: 0; 2011 Qtr 2: 0; 2011 Qtr 3: 0; 2011 Qtr 4: 0 | 3
0 | 253145-Commercial Condensor Coil Cleaning (all units - savings at 50% of DEER) Com All CZ10 VintAll |  | System | Commercial | 01-ALC-AllCommercial-Cooling | 0 |  |  |  |  | 10 | 0 | 10 | 0 | 0 | 0 | 74 |  | kWh | 0.0665 | 0 | Commercial | [7 empty] | 3 | 0.85 |  |  |  | 0 | 4 | 0 | 0 | 0 | 0 | 0 | 0 | 0 | 0 | 0 | 0 | 2009 Qtr 1: 4; 2009 Qtr 2: 0; 2009 Qtr 3: 0; 2009 Qtr 4: 0; 2010 Qtr 1: 0; 2010 Qtr 2: 0; 2010 Qtr 3: 0; 2010 Qtr 4: 0; 2011 Qtr 1: 0; 2011 Qtr 2: 0; 2011 Qtr 3: 0; 2011 Qtr 4: 0 | 4
0 | 253145-Commercial Condensor Coil Cleaning (all units - savings at 50% of DEER) Com All CZ10 VintAll |  | System | Commercial | 01-ALC-AllCommercial-Cooling | 0 |  |  |  |  | 10 | 0 | 10 | 0 | 0 | 0 | 74 |  | kWh | 0.0665 | 0 | Commercial | [7 empty] | 3 | 0.85 |  |  |  | 0 | 4 | 0 | 0 | 0 | 0 | 0 | 0 | 0 | 0 | 0 | 0 | 2009 Qtr 1: 4; 2009 Qtr 2: 0; 2009 Qtr 3: 0; 2009 Qtr 4: 0; 2010 Qtr 1: 0; 2010 Qtr 2: 0; 2010 Qtr 3: 0; 2010 Qtr 4: 0; 2011 Qtr 1: 0; 2011 Qtr 2: 0; 2011 Qtr 3: 0; 2011 Qtr 4: 0 | 4
0 | 253142-Commercial HVAC Diagnostic/Tune-up Com All CZ10 VintAll |  | System | Commercial | 01-ALC-AllCommercial-Cooling | 0 |  |  |  |  | 45.3009 | 0 | 55.3 | 0 | 0 | -9.9991 | 214 |  | kWh | 0.15 | 0 | Commercial | [7 empty] | 10 | 0.85 |  |  |  | 0 | 4 | 0 | 0 | 0 | 0 | 0 | 0 | 0 | 0 | 0 | 0 | 2009 Qtr 1: 4; 2009 Qtr 2: 0; 2009 Qtr 3: 0; 2009 Qtr 4: 0; 2010 Qtr 1: 0; 2010 Qtr 2: 0; 2010 Qtr 3: 0; 2010 Qtr 4: 0; 2011 Qtr 1: 0; 2011 Qtr 2: 0; 2011 Qtr 3: 0; 2011 Qtr 4: 0 | 4
0 | 253145-Commercial Condensor Coil Cleaning (all units - savings at 50% of DEER) Com All CZ10 VintAll |  | System | Commercial | 01-ALC-AllCommercial-Cooling | 0 |  |  |  |  | 10 | 0 | 10 | 0 | 0 | 0 | 74 |  | kWh | 0.0665 | 0 | Commercial | [7 empty] | 3 | 0.85 |  |  |  | 0 | 5 | 0 | 0 | 0 | 0 | 0 | 0 | 0 | 0 | 0 | 0 | 2009 Qtr 1: 5; 2009 Qtr 2: 0; 2009 Qtr 3: 0; 2009 Qtr 4: 0; 2010 Qtr 1: 0; 2010 Qtr 2: 0; 2010 Qtr 3: 0; 2010 Qtr 4: 0; 2011 Qtr 1: 0; 2011 Qtr 2: 0; 2011 Qtr 3: 0; 2011 Qtr 4: 0 | 5
0 | 253142-Commercial HVAC Diagnostic/Tune-up Com All CZ10 VintAll |  | System | Commercial | 01-ALC-AllCommercial-Cooling | 0 |  |  |  |  | 45.3009 | 0 | 55.3 | 0 | 0 | -9.9991 | 214 |  | kWh | 0.15 | 0 | Commercial | [7 empty] | 10 | 0.85 |  |  |  | 0 | 5 | 0 | 0 | 0 | 0 | 0 | 0 | 0 | 0 | 0 | 0 | 2009 Qtr 1: 5; 2009 Qtr 2: 0; 2009 Qtr 3: 0; 2009 Qtr 4: 0; 2010 Qtr 1: 0; 2010 Qtr 2: 0; 2010 Qtr 3: 0; 2010 Qtr 4: 0; 2011 Qtr 1: 0; 2011 Qtr 2: 0; 2011 Qtr 3: 0; 2011 Qtr 4: 0 | 5
0 | 253142-Commercial HVAC Diagnostic/Tune-up Com All CZ10 VintAll |  | System | Commercial | 01-ALC-AllCommercial-Cooling | 0 |  |  |  |  | 45.3009 | 0 | 55.3 | 0 | 0 | -9.9991 | 214 |  | kWh | 0.15 | 0 | Commercial | [7 empty] | 10 | 0.85 |  |  |  | 0 | 5 | 0 | 0 | 0 | 0 | 0 | 0 | 0 | 0 | 0 | 0 | 2009 Qtr 1: 5; 2009 Qtr 2: 0; 2009 Qtr 3: 0; 2009 Qtr 4: 0; 2010 Qtr 1: 0; 2010 Qtr 2: 0; 2010 Qtr 3: 0; 2010 Qtr 4: 0; 2011 Qtr 1: 0; 2011 Qtr 2: 0; 2011 Qtr 3: 0; 2011 Qtr 4: 0 | 5
0 | 253142-Commercial HVAC Diagnostic/Tune-up Com All CZ10 VintAll |  | System | Commercial | 01-ALC-AllCommercial-Cooling | 0 |  |  |  |  | 45.3009 | 0 | 55.3 | 0 | 0 | -9.9991 | 214 |  | kWh | 0.15 | 0 | Commercial | [7 empty] | 10 | 0.85 |  |  |  | 0 | 4 | 0 | 0 | 0 | 0 | 0 | 0 | 0 | 0 | 0 | 0 | 2009 Qtr 1: 4; 2009 Qtr 2: 0; 2009 Qtr 3: 0; 2009 Qtr 4: 0; 2010 Qtr 1: 0; 2010 Qtr 2: 0; 2010 Qtr 3: 0; 2010 Qtr 4: 0; 2011 Qtr 1: 0; 2011 Qtr 2: 0; 2011 Qtr 3: 0; 2011 Qtr 4: 0 | 4
0 | 253145-Commercial Condensor Coil Cleaning (all units - savings at 50% of DEER) Com All CZ10 VintAll |  | System | Commercial | 01-ALC-AllCommercial-Cooling | 0 |  |  |  |  | 10 | 0 | 10 | 0 | 0 | 0 | 74 |  | kWh | 0.0665 | 0 | Commercial | [7 empty] | 3 | 0.85 |  |  |  | 0 | 5 | 0 | 0 | 0 | 0 | 0 | 0 | 0 | 0 | 0 | 0 | 2009 Qtr 1: 5; 2009 Qtr 2: 0; 2009 Qtr 3: 0; 2009 Qtr 4: 0; 2010 Qtr 1: 0; 2010 Qtr 2: 0; 2010 Qtr 3: 0; 2010 Qtr 4: 0; 2011 Qtr 1: 0; 2011 Qtr 2: 0; 2011 Qtr 3: 0; 2011 Qtr 4: 0 | 5
0 | 253145-Commercial Condensor Coil Cleaning (all units - savings at 50% of DEER) Com All CZ10 VintAll |  | System | Commercial | 01-ALC-AllCommercial-Cooling | 0 |  |  |  |  | 10 | 0 | 10 | 0 | 0 | 0 | 74 |  | kWh | 0.0665 | 0 | Commercial | [7 empty] | 3 | 0.85 |  |  |  | 0 | 4 | 0 | 0 | 0 | 0 | 0 | 0 | 0 | 0 | 0 | 0 | 2009 Qtr 1: 4; 2009 Qtr 2: 0; 2009 Qtr 3: 0; 2009 Qtr 4: 0; 2010 Qtr 1: 0; 2010 Qtr 2: 0; 2010 Qtr 3: 0; 2010 Qtr 4: 0; 2011 Qtr 1: 0; 2011 Qtr 2: 0; 2011 Qtr 3: 0; 2011 Qtr 4: 0 | 4
0 | 253145-Commercial Condensor Coil Cleaning (all units - savings at 50% of DEER) Com All CZ10 VintAll |  | System | Commercial | 01-ALC-AllCommercial-Cooling | 0 |  |  |  |  | 10 | 0 | 10 | 0 | 0 | 0 | 74 |  | kWh | 0.0665 | 0 | Commercial | [7 empty] | 3 | 0.85 |  |  |  | 0 | 7 | 0 | 0 | 0 | 0 | 0 | 0 | 0 | 0 | 0 | 0 | 2009 Qtr 1: 7; 2009 Qtr 2: 0; 2009 Qtr 3: 0; 2009 Qtr 4: 0; 2010 Qtr 1: 0; 2010 Qtr 2: 0; 2010 Qtr 3: 0; 2010 Qtr 4: 0; 2011 Qtr 1: 0; 2011 Qtr 2: 0; 2011 Qtr 3: 0; 2011 Qtr 4: 0 | 7
0 | 253142-Commercial HVAC Diagnostic/Tune-up Com All CZ10 VintAll |  | System | Commercial | 01-ALC-AllCommercial-Cooling | 0 |  |  |  |  | 45.3009 | 0 | 55.3 | 0 | 0 | -9.9991 | 214 |  | kWh | 0.15 | 0 | Commercial | [7 empty] | 10 | 0.85 |  |  |  | 0 | 4 | 0 | 0 | 0 | 0 | 0 | 0 | 0 | 0 | 0 | 0 | 2009 Qtr 1: 4; 2009 Qtr 2: 0; 2009 Qtr 3: 0; 2009 Qtr 4: 0; 2010 Qtr 1: 0; 2010 Qtr 2: 0; 2010 Qtr 3: 0; 2010 Qtr 4: 0; 2011 Qtr 1: 0; 2011 Qtr 2: 0; 2011 Qtr 3: 0; 2011 Qtr 4: 0 | 4
0 | 253145-Commercial Condensor Coil Cleaning (all units - savings at 50% of DEER) Com All CZ10 VintAll |  | System | Commercial | 01-ALC-AllCommercial-Cooling | 0 |  |  |  |  | 10 | 0 | 12.5 | 0 | 0 | -2.5 | 74 |  | kWh | 0.0665 | 0 | Commercial | [7 empty] | 3 | 0.85 |  |  |  | 0 | 2 | 0 | 0 | 0 | 0 | 0 | 0 | 0 | 0 | 0 | 0 | 2009 Qtr 1: 2; 2009 Qtr 2: 0; 2009 Qtr 3: 0; 2009 Qtr 4: 0; 2010 Qtr 1: 0; 2010 Qtr 2: 0; 2010 Qtr 3: 0; 2010 Qtr 4: 0; 2011 Qtr 1: 0; 2011 Qtr 2: 0; 2011 Qtr 3: 0; 2011 Qtr 4: 0 | 2
0 | 253145-Commercial Condensor Coil Cleaning (all units - savings at 50% of DEER) Com All CZ10 VintAll |  | System | Commercial | 01-ALC-AllCommercial-Cooling | 0 |  |  |  |  | 10 | 0 | 10 | 0 | 0 | 0 | 74 |  | kWh | 0.0665 | 0 | Commercial | [7 empty] | 3 | 0.85 |  |  |  | 0 | 6 | 0 | 0 | 0 | 0 | 0 | 0 | 0 | 0 | 0 | 0 | 2009 Qtr 1: 6; 2009 Qtr 2: 0; 2009 Qtr 3: 0; 2009 Qtr 4: 0; 2010 Qtr 1: 0; 2010 Qtr 2: 0; 2010 Qtr 3: 0; 2010 Qtr 4: 0; 2011 Qtr 1: 0; 2011 Qtr 2: 0; 2011 Qtr 3: 0; 2011 Qtr 4: 0 | 6
0 | 253145-Commercial Condensor Coil Cleaning (all units - savings at 50% of DEER) Com All CZ10 VintAll |  | System | Commercial | 01-ALC-AllCommercial-Cooling | 0 |  |  |  |  | 10 | 0 | 10 | 0 | 0 | 0 | 74 |  | kWh | 0.0665 | 0 | Commercial | [7 empty] | 3 | 0.85 |  |  |  | 0 | 3 | 0 | 0 | 0 | 0 | 0 | 0 | 0 | 0 | 0 | 0 | 2009 Qtr 1: 3; 2009 Qtr 2: 0; 2009 Qtr 3: 0; 2009 Qtr 4: 0; 2010 Qtr 1: 0; 2010 Qtr 2: 0; 2010 Qtr 3: 0; 2010 Qtr 4: 0; 2011 Qtr 1: 0; 2011 Qtr 2: 0; 2011 Qtr 3: 0; 2011 Qtr 4: 0 | 3
0 | 253142-Commercial HVAC Diagnostic/Tune-up Com All CZ10 VintAll |  | System | Commercial | 01-ALC-AllCommercial-Cooling | 0 |  |  |  |  | 45.3009 | 0 | 55.3 | 0 | 0 | -9.9991 | 214 |  | kWh | 0.15 | 0 | Commercial | [7 empty] | 10 | 0.85 |  |  |  | 0 | 3 | 0 | 0 | 0 | 0 | 0 | 0 | 0 | 0 | 0 | 0 | 2009 Qtr 1: 3; 2009 Qtr 2: 0; 2009 Qtr 3: 0; 2009 Qtr 4: 0; 2010 Qtr 1: 0; 2010 Qtr 2: 0; 2010 Qtr 3: 0; 2010 Qtr 4: 0; 2011 Qtr 1: 0; 2011 Qtr 2: 0; 2011 Qtr 3: 0; 2011 Qtr 4: 0 | 3
0 | 253142-Commercial HVAC Diagnostic/Tune-up Com All CZ10 VintAll |  | System | Commercial | 01-ALC-AllCommercial-Cooling | 0 |  |  |  |  | 45.3009 | 0 | 55.3 | 0 | 0 | -9.9991 | 214 |  | kWh | 0.15 | 0 | Commercial | [7 empty] | 10 | 0.85 |  |  |  | 0 | 4 | 0 | 0 | 0 | 0 | 0 | 0 | 0 | 0 | 0 | 0 | 2009 Qtr 1: 4; 2009 Qtr 2: 0; 2009 Qtr 3: 0; 2009 Qtr 4: 0; 2010 Qtr 1: 0; 2010 Qtr 2: 0; 2010 Qtr 3: 0; 2010 Qtr 4: 0; 2011 Qtr 1: 0; 2011 Qtr 2: 0; 2011 Qtr 3: 0; 2011 Qtr 4: 0 | 4
0 | 253142-Commercial HVAC Diagnostic/Tune-up Com All CZ10 VintAll |  | System | Commercial | 01-ALC-AllCommercial-Cooling | 0 |  |  |  |  | 45.3009 | 0 | 69.125 | 0 | 0 | -23.8241 | 214 |  | kWh | 0.15 | 0 | Commercial | [7 empty] | 10 | 0.85 |  |  |  | 0 | 2 | 0 | 0 | 0 | 0 | 0 | 0 | 0 | 0 | 0 | 0 | 2009 Qtr 1: 2; 2009 Qtr 2: 0; 2009 Qtr 3: 0; 2009 Qtr 4: 0; 2010 Qtr 1: 0; 2010 Qtr 2: 0; 2010 Qtr 3: 0; 2010 Qtr 4: 0; 2011 Qtr 1: 0; 2011 Qtr 2: 0; 2011 Qtr 3: 0; 2011 Qtr 4: 0 | 2
0 | 253142-Commercial HVAC Diagnostic/Tune-up Com All CZ10 VintAll |  | System | Commercial | 01-ALC-AllCommercial-Cooling | 0 |  |  |  |  | 45.3009 | 0 | 55.3 | 0 | 0 | -9.9991 | 214 |  | kWh | 0.15 | 0 | Commercial | [7 empty] | 10 | 0.85 |  |  |  | 0 | 6 | 0 | 0 | 0 | 0 | 0 | 0 | 0 | 0 | 0 | 0 | 2009 Qtr 1: 6; 2009 Qtr 2: 0; 2009 Qtr 3: 0; 2009 Qtr 4: 0; 2010 Qtr 1: 0; 2010 Qtr 2: 0; 2010 Qtr 3: 0; 2010 Qtr 4: 0; 2011 Qtr 1: 0; 2011 Qtr 2: 0; 2011 Qtr 3: 0; 2011 Qtr 4: 0 | 6
0 | 253142-Commercial HVAC Diagnostic/Tune-up Com All CZ10 VintAll |  | System | Commercial | 01-ALC-AllCommercial-Cooling | 0 |  |  |  |  | 45.3009 | 0 | 55.3 | 0 | 0 | -9.9991 | 214 |  | kWh | 0.15 | 0 | Commercial | [7 empty] | 10 | 0.85 |  |  |  | 0 | 3 | 0 | 0 | 0 | 0 | 0 | 0 | 0 | 0 | 0 | 0 | 2009 Qtr 1: 3; 2009 Qtr 2: 0; 2009 Qtr 3: 0; 2009 Qtr 4: 0; 2010 Qtr 1: 0; 2010 Qtr 2: 0; 2010 Qtr 3: 0; 2010 Qtr 4: 0; 2011 Qtr 1: 0; 2011 Qtr 2: 0; 2011 Qtr 3: 0; 2011 Qtr 4: 0 | 3
0 | 253145-Commercial Condensor Coil Cleaning (all units - savings at 50% of DEER) Com All CZ10 VintAll |  | System | Commercial | 01-ALC-AllCommercial-Cooling | 0 |  |  |  |  | 10 | 0 | 10 | 0 | 0 | 0 | 74 |  | kWh | 0.0665 | 0 | Commercial | [7 empty] | 3 | 0.85 |  |  |  | 0 | 4 | 0 | 0 | 0 | 0 | 0 | 0 | 0 | 0 | 0 | 0 | 2009 Qtr 1: 4; 2009 Qtr 2: 0; 2009 Qtr 3: 0; 2009 Qtr 4: 0; 2010 Qtr 1: 0; 2010 Qtr 2: 0; 2010 Qtr 3: 0; 2010 Qtr 4: 0; 2011 Qtr 1: 0; 2011 Qtr 2: 0; 2011 Qtr 3: 0; 2011 Qtr 4: 0 | 4
0 | 253145-Commercial Condensor Coil Cleaning (all units - savings at 50% of DEER) Com All CZ10 VintAll |  | System | Commercial | 01-ALC-AllCommercial-Cooling | 0 |  |  |  |  | 10 | 0 | 10 | 0 | 0 | 0 | 74 |  | kWh | 0.0665 | 0 | Commercial | [7 empty] | 3 | 0.85 |  |  |  | 0 | 3 | 0 | 0 | 0 | 0 | 0 | 0 | 0 | 0 | 0 | 0 | 2009 Qtr 1: 3; 2009 Qtr 2: 0; 2009 Qtr 3: 0; 2009 Qtr 4: 0; 2010 Qtr 1: 0; 2010 Qtr 2: 0; 2010 Qtr 3: 0; 2010 Qtr 4: 0; 2011 Qtr 1: 0; 2011 Qtr 2: 0; 2011 Qtr 3: 0; 2011 Qtr 4: 0 | 3
0 | 253145-Commercial Condensor Coil Cleaning (all units - savings at 50% of DEER) Com All CZ10 VintAll |  | System | Commercial | 01-ALC-AllCommercial-Cooling | 0 |  |  |  |  | 10 | 0 | 10 | 0 | 0 | 0 | 74 |  | kWh | 0.0665 | 0 | Commercial | [7 empty] | 3 | 0.85 |  |  |  | 0 | 4 | 0 | 0 | 0 | 0 | 0 | 0 | 0 | 0 | 0 | 0 | 2009 Qtr 1: 4; 2009 Qtr 2: 0; 2009 Qtr 3: 0; 2009 Qtr 4: 0; 2010 Qtr 1: 0; 2010 Qtr 2: 0; 2010 Qtr 3: 0; 2010 Qtr 4: 0; 2011 Qtr 1: 0; 2011 Qtr 2: 0; 2011 Qtr 3: 0; 2011 Qtr 4: 0 | 4
0 | 253142-Commercial HVAC Diagnostic/Tune-up Com All CZ10 VintAll |  | System | Commercial | 01-ALC-AllCommercial-Cooling | 0 |  |  |  |  | 45.3009 | 0 | 55.3 | 0 | 0 | -9.9991 | 214 |  | kWh | 0.15 | 0 | Commercial | [7 empty] | 10 | 0.85 |  |  |  | 0 | 3 | 0 | 0 | 0 | 0 | 0 | 0 | 0 | 0 | 0 | 0 | 2009 Qtr 1: 3; 2009 Qtr 2: 0; 2009 Qtr 3: 0; 2009 Qtr 4: 0; 2010 Qtr 1: 0; 2010 Qtr 2: 0; 2010 Qtr 3: 0; 2010 Qtr 4: 0; 2011 Qtr 1: 0; 2011 Qtr 2: 0; 2011 Qtr 3: 0; 2011 Qtr 4: 0 | 3
0 | 253142-Commercial HVAC Diagnostic/Tune-up Com All CZ10 VintAll |  | System | Commercial | 01-ALC-AllCommercial-Cooling | 0 |  |  |  |  | 45.3009 | 0 | 55.3 | 0 | 0 | -9.9991 | 214 |  | kWh | 0.15 | 0 | Commercial | [7 empty] | 10 | 0.85 |  |  |  | 0 | 5 | 0 | 0 | 0 | 0 | 0 | 0 | 0 | 0 | 0 | 0 | 2009 Qtr 1: 5; 2009 Qtr 2: 0; 2009 Qtr 3: 0; 2009 Qtr 4: 0; 2010 Qtr 1: 0; 2010 Qtr 2: 0; 2010 Qtr 3: 0; 2010 Qtr 4: 0; 2011 Qtr 1: 0; 2011 Qtr 2: 0; 2011 Qtr 3: 0; 2011 Qtr 4: 0 | 5
0 | 253142-Commercial HVAC Diagnostic/Tune-up Com All CZ10 VintAll |  | System | Commercial | 01-ALC-AllCommercial-Cooling | 0 |  |  |  |  | 45.3009 | 0 | 55.3 | 0 | 0 | -9.9991 | 214 |  | kWh | 0.15 | 0 | Commercial | [7 empty] | 10 | 0.85 |  |  |  | 0 | 4 | 0 | 0 | 0 | 0 | 0 | 0 | 0 | 0 | 0 | 0 | 2009 Qtr 1: 4; 2009 Qtr 2: 0; 2009 Qtr 3: 0; 2009 Qtr 4: 0; 2010 Qtr 1: 0; 2010 Qtr 2: 0; 2010 Qtr 3: 0; 2010 Qtr 4: 0; 2011 Qtr 1: 0; 2011 Qtr 2: 0; 2011 Qtr 3: 0; 2011 Qtr 4: 0 | 4
0 | 253145-Commercial Condensor Coil Cleaning (all units - savings at 50% of DEER) Com All CZ10 VintAll |  | System | Commercial | 01-ALC-AllCommercial-Cooling | 0 |  |  |  |  | 10 | 0 | 10 | 0 | 0 | 0 | 74 |  | kWh | 0.0665 | 0 | Commercial | [7 empty] | 3 | 0.85 |  |  |  | 0 | 3 | 0 | 0 | 0 | 0 | 0 | 0 | 0 | 0 | 0 | 0 | 2009 Qtr 1: 3; 2009 Qtr 2: 0; 2009 Qtr 3: 0; 2009 Qtr 4: 0; 2010 Qtr 1: 0; 2010 Qtr 2: 0; 2010 Qtr 3: 0; 2010 Qtr 4: 0; 2011 Qtr 1: 0; 2011 Qtr 2: 0; 2011 Qtr 3: 0; 2011 Qtr 4: 0 | 3
0 | 253145-Commercial Condensor Coil Cleaning (all units - savings at 50% of DEER) Com All CZ10 VintAll |  | System | Commercial | 01-ALC-AllCommercial-Cooling | 0 |  |  |  |  | 10 | 0 | 10 | 0 | 0 | 0 | 74 |  | kWh | 0.0665 | 0 | Commercial | [7 empty] | 3 | 0.85 |  |  |  | 0 | 5 | 0 | 0 | 0 | 0 | 0 | 0 | 0 | 0 | 0 | 0 | 2009 Qtr 1: 5; 2009 Qtr 2: 0; 2009 Qtr 3: 0; 2009 Qtr 4: 0; 2010 Qtr 1: 0; 2010 Qtr 2: 0; 2010 Qtr 3: 0; 2010 Qtr 4: 0; 2011 Qtr 1: 0; 2011 Qtr 2: 0; 2011 Qtr 3: 0; 2011 Qtr 4: 0 | 5
0 | 253145-Commercial Condensor Coil Cleaning (all units - savings at 50% of DEER) Com All CZ10 VintAll |  | System | Commercial | 01-ALC-AllCommercial-Cooling | 0 |  |  |  |  | 10 | 0 | 10 | 0 | 0 | 0 | 74 |  | kWh | 0.0665 | 0 | Commercial | [7 empty] | 3 | 0.85 |  |  |  | 0 | 4 | 0 | 0 | 0 | 0 | 0 | 0 | 0 | 0 | 0 | 0 | 2009 Qtr 1: 4; 2009 Qtr 2: 0; 2009 Qtr 3: 0; 2009 Qtr 4: 0; 2010 Qtr 1: 0; 2010 Qtr 2: 0; 2010 Qtr 3: 0; 2010 Qtr 4: 0; 2011 Qtr 1: 0; 2011 Qtr 2: 0; 2011 Qtr 3: 0; 2011 Qtr 4: 0 | 4
0 | 253141-Commercial HVAC Diagnostic/Tune-up Com All CZ07 VintAll |  | System | Commercial | 01-ALC-AllCommercial-Cooling | 0 |  |  |  |  | 45.3009 | 0 | 64.5167 | 0 | 0 | -19.2158 | 196 |  | kWh | 0.15 | 0 | Commercial | [7 empty] | 10 | 0.85 |  |  |  | 0 | 3 | 0 | 0 | 0 | 0 | 0 | 0 | 0 | 0 | 0 | 0 | 2009 Qtr 1: 3; 2009 Qtr 2: 0; 2009 Qtr 3: 0; 2009 Qtr 4: 0; 2010 Qtr 1: 0; 2010 Qtr 2: 0; 2010 Qtr 3: 0; 2010 Qtr 4: 0; 2011 Qtr 1: 0; 2011 Qtr 2: 0; 2011 Qtr 3: 0; 2011 Qtr 4: 0 | 3
0 | 253141-Commercial HVAC Diagnostic/Tune-up Com All CZ07 VintAll |  | System | Commercial | 01-ALC-AllCommercial-Cooling | 0 |  |  |  |  | 45.3009 | 0 | 64.5167 | 0 | 0 | -19.2158 | 196 |  | kWh | 0.15 | 0 | Commercial | [7 empty] | 10 | 0.85 |  |  |  | 0 | 3 | 0 | 0 | 0 | 0 | 0 | 0 | 0 | 0 | 0 | 0 | 2009 Qtr 1: 3; 2009 Qtr 2: 0; 2009 Qtr 3: 0; 2009 Qtr 4: 0; 2010 Qtr 1: 0; 2010 Qtr 2: 0; 2010 Qtr 3: 0; 2010 Qtr 4: 0; 2011 Qtr 1: 0; 2011 Qtr 2: 0; 2011 Qtr 3: 0; 2011 Qtr 4: 0 | 3
0 | 253141-Commercial HVAC Diagnostic/Tune-up Com All CZ07 VintAll |  | System | Commercial | 01-ALC-AllCommercial-Cooling | 0 |  |  |  |  | 45.3009 | 0 | 55.3 | 0 | 0 | -9.9991 | 196 |  | kWh | 0.15 | 0 | Commercial | [7 empty] | 10 | 0.85 |  |  |  | 0 | 4 | 0 | 0 | 0 | 0 | 0 | 0 | 0 | 0 | 0 | 0 | 2009 Qtr 1: 4; 2009 Qtr 2: 0; 2009 Qtr 3: 0; 2009 Qtr 4: 0; 2010 Qtr 1: 0; 2010 Qtr 2: 0; 2010 Qtr 3: 0; 2010 Qtr 4: 0; 2011 Qtr 1: 0; 2011 Qtr 2: 0; 2011 Qtr 3: 0; 2011 Qtr 4: 0 | 4
0 | 253144-Commercial Condensor Coil Cleaning (all units - savings at 50% of DEER) Com All CZ07 VintAll |  | System | Commercial | 01-ALC-AllCommercial-Cooling | 0 |  |  |  |  | 10 | 0 | 11.6667 | 0 | 0 | -1.6667 | 60 |  | kWh | 0.047 | 0 | Commercial | [7 empty] | 3 | 0.85 |  |  |  | 0 | 3 | 0 | 0 | 0 | 0 | 0 | 0 | 0 | 0 | 0 | 0 | 2009 Qtr 1: 3; 2009 Qtr 2: 0; 2009 Qtr 3: 0; 2009 Qtr 4: 0; 2010 Qtr 1: 0; 2010 Qtr 2: 0; 2010 Qtr 3: 0; 2010 Qtr 4: 0; 2011 Qtr 1: 0; 2011 Qtr 2: 0; 2011 Qtr 3: 0; 2011 Qtr 4: 0 | 3
0 | 253144-Commercial Condensor Coil Cleaning (all units - savings at 50% of DEER) Com All CZ07 VintAll |  | System | Commercial | 01-ALC-AllCommercial-Cooling | 0 |  |  |  |  | 10 | 0 | 11.6667 | 0 | 0 | -1.6667 | 60 |  | kWh | 0.047 | 0 | Commercial | [7 empty] | 3 | 0.85 |  |  |  | 0 | 3 | 0 | 0 | 0 | 0 | 0 | 0 | 0 | 0 | 0 | 0 | 2009 Qtr 1: 3; 2009 Qtr 2: 0; 2009 Qtr 3: 0; 2009 Qtr 4: 0; 2010 Qtr 1: 0; 2010 Qtr 2: 0; 2010 Qtr 3: 0; 2010 Qtr 4: 0; 2011 Qtr 1: 0; 2011 Qtr 2: 0; 2011 Qtr 3: 0; 2011 Qtr 4: 0 | 3
0 | 253144-Commercial Condensor Coil Cleaning (all units - savings at 50% of DEER) Com All CZ07 VintAll |  | System | Commercial | 01-ALC-AllCommercial-Cooling | 0 |  |  |  |  | 10 | 0 | 10 | 0 | 0 | 0 | 60 |  | kWh | 0.047 | 0 | Commercial | [7 empty] | 3 | 0.85 |  |  |  | 0 | 4 | 0 | 0 | 0 | 0 | 0 | 0 | 0 | 0 | 0 | 0 | 2009 Qtr 1: 4; 2009 Qtr 2: 0; 2009 Qtr 3: 0; 2009 Qtr 4: 0; 2010 Qtr 1: 0; 2010 Qtr 2: 0; 2010 Qtr 3: 0; 2010 Qtr 4: 0; 2011 Qtr 1: 0; 2011 Qtr 2: 0; 2011 Qtr 3: 0; 2011 Qtr 4: 0 | 4
0 | 253141-Commercial HVAC Diagnostic/Tune-up Com All CZ07 VintAll |  | System | Commercial | 01-ALC-AllCommercial-Cooling | 0 |  |  |  |  | 45.3009 | 0 | 55.3 | 0 | 0 | -9.9991 | 196 |  | kWh | 0.15 | 0 | Commercial | [7 empty] | 10 | 0.85 |  |  |  | 0 | 5 | 0 | 0 | 0 | 0 | 0 | 0 | 0 | 0 | 0 | 0 | 2009 Qtr 1: 5; 2009 Qtr 2: 0; 2009 Qtr 3: 0; 2009 Qtr 4: 0; 2010 Qtr 1: 0; 2010 Qtr 2: 0; 2010 Qtr 3: 0; 2010 Qtr 4: 0; 2011 Qtr 1: 0; 2011 Qtr 2: 0; 2011 Qtr 3: 0; 2011 Qtr 4: 0 | 5
0 | 253144-Commercial Condensor Coil Cleaning (all units - savings at 50% of DEER) Com All CZ07 VintAll |  | System | Commercial | 01-ALC-AllCommercial-Cooling | 0 |  |  |  |  | 10 | 0 | 10 | 0 | 0 | 0 | 60 |  | kWh | 0.047 | 0 | Commercial | [7 empty] | 3 | 0.85 |  |  |  | 0 | 5 | 0 | 0 | 0 | 0 | 0 | 0 | 0 | 0 | 0 | 0 | 2009 Qtr 1: 5; 2009 Qtr 2: 0; 2009 Qtr 3: 0; 2009 Qtr 4: 0; 2010 Qtr 1: 0; 2010 Qtr 2: 0; 2010 Qtr 3: 0; 2010 Qtr 4: 0; 2011 Qtr 1: 0; 2011 Qtr 2: 0; 2011 Qtr 3: 0; 2011 Qtr 4: 0 | 5
0 | 253141-Commercial HVAC Diagnostic/Tune-up Com All CZ07 VintAll |  | System | Commercial | 01-ALC-AllCommercial-Cooling | 0 |  |  |  |  | 45.3009 | 0 | 69.125 | 0 | 0 | -23.8241 | 196 |  | kWh | 0.15 | 0 | Commercial | [7 empty] | 10 | 0.85 |  |  |  | 0 | 2 | 0 | 0 | 0 | 0 | 0 | 0 | 0 | 0 | 0 | 0 | 2009 Qtr 1: 2; 2009 Qtr 2: 0; 2009 Qtr 3: 0; 2009 Qtr 4: 0; 2010 Qtr 1: 0; 2010 Qtr 2: 0; 2010 Qtr 3: 0; 2010 Qtr 4: 0; 2011 Qtr 1: 0; 2011 Qtr 2: 0; 2011 Qtr 3: 0; 2011 Qtr 4: 0 | 2
0 | 253144-Commercial Condensor Coil Cleaning (all units - savings at 50% of DEER) Com All CZ07 VintAll |  | System | Commercial | 01-ALC-AllCommercial-Cooling | 0 |  |  |  |  | 10 | 0 | 12.5 | 0 | 0 | -2.5 | 60 |  | kWh | 0.047 | 0 | Commercial | [7 empty] | 3 | 0.85 |  |  |  | 0 | 2 | 0 | 0 | 0 | 0 | 0 | 0 | 0 | 0 | 0 | 0 | 2009 Qtr 1: 2; 2009 Qtr 2: 0; 2009 Qtr 3: 0; 2009 Qtr 4: 0; 2010 Qtr 1: 0; 2010 Qtr 2: 0; 2010 Qtr 3: 0; 2010 Qtr 4: 0; 2011 Qtr 1: 0; 2011 Qtr 2: 0; 2011 Qtr 3: 0; 2011 Qtr 4: 0 | 2
0 | 253141-Commercial HVAC Diagnostic/Tune-up Com All CZ07 VintAll |  | System | Commercial | 01-ALC-AllCommercial-Cooling | 0 |  |  |  |  | 45.3009 | 0 | 59.9083 | 0 | 0 | -14.6074 | 196 |  | kWh | 0.15 | 0 | Commercial | [7 empty] | 10 | 0.85 |  |  |  | 0 | 6 | 0 | 0 | 0 | 0 | 0 | 0 | 0 | 0 | 0 | 0 | 2009 Qtr 1: 6; 2009 Qtr 2: 0; 2009 Qtr 3: 0; 2009 Qtr 4: 0; 2010 Qtr 1: 0; 2010 Qtr 2: 0; 2010 Qtr 3: 0; 2010 Qtr 4: 0; 2011 Qtr 1: 0; 2011 Qtr 2: 0; 2011 Qtr 3: 0; 2011 Qtr 4: 0 | 6
0 | 253141-Commercial HVAC Diagnostic/Tune-up Com All CZ07 VintAll |  | System | Commercial | 01-ALC-AllCommercial-Cooling | 0 |  |  |  |  | 45.3009 | 0 | 55.3 | 0 | 0 | -9.9991 | 196 |  | kWh | 0.15 | 0 | Commercial | [7 empty] | 10 | 0.85 |  |  |  | 0 | 4 | 0 | 0 | 0 | 0 | 0 | 0 | 0 | 0 | 0 | 0 | 2009 Qtr 1: 4; 2009 Qtr 2: 0; 2009 Qtr 3: 0; 2009 Qtr 4: 0; 2010 Qtr 1: 0; 2010 Qtr 2: 0; 2010 Qtr 3: 0; 2010 Qtr 4: 0; 2011 Qtr 1: 0; 2011 Qtr 2: 0; 2011 Qtr 3: 0; 2011 Qtr 4: 0 | 4
0 | 253141-Commercial HVAC Diagnostic/Tune-up Com All CZ07 VintAll |  | System | Commercial | 01-ALC-AllCommercial-Cooling | 0 |  |  |  |  | 45.3009 | 0 | 55.3 | 0 | 0 | -9.9991 | 196 |  | kWh | 0.15 | 0 | Commercial | [7 empty] | 10 | 0.85 |  |  |  | 0 | 4 | 0 | 0 | 0 | 0 | 0 | 0 | 0 | 0 | 0 | 0 | 2009 Qtr 1: 4; 2009 Qtr 2: 0; 2009 Qtr 3: 0; 2009 Qtr 4: 0; 2010 Qtr 1: 0; 2010 Qtr 2: 0; 2010 Qtr 3: 0; 2010 Qtr 4: 0; 2011 Qtr 1: 0; 2011 Qtr 2: 0; 2011 Qtr 3: 0; 2011 Qtr 4: 0 | 4
0 | 253144-Commercial Condensor Coil Cleaning (all units - savings at 50% of DEER) Com All CZ07 VintAll |  | System | Commercial | 01-ALC-AllCommercial-Cooling | 0 |  |  |  |  | 10 | 0 | 10 | 0 | 0 | 0 | 60 |  | kWh | 0.047 | 0 | Commercial | [7 empty] | 3 | 0.85 |  |  |  | 0 | 4 | 0 | 0 | 0 | 0 | 0 | 0 | 0 | 0 | 0 | 0 | 2009 Qtr 1: 4; 2009 Qtr 2: 0; 2009 Qtr 3: 0; 2009 Qtr 4: 0; 2010 Qtr 1: 0; 2010 Qtr 2: 0; 2010 Qtr 3: 0; 2010 Qtr 4: 0; 2011 Qtr 1: 0; 2011 Qtr 2: 0; 2011 Qtr 3: 0; 2011 Qtr 4: 0 | 4
0 | 253144-Commercial Condensor Coil Cleaning (all units - savings at 50% of DEER) Com All CZ07 VintAll |  | System | Commercial | 01-ALC-AllCommercial-Cooling | 0 |  |  |  |  | 10 | 0 | 10 | 0 | 0 | 0 | 60 |  | kWh | 0.047 | 0 | Commercial | [7 empty] | 3 | 0.85 |  |  |  | 0 | 4 | 0 | 0 | 0 | 0 | 0 | 0 | 0 | 0 | 0 | 0 | 2009 Qtr 1: 4; 2009 Qtr 2: 0; 2009 Qtr 3: 0; 2009 Qtr 4: 0; 2010 Qtr 1: 0; 2010 Qtr 2: 0; 2010 Qtr 3: 0; 2010 Qtr 4: 0; 2011 Qtr 1: 0; 2011 Qtr 2: 0; 2011 Qtr 3: 0; 2011 Qtr 4: 0 | 4
0 | 253141-Commercial HVAC Diagnostic/Tune-up Com All CZ07 VintAll |  | System | Commercial | 01-ALC-AllCommercial-Cooling | 0 |  |  |  |  | 45.3009 | 0 | 55.3 | 0 | 0 | -9.9991 | 196 |  | kWh | 0.15 | 0 | Commercial | [7 empty] | 10 | 0.85 |  |  |  | 0 | 3 | 0 | 0 | 0 | 0 | 0 | 0 | 0 | 0 | 0 | 0 | 2009 Qtr 1: 3; 2009 Qtr 2: 0; 2009 Qtr 3: 0; 2009 Qtr 4: 0; 2010 Qtr 1: 0; 2010 Qtr 2: 0; 2010 Qtr 3: 0; 2010 Qtr 4: 0; 2011 Qtr 1: 0; 2011 Qtr 2: 0; 2011 Qtr 3: 0; 2011 Qtr 4: 0 | 3
0 | 253144-Commercial Condensor Coil Cleaning (all units - savings at 50% of DEER) Com All CZ07 VintAll |  | System | Commercial | 01-ALC-AllCommercial-Cooling | 0 |  |  |  |  | 10 | 0 | 10 | 0 | 0 | 0 | 60 |  | kWh | 0.047 | 0 | Commercial | [7 empty] | 3 | 0.85 |  |  |  | 0 | 3 | 0 | 0 | 0 | 0 | 0 | 0 | 0 | 0 | 0 | 0 | 2009 Qtr 1: 3; 2009 Qtr 2: 0; 2009 Qtr 3: 0; 2009 Qtr 4: 0; 2010 Qtr 1: 0; 2010 Qtr 2: 0; 2010 Qtr 3: 0; 2010 Qtr 4: 0; 2011 Qtr 1: 0; 2011 Qtr 2: 0; 2011 Qtr 3: 0; 2011 Qtr 4: 0 | 3
0 | 253144-Commercial Condensor Coil Cleaning (all units - savings at 50% of DEER) Com All CZ07 VintAll |  | System | Commercial | 01-ALC-AllCommercial-Cooling | 0 |  |  |  |  | 10 | 0 | 10 | 0 | 0 | 0 | 60 |  | kWh | 0.047 | 0 | Commercial | [7 empty] | 3 | 0.85 |  |  |  | 0 | 3 | 0 | 0 | 0 | 0 | 0 | 0 | 0 | 0 | 0 | 0 | 2009 Qtr 1: 3; 2009 Qtr 2: 0; 2009 Qtr 3: 0; 2009 Qtr 4: 0; 2010 Qtr 1: 0; 2010 Qtr 2: 0; 2010 Qtr 3: 0; 2010 Qtr 4: 0; 2011 Qtr 1: 0; 2011 Qtr 2: 0; 2011 Qtr 3: 0; 2011 Qtr 4: 0 | 3
0 | 253144-Commercial Condensor Coil Cleaning (all units - savings at 50% of DEER) Com All CZ07 VintAll |  | System | Commercial | 01-ALC-AllCommercial-Cooling | 0 |  |  |  |  | 10 | 0 | 10 | 0 | 0 | 0 | 60 |  | kWh | 0.047 | 0 | Commercial | [7 empty] | 3 | 0.85 |  |  |  | 0 | 3 | 0 | 0 | 0 | 0 | 0 | 0 | 0 | 0 | 0 | 0 | 2009 Qtr 1: 3; 2009 Qtr 2: 0; 2009 Qtr 3: 0; 2009 Qtr 4: 0; 2010 Qtr 1: 0; 2010 Qtr 2: 0; 2010 Qtr 3: 0; 2010 Qtr 4: 0; 2011 Qtr 1: 0; 2011 Qtr 2: 0; 2011 Qtr 3: 0; 2011 Qtr 4: 0 | 3
0 | 253144-Commercial Condensor Coil Cleaning (all units - savings at 50% of DEER) Com All CZ07 VintAll |  | System | Commercial | 01-ALC-AllCommercial-Cooling | 0 |  |  |  |  | 10 | 0 | 10 | 0 | 0 | 0 | 60 |  | kWh | 0.047 | 0 | Commercial | [7 empty] | 3 | 0.85 |  |  |  | 0 | 3 | 0 | 0 | 0 | 0 | 0 | 0 | 0 | 0 | 0 | 0 | 2009 Qtr 1: 3; 2009 Qtr 2: 0; 2009 Qtr 3: 0; 2009 Qtr 4: 0; 2010 Qtr 1: 0; 2010 Qtr 2: 0; 2010 Qtr 3: 0; 2010 Qtr 4: 0; 2011 Qtr 1: 0; 2011 Qtr 2: 0; 2011 Qtr 3: 0; 2011 Qtr 4: 0 | 3
0 | 253144-Commercial Condensor Coil Cleaning (all units - savings at 50% of DEER) Com All CZ07 VintAll |  | System | Commercial | 01-ALC-AllCommercial-Cooling | 0 |  |  |  |  | 10 | 0 | 10 | 0 | 0 | 0 | 60 |  | kWh | 0.047 | 0 | Commercial | [7 empty] | 3 | 0.85 |  |  |  | 0 | 3 | 0 | 0 | 0 | 0 | 0 | 0 | 0 | 0 | 0 | 0 | 2009 Qtr 1: 3; 2009 Qtr 2: 0; 2009 Qtr 3: 0; 2009 Qtr 4: 0; 2010 Qtr 1: 0; 2010 Qtr 2: 0; 2010 Qtr 3: 0; 2010 Qtr 4: 0; 2011 Qtr 1: 0; 2011 Qtr 2: 0; 2011 Qtr 3: 0; 2011 Qtr 4: 0 | 3
0 | 253144-Commercial Condensor Coil Cleaning (all units - savings at 50% of DEER) Com All CZ07 VintAll |  | System | Commercial | 01-ALC-AllCommercial-Cooling | 0 |  |  |  |  | 10 | 0 | 10 | 0 | 0 | 0 | 60 |  | kWh | 0.047 | 0 | Commercial | [7 empty] | 3 | 0.85 |  |  |  | 0 | 3 | 0 | 0 | 0 | 0 | 0 | 0 | 0 | 0 | 0 | 0 | 2009 Qtr 1: 3; 2009 Qtr 2: 0; 2009 Qtr 3: 0; 2009 Qtr 4: 0; 2010 Qtr 1: 0; 2010 Qtr 2: 0; 2010 Qtr 3: 0; 2010 Qtr 4: 0; 2011 Qtr 1: 0; 2011 Qtr 2: 0; 2011 Qtr 3: 0; 2011 Qtr 4: 0 | 3
0 | 253144-Commercial Condensor Coil Cleaning (all units - savings at 50% of DEER) Com All CZ07 VintAll |  | System | Commercial | 01-ALC-AllCommercial-Cooling | 0 |  |  |  |  | 10 | 0 | 10 | 0 | 0 | 0 | 60 |  | kWh | 0.047 | 0 | Commercial | [7 empty] | 3 | 0.85 |  |  |  | 0 | 3 | 0 | 0 | 0 | 0 | 0 | 0 | 0 | 0 | 0 | 0 | 2009 Qtr 1: 3; 2009 Qtr 2: 0; 2009 Qtr 3: 0; 2009 Qtr 4: 0; 2010 Qtr 1: 0; 2010 Qtr 2: 0; 2010 Qtr 3: 0; 2010 Qtr 4: 0; 2011 Qtr 1: 0; 2011 Qtr 2: 0; 2011 Qtr 3: 0; 2011 Qtr 4: 0 | 3
0 | 253144-Commercial Condensor Coil Cleaning (all units - savings at 50% of DEER) Com All CZ07 VintAll |  | System | Commercial | 01-ALC-AllCommercial-Cooling | 0 |  |  |  |  | 10 | 0 | 10 | 0 | 0 | 0 | 60 |  | kWh | 0.047 | 0 | Commercial | [7 empty] | 3 | 0.85 |  |  |  | 0 | 3 | 0 | 0 | 0 | 0 | 0 | 0 | 0 | 0 | 0 | 0 | 2009 Qtr 1: 3; 2009 Qtr 2: 0; 2009 Qtr 3: 0; 2009 Qtr 4: 0; 2010 Qtr 1: 0; 2010 Qtr 2: 0; 2010 Qtr 3: 0; 2010 Qtr 4: 0; 2011 Qtr 1: 0; 2011 Qtr 2: 0; 2011 Qtr 3: 0; 2011 Qtr 4: 0 | 3
0 | 253144-Commercial Condensor Coil Cleaning (all units - savings at 50% of DEER) Com All CZ07 VintAll |  | System | Commercial | 01-ALC-AllCommercial-Cooling | 0 |  |  |  |  | 10 | 0 | 10 | 0 | 0 | 0 | 60 |  | kWh | 0.047 | 0 | Commercial | [7 empty] | 3 | 0.85 |  |  |  | 0 | 3 | 0 | 0 | 0 | 0 | 0 | 0 | 0 | 0 | 0 | 0 | 2009 Qtr 1: 3; 2009 Qtr 2: 0; 2009 Qtr 3: 0; 2009 Qtr 4: 0; 2010 Qtr 1: 0; 2010 Qtr 2: 0; 2010 Qtr 3: 0; 2010 Qtr 4: 0; 2011 Qtr 1: 0; 2011 Qtr 2: 0; 2011 Qtr 3: 0; 2011 Qtr 4: 0 | 3
0 | 253144-Commercial Condensor Coil Cleaning (all units - savings at 50% of DEER) Com All CZ07 VintAll |  | System | Commercial | 01-ALC-AllCommercial-Cooling | 0 |  |  |  |  | 10 | 0 | 10 | 0 | 0 | 0 | 60 |  | kWh | 0.047 | 0 | Commercial | [7 empty] | 3 | 0.85 |  |  |  | 0 | 3 | 0 | 0 | 0 | 0 | 0 | 0 | 0 | 0 | 0 | 0 | 2009 Qtr 1: 3; 2009 Qtr 2: 0; 2009 Qtr 3: 0; 2009 Qtr 4: 0; 2010 Qtr 1: 0; 2010 Qtr 2: 0; 2010 Qtr 3: 0; 2010 Qtr 4: 0; 2011 Qtr 1: 0; 2011 Qtr 2: 0; 2011 Qtr 3: 0; 2011 Qtr 4: 0 | 3
0 | 253141-Commercial HVAC Diagnostic/Tune-up Com All CZ07 VintAll |  | System | Commercial | 01-ALC-AllCommercial-Cooling | 0 |  |  |  |  | 45.3009 | 0 | 55.3 | 0 | 0 | -9.9991 | 196 |  | kWh | 0.15 | 0 | Commercial | [7 empty] | 10 | 0.85 |  |  |  | 0 | 3 | 0 | 0 | 0 | 0 | 0 | 0 | 0 | 0 | 0 | 0 | 2009 Qtr 1: 3; 2009 Qtr 2: 0; 2009 Qtr 3: 0; 2009 Qtr 4: 0; 2010 Qtr 1: 0; 2010 Qtr 2: 0; 2010 Qtr 3: 0; 2010 Qtr 4: 0; 2011 Qtr 1: 0; 2011 Qtr 2: 0; 2011 Qtr 3: 0; 2011 Qtr 4: 0 | 3
0 | 253141-Commercial HVAC Diagnostic/Tune-up Com All CZ07 VintAll |  | System | Commercial | 01-ALC-AllCommercial-Cooling | 0 |  |  |  |  | 45.3009 | 0 | 55.3 | 0 | 0 | -9.9991 | 196 |  | kWh | 0.15 | 0 | Commercial | [7 empty] | 10 | 0.85 |  |  |  | 0 | 3 | 0 | 0 | 0 | 0 | 0 | 0 | 0 | 0 | 0 | 0 | 2009 Qtr 1: 3; 2009 Qtr 2: 0; 2009 Qtr 3: 0; 2009 Qtr 4: 0; 2010 Qtr 1: 0; 2010 Qtr 2: 0; 2010 Qtr 3: 0; 2010 Qtr 4: 0; 2011 Qtr 1: 0; 2011 Qtr 2: 0; 2011 Qtr 3: 0; 2011 Qtr 4: 0 | 3
0 | 253141-Commercial HVAC Diagnostic/Tune-up Com All CZ07 VintAll |  | System | Commercial | 01-ALC-AllCommercial-Cooling | 0 |  |  |  |  | 45.3009 | 0 | 55.3 | 0 | 0 | -9.9991 | 196 |  | kWh | 0.15 | 0 | Commercial | [7 empty] | 10 | 0.85 |  |  |  | 0 | 3 | 0 | 0 | 0 | 0 | 0 | 0 | 0 | 0 | 0 | 0 | 2009 Qtr 1: 3; 2009 Qtr 2: 0; 2009 Qtr 3: 0; 2009 Qtr 4: 0; 2010 Qtr 1: 0; 2010 Qtr 2: 0; 2010 Qtr 3: 0; 2010 Qtr 4: 0; 2011 Qtr 1: 0; 2011 Qtr 2: 0; 2011 Qtr 3: 0; 2011 Qtr 4: 0 | 3
0 | 253141-Commercial HVAC Diagnostic/Tune-up Com All CZ07 VintAll |  | System | Commercial | 01-ALC-AllCommercial-Cooling | 0 |  |  |  |  | 45.3009 | 0 | 55.3 | 0 | 0 | -9.9991 | 196 |  | kWh | 0.15 | 0 | Commercial | [7 empty] | 10 | 0.85 |  |  |  | 0 | 3 | 0 | 0 | 0 | 0 | 0 | 0 | 0 | 0 | 0 | 0 | 2009 Qtr 1: 3; 2009 Qtr 2: 0; 2009 Qtr 3: 0; 2009 Qtr 4: 0; 2010 Qtr 1: 0; 2010 Qtr 2: 0; 2010 Qtr 3: 0; 2010 Qtr 4: 0; 2011 Qtr 1: 0; 2011 Qtr 2: 0; 2011 Qtr 3: 0; 2011 Qtr 4: 0 | 3
0 | 253141-Commercial HVAC Diagnostic/Tune-up Com All CZ07 VintAll |  | System | Commercial | 01-ALC-AllCommercial-Cooling | 0 |  |  |  |  | 45.3009 | 0 | 55.3 | 0 | 0 | -9.9991 | 196 |  | kWh | 0.15 | 0 | Commercial | [7 empty] | 10 | 0.85 |  |  |  | 0 | 3 | 0 | 0 | 0 | 0 | 0 | 0 | 0 | 0 | 0 | 0 | 2009 Qtr 1: 3; 2009 Qtr 2: 0; 2009 Qtr 3: 0; 2009 Qtr 4: 0; 2010 Qtr 1: 0; 2010 Qtr 2: 0; 2010 Qtr 3: 0; 2010 Qtr 4: 0; 2011 Qtr 1: 0; 2011 Qtr 2: 0; 2011 Qtr 3: 0; 2011 Qtr 4: 0 | 3
0 | 253141-Commercial HVAC Diagnostic/Tune-up Com All CZ07 VintAll |  | System | Commercial | 01-ALC-AllCommercial-Cooling | 0 |  |  |  |  | 45.3009 | 0 | 55.3 | 0 | 0 | -9.9991 | 196 |  | kWh | 0.15 | 0 | Commercial | [7 empty] | 10 | 0.85 |  |  |  | 0 | 3 | 0 | 0 | 0 | 0 | 0 | 0 | 0 | 0 | 0 | 0 | 2009 Qtr 1: 3; 2009 Qtr 2: 0; 2009 Qtr 3: 0; 2009 Qtr 4: 0; 2010 Qtr 1: 0; 2010 Qtr 2: 0; 2010 Qtr 3: 0; 2010 Qtr 4: 0; 2011 Qtr 1: 0; 2011 Qtr 2: 0; 2011 Qtr 3: 0; 2011 Qtr 4: 0 | 3
0 | 253141-Commercial HVAC Diagnostic/Tune-up Com All CZ07 VintAll |  | System | Commercial | 01-ALC-AllCommercial-Cooling | 0 |  |  |  |  | 45.3009 | 0 | 55.3 | 0 | 0 | -9.9991 | 196 |  | kWh | 0.15 | 0 | Commercial | [7 empty] | 10 | 0.85 |  |  |  | 0 | 3 | 0 | 0 | 0 | 0 | 0 | 0 | 0 | 0 | 0 | 0 | 2009 Qtr 1: 3; 2009 Qtr 2: 0; 2009 Qtr 3: 0; 2009 Qtr 4: 0; 2010 Qtr 1: 0; 2010 Qtr 2: 0; 2010 Qtr 3: 0; 2010 Qtr 4: 0; 2011 Qtr 1: 0; 2011 Qtr 2: 0; 2011 Qtr 3: 0; 2011 Qtr 4: 0 | 3
0 | 253141-Commercial HVAC Diagnostic/Tune-up Com All CZ07 VintAll |  | System | Commercial | 01-ALC-AllCommercial-Cooling | 0 |  |  |  |  | 45.3009 | 0 | 55.3 | 0 | 0 | -9.9991 | 196 |  | kWh | 0.15 | 0 | Commercial | [7 empty] | 10 | 0.85 |  |  |  | 0 | 3 | 0 | 0 | 0 | 0 | 0 | 0 | 0 | 0 | 0 | 0 | 2009 Qtr 1: 3; 2009 Qtr 2: 0; 2009 Qtr 3: 0; 2009 Qtr 4: 0; 2010 Qtr 1: 0; 2010 Qtr 2: 0; 2010 Qtr 3: 0; 2010 Qtr 4: 0; 2011 Qtr 1: 0; 2011 Qtr 2: 0; 2011 Qtr 3: 0; 2011 Qtr 4: 0 | 3
0 | 253144-Commercial Condensor Coil Cleaning (all units - savings at 50% of DEER) Com All CZ07 VintAll |  | System | Commercial | 01-ALC-AllCommercial-Cooling | 0 |  |  |  |  | 10 | 0 | 10 | 0 | 0 | 0 | 60 |  | kWh | 0.047 | 0 | Commercial | [7 empty] | 3 | 0.85 |  |  |  | 0 | 3 | 0 | 0 | 0 | 0 | 0 | 0 | 0 | 0 | 0 | 0 | 2009 Qtr 1: 3; 2009 Qtr 2: 0; 2009 Qtr 3: 0; 2009 Qtr 4: 0; 2010 Qtr 1: 0; 2010 Qtr 2: 0; 2010 Qtr 3: 0; 2010 Qtr 4: 0; 2011 Qtr 1: 0; 2011 Qtr 2: 0; 2011 Qtr 3: 0; 2011 Qtr 4: 0 | 3
0 | 253141-Commercial HVAC Diagnostic/Tune-up Com All CZ07 VintAll |  | System | Commercial | 01-ALC-AllCommercial-Cooling | 0 |  |  |  |  | 45.3009 | 0 | 64.5167 | 0 | 0 | -19.2158 | 196 |  | kWh | 0.15 | 0 | Commercial | [7 empty] | 10 | 0.85 |  |  |  | 0 | 3 | 0 | 0 | 0 | 0 | 0 | 0 | 0 | 0 | 0 | 0 | 2009 Qtr 1: 3; 2009 Qtr 2: 0; 2009 Qtr 3: 0; 2009 Qtr 4: 0; 2010 Qtr 1: 0; 2010 Qtr 2: 0; 2010 Qtr 3: 0; 2010 Qtr 4: 0; 2011 Qtr 1: 0; 2011 Qtr 2: 0; 2011 Qtr 3: 0; 2011 Qtr 4: 0 | 3
0 | 253144-Commercial Condensor Coil Cleaning (all units - savings at 50% of DEER) Com All CZ07 VintAll |  | System | Commercial | 01-ALC-AllCommercial-Cooling | 0 |  |  |  |  | 10 | 0 | 11.6667 | 0 | 0 | -1.6667 | 60 |  | kWh | 0.047 | 0 | Commercial | [7 empty] | 3 | 0.85 |  |  |  | 0 | 3 | 0 | 0 | 0 | 0 | 0 | 0 | 0 | 0 | 0 | 0 | 2009 Qtr 1: 3; 2009 Qtr 2: 0; 2009 Qtr 3: 0; 2009 Qtr 4: 0; 2010 Qtr 1: 0; 2010 Qtr 2: 0; 2010 Qtr 3: 0; 2010 Qtr 4: 0; 2011 Qtr 1: 0; 2011 Qtr 2: 0; 2011 Qtr 3: 0; 2011 Qtr 4: 0 | 3
0 | 253141-Commercial HVAC Diagnostic/Tune-up Com All CZ07 VintAll |  | System | Commercial | 01-ALC-AllCommercial-Cooling | 0 |  |  |  |  | 45.3009 | 0 | 55.3 | 0 | 0 | -9.9991 | 196 |  | kWh | 0.15 | 0 | Commercial | [7 empty] | 10 | 0.85 |  |  |  | 0 | 2 | 0 | 0 | 0 | 0 | 0 | 0 | 0 | 0 | 0 | 0 | 2009 Qtr 1: 2; 2009 Qtr 2: 0; 2009 Qtr 3: 0; 2009 Qtr 4: 0; 2010 Qtr 1: 0; 2010 Qtr 2: 0; 2010 Qtr 3: 0; 2010 Qtr 4: 0; 2011 Qtr 1: 0; 2011 Qtr 2: 0; 2011 Qtr 3: 0; 2011 Qtr 4: 0 | 2
0 | 253144-Commercial Condensor Coil Cleaning (all units - savings at 50% of DEER) Com All CZ07 VintAll |  | System | Commercial | 01-ALC-AllCommercial-Cooling | 0 |  |  |  |  | 10 | 0 | 10 | 0 | 0 | 0 | 60 |  | kWh | 0.047 | 0 | Commercial | [7 empty] | 3 | 0.85 |  |  |  | 0 | 3 | 0 | 0 | 0 | 0 | 0 | 0 | 0 | 0 | 0 | 0 | 2009 Qtr 1: 3; 2009 Qtr 2: 0; 2009 Qtr 3: 0; 2009 Qtr 4: 0; 2010 Qtr 1: 0; 2010 Qtr 2: 0; 2010 Qtr 3: 0; 2010 Qtr 4: 0; 2011 Qtr 1: 0; 2011 Qtr 2: 0; 2011 Qtr 3: 0; 2011 Qtr 4: 0 | 3
0 | 253144-Commercial Condensor Coil Cleaning (all units - savings at 50% of DEER) Com All CZ07 VintAll |  | System | Commercial | 01-ALC-AllCommercial-Cooling | 0 |  |  |  |  | 10 | 0 | 10 | 0 | 0 | 0 | 60 |  | kWh | 0.047 | 0 | Commercial | [7 empty] | 3 | 0.85 |  |  |  | 0 | 5 | 0 | 0 | 0 | 0 | 0 | 0 | 0 | 0 | 0 | 0 | 2009 Qtr 1: 5; 2009 Qtr 2: 0; 2009 Qtr 3: 0; 2009 Qtr 4: 0; 2010 Qtr 1: 0; 2010 Qtr 2: 0; 2010 Qtr 3: 0; 2010 Qtr 4: 0; 2011 Qtr 1: 0; 2011 Qtr 2: 0; 2011 Qtr 3: 0; 2011 Qtr 4: 0 | 5
0 | 253144-Commercial Condensor Coil Cleaning (all units - savings at 50% of DEER) Com All CZ07 VintAll |  | System | Commercial | 01-ALC-AllCommercial-Cooling | 0 |  |  |  |  | 10 | 0 | 10 | 0 | 0 | 0 | 60 |  | kWh | 0.047 | 0 | Commercial | [7 empty] | 3 | 0.85 |  |  |  | 0 | 5 | 0 | 0 | 0 | 0 | 0 | 0 | 0 | 0 | 0 | 0 | 2009 Qtr 1: 5; 2009 Qtr 2: 0; 2009 Qtr 3: 0; 2009 Qtr 4: 0; 2010 Qtr 1: 0; 2010 Qtr 2: 0; 2010 Qtr 3: 0; 2010 Qtr 4: 0; 2011 Qtr 1: 0; 2011 Qtr 2: 0; 2011 Qtr 3: 0; 2011 Qtr 4: 0 | 5
0 | 253144-Commercial Condensor Coil Cleaning (all units - savings at 50% of DEER) Com All CZ07 VintAll |  | System | Commercial | 01-ALC-AllCommercial-Cooling | 0 |  |  |  |  | 10 | 0 | 10 | 0 | 0 | 0 | 60 |  | kWh | 0.047 | 0 | Commercial | [7 empty] | 3 | 0.85 |  |  |  | 0 | 5 | 0 | 0 | 0 | 0 | 0 | 0 | 0 | 0 | 0 | 0 | 2009 Qtr 1: 5; 2009 Qtr 2: 0; 2009 Qtr 3: 0; 2009 Qtr 4: 0; 2010 Qtr 1: 0; 2010 Qtr 2: 0; 2010 Qtr 3: 0; 2010 Qtr 4: 0; 2011 Qtr 1: 0; 2011 Qtr 2: 0; 2011 Qtr 3: 0; 2011 Qtr 4: 0 | 5
0 | 253144-Commercial Condensor Coil Cleaning (all units - savings at 50% of DEER) Com All CZ07 VintAll |  | System | Commercial | 01-ALC-AllCommercial-Cooling | 0 |  |  |  |  | 10 | 0 | 10 | 0 | 0 | 0 | 60 |  | kWh | 0.047 | 0 | Commercial | [7 empty] | 3 | 0.85 |  |  |  | 0 | 3 | 0 | 0 | 0 | 0 | 0 | 0 | 0 | 0 | 0 | 0 | 2009 Qtr 1: 3; 2009 Qtr 2: 0; 2009 Qtr 3: 0; 2009 Qtr 4: 0; 2010 Qtr 1: 0; 2010 Qtr 2: 0; 2010 Qtr 3: 0; 2010 Qtr 4: 0; 2011 Qtr 1: 0; 2011 Qtr 2: 0; 2011 Qtr 3: 0; 2011 Qtr 4: 0 | 3
0 | 253144-Commercial Condensor Coil Cleaning (all units - savings at 50% of DEER) Com All CZ07 VintAll |  | System | Commercial | 01-ALC-AllCommercial-Cooling | 0 |  |  |  |  | 10 | 0 | 10 | 0 | 0 | 0 | 60 |  | kWh | 0.047 | 0 | Commercial | [7 empty] | 3 | 0.85 |  |  |  | 0 | 4 | 0 | 0 | 0 | 0 | 0 | 0 | 0 | 0 | 0 | 0 | 2009 Qtr 1: 4; 2009 Qtr 2: 0; 2009 Qtr 3: 0; 2009 Qtr 4: 0; 2010 Qtr 1: 0; 2010 Qtr 2: 0; 2010 Qtr 3: 0; 2010 Qtr 4: 0; 2011 Qtr 1: 0; 2011 Qtr 2: 0; 2011 Qtr 3: 0; 2011 Qtr 4: 0 | 4
0 | 253144-Commercial Condensor Coil Cleaning (all units - savings at 50% of DEER) Com All CZ07 VintAll |  | System | Commercial | 01-ALC-AllCommercial-Cooling | 0 |  |  |  |  | 10 | 0 | 10 | 0 | 0 | 0 | 60 |  | kWh | 0.047 | 0 | Commercial | [7 empty] | 3 | 0.85 |  |  |  | 0 | 3 | 0 | 0 | 0 | 0 | 0 | 0 | 0 | 0 | 0 | 0 | 2009 Qtr 1: 3; 2009 Qtr 2: 0; 2009 Qtr 3: 0; 2009 Qtr 4: 0; 2010 Qtr 1: 0; 2010 Qtr 2: 0; 2010 Qtr 3: 0; 2010 Qtr 4: 0; 2011 Qtr 1: 0; 2011 Qtr 2: 0; 2011 Qtr 3: 0; 2011 Qtr 4: 0 | 3
0 | 253141-Commercial HVAC Diagnostic/Tune-up Com All CZ07 VintAll |  | System | Commercial | 01-ALC-AllCommercial-Cooling | 0 |  |  |  |  | 45.3009 | 0 | 55.3 | 0 | 0 | -9.9991 | 196 |  | kWh | 0.15 | 0 | Commercial | [7 empty] | 10 | 0.85 |  |  |  | 0 | 3 | 0 | 0 | 0 | 0 | 0 | 0 | 0 | 0 | 0 | 0 | 2009 Qtr 1: 3; 2009 Qtr 2: 0; 2009 Qtr 3: 0; 2009 Qtr 4: 0; 2010 Qtr 1: 0; 2010 Qtr 2: 0; 2010 Qtr 3: 0; 2010 Qtr 4: 0; 2011 Qtr 1: 0; 2011 Qtr 2: 0; 2011 Qtr 3: 0; 2011 Qtr 4: 0 | 3
0 | 253141-Commercial HVAC Diagnostic/Tune-up Com All CZ07 VintAll |  | System | Commercial | 01-ALC-AllCommercial-Cooling | 0 |  |  |  |  | 45.3009 | 0 | 55.3 | 0 | 0 | -9.9991 | 196 |  | kWh | 0.15 | 0 | Commercial | [7 empty] | 10 | 0.85 |  |  |  | 0 | 5 | 0 | 0 | 0 | 0 | 0 | 0 | 0 | 0 | 0 | 0 | 2009 Qtr 1: 5; 2009 Qtr 2: 0; 2009 Qtr 3: 0; 2009 Qtr 4: 0; 2010 Qtr 1: 0; 2010 Qtr 2: 0; 2010 Qtr 3: 0; 2010 Qtr 4: 0; 2011 Qtr 1: 0; 2011 Qtr 2: 0; 2011 Qtr 3: 0; 2011 Qtr 4: 0 | 5
0 | 253141-Commercial HVAC Diagnostic/Tune-up Com All CZ07 VintAll |  | System | Commercial | 01-ALC-AllCommercial-Cooling | 0 |  |  |  |  | 45.3009 | 0 | 55.3 | 0 | 0 | -9.9991 | 196 |  | kWh | 0.15 | 0 | Commercial | [7 empty] | 10 | 0.85 |  |  |  | 0 | 5 | 0 | 0 | 0 | 0 | 0 | 0 | 0 | 0 | 0 | 0 | 2009 Qtr 1: 5; 2009 Qtr 2: 0; 2009 Qtr 3: 0; 2009 Qtr 4: 0; 2010 Qtr 1: 0; 2010 Qtr 2: 0; 2010 Qtr 3: 0; 2010 Qtr 4: 0; 2011 Qtr 1: 0; 2011 Qtr 2: 0; 2011 Qtr 3: 0; 2011 Qtr 4: 0 | 5
0 | 253141-Commercial HVAC Diagnostic/Tune-up Com All CZ07 VintAll |  | System | Commercial | 01-ALC-AllCommercial-Cooling | 0 |  |  |  |  | 45.3009 | 0 | 55.3 | 0 | 0 | -9.9991 | 196 |  | kWh | 0.15 | 0 | Commercial | [7 empty] | 10 | 0.85 |  |  |  | 0 | 5 | 0 | 0 | 0 | 0 | 0 | 0 | 0 | 0 | 0 | 0 | 2009 Qtr 1: 5; 2009 Qtr 2: 0; 2009 Qtr 3: 0; 2009 Qtr 4: 0; 2010 Qtr 1: 0; 2010 Qtr 2: 0; 2010 Qtr 3: 0; 2010 Qtr 4: 0; 2011 Qtr 1: 0; 2011 Qtr 2: 0; 2011 Qtr 3: 0; 2011 Qtr 4: 0 | 5
0 | 253141-Commercial HVAC Diagnostic/Tune-up Com All CZ07 VintAll |  | System | Commercial | 01-ALC-AllCommercial-Cooling | 0 |  |  |  |  | 45.3009 | 0 | 55.3 | 0 | 0 | -9.9991 | 196 |  | kWh | 0.15 | 0 | Commercial | [7 empty] | 10 | 0.85 |  |  |  | 0 | 3 | 0 | 0 | 0 | 0 | 0 | 0 | 0 | 0 | 0 | 0 | 2009 Qtr 1: 3; 2009 Qtr 2: 0; 2009 Qtr 3: 0; 2009 Qtr 4: 0; 2010 Qtr 1: 0; 2010 Qtr 2: 0; 2010 Qtr 3: 0; 2010 Qtr 4: 0; 2011 Qtr 1: 0; 2011 Qtr 2: 0; 2011 Qtr 3: 0; 2011 Qtr 4: 0 | 3
0 | 253141-Commercial HVAC Diagnostic/Tune-up Com All CZ07 VintAll |  | System | Commercial | 01-ALC-AllCommercial-Cooling | 0 |  |  |  |  | 45.3009 | 0 | 55.3 | 0 | 0 | -9.9991 | 196 |  | kWh | 0.15 | 0 | Commercial | [7 empty] | 10 | 0.85 |  |  |  | 0 | 4 | 0 | 0 | 0 | 0 | 0 | 0 | 0 | 0 | 0 | 0 | 2009 Qtr 1: 4; 2009 Qtr 2: 0; 2009 Qtr 3: 0; 2009 Qtr 4: 0; 2010 Qtr 1: 0; 2010 Qtr 2: 0; 2010 Qtr 3: 0; 2010 Qtr 4: 0; 2011 Qtr 1: 0; 2011 Qtr 2: 0; 2011 Qtr 3: 0; 2011 Qtr 4: 0 | 4
0 | 253141-Commercial HVAC Diagnostic/Tune-up Com All CZ07 VintAll |  | System | Commercial | 01-ALC-AllCommercial-Cooling | 0 |  |  |  |  | 45.3009 | 0 | 55.3 | 0 | 0 | -9.9991 | 196 |  | kWh | 0.15 | 0 | Commercial | [7 empty] | 10 | 0.85 |  |  |  | 0 | 3 | 0 | 0 | 0 | 0 | 0 | 0 | 0 | 0 | 0 | 0 | 2009 Qtr 1: 3; 2009 Qtr 2: 0; 2009 Qtr 3: 0; 2009 Qtr 4: 0; 2010 Qtr 1: 0; 2010 Qtr 2: 0; 2010 Qtr 3: 0; 2010 Qtr 4: 0; 2011 Qtr 1: 0; 2011 Qtr 2: 0; 2011 Qtr 3: 0; 2011 Qtr 4: 0 | 3
0 | 253144-Commercial Condensor Coil Cleaning (all units - savings at 50% of DEER) Com All CZ07 VintAll |  | System | Commercial | 01-ALC-AllCommercial-Cooling | 0 |  |  |  |  | 10 | 0 | 10 | 0 | 0 | 0 | 60 |  | kWh | 0.047 | 0 | Commercial | [7 empty] | 3 | 0.85 |  |  |  | 0 | 2 | 0 | 0 | 0 | 0 | 0 | 0 | 0 | 0 | 0 | 0 | 2009 Qtr 1: 2; 2009 Qtr 2: 0; 2009 Qtr 3: 0; 2009 Qtr 4: 0; 2010 Qtr 1: 0; 2010 Qtr 2: 0; 2010 Qtr 3: 0; 2010 Qtr 4: 0; 2011 Qtr 1: 0; 2011 Qtr 2: 0; 2011 Qtr 3: 0; 2011 Qtr 4: 0 | 2
0 | 253145-Commercial Condensor Coil Cleaning (all units - savings at 50% of DEER) Com All CZ10 VintAll |  | System | Commercial | 01-ALC-AllCommercial-Cooling | 0 |  |  |  |  | 10 | 0 | 10 | 0 | 0 | 0 | 74 |  | kWh | 0.0665 | 0 | Commercial | [7 empty] | 3 | 0.85 |  |  |  | 0 | 5 | 0 | 0 | 0 | 0 | 0 | 0 | 0 | 0 | 0 | 0 | 2009 Qtr 1: 5; 2009 Qtr 2: 0; 2009 Qtr 3: 0; 2009 Qtr 4: 0; 2010 Qtr 1: 0; 2010 Qtr 2: 0; 2010 Qtr 3: 0; 2010 Qtr 4: 0; 2011 Qtr 1: 0; 2011 Qtr 2: 0; 2011 Qtr 3: 0; 2011 Qtr 4: 0 | 5
0 | 253145-Commercial Condensor Coil Cleaning (all units - savings at 50% of DEER) Com All CZ10 VintAll |  | System | Commercial | 01-ALC-AllCommercial-Cooling | 0 |  |  |  |  | 10 | 0 | 10 | 0 | 0 | 0 | 74 |  | kWh | 0.0665 | 0 | Commercial | [7 empty] | 3 | 0.85 |  |  |  | 0 | 5 | 0 | 0 | 0 | 0 | 0 | 0 | 0 | 0 | 0 | 0 | 2009 Qtr 1: 5; 2009 Qtr 2: 0; 2009 Qtr 3: 0; 2009 Qtr 4: 0; 2010 Qtr 1: 0; 2010 Qtr 2: 0; 2010 Qtr 3: 0; 2010 Qtr 4: 0; 2011 Qtr 1: 0; 2011 Qtr 2: 0; 2011 Qtr 3: 0; 2011 Qtr 4: 0 | 5
0 | 253145-Commercial Condensor Coil Cleaning (all units - savings at 50% of DEER) Com All CZ10 VintAll |  | System | Commercial | 01-ALC-AllCommercial-Cooling | 0 |  |  |  |  | 10 | 0 | 10 | 0 | 0 | 0 | 74 |  | kWh | 0.0665 | 0 | Commercial | [7 empty] | 3 | 0.85 |  |  |  | 0 | 5 | 0 | 0 | 0 | 0 | 0 | 0 | 0 | 0 | 0 | 0 | 2009 Qtr 1: 5; 2009 Qtr 2: 0; 2009 Qtr 3: 0; 2009 Qtr 4: 0; 2010 Qtr 1: 0; 2010 Qtr 2: 0; 2010 Qtr 3: 0; 2010 Qtr 4: 0; 2011 Qtr 1: 0; 2011 Qtr 2: 0; 2011 Qtr 3: 0; 2011 Qtr 4: 0 | 5
0 | 253141-Commercial HVAC Diagnostic/Tune-up Com All CZ07 VintAll |  | System | Commercial | 01-ALC-AllCommercial-Cooling | 0 |  |  |  |  | 45.3009 | 0 | 55.3 | 0 | 0 | -9.9991 | 196 |  | kWh | 0.15 | 0 | Commercial | [7 empty] | 10 | 0.85 |  |  |  | 0 | 5 | 0 | 0 | 0 | 0 | 0 | 0 | 0 | 0 | 0 | 0 | 2009 Qtr 1: 5; 2009 Qtr 2: 0; 2009 Qtr 3: 0; 2009 Qtr 4: 0; 2010 Qtr 1: 0; 2010 Qtr 2: 0; 2010 Qtr 3: 0; 2010 Qtr 4: 0; 2011 Qtr 1: 0; 2011 Qtr 2: 0; 2011 Qtr 3: 0; 2011 Qtr 4: 0 | 5
0 | 253144-Commercial Condensor Coil Cleaning (all units - savings at 50% of DEER) Com All CZ07 VintAll |  | System | Commercial | 01-ALC-AllCommercial-Cooling | 0 |  |  |  |  | 10 | 0 | 10 | 0 | 0 | 0 | 60 |  | kWh | 0.047 | 0 | Commercial | [7 empty] | 3 | 0.85 |  |  |  | 0 | 5 | 0 | 0 | 0 | 0 | 0 | 0 | 0 | 0 | 0 | 0 | 2009 Qtr 1: 5; 2009 Qtr 2: 0; 2009 Qtr 3: 0; 2009 Qtr 4: 0; 2010 Qtr 1: 0; 2010 Qtr 2: 0; 2010 Qtr 3: 0; 2010 Qtr 4: 0; 2011 Qtr 1: 0; 2011 Qtr 2: 0; 2011 Qtr 3: 0; 2011 Qtr 4: 0 | 5
0 | 253141-Commercial HVAC Diagnostic/Tune-up Com All CZ07 VintAll |  | System | Commercial | 01-ALC-AllCommercial-Cooling | 0 |  |  |  |  | 45.3009 | 0 | 57.6042 | 0 | 0 | -12.3033 | 196 |  | kWh | 0.15 | 0 | Commercial | [7 empty] | 10 | 0.85 |  |  |  | 0 | 6 | 0 | 0 | 0 | 0 | 0 | 0 | 0 | 0 | 0 | 0 | 2009 Qtr 1: 6; 2009 Qtr 2: 0; 2009 Qtr 3: 0; 2009 Qtr 4: 0; 2010 Qtr 1: 0; 2010 Qtr 2: 0; 2010 Qtr 3: 0; 2010 Qtr 4: 0; 2011 Qtr 1: 0; 2011 Qtr 2: 0; 2011 Qtr 3: 0; 2011 Qtr 4: 0 | 6
0 | 253141-Commercial HVAC Diagnostic/Tune-up Com All CZ07 VintAll |  | System | Commercial | 01-ALC-AllCommercial-Cooling | 0 |  |  |  |  | 45.3009 | 0 | 57.6042 | 0 | 0 | -12.3033 | 196 |  | kWh | 0.15 | 0 | Commercial | [7 empty] | 10 | 0.85 |  |  |  | 0 | 6 | 0 | 0 | 0 | 0 | 0 | 0 | 0 | 0 | 0 | 0 | 2009 Qtr 1: 6; 2009 Qtr 2: 0; 2009 Qtr 3: 0; 2009 Qtr 4: 0; 2010 Qtr 1: 0; 2010 Qtr 2: 0; 2010 Qtr 3: 0; 2010 Qtr 4: 0; 2011 Qtr 1: 0; 2011 Qtr 2: 0; 2011 Qtr 3: 0; 2011 Qtr 4: 0 | 6
0 | 253144-Commercial Condensor Coil Cleaning (all units - savings at 50% of DEER) Com All CZ07 VintAll |  | System | Commercial | 01-ALC-AllCommercial-Cooling | 0 |  |  |  |  | 10 | 0 | 10.4167 | 0 | 0 | -0.41667 | 60 |  | kWh | 0.047 | 0 | Commercial | [7 empty] | 3 | 0.85 |  |  |  | 0 | 6 | 0 | 0 | 0 | 0 | 0 | 0 | 0 | 0 | 0 | 0 | 2009 Qtr 1: 6; 2009 Qtr 2: 0; 2009 Qtr 3: 0; 2009 Qtr 4: 0; 2010 Qtr 1: 0; 2010 Qtr 2: 0; 2010 Qtr 3: 0; 2010 Qtr 4: 0; 2011 Qtr 1: 0; 2011 Qtr 2: 0; 2011 Qtr 3: 0; 2011 Qtr 4: 0 | 6
0 | 253144-Commercial Condensor Coil Cleaning (all units - savings at 50% of DEER) Com All CZ07 VintAll |  | System | Commercial | 01-ALC-AllCommercial-Cooling | 0 |  |  |  |  | 10 | 0 | 10.4167 | 0 | 0 | -0.41667 | 60 |  | kWh | 0.047 | 0 | Commercial | [7 empty] | 3 | 0.85 |  |  |  | 0 | 6 | 0 | 0 | 0 | 0 | 0 | 0 | 0 | 0 | 0 | 0 | 2009 Qtr 1: 6; 2009 Qtr 2: 0; 2009 Qtr 3: 0; 2009 Qtr 4: 0; 2010 Qtr 1: 0; 2010 Qtr 2: 0; 2010 Qtr 3: 0; 2010 Qtr 4: 0; 2011 Qtr 1: 0; 2011 Qtr 2: 0; 2011 Qtr 3: 0; 2011 Qtr 4: 0 | 6
0 | 253142-Commercial HVAC Diagnostic/Tune-up Com All CZ10 VintAll |  | System | Commercial | 01-ALC-AllCommercial-Cooling | 0 |  |  |  |  | 45.3009 | 0 | 55.3 | 0 | 0 | -9.9991 | 214 |  | kWh | 0.15 | 0 | Commercial | [7 empty] | 10 | 0.85 |  |  |  | 0 | 3 | 0 | 0 | 0 | 0 | 0 | 0 | 0 | 0 | 0 | 0 | 2009 Qtr 1: 3; 2009 Qtr 2: 0; 2009 Qtr 3: 0; 2009 Qtr 4: 0; 2010 Qtr 1: 0; 2010 Qtr 2: 0; 2010 Qtr 3: 0; 2010 Qtr 4: 0; 2011 Qtr 1: 0; 2011 Qtr 2: 0; 2011 Qtr 3: 0; 2011 Qtr 4: 0 | 3
0 | 253145-Commercial Condensor Coil Cleaning (all units - savings at 50% of DEER) Com All CZ10 VintAll |  | System | Commercial | 01-ALC-AllCommercial-Cooling | 0 |  |  |  |  | 10 | 0 | 10 | 0 | 0 | 0 | 74 |  | kWh | 0.0665 | 0 | Commercial | [7 empty] | 3 | 0.85 |  |  |  | 0 | 3 | 0 | 0 | 0 | 0 | 0 | 0 | 0 | 0 | 0 | 0 | 2009 Qtr 1: 3; 2009 Qtr 2: 0; 2009 Qtr 3: 0; 2009 Qtr 4: 0; 2010 Qtr 1: 0; 2010 Qtr 2: 0; 2010 Qtr 3: 0; 2010 Qtr 4: 0; 2011 Qtr 1: 0; 2011 Qtr 2: 0; 2011 Qtr 3: 0; 2011 Qtr 4: 0 | 3
0 | 253142-Commercial HVAC Diagnostic/Tune-up Com All CZ10 VintAll |  | System | Commercial | 01-ALC-AllCommercial-Cooling | 0 |  |  |  |  | 45.3009 | 0 | 55.3 | 0 | 0 | -9.9991 | 214 |  | kWh | 0.15 | 0 | Commercial | [7 empty] | 10 | 0.85 |  |  |  | 0 | 5 | 0 | 0 | 0 | 0 | 0 | 0 | 0 | 0 | 0 | 0 | 2009 Qtr 1: 5; 2009 Qtr 2: 0; 2009 Qtr 3: 0; 2009 Qtr 4: 0; 2010 Qtr 1: 0; 2010 Qtr 2: 0; 2010 Qtr 3: 0; 2010 Qtr 4: 0; 2011 Qtr 1: 0; 2011 Qtr 2: 0; 2011 Qtr 3: 0; 2011 Qtr 4: 0 | 5
0 | 253142-Commercial HVAC Diagnostic/Tune-up Com All CZ10 VintAll |  | System | Commercial | 01-ALC-AllCommercial-Cooling | 0 |  |  |  |  | 45.3009 | 0 | 55.3 | 0 | 0 | -9.9991 | 214 |  | kWh | 0.15 | 0 | Commercial | [7 empty] | 10 | 0.85 |  |  |  | 0 | 5 | 0 | 0 | 0 | 0 | 0 | 0 | 0 | 0 | 0 | 0 | 2009 Qtr 1: 5; 2009 Qtr 2: 0; 2009 Qtr 3: 0; 2009 Qtr 4: 0; 2010 Qtr 1: 0; 2010 Qtr 2: 0; 2010 Qtr 3: 0; 2010 Qtr 4: 0; 2011 Qtr 1: 0; 2011 Qtr 2: 0; 2011 Qtr 3: 0; 2011 Qtr 4: 0 | 5
0 | 253142-Commercial HVAC Diagnostic/Tune-up Com All CZ10 VintAll |  | System | Commercial | 01-ALC-AllCommercial-Cooling | 0 |  |  |  |  | 45.3009 | 0 | 55.3 | 0 | 0 | -9.9991 | 214 |  | kWh | 0.15 | 0 | Commercial | [7 empty] | 10 | 0.85 |  |  |  | 0 | 6 | 0 | 0 | 0 | 0 | 0 | 0 | 0 | 0 | 0 | 0 | 2009 Qtr 1: 6; 2009 Qtr 2: 0; 2009 Qtr 3: 0; 2009 Qtr 4: 0; 2010 Qtr 1: 0; 2010 Qtr 2: 0; 2010 Qtr 3: 0; 2010 Qtr 4: 0; 2011 Qtr 1: 0; 2011 Qtr 2: 0; 2011 Qtr 3: 0; 2011 Qtr 4: 0 | 6
0 | 253142-Commercial HVAC Diagnostic/Tune-up Com All CZ10 VintAll |  | System | Commercial | 01-ALC-AllCommercial-Cooling | 0 |  |  |  |  | 45.3009 | 0 | 55.3 | 0 | 0 | -9.9991 | 214 |  | kWh | 0.15 | 0 | Commercial | [7 empty] | 10 | 0.85 |  |  |  | 0 | 3 | 0 | 0 | 0 | 0 | 0 | 0 | 0 | 0 | 0 | 0 | 2009 Qtr 1: 3; 2009 Qtr 2: 0; 2009 Qtr 3: 0; 2009 Qtr 4: 0; 2010 Qtr 1: 0; 2010 Qtr 2: 0; 2010 Qtr 3: 0; 2010 Qtr 4: 0; 2011 Qtr 1: 0; 2011 Qtr 2: 0; 2011 Qtr 3: 0; 2011 Qtr 4: 0 | 3
0 | 253145-Commercial Condensor Coil Cleaning (all units - savings at 50% of DEER) Com All CZ10 VintAll |  | System | Commercial | 01-ALC-AllCommercial-Cooling | 0 |  |  |  |  | 10 | 0 | 10 | 0 | 0 | 0 | 74 |  | kWh | 0.0665 | 0 | Commercial | [7 empty] | 3 | 0.85 |  |  |  | 0 | 3 | 0 | 0 | 0 | 0 | 0 | 0 | 0 | 0 | 0 | 0 | 2009 Qtr 1: 3; 2009 Qtr 2: 0; 2009 Qtr 3: 0; 2009 Qtr 4: 0; 2010 Qtr 1: 0; 2010 Qtr 2: 0; 2010 Qtr 3: 0; 2010 Qtr 4: 0; 2011 Qtr 1: 0; 2011 Qtr 2: 0; 2011 Qtr 3: 0; 2011 Qtr 4: 0 | 3
0 | 253145-Commercial Condensor Coil Cleaning (all units - savings at 50% of DEER) Com All CZ10 VintAll |  | System | Commercial | 01-ALC-AllCommercial-Cooling | 0 |  |  |  |  | 10 | 0 | 10 | 0 | 0 | 0 | 74 |  | kWh | 0.0665 | 0 | Commercial | [7 empty] | 3 | 0.85 |  |  |  | 0 | 5 | 0 | 0 | 0 | 0 | 0 | 0 | 0 | 0 | 0 | 0 | 2009 Qtr 1: 5; 2009 Qtr 2: 0; 2009 Qtr 3: 0; 2009 Qtr 4: 0; 2010 Qtr 1: 0; 2010 Qtr 2: 0; 2010 Qtr 3: 0; 2010 Qtr 4: 0; 2011 Qtr 1: 0; 2011 Qtr 2: 0; 2011 Qtr 3: 0; 2011 Qtr 4: 0 | 5
0 | 253145-Commercial Condensor Coil Cleaning (all units - savings at 50% of DEER) Com All CZ10 VintAll |  | System | Commercial | 01-ALC-AllCommercial-Cooling | 0 |  |  |  |  | 10 | 0 | 10 | 0 | 0 | 0 | 74 |  | kWh | 0.0665 | 0 | Commercial | [7 empty] | 3 | 0.85 |  |  |  | 0 | 5 | 0 | 0 | 0 | 0 | 0 | 0 | 0 | 0 | 0 | 0 | 2009 Qtr 1: 5; 2009 Qtr 2: 0; 2009 Qtr 3: 0; 2009 Qtr 4: 0; 2010 Qtr 1: 0; 2010 Qtr 2: 0; 2010 Qtr 3: 0; 2010 Qtr 4: 0; 2011 Qtr 1: 0; 2011 Qtr 2: 0; 2011 Qtr 3: 0; 2011 Qtr 4: 0 | 5
0 | 253145-Commercial Condensor Coil Cleaning (all units - savings at 50% of DEER) Com All CZ10 VintAll |  | System | Commercial | 01-ALC-AllCommercial-Cooling | 0 |  |  |  |  | 10 | 0 | 10 | 0 | 0 | 0 | 74 |  | kWh | 0.0665 | 0 | Commercial | [7 empty] | 3 | 0.85 |  |  |  | 0 | 6 | 0 | 0 | 0 | 0 | 0 | 0 | 0 | 0 | 0 | 0 | 2009 Qtr 1: 6; 2009 Qtr 2: 0; 2009 Qtr 3: 0; 2009 Qtr 4: 0; 2010 Qtr 1: 0; 2010 Qtr 2: 0; 2010 Qtr 3: 0; 2010 Qtr 4: 0; 2011 Qtr 1: 0; 2011 Qtr 2: 0; 2011 Qtr 3: 0; 2011 Qtr 4: 0 | 6
0 | 253142-Commercial HVAC Diagnostic/Tune-up Com All CZ10 VintAll |  | System | Commercial | 01-ALC-AllCommercial-Cooling | 0 |  |  |  |  | 45.3009 | 0 | 55.3 | 0 | 0 | -9.9991 | 214 |  | kWh | 0.15 | 0 | Commercial | [7 empty] | 10 | 0.85 |  |  |  | 0 | 2 | 0 | 0 | 0 | 0 | 0 | 0 | 0 | 0 | 0 | 0 | 2009 Qtr 1: 2; 2009 Qtr 2: 0; 2009 Qtr 3: 0; 2009 Qtr 4: 0; 2010 Qtr 1: 0; 2010 Qtr 2: 0; 2010 Qtr 3: 0; 2010 Qtr 4: 0; 2011 Qtr 1: 0; 2011 Qtr 2: 0; 2011 Qtr 3: 0; 2011 Qtr 4: 0 | 2
0 | 253145-Commercial Condensor Coil Cleaning (all units - savings at 50% of DEER) Com All CZ10 VintAll |  | System | Commercial | 01-ALC-AllCommercial-Cooling | 0 |  |  |  |  | 10 | 0 | 10 | 0 | 0 | 0 | 74 |  | kWh | 0.0665 | 0 | Commercial | [7 empty] | 3 | 0.85 |  |  |  | 0 | 2 | 0 | 0 | 0 | 0 | 0 | 0 | 0 | 0 | 0 | 0 | 2009 Qtr 1: 2; 2009 Qtr 2: 0; 2009 Qtr 3: 0; 2009 Qtr 4: 0; 2010 Qtr 1: 0; 2010 Qtr 2: 0; 2010 Qtr 3: 0; 2010 Qtr 4: 0; 2011 Qtr 1: 0; 2011 Qtr 2: 0; 2011 Qtr 3: 0; 2011 Qtr 4: 0 | 2
0 | 253142-Commercial HVAC Diagnostic/Tune-up Com All CZ10 VintAll |  | System | Commercial | 01-ALC-AllCommercial-Cooling | 0 |  |  |  |  | 45.3009 | 0 | 55.3 | 0 | 0 | -9.9991 | 214 |  | kWh | 0.15 | 0 | Commercial | [7 empty] | 10 | 0.85 |  |  |  | 0 | 4 | 0 | 0 | 0 | 0 | 0 | 0 | 0 | 0 | 0 | 0 | 2009 Qtr 1: 4; 2009 Qtr 2: 0; 2009 Qtr 3: 0; 2009 Qtr 4: 0; 2010 Qtr 1: 0; 2010 Qtr 2: 0; 2010 Qtr 3: 0; 2010 Qtr 4: 0; 2011 Qtr 1: 0; 2011 Qtr 2: 0; 2011 Qtr 3: 0; 2011 Qtr 4: 0 | 4
0 | 253145-Commercial Condensor Coil Cleaning (all units - savings at 50% of DEER) Com All CZ10 VintAll |  | System | Commercial | 01-ALC-AllCommercial-Cooling | 0 |  |  |  |  | 10 | 0 | 10 | 0 | 0 | 0 | 74 |  | kWh | 0.0665 | 0 | Commercial | [7 empty] | 3 | 0.85 |  |  |  | 0 | 4 | 0 | 0 | 0 | 0 | 0 | 0 | 0 | 0 | 0 | 0 | 2009 Qtr 1: 4; 2009 Qtr 2: 0; 2009 Qtr 3: 0; 2009 Qtr 4: 0; 2010 Qtr 1: 0; 2010 Qtr 2: 0; 2010 Qtr 3: 0; 2010 Qtr 4: 0; 2011 Qtr 1: 0; 2011 Qtr 2: 0; 2011 Qtr 3: 0; 2011 Qtr 4: 0 | 4
0 | 253145-Commercial Condensor Coil Cleaning (all units - savings at 50% of DEER) Com All CZ10 VintAll |  | System | Commercial | 01-ALC-AllCommercial-Cooling | 0 |  |  |  |  | 10 | 0 | 10 | 0 | 0 | 0 | 74 |  | kWh | 0.0665 | 0 | Commercial | [7 empty] | 3 | 0.85 |  |  |  | 0 | 4 | 0 | 0 | 0 | 0 | 0 | 0 | 0 | 0 | 0 | 0 | 2009 Qtr 1: 4; 2009 Qtr 2: 0; 2009 Qtr 3: 0; 2009 Qtr 4: 0; 2010 Qtr 1: 0; 2010 Qtr 2: 0; 2010 Qtr 3: 0; 2010 Qtr 4: 0; 2011 Qtr 1: 0; 2011 Qtr 2: 0; 2011 Qtr 3: 0; 2011 Qtr 4: 0 | 4
0 | 253142-Commercial HVAC Diagnostic/Tune-up Com All CZ10 VintAll |  | System | Commercial | 01-ALC-AllCommercial-Cooling | 0 |  |  |  |  | 45.3009 | 0 | 55.3 | 0 | 0 | -9.9991 | 214 |  | kWh | 0.15 | 0 | Commercial | [7 empty] | 10 | 0.85 |  |  |  | 0 | 2 | 0 | 0 | 0 | 0 | 0 | 0 | 0 | 0 | 0 | 0 | 2009 Qtr 1: 2; 2009 Qtr 2: 0; 2009 Qtr 3: 0; 2009 Qtr 4: 0; 2010 Qtr 1: 0; 2010 Qtr 2: 0; 2010 Qtr 3: 0; 2010 Qtr 4: 0; 2011 Qtr 1: 0; 2011 Qtr 2: 0; 2011 Qtr 3: 0; 2011 Qtr 4: 0 | 2
0 | 253142-Commercial HVAC Diagnostic/Tune-up Com All CZ10 VintAll |  | System | Commercial | 01-ALC-AllCommercial-Cooling | 0 |  |  |  |  | 45.3009 | 0 | 55.3 | 0 | 0 | -9.9991 | 214 |  | kWh | 0.15 | 0 | Commercial | [7 empty] | 10 | 0.85 |  |  |  | 0 | 2 | 0 | 0 | 0 | 0 | 0 | 0 | 0 | 0 | 0 | 0 | 2009 Qtr 1: 2; 2009 Qtr 2: 0; 2009 Qtr 3: 0; 2009 Qtr 4: 0; 2010 Qtr 1: 0; 2010 Qtr 2: 0; 2010 Qtr 3: 0; 2010 Qtr 4: 0; 2011 Qtr 1: 0; 2011 Qtr 2: 0; 2011 Qtr 3: 0; 2011 Qtr 4: 0 | 2
Do NOT enter program data in this row or below. The Spreadsheet will not evaluate any such data. | bar: 2012 Qtr 1; 2014 Qtr 2 to 2014 Qtr 4; 2016 Qtr 2 to 2016 Qtr 4; 2018 Qtr 2 to 2018 Qtr 4
Lists of Dimensions and their Labels
|  |  | Climate Zones | Sectors | End Use Validation List |  | Measure Types for Measure Life | Measure Types for NTGR | Gas Sector | Gas Savings Profile | Combustor Type
|  |  | 7 | RES | res:DEER:Indoor_CFL_Ltg |  | NONRESIDENTIAL MEASURES: |  | Residential | Summer Only | Large Boilers (>100 MMBtu/hr Heat Input):Uncontrolled
|  |  | 10 | NON_RES | res:DEER:Indoor_CFL_Ltg |  | **************************************************************** | Appliance early retirement and replacement 0.80 | Commercial | Winter Only | Large Boilers (>100 MMBtu/hr Heat Input):Controlled Low NOx Burner
|  |  | 14 | Residential | res:DEER:Indoor_CFL_Ltg |  | Ballast – Dimmable: NR - 11 | California Home Energy Efficiency Rating System (CHEERS) | Core | Annual | Large Boilers (>100 MMBtu/hr Heat Input):Controlled – Flue Gas Recirculation
|  |  | 15 | Commercial | res:DEER:Indoor_CFL_Ltg |  | Ballast – Electronic: NR - 11 | Residential Audits 0.72 |  |  | Small Boilers (<100 MMBtu/hr Heat Input):Uncontrolled
|  |  | System | Industrial | res:DEER:Indoor_CFL_Ltg |  | Fluorescent Fixture – T8: C/I/A - 11 | Refrigerator Recycling 0.35 |  |  | Small Boilers (<100 MMBtu/hr Heat Input):Controlled Low NOx Burner
|  |  |  | Agricultural | res:DEER:RefgFrzr_HighEff |  | Fixture: T8 Lamp & Electronic Ballast: C/I/A - 11 | Freezer Recycling 0.54 |  |  | Small Boilers (<100 MMBtu/hr Heat Input):Controlled – Flue Gas Recirculation
|  |  |  | Not Used | res:DEER:RefgFrzr_HighEff |  | T8 Fixtures – 17 Watt Lamp, 2ft or 32-watt Lamp, 4ft 11 | Residential Contractor Program 0.89 |  |  | Residential Furnaces (<0.3):Uncontrolled
[5 empty] | res:DEER:RefgFrzr_HighEff |  | T8 Lamps: C/I/A - 5 | Emerging Technologies 0.83
[5 empty] | res:DEER:RefgFrzr_HighEff |  | High Efficiency Lighting (HID): NR - 16 | All other residential programs 0.80
[5 empty] | res:DEER:RefgFrzr_HighEff |  | High Output T5 Fixture: NR - 16 |  | Electric Rate | Gas Rate
[5 empty] | res:DEER:RefgFrzr_Recyc-Conditioned |  | Indoor or Outdoor Lighting System Modification: NR - 13.5 | Advanced water heating systems 1.00 | Residential | 0
[5 empty] | res:DEER:RefgFrzr_Recyc-Conditioned |  | Lighting Controls: NR - 16 | Agricultural and Dairy Incentives 0.75 | Commercial | Residential
[5 empty] | res:DEER:RefgFrzr_Recyc-Conditioned |  | Daylighting Controls; NR - 16 | Coin Laundry and Dry Cleaner Education 0.70 | Not Used | Not Used
[5 empty] | res:DEER:RefgFrzr_Recyc-Conditioned |  | Lighting Power Density: NR - 11 | Commercial and agricultural information, tools, or design assistance services | Not Used
[5 empty] | res:DEER:RefgFrzr_Recyc-Conditioned |  | Exit Sign – CF Hardware Kit/LED/ Electro-Luminescent: NR - 16 | Comprehensive Space Conditioning 1.00 | Not Used
[5 empty] | res:DEER:RefgFrzr_Recyc-UnConditioned |  | Occupancy Sensor: NR - 8 | Lodging Education 0.70
[5 empty] | res:DEER:RefgFrzr_Recyc-UnConditioned |  | Photocell: NR - 8 | Express Efficiency (rebates) 0.96
[5 empty] | res:DEER:RefgFrzr_Recyc-UnConditioned |  | Time Clock – Lighting: NR - 8 | Energy Management Services, including audits (for small and medium customers)
[5 empty] | res:DEER:RefgFrzr_Recyc-UnConditioned |  | Induction Lamps: NR - 2 | Food Services Equipment Retrofit 1.00
[5 empty] | res:DEER:RefgFrzr_Recyc-UnConditioned |  | Induction Fixture: NR - 16 | Industrial Information and Services 0.74
[5 empty] | res:DEER:HVAC_Eff_AC |  | Delamp/reflectors: C/I - 11 | Large Standard Performance Contract 0.70
[5 empty] | res:DEER:HVAC_Eff_AC |  | Optical Reflectors- new construction: Ind, NRNC - 12 | All other nonresidential programs 0.80
[5 empty] | res:DEER:HVAC_Eff_AC |  | Optical Reflectors- retrofit: NR - 10 | New Construction
[5 empty] | res:DEER:HVAC_Eff_AC |  | HID fixture: Interior, >= 176 Watts lamp: Ind - 16 | Industrial and Agricultural Process 0.94
[5 empty] | res:DEER:HVAC_Eff_AC |  | HID fixture: Interior, 251-400 Watt lamp: Com - 16 | Industrial new construction incentives 0.62
[5 empty] | res:DEER:HVAC_Duct_Sealing |  | CFL Fixture: Pin based CFL fixture: Com - 12.0 | Savings by Design 0.82
[5 empty] | res:DEER:HVAC_Duct_Sealing |  | Screw-in CFL: Education - Primary School: NR - 5.6 | All other new construction programs 0.80
[5 empty] | res:DEER:HVAC_Duct_Sealing |  | Screw-in CFL: Education - Secondary School: NR - 3.5 | Large Standard Performance Contract 0.7011
[5 empty] | res:DEER:HVAC_Duct_Sealing |  | Screw-in CFL: Education - Community College: NR - 2.1 | Savings by Design 0.8212
[5 empty] | res:DEER:HVAC_Duct_Sealing |  | Screw-in CFL: Education - University: NR - 2.6 | Codes and Standards
[5 empty] | res:DEER:HVAC_Refrig_Charge |  | Screw-in CFL: Grocery: NR - 1.4
[5 empty] | res:DEER:HVAC_Refrig_Charge |  | Screw-in CFL: Health/Medical - Hospital: NR - 0.9
[5 empty] | res:DEER:HVAC_Refrig_Charge |  | Screw-in CFL: Health/Medical - Nursing Home: NR - 0.9
[5 empty] | res:DEER:HVAC_Refrig_Charge |  | Screw-in CFL: Lodging - Hotel: NR - 0.9
[5 empty] | res:DEER:HVAC_Refrig_Charge |  | Screw-in CFL: Lodging - Motel: NR - 0.9
[5 empty] | res:DEER:Refg_Chrg_Duct_Seal |  | Screw-in CFL: Lodging - Guest Rooms: NR - 7.0
[5 empty] | res:DEER:Refg_Chrg_Duct_Seal |  | Screw-in CFL: Manufacturing - Light Industrial: NR - 2.8
[5 empty] | res:DEER:Refg_Chrg_Duct_Seal |  | Screw-in CFL: Office - Large: NR - 2.9
[5 empty] | res:DEER:Refg_Chrg_Duct_Seal |  | Screw-in CFL: Office - Small: NR - 3.2
[5 empty] | res:DEER:Refg_Chrg_Duct_Seal |  | Screw-in CFL: Restaurant - Sit-Down: NR - 2.3
[5 empty] | res:DEER:RefgFrzr_Recycling |  | Screw-in CFL: Restaurant - Fast-Food: NR - 1.3
[5 empty] | res:DEER:RefgFrzr_Recycling |  | Screw-in CFL: Retail - 3-Story Large: NR - 1.9
[5 empty] | res:DEER:RefgFrzr_Recycling |  | Screw-in CFL: Retail - Single-Story Large: NR - 1.8
[5 empty] | res:DEER:RefgFrzr_Recycling |  | Screw-in CFL: Retail - Small: NR - 2.1
[5 empty] | res:DEER:RefgFrzr_Recycling |  | Screw-in CFL: Storage - Conditioned: NR - 2.8
[5 empty] | NON_res:DEER:Indoor_CFL_Ltg |  | Screw-in CFL: Storage - Unconditioned: NR - 2.8
[5 empty] | NON_res:DEER:Indoor_CFL_Ltg |  | Screw-in CFL: Warehouse - Refrigerated: NR - 3.1
NON_res:DEER:Indoor_CFL_Ltg
[5 empty] | NON_res:DEER:Indoor_CFL_Ltg |  | HVAC/Refrigeration – SPC: NR - 16
[5 empty] | NON_res:DEER:Indoor_CFL_Ltg |  | Chiller – High Efficiency: NR - 20
[5 empty] | NON_res:DEER:Indoor_Non-CFL_Ltg |  | Chiller – Variable Speed Drive: NR - 20
[5 empty] | NON_res:DEER:Indoor_Non-CFL_Ltg |  | Water Cooled Chillers: NR - 20
[5 empty] | NON_res:DEER:Indoor_Non-CFL_Ltg |  | Air Conditioners – High Efficiency: NR - 15
[5 empty] | NON_res:DEER:Indoor_Non-CFL_Ltg |  | Packaged HVAC Systems: NR - 15
[5 empty] | NON_res:DEER:Indoor_Non-CFL_Ltg |  | Install HVAC EMS: Com - 14
[5 empty] | NON_res:DEER:HVAC_Chillers |  | AC Packaged Terminal Units: NR - 15
[5 empty] | NON_res:DEER:HVAC_Chillers |  | Evaporative Coolers: NR - 15
[5 empty] | NON_res:DEER:HVAC_Chillers |  | Boiler – High Efficiency: NR - 20
[5 empty] | NON_res:DEER:HVAC_Chillers |  | Cooling Towers/Evaporative Condenser: NR - 15
[5 empty] | NON_res:DEER:HVAC_Chillers |  | Heat Pump – Split System: NR - 15
[5 empty] | NON_res:DEER:HVAC_Refrig_Charge |  | Heat Pump with Integrated Water Heating: NR - 10
[5 empty] | NON_res:DEER:HVAC_Refrig_Charge |  | Ground Source Heat Pump: NR - 15
[5 empty] | NON_res:DEER:HVAC_Refrig_Charge |  | Reduce Internal Load: NR - 15
[5 empty] | NON_res:DEER:HVAC_Refrig_Charge |  | Insulation: NR - 20
[5 empty] | NON_res:DEER:HVAC_Refrig_Charge |  | Insulation Package: NR - 20
[5 empty] | NON_res:DEER:HVAC_Split-Package_AC |  | Reflective Window Film: NR - 10
[5 empty] | NON_res:DEER:HVAC_Split-Package_AC |  | Bypass/Delay Timer(lighting): NR - 8
[5 empty] | NON_res:DEER:HVAC_Split-Package_AC |  | Set-Back Thermostat: NR - 11
[5 empty] | NON_res:DEER:HVAC_Split-Package_AC |  | Time Clock - HVAC: NR - 10
[5 empty] | NON_res:DEER:HVAC_Split-Package_AC |  | HVAC/Space Heating/Efficiency (Gas): NR - 18
[5 empty] | NON_res:DEER:HVAC_Duct_Sealing |  | Nonresidential Gas – AC: NR - 20
NON_res:DEER:HVAC_Duct_Sealing
[5 empty] | NON_res:DEER:HVAC_Duct_Sealing |  | Adjustable speed drive, application unknown: Ag - 10
[5 empty] | NON_res:DEER:HVAC_Duct_Sealing |  | Adjustable speed drive, application unknown: Com - 10
[5 empty] | NON_res:DEER:HVAC_Duct_Sealing |  | Adjustable Speed Drive: HVAC fan, 50 HP Max: Com - 10
[5 empty] | 01-ALC-AllCommercial-Cooling |  | Pump repair: Ag - 11
[5 empty] | 01-ALC-AllCommercial-ExtLight |  | Injection molding machines: Ind - 15
[5 empty] | 01-ALC-AllCommercial-IntLight |  | Plastic extusion equipment: Ind - 15
[5 empty] | 01-ALC-AllCommercial-OffEquip |  | Process cooling: Ind - 15
[5 empty] | 01-ALC-AllCommercial-Refrig |  | Process equipment insulation: Ind - 15
01-ALC-AllCommercial-Vent/Fan
[5 empty] | 02-ASM-Assembly-Cooling |  | Horizontal Clothes Washer: NR - 10
[5 empty] | 02-ASM-Assembly-Exit |  | Efficient Dishwashing: NR - 5
[5 empty] | 02-ASM-Assembly-ExtLight |  | Water Heater Controls: NR - 15
[5 empty] | 02-ASM-Assembly-IntLight |  | Cooking measures , Assorted: Com - 12
[5 empty] | 03-BCR-BothResidentialandCommercial-COOL |  | Water Heater – Gas: NR - 15
[5 empty] | 03-BCR-BothResidentialandCommercial-LIT_INT |  | Domestic Hot Water Boiler (Gas): NR - 20
03-BCR-BothResidentialandCommercial-OFF_EQ
[5 empty] | 03-BCR-BothResidentialandCommercial-LIT_EXT |  | Auto Closer for Cooler/Freezer: NR - 8
[5 empty] | 03-BCR-BothResidentialandCommercial-REFG |  | Door Gaskets: NR - 4
[5 empty] | 03-BCR-BothResidentialandCommercial-VENT |  | Floating Head Pressure: NR - 16
[5 empty] | 04-DMO-ResidentialMobileHome–DoubleWide-CL_DRY |  | Heatless Door: NR - 16
[5 empty] | 04-DMO-ResidentialMobileHome–DoubleWide-CL_WASH |  | Humidistat Control for Anti-Sweat Heater: NR - 12
[5 empty] | 04-DMO-ResidentialMobileHome–DoubleWide-DSH_WASH |  | Insulation on Refrigeration Suction Line: NR - 11
[5 empty] | 04-DMO-ResidentialMobileHome–DoubleWide-FREEZ |  | Night Covers for Display Cases: NR - 5
[5 empty] | 04-DMO-ResidentialMobileHome–DoubleWide-LIGHT |  | PSC Evaporator Motor – Walkin/ Display: NR - 15
[5 empty] | 04-DMO-ResidentialMobileHome–DoubleWide-POOL_PMP |  | Refrigeration Case Doors – Glass/Acrylic: NR - 12
[5 empty] | 04-DMO-ResidentialMobileHome–DoubleWide-REFG |  | Refrigerator Case with Doors: NR - 12
[5 empty] | 04-DMO-ResidentialMobileHome–DoubleWide-SP_COOL |  | Refrigerator Condensate Evaporator – Elec/Non Elec: NR - 8
[5 empty] | 04-DMO-ResidentialMobileHome–DoubleWide-SP_HEAT |  | Strip Curtains for Walk-Ins: NR - 4
[5 empty] | 04-DMO-ResidentialMobileHome–DoubleWide-WAT_HEAT |  | Ballast: Electronic, for display case: NR - 11
[5 empty] | 05-ECC-Education–CommunityCollege-COOL |  | Defrost: NR - 16
[5 empty] | 05-ECC-Education–CommunityCollege-LIT_INT |  | FHP & EFF Conditioner: NR - 16
[5 empty] | 05-ECC-Education–CommunityCollege-OFF_EQ |  | High-efficiency Liquid Suction Heat Exchangers: NR - 16
[5 empty] | 05-ECC-Education–CommunityCollege-LIT_EXT |  | Night Shields on Refrigerator and Freezer Cases: NR - 5
[5 empty] | 05-ECC-Education–CommunityCollege-REFG |  | Walk-in Refrigerator or Freezer: Evaporative Fan Controller: NR - 5
[5 empty] | 05-ECC-Education–CommunityCollege-VENT |  | Multiplec Refrigeration Systems/Supermarket Systems: NR - 10
06-EPR-Education–PrimarySchool-COOL
[5 empty] | 06-EPR-Education–PrimarySchool-LIT_INT |  | Kiln/Oven/Furnace: NR - 18
[5 empty] | 06-EPR-Education–PrimarySchool-OFF_EQ |  | Thermal Night Curtains: NR - 5
[5 empty] | 06-EPR-Education–PrimarySchool-LIT_EXT |  | Custom Measures – SPC: NR - 15
[5 empty] | 06-EPR-Education–PrimarySchool-REFG |  | Local Government Partnership: NR - 11
[5 empty] | 06-EPR-Education–PrimarySchool-VENT |  | Audits: NR - 3
[5 empty] | 07-ESE-Education–SecondarySchool-COOL |  | Plug Load Sensor: NR - 10
[5 empty] | 07-ESE-Education–SecondarySchool-LIT_INT |  | Information: NR - 1
[5 empty] | 07-ESE-Education–SecondarySchool-OFF_EQ |  | High Efficiency Motors: NR - 15
[5 empty] | 07-ESE-Education–SecondarySchool-LIT_EXT |  | Process Overhaul: NR - 20
[5 empty] | 07-ESE-Education–SecondarySchool-REFG |  | System Controls: NR - 15
07-ESE-Education–SecondarySchool-VENT
08-EUN-Education–University-COOL
[5 empty] | 08-EUN-Education–University-LIT_INT |  | RESIDENTIAL MEASURES
[5 empty] | 08-EUN-Education–University-OFF_EQ |  | ****************************************************************
[5 empty] | 08-EUN-Education–University-LIT_EXT |  | T8 Fixtures ; lamp or ballast: Res - 15
[5 empty] | 08-EUN-Education–University-REFG |  | Pin based CFL Fixture: Res - 16
[5 empty] | 08-EUN-Education–University-VENT |  | CFL: Indoor Screw in: Res - 9.4
[5 empty] | 09-GRO-Grocery-COOL |  | CFL: Outdoor Screw in: Res - 7
[5 empty] | 09-GRO-Grocery-LIT_INT |  | Torchiere: Res - 9
09-GRO-Grocery-OFF_EQ
[5 empty] | 09-GRO-Grocery-LIT_EXT |  | Air Conditioners with SEER >= 11.0: Res - 18
[5 empty] | 09-GRO-Grocery-REFG |  | Central Air Conditioners: Res - 18
[5 empty] | 09-GRO-Grocery-VENT |  | Duct Testing: Res NC - 18
[5 empty] | 10-HSP-Health/Medical–Hospital-COOL |  | High Energy Efficiency Ducts: Res - 18
[5 empty] | 10-HSP-Health/Medical–Hospital-LIT_INT |  | Whole House Fan: Res - 15
[5 empty] | 10-HSP-Health/Medical–Hospital-OFF_EQ |  | Evaporative Cooler: Res - 15
[5 empty] | 10-HSP-Health/Medical–Hospital-LIT_EXT |  | Glazing - Low E Double / Low Shade Coefficient: Res - 20
[5 empty] | 10-HSP-Health/Medical–Hospital-REFG |  | Heat Pump - Electric: Res - 15
[5 empty] | 10-HSP-Health/Medical–Hospital-VENT |  | Insulation - Ceiling / Floor / Walls: Res - 20
[5 empty] | 11-HTL-Lodging–Hotel(GuestRooms)-COOL |  | A/C with Integrated Water Heating: Res - 10
[5 empty] | 11-HTL-Lodging–Hotel(GuestRooms)-LIT_INT |  | Programmable Thermostat: Res - 12
11-HTL-Lodging–Hotel(GuestRooms)-OFF_EQ
[5 empty] | 11-HTL-Lodging–Hotel(GuestRooms)-LIT_EXT |  | Audits: Res - 3
[5 empty] | 11-HTL-Lodging–Hotel(GuestRooms)-REFG |  | Gas Cooktops: Res - 20
[5 empty] | 11-HTL-Lodging–Hotel(GuestRooms)-VENT |  | Gas Dryer Stub: Res - 18
[5 empty] | 12-MBT-Manufacturing–Bio/Tech-AG_PUMP |  | Energy-Efficient Furnaces: Res - 18
12-MBT-Manufacturing–Bio/Tech-COMP_AIR
[5 empty] | 12-MBT-Manufacturing–Bio/Tech-COOL |  | Refrigerator Recycling: Res - 10
[5 empty] | 12-MBT-Manufacturing–Bio/Tech-LIGHT |  | Refrigerator - Energy Efficient; 20% more efficient: Res - 18
[5 empty] | 12-MBT-Manufacturing–Bio/Tech-MOTOR |  | Refrigerators: Res - 18
12-MBT-Manufacturing–Bio/Tech-PROC_OTH
13-MFM-ResidentialMulti-family-CL_DRY
[5 empty] | 13-MFM-ResidentialMulti-family-CL_WASH |  | GENERIC USEFUL LIVES:
[5 empty] | 13-MFM-ResidentialMulti-family-DSH_WASH |  | ****************************************************************
[5 empty] | 13-MFM-ResidentialMulti-family-FREEZ |  | 0.1
[5 empty] | 13-MFM-ResidentialMulti-family-LIGHT |  | 0.2
[5 empty] | 13-MFM-ResidentialMulti-family-POOL_PMP |  | 0.3
[5 empty] | 13-MFM-ResidentialMulti-family-REFG |  | 0.4
[5 empty] | 13-MFM-ResidentialMulti-family-SP_COOL |  | 0.5
[5 empty] | 13-MFM-ResidentialMulti-family-SP_HEAT |  | 0.6
[5 empty] | 13-MFM-ResidentialMulti-family-WAT_HEAT |  | 0.7
[5 empty] | 14-MLI-Manufacturing–LightIndustry-AG_PUMP |  | 0.8
[5 empty] | 14-MLI-Manufacturing–LightIndustry-COMP_AIR |  | 0.9
[5 empty] | 14-MLI-Manufacturing–LightIndustry-COOL |  | 1
[5 empty] | 14-MLI-Manufacturing–LightIndustry-LIGHT |  | 1.1
[5 empty] | 14-MLI-Manufacturing–LightIndustry-MOTOR |  | 1.2
[5 empty] | 14-MLI-Manufacturing–LightIndustry-PROC_OTH |  | 1.3
[5 empty] | 15-MTL-Lodging–Motel-COOL |  | 1.4
[5 empty] | 15-MTL-Lodging–Motel-LIT_INT |  | 1.5
[5 empty] | 15-MTL-Lodging–Motel-OFF_EQ |  | 1.6
[5 empty] | 15-MTL-Lodging–Motel-LIT_EXT |  | 1.7
[5 empty] | 15-MTL-Lodging–Motel-REFG |  | 1.8
[5 empty] | 15-MTL-Lodging–Motel-VENT |  | 1.9
[5 empty] | 16-NRS-Health/Medical–Clinic-COOL |  | 2
[5 empty] | 16-NRS-Health/Medical–Clinic-LIT_INT |  | 2.1
[5 empty] | 16-NRS-Health/Medical–Clinic-OFF_EQ |  | 2.2
[5 empty] | 16-NRS-Health/Medical–Clinic-LIT_EXT |  | 2.3
[5 empty] | 16-NRS-Health/Medical–Clinic-REFG |  | 2.4
[5 empty] | 16-NRS-Health/Medical–Clinic-VENT |  | 2.5
[5 empty] | 17-OFL-Office–Large-Cooling |  | 2.6
[5 empty] | 17-OFL-Office–Large-ExtLight |  | 2.7
[5 empty] | 17-OFL-Office–Large-IntLight |  | 2.8
[5 empty] | 17-OFL-Office–Large-OffEquip |  | 2.9
[5 empty] | 17-OFL-Office–Large-Refrig |  | 3
[5 empty] | 17-OFL-Office–Large-Vent/Fan |  | 3.1
[5 empty] | 18-OFS-Office–Small-Cooling |  | 3.2
[5 empty] | 18-OFS-Office–Small-ExtLight |  | 3.3
[5 empty] | 18-OFS-Office–Small-IntLight |  | 3.4
[5 empty] | 18-OFS-Office–Small-OffEquip |  | 3.5
[5 empty] | 18-OFS-Office–Small-Refrig |  | 3.6
[5 empty] | 18-OFS-Office–Small-Vent/Fan |  | 3.7
[5 empty] | 19-RES-AllResidential-CL_DRY |  | 3.8
[5 empty] | 19-RES-AllResidential-CL_WASH |  | 3.9
[5 empty] | 19-RES-AllResidential-DSH_WASH |  | 4
[5 empty] | 19-RES-AllResidential-FREEZ |  | 4.1
[5 empty] | 19-RES-AllResidential-LIGHT |  | 4.2
[5 empty] | 19-RES-AllResidential-POOL_PMP |  | 4.3
[5 empty] | 19-RES-AllResidential-REFG |  | 4.4
[5 empty] | 19-RES-AllResidential-SP_COOL |  | 4.5
[5 empty] | 19-RES-AllResidential-SP_HEAT |  | 4.6
[5 empty] | 19-RES-AllResidential-WAT_HEAT |  | 4.7
[5 empty] | 20-RFF-Restaurant–FastFood-Cooling |  | 4.8
[5 empty] | 20-RFF-Restaurant–FastFood-ExtLight |  | 4.9
[5 empty] | 20-RFF-Restaurant–FastFood-IntLight |  | 5
[5 empty] | 20-RFF-Restaurant–FastFood-OffEquip |  | 5.1
[5 empty] | 20-RFF-Restaurant–FastFood-Refrig |  | 5.2
[5 empty] | 20-RFF-Restaurant–FastFood-Vent/Fan |  | 5.3
[5 empty] | 21-RSD-Restaurant–SitDown-COOL |  | 5.4
[5 empty] | 21-RSD-Restaurant–SitDown-LIT_INT |  | 5.5
[5 empty] | 21-RSD-Restaurant–SitDown-OFF_EQ |  | 5.6
[5 empty] | 21-RSD-Restaurant–SitDown-LIT_EXT |  | 5.7
[5 empty] | 21-RSD-Restaurant–SitDown-PROC_OTH |  | 5.8
[5 empty] | 21-RSD-Restaurant–SitDown-REFG |  | 5.9
[5 empty] | 21-RSD-Restaurant–SitDown-VENT |  | 6
[5 empty] | 22-RT3-Retail–3StoryLarge-COOL |  | 6.1
[5 empty] | 22-RT3-Retail–3StoryLarge-LIT_INT |  | 6.2
[5 empty] | 22-RT3-Retail–3StoryLarge-OFF_EQ |  | 6.3
[5 empty] | 22-RT3-Retail–3StoryLarge-LIT_EXT |  | 6.4
[5 empty] | 22-RT3-Retail–3StoryLarge-REFG |  | 6.5
[5 empty] | 22-RT3-Retail–3StoryLarge-VENT |  | 6.6
[5 empty] | 23-RTL-Retail–SingleStorylarge-COOL |  | 6.7
[5 empty] | 23-RTL-Retail–SingleStorylarge-LIT_INT |  | 6.8
[5 empty] | 23-RTL-Retail–SingleStorylarge-OFF_EQ |  | 6.9
[5 empty] | 23-RTL-Retail–SingleStorylarge-LIT_EXT |  | 7
[5 empty] | 23-RTL-Retail–SingleStorylarge-REFG |  | 7.1
[5 empty] | 23-RTL-Retail–SingleStorylarge-VENT |  | 7.2
[5 empty] | 24-RTS-Retail–Small-COOL |  | 7.3
[5 empty] | 24-RTS-Retail–Small-LIT_INT |  | 7.4
[5 empty] | 24-RTS-Retail–Small-OFF_EQ |  | 7.5
[5 empty] | 24-RTS-Retail–Small-LIT_EXT |  | 7.6
[5 empty] | 24-RTS-Retail–Small-REFG |  | 7.7
[5 empty] | 24-RTS-Retail–Small-VENT |  | 7.8
[5 empty] | 25-SCN-Storage–Conditioned-Cooling |  | 7.9
[5 empty] | 25-SCN-Storage–Conditioned-Exit |  | 8
[5 empty] | 25-SCN-Storage–Conditioned-ExtLight |  | 8.1
[5 empty] | 26-SFM-ResidentialSingleFamily-CL_DRY |  | 8.2
[5 empty] | 26-SFM-ResidentialSingleFamily-CL_WASH |  | 8.3
[5 empty] | 26-SFM-ResidentialSingleFamily-DSH_WASH |  | 8.4
[5 empty] | 26-SFM-ResidentialSingleFamily-FREEZ |  | 8.5
[5 empty] | 26-SFM-ResidentialSingleFamily-LIGHT |  | 8.6
[5 empty] | 26-SFM-ResidentialSingleFamily-POOL_PMP |  | 8.7
[5 empty] | 26-SFM-ResidentialSingleFamily-REFG |  | 8.8
[5 empty] | 26-SFM-ResidentialSingleFamily-SP_COOL |  | 8.9
[5 empty] | 26-SFM-ResidentialSingleFamily-SP_HEAT |  | 9
[5 empty] | 26-SFM-ResidentialSingleFamily-WAT_HEAT |  | 9.1
[5 empty] | 27-SMO-ResidentialMobileHome–SingleWide-CL_DRY |  | 9.2
[5 empty] | 27-SMO-ResidentialMobileHome–SingleWide-CL_WASH |  | 9.3
[5 empty] | 27-SMO-ResidentialMobileHome–SingleWide-DSH_WASH |  | 9.4
[5 empty] | 27-SMO-ResidentialMobileHome–SingleWide-FREEZ |  | 9.5
[5 empty] | 27-SMO-ResidentialMobileHome–SingleWide-LIGHT |  | 9.6
[5 empty] | 27-SMO-ResidentialMobileHome–SingleWide-POOL_PMP |  | 9.7
[5 empty] | 27-SMO-ResidentialMobileHome–SingleWide-REFG |  | 9.8
[5 empty] | 27-SMO-ResidentialMobileHome–SingleWide-SP_COOL |  | 9.9
[5 empty] | 27-SMO-ResidentialMobileHome–SingleWide-SP_HEAT |  | 10
[5 empty] | 27-SMO-ResidentialMobileHome–SingleWide-WAT_HEAT |  | 10.1
[5 empty] | 28-SUN-Storage–Unconditioned-Exit |  | 10.2
[5 empty] | 28-SUN-Storage–Unconditioned-ExtLight |  | 10.3
[5 empty] | 29-WRF-Storage–Refrigerated-Cooling |  | 10.4
[5 empty] | 29-WRF-Storage–Refrigerated-Exit |  | 10.5
[5 empty] | 29-WRF-Storage–Refrigerated-ExtLight |  | 10.6
[5 empty] | 30-S20-SIC20Food&KindredProducts-AG_PUMP |  | 10.7
[5 empty] | 30-S20-SIC20Food&KindredProducts-COMP_AIR |  | 10.8
[5 empty] | 30-S20-SIC20Food&KindredProducts-COOL |  | 10.9
[5 empty] | 30-S20-SIC20Food&KindredProducts-LIGHT |  | 11
[5 empty] | 30-S20-SIC20Food&KindredProducts-MOTOR |  | 11.1
[5 empty] | 30-S20-SIC20Food&KindredProducts-PROC_OTH |  | 11.2
[5 empty] | 31-S26-SIC26Paper&AlliedProducts-AG_PUMP |  | 11.3
[5 empty] | 31-S26-SIC26Paper&AlliedProducts-COMP_AIR |  | 11.4
[5 empty] | 31-S26-SIC26Paper&AlliedProducts-COOL |  | 11.5
[5 empty] | 31-S26-SIC26Paper&AlliedProducts-LIGHT |  | 11.6
[5 empty] | 31-S26-SIC26Paper&AlliedProducts-MOTOR |  | 11.7
[5 empty] | 31-S26-SIC26Paper&AlliedProducts-PROC_OTH |  | 11.8
[5 empty] | 32-S28-SIC28Chemicals&AlliedProducts-AG_PUMP |  | 11.9
[5 empty] | 32-S28-SIC28Chemicals&AlliedProducts-COMP_AIR |  | 12
[5 empty] | 32-S28-SIC28Chemicals&AlliedProducts-COOL |  | 12.1
[5 empty] | 32-S28-SIC28Chemicals&AlliedProducts-LIGHT |  | 12.2
[5 empty] | 32-S28-SIC28Chemicals&AlliedProducts-MOTOR |  | 12.3
[5 empty] | 32-S28-SIC28Chemicals&AlliedProducts-PROC_OTH |  | 12.4
[5 empty] | 33-S29-SIC29Petroleum&CoalProducts-AG_PUMP |  | 12.5
[5 empty] | 33-S29-SIC29Petroleum&CoalProducts-COMP_AIR |  | 12.6
[5 empty] | 33-S29-SIC29Petroleum&CoalProducts-COOL |  | 12.7
[5 empty] | 33-S29-SIC29Petroleum&CoalProducts-LIGHT |  | 12.8
[5 empty] | 33-S29-SIC29Petroleum&CoalProducts-MOTOR |  | 12.9
[5 empty] | 33-S29-SIC29Petroleum&CoalProducts-PROC_OTH |  | 13
[5 empty] | 34-S33-SIC33Metals-AG_PUMP |  | 13.1
[5 empty] | 34-S33-SIC33Metals-COMP_AIR |  | 13.2
[5 empty] | 34-S33-SIC33Metals-COOL |  | 13.3
[5 empty] | 34-S33-SIC33Metals-LIGHT |  | 13.4
[5 empty] | 34-S33-SIC33Metals-MOTOR |  | 13.5
[5 empty] | 34-S33-SIC33Metals-PROC_OTH |  | 13.6
[5 empty] | 35-OTI-OtherIndustrial-AG_PUMP |  | 13.7
[5 empty] | 35-OTI-OtherIndustrial-COMP_AIR |  | 13.8
[5 empty] | 35-OTI-OtherIndustrial-COOL |  | 13.9
[5 empty] | 35-OTI-OtherIndustrial-LIGHT |  | 14
[5 empty] | 35-OTI-OtherIndustrial-MOTOR |  | 14.1
[5 empty] | 35-OTI-OtherIndustrial-PROC_OTH |  | 14.2
[5 empty] | 36-GST-Lodging-GuestRooms-Cooling |  | 14.3
[5 empty] | 36-GST-Lodging-GuestRooms-ExtLight |  | 14.4
[5 empty] | 36-GST-Lodging-GuestRooms-IntLight |  | 14.5
[5 empty] | 36-GST-Lodging-GuestRooms-OffEquip |  | 14.6
[5 empty] | 36-GST-Lodging-GuestRooms-Refrig |  | 14.7
[5 empty] | 36-GST-Lodging-GuestRooms-Vent/Fan |  | 14.8
14.9
15
15.1
15.2
15.3
15.4
15.5
15.6
15.7
15.8
15.9
16
16.1
16.2
16.3
16.4
16.5
16.6
16.7
16.8
16.9
17
17.1
17.2
17.3
17.4
17.5
17.6
17.7
17.8
17.9
18
18.1
18.2
18.3
18.4
18.5
18.6
18.7
18.8
18.9
19
19.1
19.2
19.3
19.4
19.5
19.6
19.7
19.8
19.9
20
21
22
23
24
25
26
27
28
29
30
Last Row Used is above