## Export
PROGRAM NAME | 0
BUDGET
Administrative Costs
Overhead and G&A | 0
Other Administrative Costs | 0
Marketing/Outreach | 0
Direct Implementation
d.i. User Input Incentive (No rebates) | 0
d.ii. Rebate | 0
d.iii. Direct Install Labor | 0
d.iv. Direct Install Materials | 0
d.v. Upstream payments | 202702.775
Activity | 0
Installation | 0
Hardware & Materials | 0
Rebate Processing & Inspection | 0
EM&V Costs | 0
Budget | 202702.775
Costs recovered from other sources | 0
Budget (plus other costs) | 202702.775
PROGRAM IMPACTS
Program Reductions for Measures installed through 2011
User Entered kW (kW) | 211.2256
Net Jul-Sept Peak (kW) | 438.7443
Net Dec-Feb Peak (kW) | 175.0296
Net NCP (kW) | 480.5778
Net CEC (kW) | 0
Annual Net kWh | 1348236.3693
Lifecycle Net kWh | 8065990.4395
Annual Net Therms | 0
Lifecycle Net Therms | 0
Cost Effectiveness for all measures installed through 2015
TRC
Costs | 321176.6651
Electric Benefits | 884045.3905
Gas Benefits | 0
Net Benefits (NPV) | 562868.7255
BC Ratio | 2.7525
PAC
Costs | 195472.2038
Electric Benefits | 884045.3905
Gas Benefits | 0
Net Benefits (NPV) | 688573.1868
BC Ratio | 4.5226
Levelized Cost
Levelized Cost TRC ($/kWh )
Discounted kWh | 6258730.3573
Cost | 0.051317
Benefits | 0.14125
Benefit-Cost | 0.089933
Levelized Cost PAC ($/kWh)
Discounted kWh | 6258730.3573
Cost | 0.031232
Benefits | 0.14125
Benefit-Cost | 0.11002
Levelized Cost TRC ($/therm)
Discounted Therms | 0
Cost | 0
Benefits | 0
Benefit-Cost | 0
Levelized Cost PAC ($/therm)
Discounted Therms | 0
Cost | 0
Benefits | 0
Benefit-Cost | 0
Emission Annual Reductions (2009-2011) |  | Energy Division File sheet "Attachment II" Total Electricity and Gas Emission Reductions
Electric Annual CO2 (tons) - 2009 | 775.101 |  | 2009 | 2010 | 2011 | 2012 | 2013 | 2014 | 2015
2010 | 0 |  | Total | Total | Total | Total | Total | Total | Total
2011 | 0 | Annual CO2 Emission Reductions (tons) | 775.101 | 0 | 0 | 0 | 0 | 0 | 0
Electric Lifecycle CO2 (tons) - 2009 | 4637.1376 | Lifecycle CO2 Emission Reductions (tons) | 4637.1376 | 0 | 0 | 0 | 0 | 0 | 0
2010 | 0 | Annual NOx Emission Reductions (tons) | 0.10521 | 0 | 0 | 0 | 0 | 0 | 0
2011 | 0 | Lifecycle NOx Emission Reductions (tons) | 0.62943 | 0 | 0 | 0 | 0 | 0 | 0
Electric Annual NOX (tons) - 2009 | 0.10521 | Annual SO2 Emission Reductions (tons)
2010 | 0 | Lifecycle SO2 Emission Reductions (tons)
2011 | 0
Electric Lifecycle NOX (tons) - 2009 | 0.62943
2010 | 0
2011 | 0
Electric Annual SO2 (lbs) - 2009
2010
2011
Electric Lifecycle SO2 (lbs) - 2009
2010
2011
Gas Annual CO2 (tons) - 2009 | 0
2010 | 0
2011 | 0
Gas Lifecycle CO2 (tons) - 2009 | 0
2010 | 0
2011 | 0
Gas Annual NOX (tons) - 2009 | 0
2010 | 0
2011 | 0
Gas Lifecycle NOX (tons) - 2009 | 0
2010 | 0
2011 | 0
Gas Annual SO2 (lbs) - 2009
2010
2011
Gas Lifecycle SO2 (lbs) - 2009
2010
2011
Data below not currently used in Energy Division workbook
Levelized Cost RIM ($/therm)
Discounted Therms | 0
Cost | 0
Benefits | 0
Benefit-Cost | 0
Levelized Cost RIM ($/kWh)
Discounted kWh | 6258730.3573
Cost | 0.031232
Benefits | 0.14125
Benefit-Cost | 0
RIM
Costs | 195472.2038
Electric Benefits | 884045.3905
Gas Benefits | 0
Net Benefits (NPV) | 688573.1868
BC Ratio | 4.5226
Impacts for all programs installed trhough 2019
Net July-Sept Peak (kW)
Clothes Dryer | 0
Clothes Washer | 0
Consumer Electronics | 0
Cooking | 0
Dishwasher | 0
Net Dec-Feb Pk (kW)
Clothes Dryer | 0
Clothes Washer | 0
Consumer Electronics | 0
Cooking | 0
Dishwasher | 0
0
Clothes Dryer | 0
Clothes Washer | 0
Consumer Electronics | 0
Cooking | 0
Dishwasher | 0
Annual Net kWh
Clothes Dryer | 0
Clothes Washer | 0
Consumer Electronics | 0
Cooking | 0
Dishwasher | 0
Lifecycle Net kWh
Clothes Dryer | 0
Clothes Washer | 0
Consumer Electronics | 0
Cooking | 0
Dishwasher | 0
Annual Net Therms
Clothes Dryer | 0
Clothes Washer | 0
Consumer Electronics | 0
Cooking | 0
Dishwasher | 0
Lifecycle Net Therms
Clothes Dryer | 0
Clothes Washer | 0
Consumer Electronics | 0
Cooking | 0
Dishwasher | 0

## Output by Measure
0
0
SDG&E | [7 empty] | Levelized Benefits less Costs (TRC) |  |  |  | Levelized Benefits less Costs (PAC) |  |  |  | Benefit Cost Ratios
Net Impacts by Measure | [7 empty] | No Allocated Admin |  | w/ Allocated Admin |  | No Allocated Admin |  | w/ Allocated Admin |  | No Allocated Admin |  | w/ Allocated Admin
| Net Avg Jul-Sep (kW) | Net Dec-Feb Pk (kW) | Net User Entered kW | Annual kWh adj for Net to gross | Lifecycle kWh (Annual * Measure Life) | Annual Therms | Lifecycle Therms | Electric ($/kWh) | Gas ($/Th) | Electric ($/kWh) | Gas ($/Th) | Electric ($/kWh) | Gas ($/Th) | Electric ($/kWh) | Gas ($/Th) | TRC | PAC | TRC | PAC
Total or Average | 438.7443 | 175.0296 | 211.2256 | 1348236.3693 | 8065990.4395 | 0 | 0 | 0.089933 | 0 | 0.089933 | 0 | 0.11002 | 0 | 0.11002 | 0
253033-Comm. AC <65k three phase unitary | 0.22817 | 0.091024 | 0.47966 | 701.15 | 10517.25 | 0 | 0 | -0.18099 | 0 | -0.18099 | 0 | 0.090838 | 0 | 0.090838 | 0 | 0.48373 | 2.1536 | 0.48373 | 2.1536
253033-Comm. AC <65k three phase unitary | 0.22817 | 0.091024 | 0.47966 | 701.15 | 10517.25 | 0 | 0 | -0.18099 | 0 | -0.18099 | 0 | 0.090838 | 0 | 0.090838 | 0 | 0.48373 | 2.1536 | 0.48373 | 2.1536
253067-Comm. AC <65k three phase unitary ER | 0.18254 | 0.072819 | 0.38373 | 560.92 | 8413.8 | 0 | 0 | -0.18099 | 0 | -0.18099 | 0 | 0.090838 | 0 | 0.090838 | 0 | 0.48373 | 2.1536 | 0.48373 | 2.1536
253071-Comm. AC 135K to 239k ER | 1.1019 | 0.4396 | 2.4295 | 3386.2164 | 50793.246 | 0 | 0 | -0.14818 | 0 | -0.14818 | 0 | 0.12678 | 0 | 0.12678 | 0 | 0.53368 | 3.9622 | 0.53368 | 3.9622
253070-Comm. AC 65k to 134k ER | 0.74567 | 0.29747 | 1.822 | 2291.3968 | 34370.952 | 0 | 0 | -0.020102 | 0 | -0.020102 | 0 | 0.13344 | 0 | 0.13344 | 0 | 0.89402 | 4.692 | 0.89402 | 4.692
253086-Comm. HP <65k three phase unitary ER | 0.27115 | 0.10817 | 0.45032 | 833.224 | 12498.36 | 0 | 0 | -0.11118 | 0 | -0.11118 | 0 | 0.11657 | 0 | 0.11657 | 0 | 0.604 | 3.1991 | 0.604 | 3.1991
253070-Comm. AC 65k to 134k ER | 0.74567 | 0.29747 | 1.822 | 2291.3968 | 34370.952 | 0 | 0 | -0.01938 | 0 | -0.01938 | 0 | 0.13585 | 0 | 0.13585 | 0 | 0.89744 | 5.0272 | 0.89744 | 5.0272
253067-Comm. AC <65k three phase unitary ER | 0.1369 | 0.054614 | 0.2878 | 420.69 | 6310.35 | 0 | 0 | -0.18099 | 0 | -0.18099 | 0 | 0.090838 | 0 | 0.090838 | 0 | 0.48373 | 2.1536 | 0.48373 | 2.1536
253033-Comm. AC <65k three phase unitary | 0.1369 | 0.054614 | 0.2878 | 420.69 | 6310.35 | 0 | 0 | -0.18099 | 0 | -0.18099 | 0 | 0.090838 | 0 | 0.090838 | 0 | 0.48373 | 2.1536 | 0.48373 | 2.1536
253067-Comm. AC <65k three phase unitary ER | 0.18254 | 0.072819 | 0.38373 | 560.92 | 8413.8 | 0 | 0 | -0.18099 | 0 | -0.18099 | 0 | 0.090838 | 0 | 0.090838 | 0 | 0.48373 | 2.1536 | 0.48373 | 2.1536
253069-Comm. AC 65k to 134k ER | 0.57652 | 0.22999 | 1.2727 | 1771.6146 | 26574.219 | 0 | 0 | -0.075755 | 0 | -0.075755 | 0 | 0.12284 | 0 | 0.12284 | 0 | 0.69122 | 3.6277 | 0.69122 | 3.6277
253069-Comm. AC 65k to 134k ER | 0.57652 | 0.22999 | 1.2727 | 1771.6146 | 26574.219 | 0 | 0 | -0.075755 | 0 | -0.075755 | 0 | 0.12284 | 0 | 0.12284 | 0 | 0.69122 | 3.6277 | 0.69122 | 3.6277
253073-Comm. AC 240k to 759k ER | 0.95208 | 0.37981 | 2.1025 | 2925.678 | 43885.17 | 0 | 0 | -0.185 | 0 | -0.185 | 0 | 0.13184 | 0 | 0.13184 | 0 | 0.47826 | 4.4931 | 0.47826 | 4.4931
253073-Comm. AC 240k to 759k ER | 1.1901 | 0.47477 | 2.6281 | 3657.0975 | 54856.4625 | 0 | 0 | -0.185 | 0 | -0.185 | 0 | 0.13184 | 0 | 0.13184 | 0 | 0.47826 | 4.4931 | 0.47826 | 4.4931
253085-Comm. HP <65k three phase unitary ER | 0.27168 | 0.10838 | 0.3937 | 834.8675 | 12523.0125 | 0 | 0 | -0.18068 | 0 | -0.18068 | 0 | 0.10345 | 0 | 0.10345 | 0 | 0.48416 | 2.5643 | 0.48416 | 2.5643
253067-Comm. AC <65k three phase unitary ER | 0.1369 | 0.054614 | 0.2878 | 420.69 | 6310.35 | 0 | 0 | -0.18099 | 0 | -0.18099 | 0 | 0.090838 | 0 | 0.090838 | 0 | 0.48373 | 2.1536 | 0.48373 | 2.1536
253069-Comm. AC 65k to 134k ER | 0.57652 | 0.22999 | 1.2727 | 1771.6146 | 26574.219 | 0 | 0 | -0.075755 | 0 | -0.075755 | 0 | 0.12284 | 0 | 0.12284 | 0 | 0.69122 | 3.6277 | 0.69122 | 3.6277
253086-Comm. HP <65k three phase unitary ER | 0.33894 | 0.13521 | 0.5629 | 1041.53 | 15622.95 | 0 | 0 | -0.11118 | 0 | -0.11118 | 0 | 0.11657 | 0 | 0.11657 | 0 | 0.604 | 3.1991 | 0.604 | 3.1991
253136-Economizer Repair Com All CZ10 Vint05 | 0.8431 | 0.33634 | 0.01156 | 2590.8 | 12954 | 0 | 0 | 0.107 | 0 | 0.107 | 0 | 0.10744 | 0 | 0.10744 | 0 | 4.5674 | 4.6346 | 4.5674 | 4.6346
253136-Economizer Repair Com All CZ10 Vint05 | 0.8431 | 0.33634 | 0.01156 | 2590.8 | 12954 | 0 | 0 | 0.107 | 0 | 0.107 | 0 | 0.10744 | 0 | 0.10744 | 0 | 4.5674 | 4.6346 | 4.5674 | 4.6346
253136-Economizer Repair Com All CZ10 Vint05 | 0.8431 | 0.33634 | 0.01156 | 2590.8 | 12954 | 0 | 0 | 0.107 | 0 | 0.107 | 0 | 0.10744 | 0 | 0.10744 | 0 | 4.5674 | 4.6346 | 4.5674 | 4.6346
253136-Economizer Repair Com All CZ10 Vint05 | 0.52694 | 0.21021 | 0.007225 | 1619.25 | 8096.25 | 0 | 0 | 0.107 | 0 | 0.107 | 0 | 0.10744 | 0 | 0.10744 | 0 | 4.5674 | 4.6346 | 4.5674 | 4.6346
253136-Economizer Repair Com All CZ10 Vint05 | 0.52694 | 0.21021 | 0.007225 | 1619.25 | 8096.25 | 0 | 0 | 0.107 | 0 | 0.107 | 0 | 0.10744 | 0 | 0.10744 | 0 | 4.5674 | 4.6346 | 4.5674 | 4.6346
253136-Economizer Repair Com All CZ10 Vint05 | 0.31616 | 0.12613 | 0.004335 | 971.55 | 4857.75 | 0 | 0 | 0.107 | 0 | 0.107 | 0 | 0.10744 | 0 | 0.10744 | 0 | 4.5674 | 4.6346 | 4.5674 | 4.6346
253136-Economizer Repair Com All CZ10 Vint05 | 1.0539 | 0.42043 | 0.01445 | 3238.5 | 16192.5 | 0 | 0 | 0.107 | 0 | 0.107 | 0 | 0.10744 | 0 | 0.10744 | 0 | 4.5674 | 4.6346 | 4.5674 | 4.6346
253136-Economizer Repair Com All CZ10 Vint05 | 1.0539 | 0.42043 | 0.01445 | 3238.5 | 16192.5 | 0 | 0 | 0.107 | 0 | 0.107 | 0 | 0.10744 | 0 | 0.10744 | 0 | 4.5674 | 4.6346 | 4.5674 | 4.6346
253135-Economizer Repair Com All CZ10 Vint04 | 0.48904 | 0.1951 | 0.00544 | 1502.8 | 7514 | 0 | 0 | 0.11114 | 0 | 0.11114 | 0 | 0.11152 | 0 | 0.11152 | 0 | 5.2986 | 5.3766 | 5.2986 | 5.3766
253135-Economizer Repair Com All CZ10 Vint04 | 0.48904 | 0.1951 | 0.00544 | 1502.8 | 7514 | 0 | 0 | 0.11114 | 0 | 0.11114 | 0 | 0.11152 | 0 | 0.11152 | 0 | 5.2986 | 5.3766 | 5.2986 | 5.3766
253135-Economizer Repair Com All CZ10 Vint04 | 0.48904 | 0.1951 | 0.00544 | 1502.8 | 7514 | 0 | 0 | 0.11114 | 0 | 0.11114 | 0 | 0.11152 | 0 | 0.11152 | 0 | 5.2986 | 5.3766 | 5.2986 | 5.3766
253134-Economizer Repair Com All CZ10 Vint03 | 3.7508 | 1.4963 | 0.0204 | 11526 | 57630 | 0 | 0 | 0.12014 | 0 | 0.12014 | 0 | 0.12039 | 0 | 0.12039 | 0 | 8.1278 | 8.2474 | 8.1278 | 8.2474
253131-Economizer Repair Com All CZ07 Vint04 | 1.5352 | 0.61243 | 0.0255 | 4717.5 | 23587.5 | 0 | 0 | 0.11641 | 0 | 0.11641 | 0 | 0.11671 | 0 | 0.11671 | 0 | 6.6533 | 6.7512 | 6.6533 | 6.7512
253136-Economizer Repair Com All CZ10 Vint05 | 0.52694 | 0.21021 | 0.007225 | 1619.25 | 8096.25 | 0 | 0 | 0.107 | 0 | 0.107 | 0 | 0.10744 | 0 | 0.10744 | 0 | 4.5674 | 4.6346 | 4.5674 | 4.6346
253136-Economizer Repair Com All CZ10 Vint05 | 0.52694 | 0.21021 | 0.007225 | 1619.25 | 8096.25 | 0 | 0 | 0.107 | 0 | 0.107 | 0 | 0.10744 | 0 | 0.10744 | 0 | 4.5674 | 4.6346 | 4.5674 | 4.6346
253134-Economizer Repair Com All CZ10 Vint03 | 3.7508 | 1.4963 | 0.0204 | 11526 | 57630 | 0 | 0 | 0.12014 | 0 | 0.12014 | 0 | 0.12039 | 0 | 0.12039 | 0 | 8.1278 | 8.2474 | 8.1278 | 8.2474
253129-Economizer Repair Com All CZ07 Vint01 | 0.65058 | 0.25954 | 0.05644 | 1999.2 | 9996 | 0 | 0 | 0.098129 | 0 | 0.098129 | 0 | 0.098692 | 0 | 0.098692 | 0 | 3.5244 | 3.5763 | 3.5244 | 3.5763
253129-Economizer Repair Com All CZ07 Vint01 | 0.65058 | 0.25954 | 0.05644 | 1999.2 | 9996 | 0 | 0 | 0.098129 | 0 | 0.098129 | 0 | 0.098692 | 0 | 0.098692 | 0 | 3.5244 | 3.5763 | 3.5244 | 3.5763
253129-Economizer Repair Com All CZ07 Vint01 | 1.2198 | 0.48663 | 0.10583 | 3748.5 | 18742.5 | 0 | 0 | 0.098129 | 0 | 0.098129 | 0 | 0.098692 | 0 | 0.098692 | 0 | 3.5244 | 3.5763 | 3.5244 | 3.5763
253129-Economizer Repair Com All CZ07 Vint01 | 0.81323 | 0.32442 | 0.07055 | 2499 | 12495 | 0 | 0 | 0.098129 | 0 | 0.098129 | 0 | 0.098692 | 0 | 0.098692 | 0 | 3.5244 | 3.5763 | 3.5244 | 3.5763
253131-Economizer Repair Com All CZ07 Vint04 | 2.4563 | 0.97989 | 0.0408 | 7548 | 37740 | 0 | 0 | 0.11641 | 0 | 0.11641 | 0 | 0.11671 | 0 | 0.11671 | 0 | 6.6533 | 6.7512 | 6.6533 | 6.7512
253131-Economizer Repair Com All CZ07 Vint04 | 2.4563 | 0.97989 | 0.0408 | 7548 | 37740 | 0 | 0 | 0.11641 | 0 | 0.11641 | 0 | 0.11671 | 0 | 0.11671 | 0 | 6.6533 | 6.7512 | 6.6533 | 6.7512
253129-Economizer Repair Com All CZ07 Vint01 | 1.4638 | 0.58396 | 0.12699 | 4498.2 | 22491 | 0 | 0 | 0.098129 | 0 | 0.098129 | 0 | 0.098692 | 0 | 0.098692 | 0 | 3.5244 | 3.5763 | 3.5244 | 3.5763
253131-Economizer Repair Com All CZ07 Vint04 | 2.4563 | 0.97989 | 0.0408 | 7548 | 37740 | 0 | 0 | 0.11641 | 0 | 0.11641 | 0 | 0.11671 | 0 | 0.11671 | 0 | 6.6533 | 6.7512 | 6.6533 | 6.7512
253131-Economizer Repair Com All CZ07 Vint04 | 0.76759 | 0.30622 | 0.01275 | 2358.75 | 11793.75 | 0 | 0 | 0.11641 | 0 | 0.11641 | 0 | 0.11671 | 0 | 0.11671 | 0 | 6.6533 | 6.7512 | 6.6533 | 6.7512
253131-Economizer Repair Com All CZ07 Vint04 | 0.76759 | 0.30622 | 0.01275 | 2358.75 | 11793.75 | 0 | 0 | 0.11641 | 0 | 0.11641 | 0 | 0.11671 | 0 | 0.11671 | 0 | 6.6533 | 6.7512 | 6.6533 | 6.7512
253131-Economizer Repair Com All CZ07 Vint04 | 0.9211 | 0.36746 | 0.0153 | 2830.5 | 14152.5 | 0 | 0 | 0.11641 | 0 | 0.11641 | 0 | 0.11671 | 0 | 0.11671 | 0 | 6.6533 | 6.7512 | 6.6533 | 6.7512
253131-Economizer Repair Com All CZ07 Vint04 | 0.9211 | 0.36746 | 0.0153 | 2830.5 | 14152.5 | 0 | 0 | 0.11641 | 0 | 0.11641 | 0 | 0.11671 | 0 | 0.11671 | 0 | 6.6533 | 6.7512 | 6.6533 | 6.7512
253131-Economizer Repair Com All CZ07 Vint04 | 0.9211 | 0.36746 | 0.0153 | 2830.5 | 14152.5 | 0 | 0 | 0.11615 | 0 | 0.11615 | 0 | 0.11502 | 0 | 0.11502 | 0 | 6.5723 | 6.2319 | 6.5723 | 6.2319
253131-Economizer Repair Com All CZ07 Vint04 | 0.9211 | 0.36746 | 0.0153 | 2830.5 | 14152.5 | 0 | 0 | 0.11615 | 0 | 0.11615 | 0 | 0.11502 | 0 | 0.11502 | 0 | 6.5723 | 6.2319 | 6.5723 | 6.2319
253131-Economizer Repair Com All CZ07 Vint04 | 0.46055 | 0.18373 | 0.00765 | 1415.25 | 7076.25 | 0 | 0 | 0.11641 | 0 | 0.11641 | 0 | 0.11671 | 0 | 0.11671 | 0 | 6.6533 | 6.7512 | 6.6533 | 6.7512
253131-Economizer Repair Com All CZ07 Vint04 | 0.61407 | 0.24497 | 0.0102 | 1887 | 9435 | 0 | 0 | 0.11641 | 0 | 0.11641 | 0 | 0.11671 | 0 | 0.11671 | 0 | 6.6533 | 6.7512 | 6.6533 | 6.7512
253131-Economizer Repair Com All CZ07 Vint04 | 0.76759 | 0.30622 | 0.01275 | 2358.75 | 11793.75 | 0 | 0 | 0.11641 | 0 | 0.11641 | 0 | 0.11671 | 0 | 0.11671 | 0 | 6.6533 | 6.7512 | 6.6533 | 6.7512
253131-Economizer Repair Com All CZ07 Vint04 | 1.0746 | 0.4287 | 0.01785 | 3302.25 | 16511.25 | 0 | 0 | 0.11619 | 0 | 0.11619 | 0 | 0.11526 | 0 | 0.11526 | 0 | 6.5838 | 6.3011 | 6.5838 | 6.3011
253132-Economizer Repair Com All CZ07 Vint05 | 1.2171 | 0.48553 | 0.01955 | 3740 | 18700 | 0 | 0 | 0.11103 | 0 | 0.11103 | 0 | 0.1114 | 0 | 0.1114 | 0 | 5.2747 | 5.3523 | 5.2747 | 5.3523
253132-Economizer Repair Com All CZ07 Vint05 | 1.2171 | 0.48553 | 0.01955 | 3740 | 18700 | 0 | 0 | 0.11103 | 0 | 0.11103 | 0 | 0.1114 | 0 | 0.1114 | 0 | 5.2747 | 5.3523 | 5.2747 | 5.3523
253136-Economizer Repair Com All CZ10 Vint05 | 1.0539 | 0.42043 | 0.01445 | 3238.5 | 16192.5 | 0 | 0 | 0.107 | 0 | 0.107 | 0 | 0.10744 | 0 | 0.10744 | 0 | 4.5674 | 4.6346 | 4.5674 | 4.6346
253136-Economizer Repair Com All CZ10 Vint05 | 1.0539 | 0.42043 | 0.01445 | 3238.5 | 16192.5 | 0 | 0 | 0.107 | 0 | 0.107 | 0 | 0.10744 | 0 | 0.10744 | 0 | 4.5674 | 4.6346 | 4.5674 | 4.6346
253136-Economizer Repair Com All CZ10 Vint05 | 1.0539 | 0.42043 | 0.01445 | 3238.5 | 16192.5 | 0 | 0 | 0.107 | 0 | 0.107 | 0 | 0.10744 | 0 | 0.10744 | 0 | 4.5674 | 4.6346 | 4.5674 | 4.6346
253136-Economizer Repair Com All CZ10 Vint05 | 1.0539 | 0.42043 | 0.01445 | 3238.5 | 16192.5 | 0 | 0 | 0.107 | 0 | 0.107 | 0 | 0.10744 | 0 | 0.10744 | 0 | 4.5674 | 4.6346 | 4.5674 | 4.6346
253136-Economizer Repair Com All CZ10 Vint05 | 1.0539 | 0.42043 | 0.01445 | 3238.5 | 16192.5 | 0 | 0 | 0.107 | 0 | 0.107 | 0 | 0.10744 | 0 | 0.10744 | 0 | 4.5674 | 4.6346 | 4.5674 | 4.6346
253136-Economizer Repair Com All CZ10 Vint05 | 1.0539 | 0.42043 | 0.01445 | 3238.5 | 16192.5 | 0 | 0 | 0.107 | 0 | 0.107 | 0 | 0.10744 | 0 | 0.10744 | 0 | 4.5674 | 4.6346 | 4.5674 | 4.6346
253135-Economizer Repair Com All CZ10 Vint04 | 1.2226 | 0.48774 | 0.0136 | 3757 | 18785 | 0 | 0 | 0.11114 | 0 | 0.11114 | 0 | 0.11152 | 0 | 0.11152 | 0 | 5.2986 | 5.3766 | 5.2986 | 5.3766
253135-Economizer Repair Com All CZ10 Vint04 | 1.2226 | 0.48774 | 0.0136 | 3757 | 18785 | 0 | 0 | 0.11114 | 0 | 0.11114 | 0 | 0.11152 | 0 | 0.11152 | 0 | 5.2986 | 5.3766 | 5.2986 | 5.3766
253135-Economizer Repair Com All CZ10 Vint04 | 1.2226 | 0.48774 | 0.0136 | 3757 | 18785 | 0 | 0 | 0.11114 | 0 | 0.11114 | 0 | 0.11152 | 0 | 0.11152 | 0 | 5.2986 | 5.3766 | 5.2986 | 5.3766
253135-Economizer Repair Com All CZ10 Vint04 | 1.2226 | 0.48774 | 0.0136 | 3757 | 18785 | 0 | 0 | 0.11114 | 0 | 0.11114 | 0 | 0.11152 | 0 | 0.11152 | 0 | 5.2986 | 5.3766 | 5.2986 | 5.3766
253132-Economizer Repair Com All CZ07 Vint05 | 1.4605 | 0.58264 | 0.02346 | 4488 | 22440 | 0 | 0 | 0.11103 | 0 | 0.11103 | 0 | 0.1114 | 0 | 0.1114 | 0 | 5.2747 | 5.3523 | 5.2747 | 5.3523
253132-Economizer Repair Com All CZ07 Vint05 | 1.4605 | 0.58264 | 0.02346 | 4488 | 22440 | 0 | 0 | 0.11103 | 0 | 0.11103 | 0 | 0.1114 | 0 | 0.1114 | 0 | 5.2747 | 5.3523 | 5.2747 | 5.3523
253135-Economizer Repair Com All CZ10 Vint04 | 0.85582 | 0.34142 | 0.00952 | 2629.9 | 13149.5 | 0 | 0 | 0.11087 | 0 | 0.11087 | 0 | 0.1097 | 0 | 0.1097 | 0 | 5.2433 | 5.0182 | 5.2433 | 5.0182
253133-Economizer Repair Com All CZ10 Vint01 | 0.57258 | 0.22842 | 0.01275 | 1759.5 | 8797.5 | 0 | 0 | 0.081791 | 0 | 0.081791 | 0 | 0.082592 | 0 | 0.082592 | 0 | 2.4815 | 2.518 | 2.4815 | 2.518
253132-Economizer Repair Com All CZ07 Vint05 | 1.4605 | 0.58264 | 0.02346 | 4488 | 22440 | 0 | 0 | 0.11103 | 0 | 0.11103 | 0 | 0.1114 | 0 | 0.1114 | 0 | 5.2747 | 5.3523 | 5.2747 | 5.3523
253132-Economizer Repair Com All CZ07 Vint05 | 1.4605 | 0.58264 | 0.02346 | 4488 | 22440 | 0 | 0 | 0.11103 | 0 | 0.11103 | 0 | 0.1114 | 0 | 0.1114 | 0 | 5.2747 | 5.3523 | 5.2747 | 5.3523
253134-Economizer Repair Com All CZ10 Vint03 | 0.9377 | 0.37408 | 0.0051 | 2881.5 | 14407.5 | 0 | 0 | 0.12014 | 0 | 0.12014 | 0 | 0.12039 | 0 | 0.12039 | 0 | 8.1278 | 8.2474 | 8.1278 | 8.2474
253131-Economizer Repair Com All CZ07 Vint04 | 0.9211 | 0.36746 | 0.0153 | 2830.5 | 14152.5 | 0 | 0 | 0.11641 | 0 | 0.11641 | 0 | 0.11671 | 0 | 0.11671 | 0 | 6.6533 | 6.7512 | 6.6533 | 6.7512
253131-Economizer Repair Com All CZ07 Vint04 | 0.76759 | 0.30622 | 0.01275 | 2358.75 | 11793.75 | 0 | 0 | 0.11641 | 0 | 0.11641 | 0 | 0.11671 | 0 | 0.11671 | 0 | 6.6533 | 6.7512 | 6.6533 | 6.7512
253131-Economizer Repair Com All CZ07 Vint04 | 0.76759 | 0.30622 | 0.01275 | 2358.75 | 11793.75 | 0 | 0 | 0.11641 | 0 | 0.11641 | 0 | 0.11671 | 0 | 0.11671 | 0 | 6.6533 | 6.7512 | 6.6533 | 6.7512
253131-Economizer Repair Com All CZ07 Vint04 | 0.76759 | 0.30622 | 0.01275 | 2358.75 | 11793.75 | 0 | 0 | 0.11641 | 0 | 0.11641 | 0 | 0.11671 | 0 | 0.11671 | 0 | 6.6533 | 6.7512 | 6.6533 | 6.7512
253131-Economizer Repair Com All CZ07 Vint04 | 0.76759 | 0.30622 | 0.01275 | 2358.75 | 11793.75 | 0 | 0 | 0.11641 | 0 | 0.11641 | 0 | 0.11671 | 0 | 0.11671 | 0 | 6.6533 | 6.7512 | 6.6533 | 6.7512
253131-Economizer Repair Com All CZ07 Vint04 | 0.76759 | 0.30622 | 0.01275 | 2358.75 | 11793.75 | 0 | 0 | 0.11641 | 0 | 0.11641 | 0 | 0.11671 | 0 | 0.11671 | 0 | 6.6533 | 6.7512 | 6.6533 | 6.7512
253131-Economizer Repair Com All CZ07 Vint04 | 0.30703 | 0.12249 | 0.0051 | 943.5 | 4717.5 | 0 | 0 | 0.11565 | 0 | 0.11565 | 0 | 0.11163 | 0 | 0.11163 | 0 | 6.4162 | 5.401 | 6.4162 | 5.401
253131-Economizer Repair Com All CZ07 Vint04 | 0.46055 | 0.18373 | 0.00765 | 1415.25 | 7076.25 | 0 | 0 | 0.1159 | 0 | 0.1159 | 0 | 0.11333 | 0 | 0.11333 | 0 | 6.4933 | 5.7867 | 6.4933 | 5.7867
253135-Economizer Repair Com All CZ10 Vint04 | 1.1003 | 0.43896 | 0.01224 | 3381.3 | 16906.5 | 0 | 0 | 0.11114 | 0 | 0.11114 | 0 | 0.11152 | 0 | 0.11152 | 0 | 5.2986 | 5.3766 | 5.2986 | 5.3766
253135-Economizer Repair Com All CZ10 Vint04 | 1.1003 | 0.43896 | 0.01224 | 3381.3 | 16906.5 | 0 | 0 | 0.11114 | 0 | 0.11114 | 0 | 0.11152 | 0 | 0.11152 | 0 | 5.2986 | 5.3766 | 5.2986 | 5.3766
253135-Economizer Repair Com All CZ10 Vint04 | 2.4452 | 0.97548 | 0.0272 | 7514 | 37570 | 0 | 0 | 0.11114 | 0 | 0.11114 | 0 | 0.11152 | 0 | 0.11152 | 0 | 5.2986 | 5.3766 | 5.2986 | 5.3766
253135-Economizer Repair Com All CZ10 Vint04 | 2.9343 | 1.1706 | 0.03264 | 9016.8 | 45084 | 0 | 0 | 0.11114 | 0 | 0.11114 | 0 | 0.11152 | 0 | 0.11152 | 0 | 5.2986 | 5.3766 | 5.2986 | 5.3766
253135-Economizer Repair Com All CZ10 Vint04 | 1.8339 | 0.73161 | 0.0204 | 5635.5 | 28177.5 | 0 | 0 | 0.11114 | 0 | 0.11114 | 0 | 0.11152 | 0 | 0.11152 | 0 | 5.2986 | 5.3766 | 5.2986 | 5.3766
253135-Economizer Repair Com All CZ10 Vint04 | 1.4671 | 0.58529 | 0.01632 | 4508.4 | 22542 | 0 | 0 | 0.11114 | 0 | 0.11114 | 0 | 0.11152 | 0 | 0.11152 | 0 | 5.2986 | 5.3766 | 5.2986 | 5.3766
253131-Economizer Repair Com All CZ07 Vint04 | 1.5352 | 0.61243 | 0.0255 | 4717.5 | 23587.5 | 0 | 0 | 0.11641 | 0 | 0.11641 | 0 | 0.11671 | 0 | 0.11671 | 0 | 6.6533 | 6.7512 | 6.6533 | 6.7512
253135-Economizer Repair Com All CZ10 Vint04 | 2.4452 | 0.97548 | 0.0272 | 7514 | 37570 | 0 | 0 | 0.11114 | 0 | 0.11114 | 0 | 0.11152 | 0 | 0.11152 | 0 | 5.2986 | 5.3766 | 5.2986 | 5.3766
253135-Economizer Repair Com All CZ10 Vint04 | 0.85582 | 0.34142 | 0.00952 | 2629.9 | 13149.5 | 0 | 0 | 0.11114 | 0 | 0.11114 | 0 | 0.11152 | 0 | 0.11152 | 0 | 5.2986 | 5.3766 | 5.2986 | 5.3766
253135-Economizer Repair Com All CZ10 Vint04 | 2.5675 | 1.0242 | 0.02856 | 7889.7 | 39448.5 | 0 | 0 | 0.11114 | 0 | 0.11114 | 0 | 0.11152 | 0 | 0.11152 | 0 | 5.2986 | 5.3766 | 5.2986 | 5.3766
253135-Economizer Repair Com All CZ10 Vint04 | 2.2007 | 0.87793 | 0.02448 | 6762.6 | 33813 | 0 | 0 | 0.11114 | 0 | 0.11114 | 0 | 0.11152 | 0 | 0.11152 | 0 | 5.2986 | 5.3766 | 5.2986 | 5.3766
253135-Economizer Repair Com All CZ10 Vint04 | 1.4671 | 0.58529 | 0.01632 | 4508.4 | 22542 | 0 | 0 | 0.11114 | 0 | 0.11114 | 0 | 0.11152 | 0 | 0.11152 | 0 | 5.2986 | 5.3766 | 5.2986 | 5.3766
253135-Economizer Repair Com All CZ10 Vint04 | 2.4452 | 0.97548 | 0.0272 | 7514 | 37570 | 0 | 0 | 0.11114 | 0 | 0.11114 | 0 | 0.11152 | 0 | 0.11152 | 0 | 5.2986 | 5.3766 | 5.2986 | 5.3766
253135-Economizer Repair Com All CZ10 Vint04 | 2.2007 | 0.87793 | 0.02448 | 6762.6 | 33813 | 0 | 0 | 0.11114 | 0 | 0.11114 | 0 | 0.11152 | 0 | 0.11152 | 0 | 5.2986 | 5.3766 | 5.2986 | 5.3766
253135-Economizer Repair Com All CZ10 Vint04 | 0.97809 | 0.39019 | 0.01088 | 3005.6 | 15028 | 0 | 0 | 0.11091 | 0 | 0.11091 | 0 | 0.10993 | 0 | 0.10993 | 0 | 5.2501 | 5.0604 | 5.2501 | 5.0604
253135-Economizer Repair Com All CZ10 Vint04 | 0.97809 | 0.39019 | 0.01088 | 3005.6 | 15028 | 0 | 0 | 0.11091 | 0 | 0.11091 | 0 | 0.10993 | 0 | 0.10993 | 0 | 5.2501 | 5.0604 | 5.2501 | 5.0604
253135-Economizer Repair Com All CZ10 Vint04 | 1.1003 | 0.43896 | 0.01224 | 3381.3 | 16906.5 | 0 | 0 | 0.11114 | 0 | 0.11114 | 0 | 0.11152 | 0 | 0.11152 | 0 | 5.2986 | 5.3766 | 5.2986 | 5.3766
253131-Economizer Repair Com All CZ07 Vint04 | 0.61407 | 0.24497 | 0.0102 | 1887 | 9435 | 0 | 0 | 0.11641 | 0 | 0.11641 | 0 | 0.11671 | 0 | 0.11671 | 0 | 6.6533 | 6.7512 | 6.6533 | 6.7512
253131-Economizer Repair Com All CZ07 Vint04 | 0.61407 | 0.24497 | 0.0102 | 1887 | 9435 | 0 | 0 | 0.11641 | 0 | 0.11641 | 0 | 0.11671 | 0 | 0.11671 | 0 | 6.6533 | 6.7512 | 6.6533 | 6.7512
253131-Economizer Repair Com All CZ07 Vint04 | 0.76759 | 0.30622 | 0.01275 | 2358.75 | 11793.75 | 0 | 0 | 0.11641 | 0 | 0.11641 | 0 | 0.11671 | 0 | 0.11671 | 0 | 6.6533 | 6.7512 | 6.6533 | 6.7512
253131-Economizer Repair Com All CZ07 Vint04 | 0.61407 | 0.24497 | 0.0102 | 1887 | 9435 | 0 | 0 | 0.11641 | 0 | 0.11641 | 0 | 0.11671 | 0 | 0.11671 | 0 | 6.6533 | 6.7512 | 6.6533 | 6.7512
253136-Economizer Repair Com All CZ10 Vint05 | 0.42155 | 0.16817 | 0.00578 | 1295.4 | 6477 | 0 | 0 | 0.107 | 0 | 0.107 | 0 | 0.10744 | 0 | 0.10744 | 0 | 4.5674 | 4.6346 | 4.5674 | 4.6346
253136-Economizer Repair Com All CZ10 Vint05 | 0.8431 | 0.33634 | 0.01156 | 2590.8 | 12954 | 0 | 0 | 0.107 | 0 | 0.107 | 0 | 0.10744 | 0 | 0.10744 | 0 | 4.5674 | 4.6346 | 4.5674 | 4.6346
253136-Economizer Repair Com All CZ10 Vint05 | 0.8431 | 0.33634 | 0.01156 | 2590.8 | 12954 | 0 | 0 | 0.107 | 0 | 0.107 | 0 | 0.10744 | 0 | 0.10744 | 0 | 4.5674 | 4.6346 | 4.5674 | 4.6346
253130-Economizer Repair Com All CZ07 Vint03 | 2.0275 | 0.80885 | 0.01955 | 6230.5 | 31152.5 | 0 | 0 | 0.12141 | 0 | 0.12141 | 0 | 0.12164 | 0 | 0.12164 | 0 | 8.7871 | 8.9165 | 8.7871 | 8.9165
253135-Economizer Repair Com All CZ10 Vint04 | 1.2226 | 0.48774 | 0.0136 | 3757 | 18785 | 0 | 0 | 0.11114 | 0 | 0.11114 | 0 | 0.11152 | 0 | 0.11152 | 0 | 5.2986 | 5.3766 | 5.2986 | 5.3766
253135-Economizer Repair Com All CZ10 Vint04 | 0.48904 | 0.1951 | 0.00544 | 1502.8 | 7514 | 0 | 0 | 0.11114 | 0 | 0.11114 | 0 | 0.11152 | 0 | 0.11152 | 0 | 5.2986 | 5.3766 | 5.2986 | 5.3766
253135-Economizer Repair Com All CZ10 Vint04 | 0.48904 | 0.1951 | 0.00544 | 1502.8 | 7514 | 0 | 0 | 0.11114 | 0 | 0.11114 | 0 | 0.11152 | 0 | 0.11152 | 0 | 5.2986 | 5.3766 | 5.2986 | 5.3766
253135-Economizer Repair Com All CZ10 Vint04 | 0.48904 | 0.1951 | 0.00544 | 1502.8 | 7514 | 0 | 0 | 0.11114 | 0 | 0.11114 | 0 | 0.11152 | 0 | 0.11152 | 0 | 5.2986 | 5.3766 | 5.2986 | 5.3766
253135-Economizer Repair Com All CZ10 Vint04 | 1.2226 | 0.48774 | 0.0136 | 3757 | 18785 | 0 | 0 | 0.11114 | 0 | 0.11114 | 0 | 0.11152 | 0 | 0.11152 | 0 | 5.2986 | 5.3766 | 5.2986 | 5.3766
253135-Economizer Repair Com All CZ10 Vint04 | 1.2226 | 0.48774 | 0.0136 | 3757 | 18785 | 0 | 0 | 0.11114 | 0 | 0.11114 | 0 | 0.11152 | 0 | 0.11152 | 0 | 5.2986 | 5.3766 | 5.2986 | 5.3766
253131-Economizer Repair Com All CZ07 Vint04 | 1.5352 | 0.61243 | 0.0255 | 4717.5 | 23587.5 | 0 | 0 | 0.11641 | 0 | 0.11641 | 0 | 0.11671 | 0 | 0.11671 | 0 | 6.6533 | 6.7512 | 6.6533 | 6.7512
253131-Economizer Repair Com All CZ07 Vint04 | 0.61407 | 0.24497 | 0.0102 | 1887 | 9435 | 0 | 0 | 0.11641 | 0 | 0.11641 | 0 | 0.11671 | 0 | 0.11671 | 0 | 6.6533 | 6.7512 | 6.6533 | 6.7512
253131-Economizer Repair Com All CZ07 Vint04 | 0.46055 | 0.18373 | 0.00765 | 1415.25 | 7076.25 | 0 | 0 | 0.11641 | 0 | 0.11641 | 0 | 0.11671 | 0 | 0.11671 | 0 | 6.6533 | 6.7512 | 6.6533 | 6.7512
253136-Economizer Repair Com All CZ10 Vint05 | 0.63233 | 0.25226 | 0.00867 | 1943.1 | 9715.5 | 0 | 0 | 0.10664 | 0 | 0.10664 | 0 | 0.10498 | 0 | 0.10498 | 0 | 4.5118 | 4.2781 | 4.5118 | 4.2781
253136-Economizer Repair Com All CZ10 Vint05 | 0.63233 | 0.25226 | 0.00867 | 1943.1 | 9715.5 | 0 | 0 | 0.10664 | 0 | 0.10664 | 0 | 0.10498 | 0 | 0.10498 | 0 | 4.5118 | 4.2781 | 4.5118 | 4.2781
253135-Economizer Repair Com All CZ10 Vint04 | 1.4671 | 0.58529 | 0.01632 | 4508.4 | 22542 | 0 | 0 | 0.11099 | 0 | 0.11099 | 0 | 0.11046 | 0 | 0.11046 | 0 | 5.2662 | 5.1616 | 5.2662 | 5.1616
253132-Economizer Repair Com All CZ07 Vint05 | 0.73024 | 0.29132 | 0.01173 | 2244 | 11220 | 0 | 0 | 0.11103 | 0 | 0.11103 | 0 | 0.1114 | 0 | 0.1114 | 0 | 5.2747 | 5.3523 | 5.2747 | 5.3523
253131-Economizer Repair Com All CZ07 Vint04 | 2.3028 | 0.91865 | 0.03825 | 7076.25 | 35381.25 | 0 | 0 | 0.11641 | 0 | 0.11641 | 0 | 0.11671 | 0 | 0.11671 | 0 | 6.6533 | 6.7512 | 6.6533 | 6.7512
253131-Economizer Repair Com All CZ07 Vint04 | 1.8422 | 0.73492 | 0.0306 | 5661 | 28305 | 0 | 0 | 0.11641 | 0 | 0.11641 | 0 | 0.11671 | 0 | 0.11671 | 0 | 6.6533 | 6.7512 | 6.6533 | 6.7512
253136-Economizer Repair Com All CZ10 Vint05 | 1.0539 | 0.42043 | 0.01445 | 3238.5 | 16192.5 | 0 | 0 | 0.107 | 0 | 0.107 | 0 | 0.10744 | 0 | 0.10744 | 0 | 4.5674 | 4.6346 | 4.5674 | 4.6346
253136-Economizer Repair Com All CZ10 Vint05 | 1.0539 | 0.42043 | 0.01445 | 3238.5 | 16192.5 | 0 | 0 | 0.107 | 0 | 0.107 | 0 | 0.10744 | 0 | 0.10744 | 0 | 4.5674 | 4.6346 | 4.5674 | 4.6346
253136-Economizer Repair Com All CZ10 Vint05 | 0.73771 | 0.2943 | 0.010115 | 2266.95 | 11334.75 | 0 | 0 | 0.107 | 0 | 0.107 | 0 | 0.10744 | 0 | 0.10744 | 0 | 4.5674 | 4.6346 | 4.5674 | 4.6346
253131-Economizer Repair Com All CZ07 Vint04 | 1.2281 | 0.48994 | 0.0204 | 3774 | 18870 | 0 | 0 | 0.11641 | 0 | 0.11641 | 0 | 0.11671 | 0 | 0.11671 | 0 | 6.6533 | 6.7512 | 6.6533 | 6.7512
253131-Economizer Repair Com All CZ07 Vint04 | 1.5352 | 0.61243 | 0.0255 | 4717.5 | 23587.5 | 0 | 0 | 0.11641 | 0 | 0.11641 | 0 | 0.11671 | 0 | 0.11671 | 0 | 6.6533 | 6.7512 | 6.6533 | 6.7512
253135-Economizer Repair Com All CZ10 Vint04 | 1.2226 | 0.48774 | 0.0136 | 3757 | 18785 | 0 | 0 | 0.11114 | 0 | 0.11114 | 0 | 0.11152 | 0 | 0.11152 | 0 | 5.2986 | 5.3766 | 5.2986 | 5.3766
253135-Economizer Repair Com All CZ10 Vint04 | 1.2226 | 0.48774 | 0.0136 | 3757 | 18785 | 0 | 0 | 0.11114 | 0 | 0.11114 | 0 | 0.11152 | 0 | 0.11152 | 0 | 5.2986 | 5.3766 | 5.2986 | 5.3766
253135-Economizer Repair Com All CZ10 Vint04 | 1.2226 | 0.48774 | 0.0136 | 3757 | 18785 | 0 | 0 | 0.11114 | 0 | 0.11114 | 0 | 0.11152 | 0 | 0.11152 | 0 | 5.2986 | 5.3766 | 5.2986 | 5.3766
253131-Economizer Repair Com All CZ07 Vint04 | 1.8422 | 0.73492 | 0.0306 | 5661 | 28305 | 0 | 0 | 0.11641 | 0 | 0.11641 | 0 | 0.11671 | 0 | 0.11671 | 0 | 6.6533 | 6.7512 | 6.6533 | 6.7512
253131-Economizer Repair Com All CZ07 Vint04 | 1.2281 | 0.48994 | 0.0204 | 3774 | 18870 | 0 | 0 | 0.11641 | 0 | 0.11641 | 0 | 0.11671 | 0 | 0.11671 | 0 | 6.6533 | 6.7512 | 6.6533 | 6.7512
253130-Economizer Repair Com All CZ07 Vint03 | 2.433 | 0.97062 | 0.02346 | 7476.6 | 37383 | 0 | 0 | 0.12131 | 0 | 0.12131 | 0 | 0.12099 | 0 | 0.12099 | 0 | 8.7333 | 8.5598 | 8.7333 | 8.5598
253130-Economizer Repair Com All CZ07 Vint03 | 4.0551 | 1.6177 | 0.0391 | 12461 | 62305 | 0 | 0 | 0.12141 | 0 | 0.12141 | 0 | 0.12164 | 0 | 0.12164 | 0 | 8.7871 | 8.9165 | 8.7871 | 8.9165
253130-Economizer Repair Com All CZ07 Vint03 | 1.0138 | 0.40443 | 0.009775 | 3115.25 | 15576.25 | 0 | 0 | 0.12141 | 0 | 0.12141 | 0 | 0.12164 | 0 | 0.12164 | 0 | 8.7871 | 8.9165 | 8.7871 | 8.9165
253131-Economizer Repair Com All CZ07 Vint04 | 1.5352 | 0.61243 | 0.0255 | 4717.5 | 23587.5 | 0 | 0 | 0.11641 | 0 | 0.11641 | 0 | 0.11671 | 0 | 0.11671 | 0 | 6.6533 | 6.7512 | 6.6533 | 6.7512
253131-Economizer Repair Com All CZ07 Vint04 | 1.2281 | 0.48994 | 0.0204 | 3774 | 18870 | 0 | 0 | 0.11641 | 0 | 0.11641 | 0 | 0.11671 | 0 | 0.11671 | 0 | 6.6533 | 6.7512 | 6.6533 | 6.7512
253131-Economizer Repair Com All CZ07 Vint04 | 1.5352 | 0.61243 | 0.0255 | 4717.5 | 23587.5 | 0 | 0 | 0.11641 | 0 | 0.11641 | 0 | 0.11671 | 0 | 0.11671 | 0 | 6.6533 | 6.7512 | 6.6533 | 6.7512
253131-Economizer Repair Com All CZ07 Vint04 | 0.76759 | 0.30622 | 0.01275 | 2358.75 | 11793.75 | 0 | 0 | 0.11641 | 0 | 0.11641 | 0 | 0.11671 | 0 | 0.11671 | 0 | 6.6533 | 6.7512 | 6.6533 | 6.7512
253131-Economizer Repair Com All CZ07 Vint04 | 1.2281 | 0.48994 | 0.0204 | 3774 | 18870 | 0 | 0 | 0.11641 | 0 | 0.11641 | 0 | 0.11671 | 0 | 0.11671 | 0 | 6.6533 | 6.7512 | 6.6533 | 6.7512
253131-Economizer Repair Com All CZ07 Vint04 | 1.5352 | 0.61243 | 0.0255 | 4717.5 | 23587.5 | 0 | 0 | 0.11641 | 0 | 0.11641 | 0 | 0.11671 | 0 | 0.11671 | 0 | 6.6533 | 6.7512 | 6.6533 | 6.7512
253131-Economizer Repair Com All CZ07 Vint04 | 1.5352 | 0.61243 | 0.0255 | 4717.5 | 23587.5 | 0 | 0 | 0.11641 | 0 | 0.11641 | 0 | 0.11671 | 0 | 0.11671 | 0 | 6.6533 | 6.7512 | 6.6533 | 6.7512
253129-Economizer Repair Com All CZ07 Vint01 | 0.56926 | 0.2271 | 0.049385 | 1749.3 | 8746.5 | 0 | 0 | 0.097718 | 0 | 0.097718 | 0 | 0.095956 | 0 | 0.095956 | 0 | 3.4876 | 3.3379 | 3.4876 | 3.3379
253129-Economizer Repair Com All CZ07 Vint01 | 1.2198 | 0.48663 | 0.10583 | 3748.5 | 18742.5 | 0 | 0 | 0.098129 | 0 | 0.098129 | 0 | 0.098692 | 0 | 0.098692 | 0 | 3.5244 | 3.5763 | 3.5244 | 3.5763
253129-Economizer Repair Com All CZ07 Vint01 | 1.2198 | 0.48663 | 0.10583 | 3748.5 | 18742.5 | 0 | 0 | 0.098129 | 0 | 0.098129 | 0 | 0.098692 | 0 | 0.098692 | 0 | 3.5244 | 3.5763 | 3.5244 | 3.5763
253134-Economizer Repair Com All CZ10 Vint03 | 0.9377 | 0.37408 | 0.0051 | 2881.5 | 14407.5 | 0 | 0 | 0.12014 | 0 | 0.12014 | 0 | 0.12039 | 0 | 0.12039 | 0 | 8.1278 | 8.2474 | 8.1278 | 8.2474
253134-Economizer Repair Com All CZ10 Vint03 | 0.9377 | 0.37408 | 0.0051 | 2881.5 | 14407.5 | 0 | 0 | 0.12014 | 0 | 0.12014 | 0 | 0.12039 | 0 | 0.12039 | 0 | 8.1278 | 8.2474 | 8.1278 | 8.2474
253134-Economizer Repair Com All CZ10 Vint03 | 0.9377 | 0.37408 | 0.0051 | 2881.5 | 14407.5 | 0 | 0 | 0.12014 | 0 | 0.12014 | 0 | 0.12039 | 0 | 0.12039 | 0 | 8.1278 | 8.2474 | 8.1278 | 8.2474
253134-Economizer Repair Com All CZ10 Vint03 | 1.8754 | 0.74816 | 0.0102 | 5763 | 28815 | 0 | 0 | 0.12014 | 0 | 0.12014 | 0 | 0.12039 | 0 | 0.12039 | 0 | 8.1278 | 8.2474 | 8.1278 | 8.2474
253134-Economizer Repair Com All CZ10 Vint03 | 1.3128 | 0.52371 | 0.00714 | 4034.1 | 20170.5 | 0 | 0 | 0.12014 | 0 | 0.12014 | 0 | 0.12039 | 0 | 0.12039 | 0 | 8.1278 | 8.2474 | 8.1278 | 8.2474
253131-Economizer Repair Com All CZ07 Vint04 | 1.5352 | 0.61243 | 0.0255 | 4717.5 | 23587.5 | 0 | 0 | 0.11641 | 0 | 0.11641 | 0 | 0.11671 | 0 | 0.11671 | 0 | 6.6533 | 6.7512 | 6.6533 | 6.7512
253131-Economizer Repair Com All CZ07 Vint04 | 1.5352 | 0.61243 | 0.0255 | 4717.5 | 23587.5 | 0 | 0 | 0.11641 | 0 | 0.11641 | 0 | 0.11671 | 0 | 0.11671 | 0 | 6.6533 | 6.7512 | 6.6533 | 6.7512
253130-Economizer Repair Com All CZ07 Vint03 | 4.0551 | 1.6177 | 0.0391 | 12461 | 62305 | 0 | 0 | 0.12141 | 0 | 0.12141 | 0 | 0.12164 | 0 | 0.12164 | 0 | 8.7871 | 8.9165 | 8.7871 | 8.9165
253130-Economizer Repair Com All CZ07 Vint03 | 1.0138 | 0.40443 | 0.009775 | 3115.25 | 15576.25 | 0 | 0 | 0.12141 | 0 | 0.12141 | 0 | 0.12164 | 0 | 0.12164 | 0 | 8.7871 | 8.9165 | 8.7871 | 8.9165
253130-Economizer Repair Com All CZ07 Vint03 | 2.0275 | 0.80885 | 0.01955 | 6230.5 | 31152.5 | 0 | 0 | 0.12141 | 0 | 0.12141 | 0 | 0.12164 | 0 | 0.12164 | 0 | 8.7871 | 8.9165 | 8.7871 | 8.9165
253136-Economizer Repair Com All CZ10 Vint05 | 0.73771 | 0.2943 | 0.010115 | 2266.95 | 11334.75 | 0 | 0 | 0.107 | 0 | 0.107 | 0 | 0.10744 | 0 | 0.10744 | 0 | 4.5674 | 4.6346 | 4.5674 | 4.6346
253136-Economizer Repair Com All CZ10 Vint05 | 1.2647 | 0.50451 | 0.01734 | 3886.2 | 19431 | 0 | 0 | 0.107 | 0 | 0.107 | 0 | 0.10744 | 0 | 0.10744 | 0 | 4.5674 | 4.6346 | 4.5674 | 4.6346
253142-Commercial HVAC Diagnostic/Tune-up Com All CZ10 VintAll | 0.17758 | 0.070843 | 0.3825 | 545.7 | 5457 | 0 | 0 | 0.10878 | 0 | 0.10878 | 0 | 0.10224 | 0 | 0.10224 | 0 | 4.0205 | 3.4025 | 4.0205 | 3.4025
253145-Commercial Condensor Coil Cleaning (all units - savings at 50% of DEER) Com All CZ10 VintAll | 0.061407 | 0.024497 | 0.16958 | 188.7 | 566.1 | 0 | 0 | 0.074683 | 0 | 0.074683 | 0 | 0.074683 | 0 | 0.074683 | 0 | 2.3029 | 2.3029 | 2.3029 | 2.3029
253049-Comm. HP <65k three phase unitary | 0.27168 | 0.10838 | 0.3937 | 834.8675 | 12523.0125 | 0 | 0 | -0.18379 | 0 | -0.18379 | 0 | 0.10034 | 0 | 0.10034 | 0 | 0.47528 | 2.5173 | 0.47528 | 2.5173
253131-Economizer Repair Com All CZ07 Vint04 | 1.5352 | 0.61243 | 0.0255 | 4717.5 | 23587.5 | 0 | 0 | 0.11641 | 0 | 0.11641 | 0 | 0.11671 | 0 | 0.11671 | 0 | 6.6533 | 6.7512 | 6.6533 | 6.7512
253131-Economizer Repair Com All CZ07 Vint04 | 1.5352 | 0.61243 | 0.0255 | 4717.5 | 23587.5 | 0 | 0 | 0.11641 | 0 | 0.11641 | 0 | 0.11671 | 0 | 0.11671 | 0 | 6.6533 | 6.7512 | 6.6533 | 6.7512
253131-Economizer Repair Com All CZ07 Vint04 | 1.8422 | 0.73492 | 0.0306 | 5661 | 28305 | 0 | 0 | 0.11628 | 0 | 0.11628 | 0 | 0.11586 | 0 | 0.11586 | 0 | 6.6125 | 6.4812 | 6.6125 | 6.4812
253141-Commercial HVAC Diagnostic/Tune-up Com All CZ07 VintAll | 0.27108 | 0.10814 | 0.6375 | 833 | 8330 | 0 | 0 | 0.10547 | 0 | 0.10547 | 0 | 0.098328 | 0 | 0.098328 | 0 | 3.6823 | 3.1164 | 3.6823 | 3.1164
253144-Commercial Condensor Coil Cleaning (all units - savings at 50% of DEER) Com All CZ07 VintAll | 0.082982 | 0.033104 | 0.19975 | 255 | 765 | 0 | 0 | 0.061308 | 0 | 0.061308 | 0 | 0.061308 | 0 | 0.061308 | 0 | 1.8672 | 1.8672 | 1.8672 | 1.8672
253144-Commercial Condensor Coil Cleaning (all units - savings at 50% of DEER) Com All CZ07 VintAll | 0.082982 | 0.033104 | 0.19975 | 255 | 765 | 0 | 0 | 0.061308 | 0 | 0.061308 | 0 | 0.061308 | 0 | 0.061308 | 0 | 1.8672 | 1.8672 | 1.8672 | 1.8672
253141-Commercial HVAC Diagnostic/Tune-up Com All CZ07 VintAll | 0.27108 | 0.10814 | 0.6375 | 833 | 8330 | 0 | 0 | 0.10547 | 0 | 0.10547 | 0 | 0.098328 | 0 | 0.098328 | 0 | 3.6823 | 3.1164 | 3.6823 | 3.1164
253144-Commercial Condensor Coil Cleaning (all units - savings at 50% of DEER) Com All CZ07 VintAll | 0.082982 | 0.033104 | 0.19975 | 255 | 765 | 0 | 0 | 0.061308 | 0 | 0.061308 | 0 | 0.061308 | 0 | 0.061308 | 0 | 1.8672 | 1.8672 | 1.8672 | 1.8672
253141-Commercial HVAC Diagnostic/Tune-up Com All CZ07 VintAll | 0.27108 | 0.10814 | 0.6375 | 833 | 8330 | 0 | 0 | 0.10547 | 0 | 0.10547 | 0 | 0.098328 | 0 | 0.098328 | 0 | 3.6823 | 3.1164 | 3.6823 | 3.1164
253144-Commercial Condensor Coil Cleaning (all units - savings at 50% of DEER) Com All CZ07 VintAll | 0.082982 | 0.033104 | 0.19975 | 255 | 765 | 0 | 0 | 0.061308 | 0 | 0.061308 | 0 | 0.061308 | 0 | 0.061308 | 0 | 1.8672 | 1.8672 | 1.8672 | 1.8672
253144-Commercial Condensor Coil Cleaning (all units - savings at 50% of DEER) Com All CZ07 VintAll | 0.082982 | 0.033104 | 0.19975 | 255 | 765 | 0 | 0 | 0.061308 | 0 | 0.061308 | 0 | 0.061308 | 0 | 0.061308 | 0 | 1.8672 | 1.8672 | 1.8672 | 1.8672
253144-Commercial Condensor Coil Cleaning (all units - savings at 50% of DEER) Com All CZ07 VintAll | 0.082982 | 0.033104 | 0.19975 | 255 | 765 | 0 | 0 | 0.061308 | 0 | 0.061308 | 0 | 0.061308 | 0 | 0.061308 | 0 | 1.8672 | 1.8672 | 1.8672 | 1.8672
253145-Commercial Condensor Coil Cleaning (all units - savings at 50% of DEER) Com All CZ10 VintAll | 0.081876 | 0.032663 | 0.2261 | 251.6 | 754.8 | 0 | 0 | 0.074683 | 0 | 0.074683 | 0 | 0.074683 | 0 | 0.074683 | 0 | 2.3029 | 2.3029 | 2.3029 | 2.3029
253145-Commercial Condensor Coil Cleaning (all units - savings at 50% of DEER) Com All CZ10 VintAll | 0.081876 | 0.032663 | 0.2261 | 251.6 | 754.8 | 0 | 0 | 0.074683 | 0 | 0.074683 | 0 | 0.074683 | 0 | 0.074683 | 0 | 2.3029 | 2.3029 | 2.3029 | 2.3029
253142-Commercial HVAC Diagnostic/Tune-up Com All CZ10 VintAll | 0.23678 | 0.094458 | 0.51 | 727.6 | 7276 | 0 | 0 | 0.10878 | 0 | 0.10878 | 0 | 0.10224 | 0 | 0.10224 | 0 | 4.0205 | 3.4025 | 4.0205 | 3.4025
253145-Commercial Condensor Coil Cleaning (all units - savings at 50% of DEER) Com All CZ10 VintAll | 0.081876 | 0.032663 | 0.2261 | 251.6 | 754.8 | 0 | 0 | 0.074683 | 0 | 0.074683 | 0 | 0.074683 | 0 | 0.074683 | 0 | 2.3029 | 2.3029 | 2.3029 | 2.3029
253145-Commercial Condensor Coil Cleaning (all units - savings at 50% of DEER) Com All CZ10 VintAll | 0.081876 | 0.032663 | 0.2261 | 251.6 | 754.8 | 0 | 0 | 0.074683 | 0 | 0.074683 | 0 | 0.074683 | 0 | 0.074683 | 0 | 2.3029 | 2.3029 | 2.3029 | 2.3029
253142-Commercial HVAC Diagnostic/Tune-up Com All CZ10 VintAll | 0.17758 | 0.070843 | 0.3825 | 545.7 | 5457 | 0 | 0 | 0.10878 | 0 | 0.10878 | 0 | 0.10224 | 0 | 0.10224 | 0 | 4.0205 | 3.4025 | 4.0205 | 3.4025
253145-Commercial Condensor Coil Cleaning (all units - savings at 50% of DEER) Com All CZ10 VintAll | 0.061407 | 0.024497 | 0.16958 | 188.7 | 566.1 | 0 | 0 | 0.074683 | 0 | 0.074683 | 0 | 0.074683 | 0 | 0.074683 | 0 | 2.3029 | 2.3029 | 2.3029 | 2.3029
253142-Commercial HVAC Diagnostic/Tune-up Com All CZ10 VintAll | 0.23678 | 0.094458 | 0.51 | 727.6 | 7276 | 0 | 0 | 0.10878 | 0 | 0.10878 | 0 | 0.10224 | 0 | 0.10224 | 0 | 4.0205 | 3.4025 | 4.0205 | 3.4025
253142-Commercial HVAC Diagnostic/Tune-up Com All CZ10 VintAll | 0.23678 | 0.094458 | 0.51 | 727.6 | 7276 | 0 | 0 | 0.10878 | 0 | 0.10878 | 0 | 0.10224 | 0 | 0.10224 | 0 | 4.0205 | 3.4025 | 4.0205 | 3.4025
253145-Commercial Condensor Coil Cleaning (all units - savings at 50% of DEER) Com All CZ10 VintAll | 0.081876 | 0.032663 | 0.2261 | 251.6 | 754.8 | 0 | 0 | 0.074683 | 0 | 0.074683 | 0 | 0.074683 | 0 | 0.074683 | 0 | 2.3029 | 2.3029 | 2.3029 | 2.3029
253142-Commercial HVAC Diagnostic/Tune-up Com All CZ10 VintAll | 0.29597 | 0.11807 | 0.6375 | 909.5 | 9095 | 0 | 0 | 0.10878 | 0 | 0.10878 | 0 | 0.10224 | 0 | 0.10224 | 0 | 4.0205 | 3.4025 | 4.0205 | 3.4025
253145-Commercial Condensor Coil Cleaning (all units - savings at 50% of DEER) Com All CZ10 VintAll | 0.10234 | 0.040829 | 0.28263 | 314.5 | 943.5 | 0 | 0 | 0.074683 | 0 | 0.074683 | 0 | 0.074683 | 0 | 0.074683 | 0 | 2.3029 | 2.3029 | 2.3029 | 2.3029
253142-Commercial HVAC Diagnostic/Tune-up Com All CZ10 VintAll | 0.29597 | 0.11807 | 0.6375 | 909.5 | 9095 | 0 | 0 | 0.10878 | 0 | 0.10878 | 0 | 0.10224 | 0 | 0.10224 | 0 | 4.0205 | 3.4025 | 4.0205 | 3.4025
253145-Commercial Condensor Coil Cleaning (all units - savings at 50% of DEER) Com All CZ10 VintAll | 0.10234 | 0.040829 | 0.28263 | 314.5 | 943.5 | 0 | 0 | 0.074683 | 0 | 0.074683 | 0 | 0.074683 | 0 | 0.074683 | 0 | 2.3029 | 2.3029 | 2.3029 | 2.3029
253142-Commercial HVAC Diagnostic/Tune-up Com All CZ10 VintAll | 0.059194 | 0.023614 | 0.1275 | 181.9 | 1819 | 0 | 0 | 0.10558 | 0 | 0.10558 | 0 | 0.08096 | 0 | 0.08096 | 0 | 3.6932 | 2.2684 | 3.6932 | 2.2684
253145-Commercial Condensor Coil Cleaning (all units - savings at 50% of DEER) Com All CZ10 VintAll | 0.020469 | 0.0081657 | 0.056525 | 62.9 | 188.7 | 0 | 0 | 0.070384 | 0 | 0.070384 | 0 | 0.046023 | 0 | 0.046023 | 0 | 2.1422 | 1.5353 | 2.1422 | 1.5353
253145-Commercial Condensor Coil Cleaning (all units - savings at 50% of DEER) Com All CZ10 VintAll | 0.081876 | 0.032663 | 0.2261 | 251.6 | 754.8 | 0 | 0 | 0.074683 | 0 | 0.074683 | 0 | 0.074683 | 0 | 0.074683 | 0 | 2.3029 | 2.3029 | 2.3029 | 2.3029
253145-Commercial Condensor Coil Cleaning (all units - savings at 50% of DEER) Com All CZ10 VintAll | 0.12281 | 0.048994 | 0.33915 | 377.4 | 1132.2 | 0 | 0 | 0.074683 | 0 | 0.074683 | 0 | 0.074683 | 0 | 0.074683 | 0 | 2.3029 | 2.3029 | 2.3029 | 2.3029
253142-Commercial HVAC Diagnostic/Tune-up Com All CZ10 VintAll | 0.11839 | 0.047229 | 0.255 | 363.8 | 3638 | 0 | 0 | 0.10718 | 0 | 0.10718 | 0 | 0.091598 | 0 | 0.091598 | 0 | 3.8499 | 2.722 | 3.8499 | 2.722
253145-Commercial Condensor Coil Cleaning (all units - savings at 50% of DEER) Com All CZ10 VintAll | 0.040938 | 0.016331 | 0.11305 | 125.8 | 377.4 | 0 | 0 | 0.072534 | 0 | 0.072534 | 0 | 0.060353 | 0 | 0.060353 | 0 | 2.2197 | 1.8423 | 2.2197 | 1.8423
253145-Commercial Condensor Coil Cleaning (all units - savings at 50% of DEER) Com All CZ10 VintAll | 0.081876 | 0.032663 | 0.2261 | 251.6 | 754.8 | 0 | 0 | 0.074683 | 0 | 0.074683 | 0 | 0.074683 | 0 | 0.074683 | 0 | 2.3029 | 2.3029 | 2.3029 | 2.3029
253145-Commercial Condensor Coil Cleaning (all units - savings at 50% of DEER) Com All CZ10 VintAll | 0.12281 | 0.048994 | 0.33915 | 377.4 | 1132.2 | 0 | 0 | 0.074683 | 0 | 0.074683 | 0 | 0.074683 | 0 | 0.074683 | 0 | 2.3029 | 2.3029 | 2.3029 | 2.3029
253142-Commercial HVAC Diagnostic/Tune-up Com All CZ10 VintAll | 0.35516 | 0.14169 | 0.765 | 1091.4 | 10914 | 0 | 0 | 0.10878 | 0 | 0.10878 | 0 | 0.10224 | 0 | 0.10224 | 0 | 4.0205 | 3.4025 | 4.0205 | 3.4025
253145-Commercial Condensor Coil Cleaning (all units - savings at 50% of DEER) Com All CZ10 VintAll | 0.12281 | 0.048994 | 0.33915 | 377.4 | 1132.2 | 0 | 0 | 0.074683 | 0 | 0.074683 | 0 | 0.074683 | 0 | 0.074683 | 0 | 2.3029 | 2.3029 | 2.3029 | 2.3029
253141-Commercial HVAC Diagnostic/Tune-up Com All CZ07 VintAll | 0.27108 | 0.10814 | 0.6375 | 833 | 8330 | 0 | 0 | 0.10547 | 0 | 0.10547 | 0 | 0.098328 | 0 | 0.098328 | 0 | 3.6823 | 3.1164 | 3.6823 | 3.1164
253144-Commercial Condensor Coil Cleaning (all units - savings at 50% of DEER) Com All CZ07 VintAll | 0.082982 | 0.033104 | 0.19975 | 255 | 765 | 0 | 0 | 0.061308 | 0 | 0.061308 | 0 | 0.061308 | 0 | 0.061308 | 0 | 1.8672 | 1.8672 | 1.8672 | 1.8672
253141-Commercial HVAC Diagnostic/Tune-up Com All CZ07 VintAll | 0.27108 | 0.10814 | 0.6375 | 833 | 8330 | 0 | 0 | 0.10547 | 0 | 0.10547 | 0 | 0.098328 | 0 | 0.098328 | 0 | 3.6823 | 3.1164 | 3.6823 | 3.1164
253144-Commercial Condensor Coil Cleaning (all units - savings at 50% of DEER) Com All CZ07 VintAll | 0.082982 | 0.033104 | 0.19975 | 255 | 765 | 0 | 0 | 0.061308 | 0 | 0.061308 | 0 | 0.061308 | 0 | 0.061308 | 0 | 1.8672 | 1.8672 | 1.8672 | 1.8672
253144-Commercial Condensor Coil Cleaning (all units - savings at 50% of DEER) Com All CZ07 VintAll | 0.049789 | 0.019863 | 0.11985 | 153 | 459 | 0 | 0 | 0.061308 | 0 | 0.061308 | 0 | 0.061308 | 0 | 0.061308 | 0 | 1.8672 | 1.8672 | 1.8672 | 1.8672
253141-Commercial HVAC Diagnostic/Tune-up Com All CZ07 VintAll | 0.27108 | 0.10814 | 0.6375 | 833 | 8330 | 0 | 0 | 0.10547 | 0 | 0.10547 | 0 | 0.098328 | 0 | 0.098328 | 0 | 3.6823 | 3.1164 | 3.6823 | 3.1164
253144-Commercial Condensor Coil Cleaning (all units - savings at 50% of DEER) Com All CZ07 VintAll | 0.082982 | 0.033104 | 0.19975 | 255 | 765 | 0 | 0 | 0.061308 | 0 | 0.061308 | 0 | 0.061308 | 0 | 0.061308 | 0 | 1.8672 | 1.8672 | 1.8672 | 1.8672
253142-Commercial HVAC Diagnostic/Tune-up Com All CZ10 VintAll | 0.11839 | 0.047229 | 0.255 | 363.8 | 3638 | 0 | 0 | 0.10878 | 0 | 0.10878 | 0 | 0.10224 | 0 | 0.10224 | 0 | 4.0205 | 3.4025 | 4.0205 | 3.4025
253142-Commercial HVAC Diagnostic/Tune-up Com All CZ10 VintAll | 0.29597 | 0.11807 | 0.6375 | 909.5 | 9095 | 0 | 0 | 0.10878 | 0 | 0.10878 | 0 | 0.10224 | 0 | 0.10224 | 0 | 4.0205 | 3.4025 | 4.0205 | 3.4025
253142-Commercial HVAC Diagnostic/Tune-up Com All CZ10 VintAll | 0.29597 | 0.11807 | 0.6375 | 909.5 | 9095 | 0 | 0 | 0.10878 | 0 | 0.10878 | 0 | 0.10224 | 0 | 0.10224 | 0 | 4.0205 | 3.4025 | 4.0205 | 3.4025
253142-Commercial HVAC Diagnostic/Tune-up Com All CZ10 VintAll | 0.11839 | 0.047229 | 0.255 | 363.8 | 3638 | 0 | 0 | 0.10718 | 0 | 0.10718 | 0 | 0.091598 | 0 | 0.091598 | 0 | 3.8499 | 2.722 | 3.8499 | 2.722
253142-Commercial HVAC Diagnostic/Tune-up Com All CZ10 VintAll | 0.23678 | 0.094458 | 0.51 | 727.6 | 7276 | 0 | 0 | 0.10878 | 0 | 0.10878 | 0 | 0.10224 | 0 | 0.10224 | 0 | 4.0205 | 3.4025 | 4.0205 | 3.4025
253145-Commercial Condensor Coil Cleaning (all units - savings at 50% of DEER) Com All CZ10 VintAll | 0.081876 | 0.032663 | 0.2261 | 251.6 | 754.8 | 0 | 0 | 0.074683 | 0 | 0.074683 | 0 | 0.074683 | 0 | 0.074683 | 0 | 2.3029 | 2.3029 | 2.3029 | 2.3029
253145-Commercial Condensor Coil Cleaning (all units - savings at 50% of DEER) Com All CZ10 VintAll | 0.081876 | 0.032663 | 0.2261 | 251.6 | 754.8 | 0 | 0 | 0.074683 | 0 | 0.074683 | 0 | 0.074683 | 0 | 0.074683 | 0 | 2.3029 | 2.3029 | 2.3029 | 2.3029
253142-Commercial HVAC Diagnostic/Tune-up Com All CZ10 VintAll | 0.23678 | 0.094458 | 0.51 | 727.6 | 7276 | 0 | 0 | 0.10878 | 0 | 0.10878 | 0 | 0.10224 | 0 | 0.10224 | 0 | 4.0205 | 3.4025 | 4.0205 | 3.4025
253145-Commercial Condensor Coil Cleaning (all units - savings at 50% of DEER) Com All CZ10 VintAll | 0.081876 | 0.032663 | 0.2261 | 251.6 | 754.8 | 0 | 0 | 0.074683 | 0 | 0.074683 | 0 | 0.074683 | 0 | 0.074683 | 0 | 2.3029 | 2.3029 | 2.3029 | 2.3029
253142-Commercial HVAC Diagnostic/Tune-up Com All CZ10 VintAll | 0.29597 | 0.11807 | 0.6375 | 909.5 | 9095 | 0 | 0 | 0.10878 | 0 | 0.10878 | 0 | 0.10224 | 0 | 0.10224 | 0 | 4.0205 | 3.4025 | 4.0205 | 3.4025
253145-Commercial Condensor Coil Cleaning (all units - savings at 50% of DEER) Com All CZ10 VintAll | 0.10234 | 0.040829 | 0.28263 | 314.5 | 943.5 | 0 | 0 | 0.074683 | 0 | 0.074683 | 0 | 0.074683 | 0 | 0.074683 | 0 | 2.3029 | 2.3029 | 2.3029 | 2.3029
253141-Commercial HVAC Diagnostic/Tune-up Com All CZ07 VintAll | 0.10843 | 0.043256 | 0.255 | 333.2 | 3332 | 0 | 0 | 0.10547 | 0 | 0.10547 | 0 | 0.098328 | 0 | 0.098328 | 0 | 3.6823 | 3.1164 | 3.6823 | 3.1164
253144-Commercial Condensor Coil Cleaning (all units - savings at 50% of DEER) Com All CZ07 VintAll | 0.033193 | 0.013242 | 0.0799 | 102 | 306 | 0 | 0 | 0.061308 | 0 | 0.061308 | 0 | 0.061308 | 0 | 0.061308 | 0 | 1.8672 | 1.8672 | 1.8672 | 1.8672
253142-Commercial HVAC Diagnostic/Tune-up Com All CZ10 VintAll | 0.29597 | 0.11807 | 0.6375 | 909.5 | 9095 | 0 | 0 | 0.10878 | 0 | 0.10878 | 0 | 0.10224 | 0 | 0.10224 | 0 | 4.0205 | 3.4025 | 4.0205 | 3.4025
253145-Commercial Condensor Coil Cleaning (all units - savings at 50% of DEER) Com All CZ10 VintAll | 0.081876 | 0.032663 | 0.2261 | 251.6 | 754.8 | 0 | 0 | 0.074683 | 0 | 0.074683 | 0 | 0.074683 | 0 | 0.074683 | 0 | 2.3029 | 2.3029 | 2.3029 | 2.3029
253142-Commercial HVAC Diagnostic/Tune-up Com All CZ10 VintAll | 0.23678 | 0.094458 | 0.51 | 727.6 | 7276 | 0 | 0 | 0.10878 | 0 | 0.10878 | 0 | 0.10224 | 0 | 0.10224 | 0 | 4.0205 | 3.4025 | 4.0205 | 3.4025
253145-Commercial Condensor Coil Cleaning (all units - savings at 50% of DEER) Com All CZ10 VintAll | 0.081876 | 0.032663 | 0.2261 | 251.6 | 754.8 | 0 | 0 | 0.074683 | 0 | 0.074683 | 0 | 0.074683 | 0 | 0.074683 | 0 | 2.3029 | 2.3029 | 2.3029 | 2.3029
253142-Commercial HVAC Diagnostic/Tune-up Com All CZ10 VintAll | 0.23678 | 0.094458 | 0.51 | 727.6 | 7276 | 0 | 0 | 0.10878 | 0 | 0.10878 | 0 | 0.10224 | 0 | 0.10224 | 0 | 4.0205 | 3.4025 | 4.0205 | 3.4025
253145-Commercial Condensor Coil Cleaning (all units - savings at 50% of DEER) Com All CZ10 VintAll | 0.081876 | 0.032663 | 0.2261 | 251.6 | 754.8 | 0 | 0 | 0.074683 | 0 | 0.074683 | 0 | 0.074683 | 0 | 0.074683 | 0 | 2.3029 | 2.3029 | 2.3029 | 2.3029
253142-Commercial HVAC Diagnostic/Tune-up Com All CZ10 VintAll | 0.059194 | 0.023614 | 0.1275 | 181.9 | 1819 | 0 | 0 | 0.10558 | 0 | 0.10558 | 0 | 0.08096 | 0 | 0.08096 | 0 | 3.6932 | 2.2684 | 3.6932 | 2.2684
253145-Commercial Condensor Coil Cleaning (all units - savings at 50% of DEER) Com All CZ10 VintAll | 0.020469 | 0.0081657 | 0.056525 | 62.9 | 188.7 | 0 | 0 | 0.070384 | 0 | 0.070384 | 0 | 0.046023 | 0 | 0.046023 | 0 | 2.1422 | 1.5353 | 2.1422 | 1.5353
253142-Commercial HVAC Diagnostic/Tune-up Com All CZ10 VintAll | 0.059194 | 0.023614 | 0.1275 | 181.9 | 1819 | 0 | 0 | 0.10558 | 0 | 0.10558 | 0 | 0.08096 | 0 | 0.08096 | 0 | 3.6932 | 2.2684 | 3.6932 | 2.2684
253145-Commercial Condensor Coil Cleaning (all units - savings at 50% of DEER) Com All CZ10 VintAll | 0.020469 | 0.0081657 | 0.056525 | 62.9 | 188.7 | 0 | 0 | 0.070384 | 0 | 0.070384 | 0 | 0.046023 | 0 | 0.046023 | 0 | 2.1422 | 1.5353 | 2.1422 | 1.5353
253142-Commercial HVAC Diagnostic/Tune-up Com All CZ10 VintAll | 0.17758 | 0.070843 | 0.3825 | 545.7 | 5457 | 0 | 0 | 0.10878 | 0 | 0.10878 | 0 | 0.10224 | 0 | 0.10224 | 0 | 4.0205 | 3.4025 | 4.0205 | 3.4025
253145-Commercial Condensor Coil Cleaning (all units - savings at 50% of DEER) Com All CZ10 VintAll | 0.061407 | 0.024497 | 0.16958 | 188.7 | 566.1 | 0 | 0 | 0.074683 | 0 | 0.074683 | 0 | 0.074683 | 0 | 0.074683 | 0 | 2.3029 | 2.3029 | 2.3029 | 2.3029
253142-Commercial HVAC Diagnostic/Tune-up Com All CZ10 VintAll | 0.17758 | 0.070843 | 0.3825 | 545.7 | 5457 | 0 | 0 | 0.10878 | 0 | 0.10878 | 0 | 0.10224 | 0 | 0.10224 | 0 | 4.0205 | 3.4025 | 4.0205 | 3.4025
253145-Commercial Condensor Coil Cleaning (all units - savings at 50% of DEER) Com All CZ10 VintAll | 0.061407 | 0.024497 | 0.16958 | 188.7 | 566.1 | 0 | 0 | 0.074683 | 0 | 0.074683 | 0 | 0.074683 | 0 | 0.074683 | 0 | 2.3029 | 2.3029 | 2.3029 | 2.3029
253145-Commercial Condensor Coil Cleaning (all units - savings at 50% of DEER) Com All CZ10 VintAll | 0.061407 | 0.024497 | 0.16958 | 188.7 | 566.1 | 0 | 0 | 0.074683 | 0 | 0.074683 | 0 | 0.074683 | 0 | 0.074683 | 0 | 2.3029 | 2.3029 | 2.3029 | 2.3029
253142-Commercial HVAC Diagnostic/Tune-up Com All CZ10 VintAll | 0.17758 | 0.070843 | 0.3825 | 545.7 | 5457 | 0 | 0 | 0.10878 | 0 | 0.10878 | 0 | 0.10224 | 0 | 0.10224 | 0 | 4.0205 | 3.4025 | 4.0205 | 3.4025
253145-Commercial Condensor Coil Cleaning (all units - savings at 50% of DEER) Com All CZ10 VintAll | 0.061407 | 0.024497 | 0.16958 | 188.7 | 566.1 | 0 | 0 | 0.074683 | 0 | 0.074683 | 0 | 0.074683 | 0 | 0.074683 | 0 | 2.3029 | 2.3029 | 2.3029 | 2.3029
253145-Commercial Condensor Coil Cleaning (all units - savings at 50% of DEER) Com All CZ10 VintAll | 0.061407 | 0.024497 | 0.16958 | 188.7 | 566.1 | 0 | 0 | 0.074683 | 0 | 0.074683 | 0 | 0.074683 | 0 | 0.074683 | 0 | 2.3029 | 2.3029 | 2.3029 | 2.3029
253142-Commercial HVAC Diagnostic/Tune-up Com All CZ10 VintAll | 0.17758 | 0.070843 | 0.3825 | 545.7 | 5457 | 0 | 0 | 0.10878 | 0 | 0.10878 | 0 | 0.10224 | 0 | 0.10224 | 0 | 4.0205 | 3.4025 | 4.0205 | 3.4025
253145-Commercial Condensor Coil Cleaning (all units - savings at 50% of DEER) Com All CZ10 VintAll | 0.061407 | 0.024497 | 0.16958 | 188.7 | 566.1 | 0 | 0 | 0.074683 | 0 | 0.074683 | 0 | 0.074683 | 0 | 0.074683 | 0 | 2.3029 | 2.3029 | 2.3029 | 2.3029
253142-Commercial HVAC Diagnostic/Tune-up Com All CZ10 VintAll | 0.17758 | 0.070843 | 0.3825 | 545.7 | 5457 | 0 | 0 | 0.10878 | 0 | 0.10878 | 0 | 0.10224 | 0 | 0.10224 | 0 | 4.0205 | 3.4025 | 4.0205 | 3.4025
253145-Commercial Condensor Coil Cleaning (all units - savings at 50% of DEER) Com All CZ10 VintAll | 0.061407 | 0.024497 | 0.16958 | 188.7 | 566.1 | 0 | 0 | 0.074683 | 0 | 0.074683 | 0 | 0.074683 | 0 | 0.074683 | 0 | 2.3029 | 2.3029 | 2.3029 | 2.3029
253142-Commercial HVAC Diagnostic/Tune-up Com All CZ10 VintAll | 0.17758 | 0.070843 | 0.3825 | 545.7 | 5457 | 0 | 0 | 0.10878 | 0 | 0.10878 | 0 | 0.10224 | 0 | 0.10224 | 0 | 4.0205 | 3.4025 | 4.0205 | 3.4025
253145-Commercial Condensor Coil Cleaning (all units - savings at 50% of DEER) Com All CZ10 VintAll | 0.061407 | 0.024497 | 0.16958 | 188.7 | 566.1 | 0 | 0 | 0.074683 | 0 | 0.074683 | 0 | 0.074683 | 0 | 0.074683 | 0 | 2.3029 | 2.3029 | 2.3029 | 2.3029
253142-Commercial HVAC Diagnostic/Tune-up Com All CZ10 VintAll | 0.17758 | 0.070843 | 0.3825 | 545.7 | 5457 | 0 | 0 | 0.10771 | 0 | 0.10771 | 0 | 0.095144 | 0 | 0.095144 | 0 | 3.9051 | 2.9165 | 3.9051 | 2.9165
253145-Commercial Condensor Coil Cleaning (all units - savings at 50% of DEER) Com All CZ10 VintAll | 0.061407 | 0.024497 | 0.16958 | 188.7 | 566.1 | 0 | 0 | 0.07325 | 0 | 0.07325 | 0 | 0.06513 | 0 | 0.06513 | 0 | 2.2467 | 1.9739 | 2.2467 | 1.9739
253145-Commercial Condensor Coil Cleaning (all units - savings at 50% of DEER) Com All CZ10 VintAll | 0.061407 | 0.024497 | 0.16958 | 188.7 | 566.1 | 0 | 0 | 0.07325 | 0 | 0.07325 | 0 | 0.06513 | 0 | 0.06513 | 0 | 2.2467 | 1.9739 | 2.2467 | 1.9739
253142-Commercial HVAC Diagnostic/Tune-up Com All CZ10 VintAll | 0.17758 | 0.070843 | 0.3825 | 545.7 | 5457 | 0 | 0 | 0.10771 | 0 | 0.10771 | 0 | 0.095144 | 0 | 0.095144 | 0 | 3.9051 | 2.9165 | 3.9051 | 2.9165
253145-Commercial Condensor Coil Cleaning (all units - savings at 50% of DEER) Com All CZ10 VintAll | 0.061407 | 0.024497 | 0.16958 | 188.7 | 566.1 | 0 | 0 | 0.07325 | 0 | 0.07325 | 0 | 0.06513 | 0 | 0.06513 | 0 | 2.2467 | 1.9739 | 2.2467 | 1.9739
253142-Commercial HVAC Diagnostic/Tune-up Com All CZ10 VintAll | 0.17758 | 0.070843 | 0.3825 | 545.7 | 5457 | 0 | 0 | 0.10771 | 0 | 0.10771 | 0 | 0.095144 | 0 | 0.095144 | 0 | 3.9051 | 2.9165 | 3.9051 | 2.9165
253145-Commercial Condensor Coil Cleaning (all units - savings at 50% of DEER) Com All CZ10 VintAll | 0.061407 | 0.024497 | 0.16958 | 188.7 | 566.1 | 0 | 0 | 0.07325 | 0 | 0.07325 | 0 | 0.06513 | 0 | 0.06513 | 0 | 2.2467 | 1.9739 | 2.2467 | 1.9739
253145-Commercial Condensor Coil Cleaning (all units - savings at 50% of DEER) Com All CZ10 VintAll | 0.061407 | 0.024497 | 0.16958 | 188.7 | 566.1 | 0 | 0 | 0.07325 | 0 | 0.07325 | 0 | 0.06513 | 0 | 0.06513 | 0 | 2.2467 | 1.9739 | 2.2467 | 1.9739
253145-Commercial Condensor Coil Cleaning (all units - savings at 50% of DEER) Com All CZ10 VintAll | 0.061407 | 0.024497 | 0.16958 | 188.7 | 566.1 | 0 | 0 | 0.07325 | 0 | 0.07325 | 0 | 0.06513 | 0 | 0.06513 | 0 | 2.2467 | 1.9739 | 2.2467 | 1.9739
253142-Commercial HVAC Diagnostic/Tune-up Com All CZ10 VintAll | 0.17758 | 0.070843 | 0.3825 | 545.7 | 5457 | 0 | 0 | 0.10771 | 0 | 0.10771 | 0 | 0.095144 | 0 | 0.095144 | 0 | 3.9051 | 2.9165 | 3.9051 | 2.9165
253145-Commercial Condensor Coil Cleaning (all units - savings at 50% of DEER) Com All CZ10 VintAll | 0.061407 | 0.024497 | 0.16958 | 188.7 | 566.1 | 0 | 0 | 0.07325 | 0 | 0.07325 | 0 | 0.06513 | 0 | 0.06513 | 0 | 2.2467 | 1.9739 | 2.2467 | 1.9739
253142-Commercial HVAC Diagnostic/Tune-up Com All CZ10 VintAll | 0.17758 | 0.070843 | 0.3825 | 545.7 | 5457 | 0 | 0 | 0.10771 | 0 | 0.10771 | 0 | 0.095144 | 0 | 0.095144 | 0 | 3.9051 | 2.9165 | 3.9051 | 2.9165
253145-Commercial Condensor Coil Cleaning (all units - savings at 50% of DEER) Com All CZ10 VintAll | 0.061407 | 0.024497 | 0.16958 | 188.7 | 566.1 | 0 | 0 | 0.07325 | 0 | 0.07325 | 0 | 0.06513 | 0 | 0.06513 | 0 | 2.2467 | 1.9739 | 2.2467 | 1.9739
253142-Commercial HVAC Diagnostic/Tune-up Com All CZ10 VintAll | 0.17758 | 0.070843 | 0.3825 | 545.7 | 5457 | 0 | 0 | 0.10771 | 0 | 0.10771 | 0 | 0.095144 | 0 | 0.095144 | 0 | 3.9051 | 2.9165 | 3.9051 | 2.9165
253145-Commercial Condensor Coil Cleaning (all units - savings at 50% of DEER) Com All CZ10 VintAll | 0.061407 | 0.024497 | 0.16958 | 188.7 | 566.1 | 0 | 0 | 0.07325 | 0 | 0.07325 | 0 | 0.06513 | 0 | 0.06513 | 0 | 2.2467 | 1.9739 | 2.2467 | 1.9739
253145-Commercial Condensor Coil Cleaning (all units - savings at 50% of DEER) Com All CZ10 VintAll | 0.061407 | 0.024497 | 0.16958 | 188.7 | 566.1 | 0 | 0 | 0.07325 | 0 | 0.07325 | 0 | 0.06513 | 0 | 0.06513 | 0 | 2.2467 | 1.9739 | 2.2467 | 1.9739
253142-Commercial HVAC Diagnostic/Tune-up Com All CZ10 VintAll | 0.17758 | 0.070843 | 0.3825 | 545.7 | 5457 | 0 | 0 | 0.10771 | 0 | 0.10771 | 0 | 0.095144 | 0 | 0.095144 | 0 | 3.9051 | 2.9165 | 3.9051 | 2.9165
253145-Commercial Condensor Coil Cleaning (all units - savings at 50% of DEER) Com All CZ10 VintAll | 0.061407 | 0.024497 | 0.16958 | 188.7 | 566.1 | 0 | 0 | 0.07325 | 0 | 0.07325 | 0 | 0.06513 | 0 | 0.06513 | 0 | 2.2467 | 1.9739 | 2.2467 | 1.9739
253142-Commercial HVAC Diagnostic/Tune-up Com All CZ10 VintAll | 0.17758 | 0.070843 | 0.3825 | 545.7 | 5457 | 0 | 0 | 0.10771 | 0 | 0.10771 | 0 | 0.095144 | 0 | 0.095144 | 0 | 3.9051 | 2.9165 | 3.9051 | 2.9165
253145-Commercial Condensor Coil Cleaning (all units - savings at 50% of DEER) Com All CZ10 VintAll | 0.061407 | 0.024497 | 0.16958 | 188.7 | 566.1 | 0 | 0 | 0.07325 | 0 | 0.07325 | 0 | 0.06513 | 0 | 0.06513 | 0 | 2.2467 | 1.9739 | 2.2467 | 1.9739
253145-Commercial Condensor Coil Cleaning (all units - savings at 50% of DEER) Com All CZ10 VintAll | 0.061407 | 0.024497 | 0.16958 | 188.7 | 566.1 | 0 | 0 | 0.07325 | 0 | 0.07325 | 0 | 0.06513 | 0 | 0.06513 | 0 | 2.2467 | 1.9739 | 2.2467 | 1.9739
253142-Commercial HVAC Diagnostic/Tune-up Com All CZ10 VintAll | 0.23678 | 0.094458 | 0.51 | 727.6 | 7276 | 0 | 0 | 0.10878 | 0 | 0.10878 | 0 | 0.10224 | 0 | 0.10224 | 0 | 4.0205 | 3.4025 | 4.0205 | 3.4025
253145-Commercial Condensor Coil Cleaning (all units - savings at 50% of DEER) Com All CZ10 VintAll | 0.081876 | 0.032663 | 0.2261 | 251.6 | 754.8 | 0 | 0 | 0.074683 | 0 | 0.074683 | 0 | 0.074683 | 0 | 0.074683 | 0 | 2.3029 | 2.3029 | 2.3029 | 2.3029
253142-Commercial HVAC Diagnostic/Tune-up Com All CZ10 VintAll | 0.059194 | 0.023614 | 0.1275 | 181.9 | 1819 | 0 | 0 | 0.10558 | 0 | 0.10558 | 0 | 0.08096 | 0 | 0.08096 | 0 | 3.6932 | 2.2684 | 3.6932 | 2.2684
253145-Commercial Condensor Coil Cleaning (all units - savings at 50% of DEER) Com All CZ10 VintAll | 0.020469 | 0.0081657 | 0.056525 | 62.9 | 188.7 | 0 | 0 | 0.070384 | 0 | 0.070384 | 0 | 0.046023 | 0 | 0.046023 | 0 | 2.1422 | 1.5353 | 2.1422 | 1.5353
253142-Commercial HVAC Diagnostic/Tune-up Com All CZ10 VintAll | 0.059194 | 0.023614 | 0.1275 | 181.9 | 1819 | 0 | 0 | 0.10558 | 0 | 0.10558 | 0 | 0.08096 | 0 | 0.08096 | 0 | 3.6932 | 2.2684 | 3.6932 | 2.2684
253145-Commercial Condensor Coil Cleaning (all units - savings at 50% of DEER) Com All CZ10 VintAll | 0.020469 | 0.0081657 | 0.056525 | 62.9 | 188.7 | 0 | 0 | 0.070384 | 0 | 0.070384 | 0 | 0.046023 | 0 | 0.046023 | 0 | 2.1422 | 1.5353 | 2.1422 | 1.5353
253145-Commercial Condensor Coil Cleaning (all units - savings at 50% of DEER) Com All CZ10 VintAll | 0.061407 | 0.024497 | 0.16958 | 188.7 | 566.1 | 0 | 0 | 0.074683 | 0 | 0.074683 | 0 | 0.074683 | 0 | 0.074683 | 0 | 2.3029 | 2.3029 | 2.3029 | 2.3029
253142-Commercial HVAC Diagnostic/Tune-up Com All CZ10 VintAll | 0.23678 | 0.094458 | 0.51 | 727.6 | 7276 | 0 | 0 | 0.10878 | 0 | 0.10878 | 0 | 0.10224 | 0 | 0.10224 | 0 | 4.0205 | 3.4025 | 4.0205 | 3.4025
253145-Commercial Condensor Coil Cleaning (all units - savings at 50% of DEER) Com All CZ10 VintAll | 0.081876 | 0.032663 | 0.2261 | 251.6 | 754.8 | 0 | 0 | 0.074683 | 0 | 0.074683 | 0 | 0.074683 | 0 | 0.074683 | 0 | 2.3029 | 2.3029 | 2.3029 | 2.3029
253142-Commercial HVAC Diagnostic/Tune-up Com All CZ10 VintAll | 0.23678 | 0.094458 | 0.51 | 727.6 | 7276 | 0 | 0 | 0.10878 | 0 | 0.10878 | 0 | 0.10224 | 0 | 0.10224 | 0 | 4.0205 | 3.4025 | 4.0205 | 3.4025
253145-Commercial Condensor Coil Cleaning (all units - savings at 50% of DEER) Com All CZ10 VintAll | 0.081876 | 0.032663 | 0.2261 | 251.6 | 754.8 | 0 | 0 | 0.074683 | 0 | 0.074683 | 0 | 0.074683 | 0 | 0.074683 | 0 | 2.3029 | 2.3029 | 2.3029 | 2.3029
253145-Commercial Condensor Coil Cleaning (all units - savings at 50% of DEER) Com All CZ10 VintAll | 0.081876 | 0.032663 | 0.2261 | 251.6 | 754.8 | 0 | 0 | 0.074683 | 0 | 0.074683 | 0 | 0.074683 | 0 | 0.074683 | 0 | 2.3029 | 2.3029 | 2.3029 | 2.3029
253145-Commercial Condensor Coil Cleaning (all units - savings at 50% of DEER) Com All CZ10 VintAll | 0.081876 | 0.032663 | 0.2261 | 251.6 | 754.8 | 0 | 0 | 0.074683 | 0 | 0.074683 | 0 | 0.074683 | 0 | 0.074683 | 0 | 2.3029 | 2.3029 | 2.3029 | 2.3029
253142-Commercial HVAC Diagnostic/Tune-up Com All CZ10 VintAll | 0.23678 | 0.094458 | 0.51 | 727.6 | 7276 | 0 | 0 | 0.10878 | 0 | 0.10878 | 0 | 0.10224 | 0 | 0.10224 | 0 | 4.0205 | 3.4025 | 4.0205 | 3.4025
253145-Commercial Condensor Coil Cleaning (all units - savings at 50% of DEER) Com All CZ10 VintAll | 0.081876 | 0.032663 | 0.2261 | 251.6 | 754.8 | 0 | 0 | 0.074683 | 0 | 0.074683 | 0 | 0.074683 | 0 | 0.074683 | 0 | 2.3029 | 2.3029 | 2.3029 | 2.3029
253141-Commercial HVAC Diagnostic/Tune-up Com All CZ07 VintAll | 0.54215 | 0.21628 | 1.275 | 1666 | 16660 | 0 | 0 | 0.10547 | 0 | 0.10547 | 0 | 0.098328 | 0 | 0.098328 | 0 | 3.6823 | 3.1164 | 3.6823 | 3.1164
253144-Commercial Condensor Coil Cleaning (all units - savings at 50% of DEER) Com All CZ07 VintAll | 0.16596 | 0.066209 | 0.3995 | 510 | 1530 | 0 | 0 | 0.061308 | 0 | 0.061308 | 0 | 0.061308 | 0 | 0.061308 | 0 | 1.8672 | 1.8672 | 1.8672 | 1.8672
253145-Commercial Condensor Coil Cleaning (all units - savings at 50% of DEER) Com All CZ10 VintAll | 0.10234 | 0.040829 | 0.28263 | 314.5 | 943.5 | 0 | 0 | 0.074683 | 0 | 0.074683 | 0 | 0.074683 | 0 | 0.074683 | 0 | 2.3029 | 2.3029 | 2.3029 | 2.3029
253142-Commercial HVAC Diagnostic/Tune-up Com All CZ10 VintAll | 0.29597 | 0.11807 | 0.6375 | 909.5 | 9095 | 0 | 0 | 0.10878 | 0 | 0.10878 | 0 | 0.10224 | 0 | 0.10224 | 0 | 4.0205 | 3.4025 | 4.0205 | 3.4025
253145-Commercial Condensor Coil Cleaning (all units - savings at 50% of DEER) Com All CZ10 VintAll | 0.10234 | 0.040829 | 0.28263 | 314.5 | 943.5 | 0 | 0 | 0.074683 | 0 | 0.074683 | 0 | 0.074683 | 0 | 0.074683 | 0 | 2.3029 | 2.3029 | 2.3029 | 2.3029
253142-Commercial HVAC Diagnostic/Tune-up Com All CZ10 VintAll | 0.17758 | 0.070843 | 0.3825 | 545.7 | 5457 | 0 | 0 | 0.10718 | 0 | 0.10718 | 0 | 0.091598 | 0 | 0.091598 | 0 | 3.8499 | 2.722 | 3.8499 | 2.722
253145-Commercial Condensor Coil Cleaning (all units - savings at 50% of DEER) Com All CZ10 VintAll | 0.061407 | 0.024497 | 0.16958 | 188.7 | 566.1 | 0 | 0 | 0.072534 | 0 | 0.072534 | 0 | 0.060353 | 0 | 0.060353 | 0 | 2.2197 | 1.8423 | 2.2197 | 1.8423
253142-Commercial HVAC Diagnostic/Tune-up Com All CZ10 VintAll | 0.17758 | 0.070843 | 0.3825 | 545.7 | 5457 | 0 | 0 | 0.10718 | 0 | 0.10718 | 0 | 0.091598 | 0 | 0.091598 | 0 | 3.8499 | 2.722 | 3.8499 | 2.722
253145-Commercial Condensor Coil Cleaning (all units - savings at 50% of DEER) Com All CZ10 VintAll | 0.061407 | 0.024497 | 0.16958 | 188.7 | 566.1 | 0 | 0 | 0.072534 | 0 | 0.072534 | 0 | 0.060353 | 0 | 0.060353 | 0 | 2.2197 | 1.8423 | 2.2197 | 1.8423
253145-Commercial Condensor Coil Cleaning (all units - savings at 50% of DEER) Com All CZ10 VintAll | 0.061407 | 0.024497 | 0.16958 | 188.7 | 566.1 | 0 | 0 | 0.074683 | 0 | 0.074683 | 0 | 0.074683 | 0 | 0.074683 | 0 | 2.3029 | 2.3029 | 2.3029 | 2.3029
253141-Commercial HVAC Diagnostic/Tune-up Com All CZ07 VintAll | 0.27108 | 0.10814 | 0.6375 | 833 | 8330 | 0 | 0 | 0.10851 | 0 | 0.10851 | 0 | 0.10137 | 0 | 0.10137 | 0 | 3.7596 | 3.1818 | 3.7596 | 3.1818
253144-Commercial Condensor Coil Cleaning (all units - savings at 50% of DEER) Com All CZ07 VintAll | 0.082982 | 0.033104 | 0.19975 | 255 | 765 | 0 | 0 | 0.066617 | 0 | 0.066617 | 0 | 0.066617 | 0 | 0.066617 | 0 | 1.9423 | 1.9423 | 1.9423 | 1.9423
253141-Commercial HVAC Diagnostic/Tune-up Com All CZ07 VintAll | 0.27108 | 0.10814 | 0.6375 | 833 | 8330 | 0 | 0 | 0.10851 | 0 | 0.10851 | 0 | 0.10137 | 0 | 0.10137 | 0 | 3.7596 | 3.1818 | 3.7596 | 3.1818
253144-Commercial Condensor Coil Cleaning (all units - savings at 50% of DEER) Com All CZ07 VintAll | 0.082982 | 0.033104 | 0.19975 | 255 | 765 | 0 | 0 | 0.066617 | 0 | 0.066617 | 0 | 0.066617 | 0 | 0.066617 | 0 | 1.9423 | 1.9423 | 1.9423 | 1.9423
253142-Commercial HVAC Diagnostic/Tune-up Com All CZ10 VintAll | 0.29597 | 0.11807 | 0.6375 | 909.5 | 9095 | 0 | 0 | 0.10878 | 0 | 0.10878 | 0 | 0.10224 | 0 | 0.10224 | 0 | 4.0205 | 3.4025 | 4.0205 | 3.4025
253145-Commercial Condensor Coil Cleaning (all units - savings at 50% of DEER) Com All CZ10 VintAll | 0.10234 | 0.040829 | 0.28263 | 314.5 | 943.5 | 0 | 0 | 0.074683 | 0 | 0.074683 | 0 | 0.074683 | 0 | 0.074683 | 0 | 2.3029 | 2.3029 | 2.3029 | 2.3029
253145-Commercial Condensor Coil Cleaning (all units - savings at 50% of DEER) Com All CZ10 VintAll | 0.061407 | 0.024497 | 0.16958 | 188.7 | 566.1 | 0 | 0 | 0.072534 | 0 | 0.072534 | 0 | 0.060353 | 0 | 0.060353 | 0 | 2.2197 | 1.8423 | 2.2197 | 1.8423
253145-Commercial Condensor Coil Cleaning (all units - savings at 50% of DEER) Com All CZ10 VintAll | 0.061407 | 0.024497 | 0.16958 | 188.7 | 566.1 | 0 | 0 | 0.072534 | 0 | 0.072534 | 0 | 0.060353 | 0 | 0.060353 | 0 | 2.2197 | 1.8423 | 2.2197 | 1.8423
253142-Commercial HVAC Diagnostic/Tune-up Com All CZ10 VintAll | 0.17758 | 0.070843 | 0.3825 | 545.7 | 5457 | 0 | 0 | 0.10771 | 0 | 0.10771 | 0 | 0.095144 | 0 | 0.095144 | 0 | 3.9051 | 2.9165 | 3.9051 | 2.9165
253145-Commercial Condensor Coil Cleaning (all units - savings at 50% of DEER) Com All CZ10 VintAll | 0.061407 | 0.024497 | 0.16958 | 188.7 | 566.1 | 0 | 0 | 0.07325 | 0 | 0.07325 | 0 | 0.06513 | 0 | 0.06513 | 0 | 2.2467 | 1.9739 | 2.2467 | 1.9739
253141-Commercial HVAC Diagnostic/Tune-up Com All CZ07 VintAll | 0.37951 | 0.1514 | 0.8925 | 1166.2 | 11662 | 0 | 0 | 0.10801 | 0 | 0.10801 | 0 | 0.098049 | 0 | 0.098049 | 0 | 3.7126 | 2.9697 | 3.7126 | 2.9697
253144-Commercial Condensor Coil Cleaning (all units - savings at 50% of DEER) Com All CZ07 VintAll | 0.049789 | 0.019863 | 0.11985 | 153 | 459 | 0 | 0 | 0.064849 | 0 | 0.064849 | 0 | 0.054834 | 0 | 0.054834 | 0 | 1.8949 | 1.6648 | 1.8949 | 1.6648
253141-Commercial HVAC Diagnostic/Tune-up Com All CZ07 VintAll | 0.054215 | 0.021628 | 0.1275 | 166.6 | 1666 | 0 | 0 | 0.10502 | 0 | 0.10502 | 0 | 0.078137 | 0 | 0.078137 | 0 | 3.4535 | 2.1212 | 3.4535 | 2.1212
253144-Commercial Condensor Coil Cleaning (all units - savings at 50% of DEER) Com All CZ07 VintAll | 0.016596 | 0.0066209 | 0.03995 | 51 | 153 | 0 | 0 | 0.061315 | 0 | 0.061315 | 0 | 0.031269 | 0 | 0.031269 | 0 | 1.8068 | 1.2949 | 1.8068 | 1.2949
253144-Commercial Condensor Coil Cleaning (all units - savings at 50% of DEER) Com All CZ07 VintAll | 0.11618 | 0.046346 | 0.27965 | 357 | 1071 | 0 | 0 | 0.065859 | 0 | 0.065859 | 0 | 0.061567 | 0 | 0.061567 | 0 | 1.9217 | 1.8128 | 1.9217 | 1.8128
253141-Commercial HVAC Diagnostic/Tune-up Com All CZ07 VintAll | 0.16265 | 0.064885 | 0.3825 | 499.8 | 4998 | 0 | 0 | 0.10677 | 0 | 0.10677 | 0 | 0.089753 | 0 | 0.089753 | 0 | 3.6001 | 2.5454 | 3.6001 | 2.5454
253144-Commercial Condensor Coil Cleaning (all units - savings at 50% of DEER) Com All CZ07 VintAll | 0.049789 | 0.019863 | 0.11985 | 153 | 459 | 0 | 0 | 0.063966 | 0 | 0.063966 | 0 | 0.048943 | 0 | 0.048943 | 0 | 1.8721 | 1.5538 | 1.8721 | 1.5538
253141-Commercial HVAC Diagnostic/Tune-up Com All CZ07 VintAll | 0.16265 | 0.064885 | 0.3825 | 499.8 | 4998 | 0 | 0 | 0.10677 | 0 | 0.10677 | 0 | 0.089753 | 0 | 0.089753 | 0 | 3.6001 | 2.5454 | 3.6001 | 2.5454
253144-Commercial Condensor Coil Cleaning (all units - savings at 50% of DEER) Com All CZ07 VintAll | 0.049789 | 0.019863 | 0.11985 | 153 | 459 | 0 | 0 | 0.063966 | 0 | 0.063966 | 0 | 0.048943 | 0 | 0.048943 | 0 | 1.8721 | 1.5538 | 1.8721 | 1.5538
253141-Commercial HVAC Diagnostic/Tune-up Com All CZ07 VintAll | 0.27108 | 0.10814 | 0.6375 | 833 | 8330 | 0 | 0 | 0.10851 | 0 | 0.10851 | 0 | 0.10137 | 0 | 0.10137 | 0 | 3.7596 | 3.1818 | 3.7596 | 3.1818
253144-Commercial Condensor Coil Cleaning (all units - savings at 50% of DEER) Com All CZ07 VintAll | 0.082982 | 0.033104 | 0.19975 | 255 | 765 | 0 | 0 | 0.066617 | 0 | 0.066617 | 0 | 0.066617 | 0 | 0.066617 | 0 | 1.9423 | 1.9423 | 1.9423 | 1.9423
253141-Commercial HVAC Diagnostic/Tune-up Com All CZ07 VintAll | 0.16265 | 0.064885 | 0.3825 | 499.8 | 4998 | 0 | 0 | 0.10735 | 0 | 0.10735 | 0 | 0.093624 | 0 | 0.093624 | 0 | 3.6517 | 2.7272 | 3.6517 | 2.7272
253141-Commercial HVAC Diagnostic/Tune-up Com All CZ07 VintAll | 0.16265 | 0.064885 | 0.3825 | 499.8 | 4998 | 0 | 0 | 0.10851 | 0 | 0.10851 | 0 | 0.10137 | 0 | 0.10137 | 0 | 3.7596 | 3.1818 | 3.7596 | 3.1818
253144-Commercial Condensor Coil Cleaning (all units - savings at 50% of DEER) Com All CZ07 VintAll | 0.049789 | 0.019863 | 0.11985 | 153 | 459 | 0 | 0 | 0.066617 | 0 | 0.066617 | 0 | 0.066617 | 0 | 0.066617 | 0 | 1.9423 | 1.9423 | 1.9423 | 1.9423
253141-Commercial HVAC Diagnostic/Tune-up Com All CZ07 VintAll | 0.16265 | 0.064885 | 0.3825 | 499.8 | 4998 | 0 | 0 | 0.10735 | 0 | 0.10735 | 0 | 0.093624 | 0 | 0.093624 | 0 | 3.6517 | 2.7272 | 3.6517 | 2.7272
253144-Commercial Condensor Coil Cleaning (all units - savings at 50% of DEER) Com All CZ07 VintAll | 0.049789 | 0.019863 | 0.11985 | 153 | 459 | 0 | 0 | 0.064849 | 0 | 0.064849 | 0 | 0.054834 | 0 | 0.054834 | 0 | 1.8949 | 1.6648 | 1.8949 | 1.6648
253141-Commercial HVAC Diagnostic/Tune-up Com All CZ07 VintAll | 0.37951 | 0.1514 | 0.8925 | 1166.2 | 11662 | 0 | 0 | 0.10801 | 0 | 0.10801 | 0 | 0.098049 | 0 | 0.098049 | 0 | 3.7126 | 2.9697 | 3.7126 | 2.9697
253144-Commercial Condensor Coil Cleaning (all units - savings at 50% of DEER) Com All CZ07 VintAll | 0.11618 | 0.046346 | 0.27965 | 357 | 1071 | 0 | 0 | 0.065859 | 0 | 0.065859 | 0 | 0.061567 | 0 | 0.061567 | 0 | 1.9217 | 1.8128 | 1.9217 | 1.8128
253141-Commercial HVAC Diagnostic/Tune-up Com All CZ07 VintAll | 0.16265 | 0.064885 | 0.3825 | 499.8 | 4998 | 0 | 0 | 0.10735 | 0 | 0.10735 | 0 | 0.093624 | 0 | 0.093624 | 0 | 3.6517 | 2.7272 | 3.6517 | 2.7272
253144-Commercial Condensor Coil Cleaning (all units - savings at 50% of DEER) Com All CZ07 VintAll | 0.049789 | 0.019863 | 0.11985 | 153 | 459 | 0 | 0 | 0.064849 | 0 | 0.064849 | 0 | 0.054834 | 0 | 0.054834 | 0 | 1.8949 | 1.6648 | 1.8949 | 1.6648
253141-Commercial HVAC Diagnostic/Tune-up Com All CZ07 VintAll | 0.10843 | 0.043256 | 0.255 | 333.2 | 3332 | 0 | 0 | 0.10677 | 0 | 0.10677 | 0 | 0.089753 | 0 | 0.089753 | 0 | 3.6001 | 2.5454 | 3.6001 | 2.5454
253144-Commercial Condensor Coil Cleaning (all units - savings at 50% of DEER) Com All CZ07 VintAll | 0.033193 | 0.013242 | 0.0799 | 102 | 306 | 0 | 0 | 0.063966 | 0 | 0.063966 | 0 | 0.048943 | 0 | 0.048943 | 0 | 1.8721 | 1.5538 | 1.8721 | 1.5538
253141-Commercial HVAC Diagnostic/Tune-up Com All CZ07 VintAll | 0.10843 | 0.043256 | 0.255 | 333.2 | 3332 | 0 | 0 | 0.10851 | 0 | 0.10851 | 0 | 0.10137 | 0 | 0.10137 | 0 | 3.7596 | 3.1818 | 3.7596 | 3.1818
253144-Commercial Condensor Coil Cleaning (all units - savings at 50% of DEER) Com All CZ07 VintAll | 0.033193 | 0.013242 | 0.0799 | 102 | 306 | 0 | 0 | 0.066617 | 0 | 0.066617 | 0 | 0.066617 | 0 | 0.066617 | 0 | 1.9423 | 1.9423 | 1.9423 | 1.9423
253141-Commercial HVAC Diagnostic/Tune-up Com All CZ07 VintAll | 0.10843 | 0.043256 | 0.255 | 333.2 | 3332 | 0 | 0 | 0.10851 | 0 | 0.10851 | 0 | 0.10137 | 0 | 0.10137 | 0 | 3.7596 | 3.1818 | 3.7596 | 3.1818
253144-Commercial Condensor Coil Cleaning (all units - savings at 50% of DEER) Com All CZ07 VintAll | 0.033193 | 0.013242 | 0.0799 | 102 | 306 | 0 | 0 | 0.066617 | 0 | 0.066617 | 0 | 0.066617 | 0 | 0.066617 | 0 | 1.9423 | 1.9423 | 1.9423 | 1.9423
253141-Commercial HVAC Diagnostic/Tune-up Com All CZ07 VintAll | 0.10843 | 0.043256 | 0.255 | 333.2 | 3332 | 0 | 0 | 0.10677 | 0 | 0.10677 | 0 | 0.089753 | 0 | 0.089753 | 0 | 3.6001 | 2.5454 | 3.6001 | 2.5454
253144-Commercial Condensor Coil Cleaning (all units - savings at 50% of DEER) Com All CZ07 VintAll | 0.033193 | 0.013242 | 0.0799 | 102 | 306 | 0 | 0 | 0.063966 | 0 | 0.063966 | 0 | 0.048943 | 0 | 0.048943 | 0 | 1.8721 | 1.5538 | 1.8721 | 1.5538
253141-Commercial HVAC Diagnostic/Tune-up Com All CZ07 VintAll | 0.10843 | 0.043256 | 0.255 | 333.2 | 3332 | 0 | 0 | 0.10677 | 0 | 0.10677 | 0 | 0.089753 | 0 | 0.089753 | 0 | 3.6001 | 2.5454 | 3.6001 | 2.5454
253144-Commercial Condensor Coil Cleaning (all units - savings at 50% of DEER) Com All CZ07 VintAll | 0.033193 | 0.013242 | 0.0799 | 102 | 306 | 0 | 0 | 0.063966 | 0 | 0.063966 | 0 | 0.048943 | 0 | 0.048943 | 0 | 1.8721 | 1.5538 | 1.8721 | 1.5538
253141-Commercial HVAC Diagnostic/Tune-up Com All CZ07 VintAll | 0.37951 | 0.1514 | 0.8925 | 1166.2 | 11662 | 0 | 0 | 0.10801 | 0 | 0.10801 | 0 | 0.098049 | 0 | 0.098049 | 0 | 3.7126 | 2.9697 | 3.7126 | 2.9697
253144-Commercial Condensor Coil Cleaning (all units - savings at 50% of DEER) Com All CZ07 VintAll | 0.033193 | 0.013242 | 0.0799 | 102 | 306 | 0 | 0 | 0.063966 | 0 | 0.063966 | 0 | 0.048943 | 0 | 0.048943 | 0 | 1.8721 | 1.5538 | 1.8721 | 1.5538
253141-Commercial HVAC Diagnostic/Tune-up Com All CZ07 VintAll | 0.10843 | 0.043256 | 0.255 | 333.2 | 3332 | 0 | 0 | 0.10677 | 0 | 0.10677 | 0 | 0.089753 | 0 | 0.089753 | 0 | 3.6001 | 2.5454 | 3.6001 | 2.5454
253144-Commercial Condensor Coil Cleaning (all units - savings at 50% of DEER) Com All CZ07 VintAll | 0.033193 | 0.013242 | 0.0799 | 102 | 306 | 0 | 0 | 0.063966 | 0 | 0.063966 | 0 | 0.048943 | 0 | 0.048943 | 0 | 1.8721 | 1.5538 | 1.8721 | 1.5538
253141-Commercial HVAC Diagnostic/Tune-up Com All CZ07 VintAll | 0.32529 | 0.12977 | 0.765 | 999.6 | 9996 | 0 | 0 | 0.10851 | 0 | 0.10851 | 0 | 0.10137 | 0 | 0.10137 | 0 | 3.7596 | 3.1818 | 3.7596 | 3.1818
253144-Commercial Condensor Coil Cleaning (all units - savings at 50% of DEER) Com All CZ07 VintAll | 0.099579 | 0.039725 | 0.2397 | 306 | 918 | 0 | 0 | 0.066617 | 0 | 0.066617 | 0 | 0.066617 | 0 | 0.066617 | 0 | 1.9423 | 1.9423 | 1.9423 | 1.9423
253141-Commercial HVAC Diagnostic/Tune-up Com All CZ07 VintAll | 0.21686 | 0.086513 | 0.51 | 666.4 | 6664 | 0 | 0 | 0.10851 | 0 | 0.10851 | 0 | 0.10137 | 0 | 0.10137 | 0 | 3.7596 | 3.1818 | 3.7596 | 3.1818
253144-Commercial Condensor Coil Cleaning (all units - savings at 50% of DEER) Com All CZ07 VintAll | 0.066386 | 0.026484 | 0.1598 | 204 | 612 | 0 | 0 | 0.066617 | 0 | 0.066617 | 0 | 0.066617 | 0 | 0.066617 | 0 | 1.9423 | 1.9423 | 1.9423 | 1.9423
253144-Commercial Condensor Coil Cleaning (all units - savings at 50% of DEER) Com All CZ07 VintAll | 0.11618 | 0.046346 | 0.27965 | 357 | 1071 | 0 | 0 | 0.065859 | 0 | 0.065859 | 0 | 0.061567 | 0 | 0.061567 | 0 | 1.9217 | 1.8128 | 1.9217 | 1.8128
253141-Commercial HVAC Diagnostic/Tune-up Com All CZ07 VintAll | 0.37951 | 0.1514 | 0.8925 | 1166.2 | 11662 | 0 | 0 | 0.10801 | 0 | 0.10801 | 0 | 0.098049 | 0 | 0.098049 | 0 | 3.7126 | 2.9697 | 3.7126 | 2.9697
253144-Commercial Condensor Coil Cleaning (all units - savings at 50% of DEER) Com All CZ07 VintAll | 0.11618 | 0.046346 | 0.27965 | 357 | 1071 | 0 | 0 | 0.065859 | 0 | 0.065859 | 0 | 0.061567 | 0 | 0.061567 | 0 | 1.9217 | 1.8128 | 1.9217 | 1.8128
253141-Commercial HVAC Diagnostic/Tune-up Com All CZ07 VintAll | 0.10843 | 0.043256 | 0.255 | 333.2 | 3332 | 0 | 0 | 0.10677 | 0 | 0.10677 | 0 | 0.089753 | 0 | 0.089753 | 0 | 3.6001 | 2.5454 | 3.6001 | 2.5454
253144-Commercial Condensor Coil Cleaning (all units - savings at 50% of DEER) Com All CZ07 VintAll | 0.033193 | 0.013242 | 0.0799 | 102 | 306 | 0 | 0 | 0.063966 | 0 | 0.063966 | 0 | 0.048943 | 0 | 0.048943 | 0 | 1.8721 | 1.5538 | 1.8721 | 1.5538
253141-Commercial HVAC Diagnostic/Tune-up Com All CZ07 VintAll | 0.16265 | 0.064885 | 0.3825 | 499.8 | 4998 | 0 | 0 | 0.10735 | 0 | 0.10735 | 0 | 0.093624 | 0 | 0.093624 | 0 | 3.6517 | 2.7272 | 3.6517 | 2.7272
253144-Commercial Condensor Coil Cleaning (all units - savings at 50% of DEER) Com All CZ07 VintAll | 0.049789 | 0.019863 | 0.11985 | 153 | 459 | 0 | 0 | 0.064849 | 0 | 0.064849 | 0 | 0.054834 | 0 | 0.054834 | 0 | 1.8949 | 1.6648 | 1.8949 | 1.6648
253141-Commercial HVAC Diagnostic/Tune-up Com All CZ07 VintAll | 0.10843 | 0.043256 | 0.255 | 333.2 | 3332 | 0 | 0 | 0.10677 | 0 | 0.10677 | 0 | 0.089753 | 0 | 0.089753 | 0 | 3.6001 | 2.5454 | 3.6001 | 2.5454
253142-Commercial HVAC Diagnostic/Tune-up Com All CZ10 VintAll | 0.11839 | 0.047229 | 0.255 | 363.8 | 3638 | 0 | 0 | 0.10718 | 0 | 0.10718 | 0 | 0.091598 | 0 | 0.091598 | 0 | 3.8499 | 2.722 | 3.8499 | 2.722
253142-Commercial HVAC Diagnostic/Tune-up Com All CZ10 VintAll | 0.059194 | 0.023614 | 0.1275 | 181.9 | 1819 | 0 | 0 | 0.10558 | 0 | 0.10558 | 0 | 0.08096 | 0 | 0.08096 | 0 | 3.6932 | 2.2684 | 3.6932 | 2.2684
253142-Commercial HVAC Diagnostic/Tune-up Com All CZ10 VintAll | 0.11839 | 0.047229 | 0.255 | 363.8 | 3638 | 0 | 0 | 0.10878 | 0 | 0.10878 | 0 | 0.10224 | 0 | 0.10224 | 0 | 4.0205 | 3.4025 | 4.0205 | 3.4025
253142-Commercial HVAC Diagnostic/Tune-up Com All CZ10 VintAll | 0.11839 | 0.047229 | 0.255 | 363.8 | 3638 | 0 | 0 | 0.10878 | 0 | 0.10878 | 0 | 0.10224 | 0 | 0.10224 | 0 | 4.0205 | 3.4025 | 4.0205 | 3.4025
253145-Commercial Condensor Coil Cleaning (all units - savings at 50% of DEER) Com All CZ10 VintAll | 0.040938 | 0.016331 | 0.11305 | 125.8 | 377.4 | 0 | 0 | 0.074683 | 0 | 0.074683 | 0 | 0.074683 | 0 | 0.074683 | 0 | 2.3029 | 2.3029 | 2.3029 | 2.3029
253142-Commercial HVAC Diagnostic/Tune-up Com All CZ10 VintAll | 0.11839 | 0.047229 | 0.255 | 363.8 | 3638 | 0 | 0 | 0.10878 | 0 | 0.10878 | 0 | 0.10224 | 0 | 0.10224 | 0 | 4.0205 | 3.4025 | 4.0205 | 3.4025
253145-Commercial Condensor Coil Cleaning (all units - savings at 50% of DEER) Com All CZ10 VintAll | 0.040938 | 0.016331 | 0.11305 | 125.8 | 377.4 | 0 | 0 | 0.074683 | 0 | 0.074683 | 0 | 0.074683 | 0 | 0.074683 | 0 | 2.3029 | 2.3029 | 2.3029 | 2.3029
253142-Commercial HVAC Diagnostic/Tune-up Com All CZ10 VintAll | 0.11839 | 0.047229 | 0.255 | 363.8 | 3638 | 0 | 0 | 0.10878 | 0 | 0.10878 | 0 | 0.10224 | 0 | 0.10224 | 0 | 4.0205 | 3.4025 | 4.0205 | 3.4025
253145-Commercial Condensor Coil Cleaning (all units - savings at 50% of DEER) Com All CZ10 VintAll | 0.040938 | 0.016331 | 0.11305 | 125.8 | 377.4 | 0 | 0 | 0.074683 | 0 | 0.074683 | 0 | 0.074683 | 0 | 0.074683 | 0 | 2.3029 | 2.3029 | 2.3029 | 2.3029
253142-Commercial HVAC Diagnostic/Tune-up Com All CZ10 VintAll | 0.11839 | 0.047229 | 0.255 | 363.8 | 3638 | 0 | 0 | 0.10878 | 0 | 0.10878 | 0 | 0.10224 | 0 | 0.10224 | 0 | 4.0205 | 3.4025 | 4.0205 | 3.4025
253145-Commercial Condensor Coil Cleaning (all units - savings at 50% of DEER) Com All CZ10 VintAll | 0.040938 | 0.016331 | 0.11305 | 125.8 | 377.4 | 0 | 0 | 0.074683 | 0 | 0.074683 | 0 | 0.074683 | 0 | 0.074683 | 0 | 2.3029 | 2.3029 | 2.3029 | 2.3029
253142-Commercial HVAC Diagnostic/Tune-up Com All CZ10 VintAll | 0.23678 | 0.094458 | 0.51 | 727.6 | 7276 | 0 | 0 | 0.10878 | 0 | 0.10878 | 0 | 0.10224 | 0 | 0.10224 | 0 | 4.0205 | 3.4025 | 4.0205 | 3.4025
253141-Commercial HVAC Diagnostic/Tune-up Com All CZ07 VintAll | 0.16265 | 0.064885 | 0.3825 | 499.8 | 4998 | 0 | 0 | 0.10547 | 0 | 0.10547 | 0 | 0.098328 | 0 | 0.098328 | 0 | 3.6823 | 3.1164 | 3.6823 | 3.1164
253144-Commercial Condensor Coil Cleaning (all units - savings at 50% of DEER) Com All CZ07 VintAll | 0.033193 | 0.013242 | 0.0799 | 102 | 306 | 0 | 0 | 0.061308 | 0 | 0.061308 | 0 | 0.061308 | 0 | 0.061308 | 0 | 1.8672 | 1.8672 | 1.8672 | 1.8672
253142-Commercial HVAC Diagnostic/Tune-up Com All CZ10 VintAll | 0.23678 | 0.094458 | 0.51 | 727.6 | 7276 | 0 | 0 | 0.10878 | 0 | 0.10878 | 0 | 0.10224 | 0 | 0.10224 | 0 | 4.0205 | 3.4025 | 4.0205 | 3.4025
253142-Commercial HVAC Diagnostic/Tune-up Com All CZ10 VintAll | 0.11839 | 0.047229 | 0.255 | 363.8 | 3638 | 0 | 0 | 0.10878 | 0 | 0.10878 | 0 | 0.10224 | 0 | 0.10224 | 0 | 4.0205 | 3.4025 | 4.0205 | 3.4025
253141-Commercial HVAC Diagnostic/Tune-up Com All CZ07 VintAll | 0.32529 | 0.12977 | 0.765 | 999.6 | 9996 | 0 | 0 | 0.10851 | 0 | 0.10851 | 0 | 0.10137 | 0 | 0.10137 | 0 | 3.7596 | 3.1818 | 3.7596 | 3.1818
253144-Commercial Condensor Coil Cleaning (all units - savings at 50% of DEER) Com All CZ07 VintAll | 0.049789 | 0.019863 | 0.11985 | 153 | 459 | 0 | 0 | 0.066617 | 0 | 0.066617 | 0 | 0.066617 | 0 | 0.066617 | 0 | 1.9423 | 1.9423 | 1.9423 | 1.9423
253144-Commercial Condensor Coil Cleaning (all units - savings at 50% of DEER) Com All CZ07 VintAll | 0.099579 | 0.039725 | 0.2397 | 306 | 918 | 0 | 0 | 0.066617 | 0 | 0.066617 | 0 | 0.066617 | 0 | 0.066617 | 0 | 1.9423 | 1.9423 | 1.9423 | 1.9423
253141-Commercial HVAC Diagnostic/Tune-up Com All CZ07 VintAll | 0.21686 | 0.086513 | 0.51 | 666.4 | 6664 | 0 | 0 | 0.10851 | 0 | 0.10851 | 0 | 0.10137 | 0 | 0.10137 | 0 | 3.7596 | 3.1818 | 3.7596 | 3.1818
253144-Commercial Condensor Coil Cleaning (all units - savings at 50% of DEER) Com All CZ07 VintAll | 0.066386 | 0.026484 | 0.1598 | 204 | 612 | 0 | 0 | 0.066617 | 0 | 0.066617 | 0 | 0.066617 | 0 | 0.066617 | 0 | 1.9423 | 1.9423 | 1.9423 | 1.9423
253141-Commercial HVAC Diagnostic/Tune-up Com All CZ07 VintAll | 0.21686 | 0.086513 | 0.51 | 666.4 | 6664 | 0 | 0 | 0.10851 | 0 | 0.10851 | 0 | 0.10137 | 0 | 0.10137 | 0 | 3.7596 | 3.1818 | 3.7596 | 3.1818
253144-Commercial Condensor Coil Cleaning (all units - savings at 50% of DEER) Com All CZ07 VintAll | 0.066386 | 0.026484 | 0.1598 | 204 | 612 | 0 | 0 | 0.066617 | 0 | 0.066617 | 0 | 0.066617 | 0 | 0.066617 | 0 | 1.9423 | 1.9423 | 1.9423 | 1.9423
253141-Commercial HVAC Diagnostic/Tune-up Com All CZ07 VintAll | 0.21686 | 0.086513 | 0.51 | 666.4 | 6664 | 0 | 0 | 0.10851 | 0 | 0.10851 | 0 | 0.10137 | 0 | 0.10137 | 0 | 3.7596 | 3.1818 | 3.7596 | 3.1818
253144-Commercial Condensor Coil Cleaning (all units - savings at 50% of DEER) Com All CZ07 VintAll | 0.066386 | 0.026484 | 0.1598 | 204 | 612 | 0 | 0 | 0.066617 | 0 | 0.066617 | 0 | 0.066617 | 0 | 0.066617 | 0 | 1.9423 | 1.9423 | 1.9423 | 1.9423
253141-Commercial HVAC Diagnostic/Tune-up Com All CZ07 VintAll | 0.16265 | 0.064885 | 0.3825 | 499.8 | 4998 | 0 | 0 | 0.10851 | 0 | 0.10851 | 0 | 0.10137 | 0 | 0.10137 | 0 | 3.7596 | 3.1818 | 3.7596 | 3.1818
253141-Commercial HVAC Diagnostic/Tune-up Com All CZ07 VintAll | 0.10843 | 0.043256 | 0.255 | 333.2 | 3332 | 0 | 0 | 0.10677 | 0 | 0.10677 | 0 | 0.089753 | 0 | 0.089753 | 0 | 3.6001 | 2.5454 | 3.6001 | 2.5454
253144-Commercial Condensor Coil Cleaning (all units - savings at 50% of DEER) Com All CZ07 VintAll | 0.033193 | 0.013242 | 0.0799 | 102 | 306 | 0 | 0 | 0.063966 | 0 | 0.063966 | 0 | 0.048943 | 0 | 0.048943 | 0 | 1.8721 | 1.5538 | 1.8721 | 1.5538
253141-Commercial HVAC Diagnostic/Tune-up Com All CZ07 VintAll | 0.054215 | 0.021628 | 0.1275 | 166.6 | 1666 | 0 | 0 | 0.10502 | 0 | 0.10502 | 0 | 0.078137 | 0 | 0.078137 | 0 | 3.4535 | 2.1212 | 3.4535 | 2.1212
253144-Commercial Condensor Coil Cleaning (all units - savings at 50% of DEER) Com All CZ07 VintAll | 0.016596 | 0.0066209 | 0.03995 | 51 | 153 | 0 | 0 | 0.061315 | 0 | 0.061315 | 0 | 0.031269 | 0 | 0.031269 | 0 | 1.8068 | 1.2949 | 1.8068 | 1.2949
253141-Commercial HVAC Diagnostic/Tune-up Com All CZ07 VintAll | 0.054215 | 0.021628 | 0.1275 | 166.6 | 1666 | 0 | 0 | 0.10502 | 0 | 0.10502 | 0 | 0.078137 | 0 | 0.078137 | 0 | 3.4535 | 2.1212 | 3.4535 | 2.1212
253144-Commercial Condensor Coil Cleaning (all units - savings at 50% of DEER) Com All CZ07 VintAll | 0.016596 | 0.0066209 | 0.03995 | 51 | 153 | 0 | 0 | 0.061315 | 0 | 0.061315 | 0 | 0.031269 | 0 | 0.031269 | 0 | 1.8068 | 1.2949 | 1.8068 | 1.2949
253141-Commercial HVAC Diagnostic/Tune-up Com All CZ07 VintAll | 0.10843 | 0.043256 | 0.255 | 333.2 | 3332 | 0 | 0 | 0.10677 | 0 | 0.10677 | 0 | 0.089753 | 0 | 0.089753 | 0 | 3.6001 | 2.5454 | 3.6001 | 2.5454
253144-Commercial Condensor Coil Cleaning (all units - savings at 50% of DEER) Com All CZ07 VintAll | 0.033193 | 0.013242 | 0.0799 | 102 | 306 | 0 | 0 | 0.063966 | 0 | 0.063966 | 0 | 0.048943 | 0 | 0.048943 | 0 | 1.8721 | 1.5538 | 1.8721 | 1.5538
253141-Commercial HVAC Diagnostic/Tune-up Com All CZ07 VintAll | 0.054215 | 0.021628 | 0.1275 | 166.6 | 1666 | 0 | 0 | 0.10502 | 0 | 0.10502 | 0 | 0.078137 | 0 | 0.078137 | 0 | 3.4535 | 2.1212 | 3.4535 | 2.1212
253144-Commercial Condensor Coil Cleaning (all units - savings at 50% of DEER) Com All CZ07 VintAll | 0.016596 | 0.0066209 | 0.03995 | 51 | 153 | 0 | 0 | 0.061315 | 0 | 0.061315 | 0 | 0.031269 | 0 | 0.031269 | 0 | 1.8068 | 1.2949 | 1.8068 | 1.2949
253141-Commercial HVAC Diagnostic/Tune-up Com All CZ07 VintAll | 0.27108 | 0.10814 | 0.6375 | 833 | 8330 | 0 | 0 | 0.10851 | 0 | 0.10851 | 0 | 0.10137 | 0 | 0.10137 | 0 | 3.7596 | 3.1818 | 3.7596 | 3.1818
253144-Commercial Condensor Coil Cleaning (all units - savings at 50% of DEER) Com All CZ07 VintAll | 0.082982 | 0.033104 | 0.19975 | 255 | 765 | 0 | 0 | 0.066617 | 0 | 0.066617 | 0 | 0.066617 | 0 | 0.066617 | 0 | 1.9423 | 1.9423 | 1.9423 | 1.9423
253141-Commercial HVAC Diagnostic/Tune-up Com All CZ07 VintAll | 0.27108 | 0.10814 | 0.6375 | 833 | 8330 | 0 | 0 | 0.10851 | 0 | 0.10851 | 0 | 0.10137 | 0 | 0.10137 | 0 | 3.7596 | 3.1818 | 3.7596 | 3.1818
253144-Commercial Condensor Coil Cleaning (all units - savings at 50% of DEER) Com All CZ07 VintAll | 0.082982 | 0.033104 | 0.19975 | 255 | 765 | 0 | 0 | 0.066617 | 0 | 0.066617 | 0 | 0.066617 | 0 | 0.066617 | 0 | 1.9423 | 1.9423 | 1.9423 | 1.9423
253144-Commercial Condensor Coil Cleaning (all units - savings at 50% of DEER) Com All CZ07 VintAll | 0.082982 | 0.033104 | 0.19975 | 255 | 765 | 0 | 0 | 0.066617 | 0 | 0.066617 | 0 | 0.066617 | 0 | 0.066617 | 0 | 1.9423 | 1.9423 | 1.9423 | 1.9423
253141-Commercial HVAC Diagnostic/Tune-up Com All CZ07 VintAll | 0.43372 | 0.17303 | 1.02 | 1332.8 | 13328 | 0 | 0 | 0.10786 | 0 | 0.10786 | 0 | 0.097012 | 0 | 0.097012 | 0 | 3.6982 | 2.9091 | 3.6982 | 2.9091
253144-Commercial Condensor Coil Cleaning (all units - savings at 50% of DEER) Com All CZ07 VintAll | 0.13277 | 0.052967 | 0.3196 | 408 | 1224 | 0 | 0 | 0.065623 | 0 | 0.065623 | 0 | 0.059989 | 0 | 0.059989 | 0 | 1.9154 | 1.7758 | 1.9154 | 1.7758
253141-Commercial HVAC Diagnostic/Tune-up Com All CZ07 VintAll | 0.43372 | 0.17303 | 1.02 | 1332.8 | 13328 | 0 | 0 | 0.10786 | 0 | 0.10786 | 0 | 0.097012 | 0 | 0.097012 | 0 | 3.6982 | 2.9091 | 3.6982 | 2.9091
253144-Commercial Condensor Coil Cleaning (all units - savings at 50% of DEER) Com All CZ07 VintAll | 0.13277 | 0.052967 | 0.3196 | 408 | 1224 | 0 | 0 | 0.065623 | 0 | 0.065623 | 0 | 0.059989 | 0 | 0.059989 | 0 | 1.9154 | 1.7758 | 1.9154 | 1.7758
253141-Commercial HVAC Diagnostic/Tune-up Com All CZ07 VintAll | 0.43372 | 0.17303 | 1.02 | 1332.8 | 13328 | 0 | 0 | 0.10786 | 0 | 0.10786 | 0 | 0.097012 | 0 | 0.097012 | 0 | 3.6982 | 2.9091 | 3.6982 | 2.9091
253144-Commercial Condensor Coil Cleaning (all units - savings at 50% of DEER) Com All CZ07 VintAll | 0.13277 | 0.052967 | 0.3196 | 408 | 1224 | 0 | 0 | 0.065623 | 0 | 0.065623 | 0 | 0.059989 | 0 | 0.059989 | 0 | 1.9154 | 1.7758 | 1.9154 | 1.7758
253141-Commercial HVAC Diagnostic/Tune-up Com All CZ07 VintAll | 0.27108 | 0.10814 | 0.6375 | 833 | 8330 | 0 | 0 | 0.10851 | 0 | 0.10851 | 0 | 0.10137 | 0 | 0.10137 | 0 | 3.7596 | 3.1818 | 3.7596 | 3.1818
253141-Commercial HVAC Diagnostic/Tune-up Com All CZ07 VintAll | 0.10843 | 0.043256 | 0.255 | 333.2 | 3332 | 0 | 0 | 0.10851 | 0 | 0.10851 | 0 | 0.10137 | 0 | 0.10137 | 0 | 3.7596 | 3.1818 | 3.7596 | 3.1818
253144-Commercial Condensor Coil Cleaning (all units - savings at 50% of DEER) Com All CZ07 VintAll | 0.033193 | 0.013242 | 0.0799 | 102 | 306 | 0 | 0 | 0.066617 | 0 | 0.066617 | 0 | 0.066617 | 0 | 0.066617 | 0 | 1.9423 | 1.9423 | 1.9423 | 1.9423
253141-Commercial HVAC Diagnostic/Tune-up Com All CZ07 VintAll | 0.16265 | 0.064885 | 0.3825 | 499.8 | 4998 | 0 | 0 | 0.10735 | 0 | 0.10735 | 0 | 0.093624 | 0 | 0.093624 | 0 | 3.6517 | 2.7272 | 3.6517 | 2.7272
253144-Commercial Condensor Coil Cleaning (all units - savings at 50% of DEER) Com All CZ07 VintAll | 0.049789 | 0.019863 | 0.11985 | 153 | 459 | 0 | 0 | 0.064849 | 0 | 0.064849 | 0 | 0.054834 | 0 | 0.054834 | 0 | 1.8949 | 1.6648 | 1.8949 | 1.6648
253141-Commercial HVAC Diagnostic/Tune-up Com All CZ07 VintAll | 0.10843 | 0.043256 | 0.255 | 333.2 | 3332 | 0 | 0 | 0.10851 | 0 | 0.10851 | 0 | 0.10137 | 0 | 0.10137 | 0 | 3.7596 | 3.1818 | 3.7596 | 3.1818
253144-Commercial Condensor Coil Cleaning (all units - savings at 50% of DEER) Com All CZ07 VintAll | 0.033193 | 0.013242 | 0.0799 | 102 | 306 | 0 | 0 | 0.066617 | 0 | 0.066617 | 0 | 0.066617 | 0 | 0.066617 | 0 | 1.9423 | 1.9423 | 1.9423 | 1.9423
253141-Commercial HVAC Diagnostic/Tune-up Com All CZ07 VintAll | 0.32529 | 0.12977 | 0.765 | 999.6 | 9996 | 0 | 0 | 0.10851 | 0 | 0.10851 | 0 | 0.10137 | 0 | 0.10137 | 0 | 3.7596 | 3.1818 | 3.7596 | 3.1818
253144-Commercial Condensor Coil Cleaning (all units - savings at 50% of DEER) Com All CZ07 VintAll | 0.099579 | 0.039725 | 0.2397 | 306 | 918 | 0 | 0 | 0.066617 | 0 | 0.066617 | 0 | 0.066617 | 0 | 0.066617 | 0 | 1.9423 | 1.9423 | 1.9423 | 1.9423
253142-Commercial HVAC Diagnostic/Tune-up Com All CZ10 VintAll | 0.11839 | 0.047229 | 0.255 | 363.8 | 3638 | 0 | 0 | 0.10878 | 0 | 0.10878 | 0 | 0.10224 | 0 | 0.10224 | 0 | 4.0205 | 3.4025 | 4.0205 | 3.4025
253141-Commercial HVAC Diagnostic/Tune-up Com All CZ07 VintAll | 0.32529 | 0.12977 | 0.765 | 999.6 | 9996 | 0 | 0 | 0.11088 | 0 | 0.11088 | 0 | 0.1172 | 0 | 0.1172 | 0 | 4.0012 | 4.8261 | 4.0012 | 4.8261
253144-Commercial Condensor Coil Cleaning (all units - savings at 50% of DEER) Com All CZ07 VintAll | 0.16596 | 0.066209 | 0.3995 | 510 | 1530 | 0 | 0 | 0.058133 | 0 | 0.058133 | 0 | 0.01006 | 0 | 0.01006 | 0 | 1.7342 | 1.0791 | 1.7342 | 1.0791
253141-Commercial HVAC Diagnostic/Tune-up Com All CZ07 VintAll | 0.54215 | 0.21628 | 1.275 | 1666 | 16660 | 0 | 0 | 0.11107 | 0 | 0.11107 | 0 | 0.11842 | 0 | 0.11842 | 0 | 4.0212 | 5.0272 | 4.0212 | 5.0272
253144-Commercial Condensor Coil Cleaning (all units - savings at 50% of DEER) Com All CZ07 VintAll | 0.16596 | 0.066209 | 0.3995 | 510 | 1530 | 0 | 0 | 0.058133 | 0 | 0.058133 | 0 | 0.01006 | 0 | 0.01006 | 0 | 1.7342 | 1.0791 | 1.7342 | 1.0791
253144-Commercial Condensor Coil Cleaning (all units - savings at 50% of DEER) Com All CZ07 VintAll | 0.099579 | 0.039725 | 0.2397 | 306 | 918 | 0 | 0 | 0.057338 | 0 | 0.057338 | 0 | 0.0047576 | 0 | 0.0047576 | 0 | 1.7169 | 1.0359 | 1.7169 | 1.0359
253141-Commercial HVAC Diagnostic/Tune-up Com All CZ07 VintAll | 0.54215 | 0.21628 | 1.275 | 1666 | 16660 | 0 | 0 | 0.11107 | 0 | 0.11107 | 0 | 0.11842 | 0 | 0.11842 | 0 | 4.0212 | 5.0272 | 4.0212 | 5.0272
253144-Commercial Condensor Coil Cleaning (all units - savings at 50% of DEER) Com All CZ07 VintAll | 0.16596 | 0.066209 | 0.3995 | 510 | 1530 | 0 | 0 | 0.058133 | 0 | 0.058133 | 0 | 0.01006 | 0 | 0.01006 | 0 | 1.7342 | 1.0791 | 1.7342 | 1.0791
253141-Commercial HVAC Diagnostic/Tune-up Com All CZ07 VintAll | 0.54215 | 0.21628 | 1.275 | 1666 | 16660 | 0 | 0 | 0.11107 | 0 | 0.11107 | 0 | 0.11842 | 0 | 0.11842 | 0 | 4.0212 | 5.0272 | 4.0212 | 5.0272
253144-Commercial Condensor Coil Cleaning (all units - savings at 50% of DEER) Com All CZ07 VintAll | 0.16596 | 0.066209 | 0.3995 | 510 | 1530 | 0 | 0 | 0.058133 | 0 | 0.058133 | 0 | 0.01006 | 0 | 0.01006 | 0 | 1.7342 | 1.0791 | 1.7342 | 1.0791
253144-Commercial Condensor Coil Cleaning (all units - savings at 50% of DEER) Com All CZ07 VintAll | 0.16596 | 0.066209 | 0.3995 | 510 | 1530 | 0 | 0 | 0.058133 | 0 | 0.058133 | 0 | 0.01006 | 0 | 0.01006 | 0 | 1.7342 | 1.0791 | 1.7342 | 1.0791
253144-Commercial Condensor Coil Cleaning (all units - savings at 50% of DEER) Com All CZ07 VintAll | 0.16596 | 0.066209 | 0.3995 | 510 | 1530 | 0 | 0 | 0.058133 | 0 | 0.058133 | 0 | 0.01006 | 0 | 0.01006 | 0 | 1.7342 | 1.0791 | 1.7342 | 1.0791
253141-Commercial HVAC Diagnostic/Tune-up Com All CZ07 VintAll | 0.54215 | 0.21628 | 1.275 | 1666 | 16660 | 0 | 0 | 0.11107 | 0 | 0.11107 | 0 | 0.11842 | 0 | 0.11842 | 0 | 4.0212 | 5.0272 | 4.0212 | 5.0272
253141-Commercial HVAC Diagnostic/Tune-up Com All CZ07 VintAll | 0.37951 | 0.1514 | 0.8925 | 1166.2 | 11662 | 0 | 0 | 0.10497 | 0 | 0.10497 | 0 | 0.09501 | 0 | 0.09501 | 0 | 3.6363 | 2.9086 | 3.6363 | 2.9086
253141-Commercial HVAC Diagnostic/Tune-up Com All CZ07 VintAll | 0.37951 | 0.1514 | 0.8925 | 1166.2 | 11662 | 0 | 0 | 0.10497 | 0 | 0.10497 | 0 | 0.09501 | 0 | 0.09501 | 0 | 3.6363 | 2.9086 | 3.6363 | 2.9086
253141-Commercial HVAC Diagnostic/Tune-up Com All CZ07 VintAll | 0.21686 | 0.086513 | 0.51 | 666.4 | 6664 | 0 | 0 | 0.10851 | 0 | 0.10851 | 0 | 0.10137 | 0 | 0.10137 | 0 | 3.7596 | 3.1818 | 3.7596 | 3.1818
253144-Commercial Condensor Coil Cleaning (all units - savings at 50% of DEER) Com All CZ07 VintAll | 0.066386 | 0.026484 | 0.1598 | 204 | 612 | 0 | 0 | 0.066617 | 0 | 0.066617 | 0 | 0.066617 | 0 | 0.066617 | 0 | 1.9423 | 1.9423 | 1.9423 | 1.9423
253141-Commercial HVAC Diagnostic/Tune-up Com All CZ07 VintAll | 0.16265 | 0.064885 | 0.3825 | 499.8 | 4998 | 0 | 0 | 0.10735 | 0 | 0.10735 | 0 | 0.093624 | 0 | 0.093624 | 0 | 3.6517 | 2.7272 | 3.6517 | 2.7272
253144-Commercial Condensor Coil Cleaning (all units - savings at 50% of DEER) Com All CZ07 VintAll | 0.049789 | 0.019863 | 0.11985 | 153 | 459 | 0 | 0 | 0.064849 | 0 | 0.064849 | 0 | 0.054834 | 0 | 0.054834 | 0 | 1.8949 | 1.6648 | 1.8949 | 1.6648
253141-Commercial HVAC Diagnostic/Tune-up Com All CZ07 VintAll | 0.27108 | 0.10814 | 0.6375 | 833 | 8330 | 0 | 0 | 0.10851 | 0 | 0.10851 | 0 | 0.10137 | 0 | 0.10137 | 0 | 3.7596 | 3.1818 | 3.7596 | 3.1818
253144-Commercial Condensor Coil Cleaning (all units - savings at 50% of DEER) Com All CZ07 VintAll | 0.082982 | 0.033104 | 0.19975 | 255 | 765 | 0 | 0 | 0.066617 | 0 | 0.066617 | 0 | 0.066617 | 0 | 0.066617 | 0 | 1.9423 | 1.9423 | 1.9423 | 1.9423
253141-Commercial HVAC Diagnostic/Tune-up Com All CZ07 VintAll | 0.27108 | 0.10814 | 0.6375 | 833 | 8330 | 0 | 0 | 0.10851 | 0 | 0.10851 | 0 | 0.10137 | 0 | 0.10137 | 0 | 3.7596 | 3.1818 | 3.7596 | 3.1818
253144-Commercial Condensor Coil Cleaning (all units - savings at 50% of DEER) Com All CZ07 VintAll | 0.082982 | 0.033104 | 0.19975 | 255 | 765 | 0 | 0 | 0.066617 | 0 | 0.066617 | 0 | 0.066617 | 0 | 0.066617 | 0 | 1.9423 | 1.9423 | 1.9423 | 1.9423
253141-Commercial HVAC Diagnostic/Tune-up Com All CZ07 VintAll | 0.21686 | 0.086513 | 0.51 | 666.4 | 6664 | 0 | 0 | 0.10851 | 0 | 0.10851 | 0 | 0.10137 | 0 | 0.10137 | 0 | 3.7596 | 3.1818 | 3.7596 | 3.1818
253144-Commercial Condensor Coil Cleaning (all units - savings at 50% of DEER) Com All CZ07 VintAll | 0.066386 | 0.026484 | 0.1598 | 204 | 612 | 0 | 0 | 0.066617 | 0 | 0.066617 | 0 | 0.066617 | 0 | 0.066617 | 0 | 1.9423 | 1.9423 | 1.9423 | 1.9423
253141-Commercial HVAC Diagnostic/Tune-up Com All CZ07 VintAll | 0.10843 | 0.043256 | 0.255 | 333.2 | 3332 | 0 | 0 | 0.10677 | 0 | 0.10677 | 0 | 0.089753 | 0 | 0.089753 | 0 | 3.6001 | 2.5454 | 3.6001 | 2.5454
253144-Commercial Condensor Coil Cleaning (all units - savings at 50% of DEER) Com All CZ07 VintAll | 0.033193 | 0.013242 | 0.0799 | 102 | 306 | 0 | 0 | 0.063966 | 0 | 0.063966 | 0 | 0.048943 | 0 | 0.048943 | 0 | 1.8721 | 1.5538 | 1.8721 | 1.5538
253144-Commercial Condensor Coil Cleaning (all units - savings at 50% of DEER) Com All CZ07 VintAll | 0.066386 | 0.026484 | 0.1598 | 204 | 612 | 0 | 0 | 0.052825 | 0 | 0.052825 | 0 | 0.0047514 | 0 | 0.0047514 | 0 | 1.6672 | 1.0373 | 1.6672 | 1.0373
253144-Commercial Condensor Coil Cleaning (all units - savings at 50% of DEER) Com All CZ07 VintAll | 0.082982 | 0.033104 | 0.19975 | 255 | 765 | 0 | 0 | 0.052825 | 0 | 0.052825 | 0 | 0.0047514 | 0 | 0.0047514 | 0 | 1.6672 | 1.0373 | 1.6672 | 1.0373
253141-Commercial HVAC Diagnostic/Tune-up Com All CZ07 VintAll | 0.27108 | 0.10814 | 0.6375 | 833 | 8330 | 0 | 0 | 0.10803 | 0 | 0.10803 | 0 | 0.11538 | 0 | 0.11538 | 0 | 3.9386 | 4.9238 | 3.9386 | 4.9238
253144-Commercial Condensor Coil Cleaning (all units - savings at 50% of DEER) Com All CZ07 VintAll | 0.082982 | 0.033104 | 0.19975 | 255 | 765 | 0 | 0 | 0.052825 | 0 | 0.052825 | 0 | 0.0047514 | 0 | 0.0047514 | 0 | 1.6672 | 1.0373 | 1.6672 | 1.0373
253141-Commercial HVAC Diagnostic/Tune-up Com All CZ07 VintAll | 0.27108 | 0.10814 | 0.6375 | 833 | 8330 | 0 | 0 | 0.10803 | 0 | 0.10803 | 0 | 0.11538 | 0 | 0.11538 | 0 | 3.9386 | 4.9238 | 3.9386 | 4.9238
253144-Commercial Condensor Coil Cleaning (all units - savings at 50% of DEER) Com All CZ07 VintAll | 0.082982 | 0.033104 | 0.19975 | 255 | 765 | 0 | 0 | 0.052825 | 0 | 0.052825 | 0 | 0.0047514 | 0 | 0.0047514 | 0 | 1.6672 | 1.0373 | 1.6672 | 1.0373
253144-Commercial Condensor Coil Cleaning (all units - savings at 50% of DEER) Com All CZ07 VintAll | 0.082982 | 0.033104 | 0.19975 | 255 | 765 | 0 | 0 | 0.052825 | 0 | 0.052825 | 0 | 0.0047514 | 0 | 0.0047514 | 0 | 1.6672 | 1.0373 | 1.6672 | 1.0373
253144-Commercial Condensor Coil Cleaning (all units - savings at 50% of DEER) Com All CZ07 VintAll | 0.082982 | 0.033104 | 0.19975 | 255 | 765 | 0 | 0 | 0.052825 | 0 | 0.052825 | 0 | 0.0047514 | 0 | 0.0047514 | 0 | 1.6672 | 1.0373 | 1.6672 | 1.0373
253141-Commercial HVAC Diagnostic/Tune-up Com All CZ07 VintAll | 0.27108 | 0.10814 | 0.6375 | 833 | 8330 | 0 | 0 | 0.10803 | 0 | 0.10803 | 0 | 0.11538 | 0 | 0.11538 | 0 | 3.9386 | 4.9238 | 3.9386 | 4.9238
253144-Commercial Condensor Coil Cleaning (all units - savings at 50% of DEER) Com All CZ07 VintAll | 0.082982 | 0.033104 | 0.19975 | 255 | 765 | 0 | 0 | 0.052825 | 0 | 0.052825 | 0 | 0.0047514 | 0 | 0.0047514 | 0 | 1.6672 | 1.0373 | 1.6672 | 1.0373
253144-Commercial Condensor Coil Cleaning (all units - savings at 50% of DEER) Com All CZ07 VintAll | 0.082982 | 0.033104 | 0.19975 | 255 | 765 | 0 | 0 | 0.052825 | 0 | 0.052825 | 0 | 0.0047514 | 0 | 0.0047514 | 0 | 1.6672 | 1.0373 | 1.6672 | 1.0373
253141-Commercial HVAC Diagnostic/Tune-up Com All CZ07 VintAll | 0.27108 | 0.10814 | 0.6375 | 833 | 8330 | 0 | 0 | 0.10803 | 0 | 0.10803 | 0 | 0.11538 | 0 | 0.11538 | 0 | 3.9386 | 4.9238 | 3.9386 | 4.9238
253141-Commercial HVAC Diagnostic/Tune-up Com All CZ07 VintAll | 0.27108 | 0.10814 | 0.6375 | 833 | 8330 | 0 | 0 | 0.10803 | 0 | 0.10803 | 0 | 0.11538 | 0 | 0.11538 | 0 | 3.9386 | 4.9238 | 3.9386 | 4.9238
253141-Commercial HVAC Diagnostic/Tune-up Com All CZ07 VintAll | 0.16265 | 0.064885 | 0.3825 | 499.8 | 4998 | 0 | 0 | 0.10803 | 0 | 0.10803 | 0 | 0.11538 | 0 | 0.11538 | 0 | 3.9386 | 4.9238 | 3.9386 | 4.9238
253144-Commercial Condensor Coil Cleaning (all units - savings at 50% of DEER) Com All CZ07 VintAll | 0.049789 | 0.019863 | 0.11985 | 153 | 459 | 0 | 0 | 0.052825 | 0 | 0.052825 | 0 | 0.0047514 | 0 | 0.0047514 | 0 | 1.6672 | 1.0373 | 1.6672 | 1.0373
253141-Commercial HVAC Diagnostic/Tune-up Com All CZ07 VintAll | 0.27108 | 0.10814 | 0.6375 | 833 | 8330 | 0 | 0 | 0.10803 | 0 | 0.10803 | 0 | 0.11538 | 0 | 0.11538 | 0 | 3.9386 | 4.9238 | 3.9386 | 4.9238
253144-Commercial Condensor Coil Cleaning (all units - savings at 50% of DEER) Com All CZ07 VintAll | 0.082982 | 0.033104 | 0.19975 | 255 | 765 | 0 | 0 | 0.052825 | 0 | 0.052825 | 0 | 0.0047514 | 0 | 0.0047514 | 0 | 1.6672 | 1.0373 | 1.6672 | 1.0373
253141-Commercial HVAC Diagnostic/Tune-up Com All CZ07 VintAll | 0.21686 | 0.086513 | 0.51 | 666.4 | 6664 | 0 | 0 | 0.10803 | 0 | 0.10803 | 0 | 0.11538 | 0 | 0.11538 | 0 | 3.9386 | 4.9238 | 3.9386 | 4.9238
253144-Commercial Condensor Coil Cleaning (all units - savings at 50% of DEER) Com All CZ07 VintAll | 0.066386 | 0.026484 | 0.1598 | 204 | 612 | 0 | 0 | 0.052825 | 0 | 0.052825 | 0 | 0.0047514 | 0 | 0.0047514 | 0 | 1.6672 | 1.0373 | 1.6672 | 1.0373
253144-Commercial Condensor Coil Cleaning (all units - savings at 50% of DEER) Com All CZ07 VintAll | 0.082982 | 0.033104 | 0.19975 | 255 | 765 | 0 | 0 | 0.052825 | 0 | 0.052825 | 0 | 0.0047514 | 0 | 0.0047514 | 0 | 1.6672 | 1.0373 | 1.6672 | 1.0373
253144-Commercial Condensor Coil Cleaning (all units - savings at 50% of DEER) Com All CZ07 VintAll | 0.082982 | 0.033104 | 0.19975 | 255 | 765 | 0 | 0 | 0.052825 | 0 | 0.052825 | 0 | 0.0047514 | 0 | 0.0047514 | 0 | 1.6672 | 1.0373 | 1.6672 | 1.0373
253141-Commercial HVAC Diagnostic/Tune-up Com All CZ07 VintAll | 0.27108 | 0.10814 | 0.6375 | 833 | 8330 | 0 | 0 | 0.10803 | 0 | 0.10803 | 0 | 0.11538 | 0 | 0.11538 | 0 | 3.9386 | 4.9238 | 3.9386 | 4.9238
253144-Commercial Condensor Coil Cleaning (all units - savings at 50% of DEER) Com All CZ07 VintAll | 0.082982 | 0.033104 | 0.19975 | 255 | 765 | 0 | 0 | 0.052825 | 0 | 0.052825 | 0 | 0.0047514 | 0 | 0.0047514 | 0 | 1.6672 | 1.0373 | 1.6672 | 1.0373
253141-Commercial HVAC Diagnostic/Tune-up Com All CZ07 VintAll | 0.16265 | 0.064885 | 0.3825 | 499.8 | 4998 | 0 | 0 | 0.10803 | 0 | 0.10803 | 0 | 0.11538 | 0 | 0.11538 | 0 | 3.9386 | 4.9238 | 3.9386 | 4.9238
253144-Commercial Condensor Coil Cleaning (all units - savings at 50% of DEER) Com All CZ07 VintAll | 0.049789 | 0.019863 | 0.11985 | 153 | 459 | 0 | 0 | 0.052825 | 0 | 0.052825 | 0 | 0.0047514 | 0 | 0.0047514 | 0 | 1.6672 | 1.0373 | 1.6672 | 1.0373
253144-Commercial Condensor Coil Cleaning (all units - savings at 50% of DEER) Com All CZ07 VintAll | 0.082982 | 0.033104 | 0.19975 | 255 | 765 | 0 | 0 | 0.052825 | 0 | 0.052825 | 0 | 0.0047514 | 0 | 0.0047514 | 0 | 1.6672 | 1.0373 | 1.6672 | 1.0373
253141-Commercial HVAC Diagnostic/Tune-up Com All CZ07 VintAll | 0.27108 | 0.10814 | 0.6375 | 833 | 8330 | 0 | 0 | 0.10803 | 0 | 0.10803 | 0 | 0.11538 | 0 | 0.11538 | 0 | 3.9386 | 4.9238 | 3.9386 | 4.9238
253142-Commercial HVAC Diagnostic/Tune-up Com All CZ10 VintAll | 0.23678 | 0.094458 | 0.51 | 727.6 | 7276 | 0 | 0 | 0.10878 | 0 | 0.10878 | 0 | 0.10224 | 0 | 0.10224 | 0 | 4.0205 | 3.4025 | 4.0205 | 3.4025
253131-Economizer Repair Com All CZ07 Vint04 | 1.0746 | 0.4287 | 0.01785 | 3302.25 | 16511.25 | 0 | 0 | 0.11619 | 0 | 0.11619 | 0 | 0.11526 | 0 | 0.11526 | 0 | 6.5838 | 6.3011 | 6.5838 | 6.3011
253131-Economizer Repair Com All CZ07 Vint04 | 1.0746 | 0.4287 | 0.01785 | 3302.25 | 16511.25 | 0 | 0 | 0.11619 | 0 | 0.11619 | 0 | 0.11526 | 0 | 0.11526 | 0 | 6.5838 | 6.3011 | 6.5838 | 6.3011
253131-Economizer Repair Com All CZ07 Vint04 | 0.61407 | 0.24497 | 0.0102 | 1887 | 9435 | 0 | 0 | 0.11641 | 0 | 0.11641 | 0 | 0.11671 | 0 | 0.11671 | 0 | 6.6533 | 6.7512 | 6.6533 | 6.7512
253131-Economizer Repair Com All CZ07 Vint04 | 2.4563 | 0.97989 | 0.0408 | 7548 | 37740 | 0 | 0 | 0.11641 | 0 | 0.11641 | 0 | 0.11671 | 0 | 0.11671 | 0 | 6.6533 | 6.7512 | 6.6533 | 6.7512
253131-Economizer Repair Com All CZ07 Vint04 | 2.4563 | 0.97989 | 0.0408 | 7548 | 37740 | 0 | 0 | 0.11641 | 0 | 0.11641 | 0 | 0.11671 | 0 | 0.11671 | 0 | 6.6533 | 6.7512 | 6.6533 | 6.7512
253129-Economizer Repair Com All CZ07 Vint01 | 1.2198 | 0.48663 | 0.10583 | 3748.5 | 18742.5 | 0 | 0 | 0.098129 | 0 | 0.098129 | 0 | 0.098692 | 0 | 0.098692 | 0 | 3.5244 | 3.5763 | 3.5244 | 3.5763
253131-Economizer Repair Com All CZ07 Vint04 | 2.4563 | 0.97989 | 0.0408 | 7548 | 37740 | 0 | 0 | 0.11641 | 0 | 0.11641 | 0 | 0.11671 | 0 | 0.11671 | 0 | 6.6533 | 6.7512 | 6.6533 | 6.7512
253131-Economizer Repair Com All CZ07 Vint04 | 2.4563 | 0.97989 | 0.0408 | 7548 | 37740 | 0 | 0 | 0.11641 | 0 | 0.11641 | 0 | 0.11671 | 0 | 0.11671 | 0 | 6.6533 | 6.7512 | 6.6533 | 6.7512
253131-Economizer Repair Com All CZ07 Vint04 | 0.46055 | 0.18373 | 0.00765 | 1415.25 | 7076.25 | 0 | 0 | 0.11641 | 0 | 0.11641 | 0 | 0.11671 | 0 | 0.11671 | 0 | 6.6533 | 6.7512 | 6.6533 | 6.7512
253129-Economizer Repair Com All CZ07 Vint01 | 0.81323 | 0.32442 | 0.07055 | 2499 | 12495 | 0 | 0 | 0.098129 | 0 | 0.098129 | 0 | 0.098692 | 0 | 0.098692 | 0 | 3.5244 | 3.5763 | 3.5244 | 3.5763
253129-Economizer Repair Com All CZ07 Vint01 | 0.81323 | 0.32442 | 0.07055 | 2499 | 12495 | 0 | 0 | 0.098129 | 0 | 0.098129 | 0 | 0.098692 | 0 | 0.098692 | 0 | 3.5244 | 3.5763 | 3.5244 | 3.5763
253129-Economizer Repair Com All CZ07 Vint01 | 0.81323 | 0.32442 | 0.07055 | 2499 | 12495 | 0 | 0 | 0.098129 | 0 | 0.098129 | 0 | 0.098692 | 0 | 0.098692 | 0 | 3.5244 | 3.5763 | 3.5244 | 3.5763
253129-Economizer Repair Com All CZ07 Vint01 | 0.81323 | 0.32442 | 0.07055 | 2499 | 12495 | 0 | 0 | 0.098129 | 0 | 0.098129 | 0 | 0.098692 | 0 | 0.098692 | 0 | 3.5244 | 3.5763 | 3.5244 | 3.5763
253129-Economizer Repair Com All CZ07 Vint01 | 0.81323 | 0.32442 | 0.07055 | 2499 | 12495 | 0 | 0 | 0.098129 | 0 | 0.098129 | 0 | 0.098692 | 0 | 0.098692 | 0 | 3.5244 | 3.5763 | 3.5244 | 3.5763
253135-Economizer Repair Com All CZ10 Vint04 | 4.2791 | 1.7071 | 0.0476 | 13149.5 | 65747.5 | 0 | 0 | 0.11114 | 0 | 0.11114 | 0 | 0.11152 | 0 | 0.11152 | 0 | 5.2986 | 5.3766 | 5.2986 | 5.3766
253135-Economizer Repair Com All CZ10 Vint04 | 3.301 | 1.3169 | 0.03672 | 10143.9 | 50719.5 | 0 | 0 | 0.11107 | 0 | 0.11107 | 0 | 0.11105 | 0 | 0.11105 | 0 | 5.2842 | 5.2789 | 5.2842 | 5.2789
253135-Economizer Repair Com All CZ10 Vint04 | 4.2791 | 1.7071 | 0.0476 | 13149.5 | 65747.5 | 0 | 0 | 0.11114 | 0 | 0.11114 | 0 | 0.11152 | 0 | 0.11152 | 0 | 5.2986 | 5.3766 | 5.2986 | 5.3766
253135-Economizer Repair Com All CZ10 Vint04 | 2.0784 | 0.82915 | 0.02312 | 6386.9 | 31934.5 | 0 | 0 | 0.11114 | 0 | 0.11114 | 0 | 0.11152 | 0 | 0.11152 | 0 | 5.2986 | 5.3766 | 5.2986 | 5.3766
253135-Economizer Repair Com All CZ10 Vint04 | 3.301 | 1.3169 | 0.03672 | 10143.9 | 50719.5 | 0 | 0 | 0.11107 | 0 | 0.11107 | 0 | 0.11105 | 0 | 0.11105 | 0 | 5.2842 | 5.2789 | 5.2842 | 5.2789
253135-Economizer Repair Com All CZ10 Vint04 | 4.2791 | 1.7071 | 0.0476 | 13149.5 | 65747.5 | 0 | 0 | 0.11114 | 0 | 0.11114 | 0 | 0.11152 | 0 | 0.11152 | 0 | 5.2986 | 5.3766 | 5.2986 | 5.3766
253135-Economizer Repair Com All CZ10 Vint04 | 4.2791 | 1.7071 | 0.0476 | 13149.5 | 65747.5 | 0 | 0 | 0.11114 | 0 | 0.11114 | 0 | 0.11152 | 0 | 0.11152 | 0 | 5.2986 | 5.3766 | 5.2986 | 5.3766
253135-Economizer Repair Com All CZ10 Vint04 | 3.301 | 1.3169 | 0.03672 | 10143.9 | 50719.5 | 0 | 0 | 0.11107 | 0 | 0.11107 | 0 | 0.11105 | 0 | 0.11105 | 0 | 5.2842 | 5.2789 | 5.2842 | 5.2789
253135-Economizer Repair Com All CZ10 Vint04 | 4.2791 | 1.7071 | 0.0476 | 13149.5 | 65747.5 | 0 | 0 | 0.11114 | 0 | 0.11114 | 0 | 0.11152 | 0 | 0.11152 | 0 | 5.2986 | 5.3766 | 5.2986 | 5.3766
253132-Economizer Repair Com All CZ07 Vint05 | 1.4605 | 0.58264 | 0.02346 | 4488 | 22440 | 0 | 0 | 0.11087 | 0 | 0.11087 | 0 | 0.11034 | 0 | 0.11034 | 0 | 5.2424 | 5.1382 | 5.2424 | 5.1382
253132-Economizer Repair Com All CZ07 Vint05 | 1.4605 | 0.58264 | 0.02346 | 4488 | 22440 | 0 | 0 | 0.11087 | 0 | 0.11087 | 0 | 0.11034 | 0 | 0.11034 | 0 | 5.2424 | 5.1382 | 5.2424 | 5.1382
253132-Economizer Repair Com All CZ07 Vint05 | 1.4605 | 0.58264 | 0.02346 | 4488 | 22440 | 0 | 0 | 0.11087 | 0 | 0.11087 | 0 | 0.11034 | 0 | 0.11034 | 0 | 5.2424 | 5.1382 | 5.2424 | 5.1382
253132-Economizer Repair Com All CZ07 Vint05 | 0.36512 | 0.14566 | 0.005865 | 1122 | 5610 | 0 | 0 | 0.11103 | 0 | 0.11103 | 0 | 0.1114 | 0 | 0.1114 | 0 | 5.2747 | 5.3523 | 5.2747 | 5.3523
253132-Economizer Repair Com All CZ07 Vint05 | 1.2171 | 0.48553 | 0.01955 | 3740 | 18700 | 0 | 0 | 0.11103 | 0 | 0.11103 | 0 | 0.1114 | 0 | 0.1114 | 0 | 5.2747 | 5.3523 | 5.2747 | 5.3523
253132-Economizer Repair Com All CZ07 Vint05 | 1.4605 | 0.58264 | 0.02346 | 4488 | 22440 | 0 | 0 | 0.11087 | 0 | 0.11087 | 0 | 0.11034 | 0 | 0.11034 | 0 | 5.2424 | 5.1382 | 5.2424 | 5.1382
253132-Economizer Repair Com All CZ07 Vint05 | 0.85195 | 0.33987 | 0.013685 | 2618 | 13090 | 0 | 0 | 0.11075 | 0 | 0.11075 | 0 | 0.10958 | 0 | 0.10958 | 0 | 5.2196 | 4.9955 | 5.2196 | 4.9955
253132-Economizer Repair Com All CZ07 Vint05 | 1.4605 | 0.58264 | 0.02346 | 4488 | 22440 | 0 | 0 | 0.11087 | 0 | 0.11087 | 0 | 0.11034 | 0 | 0.11034 | 0 | 5.2424 | 5.1382 | 5.2424 | 5.1382
253132-Economizer Repair Com All CZ07 Vint05 | 1.4605 | 0.58264 | 0.02346 | 4488 | 22440 | 0 | 0 | 0.11087 | 0 | 0.11087 | 0 | 0.11034 | 0 | 0.11034 | 0 | 5.2424 | 5.1382 | 5.2424 | 5.1382
253132-Economizer Repair Com All CZ07 Vint05 | 1.4605 | 0.58264 | 0.02346 | 4488 | 22440 | 0 | 0 | 0.11087 | 0 | 0.11087 | 0 | 0.11034 | 0 | 0.11034 | 0 | 5.2424 | 5.1382 | 5.2424 | 5.1382
253132-Economizer Repair Com All CZ07 Vint05 | 0.73024 | 0.29132 | 0.01173 | 2244 | 11220 | 0 | 0 | 0.11071 | 0 | 0.11071 | 0 | 0.10927 | 0 | 0.10927 | 0 | 5.2105 | 4.9406 | 5.2105 | 4.9406
253132-Economizer Repair Com All CZ07 Vint05 | 1.4605 | 0.58264 | 0.02346 | 4488 | 22440 | 0 | 0 | 0.11087 | 0 | 0.11087 | 0 | 0.11034 | 0 | 0.11034 | 0 | 5.2424 | 5.1382 | 5.2424 | 5.1382
253132-Economizer Repair Com All CZ07 Vint05 | 1.4605 | 0.58264 | 0.02346 | 4488 | 22440 | 0 | 0 | 0.11087 | 0 | 0.11087 | 0 | 0.11034 | 0 | 0.11034 | 0 | 5.2424 | 5.1382 | 5.2424 | 5.1382
253132-Economizer Repair Com All CZ07 Vint05 | 0.85195 | 0.33987 | 0.013685 | 2618 | 13090 | 0 | 0 | 0.11075 | 0 | 0.11075 | 0 | 0.10958 | 0 | 0.10958 | 0 | 5.2196 | 4.9955 | 5.2196 | 4.9955
253132-Economizer Repair Com All CZ07 Vint05 | 0.97366 | 0.38842 | 0.01564 | 2992 | 14960 | 0 | 0 | 0.11079 | 0 | 0.11079 | 0 | 0.1098 | 0 | 0.1098 | 0 | 5.2264 | 5.0375 | 5.2264 | 5.0375
253131-Economizer Repair Com All CZ07 Vint04 | 0.61407 | 0.24497 | 0.0102 | 1887 | 9435 | 0 | 0 | 0.11641 | 0 | 0.11641 | 0 | 0.11671 | 0 | 0.11671 | 0 | 6.6533 | 6.7512 | 6.6533 | 6.7512
253131-Economizer Repair Com All CZ07 Vint04 | 0.61407 | 0.24497 | 0.0102 | 1887 | 9435 | 0 | 0 | 0.11641 | 0 | 0.11641 | 0 | 0.11671 | 0 | 0.11671 | 0 | 6.6533 | 6.7512 | 6.6533 | 6.7512
253131-Economizer Repair Com All CZ07 Vint04 | 0.61407 | 0.24497 | 0.0102 | 1887 | 9435 | 0 | 0 | 0.11641 | 0 | 0.11641 | 0 | 0.11671 | 0 | 0.11671 | 0 | 6.6533 | 6.7512 | 6.6533 | 6.7512
253131-Economizer Repair Com All CZ07 Vint04 | 0.46055 | 0.18373 | 0.00765 | 1415.25 | 7076.25 | 0 | 0 | 0.11641 | 0 | 0.11641 | 0 | 0.11671 | 0 | 0.11671 | 0 | 6.6533 | 6.7512 | 6.6533 | 6.7512
253131-Economizer Repair Com All CZ07 Vint04 | 0.61407 | 0.24497 | 0.0102 | 1887 | 9435 | 0 | 0 | 0.11641 | 0 | 0.11641 | 0 | 0.11671 | 0 | 0.11671 | 0 | 6.6533 | 6.7512 | 6.6533 | 6.7512
253131-Economizer Repair Com All CZ07 Vint04 | 0.76759 | 0.30622 | 0.01275 | 2358.75 | 11793.75 | 0 | 0 | 0.11641 | 0 | 0.11641 | 0 | 0.11671 | 0 | 0.11671 | 0 | 6.6533 | 6.7512 | 6.6533 | 6.7512
253131-Economizer Repair Com All CZ07 Vint04 | 0.61407 | 0.24497 | 0.0102 | 1887 | 9435 | 0 | 0 | 0.11641 | 0 | 0.11641 | 0 | 0.11671 | 0 | 0.11671 | 0 | 6.6533 | 6.7512 | 6.6533 | 6.7512
253131-Economizer Repair Com All CZ07 Vint04 | 0.61407 | 0.24497 | 0.0102 | 1887 | 9435 | 0 | 0 | 0.11641 | 0 | 0.11641 | 0 | 0.11671 | 0 | 0.11671 | 0 | 6.6533 | 6.7512 | 6.6533 | 6.7512
253131-Economizer Repair Com All CZ07 Vint04 | 0.61407 | 0.24497 | 0.0102 | 1887 | 9435 | 0 | 0 | 0.11641 | 0 | 0.11641 | 0 | 0.11671 | 0 | 0.11671 | 0 | 6.6533 | 6.7512 | 6.6533 | 6.7512
253131-Economizer Repair Com All CZ07 Vint04 | 0.61407 | 0.24497 | 0.0102 | 1887 | 9435 | 0 | 0 | 0.11641 | 0 | 0.11641 | 0 | 0.11671 | 0 | 0.11671 | 0 | 6.6533 | 6.7512 | 6.6533 | 6.7512
253135-Economizer Repair Com All CZ10 Vint04 | 2.4452 | 0.97548 | 0.0272 | 7514 | 37570 | 0 | 0 | 0.11114 | 0 | 0.11114 | 0 | 0.11152 | 0 | 0.11152 | 0 | 5.2986 | 5.3766 | 5.2986 | 5.3766
253135-Economizer Repair Com All CZ10 Vint04 | 2.4452 | 0.97548 | 0.0272 | 7514 | 37570 | 0 | 0 | 0.11114 | 0 | 0.11114 | 0 | 0.11152 | 0 | 0.11152 | 0 | 5.2986 | 5.3766 | 5.2986 | 5.3766
253135-Economizer Repair Com All CZ10 Vint04 | 2.4452 | 0.97548 | 0.0272 | 7514 | 37570 | 0 | 0 | 0.11114 | 0 | 0.11114 | 0 | 0.11152 | 0 | 0.11152 | 0 | 5.2986 | 5.3766 | 5.2986 | 5.3766
253133-Economizer Repair Com All CZ10 Vint01 | 0.28629 | 0.11421 | 0.006375 | 879.75 | 4398.75 | 0 | 0 | 0.081791 | 0 | 0.081791 | 0 | 0.082592 | 0 | 0.082592 | 0 | 2.4815 | 2.518 | 2.4815 | 2.518
253133-Economizer Repair Com All CZ10 Vint01 | 0.57258 | 0.22842 | 0.01275 | 1759.5 | 8797.5 | 0 | 0 | 0.081791 | 0 | 0.081791 | 0 | 0.082592 | 0 | 0.082592 | 0 | 2.4815 | 2.518 | 2.4815 | 2.518
253131-Economizer Repair Com All CZ07 Vint04 | 0.46055 | 0.18373 | 0.00765 | 1415.25 | 7076.25 | 0 | 0 | 0.11641 | 0 | 0.11641 | 0 | 0.11671 | 0 | 0.11671 | 0 | 6.6533 | 6.7512 | 6.6533 | 6.7512
253131-Economizer Repair Com All CZ07 Vint04 | 0.46055 | 0.18373 | 0.00765 | 1415.25 | 7076.25 | 0 | 0 | 0.11641 | 0 | 0.11641 | 0 | 0.11671 | 0 | 0.11671 | 0 | 6.6533 | 6.7512 | 6.6533 | 6.7512
253131-Economizer Repair Com All CZ07 Vint04 | 0.46055 | 0.18373 | 0.00765 | 1415.25 | 7076.25 | 0 | 0 | 0.11641 | 0 | 0.11641 | 0 | 0.11671 | 0 | 0.11671 | 0 | 6.6533 | 6.7512 | 6.6533 | 6.7512
253131-Economizer Repair Com All CZ07 Vint04 | 0.46055 | 0.18373 | 0.00765 | 1415.25 | 7076.25 | 0 | 0 | 0.11641 | 0 | 0.11641 | 0 | 0.11671 | 0 | 0.11671 | 0 | 6.6533 | 6.7512 | 6.6533 | 6.7512
253131-Economizer Repair Com All CZ07 Vint04 | 0.46055 | 0.18373 | 0.00765 | 1415.25 | 7076.25 | 0 | 0 | 0.11641 | 0 | 0.11641 | 0 | 0.11671 | 0 | 0.11671 | 0 | 6.6533 | 6.7512 | 6.6533 | 6.7512
253131-Economizer Repair Com All CZ07 Vint04 | 0.46055 | 0.18373 | 0.00765 | 1415.25 | 7076.25 | 0 | 0 | 0.11641 | 0 | 0.11641 | 0 | 0.11671 | 0 | 0.11671 | 0 | 6.6533 | 6.7512 | 6.6533 | 6.7512
253131-Economizer Repair Com All CZ07 Vint04 | 0.46055 | 0.18373 | 0.00765 | 1415.25 | 7076.25 | 0 | 0 | 0.11641 | 0 | 0.11641 | 0 | 0.11671 | 0 | 0.11671 | 0 | 6.6533 | 6.7512 | 6.6533 | 6.7512
253131-Economizer Repair Com All CZ07 Vint04 | 0.46055 | 0.18373 | 0.00765 | 1415.25 | 7076.25 | 0 | 0 | 0.11641 | 0 | 0.11641 | 0 | 0.11671 | 0 | 0.11671 | 0 | 6.6533 | 6.7512 | 6.6533 | 6.7512
253131-Economizer Repair Com All CZ07 Vint04 | 0.46055 | 0.18373 | 0.00765 | 1415.25 | 7076.25 | 0 | 0 | 0.11641 | 0 | 0.11641 | 0 | 0.11671 | 0 | 0.11671 | 0 | 6.6533 | 6.7512 | 6.6533 | 6.7512
253131-Economizer Repair Com All CZ07 Vint04 | 0.46055 | 0.18373 | 0.00765 | 1415.25 | 7076.25 | 0 | 0 | 0.11641 | 0 | 0.11641 | 0 | 0.11671 | 0 | 0.11671 | 0 | 6.6533 | 6.7512 | 6.6533 | 6.7512
253131-Economizer Repair Com All CZ07 Vint04 | 0.46055 | 0.18373 | 0.00765 | 1415.25 | 7076.25 | 0 | 0 | 0.11641 | 0 | 0.11641 | 0 | 0.11671 | 0 | 0.11671 | 0 | 6.6533 | 6.7512 | 6.6533 | 6.7512
253131-Economizer Repair Com All CZ07 Vint04 | 0.61407 | 0.24497 | 0.0102 | 1887 | 9435 | 0 | 0 | 0.11641 | 0 | 0.11641 | 0 | 0.11671 | 0 | 0.11671 | 0 | 6.6533 | 6.7512 | 6.6533 | 6.7512
253131-Economizer Repair Com All CZ07 Vint04 | 1.2281 | 0.48994 | 0.0204 | 3774 | 18870 | 0 | 0 | 0.11641 | 0 | 0.11641 | 0 | 0.11671 | 0 | 0.11671 | 0 | 6.6533 | 6.7512 | 6.6533 | 6.7512
253131-Economizer Repair Com All CZ07 Vint04 | 2.3028 | 0.91865 | 0.03825 | 7076.25 | 35381.25 | 0 | 0 | 0.11641 | 0 | 0.11641 | 0 | 0.11671 | 0 | 0.11671 | 0 | 6.6533 | 6.7512 | 6.6533 | 6.7512
253131-Economizer Repair Com All CZ07 Vint04 | 2.3028 | 0.91865 | 0.03825 | 7076.25 | 35381.25 | 0 | 0 | 0.11641 | 0 | 0.11641 | 0 | 0.11671 | 0 | 0.11671 | 0 | 6.6533 | 6.7512 | 6.6533 | 6.7512
253129-Economizer Repair Com All CZ07 Vint01 | 0.40661 | 0.16221 | 0.035275 | 1249.5 | 6247.5 | 0 | 0 | 0.098129 | 0 | 0.098129 | 0 | 0.098692 | 0 | 0.098692 | 0 | 3.5244 | 3.5763 | 3.5244 | 3.5763
253129-Economizer Repair Com All CZ07 Vint01 | 1.4638 | 0.58396 | 0.12699 | 4498.2 | 22491 | 0 | 0 | 0.098129 | 0 | 0.098129 | 0 | 0.098692 | 0 | 0.098692 | 0 | 3.5244 | 3.5763 | 3.5244 | 3.5763
253135-Economizer Repair Com All CZ10 Vint04 | 3.301 | 1.3169 | 0.03672 | 10143.9 | 50719.5 | 0 | 0 | 0.11107 | 0 | 0.11107 | 0 | 0.11105 | 0 | 0.11105 | 0 | 5.2842 | 5.2789 | 5.2842 | 5.2789
253135-Economizer Repair Com All CZ10 Vint04 | 2.4452 | 0.97548 | 0.0272 | 7514 | 37570 | 0 | 0 | 0.11114 | 0 | 0.11114 | 0 | 0.11152 | 0 | 0.11152 | 0 | 5.2986 | 5.3766 | 5.2986 | 5.3766
253135-Economizer Repair Com All CZ10 Vint04 | 4.2791 | 1.7071 | 0.0476 | 13149.5 | 65747.5 | 0 | 0 | 0.11114 | 0 | 0.11114 | 0 | 0.11152 | 0 | 0.11152 | 0 | 5.2986 | 5.3766 | 5.2986 | 5.3766
253135-Economizer Repair Com All CZ10 Vint04 | 3.6678 | 1.4632 | 0.0408 | 11271 | 56355 | 0 | 0 | 0.11114 | 0 | 0.11114 | 0 | 0.11152 | 0 | 0.11152 | 0 | 5.2986 | 5.3766 | 5.2986 | 5.3766
253135-Economizer Repair Com All CZ10 Vint04 | 3.301 | 1.3169 | 0.03672 | 10143.9 | 50719.5 | 0 | 0 | 0.11107 | 0 | 0.11107 | 0 | 0.11105 | 0 | 0.11105 | 0 | 5.2842 | 5.2789 | 5.2842 | 5.2789
253135-Economizer Repair Com All CZ10 Vint04 | 3.6678 | 1.4632 | 0.0408 | 11271 | 56355 | 0 | 0 | 0.11114 | 0 | 0.11114 | 0 | 0.11152 | 0 | 0.11152 | 0 | 5.2986 | 5.3766 | 5.2986 | 5.3766
253131-Economizer Repair Com All CZ07 Vint04 | 1.5352 | 0.61243 | 0.0255 | 4717.5 | 23587.5 | 0 | 0 | 0.11641 | 0 | 0.11641 | 0 | 0.11671 | 0 | 0.11671 | 0 | 6.6533 | 6.7512 | 6.6533 | 6.7512
253135-Economizer Repair Com All CZ10 Vint04 | 0.6113 | 0.24387 | 0.0068 | 1878.5 | 9392.5 | 0 | 0 | 0.11114 | 0 | 0.11114 | 0 | 0.11152 | 0 | 0.11152 | 0 | 5.2986 | 5.3766 | 5.2986 | 5.3766
253132-Economizer Repair Com All CZ07 Vint05 | 0.48683 | 0.19421 | 0.00782 | 1496 | 7480 | 0 | 0 | 0.11103 | 0 | 0.11103 | 0 | 0.1114 | 0 | 0.1114 | 0 | 5.2747 | 5.3523 | 5.2747 | 5.3523
253131-Economizer Repair Com All CZ07 Vint04 | 0.61407 | 0.24497 | 0.0102 | 1887 | 9435 | 0 | 0 | 0.11641 | 0 | 0.11641 | 0 | 0.11671 | 0 | 0.11671 | 0 | 6.6533 | 6.7512 | 6.6533 | 6.7512
253131-Economizer Repair Com All CZ07 Vint04 | 0.61407 | 0.24497 | 0.0102 | 1887 | 9435 | 0 | 0 | 0.11641 | 0 | 0.11641 | 0 | 0.11671 | 0 | 0.11671 | 0 | 6.6533 | 6.7512 | 6.6533 | 6.7512
253131-Economizer Repair Com All CZ07 Vint04 | 0.61407 | 0.24497 | 0.0102 | 1887 | 9435 | 0 | 0 | 0.11641 | 0 | 0.11641 | 0 | 0.11671 | 0 | 0.11671 | 0 | 6.6533 | 6.7512 | 6.6533 | 6.7512
253131-Economizer Repair Com All CZ07 Vint04 | 0.61407 | 0.24497 | 0.0102 | 1887 | 9435 | 0 | 0 | 0.11641 | 0 | 0.11641 | 0 | 0.11671 | 0 | 0.11671 | 0 | 6.6533 | 6.7512 | 6.6533 | 6.7512
253131-Economizer Repair Com All CZ07 Vint04 | 0.61407 | 0.24497 | 0.0102 | 1887 | 9435 | 0 | 0 | 0.11641 | 0 | 0.11641 | 0 | 0.11671 | 0 | 0.11671 | 0 | 6.6533 | 6.7512 | 6.6533 | 6.7512
253136-Economizer Repair Com All CZ10 Vint05 | 1.5808 | 0.63064 | 0.021675 | 4857.75 | 24288.75 | 0 | 0 | 0.107 | 0 | 0.107 | 0 | 0.10744 | 0 | 0.10744 | 0 | 4.5674 | 4.6346 | 4.5674 | 4.6346
253136-Economizer Repair Com All CZ10 Vint05 | 0.42155 | 0.16817 | 0.00578 | 1295.4 | 6477 | 0 | 0 | 0.107 | 0 | 0.107 | 0 | 0.10744 | 0 | 0.10744 | 0 | 4.5674 | 4.6346 | 4.5674 | 4.6346
253136-Economizer Repair Com All CZ10 Vint05 | 0.52694 | 0.21021 | 0.007225 | 1619.25 | 8096.25 | 0 | 0 | 0.107 | 0 | 0.107 | 0 | 0.10744 | 0 | 0.10744 | 0 | 4.5674 | 4.6346 | 4.5674 | 4.6346
253136-Economizer Repair Com All CZ10 Vint05 | 1.5808 | 0.63064 | 0.021675 | 4857.75 | 24288.75 | 0 | 0 | 0.107 | 0 | 0.107 | 0 | 0.10744 | 0 | 0.10744 | 0 | 4.5674 | 4.6346 | 4.5674 | 4.6346
253132-Economizer Repair Com All CZ07 Vint05 | 0.73024 | 0.29132 | 0.01173 | 2244 | 11220 | 0 | 0 | 0.11071 | 0 | 0.11071 | 0 | 0.10927 | 0 | 0.10927 | 0 | 5.2105 | 4.9406 | 5.2105 | 4.9406
253132-Economizer Repair Com All CZ07 Vint05 | 0.73024 | 0.29132 | 0.01173 | 2244 | 11220 | 0 | 0 | 0.11071 | 0 | 0.11071 | 0 | 0.10927 | 0 | 0.10927 | 0 | 5.2105 | 4.9406 | 5.2105 | 4.9406
253129-Economizer Repair Com All CZ07 Vint01 | 1.2198 | 0.48663 | 0.10583 | 3748.5 | 18742.5 | 0 | 0 | 0.098129 | 0 | 0.098129 | 0 | 0.098692 | 0 | 0.098692 | 0 | 3.5244 | 3.5763 | 3.5244 | 3.5763
253129-Economizer Repair Com All CZ07 Vint01 | 0.56926 | 0.2271 | 0.049385 | 1749.3 | 8746.5 | 0 | 0 | 0.097718 | 0 | 0.097718 | 0 | 0.095956 | 0 | 0.095956 | 0 | 3.4876 | 3.3379 | 3.4876 | 3.3379
253129-Economizer Repair Com All CZ07 Vint01 | 1.6265 | 0.64885 | 0.1411 | 4998 | 24990 | 0 | 0 | 0.098129 | 0 | 0.098129 | 0 | 0.098692 | 0 | 0.098692 | 0 | 3.5244 | 3.5763 | 3.5244 | 3.5763
253132-Economizer Repair Com All CZ07 Vint05 | 2.3124 | 0.92251 | 0.037145 | 7106 | 35530 | 0 | 0 | 0.11103 | 0 | 0.11103 | 0 | 0.1114 | 0 | 0.1114 | 0 | 5.2747 | 5.3523 | 5.2747 | 5.3523
253132-Economizer Repair Com All CZ07 Vint05 | 1.8256 | 0.7283 | 0.029325 | 5610 | 28050 | 0 | 0 | 0.1109 | 0 | 0.1109 | 0 | 0.11055 | 0 | 0.11055 | 0 | 5.2488 | 5.1797 | 5.2488 | 5.1797
253132-Economizer Repair Com All CZ07 Vint05 | 2.3124 | 0.92251 | 0.037145 | 7106 | 35530 | 0 | 0 | 0.11103 | 0 | 0.11103 | 0 | 0.1114 | 0 | 0.1114 | 0 | 5.2747 | 5.3523 | 5.2747 | 5.3523
253136-Economizer Repair Com All CZ10 Vint05 | 1.5808 | 0.63064 | 0.021675 | 4857.75 | 24288.75 | 0 | 0 | 0.107 | 0 | 0.107 | 0 | 0.10744 | 0 | 0.10744 | 0 | 4.5674 | 4.6346 | 4.5674 | 4.6346
253136-Economizer Repair Com All CZ10 Vint05 | 1.4754 | 0.5886 | 0.02023 | 4533.9 | 22669.5 | 0 | 0 | 0.10685 | 0 | 0.10685 | 0 | 0.10638 | 0 | 0.10638 | 0 | 4.5434 | 4.4748 | 4.5434 | 4.4748
253136-Economizer Repair Com All CZ10 Vint05 | 1.4754 | 0.5886 | 0.02023 | 4533.9 | 22669.5 | 0 | 0 | 0.10685 | 0 | 0.10685 | 0 | 0.10638 | 0 | 0.10638 | 0 | 4.5434 | 4.4748 | 4.5434 | 4.4748
253131-Economizer Repair Com All CZ07 Vint04 | 0.61407 | 0.24497 | 0.0102 | 1887 | 9435 | 0 | 0 | 0.11641 | 0 | 0.11641 | 0 | 0.11671 | 0 | 0.11671 | 0 | 6.6533 | 6.7512 | 6.6533 | 6.7512
253131-Economizer Repair Com All CZ07 Vint04 | 0.46055 | 0.18373 | 0.00765 | 1415.25 | 7076.25 | 0 | 0 | 0.11641 | 0 | 0.11641 | 0 | 0.11671 | 0 | 0.11671 | 0 | 6.6533 | 6.7512 | 6.6533 | 6.7512
253131-Economizer Repair Com All CZ07 Vint04 | 0.9211 | 0.36746 | 0.0153 | 2830.5 | 14152.5 | 0 | 0 | 0.11641 | 0 | 0.11641 | 0 | 0.11671 | 0 | 0.11671 | 0 | 6.6533 | 6.7512 | 6.6533 | 6.7512
253131-Economizer Repair Com All CZ07 Vint04 | 3.0703 | 1.2249 | 0.051 | 9435 | 47175 | 0 | 0 | 0.11641 | 0 | 0.11641 | 0 | 0.11671 | 0 | 0.11671 | 0 | 6.6533 | 6.7512 | 6.6533 | 6.7512
253131-Economizer Repair Com All CZ07 Vint04 | 3.0703 | 1.2249 | 0.051 | 9435 | 47175 | 0 | 0 | 0.11641 | 0 | 0.11641 | 0 | 0.11671 | 0 | 0.11671 | 0 | 6.6533 | 6.7512 | 6.6533 | 6.7512
253131-Economizer Repair Com All CZ07 Vint04 | 3.0703 | 1.2249 | 0.051 | 9435 | 47175 | 0 | 0 | 0.11641 | 0 | 0.11641 | 0 | 0.11671 | 0 | 0.11671 | 0 | 6.6533 | 6.7512 | 6.6533 | 6.7512
253131-Economizer Repair Com All CZ07 Vint04 | 2.3028 | 0.91865 | 0.03825 | 7076.25 | 35381.25 | 0 | 0 | 0.11641 | 0 | 0.11641 | 0 | 0.11671 | 0 | 0.11671 | 0 | 6.6533 | 6.7512 | 6.6533 | 6.7512
253131-Economizer Repair Com All CZ07 Vint04 | 0.76759 | 0.30622 | 0.01275 | 2358.75 | 11793.75 | 0 | 0 | 0.11641 | 0 | 0.11641 | 0 | 0.11671 | 0 | 0.11671 | 0 | 6.6533 | 6.7512 | 6.6533 | 6.7512
253131-Economizer Repair Com All CZ07 Vint04 | 0.76759 | 0.30622 | 0.01275 | 2358.75 | 11793.75 | 0 | 0 | 0.11641 | 0 | 0.11641 | 0 | 0.11671 | 0 | 0.11671 | 0 | 6.6533 | 6.7512 | 6.6533 | 6.7512
253136-Economizer Repair Com All CZ10 Vint05 | 1.2647 | 0.50451 | 0.01734 | 3886.2 | 19431 | 0 | 0 | 0.10682 | 0 | 0.10682 | 0 | 0.10621 | 0 | 0.10621 | 0 | 4.5394 | 4.4492 | 4.5394 | 4.4492
253136-Economizer Repair Com All CZ10 Vint05 | 1.0539 | 0.42043 | 0.01445 | 3238.5 | 16192.5 | 0 | 0 | 0.107 | 0 | 0.107 | 0 | 0.10744 | 0 | 0.10744 | 0 | 4.5674 | 4.6346 | 4.5674 | 4.6346
253136-Economizer Repair Com All CZ10 Vint05 | 1.2647 | 0.50451 | 0.01734 | 3886.2 | 19431 | 0 | 0 | 0.10682 | 0 | 0.10682 | 0 | 0.10621 | 0 | 0.10621 | 0 | 4.5394 | 4.4492 | 4.5394 | 4.4492
253134-Economizer Repair Com All CZ10 Vint03 | 2.2505 | 0.89779 | 0.01224 | 6915.6 | 34578 | 0 | 0 | 0.12014 | 0 | 0.12014 | 0 | 0.12039 | 0 | 0.12039 | 0 | 8.1278 | 8.2474 | 8.1278 | 8.2474
253134-Economizer Repair Com All CZ10 Vint03 | 2.2505 | 0.89779 | 0.01224 | 6915.6 | 34578 | 0 | 0 | 0.12004 | 0 | 0.12004 | 0 | 0.1197 | 0 | 0.1197 | 0 | 8.078 | 7.9175 | 8.078 | 7.9175
253131-Economizer Repair Com All CZ07 Vint04 | 1.5352 | 0.61243 | 0.0255 | 4717.5 | 23587.5 | 0 | 0 | 0.11641 | 0 | 0.11641 | 0 | 0.11671 | 0 | 0.11671 | 0 | 6.6533 | 6.7512 | 6.6533 | 6.7512
253131-Economizer Repair Com All CZ07 Vint04 | 1.5352 | 0.61243 | 0.0255 | 4717.5 | 23587.5 | 0 | 0 | 0.11641 | 0 | 0.11641 | 0 | 0.11671 | 0 | 0.11671 | 0 | 6.6533 | 6.7512 | 6.6533 | 6.7512
253135-Economizer Repair Com All CZ10 Vint04 | 4.2791 | 1.7071 | 0.0476 | 13149.5 | 65747.5 | 0 | 0 | 0.11114 | 0 | 0.11114 | 0 | 0.11152 | 0 | 0.11152 | 0 | 5.2986 | 5.3766 | 5.2986 | 5.3766
253049-Comm. HP <65k three phase unitary | 0.27168 | 0.10838 | 0.3937 | 834.8675 | 12523.0125 | 0 | 0 | -0.18068 | 0 | -0.18068 | 0 | 0.10345 | 0 | 0.10345 | 0 | 0.48416 | 2.5643 | 0.48416 | 2.5643
253085-Comm. HP <65k three phase unitary ER | 0.27168 | 0.10838 | 0.3937 | 834.8675 | 12523.0125 | 0 | 0 | -0.18068 | 0 | -0.18068 | 0 | 0.10345 | 0 | 0.10345 | 0 | 0.48416 | 2.5643 | 0.48416 | 2.5643
253050-Comm. HP <65k three phase unitary | 0.33894 | 0.13521 | 0.5629 | 1041.53 | 15622.95 | 0 | 0 | -0.11118 | 0 | -0.11118 | 0 | 0.11657 | 0 | 0.11657 | 0 | 0.604 | 3.1991 | 0.604 | 3.1991
253050-Comm. HP <65k three phase unitary | 0.33894 | 0.13521 | 0.5629 | 1041.53 | 15622.95 | 0 | 0 | -0.11118 | 0 | -0.11118 | 0 | 0.11657 | 0 | 0.11657 | 0 | 0.604 | 3.1991 | 0.604 | 3.1991
253050-Comm. HP <65k three phase unitary | 0.27115 | 0.10817 | 0.45032 | 833.224 | 12498.36 | 0 | 0 | -0.11118 | 0 | -0.11118 | 0 | 0.11657 | 0 | 0.11657 | 0 | 0.604 | 3.1991 | 0.604 | 3.1991
253050-Comm. HP <65k three phase unitary | 0.27115 | 0.10817 | 0.45032 | 833.224 | 12498.36 | 0 | 0 | -0.11118 | 0 | -0.11118 | 0 | 0.11657 | 0 | 0.11657 | 0 | 0.604 | 3.1991 | 0.604 | 3.1991
253050-Comm. HP <65k three phase unitary | 0.27115 | 0.10817 | 0.45032 | 833.224 | 12498.36 | 0 | 0 | -0.11118 | 0 | -0.11118 | 0 | 0.11657 | 0 | 0.11657 | 0 | 0.604 | 3.1991 | 0.604 | 3.1991
253050-Comm. HP <65k three phase unitary | 0.27115 | 0.10817 | 0.45032 | 833.224 | 12498.36 | 0 | 0 | -0.11118 | 0 | -0.11118 | 0 | 0.11657 | 0 | 0.11657 | 0 | 0.604 | 3.1991 | 0.604 | 3.1991
253050-Comm. HP <65k three phase unitary | 0.27115 | 0.10817 | 0.45032 | 833.224 | 12498.36 | 0 | 0 | -0.11118 | 0 | -0.11118 | 0 | 0.11657 | 0 | 0.11657 | 0 | 0.604 | 3.1991 | 0.604 | 3.1991
253050-Comm. HP <65k three phase unitary | 0.27115 | 0.10817 | 0.45032 | 833.224 | 12498.36 | 0 | 0 | -0.11118 | 0 | -0.11118 | 0 | 0.11657 | 0 | 0.11657 | 0 | 0.604 | 3.1991 | 0.604 | 3.1991
253050-Comm. HP <65k three phase unitary | 0.27115 | 0.10817 | 0.45032 | 833.224 | 12498.36 | 0 | 0 | -0.11118 | 0 | -0.11118 | 0 | 0.11657 | 0 | 0.11657 | 0 | 0.604 | 3.1991 | 0.604 | 3.1991
253050-Comm. HP <65k three phase unitary | 0.27115 | 0.10817 | 0.45032 | 833.224 | 12498.36 | 0 | 0 | -0.11118 | 0 | -0.11118 | 0 | 0.11657 | 0 | 0.11657 | 0 | 0.604 | 3.1991 | 0.604 | 3.1991
253050-Comm. HP <65k three phase unitary | 0.27115 | 0.10817 | 0.45032 | 833.224 | 12498.36 | 0 | 0 | -0.11118 | 0 | -0.11118 | 0 | 0.11657 | 0 | 0.11657 | 0 | 0.604 | 3.1991 | 0.604 | 3.1991
253050-Comm. HP <65k three phase unitary | 0.27115 | 0.10817 | 0.45032 | 833.224 | 12498.36 | 0 | 0 | -0.11118 | 0 | -0.11118 | 0 | 0.11657 | 0 | 0.11657 | 0 | 0.604 | 3.1991 | 0.604 | 3.1991
253050-Comm. HP <65k three phase unitary | 0.27115 | 0.10817 | 0.45032 | 833.224 | 12498.36 | 0 | 0 | -0.11118 | 0 | -0.11118 | 0 | 0.11657 | 0 | 0.11657 | 0 | 0.604 | 3.1991 | 0.604 | 3.1991
253050-Comm. HP <65k three phase unitary | 0.27115 | 0.10817 | 0.45032 | 833.224 | 12498.36 | 0 | 0 | -0.11118 | 0 | -0.11118 | 0 | 0.11657 | 0 | 0.11657 | 0 | 0.604 | 3.1991 | 0.604 | 3.1991
253085-Comm. HP <65k three phase unitary ER | 0.27168 | 0.10838 | 0.3937 | 834.8675 | 12523.0125 | 0 | 0 | -0.18068 | 0 | -0.18068 | 0 | 0.10345 | 0 | 0.10345 | 0 | 0.48416 | 2.5643 | 0.48416 | 2.5643
253085-Comm. HP <65k three phase unitary ER | 0.27168 | 0.10838 | 0.3937 | 834.8675 | 12523.0125 | 0 | 0 | -0.18068 | 0 | -0.18068 | 0 | 0.10345 | 0 | 0.10345 | 0 | 0.48416 | 2.5643 | 0.48416 | 2.5643
253085-Comm. HP <65k three phase unitary ER | 0.27168 | 0.10838 | 0.3937 | 834.8675 | 12523.0125 | 0 | 0 | -0.18068 | 0 | -0.18068 | 0 | 0.10345 | 0 | 0.10345 | 0 | 0.48416 | 2.5643 | 0.48416 | 2.5643
253085-Comm. HP <65k three phase unitary ER | 0.27168 | 0.10838 | 0.3937 | 834.8675 | 12523.0125 | 0 | 0 | -0.18068 | 0 | -0.18068 | 0 | 0.10345 | 0 | 0.10345 | 0 | 0.48416 | 2.5643 | 0.48416 | 2.5643
253085-Comm. HP <65k three phase unitary ER | 0.27168 | 0.10838 | 0.3937 | 834.8675 | 12523.0125 | 0 | 0 | -0.18068 | 0 | -0.18068 | 0 | 0.10345 | 0 | 0.10345 | 0 | 0.48416 | 2.5643 | 0.48416 | 2.5643
253067-Comm. AC <65k three phase unitary ER | 0.18254 | 0.072819 | 0.38373 | 560.92 | 8413.8 | 0 | 0 | -0.18099 | 0 | -0.18099 | 0 | 0.090838 | 0 | 0.090838 | 0 | 0.48373 | 2.1536 | 0.48373 | 2.1536
253067-Comm. AC <65k three phase unitary ER | 0.18254 | 0.072819 | 0.38373 | 560.92 | 8413.8 | 0 | 0 | -0.18099 | 0 | -0.18099 | 0 | 0.090838 | 0 | 0.090838 | 0 | 0.48373 | 2.1536 | 0.48373 | 2.1536
253067-Comm. AC <65k three phase unitary ER | 0.18254 | 0.072819 | 0.38373 | 560.92 | 8413.8 | 0 | 0 | -0.18099 | 0 | -0.18099 | 0 | 0.090838 | 0 | 0.090838 | 0 | 0.48373 | 2.1536 | 0.48373 | 2.1536
253086-Comm. HP <65k three phase unitary ER | 0.20336 | 0.081128 | 0.33774 | 624.918 | 9373.77 | 0 | 0 | -0.11118 | 0 | -0.11118 | 0 | 0.11657 | 0 | 0.11657 | 0 | 0.604 | 3.1991 | 0.604 | 3.1991
253086-Comm. HP <65k three phase unitary ER | 0.33894 | 0.13521 | 0.5629 | 1041.53 | 15622.95 | 0 | 0 | -0.11118 | 0 | -0.11118 | 0 | 0.11657 | 0 | 0.11657 | 0 | 0.604 | 3.1991 | 0.604 | 3.1991
253086-Comm. HP <65k three phase unitary ER | 0.33894 | 0.13521 | 0.5629 | 1041.53 | 15622.95 | 0 | 0 | -0.11118 | 0 | -0.11118 | 0 | 0.11657 | 0 | 0.11657 | 0 | 0.604 | 3.1991 | 0.604 | 3.1991
253086-Comm. HP <65k three phase unitary ER | 0.20336 | 0.081128 | 0.33774 | 624.918 | 9373.77 | 0 | 0 | -0.11118 | 0 | -0.11118 | 0 | 0.11657 | 0 | 0.11657 | 0 | 0.604 | 3.1991 | 0.604 | 3.1991
253086-Comm. HP <65k three phase unitary ER | 0.27115 | 0.10817 | 0.45032 | 833.224 | 12498.36 | 0 | 0 | -0.11118 | 0 | -0.11118 | 0 | 0.11657 | 0 | 0.11657 | 0 | 0.604 | 3.1991 | 0.604 | 3.1991
253086-Comm. HP <65k three phase unitary ER | 0.33894 | 0.13521 | 0.5629 | 1041.53 | 15622.95 | 0 | 0 | -0.11118 | 0 | -0.11118 | 0 | 0.11657 | 0 | 0.11657 | 0 | 0.604 | 3.1991 | 0.604 | 3.1991
253086-Comm. HP <65k three phase unitary ER | 0.20336 | 0.081128 | 0.33774 | 624.918 | 9373.77 | 0 | 0 | -0.11118 | 0 | -0.11118 | 0 | 0.11657 | 0 | 0.11657 | 0 | 0.604 | 3.1991 | 0.604 | 3.1991
253086-Comm. HP <65k three phase unitary ER | 0.20336 | 0.081128 | 0.33774 | 624.918 | 9373.77 | 0 | 0 | -0.11118 | 0 | -0.11118 | 0 | 0.11657 | 0 | 0.11657 | 0 | 0.604 | 3.1991 | 0.604 | 3.1991
253086-Comm. HP <65k three phase unitary ER | 0.20336 | 0.081128 | 0.33774 | 624.918 | 9373.77 | 0 | 0 | -0.11118 | 0 | -0.11118 | 0 | 0.11657 | 0 | 0.11657 | 0 | 0.604 | 3.1991 | 0.604 | 3.1991
253086-Comm. HP <65k three phase unitary ER | 0.20336 | 0.081128 | 0.33774 | 624.918 | 9373.77 | 0 | 0 | -0.11118 | 0 | -0.11118 | 0 | 0.11657 | 0 | 0.11657 | 0 | 0.604 | 3.1991 | 0.604 | 3.1991
253086-Comm. HP <65k three phase unitary ER | 0.27115 | 0.10817 | 0.45032 | 833.224 | 12498.36 | 0 | 0 | -0.11118 | 0 | -0.11118 | 0 | 0.11657 | 0 | 0.11657 | 0 | 0.604 | 3.1991 | 0.604 | 3.1991
253086-Comm. HP <65k three phase unitary ER | 0.27115 | 0.10817 | 0.45032 | 833.224 | 12498.36 | 0 | 0 | -0.11118 | 0 | -0.11118 | 0 | 0.11657 | 0 | 0.11657 | 0 | 0.604 | 3.1991 | 0.604 | 3.1991
253086-Comm. HP <65k three phase unitary ER | 0.33894 | 0.13521 | 0.5629 | 1041.53 | 15622.95 | 0 | 0 | -0.11118 | 0 | -0.11118 | 0 | 0.11657 | 0 | 0.11657 | 0 | 0.604 | 3.1991 | 0.604 | 3.1991
253086-Comm. HP <65k three phase unitary ER | 0.33894 | 0.13521 | 0.5629 | 1041.53 | 15622.95 | 0 | 0 | -0.11118 | 0 | -0.11118 | 0 | 0.11657 | 0 | 0.11657 | 0 | 0.604 | 3.1991 | 0.604 | 3.1991
253085-Comm. HP <65k three phase unitary ER | 0.27168 | 0.10838 | 0.3937 | 834.8675 | 12523.0125 | 0 | 0 | -0.18068 | 0 | -0.18068 | 0 | 0.10345 | 0 | 0.10345 | 0 | 0.48416 | 2.5643 | 0.48416 | 2.5643
253085-Comm. HP <65k three phase unitary ER | 0.16301 | 0.06503 | 0.23622 | 500.9205 | 7513.8075 | 0 | 0 | -0.18068 | 0 | -0.18068 | 0 | 0.10345 | 0 | 0.10345 | 0 | 0.48416 | 2.5643 | 0.48416 | 2.5643
253067-Comm. AC <65k three phase unitary ER | 0.22817 | 0.091024 | 0.47966 | 701.15 | 10517.25 | 0 | 0 | -0.18099 | 0 | -0.18099 | 0 | 0.090838 | 0 | 0.090838 | 0 | 0.48373 | 2.1536 | 0.48373 | 2.1536
253083-Comm. HP <65k three phase split w/o QI ER | 0.20317 | 0.081052 | 0.2459 | 624.3325 | 9364.9875 | 0 | 0 | 0.042904 | 0 | 0.042904 | 0 | 0.08115 | 0 | 0.08115 | 0 | 1.3387 | 1.9176 | 1.3387 | 1.9176
253083-Comm. HP <65k three phase split w/o QI ER | 0.20317 | 0.081052 | 0.2459 | 624.3325 | 9364.9875 | 0 | 0 | 0.042904 | 0 | 0.042904 | 0 | 0.08115 | 0 | 0.08115 | 0 | 1.3387 | 1.9176 | 1.3387 | 1.9176
253047-Comm. HP <65k three phase split w/o QI | 0.081268 | 0.032421 | 0.098359 | 249.733 | 3745.995 | 0 | 0 | -0.11768 | 0 | -0.11768 | 0 | 0.08115 | 0 | 0.08115 | 0 | 0.59033 | 1.9176 | 0.59033 | 1.9176
253067-Comm. AC <65k three phase unitary ER | 0.1369 | 0.054614 | 0.2878 | 420.69 | 6310.35 | 0 | 0 | -0.18099 | 0 | -0.18099 | 0 | 0.090838 | 0 | 0.090838 | 0 | 0.48373 | 2.1536 | 0.48373 | 2.1536
253048-Comm. HP <65k three phase split w/o QI | 0.049284 | 0.019661 | 0.070758 | 151.446 | 2271.69 | 0 | 0 | 0.065136 | 0 | 0.065136 | 0 | 0.09667 | 0 | 0.09667 | 0 | 1.6236 | 2.3258 | 1.6236 | 2.3258
253048-Comm. HP <65k three phase split w/o QI | 0.049284 | 0.019661 | 0.070758 | 151.446 | 2271.69 | 0 | 0 | 0.065136 | 0 | 0.065136 | 0 | 0.09667 | 0 | 0.09667 | 0 | 1.6236 | 2.3258 | 1.6236 | 2.3258
253047-Comm. HP <65k three phase split w/o QI | 0.1219 | 0.048631 | 0.14754 | 374.5995 | 5618.9925 | 0 | 0 | -0.11768 | 0 | -0.11768 | 0 | 0.08115 | 0 | 0.08115 | 0 | 0.59033 | 1.9176 | 0.59033 | 1.9176
253047-Comm. HP <65k three phase split w/o QI | 0.1219 | 0.048631 | 0.14754 | 374.5995 | 5618.9925 | 0 | 0 | -0.11768 | 0 | -0.11768 | 0 | 0.08115 | 0 | 0.08115 | 0 | 0.59033 | 1.9176 | 0.59033 | 1.9176
253047-Comm. HP <65k three phase split w/o QI | 0.1219 | 0.048631 | 0.14754 | 374.5995 | 5618.9925 | 0 | 0 | -0.11768 | 0 | -0.11768 | 0 | 0.08115 | 0 | 0.08115 | 0 | 0.59033 | 1.9176 | 0.59033 | 1.9176
253047-Comm. HP <65k three phase split w/o QI | 0.1219 | 0.048631 | 0.14754 | 374.5995 | 5618.9925 | 0 | 0 | -0.11768 | 0 | -0.11768 | 0 | 0.08115 | 0 | 0.08115 | 0 | 0.59033 | 1.9176 | 0.59033 | 1.9176
253047-Comm. HP <65k three phase split w/o QI | 0.16254 | 0.064841 | 0.19672 | 499.466 | 7491.99 | 0 | 0 | -0.11768 | 0 | -0.11768 | 0 | 0.08115 | 0 | 0.08115 | 0 | 0.59033 | 1.9176 | 0.59033 | 1.9176
253047-Comm. HP <65k three phase split w/o QI | 0.16254 | 0.064841 | 0.19672 | 499.466 | 7491.99 | 0 | 0 | -0.11768 | 0 | -0.11768 | 0 | 0.08115 | 0 | 0.08115 | 0 | 0.59033 | 1.9176 | 0.59033 | 1.9176
253047-Comm. HP <65k three phase split w/o QI | 0.20317 | 0.081052 | 0.2459 | 624.3325 | 9364.9875 | 0 | 0 | -0.11768 | 0 | -0.11768 | 0 | 0.08115 | 0 | 0.08115 | 0 | 0.59033 | 1.9176 | 0.59033 | 1.9176
253141-Commercial HVAC Diagnostic/Tune-up Com All CZ07 VintAll | 0.21686 | 0.086513 | 0.51 | 666.4 | 6664 | 0 | 0 | 0.10803 | 0 | 0.10803 | 0 | 0.11538 | 0 | 0.11538 | 0 | 3.9386 | 4.9238 | 3.9386 | 4.9238
253144-Commercial Condensor Coil Cleaning (all units - savings at 50% of DEER) Com All CZ07 VintAll | 0.066386 | 0.026484 | 0.1598 | 204 | 612 | 0 | 0 | 0.052825 | 0 | 0.052825 | 0 | 0.0047514 | 0 | 0.0047514 | 0 | 1.6672 | 1.0373 | 1.6672 | 1.0373
253141-Commercial HVAC Diagnostic/Tune-up Com All CZ07 VintAll | 0.16265 | 0.064885 | 0.3825 | 499.8 | 4998 | 0 | 0 | 0.10803 | 0 | 0.10803 | 0 | 0.11538 | 0 | 0.11538 | 0 | 3.9386 | 4.9238 | 3.9386 | 4.9238
253144-Commercial Condensor Coil Cleaning (all units - savings at 50% of DEER) Com All CZ07 VintAll | 0.049789 | 0.019863 | 0.11985 | 153 | 459 | 0 | 0 | 0.052825 | 0 | 0.052825 | 0 | 0.0047514 | 0 | 0.0047514 | 0 | 1.6672 | 1.0373 | 1.6672 | 1.0373
253141-Commercial HVAC Diagnostic/Tune-up Com All CZ07 VintAll | 0.32529 | 0.12977 | 0.765 | 999.6 | 9996 | 0 | 0 | 0.10803 | 0 | 0.10803 | 0 | 0.11538 | 0 | 0.11538 | 0 | 3.9386 | 4.9238 | 3.9386 | 4.9238
253144-Commercial Condensor Coil Cleaning (all units - savings at 50% of DEER) Com All CZ07 VintAll | 0.099579 | 0.039725 | 0.2397 | 306 | 918 | 0 | 0 | 0.052825 | 0 | 0.052825 | 0 | 0.0047514 | 0 | 0.0047514 | 0 | 1.6672 | 1.0373 | 1.6672 | 1.0373
253141-Commercial HVAC Diagnostic/Tune-up Com All CZ07 VintAll | 0.54215 | 0.21628 | 1.275 | 1666 | 16660 | 0 | 0 | 0.10547 | 0 | 0.10547 | 0 | 0.098328 | 0 | 0.098328 | 0 | 3.6823 | 3.1164 | 3.6823 | 3.1164
253144-Commercial Condensor Coil Cleaning (all units - savings at 50% of DEER) Com All CZ07 VintAll | 0.16596 | 0.066209 | 0.3995 | 510 | 1530 | 0 | 0 | 0.061308 | 0 | 0.061308 | 0 | 0.061308 | 0 | 0.061308 | 0 | 1.8672 | 1.8672 | 1.8672 | 1.8672
253141-Commercial HVAC Diagnostic/Tune-up Com All CZ07 VintAll | 0.54215 | 0.21628 | 1.275 | 1666 | 16660 | 0 | 0 | 0.10803 | 0 | 0.10803 | 0 | 0.11538 | 0 | 0.11538 | 0 | 3.9386 | 4.9238 | 3.9386 | 4.9238
253144-Commercial Condensor Coil Cleaning (all units - savings at 50% of DEER) Com All CZ07 VintAll | 0.16596 | 0.066209 | 0.3995 | 510 | 1530 | 0 | 0 | 0.052825 | 0 | 0.052825 | 0 | 0.0047514 | 0 | 0.0047514 | 0 | 1.6672 | 1.0373 | 1.6672 | 1.0373
253141-Commercial HVAC Diagnostic/Tune-up Com All CZ07 VintAll | 0.54215 | 0.21628 | 1.275 | 1666 | 16660 | 0 | 0 | 0.10803 | 0 | 0.10803 | 0 | 0.11538 | 0 | 0.11538 | 0 | 3.9386 | 4.9238 | 3.9386 | 4.9238
253144-Commercial Condensor Coil Cleaning (all units - savings at 50% of DEER) Com All CZ07 VintAll | 0.16596 | 0.066209 | 0.3995 | 510 | 1530 | 0 | 0 | 0.052825 | 0 | 0.052825 | 0 | 0.0047514 | 0 | 0.0047514 | 0 | 1.6672 | 1.0373 | 1.6672 | 1.0373
253141-Commercial HVAC Diagnostic/Tune-up Com All CZ07 VintAll | 0.54215 | 0.21628 | 1.275 | 1666 | 16660 | 0 | 0 | 0.10803 | 0 | 0.10803 | 0 | 0.11538 | 0 | 0.11538 | 0 | 3.9386 | 4.9238 | 3.9386 | 4.9238
253144-Commercial Condensor Coil Cleaning (all units - savings at 50% of DEER) Com All CZ07 VintAll | 0.16596 | 0.066209 | 0.3995 | 510 | 1530 | 0 | 0 | 0.052825 | 0 | 0.052825 | 0 | 0.0047514 | 0 | 0.0047514 | 0 | 1.6672 | 1.0373 | 1.6672 | 1.0373
253141-Commercial HVAC Diagnostic/Tune-up Com All CZ07 VintAll | 0.37951 | 0.1514 | 0.8925 | 1166.2 | 11662 | 0 | 0 | 0.10771 | 0 | 0.10771 | 0 | 0.11328 | 0 | 0.11328 | 0 | 3.9051 | 4.5956 | 3.9051 | 4.5956
253144-Commercial Condensor Coil Cleaning (all units - savings at 50% of DEER) Com All CZ07 VintAll | 0.11618 | 0.046346 | 0.27965 | 357 | 1071 | 0 | 0 | 0.051461 | 0 | 0.051461 | 0 | -0.0043381 | 0 | -0.0043381 | 0 | 1.6389 | 0.96818 | 1.6389 | 0.96818
253141-Commercial HVAC Diagnostic/Tune-up Com All CZ07 VintAll | 0.37951 | 0.1514 | 0.8925 | 1166.2 | 11662 | 0 | 0 | 0.10771 | 0 | 0.10771 | 0 | 0.11328 | 0 | 0.11328 | 0 | 3.9051 | 4.5956 | 3.9051 | 4.5956
253144-Commercial Condensor Coil Cleaning (all units - savings at 50% of DEER) Com All CZ07 VintAll | 0.11618 | 0.046346 | 0.27965 | 357 | 1071 | 0 | 0 | 0.051461 | 0 | 0.051461 | 0 | -0.0043381 | 0 | -0.0043381 | 0 | 1.6389 | 0.96818 | 1.6389 | 0.96818
253141-Commercial HVAC Diagnostic/Tune-up Com All CZ07 VintAll | 0.27108 | 0.10814 | 0.6375 | 833 | 8330 | 0 | 0 | 0.10803 | 0 | 0.10803 | 0 | 0.11538 | 0 | 0.11538 | 0 | 3.9386 | 4.9238 | 3.9386 | 4.9238
253144-Commercial Condensor Coil Cleaning (all units - savings at 50% of DEER) Com All CZ07 VintAll | 0.082982 | 0.033104 | 0.19975 | 255 | 765 | 0 | 0 | 0.052825 | 0 | 0.052825 | 0 | 0.0047514 | 0 | 0.0047514 | 0 | 1.6672 | 1.0373 | 1.6672 | 1.0373
253141-Commercial HVAC Diagnostic/Tune-up Com All CZ07 VintAll | 0.27108 | 0.10814 | 0.6375 | 833 | 8330 | 0 | 0 | 0.10803 | 0 | 0.10803 | 0 | 0.11538 | 0 | 0.11538 | 0 | 3.9386 | 4.9238 | 3.9386 | 4.9238
253144-Commercial Condensor Coil Cleaning (all units - savings at 50% of DEER) Com All CZ07 VintAll | 0.082982 | 0.033104 | 0.19975 | 255 | 765 | 0 | 0 | 0.052825 | 0 | 0.052825 | 0 | 0.0047514 | 0 | 0.0047514 | 0 | 1.6672 | 1.0373 | 1.6672 | 1.0373
253142-Commercial HVAC Diagnostic/Tune-up Com All CZ10 VintAll | 0.35516 | 0.14169 | 0.765 | 1091.4 | 10914 | 0 | 0 | 0.11078 | 0 | 0.11078 | 0 | 0.11561 | 0 | 0.11561 | 0 | 4.2577 | 4.9625 | 4.2577 | 4.9625
253145-Commercial Condensor Coil Cleaning (all units - savings at 50% of DEER) Com All CZ10 VintAll | 0.12281 | 0.048994 | 0.33915 | 377.4 | 1132.2 | 0 | 0 | 0.067805 | 0 | 0.067805 | 0 | 0.028826 | 0 | 0.028826 | 0 | 2.0562 | 1.2794 | 2.0562 | 1.2794
253145-Commercial Condensor Coil Cleaning (all units - savings at 50% of DEER) Com All CZ10 VintAll | 0.12281 | 0.048994 | 0.33915 | 377.4 | 1132.2 | 0 | 0 | 0.066515 | 0 | 0.066515 | 0 | 0.020228 | 0 | 0.020228 | 0 | 2.0157 | 1.181 | 2.0157 | 1.181
253142-Commercial HVAC Diagnostic/Tune-up Com All CZ10 VintAll | 0.29597 | 0.11807 | 0.6375 | 909.5 | 9095 | 0 | 0 | 0.11112 | 0 | 0.11112 | 0 | 0.11786 | 0 | 0.11786 | 0 | 4.3003 | 5.376 | 4.3003 | 5.376
253145-Commercial Condensor Coil Cleaning (all units - savings at 50% of DEER) Com All CZ10 VintAll | 0.10234 | 0.040829 | 0.28263 | 314.5 | 943.5 | 0 | 0 | 0.067805 | 0 | 0.067805 | 0 | 0.028826 | 0 | 0.028826 | 0 | 2.0562 | 1.2794 | 2.0562 | 1.2794
253142-Commercial HVAC Diagnostic/Tune-up Com All CZ10 VintAll | 0.29597 | 0.11807 | 0.6375 | 909.5 | 9095 | 0 | 0 | 0.11112 | 0 | 0.11112 | 0 | 0.11786 | 0 | 0.11786 | 0 | 4.3003 | 5.376 | 4.3003 | 5.376
253145-Commercial Condensor Coil Cleaning (all units - savings at 50% of DEER) Com All CZ10 VintAll | 0.10234 | 0.040829 | 0.28263 | 314.5 | 943.5 | 0 | 0 | 0.067805 | 0 | 0.067805 | 0 | 0.028826 | 0 | 0.028826 | 0 | 2.0562 | 1.2794 | 2.0562 | 1.2794
253142-Commercial HVAC Diagnostic/Tune-up Com All CZ10 VintAll | 0.35516 | 0.14169 | 0.765 | 1091.4 | 10914 | 0 | 0 | 0.11078 | 0 | 0.11078 | 0 | 0.11561 | 0 | 0.11561 | 0 | 4.2577 | 4.9625 | 4.2577 | 4.9625
253145-Commercial Condensor Coil Cleaning (all units - savings at 50% of DEER) Com All CZ10 VintAll | 0.12281 | 0.048994 | 0.33915 | 377.4 | 1132.2 | 0 | 0 | 0.066515 | 0 | 0.066515 | 0 | 0.020228 | 0 | 0.020228 | 0 | 2.0157 | 1.181 | 2.0157 | 1.181
253142-Commercial HVAC Diagnostic/Tune-up Com All CZ10 VintAll | 0.35516 | 0.14169 | 0.765 | 1091.4 | 10914 | 0 | 0 | 0.11112 | 0 | 0.11112 | 0 | 0.11786 | 0 | 0.11786 | 0 | 4.3003 | 5.376 | 4.3003 | 5.376
253142-Commercial HVAC Diagnostic/Tune-up Com All CZ10 VintAll | 0.35516 | 0.14169 | 0.765 | 1091.4 | 10914 | 0 | 0 | 0.11112 | 0 | 0.11112 | 0 | 0.11786 | 0 | 0.11786 | 0 | 4.3003 | 5.376 | 4.3003 | 5.376
253145-Commercial Condensor Coil Cleaning (all units - savings at 50% of DEER) Com All CZ10 VintAll | 0.12281 | 0.048994 | 0.33915 | 377.4 | 1132.2 | 0 | 0 | 0.067805 | 0 | 0.067805 | 0 | 0.028826 | 0 | 0.028826 | 0 | 2.0562 | 1.2794 | 2.0562 | 1.2794
253142-Commercial HVAC Diagnostic/Tune-up Com All CZ10 VintAll | 0.35516 | 0.14169 | 0.765 | 1091.4 | 10914 | 0 | 0 | 0.11112 | 0 | 0.11112 | 0 | 0.11786 | 0 | 0.11786 | 0 | 4.3003 | 5.376 | 4.3003 | 5.376
253145-Commercial Condensor Coil Cleaning (all units - savings at 50% of DEER) Com All CZ10 VintAll | 0.12281 | 0.048994 | 0.33915 | 377.4 | 1132.2 | 0 | 0 | 0.067805 | 0 | 0.067805 | 0 | 0.028826 | 0 | 0.028826 | 0 | 2.0562 | 1.2794 | 2.0562 | 1.2794
253142-Commercial HVAC Diagnostic/Tune-up Com All CZ10 VintAll | 0.35516 | 0.14169 | 0.765 | 1091.4 | 10914 | 0 | 0 | 0.11078 | 0 | 0.11078 | 0 | 0.11561 | 0 | 0.11561 | 0 | 4.2577 | 4.9625 | 4.2577 | 4.9625
253145-Commercial Condensor Coil Cleaning (all units - savings at 50% of DEER) Com All CZ10 VintAll | 0.12281 | 0.048994 | 0.33915 | 377.4 | 1132.2 | 0 | 0 | 0.066515 | 0 | 0.066515 | 0 | 0.020228 | 0 | 0.020228 | 0 | 2.0157 | 1.181 | 2.0157 | 1.181
253142-Commercial HVAC Diagnostic/Tune-up Com All CZ10 VintAll | 0.35516 | 0.14169 | 0.765 | 1091.4 | 10914 | 0 | 0 | 0.11112 | 0 | 0.11112 | 0 | 0.11786 | 0 | 0.11786 | 0 | 4.3003 | 5.376 | 4.3003 | 5.376
253145-Commercial Condensor Coil Cleaning (all units - savings at 50% of DEER) Com All CZ10 VintAll | 0.12281 | 0.048994 | 0.33915 | 377.4 | 1132.2 | 0 | 0 | 0.067805 | 0 | 0.067805 | 0 | 0.028826 | 0 | 0.028826 | 0 | 2.0562 | 1.2794 | 2.0562 | 1.2794
253141-Commercial HVAC Diagnostic/Tune-up Com All CZ07 VintAll | 0.27108 | 0.10814 | 0.6375 | 833 | 8330 | 0 | 0 | 0.10803 | 0 | 0.10803 | 0 | 0.11538 | 0 | 0.11538 | 0 | 3.9386 | 4.9238 | 3.9386 | 4.9238
253144-Commercial Condensor Coil Cleaning (all units - savings at 50% of DEER) Com All CZ07 VintAll | 0.082982 | 0.033104 | 0.19975 | 255 | 765 | 0 | 0 | 0.052825 | 0 | 0.052825 | 0 | 0.0047514 | 0 | 0.0047514 | 0 | 1.6672 | 1.0373 | 1.6672 | 1.0373
253141-Commercial HVAC Diagnostic/Tune-up Com All CZ07 VintAll | 0.27108 | 0.10814 | 0.6375 | 833 | 8330 | 0 | 0 | 0.10803 | 0 | 0.10803 | 0 | 0.11538 | 0 | 0.11538 | 0 | 3.9386 | 4.9238 | 3.9386 | 4.9238
253144-Commercial Condensor Coil Cleaning (all units - savings at 50% of DEER) Com All CZ07 VintAll | 0.082982 | 0.033104 | 0.19975 | 255 | 765 | 0 | 0 | 0.052825 | 0 | 0.052825 | 0 | 0.0047514 | 0 | 0.0047514 | 0 | 1.6672 | 1.0373 | 1.6672 | 1.0373
253141-Commercial HVAC Diagnostic/Tune-up Com All CZ07 VintAll | 0.16265 | 0.064885 | 0.3825 | 499.8 | 4998 | 0 | 0 | 0.11107 | 0 | 0.11107 | 0 | 0.11842 | 0 | 0.11842 | 0 | 4.0212 | 5.0272 | 4.0212 | 5.0272
253144-Commercial Condensor Coil Cleaning (all units - savings at 50% of DEER) Com All CZ07 VintAll | 0.049789 | 0.019863 | 0.11985 | 153 | 459 | 0 | 0 | 0.058133 | 0 | 0.058133 | 0 | 0.01006 | 0 | 0.01006 | 0 | 1.7342 | 1.0791 | 1.7342 | 1.0791
253141-Commercial HVAC Diagnostic/Tune-up Com All CZ07 VintAll | 0.27108 | 0.10814 | 0.6375 | 833 | 8330 | 0 | 0 | 0.11107 | 0 | 0.11107 | 0 | 0.11842 | 0 | 0.11842 | 0 | 4.0212 | 5.0272 | 4.0212 | 5.0272
253144-Commercial Condensor Coil Cleaning (all units - savings at 50% of DEER) Com All CZ07 VintAll | 0.082982 | 0.033104 | 0.19975 | 255 | 765 | 0 | 0 | 0.058133 | 0 | 0.058133 | 0 | 0.01006 | 0 | 0.01006 | 0 | 1.7342 | 1.0791 | 1.7342 | 1.0791
253144-Commercial Condensor Coil Cleaning (all units - savings at 50% of DEER) Com All CZ07 VintAll | 0.16596 | 0.066209 | 0.3995 | 510 | 1530 | 0 | 0 | 0.058133 | 0 | 0.058133 | 0 | 0.01006 | 0 | 0.01006 | 0 | 1.7342 | 1.0791 | 1.7342 | 1.0791
253141-Commercial HVAC Diagnostic/Tune-up Com All CZ07 VintAll | 0.54215 | 0.21628 | 1.275 | 1666 | 16660 | 0 | 0 | 0.11107 | 0 | 0.11107 | 0 | 0.11842 | 0 | 0.11842 | 0 | 4.0212 | 5.0272 | 4.0212 | 5.0272
253144-Commercial Condensor Coil Cleaning (all units - savings at 50% of DEER) Com All CZ07 VintAll | 0.16596 | 0.066209 | 0.3995 | 510 | 1530 | 0 | 0 | 0.058133 | 0 | 0.058133 | 0 | 0.01006 | 0 | 0.01006 | 0 | 1.7342 | 1.0791 | 1.7342 | 1.0791
253141-Commercial HVAC Diagnostic/Tune-up Com All CZ07 VintAll | 0.54215 | 0.21628 | 1.275 | 1666 | 16660 | 0 | 0 | 0.11107 | 0 | 0.11107 | 0 | 0.11842 | 0 | 0.11842 | 0 | 4.0212 | 5.0272 | 4.0212 | 5.0272
253144-Commercial Condensor Coil Cleaning (all units - savings at 50% of DEER) Com All CZ07 VintAll | 0.16596 | 0.066209 | 0.3995 | 510 | 1530 | 0 | 0 | 0.058133 | 0 | 0.058133 | 0 | 0.01006 | 0 | 0.01006 | 0 | 1.7342 | 1.0791 | 1.7342 | 1.0791
253144-Commercial Condensor Coil Cleaning (all units - savings at 50% of DEER) Com All CZ07 VintAll | 0.16596 | 0.066209 | 0.3995 | 510 | 1530 | 0 | 0 | 0.058133 | 0 | 0.058133 | 0 | 0.01006 | 0 | 0.01006 | 0 | 1.7342 | 1.0791 | 1.7342 | 1.0791
253141-Commercial HVAC Diagnostic/Tune-up Com All CZ07 VintAll | 0.27108 | 0.10814 | 0.6375 | 833 | 8330 | 0 | 0 | 0.11107 | 0 | 0.11107 | 0 | 0.11842 | 0 | 0.11842 | 0 | 4.0212 | 5.0272 | 4.0212 | 5.0272
253144-Commercial Condensor Coil Cleaning (all units - savings at 50% of DEER) Com All CZ07 VintAll | 0.082982 | 0.033104 | 0.19975 | 255 | 765 | 0 | 0 | 0.058133 | 0 | 0.058133 | 0 | 0.01006 | 0 | 0.01006 | 0 | 1.7342 | 1.0791 | 1.7342 | 1.0791
253141-Commercial HVAC Diagnostic/Tune-up Com All CZ07 VintAll | 0.27108 | 0.10814 | 0.6375 | 833 | 8330 | 0 | 0 | 0.11107 | 0 | 0.11107 | 0 | 0.11842 | 0 | 0.11842 | 0 | 4.0212 | 5.0272 | 4.0212 | 5.0272
253144-Commercial Condensor Coil Cleaning (all units - savings at 50% of DEER) Com All CZ07 VintAll | 0.082982 | 0.033104 | 0.19975 | 255 | 765 | 0 | 0 | 0.058133 | 0 | 0.058133 | 0 | 0.01006 | 0 | 0.01006 | 0 | 1.7342 | 1.0791 | 1.7342 | 1.0791
253141-Commercial HVAC Diagnostic/Tune-up Com All CZ07 VintAll | 0.37951 | 0.1514 | 0.8925 | 1166.2 | 11662 | 0 | 0 | 0.10771 | 0 | 0.10771 | 0 | 0.11328 | 0 | 0.11328 | 0 | 3.9051 | 4.5956 | 3.9051 | 4.5956
253144-Commercial Condensor Coil Cleaning (all units - savings at 50% of DEER) Com All CZ07 VintAll | 0.11618 | 0.046346 | 0.27965 | 357 | 1071 | 0 | 0 | 0.051461 | 0 | 0.051461 | 0 | -0.0043381 | 0 | -0.0043381 | 0 | 1.6389 | 0.96818 | 1.6389 | 0.96818
253141-Commercial HVAC Diagnostic/Tune-up Com All CZ07 VintAll | 0.37951 | 0.1514 | 0.8925 | 1166.2 | 11662 | 0 | 0 | 0.10771 | 0 | 0.10771 | 0 | 0.11328 | 0 | 0.11328 | 0 | 3.9051 | 4.5956 | 3.9051 | 4.5956
253144-Commercial Condensor Coil Cleaning (all units - savings at 50% of DEER) Com All CZ07 VintAll | 0.11618 | 0.046346 | 0.27965 | 357 | 1071 | 0 | 0 | 0.051461 | 0 | 0.051461 | 0 | -0.0043381 | 0 | -0.0043381 | 0 | 1.6389 | 0.96818 | 1.6389 | 0.96818
253141-Commercial HVAC Diagnostic/Tune-up Com All CZ07 VintAll | 0.10843 | 0.043256 | 0.255 | 333.2 | 3332 | 0 | 0 | 0.10692 | 0 | 0.10692 | 0 | 0.10803 | 0 | 0.10803 | 0 | 3.8239 | 3.9391 | 3.8239 | 3.9391
253144-Commercial Condensor Coil Cleaning (all units - savings at 50% of DEER) Com All CZ07 VintAll | 0.033193 | 0.013242 | 0.0799 | 102 | 306 | 0 | 0 | 0.048053 | 0 | 0.048053 | 0 | -0.027062 | 0 | -0.027062 | 0 | 1.5724 | 0.82987 | 1.5724 | 0.82987
253141-Commercial HVAC Diagnostic/Tune-up Com All CZ07 VintAll | 0.10843 | 0.043256 | 0.255 | 333.2 | 3332 | 0 | 0 | 0.10803 | 0 | 0.10803 | 0 | 0.11538 | 0 | 0.11538 | 0 | 3.9386 | 4.9238 | 3.9386 | 4.9238
253144-Commercial Condensor Coil Cleaning (all units - savings at 50% of DEER) Com All CZ07 VintAll | 0.033193 | 0.013242 | 0.0799 | 102 | 306 | 0 | 0 | 0.052825 | 0 | 0.052825 | 0 | 0.0047514 | 0 | 0.0047514 | 0 | 1.6672 | 1.0373 | 1.6672 | 1.0373
253141-Commercial HVAC Diagnostic/Tune-up Com All CZ07 VintAll | 0.10843 | 0.043256 | 0.255 | 333.2 | 3332 | 0 | 0 | 0.10803 | 0 | 0.10803 | 0 | 0.11538 | 0 | 0.11538 | 0 | 3.9386 | 4.9238 | 3.9386 | 4.9238
253144-Commercial Condensor Coil Cleaning (all units - savings at 50% of DEER) Com All CZ07 VintAll | 0.033193 | 0.013242 | 0.0799 | 102 | 306 | 0 | 0 | 0.052825 | 0 | 0.052825 | 0 | 0.0047514 | 0 | 0.0047514 | 0 | 1.6672 | 1.0373 | 1.6672 | 1.0373
253141-Commercial HVAC Diagnostic/Tune-up Com All CZ07 VintAll | 0.21686 | 0.086513 | 0.51 | 666.4 | 6664 | 0 | 0 | 0.10803 | 0 | 0.10803 | 0 | 0.11538 | 0 | 0.11538 | 0 | 3.9386 | 4.9238 | 3.9386 | 4.9238
253144-Commercial Condensor Coil Cleaning (all units - savings at 50% of DEER) Com All CZ07 VintAll | 0.066386 | 0.026484 | 0.1598 | 204 | 612 | 0 | 0 | 0.052825 | 0 | 0.052825 | 0 | 0.0047514 | 0 | 0.0047514 | 0 | 1.6672 | 1.0373 | 1.6672 | 1.0373
253141-Commercial HVAC Diagnostic/Tune-up Com All CZ07 VintAll | 0.21686 | 0.086513 | 0.51 | 666.4 | 6664 | 0 | 0 | 0.10803 | 0 | 0.10803 | 0 | 0.11538 | 0 | 0.11538 | 0 | 3.9386 | 4.9238 | 3.9386 | 4.9238
253144-Commercial Condensor Coil Cleaning (all units - savings at 50% of DEER) Com All CZ07 VintAll | 0.066386 | 0.026484 | 0.1598 | 204 | 612 | 0 | 0 | 0.052825 | 0 | 0.052825 | 0 | 0.0047514 | 0 | 0.0047514 | 0 | 1.6672 | 1.0373 | 1.6672 | 1.0373
253141-Commercial HVAC Diagnostic/Tune-up Com All CZ07 VintAll | 0.27108 | 0.10814 | 0.6375 | 833 | 8330 | 0 | 0 | 0.10803 | 0 | 0.10803 | 0 | 0.11538 | 0 | 0.11538 | 0 | 3.9386 | 4.9238 | 3.9386 | 4.9238
253144-Commercial Condensor Coil Cleaning (all units - savings at 50% of DEER) Com All CZ07 VintAll | 0.082982 | 0.033104 | 0.19975 | 255 | 765 | 0 | 0 | 0.052825 | 0 | 0.052825 | 0 | 0.0047514 | 0 | 0.0047514 | 0 | 1.6672 | 1.0373 | 1.6672 | 1.0373
253141-Commercial HVAC Diagnostic/Tune-up Com All CZ07 VintAll | 0.27108 | 0.10814 | 0.6375 | 833 | 8330 | 0 | 0 | 0.10803 | 0 | 0.10803 | 0 | 0.11538 | 0 | 0.11538 | 0 | 3.9386 | 4.9238 | 3.9386 | 4.9238
253144-Commercial Condensor Coil Cleaning (all units - savings at 50% of DEER) Com All CZ07 VintAll | 0.066386 | 0.026484 | 0.1598 | 204 | 612 | 0 | 0 | 0.052825 | 0 | 0.052825 | 0 | 0.0047514 | 0 | 0.0047514 | 0 | 1.6672 | 1.0373 | 1.6672 | 1.0373
253141-Commercial HVAC Diagnostic/Tune-up Com All CZ07 VintAll | 0.27108 | 0.10814 | 0.6375 | 833 | 8330 | 0 | 0 | 0.10803 | 0 | 0.10803 | 0 | 0.11538 | 0 | 0.11538 | 0 | 3.9386 | 4.9238 | 3.9386 | 4.9238
253144-Commercial Condensor Coil Cleaning (all units - savings at 50% of DEER) Com All CZ07 VintAll | 0.082982 | 0.033104 | 0.19975 | 255 | 765 | 0 | 0 | 0.052825 | 0 | 0.052825 | 0 | 0.0047514 | 0 | 0.0047514 | 0 | 1.6672 | 1.0373 | 1.6672 | 1.0373
253141-Commercial HVAC Diagnostic/Tune-up Com All CZ07 VintAll | 0.27108 | 0.10814 | 0.6375 | 833 | 8330 | 0 | 0 | 0.10803 | 0 | 0.10803 | 0 | 0.11538 | 0 | 0.11538 | 0 | 3.9386 | 4.9238 | 3.9386 | 4.9238
253144-Commercial Condensor Coil Cleaning (all units - savings at 50% of DEER) Com All CZ07 VintAll | 0.082982 | 0.033104 | 0.19975 | 255 | 765 | 0 | 0 | 0.052825 | 0 | 0.052825 | 0 | 0.0047514 | 0 | 0.0047514 | 0 | 1.6672 | 1.0373 | 1.6672 | 1.0373
253141-Commercial HVAC Diagnostic/Tune-up Com All CZ07 VintAll | 0.27108 | 0.10814 | 0.6375 | 833 | 8330 | 0 | 0 | 0.10803 | 0 | 0.10803 | 0 | 0.11538 | 0 | 0.11538 | 0 | 3.9386 | 4.9238 | 3.9386 | 4.9238
253144-Commercial Condensor Coil Cleaning (all units - savings at 50% of DEER) Com All CZ07 VintAll | 0.082982 | 0.033104 | 0.19975 | 255 | 765 | 0 | 0 | 0.052825 | 0 | 0.052825 | 0 | 0.0047514 | 0 | 0.0047514 | 0 | 1.6672 | 1.0373 | 1.6672 | 1.0373
253141-Commercial HVAC Diagnostic/Tune-up Com All CZ07 VintAll | 0.16265 | 0.064885 | 0.3825 | 499.8 | 4998 | 0 | 0 | 0.10803 | 0 | 0.10803 | 0 | 0.11538 | 0 | 0.11538 | 0 | 3.9386 | 4.9238 | 3.9386 | 4.9238
253144-Commercial Condensor Coil Cleaning (all units - savings at 50% of DEER) Com All CZ07 VintAll | 0.049789 | 0.019863 | 0.11985 | 153 | 459 | 0 | 0 | 0.052825 | 0 | 0.052825 | 0 | 0.0047514 | 0 | 0.0047514 | 0 | 1.6672 | 1.0373 | 1.6672 | 1.0373
253144-Commercial Condensor Coil Cleaning (all units - savings at 50% of DEER) Com All CZ07 VintAll | 0.066386 | 0.026484 | 0.1598 | 204 | 612 | 0 | 0 | 0.052825 | 0 | 0.052825 | 0 | 0.0047514 | 0 | 0.0047514 | 0 | 1.6672 | 1.0373 | 1.6672 | 1.0373
253144-Commercial Condensor Coil Cleaning (all units - savings at 50% of DEER) Com All CZ07 VintAll | 0.082982 | 0.033104 | 0.19975 | 255 | 765 | 0 | 0 | 0.052825 | 0 | 0.052825 | 0 | 0.0047514 | 0 | 0.0047514 | 0 | 1.6672 | 1.0373 | 1.6672 | 1.0373
253141-Commercial HVAC Diagnostic/Tune-up Com All CZ07 VintAll | 0.27108 | 0.10814 | 0.6375 | 833 | 8330 | 0 | 0 | 0.10803 | 0 | 0.10803 | 0 | 0.11538 | 0 | 0.11538 | 0 | 3.9386 | 4.9238 | 3.9386 | 4.9238
253144-Commercial Condensor Coil Cleaning (all units - savings at 50% of DEER) Com All CZ07 VintAll | 0.082982 | 0.033104 | 0.19975 | 255 | 765 | 0 | 0 | 0.052825 | 0 | 0.052825 | 0 | 0.0047514 | 0 | 0.0047514 | 0 | 1.6672 | 1.0373 | 1.6672 | 1.0373
253141-Commercial HVAC Diagnostic/Tune-up Com All CZ07 VintAll | 0.27108 | 0.10814 | 0.6375 | 833 | 8330 | 0 | 0 | 0.10803 | 0 | 0.10803 | 0 | 0.11538 | 0 | 0.11538 | 0 | 3.9386 | 4.9238 | 3.9386 | 4.9238
253144-Commercial Condensor Coil Cleaning (all units - savings at 50% of DEER) Com All CZ07 VintAll | 0.082982 | 0.033104 | 0.19975 | 255 | 765 | 0 | 0 | 0.052825 | 0 | 0.052825 | 0 | 0.0047514 | 0 | 0.0047514 | 0 | 1.6672 | 1.0373 | 1.6672 | 1.0373
253141-Commercial HVAC Diagnostic/Tune-up Com All CZ07 VintAll | 0.27108 | 0.10814 | 0.6375 | 833 | 8330 | 0 | 0 | 0.10803 | 0 | 0.10803 | 0 | 0.11538 | 0 | 0.11538 | 0 | 3.9386 | 4.9238 | 3.9386 | 4.9238
253144-Commercial Condensor Coil Cleaning (all units - savings at 50% of DEER) Com All CZ07 VintAll | 0.082982 | 0.033104 | 0.19975 | 255 | 765 | 0 | 0 | 0.052825 | 0 | 0.052825 | 0 | 0.0047514 | 0 | 0.0047514 | 0 | 1.6672 | 1.0373 | 1.6672 | 1.0373
253141-Commercial HVAC Diagnostic/Tune-up Com All CZ07 VintAll | 0.21686 | 0.086513 | 0.51 | 666.4 | 6664 | 0 | 0 | 0.10803 | 0 | 0.10803 | 0 | 0.11538 | 0 | 0.11538 | 0 | 3.9386 | 4.9238 | 3.9386 | 4.9238
253141-Commercial HVAC Diagnostic/Tune-up Com All CZ07 VintAll | 0.10843 | 0.043256 | 0.255 | 333.2 | 3332 | 0 | 0 | 0.10803 | 0 | 0.10803 | 0 | 0.11538 | 0 | 0.11538 | 0 | 3.9386 | 4.9238 | 3.9386 | 4.9238
253144-Commercial Condensor Coil Cleaning (all units - savings at 50% of DEER) Com All CZ07 VintAll | 0.033193 | 0.013242 | 0.0799 | 102 | 306 | 0 | 0 | 0.052825 | 0 | 0.052825 | 0 | 0.0047514 | 0 | 0.0047514 | 0 | 1.6672 | 1.0373 | 1.6672 | 1.0373
253144-Commercial Condensor Coil Cleaning (all units - savings at 50% of DEER) Com All CZ07 VintAll | 0.049789 | 0.019863 | 0.11985 | 153 | 459 | 0 | 0 | 0.052825 | 0 | 0.052825 | 0 | 0.0047514 | 0 | 0.0047514 | 0 | 1.6672 | 1.0373 | 1.6672 | 1.0373
253144-Commercial Condensor Coil Cleaning (all units - savings at 50% of DEER) Com All CZ07 VintAll | 0.049789 | 0.019863 | 0.11985 | 153 | 459 | 0 | 0 | 0.052825 | 0 | 0.052825 | 0 | 0.0047514 | 0 | 0.0047514 | 0 | 1.6672 | 1.0373 | 1.6672 | 1.0373
253144-Commercial Condensor Coil Cleaning (all units - savings at 50% of DEER) Com All CZ07 VintAll | 0.049789 | 0.019863 | 0.11985 | 153 | 459 | 0 | 0 | 0.052825 | 0 | 0.052825 | 0 | 0.0047514 | 0 | 0.0047514 | 0 | 1.6672 | 1.0373 | 1.6672 | 1.0373
253144-Commercial Condensor Coil Cleaning (all units - savings at 50% of DEER) Com All CZ07 VintAll | 0.066386 | 0.026484 | 0.1598 | 204 | 612 | 0 | 0 | 0.052825 | 0 | 0.052825 | 0 | 0.0047514 | 0 | 0.0047514 | 0 | 1.6672 | 1.0373 | 1.6672 | 1.0373
253144-Commercial Condensor Coil Cleaning (all units - savings at 50% of DEER) Com All CZ07 VintAll | 0.082982 | 0.033104 | 0.19975 | 255 | 765 | 0 | 0 | 0.052825 | 0 | 0.052825 | 0 | 0.0047514 | 0 | 0.0047514 | 0 | 1.6672 | 1.0373 | 1.6672 | 1.0373
253141-Commercial HVAC Diagnostic/Tune-up Com All CZ07 VintAll | 0.10843 | 0.043256 | 0.255 | 333.2 | 3332 | 0 | 0 | 0.10692 | 0 | 0.10692 | 0 | 0.10803 | 0 | 0.10803 | 0 | 3.8239 | 3.9391 | 3.8239 | 3.9391
253144-Commercial Condensor Coil Cleaning (all units - savings at 50% of DEER) Com All CZ07 VintAll | 0.033193 | 0.013242 | 0.0799 | 102 | 306 | 0 | 0 | 0.048053 | 0 | 0.048053 | 0 | -0.027062 | 0 | -0.027062 | 0 | 1.5724 | 0.82987 | 1.5724 | 0.82987
253144-Commercial Condensor Coil Cleaning (all units - savings at 50% of DEER) Com All CZ07 VintAll | 0.066386 | 0.026484 | 0.1598 | 204 | 612 | 0 | 0 | 0.052825 | 0 | 0.052825 | 0 | 0.0047514 | 0 | 0.0047514 | 0 | 1.6672 | 1.0373 | 1.6672 | 1.0373
253141-Commercial HVAC Diagnostic/Tune-up Com All CZ07 VintAll | 0.21686 | 0.086513 | 0.51 | 666.4 | 6664 | 0 | 0 | 0.10803 | 0 | 0.10803 | 0 | 0.11538 | 0 | 0.11538 | 0 | 3.9386 | 4.9238 | 3.9386 | 4.9238
253144-Commercial Condensor Coil Cleaning (all units - savings at 50% of DEER) Com All CZ07 VintAll | 0.066386 | 0.026484 | 0.1598 | 204 | 612 | 0 | 0 | 0.052825 | 0 | 0.052825 | 0 | 0.0047514 | 0 | 0.0047514 | 0 | 1.6672 | 1.0373 | 1.6672 | 1.0373
253142-Commercial HVAC Diagnostic/Tune-up Com All CZ10 VintAll | 0.17758 | 0.070843 | 0.3825 | 545.7 | 5457 | 0 | 0 | 0.11112 | 0 | 0.11112 | 0 | 0.11786 | 0 | 0.11786 | 0 | 4.3003 | 5.376 | 4.3003 | 5.376
253145-Commercial Condensor Coil Cleaning (all units - savings at 50% of DEER) Com All CZ10 VintAll | 0.061407 | 0.024497 | 0.16958 | 188.7 | 566.1 | 0 | 0 | 0.067805 | 0 | 0.067805 | 0 | 0.028826 | 0 | 0.028826 | 0 | 2.0562 | 1.2794 | 2.0562 | 1.2794
253142-Commercial HVAC Diagnostic/Tune-up Com All CZ10 VintAll | 0.17758 | 0.070843 | 0.3825 | 545.7 | 5457 | 0 | 0 | 0.11112 | 0 | 0.11112 | 0 | 0.11786 | 0 | 0.11786 | 0 | 4.3003 | 5.376 | 4.3003 | 5.376
253145-Commercial Condensor Coil Cleaning (all units - savings at 50% of DEER) Com All CZ10 VintAll | 0.061407 | 0.024497 | 0.16958 | 188.7 | 566.1 | 0 | 0 | 0.067805 | 0 | 0.067805 | 0 | 0.028826 | 0 | 0.028826 | 0 | 2.0562 | 1.2794 | 2.0562 | 1.2794
253142-Commercial HVAC Diagnostic/Tune-up Com All CZ10 VintAll | 0.17758 | 0.070843 | 0.3825 | 545.7 | 5457 | 0 | 0 | 0.10878 | 0 | 0.10878 | 0 | 0.10224 | 0 | 0.10224 | 0 | 4.0205 | 3.4025 | 4.0205 | 3.4025
253145-Commercial Condensor Coil Cleaning (all units - savings at 50% of DEER) Com All CZ10 VintAll | 0.061407 | 0.024497 | 0.16958 | 188.7 | 566.1 | 0 | 0 | 0.074683 | 0 | 0.074683 | 0 | 0.074683 | 0 | 0.074683 | 0 | 2.3029 | 2.3029 | 2.3029 | 2.3029
253142-Commercial HVAC Diagnostic/Tune-up Com All CZ10 VintAll | 0.17758 | 0.070843 | 0.3825 | 545.7 | 5457 | 0 | 0 | 0.11112 | 0 | 0.11112 | 0 | 0.11786 | 0 | 0.11786 | 0 | 4.3003 | 5.376 | 4.3003 | 5.376
253145-Commercial Condensor Coil Cleaning (all units - savings at 50% of DEER) Com All CZ10 VintAll | 0.061407 | 0.024497 | 0.16958 | 188.7 | 566.1 | 0 | 0 | 0.067805 | 0 | 0.067805 | 0 | 0.028826 | 0 | 0.028826 | 0 | 2.0562 | 1.2794 | 2.0562 | 1.2794
253142-Commercial HVAC Diagnostic/Tune-up Com All CZ10 VintAll | 0.17758 | 0.070843 | 0.3825 | 545.7 | 5457 | 0 | 0 | 0.11112 | 0 | 0.11112 | 0 | 0.11786 | 0 | 0.11786 | 0 | 4.3003 | 5.376 | 4.3003 | 5.376
253145-Commercial Condensor Coil Cleaning (all units - savings at 50% of DEER) Com All CZ10 VintAll | 0.061407 | 0.024497 | 0.16958 | 188.7 | 566.1 | 0 | 0 | 0.067805 | 0 | 0.067805 | 0 | 0.028826 | 0 | 0.028826 | 0 | 2.0562 | 1.2794 | 2.0562 | 1.2794
253142-Commercial HVAC Diagnostic/Tune-up Com All CZ10 VintAll | 0.17758 | 0.070843 | 0.3825 | 545.7 | 5457 | 0 | 0 | 0.11112 | 0 | 0.11112 | 0 | 0.11786 | 0 | 0.11786 | 0 | 4.3003 | 5.376 | 4.3003 | 5.376
253145-Commercial Condensor Coil Cleaning (all units - savings at 50% of DEER) Com All CZ10 VintAll | 0.061407 | 0.024497 | 0.16958 | 188.7 | 566.1 | 0 | 0 | 0.067805 | 0 | 0.067805 | 0 | 0.028826 | 0 | 0.028826 | 0 | 2.0562 | 1.2794 | 2.0562 | 1.2794
253142-Commercial HVAC Diagnostic/Tune-up Com All CZ10 VintAll | 0.17758 | 0.070843 | 0.3825 | 545.7 | 5457 | 0 | 0 | 0.11112 | 0 | 0.11112 | 0 | 0.11786 | 0 | 0.11786 | 0 | 4.3003 | 5.376 | 4.3003 | 5.376
253145-Commercial Condensor Coil Cleaning (all units - savings at 50% of DEER) Com All CZ10 VintAll | 0.061407 | 0.024497 | 0.16958 | 188.7 | 566.1 | 0 | 0 | 0.067805 | 0 | 0.067805 | 0 | 0.028826 | 0 | 0.028826 | 0 | 2.0562 | 1.2794 | 2.0562 | 1.2794
253142-Commercial HVAC Diagnostic/Tune-up Com All CZ10 VintAll | 0.17758 | 0.070843 | 0.3825 | 545.7 | 5457 | 0 | 0 | 0.11112 | 0 | 0.11112 | 0 | 0.11786 | 0 | 0.11786 | 0 | 4.3003 | 5.376 | 4.3003 | 5.376
253145-Commercial Condensor Coil Cleaning (all units - savings at 50% of DEER) Com All CZ10 VintAll | 0.061407 | 0.024497 | 0.16958 | 188.7 | 566.1 | 0 | 0 | 0.067805 | 0 | 0.067805 | 0 | 0.028826 | 0 | 0.028826 | 0 | 2.0562 | 1.2794 | 2.0562 | 1.2794
253142-Commercial HVAC Diagnostic/Tune-up Com All CZ10 VintAll | 0.17758 | 0.070843 | 0.3825 | 545.7 | 5457 | 0 | 0 | 0.11112 | 0 | 0.11112 | 0 | 0.11786 | 0 | 0.11786 | 0 | 4.3003 | 5.376 | 4.3003 | 5.376
253145-Commercial Condensor Coil Cleaning (all units - savings at 50% of DEER) Com All CZ10 VintAll | 0.061407 | 0.024497 | 0.16958 | 188.7 | 566.1 | 0 | 0 | 0.067805 | 0 | 0.067805 | 0 | 0.028826 | 0 | 0.028826 | 0 | 2.0562 | 1.2794 | 2.0562 | 1.2794
253142-Commercial HVAC Diagnostic/Tune-up Com All CZ10 VintAll | 0.11839 | 0.047229 | 0.255 | 363.8 | 3638 | 0 | 0 | 0.10878 | 0 | 0.10878 | 0 | 0.10224 | 0 | 0.10224 | 0 | 4.0205 | 3.4025 | 4.0205 | 3.4025
253145-Commercial Condensor Coil Cleaning (all units - savings at 50% of DEER) Com All CZ10 VintAll | 0.040938 | 0.016331 | 0.11305 | 125.8 | 377.4 | 0 | 0 | 0.074683 | 0 | 0.074683 | 0 | 0.074683 | 0 | 0.074683 | 0 | 2.3029 | 2.3029 | 2.3029 | 2.3029
253142-Commercial HVAC Diagnostic/Tune-up Com All CZ10 VintAll | 0.17758 | 0.070843 | 0.3825 | 545.7 | 5457 | 0 | 0 | 0.11112 | 0 | 0.11112 | 0 | 0.11786 | 0 | 0.11786 | 0 | 4.3003 | 5.376 | 4.3003 | 5.376
253145-Commercial Condensor Coil Cleaning (all units - savings at 50% of DEER) Com All CZ10 VintAll | 0.061407 | 0.024497 | 0.16958 | 188.7 | 566.1 | 0 | 0 | 0.067805 | 0 | 0.067805 | 0 | 0.028826 | 0 | 0.028826 | 0 | 2.0562 | 1.2794 | 2.0562 | 1.2794
253142-Commercial HVAC Diagnostic/Tune-up Com All CZ10 VintAll | 0.17758 | 0.070843 | 0.3825 | 545.7 | 5457 | 0 | 0 | 0.11112 | 0 | 0.11112 | 0 | 0.11786 | 0 | 0.11786 | 0 | 4.3003 | 5.376 | 4.3003 | 5.376
253145-Commercial Condensor Coil Cleaning (all units - savings at 50% of DEER) Com All CZ10 VintAll | 0.061407 | 0.024497 | 0.16958 | 188.7 | 566.1 | 0 | 0 | 0.067805 | 0 | 0.067805 | 0 | 0.028826 | 0 | 0.028826 | 0 | 2.0562 | 1.2794 | 2.0562 | 1.2794
253142-Commercial HVAC Diagnostic/Tune-up Com All CZ10 VintAll | 0.17758 | 0.070843 | 0.3825 | 545.7 | 5457 | 0 | 0 | 0.11112 | 0 | 0.11112 | 0 | 0.11786 | 0 | 0.11786 | 0 | 4.3003 | 5.376 | 4.3003 | 5.376
253145-Commercial Condensor Coil Cleaning (all units - savings at 50% of DEER) Com All CZ10 VintAll | 0.061407 | 0.024497 | 0.16958 | 188.7 | 566.1 | 0 | 0 | 0.067805 | 0 | 0.067805 | 0 | 0.028826 | 0 | 0.028826 | 0 | 2.0562 | 1.2794 | 2.0562 | 1.2794
253142-Commercial HVAC Diagnostic/Tune-up Com All CZ10 VintAll | 0.059194 | 0.023614 | 0.1275 | 181.9 | 1819 | 0 | 0 | 0.10558 | 0 | 0.10558 | 0 | 0.08096 | 0 | 0.08096 | 0 | 3.6932 | 2.2684 | 3.6932 | 2.2684
253145-Commercial Condensor Coil Cleaning (all units - savings at 50% of DEER) Com All CZ10 VintAll | 0.020469 | 0.0081657 | 0.056525 | 62.9 | 188.7 | 0 | 0 | 0.070384 | 0 | 0.070384 | 0 | 0.046023 | 0 | 0.046023 | 0 | 2.1422 | 1.5353 | 2.1422 | 1.5353
253142-Commercial HVAC Diagnostic/Tune-up Com All CZ10 VintAll | 0.17758 | 0.070843 | 0.3825 | 545.7 | 5457 | 0 | 0 | 0.11112 | 0 | 0.11112 | 0 | 0.11786 | 0 | 0.11786 | 0 | 4.3003 | 5.376 | 4.3003 | 5.376
253145-Commercial Condensor Coil Cleaning (all units - savings at 50% of DEER) Com All CZ10 VintAll | 0.061407 | 0.024497 | 0.16958 | 188.7 | 566.1 | 0 | 0 | 0.067805 | 0 | 0.067805 | 0 | 0.028826 | 0 | 0.028826 | 0 | 2.0562 | 1.2794 | 2.0562 | 1.2794
253142-Commercial HVAC Diagnostic/Tune-up Com All CZ10 VintAll | 0.17758 | 0.070843 | 0.3825 | 545.7 | 5457 | 0 | 0 | 0.11112 | 0 | 0.11112 | 0 | 0.11786 | 0 | 0.11786 | 0 | 4.3003 | 5.376 | 4.3003 | 5.376
253145-Commercial Condensor Coil Cleaning (all units - savings at 50% of DEER) Com All CZ10 VintAll | 0.061407 | 0.024497 | 0.16958 | 188.7 | 566.1 | 0 | 0 | 0.067805 | 0 | 0.067805 | 0 | 0.028826 | 0 | 0.028826 | 0 | 2.0562 | 1.2794 | 2.0562 | 1.2794
253142-Commercial HVAC Diagnostic/Tune-up Com All CZ10 VintAll | 0.17758 | 0.070843 | 0.3825 | 545.7 | 5457 | 0 | 0 | 0.11112 | 0 | 0.11112 | 0 | 0.11786 | 0 | 0.11786 | 0 | 4.3003 | 5.376 | 4.3003 | 5.376
253145-Commercial Condensor Coil Cleaning (all units - savings at 50% of DEER) Com All CZ10 VintAll | 0.061407 | 0.024497 | 0.16958 | 188.7 | 566.1 | 0 | 0 | 0.067805 | 0 | 0.067805 | 0 | 0.028826 | 0 | 0.028826 | 0 | 2.0562 | 1.2794 | 2.0562 | 1.2794
253142-Commercial HVAC Diagnostic/Tune-up Com All CZ10 VintAll | 0.17758 | 0.070843 | 0.3825 | 545.7 | 5457 | 0 | 0 | 0.11112 | 0 | 0.11112 | 0 | 0.11786 | 0 | 0.11786 | 0 | 4.3003 | 5.376 | 4.3003 | 5.376
253145-Commercial Condensor Coil Cleaning (all units - savings at 50% of DEER) Com All CZ10 VintAll | 0.061407 | 0.024497 | 0.16958 | 188.7 | 566.1 | 0 | 0 | 0.067805 | 0 | 0.067805 | 0 | 0.028826 | 0 | 0.028826 | 0 | 2.0562 | 1.2794 | 2.0562 | 1.2794
253142-Commercial HVAC Diagnostic/Tune-up Com All CZ10 VintAll | 0.23678 | 0.094458 | 0.51 | 727.6 | 7276 | 0 | 0 | 0.11112 | 0 | 0.11112 | 0 | 0.11786 | 0 | 0.11786 | 0 | 4.3003 | 5.376 | 4.3003 | 5.376
253145-Commercial Condensor Coil Cleaning (all units - savings at 50% of DEER) Com All CZ10 VintAll | 0.081876 | 0.032663 | 0.2261 | 251.6 | 754.8 | 0 | 0 | 0.067805 | 0 | 0.067805 | 0 | 0.028826 | 0 | 0.028826 | 0 | 2.0562 | 1.2794 | 2.0562 | 1.2794
253142-Commercial HVAC Diagnostic/Tune-up Com All CZ10 VintAll | 0.17758 | 0.070843 | 0.3825 | 545.7 | 5457 | 0 | 0 | 0.10878 | 0 | 0.10878 | 0 | 0.10224 | 0 | 0.10224 | 0 | 4.0205 | 3.4025 | 4.0205 | 3.4025
253145-Commercial Condensor Coil Cleaning (all units - savings at 50% of DEER) Com All CZ10 VintAll | 0.061407 | 0.024497 | 0.16958 | 188.7 | 566.1 | 0 | 0 | 0.074683 | 0 | 0.074683 | 0 | 0.074683 | 0 | 0.074683 | 0 | 2.3029 | 2.3029 | 2.3029 | 2.3029
253142-Commercial HVAC Diagnostic/Tune-up Com All CZ10 VintAll | 0.17758 | 0.070843 | 0.3825 | 545.7 | 5457 | 0 | 0 | 0.10878 | 0 | 0.10878 | 0 | 0.10224 | 0 | 0.10224 | 0 | 4.0205 | 3.4025 | 4.0205 | 3.4025
253145-Commercial Condensor Coil Cleaning (all units - savings at 50% of DEER) Com All CZ10 VintAll | 0.061407 | 0.024497 | 0.16958 | 188.7 | 566.1 | 0 | 0 | 0.074683 | 0 | 0.074683 | 0 | 0.074683 | 0 | 0.074683 | 0 | 2.3029 | 2.3029 | 2.3029 | 2.3029
253142-Commercial HVAC Diagnostic/Tune-up Com All CZ10 VintAll | 0.23678 | 0.094458 | 0.51 | 727.6 | 7276 | 0 | 0 | 0.11112 | 0 | 0.11112 | 0 | 0.11786 | 0 | 0.11786 | 0 | 4.3003 | 5.376 | 4.3003 | 5.376
253145-Commercial Condensor Coil Cleaning (all units - savings at 50% of DEER) Com All CZ10 VintAll | 0.081876 | 0.032663 | 0.2261 | 251.6 | 754.8 | 0 | 0 | 0.067805 | 0 | 0.067805 | 0 | 0.028826 | 0 | 0.028826 | 0 | 2.0562 | 1.2794 | 2.0562 | 1.2794
253142-Commercial HVAC Diagnostic/Tune-up Com All CZ10 VintAll | 0.17758 | 0.070843 | 0.3825 | 545.7 | 5457 | 0 | 0 | 0.11112 | 0 | 0.11112 | 0 | 0.11786 | 0 | 0.11786 | 0 | 4.3003 | 5.376 | 4.3003 | 5.376
253145-Commercial Condensor Coil Cleaning (all units - savings at 50% of DEER) Com All CZ10 VintAll | 0.061407 | 0.024497 | 0.16958 | 188.7 | 566.1 | 0 | 0 | 0.067805 | 0 | 0.067805 | 0 | 0.028826 | 0 | 0.028826 | 0 | 2.0562 | 1.2794 | 2.0562 | 1.2794
253142-Commercial HVAC Diagnostic/Tune-up Com All CZ10 VintAll | 0.17758 | 0.070843 | 0.3825 | 545.7 | 5457 | 0 | 0 | 0.11112 | 0 | 0.11112 | 0 | 0.11786 | 0 | 0.11786 | 0 | 4.3003 | 5.376 | 4.3003 | 5.376
253145-Commercial Condensor Coil Cleaning (all units - savings at 50% of DEER) Com All CZ10 VintAll | 0.061407 | 0.024497 | 0.16958 | 188.7 | 566.1 | 0 | 0 | 0.067805 | 0 | 0.067805 | 0 | 0.028826 | 0 | 0.028826 | 0 | 2.0562 | 1.2794 | 2.0562 | 1.2794
253142-Commercial HVAC Diagnostic/Tune-up Com All CZ10 VintAll | 0.17758 | 0.070843 | 0.3825 | 545.7 | 5457 | 0 | 0 | 0.11112 | 0 | 0.11112 | 0 | 0.11786 | 0 | 0.11786 | 0 | 4.3003 | 5.376 | 4.3003 | 5.376
253145-Commercial Condensor Coil Cleaning (all units - savings at 50% of DEER) Com All CZ10 VintAll | 0.061407 | 0.024497 | 0.16958 | 188.7 | 566.1 | 0 | 0 | 0.067805 | 0 | 0.067805 | 0 | 0.028826 | 0 | 0.028826 | 0 | 2.0562 | 1.2794 | 2.0562 | 1.2794
253142-Commercial HVAC Diagnostic/Tune-up Com All CZ10 VintAll | 0.17758 | 0.070843 | 0.3825 | 545.7 | 5457 | 0 | 0 | 0.11112 | 0 | 0.11112 | 0 | 0.11786 | 0 | 0.11786 | 0 | 4.3003 | 5.376 | 4.3003 | 5.376
253145-Commercial Condensor Coil Cleaning (all units - savings at 50% of DEER) Com All CZ10 VintAll | 0.061407 | 0.024497 | 0.16958 | 188.7 | 566.1 | 0 | 0 | 0.067805 | 0 | 0.067805 | 0 | 0.028826 | 0 | 0.028826 | 0 | 2.0562 | 1.2794 | 2.0562 | 1.2794
253142-Commercial HVAC Diagnostic/Tune-up Com All CZ10 VintAll | 0.17758 | 0.070843 | 0.3825 | 545.7 | 5457 | 0 | 0 | 0.11112 | 0 | 0.11112 | 0 | 0.11786 | 0 | 0.11786 | 0 | 4.3003 | 5.376 | 4.3003 | 5.376
253145-Commercial Condensor Coil Cleaning (all units - savings at 50% of DEER) Com All CZ10 VintAll | 0.061407 | 0.024497 | 0.16958 | 188.7 | 566.1 | 0 | 0 | 0.067805 | 0 | 0.067805 | 0 | 0.028826 | 0 | 0.028826 | 0 | 2.0562 | 1.2794 | 2.0562 | 1.2794
253142-Commercial HVAC Diagnostic/Tune-up Com All CZ10 VintAll | 0.17758 | 0.070843 | 0.3825 | 545.7 | 5457 | 0 | 0 | 0.11112 | 0 | 0.11112 | 0 | 0.11786 | 0 | 0.11786 | 0 | 4.3003 | 5.376 | 4.3003 | 5.376
253145-Commercial Condensor Coil Cleaning (all units - savings at 50% of DEER) Com All CZ10 VintAll | 0.061407 | 0.024497 | 0.16958 | 188.7 | 566.1 | 0 | 0 | 0.067805 | 0 | 0.067805 | 0 | 0.028826 | 0 | 0.028826 | 0 | 2.0562 | 1.2794 | 2.0562 | 1.2794
253142-Commercial HVAC Diagnostic/Tune-up Com All CZ10 VintAll | 0.17758 | 0.070843 | 0.3825 | 545.7 | 5457 | 0 | 0 | 0.11112 | 0 | 0.11112 | 0 | 0.11786 | 0 | 0.11786 | 0 | 4.3003 | 5.376 | 4.3003 | 5.376
253145-Commercial Condensor Coil Cleaning (all units - savings at 50% of DEER) Com All CZ10 VintAll | 0.061407 | 0.024497 | 0.16958 | 188.7 | 566.1 | 0 | 0 | 0.067805 | 0 | 0.067805 | 0 | 0.028826 | 0 | 0.028826 | 0 | 2.0562 | 1.2794 | 2.0562 | 1.2794
253142-Commercial HVAC Diagnostic/Tune-up Com All CZ10 VintAll | 0.17758 | 0.070843 | 0.3825 | 545.7 | 5457 | 0 | 0 | 0.11112 | 0 | 0.11112 | 0 | 0.11786 | 0 | 0.11786 | 0 | 4.3003 | 5.376 | 4.3003 | 5.376
253145-Commercial Condensor Coil Cleaning (all units - savings at 50% of DEER) Com All CZ10 VintAll | 0.061407 | 0.024497 | 0.16958 | 188.7 | 566.1 | 0 | 0 | 0.067805 | 0 | 0.067805 | 0 | 0.028826 | 0 | 0.028826 | 0 | 2.0562 | 1.2794 | 2.0562 | 1.2794
253142-Commercial HVAC Diagnostic/Tune-up Com All CZ10 VintAll | 0.17758 | 0.070843 | 0.3825 | 545.7 | 5457 | 0 | 0 | 0.11112 | 0 | 0.11112 | 0 | 0.11786 | 0 | 0.11786 | 0 | 4.3003 | 5.376 | 4.3003 | 5.376
253145-Commercial Condensor Coil Cleaning (all units - savings at 50% of DEER) Com All CZ10 VintAll | 0.061407 | 0.024497 | 0.16958 | 188.7 | 566.1 | 0 | 0 | 0.067805 | 0 | 0.067805 | 0 | 0.028826 | 0 | 0.028826 | 0 | 2.0562 | 1.2794 | 2.0562 | 1.2794
253142-Commercial HVAC Diagnostic/Tune-up Com All CZ10 VintAll | 0.17758 | 0.070843 | 0.3825 | 545.7 | 5457 | 0 | 0 | 0.11112 | 0 | 0.11112 | 0 | 0.11786 | 0 | 0.11786 | 0 | 4.3003 | 5.376 | 4.3003 | 5.376
253145-Commercial Condensor Coil Cleaning (all units - savings at 50% of DEER) Com All CZ10 VintAll | 0.061407 | 0.024497 | 0.16958 | 188.7 | 566.1 | 0 | 0 | 0.067805 | 0 | 0.067805 | 0 | 0.028826 | 0 | 0.028826 | 0 | 2.0562 | 1.2794 | 2.0562 | 1.2794
253142-Commercial HVAC Diagnostic/Tune-up Com All CZ10 VintAll | 0.17758 | 0.070843 | 0.3825 | 545.7 | 5457 | 0 | 0 | 0.11112 | 0 | 0.11112 | 0 | 0.11786 | 0 | 0.11786 | 0 | 4.3003 | 5.376 | 4.3003 | 5.376
253145-Commercial Condensor Coil Cleaning (all units - savings at 50% of DEER) Com All CZ10 VintAll | 0.061407 | 0.024497 | 0.16958 | 188.7 | 566.1 | 0 | 0 | 0.067805 | 0 | 0.067805 | 0 | 0.028826 | 0 | 0.028826 | 0 | 2.0562 | 1.2794 | 2.0562 | 1.2794
253142-Commercial HVAC Diagnostic/Tune-up Com All CZ10 VintAll | 0.23678 | 0.094458 | 0.51 | 727.6 | 7276 | 0 | 0 | 0.11112 | 0 | 0.11112 | 0 | 0.11786 | 0 | 0.11786 | 0 | 4.3003 | 5.376 | 4.3003 | 5.376
253145-Commercial Condensor Coil Cleaning (all units - savings at 50% of DEER) Com All CZ10 VintAll | 0.081876 | 0.032663 | 0.2261 | 251.6 | 754.8 | 0 | 0 | 0.067805 | 0 | 0.067805 | 0 | 0.028826 | 0 | 0.028826 | 0 | 2.0562 | 1.2794 | 2.0562 | 1.2794
253142-Commercial HVAC Diagnostic/Tune-up Com All CZ10 VintAll | 0.29597 | 0.11807 | 0.6375 | 909.5 | 9095 | 0 | 0 | 0.11112 | 0 | 0.11112 | 0 | 0.11786 | 0 | 0.11786 | 0 | 4.3003 | 5.376 | 4.3003 | 5.376
253145-Commercial Condensor Coil Cleaning (all units - savings at 50% of DEER) Com All CZ10 VintAll | 0.10234 | 0.040829 | 0.28263 | 314.5 | 943.5 | 0 | 0 | 0.067805 | 0 | 0.067805 | 0 | 0.028826 | 0 | 0.028826 | 0 | 2.0562 | 1.2794 | 2.0562 | 1.2794
253142-Commercial HVAC Diagnostic/Tune-up Com All CZ10 VintAll | 0.29597 | 0.11807 | 0.6375 | 909.5 | 9095 | 0 | 0 | 0.11112 | 0 | 0.11112 | 0 | 0.11786 | 0 | 0.11786 | 0 | 4.3003 | 5.376 | 4.3003 | 5.376
253145-Commercial Condensor Coil Cleaning (all units - savings at 50% of DEER) Com All CZ10 VintAll | 0.10234 | 0.040829 | 0.28263 | 314.5 | 943.5 | 0 | 0 | 0.067805 | 0 | 0.067805 | 0 | 0.028826 | 0 | 0.028826 | 0 | 2.0562 | 1.2794 | 2.0562 | 1.2794
253142-Commercial HVAC Diagnostic/Tune-up Com All CZ10 VintAll | 0.29597 | 0.11807 | 0.6375 | 909.5 | 9095 | 0 | 0 | 0.11112 | 0 | 0.11112 | 0 | 0.11786 | 0 | 0.11786 | 0 | 4.3003 | 5.376 | 4.3003 | 5.376
253145-Commercial Condensor Coil Cleaning (all units - savings at 50% of DEER) Com All CZ10 VintAll | 0.10234 | 0.040829 | 0.28263 | 314.5 | 943.5 | 0 | 0 | 0.067805 | 0 | 0.067805 | 0 | 0.028826 | 0 | 0.028826 | 0 | 2.0562 | 1.2794 | 2.0562 | 1.2794
253145-Commercial Condensor Coil Cleaning (all units - savings at 50% of DEER) Com All CZ10 VintAll | 0.49126 | 0.19598 | 1.3566 | 1509.6 | 4528.8 | 0 | 0 | 0.067805 | 0 | 0.067805 | 0 | 0.028826 | 0 | 0.028826 | 0 | 2.0562 | 1.2794 | 2.0562 | 1.2794

## Output
Program Summary |  | Nominal | Present Value | [5 empty] | Avoided Cost Version
Proposer Name |  | 0 | [6 empty] | 2010-05-04
Program Name |  | 0 | [6 empty] | 2010-05-04
Total Program Budget ($) |  | 202702.775 | 195472.2038 | [5 empty] | Base Year
2009
Net Participant Cost ($) |  | 136596.3664 | 125704.4613 | [5 empty] | SDG&E 09-11 4g3.xls
Program Impacts | [9 empty] | Program Impacts (Gross)
| Annual Net kWh | Lifecycle Net kWh | Annual Net Therms | Lifecycle Net Therms | Net Jul-Sept Pk (kW) | Net Dec-Feb Pk (kW) | Net CEC (kW) | User Entered kW |  |  | Annual Gross kWh | Lifecycle Gross kWh | Annual Gross Therms | Lifecycle Gross Therms | User Entered kW
2009-2011 | 1348236.3693 | 8065990.4395 | 0 | 0 | 438.7443 | 175.0296 | 0 | 211.2256 |  | 2009-2011 | 1628867.279 | 10130003.185 | 0 | 0 | 272.2628
2012-2015 | 0 | 0 | 0 | 0 | 0 | 0 | 0 | 0 |  | 2012-2015 | 0 | 0 | 0 | 0 | 0
2016-2019 | 0 | 0 | 0 | 0 | 0 | 0 | 0 | 0 |  | 2016-2019 | 0 | 0 | 0 | 0 | 0
Cost Effectiveness (Lifecycle Present Value Dollars)
|  | Benefits |  |  | Benefit - Cost
| Cost | Electric | Gas | Incentives | NPV | B/C Ratio | Notes
Program TRC ($) | 321176.6651 | 884045.3905 | 0 | NA | 562868.7255 | 2.7525 | *1
Program PAC ($) | 195472.2038 | 884045.3905 | 0 | NA | 688573.1868 | 4.5226 | *1,2
Program RIM ($) | 195472.2038 | 884045.3905 | 0 | NA | 688573.1868 | 4.5226 | *1
*1 B/C Ratio is an approximation because any supply cost increases are treated as negative benefits rather than as a cost as in the Standard Practice Manual
*2 PAC benefits include environmental costs. This is to be consistent with the TRC benefits, but is not strictly consistent with the Standard Practice Manual.
Levelized Cost and Benefit (All Measures Installed through 2019)
| Discounted Savings |  |  |  | Benefit - Cost
| kWh | Therms | Cost | Benefits | NPV
TRC ($/kWh ) | 6258730.3573 |  | 0.051317 | 0.14125 | 0.089933
PAC ($/kWh) | 6258730.3573 |  | 0.031232 | 0.14125 | 0.11002
RIM ($/kWh) | 6258730.3573 |  | 0.031232 | 0.14125 | 0.11002
TRC ($/therm) |  | 0 | 0 | 0 | 0
PAC ($/therm) |  | 0 | 0 | 0 | 0
RIM ($/therm) |  | 0 | 0 | 0 | 0
Emissions Reductions | [9 empty] | Emissions Reductions (Gross)
| Electric Reductions |  |  | Gas Reductions | [6 empty] | Electric Reductions |  |  | Gas Reductions
Annual Reductions | CO2 (tons) | NOX (lbs) | PM-10 (lbs) | CO2 (tons) | NOX (lbs) |  |  |  |  | Annual Reductions | CO2 (tons) | NOX (lbs) | PM-10 (lbs) | CO2 (tons) | NOX (lbs)
2009 | 775.101 | 210.4206 | 99.4559 | 0 | 0 | * annual reductions are the units |  |  |  | 2009 | 936.4357 | 254.2189 | 120.1573 | 0 | 0 | * annual reductions are the units
2010 | 0 | 0 | 0 | 0 | 0 | implemented in the year, times |  |  |  | 2010 | 0 | 0 | 0 | 0 | 0 | implemented in the year, times
2011 | 0 | 0 | 0 | 0 | 0 | the annual emission reduction |  |  |  | 2011 | 0 | 0 | 0 | 0 | 0 | the annual emission reduction
2012 | 0 | 0 | 0 | 0 | 0 | for the measure. |  |  |  | 2012 | 0 | 0 | 0 | 0 | 0 | for the measure.
2013 | 0 | 0 | 0 | 0 | 0 |  |  |  |  | 2013 | 0 | 0 | 0 | 0 | 0
2014 | 0 | 0 | 0 | 0 | 0 |  |  |  |  | 2014 | 0 | 0 | 0 | 0 | 0
2015 | 0 | 0 | 0 | 0 | 0 |  |  |  |  | 2015 | 0 | 0 | 0 | 0 | 0
2016 | 0 | 0 | 0 | 0 | 0 |  |  |  |  | 2016 | 0 | 0 | 0 | 0 | 0
2017 | 0 | 0 | 0 | 0 | 0 |  |  |  |  | 2017 | 0 | 0 | 0 | 0 | 0
2018 | 0 | 0 | 0 | 0 | 0 |  |  |  |  | 2018 | 0 | 0 | 0 | 0 | 0
2019 | 0 | 0 | 0 | 0 | 0 |  |  |  |  | 2019 | 0 | 0 | 0 | 0 | 0
Total Annual | 775.101 | 210.4206 | 99.4559 | 0 | 0 |  |  |  |  | Total Annual | 936.4357 | 254.2189 | 120.1573 | 0 | 0
Lifecycle Reductions | [9 empty] | Lifecycle Reductions
2009 | 4637.1376 | 1258.867 | 595.0071 | 0 | 0 |  |  |  |  | 2009 | 5823.7385 | 1580.9994 | 747.264 | 0 | 0
2010 | 0 | 0 | 0 | 0 | 0 |  |  |  |  | 2010 | 0 | 0 | 0 | 0 | 0
2011 | 0 | 0 | 0 | 0 | 0 |  |  |  |  | 2011 | 0 | 0 | 0 | 0 | 0
2012 | 0 | 0 | 0 | 0 | 0 |  |  |  |  | 2012 | 0 | 0 | 0 | 0 | 0
2013 | 0 | 0 | 0 | 0 | 0 |  |  |  |  | 2013 | 0 | 0 | 0 | 0 | 0
2014 | 0 | 0 | 0 | 0 | 0 |  |  |  |  | 2014 | 0 | 0 | 0 | 0 | 0
2015 | 0 | 0 | 0 | 0 | 0 |  |  |  |  | 2015 | 0 | 0 | 0 | 0 | 0
2016 | 0 | 0 | 0 | 0 | 0 |  |  |  |  | 2016 | 0 | 0 | 0 | 0 | 0
2017 | 0 | 0 | 0 | 0 | 0 |  |  |  |  | 2017 | 0 | 0 | 0 | 0 | 0
2018 | 0 | 0 | 0 | 0 | 0 |  |  |  |  | 2018 | 0 | 0 | 0 | 0 | 0
2019 | 0 | 0 | 0 | 0 | 0 |  |  |  |  | 2019 | 0 | 0 | 0 | 0 | 0
Total Lifecycle | 4637.1376 | 1258.867 | 595.0071 | 0 | 0 |  |  |  |  | Total Lifecycle | 5823.7385 | 1580.9994 | 747.264 | 0 | 0
Reductions based on total annual installations | [9 empty] | Reductions based on total annual installations (Gross)
| Annual Net kWh | Lifecycle Net kWh | Annual Net Therms | Lifecycle Net Therms | Net July-Sept Peak (kW) | Net Dec-Feb (kW) |  | User Entered kW | Net Annual NCP (kW) |  | Annual Gross kWh | Lifecycle Gross kWh | Annual Gross Therms | Lifecycle Gross Therms | User Entered kW
2009 | 1348236.3693 | 8065990.4395 | 0 | 0 | 438.7443 | 175.0296 |  | 211.2256 | 435.1871 | 2009 | 1628867.279 | 10130003.185 | 0 | 0 | 272.2628
2010 | 0 | 0 | 0 | 0 | 0 | 0 |  | 0 | 45.3907 | 2010 | 0 | 0 | 0 | 0 | 0
2011 | 0 | 0 | 0 | 0 | 0 | 0 |  | 0 | 0 | 2011 | 0 | 0 | 0 | 0 | 0
2012 | 0 | 0 | 0 | 0 | 0 | 0 |  | 0 | -15.4969 | 2012 | 0 | 0 | 0 | 0 | 0
2013 | 0 | 0 | 0 | 0 | 0 | 0 |  | 0 | -5.7809 | 2013 | 0 | 0 | 0 | 0 | 0
2014 | 0 | 0 | 0 | 0 | 0 | 0 |  | 0 | -292.02 | 2014 | 0 | 0 | 0 | 0 | 0
2015 | 0 | 0 | 0 | 0 | 0 | 0 |  | 0 | -87.7221 | 2015 | 0 | 0 | 0 | 0 | 0
2016 | 0 | 0 | 0 | 0 | 0 | 0 |  | 0 | 0 | 2016 | 0 | 0 | 0 | 0 | 0
2017 | 0 | 0 | 0 | 0 | 0 | 0 |  | 0 | 0 | 2017 | 0 | 0 | 0 | 0 | 0
2018 | 0 | 0 | 0 | 0 | 0 | 0 |  | 0 | 0 | 2018 | 0 | 0 | 0 | 0 | 0
2019 | 0 | 0 | 0 | 0 | 0 | 0 |  | 0 | -39.6506 | 2019 | 0 | 0 | 0 | 0 | 0
Total | 1348236.3693 | 8065990.4395 | 0 | 0 | 438.7443 | 175.0296 |  | 211.2256 | 39.9074 | Total | 1628867.279 | 10130003.185 | 0 | 0 | 272.2628
Net Impacts by Sector (All Measures Installed through 2019)
| Annual Net kWh | Lifecycle Net kWh | Annual Net Therms | Lifecycle Net Therms | Net July-Sept Peak (kW) | Net Dec-Feb (kW) |  | User Entered kW | TRC Lifecycle Net Benefits* ($)
Total | 1348236.3693 | 8065990.4395 | 0 | 0 | 438.7443 | 175.0296 |  | 211.2256 | 562868.7255
RES | 0 | 0 | 0 | 0 | 0 | 0 |  | 0 | 0
NON_RES | 0 | 0 | 0 | 0 | 0 | 0 |  | 0 | 0
Residential | 0 | 0 | 0 | 0 | 0 | 0 |  | 0 | 0
Commercial | 1348236.3693 | 8065990.4395 | 0 | 0 | 438.7443 | 175.0296 |  | 211.2256 | 562868.7255
Industrial | 0 | 0 | 0 | 0 | 0 | 0 |  | 0 | 0
Agricultural | 0 | 0 | 0 | 0 | 0 | 0 |  | 0 | 0
Not Used | 0 | 0 | 0 | 0 | 0 | 0 |  | 0 | 0
0 | 0 | 0 | 0 | 0 | 0 | 0 |  | 0 | 0
0 | 0 | 0 | 0 | 0 | 0 | 0 |  | 0 | 0
0 | 0 | 0 | 0 | 0 | 0 | 0 |  | 0 | 0
0 | 0 | 0 | 0 | 0 | 0 | 0 |  | 0 | 0
0 | 0 | 0 | 0 | 0 | 0 | 0 |  | 0 | 0
0 |  |  | 0 |  |  |  |  | 0 | 0
0 |  |  | 0 |  |  |  |  | 0 | 0
0 |  |  | 0 |  |  |  |  | 0 | 0
0 |  |  | 0 |  |  |  |  | 0 | 0
0 |  |  | 0 |  |  |  |  | 0 | 0
0 |  |  | 0 |  |  |  |  | 0 | 0
0 |  |  | 0 |  |  |  |  | 0 | 0
0 |  |  | 0 |  |  |  |  | 0 | 0
0 |  |  | 0 |  |  |  |  | 0 | 0
0 |  |  | 0 |  |  |  |  | 0 | 0
0 |  |  | 0 |  |  |  |  | 0 | 0
Other and unspecified | 0 | 0 | 0 | 0 | 0 | 0 | 0 | 0 | 0
* Include program-level and admin costs allocated based to total gas and electric programs at the measure level.
Net Impacts by CPUC End Use Categories (All Measures Installed through 2019)
| Annual Net kWh | Lifecycle Net kWh | Annual Net Therms | Lifecycle Net Therms | Net July-Sept Peak (kW) | Net Dec-Feb Pk (kW) |  | User Entered kW | TRC Lifecycle Net Benefits* ($)
Total | 1348236.3693 | 8065990.4395 | 0 | 0 | 438.7443 | 175.0296 |  | 211.2256 | 562868.7255
Clothes Dryer | 0 | 0 | 0 | 0 | 0 | 0 |  | 0 | 0
Clothes Washer | 0 | 0 | 0 | 0 | 0 | 0 |  | 0 | 0
Consumer Electronics | 0 | 0 | 0 | 0 | 0 | 0 |  | 0 | 0
Cooking | 0 | 0 | 0 | 0 | 0 | 0 |  | 0 | 0
Dishwasher | 0 | 0 | 0 | 0 | 0 | 0 |  | 0 | 0
Other Appliance | 0 | 0 | 0 | 0 | 0 | 0 |  | 0 | 0
Office Equipment | 0 | 0 | 0 | 0 | 0 | 0 |  | 0 | 0
Building shell | 0 | 0 | 0 | 0 | 0 | 0 |  | 0 | 0
Space Cooling | 1348236.3693 | 8065990.4395 | 0 | 0 | 438.7443 | 175.0296 |  | 211.2256 | 562868.7255
Space Heating | 0 | 0 | 0 | 0 | 0 | 0 |  | 0 | 0
Ventilation | 0 | 0 | 0 | 0 | 0 | 0 |  | 0 | 0
Interior Lighting | 0 | 0 | 0 | 0 | 0 | 0 |  | 0 | 0
Exterior Lighting | 0 | 0 | 0 | 0 | 0 | 0 |  | 0 | 0
Daylighting | 0 | 0 | 0 | 0 | 0 | 0 |  | 0 | 0
Motors | 0 | 0 | 0 | 0 | 0 | 0 |  | 0 | 0
Process | 0 | 0 | 0 | 0 | 0 | 0 |  | 0 | 0
Compressed Air | 0 | 0 | 0 | 0 | 0 | 0 |  | 0 | 0
Food Processor | 0 | 0 | 0 | 0 | 0 | 0 |  | 0 | 0
Refrigeration | 0 | 0 | 0 | 0 | 0 | 0 |  | 0 | 0
Freezers | 0 | 0 | 0 | 0 | 0 | 0 |  | 0 | 0
Pumps | 0 | 0 | 0 | 0 | 0 | 0 |  | 0 | 0
Pool Pump | 0 | 0 | 0 | 0 | 0 | 0 |  | 0 | 0
Domestic Hot Water | 0 | 0 | 0 | 0 | 0 | 0 |  | 0 | 0
Water Heating | 0 | 0 | 0 | 0 | 0 | 0 |  | 0 | 0
Other and unspecified | 0 | 0 | 0 | 0 | 0 | 0 | 0 | 0 | 0
* Include program-level and admin costs allocated based to total gas and electric programs at the measure level.
Net Impacts by Climate Zone (All Measures Installed through 2016)
| Annual Net kWh | Lifecycle Net kWh | Annual Net Therms | Lifecycle Net Therms | Net July-Sept Peak (kW) | Net dec-Feb Pk (kW) |  | User Entered kW | TRC Lifecycle Net Benefits* ($)
Total | 1348236.3693 | 8065990.4395 | 0 | 0 | 438.7443 | 175.0296 |  | 211.2256 | 562868.7255
7 | 0 | 0 | 0 | 0 | 0 | 0 |  | 0 | 0
10 | 0 | 0 | 0 | 0 | 0 | 0 |  | 0 | 0
14 | 0 | 0 | 0 | 0 | 0 | 0 |  | 0 | 0
15 | 0 | 0 | 0 | 0 | 0 | 0 |  | 0 | 0
System | 1348236.3693 | 8065990.4395 | 0 | 0 | 438.7443 | 175.0296 |  | 211.2256 | 562868.7255
0 | 0 | 0 | 0 | 0 | 0 | 0 |  | 0
0 | 0 | 0 | 0 | 0 | 0 | 0 |  | 0
0 | 0 | 0 | 0 | 0 | 0 | 0 |  | 0
0 | 0 | 0 | 0 | 0 | 0 | 0 |  | 0
0 | 0 | 0 | 0 | 0 | 0 | 0 |  | 0
0 | 0 | 0 | 0 | 0 | 0 | 0 |  | 0
* Include program-level and admin costs allocated based to total gas and electric programs at the measure level.
Persistent reductions in the summer (3rd Qtr) or winter (4th Qtr) of each year
| Net Juy-Sept Peak (kW) | Net Annual Dec-Feb (kW)
2009 | 397.3048 | 175.0296
2010 | 438.7443 | 175.0296
2011 | 438.7443 | 175.0296
2012 | 424.5964 | 167.2801
2013 | 419.3187 | 167.2801
2014 | 72.6326 | 28.9755
2015 | 72.6326 | 28.9755
2016 | 72.6326 | 28.9755
2017 | 72.6326 | 28.9755
2018 | 72.6326 | 28.9755
2019 | 36.4335 | 8.5219
2020 | 21.3617 | 8.5219
Monthly Impacts
First Year for Impact Table: | 2009
| Quarter | Monthly Five Hour Avg or TOU Peak | Net Monthly NCP (kW) |  | Monthly Net kWh | Monthly Net Therms
2009-01-01 | 1 | 0 | 0 |  | 0 | 0
2009-02-01 | 1 | 0 | 0 |  | 0 | 0
2009-03-01 | 1 | 0 | 0 |  | 0 | 0
2009-04-01 | 2 | 158.498 | 158.498 |  | 73654.8583 | 0
2009-05-01 | 2 | 397.3048 | 435.1871 |  | 141062.2219 | 0
2009-06-01 | 2 | 397.3048 | 435.1871 |  | 141062.2219 | 0
2009-07-01 | 3 | 397.3048 | 435.1871 |  | 141062.2219 | 0
2009-08-01 | 3 | 397.3048 | 435.1871 |  | 141062.2219 | 0
2009-09-01 | 3 | 397.3048 | 435.1871 |  | 141062.2219 | 0
2009-10-01 | 4 | 158.498 | 158.498 |  | 73654.8583 | 0
2009-11-01 | 4 | 158.498 | 158.498 |  | 73654.8583 | 0
2009-12-01 | 4 | 158.498 | 158.498 |  | 73654.8583 | 0
2010-01-01 | 5 | 175.0296 | 175.0296 |  | 81337.1741 | 0
2010-02-01 | 5 | 175.0296 | 175.0296 |  | 81337.1741 | 0
2010-03-01 | 5 | 175.0296 | 175.0296 |  | 81337.1741 | 0
2010-04-01 | 6 | 175.0296 | 175.0296 |  | 81337.1741 | 0
2010-05-01 | 6 | 438.7443 | 480.5778 |  | 155775.2301 | 0
2010-06-01 | 6 | 438.7443 | 480.5778 |  | 155775.2301 | 0
2010-07-01 | 7 | 438.7443 | 480.5778 |  | 155775.2301 | 0
2010-08-01 | 7 | 438.7443 | 480.5778 |  | 155775.2301 | 0
2010-09-01 | 7 | 438.7443 | 480.5778 |  | 155775.2301 | 0
2010-10-01 | 8 | 175.0296 | 175.0296 |  | 81337.1741 | 0
2010-11-01 | 8 | 175.0296 | 175.0296 |  | 81337.1741 | 0
2010-12-01 | 8 | 175.0296 | 175.0296 |  | 81337.1741 | 0
2011-01-01 | 9 | 175.0296 | 175.0296 |  | 81337.1741 | 0
2011-02-01 | 9 | 175.0296 | 175.0296 |  | 81337.1741 | 0
2011-03-01 | 9 | 175.0296 | 175.0296 |  | 81337.1741 | 0
2011-04-01 | 10 | 175.0296 | 175.0296 |  | 81337.1741 | 0
2011-05-01 | 10 | 438.7443 | 480.5778 |  | 155775.2301 | 0
2011-06-01 | 10 | 438.7443 | 480.5778 |  | 155775.2301 | 0
2011-07-01 | 11 | 438.7443 | 480.5778 |  | 155775.2301 | 0
2011-08-01 | 11 | 438.7443 | 480.5778 |  | 155775.2301 | 0
2011-09-01 | 11 | 438.7443 | 480.5778 |  | 155775.2301 | 0
2011-10-01 | 12 | 175.0296 | 175.0296 |  | 81337.1741 | 0
2011-11-01 | 12 | 175.0296 | 175.0296 |  | 81337.1741 | 0
2011-12-01 | 12 | 175.0296 | 175.0296 |  | 81337.1741 | 0
2012-01-01 | 13 | 175.0296 | 175.0296 |  | 81337.1741 | 0
2012-02-01 | 13 | 175.0296 | 175.0296 |  | 81337.1741 | 0
2012-03-01 | 13 | 175.0296 | 175.0296 |  | 81337.1741 | 0
2012-04-01 | 14 | 169.3855 | 169.3855 |  | 78714.3412 | 0
2012-05-01 | 14 | 424.5964 | 465.0809 |  | 150752.0362 | 0
2012-06-01 | 14 | 424.5964 | 465.0809 |  | 150752.0362 | 0
2012-07-01 | 15 | 424.5964 | 465.0809 |  | 150752.0362 | 0
2012-08-01 | 15 | 424.5964 | 465.0809 |  | 150752.0362 | 0
2012-09-01 | 15 | 424.5964 | 465.0809 |  | 150752.0362 | 0
2012-10-01 | 16 | 169.3855 | 169.3855 |  | 78714.3412 | 0
2012-11-01 | 16 | 169.3855 | 169.3855 |  | 78714.3412 | 0
2012-12-01 | 16 | 169.3855 | 169.3855 |  | 78714.3412 | 0
2013-01-01 | 17 | 167.2801 | 167.2801 |  | 77735.9324 | 0
2013-02-01 | 17 | 167.2801 | 167.2801 |  | 77735.9324 | 0
2013-03-01 | 17 | 167.2801 | 167.2801 |  | 77735.9324 | 0
2013-04-01 | 18 | 167.2801 | 167.2801 |  | 77735.9324 | 0
2013-05-01 | 18 | 419.3187 | 459.3 |  | 148878.2085 | 0
2013-06-01 | 18 | 419.3187 | 459.3 |  | 148878.2085 | 0
2013-07-01 | 19 | 419.3187 | 459.3 |  | 148878.2085 | 0
2013-08-01 | 19 | 419.3187 | 459.3 |  | 148878.2085 | 0
2013-09-01 | 19 | 419.3187 | 459.3 |  | 148878.2085 | 0
2013-10-01 | 20 | 167.2801 | 167.2801 |  | 77735.9324 | 0
2013-11-01 | 20 | 167.2801 | 167.2801 |  | 77735.9324 | 0
2013-12-01 | 20 | 167.2801 | 167.2801 |  | 77735.9324 | 0
2014-01-01 | 21 | 167.2801 | 167.2801 |  | 77735.9324 | 0
2014-02-01 | 21 | 167.2801 | 167.2801 |  | 77735.9324 | 0
2014-03-01 | 21 | 167.2801 | 167.2801 |  | 77735.9324 | 0
2014-04-01 | 22 | 28.9755 | 28.9755 |  | 13465.091 | 0
2014-05-01 | 22 | 72.6326 | 79.558 |  | 25788.0565 | 0
2014-06-01 | 22 | 72.6326 | 79.558 |  | 25788.0565 | 0
2014-07-01 | 23 | 72.6326 | 79.558 |  | 25788.0565 | 0
2014-08-01 | 23 | 72.6326 | 79.558 |  | 25788.0565 | 0
2014-09-01 | 23 | 72.6326 | 79.558 |  | 25788.0565 | 0
2014-10-01 | 24 | 28.9755 | 28.9755 |  | 13465.091 | 0
2014-11-01 | 24 | 28.9755 | 28.9755 |  | 13465.091 | 0
2014-12-01 | 24 | 28.9755 | 28.9755 |  | 13465.091 | 0
2015-01-01 | 25 | 28.9755 | 28.9755 |  | 13465.091 | 0
2015-02-01 | 25 | 28.9755 | 28.9755 |  | 13465.091 | 0
2015-03-01 | 25 | 28.9755 | 28.9755 |  | 13465.091 | 0
2015-04-01 | 26 | 28.9755 | 28.9755 |  | 13465.091 | 0
2015-05-01 | 26 | 72.6326 | 79.558 |  | 25788.0565 | 0
2015-06-01 | 26 | 72.6326 | 79.558 |  | 25788.0565 | 0
2015-07-01 | 27 | 72.6326 | 79.558 |  | 25788.0565 | 0
2015-08-01 | 27 | 72.6326 | 79.558 |  | 25788.0565 | 0
2015-09-01 | 27 | 72.6326 | 79.558 |  | 25788.0565 | 0
2015-10-01 | 28 | 28.9755 | 28.9755 |  | 13465.091 | 0
2015-11-01 | 28 | 28.9755 | 28.9755 |  | 13465.091 | 0
2015-12-01 | 28 | 28.9755 | 28.9755 |  | 13465.091 | 0
2016-01-01 | 29 | 28.9755 | 28.9755 |  | 13465.091 | 0
2016-02-01 | 29 | 28.9755 | 28.9755 |  | 13465.091 | 0
2016-03-01 | 29 | 28.9755 | 28.9755 |  | 13465.091 | 0
2016-04-01 | 30 | 28.9755 | 28.9755 |  | 13465.091 | 0
2016-05-01 | 30 | 72.6326 | 79.558 |  | 25788.0565 | 0
2016-06-01 | 30 | 72.6326 | 79.558 |  | 25788.0565 | 0
2016-07-01 | 31 | 72.6326 | 79.558 |  | 25788.0565 | 0
2016-08-01 | 31 | 72.6326 | 79.558 |  | 25788.0565 | 0
2016-09-01 | 31 | 72.6326 | 79.558 |  | 25788.0565 | 0
2016-10-01 | 32 | 28.9755 | 28.9755 |  | 13465.091 | 0
2016-11-01 | 32 | 28.9755 | 28.9755 |  | 13465.091 | 0
2016-12-01 | 32 | 28.9755 | 28.9755 |  | 13465.091 | 0
2017-01-01 | 33 | 28.9755 | 28.9755 |  | 13465.091 | 0
2017-02-01 | 33 | 28.9755 | 28.9755 |  | 13465.091 | 0
2017-03-01 | 33 | 28.9755 | 28.9755 |  | 13465.091 | 0
2017-04-01 | 34 | 28.9755 | 28.9755 |  | 13465.091 | 0
2017-05-01 | 34 | 72.6326 | 79.558 |  | 25788.0565 | 0
2017-06-01 | 34 | 72.6326 | 79.558 |  | 25788.0565 | 0
2017-07-01 | 35 | 72.6326 | 79.558 |  | 25788.0565 | 0
2017-08-01 | 35 | 72.6326 | 79.558 |  | 25788.0565 | 0
2017-09-01 | 35 | 72.6326 | 79.558 |  | 25788.0565 | 0
2017-10-01 | 36 | 28.9755 | 28.9755 |  | 13465.091 | 0
2017-11-01 | 36 | 28.9755 | 28.9755 |  | 13465.091 | 0
2017-12-01 | 36 | 28.9755 | 28.9755 |  | 13465.091 | 0
2018-01-01 | 37 | 28.9755 | 28.9755 |  | 13465.091 | 0
2018-02-01 | 37 | 28.9755 | 28.9755 |  | 13465.091 | 0
2018-03-01 | 37 | 28.9755 | 28.9755 |  | 13465.091 | 0
2018-04-01 | 38 | 28.9755 | 28.9755 |  | 13465.091 | 0
2018-05-01 | 38 | 72.6326 | 79.558 |  | 25788.0565 | 0
2018-06-01 | 38 | 72.6326 | 79.558 |  | 25788.0565 | 0
2018-07-01 | 39 | 72.6326 | 79.558 |  | 25788.0565 | 0
2018-08-01 | 39 | 72.6326 | 79.558 |  | 25788.0565 | 0
2018-09-01 | 39 | 72.6326 | 79.558 |  | 25788.0565 | 0
2018-10-01 | 40 | 28.9755 | 28.9755 |  | 13465.091 | 0
2018-11-01 | 40 | 28.9755 | 28.9755 |  | 13465.091 | 0
2018-12-01 | 40 | 28.9755 | 28.9755 |  | 13465.091 | 0
2019-01-01 | 41 | 28.9755 | 28.9755 |  | 13465.091 | 0
2019-02-01 | 41 | 28.9755 | 28.9755 |  | 13465.091 | 0
2019-03-01 | 41 | 28.9755 | 28.9755 |  | 13465.091 | 0
2019-04-01 | 42 | 14.5345 | 14.5345 |  | 6754.2734 | 0
2019-05-01 | 42 | 36.4335 | 39.9074 |  | 12935.6411 | 0
2019-06-01 | 42 | 36.4335 | 39.9074 |  | 12935.6411 | 0
2019-07-01 | 43 | 36.4335 | 39.9074 |  | 12935.6411 | 0
2019-08-01 | 43 | 36.4335 | 39.9074 |  | 12935.6411 | 0
2019-09-01 | 43 | 36.4335 | 39.9074 |  | 12935.6411 | 0
2019-10-01 | 44 | 14.5345 | 14.5345 |  | 6754.2734 | 0
2019-11-01 | 44 | 14.5345 | 14.5345 |  | 6754.2734 | 0
2019-12-01 | 44 | 14.5345 | 14.5345 |  | 6754.2734 | 0

## Input
| SDG&E 09-11 4g3.xls |  |  |  | Program Budget ($) |  |  | NPV Factor for lump-sum admin costs: | 100%
a. Administrative Costs
| Proposer General Information |  |  |  | a.i. Overhead and G&A |  | d. Incentives and Rebates ($) | Nominal | NPV
| Proposer Name |  |  |  | a.ii. Other Admin costs |  | d.i. User Input Incentive |  | 0 | Note: User Input Incentives are treated like Admin costs and are NOT adjusted by the net to gross ratio in the TRC test.
| Program Name |  |  |  | b. Marketing/Outreach |  | d.ii. Rebate | 0 | 0
| Service Territory |  | SDG&E |  | c. Direct Implementation (non incentive) |  | d.iii. Direct Install Labor | 0 | 0
| First Year of Program Implementation |  |  | 2009 | c.i. Activity |  | d.iv. Direct Install Materials | 0 | 0
| Contact Information |  |  |  | c.ii. Installation |  | d.v. Upstream payments | 202702.775 | 195472.2038
| Name |  |  |  | c.iii. Hardware & Materials |  | Subtotal Direct Install | 202702.775 | 195472.2038
| Address |  |  |  | c.iv. Rebate Processing and Inspection | [41 empty] | Formulas for spreading annual installations to quarters
| ZIP code |  |  |  | d. Total Incentives and Rebates | 202702.775 | [40 empty] | 0 | 0 | 0 | 0 | 0 | 0 | 0 | 0 | 0 | 0 | 0 | 0 | 0 | 0 | 0 | 0 | 0 | 0 | 0 | 0 | 0 | 0 | 0 | 0 | 0 | 0 | 0 | 0 | 0 | 0 | 0 | 0 | 0 | 0 | 0 | 0 | 0 | 0 | 0 | 0 | 0 | 0 | 0 | 0
| Telephone |  |  |  | e. EM&V |  | f. Costs recovered from other sources |  | 0
| Email |  |  |  | Total | 202702.775 | Program Budget w/ Other Costs (a to f) | 202702.775 | 195472.2038
Quarterly Installation Schedule
| Program Inputs | [10 empty] | Transfer | Admin | Admin | Admin | Participant | [8 empty] | Placeholders, not currently used | [10 empty] | Annual Installation Schedule | [10 empty] | 2009 |  |  |  | 2010 |  |  |  | 2011 |  |  |  | 2012 |  |  |  | 2013 |  |  |  | 2014 |  |  |  | 2015 |  |  |  | 2016 |  |  |  | 2017 |  |  |  | 2018 |  |  |  | 2019
| Measure Name | DEER RunID | Climate Zone | Target sector | Measure Electric End Use Shape | CZ, Sector, Measure combination found? | Measure Type (To Look up Measure Life) | Program Type (To look up Net-to-gross Ratio) | Unit Definition (e.g. homes) | Program Type (NEW/ROB or Early Repl(RET)) | Gross Measure Cost ($/unit) | Rebate to end use customer or its assignee ($/unit) | Incentives to entities other than the end use customer or its assignee($/unit) | Direct Install Labor ($/unit) | Direct Install Material ($/unit) | Participant cost ($/unit) | Gross Unit Annual Electricity Savings (kwh/unit) | Electric Rate Schedule | Demand Scaler | User Entered kW Savings per unit (kW/unit) | Gross Unit Annual Gas Savings (therm/unit) | Gas Sector | Gas Rate Schedule | Gas Savings Profile | Avg remaining life on replaced units (yrs) | Early retrofit incremental kWh savings (kWh/unit) | Early retrofit incremental kW savings (kW/unit) | Early retrofit incremental Th savings (Th/unit) | Combustion Type | Effective Useful Life (years) | Net-to-Gross Ratio | Net-to-Gross Ratio - kW | Net-to-Gross Ratio - Therms | Net-to-Gross Ratio - Costs | % Eligible for TOU AC adjustment | 2009 | 2010 | 2011 | 2012 | 2013 | 2014 | 2015 | 2016 | 2017 | 2018 | 2019 | Qtr 1 | Qtr 2 | Qtr 3 | Qtr 4 | Qtr 1 | Qtr 2 | Qtr 3 | Qtr 4 | Qtr 1 | Qtr 2 | Qtr 3 | Qtr 4 | Qtr 1 | Qtr 2 | Qtr 3 | Qtr 4 | Qtr 1 | Qtr 2 | Qtr 3 | Qtr 4 | Qtr 1 | Qtr 2 | Qtr 3 | Qtr 4 | Qtr 1 | Qtr 2 | Qtr 3 | Qtr 4 | Qtr 1 | Qtr 2 | Qtr 3 | Qtr 4 | Qtr 1 | Qtr 2 | Qtr 3 | Qtr 4 | Qtr 1 | Qtr 2 | Qtr 3 | Qtr 4 | Qtr 1 | Qtr 2 | Qtr 3 | Qtr 4 | Total Number of Units | Comments
0 | 253033-Comm. AC <65k three phase unitary |  | System | Commercial | 01-ALC-AllCommercial-Cooling | 0 |  |  |  |  | 790.4043 | 0 | 100 | 0 | 0 | 690.4043 | 280.46 |  | kWh | 0.19186 | 0 | Commercial | [7 empty] | 15 | 0.5 |  |  |  | 1 | 5 | 0 | 0 | 0 | 0 | 0 | 0 | 0 | 0 | 0 | 0 | 2009 Qtr 1: 0; 2009 Qtr 2: 0; 2009 Qtr 3: 0; 2009 Qtr 4: 5; 2010 Qtr 1: 0; 2010 Qtr 2: 0; 2010 Qtr 3: 0; 2010 Qtr 4: 0; 2011 Qtr 1: 0; 2011 Qtr 2: 0; 2011 Qtr 3: 0; 2011 Qtr 4: 0 | 5
0 | 253033-Comm. AC <65k three phase unitary |  | System | Commercial | 01-ALC-AllCommercial-Cooling | 0 |  |  |  |  | 790.4043 | 0 | 100 | 0 | 0 | 690.4043 | 280.46 |  | kWh | 0.19186 | 0 | Commercial | [7 empty] | 15 | 0.5 |  |  |  | 1 | 5 | 0 | 0 | 0 | 0 | 0 | 0 | 0 | 0 | 0 | 0 | 2009 Qtr 1: 0; 2009 Qtr 2: 0; 2009 Qtr 3: 0; 2009 Qtr 4: 5; 2010 Qtr 1: 0; 2010 Qtr 2: 0; 2010 Qtr 3: 0; 2010 Qtr 4: 0; 2011 Qtr 1: 0; 2011 Qtr 2: 0; 2011 Qtr 3: 0; 2011 Qtr 4: 0 | 5
0 | 253067-Comm. AC <65k three phase unitary ER |  | System | Commercial | 01-ALC-AllCommercial-Cooling | 0 |  |  |  |  | 790.4043 | 0 | 100 | 0 | 0 | 690.4043 | 280.46 |  | kWh | 0.19186 | 0 | Commercial | [7 empty] | 15 | 0.5 |  |  |  | 1 | 4 | 0 | 0 | 0 | 0 | 0 | 0 | 0 | 0 | 0 | 0 | 2009 Qtr 1: 0; 2009 Qtr 2: 0; 2009 Qtr 3: 0; 2009 Qtr 4: 4; 2010 Qtr 1: 0; 2010 Qtr 2: 0; 2010 Qtr 3: 0; 2010 Qtr 4: 0; 2011 Qtr 1: 0; 2011 Qtr 2: 0; 2011 Qtr 3: 0; 2011 Qtr 4: 0 | 4
0 | 253071-Comm. AC 135K to 239k ER |  | System | Commercial | 01-ALC-AllCommercial-Cooling | 0 |  |  |  |  | 785.7717 | 0 | 77.2059 | 0 | 0 | 708.5658 | 284.556 |  | kWh | 0.20416 | 0 | Commercial | [7 empty] | 15 | 0.7 |  |  |  | 1 | 17 | 0 | 0 | 0 | 0 | 0 | 0 | 0 | 0 | 0 | 0 | 2009 Qtr 1: 0; 2009 Qtr 2: 0; 2009 Qtr 3: 0; 2009 Qtr 4: 17; 2010 Qtr 1: 0; 2010 Qtr 2: 0; 2010 Qtr 3: 0; 2010 Qtr 4: 0; 2011 Qtr 1: 0; 2011 Qtr 2: 0; 2011 Qtr 3: 0; 2011 Qtr 4: 0 | 17
0 | 253070-Comm. AC 65k to 134k ER |  | System | Commercial | 01-ALC-AllCommercial-Cooling | 0 |  |  |  |  | 757.3824 | 0 | 107.1429 | 0 | 0 | 650.2395 | 467.632 |  | kWh | 0.37183 | 0 | Commercial | [7 empty] | 15 | 0.7 |  |  |  | 1 | 7 | 0 | 0 | 0 | 0 | 0 | 0 | 0 | 0 | 0 | 0 | 2009 Qtr 1: 0; 2009 Qtr 2: 0; 2009 Qtr 3: 0; 2009 Qtr 4: 7; 2010 Qtr 1: 0; 2010 Qtr 2: 0; 2010 Qtr 3: 0; 2010 Qtr 4: 0; 2011 Qtr 1: 0; 2011 Qtr 2: 0; 2011 Qtr 3: 0; 2011 Qtr 4: 0 | 7
0 | 253086-Comm. HP <65k three phase unitary ER |  | System | Commercial | 01-ALC-AllCommercial-Cooling | 0 |  |  |  |  | 959.2869 | 0 | 100 | 0 | 0 | 859.2869 | 416.612 |  | kWh | 0.22516 | 0 | Commercial | [7 empty] | 15 | 0.5 |  |  |  | 1 | 4 | 0 | 0 | 0 | 0 | 0 | 0 | 0 | 0 | 0 | 0 | 2009 Qtr 1: 0; 2009 Qtr 2: 0; 2009 Qtr 3: 0; 2009 Qtr 4: 4; 2010 Qtr 1: 0; 2010 Qtr 2: 0; 2010 Qtr 3: 0; 2010 Qtr 4: 0; 2011 Qtr 1: 0; 2011 Qtr 2: 0; 2011 Qtr 3: 0; 2011 Qtr 4: 0 | 4
0 | 253070-Comm. AC 65k to 134k ER |  | System | Commercial | 01-ALC-AllCommercial-Cooling | 0 |  |  |  |  | 757.3824 | 0 | 100 | 0 | 0 | 657.3824 | 467.632 |  | kWh | 0.37183 | 0 | Commercial | [7 empty] | 15 | 0.7 |  |  |  | 1 | 7 | 0 | 0 | 0 | 0 | 0 | 0 | 0 | 0 | 0 | 0 | 2009 Qtr 1: 0; 2009 Qtr 2: 0; 2009 Qtr 3: 0; 2009 Qtr 4: 7; 2010 Qtr 1: 0; 2010 Qtr 2: 0; 2010 Qtr 3: 0; 2010 Qtr 4: 0; 2011 Qtr 1: 0; 2011 Qtr 2: 0; 2011 Qtr 3: 0; 2011 Qtr 4: 0 | 7
0 | 253067-Comm. AC <65k three phase unitary ER |  | System | Commercial | 01-ALC-AllCommercial-Cooling | 0 |  |  |  |  | 790.4043 | 0 | 100 | 0 | 0 | 690.4043 | 280.46 |  | kWh | 0.19186 | 0 | Commercial | [7 empty] | 15 | 0.5 |  |  |  | 1 | 3 | 0 | 0 | 0 | 0 | 0 | 0 | 0 | 0 | 0 | 0 | 2009 Qtr 1: 0; 2009 Qtr 2: 0; 2009 Qtr 3: 0; 2009 Qtr 4: 3; 2010 Qtr 1: 0; 2010 Qtr 2: 0; 2010 Qtr 3: 0; 2010 Qtr 4: 0; 2011 Qtr 1: 0; 2011 Qtr 2: 0; 2011 Qtr 3: 0; 2011 Qtr 4: 0 | 3
0 | 253033-Comm. AC <65k three phase unitary |  | System | Commercial | 01-ALC-AllCommercial-Cooling | 0 |  |  |  |  | 790.4043 | 0 | 100 | 0 | 0 | 690.4043 | 280.46 |  | kWh | 0.19186 | 0 | Commercial | [7 empty] | 15 | 0.5 |  |  |  | 1 | 3 | 0 | 0 | 0 | 0 | 0 | 0 | 0 | 0 | 0 | 0 | 2009 Qtr 1: 0; 2009 Qtr 2: 0; 2009 Qtr 3: 0; 2009 Qtr 4: 3; 2010 Qtr 1: 0; 2010 Qtr 2: 0; 2010 Qtr 3: 0; 2010 Qtr 4: 0; 2011 Qtr 1: 0; 2011 Qtr 2: 0; 2011 Qtr 3: 0; 2011 Qtr 4: 0 | 3
0 | 253067-Comm. AC <65k three phase unitary ER |  | System | Commercial | 01-ALC-AllCommercial-Cooling | 0 |  |  |  |  | 790.4043 | 0 | 100 | 0 | 0 | 690.4043 | 280.46 |  | kWh | 0.19186 | 0 | Commercial | [7 empty] | 15 | 0.5 |  |  |  | 1 | 4 | 0 | 0 | 0 | 0 | 0 | 0 | 0 | 0 | 0 | 0 | 2009 Qtr 1: 0; 2009 Qtr 2: 0; 2009 Qtr 3: 0; 2009 Qtr 4: 4; 2010 Qtr 1: 0; 2010 Qtr 2: 0; 2010 Qtr 3: 0; 2010 Qtr 4: 0; 2011 Qtr 1: 0; 2011 Qtr 2: 0; 2011 Qtr 3: 0; 2011 Qtr 4: 0 | 4
0 | 253069-Comm. AC 65k to 134k ER |  | System | Commercial | 01-ALC-AllCommercial-Cooling | 0 |  |  |  |  | 757.3824 | 0 | 107.1429 | 0 | 0 | 650.2395 | 361.554 |  | kWh | 0.25974 | 0 | Commercial | [7 empty] | 15 | 0.7 |  |  |  | 1 | 7 | 0 | 0 | 0 | 0 | 0 | 0 | 0 | 0 | 0 | 0 | 2009 Qtr 1: 0; 2009 Qtr 2: 0; 2009 Qtr 3: 0; 2009 Qtr 4: 7; 2010 Qtr 1: 0; 2010 Qtr 2: 0; 2010 Qtr 3: 0; 2010 Qtr 4: 0; 2011 Qtr 1: 0; 2011 Qtr 2: 0; 2011 Qtr 3: 0; 2011 Qtr 4: 0 | 7
0 | 253069-Comm. AC 65k to 134k ER |  | System | Commercial | 01-ALC-AllCommercial-Cooling | 0 |  |  |  |  | 757.3824 | 0 | 107.1429 | 0 | 0 | 650.2395 | 361.554 |  | kWh | 0.25974 | 0 | Commercial | [7 empty] | 15 | 0.7 |  |  |  | 1 | 7 | 0 | 0 | 0 | 0 | 0 | 0 | 0 | 0 | 0 | 0 | 2009 Qtr 1: 0; 2009 Qtr 2: 0; 2009 Qtr 3: 0; 2009 Qtr 4: 7; 2010 Qtr 1: 0; 2010 Qtr 2: 0; 2010 Qtr 3: 0; 2010 Qtr 4: 0; 2011 Qtr 1: 0; 2011 Qtr 2: 0; 2011 Qtr 3: 0; 2011 Qtr 4: 0 | 7
0 | 253073-Comm. AC 240k to 759k ER |  | System | Commercial | 01-ALC-AllCommercial-Cooling | 0 |  |  |  |  | 649.6286 | 0 | 50 | 0 | 0 | 599.6286 | 208.977 |  | kWh | 0.15018 | 0 | Commercial | [7 empty] | 15 | 0.7 |  |  |  | 1 | 20 | 0 | 0 | 0 | 0 | 0 | 0 | 0 | 0 | 0 | 0 | 2009 Qtr 1: 0; 2009 Qtr 2: 0; 2009 Qtr 3: 0; 2009 Qtr 4: 20; 2010 Qtr 1: 0; 2010 Qtr 2: 0; 2010 Qtr 3: 0; 2010 Qtr 4: 0; 2011 Qtr 1: 0; 2011 Qtr 2: 0; 2011 Qtr 3: 0; 2011 Qtr 4: 0 | 20
0 | 253073-Comm. AC 240k to 759k ER |  | System | Commercial | 01-ALC-AllCommercial-Cooling | 0 |  |  |  |  | 649.6286 | 0 | 50 | 0 | 0 | 599.6286 | 208.977 |  | kWh | 0.15018 | 0 | Commercial | [7 empty] | 15 | 0.7 |  |  |  | 1 | 25 | 0 | 0 | 0 | 0 | 0 | 0 | 0 | 0 | 0 | 0 | 2009 Qtr 1: 0; 2009 Qtr 2: 0; 2009 Qtr 3: 0; 2009 Qtr 4: 25; 2010 Qtr 1: 0; 2010 Qtr 2: 0; 2010 Qtr 3: 0; 2010 Qtr 4: 0; 2011 Qtr 1: 0; 2011 Qtr 2: 0; 2011 Qtr 3: 0; 2011 Qtr 4: 0 | 25
0 | 253085-Comm. HP <65k three phase unitary ER |  | System | Commercial | 01-ALC-AllCommercial-Cooling | 0 |  |  |  |  | 959.2869 | 0 | 100 | 0 | 0 | 859.2869 | 333.947 |  | kWh | 0.15748 | 0 | Commercial | [7 empty] | 15 | 0.5 |  |  |  | 1 | 5 | 0 | 0 | 0 | 0 | 0 | 0 | 0 | 0 | 0 | 0 | 2009 Qtr 1: 0; 2009 Qtr 2: 0; 2009 Qtr 3: 0; 2009 Qtr 4: 5; 2010 Qtr 1: 0; 2010 Qtr 2: 0; 2010 Qtr 3: 0; 2010 Qtr 4: 0; 2011 Qtr 1: 0; 2011 Qtr 2: 0; 2011 Qtr 3: 0; 2011 Qtr 4: 0 | 5
0 | 253067-Comm. AC <65k three phase unitary ER |  | System | Commercial | 01-ALC-AllCommercial-Cooling | 0 |  |  |  |  | 790.4043 | 0 | 100 | 0 | 0 | 690.4043 | 280.46 |  | kWh | 0.19186 | 0 | Commercial | [7 empty] | 15 | 0.5 |  |  |  | 1 | 3 | 0 | 0 | 0 | 0 | 0 | 0 | 0 | 0 | 0 | 0 | 2009 Qtr 1: 0; 2009 Qtr 2: 0; 2009 Qtr 3: 0; 2009 Qtr 4: 3; 2010 Qtr 1: 0; 2010 Qtr 2: 0; 2010 Qtr 3: 0; 2010 Qtr 4: 0; 2011 Qtr 1: 0; 2011 Qtr 2: 0; 2011 Qtr 3: 0; 2011 Qtr 4: 0 | 3
0 | 253069-Comm. AC 65k to 134k ER |  | System | Commercial | 01-ALC-AllCommercial-Cooling | 0 |  |  |  |  | 757.3824 | 0 | 107.1429 | 0 | 0 | 650.2395 | 361.554 |  | kWh | 0.25974 | 0 | Commercial | [7 empty] | 15 | 0.7 |  |  |  | 1 | 7 | 0 | 0 | 0 | 0 | 0 | 0 | 0 | 0 | 0 | 0 | 2009 Qtr 1: 0; 2009 Qtr 2: 0; 2009 Qtr 3: 0; 2009 Qtr 4: 7; 2010 Qtr 1: 0; 2010 Qtr 2: 0; 2010 Qtr 3: 0; 2010 Qtr 4: 0; 2011 Qtr 1: 0; 2011 Qtr 2: 0; 2011 Qtr 3: 0; 2011 Qtr 4: 0 | 7
0 | 253086-Comm. HP <65k three phase unitary ER |  | System | Commercial | 01-ALC-AllCommercial-Cooling | 0 |  |  |  |  | 959.2869 | 0 | 100 | 0 | 0 | 859.2869 | 416.612 |  | kWh | 0.22516 | 0 | Commercial | [7 empty] | 15 | 0.5 |  |  |  | 1 | 5 | 0 | 0 | 0 | 0 | 0 | 0 | 0 | 0 | 0 | 0 | 2009 Qtr 1: 0; 2009 Qtr 2: 0; 2009 Qtr 3: 0; 2009 Qtr 4: 5; 2010 Qtr 1: 0; 2010 Qtr 2: 0; 2010 Qtr 3: 0; 2010 Qtr 4: 0; 2011 Qtr 1: 0; 2011 Qtr 2: 0; 2011 Qtr 3: 0; 2011 Qtr 4: 0 | 5
0 | 253136-Economizer Repair Com All CZ10 Vint05 |  | System | Commercial | 01-ALC-AllCommercial-Cooling | 0 |  |  |  |  | 41.71 | 0 | 41 | 0 | 0 | 0.71 | 381 |  | kWh | 0.0017 | 0 | Commercial |  | Winter Only | [5 empty] | 5 | 0.85 |  |  |  | 0 | 8 | 0 | 0 | 0 | 0 | 0 | 0 | 0 | 0 | 0 | 0 | 2009 Qtr 1: 8; 2009 Qtr 2: 0; 2009 Qtr 3: 0; 2009 Qtr 4: 0; 2010 Qtr 1: 0; 2010 Qtr 2: 0; 2010 Qtr 3: 0; 2010 Qtr 4: 0; 2011 Qtr 1: 0; 2011 Qtr 2: 0; 2011 Qtr 3: 0; 2011 Qtr 4: 0 | 8
0 | 253136-Economizer Repair Com All CZ10 Vint05 |  | System | Commercial | 01-ALC-AllCommercial-Cooling | 0 |  |  |  |  | 41.71 | 0 | 41 | 0 | 0 | 0.71 | 381 |  | kWh | 0.0017 | 0 | Commercial |  | Winter Only | [5 empty] | 5 | 0.85 |  |  |  | 0 | 8 | 0 | 0 | 0 | 0 | 0 | 0 | 0 | 0 | 0 | 0 | 2009 Qtr 1: 8; 2009 Qtr 2: 0; 2009 Qtr 3: 0; 2009 Qtr 4: 0; 2010 Qtr 1: 0; 2010 Qtr 2: 0; 2010 Qtr 3: 0; 2010 Qtr 4: 0; 2011 Qtr 1: 0; 2011 Qtr 2: 0; 2011 Qtr 3: 0; 2011 Qtr 4: 0 | 8
0 | 253136-Economizer Repair Com All CZ10 Vint05 |  | System | Commercial | 01-ALC-AllCommercial-Cooling | 0 |  |  |  |  | 41.71 | 0 | 41 | 0 | 0 | 0.71 | 381 |  | kWh | 0.0017 | 0 | Commercial |  | Winter Only | [5 empty] | 5 | 0.85 |  |  |  | 0 | 8 | 0 | 0 | 0 | 0 | 0 | 0 | 0 | 0 | 0 | 0 | 2009 Qtr 1: 8; 2009 Qtr 2: 0; 2009 Qtr 3: 0; 2009 Qtr 4: 0; 2010 Qtr 1: 0; 2010 Qtr 2: 0; 2010 Qtr 3: 0; 2010 Qtr 4: 0; 2011 Qtr 1: 0; 2011 Qtr 2: 0; 2011 Qtr 3: 0; 2011 Qtr 4: 0 | 8
0 | 253136-Economizer Repair Com All CZ10 Vint05 |  | System | Commercial | 01-ALC-AllCommercial-Cooling | 0 |  |  |  |  | 41.71 | 0 | 41 | 0 | 0 | 0.71 | 381 |  | kWh | 0.0017 | 0 | Commercial |  | Winter Only | [5 empty] | 5 | 0.85 |  |  |  | 0 | 5 | 0 | 0 | 0 | 0 | 0 | 0 | 0 | 0 | 0 | 0 | 2009 Qtr 1: 5; 2009 Qtr 2: 0; 2009 Qtr 3: 0; 2009 Qtr 4: 0; 2010 Qtr 1: 0; 2010 Qtr 2: 0; 2010 Qtr 3: 0; 2010 Qtr 4: 0; 2011 Qtr 1: 0; 2011 Qtr 2: 0; 2011 Qtr 3: 0; 2011 Qtr 4: 0 | 5
0 | 253136-Economizer Repair Com All CZ10 Vint05 |  | System | Commercial | 01-ALC-AllCommercial-Cooling | 0 |  |  |  |  | 41.71 | 0 | 41 | 0 | 0 | 0.71 | 381 |  | kWh | 0.0017 | 0 | Commercial |  | Winter Only | [5 empty] | 5 | 0.85 |  |  |  | 0 | 5 | 0 | 0 | 0 | 0 | 0 | 0 | 0 | 0 | 0 | 0 | 2009 Qtr 1: 5; 2009 Qtr 2: 0; 2009 Qtr 3: 0; 2009 Qtr 4: 0; 2010 Qtr 1: 0; 2010 Qtr 2: 0; 2010 Qtr 3: 0; 2010 Qtr 4: 0; 2011 Qtr 1: 0; 2011 Qtr 2: 0; 2011 Qtr 3: 0; 2011 Qtr 4: 0 | 5
0 | 253136-Economizer Repair Com All CZ10 Vint05 |  | System | Commercial | 01-ALC-AllCommercial-Cooling | 0 |  |  |  |  | 41.71 | 0 | 41 | 0 | 0 | 0.71 | 381 |  | kWh | 0.0017 | 0 | Commercial |  | Winter Only | [5 empty] | 5 | 0.85 |  |  |  | 0 | 3 | 0 | 0 | 0 | 0 | 0 | 0 | 0 | 0 | 0 | 0 | 2009 Qtr 1: 3; 2009 Qtr 2: 0; 2009 Qtr 3: 0; 2009 Qtr 4: 0; 2010 Qtr 1: 0; 2010 Qtr 2: 0; 2010 Qtr 3: 0; 2010 Qtr 4: 0; 2011 Qtr 1: 0; 2011 Qtr 2: 0; 2011 Qtr 3: 0; 2011 Qtr 4: 0 | 3
0 | 253136-Economizer Repair Com All CZ10 Vint05 |  | System | Commercial | 01-ALC-AllCommercial-Cooling | 0 |  |  |  |  | 41.71 | 0 | 41 | 0 | 0 | 0.71 | 381 |  | kWh | 0.0017 | 0 | Commercial |  | Winter Only | [5 empty] | 5 | 0.85 |  |  |  | 0 | 10 | 0 | 0 | 0 | 0 | 0 | 0 | 0 | 0 | 0 | 0 | 2009 Qtr 1: 10; 2009 Qtr 2: 0; 2009 Qtr 3: 0; 2009 Qtr 4: 0; 2010 Qtr 1: 0; 2010 Qtr 2: 0; 2010 Qtr 3: 0; 2010 Qtr 4: 0; 2011 Qtr 1: 0; 2011 Qtr 2: 0; 2011 Qtr 3: 0; 2011 Qtr 4: 0 | 10
0 | 253136-Economizer Repair Com All CZ10 Vint05 |  | System | Commercial | 01-ALC-AllCommercial-Cooling | 0 |  |  |  |  | 41.71 | 0 | 41 | 0 | 0 | 0.71 | 381 |  | kWh | 0.0017 | 0 | Commercial |  | Winter Only | [5 empty] | 5 | 0.85 |  |  |  | 0 | 10 | 0 | 0 | 0 | 0 | 0 | 0 | 0 | 0 | 0 | 0 | 2009 Qtr 1: 10; 2009 Qtr 2: 0; 2009 Qtr 3: 0; 2009 Qtr 4: 0; 2010 Qtr 1: 0; 2010 Qtr 2: 0; 2010 Qtr 3: 0; 2010 Qtr 4: 0; 2011 Qtr 1: 0; 2011 Qtr 2: 0; 2011 Qtr 3: 0; 2011 Qtr 4: 0 | 10
0 | 253135-Economizer Repair Com All CZ10 Vint04 |  | System | Commercial | 01-ALC-AllCommercial-Cooling | 0 |  |  |  |  | 41.71 | 0 | 41 | 0 | 0 | 0.71 | 442 |  | kWh | 0.0016 | 0 | Commercial |  | Winter Only | [5 empty] | 5 | 0.85 |  |  |  | 0 | 4 | 0 | 0 | 0 | 0 | 0 | 0 | 0 | 0 | 0 | 0 | 2009 Qtr 1: 4; 2009 Qtr 2: 0; 2009 Qtr 3: 0; 2009 Qtr 4: 0; 2010 Qtr 1: 0; 2010 Qtr 2: 0; 2010 Qtr 3: 0; 2010 Qtr 4: 0; 2011 Qtr 1: 0; 2011 Qtr 2: 0; 2011 Qtr 3: 0; 2011 Qtr 4: 0 | 4
0 | 253135-Economizer Repair Com All CZ10 Vint04 |  | System | Commercial | 01-ALC-AllCommercial-Cooling | 0 |  |  |  |  | 41.71 | 0 | 41 | 0 | 0 | 0.71 | 442 |  | kWh | 0.0016 | 0 | Commercial |  | Winter Only | [5 empty] | 5 | 0.85 |  |  |  | 0 | 4 | 0 | 0 | 0 | 0 | 0 | 0 | 0 | 0 | 0 | 0 | 2009 Qtr 1: 4; 2009 Qtr 2: 0; 2009 Qtr 3: 0; 2009 Qtr 4: 0; 2010 Qtr 1: 0; 2010 Qtr 2: 0; 2010 Qtr 3: 0; 2010 Qtr 4: 0; 2011 Qtr 1: 0; 2011 Qtr 2: 0; 2011 Qtr 3: 0; 2011 Qtr 4: 0 | 4
0 | 253135-Economizer Repair Com All CZ10 Vint04 |  | System | Commercial | 01-ALC-AllCommercial-Cooling | 0 |  |  |  |  | 41.71 | 0 | 41 | 0 | 0 | 0.71 | 442 |  | kWh | 0.0016 | 0 | Commercial |  | Winter Only | [5 empty] | 5 | 0.85 |  |  |  | 0 | 4 | 0 | 0 | 0 | 0 | 0 | 0 | 0 | 0 | 0 | 0 | 2009 Qtr 1: 4; 2009 Qtr 2: 0; 2009 Qtr 3: 0; 2009 Qtr 4: 0; 2010 Qtr 1: 0; 2010 Qtr 2: 0; 2010 Qtr 3: 0; 2010 Qtr 4: 0; 2011 Qtr 1: 0; 2011 Qtr 2: 0; 2011 Qtr 3: 0; 2011 Qtr 4: 0 | 4
0 | 253134-Economizer Repair Com All CZ10 Vint03 |  | System | Commercial | 01-ALC-AllCommercial-Cooling | 0 |  |  |  |  | 41.71 | 0 | 41 | 0 | 0 | 0.71 | 678 |  | kWh | 0.0012 | 0 | Commercial |  | Winter Only | [5 empty] | 5 | 0.85 |  |  |  | 0 | 20 | 0 | 0 | 0 | 0 | 0 | 0 | 0 | 0 | 0 | 0 | 2009 Qtr 1: 20; 2009 Qtr 2: 0; 2009 Qtr 3: 0; 2009 Qtr 4: 0; 2010 Qtr 1: 0; 2010 Qtr 2: 0; 2010 Qtr 3: 0; 2010 Qtr 4: 0; 2011 Qtr 1: 0; 2011 Qtr 2: 0; 2011 Qtr 3: 0; 2011 Qtr 4: 0 | 20
0 | 253131-Economizer Repair Com All CZ07 Vint04 |  | System | Commercial | 01-ALC-AllCommercial-Cooling | 0 |  |  |  |  | 41.71 | 0 | 41 | 0 | 0 | 0.71 | 555 |  | kWh | 0.003 | 0 | Commercial |  | Winter Only | [5 empty] | 5 | 0.85 |  |  |  | 0 | 10 | 0 | 0 | 0 | 0 | 0 | 0 | 0 | 0 | 0 | 0 | 2009 Qtr 1: 10; 2009 Qtr 2: 0; 2009 Qtr 3: 0; 2009 Qtr 4: 0; 2010 Qtr 1: 0; 2010 Qtr 2: 0; 2010 Qtr 3: 0; 2010 Qtr 4: 0; 2011 Qtr 1: 0; 2011 Qtr 2: 0; 2011 Qtr 3: 0; 2011 Qtr 4: 0 | 10
0 | 253136-Economizer Repair Com All CZ10 Vint05 |  | System | Commercial | 01-ALC-AllCommercial-Cooling | 0 |  |  |  |  | 41.71 | 0 | 41 | 0 | 0 | 0.71 | 381 |  | kWh | 0.0017 | 0 | Commercial |  | Winter Only | [5 empty] | 5 | 0.85 |  |  |  | 0 | 5 | 0 | 0 | 0 | 0 | 0 | 0 | 0 | 0 | 0 | 0 | 2009 Qtr 1: 5; 2009 Qtr 2: 0; 2009 Qtr 3: 0; 2009 Qtr 4: 0; 2010 Qtr 1: 0; 2010 Qtr 2: 0; 2010 Qtr 3: 0; 2010 Qtr 4: 0; 2011 Qtr 1: 0; 2011 Qtr 2: 0; 2011 Qtr 3: 0; 2011 Qtr 4: 0 | 5
0 | 253136-Economizer Repair Com All CZ10 Vint05 |  | System | Commercial | 01-ALC-AllCommercial-Cooling | 0 |  |  |  |  | 41.71 | 0 | 41 | 0 | 0 | 0.71 | 381 |  | kWh | 0.0017 | 0 | Commercial |  | Winter Only | [5 empty] | 5 | 0.85 |  |  |  | 0 | 5 | 0 | 0 | 0 | 0 | 0 | 0 | 0 | 0 | 0 | 0 | 2009 Qtr 1: 5; 2009 Qtr 2: 0; 2009 Qtr 3: 0; 2009 Qtr 4: 0; 2010 Qtr 1: 0; 2010 Qtr 2: 0; 2010 Qtr 3: 0; 2010 Qtr 4: 0; 2011 Qtr 1: 0; 2011 Qtr 2: 0; 2011 Qtr 3: 0; 2011 Qtr 4: 0 | 5
0 | 253134-Economizer Repair Com All CZ10 Vint03 |  | System | Commercial | 01-ALC-AllCommercial-Cooling | 0 |  |  |  |  | 41.71 | 0 | 41 | 0 | 0 | 0.71 | 678 |  | kWh | 0.0012 | 0 | Commercial |  | Winter Only | [5 empty] | 5 | 0.85 |  |  |  | 0 | 20 | 0 | 0 | 0 | 0 | 0 | 0 | 0 | 0 | 0 | 0 | 2009 Qtr 1: 20; 2009 Qtr 2: 0; 2009 Qtr 3: 0; 2009 Qtr 4: 0; 2010 Qtr 1: 0; 2010 Qtr 2: 0; 2010 Qtr 3: 0; 2010 Qtr 4: 0; 2011 Qtr 1: 0; 2011 Qtr 2: 0; 2011 Qtr 3: 0; 2011 Qtr 4: 0 | 20
0 | 253129-Economizer Repair Com All CZ07 Vint01 |  | System | Commercial | 01-ALC-AllCommercial-Cooling | 0 |  |  |  |  | 41.71 | 0 | 41 | 0 | 0 | 0.71 | 294 |  | kWh | 0.0083 | 0 | Commercial |  | Winter Only | [5 empty] | 5 | 0.85 |  |  |  | 0 | 8 | 0 | 0 | 0 | 0 | 0 | 0 | 0 | 0 | 0 | 0 | 2009 Qtr 1: 8; 2009 Qtr 2: 0; 2009 Qtr 3: 0; 2009 Qtr 4: 0; 2010 Qtr 1: 0; 2010 Qtr 2: 0; 2010 Qtr 3: 0; 2010 Qtr 4: 0; 2011 Qtr 1: 0; 2011 Qtr 2: 0; 2011 Qtr 3: 0; 2011 Qtr 4: 0 | 8
0 | 253129-Economizer Repair Com All CZ07 Vint01 |  | System | Commercial | 01-ALC-AllCommercial-Cooling | 0 |  |  |  |  | 41.71 | 0 | 41 | 0 | 0 | 0.71 | 294 |  | kWh | 0.0083 | 0 | Commercial |  | Winter Only | [5 empty] | 5 | 0.85 |  |  |  | 0 | 8 | 0 | 0 | 0 | 0 | 0 | 0 | 0 | 0 | 0 | 0 | 2009 Qtr 1: 8; 2009 Qtr 2: 0; 2009 Qtr 3: 0; 2009 Qtr 4: 0; 2010 Qtr 1: 0; 2010 Qtr 2: 0; 2010 Qtr 3: 0; 2010 Qtr 4: 0; 2011 Qtr 1: 0; 2011 Qtr 2: 0; 2011 Qtr 3: 0; 2011 Qtr 4: 0 | 8
0 | 253129-Economizer Repair Com All CZ07 Vint01 |  | System | Commercial | 01-ALC-AllCommercial-Cooling | 0 |  |  |  |  | 41.71 | 0 | 41 | 0 | 0 | 0.71 | 294 |  | kWh | 0.0083 | 0 | Commercial |  | Winter Only | [5 empty] | 5 | 0.85 |  |  |  | 0 | 15 | 0 | 0 | 0 | 0 | 0 | 0 | 0 | 0 | 0 | 0 | 2009 Qtr 1: 15; 2009 Qtr 2: 0; 2009 Qtr 3: 0; 2009 Qtr 4: 0; 2010 Qtr 1: 0; 2010 Qtr 2: 0; 2010 Qtr 3: 0; 2010 Qtr 4: 0; 2011 Qtr 1: 0; 2011 Qtr 2: 0; 2011 Qtr 3: 0; 2011 Qtr 4: 0 | 15
0 | 253129-Economizer Repair Com All CZ07 Vint01 |  | System | Commercial | 01-ALC-AllCommercial-Cooling | 0 |  |  |  |  | 41.71 | 0 | 41 | 0 | 0 | 0.71 | 294 |  | kWh | 0.0083 | 0 | Commercial |  | Winter Only | [5 empty] | 5 | 0.85 |  |  |  | 0 | 10 | 0 | 0 | 0 | 0 | 0 | 0 | 0 | 0 | 0 | 0 | 2009 Qtr 1: 10; 2009 Qtr 2: 0; 2009 Qtr 3: 0; 2009 Qtr 4: 0; 2010 Qtr 1: 0; 2010 Qtr 2: 0; 2010 Qtr 3: 0; 2010 Qtr 4: 0; 2011 Qtr 1: 0; 2011 Qtr 2: 0; 2011 Qtr 3: 0; 2011 Qtr 4: 0 | 10
0 | 253131-Economizer Repair Com All CZ07 Vint04 |  | System | Commercial | 01-ALC-AllCommercial-Cooling | 0 |  |  |  |  | 41.71 | 0 | 41 | 0 | 0 | 0.71 | 555 |  | kWh | 0.003 | 0 | Commercial |  | Winter Only | [5 empty] | 5 | 0.85 |  |  |  | 0 | 16 | 0 | 0 | 0 | 0 | 0 | 0 | 0 | 0 | 0 | 0 | 2009 Qtr 1: 16; 2009 Qtr 2: 0; 2009 Qtr 3: 0; 2009 Qtr 4: 0; 2010 Qtr 1: 0; 2010 Qtr 2: 0; 2010 Qtr 3: 0; 2010 Qtr 4: 0; 2011 Qtr 1: 0; 2011 Qtr 2: 0; 2011 Qtr 3: 0; 2011 Qtr 4: 0 | 16
0 | 253131-Economizer Repair Com All CZ07 Vint04 |  | System | Commercial | 01-ALC-AllCommercial-Cooling | 0 |  |  |  |  | 41.71 | 0 | 41 | 0 | 0 | 0.71 | 555 |  | kWh | 0.003 | 0 | Commercial |  | Winter Only | [5 empty] | 5 | 0.85 |  |  |  | 0 | 16 | 0 | 0 | 0 | 0 | 0 | 0 | 0 | 0 | 0 | 0 | 2009 Qtr 1: 16; 2009 Qtr 2: 0; 2009 Qtr 3: 0; 2009 Qtr 4: 0; 2010 Qtr 1: 0; 2010 Qtr 2: 0; 2010 Qtr 3: 0; 2010 Qtr 4: 0; 2011 Qtr 1: 0; 2011 Qtr 2: 0; 2011 Qtr 3: 0; 2011 Qtr 4: 0 | 16
0 | 253129-Economizer Repair Com All CZ07 Vint01 |  | System | Commercial | 01-ALC-AllCommercial-Cooling | 0 |  |  |  |  | 41.71 | 0 | 41 | 0 | 0 | 0.71 | 294 |  | kWh | 0.0083 | 0 | Commercial |  | Winter Only | [5 empty] | 5 | 0.85 |  |  |  | 0 | 18 | 0 | 0 | 0 | 0 | 0 | 0 | 0 | 0 | 0 | 0 | 2009 Qtr 1: 18; 2009 Qtr 2: 0; 2009 Qtr 3: 0; 2009 Qtr 4: 0; 2010 Qtr 1: 0; 2010 Qtr 2: 0; 2010 Qtr 3: 0; 2010 Qtr 4: 0; 2011 Qtr 1: 0; 2011 Qtr 2: 0; 2011 Qtr 3: 0; 2011 Qtr 4: 0 | 18
0 | 253131-Economizer Repair Com All CZ07 Vint04 |  | System | Commercial | 01-ALC-AllCommercial-Cooling | 0 |  |  |  |  | 41.71 | 0 | 41 | 0 | 0 | 0.71 | 555 |  | kWh | 0.003 | 0 | Commercial |  | Winter Only | [5 empty] | 5 | 0.85 |  |  |  | 0 | 16 | 0 | 0 | 0 | 0 | 0 | 0 | 0 | 0 | 0 | 0 | 2009 Qtr 1: 16; 2009 Qtr 2: 0; 2009 Qtr 3: 0; 2009 Qtr 4: 0; 2010 Qtr 1: 0; 2010 Qtr 2: 0; 2010 Qtr 3: 0; 2010 Qtr 4: 0; 2011 Qtr 1: 0; 2011 Qtr 2: 0; 2011 Qtr 3: 0; 2011 Qtr 4: 0 | 16
0 | 253131-Economizer Repair Com All CZ07 Vint04 |  | System | Commercial | 01-ALC-AllCommercial-Cooling | 0 |  |  |  |  | 41.71 | 0 | 41 | 0 | 0 | 0.71 | 555 |  | kWh | 0.003 | 0 | Commercial |  | Winter Only | [5 empty] | 5 | 0.85 |  |  |  | 0 | 5 | 0 | 0 | 0 | 0 | 0 | 0 | 0 | 0 | 0 | 0 | 2009 Qtr 1: 5; 2009 Qtr 2: 0; 2009 Qtr 3: 0; 2009 Qtr 4: 0; 2010 Qtr 1: 0; 2010 Qtr 2: 0; 2010 Qtr 3: 0; 2010 Qtr 4: 0; 2011 Qtr 1: 0; 2011 Qtr 2: 0; 2011 Qtr 3: 0; 2011 Qtr 4: 0 | 5
0 | 253131-Economizer Repair Com All CZ07 Vint04 |  | System | Commercial | 01-ALC-AllCommercial-Cooling | 0 |  |  |  |  | 41.71 | 0 | 41 | 0 | 0 | 0.71 | 555 |  | kWh | 0.003 | 0 | Commercial |  | Winter Only | [5 empty] | 5 | 0.85 |  |  |  | 0 | 5 | 0 | 0 | 0 | 0 | 0 | 0 | 0 | 0 | 0 | 0 | 2009 Qtr 1: 5; 2009 Qtr 2: 0; 2009 Qtr 3: 0; 2009 Qtr 4: 0; 2010 Qtr 1: 0; 2010 Qtr 2: 0; 2010 Qtr 3: 0; 2010 Qtr 4: 0; 2011 Qtr 1: 0; 2011 Qtr 2: 0; 2011 Qtr 3: 0; 2011 Qtr 4: 0 | 5
0 | 253131-Economizer Repair Com All CZ07 Vint04 |  | System | Commercial | 01-ALC-AllCommercial-Cooling | 0 |  |  |  |  | 41.71 | 0 | 41 | 0 | 0 | 0.71 | 555 |  | kWh | 0.003 | 0 | Commercial |  | Winter Only | [5 empty] | 5 | 0.85 |  |  |  | 0 | 6 | 0 | 0 | 0 | 0 | 0 | 0 | 0 | 0 | 0 | 0 | 2009 Qtr 1: 6; 2009 Qtr 2: 0; 2009 Qtr 3: 0; 2009 Qtr 4: 0; 2010 Qtr 1: 0; 2010 Qtr 2: 0; 2010 Qtr 3: 0; 2010 Qtr 4: 0; 2011 Qtr 1: 0; 2011 Qtr 2: 0; 2011 Qtr 3: 0; 2011 Qtr 4: 0 | 6
0 | 253131-Economizer Repair Com All CZ07 Vint04 |  | System | Commercial | 01-ALC-AllCommercial-Cooling | 0 |  |  |  |  | 41.71 | 0 | 41 | 0 | 0 | 0.71 | 555 |  | kWh | 0.003 | 0 | Commercial |  | Winter Only | [5 empty] | 5 | 0.85 |  |  |  | 0 | 6 | 0 | 0 | 0 | 0 | 0 | 0 | 0 | 0 | 0 | 0 | 2009 Qtr 1: 6; 2009 Qtr 2: 0; 2009 Qtr 3: 0; 2009 Qtr 4: 0; 2010 Qtr 1: 0; 2010 Qtr 2: 0; 2010 Qtr 3: 0; 2010 Qtr 4: 0; 2011 Qtr 1: 0; 2011 Qtr 2: 0; 2011 Qtr 3: 0; 2011 Qtr 4: 0 | 6
0 | 253131-Economizer Repair Com All CZ07 Vint04 |  | System | Commercial | 01-ALC-AllCommercial-Cooling | 0 |  |  |  |  | 41.71 | 0 | 44.4167 | 0 | 0 | -2.7067 | 555 |  | kWh | 0.003 | 0 | Commercial |  | Winter Only | [5 empty] | 5 | 0.85 |  |  |  | 0 | 6 | 0 | 0 | 0 | 0 | 0 | 0 | 0 | 0 | 0 | 0 | 2009 Qtr 1: 6; 2009 Qtr 2: 0; 2009 Qtr 3: 0; 2009 Qtr 4: 0; 2010 Qtr 1: 0; 2010 Qtr 2: 0; 2010 Qtr 3: 0; 2010 Qtr 4: 0; 2011 Qtr 1: 0; 2011 Qtr 2: 0; 2011 Qtr 3: 0; 2011 Qtr 4: 0 | 6
0 | 253131-Economizer Repair Com All CZ07 Vint04 |  | System | Commercial | 01-ALC-AllCommercial-Cooling | 0 |  |  |  |  | 41.71 | 0 | 44.4167 | 0 | 0 | -2.7067 | 555 |  | kWh | 0.003 | 0 | Commercial |  | Winter Only | [5 empty] | 5 | 0.85 |  |  |  | 0 | 6 | 0 | 0 | 0 | 0 | 0 | 0 | 0 | 0 | 0 | 0 | 2009 Qtr 1: 6; 2009 Qtr 2: 0; 2009 Qtr 3: 0; 2009 Qtr 4: 0; 2010 Qtr 1: 0; 2010 Qtr 2: 0; 2010 Qtr 3: 0; 2010 Qtr 4: 0; 2011 Qtr 1: 0; 2011 Qtr 2: 0; 2011 Qtr 3: 0; 2011 Qtr 4: 0 | 6
0 | 253131-Economizer Repair Com All CZ07 Vint04 |  | System | Commercial | 01-ALC-AllCommercial-Cooling | 0 |  |  |  |  | 41.71 | 0 | 41 | 0 | 0 | 0.71 | 555 |  | kWh | 0.003 | 0 | Commercial |  | Winter Only | [5 empty] | 5 | 0.85 |  |  |  | 0 | 3 | 0 | 0 | 0 | 0 | 0 | 0 | 0 | 0 | 0 | 0 | 2009 Qtr 1: 3; 2009 Qtr 2: 0; 2009 Qtr 3: 0; 2009 Qtr 4: 0; 2010 Qtr 1: 0; 2010 Qtr 2: 0; 2010 Qtr 3: 0; 2010 Qtr 4: 0; 2011 Qtr 1: 0; 2011 Qtr 2: 0; 2011 Qtr 3: 0; 2011 Qtr 4: 0 | 3
0 | 253131-Economizer Repair Com All CZ07 Vint04 |  | System | Commercial | 01-ALC-AllCommercial-Cooling | 0 |  |  |  |  | 41.71 | 0 | 41 | 0 | 0 | 0.71 | 555 |  | kWh | 0.003 | 0 | Commercial |  | Winter Only | [5 empty] | 5 | 0.85 |  |  |  | 0 | 4 | 0 | 0 | 0 | 0 | 0 | 0 | 0 | 0 | 0 | 0 | 2009 Qtr 1: 4; 2009 Qtr 2: 0; 2009 Qtr 3: 0; 2009 Qtr 4: 0; 2010 Qtr 1: 0; 2010 Qtr 2: 0; 2010 Qtr 3: 0; 2010 Qtr 4: 0; 2011 Qtr 1: 0; 2011 Qtr 2: 0; 2011 Qtr 3: 0; 2011 Qtr 4: 0 | 4
0 | 253131-Economizer Repair Com All CZ07 Vint04 |  | System | Commercial | 01-ALC-AllCommercial-Cooling | 0 |  |  |  |  | 41.71 | 0 | 41 | 0 | 0 | 0.71 | 555 |  | kWh | 0.003 | 0 | Commercial |  | Winter Only | [5 empty] | 5 | 0.85 |  |  |  | 0 | 5 | 0 | 0 | 0 | 0 | 0 | 0 | 0 | 0 | 0 | 0 | 2009 Qtr 1: 5; 2009 Qtr 2: 0; 2009 Qtr 3: 0; 2009 Qtr 4: 0; 2010 Qtr 1: 0; 2010 Qtr 2: 0; 2010 Qtr 3: 0; 2010 Qtr 4: 0; 2011 Qtr 1: 0; 2011 Qtr 2: 0; 2011 Qtr 3: 0; 2011 Qtr 4: 0 | 5
0 | 253131-Economizer Repair Com All CZ07 Vint04 |  | System | Commercial | 01-ALC-AllCommercial-Cooling | 0 |  |  |  |  | 41.71 | 0 | 43.9286 | 0 | 0 | -2.2186 | 555 |  | kWh | 0.003 | 0 | Commercial |  | Winter Only | [5 empty] | 5 | 0.85 |  |  |  | 0 | 7 | 0 | 0 | 0 | 0 | 0 | 0 | 0 | 0 | 0 | 0 | 2009 Qtr 1: 7; 2009 Qtr 2: 0; 2009 Qtr 3: 0; 2009 Qtr 4: 0; 2010 Qtr 1: 0; 2010 Qtr 2: 0; 2010 Qtr 3: 0; 2010 Qtr 4: 0; 2011 Qtr 1: 0; 2011 Qtr 2: 0; 2011 Qtr 3: 0; 2011 Qtr 4: 0 | 7
0 | 253132-Economizer Repair Com All CZ07 Vint05 |  | System | Commercial | 01-ALC-AllCommercial-Cooling | 0 |  |  |  |  | 41.71 | 0 | 41 | 0 | 0 | 0.71 | 440 |  | kWh | 0.0023 | 0 | Commercial |  | Winter Only | [5 empty] | 5 | 0.85 |  |  |  | 0 | 10 | 0 | 0 | 0 | 0 | 0 | 0 | 0 | 0 | 0 | 0 | 2009 Qtr 1: 10; 2009 Qtr 2: 0; 2009 Qtr 3: 0; 2009 Qtr 4: 0; 2010 Qtr 1: 0; 2010 Qtr 2: 0; 2010 Qtr 3: 0; 2010 Qtr 4: 0; 2011 Qtr 1: 0; 2011 Qtr 2: 0; 2011 Qtr 3: 0; 2011 Qtr 4: 0 | 10
0 | 253132-Economizer Repair Com All CZ07 Vint05 |  | System | Commercial | 01-ALC-AllCommercial-Cooling | 0 |  |  |  |  | 41.71 | 0 | 41 | 0 | 0 | 0.71 | 440 |  | kWh | 0.0023 | 0 | Commercial |  | Winter Only | [5 empty] | 5 | 0.85 |  |  |  | 0 | 10 | 0 | 0 | 0 | 0 | 0 | 0 | 0 | 0 | 0 | 0 | 2009 Qtr 1: 10; 2009 Qtr 2: 0; 2009 Qtr 3: 0; 2009 Qtr 4: 0; 2010 Qtr 1: 0; 2010 Qtr 2: 0; 2010 Qtr 3: 0; 2010 Qtr 4: 0; 2011 Qtr 1: 0; 2011 Qtr 2: 0; 2011 Qtr 3: 0; 2011 Qtr 4: 0 | 10
0 | 253136-Economizer Repair Com All CZ10 Vint05 |  | System | Commercial | 01-ALC-AllCommercial-Cooling | 0 |  |  |  |  | 41.71 | 0 | 41 | 0 | 0 | 0.71 | 381 |  | kWh | 0.0017 | 0 | Commercial |  | Winter Only | [5 empty] | 5 | 0.85 |  |  |  | 0 | 10 | 0 | 0 | 0 | 0 | 0 | 0 | 0 | 0 | 0 | 0 | 2009 Qtr 1: 10; 2009 Qtr 2: 0; 2009 Qtr 3: 0; 2009 Qtr 4: 0; 2010 Qtr 1: 0; 2010 Qtr 2: 0; 2010 Qtr 3: 0; 2010 Qtr 4: 0; 2011 Qtr 1: 0; 2011 Qtr 2: 0; 2011 Qtr 3: 0; 2011 Qtr 4: 0 | 10
0 | 253136-Economizer Repair Com All CZ10 Vint05 |  | System | Commercial | 01-ALC-AllCommercial-Cooling | 0 |  |  |  |  | 41.71 | 0 | 41 | 0 | 0 | 0.71 | 381 |  | kWh | 0.0017 | 0 | Commercial |  | Winter Only | [5 empty] | 5 | 0.85 |  |  |  | 0 | 10 | 0 | 0 | 0 | 0 | 0 | 0 | 0 | 0 | 0 | 0 | 2009 Qtr 1: 10; 2009 Qtr 2: 0; 2009 Qtr 3: 0; 2009 Qtr 4: 0; 2010 Qtr 1: 0; 2010 Qtr 2: 0; 2010 Qtr 3: 0; 2010 Qtr 4: 0; 2011 Qtr 1: 0; 2011 Qtr 2: 0; 2011 Qtr 3: 0; 2011 Qtr 4: 0 | 10
0 | 253136-Economizer Repair Com All CZ10 Vint05 |  | System | Commercial | 01-ALC-AllCommercial-Cooling | 0 |  |  |  |  | 41.71 | 0 | 41 | 0 | 0 | 0.71 | 381 |  | kWh | 0.0017 | 0 | Commercial |  | Winter Only | [5 empty] | 5 | 0.85 |  |  |  | 0 | 10 | 0 | 0 | 0 | 0 | 0 | 0 | 0 | 0 | 0 | 0 | 2009 Qtr 1: 10; 2009 Qtr 2: 0; 2009 Qtr 3: 0; 2009 Qtr 4: 0; 2010 Qtr 1: 0; 2010 Qtr 2: 0; 2010 Qtr 3: 0; 2010 Qtr 4: 0; 2011 Qtr 1: 0; 2011 Qtr 2: 0; 2011 Qtr 3: 0; 2011 Qtr 4: 0 | 10
0 | 253136-Economizer Repair Com All CZ10 Vint05 |  | System | Commercial | 01-ALC-AllCommercial-Cooling | 0 |  |  |  |  | 41.71 | 0 | 41 | 0 | 0 | 0.71 | 381 |  | kWh | 0.0017 | 0 | Commercial |  | Winter Only | [5 empty] | 5 | 0.85 |  |  |  | 0 | 10 | 0 | 0 | 0 | 0 | 0 | 0 | 0 | 0 | 0 | 0 | 2009 Qtr 1: 10; 2009 Qtr 2: 0; 2009 Qtr 3: 0; 2009 Qtr 4: 0; 2010 Qtr 1: 0; 2010 Qtr 2: 0; 2010 Qtr 3: 0; 2010 Qtr 4: 0; 2011 Qtr 1: 0; 2011 Qtr 2: 0; 2011 Qtr 3: 0; 2011 Qtr 4: 0 | 10
0 | 253136-Economizer Repair Com All CZ10 Vint05 |  | System | Commercial | 01-ALC-AllCommercial-Cooling | 0 |  |  |  |  | 41.71 | 0 | 41 | 0 | 0 | 0.71 | 381 |  | kWh | 0.0017 | 0 | Commercial |  | Winter Only | [5 empty] | 5 | 0.85 |  |  |  | 0 | 10 | 0 | 0 | 0 | 0 | 0 | 0 | 0 | 0 | 0 | 0 | 2009 Qtr 1: 10; 2009 Qtr 2: 0; 2009 Qtr 3: 0; 2009 Qtr 4: 0; 2010 Qtr 1: 0; 2010 Qtr 2: 0; 2010 Qtr 3: 0; 2010 Qtr 4: 0; 2011 Qtr 1: 0; 2011 Qtr 2: 0; 2011 Qtr 3: 0; 2011 Qtr 4: 0 | 10
0 | 253136-Economizer Repair Com All CZ10 Vint05 |  | System | Commercial | 01-ALC-AllCommercial-Cooling | 0 |  |  |  |  | 41.71 | 0 | 41 | 0 | 0 | 0.71 | 381 |  | kWh | 0.0017 | 0 | Commercial |  | Winter Only | [5 empty] | 5 | 0.85 |  |  |  | 0 | 10 | 0 | 0 | 0 | 0 | 0 | 0 | 0 | 0 | 0 | 0 | 2009 Qtr 1: 10; 2009 Qtr 2: 0; 2009 Qtr 3: 0; 2009 Qtr 4: 0; 2010 Qtr 1: 0; 2010 Qtr 2: 0; 2010 Qtr 3: 0; 2010 Qtr 4: 0; 2011 Qtr 1: 0; 2011 Qtr 2: 0; 2011 Qtr 3: 0; 2011 Qtr 4: 0 | 10
0 | 253135-Economizer Repair Com All CZ10 Vint04 |  | System | Commercial | 01-ALC-AllCommercial-Cooling | 0 |  |  |  |  | 41.71 | 0 | 41 | 0 | 0 | 0.71 | 442 |  | kWh | 0.0016 | 0 | Commercial |  | Winter Only | [5 empty] | 5 | 0.85 |  |  |  | 0 | 10 | 0 | 0 | 0 | 0 | 0 | 0 | 0 | 0 | 0 | 0 | 2009 Qtr 1: 10; 2009 Qtr 2: 0; 2009 Qtr 3: 0; 2009 Qtr 4: 0; 2010 Qtr 1: 0; 2010 Qtr 2: 0; 2010 Qtr 3: 0; 2010 Qtr 4: 0; 2011 Qtr 1: 0; 2011 Qtr 2: 0; 2011 Qtr 3: 0; 2011 Qtr 4: 0 | 10
0 | 253135-Economizer Repair Com All CZ10 Vint04 |  | System | Commercial | 01-ALC-AllCommercial-Cooling | 0 |  |  |  |  | 41.71 | 0 | 41 | 0 | 0 | 0.71 | 442 |  | kWh | 0.0016 | 0 | Commercial |  | Winter Only | [5 empty] | 5 | 0.85 |  |  |  | 0 | 10 | 0 | 0 | 0 | 0 | 0 | 0 | 0 | 0 | 0 | 0 | 2009 Qtr 1: 10; 2009 Qtr 2: 0; 2009 Qtr 3: 0; 2009 Qtr 4: 0; 2010 Qtr 1: 0; 2010 Qtr 2: 0; 2010 Qtr 3: 0; 2010 Qtr 4: 0; 2011 Qtr 1: 0; 2011 Qtr 2: 0; 2011 Qtr 3: 0; 2011 Qtr 4: 0 | 10
0 | 253135-Economizer Repair Com All CZ10 Vint04 |  | System | Commercial | 01-ALC-AllCommercial-Cooling | 0 |  |  |  |  | 41.71 | 0 | 41 | 0 | 0 | 0.71 | 442 |  | kWh | 0.0016 | 0 | Commercial |  | Winter Only | [5 empty] | 5 | 0.85 |  |  |  | 0 | 10 | 0 | 0 | 0 | 0 | 0 | 0 | 0 | 0 | 0 | 0 | 2009 Qtr 1: 10; 2009 Qtr 2: 0; 2009 Qtr 3: 0; 2009 Qtr 4: 0; 2010 Qtr 1: 0; 2010 Qtr 2: 0; 2010 Qtr 3: 0; 2010 Qtr 4: 0; 2011 Qtr 1: 0; 2011 Qtr 2: 0; 2011 Qtr 3: 0; 2011 Qtr 4: 0 | 10
0 | 253135-Economizer Repair Com All CZ10 Vint04 |  | System | Commercial | 01-ALC-AllCommercial-Cooling | 0 |  |  |  |  | 41.71 | 0 | 41 | 0 | 0 | 0.71 | 442 |  | kWh | 0.0016 | 0 | Commercial |  | Winter Only | [5 empty] | 5 | 0.85 |  |  |  | 0 | 10 | 0 | 0 | 0 | 0 | 0 | 0 | 0 | 0 | 0 | 0 | 2009 Qtr 1: 10; 2009 Qtr 2: 0; 2009 Qtr 3: 0; 2009 Qtr 4: 0; 2010 Qtr 1: 0; 2010 Qtr 2: 0; 2010 Qtr 3: 0; 2010 Qtr 4: 0; 2011 Qtr 1: 0; 2011 Qtr 2: 0; 2011 Qtr 3: 0; 2011 Qtr 4: 0 | 10
0 | 253132-Economizer Repair Com All CZ07 Vint05 |  | System | Commercial | 01-ALC-AllCommercial-Cooling | 0 |  |  |  |  | 41.71 | 0 | 41 | 0 | 0 | 0.71 | 440 |  | kWh | 0.0023 | 0 | Commercial |  | Winter Only | [5 empty] | 5 | 0.85 |  |  |  | 0 | 12 | 0 | 0 | 0 | 0 | 0 | 0 | 0 | 0 | 0 | 0 | 2009 Qtr 1: 12; 2009 Qtr 2: 0; 2009 Qtr 3: 0; 2009 Qtr 4: 0; 2010 Qtr 1: 0; 2010 Qtr 2: 0; 2010 Qtr 3: 0; 2010 Qtr 4: 0; 2011 Qtr 1: 0; 2011 Qtr 2: 0; 2011 Qtr 3: 0; 2011 Qtr 4: 0 | 12
0 | 253132-Economizer Repair Com All CZ07 Vint05 |  | System | Commercial | 01-ALC-AllCommercial-Cooling | 0 |  |  |  |  | 41.71 | 0 | 41 | 0 | 0 | 0.71 | 440 |  | kWh | 0.0023 | 0 | Commercial |  | Winter Only | [5 empty] | 5 | 0.85 |  |  |  | 0 | 12 | 0 | 0 | 0 | 0 | 0 | 0 | 0 | 0 | 0 | 0 | 2009 Qtr 1: 12; 2009 Qtr 2: 0; 2009 Qtr 3: 0; 2009 Qtr 4: 0; 2010 Qtr 1: 0; 2010 Qtr 2: 0; 2010 Qtr 3: 0; 2010 Qtr 4: 0; 2011 Qtr 1: 0; 2011 Qtr 2: 0; 2011 Qtr 3: 0; 2011 Qtr 4: 0 | 12
0 | 253135-Economizer Repair Com All CZ10 Vint04 |  | System | Commercial | 01-ALC-AllCommercial-Cooling | 0 |  |  |  |  | 41.71 | 0 | 43.9286 | 0 | 0 | -2.2186 | 442 |  | kWh | 0.0016 | 0 | Commercial |  | Winter Only | [5 empty] | 5 | 0.85 |  |  |  | 0 | 7 | 0 | 0 | 0 | 0 | 0 | 0 | 0 | 0 | 0 | 0 | 2009 Qtr 1: 7; 2009 Qtr 2: 0; 2009 Qtr 3: 0; 2009 Qtr 4: 0; 2010 Qtr 1: 0; 2010 Qtr 2: 0; 2010 Qtr 3: 0; 2010 Qtr 4: 0; 2011 Qtr 1: 0; 2011 Qtr 2: 0; 2011 Qtr 3: 0; 2011 Qtr 4: 0 | 7
0 | 253133-Economizer Repair Com All CZ10 Vint01 |  | System | Commercial | 01-ALC-AllCommercial-Cooling | 0 |  |  |  |  | 41.71 | 0 | 41 | 0 | 0 | 0.71 | 207 |  | kWh | 0.0015 | 0 | Commercial |  | Winter Only | [5 empty] | 5 | 0.85 |  |  |  | 0 | 10 | 0 | 0 | 0 | 0 | 0 | 0 | 0 | 0 | 0 | 0 | 2009 Qtr 1: 10; 2009 Qtr 2: 0; 2009 Qtr 3: 0; 2009 Qtr 4: 0; 2010 Qtr 1: 0; 2010 Qtr 2: 0; 2010 Qtr 3: 0; 2010 Qtr 4: 0; 2011 Qtr 1: 0; 2011 Qtr 2: 0; 2011 Qtr 3: 0; 2011 Qtr 4: 0 | 10
0 | 253132-Economizer Repair Com All CZ07 Vint05 |  | System | Commercial | 01-ALC-AllCommercial-Cooling | 0 |  |  |  |  | 41.71 | 0 | 41 | 0 | 0 | 0.71 | 440 |  | kWh | 0.0023 | 0 | Commercial |  | Winter Only | [5 empty] | 5 | 0.85 |  |  |  | 0 | 12 | 0 | 0 | 0 | 0 | 0 | 0 | 0 | 0 | 0 | 0 | 2009 Qtr 1: 12; 2009 Qtr 2: 0; 2009 Qtr 3: 0; 2009 Qtr 4: 0; 2010 Qtr 1: 0; 2010 Qtr 2: 0; 2010 Qtr 3: 0; 2010 Qtr 4: 0; 2011 Qtr 1: 0; 2011 Qtr 2: 0; 2011 Qtr 3: 0; 2011 Qtr 4: 0 | 12
0 | 253132-Economizer Repair Com All CZ07 Vint05 |  | System | Commercial | 01-ALC-AllCommercial-Cooling | 0 |  |  |  |  | 41.71 | 0 | 41 | 0 | 0 | 0.71 | 440 |  | kWh | 0.0023 | 0 | Commercial |  | Winter Only | [5 empty] | 5 | 0.85 |  |  |  | 0 | 12 | 0 | 0 | 0 | 0 | 0 | 0 | 0 | 0 | 0 | 0 | 2009 Qtr 1: 12; 2009 Qtr 2: 0; 2009 Qtr 3: 0; 2009 Qtr 4: 0; 2010 Qtr 1: 0; 2010 Qtr 2: 0; 2010 Qtr 3: 0; 2010 Qtr 4: 0; 2011 Qtr 1: 0; 2011 Qtr 2: 0; 2011 Qtr 3: 0; 2011 Qtr 4: 0 | 12
0 | 253134-Economizer Repair Com All CZ10 Vint03 |  | System | Commercial | 01-ALC-AllCommercial-Cooling | 0 |  |  |  |  | 41.71 | 0 | 41 | 0 | 0 | 0.71 | 678 |  | kWh | 0.0012 | 0 | Commercial |  | Winter Only | [5 empty] | 5 | 0.85 |  |  |  | 0 | 5 | 0 | 0 | 0 | 0 | 0 | 0 | 0 | 0 | 0 | 0 | 2009 Qtr 1: 5; 2009 Qtr 2: 0; 2009 Qtr 3: 0; 2009 Qtr 4: 0; 2010 Qtr 1: 0; 2010 Qtr 2: 0; 2010 Qtr 3: 0; 2010 Qtr 4: 0; 2011 Qtr 1: 0; 2011 Qtr 2: 0; 2011 Qtr 3: 0; 2011 Qtr 4: 0 | 5
0 | 253131-Economizer Repair Com All CZ07 Vint04 |  | System | Commercial | 01-ALC-AllCommercial-Cooling | 0 |  |  |  |  | 41.71 | 0 | 41 | 0 | 0 | 0.71 | 555 |  | kWh | 0.003 | 0 | Commercial |  | Winter Only | [5 empty] | 5 | 0.85 |  |  |  | 0 | 6 | 0 | 0 | 0 | 0 | 0 | 0 | 0 | 0 | 0 | 0 | 2009 Qtr 1: 6; 2009 Qtr 2: 0; 2009 Qtr 3: 0; 2009 Qtr 4: 0; 2010 Qtr 1: 0; 2010 Qtr 2: 0; 2010 Qtr 3: 0; 2010 Qtr 4: 0; 2011 Qtr 1: 0; 2011 Qtr 2: 0; 2011 Qtr 3: 0; 2011 Qtr 4: 0 | 6
0 | 253131-Economizer Repair Com All CZ07 Vint04 |  | System | Commercial | 01-ALC-AllCommercial-Cooling | 0 |  |  |  |  | 41.71 | 0 | 41 | 0 | 0 | 0.71 | 555 |  | kWh | 0.003 | 0 | Commercial |  | Winter Only | [5 empty] | 5 | 0.85 |  |  |  | 0 | 5 | 0 | 0 | 0 | 0 | 0 | 0 | 0 | 0 | 0 | 0 | 2009 Qtr 1: 5; 2009 Qtr 2: 0; 2009 Qtr 3: 0; 2009 Qtr 4: 0; 2010 Qtr 1: 0; 2010 Qtr 2: 0; 2010 Qtr 3: 0; 2010 Qtr 4: 0; 2011 Qtr 1: 0; 2011 Qtr 2: 0; 2011 Qtr 3: 0; 2011 Qtr 4: 0 | 5
0 | 253131-Economizer Repair Com All CZ07 Vint04 |  | System | Commercial | 01-ALC-AllCommercial-Cooling | 0 |  |  |  |  | 41.71 | 0 | 41 | 0 | 0 | 0.71 | 555 |  | kWh | 0.003 | 0 | Commercial |  | Winter Only | [5 empty] | 5 | 0.85 |  |  |  | 0 | 5 | 0 | 0 | 0 | 0 | 0 | 0 | 0 | 0 | 0 | 0 | 2009 Qtr 1: 5; 2009 Qtr 2: 0; 2009 Qtr 3: 0; 2009 Qtr 4: 0; 2010 Qtr 1: 0; 2010 Qtr 2: 0; 2010 Qtr 3: 0; 2010 Qtr 4: 0; 2011 Qtr 1: 0; 2011 Qtr 2: 0; 2011 Qtr 3: 0; 2011 Qtr 4: 0 | 5
0 | 253131-Economizer Repair Com All CZ07 Vint04 |  | System | Commercial | 01-ALC-AllCommercial-Cooling | 0 |  |  |  |  | 41.71 | 0 | 41 | 0 | 0 | 0.71 | 555 |  | kWh | 0.003 | 0 | Commercial |  | Winter Only | [5 empty] | 5 | 0.85 |  |  |  | 0 | 5 | 0 | 0 | 0 | 0 | 0 | 0 | 0 | 0 | 0 | 0 | 2009 Qtr 1: 5; 2009 Qtr 2: 0; 2009 Qtr 3: 0; 2009 Qtr 4: 0; 2010 Qtr 1: 0; 2010 Qtr 2: 0; 2010 Qtr 3: 0; 2010 Qtr 4: 0; 2011 Qtr 1: 0; 2011 Qtr 2: 0; 2011 Qtr 3: 0; 2011 Qtr 4: 0 | 5
0 | 253131-Economizer Repair Com All CZ07 Vint04 |  | System | Commercial | 01-ALC-AllCommercial-Cooling | 0 |  |  |  |  | 41.71 | 0 | 41 | 0 | 0 | 0.71 | 555 |  | kWh | 0.003 | 0 | Commercial |  | Winter Only | [5 empty] | 5 | 0.85 |  |  |  | 0 | 5 | 0 | 0 | 0 | 0 | 0 | 0 | 0 | 0 | 0 | 0 | 2009 Qtr 1: 5; 2009 Qtr 2: 0; 2009 Qtr 3: 0; 2009 Qtr 4: 0; 2010 Qtr 1: 0; 2010 Qtr 2: 0; 2010 Qtr 3: 0; 2010 Qtr 4: 0; 2011 Qtr 1: 0; 2011 Qtr 2: 0; 2011 Qtr 3: 0; 2011 Qtr 4: 0 | 5
0 | 253131-Economizer Repair Com All CZ07 Vint04 |  | System | Commercial | 01-ALC-AllCommercial-Cooling | 0 |  |  |  |  | 41.71 | 0 | 41 | 0 | 0 | 0.71 | 555 |  | kWh | 0.003 | 0 | Commercial |  | Winter Only | [5 empty] | 5 | 0.85 |  |  |  | 0 | 5 | 0 | 0 | 0 | 0 | 0 | 0 | 0 | 0 | 0 | 0 | 2009 Qtr 1: 5; 2009 Qtr 2: 0; 2009 Qtr 3: 0; 2009 Qtr 4: 0; 2010 Qtr 1: 0; 2010 Qtr 2: 0; 2010 Qtr 3: 0; 2010 Qtr 4: 0; 2011 Qtr 1: 0; 2011 Qtr 2: 0; 2011 Qtr 3: 0; 2011 Qtr 4: 0 | 5
0 | 253131-Economizer Repair Com All CZ07 Vint04 |  | System | Commercial | 01-ALC-AllCommercial-Cooling | 0 |  |  |  |  | 41.71 | 0 | 51.25 | 0 | 0 | -9.54 | 555 |  | kWh | 0.003 | 0 | Commercial |  | Winter Only | [5 empty] | 5 | 0.85 |  |  |  | 0 | 2 | 0 | 0 | 0 | 0 | 0 | 0 | 0 | 0 | 0 | 0 | 2009 Qtr 1: 2; 2009 Qtr 2: 0; 2009 Qtr 3: 0; 2009 Qtr 4: 0; 2010 Qtr 1: 0; 2010 Qtr 2: 0; 2010 Qtr 3: 0; 2010 Qtr 4: 0; 2011 Qtr 1: 0; 2011 Qtr 2: 0; 2011 Qtr 3: 0; 2011 Qtr 4: 0 | 2
0 | 253131-Economizer Repair Com All CZ07 Vint04 |  | System | Commercial | 01-ALC-AllCommercial-Cooling | 0 |  |  |  |  | 41.71 | 0 | 47.8333 | 0 | 0 | -6.1233 | 555 |  | kWh | 0.003 | 0 | Commercial |  | Winter Only | [5 empty] | 5 | 0.85 |  |  |  | 0 | 3 | 0 | 0 | 0 | 0 | 0 | 0 | 0 | 0 | 0 | 0 | 2009 Qtr 1: 3; 2009 Qtr 2: 0; 2009 Qtr 3: 0; 2009 Qtr 4: 0; 2010 Qtr 1: 0; 2010 Qtr 2: 0; 2010 Qtr 3: 0; 2010 Qtr 4: 0; 2011 Qtr 1: 0; 2011 Qtr 2: 0; 2011 Qtr 3: 0; 2011 Qtr 4: 0 | 3
0 | 253135-Economizer Repair Com All CZ10 Vint04 |  | System | Commercial | 01-ALC-AllCommercial-Cooling | 0 |  |  |  |  | 41.71 | 0 | 41 | 0 | 0 | 0.71 | 442 |  | kWh | 0.0016 | 0 | Commercial |  | Winter Only | [5 empty] | 5 | 0.85 |  |  |  | 0 | 9 | 0 | 0 | 0 | 0 | 0 | 0 | 0 | 0 | 0 | 0 | 2009 Qtr 1: 9; 2009 Qtr 2: 0; 2009 Qtr 3: 0; 2009 Qtr 4: 0; 2010 Qtr 1: 0; 2010 Qtr 2: 0; 2010 Qtr 3: 0; 2010 Qtr 4: 0; 2011 Qtr 1: 0; 2011 Qtr 2: 0; 2011 Qtr 3: 0; 2011 Qtr 4: 0 | 9
0 | 253135-Economizer Repair Com All CZ10 Vint04 |  | System | Commercial | 01-ALC-AllCommercial-Cooling | 0 |  |  |  |  | 41.71 | 0 | 41 | 0 | 0 | 0.71 | 442 |  | kWh | 0.0016 | 0 | Commercial |  | Winter Only | [5 empty] | 5 | 0.85 |  |  |  | 0 | 9 | 0 | 0 | 0 | 0 | 0 | 0 | 0 | 0 | 0 | 0 | 2009 Qtr 1: 9; 2009 Qtr 2: 0; 2009 Qtr 3: 0; 2009 Qtr 4: 0; 2010 Qtr 1: 0; 2010 Qtr 2: 0; 2010 Qtr 3: 0; 2010 Qtr 4: 0; 2011 Qtr 1: 0; 2011 Qtr 2: 0; 2011 Qtr 3: 0; 2011 Qtr 4: 0 | 9
0 | 253135-Economizer Repair Com All CZ10 Vint04 |  | System | Commercial | 01-ALC-AllCommercial-Cooling | 0 |  |  |  |  | 41.71 | 0 | 41 | 0 | 0 | 0.71 | 442 |  | kWh | 0.0016 | 0 | Commercial |  | Winter Only | [5 empty] | 5 | 0.85 |  |  |  | 0 | 20 | 0 | 0 | 0 | 0 | 0 | 0 | 0 | 0 | 0 | 0 | 2009 Qtr 1: 20; 2009 Qtr 2: 0; 2009 Qtr 3: 0; 2009 Qtr 4: 0; 2010 Qtr 1: 0; 2010 Qtr 2: 0; 2010 Qtr 3: 0; 2010 Qtr 4: 0; 2011 Qtr 1: 0; 2011 Qtr 2: 0; 2011 Qtr 3: 0; 2011 Qtr 4: 0 | 20
0 | 253135-Economizer Repair Com All CZ10 Vint04 |  | System | Commercial | 01-ALC-AllCommercial-Cooling | 0 |  |  |  |  | 41.71 | 0 | 41 | 0 | 0 | 0.71 | 442 |  | kWh | 0.0016 | 0 | Commercial |  | Winter Only | [5 empty] | 5 | 0.85 |  |  |  | 0 | 24 | 0 | 0 | 0 | 0 | 0 | 0 | 0 | 0 | 0 | 0 | 2009 Qtr 1: 24; 2009 Qtr 2: 0; 2009 Qtr 3: 0; 2009 Qtr 4: 0; 2010 Qtr 1: 0; 2010 Qtr 2: 0; 2010 Qtr 3: 0; 2010 Qtr 4: 0; 2011 Qtr 1: 0; 2011 Qtr 2: 0; 2011 Qtr 3: 0; 2011 Qtr 4: 0 | 24
0 | 253135-Economizer Repair Com All CZ10 Vint04 |  | System | Commercial | 01-ALC-AllCommercial-Cooling | 0 |  |  |  |  | 41.71 | 0 | 41 | 0 | 0 | 0.71 | 442 |  | kWh | 0.0016 | 0 | Commercial |  | Winter Only | [5 empty] | 5 | 0.85 |  |  |  | 0 | 15 | 0 | 0 | 0 | 0 | 0 | 0 | 0 | 0 | 0 | 0 | 2009 Qtr 1: 15; 2009 Qtr 2: 0; 2009 Qtr 3: 0; 2009 Qtr 4: 0; 2010 Qtr 1: 0; 2010 Qtr 2: 0; 2010 Qtr 3: 0; 2010 Qtr 4: 0; 2011 Qtr 1: 0; 2011 Qtr 2: 0; 2011 Qtr 3: 0; 2011 Qtr 4: 0 | 15
0 | 253135-Economizer Repair Com All CZ10 Vint04 |  | System | Commercial | 01-ALC-AllCommercial-Cooling | 0 |  |  |  |  | 41.71 | 0 | 41 | 0 | 0 | 0.71 | 442 |  | kWh | 0.0016 | 0 | Commercial |  | Winter Only | [5 empty] | 5 | 0.85 |  |  |  | 0 | 12 | 0 | 0 | 0 | 0 | 0 | 0 | 0 | 0 | 0 | 0 | 2009 Qtr 1: 12; 2009 Qtr 2: 0; 2009 Qtr 3: 0; 2009 Qtr 4: 0; 2010 Qtr 1: 0; 2010 Qtr 2: 0; 2010 Qtr 3: 0; 2010 Qtr 4: 0; 2011 Qtr 1: 0; 2011 Qtr 2: 0; 2011 Qtr 3: 0; 2011 Qtr 4: 0 | 12
0 | 253131-Economizer Repair Com All CZ07 Vint04 |  | System | Commercial | 01-ALC-AllCommercial-Cooling | 0 |  |  |  |  | 41.71 | 0 | 41 | 0 | 0 | 0.71 | 555 |  | kWh | 0.003 | 0 | Commercial |  | Winter Only | [5 empty] | 5 | 0.85 |  |  |  | 0 | 10 | 0 | 0 | 0 | 0 | 0 | 0 | 0 | 0 | 0 | 0 | 2009 Qtr 1: 10; 2009 Qtr 2: 0; 2009 Qtr 3: 0; 2009 Qtr 4: 0; 2010 Qtr 1: 0; 2010 Qtr 2: 0; 2010 Qtr 3: 0; 2010 Qtr 4: 0; 2011 Qtr 1: 0; 2011 Qtr 2: 0; 2011 Qtr 3: 0; 2011 Qtr 4: 0 | 10
0 | 253135-Economizer Repair Com All CZ10 Vint04 |  | System | Commercial | 01-ALC-AllCommercial-Cooling | 0 |  |  |  |  | 41.71 | 0 | 41 | 0 | 0 | 0.71 | 442 |  | kWh | 0.0016 | 0 | Commercial |  | Winter Only | [5 empty] | 5 | 0.85 |  |  |  | 0 | 20 | 0 | 0 | 0 | 0 | 0 | 0 | 0 | 0 | 0 | 0 | 2009 Qtr 1: 20; 2009 Qtr 2: 0; 2009 Qtr 3: 0; 2009 Qtr 4: 0; 2010 Qtr 1: 0; 2010 Qtr 2: 0; 2010 Qtr 3: 0; 2010 Qtr 4: 0; 2011 Qtr 1: 0; 2011 Qtr 2: 0; 2011 Qtr 3: 0; 2011 Qtr 4: 0 | 20
0 | 253135-Economizer Repair Com All CZ10 Vint04 |  | System | Commercial | 01-ALC-AllCommercial-Cooling | 0 |  |  |  |  | 41.71 | 0 | 41 | 0 | 0 | 0.71 | 442 |  | kWh | 0.0016 | 0 | Commercial |  | Winter Only | [5 empty] | 5 | 0.85 |  |  |  | 0 | 7 | 0 | 0 | 0 | 0 | 0 | 0 | 0 | 0 | 0 | 0 | 2009 Qtr 1: 7; 2009 Qtr 2: 0; 2009 Qtr 3: 0; 2009 Qtr 4: 0; 2010 Qtr 1: 0; 2010 Qtr 2: 0; 2010 Qtr 3: 0; 2010 Qtr 4: 0; 2011 Qtr 1: 0; 2011 Qtr 2: 0; 2011 Qtr 3: 0; 2011 Qtr 4: 0 | 7
0 | 253135-Economizer Repair Com All CZ10 Vint04 |  | System | Commercial | 01-ALC-AllCommercial-Cooling | 0 |  |  |  |  | 41.71 | 0 | 41 | 0 | 0 | 0.71 | 442 |  | kWh | 0.0016 | 0 | Commercial |  | Winter Only | [5 empty] | 5 | 0.85 |  |  |  | 0 | 21 | 0 | 0 | 0 | 0 | 0 | 0 | 0 | 0 | 0 | 0 | 2009 Qtr 1: 21; 2009 Qtr 2: 0; 2009 Qtr 3: 0; 2009 Qtr 4: 0; 2010 Qtr 1: 0; 2010 Qtr 2: 0; 2010 Qtr 3: 0; 2010 Qtr 4: 0; 2011 Qtr 1: 0; 2011 Qtr 2: 0; 2011 Qtr 3: 0; 2011 Qtr 4: 0 | 21
0 | 253135-Economizer Repair Com All CZ10 Vint04 |  | System | Commercial | 01-ALC-AllCommercial-Cooling | 0 |  |  |  |  | 41.71 | 0 | 41 | 0 | 0 | 0.71 | 442 |  | kWh | 0.0016 | 0 | Commercial |  | Winter Only | [5 empty] | 5 | 0.85 |  |  |  | 0 | 18 | 0 | 0 | 0 | 0 | 0 | 0 | 0 | 0 | 0 | 0 | 2009 Qtr 1: 18; 2009 Qtr 2: 0; 2009 Qtr 3: 0; 2009 Qtr 4: 0; 2010 Qtr 1: 0; 2010 Qtr 2: 0; 2010 Qtr 3: 0; 2010 Qtr 4: 0; 2011 Qtr 1: 0; 2011 Qtr 2: 0; 2011 Qtr 3: 0; 2011 Qtr 4: 0 | 18
0 | 253135-Economizer Repair Com All CZ10 Vint04 |  | System | Commercial | 01-ALC-AllCommercial-Cooling | 0 |  |  |  |  | 41.71 | 0 | 41 | 0 | 0 | 0.71 | 442 |  | kWh | 0.0016 | 0 | Commercial |  | Winter Only | [5 empty] | 5 | 0.85 |  |  |  | 0 | 12 | 0 | 0 | 0 | 0 | 0 | 0 | 0 | 0 | 0 | 0 | 2009 Qtr 1: 12; 2009 Qtr 2: 0; 2009 Qtr 3: 0; 2009 Qtr 4: 0; 2010 Qtr 1: 0; 2010 Qtr 2: 0; 2010 Qtr 3: 0; 2010 Qtr 4: 0; 2011 Qtr 1: 0; 2011 Qtr 2: 0; 2011 Qtr 3: 0; 2011 Qtr 4: 0 | 12
0 | 253135-Economizer Repair Com All CZ10 Vint04 |  | System | Commercial | 01-ALC-AllCommercial-Cooling | 0 |  |  |  |  | 41.71 | 0 | 41 | 0 | 0 | 0.71 | 442 |  | kWh | 0.0016 | 0 | Commercial |  | Winter Only | [5 empty] | 5 | 0.85 |  |  |  | 0 | 20 | 0 | 0 | 0 | 0 | 0 | 0 | 0 | 0 | 0 | 0 | 2009 Qtr 1: 20; 2009 Qtr 2: 0; 2009 Qtr 3: 0; 2009 Qtr 4: 0; 2010 Qtr 1: 0; 2010 Qtr 2: 0; 2010 Qtr 3: 0; 2010 Qtr 4: 0; 2011 Qtr 1: 0; 2011 Qtr 2: 0; 2011 Qtr 3: 0; 2011 Qtr 4: 0 | 20
0 | 253135-Economizer Repair Com All CZ10 Vint04 |  | System | Commercial | 01-ALC-AllCommercial-Cooling | 0 |  |  |  |  | 41.71 | 0 | 41 | 0 | 0 | 0.71 | 442 |  | kWh | 0.0016 | 0 | Commercial |  | Winter Only | [5 empty] | 5 | 0.85 |  |  |  | 0 | 18 | 0 | 0 | 0 | 0 | 0 | 0 | 0 | 0 | 0 | 0 | 2009 Qtr 1: 18; 2009 Qtr 2: 0; 2009 Qtr 3: 0; 2009 Qtr 4: 0; 2010 Qtr 1: 0; 2010 Qtr 2: 0; 2010 Qtr 3: 0; 2010 Qtr 4: 0; 2011 Qtr 1: 0; 2011 Qtr 2: 0; 2011 Qtr 3: 0; 2011 Qtr 4: 0 | 18
0 | 253135-Economizer Repair Com All CZ10 Vint04 |  | System | Commercial | 01-ALC-AllCommercial-Cooling | 0 |  |  |  |  | 41.71 | 0 | 43.5625 | 0 | 0 | -1.8525 | 442 |  | kWh | 0.0016 | 0 | Commercial |  | Winter Only | [5 empty] | 5 | 0.85 |  |  |  | 0 | 8 | 0 | 0 | 0 | 0 | 0 | 0 | 0 | 0 | 0 | 0 | 2009 Qtr 1: 8; 2009 Qtr 2: 0; 2009 Qtr 3: 0; 2009 Qtr 4: 0; 2010 Qtr 1: 0; 2010 Qtr 2: 0; 2010 Qtr 3: 0; 2010 Qtr 4: 0; 2011 Qtr 1: 0; 2011 Qtr 2: 0; 2011 Qtr 3: 0; 2011 Qtr 4: 0 | 8
0 | 253135-Economizer Repair Com All CZ10 Vint04 |  | System | Commercial | 01-ALC-AllCommercial-Cooling | 0 |  |  |  |  | 41.71 | 0 | 43.5625 | 0 | 0 | -1.8525 | 442 |  | kWh | 0.0016 | 0 | Commercial |  | Winter Only | [5 empty] | 5 | 0.85 |  |  |  | 0 | 8 | 0 | 0 | 0 | 0 | 0 | 0 | 0 | 0 | 0 | 0 | 2009 Qtr 1: 8; 2009 Qtr 2: 0; 2009 Qtr 3: 0; 2009 Qtr 4: 0; 2010 Qtr 1: 0; 2010 Qtr 2: 0; 2010 Qtr 3: 0; 2010 Qtr 4: 0; 2011 Qtr 1: 0; 2011 Qtr 2: 0; 2011 Qtr 3: 0; 2011 Qtr 4: 0 | 8
0 | 253135-Economizer Repair Com All CZ10 Vint04 |  | System | Commercial | 01-ALC-AllCommercial-Cooling | 0 |  |  |  |  | 41.71 | 0 | 41 | 0 | 0 | 0.71 | 442 |  | kWh | 0.0016 | 0 | Commercial |  | Winter Only | [5 empty] | 5 | 0.85 |  |  |  | 0 | 9 | 0 | 0 | 0 | 0 | 0 | 0 | 0 | 0 | 0 | 0 | 2009 Qtr 1: 9; 2009 Qtr 2: 0; 2009 Qtr 3: 0; 2009 Qtr 4: 0; 2010 Qtr 1: 0; 2010 Qtr 2: 0; 2010 Qtr 3: 0; 2010 Qtr 4: 0; 2011 Qtr 1: 0; 2011 Qtr 2: 0; 2011 Qtr 3: 0; 2011 Qtr 4: 0 | 9
0 | 253131-Economizer Repair Com All CZ07 Vint04 |  | System | Commercial | 01-ALC-AllCommercial-Cooling | 0 |  |  |  |  | 41.71 | 0 | 41 | 0 | 0 | 0.71 | 555 |  | kWh | 0.003 | 0 | Commercial |  | Winter Only | [5 empty] | 5 | 0.85 |  |  |  | 0 | 4 | 0 | 0 | 0 | 0 | 0 | 0 | 0 | 0 | 0 | 0 | 2009 Qtr 1: 4; 2009 Qtr 2: 0; 2009 Qtr 3: 0; 2009 Qtr 4: 0; 2010 Qtr 1: 0; 2010 Qtr 2: 0; 2010 Qtr 3: 0; 2010 Qtr 4: 0; 2011 Qtr 1: 0; 2011 Qtr 2: 0; 2011 Qtr 3: 0; 2011 Qtr 4: 0 | 4
0 | 253131-Economizer Repair Com All CZ07 Vint04 |  | System | Commercial | 01-ALC-AllCommercial-Cooling | 0 |  |  |  |  | 41.71 | 0 | 41 | 0 | 0 | 0.71 | 555 |  | kWh | 0.003 | 0 | Commercial |  | Winter Only | [5 empty] | 5 | 0.85 |  |  |  | 0 | 4 | 0 | 0 | 0 | 0 | 0 | 0 | 0 | 0 | 0 | 0 | 2009 Qtr 1: 4; 2009 Qtr 2: 0; 2009 Qtr 3: 0; 2009 Qtr 4: 0; 2010 Qtr 1: 0; 2010 Qtr 2: 0; 2010 Qtr 3: 0; 2010 Qtr 4: 0; 2011 Qtr 1: 0; 2011 Qtr 2: 0; 2011 Qtr 3: 0; 2011 Qtr 4: 0 | 4
0 | 253131-Economizer Repair Com All CZ07 Vint04 |  | System | Commercial | 01-ALC-AllCommercial-Cooling | 0 |  |  |  |  | 41.71 | 0 | 41 | 0 | 0 | 0.71 | 555 |  | kWh | 0.003 | 0 | Commercial |  | Winter Only | [5 empty] | 5 | 0.85 |  |  |  | 0 | 5 | 0 | 0 | 0 | 0 | 0 | 0 | 0 | 0 | 0 | 0 | 2009 Qtr 1: 5; 2009 Qtr 2: 0; 2009 Qtr 3: 0; 2009 Qtr 4: 0; 2010 Qtr 1: 0; 2010 Qtr 2: 0; 2010 Qtr 3: 0; 2010 Qtr 4: 0; 2011 Qtr 1: 0; 2011 Qtr 2: 0; 2011 Qtr 3: 0; 2011 Qtr 4: 0 | 5
0 | 253131-Economizer Repair Com All CZ07 Vint04 |  | System | Commercial | 01-ALC-AllCommercial-Cooling | 0 |  |  |  |  | 41.71 | 0 | 41 | 0 | 0 | 0.71 | 555 |  | kWh | 0.003 | 0 | Commercial |  | Winter Only | [5 empty] | 5 | 0.85 |  |  |  | 0 | 4 | 0 | 0 | 0 | 0 | 0 | 0 | 0 | 0 | 0 | 0 | 2009 Qtr 1: 4; 2009 Qtr 2: 0; 2009 Qtr 3: 0; 2009 Qtr 4: 0; 2010 Qtr 1: 0; 2010 Qtr 2: 0; 2010 Qtr 3: 0; 2010 Qtr 4: 0; 2011 Qtr 1: 0; 2011 Qtr 2: 0; 2011 Qtr 3: 0; 2011 Qtr 4: 0 | 4
0 | 253136-Economizer Repair Com All CZ10 Vint05 |  | System | Commercial | 01-ALC-AllCommercial-Cooling | 0 |  |  |  |  | 41.71 | 0 | 41 | 0 | 0 | 0.71 | 381 |  | kWh | 0.0017 | 0 | Commercial |  | Winter Only | [5 empty] | 5 | 0.85 |  |  |  | 0 | 4 | 0 | 0 | 0 | 0 | 0 | 0 | 0 | 0 | 0 | 0 | 2009 Qtr 1: 4; 2009 Qtr 2: 0; 2009 Qtr 3: 0; 2009 Qtr 4: 0; 2010 Qtr 1: 0; 2010 Qtr 2: 0; 2010 Qtr 3: 0; 2010 Qtr 4: 0; 2011 Qtr 1: 0; 2011 Qtr 2: 0; 2011 Qtr 3: 0; 2011 Qtr 4: 0 | 4
0 | 253136-Economizer Repair Com All CZ10 Vint05 |  | System | Commercial | 01-ALC-AllCommercial-Cooling | 0 |  |  |  |  | 41.71 | 0 | 41 | 0 | 0 | 0.71 | 381 |  | kWh | 0.0017 | 0 | Commercial |  | Winter Only | [5 empty] | 5 | 0.85 |  |  |  | 0 | 8 | 0 | 0 | 0 | 0 | 0 | 0 | 0 | 0 | 0 | 0 | 2009 Qtr 1: 8; 2009 Qtr 2: 0; 2009 Qtr 3: 0; 2009 Qtr 4: 0; 2010 Qtr 1: 0; 2010 Qtr 2: 0; 2010 Qtr 3: 0; 2010 Qtr 4: 0; 2011 Qtr 1: 0; 2011 Qtr 2: 0; 2011 Qtr 3: 0; 2011 Qtr 4: 0 | 8
0 | 253136-Economizer Repair Com All CZ10 Vint05 |  | System | Commercial | 01-ALC-AllCommercial-Cooling | 0 |  |  |  |  | 41.71 | 0 | 41 | 0 | 0 | 0.71 | 381 |  | kWh | 0.0017 | 0 | Commercial |  | Winter Only | [5 empty] | 5 | 0.85 |  |  |  | 0 | 8 | 0 | 0 | 0 | 0 | 0 | 0 | 0 | 0 | 0 | 0 | 2009 Qtr 1: 8; 2009 Qtr 2: 0; 2009 Qtr 3: 0; 2009 Qtr 4: 0; 2010 Qtr 1: 0; 2010 Qtr 2: 0; 2010 Qtr 3: 0; 2010 Qtr 4: 0; 2011 Qtr 1: 0; 2011 Qtr 2: 0; 2011 Qtr 3: 0; 2011 Qtr 4: 0 | 8
0 | 253130-Economizer Repair Com All CZ07 Vint03 |  | System | Commercial | 01-ALC-AllCommercial-Cooling | 0 |  |  |  |  | 41.71 | 0 | 41 | 0 | 0 | 0.71 | 733 |  | kWh | 0.0023 | 0 | Commercial |  | Winter Only | [5 empty] | 5 | 0.85 |  |  |  | 0 | 10 | 0 | 0 | 0 | 0 | 0 | 0 | 0 | 0 | 0 | 0 | 2009 Qtr 1: 10; 2009 Qtr 2: 0; 2009 Qtr 3: 0; 2009 Qtr 4: 0; 2010 Qtr 1: 0; 2010 Qtr 2: 0; 2010 Qtr 3: 0; 2010 Qtr 4: 0; 2011 Qtr 1: 0; 2011 Qtr 2: 0; 2011 Qtr 3: 0; 2011 Qtr 4: 0 | 10
0 | 253135-Economizer Repair Com All CZ10 Vint04 |  | System | Commercial | 01-ALC-AllCommercial-Cooling | 0 |  |  |  |  | 41.71 | 0 | 41 | 0 | 0 | 0.71 | 442 |  | kWh | 0.0016 | 0 | Commercial |  | Winter Only | [5 empty] | 5 | 0.85 |  |  |  | 0 | 10 | 0 | 0 | 0 | 0 | 0 | 0 | 0 | 0 | 0 | 0 | 2009 Qtr 1: 10; 2009 Qtr 2: 0; 2009 Qtr 3: 0; 2009 Qtr 4: 0; 2010 Qtr 1: 0; 2010 Qtr 2: 0; 2010 Qtr 3: 0; 2010 Qtr 4: 0; 2011 Qtr 1: 0; 2011 Qtr 2: 0; 2011 Qtr 3: 0; 2011 Qtr 4: 0 | 10
0 | 253135-Economizer Repair Com All CZ10 Vint04 |  | System | Commercial | 01-ALC-AllCommercial-Cooling | 0 |  |  |  |  | 41.71 | 0 | 41 | 0 | 0 | 0.71 | 442 |  | kWh | 0.0016 | 0 | Commercial |  | Winter Only | [5 empty] | 5 | 0.85 |  |  |  | 0 | 4 | 0 | 0 | 0 | 0 | 0 | 0 | 0 | 0 | 0 | 0 | 2009 Qtr 1: 4; 2009 Qtr 2: 0; 2009 Qtr 3: 0; 2009 Qtr 4: 0; 2010 Qtr 1: 0; 2010 Qtr 2: 0; 2010 Qtr 3: 0; 2010 Qtr 4: 0; 2011 Qtr 1: 0; 2011 Qtr 2: 0; 2011 Qtr 3: 0; 2011 Qtr 4: 0 | 4
0 | 253135-Economizer Repair Com All CZ10 Vint04 |  | System | Commercial | 01-ALC-AllCommercial-Cooling | 0 |  |  |  |  | 41.71 | 0 | 41 | 0 | 0 | 0.71 | 442 |  | kWh | 0.0016 | 0 | Commercial |  | Winter Only | [5 empty] | 5 | 0.85 |  |  |  | 0 | 4 | 0 | 0 | 0 | 0 | 0 | 0 | 0 | 0 | 0 | 0 | 2009 Qtr 1: 4; 2009 Qtr 2: 0; 2009 Qtr 3: 0; 2009 Qtr 4: 0; 2010 Qtr 1: 0; 2010 Qtr 2: 0; 2010 Qtr 3: 0; 2010 Qtr 4: 0; 2011 Qtr 1: 0; 2011 Qtr 2: 0; 2011 Qtr 3: 0; 2011 Qtr 4: 0 | 4
0 | 253135-Economizer Repair Com All CZ10 Vint04 |  | System | Commercial | 01-ALC-AllCommercial-Cooling | 0 |  |  |  |  | 41.71 | 0 | 41 | 0 | 0 | 0.71 | 442 |  | kWh | 0.0016 | 0 | Commercial |  | Winter Only | [5 empty] | 5 | 0.85 |  |  |  | 0 | 4 | 0 | 0 | 0 | 0 | 0 | 0 | 0 | 0 | 0 | 0 | 2009 Qtr 1: 4; 2009 Qtr 2: 0; 2009 Qtr 3: 0; 2009 Qtr 4: 0; 2010 Qtr 1: 0; 2010 Qtr 2: 0; 2010 Qtr 3: 0; 2010 Qtr 4: 0; 2011 Qtr 1: 0; 2011 Qtr 2: 0; 2011 Qtr 3: 0; 2011 Qtr 4: 0 | 4
0 | 253135-Economizer Repair Com All CZ10 Vint04 |  | System | Commercial | 01-ALC-AllCommercial-Cooling | 0 |  |  |  |  | 41.71 | 0 | 41 | 0 | 0 | 0.71 | 442 |  | kWh | 0.0016 | 0 | Commercial |  | Winter Only | [5 empty] | 5 | 0.85 |  |  |  | 0 | 10 | 0 | 0 | 0 | 0 | 0 | 0 | 0 | 0 | 0 | 0 | 2009 Qtr 1: 10; 2009 Qtr 2: 0; 2009 Qtr 3: 0; 2009 Qtr 4: 0; 2010 Qtr 1: 0; 2010 Qtr 2: 0; 2010 Qtr 3: 0; 2010 Qtr 4: 0; 2011 Qtr 1: 0; 2011 Qtr 2: 0; 2011 Qtr 3: 0; 2011 Qtr 4: 0 | 10
0 | 253135-Economizer Repair Com All CZ10 Vint04 |  | System | Commercial | 01-ALC-AllCommercial-Cooling | 0 |  |  |  |  | 41.71 | 0 | 41 | 0 | 0 | 0.71 | 442 |  | kWh | 0.0016 | 0 | Commercial |  | Winter Only | [5 empty] | 5 | 0.85 |  |  |  | 0 | 10 | 0 | 0 | 0 | 0 | 0 | 0 | 0 | 0 | 0 | 0 | 2009 Qtr 1: 10; 2009 Qtr 2: 0; 2009 Qtr 3: 0; 2009 Qtr 4: 0; 2010 Qtr 1: 0; 2010 Qtr 2: 0; 2010 Qtr 3: 0; 2010 Qtr 4: 0; 2011 Qtr 1: 0; 2011 Qtr 2: 0; 2011 Qtr 3: 0; 2011 Qtr 4: 0 | 10
0 | 253131-Economizer Repair Com All CZ07 Vint04 |  | System | Commercial | 01-ALC-AllCommercial-Cooling | 0 |  |  |  |  | 41.71 | 0 | 41 | 0 | 0 | 0.71 | 555 |  | kWh | 0.003 | 0 | Commercial |  | Winter Only | [5 empty] | 5 | 0.85 |  |  |  | 0 | 10 | 0 | 0 | 0 | 0 | 0 | 0 | 0 | 0 | 0 | 0 | 2009 Qtr 1: 10; 2009 Qtr 2: 0; 2009 Qtr 3: 0; 2009 Qtr 4: 0; 2010 Qtr 1: 0; 2010 Qtr 2: 0; 2010 Qtr 3: 0; 2010 Qtr 4: 0; 2011 Qtr 1: 0; 2011 Qtr 2: 0; 2011 Qtr 3: 0; 2011 Qtr 4: 0 | 10
0 | 253131-Economizer Repair Com All CZ07 Vint04 |  | System | Commercial | 01-ALC-AllCommercial-Cooling | 0 |  |  |  |  | 41.71 | 0 | 41 | 0 | 0 | 0.71 | 555 |  | kWh | 0.003 | 0 | Commercial |  | Winter Only | [5 empty] | 5 | 0.85 |  |  |  | 0 | 4 | 0 | 0 | 0 | 0 | 0 | 0 | 0 | 0 | 0 | 0 | 2009 Qtr 1: 4; 2009 Qtr 2: 0; 2009 Qtr 3: 0; 2009 Qtr 4: 0; 2010 Qtr 1: 0; 2010 Qtr 2: 0; 2010 Qtr 3: 0; 2010 Qtr 4: 0; 2011 Qtr 1: 0; 2011 Qtr 2: 0; 2011 Qtr 3: 0; 2011 Qtr 4: 0 | 4
0 | 253131-Economizer Repair Com All CZ07 Vint04 |  | System | Commercial | 01-ALC-AllCommercial-Cooling | 0 |  |  |  |  | 41.71 | 0 | 41 | 0 | 0 | 0.71 | 555 |  | kWh | 0.003 | 0 | Commercial |  | Winter Only | [5 empty] | 5 | 0.85 |  |  |  | 0 | 3 | 0 | 0 | 0 | 0 | 0 | 0 | 0 | 0 | 0 | 0 | 2009 Qtr 1: 3; 2009 Qtr 2: 0; 2009 Qtr 3: 0; 2009 Qtr 4: 0; 2010 Qtr 1: 0; 2010 Qtr 2: 0; 2010 Qtr 3: 0; 2010 Qtr 4: 0; 2011 Qtr 1: 0; 2011 Qtr 2: 0; 2011 Qtr 3: 0; 2011 Qtr 4: 0 | 3
0 | 253136-Economizer Repair Com All CZ10 Vint05 |  | System | Commercial | 01-ALC-AllCommercial-Cooling | 0 |  |  |  |  | 41.71 | 0 | 44.4167 | 0 | 0 | -2.7067 | 381 |  | kWh | 0.0017 | 0 | Commercial |  | Winter Only | [5 empty] | 5 | 0.85 |  |  |  | 0 | 6 | 0 | 0 | 0 | 0 | 0 | 0 | 0 | 0 | 0 | 0 | 2009 Qtr 1: 6; 2009 Qtr 2: 0; 2009 Qtr 3: 0; 2009 Qtr 4: 0; 2010 Qtr 1: 0; 2010 Qtr 2: 0; 2010 Qtr 3: 0; 2010 Qtr 4: 0; 2011 Qtr 1: 0; 2011 Qtr 2: 0; 2011 Qtr 3: 0; 2011 Qtr 4: 0 | 6
0 | 253136-Economizer Repair Com All CZ10 Vint05 |  | System | Commercial | 01-ALC-AllCommercial-Cooling | 0 |  |  |  |  | 41.71 | 0 | 44.4167 | 0 | 0 | -2.7067 | 381 |  | kWh | 0.0017 | 0 | Commercial |  | Winter Only | [5 empty] | 5 | 0.85 |  |  |  | 0 | 6 | 0 | 0 | 0 | 0 | 0 | 0 | 0 | 0 | 0 | 0 | 2009 Qtr 1: 6; 2009 Qtr 2: 0; 2009 Qtr 3: 0; 2009 Qtr 4: 0; 2010 Qtr 1: 0; 2010 Qtr 2: 0; 2010 Qtr 3: 0; 2010 Qtr 4: 0; 2011 Qtr 1: 0; 2011 Qtr 2: 0; 2011 Qtr 3: 0; 2011 Qtr 4: 0 | 6
0 | 253135-Economizer Repair Com All CZ10 Vint04 |  | System | Commercial | 01-ALC-AllCommercial-Cooling | 0 |  |  |  |  | 41.71 | 0 | 42.7083 | 0 | 0 | -0.99833 | 442 |  | kWh | 0.0016 | 0 | Commercial |  | Winter Only | [5 empty] | 5 | 0.85 |  |  |  | 0 | 12 | 0 | 0 | 0 | 0 | 0 | 0 | 0 | 0 | 0 | 0 | 2009 Qtr 1: 12; 2009 Qtr 2: 0; 2009 Qtr 3: 0; 2009 Qtr 4: 0; 2010 Qtr 1: 0; 2010 Qtr 2: 0; 2010 Qtr 3: 0; 2010 Qtr 4: 0; 2011 Qtr 1: 0; 2011 Qtr 2: 0; 2011 Qtr 3: 0; 2011 Qtr 4: 0 | 12
0 | 253132-Economizer Repair Com All CZ07 Vint05 |  | System | Commercial | 01-ALC-AllCommercial-Cooling | 0 |  |  |  |  | 41.71 | 0 | 41 | 0 | 0 | 0.71 | 440 |  | kWh | 0.0023 | 0 | Commercial |  | Winter Only | [5 empty] | 5 | 0.85 |  |  |  | 0 | 6 | 0 | 0 | 0 | 0 | 0 | 0 | 0 | 0 | 0 | 0 | 2009 Qtr 1: 6; 2009 Qtr 2: 0; 2009 Qtr 3: 0; 2009 Qtr 4: 0; 2010 Qtr 1: 0; 2010 Qtr 2: 0; 2010 Qtr 3: 0; 2010 Qtr 4: 0; 2011 Qtr 1: 0; 2011 Qtr 2: 0; 2011 Qtr 3: 0; 2011 Qtr 4: 0 | 6
0 | 253131-Economizer Repair Com All CZ07 Vint04 |  | System | Commercial | 01-ALC-AllCommercial-Cooling | 0 |  |  |  |  | 41.71 | 0 | 41 | 0 | 0 | 0.71 | 555 |  | kWh | 0.003 | 0 | Commercial |  | Winter Only | [5 empty] | 5 | 0.85 |  |  |  | 0 | 15 | 0 | 0 | 0 | 0 | 0 | 0 | 0 | 0 | 0 | 0 | 2009 Qtr 1: 15; 2009 Qtr 2: 0; 2009 Qtr 3: 0; 2009 Qtr 4: 0; 2010 Qtr 1: 0; 2010 Qtr 2: 0; 2010 Qtr 3: 0; 2010 Qtr 4: 0; 2011 Qtr 1: 0; 2011 Qtr 2: 0; 2011 Qtr 3: 0; 2011 Qtr 4: 0 | 15
0 | 253131-Economizer Repair Com All CZ07 Vint04 |  | System | Commercial | 01-ALC-AllCommercial-Cooling | 0 |  |  |  |  | 41.71 | 0 | 41 | 0 | 0 | 0.71 | 555 |  | kWh | 0.003 | 0 | Commercial |  | Winter Only | [5 empty] | 5 | 0.85 |  |  |  | 0 | 12 | 0 | 0 | 0 | 0 | 0 | 0 | 0 | 0 | 0 | 0 | 2009 Qtr 1: 12; 2009 Qtr 2: 0; 2009 Qtr 3: 0; 2009 Qtr 4: 0; 2010 Qtr 1: 0; 2010 Qtr 2: 0; 2010 Qtr 3: 0; 2010 Qtr 4: 0; 2011 Qtr 1: 0; 2011 Qtr 2: 0; 2011 Qtr 3: 0; 2011 Qtr 4: 0 | 12
0 | 253136-Economizer Repair Com All CZ10 Vint05 |  | System | Commercial | 01-ALC-AllCommercial-Cooling | 0 |  |  |  |  | 41.71 | 0 | 41 | 0 | 0 | 0.71 | 381 |  | kWh | 0.0017 | 0 | Commercial |  | Winter Only | [5 empty] | 5 | 0.85 |  |  |  | 0 | 10 | 0 | 0 | 0 | 0 | 0 | 0 | 0 | 0 | 0 | 0 | 2009 Qtr 1: 10; 2009 Qtr 2: 0; 2009 Qtr 3: 0; 2009 Qtr 4: 0; 2010 Qtr 1: 0; 2010 Qtr 2: 0; 2010 Qtr 3: 0; 2010 Qtr 4: 0; 2011 Qtr 1: 0; 2011 Qtr 2: 0; 2011 Qtr 3: 0; 2011 Qtr 4: 0 | 10
0 | 253136-Economizer Repair Com All CZ10 Vint05 |  | System | Commercial | 01-ALC-AllCommercial-Cooling | 0 |  |  |  |  | 41.71 | 0 | 41 | 0 | 0 | 0.71 | 381 |  | kWh | 0.0017 | 0 | Commercial |  | Winter Only | [5 empty] | 5 | 0.85 |  |  |  | 0 | 10 | 0 | 0 | 0 | 0 | 0 | 0 | 0 | 0 | 0 | 0 | 2009 Qtr 1: 10; 2009 Qtr 2: 0; 2009 Qtr 3: 0; 2009 Qtr 4: 0; 2010 Qtr 1: 0; 2010 Qtr 2: 0; 2010 Qtr 3: 0; 2010 Qtr 4: 0; 2011 Qtr 1: 0; 2011 Qtr 2: 0; 2011 Qtr 3: 0; 2011 Qtr 4: 0 | 10
0 | 253136-Economizer Repair Com All CZ10 Vint05 |  | System | Commercial | 01-ALC-AllCommercial-Cooling | 0 |  |  |  |  | 41.71 | 0 | 41 | 0 | 0 | 0.71 | 381 |  | kWh | 0.0017 | 0 | Commercial |  | Winter Only | [5 empty] | 5 | 0.85 |  |  |  | 0 | 7 | 0 | 0 | 0 | 0 | 0 | 0 | 0 | 0 | 0 | 0 | 2009 Qtr 1: 7; 2009 Qtr 2: 0; 2009 Qtr 3: 0; 2009 Qtr 4: 0; 2010 Qtr 1: 0; 2010 Qtr 2: 0; 2010 Qtr 3: 0; 2010 Qtr 4: 0; 2011 Qtr 1: 0; 2011 Qtr 2: 0; 2011 Qtr 3: 0; 2011 Qtr 4: 0 | 7
0 | 253131-Economizer Repair Com All CZ07 Vint04 |  | System | Commercial | 01-ALC-AllCommercial-Cooling | 0 |  |  |  |  | 41.71 | 0 | 41 | 0 | 0 | 0.71 | 555 |  | kWh | 0.003 | 0 | Commercial |  | Winter Only | [5 empty] | 5 | 0.85 |  |  |  | 0 | 8 | 0 | 0 | 0 | 0 | 0 | 0 | 0 | 0 | 0 | 0 | 2009 Qtr 1: 8; 2009 Qtr 2: 0; 2009 Qtr 3: 0; 2009 Qtr 4: 0; 2010 Qtr 1: 0; 2010 Qtr 2: 0; 2010 Qtr 3: 0; 2010 Qtr 4: 0; 2011 Qtr 1: 0; 2011 Qtr 2: 0; 2011 Qtr 3: 0; 2011 Qtr 4: 0 | 8
0 | 253131-Economizer Repair Com All CZ07 Vint04 |  | System | Commercial | 01-ALC-AllCommercial-Cooling | 0 |  |  |  |  | 41.71 | 0 | 41 | 0 | 0 | 0.71 | 555 |  | kWh | 0.003 | 0 | Commercial |  | Winter Only | [5 empty] | 5 | 0.85 |  |  |  | 0 | 10 | 0 | 0 | 0 | 0 | 0 | 0 | 0 | 0 | 0 | 0 | 2009 Qtr 1: 10; 2009 Qtr 2: 0; 2009 Qtr 3: 0; 2009 Qtr 4: 0; 2010 Qtr 1: 0; 2010 Qtr 2: 0; 2010 Qtr 3: 0; 2010 Qtr 4: 0; 2011 Qtr 1: 0; 2011 Qtr 2: 0; 2011 Qtr 3: 0; 2011 Qtr 4: 0 | 10
0 | 253135-Economizer Repair Com All CZ10 Vint04 |  | System | Commercial | 01-ALC-AllCommercial-Cooling | 0 |  |  |  |  | 41.71 | 0 | 41 | 0 | 0 | 0.71 | 442 |  | kWh | 0.0016 | 0 | Commercial |  | Winter Only | [5 empty] | 5 | 0.85 |  |  |  | 0 | 10 | 0 | 0 | 0 | 0 | 0 | 0 | 0 | 0 | 0 | 0 | 2009 Qtr 1: 10; 2009 Qtr 2: 0; 2009 Qtr 3: 0; 2009 Qtr 4: 0; 2010 Qtr 1: 0; 2010 Qtr 2: 0; 2010 Qtr 3: 0; 2010 Qtr 4: 0; 2011 Qtr 1: 0; 2011 Qtr 2: 0; 2011 Qtr 3: 0; 2011 Qtr 4: 0 | 10
0 | 253135-Economizer Repair Com All CZ10 Vint04 |  | System | Commercial | 01-ALC-AllCommercial-Cooling | 0 |  |  |  |  | 41.71 | 0 | 41 | 0 | 0 | 0.71 | 442 |  | kWh | 0.0016 | 0 | Commercial |  | Winter Only | [5 empty] | 5 | 0.85 |  |  |  | 0 | 10 | 0 | 0 | 0 | 0 | 0 | 0 | 0 | 0 | 0 | 0 | 2009 Qtr 1: 10; 2009 Qtr 2: 0; 2009 Qtr 3: 0; 2009 Qtr 4: 0; 2010 Qtr 1: 0; 2010 Qtr 2: 0; 2010 Qtr 3: 0; 2010 Qtr 4: 0; 2011 Qtr 1: 0; 2011 Qtr 2: 0; 2011 Qtr 3: 0; 2011 Qtr 4: 0 | 10
0 | 253135-Economizer Repair Com All CZ10 Vint04 |  | System | Commercial | 01-ALC-AllCommercial-Cooling | 0 |  |  |  |  | 41.71 | 0 | 41 | 0 | 0 | 0.71 | 442 |  | kWh | 0.0016 | 0 | Commercial |  | Winter Only | [5 empty] | 5 | 0.85 |  |  |  | 0 | 10 | 0 | 0 | 0 | 0 | 0 | 0 | 0 | 0 | 0 | 0 | 2009 Qtr 1: 10; 2009 Qtr 2: 0; 2009 Qtr 3: 0; 2009 Qtr 4: 0; 2010 Qtr 1: 0; 2010 Qtr 2: 0; 2010 Qtr 3: 0; 2010 Qtr 4: 0; 2011 Qtr 1: 0; 2011 Qtr 2: 0; 2011 Qtr 3: 0; 2011 Qtr 4: 0 | 10
0 | 253131-Economizer Repair Com All CZ07 Vint04 |  | System | Commercial | 01-ALC-AllCommercial-Cooling | 0 |  |  |  |  | 41.71 | 0 | 41 | 0 | 0 | 0.71 | 555 |  | kWh | 0.003 | 0 | Commercial |  | Winter Only | [5 empty] | 5 | 0.85 |  |  |  | 0 | 12 | 0 | 0 | 0 | 0 | 0 | 0 | 0 | 0 | 0 | 0 | 2009 Qtr 1: 12; 2009 Qtr 2: 0; 2009 Qtr 3: 0; 2009 Qtr 4: 0; 2010 Qtr 1: 0; 2010 Qtr 2: 0; 2010 Qtr 3: 0; 2010 Qtr 4: 0; 2011 Qtr 1: 0; 2011 Qtr 2: 0; 2011 Qtr 3: 0; 2011 Qtr 4: 0 | 12
0 | 253131-Economizer Repair Com All CZ07 Vint04 |  | System | Commercial | 01-ALC-AllCommercial-Cooling | 0 |  |  |  |  | 41.71 | 0 | 41 | 0 | 0 | 0.71 | 555 |  | kWh | 0.003 | 0 | Commercial |  | Winter Only | [5 empty] | 5 | 0.85 |  |  |  | 0 | 8 | 0 | 0 | 0 | 0 | 0 | 0 | 0 | 0 | 0 | 0 | 2009 Qtr 1: 8; 2009 Qtr 2: 0; 2009 Qtr 3: 0; 2009 Qtr 4: 0; 2010 Qtr 1: 0; 2010 Qtr 2: 0; 2010 Qtr 3: 0; 2010 Qtr 4: 0; 2011 Qtr 1: 0; 2011 Qtr 2: 0; 2011 Qtr 3: 0; 2011 Qtr 4: 0 | 8
0 | 253130-Economizer Repair Com All CZ07 Vint03 |  | System | Commercial | 01-ALC-AllCommercial-Cooling | 0 |  |  |  |  | 41.71 | 0 | 42.7083 | 0 | 0 | -0.99833 | 733 |  | kWh | 0.0023 | 0 | Commercial |  | Winter Only | [5 empty] | 5 | 0.85 |  |  |  | 0 | 12 | 0 | 0 | 0 | 0 | 0 | 0 | 0 | 0 | 0 | 0 | 2009 Qtr 1: 12; 2009 Qtr 2: 0; 2009 Qtr 3: 0; 2009 Qtr 4: 0; 2010 Qtr 1: 0; 2010 Qtr 2: 0; 2010 Qtr 3: 0; 2010 Qtr 4: 0; 2011 Qtr 1: 0; 2011 Qtr 2: 0; 2011 Qtr 3: 0; 2011 Qtr 4: 0 | 12
0 | 253130-Economizer Repair Com All CZ07 Vint03 |  | System | Commercial | 01-ALC-AllCommercial-Cooling | 0 |  |  |  |  | 41.71 | 0 | 41 | 0 | 0 | 0.71 | 733 |  | kWh | 0.0023 | 0 | Commercial |  | Winter Only | [5 empty] | 5 | 0.85 |  |  |  | 0 | 20 | 0 | 0 | 0 | 0 | 0 | 0 | 0 | 0 | 0 | 0 | 2009 Qtr 1: 20; 2009 Qtr 2: 0; 2009 Qtr 3: 0; 2009 Qtr 4: 0; 2010 Qtr 1: 0; 2010 Qtr 2: 0; 2010 Qtr 3: 0; 2010 Qtr 4: 0; 2011 Qtr 1: 0; 2011 Qtr 2: 0; 2011 Qtr 3: 0; 2011 Qtr 4: 0 | 20
0 | 253130-Economizer Repair Com All CZ07 Vint03 |  | System | Commercial | 01-ALC-AllCommercial-Cooling | 0 |  |  |  |  | 41.71 | 0 | 41 | 0 | 0 | 0.71 | 733 |  | kWh | 0.0023 | 0 | Commercial |  | Winter Only | [5 empty] | 5 | 0.85 |  |  |  | 0 | 5 | 0 | 0 | 0 | 0 | 0 | 0 | 0 | 0 | 0 | 0 | 2009 Qtr 1: 5; 2009 Qtr 2: 0; 2009 Qtr 3: 0; 2009 Qtr 4: 0; 2010 Qtr 1: 0; 2010 Qtr 2: 0; 2010 Qtr 3: 0; 2010 Qtr 4: 0; 2011 Qtr 1: 0; 2011 Qtr 2: 0; 2011 Qtr 3: 0; 2011 Qtr 4: 0 | 5
0 | 253131-Economizer Repair Com All CZ07 Vint04 |  | System | Commercial | 01-ALC-AllCommercial-Cooling | 0 |  |  |  |  | 41.71 | 0 | 41 | 0 | 0 | 0.71 | 555 |  | kWh | 0.003 | 0 | Commercial |  | Winter Only | [5 empty] | 5 | 0.85 |  |  |  | 0 | 10 | 0 | 0 | 0 | 0 | 0 | 0 | 0 | 0 | 0 | 0 | 2009 Qtr 1: 10; 2009 Qtr 2: 0; 2009 Qtr 3: 0; 2009 Qtr 4: 0; 2010 Qtr 1: 0; 2010 Qtr 2: 0; 2010 Qtr 3: 0; 2010 Qtr 4: 0; 2011 Qtr 1: 0; 2011 Qtr 2: 0; 2011 Qtr 3: 0; 2011 Qtr 4: 0 | 10
0 | 253131-Economizer Repair Com All CZ07 Vint04 |  | System | Commercial | 01-ALC-AllCommercial-Cooling | 0 |  |  |  |  | 41.71 | 0 | 41 | 0 | 0 | 0.71 | 555 |  | kWh | 0.003 | 0 | Commercial |  | Winter Only | [5 empty] | 5 | 0.85 |  |  |  | 0 | 8 | 0 | 0 | 0 | 0 | 0 | 0 | 0 | 0 | 0 | 0 | 2009 Qtr 1: 8; 2009 Qtr 2: 0; 2009 Qtr 3: 0; 2009 Qtr 4: 0; 2010 Qtr 1: 0; 2010 Qtr 2: 0; 2010 Qtr 3: 0; 2010 Qtr 4: 0; 2011 Qtr 1: 0; 2011 Qtr 2: 0; 2011 Qtr 3: 0; 2011 Qtr 4: 0 | 8
0 | 253131-Economizer Repair Com All CZ07 Vint04 |  | System | Commercial | 01-ALC-AllCommercial-Cooling | 0 |  |  |  |  | 41.71 | 0 | 41 | 0 | 0 | 0.71 | 555 |  | kWh | 0.003 | 0 | Commercial |  | Winter Only | [5 empty] | 5 | 0.85 |  |  |  | 0 | 10 | 0 | 0 | 0 | 0 | 0 | 0 | 0 | 0 | 0 | 0 | 2009 Qtr 1: 10; 2009 Qtr 2: 0; 2009 Qtr 3: 0; 2009 Qtr 4: 0; 2010 Qtr 1: 0; 2010 Qtr 2: 0; 2010 Qtr 3: 0; 2010 Qtr 4: 0; 2011 Qtr 1: 0; 2011 Qtr 2: 0; 2011 Qtr 3: 0; 2011 Qtr 4: 0 | 10
0 | 253131-Economizer Repair Com All CZ07 Vint04 |  | System | Commercial | 01-ALC-AllCommercial-Cooling | 0 |  |  |  |  | 41.71 | 0 | 41 | 0 | 0 | 0.71 | 555 |  | kWh | 0.003 | 0 | Commercial |  | Winter Only | [5 empty] | 5 | 0.85 |  |  |  | 0 | 5 | 0 | 0 | 0 | 0 | 0 | 0 | 0 | 0 | 0 | 0 | 2009 Qtr 1: 5; 2009 Qtr 2: 0; 2009 Qtr 3: 0; 2009 Qtr 4: 0; 2010 Qtr 1: 0; 2010 Qtr 2: 0; 2010 Qtr 3: 0; 2010 Qtr 4: 0; 2011 Qtr 1: 0; 2011 Qtr 2: 0; 2011 Qtr 3: 0; 2011 Qtr 4: 0 | 5
0 | 253131-Economizer Repair Com All CZ07 Vint04 |  | System | Commercial | 01-ALC-AllCommercial-Cooling | 0 |  |  |  |  | 41.71 | 0 | 41 | 0 | 0 | 0.71 | 555 |  | kWh | 0.003 | 0 | Commercial |  | Winter Only | [5 empty] | 5 | 0.85 |  |  |  | 0 | 8 | 0 | 0 | 0 | 0 | 0 | 0 | 0 | 0 | 0 | 0 | 2009 Qtr 1: 8; 2009 Qtr 2: 0; 2009 Qtr 3: 0; 2009 Qtr 4: 0; 2010 Qtr 1: 0; 2010 Qtr 2: 0; 2010 Qtr 3: 0; 2010 Qtr 4: 0; 2011 Qtr 1: 0; 2011 Qtr 2: 0; 2011 Qtr 3: 0; 2011 Qtr 4: 0 | 8
0 | 253131-Economizer Repair Com All CZ07 Vint04 |  | System | Commercial | 01-ALC-AllCommercial-Cooling | 0 |  |  |  |  | 41.71 | 0 | 41 | 0 | 0 | 0.71 | 555 |  | kWh | 0.003 | 0 | Commercial |  | Winter Only | [5 empty] | 5 | 0.85 |  |  |  | 0 | 10 | 0 | 0 | 0 | 0 | 0 | 0 | 0 | 0 | 0 | 0 | 2009 Qtr 1: 10; 2009 Qtr 2: 0; 2009 Qtr 3: 0; 2009 Qtr 4: 0; 2010 Qtr 1: 0; 2010 Qtr 2: 0; 2010 Qtr 3: 0; 2010 Qtr 4: 0; 2011 Qtr 1: 0; 2011 Qtr 2: 0; 2011 Qtr 3: 0; 2011 Qtr 4: 0 | 10
0 | 253131-Economizer Repair Com All CZ07 Vint04 |  | System | Commercial | 01-ALC-AllCommercial-Cooling | 0 |  |  |  |  | 41.71 | 0 | 41 | 0 | 0 | 0.71 | 555 |  | kWh | 0.003 | 0 | Commercial |  | Winter Only | [5 empty] | 5 | 0.85 |  |  |  | 0 | 10 | 0 | 0 | 0 | 0 | 0 | 0 | 0 | 0 | 0 | 0 | 2009 Qtr 1: 10; 2009 Qtr 2: 0; 2009 Qtr 3: 0; 2009 Qtr 4: 0; 2010 Qtr 1: 0; 2010 Qtr 2: 0; 2010 Qtr 3: 0; 2010 Qtr 4: 0; 2011 Qtr 1: 0; 2011 Qtr 2: 0; 2011 Qtr 3: 0; 2011 Qtr 4: 0 | 10
0 | 253129-Economizer Repair Com All CZ07 Vint01 |  | System | Commercial | 01-ALC-AllCommercial-Cooling | 0 |  |  |  |  | 41.71 | 0 | 43.9286 | 0 | 0 | -2.2186 | 294 |  | kWh | 0.0083 | 0 | Commercial |  | Winter Only | [5 empty] | 5 | 0.85 |  |  |  | 0 | 7 | 0 | 0 | 0 | 0 | 0 | 0 | 0 | 0 | 0 | 0 | 2009 Qtr 1: 7; 2009 Qtr 2: 0; 2009 Qtr 3: 0; 2009 Qtr 4: 0; 2010 Qtr 1: 0; 2010 Qtr 2: 0; 2010 Qtr 3: 0; 2010 Qtr 4: 0; 2011 Qtr 1: 0; 2011 Qtr 2: 0; 2011 Qtr 3: 0; 2011 Qtr 4: 0 | 7
0 | 253129-Economizer Repair Com All CZ07 Vint01 |  | System | Commercial | 01-ALC-AllCommercial-Cooling | 0 |  |  |  |  | 41.71 | 0 | 41 | 0 | 0 | 0.71 | 294 |  | kWh | 0.0083 | 0 | Commercial |  | Winter Only | [5 empty] | 5 | 0.85 |  |  |  | 0 | 15 | 0 | 0 | 0 | 0 | 0 | 0 | 0 | 0 | 0 | 0 | 2009 Qtr 1: 15; 2009 Qtr 2: 0; 2009 Qtr 3: 0; 2009 Qtr 4: 0; 2010 Qtr 1: 0; 2010 Qtr 2: 0; 2010 Qtr 3: 0; 2010 Qtr 4: 0; 2011 Qtr 1: 0; 2011 Qtr 2: 0; 2011 Qtr 3: 0; 2011 Qtr 4: 0 | 15
0 | 253129-Economizer Repair Com All CZ07 Vint01 |  | System | Commercial | 01-ALC-AllCommercial-Cooling | 0 |  |  |  |  | 41.71 | 0 | 41 | 0 | 0 | 0.71 | 294 |  | kWh | 0.0083 | 0 | Commercial |  | Winter Only | [5 empty] | 5 | 0.85 |  |  |  | 0 | 15 | 0 | 0 | 0 | 0 | 0 | 0 | 0 | 0 | 0 | 0 | 2009 Qtr 1: 15; 2009 Qtr 2: 0; 2009 Qtr 3: 0; 2009 Qtr 4: 0; 2010 Qtr 1: 0; 2010 Qtr 2: 0; 2010 Qtr 3: 0; 2010 Qtr 4: 0; 2011 Qtr 1: 0; 2011 Qtr 2: 0; 2011 Qtr 3: 0; 2011 Qtr 4: 0 | 15
0 | 253134-Economizer Repair Com All CZ10 Vint03 |  | System | Commercial | 01-ALC-AllCommercial-Cooling | 0 |  |  |  |  | 41.71 | 0 | 41 | 0 | 0 | 0.71 | 678 |  | kWh | 0.0012 | 0 | Commercial |  | Winter Only | [5 empty] | 5 | 0.85 |  |  |  | 0 | 5 | 0 | 0 | 0 | 0 | 0 | 0 | 0 | 0 | 0 | 0 | 2009 Qtr 1: 5; 2009 Qtr 2: 0; 2009 Qtr 3: 0; 2009 Qtr 4: 0; 2010 Qtr 1: 0; 2010 Qtr 2: 0; 2010 Qtr 3: 0; 2010 Qtr 4: 0; 2011 Qtr 1: 0; 2011 Qtr 2: 0; 2011 Qtr 3: 0; 2011 Qtr 4: 0 | 5
0 | 253134-Economizer Repair Com All CZ10 Vint03 |  | System | Commercial | 01-ALC-AllCommercial-Cooling | 0 |  |  |  |  | 41.71 | 0 | 41 | 0 | 0 | 0.71 | 678 |  | kWh | 0.0012 | 0 | Commercial |  | Winter Only | [5 empty] | 5 | 0.85 |  |  |  | 0 | 5 | 0 | 0 | 0 | 0 | 0 | 0 | 0 | 0 | 0 | 0 | 2009 Qtr 1: 5; 2009 Qtr 2: 0; 2009 Qtr 3: 0; 2009 Qtr 4: 0; 2010 Qtr 1: 0; 2010 Qtr 2: 0; 2010 Qtr 3: 0; 2010 Qtr 4: 0; 2011 Qtr 1: 0; 2011 Qtr 2: 0; 2011 Qtr 3: 0; 2011 Qtr 4: 0 | 5
0 | 253134-Economizer Repair Com All CZ10 Vint03 |  | System | Commercial | 01-ALC-AllCommercial-Cooling | 0 |  |  |  |  | 41.71 | 0 | 41 | 0 | 0 | 0.71 | 678 |  | kWh | 0.0012 | 0 | Commercial |  | Winter Only | [5 empty] | 5 | 0.85 |  |  |  | 0 | 5 | 0 | 0 | 0 | 0 | 0 | 0 | 0 | 0 | 0 | 0 | 2009 Qtr 1: 5; 2009 Qtr 2: 0; 2009 Qtr 3: 0; 2009 Qtr 4: 0; 2010 Qtr 1: 0; 2010 Qtr 2: 0; 2010 Qtr 3: 0; 2010 Qtr 4: 0; 2011 Qtr 1: 0; 2011 Qtr 2: 0; 2011 Qtr 3: 0; 2011 Qtr 4: 0 | 5
0 | 253134-Economizer Repair Com All CZ10 Vint03 |  | System | Commercial | 01-ALC-AllCommercial-Cooling | 0 |  |  |  |  | 41.71 | 0 | 41 | 0 | 0 | 0.71 | 678 |  | kWh | 0.0012 | 0 | Commercial |  | Winter Only | [5 empty] | 5 | 0.85 |  |  |  | 0 | 10 | 0 | 0 | 0 | 0 | 0 | 0 | 0 | 0 | 0 | 0 | 2009 Qtr 1: 10; 2009 Qtr 2: 0; 2009 Qtr 3: 0; 2009 Qtr 4: 0; 2010 Qtr 1: 0; 2010 Qtr 2: 0; 2010 Qtr 3: 0; 2010 Qtr 4: 0; 2011 Qtr 1: 0; 2011 Qtr 2: 0; 2011 Qtr 3: 0; 2011 Qtr 4: 0 | 10
0 | 253134-Economizer Repair Com All CZ10 Vint03 |  | System | Commercial | 01-ALC-AllCommercial-Cooling | 0 |  |  |  |  | 41.71 | 0 | 41 | 0 | 0 | 0.71 | 678 |  | kWh | 0.0012 | 0 | Commercial |  | Winter Only | [5 empty] | 5 | 0.85 |  |  |  | 0 | 7 | 0 | 0 | 0 | 0 | 0 | 0 | 0 | 0 | 0 | 0 | 2009 Qtr 1: 7; 2009 Qtr 2: 0; 2009 Qtr 3: 0; 2009 Qtr 4: 0; 2010 Qtr 1: 0; 2010 Qtr 2: 0; 2010 Qtr 3: 0; 2010 Qtr 4: 0; 2011 Qtr 1: 0; 2011 Qtr 2: 0; 2011 Qtr 3: 0; 2011 Qtr 4: 0 | 7
0 | 253131-Economizer Repair Com All CZ07 Vint04 |  | System | Commercial | 01-ALC-AllCommercial-Cooling | 0 |  |  |  |  | 41.71 | 0 | 41 | 0 | 0 | 0.71 | 555 |  | kWh | 0.003 | 0 | Commercial |  | Winter Only | [5 empty] | 5 | 0.85 |  |  |  | 0 | 10 | 0 | 0 | 0 | 0 | 0 | 0 | 0 | 0 | 0 | 0 | 2009 Qtr 1: 10; 2009 Qtr 2: 0; 2009 Qtr 3: 0; 2009 Qtr 4: 0; 2010 Qtr 1: 0; 2010 Qtr 2: 0; 2010 Qtr 3: 0; 2010 Qtr 4: 0; 2011 Qtr 1: 0; 2011 Qtr 2: 0; 2011 Qtr 3: 0; 2011 Qtr 4: 0 | 10
0 | 253131-Economizer Repair Com All CZ07 Vint04 |  | System | Commercial | 01-ALC-AllCommercial-Cooling | 0 |  |  |  |  | 41.71 | 0 | 41 | 0 | 0 | 0.71 | 555 |  | kWh | 0.003 | 0 | Commercial |  | Winter Only | [5 empty] | 5 | 0.85 |  |  |  | 0 | 10 | 0 | 0 | 0 | 0 | 0 | 0 | 0 | 0 | 0 | 0 | 2009 Qtr 1: 10; 2009 Qtr 2: 0; 2009 Qtr 3: 0; 2009 Qtr 4: 0; 2010 Qtr 1: 0; 2010 Qtr 2: 0; 2010 Qtr 3: 0; 2010 Qtr 4: 0; 2011 Qtr 1: 0; 2011 Qtr 2: 0; 2011 Qtr 3: 0; 2011 Qtr 4: 0 | 10
0 | 253130-Economizer Repair Com All CZ07 Vint03 |  | System | Commercial | 01-ALC-AllCommercial-Cooling | 0 |  |  |  |  | 41.71 | 0 | 41 | 0 | 0 | 0.71 | 733 |  | kWh | 0.0023 | 0 | Commercial |  | Winter Only | [5 empty] | 5 | 0.85 |  |  |  | 0 | 20 | 0 | 0 | 0 | 0 | 0 | 0 | 0 | 0 | 0 | 0 | 2009 Qtr 1: 20; 2009 Qtr 2: 0; 2009 Qtr 3: 0; 2009 Qtr 4: 0; 2010 Qtr 1: 0; 2010 Qtr 2: 0; 2010 Qtr 3: 0; 2010 Qtr 4: 0; 2011 Qtr 1: 0; 2011 Qtr 2: 0; 2011 Qtr 3: 0; 2011 Qtr 4: 0 | 20
0 | 253130-Economizer Repair Com All CZ07 Vint03 |  | System | Commercial | 01-ALC-AllCommercial-Cooling | 0 |  |  |  |  | 41.71 | 0 | 41 | 0 | 0 | 0.71 | 733 |  | kWh | 0.0023 | 0 | Commercial |  | Winter Only | [5 empty] | 5 | 0.85 |  |  |  | 0 | 5 | 0 | 0 | 0 | 0 | 0 | 0 | 0 | 0 | 0 | 0 | 2009 Qtr 1: 5; 2009 Qtr 2: 0; 2009 Qtr 3: 0; 2009 Qtr 4: 0; 2010 Qtr 1: 0; 2010 Qtr 2: 0; 2010 Qtr 3: 0; 2010 Qtr 4: 0; 2011 Qtr 1: 0; 2011 Qtr 2: 0; 2011 Qtr 3: 0; 2011 Qtr 4: 0 | 5
0 | 253130-Economizer Repair Com All CZ07 Vint03 |  | System | Commercial | 01-ALC-AllCommercial-Cooling | 0 |  |  |  |  | 41.71 | 0 | 41 | 0 | 0 | 0.71 | 733 |  | kWh | 0.0023 | 0 | Commercial |  | Winter Only | [5 empty] | 5 | 0.85 |  |  |  | 0 | 10 | 0 | 0 | 0 | 0 | 0 | 0 | 0 | 0 | 0 | 0 | 2009 Qtr 1: 10; 2009 Qtr 2: 0; 2009 Qtr 3: 0; 2009 Qtr 4: 0; 2010 Qtr 1: 0; 2010 Qtr 2: 0; 2010 Qtr 3: 0; 2010 Qtr 4: 0; 2011 Qtr 1: 0; 2011 Qtr 2: 0; 2011 Qtr 3: 0; 2011 Qtr 4: 0 | 10
0 | 253136-Economizer Repair Com All CZ10 Vint05 |  | System | Commercial | 01-ALC-AllCommercial-Cooling | 0 |  |  |  |  | 41.71 | 0 | 41 | 0 | 0 | 0.71 | 381 |  | kWh | 0.0017 | 0 | Commercial |  | Winter Only | [5 empty] | 5 | 0.85 |  |  |  | 0 | 7 | 0 | 0 | 0 | 0 | 0 | 0 | 0 | 0 | 0 | 0 | 2009 Qtr 1: 7; 2009 Qtr 2: 0; 2009 Qtr 3: 0; 2009 Qtr 4: 0; 2010 Qtr 1: 0; 2010 Qtr 2: 0; 2010 Qtr 3: 0; 2010 Qtr 4: 0; 2011 Qtr 1: 0; 2011 Qtr 2: 0; 2011 Qtr 3: 0; 2011 Qtr 4: 0 | 7
0 | 253136-Economizer Repair Com All CZ10 Vint05 |  | System | Commercial | 01-ALC-AllCommercial-Cooling | 0 |  |  |  |  | 41.71 | 0 | 41 | 0 | 0 | 0.71 | 381 |  | kWh | 0.0017 | 0 | Commercial |  | Winter Only | [5 empty] | 5 | 0.85 |  |  |  | 0 | 12 | 0 | 0 | 0 | 0 | 0 | 0 | 0 | 0 | 0 | 0 | 2009 Qtr 1: 12; 2009 Qtr 2: 0; 2009 Qtr 3: 0; 2009 Qtr 4: 0; 2010 Qtr 1: 0; 2010 Qtr 2: 0; 2010 Qtr 3: 0; 2010 Qtr 4: 0; 2011 Qtr 1: 0; 2011 Qtr 2: 0; 2011 Qtr 3: 0; 2011 Qtr 4: 0 | 12
0 | 253142-Commercial HVAC Diagnostic/Tune-up Com All CZ10 VintAll |  | System | Commercial | 01-ALC-AllCommercial-Cooling | 0 |  |  |  |  | 45.3009 | 0 | 55.3 | 0 | 0 | -9.9991 | 214 |  | kWh | 0.15 | 0 | Commercial | [7 empty] | 10 | 0.85 |  |  |  | 0 | 3 | 0 | 0 | 0 | 0 | 0 | 0 | 0 | 0 | 0 | 0 | 2009 Qtr 1: 3; 2009 Qtr 2: 0; 2009 Qtr 3: 0; 2009 Qtr 4: 0; 2010 Qtr 1: 0; 2010 Qtr 2: 0; 2010 Qtr 3: 0; 2010 Qtr 4: 0; 2011 Qtr 1: 0; 2011 Qtr 2: 0; 2011 Qtr 3: 0; 2011 Qtr 4: 0 | 3
0 | 253145-Commercial Condensor Coil Cleaning (all units - savings at 50% of DEER) Com All CZ10 VintAll |  | System | Commercial | 01-ALC-AllCommercial-Cooling | 0 |  |  |  |  | 10 | 0 | 10 | 0 | 0 | 0 | 74 |  | kWh | 0.0665 | 0 | Commercial | [7 empty] | 3 | 0.85 |  |  |  | 0 | 3 | 0 | 0 | 0 | 0 | 0 | 0 | 0 | 0 | 0 | 0 | 2009 Qtr 1: 3; 2009 Qtr 2: 0; 2009 Qtr 3: 0; 2009 Qtr 4: 0; 2010 Qtr 1: 0; 2010 Qtr 2: 0; 2010 Qtr 3: 0; 2010 Qtr 4: 0; 2011 Qtr 1: 0; 2011 Qtr 2: 0; 2011 Qtr 3: 0; 2011 Qtr 4: 0 | 3
0 | 253049-Comm. HP <65k three phase unitary |  | System | Commercial | 01-ALC-AllCommercial-Cooling | 0 |  |  |  |  | 959.2869 | 0 | 100 | 0 | 0 | 859.2869 | 333.947 |  | kWh | 0.15748 | 0 | Commercial | [7 empty] | 15 | 0.5 |  |  |  | 1 | 5 | 0 | 0 | 0 | 0 | 0 | 0 | 0 | 0 | 0 | 0 | 2009 Qtr 1: 5; 2009 Qtr 2: 0; 2009 Qtr 3: 0; 2009 Qtr 4: 0; 2010 Qtr 1: 0; 2010 Qtr 2: 0; 2010 Qtr 3: 0; 2010 Qtr 4: 0; 2011 Qtr 1: 0; 2011 Qtr 2: 0; 2011 Qtr 3: 0; 2011 Qtr 4: 0 | 5
0 | 253131-Economizer Repair Com All CZ07 Vint04 |  | System | Commercial | 01-ALC-AllCommercial-Cooling | 0 |  |  |  |  | 41.71 | 0 | 41 | 0 | 0 | 0.71 | 555 |  | kWh | 0.003 | 0 | Commercial |  | Winter Only | [5 empty] | 5 | 0.85 |  |  |  | 0 | 10 | 0 | 0 | 0 | 0 | 0 | 0 | 0 | 0 | 0 | 0 | 2009 Qtr 1: 10; 2009 Qtr 2: 0; 2009 Qtr 3: 0; 2009 Qtr 4: 0; 2010 Qtr 1: 0; 2010 Qtr 2: 0; 2010 Qtr 3: 0; 2010 Qtr 4: 0; 2011 Qtr 1: 0; 2011 Qtr 2: 0; 2011 Qtr 3: 0; 2011 Qtr 4: 0 | 10
0 | 253131-Economizer Repair Com All CZ07 Vint04 |  | System | Commercial | 01-ALC-AllCommercial-Cooling | 0 |  |  |  |  | 41.71 | 0 | 41 | 0 | 0 | 0.71 | 555 |  | kWh | 0.003 | 0 | Commercial |  | Winter Only | [5 empty] | 5 | 0.85 |  |  |  | 0 | 10 | 0 | 0 | 0 | 0 | 0 | 0 | 0 | 0 | 0 | 0 | 2009 Qtr 1: 10; 2009 Qtr 2: 0; 2009 Qtr 3: 0; 2009 Qtr 4: 0; 2010 Qtr 1: 0; 2010 Qtr 2: 0; 2010 Qtr 3: 0; 2010 Qtr 4: 0; 2011 Qtr 1: 0; 2011 Qtr 2: 0; 2011 Qtr 3: 0; 2011 Qtr 4: 0 | 10
0 | 253131-Economizer Repair Com All CZ07 Vint04 |  | System | Commercial | 01-ALC-AllCommercial-Cooling | 0 |  |  |  |  | 41.71 | 0 | 42.7083 | 0 | 0 | -0.99833 | 555 |  | kWh | 0.003 | 0 | Commercial |  | Winter Only | [5 empty] | 5 | 0.85 |  |  |  | 0 | 12 | 0 | 0 | 0 | 0 | 0 | 0 | 0 | 0 | 0 | 0 | 2009 Qtr 1: 12; 2009 Qtr 2: 0; 2009 Qtr 3: 0; 2009 Qtr 4: 0; 2010 Qtr 1: 0; 2010 Qtr 2: 0; 2010 Qtr 3: 0; 2010 Qtr 4: 0; 2011 Qtr 1: 0; 2011 Qtr 2: 0; 2011 Qtr 3: 0; 2011 Qtr 4: 0 | 12
0 | 253141-Commercial HVAC Diagnostic/Tune-up Com All CZ07 VintAll |  | System | Commercial | 01-ALC-AllCommercial-Cooling | 0 |  |  |  |  | 45.3009 | 0 | 55.3 | 0 | 0 | -9.9991 | 196 |  | kWh | 0.15 | 0 | Commercial | [7 empty] | 10 | 0.85 |  |  |  | 0 | 5 | 0 | 0 | 0 | 0 | 0 | 0 | 0 | 0 | 0 | 0 | 2009 Qtr 1: 5; 2009 Qtr 2: 0; 2009 Qtr 3: 0; 2009 Qtr 4: 0; 2010 Qtr 1: 0; 2010 Qtr 2: 0; 2010 Qtr 3: 0; 2010 Qtr 4: 0; 2011 Qtr 1: 0; 2011 Qtr 2: 0; 2011 Qtr 3: 0; 2011 Qtr 4: 0 | 5
0 | 253144-Commercial Condensor Coil Cleaning (all units - savings at 50% of DEER) Com All CZ07 VintAll |  | System | Commercial | 01-ALC-AllCommercial-Cooling | 0 |  |  |  |  | 10 | 0 | 10 | 0 | 0 | 0 | 60 |  | kWh | 0.047 | 0 | Commercial | [7 empty] | 3 | 0.85 |  |  |  | 0 | 5 | 0 | 0 | 0 | 0 | 0 | 0 | 0 | 0 | 0 | 0 | 2009 Qtr 1: 5; 2009 Qtr 2: 0; 2009 Qtr 3: 0; 2009 Qtr 4: 0; 2010 Qtr 1: 0; 2010 Qtr 2: 0; 2010 Qtr 3: 0; 2010 Qtr 4: 0; 2011 Qtr 1: 0; 2011 Qtr 2: 0; 2011 Qtr 3: 0; 2011 Qtr 4: 0 | 5
0 | 253144-Commercial Condensor Coil Cleaning (all units - savings at 50% of DEER) Com All CZ07 VintAll |  | System | Commercial | 01-ALC-AllCommercial-Cooling | 0 |  |  |  |  | 10 | 0 | 10 | 0 | 0 | 0 | 60 |  | kWh | 0.047 | 0 | Commercial | [7 empty] | 3 | 0.85 |  |  |  | 0 | 5 | 0 | 0 | 0 | 0 | 0 | 0 | 0 | 0 | 0 | 0 | 2009 Qtr 1: 5; 2009 Qtr 2: 0; 2009 Qtr 3: 0; 2009 Qtr 4: 0; 2010 Qtr 1: 0; 2010 Qtr 2: 0; 2010 Qtr 3: 0; 2010 Qtr 4: 0; 2011 Qtr 1: 0; 2011 Qtr 2: 0; 2011 Qtr 3: 0; 2011 Qtr 4: 0 | 5
0 | 253141-Commercial HVAC Diagnostic/Tune-up Com All CZ07 VintAll |  | System | Commercial | 01-ALC-AllCommercial-Cooling | 0 |  |  |  |  | 45.3009 | 0 | 55.3 | 0 | 0 | -9.9991 | 196 |  | kWh | 0.15 | 0 | Commercial | [7 empty] | 10 | 0.85 |  |  |  | 0 | 5 | 0 | 0 | 0 | 0 | 0 | 0 | 0 | 0 | 0 | 0 | 2009 Qtr 1: 5; 2009 Qtr 2: 0; 2009 Qtr 3: 0; 2009 Qtr 4: 0; 2010 Qtr 1: 0; 2010 Qtr 2: 0; 2010 Qtr 3: 0; 2010 Qtr 4: 0; 2011 Qtr 1: 0; 2011 Qtr 2: 0; 2011 Qtr 3: 0; 2011 Qtr 4: 0 | 5
0 | 253144-Commercial Condensor Coil Cleaning (all units - savings at 50% of DEER) Com All CZ07 VintAll |  | System | Commercial | 01-ALC-AllCommercial-Cooling | 0 |  |  |  |  | 10 | 0 | 10 | 0 | 0 | 0 | 60 |  | kWh | 0.047 | 0 | Commercial | [7 empty] | 3 | 0.85 |  |  |  | 0 | 5 | 0 | 0 | 0 | 0 | 0 | 0 | 0 | 0 | 0 | 0 | 2009 Qtr 1: 5; 2009 Qtr 2: 0; 2009 Qtr 3: 0; 2009 Qtr 4: 0; 2010 Qtr 1: 0; 2010 Qtr 2: 0; 2010 Qtr 3: 0; 2010 Qtr 4: 0; 2011 Qtr 1: 0; 2011 Qtr 2: 0; 2011 Qtr 3: 0; 2011 Qtr 4: 0 | 5
0 | 253141-Commercial HVAC Diagnostic/Tune-up Com All CZ07 VintAll |  | System | Commercial | 01-ALC-AllCommercial-Cooling | 0 |  |  |  |  | 45.3009 | 0 | 55.3 | 0 | 0 | -9.9991 | 196 |  | kWh | 0.15 | 0 | Commercial | [7 empty] | 10 | 0.85 |  |  |  | 0 | 5 | 0 | 0 | 0 | 0 | 0 | 0 | 0 | 0 | 0 | 0 | 2009 Qtr 1: 5; 2009 Qtr 2: 0; 2009 Qtr 3: 0; 2009 Qtr 4: 0; 2010 Qtr 1: 0; 2010 Qtr 2: 0; 2010 Qtr 3: 0; 2010 Qtr 4: 0; 2011 Qtr 1: 0; 2011 Qtr 2: 0; 2011 Qtr 3: 0; 2011 Qtr 4: 0 | 5
0 | 253144-Commercial Condensor Coil Cleaning (all units - savings at 50% of DEER) Com All CZ07 VintAll |  | System | Commercial | 01-ALC-AllCommercial-Cooling | 0 |  |  |  |  | 10 | 0 | 10 | 0 | 0 | 0 | 60 |  | kWh | 0.047 | 0 | Commercial | [7 empty] | 3 | 0.85 |  |  |  | 0 | 5 | 0 | 0 | 0 | 0 | 0 | 0 | 0 | 0 | 0 | 0 | 2009 Qtr 1: 5; 2009 Qtr 2: 0; 2009 Qtr 3: 0; 2009 Qtr 4: 0; 2010 Qtr 1: 0; 2010 Qtr 2: 0; 2010 Qtr 3: 0; 2010 Qtr 4: 0; 2011 Qtr 1: 0; 2011 Qtr 2: 0; 2011 Qtr 3: 0; 2011 Qtr 4: 0 | 5
0 | 253144-Commercial Condensor Coil Cleaning (all units - savings at 50% of DEER) Com All CZ07 VintAll |  | System | Commercial | 01-ALC-AllCommercial-Cooling | 0 |  |  |  |  | 10 | 0 | 10 | 0 | 0 | 0 | 60 |  | kWh | 0.047 | 0 | Commercial | [7 empty] | 3 | 0.85 |  |  |  | 0 | 5 | 0 | 0 | 0 | 0 | 0 | 0 | 0 | 0 | 0 | 0 | 2009 Qtr 1: 5; 2009 Qtr 2: 0; 2009 Qtr 3: 0; 2009 Qtr 4: 0; 2010 Qtr 1: 0; 2010 Qtr 2: 0; 2010 Qtr 3: 0; 2010 Qtr 4: 0; 2011 Qtr 1: 0; 2011 Qtr 2: 0; 2011 Qtr 3: 0; 2011 Qtr 4: 0 | 5
0 | 253144-Commercial Condensor Coil Cleaning (all units - savings at 50% of DEER) Com All CZ07 VintAll |  | System | Commercial | 01-ALC-AllCommercial-Cooling | 0 |  |  |  |  | 10 | 0 | 10 | 0 | 0 | 0 | 60 |  | kWh | 0.047 | 0 | Commercial | [7 empty] | 3 | 0.85 |  |  |  | 0 | 5 | 0 | 0 | 0 | 0 | 0 | 0 | 0 | 0 | 0 | 0 | 2009 Qtr 1: 5; 2009 Qtr 2: 0; 2009 Qtr 3: 0; 2009 Qtr 4: 0; 2010 Qtr 1: 0; 2010 Qtr 2: 0; 2010 Qtr 3: 0; 2010 Qtr 4: 0; 2011 Qtr 1: 0; 2011 Qtr 2: 0; 2011 Qtr 3: 0; 2011 Qtr 4: 0 | 5
0 | 253145-Commercial Condensor Coil Cleaning (all units - savings at 50% of DEER) Com All CZ10 VintAll |  | System | Commercial | 01-ALC-AllCommercial-Cooling | 0 |  |  |  |  | 10 | 0 | 10 | 0 | 0 | 0 | 74 |  | kWh | 0.0665 | 0 | Commercial | [7 empty] | 3 | 0.85 |  |  |  | 0 | 4 | 0 | 0 | 0 | 0 | 0 | 0 | 0 | 0 | 0 | 0 | 2009 Qtr 1: 4; 2009 Qtr 2: 0; 2009 Qtr 3: 0; 2009 Qtr 4: 0; 2010 Qtr 1: 0; 2010 Qtr 2: 0; 2010 Qtr 3: 0; 2010 Qtr 4: 0; 2011 Qtr 1: 0; 2011 Qtr 2: 0; 2011 Qtr 3: 0; 2011 Qtr 4: 0 | 4
0 | 253145-Commercial Condensor Coil Cleaning (all units - savings at 50% of DEER) Com All CZ10 VintAll |  | System | Commercial | 01-ALC-AllCommercial-Cooling | 0 |  |  |  |  | 10 | 0 | 10 | 0 | 0 | 0 | 74 |  | kWh | 0.0665 | 0 | Commercial | [7 empty] | 3 | 0.85 |  |  |  | 0 | 4 | 0 | 0 | 0 | 0 | 0 | 0 | 0 | 0 | 0 | 0 | 2009 Qtr 1: 4; 2009 Qtr 2: 0; 2009 Qtr 3: 0; 2009 Qtr 4: 0; 2010 Qtr 1: 0; 2010 Qtr 2: 0; 2010 Qtr 3: 0; 2010 Qtr 4: 0; 2011 Qtr 1: 0; 2011 Qtr 2: 0; 2011 Qtr 3: 0; 2011 Qtr 4: 0 | 4
0 | 253142-Commercial HVAC Diagnostic/Tune-up Com All CZ10 VintAll |  | System | Commercial | 01-ALC-AllCommercial-Cooling | 0 |  |  |  |  | 45.3009 | 0 | 55.3 | 0 | 0 | -9.9991 | 214 |  | kWh | 0.15 | 0 | Commercial | [7 empty] | 10 | 0.85 |  |  |  | 0 | 4 | 0 | 0 | 0 | 0 | 0 | 0 | 0 | 0 | 0 | 0 | 2009 Qtr 1: 4; 2009 Qtr 2: 0; 2009 Qtr 3: 0; 2009 Qtr 4: 0; 2010 Qtr 1: 0; 2010 Qtr 2: 0; 2010 Qtr 3: 0; 2010 Qtr 4: 0; 2011 Qtr 1: 0; 2011 Qtr 2: 0; 2011 Qtr 3: 0; 2011 Qtr 4: 0 | 4
0 | 253145-Commercial Condensor Coil Cleaning (all units - savings at 50% of DEER) Com All CZ10 VintAll |  | System | Commercial | 01-ALC-AllCommercial-Cooling | 0 |  |  |  |  | 10 | 0 | 10 | 0 | 0 | 0 | 74 |  | kWh | 0.0665 | 0 | Commercial | [7 empty] | 3 | 0.85 |  |  |  | 0 | 4 | 0 | 0 | 0 | 0 | 0 | 0 | 0 | 0 | 0 | 0 | 2009 Qtr 1: 4; 2009 Qtr 2: 0; 2009 Qtr 3: 0; 2009 Qtr 4: 0; 2010 Qtr 1: 0; 2010 Qtr 2: 0; 2010 Qtr 3: 0; 2010 Qtr 4: 0; 2011 Qtr 1: 0; 2011 Qtr 2: 0; 2011 Qtr 3: 0; 2011 Qtr 4: 0 | 4
0 | 253145-Commercial Condensor Coil Cleaning (all units - savings at 50% of DEER) Com All CZ10 VintAll |  | System | Commercial | 01-ALC-AllCommercial-Cooling | 0 |  |  |  |  | 10 | 0 | 10 | 0 | 0 | 0 | 74 |  | kWh | 0.0665 | 0 | Commercial | [7 empty] | 3 | 0.85 |  |  |  | 0 | 4 | 0 | 0 | 0 | 0 | 0 | 0 | 0 | 0 | 0 | 0 | 2009 Qtr 1: 4; 2009 Qtr 2: 0; 2009 Qtr 3: 0; 2009 Qtr 4: 0; 2010 Qtr 1: 0; 2010 Qtr 2: 0; 2010 Qtr 3: 0; 2010 Qtr 4: 0; 2011 Qtr 1: 0; 2011 Qtr 2: 0; 2011 Qtr 3: 0; 2011 Qtr 4: 0 | 4
0 | 253142-Commercial HVAC Diagnostic/Tune-up Com All CZ10 VintAll |  | System | Commercial | 01-ALC-AllCommercial-Cooling | 0 |  |  |  |  | 45.3009 | 0 | 55.3 | 0 | 0 | -9.9991 | 214 |  | kWh | 0.15 | 0 | Commercial | [7 empty] | 10 | 0.85 |  |  |  | 0 | 3 | 0 | 0 | 0 | 0 | 0 | 0 | 0 | 0 | 0 | 0 | 2009 Qtr 1: 3; 2009 Qtr 2: 0; 2009 Qtr 3: 0; 2009 Qtr 4: 0; 2010 Qtr 1: 0; 2010 Qtr 2: 0; 2010 Qtr 3: 0; 2010 Qtr 4: 0; 2011 Qtr 1: 0; 2011 Qtr 2: 0; 2011 Qtr 3: 0; 2011 Qtr 4: 0 | 3
0 | 253145-Commercial Condensor Coil Cleaning (all units - savings at 50% of DEER) Com All CZ10 VintAll |  | System | Commercial | 01-ALC-AllCommercial-Cooling | 0 |  |  |  |  | 10 | 0 | 10 | 0 | 0 | 0 | 74 |  | kWh | 0.0665 | 0 | Commercial | [7 empty] | 3 | 0.85 |  |  |  | 0 | 3 | 0 | 0 | 0 | 0 | 0 | 0 | 0 | 0 | 0 | 0 | 2009 Qtr 1: 3; 2009 Qtr 2: 0; 2009 Qtr 3: 0; 2009 Qtr 4: 0; 2010 Qtr 1: 0; 2010 Qtr 2: 0; 2010 Qtr 3: 0; 2010 Qtr 4: 0; 2011 Qtr 1: 0; 2011 Qtr 2: 0; 2011 Qtr 3: 0; 2011 Qtr 4: 0 | 3
0 | 253142-Commercial HVAC Diagnostic/Tune-up Com All CZ10 VintAll |  | System | Commercial | 01-ALC-AllCommercial-Cooling | 0 |  |  |  |  | 45.3009 | 0 | 55.3 | 0 | 0 | -9.9991 | 214 |  | kWh | 0.15 | 0 | Commercial | [7 empty] | 10 | 0.85 |  |  |  | 0 | 4 | 0 | 0 | 0 | 0 | 0 | 0 | 0 | 0 | 0 | 0 | 2009 Qtr 1: 4; 2009 Qtr 2: 0; 2009 Qtr 3: 0; 2009 Qtr 4: 0; 2010 Qtr 1: 0; 2010 Qtr 2: 0; 2010 Qtr 3: 0; 2010 Qtr 4: 0; 2011 Qtr 1: 0; 2011 Qtr 2: 0; 2011 Qtr 3: 0; 2011 Qtr 4: 0 | 4
0 | 253142-Commercial HVAC Diagnostic/Tune-up Com All CZ10 VintAll |  | System | Commercial | 01-ALC-AllCommercial-Cooling | 0 |  |  |  |  | 45.3009 | 0 | 55.3 | 0 | 0 | -9.9991 | 214 |  | kWh | 0.15 | 0 | Commercial | [7 empty] | 10 | 0.85 |  |  |  | 0 | 4 | 0 | 0 | 0 | 0 | 0 | 0 | 0 | 0 | 0 | 0 | 2009 Qtr 1: 4; 2009 Qtr 2: 0; 2009 Qtr 3: 0; 2009 Qtr 4: 0; 2010 Qtr 1: 0; 2010 Qtr 2: 0; 2010 Qtr 3: 0; 2010 Qtr 4: 0; 2011 Qtr 1: 0; 2011 Qtr 2: 0; 2011 Qtr 3: 0; 2011 Qtr 4: 0 | 4
0 | 253145-Commercial Condensor Coil Cleaning (all units - savings at 50% of DEER) Com All CZ10 VintAll |  | System | Commercial | 01-ALC-AllCommercial-Cooling | 0 |  |  |  |  | 10 | 0 | 10 | 0 | 0 | 0 | 74 |  | kWh | 0.0665 | 0 | Commercial | [7 empty] | 3 | 0.85 |  |  |  | 0 | 4 | 0 | 0 | 0 | 0 | 0 | 0 | 0 | 0 | 0 | 0 | 2009 Qtr 1: 4; 2009 Qtr 2: 0; 2009 Qtr 3: 0; 2009 Qtr 4: 0; 2010 Qtr 1: 0; 2010 Qtr 2: 0; 2010 Qtr 3: 0; 2010 Qtr 4: 0; 2011 Qtr 1: 0; 2011 Qtr 2: 0; 2011 Qtr 3: 0; 2011 Qtr 4: 0 | 4
0 | 253142-Commercial HVAC Diagnostic/Tune-up Com All CZ10 VintAll |  | System | Commercial | 01-ALC-AllCommercial-Cooling | 0 |  |  |  |  | 45.3009 | 0 | 55.3 | 0 | 0 | -9.9991 | 214 |  | kWh | 0.15 | 0 | Commercial | [7 empty] | 10 | 0.85 |  |  |  | 0 | 5 | 0 | 0 | 0 | 0 | 0 | 0 | 0 | 0 | 0 | 0 | 2009 Qtr 1: 5; 2009 Qtr 2: 0; 2009 Qtr 3: 0; 2009 Qtr 4: 0; 2010 Qtr 1: 0; 2010 Qtr 2: 0; 2010 Qtr 3: 0; 2010 Qtr 4: 0; 2011 Qtr 1: 0; 2011 Qtr 2: 0; 2011 Qtr 3: 0; 2011 Qtr 4: 0 | 5
0 | 253145-Commercial Condensor Coil Cleaning (all units - savings at 50% of DEER) Com All CZ10 VintAll |  | System | Commercial | 01-ALC-AllCommercial-Cooling | 0 |  |  |  |  | 10 | 0 | 10 | 0 | 0 | 0 | 74 |  | kWh | 0.0665 | 0 | Commercial | [7 empty] | 3 | 0.85 |  |  |  | 0 | 5 | 0 | 0 | 0 | 0 | 0 | 0 | 0 | 0 | 0 | 0 | 2009 Qtr 1: 5; 2009 Qtr 2: 0; 2009 Qtr 3: 0; 2009 Qtr 4: 0; 2010 Qtr 1: 0; 2010 Qtr 2: 0; 2010 Qtr 3: 0; 2010 Qtr 4: 0; 2011 Qtr 1: 0; 2011 Qtr 2: 0; 2011 Qtr 3: 0; 2011 Qtr 4: 0 | 5
0 | 253142-Commercial HVAC Diagnostic/Tune-up Com All CZ10 VintAll |  | System | Commercial | 01-ALC-AllCommercial-Cooling | 0 |  |  |  |  | 45.3009 | 0 | 55.3 | 0 | 0 | -9.9991 | 214 |  | kWh | 0.15 | 0 | Commercial | [7 empty] | 10 | 0.85 |  |  |  | 0 | 5 | 0 | 0 | 0 | 0 | 0 | 0 | 0 | 0 | 0 | 0 | 2009 Qtr 1: 5; 2009 Qtr 2: 0; 2009 Qtr 3: 0; 2009 Qtr 4: 0; 2010 Qtr 1: 0; 2010 Qtr 2: 0; 2010 Qtr 3: 0; 2010 Qtr 4: 0; 2011 Qtr 1: 0; 2011 Qtr 2: 0; 2011 Qtr 3: 0; 2011 Qtr 4: 0 | 5
0 | 253145-Commercial Condensor Coil Cleaning (all units - savings at 50% of DEER) Com All CZ10 VintAll |  | System | Commercial | 01-ALC-AllCommercial-Cooling | 0 |  |  |  |  | 10 | 0 | 10 | 0 | 0 | 0 | 74 |  | kWh | 0.0665 | 0 | Commercial | [7 empty] | 3 | 0.85 |  |  |  | 0 | 5 | 0 | 0 | 0 | 0 | 0 | 0 | 0 | 0 | 0 | 0 | 2009 Qtr 1: 5; 2009 Qtr 2: 0; 2009 Qtr 3: 0; 2009 Qtr 4: 0; 2010 Qtr 1: 0; 2010 Qtr 2: 0; 2010 Qtr 3: 0; 2010 Qtr 4: 0; 2011 Qtr 1: 0; 2011 Qtr 2: 0; 2011 Qtr 3: 0; 2011 Qtr 4: 0 | 5
0 | 253142-Commercial HVAC Diagnostic/Tune-up Com All CZ10 VintAll |  | System | Commercial | 01-ALC-AllCommercial-Cooling | 0 |  |  |  |  | 45.3009 | 0 | 82.95 | 0 | 0 | -37.6491 | 214 |  | kWh | 0.15 | 0 | Commercial | [7 empty] | 10 | 0.85 |  |  |  | 0 | 1 | 0 | 0 | 0 | 0 | 0 | 0 | 0 | 0 | 0 | 0 | 2009 Qtr 1: 1; 2009 Qtr 2: 0; 2009 Qtr 3: 0; 2009 Qtr 4: 0; 2010 Qtr 1: 0; 2010 Qtr 2: 0; 2010 Qtr 3: 0; 2010 Qtr 4: 0; 2011 Qtr 1: 0; 2011 Qtr 2: 0; 2011 Qtr 3: 0; 2011 Qtr 4: 0 | 1
0 | 253145-Commercial Condensor Coil Cleaning (all units - savings at 50% of DEER) Com All CZ10 VintAll |  | System | Commercial | 01-ALC-AllCommercial-Cooling | 0 |  |  |  |  | 10 | 0 | 15 | 0 | 0 | -5 | 74 |  | kWh | 0.0665 | 0 | Commercial | [7 empty] | 3 | 0.85 |  |  |  | 0 | 1 | 0 | 0 | 0 | 0 | 0 | 0 | 0 | 0 | 0 | 0 | 2009 Qtr 1: 1; 2009 Qtr 2: 0; 2009 Qtr 3: 0; 2009 Qtr 4: 0; 2010 Qtr 1: 0; 2010 Qtr 2: 0; 2010 Qtr 3: 0; 2010 Qtr 4: 0; 2011 Qtr 1: 0; 2011 Qtr 2: 0; 2011 Qtr 3: 0; 2011 Qtr 4: 0 | 1
0 | 253145-Commercial Condensor Coil Cleaning (all units - savings at 50% of DEER) Com All CZ10 VintAll |  | System | Commercial | 01-ALC-AllCommercial-Cooling | 0 |  |  |  |  | 10 | 0 | 10 | 0 | 0 | 0 | 74 |  | kWh | 0.0665 | 0 | Commercial | [7 empty] | 3 | 0.85 |  |  |  | 0 | 4 | 0 | 0 | 0 | 0 | 0 | 0 | 0 | 0 | 0 | 0 | 2009 Qtr 1: 4; 2009 Qtr 2: 0; 2009 Qtr 3: 0; 2009 Qtr 4: 0; 2010 Qtr 1: 0; 2010 Qtr 2: 0; 2010 Qtr 3: 0; 2010 Qtr 4: 0; 2011 Qtr 1: 0; 2011 Qtr 2: 0; 2011 Qtr 3: 0; 2011 Qtr 4: 0 | 4
0 | 253145-Commercial Condensor Coil Cleaning (all units - savings at 50% of DEER) Com All CZ10 VintAll |  | System | Commercial | 01-ALC-AllCommercial-Cooling | 0 |  |  |  |  | 10 | 0 | 10 | 0 | 0 | 0 | 74 |  | kWh | 0.0665 | 0 | Commercial | [7 empty] | 3 | 0.85 |  |  |  | 0 | 6 | 0 | 0 | 0 | 0 | 0 | 0 | 0 | 0 | 0 | 0 | 2009 Qtr 1: 6; 2009 Qtr 2: 0; 2009 Qtr 3: 0; 2009 Qtr 4: 0; 2010 Qtr 1: 0; 2010 Qtr 2: 0; 2010 Qtr 3: 0; 2010 Qtr 4: 0; 2011 Qtr 1: 0; 2011 Qtr 2: 0; 2011 Qtr 3: 0; 2011 Qtr 4: 0 | 6
0 | 253142-Commercial HVAC Diagnostic/Tune-up Com All CZ10 VintAll |  | System | Commercial | 01-ALC-AllCommercial-Cooling | 0 |  |  |  |  | 45.3009 | 0 | 69.125 | 0 | 0 | -23.8241 | 214 |  | kWh | 0.15 | 0 | Commercial | [7 empty] | 10 | 0.85 |  |  |  | 0 | 2 | 0 | 0 | 0 | 0 | 0 | 0 | 0 | 0 | 0 | 0 | 2009 Qtr 1: 2; 2009 Qtr 2: 0; 2009 Qtr 3: 0; 2009 Qtr 4: 0; 2010 Qtr 1: 0; 2010 Qtr 2: 0; 2010 Qtr 3: 0; 2010 Qtr 4: 0; 2011 Qtr 1: 0; 2011 Qtr 2: 0; 2011 Qtr 3: 0; 2011 Qtr 4: 0 | 2
0 | 253145-Commercial Condensor Coil Cleaning (all units - savings at 50% of DEER) Com All CZ10 VintAll |  | System | Commercial | 01-ALC-AllCommercial-Cooling | 0 |  |  |  |  | 10 | 0 | 12.5 | 0 | 0 | -2.5 | 74 |  | kWh | 0.0665 | 0 | Commercial | [7 empty] | 3 | 0.85 |  |  |  | 0 | 2 | 0 | 0 | 0 | 0 | 0 | 0 | 0 | 0 | 0 | 0 | 2009 Qtr 1: 2; 2009 Qtr 2: 0; 2009 Qtr 3: 0; 2009 Qtr 4: 0; 2010 Qtr 1: 0; 2010 Qtr 2: 0; 2010 Qtr 3: 0; 2010 Qtr 4: 0; 2011 Qtr 1: 0; 2011 Qtr 2: 0; 2011 Qtr 3: 0; 2011 Qtr 4: 0 | 2
0 | 253145-Commercial Condensor Coil Cleaning (all units - savings at 50% of DEER) Com All CZ10 VintAll |  | System | Commercial | 01-ALC-AllCommercial-Cooling | 0 |  |  |  |  | 10 | 0 | 10 | 0 | 0 | 0 | 74 |  | kWh | 0.0665 | 0 | Commercial | [7 empty] | 3 | 0.85 |  |  |  | 0 | 4 | 0 | 0 | 0 | 0 | 0 | 0 | 0 | 0 | 0 | 0 | 2009 Qtr 1: 4; 2009 Qtr 2: 0; 2009 Qtr 3: 0; 2009 Qtr 4: 0; 2010 Qtr 1: 0; 2010 Qtr 2: 0; 2010 Qtr 3: 0; 2010 Qtr 4: 0; 2011 Qtr 1: 0; 2011 Qtr 2: 0; 2011 Qtr 3: 0; 2011 Qtr 4: 0 | 4
0 | 253145-Commercial Condensor Coil Cleaning (all units - savings at 50% of DEER) Com All CZ10 VintAll |  | System | Commercial | 01-ALC-AllCommercial-Cooling | 0 |  |  |  |  | 10 | 0 | 10 | 0 | 0 | 0 | 74 |  | kWh | 0.0665 | 0 | Commercial | [7 empty] | 3 | 0.85 |  |  |  | 0 | 6 | 0 | 0 | 0 | 0 | 0 | 0 | 0 | 0 | 0 | 0 | 2009 Qtr 1: 6; 2009 Qtr 2: 0; 2009 Qtr 3: 0; 2009 Qtr 4: 0; 2010 Qtr 1: 0; 2010 Qtr 2: 0; 2010 Qtr 3: 0; 2010 Qtr 4: 0; 2011 Qtr 1: 0; 2011 Qtr 2: 0; 2011 Qtr 3: 0; 2011 Qtr 4: 0 | 6
0 | 253142-Commercial HVAC Diagnostic/Tune-up Com All CZ10 VintAll |  | System | Commercial | 01-ALC-AllCommercial-Cooling | 0 |  |  |  |  | 45.3009 | 0 | 55.3 | 0 | 0 | -9.9991 | 214 |  | kWh | 0.15 | 0 | Commercial | [7 empty] | 10 | 0.85 |  |  |  | 0 | 6 | 0 | 0 | 0 | 0 | 0 | 0 | 0 | 0 | 0 | 0 | 2009 Qtr 1: 6; 2009 Qtr 2: 0; 2009 Qtr 3: 0; 2009 Qtr 4: 0; 2010 Qtr 1: 0; 2010 Qtr 2: 0; 2010 Qtr 3: 0; 2010 Qtr 4: 0; 2011 Qtr 1: 0; 2011 Qtr 2: 0; 2011 Qtr 3: 0; 2011 Qtr 4: 0 | 6
0 | 253145-Commercial Condensor Coil Cleaning (all units - savings at 50% of DEER) Com All CZ10 VintAll |  | System | Commercial | 01-ALC-AllCommercial-Cooling | 0 |  |  |  |  | 10 | 0 | 10 | 0 | 0 | 0 | 74 |  | kWh | 0.0665 | 0 | Commercial | [7 empty] | 3 | 0.85 |  |  |  | 0 | 6 | 0 | 0 | 0 | 0 | 0 | 0 | 0 | 0 | 0 | 0 | 2009 Qtr 1: 6; 2009 Qtr 2: 0; 2009 Qtr 3: 0; 2009 Qtr 4: 0; 2010 Qtr 1: 0; 2010 Qtr 2: 0; 2010 Qtr 3: 0; 2010 Qtr 4: 0; 2011 Qtr 1: 0; 2011 Qtr 2: 0; 2011 Qtr 3: 0; 2011 Qtr 4: 0 | 6
0 | 253141-Commercial HVAC Diagnostic/Tune-up Com All CZ07 VintAll |  | System | Commercial | 01-ALC-AllCommercial-Cooling | 0 |  |  |  |  | 45.3009 | 0 | 55.3 | 0 | 0 | -9.9991 | 196 |  | kWh | 0.15 | 0 | Commercial | [7 empty] | 10 | 0.85 |  |  |  | 0 | 5 | 0 | 0 | 0 | 0 | 0 | 0 | 0 | 0 | 0 | 0 | 2009 Qtr 1: 5; 2009 Qtr 2: 0; 2009 Qtr 3: 0; 2009 Qtr 4: 0; 2010 Qtr 1: 0; 2010 Qtr 2: 0; 2010 Qtr 3: 0; 2010 Qtr 4: 0; 2011 Qtr 1: 0; 2011 Qtr 2: 0; 2011 Qtr 3: 0; 2011 Qtr 4: 0 | 5
0 | 253144-Commercial Condensor Coil Cleaning (all units - savings at 50% of DEER) Com All CZ07 VintAll |  | System | Commercial | 01-ALC-AllCommercial-Cooling | 0 |  |  |  |  | 10 | 0 | 10 | 0 | 0 | 0 | 60 |  | kWh | 0.047 | 0 | Commercial | [7 empty] | 3 | 0.85 |  |  |  | 0 | 5 | 0 | 0 | 0 | 0 | 0 | 0 | 0 | 0 | 0 | 0 | 2009 Qtr 1: 5; 2009 Qtr 2: 0; 2009 Qtr 3: 0; 2009 Qtr 4: 0; 2010 Qtr 1: 0; 2010 Qtr 2: 0; 2010 Qtr 3: 0; 2010 Qtr 4: 0; 2011 Qtr 1: 0; 2011 Qtr 2: 0; 2011 Qtr 3: 0; 2011 Qtr 4: 0 | 5
0 | 253141-Commercial HVAC Diagnostic/Tune-up Com All CZ07 VintAll |  | System | Commercial | 01-ALC-AllCommercial-Cooling | 0 |  |  |  |  | 45.3009 | 0 | 55.3 | 0 | 0 | -9.9991 | 196 |  | kWh | 0.15 | 0 | Commercial | [7 empty] | 10 | 0.85 |  |  |  | 0 | 5 | 0 | 0 | 0 | 0 | 0 | 0 | 0 | 0 | 0 | 0 | 2009 Qtr 1: 5; 2009 Qtr 2: 0; 2009 Qtr 3: 0; 2009 Qtr 4: 0; 2010 Qtr 1: 0; 2010 Qtr 2: 0; 2010 Qtr 3: 0; 2010 Qtr 4: 0; 2011 Qtr 1: 0; 2011 Qtr 2: 0; 2011 Qtr 3: 0; 2011 Qtr 4: 0 | 5
0 | 253144-Commercial Condensor Coil Cleaning (all units - savings at 50% of DEER) Com All CZ07 VintAll |  | System | Commercial | 01-ALC-AllCommercial-Cooling | 0 |  |  |  |  | 10 | 0 | 10 | 0 | 0 | 0 | 60 |  | kWh | 0.047 | 0 | Commercial | [7 empty] | 3 | 0.85 |  |  |  | 0 | 5 | 0 | 0 | 0 | 0 | 0 | 0 | 0 | 0 | 0 | 0 | 2009 Qtr 1: 5; 2009 Qtr 2: 0; 2009 Qtr 3: 0; 2009 Qtr 4: 0; 2010 Qtr 1: 0; 2010 Qtr 2: 0; 2010 Qtr 3: 0; 2010 Qtr 4: 0; 2011 Qtr 1: 0; 2011 Qtr 2: 0; 2011 Qtr 3: 0; 2011 Qtr 4: 0 | 5
0 | 253144-Commercial Condensor Coil Cleaning (all units - savings at 50% of DEER) Com All CZ07 VintAll |  | System | Commercial | 01-ALC-AllCommercial-Cooling | 0 |  |  |  |  | 10 | 0 | 10 | 0 | 0 | 0 | 60 |  | kWh | 0.047 | 0 | Commercial | [7 empty] | 3 | 0.85 |  |  |  | 0 | 3 | 0 | 0 | 0 | 0 | 0 | 0 | 0 | 0 | 0 | 0 | 2009 Qtr 1: 3; 2009 Qtr 2: 0; 2009 Qtr 3: 0; 2009 Qtr 4: 0; 2010 Qtr 1: 0; 2010 Qtr 2: 0; 2010 Qtr 3: 0; 2010 Qtr 4: 0; 2011 Qtr 1: 0; 2011 Qtr 2: 0; 2011 Qtr 3: 0; 2011 Qtr 4: 0 | 3
0 | 253141-Commercial HVAC Diagnostic/Tune-up Com All CZ07 VintAll |  | System | Commercial | 01-ALC-AllCommercial-Cooling | 0 |  |  |  |  | 45.3009 | 0 | 55.3 | 0 | 0 | -9.9991 | 196 |  | kWh | 0.15 | 0 | Commercial | [7 empty] | 10 | 0.85 |  |  |  | 0 | 5 | 0 | 0 | 0 | 0 | 0 | 0 | 0 | 0 | 0 | 0 | 2009 Qtr 1: 5; 2009 Qtr 2: 0; 2009 Qtr 3: 0; 2009 Qtr 4: 0; 2010 Qtr 1: 0; 2010 Qtr 2: 0; 2010 Qtr 3: 0; 2010 Qtr 4: 0; 2011 Qtr 1: 0; 2011 Qtr 2: 0; 2011 Qtr 3: 0; 2011 Qtr 4: 0 | 5
0 | 253144-Commercial Condensor Coil Cleaning (all units - savings at 50% of DEER) Com All CZ07 VintAll |  | System | Commercial | 01-ALC-AllCommercial-Cooling | 0 |  |  |  |  | 10 | 0 | 10 | 0 | 0 | 0 | 60 |  | kWh | 0.047 | 0 | Commercial | [7 empty] | 3 | 0.85 |  |  |  | 0 | 5 | 0 | 0 | 0 | 0 | 0 | 0 | 0 | 0 | 0 | 0 | 2009 Qtr 1: 5; 2009 Qtr 2: 0; 2009 Qtr 3: 0; 2009 Qtr 4: 0; 2010 Qtr 1: 0; 2010 Qtr 2: 0; 2010 Qtr 3: 0; 2010 Qtr 4: 0; 2011 Qtr 1: 0; 2011 Qtr 2: 0; 2011 Qtr 3: 0; 2011 Qtr 4: 0 | 5
0 | 253142-Commercial HVAC Diagnostic/Tune-up Com All CZ10 VintAll |  | System | Commercial | 01-ALC-AllCommercial-Cooling | 0 |  |  |  |  | 45.3009 | 0 | 55.3 | 0 | 0 | -9.9991 | 214 |  | kWh | 0.15 | 0 | Commercial | [7 empty] | 10 | 0.85 |  |  |  | 0 | 2 | 0 | 0 | 0 | 0 | 0 | 0 | 0 | 0 | 0 | 0 | 2009 Qtr 1: 2; 2009 Qtr 2: 0; 2009 Qtr 3: 0; 2009 Qtr 4: 0; 2010 Qtr 1: 0; 2010 Qtr 2: 0; 2010 Qtr 3: 0; 2010 Qtr 4: 0; 2011 Qtr 1: 0; 2011 Qtr 2: 0; 2011 Qtr 3: 0; 2011 Qtr 4: 0 | 2
0 | 253142-Commercial HVAC Diagnostic/Tune-up Com All CZ10 VintAll |  | System | Commercial | 01-ALC-AllCommercial-Cooling | 0 |  |  |  |  | 45.3009 | 0 | 55.3 | 0 | 0 | -9.9991 | 214 |  | kWh | 0.15 | 0 | Commercial | [7 empty] | 10 | 0.85 |  |  |  | 0 | 5 | 0 | 0 | 0 | 0 | 0 | 0 | 0 | 0 | 0 | 0 | 2009 Qtr 1: 5; 2009 Qtr 2: 0; 2009 Qtr 3: 0; 2009 Qtr 4: 0; 2010 Qtr 1: 0; 2010 Qtr 2: 0; 2010 Qtr 3: 0; 2010 Qtr 4: 0; 2011 Qtr 1: 0; 2011 Qtr 2: 0; 2011 Qtr 3: 0; 2011 Qtr 4: 0 | 5
0 | 253142-Commercial HVAC Diagnostic/Tune-up Com All CZ10 VintAll |  | System | Commercial | 01-ALC-AllCommercial-Cooling | 0 |  |  |  |  | 45.3009 | 0 | 55.3 | 0 | 0 | -9.9991 | 214 |  | kWh | 0.15 | 0 | Commercial | [7 empty] | 10 | 0.85 |  |  |  | 0 | 5 | 0 | 0 | 0 | 0 | 0 | 0 | 0 | 0 | 0 | 0 | 2009 Qtr 1: 5; 2009 Qtr 2: 0; 2009 Qtr 3: 0; 2009 Qtr 4: 0; 2010 Qtr 1: 0; 2010 Qtr 2: 0; 2010 Qtr 3: 0; 2010 Qtr 4: 0; 2011 Qtr 1: 0; 2011 Qtr 2: 0; 2011 Qtr 3: 0; 2011 Qtr 4: 0 | 5
0 | 253142-Commercial HVAC Diagnostic/Tune-up Com All CZ10 VintAll |  | System | Commercial | 01-ALC-AllCommercial-Cooling | 0 |  |  |  |  | 45.3009 | 0 | 69.125 | 0 | 0 | -23.8241 | 214 |  | kWh | 0.15 | 0 | Commercial | [7 empty] | 10 | 0.85 |  |  |  | 0 | 2 | 0 | 0 | 0 | 0 | 0 | 0 | 0 | 0 | 0 | 0 | 2009 Qtr 1: 2; 2009 Qtr 2: 0; 2009 Qtr 3: 0; 2009 Qtr 4: 0; 2010 Qtr 1: 0; 2010 Qtr 2: 0; 2010 Qtr 3: 0; 2010 Qtr 4: 0; 2011 Qtr 1: 0; 2011 Qtr 2: 0; 2011 Qtr 3: 0; 2011 Qtr 4: 0 | 2
0 | 253142-Commercial HVAC Diagnostic/Tune-up Com All CZ10 VintAll |  | System | Commercial | 01-ALC-AllCommercial-Cooling | 0 |  |  |  |  | 45.3009 | 0 | 55.3 | 0 | 0 | -9.9991 | 214 |  | kWh | 0.15 | 0 | Commercial | [7 empty] | 10 | 0.85 |  |  |  | 0 | 4 | 0 | 0 | 0 | 0 | 0 | 0 | 0 | 0 | 0 | 0 | 2009 Qtr 1: 4; 2009 Qtr 2: 0; 2009 Qtr 3: 0; 2009 Qtr 4: 0; 2010 Qtr 1: 0; 2010 Qtr 2: 0; 2010 Qtr 3: 0; 2010 Qtr 4: 0; 2011 Qtr 1: 0; 2011 Qtr 2: 0; 2011 Qtr 3: 0; 2011 Qtr 4: 0 | 4
0 | 253145-Commercial Condensor Coil Cleaning (all units - savings at 50% of DEER) Com All CZ10 VintAll |  | System | Commercial | 01-ALC-AllCommercial-Cooling | 0 |  |  |  |  | 10 | 0 | 10 | 0 | 0 | 0 | 74 |  | kWh | 0.0665 | 0 | Commercial | [7 empty] | 3 | 0.85 |  |  |  | 0 | 4 | 0 | 0 | 0 | 0 | 0 | 0 | 0 | 0 | 0 | 0 | 2009 Qtr 1: 4; 2009 Qtr 2: 0; 2009 Qtr 3: 0; 2009 Qtr 4: 0; 2010 Qtr 1: 0; 2010 Qtr 2: 0; 2010 Qtr 3: 0; 2010 Qtr 4: 0; 2011 Qtr 1: 0; 2011 Qtr 2: 0; 2011 Qtr 3: 0; 2011 Qtr 4: 0 | 4
0 | 253145-Commercial Condensor Coil Cleaning (all units - savings at 50% of DEER) Com All CZ10 VintAll |  | System | Commercial | 01-ALC-AllCommercial-Cooling | 0 |  |  |  |  | 10 | 0 | 10 | 0 | 0 | 0 | 74 |  | kWh | 0.0665 | 0 | Commercial | [7 empty] | 3 | 0.85 |  |  |  | 0 | 4 | 0 | 0 | 0 | 0 | 0 | 0 | 0 | 0 | 0 | 0 | 2009 Qtr 1: 4; 2009 Qtr 2: 0; 2009 Qtr 3: 0; 2009 Qtr 4: 0; 2010 Qtr 1: 0; 2010 Qtr 2: 0; 2010 Qtr 3: 0; 2010 Qtr 4: 0; 2011 Qtr 1: 0; 2011 Qtr 2: 0; 2011 Qtr 3: 0; 2011 Qtr 4: 0 | 4
0 | 253142-Commercial HVAC Diagnostic/Tune-up Com All CZ10 VintAll |  | System | Commercial | 01-ALC-AllCommercial-Cooling | 0 |  |  |  |  | 45.3009 | 0 | 55.3 | 0 | 0 | -9.9991 | 214 |  | kWh | 0.15 | 0 | Commercial | [7 empty] | 10 | 0.85 |  |  |  | 0 | 4 | 0 | 0 | 0 | 0 | 0 | 0 | 0 | 0 | 0 | 0 | 2009 Qtr 1: 4; 2009 Qtr 2: 0; 2009 Qtr 3: 0; 2009 Qtr 4: 0; 2010 Qtr 1: 0; 2010 Qtr 2: 0; 2010 Qtr 3: 0; 2010 Qtr 4: 0; 2011 Qtr 1: 0; 2011 Qtr 2: 0; 2011 Qtr 3: 0; 2011 Qtr 4: 0 | 4
0 | 253145-Commercial Condensor Coil Cleaning (all units - savings at 50% of DEER) Com All CZ10 VintAll |  | System | Commercial | 01-ALC-AllCommercial-Cooling | 0 |  |  |  |  | 10 | 0 | 10 | 0 | 0 | 0 | 74 |  | kWh | 0.0665 | 0 | Commercial | [7 empty] | 3 | 0.85 |  |  |  | 0 | 4 | 0 | 0 | 0 | 0 | 0 | 0 | 0 | 0 | 0 | 0 | 2009 Qtr 1: 4; 2009 Qtr 2: 0; 2009 Qtr 3: 0; 2009 Qtr 4: 0; 2010 Qtr 1: 0; 2010 Qtr 2: 0; 2010 Qtr 3: 0; 2010 Qtr 4: 0; 2011 Qtr 1: 0; 2011 Qtr 2: 0; 2011 Qtr 3: 0; 2011 Qtr 4: 0 | 4
0 | 253142-Commercial HVAC Diagnostic/Tune-up Com All CZ10 VintAll |  | System | Commercial | 01-ALC-AllCommercial-Cooling | 0 |  |  |  |  | 45.3009 | 0 | 55.3 | 0 | 0 | -9.9991 | 214 |  | kWh | 0.15 | 0 | Commercial | [7 empty] | 10 | 0.85 |  |  |  | 0 | 5 | 0 | 0 | 0 | 0 | 0 | 0 | 0 | 0 | 0 | 0 | 2009 Qtr 1: 5; 2009 Qtr 2: 0; 2009 Qtr 3: 0; 2009 Qtr 4: 0; 2010 Qtr 1: 0; 2010 Qtr 2: 0; 2010 Qtr 3: 0; 2010 Qtr 4: 0; 2011 Qtr 1: 0; 2011 Qtr 2: 0; 2011 Qtr 3: 0; 2011 Qtr 4: 0 | 5
0 | 253145-Commercial Condensor Coil Cleaning (all units - savings at 50% of DEER) Com All CZ10 VintAll |  | System | Commercial | 01-ALC-AllCommercial-Cooling | 0 |  |  |  |  | 10 | 0 | 10 | 0 | 0 | 0 | 74 |  | kWh | 0.0665 | 0 | Commercial | [7 empty] | 3 | 0.85 |  |  |  | 0 | 5 | 0 | 0 | 0 | 0 | 0 | 0 | 0 | 0 | 0 | 0 | 2009 Qtr 1: 5; 2009 Qtr 2: 0; 2009 Qtr 3: 0; 2009 Qtr 4: 0; 2010 Qtr 1: 0; 2010 Qtr 2: 0; 2010 Qtr 3: 0; 2010 Qtr 4: 0; 2011 Qtr 1: 0; 2011 Qtr 2: 0; 2011 Qtr 3: 0; 2011 Qtr 4: 0 | 5
0 | 253141-Commercial HVAC Diagnostic/Tune-up Com All CZ07 VintAll |  | System | Commercial | 01-ALC-AllCommercial-Cooling | 0 |  |  |  |  | 45.3009 | 0 | 55.3 | 0 | 0 | -9.9991 | 196 |  | kWh | 0.15 | 0 | Commercial | [7 empty] | 10 | 0.85 |  |  |  | 0 | 2 | 0 | 0 | 0 | 0 | 0 | 0 | 0 | 0 | 0 | 0 | 2009 Qtr 1: 2; 2009 Qtr 2: 0; 2009 Qtr 3: 0; 2009 Qtr 4: 0; 2010 Qtr 1: 0; 2010 Qtr 2: 0; 2010 Qtr 3: 0; 2010 Qtr 4: 0; 2011 Qtr 1: 0; 2011 Qtr 2: 0; 2011 Qtr 3: 0; 2011 Qtr 4: 0 | 2
0 | 253144-Commercial Condensor Coil Cleaning (all units - savings at 50% of DEER) Com All CZ07 VintAll |  | System | Commercial | 01-ALC-AllCommercial-Cooling | 0 |  |  |  |  | 10 | 0 | 10 | 0 | 0 | 0 | 60 |  | kWh | 0.047 | 0 | Commercial | [7 empty] | 3 | 0.85 |  |  |  | 0 | 2 | 0 | 0 | 0 | 0 | 0 | 0 | 0 | 0 | 0 | 0 | 2009 Qtr 1: 2; 2009 Qtr 2: 0; 2009 Qtr 3: 0; 2009 Qtr 4: 0; 2010 Qtr 1: 0; 2010 Qtr 2: 0; 2010 Qtr 3: 0; 2010 Qtr 4: 0; 2011 Qtr 1: 0; 2011 Qtr 2: 0; 2011 Qtr 3: 0; 2011 Qtr 4: 0 | 2
0 | 253142-Commercial HVAC Diagnostic/Tune-up Com All CZ10 VintAll |  | System | Commercial | 01-ALC-AllCommercial-Cooling | 0 |  |  |  |  | 45.3009 | 0 | 55.3 | 0 | 0 | -9.9991 | 214 |  | kWh | 0.15 | 0 | Commercial | [7 empty] | 10 | 0.85 |  |  |  | 0 | 5 | 0 | 0 | 0 | 0 | 0 | 0 | 0 | 0 | 0 | 0 | 2009 Qtr 1: 5; 2009 Qtr 2: 0; 2009 Qtr 3: 0; 2009 Qtr 4: 0; 2010 Qtr 1: 0; 2010 Qtr 2: 0; 2010 Qtr 3: 0; 2010 Qtr 4: 0; 2011 Qtr 1: 0; 2011 Qtr 2: 0; 2011 Qtr 3: 0; 2011 Qtr 4: 0 | 5
0 | 253145-Commercial Condensor Coil Cleaning (all units - savings at 50% of DEER) Com All CZ10 VintAll |  | System | Commercial | 01-ALC-AllCommercial-Cooling | 0 |  |  |  |  | 10 | 0 | 10 | 0 | 0 | 0 | 74 |  | kWh | 0.0665 | 0 | Commercial | [7 empty] | 3 | 0.85 |  |  |  | 0 | 4 | 0 | 0 | 0 | 0 | 0 | 0 | 0 | 0 | 0 | 0 | 2009 Qtr 1: 4; 2009 Qtr 2: 0; 2009 Qtr 3: 0; 2009 Qtr 4: 0; 2010 Qtr 1: 0; 2010 Qtr 2: 0; 2010 Qtr 3: 0; 2010 Qtr 4: 0; 2011 Qtr 1: 0; 2011 Qtr 2: 0; 2011 Qtr 3: 0; 2011 Qtr 4: 0 | 4
0 | 253142-Commercial HVAC Diagnostic/Tune-up Com All CZ10 VintAll |  | System | Commercial | 01-ALC-AllCommercial-Cooling | 0 |  |  |  |  | 45.3009 | 0 | 55.3 | 0 | 0 | -9.9991 | 214 |  | kWh | 0.15 | 0 | Commercial | [7 empty] | 10 | 0.85 |  |  |  | 0 | 4 | 0 | 0 | 0 | 0 | 0 | 0 | 0 | 0 | 0 | 0 | 2009 Qtr 1: 4; 2009 Qtr 2: 0; 2009 Qtr 3: 0; 2009 Qtr 4: 0; 2010 Qtr 1: 0; 2010 Qtr 2: 0; 2010 Qtr 3: 0; 2010 Qtr 4: 0; 2011 Qtr 1: 0; 2011 Qtr 2: 0; 2011 Qtr 3: 0; 2011 Qtr 4: 0 | 4
0 | 253145-Commercial Condensor Coil Cleaning (all units - savings at 50% of DEER) Com All CZ10 VintAll |  | System | Commercial | 01-ALC-AllCommercial-Cooling | 0 |  |  |  |  | 10 | 0 | 10 | 0 | 0 | 0 | 74 |  | kWh | 0.0665 | 0 | Commercial | [7 empty] | 3 | 0.85 |  |  |  | 0 | 4 | 0 | 0 | 0 | 0 | 0 | 0 | 0 | 0 | 0 | 0 | 2009 Qtr 1: 4; 2009 Qtr 2: 0; 2009 Qtr 3: 0; 2009 Qtr 4: 0; 2010 Qtr 1: 0; 2010 Qtr 2: 0; 2010 Qtr 3: 0; 2010 Qtr 4: 0; 2011 Qtr 1: 0; 2011 Qtr 2: 0; 2011 Qtr 3: 0; 2011 Qtr 4: 0 | 4
0 | 253142-Commercial HVAC Diagnostic/Tune-up Com All CZ10 VintAll |  | System | Commercial | 01-ALC-AllCommercial-Cooling | 0 |  |  |  |  | 45.3009 | 0 | 55.3 | 0 | 0 | -9.9991 | 214 |  | kWh | 0.15 | 0 | Commercial | [7 empty] | 10 | 0.85 |  |  |  | 0 | 4 | 0 | 0 | 0 | 0 | 0 | 0 | 0 | 0 | 0 | 0 | 2009 Qtr 1: 4; 2009 Qtr 2: 0; 2009 Qtr 3: 0; 2009 Qtr 4: 0; 2010 Qtr 1: 0; 2010 Qtr 2: 0; 2010 Qtr 3: 0; 2010 Qtr 4: 0; 2011 Qtr 1: 0; 2011 Qtr 2: 0; 2011 Qtr 3: 0; 2011 Qtr 4: 0 | 4
0 | 253145-Commercial Condensor Coil Cleaning (all units - savings at 50% of DEER) Com All CZ10 VintAll |  | System | Commercial | 01-ALC-AllCommercial-Cooling | 0 |  |  |  |  | 10 | 0 | 10 | 0 | 0 | 0 | 74 |  | kWh | 0.0665 | 0 | Commercial | [7 empty] | 3 | 0.85 |  |  |  | 0 | 4 | 0 | 0 | 0 | 0 | 0 | 0 | 0 | 0 | 0 | 0 | 2009 Qtr 1: 4; 2009 Qtr 2: 0; 2009 Qtr 3: 0; 2009 Qtr 4: 0; 2010 Qtr 1: 0; 2010 Qtr 2: 0; 2010 Qtr 3: 0; 2010 Qtr 4: 0; 2011 Qtr 1: 0; 2011 Qtr 2: 0; 2011 Qtr 3: 0; 2011 Qtr 4: 0 | 4
0 | 253142-Commercial HVAC Diagnostic/Tune-up Com All CZ10 VintAll |  | System | Commercial | 01-ALC-AllCommercial-Cooling | 0 |  |  |  |  | 45.3009 | 0 | 82.95 | 0 | 0 | -37.6491 | 214 |  | kWh | 0.15 | 0 | Commercial | [7 empty] | 10 | 0.85 |  |  |  | 0 | 1 | 0 | 0 | 0 | 0 | 0 | 0 | 0 | 0 | 0 | 0 | 2009 Qtr 1: 1; 2009 Qtr 2: 0; 2009 Qtr 3: 0; 2009 Qtr 4: 0; 2010 Qtr 1: 0; 2010 Qtr 2: 0; 2010 Qtr 3: 0; 2010 Qtr 4: 0; 2011 Qtr 1: 0; 2011 Qtr 2: 0; 2011 Qtr 3: 0; 2011 Qtr 4: 0 | 1
0 | 253145-Commercial Condensor Coil Cleaning (all units - savings at 50% of DEER) Com All CZ10 VintAll |  | System | Commercial | 01-ALC-AllCommercial-Cooling | 0 |  |  |  |  | 10 | 0 | 15 | 0 | 0 | -5 | 74 |  | kWh | 0.0665 | 0 | Commercial | [7 empty] | 3 | 0.85 |  |  |  | 0 | 1 | 0 | 0 | 0 | 0 | 0 | 0 | 0 | 0 | 0 | 0 | 2009 Qtr 1: 1; 2009 Qtr 2: 0; 2009 Qtr 3: 0; 2009 Qtr 4: 0; 2010 Qtr 1: 0; 2010 Qtr 2: 0; 2010 Qtr 3: 0; 2010 Qtr 4: 0; 2011 Qtr 1: 0; 2011 Qtr 2: 0; 2011 Qtr 3: 0; 2011 Qtr 4: 0 | 1
0 | 253142-Commercial HVAC Diagnostic/Tune-up Com All CZ10 VintAll |  | System | Commercial | 01-ALC-AllCommercial-Cooling | 0 |  |  |  |  | 45.3009 | 0 | 82.95 | 0 | 0 | -37.6491 | 214 |  | kWh | 0.15 | 0 | Commercial | [7 empty] | 10 | 0.85 |  |  |  | 0 | 1 | 0 | 0 | 0 | 0 | 0 | 0 | 0 | 0 | 0 | 0 | 2009 Qtr 1: 1; 2009 Qtr 2: 0; 2009 Qtr 3: 0; 2009 Qtr 4: 0; 2010 Qtr 1: 0; 2010 Qtr 2: 0; 2010 Qtr 3: 0; 2010 Qtr 4: 0; 2011 Qtr 1: 0; 2011 Qtr 2: 0; 2011 Qtr 3: 0; 2011 Qtr 4: 0 | 1
0 | 253145-Commercial Condensor Coil Cleaning (all units - savings at 50% of DEER) Com All CZ10 VintAll |  | System | Commercial | 01-ALC-AllCommercial-Cooling | 0 |  |  |  |  | 10 | 0 | 15 | 0 | 0 | -5 | 74 |  | kWh | 0.0665 | 0 | Commercial | [7 empty] | 3 | 0.85 |  |  |  | 0 | 1 | 0 | 0 | 0 | 0 | 0 | 0 | 0 | 0 | 0 | 0 | 2009 Qtr 1: 1; 2009 Qtr 2: 0; 2009 Qtr 3: 0; 2009 Qtr 4: 0; 2010 Qtr 1: 0; 2010 Qtr 2: 0; 2010 Qtr 3: 0; 2010 Qtr 4: 0; 2011 Qtr 1: 0; 2011 Qtr 2: 0; 2011 Qtr 3: 0; 2011 Qtr 4: 0 | 1
0 | 253142-Commercial HVAC Diagnostic/Tune-up Com All CZ10 VintAll |  | System | Commercial | 01-ALC-AllCommercial-Cooling | 0 |  |  |  |  | 45.3009 | 0 | 55.3 | 0 | 0 | -9.9991 | 214 |  | kWh | 0.15 | 0 | Commercial | [7 empty] | 10 | 0.85 |  |  |  | 0 | 3 | 0 | 0 | 0 | 0 | 0 | 0 | 0 | 0 | 0 | 0 | 2009 Qtr 1: 3; 2009 Qtr 2: 0; 2009 Qtr 3: 0; 2009 Qtr 4: 0; 2010 Qtr 1: 0; 2010 Qtr 2: 0; 2010 Qtr 3: 0; 2010 Qtr 4: 0; 2011 Qtr 1: 0; 2011 Qtr 2: 0; 2011 Qtr 3: 0; 2011 Qtr 4: 0 | 3
0 | 253145-Commercial Condensor Coil Cleaning (all units - savings at 50% of DEER) Com All CZ10 VintAll |  | System | Commercial | 01-ALC-AllCommercial-Cooling | 0 |  |  |  |  | 10 | 0 | 10 | 0 | 0 | 0 | 74 |  | kWh | 0.0665 | 0 | Commercial | [7 empty] | 3 | 0.85 |  |  |  | 0 | 3 | 0 | 0 | 0 | 0 | 0 | 0 | 0 | 0 | 0 | 0 | 2009 Qtr 1: 3; 2009 Qtr 2: 0; 2009 Qtr 3: 0; 2009 Qtr 4: 0; 2010 Qtr 1: 0; 2010 Qtr 2: 0; 2010 Qtr 3: 0; 2010 Qtr 4: 0; 2011 Qtr 1: 0; 2011 Qtr 2: 0; 2011 Qtr 3: 0; 2011 Qtr 4: 0 | 3
0 | 253142-Commercial HVAC Diagnostic/Tune-up Com All CZ10 VintAll |  | System | Commercial | 01-ALC-AllCommercial-Cooling | 0 |  |  |  |  | 45.3009 | 0 | 55.3 | 0 | 0 | -9.9991 | 214 |  | kWh | 0.15 | 0 | Commercial | [7 empty] | 10 | 0.85 |  |  |  | 0 | 3 | 0 | 0 | 0 | 0 | 0 | 0 | 0 | 0 | 0 | 0 | 2009 Qtr 1: 3; 2009 Qtr 2: 0; 2009 Qtr 3: 0; 2009 Qtr 4: 0; 2010 Qtr 1: 0; 2010 Qtr 2: 0; 2010 Qtr 3: 0; 2010 Qtr 4: 0; 2011 Qtr 1: 0; 2011 Qtr 2: 0; 2011 Qtr 3: 0; 2011 Qtr 4: 0 | 3
0 | 253145-Commercial Condensor Coil Cleaning (all units - savings at 50% of DEER) Com All CZ10 VintAll |  | System | Commercial | 01-ALC-AllCommercial-Cooling | 0 |  |  |  |  | 10 | 0 | 10 | 0 | 0 | 0 | 74 |  | kWh | 0.0665 | 0 | Commercial | [7 empty] | 3 | 0.85 |  |  |  | 0 | 3 | 0 | 0 | 0 | 0 | 0 | 0 | 0 | 0 | 0 | 0 | 2009 Qtr 1: 3; 2009 Qtr 2: 0; 2009 Qtr 3: 0; 2009 Qtr 4: 0; 2010 Qtr 1: 0; 2010 Qtr 2: 0; 2010 Qtr 3: 0; 2010 Qtr 4: 0; 2011 Qtr 1: 0; 2011 Qtr 2: 0; 2011 Qtr 3: 0; 2011 Qtr 4: 0 | 3
0 | 253145-Commercial Condensor Coil Cleaning (all units - savings at 50% of DEER) Com All CZ10 VintAll |  | System | Commercial | 01-ALC-AllCommercial-Cooling | 0 |  |  |  |  | 10 | 0 | 10 | 0 | 0 | 0 | 74 |  | kWh | 0.0665 | 0 | Commercial | [7 empty] | 3 | 0.85 |  |  |  | 0 | 3 | 0 | 0 | 0 | 0 | 0 | 0 | 0 | 0 | 0 | 0 | 2009 Qtr 1: 3; 2009 Qtr 2: 0; 2009 Qtr 3: 0; 2009 Qtr 4: 0; 2010 Qtr 1: 0; 2010 Qtr 2: 0; 2010 Qtr 3: 0; 2010 Qtr 4: 0; 2011 Qtr 1: 0; 2011 Qtr 2: 0; 2011 Qtr 3: 0; 2011 Qtr 4: 0 | 3
0 | 253142-Commercial HVAC Diagnostic/Tune-up Com All CZ10 VintAll |  | System | Commercial | 01-ALC-AllCommercial-Cooling | 0 |  |  |  |  | 45.3009 | 0 | 55.3 | 0 | 0 | -9.9991 | 214 |  | kWh | 0.15 | 0 | Commercial | [7 empty] | 10 | 0.85 |  |  |  | 0 | 3 | 0 | 0 | 0 | 0 | 0 | 0 | 0 | 0 | 0 | 0 | 2009 Qtr 1: 3; 2009 Qtr 2: 0; 2009 Qtr 3: 0; 2009 Qtr 4: 0; 2010 Qtr 1: 0; 2010 Qtr 2: 0; 2010 Qtr 3: 0; 2010 Qtr 4: 0; 2011 Qtr 1: 0; 2011 Qtr 2: 0; 2011 Qtr 3: 0; 2011 Qtr 4: 0 | 3
0 | 253145-Commercial Condensor Coil Cleaning (all units - savings at 50% of DEER) Com All CZ10 VintAll |  | System | Commercial | 01-ALC-AllCommercial-Cooling | 0 |  |  |  |  | 10 | 0 | 10 | 0 | 0 | 0 | 74 |  | kWh | 0.0665 | 0 | Commercial | [7 empty] | 3 | 0.85 |  |  |  | 0 | 3 | 0 | 0 | 0 | 0 | 0 | 0 | 0 | 0 | 0 | 0 | 2009 Qtr 1: 3; 2009 Qtr 2: 0; 2009 Qtr 3: 0; 2009 Qtr 4: 0; 2010 Qtr 1: 0; 2010 Qtr 2: 0; 2010 Qtr 3: 0; 2010 Qtr 4: 0; 2011 Qtr 1: 0; 2011 Qtr 2: 0; 2011 Qtr 3: 0; 2011 Qtr 4: 0 | 3
0 | 253145-Commercial Condensor Coil Cleaning (all units - savings at 50% of DEER) Com All CZ10 VintAll |  | System | Commercial | 01-ALC-AllCommercial-Cooling | 0 |  |  |  |  | 10 | 0 | 10 | 0 | 0 | 0 | 74 |  | kWh | 0.0665 | 0 | Commercial | [7 empty] | 3 | 0.85 |  |  |  | 0 | 3 | 0 | 0 | 0 | 0 | 0 | 0 | 0 | 0 | 0 | 0 | 2009 Qtr 1: 3; 2009 Qtr 2: 0; 2009 Qtr 3: 0; 2009 Qtr 4: 0; 2010 Qtr 1: 0; 2010 Qtr 2: 0; 2010 Qtr 3: 0; 2010 Qtr 4: 0; 2011 Qtr 1: 0; 2011 Qtr 2: 0; 2011 Qtr 3: 0; 2011 Qtr 4: 0 | 3
0 | 253142-Commercial HVAC Diagnostic/Tune-up Com All CZ10 VintAll |  | System | Commercial | 01-ALC-AllCommercial-Cooling | 0 |  |  |  |  | 45.3009 | 0 | 55.3 | 0 | 0 | -9.9991 | 214 |  | kWh | 0.15 | 0 | Commercial | [7 empty] | 10 | 0.85 |  |  |  | 0 | 3 | 0 | 0 | 0 | 0 | 0 | 0 | 0 | 0 | 0 | 0 | 2009 Qtr 1: 3; 2009 Qtr 2: 0; 2009 Qtr 3: 0; 2009 Qtr 4: 0; 2010 Qtr 1: 0; 2010 Qtr 2: 0; 2010 Qtr 3: 0; 2010 Qtr 4: 0; 2011 Qtr 1: 0; 2011 Qtr 2: 0; 2011 Qtr 3: 0; 2011 Qtr 4: 0 | 3
0 | 253145-Commercial Condensor Coil Cleaning (all units - savings at 50% of DEER) Com All CZ10 VintAll |  | System | Commercial | 01-ALC-AllCommercial-Cooling | 0 |  |  |  |  | 10 | 0 | 10 | 0 | 0 | 0 | 74 |  | kWh | 0.0665 | 0 | Commercial | [7 empty] | 3 | 0.85 |  |  |  | 0 | 3 | 0 | 0 | 0 | 0 | 0 | 0 | 0 | 0 | 0 | 0 | 2009 Qtr 1: 3; 2009 Qtr 2: 0; 2009 Qtr 3: 0; 2009 Qtr 4: 0; 2010 Qtr 1: 0; 2010 Qtr 2: 0; 2010 Qtr 3: 0; 2010 Qtr 4: 0; 2011 Qtr 1: 0; 2011 Qtr 2: 0; 2011 Qtr 3: 0; 2011 Qtr 4: 0 | 3
0 | 253142-Commercial HVAC Diagnostic/Tune-up Com All CZ10 VintAll |  | System | Commercial | 01-ALC-AllCommercial-Cooling | 0 |  |  |  |  | 45.3009 | 0 | 55.3 | 0 | 0 | -9.9991 | 214 |  | kWh | 0.15 | 0 | Commercial | [7 empty] | 10 | 0.85 |  |  |  | 0 | 3 | 0 | 0 | 0 | 0 | 0 | 0 | 0 | 0 | 0 | 0 | 2009 Qtr 1: 3; 2009 Qtr 2: 0; 2009 Qtr 3: 0; 2009 Qtr 4: 0; 2010 Qtr 1: 0; 2010 Qtr 2: 0; 2010 Qtr 3: 0; 2010 Qtr 4: 0; 2011 Qtr 1: 0; 2011 Qtr 2: 0; 2011 Qtr 3: 0; 2011 Qtr 4: 0 | 3
0 | 253145-Commercial Condensor Coil Cleaning (all units - savings at 50% of DEER) Com All CZ10 VintAll |  | System | Commercial | 01-ALC-AllCommercial-Cooling | 0 |  |  |  |  | 10 | 0 | 10 | 0 | 0 | 0 | 74 |  | kWh | 0.0665 | 0 | Commercial | [7 empty] | 3 | 0.85 |  |  |  | 0 | 3 | 0 | 0 | 0 | 0 | 0 | 0 | 0 | 0 | 0 | 0 | 2009 Qtr 1: 3; 2009 Qtr 2: 0; 2009 Qtr 3: 0; 2009 Qtr 4: 0; 2010 Qtr 1: 0; 2010 Qtr 2: 0; 2010 Qtr 3: 0; 2010 Qtr 4: 0; 2011 Qtr 1: 0; 2011 Qtr 2: 0; 2011 Qtr 3: 0; 2011 Qtr 4: 0 | 3
0 | 253142-Commercial HVAC Diagnostic/Tune-up Com All CZ10 VintAll |  | System | Commercial | 01-ALC-AllCommercial-Cooling | 0 |  |  |  |  | 45.3009 | 0 | 55.3 | 0 | 0 | -9.9991 | 214 |  | kWh | 0.15 | 0 | Commercial | [7 empty] | 10 | 0.85 |  |  |  | 0 | 3 | 0 | 0 | 0 | 0 | 0 | 0 | 0 | 0 | 0 | 0 | 2009 Qtr 1: 3; 2009 Qtr 2: 0; 2009 Qtr 3: 0; 2009 Qtr 4: 0; 2010 Qtr 1: 0; 2010 Qtr 2: 0; 2010 Qtr 3: 0; 2010 Qtr 4: 0; 2011 Qtr 1: 0; 2011 Qtr 2: 0; 2011 Qtr 3: 0; 2011 Qtr 4: 0 | 3
0 | 253145-Commercial Condensor Coil Cleaning (all units - savings at 50% of DEER) Com All CZ10 VintAll |  | System | Commercial | 01-ALC-AllCommercial-Cooling | 0 |  |  |  |  | 10 | 0 | 10 | 0 | 0 | 0 | 74 |  | kWh | 0.0665 | 0 | Commercial | [7 empty] | 3 | 0.85 |  |  |  | 0 | 3 | 0 | 0 | 0 | 0 | 0 | 0 | 0 | 0 | 0 | 0 | 2009 Qtr 1: 3; 2009 Qtr 2: 0; 2009 Qtr 3: 0; 2009 Qtr 4: 0; 2010 Qtr 1: 0; 2010 Qtr 2: 0; 2010 Qtr 3: 0; 2010 Qtr 4: 0; 2011 Qtr 1: 0; 2011 Qtr 2: 0; 2011 Qtr 3: 0; 2011 Qtr 4: 0 | 3
0 | 253142-Commercial HVAC Diagnostic/Tune-up Com All CZ10 VintAll |  | System | Commercial | 01-ALC-AllCommercial-Cooling | 0 |  |  |  |  | 45.3009 | 0 | 64.5167 | 0 | 0 | -19.2158 | 214 |  | kWh | 0.15 | 0 | Commercial | [7 empty] | 10 | 0.85 |  |  |  | 0 | 3 | 0 | 0 | 0 | 0 | 0 | 0 | 0 | 0 | 0 | 0 | 2009 Qtr 1: 3; 2009 Qtr 2: 0; 2009 Qtr 3: 0; 2009 Qtr 4: 0; 2010 Qtr 1: 0; 2010 Qtr 2: 0; 2010 Qtr 3: 0; 2010 Qtr 4: 0; 2011 Qtr 1: 0; 2011 Qtr 2: 0; 2011 Qtr 3: 0; 2011 Qtr 4: 0 | 3
0 | 253145-Commercial Condensor Coil Cleaning (all units - savings at 50% of DEER) Com All CZ10 VintAll |  | System | Commercial | 01-ALC-AllCommercial-Cooling | 0 |  |  |  |  | 10 | 0 | 11.6667 | 0 | 0 | -1.6667 | 74 |  | kWh | 0.0665 | 0 | Commercial | [7 empty] | 3 | 0.85 |  |  |  | 0 | 3 | 0 | 0 | 0 | 0 | 0 | 0 | 0 | 0 | 0 | 0 | 2009 Qtr 1: 3; 2009 Qtr 2: 0; 2009 Qtr 3: 0; 2009 Qtr 4: 0; 2010 Qtr 1: 0; 2010 Qtr 2: 0; 2010 Qtr 3: 0; 2010 Qtr 4: 0; 2011 Qtr 1: 0; 2011 Qtr 2: 0; 2011 Qtr 3: 0; 2011 Qtr 4: 0 | 3
0 | 253145-Commercial Condensor Coil Cleaning (all units - savings at 50% of DEER) Com All CZ10 VintAll |  | System | Commercial | 01-ALC-AllCommercial-Cooling | 0 |  |  |  |  | 10 | 0 | 11.6667 | 0 | 0 | -1.6667 | 74 |  | kWh | 0.0665 | 0 | Commercial | [7 empty] | 3 | 0.85 |  |  |  | 0 | 3 | 0 | 0 | 0 | 0 | 0 | 0 | 0 | 0 | 0 | 0 | 2009 Qtr 1: 3; 2009 Qtr 2: 0; 2009 Qtr 3: 0; 2009 Qtr 4: 0; 2010 Qtr 1: 0; 2010 Qtr 2: 0; 2010 Qtr 3: 0; 2010 Qtr 4: 0; 2011 Qtr 1: 0; 2011 Qtr 2: 0; 2011 Qtr 3: 0; 2011 Qtr 4: 0 | 3
0 | 253142-Commercial HVAC Diagnostic/Tune-up Com All CZ10 VintAll |  | System | Commercial | 01-ALC-AllCommercial-Cooling | 0 |  |  |  |  | 45.3009 | 0 | 64.5167 | 0 | 0 | -19.2158 | 214 |  | kWh | 0.15 | 0 | Commercial | [7 empty] | 10 | 0.85 |  |  |  | 0 | 3 | 0 | 0 | 0 | 0 | 0 | 0 | 0 | 0 | 0 | 0 | 2009 Qtr 1: 3; 2009 Qtr 2: 0; 2009 Qtr 3: 0; 2009 Qtr 4: 0; 2010 Qtr 1: 0; 2010 Qtr 2: 0; 2010 Qtr 3: 0; 2010 Qtr 4: 0; 2011 Qtr 1: 0; 2011 Qtr 2: 0; 2011 Qtr 3: 0; 2011 Qtr 4: 0 | 3
0 | 253145-Commercial Condensor Coil Cleaning (all units - savings at 50% of DEER) Com All CZ10 VintAll |  | System | Commercial | 01-ALC-AllCommercial-Cooling | 0 |  |  |  |  | 10 | 0 | 11.6667 | 0 | 0 | -1.6667 | 74 |  | kWh | 0.0665 | 0 | Commercial | [7 empty] | 3 | 0.85 |  |  |  | 0 | 3 | 0 | 0 | 0 | 0 | 0 | 0 | 0 | 0 | 0 | 0 | 2009 Qtr 1: 3; 2009 Qtr 2: 0; 2009 Qtr 3: 0; 2009 Qtr 4: 0; 2010 Qtr 1: 0; 2010 Qtr 2: 0; 2010 Qtr 3: 0; 2010 Qtr 4: 0; 2011 Qtr 1: 0; 2011 Qtr 2: 0; 2011 Qtr 3: 0; 2011 Qtr 4: 0 | 3
0 | 253142-Commercial HVAC Diagnostic/Tune-up Com All CZ10 VintAll |  | System | Commercial | 01-ALC-AllCommercial-Cooling | 0 |  |  |  |  | 45.3009 | 0 | 64.5167 | 0 | 0 | -19.2158 | 214 |  | kWh | 0.15 | 0 | Commercial | [7 empty] | 10 | 0.85 |  |  |  | 0 | 3 | 0 | 0 | 0 | 0 | 0 | 0 | 0 | 0 | 0 | 0 | 2009 Qtr 1: 3; 2009 Qtr 2: 0; 2009 Qtr 3: 0; 2009 Qtr 4: 0; 2010 Qtr 1: 0; 2010 Qtr 2: 0; 2010 Qtr 3: 0; 2010 Qtr 4: 0; 2011 Qtr 1: 0; 2011 Qtr 2: 0; 2011 Qtr 3: 0; 2011 Qtr 4: 0 | 3
0 | 253145-Commercial Condensor Coil Cleaning (all units - savings at 50% of DEER) Com All CZ10 VintAll |  | System | Commercial | 01-ALC-AllCommercial-Cooling | 0 |  |  |  |  | 10 | 0 | 11.6667 | 0 | 0 | -1.6667 | 74 |  | kWh | 0.0665 | 0 | Commercial | [7 empty] | 3 | 0.85 |  |  |  | 0 | 3 | 0 | 0 | 0 | 0 | 0 | 0 | 0 | 0 | 0 | 0 | 2009 Qtr 1: 3; 2009 Qtr 2: 0; 2009 Qtr 3: 0; 2009 Qtr 4: 0; 2010 Qtr 1: 0; 2010 Qtr 2: 0; 2010 Qtr 3: 0; 2010 Qtr 4: 0; 2011 Qtr 1: 0; 2011 Qtr 2: 0; 2011 Qtr 3: 0; 2011 Qtr 4: 0 | 3
0 | 253145-Commercial Condensor Coil Cleaning (all units - savings at 50% of DEER) Com All CZ10 VintAll |  | System | Commercial | 01-ALC-AllCommercial-Cooling | 0 |  |  |  |  | 10 | 0 | 11.6667 | 0 | 0 | -1.6667 | 74 |  | kWh | 0.0665 | 0 | Commercial | [7 empty] | 3 | 0.85 |  |  |  | 0 | 3 | 0 | 0 | 0 | 0 | 0 | 0 | 0 | 0 | 0 | 0 | 2009 Qtr 1: 3; 2009 Qtr 2: 0; 2009 Qtr 3: 0; 2009 Qtr 4: 0; 2010 Qtr 1: 0; 2010 Qtr 2: 0; 2010 Qtr 3: 0; 2010 Qtr 4: 0; 2011 Qtr 1: 0; 2011 Qtr 2: 0; 2011 Qtr 3: 0; 2011 Qtr 4: 0 | 3
0 | 253145-Commercial Condensor Coil Cleaning (all units - savings at 50% of DEER) Com All CZ10 VintAll |  | System | Commercial | 01-ALC-AllCommercial-Cooling | 0 |  |  |  |  | 10 | 0 | 11.6667 | 0 | 0 | -1.6667 | 74 |  | kWh | 0.0665 | 0 | Commercial | [7 empty] | 3 | 0.85 |  |  |  | 0 | 3 | 0 | 0 | 0 | 0 | 0 | 0 | 0 | 0 | 0 | 0 | 2009 Qtr 1: 3; 2009 Qtr 2: 0; 2009 Qtr 3: 0; 2009 Qtr 4: 0; 2010 Qtr 1: 0; 2010 Qtr 2: 0; 2010 Qtr 3: 0; 2010 Qtr 4: 0; 2011 Qtr 1: 0; 2011 Qtr 2: 0; 2011 Qtr 3: 0; 2011 Qtr 4: 0 | 3
0 | 253142-Commercial HVAC Diagnostic/Tune-up Com All CZ10 VintAll |  | System | Commercial | 01-ALC-AllCommercial-Cooling | 0 |  |  |  |  | 45.3009 | 0 | 64.5167 | 0 | 0 | -19.2158 | 214 |  | kWh | 0.15 | 0 | Commercial | [7 empty] | 10 | 0.85 |  |  |  | 0 | 3 | 0 | 0 | 0 | 0 | 0 | 0 | 0 | 0 | 0 | 0 | 2009 Qtr 1: 3; 2009 Qtr 2: 0; 2009 Qtr 3: 0; 2009 Qtr 4: 0; 2010 Qtr 1: 0; 2010 Qtr 2: 0; 2010 Qtr 3: 0; 2010 Qtr 4: 0; 2011 Qtr 1: 0; 2011 Qtr 2: 0; 2011 Qtr 3: 0; 2011 Qtr 4: 0 | 3
0 | 253145-Commercial Condensor Coil Cleaning (all units - savings at 50% of DEER) Com All CZ10 VintAll |  | System | Commercial | 01-ALC-AllCommercial-Cooling | 0 |  |  |  |  | 10 | 0 | 11.6667 | 0 | 0 | -1.6667 | 74 |  | kWh | 0.0665 | 0 | Commercial | [7 empty] | 3 | 0.85 |  |  |  | 0 | 3 | 0 | 0 | 0 | 0 | 0 | 0 | 0 | 0 | 0 | 0 | 2009 Qtr 1: 3; 2009 Qtr 2: 0; 2009 Qtr 3: 0; 2009 Qtr 4: 0; 2010 Qtr 1: 0; 2010 Qtr 2: 0; 2010 Qtr 3: 0; 2010 Qtr 4: 0; 2011 Qtr 1: 0; 2011 Qtr 2: 0; 2011 Qtr 3: 0; 2011 Qtr 4: 0 | 3
0 | 253142-Commercial HVAC Diagnostic/Tune-up Com All CZ10 VintAll |  | System | Commercial | 01-ALC-AllCommercial-Cooling | 0 |  |  |  |  | 45.3009 | 0 | 64.5167 | 0 | 0 | -19.2158 | 214 |  | kWh | 0.15 | 0 | Commercial | [7 empty] | 10 | 0.85 |  |  |  | 0 | 3 | 0 | 0 | 0 | 0 | 0 | 0 | 0 | 0 | 0 | 0 | 2009 Qtr 1: 3; 2009 Qtr 2: 0; 2009 Qtr 3: 0; 2009 Qtr 4: 0; 2010 Qtr 1: 0; 2010 Qtr 2: 0; 2010 Qtr 3: 0; 2010 Qtr 4: 0; 2011 Qtr 1: 0; 2011 Qtr 2: 0; 2011 Qtr 3: 0; 2011 Qtr 4: 0 | 3
0 | 253145-Commercial Condensor Coil Cleaning (all units - savings at 50% of DEER) Com All CZ10 VintAll |  | System | Commercial | 01-ALC-AllCommercial-Cooling | 0 |  |  |  |  | 10 | 0 | 11.6667 | 0 | 0 | -1.6667 | 74 |  | kWh | 0.0665 | 0 | Commercial | [7 empty] | 3 | 0.85 |  |  |  | 0 | 3 | 0 | 0 | 0 | 0 | 0 | 0 | 0 | 0 | 0 | 0 | 2009 Qtr 1: 3; 2009 Qtr 2: 0; 2009 Qtr 3: 0; 2009 Qtr 4: 0; 2010 Qtr 1: 0; 2010 Qtr 2: 0; 2010 Qtr 3: 0; 2010 Qtr 4: 0; 2011 Qtr 1: 0; 2011 Qtr 2: 0; 2011 Qtr 3: 0; 2011 Qtr 4: 0 | 3
0 | 253142-Commercial HVAC Diagnostic/Tune-up Com All CZ10 VintAll |  | System | Commercial | 01-ALC-AllCommercial-Cooling | 0 |  |  |  |  | 45.3009 | 0 | 64.5167 | 0 | 0 | -19.2158 | 214 |  | kWh | 0.15 | 0 | Commercial | [7 empty] | 10 | 0.85 |  |  |  | 0 | 3 | 0 | 0 | 0 | 0 | 0 | 0 | 0 | 0 | 0 | 0 | 2009 Qtr 1: 3; 2009 Qtr 2: 0; 2009 Qtr 3: 0; 2009 Qtr 4: 0; 2010 Qtr 1: 0; 2010 Qtr 2: 0; 2010 Qtr 3: 0; 2010 Qtr 4: 0; 2011 Qtr 1: 0; 2011 Qtr 2: 0; 2011 Qtr 3: 0; 2011 Qtr 4: 0 | 3
0 | 253145-Commercial Condensor Coil Cleaning (all units - savings at 50% of DEER) Com All CZ10 VintAll |  | System | Commercial | 01-ALC-AllCommercial-Cooling | 0 |  |  |  |  | 10 | 0 | 11.6667 | 0 | 0 | -1.6667 | 74 |  | kWh | 0.0665 | 0 | Commercial | [7 empty] | 3 | 0.85 |  |  |  | 0 | 3 | 0 | 0 | 0 | 0 | 0 | 0 | 0 | 0 | 0 | 0 | 2009 Qtr 1: 3; 2009 Qtr 2: 0; 2009 Qtr 3: 0; 2009 Qtr 4: 0; 2010 Qtr 1: 0; 2010 Qtr 2: 0; 2010 Qtr 3: 0; 2010 Qtr 4: 0; 2011 Qtr 1: 0; 2011 Qtr 2: 0; 2011 Qtr 3: 0; 2011 Qtr 4: 0 | 3
0 | 253145-Commercial Condensor Coil Cleaning (all units - savings at 50% of DEER) Com All CZ10 VintAll |  | System | Commercial | 01-ALC-AllCommercial-Cooling | 0 |  |  |  |  | 10 | 0 | 11.6667 | 0 | 0 | -1.6667 | 74 |  | kWh | 0.0665 | 0 | Commercial | [7 empty] | 3 | 0.85 |  |  |  | 0 | 3 | 0 | 0 | 0 | 0 | 0 | 0 | 0 | 0 | 0 | 0 | 2009 Qtr 1: 3; 2009 Qtr 2: 0; 2009 Qtr 3: 0; 2009 Qtr 4: 0; 2010 Qtr 1: 0; 2010 Qtr 2: 0; 2010 Qtr 3: 0; 2010 Qtr 4: 0; 2011 Qtr 1: 0; 2011 Qtr 2: 0; 2011 Qtr 3: 0; 2011 Qtr 4: 0 | 3
0 | 253142-Commercial HVAC Diagnostic/Tune-up Com All CZ10 VintAll |  | System | Commercial | 01-ALC-AllCommercial-Cooling | 0 |  |  |  |  | 45.3009 | 0 | 64.5167 | 0 | 0 | -19.2158 | 214 |  | kWh | 0.15 | 0 | Commercial | [7 empty] | 10 | 0.85 |  |  |  | 0 | 3 | 0 | 0 | 0 | 0 | 0 | 0 | 0 | 0 | 0 | 0 | 2009 Qtr 1: 3; 2009 Qtr 2: 0; 2009 Qtr 3: 0; 2009 Qtr 4: 0; 2010 Qtr 1: 0; 2010 Qtr 2: 0; 2010 Qtr 3: 0; 2010 Qtr 4: 0; 2011 Qtr 1: 0; 2011 Qtr 2: 0; 2011 Qtr 3: 0; 2011 Qtr 4: 0 | 3
0 | 253145-Commercial Condensor Coil Cleaning (all units - savings at 50% of DEER) Com All CZ10 VintAll |  | System | Commercial | 01-ALC-AllCommercial-Cooling | 0 |  |  |  |  | 10 | 0 | 11.6667 | 0 | 0 | -1.6667 | 74 |  | kWh | 0.0665 | 0 | Commercial | [7 empty] | 3 | 0.85 |  |  |  | 0 | 3 | 0 | 0 | 0 | 0 | 0 | 0 | 0 | 0 | 0 | 0 | 2009 Qtr 1: 3; 2009 Qtr 2: 0; 2009 Qtr 3: 0; 2009 Qtr 4: 0; 2010 Qtr 1: 0; 2010 Qtr 2: 0; 2010 Qtr 3: 0; 2010 Qtr 4: 0; 2011 Qtr 1: 0; 2011 Qtr 2: 0; 2011 Qtr 3: 0; 2011 Qtr 4: 0 | 3
0 | 253142-Commercial HVAC Diagnostic/Tune-up Com All CZ10 VintAll |  | System | Commercial | 01-ALC-AllCommercial-Cooling | 0 |  |  |  |  | 45.3009 | 0 | 64.5167 | 0 | 0 | -19.2158 | 214 |  | kWh | 0.15 | 0 | Commercial | [7 empty] | 10 | 0.85 |  |  |  | 0 | 3 | 0 | 0 | 0 | 0 | 0 | 0 | 0 | 0 | 0 | 0 | 2009 Qtr 1: 3; 2009 Qtr 2: 0; 2009 Qtr 3: 0; 2009 Qtr 4: 0; 2010 Qtr 1: 0; 2010 Qtr 2: 0; 2010 Qtr 3: 0; 2010 Qtr 4: 0; 2011 Qtr 1: 0; 2011 Qtr 2: 0; 2011 Qtr 3: 0; 2011 Qtr 4: 0 | 3
0 | 253145-Commercial Condensor Coil Cleaning (all units - savings at 50% of DEER) Com All CZ10 VintAll |  | System | Commercial | 01-ALC-AllCommercial-Cooling | 0 |  |  |  |  | 10 | 0 | 11.6667 | 0 | 0 | -1.6667 | 74 |  | kWh | 0.0665 | 0 | Commercial | [7 empty] | 3 | 0.85 |  |  |  | 0 | 3 | 0 | 0 | 0 | 0 | 0 | 0 | 0 | 0 | 0 | 0 | 2009 Qtr 1: 3; 2009 Qtr 2: 0; 2009 Qtr 3: 0; 2009 Qtr 4: 0; 2010 Qtr 1: 0; 2010 Qtr 2: 0; 2010 Qtr 3: 0; 2010 Qtr 4: 0; 2011 Qtr 1: 0; 2011 Qtr 2: 0; 2011 Qtr 3: 0; 2011 Qtr 4: 0 | 3
0 | 253145-Commercial Condensor Coil Cleaning (all units - savings at 50% of DEER) Com All CZ10 VintAll |  | System | Commercial | 01-ALC-AllCommercial-Cooling | 0 |  |  |  |  | 10 | 0 | 11.6667 | 0 | 0 | -1.6667 | 74 |  | kWh | 0.0665 | 0 | Commercial | [7 empty] | 3 | 0.85 |  |  |  | 0 | 3 | 0 | 0 | 0 | 0 | 0 | 0 | 0 | 0 | 0 | 0 | 2009 Qtr 1: 3; 2009 Qtr 2: 0; 2009 Qtr 3: 0; 2009 Qtr 4: 0; 2010 Qtr 1: 0; 2010 Qtr 2: 0; 2010 Qtr 3: 0; 2010 Qtr 4: 0; 2011 Qtr 1: 0; 2011 Qtr 2: 0; 2011 Qtr 3: 0; 2011 Qtr 4: 0 | 3
0 | 253142-Commercial HVAC Diagnostic/Tune-up Com All CZ10 VintAll |  | System | Commercial | 01-ALC-AllCommercial-Cooling | 0 |  |  |  |  | 45.3009 | 0 | 55.3 | 0 | 0 | -9.9991 | 214 |  | kWh | 0.15 | 0 | Commercial | [7 empty] | 10 | 0.85 |  |  |  | 0 | 4 | 0 | 0 | 0 | 0 | 0 | 0 | 0 | 0 | 0 | 0 | 2009 Qtr 1: 4; 2009 Qtr 2: 0; 2009 Qtr 3: 0; 2009 Qtr 4: 0; 2010 Qtr 1: 0; 2010 Qtr 2: 0; 2010 Qtr 3: 0; 2010 Qtr 4: 0; 2011 Qtr 1: 0; 2011 Qtr 2: 0; 2011 Qtr 3: 0; 2011 Qtr 4: 0 | 4
0 | 253145-Commercial Condensor Coil Cleaning (all units - savings at 50% of DEER) Com All CZ10 VintAll |  | System | Commercial | 01-ALC-AllCommercial-Cooling | 0 |  |  |  |  | 10 | 0 | 10 | 0 | 0 | 0 | 74 |  | kWh | 0.0665 | 0 | Commercial | [7 empty] | 3 | 0.85 |  |  |  | 0 | 4 | 0 | 0 | 0 | 0 | 0 | 0 | 0 | 0 | 0 | 0 | 2009 Qtr 1: 4; 2009 Qtr 2: 0; 2009 Qtr 3: 0; 2009 Qtr 4: 0; 2010 Qtr 1: 0; 2010 Qtr 2: 0; 2010 Qtr 3: 0; 2010 Qtr 4: 0; 2011 Qtr 1: 0; 2011 Qtr 2: 0; 2011 Qtr 3: 0; 2011 Qtr 4: 0 | 4
0 | 253142-Commercial HVAC Diagnostic/Tune-up Com All CZ10 VintAll |  | System | Commercial | 01-ALC-AllCommercial-Cooling | 0 |  |  |  |  | 45.3009 | 0 | 82.95 | 0 | 0 | -37.6491 | 214 |  | kWh | 0.15 | 0 | Commercial | [7 empty] | 10 | 0.85 |  |  |  | 0 | 1 | 0 | 0 | 0 | 0 | 0 | 0 | 0 | 0 | 0 | 0 | 2009 Qtr 1: 1; 2009 Qtr 2: 0; 2009 Qtr 3: 0; 2009 Qtr 4: 0; 2010 Qtr 1: 0; 2010 Qtr 2: 0; 2010 Qtr 3: 0; 2010 Qtr 4: 0; 2011 Qtr 1: 0; 2011 Qtr 2: 0; 2011 Qtr 3: 0; 2011 Qtr 4: 0 | 1
0 | 253145-Commercial Condensor Coil Cleaning (all units - savings at 50% of DEER) Com All CZ10 VintAll |  | System | Commercial | 01-ALC-AllCommercial-Cooling | 0 |  |  |  |  | 10 | 0 | 15 | 0 | 0 | -5 | 74 |  | kWh | 0.0665 | 0 | Commercial | [7 empty] | 3 | 0.85 |  |  |  | 0 | 1 | 0 | 0 | 0 | 0 | 0 | 0 | 0 | 0 | 0 | 0 | 2009 Qtr 1: 1; 2009 Qtr 2: 0; 2009 Qtr 3: 0; 2009 Qtr 4: 0; 2010 Qtr 1: 0; 2010 Qtr 2: 0; 2010 Qtr 3: 0; 2010 Qtr 4: 0; 2011 Qtr 1: 0; 2011 Qtr 2: 0; 2011 Qtr 3: 0; 2011 Qtr 4: 0 | 1
0 | 253142-Commercial HVAC Diagnostic/Tune-up Com All CZ10 VintAll |  | System | Commercial | 01-ALC-AllCommercial-Cooling | 0 |  |  |  |  | 45.3009 | 0 | 82.95 | 0 | 0 | -37.6491 | 214 |  | kWh | 0.15 | 0 | Commercial | [7 empty] | 10 | 0.85 |  |  |  | 0 | 1 | 0 | 0 | 0 | 0 | 0 | 0 | 0 | 0 | 0 | 0 | 2009 Qtr 1: 1; 2009 Qtr 2: 0; 2009 Qtr 3: 0; 2009 Qtr 4: 0; 2010 Qtr 1: 0; 2010 Qtr 2: 0; 2010 Qtr 3: 0; 2010 Qtr 4: 0; 2011 Qtr 1: 0; 2011 Qtr 2: 0; 2011 Qtr 3: 0; 2011 Qtr 4: 0 | 1
0 | 253145-Commercial Condensor Coil Cleaning (all units - savings at 50% of DEER) Com All CZ10 VintAll |  | System | Commercial | 01-ALC-AllCommercial-Cooling | 0 |  |  |  |  | 10 | 0 | 15 | 0 | 0 | -5 | 74 |  | kWh | 0.0665 | 0 | Commercial | [7 empty] | 3 | 0.85 |  |  |  | 0 | 1 | 0 | 0 | 0 | 0 | 0 | 0 | 0 | 0 | 0 | 0 | 2009 Qtr 1: 1; 2009 Qtr 2: 0; 2009 Qtr 3: 0; 2009 Qtr 4: 0; 2010 Qtr 1: 0; 2010 Qtr 2: 0; 2010 Qtr 3: 0; 2010 Qtr 4: 0; 2011 Qtr 1: 0; 2011 Qtr 2: 0; 2011 Qtr 3: 0; 2011 Qtr 4: 0 | 1
0 | 253145-Commercial Condensor Coil Cleaning (all units - savings at 50% of DEER) Com All CZ10 VintAll |  | System | Commercial | 01-ALC-AllCommercial-Cooling | 0 |  |  |  |  | 10 | 0 | 10 | 0 | 0 | 0 | 74 |  | kWh | 0.0665 | 0 | Commercial | [7 empty] | 3 | 0.85 |  |  |  | 0 | 3 | 0 | 0 | 0 | 0 | 0 | 0 | 0 | 0 | 0 | 0 | 2009 Qtr 1: 3; 2009 Qtr 2: 0; 2009 Qtr 3: 0; 2009 Qtr 4: 0; 2010 Qtr 1: 0; 2010 Qtr 2: 0; 2010 Qtr 3: 0; 2010 Qtr 4: 0; 2011 Qtr 1: 0; 2011 Qtr 2: 0; 2011 Qtr 3: 0; 2011 Qtr 4: 0 | 3
0 | 253142-Commercial HVAC Diagnostic/Tune-up Com All CZ10 VintAll |  | System | Commercial | 01-ALC-AllCommercial-Cooling | 0 |  |  |  |  | 45.3009 | 0 | 55.3 | 0 | 0 | -9.9991 | 214 |  | kWh | 0.15 | 0 | Commercial | [7 empty] | 10 | 0.85 |  |  |  | 0 | 4 | 0 | 0 | 0 | 0 | 0 | 0 | 0 | 0 | 0 | 0 | 2009 Qtr 1: 4; 2009 Qtr 2: 0; 2009 Qtr 3: 0; 2009 Qtr 4: 0; 2010 Qtr 1: 0; 2010 Qtr 2: 0; 2010 Qtr 3: 0; 2010 Qtr 4: 0; 2011 Qtr 1: 0; 2011 Qtr 2: 0; 2011 Qtr 3: 0; 2011 Qtr 4: 0 | 4
0 | 253145-Commercial Condensor Coil Cleaning (all units - savings at 50% of DEER) Com All CZ10 VintAll |  | System | Commercial | 01-ALC-AllCommercial-Cooling | 0 |  |  |  |  | 10 | 0 | 10 | 0 | 0 | 0 | 74 |  | kWh | 0.0665 | 0 | Commercial | [7 empty] | 3 | 0.85 |  |  |  | 0 | 4 | 0 | 0 | 0 | 0 | 0 | 0 | 0 | 0 | 0 | 0 | 2009 Qtr 1: 4; 2009 Qtr 2: 0; 2009 Qtr 3: 0; 2009 Qtr 4: 0; 2010 Qtr 1: 0; 2010 Qtr 2: 0; 2010 Qtr 3: 0; 2010 Qtr 4: 0; 2011 Qtr 1: 0; 2011 Qtr 2: 0; 2011 Qtr 3: 0; 2011 Qtr 4: 0 | 4
0 | 253142-Commercial HVAC Diagnostic/Tune-up Com All CZ10 VintAll |  | System | Commercial | 01-ALC-AllCommercial-Cooling | 0 |  |  |  |  | 45.3009 | 0 | 55.3 | 0 | 0 | -9.9991 | 214 |  | kWh | 0.15 | 0 | Commercial | [7 empty] | 10 | 0.85 |  |  |  | 0 | 4 | 0 | 0 | 0 | 0 | 0 | 0 | 0 | 0 | 0 | 0 | 2009 Qtr 1: 4; 2009 Qtr 2: 0; 2009 Qtr 3: 0; 2009 Qtr 4: 0; 2010 Qtr 1: 0; 2010 Qtr 2: 0; 2010 Qtr 3: 0; 2010 Qtr 4: 0; 2011 Qtr 1: 0; 2011 Qtr 2: 0; 2011 Qtr 3: 0; 2011 Qtr 4: 0 | 4
0 | 253145-Commercial Condensor Coil Cleaning (all units - savings at 50% of DEER) Com All CZ10 VintAll |  | System | Commercial | 01-ALC-AllCommercial-Cooling | 0 |  |  |  |  | 10 | 0 | 10 | 0 | 0 | 0 | 74 |  | kWh | 0.0665 | 0 | Commercial | [7 empty] | 3 | 0.85 |  |  |  | 0 | 4 | 0 | 0 | 0 | 0 | 0 | 0 | 0 | 0 | 0 | 0 | 2009 Qtr 1: 4; 2009 Qtr 2: 0; 2009 Qtr 3: 0; 2009 Qtr 4: 0; 2010 Qtr 1: 0; 2010 Qtr 2: 0; 2010 Qtr 3: 0; 2010 Qtr 4: 0; 2011 Qtr 1: 0; 2011 Qtr 2: 0; 2011 Qtr 3: 0; 2011 Qtr 4: 0 | 4
0 | 253145-Commercial Condensor Coil Cleaning (all units - savings at 50% of DEER) Com All CZ10 VintAll |  | System | Commercial | 01-ALC-AllCommercial-Cooling | 0 |  |  |  |  | 10 | 0 | 10 | 0 | 0 | 0 | 74 |  | kWh | 0.0665 | 0 | Commercial | [7 empty] | 3 | 0.85 |  |  |  | 0 | 4 | 0 | 0 | 0 | 0 | 0 | 0 | 0 | 0 | 0 | 0 | 2009 Qtr 1: 4; 2009 Qtr 2: 0; 2009 Qtr 3: 0; 2009 Qtr 4: 0; 2010 Qtr 1: 0; 2010 Qtr 2: 0; 2010 Qtr 3: 0; 2010 Qtr 4: 0; 2011 Qtr 1: 0; 2011 Qtr 2: 0; 2011 Qtr 3: 0; 2011 Qtr 4: 0 | 4
0 | 253145-Commercial Condensor Coil Cleaning (all units - savings at 50% of DEER) Com All CZ10 VintAll |  | System | Commercial | 01-ALC-AllCommercial-Cooling | 0 |  |  |  |  | 10 | 0 | 10 | 0 | 0 | 0 | 74 |  | kWh | 0.0665 | 0 | Commercial | [7 empty] | 3 | 0.85 |  |  |  | 0 | 4 | 0 | 0 | 0 | 0 | 0 | 0 | 0 | 0 | 0 | 0 | 2009 Qtr 1: 4; 2009 Qtr 2: 0; 2009 Qtr 3: 0; 2009 Qtr 4: 0; 2010 Qtr 1: 0; 2010 Qtr 2: 0; 2010 Qtr 3: 0; 2010 Qtr 4: 0; 2011 Qtr 1: 0; 2011 Qtr 2: 0; 2011 Qtr 3: 0; 2011 Qtr 4: 0 | 4
0 | 253142-Commercial HVAC Diagnostic/Tune-up Com All CZ10 VintAll |  | System | Commercial | 01-ALC-AllCommercial-Cooling | 0 |  |  |  |  | 45.3009 | 0 | 55.3 | 0 | 0 | -9.9991 | 214 |  | kWh | 0.15 | 0 | Commercial | [7 empty] | 10 | 0.85 |  |  |  | 0 | 4 | 0 | 0 | 0 | 0 | 0 | 0 | 0 | 0 | 0 | 0 | 2009 Qtr 1: 4; 2009 Qtr 2: 0; 2009 Qtr 3: 0; 2009 Qtr 4: 0; 2010 Qtr 1: 0; 2010 Qtr 2: 0; 2010 Qtr 3: 0; 2010 Qtr 4: 0; 2011 Qtr 1: 0; 2011 Qtr 2: 0; 2011 Qtr 3: 0; 2011 Qtr 4: 0 | 4
0 | 253145-Commercial Condensor Coil Cleaning (all units - savings at 50% of DEER) Com All CZ10 VintAll |  | System | Commercial | 01-ALC-AllCommercial-Cooling | 0 |  |  |  |  | 10 | 0 | 10 | 0 | 0 | 0 | 74 |  | kWh | 0.0665 | 0 | Commercial | [7 empty] | 3 | 0.85 |  |  |  | 0 | 4 | 0 | 0 | 0 | 0 | 0 | 0 | 0 | 0 | 0 | 0 | 2009 Qtr 1: 4; 2009 Qtr 2: 0; 2009 Qtr 3: 0; 2009 Qtr 4: 0; 2010 Qtr 1: 0; 2010 Qtr 2: 0; 2010 Qtr 3: 0; 2010 Qtr 4: 0; 2011 Qtr 1: 0; 2011 Qtr 2: 0; 2011 Qtr 3: 0; 2011 Qtr 4: 0 | 4
0 | 253141-Commercial HVAC Diagnostic/Tune-up Com All CZ07 VintAll |  | System | Commercial | 01-ALC-AllCommercial-Cooling | 0 |  |  |  |  | 45.3009 | 0 | 55.3 | 0 | 0 | -9.9991 | 196 |  | kWh | 0.15 | 0 | Commercial | [7 empty] | 10 | 0.85 |  |  |  | 0 | 10 | 0 | 0 | 0 | 0 | 0 | 0 | 0 | 0 | 0 | 0 | 2009 Qtr 1: 10; 2009 Qtr 2: 0; 2009 Qtr 3: 0; 2009 Qtr 4: 0; 2010 Qtr 1: 0; 2010 Qtr 2: 0; 2010 Qtr 3: 0; 2010 Qtr 4: 0; 2011 Qtr 1: 0; 2011 Qtr 2: 0; 2011 Qtr 3: 0; 2011 Qtr 4: 0 | 10
0 | 253144-Commercial Condensor Coil Cleaning (all units - savings at 50% of DEER) Com All CZ07 VintAll |  | System | Commercial | 01-ALC-AllCommercial-Cooling | 0 |  |  |  |  | 10 | 0 | 10 | 0 | 0 | 0 | 60 |  | kWh | 0.047 | 0 | Commercial | [7 empty] | 3 | 0.85 |  |  |  | 0 | 10 | 0 | 0 | 0 | 0 | 0 | 0 | 0 | 0 | 0 | 0 | 2009 Qtr 1: 10; 2009 Qtr 2: 0; 2009 Qtr 3: 0; 2009 Qtr 4: 0; 2010 Qtr 1: 0; 2010 Qtr 2: 0; 2010 Qtr 3: 0; 2010 Qtr 4: 0; 2011 Qtr 1: 0; 2011 Qtr 2: 0; 2011 Qtr 3: 0; 2011 Qtr 4: 0 | 10
0 | 253145-Commercial Condensor Coil Cleaning (all units - savings at 50% of DEER) Com All CZ10 VintAll |  | System | Commercial | 01-ALC-AllCommercial-Cooling | 0 |  |  |  |  | 10 | 0 | 10 | 0 | 0 | 0 | 74 |  | kWh | 0.0665 | 0 | Commercial | [7 empty] | 3 | 0.85 |  |  |  | 0 | 5 | 0 | 0 | 0 | 0 | 0 | 0 | 0 | 0 | 0 | 0 | 2009 Qtr 1: 5; 2009 Qtr 2: 0; 2009 Qtr 3: 0; 2009 Qtr 4: 0; 2010 Qtr 1: 0; 2010 Qtr 2: 0; 2010 Qtr 3: 0; 2010 Qtr 4: 0; 2011 Qtr 1: 0; 2011 Qtr 2: 0; 2011 Qtr 3: 0; 2011 Qtr 4: 0 | 5
0 | 253142-Commercial HVAC Diagnostic/Tune-up Com All CZ10 VintAll |  | System | Commercial | 01-ALC-AllCommercial-Cooling | 0 |  |  |  |  | 45.3009 | 0 | 55.3 | 0 | 0 | -9.9991 | 214 |  | kWh | 0.15 | 0 | Commercial | [7 empty] | 10 | 0.85 |  |  |  | 0 | 5 | 0 | 0 | 0 | 0 | 0 | 0 | 0 | 0 | 0 | 0 | 2009 Qtr 1: 5; 2009 Qtr 2: 0; 2009 Qtr 3: 0; 2009 Qtr 4: 0; 2010 Qtr 1: 0; 2010 Qtr 2: 0; 2010 Qtr 3: 0; 2010 Qtr 4: 0; 2011 Qtr 1: 0; 2011 Qtr 2: 0; 2011 Qtr 3: 0; 2011 Qtr 4: 0 | 5
0 | 253145-Commercial Condensor Coil Cleaning (all units - savings at 50% of DEER) Com All CZ10 VintAll |  | System | Commercial | 01-ALC-AllCommercial-Cooling | 0 |  |  |  |  | 10 | 0 | 10 | 0 | 0 | 0 | 74 |  | kWh | 0.0665 | 0 | Commercial | [7 empty] | 3 | 0.85 |  |  |  | 0 | 5 | 0 | 0 | 0 | 0 | 0 | 0 | 0 | 0 | 0 | 0 | 2009 Qtr 1: 5; 2009 Qtr 2: 0; 2009 Qtr 3: 0; 2009 Qtr 4: 0; 2010 Qtr 1: 0; 2010 Qtr 2: 0; 2010 Qtr 3: 0; 2010 Qtr 4: 0; 2011 Qtr 1: 0; 2011 Qtr 2: 0; 2011 Qtr 3: 0; 2011 Qtr 4: 0 | 5
0 | 253142-Commercial HVAC Diagnostic/Tune-up Com All CZ10 VintAll |  | System | Commercial | 01-ALC-AllCommercial-Cooling | 0 |  |  |  |  | 45.3009 | 0 | 69.125 | 0 | 0 | -23.8241 | 214 |  | kWh | 0.15 | 0 | Commercial | [7 empty] | 10 | 0.85 |  |  |  | 0 | 3 | 0 | 0 | 0 | 0 | 0 | 0 | 0 | 0 | 0 | 0 | 2009 Qtr 1: 3; 2009 Qtr 2: 0; 2009 Qtr 3: 0; 2009 Qtr 4: 0; 2010 Qtr 1: 0; 2010 Qtr 2: 0; 2010 Qtr 3: 0; 2010 Qtr 4: 0; 2011 Qtr 1: 0; 2011 Qtr 2: 0; 2011 Qtr 3: 0; 2011 Qtr 4: 0 | 3
0 | 253145-Commercial Condensor Coil Cleaning (all units - savings at 50% of DEER) Com All CZ10 VintAll |  | System | Commercial | 01-ALC-AllCommercial-Cooling | 0 |  |  |  |  | 10 | 0 | 12.5 | 0 | 0 | -2.5 | 74 |  | kWh | 0.0665 | 0 | Commercial | [7 empty] | 3 | 0.85 |  |  |  | 0 | 3 | 0 | 0 | 0 | 0 | 0 | 0 | 0 | 0 | 0 | 0 | 2009 Qtr 1: 3; 2009 Qtr 2: 0; 2009 Qtr 3: 0; 2009 Qtr 4: 0; 2010 Qtr 1: 0; 2010 Qtr 2: 0; 2010 Qtr 3: 0; 2010 Qtr 4: 0; 2011 Qtr 1: 0; 2011 Qtr 2: 0; 2011 Qtr 3: 0; 2011 Qtr 4: 0 | 3
0 | 253142-Commercial HVAC Diagnostic/Tune-up Com All CZ10 VintAll |  | System | Commercial | 01-ALC-AllCommercial-Cooling | 0 |  |  |  |  | 45.3009 | 0 | 69.125 | 0 | 0 | -23.8241 | 214 |  | kWh | 0.15 | 0 | Commercial | [7 empty] | 10 | 0.85 |  |  |  | 0 | 3 | 0 | 0 | 0 | 0 | 0 | 0 | 0 | 0 | 0 | 0 | 2009 Qtr 1: 3; 2009 Qtr 2: 0; 2009 Qtr 3: 0; 2009 Qtr 4: 0; 2010 Qtr 1: 0; 2010 Qtr 2: 0; 2010 Qtr 3: 0; 2010 Qtr 4: 0; 2011 Qtr 1: 0; 2011 Qtr 2: 0; 2011 Qtr 3: 0; 2011 Qtr 4: 0 | 3
0 | 253145-Commercial Condensor Coil Cleaning (all units - savings at 50% of DEER) Com All CZ10 VintAll |  | System | Commercial | 01-ALC-AllCommercial-Cooling | 0 |  |  |  |  | 10 | 0 | 12.5 | 0 | 0 | -2.5 | 74 |  | kWh | 0.0665 | 0 | Commercial | [7 empty] | 3 | 0.85 |  |  |  | 0 | 3 | 0 | 0 | 0 | 0 | 0 | 0 | 0 | 0 | 0 | 0 | 2009 Qtr 1: 3; 2009 Qtr 2: 0; 2009 Qtr 3: 0; 2009 Qtr 4: 0; 2010 Qtr 1: 0; 2010 Qtr 2: 0; 2010 Qtr 3: 0; 2010 Qtr 4: 0; 2011 Qtr 1: 0; 2011 Qtr 2: 0; 2011 Qtr 3: 0; 2011 Qtr 4: 0 | 3
0 | 253145-Commercial Condensor Coil Cleaning (all units - savings at 50% of DEER) Com All CZ10 VintAll |  | System | Commercial | 01-ALC-AllCommercial-Cooling | 0 |  |  |  |  | 10 | 0 | 10 | 0 | 0 | 0 | 74 |  | kWh | 0.0665 | 0 | Commercial | [7 empty] | 3 | 0.85 |  |  |  | 0 | 3 | 0 | 0 | 0 | 0 | 0 | 0 | 0 | 0 | 0 | 0 | 2009 Qtr 1: 3; 2009 Qtr 2: 0; 2009 Qtr 3: 0; 2009 Qtr 4: 0; 2010 Qtr 1: 0; 2010 Qtr 2: 0; 2010 Qtr 3: 0; 2010 Qtr 4: 0; 2011 Qtr 1: 0; 2011 Qtr 2: 0; 2011 Qtr 3: 0; 2011 Qtr 4: 0 | 3
0 | 253141-Commercial HVAC Diagnostic/Tune-up Com All CZ07 VintAll |  | System | Commercial | 01-ALC-AllCommercial-Cooling | 0 |  |  |  |  | 45.3009 | 0 | 55.3 | 0 | 0 | -9.9991 | 196 |  | kWh | 0.15 | 0 | Commercial | [7 empty] | 10 | 0.85 |  |  |  | 0 | 5 | 0 | 0 | 0 | 0 | 0 | 0 | 0 | 0 | 0 | 0 | 2009 Qtr 1: 0; 2009 Qtr 2: 0; 2009 Qtr 3: 0; 2009 Qtr 4: 5; 2010 Qtr 1: 0; 2010 Qtr 2: 0; 2010 Qtr 3: 0; 2010 Qtr 4: 0; 2011 Qtr 1: 0; 2011 Qtr 2: 0; 2011 Qtr 3: 0; 2011 Qtr 4: 0 | 5
0 | 253144-Commercial Condensor Coil Cleaning (all units - savings at 50% of DEER) Com All CZ07 VintAll |  | System | Commercial | 01-ALC-AllCommercial-Cooling | 0 |  |  |  |  | 10 | 0 | 10 | 0 | 0 | 0 | 60 |  | kWh | 0.047 | 0 | Commercial | [7 empty] | 3 | 0.85 |  |  |  | 0 | 5 | 0 | 0 | 0 | 0 | 0 | 0 | 0 | 0 | 0 | 0 | 2009 Qtr 1: 0; 2009 Qtr 2: 0; 2009 Qtr 3: 0; 2009 Qtr 4: 5; 2010 Qtr 1: 0; 2010 Qtr 2: 0; 2010 Qtr 3: 0; 2010 Qtr 4: 0; 2011 Qtr 1: 0; 2011 Qtr 2: 0; 2011 Qtr 3: 0; 2011 Qtr 4: 0 | 5
0 | 253141-Commercial HVAC Diagnostic/Tune-up Com All CZ07 VintAll |  | System | Commercial | 01-ALC-AllCommercial-Cooling | 0 |  |  |  |  | 45.3009 | 0 | 55.3 | 0 | 0 | -9.9991 | 196 |  | kWh | 0.15 | 0 | Commercial | [7 empty] | 10 | 0.85 |  |  |  | 0 | 5 | 0 | 0 | 0 | 0 | 0 | 0 | 0 | 0 | 0 | 0 | 2009 Qtr 1: 0; 2009 Qtr 2: 0; 2009 Qtr 3: 0; 2009 Qtr 4: 5; 2010 Qtr 1: 0; 2010 Qtr 2: 0; 2010 Qtr 3: 0; 2010 Qtr 4: 0; 2011 Qtr 1: 0; 2011 Qtr 2: 0; 2011 Qtr 3: 0; 2011 Qtr 4: 0 | 5
0 | 253144-Commercial Condensor Coil Cleaning (all units - savings at 50% of DEER) Com All CZ07 VintAll |  | System | Commercial | 01-ALC-AllCommercial-Cooling | 0 |  |  |  |  | 10 | 0 | 10 | 0 | 0 | 0 | 60 |  | kWh | 0.047 | 0 | Commercial | [7 empty] | 3 | 0.85 |  |  |  | 0 | 5 | 0 | 0 | 0 | 0 | 0 | 0 | 0 | 0 | 0 | 0 | 2009 Qtr 1: 0; 2009 Qtr 2: 0; 2009 Qtr 3: 0; 2009 Qtr 4: 5; 2010 Qtr 1: 0; 2010 Qtr 2: 0; 2010 Qtr 3: 0; 2010 Qtr 4: 0; 2011 Qtr 1: 0; 2011 Qtr 2: 0; 2011 Qtr 3: 0; 2011 Qtr 4: 0 | 5
0 | 253142-Commercial HVAC Diagnostic/Tune-up Com All CZ10 VintAll |  | System | Commercial | 01-ALC-AllCommercial-Cooling | 0 |  |  |  |  | 45.3009 | 0 | 55.3 | 0 | 0 | -9.9991 | 214 |  | kWh | 0.15 | 0 | Commercial | [7 empty] | 10 | 0.85 |  |  |  | 0 | 5 | 0 | 0 | 0 | 0 | 0 | 0 | 0 | 0 | 0 | 0 | 2009 Qtr 1: 5; 2009 Qtr 2: 0; 2009 Qtr 3: 0; 2009 Qtr 4: 0; 2010 Qtr 1: 0; 2010 Qtr 2: 0; 2010 Qtr 3: 0; 2010 Qtr 4: 0; 2011 Qtr 1: 0; 2011 Qtr 2: 0; 2011 Qtr 3: 0; 2011 Qtr 4: 0 | 5
0 | 253145-Commercial Condensor Coil Cleaning (all units - savings at 50% of DEER) Com All CZ10 VintAll |  | System | Commercial | 01-ALC-AllCommercial-Cooling | 0 |  |  |  |  | 10 | 0 | 10 | 0 | 0 | 0 | 74 |  | kWh | 0.0665 | 0 | Commercial | [7 empty] | 3 | 0.85 |  |  |  | 0 | 5 | 0 | 0 | 0 | 0 | 0 | 0 | 0 | 0 | 0 | 0 | 2009 Qtr 1: 5; 2009 Qtr 2: 0; 2009 Qtr 3: 0; 2009 Qtr 4: 0; 2010 Qtr 1: 0; 2010 Qtr 2: 0; 2010 Qtr 3: 0; 2010 Qtr 4: 0; 2011 Qtr 1: 0; 2011 Qtr 2: 0; 2011 Qtr 3: 0; 2011 Qtr 4: 0 | 5
0 | 253145-Commercial Condensor Coil Cleaning (all units - savings at 50% of DEER) Com All CZ10 VintAll |  | System | Commercial | 01-ALC-AllCommercial-Cooling | 0 |  |  |  |  | 10 | 0 | 12.5 | 0 | 0 | -2.5 | 74 |  | kWh | 0.0665 | 0 | Commercial | [7 empty] | 3 | 0.85 |  |  |  | 0 | 3 | 0 | 0 | 0 | 0 | 0 | 0 | 0 | 0 | 0 | 0 | 2009 Qtr 1: 3; 2009 Qtr 2: 0; 2009 Qtr 3: 0; 2009 Qtr 4: 0; 2010 Qtr 1: 0; 2010 Qtr 2: 0; 2010 Qtr 3: 0; 2010 Qtr 4: 0; 2011 Qtr 1: 0; 2011 Qtr 2: 0; 2011 Qtr 3: 0; 2011 Qtr 4: 0 | 3
0 | 253145-Commercial Condensor Coil Cleaning (all units - savings at 50% of DEER) Com All CZ10 VintAll |  | System | Commercial | 01-ALC-AllCommercial-Cooling | 0 |  |  |  |  | 10 | 0 | 12.5 | 0 | 0 | -2.5 | 74 |  | kWh | 0.0665 | 0 | Commercial | [7 empty] | 3 | 0.85 |  |  |  | 0 | 3 | 0 | 0 | 0 | 0 | 0 | 0 | 0 | 0 | 0 | 0 | 2009 Qtr 1: 3; 2009 Qtr 2: 0; 2009 Qtr 3: 0; 2009 Qtr 4: 0; 2010 Qtr 1: 0; 2010 Qtr 2: 0; 2010 Qtr 3: 0; 2010 Qtr 4: 0; 2011 Qtr 1: 0; 2011 Qtr 2: 0; 2011 Qtr 3: 0; 2011 Qtr 4: 0 | 3
0 | 253142-Commercial HVAC Diagnostic/Tune-up Com All CZ10 VintAll |  | System | Commercial | 01-ALC-AllCommercial-Cooling | 0 |  |  |  |  | 45.3009 | 0 | 64.5167 | 0 | 0 | -19.2158 | 214 |  | kWh | 0.15 | 0 | Commercial | [7 empty] | 10 | 0.85 |  |  |  | 0 | 3 | 0 | 0 | 0 | 0 | 0 | 0 | 0 | 0 | 0 | 0 | 2009 Qtr 1: 3; 2009 Qtr 2: 0; 2009 Qtr 3: 0; 2009 Qtr 4: 0; 2010 Qtr 1: 0; 2010 Qtr 2: 0; 2010 Qtr 3: 0; 2010 Qtr 4: 0; 2011 Qtr 1: 0; 2011 Qtr 2: 0; 2011 Qtr 3: 0; 2011 Qtr 4: 0 | 3
0 | 253145-Commercial Condensor Coil Cleaning (all units - savings at 50% of DEER) Com All CZ10 VintAll |  | System | Commercial | 01-ALC-AllCommercial-Cooling | 0 |  |  |  |  | 10 | 0 | 11.6667 | 0 | 0 | -1.6667 | 74 |  | kWh | 0.0665 | 0 | Commercial | [7 empty] | 3 | 0.85 |  |  |  | 0 | 3 | 0 | 0 | 0 | 0 | 0 | 0 | 0 | 0 | 0 | 0 | 2009 Qtr 1: 3; 2009 Qtr 2: 0; 2009 Qtr 3: 0; 2009 Qtr 4: 0; 2010 Qtr 1: 0; 2010 Qtr 2: 0; 2010 Qtr 3: 0; 2010 Qtr 4: 0; 2011 Qtr 1: 0; 2011 Qtr 2: 0; 2011 Qtr 3: 0; 2011 Qtr 4: 0 | 3
0 | 253141-Commercial HVAC Diagnostic/Tune-up Com All CZ07 VintAll |  | System | Commercial | 01-ALC-AllCommercial-Cooling | 0 |  |  |  |  | 45.3009 | 0 | 59.25 | 0 | 0 | -13.9491 | 196 |  | kWh | 0.15 | 0 | Commercial | [7 empty] | 10 | 0.85 |  |  |  | 0 | 7 | 0 | 0 | 0 | 0 | 0 | 0 | 0 | 0 | 0 | 0 | 2009 Qtr 1: 0; 2009 Qtr 2: 0; 2009 Qtr 3: 0; 2009 Qtr 4: 7; 2010 Qtr 1: 0; 2010 Qtr 2: 0; 2010 Qtr 3: 0; 2010 Qtr 4: 0; 2011 Qtr 1: 0; 2011 Qtr 2: 0; 2011 Qtr 3: 0; 2011 Qtr 4: 0 | 7
0 | 253144-Commercial Condensor Coil Cleaning (all units - savings at 50% of DEER) Com All CZ07 VintAll |  | System | Commercial | 01-ALC-AllCommercial-Cooling | 0 |  |  |  |  | 10 | 0 | 11.6667 | 0 | 0 | -1.6667 | 60 |  | kWh | 0.047 | 0 | Commercial | [7 empty] | 3 | 0.85 |  |  |  | 0 | 3 | 0 | 0 | 0 | 0 | 0 | 0 | 0 | 0 | 0 | 0 | 2009 Qtr 1: 0; 2009 Qtr 2: 0; 2009 Qtr 3: 0; 2009 Qtr 4: 3; 2010 Qtr 1: 0; 2010 Qtr 2: 0; 2010 Qtr 3: 0; 2010 Qtr 4: 0; 2011 Qtr 1: 0; 2011 Qtr 2: 0; 2011 Qtr 3: 0; 2011 Qtr 4: 0 | 3
0 | 253141-Commercial HVAC Diagnostic/Tune-up Com All CZ07 VintAll |  | System | Commercial | 01-ALC-AllCommercial-Cooling | 0 |  |  |  |  | 45.3009 | 0 | 82.95 | 0 | 0 | -37.6491 | 196 |  | kWh | 0.15 | 0 | Commercial | [7 empty] | 10 | 0.85 |  |  |  | 0 | 1 | 0 | 0 | 0 | 0 | 0 | 0 | 0 | 0 | 0 | 0 | 2009 Qtr 1: 0; 2009 Qtr 2: 0; 2009 Qtr 3: 0; 2009 Qtr 4: 1; 2010 Qtr 1: 0; 2010 Qtr 2: 0; 2010 Qtr 3: 0; 2010 Qtr 4: 0; 2011 Qtr 1: 0; 2011 Qtr 2: 0; 2011 Qtr 3: 0; 2011 Qtr 4: 0 | 1
0 | 253144-Commercial Condensor Coil Cleaning (all units - savings at 50% of DEER) Com All CZ07 VintAll |  | System | Commercial | 01-ALC-AllCommercial-Cooling | 0 |  |  |  |  | 10 | 0 | 15 | 0 | 0 | -5 | 60 |  | kWh | 0.047 | 0 | Commercial | [7 empty] | 3 | 0.85 |  |  |  | 0 | 1 | 0 | 0 | 0 | 0 | 0 | 0 | 0 | 0 | 0 | 0 | 2009 Qtr 1: 0; 2009 Qtr 2: 0; 2009 Qtr 3: 0; 2009 Qtr 4: 1; 2010 Qtr 1: 0; 2010 Qtr 2: 0; 2010 Qtr 3: 0; 2010 Qtr 4: 0; 2011 Qtr 1: 0; 2011 Qtr 2: 0; 2011 Qtr 3: 0; 2011 Qtr 4: 0 | 1
0 | 253144-Commercial Condensor Coil Cleaning (all units - savings at 50% of DEER) Com All CZ07 VintAll |  | System | Commercial | 01-ALC-AllCommercial-Cooling | 0 |  |  |  |  | 10 | 0 | 10.7143 | 0 | 0 | -0.71429 | 60 |  | kWh | 0.047 | 0 | Commercial | [7 empty] | 3 | 0.85 |  |  |  | 0 | 7 | 0 | 0 | 0 | 0 | 0 | 0 | 0 | 0 | 0 | 0 | 2009 Qtr 1: 0; 2009 Qtr 2: 0; 2009 Qtr 3: 0; 2009 Qtr 4: 7; 2010 Qtr 1: 0; 2010 Qtr 2: 0; 2010 Qtr 3: 0; 2010 Qtr 4: 0; 2011 Qtr 1: 0; 2011 Qtr 2: 0; 2011 Qtr 3: 0; 2011 Qtr 4: 0 | 7
0 | 253141-Commercial HVAC Diagnostic/Tune-up Com All CZ07 VintAll |  | System | Commercial | 01-ALC-AllCommercial-Cooling | 0 |  |  |  |  | 45.3009 | 0 | 69.125 | 0 | 0 | -23.8241 | 196 |  | kWh | 0.15 | 0 | Commercial | [7 empty] | 10 | 0.85 |  |  |  | 0 | 3 | 0 | 0 | 0 | 0 | 0 | 0 | 0 | 0 | 0 | 0 | 2009 Qtr 1: 0; 2009 Qtr 2: 0; 2009 Qtr 3: 0; 2009 Qtr 4: 3; 2010 Qtr 1: 0; 2010 Qtr 2: 0; 2010 Qtr 3: 0; 2010 Qtr 4: 0; 2011 Qtr 1: 0; 2011 Qtr 2: 0; 2011 Qtr 3: 0; 2011 Qtr 4: 0 | 3
0 | 253144-Commercial Condensor Coil Cleaning (all units - savings at 50% of DEER) Com All CZ07 VintAll |  | System | Commercial | 01-ALC-AllCommercial-Cooling | 0 |  |  |  |  | 10 | 0 | 12.5 | 0 | 0 | -2.5 | 60 |  | kWh | 0.047 | 0 | Commercial | [7 empty] | 3 | 0.85 |  |  |  | 0 | 3 | 0 | 0 | 0 | 0 | 0 | 0 | 0 | 0 | 0 | 0 | 2009 Qtr 1: 0; 2009 Qtr 2: 0; 2009 Qtr 3: 0; 2009 Qtr 4: 3; 2010 Qtr 1: 0; 2010 Qtr 2: 0; 2010 Qtr 3: 0; 2010 Qtr 4: 0; 2011 Qtr 1: 0; 2011 Qtr 2: 0; 2011 Qtr 3: 0; 2011 Qtr 4: 0 | 3
0 | 253141-Commercial HVAC Diagnostic/Tune-up Com All CZ07 VintAll |  | System | Commercial | 01-ALC-AllCommercial-Cooling | 0 |  |  |  |  | 45.3009 | 0 | 69.125 | 0 | 0 | -23.8241 | 196 |  | kWh | 0.15 | 0 | Commercial | [7 empty] | 10 | 0.85 |  |  |  | 0 | 3 | 0 | 0 | 0 | 0 | 0 | 0 | 0 | 0 | 0 | 0 | 2009 Qtr 1: 0; 2009 Qtr 2: 0; 2009 Qtr 3: 0; 2009 Qtr 4: 3; 2010 Qtr 1: 0; 2010 Qtr 2: 0; 2010 Qtr 3: 0; 2010 Qtr 4: 0; 2011 Qtr 1: 0; 2011 Qtr 2: 0; 2011 Qtr 3: 0; 2011 Qtr 4: 0 | 3
0 | 253144-Commercial Condensor Coil Cleaning (all units - savings at 50% of DEER) Com All CZ07 VintAll |  | System | Commercial | 01-ALC-AllCommercial-Cooling | 0 |  |  |  |  | 10 | 0 | 12.5 | 0 | 0 | -2.5 | 60 |  | kWh | 0.047 | 0 | Commercial | [7 empty] | 3 | 0.85 |  |  |  | 0 | 3 | 0 | 0 | 0 | 0 | 0 | 0 | 0 | 0 | 0 | 0 | 2009 Qtr 1: 0; 2009 Qtr 2: 0; 2009 Qtr 3: 0; 2009 Qtr 4: 3; 2010 Qtr 1: 0; 2010 Qtr 2: 0; 2010 Qtr 3: 0; 2010 Qtr 4: 0; 2011 Qtr 1: 0; 2011 Qtr 2: 0; 2011 Qtr 3: 0; 2011 Qtr 4: 0 | 3
0 | 253141-Commercial HVAC Diagnostic/Tune-up Com All CZ07 VintAll |  | System | Commercial | 01-ALC-AllCommercial-Cooling | 0 |  |  |  |  | 45.3009 | 0 | 55.3 | 0 | 0 | -9.9991 | 196 |  | kWh | 0.15 | 0 | Commercial | [7 empty] | 10 | 0.85 |  |  |  | 0 | 5 | 0 | 0 | 0 | 0 | 0 | 0 | 0 | 0 | 0 | 0 | 2009 Qtr 1: 0; 2009 Qtr 2: 0; 2009 Qtr 3: 0; 2009 Qtr 4: 5; 2010 Qtr 1: 0; 2010 Qtr 2: 0; 2010 Qtr 3: 0; 2010 Qtr 4: 0; 2011 Qtr 1: 0; 2011 Qtr 2: 0; 2011 Qtr 3: 0; 2011 Qtr 4: 0 | 5
0 | 253144-Commercial Condensor Coil Cleaning (all units - savings at 50% of DEER) Com All CZ07 VintAll |  | System | Commercial | 01-ALC-AllCommercial-Cooling | 0 |  |  |  |  | 10 | 0 | 10 | 0 | 0 | 0 | 60 |  | kWh | 0.047 | 0 | Commercial | [7 empty] | 3 | 0.85 |  |  |  | 0 | 5 | 0 | 0 | 0 | 0 | 0 | 0 | 0 | 0 | 0 | 0 | 2009 Qtr 1: 0; 2009 Qtr 2: 0; 2009 Qtr 3: 0; 2009 Qtr 4: 5; 2010 Qtr 1: 0; 2010 Qtr 2: 0; 2010 Qtr 3: 0; 2010 Qtr 4: 0; 2011 Qtr 1: 0; 2011 Qtr 2: 0; 2011 Qtr 3: 0; 2011 Qtr 4: 0 | 5
0 | 253141-Commercial HVAC Diagnostic/Tune-up Com All CZ07 VintAll |  | System | Commercial | 01-ALC-AllCommercial-Cooling | 0 |  |  |  |  | 45.3009 | 0 | 64.5167 | 0 | 0 | -19.2158 | 196 |  | kWh | 0.15 | 0 | Commercial | [7 empty] | 10 | 0.85 |  |  |  | 0 | 3 | 0 | 0 | 0 | 0 | 0 | 0 | 0 | 0 | 0 | 0 | 2009 Qtr 1: 0; 2009 Qtr 2: 0; 2009 Qtr 3: 0; 2009 Qtr 4: 3; 2010 Qtr 1: 0; 2010 Qtr 2: 0; 2010 Qtr 3: 0; 2010 Qtr 4: 0; 2011 Qtr 1: 0; 2011 Qtr 2: 0; 2011 Qtr 3: 0; 2011 Qtr 4: 0 | 3
0 | 253141-Commercial HVAC Diagnostic/Tune-up Com All CZ07 VintAll |  | System | Commercial | 01-ALC-AllCommercial-Cooling | 0 |  |  |  |  | 45.3009 | 0 | 55.3 | 0 | 0 | -9.9991 | 196 |  | kWh | 0.15 | 0 | Commercial | [7 empty] | 10 | 0.85 |  |  |  | 0 | 3 | 0 | 0 | 0 | 0 | 0 | 0 | 0 | 0 | 0 | 0 | 2009 Qtr 1: 0; 2009 Qtr 2: 0; 2009 Qtr 3: 0; 2009 Qtr 4: 3; 2010 Qtr 1: 0; 2010 Qtr 2: 0; 2010 Qtr 3: 0; 2010 Qtr 4: 0; 2011 Qtr 1: 0; 2011 Qtr 2: 0; 2011 Qtr 3: 0; 2011 Qtr 4: 0 | 3
0 | 253144-Commercial Condensor Coil Cleaning (all units - savings at 50% of DEER) Com All CZ07 VintAll |  | System | Commercial | 01-ALC-AllCommercial-Cooling | 0 |  |  |  |  | 10 | 0 | 10 | 0 | 0 | 0 | 60 |  | kWh | 0.047 | 0 | Commercial | [7 empty] | 3 | 0.85 |  |  |  | 0 | 3 | 0 | 0 | 0 | 0 | 0 | 0 | 0 | 0 | 0 | 0 | 2009 Qtr 1: 0; 2009 Qtr 2: 0; 2009 Qtr 3: 0; 2009 Qtr 4: 3; 2010 Qtr 1: 0; 2010 Qtr 2: 0; 2010 Qtr 3: 0; 2010 Qtr 4: 0; 2011 Qtr 1: 0; 2011 Qtr 2: 0; 2011 Qtr 3: 0; 2011 Qtr 4: 0 | 3
0 | 253141-Commercial HVAC Diagnostic/Tune-up Com All CZ07 VintAll |  | System | Commercial | 01-ALC-AllCommercial-Cooling | 0 |  |  |  |  | 45.3009 | 0 | 64.5167 | 0 | 0 | -19.2158 | 196 |  | kWh | 0.15 | 0 | Commercial | [7 empty] | 10 | 0.85 |  |  |  | 0 | 3 | 0 | 0 | 0 | 0 | 0 | 0 | 0 | 0 | 0 | 0 | 2009 Qtr 1: 0; 2009 Qtr 2: 0; 2009 Qtr 3: 0; 2009 Qtr 4: 3; 2010 Qtr 1: 0; 2010 Qtr 2: 0; 2010 Qtr 3: 0; 2010 Qtr 4: 0; 2011 Qtr 1: 0; 2011 Qtr 2: 0; 2011 Qtr 3: 0; 2011 Qtr 4: 0 | 3
0 | 253144-Commercial Condensor Coil Cleaning (all units - savings at 50% of DEER) Com All CZ07 VintAll |  | System | Commercial | 01-ALC-AllCommercial-Cooling | 0 |  |  |  |  | 10 | 0 | 11.6667 | 0 | 0 | -1.6667 | 60 |  | kWh | 0.047 | 0 | Commercial | [7 empty] | 3 | 0.85 |  |  |  | 0 | 3 | 0 | 0 | 0 | 0 | 0 | 0 | 0 | 0 | 0 | 0 | 2009 Qtr 1: 0; 2009 Qtr 2: 0; 2009 Qtr 3: 0; 2009 Qtr 4: 3; 2010 Qtr 1: 0; 2010 Qtr 2: 0; 2010 Qtr 3: 0; 2010 Qtr 4: 0; 2011 Qtr 1: 0; 2011 Qtr 2: 0; 2011 Qtr 3: 0; 2011 Qtr 4: 0 | 3
0 | 253141-Commercial HVAC Diagnostic/Tune-up Com All CZ07 VintAll |  | System | Commercial | 01-ALC-AllCommercial-Cooling | 0 |  |  |  |  | 45.3009 | 0 | 59.25 | 0 | 0 | -13.9491 | 196 |  | kWh | 0.15 | 0 | Commercial | [7 empty] | 10 | 0.85 |  |  |  | 0 | 7 | 0 | 0 | 0 | 0 | 0 | 0 | 0 | 0 | 0 | 0 | 2009 Qtr 1: 0; 2009 Qtr 2: 0; 2009 Qtr 3: 0; 2009 Qtr 4: 7; 2010 Qtr 1: 0; 2010 Qtr 2: 0; 2010 Qtr 3: 0; 2010 Qtr 4: 0; 2011 Qtr 1: 0; 2011 Qtr 2: 0; 2011 Qtr 3: 0; 2011 Qtr 4: 0 | 7
0 | 253144-Commercial Condensor Coil Cleaning (all units - savings at 50% of DEER) Com All CZ07 VintAll |  | System | Commercial | 01-ALC-AllCommercial-Cooling | 0 |  |  |  |  | 10 | 0 | 10.7143 | 0 | 0 | -0.71429 | 60 |  | kWh | 0.047 | 0 | Commercial | [7 empty] | 3 | 0.85 |  |  |  | 0 | 7 | 0 | 0 | 0 | 0 | 0 | 0 | 0 | 0 | 0 | 0 | 2009 Qtr 1: 0; 2009 Qtr 2: 0; 2009 Qtr 3: 0; 2009 Qtr 4: 7; 2010 Qtr 1: 0; 2010 Qtr 2: 0; 2010 Qtr 3: 0; 2010 Qtr 4: 0; 2011 Qtr 1: 0; 2011 Qtr 2: 0; 2011 Qtr 3: 0; 2011 Qtr 4: 0 | 7
0 | 253141-Commercial HVAC Diagnostic/Tune-up Com All CZ07 VintAll |  | System | Commercial | 01-ALC-AllCommercial-Cooling | 0 |  |  |  |  | 45.3009 | 0 | 64.5167 | 0 | 0 | -19.2158 | 196 |  | kWh | 0.15 | 0 | Commercial | [7 empty] | 10 | 0.85 |  |  |  | 0 | 3 | 0 | 0 | 0 | 0 | 0 | 0 | 0 | 0 | 0 | 0 | 2009 Qtr 1: 0; 2009 Qtr 2: 0; 2009 Qtr 3: 0; 2009 Qtr 4: 3; 2010 Qtr 1: 0; 2010 Qtr 2: 0; 2010 Qtr 3: 0; 2010 Qtr 4: 0; 2011 Qtr 1: 0; 2011 Qtr 2: 0; 2011 Qtr 3: 0; 2011 Qtr 4: 0 | 3
0 | 253144-Commercial Condensor Coil Cleaning (all units - savings at 50% of DEER) Com All CZ07 VintAll |  | System | Commercial | 01-ALC-AllCommercial-Cooling | 0 |  |  |  |  | 10 | 0 | 11.6667 | 0 | 0 | -1.6667 | 60 |  | kWh | 0.047 | 0 | Commercial | [7 empty] | 3 | 0.85 |  |  |  | 0 | 3 | 0 | 0 | 0 | 0 | 0 | 0 | 0 | 0 | 0 | 0 | 2009 Qtr 1: 0; 2009 Qtr 2: 0; 2009 Qtr 3: 0; 2009 Qtr 4: 3; 2010 Qtr 1: 0; 2010 Qtr 2: 0; 2010 Qtr 3: 0; 2010 Qtr 4: 0; 2011 Qtr 1: 0; 2011 Qtr 2: 0; 2011 Qtr 3: 0; 2011 Qtr 4: 0 | 3
0 | 253141-Commercial HVAC Diagnostic/Tune-up Com All CZ07 VintAll |  | System | Commercial | 01-ALC-AllCommercial-Cooling | 0 |  |  |  |  | 45.3009 | 0 | 69.125 | 0 | 0 | -23.8241 | 196 |  | kWh | 0.15 | 0 | Commercial | [7 empty] | 10 | 0.85 |  |  |  | 0 | 2 | 0 | 0 | 0 | 0 | 0 | 0 | 0 | 0 | 0 | 0 | 2009 Qtr 1: 0; 2009 Qtr 2: 0; 2009 Qtr 3: 0; 2009 Qtr 4: 2; 2010 Qtr 1: 0; 2010 Qtr 2: 0; 2010 Qtr 3: 0; 2010 Qtr 4: 0; 2011 Qtr 1: 0; 2011 Qtr 2: 0; 2011 Qtr 3: 0; 2011 Qtr 4: 0 | 2
0 | 253144-Commercial Condensor Coil Cleaning (all units - savings at 50% of DEER) Com All CZ07 VintAll |  | System | Commercial | 01-ALC-AllCommercial-Cooling | 0 |  |  |  |  | 10 | 0 | 12.5 | 0 | 0 | -2.5 | 60 |  | kWh | 0.047 | 0 | Commercial | [7 empty] | 3 | 0.85 |  |  |  | 0 | 2 | 0 | 0 | 0 | 0 | 0 | 0 | 0 | 0 | 0 | 0 | 2009 Qtr 1: 0; 2009 Qtr 2: 0; 2009 Qtr 3: 0; 2009 Qtr 4: 2; 2010 Qtr 1: 0; 2010 Qtr 2: 0; 2010 Qtr 3: 0; 2010 Qtr 4: 0; 2011 Qtr 1: 0; 2011 Qtr 2: 0; 2011 Qtr 3: 0; 2011 Qtr 4: 0 | 2
0 | 253141-Commercial HVAC Diagnostic/Tune-up Com All CZ07 VintAll |  | System | Commercial | 01-ALC-AllCommercial-Cooling | 0 |  |  |  |  | 45.3009 | 0 | 55.3 | 0 | 0 | -9.9991 | 196 |  | kWh | 0.15 | 0 | Commercial | [7 empty] | 10 | 0.85 |  |  |  | 0 | 2 | 0 | 0 | 0 | 0 | 0 | 0 | 0 | 0 | 0 | 0 | 2009 Qtr 1: 0; 2009 Qtr 2: 0; 2009 Qtr 3: 0; 2009 Qtr 4: 2; 2010 Qtr 1: 0; 2010 Qtr 2: 0; 2010 Qtr 3: 0; 2010 Qtr 4: 0; 2011 Qtr 1: 0; 2011 Qtr 2: 0; 2011 Qtr 3: 0; 2011 Qtr 4: 0 | 2
0 | 253144-Commercial Condensor Coil Cleaning (all units - savings at 50% of DEER) Com All CZ07 VintAll |  | System | Commercial | 01-ALC-AllCommercial-Cooling | 0 |  |  |  |  | 10 | 0 | 10 | 0 | 0 | 0 | 60 |  | kWh | 0.047 | 0 | Commercial | [7 empty] | 3 | 0.85 |  |  |  | 0 | 2 | 0 | 0 | 0 | 0 | 0 | 0 | 0 | 0 | 0 | 0 | 2009 Qtr 1: 0; 2009 Qtr 2: 0; 2009 Qtr 3: 0; 2009 Qtr 4: 2; 2010 Qtr 1: 0; 2010 Qtr 2: 0; 2010 Qtr 3: 0; 2010 Qtr 4: 0; 2011 Qtr 1: 0; 2011 Qtr 2: 0; 2011 Qtr 3: 0; 2011 Qtr 4: 0 | 2
0 | 253141-Commercial HVAC Diagnostic/Tune-up Com All CZ07 VintAll |  | System | Commercial | 01-ALC-AllCommercial-Cooling | 0 |  |  |  |  | 45.3009 | 0 | 55.3 | 0 | 0 | -9.9991 | 196 |  | kWh | 0.15 | 0 | Commercial | [7 empty] | 10 | 0.85 |  |  |  | 0 | 2 | 0 | 0 | 0 | 0 | 0 | 0 | 0 | 0 | 0 | 0 | 2009 Qtr 1: 0; 2009 Qtr 2: 0; 2009 Qtr 3: 0; 2009 Qtr 4: 2; 2010 Qtr 1: 0; 2010 Qtr 2: 0; 2010 Qtr 3: 0; 2010 Qtr 4: 0; 2011 Qtr 1: 0; 2011 Qtr 2: 0; 2011 Qtr 3: 0; 2011 Qtr 4: 0 | 2
0 | 253144-Commercial Condensor Coil Cleaning (all units - savings at 50% of DEER) Com All CZ07 VintAll |  | System | Commercial | 01-ALC-AllCommercial-Cooling | 0 |  |  |  |  | 10 | 0 | 10 | 0 | 0 | 0 | 60 |  | kWh | 0.047 | 0 | Commercial | [7 empty] | 3 | 0.85 |  |  |  | 0 | 2 | 0 | 0 | 0 | 0 | 0 | 0 | 0 | 0 | 0 | 0 | 2009 Qtr 1: 0; 2009 Qtr 2: 0; 2009 Qtr 3: 0; 2009 Qtr 4: 2; 2010 Qtr 1: 0; 2010 Qtr 2: 0; 2010 Qtr 3: 0; 2010 Qtr 4: 0; 2011 Qtr 1: 0; 2011 Qtr 2: 0; 2011 Qtr 3: 0; 2011 Qtr 4: 0 | 2
0 | 253141-Commercial HVAC Diagnostic/Tune-up Com All CZ07 VintAll |  | System | Commercial | 01-ALC-AllCommercial-Cooling | 0 |  |  |  |  | 45.3009 | 0 | 69.125 | 0 | 0 | -23.8241 | 196 |  | kWh | 0.15 | 0 | Commercial | [7 empty] | 10 | 0.85 |  |  |  | 0 | 2 | 0 | 0 | 0 | 0 | 0 | 0 | 0 | 0 | 0 | 0 | 2009 Qtr 1: 0; 2009 Qtr 2: 0; 2009 Qtr 3: 0; 2009 Qtr 4: 2; 2010 Qtr 1: 0; 2010 Qtr 2: 0; 2010 Qtr 3: 0; 2010 Qtr 4: 0; 2011 Qtr 1: 0; 2011 Qtr 2: 0; 2011 Qtr 3: 0; 2011 Qtr 4: 0 | 2
0 | 253144-Commercial Condensor Coil Cleaning (all units - savings at 50% of DEER) Com All CZ07 VintAll |  | System | Commercial | 01-ALC-AllCommercial-Cooling | 0 |  |  |  |  | 10 | 0 | 12.5 | 0 | 0 | -2.5 | 60 |  | kWh | 0.047 | 0 | Commercial | [7 empty] | 3 | 0.85 |  |  |  | 0 | 2 | 0 | 0 | 0 | 0 | 0 | 0 | 0 | 0 | 0 | 0 | 2009 Qtr 1: 0; 2009 Qtr 2: 0; 2009 Qtr 3: 0; 2009 Qtr 4: 2; 2010 Qtr 1: 0; 2010 Qtr 2: 0; 2010 Qtr 3: 0; 2010 Qtr 4: 0; 2011 Qtr 1: 0; 2011 Qtr 2: 0; 2011 Qtr 3: 0; 2011 Qtr 4: 0 | 2
0 | 253141-Commercial HVAC Diagnostic/Tune-up Com All CZ07 VintAll |  | System | Commercial | 01-ALC-AllCommercial-Cooling | 0 |  |  |  |  | 45.3009 | 0 | 69.125 | 0 | 0 | -23.8241 | 196 |  | kWh | 0.15 | 0 | Commercial | [7 empty] | 10 | 0.85 |  |  |  | 0 | 2 | 0 | 0 | 0 | 0 | 0 | 0 | 0 | 0 | 0 | 0 | 2009 Qtr 1: 0; 2009 Qtr 2: 0; 2009 Qtr 3: 0; 2009 Qtr 4: 2; 2010 Qtr 1: 0; 2010 Qtr 2: 0; 2010 Qtr 3: 0; 2010 Qtr 4: 0; 2011 Qtr 1: 0; 2011 Qtr 2: 0; 2011 Qtr 3: 0; 2011 Qtr 4: 0 | 2
0 | 253144-Commercial Condensor Coil Cleaning (all units - savings at 50% of DEER) Com All CZ07 VintAll |  | System | Commercial | 01-ALC-AllCommercial-Cooling | 0 |  |  |  |  | 10 | 0 | 12.5 | 0 | 0 | -2.5 | 60 |  | kWh | 0.047 | 0 | Commercial | [7 empty] | 3 | 0.85 |  |  |  | 0 | 2 | 0 | 0 | 0 | 0 | 0 | 0 | 0 | 0 | 0 | 0 | 2009 Qtr 1: 0; 2009 Qtr 2: 0; 2009 Qtr 3: 0; 2009 Qtr 4: 2; 2010 Qtr 1: 0; 2010 Qtr 2: 0; 2010 Qtr 3: 0; 2010 Qtr 4: 0; 2011 Qtr 1: 0; 2011 Qtr 2: 0; 2011 Qtr 3: 0; 2011 Qtr 4: 0 | 2
0 | 253141-Commercial HVAC Diagnostic/Tune-up Com All CZ07 VintAll |  | System | Commercial | 01-ALC-AllCommercial-Cooling | 0 |  |  |  |  | 45.3009 | 0 | 59.25 | 0 | 0 | -13.9491 | 196 |  | kWh | 0.15 | 0 | Commercial | [7 empty] | 10 | 0.85 |  |  |  | 0 | 7 | 0 | 0 | 0 | 0 | 0 | 0 | 0 | 0 | 0 | 0 | 2009 Qtr 1: 0; 2009 Qtr 2: 0; 2009 Qtr 3: 0; 2009 Qtr 4: 7; 2010 Qtr 1: 0; 2010 Qtr 2: 0; 2010 Qtr 3: 0; 2010 Qtr 4: 0; 2011 Qtr 1: 0; 2011 Qtr 2: 0; 2011 Qtr 3: 0; 2011 Qtr 4: 0 | 7
0 | 253144-Commercial Condensor Coil Cleaning (all units - savings at 50% of DEER) Com All CZ07 VintAll |  | System | Commercial | 01-ALC-AllCommercial-Cooling | 0 |  |  |  |  | 10 | 0 | 12.5 | 0 | 0 | -2.5 | 60 |  | kWh | 0.047 | 0 | Commercial | [7 empty] | 3 | 0.85 |  |  |  | 0 | 2 | 0 | 0 | 0 | 0 | 0 | 0 | 0 | 0 | 0 | 0 | 2009 Qtr 1: 0; 2009 Qtr 2: 0; 2009 Qtr 3: 0; 2009 Qtr 4: 2; 2010 Qtr 1: 0; 2010 Qtr 2: 0; 2010 Qtr 3: 0; 2010 Qtr 4: 0; 2011 Qtr 1: 0; 2011 Qtr 2: 0; 2011 Qtr 3: 0; 2011 Qtr 4: 0 | 2
0 | 253141-Commercial HVAC Diagnostic/Tune-up Com All CZ07 VintAll |  | System | Commercial | 01-ALC-AllCommercial-Cooling | 0 |  |  |  |  | 45.3009 | 0 | 69.125 | 0 | 0 | -23.8241 | 196 |  | kWh | 0.15 | 0 | Commercial | [7 empty] | 10 | 0.85 |  |  |  | 0 | 2 | 0 | 0 | 0 | 0 | 0 | 0 | 0 | 0 | 0 | 0 | 2009 Qtr 1: 0; 2009 Qtr 2: 0; 2009 Qtr 3: 0; 2009 Qtr 4: 2; 2010 Qtr 1: 0; 2010 Qtr 2: 0; 2010 Qtr 3: 0; 2010 Qtr 4: 0; 2011 Qtr 1: 0; 2011 Qtr 2: 0; 2011 Qtr 3: 0; 2011 Qtr 4: 0 | 2
0 | 253144-Commercial Condensor Coil Cleaning (all units - savings at 50% of DEER) Com All CZ07 VintAll |  | System | Commercial | 01-ALC-AllCommercial-Cooling | 0 |  |  |  |  | 10 | 0 | 12.5 | 0 | 0 | -2.5 | 60 |  | kWh | 0.047 | 0 | Commercial | [7 empty] | 3 | 0.85 |  |  |  | 0 | 2 | 0 | 0 | 0 | 0 | 0 | 0 | 0 | 0 | 0 | 0 | 2009 Qtr 1: 0; 2009 Qtr 2: 0; 2009 Qtr 3: 0; 2009 Qtr 4: 2; 2010 Qtr 1: 0; 2010 Qtr 2: 0; 2010 Qtr 3: 0; 2010 Qtr 4: 0; 2011 Qtr 1: 0; 2011 Qtr 2: 0; 2011 Qtr 3: 0; 2011 Qtr 4: 0 | 2
0 | 253141-Commercial HVAC Diagnostic/Tune-up Com All CZ07 VintAll |  | System | Commercial | 01-ALC-AllCommercial-Cooling | 0 |  |  |  |  | 45.3009 | 0 | 55.3 | 0 | 0 | -9.9991 | 196 |  | kWh | 0.15 | 0 | Commercial | [7 empty] | 10 | 0.85 |  |  |  | 0 | 6 | 0 | 0 | 0 | 0 | 0 | 0 | 0 | 0 | 0 | 0 | 2009 Qtr 1: 0; 2009 Qtr 2: 0; 2009 Qtr 3: 0; 2009 Qtr 4: 6; 2010 Qtr 1: 0; 2010 Qtr 2: 0; 2010 Qtr 3: 0; 2010 Qtr 4: 0; 2011 Qtr 1: 0; 2011 Qtr 2: 0; 2011 Qtr 3: 0; 2011 Qtr 4: 0 | 6
0 | 253144-Commercial Condensor Coil Cleaning (all units - savings at 50% of DEER) Com All CZ07 VintAll |  | System | Commercial | 01-ALC-AllCommercial-Cooling | 0 |  |  |  |  | 10 | 0 | 10 | 0 | 0 | 0 | 60 |  | kWh | 0.047 | 0 | Commercial | [7 empty] | 3 | 0.85 |  |  |  | 0 | 6 | 0 | 0 | 0 | 0 | 0 | 0 | 0 | 0 | 0 | 0 | 2009 Qtr 1: 0; 2009 Qtr 2: 0; 2009 Qtr 3: 0; 2009 Qtr 4: 6; 2010 Qtr 1: 0; 2010 Qtr 2: 0; 2010 Qtr 3: 0; 2010 Qtr 4: 0; 2011 Qtr 1: 0; 2011 Qtr 2: 0; 2011 Qtr 3: 0; 2011 Qtr 4: 0 | 6
0 | 253141-Commercial HVAC Diagnostic/Tune-up Com All CZ07 VintAll |  | System | Commercial | 01-ALC-AllCommercial-Cooling | 0 |  |  |  |  | 45.3009 | 0 | 55.3 | 0 | 0 | -9.9991 | 196 |  | kWh | 0.15 | 0 | Commercial | [7 empty] | 10 | 0.85 |  |  |  | 0 | 4 | 0 | 0 | 0 | 0 | 0 | 0 | 0 | 0 | 0 | 0 | 2009 Qtr 1: 0; 2009 Qtr 2: 0; 2009 Qtr 3: 0; 2009 Qtr 4: 4; 2010 Qtr 1: 0; 2010 Qtr 2: 0; 2010 Qtr 3: 0; 2010 Qtr 4: 0; 2011 Qtr 1: 0; 2011 Qtr 2: 0; 2011 Qtr 3: 0; 2011 Qtr 4: 0 | 4
0 | 253144-Commercial Condensor Coil Cleaning (all units - savings at 50% of DEER) Com All CZ07 VintAll |  | System | Commercial | 01-ALC-AllCommercial-Cooling | 0 |  |  |  |  | 10 | 0 | 10 | 0 | 0 | 0 | 60 |  | kWh | 0.047 | 0 | Commercial | [7 empty] | 3 | 0.85 |  |  |  | 0 | 4 | 0 | 0 | 0 | 0 | 0 | 0 | 0 | 0 | 0 | 0 | 2009 Qtr 1: 0; 2009 Qtr 2: 0; 2009 Qtr 3: 0; 2009 Qtr 4: 4; 2010 Qtr 1: 0; 2010 Qtr 2: 0; 2010 Qtr 3: 0; 2010 Qtr 4: 0; 2011 Qtr 1: 0; 2011 Qtr 2: 0; 2011 Qtr 3: 0; 2011 Qtr 4: 0 | 4
0 | 253144-Commercial Condensor Coil Cleaning (all units - savings at 50% of DEER) Com All CZ07 VintAll |  | System | Commercial | 01-ALC-AllCommercial-Cooling | 0 |  |  |  |  | 10 | 0 | 10.7143 | 0 | 0 | -0.71429 | 60 |  | kWh | 0.047 | 0 | Commercial | [7 empty] | 3 | 0.85 |  |  |  | 0 | 7 | 0 | 0 | 0 | 0 | 0 | 0 | 0 | 0 | 0 | 0 | 2009 Qtr 1: 0; 2009 Qtr 2: 0; 2009 Qtr 3: 0; 2009 Qtr 4: 7; 2010 Qtr 1: 0; 2010 Qtr 2: 0; 2010 Qtr 3: 0; 2010 Qtr 4: 0; 2011 Qtr 1: 0; 2011 Qtr 2: 0; 2011 Qtr 3: 0; 2011 Qtr 4: 0 | 7
0 | 253141-Commercial HVAC Diagnostic/Tune-up Com All CZ07 VintAll |  | System | Commercial | 01-ALC-AllCommercial-Cooling | 0 |  |  |  |  | 45.3009 | 0 | 59.25 | 0 | 0 | -13.9491 | 196 |  | kWh | 0.15 | 0 | Commercial | [7 empty] | 10 | 0.85 |  |  |  | 0 | 7 | 0 | 0 | 0 | 0 | 0 | 0 | 0 | 0 | 0 | 0 | 2009 Qtr 1: 0; 2009 Qtr 2: 0; 2009 Qtr 3: 0; 2009 Qtr 4: 7; 2010 Qtr 1: 0; 2010 Qtr 2: 0; 2010 Qtr 3: 0; 2010 Qtr 4: 0; 2011 Qtr 1: 0; 2011 Qtr 2: 0; 2011 Qtr 3: 0; 2011 Qtr 4: 0 | 7
0 | 253144-Commercial Condensor Coil Cleaning (all units - savings at 50% of DEER) Com All CZ07 VintAll |  | System | Commercial | 01-ALC-AllCommercial-Cooling | 0 |  |  |  |  | 10 | 0 | 10.7143 | 0 | 0 | -0.71429 | 60 |  | kWh | 0.047 | 0 | Commercial | [7 empty] | 3 | 0.85 |  |  |  | 0 | 7 | 0 | 0 | 0 | 0 | 0 | 0 | 0 | 0 | 0 | 0 | 2009 Qtr 1: 0; 2009 Qtr 2: 0; 2009 Qtr 3: 0; 2009 Qtr 4: 7; 2010 Qtr 1: 0; 2010 Qtr 2: 0; 2010 Qtr 3: 0; 2010 Qtr 4: 0; 2011 Qtr 1: 0; 2011 Qtr 2: 0; 2011 Qtr 3: 0; 2011 Qtr 4: 0 | 7
0 | 253141-Commercial HVAC Diagnostic/Tune-up Com All CZ07 VintAll |  | System | Commercial | 01-ALC-AllCommercial-Cooling | 0 |  |  |  |  | 45.3009 | 0 | 69.125 | 0 | 0 | -23.8241 | 196 |  | kWh | 0.15 | 0 | Commercial | [7 empty] | 10 | 0.85 |  |  |  | 0 | 2 | 0 | 0 | 0 | 0 | 0 | 0 | 0 | 0 | 0 | 0 | 2009 Qtr 1: 0; 2009 Qtr 2: 0; 2009 Qtr 3: 0; 2009 Qtr 4: 2; 2010 Qtr 1: 0; 2010 Qtr 2: 0; 2010 Qtr 3: 0; 2010 Qtr 4: 0; 2011 Qtr 1: 0; 2011 Qtr 2: 0; 2011 Qtr 3: 0; 2011 Qtr 4: 0 | 2
0 | 253144-Commercial Condensor Coil Cleaning (all units - savings at 50% of DEER) Com All CZ07 VintAll |  | System | Commercial | 01-ALC-AllCommercial-Cooling | 0 |  |  |  |  | 10 | 0 | 12.5 | 0 | 0 | -2.5 | 60 |  | kWh | 0.047 | 0 | Commercial | [7 empty] | 3 | 0.85 |  |  |  | 0 | 2 | 0 | 0 | 0 | 0 | 0 | 0 | 0 | 0 | 0 | 0 | 2009 Qtr 1: 0; 2009 Qtr 2: 0; 2009 Qtr 3: 0; 2009 Qtr 4: 2; 2010 Qtr 1: 0; 2010 Qtr 2: 0; 2010 Qtr 3: 0; 2010 Qtr 4: 0; 2011 Qtr 1: 0; 2011 Qtr 2: 0; 2011 Qtr 3: 0; 2011 Qtr 4: 0 | 2
0 | 253141-Commercial HVAC Diagnostic/Tune-up Com All CZ07 VintAll |  | System | Commercial | 01-ALC-AllCommercial-Cooling | 0 |  |  |  |  | 45.3009 | 0 | 64.5167 | 0 | 0 | -19.2158 | 196 |  | kWh | 0.15 | 0 | Commercial | [7 empty] | 10 | 0.85 |  |  |  | 0 | 3 | 0 | 0 | 0 | 0 | 0 | 0 | 0 | 0 | 0 | 0 | 2009 Qtr 1: 0; 2009 Qtr 2: 0; 2009 Qtr 3: 0; 2009 Qtr 4: 3; 2010 Qtr 1: 0; 2010 Qtr 2: 0; 2010 Qtr 3: 0; 2010 Qtr 4: 0; 2011 Qtr 1: 0; 2011 Qtr 2: 0; 2011 Qtr 3: 0; 2011 Qtr 4: 0 | 3
0 | 253144-Commercial Condensor Coil Cleaning (all units - savings at 50% of DEER) Com All CZ07 VintAll |  | System | Commercial | 01-ALC-AllCommercial-Cooling | 0 |  |  |  |  | 10 | 0 | 11.6667 | 0 | 0 | -1.6667 | 60 |  | kWh | 0.047 | 0 | Commercial | [7 empty] | 3 | 0.85 |  |  |  | 0 | 3 | 0 | 0 | 0 | 0 | 0 | 0 | 0 | 0 | 0 | 0 | 2009 Qtr 1: 0; 2009 Qtr 2: 0; 2009 Qtr 3: 0; 2009 Qtr 4: 3; 2010 Qtr 1: 0; 2010 Qtr 2: 0; 2010 Qtr 3: 0; 2010 Qtr 4: 0; 2011 Qtr 1: 0; 2011 Qtr 2: 0; 2011 Qtr 3: 0; 2011 Qtr 4: 0 | 3
0 | 253141-Commercial HVAC Diagnostic/Tune-up Com All CZ07 VintAll |  | System | Commercial | 01-ALC-AllCommercial-Cooling | 0 |  |  |  |  | 45.3009 | 0 | 69.125 | 0 | 0 | -23.8241 | 196 |  | kWh | 0.15 | 0 | Commercial | [7 empty] | 10 | 0.85 |  |  |  | 0 | 2 | 0 | 0 | 0 | 0 | 0 | 0 | 0 | 0 | 0 | 0 | 2009 Qtr 1: 0; 2009 Qtr 2: 0; 2009 Qtr 3: 0; 2009 Qtr 4: 2; 2010 Qtr 1: 0; 2010 Qtr 2: 0; 2010 Qtr 3: 0; 2010 Qtr 4: 0; 2011 Qtr 1: 0; 2011 Qtr 2: 0; 2011 Qtr 3: 0; 2011 Qtr 4: 0 | 2
0 | 253142-Commercial HVAC Diagnostic/Tune-up Com All CZ10 VintAll |  | System | Commercial | 01-ALC-AllCommercial-Cooling | 0 |  |  |  |  | 45.3009 | 0 | 69.125 | 0 | 0 | -23.8241 | 214 |  | kWh | 0.15 | 0 | Commercial | [7 empty] | 10 | 0.85 |  |  |  | 0 | 2 | 0 | 0 | 0 | 0 | 0 | 0 | 0 | 0 | 0 | 0 | 2009 Qtr 1: 2; 2009 Qtr 2: 0; 2009 Qtr 3: 0; 2009 Qtr 4: 0; 2010 Qtr 1: 0; 2010 Qtr 2: 0; 2010 Qtr 3: 0; 2010 Qtr 4: 0; 2011 Qtr 1: 0; 2011 Qtr 2: 0; 2011 Qtr 3: 0; 2011 Qtr 4: 0 | 2
0 | 253142-Commercial HVAC Diagnostic/Tune-up Com All CZ10 VintAll |  | System | Commercial | 01-ALC-AllCommercial-Cooling | 0 |  |  |  |  | 45.3009 | 0 | 82.95 | 0 | 0 | -37.6491 | 214 |  | kWh | 0.15 | 0 | Commercial | [7 empty] | 10 | 0.85 |  |  |  | 0 | 1 | 0 | 0 | 0 | 0 | 0 | 0 | 0 | 0 | 0 | 0 | 2009 Qtr 1: 1; 2009 Qtr 2: 0; 2009 Qtr 3: 0; 2009 Qtr 4: 0; 2010 Qtr 1: 0; 2010 Qtr 2: 0; 2010 Qtr 3: 0; 2010 Qtr 4: 0; 2011 Qtr 1: 0; 2011 Qtr 2: 0; 2011 Qtr 3: 0; 2011 Qtr 4: 0 | 1
0 | 253142-Commercial HVAC Diagnostic/Tune-up Com All CZ10 VintAll |  | System | Commercial | 01-ALC-AllCommercial-Cooling | 0 |  |  |  |  | 45.3009 | 0 | 55.3 | 0 | 0 | -9.9991 | 214 |  | kWh | 0.15 | 0 | Commercial | [7 empty] | 10 | 0.85 |  |  |  | 0 | 2 | 0 | 0 | 0 | 0 | 0 | 0 | 0 | 0 | 0 | 0 | 2009 Qtr 1: 2; 2009 Qtr 2: 0; 2009 Qtr 3: 0; 2009 Qtr 4: 0; 2010 Qtr 1: 0; 2010 Qtr 2: 0; 2010 Qtr 3: 0; 2010 Qtr 4: 0; 2011 Qtr 1: 0; 2011 Qtr 2: 0; 2011 Qtr 3: 0; 2011 Qtr 4: 0 | 2
0 | 253142-Commercial HVAC Diagnostic/Tune-up Com All CZ10 VintAll |  | System | Commercial | 01-ALC-AllCommercial-Cooling | 0 |  |  |  |  | 45.3009 | 0 | 55.3 | 0 | 0 | -9.9991 | 214 |  | kWh | 0.15 | 0 | Commercial | [7 empty] | 10 | 0.85 |  |  |  | 0 | 2 | 0 | 0 | 0 | 0 | 0 | 0 | 0 | 0 | 0 | 0 | 2009 Qtr 1: 2; 2009 Qtr 2: 0; 2009 Qtr 3: 0; 2009 Qtr 4: 0; 2010 Qtr 1: 0; 2010 Qtr 2: 0; 2010 Qtr 3: 0; 2010 Qtr 4: 0; 2011 Qtr 1: 0; 2011 Qtr 2: 0; 2011 Qtr 3: 0; 2011 Qtr 4: 0 | 2
0 | 253145-Commercial Condensor Coil Cleaning (all units - savings at 50% of DEER) Com All CZ10 VintAll |  | System | Commercial | 01-ALC-AllCommercial-Cooling | 0 |  |  |  |  | 10 | 0 | 10 | 0 | 0 | 0 | 74 |  | kWh | 0.0665 | 0 | Commercial | [7 empty] | 3 | 0.85 |  |  |  | 0 | 2 | 0 | 0 | 0 | 0 | 0 | 0 | 0 | 0 | 0 | 0 | 2009 Qtr 1: 2; 2009 Qtr 2: 0; 2009 Qtr 3: 0; 2009 Qtr 4: 0; 2010 Qtr 1: 0; 2010 Qtr 2: 0; 2010 Qtr 3: 0; 2010 Qtr 4: 0; 2011 Qtr 1: 0; 2011 Qtr 2: 0; 2011 Qtr 3: 0; 2011 Qtr 4: 0 | 2
0 | 253142-Commercial HVAC Diagnostic/Tune-up Com All CZ10 VintAll |  | System | Commercial | 01-ALC-AllCommercial-Cooling | 0 |  |  |  |  | 45.3009 | 0 | 55.3 | 0 | 0 | -9.9991 | 214 |  | kWh | 0.15 | 0 | Commercial | [7 empty] | 10 | 0.85 |  |  |  | 0 | 2 | 0 | 0 | 0 | 0 | 0 | 0 | 0 | 0 | 0 | 0 | 2009 Qtr 1: 2; 2009 Qtr 2: 0; 2009 Qtr 3: 0; 2009 Qtr 4: 0; 2010 Qtr 1: 0; 2010 Qtr 2: 0; 2010 Qtr 3: 0; 2010 Qtr 4: 0; 2011 Qtr 1: 0; 2011 Qtr 2: 0; 2011 Qtr 3: 0; 2011 Qtr 4: 0 | 2
0 | 253145-Commercial Condensor Coil Cleaning (all units - savings at 50% of DEER) Com All CZ10 VintAll |  | System | Commercial | 01-ALC-AllCommercial-Cooling | 0 |  |  |  |  | 10 | 0 | 10 | 0 | 0 | 0 | 74 |  | kWh | 0.0665 | 0 | Commercial | [7 empty] | 3 | 0.85 |  |  |  | 0 | 2 | 0 | 0 | 0 | 0 | 0 | 0 | 0 | 0 | 0 | 0 | 2009 Qtr 1: 2; 2009 Qtr 2: 0; 2009 Qtr 3: 0; 2009 Qtr 4: 0; 2010 Qtr 1: 0; 2010 Qtr 2: 0; 2010 Qtr 3: 0; 2010 Qtr 4: 0; 2011 Qtr 1: 0; 2011 Qtr 2: 0; 2011 Qtr 3: 0; 2011 Qtr 4: 0 | 2
0 | 253142-Commercial HVAC Diagnostic/Tune-up Com All CZ10 VintAll |  | System | Commercial | 01-ALC-AllCommercial-Cooling | 0 |  |  |  |  | 45.3009 | 0 | 55.3 | 0 | 0 | -9.9991 | 214 |  | kWh | 0.15 | 0 | Commercial | [7 empty] | 10 | 0.85 |  |  |  | 0 | 2 | 0 | 0 | 0 | 0 | 0 | 0 | 0 | 0 | 0 | 0 | 2009 Qtr 1: 2; 2009 Qtr 2: 0; 2009 Qtr 3: 0; 2009 Qtr 4: 0; 2010 Qtr 1: 0; 2010 Qtr 2: 0; 2010 Qtr 3: 0; 2010 Qtr 4: 0; 2011 Qtr 1: 0; 2011 Qtr 2: 0; 2011 Qtr 3: 0; 2011 Qtr 4: 0 | 2
0 | 253145-Commercial Condensor Coil Cleaning (all units - savings at 50% of DEER) Com All CZ10 VintAll |  | System | Commercial | 01-ALC-AllCommercial-Cooling | 0 |  |  |  |  | 10 | 0 | 10 | 0 | 0 | 0 | 74 |  | kWh | 0.0665 | 0 | Commercial | [7 empty] | 3 | 0.85 |  |  |  | 0 | 2 | 0 | 0 | 0 | 0 | 0 | 0 | 0 | 0 | 0 | 0 | 2009 Qtr 1: 2; 2009 Qtr 2: 0; 2009 Qtr 3: 0; 2009 Qtr 4: 0; 2010 Qtr 1: 0; 2010 Qtr 2: 0; 2010 Qtr 3: 0; 2010 Qtr 4: 0; 2011 Qtr 1: 0; 2011 Qtr 2: 0; 2011 Qtr 3: 0; 2011 Qtr 4: 0 | 2
0 | 253142-Commercial HVAC Diagnostic/Tune-up Com All CZ10 VintAll |  | System | Commercial | 01-ALC-AllCommercial-Cooling | 0 |  |  |  |  | 45.3009 | 0 | 55.3 | 0 | 0 | -9.9991 | 214 |  | kWh | 0.15 | 0 | Commercial | [7 empty] | 10 | 0.85 |  |  |  | 0 | 2 | 0 | 0 | 0 | 0 | 0 | 0 | 0 | 0 | 0 | 0 | 2009 Qtr 1: 2; 2009 Qtr 2: 0; 2009 Qtr 3: 0; 2009 Qtr 4: 0; 2010 Qtr 1: 0; 2010 Qtr 2: 0; 2010 Qtr 3: 0; 2010 Qtr 4: 0; 2011 Qtr 1: 0; 2011 Qtr 2: 0; 2011 Qtr 3: 0; 2011 Qtr 4: 0 | 2
0 | 253145-Commercial Condensor Coil Cleaning (all units - savings at 50% of DEER) Com All CZ10 VintAll |  | System | Commercial | 01-ALC-AllCommercial-Cooling | 0 |  |  |  |  | 10 | 0 | 10 | 0 | 0 | 0 | 74 |  | kWh | 0.0665 | 0 | Commercial | [7 empty] | 3 | 0.85 |  |  |  | 0 | 2 | 0 | 0 | 0 | 0 | 0 | 0 | 0 | 0 | 0 | 0 | 2009 Qtr 1: 2; 2009 Qtr 2: 0; 2009 Qtr 3: 0; 2009 Qtr 4: 0; 2010 Qtr 1: 0; 2010 Qtr 2: 0; 2010 Qtr 3: 0; 2010 Qtr 4: 0; 2011 Qtr 1: 0; 2011 Qtr 2: 0; 2011 Qtr 3: 0; 2011 Qtr 4: 0 | 2
0 | 253142-Commercial HVAC Diagnostic/Tune-up Com All CZ10 VintAll |  | System | Commercial | 01-ALC-AllCommercial-Cooling | 0 |  |  |  |  | 45.3009 | 0 | 55.3 | 0 | 0 | -9.9991 | 214 |  | kWh | 0.15 | 0 | Commercial | [7 empty] | 10 | 0.85 |  |  |  | 0 | 4 | 0 | 0 | 0 | 0 | 0 | 0 | 0 | 0 | 0 | 0 | 2009 Qtr 1: 4; 2009 Qtr 2: 0; 2009 Qtr 3: 0; 2009 Qtr 4: 0; 2010 Qtr 1: 0; 2010 Qtr 2: 0; 2010 Qtr 3: 0; 2010 Qtr 4: 0; 2011 Qtr 1: 0; 2011 Qtr 2: 0; 2011 Qtr 3: 0; 2011 Qtr 4: 0 | 4
0 | 253141-Commercial HVAC Diagnostic/Tune-up Com All CZ07 VintAll |  | System | Commercial | 01-ALC-AllCommercial-Cooling | 0 |  |  |  |  | 45.3009 | 0 | 55.3 | 0 | 0 | -9.9991 | 196 |  | kWh | 0.15 | 0 | Commercial | [7 empty] | 10 | 0.85 |  |  |  | 0 | 3 | 0 | 0 | 0 | 0 | 0 | 0 | 0 | 0 | 0 | 0 | 2009 Qtr 1: 3; 2009 Qtr 2: 0; 2009 Qtr 3: 0; 2009 Qtr 4: 0; 2010 Qtr 1: 0; 2010 Qtr 2: 0; 2010 Qtr 3: 0; 2010 Qtr 4: 0; 2011 Qtr 1: 0; 2011 Qtr 2: 0; 2011 Qtr 3: 0; 2011 Qtr 4: 0 | 3
0 | 253144-Commercial Condensor Coil Cleaning (all units - savings at 50% of DEER) Com All CZ07 VintAll |  | System | Commercial | 01-ALC-AllCommercial-Cooling | 0 |  |  |  |  | 10 | 0 | 10 | 0 | 0 | 0 | 60 |  | kWh | 0.047 | 0 | Commercial | [7 empty] | 3 | 0.85 |  |  |  | 0 | 2 | 0 | 0 | 0 | 0 | 0 | 0 | 0 | 0 | 0 | 0 | 2009 Qtr 1: 2; 2009 Qtr 2: 0; 2009 Qtr 3: 0; 2009 Qtr 4: 0; 2010 Qtr 1: 0; 2010 Qtr 2: 0; 2010 Qtr 3: 0; 2010 Qtr 4: 0; 2011 Qtr 1: 0; 2011 Qtr 2: 0; 2011 Qtr 3: 0; 2011 Qtr 4: 0 | 2
0 | 253142-Commercial HVAC Diagnostic/Tune-up Com All CZ10 VintAll |  | System | Commercial | 01-ALC-AllCommercial-Cooling | 0 |  |  |  |  | 45.3009 | 0 | 55.3 | 0 | 0 | -9.9991 | 214 |  | kWh | 0.15 | 0 | Commercial | [7 empty] | 10 | 0.85 |  |  |  | 0 | 4 | 0 | 0 | 0 | 0 | 0 | 0 | 0 | 0 | 0 | 0 | 2009 Qtr 1: 4; 2009 Qtr 2: 0; 2009 Qtr 3: 0; 2009 Qtr 4: 0; 2010 Qtr 1: 0; 2010 Qtr 2: 0; 2010 Qtr 3: 0; 2010 Qtr 4: 0; 2011 Qtr 1: 0; 2011 Qtr 2: 0; 2011 Qtr 3: 0; 2011 Qtr 4: 0 | 4
0 | 253142-Commercial HVAC Diagnostic/Tune-up Com All CZ10 VintAll |  | System | Commercial | 01-ALC-AllCommercial-Cooling | 0 |  |  |  |  | 45.3009 | 0 | 55.3 | 0 | 0 | -9.9991 | 214 |  | kWh | 0.15 | 0 | Commercial | [7 empty] | 10 | 0.85 |  |  |  | 0 | 2 | 0 | 0 | 0 | 0 | 0 | 0 | 0 | 0 | 0 | 0 | 2009 Qtr 1: 2; 2009 Qtr 2: 0; 2009 Qtr 3: 0; 2009 Qtr 4: 0; 2010 Qtr 1: 0; 2010 Qtr 2: 0; 2010 Qtr 3: 0; 2010 Qtr 4: 0; 2011 Qtr 1: 0; 2011 Qtr 2: 0; 2011 Qtr 3: 0; 2011 Qtr 4: 0 | 2
0 | 253141-Commercial HVAC Diagnostic/Tune-up Com All CZ07 VintAll |  | System | Commercial | 01-ALC-AllCommercial-Cooling | 0 |  |  |  |  | 45.3009 | 0 | 55.3 | 0 | 0 | -9.9991 | 196 |  | kWh | 0.15 | 0 | Commercial | [7 empty] | 10 | 0.85 |  |  |  | 0 | 6 | 0 | 0 | 0 | 0 | 0 | 0 | 0 | 0 | 0 | 0 | 2009 Qtr 1: 0; 2009 Qtr 2: 0; 2009 Qtr 3: 0; 2009 Qtr 4: 6; 2010 Qtr 1: 0; 2010 Qtr 2: 0; 2010 Qtr 3: 0; 2010 Qtr 4: 0; 2011 Qtr 1: 0; 2011 Qtr 2: 0; 2011 Qtr 3: 0; 2011 Qtr 4: 0 | 6
0 | 253144-Commercial Condensor Coil Cleaning (all units - savings at 50% of DEER) Com All CZ07 VintAll |  | System | Commercial | 01-ALC-AllCommercial-Cooling | 0 |  |  |  |  | 10 | 0 | 10 | 0 | 0 | 0 | 60 |  | kWh | 0.047 | 0 | Commercial | [7 empty] | 3 | 0.85 |  |  |  | 0 | 3 | 0 | 0 | 0 | 0 | 0 | 0 | 0 | 0 | 0 | 0 | 2009 Qtr 1: 0; 2009 Qtr 2: 0; 2009 Qtr 3: 0; 2009 Qtr 4: 3; 2010 Qtr 1: 0; 2010 Qtr 2: 0; 2010 Qtr 3: 0; 2010 Qtr 4: 0; 2011 Qtr 1: 0; 2011 Qtr 2: 0; 2011 Qtr 3: 0; 2011 Qtr 4: 0 | 3
0 | 253144-Commercial Condensor Coil Cleaning (all units - savings at 50% of DEER) Com All CZ07 VintAll |  | System | Commercial | 01-ALC-AllCommercial-Cooling | 0 |  |  |  |  | 10 | 0 | 10 | 0 | 0 | 0 | 60 |  | kWh | 0.047 | 0 | Commercial | [7 empty] | 3 | 0.85 |  |  |  | 0 | 6 | 0 | 0 | 0 | 0 | 0 | 0 | 0 | 0 | 0 | 0 | 2009 Qtr 1: 0; 2009 Qtr 2: 0; 2009 Qtr 3: 0; 2009 Qtr 4: 6; 2010 Qtr 1: 0; 2010 Qtr 2: 0; 2010 Qtr 3: 0; 2010 Qtr 4: 0; 2011 Qtr 1: 0; 2011 Qtr 2: 0; 2011 Qtr 3: 0; 2011 Qtr 4: 0 | 6
0 | 253141-Commercial HVAC Diagnostic/Tune-up Com All CZ07 VintAll |  | System | Commercial | 01-ALC-AllCommercial-Cooling | 0 |  |  |  |  | 45.3009 | 0 | 55.3 | 0 | 0 | -9.9991 | 196 |  | kWh | 0.15 | 0 | Commercial | [7 empty] | 10 | 0.85 |  |  |  | 0 | 4 | 0 | 0 | 0 | 0 | 0 | 0 | 0 | 0 | 0 | 0 | 2009 Qtr 1: 0; 2009 Qtr 2: 0; 2009 Qtr 3: 0; 2009 Qtr 4: 4; 2010 Qtr 1: 0; 2010 Qtr 2: 0; 2010 Qtr 3: 0; 2010 Qtr 4: 0; 2011 Qtr 1: 0; 2011 Qtr 2: 0; 2011 Qtr 3: 0; 2011 Qtr 4: 0 | 4
0 | 253144-Commercial Condensor Coil Cleaning (all units - savings at 50% of DEER) Com All CZ07 VintAll |  | System | Commercial | 01-ALC-AllCommercial-Cooling | 0 |  |  |  |  | 10 | 0 | 10 | 0 | 0 | 0 | 60 |  | kWh | 0.047 | 0 | Commercial | [7 empty] | 3 | 0.85 |  |  |  | 0 | 4 | 0 | 0 | 0 | 0 | 0 | 0 | 0 | 0 | 0 | 0 | 2009 Qtr 1: 0; 2009 Qtr 2: 0; 2009 Qtr 3: 0; 2009 Qtr 4: 4; 2010 Qtr 1: 0; 2010 Qtr 2: 0; 2010 Qtr 3: 0; 2010 Qtr 4: 0; 2011 Qtr 1: 0; 2011 Qtr 2: 0; 2011 Qtr 3: 0; 2011 Qtr 4: 0 | 4
0 | 253141-Commercial HVAC Diagnostic/Tune-up Com All CZ07 VintAll |  | System | Commercial | 01-ALC-AllCommercial-Cooling | 0 |  |  |  |  | 45.3009 | 0 | 55.3 | 0 | 0 | -9.9991 | 196 |  | kWh | 0.15 | 0 | Commercial | [7 empty] | 10 | 0.85 |  |  |  | 0 | 4 | 0 | 0 | 0 | 0 | 0 | 0 | 0 | 0 | 0 | 0 | 2009 Qtr 1: 0; 2009 Qtr 2: 0; 2009 Qtr 3: 0; 2009 Qtr 4: 4; 2010 Qtr 1: 0; 2010 Qtr 2: 0; 2010 Qtr 3: 0; 2010 Qtr 4: 0; 2011 Qtr 1: 0; 2011 Qtr 2: 0; 2011 Qtr 3: 0; 2011 Qtr 4: 0 | 4
0 | 253144-Commercial Condensor Coil Cleaning (all units - savings at 50% of DEER) Com All CZ07 VintAll |  | System | Commercial | 01-ALC-AllCommercial-Cooling | 0 |  |  |  |  | 10 | 0 | 10 | 0 | 0 | 0 | 60 |  | kWh | 0.047 | 0 | Commercial | [7 empty] | 3 | 0.85 |  |  |  | 0 | 4 | 0 | 0 | 0 | 0 | 0 | 0 | 0 | 0 | 0 | 0 | 2009 Qtr 1: 0; 2009 Qtr 2: 0; 2009 Qtr 3: 0; 2009 Qtr 4: 4; 2010 Qtr 1: 0; 2010 Qtr 2: 0; 2010 Qtr 3: 0; 2010 Qtr 4: 0; 2011 Qtr 1: 0; 2011 Qtr 2: 0; 2011 Qtr 3: 0; 2011 Qtr 4: 0 | 4
0 | 253141-Commercial HVAC Diagnostic/Tune-up Com All CZ07 VintAll |  | System | Commercial | 01-ALC-AllCommercial-Cooling | 0 |  |  |  |  | 45.3009 | 0 | 55.3 | 0 | 0 | -9.9991 | 196 |  | kWh | 0.15 | 0 | Commercial | [7 empty] | 10 | 0.85 |  |  |  | 0 | 4 | 0 | 0 | 0 | 0 | 0 | 0 | 0 | 0 | 0 | 0 | 2009 Qtr 1: 0; 2009 Qtr 2: 0; 2009 Qtr 3: 0; 2009 Qtr 4: 4; 2010 Qtr 1: 0; 2010 Qtr 2: 0; 2010 Qtr 3: 0; 2010 Qtr 4: 0; 2011 Qtr 1: 0; 2011 Qtr 2: 0; 2011 Qtr 3: 0; 2011 Qtr 4: 0 | 4
0 | 253144-Commercial Condensor Coil Cleaning (all units - savings at 50% of DEER) Com All CZ07 VintAll |  | System | Commercial | 01-ALC-AllCommercial-Cooling | 0 |  |  |  |  | 10 | 0 | 10 | 0 | 0 | 0 | 60 |  | kWh | 0.047 | 0 | Commercial | [7 empty] | 3 | 0.85 |  |  |  | 0 | 4 | 0 | 0 | 0 | 0 | 0 | 0 | 0 | 0 | 0 | 0 | 2009 Qtr 1: 0; 2009 Qtr 2: 0; 2009 Qtr 3: 0; 2009 Qtr 4: 4; 2010 Qtr 1: 0; 2010 Qtr 2: 0; 2010 Qtr 3: 0; 2010 Qtr 4: 0; 2011 Qtr 1: 0; 2011 Qtr 2: 0; 2011 Qtr 3: 0; 2011 Qtr 4: 0 | 4
0 | 253141-Commercial HVAC Diagnostic/Tune-up Com All CZ07 VintAll |  | System | Commercial | 01-ALC-AllCommercial-Cooling | 0 |  |  |  |  | 45.3009 | 0 | 55.3 | 0 | 0 | -9.9991 | 196 |  | kWh | 0.15 | 0 | Commercial | [7 empty] | 10 | 0.85 |  |  |  | 0 | 3 | 0 | 0 | 0 | 0 | 0 | 0 | 0 | 0 | 0 | 0 | 2009 Qtr 1: 0; 2009 Qtr 2: 0; 2009 Qtr 3: 0; 2009 Qtr 4: 3; 2010 Qtr 1: 0; 2010 Qtr 2: 0; 2010 Qtr 3: 0; 2010 Qtr 4: 0; 2011 Qtr 1: 0; 2011 Qtr 2: 0; 2011 Qtr 3: 0; 2011 Qtr 4: 0 | 3
0 | 253141-Commercial HVAC Diagnostic/Tune-up Com All CZ07 VintAll |  | System | Commercial | 01-ALC-AllCommercial-Cooling | 0 |  |  |  |  | 45.3009 | 0 | 69.125 | 0 | 0 | -23.8241 | 196 |  | kWh | 0.15 | 0 | Commercial | [7 empty] | 10 | 0.85 |  |  |  | 0 | 2 | 0 | 0 | 0 | 0 | 0 | 0 | 0 | 0 | 0 | 0 | 2009 Qtr 1: 0; 2009 Qtr 2: 0; 2009 Qtr 3: 0; 2009 Qtr 4: 2; 2010 Qtr 1: 0; 2010 Qtr 2: 0; 2010 Qtr 3: 0; 2010 Qtr 4: 0; 2011 Qtr 1: 0; 2011 Qtr 2: 0; 2011 Qtr 3: 0; 2011 Qtr 4: 0 | 2
0 | 253144-Commercial Condensor Coil Cleaning (all units - savings at 50% of DEER) Com All CZ07 VintAll |  | System | Commercial | 01-ALC-AllCommercial-Cooling | 0 |  |  |  |  | 10 | 0 | 12.5 | 0 | 0 | -2.5 | 60 |  | kWh | 0.047 | 0 | Commercial | [7 empty] | 3 | 0.85 |  |  |  | 0 | 2 | 0 | 0 | 0 | 0 | 0 | 0 | 0 | 0 | 0 | 0 | 2009 Qtr 1: 0; 2009 Qtr 2: 0; 2009 Qtr 3: 0; 2009 Qtr 4: 2; 2010 Qtr 1: 0; 2010 Qtr 2: 0; 2010 Qtr 3: 0; 2010 Qtr 4: 0; 2011 Qtr 1: 0; 2011 Qtr 2: 0; 2011 Qtr 3: 0; 2011 Qtr 4: 0 | 2
0 | 253141-Commercial HVAC Diagnostic/Tune-up Com All CZ07 VintAll |  | System | Commercial | 01-ALC-AllCommercial-Cooling | 0 |  |  |  |  | 45.3009 | 0 | 82.95 | 0 | 0 | -37.6491 | 196 |  | kWh | 0.15 | 0 | Commercial | [7 empty] | 10 | 0.85 |  |  |  | 0 | 1 | 0 | 0 | 0 | 0 | 0 | 0 | 0 | 0 | 0 | 0 | 2009 Qtr 1: 0; 2009 Qtr 2: 0; 2009 Qtr 3: 0; 2009 Qtr 4: 1; 2010 Qtr 1: 0; 2010 Qtr 2: 0; 2010 Qtr 3: 0; 2010 Qtr 4: 0; 2011 Qtr 1: 0; 2011 Qtr 2: 0; 2011 Qtr 3: 0; 2011 Qtr 4: 0 | 1
0 | 253144-Commercial Condensor Coil Cleaning (all units - savings at 50% of DEER) Com All CZ07 VintAll |  | System | Commercial | 01-ALC-AllCommercial-Cooling | 0 |  |  |  |  | 10 | 0 | 15 | 0 | 0 | -5 | 60 |  | kWh | 0.047 | 0 | Commercial | [7 empty] | 3 | 0.85 |  |  |  | 0 | 1 | 0 | 0 | 0 | 0 | 0 | 0 | 0 | 0 | 0 | 0 | 2009 Qtr 1: 0; 2009 Qtr 2: 0; 2009 Qtr 3: 0; 2009 Qtr 4: 1; 2010 Qtr 1: 0; 2010 Qtr 2: 0; 2010 Qtr 3: 0; 2010 Qtr 4: 0; 2011 Qtr 1: 0; 2011 Qtr 2: 0; 2011 Qtr 3: 0; 2011 Qtr 4: 0 | 1
0 | 253141-Commercial HVAC Diagnostic/Tune-up Com All CZ07 VintAll |  | System | Commercial | 01-ALC-AllCommercial-Cooling | 0 |  |  |  |  | 45.3009 | 0 | 82.95 | 0 | 0 | -37.6491 | 196 |  | kWh | 0.15 | 0 | Commercial | [7 empty] | 10 | 0.85 |  |  |  | 0 | 1 | 0 | 0 | 0 | 0 | 0 | 0 | 0 | 0 | 0 | 0 | 2009 Qtr 1: 0; 2009 Qtr 2: 0; 2009 Qtr 3: 0; 2009 Qtr 4: 1; 2010 Qtr 1: 0; 2010 Qtr 2: 0; 2010 Qtr 3: 0; 2010 Qtr 4: 0; 2011 Qtr 1: 0; 2011 Qtr 2: 0; 2011 Qtr 3: 0; 2011 Qtr 4: 0 | 1
0 | 253144-Commercial Condensor Coil Cleaning (all units - savings at 50% of DEER) Com All CZ07 VintAll |  | System | Commercial | 01-ALC-AllCommercial-Cooling | 0 |  |  |  |  | 10 | 0 | 15 | 0 | 0 | -5 | 60 |  | kWh | 0.047 | 0 | Commercial | [7 empty] | 3 | 0.85 |  |  |  | 0 | 1 | 0 | 0 | 0 | 0 | 0 | 0 | 0 | 0 | 0 | 0 | 2009 Qtr 1: 0; 2009 Qtr 2: 0; 2009 Qtr 3: 0; 2009 Qtr 4: 1; 2010 Qtr 1: 0; 2010 Qtr 2: 0; 2010 Qtr 3: 0; 2010 Qtr 4: 0; 2011 Qtr 1: 0; 2011 Qtr 2: 0; 2011 Qtr 3: 0; 2011 Qtr 4: 0 | 1
0 | 253141-Commercial HVAC Diagnostic/Tune-up Com All CZ07 VintAll |  | System | Commercial | 01-ALC-AllCommercial-Cooling | 0 |  |  |  |  | 45.3009 | 0 | 69.125 | 0 | 0 | -23.8241 | 196 |  | kWh | 0.15 | 0 | Commercial | [7 empty] | 10 | 0.85 |  |  |  | 0 | 2 | 0 | 0 | 0 | 0 | 0 | 0 | 0 | 0 | 0 | 0 | 2009 Qtr 1: 0; 2009 Qtr 2: 0; 2009 Qtr 3: 0; 2009 Qtr 4: 2; 2010 Qtr 1: 0; 2010 Qtr 2: 0; 2010 Qtr 3: 0; 2010 Qtr 4: 0; 2011 Qtr 1: 0; 2011 Qtr 2: 0; 2011 Qtr 3: 0; 2011 Qtr 4: 0 | 2
0 | 253144-Commercial Condensor Coil Cleaning (all units - savings at 50% of DEER) Com All CZ07 VintAll |  | System | Commercial | 01-ALC-AllCommercial-Cooling | 0 |  |  |  |  | 10 | 0 | 12.5 | 0 | 0 | -2.5 | 60 |  | kWh | 0.047 | 0 | Commercial | [7 empty] | 3 | 0.85 |  |  |  | 0 | 2 | 0 | 0 | 0 | 0 | 0 | 0 | 0 | 0 | 0 | 0 | 2009 Qtr 1: 0; 2009 Qtr 2: 0; 2009 Qtr 3: 0; 2009 Qtr 4: 2; 2010 Qtr 1: 0; 2010 Qtr 2: 0; 2010 Qtr 3: 0; 2010 Qtr 4: 0; 2011 Qtr 1: 0; 2011 Qtr 2: 0; 2011 Qtr 3: 0; 2011 Qtr 4: 0 | 2
0 | 253141-Commercial HVAC Diagnostic/Tune-up Com All CZ07 VintAll |  | System | Commercial | 01-ALC-AllCommercial-Cooling | 0 |  |  |  |  | 45.3009 | 0 | 82.95 | 0 | 0 | -37.6491 | 196 |  | kWh | 0.15 | 0 | Commercial | [7 empty] | 10 | 0.85 |  |  |  | 0 | 1 | 0 | 0 | 0 | 0 | 0 | 0 | 0 | 0 | 0 | 0 | 2009 Qtr 1: 0; 2009 Qtr 2: 0; 2009 Qtr 3: 0; 2009 Qtr 4: 1; 2010 Qtr 1: 0; 2010 Qtr 2: 0; 2010 Qtr 3: 0; 2010 Qtr 4: 0; 2011 Qtr 1: 0; 2011 Qtr 2: 0; 2011 Qtr 3: 0; 2011 Qtr 4: 0 | 1
0 | 253144-Commercial Condensor Coil Cleaning (all units - savings at 50% of DEER) Com All CZ07 VintAll |  | System | Commercial | 01-ALC-AllCommercial-Cooling | 0 |  |  |  |  | 10 | 0 | 15 | 0 | 0 | -5 | 60 |  | kWh | 0.047 | 0 | Commercial | [7 empty] | 3 | 0.85 |  |  |  | 0 | 1 | 0 | 0 | 0 | 0 | 0 | 0 | 0 | 0 | 0 | 0 | 2009 Qtr 1: 0; 2009 Qtr 2: 0; 2009 Qtr 3: 0; 2009 Qtr 4: 1; 2010 Qtr 1: 0; 2010 Qtr 2: 0; 2010 Qtr 3: 0; 2010 Qtr 4: 0; 2011 Qtr 1: 0; 2011 Qtr 2: 0; 2011 Qtr 3: 0; 2011 Qtr 4: 0 | 1
0 | 253141-Commercial HVAC Diagnostic/Tune-up Com All CZ07 VintAll |  | System | Commercial | 01-ALC-AllCommercial-Cooling | 0 |  |  |  |  | 45.3009 | 0 | 55.3 | 0 | 0 | -9.9991 | 196 |  | kWh | 0.15 | 0 | Commercial | [7 empty] | 10 | 0.85 |  |  |  | 0 | 5 | 0 | 0 | 0 | 0 | 0 | 0 | 0 | 0 | 0 | 0 | 2009 Qtr 1: 0; 2009 Qtr 2: 0; 2009 Qtr 3: 0; 2009 Qtr 4: 5; 2010 Qtr 1: 0; 2010 Qtr 2: 0; 2010 Qtr 3: 0; 2010 Qtr 4: 0; 2011 Qtr 1: 0; 2011 Qtr 2: 0; 2011 Qtr 3: 0; 2011 Qtr 4: 0 | 5
0 | 253144-Commercial Condensor Coil Cleaning (all units - savings at 50% of DEER) Com All CZ07 VintAll |  | System | Commercial | 01-ALC-AllCommercial-Cooling | 0 |  |  |  |  | 10 | 0 | 10 | 0 | 0 | 0 | 60 |  | kWh | 0.047 | 0 | Commercial | [7 empty] | 3 | 0.85 |  |  |  | 0 | 5 | 0 | 0 | 0 | 0 | 0 | 0 | 0 | 0 | 0 | 0 | 2009 Qtr 1: 0; 2009 Qtr 2: 0; 2009 Qtr 3: 0; 2009 Qtr 4: 5; 2010 Qtr 1: 0; 2010 Qtr 2: 0; 2010 Qtr 3: 0; 2010 Qtr 4: 0; 2011 Qtr 1: 0; 2011 Qtr 2: 0; 2011 Qtr 3: 0; 2011 Qtr 4: 0 | 5
0 | 253141-Commercial HVAC Diagnostic/Tune-up Com All CZ07 VintAll |  | System | Commercial | 01-ALC-AllCommercial-Cooling | 0 |  |  |  |  | 45.3009 | 0 | 55.3 | 0 | 0 | -9.9991 | 196 |  | kWh | 0.15 | 0 | Commercial | [7 empty] | 10 | 0.85 |  |  |  | 0 | 5 | 0 | 0 | 0 | 0 | 0 | 0 | 0 | 0 | 0 | 0 | 2009 Qtr 1: 0; 2009 Qtr 2: 0; 2009 Qtr 3: 0; 2009 Qtr 4: 5; 2010 Qtr 1: 0; 2010 Qtr 2: 0; 2010 Qtr 3: 0; 2010 Qtr 4: 0; 2011 Qtr 1: 0; 2011 Qtr 2: 0; 2011 Qtr 3: 0; 2011 Qtr 4: 0 | 5
0 | 253144-Commercial Condensor Coil Cleaning (all units - savings at 50% of DEER) Com All CZ07 VintAll |  | System | Commercial | 01-ALC-AllCommercial-Cooling | 0 |  |  |  |  | 10 | 0 | 10 | 0 | 0 | 0 | 60 |  | kWh | 0.047 | 0 | Commercial | [7 empty] | 3 | 0.85 |  |  |  | 0 | 5 | 0 | 0 | 0 | 0 | 0 | 0 | 0 | 0 | 0 | 0 | 2009 Qtr 1: 0; 2009 Qtr 2: 0; 2009 Qtr 3: 0; 2009 Qtr 4: 5; 2010 Qtr 1: 0; 2010 Qtr 2: 0; 2010 Qtr 3: 0; 2010 Qtr 4: 0; 2011 Qtr 1: 0; 2011 Qtr 2: 0; 2011 Qtr 3: 0; 2011 Qtr 4: 0 | 5
0 | 253144-Commercial Condensor Coil Cleaning (all units - savings at 50% of DEER) Com All CZ07 VintAll |  | System | Commercial | 01-ALC-AllCommercial-Cooling | 0 |  |  |  |  | 10 | 0 | 10 | 0 | 0 | 0 | 60 |  | kWh | 0.047 | 0 | Commercial | [7 empty] | 3 | 0.85 |  |  |  | 0 | 5 | 0 | 0 | 0 | 0 | 0 | 0 | 0 | 0 | 0 | 0 | 2009 Qtr 1: 0; 2009 Qtr 2: 0; 2009 Qtr 3: 0; 2009 Qtr 4: 5; 2010 Qtr 1: 0; 2010 Qtr 2: 0; 2010 Qtr 3: 0; 2010 Qtr 4: 0; 2011 Qtr 1: 0; 2011 Qtr 2: 0; 2011 Qtr 3: 0; 2011 Qtr 4: 0 | 5
0 | 253141-Commercial HVAC Diagnostic/Tune-up Com All CZ07 VintAll |  | System | Commercial | 01-ALC-AllCommercial-Cooling | 0 |  |  |  |  | 45.3009 | 0 | 60.4844 | 0 | 0 | -15.1835 | 196 |  | kWh | 0.15 | 0 | Commercial | [7 empty] | 10 | 0.85 |  |  |  | 0 | 8 | 0 | 0 | 0 | 0 | 0 | 0 | 0 | 0 | 0 | 0 | 2009 Qtr 1: 0; 2009 Qtr 2: 0; 2009 Qtr 3: 0; 2009 Qtr 4: 8; 2010 Qtr 1: 0; 2010 Qtr 2: 0; 2010 Qtr 3: 0; 2010 Qtr 4: 0; 2011 Qtr 1: 0; 2011 Qtr 2: 0; 2011 Qtr 3: 0; 2011 Qtr 4: 0 | 8
0 | 253144-Commercial Condensor Coil Cleaning (all units - savings at 50% of DEER) Com All CZ07 VintAll |  | System | Commercial | 01-ALC-AllCommercial-Cooling | 0 |  |  |  |  | 10 | 0 | 10.9375 | 0 | 0 | -0.9375 | 60 |  | kWh | 0.047 | 0 | Commercial | [7 empty] | 3 | 0.85 |  |  |  | 0 | 8 | 0 | 0 | 0 | 0 | 0 | 0 | 0 | 0 | 0 | 0 | 2009 Qtr 1: 0; 2009 Qtr 2: 0; 2009 Qtr 3: 0; 2009 Qtr 4: 8; 2010 Qtr 1: 0; 2010 Qtr 2: 0; 2010 Qtr 3: 0; 2010 Qtr 4: 0; 2011 Qtr 1: 0; 2011 Qtr 2: 0; 2011 Qtr 3: 0; 2011 Qtr 4: 0 | 8
0 | 253141-Commercial HVAC Diagnostic/Tune-up Com All CZ07 VintAll |  | System | Commercial | 01-ALC-AllCommercial-Cooling | 0 |  |  |  |  | 45.3009 | 0 | 60.4844 | 0 | 0 | -15.1835 | 196 |  | kWh | 0.15 | 0 | Commercial | [7 empty] | 10 | 0.85 |  |  |  | 0 | 8 | 0 | 0 | 0 | 0 | 0 | 0 | 0 | 0 | 0 | 0 | 2009 Qtr 1: 0; 2009 Qtr 2: 0; 2009 Qtr 3: 0; 2009 Qtr 4: 8; 2010 Qtr 1: 0; 2010 Qtr 2: 0; 2010 Qtr 3: 0; 2010 Qtr 4: 0; 2011 Qtr 1: 0; 2011 Qtr 2: 0; 2011 Qtr 3: 0; 2011 Qtr 4: 0 | 8
0 | 253144-Commercial Condensor Coil Cleaning (all units - savings at 50% of DEER) Com All CZ07 VintAll |  | System | Commercial | 01-ALC-AllCommercial-Cooling | 0 |  |  |  |  | 10 | 0 | 10.9375 | 0 | 0 | -0.9375 | 60 |  | kWh | 0.047 | 0 | Commercial | [7 empty] | 3 | 0.85 |  |  |  | 0 | 8 | 0 | 0 | 0 | 0 | 0 | 0 | 0 | 0 | 0 | 0 | 2009 Qtr 1: 0; 2009 Qtr 2: 0; 2009 Qtr 3: 0; 2009 Qtr 4: 8; 2010 Qtr 1: 0; 2010 Qtr 2: 0; 2010 Qtr 3: 0; 2010 Qtr 4: 0; 2011 Qtr 1: 0; 2011 Qtr 2: 0; 2011 Qtr 3: 0; 2011 Qtr 4: 0 | 8
0 | 253141-Commercial HVAC Diagnostic/Tune-up Com All CZ07 VintAll |  | System | Commercial | 01-ALC-AllCommercial-Cooling | 0 |  |  |  |  | 45.3009 | 0 | 60.4844 | 0 | 0 | -15.1835 | 196 |  | kWh | 0.15 | 0 | Commercial | [7 empty] | 10 | 0.85 |  |  |  | 0 | 8 | 0 | 0 | 0 | 0 | 0 | 0 | 0 | 0 | 0 | 0 | 2009 Qtr 1: 0; 2009 Qtr 2: 0; 2009 Qtr 3: 0; 2009 Qtr 4: 8; 2010 Qtr 1: 0; 2010 Qtr 2: 0; 2010 Qtr 3: 0; 2010 Qtr 4: 0; 2011 Qtr 1: 0; 2011 Qtr 2: 0; 2011 Qtr 3: 0; 2011 Qtr 4: 0 | 8
0 | 253144-Commercial Condensor Coil Cleaning (all units - savings at 50% of DEER) Com All CZ07 VintAll |  | System | Commercial | 01-ALC-AllCommercial-Cooling | 0 |  |  |  |  | 10 | 0 | 10.9375 | 0 | 0 | -0.9375 | 60 |  | kWh | 0.047 | 0 | Commercial | [7 empty] | 3 | 0.85 |  |  |  | 0 | 8 | 0 | 0 | 0 | 0 | 0 | 0 | 0 | 0 | 0 | 0 | 2009 Qtr 1: 0; 2009 Qtr 2: 0; 2009 Qtr 3: 0; 2009 Qtr 4: 8; 2010 Qtr 1: 0; 2010 Qtr 2: 0; 2010 Qtr 3: 0; 2010 Qtr 4: 0; 2011 Qtr 1: 0; 2011 Qtr 2: 0; 2011 Qtr 3: 0; 2011 Qtr 4: 0 | 8
0 | 253141-Commercial HVAC Diagnostic/Tune-up Com All CZ07 VintAll |  | System | Commercial | 01-ALC-AllCommercial-Cooling | 0 |  |  |  |  | 45.3009 | 0 | 55.3 | 0 | 0 | -9.9991 | 196 |  | kWh | 0.15 | 0 | Commercial | [7 empty] | 10 | 0.85 |  |  |  | 0 | 5 | 0 | 0 | 0 | 0 | 0 | 0 | 0 | 0 | 0 | 0 | 2009 Qtr 1: 0; 2009 Qtr 2: 0; 2009 Qtr 3: 0; 2009 Qtr 4: 5; 2010 Qtr 1: 0; 2010 Qtr 2: 0; 2010 Qtr 3: 0; 2010 Qtr 4: 0; 2011 Qtr 1: 0; 2011 Qtr 2: 0; 2011 Qtr 3: 0; 2011 Qtr 4: 0 | 5
0 | 253141-Commercial HVAC Diagnostic/Tune-up Com All CZ07 VintAll |  | System | Commercial | 01-ALC-AllCommercial-Cooling | 0 |  |  |  |  | 45.3009 | 0 | 55.3 | 0 | 0 | -9.9991 | 196 |  | kWh | 0.15 | 0 | Commercial | [7 empty] | 10 | 0.85 |  |  |  | 0 | 2 | 0 | 0 | 0 | 0 | 0 | 0 | 0 | 0 | 0 | 0 | 2009 Qtr 1: 0; 2009 Qtr 2: 0; 2009 Qtr 3: 0; 2009 Qtr 4: 2; 2010 Qtr 1: 0; 2010 Qtr 2: 0; 2010 Qtr 3: 0; 2010 Qtr 4: 0; 2011 Qtr 1: 0; 2011 Qtr 2: 0; 2011 Qtr 3: 0; 2011 Qtr 4: 0 | 2
0 | 253144-Commercial Condensor Coil Cleaning (all units - savings at 50% of DEER) Com All CZ07 VintAll |  | System | Commercial | 01-ALC-AllCommercial-Cooling | 0 |  |  |  |  | 10 | 0 | 10 | 0 | 0 | 0 | 60 |  | kWh | 0.047 | 0 | Commercial | [7 empty] | 3 | 0.85 |  |  |  | 0 | 2 | 0 | 0 | 0 | 0 | 0 | 0 | 0 | 0 | 0 | 0 | 2009 Qtr 1: 0; 2009 Qtr 2: 0; 2009 Qtr 3: 0; 2009 Qtr 4: 2; 2010 Qtr 1: 0; 2010 Qtr 2: 0; 2010 Qtr 3: 0; 2010 Qtr 4: 0; 2011 Qtr 1: 0; 2011 Qtr 2: 0; 2011 Qtr 3: 0; 2011 Qtr 4: 0 | 2
0 | 253141-Commercial HVAC Diagnostic/Tune-up Com All CZ07 VintAll |  | System | Commercial | 01-ALC-AllCommercial-Cooling | 0 |  |  |  |  | 45.3009 | 0 | 64.5167 | 0 | 0 | -19.2158 | 196 |  | kWh | 0.15 | 0 | Commercial | [7 empty] | 10 | 0.85 |  |  |  | 0 | 3 | 0 | 0 | 0 | 0 | 0 | 0 | 0 | 0 | 0 | 0 | 2009 Qtr 1: 0; 2009 Qtr 2: 0; 2009 Qtr 3: 0; 2009 Qtr 4: 3; 2010 Qtr 1: 0; 2010 Qtr 2: 0; 2010 Qtr 3: 0; 2010 Qtr 4: 0; 2011 Qtr 1: 0; 2011 Qtr 2: 0; 2011 Qtr 3: 0; 2011 Qtr 4: 0 | 3
0 | 253144-Commercial Condensor Coil Cleaning (all units - savings at 50% of DEER) Com All CZ07 VintAll |  | System | Commercial | 01-ALC-AllCommercial-Cooling | 0 |  |  |  |  | 10 | 0 | 11.6667 | 0 | 0 | -1.6667 | 60 |  | kWh | 0.047 | 0 | Commercial | [7 empty] | 3 | 0.85 |  |  |  | 0 | 3 | 0 | 0 | 0 | 0 | 0 | 0 | 0 | 0 | 0 | 0 | 2009 Qtr 1: 0; 2009 Qtr 2: 0; 2009 Qtr 3: 0; 2009 Qtr 4: 3; 2010 Qtr 1: 0; 2010 Qtr 2: 0; 2010 Qtr 3: 0; 2010 Qtr 4: 0; 2011 Qtr 1: 0; 2011 Qtr 2: 0; 2011 Qtr 3: 0; 2011 Qtr 4: 0 | 3
0 | 253141-Commercial HVAC Diagnostic/Tune-up Com All CZ07 VintAll |  | System | Commercial | 01-ALC-AllCommercial-Cooling | 0 |  |  |  |  | 45.3009 | 0 | 55.3 | 0 | 0 | -9.9991 | 196 |  | kWh | 0.15 | 0 | Commercial | [7 empty] | 10 | 0.85 |  |  |  | 0 | 2 | 0 | 0 | 0 | 0 | 0 | 0 | 0 | 0 | 0 | 0 | 2009 Qtr 1: 0; 2009 Qtr 2: 0; 2009 Qtr 3: 0; 2009 Qtr 4: 2; 2010 Qtr 1: 0; 2010 Qtr 2: 0; 2010 Qtr 3: 0; 2010 Qtr 4: 0; 2011 Qtr 1: 0; 2011 Qtr 2: 0; 2011 Qtr 3: 0; 2011 Qtr 4: 0 | 2
0 | 253144-Commercial Condensor Coil Cleaning (all units - savings at 50% of DEER) Com All CZ07 VintAll |  | System | Commercial | 01-ALC-AllCommercial-Cooling | 0 |  |  |  |  | 10 | 0 | 10 | 0 | 0 | 0 | 60 |  | kWh | 0.047 | 0 | Commercial | [7 empty] | 3 | 0.85 |  |  |  | 0 | 2 | 0 | 0 | 0 | 0 | 0 | 0 | 0 | 0 | 0 | 0 | 2009 Qtr 1: 0; 2009 Qtr 2: 0; 2009 Qtr 3: 0; 2009 Qtr 4: 2; 2010 Qtr 1: 0; 2010 Qtr 2: 0; 2010 Qtr 3: 0; 2010 Qtr 4: 0; 2011 Qtr 1: 0; 2011 Qtr 2: 0; 2011 Qtr 3: 0; 2011 Qtr 4: 0 | 2
0 | 253141-Commercial HVAC Diagnostic/Tune-up Com All CZ07 VintAll |  | System | Commercial | 01-ALC-AllCommercial-Cooling | 0 |  |  |  |  | 45.3009 | 0 | 55.3 | 0 | 0 | -9.9991 | 196 |  | kWh | 0.15 | 0 | Commercial | [7 empty] | 10 | 0.85 |  |  |  | 0 | 6 | 0 | 0 | 0 | 0 | 0 | 0 | 0 | 0 | 0 | 0 | 2009 Qtr 1: 0; 2009 Qtr 2: 0; 2009 Qtr 3: 0; 2009 Qtr 4: 6; 2010 Qtr 1: 0; 2010 Qtr 2: 0; 2010 Qtr 3: 0; 2010 Qtr 4: 0; 2011 Qtr 1: 0; 2011 Qtr 2: 0; 2011 Qtr 3: 0; 2011 Qtr 4: 0 | 6
0 | 253144-Commercial Condensor Coil Cleaning (all units - savings at 50% of DEER) Com All CZ07 VintAll |  | System | Commercial | 01-ALC-AllCommercial-Cooling | 0 |  |  |  |  | 10 | 0 | 10 | 0 | 0 | 0 | 60 |  | kWh | 0.047 | 0 | Commercial | [7 empty] | 3 | 0.85 |  |  |  | 0 | 6 | 0 | 0 | 0 | 0 | 0 | 0 | 0 | 0 | 0 | 0 | 2009 Qtr 1: 0; 2009 Qtr 2: 0; 2009 Qtr 3: 0; 2009 Qtr 4: 6; 2010 Qtr 1: 0; 2010 Qtr 2: 0; 2010 Qtr 3: 0; 2010 Qtr 4: 0; 2011 Qtr 1: 0; 2011 Qtr 2: 0; 2011 Qtr 3: 0; 2011 Qtr 4: 0 | 6
0 | 253142-Commercial HVAC Diagnostic/Tune-up Com All CZ10 VintAll |  | System | Commercial | 01-ALC-AllCommercial-Cooling | 0 |  |  |  |  | 45.3009 | 0 | 55.3 | 0 | 0 | -9.9991 | 214 |  | kWh | 0.15 | 0 | Commercial | [7 empty] | 10 | 0.85 |  |  |  | 0 | 2 | 0 | 0 | 0 | 0 | 0 | 0 | 0 | 0 | 0 | 0 | 2009 Qtr 1: 2; 2009 Qtr 2: 0; 2009 Qtr 3: 0; 2009 Qtr 4: 0; 2010 Qtr 1: 0; 2010 Qtr 2: 0; 2010 Qtr 3: 0; 2010 Qtr 4: 0; 2011 Qtr 1: 0; 2011 Qtr 2: 0; 2011 Qtr 3: 0; 2011 Qtr 4: 0 | 2
0 | 253141-Commercial HVAC Diagnostic/Tune-up Com All CZ07 VintAll |  | System | Commercial | 01-ALC-AllCommercial-Cooling | 0 |  |  |  |  | 45.3009 | 0 | 36.4583 | 0 | 0 | 8.8426 | 196 |  | kWh | 0.15 | 0 | Commercial | [7 empty] | 10 | 0.85 |  |  |  | 0 | 6 | 0 | 0 | 0 | 0 | 0 | 0 | 0 | 0 | 0 | 0 | 2009 Qtr 1: 0; 2009 Qtr 2: 0; 2009 Qtr 3: 0; 2009 Qtr 4: 6; 2010 Qtr 1: 0; 2010 Qtr 2: 0; 2010 Qtr 3: 0; 2010 Qtr 4: 0; 2011 Qtr 1: 0; 2011 Qtr 2: 0; 2011 Qtr 3: 0; 2011 Qtr 4: 0 | 6
0 | 253144-Commercial Condensor Coil Cleaning (all units - savings at 50% of DEER) Com All CZ07 VintAll |  | System | Commercial | 01-ALC-AllCommercial-Cooling | 0 |  |  |  |  | 10 | 0 | 18 | 0 | 0 | -8 | 60 |  | kWh | 0.047 | 0 | Commercial | [7 empty] | 3 | 0.85 |  |  |  | 0 | 10 | 0 | 0 | 0 | 0 | 0 | 0 | 0 | 0 | 0 | 0 | 2009 Qtr 1: 0; 2009 Qtr 2: 0; 2009 Qtr 3: 0; 2009 Qtr 4: 10; 2010 Qtr 1: 0; 2010 Qtr 2: 0; 2010 Qtr 3: 0; 2010 Qtr 4: 0; 2011 Qtr 1: 0; 2011 Qtr 2: 0; 2011 Qtr 3: 0; 2011 Qtr 4: 0 | 10
0 | 253141-Commercial HVAC Diagnostic/Tune-up Com All CZ07 VintAll |  | System | Commercial | 01-ALC-AllCommercial-Cooling | 0 |  |  |  |  | 45.3009 | 0 | 35 | 0 | 0 | 10.3009 | 196 |  | kWh | 0.15 | 0 | Commercial | [7 empty] | 10 | 0.85 |  |  |  | 0 | 10 | 0 | 0 | 0 | 0 | 0 | 0 | 0 | 0 | 0 | 0 | 2009 Qtr 1: 0; 2009 Qtr 2: 0; 2009 Qtr 3: 0; 2009 Qtr 4: 10; 2010 Qtr 1: 0; 2010 Qtr 2: 0; 2010 Qtr 3: 0; 2010 Qtr 4: 0; 2011 Qtr 1: 0; 2011 Qtr 2: 0; 2011 Qtr 3: 0; 2011 Qtr 4: 0 | 10
0 | 253144-Commercial Condensor Coil Cleaning (all units - savings at 50% of DEER) Com All CZ07 VintAll |  | System | Commercial | 01-ALC-AllCommercial-Cooling | 0 |  |  |  |  | 10 | 0 | 18 | 0 | 0 | -8 | 60 |  | kWh | 0.047 | 0 | Commercial | [7 empty] | 3 | 0.85 |  |  |  | 0 | 10 | 0 | 0 | 0 | 0 | 0 | 0 | 0 | 0 | 0 | 0 | 2009 Qtr 1: 0; 2009 Qtr 2: 0; 2009 Qtr 3: 0; 2009 Qtr 4: 10; 2010 Qtr 1: 0; 2010 Qtr 2: 0; 2010 Qtr 3: 0; 2010 Qtr 4: 0; 2011 Qtr 1: 0; 2011 Qtr 2: 0; 2011 Qtr 3: 0; 2011 Qtr 4: 0 | 10
0 | 253144-Commercial Condensor Coil Cleaning (all units - savings at 50% of DEER) Com All CZ07 VintAll |  | System | Commercial | 01-ALC-AllCommercial-Cooling | 0 |  |  |  |  | 10 | 0 | 18.75 | 0 | 0 | -8.75 | 60 |  | kWh | 0.047 | 0 | Commercial | [7 empty] | 3 | 0.85 |  |  |  | 0 | 6 | 0 | 0 | 0 | 0 | 0 | 0 | 0 | 0 | 0 | 0 | 2009 Qtr 1: 0; 2009 Qtr 2: 0; 2009 Qtr 3: 0; 2009 Qtr 4: 6; 2010 Qtr 1: 0; 2010 Qtr 2: 0; 2010 Qtr 3: 0; 2010 Qtr 4: 0; 2011 Qtr 1: 0; 2011 Qtr 2: 0; 2011 Qtr 3: 0; 2011 Qtr 4: 0 | 6
0 | 253141-Commercial HVAC Diagnostic/Tune-up Com All CZ07 VintAll |  | System | Commercial | 01-ALC-AllCommercial-Cooling | 0 |  |  |  |  | 45.3009 | 0 | 35 | 0 | 0 | 10.3009 | 196 |  | kWh | 0.15 | 0 | Commercial | [7 empty] | 10 | 0.85 |  |  |  | 0 | 10 | 0 | 0 | 0 | 0 | 0 | 0 | 0 | 0 | 0 | 0 | 2009 Qtr 1: 0; 2009 Qtr 2: 0; 2009 Qtr 3: 0; 2009 Qtr 4: 10; 2010 Qtr 1: 0; 2010 Qtr 2: 0; 2010 Qtr 3: 0; 2010 Qtr 4: 0; 2011 Qtr 1: 0; 2011 Qtr 2: 0; 2011 Qtr 3: 0; 2011 Qtr 4: 0 | 10
0 | 253144-Commercial Condensor Coil Cleaning (all units - savings at 50% of DEER) Com All CZ07 VintAll |  | System | Commercial | 01-ALC-AllCommercial-Cooling | 0 |  |  |  |  | 10 | 0 | 18 | 0 | 0 | -8 | 60 |  | kWh | 0.047 | 0 | Commercial | [7 empty] | 3 | 0.85 |  |  |  | 0 | 10 | 0 | 0 | 0 | 0 | 0 | 0 | 0 | 0 | 0 | 0 | 2009 Qtr 1: 0; 2009 Qtr 2: 0; 2009 Qtr 3: 0; 2009 Qtr 4: 10; 2010 Qtr 1: 0; 2010 Qtr 2: 0; 2010 Qtr 3: 0; 2010 Qtr 4: 0; 2011 Qtr 1: 0; 2011 Qtr 2: 0; 2011 Qtr 3: 0; 2011 Qtr 4: 0 | 10
0 | 253141-Commercial HVAC Diagnostic/Tune-up Com All CZ07 VintAll |  | System | Commercial | 01-ALC-AllCommercial-Cooling | 0 |  |  |  |  | 45.3009 | 0 | 35 | 0 | 0 | 10.3009 | 196 |  | kWh | 0.15 | 0 | Commercial | [7 empty] | 10 | 0.85 |  |  |  | 0 | 10 | 0 | 0 | 0 | 0 | 0 | 0 | 0 | 0 | 0 | 0 | 2009 Qtr 1: 0; 2009 Qtr 2: 0; 2009 Qtr 3: 0; 2009 Qtr 4: 10; 2010 Qtr 1: 0; 2010 Qtr 2: 0; 2010 Qtr 3: 0; 2010 Qtr 4: 0; 2011 Qtr 1: 0; 2011 Qtr 2: 0; 2011 Qtr 3: 0; 2011 Qtr 4: 0 | 10
0 | 253144-Commercial Condensor Coil Cleaning (all units - savings at 50% of DEER) Com All CZ07 VintAll |  | System | Commercial | 01-ALC-AllCommercial-Cooling | 0 |  |  |  |  | 10 | 0 | 18 | 0 | 0 | -8 | 60 |  | kWh | 0.047 | 0 | Commercial | [7 empty] | 3 | 0.85 |  |  |  | 0 | 10 | 0 | 0 | 0 | 0 | 0 | 0 | 0 | 0 | 0 | 0 | 2009 Qtr 1: 0; 2009 Qtr 2: 0; 2009 Qtr 3: 0; 2009 Qtr 4: 10; 2010 Qtr 1: 0; 2010 Qtr 2: 0; 2010 Qtr 3: 0; 2010 Qtr 4: 0; 2011 Qtr 1: 0; 2011 Qtr 2: 0; 2011 Qtr 3: 0; 2011 Qtr 4: 0 | 10
0 | 253144-Commercial Condensor Coil Cleaning (all units - savings at 50% of DEER) Com All CZ07 VintAll |  | System | Commercial | 01-ALC-AllCommercial-Cooling | 0 |  |  |  |  | 10 | 0 | 18 | 0 | 0 | -8 | 60 |  | kWh | 0.047 | 0 | Commercial | [7 empty] | 3 | 0.85 |  |  |  | 0 | 10 | 0 | 0 | 0 | 0 | 0 | 0 | 0 | 0 | 0 | 0 | 2009 Qtr 1: 0; 2009 Qtr 2: 0; 2009 Qtr 3: 0; 2009 Qtr 4: 10; 2010 Qtr 1: 0; 2010 Qtr 2: 0; 2010 Qtr 3: 0; 2010 Qtr 4: 0; 2011 Qtr 1: 0; 2011 Qtr 2: 0; 2011 Qtr 3: 0; 2011 Qtr 4: 0 | 10
0 | 253144-Commercial Condensor Coil Cleaning (all units - savings at 50% of DEER) Com All CZ07 VintAll |  | System | Commercial | 01-ALC-AllCommercial-Cooling | 0 |  |  |  |  | 10 | 0 | 18 | 0 | 0 | -8 | 60 |  | kWh | 0.047 | 0 | Commercial | [7 empty] | 3 | 0.85 |  |  |  | 0 | 10 | 0 | 0 | 0 | 0 | 0 | 0 | 0 | 0 | 0 | 0 | 2009 Qtr 1: 0; 2009 Qtr 2: 0; 2009 Qtr 3: 0; 2009 Qtr 4: 10; 2010 Qtr 1: 0; 2010 Qtr 2: 0; 2010 Qtr 3: 0; 2010 Qtr 4: 0; 2011 Qtr 1: 0; 2011 Qtr 2: 0; 2011 Qtr 3: 0; 2011 Qtr 4: 0 | 10
0 | 253141-Commercial HVAC Diagnostic/Tune-up Com All CZ07 VintAll |  | System | Commercial | 01-ALC-AllCommercial-Cooling | 0 |  |  |  |  | 45.3009 | 0 | 35 | 0 | 0 | 10.3009 | 196 |  | kWh | 0.15 | 0 | Commercial | [7 empty] | 10 | 0.85 |  |  |  | 0 | 10 | 0 | 0 | 0 | 0 | 0 | 0 | 0 | 0 | 0 | 0 | 2009 Qtr 1: 0; 2009 Qtr 2: 0; 2009 Qtr 3: 0; 2009 Qtr 4: 10; 2010 Qtr 1: 0; 2010 Qtr 2: 0; 2010 Qtr 3: 0; 2010 Qtr 4: 0; 2011 Qtr 1: 0; 2011 Qtr 2: 0; 2011 Qtr 3: 0; 2011 Qtr 4: 0 | 10
0 | 253141-Commercial HVAC Diagnostic/Tune-up Com All CZ07 VintAll |  | System | Commercial | 01-ALC-AllCommercial-Cooling | 0 |  |  |  |  | 45.3009 | 0 | 59.25 | 0 | 0 | -13.9491 | 196 |  | kWh | 0.15 | 0 | Commercial | [7 empty] | 10 | 0.85 |  |  |  | 0 | 7 | 0 | 0 | 0 | 0 | 0 | 0 | 0 | 0 | 0 | 0 | 2009 Qtr 1: 7; 2009 Qtr 2: 0; 2009 Qtr 3: 0; 2009 Qtr 4: 0; 2010 Qtr 1: 0; 2010 Qtr 2: 0; 2010 Qtr 3: 0; 2010 Qtr 4: 0; 2011 Qtr 1: 0; 2011 Qtr 2: 0; 2011 Qtr 3: 0; 2011 Qtr 4: 0 | 7
0 | 253141-Commercial HVAC Diagnostic/Tune-up Com All CZ07 VintAll |  | System | Commercial | 01-ALC-AllCommercial-Cooling | 0 |  |  |  |  | 45.3009 | 0 | 59.25 | 0 | 0 | -13.9491 | 196 |  | kWh | 0.15 | 0 | Commercial | [7 empty] | 10 | 0.85 |  |  |  | 0 | 7 | 0 | 0 | 0 | 0 | 0 | 0 | 0 | 0 | 0 | 0 | 2009 Qtr 1: 7; 2009 Qtr 2: 0; 2009 Qtr 3: 0; 2009 Qtr 4: 0; 2010 Qtr 1: 0; 2010 Qtr 2: 0; 2010 Qtr 3: 0; 2010 Qtr 4: 0; 2011 Qtr 1: 0; 2011 Qtr 2: 0; 2011 Qtr 3: 0; 2011 Qtr 4: 0 | 7
0 | 253141-Commercial HVAC Diagnostic/Tune-up Com All CZ07 VintAll |  | System | Commercial | 01-ALC-AllCommercial-Cooling | 0 |  |  |  |  | 45.3009 | 0 | 55.3 | 0 | 0 | -9.9991 | 196 |  | kWh | 0.15 | 0 | Commercial | [7 empty] | 10 | 0.85 |  |  |  | 0 | 4 | 0 | 0 | 0 | 0 | 0 | 0 | 0 | 0 | 0 | 0 | 2009 Qtr 1: 0; 2009 Qtr 2: 0; 2009 Qtr 3: 0; 2009 Qtr 4: 4; 2010 Qtr 1: 0; 2010 Qtr 2: 0; 2010 Qtr 3: 0; 2010 Qtr 4: 0; 2011 Qtr 1: 0; 2011 Qtr 2: 0; 2011 Qtr 3: 0; 2011 Qtr 4: 0 | 4
0 | 253144-Commercial Condensor Coil Cleaning (all units - savings at 50% of DEER) Com All CZ07 VintAll |  | System | Commercial | 01-ALC-AllCommercial-Cooling | 0 |  |  |  |  | 10 | 0 | 10 | 0 | 0 | 0 | 60 |  | kWh | 0.047 | 0 | Commercial | [7 empty] | 3 | 0.85 |  |  |  | 0 | 4 | 0 | 0 | 0 | 0 | 0 | 0 | 0 | 0 | 0 | 0 | 2009 Qtr 1: 0; 2009 Qtr 2: 0; 2009 Qtr 3: 0; 2009 Qtr 4: 4; 2010 Qtr 1: 0; 2010 Qtr 2: 0; 2010 Qtr 3: 0; 2010 Qtr 4: 0; 2011 Qtr 1: 0; 2011 Qtr 2: 0; 2011 Qtr 3: 0; 2011 Qtr 4: 0 | 4
0 | 253141-Commercial HVAC Diagnostic/Tune-up Com All CZ07 VintAll |  | System | Commercial | 01-ALC-AllCommercial-Cooling | 0 |  |  |  |  | 45.3009 | 0 | 64.5167 | 0 | 0 | -19.2158 | 196 |  | kWh | 0.15 | 0 | Commercial | [7 empty] | 10 | 0.85 |  |  |  | 0 | 3 | 0 | 0 | 0 | 0 | 0 | 0 | 0 | 0 | 0 | 0 | 2009 Qtr 1: 0; 2009 Qtr 2: 0; 2009 Qtr 3: 0; 2009 Qtr 4: 3; 2010 Qtr 1: 0; 2010 Qtr 2: 0; 2010 Qtr 3: 0; 2010 Qtr 4: 0; 2011 Qtr 1: 0; 2011 Qtr 2: 0; 2011 Qtr 3: 0; 2011 Qtr 4: 0 | 3
0 | 253144-Commercial Condensor Coil Cleaning (all units - savings at 50% of DEER) Com All CZ07 VintAll |  | System | Commercial | 01-ALC-AllCommercial-Cooling | 0 |  |  |  |  | 10 | 0 | 11.6667 | 0 | 0 | -1.6667 | 60 |  | kWh | 0.047 | 0 | Commercial | [7 empty] | 3 | 0.85 |  |  |  | 0 | 3 | 0 | 0 | 0 | 0 | 0 | 0 | 0 | 0 | 0 | 0 | 2009 Qtr 1: 0; 2009 Qtr 2: 0; 2009 Qtr 3: 0; 2009 Qtr 4: 3; 2010 Qtr 1: 0; 2010 Qtr 2: 0; 2010 Qtr 3: 0; 2010 Qtr 4: 0; 2011 Qtr 1: 0; 2011 Qtr 2: 0; 2011 Qtr 3: 0; 2011 Qtr 4: 0 | 3
0 | 253141-Commercial HVAC Diagnostic/Tune-up Com All CZ07 VintAll |  | System | Commercial | 01-ALC-AllCommercial-Cooling | 0 |  |  |  |  | 45.3009 | 0 | 55.3 | 0 | 0 | -9.9991 | 196 |  | kWh | 0.15 | 0 | Commercial | [7 empty] | 10 | 0.85 |  |  |  | 0 | 5 | 0 | 0 | 0 | 0 | 0 | 0 | 0 | 0 | 0 | 0 | 2009 Qtr 1: 0; 2009 Qtr 2: 0; 2009 Qtr 3: 0; 2009 Qtr 4: 5; 2010 Qtr 1: 0; 2010 Qtr 2: 0; 2010 Qtr 3: 0; 2010 Qtr 4: 0; 2011 Qtr 1: 0; 2011 Qtr 2: 0; 2011 Qtr 3: 0; 2011 Qtr 4: 0 | 5
0 | 253144-Commercial Condensor Coil Cleaning (all units - savings at 50% of DEER) Com All CZ07 VintAll |  | System | Commercial | 01-ALC-AllCommercial-Cooling | 0 |  |  |  |  | 10 | 0 | 10 | 0 | 0 | 0 | 60 |  | kWh | 0.047 | 0 | Commercial | [7 empty] | 3 | 0.85 |  |  |  | 0 | 5 | 0 | 0 | 0 | 0 | 0 | 0 | 0 | 0 | 0 | 0 | 2009 Qtr 1: 0; 2009 Qtr 2: 0; 2009 Qtr 3: 0; 2009 Qtr 4: 5; 2010 Qtr 1: 0; 2010 Qtr 2: 0; 2010 Qtr 3: 0; 2010 Qtr 4: 0; 2011 Qtr 1: 0; 2011 Qtr 2: 0; 2011 Qtr 3: 0; 2011 Qtr 4: 0 | 5
0 | 253141-Commercial HVAC Diagnostic/Tune-up Com All CZ07 VintAll |  | System | Commercial | 01-ALC-AllCommercial-Cooling | 0 |  |  |  |  | 45.3009 | 0 | 55.3 | 0 | 0 | -9.9991 | 196 |  | kWh | 0.15 | 0 | Commercial | [7 empty] | 10 | 0.85 |  |  |  | 0 | 5 | 0 | 0 | 0 | 0 | 0 | 0 | 0 | 0 | 0 | 0 | 2009 Qtr 1: 0; 2009 Qtr 2: 0; 2009 Qtr 3: 0; 2009 Qtr 4: 5; 2010 Qtr 1: 0; 2010 Qtr 2: 0; 2010 Qtr 3: 0; 2010 Qtr 4: 0; 2011 Qtr 1: 0; 2011 Qtr 2: 0; 2011 Qtr 3: 0; 2011 Qtr 4: 0 | 5
0 | 253144-Commercial Condensor Coil Cleaning (all units - savings at 50% of DEER) Com All CZ07 VintAll |  | System | Commercial | 01-ALC-AllCommercial-Cooling | 0 |  |  |  |  | 10 | 0 | 10 | 0 | 0 | 0 | 60 |  | kWh | 0.047 | 0 | Commercial | [7 empty] | 3 | 0.85 |  |  |  | 0 | 5 | 0 | 0 | 0 | 0 | 0 | 0 | 0 | 0 | 0 | 0 | 2009 Qtr 1: 0; 2009 Qtr 2: 0; 2009 Qtr 3: 0; 2009 Qtr 4: 5; 2010 Qtr 1: 0; 2010 Qtr 2: 0; 2010 Qtr 3: 0; 2010 Qtr 4: 0; 2011 Qtr 1: 0; 2011 Qtr 2: 0; 2011 Qtr 3: 0; 2011 Qtr 4: 0 | 5
0 | 253141-Commercial HVAC Diagnostic/Tune-up Com All CZ07 VintAll |  | System | Commercial | 01-ALC-AllCommercial-Cooling | 0 |  |  |  |  | 45.3009 | 0 | 55.3 | 0 | 0 | -9.9991 | 196 |  | kWh | 0.15 | 0 | Commercial | [7 empty] | 10 | 0.85 |  |  |  | 0 | 4 | 0 | 0 | 0 | 0 | 0 | 0 | 0 | 0 | 0 | 0 | 2009 Qtr 1: 0; 2009 Qtr 2: 0; 2009 Qtr 3: 0; 2009 Qtr 4: 4; 2010 Qtr 1: 0; 2010 Qtr 2: 0; 2010 Qtr 3: 0; 2010 Qtr 4: 0; 2011 Qtr 1: 0; 2011 Qtr 2: 0; 2011 Qtr 3: 0; 2011 Qtr 4: 0 | 4
0 | 253144-Commercial Condensor Coil Cleaning (all units - savings at 50% of DEER) Com All CZ07 VintAll |  | System | Commercial | 01-ALC-AllCommercial-Cooling | 0 |  |  |  |  | 10 | 0 | 10 | 0 | 0 | 0 | 60 |  | kWh | 0.047 | 0 | Commercial | [7 empty] | 3 | 0.85 |  |  |  | 0 | 4 | 0 | 0 | 0 | 0 | 0 | 0 | 0 | 0 | 0 | 0 | 2009 Qtr 1: 0; 2009 Qtr 2: 0; 2009 Qtr 3: 0; 2009 Qtr 4: 4; 2010 Qtr 1: 0; 2010 Qtr 2: 0; 2010 Qtr 3: 0; 2010 Qtr 4: 0; 2011 Qtr 1: 0; 2011 Qtr 2: 0; 2011 Qtr 3: 0; 2011 Qtr 4: 0 | 4
0 | 253141-Commercial HVAC Diagnostic/Tune-up Com All CZ07 VintAll |  | System | Commercial | 01-ALC-AllCommercial-Cooling | 0 |  |  |  |  | 45.3009 | 0 | 69.125 | 0 | 0 | -23.8241 | 196 |  | kWh | 0.15 | 0 | Commercial | [7 empty] | 10 | 0.85 |  |  |  | 0 | 2 | 0 | 0 | 0 | 0 | 0 | 0 | 0 | 0 | 0 | 0 | 2009 Qtr 1: 0; 2009 Qtr 2: 0; 2009 Qtr 3: 0; 2009 Qtr 4: 2; 2010 Qtr 1: 0; 2010 Qtr 2: 0; 2010 Qtr 3: 0; 2010 Qtr 4: 0; 2011 Qtr 1: 0; 2011 Qtr 2: 0; 2011 Qtr 3: 0; 2011 Qtr 4: 0 | 2
0 | 253144-Commercial Condensor Coil Cleaning (all units - savings at 50% of DEER) Com All CZ07 VintAll |  | System | Commercial | 01-ALC-AllCommercial-Cooling | 0 |  |  |  |  | 10 | 0 | 12.5 | 0 | 0 | -2.5 | 60 |  | kWh | 0.047 | 0 | Commercial | [7 empty] | 3 | 0.85 |  |  |  | 0 | 2 | 0 | 0 | 0 | 0 | 0 | 0 | 0 | 0 | 0 | 0 | 2009 Qtr 1: 0; 2009 Qtr 2: 0; 2009 Qtr 3: 0; 2009 Qtr 4: 2; 2010 Qtr 1: 0; 2010 Qtr 2: 0; 2010 Qtr 3: 0; 2010 Qtr 4: 0; 2011 Qtr 1: 0; 2011 Qtr 2: 0; 2011 Qtr 3: 0; 2011 Qtr 4: 0 | 2
0 | 253144-Commercial Condensor Coil Cleaning (all units - savings at 50% of DEER) Com All CZ07 VintAll |  | System | Commercial | 01-ALC-AllCommercial-Cooling | 0 |  |  |  |  | 10 | 0 | 18 | 0 | 0 | -8 | 60 |  | kWh | 0.047 | 0 | Commercial | [7 empty] | 3 | 0.85 |  |  |  | 0 | 4 | 0 | 0 | 0 | 0 | 0 | 0 | 0 | 0 | 0 | 0 | 2009 Qtr 1: 4; 2009 Qtr 2: 0; 2009 Qtr 3: 0; 2009 Qtr 4: 0; 2010 Qtr 1: 0; 2010 Qtr 2: 0; 2010 Qtr 3: 0; 2010 Qtr 4: 0; 2011 Qtr 1: 0; 2011 Qtr 2: 0; 2011 Qtr 3: 0; 2011 Qtr 4: 0 | 4
0 | 253144-Commercial Condensor Coil Cleaning (all units - savings at 50% of DEER) Com All CZ07 VintAll |  | System | Commercial | 01-ALC-AllCommercial-Cooling | 0 |  |  |  |  | 10 | 0 | 18 | 0 | 0 | -8 | 60 |  | kWh | 0.047 | 0 | Commercial | [7 empty] | 3 | 0.85 |  |  |  | 0 | 5 | 0 | 0 | 0 | 0 | 0 | 0 | 0 | 0 | 0 | 0 | 2009 Qtr 1: 5; 2009 Qtr 2: 0; 2009 Qtr 3: 0; 2009 Qtr 4: 0; 2010 Qtr 1: 0; 2010 Qtr 2: 0; 2010 Qtr 3: 0; 2010 Qtr 4: 0; 2011 Qtr 1: 0; 2011 Qtr 2: 0; 2011 Qtr 3: 0; 2011 Qtr 4: 0 | 5
0 | 253141-Commercial HVAC Diagnostic/Tune-up Com All CZ07 VintAll |  | System | Commercial | 01-ALC-AllCommercial-Cooling | 0 |  |  |  |  | 45.3009 | 0 | 35 | 0 | 0 | 10.3009 | 196 |  | kWh | 0.15 | 0 | Commercial | [7 empty] | 10 | 0.85 |  |  |  | 0 | 5 | 0 | 0 | 0 | 0 | 0 | 0 | 0 | 0 | 0 | 0 | 2009 Qtr 1: 5; 2009 Qtr 2: 0; 2009 Qtr 3: 0; 2009 Qtr 4: 0; 2010 Qtr 1: 0; 2010 Qtr 2: 0; 2010 Qtr 3: 0; 2010 Qtr 4: 0; 2011 Qtr 1: 0; 2011 Qtr 2: 0; 2011 Qtr 3: 0; 2011 Qtr 4: 0 | 5
0 | 253144-Commercial Condensor Coil Cleaning (all units - savings at 50% of DEER) Com All CZ07 VintAll |  | System | Commercial | 01-ALC-AllCommercial-Cooling | 0 |  |  |  |  | 10 | 0 | 18 | 0 | 0 | -8 | 60 |  | kWh | 0.047 | 0 | Commercial | [7 empty] | 3 | 0.85 |  |  |  | 0 | 5 | 0 | 0 | 0 | 0 | 0 | 0 | 0 | 0 | 0 | 0 | 2009 Qtr 1: 5; 2009 Qtr 2: 0; 2009 Qtr 3: 0; 2009 Qtr 4: 0; 2010 Qtr 1: 0; 2010 Qtr 2: 0; 2010 Qtr 3: 0; 2010 Qtr 4: 0; 2011 Qtr 1: 0; 2011 Qtr 2: 0; 2011 Qtr 3: 0; 2011 Qtr 4: 0 | 5
0 | 253141-Commercial HVAC Diagnostic/Tune-up Com All CZ07 VintAll |  | System | Commercial | 01-ALC-AllCommercial-Cooling | 0 |  |  |  |  | 45.3009 | 0 | 35 | 0 | 0 | 10.3009 | 196 |  | kWh | 0.15 | 0 | Commercial | [7 empty] | 10 | 0.85 |  |  |  | 0 | 5 | 0 | 0 | 0 | 0 | 0 | 0 | 0 | 0 | 0 | 0 | 2009 Qtr 1: 5; 2009 Qtr 2: 0; 2009 Qtr 3: 0; 2009 Qtr 4: 0; 2010 Qtr 1: 0; 2010 Qtr 2: 0; 2010 Qtr 3: 0; 2010 Qtr 4: 0; 2011 Qtr 1: 0; 2011 Qtr 2: 0; 2011 Qtr 3: 0; 2011 Qtr 4: 0 | 5
0 | 253144-Commercial Condensor Coil Cleaning (all units - savings at 50% of DEER) Com All CZ07 VintAll |  | System | Commercial | 01-ALC-AllCommercial-Cooling | 0 |  |  |  |  | 10 | 0 | 18 | 0 | 0 | -8 | 60 |  | kWh | 0.047 | 0 | Commercial | [7 empty] | 3 | 0.85 |  |  |  | 0 | 5 | 0 | 0 | 0 | 0 | 0 | 0 | 0 | 0 | 0 | 0 | 2009 Qtr 1: 5; 2009 Qtr 2: 0; 2009 Qtr 3: 0; 2009 Qtr 4: 0; 2010 Qtr 1: 0; 2010 Qtr 2: 0; 2010 Qtr 3: 0; 2010 Qtr 4: 0; 2011 Qtr 1: 0; 2011 Qtr 2: 0; 2011 Qtr 3: 0; 2011 Qtr 4: 0 | 5
0 | 253144-Commercial Condensor Coil Cleaning (all units - savings at 50% of DEER) Com All CZ07 VintAll |  | System | Commercial | 01-ALC-AllCommercial-Cooling | 0 |  |  |  |  | 10 | 0 | 18 | 0 | 0 | -8 | 60 |  | kWh | 0.047 | 0 | Commercial | [7 empty] | 3 | 0.85 |  |  |  | 0 | 5 | 0 | 0 | 0 | 0 | 0 | 0 | 0 | 0 | 0 | 0 | 2009 Qtr 1: 5; 2009 Qtr 2: 0; 2009 Qtr 3: 0; 2009 Qtr 4: 0; 2010 Qtr 1: 0; 2010 Qtr 2: 0; 2010 Qtr 3: 0; 2010 Qtr 4: 0; 2011 Qtr 1: 0; 2011 Qtr 2: 0; 2011 Qtr 3: 0; 2011 Qtr 4: 0 | 5
0 | 253144-Commercial Condensor Coil Cleaning (all units - savings at 50% of DEER) Com All CZ07 VintAll |  | System | Commercial | 01-ALC-AllCommercial-Cooling | 0 |  |  |  |  | 10 | 0 | 18 | 0 | 0 | -8 | 60 |  | kWh | 0.047 | 0 | Commercial | [7 empty] | 3 | 0.85 |  |  |  | 0 | 5 | 0 | 0 | 0 | 0 | 0 | 0 | 0 | 0 | 0 | 0 | 2009 Qtr 1: 5; 2009 Qtr 2: 0; 2009 Qtr 3: 0; 2009 Qtr 4: 0; 2010 Qtr 1: 0; 2010 Qtr 2: 0; 2010 Qtr 3: 0; 2010 Qtr 4: 0; 2011 Qtr 1: 0; 2011 Qtr 2: 0; 2011 Qtr 3: 0; 2011 Qtr 4: 0 | 5
0 | 253141-Commercial HVAC Diagnostic/Tune-up Com All CZ07 VintAll |  | System | Commercial | 01-ALC-AllCommercial-Cooling | 0 |  |  |  |  | 45.3009 | 0 | 35 | 0 | 0 | 10.3009 | 196 |  | kWh | 0.15 | 0 | Commercial | [7 empty] | 10 | 0.85 |  |  |  | 0 | 5 | 0 | 0 | 0 | 0 | 0 | 0 | 0 | 0 | 0 | 0 | 2009 Qtr 1: 5; 2009 Qtr 2: 0; 2009 Qtr 3: 0; 2009 Qtr 4: 0; 2010 Qtr 1: 0; 2010 Qtr 2: 0; 2010 Qtr 3: 0; 2010 Qtr 4: 0; 2011 Qtr 1: 0; 2011 Qtr 2: 0; 2011 Qtr 3: 0; 2011 Qtr 4: 0 | 5
0 | 253144-Commercial Condensor Coil Cleaning (all units - savings at 50% of DEER) Com All CZ07 VintAll |  | System | Commercial | 01-ALC-AllCommercial-Cooling | 0 |  |  |  |  | 10 | 0 | 18 | 0 | 0 | -8 | 60 |  | kWh | 0.047 | 0 | Commercial | [7 empty] | 3 | 0.85 |  |  |  | 0 | 5 | 0 | 0 | 0 | 0 | 0 | 0 | 0 | 0 | 0 | 0 | 2009 Qtr 1: 5; 2009 Qtr 2: 0; 2009 Qtr 3: 0; 2009 Qtr 4: 0; 2010 Qtr 1: 0; 2010 Qtr 2: 0; 2010 Qtr 3: 0; 2010 Qtr 4: 0; 2011 Qtr 1: 0; 2011 Qtr 2: 0; 2011 Qtr 3: 0; 2011 Qtr 4: 0 | 5
0 | 253144-Commercial Condensor Coil Cleaning (all units - savings at 50% of DEER) Com All CZ07 VintAll |  | System | Commercial | 01-ALC-AllCommercial-Cooling | 0 |  |  |  |  | 10 | 0 | 18 | 0 | 0 | -8 | 60 |  | kWh | 0.047 | 0 | Commercial | [7 empty] | 3 | 0.85 |  |  |  | 0 | 5 | 0 | 0 | 0 | 0 | 0 | 0 | 0 | 0 | 0 | 0 | 2009 Qtr 1: 5; 2009 Qtr 2: 0; 2009 Qtr 3: 0; 2009 Qtr 4: 0; 2010 Qtr 1: 0; 2010 Qtr 2: 0; 2010 Qtr 3: 0; 2010 Qtr 4: 0; 2011 Qtr 1: 0; 2011 Qtr 2: 0; 2011 Qtr 3: 0; 2011 Qtr 4: 0 | 5
0 | 253141-Commercial HVAC Diagnostic/Tune-up Com All CZ07 VintAll |  | System | Commercial | 01-ALC-AllCommercial-Cooling | 0 |  |  |  |  | 45.3009 | 0 | 35 | 0 | 0 | 10.3009 | 196 |  | kWh | 0.15 | 0 | Commercial | [7 empty] | 10 | 0.85 |  |  |  | 0 | 5 | 0 | 0 | 0 | 0 | 0 | 0 | 0 | 0 | 0 | 0 | 2009 Qtr 1: 5; 2009 Qtr 2: 0; 2009 Qtr 3: 0; 2009 Qtr 4: 0; 2010 Qtr 1: 0; 2010 Qtr 2: 0; 2010 Qtr 3: 0; 2010 Qtr 4: 0; 2011 Qtr 1: 0; 2011 Qtr 2: 0; 2011 Qtr 3: 0; 2011 Qtr 4: 0 | 5
0 | 253141-Commercial HVAC Diagnostic/Tune-up Com All CZ07 VintAll |  | System | Commercial | 01-ALC-AllCommercial-Cooling | 0 |  |  |  |  | 45.3009 | 0 | 35 | 0 | 0 | 10.3009 | 196 |  | kWh | 0.15 | 0 | Commercial | [7 empty] | 10 | 0.85 |  |  |  | 0 | 5 | 0 | 0 | 0 | 0 | 0 | 0 | 0 | 0 | 0 | 0 | 2009 Qtr 1: 5; 2009 Qtr 2: 0; 2009 Qtr 3: 0; 2009 Qtr 4: 0; 2010 Qtr 1: 0; 2010 Qtr 2: 0; 2010 Qtr 3: 0; 2010 Qtr 4: 0; 2011 Qtr 1: 0; 2011 Qtr 2: 0; 2011 Qtr 3: 0; 2011 Qtr 4: 0 | 5
0 | 253141-Commercial HVAC Diagnostic/Tune-up Com All CZ07 VintAll |  | System | Commercial | 01-ALC-AllCommercial-Cooling | 0 |  |  |  |  | 45.3009 | 0 | 35 | 0 | 0 | 10.3009 | 196 |  | kWh | 0.15 | 0 | Commercial | [7 empty] | 10 | 0.85 |  |  |  | 0 | 3 | 0 | 0 | 0 | 0 | 0 | 0 | 0 | 0 | 0 | 0 | 2009 Qtr 1: 3; 2009 Qtr 2: 0; 2009 Qtr 3: 0; 2009 Qtr 4: 0; 2010 Qtr 1: 0; 2010 Qtr 2: 0; 2010 Qtr 3: 0; 2010 Qtr 4: 0; 2011 Qtr 1: 0; 2011 Qtr 2: 0; 2011 Qtr 3: 0; 2011 Qtr 4: 0 | 3
0 | 253144-Commercial Condensor Coil Cleaning (all units - savings at 50% of DEER) Com All CZ07 VintAll |  | System | Commercial | 01-ALC-AllCommercial-Cooling | 0 |  |  |  |  | 10 | 0 | 18 | 0 | 0 | -8 | 60 |  | kWh | 0.047 | 0 | Commercial | [7 empty] | 3 | 0.85 |  |  |  | 0 | 3 | 0 | 0 | 0 | 0 | 0 | 0 | 0 | 0 | 0 | 0 | 2009 Qtr 1: 3; 2009 Qtr 2: 0; 2009 Qtr 3: 0; 2009 Qtr 4: 0; 2010 Qtr 1: 0; 2010 Qtr 2: 0; 2010 Qtr 3: 0; 2010 Qtr 4: 0; 2011 Qtr 1: 0; 2011 Qtr 2: 0; 2011 Qtr 3: 0; 2011 Qtr 4: 0 | 3
0 | 253141-Commercial HVAC Diagnostic/Tune-up Com All CZ07 VintAll |  | System | Commercial | 01-ALC-AllCommercial-Cooling | 0 |  |  |  |  | 45.3009 | 0 | 35 | 0 | 0 | 10.3009 | 196 |  | kWh | 0.15 | 0 | Commercial | [7 empty] | 10 | 0.85 |  |  |  | 0 | 5 | 0 | 0 | 0 | 0 | 0 | 0 | 0 | 0 | 0 | 0 | 2009 Qtr 1: 5; 2009 Qtr 2: 0; 2009 Qtr 3: 0; 2009 Qtr 4: 0; 2010 Qtr 1: 0; 2010 Qtr 2: 0; 2010 Qtr 3: 0; 2010 Qtr 4: 0; 2011 Qtr 1: 0; 2011 Qtr 2: 0; 2011 Qtr 3: 0; 2011 Qtr 4: 0 | 5
0 | 253144-Commercial Condensor Coil Cleaning (all units - savings at 50% of DEER) Com All CZ07 VintAll |  | System | Commercial | 01-ALC-AllCommercial-Cooling | 0 |  |  |  |  | 10 | 0 | 18 | 0 | 0 | -8 | 60 |  | kWh | 0.047 | 0 | Commercial | [7 empty] | 3 | 0.85 |  |  |  | 0 | 5 | 0 | 0 | 0 | 0 | 0 | 0 | 0 | 0 | 0 | 0 | 2009 Qtr 1: 5; 2009 Qtr 2: 0; 2009 Qtr 3: 0; 2009 Qtr 4: 0; 2010 Qtr 1: 0; 2010 Qtr 2: 0; 2010 Qtr 3: 0; 2010 Qtr 4: 0; 2011 Qtr 1: 0; 2011 Qtr 2: 0; 2011 Qtr 3: 0; 2011 Qtr 4: 0 | 5
0 | 253141-Commercial HVAC Diagnostic/Tune-up Com All CZ07 VintAll |  | System | Commercial | 01-ALC-AllCommercial-Cooling | 0 |  |  |  |  | 45.3009 | 0 | 35 | 0 | 0 | 10.3009 | 196 |  | kWh | 0.15 | 0 | Commercial | [7 empty] | 10 | 0.85 |  |  |  | 0 | 4 | 0 | 0 | 0 | 0 | 0 | 0 | 0 | 0 | 0 | 0 | 2009 Qtr 1: 4; 2009 Qtr 2: 0; 2009 Qtr 3: 0; 2009 Qtr 4: 0; 2010 Qtr 1: 0; 2010 Qtr 2: 0; 2010 Qtr 3: 0; 2010 Qtr 4: 0; 2011 Qtr 1: 0; 2011 Qtr 2: 0; 2011 Qtr 3: 0; 2011 Qtr 4: 0 | 4
0 | 253144-Commercial Condensor Coil Cleaning (all units - savings at 50% of DEER) Com All CZ07 VintAll |  | System | Commercial | 01-ALC-AllCommercial-Cooling | 0 |  |  |  |  | 10 | 0 | 18 | 0 | 0 | -8 | 60 |  | kWh | 0.047 | 0 | Commercial | [7 empty] | 3 | 0.85 |  |  |  | 0 | 4 | 0 | 0 | 0 | 0 | 0 | 0 | 0 | 0 | 0 | 0 | 2009 Qtr 1: 4; 2009 Qtr 2: 0; 2009 Qtr 3: 0; 2009 Qtr 4: 0; 2010 Qtr 1: 0; 2010 Qtr 2: 0; 2010 Qtr 3: 0; 2010 Qtr 4: 0; 2011 Qtr 1: 0; 2011 Qtr 2: 0; 2011 Qtr 3: 0; 2011 Qtr 4: 0 | 4
0 | 253144-Commercial Condensor Coil Cleaning (all units - savings at 50% of DEER) Com All CZ07 VintAll |  | System | Commercial | 01-ALC-AllCommercial-Cooling | 0 |  |  |  |  | 10 | 0 | 18 | 0 | 0 | -8 | 60 |  | kWh | 0.047 | 0 | Commercial | [7 empty] | 3 | 0.85 |  |  |  | 0 | 5 | 0 | 0 | 0 | 0 | 0 | 0 | 0 | 0 | 0 | 0 | 2009 Qtr 1: 5; 2009 Qtr 2: 0; 2009 Qtr 3: 0; 2009 Qtr 4: 0; 2010 Qtr 1: 0; 2010 Qtr 2: 0; 2010 Qtr 3: 0; 2010 Qtr 4: 0; 2011 Qtr 1: 0; 2011 Qtr 2: 0; 2011 Qtr 3: 0; 2011 Qtr 4: 0 | 5
0 | 253144-Commercial Condensor Coil Cleaning (all units - savings at 50% of DEER) Com All CZ07 VintAll |  | System | Commercial | 01-ALC-AllCommercial-Cooling | 0 |  |  |  |  | 10 | 0 | 18 | 0 | 0 | -8 | 60 |  | kWh | 0.047 | 0 | Commercial | [7 empty] | 3 | 0.85 |  |  |  | 0 | 5 | 0 | 0 | 0 | 0 | 0 | 0 | 0 | 0 | 0 | 0 | 2009 Qtr 1: 5; 2009 Qtr 2: 0; 2009 Qtr 3: 0; 2009 Qtr 4: 0; 2010 Qtr 1: 0; 2010 Qtr 2: 0; 2010 Qtr 3: 0; 2010 Qtr 4: 0; 2011 Qtr 1: 0; 2011 Qtr 2: 0; 2011 Qtr 3: 0; 2011 Qtr 4: 0 | 5
0 | 253141-Commercial HVAC Diagnostic/Tune-up Com All CZ07 VintAll |  | System | Commercial | 01-ALC-AllCommercial-Cooling | 0 |  |  |  |  | 45.3009 | 0 | 35 | 0 | 0 | 10.3009 | 196 |  | kWh | 0.15 | 0 | Commercial | [7 empty] | 10 | 0.85 |  |  |  | 0 | 5 | 0 | 0 | 0 | 0 | 0 | 0 | 0 | 0 | 0 | 0 | 2009 Qtr 1: 5; 2009 Qtr 2: 0; 2009 Qtr 3: 0; 2009 Qtr 4: 0; 2010 Qtr 1: 0; 2010 Qtr 2: 0; 2010 Qtr 3: 0; 2010 Qtr 4: 0; 2011 Qtr 1: 0; 2011 Qtr 2: 0; 2011 Qtr 3: 0; 2011 Qtr 4: 0 | 5
0 | 253144-Commercial Condensor Coil Cleaning (all units - savings at 50% of DEER) Com All CZ07 VintAll |  | System | Commercial | 01-ALC-AllCommercial-Cooling | 0 |  |  |  |  | 10 | 0 | 18 | 0 | 0 | -8 | 60 |  | kWh | 0.047 | 0 | Commercial | [7 empty] | 3 | 0.85 |  |  |  | 0 | 5 | 0 | 0 | 0 | 0 | 0 | 0 | 0 | 0 | 0 | 0 | 2009 Qtr 1: 5; 2009 Qtr 2: 0; 2009 Qtr 3: 0; 2009 Qtr 4: 0; 2010 Qtr 1: 0; 2010 Qtr 2: 0; 2010 Qtr 3: 0; 2010 Qtr 4: 0; 2011 Qtr 1: 0; 2011 Qtr 2: 0; 2011 Qtr 3: 0; 2011 Qtr 4: 0 | 5
0 | 253141-Commercial HVAC Diagnostic/Tune-up Com All CZ07 VintAll |  | System | Commercial | 01-ALC-AllCommercial-Cooling | 0 |  |  |  |  | 45.3009 | 0 | 35 | 0 | 0 | 10.3009 | 196 |  | kWh | 0.15 | 0 | Commercial | [7 empty] | 10 | 0.85 |  |  |  | 0 | 3 | 0 | 0 | 0 | 0 | 0 | 0 | 0 | 0 | 0 | 0 | 2009 Qtr 1: 3; 2009 Qtr 2: 0; 2009 Qtr 3: 0; 2009 Qtr 4: 0; 2010 Qtr 1: 0; 2010 Qtr 2: 0; 2010 Qtr 3: 0; 2010 Qtr 4: 0; 2011 Qtr 1: 0; 2011 Qtr 2: 0; 2011 Qtr 3: 0; 2011 Qtr 4: 0 | 3
0 | 253144-Commercial Condensor Coil Cleaning (all units - savings at 50% of DEER) Com All CZ07 VintAll |  | System | Commercial | 01-ALC-AllCommercial-Cooling | 0 |  |  |  |  | 10 | 0 | 18 | 0 | 0 | -8 | 60 |  | kWh | 0.047 | 0 | Commercial | [7 empty] | 3 | 0.85 |  |  |  | 0 | 3 | 0 | 0 | 0 | 0 | 0 | 0 | 0 | 0 | 0 | 0 | 2009 Qtr 1: 3; 2009 Qtr 2: 0; 2009 Qtr 3: 0; 2009 Qtr 4: 0; 2010 Qtr 1: 0; 2010 Qtr 2: 0; 2010 Qtr 3: 0; 2010 Qtr 4: 0; 2011 Qtr 1: 0; 2011 Qtr 2: 0; 2011 Qtr 3: 0; 2011 Qtr 4: 0 | 3
0 | 253144-Commercial Condensor Coil Cleaning (all units - savings at 50% of DEER) Com All CZ07 VintAll |  | System | Commercial | 01-ALC-AllCommercial-Cooling | 0 |  |  |  |  | 10 | 0 | 18 | 0 | 0 | -8 | 60 |  | kWh | 0.047 | 0 | Commercial | [7 empty] | 3 | 0.85 |  |  |  | 0 | 5 | 0 | 0 | 0 | 0 | 0 | 0 | 0 | 0 | 0 | 0 | 2009 Qtr 1: 5; 2009 Qtr 2: 0; 2009 Qtr 3: 0; 2009 Qtr 4: 0; 2010 Qtr 1: 0; 2010 Qtr 2: 0; 2010 Qtr 3: 0; 2010 Qtr 4: 0; 2011 Qtr 1: 0; 2011 Qtr 2: 0; 2011 Qtr 3: 0; 2011 Qtr 4: 0 | 5
0 | 253141-Commercial HVAC Diagnostic/Tune-up Com All CZ07 VintAll |  | System | Commercial | 01-ALC-AllCommercial-Cooling | 0 |  |  |  |  | 45.3009 | 0 | 35 | 0 | 0 | 10.3009 | 196 |  | kWh | 0.15 | 0 | Commercial | [7 empty] | 10 | 0.85 |  |  |  | 0 | 5 | 0 | 0 | 0 | 0 | 0 | 0 | 0 | 0 | 0 | 0 | 2009 Qtr 1: 5; 2009 Qtr 2: 0; 2009 Qtr 3: 0; 2009 Qtr 4: 0; 2010 Qtr 1: 0; 2010 Qtr 2: 0; 2010 Qtr 3: 0; 2010 Qtr 4: 0; 2011 Qtr 1: 0; 2011 Qtr 2: 0; 2011 Qtr 3: 0; 2011 Qtr 4: 0 | 5
0 | 253142-Commercial HVAC Diagnostic/Tune-up Com All CZ10 VintAll |  | System | Commercial | 01-ALC-AllCommercial-Cooling | 0 |  |  |  |  | 45.3009 | 0 | 55.3 | 0 | 0 | -9.9991 | 214 |  | kWh | 0.15 | 0 | Commercial | [7 empty] | 10 | 0.85 |  |  |  | 0 | 4 | 0 | 0 | 0 | 0 | 0 | 0 | 0 | 0 | 0 | 0 | 2009 Qtr 1: 4; 2009 Qtr 2: 0; 2009 Qtr 3: 0; 2009 Qtr 4: 0; 2010 Qtr 1: 0; 2010 Qtr 2: 0; 2010 Qtr 3: 0; 2010 Qtr 4: 0; 2011 Qtr 1: 0; 2011 Qtr 2: 0; 2011 Qtr 3: 0; 2011 Qtr 4: 0 | 4
0 | 253131-Economizer Repair Com All CZ07 Vint04 |  | System | Commercial | 01-ALC-AllCommercial-Cooling | 0 |  |  |  |  | 41.71 | 0 | 43.9286 | 0 | 0 | -2.2186 | 555 |  | kWh | 0.003 | 0 | Commercial |  | Winter Only | [5 empty] | 5 | 0.85 |  |  |  | 0 | 7 | 0 | 0 | 0 | 0 | 0 | 0 | 0 | 0 | 0 | 0 | 2009 Qtr 1: 7; 2009 Qtr 2: 0; 2009 Qtr 3: 0; 2009 Qtr 4: 0; 2010 Qtr 1: 0; 2010 Qtr 2: 0; 2010 Qtr 3: 0; 2010 Qtr 4: 0; 2011 Qtr 1: 0; 2011 Qtr 2: 0; 2011 Qtr 3: 0; 2011 Qtr 4: 0 | 7
0 | 253131-Economizer Repair Com All CZ07 Vint04 |  | System | Commercial | 01-ALC-AllCommercial-Cooling | 0 |  |  |  |  | 41.71 | 0 | 43.9286 | 0 | 0 | -2.2186 | 555 |  | kWh | 0.003 | 0 | Commercial |  | Winter Only | [5 empty] | 5 | 0.85 |  |  |  | 0 | 7 | 0 | 0 | 0 | 0 | 0 | 0 | 0 | 0 | 0 | 0 | 2009 Qtr 1: 7; 2009 Qtr 2: 0; 2009 Qtr 3: 0; 2009 Qtr 4: 0; 2010 Qtr 1: 0; 2010 Qtr 2: 0; 2010 Qtr 3: 0; 2010 Qtr 4: 0; 2011 Qtr 1: 0; 2011 Qtr 2: 0; 2011 Qtr 3: 0; 2011 Qtr 4: 0 | 7
0 | 253131-Economizer Repair Com All CZ07 Vint04 |  | System | Commercial | 01-ALC-AllCommercial-Cooling | 0 |  |  |  |  | 41.71 | 0 | 41 | 0 | 0 | 0.71 | 555 |  | kWh | 0.003 | 0 | Commercial |  | Winter Only | [5 empty] | 5 | 0.85 |  |  |  | 0 | 4 | 0 | 0 | 0 | 0 | 0 | 0 | 0 | 0 | 0 | 0 | 2009 Qtr 1: 4; 2009 Qtr 2: 0; 2009 Qtr 3: 0; 2009 Qtr 4: 0; 2010 Qtr 1: 0; 2010 Qtr 2: 0; 2010 Qtr 3: 0; 2010 Qtr 4: 0; 2011 Qtr 1: 0; 2011 Qtr 2: 0; 2011 Qtr 3: 0; 2011 Qtr 4: 0 | 4
0 | 253131-Economizer Repair Com All CZ07 Vint04 |  | System | Commercial | 01-ALC-AllCommercial-Cooling | 0 |  |  |  |  | 41.71 | 0 | 41 | 0 | 0 | 0.71 | 555 |  | kWh | 0.003 | 0 | Commercial |  | Winter Only | [5 empty] | 5 | 0.85 |  |  |  | 0 | 16 | 0 | 0 | 0 | 0 | 0 | 0 | 0 | 0 | 0 | 0 | 2009 Qtr 1: 16; 2009 Qtr 2: 0; 2009 Qtr 3: 0; 2009 Qtr 4: 0; 2010 Qtr 1: 0; 2010 Qtr 2: 0; 2010 Qtr 3: 0; 2010 Qtr 4: 0; 2011 Qtr 1: 0; 2011 Qtr 2: 0; 2011 Qtr 3: 0; 2011 Qtr 4: 0 | 16
0 | 253131-Economizer Repair Com All CZ07 Vint04 |  | System | Commercial | 01-ALC-AllCommercial-Cooling | 0 |  |  |  |  | 41.71 | 0 | 41 | 0 | 0 | 0.71 | 555 |  | kWh | 0.003 | 0 | Commercial |  | Winter Only | [5 empty] | 5 | 0.85 |  |  |  | 0 | 16 | 0 | 0 | 0 | 0 | 0 | 0 | 0 | 0 | 0 | 0 | 2009 Qtr 1: 16; 2009 Qtr 2: 0; 2009 Qtr 3: 0; 2009 Qtr 4: 0; 2010 Qtr 1: 0; 2010 Qtr 2: 0; 2010 Qtr 3: 0; 2010 Qtr 4: 0; 2011 Qtr 1: 0; 2011 Qtr 2: 0; 2011 Qtr 3: 0; 2011 Qtr 4: 0 | 16
0 | 253129-Economizer Repair Com All CZ07 Vint01 |  | System | Commercial | 01-ALC-AllCommercial-Cooling | 0 |  |  |  |  | 41.71 | 0 | 41 | 0 | 0 | 0.71 | 294 |  | kWh | 0.0083 | 0 | Commercial |  | Winter Only | [5 empty] | 5 | 0.85 |  |  |  | 0 | 15 | 0 | 0 | 0 | 0 | 0 | 0 | 0 | 0 | 0 | 0 | 2009 Qtr 1: 15; 2009 Qtr 2: 0; 2009 Qtr 3: 0; 2009 Qtr 4: 0; 2010 Qtr 1: 0; 2010 Qtr 2: 0; 2010 Qtr 3: 0; 2010 Qtr 4: 0; 2011 Qtr 1: 0; 2011 Qtr 2: 0; 2011 Qtr 3: 0; 2011 Qtr 4: 0 | 15
0 | 253131-Economizer Repair Com All CZ07 Vint04 |  | System | Commercial | 01-ALC-AllCommercial-Cooling | 0 |  |  |  |  | 41.71 | 0 | 41 | 0 | 0 | 0.71 | 555 |  | kWh | 0.003 | 0 | Commercial |  | Winter Only | [5 empty] | 5 | 0.85 |  |  |  | 0 | 16 | 0 | 0 | 0 | 0 | 0 | 0 | 0 | 0 | 0 | 0 | 2009 Qtr 1: 16; 2009 Qtr 2: 0; 2009 Qtr 3: 0; 2009 Qtr 4: 0; 2010 Qtr 1: 0; 2010 Qtr 2: 0; 2010 Qtr 3: 0; 2010 Qtr 4: 0; 2011 Qtr 1: 0; 2011 Qtr 2: 0; 2011 Qtr 3: 0; 2011 Qtr 4: 0 | 16
0 | 253131-Economizer Repair Com All CZ07 Vint04 |  | System | Commercial | 01-ALC-AllCommercial-Cooling | 0 |  |  |  |  | 41.71 | 0 | 41 | 0 | 0 | 0.71 | 555 |  | kWh | 0.003 | 0 | Commercial |  | Winter Only | [5 empty] | 5 | 0.85 |  |  |  | 0 | 16 | 0 | 0 | 0 | 0 | 0 | 0 | 0 | 0 | 0 | 0 | 2009 Qtr 1: 16; 2009 Qtr 2: 0; 2009 Qtr 3: 0; 2009 Qtr 4: 0; 2010 Qtr 1: 0; 2010 Qtr 2: 0; 2010 Qtr 3: 0; 2010 Qtr 4: 0; 2011 Qtr 1: 0; 2011 Qtr 2: 0; 2011 Qtr 3: 0; 2011 Qtr 4: 0 | 16
0 | 253131-Economizer Repair Com All CZ07 Vint04 |  | System | Commercial | 01-ALC-AllCommercial-Cooling | 0 |  |  |  |  | 41.71 | 0 | 41 | 0 | 0 | 0.71 | 555 |  | kWh | 0.003 | 0 | Commercial |  | Winter Only | [5 empty] | 5 | 0.85 |  |  |  | 0 | 3 | 0 | 0 | 0 | 0 | 0 | 0 | 0 | 0 | 0 | 0 | 2009 Qtr 1: 3; 2009 Qtr 2: 0; 2009 Qtr 3: 0; 2009 Qtr 4: 0; 2010 Qtr 1: 0; 2010 Qtr 2: 0; 2010 Qtr 3: 0; 2010 Qtr 4: 0; 2011 Qtr 1: 0; 2011 Qtr 2: 0; 2011 Qtr 3: 0; 2011 Qtr 4: 0 | 3
0 | 253129-Economizer Repair Com All CZ07 Vint01 |  | System | Commercial | 01-ALC-AllCommercial-Cooling | 0 |  |  |  |  | 41.71 | 0 | 41 | 0 | 0 | 0.71 | 294 |  | kWh | 0.0083 | 0 | Commercial |  | Winter Only | [5 empty] | 5 | 0.85 |  |  |  | 0 | 10 | 0 | 0 | 0 | 0 | 0 | 0 | 0 | 0 | 0 | 0 | 2009 Qtr 1: 10; 2009 Qtr 2: 0; 2009 Qtr 3: 0; 2009 Qtr 4: 0; 2010 Qtr 1: 0; 2010 Qtr 2: 0; 2010 Qtr 3: 0; 2010 Qtr 4: 0; 2011 Qtr 1: 0; 2011 Qtr 2: 0; 2011 Qtr 3: 0; 2011 Qtr 4: 0 | 10
0 | 253129-Economizer Repair Com All CZ07 Vint01 |  | System | Commercial | 01-ALC-AllCommercial-Cooling | 0 |  |  |  |  | 41.71 | 0 | 41 | 0 | 0 | 0.71 | 294 |  | kWh | 0.0083 | 0 | Commercial |  | Winter Only | [5 empty] | 5 | 0.85 |  |  |  | 0 | 10 | 0 | 0 | 0 | 0 | 0 | 0 | 0 | 0 | 0 | 0 | 2009 Qtr 1: 10; 2009 Qtr 2: 0; 2009 Qtr 3: 0; 2009 Qtr 4: 0; 2010 Qtr 1: 0; 2010 Qtr 2: 0; 2010 Qtr 3: 0; 2010 Qtr 4: 0; 2011 Qtr 1: 0; 2011 Qtr 2: 0; 2011 Qtr 3: 0; 2011 Qtr 4: 0 | 10
0 | 253129-Economizer Repair Com All CZ07 Vint01 |  | System | Commercial | 01-ALC-AllCommercial-Cooling | 0 |  |  |  |  | 41.71 | 0 | 41 | 0 | 0 | 0.71 | 294 |  | kWh | 0.0083 | 0 | Commercial |  | Winter Only | [5 empty] | 5 | 0.85 |  |  |  | 0 | 10 | 0 | 0 | 0 | 0 | 0 | 0 | 0 | 0 | 0 | 0 | 2009 Qtr 1: 10; 2009 Qtr 2: 0; 2009 Qtr 3: 0; 2009 Qtr 4: 0; 2010 Qtr 1: 0; 2010 Qtr 2: 0; 2010 Qtr 3: 0; 2010 Qtr 4: 0; 2011 Qtr 1: 0; 2011 Qtr 2: 0; 2011 Qtr 3: 0; 2011 Qtr 4: 0 | 10
0 | 253129-Economizer Repair Com All CZ07 Vint01 |  | System | Commercial | 01-ALC-AllCommercial-Cooling | 0 |  |  |  |  | 41.71 | 0 | 41 | 0 | 0 | 0.71 | 294 |  | kWh | 0.0083 | 0 | Commercial |  | Winter Only | [5 empty] | 5 | 0.85 |  |  |  | 0 | 10 | 0 | 0 | 0 | 0 | 0 | 0 | 0 | 0 | 0 | 0 | 2009 Qtr 1: 10; 2009 Qtr 2: 0; 2009 Qtr 3: 0; 2009 Qtr 4: 0; 2010 Qtr 1: 0; 2010 Qtr 2: 0; 2010 Qtr 3: 0; 2010 Qtr 4: 0; 2011 Qtr 1: 0; 2011 Qtr 2: 0; 2011 Qtr 3: 0; 2011 Qtr 4: 0 | 10
0 | 253129-Economizer Repair Com All CZ07 Vint01 |  | System | Commercial | 01-ALC-AllCommercial-Cooling | 0 |  |  |  |  | 41.71 | 0 | 41 | 0 | 0 | 0.71 | 294 |  | kWh | 0.0083 | 0 | Commercial |  | Winter Only | [5 empty] | 5 | 0.85 |  |  |  | 0 | 10 | 0 | 0 | 0 | 0 | 0 | 0 | 0 | 0 | 0 | 0 | 2009 Qtr 1: 10; 2009 Qtr 2: 0; 2009 Qtr 3: 0; 2009 Qtr 4: 0; 2010 Qtr 1: 0; 2010 Qtr 2: 0; 2010 Qtr 3: 0; 2010 Qtr 4: 0; 2011 Qtr 1: 0; 2011 Qtr 2: 0; 2011 Qtr 3: 0; 2011 Qtr 4: 0 | 10
0 | 253135-Economizer Repair Com All CZ10 Vint04 |  | System | Commercial | 01-ALC-AllCommercial-Cooling | 0 |  |  |  |  | 41.71 | 0 | 41 | 0 | 0 | 0.71 | 442 |  | kWh | 0.0016 | 0 | Commercial |  | Winter Only | [5 empty] | 5 | 0.85 |  |  |  | 0 | 35 | 0 | 0 | 0 | 0 | 0 | 0 | 0 | 0 | 0 | 0 | 2009 Qtr 1: 35; 2009 Qtr 2: 0; 2009 Qtr 3: 0; 2009 Qtr 4: 0; 2010 Qtr 1: 0; 2010 Qtr 2: 0; 2010 Qtr 3: 0; 2010 Qtr 4: 0; 2011 Qtr 1: 0; 2011 Qtr 2: 0; 2011 Qtr 3: 0; 2011 Qtr 4: 0 | 35
0 | 253135-Economizer Repair Com All CZ10 Vint04 |  | System | Commercial | 01-ALC-AllCommercial-Cooling | 0 |  |  |  |  | 41.71 | 0 | 41.7593 | 0 | 0 | -0.049259 | 442 |  | kWh | 0.0016 | 0 | Commercial |  | Winter Only | [5 empty] | 5 | 0.85 |  |  |  | 0 | 27 | 0 | 0 | 0 | 0 | 0 | 0 | 0 | 0 | 0 | 0 | 2009 Qtr 1: 27; 2009 Qtr 2: 0; 2009 Qtr 3: 0; 2009 Qtr 4: 0; 2010 Qtr 1: 0; 2010 Qtr 2: 0; 2010 Qtr 3: 0; 2010 Qtr 4: 0; 2011 Qtr 1: 0; 2011 Qtr 2: 0; 2011 Qtr 3: 0; 2011 Qtr 4: 0 | 27
0 | 253135-Economizer Repair Com All CZ10 Vint04 |  | System | Commercial | 01-ALC-AllCommercial-Cooling | 0 |  |  |  |  | 41.71 | 0 | 41 | 0 | 0 | 0.71 | 442 |  | kWh | 0.0016 | 0 | Commercial |  | Winter Only | [5 empty] | 5 | 0.85 |  |  |  | 0 | 35 | 0 | 0 | 0 | 0 | 0 | 0 | 0 | 0 | 0 | 0 | 2009 Qtr 1: 35; 2009 Qtr 2: 0; 2009 Qtr 3: 0; 2009 Qtr 4: 0; 2010 Qtr 1: 0; 2010 Qtr 2: 0; 2010 Qtr 3: 0; 2010 Qtr 4: 0; 2011 Qtr 1: 0; 2011 Qtr 2: 0; 2011 Qtr 3: 0; 2011 Qtr 4: 0 | 35
0 | 253135-Economizer Repair Com All CZ10 Vint04 |  | System | Commercial | 01-ALC-AllCommercial-Cooling | 0 |  |  |  |  | 41.71 | 0 | 41 | 0 | 0 | 0.71 | 442 |  | kWh | 0.0016 | 0 | Commercial |  | Winter Only | [5 empty] | 5 | 0.85 |  |  |  | 0 | 17 | 0 | 0 | 0 | 0 | 0 | 0 | 0 | 0 | 0 | 0 | 2009 Qtr 1: 17; 2009 Qtr 2: 0; 2009 Qtr 3: 0; 2009 Qtr 4: 0; 2010 Qtr 1: 0; 2010 Qtr 2: 0; 2010 Qtr 3: 0; 2010 Qtr 4: 0; 2011 Qtr 1: 0; 2011 Qtr 2: 0; 2011 Qtr 3: 0; 2011 Qtr 4: 0 | 17
0 | 253135-Economizer Repair Com All CZ10 Vint04 |  | System | Commercial | 01-ALC-AllCommercial-Cooling | 0 |  |  |  |  | 41.71 | 0 | 41.7593 | 0 | 0 | -0.049259 | 442 |  | kWh | 0.0016 | 0 | Commercial |  | Winter Only | [5 empty] | 5 | 0.85 |  |  |  | 0 | 27 | 0 | 0 | 0 | 0 | 0 | 0 | 0 | 0 | 0 | 0 | 2009 Qtr 1: 27; 2009 Qtr 2: 0; 2009 Qtr 3: 0; 2009 Qtr 4: 0; 2010 Qtr 1: 0; 2010 Qtr 2: 0; 2010 Qtr 3: 0; 2010 Qtr 4: 0; 2011 Qtr 1: 0; 2011 Qtr 2: 0; 2011 Qtr 3: 0; 2011 Qtr 4: 0 | 27
0 | 253135-Economizer Repair Com All CZ10 Vint04 |  | System | Commercial | 01-ALC-AllCommercial-Cooling | 0 |  |  |  |  | 41.71 | 0 | 41 | 0 | 0 | 0.71 | 442 |  | kWh | 0.0016 | 0 | Commercial |  | Winter Only | [5 empty] | 5 | 0.85 |  |  |  | 0 | 35 | 0 | 0 | 0 | 0 | 0 | 0 | 0 | 0 | 0 | 0 | 2009 Qtr 1: 35; 2009 Qtr 2: 0; 2009 Qtr 3: 0; 2009 Qtr 4: 0; 2010 Qtr 1: 0; 2010 Qtr 2: 0; 2010 Qtr 3: 0; 2010 Qtr 4: 0; 2011 Qtr 1: 0; 2011 Qtr 2: 0; 2011 Qtr 3: 0; 2011 Qtr 4: 0 | 35
0 | 253135-Economizer Repair Com All CZ10 Vint04 |  | System | Commercial | 01-ALC-AllCommercial-Cooling | 0 |  |  |  |  | 41.71 | 0 | 41 | 0 | 0 | 0.71 | 442 |  | kWh | 0.0016 | 0 | Commercial |  | Winter Only | [5 empty] | 5 | 0.85 |  |  |  | 0 | 35 | 0 | 0 | 0 | 0 | 0 | 0 | 0 | 0 | 0 | 0 | 2009 Qtr 1: 35; 2009 Qtr 2: 0; 2009 Qtr 3: 0; 2009 Qtr 4: 0; 2010 Qtr 1: 0; 2010 Qtr 2: 0; 2010 Qtr 3: 0; 2010 Qtr 4: 0; 2011 Qtr 1: 0; 2011 Qtr 2: 0; 2011 Qtr 3: 0; 2011 Qtr 4: 0 | 35
0 | 253135-Economizer Repair Com All CZ10 Vint04 |  | System | Commercial | 01-ALC-AllCommercial-Cooling | 0 |  |  |  |  | 41.71 | 0 | 41.7593 | 0 | 0 | -0.049259 | 442 |  | kWh | 0.0016 | 0 | Commercial |  | Winter Only | [5 empty] | 5 | 0.85 |  |  |  | 0 | 27 | 0 | 0 | 0 | 0 | 0 | 0 | 0 | 0 | 0 | 0 | 2009 Qtr 1: 27; 2009 Qtr 2: 0; 2009 Qtr 3: 0; 2009 Qtr 4: 0; 2010 Qtr 1: 0; 2010 Qtr 2: 0; 2010 Qtr 3: 0; 2010 Qtr 4: 0; 2011 Qtr 1: 0; 2011 Qtr 2: 0; 2011 Qtr 3: 0; 2011 Qtr 4: 0 | 27
0 | 253135-Economizer Repair Com All CZ10 Vint04 |  | System | Commercial | 01-ALC-AllCommercial-Cooling | 0 |  |  |  |  | 41.71 | 0 | 41 | 0 | 0 | 0.71 | 442 |  | kWh | 0.0016 | 0 | Commercial |  | Winter Only | [5 empty] | 5 | 0.85 |  |  |  | 0 | 35 | 0 | 0 | 0 | 0 | 0 | 0 | 0 | 0 | 0 | 0 | 2009 Qtr 1: 35; 2009 Qtr 2: 0; 2009 Qtr 3: 0; 2009 Qtr 4: 0; 2010 Qtr 1: 0; 2010 Qtr 2: 0; 2010 Qtr 3: 0; 2010 Qtr 4: 0; 2011 Qtr 1: 0; 2011 Qtr 2: 0; 2011 Qtr 3: 0; 2011 Qtr 4: 0 | 35
0 | 253132-Economizer Repair Com All CZ07 Vint05 |  | System | Commercial | 01-ALC-AllCommercial-Cooling | 0 |  |  |  |  | 41.71 | 0 | 42.7083 | 0 | 0 | -0.99833 | 440 |  | kWh | 0.0023 | 0 | Commercial |  | Winter Only | [5 empty] | 5 | 0.85 |  |  |  | 0 | 12 | 0 | 0 | 0 | 0 | 0 | 0 | 0 | 0 | 0 | 0 | 2009 Qtr 1: 12; 2009 Qtr 2: 0; 2009 Qtr 3: 0; 2009 Qtr 4: 0; 2010 Qtr 1: 0; 2010 Qtr 2: 0; 2010 Qtr 3: 0; 2010 Qtr 4: 0; 2011 Qtr 1: 0; 2011 Qtr 2: 0; 2011 Qtr 3: 0; 2011 Qtr 4: 0 | 12
0 | 253132-Economizer Repair Com All CZ07 Vint05 |  | System | Commercial | 01-ALC-AllCommercial-Cooling | 0 |  |  |  |  | 41.71 | 0 | 42.7083 | 0 | 0 | -0.99833 | 440 |  | kWh | 0.0023 | 0 | Commercial |  | Winter Only | [5 empty] | 5 | 0.85 |  |  |  | 0 | 12 | 0 | 0 | 0 | 0 | 0 | 0 | 0 | 0 | 0 | 0 | 2009 Qtr 1: 12; 2009 Qtr 2: 0; 2009 Qtr 3: 0; 2009 Qtr 4: 0; 2010 Qtr 1: 0; 2010 Qtr 2: 0; 2010 Qtr 3: 0; 2010 Qtr 4: 0; 2011 Qtr 1: 0; 2011 Qtr 2: 0; 2011 Qtr 3: 0; 2011 Qtr 4: 0 | 12
0 | 253132-Economizer Repair Com All CZ07 Vint05 |  | System | Commercial | 01-ALC-AllCommercial-Cooling | 0 |  |  |  |  | 41.71 | 0 | 42.7083 | 0 | 0 | -0.99833 | 440 |  | kWh | 0.0023 | 0 | Commercial |  | Winter Only | [5 empty] | 5 | 0.85 |  |  |  | 0 | 12 | 0 | 0 | 0 | 0 | 0 | 0 | 0 | 0 | 0 | 0 | 2009 Qtr 1: 12; 2009 Qtr 2: 0; 2009 Qtr 3: 0; 2009 Qtr 4: 0; 2010 Qtr 1: 0; 2010 Qtr 2: 0; 2010 Qtr 3: 0; 2010 Qtr 4: 0; 2011 Qtr 1: 0; 2011 Qtr 2: 0; 2011 Qtr 3: 0; 2011 Qtr 4: 0 | 12
0 | 253132-Economizer Repair Com All CZ07 Vint05 |  | System | Commercial | 01-ALC-AllCommercial-Cooling | 0 |  |  |  |  | 41.71 | 0 | 41 | 0 | 0 | 0.71 | 440 |  | kWh | 0.0023 | 0 | Commercial |  | Winter Only | [5 empty] | 5 | 0.85 |  |  |  | 0 | 3 | 0 | 0 | 0 | 0 | 0 | 0 | 0 | 0 | 0 | 0 | 2009 Qtr 1: 3; 2009 Qtr 2: 0; 2009 Qtr 3: 0; 2009 Qtr 4: 0; 2010 Qtr 1: 0; 2010 Qtr 2: 0; 2010 Qtr 3: 0; 2010 Qtr 4: 0; 2011 Qtr 1: 0; 2011 Qtr 2: 0; 2011 Qtr 3: 0; 2011 Qtr 4: 0 | 3
0 | 253132-Economizer Repair Com All CZ07 Vint05 |  | System | Commercial | 01-ALC-AllCommercial-Cooling | 0 |  |  |  |  | 41.71 | 0 | 41 | 0 | 0 | 0.71 | 440 |  | kWh | 0.0023 | 0 | Commercial |  | Winter Only | [5 empty] | 5 | 0.85 |  |  |  | 0 | 10 | 0 | 0 | 0 | 0 | 0 | 0 | 0 | 0 | 0 | 0 | 2009 Qtr 1: 10; 2009 Qtr 2: 0; 2009 Qtr 3: 0; 2009 Qtr 4: 0; 2010 Qtr 1: 0; 2010 Qtr 2: 0; 2010 Qtr 3: 0; 2010 Qtr 4: 0; 2011 Qtr 1: 0; 2011 Qtr 2: 0; 2011 Qtr 3: 0; 2011 Qtr 4: 0 | 10
0 | 253132-Economizer Repair Com All CZ07 Vint05 |  | System | Commercial | 01-ALC-AllCommercial-Cooling | 0 |  |  |  |  | 41.71 | 0 | 42.7083 | 0 | 0 | -0.99833 | 440 |  | kWh | 0.0023 | 0 | Commercial |  | Winter Only | [5 empty] | 5 | 0.85 |  |  |  | 0 | 12 | 0 | 0 | 0 | 0 | 0 | 0 | 0 | 0 | 0 | 0 | 2009 Qtr 1: 12; 2009 Qtr 2: 0; 2009 Qtr 3: 0; 2009 Qtr 4: 0; 2010 Qtr 1: 0; 2010 Qtr 2: 0; 2010 Qtr 3: 0; 2010 Qtr 4: 0; 2011 Qtr 1: 0; 2011 Qtr 2: 0; 2011 Qtr 3: 0; 2011 Qtr 4: 0 | 12
0 | 253132-Economizer Repair Com All CZ07 Vint05 |  | System | Commercial | 01-ALC-AllCommercial-Cooling | 0 |  |  |  |  | 41.71 | 0 | 43.9286 | 0 | 0 | -2.2186 | 440 |  | kWh | 0.0023 | 0 | Commercial |  | Winter Only | [5 empty] | 5 | 0.85 |  |  |  | 0 | 7 | 0 | 0 | 0 | 0 | 0 | 0 | 0 | 0 | 0 | 0 | 2009 Qtr 1: 7; 2009 Qtr 2: 0; 2009 Qtr 3: 0; 2009 Qtr 4: 0; 2010 Qtr 1: 0; 2010 Qtr 2: 0; 2010 Qtr 3: 0; 2010 Qtr 4: 0; 2011 Qtr 1: 0; 2011 Qtr 2: 0; 2011 Qtr 3: 0; 2011 Qtr 4: 0 | 7
0 | 253132-Economizer Repair Com All CZ07 Vint05 |  | System | Commercial | 01-ALC-AllCommercial-Cooling | 0 |  |  |  |  | 41.71 | 0 | 42.7083 | 0 | 0 | -0.99833 | 440 |  | kWh | 0.0023 | 0 | Commercial |  | Winter Only | [5 empty] | 5 | 0.85 |  |  |  | 0 | 12 | 0 | 0 | 0 | 0 | 0 | 0 | 0 | 0 | 0 | 0 | 2009 Qtr 1: 12; 2009 Qtr 2: 0; 2009 Qtr 3: 0; 2009 Qtr 4: 0; 2010 Qtr 1: 0; 2010 Qtr 2: 0; 2010 Qtr 3: 0; 2010 Qtr 4: 0; 2011 Qtr 1: 0; 2011 Qtr 2: 0; 2011 Qtr 3: 0; 2011 Qtr 4: 0 | 12
0 | 253132-Economizer Repair Com All CZ07 Vint05 |  | System | Commercial | 01-ALC-AllCommercial-Cooling | 0 |  |  |  |  | 41.71 | 0 | 42.7083 | 0 | 0 | -0.99833 | 440 |  | kWh | 0.0023 | 0 | Commercial |  | Winter Only | [5 empty] | 5 | 0.85 |  |  |  | 0 | 12 | 0 | 0 | 0 | 0 | 0 | 0 | 0 | 0 | 0 | 0 | 2009 Qtr 1: 12; 2009 Qtr 2: 0; 2009 Qtr 3: 0; 2009 Qtr 4: 0; 2010 Qtr 1: 0; 2010 Qtr 2: 0; 2010 Qtr 3: 0; 2010 Qtr 4: 0; 2011 Qtr 1: 0; 2011 Qtr 2: 0; 2011 Qtr 3: 0; 2011 Qtr 4: 0 | 12
0 | 253132-Economizer Repair Com All CZ07 Vint05 |  | System | Commercial | 01-ALC-AllCommercial-Cooling | 0 |  |  |  |  | 41.71 | 0 | 42.7083 | 0 | 0 | -0.99833 | 440 |  | kWh | 0.0023 | 0 | Commercial |  | Winter Only | [5 empty] | 5 | 0.85 |  |  |  | 0 | 12 | 0 | 0 | 0 | 0 | 0 | 0 | 0 | 0 | 0 | 0 | 2009 Qtr 1: 12; 2009 Qtr 2: 0; 2009 Qtr 3: 0; 2009 Qtr 4: 0; 2010 Qtr 1: 0; 2010 Qtr 2: 0; 2010 Qtr 3: 0; 2010 Qtr 4: 0; 2011 Qtr 1: 0; 2011 Qtr 2: 0; 2011 Qtr 3: 0; 2011 Qtr 4: 0 | 12
0 | 253132-Economizer Repair Com All CZ07 Vint05 |  | System | Commercial | 01-ALC-AllCommercial-Cooling | 0 |  |  |  |  | 41.71 | 0 | 44.4167 | 0 | 0 | -2.7067 | 440 |  | kWh | 0.0023 | 0 | Commercial |  | Winter Only | [5 empty] | 5 | 0.85 |  |  |  | 0 | 6 | 0 | 0 | 0 | 0 | 0 | 0 | 0 | 0 | 0 | 0 | 2009 Qtr 1: 6; 2009 Qtr 2: 0; 2009 Qtr 3: 0; 2009 Qtr 4: 0; 2010 Qtr 1: 0; 2010 Qtr 2: 0; 2010 Qtr 3: 0; 2010 Qtr 4: 0; 2011 Qtr 1: 0; 2011 Qtr 2: 0; 2011 Qtr 3: 0; 2011 Qtr 4: 0 | 6
0 | 253132-Economizer Repair Com All CZ07 Vint05 |  | System | Commercial | 01-ALC-AllCommercial-Cooling | 0 |  |  |  |  | 41.71 | 0 | 42.7083 | 0 | 0 | -0.99833 | 440 |  | kWh | 0.0023 | 0 | Commercial |  | Winter Only | [5 empty] | 5 | 0.85 |  |  |  | 0 | 12 | 0 | 0 | 0 | 0 | 0 | 0 | 0 | 0 | 0 | 0 | 2009 Qtr 1: 12; 2009 Qtr 2: 0; 2009 Qtr 3: 0; 2009 Qtr 4: 0; 2010 Qtr 1: 0; 2010 Qtr 2: 0; 2010 Qtr 3: 0; 2010 Qtr 4: 0; 2011 Qtr 1: 0; 2011 Qtr 2: 0; 2011 Qtr 3: 0; 2011 Qtr 4: 0 | 12
0 | 253132-Economizer Repair Com All CZ07 Vint05 |  | System | Commercial | 01-ALC-AllCommercial-Cooling | 0 |  |  |  |  | 41.71 | 0 | 42.7083 | 0 | 0 | -0.99833 | 440 |  | kWh | 0.0023 | 0 | Commercial |  | Winter Only | [5 empty] | 5 | 0.85 |  |  |  | 0 | 12 | 0 | 0 | 0 | 0 | 0 | 0 | 0 | 0 | 0 | 0 | 2009 Qtr 1: 12; 2009 Qtr 2: 0; 2009 Qtr 3: 0; 2009 Qtr 4: 0; 2010 Qtr 1: 0; 2010 Qtr 2: 0; 2010 Qtr 3: 0; 2010 Qtr 4: 0; 2011 Qtr 1: 0; 2011 Qtr 2: 0; 2011 Qtr 3: 0; 2011 Qtr 4: 0 | 12
0 | 253132-Economizer Repair Com All CZ07 Vint05 |  | System | Commercial | 01-ALC-AllCommercial-Cooling | 0 |  |  |  |  | 41.71 | 0 | 43.9286 | 0 | 0 | -2.2186 | 440 |  | kWh | 0.0023 | 0 | Commercial |  | Winter Only | [5 empty] | 5 | 0.85 |  |  |  | 0 | 7 | 0 | 0 | 0 | 0 | 0 | 0 | 0 | 0 | 0 | 0 | 2009 Qtr 1: 7; 2009 Qtr 2: 0; 2009 Qtr 3: 0; 2009 Qtr 4: 0; 2010 Qtr 1: 0; 2010 Qtr 2: 0; 2010 Qtr 3: 0; 2010 Qtr 4: 0; 2011 Qtr 1: 0; 2011 Qtr 2: 0; 2011 Qtr 3: 0; 2011 Qtr 4: 0 | 7
0 | 253132-Economizer Repair Com All CZ07 Vint05 |  | System | Commercial | 01-ALC-AllCommercial-Cooling | 0 |  |  |  |  | 41.71 | 0 | 43.5625 | 0 | 0 | -1.8525 | 440 |  | kWh | 0.0023 | 0 | Commercial |  | Winter Only | [5 empty] | 5 | 0.85 |  |  |  | 0 | 8 | 0 | 0 | 0 | 0 | 0 | 0 | 0 | 0 | 0 | 0 | 2009 Qtr 1: 8; 2009 Qtr 2: 0; 2009 Qtr 3: 0; 2009 Qtr 4: 0; 2010 Qtr 1: 0; 2010 Qtr 2: 0; 2010 Qtr 3: 0; 2010 Qtr 4: 0; 2011 Qtr 1: 0; 2011 Qtr 2: 0; 2011 Qtr 3: 0; 2011 Qtr 4: 0 | 8
0 | 253131-Economizer Repair Com All CZ07 Vint04 |  | System | Commercial | 01-ALC-AllCommercial-Cooling | 0 |  |  |  |  | 41.71 | 0 | 41 | 0 | 0 | 0.71 | 555 |  | kWh | 0.003 | 0 | Commercial |  | Winter Only | [5 empty] | 5 | 0.85 |  |  |  | 0 | 4 | 0 | 0 | 0 | 0 | 0 | 0 | 0 | 0 | 0 | 0 | 2009 Qtr 1: 4; 2009 Qtr 2: 0; 2009 Qtr 3: 0; 2009 Qtr 4: 0; 2010 Qtr 1: 0; 2010 Qtr 2: 0; 2010 Qtr 3: 0; 2010 Qtr 4: 0; 2011 Qtr 1: 0; 2011 Qtr 2: 0; 2011 Qtr 3: 0; 2011 Qtr 4: 0 | 4
0 | 253131-Economizer Repair Com All CZ07 Vint04 |  | System | Commercial | 01-ALC-AllCommercial-Cooling | 0 |  |  |  |  | 41.71 | 0 | 41 | 0 | 0 | 0.71 | 555 |  | kWh | 0.003 | 0 | Commercial |  | Winter Only | [5 empty] | 5 | 0.85 |  |  |  | 0 | 4 | 0 | 0 | 0 | 0 | 0 | 0 | 0 | 0 | 0 | 0 | 2009 Qtr 1: 4; 2009 Qtr 2: 0; 2009 Qtr 3: 0; 2009 Qtr 4: 0; 2010 Qtr 1: 0; 2010 Qtr 2: 0; 2010 Qtr 3: 0; 2010 Qtr 4: 0; 2011 Qtr 1: 0; 2011 Qtr 2: 0; 2011 Qtr 3: 0; 2011 Qtr 4: 0 | 4
0 | 253131-Economizer Repair Com All CZ07 Vint04 |  | System | Commercial | 01-ALC-AllCommercial-Cooling | 0 |  |  |  |  | 41.71 | 0 | 41 | 0 | 0 | 0.71 | 555 |  | kWh | 0.003 | 0 | Commercial |  | Winter Only | [5 empty] | 5 | 0.85 |  |  |  | 0 | 4 | 0 | 0 | 0 | 0 | 0 | 0 | 0 | 0 | 0 | 0 | 2009 Qtr 1: 4; 2009 Qtr 2: 0; 2009 Qtr 3: 0; 2009 Qtr 4: 0; 2010 Qtr 1: 0; 2010 Qtr 2: 0; 2010 Qtr 3: 0; 2010 Qtr 4: 0; 2011 Qtr 1: 0; 2011 Qtr 2: 0; 2011 Qtr 3: 0; 2011 Qtr 4: 0 | 4
0 | 253131-Economizer Repair Com All CZ07 Vint04 |  | System | Commercial | 01-ALC-AllCommercial-Cooling | 0 |  |  |  |  | 41.71 | 0 | 41 | 0 | 0 | 0.71 | 555 |  | kWh | 0.003 | 0 | Commercial |  | Winter Only | [5 empty] | 5 | 0.85 |  |  |  | 0 | 3 | 0 | 0 | 0 | 0 | 0 | 0 | 0 | 0 | 0 | 0 | 2009 Qtr 1: 3; 2009 Qtr 2: 0; 2009 Qtr 3: 0; 2009 Qtr 4: 0; 2010 Qtr 1: 0; 2010 Qtr 2: 0; 2010 Qtr 3: 0; 2010 Qtr 4: 0; 2011 Qtr 1: 0; 2011 Qtr 2: 0; 2011 Qtr 3: 0; 2011 Qtr 4: 0 | 3
0 | 253131-Economizer Repair Com All CZ07 Vint04 |  | System | Commercial | 01-ALC-AllCommercial-Cooling | 0 |  |  |  |  | 41.71 | 0 | 41 | 0 | 0 | 0.71 | 555 |  | kWh | 0.003 | 0 | Commercial |  | Winter Only | [5 empty] | 5 | 0.85 |  |  |  | 0 | 4 | 0 | 0 | 0 | 0 | 0 | 0 | 0 | 0 | 0 | 0 | 2009 Qtr 1: 4; 2009 Qtr 2: 0; 2009 Qtr 3: 0; 2009 Qtr 4: 0; 2010 Qtr 1: 0; 2010 Qtr 2: 0; 2010 Qtr 3: 0; 2010 Qtr 4: 0; 2011 Qtr 1: 0; 2011 Qtr 2: 0; 2011 Qtr 3: 0; 2011 Qtr 4: 0 | 4
0 | 253131-Economizer Repair Com All CZ07 Vint04 |  | System | Commercial | 01-ALC-AllCommercial-Cooling | 0 |  |  |  |  | 41.71 | 0 | 41 | 0 | 0 | 0.71 | 555 |  | kWh | 0.003 | 0 | Commercial |  | Winter Only | [5 empty] | 5 | 0.85 |  |  |  | 0 | 5 | 0 | 0 | 0 | 0 | 0 | 0 | 0 | 0 | 0 | 0 | 2009 Qtr 1: 5; 2009 Qtr 2: 0; 2009 Qtr 3: 0; 2009 Qtr 4: 0; 2010 Qtr 1: 0; 2010 Qtr 2: 0; 2010 Qtr 3: 0; 2010 Qtr 4: 0; 2011 Qtr 1: 0; 2011 Qtr 2: 0; 2011 Qtr 3: 0; 2011 Qtr 4: 0 | 5
0 | 253131-Economizer Repair Com All CZ07 Vint04 |  | System | Commercial | 01-ALC-AllCommercial-Cooling | 0 |  |  |  |  | 41.71 | 0 | 41 | 0 | 0 | 0.71 | 555 |  | kWh | 0.003 | 0 | Commercial |  | Winter Only | [5 empty] | 5 | 0.85 |  |  |  | 0 | 4 | 0 | 0 | 0 | 0 | 0 | 0 | 0 | 0 | 0 | 0 | 2009 Qtr 1: 4; 2009 Qtr 2: 0; 2009 Qtr 3: 0; 2009 Qtr 4: 0; 2010 Qtr 1: 0; 2010 Qtr 2: 0; 2010 Qtr 3: 0; 2010 Qtr 4: 0; 2011 Qtr 1: 0; 2011 Qtr 2: 0; 2011 Qtr 3: 0; 2011 Qtr 4: 0 | 4
0 | 253131-Economizer Repair Com All CZ07 Vint04 |  | System | Commercial | 01-ALC-AllCommercial-Cooling | 0 |  |  |  |  | 41.71 | 0 | 41 | 0 | 0 | 0.71 | 555 |  | kWh | 0.003 | 0 | Commercial |  | Winter Only | [5 empty] | 5 | 0.85 |  |  |  | 0 | 4 | 0 | 0 | 0 | 0 | 0 | 0 | 0 | 0 | 0 | 0 | 2009 Qtr 1: 4; 2009 Qtr 2: 0; 2009 Qtr 3: 0; 2009 Qtr 4: 0; 2010 Qtr 1: 0; 2010 Qtr 2: 0; 2010 Qtr 3: 0; 2010 Qtr 4: 0; 2011 Qtr 1: 0; 2011 Qtr 2: 0; 2011 Qtr 3: 0; 2011 Qtr 4: 0 | 4
0 | 253131-Economizer Repair Com All CZ07 Vint04 |  | System | Commercial | 01-ALC-AllCommercial-Cooling | 0 |  |  |  |  | 41.71 | 0 | 41 | 0 | 0 | 0.71 | 555 |  | kWh | 0.003 | 0 | Commercial |  | Winter Only | [5 empty] | 5 | 0.85 |  |  |  | 0 | 4 | 0 | 0 | 0 | 0 | 0 | 0 | 0 | 0 | 0 | 0 | 2009 Qtr 1: 4; 2009 Qtr 2: 0; 2009 Qtr 3: 0; 2009 Qtr 4: 0; 2010 Qtr 1: 0; 2010 Qtr 2: 0; 2010 Qtr 3: 0; 2010 Qtr 4: 0; 2011 Qtr 1: 0; 2011 Qtr 2: 0; 2011 Qtr 3: 0; 2011 Qtr 4: 0 | 4
0 | 253131-Economizer Repair Com All CZ07 Vint04 |  | System | Commercial | 01-ALC-AllCommercial-Cooling | 0 |  |  |  |  | 41.71 | 0 | 41 | 0 | 0 | 0.71 | 555 |  | kWh | 0.003 | 0 | Commercial |  | Winter Only | [5 empty] | 5 | 0.85 |  |  |  | 0 | 4 | 0 | 0 | 0 | 0 | 0 | 0 | 0 | 0 | 0 | 0 | 2009 Qtr 1: 4; 2009 Qtr 2: 0; 2009 Qtr 3: 0; 2009 Qtr 4: 0; 2010 Qtr 1: 0; 2010 Qtr 2: 0; 2010 Qtr 3: 0; 2010 Qtr 4: 0; 2011 Qtr 1: 0; 2011 Qtr 2: 0; 2011 Qtr 3: 0; 2011 Qtr 4: 0 | 4
0 | 253135-Economizer Repair Com All CZ10 Vint04 |  | System | Commercial | 01-ALC-AllCommercial-Cooling | 0 |  |  |  |  | 41.71 | 0 | 41 | 0 | 0 | 0.71 | 442 |  | kWh | 0.0016 | 0 | Commercial |  | Winter Only | [5 empty] | 5 | 0.85 |  |  |  | 0 | 20 | 0 | 0 | 0 | 0 | 0 | 0 | 0 | 0 | 0 | 0 | 2009 Qtr 1: 20; 2009 Qtr 2: 0; 2009 Qtr 3: 0; 2009 Qtr 4: 0; 2010 Qtr 1: 0; 2010 Qtr 2: 0; 2010 Qtr 3: 0; 2010 Qtr 4: 0; 2011 Qtr 1: 0; 2011 Qtr 2: 0; 2011 Qtr 3: 0; 2011 Qtr 4: 0 | 20
0 | 253135-Economizer Repair Com All CZ10 Vint04 |  | System | Commercial | 01-ALC-AllCommercial-Cooling | 0 |  |  |  |  | 41.71 | 0 | 41 | 0 | 0 | 0.71 | 442 |  | kWh | 0.0016 | 0 | Commercial |  | Winter Only | [5 empty] | 5 | 0.85 |  |  |  | 0 | 20 | 0 | 0 | 0 | 0 | 0 | 0 | 0 | 0 | 0 | 0 | 2009 Qtr 1: 20; 2009 Qtr 2: 0; 2009 Qtr 3: 0; 2009 Qtr 4: 0; 2010 Qtr 1: 0; 2010 Qtr 2: 0; 2010 Qtr 3: 0; 2010 Qtr 4: 0; 2011 Qtr 1: 0; 2011 Qtr 2: 0; 2011 Qtr 3: 0; 2011 Qtr 4: 0 | 20
0 | 253135-Economizer Repair Com All CZ10 Vint04 |  | System | Commercial | 01-ALC-AllCommercial-Cooling | 0 |  |  |  |  | 41.71 | 0 | 41 | 0 | 0 | 0.71 | 442 |  | kWh | 0.0016 | 0 | Commercial |  | Winter Only | [5 empty] | 5 | 0.85 |  |  |  | 0 | 20 | 0 | 0 | 0 | 0 | 0 | 0 | 0 | 0 | 0 | 0 | 2009 Qtr 1: 20; 2009 Qtr 2: 0; 2009 Qtr 3: 0; 2009 Qtr 4: 0; 2010 Qtr 1: 0; 2010 Qtr 2: 0; 2010 Qtr 3: 0; 2010 Qtr 4: 0; 2011 Qtr 1: 0; 2011 Qtr 2: 0; 2011 Qtr 3: 0; 2011 Qtr 4: 0 | 20
0 | 253133-Economizer Repair Com All CZ10 Vint01 |  | System | Commercial | 01-ALC-AllCommercial-Cooling | 0 |  |  |  |  | 41.71 | 0 | 41 | 0 | 0 | 0.71 | 207 |  | kWh | 0.0015 | 0 | Commercial |  | Winter Only | [5 empty] | 5 | 0.85 |  |  |  | 0 | 5 | 0 | 0 | 0 | 0 | 0 | 0 | 0 | 0 | 0 | 0 | 2009 Qtr 1: 5; 2009 Qtr 2: 0; 2009 Qtr 3: 0; 2009 Qtr 4: 0; 2010 Qtr 1: 0; 2010 Qtr 2: 0; 2010 Qtr 3: 0; 2010 Qtr 4: 0; 2011 Qtr 1: 0; 2011 Qtr 2: 0; 2011 Qtr 3: 0; 2011 Qtr 4: 0 | 5
0 | 253133-Economizer Repair Com All CZ10 Vint01 |  | System | Commercial | 01-ALC-AllCommercial-Cooling | 0 |  |  |  |  | 41.71 | 0 | 41 | 0 | 0 | 0.71 | 207 |  | kWh | 0.0015 | 0 | Commercial |  | Winter Only | [5 empty] | 5 | 0.85 |  |  |  | 0 | 10 | 0 | 0 | 0 | 0 | 0 | 0 | 0 | 0 | 0 | 0 | 2009 Qtr 1: 10; 2009 Qtr 2: 0; 2009 Qtr 3: 0; 2009 Qtr 4: 0; 2010 Qtr 1: 0; 2010 Qtr 2: 0; 2010 Qtr 3: 0; 2010 Qtr 4: 0; 2011 Qtr 1: 0; 2011 Qtr 2: 0; 2011 Qtr 3: 0; 2011 Qtr 4: 0 | 10
0 | 253131-Economizer Repair Com All CZ07 Vint04 |  | System | Commercial | 01-ALC-AllCommercial-Cooling | 0 |  |  |  |  | 41.71 | 0 | 41 | 0 | 0 | 0.71 | 555 |  | kWh | 0.003 | 0 | Commercial |  | Winter Only | [5 empty] | 5 | 0.85 |  |  |  | 0 | 3 | 0 | 0 | 0 | 0 | 0 | 0 | 0 | 0 | 0 | 0 | 2009 Qtr 1: 3; 2009 Qtr 2: 0; 2009 Qtr 3: 0; 2009 Qtr 4: 0; 2010 Qtr 1: 0; 2010 Qtr 2: 0; 2010 Qtr 3: 0; 2010 Qtr 4: 0; 2011 Qtr 1: 0; 2011 Qtr 2: 0; 2011 Qtr 3: 0; 2011 Qtr 4: 0 | 3
0 | 253131-Economizer Repair Com All CZ07 Vint04 |  | System | Commercial | 01-ALC-AllCommercial-Cooling | 0 |  |  |  |  | 41.71 | 0 | 41 | 0 | 0 | 0.71 | 555 |  | kWh | 0.003 | 0 | Commercial |  | Winter Only | [5 empty] | 5 | 0.85 |  |  |  | 0 | 3 | 0 | 0 | 0 | 0 | 0 | 0 | 0 | 0 | 0 | 0 | 2009 Qtr 1: 3; 2009 Qtr 2: 0; 2009 Qtr 3: 0; 2009 Qtr 4: 0; 2010 Qtr 1: 0; 2010 Qtr 2: 0; 2010 Qtr 3: 0; 2010 Qtr 4: 0; 2011 Qtr 1: 0; 2011 Qtr 2: 0; 2011 Qtr 3: 0; 2011 Qtr 4: 0 | 3
0 | 253131-Economizer Repair Com All CZ07 Vint04 |  | System | Commercial | 01-ALC-AllCommercial-Cooling | 0 |  |  |  |  | 41.71 | 0 | 41 | 0 | 0 | 0.71 | 555 |  | kWh | 0.003 | 0 | Commercial |  | Winter Only | [5 empty] | 5 | 0.85 |  |  |  | 0 | 3 | 0 | 0 | 0 | 0 | 0 | 0 | 0 | 0 | 0 | 0 | 2009 Qtr 1: 3; 2009 Qtr 2: 0; 2009 Qtr 3: 0; 2009 Qtr 4: 0; 2010 Qtr 1: 0; 2010 Qtr 2: 0; 2010 Qtr 3: 0; 2010 Qtr 4: 0; 2011 Qtr 1: 0; 2011 Qtr 2: 0; 2011 Qtr 3: 0; 2011 Qtr 4: 0 | 3
0 | 253131-Economizer Repair Com All CZ07 Vint04 |  | System | Commercial | 01-ALC-AllCommercial-Cooling | 0 |  |  |  |  | 41.71 | 0 | 41 | 0 | 0 | 0.71 | 555 |  | kWh | 0.003 | 0 | Commercial |  | Winter Only | [5 empty] | 5 | 0.85 |  |  |  | 0 | 3 | 0 | 0 | 0 | 0 | 0 | 0 | 0 | 0 | 0 | 0 | 2009 Qtr 1: 3; 2009 Qtr 2: 0; 2009 Qtr 3: 0; 2009 Qtr 4: 0; 2010 Qtr 1: 0; 2010 Qtr 2: 0; 2010 Qtr 3: 0; 2010 Qtr 4: 0; 2011 Qtr 1: 0; 2011 Qtr 2: 0; 2011 Qtr 3: 0; 2011 Qtr 4: 0 | 3
0 | 253131-Economizer Repair Com All CZ07 Vint04 |  | System | Commercial | 01-ALC-AllCommercial-Cooling | 0 |  |  |  |  | 41.71 | 0 | 41 | 0 | 0 | 0.71 | 555 |  | kWh | 0.003 | 0 | Commercial |  | Winter Only | [5 empty] | 5 | 0.85 |  |  |  | 0 | 3 | 0 | 0 | 0 | 0 | 0 | 0 | 0 | 0 | 0 | 0 | 2009 Qtr 1: 3; 2009 Qtr 2: 0; 2009 Qtr 3: 0; 2009 Qtr 4: 0; 2010 Qtr 1: 0; 2010 Qtr 2: 0; 2010 Qtr 3: 0; 2010 Qtr 4: 0; 2011 Qtr 1: 0; 2011 Qtr 2: 0; 2011 Qtr 3: 0; 2011 Qtr 4: 0 | 3
0 | 253131-Economizer Repair Com All CZ07 Vint04 |  | System | Commercial | 01-ALC-AllCommercial-Cooling | 0 |  |  |  |  | 41.71 | 0 | 41 | 0 | 0 | 0.71 | 555 |  | kWh | 0.003 | 0 | Commercial |  | Winter Only | [5 empty] | 5 | 0.85 |  |  |  | 0 | 3 | 0 | 0 | 0 | 0 | 0 | 0 | 0 | 0 | 0 | 0 | 2009 Qtr 1: 3; 2009 Qtr 2: 0; 2009 Qtr 3: 0; 2009 Qtr 4: 0; 2010 Qtr 1: 0; 2010 Qtr 2: 0; 2010 Qtr 3: 0; 2010 Qtr 4: 0; 2011 Qtr 1: 0; 2011 Qtr 2: 0; 2011 Qtr 3: 0; 2011 Qtr 4: 0 | 3
0 | 253131-Economizer Repair Com All CZ07 Vint04 |  | System | Commercial | 01-ALC-AllCommercial-Cooling | 0 |  |  |  |  | 41.71 | 0 | 41 | 0 | 0 | 0.71 | 555 |  | kWh | 0.003 | 0 | Commercial |  | Winter Only | [5 empty] | 5 | 0.85 |  |  |  | 0 | 3 | 0 | 0 | 0 | 0 | 0 | 0 | 0 | 0 | 0 | 0 | 2009 Qtr 1: 3; 2009 Qtr 2: 0; 2009 Qtr 3: 0; 2009 Qtr 4: 0; 2010 Qtr 1: 0; 2010 Qtr 2: 0; 2010 Qtr 3: 0; 2010 Qtr 4: 0; 2011 Qtr 1: 0; 2011 Qtr 2: 0; 2011 Qtr 3: 0; 2011 Qtr 4: 0 | 3
0 | 253131-Economizer Repair Com All CZ07 Vint04 |  | System | Commercial | 01-ALC-AllCommercial-Cooling | 0 |  |  |  |  | 41.71 | 0 | 41 | 0 | 0 | 0.71 | 555 |  | kWh | 0.003 | 0 | Commercial |  | Winter Only | [5 empty] | 5 | 0.85 |  |  |  | 0 | 3 | 0 | 0 | 0 | 0 | 0 | 0 | 0 | 0 | 0 | 0 | 2009 Qtr 1: 3; 2009 Qtr 2: 0; 2009 Qtr 3: 0; 2009 Qtr 4: 0; 2010 Qtr 1: 0; 2010 Qtr 2: 0; 2010 Qtr 3: 0; 2010 Qtr 4: 0; 2011 Qtr 1: 0; 2011 Qtr 2: 0; 2011 Qtr 3: 0; 2011 Qtr 4: 0 | 3
0 | 253131-Economizer Repair Com All CZ07 Vint04 |  | System | Commercial | 01-ALC-AllCommercial-Cooling | 0 |  |  |  |  | 41.71 | 0 | 41 | 0 | 0 | 0.71 | 555 |  | kWh | 0.003 | 0 | Commercial |  | Winter Only | [5 empty] | 5 | 0.85 |  |  |  | 0 | 3 | 0 | 0 | 0 | 0 | 0 | 0 | 0 | 0 | 0 | 0 | 2009 Qtr 1: 3; 2009 Qtr 2: 0; 2009 Qtr 3: 0; 2009 Qtr 4: 0; 2010 Qtr 1: 0; 2010 Qtr 2: 0; 2010 Qtr 3: 0; 2010 Qtr 4: 0; 2011 Qtr 1: 0; 2011 Qtr 2: 0; 2011 Qtr 3: 0; 2011 Qtr 4: 0 | 3
0 | 253131-Economizer Repair Com All CZ07 Vint04 |  | System | Commercial | 01-ALC-AllCommercial-Cooling | 0 |  |  |  |  | 41.71 | 0 | 41 | 0 | 0 | 0.71 | 555 |  | kWh | 0.003 | 0 | Commercial |  | Winter Only | [5 empty] | 5 | 0.85 |  |  |  | 0 | 3 | 0 | 0 | 0 | 0 | 0 | 0 | 0 | 0 | 0 | 0 | 2009 Qtr 1: 3; 2009 Qtr 2: 0; 2009 Qtr 3: 0; 2009 Qtr 4: 0; 2010 Qtr 1: 0; 2010 Qtr 2: 0; 2010 Qtr 3: 0; 2010 Qtr 4: 0; 2011 Qtr 1: 0; 2011 Qtr 2: 0; 2011 Qtr 3: 0; 2011 Qtr 4: 0 | 3
0 | 253131-Economizer Repair Com All CZ07 Vint04 |  | System | Commercial | 01-ALC-AllCommercial-Cooling | 0 |  |  |  |  | 41.71 | 0 | 41 | 0 | 0 | 0.71 | 555 |  | kWh | 0.003 | 0 | Commercial |  | Winter Only | [5 empty] | 5 | 0.85 |  |  |  | 0 | 3 | 0 | 0 | 0 | 0 | 0 | 0 | 0 | 0 | 0 | 0 | 2009 Qtr 1: 3; 2009 Qtr 2: 0; 2009 Qtr 3: 0; 2009 Qtr 4: 0; 2010 Qtr 1: 0; 2010 Qtr 2: 0; 2010 Qtr 3: 0; 2010 Qtr 4: 0; 2011 Qtr 1: 0; 2011 Qtr 2: 0; 2011 Qtr 3: 0; 2011 Qtr 4: 0 | 3
0 | 253131-Economizer Repair Com All CZ07 Vint04 |  | System | Commercial | 01-ALC-AllCommercial-Cooling | 0 |  |  |  |  | 41.71 | 0 | 41 | 0 | 0 | 0.71 | 555 |  | kWh | 0.003 | 0 | Commercial |  | Winter Only | [5 empty] | 5 | 0.85 |  |  |  | 0 | 4 | 0 | 0 | 0 | 0 | 0 | 0 | 0 | 0 | 0 | 0 | 2009 Qtr 1: 4; 2009 Qtr 2: 0; 2009 Qtr 3: 0; 2009 Qtr 4: 0; 2010 Qtr 1: 0; 2010 Qtr 2: 0; 2010 Qtr 3: 0; 2010 Qtr 4: 0; 2011 Qtr 1: 0; 2011 Qtr 2: 0; 2011 Qtr 3: 0; 2011 Qtr 4: 0 | 4
0 | 253131-Economizer Repair Com All CZ07 Vint04 |  | System | Commercial | 01-ALC-AllCommercial-Cooling | 0 |  |  |  |  | 41.71 | 0 | 41 | 0 | 0 | 0.71 | 555 |  | kWh | 0.003 | 0 | Commercial |  | Winter Only | [5 empty] | 5 | 0.85 |  |  |  | 0 | 8 | 0 | 0 | 0 | 0 | 0 | 0 | 0 | 0 | 0 | 0 | 2009 Qtr 1: 8; 2009 Qtr 2: 0; 2009 Qtr 3: 0; 2009 Qtr 4: 0; 2010 Qtr 1: 0; 2010 Qtr 2: 0; 2010 Qtr 3: 0; 2010 Qtr 4: 0; 2011 Qtr 1: 0; 2011 Qtr 2: 0; 2011 Qtr 3: 0; 2011 Qtr 4: 0 | 8
0 | 253131-Economizer Repair Com All CZ07 Vint04 |  | System | Commercial | 01-ALC-AllCommercial-Cooling | 0 |  |  |  |  | 41.71 | 0 | 41 | 0 | 0 | 0.71 | 555 |  | kWh | 0.003 | 0 | Commercial |  | Winter Only | [5 empty] | 5 | 0.85 |  |  |  | 0 | 15 | 0 | 0 | 0 | 0 | 0 | 0 | 0 | 0 | 0 | 0 | 2009 Qtr 1: 15; 2009 Qtr 2: 0; 2009 Qtr 3: 0; 2009 Qtr 4: 0; 2010 Qtr 1: 0; 2010 Qtr 2: 0; 2010 Qtr 3: 0; 2010 Qtr 4: 0; 2011 Qtr 1: 0; 2011 Qtr 2: 0; 2011 Qtr 3: 0; 2011 Qtr 4: 0 | 15
0 | 253131-Economizer Repair Com All CZ07 Vint04 |  | System | Commercial | 01-ALC-AllCommercial-Cooling | 0 |  |  |  |  | 41.71 | 0 | 41 | 0 | 0 | 0.71 | 555 |  | kWh | 0.003 | 0 | Commercial |  | Winter Only | [5 empty] | 5 | 0.85 |  |  |  | 0 | 15 | 0 | 0 | 0 | 0 | 0 | 0 | 0 | 0 | 0 | 0 | 2009 Qtr 1: 15; 2009 Qtr 2: 0; 2009 Qtr 3: 0; 2009 Qtr 4: 0; 2010 Qtr 1: 0; 2010 Qtr 2: 0; 2010 Qtr 3: 0; 2010 Qtr 4: 0; 2011 Qtr 1: 0; 2011 Qtr 2: 0; 2011 Qtr 3: 0; 2011 Qtr 4: 0 | 15
0 | 253129-Economizer Repair Com All CZ07 Vint01 |  | System | Commercial | 01-ALC-AllCommercial-Cooling | 0 |  |  |  |  | 41.71 | 0 | 41 | 0 | 0 | 0.71 | 294 |  | kWh | 0.0083 | 0 | Commercial |  | Winter Only | [5 empty] | 5 | 0.85 |  |  |  | 0 | 5 | 0 | 0 | 0 | 0 | 0 | 0 | 0 | 0 | 0 | 0 | 2009 Qtr 1: 5; 2009 Qtr 2: 0; 2009 Qtr 3: 0; 2009 Qtr 4: 0; 2010 Qtr 1: 0; 2010 Qtr 2: 0; 2010 Qtr 3: 0; 2010 Qtr 4: 0; 2011 Qtr 1: 0; 2011 Qtr 2: 0; 2011 Qtr 3: 0; 2011 Qtr 4: 0 | 5
0 | 253129-Economizer Repair Com All CZ07 Vint01 |  | System | Commercial | 01-ALC-AllCommercial-Cooling | 0 |  |  |  |  | 41.71 | 0 | 41 | 0 | 0 | 0.71 | 294 |  | kWh | 0.0083 | 0 | Commercial |  | Winter Only | [5 empty] | 5 | 0.85 |  |  |  | 0 | 18 | 0 | 0 | 0 | 0 | 0 | 0 | 0 | 0 | 0 | 0 | 2009 Qtr 1: 18; 2009 Qtr 2: 0; 2009 Qtr 3: 0; 2009 Qtr 4: 0; 2010 Qtr 1: 0; 2010 Qtr 2: 0; 2010 Qtr 3: 0; 2010 Qtr 4: 0; 2011 Qtr 1: 0; 2011 Qtr 2: 0; 2011 Qtr 3: 0; 2011 Qtr 4: 0 | 18
0 | 253135-Economizer Repair Com All CZ10 Vint04 |  | System | Commercial | 01-ALC-AllCommercial-Cooling | 0 |  |  |  |  | 41.71 | 0 | 41.7593 | 0 | 0 | -0.049259 | 442 |  | kWh | 0.0016 | 0 | Commercial |  | Winter Only | [5 empty] | 5 | 0.85 |  |  |  | 0 | 27 | 0 | 0 | 0 | 0 | 0 | 0 | 0 | 0 | 0 | 0 | 2009 Qtr 1: 27; 2009 Qtr 2: 0; 2009 Qtr 3: 0; 2009 Qtr 4: 0; 2010 Qtr 1: 0; 2010 Qtr 2: 0; 2010 Qtr 3: 0; 2010 Qtr 4: 0; 2011 Qtr 1: 0; 2011 Qtr 2: 0; 2011 Qtr 3: 0; 2011 Qtr 4: 0 | 27
0 | 253135-Economizer Repair Com All CZ10 Vint04 |  | System | Commercial | 01-ALC-AllCommercial-Cooling | 0 |  |  |  |  | 41.71 | 0 | 41 | 0 | 0 | 0.71 | 442 |  | kWh | 0.0016 | 0 | Commercial |  | Winter Only | [5 empty] | 5 | 0.85 |  |  |  | 0 | 20 | 0 | 0 | 0 | 0 | 0 | 0 | 0 | 0 | 0 | 0 | 2009 Qtr 1: 20; 2009 Qtr 2: 0; 2009 Qtr 3: 0; 2009 Qtr 4: 0; 2010 Qtr 1: 0; 2010 Qtr 2: 0; 2010 Qtr 3: 0; 2010 Qtr 4: 0; 2011 Qtr 1: 0; 2011 Qtr 2: 0; 2011 Qtr 3: 0; 2011 Qtr 4: 0 | 20
0 | 253135-Economizer Repair Com All CZ10 Vint04 |  | System | Commercial | 01-ALC-AllCommercial-Cooling | 0 |  |  |  |  | 41.71 | 0 | 41 | 0 | 0 | 0.71 | 442 |  | kWh | 0.0016 | 0 | Commercial |  | Winter Only | [5 empty] | 5 | 0.85 |  |  |  | 0 | 35 | 0 | 0 | 0 | 0 | 0 | 0 | 0 | 0 | 0 | 0 | 2009 Qtr 1: 35; 2009 Qtr 2: 0; 2009 Qtr 3: 0; 2009 Qtr 4: 0; 2010 Qtr 1: 0; 2010 Qtr 2: 0; 2010 Qtr 3: 0; 2010 Qtr 4: 0; 2011 Qtr 1: 0; 2011 Qtr 2: 0; 2011 Qtr 3: 0; 2011 Qtr 4: 0 | 35
0 | 253135-Economizer Repair Com All CZ10 Vint04 |  | System | Commercial | 01-ALC-AllCommercial-Cooling | 0 |  |  |  |  | 41.71 | 0 | 41 | 0 | 0 | 0.71 | 442 |  | kWh | 0.0016 | 0 | Commercial |  | Winter Only | [5 empty] | 5 | 0.85 |  |  |  | 0 | 30 | 0 | 0 | 0 | 0 | 0 | 0 | 0 | 0 | 0 | 0 | 2009 Qtr 1: 30; 2009 Qtr 2: 0; 2009 Qtr 3: 0; 2009 Qtr 4: 0; 2010 Qtr 1: 0; 2010 Qtr 2: 0; 2010 Qtr 3: 0; 2010 Qtr 4: 0; 2011 Qtr 1: 0; 2011 Qtr 2: 0; 2011 Qtr 3: 0; 2011 Qtr 4: 0 | 30
0 | 253135-Economizer Repair Com All CZ10 Vint04 |  | System | Commercial | 01-ALC-AllCommercial-Cooling | 0 |  |  |  |  | 41.71 | 0 | 41.7593 | 0 | 0 | -0.049259 | 442 |  | kWh | 0.0016 | 0 | Commercial |  | Winter Only | [5 empty] | 5 | 0.85 |  |  |  | 0 | 27 | 0 | 0 | 0 | 0 | 0 | 0 | 0 | 0 | 0 | 0 | 2009 Qtr 1: 27; 2009 Qtr 2: 0; 2009 Qtr 3: 0; 2009 Qtr 4: 0; 2010 Qtr 1: 0; 2010 Qtr 2: 0; 2010 Qtr 3: 0; 2010 Qtr 4: 0; 2011 Qtr 1: 0; 2011 Qtr 2: 0; 2011 Qtr 3: 0; 2011 Qtr 4: 0 | 27
0 | 253135-Economizer Repair Com All CZ10 Vint04 |  | System | Commercial | 01-ALC-AllCommercial-Cooling | 0 |  |  |  |  | 41.71 | 0 | 41 | 0 | 0 | 0.71 | 442 |  | kWh | 0.0016 | 0 | Commercial |  | Winter Only | [5 empty] | 5 | 0.85 |  |  |  | 0 | 30 | 0 | 0 | 0 | 0 | 0 | 0 | 0 | 0 | 0 | 0 | 2009 Qtr 1: 30; 2009 Qtr 2: 0; 2009 Qtr 3: 0; 2009 Qtr 4: 0; 2010 Qtr 1: 0; 2010 Qtr 2: 0; 2010 Qtr 3: 0; 2010 Qtr 4: 0; 2011 Qtr 1: 0; 2011 Qtr 2: 0; 2011 Qtr 3: 0; 2011 Qtr 4: 0 | 30
0 | 253131-Economizer Repair Com All CZ07 Vint04 |  | System | Commercial | 01-ALC-AllCommercial-Cooling | 0 |  |  |  |  | 41.71 | 0 | 41 | 0 | 0 | 0.71 | 555 |  | kWh | 0.003 | 0 | Commercial |  | Winter Only | [5 empty] | 5 | 0.85 |  |  |  | 0 | 10 | 0 | 0 | 0 | 0 | 0 | 0 | 0 | 0 | 0 | 0 | 2009 Qtr 1: 10; 2009 Qtr 2: 0; 2009 Qtr 3: 0; 2009 Qtr 4: 0; 2010 Qtr 1: 0; 2010 Qtr 2: 0; 2010 Qtr 3: 0; 2010 Qtr 4: 0; 2011 Qtr 1: 0; 2011 Qtr 2: 0; 2011 Qtr 3: 0; 2011 Qtr 4: 0 | 10
0 | 253135-Economizer Repair Com All CZ10 Vint04 |  | System | Commercial | 01-ALC-AllCommercial-Cooling | 0 |  |  |  |  | 41.71 | 0 | 41 | 0 | 0 | 0.71 | 442 |  | kWh | 0.0016 | 0 | Commercial |  | Winter Only | [5 empty] | 5 | 0.85 |  |  |  | 0 | 5 | 0 | 0 | 0 | 0 | 0 | 0 | 0 | 0 | 0 | 0 | 2009 Qtr 1: 5; 2009 Qtr 2: 0; 2009 Qtr 3: 0; 2009 Qtr 4: 0; 2010 Qtr 1: 0; 2010 Qtr 2: 0; 2010 Qtr 3: 0; 2010 Qtr 4: 0; 2011 Qtr 1: 0; 2011 Qtr 2: 0; 2011 Qtr 3: 0; 2011 Qtr 4: 0 | 5
0 | 253132-Economizer Repair Com All CZ07 Vint05 |  | System | Commercial | 01-ALC-AllCommercial-Cooling | 0 |  |  |  |  | 41.71 | 0 | 41 | 0 | 0 | 0.71 | 440 |  | kWh | 0.0023 | 0 | Commercial |  | Winter Only | [5 empty] | 5 | 0.85 |  |  |  | 0 | 4 | 0 | 0 | 0 | 0 | 0 | 0 | 0 | 0 | 0 | 0 | 2009 Qtr 1: 4; 2009 Qtr 2: 0; 2009 Qtr 3: 0; 2009 Qtr 4: 0; 2010 Qtr 1: 0; 2010 Qtr 2: 0; 2010 Qtr 3: 0; 2010 Qtr 4: 0; 2011 Qtr 1: 0; 2011 Qtr 2: 0; 2011 Qtr 3: 0; 2011 Qtr 4: 0 | 4
0 | 253131-Economizer Repair Com All CZ07 Vint04 |  | System | Commercial | 01-ALC-AllCommercial-Cooling | 0 |  |  |  |  | 41.71 | 0 | 41 | 0 | 0 | 0.71 | 555 |  | kWh | 0.003 | 0 | Commercial |  | Winter Only | [5 empty] | 5 | 0.85 |  |  |  | 0 | 4 | 0 | 0 | 0 | 0 | 0 | 0 | 0 | 0 | 0 | 0 | 2009 Qtr 1: 4; 2009 Qtr 2: 0; 2009 Qtr 3: 0; 2009 Qtr 4: 0; 2010 Qtr 1: 0; 2010 Qtr 2: 0; 2010 Qtr 3: 0; 2010 Qtr 4: 0; 2011 Qtr 1: 0; 2011 Qtr 2: 0; 2011 Qtr 3: 0; 2011 Qtr 4: 0 | 4
0 | 253131-Economizer Repair Com All CZ07 Vint04 |  | System | Commercial | 01-ALC-AllCommercial-Cooling | 0 |  |  |  |  | 41.71 | 0 | 41 | 0 | 0 | 0.71 | 555 |  | kWh | 0.003 | 0 | Commercial |  | Winter Only | [5 empty] | 5 | 0.85 |  |  |  | 0 | 4 | 0 | 0 | 0 | 0 | 0 | 0 | 0 | 0 | 0 | 0 | 2009 Qtr 1: 4; 2009 Qtr 2: 0; 2009 Qtr 3: 0; 2009 Qtr 4: 0; 2010 Qtr 1: 0; 2010 Qtr 2: 0; 2010 Qtr 3: 0; 2010 Qtr 4: 0; 2011 Qtr 1: 0; 2011 Qtr 2: 0; 2011 Qtr 3: 0; 2011 Qtr 4: 0 | 4
0 | 253131-Economizer Repair Com All CZ07 Vint04 |  | System | Commercial | 01-ALC-AllCommercial-Cooling | 0 |  |  |  |  | 41.71 | 0 | 41 | 0 | 0 | 0.71 | 555 |  | kWh | 0.003 | 0 | Commercial |  | Winter Only | [5 empty] | 5 | 0.85 |  |  |  | 0 | 4 | 0 | 0 | 0 | 0 | 0 | 0 | 0 | 0 | 0 | 0 | 2009 Qtr 1: 4; 2009 Qtr 2: 0; 2009 Qtr 3: 0; 2009 Qtr 4: 0; 2010 Qtr 1: 0; 2010 Qtr 2: 0; 2010 Qtr 3: 0; 2010 Qtr 4: 0; 2011 Qtr 1: 0; 2011 Qtr 2: 0; 2011 Qtr 3: 0; 2011 Qtr 4: 0 | 4
0 | 253131-Economizer Repair Com All CZ07 Vint04 |  | System | Commercial | 01-ALC-AllCommercial-Cooling | 0 |  |  |  |  | 41.71 | 0 | 41 | 0 | 0 | 0.71 | 555 |  | kWh | 0.003 | 0 | Commercial |  | Winter Only | [5 empty] | 5 | 0.85 |  |  |  | 0 | 4 | 0 | 0 | 0 | 0 | 0 | 0 | 0 | 0 | 0 | 0 | 2009 Qtr 1: 4; 2009 Qtr 2: 0; 2009 Qtr 3: 0; 2009 Qtr 4: 0; 2010 Qtr 1: 0; 2010 Qtr 2: 0; 2010 Qtr 3: 0; 2010 Qtr 4: 0; 2011 Qtr 1: 0; 2011 Qtr 2: 0; 2011 Qtr 3: 0; 2011 Qtr 4: 0 | 4
0 | 253131-Economizer Repair Com All CZ07 Vint04 |  | System | Commercial | 01-ALC-AllCommercial-Cooling | 0 |  |  |  |  | 41.71 | 0 | 41 | 0 | 0 | 0.71 | 555 |  | kWh | 0.003 | 0 | Commercial |  | Winter Only | [5 empty] | 5 | 0.85 |  |  |  | 0 | 4 | 0 | 0 | 0 | 0 | 0 | 0 | 0 | 0 | 0 | 0 | 2009 Qtr 1: 4; 2009 Qtr 2: 0; 2009 Qtr 3: 0; 2009 Qtr 4: 0; 2010 Qtr 1: 0; 2010 Qtr 2: 0; 2010 Qtr 3: 0; 2010 Qtr 4: 0; 2011 Qtr 1: 0; 2011 Qtr 2: 0; 2011 Qtr 3: 0; 2011 Qtr 4: 0 | 4
0 | 253136-Economizer Repair Com All CZ10 Vint05 |  | System | Commercial | 01-ALC-AllCommercial-Cooling | 0 |  |  |  |  | 41.71 | 0 | 41 | 0 | 0 | 0.71 | 381 |  | kWh | 0.0017 | 0 | Commercial |  | Winter Only | [5 empty] | 5 | 0.85 |  |  |  | 0 | 15 | 0 | 0 | 0 | 0 | 0 | 0 | 0 | 0 | 0 | 0 | 2009 Qtr 1: 15; 2009 Qtr 2: 0; 2009 Qtr 3: 0; 2009 Qtr 4: 0; 2010 Qtr 1: 0; 2010 Qtr 2: 0; 2010 Qtr 3: 0; 2010 Qtr 4: 0; 2011 Qtr 1: 0; 2011 Qtr 2: 0; 2011 Qtr 3: 0; 2011 Qtr 4: 0 | 15
0 | 253136-Economizer Repair Com All CZ10 Vint05 |  | System | Commercial | 01-ALC-AllCommercial-Cooling | 0 |  |  |  |  | 41.71 | 0 | 41 | 0 | 0 | 0.71 | 381 |  | kWh | 0.0017 | 0 | Commercial |  | Winter Only | [5 empty] | 5 | 0.85 |  |  |  | 0 | 4 | 0 | 0 | 0 | 0 | 0 | 0 | 0 | 0 | 0 | 0 | 2009 Qtr 1: 4; 2009 Qtr 2: 0; 2009 Qtr 3: 0; 2009 Qtr 4: 0; 2010 Qtr 1: 0; 2010 Qtr 2: 0; 2010 Qtr 3: 0; 2010 Qtr 4: 0; 2011 Qtr 1: 0; 2011 Qtr 2: 0; 2011 Qtr 3: 0; 2011 Qtr 4: 0 | 4
0 | 253136-Economizer Repair Com All CZ10 Vint05 |  | System | Commercial | 01-ALC-AllCommercial-Cooling | 0 |  |  |  |  | 41.71 | 0 | 41 | 0 | 0 | 0.71 | 381 |  | kWh | 0.0017 | 0 | Commercial |  | Winter Only | [5 empty] | 5 | 0.85 |  |  |  | 0 | 5 | 0 | 0 | 0 | 0 | 0 | 0 | 0 | 0 | 0 | 0 | 2009 Qtr 1: 5; 2009 Qtr 2: 0; 2009 Qtr 3: 0; 2009 Qtr 4: 0; 2010 Qtr 1: 0; 2010 Qtr 2: 0; 2010 Qtr 3: 0; 2010 Qtr 4: 0; 2011 Qtr 1: 0; 2011 Qtr 2: 0; 2011 Qtr 3: 0; 2011 Qtr 4: 0 | 5
0 | 253136-Economizer Repair Com All CZ10 Vint05 |  | System | Commercial | 01-ALC-AllCommercial-Cooling | 0 |  |  |  |  | 41.71 | 0 | 41 | 0 | 0 | 0.71 | 381 |  | kWh | 0.0017 | 0 | Commercial |  | Winter Only | [5 empty] | 5 | 0.85 |  |  |  | 0 | 15 | 0 | 0 | 0 | 0 | 0 | 0 | 0 | 0 | 0 | 0 | 2009 Qtr 1: 15; 2009 Qtr 2: 0; 2009 Qtr 3: 0; 2009 Qtr 4: 0; 2010 Qtr 1: 0; 2010 Qtr 2: 0; 2010 Qtr 3: 0; 2010 Qtr 4: 0; 2011 Qtr 1: 0; 2011 Qtr 2: 0; 2011 Qtr 3: 0; 2011 Qtr 4: 0 | 15
0 | 253132-Economizer Repair Com All CZ07 Vint05 |  | System | Commercial | 01-ALC-AllCommercial-Cooling | 0 |  |  |  |  | 41.71 | 0 | 44.4167 | 0 | 0 | -2.7067 | 440 |  | kWh | 0.0023 | 0 | Commercial |  | Winter Only | [5 empty] | 5 | 0.85 |  |  |  | 0 | 6 | 0 | 0 | 0 | 0 | 0 | 0 | 0 | 0 | 0 | 0 | 2009 Qtr 1: 6; 2009 Qtr 2: 0; 2009 Qtr 3: 0; 2009 Qtr 4: 0; 2010 Qtr 1: 0; 2010 Qtr 2: 0; 2010 Qtr 3: 0; 2010 Qtr 4: 0; 2011 Qtr 1: 0; 2011 Qtr 2: 0; 2011 Qtr 3: 0; 2011 Qtr 4: 0 | 6
0 | 253132-Economizer Repair Com All CZ07 Vint05 |  | System | Commercial | 01-ALC-AllCommercial-Cooling | 0 |  |  |  |  | 41.71 | 0 | 44.4167 | 0 | 0 | -2.7067 | 440 |  | kWh | 0.0023 | 0 | Commercial |  | Winter Only | [5 empty] | 5 | 0.85 |  |  |  | 0 | 6 | 0 | 0 | 0 | 0 | 0 | 0 | 0 | 0 | 0 | 0 | 2009 Qtr 1: 6; 2009 Qtr 2: 0; 2009 Qtr 3: 0; 2009 Qtr 4: 0; 2010 Qtr 1: 0; 2010 Qtr 2: 0; 2010 Qtr 3: 0; 2010 Qtr 4: 0; 2011 Qtr 1: 0; 2011 Qtr 2: 0; 2011 Qtr 3: 0; 2011 Qtr 4: 0 | 6
0 | 253129-Economizer Repair Com All CZ07 Vint01 |  | System | Commercial | 01-ALC-AllCommercial-Cooling | 0 |  |  |  |  | 41.71 | 0 | 41 | 0 | 0 | 0.71 | 294 |  | kWh | 0.0083 | 0 | Commercial |  | Winter Only | [5 empty] | 5 | 0.85 |  |  |  | 0 | 15 | 0 | 0 | 0 | 0 | 0 | 0 | 0 | 0 | 0 | 0 | 2009 Qtr 1: 15; 2009 Qtr 2: 0; 2009 Qtr 3: 0; 2009 Qtr 4: 0; 2010 Qtr 1: 0; 2010 Qtr 2: 0; 2010 Qtr 3: 0; 2010 Qtr 4: 0; 2011 Qtr 1: 0; 2011 Qtr 2: 0; 2011 Qtr 3: 0; 2011 Qtr 4: 0 | 15
0 | 253129-Economizer Repair Com All CZ07 Vint01 |  | System | Commercial | 01-ALC-AllCommercial-Cooling | 0 |  |  |  |  | 41.71 | 0 | 43.9286 | 0 | 0 | -2.2186 | 294 |  | kWh | 0.0083 | 0 | Commercial |  | Winter Only | [5 empty] | 5 | 0.85 |  |  |  | 0 | 7 | 0 | 0 | 0 | 0 | 0 | 0 | 0 | 0 | 0 | 0 | 2009 Qtr 1: 7; 2009 Qtr 2: 0; 2009 Qtr 3: 0; 2009 Qtr 4: 0; 2010 Qtr 1: 0; 2010 Qtr 2: 0; 2010 Qtr 3: 0; 2010 Qtr 4: 0; 2011 Qtr 1: 0; 2011 Qtr 2: 0; 2011 Qtr 3: 0; 2011 Qtr 4: 0 | 7
0 | 253129-Economizer Repair Com All CZ07 Vint01 |  | System | Commercial | 01-ALC-AllCommercial-Cooling | 0 |  |  |  |  | 41.71 | 0 | 41 | 0 | 0 | 0.71 | 294 |  | kWh | 0.0083 | 0 | Commercial |  | Winter Only | [5 empty] | 5 | 0.85 |  |  |  | 0 | 20 | 0 | 0 | 0 | 0 | 0 | 0 | 0 | 0 | 0 | 0 | 2009 Qtr 1: 20; 2009 Qtr 2: 0; 2009 Qtr 3: 0; 2009 Qtr 4: 0; 2010 Qtr 1: 0; 2010 Qtr 2: 0; 2010 Qtr 3: 0; 2010 Qtr 4: 0; 2011 Qtr 1: 0; 2011 Qtr 2: 0; 2011 Qtr 3: 0; 2011 Qtr 4: 0 | 20
0 | 253132-Economizer Repair Com All CZ07 Vint05 |  | System | Commercial | 01-ALC-AllCommercial-Cooling | 0 |  |  |  |  | 41.71 | 0 | 41 | 0 | 0 | 0.71 | 440 |  | kWh | 0.0023 | 0 | Commercial |  | Winter Only | [5 empty] | 5 | 0.85 |  |  |  | 0 | 19 | 0 | 0 | 0 | 0 | 0 | 0 | 0 | 0 | 0 | 0 | 2009 Qtr 1: 19; 2009 Qtr 2: 0; 2009 Qtr 3: 0; 2009 Qtr 4: 0; 2010 Qtr 1: 0; 2010 Qtr 2: 0; 2010 Qtr 3: 0; 2010 Qtr 4: 0; 2011 Qtr 1: 0; 2011 Qtr 2: 0; 2011 Qtr 3: 0; 2011 Qtr 4: 0 | 19
0 | 253132-Economizer Repair Com All CZ07 Vint05 |  | System | Commercial | 01-ALC-AllCommercial-Cooling | 0 |  |  |  |  | 41.71 | 0 | 42.3667 | 0 | 0 | -0.65667 | 440 |  | kWh | 0.0023 | 0 | Commercial |  | Winter Only | [5 empty] | 5 | 0.85 |  |  |  | 0 | 15 | 0 | 0 | 0 | 0 | 0 | 0 | 0 | 0 | 0 | 0 | 2009 Qtr 1: 15; 2009 Qtr 2: 0; 2009 Qtr 3: 0; 2009 Qtr 4: 0; 2010 Qtr 1: 0; 2010 Qtr 2: 0; 2010 Qtr 3: 0; 2010 Qtr 4: 0; 2011 Qtr 1: 0; 2011 Qtr 2: 0; 2011 Qtr 3: 0; 2011 Qtr 4: 0 | 15
0 | 253132-Economizer Repair Com All CZ07 Vint05 |  | System | Commercial | 01-ALC-AllCommercial-Cooling | 0 |  |  |  |  | 41.71 | 0 | 41 | 0 | 0 | 0.71 | 440 |  | kWh | 0.0023 | 0 | Commercial |  | Winter Only | [5 empty] | 5 | 0.85 |  |  |  | 0 | 19 | 0 | 0 | 0 | 0 | 0 | 0 | 0 | 0 | 0 | 0 | 2009 Qtr 1: 19; 2009 Qtr 2: 0; 2009 Qtr 3: 0; 2009 Qtr 4: 0; 2010 Qtr 1: 0; 2010 Qtr 2: 0; 2010 Qtr 3: 0; 2010 Qtr 4: 0; 2011 Qtr 1: 0; 2011 Qtr 2: 0; 2011 Qtr 3: 0; 2011 Qtr 4: 0 | 19
0 | 253136-Economizer Repair Com All CZ10 Vint05 |  | System | Commercial | 01-ALC-AllCommercial-Cooling | 0 |  |  |  |  | 41.71 | 0 | 41 | 0 | 0 | 0.71 | 381 |  | kWh | 0.0017 | 0 | Commercial |  | Winter Only | [5 empty] | 5 | 0.85 |  |  |  | 0 | 15 | 0 | 0 | 0 | 0 | 0 | 0 | 0 | 0 | 0 | 0 | 2009 Qtr 1: 15; 2009 Qtr 2: 0; 2009 Qtr 3: 0; 2009 Qtr 4: 0; 2010 Qtr 1: 0; 2010 Qtr 2: 0; 2010 Qtr 3: 0; 2010 Qtr 4: 0; 2011 Qtr 1: 0; 2011 Qtr 2: 0; 2011 Qtr 3: 0; 2011 Qtr 4: 0 | 15
0 | 253136-Economizer Repair Com All CZ10 Vint05 |  | System | Commercial | 01-ALC-AllCommercial-Cooling | 0 |  |  |  |  | 41.71 | 0 | 42.4643 | 0 | 0 | -0.75429 | 381 |  | kWh | 0.0017 | 0 | Commercial |  | Winter Only | [5 empty] | 5 | 0.85 |  |  |  | 0 | 14 | 0 | 0 | 0 | 0 | 0 | 0 | 0 | 0 | 0 | 0 | 2009 Qtr 1: 14; 2009 Qtr 2: 0; 2009 Qtr 3: 0; 2009 Qtr 4: 0; 2010 Qtr 1: 0; 2010 Qtr 2: 0; 2010 Qtr 3: 0; 2010 Qtr 4: 0; 2011 Qtr 1: 0; 2011 Qtr 2: 0; 2011 Qtr 3: 0; 2011 Qtr 4: 0 | 14
0 | 253136-Economizer Repair Com All CZ10 Vint05 |  | System | Commercial | 01-ALC-AllCommercial-Cooling | 0 |  |  |  |  | 41.71 | 0 | 42.4643 | 0 | 0 | -0.75429 | 381 |  | kWh | 0.0017 | 0 | Commercial |  | Winter Only | [5 empty] | 5 | 0.85 |  |  |  | 0 | 14 | 0 | 0 | 0 | 0 | 0 | 0 | 0 | 0 | 0 | 0 | 2009 Qtr 1: 14; 2009 Qtr 2: 0; 2009 Qtr 3: 0; 2009 Qtr 4: 0; 2010 Qtr 1: 0; 2010 Qtr 2: 0; 2010 Qtr 3: 0; 2010 Qtr 4: 0; 2011 Qtr 1: 0; 2011 Qtr 2: 0; 2011 Qtr 3: 0; 2011 Qtr 4: 0 | 14
0 | 253131-Economizer Repair Com All CZ07 Vint04 |  | System | Commercial | 01-ALC-AllCommercial-Cooling | 0 |  |  |  |  | 41.71 | 0 | 41 | 0 | 0 | 0.71 | 555 |  | kWh | 0.003 | 0 | Commercial |  | Winter Only | [5 empty] | 5 | 0.85 |  |  |  | 0 | 4 | 0 | 0 | 0 | 0 | 0 | 0 | 0 | 0 | 0 | 0 | 2009 Qtr 1: 4; 2009 Qtr 2: 0; 2009 Qtr 3: 0; 2009 Qtr 4: 0; 2010 Qtr 1: 0; 2010 Qtr 2: 0; 2010 Qtr 3: 0; 2010 Qtr 4: 0; 2011 Qtr 1: 0; 2011 Qtr 2: 0; 2011 Qtr 3: 0; 2011 Qtr 4: 0 | 4
0 | 253131-Economizer Repair Com All CZ07 Vint04 |  | System | Commercial | 01-ALC-AllCommercial-Cooling | 0 |  |  |  |  | 41.71 | 0 | 41 | 0 | 0 | 0.71 | 555 |  | kWh | 0.003 | 0 | Commercial |  | Winter Only | [5 empty] | 5 | 0.85 |  |  |  | 0 | 3 | 0 | 0 | 0 | 0 | 0 | 0 | 0 | 0 | 0 | 0 | 2009 Qtr 1: 3; 2009 Qtr 2: 0; 2009 Qtr 3: 0; 2009 Qtr 4: 0; 2010 Qtr 1: 0; 2010 Qtr 2: 0; 2010 Qtr 3: 0; 2010 Qtr 4: 0; 2011 Qtr 1: 0; 2011 Qtr 2: 0; 2011 Qtr 3: 0; 2011 Qtr 4: 0 | 3
0 | 253131-Economizer Repair Com All CZ07 Vint04 |  | System | Commercial | 01-ALC-AllCommercial-Cooling | 0 |  |  |  |  | 41.71 | 0 | 41 | 0 | 0 | 0.71 | 555 |  | kWh | 0.003 | 0 | Commercial |  | Winter Only | [5 empty] | 5 | 0.85 |  |  |  | 0 | 6 | 0 | 0 | 0 | 0 | 0 | 0 | 0 | 0 | 0 | 0 | 2009 Qtr 1: 6; 2009 Qtr 2: 0; 2009 Qtr 3: 0; 2009 Qtr 4: 0; 2010 Qtr 1: 0; 2010 Qtr 2: 0; 2010 Qtr 3: 0; 2010 Qtr 4: 0; 2011 Qtr 1: 0; 2011 Qtr 2: 0; 2011 Qtr 3: 0; 2011 Qtr 4: 0 | 6
0 | 253131-Economizer Repair Com All CZ07 Vint04 |  | System | Commercial | 01-ALC-AllCommercial-Cooling | 0 |  |  |  |  | 41.71 | 0 | 41 | 0 | 0 | 0.71 | 555 |  | kWh | 0.003 | 0 | Commercial |  | Winter Only | [5 empty] | 5 | 0.85 |  |  |  | 0 | 20 | 0 | 0 | 0 | 0 | 0 | 0 | 0 | 0 | 0 | 0 | 2009 Qtr 1: 20; 2009 Qtr 2: 0; 2009 Qtr 3: 0; 2009 Qtr 4: 0; 2010 Qtr 1: 0; 2010 Qtr 2: 0; 2010 Qtr 3: 0; 2010 Qtr 4: 0; 2011 Qtr 1: 0; 2011 Qtr 2: 0; 2011 Qtr 3: 0; 2011 Qtr 4: 0 | 20
0 | 253131-Economizer Repair Com All CZ07 Vint04 |  | System | Commercial | 01-ALC-AllCommercial-Cooling | 0 |  |  |  |  | 41.71 | 0 | 41 | 0 | 0 | 0.71 | 555 |  | kWh | 0.003 | 0 | Commercial |  | Winter Only | [5 empty] | 5 | 0.85 |  |  |  | 0 | 20 | 0 | 0 | 0 | 0 | 0 | 0 | 0 | 0 | 0 | 0 | 2009 Qtr 1: 20; 2009 Qtr 2: 0; 2009 Qtr 3: 0; 2009 Qtr 4: 0; 2010 Qtr 1: 0; 2010 Qtr 2: 0; 2010 Qtr 3: 0; 2010 Qtr 4: 0; 2011 Qtr 1: 0; 2011 Qtr 2: 0; 2011 Qtr 3: 0; 2011 Qtr 4: 0 | 20
0 | 253131-Economizer Repair Com All CZ07 Vint04 |  | System | Commercial | 01-ALC-AllCommercial-Cooling | 0 |  |  |  |  | 41.71 | 0 | 41 | 0 | 0 | 0.71 | 555 |  | kWh | 0.003 | 0 | Commercial |  | Winter Only | [5 empty] | 5 | 0.85 |  |  |  | 0 | 20 | 0 | 0 | 0 | 0 | 0 | 0 | 0 | 0 | 0 | 0 | 2009 Qtr 1: 20; 2009 Qtr 2: 0; 2009 Qtr 3: 0; 2009 Qtr 4: 0; 2010 Qtr 1: 0; 2010 Qtr 2: 0; 2010 Qtr 3: 0; 2010 Qtr 4: 0; 2011 Qtr 1: 0; 2011 Qtr 2: 0; 2011 Qtr 3: 0; 2011 Qtr 4: 0 | 20
0 | 253131-Economizer Repair Com All CZ07 Vint04 |  | System | Commercial | 01-ALC-AllCommercial-Cooling | 0 |  |  |  |  | 41.71 | 0 | 41 | 0 | 0 | 0.71 | 555 |  | kWh | 0.003 | 0 | Commercial |  | Winter Only | [5 empty] | 5 | 0.85 |  |  |  | 0 | 15 | 0 | 0 | 0 | 0 | 0 | 0 | 0 | 0 | 0 | 0 | 2009 Qtr 1: 15; 2009 Qtr 2: 0; 2009 Qtr 3: 0; 2009 Qtr 4: 0; 2010 Qtr 1: 0; 2010 Qtr 2: 0; 2010 Qtr 3: 0; 2010 Qtr 4: 0; 2011 Qtr 1: 0; 2011 Qtr 2: 0; 2011 Qtr 3: 0; 2011 Qtr 4: 0 | 15
0 | 253131-Economizer Repair Com All CZ07 Vint04 |  | System | Commercial | 01-ALC-AllCommercial-Cooling | 0 |  |  |  |  | 41.71 | 0 | 41 | 0 | 0 | 0.71 | 555 |  | kWh | 0.003 | 0 | Commercial |  | Winter Only | [5 empty] | 5 | 0.85 |  |  |  | 0 | 5 | 0 | 0 | 0 | 0 | 0 | 0 | 0 | 0 | 0 | 0 | 2009 Qtr 1: 5; 2009 Qtr 2: 0; 2009 Qtr 3: 0; 2009 Qtr 4: 0; 2010 Qtr 1: 0; 2010 Qtr 2: 0; 2010 Qtr 3: 0; 2010 Qtr 4: 0; 2011 Qtr 1: 0; 2011 Qtr 2: 0; 2011 Qtr 3: 0; 2011 Qtr 4: 0 | 5
0 | 253131-Economizer Repair Com All CZ07 Vint04 |  | System | Commercial | 01-ALC-AllCommercial-Cooling | 0 |  |  |  |  | 41.71 | 0 | 41 | 0 | 0 | 0.71 | 555 |  | kWh | 0.003 | 0 | Commercial |  | Winter Only | [5 empty] | 5 | 0.85 |  |  |  | 0 | 5 | 0 | 0 | 0 | 0 | 0 | 0 | 0 | 0 | 0 | 0 | 2009 Qtr 1: 5; 2009 Qtr 2: 0; 2009 Qtr 3: 0; 2009 Qtr 4: 0; 2010 Qtr 1: 0; 2010 Qtr 2: 0; 2010 Qtr 3: 0; 2010 Qtr 4: 0; 2011 Qtr 1: 0; 2011 Qtr 2: 0; 2011 Qtr 3: 0; 2011 Qtr 4: 0 | 5
0 | 253136-Economizer Repair Com All CZ10 Vint05 |  | System | Commercial | 01-ALC-AllCommercial-Cooling | 0 |  |  |  |  | 41.71 | 0 | 42.7083 | 0 | 0 | -0.99833 | 381 |  | kWh | 0.0017 | 0 | Commercial |  | Winter Only | [5 empty] | 5 | 0.85 |  |  |  | 0 | 12 | 0 | 0 | 0 | 0 | 0 | 0 | 0 | 0 | 0 | 0 | 2009 Qtr 1: 12; 2009 Qtr 2: 0; 2009 Qtr 3: 0; 2009 Qtr 4: 0; 2010 Qtr 1: 0; 2010 Qtr 2: 0; 2010 Qtr 3: 0; 2010 Qtr 4: 0; 2011 Qtr 1: 0; 2011 Qtr 2: 0; 2011 Qtr 3: 0; 2011 Qtr 4: 0 | 12
0 | 253136-Economizer Repair Com All CZ10 Vint05 |  | System | Commercial | 01-ALC-AllCommercial-Cooling | 0 |  |  |  |  | 41.71 | 0 | 41 | 0 | 0 | 0.71 | 381 |  | kWh | 0.0017 | 0 | Commercial |  | Winter Only | [5 empty] | 5 | 0.85 |  |  |  | 0 | 10 | 0 | 0 | 0 | 0 | 0 | 0 | 0 | 0 | 0 | 0 | 2009 Qtr 1: 10; 2009 Qtr 2: 0; 2009 Qtr 3: 0; 2009 Qtr 4: 0; 2010 Qtr 1: 0; 2010 Qtr 2: 0; 2010 Qtr 3: 0; 2010 Qtr 4: 0; 2011 Qtr 1: 0; 2011 Qtr 2: 0; 2011 Qtr 3: 0; 2011 Qtr 4: 0 | 10
0 | 253136-Economizer Repair Com All CZ10 Vint05 |  | System | Commercial | 01-ALC-AllCommercial-Cooling | 0 |  |  |  |  | 41.71 | 0 | 42.7083 | 0 | 0 | -0.99833 | 381 |  | kWh | 0.0017 | 0 | Commercial |  | Winter Only | [5 empty] | 5 | 0.85 |  |  |  | 0 | 12 | 0 | 0 | 0 | 0 | 0 | 0 | 0 | 0 | 0 | 0 | 2009 Qtr 1: 12; 2009 Qtr 2: 0; 2009 Qtr 3: 0; 2009 Qtr 4: 0; 2010 Qtr 1: 0; 2010 Qtr 2: 0; 2010 Qtr 3: 0; 2010 Qtr 4: 0; 2011 Qtr 1: 0; 2011 Qtr 2: 0; 2011 Qtr 3: 0; 2011 Qtr 4: 0 | 12
0 | 253134-Economizer Repair Com All CZ10 Vint03 |  | System | Commercial | 01-ALC-AllCommercial-Cooling | 0 |  |  |  |  | 41.71 | 0 | 41 | 0 | 0 | 0.71 | 678 |  | kWh | 0.0012 | 0 | Commercial |  | Winter Only | [5 empty] | 5 | 0.85 |  |  |  | 0 | 12 | 0 | 0 | 0 | 0 | 0 | 0 | 0 | 0 | 0 | 0 | 2009 Qtr 1: 12; 2009 Qtr 2: 0; 2009 Qtr 3: 0; 2009 Qtr 4: 0; 2010 Qtr 1: 0; 2010 Qtr 2: 0; 2010 Qtr 3: 0; 2010 Qtr 4: 0; 2011 Qtr 1: 0; 2011 Qtr 2: 0; 2011 Qtr 3: 0; 2011 Qtr 4: 0 | 12
0 | 253134-Economizer Repair Com All CZ10 Vint03 |  | System | Commercial | 01-ALC-AllCommercial-Cooling | 0 |  |  |  |  | 41.71 | 0 | 42.7083 | 0 | 0 | -0.99833 | 678 |  | kWh | 0.0012 | 0 | Commercial |  | Winter Only | [5 empty] | 5 | 0.85 |  |  |  | 0 | 12 | 0 | 0 | 0 | 0 | 0 | 0 | 0 | 0 | 0 | 0 | 2009 Qtr 1: 12; 2009 Qtr 2: 0; 2009 Qtr 3: 0; 2009 Qtr 4: 0; 2010 Qtr 1: 0; 2010 Qtr 2: 0; 2010 Qtr 3: 0; 2010 Qtr 4: 0; 2011 Qtr 1: 0; 2011 Qtr 2: 0; 2011 Qtr 3: 0; 2011 Qtr 4: 0 | 12
0 | 253131-Economizer Repair Com All CZ07 Vint04 |  | System | Commercial | 01-ALC-AllCommercial-Cooling | 0 |  |  |  |  | 41.71 | 0 | 41 | 0 | 0 | 0.71 | 555 |  | kWh | 0.003 | 0 | Commercial |  | Winter Only | [5 empty] | 5 | 0.85 |  |  |  | 0 | 10 | 0 | 0 | 0 | 0 | 0 | 0 | 0 | 0 | 0 | 0 | 2009 Qtr 1: 10; 2009 Qtr 2: 0; 2009 Qtr 3: 0; 2009 Qtr 4: 0; 2010 Qtr 1: 0; 2010 Qtr 2: 0; 2010 Qtr 3: 0; 2010 Qtr 4: 0; 2011 Qtr 1: 0; 2011 Qtr 2: 0; 2011 Qtr 3: 0; 2011 Qtr 4: 0 | 10
0 | 253131-Economizer Repair Com All CZ07 Vint04 |  | System | Commercial | 01-ALC-AllCommercial-Cooling | 0 |  |  |  |  | 41.71 | 0 | 41 | 0 | 0 | 0.71 | 555 |  | kWh | 0.003 | 0 | Commercial |  | Winter Only | [5 empty] | 5 | 0.85 |  |  |  | 0 | 10 | 0 | 0 | 0 | 0 | 0 | 0 | 0 | 0 | 0 | 0 | 2009 Qtr 1: 10; 2009 Qtr 2: 0; 2009 Qtr 3: 0; 2009 Qtr 4: 0; 2010 Qtr 1: 0; 2010 Qtr 2: 0; 2010 Qtr 3: 0; 2010 Qtr 4: 0; 2011 Qtr 1: 0; 2011 Qtr 2: 0; 2011 Qtr 3: 0; 2011 Qtr 4: 0 | 10
0 | 253135-Economizer Repair Com All CZ10 Vint04 |  | System | Commercial | 01-ALC-AllCommercial-Cooling | 0 |  |  |  |  | 41.71 | 0 | 41 | 0 | 0 | 0.71 | 442 |  | kWh | 0.0016 | 0 | Commercial |  | Winter Only | [5 empty] | 5 | 0.85 |  |  |  | 0 | 35 | 0 | 0 | 0 | 0 | 0 | 0 | 0 | 0 | 0 | 0 | 2009 Qtr 1: 35; 2009 Qtr 2: 0; 2009 Qtr 3: 0; 2009 Qtr 4: 0; 2010 Qtr 1: 0; 2010 Qtr 2: 0; 2010 Qtr 3: 0; 2010 Qtr 4: 0; 2011 Qtr 1: 0; 2011 Qtr 2: 0; 2011 Qtr 3: 0; 2011 Qtr 4: 0 | 35
0 | 253049-Comm. HP <65k three phase unitary |  | System | Commercial | 01-ALC-AllCommercial-Cooling | 0 |  |  |  |  | 959.2869 | 0 | 100 | 0 | 0 | 859.2869 | 333.947 |  | kWh | 0.15748 | 0 | Commercial | [7 empty] | 15 | 0.5 |  |  |  | 1 | 5 | 0 | 0 | 0 | 0 | 0 | 0 | 0 | 0 | 0 | 0 | 2009 Qtr 1: 0; 2009 Qtr 2: 0; 2009 Qtr 3: 0; 2009 Qtr 4: 5; 2010 Qtr 1: 0; 2010 Qtr 2: 0; 2010 Qtr 3: 0; 2010 Qtr 4: 0; 2011 Qtr 1: 0; 2011 Qtr 2: 0; 2011 Qtr 3: 0; 2011 Qtr 4: 0 | 5
0 | 253085-Comm. HP <65k three phase unitary ER |  | System | Commercial | 01-ALC-AllCommercial-Cooling | 0 |  |  |  |  | 959.2869 | 0 | 100 | 0 | 0 | 859.2869 | 333.947 |  | kWh | 0.15748 | 0 | Commercial | [7 empty] | 15 | 0.5 |  |  |  | 1 | 5 | 0 | 0 | 0 | 0 | 0 | 0 | 0 | 0 | 0 | 0 | 2009 Qtr 1: 0; 2009 Qtr 2: 0; 2009 Qtr 3: 0; 2009 Qtr 4: 5; 2010 Qtr 1: 0; 2010 Qtr 2: 0; 2010 Qtr 3: 0; 2010 Qtr 4: 0; 2011 Qtr 1: 0; 2011 Qtr 2: 0; 2011 Qtr 3: 0; 2011 Qtr 4: 0 | 5
0 | 253050-Comm. HP <65k three phase unitary |  | System | Commercial | 01-ALC-AllCommercial-Cooling | 0 |  |  |  |  | 959.2869 | 0 | 100 | 0 | 0 | 859.2869 | 416.612 |  | kWh | 0.22516 | 0 | Commercial | [7 empty] | 15 | 0.5 |  |  |  | 1 | 5 | 0 | 0 | 0 | 0 | 0 | 0 | 0 | 0 | 0 | 0 | 2009 Qtr 1: 0; 2009 Qtr 2: 0; 2009 Qtr 3: 0; 2009 Qtr 4: 5; 2010 Qtr 1: 0; 2010 Qtr 2: 0; 2010 Qtr 3: 0; 2010 Qtr 4: 0; 2011 Qtr 1: 0; 2011 Qtr 2: 0; 2011 Qtr 3: 0; 2011 Qtr 4: 0 | 5
0 | 253050-Comm. HP <65k three phase unitary |  | System | Commercial | 01-ALC-AllCommercial-Cooling | 0 |  |  |  |  | 959.2869 | 0 | 100 | 0 | 0 | 859.2869 | 416.612 |  | kWh | 0.22516 | 0 | Commercial | [7 empty] | 15 | 0.5 |  |  |  | 1 | 5 | 0 | 0 | 0 | 0 | 0 | 0 | 0 | 0 | 0 | 0 | 2009 Qtr 1: 0; 2009 Qtr 2: 0; 2009 Qtr 3: 0; 2009 Qtr 4: 5; 2010 Qtr 1: 0; 2010 Qtr 2: 0; 2010 Qtr 3: 0; 2010 Qtr 4: 0; 2011 Qtr 1: 0; 2011 Qtr 2: 0; 2011 Qtr 3: 0; 2011 Qtr 4: 0 | 5
0 | 253050-Comm. HP <65k three phase unitary |  | System | Commercial | 01-ALC-AllCommercial-Cooling | 0 |  |  |  |  | 959.2869 | 0 | 100 | 0 | 0 | 859.2869 | 416.612 |  | kWh | 0.22516 | 0 | Commercial | [7 empty] | 15 | 0.5 |  |  |  | 1 | 4 | 0 | 0 | 0 | 0 | 0 | 0 | 0 | 0 | 0 | 0 | 2009 Qtr 1: 0; 2009 Qtr 2: 0; 2009 Qtr 3: 0; 2009 Qtr 4: 4; 2010 Qtr 1: 0; 2010 Qtr 2: 0; 2010 Qtr 3: 0; 2010 Qtr 4: 0; 2011 Qtr 1: 0; 2011 Qtr 2: 0; 2011 Qtr 3: 0; 2011 Qtr 4: 0 | 4
0 | 253050-Comm. HP <65k three phase unitary |  | System | Commercial | 01-ALC-AllCommercial-Cooling | 0 |  |  |  |  | 959.2869 | 0 | 100 | 0 | 0 | 859.2869 | 416.612 |  | kWh | 0.22516 | 0 | Commercial | [7 empty] | 15 | 0.5 |  |  |  | 1 | 4 | 0 | 0 | 0 | 0 | 0 | 0 | 0 | 0 | 0 | 0 | 2009 Qtr 1: 0; 2009 Qtr 2: 0; 2009 Qtr 3: 0; 2009 Qtr 4: 4; 2010 Qtr 1: 0; 2010 Qtr 2: 0; 2010 Qtr 3: 0; 2010 Qtr 4: 0; 2011 Qtr 1: 0; 2011 Qtr 2: 0; 2011 Qtr 3: 0; 2011 Qtr 4: 0 | 4
0 | 253050-Comm. HP <65k three phase unitary |  | System | Commercial | 01-ALC-AllCommercial-Cooling | 0 |  |  |  |  | 959.2869 | 0 | 100 | 0 | 0 | 859.2869 | 416.612 |  | kWh | 0.22516 | 0 | Commercial | [7 empty] | 15 | 0.5 |  |  |  | 1 | 4 | 0 | 0 | 0 | 0 | 0 | 0 | 0 | 0 | 0 | 0 | 2009 Qtr 1: 0; 2009 Qtr 2: 0; 2009 Qtr 3: 0; 2009 Qtr 4: 4; 2010 Qtr 1: 0; 2010 Qtr 2: 0; 2010 Qtr 3: 0; 2010 Qtr 4: 0; 2011 Qtr 1: 0; 2011 Qtr 2: 0; 2011 Qtr 3: 0; 2011 Qtr 4: 0 | 4
0 | 253050-Comm. HP <65k three phase unitary |  | System | Commercial | 01-ALC-AllCommercial-Cooling | 0 |  |  |  |  | 959.2869 | 0 | 100 | 0 | 0 | 859.2869 | 416.612 |  | kWh | 0.22516 | 0 | Commercial | [7 empty] | 15 | 0.5 |  |  |  | 1 | 4 | 0 | 0 | 0 | 0 | 0 | 0 | 0 | 0 | 0 | 0 | 2009 Qtr 1: 0; 2009 Qtr 2: 0; 2009 Qtr 3: 0; 2009 Qtr 4: 4; 2010 Qtr 1: 0; 2010 Qtr 2: 0; 2010 Qtr 3: 0; 2010 Qtr 4: 0; 2011 Qtr 1: 0; 2011 Qtr 2: 0; 2011 Qtr 3: 0; 2011 Qtr 4: 0 | 4
0 | 253050-Comm. HP <65k three phase unitary |  | System | Commercial | 01-ALC-AllCommercial-Cooling | 0 |  |  |  |  | 959.2869 | 0 | 100 | 0 | 0 | 859.2869 | 416.612 |  | kWh | 0.22516 | 0 | Commercial | [7 empty] | 15 | 0.5 |  |  |  | 1 | 4 | 0 | 0 | 0 | 0 | 0 | 0 | 0 | 0 | 0 | 0 | 2009 Qtr 1: 0; 2009 Qtr 2: 0; 2009 Qtr 3: 0; 2009 Qtr 4: 4; 2010 Qtr 1: 0; 2010 Qtr 2: 0; 2010 Qtr 3: 0; 2010 Qtr 4: 0; 2011 Qtr 1: 0; 2011 Qtr 2: 0; 2011 Qtr 3: 0; 2011 Qtr 4: 0 | 4
0 | 253050-Comm. HP <65k three phase unitary |  | System | Commercial | 01-ALC-AllCommercial-Cooling | 0 |  |  |  |  | 959.2869 | 0 | 100 | 0 | 0 | 859.2869 | 416.612 |  | kWh | 0.22516 | 0 | Commercial | [7 empty] | 15 | 0.5 |  |  |  | 1 | 4 | 0 | 0 | 0 | 0 | 0 | 0 | 0 | 0 | 0 | 0 | 2009 Qtr 1: 0; 2009 Qtr 2: 0; 2009 Qtr 3: 0; 2009 Qtr 4: 4; 2010 Qtr 1: 0; 2010 Qtr 2: 0; 2010 Qtr 3: 0; 2010 Qtr 4: 0; 2011 Qtr 1: 0; 2011 Qtr 2: 0; 2011 Qtr 3: 0; 2011 Qtr 4: 0 | 4
0 | 253050-Comm. HP <65k three phase unitary |  | System | Commercial | 01-ALC-AllCommercial-Cooling | 0 |  |  |  |  | 959.2869 | 0 | 100 | 0 | 0 | 859.2869 | 416.612 |  | kWh | 0.22516 | 0 | Commercial | [7 empty] | 15 | 0.5 |  |  |  | 1 | 4 | 0 | 0 | 0 | 0 | 0 | 0 | 0 | 0 | 0 | 0 | 2009 Qtr 1: 0; 2009 Qtr 2: 0; 2009 Qtr 3: 0; 2009 Qtr 4: 4; 2010 Qtr 1: 0; 2010 Qtr 2: 0; 2010 Qtr 3: 0; 2010 Qtr 4: 0; 2011 Qtr 1: 0; 2011 Qtr 2: 0; 2011 Qtr 3: 0; 2011 Qtr 4: 0 | 4
0 | 253050-Comm. HP <65k three phase unitary |  | System | Commercial | 01-ALC-AllCommercial-Cooling | 0 |  |  |  |  | 959.2869 | 0 | 100 | 0 | 0 | 859.2869 | 416.612 |  | kWh | 0.22516 | 0 | Commercial | [7 empty] | 15 | 0.5 |  |  |  | 1 | 4 | 0 | 0 | 0 | 0 | 0 | 0 | 0 | 0 | 0 | 0 | 2009 Qtr 1: 0; 2009 Qtr 2: 0; 2009 Qtr 3: 0; 2009 Qtr 4: 4; 2010 Qtr 1: 0; 2010 Qtr 2: 0; 2010 Qtr 3: 0; 2010 Qtr 4: 0; 2011 Qtr 1: 0; 2011 Qtr 2: 0; 2011 Qtr 3: 0; 2011 Qtr 4: 0 | 4
0 | 253050-Comm. HP <65k three phase unitary |  | System | Commercial | 01-ALC-AllCommercial-Cooling | 0 |  |  |  |  | 959.2869 | 0 | 100 | 0 | 0 | 859.2869 | 416.612 |  | kWh | 0.22516 | 0 | Commercial | [7 empty] | 15 | 0.5 |  |  |  | 1 | 4 | 0 | 0 | 0 | 0 | 0 | 0 | 0 | 0 | 0 | 0 | 2009 Qtr 1: 0; 2009 Qtr 2: 0; 2009 Qtr 3: 0; 2009 Qtr 4: 4; 2010 Qtr 1: 0; 2010 Qtr 2: 0; 2010 Qtr 3: 0; 2010 Qtr 4: 0; 2011 Qtr 1: 0; 2011 Qtr 2: 0; 2011 Qtr 3: 0; 2011 Qtr 4: 0 | 4
0 | 253050-Comm. HP <65k three phase unitary |  | System | Commercial | 01-ALC-AllCommercial-Cooling | 0 |  |  |  |  | 959.2869 | 0 | 100 | 0 | 0 | 859.2869 | 416.612 |  | kWh | 0.22516 | 0 | Commercial | [7 empty] | 15 | 0.5 |  |  |  | 1 | 4 | 0 | 0 | 0 | 0 | 0 | 0 | 0 | 0 | 0 | 0 | 2009 Qtr 1: 0; 2009 Qtr 2: 0; 2009 Qtr 3: 0; 2009 Qtr 4: 4; 2010 Qtr 1: 0; 2010 Qtr 2: 0; 2010 Qtr 3: 0; 2010 Qtr 4: 0; 2011 Qtr 1: 0; 2011 Qtr 2: 0; 2011 Qtr 3: 0; 2011 Qtr 4: 0 | 4
0 | 253050-Comm. HP <65k three phase unitary |  | System | Commercial | 01-ALC-AllCommercial-Cooling | 0 |  |  |  |  | 959.2869 | 0 | 100 | 0 | 0 | 859.2869 | 416.612 |  | kWh | 0.22516 | 0 | Commercial | [7 empty] | 15 | 0.5 |  |  |  | 1 | 4 | 0 | 0 | 0 | 0 | 0 | 0 | 0 | 0 | 0 | 0 | 2009 Qtr 1: 0; 2009 Qtr 2: 0; 2009 Qtr 3: 0; 2009 Qtr 4: 4; 2010 Qtr 1: 0; 2010 Qtr 2: 0; 2010 Qtr 3: 0; 2010 Qtr 4: 0; 2011 Qtr 1: 0; 2011 Qtr 2: 0; 2011 Qtr 3: 0; 2011 Qtr 4: 0 | 4
0 | 253050-Comm. HP <65k three phase unitary |  | System | Commercial | 01-ALC-AllCommercial-Cooling | 0 |  |  |  |  | 959.2869 | 0 | 100 | 0 | 0 | 859.2869 | 416.612 |  | kWh | 0.22516 | 0 | Commercial | [7 empty] | 15 | 0.5 |  |  |  | 1 | 4 | 0 | 0 | 0 | 0 | 0 | 0 | 0 | 0 | 0 | 0 | 2009 Qtr 1: 0; 2009 Qtr 2: 0; 2009 Qtr 3: 0; 2009 Qtr 4: 4; 2010 Qtr 1: 0; 2010 Qtr 2: 0; 2010 Qtr 3: 0; 2010 Qtr 4: 0; 2011 Qtr 1: 0; 2011 Qtr 2: 0; 2011 Qtr 3: 0; 2011 Qtr 4: 0 | 4
0 | 253085-Comm. HP <65k three phase unitary ER |  | System | Commercial | 01-ALC-AllCommercial-Cooling | 0 |  |  |  |  | 959.2869 | 0 | 100 | 0 | 0 | 859.2869 | 333.947 |  | kWh | 0.15748 | 0 | Commercial | [7 empty] | 15 | 0.5 |  |  |  | 1 | 5 | 0 | 0 | 0 | 0 | 0 | 0 | 0 | 0 | 0 | 0 | 2009 Qtr 1: 0; 2009 Qtr 2: 0; 2009 Qtr 3: 0; 2009 Qtr 4: 5; 2010 Qtr 1: 0; 2010 Qtr 2: 0; 2010 Qtr 3: 0; 2010 Qtr 4: 0; 2011 Qtr 1: 0; 2011 Qtr 2: 0; 2011 Qtr 3: 0; 2011 Qtr 4: 0 | 5
0 | 253085-Comm. HP <65k three phase unitary ER |  | System | Commercial | 01-ALC-AllCommercial-Cooling | 0 |  |  |  |  | 959.2869 | 0 | 100 | 0 | 0 | 859.2869 | 333.947 |  | kWh | 0.15748 | 0 | Commercial | [7 empty] | 15 | 0.5 |  |  |  | 1 | 5 | 0 | 0 | 0 | 0 | 0 | 0 | 0 | 0 | 0 | 0 | 2009 Qtr 1: 0; 2009 Qtr 2: 0; 2009 Qtr 3: 0; 2009 Qtr 4: 5; 2010 Qtr 1: 0; 2010 Qtr 2: 0; 2010 Qtr 3: 0; 2010 Qtr 4: 0; 2011 Qtr 1: 0; 2011 Qtr 2: 0; 2011 Qtr 3: 0; 2011 Qtr 4: 0 | 5
0 | 253085-Comm. HP <65k three phase unitary ER |  | System | Commercial | 01-ALC-AllCommercial-Cooling | 0 |  |  |  |  | 959.2869 | 0 | 100 | 0 | 0 | 859.2869 | 333.947 |  | kWh | 0.15748 | 0 | Commercial | [7 empty] | 15 | 0.5 |  |  |  | 1 | 5 | 0 | 0 | 0 | 0 | 0 | 0 | 0 | 0 | 0 | 0 | 2009 Qtr 1: 0; 2009 Qtr 2: 0; 2009 Qtr 3: 0; 2009 Qtr 4: 5; 2010 Qtr 1: 0; 2010 Qtr 2: 0; 2010 Qtr 3: 0; 2010 Qtr 4: 0; 2011 Qtr 1: 0; 2011 Qtr 2: 0; 2011 Qtr 3: 0; 2011 Qtr 4: 0 | 5
0 | 253085-Comm. HP <65k three phase unitary ER |  | System | Commercial | 01-ALC-AllCommercial-Cooling | 0 |  |  |  |  | 959.2869 | 0 | 100 | 0 | 0 | 859.2869 | 333.947 |  | kWh | 0.15748 | 0 | Commercial | [7 empty] | 15 | 0.5 |  |  |  | 1 | 5 | 0 | 0 | 0 | 0 | 0 | 0 | 0 | 0 | 0 | 0 | 2009 Qtr 1: 0; 2009 Qtr 2: 0; 2009 Qtr 3: 0; 2009 Qtr 4: 5; 2010 Qtr 1: 0; 2010 Qtr 2: 0; 2010 Qtr 3: 0; 2010 Qtr 4: 0; 2011 Qtr 1: 0; 2011 Qtr 2: 0; 2011 Qtr 3: 0; 2011 Qtr 4: 0 | 5
0 | 253085-Comm. HP <65k three phase unitary ER |  | System | Commercial | 01-ALC-AllCommercial-Cooling | 0 |  |  |  |  | 959.2869 | 0 | 100 | 0 | 0 | 859.2869 | 333.947 |  | kWh | 0.15748 | 0 | Commercial | [7 empty] | 15 | 0.5 |  |  |  | 1 | 5 | 0 | 0 | 0 | 0 | 0 | 0 | 0 | 0 | 0 | 0 | 2009 Qtr 1: 0; 2009 Qtr 2: 0; 2009 Qtr 3: 0; 2009 Qtr 4: 5; 2010 Qtr 1: 0; 2010 Qtr 2: 0; 2010 Qtr 3: 0; 2010 Qtr 4: 0; 2011 Qtr 1: 0; 2011 Qtr 2: 0; 2011 Qtr 3: 0; 2011 Qtr 4: 0 | 5
0 | 253067-Comm. AC <65k three phase unitary ER |  | System | Commercial | 01-ALC-AllCommercial-Cooling | 0 |  |  |  |  | 790.4043 | 0 | 100 | 0 | 0 | 690.4043 | 280.46 |  | kWh | 0.19186 | 0 | Commercial | [7 empty] | 15 | 0.5 |  |  |  | 1 | 4 | 0 | 0 | 0 | 0 | 0 | 0 | 0 | 0 | 0 | 0 | 2009 Qtr 1: 0; 2009 Qtr 2: 0; 2009 Qtr 3: 0; 2009 Qtr 4: 4; 2010 Qtr 1: 0; 2010 Qtr 2: 0; 2010 Qtr 3: 0; 2010 Qtr 4: 0; 2011 Qtr 1: 0; 2011 Qtr 2: 0; 2011 Qtr 3: 0; 2011 Qtr 4: 0 | 4
0 | 253067-Comm. AC <65k three phase unitary ER |  | System | Commercial | 01-ALC-AllCommercial-Cooling | 0 |  |  |  |  | 790.4043 | 0 | 100 | 0 | 0 | 690.4043 | 280.46 |  | kWh | 0.19186 | 0 | Commercial | [7 empty] | 15 | 0.5 |  |  |  | 1 | 4 | 0 | 0 | 0 | 0 | 0 | 0 | 0 | 0 | 0 | 0 | 2009 Qtr 1: 0; 2009 Qtr 2: 0; 2009 Qtr 3: 0; 2009 Qtr 4: 4; 2010 Qtr 1: 0; 2010 Qtr 2: 0; 2010 Qtr 3: 0; 2010 Qtr 4: 0; 2011 Qtr 1: 0; 2011 Qtr 2: 0; 2011 Qtr 3: 0; 2011 Qtr 4: 0 | 4
0 | 253067-Comm. AC <65k three phase unitary ER |  | System | Commercial | 01-ALC-AllCommercial-Cooling | 0 |  |  |  |  | 790.4043 | 0 | 100 | 0 | 0 | 690.4043 | 280.46 |  | kWh | 0.19186 | 0 | Commercial | [7 empty] | 15 | 0.5 |  |  |  | 1 | 4 | 0 | 0 | 0 | 0 | 0 | 0 | 0 | 0 | 0 | 0 | 2009 Qtr 1: 0; 2009 Qtr 2: 0; 2009 Qtr 3: 0; 2009 Qtr 4: 4; 2010 Qtr 1: 0; 2010 Qtr 2: 0; 2010 Qtr 3: 0; 2010 Qtr 4: 0; 2011 Qtr 1: 0; 2011 Qtr 2: 0; 2011 Qtr 3: 0; 2011 Qtr 4: 0 | 4
0 | 253086-Comm. HP <65k three phase unitary ER |  | System | Commercial | 01-ALC-AllCommercial-Cooling | 0 |  |  |  |  | 959.2869 | 0 | 100 | 0 | 0 | 859.2869 | 416.612 |  | kWh | 0.22516 | 0 | Commercial | [7 empty] | 15 | 0.5 |  |  |  | 1 | 3 | 0 | 0 | 0 | 0 | 0 | 0 | 0 | 0 | 0 | 0 | 2009 Qtr 1: 0; 2009 Qtr 2: 0; 2009 Qtr 3: 0; 2009 Qtr 4: 3; 2010 Qtr 1: 0; 2010 Qtr 2: 0; 2010 Qtr 3: 0; 2010 Qtr 4: 0; 2011 Qtr 1: 0; 2011 Qtr 2: 0; 2011 Qtr 3: 0; 2011 Qtr 4: 0 | 3
0 | 253086-Comm. HP <65k three phase unitary ER |  | System | Commercial | 01-ALC-AllCommercial-Cooling | 0 |  |  |  |  | 959.2869 | 0 | 100 | 0 | 0 | 859.2869 | 416.612 |  | kWh | 0.22516 | 0 | Commercial | [7 empty] | 15 | 0.5 |  |  |  | 1 | 5 | 0 | 0 | 0 | 0 | 0 | 0 | 0 | 0 | 0 | 0 | 2009 Qtr 1: 0; 2009 Qtr 2: 0; 2009 Qtr 3: 0; 2009 Qtr 4: 5; 2010 Qtr 1: 0; 2010 Qtr 2: 0; 2010 Qtr 3: 0; 2010 Qtr 4: 0; 2011 Qtr 1: 0; 2011 Qtr 2: 0; 2011 Qtr 3: 0; 2011 Qtr 4: 0 | 5
0 | 253086-Comm. HP <65k three phase unitary ER |  | System | Commercial | 01-ALC-AllCommercial-Cooling | 0 |  |  |  |  | 959.2869 | 0 | 100 | 0 | 0 | 859.2869 | 416.612 |  | kWh | 0.22516 | 0 | Commercial | [7 empty] | 15 | 0.5 |  |  |  | 1 | 5 | 0 | 0 | 0 | 0 | 0 | 0 | 0 | 0 | 0 | 0 | 2009 Qtr 1: 0; 2009 Qtr 2: 0; 2009 Qtr 3: 0; 2009 Qtr 4: 5; 2010 Qtr 1: 0; 2010 Qtr 2: 0; 2010 Qtr 3: 0; 2010 Qtr 4: 0; 2011 Qtr 1: 0; 2011 Qtr 2: 0; 2011 Qtr 3: 0; 2011 Qtr 4: 0 | 5
0 | 253086-Comm. HP <65k three phase unitary ER |  | System | Commercial | 01-ALC-AllCommercial-Cooling | 0 |  |  |  |  | 959.2869 | 0 | 100 | 0 | 0 | 859.2869 | 416.612 |  | kWh | 0.22516 | 0 | Commercial | [7 empty] | 15 | 0.5 |  |  |  | 1 | 3 | 0 | 0 | 0 | 0 | 0 | 0 | 0 | 0 | 0 | 0 | 2009 Qtr 1: 0; 2009 Qtr 2: 0; 2009 Qtr 3: 0; 2009 Qtr 4: 3; 2010 Qtr 1: 0; 2010 Qtr 2: 0; 2010 Qtr 3: 0; 2010 Qtr 4: 0; 2011 Qtr 1: 0; 2011 Qtr 2: 0; 2011 Qtr 3: 0; 2011 Qtr 4: 0 | 3
0 | 253086-Comm. HP <65k three phase unitary ER |  | System | Commercial | 01-ALC-AllCommercial-Cooling | 0 |  |  |  |  | 959.2869 | 0 | 100 | 0 | 0 | 859.2869 | 416.612 |  | kWh | 0.22516 | 0 | Commercial | [7 empty] | 15 | 0.5 |  |  |  | 1 | 4 | 0 | 0 | 0 | 0 | 0 | 0 | 0 | 0 | 0 | 0 | 2009 Qtr 1: 0; 2009 Qtr 2: 0; 2009 Qtr 3: 0; 2009 Qtr 4: 4; 2010 Qtr 1: 0; 2010 Qtr 2: 0; 2010 Qtr 3: 0; 2010 Qtr 4: 0; 2011 Qtr 1: 0; 2011 Qtr 2: 0; 2011 Qtr 3: 0; 2011 Qtr 4: 0 | 4
0 | 253086-Comm. HP <65k three phase unitary ER |  | System | Commercial | 01-ALC-AllCommercial-Cooling | 0 |  |  |  |  | 959.2869 | 0 | 100 | 0 | 0 | 859.2869 | 416.612 |  | kWh | 0.22516 | 0 | Commercial | [7 empty] | 15 | 0.5 |  |  |  | 1 | 5 | 0 | 0 | 0 | 0 | 0 | 0 | 0 | 0 | 0 | 0 | 2009 Qtr 1: 0; 2009 Qtr 2: 0; 2009 Qtr 3: 0; 2009 Qtr 4: 5; 2010 Qtr 1: 0; 2010 Qtr 2: 0; 2010 Qtr 3: 0; 2010 Qtr 4: 0; 2011 Qtr 1: 0; 2011 Qtr 2: 0; 2011 Qtr 3: 0; 2011 Qtr 4: 0 | 5
0 | 253086-Comm. HP <65k three phase unitary ER |  | System | Commercial | 01-ALC-AllCommercial-Cooling | 0 |  |  |  |  | 959.2869 | 0 | 100 | 0 | 0 | 859.2869 | 416.612 |  | kWh | 0.22516 | 0 | Commercial | [7 empty] | 15 | 0.5 |  |  |  | 1 | 3 | 0 | 0 | 0 | 0 | 0 | 0 | 0 | 0 | 0 | 0 | 2009 Qtr 1: 0; 2009 Qtr 2: 0; 2009 Qtr 3: 0; 2009 Qtr 4: 3; 2010 Qtr 1: 0; 2010 Qtr 2: 0; 2010 Qtr 3: 0; 2010 Qtr 4: 0; 2011 Qtr 1: 0; 2011 Qtr 2: 0; 2011 Qtr 3: 0; 2011 Qtr 4: 0 | 3
0 | 253086-Comm. HP <65k three phase unitary ER |  | System | Commercial | 01-ALC-AllCommercial-Cooling | 0 |  |  |  |  | 959.2869 | 0 | 100 | 0 | 0 | 859.2869 | 416.612 |  | kWh | 0.22516 | 0 | Commercial | [7 empty] | 15 | 0.5 |  |  |  | 1 | 3 | 0 | 0 | 0 | 0 | 0 | 0 | 0 | 0 | 0 | 0 | 2009 Qtr 1: 0; 2009 Qtr 2: 0; 2009 Qtr 3: 0; 2009 Qtr 4: 3; 2010 Qtr 1: 0; 2010 Qtr 2: 0; 2010 Qtr 3: 0; 2010 Qtr 4: 0; 2011 Qtr 1: 0; 2011 Qtr 2: 0; 2011 Qtr 3: 0; 2011 Qtr 4: 0 | 3
0 | 253086-Comm. HP <65k three phase unitary ER |  | System | Commercial | 01-ALC-AllCommercial-Cooling | 0 |  |  |  |  | 959.2869 | 0 | 100 | 0 | 0 | 859.2869 | 416.612 |  | kWh | 0.22516 | 0 | Commercial | [7 empty] | 15 | 0.5 |  |  |  | 1 | 3 | 0 | 0 | 0 | 0 | 0 | 0 | 0 | 0 | 0 | 0 | 2009 Qtr 1: 0; 2009 Qtr 2: 0; 2009 Qtr 3: 0; 2009 Qtr 4: 3; 2010 Qtr 1: 0; 2010 Qtr 2: 0; 2010 Qtr 3: 0; 2010 Qtr 4: 0; 2011 Qtr 1: 0; 2011 Qtr 2: 0; 2011 Qtr 3: 0; 2011 Qtr 4: 0 | 3
0 | 253086-Comm. HP <65k three phase unitary ER |  | System | Commercial | 01-ALC-AllCommercial-Cooling | 0 |  |  |  |  | 959.2869 | 0 | 100 | 0 | 0 | 859.2869 | 416.612 |  | kWh | 0.22516 | 0 | Commercial | [7 empty] | 15 | 0.5 |  |  |  | 1 | 3 | 0 | 0 | 0 | 0 | 0 | 0 | 0 | 0 | 0 | 0 | 2009 Qtr 1: 0; 2009 Qtr 2: 0; 2009 Qtr 3: 0; 2009 Qtr 4: 3; 2010 Qtr 1: 0; 2010 Qtr 2: 0; 2010 Qtr 3: 0; 2010 Qtr 4: 0; 2011 Qtr 1: 0; 2011 Qtr 2: 0; 2011 Qtr 3: 0; 2011 Qtr 4: 0 | 3
0 | 253086-Comm. HP <65k three phase unitary ER |  | System | Commercial | 01-ALC-AllCommercial-Cooling | 0 |  |  |  |  | 959.2869 | 0 | 100 | 0 | 0 | 859.2869 | 416.612 |  | kWh | 0.22516 | 0 | Commercial | [7 empty] | 15 | 0.5 |  |  |  | 1 | 4 | 0 | 0 | 0 | 0 | 0 | 0 | 0 | 0 | 0 | 0 | 2009 Qtr 1: 0; 2009 Qtr 2: 0; 2009 Qtr 3: 0; 2009 Qtr 4: 4; 2010 Qtr 1: 0; 2010 Qtr 2: 0; 2010 Qtr 3: 0; 2010 Qtr 4: 0; 2011 Qtr 1: 0; 2011 Qtr 2: 0; 2011 Qtr 3: 0; 2011 Qtr 4: 0 | 4
0 | 253086-Comm. HP <65k three phase unitary ER |  | System | Commercial | 01-ALC-AllCommercial-Cooling | 0 |  |  |  |  | 959.2869 | 0 | 100 | 0 | 0 | 859.2869 | 416.612 |  | kWh | 0.22516 | 0 | Commercial | [7 empty] | 15 | 0.5 |  |  |  | 1 | 4 | 0 | 0 | 0 | 0 | 0 | 0 | 0 | 0 | 0 | 0 | 2009 Qtr 1: 0; 2009 Qtr 2: 0; 2009 Qtr 3: 0; 2009 Qtr 4: 4; 2010 Qtr 1: 0; 2010 Qtr 2: 0; 2010 Qtr 3: 0; 2010 Qtr 4: 0; 2011 Qtr 1: 0; 2011 Qtr 2: 0; 2011 Qtr 3: 0; 2011 Qtr 4: 0 | 4
0 | 253086-Comm. HP <65k three phase unitary ER |  | System | Commercial | 01-ALC-AllCommercial-Cooling | 0 |  |  |  |  | 959.2869 | 0 | 100 | 0 | 0 | 859.2869 | 416.612 |  | kWh | 0.22516 | 0 | Commercial | [7 empty] | 15 | 0.5 |  |  |  | 1 | 5 | 0 | 0 | 0 | 0 | 0 | 0 | 0 | 0 | 0 | 0 | 2009 Qtr 1: 0; 2009 Qtr 2: 0; 2009 Qtr 3: 0; 2009 Qtr 4: 5; 2010 Qtr 1: 0; 2010 Qtr 2: 0; 2010 Qtr 3: 0; 2010 Qtr 4: 0; 2011 Qtr 1: 0; 2011 Qtr 2: 0; 2011 Qtr 3: 0; 2011 Qtr 4: 0 | 5
0 | 253086-Comm. HP <65k three phase unitary ER |  | System | Commercial | 01-ALC-AllCommercial-Cooling | 0 |  |  |  |  | 959.2869 | 0 | 100 | 0 | 0 | 859.2869 | 416.612 |  | kWh | 0.22516 | 0 | Commercial | [7 empty] | 15 | 0.5 |  |  |  | 1 | 5 | 0 | 0 | 0 | 0 | 0 | 0 | 0 | 0 | 0 | 0 | 2009 Qtr 1: 0; 2009 Qtr 2: 0; 2009 Qtr 3: 0; 2009 Qtr 4: 5; 2010 Qtr 1: 0; 2010 Qtr 2: 0; 2010 Qtr 3: 0; 2010 Qtr 4: 0; 2011 Qtr 1: 0; 2011 Qtr 2: 0; 2011 Qtr 3: 0; 2011 Qtr 4: 0 | 5
0 | 253085-Comm. HP <65k three phase unitary ER |  | System | Commercial | 01-ALC-AllCommercial-Cooling | 0 |  |  |  |  | 959.2869 | 0 | 100 | 0 | 0 | 859.2869 | 333.947 |  | kWh | 0.15748 | 0 | Commercial | [7 empty] | 15 | 0.5 |  |  |  | 1 | 5 | 0 | 0 | 0 | 0 | 0 | 0 | 0 | 0 | 0 | 0 | 2009 Qtr 1: 0; 2009 Qtr 2: 0; 2009 Qtr 3: 0; 2009 Qtr 4: 5; 2010 Qtr 1: 0; 2010 Qtr 2: 0; 2010 Qtr 3: 0; 2010 Qtr 4: 0; 2011 Qtr 1: 0; 2011 Qtr 2: 0; 2011 Qtr 3: 0; 2011 Qtr 4: 0 | 5
0 | 253085-Comm. HP <65k three phase unitary ER |  | System | Commercial | 01-ALC-AllCommercial-Cooling | 0 |  |  |  |  | 959.2869 | 0 | 100 | 0 | 0 | 859.2869 | 333.947 |  | kWh | 0.15748 | 0 | Commercial | [7 empty] | 15 | 0.5 |  |  |  | 1 | 3 | 0 | 0 | 0 | 0 | 0 | 0 | 0 | 0 | 0 | 0 | 2009 Qtr 1: 0; 2009 Qtr 2: 0; 2009 Qtr 3: 0; 2009 Qtr 4: 3; 2010 Qtr 1: 0; 2010 Qtr 2: 0; 2010 Qtr 3: 0; 2010 Qtr 4: 0; 2011 Qtr 1: 0; 2011 Qtr 2: 0; 2011 Qtr 3: 0; 2011 Qtr 4: 0 | 3
0 | 253067-Comm. AC <65k three phase unitary ER |  | System | Commercial | 01-ALC-AllCommercial-Cooling | 0 |  |  |  |  | 790.4043 | 0 | 100 | 0 | 0 | 690.4043 | 280.46 |  | kWh | 0.19186 | 0 | Commercial | [7 empty] | 15 | 0.5 |  |  |  | 1 | 5 | 0 | 0 | 0 | 0 | 0 | 0 | 0 | 0 | 0 | 0 | 2009 Qtr 1: 0; 2009 Qtr 2: 0; 2009 Qtr 3: 0; 2009 Qtr 4: 5; 2010 Qtr 1: 0; 2010 Qtr 2: 0; 2010 Qtr 3: 0; 2010 Qtr 4: 0; 2011 Qtr 1: 0; 2011 Qtr 2: 0; 2011 Qtr 3: 0; 2011 Qtr 4: 0 | 5
0 | 253083-Comm. HP <65k three phase split w/o QI ER |  | System | Commercial | 01-ALC-AllCommercial-Cooling | 0 |  |  |  |  | 186.4979 | 0 | 100 | 0 | 0 | 86.4979 | 249.733 |  | kWh | 0.098359 | 0 | Commercial | [7 empty] | 15 | 0.5 |  |  |  | 1 | 5 | 0 | 0 | 0 | 0 | 0 | 0 | 0 | 0 | 0 | 0 | 2009 Qtr 1: 0; 2009 Qtr 2: 0; 2009 Qtr 3: 0; 2009 Qtr 4: 5; 2010 Qtr 1: 0; 2010 Qtr 2: 0; 2010 Qtr 3: 0; 2010 Qtr 4: 0; 2011 Qtr 1: 0; 2011 Qtr 2: 0; 2011 Qtr 3: 0; 2011 Qtr 4: 0 | 5
0 | 253083-Comm. HP <65k three phase split w/o QI ER |  | System | Commercial | 01-ALC-AllCommercial-Cooling | 0 |  |  |  |  | 186.4979 | 0 | 100 | 0 | 0 | 86.4979 | 249.733 |  | kWh | 0.098359 | 0 | Commercial | [7 empty] | 15 | 0.5 |  |  |  | 1 | 5 | 0 | 0 | 0 | 0 | 0 | 0 | 0 | 0 | 0 | 0 | 2009 Qtr 1: 0; 2009 Qtr 2: 0; 2009 Qtr 3: 0; 2009 Qtr 4: 5; 2010 Qtr 1: 0; 2010 Qtr 2: 0; 2010 Qtr 3: 0; 2010 Qtr 4: 0; 2011 Qtr 1: 0; 2011 Qtr 2: 0; 2011 Qtr 3: 0; 2011 Qtr 4: 0 | 5
0 | 253047-Comm. HP <65k three phase split w/o QI |  | System | Commercial | 01-ALC-AllCommercial-Cooling | 0 |  |  |  |  | 549.6826 | 0 | 100 | 0 | 0 | 449.6826 | 249.733 |  | kWh | 0.098359 | 0 | Commercial | [7 empty] | 15 | 0.5 |  |  |  | 1 | 2 | 0 | 0 | 0 | 0 | 0 | 0 | 0 | 0 | 0 | 0 | 2009 Qtr 1: 0; 2009 Qtr 2: 0; 2009 Qtr 3: 0; 2009 Qtr 4: 2; 2010 Qtr 1: 0; 2010 Qtr 2: 0; 2010 Qtr 3: 0; 2010 Qtr 4: 0; 2011 Qtr 1: 0; 2011 Qtr 2: 0; 2011 Qtr 3: 0; 2011 Qtr 4: 0 | 2
0 | 253067-Comm. AC <65k three phase unitary ER |  | System | Commercial | 01-ALC-AllCommercial-Cooling | 0 |  |  |  |  | 790.4043 | 0 | 100 | 0 | 0 | 690.4043 | 280.46 |  | kWh | 0.19186 | 0 | Commercial | [7 empty] | 15 | 0.5 |  |  |  | 1 | 3 | 0 | 0 | 0 | 0 | 0 | 0 | 0 | 0 | 0 | 0 | 2009 Qtr 1: 0; 2009 Qtr 2: 0; 2009 Qtr 3: 0; 2009 Qtr 4: 3; 2010 Qtr 1: 0; 2010 Qtr 2: 0; 2010 Qtr 3: 0; 2010 Qtr 4: 0; 2011 Qtr 1: 0; 2011 Qtr 2: 0; 2011 Qtr 3: 0; 2011 Qtr 4: 0 | 3
0 | 253048-Comm. HP <65k three phase split w/o QI |  | System | Commercial | 01-ALC-AllCommercial-Cooling | 0 |  |  |  |  | 186.4979 | 0 | 100 | 0 | 0 | 86.4979 | 302.892 |  | kWh | 0.14152 | 0 | Commercial | [7 empty] | 15 | 0.5 |  |  |  | 1 | 1 | 0 | 0 | 0 | 0 | 0 | 0 | 0 | 0 | 0 | 0 | 2009 Qtr 1: 0; 2009 Qtr 2: 0; 2009 Qtr 3: 0; 2009 Qtr 4: 1; 2010 Qtr 1: 0; 2010 Qtr 2: 0; 2010 Qtr 3: 0; 2010 Qtr 4: 0; 2011 Qtr 1: 0; 2011 Qtr 2: 0; 2011 Qtr 3: 0; 2011 Qtr 4: 0 | 1
0 | 253048-Comm. HP <65k three phase split w/o QI |  | System | Commercial | 01-ALC-AllCommercial-Cooling | 0 |  |  |  |  | 186.4979 | 0 | 100 | 0 | 0 | 86.4979 | 302.892 |  | kWh | 0.14152 | 0 | Commercial | [7 empty] | 15 | 0.5 |  |  |  | 1 | 1 | 0 | 0 | 0 | 0 | 0 | 0 | 0 | 0 | 0 | 0 | 2009 Qtr 1: 0; 2009 Qtr 2: 0; 2009 Qtr 3: 0; 2009 Qtr 4: 1; 2010 Qtr 1: 0; 2010 Qtr 2: 0; 2010 Qtr 3: 0; 2010 Qtr 4: 0; 2011 Qtr 1: 0; 2011 Qtr 2: 0; 2011 Qtr 3: 0; 2011 Qtr 4: 0 | 1
0 | 253047-Comm. HP <65k three phase split w/o QI |  | System | Commercial | 01-ALC-AllCommercial-Cooling | 0 |  |  |  |  | 549.6826 | 0 | 100 | 0 | 0 | 449.6826 | 249.733 |  | kWh | 0.098359 | 0 | Commercial | [7 empty] | 15 | 0.5 |  |  |  | 1 | 3 | 0 | 0 | 0 | 0 | 0 | 0 | 0 | 0 | 0 | 0 | 2009 Qtr 1: 0; 2009 Qtr 2: 0; 2009 Qtr 3: 0; 2009 Qtr 4: 3; 2010 Qtr 1: 0; 2010 Qtr 2: 0; 2010 Qtr 3: 0; 2010 Qtr 4: 0; 2011 Qtr 1: 0; 2011 Qtr 2: 0; 2011 Qtr 3: 0; 2011 Qtr 4: 0 | 3
0 | 253047-Comm. HP <65k three phase split w/o QI |  | System | Commercial | 01-ALC-AllCommercial-Cooling | 0 |  |  |  |  | 549.6826 | 0 | 100 | 0 | 0 | 449.6826 | 249.733 |  | kWh | 0.098359 | 0 | Commercial | [7 empty] | 15 | 0.5 |  |  |  | 1 | 3 | 0 | 0 | 0 | 0 | 0 | 0 | 0 | 0 | 0 | 0 | 2009 Qtr 1: 0; 2009 Qtr 2: 0; 2009 Qtr 3: 0; 2009 Qtr 4: 3; 2010 Qtr 1: 0; 2010 Qtr 2: 0; 2010 Qtr 3: 0; 2010 Qtr 4: 0; 2011 Qtr 1: 0; 2011 Qtr 2: 0; 2011 Qtr 3: 0; 2011 Qtr 4: 0 | 3
0 | 253047-Comm. HP <65k three phase split w/o QI |  | System | Commercial | 01-ALC-AllCommercial-Cooling | 0 |  |  |  |  | 549.6826 | 0 | 100 | 0 | 0 | 449.6826 | 249.733 |  | kWh | 0.098359 | 0 | Commercial | [7 empty] | 15 | 0.5 |  |  |  | 1 | 3 | 0 | 0 | 0 | 0 | 0 | 0 | 0 | 0 | 0 | 0 | 2009 Qtr 1: 0; 2009 Qtr 2: 0; 2009 Qtr 3: 0; 2009 Qtr 4: 3; 2010 Qtr 1: 0; 2010 Qtr 2: 0; 2010 Qtr 3: 0; 2010 Qtr 4: 0; 2011 Qtr 1: 0; 2011 Qtr 2: 0; 2011 Qtr 3: 0; 2011 Qtr 4: 0 | 3
0 | 253047-Comm. HP <65k three phase split w/o QI |  | System | Commercial | 01-ALC-AllCommercial-Cooling | 0 |  |  |  |  | 549.6826 | 0 | 100 | 0 | 0 | 449.6826 | 249.733 |  | kWh | 0.098359 | 0 | Commercial | [7 empty] | 15 | 0.5 |  |  |  | 1 | 3 | 0 | 0 | 0 | 0 | 0 | 0 | 0 | 0 | 0 | 0 | 2009 Qtr 1: 0; 2009 Qtr 2: 0; 2009 Qtr 3: 0; 2009 Qtr 4: 3; 2010 Qtr 1: 0; 2010 Qtr 2: 0; 2010 Qtr 3: 0; 2010 Qtr 4: 0; 2011 Qtr 1: 0; 2011 Qtr 2: 0; 2011 Qtr 3: 0; 2011 Qtr 4: 0 | 3
0 | 253047-Comm. HP <65k three phase split w/o QI |  | System | Commercial | 01-ALC-AllCommercial-Cooling | 0 |  |  |  |  | 549.6826 | 0 | 100 | 0 | 0 | 449.6826 | 249.733 |  | kWh | 0.098359 | 0 | Commercial | [7 empty] | 15 | 0.5 |  |  |  | 1 | 4 | 0 | 0 | 0 | 0 | 0 | 0 | 0 | 0 | 0 | 0 | 2009 Qtr 1: 0; 2009 Qtr 2: 0; 2009 Qtr 3: 0; 2009 Qtr 4: 4; 2010 Qtr 1: 0; 2010 Qtr 2: 0; 2010 Qtr 3: 0; 2010 Qtr 4: 0; 2011 Qtr 1: 0; 2011 Qtr 2: 0; 2011 Qtr 3: 0; 2011 Qtr 4: 0 | 4
0 | 253047-Comm. HP <65k three phase split w/o QI |  | System | Commercial | 01-ALC-AllCommercial-Cooling | 0 |  |  |  |  | 549.6826 | 0 | 100 | 0 | 0 | 449.6826 | 249.733 |  | kWh | 0.098359 | 0 | Commercial | [7 empty] | 15 | 0.5 |  |  |  | 1 | 4 | 0 | 0 | 0 | 0 | 0 | 0 | 0 | 0 | 0 | 0 | 2009 Qtr 1: 0; 2009 Qtr 2: 0; 2009 Qtr 3: 0; 2009 Qtr 4: 4; 2010 Qtr 1: 0; 2010 Qtr 2: 0; 2010 Qtr 3: 0; 2010 Qtr 4: 0; 2011 Qtr 1: 0; 2011 Qtr 2: 0; 2011 Qtr 3: 0; 2011 Qtr 4: 0 | 4
0 | 253047-Comm. HP <65k three phase split w/o QI |  | System | Commercial | 01-ALC-AllCommercial-Cooling | 0 |  |  |  |  | 549.6826 | 0 | 100 | 0 | 0 | 449.6826 | 249.733 |  | kWh | 0.098359 | 0 | Commercial | [7 empty] | 15 | 0.5 |  |  |  | 1 | 5 | 0 | 0 | 0 | 0 | 0 | 0 | 0 | 0 | 0 | 0 | 2009 Qtr 1: 0; 2009 Qtr 2: 0; 2009 Qtr 3: 0; 2009 Qtr 4: 5; 2010 Qtr 1: 0; 2010 Qtr 2: 0; 2010 Qtr 3: 0; 2010 Qtr 4: 0; 2011 Qtr 1: 0; 2011 Qtr 2: 0; 2011 Qtr 3: 0; 2011 Qtr 4: 0 | 5
0 | 253141-Commercial HVAC Diagnostic/Tune-up Com All CZ07 VintAll |  | System | Commercial | 01-ALC-AllCommercial-Cooling | 0 |  |  |  |  | 45.3009 | 0 | 35 | 0 | 0 | 10.3009 | 196 |  | kWh | 0.15 | 0 | Commercial | [7 empty] | 10 | 0.85 |  |  |  | 0 | 4 | 0 | 0 | 0 | 0 | 0 | 0 | 0 | 0 | 0 | 0 | 2009 Qtr 1: 4; 2009 Qtr 2: 0; 2009 Qtr 3: 0; 2009 Qtr 4: 0; 2010 Qtr 1: 0; 2010 Qtr 2: 0; 2010 Qtr 3: 0; 2010 Qtr 4: 0; 2011 Qtr 1: 0; 2011 Qtr 2: 0; 2011 Qtr 3: 0; 2011 Qtr 4: 0 | 4
0 | 253144-Commercial Condensor Coil Cleaning (all units - savings at 50% of DEER) Com All CZ07 VintAll |  | System | Commercial | 01-ALC-AllCommercial-Cooling | 0 |  |  |  |  | 10 | 0 | 18 | 0 | 0 | -8 | 60 |  | kWh | 0.047 | 0 | Commercial | [7 empty] | 3 | 0.85 |  |  |  | 0 | 4 | 0 | 0 | 0 | 0 | 0 | 0 | 0 | 0 | 0 | 0 | 2009 Qtr 1: 4; 2009 Qtr 2: 0; 2009 Qtr 3: 0; 2009 Qtr 4: 0; 2010 Qtr 1: 0; 2010 Qtr 2: 0; 2010 Qtr 3: 0; 2010 Qtr 4: 0; 2011 Qtr 1: 0; 2011 Qtr 2: 0; 2011 Qtr 3: 0; 2011 Qtr 4: 0 | 4
0 | 253141-Commercial HVAC Diagnostic/Tune-up Com All CZ07 VintAll |  | System | Commercial | 01-ALC-AllCommercial-Cooling | 0 |  |  |  |  | 45.3009 | 0 | 35 | 0 | 0 | 10.3009 | 196 |  | kWh | 0.15 | 0 | Commercial | [7 empty] | 10 | 0.85 |  |  |  | 0 | 3 | 0 | 0 | 0 | 0 | 0 | 0 | 0 | 0 | 0 | 0 | 2009 Qtr 1: 3; 2009 Qtr 2: 0; 2009 Qtr 3: 0; 2009 Qtr 4: 0; 2010 Qtr 1: 0; 2010 Qtr 2: 0; 2010 Qtr 3: 0; 2010 Qtr 4: 0; 2011 Qtr 1: 0; 2011 Qtr 2: 0; 2011 Qtr 3: 0; 2011 Qtr 4: 0 | 3
0 | 253144-Commercial Condensor Coil Cleaning (all units - savings at 50% of DEER) Com All CZ07 VintAll |  | System | Commercial | 01-ALC-AllCommercial-Cooling | 0 |  |  |  |  | 10 | 0 | 18 | 0 | 0 | -8 | 60 |  | kWh | 0.047 | 0 | Commercial | [7 empty] | 3 | 0.85 |  |  |  | 0 | 3 | 0 | 0 | 0 | 0 | 0 | 0 | 0 | 0 | 0 | 0 | 2009 Qtr 1: 3; 2009 Qtr 2: 0; 2009 Qtr 3: 0; 2009 Qtr 4: 0; 2010 Qtr 1: 0; 2010 Qtr 2: 0; 2010 Qtr 3: 0; 2010 Qtr 4: 0; 2011 Qtr 1: 0; 2011 Qtr 2: 0; 2011 Qtr 3: 0; 2011 Qtr 4: 0 | 3
0 | 253141-Commercial HVAC Diagnostic/Tune-up Com All CZ07 VintAll |  | System | Commercial | 01-ALC-AllCommercial-Cooling | 0 |  |  |  |  | 45.3009 | 0 | 35 | 0 | 0 | 10.3009 | 196 |  | kWh | 0.15 | 0 | Commercial | [7 empty] | 10 | 0.85 |  |  |  | 0 | 6 | 0 | 0 | 0 | 0 | 0 | 0 | 0 | 0 | 0 | 0 | 2009 Qtr 1: 6; 2009 Qtr 2: 0; 2009 Qtr 3: 0; 2009 Qtr 4: 0; 2010 Qtr 1: 0; 2010 Qtr 2: 0; 2010 Qtr 3: 0; 2010 Qtr 4: 0; 2011 Qtr 1: 0; 2011 Qtr 2: 0; 2011 Qtr 3: 0; 2011 Qtr 4: 0 | 6
0 | 253144-Commercial Condensor Coil Cleaning (all units - savings at 50% of DEER) Com All CZ07 VintAll |  | System | Commercial | 01-ALC-AllCommercial-Cooling | 0 |  |  |  |  | 10 | 0 | 18 | 0 | 0 | -8 | 60 |  | kWh | 0.047 | 0 | Commercial | [7 empty] | 3 | 0.85 |  |  |  | 0 | 6 | 0 | 0 | 0 | 0 | 0 | 0 | 0 | 0 | 0 | 0 | 2009 Qtr 1: 6; 2009 Qtr 2: 0; 2009 Qtr 3: 0; 2009 Qtr 4: 0; 2010 Qtr 1: 0; 2010 Qtr 2: 0; 2010 Qtr 3: 0; 2010 Qtr 4: 0; 2011 Qtr 1: 0; 2011 Qtr 2: 0; 2011 Qtr 3: 0; 2011 Qtr 4: 0 | 6
0 | 253141-Commercial HVAC Diagnostic/Tune-up Com All CZ07 VintAll |  | System | Commercial | 01-ALC-AllCommercial-Cooling | 0 |  |  |  |  | 45.3009 | 0 | 55.3 | 0 | 0 | -9.9991 | 196 |  | kWh | 0.15 | 0 | Commercial | [7 empty] | 10 | 0.85 |  |  |  | 0 | 10 | 0 | 0 | 0 | 0 | 0 | 0 | 0 | 0 | 0 | 0 | 2009 Qtr 1: 10; 2009 Qtr 2: 0; 2009 Qtr 3: 0; 2009 Qtr 4: 0; 2010 Qtr 1: 0; 2010 Qtr 2: 0; 2010 Qtr 3: 0; 2010 Qtr 4: 0; 2011 Qtr 1: 0; 2011 Qtr 2: 0; 2011 Qtr 3: 0; 2011 Qtr 4: 0 | 10
0 | 253144-Commercial Condensor Coil Cleaning (all units - savings at 50% of DEER) Com All CZ07 VintAll |  | System | Commercial | 01-ALC-AllCommercial-Cooling | 0 |  |  |  |  | 10 | 0 | 10 | 0 | 0 | 0 | 60 |  | kWh | 0.047 | 0 | Commercial | [7 empty] | 3 | 0.85 |  |  |  | 0 | 10 | 0 | 0 | 0 | 0 | 0 | 0 | 0 | 0 | 0 | 0 | 2009 Qtr 1: 10; 2009 Qtr 2: 0; 2009 Qtr 3: 0; 2009 Qtr 4: 0; 2010 Qtr 1: 0; 2010 Qtr 2: 0; 2010 Qtr 3: 0; 2010 Qtr 4: 0; 2011 Qtr 1: 0; 2011 Qtr 2: 0; 2011 Qtr 3: 0; 2011 Qtr 4: 0 | 10
0 | 253141-Commercial HVAC Diagnostic/Tune-up Com All CZ07 VintAll |  | System | Commercial | 01-ALC-AllCommercial-Cooling | 0 |  |  |  |  | 45.3009 | 0 | 35 | 0 | 0 | 10.3009 | 196 |  | kWh | 0.15 | 0 | Commercial | [7 empty] | 10 | 0.85 |  |  |  | 0 | 10 | 0 | 0 | 0 | 0 | 0 | 0 | 0 | 0 | 0 | 0 | 2009 Qtr 1: 10; 2009 Qtr 2: 0; 2009 Qtr 3: 0; 2009 Qtr 4: 0; 2010 Qtr 1: 0; 2010 Qtr 2: 0; 2010 Qtr 3: 0; 2010 Qtr 4: 0; 2011 Qtr 1: 0; 2011 Qtr 2: 0; 2011 Qtr 3: 0; 2011 Qtr 4: 0 | 10
0 | 253144-Commercial Condensor Coil Cleaning (all units - savings at 50% of DEER) Com All CZ07 VintAll |  | System | Commercial | 01-ALC-AllCommercial-Cooling | 0 |  |  |  |  | 10 | 0 | 18 | 0 | 0 | -8 | 60 |  | kWh | 0.047 | 0 | Commercial | [7 empty] | 3 | 0.85 |  |  |  | 0 | 10 | 0 | 0 | 0 | 0 | 0 | 0 | 0 | 0 | 0 | 0 | 2009 Qtr 1: 10; 2009 Qtr 2: 0; 2009 Qtr 3: 0; 2009 Qtr 4: 0; 2010 Qtr 1: 0; 2010 Qtr 2: 0; 2010 Qtr 3: 0; 2010 Qtr 4: 0; 2011 Qtr 1: 0; 2011 Qtr 2: 0; 2011 Qtr 3: 0; 2011 Qtr 4: 0 | 10
0 | 253141-Commercial HVAC Diagnostic/Tune-up Com All CZ07 VintAll |  | System | Commercial | 01-ALC-AllCommercial-Cooling | 0 |  |  |  |  | 45.3009 | 0 | 35 | 0 | 0 | 10.3009 | 196 |  | kWh | 0.15 | 0 | Commercial | [7 empty] | 10 | 0.85 |  |  |  | 0 | 10 | 0 | 0 | 0 | 0 | 0 | 0 | 0 | 0 | 0 | 0 | 2009 Qtr 1: 10; 2009 Qtr 2: 0; 2009 Qtr 3: 0; 2009 Qtr 4: 0; 2010 Qtr 1: 0; 2010 Qtr 2: 0; 2010 Qtr 3: 0; 2010 Qtr 4: 0; 2011 Qtr 1: 0; 2011 Qtr 2: 0; 2011 Qtr 3: 0; 2011 Qtr 4: 0 | 10
0 | 253144-Commercial Condensor Coil Cleaning (all units - savings at 50% of DEER) Com All CZ07 VintAll |  | System | Commercial | 01-ALC-AllCommercial-Cooling | 0 |  |  |  |  | 10 | 0 | 18 | 0 | 0 | -8 | 60 |  | kWh | 0.047 | 0 | Commercial | [7 empty] | 3 | 0.85 |  |  |  | 0 | 10 | 0 | 0 | 0 | 0 | 0 | 0 | 0 | 0 | 0 | 0 | 2009 Qtr 1: 10; 2009 Qtr 2: 0; 2009 Qtr 3: 0; 2009 Qtr 4: 0; 2010 Qtr 1: 0; 2010 Qtr 2: 0; 2010 Qtr 3: 0; 2010 Qtr 4: 0; 2011 Qtr 1: 0; 2011 Qtr 2: 0; 2011 Qtr 3: 0; 2011 Qtr 4: 0 | 10
0 | 253141-Commercial HVAC Diagnostic/Tune-up Com All CZ07 VintAll |  | System | Commercial | 01-ALC-AllCommercial-Cooling | 0 |  |  |  |  | 45.3009 | 0 | 35 | 0 | 0 | 10.3009 | 196 |  | kWh | 0.15 | 0 | Commercial | [7 empty] | 10 | 0.85 |  |  |  | 0 | 10 | 0 | 0 | 0 | 0 | 0 | 0 | 0 | 0 | 0 | 0 | 2009 Qtr 1: 10; 2009 Qtr 2: 0; 2009 Qtr 3: 0; 2009 Qtr 4: 0; 2010 Qtr 1: 0; 2010 Qtr 2: 0; 2010 Qtr 3: 0; 2010 Qtr 4: 0; 2011 Qtr 1: 0; 2011 Qtr 2: 0; 2011 Qtr 3: 0; 2011 Qtr 4: 0 | 10
0 | 253144-Commercial Condensor Coil Cleaning (all units - savings at 50% of DEER) Com All CZ07 VintAll |  | System | Commercial | 01-ALC-AllCommercial-Cooling | 0 |  |  |  |  | 10 | 0 | 18 | 0 | 0 | -8 | 60 |  | kWh | 0.047 | 0 | Commercial | [7 empty] | 3 | 0.85 |  |  |  | 0 | 10 | 0 | 0 | 0 | 0 | 0 | 0 | 0 | 0 | 0 | 0 | 2009 Qtr 1: 10; 2009 Qtr 2: 0; 2009 Qtr 3: 0; 2009 Qtr 4: 0; 2010 Qtr 1: 0; 2010 Qtr 2: 0; 2010 Qtr 3: 0; 2010 Qtr 4: 0; 2011 Qtr 1: 0; 2011 Qtr 2: 0; 2011 Qtr 3: 0; 2011 Qtr 4: 0 | 10
0 | 253141-Commercial HVAC Diagnostic/Tune-up Com All CZ07 VintAll |  | System | Commercial | 01-ALC-AllCommercial-Cooling | 0 |  |  |  |  | 45.3009 | 0 | 37.5 | 0 | 0 | 7.8009 | 196 |  | kWh | 0.15 | 0 | Commercial | [7 empty] | 10 | 0.85 |  |  |  | 0 | 7 | 0 | 0 | 0 | 0 | 0 | 0 | 0 | 0 | 0 | 0 | 2009 Qtr 1: 7; 2009 Qtr 2: 0; 2009 Qtr 3: 0; 2009 Qtr 4: 0; 2010 Qtr 1: 0; 2010 Qtr 2: 0; 2010 Qtr 3: 0; 2010 Qtr 4: 0; 2011 Qtr 1: 0; 2011 Qtr 2: 0; 2011 Qtr 3: 0; 2011 Qtr 4: 0 | 7
0 | 253144-Commercial Condensor Coil Cleaning (all units - savings at 50% of DEER) Com All CZ07 VintAll |  | System | Commercial | 01-ALC-AllCommercial-Cooling | 0 |  |  |  |  | 10 | 0 | 19.2857 | 0 | 0 | -9.2857 | 60 |  | kWh | 0.047 | 0 | Commercial | [7 empty] | 3 | 0.85 |  |  |  | 0 | 7 | 0 | 0 | 0 | 0 | 0 | 0 | 0 | 0 | 0 | 0 | 2009 Qtr 1: 7; 2009 Qtr 2: 0; 2009 Qtr 3: 0; 2009 Qtr 4: 0; 2010 Qtr 1: 0; 2010 Qtr 2: 0; 2010 Qtr 3: 0; 2010 Qtr 4: 0; 2011 Qtr 1: 0; 2011 Qtr 2: 0; 2011 Qtr 3: 0; 2011 Qtr 4: 0 | 7
0 | 253141-Commercial HVAC Diagnostic/Tune-up Com All CZ07 VintAll |  | System | Commercial | 01-ALC-AllCommercial-Cooling | 0 |  |  |  |  | 45.3009 | 0 | 37.5 | 0 | 0 | 7.8009 | 196 |  | kWh | 0.15 | 0 | Commercial | [7 empty] | 10 | 0.85 |  |  |  | 0 | 7 | 0 | 0 | 0 | 0 | 0 | 0 | 0 | 0 | 0 | 0 | 2009 Qtr 1: 7; 2009 Qtr 2: 0; 2009 Qtr 3: 0; 2009 Qtr 4: 0; 2010 Qtr 1: 0; 2010 Qtr 2: 0; 2010 Qtr 3: 0; 2010 Qtr 4: 0; 2011 Qtr 1: 0; 2011 Qtr 2: 0; 2011 Qtr 3: 0; 2011 Qtr 4: 0 | 7
0 | 253144-Commercial Condensor Coil Cleaning (all units - savings at 50% of DEER) Com All CZ07 VintAll |  | System | Commercial | 01-ALC-AllCommercial-Cooling | 0 |  |  |  |  | 10 | 0 | 19.2857 | 0 | 0 | -9.2857 | 60 |  | kWh | 0.047 | 0 | Commercial | [7 empty] | 3 | 0.85 |  |  |  | 0 | 7 | 0 | 0 | 0 | 0 | 0 | 0 | 0 | 0 | 0 | 0 | 2009 Qtr 1: 7; 2009 Qtr 2: 0; 2009 Qtr 3: 0; 2009 Qtr 4: 0; 2010 Qtr 1: 0; 2010 Qtr 2: 0; 2010 Qtr 3: 0; 2010 Qtr 4: 0; 2011 Qtr 1: 0; 2011 Qtr 2: 0; 2011 Qtr 3: 0; 2011 Qtr 4: 0 | 7
0 | 253141-Commercial HVAC Diagnostic/Tune-up Com All CZ07 VintAll |  | System | Commercial | 01-ALC-AllCommercial-Cooling | 0 |  |  |  |  | 45.3009 | 0 | 35 | 0 | 0 | 10.3009 | 196 |  | kWh | 0.15 | 0 | Commercial | [7 empty] | 10 | 0.85 |  |  |  | 0 | 5 | 0 | 0 | 0 | 0 | 0 | 0 | 0 | 0 | 0 | 0 | 2009 Qtr 1: 5; 2009 Qtr 2: 0; 2009 Qtr 3: 0; 2009 Qtr 4: 0; 2010 Qtr 1: 0; 2010 Qtr 2: 0; 2010 Qtr 3: 0; 2010 Qtr 4: 0; 2011 Qtr 1: 0; 2011 Qtr 2: 0; 2011 Qtr 3: 0; 2011 Qtr 4: 0 | 5
0 | 253144-Commercial Condensor Coil Cleaning (all units - savings at 50% of DEER) Com All CZ07 VintAll |  | System | Commercial | 01-ALC-AllCommercial-Cooling | 0 |  |  |  |  | 10 | 0 | 18 | 0 | 0 | -8 | 60 |  | kWh | 0.047 | 0 | Commercial | [7 empty] | 3 | 0.85 |  |  |  | 0 | 5 | 0 | 0 | 0 | 0 | 0 | 0 | 0 | 0 | 0 | 0 | 2009 Qtr 1: 5; 2009 Qtr 2: 0; 2009 Qtr 3: 0; 2009 Qtr 4: 0; 2010 Qtr 1: 0; 2010 Qtr 2: 0; 2010 Qtr 3: 0; 2010 Qtr 4: 0; 2011 Qtr 1: 0; 2011 Qtr 2: 0; 2011 Qtr 3: 0; 2011 Qtr 4: 0 | 5
0 | 253141-Commercial HVAC Diagnostic/Tune-up Com All CZ07 VintAll |  | System | Commercial | 01-ALC-AllCommercial-Cooling | 0 |  |  |  |  | 45.3009 | 0 | 35 | 0 | 0 | 10.3009 | 196 |  | kWh | 0.15 | 0 | Commercial | [7 empty] | 10 | 0.85 |  |  |  | 0 | 5 | 0 | 0 | 0 | 0 | 0 | 0 | 0 | 0 | 0 | 0 | 2009 Qtr 1: 5; 2009 Qtr 2: 0; 2009 Qtr 3: 0; 2009 Qtr 4: 0; 2010 Qtr 1: 0; 2010 Qtr 2: 0; 2010 Qtr 3: 0; 2010 Qtr 4: 0; 2011 Qtr 1: 0; 2011 Qtr 2: 0; 2011 Qtr 3: 0; 2011 Qtr 4: 0 | 5
0 | 253144-Commercial Condensor Coil Cleaning (all units - savings at 50% of DEER) Com All CZ07 VintAll |  | System | Commercial | 01-ALC-AllCommercial-Cooling | 0 |  |  |  |  | 10 | 0 | 18 | 0 | 0 | -8 | 60 |  | kWh | 0.047 | 0 | Commercial | [7 empty] | 3 | 0.85 |  |  |  | 0 | 5 | 0 | 0 | 0 | 0 | 0 | 0 | 0 | 0 | 0 | 0 | 2009 Qtr 1: 5; 2009 Qtr 2: 0; 2009 Qtr 3: 0; 2009 Qtr 4: 0; 2010 Qtr 1: 0; 2010 Qtr 2: 0; 2010 Qtr 3: 0; 2010 Qtr 4: 0; 2011 Qtr 1: 0; 2011 Qtr 2: 0; 2011 Qtr 3: 0; 2011 Qtr 4: 0 | 5
0 | 253142-Commercial HVAC Diagnostic/Tune-up Com All CZ10 VintAll |  | System | Commercial | 01-ALC-AllCommercial-Cooling | 0 |  |  |  |  | 45.3009 | 0 | 37.9167 | 0 | 0 | 7.3842 | 214 |  | kWh | 0.15 | 0 | Commercial | [7 empty] | 10 | 0.85 |  |  |  | 0 | 6 | 0 | 0 | 0 | 0 | 0 | 0 | 0 | 0 | 0 | 0 | 2009 Qtr 1: 6; 2009 Qtr 2: 0; 2009 Qtr 3: 0; 2009 Qtr 4: 0; 2010 Qtr 1: 0; 2010 Qtr 2: 0; 2010 Qtr 3: 0; 2010 Qtr 4: 0; 2011 Qtr 1: 0; 2011 Qtr 2: 0; 2011 Qtr 3: 0; 2011 Qtr 4: 0 | 6
0 | 253145-Commercial Condensor Coil Cleaning (all units - savings at 50% of DEER) Com All CZ10 VintAll |  | System | Commercial | 01-ALC-AllCommercial-Cooling | 0 |  |  |  |  | 10 | 0 | 18 | 0 | 0 | -8 | 74 |  | kWh | 0.0665 | 0 | Commercial | [7 empty] | 3 | 0.85 |  |  |  | 0 | 6 | 0 | 0 | 0 | 0 | 0 | 0 | 0 | 0 | 0 | 0 | 2009 Qtr 1: 6; 2009 Qtr 2: 0; 2009 Qtr 3: 0; 2009 Qtr 4: 0; 2010 Qtr 1: 0; 2010 Qtr 2: 0; 2010 Qtr 3: 0; 2010 Qtr 4: 0; 2011 Qtr 1: 0; 2011 Qtr 2: 0; 2011 Qtr 3: 0; 2011 Qtr 4: 0 | 6
0 | 253145-Commercial Condensor Coil Cleaning (all units - savings at 50% of DEER) Com All CZ10 VintAll |  | System | Commercial | 01-ALC-AllCommercial-Cooling | 0 |  |  |  |  | 10 | 0 | 19.5 | 0 | 0 | -9.5 | 74 |  | kWh | 0.0665 | 0 | Commercial | [7 empty] | 3 | 0.85 |  |  |  | 0 | 6 | 0 | 0 | 0 | 0 | 0 | 0 | 0 | 0 | 0 | 0 | 2009 Qtr 1: 6; 2009 Qtr 2: 0; 2009 Qtr 3: 0; 2009 Qtr 4: 0; 2010 Qtr 1: 0; 2010 Qtr 2: 0; 2010 Qtr 3: 0; 2010 Qtr 4: 0; 2011 Qtr 1: 0; 2011 Qtr 2: 0; 2011 Qtr 3: 0; 2011 Qtr 4: 0 | 6
0 | 253142-Commercial HVAC Diagnostic/Tune-up Com All CZ10 VintAll |  | System | Commercial | 01-ALC-AllCommercial-Cooling | 0 |  |  |  |  | 45.3009 | 0 | 35 | 0 | 0 | 10.3009 | 214 |  | kWh | 0.15 | 0 | Commercial | [7 empty] | 10 | 0.85 |  |  |  | 0 | 5 | 0 | 0 | 0 | 0 | 0 | 0 | 0 | 0 | 0 | 0 | 2009 Qtr 1: 5; 2009 Qtr 2: 0; 2009 Qtr 3: 0; 2009 Qtr 4: 0; 2010 Qtr 1: 0; 2010 Qtr 2: 0; 2010 Qtr 3: 0; 2010 Qtr 4: 0; 2011 Qtr 1: 0; 2011 Qtr 2: 0; 2011 Qtr 3: 0; 2011 Qtr 4: 0 | 5
0 | 253145-Commercial Condensor Coil Cleaning (all units - savings at 50% of DEER) Com All CZ10 VintAll |  | System | Commercial | 01-ALC-AllCommercial-Cooling | 0 |  |  |  |  | 10 | 0 | 18 | 0 | 0 | -8 | 74 |  | kWh | 0.0665 | 0 | Commercial | [7 empty] | 3 | 0.85 |  |  |  | 0 | 5 | 0 | 0 | 0 | 0 | 0 | 0 | 0 | 0 | 0 | 0 | 2009 Qtr 1: 5; 2009 Qtr 2: 0; 2009 Qtr 3: 0; 2009 Qtr 4: 0; 2010 Qtr 1: 0; 2010 Qtr 2: 0; 2010 Qtr 3: 0; 2010 Qtr 4: 0; 2011 Qtr 1: 0; 2011 Qtr 2: 0; 2011 Qtr 3: 0; 2011 Qtr 4: 0 | 5
0 | 253142-Commercial HVAC Diagnostic/Tune-up Com All CZ10 VintAll |  | System | Commercial | 01-ALC-AllCommercial-Cooling | 0 |  |  |  |  | 45.3009 | 0 | 35 | 0 | 0 | 10.3009 | 214 |  | kWh | 0.15 | 0 | Commercial | [7 empty] | 10 | 0.85 |  |  |  | 0 | 5 | 0 | 0 | 0 | 0 | 0 | 0 | 0 | 0 | 0 | 0 | 2009 Qtr 1: 5; 2009 Qtr 2: 0; 2009 Qtr 3: 0; 2009 Qtr 4: 0; 2010 Qtr 1: 0; 2010 Qtr 2: 0; 2010 Qtr 3: 0; 2010 Qtr 4: 0; 2011 Qtr 1: 0; 2011 Qtr 2: 0; 2011 Qtr 3: 0; 2011 Qtr 4: 0 | 5
0 | 253145-Commercial Condensor Coil Cleaning (all units - savings at 50% of DEER) Com All CZ10 VintAll |  | System | Commercial | 01-ALC-AllCommercial-Cooling | 0 |  |  |  |  | 10 | 0 | 18 | 0 | 0 | -8 | 74 |  | kWh | 0.0665 | 0 | Commercial | [7 empty] | 3 | 0.85 |  |  |  | 0 | 5 | 0 | 0 | 0 | 0 | 0 | 0 | 0 | 0 | 0 | 0 | 2009 Qtr 1: 5; 2009 Qtr 2: 0; 2009 Qtr 3: 0; 2009 Qtr 4: 0; 2010 Qtr 1: 0; 2010 Qtr 2: 0; 2010 Qtr 3: 0; 2010 Qtr 4: 0; 2011 Qtr 1: 0; 2011 Qtr 2: 0; 2011 Qtr 3: 0; 2011 Qtr 4: 0 | 5
0 | 253142-Commercial HVAC Diagnostic/Tune-up Com All CZ10 VintAll |  | System | Commercial | 01-ALC-AllCommercial-Cooling | 0 |  |  |  |  | 45.3009 | 0 | 37.9167 | 0 | 0 | 7.3842 | 214 |  | kWh | 0.15 | 0 | Commercial | [7 empty] | 10 | 0.85 |  |  |  | 0 | 6 | 0 | 0 | 0 | 0 | 0 | 0 | 0 | 0 | 0 | 0 | 2009 Qtr 1: 6; 2009 Qtr 2: 0; 2009 Qtr 3: 0; 2009 Qtr 4: 0; 2010 Qtr 1: 0; 2010 Qtr 2: 0; 2010 Qtr 3: 0; 2010 Qtr 4: 0; 2011 Qtr 1: 0; 2011 Qtr 2: 0; 2011 Qtr 3: 0; 2011 Qtr 4: 0 | 6
0 | 253145-Commercial Condensor Coil Cleaning (all units - savings at 50% of DEER) Com All CZ10 VintAll |  | System | Commercial | 01-ALC-AllCommercial-Cooling | 0 |  |  |  |  | 10 | 0 | 19.5 | 0 | 0 | -9.5 | 74 |  | kWh | 0.0665 | 0 | Commercial | [7 empty] | 3 | 0.85 |  |  |  | 0 | 6 | 0 | 0 | 0 | 0 | 0 | 0 | 0 | 0 | 0 | 0 | 2009 Qtr 1: 6; 2009 Qtr 2: 0; 2009 Qtr 3: 0; 2009 Qtr 4: 0; 2010 Qtr 1: 0; 2010 Qtr 2: 0; 2010 Qtr 3: 0; 2010 Qtr 4: 0; 2011 Qtr 1: 0; 2011 Qtr 2: 0; 2011 Qtr 3: 0; 2011 Qtr 4: 0 | 6
0 | 253142-Commercial HVAC Diagnostic/Tune-up Com All CZ10 VintAll |  | System | Commercial | 01-ALC-AllCommercial-Cooling | 0 |  |  |  |  | 45.3009 | 0 | 35 | 0 | 0 | 10.3009 | 214 |  | kWh | 0.15 | 0 | Commercial | [7 empty] | 10 | 0.85 |  |  |  | 0 | 6 | 0 | 0 | 0 | 0 | 0 | 0 | 0 | 0 | 0 | 0 | 2009 Qtr 1: 6; 2009 Qtr 2: 0; 2009 Qtr 3: 0; 2009 Qtr 4: 0; 2010 Qtr 1: 0; 2010 Qtr 2: 0; 2010 Qtr 3: 0; 2010 Qtr 4: 0; 2011 Qtr 1: 0; 2011 Qtr 2: 0; 2011 Qtr 3: 0; 2011 Qtr 4: 0 | 6
0 | 253142-Commercial HVAC Diagnostic/Tune-up Com All CZ10 VintAll |  | System | Commercial | 01-ALC-AllCommercial-Cooling | 0 |  |  |  |  | 45.3009 | 0 | 35 | 0 | 0 | 10.3009 | 214 |  | kWh | 0.15 | 0 | Commercial | [7 empty] | 10 | 0.85 |  |  |  | 0 | 6 | 0 | 0 | 0 | 0 | 0 | 0 | 0 | 0 | 0 | 0 | 2009 Qtr 1: 6; 2009 Qtr 2: 0; 2009 Qtr 3: 0; 2009 Qtr 4: 0; 2010 Qtr 1: 0; 2010 Qtr 2: 0; 2010 Qtr 3: 0; 2010 Qtr 4: 0; 2011 Qtr 1: 0; 2011 Qtr 2: 0; 2011 Qtr 3: 0; 2011 Qtr 4: 0 | 6
0 | 253145-Commercial Condensor Coil Cleaning (all units - savings at 50% of DEER) Com All CZ10 VintAll |  | System | Commercial | 01-ALC-AllCommercial-Cooling | 0 |  |  |  |  | 10 | 0 | 18 | 0 | 0 | -8 | 74 |  | kWh | 0.0665 | 0 | Commercial | [7 empty] | 3 | 0.85 |  |  |  | 0 | 6 | 0 | 0 | 0 | 0 | 0 | 0 | 0 | 0 | 0 | 0 | 2009 Qtr 1: 6; 2009 Qtr 2: 0; 2009 Qtr 3: 0; 2009 Qtr 4: 0; 2010 Qtr 1: 0; 2010 Qtr 2: 0; 2010 Qtr 3: 0; 2010 Qtr 4: 0; 2011 Qtr 1: 0; 2011 Qtr 2: 0; 2011 Qtr 3: 0; 2011 Qtr 4: 0 | 6
0 | 253142-Commercial HVAC Diagnostic/Tune-up Com All CZ10 VintAll |  | System | Commercial | 01-ALC-AllCommercial-Cooling | 0 |  |  |  |  | 45.3009 | 0 | 35 | 0 | 0 | 10.3009 | 214 |  | kWh | 0.15 | 0 | Commercial | [7 empty] | 10 | 0.85 |  |  |  | 0 | 6 | 0 | 0 | 0 | 0 | 0 | 0 | 0 | 0 | 0 | 0 | 2009 Qtr 1: 6; 2009 Qtr 2: 0; 2009 Qtr 3: 0; 2009 Qtr 4: 0; 2010 Qtr 1: 0; 2010 Qtr 2: 0; 2010 Qtr 3: 0; 2010 Qtr 4: 0; 2011 Qtr 1: 0; 2011 Qtr 2: 0; 2011 Qtr 3: 0; 2011 Qtr 4: 0 | 6
0 | 253145-Commercial Condensor Coil Cleaning (all units - savings at 50% of DEER) Com All CZ10 VintAll |  | System | Commercial | 01-ALC-AllCommercial-Cooling | 0 |  |  |  |  | 10 | 0 | 18 | 0 | 0 | -8 | 74 |  | kWh | 0.0665 | 0 | Commercial | [7 empty] | 3 | 0.85 |  |  |  | 0 | 6 | 0 | 0 | 0 | 0 | 0 | 0 | 0 | 0 | 0 | 0 | 2009 Qtr 1: 6; 2009 Qtr 2: 0; 2009 Qtr 3: 0; 2009 Qtr 4: 0; 2010 Qtr 1: 0; 2010 Qtr 2: 0; 2010 Qtr 3: 0; 2010 Qtr 4: 0; 2011 Qtr 1: 0; 2011 Qtr 2: 0; 2011 Qtr 3: 0; 2011 Qtr 4: 0 | 6
0 | 253142-Commercial HVAC Diagnostic/Tune-up Com All CZ10 VintAll |  | System | Commercial | 01-ALC-AllCommercial-Cooling | 0 |  |  |  |  | 45.3009 | 0 | 37.9167 | 0 | 0 | 7.3842 | 214 |  | kWh | 0.15 | 0 | Commercial | [7 empty] | 10 | 0.85 |  |  |  | 0 | 6 | 0 | 0 | 0 | 0 | 0 | 0 | 0 | 0 | 0 | 0 | 2009 Qtr 1: 6; 2009 Qtr 2: 0; 2009 Qtr 3: 0; 2009 Qtr 4: 0; 2010 Qtr 1: 0; 2010 Qtr 2: 0; 2010 Qtr 3: 0; 2010 Qtr 4: 0; 2011 Qtr 1: 0; 2011 Qtr 2: 0; 2011 Qtr 3: 0; 2011 Qtr 4: 0 | 6
0 | 253145-Commercial Condensor Coil Cleaning (all units - savings at 50% of DEER) Com All CZ10 VintAll |  | System | Commercial | 01-ALC-AllCommercial-Cooling | 0 |  |  |  |  | 10 | 0 | 19.5 | 0 | 0 | -9.5 | 74 |  | kWh | 0.0665 | 0 | Commercial | [7 empty] | 3 | 0.85 |  |  |  | 0 | 6 | 0 | 0 | 0 | 0 | 0 | 0 | 0 | 0 | 0 | 0 | 2009 Qtr 1: 6; 2009 Qtr 2: 0; 2009 Qtr 3: 0; 2009 Qtr 4: 0; 2010 Qtr 1: 0; 2010 Qtr 2: 0; 2010 Qtr 3: 0; 2010 Qtr 4: 0; 2011 Qtr 1: 0; 2011 Qtr 2: 0; 2011 Qtr 3: 0; 2011 Qtr 4: 0 | 6
0 | 253142-Commercial HVAC Diagnostic/Tune-up Com All CZ10 VintAll |  | System | Commercial | 01-ALC-AllCommercial-Cooling | 0 |  |  |  |  | 45.3009 | 0 | 35 | 0 | 0 | 10.3009 | 214 |  | kWh | 0.15 | 0 | Commercial | [7 empty] | 10 | 0.85 |  |  |  | 0 | 6 | 0 | 0 | 0 | 0 | 0 | 0 | 0 | 0 | 0 | 0 | 2009 Qtr 1: 6; 2009 Qtr 2: 0; 2009 Qtr 3: 0; 2009 Qtr 4: 0; 2010 Qtr 1: 0; 2010 Qtr 2: 0; 2010 Qtr 3: 0; 2010 Qtr 4: 0; 2011 Qtr 1: 0; 2011 Qtr 2: 0; 2011 Qtr 3: 0; 2011 Qtr 4: 0 | 6
0 | 253145-Commercial Condensor Coil Cleaning (all units - savings at 50% of DEER) Com All CZ10 VintAll |  | System | Commercial | 01-ALC-AllCommercial-Cooling | 0 |  |  |  |  | 10 | 0 | 18 | 0 | 0 | -8 | 74 |  | kWh | 0.0665 | 0 | Commercial | [7 empty] | 3 | 0.85 |  |  |  | 0 | 6 | 0 | 0 | 0 | 0 | 0 | 0 | 0 | 0 | 0 | 0 | 2009 Qtr 1: 6; 2009 Qtr 2: 0; 2009 Qtr 3: 0; 2009 Qtr 4: 0; 2010 Qtr 1: 0; 2010 Qtr 2: 0; 2010 Qtr 3: 0; 2010 Qtr 4: 0; 2011 Qtr 1: 0; 2011 Qtr 2: 0; 2011 Qtr 3: 0; 2011 Qtr 4: 0 | 6
0 | 253141-Commercial HVAC Diagnostic/Tune-up Com All CZ07 VintAll |  | System | Commercial | 01-ALC-AllCommercial-Cooling | 0 |  |  |  |  | 45.3009 | 0 | 35 | 0 | 0 | 10.3009 | 196 |  | kWh | 0.15 | 0 | Commercial | [7 empty] | 10 | 0.85 |  |  |  | 0 | 5 | 0 | 0 | 0 | 0 | 0 | 0 | 0 | 0 | 0 | 0 | 2009 Qtr 1: 5; 2009 Qtr 2: 0; 2009 Qtr 3: 0; 2009 Qtr 4: 0; 2010 Qtr 1: 0; 2010 Qtr 2: 0; 2010 Qtr 3: 0; 2010 Qtr 4: 0; 2011 Qtr 1: 0; 2011 Qtr 2: 0; 2011 Qtr 3: 0; 2011 Qtr 4: 0 | 5
0 | 253144-Commercial Condensor Coil Cleaning (all units - savings at 50% of DEER) Com All CZ07 VintAll |  | System | Commercial | 01-ALC-AllCommercial-Cooling | 0 |  |  |  |  | 10 | 0 | 18 | 0 | 0 | -8 | 60 |  | kWh | 0.047 | 0 | Commercial | [7 empty] | 3 | 0.85 |  |  |  | 0 | 5 | 0 | 0 | 0 | 0 | 0 | 0 | 0 | 0 | 0 | 0 | 2009 Qtr 1: 5; 2009 Qtr 2: 0; 2009 Qtr 3: 0; 2009 Qtr 4: 0; 2010 Qtr 1: 0; 2010 Qtr 2: 0; 2010 Qtr 3: 0; 2010 Qtr 4: 0; 2011 Qtr 1: 0; 2011 Qtr 2: 0; 2011 Qtr 3: 0; 2011 Qtr 4: 0 | 5
0 | 253141-Commercial HVAC Diagnostic/Tune-up Com All CZ07 VintAll |  | System | Commercial | 01-ALC-AllCommercial-Cooling | 0 |  |  |  |  | 45.3009 | 0 | 35 | 0 | 0 | 10.3009 | 196 |  | kWh | 0.15 | 0 | Commercial | [7 empty] | 10 | 0.85 |  |  |  | 0 | 5 | 0 | 0 | 0 | 0 | 0 | 0 | 0 | 0 | 0 | 0 | 2009 Qtr 1: 5; 2009 Qtr 2: 0; 2009 Qtr 3: 0; 2009 Qtr 4: 0; 2010 Qtr 1: 0; 2010 Qtr 2: 0; 2010 Qtr 3: 0; 2010 Qtr 4: 0; 2011 Qtr 1: 0; 2011 Qtr 2: 0; 2011 Qtr 3: 0; 2011 Qtr 4: 0 | 5
0 | 253144-Commercial Condensor Coil Cleaning (all units - savings at 50% of DEER) Com All CZ07 VintAll |  | System | Commercial | 01-ALC-AllCommercial-Cooling | 0 |  |  |  |  | 10 | 0 | 18 | 0 | 0 | -8 | 60 |  | kWh | 0.047 | 0 | Commercial | [7 empty] | 3 | 0.85 |  |  |  | 0 | 5 | 0 | 0 | 0 | 0 | 0 | 0 | 0 | 0 | 0 | 0 | 2009 Qtr 1: 5; 2009 Qtr 2: 0; 2009 Qtr 3: 0; 2009 Qtr 4: 0; 2010 Qtr 1: 0; 2010 Qtr 2: 0; 2010 Qtr 3: 0; 2010 Qtr 4: 0; 2011 Qtr 1: 0; 2011 Qtr 2: 0; 2011 Qtr 3: 0; 2011 Qtr 4: 0 | 5
0 | 253141-Commercial HVAC Diagnostic/Tune-up Com All CZ07 VintAll |  | System | Commercial | 01-ALC-AllCommercial-Cooling | 0 |  |  |  |  | 45.3009 | 0 | 35 | 0 | 0 | 10.3009 | 196 |  | kWh | 0.15 | 0 | Commercial | [7 empty] | 10 | 0.85 |  |  |  | 0 | 3 | 0 | 0 | 0 | 0 | 0 | 0 | 0 | 0 | 0 | 0 | 2009 Qtr 1: 0; 2009 Qtr 2: 0; 2009 Qtr 3: 0; 2009 Qtr 4: 3; 2010 Qtr 1: 0; 2010 Qtr 2: 0; 2010 Qtr 3: 0; 2010 Qtr 4: 0; 2011 Qtr 1: 0; 2011 Qtr 2: 0; 2011 Qtr 3: 0; 2011 Qtr 4: 0 | 3
0 | 253144-Commercial Condensor Coil Cleaning (all units - savings at 50% of DEER) Com All CZ07 VintAll |  | System | Commercial | 01-ALC-AllCommercial-Cooling | 0 |  |  |  |  | 10 | 0 | 18 | 0 | 0 | -8 | 60 |  | kWh | 0.047 | 0 | Commercial | [7 empty] | 3 | 0.85 |  |  |  | 0 | 3 | 0 | 0 | 0 | 0 | 0 | 0 | 0 | 0 | 0 | 0 | 2009 Qtr 1: 0; 2009 Qtr 2: 0; 2009 Qtr 3: 0; 2009 Qtr 4: 3; 2010 Qtr 1: 0; 2010 Qtr 2: 0; 2010 Qtr 3: 0; 2010 Qtr 4: 0; 2011 Qtr 1: 0; 2011 Qtr 2: 0; 2011 Qtr 3: 0; 2011 Qtr 4: 0 | 3
0 | 253141-Commercial HVAC Diagnostic/Tune-up Com All CZ07 VintAll |  | System | Commercial | 01-ALC-AllCommercial-Cooling | 0 |  |  |  |  | 45.3009 | 0 | 35 | 0 | 0 | 10.3009 | 196 |  | kWh | 0.15 | 0 | Commercial | [7 empty] | 10 | 0.85 |  |  |  | 0 | 5 | 0 | 0 | 0 | 0 | 0 | 0 | 0 | 0 | 0 | 0 | 2009 Qtr 1: 0; 2009 Qtr 2: 0; 2009 Qtr 3: 0; 2009 Qtr 4: 5; 2010 Qtr 1: 0; 2010 Qtr 2: 0; 2010 Qtr 3: 0; 2010 Qtr 4: 0; 2011 Qtr 1: 0; 2011 Qtr 2: 0; 2011 Qtr 3: 0; 2011 Qtr 4: 0 | 5
0 | 253144-Commercial Condensor Coil Cleaning (all units - savings at 50% of DEER) Com All CZ07 VintAll |  | System | Commercial | 01-ALC-AllCommercial-Cooling | 0 |  |  |  |  | 10 | 0 | 18 | 0 | 0 | -8 | 60 |  | kWh | 0.047 | 0 | Commercial | [7 empty] | 3 | 0.85 |  |  |  | 0 | 5 | 0 | 0 | 0 | 0 | 0 | 0 | 0 | 0 | 0 | 0 | 2009 Qtr 1: 0; 2009 Qtr 2: 0; 2009 Qtr 3: 0; 2009 Qtr 4: 5; 2010 Qtr 1: 0; 2010 Qtr 2: 0; 2010 Qtr 3: 0; 2010 Qtr 4: 0; 2011 Qtr 1: 0; 2011 Qtr 2: 0; 2011 Qtr 3: 0; 2011 Qtr 4: 0 | 5
0 | 253144-Commercial Condensor Coil Cleaning (all units - savings at 50% of DEER) Com All CZ07 VintAll |  | System | Commercial | 01-ALC-AllCommercial-Cooling | 0 |  |  |  |  | 10 | 0 | 18 | 0 | 0 | -8 | 60 |  | kWh | 0.047 | 0 | Commercial | [7 empty] | 3 | 0.85 |  |  |  | 0 | 10 | 0 | 0 | 0 | 0 | 0 | 0 | 0 | 0 | 0 | 0 | 2009 Qtr 1: 0; 2009 Qtr 2: 0; 2009 Qtr 3: 0; 2009 Qtr 4: 10; 2010 Qtr 1: 0; 2010 Qtr 2: 0; 2010 Qtr 3: 0; 2010 Qtr 4: 0; 2011 Qtr 1: 0; 2011 Qtr 2: 0; 2011 Qtr 3: 0; 2011 Qtr 4: 0 | 10
0 | 253141-Commercial HVAC Diagnostic/Tune-up Com All CZ07 VintAll |  | System | Commercial | 01-ALC-AllCommercial-Cooling | 0 |  |  |  |  | 45.3009 | 0 | 35 | 0 | 0 | 10.3009 | 196 |  | kWh | 0.15 | 0 | Commercial | [7 empty] | 10 | 0.85 |  |  |  | 0 | 10 | 0 | 0 | 0 | 0 | 0 | 0 | 0 | 0 | 0 | 0 | 2009 Qtr 1: 0; 2009 Qtr 2: 0; 2009 Qtr 3: 0; 2009 Qtr 4: 10; 2010 Qtr 1: 0; 2010 Qtr 2: 0; 2010 Qtr 3: 0; 2010 Qtr 4: 0; 2011 Qtr 1: 0; 2011 Qtr 2: 0; 2011 Qtr 3: 0; 2011 Qtr 4: 0 | 10
0 | 253144-Commercial Condensor Coil Cleaning (all units - savings at 50% of DEER) Com All CZ07 VintAll |  | System | Commercial | 01-ALC-AllCommercial-Cooling | 0 |  |  |  |  | 10 | 0 | 18 | 0 | 0 | -8 | 60 |  | kWh | 0.047 | 0 | Commercial | [7 empty] | 3 | 0.85 |  |  |  | 0 | 10 | 0 | 0 | 0 | 0 | 0 | 0 | 0 | 0 | 0 | 0 | 2009 Qtr 1: 0; 2009 Qtr 2: 0; 2009 Qtr 3: 0; 2009 Qtr 4: 10; 2010 Qtr 1: 0; 2010 Qtr 2: 0; 2010 Qtr 3: 0; 2010 Qtr 4: 0; 2011 Qtr 1: 0; 2011 Qtr 2: 0; 2011 Qtr 3: 0; 2011 Qtr 4: 0 | 10
0 | 253141-Commercial HVAC Diagnostic/Tune-up Com All CZ07 VintAll |  | System | Commercial | 01-ALC-AllCommercial-Cooling | 0 |  |  |  |  | 45.3009 | 0 | 35 | 0 | 0 | 10.3009 | 196 |  | kWh | 0.15 | 0 | Commercial | [7 empty] | 10 | 0.85 |  |  |  | 0 | 10 | 0 | 0 | 0 | 0 | 0 | 0 | 0 | 0 | 0 | 0 | 2009 Qtr 1: 0; 2009 Qtr 2: 0; 2009 Qtr 3: 0; 2009 Qtr 4: 10; 2010 Qtr 1: 0; 2010 Qtr 2: 0; 2010 Qtr 3: 0; 2010 Qtr 4: 0; 2011 Qtr 1: 0; 2011 Qtr 2: 0; 2011 Qtr 3: 0; 2011 Qtr 4: 0 | 10
0 | 253144-Commercial Condensor Coil Cleaning (all units - savings at 50% of DEER) Com All CZ07 VintAll |  | System | Commercial | 01-ALC-AllCommercial-Cooling | 0 |  |  |  |  | 10 | 0 | 18 | 0 | 0 | -8 | 60 |  | kWh | 0.047 | 0 | Commercial | [7 empty] | 3 | 0.85 |  |  |  | 0 | 10 | 0 | 0 | 0 | 0 | 0 | 0 | 0 | 0 | 0 | 0 | 2009 Qtr 1: 0; 2009 Qtr 2: 0; 2009 Qtr 3: 0; 2009 Qtr 4: 10; 2010 Qtr 1: 0; 2010 Qtr 2: 0; 2010 Qtr 3: 0; 2010 Qtr 4: 0; 2011 Qtr 1: 0; 2011 Qtr 2: 0; 2011 Qtr 3: 0; 2011 Qtr 4: 0 | 10
0 | 253144-Commercial Condensor Coil Cleaning (all units - savings at 50% of DEER) Com All CZ07 VintAll |  | System | Commercial | 01-ALC-AllCommercial-Cooling | 0 |  |  |  |  | 10 | 0 | 18 | 0 | 0 | -8 | 60 |  | kWh | 0.047 | 0 | Commercial | [7 empty] | 3 | 0.85 |  |  |  | 0 | 10 | 0 | 0 | 0 | 0 | 0 | 0 | 0 | 0 | 0 | 0 | 2009 Qtr 1: 0; 2009 Qtr 2: 0; 2009 Qtr 3: 0; 2009 Qtr 4: 10; 2010 Qtr 1: 0; 2010 Qtr 2: 0; 2010 Qtr 3: 0; 2010 Qtr 4: 0; 2011 Qtr 1: 0; 2011 Qtr 2: 0; 2011 Qtr 3: 0; 2011 Qtr 4: 0 | 10
0 | 253141-Commercial HVAC Diagnostic/Tune-up Com All CZ07 VintAll |  | System | Commercial | 01-ALC-AllCommercial-Cooling | 0 |  |  |  |  | 45.3009 | 0 | 35 | 0 | 0 | 10.3009 | 196 |  | kWh | 0.15 | 0 | Commercial | [7 empty] | 10 | 0.85 |  |  |  | 0 | 5 | 0 | 0 | 0 | 0 | 0 | 0 | 0 | 0 | 0 | 0 | 2009 Qtr 1: 0; 2009 Qtr 2: 0; 2009 Qtr 3: 0; 2009 Qtr 4: 5; 2010 Qtr 1: 0; 2010 Qtr 2: 0; 2010 Qtr 3: 0; 2010 Qtr 4: 0; 2011 Qtr 1: 0; 2011 Qtr 2: 0; 2011 Qtr 3: 0; 2011 Qtr 4: 0 | 5
0 | 253144-Commercial Condensor Coil Cleaning (all units - savings at 50% of DEER) Com All CZ07 VintAll |  | System | Commercial | 01-ALC-AllCommercial-Cooling | 0 |  |  |  |  | 10 | 0 | 18 | 0 | 0 | -8 | 60 |  | kWh | 0.047 | 0 | Commercial | [7 empty] | 3 | 0.85 |  |  |  | 0 | 5 | 0 | 0 | 0 | 0 | 0 | 0 | 0 | 0 | 0 | 0 | 2009 Qtr 1: 0; 2009 Qtr 2: 0; 2009 Qtr 3: 0; 2009 Qtr 4: 5; 2010 Qtr 1: 0; 2010 Qtr 2: 0; 2010 Qtr 3: 0; 2010 Qtr 4: 0; 2011 Qtr 1: 0; 2011 Qtr 2: 0; 2011 Qtr 3: 0; 2011 Qtr 4: 0 | 5
0 | 253141-Commercial HVAC Diagnostic/Tune-up Com All CZ07 VintAll |  | System | Commercial | 01-ALC-AllCommercial-Cooling | 0 |  |  |  |  | 45.3009 | 0 | 35 | 0 | 0 | 10.3009 | 196 |  | kWh | 0.15 | 0 | Commercial | [7 empty] | 10 | 0.85 |  |  |  | 0 | 5 | 0 | 0 | 0 | 0 | 0 | 0 | 0 | 0 | 0 | 0 | 2009 Qtr 1: 0; 2009 Qtr 2: 0; 2009 Qtr 3: 0; 2009 Qtr 4: 5; 2010 Qtr 1: 0; 2010 Qtr 2: 0; 2010 Qtr 3: 0; 2010 Qtr 4: 0; 2011 Qtr 1: 0; 2011 Qtr 2: 0; 2011 Qtr 3: 0; 2011 Qtr 4: 0 | 5
0 | 253144-Commercial Condensor Coil Cleaning (all units - savings at 50% of DEER) Com All CZ07 VintAll |  | System | Commercial | 01-ALC-AllCommercial-Cooling | 0 |  |  |  |  | 10 | 0 | 18 | 0 | 0 | -8 | 60 |  | kWh | 0.047 | 0 | Commercial | [7 empty] | 3 | 0.85 |  |  |  | 0 | 5 | 0 | 0 | 0 | 0 | 0 | 0 | 0 | 0 | 0 | 0 | 2009 Qtr 1: 0; 2009 Qtr 2: 0; 2009 Qtr 3: 0; 2009 Qtr 4: 5; 2010 Qtr 1: 0; 2010 Qtr 2: 0; 2010 Qtr 3: 0; 2010 Qtr 4: 0; 2011 Qtr 1: 0; 2011 Qtr 2: 0; 2011 Qtr 3: 0; 2011 Qtr 4: 0 | 5
0 | 253141-Commercial HVAC Diagnostic/Tune-up Com All CZ07 VintAll |  | System | Commercial | 01-ALC-AllCommercial-Cooling | 0 |  |  |  |  | 45.3009 | 0 | 37.5 | 0 | 0 | 7.8009 | 196 |  | kWh | 0.15 | 0 | Commercial | [7 empty] | 10 | 0.85 |  |  |  | 0 | 7 | 0 | 0 | 0 | 0 | 0 | 0 | 0 | 0 | 0 | 0 | 2009 Qtr 1: 7; 2009 Qtr 2: 0; 2009 Qtr 3: 0; 2009 Qtr 4: 0; 2010 Qtr 1: 0; 2010 Qtr 2: 0; 2010 Qtr 3: 0; 2010 Qtr 4: 0; 2011 Qtr 1: 0; 2011 Qtr 2: 0; 2011 Qtr 3: 0; 2011 Qtr 4: 0 | 7
0 | 253144-Commercial Condensor Coil Cleaning (all units - savings at 50% of DEER) Com All CZ07 VintAll |  | System | Commercial | 01-ALC-AllCommercial-Cooling | 0 |  |  |  |  | 10 | 0 | 19.2857 | 0 | 0 | -9.2857 | 60 |  | kWh | 0.047 | 0 | Commercial | [7 empty] | 3 | 0.85 |  |  |  | 0 | 7 | 0 | 0 | 0 | 0 | 0 | 0 | 0 | 0 | 0 | 0 | 2009 Qtr 1: 7; 2009 Qtr 2: 0; 2009 Qtr 3: 0; 2009 Qtr 4: 0; 2010 Qtr 1: 0; 2010 Qtr 2: 0; 2010 Qtr 3: 0; 2010 Qtr 4: 0; 2011 Qtr 1: 0; 2011 Qtr 2: 0; 2011 Qtr 3: 0; 2011 Qtr 4: 0 | 7
0 | 253141-Commercial HVAC Diagnostic/Tune-up Com All CZ07 VintAll |  | System | Commercial | 01-ALC-AllCommercial-Cooling | 0 |  |  |  |  | 45.3009 | 0 | 37.5 | 0 | 0 | 7.8009 | 196 |  | kWh | 0.15 | 0 | Commercial | [7 empty] | 10 | 0.85 |  |  |  | 0 | 7 | 0 | 0 | 0 | 0 | 0 | 0 | 0 | 0 | 0 | 0 | 2009 Qtr 1: 7; 2009 Qtr 2: 0; 2009 Qtr 3: 0; 2009 Qtr 4: 0; 2010 Qtr 1: 0; 2010 Qtr 2: 0; 2010 Qtr 3: 0; 2010 Qtr 4: 0; 2011 Qtr 1: 0; 2011 Qtr 2: 0; 2011 Qtr 3: 0; 2011 Qtr 4: 0 | 7
0 | 253144-Commercial Condensor Coil Cleaning (all units - savings at 50% of DEER) Com All CZ07 VintAll |  | System | Commercial | 01-ALC-AllCommercial-Cooling | 0 |  |  |  |  | 10 | 0 | 19.2857 | 0 | 0 | -9.2857 | 60 |  | kWh | 0.047 | 0 | Commercial | [7 empty] | 3 | 0.85 |  |  |  | 0 | 7 | 0 | 0 | 0 | 0 | 0 | 0 | 0 | 0 | 0 | 0 | 2009 Qtr 1: 7; 2009 Qtr 2: 0; 2009 Qtr 3: 0; 2009 Qtr 4: 0; 2010 Qtr 1: 0; 2010 Qtr 2: 0; 2010 Qtr 3: 0; 2010 Qtr 4: 0; 2011 Qtr 1: 0; 2011 Qtr 2: 0; 2011 Qtr 3: 0; 2011 Qtr 4: 0 | 7
0 | 253141-Commercial HVAC Diagnostic/Tune-up Com All CZ07 VintAll |  | System | Commercial | 01-ALC-AllCommercial-Cooling | 0 |  |  |  |  | 45.3009 | 0 | 43.75 | 0 | 0 | 1.5509 | 196 |  | kWh | 0.15 | 0 | Commercial | [7 empty] | 10 | 0.85 |  |  |  | 0 | 2 | 0 | 0 | 0 | 0 | 0 | 0 | 0 | 0 | 0 | 0 | 2009 Qtr 1: 2; 2009 Qtr 2: 0; 2009 Qtr 3: 0; 2009 Qtr 4: 0; 2010 Qtr 1: 0; 2010 Qtr 2: 0; 2010 Qtr 3: 0; 2010 Qtr 4: 0; 2011 Qtr 1: 0; 2011 Qtr 2: 0; 2011 Qtr 3: 0; 2011 Qtr 4: 0 | 2
0 | 253144-Commercial Condensor Coil Cleaning (all units - savings at 50% of DEER) Com All CZ07 VintAll |  | System | Commercial | 01-ALC-AllCommercial-Cooling | 0 |  |  |  |  | 10 | 0 | 22.5 | 0 | 0 | -12.5 | 60 |  | kWh | 0.047 | 0 | Commercial | [7 empty] | 3 | 0.85 |  |  |  | 0 | 2 | 0 | 0 | 0 | 0 | 0 | 0 | 0 | 0 | 0 | 0 | 2009 Qtr 1: 2; 2009 Qtr 2: 0; 2009 Qtr 3: 0; 2009 Qtr 4: 0; 2010 Qtr 1: 0; 2010 Qtr 2: 0; 2010 Qtr 3: 0; 2010 Qtr 4: 0; 2011 Qtr 1: 0; 2011 Qtr 2: 0; 2011 Qtr 3: 0; 2011 Qtr 4: 0 | 2
0 | 253141-Commercial HVAC Diagnostic/Tune-up Com All CZ07 VintAll |  | System | Commercial | 01-ALC-AllCommercial-Cooling | 0 |  |  |  |  | 45.3009 | 0 | 35 | 0 | 0 | 10.3009 | 196 |  | kWh | 0.15 | 0 | Commercial | [7 empty] | 10 | 0.85 |  |  |  | 0 | 2 | 0 | 0 | 0 | 0 | 0 | 0 | 0 | 0 | 0 | 0 | 2009 Qtr 1: 2; 2009 Qtr 2: 0; 2009 Qtr 3: 0; 2009 Qtr 4: 0; 2010 Qtr 1: 0; 2010 Qtr 2: 0; 2010 Qtr 3: 0; 2010 Qtr 4: 0; 2011 Qtr 1: 0; 2011 Qtr 2: 0; 2011 Qtr 3: 0; 2011 Qtr 4: 0 | 2
0 | 253144-Commercial Condensor Coil Cleaning (all units - savings at 50% of DEER) Com All CZ07 VintAll |  | System | Commercial | 01-ALC-AllCommercial-Cooling | 0 |  |  |  |  | 10 | 0 | 18 | 0 | 0 | -8 | 60 |  | kWh | 0.047 | 0 | Commercial | [7 empty] | 3 | 0.85 |  |  |  | 0 | 2 | 0 | 0 | 0 | 0 | 0 | 0 | 0 | 0 | 0 | 0 | 2009 Qtr 1: 2; 2009 Qtr 2: 0; 2009 Qtr 3: 0; 2009 Qtr 4: 0; 2010 Qtr 1: 0; 2010 Qtr 2: 0; 2010 Qtr 3: 0; 2010 Qtr 4: 0; 2011 Qtr 1: 0; 2011 Qtr 2: 0; 2011 Qtr 3: 0; 2011 Qtr 4: 0 | 2
0 | 253141-Commercial HVAC Diagnostic/Tune-up Com All CZ07 VintAll |  | System | Commercial | 01-ALC-AllCommercial-Cooling | 0 |  |  |  |  | 45.3009 | 0 | 35 | 0 | 0 | 10.3009 | 196 |  | kWh | 0.15 | 0 | Commercial | [7 empty] | 10 | 0.85 |  |  |  | 0 | 2 | 0 | 0 | 0 | 0 | 0 | 0 | 0 | 0 | 0 | 0 | 2009 Qtr 1: 2; 2009 Qtr 2: 0; 2009 Qtr 3: 0; 2009 Qtr 4: 0; 2010 Qtr 1: 0; 2010 Qtr 2: 0; 2010 Qtr 3: 0; 2010 Qtr 4: 0; 2011 Qtr 1: 0; 2011 Qtr 2: 0; 2011 Qtr 3: 0; 2011 Qtr 4: 0 | 2
0 | 253144-Commercial Condensor Coil Cleaning (all units - savings at 50% of DEER) Com All CZ07 VintAll |  | System | Commercial | 01-ALC-AllCommercial-Cooling | 0 |  |  |  |  | 10 | 0 | 18 | 0 | 0 | -8 | 60 |  | kWh | 0.047 | 0 | Commercial | [7 empty] | 3 | 0.85 |  |  |  | 0 | 2 | 0 | 0 | 0 | 0 | 0 | 0 | 0 | 0 | 0 | 0 | 2009 Qtr 1: 2; 2009 Qtr 2: 0; 2009 Qtr 3: 0; 2009 Qtr 4: 0; 2010 Qtr 1: 0; 2010 Qtr 2: 0; 2010 Qtr 3: 0; 2010 Qtr 4: 0; 2011 Qtr 1: 0; 2011 Qtr 2: 0; 2011 Qtr 3: 0; 2011 Qtr 4: 0 | 2
0 | 253141-Commercial HVAC Diagnostic/Tune-up Com All CZ07 VintAll |  | System | Commercial | 01-ALC-AllCommercial-Cooling | 0 |  |  |  |  | 45.3009 | 0 | 35 | 0 | 0 | 10.3009 | 196 |  | kWh | 0.15 | 0 | Commercial | [7 empty] | 10 | 0.85 |  |  |  | 0 | 4 | 0 | 0 | 0 | 0 | 0 | 0 | 0 | 0 | 0 | 0 | 2009 Qtr 1: 4; 2009 Qtr 2: 0; 2009 Qtr 3: 0; 2009 Qtr 4: 0; 2010 Qtr 1: 0; 2010 Qtr 2: 0; 2010 Qtr 3: 0; 2010 Qtr 4: 0; 2011 Qtr 1: 0; 2011 Qtr 2: 0; 2011 Qtr 3: 0; 2011 Qtr 4: 0 | 4
0 | 253144-Commercial Condensor Coil Cleaning (all units - savings at 50% of DEER) Com All CZ07 VintAll |  | System | Commercial | 01-ALC-AllCommercial-Cooling | 0 |  |  |  |  | 10 | 0 | 18 | 0 | 0 | -8 | 60 |  | kWh | 0.047 | 0 | Commercial | [7 empty] | 3 | 0.85 |  |  |  | 0 | 4 | 0 | 0 | 0 | 0 | 0 | 0 | 0 | 0 | 0 | 0 | 2009 Qtr 1: 4; 2009 Qtr 2: 0; 2009 Qtr 3: 0; 2009 Qtr 4: 0; 2010 Qtr 1: 0; 2010 Qtr 2: 0; 2010 Qtr 3: 0; 2010 Qtr 4: 0; 2011 Qtr 1: 0; 2011 Qtr 2: 0; 2011 Qtr 3: 0; 2011 Qtr 4: 0 | 4
0 | 253141-Commercial HVAC Diagnostic/Tune-up Com All CZ07 VintAll |  | System | Commercial | 01-ALC-AllCommercial-Cooling | 0 |  |  |  |  | 45.3009 | 0 | 35 | 0 | 0 | 10.3009 | 196 |  | kWh | 0.15 | 0 | Commercial | [7 empty] | 10 | 0.85 |  |  |  | 0 | 4 | 0 | 0 | 0 | 0 | 0 | 0 | 0 | 0 | 0 | 0 | 2009 Qtr 1: 4; 2009 Qtr 2: 0; 2009 Qtr 3: 0; 2009 Qtr 4: 0; 2010 Qtr 1: 0; 2010 Qtr 2: 0; 2010 Qtr 3: 0; 2010 Qtr 4: 0; 2011 Qtr 1: 0; 2011 Qtr 2: 0; 2011 Qtr 3: 0; 2011 Qtr 4: 0 | 4
0 | 253144-Commercial Condensor Coil Cleaning (all units - savings at 50% of DEER) Com All CZ07 VintAll |  | System | Commercial | 01-ALC-AllCommercial-Cooling | 0 |  |  |  |  | 10 | 0 | 18 | 0 | 0 | -8 | 60 |  | kWh | 0.047 | 0 | Commercial | [7 empty] | 3 | 0.85 |  |  |  | 0 | 4 | 0 | 0 | 0 | 0 | 0 | 0 | 0 | 0 | 0 | 0 | 2009 Qtr 1: 4; 2009 Qtr 2: 0; 2009 Qtr 3: 0; 2009 Qtr 4: 0; 2010 Qtr 1: 0; 2010 Qtr 2: 0; 2010 Qtr 3: 0; 2010 Qtr 4: 0; 2011 Qtr 1: 0; 2011 Qtr 2: 0; 2011 Qtr 3: 0; 2011 Qtr 4: 0 | 4
0 | 253141-Commercial HVAC Diagnostic/Tune-up Com All CZ07 VintAll |  | System | Commercial | 01-ALC-AllCommercial-Cooling | 0 |  |  |  |  | 45.3009 | 0 | 35 | 0 | 0 | 10.3009 | 196 |  | kWh | 0.15 | 0 | Commercial | [7 empty] | 10 | 0.85 |  |  |  | 0 | 5 | 0 | 0 | 0 | 0 | 0 | 0 | 0 | 0 | 0 | 0 | 2009 Qtr 1: 5; 2009 Qtr 2: 0; 2009 Qtr 3: 0; 2009 Qtr 4: 0; 2010 Qtr 1: 0; 2010 Qtr 2: 0; 2010 Qtr 3: 0; 2010 Qtr 4: 0; 2011 Qtr 1: 0; 2011 Qtr 2: 0; 2011 Qtr 3: 0; 2011 Qtr 4: 0 | 5
0 | 253144-Commercial Condensor Coil Cleaning (all units - savings at 50% of DEER) Com All CZ07 VintAll |  | System | Commercial | 01-ALC-AllCommercial-Cooling | 0 |  |  |  |  | 10 | 0 | 18 | 0 | 0 | -8 | 60 |  | kWh | 0.047 | 0 | Commercial | [7 empty] | 3 | 0.85 |  |  |  | 0 | 5 | 0 | 0 | 0 | 0 | 0 | 0 | 0 | 0 | 0 | 0 | 2009 Qtr 1: 5; 2009 Qtr 2: 0; 2009 Qtr 3: 0; 2009 Qtr 4: 0; 2010 Qtr 1: 0; 2010 Qtr 2: 0; 2010 Qtr 3: 0; 2010 Qtr 4: 0; 2011 Qtr 1: 0; 2011 Qtr 2: 0; 2011 Qtr 3: 0; 2011 Qtr 4: 0 | 5
0 | 253141-Commercial HVAC Diagnostic/Tune-up Com All CZ07 VintAll |  | System | Commercial | 01-ALC-AllCommercial-Cooling | 0 |  |  |  |  | 45.3009 | 0 | 35 | 0 | 0 | 10.3009 | 196 |  | kWh | 0.15 | 0 | Commercial | [7 empty] | 10 | 0.85 |  |  |  | 0 | 5 | 0 | 0 | 0 | 0 | 0 | 0 | 0 | 0 | 0 | 0 | 2009 Qtr 1: 5; 2009 Qtr 2: 0; 2009 Qtr 3: 0; 2009 Qtr 4: 0; 2010 Qtr 1: 0; 2010 Qtr 2: 0; 2010 Qtr 3: 0; 2010 Qtr 4: 0; 2011 Qtr 1: 0; 2011 Qtr 2: 0; 2011 Qtr 3: 0; 2011 Qtr 4: 0 | 5
0 | 253144-Commercial Condensor Coil Cleaning (all units - savings at 50% of DEER) Com All CZ07 VintAll |  | System | Commercial | 01-ALC-AllCommercial-Cooling | 0 |  |  |  |  | 10 | 0 | 18 | 0 | 0 | -8 | 60 |  | kWh | 0.047 | 0 | Commercial | [7 empty] | 3 | 0.85 |  |  |  | 0 | 4 | 0 | 0 | 0 | 0 | 0 | 0 | 0 | 0 | 0 | 0 | 2009 Qtr 1: 4; 2009 Qtr 2: 0; 2009 Qtr 3: 0; 2009 Qtr 4: 0; 2010 Qtr 1: 0; 2010 Qtr 2: 0; 2010 Qtr 3: 0; 2010 Qtr 4: 0; 2011 Qtr 1: 0; 2011 Qtr 2: 0; 2011 Qtr 3: 0; 2011 Qtr 4: 0 | 4
0 | 253141-Commercial HVAC Diagnostic/Tune-up Com All CZ07 VintAll |  | System | Commercial | 01-ALC-AllCommercial-Cooling | 0 |  |  |  |  | 45.3009 | 0 | 35 | 0 | 0 | 10.3009 | 196 |  | kWh | 0.15 | 0 | Commercial | [7 empty] | 10 | 0.85 |  |  |  | 0 | 5 | 0 | 0 | 0 | 0 | 0 | 0 | 0 | 0 | 0 | 0 | 2009 Qtr 1: 5; 2009 Qtr 2: 0; 2009 Qtr 3: 0; 2009 Qtr 4: 0; 2010 Qtr 1: 0; 2010 Qtr 2: 0; 2010 Qtr 3: 0; 2010 Qtr 4: 0; 2011 Qtr 1: 0; 2011 Qtr 2: 0; 2011 Qtr 3: 0; 2011 Qtr 4: 0 | 5
0 | 253144-Commercial Condensor Coil Cleaning (all units - savings at 50% of DEER) Com All CZ07 VintAll |  | System | Commercial | 01-ALC-AllCommercial-Cooling | 0 |  |  |  |  | 10 | 0 | 18 | 0 | 0 | -8 | 60 |  | kWh | 0.047 | 0 | Commercial | [7 empty] | 3 | 0.85 |  |  |  | 0 | 5 | 0 | 0 | 0 | 0 | 0 | 0 | 0 | 0 | 0 | 0 | 2009 Qtr 1: 5; 2009 Qtr 2: 0; 2009 Qtr 3: 0; 2009 Qtr 4: 0; 2010 Qtr 1: 0; 2010 Qtr 2: 0; 2010 Qtr 3: 0; 2010 Qtr 4: 0; 2011 Qtr 1: 0; 2011 Qtr 2: 0; 2011 Qtr 3: 0; 2011 Qtr 4: 0 | 5
0 | 253141-Commercial HVAC Diagnostic/Tune-up Com All CZ07 VintAll |  | System | Commercial | 01-ALC-AllCommercial-Cooling | 0 |  |  |  |  | 45.3009 | 0 | 35 | 0 | 0 | 10.3009 | 196 |  | kWh | 0.15 | 0 | Commercial | [7 empty] | 10 | 0.85 |  |  |  | 0 | 5 | 0 | 0 | 0 | 0 | 0 | 0 | 0 | 0 | 0 | 0 | 2009 Qtr 1: 5; 2009 Qtr 2: 0; 2009 Qtr 3: 0; 2009 Qtr 4: 0; 2010 Qtr 1: 0; 2010 Qtr 2: 0; 2010 Qtr 3: 0; 2010 Qtr 4: 0; 2011 Qtr 1: 0; 2011 Qtr 2: 0; 2011 Qtr 3: 0; 2011 Qtr 4: 0 | 5
0 | 253144-Commercial Condensor Coil Cleaning (all units - savings at 50% of DEER) Com All CZ07 VintAll |  | System | Commercial | 01-ALC-AllCommercial-Cooling | 0 |  |  |  |  | 10 | 0 | 18 | 0 | 0 | -8 | 60 |  | kWh | 0.047 | 0 | Commercial | [7 empty] | 3 | 0.85 |  |  |  | 0 | 5 | 0 | 0 | 0 | 0 | 0 | 0 | 0 | 0 | 0 | 0 | 2009 Qtr 1: 5; 2009 Qtr 2: 0; 2009 Qtr 3: 0; 2009 Qtr 4: 0; 2010 Qtr 1: 0; 2010 Qtr 2: 0; 2010 Qtr 3: 0; 2010 Qtr 4: 0; 2011 Qtr 1: 0; 2011 Qtr 2: 0; 2011 Qtr 3: 0; 2011 Qtr 4: 0 | 5
0 | 253141-Commercial HVAC Diagnostic/Tune-up Com All CZ07 VintAll |  | System | Commercial | 01-ALC-AllCommercial-Cooling | 0 |  |  |  |  | 45.3009 | 0 | 35 | 0 | 0 | 10.3009 | 196 |  | kWh | 0.15 | 0 | Commercial | [7 empty] | 10 | 0.85 |  |  |  | 0 | 5 | 0 | 0 | 0 | 0 | 0 | 0 | 0 | 0 | 0 | 0 | 2009 Qtr 1: 5; 2009 Qtr 2: 0; 2009 Qtr 3: 0; 2009 Qtr 4: 0; 2010 Qtr 1: 0; 2010 Qtr 2: 0; 2010 Qtr 3: 0; 2010 Qtr 4: 0; 2011 Qtr 1: 0; 2011 Qtr 2: 0; 2011 Qtr 3: 0; 2011 Qtr 4: 0 | 5
0 | 253144-Commercial Condensor Coil Cleaning (all units - savings at 50% of DEER) Com All CZ07 VintAll |  | System | Commercial | 01-ALC-AllCommercial-Cooling | 0 |  |  |  |  | 10 | 0 | 18 | 0 | 0 | -8 | 60 |  | kWh | 0.047 | 0 | Commercial | [7 empty] | 3 | 0.85 |  |  |  | 0 | 5 | 0 | 0 | 0 | 0 | 0 | 0 | 0 | 0 | 0 | 0 | 2009 Qtr 1: 5; 2009 Qtr 2: 0; 2009 Qtr 3: 0; 2009 Qtr 4: 0; 2010 Qtr 1: 0; 2010 Qtr 2: 0; 2010 Qtr 3: 0; 2010 Qtr 4: 0; 2011 Qtr 1: 0; 2011 Qtr 2: 0; 2011 Qtr 3: 0; 2011 Qtr 4: 0 | 5
0 | 253141-Commercial HVAC Diagnostic/Tune-up Com All CZ07 VintAll |  | System | Commercial | 01-ALC-AllCommercial-Cooling | 0 |  |  |  |  | 45.3009 | 0 | 35 | 0 | 0 | 10.3009 | 196 |  | kWh | 0.15 | 0 | Commercial | [7 empty] | 10 | 0.85 |  |  |  | 0 | 3 | 0 | 0 | 0 | 0 | 0 | 0 | 0 | 0 | 0 | 0 | 2009 Qtr 1: 3; 2009 Qtr 2: 0; 2009 Qtr 3: 0; 2009 Qtr 4: 0; 2010 Qtr 1: 0; 2010 Qtr 2: 0; 2010 Qtr 3: 0; 2010 Qtr 4: 0; 2011 Qtr 1: 0; 2011 Qtr 2: 0; 2011 Qtr 3: 0; 2011 Qtr 4: 0 | 3
0 | 253144-Commercial Condensor Coil Cleaning (all units - savings at 50% of DEER) Com All CZ07 VintAll |  | System | Commercial | 01-ALC-AllCommercial-Cooling | 0 |  |  |  |  | 10 | 0 | 18 | 0 | 0 | -8 | 60 |  | kWh | 0.047 | 0 | Commercial | [7 empty] | 3 | 0.85 |  |  |  | 0 | 3 | 0 | 0 | 0 | 0 | 0 | 0 | 0 | 0 | 0 | 0 | 2009 Qtr 1: 3; 2009 Qtr 2: 0; 2009 Qtr 3: 0; 2009 Qtr 4: 0; 2010 Qtr 1: 0; 2010 Qtr 2: 0; 2010 Qtr 3: 0; 2010 Qtr 4: 0; 2011 Qtr 1: 0; 2011 Qtr 2: 0; 2011 Qtr 3: 0; 2011 Qtr 4: 0 | 3
0 | 253144-Commercial Condensor Coil Cleaning (all units - savings at 50% of DEER) Com All CZ07 VintAll |  | System | Commercial | 01-ALC-AllCommercial-Cooling | 0 |  |  |  |  | 10 | 0 | 18 | 0 | 0 | -8 | 60 |  | kWh | 0.047 | 0 | Commercial | [7 empty] | 3 | 0.85 |  |  |  | 0 | 4 | 0 | 0 | 0 | 0 | 0 | 0 | 0 | 0 | 0 | 0 | 2009 Qtr 1: 4; 2009 Qtr 2: 0; 2009 Qtr 3: 0; 2009 Qtr 4: 0; 2010 Qtr 1: 0; 2010 Qtr 2: 0; 2010 Qtr 3: 0; 2010 Qtr 4: 0; 2011 Qtr 1: 0; 2011 Qtr 2: 0; 2011 Qtr 3: 0; 2011 Qtr 4: 0 | 4
0 | 253144-Commercial Condensor Coil Cleaning (all units - savings at 50% of DEER) Com All CZ07 VintAll |  | System | Commercial | 01-ALC-AllCommercial-Cooling | 0 |  |  |  |  | 10 | 0 | 18 | 0 | 0 | -8 | 60 |  | kWh | 0.047 | 0 | Commercial | [7 empty] | 3 | 0.85 |  |  |  | 0 | 5 | 0 | 0 | 0 | 0 | 0 | 0 | 0 | 0 | 0 | 0 | 2009 Qtr 1: 5; 2009 Qtr 2: 0; 2009 Qtr 3: 0; 2009 Qtr 4: 0; 2010 Qtr 1: 0; 2010 Qtr 2: 0; 2010 Qtr 3: 0; 2010 Qtr 4: 0; 2011 Qtr 1: 0; 2011 Qtr 2: 0; 2011 Qtr 3: 0; 2011 Qtr 4: 0 | 5
0 | 253141-Commercial HVAC Diagnostic/Tune-up Com All CZ07 VintAll |  | System | Commercial | 01-ALC-AllCommercial-Cooling | 0 |  |  |  |  | 45.3009 | 0 | 35 | 0 | 0 | 10.3009 | 196 |  | kWh | 0.15 | 0 | Commercial | [7 empty] | 10 | 0.85 |  |  |  | 0 | 5 | 0 | 0 | 0 | 0 | 0 | 0 | 0 | 0 | 0 | 0 | 2009 Qtr 1: 5; 2009 Qtr 2: 0; 2009 Qtr 3: 0; 2009 Qtr 4: 0; 2010 Qtr 1: 0; 2010 Qtr 2: 0; 2010 Qtr 3: 0; 2010 Qtr 4: 0; 2011 Qtr 1: 0; 2011 Qtr 2: 0; 2011 Qtr 3: 0; 2011 Qtr 4: 0 | 5
0 | 253144-Commercial Condensor Coil Cleaning (all units - savings at 50% of DEER) Com All CZ07 VintAll |  | System | Commercial | 01-ALC-AllCommercial-Cooling | 0 |  |  |  |  | 10 | 0 | 18 | 0 | 0 | -8 | 60 |  | kWh | 0.047 | 0 | Commercial | [7 empty] | 3 | 0.85 |  |  |  | 0 | 5 | 0 | 0 | 0 | 0 | 0 | 0 | 0 | 0 | 0 | 0 | 2009 Qtr 1: 5; 2009 Qtr 2: 0; 2009 Qtr 3: 0; 2009 Qtr 4: 0; 2010 Qtr 1: 0; 2010 Qtr 2: 0; 2010 Qtr 3: 0; 2010 Qtr 4: 0; 2011 Qtr 1: 0; 2011 Qtr 2: 0; 2011 Qtr 3: 0; 2011 Qtr 4: 0 | 5
0 | 253141-Commercial HVAC Diagnostic/Tune-up Com All CZ07 VintAll |  | System | Commercial | 01-ALC-AllCommercial-Cooling | 0 |  |  |  |  | 45.3009 | 0 | 35 | 0 | 0 | 10.3009 | 196 |  | kWh | 0.15 | 0 | Commercial | [7 empty] | 10 | 0.85 |  |  |  | 0 | 5 | 0 | 0 | 0 | 0 | 0 | 0 | 0 | 0 | 0 | 0 | 2009 Qtr 1: 5; 2009 Qtr 2: 0; 2009 Qtr 3: 0; 2009 Qtr 4: 0; 2010 Qtr 1: 0; 2010 Qtr 2: 0; 2010 Qtr 3: 0; 2010 Qtr 4: 0; 2011 Qtr 1: 0; 2011 Qtr 2: 0; 2011 Qtr 3: 0; 2011 Qtr 4: 0 | 5
0 | 253144-Commercial Condensor Coil Cleaning (all units - savings at 50% of DEER) Com All CZ07 VintAll |  | System | Commercial | 01-ALC-AllCommercial-Cooling | 0 |  |  |  |  | 10 | 0 | 18 | 0 | 0 | -8 | 60 |  | kWh | 0.047 | 0 | Commercial | [7 empty] | 3 | 0.85 |  |  |  | 0 | 5 | 0 | 0 | 0 | 0 | 0 | 0 | 0 | 0 | 0 | 0 | 2009 Qtr 1: 5; 2009 Qtr 2: 0; 2009 Qtr 3: 0; 2009 Qtr 4: 0; 2010 Qtr 1: 0; 2010 Qtr 2: 0; 2010 Qtr 3: 0; 2010 Qtr 4: 0; 2011 Qtr 1: 0; 2011 Qtr 2: 0; 2011 Qtr 3: 0; 2011 Qtr 4: 0 | 5
0 | 253141-Commercial HVAC Diagnostic/Tune-up Com All CZ07 VintAll |  | System | Commercial | 01-ALC-AllCommercial-Cooling | 0 |  |  |  |  | 45.3009 | 0 | 35 | 0 | 0 | 10.3009 | 196 |  | kWh | 0.15 | 0 | Commercial | [7 empty] | 10 | 0.85 |  |  |  | 0 | 5 | 0 | 0 | 0 | 0 | 0 | 0 | 0 | 0 | 0 | 0 | 2009 Qtr 1: 5; 2009 Qtr 2: 0; 2009 Qtr 3: 0; 2009 Qtr 4: 0; 2010 Qtr 1: 0; 2010 Qtr 2: 0; 2010 Qtr 3: 0; 2010 Qtr 4: 0; 2011 Qtr 1: 0; 2011 Qtr 2: 0; 2011 Qtr 3: 0; 2011 Qtr 4: 0 | 5
0 | 253144-Commercial Condensor Coil Cleaning (all units - savings at 50% of DEER) Com All CZ07 VintAll |  | System | Commercial | 01-ALC-AllCommercial-Cooling | 0 |  |  |  |  | 10 | 0 | 18 | 0 | 0 | -8 | 60 |  | kWh | 0.047 | 0 | Commercial | [7 empty] | 3 | 0.85 |  |  |  | 0 | 5 | 0 | 0 | 0 | 0 | 0 | 0 | 0 | 0 | 0 | 0 | 2009 Qtr 1: 5; 2009 Qtr 2: 0; 2009 Qtr 3: 0; 2009 Qtr 4: 0; 2010 Qtr 1: 0; 2010 Qtr 2: 0; 2010 Qtr 3: 0; 2010 Qtr 4: 0; 2011 Qtr 1: 0; 2011 Qtr 2: 0; 2011 Qtr 3: 0; 2011 Qtr 4: 0 | 5
0 | 253141-Commercial HVAC Diagnostic/Tune-up Com All CZ07 VintAll |  | System | Commercial | 01-ALC-AllCommercial-Cooling | 0 |  |  |  |  | 45.3009 | 0 | 35 | 0 | 0 | 10.3009 | 196 |  | kWh | 0.15 | 0 | Commercial | [7 empty] | 10 | 0.85 |  |  |  | 0 | 4 | 0 | 0 | 0 | 0 | 0 | 0 | 0 | 0 | 0 | 0 | 2009 Qtr 1: 4; 2009 Qtr 2: 0; 2009 Qtr 3: 0; 2009 Qtr 4: 0; 2010 Qtr 1: 0; 2010 Qtr 2: 0; 2010 Qtr 3: 0; 2010 Qtr 4: 0; 2011 Qtr 1: 0; 2011 Qtr 2: 0; 2011 Qtr 3: 0; 2011 Qtr 4: 0 | 4
0 | 253141-Commercial HVAC Diagnostic/Tune-up Com All CZ07 VintAll |  | System | Commercial | 01-ALC-AllCommercial-Cooling | 0 |  |  |  |  | 45.3009 | 0 | 35 | 0 | 0 | 10.3009 | 196 |  | kWh | 0.15 | 0 | Commercial | [7 empty] | 10 | 0.85 |  |  |  | 0 | 2 | 0 | 0 | 0 | 0 | 0 | 0 | 0 | 0 | 0 | 0 | 2009 Qtr 1: 2; 2009 Qtr 2: 0; 2009 Qtr 3: 0; 2009 Qtr 4: 0; 2010 Qtr 1: 0; 2010 Qtr 2: 0; 2010 Qtr 3: 0; 2010 Qtr 4: 0; 2011 Qtr 1: 0; 2011 Qtr 2: 0; 2011 Qtr 3: 0; 2011 Qtr 4: 0 | 2
0 | 253144-Commercial Condensor Coil Cleaning (all units - savings at 50% of DEER) Com All CZ07 VintAll |  | System | Commercial | 01-ALC-AllCommercial-Cooling | 0 |  |  |  |  | 10 | 0 | 18 | 0 | 0 | -8 | 60 |  | kWh | 0.047 | 0 | Commercial | [7 empty] | 3 | 0.85 |  |  |  | 0 | 2 | 0 | 0 | 0 | 0 | 0 | 0 | 0 | 0 | 0 | 0 | 2009 Qtr 1: 2; 2009 Qtr 2: 0; 2009 Qtr 3: 0; 2009 Qtr 4: 0; 2010 Qtr 1: 0; 2010 Qtr 2: 0; 2010 Qtr 3: 0; 2010 Qtr 4: 0; 2011 Qtr 1: 0; 2011 Qtr 2: 0; 2011 Qtr 3: 0; 2011 Qtr 4: 0 | 2
0 | 253144-Commercial Condensor Coil Cleaning (all units - savings at 50% of DEER) Com All CZ07 VintAll |  | System | Commercial | 01-ALC-AllCommercial-Cooling | 0 |  |  |  |  | 10 | 0 | 18 | 0 | 0 | -8 | 60 |  | kWh | 0.047 | 0 | Commercial | [7 empty] | 3 | 0.85 |  |  |  | 0 | 3 | 0 | 0 | 0 | 0 | 0 | 0 | 0 | 0 | 0 | 0 | 2009 Qtr 1: 3; 2009 Qtr 2: 0; 2009 Qtr 3: 0; 2009 Qtr 4: 0; 2010 Qtr 1: 0; 2010 Qtr 2: 0; 2010 Qtr 3: 0; 2010 Qtr 4: 0; 2011 Qtr 1: 0; 2011 Qtr 2: 0; 2011 Qtr 3: 0; 2011 Qtr 4: 0 | 3
0 | 253144-Commercial Condensor Coil Cleaning (all units - savings at 50% of DEER) Com All CZ07 VintAll |  | System | Commercial | 01-ALC-AllCommercial-Cooling | 0 |  |  |  |  | 10 | 0 | 18 | 0 | 0 | -8 | 60 |  | kWh | 0.047 | 0 | Commercial | [7 empty] | 3 | 0.85 |  |  |  | 0 | 3 | 0 | 0 | 0 | 0 | 0 | 0 | 0 | 0 | 0 | 0 | 2009 Qtr 1: 3; 2009 Qtr 2: 0; 2009 Qtr 3: 0; 2009 Qtr 4: 0; 2010 Qtr 1: 0; 2010 Qtr 2: 0; 2010 Qtr 3: 0; 2010 Qtr 4: 0; 2011 Qtr 1: 0; 2011 Qtr 2: 0; 2011 Qtr 3: 0; 2011 Qtr 4: 0 | 3
0 | 253144-Commercial Condensor Coil Cleaning (all units - savings at 50% of DEER) Com All CZ07 VintAll |  | System | Commercial | 01-ALC-AllCommercial-Cooling | 0 |  |  |  |  | 10 | 0 | 18 | 0 | 0 | -8 | 60 |  | kWh | 0.047 | 0 | Commercial | [7 empty] | 3 | 0.85 |  |  |  | 0 | 3 | 0 | 0 | 0 | 0 | 0 | 0 | 0 | 0 | 0 | 0 | 2009 Qtr 1: 3; 2009 Qtr 2: 0; 2009 Qtr 3: 0; 2009 Qtr 4: 0; 2010 Qtr 1: 0; 2010 Qtr 2: 0; 2010 Qtr 3: 0; 2010 Qtr 4: 0; 2011 Qtr 1: 0; 2011 Qtr 2: 0; 2011 Qtr 3: 0; 2011 Qtr 4: 0 | 3
0 | 253144-Commercial Condensor Coil Cleaning (all units - savings at 50% of DEER) Com All CZ07 VintAll |  | System | Commercial | 01-ALC-AllCommercial-Cooling | 0 |  |  |  |  | 10 | 0 | 18 | 0 | 0 | -8 | 60 |  | kWh | 0.047 | 0 | Commercial | [7 empty] | 3 | 0.85 |  |  |  | 0 | 4 | 0 | 0 | 0 | 0 | 0 | 0 | 0 | 0 | 0 | 0 | 2009 Qtr 1: 4; 2009 Qtr 2: 0; 2009 Qtr 3: 0; 2009 Qtr 4: 0; 2010 Qtr 1: 0; 2010 Qtr 2: 0; 2010 Qtr 3: 0; 2010 Qtr 4: 0; 2011 Qtr 1: 0; 2011 Qtr 2: 0; 2011 Qtr 3: 0; 2011 Qtr 4: 0 | 4
0 | 253144-Commercial Condensor Coil Cleaning (all units - savings at 50% of DEER) Com All CZ07 VintAll |  | System | Commercial | 01-ALC-AllCommercial-Cooling | 0 |  |  |  |  | 10 | 0 | 18 | 0 | 0 | -8 | 60 |  | kWh | 0.047 | 0 | Commercial | [7 empty] | 3 | 0.85 |  |  |  | 0 | 5 | 0 | 0 | 0 | 0 | 0 | 0 | 0 | 0 | 0 | 0 | 2009 Qtr 1: 5; 2009 Qtr 2: 0; 2009 Qtr 3: 0; 2009 Qtr 4: 0; 2010 Qtr 1: 0; 2010 Qtr 2: 0; 2010 Qtr 3: 0; 2010 Qtr 4: 0; 2011 Qtr 1: 0; 2011 Qtr 2: 0; 2011 Qtr 3: 0; 2011 Qtr 4: 0 | 5
0 | 253141-Commercial HVAC Diagnostic/Tune-up Com All CZ07 VintAll |  | System | Commercial | 01-ALC-AllCommercial-Cooling | 0 |  |  |  |  | 45.3009 | 0 | 43.75 | 0 | 0 | 1.5509 | 196 |  | kWh | 0.15 | 0 | Commercial | [7 empty] | 10 | 0.85 |  |  |  | 0 | 2 | 0 | 0 | 0 | 0 | 0 | 0 | 0 | 0 | 0 | 0 | 2009 Qtr 1: 2; 2009 Qtr 2: 0; 2009 Qtr 3: 0; 2009 Qtr 4: 0; 2010 Qtr 1: 0; 2010 Qtr 2: 0; 2010 Qtr 3: 0; 2010 Qtr 4: 0; 2011 Qtr 1: 0; 2011 Qtr 2: 0; 2011 Qtr 3: 0; 2011 Qtr 4: 0 | 2
0 | 253144-Commercial Condensor Coil Cleaning (all units - savings at 50% of DEER) Com All CZ07 VintAll |  | System | Commercial | 01-ALC-AllCommercial-Cooling | 0 |  |  |  |  | 10 | 0 | 22.5 | 0 | 0 | -12.5 | 60 |  | kWh | 0.047 | 0 | Commercial | [7 empty] | 3 | 0.85 |  |  |  | 0 | 2 | 0 | 0 | 0 | 0 | 0 | 0 | 0 | 0 | 0 | 0 | 2009 Qtr 1: 2; 2009 Qtr 2: 0; 2009 Qtr 3: 0; 2009 Qtr 4: 0; 2010 Qtr 1: 0; 2010 Qtr 2: 0; 2010 Qtr 3: 0; 2010 Qtr 4: 0; 2011 Qtr 1: 0; 2011 Qtr 2: 0; 2011 Qtr 3: 0; 2011 Qtr 4: 0 | 2
0 | 253144-Commercial Condensor Coil Cleaning (all units - savings at 50% of DEER) Com All CZ07 VintAll |  | System | Commercial | 01-ALC-AllCommercial-Cooling | 0 |  |  |  |  | 10 | 0 | 18 | 0 | 0 | -8 | 60 |  | kWh | 0.047 | 0 | Commercial | [7 empty] | 3 | 0.85 |  |  |  | 0 | 4 | 0 | 0 | 0 | 0 | 0 | 0 | 0 | 0 | 0 | 0 | 2009 Qtr 1: 4; 2009 Qtr 2: 0; 2009 Qtr 3: 0; 2009 Qtr 4: 0; 2010 Qtr 1: 0; 2010 Qtr 2: 0; 2010 Qtr 3: 0; 2010 Qtr 4: 0; 2011 Qtr 1: 0; 2011 Qtr 2: 0; 2011 Qtr 3: 0; 2011 Qtr 4: 0 | 4
0 | 253141-Commercial HVAC Diagnostic/Tune-up Com All CZ07 VintAll |  | System | Commercial | 01-ALC-AllCommercial-Cooling | 0 |  |  |  |  | 45.3009 | 0 | 35 | 0 | 0 | 10.3009 | 196 |  | kWh | 0.15 | 0 | Commercial | [7 empty] | 10 | 0.85 |  |  |  | 0 | 4 | 0 | 0 | 0 | 0 | 0 | 0 | 0 | 0 | 0 | 0 | 2009 Qtr 1: 4; 2009 Qtr 2: 0; 2009 Qtr 3: 0; 2009 Qtr 4: 0; 2010 Qtr 1: 0; 2010 Qtr 2: 0; 2010 Qtr 3: 0; 2010 Qtr 4: 0; 2011 Qtr 1: 0; 2011 Qtr 2: 0; 2011 Qtr 3: 0; 2011 Qtr 4: 0 | 4
0 | 253144-Commercial Condensor Coil Cleaning (all units - savings at 50% of DEER) Com All CZ07 VintAll |  | System | Commercial | 01-ALC-AllCommercial-Cooling | 0 |  |  |  |  | 10 | 0 | 18 | 0 | 0 | -8 | 60 |  | kWh | 0.047 | 0 | Commercial | [7 empty] | 3 | 0.85 |  |  |  | 0 | 4 | 0 | 0 | 0 | 0 | 0 | 0 | 0 | 0 | 0 | 0 | 2009 Qtr 1: 4; 2009 Qtr 2: 0; 2009 Qtr 3: 0; 2009 Qtr 4: 0; 2010 Qtr 1: 0; 2010 Qtr 2: 0; 2010 Qtr 3: 0; 2010 Qtr 4: 0; 2011 Qtr 1: 0; 2011 Qtr 2: 0; 2011 Qtr 3: 0; 2011 Qtr 4: 0 | 4
0 | 253142-Commercial HVAC Diagnostic/Tune-up Com All CZ10 VintAll |  | System | Commercial | 01-ALC-AllCommercial-Cooling | 0 |  |  |  |  | 45.3009 | 0 | 35 | 0 | 0 | 10.3009 | 214 |  | kWh | 0.15 | 0 | Commercial | [7 empty] | 10 | 0.85 |  |  |  | 0 | 3 | 0 | 0 | 0 | 0 | 0 | 0 | 0 | 0 | 0 | 0 | 2009 Qtr 1: 3; 2009 Qtr 2: 0; 2009 Qtr 3: 0; 2009 Qtr 4: 0; 2010 Qtr 1: 0; 2010 Qtr 2: 0; 2010 Qtr 3: 0; 2010 Qtr 4: 0; 2011 Qtr 1: 0; 2011 Qtr 2: 0; 2011 Qtr 3: 0; 2011 Qtr 4: 0 | 3
0 | 253145-Commercial Condensor Coil Cleaning (all units - savings at 50% of DEER) Com All CZ10 VintAll |  | System | Commercial | 01-ALC-AllCommercial-Cooling | 0 |  |  |  |  | 10 | 0 | 18 | 0 | 0 | -8 | 74 |  | kWh | 0.0665 | 0 | Commercial | [7 empty] | 3 | 0.85 |  |  |  | 0 | 3 | 0 | 0 | 0 | 0 | 0 | 0 | 0 | 0 | 0 | 0 | 2009 Qtr 1: 3; 2009 Qtr 2: 0; 2009 Qtr 3: 0; 2009 Qtr 4: 0; 2010 Qtr 1: 0; 2010 Qtr 2: 0; 2010 Qtr 3: 0; 2010 Qtr 4: 0; 2011 Qtr 1: 0; 2011 Qtr 2: 0; 2011 Qtr 3: 0; 2011 Qtr 4: 0 | 3
0 | 253142-Commercial HVAC Diagnostic/Tune-up Com All CZ10 VintAll |  | System | Commercial | 01-ALC-AllCommercial-Cooling | 0 |  |  |  |  | 45.3009 | 0 | 35 | 0 | 0 | 10.3009 | 214 |  | kWh | 0.15 | 0 | Commercial | [7 empty] | 10 | 0.85 |  |  |  | 0 | 3 | 0 | 0 | 0 | 0 | 0 | 0 | 0 | 0 | 0 | 0 | 2009 Qtr 1: 3; 2009 Qtr 2: 0; 2009 Qtr 3: 0; 2009 Qtr 4: 0; 2010 Qtr 1: 0; 2010 Qtr 2: 0; 2010 Qtr 3: 0; 2010 Qtr 4: 0; 2011 Qtr 1: 0; 2011 Qtr 2: 0; 2011 Qtr 3: 0; 2011 Qtr 4: 0 | 3
0 | 253145-Commercial Condensor Coil Cleaning (all units - savings at 50% of DEER) Com All CZ10 VintAll |  | System | Commercial | 01-ALC-AllCommercial-Cooling | 0 |  |  |  |  | 10 | 0 | 18 | 0 | 0 | -8 | 74 |  | kWh | 0.0665 | 0 | Commercial | [7 empty] | 3 | 0.85 |  |  |  | 0 | 3 | 0 | 0 | 0 | 0 | 0 | 0 | 0 | 0 | 0 | 0 | 2009 Qtr 1: 3; 2009 Qtr 2: 0; 2009 Qtr 3: 0; 2009 Qtr 4: 0; 2010 Qtr 1: 0; 2010 Qtr 2: 0; 2010 Qtr 3: 0; 2010 Qtr 4: 0; 2011 Qtr 1: 0; 2011 Qtr 2: 0; 2011 Qtr 3: 0; 2011 Qtr 4: 0 | 3
0 | 253142-Commercial HVAC Diagnostic/Tune-up Com All CZ10 VintAll |  | System | Commercial | 01-ALC-AllCommercial-Cooling | 0 |  |  |  |  | 45.3009 | 0 | 55.3 | 0 | 0 | -9.9991 | 214 |  | kWh | 0.15 | 0 | Commercial | [7 empty] | 10 | 0.85 |  |  |  | 0 | 3 | 0 | 0 | 0 | 0 | 0 | 0 | 0 | 0 | 0 | 0 | 2009 Qtr 1: 3; 2009 Qtr 2: 0; 2009 Qtr 3: 0; 2009 Qtr 4: 0; 2010 Qtr 1: 0; 2010 Qtr 2: 0; 2010 Qtr 3: 0; 2010 Qtr 4: 0; 2011 Qtr 1: 0; 2011 Qtr 2: 0; 2011 Qtr 3: 0; 2011 Qtr 4: 0 | 3
0 | 253145-Commercial Condensor Coil Cleaning (all units - savings at 50% of DEER) Com All CZ10 VintAll |  | System | Commercial | 01-ALC-AllCommercial-Cooling | 0 |  |  |  |  | 10 | 0 | 10 | 0 | 0 | 0 | 74 |  | kWh | 0.0665 | 0 | Commercial | [7 empty] | 3 | 0.85 |  |  |  | 0 | 3 | 0 | 0 | 0 | 0 | 0 | 0 | 0 | 0 | 0 | 0 | 2009 Qtr 1: 3; 2009 Qtr 2: 0; 2009 Qtr 3: 0; 2009 Qtr 4: 0; 2010 Qtr 1: 0; 2010 Qtr 2: 0; 2010 Qtr 3: 0; 2010 Qtr 4: 0; 2011 Qtr 1: 0; 2011 Qtr 2: 0; 2011 Qtr 3: 0; 2011 Qtr 4: 0 | 3
0 | 253142-Commercial HVAC Diagnostic/Tune-up Com All CZ10 VintAll |  | System | Commercial | 01-ALC-AllCommercial-Cooling | 0 |  |  |  |  | 45.3009 | 0 | 35 | 0 | 0 | 10.3009 | 214 |  | kWh | 0.15 | 0 | Commercial | [7 empty] | 10 | 0.85 |  |  |  | 0 | 3 | 0 | 0 | 0 | 0 | 0 | 0 | 0 | 0 | 0 | 0 | 2009 Qtr 1: 3; 2009 Qtr 2: 0; 2009 Qtr 3: 0; 2009 Qtr 4: 0; 2010 Qtr 1: 0; 2010 Qtr 2: 0; 2010 Qtr 3: 0; 2010 Qtr 4: 0; 2011 Qtr 1: 0; 2011 Qtr 2: 0; 2011 Qtr 3: 0; 2011 Qtr 4: 0 | 3
0 | 253145-Commercial Condensor Coil Cleaning (all units - savings at 50% of DEER) Com All CZ10 VintAll |  | System | Commercial | 01-ALC-AllCommercial-Cooling | 0 |  |  |  |  | 10 | 0 | 18 | 0 | 0 | -8 | 74 |  | kWh | 0.0665 | 0 | Commercial | [7 empty] | 3 | 0.85 |  |  |  | 0 | 3 | 0 | 0 | 0 | 0 | 0 | 0 | 0 | 0 | 0 | 0 | 2009 Qtr 1: 3; 2009 Qtr 2: 0; 2009 Qtr 3: 0; 2009 Qtr 4: 0; 2010 Qtr 1: 0; 2010 Qtr 2: 0; 2010 Qtr 3: 0; 2010 Qtr 4: 0; 2011 Qtr 1: 0; 2011 Qtr 2: 0; 2011 Qtr 3: 0; 2011 Qtr 4: 0 | 3
0 | 253142-Commercial HVAC Diagnostic/Tune-up Com All CZ10 VintAll |  | System | Commercial | 01-ALC-AllCommercial-Cooling | 0 |  |  |  |  | 45.3009 | 0 | 35 | 0 | 0 | 10.3009 | 214 |  | kWh | 0.15 | 0 | Commercial | [7 empty] | 10 | 0.85 |  |  |  | 0 | 3 | 0 | 0 | 0 | 0 | 0 | 0 | 0 | 0 | 0 | 0 | 2009 Qtr 1: 3; 2009 Qtr 2: 0; 2009 Qtr 3: 0; 2009 Qtr 4: 0; 2010 Qtr 1: 0; 2010 Qtr 2: 0; 2010 Qtr 3: 0; 2010 Qtr 4: 0; 2011 Qtr 1: 0; 2011 Qtr 2: 0; 2011 Qtr 3: 0; 2011 Qtr 4: 0 | 3
0 | 253145-Commercial Condensor Coil Cleaning (all units - savings at 50% of DEER) Com All CZ10 VintAll |  | System | Commercial | 01-ALC-AllCommercial-Cooling | 0 |  |  |  |  | 10 | 0 | 18 | 0 | 0 | -8 | 74 |  | kWh | 0.0665 | 0 | Commercial | [7 empty] | 3 | 0.85 |  |  |  | 0 | 3 | 0 | 0 | 0 | 0 | 0 | 0 | 0 | 0 | 0 | 0 | 2009 Qtr 1: 3; 2009 Qtr 2: 0; 2009 Qtr 3: 0; 2009 Qtr 4: 0; 2010 Qtr 1: 0; 2010 Qtr 2: 0; 2010 Qtr 3: 0; 2010 Qtr 4: 0; 2011 Qtr 1: 0; 2011 Qtr 2: 0; 2011 Qtr 3: 0; 2011 Qtr 4: 0 | 3
0 | 253142-Commercial HVAC Diagnostic/Tune-up Com All CZ10 VintAll |  | System | Commercial | 01-ALC-AllCommercial-Cooling | 0 |  |  |  |  | 45.3009 | 0 | 35 | 0 | 0 | 10.3009 | 214 |  | kWh | 0.15 | 0 | Commercial | [7 empty] | 10 | 0.85 |  |  |  | 0 | 3 | 0 | 0 | 0 | 0 | 0 | 0 | 0 | 0 | 0 | 0 | 2009 Qtr 1: 3; 2009 Qtr 2: 0; 2009 Qtr 3: 0; 2009 Qtr 4: 0; 2010 Qtr 1: 0; 2010 Qtr 2: 0; 2010 Qtr 3: 0; 2010 Qtr 4: 0; 2011 Qtr 1: 0; 2011 Qtr 2: 0; 2011 Qtr 3: 0; 2011 Qtr 4: 0 | 3
0 | 253145-Commercial Condensor Coil Cleaning (all units - savings at 50% of DEER) Com All CZ10 VintAll |  | System | Commercial | 01-ALC-AllCommercial-Cooling | 0 |  |  |  |  | 10 | 0 | 18 | 0 | 0 | -8 | 74 |  | kWh | 0.0665 | 0 | Commercial | [7 empty] | 3 | 0.85 |  |  |  | 0 | 3 | 0 | 0 | 0 | 0 | 0 | 0 | 0 | 0 | 0 | 0 | 2009 Qtr 1: 3; 2009 Qtr 2: 0; 2009 Qtr 3: 0; 2009 Qtr 4: 0; 2010 Qtr 1: 0; 2010 Qtr 2: 0; 2010 Qtr 3: 0; 2010 Qtr 4: 0; 2011 Qtr 1: 0; 2011 Qtr 2: 0; 2011 Qtr 3: 0; 2011 Qtr 4: 0 | 3
0 | 253142-Commercial HVAC Diagnostic/Tune-up Com All CZ10 VintAll |  | System | Commercial | 01-ALC-AllCommercial-Cooling | 0 |  |  |  |  | 45.3009 | 0 | 35 | 0 | 0 | 10.3009 | 214 |  | kWh | 0.15 | 0 | Commercial | [7 empty] | 10 | 0.85 |  |  |  | 0 | 3 | 0 | 0 | 0 | 0 | 0 | 0 | 0 | 0 | 0 | 0 | 2009 Qtr 1: 3; 2009 Qtr 2: 0; 2009 Qtr 3: 0; 2009 Qtr 4: 0; 2010 Qtr 1: 0; 2010 Qtr 2: 0; 2010 Qtr 3: 0; 2010 Qtr 4: 0; 2011 Qtr 1: 0; 2011 Qtr 2: 0; 2011 Qtr 3: 0; 2011 Qtr 4: 0 | 3
0 | 253145-Commercial Condensor Coil Cleaning (all units - savings at 50% of DEER) Com All CZ10 VintAll |  | System | Commercial | 01-ALC-AllCommercial-Cooling | 0 |  |  |  |  | 10 | 0 | 18 | 0 | 0 | -8 | 74 |  | kWh | 0.0665 | 0 | Commercial | [7 empty] | 3 | 0.85 |  |  |  | 0 | 3 | 0 | 0 | 0 | 0 | 0 | 0 | 0 | 0 | 0 | 0 | 2009 Qtr 1: 3; 2009 Qtr 2: 0; 2009 Qtr 3: 0; 2009 Qtr 4: 0; 2010 Qtr 1: 0; 2010 Qtr 2: 0; 2010 Qtr 3: 0; 2010 Qtr 4: 0; 2011 Qtr 1: 0; 2011 Qtr 2: 0; 2011 Qtr 3: 0; 2011 Qtr 4: 0 | 3
0 | 253142-Commercial HVAC Diagnostic/Tune-up Com All CZ10 VintAll |  | System | Commercial | 01-ALC-AllCommercial-Cooling | 0 |  |  |  |  | 45.3009 | 0 | 35 | 0 | 0 | 10.3009 | 214 |  | kWh | 0.15 | 0 | Commercial | [7 empty] | 10 | 0.85 |  |  |  | 0 | 3 | 0 | 0 | 0 | 0 | 0 | 0 | 0 | 0 | 0 | 0 | 2009 Qtr 1: 3; 2009 Qtr 2: 0; 2009 Qtr 3: 0; 2009 Qtr 4: 0; 2010 Qtr 1: 0; 2010 Qtr 2: 0; 2010 Qtr 3: 0; 2010 Qtr 4: 0; 2011 Qtr 1: 0; 2011 Qtr 2: 0; 2011 Qtr 3: 0; 2011 Qtr 4: 0 | 3
0 | 253145-Commercial Condensor Coil Cleaning (all units - savings at 50% of DEER) Com All CZ10 VintAll |  | System | Commercial | 01-ALC-AllCommercial-Cooling | 0 |  |  |  |  | 10 | 0 | 18 | 0 | 0 | -8 | 74 |  | kWh | 0.0665 | 0 | Commercial | [7 empty] | 3 | 0.85 |  |  |  | 0 | 3 | 0 | 0 | 0 | 0 | 0 | 0 | 0 | 0 | 0 | 0 | 2009 Qtr 1: 3; 2009 Qtr 2: 0; 2009 Qtr 3: 0; 2009 Qtr 4: 0; 2010 Qtr 1: 0; 2010 Qtr 2: 0; 2010 Qtr 3: 0; 2010 Qtr 4: 0; 2011 Qtr 1: 0; 2011 Qtr 2: 0; 2011 Qtr 3: 0; 2011 Qtr 4: 0 | 3
0 | 253142-Commercial HVAC Diagnostic/Tune-up Com All CZ10 VintAll |  | System | Commercial | 01-ALC-AllCommercial-Cooling | 0 |  |  |  |  | 45.3009 | 0 | 35 | 0 | 0 | 10.3009 | 214 |  | kWh | 0.15 | 0 | Commercial | [7 empty] | 10 | 0.85 |  |  |  | 0 | 3 | 0 | 0 | 0 | 0 | 0 | 0 | 0 | 0 | 0 | 0 | 2009 Qtr 1: 3; 2009 Qtr 2: 0; 2009 Qtr 3: 0; 2009 Qtr 4: 0; 2010 Qtr 1: 0; 2010 Qtr 2: 0; 2010 Qtr 3: 0; 2010 Qtr 4: 0; 2011 Qtr 1: 0; 2011 Qtr 2: 0; 2011 Qtr 3: 0; 2011 Qtr 4: 0 | 3
0 | 253145-Commercial Condensor Coil Cleaning (all units - savings at 50% of DEER) Com All CZ10 VintAll |  | System | Commercial | 01-ALC-AllCommercial-Cooling | 0 |  |  |  |  | 10 | 0 | 18 | 0 | 0 | -8 | 74 |  | kWh | 0.0665 | 0 | Commercial | [7 empty] | 3 | 0.85 |  |  |  | 0 | 3 | 0 | 0 | 0 | 0 | 0 | 0 | 0 | 0 | 0 | 0 | 2009 Qtr 1: 3; 2009 Qtr 2: 0; 2009 Qtr 3: 0; 2009 Qtr 4: 0; 2010 Qtr 1: 0; 2010 Qtr 2: 0; 2010 Qtr 3: 0; 2010 Qtr 4: 0; 2011 Qtr 1: 0; 2011 Qtr 2: 0; 2011 Qtr 3: 0; 2011 Qtr 4: 0 | 3
0 | 253142-Commercial HVAC Diagnostic/Tune-up Com All CZ10 VintAll |  | System | Commercial | 01-ALC-AllCommercial-Cooling | 0 |  |  |  |  | 45.3009 | 0 | 55.3 | 0 | 0 | -9.9991 | 214 |  | kWh | 0.15 | 0 | Commercial | [7 empty] | 10 | 0.85 |  |  |  | 0 | 2 | 0 | 0 | 0 | 0 | 0 | 0 | 0 | 0 | 0 | 0 | 2009 Qtr 1: 2; 2009 Qtr 2: 0; 2009 Qtr 3: 0; 2009 Qtr 4: 0; 2010 Qtr 1: 0; 2010 Qtr 2: 0; 2010 Qtr 3: 0; 2010 Qtr 4: 0; 2011 Qtr 1: 0; 2011 Qtr 2: 0; 2011 Qtr 3: 0; 2011 Qtr 4: 0 | 2
0 | 253145-Commercial Condensor Coil Cleaning (all units - savings at 50% of DEER) Com All CZ10 VintAll |  | System | Commercial | 01-ALC-AllCommercial-Cooling | 0 |  |  |  |  | 10 | 0 | 10 | 0 | 0 | 0 | 74 |  | kWh | 0.0665 | 0 | Commercial | [7 empty] | 3 | 0.85 |  |  |  | 0 | 2 | 0 | 0 | 0 | 0 | 0 | 0 | 0 | 0 | 0 | 0 | 2009 Qtr 1: 2; 2009 Qtr 2: 0; 2009 Qtr 3: 0; 2009 Qtr 4: 0; 2010 Qtr 1: 0; 2010 Qtr 2: 0; 2010 Qtr 3: 0; 2010 Qtr 4: 0; 2011 Qtr 1: 0; 2011 Qtr 2: 0; 2011 Qtr 3: 0; 2011 Qtr 4: 0 | 2
0 | 253142-Commercial HVAC Diagnostic/Tune-up Com All CZ10 VintAll |  | System | Commercial | 01-ALC-AllCommercial-Cooling | 0 |  |  |  |  | 45.3009 | 0 | 35 | 0 | 0 | 10.3009 | 214 |  | kWh | 0.15 | 0 | Commercial | [7 empty] | 10 | 0.85 |  |  |  | 0 | 3 | 0 | 0 | 0 | 0 | 0 | 0 | 0 | 0 | 0 | 0 | 2009 Qtr 1: 3; 2009 Qtr 2: 0; 2009 Qtr 3: 0; 2009 Qtr 4: 0; 2010 Qtr 1: 0; 2010 Qtr 2: 0; 2010 Qtr 3: 0; 2010 Qtr 4: 0; 2011 Qtr 1: 0; 2011 Qtr 2: 0; 2011 Qtr 3: 0; 2011 Qtr 4: 0 | 3
0 | 253145-Commercial Condensor Coil Cleaning (all units - savings at 50% of DEER) Com All CZ10 VintAll |  | System | Commercial | 01-ALC-AllCommercial-Cooling | 0 |  |  |  |  | 10 | 0 | 18 | 0 | 0 | -8 | 74 |  | kWh | 0.0665 | 0 | Commercial | [7 empty] | 3 | 0.85 |  |  |  | 0 | 3 | 0 | 0 | 0 | 0 | 0 | 0 | 0 | 0 | 0 | 0 | 2009 Qtr 1: 3; 2009 Qtr 2: 0; 2009 Qtr 3: 0; 2009 Qtr 4: 0; 2010 Qtr 1: 0; 2010 Qtr 2: 0; 2010 Qtr 3: 0; 2010 Qtr 4: 0; 2011 Qtr 1: 0; 2011 Qtr 2: 0; 2011 Qtr 3: 0; 2011 Qtr 4: 0 | 3
0 | 253142-Commercial HVAC Diagnostic/Tune-up Com All CZ10 VintAll |  | System | Commercial | 01-ALC-AllCommercial-Cooling | 0 |  |  |  |  | 45.3009 | 0 | 35 | 0 | 0 | 10.3009 | 214 |  | kWh | 0.15 | 0 | Commercial | [7 empty] | 10 | 0.85 |  |  |  | 0 | 3 | 0 | 0 | 0 | 0 | 0 | 0 | 0 | 0 | 0 | 0 | 2009 Qtr 1: 3; 2009 Qtr 2: 0; 2009 Qtr 3: 0; 2009 Qtr 4: 0; 2010 Qtr 1: 0; 2010 Qtr 2: 0; 2010 Qtr 3: 0; 2010 Qtr 4: 0; 2011 Qtr 1: 0; 2011 Qtr 2: 0; 2011 Qtr 3: 0; 2011 Qtr 4: 0 | 3
0 | 253145-Commercial Condensor Coil Cleaning (all units - savings at 50% of DEER) Com All CZ10 VintAll |  | System | Commercial | 01-ALC-AllCommercial-Cooling | 0 |  |  |  |  | 10 | 0 | 18 | 0 | 0 | -8 | 74 |  | kWh | 0.0665 | 0 | Commercial | [7 empty] | 3 | 0.85 |  |  |  | 0 | 3 | 0 | 0 | 0 | 0 | 0 | 0 | 0 | 0 | 0 | 0 | 2009 Qtr 1: 3; 2009 Qtr 2: 0; 2009 Qtr 3: 0; 2009 Qtr 4: 0; 2010 Qtr 1: 0; 2010 Qtr 2: 0; 2010 Qtr 3: 0; 2010 Qtr 4: 0; 2011 Qtr 1: 0; 2011 Qtr 2: 0; 2011 Qtr 3: 0; 2011 Qtr 4: 0 | 3
0 | 253142-Commercial HVAC Diagnostic/Tune-up Com All CZ10 VintAll |  | System | Commercial | 01-ALC-AllCommercial-Cooling | 0 |  |  |  |  | 45.3009 | 0 | 35 | 0 | 0 | 10.3009 | 214 |  | kWh | 0.15 | 0 | Commercial | [7 empty] | 10 | 0.85 |  |  |  | 0 | 3 | 0 | 0 | 0 | 0 | 0 | 0 | 0 | 0 | 0 | 0 | 2009 Qtr 1: 3; 2009 Qtr 2: 0; 2009 Qtr 3: 0; 2009 Qtr 4: 0; 2010 Qtr 1: 0; 2010 Qtr 2: 0; 2010 Qtr 3: 0; 2010 Qtr 4: 0; 2011 Qtr 1: 0; 2011 Qtr 2: 0; 2011 Qtr 3: 0; 2011 Qtr 4: 0 | 3
0 | 253145-Commercial Condensor Coil Cleaning (all units - savings at 50% of DEER) Com All CZ10 VintAll |  | System | Commercial | 01-ALC-AllCommercial-Cooling | 0 |  |  |  |  | 10 | 0 | 18 | 0 | 0 | -8 | 74 |  | kWh | 0.0665 | 0 | Commercial | [7 empty] | 3 | 0.85 |  |  |  | 0 | 3 | 0 | 0 | 0 | 0 | 0 | 0 | 0 | 0 | 0 | 0 | 2009 Qtr 1: 3; 2009 Qtr 2: 0; 2009 Qtr 3: 0; 2009 Qtr 4: 0; 2010 Qtr 1: 0; 2010 Qtr 2: 0; 2010 Qtr 3: 0; 2010 Qtr 4: 0; 2011 Qtr 1: 0; 2011 Qtr 2: 0; 2011 Qtr 3: 0; 2011 Qtr 4: 0 | 3
0 | 253142-Commercial HVAC Diagnostic/Tune-up Com All CZ10 VintAll |  | System | Commercial | 01-ALC-AllCommercial-Cooling | 0 |  |  |  |  | 45.3009 | 0 | 82.95 | 0 | 0 | -37.6491 | 214 |  | kWh | 0.15 | 0 | Commercial | [7 empty] | 10 | 0.85 |  |  |  | 0 | 1 | 0 | 0 | 0 | 0 | 0 | 0 | 0 | 0 | 0 | 0 | 2009 Qtr 1: 1; 2009 Qtr 2: 0; 2009 Qtr 3: 0; 2009 Qtr 4: 0; 2010 Qtr 1: 0; 2010 Qtr 2: 0; 2010 Qtr 3: 0; 2010 Qtr 4: 0; 2011 Qtr 1: 0; 2011 Qtr 2: 0; 2011 Qtr 3: 0; 2011 Qtr 4: 0 | 1
0 | 253145-Commercial Condensor Coil Cleaning (all units - savings at 50% of DEER) Com All CZ10 VintAll |  | System | Commercial | 01-ALC-AllCommercial-Cooling | 0 |  |  |  |  | 10 | 0 | 15 | 0 | 0 | -5 | 74 |  | kWh | 0.0665 | 0 | Commercial | [7 empty] | 3 | 0.85 |  |  |  | 0 | 1 | 0 | 0 | 0 | 0 | 0 | 0 | 0 | 0 | 0 | 0 | 2009 Qtr 1: 1; 2009 Qtr 2: 0; 2009 Qtr 3: 0; 2009 Qtr 4: 0; 2010 Qtr 1: 0; 2010 Qtr 2: 0; 2010 Qtr 3: 0; 2010 Qtr 4: 0; 2011 Qtr 1: 0; 2011 Qtr 2: 0; 2011 Qtr 3: 0; 2011 Qtr 4: 0 | 1
0 | 253142-Commercial HVAC Diagnostic/Tune-up Com All CZ10 VintAll |  | System | Commercial | 01-ALC-AllCommercial-Cooling | 0 |  |  |  |  | 45.3009 | 0 | 35 | 0 | 0 | 10.3009 | 214 |  | kWh | 0.15 | 0 | Commercial | [7 empty] | 10 | 0.85 |  |  |  | 0 | 3 | 0 | 0 | 0 | 0 | 0 | 0 | 0 | 0 | 0 | 0 | 2009 Qtr 1: 3; 2009 Qtr 2: 0; 2009 Qtr 3: 0; 2009 Qtr 4: 0; 2010 Qtr 1: 0; 2010 Qtr 2: 0; 2010 Qtr 3: 0; 2010 Qtr 4: 0; 2011 Qtr 1: 0; 2011 Qtr 2: 0; 2011 Qtr 3: 0; 2011 Qtr 4: 0 | 3
0 | 253145-Commercial Condensor Coil Cleaning (all units - savings at 50% of DEER) Com All CZ10 VintAll |  | System | Commercial | 01-ALC-AllCommercial-Cooling | 0 |  |  |  |  | 10 | 0 | 18 | 0 | 0 | -8 | 74 |  | kWh | 0.0665 | 0 | Commercial | [7 empty] | 3 | 0.85 |  |  |  | 0 | 3 | 0 | 0 | 0 | 0 | 0 | 0 | 0 | 0 | 0 | 0 | 2009 Qtr 1: 3; 2009 Qtr 2: 0; 2009 Qtr 3: 0; 2009 Qtr 4: 0; 2010 Qtr 1: 0; 2010 Qtr 2: 0; 2010 Qtr 3: 0; 2010 Qtr 4: 0; 2011 Qtr 1: 0; 2011 Qtr 2: 0; 2011 Qtr 3: 0; 2011 Qtr 4: 0 | 3
0 | 253142-Commercial HVAC Diagnostic/Tune-up Com All CZ10 VintAll |  | System | Commercial | 01-ALC-AllCommercial-Cooling | 0 |  |  |  |  | 45.3009 | 0 | 35 | 0 | 0 | 10.3009 | 214 |  | kWh | 0.15 | 0 | Commercial | [7 empty] | 10 | 0.85 |  |  |  | 0 | 3 | 0 | 0 | 0 | 0 | 0 | 0 | 0 | 0 | 0 | 0 | 2009 Qtr 1: 3; 2009 Qtr 2: 0; 2009 Qtr 3: 0; 2009 Qtr 4: 0; 2010 Qtr 1: 0; 2010 Qtr 2: 0; 2010 Qtr 3: 0; 2010 Qtr 4: 0; 2011 Qtr 1: 0; 2011 Qtr 2: 0; 2011 Qtr 3: 0; 2011 Qtr 4: 0 | 3
0 | 253145-Commercial Condensor Coil Cleaning (all units - savings at 50% of DEER) Com All CZ10 VintAll |  | System | Commercial | 01-ALC-AllCommercial-Cooling | 0 |  |  |  |  | 10 | 0 | 18 | 0 | 0 | -8 | 74 |  | kWh | 0.0665 | 0 | Commercial | [7 empty] | 3 | 0.85 |  |  |  | 0 | 3 | 0 | 0 | 0 | 0 | 0 | 0 | 0 | 0 | 0 | 0 | 2009 Qtr 1: 3; 2009 Qtr 2: 0; 2009 Qtr 3: 0; 2009 Qtr 4: 0; 2010 Qtr 1: 0; 2010 Qtr 2: 0; 2010 Qtr 3: 0; 2010 Qtr 4: 0; 2011 Qtr 1: 0; 2011 Qtr 2: 0; 2011 Qtr 3: 0; 2011 Qtr 4: 0 | 3
0 | 253142-Commercial HVAC Diagnostic/Tune-up Com All CZ10 VintAll |  | System | Commercial | 01-ALC-AllCommercial-Cooling | 0 |  |  |  |  | 45.3009 | 0 | 35 | 0 | 0 | 10.3009 | 214 |  | kWh | 0.15 | 0 | Commercial | [7 empty] | 10 | 0.85 |  |  |  | 0 | 3 | 0 | 0 | 0 | 0 | 0 | 0 | 0 | 0 | 0 | 0 | 2009 Qtr 1: 3; 2009 Qtr 2: 0; 2009 Qtr 3: 0; 2009 Qtr 4: 0; 2010 Qtr 1: 0; 2010 Qtr 2: 0; 2010 Qtr 3: 0; 2010 Qtr 4: 0; 2011 Qtr 1: 0; 2011 Qtr 2: 0; 2011 Qtr 3: 0; 2011 Qtr 4: 0 | 3
0 | 253145-Commercial Condensor Coil Cleaning (all units - savings at 50% of DEER) Com All CZ10 VintAll |  | System | Commercial | 01-ALC-AllCommercial-Cooling | 0 |  |  |  |  | 10 | 0 | 18 | 0 | 0 | -8 | 74 |  | kWh | 0.0665 | 0 | Commercial | [7 empty] | 3 | 0.85 |  |  |  | 0 | 3 | 0 | 0 | 0 | 0 | 0 | 0 | 0 | 0 | 0 | 0 | 2009 Qtr 1: 3; 2009 Qtr 2: 0; 2009 Qtr 3: 0; 2009 Qtr 4: 0; 2010 Qtr 1: 0; 2010 Qtr 2: 0; 2010 Qtr 3: 0; 2010 Qtr 4: 0; 2011 Qtr 1: 0; 2011 Qtr 2: 0; 2011 Qtr 3: 0; 2011 Qtr 4: 0 | 3
0 | 253142-Commercial HVAC Diagnostic/Tune-up Com All CZ10 VintAll |  | System | Commercial | 01-ALC-AllCommercial-Cooling | 0 |  |  |  |  | 45.3009 | 0 | 35 | 0 | 0 | 10.3009 | 214 |  | kWh | 0.15 | 0 | Commercial | [7 empty] | 10 | 0.85 |  |  |  | 0 | 3 | 0 | 0 | 0 | 0 | 0 | 0 | 0 | 0 | 0 | 0 | 2009 Qtr 1: 3; 2009 Qtr 2: 0; 2009 Qtr 3: 0; 2009 Qtr 4: 0; 2010 Qtr 1: 0; 2010 Qtr 2: 0; 2010 Qtr 3: 0; 2010 Qtr 4: 0; 2011 Qtr 1: 0; 2011 Qtr 2: 0; 2011 Qtr 3: 0; 2011 Qtr 4: 0 | 3
0 | 253145-Commercial Condensor Coil Cleaning (all units - savings at 50% of DEER) Com All CZ10 VintAll |  | System | Commercial | 01-ALC-AllCommercial-Cooling | 0 |  |  |  |  | 10 | 0 | 18 | 0 | 0 | -8 | 74 |  | kWh | 0.0665 | 0 | Commercial | [7 empty] | 3 | 0.85 |  |  |  | 0 | 3 | 0 | 0 | 0 | 0 | 0 | 0 | 0 | 0 | 0 | 0 | 2009 Qtr 1: 3; 2009 Qtr 2: 0; 2009 Qtr 3: 0; 2009 Qtr 4: 0; 2010 Qtr 1: 0; 2010 Qtr 2: 0; 2010 Qtr 3: 0; 2010 Qtr 4: 0; 2011 Qtr 1: 0; 2011 Qtr 2: 0; 2011 Qtr 3: 0; 2011 Qtr 4: 0 | 3
0 | 253142-Commercial HVAC Diagnostic/Tune-up Com All CZ10 VintAll |  | System | Commercial | 01-ALC-AllCommercial-Cooling | 0 |  |  |  |  | 45.3009 | 0 | 35 | 0 | 0 | 10.3009 | 214 |  | kWh | 0.15 | 0 | Commercial | [7 empty] | 10 | 0.85 |  |  |  | 0 | 4 | 0 | 0 | 0 | 0 | 0 | 0 | 0 | 0 | 0 | 0 | 2009 Qtr 1: 4; 2009 Qtr 2: 0; 2009 Qtr 3: 0; 2009 Qtr 4: 0; 2010 Qtr 1: 0; 2010 Qtr 2: 0; 2010 Qtr 3: 0; 2010 Qtr 4: 0; 2011 Qtr 1: 0; 2011 Qtr 2: 0; 2011 Qtr 3: 0; 2011 Qtr 4: 0 | 4
0 | 253145-Commercial Condensor Coil Cleaning (all units - savings at 50% of DEER) Com All CZ10 VintAll |  | System | Commercial | 01-ALC-AllCommercial-Cooling | 0 |  |  |  |  | 10 | 0 | 18 | 0 | 0 | -8 | 74 |  | kWh | 0.0665 | 0 | Commercial | [7 empty] | 3 | 0.85 |  |  |  | 0 | 4 | 0 | 0 | 0 | 0 | 0 | 0 | 0 | 0 | 0 | 0 | 2009 Qtr 1: 4; 2009 Qtr 2: 0; 2009 Qtr 3: 0; 2009 Qtr 4: 0; 2010 Qtr 1: 0; 2010 Qtr 2: 0; 2010 Qtr 3: 0; 2010 Qtr 4: 0; 2011 Qtr 1: 0; 2011 Qtr 2: 0; 2011 Qtr 3: 0; 2011 Qtr 4: 0 | 4
0 | 253142-Commercial HVAC Diagnostic/Tune-up Com All CZ10 VintAll |  | System | Commercial | 01-ALC-AllCommercial-Cooling | 0 |  |  |  |  | 45.3009 | 0 | 55.3 | 0 | 0 | -9.9991 | 214 |  | kWh | 0.15 | 0 | Commercial | [7 empty] | 10 | 0.85 |  |  |  | 0 | 3 | 0 | 0 | 0 | 0 | 0 | 0 | 0 | 0 | 0 | 0 | 2009 Qtr 1: 3; 2009 Qtr 2: 0; 2009 Qtr 3: 0; 2009 Qtr 4: 0; 2010 Qtr 1: 0; 2010 Qtr 2: 0; 2010 Qtr 3: 0; 2010 Qtr 4: 0; 2011 Qtr 1: 0; 2011 Qtr 2: 0; 2011 Qtr 3: 0; 2011 Qtr 4: 0 | 3
0 | 253145-Commercial Condensor Coil Cleaning (all units - savings at 50% of DEER) Com All CZ10 VintAll |  | System | Commercial | 01-ALC-AllCommercial-Cooling | 0 |  |  |  |  | 10 | 0 | 10 | 0 | 0 | 0 | 74 |  | kWh | 0.0665 | 0 | Commercial | [7 empty] | 3 | 0.85 |  |  |  | 0 | 3 | 0 | 0 | 0 | 0 | 0 | 0 | 0 | 0 | 0 | 0 | 2009 Qtr 1: 3; 2009 Qtr 2: 0; 2009 Qtr 3: 0; 2009 Qtr 4: 0; 2010 Qtr 1: 0; 2010 Qtr 2: 0; 2010 Qtr 3: 0; 2010 Qtr 4: 0; 2011 Qtr 1: 0; 2011 Qtr 2: 0; 2011 Qtr 3: 0; 2011 Qtr 4: 0 | 3
0 | 253142-Commercial HVAC Diagnostic/Tune-up Com All CZ10 VintAll |  | System | Commercial | 01-ALC-AllCommercial-Cooling | 0 |  |  |  |  | 45.3009 | 0 | 55.3 | 0 | 0 | -9.9991 | 214 |  | kWh | 0.15 | 0 | Commercial | [7 empty] | 10 | 0.85 |  |  |  | 0 | 3 | 0 | 0 | 0 | 0 | 0 | 0 | 0 | 0 | 0 | 0 | 2009 Qtr 1: 3; 2009 Qtr 2: 0; 2009 Qtr 3: 0; 2009 Qtr 4: 0; 2010 Qtr 1: 0; 2010 Qtr 2: 0; 2010 Qtr 3: 0; 2010 Qtr 4: 0; 2011 Qtr 1: 0; 2011 Qtr 2: 0; 2011 Qtr 3: 0; 2011 Qtr 4: 0 | 3
0 | 253145-Commercial Condensor Coil Cleaning (all units - savings at 50% of DEER) Com All CZ10 VintAll |  | System | Commercial | 01-ALC-AllCommercial-Cooling | 0 |  |  |  |  | 10 | 0 | 10 | 0 | 0 | 0 | 74 |  | kWh | 0.0665 | 0 | Commercial | [7 empty] | 3 | 0.85 |  |  |  | 0 | 3 | 0 | 0 | 0 | 0 | 0 | 0 | 0 | 0 | 0 | 0 | 2009 Qtr 1: 3; 2009 Qtr 2: 0; 2009 Qtr 3: 0; 2009 Qtr 4: 0; 2010 Qtr 1: 0; 2010 Qtr 2: 0; 2010 Qtr 3: 0; 2010 Qtr 4: 0; 2011 Qtr 1: 0; 2011 Qtr 2: 0; 2011 Qtr 3: 0; 2011 Qtr 4: 0 | 3
0 | 253142-Commercial HVAC Diagnostic/Tune-up Com All CZ10 VintAll |  | System | Commercial | 01-ALC-AllCommercial-Cooling | 0 |  |  |  |  | 45.3009 | 0 | 35 | 0 | 0 | 10.3009 | 214 |  | kWh | 0.15 | 0 | Commercial | [7 empty] | 10 | 0.85 |  |  |  | 0 | 4 | 0 | 0 | 0 | 0 | 0 | 0 | 0 | 0 | 0 | 0 | 2009 Qtr 1: 4; 2009 Qtr 2: 0; 2009 Qtr 3: 0; 2009 Qtr 4: 0; 2010 Qtr 1: 0; 2010 Qtr 2: 0; 2010 Qtr 3: 0; 2010 Qtr 4: 0; 2011 Qtr 1: 0; 2011 Qtr 2: 0; 2011 Qtr 3: 0; 2011 Qtr 4: 0 | 4
0 | 253145-Commercial Condensor Coil Cleaning (all units - savings at 50% of DEER) Com All CZ10 VintAll |  | System | Commercial | 01-ALC-AllCommercial-Cooling | 0 |  |  |  |  | 10 | 0 | 18 | 0 | 0 | -8 | 74 |  | kWh | 0.0665 | 0 | Commercial | [7 empty] | 3 | 0.85 |  |  |  | 0 | 4 | 0 | 0 | 0 | 0 | 0 | 0 | 0 | 0 | 0 | 0 | 2009 Qtr 1: 4; 2009 Qtr 2: 0; 2009 Qtr 3: 0; 2009 Qtr 4: 0; 2010 Qtr 1: 0; 2010 Qtr 2: 0; 2010 Qtr 3: 0; 2010 Qtr 4: 0; 2011 Qtr 1: 0; 2011 Qtr 2: 0; 2011 Qtr 3: 0; 2011 Qtr 4: 0 | 4
0 | 253142-Commercial HVAC Diagnostic/Tune-up Com All CZ10 VintAll |  | System | Commercial | 01-ALC-AllCommercial-Cooling | 0 |  |  |  |  | 45.3009 | 0 | 35 | 0 | 0 | 10.3009 | 214 |  | kWh | 0.15 | 0 | Commercial | [7 empty] | 10 | 0.85 |  |  |  | 0 | 3 | 0 | 0 | 0 | 0 | 0 | 0 | 0 | 0 | 0 | 0 | 2009 Qtr 1: 3; 2009 Qtr 2: 0; 2009 Qtr 3: 0; 2009 Qtr 4: 0; 2010 Qtr 1: 0; 2010 Qtr 2: 0; 2010 Qtr 3: 0; 2010 Qtr 4: 0; 2011 Qtr 1: 0; 2011 Qtr 2: 0; 2011 Qtr 3: 0; 2011 Qtr 4: 0 | 3
0 | 253145-Commercial Condensor Coil Cleaning (all units - savings at 50% of DEER) Com All CZ10 VintAll |  | System | Commercial | 01-ALC-AllCommercial-Cooling | 0 |  |  |  |  | 10 | 0 | 18 | 0 | 0 | -8 | 74 |  | kWh | 0.0665 | 0 | Commercial | [7 empty] | 3 | 0.85 |  |  |  | 0 | 3 | 0 | 0 | 0 | 0 | 0 | 0 | 0 | 0 | 0 | 0 | 2009 Qtr 1: 3; 2009 Qtr 2: 0; 2009 Qtr 3: 0; 2009 Qtr 4: 0; 2010 Qtr 1: 0; 2010 Qtr 2: 0; 2010 Qtr 3: 0; 2010 Qtr 4: 0; 2011 Qtr 1: 0; 2011 Qtr 2: 0; 2011 Qtr 3: 0; 2011 Qtr 4: 0 | 3
0 | 253142-Commercial HVAC Diagnostic/Tune-up Com All CZ10 VintAll |  | System | Commercial | 01-ALC-AllCommercial-Cooling | 0 |  |  |  |  | 45.3009 | 0 | 35 | 0 | 0 | 10.3009 | 214 |  | kWh | 0.15 | 0 | Commercial | [7 empty] | 10 | 0.85 |  |  |  | 0 | 3 | 0 | 0 | 0 | 0 | 0 | 0 | 0 | 0 | 0 | 0 | 2009 Qtr 1: 3; 2009 Qtr 2: 0; 2009 Qtr 3: 0; 2009 Qtr 4: 0; 2010 Qtr 1: 0; 2010 Qtr 2: 0; 2010 Qtr 3: 0; 2010 Qtr 4: 0; 2011 Qtr 1: 0; 2011 Qtr 2: 0; 2011 Qtr 3: 0; 2011 Qtr 4: 0 | 3
0 | 253145-Commercial Condensor Coil Cleaning (all units - savings at 50% of DEER) Com All CZ10 VintAll |  | System | Commercial | 01-ALC-AllCommercial-Cooling | 0 |  |  |  |  | 10 | 0 | 18 | 0 | 0 | -8 | 74 |  | kWh | 0.0665 | 0 | Commercial | [7 empty] | 3 | 0.85 |  |  |  | 0 | 3 | 0 | 0 | 0 | 0 | 0 | 0 | 0 | 0 | 0 | 0 | 2009 Qtr 1: 3; 2009 Qtr 2: 0; 2009 Qtr 3: 0; 2009 Qtr 4: 0; 2010 Qtr 1: 0; 2010 Qtr 2: 0; 2010 Qtr 3: 0; 2010 Qtr 4: 0; 2011 Qtr 1: 0; 2011 Qtr 2: 0; 2011 Qtr 3: 0; 2011 Qtr 4: 0 | 3
0 | 253142-Commercial HVAC Diagnostic/Tune-up Com All CZ10 VintAll |  | System | Commercial | 01-ALC-AllCommercial-Cooling | 0 |  |  |  |  | 45.3009 | 0 | 35 | 0 | 0 | 10.3009 | 214 |  | kWh | 0.15 | 0 | Commercial | [7 empty] | 10 | 0.85 |  |  |  | 0 | 3 | 0 | 0 | 0 | 0 | 0 | 0 | 0 | 0 | 0 | 0 | 2009 Qtr 1: 3; 2009 Qtr 2: 0; 2009 Qtr 3: 0; 2009 Qtr 4: 0; 2010 Qtr 1: 0; 2010 Qtr 2: 0; 2010 Qtr 3: 0; 2010 Qtr 4: 0; 2011 Qtr 1: 0; 2011 Qtr 2: 0; 2011 Qtr 3: 0; 2011 Qtr 4: 0 | 3
0 | 253145-Commercial Condensor Coil Cleaning (all units - savings at 50% of DEER) Com All CZ10 VintAll |  | System | Commercial | 01-ALC-AllCommercial-Cooling | 0 |  |  |  |  | 10 | 0 | 18 | 0 | 0 | -8 | 74 |  | kWh | 0.0665 | 0 | Commercial | [7 empty] | 3 | 0.85 |  |  |  | 0 | 3 | 0 | 0 | 0 | 0 | 0 | 0 | 0 | 0 | 0 | 0 | 2009 Qtr 1: 3; 2009 Qtr 2: 0; 2009 Qtr 3: 0; 2009 Qtr 4: 0; 2010 Qtr 1: 0; 2010 Qtr 2: 0; 2010 Qtr 3: 0; 2010 Qtr 4: 0; 2011 Qtr 1: 0; 2011 Qtr 2: 0; 2011 Qtr 3: 0; 2011 Qtr 4: 0 | 3
0 | 253142-Commercial HVAC Diagnostic/Tune-up Com All CZ10 VintAll |  | System | Commercial | 01-ALC-AllCommercial-Cooling | 0 |  |  |  |  | 45.3009 | 0 | 35 | 0 | 0 | 10.3009 | 214 |  | kWh | 0.15 | 0 | Commercial | [7 empty] | 10 | 0.85 |  |  |  | 0 | 3 | 0 | 0 | 0 | 0 | 0 | 0 | 0 | 0 | 0 | 0 | 2009 Qtr 1: 3; 2009 Qtr 2: 0; 2009 Qtr 3: 0; 2009 Qtr 4: 0; 2010 Qtr 1: 0; 2010 Qtr 2: 0; 2010 Qtr 3: 0; 2010 Qtr 4: 0; 2011 Qtr 1: 0; 2011 Qtr 2: 0; 2011 Qtr 3: 0; 2011 Qtr 4: 0 | 3
0 | 253145-Commercial Condensor Coil Cleaning (all units - savings at 50% of DEER) Com All CZ10 VintAll |  | System | Commercial | 01-ALC-AllCommercial-Cooling | 0 |  |  |  |  | 10 | 0 | 18 | 0 | 0 | -8 | 74 |  | kWh | 0.0665 | 0 | Commercial | [7 empty] | 3 | 0.85 |  |  |  | 0 | 3 | 0 | 0 | 0 | 0 | 0 | 0 | 0 | 0 | 0 | 0 | 2009 Qtr 1: 3; 2009 Qtr 2: 0; 2009 Qtr 3: 0; 2009 Qtr 4: 0; 2010 Qtr 1: 0; 2010 Qtr 2: 0; 2010 Qtr 3: 0; 2010 Qtr 4: 0; 2011 Qtr 1: 0; 2011 Qtr 2: 0; 2011 Qtr 3: 0; 2011 Qtr 4: 0 | 3
0 | 253142-Commercial HVAC Diagnostic/Tune-up Com All CZ10 VintAll |  | System | Commercial | 01-ALC-AllCommercial-Cooling | 0 |  |  |  |  | 45.3009 | 0 | 35 | 0 | 0 | 10.3009 | 214 |  | kWh | 0.15 | 0 | Commercial | [7 empty] | 10 | 0.85 |  |  |  | 0 | 3 | 0 | 0 | 0 | 0 | 0 | 0 | 0 | 0 | 0 | 0 | 2009 Qtr 1: 3; 2009 Qtr 2: 0; 2009 Qtr 3: 0; 2009 Qtr 4: 0; 2010 Qtr 1: 0; 2010 Qtr 2: 0; 2010 Qtr 3: 0; 2010 Qtr 4: 0; 2011 Qtr 1: 0; 2011 Qtr 2: 0; 2011 Qtr 3: 0; 2011 Qtr 4: 0 | 3
0 | 253145-Commercial Condensor Coil Cleaning (all units - savings at 50% of DEER) Com All CZ10 VintAll |  | System | Commercial | 01-ALC-AllCommercial-Cooling | 0 |  |  |  |  | 10 | 0 | 18 | 0 | 0 | -8 | 74 |  | kWh | 0.0665 | 0 | Commercial | [7 empty] | 3 | 0.85 |  |  |  | 0 | 3 | 0 | 0 | 0 | 0 | 0 | 0 | 0 | 0 | 0 | 0 | 2009 Qtr 1: 3; 2009 Qtr 2: 0; 2009 Qtr 3: 0; 2009 Qtr 4: 0; 2010 Qtr 1: 0; 2010 Qtr 2: 0; 2010 Qtr 3: 0; 2010 Qtr 4: 0; 2011 Qtr 1: 0; 2011 Qtr 2: 0; 2011 Qtr 3: 0; 2011 Qtr 4: 0 | 3
0 | 253142-Commercial HVAC Diagnostic/Tune-up Com All CZ10 VintAll |  | System | Commercial | 01-ALC-AllCommercial-Cooling | 0 |  |  |  |  | 45.3009 | 0 | 35 | 0 | 0 | 10.3009 | 214 |  | kWh | 0.15 | 0 | Commercial | [7 empty] | 10 | 0.85 |  |  |  | 0 | 3 | 0 | 0 | 0 | 0 | 0 | 0 | 0 | 0 | 0 | 0 | 2009 Qtr 1: 3; 2009 Qtr 2: 0; 2009 Qtr 3: 0; 2009 Qtr 4: 0; 2010 Qtr 1: 0; 2010 Qtr 2: 0; 2010 Qtr 3: 0; 2010 Qtr 4: 0; 2011 Qtr 1: 0; 2011 Qtr 2: 0; 2011 Qtr 3: 0; 2011 Qtr 4: 0 | 3
0 | 253145-Commercial Condensor Coil Cleaning (all units - savings at 50% of DEER) Com All CZ10 VintAll |  | System | Commercial | 01-ALC-AllCommercial-Cooling | 0 |  |  |  |  | 10 | 0 | 18 | 0 | 0 | -8 | 74 |  | kWh | 0.0665 | 0 | Commercial | [7 empty] | 3 | 0.85 |  |  |  | 0 | 3 | 0 | 0 | 0 | 0 | 0 | 0 | 0 | 0 | 0 | 0 | 2009 Qtr 1: 3; 2009 Qtr 2: 0; 2009 Qtr 3: 0; 2009 Qtr 4: 0; 2010 Qtr 1: 0; 2010 Qtr 2: 0; 2010 Qtr 3: 0; 2010 Qtr 4: 0; 2011 Qtr 1: 0; 2011 Qtr 2: 0; 2011 Qtr 3: 0; 2011 Qtr 4: 0 | 3
0 | 253142-Commercial HVAC Diagnostic/Tune-up Com All CZ10 VintAll |  | System | Commercial | 01-ALC-AllCommercial-Cooling | 0 |  |  |  |  | 45.3009 | 0 | 35 | 0 | 0 | 10.3009 | 214 |  | kWh | 0.15 | 0 | Commercial | [7 empty] | 10 | 0.85 |  |  |  | 0 | 3 | 0 | 0 | 0 | 0 | 0 | 0 | 0 | 0 | 0 | 0 | 2009 Qtr 1: 3; 2009 Qtr 2: 0; 2009 Qtr 3: 0; 2009 Qtr 4: 0; 2010 Qtr 1: 0; 2010 Qtr 2: 0; 2010 Qtr 3: 0; 2010 Qtr 4: 0; 2011 Qtr 1: 0; 2011 Qtr 2: 0; 2011 Qtr 3: 0; 2011 Qtr 4: 0 | 3
0 | 253145-Commercial Condensor Coil Cleaning (all units - savings at 50% of DEER) Com All CZ10 VintAll |  | System | Commercial | 01-ALC-AllCommercial-Cooling | 0 |  |  |  |  | 10 | 0 | 18 | 0 | 0 | -8 | 74 |  | kWh | 0.0665 | 0 | Commercial | [7 empty] | 3 | 0.85 |  |  |  | 0 | 3 | 0 | 0 | 0 | 0 | 0 | 0 | 0 | 0 | 0 | 0 | 2009 Qtr 1: 3; 2009 Qtr 2: 0; 2009 Qtr 3: 0; 2009 Qtr 4: 0; 2010 Qtr 1: 0; 2010 Qtr 2: 0; 2010 Qtr 3: 0; 2010 Qtr 4: 0; 2011 Qtr 1: 0; 2011 Qtr 2: 0; 2011 Qtr 3: 0; 2011 Qtr 4: 0 | 3
0 | 253142-Commercial HVAC Diagnostic/Tune-up Com All CZ10 VintAll |  | System | Commercial | 01-ALC-AllCommercial-Cooling | 0 |  |  |  |  | 45.3009 | 0 | 35 | 0 | 0 | 10.3009 | 214 |  | kWh | 0.15 | 0 | Commercial | [7 empty] | 10 | 0.85 |  |  |  | 0 | 3 | 0 | 0 | 0 | 0 | 0 | 0 | 0 | 0 | 0 | 0 | 2009 Qtr 1: 3; 2009 Qtr 2: 0; 2009 Qtr 3: 0; 2009 Qtr 4: 0; 2010 Qtr 1: 0; 2010 Qtr 2: 0; 2010 Qtr 3: 0; 2010 Qtr 4: 0; 2011 Qtr 1: 0; 2011 Qtr 2: 0; 2011 Qtr 3: 0; 2011 Qtr 4: 0 | 3
0 | 253145-Commercial Condensor Coil Cleaning (all units - savings at 50% of DEER) Com All CZ10 VintAll |  | System | Commercial | 01-ALC-AllCommercial-Cooling | 0 |  |  |  |  | 10 | 0 | 18 | 0 | 0 | -8 | 74 |  | kWh | 0.0665 | 0 | Commercial | [7 empty] | 3 | 0.85 |  |  |  | 0 | 3 | 0 | 0 | 0 | 0 | 0 | 0 | 0 | 0 | 0 | 0 | 2009 Qtr 1: 3; 2009 Qtr 2: 0; 2009 Qtr 3: 0; 2009 Qtr 4: 0; 2010 Qtr 1: 0; 2010 Qtr 2: 0; 2010 Qtr 3: 0; 2010 Qtr 4: 0; 2011 Qtr 1: 0; 2011 Qtr 2: 0; 2011 Qtr 3: 0; 2011 Qtr 4: 0 | 3
0 | 253142-Commercial HVAC Diagnostic/Tune-up Com All CZ10 VintAll |  | System | Commercial | 01-ALC-AllCommercial-Cooling | 0 |  |  |  |  | 45.3009 | 0 | 35 | 0 | 0 | 10.3009 | 214 |  | kWh | 0.15 | 0 | Commercial | [7 empty] | 10 | 0.85 |  |  |  | 0 | 3 | 0 | 0 | 0 | 0 | 0 | 0 | 0 | 0 | 0 | 0 | 2009 Qtr 1: 3; 2009 Qtr 2: 0; 2009 Qtr 3: 0; 2009 Qtr 4: 0; 2010 Qtr 1: 0; 2010 Qtr 2: 0; 2010 Qtr 3: 0; 2010 Qtr 4: 0; 2011 Qtr 1: 0; 2011 Qtr 2: 0; 2011 Qtr 3: 0; 2011 Qtr 4: 0 | 3
0 | 253145-Commercial Condensor Coil Cleaning (all units - savings at 50% of DEER) Com All CZ10 VintAll |  | System | Commercial | 01-ALC-AllCommercial-Cooling | 0 |  |  |  |  | 10 | 0 | 18 | 0 | 0 | -8 | 74 |  | kWh | 0.0665 | 0 | Commercial | [7 empty] | 3 | 0.85 |  |  |  | 0 | 3 | 0 | 0 | 0 | 0 | 0 | 0 | 0 | 0 | 0 | 0 | 2009 Qtr 1: 3; 2009 Qtr 2: 0; 2009 Qtr 3: 0; 2009 Qtr 4: 0; 2010 Qtr 1: 0; 2010 Qtr 2: 0; 2010 Qtr 3: 0; 2010 Qtr 4: 0; 2011 Qtr 1: 0; 2011 Qtr 2: 0; 2011 Qtr 3: 0; 2011 Qtr 4: 0 | 3
0 | 253142-Commercial HVAC Diagnostic/Tune-up Com All CZ10 VintAll |  | System | Commercial | 01-ALC-AllCommercial-Cooling | 0 |  |  |  |  | 45.3009 | 0 | 35 | 0 | 0 | 10.3009 | 214 |  | kWh | 0.15 | 0 | Commercial | [7 empty] | 10 | 0.85 |  |  |  | 0 | 3 | 0 | 0 | 0 | 0 | 0 | 0 | 0 | 0 | 0 | 0 | 2009 Qtr 1: 3; 2009 Qtr 2: 0; 2009 Qtr 3: 0; 2009 Qtr 4: 0; 2010 Qtr 1: 0; 2010 Qtr 2: 0; 2010 Qtr 3: 0; 2010 Qtr 4: 0; 2011 Qtr 1: 0; 2011 Qtr 2: 0; 2011 Qtr 3: 0; 2011 Qtr 4: 0 | 3
0 | 253145-Commercial Condensor Coil Cleaning (all units - savings at 50% of DEER) Com All CZ10 VintAll |  | System | Commercial | 01-ALC-AllCommercial-Cooling | 0 |  |  |  |  | 10 | 0 | 18 | 0 | 0 | -8 | 74 |  | kWh | 0.0665 | 0 | Commercial | [7 empty] | 3 | 0.85 |  |  |  | 0 | 3 | 0 | 0 | 0 | 0 | 0 | 0 | 0 | 0 | 0 | 0 | 2009 Qtr 1: 3; 2009 Qtr 2: 0; 2009 Qtr 3: 0; 2009 Qtr 4: 0; 2010 Qtr 1: 0; 2010 Qtr 2: 0; 2010 Qtr 3: 0; 2010 Qtr 4: 0; 2011 Qtr 1: 0; 2011 Qtr 2: 0; 2011 Qtr 3: 0; 2011 Qtr 4: 0 | 3
0 | 253142-Commercial HVAC Diagnostic/Tune-up Com All CZ10 VintAll |  | System | Commercial | 01-ALC-AllCommercial-Cooling | 0 |  |  |  |  | 45.3009 | 0 | 35 | 0 | 0 | 10.3009 | 214 |  | kWh | 0.15 | 0 | Commercial | [7 empty] | 10 | 0.85 |  |  |  | 0 | 3 | 0 | 0 | 0 | 0 | 0 | 0 | 0 | 0 | 0 | 0 | 2009 Qtr 1: 3; 2009 Qtr 2: 0; 2009 Qtr 3: 0; 2009 Qtr 4: 0; 2010 Qtr 1: 0; 2010 Qtr 2: 0; 2010 Qtr 3: 0; 2010 Qtr 4: 0; 2011 Qtr 1: 0; 2011 Qtr 2: 0; 2011 Qtr 3: 0; 2011 Qtr 4: 0 | 3
0 | 253145-Commercial Condensor Coil Cleaning (all units - savings at 50% of DEER) Com All CZ10 VintAll |  | System | Commercial | 01-ALC-AllCommercial-Cooling | 0 |  |  |  |  | 10 | 0 | 18 | 0 | 0 | -8 | 74 |  | kWh | 0.0665 | 0 | Commercial | [7 empty] | 3 | 0.85 |  |  |  | 0 | 3 | 0 | 0 | 0 | 0 | 0 | 0 | 0 | 0 | 0 | 0 | 2009 Qtr 1: 3; 2009 Qtr 2: 0; 2009 Qtr 3: 0; 2009 Qtr 4: 0; 2010 Qtr 1: 0; 2010 Qtr 2: 0; 2010 Qtr 3: 0; 2010 Qtr 4: 0; 2011 Qtr 1: 0; 2011 Qtr 2: 0; 2011 Qtr 3: 0; 2011 Qtr 4: 0 | 3
0 | 253142-Commercial HVAC Diagnostic/Tune-up Com All CZ10 VintAll |  | System | Commercial | 01-ALC-AllCommercial-Cooling | 0 |  |  |  |  | 45.3009 | 0 | 35 | 0 | 0 | 10.3009 | 214 |  | kWh | 0.15 | 0 | Commercial | [7 empty] | 10 | 0.85 |  |  |  | 0 | 4 | 0 | 0 | 0 | 0 | 0 | 0 | 0 | 0 | 0 | 0 | 2009 Qtr 1: 4; 2009 Qtr 2: 0; 2009 Qtr 3: 0; 2009 Qtr 4: 0; 2010 Qtr 1: 0; 2010 Qtr 2: 0; 2010 Qtr 3: 0; 2010 Qtr 4: 0; 2011 Qtr 1: 0; 2011 Qtr 2: 0; 2011 Qtr 3: 0; 2011 Qtr 4: 0 | 4
0 | 253145-Commercial Condensor Coil Cleaning (all units - savings at 50% of DEER) Com All CZ10 VintAll |  | System | Commercial | 01-ALC-AllCommercial-Cooling | 0 |  |  |  |  | 10 | 0 | 18 | 0 | 0 | -8 | 74 |  | kWh | 0.0665 | 0 | Commercial | [7 empty] | 3 | 0.85 |  |  |  | 0 | 4 | 0 | 0 | 0 | 0 | 0 | 0 | 0 | 0 | 0 | 0 | 2009 Qtr 1: 4; 2009 Qtr 2: 0; 2009 Qtr 3: 0; 2009 Qtr 4: 0; 2010 Qtr 1: 0; 2010 Qtr 2: 0; 2010 Qtr 3: 0; 2010 Qtr 4: 0; 2011 Qtr 1: 0; 2011 Qtr 2: 0; 2011 Qtr 3: 0; 2011 Qtr 4: 0 | 4
0 | 253142-Commercial HVAC Diagnostic/Tune-up Com All CZ10 VintAll |  | System | Commercial | 01-ALC-AllCommercial-Cooling | 0 |  |  |  |  | 45.3009 | 0 | 35 | 0 | 0 | 10.3009 | 214 |  | kWh | 0.15 | 0 | Commercial | [7 empty] | 10 | 0.85 |  |  |  | 0 | 5 | 0 | 0 | 0 | 0 | 0 | 0 | 0 | 0 | 0 | 0 | 2009 Qtr 1: 5; 2009 Qtr 2: 0; 2009 Qtr 3: 0; 2009 Qtr 4: 0; 2010 Qtr 1: 0; 2010 Qtr 2: 0; 2010 Qtr 3: 0; 2010 Qtr 4: 0; 2011 Qtr 1: 0; 2011 Qtr 2: 0; 2011 Qtr 3: 0; 2011 Qtr 4: 0 | 5
0 | 253145-Commercial Condensor Coil Cleaning (all units - savings at 50% of DEER) Com All CZ10 VintAll |  | System | Commercial | 01-ALC-AllCommercial-Cooling | 0 |  |  |  |  | 10 | 0 | 18 | 0 | 0 | -8 | 74 |  | kWh | 0.0665 | 0 | Commercial | [7 empty] | 3 | 0.85 |  |  |  | 0 | 5 | 0 | 0 | 0 | 0 | 0 | 0 | 0 | 0 | 0 | 0 | 2009 Qtr 1: 5; 2009 Qtr 2: 0; 2009 Qtr 3: 0; 2009 Qtr 4: 0; 2010 Qtr 1: 0; 2010 Qtr 2: 0; 2010 Qtr 3: 0; 2010 Qtr 4: 0; 2011 Qtr 1: 0; 2011 Qtr 2: 0; 2011 Qtr 3: 0; 2011 Qtr 4: 0 | 5
0 | 253142-Commercial HVAC Diagnostic/Tune-up Com All CZ10 VintAll |  | System | Commercial | 01-ALC-AllCommercial-Cooling | 0 |  |  |  |  | 45.3009 | 0 | 35 | 0 | 0 | 10.3009 | 214 |  | kWh | 0.15 | 0 | Commercial | [7 empty] | 10 | 0.85 |  |  |  | 0 | 5 | 0 | 0 | 0 | 0 | 0 | 0 | 0 | 0 | 0 | 0 | 2009 Qtr 1: 5; 2009 Qtr 2: 0; 2009 Qtr 3: 0; 2009 Qtr 4: 0; 2010 Qtr 1: 0; 2010 Qtr 2: 0; 2010 Qtr 3: 0; 2010 Qtr 4: 0; 2011 Qtr 1: 0; 2011 Qtr 2: 0; 2011 Qtr 3: 0; 2011 Qtr 4: 0 | 5
0 | 253145-Commercial Condensor Coil Cleaning (all units - savings at 50% of DEER) Com All CZ10 VintAll |  | System | Commercial | 01-ALC-AllCommercial-Cooling | 0 |  |  |  |  | 10 | 0 | 18 | 0 | 0 | -8 | 74 |  | kWh | 0.0665 | 0 | Commercial | [7 empty] | 3 | 0.85 |  |  |  | 0 | 5 | 0 | 0 | 0 | 0 | 0 | 0 | 0 | 0 | 0 | 0 | 2009 Qtr 1: 5; 2009 Qtr 2: 0; 2009 Qtr 3: 0; 2009 Qtr 4: 0; 2010 Qtr 1: 0; 2010 Qtr 2: 0; 2010 Qtr 3: 0; 2010 Qtr 4: 0; 2011 Qtr 1: 0; 2011 Qtr 2: 0; 2011 Qtr 3: 0; 2011 Qtr 4: 0 | 5
0 | 253142-Commercial HVAC Diagnostic/Tune-up Com All CZ10 VintAll |  | System | Commercial | 01-ALC-AllCommercial-Cooling | 0 |  |  |  |  | 45.3009 | 0 | 35 | 0 | 0 | 10.3009 | 214 |  | kWh | 0.15 | 0 | Commercial | [7 empty] | 10 | 0.85 |  |  |  | 0 | 5 | 0 | 0 | 0 | 0 | 0 | 0 | 0 | 0 | 0 | 0 | 2009 Qtr 1: 5; 2009 Qtr 2: 0; 2009 Qtr 3: 0; 2009 Qtr 4: 0; 2010 Qtr 1: 0; 2010 Qtr 2: 0; 2010 Qtr 3: 0; 2010 Qtr 4: 0; 2011 Qtr 1: 0; 2011 Qtr 2: 0; 2011 Qtr 3: 0; 2011 Qtr 4: 0 | 5
0 | 253145-Commercial Condensor Coil Cleaning (all units - savings at 50% of DEER) Com All CZ10 VintAll |  | System | Commercial | 01-ALC-AllCommercial-Cooling | 0 |  |  |  |  | 10 | 0 | 18 | 0 | 0 | -8 | 74 |  | kWh | 0.0665 | 0 | Commercial | [7 empty] | 3 | 0.85 |  |  |  | 0 | 5 | 0 | 0 | 0 | 0 | 0 | 0 | 0 | 0 | 0 | 0 | 2009 Qtr 1: 5; 2009 Qtr 2: 0; 2009 Qtr 3: 0; 2009 Qtr 4: 0; 2010 Qtr 1: 0; 2010 Qtr 2: 0; 2010 Qtr 3: 0; 2010 Qtr 4: 0; 2011 Qtr 1: 0; 2011 Qtr 2: 0; 2011 Qtr 3: 0; 2011 Qtr 4: 0 | 5
0 | 253145-Commercial Condensor Coil Cleaning (all units - savings at 50% of DEER) Com All CZ10 VintAll |  | System | Commercial | 01-ALC-AllCommercial-Cooling | 0 |  |  |  |  | 10 | 0 | 18 | 0 | 0 | -8 | 74 |  | kWh | 0.0665 | 0 | Commercial | [7 empty] | 3 | 0.85 |  |  |  | 0 | 24 | 0 | 0 | 0 | 0 | 0 | 0 | 0 | 0 | 0 | 0 | 2009 Qtr 1: 24; 2009 Qtr 2: 0; 2009 Qtr 3: 0; 2009 Qtr 4: 0; 2010 Qtr 1: 0; 2010 Qtr 2: 0; 2010 Qtr 3: 0; 2010 Qtr 4: 0; 2011 Qtr 1: 0; 2011 Qtr 2: 0; 2011 Qtr 3: 0; 2011 Qtr 4: 0 | 24
Do NOT enter program data in this row or below. The Spreadsheet will not evaluate any such data. | bar: 2012 Qtr 1; 2014 Qtr 2 to 2014 Qtr 4; 2016 Qtr 2 to 2016 Qtr 4; 2018 Qtr 2 to 2018 Qtr 4
Lists of Dimensions and their Labels
|  |  | Climate Zones | Sectors | End Use Validation List |  | Measure Types for Measure Life | Measure Types for NTGR | Gas Sector | Gas Savings Profile | Combustor Type
|  |  | 7 | RES | res:DEER:Indoor_CFL_Ltg |  | NONRESIDENTIAL MEASURES: |  | Residential | Summer Only | Large Boilers (>100 MMBtu/hr Heat Input):Uncontrolled
|  |  | 10 | NON_RES | res:DEER:Indoor_CFL_Ltg |  | **************************************************************** | Appliance early retirement and replacement 0.80 | Commercial | Winter Only | Large Boilers (>100 MMBtu/hr Heat Input):Controlled Low NOx Burner
|  |  | 14 | Residential | res:DEER:Indoor_CFL_Ltg |  | Ballast – Dimmable: NR - 11 | California Home Energy Efficiency Rating System (CHEERS) | Core | Annual | Large Boilers (>100 MMBtu/hr Heat Input):Controlled – Flue Gas Recirculation
|  |  | 15 | Commercial | res:DEER:Indoor_CFL_Ltg |  | Ballast – Electronic: NR - 11 | Residential Audits 0.72 |  |  | Small Boilers (<100 MMBtu/hr Heat Input):Uncontrolled
|  |  | System | Industrial | res:DEER:Indoor_CFL_Ltg |  | Fluorescent Fixture – T8: C/I/A - 11 | Refrigerator Recycling 0.35 |  |  | Small Boilers (<100 MMBtu/hr Heat Input):Controlled Low NOx Burner
|  |  |  | Agricultural | res:DEER:RefgFrzr_HighEff |  | Fixture: T8 Lamp & Electronic Ballast: C/I/A - 11 | Freezer Recycling 0.54 |  |  | Small Boilers (<100 MMBtu/hr Heat Input):Controlled – Flue Gas Recirculation
|  |  |  | Not Used | res:DEER:RefgFrzr_HighEff |  | T8 Fixtures – 17 Watt Lamp, 2ft or 32-watt Lamp, 4ft 11 | Residential Contractor Program 0.89 |  |  | Residential Furnaces (<0.3):Uncontrolled
[5 empty] | res:DEER:RefgFrzr_HighEff |  | T8 Lamps: C/I/A - 5 | Emerging Technologies 0.83
[5 empty] | res:DEER:RefgFrzr_HighEff |  | High Efficiency Lighting (HID): NR - 16 | All other residential programs 0.80
[5 empty] | res:DEER:RefgFrzr_HighEff |  | High Output T5 Fixture: NR - 16 |  | Electric Rate | Gas Rate
[5 empty] | res:DEER:RefgFrzr_Recyc-Conditioned |  | Indoor or Outdoor Lighting System Modification: NR - 13.5 | Advanced water heating systems 1.00 | Residential | 0
[5 empty] | res:DEER:RefgFrzr_Recyc-Conditioned |  | Lighting Controls: NR - 16 | Agricultural and Dairy Incentives 0.75 | Commercial | Residential
[5 empty] | res:DEER:RefgFrzr_Recyc-Conditioned |  | Daylighting Controls; NR - 16 | Coin Laundry and Dry Cleaner Education 0.70 | Not Used | Not Used
[5 empty] | res:DEER:RefgFrzr_Recyc-Conditioned |  | Lighting Power Density: NR - 11 | Commercial and agricultural information, tools, or design assistance services | Not Used
[5 empty] | res:DEER:RefgFrzr_Recyc-Conditioned |  | Exit Sign – CF Hardware Kit/LED/ Electro-Luminescent: NR - 16 | Comprehensive Space Conditioning 1.00 | Not Used
[5 empty] | res:DEER:RefgFrzr_Recyc-UnConditioned |  | Occupancy Sensor: NR - 8 | Lodging Education 0.70
[5 empty] | res:DEER:RefgFrzr_Recyc-UnConditioned |  | Photocell: NR - 8 | Express Efficiency (rebates) 0.96
[5 empty] | res:DEER:RefgFrzr_Recyc-UnConditioned |  | Time Clock – Lighting: NR - 8 | Energy Management Services, including audits (for small and medium customers)
[5 empty] | res:DEER:RefgFrzr_Recyc-UnConditioned |  | Induction Lamps: NR - 2 | Food Services Equipment Retrofit 1.00
[5 empty] | res:DEER:RefgFrzr_Recyc-UnConditioned |  | Induction Fixture: NR - 16 | Industrial Information and Services 0.74
[5 empty] | res:DEER:HVAC_Eff_AC |  | Delamp/reflectors: C/I - 11 | Large Standard Performance Contract 0.70
[5 empty] | res:DEER:HVAC_Eff_AC |  | Optical Reflectors- new construction: Ind, NRNC - 12 | All other nonresidential programs 0.80
[5 empty] | res:DEER:HVAC_Eff_AC |  | Optical Reflectors- retrofit: NR - 10 | New Construction
[5 empty] | res:DEER:HVAC_Eff_AC |  | HID fixture: Interior, >= 176 Watts lamp: Ind - 16 | Industrial and Agricultural Process 0.94
[5 empty] | res:DEER:HVAC_Eff_AC |  | HID fixture: Interior, 251-400 Watt lamp: Com - 16 | Industrial new construction incentives 0.62
[5 empty] | res:DEER:HVAC_Duct_Sealing |  | CFL Fixture: Pin based CFL fixture: Com - 12.0 | Savings by Design 0.82
[5 empty] | res:DEER:HVAC_Duct_Sealing |  | Screw-in CFL: Education - Primary School: NR - 5.6 | All other new construction programs 0.80
[5 empty] | res:DEER:HVAC_Duct_Sealing |  | Screw-in CFL: Education - Secondary School: NR - 3.5 | Large Standard Performance Contract 0.7011
[5 empty] | res:DEER:HVAC_Duct_Sealing |  | Screw-in CFL: Education - Community College: NR - 2.1 | Savings by Design 0.8212
[5 empty] | res:DEER:HVAC_Duct_Sealing |  | Screw-in CFL: Education - University: NR - 2.6 | Codes and Standards
[5 empty] | res:DEER:HVAC_Refrig_Charge |  | Screw-in CFL: Grocery: NR - 1.4
[5 empty] | res:DEER:HVAC_Refrig_Charge |  | Screw-in CFL: Health/Medical - Hospital: NR - 0.9
[5 empty] | res:DEER:HVAC_Refrig_Charge |  | Screw-in CFL: Health/Medical - Nursing Home: NR - 0.9
[5 empty] | res:DEER:HVAC_Refrig_Charge |  | Screw-in CFL: Lodging - Hotel: NR - 0.9
[5 empty] | res:DEER:HVAC_Refrig_Charge |  | Screw-in CFL: Lodging - Motel: NR - 0.9
[5 empty] | res:DEER:Refg_Chrg_Duct_Seal |  | Screw-in CFL: Lodging - Guest Rooms: NR - 7.0
[5 empty] | res:DEER:Refg_Chrg_Duct_Seal |  | Screw-in CFL: Manufacturing - Light Industrial: NR - 2.8
[5 empty] | res:DEER:Refg_Chrg_Duct_Seal |  | Screw-in CFL: Office - Large: NR - 2.9
[5 empty] | res:DEER:Refg_Chrg_Duct_Seal |  | Screw-in CFL: Office - Small: NR - 3.2
[5 empty] | res:DEER:Refg_Chrg_Duct_Seal |  | Screw-in CFL: Restaurant - Sit-Down: NR - 2.3
[5 empty] | res:DEER:RefgFrzr_Recycling |  | Screw-in CFL: Restaurant - Fast-Food: NR - 1.3
[5 empty] | res:DEER:RefgFrzr_Recycling |  | Screw-in CFL: Retail - 3-Story Large: NR - 1.9
[5 empty] | res:DEER:RefgFrzr_Recycling |  | Screw-in CFL: Retail - Single-Story Large: NR - 1.8
[5 empty] | res:DEER:RefgFrzr_Recycling |  | Screw-in CFL: Retail - Small: NR - 2.1
[5 empty] | res:DEER:RefgFrzr_Recycling |  | Screw-in CFL: Storage - Conditioned: NR - 2.8
[5 empty] | NON_res:DEER:Indoor_CFL_Ltg |  | Screw-in CFL: Storage - Unconditioned: NR - 2.8
[5 empty] | NON_res:DEER:Indoor_CFL_Ltg |  | Screw-in CFL: Warehouse - Refrigerated: NR - 3.1
NON_res:DEER:Indoor_CFL_Ltg
[5 empty] | NON_res:DEER:Indoor_CFL_Ltg |  | HVAC/Refrigeration – SPC: NR - 16
[5 empty] | NON_res:DEER:Indoor_CFL_Ltg |  | Chiller – High Efficiency: NR - 20
[5 empty] | NON_res:DEER:Indoor_Non-CFL_Ltg |  | Chiller – Variable Speed Drive: NR - 20
[5 empty] | NON_res:DEER:Indoor_Non-CFL_Ltg |  | Water Cooled Chillers: NR - 20
[5 empty] | NON_res:DEER:Indoor_Non-CFL_Ltg |  | Air Conditioners – High Efficiency: NR - 15
[5 empty] | NON_res:DEER:Indoor_Non-CFL_Ltg |  | Packaged HVAC Systems: NR - 15
[5 empty] | NON_res:DEER:Indoor_Non-CFL_Ltg |  | Install HVAC EMS: Com - 14
[5 empty] | NON_res:DEER:HVAC_Chillers |  | AC Packaged Terminal Units: NR - 15
[5 empty] | NON_res:DEER:HVAC_Chillers |  | Evaporative Coolers: NR - 15
[5 empty] | NON_res:DEER:HVAC_Chillers |  | Boiler – High Efficiency: NR - 20
[5 empty] | NON_res:DEER:HVAC_Chillers |  | Cooling Towers/Evaporative Condenser: NR - 15
[5 empty] | NON_res:DEER:HVAC_Chillers |  | Heat Pump – Split System: NR - 15
[5 empty] | NON_res:DEER:HVAC_Refrig_Charge |  | Heat Pump with Integrated Water Heating: NR - 10
[5 empty] | NON_res:DEER:HVAC_Refrig_Charge |  | Ground Source Heat Pump: NR - 15
[5 empty] | NON_res:DEER:HVAC_Refrig_Charge |  | Reduce Internal Load: NR - 15
[5 empty] | NON_res:DEER:HVAC_Refrig_Charge |  | Insulation: NR - 20
[5 empty] | NON_res:DEER:HVAC_Refrig_Charge |  | Insulation Package: NR - 20
[5 empty] | NON_res:DEER:HVAC_Split-Package_AC |  | Reflective Window Film: NR - 10
[5 empty] | NON_res:DEER:HVAC_Split-Package_AC |  | Bypass/Delay Timer(lighting): NR - 8
[5 empty] | NON_res:DEER:HVAC_Split-Package_AC |  | Set-Back Thermostat: NR - 11
[5 empty] | NON_res:DEER:HVAC_Split-Package_AC |  | Time Clock - HVAC: NR - 10
[5 empty] | NON_res:DEER:HVAC_Split-Package_AC |  | HVAC/Space Heating/Efficiency (Gas): NR - 18
[5 empty] | NON_res:DEER:HVAC_Duct_Sealing |  | Nonresidential Gas – AC: NR - 20
NON_res:DEER:HVAC_Duct_Sealing
[5 empty] | NON_res:DEER:HVAC_Duct_Sealing |  | Adjustable speed drive, application unknown: Ag - 10
[5 empty] | NON_res:DEER:HVAC_Duct_Sealing |  | Adjustable speed drive, application unknown: Com - 10
[5 empty] | NON_res:DEER:HVAC_Duct_Sealing |  | Adjustable Speed Drive: HVAC fan, 50 HP Max: Com - 10
[5 empty] | 01-ALC-AllCommercial-Cooling |  | Pump repair: Ag - 11
[5 empty] | 01-ALC-AllCommercial-ExtLight |  | Injection molding machines: Ind - 15
[5 empty] | 01-ALC-AllCommercial-IntLight |  | Plastic extusion equipment: Ind - 15
[5 empty] | 01-ALC-AllCommercial-OffEquip |  | Process cooling: Ind - 15
[5 empty] | 01-ALC-AllCommercial-Refrig |  | Process equipment insulation: Ind - 15
01-ALC-AllCommercial-Vent/Fan
[5 empty] | 02-ASM-Assembly-Cooling |  | Horizontal Clothes Washer: NR - 10
[5 empty] | 02-ASM-Assembly-Exit |  | Efficient Dishwashing: NR - 5
[5 empty] | 02-ASM-Assembly-ExtLight |  | Water Heater Controls: NR - 15
[5 empty] | 02-ASM-Assembly-IntLight |  | Cooking measures , Assorted: Com - 12
[5 empty] | 03-BCR-BothResidentialandCommercial-COOL |  | Water Heater – Gas: NR - 15
[5 empty] | 03-BCR-BothResidentialandCommercial-LIT_INT |  | Domestic Hot Water Boiler (Gas): NR - 20
03-BCR-BothResidentialandCommercial-OFF_EQ
[5 empty] | 03-BCR-BothResidentialandCommercial-LIT_EXT |  | Auto Closer for Cooler/Freezer: NR - 8
[5 empty] | 03-BCR-BothResidentialandCommercial-REFG |  | Door Gaskets: NR - 4
[5 empty] | 03-BCR-BothResidentialandCommercial-VENT |  | Floating Head Pressure: NR - 16
[5 empty] | 04-DMO-ResidentialMobileHome–DoubleWide-CL_DRY |  | Heatless Door: NR - 16
[5 empty] | 04-DMO-ResidentialMobileHome–DoubleWide-CL_WASH |  | Humidistat Control for Anti-Sweat Heater: NR - 12
[5 empty] | 04-DMO-ResidentialMobileHome–DoubleWide-DSH_WASH |  | Insulation on Refrigeration Suction Line: NR - 11
[5 empty] | 04-DMO-ResidentialMobileHome–DoubleWide-FREEZ |  | Night Covers for Display Cases: NR - 5
[5 empty] | 04-DMO-ResidentialMobileHome–DoubleWide-LIGHT |  | PSC Evaporator Motor – Walkin/ Display: NR - 15
[5 empty] | 04-DMO-ResidentialMobileHome–DoubleWide-POOL_PMP |  | Refrigeration Case Doors – Glass/Acrylic: NR - 12
[5 empty] | 04-DMO-ResidentialMobileHome–DoubleWide-REFG |  | Refrigerator Case with Doors: NR - 12
[5 empty] | 04-DMO-ResidentialMobileHome–DoubleWide-SP_COOL |  | Refrigerator Condensate Evaporator – Elec/Non Elec: NR - 8
[5 empty] | 04-DMO-ResidentialMobileHome–DoubleWide-SP_HEAT |  | Strip Curtains for Walk-Ins: NR - 4
[5 empty] | 04-DMO-ResidentialMobileHome–DoubleWide-WAT_HEAT |  | Ballast: Electronic, for display case: NR - 11
[5 empty] | 05-ECC-Education–CommunityCollege-COOL |  | Defrost: NR - 16
[5 empty] | 05-ECC-Education–CommunityCollege-LIT_INT |  | FHP & EFF Conditioner: NR - 16
[5 empty] | 05-ECC-Education–CommunityCollege-OFF_EQ |  | High-efficiency Liquid Suction Heat Exchangers: NR - 16
[5 empty] | 05-ECC-Education–CommunityCollege-LIT_EXT |  | Night Shields on Refrigerator and Freezer Cases: NR - 5
[5 empty] | 05-ECC-Education–CommunityCollege-REFG |  | Walk-in Refrigerator or Freezer: Evaporative Fan Controller: NR - 5
[5 empty] | 05-ECC-Education–CommunityCollege-VENT |  | Multiplec Refrigeration Systems/Supermarket Systems: NR - 10
06-EPR-Education–PrimarySchool-COOL
[5 empty] | 06-EPR-Education–PrimarySchool-LIT_INT |  | Kiln/Oven/Furnace: NR - 18
[5 empty] | 06-EPR-Education–PrimarySchool-OFF_EQ |  | Thermal Night Curtains: NR - 5
[5 empty] | 06-EPR-Education–PrimarySchool-LIT_EXT |  | Custom Measures – SPC: NR - 15
[5 empty] | 06-EPR-Education–PrimarySchool-REFG |  | Local Government Partnership: NR - 11
[5 empty] | 06-EPR-Education–PrimarySchool-VENT |  | Audits: NR - 3
[5 empty] | 07-ESE-Education–SecondarySchool-COOL |  | Plug Load Sensor: NR - 10
[5 empty] | 07-ESE-Education–SecondarySchool-LIT_INT |  | Information: NR - 1
[5 empty] | 07-ESE-Education–SecondarySchool-OFF_EQ |  | High Efficiency Motors: NR - 15
[5 empty] | 07-ESE-Education–SecondarySchool-LIT_EXT |  | Process Overhaul: NR - 20
[5 empty] | 07-ESE-Education–SecondarySchool-REFG |  | System Controls: NR - 15
07-ESE-Education–SecondarySchool-VENT
08-EUN-Education–University-COOL
[5 empty] | 08-EUN-Education–University-LIT_INT |  | RESIDENTIAL MEASURES
[5 empty] | 08-EUN-Education–University-OFF_EQ |  | ****************************************************************
[5 empty] | 08-EUN-Education–University-LIT_EXT |  | T8 Fixtures ; lamp or ballast: Res - 15
[5 empty] | 08-EUN-Education–University-REFG |  | Pin based CFL Fixture: Res - 16
[5 empty] | 08-EUN-Education–University-VENT |  | CFL: Indoor Screw in: Res - 9.4
[5 empty] | 09-GRO-Grocery-COOL |  | CFL: Outdoor Screw in: Res - 7
[5 empty] | 09-GRO-Grocery-LIT_INT |  | Torchiere: Res - 9
09-GRO-Grocery-OFF_EQ
[5 empty] | 09-GRO-Grocery-LIT_EXT |  | Air Conditioners with SEER >= 11.0: Res - 18
[5 empty] | 09-GRO-Grocery-REFG |  | Central Air Conditioners: Res - 18
[5 empty] | 09-GRO-Grocery-VENT |  | Duct Testing: Res NC - 18
[5 empty] | 10-HSP-Health/Medical–Hospital-COOL |  | High Energy Efficiency Ducts: Res - 18
[5 empty] | 10-HSP-Health/Medical–Hospital-LIT_INT |  | Whole House Fan: Res - 15
[5 empty] | 10-HSP-Health/Medical–Hospital-OFF_EQ |  | Evaporative Cooler: Res - 15
[5 empty] | 10-HSP-Health/Medical–Hospital-LIT_EXT |  | Glazing - Low E Double / Low Shade Coefficient: Res - 20
[5 empty] | 10-HSP-Health/Medical–Hospital-REFG |  | Heat Pump - Electric: Res - 15
[5 empty] | 10-HSP-Health/Medical–Hospital-VENT |  | Insulation - Ceiling / Floor / Walls: Res - 20
[5 empty] | 11-HTL-Lodging–Hotel(GuestRooms)-COOL |  | A/C with Integrated Water Heating: Res - 10
[5 empty] | 11-HTL-Lodging–Hotel(GuestRooms)-LIT_INT |  | Programmable Thermostat: Res - 12
11-HTL-Lodging–Hotel(GuestRooms)-OFF_EQ
[5 empty] | 11-HTL-Lodging–Hotel(GuestRooms)-LIT_EXT |  | Audits: Res - 3
[5 empty] | 11-HTL-Lodging–Hotel(GuestRooms)-REFG |  | Gas Cooktops: Res - 20
[5 empty] | 11-HTL-Lodging–Hotel(GuestRooms)-VENT |  | Gas Dryer Stub: Res - 18
[5 empty] | 12-MBT-Manufacturing–Bio/Tech-AG_PUMP |  | Energy-Efficient Furnaces: Res - 18
12-MBT-Manufacturing–Bio/Tech-COMP_AIR
[5 empty] | 12-MBT-Manufacturing–Bio/Tech-COOL |  | Refrigerator Recycling: Res - 10
[5 empty] | 12-MBT-Manufacturing–Bio/Tech-LIGHT |  | Refrigerator - Energy Efficient; 20% more efficient: Res - 18
[5 empty] | 12-MBT-Manufacturing–Bio/Tech-MOTOR |  | Refrigerators: Res - 18
12-MBT-Manufacturing–Bio/Tech-PROC_OTH
13-MFM-ResidentialMulti-family-CL_DRY
[5 empty] | 13-MFM-ResidentialMulti-family-CL_WASH |  | GENERIC USEFUL LIVES:
[5 empty] | 13-MFM-ResidentialMulti-family-DSH_WASH |  | ****************************************************************
[5 empty] | 13-MFM-ResidentialMulti-family-FREEZ |  | 0.1
[5 empty] | 13-MFM-ResidentialMulti-family-LIGHT |  | 0.2
[5 empty] | 13-MFM-ResidentialMulti-family-POOL_PMP |  | 0.3
[5 empty] | 13-MFM-ResidentialMulti-family-REFG |  | 0.4
[5 empty] | 13-MFM-ResidentialMulti-family-SP_COOL |  | 0.5
[5 empty] | 13-MFM-ResidentialMulti-family-SP_HEAT |  | 0.6
[5 empty] | 13-MFM-ResidentialMulti-family-WAT_HEAT |  | 0.7
[5 empty] | 14-MLI-Manufacturing–LightIndustry-AG_PUMP |  | 0.8
[5 empty] | 14-MLI-Manufacturing–LightIndustry-COMP_AIR |  | 0.9
[5 empty] | 14-MLI-Manufacturing–LightIndustry-COOL |  | 1
[5 empty] | 14-MLI-Manufacturing–LightIndustry-LIGHT |  | 1.1
[5 empty] | 14-MLI-Manufacturing–LightIndustry-MOTOR |  | 1.2
[5 empty] | 14-MLI-Manufacturing–LightIndustry-PROC_OTH |  | 1.3
[5 empty] | 15-MTL-Lodging–Motel-COOL |  | 1.4
[5 empty] | 15-MTL-Lodging–Motel-LIT_INT |  | 1.5
[5 empty] | 15-MTL-Lodging–Motel-OFF_EQ |  | 1.6
[5 empty] | 15-MTL-Lodging–Motel-LIT_EXT |  | 1.7
[5 empty] | 15-MTL-Lodging–Motel-REFG |  | 1.8
[5 empty] | 15-MTL-Lodging–Motel-VENT |  | 1.9
[5 empty] | 16-NRS-Health/Medical–Clinic-COOL |  | 2
[5 empty] | 16-NRS-Health/Medical–Clinic-LIT_INT |  | 2.1
[5 empty] | 16-NRS-Health/Medical–Clinic-OFF_EQ |  | 2.2
[5 empty] | 16-NRS-Health/Medical–Clinic-LIT_EXT |  | 2.3
[5 empty] | 16-NRS-Health/Medical–Clinic-REFG |  | 2.4
[5 empty] | 16-NRS-Health/Medical–Clinic-VENT |  | 2.5
[5 empty] | 17-OFL-Office–Large-Cooling |  | 2.6
[5 empty] | 17-OFL-Office–Large-ExtLight |  | 2.7
[5 empty] | 17-OFL-Office–Large-IntLight |  | 2.8
[5 empty] | 17-OFL-Office–Large-OffEquip |  | 2.9
[5 empty] | 17-OFL-Office–Large-Refrig |  | 3
[5 empty] | 17-OFL-Office–Large-Vent/Fan |  | 3.1
[5 empty] | 18-OFS-Office–Small-Cooling |  | 3.2
[5 empty] | 18-OFS-Office–Small-ExtLight |  | 3.3
[5 empty] | 18-OFS-Office–Small-IntLight |  | 3.4
[5 empty] | 18-OFS-Office–Small-OffEquip |  | 3.5
[5 empty] | 18-OFS-Office–Small-Refrig |  | 3.6
[5 empty] | 18-OFS-Office–Small-Vent/Fan |  | 3.7
[5 empty] | 19-RES-AllResidential-CL_DRY |  | 3.8
[5 empty] | 19-RES-AllResidential-CL_WASH |  | 3.9
[5 empty] | 19-RES-AllResidential-DSH_WASH |  | 4
[5 empty] | 19-RES-AllResidential-FREEZ |  | 4.1
[5 empty] | 19-RES-AllResidential-LIGHT |  | 4.2
[5 empty] | 19-RES-AllResidential-POOL_PMP |  | 4.3
[5 empty] | 19-RES-AllResidential-REFG |  | 4.4
[5 empty] | 19-RES-AllResidential-SP_COOL |  | 4.5
[5 empty] | 19-RES-AllResidential-SP_HEAT |  | 4.6
[5 empty] | 19-RES-AllResidential-WAT_HEAT |  | 4.7
[5 empty] | 20-RFF-Restaurant–FastFood-Cooling |  | 4.8
[5 empty] | 20-RFF-Restaurant–FastFood-ExtLight |  | 4.9
[5 empty] | 20-RFF-Restaurant–FastFood-IntLight |  | 5
[5 empty] | 20-RFF-Restaurant–FastFood-OffEquip |  | 5.1
[5 empty] | 20-RFF-Restaurant–FastFood-Refrig |  | 5.2
[5 empty] | 20-RFF-Restaurant–FastFood-Vent/Fan |  | 5.3
[5 empty] | 21-RSD-Restaurant–SitDown-COOL |  | 5.4
[5 empty] | 21-RSD-Restaurant–SitDown-LIT_INT |  | 5.5
[5 empty] | 21-RSD-Restaurant–SitDown-OFF_EQ |  | 5.6
[5 empty] | 21-RSD-Restaurant–SitDown-LIT_EXT |  | 5.7
[5 empty] | 21-RSD-Restaurant–SitDown-PROC_OTH |  | 5.8
[5 empty] | 21-RSD-Restaurant–SitDown-REFG |  | 5.9
[5 empty] | 21-RSD-Restaurant–SitDown-VENT |  | 6
[5 empty] | 22-RT3-Retail–3StoryLarge-COOL |  | 6.1
[5 empty] | 22-RT3-Retail–3StoryLarge-LIT_INT |  | 6.2
[5 empty] | 22-RT3-Retail–3StoryLarge-OFF_EQ |  | 6.3
[5 empty] | 22-RT3-Retail–3StoryLarge-LIT_EXT |  | 6.4
[5 empty] | 22-RT3-Retail–3StoryLarge-REFG |  | 6.5
[5 empty] | 22-RT3-Retail–3StoryLarge-VENT |  | 6.6
[5 empty] | 23-RTL-Retail–SingleStorylarge-COOL |  | 6.7
[5 empty] | 23-RTL-Retail–SingleStorylarge-LIT_INT |  | 6.8
[5 empty] | 23-RTL-Retail–SingleStorylarge-OFF_EQ |  | 6.9
[5 empty] | 23-RTL-Retail–SingleStorylarge-LIT_EXT |  | 7
[5 empty] | 23-RTL-Retail–SingleStorylarge-REFG |  | 7.1
[5 empty] | 23-RTL-Retail–SingleStorylarge-VENT |  | 7.2
[5 empty] | 24-RTS-Retail–Small-COOL |  | 7.3
[5 empty] | 24-RTS-Retail–Small-LIT_INT |  | 7.4
[5 empty] | 24-RTS-Retail–Small-OFF_EQ |  | 7.5
[5 empty] | 24-RTS-Retail–Small-LIT_EXT |  | 7.6
[5 empty] | 24-RTS-Retail–Small-REFG |  | 7.7
[5 empty] | 24-RTS-Retail–Small-VENT |  | 7.8
[5 empty] | 25-SCN-Storage–Conditioned-Cooling |  | 7.9
[5 empty] | 25-SCN-Storage–Conditioned-Exit |  | 8
[5 empty] | 25-SCN-Storage–Conditioned-ExtLight |  | 8.1
[5 empty] | 26-SFM-ResidentialSingleFamily-CL_DRY |  | 8.2
[5 empty] | 26-SFM-ResidentialSingleFamily-CL_WASH |  | 8.3
[5 empty] | 26-SFM-ResidentialSingleFamily-DSH_WASH |  | 8.4
[5 empty] | 26-SFM-ResidentialSingleFamily-FREEZ |  | 8.5
[5 empty] | 26-SFM-ResidentialSingleFamily-LIGHT |  | 8.6
[5 empty] | 26-SFM-ResidentialSingleFamily-POOL_PMP |  | 8.7
[5 empty] | 26-SFM-ResidentialSingleFamily-REFG |  | 8.8
[5 empty] | 26-SFM-ResidentialSingleFamily-SP_COOL |  | 8.9
[5 empty] | 26-SFM-ResidentialSingleFamily-SP_HEAT |  | 9
[5 empty] | 26-SFM-ResidentialSingleFamily-WAT_HEAT |  | 9.1
[5 empty] | 27-SMO-ResidentialMobileHome–SingleWide-CL_DRY |  | 9.2
[5 empty] | 27-SMO-ResidentialMobileHome–SingleWide-CL_WASH |  | 9.3
[5 empty] | 27-SMO-ResidentialMobileHome–SingleWide-DSH_WASH |  | 9.4
[5 empty] | 27-SMO-ResidentialMobileHome–SingleWide-FREEZ |  | 9.5
[5 empty] | 27-SMO-ResidentialMobileHome–SingleWide-LIGHT |  | 9.6
[5 empty] | 27-SMO-ResidentialMobileHome–SingleWide-POOL_PMP |  | 9.7
[5 empty] | 27-SMO-ResidentialMobileHome–SingleWide-REFG |  | 9.8
[5 empty] | 27-SMO-ResidentialMobileHome–SingleWide-SP_COOL |  | 9.9
[5 empty] | 27-SMO-ResidentialMobileHome–SingleWide-SP_HEAT |  | 10
[5 empty] | 27-SMO-ResidentialMobileHome–SingleWide-WAT_HEAT |  | 10.1
[5 empty] | 28-SUN-Storage–Unconditioned-Exit |  | 10.2
[5 empty] | 28-SUN-Storage–Unconditioned-ExtLight |  | 10.3
[5 empty] | 29-WRF-Storage–Refrigerated-Cooling |  | 10.4
[5 empty] | 29-WRF-Storage–Refrigerated-Exit |  | 10.5
[5 empty] | 29-WRF-Storage–Refrigerated-ExtLight |  | 10.6
[5 empty] | 30-S20-SIC20Food&KindredProducts-AG_PUMP |  | 10.7
[5 empty] | 30-S20-SIC20Food&KindredProducts-COMP_AIR |  | 10.8
[5 empty] | 30-S20-SIC20Food&KindredProducts-COOL |  | 10.9
[5 empty] | 30-S20-SIC20Food&KindredProducts-LIGHT |  | 11
[5 empty] | 30-S20-SIC20Food&KindredProducts-MOTOR |  | 11.1
[5 empty] | 30-S20-SIC20Food&KindredProducts-PROC_OTH |  | 11.2
[5 empty] | 31-S26-SIC26Paper&AlliedProducts-AG_PUMP |  | 11.3
[5 empty] | 31-S26-SIC26Paper&AlliedProducts-COMP_AIR |  | 11.4
[5 empty] | 31-S26-SIC26Paper&AlliedProducts-COOL |  | 11.5
[5 empty] | 31-S26-SIC26Paper&AlliedProducts-LIGHT |  | 11.6
[5 empty] | 31-S26-SIC26Paper&AlliedProducts-MOTOR |  | 11.7
[5 empty] | 31-S26-SIC26Paper&AlliedProducts-PROC_OTH |  | 11.8
[5 empty] | 32-S28-SIC28Chemicals&AlliedProducts-AG_PUMP |  | 11.9
[5 empty] | 32-S28-SIC28Chemicals&AlliedProducts-COMP_AIR |  | 12
[5 empty] | 32-S28-SIC28Chemicals&AlliedProducts-COOL |  | 12.1
[5 empty] | 32-S28-SIC28Chemicals&AlliedProducts-LIGHT |  | 12.2
[5 empty] | 32-S28-SIC28Chemicals&AlliedProducts-MOTOR |  | 12.3
[5 empty] | 32-S28-SIC28Chemicals&AlliedProducts-PROC_OTH |  | 12.4
[5 empty] | 33-S29-SIC29Petroleum&CoalProducts-AG_PUMP |  | 12.5
[5 empty] | 33-S29-SIC29Petroleum&CoalProducts-COMP_AIR |  | 12.6
[5 empty] | 33-S29-SIC29Petroleum&CoalProducts-COOL |  | 12.7
[5 empty] | 33-S29-SIC29Petroleum&CoalProducts-LIGHT |  | 12.8
[5 empty] | 33-S29-SIC29Petroleum&CoalProducts-MOTOR |  | 12.9
[5 empty] | 33-S29-SIC29Petroleum&CoalProducts-PROC_OTH |  | 13
[5 empty] | 34-S33-SIC33Metals-AG_PUMP |  | 13.1
[5 empty] | 34-S33-SIC33Metals-COMP_AIR |  | 13.2
[5 empty] | 34-S33-SIC33Metals-COOL |  | 13.3
[5 empty] | 34-S33-SIC33Metals-LIGHT |  | 13.4
[5 empty] | 34-S33-SIC33Metals-MOTOR |  | 13.5
[5 empty] | 34-S33-SIC33Metals-PROC_OTH |  | 13.6
[5 empty] | 35-OTI-OtherIndustrial-AG_PUMP |  | 13.7
[5 empty] | 35-OTI-OtherIndustrial-COMP_AIR |  | 13.8
[5 empty] | 35-OTI-OtherIndustrial-COOL |  | 13.9
[5 empty] | 35-OTI-OtherIndustrial-LIGHT |  | 14
[5 empty] | 35-OTI-OtherIndustrial-MOTOR |  | 14.1
[5 empty] | 35-OTI-OtherIndustrial-PROC_OTH |  | 14.2
[5 empty] | 36-GST-Lodging-GuestRooms-Cooling |  | 14.3
[5 empty] | 36-GST-Lodging-GuestRooms-ExtLight |  | 14.4
[5 empty] | 36-GST-Lodging-GuestRooms-IntLight |  | 14.5
[5 empty] | 36-GST-Lodging-GuestRooms-OffEquip |  | 14.6
[5 empty] | 36-GST-Lodging-GuestRooms-Refrig |  | 14.7
[5 empty] | 36-GST-Lodging-GuestRooms-Vent/Fan |  | 14.8
14.9
15
15.1
15.2
15.3
15.4
15.5
15.6
15.7
15.8
15.9
16
16.1
16.2
16.3
16.4
16.5
16.6
16.7
16.8
16.9
17
17.1
17.2
17.3
17.4
17.5
17.6
17.7
17.8
17.9
18
18.1
18.2
18.3
18.4
18.5
18.6
18.7
18.8
18.9
19
19.1
19.2
19.3
19.4
19.5
19.6
19.7
19.8
19.9
20
21
22
23
24
25
26
27
28
29
30
Last Row Used is above