## Export
PROGRAM NAME | 0
BUDGET
Administrative Costs
Overhead and G&A | 0
Other Administrative Costs | 0
Marketing/Outreach | 0
Direct Implementation
d.i. User Input Incentive (No rebates) | 0
d.ii. Rebate | 0
d.iii. Direct Install Labor | 0
d.iv. Direct Install Materials | 0
d.v. Upstream payments | 247354.4
Activity | 0
Installation | 0
Hardware & Materials | 0
Rebate Processing & Inspection | 0
EM&V Costs | 0
Budget | 247354.4
Costs recovered from other sources | 0
Budget (plus other costs) | 247354.4
PROGRAM IMPACTS
Program Reductions for Measures installed through 2011
User Entered kW (kW) | 448.2287
Net Jul-Sept Peak (kW) | 215.9328
Net Dec-Feb Peak (kW) | 86.1427
Net NCP (kW) | 236.5216
Net CEC (kW) | 0
Annual Net kWh | 663549.1374
Lifecycle Net kWh | 8175650.761
Annual Net Therms | -3.1679
Lifecycle Net Therms | -47.5184
Cost Effectiveness for all measures installed through 2015
TRC
Costs | 1029142.5058
Electric Benefits | 783816.0872
Gas Benefits | -25.9092
Net Benefits (NPV) | -245352.3278
BC Ratio | 0.7616
PAC
Costs | 230040.3823
Electric Benefits | 783816.0872
Gas Benefits | -25.9092
Net Benefits (NPV) | 553749.7958
BC Ratio | 3.4072
Levelized Cost
Levelized Cost TRC ($/kWh )
Discounted kWh | 4843211.0922
Cost | 0.21249
Benefits | 0.16184
Benefit-Cost | -0.050654
Levelized Cost PAC ($/kWh)
Discounted kWh | 4843211.0922
Cost | 0.047497
Benefits | 0.16184
Benefit-Cost | 0.11434
Levelized Cost TRC ($/therm)
Discounted Therms | -26.6146
Cost | 0
Benefits | 0.9735
Benefit-Cost | 0.9735
Levelized Cost PAC ($/therm)
Discounted Therms | -26.6146
Cost | 0
Benefits | 0.9735
Benefit-Cost | 0.9735
Emission Annual Reductions (2009-2011) |  | Energy Division File sheet "Attachment II" Total Electricity and Gas Emission Reductions
Electric Annual CO2 (tons) - 2009 | 381.4744 |  | 2009 | 2010 | 2011 | 2012 | 2013 | 2014 | 2015
2010 | 0 |  | Total | Total | Total | Total | Total | Total | Total
2011 | 0 | Annual CO2 Emission Reductions (tons) | 381.4558 | 0 | 0 | 0 | 0 | 0 | 0
Electric Lifecycle CO2 (tons) - 2009 | 4700.1813 | Lifecycle CO2 Emission Reductions (tons) | 4699.9034 | 0 | 0 | 0 | 0 | 0 | 0
2010 | 0 | Annual NOx Emission Reductions (tons) | 0.051766 | 0 | 0 | 0 | 0 | 0 | 0
2011 | 0 | Lifecycle NOx Emission Reductions (tons) | 0.63777 | 0 | 0 | 0 | 0 | 0 | 0
Electric Annual NOX (tons) - 2009 | 0.05178 | Annual SO2 Emission Reductions (tons)
2010 | 0 | Lifecycle SO2 Emission Reductions (tons)
2011 | 0
Electric Lifecycle NOX (tons) - 2009 | 0.63799
2010 | 0
2011 | 0
Electric Annual SO2 (lbs) - 2009
2010
2011
Electric Lifecycle SO2 (lbs) - 2009
2010
2011
Gas Annual CO2 (tons) - 2009 | -0.018532
2010 | 0
2011 | 0
Gas Lifecycle CO2 (tons) - 2009 | -0.27798
2010 | 0
2011 | 0
Gas Annual NOX (tons) - 2009 | -1.4572e-05
2010 | 0
2011 | 0
Gas Lifecycle NOX (tons) - 2009 | -0.00021858
2010 | 0
2011 | 0
Gas Annual SO2 (lbs) - 2009
2010
2011
Gas Lifecycle SO2 (lbs) - 2009
2010
2011
Data below not currently used in Energy Division workbook
Levelized Cost RIM ($/therm)
Discounted Therms | -26.6146
Cost | 0.28572
Benefits | 0.9735
Benefit-Cost | 0.68778
Levelized Cost RIM ($/kWh)
Discounted kWh | 4843211.0922
Cost | 0.047499
Benefits | 0.16184
Benefit-Cost | 0.68778
RIM
Costs | 230040.3823
Electric Benefits | 783816.0872
Gas Benefits | -25.9092
Net Benefits (NPV) | 553749.7958
BC Ratio | 3.4072
Impacts for all programs installed trhough 2019
Net July-Sept Peak (kW)
Clothes Dryer | 0
Clothes Washer | 0
Consumer Electronics | 0
Cooking | 0
Dishwasher | 0
Net Dec-Feb Pk (kW)
Clothes Dryer | 0
Clothes Washer | 0
Consumer Electronics | 0
Cooking | 0
Dishwasher | 0
0
Clothes Dryer | 0
Clothes Washer | 0
Consumer Electronics | 0
Cooking | 0
Dishwasher | 0
Annual Net kWh
Clothes Dryer | 0
Clothes Washer | 0
Consumer Electronics | 0
Cooking | 0
Dishwasher | 0
Lifecycle Net kWh
Clothes Dryer | 0
Clothes Washer | 0
Consumer Electronics | 0
Cooking | 0
Dishwasher | 0
Annual Net Therms
Clothes Dryer | 0
Clothes Washer | 0
Consumer Electronics | 0
Cooking | 0
Dishwasher | 0
Lifecycle Net Therms
Clothes Dryer | 0
Clothes Washer | 0
Consumer Electronics | 0
Cooking | 0
Dishwasher | 0

## Output by Measure
0
0
SDG&E | [7 empty] | Levelized Benefits less Costs (TRC) |  |  |  | Levelized Benefits less Costs (PAC) |  |  |  | Benefit Cost Ratios
Net Impacts by Measure | [7 empty] | No Allocated Admin |  | w/ Allocated Admin |  | No Allocated Admin |  | w/ Allocated Admin |  | No Allocated Admin |  | w/ Allocated Admin
| Net Avg Jul-Sep (kW) | Net Dec-Feb Pk (kW) | Net User Entered kW | Annual kWh adj for Net to gross | Lifecycle kWh (Annual * Measure Life) | Annual Therms | Lifecycle Therms | Electric ($/kWh) | Gas ($/Th) | Electric ($/kWh) | Gas ($/Th) | Electric ($/kWh) | Gas ($/Th) | Electric ($/kWh) | Gas ($/Th) | TRC | PAC | TRC | PAC
Total or Average | 215.9328 | 86.1427 | 448.2287 | 663549.1374 | 8175650.761 | -3.1679 | -47.5184 | -0.050654 | 0.9735 | -0.050654 | 0.9735 | 0.11434 | 0.9735 | 0.11434 | 0.9735
253142-Commercial HVAC Diagnostic/Tune-up Com All CZ10 VintAll | 0.17758 | 0.070843 | 0.3825 | 545.7 | 5457 | 0 | 0 | 0.10878 | 0 | 0.10878 | 0 | 0.10224 | 0 | 0.10224 | 0 | 4.0205 | 3.4025 | 4.0205 | 3.4025
253145-Commercial Condensor Coil Cleaning (all units - savings at 50% of DEER) Com All CZ10 VintAll | 0.061407 | 0.024497 | 0.16958 | 188.7 | 566.1 | 0 | 0 | 0.074683 | 0 | 0.074683 | 0 | 0.074683 | 0 | 0.074683 | 0 | 2.3029 | 2.3029 | 2.3029 | 2.3029
253142-Commercial HVAC Diagnostic/Tune-up Com All CZ10 VintAll | 0.059194 | 0.023614 | 0.1275 | 181.9 | 1819 | 0 | 0 | 0.1091 | 0 | 0.1091 | 0 | 0.10439 | 0 | 0.10439 | 0 | 4.0569 | 3.584 | 4.0569 | 3.584
253145-Commercial Condensor Coil Cleaning (all units - savings at 50% of DEER) Com All CZ10 VintAll | 0.020469 | 0.0081657 | 0.056525 | 62.9 | 188.7 | 0 | 0 | 0.060066 | 0 | 0.060066 | 0 | -0.022763 | 0 | -0.022763 | 0 | 1.835 | 0.85292 | 1.835 | 0.85292
253142-Commercial HVAC Diagnostic/Tune-up Com All CZ10 VintAll | 0.17758 | 0.070843 | 0.3825 | 545.7 | 5457 | 0 | 0 | 0.11112 | 0 | 0.11112 | 0 | 0.11786 | 0 | 0.11786 | 0 | 4.3003 | 5.376 | 4.3003 | 5.376
253145-Commercial Condensor Coil Cleaning (all units - savings at 50% of DEER) Com All CZ10 VintAll | 0.061407 | 0.024497 | 0.16958 | 188.7 | 566.1 | 0 | 0 | 0.067805 | 0 | 0.067805 | 0 | 0.028826 | 0 | 0.028826 | 0 | 2.0562 | 1.2794 | 2.0562 | 1.2794
253142-Commercial HVAC Diagnostic/Tune-up Com All CZ10 VintAll | 0.17758 | 0.070843 | 0.3825 | 545.7 | 5457 | 0 | 0 | 0.11112 | 0 | 0.11112 | 0 | 0.11786 | 0 | 0.11786 | 0 | 4.3003 | 5.376 | 4.3003 | 5.376
253145-Commercial Condensor Coil Cleaning (all units - savings at 50% of DEER) Com All CZ10 VintAll | 0.061407 | 0.024497 | 0.16958 | 188.7 | 566.1 | 0 | 0 | 0.067805 | 0 | 0.067805 | 0 | 0.028826 | 0 | 0.028826 | 0 | 2.0562 | 1.2794 | 2.0562 | 1.2794
253142-Commercial HVAC Diagnostic/Tune-up Com All CZ10 VintAll | 0.17758 | 0.070843 | 0.3825 | 545.7 | 5457 | 0 | 0 | 0.11112 | 0 | 0.11112 | 0 | 0.11786 | 0 | 0.11786 | 0 | 4.3003 | 5.376 | 4.3003 | 5.376
253145-Commercial Condensor Coil Cleaning (all units - savings at 50% of DEER) Com All CZ10 VintAll | 0.061407 | 0.024497 | 0.16958 | 188.7 | 566.1 | 0 | 0 | 0.067805 | 0 | 0.067805 | 0 | 0.028826 | 0 | 0.028826 | 0 | 2.0562 | 1.2794 | 2.0562 | 1.2794
253142-Commercial HVAC Diagnostic/Tune-up Com All CZ10 VintAll | 0.17758 | 0.070843 | 0.3825 | 545.7 | 5457 | 0 | 0 | 0.11112 | 0 | 0.11112 | 0 | 0.11786 | 0 | 0.11786 | 0 | 4.3003 | 5.376 | 4.3003 | 5.376
253145-Commercial Condensor Coil Cleaning (all units - savings at 50% of DEER) Com All CZ10 VintAll | 0.061407 | 0.024497 | 0.16958 | 188.7 | 566.1 | 0 | 0 | 0.067805 | 0 | 0.067805 | 0 | 0.028826 | 0 | 0.028826 | 0 | 2.0562 | 1.2794 | 2.0562 | 1.2794
253145-Commercial Condensor Coil Cleaning (all units - savings at 50% of DEER) Com All CZ10 VintAll | 0.061407 | 0.024497 | 0.16958 | 188.7 | 566.1 | 0 | 0 | 0.067805 | 0 | 0.067805 | 0 | 0.028826 | 0 | 0.028826 | 0 | 2.0562 | 1.2794 | 2.0562 | 1.2794
253142-Commercial HVAC Diagnostic/Tune-up Com All CZ10 VintAll | 0.35516 | 0.14169 | 0.765 | 1091.4 | 10914 | 0 | 0 | 0.11112 | 0 | 0.11112 | 0 | 0.11786 | 0 | 0.11786 | 0 | 4.3003 | 5.376 | 4.3003 | 5.376
253145-Commercial Condensor Coil Cleaning (all units - savings at 50% of DEER) Com All CZ10 VintAll | 0.12281 | 0.048994 | 0.33915 | 377.4 | 1132.2 | 0 | 0 | 0.067805 | 0 | 0.067805 | 0 | 0.028826 | 0 | 0.028826 | 0 | 2.0562 | 1.2794 | 2.0562 | 1.2794
253142-Commercial HVAC Diagnostic/Tune-up Com All CZ10 VintAll | 0.059194 | 0.023614 | 0.1275 | 181.9 | 1819 | 0 | 0 | 0.1091 | 0 | 0.1091 | 0 | 0.10439 | 0 | 0.10439 | 0 | 4.0569 | 3.584 | 4.0569 | 3.584
253145-Commercial Condensor Coil Cleaning (all units - savings at 50% of DEER) Com All CZ10 VintAll | 0.020469 | 0.0081657 | 0.056525 | 62.9 | 188.7 | 0 | 0 | 0.060066 | 0 | 0.060066 | 0 | -0.022763 | 0 | -0.022763 | 0 | 1.835 | 0.85292 | 1.835 | 0.85292
253142-Commercial HVAC Diagnostic/Tune-up Com All CZ10 VintAll | 0.29597 | 0.11807 | 0.6375 | 909.5 | 9095 | 0 | 0 | 0.11112 | 0 | 0.11112 | 0 | 0.11786 | 0 | 0.11786 | 0 | 4.3003 | 5.376 | 4.3003 | 5.376
253145-Commercial Condensor Coil Cleaning (all units - savings at 50% of DEER) Com All CZ10 VintAll | 0.10234 | 0.040829 | 0.28263 | 314.5 | 943.5 | 0 | 0 | 0.067805 | 0 | 0.067805 | 0 | 0.028826 | 0 | 0.028826 | 0 | 2.0562 | 1.2794 | 2.0562 | 1.2794
253142-Commercial HVAC Diagnostic/Tune-up Com All CZ10 VintAll | 0.29597 | 0.11807 | 0.6375 | 909.5 | 9095 | 0 | 0 | 0.11112 | 0 | 0.11112 | 0 | 0.11786 | 0 | 0.11786 | 0 | 4.3003 | 5.376 | 4.3003 | 5.376
253145-Commercial Condensor Coil Cleaning (all units - savings at 50% of DEER) Com All CZ10 VintAll | 0.10234 | 0.040829 | 0.28263 | 314.5 | 943.5 | 0 | 0 | 0.067805 | 0 | 0.067805 | 0 | 0.028826 | 0 | 0.028826 | 0 | 2.0562 | 1.2794 | 2.0562 | 1.2794
253142-Commercial HVAC Diagnostic/Tune-up Com All CZ10 VintAll | 0.35516 | 0.14169 | 0.765 | 1091.4 | 10914 | 0 | 0 | 0.11112 | 0 | 0.11112 | 0 | 0.11786 | 0 | 0.11786 | 0 | 4.3003 | 5.376 | 4.3003 | 5.376
253145-Commercial Condensor Coil Cleaning (all units - savings at 50% of DEER) Com All CZ10 VintAll | 0.12281 | 0.048994 | 0.33915 | 377.4 | 1132.2 | 0 | 0 | 0.067805 | 0 | 0.067805 | 0 | 0.028826 | 0 | 0.028826 | 0 | 2.0562 | 1.2794 | 2.0562 | 1.2794
253142-Commercial HVAC Diagnostic/Tune-up Com All CZ10 VintAll | 0.17758 | 0.070843 | 0.3825 | 545.7 | 5457 | 0 | 0 | 0.10878 | 0 | 0.10878 | 0 | 0.10224 | 0 | 0.10224 | 0 | 4.0205 | 3.4025 | 4.0205 | 3.4025
253145-Commercial Condensor Coil Cleaning (all units - savings at 50% of DEER) Com All CZ10 VintAll | 0.061407 | 0.024497 | 0.16958 | 188.7 | 566.1 | 0 | 0 | 0.074683 | 0 | 0.074683 | 0 | 0.074683 | 0 | 0.074683 | 0 | 2.3029 | 2.3029 | 2.3029 | 2.3029
253142-Commercial HVAC Diagnostic/Tune-up Com All CZ10 VintAll | 0.17758 | 0.070843 | 0.3825 | 545.7 | 5457 | 0 | 0 | 0.11112 | 0 | 0.11112 | 0 | 0.11786 | 0 | 0.11786 | 0 | 4.3003 | 5.376 | 4.3003 | 5.376
253145-Commercial Condensor Coil Cleaning (all units - savings at 50% of DEER) Com All CZ10 VintAll | 0.061407 | 0.024497 | 0.16958 | 188.7 | 566.1 | 0 | 0 | 0.067805 | 0 | 0.067805 | 0 | 0.028826 | 0 | 0.028826 | 0 | 2.0562 | 1.2794 | 2.0562 | 1.2794
253142-Commercial HVAC Diagnostic/Tune-up Com All CZ10 VintAll | 0.11839 | 0.047229 | 0.255 | 363.8 | 3638 | 0 | 0 | 0.11011 | 0 | 0.11011 | 0 | 0.11112 | 0 | 0.11112 | 0 | 4.175 | 4.3008 | 4.175 | 4.3008
253145-Commercial Condensor Coil Cleaning (all units - savings at 50% of DEER) Com All CZ10 VintAll | 0.040938 | 0.016331 | 0.11305 | 125.8 | 377.4 | 0 | 0 | 0.063936 | 0 | 0.063936 | 0 | 0.0030318 | 0 | 0.0030318 | 0 | 1.9393 | 1.0235 | 1.9393 | 1.0235
253142-Commercial HVAC Diagnostic/Tune-up Com All CZ10 VintAll | 0.23678 | 0.094458 | 0.51 | 727.6 | 7276 | 0 | 0 | 0.11112 | 0 | 0.11112 | 0 | 0.11786 | 0 | 0.11786 | 0 | 4.3003 | 5.376 | 4.3003 | 5.376
253145-Commercial Condensor Coil Cleaning (all units - savings at 50% of DEER) Com All CZ10 VintAll | 0.081876 | 0.032663 | 0.2261 | 251.6 | 754.8 | 0 | 0 | 0.067805 | 0 | 0.067805 | 0 | 0.028826 | 0 | 0.028826 | 0 | 2.0562 | 1.2794 | 2.0562 | 1.2794
253142-Commercial HVAC Diagnostic/Tune-up Com All CZ10 VintAll | 0.17758 | 0.070843 | 0.3825 | 545.7 | 5457 | 0 | 0 | 0.11112 | 0 | 0.11112 | 0 | 0.11786 | 0 | 0.11786 | 0 | 4.3003 | 5.376 | 4.3003 | 5.376
253145-Commercial Condensor Coil Cleaning (all units - savings at 50% of DEER) Com All CZ10 VintAll | 0.061407 | 0.024497 | 0.16958 | 188.7 | 566.1 | 0 | 0 | 0.067805 | 0 | 0.067805 | 0 | 0.028826 | 0 | 0.028826 | 0 | 2.0562 | 1.2794 | 2.0562 | 1.2794
253142-Commercial HVAC Diagnostic/Tune-up Com All CZ10 VintAll | 0.17758 | 0.070843 | 0.3825 | 545.7 | 5457 | 0 | 0 | 0.11112 | 0 | 0.11112 | 0 | 0.11786 | 0 | 0.11786 | 0 | 4.3003 | 5.376 | 4.3003 | 5.376
253145-Commercial Condensor Coil Cleaning (all units - savings at 50% of DEER) Com All CZ10 VintAll | 0.061407 | 0.024497 | 0.16958 | 188.7 | 566.1 | 0 | 0 | 0.067805 | 0 | 0.067805 | 0 | 0.028826 | 0 | 0.028826 | 0 | 2.0562 | 1.2794 | 2.0562 | 1.2794
253142-Commercial HVAC Diagnostic/Tune-up Com All CZ10 VintAll | 0.29597 | 0.11807 | 0.6375 | 909.5 | 9095 | 0 | 0 | 0.10878 | 0 | 0.10878 | 0 | 0.10224 | 0 | 0.10224 | 0 | 4.0205 | 3.4025 | 4.0205 | 3.4025
253145-Commercial Condensor Coil Cleaning (all units - savings at 50% of DEER) Com All CZ10 VintAll | 0.10234 | 0.040829 | 0.28263 | 314.5 | 943.5 | 0 | 0 | 0.074683 | 0 | 0.074683 | 0 | 0.074683 | 0 | 0.074683 | 0 | 2.3029 | 2.3029 | 2.3029 | 2.3029
253142-Commercial HVAC Diagnostic/Tune-up Com All CZ10 VintAll | 0.29597 | 0.11807 | 0.6375 | 909.5 | 9095 | 0 | 0 | 0.10878 | 0 | 0.10878 | 0 | 0.10224 | 0 | 0.10224 | 0 | 4.0205 | 3.4025 | 4.0205 | 3.4025
253145-Commercial Condensor Coil Cleaning (all units - savings at 50% of DEER) Com All CZ10 VintAll | 0.10234 | 0.040829 | 0.28263 | 314.5 | 943.5 | 0 | 0 | 0.074683 | 0 | 0.074683 | 0 | 0.074683 | 0 | 0.074683 | 0 | 2.3029 | 2.3029 | 2.3029 | 2.3029
253142-Commercial HVAC Diagnostic/Tune-up Com All CZ10 VintAll | 0.23678 | 0.094458 | 0.51 | 727.6 | 7276 | 0 | 0 | 0.11112 | 0 | 0.11112 | 0 | 0.11786 | 0 | 0.11786 | 0 | 4.3003 | 5.376 | 4.3003 | 5.376
253145-Commercial Condensor Coil Cleaning (all units - savings at 50% of DEER) Com All CZ10 VintAll | 0.081876 | 0.032663 | 0.2261 | 251.6 | 754.8 | 0 | 0 | 0.067805 | 0 | 0.067805 | 0 | 0.028826 | 0 | 0.028826 | 0 | 2.0562 | 1.2794 | 2.0562 | 1.2794
253142-Commercial HVAC Diagnostic/Tune-up Com All CZ10 VintAll | 0.17758 | 0.070843 | 0.3825 | 545.7 | 5457 | 0 | 0 | 0.11045 | 0 | 0.11045 | 0 | 0.11337 | 0 | 0.11337 | 0 | 4.2159 | 4.608 | 4.2159 | 4.608
253145-Commercial Condensor Coil Cleaning (all units - savings at 50% of DEER) Com All CZ10 VintAll | 0.061407 | 0.024497 | 0.16958 | 188.7 | 566.1 | 0 | 0 | 0.065225 | 0 | 0.065225 | 0 | 0.01163 | 0 | 0.01163 | 0 | 1.9767 | 1.0966 | 1.9767 | 1.0966
253142-Commercial HVAC Diagnostic/Tune-up Com All CZ10 VintAll | 0.23678 | 0.094458 | 0.51 | 727.6 | 7276 | 0 | 0 | 0.11112 | 0 | 0.11112 | 0 | 0.11786 | 0 | 0.11786 | 0 | 4.3003 | 5.376 | 4.3003 | 5.376
253145-Commercial Condensor Coil Cleaning (all units - savings at 50% of DEER) Com All CZ10 VintAll | 0.081876 | 0.032663 | 0.2261 | 251.6 | 754.8 | 0 | 0 | 0.067805 | 0 | 0.067805 | 0 | 0.028826 | 0 | 0.028826 | 0 | 2.0562 | 1.2794 | 2.0562 | 1.2794
253142-Commercial HVAC Diagnostic/Tune-up Com All CZ10 VintAll | 0.23678 | 0.094458 | 0.51 | 727.6 | 7276 | 0 | 0 | 0.11112 | 0 | 0.11112 | 0 | 0.11786 | 0 | 0.11786 | 0 | 4.3003 | 5.376 | 4.3003 | 5.376
253145-Commercial Condensor Coil Cleaning (all units - savings at 50% of DEER) Com All CZ10 VintAll | 0.081876 | 0.032663 | 0.2261 | 251.6 | 754.8 | 0 | 0 | 0.067805 | 0 | 0.067805 | 0 | 0.028826 | 0 | 0.028826 | 0 | 2.0562 | 1.2794 | 2.0562 | 1.2794
253142-Commercial HVAC Diagnostic/Tune-up Com All CZ10 VintAll | 0.17758 | 0.070843 | 0.3825 | 545.7 | 5457 | 0 | 0 | 0.11112 | 0 | 0.11112 | 0 | 0.11786 | 0 | 0.11786 | 0 | 4.3003 | 5.376 | 4.3003 | 5.376
253145-Commercial Condensor Coil Cleaning (all units - savings at 50% of DEER) Com All CZ10 VintAll | 0.061407 | 0.024497 | 0.16958 | 188.7 | 566.1 | 0 | 0 | 0.067805 | 0 | 0.067805 | 0 | 0.028826 | 0 | 0.028826 | 0 | 2.0562 | 1.2794 | 2.0562 | 1.2794
253142-Commercial HVAC Diagnostic/Tune-up Com All CZ10 VintAll | 0.17758 | 0.070843 | 0.3825 | 545.7 | 5457 | 0 | 0 | 0.11112 | 0 | 0.11112 | 0 | 0.11786 | 0 | 0.11786 | 0 | 4.3003 | 5.376 | 4.3003 | 5.376
253145-Commercial Condensor Coil Cleaning (all units - savings at 50% of DEER) Com All CZ10 VintAll | 0.061407 | 0.024497 | 0.16958 | 188.7 | 566.1 | 0 | 0 | 0.067805 | 0 | 0.067805 | 0 | 0.028826 | 0 | 0.028826 | 0 | 2.0562 | 1.2794 | 2.0562 | 1.2794
253142-Commercial HVAC Diagnostic/Tune-up Com All CZ10 VintAll | 0.17758 | 0.070843 | 0.3825 | 545.7 | 5457 | 0 | 0 | 0.10878 | 0 | 0.10878 | 0 | 0.10224 | 0 | 0.10224 | 0 | 4.0205 | 3.4025 | 4.0205 | 3.4025
253145-Commercial Condensor Coil Cleaning (all units - savings at 50% of DEER) Com All CZ10 VintAll | 0.061407 | 0.024497 | 0.16958 | 188.7 | 566.1 | 0 | 0 | 0.074683 | 0 | 0.074683 | 0 | 0.074683 | 0 | 0.074683 | 0 | 2.3029 | 2.3029 | 2.3029 | 2.3029
253142-Commercial HVAC Diagnostic/Tune-up Com All CZ10 VintAll | 0.23678 | 0.094458 | 0.51 | 727.6 | 7276 | 0 | 0 | 0.11112 | 0 | 0.11112 | 0 | 0.11786 | 0 | 0.11786 | 0 | 4.3003 | 5.376 | 4.3003 | 5.376
253145-Commercial Condensor Coil Cleaning (all units - savings at 50% of DEER) Com All CZ10 VintAll | 0.081876 | 0.032663 | 0.2261 | 251.6 | 754.8 | 0 | 0 | 0.067805 | 0 | 0.067805 | 0 | 0.028826 | 0 | 0.028826 | 0 | 2.0562 | 1.2794 | 2.0562 | 1.2794
253142-Commercial HVAC Diagnostic/Tune-up Com All CZ10 VintAll | 0.23678 | 0.094458 | 0.51 | 727.6 | 7276 | 0 | 0 | 0.11112 | 0 | 0.11112 | 0 | 0.11786 | 0 | 0.11786 | 0 | 4.3003 | 5.376 | 4.3003 | 5.376
253145-Commercial Condensor Coil Cleaning (all units - savings at 50% of DEER) Com All CZ10 VintAll | 0.081876 | 0.032663 | 0.2261 | 251.6 | 754.8 | 0 | 0 | 0.067805 | 0 | 0.067805 | 0 | 0.028826 | 0 | 0.028826 | 0 | 2.0562 | 1.2794 | 2.0562 | 1.2794
253145-Commercial Condensor Coil Cleaning (all units - savings at 50% of DEER) Com All CZ10 VintAll | 0.061407 | 0.024497 | 0.16958 | 188.7 | 566.1 | 0 | 0 | 0.073113 | 0 | 0.073113 | 0 | 0.034135 | 0 | 0.034135 | 0 | 2.1388 | 1.3308 | 2.1388 | 1.3308
253145-Commercial Condensor Coil Cleaning (all units - savings at 50% of DEER) Com All CZ10 VintAll | 0.040938 | 0.016331 | 0.11305 | 125.8 | 377.4 | 0 | 0 | 0.073113 | 0 | 0.073113 | 0 | 0.034135 | 0 | 0.034135 | 0 | 2.1388 | 1.3308 | 2.1388 | 1.3308
253145-Commercial Condensor Coil Cleaning (all units - savings at 50% of DEER) Com All CZ10 VintAll | 0.081876 | 0.032663 | 0.2261 | 251.6 | 754.8 | 0 | 0 | 0.073113 | 0 | 0.073113 | 0 | 0.034135 | 0 | 0.034135 | 0 | 2.1388 | 1.3308 | 2.1388 | 1.3308
253145-Commercial Condensor Coil Cleaning (all units - savings at 50% of DEER) Com All CZ10 VintAll | 0.081876 | 0.032663 | 0.2261 | 251.6 | 754.8 | 0 | 0 | 0.073113 | 0 | 0.073113 | 0 | 0.034135 | 0 | 0.034135 | 0 | 2.1388 | 1.3308 | 2.1388 | 1.3308
253145-Commercial Condensor Coil Cleaning (all units - savings at 50% of DEER) Com All CZ10 VintAll | 0.081876 | 0.032663 | 0.2261 | 251.6 | 754.8 | 0 | 0 | 0.073113 | 0 | 0.073113 | 0 | 0.034135 | 0 | 0.034135 | 0 | 2.1388 | 1.3308 | 2.1388 | 1.3308
253145-Commercial Condensor Coil Cleaning (all units - savings at 50% of DEER) Com All CZ10 VintAll | 0.061407 | 0.024497 | 0.16958 | 188.7 | 566.1 | 0 | 0 | 0.073113 | 0 | 0.073113 | 0 | 0.034135 | 0 | 0.034135 | 0 | 2.1388 | 1.3308 | 2.1388 | 1.3308
253145-Commercial Condensor Coil Cleaning (all units - savings at 50% of DEER) Com All CZ10 VintAll | 0.020469 | 0.0081657 | 0.056525 | 62.9 | 188.7 | 0 | 0 | 0.065375 | 0 | 0.065375 | 0 | -0.017454 | 0 | -0.017454 | 0 | 1.9088 | 0.88722 | 1.9088 | 0.88722
253141-Commercial HVAC Diagnostic/Tune-up Com All CZ07 VintAll | 0.10843 | 0.043256 | 0.255 | 333.2 | 3332 | 0 | 0 | 0.11107 | 0 | 0.11107 | 0 | 0.11842 | 0 | 0.11842 | 0 | 4.0212 | 5.0272 | 4.0212 | 5.0272
253144-Commercial Condensor Coil Cleaning (all units - savings at 50% of DEER) Com All CZ07 VintAll | 0.066386 | 0.026484 | 0.1598 | 204 | 612 | 0 | 0 | 0.058133 | 0 | 0.058133 | 0 | 0.01006 | 0 | 0.01006 | 0 | 1.7342 | 1.0791 | 1.7342 | 1.0791
253141-Commercial HVAC Diagnostic/Tune-up Com All CZ07 VintAll | 0.21686 | 0.086513 | 0.51 | 666.4 | 6664 | 0 | 0 | 0.11107 | 0 | 0.11107 | 0 | 0.11842 | 0 | 0.11842 | 0 | 4.0212 | 5.0272 | 4.0212 | 5.0272
253144-Commercial Condensor Coil Cleaning (all units - savings at 50% of DEER) Com All CZ07 VintAll | 0.066386 | 0.026484 | 0.1598 | 204 | 612 | 0 | 0 | 0.058133 | 0 | 0.058133 | 0 | 0.01006 | 0 | 0.01006 | 0 | 1.7342 | 1.0791 | 1.7342 | 1.0791
253141-Commercial HVAC Diagnostic/Tune-up Com All CZ07 VintAll | 0.32529 | 0.12977 | 0.765 | 999.6 | 9996 | 0 | 0 | 0.11107 | 0 | 0.11107 | 0 | 0.11842 | 0 | 0.11842 | 0 | 4.0212 | 5.0272 | 4.0212 | 5.0272
253144-Commercial Condensor Coil Cleaning (all units - savings at 50% of DEER) Com All CZ07 VintAll | 0.099579 | 0.039725 | 0.2397 | 306 | 918 | 0 | 0 | 0.058133 | 0 | 0.058133 | 0 | 0.01006 | 0 | 0.01006 | 0 | 1.7342 | 1.0791 | 1.7342 | 1.0791
253141-Commercial HVAC Diagnostic/Tune-up Com All CZ07 VintAll | 0.10843 | 0.043256 | 0.255 | 333.2 | 3332 | 0 | 0 | 0.10996 | 0 | 0.10996 | 0 | 0.11107 | 0 | 0.11107 | 0 | 3.9041 | 4.0218 | 3.9041 | 4.0218
253144-Commercial Condensor Coil Cleaning (all units - savings at 50% of DEER) Com All CZ07 VintAll | 0.033193 | 0.013242 | 0.0799 | 102 | 306 | 0 | 0 | 0.053361 | 0 | 0.053361 | 0 | -0.021754 | 0 | -0.021754 | 0 | 1.6356 | 0.86324 | 1.6356 | 0.86324
253141-Commercial HVAC Diagnostic/Tune-up Com All CZ07 VintAll | 0.10843 | 0.043256 | 0.255 | 333.2 | 3332 | 0 | 0 | 0.10996 | 0 | 0.10996 | 0 | 0.11107 | 0 | 0.11107 | 0 | 3.9041 | 4.0218 | 3.9041 | 4.0218
253144-Commercial Condensor Coil Cleaning (all units - savings at 50% of DEER) Com All CZ07 VintAll | 0.033193 | 0.013242 | 0.0799 | 102 | 306 | 0 | 0 | 0.053361 | 0 | 0.053361 | 0 | -0.021754 | 0 | -0.021754 | 0 | 1.6356 | 0.86324 | 1.6356 | 0.86324
253144-Commercial Condensor Coil Cleaning (all units - savings at 50% of DEER) Com All CZ07 VintAll | 0.033193 | 0.013242 | 0.0799 | 102 | 306 | 0 | 0 | 0.058133 | 0 | 0.058133 | 0 | 0.01006 | 0 | 0.01006 | 0 | 1.7342 | 1.0791 | 1.7342 | 1.0791
253141-Commercial HVAC Diagnostic/Tune-up Com All CZ07 VintAll | 0.054215 | 0.021628 | 0.1275 | 166.6 | 1666 | 0 | 0 | 0.10886 | 0 | 0.10886 | 0 | 0.10372 | 0 | 0.10372 | 0 | 3.7936 | 3.3515 | 3.7936 | 3.3515
253144-Commercial Condensor Coil Cleaning (all units - savings at 50% of DEER) Com All CZ07 VintAll | 0.016596 | 0.0066209 | 0.03995 | 51 | 153 | 0 | 0 | 0.048589 | 0 | 0.048589 | 0 | -0.053567 | 0 | -0.053567 | 0 | 1.5476 | 0.71937 | 1.5476 | 0.71937
253141-Commercial HVAC Diagnostic/Tune-up Com All CZ07 VintAll | 0.10843 | 0.043256 | 0.255 | 333.2 | 3332 | 0 | 0 | 0.11107 | 0 | 0.11107 | 0 | 0.11842 | 0 | 0.11842 | 0 | 4.0212 | 5.0272 | 4.0212 | 5.0272
253144-Commercial Condensor Coil Cleaning (all units - savings at 50% of DEER) Com All CZ07 VintAll | 0.033193 | 0.013242 | 0.0799 | 102 | 306 | 0 | 0 | 0.058133 | 0 | 0.058133 | 0 | 0.01006 | 0 | 0.01006 | 0 | 1.7342 | 1.0791 | 1.7342 | 1.0791
253141-Commercial HVAC Diagnostic/Tune-up Com All CZ07 VintAll | 0.10843 | 0.043256 | 0.255 | 333.2 | 3332 | 0 | 0 | 0.11107 | 0 | 0.11107 | 0 | 0.11842 | 0 | 0.11842 | 0 | 4.0212 | 5.0272 | 4.0212 | 5.0272
253144-Commercial Condensor Coil Cleaning (all units - savings at 50% of DEER) Com All CZ07 VintAll | 0.033193 | 0.013242 | 0.0799 | 102 | 306 | 0 | 0 | 0.058133 | 0 | 0.058133 | 0 | 0.01006 | 0 | 0.01006 | 0 | 1.7342 | 1.0791 | 1.7342 | 1.0791
253141-Commercial HVAC Diagnostic/Tune-up Com All CZ07 VintAll | 0.21686 | 0.086513 | 0.51 | 666.4 | 6664 | 0 | 0 | 0.11107 | 0 | 0.11107 | 0 | 0.11842 | 0 | 0.11842 | 0 | 4.0212 | 5.0272 | 4.0212 | 5.0272
253142-Commercial HVAC Diagnostic/Tune-up Com All CZ10 VintAll | 0.23678 | 0.094458 | 0.51 | 727.6 | 7276 | 0 | 0 | 0.11112 | 0 | 0.11112 | 0 | 0.11786 | 0 | 0.11786 | 0 | 4.3003 | 5.376 | 4.3003 | 5.376
253145-Commercial Condensor Coil Cleaning (all units - savings at 50% of DEER) Com All CZ10 VintAll | 0.081876 | 0.032663 | 0.2261 | 251.6 | 754.8 | 0 | 0 | 0.067805 | 0 | 0.067805 | 0 | 0.028826 | 0 | 0.028826 | 0 | 2.0562 | 1.2794 | 2.0562 | 1.2794
253145-Commercial Condensor Coil Cleaning (all units - savings at 50% of DEER) Com All CZ10 VintAll | 0.061407 | 0.024497 | 0.16958 | 188.7 | 566.1 | 0 | 0 | 0.065225 | 0 | 0.065225 | 0 | 0.01163 | 0 | 0.01163 | 0 | 1.9767 | 1.0966 | 1.9767 | 1.0966
253142-Commercial HVAC Diagnostic/Tune-up Com All CZ10 VintAll | 0.17758 | 0.070843 | 0.3825 | 545.7 | 5457 | 0 | 0 | 0.11045 | 0 | 0.11045 | 0 | 0.11337 | 0 | 0.11337 | 0 | 4.2159 | 4.608 | 4.2159 | 4.608
253145-Commercial Condensor Coil Cleaning (all units - savings at 50% of DEER) Com All CZ10 VintAll | 0.061407 | 0.024497 | 0.16958 | 188.7 | 566.1 | 0 | 0 | 0.065225 | 0 | 0.065225 | 0 | 0.01163 | 0 | 0.01163 | 0 | 1.9767 | 1.0966 | 1.9767 | 1.0966
253142-Commercial HVAC Diagnostic/Tune-up Com All CZ10 VintAll | 0.17758 | 0.070843 | 0.3825 | 545.7 | 5457 | 0 | 0 | 0.10878 | 0 | 0.10878 | 0 | 0.10224 | 0 | 0.10224 | 0 | 4.0205 | 3.4025 | 4.0205 | 3.4025
253145-Commercial Condensor Coil Cleaning (all units - savings at 50% of DEER) Com All CZ10 VintAll | 0.061407 | 0.024497 | 0.16958 | 188.7 | 566.1 | 0 | 0 | 0.074683 | 0 | 0.074683 | 0 | 0.074683 | 0 | 0.074683 | 0 | 2.3029 | 2.3029 | 2.3029 | 2.3029
253142-Commercial HVAC Diagnostic/Tune-up Com All CZ10 VintAll | 0.23678 | 0.094458 | 0.51 | 727.6 | 7276 | 0 | 0 | 0.11112 | 0 | 0.11112 | 0 | 0.11786 | 0 | 0.11786 | 0 | 4.3003 | 5.376 | 4.3003 | 5.376
253145-Commercial Condensor Coil Cleaning (all units - savings at 50% of DEER) Com All CZ10 VintAll | 0.081876 | 0.032663 | 0.2261 | 251.6 | 754.8 | 0 | 0 | 0.067805 | 0 | 0.067805 | 0 | 0.028826 | 0 | 0.028826 | 0 | 2.0562 | 1.2794 | 2.0562 | 1.2794
253145-Commercial Condensor Coil Cleaning (all units - savings at 50% of DEER) Com All CZ10 VintAll | 0.081876 | 0.032663 | 0.2261 | 251.6 | 754.8 | 0 | 0 | 0.074683 | 0 | 0.074683 | 0 | 0.074683 | 0 | 0.074683 | 0 | 2.3029 | 2.3029 | 2.3029 | 2.3029
253142-Commercial HVAC Diagnostic/Tune-up Com All CZ10 VintAll | 0.23678 | 0.094458 | 0.51 | 727.6 | 7276 | 0 | 0 | 0.11112 | 0 | 0.11112 | 0 | 0.11786 | 0 | 0.11786 | 0 | 4.3003 | 5.376 | 4.3003 | 5.376
253145-Commercial Condensor Coil Cleaning (all units - savings at 50% of DEER) Com All CZ10 VintAll | 0.081876 | 0.032663 | 0.2261 | 251.6 | 754.8 | 0 | 0 | 0.067805 | 0 | 0.067805 | 0 | 0.028826 | 0 | 0.028826 | 0 | 2.0562 | 1.2794 | 2.0562 | 1.2794
253142-Commercial HVAC Diagnostic/Tune-up Com All CZ10 VintAll | 0.29597 | 0.11807 | 0.6375 | 909.5 | 9095 | 0 | 0 | 0.11112 | 0 | 0.11112 | 0 | 0.11786 | 0 | 0.11786 | 0 | 4.3003 | 5.376 | 4.3003 | 5.376
253145-Commercial Condensor Coil Cleaning (all units - savings at 50% of DEER) Com All CZ10 VintAll | 0.10234 | 0.040829 | 0.28263 | 314.5 | 943.5 | 0 | 0 | 0.067805 | 0 | 0.067805 | 0 | 0.028826 | 0 | 0.028826 | 0 | 2.0562 | 1.2794 | 2.0562 | 1.2794
253142-Commercial HVAC Diagnostic/Tune-up Com All CZ10 VintAll | 0.23678 | 0.094458 | 0.51 | 727.6 | 7276 | 0 | 0 | 0.11112 | 0 | 0.11112 | 0 | 0.11786 | 0 | 0.11786 | 0 | 4.3003 | 5.376 | 4.3003 | 5.376
253145-Commercial Condensor Coil Cleaning (all units - savings at 50% of DEER) Com All CZ10 VintAll | 0.081876 | 0.032663 | 0.2261 | 251.6 | 754.8 | 0 | 0 | 0.067805 | 0 | 0.067805 | 0 | 0.028826 | 0 | 0.028826 | 0 | 2.0562 | 1.2794 | 2.0562 | 1.2794
253142-Commercial HVAC Diagnostic/Tune-up Com All CZ10 VintAll | 0.11839 | 0.047229 | 0.255 | 363.8 | 3638 | 0 | 0 | 0.11011 | 0 | 0.11011 | 0 | 0.11112 | 0 | 0.11112 | 0 | 4.175 | 4.3008 | 4.175 | 4.3008
253145-Commercial Condensor Coil Cleaning (all units - savings at 50% of DEER) Com All CZ10 VintAll | 0.040938 | 0.016331 | 0.11305 | 125.8 | 377.4 | 0 | 0 | 0.063936 | 0 | 0.063936 | 0 | 0.0030318 | 0 | 0.0030318 | 0 | 1.9393 | 1.0235 | 1.9393 | 1.0235
253145-Commercial Condensor Coil Cleaning (all units - savings at 50% of DEER) Com All CZ10 VintAll | 0.10234 | 0.040829 | 0.28263 | 314.5 | 943.5 | 0 | 0 | 0.073113 | 0 | 0.073113 | 0 | 0.034135 | 0 | 0.034135 | 0 | 2.1388 | 1.3308 | 2.1388 | 1.3308
253145-Commercial Condensor Coil Cleaning (all units - savings at 50% of DEER) Com All CZ10 VintAll | 0.10234 | 0.040829 | 0.28263 | 314.5 | 943.5 | 0 | 0 | 0.073113 | 0 | 0.073113 | 0 | 0.034135 | 0 | 0.034135 | 0 | 2.1388 | 1.3308 | 2.1388 | 1.3308
253141-Commercial HVAC Diagnostic/Tune-up Com All CZ07 VintAll | 0.10843 | 0.043256 | 0.255 | 333.2 | 3332 | 0 | 0 | 0.11107 | 0 | 0.11107 | 0 | 0.11842 | 0 | 0.11842 | 0 | 4.0212 | 5.0272 | 4.0212 | 5.0272
253144-Commercial Condensor Coil Cleaning (all units - savings at 50% of DEER) Com All CZ07 VintAll | 0.049789 | 0.019863 | 0.11985 | 153 | 459 | 0 | 0 | 0.053361 | 0 | 0.053361 | 0 | -0.021754 | 0 | -0.021754 | 0 | 1.6356 | 0.86324 | 1.6356 | 0.86324
253141-Commercial HVAC Diagnostic/Tune-up Com All CZ07 VintAll | 0.16265 | 0.064885 | 0.3825 | 499.8 | 4998 | 0 | 0 | 0.11107 | 0 | 0.11107 | 0 | 0.11842 | 0 | 0.11842 | 0 | 4.0212 | 5.0272 | 4.0212 | 5.0272
253144-Commercial Condensor Coil Cleaning (all units - savings at 50% of DEER) Com All CZ07 VintAll | 0.049789 | 0.019863 | 0.11985 | 153 | 459 | 0 | 0 | 0.058133 | 0 | 0.058133 | 0 | 0.01006 | 0 | 0.01006 | 0 | 1.7342 | 1.0791 | 1.7342 | 1.0791
253141-Commercial HVAC Diagnostic/Tune-up Com All CZ07 VintAll | 0.21686 | 0.086513 | 0.51 | 666.4 | 6664 | 0 | 0 | 0.11107 | 0 | 0.11107 | 0 | 0.11842 | 0 | 0.11842 | 0 | 4.0212 | 5.0272 | 4.0212 | 5.0272
253144-Commercial Condensor Coil Cleaning (all units - savings at 50% of DEER) Com All CZ07 VintAll | 0.066386 | 0.026484 | 0.1598 | 204 | 612 | 0 | 0 | 0.058133 | 0 | 0.058133 | 0 | 0.01006 | 0 | 0.01006 | 0 | 1.7342 | 1.0791 | 1.7342 | 1.0791
253141-Commercial HVAC Diagnostic/Tune-up Com All CZ07 VintAll | 0.21686 | 0.086513 | 0.51 | 666.4 | 6664 | 0 | 0 | 0.11107 | 0 | 0.11107 | 0 | 0.11842 | 0 | 0.11842 | 0 | 4.0212 | 5.0272 | 4.0212 | 5.0272
253144-Commercial Condensor Coil Cleaning (all units - savings at 50% of DEER) Com All CZ07 VintAll | 0.066386 | 0.026484 | 0.1598 | 204 | 612 | 0 | 0 | 0.058133 | 0 | 0.058133 | 0 | 0.01006 | 0 | 0.01006 | 0 | 1.7342 | 1.0791 | 1.7342 | 1.0791
253141-Commercial HVAC Diagnostic/Tune-up Com All CZ07 VintAll | 0.21686 | 0.086513 | 0.51 | 666.4 | 6664 | 0 | 0 | 0.11107 | 0 | 0.11107 | 0 | 0.11842 | 0 | 0.11842 | 0 | 4.0212 | 5.0272 | 4.0212 | 5.0272
253144-Commercial Condensor Coil Cleaning (all units - savings at 50% of DEER) Com All CZ07 VintAll | 0.066386 | 0.026484 | 0.1598 | 204 | 612 | 0 | 0 | 0.058133 | 0 | 0.058133 | 0 | 0.01006 | 0 | 0.01006 | 0 | 1.7342 | 1.0791 | 1.7342 | 1.0791
253141-Commercial HVAC Diagnostic/Tune-up Com All CZ07 VintAll | 0.32529 | 0.12977 | 0.765 | 999.6 | 9996 | 0 | 0 | 0.11107 | 0 | 0.11107 | 0 | 0.11842 | 0 | 0.11842 | 0 | 4.0212 | 5.0272 | 4.0212 | 5.0272
253144-Commercial Condensor Coil Cleaning (all units - savings at 50% of DEER) Com All CZ07 VintAll | 0.033193 | 0.013242 | 0.0799 | 102 | 306 | 0 | 0 | 0.058133 | 0 | 0.058133 | 0 | 0.01006 | 0 | 0.01006 | 0 | 1.7342 | 1.0791 | 1.7342 | 1.0791
253144-Commercial Condensor Coil Cleaning (all units - savings at 50% of DEER) Com All CZ07 VintAll | 0.099579 | 0.039725 | 0.2397 | 306 | 918 | 0 | 0 | 0.058133 | 0 | 0.058133 | 0 | 0.01006 | 0 | 0.01006 | 0 | 1.7342 | 1.0791 | 1.7342 | 1.0791
253141-Commercial HVAC Diagnostic/Tune-up Com All CZ07 VintAll | 0.37951 | 0.1514 | 0.8925 | 1166.2 | 11662 | 0 | 0 | 0.11075 | 0 | 0.11075 | 0 | 0.11632 | 0 | 0.11632 | 0 | 3.9871 | 4.6921 | 3.9871 | 4.6921
253144-Commercial Condensor Coil Cleaning (all units - savings at 50% of DEER) Com All CZ07 VintAll | 0.11618 | 0.046346 | 0.27965 | 357 | 1071 | 0 | 0 | 0.05677 | 0 | 0.05677 | 0 | 0.00097027 | 0 | 0.00097027 | 0 | 1.7048 | 1.0071 | 1.7048 | 1.0071
253141-Commercial HVAC Diagnostic/Tune-up Com All CZ07 VintAll | 0.37951 | 0.1514 | 0.8925 | 1166.2 | 11662 | 0 | 0 | 0.11075 | 0 | 0.11075 | 0 | 0.11632 | 0 | 0.11632 | 0 | 3.9871 | 4.6921 | 3.9871 | 4.6921
253144-Commercial Condensor Coil Cleaning (all units - savings at 50% of DEER) Com All CZ07 VintAll | 0.11618 | 0.046346 | 0.27965 | 357 | 1071 | 0 | 0 | 0.05677 | 0 | 0.05677 | 0 | 0.00097027 | 0 | 0.00097027 | 0 | 1.7048 | 1.0071 | 1.7048 | 1.0071
253141-Commercial HVAC Diagnostic/Tune-up Com All CZ07 VintAll | 0.21686 | 0.086513 | 0.51 | 666.4 | 6664 | 0 | 0 | 0.11107 | 0 | 0.11107 | 0 | 0.11842 | 0 | 0.11842 | 0 | 4.0212 | 5.0272 | 4.0212 | 5.0272
253144-Commercial Condensor Coil Cleaning (all units - savings at 50% of DEER) Com All CZ07 VintAll | 0.066386 | 0.026484 | 0.1598 | 204 | 612 | 0 | 0 | 0.058133 | 0 | 0.058133 | 0 | 0.01006 | 0 | 0.01006 | 0 | 1.7342 | 1.0791 | 1.7342 | 1.0791
253141-Commercial HVAC Diagnostic/Tune-up Com All CZ07 VintAll | 0.21686 | 0.086513 | 0.51 | 666.4 | 6664 | 0 | 0 | 0.11107 | 0 | 0.11107 | 0 | 0.11842 | 0 | 0.11842 | 0 | 4.0212 | 5.0272 | 4.0212 | 5.0272
253144-Commercial Condensor Coil Cleaning (all units - savings at 50% of DEER) Com All CZ07 VintAll | 0.066386 | 0.026484 | 0.1598 | 204 | 612 | 0 | 0 | 0.058133 | 0 | 0.058133 | 0 | 0.01006 | 0 | 0.01006 | 0 | 1.7342 | 1.0791 | 1.7342 | 1.0791
253141-Commercial HVAC Diagnostic/Tune-up Com All CZ07 VintAll | 0.21686 | 0.086513 | 0.51 | 666.4 | 6664 | 0 | 0 | 0.11107 | 0 | 0.11107 | 0 | 0.11842 | 0 | 0.11842 | 0 | 4.0212 | 5.0272 | 4.0212 | 5.0272
253141-Commercial HVAC Diagnostic/Tune-up Com All CZ07 VintAll | 0.21686 | 0.086513 | 0.51 | 666.4 | 6664 | 0 | 0 | 0.11107 | 0 | 0.11107 | 0 | 0.11842 | 0 | 0.11842 | 0 | 4.0212 | 5.0272 | 4.0212 | 5.0272
253144-Commercial Condensor Coil Cleaning (all units - savings at 50% of DEER) Com All CZ07 VintAll | 0.066386 | 0.026484 | 0.1598 | 204 | 612 | 0 | 0 | 0.058133 | 0 | 0.058133 | 0 | 0.01006 | 0 | 0.01006 | 0 | 1.7342 | 1.0791 | 1.7342 | 1.0791
253144-Commercial Condensor Coil Cleaning (all units - savings at 50% of DEER) Com All CZ07 VintAll | 0.066386 | 0.026484 | 0.1598 | 204 | 612 | 0 | 0 | 0.058133 | 0 | 0.058133 | 0 | 0.01006 | 0 | 0.01006 | 0 | 1.7342 | 1.0791 | 1.7342 | 1.0791
253141-Commercial HVAC Diagnostic/Tune-up Com All CZ07 VintAll | 0.21686 | 0.086513 | 0.51 | 666.4 | 6664 | 0 | 0 | 0.11107 | 0 | 0.11107 | 0 | 0.11842 | 0 | 0.11842 | 0 | 4.0212 | 5.0272 | 4.0212 | 5.0272
253144-Commercial Condensor Coil Cleaning (all units - savings at 50% of DEER) Com All CZ07 VintAll | 0.066386 | 0.026484 | 0.1598 | 204 | 612 | 0 | 0 | 0.058133 | 0 | 0.058133 | 0 | 0.01006 | 0 | 0.01006 | 0 | 1.7342 | 1.0791 | 1.7342 | 1.0791
253141-Commercial HVAC Diagnostic/Tune-up Com All CZ07 VintAll | 0.16265 | 0.064885 | 0.3825 | 499.8 | 4998 | 0 | 0 | 0.10996 | 0 | 0.10996 | 0 | 0.11107 | 0 | 0.11107 | 0 | 3.9041 | 4.0218 | 3.9041 | 4.0218
253144-Commercial Condensor Coil Cleaning (all units - savings at 50% of DEER) Com All CZ07 VintAll | 0.049789 | 0.019863 | 0.11985 | 153 | 459 | 0 | 0 | 0.053361 | 0 | 0.053361 | 0 | -0.021754 | 0 | -0.021754 | 0 | 1.6356 | 0.86324 | 1.6356 | 0.86324
253141-Commercial HVAC Diagnostic/Tune-up Com All CZ07 VintAll | 0.16265 | 0.064885 | 0.3825 | 499.8 | 4998 | 0 | 0 | 0.10996 | 0 | 0.10996 | 0 | 0.11107 | 0 | 0.11107 | 0 | 3.9041 | 4.0218 | 3.9041 | 4.0218
253141-Commercial HVAC Diagnostic/Tune-up Com All CZ07 VintAll | 0.16265 | 0.064885 | 0.3825 | 499.8 | 4998 | 0 | 0 | 0.11107 | 0 | 0.11107 | 0 | 0.11842 | 0 | 0.11842 | 0 | 4.0212 | 5.0272 | 4.0212 | 5.0272
253144-Commercial Condensor Coil Cleaning (all units - savings at 50% of DEER) Com All CZ07 VintAll | 0.049789 | 0.019863 | 0.11985 | 153 | 459 | 0 | 0 | 0.053361 | 0 | 0.053361 | 0 | -0.021754 | 0 | -0.021754 | 0 | 1.6356 | 0.86324 | 1.6356 | 0.86324
253141-Commercial HVAC Diagnostic/Tune-up Com All CZ07 VintAll | 0.27108 | 0.10814 | 0.6375 | 833 | 8330 | 0 | 0 | 0.11107 | 0 | 0.11107 | 0 | 0.11842 | 0 | 0.11842 | 0 | 4.0212 | 5.0272 | 4.0212 | 5.0272
253144-Commercial Condensor Coil Cleaning (all units - savings at 50% of DEER) Com All CZ07 VintAll | 0.082982 | 0.033104 | 0.19975 | 255 | 765 | 0 | 0 | 0.058133 | 0 | 0.058133 | 0 | 0.01006 | 0 | 0.01006 | 0 | 1.7342 | 1.0791 | 1.7342 | 1.0791
253141-Commercial HVAC Diagnostic/Tune-up Com All CZ07 VintAll | 0.27108 | 0.10814 | 0.6375 | 833 | 8330 | 0 | 0 | 0.11107 | 0 | 0.11107 | 0 | 0.11842 | 0 | 0.11842 | 0 | 4.0212 | 5.0272 | 4.0212 | 5.0272
253144-Commercial Condensor Coil Cleaning (all units - savings at 50% of DEER) Com All CZ07 VintAll | 0.082982 | 0.033104 | 0.19975 | 255 | 765 | 0 | 0 | 0.058133 | 0 | 0.058133 | 0 | 0.01006 | 0 | 0.01006 | 0 | 1.7342 | 1.0791 | 1.7342 | 1.0791
253141-Commercial HVAC Diagnostic/Tune-up Com All CZ07 VintAll | 0.16265 | 0.064885 | 0.3825 | 499.8 | 4998 | 0 | 0 | 0.10996 | 0 | 0.10996 | 0 | 0.11107 | 0 | 0.11107 | 0 | 3.9041 | 4.0218 | 3.9041 | 4.0218
253144-Commercial Condensor Coil Cleaning (all units - savings at 50% of DEER) Com All CZ07 VintAll | 0.049789 | 0.019863 | 0.11985 | 153 | 459 | 0 | 0 | 0.053361 | 0 | 0.053361 | 0 | -0.021754 | 0 | -0.021754 | 0 | 1.6356 | 0.86324 | 1.6356 | 0.86324
253141-Commercial HVAC Diagnostic/Tune-up Com All CZ07 VintAll | 0.16265 | 0.064885 | 0.3825 | 499.8 | 4998 | 0 | 0 | 0.10996 | 0 | 0.10996 | 0 | 0.11107 | 0 | 0.11107 | 0 | 3.9041 | 4.0218 | 3.9041 | 4.0218
253144-Commercial Condensor Coil Cleaning (all units - savings at 50% of DEER) Com All CZ07 VintAll | 0.049789 | 0.019863 | 0.11985 | 153 | 459 | 0 | 0 | 0.053361 | 0 | 0.053361 | 0 | -0.021754 | 0 | -0.021754 | 0 | 1.6356 | 0.86324 | 1.6356 | 0.86324
253141-Commercial HVAC Diagnostic/Tune-up Com All CZ07 VintAll | 0.21686 | 0.086513 | 0.51 | 666.4 | 6664 | 0 | 0 | 0.11107 | 0 | 0.11107 | 0 | 0.11842 | 0 | 0.11842 | 0 | 4.0212 | 5.0272 | 4.0212 | 5.0272
253144-Commercial Condensor Coil Cleaning (all units - savings at 50% of DEER) Com All CZ07 VintAll | 0.049789 | 0.019863 | 0.11985 | 153 | 459 | 0 | 0 | 0.058133 | 0 | 0.058133 | 0 | 0.01006 | 0 | 0.01006 | 0 | 1.7342 | 1.0791 | 1.7342 | 1.0791
253144-Commercial Condensor Coil Cleaning (all units - savings at 50% of DEER) Com All CZ07 VintAll | 0.066386 | 0.026484 | 0.1598 | 204 | 612 | 0 | 0 | 0.058133 | 0 | 0.058133 | 0 | 0.01006 | 0 | 0.01006 | 0 | 1.7342 | 1.0791 | 1.7342 | 1.0791
253141-Commercial HVAC Diagnostic/Tune-up Com All CZ07 VintAll | 0.21686 | 0.086513 | 0.51 | 666.4 | 6664 | 0 | 0 | 0.11079 | 0 | 0.11079 | 0 | 0.11659 | 0 | 0.11659 | 0 | 3.9913 | 4.7315 | 3.9913 | 4.7315
253144-Commercial Condensor Coil Cleaning (all units - savings at 50% of DEER) Com All CZ07 VintAll | 0.066386 | 0.026484 | 0.1598 | 204 | 612 | 0 | 0 | 0.05694 | 0 | 0.05694 | 0 | 0.0021065 | 0 | 0.0021065 | 0 | 1.7085 | 1.0156 | 1.7085 | 1.0156
253141-Commercial HVAC Diagnostic/Tune-up Com All CZ07 VintAll | 0.21686 | 0.086513 | 0.51 | 666.4 | 6664 | 0 | 0 | 0.11079 | 0 | 0.11079 | 0 | 0.11659 | 0 | 0.11659 | 0 | 3.9913 | 4.7315 | 3.9913 | 4.7315
253144-Commercial Condensor Coil Cleaning (all units - savings at 50% of DEER) Com All CZ07 VintAll | 0.066386 | 0.026484 | 0.1598 | 204 | 612 | 0 | 0 | 0.05694 | 0 | 0.05694 | 0 | 0.0021065 | 0 | 0.0021065 | 0 | 1.7085 | 1.0156 | 1.7085 | 1.0156
253141-Commercial HVAC Diagnostic/Tune-up Com All CZ07 VintAll | 0.16265 | 0.064885 | 0.3825 | 499.8 | 4998 | 0 | 0 | 0.11107 | 0 | 0.11107 | 0 | 0.11842 | 0 | 0.11842 | 0 | 4.0212 | 5.0272 | 4.0212 | 5.0272
253144-Commercial Condensor Coil Cleaning (all units - savings at 50% of DEER) Com All CZ07 VintAll | 0.049789 | 0.019863 | 0.11985 | 153 | 459 | 0 | 0 | 0.058133 | 0 | 0.058133 | 0 | 0.01006 | 0 | 0.01006 | 0 | 1.7342 | 1.0791 | 1.7342 | 1.0791
253141-Commercial HVAC Diagnostic/Tune-up Com All CZ07 VintAll | 0.16265 | 0.064885 | 0.3825 | 499.8 | 4998 | 0 | 0 | 0.11107 | 0 | 0.11107 | 0 | 0.11842 | 0 | 0.11842 | 0 | 4.0212 | 5.0272 | 4.0212 | 5.0272
253144-Commercial Condensor Coil Cleaning (all units - savings at 50% of DEER) Com All CZ07 VintAll | 0.049789 | 0.019863 | 0.11985 | 153 | 459 | 0 | 0 | 0.058133 | 0 | 0.058133 | 0 | 0.01006 | 0 | 0.01006 | 0 | 1.7342 | 1.0791 | 1.7342 | 1.0791
253141-Commercial HVAC Diagnostic/Tune-up Com All CZ07 VintAll | 0.21686 | 0.086513 | 0.51 | 666.4 | 6664 | 0 | 0 | 0.11107 | 0 | 0.11107 | 0 | 0.11842 | 0 | 0.11842 | 0 | 4.0212 | 5.0272 | 4.0212 | 5.0272
253141-Commercial HVAC Diagnostic/Tune-up Com All CZ07 VintAll | 0.27108 | 0.10814 | 0.6375 | 833 | 8330 | 0 | 0 | 0.11107 | 0 | 0.11107 | 0 | 0.11842 | 0 | 0.11842 | 0 | 4.0212 | 5.0272 | 4.0212 | 5.0272
253144-Commercial Condensor Coil Cleaning (all units - savings at 50% of DEER) Com All CZ07 VintAll | 0.066386 | 0.026484 | 0.1598 | 204 | 612 | 0 | 0 | 0.058133 | 0 | 0.058133 | 0 | 0.01006 | 0 | 0.01006 | 0 | 1.7342 | 1.0791 | 1.7342 | 1.0791
253141-Commercial HVAC Diagnostic/Tune-up Com All CZ07 VintAll | 0.21686 | 0.086513 | 0.51 | 666.4 | 6664 | 0 | 0 | 0.11107 | 0 | 0.11107 | 0 | 0.11842 | 0 | 0.11842 | 0 | 4.0212 | 5.0272 | 4.0212 | 5.0272
253144-Commercial Condensor Coil Cleaning (all units - savings at 50% of DEER) Com All CZ07 VintAll | 0.066386 | 0.026484 | 0.1598 | 204 | 612 | 0 | 0 | 0.058133 | 0 | 0.058133 | 0 | 0.01006 | 0 | 0.01006 | 0 | 1.7342 | 1.0791 | 1.7342 | 1.0791
253141-Commercial HVAC Diagnostic/Tune-up Com All CZ07 VintAll | 0.27108 | 0.10814 | 0.6375 | 833 | 8330 | 0 | 0 | 0.11107 | 0 | 0.11107 | 0 | 0.11842 | 0 | 0.11842 | 0 | 4.0212 | 5.0272 | 4.0212 | 5.0272
253144-Commercial Condensor Coil Cleaning (all units - savings at 50% of DEER) Com All CZ07 VintAll | 0.082982 | 0.033104 | 0.19975 | 255 | 765 | 0 | 0 | 0.058133 | 0 | 0.058133 | 0 | 0.01006 | 0 | 0.01006 | 0 | 1.7342 | 1.0791 | 1.7342 | 1.0791
253141-Commercial HVAC Diagnostic/Tune-up Com All CZ07 VintAll | 0.16265 | 0.064885 | 0.3825 | 499.8 | 4998 | 0 | 0 | 0.10996 | 0 | 0.10996 | 0 | 0.11107 | 0 | 0.11107 | 0 | 3.9041 | 4.0218 | 3.9041 | 4.0218
253144-Commercial Condensor Coil Cleaning (all units - savings at 50% of DEER) Com All CZ07 VintAll | 0.049789 | 0.019863 | 0.11985 | 153 | 459 | 0 | 0 | 0.053361 | 0 | 0.053361 | 0 | -0.021754 | 0 | -0.021754 | 0 | 1.6356 | 0.86324 | 1.6356 | 0.86324
253141-Commercial HVAC Diagnostic/Tune-up Com All CZ07 VintAll | 0.16265 | 0.064885 | 0.3825 | 499.8 | 4998 | 0 | 0 | 0.10996 | 0 | 0.10996 | 0 | 0.11107 | 0 | 0.11107 | 0 | 3.9041 | 4.0218 | 3.9041 | 4.0218
253144-Commercial Condensor Coil Cleaning (all units - savings at 50% of DEER) Com All CZ07 VintAll | 0.049789 | 0.019863 | 0.11985 | 153 | 459 | 0 | 0 | 0.053361 | 0 | 0.053361 | 0 | -0.021754 | 0 | -0.021754 | 0 | 1.6356 | 0.86324 | 1.6356 | 0.86324
253141-Commercial HVAC Diagnostic/Tune-up Com All CZ07 VintAll | 0.16265 | 0.064885 | 0.3825 | 499.8 | 4998 | 0 | 0 | 0.11107 | 0 | 0.11107 | 0 | 0.11842 | 0 | 0.11842 | 0 | 4.0212 | 5.0272 | 4.0212 | 5.0272
253144-Commercial Condensor Coil Cleaning (all units - savings at 50% of DEER) Com All CZ07 VintAll | 0.082982 | 0.033104 | 0.19975 | 255 | 765 | 0 | 0 | 0.058133 | 0 | 0.058133 | 0 | 0.01006 | 0 | 0.01006 | 0 | 1.7342 | 1.0791 | 1.7342 | 1.0791
253144-Commercial Condensor Coil Cleaning (all units - savings at 50% of DEER) Com All CZ07 VintAll | 0.049789 | 0.019863 | 0.11985 | 153 | 459 | 0 | 0 | 0.058133 | 0 | 0.058133 | 0 | 0.01006 | 0 | 0.01006 | 0 | 1.7342 | 1.0791 | 1.7342 | 1.0791
253141-Commercial HVAC Diagnostic/Tune-up Com All CZ07 VintAll | 0.16265 | 0.064885 | 0.3825 | 499.8 | 4998 | 0 | 0 | 0.11107 | 0 | 0.11107 | 0 | 0.11842 | 0 | 0.11842 | 0 | 4.0212 | 5.0272 | 4.0212 | 5.0272
253144-Commercial Condensor Coil Cleaning (all units - savings at 50% of DEER) Com All CZ07 VintAll | 0.049789 | 0.019863 | 0.11985 | 153 | 459 | 0 | 0 | 0.058133 | 0 | 0.058133 | 0 | 0.01006 | 0 | 0.01006 | 0 | 1.7342 | 1.0791 | 1.7342 | 1.0791
253141-Commercial HVAC Diagnostic/Tune-up Com All CZ07 VintAll | 0.27108 | 0.10814 | 0.6375 | 833 | 8330 | 0 | 0 | 0.11107 | 0 | 0.11107 | 0 | 0.11842 | 0 | 0.11842 | 0 | 4.0212 | 5.0272 | 4.0212 | 5.0272
253144-Commercial Condensor Coil Cleaning (all units - savings at 50% of DEER) Com All CZ07 VintAll | 0.082982 | 0.033104 | 0.19975 | 255 | 765 | 0 | 0 | 0.058133 | 0 | 0.058133 | 0 | 0.01006 | 0 | 0.01006 | 0 | 1.7342 | 1.0791 | 1.7342 | 1.0791
253141-Commercial HVAC Diagnostic/Tune-up Com All CZ07 VintAll | 0.27108 | 0.10814 | 0.6375 | 833 | 8330 | 0 | 0 | 0.11107 | 0 | 0.11107 | 0 | 0.11842 | 0 | 0.11842 | 0 | 4.0212 | 5.0272 | 4.0212 | 5.0272
253144-Commercial Condensor Coil Cleaning (all units - savings at 50% of DEER) Com All CZ07 VintAll | 0.082982 | 0.033104 | 0.19975 | 255 | 765 | 0 | 0 | 0.058133 | 0 | 0.058133 | 0 | 0.01006 | 0 | 0.01006 | 0 | 1.7342 | 1.0791 | 1.7342 | 1.0791
253141-Commercial HVAC Diagnostic/Tune-up Com All CZ07 VintAll | 0.27108 | 0.10814 | 0.6375 | 833 | 8330 | 0 | 0 | 0.11107 | 0 | 0.11107 | 0 | 0.11842 | 0 | 0.11842 | 0 | 4.0212 | 5.0272 | 4.0212 | 5.0272
253144-Commercial Condensor Coil Cleaning (all units - savings at 50% of DEER) Com All CZ07 VintAll | 0.082982 | 0.033104 | 0.19975 | 255 | 765 | 0 | 0 | 0.058133 | 0 | 0.058133 | 0 | 0.01006 | 0 | 0.01006 | 0 | 1.7342 | 1.0791 | 1.7342 | 1.0791
253141-Commercial HVAC Diagnostic/Tune-up Com All CZ07 VintAll | 0.27108 | 0.10814 | 0.6375 | 833 | 8330 | 0 | 0 | 0.11107 | 0 | 0.11107 | 0 | 0.11842 | 0 | 0.11842 | 0 | 4.0212 | 5.0272 | 4.0212 | 5.0272
253141-Commercial HVAC Diagnostic/Tune-up Com All CZ07 VintAll | 0.27108 | 0.10814 | 0.6375 | 833 | 8330 | 0 | 0 | 0.11107 | 0 | 0.11107 | 0 | 0.11842 | 0 | 0.11842 | 0 | 4.0212 | 5.0272 | 4.0212 | 5.0272
253144-Commercial Condensor Coil Cleaning (all units - savings at 50% of DEER) Com All CZ07 VintAll | 0.082982 | 0.033104 | 0.19975 | 255 | 765 | 0 | 0 | 0.058133 | 0 | 0.058133 | 0 | 0.01006 | 0 | 0.01006 | 0 | 1.7342 | 1.0791 | 1.7342 | 1.0791
253141-Commercial HVAC Diagnostic/Tune-up Com All CZ07 VintAll | 0.16265 | 0.064885 | 0.3825 | 499.8 | 4998 | 0 | 0 | 0.11107 | 0 | 0.11107 | 0 | 0.11842 | 0 | 0.11842 | 0 | 4.0212 | 5.0272 | 4.0212 | 5.0272
253144-Commercial Condensor Coil Cleaning (all units - savings at 50% of DEER) Com All CZ07 VintAll | 0.049789 | 0.019863 | 0.11985 | 153 | 459 | 0 | 0 | 0.058133 | 0 | 0.058133 | 0 | 0.01006 | 0 | 0.01006 | 0 | 1.7342 | 1.0791 | 1.7342 | 1.0791
253144-Commercial Condensor Coil Cleaning (all units - savings at 50% of DEER) Com All CZ07 VintAll | 0.082982 | 0.033104 | 0.19975 | 255 | 765 | 0 | 0 | 0.058133 | 0 | 0.058133 | 0 | 0.01006 | 0 | 0.01006 | 0 | 1.7342 | 1.0791 | 1.7342 | 1.0791
253141-Commercial HVAC Diagnostic/Tune-up Com All CZ07 VintAll | 0.16265 | 0.064885 | 0.3825 | 499.8 | 4998 | 0 | 0 | 0.10996 | 0 | 0.10996 | 0 | 0.11107 | 0 | 0.11107 | 0 | 3.9041 | 4.0218 | 3.9041 | 4.0218
253144-Commercial Condensor Coil Cleaning (all units - savings at 50% of DEER) Com All CZ07 VintAll | 0.049789 | 0.019863 | 0.11985 | 153 | 459 | 0 | 0 | 0.053361 | 0 | 0.053361 | 0 | -0.021754 | 0 | -0.021754 | 0 | 1.6356 | 0.86324 | 1.6356 | 0.86324
253141-Commercial HVAC Diagnostic/Tune-up Com All CZ07 VintAll | 0.16265 | 0.064885 | 0.3825 | 499.8 | 4998 | 0 | 0 | 0.10996 | 0 | 0.10996 | 0 | 0.11107 | 0 | 0.11107 | 0 | 3.9041 | 4.0218 | 3.9041 | 4.0218
253141-Commercial HVAC Diagnostic/Tune-up Com All CZ07 VintAll | 0.27108 | 0.10814 | 0.6375 | 833 | 8330 | 0 | 0 | 0.11107 | 0 | 0.11107 | 0 | 0.11842 | 0 | 0.11842 | 0 | 4.0212 | 5.0272 | 4.0212 | 5.0272
253144-Commercial Condensor Coil Cleaning (all units - savings at 50% of DEER) Com All CZ07 VintAll | 0.082982 | 0.033104 | 0.19975 | 255 | 765 | 0 | 0 | 0.058133 | 0 | 0.058133 | 0 | 0.01006 | 0 | 0.01006 | 0 | 1.7342 | 1.0791 | 1.7342 | 1.0791
253141-Commercial HVAC Diagnostic/Tune-up Com All CZ07 VintAll | 0.32529 | 0.12977 | 0.765 | 999.6 | 9996 | 0 | 0 | 0.10858 | 0 | 0.10858 | 0 | 0.1149 | 0 | 0.1149 | 0 | 3.939 | 4.751 | 3.939 | 4.751
253144-Commercial Condensor Coil Cleaning (all units - savings at 50% of DEER) Com All CZ07 VintAll | 0.082982 | 0.033104 | 0.19975 | 255 | 765 | 0 | 0 | 0.05545 | 0 | 0.05545 | 0 | 0.0073761 | 0 | 0.0073761 | 0 | 1.7003 | 1.058 | 1.7003 | 1.058
253144-Commercial Condensor Coil Cleaning (all units - savings at 50% of DEER) Com All CZ07 VintAll | 0.099579 | 0.039725 | 0.2397 | 306 | 918 | 0 | 0 | 0.054654 | 0 | 0.054654 | 0 | 0.0020739 | 0 | 0.0020739 | 0 | 1.6834 | 1.0156 | 1.6834 | 1.0156
253141-Commercial HVAC Diagnostic/Tune-up Com All CZ07 VintAll | 0.32529 | 0.12977 | 0.765 | 999.6 | 9996 | 0 | 0 | 0.10858 | 0 | 0.10858 | 0 | 0.1149 | 0 | 0.1149 | 0 | 3.939 | 4.751 | 3.939 | 4.751
253144-Commercial Condensor Coil Cleaning (all units - savings at 50% of DEER) Com All CZ07 VintAll | 0.099579 | 0.039725 | 0.2397 | 306 | 918 | 0 | 0 | 0.054654 | 0 | 0.054654 | 0 | 0.0020739 | 0 | 0.0020739 | 0 | 1.6834 | 1.0156 | 1.6834 | 1.0156
253141-Commercial HVAC Diagnostic/Tune-up Com All CZ07 VintAll | 0.37951 | 0.1514 | 0.8925 | 1166.2 | 11662 | 0 | 0 | 0.10845 | 0 | 0.10845 | 0 | 0.11402 | 0 | 0.11402 | 0 | 3.925 | 4.619 | 3.925 | 4.619
253144-Commercial Condensor Coil Cleaning (all units - savings at 50% of DEER) Com All CZ07 VintAll | 0.11618 | 0.046346 | 0.27965 | 357 | 1071 | 0 | 0 | 0.054086 | 0 | 0.054086 | 0 | -0.0017134 | 0 | -0.0017134 | 0 | 1.6715 | 0.98743 | 1.6715 | 0.98743
253141-Commercial HVAC Diagnostic/Tune-up Com All CZ07 VintAll | 0.37951 | 0.1514 | 0.8925 | 1166.2 | 11662 | 0 | 0 | 0.10845 | 0 | 0.10845 | 0 | 0.11402 | 0 | 0.11402 | 0 | 3.925 | 4.619 | 3.925 | 4.619
253144-Commercial Condensor Coil Cleaning (all units - savings at 50% of DEER) Com All CZ07 VintAll | 0.11618 | 0.046346 | 0.27965 | 357 | 1071 | 0 | 0 | 0.054086 | 0 | 0.054086 | 0 | -0.0017134 | 0 | -0.0017134 | 0 | 1.6715 | 0.98743 | 1.6715 | 0.98743
253141-Commercial HVAC Diagnostic/Tune-up Com All CZ07 VintAll | 0.27108 | 0.10814 | 0.6375 | 833 | 8330 | 0 | 0 | 0.10877 | 0 | 0.10877 | 0 | 0.11612 | 0 | 0.11612 | 0 | 3.9586 | 4.949 | 3.9586 | 4.949
253144-Commercial Condensor Coil Cleaning (all units - savings at 50% of DEER) Com All CZ07 VintAll | 0.049789 | 0.019863 | 0.11985 | 153 | 459 | 0 | 0 | 0.05545 | 0 | 0.05545 | 0 | 0.0073761 | 0 | 0.0073761 | 0 | 1.7003 | 1.058 | 1.7003 | 1.058
253141-Commercial HVAC Diagnostic/Tune-up Com All CZ07 VintAll | 0.10843 | 0.043256 | 0.255 | 333.2 | 3332 | 0 | 0 | 0.10877 | 0 | 0.10877 | 0 | 0.11612 | 0 | 0.11612 | 0 | 3.9586 | 4.949 | 3.9586 | 4.949
253144-Commercial Condensor Coil Cleaning (all units - savings at 50% of DEER) Com All CZ07 VintAll | 0.033193 | 0.013242 | 0.0799 | 102 | 306 | 0 | 0 | 0.05545 | 0 | 0.05545 | 0 | 0.0073761 | 0 | 0.0073761 | 0 | 1.7003 | 1.058 | 1.7003 | 1.058
253141-Commercial HVAC Diagnostic/Tune-up Com All CZ07 VintAll | 0.10843 | 0.043256 | 0.255 | 333.2 | 3332 | 0 | 0 | 0.10877 | 0 | 0.10877 | 0 | 0.11612 | 0 | 0.11612 | 0 | 3.9586 | 4.949 | 3.9586 | 4.949
253144-Commercial Condensor Coil Cleaning (all units - savings at 50% of DEER) Com All CZ07 VintAll | 0.082982 | 0.033104 | 0.19975 | 255 | 765 | 0 | 0 | 0.05545 | 0 | 0.05545 | 0 | 0.0073761 | 0 | 0.0073761 | 0 | 1.7003 | 1.058 | 1.7003 | 1.058
253141-Commercial HVAC Diagnostic/Tune-up Com All CZ07 VintAll | 0.27108 | 0.10814 | 0.6375 | 833 | 8330 | 0 | 0 | 0.10877 | 0 | 0.10877 | 0 | 0.11612 | 0 | 0.11612 | 0 | 3.9586 | 4.949 | 3.9586 | 4.949
253144-Commercial Condensor Coil Cleaning (all units - savings at 50% of DEER) Com All CZ07 VintAll | 0.082982 | 0.033104 | 0.19975 | 255 | 765 | 0 | 0 | 0.05545 | 0 | 0.05545 | 0 | 0.0073761 | 0 | 0.0073761 | 0 | 1.7003 | 1.058 | 1.7003 | 1.058
253141-Commercial HVAC Diagnostic/Tune-up Com All CZ07 VintAll | 0.27108 | 0.10814 | 0.6375 | 833 | 8330 | 0 | 0 | 0.10877 | 0 | 0.10877 | 0 | 0.11612 | 0 | 0.11612 | 0 | 3.9586 | 4.949 | 3.9586 | 4.949
253144-Commercial Condensor Coil Cleaning (all units - savings at 50% of DEER) Com All CZ07 VintAll | 0.033193 | 0.013242 | 0.0799 | 102 | 306 | 0 | 0 | 0.05545 | 0 | 0.05545 | 0 | 0.0073761 | 0 | 0.0073761 | 0 | 1.7003 | 1.058 | 1.7003 | 1.058
253141-Commercial HVAC Diagnostic/Tune-up Com All CZ07 VintAll | 0.10843 | 0.043256 | 0.255 | 333.2 | 3332 | 0 | 0 | 0.10877 | 0 | 0.10877 | 0 | 0.11612 | 0 | 0.11612 | 0 | 3.9586 | 4.949 | 3.9586 | 4.949
253141-Commercial HVAC Diagnostic/Tune-up Com All CZ07 VintAll | 0.16265 | 0.064885 | 0.3825 | 499.8 | 4998 | 0 | 0 | 0.10877 | 0 | 0.10877 | 0 | 0.11612 | 0 | 0.11612 | 0 | 3.9586 | 4.949 | 3.9586 | 4.949
253144-Commercial Condensor Coil Cleaning (all units - savings at 50% of DEER) Com All CZ07 VintAll | 0.082982 | 0.033104 | 0.19975 | 255 | 765 | 0 | 0 | 0.05545 | 0 | 0.05545 | 0 | 0.0073761 | 0 | 0.0073761 | 0 | 1.7003 | 1.058 | 1.7003 | 1.058
253141-Commercial HVAC Diagnostic/Tune-up Com All CZ07 VintAll | 0.27108 | 0.10814 | 0.6375 | 833 | 8330 | 0 | 0 | 0.10877 | 0 | 0.10877 | 0 | 0.11612 | 0 | 0.11612 | 0 | 3.9586 | 4.949 | 3.9586 | 4.949
253144-Commercial Condensor Coil Cleaning (all units - savings at 50% of DEER) Com All CZ07 VintAll | 0.082982 | 0.033104 | 0.19975 | 255 | 765 | 0 | 0 | 0.05545 | 0 | 0.05545 | 0 | 0.0073761 | 0 | 0.0073761 | 0 | 1.7003 | 1.058 | 1.7003 | 1.058
253141-Commercial HVAC Diagnostic/Tune-up Com All CZ07 VintAll | 0.27108 | 0.10814 | 0.6375 | 833 | 8330 | 0 | 0 | 0.10877 | 0 | 0.10877 | 0 | 0.11612 | 0 | 0.11612 | 0 | 3.9586 | 4.949 | 3.9586 | 4.949
253144-Commercial Condensor Coil Cleaning (all units - savings at 50% of DEER) Com All CZ07 VintAll | 0.033193 | 0.013242 | 0.0799 | 102 | 306 | 0 | 0 | 0.05545 | 0 | 0.05545 | 0 | 0.0073761 | 0 | 0.0073761 | 0 | 1.7003 | 1.058 | 1.7003 | 1.058
253141-Commercial HVAC Diagnostic/Tune-up Com All CZ07 VintAll | 0.10843 | 0.043256 | 0.255 | 333.2 | 3332 | 0 | 0 | 0.10877 | 0 | 0.10877 | 0 | 0.11612 | 0 | 0.11612 | 0 | 3.9586 | 4.949 | 3.9586 | 4.949
253144-Commercial Condensor Coil Cleaning (all units - savings at 50% of DEER) Com All CZ07 VintAll | 0.033193 | 0.013242 | 0.0799 | 102 | 306 | 0 | 0 | 0.05545 | 0 | 0.05545 | 0 | 0.0073761 | 0 | 0.0073761 | 0 | 1.7003 | 1.058 | 1.7003 | 1.058
253144-Commercial Condensor Coil Cleaning (all units - savings at 50% of DEER) Com All CZ07 VintAll | 0.033193 | 0.013242 | 0.0799 | 102 | 306 | 0 | 0 | 0.058133 | 0 | 0.058133 | 0 | 0.01006 | 0 | 0.01006 | 0 | 1.7342 | 1.0791 | 1.7342 | 1.0791
253141-Commercial HVAC Diagnostic/Tune-up Com All CZ07 VintAll | 0.10843 | 0.043256 | 0.255 | 333.2 | 3332 | 0 | 0 | 0.11107 | 0 | 0.11107 | 0 | 0.11842 | 0 | 0.11842 | 0 | 4.0212 | 5.0272 | 4.0212 | 5.0272
253144-Commercial Condensor Coil Cleaning (all units - savings at 50% of DEER) Com All CZ07 VintAll | 0.049789 | 0.019863 | 0.11985 | 153 | 459 | 0 | 0 | 0.058133 | 0 | 0.058133 | 0 | 0.01006 | 0 | 0.01006 | 0 | 1.7342 | 1.0791 | 1.7342 | 1.0791
253141-Commercial HVAC Diagnostic/Tune-up Com All CZ07 VintAll | 0.16265 | 0.064885 | 0.3825 | 499.8 | 4998 | 0 | 0 | 0.11107 | 0 | 0.11107 | 0 | 0.11842 | 0 | 0.11842 | 0 | 4.0212 | 5.0272 | 4.0212 | 5.0272
253144-Commercial Condensor Coil Cleaning (all units - savings at 50% of DEER) Com All CZ07 VintAll | 0.049789 | 0.019863 | 0.11985 | 153 | 459 | 0 | 0 | 0.058133 | 0 | 0.058133 | 0 | 0.01006 | 0 | 0.01006 | 0 | 1.7342 | 1.0791 | 1.7342 | 1.0791
253141-Commercial HVAC Diagnostic/Tune-up Com All CZ07 VintAll | 0.16265 | 0.064885 | 0.3825 | 499.8 | 4998 | 0 | 0 | 0.11107 | 0 | 0.11107 | 0 | 0.11842 | 0 | 0.11842 | 0 | 4.0212 | 5.0272 | 4.0212 | 5.0272
253144-Commercial Condensor Coil Cleaning (all units - savings at 50% of DEER) Com All CZ07 VintAll | 0.082982 | 0.033104 | 0.19975 | 255 | 765 | 0 | 0 | 0.058133 | 0 | 0.058133 | 0 | 0.01006 | 0 | 0.01006 | 0 | 1.7342 | 1.0791 | 1.7342 | 1.0791
253141-Commercial HVAC Diagnostic/Tune-up Com All CZ07 VintAll | 0.27108 | 0.10814 | 0.6375 | 833 | 8330 | 0 | 0 | 0.11107 | 0 | 0.11107 | 0 | 0.11842 | 0 | 0.11842 | 0 | 4.0212 | 5.0272 | 4.0212 | 5.0272
253145-Commercial Condensor Coil Cleaning (all units - savings at 50% of DEER) Com All CZ10 VintAll | 0.61407 | 0.24497 | 1.6958 | 1887 | 5661 | 0 | 0 | 0.07043 | 0 | 0.07043 | 0 | 0.031451 | 0 | 0.031451 | 0 | 2.097 | 1.3048 | 2.097 | 1.3048
253142-Commercial HVAC Diagnostic/Tune-up Com All CZ10 VintAll | 1.7758 | 0.70843 | 3.825 | 5457 | 54570 | 0 | 0 | 0.11186 | 0 | 0.11186 | 0 | 0.1186 | 0 | 0.1186 | 0 | 4.3222 | 5.4035 | 4.3222 | 5.4035
253145-Commercial Condensor Coil Cleaning (all units - savings at 50% of DEER) Com All CZ10 VintAll | 0.61407 | 0.24497 | 1.6958 | 1887 | 5661 | 0 | 0 | 0.07043 | 0 | 0.07043 | 0 | 0.031451 | 0 | 0.031451 | 0 | 2.097 | 1.3048 | 2.097 | 1.3048
253142-Commercial HVAC Diagnostic/Tune-up Com All CZ10 VintAll | 1.7758 | 0.70843 | 3.825 | 5457 | 54570 | 0 | 0 | 0.11186 | 0 | 0.11186 | 0 | 0.1186 | 0 | 0.1186 | 0 | 4.3222 | 5.4035 | 4.3222 | 5.4035
253144-Commercial Condensor Coil Cleaning (all units - savings at 50% of DEER) Com All CZ07 VintAll | 0.066386 | 0.026484 | 0.1598 | 204 | 612 | 0 | 0 | 0.063933 | 0 | 0.063933 | 0 | 0.063933 | 0 | 0.063933 | 0 | 1.9043 | 1.9043 | 1.9043 | 1.9043
253141-Commercial HVAC Diagnostic/Tune-up Com All CZ07 VintAll | 0.21686 | 0.086513 | 0.51 | 666.4 | 6664 | 0 | 0 | 0.10621 | 0 | 0.10621 | 0 | 0.099067 | 0 | 0.099067 | 0 | 3.7011 | 3.1323 | 3.7011 | 3.1323
253144-Commercial Condensor Coil Cleaning (all units - savings at 50% of DEER) Com All CZ07 VintAll | 0.082982 | 0.033104 | 0.19975 | 255 | 765 | 0 | 0 | 0.063933 | 0 | 0.063933 | 0 | 0.063933 | 0 | 0.063933 | 0 | 1.9043 | 1.9043 | 1.9043 | 1.9043
253141-Commercial HVAC Diagnostic/Tune-up Com All CZ07 VintAll | 0.27108 | 0.10814 | 0.6375 | 833 | 8330 | 0 | 0 | 0.10621 | 0 | 0.10621 | 0 | 0.099067 | 0 | 0.099067 | 0 | 3.7011 | 3.1323 | 3.7011 | 3.1323
253144-Commercial Condensor Coil Cleaning (all units - savings at 50% of DEER) Com All CZ07 VintAll | 0.049789 | 0.019863 | 0.11985 | 153 | 459 | 0 | 0 | 0.062166 | 0 | 0.062166 | 0 | 0.05215 | 0 | 0.05215 | 0 | 1.8579 | 1.6323 | 1.8579 | 1.6323
253141-Commercial HVAC Diagnostic/Tune-up Com All CZ07 VintAll | 0.16265 | 0.064885 | 0.3825 | 499.8 | 4998 | 0 | 0 | 0.10505 | 0 | 0.10505 | 0 | 0.091323 | 0 | 0.091323 | 0 | 3.5949 | 2.6848 | 3.5949 | 2.6848
253144-Commercial Condensor Coil Cleaning (all units - savings at 50% of DEER) Com All CZ07 VintAll | 0.049789 | 0.019863 | 0.11985 | 153 | 459 | 0 | 0 | 0.062166 | 0 | 0.062166 | 0 | 0.05215 | 0 | 0.05215 | 0 | 1.8579 | 1.6323 | 1.8579 | 1.6323
253141-Commercial HVAC Diagnostic/Tune-up Com All CZ07 VintAll | 0.16265 | 0.064885 | 0.3825 | 499.8 | 4998 | 0 | 0 | 0.10505 | 0 | 0.10505 | 0 | 0.091323 | 0 | 0.091323 | 0 | 3.5949 | 2.6848 | 3.5949 | 2.6848
253144-Commercial Condensor Coil Cleaning (all units - savings at 50% of DEER) Com All CZ07 VintAll | 0.082982 | 0.033104 | 0.19975 | 255 | 765 | 0 | 0 | 0.063933 | 0 | 0.063933 | 0 | 0.063933 | 0 | 0.063933 | 0 | 1.9043 | 1.9043 | 1.9043 | 1.9043
253141-Commercial HVAC Diagnostic/Tune-up Com All CZ07 VintAll | 0.27108 | 0.10814 | 0.6375 | 833 | 8330 | 0 | 0 | 0.10621 | 0 | 0.10621 | 0 | 0.099067 | 0 | 0.099067 | 0 | 3.7011 | 3.1323 | 3.7011 | 3.1323
253144-Commercial Condensor Coil Cleaning (all units - savings at 50% of DEER) Com All CZ07 VintAll | 0.11618 | 0.046346 | 0.27965 | 357 | 1071 | 0 | 0 | 0.063176 | 0 | 0.063176 | 0 | 0.058883 | 0 | 0.058883 | 0 | 1.8841 | 1.7774 | 1.8841 | 1.7774
253141-Commercial HVAC Diagnostic/Tune-up Com All CZ07 VintAll | 0.37951 | 0.1514 | 0.8925 | 1166.2 | 11662 | 0 | 0 | 0.10571 | 0 | 0.10571 | 0 | 0.095748 | 0 | 0.095748 | 0 | 3.6548 | 2.9234 | 3.6548 | 2.9234
253144-Commercial Condensor Coil Cleaning (all units - savings at 50% of DEER) Com All CZ07 VintAll | 0.016596 | 0.0066209 | 0.03995 | 51 | 153 | 0 | 0 | 0.058631 | 0 | 0.058631 | 0 | 0.028585 | 0 | 0.028585 | 0 | 1.7715 | 1.2696 | 1.7715 | 1.2696
253141-Commercial HVAC Diagnostic/Tune-up Com All CZ07 VintAll | 0.054215 | 0.021628 | 0.1275 | 166.6 | 1666 | 0 | 0 | 0.10272 | 0 | 0.10272 | 0 | 0.075836 | 0 | 0.075836 | 0 | 3.3998 | 2.0882 | 3.3998 | 2.0882
253144-Commercial Condensor Coil Cleaning (all units - savings at 50% of DEER) Com All CZ07 VintAll | 0.41491 | 0.16552 | 0.99875 | 1275 | 3825 | 0 | 0 | 0.063933 | 0 | 0.063933 | 0 | 0.063933 | 0 | 0.063933 | 0 | 1.9043 | 1.9043 | 1.9043 | 1.9043
253141-Commercial HVAC Diagnostic/Tune-up Com All CZ07 VintAll | 1.3554 | 0.54071 | 3.1875 | 4165 | 41650 | 0 | 0 | 0.10621 | 0 | 0.10621 | 0 | 0.099067 | 0 | 0.099067 | 0 | 3.7011 | 3.1323 | 3.7011 | 3.1323
253144-Commercial Condensor Coil Cleaning (all units - savings at 50% of DEER) Com All CZ07 VintAll | 0.41491 | 0.16552 | 0.99875 | 1275 | 3825 | 0 | 0 | 0.063933 | 0 | 0.063933 | 0 | 0.063933 | 0 | 0.063933 | 0 | 1.9043 | 1.9043 | 1.9043 | 1.9043
253141-Commercial HVAC Diagnostic/Tune-up Com All CZ07 VintAll | 1.3554 | 0.54071 | 3.1875 | 4165 | 41650 | 0 | 0 | 0.10621 | 0 | 0.10621 | 0 | 0.099067 | 0 | 0.099067 | 0 | 3.7011 | 3.1323 | 3.7011 | 3.1323
253141-Commercial HVAC Diagnostic/Tune-up Com All CZ07 VintAll | 0.27108 | 0.10814 | 0.6375 | 833 | 8330 | 0 | 0 | 0.10851 | 0 | 0.10851 | 0 | 0.10137 | 0 | 0.10137 | 0 | 3.7596 | 3.1818 | 3.7596 | 3.1818
253141-Commercial HVAC Diagnostic/Tune-up Com All CZ07 VintAll | 0.27108 | 0.10814 | 0.6375 | 833 | 8330 | 0 | 0 | 0.10851 | 0 | 0.10851 | 0 | 0.10137 | 0 | 0.10137 | 0 | 3.7596 | 3.1818 | 3.7596 | 3.1818
253141-Commercial HVAC Diagnostic/Tune-up Com All CZ07 VintAll | 0.10843 | 0.043256 | 0.255 | 333.2 | 3332 | 0 | 0 | 0.10851 | 0 | 0.10851 | 0 | 0.10137 | 0 | 0.10137 | 0 | 3.7596 | 3.1818 | 3.7596 | 3.1818
253049-Comm. HP <65k three phase unitary | 0.21735 | 0.086707 | 0.31496 | 667.894 | 10018.41 | 0 | 0 | -0.18318 | 0 | -0.18318 | 0 | 0.10095 | 0 | 0.10095 | 0 | 0.47703 | 2.5266 | 0.47703 | 2.5266
253049-Comm. HP <65k three phase unitary | 0.27168 | 0.10838 | 0.3937 | 834.8675 | 12523.0125 | 0 | 0 | -0.18318 | 0 | -0.18318 | 0 | 0.10095 | 0 | 0.10095 | 0 | 0.47703 | 2.5266 | 0.47703 | 2.5266
253049-Comm. HP <65k three phase unitary | 0.16301 | 0.06503 | 0.23622 | 500.9205 | 7513.8075 | 0 | 0 | -0.18318 | 0 | -0.18318 | 0 | 0.10095 | 0 | 0.10095 | 0 | 0.47703 | 2.5266 | 0.47703 | 2.5266
253049-Comm. HP <65k three phase unitary | 0.21735 | 0.086707 | 0.31496 | 667.894 | 10018.41 | 0 | 0 | -0.18318 | 0 | -0.18318 | 0 | 0.10095 | 0 | 0.10095 | 0 | 0.47703 | 2.5266 | 0.47703 | 2.5266
253049-Comm. HP <65k three phase unitary | 0.27168 | 0.10838 | 0.3937 | 834.8675 | 12523.0125 | 0 | 0 | -0.18318 | 0 | -0.18318 | 0 | 0.10095 | 0 | 0.10095 | 0 | 0.47703 | 2.5266 | 0.47703 | 2.5266
253049-Comm. HP <65k three phase unitary | 0.27168 | 0.10838 | 0.3937 | 834.8675 | 12523.0125 | 0 | 0 | -0.18318 | 0 | -0.18318 | 0 | 0.10095 | 0 | 0.10095 | 0 | 0.47703 | 2.5266 | 0.47703 | 2.5266
253049-Comm. HP <65k three phase unitary | 0.27168 | 0.10838 | 0.3937 | 834.8675 | 12523.0125 | 0 | 0 | -0.18318 | 0 | -0.18318 | 0 | 0.10095 | 0 | 0.10095 | 0 | 0.47703 | 2.5266 | 0.47703 | 2.5266
253049-Comm. HP <65k three phase unitary | 0.27168 | 0.10838 | 0.3937 | 834.8675 | 12523.0125 | 0 | 0 | -0.18318 | 0 | -0.18318 | 0 | 0.10095 | 0 | 0.10095 | 0 | 0.47703 | 2.5266 | 0.47703 | 2.5266
253049-Comm. HP <65k three phase unitary | 0.27168 | 0.10838 | 0.3937 | 834.8675 | 12523.0125 | 0 | 0 | -0.18318 | 0 | -0.18318 | 0 | 0.10095 | 0 | 0.10095 | 0 | 0.47703 | 2.5266 | 0.47703 | 2.5266
253049-Comm. HP <65k three phase unitary | 0.27168 | 0.10838 | 0.3937 | 834.8675 | 12523.0125 | 0 | 0 | -0.18318 | 0 | -0.18318 | 0 | 0.10095 | 0 | 0.10095 | 0 | 0.47703 | 2.5266 | 0.47703 | 2.5266
253049-Comm. HP <65k three phase unitary | 0.27168 | 0.10838 | 0.3937 | 834.8675 | 12523.0125 | 0 | 0 | -0.18318 | 0 | -0.18318 | 0 | 0.10095 | 0 | 0.10095 | 0 | 0.47703 | 2.5266 | 0.47703 | 2.5266
253050-Comm. HP <65k three phase unitary | 0.33894 | 0.13521 | 0.5629 | 1041.53 | 15622.95 | 0 | 0 | -0.11368 | 0 | -0.11368 | 0 | 0.11408 | 0 | 0.11408 | 0 | 0.59511 | 3.152 | 0.59511 | 3.152
253050-Comm. HP <65k three phase unitary | 0.33894 | 0.13521 | 0.5629 | 1041.53 | 15622.95 | 0 | 0 | -0.11368 | 0 | -0.11368 | 0 | 0.11408 | 0 | 0.11408 | 0 | 0.59511 | 3.152 | 0.59511 | 3.152
253050-Comm. HP <65k three phase unitary | 0.33894 | 0.13521 | 0.5629 | 1041.53 | 15622.95 | 0 | 0 | -0.11368 | 0 | -0.11368 | 0 | 0.11408 | 0 | 0.11408 | 0 | 0.59511 | 3.152 | 0.59511 | 3.152
253050-Comm. HP <65k three phase unitary | 0.27115 | 0.10817 | 0.45032 | 833.224 | 12498.36 | 0 | 0 | -0.11368 | 0 | -0.11368 | 0 | 0.11408 | 0 | 0.11408 | 0 | 0.59511 | 3.152 | 0.59511 | 3.152
253050-Comm. HP <65k three phase unitary | 0.27115 | 0.10817 | 0.45032 | 833.224 | 12498.36 | 0 | 0 | -0.11368 | 0 | -0.11368 | 0 | 0.11408 | 0 | 0.11408 | 0 | 0.59511 | 3.152 | 0.59511 | 3.152
253050-Comm. HP <65k three phase unitary | 0.27115 | 0.10817 | 0.45032 | 833.224 | 12498.36 | 0 | 0 | -0.11368 | 0 | -0.11368 | 0 | 0.11408 | 0 | 0.11408 | 0 | 0.59511 | 3.152 | 0.59511 | 3.152
253085-Comm. HP <65k three phase unitary ER | 0.16301 | 0.06503 | 0.23622 | 500.9205 | 7513.8075 | 0 | 0 | -0.18869 | 0 | -0.18869 | 0 | 0.089932 | 0 | 0.089932 | 0 | 0.46964 | 2.1656 | 0.46964 | 2.1656
253095-Pkg. System Economizer Retrofit | 0.096553 | 0.038518 | 0 | 296.7027 | 4450.5405 | -0.058305 | -0.87457 | 0.048474 | 0.96773 | 0.048474 | 0.96773 | 0.10196 | 0.96773 | 0.10196 | 0.96773 | 1.4071 | 2.5625 | 1.4071 | 2.5625
253085-Comm. HP <65k three phase unitary ER | 0.16301 | 0.06503 | 0.23622 | 500.9205 | 7513.8075 | 0 | 0 | -0.18869 | 0 | -0.18869 | 0 | 0.089932 | 0 | 0.089932 | 0 | 0.46964 | 2.1656 | 0.46964 | 2.1656
253095-Pkg. System Economizer Retrofit | 0.096553 | 0.038518 | 0 | 296.7027 | 4450.5405 | -0.058305 | -0.87457 | 0.048474 | 0.96773 | 0.048474 | 0.96773 | 0.10196 | 0.96773 | 0.10196 | 0.96773 | 1.4071 | 2.5625 | 1.4071 | 2.5625
253085-Comm. HP <65k three phase unitary ER | 0.16301 | 0.06503 | 0.23622 | 500.9205 | 7513.8075 | 0 | 0 | -0.18869 | 0 | -0.18869 | 0 | 0.089932 | 0 | 0.089932 | 0 | 0.46964 | 2.1656 | 0.46964 | 2.1656
253095-Pkg. System Economizer Retrofit | 0.096553 | 0.038518 | 0 | 296.7027 | 4450.5405 | -0.058305 | -0.87457 | 0.048474 | 0.96773 | 0.048474 | 0.96773 | 0.10196 | 0.96773 | 0.10196 | 0.96773 | 1.4071 | 2.5625 | 1.4071 | 2.5625
253085-Comm. HP <65k three phase unitary ER | 0.16301 | 0.06503 | 0.23622 | 500.9205 | 7513.8075 | 0 | 0 | -0.18869 | 0 | -0.18869 | 0 | 0.089932 | 0 | 0.089932 | 0 | 0.46964 | 2.1656 | 0.46964 | 2.1656
253095-Pkg. System Economizer Retrofit | 0.096553 | 0.038518 | 0 | 296.7027 | 4450.5405 | -0.058305 | -0.87457 | 0.048474 | 0.96773 | 0.048474 | 0.96773 | 0.10196 | 0.96773 | 0.10196 | 0.96773 | 1.4071 | 2.5625 | 1.4071 | 2.5625
253085-Comm. HP <65k three phase unitary ER | 0.16301 | 0.06503 | 0.23622 | 500.9205 | 7513.8075 | 0 | 0 | -0.18869 | 0 | -0.18869 | 0 | 0.089932 | 0 | 0.089932 | 0 | 0.46964 | 2.1656 | 0.46964 | 2.1656
253095-Pkg. System Economizer Retrofit | 0.096553 | 0.038518 | 0 | 296.7027 | 4450.5405 | -0.058305 | -0.87457 | 0.048474 | 0.96773 | 0.048474 | 0.96773 | 0.10196 | 0.96773 | 0.10196 | 0.96773 | 1.4071 | 2.5625 | 1.4071 | 2.5625
253085-Comm. HP <65k three phase unitary ER | 0.16301 | 0.06503 | 0.23622 | 500.9205 | 7513.8075 | 0 | 0 | -0.18869 | 0 | -0.18869 | 0 | 0.089932 | 0 | 0.089932 | 0 | 0.46964 | 2.1656 | 0.46964 | 2.1656
253095-Pkg. System Economizer Retrofit | 0.096553 | 0.038518 | 0 | 296.7027 | 4450.5405 | -0.058305 | -0.87457 | 0.048474 | 0.96773 | 0.048474 | 0.96773 | 0.10196 | 0.96773 | 0.10196 | 0.96773 | 1.4071 | 2.5625 | 1.4071 | 2.5625
253095-Pkg. System Economizer Retrofit | 0.096553 | 0.038518 | 0 | 296.7027 | 4450.5405 | -0.058305 | -0.87457 | 0.048474 | 0.96773 | 0.048474 | 0.96773 | 0.10196 | 0.96773 | 0.10196 | 0.96773 | 1.4071 | 2.5625 | 1.4071 | 2.5625
253085-Comm. HP <65k three phase unitary ER | 0.16301 | 0.06503 | 0.23622 | 500.9205 | 7513.8075 | 0 | 0 | -0.18869 | 0 | -0.18869 | 0 | 0.089932 | 0 | 0.089932 | 0 | 0.46964 | 2.1656 | 0.46964 | 2.1656
253095-Pkg. System Economizer Retrofit | 0.096553 | 0.038518 | 0 | 296.7027 | 4450.5405 | -0.058305 | -0.87457 | 0.048474 | 0.96773 | 0.048474 | 0.96773 | 0.10196 | 0.96773 | 0.10196 | 0.96773 | 1.4071 | 2.5625 | 1.4071 | 2.5625
253085-Comm. HP <65k three phase unitary ER | 0.16301 | 0.06503 | 0.23622 | 500.9205 | 7513.8075 | 0 | 0 | -0.18869 | 0 | -0.18869 | 0 | 0.089932 | 0 | 0.089932 | 0 | 0.46964 | 2.1656 | 0.46964 | 2.1656
253095-Pkg. System Economizer Retrofit | 0.096553 | 0.038518 | 0 | 296.7027 | 4450.5405 | -0.058305 | -0.87457 | 0.048474 | 0.96773 | 0.048474 | 0.96773 | 0.10196 | 0.96773 | 0.10196 | 0.96773 | 1.4071 | 2.5625 | 1.4071 | 2.5625
253085-Comm. HP <65k three phase unitary ER | 0.16301 | 0.06503 | 0.23622 | 500.9205 | 7513.8075 | 0 | 0 | -0.18869 | 0 | -0.18869 | 0 | 0.089932 | 0 | 0.089932 | 0 | 0.46964 | 2.1656 | 0.46964 | 2.1656
253095-Pkg. System Economizer Retrofit | 0.096553 | 0.038518 | 0 | 296.7027 | 4450.5405 | -0.058305 | -0.87457 | 0.048474 | 0.96773 | 0.048474 | 0.96773 | 0.10196 | 0.96773 | 0.10196 | 0.96773 | 1.4071 | 2.5625 | 1.4071 | 2.5625
253085-Comm. HP <65k three phase unitary ER | 0.16301 | 0.06503 | 0.23622 | 500.9205 | 7513.8075 | 0 | 0 | -0.18869 | 0 | -0.18869 | 0 | 0.089932 | 0 | 0.089932 | 0 | 0.46964 | 2.1656 | 0.46964 | 2.1656
253095-Pkg. System Economizer Retrofit | 0.096553 | 0.038518 | 0 | 296.7027 | 4450.5405 | -0.058305 | -0.87457 | 0.048474 | 0.96773 | 0.048474 | 0.96773 | 0.10196 | 0.96773 | 0.10196 | 0.96773 | 1.4071 | 2.5625 | 1.4071 | 2.5625
253085-Comm. HP <65k three phase unitary ER | 0.16301 | 0.06503 | 0.23622 | 500.9205 | 7513.8075 | 0 | 0 | -0.18869 | 0 | -0.18869 | 0 | 0.089932 | 0 | 0.089932 | 0 | 0.46964 | 2.1656 | 0.46964 | 2.1656
253085-Comm. HP <65k three phase unitary ER | 0.16301 | 0.06503 | 0.23622 | 500.9205 | 7513.8075 | 0 | 0 | -0.18869 | 0 | -0.18869 | 0 | 0.089932 | 0 | 0.089932 | 0 | 0.46964 | 2.1656 | 0.46964 | 2.1656
253095-Pkg. System Economizer Retrofit | 0.096553 | 0.038518 | 0 | 296.7027 | 4450.5405 | -0.058305 | -0.87457 | 0.048474 | 0.96773 | 0.048474 | 0.96773 | 0.10196 | 0.96773 | 0.10196 | 0.96773 | 1.4071 | 2.5625 | 1.4071 | 2.5625
253085-Comm. HP <65k three phase unitary ER | 0.16301 | 0.06503 | 0.23622 | 500.9205 | 7513.8075 | 0 | 0 | -0.18869 | 0 | -0.18869 | 0 | 0.089932 | 0 | 0.089932 | 0 | 0.46964 | 2.1656 | 0.46964 | 2.1656
253095-Pkg. System Economizer Retrofit | 0.096553 | 0.038518 | 0 | 296.7027 | 4450.5405 | -0.058305 | -0.87457 | 0.048474 | 0.96773 | 0.048474 | 0.96773 | 0.10196 | 0.96773 | 0.10196 | 0.96773 | 1.4071 | 2.5625 | 1.4071 | 2.5625
253085-Comm. HP <65k three phase unitary ER | 0.27168 | 0.10838 | 0.3937 | 834.8675 | 12523.0125 | 0 | 0 | -0.18318 | 0 | -0.18318 | 0 | 0.10095 | 0 | 0.10095 | 0 | 0.47703 | 2.5266 | 0.47703 | 2.5266
253095-Pkg. System Economizer Retrofit | 0.16092 | 0.064197 | 0 | 494.5045 | 7417.5675 | -0.097175 | -1.4576 | 0.051266 | 0.96773 | 0.051266 | 0.96773 | 0.11126 | 0.96773 | 0.11126 | 0.96773 | 1.441 | 2.9896 | 1.441 | 2.9896
253085-Comm. HP <65k three phase unitary ER | 0.27168 | 0.10838 | 0.3937 | 834.8675 | 12523.0125 | 0 | 0 | -0.18318 | 0 | -0.18318 | 0 | 0.10095 | 0 | 0.10095 | 0 | 0.47703 | 2.5266 | 0.47703 | 2.5266
253095-Pkg. System Economizer Retrofit | 0.16092 | 0.064197 | 0 | 494.5045 | 7417.5675 | -0.097175 | -1.4576 | 0.051266 | 0.96773 | 0.051266 | 0.96773 | 0.11126 | 0.96773 | 0.11126 | 0.96773 | 1.441 | 2.9896 | 1.441 | 2.9896
253085-Comm. HP <65k three phase unitary ER | 0.27168 | 0.10838 | 0.3937 | 834.8675 | 12523.0125 | 0 | 0 | -0.18318 | 0 | -0.18318 | 0 | 0.10095 | 0 | 0.10095 | 0 | 0.47703 | 2.5266 | 0.47703 | 2.5266
253095-Pkg. System Economizer Retrofit | 0.16092 | 0.064197 | 0 | 494.5045 | 7417.5675 | -0.097175 | -1.4576 | 0.051266 | 0.96773 | 0.051266 | 0.96773 | 0.11126 | 0.96773 | 0.11126 | 0.96773 | 1.441 | 2.9896 | 1.441 | 2.9896
253095-Pkg. System Economizer Retrofit | 0.096553 | 0.038518 | 0 | 296.7027 | 4450.5405 | -0.058305 | -0.87457 | 0.048474 | 0.96773 | 0.048474 | 0.96773 | 0.10196 | 0.96773 | 0.10196 | 0.96773 | 1.4071 | 2.5625 | 1.4071 | 2.5625
253085-Comm. HP <65k three phase unitary ER | 0.16301 | 0.06503 | 0.23622 | 500.9205 | 7513.8075 | 0 | 0 | -0.18869 | 0 | -0.18869 | 0 | 0.089932 | 0 | 0.089932 | 0 | 0.46964 | 2.1656 | 0.46964 | 2.1656
253095-Pkg. System Economizer Retrofit | 0.096553 | 0.038518 | 0 | 296.7027 | 4450.5405 | -0.058305 | -0.87457 | 0.048474 | 0.96773 | 0.048474 | 0.96773 | 0.10196 | 0.96773 | 0.10196 | 0.96773 | 1.4071 | 2.5625 | 1.4071 | 2.5625
253085-Comm. HP <65k three phase unitary ER | 0.16301 | 0.06503 | 0.23622 | 500.9205 | 7513.8075 | 0 | 0 | -0.18869 | 0 | -0.18869 | 0 | 0.089932 | 0 | 0.089932 | 0 | 0.46964 | 2.1656 | 0.46964 | 2.1656
253095-Pkg. System Economizer Retrofit | 0.096553 | 0.038518 | 0 | 296.7027 | 4450.5405 | -0.058305 | -0.87457 | 0.048474 | 0.96773 | 0.048474 | 0.96773 | 0.10196 | 0.96773 | 0.10196 | 0.96773 | 1.4071 | 2.5625 | 1.4071 | 2.5625
253085-Comm. HP <65k three phase unitary ER | 0.16301 | 0.06503 | 0.23622 | 500.9205 | 7513.8075 | 0 | 0 | -0.18869 | 0 | -0.18869 | 0 | 0.089932 | 0 | 0.089932 | 0 | 0.46964 | 2.1656 | 0.46964 | 2.1656
253073-Comm. AC 240k to 759k ER | 2.3802 | 0.94954 | 5.2562 | 7314.195 | 109712.925 | 0 | 0 | -0.1875 | 0 | -0.1875 | 0 | 0.12934 | 0 | 0.12934 | 0 | 0.47122 | 4.427 | 0.47122 | 4.427
253073-Comm. AC 240k to 759k ER | 2.3802 | 0.94954 | 5.2562 | 7314.195 | 109712.925 | 0 | 0 | -0.1875 | 0 | -0.1875 | 0 | 0.12934 | 0 | 0.12934 | 0 | 0.47122 | 4.427 | 0.47122 | 4.427
253073-Comm. AC 240k to 759k ER | 2.3802 | 0.94954 | 5.2562 | 7314.195 | 109712.925 | 0 | 0 | -0.1875 | 0 | -0.1875 | 0 | 0.12934 | 0 | 0.12934 | 0 | 0.47122 | 4.427 | 0.47122 | 4.427
253068-Comm. AC <65k three phase unitary ER | 0.28529 | 0.11381 | 0.68428 | 876.68 | 13150.2 | 0 | 0 | -0.11329 | 0 | -0.11329 | 0 | 0.10411 | 0 | 0.10411 | 0 | 0.59593 | 2.6531 | 0.59593 | 2.6531
253084-Comm. HP <65k three phase split w/o QI ER | 0.24642 | 0.098304 | 0.35379 | 757.23 | 11358.45 | 0 | 0 | -0.069764 | 0 | -0.069764 | 0 | 0.094174 | 0 | 0.094174 | 0 | 0.70545 | 2.2916 | 0.70545 | 2.2916
253084-Comm. HP <65k three phase split w/o QI ER | 0.24642 | 0.098304 | 0.35379 | 757.23 | 11358.45 | 0 | 0 | -0.069764 | 0 | -0.069764 | 0 | 0.094174 | 0 | 0.094174 | 0 | 0.70545 | 2.2916 | 0.70545 | 2.2916
253084-Comm. HP <65k three phase split w/o QI ER | 0.24642 | 0.098304 | 0.35379 | 757.23 | 11358.45 | 0 | 0 | -0.069764 | 0 | -0.069764 | 0 | 0.094174 | 0 | 0.094174 | 0 | 0.70545 | 2.2916 | 0.70545 | 2.2916
253084-Comm. HP <65k three phase split w/o QI ER | 0.24642 | 0.098304 | 0.35379 | 757.23 | 11358.45 | 0 | 0 | -0.069764 | 0 | -0.069764 | 0 | 0.094174 | 0 | 0.094174 | 0 | 0.70545 | 2.2916 | 0.70545 | 2.2916
253085-Comm. HP <65k three phase unitary ER | 0.16301 | 0.06503 | 0.23622 | 500.9205 | 7513.8075 | 0 | 0 | -0.18318 | 0 | -0.18318 | 0 | 0.10095 | 0 | 0.10095 | 0 | 0.47703 | 2.5266 | 0.47703 | 2.5266
253083-Comm. HP <65k three phase split w/o QI ER | 0.1219 | 0.048631 | 0.14754 | 374.5995 | 5618.9925 | 0 | 0 | 0.040407 | 0 | 0.040407 | 0 | 0.078653 | 0 | 0.078653 | 0 | 1.319 | 1.8894 | 1.319 | 1.8894
253085-Comm. HP <65k three phase unitary ER | 0.21735 | 0.086707 | 0.31496 | 667.894 | 10018.41 | 0 | 0 | -0.18318 | 0 | -0.18318 | 0 | 0.10095 | 0 | 0.10095 | 0 | 0.47703 | 2.5266 | 0.47703 | 2.5266
253067-Comm. AC <65k three phase unitary ER | 0.22817 | 0.091024 | 0.47966 | 701.15 | 10517.25 | 0 | 0 | -0.18348 | 0 | -0.18348 | 0 | 0.088342 | 0 | 0.088342 | 0 | 0.47661 | 2.1219 | 0.47661 | 2.1219
253049-Comm. HP <65k three phase unitary | 0.27168 | 0.10838 | 0.3937 | 834.8675 | 12523.0125 | 0 | 0 | -0.18318 | 0 | -0.18318 | 0 | 0.10095 | 0 | 0.10095 | 0 | 0.47703 | 2.5266 | 0.47703 | 2.5266
253085-Comm. HP <65k three phase unitary ER | 0.10867 | 0.043353 | 0.15748 | 333.947 | 5009.205 | 0 | 0 | -0.19144 | 0 | -0.19144 | 0 | 0.084421 | 0 | 0.084421 | 0 | 0.46603 | 2.0212 | 0.46603 | 2.0212
253067-Comm. AC <65k three phase unitary ER | 0.18254 | 0.072819 | 0.38373 | 560.92 | 8413.8 | 0 | 0 | -0.18348 | 0 | -0.18348 | 0 | 0.088342 | 0 | 0.088342 | 0 | 0.47661 | 2.1219 | 0.47661 | 2.1219
253085-Comm. HP <65k three phase unitary ER | 0.27168 | 0.10838 | 0.3937 | 834.8675 | 12523.0125 | 0 | 0 | -0.18318 | 0 | -0.18318 | 0 | 0.10095 | 0 | 0.10095 | 0 | 0.47703 | 2.5266 | 0.47703 | 2.5266
253085-Comm. HP <65k three phase unitary ER | 0.27168 | 0.10838 | 0.3937 | 834.8675 | 12523.0125 | 0 | 0 | -0.18318 | 0 | -0.18318 | 0 | 0.10095 | 0 | 0.10095 | 0 | 0.47703 | 2.5266 | 0.47703 | 2.5266
253086-Comm. HP <65k three phase unitary ER | 0.20336 | 0.081128 | 0.33774 | 624.918 | 9373.77 | 0 | 0 | -0.11368 | 0 | -0.11368 | 0 | 0.11408 | 0 | 0.11408 | 0 | 0.59511 | 3.152 | 0.59511 | 3.152
253047-Comm. HP <65k three phase split w/o QI | 0.20317 | 0.081052 | 0.2459 | 624.3325 | 9364.9875 | 0 | 0 | -0.12018 | 0 | -0.12018 | 0 | 0.078653 | 0 | 0.078653 | 0 | 0.58164 | 1.8894 | 0.58164 | 1.8894
253047-Comm. HP <65k three phase split w/o QI | 0.20317 | 0.081052 | 0.2459 | 624.3325 | 9364.9875 | 0 | 0 | -0.12018 | 0 | -0.12018 | 0 | 0.078653 | 0 | 0.078653 | 0 | 0.58164 | 1.8894 | 0.58164 | 1.8894
253047-Comm. HP <65k three phase split w/o QI | 0.20317 | 0.081052 | 0.2459 | 624.3325 | 9364.9875 | 0 | 0 | -0.12018 | 0 | -0.12018 | 0 | 0.078653 | 0 | 0.078653 | 0 | 0.58164 | 1.8894 | 0.58164 | 1.8894
253047-Comm. HP <65k three phase split w/o QI | 0.20317 | 0.081052 | 0.2459 | 624.3325 | 9364.9875 | 0 | 0 | -0.12018 | 0 | -0.12018 | 0 | 0.078653 | 0 | 0.078653 | 0 | 0.58164 | 1.8894 | 0.58164 | 1.8894
253067-Comm. AC <65k three phase unitary ER | 0.1369 | 0.054614 | 0.2878 | 420.69 | 6310.35 | 0 | 0 | -0.18348 | 0 | -0.18348 | 0 | 0.088342 | 0 | 0.088342 | 0 | 0.47661 | 2.1219 | 0.47661 | 2.1219
253067-Comm. AC <65k three phase unitary ER | 0.22817 | 0.091024 | 0.47966 | 701.15 | 10517.25 | 0 | 0 | -0.18348 | 0 | -0.18348 | 0 | 0.088342 | 0 | 0.088342 | 0 | 0.47661 | 2.1219 | 0.47661 | 2.1219
253067-Comm. AC <65k three phase unitary ER | 0.22817 | 0.091024 | 0.47966 | 701.15 | 10517.25 | 0 | 0 | -0.18348 | 0 | -0.18348 | 0 | 0.088342 | 0 | 0.088342 | 0 | 0.47661 | 2.1219 | 0.47661 | 2.1219
253067-Comm. AC <65k three phase unitary ER | 0.22817 | 0.091024 | 0.47966 | 701.15 | 10517.25 | 0 | 0 | -0.18348 | 0 | -0.18348 | 0 | 0.088342 | 0 | 0.088342 | 0 | 0.47661 | 2.1219 | 0.47661 | 2.1219
253067-Comm. AC <65k three phase unitary ER | 0.22817 | 0.091024 | 0.47966 | 701.15 | 10517.25 | 0 | 0 | -0.18348 | 0 | -0.18348 | 0 | 0.088342 | 0 | 0.088342 | 0 | 0.47661 | 2.1219 | 0.47661 | 2.1219
253067-Comm. AC <65k three phase unitary ER | 0.22817 | 0.091024 | 0.47966 | 701.15 | 10517.25 | 0 | 0 | -0.18348 | 0 | -0.18348 | 0 | 0.088342 | 0 | 0.088342 | 0 | 0.47661 | 2.1219 | 0.47661 | 2.1219
253067-Comm. AC <65k three phase unitary ER | 0.22817 | 0.091024 | 0.47966 | 701.15 | 10517.25 | 0 | 0 | -0.18348 | 0 | -0.18348 | 0 | 0.088342 | 0 | 0.088342 | 0 | 0.47661 | 2.1219 | 0.47661 | 2.1219
253067-Comm. AC <65k three phase unitary ER | 0.22817 | 0.091024 | 0.47966 | 701.15 | 10517.25 | 0 | 0 | -0.18348 | 0 | -0.18348 | 0 | 0.088342 | 0 | 0.088342 | 0 | 0.47661 | 2.1219 | 0.47661 | 2.1219
253067-Comm. AC <65k three phase unitary ER | 0.22817 | 0.091024 | 0.47966 | 701.15 | 10517.25 | 0 | 0 | -0.18348 | 0 | -0.18348 | 0 | 0.088342 | 0 | 0.088342 | 0 | 0.47661 | 2.1219 | 0.47661 | 2.1219
253067-Comm. AC <65k three phase unitary ER | 0.22817 | 0.091024 | 0.47966 | 701.15 | 10517.25 | 0 | 0 | -0.18348 | 0 | -0.18348 | 0 | 0.088342 | 0 | 0.088342 | 0 | 0.47661 | 2.1219 | 0.47661 | 2.1219
253067-Comm. AC <65k three phase unitary ER | 0.22817 | 0.091024 | 0.47966 | 701.15 | 10517.25 | 0 | 0 | -0.18348 | 0 | -0.18348 | 0 | 0.088342 | 0 | 0.088342 | 0 | 0.47661 | 2.1219 | 0.47661 | 2.1219
253067-Comm. AC <65k three phase unitary ER | 0.18254 | 0.072819 | 0.38373 | 560.92 | 8413.8 | 0 | 0 | -0.18348 | 0 | -0.18348 | 0 | 0.088342 | 0 | 0.088342 | 0 | 0.47661 | 2.1219 | 0.47661 | 2.1219
253067-Comm. AC <65k three phase unitary ER | 0.22817 | 0.091024 | 0.47966 | 701.15 | 10517.25 | 0 | 0 | -0.18348 | 0 | -0.18348 | 0 | 0.088342 | 0 | 0.088342 | 0 | 0.47661 | 2.1219 | 0.47661 | 2.1219
253067-Comm. AC <65k three phase unitary ER | 0.22817 | 0.091024 | 0.47966 | 701.15 | 10517.25 | 0 | 0 | -0.18348 | 0 | -0.18348 | 0 | 0.088342 | 0 | 0.088342 | 0 | 0.47661 | 2.1219 | 0.47661 | 2.1219
253069-Comm. AC 65k to 134k ER | 0.49416 | 0.19714 | 1.0909 | 1518.5268 | 22777.902 | 0 | 0 | -0.077317 | 0 | -0.077317 | 0 | 0.12346 | 0 | 0.12346 | 0 | 0.68365 | 3.8296 | 0.68365 | 3.8296
253069-Comm. AC 65k to 134k ER | 0.49416 | 0.19714 | 1.0909 | 1518.5268 | 22777.902 | 0 | 0 | -0.077317 | 0 | -0.077317 | 0 | 0.12346 | 0 | 0.12346 | 0 | 0.68365 | 3.8296 | 0.68365 | 3.8296
253069-Comm. AC 65k to 134k ER | 0.49416 | 0.19714 | 1.0909 | 1518.5268 | 22777.902 | 0 | 0 | -0.077317 | 0 | -0.077317 | 0 | 0.12346 | 0 | 0.12346 | 0 | 0.68365 | 3.8296 | 0.68365 | 3.8296
253069-Comm. AC 65k to 134k ER | 0.49416 | 0.19714 | 1.0909 | 1518.5268 | 22777.902 | 0 | 0 | -0.077317 | 0 | -0.077317 | 0 | 0.12346 | 0 | 0.12346 | 0 | 0.68365 | 3.8296 | 0.68365 | 3.8296
253069-Comm. AC 65k to 134k ER | 0.65888 | 0.26285 | 1.4545 | 2024.7024 | 30370.536 | 0 | 0 | -0.077317 | 0 | -0.077317 | 0 | 0.12346 | 0 | 0.12346 | 0 | 0.68365 | 3.8296 | 0.68365 | 3.8296
253069-Comm. AC 65k to 134k ER | 0.65888 | 0.26285 | 1.4545 | 2024.7024 | 30370.536 | 0 | 0 | -0.077317 | 0 | -0.077317 | 0 | 0.12346 | 0 | 0.12346 | 0 | 0.68365 | 3.8296 | 0.68365 | 3.8296
253069-Comm. AC 65k to 134k ER | 0.8236 | 0.32856 | 1.8182 | 2530.878 | 37963.17 | 0 | 0 | -0.077317 | 0 | -0.077317 | 0 | 0.12346 | 0 | 0.12346 | 0 | 0.68365 | 3.8296 | 0.68365 | 3.8296
253069-Comm. AC 65k to 134k ER | 0.8236 | 0.32856 | 1.8182 | 2530.878 | 37963.17 | 0 | 0 | -0.077317 | 0 | -0.077317 | 0 | 0.12346 | 0 | 0.12346 | 0 | 0.68365 | 3.8296 | 0.68365 | 3.8296
253067-Comm. AC <65k three phase unitary ER | 0.22817 | 0.091024 | 0.47966 | 701.15 | 10517.25 | 0 | 0 | -0.18348 | 0 | -0.18348 | 0 | 0.088342 | 0 | 0.088342 | 0 | 0.47661 | 2.1219 | 0.47661 | 2.1219
253069-Comm. AC 65k to 134k ER | 0.8236 | 0.32856 | 1.8182 | 2530.878 | 37963.17 | 0 | 0 | -0.077317 | 0 | -0.077317 | 0 | 0.12346 | 0 | 0.12346 | 0 | 0.68365 | 3.8296 | 0.68365 | 3.8296
253069-Comm. AC 65k to 134k ER | 0.8236 | 0.32856 | 1.8182 | 2530.878 | 37963.17 | 0 | 0 | -0.077317 | 0 | -0.077317 | 0 | 0.12346 | 0 | 0.12346 | 0 | 0.68365 | 3.8296 | 0.68365 | 3.8296
253067-Comm. AC <65k three phase unitary ER | 0.22817 | 0.091024 | 0.47966 | 701.15 | 10517.25 | 0 | 0 | -0.18348 | 0 | -0.18348 | 0 | 0.088342 | 0 | 0.088342 | 0 | 0.47661 | 2.1219 | 0.47661 | 2.1219
253067-Comm. AC <65k three phase unitary ER | 0.22817 | 0.091024 | 0.47966 | 701.15 | 10517.25 | 0 | 0 | -0.18348 | 0 | -0.18348 | 0 | 0.088342 | 0 | 0.088342 | 0 | 0.47661 | 2.1219 | 0.47661 | 2.1219
253067-Comm. AC <65k three phase unitary ER | 0.22817 | 0.091024 | 0.47966 | 701.15 | 10517.25 | 0 | 0 | -0.18348 | 0 | -0.18348 | 0 | 0.088342 | 0 | 0.088342 | 0 | 0.47661 | 2.1219 | 0.47661 | 2.1219
253067-Comm. AC <65k three phase unitary ER | 0.22817 | 0.091024 | 0.47966 | 701.15 | 10517.25 | 0 | 0 | -0.18348 | 0 | -0.18348 | 0 | 0.088342 | 0 | 0.088342 | 0 | 0.47661 | 2.1219 | 0.47661 | 2.1219
253067-Comm. AC <65k three phase unitary ER | 0.22817 | 0.091024 | 0.47966 | 701.15 | 10517.25 | 0 | 0 | -0.18348 | 0 | -0.18348 | 0 | 0.088342 | 0 | 0.088342 | 0 | 0.47661 | 2.1219 | 0.47661 | 2.1219
253067-Comm. AC <65k three phase unitary ER | 0.22817 | 0.091024 | 0.47966 | 701.15 | 10517.25 | 0 | 0 | -0.18348 | 0 | -0.18348 | 0 | 0.088342 | 0 | 0.088342 | 0 | 0.47661 | 2.1219 | 0.47661 | 2.1219
253067-Comm. AC <65k three phase unitary ER | 0.18254 | 0.072819 | 0.38373 | 560.92 | 8413.8 | 0 | 0 | -0.18348 | 0 | -0.18348 | 0 | 0.088342 | 0 | 0.088342 | 0 | 0.47661 | 2.1219 | 0.47661 | 2.1219
253067-Comm. AC <65k three phase unitary ER | 0.22817 | 0.091024 | 0.47966 | 701.15 | 10517.25 | 0 | 0 | -0.18348 | 0 | -0.18348 | 0 | 0.088342 | 0 | 0.088342 | 0 | 0.47661 | 2.1219 | 0.47661 | 2.1219
253069-Comm. AC 65k to 134k ER | 0.49416 | 0.19714 | 1.0909 | 1518.5268 | 22777.902 | 0 | 0 | -0.077317 | 0 | -0.077317 | 0 | 0.12346 | 0 | 0.12346 | 0 | 0.68365 | 3.8296 | 0.68365 | 3.8296
253069-Comm. AC 65k to 134k ER | 0.49416 | 0.19714 | 1.0909 | 1518.5268 | 22777.902 | 0 | 0 | -0.077317 | 0 | -0.077317 | 0 | 0.12346 | 0 | 0.12346 | 0 | 0.68365 | 3.8296 | 0.68365 | 3.8296
253069-Comm. AC 65k to 134k ER | 0.49416 | 0.19714 | 1.0909 | 1518.5268 | 22777.902 | 0 | 0 | -0.077317 | 0 | -0.077317 | 0 | 0.12346 | 0 | 0.12346 | 0 | 0.68365 | 3.8296 | 0.68365 | 3.8296
253069-Comm. AC 65k to 134k ER | 0.65888 | 0.26285 | 1.4545 | 2024.7024 | 30370.536 | 0 | 0 | -0.077317 | 0 | -0.077317 | 0 | 0.12346 | 0 | 0.12346 | 0 | 0.68365 | 3.8296 | 0.68365 | 3.8296
253069-Comm. AC 65k to 134k ER | 0.65888 | 0.26285 | 1.4545 | 2024.7024 | 30370.536 | 0 | 0 | -0.077317 | 0 | -0.077317 | 0 | 0.12346 | 0 | 0.12346 | 0 | 0.68365 | 3.8296 | 0.68365 | 3.8296
253071-Comm. AC 135K to 239k ER | 1.0371 | 0.41374 | 2.2865 | 3187.0272 | 47805.408 | 0 | 0 | -0.15031 | 0 | -0.15031 | 0 | 0.12551 | 0 | 0.12551 | 0 | 0.52643 | 4.0187 | 0.52643 | 4.0187
253071-Comm. AC 135K to 239k ER | 1.0371 | 0.41374 | 2.2865 | 3187.0272 | 47805.408 | 0 | 0 | -0.15031 | 0 | -0.15031 | 0 | 0.12551 | 0 | 0.12551 | 0 | 0.52643 | 4.0187 | 0.52643 | 4.0187
253073-Comm. AC 240k to 759k ER | 0.95208 | 0.37981 | 2.1025 | 2925.678 | 43885.17 | 0 | 0 | -0.1875 | 0 | -0.1875 | 0 | 0.12934 | 0 | 0.12934 | 0 | 0.47122 | 4.427 | 0.47122 | 4.427
253067-Comm. AC <65k three phase unitary ER | 0.22817 | 0.091024 | 0.47966 | 701.15 | 10517.25 | 0 | 0 | -0.18348 | 0 | -0.18348 | 0 | 0.088342 | 0 | 0.088342 | 0 | 0.47661 | 2.1219 | 0.47661 | 2.1219
253067-Comm. AC <65k three phase unitary ER | 0.22817 | 0.091024 | 0.47966 | 701.15 | 10517.25 | 0 | 0 | -0.18348 | 0 | -0.18348 | 0 | 0.088342 | 0 | 0.088342 | 0 | 0.47661 | 2.1219 | 0.47661 | 2.1219
253067-Comm. AC <65k three phase unitary ER | 0.22817 | 0.091024 | 0.47966 | 701.15 | 10517.25 | 0 | 0 | -0.18348 | 0 | -0.18348 | 0 | 0.088342 | 0 | 0.088342 | 0 | 0.47661 | 2.1219 | 0.47661 | 2.1219
253067-Comm. AC <65k three phase unitary ER | 0.22817 | 0.091024 | 0.47966 | 701.15 | 10517.25 | 0 | 0 | -0.18348 | 0 | -0.18348 | 0 | 0.088342 | 0 | 0.088342 | 0 | 0.47661 | 2.1219 | 0.47661 | 2.1219
253067-Comm. AC <65k three phase unitary ER | 0.22817 | 0.091024 | 0.47966 | 701.15 | 10517.25 | 0 | 0 | -0.18348 | 0 | -0.18348 | 0 | 0.088342 | 0 | 0.088342 | 0 | 0.47661 | 2.1219 | 0.47661 | 2.1219
253067-Comm. AC <65k three phase unitary ER | 0.22817 | 0.091024 | 0.47966 | 701.15 | 10517.25 | 0 | 0 | -0.18348 | 0 | -0.18348 | 0 | 0.088342 | 0 | 0.088342 | 0 | 0.47661 | 2.1219 | 0.47661 | 2.1219
253067-Comm. AC <65k three phase unitary ER | 0.22817 | 0.091024 | 0.47966 | 701.15 | 10517.25 | 0 | 0 | -0.18348 | 0 | -0.18348 | 0 | 0.088342 | 0 | 0.088342 | 0 | 0.47661 | 2.1219 | 0.47661 | 2.1219
253067-Comm. AC <65k three phase unitary ER | 0.22817 | 0.091024 | 0.47966 | 701.15 | 10517.25 | 0 | 0 | -0.18348 | 0 | -0.18348 | 0 | 0.088342 | 0 | 0.088342 | 0 | 0.47661 | 2.1219 | 0.47661 | 2.1219
253068-Comm. AC <65k three phase unitary ER | 0.17117 | 0.068287 | 0.41057 | 526.008 | 7890.12 | 0 | 0 | -0.11329 | 0 | -0.11329 | 0 | 0.10411 | 0 | 0.10411 | 0 | 0.59593 | 2.6531 | 0.59593 | 2.6531
253068-Comm. AC <65k three phase unitary ER | 0.28529 | 0.11381 | 0.68428 | 876.68 | 13150.2 | 0 | 0 | -0.11329 | 0 | -0.11329 | 0 | 0.10411 | 0 | 0.10411 | 0 | 0.59593 | 2.6531 | 0.59593 | 2.6531
253068-Comm. AC <65k three phase unitary ER | 0.28529 | 0.11381 | 0.68428 | 876.68 | 13150.2 | 0 | 0 | -0.11329 | 0 | -0.11329 | 0 | 0.10411 | 0 | 0.10411 | 0 | 0.59593 | 2.6531 | 0.59593 | 2.6531
253068-Comm. AC <65k three phase unitary ER | 0.28529 | 0.11381 | 0.68428 | 876.68 | 13150.2 | 0 | 0 | -0.11329 | 0 | -0.11329 | 0 | 0.10411 | 0 | 0.10411 | 0 | 0.59593 | 2.6531 | 0.59593 | 2.6531
253068-Comm. AC <65k three phase unitary ER | 0.28529 | 0.11381 | 0.68428 | 876.68 | 13150.2 | 0 | 0 | -0.11329 | 0 | -0.11329 | 0 | 0.10411 | 0 | 0.10411 | 0 | 0.59593 | 2.6531 | 0.59593 | 2.6531
253068-Comm. AC <65k three phase unitary ER | 0.28529 | 0.11381 | 0.68428 | 876.68 | 13150.2 | 0 | 0 | -0.11329 | 0 | -0.11329 | 0 | 0.10411 | 0 | 0.10411 | 0 | 0.59593 | 2.6531 | 0.59593 | 2.6531
253068-Comm. AC <65k three phase unitary ER | 0.28529 | 0.11381 | 0.68428 | 876.68 | 13150.2 | 0 | 0 | -0.11329 | 0 | -0.11329 | 0 | 0.10411 | 0 | 0.10411 | 0 | 0.59593 | 2.6531 | 0.59593 | 2.6531
253068-Comm. AC <65k three phase unitary ER | 0.28529 | 0.11381 | 0.68428 | 876.68 | 13150.2 | 0 | 0 | -0.11329 | 0 | -0.11329 | 0 | 0.10411 | 0 | 0.10411 | 0 | 0.59593 | 2.6531 | 0.59593 | 2.6531
253068-Comm. AC <65k three phase unitary ER | 0.28529 | 0.11381 | 0.68428 | 876.68 | 13150.2 | 0 | 0 | -0.11329 | 0 | -0.11329 | 0 | 0.10411 | 0 | 0.10411 | 0 | 0.59593 | 2.6531 | 0.59593 | 2.6531
253068-Comm. AC <65k three phase unitary ER | 0.28529 | 0.11381 | 0.68428 | 876.68 | 13150.2 | 0 | 0 | -0.11329 | 0 | -0.11329 | 0 | 0.10411 | 0 | 0.10411 | 0 | 0.59593 | 2.6531 | 0.59593 | 2.6531
253068-Comm. AC <65k three phase unitary ER | 0.28529 | 0.11381 | 0.68428 | 876.68 | 13150.2 | 0 | 0 | -0.11329 | 0 | -0.11329 | 0 | 0.10411 | 0 | 0.10411 | 0 | 0.59593 | 2.6531 | 0.59593 | 2.6531
253068-Comm. AC <65k three phase unitary ER | 0.22823 | 0.091049 | 0.54742 | 701.344 | 10520.16 | 0 | 0 | -0.11329 | 0 | -0.11329 | 0 | 0.10411 | 0 | 0.10411 | 0 | 0.59593 | 2.6531 | 0.59593 | 2.6531
253068-Comm. AC <65k three phase unitary ER | 0.28529 | 0.11381 | 0.68428 | 876.68 | 13150.2 | 0 | 0 | -0.11329 | 0 | -0.11329 | 0 | 0.10411 | 0 | 0.10411 | 0 | 0.59593 | 2.6531 | 0.59593 | 2.6531
253068-Comm. AC <65k three phase unitary ER | 0.28529 | 0.11381 | 0.68428 | 876.68 | 13150.2 | 0 | 0 | -0.11329 | 0 | -0.11329 | 0 | 0.10411 | 0 | 0.10411 | 0 | 0.59593 | 2.6531 | 0.59593 | 2.6531
253070-Comm. AC 65k to 134k ER | 0.63914 | 0.25498 | 1.5617 | 1964.0544 | 29460.816 | 0 | 0 | -0.021876 | 0 | -0.021876 | 0 | 0.13335 | 0 | 0.13335 | 0 | 0.88423 | 4.9532 | 0.88423 | 4.9532
253070-Comm. AC 65k to 134k ER | 0.63914 | 0.25498 | 1.5617 | 1964.0544 | 29460.816 | 0 | 0 | -0.021876 | 0 | -0.021876 | 0 | 0.13335 | 0 | 0.13335 | 0 | 0.88423 | 4.9532 | 0.88423 | 4.9532
253070-Comm. AC 65k to 134k ER | 0.63914 | 0.25498 | 1.5617 | 1964.0544 | 29460.816 | 0 | 0 | -0.021876 | 0 | -0.021876 | 0 | 0.13335 | 0 | 0.13335 | 0 | 0.88423 | 4.9532 | 0.88423 | 4.9532
253070-Comm. AC 65k to 134k ER | 0.63914 | 0.25498 | 1.5617 | 1964.0544 | 29460.816 | 0 | 0 | -0.021876 | 0 | -0.021876 | 0 | 0.13335 | 0 | 0.13335 | 0 | 0.88423 | 4.9532 | 0.88423 | 4.9532
253070-Comm. AC 65k to 134k ER | 0.85219 | 0.33997 | 2.0823 | 2618.7392 | 39281.088 | 0 | 0 | -0.021876 | 0 | -0.021876 | 0 | 0.13335 | 0 | 0.13335 | 0 | 0.88423 | 4.9532 | 0.88423 | 4.9532
253070-Comm. AC 65k to 134k ER | 0.85219 | 0.33997 | 2.0823 | 2618.7392 | 39281.088 | 0 | 0 | -0.021876 | 0 | -0.021876 | 0 | 0.13335 | 0 | 0.13335 | 0 | 0.88423 | 4.9532 | 0.88423 | 4.9532
253070-Comm. AC 65k to 134k ER | 1.0652 | 0.42496 | 2.6028 | 3273.424 | 49101.36 | 0 | 0 | -0.021876 | 0 | -0.021876 | 0 | 0.13335 | 0 | 0.13335 | 0 | 0.88423 | 4.9532 | 0.88423 | 4.9532
253070-Comm. AC 65k to 134k ER | 1.0652 | 0.42496 | 2.6028 | 3273.424 | 49101.36 | 0 | 0 | -0.021876 | 0 | -0.021876 | 0 | 0.13335 | 0 | 0.13335 | 0 | 0.88423 | 4.9532 | 0.88423 | 4.9532
253068-Comm. AC <65k three phase unitary ER | 0.28529 | 0.11381 | 0.68428 | 876.68 | 13150.2 | 0 | 0 | -0.11329 | 0 | -0.11329 | 0 | 0.10411 | 0 | 0.10411 | 0 | 0.59593 | 2.6531 | 0.59593 | 2.6531
253070-Comm. AC 65k to 134k ER | 1.0652 | 0.42496 | 2.6028 | 3273.424 | 49101.36 | 0 | 0 | -0.021876 | 0 | -0.021876 | 0 | 0.13335 | 0 | 0.13335 | 0 | 0.88423 | 4.9532 | 0.88423 | 4.9532
253070-Comm. AC 65k to 134k ER | 1.0652 | 0.42496 | 2.6028 | 3273.424 | 49101.36 | 0 | 0 | -0.021876 | 0 | -0.021876 | 0 | 0.13335 | 0 | 0.13335 | 0 | 0.88423 | 4.9532 | 0.88423 | 4.9532
253068-Comm. AC <65k three phase unitary ER | 0.28529 | 0.11381 | 0.68428 | 876.68 | 13150.2 | 0 | 0 | -0.11329 | 0 | -0.11329 | 0 | 0.10411 | 0 | 0.10411 | 0 | 0.59593 | 2.6531 | 0.59593 | 2.6531
253068-Comm. AC <65k three phase unitary ER | 0.28529 | 0.11381 | 0.68428 | 876.68 | 13150.2 | 0 | 0 | -0.11329 | 0 | -0.11329 | 0 | 0.10411 | 0 | 0.10411 | 0 | 0.59593 | 2.6531 | 0.59593 | 2.6531
253068-Comm. AC <65k three phase unitary ER | 0.28529 | 0.11381 | 0.68428 | 876.68 | 13150.2 | 0 | 0 | -0.11329 | 0 | -0.11329 | 0 | 0.10411 | 0 | 0.10411 | 0 | 0.59593 | 2.6531 | 0.59593 | 2.6531
253068-Comm. AC <65k three phase unitary ER | 0.28529 | 0.11381 | 0.68428 | 876.68 | 13150.2 | 0 | 0 | -0.11329 | 0 | -0.11329 | 0 | 0.10411 | 0 | 0.10411 | 0 | 0.59593 | 2.6531 | 0.59593 | 2.6531
253068-Comm. AC <65k three phase unitary ER | 0.28529 | 0.11381 | 0.68428 | 876.68 | 13150.2 | 0 | 0 | -0.11329 | 0 | -0.11329 | 0 | 0.10411 | 0 | 0.10411 | 0 | 0.59593 | 2.6531 | 0.59593 | 2.6531
253068-Comm. AC <65k three phase unitary ER | 0.28529 | 0.11381 | 0.68428 | 876.68 | 13150.2 | 0 | 0 | -0.11329 | 0 | -0.11329 | 0 | 0.10411 | 0 | 0.10411 | 0 | 0.59593 | 2.6531 | 0.59593 | 2.6531
253141-Commercial HVAC Diagnostic/Tune-up Com All CZ07 VintAll | 0.32529 | 0.12977 | 0.765 | 999.6 | 9996 | 0 | 0 | 0.10877 | 0 | 0.10877 | 0 | 0.11612 | 0 | 0.11612 | 0 | 3.9586 | 4.949 | 3.9586 | 4.949
253141-Commercial HVAC Diagnostic/Tune-up Com All CZ07 VintAll | 0.32529 | 0.12977 | 0.765 | 999.6 | 9996 | 0 | 0 | 0.1084 | 0 | 0.1084 | 0 | 0.11367 | 0 | 0.11367 | 0 | 3.9195 | 4.5683 | 3.9195 | 4.5683
253141-Commercial HVAC Diagnostic/Tune-up Com All CZ07 VintAll | 0.32529 | 0.12977 | 0.765 | 999.6 | 9996 | 0 | 0 | 0.10877 | 0 | 0.10877 | 0 | 0.11612 | 0 | 0.11612 | 0 | 3.9586 | 4.949 | 3.9586 | 4.949
253141-Commercial HVAC Diagnostic/Tune-up Com All CZ07 VintAll | 0.32529 | 0.12977 | 0.765 | 999.6 | 9996 | 0 | 0 | 0.1084 | 0 | 0.1084 | 0 | 0.11367 | 0 | 0.11367 | 0 | 3.9195 | 4.5683 | 3.9195 | 4.5683
253141-Commercial HVAC Diagnostic/Tune-up Com All CZ07 VintAll | 0.32529 | 0.12977 | 0.765 | 999.6 | 9996 | 0 | 0 | 0.1084 | 0 | 0.1084 | 0 | 0.11367 | 0 | 0.11367 | 0 | 3.9195 | 4.5683 | 3.9195 | 4.5683
253141-Commercial HVAC Diagnostic/Tune-up Com All CZ07 VintAll | 0.37951 | 0.1514 | 0.8925 | 1166.2 | 11662 | 0 | 0 | 0.10877 | 0 | 0.10877 | 0 | 0.11612 | 0 | 0.11612 | 0 | 3.9586 | 4.949 | 3.9586 | 4.949
253141-Commercial HVAC Diagnostic/Tune-up Com All CZ07 VintAll | 0.32529 | 0.12977 | 0.765 | 999.6 | 9996 | 0 | 0 | 0.1084 | 0 | 0.1084 | 0 | 0.11367 | 0 | 0.11367 | 0 | 3.9195 | 4.5683 | 3.9195 | 4.5683
253141-Commercial HVAC Diagnostic/Tune-up Com All CZ07 VintAll | 0.32529 | 0.12977 | 0.765 | 999.6 | 9996 | 0 | 0 | 0.1084 | 0 | 0.1084 | 0 | 0.11367 | 0 | 0.11367 | 0 | 3.9195 | 4.5683 | 3.9195 | 4.5683
253141-Commercial HVAC Diagnostic/Tune-up Com All CZ07 VintAll | 0.37951 | 0.1514 | 0.8925 | 1166.2 | 11662 | 0 | 0 | 0.10877 | 0 | 0.10877 | 0 | 0.11612 | 0 | 0.11612 | 0 | 3.9586 | 4.949 | 3.9586 | 4.949
253077-Comm. HP <65k single phase split ER above code | 0.35288 | 0.14078 | 0.50487 | 1084.395 | 16265.925 | 0 | 0 | 0.11919 | 0 | 0.11919 | 0 | 0.11867 | 0 | 0.11867 | 0 | 3.3655 | 3.3307 | 3.3655 | 3.3307
253077-Comm. HP <65k single phase split ER above code | 0.35288 | 0.14078 | 0.50487 | 1084.395 | 16265.925 | 0 | 0 | 0.11919 | 0 | 0.11919 | 0 | 0.11867 | 0 | 0.11867 | 0 | 3.3655 | 3.3307 | 3.3655 | 3.3307
253077-Comm. HP <65k single phase split ER above code | 0.35288 | 0.14078 | 0.50487 | 1084.395 | 16265.925 | 0 | 0 | 0.11919 | 0 | 0.11919 | 0 | 0.11867 | 0 | 0.11867 | 0 | 3.3655 | 3.3307 | 3.3655 | 3.3307
253077-Comm. HP <65k single phase split ER above code | 0.35288 | 0.14078 | 0.50487 | 1084.395 | 16265.925 | 0 | 0 | 0.11919 | 0 | 0.11919 | 0 | 0.11867 | 0 | 0.11867 | 0 | 3.3655 | 3.3307 | 3.3655 | 3.3307
253077-Comm. HP <65k single phase split ER above code | 0.35288 | 0.14078 | 0.50487 | 1084.395 | 16265.925 | 0 | 0 | 0.11919 | 0 | 0.11919 | 0 | 0.11867 | 0 | 0.11867 | 0 | 3.3655 | 3.3307 | 3.3655 | 3.3307
253077-Comm. HP <65k single phase split ER above code | 0.35288 | 0.14078 | 0.50487 | 1084.395 | 16265.925 | 0 | 0 | 0.11919 | 0 | 0.11919 | 0 | 0.11867 | 0 | 0.11867 | 0 | 3.3655 | 3.3307 | 3.3655 | 3.3307
253077-Comm. HP <65k single phase split ER above code | 0.35288 | 0.14078 | 0.50487 | 1084.395 | 16265.925 | 0 | 0 | 0.11919 | 0 | 0.11919 | 0 | 0.11867 | 0 | 0.11867 | 0 | 3.3655 | 3.3307 | 3.3655 | 3.3307
253077-Comm. HP <65k single phase split ER above code | 0.28231 | 0.11262 | 0.4039 | 867.516 | 13012.74 | 0 | 0 | 0.11919 | 0 | 0.11919 | 0 | 0.11867 | 0 | 0.11867 | 0 | 3.3655 | 3.3307 | 3.3655 | 3.3307
253091-Comm. HP 240k to 759k ER | 2.6483 | 1.0565 | 3.6184 | 8138.06 | 122070.9 | 0 | 0 | -0.15241 | 0 | -0.15241 | 0 | 0.14245 | 0 | 0.14245 | 0 | 0.52667 | 6.249 | 0.52667 | 6.249
253091-Comm. HP 240k to 759k ER | 2.6483 | 1.0565 | 3.6184 | 8138.06 | 122070.9 | 0 | 0 | -0.15241 | 0 | -0.15241 | 0 | 0.14245 | 0 | 0.14245 | 0 | 0.52667 | 6.249 | 0.52667 | 6.249
253066-Comm. AC <65k three phase split w/o QI ER | 0.19772 | 0.078877 | 0.47555 | 607.58 | 9113.7 | 0 | 0 | -0.056961 | 0 | -0.056961 | 0 | 0.078712 | 0 | 0.078712 | 0 | 0.74856 | 1.8662 | 0.74856 | 1.8662
253067-Comm. AC <65k three phase unitary ER | 0.1369 | 0.054614 | 0.2878 | 420.69 | 6310.35 | 0 | 0 | -0.18099 | 0 | -0.18099 | 0 | 0.090838 | 0 | 0.090838 | 0 | 0.48373 | 2.1536 | 0.48373 | 2.1536
253067-Comm. AC <65k three phase unitary ER | 0.22817 | 0.091024 | 0.47966 | 701.15 | 10517.25 | 0 | 0 | -0.18099 | 0 | -0.18099 | 0 | 0.090838 | 0 | 0.090838 | 0 | 0.48373 | 2.1536 | 0.48373 | 2.1536
253067-Comm. AC <65k three phase unitary ER | 0.22817 | 0.091024 | 0.47966 | 701.15 | 10517.25 | 0 | 0 | -0.18099 | 0 | -0.18099 | 0 | 0.090838 | 0 | 0.090838 | 0 | 0.48373 | 2.1536 | 0.48373 | 2.1536
253035-Comm. AC 65k to 134k | 0.57652 | 0.22999 | 1.2727 | 1771.6146 | 26574.219 | 0 | 0 | -0.075755 | 0 | -0.075755 | 0 | 0.12284 | 0 | 0.12284 | 0 | 0.69122 | 3.6277 | 0.69122 | 3.6277
253073-Comm. AC 240k to 759k ER | 1.2853 | 0.51275 | 2.8384 | 3949.6653 | 59244.9795 | 0 | 0 | -0.18521 | 0 | -0.18521 | 0 | 0.13114 | 0 | 0.13114 | 0 | 0.47797 | 4.4114 | 0.47797 | 4.4114
253073-Comm. AC 240k to 759k ER | 1.2853 | 0.51275 | 2.8384 | 3949.6653 | 59244.9795 | 0 | 0 | -0.18521 | 0 | -0.18521 | 0 | 0.13114 | 0 | 0.13114 | 0 | 0.47797 | 4.4114 | 0.47797 | 4.4114
253069-Comm. AC 65k to 134k ER | 0.57652 | 0.22999 | 1.2727 | 1771.6146 | 26574.219 | 0 | 0 | -0.075755 | 0 | -0.075755 | 0 | 0.12284 | 0 | 0.12284 | 0 | 0.69122 | 3.6277 | 0.69122 | 3.6277
253069-Comm. AC 65k to 134k ER | 0.57652 | 0.22999 | 1.2727 | 1771.6146 | 26574.219 | 0 | 0 | -0.075755 | 0 | -0.075755 | 0 | 0.12284 | 0 | 0.12284 | 0 | 0.69122 | 3.6277 | 0.69122 | 3.6277
253035-Comm. AC 65k to 134k | 0.8236 | 0.32856 | 1.8182 | 2530.878 | 37963.17 | 0 | 0 | -0.07482 | 0 | -0.07482 | 0 | 0.12595 | 0 | 0.12595 | 0 | 0.69387 | 3.8868 | 0.69387 | 3.8868
253037-Comm. AC 135K to 239k | 0.9723 | 0.38788 | 2.1436 | 2987.838 | 44817.57 | 0 | 0 | 0.11408 | 0 | 0.11408 | 0 | 0.12801 | 0 | 0.12801 | 0 | 3.0553 | 4.0787 | 3.0553 | 4.0787
253037-Comm. AC 135K to 239k | 0.9723 | 0.38788 | 2.1436 | 2987.838 | 44817.57 | 0 | 0 | 0.11408 | 0 | 0.11408 | 0 | 0.12801 | 0 | 0.12801 | 0 | 3.0553 | 4.0787 | 3.0553 | 4.0787
253037-Comm. AC 135K to 239k | 0.9723 | 0.38788 | 2.1436 | 2987.838 | 44817.57 | 0 | 0 | 0.11408 | 0 | 0.11408 | 0 | 0.12801 | 0 | 0.12801 | 0 | 3.0553 | 4.0787 | 3.0553 | 4.0787
253141-Commercial HVAC Diagnostic/Tune-up Com All CZ07 VintAll | 0.27108 | 0.10814 | 0.6375 | 833 | 8330 | 0 | 0 | 0.10547 | 0 | 0.10547 | 0 | 0.098328 | 0 | 0.098328 | 0 | 3.6823 | 3.1164 | 3.6823 | 3.1164
253144-Commercial Condensor Coil Cleaning (all units - savings at 50% of DEER) Com All CZ07 VintAll | 0.049789 | 0.019863 | 0.11985 | 153 | 459 | 0 | 0 | 0.061308 | 0 | 0.061308 | 0 | 0.061308 | 0 | 0.061308 | 0 | 1.8672 | 1.8672 | 1.8672 | 1.8672
253141-Commercial HVAC Diagnostic/Tune-up Com All CZ07 VintAll | 0.16265 | 0.064885 | 0.3825 | 499.8 | 4998 | 0 | 0 | 0.10547 | 0 | 0.10547 | 0 | 0.098328 | 0 | 0.098328 | 0 | 3.6823 | 3.1164 | 3.6823 | 3.1164
253144-Commercial Condensor Coil Cleaning (all units - savings at 50% of DEER) Com All CZ07 VintAll | 0.049789 | 0.019863 | 0.11985 | 153 | 459 | 0 | 0 | 0.061308 | 0 | 0.061308 | 0 | 0.061308 | 0 | 0.061308 | 0 | 1.8672 | 1.8672 | 1.8672 | 1.8672
253144-Commercial Condensor Coil Cleaning (all units - savings at 50% of DEER) Com All CZ07 VintAll | 0.082982 | 0.033104 | 0.19975 | 255 | 765 | 0 | 0 | 0.061308 | 0 | 0.061308 | 0 | 0.061308 | 0 | 0.061308 | 0 | 1.8672 | 1.8672 | 1.8672 | 1.8672
253141-Commercial HVAC Diagnostic/Tune-up Com All CZ07 VintAll | 0.27108 | 0.10814 | 0.6375 | 833 | 8330 | 0 | 0 | 0.10547 | 0 | 0.10547 | 0 | 0.098328 | 0 | 0.098328 | 0 | 3.6823 | 3.1164 | 3.6823 | 3.1164
253144-Commercial Condensor Coil Cleaning (all units - savings at 50% of DEER) Com All CZ07 VintAll | 0.082982 | 0.033104 | 0.19975 | 255 | 765 | 0 | 0 | 0.061308 | 0 | 0.061308 | 0 | 0.061308 | 0 | 0.061308 | 0 | 1.8672 | 1.8672 | 1.8672 | 1.8672
253141-Commercial HVAC Diagnostic/Tune-up Com All CZ07 VintAll | 0.27108 | 0.10814 | 0.6375 | 833 | 8330 | 0 | 0 | 0.10547 | 0 | 0.10547 | 0 | 0.098328 | 0 | 0.098328 | 0 | 3.6823 | 3.1164 | 3.6823 | 3.1164
253144-Commercial Condensor Coil Cleaning (all units - savings at 50% of DEER) Com All CZ07 VintAll | 0.082982 | 0.033104 | 0.19975 | 255 | 765 | 0 | 0 | 0.061308 | 0 | 0.061308 | 0 | 0.061308 | 0 | 0.061308 | 0 | 1.8672 | 1.8672 | 1.8672 | 1.8672
253141-Commercial HVAC Diagnostic/Tune-up Com All CZ07 VintAll | 0.16265 | 0.064885 | 0.3825 | 499.8 | 4998 | 0 | 0 | 0.10547 | 0 | 0.10547 | 0 | 0.098328 | 0 | 0.098328 | 0 | 3.6823 | 3.1164 | 3.6823 | 3.1164
253144-Commercial Condensor Coil Cleaning (all units - savings at 50% of DEER) Com All CZ07 VintAll | 0.049789 | 0.019863 | 0.11985 | 153 | 459 | 0 | 0 | 0.061308 | 0 | 0.061308 | 0 | 0.061308 | 0 | 0.061308 | 0 | 1.8672 | 1.8672 | 1.8672 | 1.8672
253141-Commercial HVAC Diagnostic/Tune-up Com All CZ07 VintAll | 0.16265 | 0.064885 | 0.3825 | 499.8 | 4998 | 0 | 0 | 0.10547 | 0 | 0.10547 | 0 | 0.098328 | 0 | 0.098328 | 0 | 3.6823 | 3.1164 | 3.6823 | 3.1164
253135-Economizer Repair Com All CZ10 Vint04 | 0.73356 | 0.29264 | 0.00816 | 2254.2 | 11271 | 0 | 0 | 0.11711 | 0 | 0.11711 | 0 | 0.12858 | 0 | 0.12858 | 0 | 5.9004 | 11.3445 | 5.9004 | 11.3445
253136-Economizer Repair Com All CZ10 Vint05 | 1.0539 | 0.42043 | 0.01445 | 3238.5 | 16192.5 | 0 | 0 | 0.11328 | 0 | 0.11328 | 0 | 0.12659 | 0 | 0.12659 | 0 | 5.0861 | 9.7788 | 5.0861 | 9.7788
253134-Economizer Repair Com All CZ10 Vint03 | 0.9377 | 0.37408 | 0.0051 | 2881.5 | 14407.5 | 0 | 0 | 0.12543 | 0 | 0.12543 | 0 | 0.1329 | 0 | 0.1329 | 0 | 9.0508 | 17.4017 | 9.0508 | 17.4017
253134-Economizer Repair Com All CZ10 Vint03 | 0.9377 | 0.37408 | 0.0051 | 2881.5 | 14407.5 | 0 | 0 | 0.12543 | 0 | 0.12543 | 0 | 0.1329 | 0 | 0.1329 | 0 | 9.0508 | 17.4017 | 9.0508 | 17.4017
253034-Comm. AC <65k three phase unitary | 0.17117 | 0.068287 | 0.41057 | 526.008 | 7890.12 | 0 | 0 | -0.1108 | 0 | -0.1108 | 0 | 0.1066 | 0 | 0.1066 | 0 | 0.60483 | 2.6927 | 0.60483 | 2.6927
253036-Comm. AC 65k to 134k | 0.63914 | 0.25498 | 1.5617 | 1964.0544 | 29460.816 | 0 | 0 | -0.01938 | 0 | -0.01938 | 0 | 0.13585 | 0 | 0.13585 | 0 | 0.89744 | 5.0272 | 0.89744 | 5.0272
253034-Comm. AC <65k three phase unitary | 0.17117 | 0.068287 | 0.41057 | 526.008 | 7890.12 | 0 | 0 | -0.1108 | 0 | -0.1108 | 0 | 0.1066 | 0 | 0.1066 | 0 | 0.60483 | 2.6927 | 0.60483 | 2.6927
253034-Comm. AC <65k three phase unitary | 0.28529 | 0.11381 | 0.68428 | 876.68 | 13150.2 | 0 | 0 | -0.1108 | 0 | -0.1108 | 0 | 0.1066 | 0 | 0.1066 | 0 | 0.60483 | 2.6927 | 0.60483 | 2.6927
253034-Comm. AC <65k three phase unitary | 0.28529 | 0.11381 | 0.68428 | 876.68 | 13150.2 | 0 | 0 | -0.1108 | 0 | -0.1108 | 0 | 0.1066 | 0 | 0.1066 | 0 | 0.60483 | 2.6927 | 0.60483 | 2.6927
253034-Comm. AC <65k three phase unitary | 0.28529 | 0.11381 | 0.68428 | 876.68 | 13150.2 | 0 | 0 | -0.1108 | 0 | -0.1108 | 0 | 0.1066 | 0 | 0.1066 | 0 | 0.60483 | 2.6927 | 0.60483 | 2.6927
253036-Comm. AC 65k to 134k | 0.63914 | 0.25498 | 1.5617 | 1964.0544 | 29460.816 | 0 | 0 | -0.01938 | 0 | -0.01938 | 0 | 0.13585 | 0 | 0.13585 | 0 | 0.89744 | 5.0272 | 0.89744 | 5.0272
253036-Comm. AC 65k to 134k | 0.63914 | 0.25498 | 1.5617 | 1964.0544 | 29460.816 | 0 | 0 | -0.01938 | 0 | -0.01938 | 0 | 0.13585 | 0 | 0.13585 | 0 | 0.89744 | 5.0272 | 0.89744 | 5.0272
253036-Comm. AC 65k to 134k | 0.63914 | 0.25498 | 1.5617 | 1964.0544 | 29460.816 | 0 | 0 | -0.01938 | 0 | -0.01938 | 0 | 0.13585 | 0 | 0.13585 | 0 | 0.89744 | 5.0272 | 0.89744 | 5.0272
253036-Comm. AC 65k to 134k | 0.63914 | 0.25498 | 1.5617 | 1964.0544 | 29460.816 | 0 | 0 | -0.01938 | 0 | -0.01938 | 0 | 0.13585 | 0 | 0.13585 | 0 | 0.89744 | 5.0272 | 0.89744 | 5.0272
253141-Commercial HVAC Diagnostic/Tune-up Com All CZ07 VintAll | 0.27108 | 0.10814 | 0.6375 | 833 | 8330 | 0 | 0 | 0.11107 | 0 | 0.11107 | 0 | 0.11842 | 0 | 0.11842 | 0 | 4.0212 | 5.0272 | 4.0212 | 5.0272
253144-Commercial Condensor Coil Cleaning (all units - savings at 50% of DEER) Com All CZ07 VintAll | 0.11618 | 0.046346 | 0.27965 | 357 | 1071 | 0 | 0 | 0.05677 | 0 | 0.05677 | 0 | 0.00097027 | 0 | 0.00097027 | 0 | 1.7048 | 1.0071 | 1.7048 | 1.0071
253144-Commercial Condensor Coil Cleaning (all units - savings at 50% of DEER) Com All CZ07 VintAll | 0.11618 | 0.046346 | 0.27965 | 357 | 1071 | 0 | 0 | 0.05677 | 0 | 0.05677 | 0 | 0.00097027 | 0 | 0.00097027 | 0 | 1.7048 | 1.0071 | 1.7048 | 1.0071
253144-Commercial Condensor Coil Cleaning (all units - savings at 50% of DEER) Com All CZ07 VintAll | 0.11618 | 0.046346 | 0.27965 | 357 | 1071 | 0 | 0 | 0.05677 | 0 | 0.05677 | 0 | 0.00097027 | 0 | 0.00097027 | 0 | 1.7048 | 1.0071 | 1.7048 | 1.0071
253144-Commercial Condensor Coil Cleaning (all units - savings at 50% of DEER) Com All CZ07 VintAll | 0.11618 | 0.046346 | 0.27965 | 357 | 1071 | 0 | 0 | 0.05677 | 0 | 0.05677 | 0 | 0.00097027 | 0 | 0.00097027 | 0 | 1.7048 | 1.0071 | 1.7048 | 1.0071
253144-Commercial Condensor Coil Cleaning (all units - savings at 50% of DEER) Com All CZ07 VintAll | 0.11618 | 0.046346 | 0.27965 | 357 | 1071 | 0 | 0 | 0.05677 | 0 | 0.05677 | 0 | 0.00097027 | 0 | 0.00097027 | 0 | 1.7048 | 1.0071 | 1.7048 | 1.0071
253144-Commercial Condensor Coil Cleaning (all units - savings at 50% of DEER) Com All CZ07 VintAll | 0.082982 | 0.033104 | 0.19975 | 255 | 765 | 0 | 0 | 0.058133 | 0 | 0.058133 | 0 | 0.01006 | 0 | 0.01006 | 0 | 1.7342 | 1.0791 | 1.7342 | 1.0791
253144-Commercial Condensor Coil Cleaning (all units - savings at 50% of DEER) Com All CZ07 VintAll | 0.082982 | 0.033104 | 0.19975 | 255 | 765 | 0 | 0 | 0.058133 | 0 | 0.058133 | 0 | 0.01006 | 0 | 0.01006 | 0 | 1.7342 | 1.0791 | 1.7342 | 1.0791
253144-Commercial Condensor Coil Cleaning (all units - savings at 50% of DEER) Com All CZ07 VintAll | 0.082982 | 0.033104 | 0.19975 | 255 | 765 | 0 | 0 | 0.058133 | 0 | 0.058133 | 0 | 0.01006 | 0 | 0.01006 | 0 | 1.7342 | 1.0791 | 1.7342 | 1.0791
253144-Commercial Condensor Coil Cleaning (all units - savings at 50% of DEER) Com All CZ07 VintAll | 0.082982 | 0.033104 | 0.19975 | 255 | 765 | 0 | 0 | 0.058133 | 0 | 0.058133 | 0 | 0.01006 | 0 | 0.01006 | 0 | 1.7342 | 1.0791 | 1.7342 | 1.0791
253144-Commercial Condensor Coil Cleaning (all units - savings at 50% of DEER) Com All CZ07 VintAll | 0.033193 | 0.013242 | 0.0799 | 102 | 306 | 0 | 0 | 0.053361 | 0 | 0.053361 | 0 | -0.021754 | 0 | -0.021754 | 0 | 1.6356 | 0.86324 | 1.6356 | 0.86324
253144-Commercial Condensor Coil Cleaning (all units - savings at 50% of DEER) Com All CZ07 VintAll | 0.082982 | 0.033104 | 0.19975 | 255 | 765 | 0 | 0 | 0.058133 | 0 | 0.058133 | 0 | 0.01006 | 0 | 0.01006 | 0 | 1.7342 | 1.0791 | 1.7342 | 1.0791
253144-Commercial Condensor Coil Cleaning (all units - savings at 50% of DEER) Com All CZ07 VintAll | 0.082982 | 0.033104 | 0.19975 | 255 | 765 | 0 | 0 | 0.058133 | 0 | 0.058133 | 0 | 0.01006 | 0 | 0.01006 | 0 | 1.7342 | 1.0791 | 1.7342 | 1.0791
253144-Commercial Condensor Coil Cleaning (all units - savings at 50% of DEER) Com All CZ07 VintAll | 0.082982 | 0.033104 | 0.19975 | 255 | 765 | 0 | 0 | 0.058133 | 0 | 0.058133 | 0 | 0.01006 | 0 | 0.01006 | 0 | 1.7342 | 1.0791 | 1.7342 | 1.0791
253144-Commercial Condensor Coil Cleaning (all units - savings at 50% of DEER) Com All CZ07 VintAll | 0.082982 | 0.033104 | 0.19975 | 255 | 765 | 0 | 0 | 0.058133 | 0 | 0.058133 | 0 | 0.01006 | 0 | 0.01006 | 0 | 1.7342 | 1.0791 | 1.7342 | 1.0791
253144-Commercial Condensor Coil Cleaning (all units - savings at 50% of DEER) Com All CZ07 VintAll | 0.082982 | 0.033104 | 0.19975 | 255 | 765 | 0 | 0 | 0.058133 | 0 | 0.058133 | 0 | 0.01006 | 0 | 0.01006 | 0 | 1.7342 | 1.0791 | 1.7342 | 1.0791
253144-Commercial Condensor Coil Cleaning (all units - savings at 50% of DEER) Com All CZ07 VintAll | 0.082982 | 0.033104 | 0.19975 | 255 | 765 | 0 | 0 | 0.058133 | 0 | 0.058133 | 0 | 0.01006 | 0 | 0.01006 | 0 | 1.7342 | 1.0791 | 1.7342 | 1.0791
253144-Commercial Condensor Coil Cleaning (all units - savings at 50% of DEER) Com All CZ07 VintAll | 0.082982 | 0.033104 | 0.19975 | 255 | 765 | 0 | 0 | 0.058133 | 0 | 0.058133 | 0 | 0.01006 | 0 | 0.01006 | 0 | 1.7342 | 1.0791 | 1.7342 | 1.0791
253144-Commercial Condensor Coil Cleaning (all units - savings at 50% of DEER) Com All CZ07 VintAll | 0.082982 | 0.033104 | 0.19975 | 255 | 765 | 0 | 0 | 0.058133 | 0 | 0.058133 | 0 | 0.01006 | 0 | 0.01006 | 0 | 1.7342 | 1.0791 | 1.7342 | 1.0791
253144-Commercial Condensor Coil Cleaning (all units - savings at 50% of DEER) Com All CZ07 VintAll | 0.099579 | 0.039725 | 0.2397 | 306 | 918 | 0 | 0 | 0.058133 | 0 | 0.058133 | 0 | 0.01006 | 0 | 0.01006 | 0 | 1.7342 | 1.0791 | 1.7342 | 1.0791
253141-Commercial HVAC Diagnostic/Tune-up Com All CZ07 VintAll | 0.16265 | 0.064885 | 0.3825 | 499.8 | 4998 | 0 | 0 | 0.11033 | 0 | 0.11033 | 0 | 0.11352 | 0 | 0.11352 | 0 | 3.9424 | 4.309 | 3.9424 | 4.309
253144-Commercial Condensor Coil Cleaning (all units - savings at 50% of DEER) Com All CZ07 VintAll | 0.066386 | 0.026484 | 0.1598 | 204 | 612 | 0 | 0 | 0.058133 | 0 | 0.058133 | 0 | 0.01006 | 0 | 0.01006 | 0 | 1.7342 | 1.0791 | 1.7342 | 1.0791
253141-Commercial HVAC Diagnostic/Tune-up Com All CZ07 VintAll | 0.16265 | 0.064885 | 0.3825 | 499.8 | 4998 | 0 | 0 | 0.11033 | 0 | 0.11033 | 0 | 0.11352 | 0 | 0.11352 | 0 | 3.9424 | 4.309 | 3.9424 | 4.309
253144-Commercial Condensor Coil Cleaning (all units - savings at 50% of DEER) Com All CZ07 VintAll | 0.066386 | 0.026484 | 0.1598 | 204 | 612 | 0 | 0 | 0.058133 | 0 | 0.058133 | 0 | 0.01006 | 0 | 0.01006 | 0 | 1.7342 | 1.0791 | 1.7342 | 1.0791
253142-Commercial HVAC Diagnostic/Tune-up Com All CZ10 VintAll | 0.41436 | 0.1653 | 0.8925 | 1273.3 | 12733 | 0 | 0 | 0.11387 | 0 | 0.11387 | 0 | 0.11897 | 0 | 0.11897 | 0 | 4.3532 | 5.123 | 4.3532 | 5.123
253145-Commercial Condensor Coil Cleaning (all units - savings at 50% of DEER) Com All CZ10 VintAll | 0.14328 | 0.05716 | 0.39567 | 440.3 | 1320.9 | 0 | 0 | 0.072008 | 0 | 0.072008 | 0 | 0.026765 | 0 | 0.026765 | 0 | 2.1026 | 1.2421 | 2.1026 | 1.2421
253142-Commercial HVAC Diagnostic/Tune-up Com All CZ10 VintAll | 0.41436 | 0.1653 | 0.8925 | 1273.3 | 12733 | 0 | 0 | 0.11387 | 0 | 0.11387 | 0 | 0.11897 | 0 | 0.11897 | 0 | 4.3532 | 5.123 | 4.3532 | 5.123
253145-Commercial Condensor Coil Cleaning (all units - savings at 50% of DEER) Com All CZ10 VintAll | 0.14328 | 0.05716 | 0.39567 | 440.3 | 1320.9 | 0 | 0 | 0.072008 | 0 | 0.072008 | 0 | 0.026765 | 0 | 0.026765 | 0 | 2.1026 | 1.2421 | 2.1026 | 1.2421
253142-Commercial HVAC Diagnostic/Tune-up Com All CZ10 VintAll | 0.11839 | 0.047229 | 0.255 | 363.8 | 3638 | 0 | 0 | 0.11315 | 0 | 0.11315 | 0 | 0.11416 | 0 | 0.11416 | 0 | 4.2627 | 4.3911 | 4.2627 | 4.3911
253142-Commercial HVAC Diagnostic/Tune-up Com All CZ10 VintAll | 0.29597 | 0.11807 | 0.6375 | 909.5 | 9095 | 0 | 0 | 0.11416 | 0 | 0.11416 | 0 | 0.1209 | 0 | 0.1209 | 0 | 4.3905 | 5.4889 | 4.3905 | 5.4889
253145-Commercial Condensor Coil Cleaning (all units - savings at 50% of DEER) Com All CZ10 VintAll | 0.10234 | 0.040829 | 0.28263 | 314.5 | 943.5 | 0 | 0 | 0.073113 | 0 | 0.073113 | 0 | 0.034135 | 0 | 0.034135 | 0 | 2.1388 | 1.3308 | 2.1388 | 1.3308
253142-Commercial HVAC Diagnostic/Tune-up Com All CZ10 VintAll | 0.11839 | 0.047229 | 0.255 | 363.8 | 3638 | 0 | 0 | 0.11315 | 0 | 0.11315 | 0 | 0.11416 | 0 | 0.11416 | 0 | 4.2627 | 4.3911 | 4.2627 | 4.3911
253145-Commercial Condensor Coil Cleaning (all units - savings at 50% of DEER) Com All CZ10 VintAll | 0.040938 | 0.016331 | 0.11305 | 125.8 | 377.4 | 0 | 0 | 0.073113 | 0 | 0.073113 | 0 | 0.034135 | 0 | 0.034135 | 0 | 2.1388 | 1.3308 | 2.1388 | 1.3308
253142-Commercial HVAC Diagnostic/Tune-up Com All CZ10 VintAll | 0.11839 | 0.047229 | 0.255 | 363.8 | 3638 | 0 | 0 | 0.11315 | 0 | 0.11315 | 0 | 0.11416 | 0 | 0.11416 | 0 | 4.2627 | 4.3911 | 4.2627 | 4.3911
253145-Commercial Condensor Coil Cleaning (all units - savings at 50% of DEER) Com All CZ10 VintAll | 0.040938 | 0.016331 | 0.11305 | 125.8 | 377.4 | 0 | 0 | 0.073113 | 0 | 0.073113 | 0 | 0.034135 | 0 | 0.034135 | 0 | 2.1388 | 1.3308 | 2.1388 | 1.3308
253142-Commercial HVAC Diagnostic/Tune-up Com All CZ10 VintAll | 0.29597 | 0.11807 | 0.6375 | 909.5 | 9095 | 0 | 0 | 0.11416 | 0 | 0.11416 | 0 | 0.1209 | 0 | 0.1209 | 0 | 4.3905 | 5.4889 | 4.3905 | 5.4889
253145-Commercial Condensor Coil Cleaning (all units - savings at 50% of DEER) Com All CZ10 VintAll | 0.10234 | 0.040829 | 0.28263 | 314.5 | 943.5 | 0 | 0 | 0.073113 | 0 | 0.073113 | 0 | 0.034135 | 0 | 0.034135 | 0 | 2.1388 | 1.3308 | 2.1388 | 1.3308
253142-Commercial HVAC Diagnostic/Tune-up Com All CZ10 VintAll | 0.11839 | 0.047229 | 0.255 | 363.8 | 3638 | 0 | 0 | 0.11416 | 0 | 0.11416 | 0 | 0.1209 | 0 | 0.1209 | 0 | 4.3905 | 5.4889 | 4.3905 | 5.4889
253145-Commercial Condensor Coil Cleaning (all units - savings at 50% of DEER) Com All CZ10 VintAll | 0.040938 | 0.016331 | 0.11305 | 125.8 | 377.4 | 0 | 0 | 0.073113 | 0 | 0.073113 | 0 | 0.034135 | 0 | 0.034135 | 0 | 2.1388 | 1.3308 | 2.1388 | 1.3308
253145-Commercial Condensor Coil Cleaning (all units - savings at 50% of DEER) Com All CZ10 VintAll | 0.040938 | 0.016331 | 0.11305 | 125.8 | 377.4 | 0 | 0 | 0.073113 | 0 | 0.073113 | 0 | 0.034135 | 0 | 0.034135 | 0 | 2.1388 | 1.3308 | 2.1388 | 1.3308
253142-Commercial HVAC Diagnostic/Tune-up Com All CZ10 VintAll | 0.29597 | 0.11807 | 0.6375 | 909.5 | 9095 | 0 | 0 | 0.11416 | 0 | 0.11416 | 0 | 0.1209 | 0 | 0.1209 | 0 | 4.3905 | 5.4889 | 4.3905 | 5.4889
253145-Commercial Condensor Coil Cleaning (all units - savings at 50% of DEER) Com All CZ10 VintAll | 0.10234 | 0.040829 | 0.28263 | 314.5 | 943.5 | 0 | 0 | 0.073113 | 0 | 0.073113 | 0 | 0.034135 | 0 | 0.034135 | 0 | 2.1388 | 1.3308 | 2.1388 | 1.3308
253142-Commercial HVAC Diagnostic/Tune-up Com All CZ10 VintAll | 0.11839 | 0.047229 | 0.255 | 363.8 | 3638 | 0 | 0 | 0.11315 | 0 | 0.11315 | 0 | 0.11416 | 0 | 0.11416 | 0 | 4.2627 | 4.3911 | 4.2627 | 4.3911
253145-Commercial Condensor Coil Cleaning (all units - savings at 50% of DEER) Com All CZ10 VintAll | 0.040938 | 0.016331 | 0.11305 | 125.8 | 377.4 | 0 | 0 | 0.073113 | 0 | 0.073113 | 0 | 0.034135 | 0 | 0.034135 | 0 | 2.1388 | 1.3308 | 2.1388 | 1.3308
253142-Commercial HVAC Diagnostic/Tune-up Com All CZ10 VintAll | 0.29597 | 0.11807 | 0.6375 | 909.5 | 9095 | 0 | 0 | 0.11416 | 0 | 0.11416 | 0 | 0.1209 | 0 | 0.1209 | 0 | 4.3905 | 5.4889 | 4.3905 | 5.4889
253145-Commercial Condensor Coil Cleaning (all units - savings at 50% of DEER) Com All CZ10 VintAll | 0.10234 | 0.040829 | 0.28263 | 314.5 | 943.5 | 0 | 0 | 0.073113 | 0 | 0.073113 | 0 | 0.034135 | 0 | 0.034135 | 0 | 2.1388 | 1.3308 | 2.1388 | 1.3308
253142-Commercial HVAC Diagnostic/Tune-up Com All CZ10 VintAll | 0.11839 | 0.047229 | 0.255 | 363.8 | 3638 | 0 | 0 | 0.11416 | 0 | 0.11416 | 0 | 0.1209 | 0 | 0.1209 | 0 | 4.3905 | 5.4889 | 4.3905 | 5.4889
253145-Commercial Condensor Coil Cleaning (all units - savings at 50% of DEER) Com All CZ10 VintAll | 0.040938 | 0.016331 | 0.11305 | 125.8 | 377.4 | 0 | 0 | 0.073113 | 0 | 0.073113 | 0 | 0.034135 | 0 | 0.034135 | 0 | 2.1388 | 1.3308 | 2.1388 | 1.3308
253145-Commercial Condensor Coil Cleaning (all units - savings at 50% of DEER) Com All CZ10 VintAll | 0.061407 | 0.024497 | 0.16958 | 188.7 | 566.1 | 0 | 0 | 0.073113 | 0 | 0.073113 | 0 | 0.034135 | 0 | 0.034135 | 0 | 2.1388 | 1.3308 | 2.1388 | 1.3308
253141-Commercial HVAC Diagnostic/Tune-up Com All CZ07 VintAll | 0.27108 | 0.10814 | 0.6375 | 833 | 8330 | 0 | 0 | 0.11107 | 0 | 0.11107 | 0 | 0.11842 | 0 | 0.11842 | 0 | 4.0212 | 5.0272 | 4.0212 | 5.0272
253144-Commercial Condensor Coil Cleaning (all units - savings at 50% of DEER) Com All CZ07 VintAll | 0.082982 | 0.033104 | 0.19975 | 255 | 765 | 0 | 0 | 0.058133 | 0 | 0.058133 | 0 | 0.01006 | 0 | 0.01006 | 0 | 1.7342 | 1.0791 | 1.7342 | 1.0791
253141-Commercial HVAC Diagnostic/Tune-up Com All CZ07 VintAll | 0.27108 | 0.10814 | 0.6375 | 833 | 8330 | 0 | 0 | 0.11107 | 0 | 0.11107 | 0 | 0.11842 | 0 | 0.11842 | 0 | 4.0212 | 5.0272 | 4.0212 | 5.0272
253144-Commercial Condensor Coil Cleaning (all units - savings at 50% of DEER) Com All CZ07 VintAll | 0.082982 | 0.033104 | 0.19975 | 255 | 765 | 0 | 0 | 0.058133 | 0 | 0.058133 | 0 | 0.01006 | 0 | 0.01006 | 0 | 1.7342 | 1.0791 | 1.7342 | 1.0791
253141-Commercial HVAC Diagnostic/Tune-up Com All CZ07 VintAll | 0.27108 | 0.10814 | 0.6375 | 833 | 8330 | 0 | 0 | 0.11107 | 0 | 0.11107 | 0 | 0.11842 | 0 | 0.11842 | 0 | 4.0212 | 5.0272 | 4.0212 | 5.0272
253144-Commercial Condensor Coil Cleaning (all units - savings at 50% of DEER) Com All CZ07 VintAll | 0.082982 | 0.033104 | 0.19975 | 255 | 765 | 0 | 0 | 0.058133 | 0 | 0.058133 | 0 | 0.01006 | 0 | 0.01006 | 0 | 1.7342 | 1.0791 | 1.7342 | 1.0791
253141-Commercial HVAC Diagnostic/Tune-up Com All CZ07 VintAll | 0.27108 | 0.10814 | 0.6375 | 833 | 8330 | 0 | 0 | 0.11107 | 0 | 0.11107 | 0 | 0.11842 | 0 | 0.11842 | 0 | 4.0212 | 5.0272 | 4.0212 | 5.0272
253144-Commercial Condensor Coil Cleaning (all units - savings at 50% of DEER) Com All CZ07 VintAll | 0.049789 | 0.019863 | 0.11985 | 153 | 459 | 0 | 0 | 0.058133 | 0 | 0.058133 | 0 | 0.01006 | 0 | 0.01006 | 0 | 1.7342 | 1.0791 | 1.7342 | 1.0791
253141-Commercial HVAC Diagnostic/Tune-up Com All CZ07 VintAll | 0.27108 | 0.10814 | 0.6375 | 833 | 8330 | 0 | 0 | 0.11107 | 0 | 0.11107 | 0 | 0.11842 | 0 | 0.11842 | 0 | 4.0212 | 5.0272 | 4.0212 | 5.0272
253144-Commercial Condensor Coil Cleaning (all units - savings at 50% of DEER) Com All CZ07 VintAll | 0.082982 | 0.033104 | 0.19975 | 255 | 765 | 0 | 0 | 0.058133 | 0 | 0.058133 | 0 | 0.01006 | 0 | 0.01006 | 0 | 1.7342 | 1.0791 | 1.7342 | 1.0791
253144-Commercial Condensor Coil Cleaning (all units - savings at 50% of DEER) Com All CZ07 VintAll | 0.082982 | 0.033104 | 0.19975 | 255 | 765 | 0 | 0 | 0.058133 | 0 | 0.058133 | 0 | 0.01006 | 0 | 0.01006 | 0 | 1.7342 | 1.0791 | 1.7342 | 1.0791
253141-Commercial HVAC Diagnostic/Tune-up Com All CZ07 VintAll | 0.27108 | 0.10814 | 0.6375 | 833 | 8330 | 0 | 0 | 0.11107 | 0 | 0.11107 | 0 | 0.11842 | 0 | 0.11842 | 0 | 4.0212 | 5.0272 | 4.0212 | 5.0272
253144-Commercial Condensor Coil Cleaning (all units - savings at 50% of DEER) Com All CZ07 VintAll | 0.082982 | 0.033104 | 0.19975 | 255 | 765 | 0 | 0 | 0.058133 | 0 | 0.058133 | 0 | 0.01006 | 0 | 0.01006 | 0 | 1.7342 | 1.0791 | 1.7342 | 1.0791
253141-Commercial HVAC Diagnostic/Tune-up Com All CZ07 VintAll | 0.27108 | 0.10814 | 0.6375 | 833 | 8330 | 0 | 0 | 0.11107 | 0 | 0.11107 | 0 | 0.11842 | 0 | 0.11842 | 0 | 4.0212 | 5.0272 | 4.0212 | 5.0272
253144-Commercial Condensor Coil Cleaning (all units - savings at 50% of DEER) Com All CZ07 VintAll | 0.082982 | 0.033104 | 0.19975 | 255 | 765 | 0 | 0 | 0.058133 | 0 | 0.058133 | 0 | 0.01006 | 0 | 0.01006 | 0 | 1.7342 | 1.0791 | 1.7342 | 1.0791
253141-Commercial HVAC Diagnostic/Tune-up Com All CZ07 VintAll | 0.16265 | 0.064885 | 0.3825 | 499.8 | 4998 | 0 | 0 | 0.11107 | 0 | 0.11107 | 0 | 0.11842 | 0 | 0.11842 | 0 | 4.0212 | 5.0272 | 4.0212 | 5.0272
253144-Commercial Condensor Coil Cleaning (all units - savings at 50% of DEER) Com All CZ07 VintAll | 0.082982 | 0.033104 | 0.19975 | 255 | 765 | 0 | 0 | 0.058133 | 0 | 0.058133 | 0 | 0.01006 | 0 | 0.01006 | 0 | 1.7342 | 1.0791 | 1.7342 | 1.0791
253141-Commercial HVAC Diagnostic/Tune-up Com All CZ07 VintAll | 0.27108 | 0.10814 | 0.6375 | 833 | 8330 | 0 | 0 | 0.11107 | 0 | 0.11107 | 0 | 0.11842 | 0 | 0.11842 | 0 | 4.0212 | 5.0272 | 4.0212 | 5.0272
253141-Commercial HVAC Diagnostic/Tune-up Com All CZ07 VintAll | 0.21686 | 0.086513 | 0.51 | 666.4 | 6664 | 0 | 0 | 0.11107 | 0 | 0.11107 | 0 | 0.11842 | 0 | 0.11842 | 0 | 4.0212 | 5.0272 | 4.0212 | 5.0272
253144-Commercial Condensor Coil Cleaning (all units - savings at 50% of DEER) Com All CZ07 VintAll | 0.049789 | 0.019863 | 0.11985 | 153 | 459 | 0 | 0 | 0.054952 | 0 | 0.054952 | 0 | -0.011149 | 0 | -0.011149 | 0 | 1.6672 | 0.9249 | 1.6672 | 0.9249
253141-Commercial HVAC Diagnostic/Tune-up Com All CZ07 VintAll | 0.21686 | 0.086513 | 0.51 | 666.4 | 6664 | 0 | 0 | 0.11107 | 0 | 0.11107 | 0 | 0.11842 | 0 | 0.11842 | 0 | 4.0212 | 5.0272 | 4.0212 | 5.0272
253144-Commercial Condensor Coil Cleaning (all units - savings at 50% of DEER) Com All CZ07 VintAll | 0.049789 | 0.019863 | 0.11985 | 153 | 459 | 0 | 0 | 0.054952 | 0 | 0.054952 | 0 | -0.011149 | 0 | -0.011149 | 0 | 1.6672 | 0.9249 | 1.6672 | 0.9249
253142-Commercial HVAC Diagnostic/Tune-up Com All CZ10 VintAll | 0.29597 | 0.11807 | 0.6375 | 909.5 | 9095 | 0 | 0 | 0.11416 | 0 | 0.11416 | 0 | 0.1209 | 0 | 0.1209 | 0 | 4.3905 | 5.4889 | 4.3905 | 5.4889
253145-Commercial Condensor Coil Cleaning (all units - savings at 50% of DEER) Com All CZ10 VintAll | 0.10234 | 0.040829 | 0.28263 | 314.5 | 943.5 | 0 | 0 | 0.073113 | 0 | 0.073113 | 0 | 0.034135 | 0 | 0.034135 | 0 | 2.1388 | 1.3308 | 2.1388 | 1.3308
253141-Commercial HVAC Diagnostic/Tune-up Com All CZ07 VintAll | 0.10843 | 0.043256 | 0.255 | 333.2 | 3332 | 0 | 0 | 0.11107 | 0 | 0.11107 | 0 | 0.11842 | 0 | 0.11842 | 0 | 4.0212 | 5.0272 | 4.0212 | 5.0272
253144-Commercial Condensor Coil Cleaning (all units - savings at 50% of DEER) Com All CZ07 VintAll | 0.033193 | 0.013242 | 0.0799 | 102 | 306 | 0 | 0 | 0.058133 | 0 | 0.058133 | 0 | 0.01006 | 0 | 0.01006 | 0 | 1.7342 | 1.0791 | 1.7342 | 1.0791
253144-Commercial Condensor Coil Cleaning (all units - savings at 50% of DEER) Com All CZ07 VintAll | 0.033193 | 0.013242 | 0.0799 | 102 | 306 | 0 | 0 | 0.058133 | 0 | 0.058133 | 0 | 0.01006 | 0 | 0.01006 | 0 | 1.7342 | 1.0791 | 1.7342 | 1.0791
253144-Commercial Condensor Coil Cleaning (all units - savings at 50% of DEER) Com All CZ07 VintAll | 0.049789 | 0.019863 | 0.11985 | 153 | 459 | 0 | 0 | 0.054952 | 0 | 0.054952 | 0 | -0.011149 | 0 | -0.011149 | 0 | 1.6672 | 0.9249 | 1.6672 | 0.9249
253144-Commercial Condensor Coil Cleaning (all units - savings at 50% of DEER) Com All CZ07 VintAll | 0.033193 | 0.013242 | 0.0799 | 102 | 306 | 0 | 0 | 0.058133 | 0 | 0.058133 | 0 | 0.01006 | 0 | 0.01006 | 0 | 1.7342 | 1.0791 | 1.7342 | 1.0791
253144-Commercial Condensor Coil Cleaning (all units - savings at 50% of DEER) Com All CZ07 VintAll | 0.099579 | 0.039725 | 0.2397 | 306 | 918 | 0 | 0 | 0.058133 | 0 | 0.058133 | 0 | 0.01006 | 0 | 0.01006 | 0 | 1.7342 | 1.0791 | 1.7342 | 1.0791
253141-Commercial HVAC Diagnostic/Tune-up Com All CZ07 VintAll | 0.37951 | 0.1514 | 0.8925 | 1166.2 | 11662 | 0 | 0 | 0.11075 | 0 | 0.11075 | 0 | 0.11632 | 0 | 0.11632 | 0 | 3.9871 | 4.6921 | 3.9871 | 4.6921
253144-Commercial Condensor Coil Cleaning (all units - savings at 50% of DEER) Com All CZ07 VintAll | 0.11618 | 0.046346 | 0.27965 | 357 | 1071 | 0 | 0 | 0.05677 | 0 | 0.05677 | 0 | 0.00097027 | 0 | 0.00097027 | 0 | 1.7048 | 1.0071 | 1.7048 | 1.0071
253141-Commercial HVAC Diagnostic/Tune-up Com All CZ07 VintAll | 0.27108 | 0.10814 | 0.6375 | 833 | 8330 | 0 | 0 | 0.11107 | 0 | 0.11107 | 0 | 0.11842 | 0 | 0.11842 | 0 | 4.0212 | 5.0272 | 4.0212 | 5.0272
253144-Commercial Condensor Coil Cleaning (all units - savings at 50% of DEER) Com All CZ07 VintAll | 0.049789 | 0.019863 | 0.11985 | 153 | 459 | 0 | 0 | 0.058133 | 0 | 0.058133 | 0 | 0.01006 | 0 | 0.01006 | 0 | 1.7342 | 1.0791 | 1.7342 | 1.0791
253141-Commercial HVAC Diagnostic/Tune-up Com All CZ07 VintAll | 0.37951 | 0.1514 | 0.8925 | 1166.2 | 11662 | 0 | 0 | 0.11075 | 0 | 0.11075 | 0 | 0.11632 | 0 | 0.11632 | 0 | 3.9871 | 4.6921 | 3.9871 | 4.6921
253144-Commercial Condensor Coil Cleaning (all units - savings at 50% of DEER) Com All CZ07 VintAll | 0.11618 | 0.046346 | 0.27965 | 357 | 1071 | 0 | 0 | 0.05677 | 0 | 0.05677 | 0 | 0.00097027 | 0 | 0.00097027 | 0 | 1.7048 | 1.0071 | 1.7048 | 1.0071
253141-Commercial HVAC Diagnostic/Tune-up Com All CZ07 VintAll | 0.27108 | 0.10814 | 0.6375 | 833 | 8330 | 0 | 0 | 0.11107 | 0 | 0.11107 | 0 | 0.11842 | 0 | 0.11842 | 0 | 4.0212 | 5.0272 | 4.0212 | 5.0272
253144-Commercial Condensor Coil Cleaning (all units - savings at 50% of DEER) Com All CZ07 VintAll | 0.049789 | 0.019863 | 0.11985 | 153 | 459 | 0 | 0 | 0.058133 | 0 | 0.058133 | 0 | 0.01006 | 0 | 0.01006 | 0 | 1.7342 | 1.0791 | 1.7342 | 1.0791
253141-Commercial HVAC Diagnostic/Tune-up Com All CZ07 VintAll | 0.27108 | 0.10814 | 0.6375 | 833 | 8330 | 0 | 0 | 0.11107 | 0 | 0.11107 | 0 | 0.11842 | 0 | 0.11842 | 0 | 4.0212 | 5.0272 | 4.0212 | 5.0272
253144-Commercial Condensor Coil Cleaning (all units - savings at 50% of DEER) Com All CZ07 VintAll | 0.066386 | 0.026484 | 0.1598 | 204 | 612 | 0 | 0 | 0.058133 | 0 | 0.058133 | 0 | 0.01006 | 0 | 0.01006 | 0 | 1.7342 | 1.0791 | 1.7342 | 1.0791
253141-Commercial HVAC Diagnostic/Tune-up Com All CZ07 VintAll | 0.27108 | 0.10814 | 0.6375 | 833 | 8330 | 0 | 0 | 0.11107 | 0 | 0.11107 | 0 | 0.11842 | 0 | 0.11842 | 0 | 4.0212 | 5.0272 | 4.0212 | 5.0272
253144-Commercial Condensor Coil Cleaning (all units - savings at 50% of DEER) Com All CZ07 VintAll | 0.066386 | 0.026484 | 0.1598 | 204 | 612 | 0 | 0 | 0.058133 | 0 | 0.058133 | 0 | 0.01006 | 0 | 0.01006 | 0 | 1.7342 | 1.0791 | 1.7342 | 1.0791
253141-Commercial HVAC Diagnostic/Tune-up Com All CZ07 VintAll | 0.27108 | 0.10814 | 0.6375 | 833 | 8330 | 0 | 0 | 0.10803 | 0 | 0.10803 | 0 | 0.11538 | 0 | 0.11538 | 0 | 3.9386 | 4.9238 | 3.9386 | 4.9238
253144-Commercial Condensor Coil Cleaning (all units - savings at 50% of DEER) Com All CZ07 VintAll | 0.082982 | 0.033104 | 0.19975 | 255 | 765 | 0 | 0 | 0.052825 | 0 | 0.052825 | 0 | 0.0047514 | 0 | 0.0047514 | 0 | 1.6672 | 1.0373 | 1.6672 | 1.0373
253141-Commercial HVAC Diagnostic/Tune-up Com All CZ07 VintAll | 0.27108 | 0.10814 | 0.6375 | 833 | 8330 | 0 | 0 | 0.11107 | 0 | 0.11107 | 0 | 0.11842 | 0 | 0.11842 | 0 | 4.0212 | 5.0272 | 4.0212 | 5.0272
253144-Commercial Condensor Coil Cleaning (all units - savings at 50% of DEER) Com All CZ07 VintAll | 0.082982 | 0.033104 | 0.19975 | 255 | 765 | 0 | 0 | 0.058133 | 0 | 0.058133 | 0 | 0.01006 | 0 | 0.01006 | 0 | 1.7342 | 1.0791 | 1.7342 | 1.0791
253141-Commercial HVAC Diagnostic/Tune-up Com All CZ07 VintAll | 0.10843 | 0.043256 | 0.255 | 333.2 | 3332 | 0 | 0 | 0.10996 | 0 | 0.10996 | 0 | 0.11107 | 0 | 0.11107 | 0 | 3.9041 | 4.0218 | 3.9041 | 4.0218
253144-Commercial Condensor Coil Cleaning (all units - savings at 50% of DEER) Com All CZ07 VintAll | 0.082982 | 0.033104 | 0.19975 | 255 | 765 | 0 | 0 | 0.058133 | 0 | 0.058133 | 0 | 0.01006 | 0 | 0.01006 | 0 | 1.7342 | 1.0791 | 1.7342 | 1.0791
253141-Commercial HVAC Diagnostic/Tune-up Com All CZ07 VintAll | 0.27108 | 0.10814 | 0.6375 | 833 | 8330 | 0 | 0 | 0.11107 | 0 | 0.11107 | 0 | 0.11842 | 0 | 0.11842 | 0 | 4.0212 | 5.0272 | 4.0212 | 5.0272
253144-Commercial Condensor Coil Cleaning (all units - savings at 50% of DEER) Com All CZ07 VintAll | 0.033193 | 0.013242 | 0.0799 | 102 | 306 | 0 | 0 | 0.053361 | 0 | 0.053361 | 0 | -0.021754 | 0 | -0.021754 | 0 | 1.6356 | 0.86324 | 1.6356 | 0.86324
253142-Commercial HVAC Diagnostic/Tune-up Com All CZ10 VintAll | 0.17758 | 0.070843 | 0.3825 | 545.7 | 5457 | 0 | 0 | 0.11045 | 0 | 0.11045 | 0 | 0.11337 | 0 | 0.11337 | 0 | 4.2159 | 4.608 | 4.2159 | 4.608
253145-Commercial Condensor Coil Cleaning (all units - savings at 50% of DEER) Com All CZ10 VintAll | 0.061407 | 0.024497 | 0.16958 | 188.7 | 566.1 | 0 | 0 | 0.065225 | 0 | 0.065225 | 0 | 0.01163 | 0 | 0.01163 | 0 | 1.9767 | 1.0966 | 1.9767 | 1.0966
253141-Commercial HVAC Diagnostic/Tune-up Com All CZ07 VintAll | 0.16265 | 0.064885 | 0.3825 | 499.8 | 4998 | 0 | 0 | 0.11107 | 0 | 0.11107 | 0 | 0.11842 | 0 | 0.11842 | 0 | 4.0212 | 5.0272 | 4.0212 | 5.0272
253144-Commercial Condensor Coil Cleaning (all units - savings at 50% of DEER) Com All CZ07 VintAll | 0.049789 | 0.019863 | 0.11985 | 153 | 459 | 0 | 0 | 0.058133 | 0 | 0.058133 | 0 | 0.01006 | 0 | 0.01006 | 0 | 1.7342 | 1.0791 | 1.7342 | 1.0791
253141-Commercial HVAC Diagnostic/Tune-up Com All CZ07 VintAll | 0.21686 | 0.086513 | 0.51 | 666.4 | 6664 | 0 | 0 | 0.11107 | 0 | 0.11107 | 0 | 0.11842 | 0 | 0.11842 | 0 | 4.0212 | 5.0272 | 4.0212 | 5.0272
253144-Commercial Condensor Coil Cleaning (all units - savings at 50% of DEER) Com All CZ07 VintAll | 0.082982 | 0.033104 | 0.19975 | 255 | 765 | 0 | 0 | 0.058133 | 0 | 0.058133 | 0 | 0.01006 | 0 | 0.01006 | 0 | 1.7342 | 1.0791 | 1.7342 | 1.0791
253141-Commercial HVAC Diagnostic/Tune-up Com All CZ07 VintAll | 0.21686 | 0.086513 | 0.51 | 666.4 | 6664 | 0 | 0 | 0.11107 | 0 | 0.11107 | 0 | 0.11842 | 0 | 0.11842 | 0 | 4.0212 | 5.0272 | 4.0212 | 5.0272
253144-Commercial Condensor Coil Cleaning (all units - savings at 50% of DEER) Com All CZ07 VintAll | 0.082982 | 0.033104 | 0.19975 | 255 | 765 | 0 | 0 | 0.058133 | 0 | 0.058133 | 0 | 0.01006 | 0 | 0.01006 | 0 | 1.7342 | 1.0791 | 1.7342 | 1.0791
253141-Commercial HVAC Diagnostic/Tune-up Com All CZ07 VintAll | 0.21686 | 0.086513 | 0.51 | 666.4 | 6664 | 0 | 0 | 0.11107 | 0 | 0.11107 | 0 | 0.11842 | 0 | 0.11842 | 0 | 4.0212 | 5.0272 | 4.0212 | 5.0272
253144-Commercial Condensor Coil Cleaning (all units - savings at 50% of DEER) Com All CZ07 VintAll | 0.082982 | 0.033104 | 0.19975 | 255 | 765 | 0 | 0 | 0.058133 | 0 | 0.058133 | 0 | 0.01006 | 0 | 0.01006 | 0 | 1.7342 | 1.0791 | 1.7342 | 1.0791
253141-Commercial HVAC Diagnostic/Tune-up Com All CZ07 VintAll | 0.21686 | 0.086513 | 0.51 | 666.4 | 6664 | 0 | 0 | 0.11107 | 0 | 0.11107 | 0 | 0.11842 | 0 | 0.11842 | 0 | 4.0212 | 5.0272 | 4.0212 | 5.0272
253144-Commercial Condensor Coil Cleaning (all units - savings at 50% of DEER) Com All CZ07 VintAll | 0.082982 | 0.033104 | 0.19975 | 255 | 765 | 0 | 0 | 0.058133 | 0 | 0.058133 | 0 | 0.01006 | 0 | 0.01006 | 0 | 1.7342 | 1.0791 | 1.7342 | 1.0791
253141-Commercial HVAC Diagnostic/Tune-up Com All CZ07 VintAll | 0.27108 | 0.10814 | 0.6375 | 833 | 8330 | 0 | 0 | 0.11107 | 0 | 0.11107 | 0 | 0.11842 | 0 | 0.11842 | 0 | 4.0212 | 5.0272 | 4.0212 | 5.0272
253144-Commercial Condensor Coil Cleaning (all units - savings at 50% of DEER) Com All CZ07 VintAll | 0.082982 | 0.033104 | 0.19975 | 255 | 765 | 0 | 0 | 0.058133 | 0 | 0.058133 | 0 | 0.01006 | 0 | 0.01006 | 0 | 1.7342 | 1.0791 | 1.7342 | 1.0791
253144-Commercial Condensor Coil Cleaning (all units - savings at 50% of DEER) Com All CZ07 VintAll | 0.082982 | 0.033104 | 0.19975 | 255 | 765 | 0 | 0 | 0.058133 | 0 | 0.058133 | 0 | 0.01006 | 0 | 0.01006 | 0 | 1.7342 | 1.0791 | 1.7342 | 1.0791
253144-Commercial Condensor Coil Cleaning (all units - savings at 50% of DEER) Com All CZ07 VintAll | 0.082982 | 0.033104 | 0.19975 | 255 | 765 | 0 | 0 | 0.058133 | 0 | 0.058133 | 0 | 0.01006 | 0 | 0.01006 | 0 | 1.7342 | 1.0791 | 1.7342 | 1.0791
253144-Commercial Condensor Coil Cleaning (all units - savings at 50% of DEER) Com All CZ07 VintAll | 0.066386 | 0.026484 | 0.1598 | 204 | 612 | 0 | 0 | 0.058133 | 0 | 0.058133 | 0 | 0.01006 | 0 | 0.01006 | 0 | 1.7342 | 1.0791 | 1.7342 | 1.0791
253141-Commercial HVAC Diagnostic/Tune-up Com All CZ07 VintAll | 0.27108 | 0.10814 | 0.6375 | 833 | 8330 | 0 | 0 | 0.11107 | 0 | 0.11107 | 0 | 0.11842 | 0 | 0.11842 | 0 | 4.0212 | 5.0272 | 4.0212 | 5.0272
253141-Commercial HVAC Diagnostic/Tune-up Com All CZ07 VintAll | 0.27108 | 0.10814 | 0.6375 | 833 | 8330 | 0 | 0 | 0.11107 | 0 | 0.11107 | 0 | 0.11842 | 0 | 0.11842 | 0 | 4.0212 | 5.0272 | 4.0212 | 5.0272
253141-Commercial HVAC Diagnostic/Tune-up Com All CZ07 VintAll | 0.27108 | 0.10814 | 0.6375 | 833 | 8330 | 0 | 0 | 0.11107 | 0 | 0.11107 | 0 | 0.11842 | 0 | 0.11842 | 0 | 4.0212 | 5.0272 | 4.0212 | 5.0272
253141-Commercial HVAC Diagnostic/Tune-up Com All CZ07 VintAll | 0.27108 | 0.10814 | 0.6375 | 833 | 8330 | 0 | 0 | 0.11107 | 0 | 0.11107 | 0 | 0.11842 | 0 | 0.11842 | 0 | 4.0212 | 5.0272 | 4.0212 | 5.0272
253141-Commercial HVAC Diagnostic/Tune-up Com All CZ07 VintAll | 0.21686 | 0.086513 | 0.51 | 666.4 | 6664 | 0 | 0 | 0.11107 | 0 | 0.11107 | 0 | 0.11842 | 0 | 0.11842 | 0 | 4.0212 | 5.0272 | 4.0212 | 5.0272
253144-Commercial Condensor Coil Cleaning (all units - savings at 50% of DEER) Com All CZ07 VintAll | 0.082982 | 0.033104 | 0.19975 | 255 | 765 | 0 | 0 | 0.058133 | 0 | 0.058133 | 0 | 0.01006 | 0 | 0.01006 | 0 | 1.7342 | 1.0791 | 1.7342 | 1.0791
253144-Commercial Condensor Coil Cleaning (all units - savings at 50% of DEER) Com All CZ07 VintAll | 0.082982 | 0.033104 | 0.19975 | 255 | 765 | 0 | 0 | 0.058133 | 0 | 0.058133 | 0 | 0.01006 | 0 | 0.01006 | 0 | 1.7342 | 1.0791 | 1.7342 | 1.0791
253144-Commercial Condensor Coil Cleaning (all units - savings at 50% of DEER) Com All CZ07 VintAll | 0.082982 | 0.033104 | 0.19975 | 255 | 765 | 0 | 0 | 0.058133 | 0 | 0.058133 | 0 | 0.01006 | 0 | 0.01006 | 0 | 1.7342 | 1.0791 | 1.7342 | 1.0791
253141-Commercial HVAC Diagnostic/Tune-up Com All CZ07 VintAll | 0.16265 | 0.064885 | 0.3825 | 499.8 | 4998 | 0 | 0 | 0.11107 | 0 | 0.11107 | 0 | 0.11842 | 0 | 0.11842 | 0 | 4.0212 | 5.0272 | 4.0212 | 5.0272
253141-Commercial HVAC Diagnostic/Tune-up Com All CZ07 VintAll | 0.27108 | 0.10814 | 0.6375 | 833 | 8330 | 0 | 0 | 0.11107 | 0 | 0.11107 | 0 | 0.11842 | 0 | 0.11842 | 0 | 4.0212 | 5.0272 | 4.0212 | 5.0272
253141-Commercial HVAC Diagnostic/Tune-up Com All CZ07 VintAll | 0.27108 | 0.10814 | 0.6375 | 833 | 8330 | 0 | 0 | 0.11107 | 0 | 0.11107 | 0 | 0.11842 | 0 | 0.11842 | 0 | 4.0212 | 5.0272 | 4.0212 | 5.0272
253141-Commercial HVAC Diagnostic/Tune-up Com All CZ07 VintAll | 0.27108 | 0.10814 | 0.6375 | 833 | 8330 | 0 | 0 | 0.11107 | 0 | 0.11107 | 0 | 0.11842 | 0 | 0.11842 | 0 | 4.0212 | 5.0272 | 4.0212 | 5.0272
253141-Commercial HVAC Diagnostic/Tune-up Com All CZ07 VintAll | 0.27108 | 0.10814 | 0.6375 | 833 | 8330 | 0 | 0 | 0.11107 | 0 | 0.11107 | 0 | 0.11842 | 0 | 0.11842 | 0 | 4.0212 | 5.0272 | 4.0212 | 5.0272
253144-Commercial Condensor Coil Cleaning (all units - savings at 50% of DEER) Com All CZ07 VintAll | 0.049789 | 0.019863 | 0.11985 | 153 | 459 | 0 | 0 | 0.058133 | 0 | 0.058133 | 0 | 0.01006 | 0 | 0.01006 | 0 | 1.7342 | 1.0791 | 1.7342 | 1.0791
253144-Commercial Condensor Coil Cleaning (all units - savings at 50% of DEER) Com All CZ07 VintAll | 0.082982 | 0.033104 | 0.19975 | 255 | 765 | 0 | 0 | 0.058133 | 0 | 0.058133 | 0 | 0.01006 | 0 | 0.01006 | 0 | 1.7342 | 1.0791 | 1.7342 | 1.0791
253144-Commercial Condensor Coil Cleaning (all units - savings at 50% of DEER) Com All CZ07 VintAll | 0.082982 | 0.033104 | 0.19975 | 255 | 765 | 0 | 0 | 0.058133 | 0 | 0.058133 | 0 | 0.01006 | 0 | 0.01006 | 0 | 1.7342 | 1.0791 | 1.7342 | 1.0791
253144-Commercial Condensor Coil Cleaning (all units - savings at 50% of DEER) Com All CZ07 VintAll | 0.082982 | 0.033104 | 0.19975 | 255 | 765 | 0 | 0 | 0.058133 | 0 | 0.058133 | 0 | 0.01006 | 0 | 0.01006 | 0 | 1.7342 | 1.0791 | 1.7342 | 1.0791
253144-Commercial Condensor Coil Cleaning (all units - savings at 50% of DEER) Com All CZ07 VintAll | 0.082982 | 0.033104 | 0.19975 | 255 | 765 | 0 | 0 | 0.058133 | 0 | 0.058133 | 0 | 0.01006 | 0 | 0.01006 | 0 | 1.7342 | 1.0791 | 1.7342 | 1.0791
253144-Commercial Condensor Coil Cleaning (all units - savings at 50% of DEER) Com All CZ07 VintAll | 0.066386 | 0.026484 | 0.1598 | 204 | 612 | 0 | 0 | 0.058133 | 0 | 0.058133 | 0 | 0.01006 | 0 | 0.01006 | 0 | 1.7342 | 1.0791 | 1.7342 | 1.0791
253141-Commercial HVAC Diagnostic/Tune-up Com All CZ07 VintAll | 0.27108 | 0.10814 | 0.6375 | 833 | 8330 | 0 | 0 | 0.11107 | 0 | 0.11107 | 0 | 0.11842 | 0 | 0.11842 | 0 | 4.0212 | 5.0272 | 4.0212 | 5.0272
253144-Commercial Condensor Coil Cleaning (all units - savings at 50% of DEER) Com All CZ07 VintAll | 0.066386 | 0.026484 | 0.1598 | 204 | 612 | 0 | 0 | 0.055747 | 0 | 0.055747 | 0 | -0.0058469 | 0 | -0.0058469 | 0 | 1.6835 | 0.95916 | 1.6835 | 0.95916
253144-Commercial Condensor Coil Cleaning (all units - savings at 50% of DEER) Com All CZ07 VintAll | 0.082982 | 0.033104 | 0.19975 | 255 | 765 | 0 | 0 | 0.058133 | 0 | 0.058133 | 0 | 0.01006 | 0 | 0.01006 | 0 | 1.7342 | 1.0791 | 1.7342 | 1.0791
253144-Commercial Condensor Coil Cleaning (all units - savings at 50% of DEER) Com All CZ07 VintAll | 0.082982 | 0.033104 | 0.19975 | 255 | 765 | 0 | 0 | 0.058133 | 0 | 0.058133 | 0 | 0.01006 | 0 | 0.01006 | 0 | 1.7342 | 1.0791 | 1.7342 | 1.0791
253144-Commercial Condensor Coil Cleaning (all units - savings at 50% of DEER) Com All CZ07 VintAll | 0.082982 | 0.033104 | 0.19975 | 255 | 765 | 0 | 0 | 0.058133 | 0 | 0.058133 | 0 | 0.01006 | 0 | 0.01006 | 0 | 1.7342 | 1.0791 | 1.7342 | 1.0791
253144-Commercial Condensor Coil Cleaning (all units - savings at 50% of DEER) Com All CZ07 VintAll | 0.082982 | 0.033104 | 0.19975 | 255 | 765 | 0 | 0 | 0.058133 | 0 | 0.058133 | 0 | 0.01006 | 0 | 0.01006 | 0 | 1.7342 | 1.0791 | 1.7342 | 1.0791
253144-Commercial Condensor Coil Cleaning (all units - savings at 50% of DEER) Com All CZ07 VintAll | 0.082982 | 0.033104 | 0.19975 | 255 | 765 | 0 | 0 | 0.058133 | 0 | 0.058133 | 0 | 0.01006 | 0 | 0.01006 | 0 | 1.7342 | 1.0791 | 1.7342 | 1.0791
253144-Commercial Condensor Coil Cleaning (all units - savings at 50% of DEER) Com All CZ07 VintAll | 0.082982 | 0.033104 | 0.19975 | 255 | 765 | 0 | 0 | 0.058133 | 0 | 0.058133 | 0 | 0.01006 | 0 | 0.01006 | 0 | 1.7342 | 1.0791 | 1.7342 | 1.0791
253144-Commercial Condensor Coil Cleaning (all units - savings at 50% of DEER) Com All CZ07 VintAll | 0.082982 | 0.033104 | 0.19975 | 255 | 765 | 0 | 0 | 0.058133 | 0 | 0.058133 | 0 | 0.01006 | 0 | 0.01006 | 0 | 1.7342 | 1.0791 | 1.7342 | 1.0791
253144-Commercial Condensor Coil Cleaning (all units - savings at 50% of DEER) Com All CZ07 VintAll | 0.082982 | 0.033104 | 0.19975 | 255 | 765 | 0 | 0 | 0.058133 | 0 | 0.058133 | 0 | 0.01006 | 0 | 0.01006 | 0 | 1.7342 | 1.0791 | 1.7342 | 1.0791
253144-Commercial Condensor Coil Cleaning (all units - savings at 50% of DEER) Com All CZ07 VintAll | 0.082982 | 0.033104 | 0.19975 | 255 | 765 | 0 | 0 | 0.058133 | 0 | 0.058133 | 0 | 0.01006 | 0 | 0.01006 | 0 | 1.7342 | 1.0791 | 1.7342 | 1.0791
253141-Commercial HVAC Diagnostic/Tune-up Com All CZ07 VintAll | 0.27108 | 0.10814 | 0.6375 | 833 | 8330 | 0 | 0 | 0.11107 | 0 | 0.11107 | 0 | 0.11842 | 0 | 0.11842 | 0 | 4.0212 | 5.0272 | 4.0212 | 5.0272
253144-Commercial Condensor Coil Cleaning (all units - savings at 50% of DEER) Com All CZ07 VintAll | 0.082982 | 0.033104 | 0.19975 | 255 | 765 | 0 | 0 | 0.058133 | 0 | 0.058133 | 0 | 0.01006 | 0 | 0.01006 | 0 | 1.7342 | 1.0791 | 1.7342 | 1.0791
253144-Commercial Condensor Coil Cleaning (all units - savings at 50% of DEER) Com All CZ07 VintAll | 0.082982 | 0.033104 | 0.19975 | 255 | 765 | 0 | 0 | 0.058133 | 0 | 0.058133 | 0 | 0.01006 | 0 | 0.01006 | 0 | 1.7342 | 1.0791 | 1.7342 | 1.0791
253144-Commercial Condensor Coil Cleaning (all units - savings at 50% of DEER) Com All CZ07 VintAll | 0.082982 | 0.033104 | 0.19975 | 255 | 765 | 0 | 0 | 0.058133 | 0 | 0.058133 | 0 | 0.01006 | 0 | 0.01006 | 0 | 1.7342 | 1.0791 | 1.7342 | 1.0791
253141-Commercial HVAC Diagnostic/Tune-up Com All CZ07 VintAll | 0.27108 | 0.10814 | 0.6375 | 833 | 8330 | 0 | 0 | 0.11107 | 0 | 0.11107 | 0 | 0.11842 | 0 | 0.11842 | 0 | 4.0212 | 5.0272 | 4.0212 | 5.0272
253141-Commercial HVAC Diagnostic/Tune-up Com All CZ07 VintAll | 0.27108 | 0.10814 | 0.6375 | 833 | 8330 | 0 | 0 | 0.11107 | 0 | 0.11107 | 0 | 0.11842 | 0 | 0.11842 | 0 | 4.0212 | 5.0272 | 4.0212 | 5.0272
253141-Commercial HVAC Diagnostic/Tune-up Com All CZ07 VintAll | 0.21686 | 0.086513 | 0.51 | 666.4 | 6664 | 0 | 0 | 0.11107 | 0 | 0.11107 | 0 | 0.11842 | 0 | 0.11842 | 0 | 4.0212 | 5.0272 | 4.0212 | 5.0272
253141-Commercial HVAC Diagnostic/Tune-up Com All CZ07 VintAll | 0.21686 | 0.086513 | 0.51 | 666.4 | 6664 | 0 | 0 | 0.11052 | 0 | 0.11052 | 0 | 0.11475 | 0 | 0.11475 | 0 | 3.9618 | 4.4686 | 3.9618 | 4.4686
253141-Commercial HVAC Diagnostic/Tune-up Com All CZ07 VintAll | 0.27108 | 0.10814 | 0.6375 | 833 | 8330 | 0 | 0 | 0.11107 | 0 | 0.11107 | 0 | 0.11842 | 0 | 0.11842 | 0 | 4.0212 | 5.0272 | 4.0212 | 5.0272
253141-Commercial HVAC Diagnostic/Tune-up Com All CZ07 VintAll | 0.27108 | 0.10814 | 0.6375 | 833 | 8330 | 0 | 0 | 0.11107 | 0 | 0.11107 | 0 | 0.11842 | 0 | 0.11842 | 0 | 4.0212 | 5.0272 | 4.0212 | 5.0272
253141-Commercial HVAC Diagnostic/Tune-up Com All CZ07 VintAll | 0.27108 | 0.10814 | 0.6375 | 833 | 8330 | 0 | 0 | 0.11107 | 0 | 0.11107 | 0 | 0.11842 | 0 | 0.11842 | 0 | 4.0212 | 5.0272 | 4.0212 | 5.0272
253141-Commercial HVAC Diagnostic/Tune-up Com All CZ07 VintAll | 0.27108 | 0.10814 | 0.6375 | 833 | 8330 | 0 | 0 | 0.11107 | 0 | 0.11107 | 0 | 0.11842 | 0 | 0.11842 | 0 | 4.0212 | 5.0272 | 4.0212 | 5.0272
253144-Commercial Condensor Coil Cleaning (all units - savings at 50% of DEER) Com All CZ07 VintAll | 0.082982 | 0.033104 | 0.19975 | 255 | 765 | 0 | 0 | 0.058133 | 0 | 0.058133 | 0 | 0.01006 | 0 | 0.01006 | 0 | 1.7342 | 1.0791 | 1.7342 | 1.0791
253144-Commercial Condensor Coil Cleaning (all units - savings at 50% of DEER) Com All CZ07 VintAll | 0.082982 | 0.033104 | 0.19975 | 255 | 765 | 0 | 0 | 0.058133 | 0 | 0.058133 | 0 | 0.01006 | 0 | 0.01006 | 0 | 1.7342 | 1.0791 | 1.7342 | 1.0791
253144-Commercial Condensor Coil Cleaning (all units - savings at 50% of DEER) Com All CZ07 VintAll | 0.082982 | 0.033104 | 0.19975 | 255 | 765 | 0 | 0 | 0.058133 | 0 | 0.058133 | 0 | 0.01006 | 0 | 0.01006 | 0 | 1.7342 | 1.0791 | 1.7342 | 1.0791
253141-Commercial HVAC Diagnostic/Tune-up Com All CZ07 VintAll | 0.27108 | 0.10814 | 0.6375 | 833 | 8330 | 0 | 0 | 0.11107 | 0 | 0.11107 | 0 | 0.11842 | 0 | 0.11842 | 0 | 4.0212 | 5.0272 | 4.0212 | 5.0272
253144-Commercial Condensor Coil Cleaning (all units - savings at 50% of DEER) Com All CZ07 VintAll | 0.16596 | 0.066209 | 0.3995 | 510 | 1530 | 0 | 0 | 0.058133 | 0 | 0.058133 | 0 | 0.01006 | 0 | 0.01006 | 0 | 1.7342 | 1.0791 | 1.7342 | 1.0791
253144-Commercial Condensor Coil Cleaning (all units - savings at 50% of DEER) Com All CZ07 VintAll | 0.16596 | 0.066209 | 0.3995 | 510 | 1530 | 0 | 0 | 0.058133 | 0 | 0.058133 | 0 | 0.01006 | 0 | 0.01006 | 0 | 1.7342 | 1.0791 | 1.7342 | 1.0791
253144-Commercial Condensor Coil Cleaning (all units - savings at 50% of DEER) Com All CZ07 VintAll | 0.16596 | 0.066209 | 0.3995 | 510 | 1530 | 0 | 0 | 0.058133 | 0 | 0.058133 | 0 | 0.01006 | 0 | 0.01006 | 0 | 1.7342 | 1.0791 | 1.7342 | 1.0791
253141-Commercial HVAC Diagnostic/Tune-up Com All CZ07 VintAll | 0.27108 | 0.10814 | 0.6375 | 833 | 8330 | 0 | 0 | 0.11107 | 0 | 0.11107 | 0 | 0.11842 | 0 | 0.11842 | 0 | 4.0212 | 5.0272 | 4.0212 | 5.0272
253141-Commercial HVAC Diagnostic/Tune-up Com All CZ07 VintAll | 0.54215 | 0.21628 | 1.275 | 1666 | 16660 | 0 | 0 | 0.11107 | 0 | 0.11107 | 0 | 0.11842 | 0 | 0.11842 | 0 | 4.0212 | 5.0272 | 4.0212 | 5.0272
253141-Commercial HVAC Diagnostic/Tune-up Com All CZ07 VintAll | 0.54215 | 0.21628 | 1.275 | 1666 | 16660 | 0 | 0 | 0.11107 | 0 | 0.11107 | 0 | 0.11842 | 0 | 0.11842 | 0 | 4.0212 | 5.0272 | 4.0212 | 5.0272
253141-Commercial HVAC Diagnostic/Tune-up Com All CZ07 VintAll | 0.54215 | 0.21628 | 1.275 | 1666 | 16660 | 0 | 0 | 0.11107 | 0 | 0.11107 | 0 | 0.11842 | 0 | 0.11842 | 0 | 4.0212 | 5.0272 | 4.0212 | 5.0272
253141-Commercial HVAC Diagnostic/Tune-up Com All CZ07 VintAll | 0.54215 | 0.21628 | 1.275 | 1666 | 16660 | 0 | 0 | 0.11107 | 0 | 0.11107 | 0 | 0.11842 | 0 | 0.11842 | 0 | 4.0212 | 5.0272 | 4.0212 | 5.0272
253144-Commercial Condensor Coil Cleaning (all units - savings at 50% of DEER) Com All CZ07 VintAll | 0.082982 | 0.033104 | 0.19975 | 255 | 765 | 0 | 0 | 0.058133 | 0 | 0.058133 | 0 | 0.01006 | 0 | 0.01006 | 0 | 1.7342 | 1.0791 | 1.7342 | 1.0791
253144-Commercial Condensor Coil Cleaning (all units - savings at 50% of DEER) Com All CZ07 VintAll | 0.082982 | 0.033104 | 0.19975 | 255 | 765 | 0 | 0 | 0.058133 | 0 | 0.058133 | 0 | 0.01006 | 0 | 0.01006 | 0 | 1.7342 | 1.0791 | 1.7342 | 1.0791
253144-Commercial Condensor Coil Cleaning (all units - savings at 50% of DEER) Com All CZ07 VintAll | 0.16596 | 0.066209 | 0.3995 | 510 | 1530 | 0 | 0 | 0.058133 | 0 | 0.058133 | 0 | 0.01006 | 0 | 0.01006 | 0 | 1.7342 | 1.0791 | 1.7342 | 1.0791
253034-Comm. AC <65k three phase unitary | 0.17117 | 0.068287 | 0.41057 | 526.008 | 7890.12 | 0 | 0 | -0.1108 | 0 | -0.1108 | 0 | 0.1066 | 0 | 0.1066 | 0 | 0.60483 | 2.6927 | 0.60483 | 2.6927
253034-Comm. AC <65k three phase unitary | 0.17117 | 0.068287 | 0.41057 | 526.008 | 7890.12 | 0 | 0 | -0.1108 | 0 | -0.1108 | 0 | 0.1066 | 0 | 0.1066 | 0 | 0.60483 | 2.6927 | 0.60483 | 2.6927
253034-Comm. AC <65k three phase unitary | 0.22823 | 0.091049 | 0.54742 | 701.344 | 10520.16 | 0 | 0 | -0.1108 | 0 | -0.1108 | 0 | 0.1066 | 0 | 0.1066 | 0 | 0.60483 | 2.6927 | 0.60483 | 2.6927
253036-Comm. AC 65k to 134k | 0.63914 | 0.25498 | 1.5617 | 1964.0544 | 29460.816 | 0 | 0 | -0.01938 | 0 | -0.01938 | 0 | 0.13585 | 0 | 0.13585 | 0 | 0.89744 | 5.0272 | 0.89744 | 5.0272
253049-Comm. HP <65k three phase unitary | 0.21735 | 0.086707 | 0.31496 | 667.894 | 10018.41 | 0 | 0 | -0.18068 | 0 | -0.18068 | 0 | 0.10345 | 0 | 0.10345 | 0 | 0.48416 | 2.5643 | 0.48416 | 2.5643
253049-Comm. HP <65k three phase unitary | 0.27168 | 0.10838 | 0.3937 | 834.8675 | 12523.0125 | 0 | 0 | -0.18068 | 0 | -0.18068 | 0 | 0.10345 | 0 | 0.10345 | 0 | 0.48416 | 2.5643 | 0.48416 | 2.5643
253049-Comm. HP <65k three phase unitary | 0.27168 | 0.10838 | 0.3937 | 834.8675 | 12523.0125 | 0 | 0 | -0.18068 | 0 | -0.18068 | 0 | 0.10345 | 0 | 0.10345 | 0 | 0.48416 | 2.5643 | 0.48416 | 2.5643
253049-Comm. HP <65k three phase unitary | 0.21735 | 0.086707 | 0.31496 | 667.894 | 10018.41 | 0 | 0 | -0.18068 | 0 | -0.18068 | 0 | 0.10345 | 0 | 0.10345 | 0 | 0.48416 | 2.5643 | 0.48416 | 2.5643
253049-Comm. HP <65k three phase unitary | 0.21735 | 0.086707 | 0.31496 | 667.894 | 10018.41 | 0 | 0 | -0.18068 | 0 | -0.18068 | 0 | 0.10345 | 0 | 0.10345 | 0 | 0.48416 | 2.5643 | 0.48416 | 2.5643
253049-Comm. HP <65k three phase unitary | 0.27168 | 0.10838 | 0.3937 | 834.8675 | 12523.0125 | 0 | 0 | -0.18068 | 0 | -0.18068 | 0 | 0.10345 | 0 | 0.10345 | 0 | 0.48416 | 2.5643 | 0.48416 | 2.5643
253049-Comm. HP <65k three phase unitary | 0.27168 | 0.10838 | 0.3937 | 834.8675 | 12523.0125 | 0 | 0 | -0.18068 | 0 | -0.18068 | 0 | 0.10345 | 0 | 0.10345 | 0 | 0.48416 | 2.5643 | 0.48416 | 2.5643
253049-Comm. HP <65k three phase unitary | 0.16301 | 0.06503 | 0.23622 | 500.9205 | 7513.8075 | 0 | 0 | -0.18068 | 0 | -0.18068 | 0 | 0.10345 | 0 | 0.10345 | 0 | 0.48416 | 2.5643 | 0.48416 | 2.5643
253049-Comm. HP <65k three phase unitary | 0.16301 | 0.06503 | 0.23622 | 500.9205 | 7513.8075 | 0 | 0 | -0.18068 | 0 | -0.18068 | 0 | 0.10345 | 0 | 0.10345 | 0 | 0.48416 | 2.5643 | 0.48416 | 2.5643
253049-Comm. HP <65k three phase unitary | 0.16301 | 0.06503 | 0.23622 | 500.9205 | 7513.8075 | 0 | 0 | -0.18068 | 0 | -0.18068 | 0 | 0.10345 | 0 | 0.10345 | 0 | 0.48416 | 2.5643 | 0.48416 | 2.5643
253049-Comm. HP <65k three phase unitary | 0.16301 | 0.06503 | 0.23622 | 500.9205 | 7513.8075 | 0 | 0 | -0.18068 | 0 | -0.18068 | 0 | 0.10345 | 0 | 0.10345 | 0 | 0.48416 | 2.5643 | 0.48416 | 2.5643
253086-Comm. HP <65k three phase unitary ER | 0.27115 | 0.10817 | 0.45032 | 833.224 | 12498.36 | 0 | 0 | -0.11118 | 0 | -0.11118 | 0 | 0.11657 | 0 | 0.11657 | 0 | 0.604 | 3.1991 | 0.604 | 3.1991
253086-Comm. HP <65k three phase unitary ER | 0.33894 | 0.13521 | 0.5629 | 1041.53 | 15622.95 | 0 | 0 | -0.11118 | 0 | -0.11118 | 0 | 0.11657 | 0 | 0.11657 | 0 | 0.604 | 3.1991 | 0.604 | 3.1991
253086-Comm. HP <65k three phase unitary ER | 0.33894 | 0.13521 | 0.5629 | 1041.53 | 15622.95 | 0 | 0 | -0.11118 | 0 | -0.11118 | 0 | 0.11657 | 0 | 0.11657 | 0 | 0.604 | 3.1991 | 0.604 | 3.1991
253049-Comm. HP <65k three phase unitary | 0.21735 | 0.086707 | 0.31496 | 667.894 | 10018.41 | 0 | 0 | -0.18068 | 0 | -0.18068 | 0 | 0.10345 | 0 | 0.10345 | 0 | 0.48416 | 2.5643 | 0.48416 | 2.5643
253049-Comm. HP <65k three phase unitary | 0.21735 | 0.086707 | 0.31496 | 667.894 | 10018.41 | 0 | 0 | -0.18068 | 0 | -0.18068 | 0 | 0.10345 | 0 | 0.10345 | 0 | 0.48416 | 2.5643 | 0.48416 | 2.5643
253049-Comm. HP <65k three phase unitary | 0.27168 | 0.10838 | 0.3937 | 834.8675 | 12523.0125 | 0 | 0 | -0.18068 | 0 | -0.18068 | 0 | 0.10345 | 0 | 0.10345 | 0 | 0.48416 | 2.5643 | 0.48416 | 2.5643
253049-Comm. HP <65k three phase unitary | 0.27168 | 0.10838 | 0.3937 | 834.8675 | 12523.0125 | 0 | 0 | -0.18068 | 0 | -0.18068 | 0 | 0.10345 | 0 | 0.10345 | 0 | 0.48416 | 2.5643 | 0.48416 | 2.5643
253086-Comm. HP <65k three phase unitary ER | 0.33894 | 0.13521 | 0.5629 | 1041.53 | 15622.95 | 0 | 0 | -0.11118 | 0 | -0.11118 | 0 | 0.11657 | 0 | 0.11657 | 0 | 0.604 | 3.1991 | 0.604 | 3.1991
253049-Comm. HP <65k three phase unitary | 0.16301 | 0.06503 | 0.23622 | 500.9205 | 7513.8075 | 0 | 0 | -0.18068 | 0 | -0.18068 | 0 | 0.10345 | 0 | 0.10345 | 0 | 0.48416 | 2.5643 | 0.48416 | 2.5643
253049-Comm. HP <65k three phase unitary | 0.16301 | 0.06503 | 0.23622 | 500.9205 | 7513.8075 | 0 | 0 | -0.18068 | 0 | -0.18068 | 0 | 0.10345 | 0 | 0.10345 | 0 | 0.48416 | 2.5643 | 0.48416 | 2.5643
253049-Comm. HP <65k three phase unitary | 0.16301 | 0.06503 | 0.23622 | 500.9205 | 7513.8075 | 0 | 0 | -0.18068 | 0 | -0.18068 | 0 | 0.10345 | 0 | 0.10345 | 0 | 0.48416 | 2.5643 | 0.48416 | 2.5643
253049-Comm. HP <65k three phase unitary | 0.27168 | 0.10838 | 0.3937 | 834.8675 | 12523.0125 | 0 | 0 | -0.18068 | 0 | -0.18068 | 0 | 0.10345 | 0 | 0.10345 | 0 | 0.48416 | 2.5643 | 0.48416 | 2.5643
253073-Comm. AC 240k to 759k ER | 1.1901 | 0.47477 | 2.6281 | 3657.0975 | 54856.4625 | 0 | 0 | -0.185 | 0 | -0.185 | 0 | 0.13184 | 0 | 0.13184 | 0 | 0.47826 | 4.4931 | 0.47826 | 4.4931
253073-Comm. AC 240k to 759k ER | 1.1901 | 0.47477 | 2.6281 | 3657.0975 | 54856.4625 | 0 | 0 | -0.185 | 0 | -0.185 | 0 | 0.13184 | 0 | 0.13184 | 0 | 0.47826 | 4.4931 | 0.47826 | 4.4931
253073-Comm. AC 240k to 759k ER | 1.1901 | 0.47477 | 2.6281 | 3657.0975 | 54856.4625 | 0 | 0 | -0.185 | 0 | -0.185 | 0 | 0.13184 | 0 | 0.13184 | 0 | 0.47826 | 4.4931 | 0.47826 | 4.4931
253073-Comm. AC 240k to 759k ER | 1.1901 | 0.47477 | 2.6281 | 3657.0975 | 54856.4625 | 0 | 0 | -0.185 | 0 | -0.185 | 0 | 0.13184 | 0 | 0.13184 | 0 | 0.47826 | 4.4931 | 0.47826 | 4.4931
253095-Pkg. System Economizer Retrofit | 0.80461 | 0.32099 | 0 | 2472.5225 | 37087.8375 | -0.48587 | -7.2881 | 0.053762 | 0.97721 | 0.053762 | 0.97721 | 0.11376 | 0.97721 | 0.11376 | 0.97721 | 1.4625 | 3.0343 | 1.4625 | 3.0343
253095-Pkg. System Economizer Retrofit | 0.80461 | 0.32099 | 0 | 2472.5225 | 37087.8375 | -0.48587 | -7.2881 | 0.053762 | 0.97721 | 0.053762 | 0.97721 | 0.11376 | 0.97721 | 0.11376 | 0.97721 | 1.4625 | 3.0343 | 1.4625 | 3.0343
253095-Pkg. System Economizer Retrofit | 0.80461 | 0.32099 | 0 | 2472.5225 | 37087.8375 | -0.48587 | -7.2881 | 0.053762 | 0.97721 | 0.053762 | 0.97721 | 0.11376 | 0.97721 | 0.11376 | 0.97721 | 1.4625 | 3.0343 | 1.4625 | 3.0343
253095-Pkg. System Economizer Retrofit | 0.80461 | 0.32099 | 0 | 2472.5225 | 37087.8375 | -0.48587 | -7.2881 | 0.053762 | 0.97721 | 0.053762 | 0.97721 | 0.11376 | 0.97721 | 0.11376 | 0.97721 | 1.4625 | 3.0343 | 1.4625 | 3.0343
253074-Comm. AC 240k to 759k ER | 1.5393 | 0.61406 | 3.7657 | 4730.0575 | 70950.8625 | 0 | 0 | -0.10457 | 0 | -0.10457 | 0 | 0.1404 | 0 | 0.1404 | 0 | 0.61857 | 5.8114 | 0.61857 | 5.8114
253074-Comm. AC 240k to 759k ER | 1.5393 | 0.61406 | 3.7657 | 4730.0575 | 70950.8625 | 0 | 0 | -0.10457 | 0 | -0.10457 | 0 | 0.1404 | 0 | 0.1404 | 0 | 0.61857 | 5.8114 | 0.61857 | 5.8114
253074-Comm. AC 240k to 759k ER | 1.5393 | 0.61406 | 3.7657 | 4730.0575 | 70950.8625 | 0 | 0 | -0.10457 | 0 | -0.10457 | 0 | 0.1404 | 0 | 0.1404 | 0 | 0.61857 | 5.8114 | 0.61857 | 5.8114
253074-Comm. AC 240k to 759k ER | 1.5393 | 0.61406 | 3.7657 | 4730.0575 | 70950.8625 | 0 | 0 | -0.10457 | 0 | -0.10457 | 0 | 0.1404 | 0 | 0.1404 | 0 | 0.61857 | 5.8114 | 0.61857 | 5.8114
253073-Comm. AC 240k to 759k ER | 1.1901 | 0.47477 | 2.6281 | 3657.0975 | 54856.4625 | 0 | 0 | -0.185 | 0 | -0.185 | 0 | 0.13184 | 0 | 0.13184 | 0 | 0.47826 | 4.4931 | 0.47826 | 4.4931
253073-Comm. AC 240k to 759k ER | 1.1901 | 0.47477 | 2.6281 | 3657.0975 | 54856.4625 | 0 | 0 | -0.185 | 0 | -0.185 | 0 | 0.13184 | 0 | 0.13184 | 0 | 0.47826 | 4.4931 | 0.47826 | 4.4931
253073-Comm. AC 240k to 759k ER | 1.1901 | 0.47477 | 2.6281 | 3657.0975 | 54856.4625 | 0 | 0 | -0.185 | 0 | -0.185 | 0 | 0.13184 | 0 | 0.13184 | 0 | 0.47826 | 4.4931 | 0.47826 | 4.4931
253071-Comm. AC 135K to 239k ER | 0.77784 | 0.31031 | 1.7149 | 2390.2704 | 35854.056 | 0 | 0 | -0.14833 | 0 | -0.14833 | 0 | 0.12627 | 0 | 0.12627 | 0 | 0.53342 | 3.9156 | 0.53342 | 3.9156
253071-Comm. AC 135K to 239k ER | 0.77784 | 0.31031 | 1.7149 | 2390.2704 | 35854.056 | 0 | 0 | -0.14833 | 0 | -0.14833 | 0 | 0.12627 | 0 | 0.12627 | 0 | 0.53342 | 3.9156 | 0.53342 | 3.9156
253070-Comm. AC 65k to 134k ER | 0.85219 | 0.33997 | 2.0823 | 2618.7392 | 39281.088 | 0 | 0 | -0.020012 | 0 | -0.020012 | 0 | 0.13374 | 0 | 0.13374 | 0 | 0.89445 | 4.7315 | 0.89445 | 4.7315
253073-Comm. AC 240k to 759k ER | 1.1901 | 0.47477 | 2.6281 | 3657.0975 | 54856.4625 | 0 | 0 | -0.185 | 0 | -0.185 | 0 | 0.13184 | 0 | 0.13184 | 0 | 0.47826 | 4.4931 | 0.47826 | 4.4931
253073-Comm. AC 240k to 759k ER | 1.1901 | 0.47477 | 2.6281 | 3657.0975 | 54856.4625 | 0 | 0 | -0.185 | 0 | -0.185 | 0 | 0.13184 | 0 | 0.13184 | 0 | 0.47826 | 4.4931 | 0.47826 | 4.4931
253073-Comm. AC 240k to 759k ER | 1.1901 | 0.47477 | 2.6281 | 3657.0975 | 54856.4625 | 0 | 0 | -0.185 | 0 | -0.185 | 0 | 0.13184 | 0 | 0.13184 | 0 | 0.47826 | 4.4931 | 0.47826 | 4.4931
253073-Comm. AC 240k to 759k ER | 1.1901 | 0.47477 | 2.6281 | 3657.0975 | 54856.4625 | 0 | 0 | -0.185 | 0 | -0.185 | 0 | 0.13184 | 0 | 0.13184 | 0 | 0.47826 | 4.4931 | 0.47826 | 4.4931
253073-Comm. AC 240k to 759k ER | 1.1901 | 0.47477 | 2.6281 | 3657.0975 | 54856.4625 | 0 | 0 | -0.185 | 0 | -0.185 | 0 | 0.13184 | 0 | 0.13184 | 0 | 0.47826 | 4.4931 | 0.47826 | 4.4931
253073-Comm. AC 240k to 759k ER | 1.1901 | 0.47477 | 2.6281 | 3657.0975 | 54856.4625 | 0 | 0 | -0.185 | 0 | -0.185 | 0 | 0.13184 | 0 | 0.13184 | 0 | 0.47826 | 4.4931 | 0.47826 | 4.4931
253073-Comm. AC 240k to 759k ER | 1.1901 | 0.47477 | 2.6281 | 3657.0975 | 54856.4625 | 0 | 0 | -0.185 | 0 | -0.185 | 0 | 0.13184 | 0 | 0.13184 | 0 | 0.47826 | 4.4931 | 0.47826 | 4.4931
253073-Comm. AC 240k to 759k ER | 1.1901 | 0.47477 | 2.6281 | 3657.0975 | 54856.4625 | 0 | 0 | -0.185 | 0 | -0.185 | 0 | 0.13184 | 0 | 0.13184 | 0 | 0.47826 | 4.4931 | 0.47826 | 4.4931
253073-Comm. AC 240k to 759k ER | 1.1901 | 0.47477 | 2.6281 | 3657.0975 | 54856.4625 | 0 | 0 | -0.185 | 0 | -0.185 | 0 | 0.13184 | 0 | 0.13184 | 0 | 0.47826 | 4.4931 | 0.47826 | 4.4931
253069-Comm. AC 65k to 134k ER | 0.49416 | 0.19714 | 1.0909 | 1518.5268 | 22777.902 | 0 | 0 | -0.075911 | 0 | -0.075911 | 0 | 0.12232 | 0 | 0.12232 | 0 | 0.69078 | 3.5878 | 0.69078 | 3.5878
253071-Comm. AC 135K to 239k ER | 0.6482 | 0.25859 | 1.4291 | 1991.892 | 29878.38 | 0 | 0 | -0.14781 | 0 | -0.14781 | 0 | 0.12801 | 0 | 0.12801 | 0 | 0.5343 | 4.0787 | 0.5343 | 4.0787
253069-Comm. AC 65k to 134k ER | 0.57652 | 0.22999 | 1.2727 | 1771.6146 | 26574.219 | 0 | 0 | -0.075755 | 0 | -0.075755 | 0 | 0.12284 | 0 | 0.12284 | 0 | 0.69122 | 3.6277 | 0.69122 | 3.6277
253069-Comm. AC 65k to 134k ER | 0.57652 | 0.22999 | 1.2727 | 1771.6146 | 26574.219 | 0 | 0 | -0.075755 | 0 | -0.075755 | 0 | 0.12284 | 0 | 0.12284 | 0 | 0.69122 | 3.6277 | 0.69122 | 3.6277
253071-Comm. AC 135K to 239k ER | 0.6482 | 0.25859 | 1.4291 | 1991.892 | 29878.38 | 0 | 0 | -0.14781 | 0 | -0.14781 | 0 | 0.12801 | 0 | 0.12801 | 0 | 0.5343 | 4.0787 | 0.5343 | 4.0787
253072-Comm. AC 135K to 239k ER | 0.83838 | 0.33446 | 2.0485 | 2576.287 | 38644.305 | 0 | 0 | -0.075815 | 0 | -0.075815 | 0 | 0.13744 | 0 | 0.13744 | 0 | 0.69105 | 5.2754 | 0.69105 | 5.2754
253071-Comm. AC 135K to 239k ER | 0.6482 | 0.25859 | 1.4291 | 1991.892 | 29878.38 | 0 | 0 | -0.14781 | 0 | -0.14781 | 0 | 0.12801 | 0 | 0.12801 | 0 | 0.5343 | 4.0787 | 0.5343 | 4.0787
253069-Comm. AC 65k to 134k ER | 0.49416 | 0.19714 | 1.0909 | 1518.5268 | 22777.902 | 0 | 0 | -0.075911 | 0 | -0.075911 | 0 | 0.12232 | 0 | 0.12232 | 0 | 0.69078 | 3.5878 | 0.69078 | 3.5878
253069-Comm. AC 65k to 134k ER | 0.49416 | 0.19714 | 1.0909 | 1518.5268 | 22777.902 | 0 | 0 | -0.075911 | 0 | -0.075911 | 0 | 0.12232 | 0 | 0.12232 | 0 | 0.69078 | 3.5878 | 0.69078 | 3.5878
253069-Comm. AC 65k to 134k ER | 0.57652 | 0.22999 | 1.2727 | 1771.6146 | 26574.219 | 0 | 0 | -0.075755 | 0 | -0.075755 | 0 | 0.12284 | 0 | 0.12284 | 0 | 0.69122 | 3.6277 | 0.69122 | 3.6277
253047-Comm. HP <65k three phase split w/o QI | 0.1219 | 0.048631 | 0.14754 | 374.5995 | 5618.9925 | 0 | 0 | -0.11768 | 0 | -0.11768 | 0 | 0.08115 | 0 | 0.08115 | 0 | 0.59033 | 1.9176 | 0.59033 | 1.9176
253047-Comm. HP <65k three phase split w/o QI | 0.16254 | 0.064841 | 0.19672 | 499.466 | 7491.99 | 0 | 0 | -0.11768 | 0 | -0.11768 | 0 | 0.08115 | 0 | 0.08115 | 0 | 0.59033 | 1.9176 | 0.59033 | 1.9176
253047-Comm. HP <65k three phase split w/o QI | 0.16254 | 0.064841 | 0.19672 | 499.466 | 7491.99 | 0 | 0 | -0.11768 | 0 | -0.11768 | 0 | 0.08115 | 0 | 0.08115 | 0 | 0.59033 | 1.9176 | 0.59033 | 1.9176
253047-Comm. HP <65k three phase split w/o QI | 0.16254 | 0.064841 | 0.19672 | 499.466 | 7491.99 | 0 | 0 | -0.11768 | 0 | -0.11768 | 0 | 0.08115 | 0 | 0.08115 | 0 | 0.59033 | 1.9176 | 0.59033 | 1.9176
253047-Comm. HP <65k three phase split w/o QI | 0.16254 | 0.064841 | 0.19672 | 499.466 | 7491.99 | 0 | 0 | -0.11768 | 0 | -0.11768 | 0 | 0.08115 | 0 | 0.08115 | 0 | 0.59033 | 1.9176 | 0.59033 | 1.9176
253047-Comm. HP <65k three phase split w/o QI | 0.16254 | 0.064841 | 0.19672 | 499.466 | 7491.99 | 0 | 0 | -0.11768 | 0 | -0.11768 | 0 | 0.08115 | 0 | 0.08115 | 0 | 0.59033 | 1.9176 | 0.59033 | 1.9176
253047-Comm. HP <65k three phase split w/o QI | 0.16254 | 0.064841 | 0.19672 | 499.466 | 7491.99 | 0 | 0 | -0.11768 | 0 | -0.11768 | 0 | 0.08115 | 0 | 0.08115 | 0 | 0.59033 | 1.9176 | 0.59033 | 1.9176
253047-Comm. HP <65k three phase split w/o QI | 0.16254 | 0.064841 | 0.19672 | 499.466 | 7491.99 | 0 | 0 | -0.11768 | 0 | -0.11768 | 0 | 0.08115 | 0 | 0.08115 | 0 | 0.59033 | 1.9176 | 0.59033 | 1.9176
253047-Comm. HP <65k three phase split w/o QI | 0.16254 | 0.064841 | 0.19672 | 499.466 | 7491.99 | 0 | 0 | -0.11768 | 0 | -0.11768 | 0 | 0.08115 | 0 | 0.08115 | 0 | 0.59033 | 1.9176 | 0.59033 | 1.9176
253047-Comm. HP <65k three phase split w/o QI | 0.16254 | 0.064841 | 0.19672 | 499.466 | 7491.99 | 0 | 0 | -0.11768 | 0 | -0.11768 | 0 | 0.08115 | 0 | 0.08115 | 0 | 0.59033 | 1.9176 | 0.59033 | 1.9176
253047-Comm. HP <65k three phase split w/o QI | 0.16254 | 0.064841 | 0.19672 | 499.466 | 7491.99 | 0 | 0 | -0.11768 | 0 | -0.11768 | 0 | 0.08115 | 0 | 0.08115 | 0 | 0.59033 | 1.9176 | 0.59033 | 1.9176
253047-Comm. HP <65k three phase split w/o QI | 0.1219 | 0.048631 | 0.14754 | 374.5995 | 5618.9925 | 0 | 0 | -0.11768 | 0 | -0.11768 | 0 | 0.08115 | 0 | 0.08115 | 0 | 0.59033 | 1.9176 | 0.59033 | 1.9176
253047-Comm. HP <65k three phase split w/o QI | 0.16254 | 0.064841 | 0.19672 | 499.466 | 7491.99 | 0 | 0 | -0.11768 | 0 | -0.11768 | 0 | 0.08115 | 0 | 0.08115 | 0 | 0.59033 | 1.9176 | 0.59033 | 1.9176
253047-Comm. HP <65k three phase split w/o QI | 0.16254 | 0.064841 | 0.19672 | 499.466 | 7491.99 | 0 | 0 | -0.11768 | 0 | -0.11768 | 0 | 0.08115 | 0 | 0.08115 | 0 | 0.59033 | 1.9176 | 0.59033 | 1.9176
253047-Comm. HP <65k three phase split w/o QI | 0.16254 | 0.064841 | 0.19672 | 499.466 | 7491.99 | 0 | 0 | -0.11768 | 0 | -0.11768 | 0 | 0.08115 | 0 | 0.08115 | 0 | 0.59033 | 1.9176 | 0.59033 | 1.9176
253047-Comm. HP <65k three phase split w/o QI | 0.16254 | 0.064841 | 0.19672 | 499.466 | 7491.99 | 0 | 0 | -0.11768 | 0 | -0.11768 | 0 | 0.08115 | 0 | 0.08115 | 0 | 0.59033 | 1.9176 | 0.59033 | 1.9176
253047-Comm. HP <65k three phase split w/o QI | 0.20317 | 0.081052 | 0.2459 | 624.3325 | 9364.9875 | 0 | 0 | -0.11768 | 0 | -0.11768 | 0 | 0.08115 | 0 | 0.08115 | 0 | 0.59033 | 1.9176 | 0.59033 | 1.9176
253047-Comm. HP <65k three phase split w/o QI | 0.20317 | 0.081052 | 0.2459 | 624.3325 | 9364.9875 | 0 | 0 | -0.11768 | 0 | -0.11768 | 0 | 0.08115 | 0 | 0.08115 | 0 | 0.59033 | 1.9176 | 0.59033 | 1.9176
253047-Comm. HP <65k three phase split w/o QI | 0.20317 | 0.081052 | 0.2459 | 624.3325 | 9364.9875 | 0 | 0 | -0.11768 | 0 | -0.11768 | 0 | 0.08115 | 0 | 0.08115 | 0 | 0.59033 | 1.9176 | 0.59033 | 1.9176
253047-Comm. HP <65k three phase split w/o QI | 0.20317 | 0.081052 | 0.2459 | 624.3325 | 9364.9875 | 0 | 0 | -0.11768 | 0 | -0.11768 | 0 | 0.08115 | 0 | 0.08115 | 0 | 0.59033 | 1.9176 | 0.59033 | 1.9176
253047-Comm. HP <65k three phase split w/o QI | 0.20317 | 0.081052 | 0.2459 | 624.3325 | 9364.9875 | 0 | 0 | -0.11768 | 0 | -0.11768 | 0 | 0.08115 | 0 | 0.08115 | 0 | 0.59033 | 1.9176 | 0.59033 | 1.9176
253047-Comm. HP <65k three phase split w/o QI | 0.20317 | 0.081052 | 0.2459 | 624.3325 | 9364.9875 | 0 | 0 | -0.11768 | 0 | -0.11768 | 0 | 0.08115 | 0 | 0.08115 | 0 | 0.59033 | 1.9176 | 0.59033 | 1.9176
253047-Comm. HP <65k three phase split w/o QI | 0.1219 | 0.048631 | 0.14754 | 374.5995 | 5618.9925 | 0 | 0 | -0.11768 | 0 | -0.11768 | 0 | 0.08115 | 0 | 0.08115 | 0 | 0.59033 | 1.9176 | 0.59033 | 1.9176
253047-Comm. HP <65k three phase split w/o QI | 0.1219 | 0.048631 | 0.14754 | 374.5995 | 5618.9925 | 0 | 0 | -0.11768 | 0 | -0.11768 | 0 | 0.08115 | 0 | 0.08115 | 0 | 0.59033 | 1.9176 | 0.59033 | 1.9176
253047-Comm. HP <65k three phase split w/o QI | 0.1219 | 0.048631 | 0.14754 | 374.5995 | 5618.9925 | 0 | 0 | -0.11768 | 0 | -0.11768 | 0 | 0.08115 | 0 | 0.08115 | 0 | 0.59033 | 1.9176 | 0.59033 | 1.9176
253047-Comm. HP <65k three phase split w/o QI | 0.16254 | 0.064841 | 0.19672 | 499.466 | 7491.99 | 0 | 0 | -0.11768 | 0 | -0.11768 | 0 | 0.08115 | 0 | 0.08115 | 0 | 0.59033 | 1.9176 | 0.59033 | 1.9176
253047-Comm. HP <65k three phase split w/o QI | 0.20317 | 0.081052 | 0.2459 | 624.3325 | 9364.9875 | 0 | 0 | -0.11768 | 0 | -0.11768 | 0 | 0.08115 | 0 | 0.08115 | 0 | 0.59033 | 1.9176 | 0.59033 | 1.9176
253047-Comm. HP <65k three phase split w/o QI | 0.1219 | 0.048631 | 0.14754 | 374.5995 | 5618.9925 | 0 | 0 | -0.11768 | 0 | -0.11768 | 0 | 0.08115 | 0 | 0.08115 | 0 | 0.59033 | 1.9176 | 0.59033 | 1.9176
253047-Comm. HP <65k three phase split w/o QI | 0.1219 | 0.048631 | 0.14754 | 374.5995 | 5618.9925 | 0 | 0 | -0.11768 | 0 | -0.11768 | 0 | 0.08115 | 0 | 0.08115 | 0 | 0.59033 | 1.9176 | 0.59033 | 1.9176
253047-Comm. HP <65k three phase split w/o QI | 0.1219 | 0.048631 | 0.14754 | 374.5995 | 5618.9925 | 0 | 0 | -0.11768 | 0 | -0.11768 | 0 | 0.08115 | 0 | 0.08115 | 0 | 0.59033 | 1.9176 | 0.59033 | 1.9176
253047-Comm. HP <65k three phase split w/o QI | 0.1219 | 0.048631 | 0.14754 | 374.5995 | 5618.9925 | 0 | 0 | -0.11768 | 0 | -0.11768 | 0 | 0.08115 | 0 | 0.08115 | 0 | 0.59033 | 1.9176 | 0.59033 | 1.9176
253047-Comm. HP <65k three phase split w/o QI | 0.1219 | 0.048631 | 0.14754 | 374.5995 | 5618.9925 | 0 | 0 | -0.11768 | 0 | -0.11768 | 0 | 0.08115 | 0 | 0.08115 | 0 | 0.59033 | 1.9176 | 0.59033 | 1.9176
253047-Comm. HP <65k three phase split w/o QI | 0.1219 | 0.048631 | 0.14754 | 374.5995 | 5618.9925 | 0 | 0 | -0.11768 | 0 | -0.11768 | 0 | 0.08115 | 0 | 0.08115 | 0 | 0.59033 | 1.9176 | 0.59033 | 1.9176
253047-Comm. HP <65k three phase split w/o QI | 0.1219 | 0.048631 | 0.14754 | 374.5995 | 5618.9925 | 0 | 0 | -0.11768 | 0 | -0.11768 | 0 | 0.08115 | 0 | 0.08115 | 0 | 0.59033 | 1.9176 | 0.59033 | 1.9176
253047-Comm. HP <65k three phase split w/o QI | 0.1219 | 0.048631 | 0.14754 | 374.5995 | 5618.9925 | 0 | 0 | -0.11768 | 0 | -0.11768 | 0 | 0.08115 | 0 | 0.08115 | 0 | 0.59033 | 1.9176 | 0.59033 | 1.9176
253047-Comm. HP <65k three phase split w/o QI | 0.1219 | 0.048631 | 0.14754 | 374.5995 | 5618.9925 | 0 | 0 | -0.11768 | 0 | -0.11768 | 0 | 0.08115 | 0 | 0.08115 | 0 | 0.59033 | 1.9176 | 0.59033 | 1.9176
253047-Comm. HP <65k three phase split w/o QI | 0.1219 | 0.048631 | 0.14754 | 374.5995 | 5618.9925 | 0 | 0 | -0.11768 | 0 | -0.11768 | 0 | 0.08115 | 0 | 0.08115 | 0 | 0.59033 | 1.9176 | 0.59033 | 1.9176
253078-Comm. HP <65k single phase split ER above code | 0.17247 | 0.068805 | 0.28895 | 529.996 | 7949.94 | 0 | 0 | 0.12834 | 0 | 0.12834 | 0 | 0.12791 | 0 | 0.12791 | 0 | 4.1122 | 4.0697 | 4.1122 | 4.0697
253033-Comm. AC <65k three phase unitary | 0.18254 | 0.072819 | 0.38373 | 560.92 | 8413.8 | 0 | 0 | -0.18099 | 0 | -0.18099 | 0 | 0.090838 | 0 | 0.090838 | 0 | 0.48373 | 2.1536 | 0.48373 | 2.1536
253033-Comm. AC <65k three phase unitary | 0.18254 | 0.072819 | 0.38373 | 560.92 | 8413.8 | 0 | 0 | -0.18099 | 0 | -0.18099 | 0 | 0.090838 | 0 | 0.090838 | 0 | 0.48373 | 2.1536 | 0.48373 | 2.1536
253033-Comm. AC <65k three phase unitary | 0.18254 | 0.072819 | 0.38373 | 560.92 | 8413.8 | 0 | 0 | -0.18099 | 0 | -0.18099 | 0 | 0.090838 | 0 | 0.090838 | 0 | 0.48373 | 2.1536 | 0.48373 | 2.1536
253033-Comm. AC <65k three phase unitary | 0.18254 | 0.072819 | 0.38373 | 560.92 | 8413.8 | 0 | 0 | -0.18099 | 0 | -0.18099 | 0 | 0.090838 | 0 | 0.090838 | 0 | 0.48373 | 2.1536 | 0.48373 | 2.1536
253035-Comm. AC 65k to 134k | 0.8236 | 0.32856 | 1.8182 | 2530.878 | 37963.17 | 0 | 0 | -0.071548 | 0 | -0.071548 | 0 | 0.13686 | 0 | 0.13686 | 0 | 0.70328 | 5.1824 | 0.70328 | 5.1824
253033-Comm. AC <65k three phase unitary | 0.18254 | 0.072819 | 0.38373 | 560.92 | 8413.8 | 0 | 0 | -0.18099 | 0 | -0.18099 | 0 | 0.090838 | 0 | 0.090838 | 0 | 0.48373 | 2.1536 | 0.48373 | 2.1536
253033-Comm. AC <65k three phase unitary | 0.18254 | 0.072819 | 0.38373 | 560.92 | 8413.8 | 0 | 0 | -0.18099 | 0 | -0.18099 | 0 | 0.090838 | 0 | 0.090838 | 0 | 0.48373 | 2.1536 | 0.48373 | 2.1536
253033-Comm. AC <65k three phase unitary | 0.18254 | 0.072819 | 0.38373 | 560.92 | 8413.8 | 0 | 0 | -0.18099 | 0 | -0.18099 | 0 | 0.090838 | 0 | 0.090838 | 0 | 0.48373 | 2.1536 | 0.48373 | 2.1536
253033-Comm. AC <65k three phase unitary | 0.22817 | 0.091024 | 0.47966 | 701.15 | 10517.25 | 0 | 0 | -0.18099 | 0 | -0.18099 | 0 | 0.090838 | 0 | 0.090838 | 0 | 0.48373 | 2.1536 | 0.48373 | 2.1536
253033-Comm. AC <65k three phase unitary | 0.22817 | 0.091024 | 0.47966 | 701.15 | 10517.25 | 0 | 0 | -0.18099 | 0 | -0.18099 | 0 | 0.090838 | 0 | 0.090838 | 0 | 0.48373 | 2.1536 | 0.48373 | 2.1536
253033-Comm. AC <65k three phase unitary | 0.22817 | 0.091024 | 0.47966 | 701.15 | 10517.25 | 0 | 0 | -0.18099 | 0 | -0.18099 | 0 | 0.090838 | 0 | 0.090838 | 0 | 0.48373 | 2.1536 | 0.48373 | 2.1536
253033-Comm. AC <65k three phase unitary | 0.18254 | 0.072819 | 0.38373 | 560.92 | 8413.8 | 0 | 0 | -0.18099 | 0 | -0.18099 | 0 | 0.090838 | 0 | 0.090838 | 0 | 0.48373 | 2.1536 | 0.48373 | 2.1536
253033-Comm. AC <65k three phase unitary | 0.18254 | 0.072819 | 0.38373 | 560.92 | 8413.8 | 0 | 0 | -0.18099 | 0 | -0.18099 | 0 | 0.090838 | 0 | 0.090838 | 0 | 0.48373 | 2.1536 | 0.48373 | 2.1536
253033-Comm. AC <65k three phase unitary | 0.18254 | 0.072819 | 0.38373 | 560.92 | 8413.8 | 0 | 0 | -0.18099 | 0 | -0.18099 | 0 | 0.090838 | 0 | 0.090838 | 0 | 0.48373 | 2.1536 | 0.48373 | 2.1536
253033-Comm. AC <65k three phase unitary | 0.18254 | 0.072819 | 0.38373 | 560.92 | 8413.8 | 0 | 0 | -0.18099 | 0 | -0.18099 | 0 | 0.090838 | 0 | 0.090838 | 0 | 0.48373 | 2.1536 | 0.48373 | 2.1536
253033-Comm. AC <65k three phase unitary | 0.18254 | 0.072819 | 0.38373 | 560.92 | 8413.8 | 0 | 0 | -0.18099 | 0 | -0.18099 | 0 | 0.090838 | 0 | 0.090838 | 0 | 0.48373 | 2.1536 | 0.48373 | 2.1536
253033-Comm. AC <65k three phase unitary | 0.18254 | 0.072819 | 0.38373 | 560.92 | 8413.8 | 0 | 0 | -0.18099 | 0 | -0.18099 | 0 | 0.090838 | 0 | 0.090838 | 0 | 0.48373 | 2.1536 | 0.48373 | 2.1536
253033-Comm. AC <65k three phase unitary | 0.22817 | 0.091024 | 0.47966 | 701.15 | 10517.25 | 0 | 0 | -0.18099 | 0 | -0.18099 | 0 | 0.090838 | 0 | 0.090838 | 0 | 0.48373 | 2.1536 | 0.48373 | 2.1536
253035-Comm. AC 65k to 134k | 0.49416 | 0.19714 | 1.0909 | 1518.5268 | 22777.902 | 0 | 0 | -0.07482 | 0 | -0.07482 | 0 | 0.12595 | 0 | 0.12595 | 0 | 0.69387 | 3.8868 | 0.69387 | 3.8868
253033-Comm. AC <65k three phase unitary | 0.18254 | 0.072819 | 0.38373 | 560.92 | 8413.8 | 0 | 0 | -0.18099 | 0 | -0.18099 | 0 | 0.090838 | 0 | 0.090838 | 0 | 0.48373 | 2.1536 | 0.48373 | 2.1536
253033-Comm. AC <65k three phase unitary | 0.18254 | 0.072819 | 0.38373 | 560.92 | 8413.8 | 0 | 0 | -0.18099 | 0 | -0.18099 | 0 | 0.090838 | 0 | 0.090838 | 0 | 0.48373 | 2.1536 | 0.48373 | 2.1536
253033-Comm. AC <65k three phase unitary | 0.18254 | 0.072819 | 0.38373 | 560.92 | 8413.8 | 0 | 0 | -0.18099 | 0 | -0.18099 | 0 | 0.090838 | 0 | 0.090838 | 0 | 0.48373 | 2.1536 | 0.48373 | 2.1536
253035-Comm. AC 65k to 134k | 0.8236 | 0.32856 | 1.8182 | 2530.878 | 37963.17 | 0 | 0 | -0.071548 | 0 | -0.071548 | 0 | 0.13686 | 0 | 0.13686 | 0 | 0.70328 | 5.1824 | 0.70328 | 5.1824
253035-Comm. AC 65k to 134k | 0.49416 | 0.19714 | 1.0909 | 1518.5268 | 22777.902 | 0 | 0 | -0.07482 | 0 | -0.07482 | 0 | 0.12595 | 0 | 0.12595 | 0 | 0.69387 | 3.8868 | 0.69387 | 3.8868
253033-Comm. AC <65k three phase unitary | 0.18254 | 0.072819 | 0.38373 | 560.92 | 8413.8 | 0 | 0 | -0.18099 | 0 | -0.18099 | 0 | 0.090838 | 0 | 0.090838 | 0 | 0.48373 | 2.1536 | 0.48373 | 2.1536
253047-Comm. HP <65k three phase split w/o QI | 0.1219 | 0.048631 | 0.14754 | 374.5995 | 5618.9925 | 0 | 0 | -0.11768 | 0 | -0.11768 | 0 | 0.08115 | 0 | 0.08115 | 0 | 0.59033 | 1.9176 | 0.59033 | 1.9176
253047-Comm. HP <65k three phase split w/o QI | 0.1219 | 0.048631 | 0.14754 | 374.5995 | 5618.9925 | 0 | 0 | -0.11768 | 0 | -0.11768 | 0 | 0.08115 | 0 | 0.08115 | 0 | 0.59033 | 1.9176 | 0.59033 | 1.9176
253047-Comm. HP <65k three phase split w/o QI | 0.081268 | 0.032421 | 0.098359 | 249.733 | 3745.995 | 0 | 0 | -0.12874 | 0 | -0.12874 | 0 | 0.059042 | 0 | 0.059042 | 0 | 0.56846 | 1.5341 | 0.56846 | 1.5341
253049-Comm. HP <65k three phase unitary | 0.21735 | 0.086707 | 0.31496 | 667.894 | 10018.41 | 0 | 0 | -0.18068 | 0 | -0.18068 | 0 | 0.10345 | 0 | 0.10345 | 0 | 0.48416 | 2.5643 | 0.48416 | 2.5643
253049-Comm. HP <65k three phase unitary | 0.21735 | 0.086707 | 0.31496 | 667.894 | 10018.41 | 0 | 0 | -0.18068 | 0 | -0.18068 | 0 | 0.10345 | 0 | 0.10345 | 0 | 0.48416 | 2.5643 | 0.48416 | 2.5643
253049-Comm. HP <65k three phase unitary | 0.27168 | 0.10838 | 0.3937 | 834.8675 | 12523.0125 | 0 | 0 | -0.18068 | 0 | -0.18068 | 0 | 0.10345 | 0 | 0.10345 | 0 | 0.48416 | 2.5643 | 0.48416 | 2.5643
253049-Comm. HP <65k three phase unitary | 0.27168 | 0.10838 | 0.3937 | 834.8675 | 12523.0125 | 0 | 0 | -0.18068 | 0 | -0.18068 | 0 | 0.10345 | 0 | 0.10345 | 0 | 0.48416 | 2.5643 | 0.48416 | 2.5643
253145-Commercial Condensor Coil Cleaning (all units - savings at 50% of DEER) Com All CZ10 VintAll | 0.081876 | 0.032663 | 0.2261 | 251.6 | 754.8 | 0 | 0 | 0.073113 | 0 | 0.073113 | 0 | 0.034135 | 0 | 0.034135 | 0 | 2.1388 | 1.3308 | 2.1388 | 1.3308
253145-Commercial Condensor Coil Cleaning (all units - savings at 50% of DEER) Com All CZ10 VintAll | 0.10234 | 0.040829 | 0.28263 | 314.5 | 943.5 | 0 | 0 | 0.073113 | 0 | 0.073113 | 0 | 0.034135 | 0 | 0.034135 | 0 | 2.1388 | 1.3308 | 2.1388 | 1.3308
253145-Commercial Condensor Coil Cleaning (all units - savings at 50% of DEER) Com All CZ10 VintAll | 0.10234 | 0.040829 | 0.28263 | 314.5 | 943.5 | 0 | 0 | 0.073113 | 0 | 0.073113 | 0 | 0.034135 | 0 | 0.034135 | 0 | 2.1388 | 1.3308 | 2.1388 | 1.3308
253145-Commercial Condensor Coil Cleaning (all units - savings at 50% of DEER) Com All CZ10 VintAll | 0.081876 | 0.032663 | 0.2261 | 251.6 | 754.8 | 0 | 0 | 0.073113 | 0 | 0.073113 | 0 | 0.034135 | 0 | 0.034135 | 0 | 2.1388 | 1.3308 | 2.1388 | 1.3308
253145-Commercial Condensor Coil Cleaning (all units - savings at 50% of DEER) Com All CZ10 VintAll | 0.081876 | 0.032663 | 0.2261 | 251.6 | 754.8 | 0 | 0 | 0.071179 | 0 | 0.071179 | 0 | 0.021237 | 0 | 0.021237 | 0 | 2.0763 | 1.183 | 2.0763 | 1.183
253145-Commercial Condensor Coil Cleaning (all units - savings at 50% of DEER) Com All CZ10 VintAll | 0.081876 | 0.032663 | 0.2261 | 251.6 | 754.8 | 0 | 0 | 0.071179 | 0 | 0.071179 | 0 | 0.021237 | 0 | 0.021237 | 0 | 2.0763 | 1.183 | 2.0763 | 1.183
253145-Commercial Condensor Coil Cleaning (all units - savings at 50% of DEER) Com All CZ10 VintAll | 0.081876 | 0.032663 | 0.2261 | 251.6 | 754.8 | 0 | 0 | 0.073113 | 0 | 0.073113 | 0 | 0.034135 | 0 | 0.034135 | 0 | 2.1388 | 1.3308 | 2.1388 | 1.3308
253145-Commercial Condensor Coil Cleaning (all units - savings at 50% of DEER) Com All CZ10 VintAll | 0.081876 | 0.032663 | 0.2261 | 251.6 | 754.8 | 0 | 0 | 0.071179 | 0 | 0.071179 | 0 | 0.021237 | 0 | 0.021237 | 0 | 2.0763 | 1.183 | 2.0763 | 1.183
253145-Commercial Condensor Coil Cleaning (all units - savings at 50% of DEER) Com All CZ10 VintAll | 0.081876 | 0.032663 | 0.2261 | 251.6 | 754.8 | 0 | 0 | 0.071179 | 0 | 0.071179 | 0 | 0.021237 | 0 | 0.021237 | 0 | 2.0763 | 1.183 | 2.0763 | 1.183
253145-Commercial Condensor Coil Cleaning (all units - savings at 50% of DEER) Com All CZ10 VintAll | 0.081876 | 0.032663 | 0.2261 | 251.6 | 754.8 | 0 | 0 | 0.073113 | 0 | 0.073113 | 0 | 0.034135 | 0 | 0.034135 | 0 | 2.1388 | 1.3308 | 2.1388 | 1.3308
253145-Commercial Condensor Coil Cleaning (all units - savings at 50% of DEER) Com All CZ10 VintAll | 0.081876 | 0.032663 | 0.2261 | 251.6 | 754.8 | 0 | 0 | 0.071179 | 0 | 0.071179 | 0 | 0.021237 | 0 | 0.021237 | 0 | 2.0763 | 1.183 | 2.0763 | 1.183
253145-Commercial Condensor Coil Cleaning (all units - savings at 50% of DEER) Com All CZ10 VintAll | 0.081876 | 0.032663 | 0.2261 | 251.6 | 754.8 | 0 | 0 | 0.071179 | 0 | 0.071179 | 0 | 0.021237 | 0 | 0.021237 | 0 | 2.0763 | 1.183 | 2.0763 | 1.183
253145-Commercial Condensor Coil Cleaning (all units - savings at 50% of DEER) Com All CZ10 VintAll | 0.081876 | 0.032663 | 0.2261 | 251.6 | 754.8 | 0 | 0 | 0.071179 | 0 | 0.071179 | 0 | 0.021237 | 0 | 0.021237 | 0 | 2.0763 | 1.183 | 2.0763 | 1.183
253145-Commercial Condensor Coil Cleaning (all units - savings at 50% of DEER) Com All CZ10 VintAll | 0.081876 | 0.032663 | 0.2261 | 251.6 | 754.8 | 0 | 0 | 0.073113 | 0 | 0.073113 | 0 | 0.034135 | 0 | 0.034135 | 0 | 2.1388 | 1.3308 | 2.1388 | 1.3308
253145-Commercial Condensor Coil Cleaning (all units - savings at 50% of DEER) Com All CZ10 VintAll | 0.081876 | 0.032663 | 0.2261 | 251.6 | 754.8 | 0 | 0 | 0.071179 | 0 | 0.071179 | 0 | 0.021237 | 0 | 0.021237 | 0 | 2.0763 | 1.183 | 2.0763 | 1.183
253145-Commercial Condensor Coil Cleaning (all units - savings at 50% of DEER) Com All CZ10 VintAll | 0.081876 | 0.032663 | 0.2261 | 251.6 | 754.8 | 0 | 0 | 0.071179 | 0 | 0.071179 | 0 | 0.021237 | 0 | 0.021237 | 0 | 2.0763 | 1.183 | 2.0763 | 1.183
253145-Commercial Condensor Coil Cleaning (all units - savings at 50% of DEER) Com All CZ10 VintAll | 0.081876 | 0.032663 | 0.2261 | 251.6 | 754.8 | 0 | 0 | 0.071179 | 0 | 0.071179 | 0 | 0.021237 | 0 | 0.021237 | 0 | 2.0763 | 1.183 | 2.0763 | 1.183
253145-Commercial Condensor Coil Cleaning (all units - savings at 50% of DEER) Com All CZ10 VintAll | 0.081876 | 0.032663 | 0.2261 | 251.6 | 754.8 | 0 | 0 | 0.073113 | 0 | 0.073113 | 0 | 0.034135 | 0 | 0.034135 | 0 | 2.1388 | 1.3308 | 2.1388 | 1.3308
253145-Commercial Condensor Coil Cleaning (all units - savings at 50% of DEER) Com All CZ10 VintAll | 0.081876 | 0.032663 | 0.2261 | 251.6 | 754.8 | 0 | 0 | 0.071179 | 0 | 0.071179 | 0 | 0.021237 | 0 | 0.021237 | 0 | 2.0763 | 1.183 | 2.0763 | 1.183
253145-Commercial Condensor Coil Cleaning (all units - savings at 50% of DEER) Com All CZ10 VintAll | 0.10234 | 0.040829 | 0.28263 | 314.5 | 943.5 | 0 | 0 | 0.073113 | 0 | 0.073113 | 0 | 0.034135 | 0 | 0.034135 | 0 | 2.1388 | 1.3308 | 2.1388 | 1.3308
253145-Commercial Condensor Coil Cleaning (all units - savings at 50% of DEER) Com All CZ10 VintAll | 0.081876 | 0.032663 | 0.2261 | 251.6 | 754.8 | 0 | 0 | 0.073113 | 0 | 0.073113 | 0 | 0.034135 | 0 | 0.034135 | 0 | 2.1388 | 1.3308 | 2.1388 | 1.3308
253145-Commercial Condensor Coil Cleaning (all units - savings at 50% of DEER) Com All CZ10 VintAll | 0.081876 | 0.032663 | 0.2261 | 251.6 | 754.8 | 0 | 0 | 0.071179 | 0 | 0.071179 | 0 | 0.021237 | 0 | 0.021237 | 0 | 2.0763 | 1.183 | 2.0763 | 1.183
253145-Commercial Condensor Coil Cleaning (all units - savings at 50% of DEER) Com All CZ10 VintAll | 0.081876 | 0.032663 | 0.2261 | 251.6 | 754.8 | 0 | 0 | 0.071179 | 0 | 0.071179 | 0 | 0.021237 | 0 | 0.021237 | 0 | 2.0763 | 1.183 | 2.0763 | 1.183
253142-Commercial HVAC Diagnostic/Tune-up Com All CZ10 VintAll | 2.0718 | 0.82651 | 4.4625 | 6366.5 | 63665 | 0 | 0 | 0.11416 | 0 | 0.11416 | 0 | 0.1209 | 0 | 0.1209 | 0 | 4.3905 | 5.4889 | 4.3905 | 5.4889
253142-Commercial HVAC Diagnostic/Tune-up Com All CZ10 VintAll | 0.41436 | 0.1653 | 0.8925 | 1273.3 | 12733 | 0 | 0 | 0.11387 | 0 | 0.11387 | 0 | 0.11897 | 0 | 0.11897 | 0 | 4.3532 | 5.123 | 4.3532 | 5.123
253141-Commercial HVAC Diagnostic/Tune-up Com All CZ07 VintAll | 0.27108 | 0.10814 | 0.6375 | 833 | 8330 | 0 | 0 | 0.11107 | 0 | 0.11107 | 0 | 0.11842 | 0 | 0.11842 | 0 | 4.0212 | 5.0272 | 4.0212 | 5.0272
253141-Commercial HVAC Diagnostic/Tune-up Com All CZ07 VintAll | 0.27108 | 0.10814 | 0.6375 | 833 | 8330 | 0 | 0 | 0.11107 | 0 | 0.11107 | 0 | 0.11842 | 0 | 0.11842 | 0 | 4.0212 | 5.0272 | 4.0212 | 5.0272
253141-Commercial HVAC Diagnostic/Tune-up Com All CZ07 VintAll | 0.27108 | 0.10814 | 0.6375 | 833 | 8330 | 0 | 0 | 0.11107 | 0 | 0.11107 | 0 | 0.11842 | 0 | 0.11842 | 0 | 4.0212 | 5.0272 | 4.0212 | 5.0272
253142-Commercial HVAC Diagnostic/Tune-up Com All CZ10 VintAll | 0.29597 | 0.11807 | 0.6375 | 909.5 | 9095 | 0 | 0 | 0.11416 | 0 | 0.11416 | 0 | 0.1209 | 0 | 0.1209 | 0 | 4.3905 | 5.4889 | 4.3905 | 5.4889
253142-Commercial HVAC Diagnostic/Tune-up Com All CZ10 VintAll | 0.23678 | 0.094458 | 0.51 | 727.6 | 7276 | 0 | 0 | 0.11416 | 0 | 0.11416 | 0 | 0.1209 | 0 | 0.1209 | 0 | 4.3905 | 5.4889 | 4.3905 | 5.4889
253141-Commercial HVAC Diagnostic/Tune-up Com All CZ07 VintAll | 0.27108 | 0.10814 | 0.6375 | 833 | 8330 | 0 | 0 | 0.11107 | 0 | 0.11107 | 0 | 0.11842 | 0 | 0.11842 | 0 | 4.0212 | 5.0272 | 4.0212 | 5.0272

## Output
Program Summary |  | Nominal | Present Value | [5 empty] | Avoided Cost Version
Proposer Name |  | 0 | [6 empty] | 2010-05-04
Program Name |  | 0 | [6 empty] | 2010-05-04
Total Program Budget ($) |  | 247354.4 | 230040.3823 | [5 empty] | Base Year
2009
Net Participant Cost ($) |  | 860992.1284 | 799102.1236 | [5 empty] | SDG&E 09-11 4g3.xls
Program Impacts | [9 empty] | Program Impacts (Gross)
| Annual Net kWh | Lifecycle Net kWh | Annual Net Therms | Lifecycle Net Therms | Net Jul-Sept Pk (kW) | Net Dec-Feb Pk (kW) | Net CEC (kW) | User Entered kW |  |  | Annual Gross kWh | Lifecycle Gross kWh | Annual Gross Therms | Lifecycle Gross Therms | User Entered kW
2009-2011 | 663549.1374 | 8175650.761 | -3.1679 | -47.5184 | 215.9328 | 86.1427 | 0 | 448.2287 |  | 2009-2011 | 966193.592 | 12401625.88 | -4.5256 | -67.8835 | 640.4835
2012-2015 | 0 | 0 | 0 | 0 | 0 | 0 | 0 | 0 |  | 2012-2015 | 0 | 0 | 0 | 0 | 0
2016-2019 | 0 | 0 | 0 | 0 | 0 | 0 | 0 | 0 |  | 2016-2019 | 0 | 0 | 0 | 0 | 0
Cost Effectiveness (Lifecycle Present Value Dollars)
|  | Benefits |  |  | Benefit - Cost
| Cost | Electric | Gas | Incentives | NPV | B/C Ratio | Notes
Program TRC ($) | 1029142.5058 | 783816.0872 | -25.9092 | NA | -245352.3278 | 0.7616 | *1
Program PAC ($) | 230040.3823 | 783816.0872 | -25.9092 | NA | 553749.7958 | 3.4072 | *1,2
Program RIM ($) | 230040.3823 | 783816.0872 | -25.9092 | NA | 553749.7958 | 3.4072 | *1
*1 B/C Ratio is an approximation because any supply cost increases are treated as negative benefits rather than as a cost as in the Standard Practice Manual
*2 PAC benefits include environmental costs. This is to be consistent with the TRC benefits, but is not strictly consistent with the Standard Practice Manual.
Levelized Cost and Benefit (All Measures Installed through 2019)
| Discounted Savings |  |  |  | Benefit - Cost
| kWh | Therms | Cost | Benefits | NPV
TRC ($/kWh ) | 4843211.0922 |  | 0.21249 | 0.16184 | -0.050654
PAC ($/kWh) | 4843211.0922 |  | 0.047497 | 0.16184 | 0.11434
RIM ($/kWh) | 4843211.0922 |  | 0.047499 | 0.16184 | 0.11434
TRC ($/therm) |  | -26.6146 | 0 | 0.9735 | 0.9735
PAC ($/therm) |  | -26.6146 | 0 | 0.9735 | 0.9735
RIM ($/therm) |  | -26.6146 | 0.28572 | 0.9735 | 0.68778
Emissions Reductions | [9 empty] | Emissions Reductions (Gross)
| Electric Reductions |  |  | Gas Reductions | [6 empty] | Electric Reductions |  |  | Gas Reductions
Annual Reductions | CO2 (tons) | NOX (lbs) | PM-10 (lbs) | CO2 (tons) | NOX (lbs) |  |  |  |  | Annual Reductions | CO2 (tons) | NOX (lbs) | PM-10 (lbs) | CO2 (tons) | NOX (lbs)
2009 | 381.4744 | 103.5608 | 48.9483 | -0.018532 | -0.029145 | * annual reductions are the units |  |  |  | 2009 | 555.4647 | 150.7948 | 71.2736 | -0.026475 | -0.041635 | * annual reductions are the units
2010 | 0 | 0 | 0 | 0 | 0 | implemented in the year, times |  |  |  | 2010 | 0 | 0 | 0 | 0 | 0 | implemented in the year, times
2011 | 0 | 0 | 0 | 0 | 0 | the annual emission reduction |  |  |  | 2011 | 0 | 0 | 0 | 0 | 0 | the annual emission reduction
2012 | 0 | 0 | 0 | 0 | 0 | for the measure. |  |  |  | 2012 | 0 | 0 | 0 | 0 | 0 | for the measure.
2013 | 0 | 0 | 0 | 0 | 0 |  |  |  |  | 2013 | 0 | 0 | 0 | 0 | 0
2014 | 0 | 0 | 0 | 0 | 0 |  |  |  |  | 2014 | 0 | 0 | 0 | 0 | 0
2015 | 0 | 0 | 0 | 0 | 0 |  |  |  |  | 2015 | 0 | 0 | 0 | 0 | 0
2016 | 0 | 0 | 0 | 0 | 0 |  |  |  |  | 2016 | 0 | 0 | 0 | 0 | 0
2017 | 0 | 0 | 0 | 0 | 0 |  |  |  |  | 2017 | 0 | 0 | 0 | 0 | 0
2018 | 0 | 0 | 0 | 0 | 0 |  |  |  |  | 2018 | 0 | 0 | 0 | 0 | 0
2019 | 0 | 0 | 0 | 0 | 0 |  |  |  |  | 2019 | 0 | 0 | 0 | 0 | 0
Total Annual | 381.4744 | 103.5608 | 48.9483 | -0.018532 | -0.029145 |  |  |  |  | Total Annual | 555.4647 | 150.7948 | 71.2736 | -0.026475 | -0.041635
Lifecycle Reductions | [9 empty] | Lifecycle Reductions
2009 | 4700.1813 | 1275.9818 | 603.0965 | -0.27798 | -0.43717 |  |  |  |  | 2009 | 7129.6943 | 1935.5338 | 914.8357 | -0.39712 | -0.62453
2010 | 0 | 0 | 0 | 0 | 0 |  |  |  |  | 2010 | 0 | 0 | 0 | 0 | 0
2011 | 0 | 0 | 0 | 0 | 0 |  |  |  |  | 2011 | 0 | 0 | 0 | 0 | 0
2012 | 0 | 0 | 0 | 0 | 0 |  |  |  |  | 2012 | 0 | 0 | 0 | 0 | 0
2013 | 0 | 0 | 0 | 0 | 0 |  |  |  |  | 2013 | 0 | 0 | 0 | 0 | 0
2014 | 0 | 0 | 0 | 0 | 0 |  |  |  |  | 2014 | 0 | 0 | 0 | 0 | 0
2015 | 0 | 0 | 0 | 0 | 0 |  |  |  |  | 2015 | 0 | 0 | 0 | 0 | 0
2016 | 0 | 0 | 0 | 0 | 0 |  |  |  |  | 2016 | 0 | 0 | 0 | 0 | 0
2017 | 0 | 0 | 0 | 0 | 0 |  |  |  |  | 2017 | 0 | 0 | 0 | 0 | 0
2018 | 0 | 0 | 0 | 0 | 0 |  |  |  |  | 2018 | 0 | 0 | 0 | 0 | 0
2019 | 0 | 0 | 0 | 0 | 0 |  |  |  |  | 2019 | 0 | 0 | 0 | 0 | 0
Total Lifecycle | 4700.1813 | 1275.9818 | 603.0965 | -0.27798 | -0.43717 |  |  |  |  | Total Lifecycle | 7129.6943 | 1935.5338 | 914.8357 | -0.39712 | -0.62453
Reductions based on total annual installations | [9 empty] | Reductions based on total annual installations (Gross)
| Annual Net kWh | Lifecycle Net kWh | Annual Net Therms | Lifecycle Net Therms | Net July-Sept Peak (kW) | Net Dec-Feb (kW) |  | User Entered kW | Net Annual NCP (kW) |  | Annual Gross kWh | Lifecycle Gross kWh | Annual Gross Therms | Lifecycle Gross Therms | User Entered kW
2009 | 663549.1374 | 8175650.761 | -3.1679 | -47.5184 | 215.9328 | 86.1427 |  | 448.2287 | 34.0641 | 2009 | 966193.592 | 12401625.88 | -4.5256 | -67.8835 | 640.4835
2010 | 0 | 0 | 0 | 0 | 0 | 0 |  | 0 | 202.4575 | 2010 | 0 | 0 | 0 | 0 | 0
2011 | 0 | 0 | 0 | 0 | 0 | 0 |  | 0 | 0 | 2011 | 0 | 0 | 0 | 0 | 0
2012 | 0 | 0 | 0 | 0 | 0 | 0 |  | 0 | -3.6885 | 2012 | 0 | 0 | 0 | 0 | 0
2013 | 0 | 0 | 0 | 0 | 0 | 0 |  | 0 | -19.4696 | 2013 | 0 | 0 | 0 | 0 | 0
2014 | 0 | 0 | 0 | 0 | 0 | 0 |  | 0 | 0 | 2014 | 0 | 0 | 0 | 0 | 0
2015 | 0 | 0 | 0 | 0 | 0 | 0 |  | 0 | -4.0121 | 2015 | 0 | 0 | 0 | 0 | 0
2016 | 0 | 0 | 0 | 0 | 0 | 0 |  | 0 | 0 | 2016 | 0 | 0 | 0 | 0 | 0
2017 | 0 | 0 | 0 | 0 | 0 | 0 |  | 0 | 0 | 2017 | 0 | 0 | 0 | 0 | 0
2018 | 0 | 0 | 0 | 0 | 0 | 0 |  | 0 | 0 | 2018 | 0 | 0 | 0 | 0 | 0
2019 | 0 | 0 | 0 | 0 | 0 | 0 |  | 0 | -10.2159 | 2019 | 0 | 0 | 0 | 0 | 0
Total | 663549.1374 | 8175650.761 | -3.1679 | -47.5184 | 215.9328 | 86.1427 |  | 448.2287 | 199.1354 | Total | 966193.592 | 12401625.88 | -4.5256 | -67.8835 | 640.4835
Net Impacts by Sector (All Measures Installed through 2019)
| Annual Net kWh | Lifecycle Net kWh | Annual Net Therms | Lifecycle Net Therms | Net July-Sept Peak (kW) | Net Dec-Feb (kW) |  | User Entered kW | TRC Lifecycle Net Benefits* ($)
Total | 663549.1374 | 8175650.761 | -3.1679 | -47.5184 | 215.9328 | 86.1427 |  | 448.2287 | -245352.3278
RES | 0 | 0 | 0 | 0 | 0 | 0 |  | 0 | 0
NON_RES | 0 | 0 | 0 | 0 | 0 | 0 |  | 0 | 0
Residential | 0 | 0 | 0 | 0 | 0 | 0 |  | 0 | 0
Commercial | 663549.1374 | 8175650.761 | -3.1679 | -47.5184 | 215.9328 | 86.1427 |  | 448.2287 | -245352.3278
Industrial | 0 | 0 | 0 | 0 | 0 | 0 |  | 0 | 0
Agricultural | 0 | 0 | 0 | 0 | 0 | 0 |  | 0 | 0
Not Used | 0 | 0 | 0 | 0 | 0 | 0 |  | 0 | 0
0 | 0 | 0 | 0 | 0 | 0 | 0 |  | 0 | 0
0 | 0 | 0 | 0 | 0 | 0 | 0 |  | 0 | 0
0 | 0 | 0 | 0 | 0 | 0 | 0 |  | 0 | 0
0 | 0 | 0 | 0 | 0 | 0 | 0 |  | 0 | 0
0 | 0 | 0 | 0 | 0 | 0 | 0 |  | 0 | 0
0 |  |  | 0 |  |  |  |  | 0 | 0
0 |  |  | 0 |  |  |  |  | 0 | 0
0 |  |  | 0 |  |  |  |  | 0 | 0
0 |  |  | 0 |  |  |  |  | 0 | 0
0 |  |  | 0 |  |  |  |  | 0 | 0
0 |  |  | 0 |  |  |  |  | 0 | 0
0 |  |  | 0 |  |  |  |  | 0 | 0
0 |  |  | 0 |  |  |  |  | 0 | 0
0 |  |  | 0 |  |  |  |  | 0 | 0
0 |  |  | 0 |  |  |  |  | 0 | 0
0 |  |  | 0 |  |  |  |  | 0 | 0
Other and unspecified | 0 | 0 | 0 | 0 | 0 | 0 | 0 | 0 | 0
* Include program-level and admin costs allocated based to total gas and electric programs at the measure level.
Net Impacts by CPUC End Use Categories (All Measures Installed through 2019)
| Annual Net kWh | Lifecycle Net kWh | Annual Net Therms | Lifecycle Net Therms | Net July-Sept Peak (kW) | Net Dec-Feb Pk (kW) |  | User Entered kW | TRC Lifecycle Net Benefits* ($)
Total | 663549.1374 | 8175650.761 | -3.1679 | -47.5184 | 215.9328 | 86.1427 |  | 448.2287 | -245352.3278
Clothes Dryer | 0 | 0 | 0 | 0 | 0 | 0 |  | 0 | 0
Clothes Washer | 0 | 0 | 0 | 0 | 0 | 0 |  | 0 | 0
Consumer Electronics | 0 | 0 | 0 | 0 | 0 | 0 |  | 0 | 0
Cooking | 0 | 0 | 0 | 0 | 0 | 0 |  | 0 | 0
Dishwasher | 0 | 0 | 0 | 0 | 0 | 0 |  | 0 | 0
Other Appliance | 0 | 0 | 0 | 0 | 0 | 0 |  | 0 | 0
Office Equipment | 0 | 0 | 0 | 0 | 0 | 0 |  | 0 | 0
Building shell | 0 | 0 | 0 | 0 | 0 | 0 |  | 0 | 0
Space Cooling | 663549.1374 | 8175650.761 | -3.1679 | -47.5184 | 215.9328 | 86.1427 |  | 448.2287 | -245352.3278
Space Heating | 0 | 0 | 0 | 0 | 0 | 0 |  | 0 | 0
Ventilation | 0 | 0 | 0 | 0 | 0 | 0 |  | 0 | 0
Interior Lighting | 0 | 0 | 0 | 0 | 0 | 0 |  | 0 | 0
Exterior Lighting | 0 | 0 | 0 | 0 | 0 | 0 |  | 0 | 0
Daylighting | 0 | 0 | 0 | 0 | 0 | 0 |  | 0 | 0
Motors | 0 | 0 | 0 | 0 | 0 | 0 |  | 0 | 0
Process | 0 | 0 | 0 | 0 | 0 | 0 |  | 0 | 0
Compressed Air | 0 | 0 | 0 | 0 | 0 | 0 |  | 0 | 0
Food Processor | 0 | 0 | 0 | 0 | 0 | 0 |  | 0 | 0
Refrigeration | 0 | 0 | 0 | 0 | 0 | 0 |  | 0 | 0
Freezers | 0 | 0 | 0 | 0 | 0 | 0 |  | 0 | 0
Pumps | 0 | 0 | 0 | 0 | 0 | 0 |  | 0 | 0
Pool Pump | 0 | 0 | 0 | 0 | 0 | 0 |  | 0 | 0
Domestic Hot Water | 0 | 0 | 0 | 0 | 0 | 0 |  | 0 | 0
Water Heating | 0 | 0 | 0 | 0 | 0 | 0 |  | 0 | 0
Other and unspecified | 0 | 0 | 0 | 0 | 0 | 0 | 0 | 0 | 0
* Include program-level and admin costs allocated based to total gas and electric programs at the measure level.
Net Impacts by Climate Zone (All Measures Installed through 2016)
| Annual Net kWh | Lifecycle Net kWh | Annual Net Therms | Lifecycle Net Therms | Net July-Sept Peak (kW) | Net dec-Feb Pk (kW) |  | User Entered kW | TRC Lifecycle Net Benefits* ($)
Total | 663549.1374 | 8175650.761 | -3.1679 | -47.5184 | 215.9328 | 86.1427 |  | 448.2287 | -245352.3278
7 | 0 | 0 | 0 | 0 | 0 | 0 |  | 0 | 0
10 | 0 | 0 | 0 | 0 | 0 | 0 |  | 0 | 0
14 | 0 | 0 | 0 | 0 | 0 | 0 |  | 0 | 0
15 | 0 | 0 | 0 | 0 | 0 | 0 |  | 0 | 0
System | 663549.1374 | 8175650.761 | -3.1679 | -47.5184 | 215.9328 | 86.1427 |  | 448.2287 | -245352.3278
0 | 0 | 0 | 0 | 0 | 0 | 0 |  | 0
0 | 0 | 0 | 0 | 0 | 0 | 0 |  | 0
0 | 0 | 0 | 0 | 0 | 0 | 0 |  | 0
0 | 0 | 0 | 0 | 0 | 0 | 0 |  | 0
0 | 0 | 0 | 0 | 0 | 0 | 0 |  | 0
0 | 0 | 0 | 0 | 0 | 0 | 0 |  | 0
* Include program-level and admin costs allocated based to total gas and electric programs at the measure level.
Persistent reductions in the summer (3rd Qtr) or winter (4th Qtr) of each year
| Net Juy-Sept Peak (kW) | Net Annual Dec-Feb (kW)
2009 | 12.6941 | 86.1427
2010 | 215.9328 | 86.1427
2011 | 215.9328 | 86.1427
2012 | 212.5653 | 77.7084
2013 | 194.7905 | 77.7084
2014 | 194.7905 | 76.2471
2015 | 191.1277 | 76.2471
2016 | 191.1277 | 76.2471
2017 | 191.1277 | 76.2471
2018 | 191.1277 | 76.2471
2019 | 181.801 | 53.2584
2020 | 133.502 | 53.2584
Monthly Impacts
First Year for Impact Table: | 2009
| Quarter | Monthly Five Hour Avg or TOU Peak | Net Monthly NCP (kW) |  | Monthly Net kWh | Monthly Net Therms
2009-01-01 | 1 | 0 | 0 |  | 0 | 0
2009-02-01 | 1 | 0 | 0 |  | 0 | 0
2009-03-01 | 1 | 0 | 0 |  | 0 | 0
2009-04-01 | 2 | 5.0641 | 5.0641 |  | 2353.309 | 0
2009-05-01 | 2 | 12.6941 | 13.9044 |  | 4507.0074 | 0
2009-06-01 | 2 | 12.6941 | 13.9044 |  | 4507.0074 | 0
2009-07-01 | 3 | 12.6941 | 13.9044 |  | 4507.0074 | 0
2009-08-01 | 3 | 12.6941 | 13.9044 |  | 4507.0074 | 0
2009-09-01 | 3 | 12.6941 | 13.9044 |  | 4507.0074 | 0
2009-10-01 | 4 | 34.0641 | 34.0641 |  | 15829.7586 | -0.10203
2009-11-01 | 4 | 34.0641 | 34.0641 |  | 15829.7586 | -0.10203
2009-12-01 | 4 | 34.0641 | 34.0641 |  | 15829.7586 | -0.10203
2010-01-01 | 5 | 86.1427 | 86.1427 |  | 40030.9715 | -0.26399
2010-02-01 | 5 | 86.1427 | 86.1427 |  | 40030.9715 | -0.26399
2010-03-01 | 5 | 86.1427 | 86.1427 |  | 40030.9715 | -0.26399
2010-04-01 | 6 | 86.1427 | 86.1427 |  | 40030.9715 | -0.26399
2010-05-01 | 6 | 215.9328 | 236.5216 |  | 76666.4673 | -0.26399
2010-06-01 | 6 | 215.9328 | 236.5216 |  | 76666.4673 | -0.26399
2010-07-01 | 7 | 215.9328 | 236.5216 |  | 76666.4673 | -0.26399
2010-08-01 | 7 | 215.9328 | 236.5216 |  | 76666.4673 | -0.26399
2010-09-01 | 7 | 215.9328 | 236.5216 |  | 76666.4673 | -0.26399
2010-10-01 | 8 | 86.1427 | 86.1427 |  | 40030.9715 | -0.26399
2010-11-01 | 8 | 86.1427 | 86.1427 |  | 40030.9715 | -0.26399
2010-12-01 | 8 | 86.1427 | 86.1427 |  | 40030.9715 | -0.26399
2011-01-01 | 9 | 86.1427 | 86.1427 |  | 40030.9715 | -0.26399
2011-02-01 | 9 | 86.1427 | 86.1427 |  | 40030.9715 | -0.26399
2011-03-01 | 9 | 86.1427 | 86.1427 |  | 40030.9715 | -0.26399
2011-04-01 | 10 | 86.1427 | 86.1427 |  | 40030.9715 | -0.26399
2011-05-01 | 10 | 215.9328 | 236.5216 |  | 76666.4673 | -0.26399
2011-06-01 | 10 | 215.9328 | 236.5216 |  | 76666.4673 | -0.26399
2011-07-01 | 11 | 215.9328 | 236.5216 |  | 76666.4673 | -0.26399
2011-08-01 | 11 | 215.9328 | 236.5216 |  | 76666.4673 | -0.26399
2011-09-01 | 11 | 215.9328 | 236.5216 |  | 76666.4673 | -0.26399
2011-10-01 | 12 | 86.1427 | 86.1427 |  | 40030.9715 | -0.26399
2011-11-01 | 12 | 86.1427 | 86.1427 |  | 40030.9715 | -0.26399
2011-12-01 | 12 | 86.1427 | 86.1427 |  | 40030.9715 | -0.26399
2012-01-01 | 13 | 86.1427 | 86.1427 |  | 40030.9715 | -0.26399
2012-02-01 | 13 | 86.1427 | 86.1427 |  | 40030.9715 | -0.26399
2012-03-01 | 13 | 86.1427 | 86.1427 |  | 40030.9715 | -0.26399
2012-04-01 | 14 | 84.7993 | 84.7993 |  | 39406.6975 | -0.26399
2012-05-01 | 14 | 212.5653 | 232.8331 |  | 75470.871 | -0.26399
2012-06-01 | 14 | 212.5653 | 232.8331 |  | 75470.871 | -0.26399
2012-07-01 | 15 | 212.5653 | 232.8331 |  | 75470.871 | -0.26399
2012-08-01 | 15 | 212.5653 | 232.8331 |  | 75470.871 | -0.26399
2012-09-01 | 15 | 212.5653 | 232.8331 |  | 75470.871 | -0.26399
2012-10-01 | 16 | 83.3825 | 83.3825 |  | 38748.2715 | -0.26399
2012-11-01 | 16 | 83.3825 | 83.3825 |  | 38748.2715 | -0.26399
2012-12-01 | 16 | 83.3825 | 83.3825 |  | 38748.2715 | -0.26399
2013-01-01 | 17 | 77.7084 | 77.7084 |  | 36111.4906 | -0.26399
2013-02-01 | 17 | 77.7084 | 77.7084 |  | 36111.4906 | -0.26399
2013-03-01 | 17 | 77.7084 | 77.7084 |  | 36111.4906 | -0.26399
2013-04-01 | 18 | 77.7084 | 77.7084 |  | 36111.4906 | -0.26399
2013-05-01 | 18 | 194.7905 | 213.3635 |  | 69159.9606 | -0.26399
2013-06-01 | 18 | 194.7905 | 213.3635 |  | 69159.9606 | -0.26399
2013-07-01 | 19 | 194.7905 | 213.3635 |  | 69159.9606 | -0.26399
2013-08-01 | 19 | 194.7905 | 213.3635 |  | 69159.9606 | -0.26399
2013-09-01 | 19 | 194.7905 | 213.3635 |  | 69159.9606 | -0.26399
2013-10-01 | 20 | 77.7084 | 77.7084 |  | 36111.4906 | -0.26399
2013-11-01 | 20 | 77.7084 | 77.7084 |  | 36111.4906 | -0.26399
2013-12-01 | 20 | 77.7084 | 77.7084 |  | 36111.4906 | -0.26399
2014-01-01 | 21 | 77.7084 | 77.7084 |  | 36111.4906 | -0.26399
2014-02-01 | 21 | 77.7084 | 77.7084 |  | 36111.4906 | -0.26399
2014-03-01 | 21 | 77.7084 | 77.7084 |  | 36111.4906 | -0.26399
2014-04-01 | 22 | 77.7084 | 77.7084 |  | 36111.4906 | -0.26399
2014-05-01 | 22 | 194.7905 | 213.3635 |  | 69159.9606 | -0.26399
2014-06-01 | 22 | 194.7905 | 213.3635 |  | 69159.9606 | -0.26399
2014-07-01 | 23 | 194.7905 | 213.3635 |  | 69159.9606 | -0.26399
2014-08-01 | 23 | 194.7905 | 213.3635 |  | 69159.9606 | -0.26399
2014-09-01 | 23 | 194.7905 | 213.3635 |  | 69159.9606 | -0.26399
2014-10-01 | 24 | 77.7084 | 77.7084 |  | 36111.4906 | -0.26399
2014-11-01 | 24 | 77.7084 | 77.7084 |  | 36111.4906 | -0.26399
2014-12-01 | 24 | 77.7084 | 77.7084 |  | 36111.4906 | -0.26399
2015-01-01 | 25 | 76.2471 | 76.2471 |  | 35432.4503 | -0.26399
2015-02-01 | 25 | 76.2471 | 76.2471 |  | 35432.4503 | -0.26399
2015-03-01 | 25 | 76.2471 | 76.2471 |  | 35432.4503 | -0.26399
2015-04-01 | 26 | 76.2471 | 76.2471 |  | 35432.4503 | -0.26399
2015-05-01 | 26 | 191.1277 | 209.3514 |  | 67859.4771 | -0.26399
2015-06-01 | 26 | 191.1277 | 209.3514 |  | 67859.4771 | -0.26399
2015-07-01 | 27 | 191.1277 | 209.3514 |  | 67859.4771 | -0.26399
2015-08-01 | 27 | 191.1277 | 209.3514 |  | 67859.4771 | -0.26399
2015-09-01 | 27 | 191.1277 | 209.3514 |  | 67859.4771 | -0.26399
2015-10-01 | 28 | 76.2471 | 76.2471 |  | 35432.4503 | -0.26399
2015-11-01 | 28 | 76.2471 | 76.2471 |  | 35432.4503 | -0.26399
2015-12-01 | 28 | 76.2471 | 76.2471 |  | 35432.4503 | -0.26399
2016-01-01 | 29 | 76.2471 | 76.2471 |  | 35432.4503 | -0.26399
2016-02-01 | 29 | 76.2471 | 76.2471 |  | 35432.4503 | -0.26399
2016-03-01 | 29 | 76.2471 | 76.2471 |  | 35432.4503 | -0.26399
2016-04-01 | 30 | 76.2471 | 76.2471 |  | 35432.4503 | -0.26399
2016-05-01 | 30 | 191.1277 | 209.3514 |  | 67859.4771 | -0.26399
2016-06-01 | 30 | 191.1277 | 209.3514 |  | 67859.4771 | -0.26399
2016-07-01 | 31 | 191.1277 | 209.3514 |  | 67859.4771 | -0.26399
2016-08-01 | 31 | 191.1277 | 209.3514 |  | 67859.4771 | -0.26399
2016-09-01 | 31 | 191.1277 | 209.3514 |  | 67859.4771 | -0.26399
2016-10-01 | 32 | 76.2471 | 76.2471 |  | 35432.4503 | -0.26399
2016-11-01 | 32 | 76.2471 | 76.2471 |  | 35432.4503 | -0.26399
2016-12-01 | 32 | 76.2471 | 76.2471 |  | 35432.4503 | -0.26399
2017-01-01 | 33 | 76.2471 | 76.2471 |  | 35432.4503 | -0.26399
2017-02-01 | 33 | 76.2471 | 76.2471 |  | 35432.4503 | -0.26399
2017-03-01 | 33 | 76.2471 | 76.2471 |  | 35432.4503 | -0.26399
2017-04-01 | 34 | 76.2471 | 76.2471 |  | 35432.4503 | -0.26399
2017-05-01 | 34 | 191.1277 | 209.3514 |  | 67859.4771 | -0.26399
2017-06-01 | 34 | 191.1277 | 209.3514 |  | 67859.4771 | -0.26399
2017-07-01 | 35 | 191.1277 | 209.3514 |  | 67859.4771 | -0.26399
2017-08-01 | 35 | 191.1277 | 209.3514 |  | 67859.4771 | -0.26399
2017-09-01 | 35 | 191.1277 | 209.3514 |  | 67859.4771 | -0.26399
2017-10-01 | 36 | 76.2471 | 76.2471 |  | 35432.4503 | -0.26399
2017-11-01 | 36 | 76.2471 | 76.2471 |  | 35432.4503 | -0.26399
2017-12-01 | 36 | 76.2471 | 76.2471 |  | 35432.4503 | -0.26399
2018-01-01 | 37 | 76.2471 | 76.2471 |  | 35432.4503 | -0.26399
2018-02-01 | 37 | 76.2471 | 76.2471 |  | 35432.4503 | -0.26399
2018-03-01 | 37 | 76.2471 | 76.2471 |  | 35432.4503 | -0.26399
2018-04-01 | 38 | 76.2471 | 76.2471 |  | 35432.4503 | -0.26399
2018-05-01 | 38 | 191.1277 | 209.3514 |  | 67859.4771 | -0.26399
2018-06-01 | 38 | 191.1277 | 209.3514 |  | 67859.4771 | -0.26399
2018-07-01 | 39 | 191.1277 | 209.3514 |  | 67859.4771 | -0.26399
2018-08-01 | 39 | 191.1277 | 209.3514 |  | 67859.4771 | -0.26399
2018-09-01 | 39 | 191.1277 | 209.3514 |  | 67859.4771 | -0.26399
2018-10-01 | 40 | 76.2471 | 76.2471 |  | 35432.4503 | -0.26399
2018-11-01 | 40 | 76.2471 | 76.2471 |  | 35432.4503 | -0.26399
2018-12-01 | 40 | 76.2471 | 76.2471 |  | 35432.4503 | -0.26399
2019-01-01 | 41 | 76.2471 | 76.2471 |  | 35432.4503 | -0.26399
2019-02-01 | 41 | 76.2471 | 76.2471 |  | 35432.4503 | -0.26399
2019-03-01 | 41 | 76.2471 | 76.2471 |  | 35432.4503 | -0.26399
2019-04-01 | 42 | 72.5264 | 72.5264 |  | 33703.4154 | -0.26399
2019-05-01 | 42 | 181.801 | 199.1354 |  | 64548.066 | -0.26399
2019-06-01 | 42 | 181.801 | 199.1354 |  | 64548.066 | -0.26399
2019-07-01 | 43 | 181.801 | 199.1354 |  | 64548.066 | -0.26399
2019-08-01 | 43 | 181.801 | 199.1354 |  | 64548.066 | -0.26399
2019-09-01 | 43 | 181.801 | 199.1354 |  | 64548.066 | -0.26399
2019-10-01 | 44 | 66.8704 | 66.8704 |  | 31075.0443 | -0.26399
2019-11-01 | 44 | 66.8704 | 66.8704 |  | 31075.0443 | -0.26399
2019-12-01 | 44 | 66.8704 | 66.8704 |  | 31075.0443 | -0.26399

## Input
| SDG&E 09-11 4g3.xls |  |  |  | Program Budget ($) |  |  | NPV Factor for lump-sum admin costs: | 100%
a. Administrative Costs
| Proposer General Information |  |  |  | a.i. Overhead and G&A |  | d. Incentives and Rebates ($) | Nominal | NPV
| Proposer Name |  |  |  | a.ii. Other Admin costs |  | d.i. User Input Incentive |  | 0 | Note: User Input Incentives are treated like Admin costs and are NOT adjusted by the net to gross ratio in the TRC test.
| Program Name |  |  |  | b. Marketing/Outreach |  | d.ii. Rebate | 0 | 0
| Service Territory |  | SDG&E |  | c. Direct Implementation (non incentive) |  | d.iii. Direct Install Labor | 0 | 0
| First Year of Program Implementation |  |  | 2009 | c.i. Activity |  | d.iv. Direct Install Materials | 0 | 0
| Contact Information |  |  |  | c.ii. Installation |  | d.v. Upstream payments | 247354.4 | 230040.3823
| Name |  |  |  | c.iii. Hardware & Materials |  | Subtotal Direct Install | 247354.4 | 230040.3823
| Address |  |  |  | c.iv. Rebate Processing and Inspection | [41 empty] | Formulas for spreading annual installations to quarters
| ZIP code |  |  |  | d. Total Incentives and Rebates | 247354.4 | [40 empty] | 0 | 0 | 0 | 0 | 0 | 0 | 0 | 0 | 0 | 0 | 0 | 0 | 0 | 0 | 0 | 0 | 0 | 0 | 0 | 0 | 0 | 0 | 0 | 0 | 0 | 0 | 0 | 0 | 0 | 0 | 0 | 0 | 0 | 0 | 0 | 0 | 0 | 0 | 0 | 0 | 0 | 0 | 0 | 0
| Telephone |  |  |  | e. EM&V |  | f. Costs recovered from other sources |  | 0
| Email |  |  |  | Total | 247354.4 | Program Budget w/ Other Costs (a to f) | 247354.4 | 230040.3823
Quarterly Installation Schedule
| Program Inputs | [10 empty] | Transfer | Admin | Admin | Admin | Participant | [8 empty] | Placeholders, not currently used | [10 empty] | Annual Installation Schedule | [10 empty] | 2009 |  |  |  | 2010 |  |  |  | 2011 |  |  |  | 2012 |  |  |  | 2013 |  |  |  | 2014 |  |  |  | 2015 |  |  |  | 2016 |  |  |  | 2017 |  |  |  | 2018 |  |  |  | 2019
| Measure Name | DEER RunID | Climate Zone | Target sector | Measure Electric End Use Shape | CZ, Sector, Measure combination found? | Measure Type (To Look up Measure Life) | Program Type (To look up Net-to-gross Ratio) | Unit Definition (e.g. homes) | Program Type (NEW/ROB or Early Repl(RET)) | Gross Measure Cost ($/unit) | Rebate to end use customer or its assignee ($/unit) | Incentives to entities other than the end use customer or its assignee($/unit) | Direct Install Labor ($/unit) | Direct Install Material ($/unit) | Participant cost ($/unit) | Gross Unit Annual Electricity Savings (kwh/unit) | Electric Rate Schedule | Demand Scaler | User Entered kW Savings per unit (kW/unit) | Gross Unit Annual Gas Savings (therm/unit) | Gas Sector | Gas Rate Schedule | Gas Savings Profile | Avg remaining life on replaced units (yrs) | Early retrofit incremental kWh savings (kWh/unit) | Early retrofit incremental kW savings (kW/unit) | Early retrofit incremental Th savings (Th/unit) | Combustion Type | Effective Useful Life (years) | Net-to-Gross Ratio | Net-to-Gross Ratio - kW | Net-to-Gross Ratio - Therms | Net-to-Gross Ratio - Costs | % Eligible for TOU AC adjustment | 2009 | 2010 | 2011 | 2012 | 2013 | 2014 | 2015 | 2016 | 2017 | 2018 | 2019 | Qtr 1 | Qtr 2 | Qtr 3 | Qtr 4 | Qtr 1 | Qtr 2 | Qtr 3 | Qtr 4 | Qtr 1 | Qtr 2 | Qtr 3 | Qtr 4 | Qtr 1 | Qtr 2 | Qtr 3 | Qtr 4 | Qtr 1 | Qtr 2 | Qtr 3 | Qtr 4 | Qtr 1 | Qtr 2 | Qtr 3 | Qtr 4 | Qtr 1 | Qtr 2 | Qtr 3 | Qtr 4 | Qtr 1 | Qtr 2 | Qtr 3 | Qtr 4 | Qtr 1 | Qtr 2 | Qtr 3 | Qtr 4 | Qtr 1 | Qtr 2 | Qtr 3 | Qtr 4 | Qtr 1 | Qtr 2 | Qtr 3 | Qtr 4 | Total Number of Units | Comments
0 | 253142-Commercial HVAC Diagnostic/Tune-up Com All CZ10 VintAll |  | System | Commercial | 01-ALC-AllCommercial-Cooling | 0 |  |  |  |  | 45.3009 | 0 | 55.3 | 0 | 0 | -9.9991 | 214 |  | kWh | 0.15 | 0 | Commercial | [7 empty] | 10 | 0.85 |  |  |  | 0 | 3 | 0 | 0 | 0 | 0 | 0 | 0 | 0 | 0 | 0 | 0 | 2009 Qtr 1: 3; 2009 Qtr 2: 0; 2009 Qtr 3: 0; 2009 Qtr 4: 0; 2010 Qtr 1: 0; 2010 Qtr 2: 0; 2010 Qtr 3: 0; 2010 Qtr 4: 0; 2011 Qtr 1: 0; 2011 Qtr 2: 0; 2011 Qtr 3: 0; 2011 Qtr 4: 0 | 3
0 | 253145-Commercial Condensor Coil Cleaning (all units - savings at 50% of DEER) Com All CZ10 VintAll |  | System | Commercial | 01-ALC-AllCommercial-Cooling | 0 |  |  |  |  | 10 | 0 | 10 | 0 | 0 | 0 | 74 |  | kWh | 0.0665 | 0 | Commercial | [7 empty] | 3 | 0.85 |  |  |  | 0 | 3 | 0 | 0 | 0 | 0 | 0 | 0 | 0 | 0 | 0 | 0 | 2009 Qtr 1: 3; 2009 Qtr 2: 0; 2009 Qtr 3: 0; 2009 Qtr 4: 0; 2010 Qtr 1: 0; 2010 Qtr 2: 0; 2010 Qtr 3: 0; 2010 Qtr 4: 0; 2011 Qtr 1: 0; 2011 Qtr 2: 0; 2011 Qtr 3: 0; 2011 Qtr 4: 0 | 3
0 | 253142-Commercial HVAC Diagnostic/Tune-up Com All CZ10 VintAll |  | System | Commercial | 01-ALC-AllCommercial-Cooling | 0 |  |  |  |  | 45.3009 | 0 | 52.5 | 0 | 0 | -7.1991 | 214 |  | kWh | 0.15 | 0 | Commercial | [7 empty] | 10 | 0.85 |  |  |  | 0 | 1 | 0 | 0 | 0 | 0 | 0 | 0 | 0 | 0 | 0 | 0 | 2009 Qtr 1: 1; 2009 Qtr 2: 0; 2009 Qtr 3: 0; 2009 Qtr 4: 0; 2010 Qtr 1: 0; 2010 Qtr 2: 0; 2010 Qtr 3: 0; 2010 Qtr 4: 0; 2011 Qtr 1: 0; 2011 Qtr 2: 0; 2011 Qtr 3: 0; 2011 Qtr 4: 0 | 1
0 | 253145-Commercial Condensor Coil Cleaning (all units - savings at 50% of DEER) Com All CZ10 VintAll |  | System | Commercial | 01-ALC-AllCommercial-Cooling | 0 |  |  |  |  | 10 | 0 | 27 | 0 | 0 | -17 | 74 |  | kWh | 0.0665 | 0 | Commercial | [7 empty] | 3 | 0.85 |  |  |  | 0 | 1 | 0 | 0 | 0 | 0 | 0 | 0 | 0 | 0 | 0 | 0 | 2009 Qtr 1: 1; 2009 Qtr 2: 0; 2009 Qtr 3: 0; 2009 Qtr 4: 0; 2010 Qtr 1: 0; 2010 Qtr 2: 0; 2010 Qtr 3: 0; 2010 Qtr 4: 0; 2011 Qtr 1: 0; 2011 Qtr 2: 0; 2011 Qtr 3: 0; 2011 Qtr 4: 0 | 1
0 | 253142-Commercial HVAC Diagnostic/Tune-up Com All CZ10 VintAll |  | System | Commercial | 01-ALC-AllCommercial-Cooling | 0 |  |  |  |  | 45.3009 | 0 | 35 | 0 | 0 | 10.3009 | 214 |  | kWh | 0.15 | 0 | Commercial | [7 empty] | 10 | 0.85 |  |  |  | 0 | 3 | 0 | 0 | 0 | 0 | 0 | 0 | 0 | 0 | 0 | 0 | 2009 Qtr 1: 3; 2009 Qtr 2: 0; 2009 Qtr 3: 0; 2009 Qtr 4: 0; 2010 Qtr 1: 0; 2010 Qtr 2: 0; 2010 Qtr 3: 0; 2010 Qtr 4: 0; 2011 Qtr 1: 0; 2011 Qtr 2: 0; 2011 Qtr 3: 0; 2011 Qtr 4: 0 | 3
0 | 253145-Commercial Condensor Coil Cleaning (all units - savings at 50% of DEER) Com All CZ10 VintAll |  | System | Commercial | 01-ALC-AllCommercial-Cooling | 0 |  |  |  |  | 10 | 0 | 18 | 0 | 0 | -8 | 74 |  | kWh | 0.0665 | 0 | Commercial | [7 empty] | 3 | 0.85 |  |  |  | 0 | 3 | 0 | 0 | 0 | 0 | 0 | 0 | 0 | 0 | 0 | 0 | 2009 Qtr 1: 3; 2009 Qtr 2: 0; 2009 Qtr 3: 0; 2009 Qtr 4: 0; 2010 Qtr 1: 0; 2010 Qtr 2: 0; 2010 Qtr 3: 0; 2010 Qtr 4: 0; 2011 Qtr 1: 0; 2011 Qtr 2: 0; 2011 Qtr 3: 0; 2011 Qtr 4: 0 | 3
0 | 253142-Commercial HVAC Diagnostic/Tune-up Com All CZ10 VintAll |  | System | Commercial | 01-ALC-AllCommercial-Cooling | 0 |  |  |  |  | 45.3009 | 0 | 35 | 0 | 0 | 10.3009 | 214 |  | kWh | 0.15 | 0 | Commercial | [7 empty] | 10 | 0.85 |  |  |  | 0 | 3 | 0 | 0 | 0 | 0 | 0 | 0 | 0 | 0 | 0 | 0 | 2009 Qtr 1: 3; 2009 Qtr 2: 0; 2009 Qtr 3: 0; 2009 Qtr 4: 0; 2010 Qtr 1: 0; 2010 Qtr 2: 0; 2010 Qtr 3: 0; 2010 Qtr 4: 0; 2011 Qtr 1: 0; 2011 Qtr 2: 0; 2011 Qtr 3: 0; 2011 Qtr 4: 0 | 3
0 | 253145-Commercial Condensor Coil Cleaning (all units - savings at 50% of DEER) Com All CZ10 VintAll |  | System | Commercial | 01-ALC-AllCommercial-Cooling | 0 |  |  |  |  | 10 | 0 | 18 | 0 | 0 | -8 | 74 |  | kWh | 0.0665 | 0 | Commercial | [7 empty] | 3 | 0.85 |  |  |  | 0 | 3 | 0 | 0 | 0 | 0 | 0 | 0 | 0 | 0 | 0 | 0 | 2009 Qtr 1: 3; 2009 Qtr 2: 0; 2009 Qtr 3: 0; 2009 Qtr 4: 0; 2010 Qtr 1: 0; 2010 Qtr 2: 0; 2010 Qtr 3: 0; 2010 Qtr 4: 0; 2011 Qtr 1: 0; 2011 Qtr 2: 0; 2011 Qtr 3: 0; 2011 Qtr 4: 0 | 3
0 | 253142-Commercial HVAC Diagnostic/Tune-up Com All CZ10 VintAll |  | System | Commercial | 01-ALC-AllCommercial-Cooling | 0 |  |  |  |  | 45.3009 | 0 | 35 | 0 | 0 | 10.3009 | 214 |  | kWh | 0.15 | 0 | Commercial | [7 empty] | 10 | 0.85 |  |  |  | 0 | 3 | 0 | 0 | 0 | 0 | 0 | 0 | 0 | 0 | 0 | 0 | 2009 Qtr 1: 3; 2009 Qtr 2: 0; 2009 Qtr 3: 0; 2009 Qtr 4: 0; 2010 Qtr 1: 0; 2010 Qtr 2: 0; 2010 Qtr 3: 0; 2010 Qtr 4: 0; 2011 Qtr 1: 0; 2011 Qtr 2: 0; 2011 Qtr 3: 0; 2011 Qtr 4: 0 | 3
0 | 253145-Commercial Condensor Coil Cleaning (all units - savings at 50% of DEER) Com All CZ10 VintAll |  | System | Commercial | 01-ALC-AllCommercial-Cooling | 0 |  |  |  |  | 10 | 0 | 18 | 0 | 0 | -8 | 74 |  | kWh | 0.0665 | 0 | Commercial | [7 empty] | 3 | 0.85 |  |  |  | 0 | 3 | 0 | 0 | 0 | 0 | 0 | 0 | 0 | 0 | 0 | 0 | 2009 Qtr 1: 3; 2009 Qtr 2: 0; 2009 Qtr 3: 0; 2009 Qtr 4: 0; 2010 Qtr 1: 0; 2010 Qtr 2: 0; 2010 Qtr 3: 0; 2010 Qtr 4: 0; 2011 Qtr 1: 0; 2011 Qtr 2: 0; 2011 Qtr 3: 0; 2011 Qtr 4: 0 | 3
0 | 253142-Commercial HVAC Diagnostic/Tune-up Com All CZ10 VintAll |  | System | Commercial | 01-ALC-AllCommercial-Cooling | 0 |  |  |  |  | 45.3009 | 0 | 35 | 0 | 0 | 10.3009 | 214 |  | kWh | 0.15 | 0 | Commercial | [7 empty] | 10 | 0.85 |  |  |  | 0 | 3 | 0 | 0 | 0 | 0 | 0 | 0 | 0 | 0 | 0 | 0 | 2009 Qtr 1: 3; 2009 Qtr 2: 0; 2009 Qtr 3: 0; 2009 Qtr 4: 0; 2010 Qtr 1: 0; 2010 Qtr 2: 0; 2010 Qtr 3: 0; 2010 Qtr 4: 0; 2011 Qtr 1: 0; 2011 Qtr 2: 0; 2011 Qtr 3: 0; 2011 Qtr 4: 0 | 3
0 | 253145-Commercial Condensor Coil Cleaning (all units - savings at 50% of DEER) Com All CZ10 VintAll |  | System | Commercial | 01-ALC-AllCommercial-Cooling | 0 |  |  |  |  | 10 | 0 | 18 | 0 | 0 | -8 | 74 |  | kWh | 0.0665 | 0 | Commercial | [7 empty] | 3 | 0.85 |  |  |  | 0 | 3 | 0 | 0 | 0 | 0 | 0 | 0 | 0 | 0 | 0 | 0 | 2009 Qtr 1: 3; 2009 Qtr 2: 0; 2009 Qtr 3: 0; 2009 Qtr 4: 0; 2010 Qtr 1: 0; 2010 Qtr 2: 0; 2010 Qtr 3: 0; 2010 Qtr 4: 0; 2011 Qtr 1: 0; 2011 Qtr 2: 0; 2011 Qtr 3: 0; 2011 Qtr 4: 0 | 3
0 | 253145-Commercial Condensor Coil Cleaning (all units - savings at 50% of DEER) Com All CZ10 VintAll |  | System | Commercial | 01-ALC-AllCommercial-Cooling | 0 |  |  |  |  | 10 | 0 | 18 | 0 | 0 | -8 | 74 |  | kWh | 0.0665 | 0 | Commercial | [7 empty] | 3 | 0.85 |  |  |  | 0 | 3 | 0 | 0 | 0 | 0 | 0 | 0 | 0 | 0 | 0 | 0 | 2009 Qtr 1: 3; 2009 Qtr 2: 0; 2009 Qtr 3: 0; 2009 Qtr 4: 0; 2010 Qtr 1: 0; 2010 Qtr 2: 0; 2010 Qtr 3: 0; 2010 Qtr 4: 0; 2011 Qtr 1: 0; 2011 Qtr 2: 0; 2011 Qtr 3: 0; 2011 Qtr 4: 0 | 3
0 | 253142-Commercial HVAC Diagnostic/Tune-up Com All CZ10 VintAll |  | System | Commercial | 01-ALC-AllCommercial-Cooling | 0 |  |  |  |  | 45.3009 | 0 | 35 | 0 | 0 | 10.3009 | 214 |  | kWh | 0.15 | 0 | Commercial | [7 empty] | 10 | 0.85 |  |  |  | 0 | 6 | 0 | 0 | 0 | 0 | 0 | 0 | 0 | 0 | 0 | 0 | 2009 Qtr 1: 6; 2009 Qtr 2: 0; 2009 Qtr 3: 0; 2009 Qtr 4: 0; 2010 Qtr 1: 0; 2010 Qtr 2: 0; 2010 Qtr 3: 0; 2010 Qtr 4: 0; 2011 Qtr 1: 0; 2011 Qtr 2: 0; 2011 Qtr 3: 0; 2011 Qtr 4: 0 | 6
0 | 253145-Commercial Condensor Coil Cleaning (all units - savings at 50% of DEER) Com All CZ10 VintAll |  | System | Commercial | 01-ALC-AllCommercial-Cooling | 0 |  |  |  |  | 10 | 0 | 18 | 0 | 0 | -8 | 74 |  | kWh | 0.0665 | 0 | Commercial | [7 empty] | 3 | 0.85 |  |  |  | 0 | 6 | 0 | 0 | 0 | 0 | 0 | 0 | 0 | 0 | 0 | 0 | 2009 Qtr 1: 6; 2009 Qtr 2: 0; 2009 Qtr 3: 0; 2009 Qtr 4: 0; 2010 Qtr 1: 0; 2010 Qtr 2: 0; 2010 Qtr 3: 0; 2010 Qtr 4: 0; 2011 Qtr 1: 0; 2011 Qtr 2: 0; 2011 Qtr 3: 0; 2011 Qtr 4: 0 | 6
0 | 253142-Commercial HVAC Diagnostic/Tune-up Com All CZ10 VintAll |  | System | Commercial | 01-ALC-AllCommercial-Cooling | 0 |  |  |  |  | 45.3009 | 0 | 52.5 | 0 | 0 | -7.1991 | 214 |  | kWh | 0.15 | 0 | Commercial | [7 empty] | 10 | 0.85 |  |  |  | 0 | 1 | 0 | 0 | 0 | 0 | 0 | 0 | 0 | 0 | 0 | 0 | 2009 Qtr 1: 1; 2009 Qtr 2: 0; 2009 Qtr 3: 0; 2009 Qtr 4: 0; 2010 Qtr 1: 0; 2010 Qtr 2: 0; 2010 Qtr 3: 0; 2010 Qtr 4: 0; 2011 Qtr 1: 0; 2011 Qtr 2: 0; 2011 Qtr 3: 0; 2011 Qtr 4: 0 | 1
0 | 253145-Commercial Condensor Coil Cleaning (all units - savings at 50% of DEER) Com All CZ10 VintAll |  | System | Commercial | 01-ALC-AllCommercial-Cooling | 0 |  |  |  |  | 10 | 0 | 27 | 0 | 0 | -17 | 74 |  | kWh | 0.0665 | 0 | Commercial | [7 empty] | 3 | 0.85 |  |  |  | 0 | 1 | 0 | 0 | 0 | 0 | 0 | 0 | 0 | 0 | 0 | 0 | 2009 Qtr 1: 1; 2009 Qtr 2: 0; 2009 Qtr 3: 0; 2009 Qtr 4: 0; 2010 Qtr 1: 0; 2010 Qtr 2: 0; 2010 Qtr 3: 0; 2010 Qtr 4: 0; 2011 Qtr 1: 0; 2011 Qtr 2: 0; 2011 Qtr 3: 0; 2011 Qtr 4: 0 | 1
0 | 253142-Commercial HVAC Diagnostic/Tune-up Com All CZ10 VintAll |  | System | Commercial | 01-ALC-AllCommercial-Cooling | 0 |  |  |  |  | 45.3009 | 0 | 35 | 0 | 0 | 10.3009 | 214 |  | kWh | 0.15 | 0 | Commercial | [7 empty] | 10 | 0.85 |  |  |  | 0 | 5 | 0 | 0 | 0 | 0 | 0 | 0 | 0 | 0 | 0 | 0 | 2009 Qtr 1: 5; 2009 Qtr 2: 0; 2009 Qtr 3: 0; 2009 Qtr 4: 0; 2010 Qtr 1: 0; 2010 Qtr 2: 0; 2010 Qtr 3: 0; 2010 Qtr 4: 0; 2011 Qtr 1: 0; 2011 Qtr 2: 0; 2011 Qtr 3: 0; 2011 Qtr 4: 0 | 5
0 | 253145-Commercial Condensor Coil Cleaning (all units - savings at 50% of DEER) Com All CZ10 VintAll |  | System | Commercial | 01-ALC-AllCommercial-Cooling | 0 |  |  |  |  | 10 | 0 | 18 | 0 | 0 | -8 | 74 |  | kWh | 0.0665 | 0 | Commercial | [7 empty] | 3 | 0.85 |  |  |  | 0 | 5 | 0 | 0 | 0 | 0 | 0 | 0 | 0 | 0 | 0 | 0 | 2009 Qtr 1: 5; 2009 Qtr 2: 0; 2009 Qtr 3: 0; 2009 Qtr 4: 0; 2010 Qtr 1: 0; 2010 Qtr 2: 0; 2010 Qtr 3: 0; 2010 Qtr 4: 0; 2011 Qtr 1: 0; 2011 Qtr 2: 0; 2011 Qtr 3: 0; 2011 Qtr 4: 0 | 5
0 | 253142-Commercial HVAC Diagnostic/Tune-up Com All CZ10 VintAll |  | System | Commercial | 01-ALC-AllCommercial-Cooling | 0 |  |  |  |  | 45.3009 | 0 | 35 | 0 | 0 | 10.3009 | 214 |  | kWh | 0.15 | 0 | Commercial | [7 empty] | 10 | 0.85 |  |  |  | 0 | 5 | 0 | 0 | 0 | 0 | 0 | 0 | 0 | 0 | 0 | 0 | 2009 Qtr 1: 5; 2009 Qtr 2: 0; 2009 Qtr 3: 0; 2009 Qtr 4: 0; 2010 Qtr 1: 0; 2010 Qtr 2: 0; 2010 Qtr 3: 0; 2010 Qtr 4: 0; 2011 Qtr 1: 0; 2011 Qtr 2: 0; 2011 Qtr 3: 0; 2011 Qtr 4: 0 | 5
0 | 253145-Commercial Condensor Coil Cleaning (all units - savings at 50% of DEER) Com All CZ10 VintAll |  | System | Commercial | 01-ALC-AllCommercial-Cooling | 0 |  |  |  |  | 10 | 0 | 18 | 0 | 0 | -8 | 74 |  | kWh | 0.0665 | 0 | Commercial | [7 empty] | 3 | 0.85 |  |  |  | 0 | 5 | 0 | 0 | 0 | 0 | 0 | 0 | 0 | 0 | 0 | 0 | 2009 Qtr 1: 5; 2009 Qtr 2: 0; 2009 Qtr 3: 0; 2009 Qtr 4: 0; 2010 Qtr 1: 0; 2010 Qtr 2: 0; 2010 Qtr 3: 0; 2010 Qtr 4: 0; 2011 Qtr 1: 0; 2011 Qtr 2: 0; 2011 Qtr 3: 0; 2011 Qtr 4: 0 | 5
0 | 253142-Commercial HVAC Diagnostic/Tune-up Com All CZ10 VintAll |  | System | Commercial | 01-ALC-AllCommercial-Cooling | 0 |  |  |  |  | 45.3009 | 0 | 35 | 0 | 0 | 10.3009 | 214 |  | kWh | 0.15 | 0 | Commercial | [7 empty] | 10 | 0.85 |  |  |  | 0 | 6 | 0 | 0 | 0 | 0 | 0 | 0 | 0 | 0 | 0 | 0 | 2009 Qtr 1: 6; 2009 Qtr 2: 0; 2009 Qtr 3: 0; 2009 Qtr 4: 0; 2010 Qtr 1: 0; 2010 Qtr 2: 0; 2010 Qtr 3: 0; 2010 Qtr 4: 0; 2011 Qtr 1: 0; 2011 Qtr 2: 0; 2011 Qtr 3: 0; 2011 Qtr 4: 0 | 6
0 | 253145-Commercial Condensor Coil Cleaning (all units - savings at 50% of DEER) Com All CZ10 VintAll |  | System | Commercial | 01-ALC-AllCommercial-Cooling | 0 |  |  |  |  | 10 | 0 | 18 | 0 | 0 | -8 | 74 |  | kWh | 0.0665 | 0 | Commercial | [7 empty] | 3 | 0.85 |  |  |  | 0 | 6 | 0 | 0 | 0 | 0 | 0 | 0 | 0 | 0 | 0 | 0 | 2009 Qtr 1: 6; 2009 Qtr 2: 0; 2009 Qtr 3: 0; 2009 Qtr 4: 0; 2010 Qtr 1: 0; 2010 Qtr 2: 0; 2010 Qtr 3: 0; 2010 Qtr 4: 0; 2011 Qtr 1: 0; 2011 Qtr 2: 0; 2011 Qtr 3: 0; 2011 Qtr 4: 0 | 6
0 | 253142-Commercial HVAC Diagnostic/Tune-up Com All CZ10 VintAll |  | System | Commercial | 01-ALC-AllCommercial-Cooling | 0 |  |  |  |  | 45.3009 | 0 | 55.3 | 0 | 0 | -9.9991 | 214 |  | kWh | 0.15 | 0 | Commercial | [7 empty] | 10 | 0.85 |  |  |  | 0 | 3 | 0 | 0 | 0 | 0 | 0 | 0 | 0 | 0 | 0 | 0 | 2009 Qtr 1: 3; 2009 Qtr 2: 0; 2009 Qtr 3: 0; 2009 Qtr 4: 0; 2010 Qtr 1: 0; 2010 Qtr 2: 0; 2010 Qtr 3: 0; 2010 Qtr 4: 0; 2011 Qtr 1: 0; 2011 Qtr 2: 0; 2011 Qtr 3: 0; 2011 Qtr 4: 0 | 3
0 | 253145-Commercial Condensor Coil Cleaning (all units - savings at 50% of DEER) Com All CZ10 VintAll |  | System | Commercial | 01-ALC-AllCommercial-Cooling | 0 |  |  |  |  | 10 | 0 | 10 | 0 | 0 | 0 | 74 |  | kWh | 0.0665 | 0 | Commercial | [7 empty] | 3 | 0.85 |  |  |  | 0 | 3 | 0 | 0 | 0 | 0 | 0 | 0 | 0 | 0 | 0 | 0 | 2009 Qtr 1: 3; 2009 Qtr 2: 0; 2009 Qtr 3: 0; 2009 Qtr 4: 0; 2010 Qtr 1: 0; 2010 Qtr 2: 0; 2010 Qtr 3: 0; 2010 Qtr 4: 0; 2011 Qtr 1: 0; 2011 Qtr 2: 0; 2011 Qtr 3: 0; 2011 Qtr 4: 0 | 3
0 | 253142-Commercial HVAC Diagnostic/Tune-up Com All CZ10 VintAll |  | System | Commercial | 01-ALC-AllCommercial-Cooling | 0 |  |  |  |  | 45.3009 | 0 | 35 | 0 | 0 | 10.3009 | 214 |  | kWh | 0.15 | 0 | Commercial | [7 empty] | 10 | 0.85 |  |  |  | 0 | 3 | 0 | 0 | 0 | 0 | 0 | 0 | 0 | 0 | 0 | 0 | 2009 Qtr 1: 3; 2009 Qtr 2: 0; 2009 Qtr 3: 0; 2009 Qtr 4: 0; 2010 Qtr 1: 0; 2010 Qtr 2: 0; 2010 Qtr 3: 0; 2010 Qtr 4: 0; 2011 Qtr 1: 0; 2011 Qtr 2: 0; 2011 Qtr 3: 0; 2011 Qtr 4: 0 | 3
0 | 253145-Commercial Condensor Coil Cleaning (all units - savings at 50% of DEER) Com All CZ10 VintAll |  | System | Commercial | 01-ALC-AllCommercial-Cooling | 0 |  |  |  |  | 10 | 0 | 18 | 0 | 0 | -8 | 74 |  | kWh | 0.0665 | 0 | Commercial | [7 empty] | 3 | 0.85 |  |  |  | 0 | 3 | 0 | 0 | 0 | 0 | 0 | 0 | 0 | 0 | 0 | 0 | 2009 Qtr 1: 3; 2009 Qtr 2: 0; 2009 Qtr 3: 0; 2009 Qtr 4: 0; 2010 Qtr 1: 0; 2010 Qtr 2: 0; 2010 Qtr 3: 0; 2010 Qtr 4: 0; 2011 Qtr 1: 0; 2011 Qtr 2: 0; 2011 Qtr 3: 0; 2011 Qtr 4: 0 | 3
0 | 253142-Commercial HVAC Diagnostic/Tune-up Com All CZ10 VintAll |  | System | Commercial | 01-ALC-AllCommercial-Cooling | 0 |  |  |  |  | 45.3009 | 0 | 43.75 | 0 | 0 | 1.5509 | 214 |  | kWh | 0.15 | 0 | Commercial | [7 empty] | 10 | 0.85 |  |  |  | 0 | 2 | 0 | 0 | 0 | 0 | 0 | 0 | 0 | 0 | 0 | 0 | 2009 Qtr 1: 2; 2009 Qtr 2: 0; 2009 Qtr 3: 0; 2009 Qtr 4: 0; 2010 Qtr 1: 0; 2010 Qtr 2: 0; 2010 Qtr 3: 0; 2010 Qtr 4: 0; 2011 Qtr 1: 0; 2011 Qtr 2: 0; 2011 Qtr 3: 0; 2011 Qtr 4: 0 | 2
0 | 253145-Commercial Condensor Coil Cleaning (all units - savings at 50% of DEER) Com All CZ10 VintAll |  | System | Commercial | 01-ALC-AllCommercial-Cooling | 0 |  |  |  |  | 10 | 0 | 22.5 | 0 | 0 | -12.5 | 74 |  | kWh | 0.0665 | 0 | Commercial | [7 empty] | 3 | 0.85 |  |  |  | 0 | 2 | 0 | 0 | 0 | 0 | 0 | 0 | 0 | 0 | 0 | 0 | 2009 Qtr 1: 2; 2009 Qtr 2: 0; 2009 Qtr 3: 0; 2009 Qtr 4: 0; 2010 Qtr 1: 0; 2010 Qtr 2: 0; 2010 Qtr 3: 0; 2010 Qtr 4: 0; 2011 Qtr 1: 0; 2011 Qtr 2: 0; 2011 Qtr 3: 0; 2011 Qtr 4: 0 | 2
0 | 253142-Commercial HVAC Diagnostic/Tune-up Com All CZ10 VintAll |  | System | Commercial | 01-ALC-AllCommercial-Cooling | 0 |  |  |  |  | 45.3009 | 0 | 35 | 0 | 0 | 10.3009 | 214 |  | kWh | 0.15 | 0 | Commercial | [7 empty] | 10 | 0.85 |  |  |  | 0 | 4 | 0 | 0 | 0 | 0 | 0 | 0 | 0 | 0 | 0 | 0 | 2009 Qtr 1: 4; 2009 Qtr 2: 0; 2009 Qtr 3: 0; 2009 Qtr 4: 0; 2010 Qtr 1: 0; 2010 Qtr 2: 0; 2010 Qtr 3: 0; 2010 Qtr 4: 0; 2011 Qtr 1: 0; 2011 Qtr 2: 0; 2011 Qtr 3: 0; 2011 Qtr 4: 0 | 4
0 | 253145-Commercial Condensor Coil Cleaning (all units - savings at 50% of DEER) Com All CZ10 VintAll |  | System | Commercial | 01-ALC-AllCommercial-Cooling | 0 |  |  |  |  | 10 | 0 | 18 | 0 | 0 | -8 | 74 |  | kWh | 0.0665 | 0 | Commercial | [7 empty] | 3 | 0.85 |  |  |  | 0 | 4 | 0 | 0 | 0 | 0 | 0 | 0 | 0 | 0 | 0 | 0 | 2009 Qtr 1: 4; 2009 Qtr 2: 0; 2009 Qtr 3: 0; 2009 Qtr 4: 0; 2010 Qtr 1: 0; 2010 Qtr 2: 0; 2010 Qtr 3: 0; 2010 Qtr 4: 0; 2011 Qtr 1: 0; 2011 Qtr 2: 0; 2011 Qtr 3: 0; 2011 Qtr 4: 0 | 4
0 | 253142-Commercial HVAC Diagnostic/Tune-up Com All CZ10 VintAll |  | System | Commercial | 01-ALC-AllCommercial-Cooling | 0 |  |  |  |  | 45.3009 | 0 | 35 | 0 | 0 | 10.3009 | 214 |  | kWh | 0.15 | 0 | Commercial | [7 empty] | 10 | 0.85 |  |  |  | 0 | 3 | 0 | 0 | 0 | 0 | 0 | 0 | 0 | 0 | 0 | 0 | 2009 Qtr 1: 3; 2009 Qtr 2: 0; 2009 Qtr 3: 0; 2009 Qtr 4: 0; 2010 Qtr 1: 0; 2010 Qtr 2: 0; 2010 Qtr 3: 0; 2010 Qtr 4: 0; 2011 Qtr 1: 0; 2011 Qtr 2: 0; 2011 Qtr 3: 0; 2011 Qtr 4: 0 | 3
0 | 253145-Commercial Condensor Coil Cleaning (all units - savings at 50% of DEER) Com All CZ10 VintAll |  | System | Commercial | 01-ALC-AllCommercial-Cooling | 0 |  |  |  |  | 10 | 0 | 18 | 0 | 0 | -8 | 74 |  | kWh | 0.0665 | 0 | Commercial | [7 empty] | 3 | 0.85 |  |  |  | 0 | 3 | 0 | 0 | 0 | 0 | 0 | 0 | 0 | 0 | 0 | 0 | 2009 Qtr 1: 3; 2009 Qtr 2: 0; 2009 Qtr 3: 0; 2009 Qtr 4: 0; 2010 Qtr 1: 0; 2010 Qtr 2: 0; 2010 Qtr 3: 0; 2010 Qtr 4: 0; 2011 Qtr 1: 0; 2011 Qtr 2: 0; 2011 Qtr 3: 0; 2011 Qtr 4: 0 | 3
0 | 253142-Commercial HVAC Diagnostic/Tune-up Com All CZ10 VintAll |  | System | Commercial | 01-ALC-AllCommercial-Cooling | 0 |  |  |  |  | 45.3009 | 0 | 35 | 0 | 0 | 10.3009 | 214 |  | kWh | 0.15 | 0 | Commercial | [7 empty] | 10 | 0.85 |  |  |  | 0 | 3 | 0 | 0 | 0 | 0 | 0 | 0 | 0 | 0 | 0 | 0 | 2009 Qtr 1: 3; 2009 Qtr 2: 0; 2009 Qtr 3: 0; 2009 Qtr 4: 0; 2010 Qtr 1: 0; 2010 Qtr 2: 0; 2010 Qtr 3: 0; 2010 Qtr 4: 0; 2011 Qtr 1: 0; 2011 Qtr 2: 0; 2011 Qtr 3: 0; 2011 Qtr 4: 0 | 3
0 | 253145-Commercial Condensor Coil Cleaning (all units - savings at 50% of DEER) Com All CZ10 VintAll |  | System | Commercial | 01-ALC-AllCommercial-Cooling | 0 |  |  |  |  | 10 | 0 | 18 | 0 | 0 | -8 | 74 |  | kWh | 0.0665 | 0 | Commercial | [7 empty] | 3 | 0.85 |  |  |  | 0 | 3 | 0 | 0 | 0 | 0 | 0 | 0 | 0 | 0 | 0 | 0 | 2009 Qtr 1: 3; 2009 Qtr 2: 0; 2009 Qtr 3: 0; 2009 Qtr 4: 0; 2010 Qtr 1: 0; 2010 Qtr 2: 0; 2010 Qtr 3: 0; 2010 Qtr 4: 0; 2011 Qtr 1: 0; 2011 Qtr 2: 0; 2011 Qtr 3: 0; 2011 Qtr 4: 0 | 3
0 | 253142-Commercial HVAC Diagnostic/Tune-up Com All CZ10 VintAll |  | System | Commercial | 01-ALC-AllCommercial-Cooling | 0 |  |  |  |  | 45.3009 | 0 | 55.3 | 0 | 0 | -9.9991 | 214 |  | kWh | 0.15 | 0 | Commercial | [7 empty] | 10 | 0.85 |  |  |  | 0 | 5 | 0 | 0 | 0 | 0 | 0 | 0 | 0 | 0 | 0 | 0 | 2009 Qtr 1: 5; 2009 Qtr 2: 0; 2009 Qtr 3: 0; 2009 Qtr 4: 0; 2010 Qtr 1: 0; 2010 Qtr 2: 0; 2010 Qtr 3: 0; 2010 Qtr 4: 0; 2011 Qtr 1: 0; 2011 Qtr 2: 0; 2011 Qtr 3: 0; 2011 Qtr 4: 0 | 5
0 | 253145-Commercial Condensor Coil Cleaning (all units - savings at 50% of DEER) Com All CZ10 VintAll |  | System | Commercial | 01-ALC-AllCommercial-Cooling | 0 |  |  |  |  | 10 | 0 | 10 | 0 | 0 | 0 | 74 |  | kWh | 0.0665 | 0 | Commercial | [7 empty] | 3 | 0.85 |  |  |  | 0 | 5 | 0 | 0 | 0 | 0 | 0 | 0 | 0 | 0 | 0 | 0 | 2009 Qtr 1: 5; 2009 Qtr 2: 0; 2009 Qtr 3: 0; 2009 Qtr 4: 0; 2010 Qtr 1: 0; 2010 Qtr 2: 0; 2010 Qtr 3: 0; 2010 Qtr 4: 0; 2011 Qtr 1: 0; 2011 Qtr 2: 0; 2011 Qtr 3: 0; 2011 Qtr 4: 0 | 5
0 | 253142-Commercial HVAC Diagnostic/Tune-up Com All CZ10 VintAll |  | System | Commercial | 01-ALC-AllCommercial-Cooling | 0 |  |  |  |  | 45.3009 | 0 | 55.3 | 0 | 0 | -9.9991 | 214 |  | kWh | 0.15 | 0 | Commercial | [7 empty] | 10 | 0.85 |  |  |  | 0 | 5 | 0 | 0 | 0 | 0 | 0 | 0 | 0 | 0 | 0 | 0 | 2009 Qtr 1: 5; 2009 Qtr 2: 0; 2009 Qtr 3: 0; 2009 Qtr 4: 0; 2010 Qtr 1: 0; 2010 Qtr 2: 0; 2010 Qtr 3: 0; 2010 Qtr 4: 0; 2011 Qtr 1: 0; 2011 Qtr 2: 0; 2011 Qtr 3: 0; 2011 Qtr 4: 0 | 5
0 | 253145-Commercial Condensor Coil Cleaning (all units - savings at 50% of DEER) Com All CZ10 VintAll |  | System | Commercial | 01-ALC-AllCommercial-Cooling | 0 |  |  |  |  | 10 | 0 | 10 | 0 | 0 | 0 | 74 |  | kWh | 0.0665 | 0 | Commercial | [7 empty] | 3 | 0.85 |  |  |  | 0 | 5 | 0 | 0 | 0 | 0 | 0 | 0 | 0 | 0 | 0 | 0 | 2009 Qtr 1: 5; 2009 Qtr 2: 0; 2009 Qtr 3: 0; 2009 Qtr 4: 0; 2010 Qtr 1: 0; 2010 Qtr 2: 0; 2010 Qtr 3: 0; 2010 Qtr 4: 0; 2011 Qtr 1: 0; 2011 Qtr 2: 0; 2011 Qtr 3: 0; 2011 Qtr 4: 0 | 5
0 | 253142-Commercial HVAC Diagnostic/Tune-up Com All CZ10 VintAll |  | System | Commercial | 01-ALC-AllCommercial-Cooling | 0 |  |  |  |  | 45.3009 | 0 | 35 | 0 | 0 | 10.3009 | 214 |  | kWh | 0.15 | 0 | Commercial | [7 empty] | 10 | 0.85 |  |  |  | 0 | 4 | 0 | 0 | 0 | 0 | 0 | 0 | 0 | 0 | 0 | 0 | 2009 Qtr 1: 4; 2009 Qtr 2: 0; 2009 Qtr 3: 0; 2009 Qtr 4: 0; 2010 Qtr 1: 0; 2010 Qtr 2: 0; 2010 Qtr 3: 0; 2010 Qtr 4: 0; 2011 Qtr 1: 0; 2011 Qtr 2: 0; 2011 Qtr 3: 0; 2011 Qtr 4: 0 | 4
0 | 253145-Commercial Condensor Coil Cleaning (all units - savings at 50% of DEER) Com All CZ10 VintAll |  | System | Commercial | 01-ALC-AllCommercial-Cooling | 0 |  |  |  |  | 10 | 0 | 18 | 0 | 0 | -8 | 74 |  | kWh | 0.0665 | 0 | Commercial | [7 empty] | 3 | 0.85 |  |  |  | 0 | 4 | 0 | 0 | 0 | 0 | 0 | 0 | 0 | 0 | 0 | 0 | 2009 Qtr 1: 4; 2009 Qtr 2: 0; 2009 Qtr 3: 0; 2009 Qtr 4: 0; 2010 Qtr 1: 0; 2010 Qtr 2: 0; 2010 Qtr 3: 0; 2010 Qtr 4: 0; 2011 Qtr 1: 0; 2011 Qtr 2: 0; 2011 Qtr 3: 0; 2011 Qtr 4: 0 | 4
0 | 253142-Commercial HVAC Diagnostic/Tune-up Com All CZ10 VintAll |  | System | Commercial | 01-ALC-AllCommercial-Cooling | 0 |  |  |  |  | 45.3009 | 0 | 40.8333 | 0 | 0 | 4.4676 | 214 |  | kWh | 0.15 | 0 | Commercial | [7 empty] | 10 | 0.85 |  |  |  | 0 | 3 | 0 | 0 | 0 | 0 | 0 | 0 | 0 | 0 | 0 | 0 | 2009 Qtr 1: 3; 2009 Qtr 2: 0; 2009 Qtr 3: 0; 2009 Qtr 4: 0; 2010 Qtr 1: 0; 2010 Qtr 2: 0; 2010 Qtr 3: 0; 2010 Qtr 4: 0; 2011 Qtr 1: 0; 2011 Qtr 2: 0; 2011 Qtr 3: 0; 2011 Qtr 4: 0 | 3
0 | 253145-Commercial Condensor Coil Cleaning (all units - savings at 50% of DEER) Com All CZ10 VintAll |  | System | Commercial | 01-ALC-AllCommercial-Cooling | 0 |  |  |  |  | 10 | 0 | 21 | 0 | 0 | -11 | 74 |  | kWh | 0.0665 | 0 | Commercial | [7 empty] | 3 | 0.85 |  |  |  | 0 | 3 | 0 | 0 | 0 | 0 | 0 | 0 | 0 | 0 | 0 | 0 | 2009 Qtr 1: 3; 2009 Qtr 2: 0; 2009 Qtr 3: 0; 2009 Qtr 4: 0; 2010 Qtr 1: 0; 2010 Qtr 2: 0; 2010 Qtr 3: 0; 2010 Qtr 4: 0; 2011 Qtr 1: 0; 2011 Qtr 2: 0; 2011 Qtr 3: 0; 2011 Qtr 4: 0 | 3
0 | 253142-Commercial HVAC Diagnostic/Tune-up Com All CZ10 VintAll |  | System | Commercial | 01-ALC-AllCommercial-Cooling | 0 |  |  |  |  | 45.3009 | 0 | 35 | 0 | 0 | 10.3009 | 214 |  | kWh | 0.15 | 0 | Commercial | [7 empty] | 10 | 0.85 |  |  |  | 0 | 4 | 0 | 0 | 0 | 0 | 0 | 0 | 0 | 0 | 0 | 0 | 2009 Qtr 1: 4; 2009 Qtr 2: 0; 2009 Qtr 3: 0; 2009 Qtr 4: 0; 2010 Qtr 1: 0; 2010 Qtr 2: 0; 2010 Qtr 3: 0; 2010 Qtr 4: 0; 2011 Qtr 1: 0; 2011 Qtr 2: 0; 2011 Qtr 3: 0; 2011 Qtr 4: 0 | 4
0 | 253145-Commercial Condensor Coil Cleaning (all units - savings at 50% of DEER) Com All CZ10 VintAll |  | System | Commercial | 01-ALC-AllCommercial-Cooling | 0 |  |  |  |  | 10 | 0 | 18 | 0 | 0 | -8 | 74 |  | kWh | 0.0665 | 0 | Commercial | [7 empty] | 3 | 0.85 |  |  |  | 0 | 4 | 0 | 0 | 0 | 0 | 0 | 0 | 0 | 0 | 0 | 0 | 2009 Qtr 1: 4; 2009 Qtr 2: 0; 2009 Qtr 3: 0; 2009 Qtr 4: 0; 2010 Qtr 1: 0; 2010 Qtr 2: 0; 2010 Qtr 3: 0; 2010 Qtr 4: 0; 2011 Qtr 1: 0; 2011 Qtr 2: 0; 2011 Qtr 3: 0; 2011 Qtr 4: 0 | 4
0 | 253142-Commercial HVAC Diagnostic/Tune-up Com All CZ10 VintAll |  | System | Commercial | 01-ALC-AllCommercial-Cooling | 0 |  |  |  |  | 45.3009 | 0 | 35 | 0 | 0 | 10.3009 | 214 |  | kWh | 0.15 | 0 | Commercial | [7 empty] | 10 | 0.85 |  |  |  | 0 | 4 | 0 | 0 | 0 | 0 | 0 | 0 | 0 | 0 | 0 | 0 | 2009 Qtr 1: 4; 2009 Qtr 2: 0; 2009 Qtr 3: 0; 2009 Qtr 4: 0; 2010 Qtr 1: 0; 2010 Qtr 2: 0; 2010 Qtr 3: 0; 2010 Qtr 4: 0; 2011 Qtr 1: 0; 2011 Qtr 2: 0; 2011 Qtr 3: 0; 2011 Qtr 4: 0 | 4
0 | 253145-Commercial Condensor Coil Cleaning (all units - savings at 50% of DEER) Com All CZ10 VintAll |  | System | Commercial | 01-ALC-AllCommercial-Cooling | 0 |  |  |  |  | 10 | 0 | 18 | 0 | 0 | -8 | 74 |  | kWh | 0.0665 | 0 | Commercial | [7 empty] | 3 | 0.85 |  |  |  | 0 | 4 | 0 | 0 | 0 | 0 | 0 | 0 | 0 | 0 | 0 | 0 | 2009 Qtr 1: 4; 2009 Qtr 2: 0; 2009 Qtr 3: 0; 2009 Qtr 4: 0; 2010 Qtr 1: 0; 2010 Qtr 2: 0; 2010 Qtr 3: 0; 2010 Qtr 4: 0; 2011 Qtr 1: 0; 2011 Qtr 2: 0; 2011 Qtr 3: 0; 2011 Qtr 4: 0 | 4
0 | 253142-Commercial HVAC Diagnostic/Tune-up Com All CZ10 VintAll |  | System | Commercial | 01-ALC-AllCommercial-Cooling | 0 |  |  |  |  | 45.3009 | 0 | 35 | 0 | 0 | 10.3009 | 214 |  | kWh | 0.15 | 0 | Commercial | [7 empty] | 10 | 0.85 |  |  |  | 0 | 3 | 0 | 0 | 0 | 0 | 0 | 0 | 0 | 0 | 0 | 0 | 2009 Qtr 1: 3; 2009 Qtr 2: 0; 2009 Qtr 3: 0; 2009 Qtr 4: 0; 2010 Qtr 1: 0; 2010 Qtr 2: 0; 2010 Qtr 3: 0; 2010 Qtr 4: 0; 2011 Qtr 1: 0; 2011 Qtr 2: 0; 2011 Qtr 3: 0; 2011 Qtr 4: 0 | 3
0 | 253145-Commercial Condensor Coil Cleaning (all units - savings at 50% of DEER) Com All CZ10 VintAll |  | System | Commercial | 01-ALC-AllCommercial-Cooling | 0 |  |  |  |  | 10 | 0 | 18 | 0 | 0 | -8 | 74 |  | kWh | 0.0665 | 0 | Commercial | [7 empty] | 3 | 0.85 |  |  |  | 0 | 3 | 0 | 0 | 0 | 0 | 0 | 0 | 0 | 0 | 0 | 0 | 2009 Qtr 1: 3; 2009 Qtr 2: 0; 2009 Qtr 3: 0; 2009 Qtr 4: 0; 2010 Qtr 1: 0; 2010 Qtr 2: 0; 2010 Qtr 3: 0; 2010 Qtr 4: 0; 2011 Qtr 1: 0; 2011 Qtr 2: 0; 2011 Qtr 3: 0; 2011 Qtr 4: 0 | 3
0 | 253142-Commercial HVAC Diagnostic/Tune-up Com All CZ10 VintAll |  | System | Commercial | 01-ALC-AllCommercial-Cooling | 0 |  |  |  |  | 45.3009 | 0 | 35 | 0 | 0 | 10.3009 | 214 |  | kWh | 0.15 | 0 | Commercial | [7 empty] | 10 | 0.85 |  |  |  | 0 | 3 | 0 | 0 | 0 | 0 | 0 | 0 | 0 | 0 | 0 | 0 | 2009 Qtr 1: 3; 2009 Qtr 2: 0; 2009 Qtr 3: 0; 2009 Qtr 4: 0; 2010 Qtr 1: 0; 2010 Qtr 2: 0; 2010 Qtr 3: 0; 2010 Qtr 4: 0; 2011 Qtr 1: 0; 2011 Qtr 2: 0; 2011 Qtr 3: 0; 2011 Qtr 4: 0 | 3
0 | 253145-Commercial Condensor Coil Cleaning (all units - savings at 50% of DEER) Com All CZ10 VintAll |  | System | Commercial | 01-ALC-AllCommercial-Cooling | 0 |  |  |  |  | 10 | 0 | 18 | 0 | 0 | -8 | 74 |  | kWh | 0.0665 | 0 | Commercial | [7 empty] | 3 | 0.85 |  |  |  | 0 | 3 | 0 | 0 | 0 | 0 | 0 | 0 | 0 | 0 | 0 | 0 | 2009 Qtr 1: 3; 2009 Qtr 2: 0; 2009 Qtr 3: 0; 2009 Qtr 4: 0; 2010 Qtr 1: 0; 2010 Qtr 2: 0; 2010 Qtr 3: 0; 2010 Qtr 4: 0; 2011 Qtr 1: 0; 2011 Qtr 2: 0; 2011 Qtr 3: 0; 2011 Qtr 4: 0 | 3
0 | 253142-Commercial HVAC Diagnostic/Tune-up Com All CZ10 VintAll |  | System | Commercial | 01-ALC-AllCommercial-Cooling | 0 |  |  |  |  | 45.3009 | 0 | 55.3 | 0 | 0 | -9.9991 | 214 |  | kWh | 0.15 | 0 | Commercial | [7 empty] | 10 | 0.85 |  |  |  | 0 | 3 | 0 | 0 | 0 | 0 | 0 | 0 | 0 | 0 | 0 | 0 | 2009 Qtr 1: 3; 2009 Qtr 2: 0; 2009 Qtr 3: 0; 2009 Qtr 4: 0; 2010 Qtr 1: 0; 2010 Qtr 2: 0; 2010 Qtr 3: 0; 2010 Qtr 4: 0; 2011 Qtr 1: 0; 2011 Qtr 2: 0; 2011 Qtr 3: 0; 2011 Qtr 4: 0 | 3
0 | 253145-Commercial Condensor Coil Cleaning (all units - savings at 50% of DEER) Com All CZ10 VintAll |  | System | Commercial | 01-ALC-AllCommercial-Cooling | 0 |  |  |  |  | 10 | 0 | 10 | 0 | 0 | 0 | 74 |  | kWh | 0.0665 | 0 | Commercial | [7 empty] | 3 | 0.85 |  |  |  | 0 | 3 | 0 | 0 | 0 | 0 | 0 | 0 | 0 | 0 | 0 | 0 | 2009 Qtr 1: 3; 2009 Qtr 2: 0; 2009 Qtr 3: 0; 2009 Qtr 4: 0; 2010 Qtr 1: 0; 2010 Qtr 2: 0; 2010 Qtr 3: 0; 2010 Qtr 4: 0; 2011 Qtr 1: 0; 2011 Qtr 2: 0; 2011 Qtr 3: 0; 2011 Qtr 4: 0 | 3
0 | 253142-Commercial HVAC Diagnostic/Tune-up Com All CZ10 VintAll |  | System | Commercial | 01-ALC-AllCommercial-Cooling | 0 |  |  |  |  | 45.3009 | 0 | 35 | 0 | 0 | 10.3009 | 214 |  | kWh | 0.15 | 0 | Commercial | [7 empty] | 10 | 0.85 |  |  |  | 0 | 4 | 0 | 0 | 0 | 0 | 0 | 0 | 0 | 0 | 0 | 0 | 2009 Qtr 1: 4; 2009 Qtr 2: 0; 2009 Qtr 3: 0; 2009 Qtr 4: 0; 2010 Qtr 1: 0; 2010 Qtr 2: 0; 2010 Qtr 3: 0; 2010 Qtr 4: 0; 2011 Qtr 1: 0; 2011 Qtr 2: 0; 2011 Qtr 3: 0; 2011 Qtr 4: 0 | 4
0 | 253145-Commercial Condensor Coil Cleaning (all units - savings at 50% of DEER) Com All CZ10 VintAll |  | System | Commercial | 01-ALC-AllCommercial-Cooling | 0 |  |  |  |  | 10 | 0 | 18 | 0 | 0 | -8 | 74 |  | kWh | 0.0665 | 0 | Commercial | [7 empty] | 3 | 0.85 |  |  |  | 0 | 4 | 0 | 0 | 0 | 0 | 0 | 0 | 0 | 0 | 0 | 0 | 2009 Qtr 1: 4; 2009 Qtr 2: 0; 2009 Qtr 3: 0; 2009 Qtr 4: 0; 2010 Qtr 1: 0; 2010 Qtr 2: 0; 2010 Qtr 3: 0; 2010 Qtr 4: 0; 2011 Qtr 1: 0; 2011 Qtr 2: 0; 2011 Qtr 3: 0; 2011 Qtr 4: 0 | 4
0 | 253142-Commercial HVAC Diagnostic/Tune-up Com All CZ10 VintAll |  | System | Commercial | 01-ALC-AllCommercial-Cooling | 0 |  |  |  |  | 45.3009 | 0 | 35 | 0 | 0 | 10.3009 | 214 |  | kWh | 0.15 | 0 | Commercial | [7 empty] | 10 | 0.85 |  |  |  | 0 | 4 | 0 | 0 | 0 | 0 | 0 | 0 | 0 | 0 | 0 | 0 | 2009 Qtr 1: 4; 2009 Qtr 2: 0; 2009 Qtr 3: 0; 2009 Qtr 4: 0; 2010 Qtr 1: 0; 2010 Qtr 2: 0; 2010 Qtr 3: 0; 2010 Qtr 4: 0; 2011 Qtr 1: 0; 2011 Qtr 2: 0; 2011 Qtr 3: 0; 2011 Qtr 4: 0 | 4
0 | 253145-Commercial Condensor Coil Cleaning (all units - savings at 50% of DEER) Com All CZ10 VintAll |  | System | Commercial | 01-ALC-AllCommercial-Cooling | 0 |  |  |  |  | 10 | 0 | 18 | 0 | 0 | -8 | 74 |  | kWh | 0.0665 | 0 | Commercial | [7 empty] | 3 | 0.85 |  |  |  | 0 | 4 | 0 | 0 | 0 | 0 | 0 | 0 | 0 | 0 | 0 | 0 | 2009 Qtr 1: 4; 2009 Qtr 2: 0; 2009 Qtr 3: 0; 2009 Qtr 4: 0; 2010 Qtr 1: 0; 2010 Qtr 2: 0; 2010 Qtr 3: 0; 2010 Qtr 4: 0; 2011 Qtr 1: 0; 2011 Qtr 2: 0; 2011 Qtr 3: 0; 2011 Qtr 4: 0 | 4
0 | 253145-Commercial Condensor Coil Cleaning (all units - savings at 50% of DEER) Com All CZ10 VintAll |  | System | Commercial | 01-ALC-AllCommercial-Cooling | 0 |  |  |  |  | 10 | 0 | 18 | 0 | 0 | -8 | 74 |  | kWh | 0.0665 | 0 | Commercial | [7 empty] | 3 | 0.85 |  |  |  | 0 | 3 | 0 | 0 | 0 | 0 | 0 | 0 | 0 | 0 | 0 | 0 | 2009 Qtr 1: 0; 2009 Qtr 2: 0; 2009 Qtr 3: 0; 2009 Qtr 4: 3; 2010 Qtr 1: 0; 2010 Qtr 2: 0; 2010 Qtr 3: 0; 2010 Qtr 4: 0; 2011 Qtr 1: 0; 2011 Qtr 2: 0; 2011 Qtr 3: 0; 2011 Qtr 4: 0 | 3
0 | 253145-Commercial Condensor Coil Cleaning (all units - savings at 50% of DEER) Com All CZ10 VintAll |  | System | Commercial | 01-ALC-AllCommercial-Cooling | 0 |  |  |  |  | 10 | 0 | 18 | 0 | 0 | -8 | 74 |  | kWh | 0.0665 | 0 | Commercial | [7 empty] | 3 | 0.85 |  |  |  | 0 | 2 | 0 | 0 | 0 | 0 | 0 | 0 | 0 | 0 | 0 | 0 | 2009 Qtr 1: 0; 2009 Qtr 2: 0; 2009 Qtr 3: 0; 2009 Qtr 4: 2; 2010 Qtr 1: 0; 2010 Qtr 2: 0; 2010 Qtr 3: 0; 2010 Qtr 4: 0; 2011 Qtr 1: 0; 2011 Qtr 2: 0; 2011 Qtr 3: 0; 2011 Qtr 4: 0 | 2
0 | 253145-Commercial Condensor Coil Cleaning (all units - savings at 50% of DEER) Com All CZ10 VintAll |  | System | Commercial | 01-ALC-AllCommercial-Cooling | 0 |  |  |  |  | 10 | 0 | 18 | 0 | 0 | -8 | 74 |  | kWh | 0.0665 | 0 | Commercial | [7 empty] | 3 | 0.85 |  |  |  | 0 | 4 | 0 | 0 | 0 | 0 | 0 | 0 | 0 | 0 | 0 | 0 | 2009 Qtr 1: 0; 2009 Qtr 2: 0; 2009 Qtr 3: 0; 2009 Qtr 4: 4; 2010 Qtr 1: 0; 2010 Qtr 2: 0; 2010 Qtr 3: 0; 2010 Qtr 4: 0; 2011 Qtr 1: 0; 2011 Qtr 2: 0; 2011 Qtr 3: 0; 2011 Qtr 4: 0 | 4
0 | 253145-Commercial Condensor Coil Cleaning (all units - savings at 50% of DEER) Com All CZ10 VintAll |  | System | Commercial | 01-ALC-AllCommercial-Cooling | 0 |  |  |  |  | 10 | 0 | 18 | 0 | 0 | -8 | 74 |  | kWh | 0.0665 | 0 | Commercial | [7 empty] | 3 | 0.85 |  |  |  | 0 | 4 | 0 | 0 | 0 | 0 | 0 | 0 | 0 | 0 | 0 | 0 | 2009 Qtr 1: 0; 2009 Qtr 2: 0; 2009 Qtr 3: 0; 2009 Qtr 4: 4; 2010 Qtr 1: 0; 2010 Qtr 2: 0; 2010 Qtr 3: 0; 2010 Qtr 4: 0; 2011 Qtr 1: 0; 2011 Qtr 2: 0; 2011 Qtr 3: 0; 2011 Qtr 4: 0 | 4
0 | 253145-Commercial Condensor Coil Cleaning (all units - savings at 50% of DEER) Com All CZ10 VintAll |  | System | Commercial | 01-ALC-AllCommercial-Cooling | 0 |  |  |  |  | 10 | 0 | 18 | 0 | 0 | -8 | 74 |  | kWh | 0.0665 | 0 | Commercial | [7 empty] | 3 | 0.85 |  |  |  | 0 | 4 | 0 | 0 | 0 | 0 | 0 | 0 | 0 | 0 | 0 | 0 | 2009 Qtr 1: 0; 2009 Qtr 2: 0; 2009 Qtr 3: 0; 2009 Qtr 4: 4; 2010 Qtr 1: 0; 2010 Qtr 2: 0; 2010 Qtr 3: 0; 2010 Qtr 4: 0; 2011 Qtr 1: 0; 2011 Qtr 2: 0; 2011 Qtr 3: 0; 2011 Qtr 4: 0 | 4
0 | 253145-Commercial Condensor Coil Cleaning (all units - savings at 50% of DEER) Com All CZ10 VintAll |  | System | Commercial | 01-ALC-AllCommercial-Cooling | 0 |  |  |  |  | 10 | 0 | 18 | 0 | 0 | -8 | 74 |  | kWh | 0.0665 | 0 | Commercial | [7 empty] | 3 | 0.85 |  |  |  | 0 | 3 | 0 | 0 | 0 | 0 | 0 | 0 | 0 | 0 | 0 | 0 | 2009 Qtr 1: 0; 2009 Qtr 2: 0; 2009 Qtr 3: 0; 2009 Qtr 4: 3; 2010 Qtr 1: 0; 2010 Qtr 2: 0; 2010 Qtr 3: 0; 2010 Qtr 4: 0; 2011 Qtr 1: 0; 2011 Qtr 2: 0; 2011 Qtr 3: 0; 2011 Qtr 4: 0 | 3
0 | 253145-Commercial Condensor Coil Cleaning (all units - savings at 50% of DEER) Com All CZ10 VintAll |  | System | Commercial | 01-ALC-AllCommercial-Cooling | 0 |  |  |  |  | 10 | 0 | 27 | 0 | 0 | -17 | 74 |  | kWh | 0.0665 | 0 | Commercial | [7 empty] | 3 | 0.85 |  |  |  | 0 | 1 | 0 | 0 | 0 | 0 | 0 | 0 | 0 | 0 | 0 | 0 | 2009 Qtr 1: 0; 2009 Qtr 2: 0; 2009 Qtr 3: 0; 2009 Qtr 4: 1; 2010 Qtr 1: 0; 2010 Qtr 2: 0; 2010 Qtr 3: 0; 2010 Qtr 4: 0; 2011 Qtr 1: 0; 2011 Qtr 2: 0; 2011 Qtr 3: 0; 2011 Qtr 4: 0 | 1
0 | 253141-Commercial HVAC Diagnostic/Tune-up Com All CZ07 VintAll |  | System | Commercial | 01-ALC-AllCommercial-Cooling | 0 |  |  |  |  | 45.3009 | 0 | 35 | 0 | 0 | 10.3009 | 196 |  | kWh | 0.15 | 0 | Commercial | [7 empty] | 10 | 0.85 |  |  |  | 0 | 2 | 0 | 0 | 0 | 0 | 0 | 0 | 0 | 0 | 0 | 0 | 2009 Qtr 1: 0; 2009 Qtr 2: 0; 2009 Qtr 3: 0; 2009 Qtr 4: 2; 2010 Qtr 1: 0; 2010 Qtr 2: 0; 2010 Qtr 3: 0; 2010 Qtr 4: 0; 2011 Qtr 1: 0; 2011 Qtr 2: 0; 2011 Qtr 3: 0; 2011 Qtr 4: 0 | 2
0 | 253144-Commercial Condensor Coil Cleaning (all units - savings at 50% of DEER) Com All CZ07 VintAll |  | System | Commercial | 01-ALC-AllCommercial-Cooling | 0 |  |  |  |  | 10 | 0 | 18 | 0 | 0 | -8 | 60 |  | kWh | 0.047 | 0 | Commercial | [7 empty] | 3 | 0.85 |  |  |  | 0 | 4 | 0 | 0 | 0 | 0 | 0 | 0 | 0 | 0 | 0 | 0 | 2009 Qtr 1: 0; 2009 Qtr 2: 0; 2009 Qtr 3: 0; 2009 Qtr 4: 4; 2010 Qtr 1: 0; 2010 Qtr 2: 0; 2010 Qtr 3: 0; 2010 Qtr 4: 0; 2011 Qtr 1: 0; 2011 Qtr 2: 0; 2011 Qtr 3: 0; 2011 Qtr 4: 0 | 4
0 | 253141-Commercial HVAC Diagnostic/Tune-up Com All CZ07 VintAll |  | System | Commercial | 01-ALC-AllCommercial-Cooling | 0 |  |  |  |  | 45.3009 | 0 | 35 | 0 | 0 | 10.3009 | 196 |  | kWh | 0.15 | 0 | Commercial | [7 empty] | 10 | 0.85 |  |  |  | 0 | 4 | 0 | 0 | 0 | 0 | 0 | 0 | 0 | 0 | 0 | 0 | 2009 Qtr 1: 0; 2009 Qtr 2: 0; 2009 Qtr 3: 0; 2009 Qtr 4: 4; 2010 Qtr 1: 0; 2010 Qtr 2: 0; 2010 Qtr 3: 0; 2010 Qtr 4: 0; 2011 Qtr 1: 0; 2011 Qtr 2: 0; 2011 Qtr 3: 0; 2011 Qtr 4: 0 | 4
0 | 253144-Commercial Condensor Coil Cleaning (all units - savings at 50% of DEER) Com All CZ07 VintAll |  | System | Commercial | 01-ALC-AllCommercial-Cooling | 0 |  |  |  |  | 10 | 0 | 18 | 0 | 0 | -8 | 60 |  | kWh | 0.047 | 0 | Commercial | [7 empty] | 3 | 0.85 |  |  |  | 0 | 4 | 0 | 0 | 0 | 0 | 0 | 0 | 0 | 0 | 0 | 0 | 2009 Qtr 1: 0; 2009 Qtr 2: 0; 2009 Qtr 3: 0; 2009 Qtr 4: 4; 2010 Qtr 1: 0; 2010 Qtr 2: 0; 2010 Qtr 3: 0; 2010 Qtr 4: 0; 2011 Qtr 1: 0; 2011 Qtr 2: 0; 2011 Qtr 3: 0; 2011 Qtr 4: 0 | 4
0 | 253141-Commercial HVAC Diagnostic/Tune-up Com All CZ07 VintAll |  | System | Commercial | 01-ALC-AllCommercial-Cooling | 0 |  |  |  |  | 45.3009 | 0 | 35 | 0 | 0 | 10.3009 | 196 |  | kWh | 0.15 | 0 | Commercial | [7 empty] | 10 | 0.85 |  |  |  | 0 | 6 | 0 | 0 | 0 | 0 | 0 | 0 | 0 | 0 | 0 | 0 | 2009 Qtr 1: 0; 2009 Qtr 2: 0; 2009 Qtr 3: 0; 2009 Qtr 4: 6; 2010 Qtr 1: 0; 2010 Qtr 2: 0; 2010 Qtr 3: 0; 2010 Qtr 4: 0; 2011 Qtr 1: 0; 2011 Qtr 2: 0; 2011 Qtr 3: 0; 2011 Qtr 4: 0 | 6
0 | 253144-Commercial Condensor Coil Cleaning (all units - savings at 50% of DEER) Com All CZ07 VintAll |  | System | Commercial | 01-ALC-AllCommercial-Cooling | 0 |  |  |  |  | 10 | 0 | 18 | 0 | 0 | -8 | 60 |  | kWh | 0.047 | 0 | Commercial | [7 empty] | 3 | 0.85 |  |  |  | 0 | 6 | 0 | 0 | 0 | 0 | 0 | 0 | 0 | 0 | 0 | 0 | 2009 Qtr 1: 0; 2009 Qtr 2: 0; 2009 Qtr 3: 0; 2009 Qtr 4: 6; 2010 Qtr 1: 0; 2010 Qtr 2: 0; 2010 Qtr 3: 0; 2010 Qtr 4: 0; 2011 Qtr 1: 0; 2011 Qtr 2: 0; 2011 Qtr 3: 0; 2011 Qtr 4: 0 | 6
0 | 253141-Commercial HVAC Diagnostic/Tune-up Com All CZ07 VintAll |  | System | Commercial | 01-ALC-AllCommercial-Cooling | 0 |  |  |  |  | 45.3009 | 0 | 43.75 | 0 | 0 | 1.5509 | 196 |  | kWh | 0.15 | 0 | Commercial | [7 empty] | 10 | 0.85 |  |  |  | 0 | 2 | 0 | 0 | 0 | 0 | 0 | 0 | 0 | 0 | 0 | 0 | 2009 Qtr 1: 0; 2009 Qtr 2: 0; 2009 Qtr 3: 0; 2009 Qtr 4: 2; 2010 Qtr 1: 0; 2010 Qtr 2: 0; 2010 Qtr 3: 0; 2010 Qtr 4: 0; 2011 Qtr 1: 0; 2011 Qtr 2: 0; 2011 Qtr 3: 0; 2011 Qtr 4: 0 | 2
0 | 253144-Commercial Condensor Coil Cleaning (all units - savings at 50% of DEER) Com All CZ07 VintAll |  | System | Commercial | 01-ALC-AllCommercial-Cooling | 0 |  |  |  |  | 10 | 0 | 22.5 | 0 | 0 | -12.5 | 60 |  | kWh | 0.047 | 0 | Commercial | [7 empty] | 3 | 0.85 |  |  |  | 0 | 2 | 0 | 0 | 0 | 0 | 0 | 0 | 0 | 0 | 0 | 0 | 2009 Qtr 1: 0; 2009 Qtr 2: 0; 2009 Qtr 3: 0; 2009 Qtr 4: 2; 2010 Qtr 1: 0; 2010 Qtr 2: 0; 2010 Qtr 3: 0; 2010 Qtr 4: 0; 2011 Qtr 1: 0; 2011 Qtr 2: 0; 2011 Qtr 3: 0; 2011 Qtr 4: 0 | 2
0 | 253141-Commercial HVAC Diagnostic/Tune-up Com All CZ07 VintAll |  | System | Commercial | 01-ALC-AllCommercial-Cooling | 0 |  |  |  |  | 45.3009 | 0 | 43.75 | 0 | 0 | 1.5509 | 196 |  | kWh | 0.15 | 0 | Commercial | [7 empty] | 10 | 0.85 |  |  |  | 0 | 2 | 0 | 0 | 0 | 0 | 0 | 0 | 0 | 0 | 0 | 0 | 2009 Qtr 1: 0; 2009 Qtr 2: 0; 2009 Qtr 3: 0; 2009 Qtr 4: 2; 2010 Qtr 1: 0; 2010 Qtr 2: 0; 2010 Qtr 3: 0; 2010 Qtr 4: 0; 2011 Qtr 1: 0; 2011 Qtr 2: 0; 2011 Qtr 3: 0; 2011 Qtr 4: 0 | 2
0 | 253144-Commercial Condensor Coil Cleaning (all units - savings at 50% of DEER) Com All CZ07 VintAll |  | System | Commercial | 01-ALC-AllCommercial-Cooling | 0 |  |  |  |  | 10 | 0 | 22.5 | 0 | 0 | -12.5 | 60 |  | kWh | 0.047 | 0 | Commercial | [7 empty] | 3 | 0.85 |  |  |  | 0 | 2 | 0 | 0 | 0 | 0 | 0 | 0 | 0 | 0 | 0 | 0 | 2009 Qtr 1: 0; 2009 Qtr 2: 0; 2009 Qtr 3: 0; 2009 Qtr 4: 2; 2010 Qtr 1: 0; 2010 Qtr 2: 0; 2010 Qtr 3: 0; 2010 Qtr 4: 0; 2011 Qtr 1: 0; 2011 Qtr 2: 0; 2011 Qtr 3: 0; 2011 Qtr 4: 0 | 2
0 | 253144-Commercial Condensor Coil Cleaning (all units - savings at 50% of DEER) Com All CZ07 VintAll |  | System | Commercial | 01-ALC-AllCommercial-Cooling | 0 |  |  |  |  | 10 | 0 | 18 | 0 | 0 | -8 | 60 |  | kWh | 0.047 | 0 | Commercial | [7 empty] | 3 | 0.85 |  |  |  | 0 | 2 | 0 | 0 | 0 | 0 | 0 | 0 | 0 | 0 | 0 | 0 | 2009 Qtr 1: 0; 2009 Qtr 2: 0; 2009 Qtr 3: 0; 2009 Qtr 4: 2; 2010 Qtr 1: 0; 2010 Qtr 2: 0; 2010 Qtr 3: 0; 2010 Qtr 4: 0; 2011 Qtr 1: 0; 2011 Qtr 2: 0; 2011 Qtr 3: 0; 2011 Qtr 4: 0 | 2
0 | 253141-Commercial HVAC Diagnostic/Tune-up Com All CZ07 VintAll |  | System | Commercial | 01-ALC-AllCommercial-Cooling | 0 |  |  |  |  | 45.3009 | 0 | 52.5 | 0 | 0 | -7.1991 | 196 |  | kWh | 0.15 | 0 | Commercial | [7 empty] | 10 | 0.85 |  |  |  | 0 | 1 | 0 | 0 | 0 | 0 | 0 | 0 | 0 | 0 | 0 | 0 | 2009 Qtr 1: 0; 2009 Qtr 2: 0; 2009 Qtr 3: 0; 2009 Qtr 4: 1; 2010 Qtr 1: 0; 2010 Qtr 2: 0; 2010 Qtr 3: 0; 2010 Qtr 4: 0; 2011 Qtr 1: 0; 2011 Qtr 2: 0; 2011 Qtr 3: 0; 2011 Qtr 4: 0 | 1
0 | 253144-Commercial Condensor Coil Cleaning (all units - savings at 50% of DEER) Com All CZ07 VintAll |  | System | Commercial | 01-ALC-AllCommercial-Cooling | 0 |  |  |  |  | 10 | 0 | 27 | 0 | 0 | -17 | 60 |  | kWh | 0.047 | 0 | Commercial | [7 empty] | 3 | 0.85 |  |  |  | 0 | 1 | 0 | 0 | 0 | 0 | 0 | 0 | 0 | 0 | 0 | 0 | 2009 Qtr 1: 0; 2009 Qtr 2: 0; 2009 Qtr 3: 0; 2009 Qtr 4: 1; 2010 Qtr 1: 0; 2010 Qtr 2: 0; 2010 Qtr 3: 0; 2010 Qtr 4: 0; 2011 Qtr 1: 0; 2011 Qtr 2: 0; 2011 Qtr 3: 0; 2011 Qtr 4: 0 | 1
0 | 253141-Commercial HVAC Diagnostic/Tune-up Com All CZ07 VintAll |  | System | Commercial | 01-ALC-AllCommercial-Cooling | 0 |  |  |  |  | 45.3009 | 0 | 35 | 0 | 0 | 10.3009 | 196 |  | kWh | 0.15 | 0 | Commercial | [7 empty] | 10 | 0.85 |  |  |  | 0 | 2 | 0 | 0 | 0 | 0 | 0 | 0 | 0 | 0 | 0 | 0 | 2009 Qtr 1: 0; 2009 Qtr 2: 0; 2009 Qtr 3: 0; 2009 Qtr 4: 2; 2010 Qtr 1: 0; 2010 Qtr 2: 0; 2010 Qtr 3: 0; 2010 Qtr 4: 0; 2011 Qtr 1: 0; 2011 Qtr 2: 0; 2011 Qtr 3: 0; 2011 Qtr 4: 0 | 2
0 | 253144-Commercial Condensor Coil Cleaning (all units - savings at 50% of DEER) Com All CZ07 VintAll |  | System | Commercial | 01-ALC-AllCommercial-Cooling | 0 |  |  |  |  | 10 | 0 | 18 | 0 | 0 | -8 | 60 |  | kWh | 0.047 | 0 | Commercial | [7 empty] | 3 | 0.85 |  |  |  | 0 | 2 | 0 | 0 | 0 | 0 | 0 | 0 | 0 | 0 | 0 | 0 | 2009 Qtr 1: 0; 2009 Qtr 2: 0; 2009 Qtr 3: 0; 2009 Qtr 4: 2; 2010 Qtr 1: 0; 2010 Qtr 2: 0; 2010 Qtr 3: 0; 2010 Qtr 4: 0; 2011 Qtr 1: 0; 2011 Qtr 2: 0; 2011 Qtr 3: 0; 2011 Qtr 4: 0 | 2
0 | 253141-Commercial HVAC Diagnostic/Tune-up Com All CZ07 VintAll |  | System | Commercial | 01-ALC-AllCommercial-Cooling | 0 |  |  |  |  | 45.3009 | 0 | 35 | 0 | 0 | 10.3009 | 196 |  | kWh | 0.15 | 0 | Commercial | [7 empty] | 10 | 0.85 |  |  |  | 0 | 2 | 0 | 0 | 0 | 0 | 0 | 0 | 0 | 0 | 0 | 0 | 2009 Qtr 1: 0; 2009 Qtr 2: 0; 2009 Qtr 3: 0; 2009 Qtr 4: 2; 2010 Qtr 1: 0; 2010 Qtr 2: 0; 2010 Qtr 3: 0; 2010 Qtr 4: 0; 2011 Qtr 1: 0; 2011 Qtr 2: 0; 2011 Qtr 3: 0; 2011 Qtr 4: 0 | 2
0 | 253144-Commercial Condensor Coil Cleaning (all units - savings at 50% of DEER) Com All CZ07 VintAll |  | System | Commercial | 01-ALC-AllCommercial-Cooling | 0 |  |  |  |  | 10 | 0 | 18 | 0 | 0 | -8 | 60 |  | kWh | 0.047 | 0 | Commercial | [7 empty] | 3 | 0.85 |  |  |  | 0 | 2 | 0 | 0 | 0 | 0 | 0 | 0 | 0 | 0 | 0 | 0 | 2009 Qtr 1: 0; 2009 Qtr 2: 0; 2009 Qtr 3: 0; 2009 Qtr 4: 2; 2010 Qtr 1: 0; 2010 Qtr 2: 0; 2010 Qtr 3: 0; 2010 Qtr 4: 0; 2011 Qtr 1: 0; 2011 Qtr 2: 0; 2011 Qtr 3: 0; 2011 Qtr 4: 0 | 2
0 | 253141-Commercial HVAC Diagnostic/Tune-up Com All CZ07 VintAll |  | System | Commercial | 01-ALC-AllCommercial-Cooling | 0 |  |  |  |  | 45.3009 | 0 | 35 | 0 | 0 | 10.3009 | 196 |  | kWh | 0.15 | 0 | Commercial | [7 empty] | 10 | 0.85 |  |  |  | 0 | 4 | 0 | 0 | 0 | 0 | 0 | 0 | 0 | 0 | 0 | 0 | 2009 Qtr 1: 0; 2009 Qtr 2: 0; 2009 Qtr 3: 0; 2009 Qtr 4: 4; 2010 Qtr 1: 0; 2010 Qtr 2: 0; 2010 Qtr 3: 0; 2010 Qtr 4: 0; 2011 Qtr 1: 0; 2011 Qtr 2: 0; 2011 Qtr 3: 0; 2011 Qtr 4: 0 | 4
0 | 253142-Commercial HVAC Diagnostic/Tune-up Com All CZ10 VintAll |  | System | Commercial | 01-ALC-AllCommercial-Cooling | 0 |  |  |  |  | 45.3009 | 0 | 35 | 0 | 0 | 10.3009 | 214 |  | kWh | 0.15 | 0 | Commercial | [7 empty] | 10 | 0.85 |  |  |  | 0 | 4 | 0 | 0 | 0 | 0 | 0 | 0 | 0 | 0 | 0 | 0 | 2009 Qtr 1: 4; 2009 Qtr 2: 0; 2009 Qtr 3: 0; 2009 Qtr 4: 0; 2010 Qtr 1: 0; 2010 Qtr 2: 0; 2010 Qtr 3: 0; 2010 Qtr 4: 0; 2011 Qtr 1: 0; 2011 Qtr 2: 0; 2011 Qtr 3: 0; 2011 Qtr 4: 0 | 4
0 | 253145-Commercial Condensor Coil Cleaning (all units - savings at 50% of DEER) Com All CZ10 VintAll |  | System | Commercial | 01-ALC-AllCommercial-Cooling | 0 |  |  |  |  | 10 | 0 | 18 | 0 | 0 | -8 | 74 |  | kWh | 0.0665 | 0 | Commercial | [7 empty] | 3 | 0.85 |  |  |  | 0 | 4 | 0 | 0 | 0 | 0 | 0 | 0 | 0 | 0 | 0 | 0 | 2009 Qtr 1: 4; 2009 Qtr 2: 0; 2009 Qtr 3: 0; 2009 Qtr 4: 0; 2010 Qtr 1: 0; 2010 Qtr 2: 0; 2010 Qtr 3: 0; 2010 Qtr 4: 0; 2011 Qtr 1: 0; 2011 Qtr 2: 0; 2011 Qtr 3: 0; 2011 Qtr 4: 0 | 4
0 | 253145-Commercial Condensor Coil Cleaning (all units - savings at 50% of DEER) Com All CZ10 VintAll |  | System | Commercial | 01-ALC-AllCommercial-Cooling | 0 |  |  |  |  | 10 | 0 | 21 | 0 | 0 | -11 | 74 |  | kWh | 0.0665 | 0 | Commercial | [7 empty] | 3 | 0.85 |  |  |  | 0 | 3 | 0 | 0 | 0 | 0 | 0 | 0 | 0 | 0 | 0 | 0 | 2009 Qtr 1: 3; 2009 Qtr 2: 0; 2009 Qtr 3: 0; 2009 Qtr 4: 0; 2010 Qtr 1: 0; 2010 Qtr 2: 0; 2010 Qtr 3: 0; 2010 Qtr 4: 0; 2011 Qtr 1: 0; 2011 Qtr 2: 0; 2011 Qtr 3: 0; 2011 Qtr 4: 0 | 3
0 | 253142-Commercial HVAC Diagnostic/Tune-up Com All CZ10 VintAll |  | System | Commercial | 01-ALC-AllCommercial-Cooling | 0 |  |  |  |  | 45.3009 | 0 | 40.8333 | 0 | 0 | 4.4676 | 214 |  | kWh | 0.15 | 0 | Commercial | [7 empty] | 10 | 0.85 |  |  |  | 0 | 3 | 0 | 0 | 0 | 0 | 0 | 0 | 0 | 0 | 0 | 0 | 2009 Qtr 1: 3; 2009 Qtr 2: 0; 2009 Qtr 3: 0; 2009 Qtr 4: 0; 2010 Qtr 1: 0; 2010 Qtr 2: 0; 2010 Qtr 3: 0; 2010 Qtr 4: 0; 2011 Qtr 1: 0; 2011 Qtr 2: 0; 2011 Qtr 3: 0; 2011 Qtr 4: 0 | 3
0 | 253145-Commercial Condensor Coil Cleaning (all units - savings at 50% of DEER) Com All CZ10 VintAll |  | System | Commercial | 01-ALC-AllCommercial-Cooling | 0 |  |  |  |  | 10 | 0 | 21 | 0 | 0 | -11 | 74 |  | kWh | 0.0665 | 0 | Commercial | [7 empty] | 3 | 0.85 |  |  |  | 0 | 3 | 0 | 0 | 0 | 0 | 0 | 0 | 0 | 0 | 0 | 0 | 2009 Qtr 1: 3; 2009 Qtr 2: 0; 2009 Qtr 3: 0; 2009 Qtr 4: 0; 2010 Qtr 1: 0; 2010 Qtr 2: 0; 2010 Qtr 3: 0; 2010 Qtr 4: 0; 2011 Qtr 1: 0; 2011 Qtr 2: 0; 2011 Qtr 3: 0; 2011 Qtr 4: 0 | 3
0 | 253142-Commercial HVAC Diagnostic/Tune-up Com All CZ10 VintAll |  | System | Commercial | 01-ALC-AllCommercial-Cooling | 0 |  |  |  |  | 45.3009 | 0 | 55.3 | 0 | 0 | -9.9991 | 214 |  | kWh | 0.15 | 0 | Commercial | [7 empty] | 10 | 0.85 |  |  |  | 0 | 3 | 0 | 0 | 0 | 0 | 0 | 0 | 0 | 0 | 0 | 0 | 2009 Qtr 1: 3; 2009 Qtr 2: 0; 2009 Qtr 3: 0; 2009 Qtr 4: 0; 2010 Qtr 1: 0; 2010 Qtr 2: 0; 2010 Qtr 3: 0; 2010 Qtr 4: 0; 2011 Qtr 1: 0; 2011 Qtr 2: 0; 2011 Qtr 3: 0; 2011 Qtr 4: 0 | 3
0 | 253145-Commercial Condensor Coil Cleaning (all units - savings at 50% of DEER) Com All CZ10 VintAll |  | System | Commercial | 01-ALC-AllCommercial-Cooling | 0 |  |  |  |  | 10 | 0 | 10 | 0 | 0 | 0 | 74 |  | kWh | 0.0665 | 0 | Commercial | [7 empty] | 3 | 0.85 |  |  |  | 0 | 3 | 0 | 0 | 0 | 0 | 0 | 0 | 0 | 0 | 0 | 0 | 2009 Qtr 1: 3; 2009 Qtr 2: 0; 2009 Qtr 3: 0; 2009 Qtr 4: 0; 2010 Qtr 1: 0; 2010 Qtr 2: 0; 2010 Qtr 3: 0; 2010 Qtr 4: 0; 2011 Qtr 1: 0; 2011 Qtr 2: 0; 2011 Qtr 3: 0; 2011 Qtr 4: 0 | 3
0 | 253142-Commercial HVAC Diagnostic/Tune-up Com All CZ10 VintAll |  | System | Commercial | 01-ALC-AllCommercial-Cooling | 0 |  |  |  |  | 45.3009 | 0 | 35 | 0 | 0 | 10.3009 | 214 |  | kWh | 0.15 | 0 | Commercial | [7 empty] | 10 | 0.85 |  |  |  | 0 | 4 | 0 | 0 | 0 | 0 | 0 | 0 | 0 | 0 | 0 | 0 | 2009 Qtr 1: 4; 2009 Qtr 2: 0; 2009 Qtr 3: 0; 2009 Qtr 4: 0; 2010 Qtr 1: 0; 2010 Qtr 2: 0; 2010 Qtr 3: 0; 2010 Qtr 4: 0; 2011 Qtr 1: 0; 2011 Qtr 2: 0; 2011 Qtr 3: 0; 2011 Qtr 4: 0 | 4
0 | 253145-Commercial Condensor Coil Cleaning (all units - savings at 50% of DEER) Com All CZ10 VintAll |  | System | Commercial | 01-ALC-AllCommercial-Cooling | 0 |  |  |  |  | 10 | 0 | 18 | 0 | 0 | -8 | 74 |  | kWh | 0.0665 | 0 | Commercial | [7 empty] | 3 | 0.85 |  |  |  | 0 | 4 | 0 | 0 | 0 | 0 | 0 | 0 | 0 | 0 | 0 | 0 | 2009 Qtr 1: 4; 2009 Qtr 2: 0; 2009 Qtr 3: 0; 2009 Qtr 4: 0; 2010 Qtr 1: 0; 2010 Qtr 2: 0; 2010 Qtr 3: 0; 2010 Qtr 4: 0; 2011 Qtr 1: 0; 2011 Qtr 2: 0; 2011 Qtr 3: 0; 2011 Qtr 4: 0 | 4
0 | 253145-Commercial Condensor Coil Cleaning (all units - savings at 50% of DEER) Com All CZ10 VintAll |  | System | Commercial | 01-ALC-AllCommercial-Cooling | 0 |  |  |  |  | 10 | 0 | 10 | 0 | 0 | 0 | 74 |  | kWh | 0.0665 | 0 | Commercial | [7 empty] | 3 | 0.85 |  |  |  | 0 | 4 | 0 | 0 | 0 | 0 | 0 | 0 | 0 | 0 | 0 | 0 | 2009 Qtr 1: 4; 2009 Qtr 2: 0; 2009 Qtr 3: 0; 2009 Qtr 4: 0; 2010 Qtr 1: 0; 2010 Qtr 2: 0; 2010 Qtr 3: 0; 2010 Qtr 4: 0; 2011 Qtr 1: 0; 2011 Qtr 2: 0; 2011 Qtr 3: 0; 2011 Qtr 4: 0 | 4
0 | 253142-Commercial HVAC Diagnostic/Tune-up Com All CZ10 VintAll |  | System | Commercial | 01-ALC-AllCommercial-Cooling | 0 |  |  |  |  | 45.3009 | 0 | 35 | 0 | 0 | 10.3009 | 214 |  | kWh | 0.15 | 0 | Commercial | [7 empty] | 10 | 0.85 |  |  |  | 0 | 4 | 0 | 0 | 0 | 0 | 0 | 0 | 0 | 0 | 0 | 0 | 2009 Qtr 1: 4; 2009 Qtr 2: 0; 2009 Qtr 3: 0; 2009 Qtr 4: 0; 2010 Qtr 1: 0; 2010 Qtr 2: 0; 2010 Qtr 3: 0; 2010 Qtr 4: 0; 2011 Qtr 1: 0; 2011 Qtr 2: 0; 2011 Qtr 3: 0; 2011 Qtr 4: 0 | 4
0 | 253145-Commercial Condensor Coil Cleaning (all units - savings at 50% of DEER) Com All CZ10 VintAll |  | System | Commercial | 01-ALC-AllCommercial-Cooling | 0 |  |  |  |  | 10 | 0 | 18 | 0 | 0 | -8 | 74 |  | kWh | 0.0665 | 0 | Commercial | [7 empty] | 3 | 0.85 |  |  |  | 0 | 4 | 0 | 0 | 0 | 0 | 0 | 0 | 0 | 0 | 0 | 0 | 2009 Qtr 1: 4; 2009 Qtr 2: 0; 2009 Qtr 3: 0; 2009 Qtr 4: 0; 2010 Qtr 1: 0; 2010 Qtr 2: 0; 2010 Qtr 3: 0; 2010 Qtr 4: 0; 2011 Qtr 1: 0; 2011 Qtr 2: 0; 2011 Qtr 3: 0; 2011 Qtr 4: 0 | 4
0 | 253142-Commercial HVAC Diagnostic/Tune-up Com All CZ10 VintAll |  | System | Commercial | 01-ALC-AllCommercial-Cooling | 0 |  |  |  |  | 45.3009 | 0 | 35 | 0 | 0 | 10.3009 | 214 |  | kWh | 0.15 | 0 | Commercial | [7 empty] | 10 | 0.85 |  |  |  | 0 | 5 | 0 | 0 | 0 | 0 | 0 | 0 | 0 | 0 | 0 | 0 | 2009 Qtr 1: 5; 2009 Qtr 2: 0; 2009 Qtr 3: 0; 2009 Qtr 4: 0; 2010 Qtr 1: 0; 2010 Qtr 2: 0; 2010 Qtr 3: 0; 2010 Qtr 4: 0; 2011 Qtr 1: 0; 2011 Qtr 2: 0; 2011 Qtr 3: 0; 2011 Qtr 4: 0 | 5
0 | 253145-Commercial Condensor Coil Cleaning (all units - savings at 50% of DEER) Com All CZ10 VintAll |  | System | Commercial | 01-ALC-AllCommercial-Cooling | 0 |  |  |  |  | 10 | 0 | 18 | 0 | 0 | -8 | 74 |  | kWh | 0.0665 | 0 | Commercial | [7 empty] | 3 | 0.85 |  |  |  | 0 | 5 | 0 | 0 | 0 | 0 | 0 | 0 | 0 | 0 | 0 | 0 | 2009 Qtr 1: 5; 2009 Qtr 2: 0; 2009 Qtr 3: 0; 2009 Qtr 4: 0; 2010 Qtr 1: 0; 2010 Qtr 2: 0; 2010 Qtr 3: 0; 2010 Qtr 4: 0; 2011 Qtr 1: 0; 2011 Qtr 2: 0; 2011 Qtr 3: 0; 2011 Qtr 4: 0 | 5
0 | 253142-Commercial HVAC Diagnostic/Tune-up Com All CZ10 VintAll |  | System | Commercial | 01-ALC-AllCommercial-Cooling | 0 |  |  |  |  | 45.3009 | 0 | 35 | 0 | 0 | 10.3009 | 214 |  | kWh | 0.15 | 0 | Commercial | [7 empty] | 10 | 0.85 |  |  |  | 0 | 4 | 0 | 0 | 0 | 0 | 0 | 0 | 0 | 0 | 0 | 0 | 2009 Qtr 1: 4; 2009 Qtr 2: 0; 2009 Qtr 3: 0; 2009 Qtr 4: 0; 2010 Qtr 1: 0; 2010 Qtr 2: 0; 2010 Qtr 3: 0; 2010 Qtr 4: 0; 2011 Qtr 1: 0; 2011 Qtr 2: 0; 2011 Qtr 3: 0; 2011 Qtr 4: 0 | 4
0 | 253145-Commercial Condensor Coil Cleaning (all units - savings at 50% of DEER) Com All CZ10 VintAll |  | System | Commercial | 01-ALC-AllCommercial-Cooling | 0 |  |  |  |  | 10 | 0 | 18 | 0 | 0 | -8 | 74 |  | kWh | 0.0665 | 0 | Commercial | [7 empty] | 3 | 0.85 |  |  |  | 0 | 4 | 0 | 0 | 0 | 0 | 0 | 0 | 0 | 0 | 0 | 0 | 2009 Qtr 1: 4; 2009 Qtr 2: 0; 2009 Qtr 3: 0; 2009 Qtr 4: 0; 2010 Qtr 1: 0; 2010 Qtr 2: 0; 2010 Qtr 3: 0; 2010 Qtr 4: 0; 2011 Qtr 1: 0; 2011 Qtr 2: 0; 2011 Qtr 3: 0; 2011 Qtr 4: 0 | 4
0 | 253142-Commercial HVAC Diagnostic/Tune-up Com All CZ10 VintAll |  | System | Commercial | 01-ALC-AllCommercial-Cooling | 0 |  |  |  |  | 45.3009 | 0 | 43.75 | 0 | 0 | 1.5509 | 214 |  | kWh | 0.15 | 0 | Commercial | [7 empty] | 10 | 0.85 |  |  |  | 0 | 2 | 0 | 0 | 0 | 0 | 0 | 0 | 0 | 0 | 0 | 0 | 2009 Qtr 1: 2; 2009 Qtr 2: 0; 2009 Qtr 3: 0; 2009 Qtr 4: 0; 2010 Qtr 1: 0; 2010 Qtr 2: 0; 2010 Qtr 3: 0; 2010 Qtr 4: 0; 2011 Qtr 1: 0; 2011 Qtr 2: 0; 2011 Qtr 3: 0; 2011 Qtr 4: 0 | 2
0 | 253145-Commercial Condensor Coil Cleaning (all units - savings at 50% of DEER) Com All CZ10 VintAll |  | System | Commercial | 01-ALC-AllCommercial-Cooling | 0 |  |  |  |  | 10 | 0 | 22.5 | 0 | 0 | -12.5 | 74 |  | kWh | 0.0665 | 0 | Commercial | [7 empty] | 3 | 0.85 |  |  |  | 0 | 2 | 0 | 0 | 0 | 0 | 0 | 0 | 0 | 0 | 0 | 0 | 2009 Qtr 1: 2; 2009 Qtr 2: 0; 2009 Qtr 3: 0; 2009 Qtr 4: 0; 2010 Qtr 1: 0; 2010 Qtr 2: 0; 2010 Qtr 3: 0; 2010 Qtr 4: 0; 2011 Qtr 1: 0; 2011 Qtr 2: 0; 2011 Qtr 3: 0; 2011 Qtr 4: 0 | 2
0 | 253145-Commercial Condensor Coil Cleaning (all units - savings at 50% of DEER) Com All CZ10 VintAll |  | System | Commercial | 01-ALC-AllCommercial-Cooling | 0 |  |  |  |  | 10 | 0 | 18 | 0 | 0 | -8 | 74 |  | kWh | 0.0665 | 0 | Commercial | [7 empty] | 3 | 0.85 |  |  |  | 0 | 5 | 0 | 0 | 0 | 0 | 0 | 0 | 0 | 0 | 0 | 0 | 2009 Qtr 1: 0; 2009 Qtr 2: 0; 2009 Qtr 3: 0; 2009 Qtr 4: 5; 2010 Qtr 1: 0; 2010 Qtr 2: 0; 2010 Qtr 3: 0; 2010 Qtr 4: 0; 2011 Qtr 1: 0; 2011 Qtr 2: 0; 2011 Qtr 3: 0; 2011 Qtr 4: 0 | 5
0 | 253145-Commercial Condensor Coil Cleaning (all units - savings at 50% of DEER) Com All CZ10 VintAll |  | System | Commercial | 01-ALC-AllCommercial-Cooling | 0 |  |  |  |  | 10 | 0 | 18 | 0 | 0 | -8 | 74 |  | kWh | 0.0665 | 0 | Commercial | [7 empty] | 3 | 0.85 |  |  |  | 0 | 5 | 0 | 0 | 0 | 0 | 0 | 0 | 0 | 0 | 0 | 0 | 2009 Qtr 1: 0; 2009 Qtr 2: 0; 2009 Qtr 3: 0; 2009 Qtr 4: 5; 2010 Qtr 1: 0; 2010 Qtr 2: 0; 2010 Qtr 3: 0; 2010 Qtr 4: 0; 2011 Qtr 1: 0; 2011 Qtr 2: 0; 2011 Qtr 3: 0; 2011 Qtr 4: 0 | 5
0 | 253141-Commercial HVAC Diagnostic/Tune-up Com All CZ07 VintAll |  | System | Commercial | 01-ALC-AllCommercial-Cooling | 0 |  |  |  |  | 45.3009 | 0 | 35 | 0 | 0 | 10.3009 | 196 |  | kWh | 0.15 | 0 | Commercial | [7 empty] | 10 | 0.85 |  |  |  | 0 | 2 | 0 | 0 | 0 | 0 | 0 | 0 | 0 | 0 | 0 | 0 | 2009 Qtr 1: 0; 2009 Qtr 2: 0; 2009 Qtr 3: 0; 2009 Qtr 4: 2; 2010 Qtr 1: 0; 2010 Qtr 2: 0; 2010 Qtr 3: 0; 2010 Qtr 4: 0; 2011 Qtr 1: 0; 2011 Qtr 2: 0; 2011 Qtr 3: 0; 2011 Qtr 4: 0 | 2
0 | 253144-Commercial Condensor Coil Cleaning (all units - savings at 50% of DEER) Com All CZ07 VintAll |  | System | Commercial | 01-ALC-AllCommercial-Cooling | 0 |  |  |  |  | 10 | 0 | 22.5 | 0 | 0 | -12.5 | 60 |  | kWh | 0.047 | 0 | Commercial | [7 empty] | 3 | 0.85 |  |  |  | 0 | 3 | 0 | 0 | 0 | 0 | 0 | 0 | 0 | 0 | 0 | 0 | 2009 Qtr 1: 0; 2009 Qtr 2: 0; 2009 Qtr 3: 0; 2009 Qtr 4: 3; 2010 Qtr 1: 0; 2010 Qtr 2: 0; 2010 Qtr 3: 0; 2010 Qtr 4: 0; 2011 Qtr 1: 0; 2011 Qtr 2: 0; 2011 Qtr 3: 0; 2011 Qtr 4: 0 | 3
0 | 253141-Commercial HVAC Diagnostic/Tune-up Com All CZ07 VintAll |  | System | Commercial | 01-ALC-AllCommercial-Cooling | 0 |  |  |  |  | 45.3009 | 0 | 35 | 0 | 0 | 10.3009 | 196 |  | kWh | 0.15 | 0 | Commercial | [7 empty] | 10 | 0.85 |  |  |  | 0 | 3 | 0 | 0 | 0 | 0 | 0 | 0 | 0 | 0 | 0 | 0 | 2009 Qtr 1: 0; 2009 Qtr 2: 0; 2009 Qtr 3: 0; 2009 Qtr 4: 3; 2010 Qtr 1: 0; 2010 Qtr 2: 0; 2010 Qtr 3: 0; 2010 Qtr 4: 0; 2011 Qtr 1: 0; 2011 Qtr 2: 0; 2011 Qtr 3: 0; 2011 Qtr 4: 0 | 3
0 | 253144-Commercial Condensor Coil Cleaning (all units - savings at 50% of DEER) Com All CZ07 VintAll |  | System | Commercial | 01-ALC-AllCommercial-Cooling | 0 |  |  |  |  | 10 | 0 | 18 | 0 | 0 | -8 | 60 |  | kWh | 0.047 | 0 | Commercial | [7 empty] | 3 | 0.85 |  |  |  | 0 | 3 | 0 | 0 | 0 | 0 | 0 | 0 | 0 | 0 | 0 | 0 | 2009 Qtr 1: 0; 2009 Qtr 2: 0; 2009 Qtr 3: 0; 2009 Qtr 4: 3; 2010 Qtr 1: 0; 2010 Qtr 2: 0; 2010 Qtr 3: 0; 2010 Qtr 4: 0; 2011 Qtr 1: 0; 2011 Qtr 2: 0; 2011 Qtr 3: 0; 2011 Qtr 4: 0 | 3
0 | 253141-Commercial HVAC Diagnostic/Tune-up Com All CZ07 VintAll |  | System | Commercial | 01-ALC-AllCommercial-Cooling | 0 |  |  |  |  | 45.3009 | 0 | 35 | 0 | 0 | 10.3009 | 196 |  | kWh | 0.15 | 0 | Commercial | [7 empty] | 10 | 0.85 |  |  |  | 0 | 4 | 0 | 0 | 0 | 0 | 0 | 0 | 0 | 0 | 0 | 0 | 2009 Qtr 1: 0; 2009 Qtr 2: 0; 2009 Qtr 3: 0; 2009 Qtr 4: 4; 2010 Qtr 1: 0; 2010 Qtr 2: 0; 2010 Qtr 3: 0; 2010 Qtr 4: 0; 2011 Qtr 1: 0; 2011 Qtr 2: 0; 2011 Qtr 3: 0; 2011 Qtr 4: 0 | 4
0 | 253144-Commercial Condensor Coil Cleaning (all units - savings at 50% of DEER) Com All CZ07 VintAll |  | System | Commercial | 01-ALC-AllCommercial-Cooling | 0 |  |  |  |  | 10 | 0 | 18 | 0 | 0 | -8 | 60 |  | kWh | 0.047 | 0 | Commercial | [7 empty] | 3 | 0.85 |  |  |  | 0 | 4 | 0 | 0 | 0 | 0 | 0 | 0 | 0 | 0 | 0 | 0 | 2009 Qtr 1: 0; 2009 Qtr 2: 0; 2009 Qtr 3: 0; 2009 Qtr 4: 4; 2010 Qtr 1: 0; 2010 Qtr 2: 0; 2010 Qtr 3: 0; 2010 Qtr 4: 0; 2011 Qtr 1: 0; 2011 Qtr 2: 0; 2011 Qtr 3: 0; 2011 Qtr 4: 0 | 4
0 | 253141-Commercial HVAC Diagnostic/Tune-up Com All CZ07 VintAll |  | System | Commercial | 01-ALC-AllCommercial-Cooling | 0 |  |  |  |  | 45.3009 | 0 | 35 | 0 | 0 | 10.3009 | 196 |  | kWh | 0.15 | 0 | Commercial | [7 empty] | 10 | 0.85 |  |  |  | 0 | 4 | 0 | 0 | 0 | 0 | 0 | 0 | 0 | 0 | 0 | 0 | 2009 Qtr 1: 0; 2009 Qtr 2: 0; 2009 Qtr 3: 0; 2009 Qtr 4: 4; 2010 Qtr 1: 0; 2010 Qtr 2: 0; 2010 Qtr 3: 0; 2010 Qtr 4: 0; 2011 Qtr 1: 0; 2011 Qtr 2: 0; 2011 Qtr 3: 0; 2011 Qtr 4: 0 | 4
0 | 253144-Commercial Condensor Coil Cleaning (all units - savings at 50% of DEER) Com All CZ07 VintAll |  | System | Commercial | 01-ALC-AllCommercial-Cooling | 0 |  |  |  |  | 10 | 0 | 18 | 0 | 0 | -8 | 60 |  | kWh | 0.047 | 0 | Commercial | [7 empty] | 3 | 0.85 |  |  |  | 0 | 4 | 0 | 0 | 0 | 0 | 0 | 0 | 0 | 0 | 0 | 0 | 2009 Qtr 1: 0; 2009 Qtr 2: 0; 2009 Qtr 3: 0; 2009 Qtr 4: 4; 2010 Qtr 1: 0; 2010 Qtr 2: 0; 2010 Qtr 3: 0; 2010 Qtr 4: 0; 2011 Qtr 1: 0; 2011 Qtr 2: 0; 2011 Qtr 3: 0; 2011 Qtr 4: 0 | 4
0 | 253141-Commercial HVAC Diagnostic/Tune-up Com All CZ07 VintAll |  | System | Commercial | 01-ALC-AllCommercial-Cooling | 0 |  |  |  |  | 45.3009 | 0 | 35 | 0 | 0 | 10.3009 | 196 |  | kWh | 0.15 | 0 | Commercial | [7 empty] | 10 | 0.85 |  |  |  | 0 | 4 | 0 | 0 | 0 | 0 | 0 | 0 | 0 | 0 | 0 | 0 | 2009 Qtr 1: 0; 2009 Qtr 2: 0; 2009 Qtr 3: 0; 2009 Qtr 4: 4; 2010 Qtr 1: 0; 2010 Qtr 2: 0; 2010 Qtr 3: 0; 2010 Qtr 4: 0; 2011 Qtr 1: 0; 2011 Qtr 2: 0; 2011 Qtr 3: 0; 2011 Qtr 4: 0 | 4
0 | 253144-Commercial Condensor Coil Cleaning (all units - savings at 50% of DEER) Com All CZ07 VintAll |  | System | Commercial | 01-ALC-AllCommercial-Cooling | 0 |  |  |  |  | 10 | 0 | 18 | 0 | 0 | -8 | 60 |  | kWh | 0.047 | 0 | Commercial | [7 empty] | 3 | 0.85 |  |  |  | 0 | 4 | 0 | 0 | 0 | 0 | 0 | 0 | 0 | 0 | 0 | 0 | 2009 Qtr 1: 0; 2009 Qtr 2: 0; 2009 Qtr 3: 0; 2009 Qtr 4: 4; 2010 Qtr 1: 0; 2010 Qtr 2: 0; 2010 Qtr 3: 0; 2010 Qtr 4: 0; 2011 Qtr 1: 0; 2011 Qtr 2: 0; 2011 Qtr 3: 0; 2011 Qtr 4: 0 | 4
0 | 253141-Commercial HVAC Diagnostic/Tune-up Com All CZ07 VintAll |  | System | Commercial | 01-ALC-AllCommercial-Cooling | 0 |  |  |  |  | 45.3009 | 0 | 35 | 0 | 0 | 10.3009 | 196 |  | kWh | 0.15 | 0 | Commercial | [7 empty] | 10 | 0.85 |  |  |  | 0 | 6 | 0 | 0 | 0 | 0 | 0 | 0 | 0 | 0 | 0 | 0 | 2009 Qtr 1: 0; 2009 Qtr 2: 0; 2009 Qtr 3: 0; 2009 Qtr 4: 6; 2010 Qtr 1: 0; 2010 Qtr 2: 0; 2010 Qtr 3: 0; 2010 Qtr 4: 0; 2011 Qtr 1: 0; 2011 Qtr 2: 0; 2011 Qtr 3: 0; 2011 Qtr 4: 0 | 6
0 | 253144-Commercial Condensor Coil Cleaning (all units - savings at 50% of DEER) Com All CZ07 VintAll |  | System | Commercial | 01-ALC-AllCommercial-Cooling | 0 |  |  |  |  | 10 | 0 | 18 | 0 | 0 | -8 | 60 |  | kWh | 0.047 | 0 | Commercial | [7 empty] | 3 | 0.85 |  |  |  | 0 | 2 | 0 | 0 | 0 | 0 | 0 | 0 | 0 | 0 | 0 | 0 | 2009 Qtr 1: 0; 2009 Qtr 2: 0; 2009 Qtr 3: 0; 2009 Qtr 4: 2; 2010 Qtr 1: 0; 2010 Qtr 2: 0; 2010 Qtr 3: 0; 2010 Qtr 4: 0; 2011 Qtr 1: 0; 2011 Qtr 2: 0; 2011 Qtr 3: 0; 2011 Qtr 4: 0 | 2
0 | 253144-Commercial Condensor Coil Cleaning (all units - savings at 50% of DEER) Com All CZ07 VintAll |  | System | Commercial | 01-ALC-AllCommercial-Cooling | 0 |  |  |  |  | 10 | 0 | 18 | 0 | 0 | -8 | 60 |  | kWh | 0.047 | 0 | Commercial | [7 empty] | 3 | 0.85 |  |  |  | 0 | 6 | 0 | 0 | 0 | 0 | 0 | 0 | 0 | 0 | 0 | 0 | 2009 Qtr 1: 0; 2009 Qtr 2: 0; 2009 Qtr 3: 0; 2009 Qtr 4: 6; 2010 Qtr 1: 0; 2010 Qtr 2: 0; 2010 Qtr 3: 0; 2010 Qtr 4: 0; 2011 Qtr 1: 0; 2011 Qtr 2: 0; 2011 Qtr 3: 0; 2011 Qtr 4: 0 | 6
0 | 253141-Commercial HVAC Diagnostic/Tune-up Com All CZ07 VintAll |  | System | Commercial | 01-ALC-AllCommercial-Cooling | 0 |  |  |  |  | 45.3009 | 0 | 37.5 | 0 | 0 | 7.8009 | 196 |  | kWh | 0.15 | 0 | Commercial | [7 empty] | 10 | 0.85 |  |  |  | 0 | 7 | 0 | 0 | 0 | 0 | 0 | 0 | 0 | 0 | 0 | 0 | 2009 Qtr 1: 0; 2009 Qtr 2: 0; 2009 Qtr 3: 0; 2009 Qtr 4: 7; 2010 Qtr 1: 0; 2010 Qtr 2: 0; 2010 Qtr 3: 0; 2010 Qtr 4: 0; 2011 Qtr 1: 0; 2011 Qtr 2: 0; 2011 Qtr 3: 0; 2011 Qtr 4: 0 | 7
0 | 253144-Commercial Condensor Coil Cleaning (all units - savings at 50% of DEER) Com All CZ07 VintAll |  | System | Commercial | 01-ALC-AllCommercial-Cooling | 0 |  |  |  |  | 10 | 0 | 19.2857 | 0 | 0 | -9.2857 | 60 |  | kWh | 0.047 | 0 | Commercial | [7 empty] | 3 | 0.85 |  |  |  | 0 | 7 | 0 | 0 | 0 | 0 | 0 | 0 | 0 | 0 | 0 | 0 | 2009 Qtr 1: 0; 2009 Qtr 2: 0; 2009 Qtr 3: 0; 2009 Qtr 4: 7; 2010 Qtr 1: 0; 2010 Qtr 2: 0; 2010 Qtr 3: 0; 2010 Qtr 4: 0; 2011 Qtr 1: 0; 2011 Qtr 2: 0; 2011 Qtr 3: 0; 2011 Qtr 4: 0 | 7
0 | 253141-Commercial HVAC Diagnostic/Tune-up Com All CZ07 VintAll |  | System | Commercial | 01-ALC-AllCommercial-Cooling | 0 |  |  |  |  | 45.3009 | 0 | 37.5 | 0 | 0 | 7.8009 | 196 |  | kWh | 0.15 | 0 | Commercial | [7 empty] | 10 | 0.85 |  |  |  | 0 | 7 | 0 | 0 | 0 | 0 | 0 | 0 | 0 | 0 | 0 | 0 | 2009 Qtr 1: 0; 2009 Qtr 2: 0; 2009 Qtr 3: 0; 2009 Qtr 4: 7; 2010 Qtr 1: 0; 2010 Qtr 2: 0; 2010 Qtr 3: 0; 2010 Qtr 4: 0; 2011 Qtr 1: 0; 2011 Qtr 2: 0; 2011 Qtr 3: 0; 2011 Qtr 4: 0 | 7
0 | 253144-Commercial Condensor Coil Cleaning (all units - savings at 50% of DEER) Com All CZ07 VintAll |  | System | Commercial | 01-ALC-AllCommercial-Cooling | 0 |  |  |  |  | 10 | 0 | 19.2857 | 0 | 0 | -9.2857 | 60 |  | kWh | 0.047 | 0 | Commercial | [7 empty] | 3 | 0.85 |  |  |  | 0 | 7 | 0 | 0 | 0 | 0 | 0 | 0 | 0 | 0 | 0 | 0 | 2009 Qtr 1: 0; 2009 Qtr 2: 0; 2009 Qtr 3: 0; 2009 Qtr 4: 7; 2010 Qtr 1: 0; 2010 Qtr 2: 0; 2010 Qtr 3: 0; 2010 Qtr 4: 0; 2011 Qtr 1: 0; 2011 Qtr 2: 0; 2011 Qtr 3: 0; 2011 Qtr 4: 0 | 7
0 | 253141-Commercial HVAC Diagnostic/Tune-up Com All CZ07 VintAll |  | System | Commercial | 01-ALC-AllCommercial-Cooling | 0 |  |  |  |  | 45.3009 | 0 | 35 | 0 | 0 | 10.3009 | 196 |  | kWh | 0.15 | 0 | Commercial | [7 empty] | 10 | 0.85 |  |  |  | 0 | 4 | 0 | 0 | 0 | 0 | 0 | 0 | 0 | 0 | 0 | 0 | 2009 Qtr 1: 0; 2009 Qtr 2: 0; 2009 Qtr 3: 0; 2009 Qtr 4: 4; 2010 Qtr 1: 0; 2010 Qtr 2: 0; 2010 Qtr 3: 0; 2010 Qtr 4: 0; 2011 Qtr 1: 0; 2011 Qtr 2: 0; 2011 Qtr 3: 0; 2011 Qtr 4: 0 | 4
0 | 253144-Commercial Condensor Coil Cleaning (all units - savings at 50% of DEER) Com All CZ07 VintAll |  | System | Commercial | 01-ALC-AllCommercial-Cooling | 0 |  |  |  |  | 10 | 0 | 18 | 0 | 0 | -8 | 60 |  | kWh | 0.047 | 0 | Commercial | [7 empty] | 3 | 0.85 |  |  |  | 0 | 4 | 0 | 0 | 0 | 0 | 0 | 0 | 0 | 0 | 0 | 0 | 2009 Qtr 1: 0; 2009 Qtr 2: 0; 2009 Qtr 3: 0; 2009 Qtr 4: 4; 2010 Qtr 1: 0; 2010 Qtr 2: 0; 2010 Qtr 3: 0; 2010 Qtr 4: 0; 2011 Qtr 1: 0; 2011 Qtr 2: 0; 2011 Qtr 3: 0; 2011 Qtr 4: 0 | 4
0 | 253141-Commercial HVAC Diagnostic/Tune-up Com All CZ07 VintAll |  | System | Commercial | 01-ALC-AllCommercial-Cooling | 0 |  |  |  |  | 45.3009 | 0 | 35 | 0 | 0 | 10.3009 | 196 |  | kWh | 0.15 | 0 | Commercial | [7 empty] | 10 | 0.85 |  |  |  | 0 | 4 | 0 | 0 | 0 | 0 | 0 | 0 | 0 | 0 | 0 | 0 | 2009 Qtr 1: 0; 2009 Qtr 2: 0; 2009 Qtr 3: 0; 2009 Qtr 4: 4; 2010 Qtr 1: 0; 2010 Qtr 2: 0; 2010 Qtr 3: 0; 2010 Qtr 4: 0; 2011 Qtr 1: 0; 2011 Qtr 2: 0; 2011 Qtr 3: 0; 2011 Qtr 4: 0 | 4
0 | 253144-Commercial Condensor Coil Cleaning (all units - savings at 50% of DEER) Com All CZ07 VintAll |  | System | Commercial | 01-ALC-AllCommercial-Cooling | 0 |  |  |  |  | 10 | 0 | 18 | 0 | 0 | -8 | 60 |  | kWh | 0.047 | 0 | Commercial | [7 empty] | 3 | 0.85 |  |  |  | 0 | 4 | 0 | 0 | 0 | 0 | 0 | 0 | 0 | 0 | 0 | 0 | 2009 Qtr 1: 0; 2009 Qtr 2: 0; 2009 Qtr 3: 0; 2009 Qtr 4: 4; 2010 Qtr 1: 0; 2010 Qtr 2: 0; 2010 Qtr 3: 0; 2010 Qtr 4: 0; 2011 Qtr 1: 0; 2011 Qtr 2: 0; 2011 Qtr 3: 0; 2011 Qtr 4: 0 | 4
0 | 253141-Commercial HVAC Diagnostic/Tune-up Com All CZ07 VintAll |  | System | Commercial | 01-ALC-AllCommercial-Cooling | 0 |  |  |  |  | 45.3009 | 0 | 35 | 0 | 0 | 10.3009 | 196 |  | kWh | 0.15 | 0 | Commercial | [7 empty] | 10 | 0.85 |  |  |  | 0 | 4 | 0 | 0 | 0 | 0 | 0 | 0 | 0 | 0 | 0 | 0 | 2009 Qtr 1: 0; 2009 Qtr 2: 0; 2009 Qtr 3: 0; 2009 Qtr 4: 4; 2010 Qtr 1: 0; 2010 Qtr 2: 0; 2010 Qtr 3: 0; 2010 Qtr 4: 0; 2011 Qtr 1: 0; 2011 Qtr 2: 0; 2011 Qtr 3: 0; 2011 Qtr 4: 0 | 4
0 | 253141-Commercial HVAC Diagnostic/Tune-up Com All CZ07 VintAll |  | System | Commercial | 01-ALC-AllCommercial-Cooling | 0 |  |  |  |  | 45.3009 | 0 | 35 | 0 | 0 | 10.3009 | 196 |  | kWh | 0.15 | 0 | Commercial | [7 empty] | 10 | 0.85 |  |  |  | 0 | 4 | 0 | 0 | 0 | 0 | 0 | 0 | 0 | 0 | 0 | 0 | 2009 Qtr 1: 0; 2009 Qtr 2: 0; 2009 Qtr 3: 0; 2009 Qtr 4: 4; 2010 Qtr 1: 0; 2010 Qtr 2: 0; 2010 Qtr 3: 0; 2010 Qtr 4: 0; 2011 Qtr 1: 0; 2011 Qtr 2: 0; 2011 Qtr 3: 0; 2011 Qtr 4: 0 | 4
0 | 253144-Commercial Condensor Coil Cleaning (all units - savings at 50% of DEER) Com All CZ07 VintAll |  | System | Commercial | 01-ALC-AllCommercial-Cooling | 0 |  |  |  |  | 10 | 0 | 18 | 0 | 0 | -8 | 60 |  | kWh | 0.047 | 0 | Commercial | [7 empty] | 3 | 0.85 |  |  |  | 0 | 4 | 0 | 0 | 0 | 0 | 0 | 0 | 0 | 0 | 0 | 0 | 2009 Qtr 1: 0; 2009 Qtr 2: 0; 2009 Qtr 3: 0; 2009 Qtr 4: 4; 2010 Qtr 1: 0; 2010 Qtr 2: 0; 2010 Qtr 3: 0; 2010 Qtr 4: 0; 2011 Qtr 1: 0; 2011 Qtr 2: 0; 2011 Qtr 3: 0; 2011 Qtr 4: 0 | 4
0 | 253144-Commercial Condensor Coil Cleaning (all units - savings at 50% of DEER) Com All CZ07 VintAll |  | System | Commercial | 01-ALC-AllCommercial-Cooling | 0 |  |  |  |  | 10 | 0 | 18 | 0 | 0 | -8 | 60 |  | kWh | 0.047 | 0 | Commercial | [7 empty] | 3 | 0.85 |  |  |  | 0 | 4 | 0 | 0 | 0 | 0 | 0 | 0 | 0 | 0 | 0 | 0 | 2009 Qtr 1: 0; 2009 Qtr 2: 0; 2009 Qtr 3: 0; 2009 Qtr 4: 4; 2010 Qtr 1: 0; 2010 Qtr 2: 0; 2010 Qtr 3: 0; 2010 Qtr 4: 0; 2011 Qtr 1: 0; 2011 Qtr 2: 0; 2011 Qtr 3: 0; 2011 Qtr 4: 0 | 4
0 | 253141-Commercial HVAC Diagnostic/Tune-up Com All CZ07 VintAll |  | System | Commercial | 01-ALC-AllCommercial-Cooling | 0 |  |  |  |  | 45.3009 | 0 | 35 | 0 | 0 | 10.3009 | 196 |  | kWh | 0.15 | 0 | Commercial | [7 empty] | 10 | 0.85 |  |  |  | 0 | 4 | 0 | 0 | 0 | 0 | 0 | 0 | 0 | 0 | 0 | 0 | 2009 Qtr 1: 0; 2009 Qtr 2: 0; 2009 Qtr 3: 0; 2009 Qtr 4: 4; 2010 Qtr 1: 0; 2010 Qtr 2: 0; 2010 Qtr 3: 0; 2010 Qtr 4: 0; 2011 Qtr 1: 0; 2011 Qtr 2: 0; 2011 Qtr 3: 0; 2011 Qtr 4: 0 | 4
0 | 253144-Commercial Condensor Coil Cleaning (all units - savings at 50% of DEER) Com All CZ07 VintAll |  | System | Commercial | 01-ALC-AllCommercial-Cooling | 0 |  |  |  |  | 10 | 0 | 18 | 0 | 0 | -8 | 60 |  | kWh | 0.047 | 0 | Commercial | [7 empty] | 3 | 0.85 |  |  |  | 0 | 4 | 0 | 0 | 0 | 0 | 0 | 0 | 0 | 0 | 0 | 0 | 2009 Qtr 1: 0; 2009 Qtr 2: 0; 2009 Qtr 3: 0; 2009 Qtr 4: 4; 2010 Qtr 1: 0; 2010 Qtr 2: 0; 2010 Qtr 3: 0; 2010 Qtr 4: 0; 2011 Qtr 1: 0; 2011 Qtr 2: 0; 2011 Qtr 3: 0; 2011 Qtr 4: 0 | 4
0 | 253141-Commercial HVAC Diagnostic/Tune-up Com All CZ07 VintAll |  | System | Commercial | 01-ALC-AllCommercial-Cooling | 0 |  |  |  |  | 45.3009 | 0 | 43.75 | 0 | 0 | 1.5509 | 196 |  | kWh | 0.15 | 0 | Commercial | [7 empty] | 10 | 0.85 |  |  |  | 0 | 3 | 0 | 0 | 0 | 0 | 0 | 0 | 0 | 0 | 0 | 0 | 2009 Qtr 1: 0; 2009 Qtr 2: 0; 2009 Qtr 3: 0; 2009 Qtr 4: 3; 2010 Qtr 1: 0; 2010 Qtr 2: 0; 2010 Qtr 3: 0; 2010 Qtr 4: 0; 2011 Qtr 1: 0; 2011 Qtr 2: 0; 2011 Qtr 3: 0; 2011 Qtr 4: 0 | 3
0 | 253144-Commercial Condensor Coil Cleaning (all units - savings at 50% of DEER) Com All CZ07 VintAll |  | System | Commercial | 01-ALC-AllCommercial-Cooling | 0 |  |  |  |  | 10 | 0 | 22.5 | 0 | 0 | -12.5 | 60 |  | kWh | 0.047 | 0 | Commercial | [7 empty] | 3 | 0.85 |  |  |  | 0 | 3 | 0 | 0 | 0 | 0 | 0 | 0 | 0 | 0 | 0 | 0 | 2009 Qtr 1: 0; 2009 Qtr 2: 0; 2009 Qtr 3: 0; 2009 Qtr 4: 3; 2010 Qtr 1: 0; 2010 Qtr 2: 0; 2010 Qtr 3: 0; 2010 Qtr 4: 0; 2011 Qtr 1: 0; 2011 Qtr 2: 0; 2011 Qtr 3: 0; 2011 Qtr 4: 0 | 3
0 | 253141-Commercial HVAC Diagnostic/Tune-up Com All CZ07 VintAll |  | System | Commercial | 01-ALC-AllCommercial-Cooling | 0 |  |  |  |  | 45.3009 | 0 | 43.75 | 0 | 0 | 1.5509 | 196 |  | kWh | 0.15 | 0 | Commercial | [7 empty] | 10 | 0.85 |  |  |  | 0 | 3 | 0 | 0 | 0 | 0 | 0 | 0 | 0 | 0 | 0 | 0 | 2009 Qtr 1: 0; 2009 Qtr 2: 0; 2009 Qtr 3: 0; 2009 Qtr 4: 3; 2010 Qtr 1: 0; 2010 Qtr 2: 0; 2010 Qtr 3: 0; 2010 Qtr 4: 0; 2011 Qtr 1: 0; 2011 Qtr 2: 0; 2011 Qtr 3: 0; 2011 Qtr 4: 0 | 3
0 | 253141-Commercial HVAC Diagnostic/Tune-up Com All CZ07 VintAll |  | System | Commercial | 01-ALC-AllCommercial-Cooling | 0 |  |  |  |  | 45.3009 | 0 | 35 | 0 | 0 | 10.3009 | 196 |  | kWh | 0.15 | 0 | Commercial | [7 empty] | 10 | 0.85 |  |  |  | 0 | 3 | 0 | 0 | 0 | 0 | 0 | 0 | 0 | 0 | 0 | 0 | 2009 Qtr 1: 0; 2009 Qtr 2: 0; 2009 Qtr 3: 0; 2009 Qtr 4: 3; 2010 Qtr 1: 0; 2010 Qtr 2: 0; 2010 Qtr 3: 0; 2010 Qtr 4: 0; 2011 Qtr 1: 0; 2011 Qtr 2: 0; 2011 Qtr 3: 0; 2011 Qtr 4: 0 | 3
0 | 253144-Commercial Condensor Coil Cleaning (all units - savings at 50% of DEER) Com All CZ07 VintAll |  | System | Commercial | 01-ALC-AllCommercial-Cooling | 0 |  |  |  |  | 10 | 0 | 22.5 | 0 | 0 | -12.5 | 60 |  | kWh | 0.047 | 0 | Commercial | [7 empty] | 3 | 0.85 |  |  |  | 0 | 3 | 0 | 0 | 0 | 0 | 0 | 0 | 0 | 0 | 0 | 0 | 2009 Qtr 1: 0; 2009 Qtr 2: 0; 2009 Qtr 3: 0; 2009 Qtr 4: 3; 2010 Qtr 1: 0; 2010 Qtr 2: 0; 2010 Qtr 3: 0; 2010 Qtr 4: 0; 2011 Qtr 1: 0; 2011 Qtr 2: 0; 2011 Qtr 3: 0; 2011 Qtr 4: 0 | 3
0 | 253141-Commercial HVAC Diagnostic/Tune-up Com All CZ07 VintAll |  | System | Commercial | 01-ALC-AllCommercial-Cooling | 0 |  |  |  |  | 45.3009 | 0 | 35 | 0 | 0 | 10.3009 | 196 |  | kWh | 0.15 | 0 | Commercial | [7 empty] | 10 | 0.85 |  |  |  | 0 | 5 | 0 | 0 | 0 | 0 | 0 | 0 | 0 | 0 | 0 | 0 | 2009 Qtr 1: 0; 2009 Qtr 2: 0; 2009 Qtr 3: 0; 2009 Qtr 4: 5; 2010 Qtr 1: 0; 2010 Qtr 2: 0; 2010 Qtr 3: 0; 2010 Qtr 4: 0; 2011 Qtr 1: 0; 2011 Qtr 2: 0; 2011 Qtr 3: 0; 2011 Qtr 4: 0 | 5
0 | 253144-Commercial Condensor Coil Cleaning (all units - savings at 50% of DEER) Com All CZ07 VintAll |  | System | Commercial | 01-ALC-AllCommercial-Cooling | 0 |  |  |  |  | 10 | 0 | 18 | 0 | 0 | -8 | 60 |  | kWh | 0.047 | 0 | Commercial | [7 empty] | 3 | 0.85 |  |  |  | 0 | 5 | 0 | 0 | 0 | 0 | 0 | 0 | 0 | 0 | 0 | 0 | 2009 Qtr 1: 0; 2009 Qtr 2: 0; 2009 Qtr 3: 0; 2009 Qtr 4: 5; 2010 Qtr 1: 0; 2010 Qtr 2: 0; 2010 Qtr 3: 0; 2010 Qtr 4: 0; 2011 Qtr 1: 0; 2011 Qtr 2: 0; 2011 Qtr 3: 0; 2011 Qtr 4: 0 | 5
0 | 253141-Commercial HVAC Diagnostic/Tune-up Com All CZ07 VintAll |  | System | Commercial | 01-ALC-AllCommercial-Cooling | 0 |  |  |  |  | 45.3009 | 0 | 35 | 0 | 0 | 10.3009 | 196 |  | kWh | 0.15 | 0 | Commercial | [7 empty] | 10 | 0.85 |  |  |  | 0 | 5 | 0 | 0 | 0 | 0 | 0 | 0 | 0 | 0 | 0 | 0 | 2009 Qtr 1: 0; 2009 Qtr 2: 0; 2009 Qtr 3: 0; 2009 Qtr 4: 5; 2010 Qtr 1: 0; 2010 Qtr 2: 0; 2010 Qtr 3: 0; 2010 Qtr 4: 0; 2011 Qtr 1: 0; 2011 Qtr 2: 0; 2011 Qtr 3: 0; 2011 Qtr 4: 0 | 5
0 | 253144-Commercial Condensor Coil Cleaning (all units - savings at 50% of DEER) Com All CZ07 VintAll |  | System | Commercial | 01-ALC-AllCommercial-Cooling | 0 |  |  |  |  | 10 | 0 | 18 | 0 | 0 | -8 | 60 |  | kWh | 0.047 | 0 | Commercial | [7 empty] | 3 | 0.85 |  |  |  | 0 | 5 | 0 | 0 | 0 | 0 | 0 | 0 | 0 | 0 | 0 | 0 | 2009 Qtr 1: 0; 2009 Qtr 2: 0; 2009 Qtr 3: 0; 2009 Qtr 4: 5; 2010 Qtr 1: 0; 2010 Qtr 2: 0; 2010 Qtr 3: 0; 2010 Qtr 4: 0; 2011 Qtr 1: 0; 2011 Qtr 2: 0; 2011 Qtr 3: 0; 2011 Qtr 4: 0 | 5
0 | 253141-Commercial HVAC Diagnostic/Tune-up Com All CZ07 VintAll |  | System | Commercial | 01-ALC-AllCommercial-Cooling | 0 |  |  |  |  | 45.3009 | 0 | 43.75 | 0 | 0 | 1.5509 | 196 |  | kWh | 0.15 | 0 | Commercial | [7 empty] | 10 | 0.85 |  |  |  | 0 | 3 | 0 | 0 | 0 | 0 | 0 | 0 | 0 | 0 | 0 | 0 | 2009 Qtr 1: 0; 2009 Qtr 2: 0; 2009 Qtr 3: 0; 2009 Qtr 4: 3; 2010 Qtr 1: 0; 2010 Qtr 2: 0; 2010 Qtr 3: 0; 2010 Qtr 4: 0; 2011 Qtr 1: 0; 2011 Qtr 2: 0; 2011 Qtr 3: 0; 2011 Qtr 4: 0 | 3
0 | 253144-Commercial Condensor Coil Cleaning (all units - savings at 50% of DEER) Com All CZ07 VintAll |  | System | Commercial | 01-ALC-AllCommercial-Cooling | 0 |  |  |  |  | 10 | 0 | 22.5 | 0 | 0 | -12.5 | 60 |  | kWh | 0.047 | 0 | Commercial | [7 empty] | 3 | 0.85 |  |  |  | 0 | 3 | 0 | 0 | 0 | 0 | 0 | 0 | 0 | 0 | 0 | 0 | 2009 Qtr 1: 0; 2009 Qtr 2: 0; 2009 Qtr 3: 0; 2009 Qtr 4: 3; 2010 Qtr 1: 0; 2010 Qtr 2: 0; 2010 Qtr 3: 0; 2010 Qtr 4: 0; 2011 Qtr 1: 0; 2011 Qtr 2: 0; 2011 Qtr 3: 0; 2011 Qtr 4: 0 | 3
0 | 253141-Commercial HVAC Diagnostic/Tune-up Com All CZ07 VintAll |  | System | Commercial | 01-ALC-AllCommercial-Cooling | 0 |  |  |  |  | 45.3009 | 0 | 43.75 | 0 | 0 | 1.5509 | 196 |  | kWh | 0.15 | 0 | Commercial | [7 empty] | 10 | 0.85 |  |  |  | 0 | 3 | 0 | 0 | 0 | 0 | 0 | 0 | 0 | 0 | 0 | 0 | 2009 Qtr 1: 0; 2009 Qtr 2: 0; 2009 Qtr 3: 0; 2009 Qtr 4: 3; 2010 Qtr 1: 0; 2010 Qtr 2: 0; 2010 Qtr 3: 0; 2010 Qtr 4: 0; 2011 Qtr 1: 0; 2011 Qtr 2: 0; 2011 Qtr 3: 0; 2011 Qtr 4: 0 | 3
0 | 253144-Commercial Condensor Coil Cleaning (all units - savings at 50% of DEER) Com All CZ07 VintAll |  | System | Commercial | 01-ALC-AllCommercial-Cooling | 0 |  |  |  |  | 10 | 0 | 22.5 | 0 | 0 | -12.5 | 60 |  | kWh | 0.047 | 0 | Commercial | [7 empty] | 3 | 0.85 |  |  |  | 0 | 3 | 0 | 0 | 0 | 0 | 0 | 0 | 0 | 0 | 0 | 0 | 2009 Qtr 1: 0; 2009 Qtr 2: 0; 2009 Qtr 3: 0; 2009 Qtr 4: 3; 2010 Qtr 1: 0; 2010 Qtr 2: 0; 2010 Qtr 3: 0; 2010 Qtr 4: 0; 2011 Qtr 1: 0; 2011 Qtr 2: 0; 2011 Qtr 3: 0; 2011 Qtr 4: 0 | 3
0 | 253141-Commercial HVAC Diagnostic/Tune-up Com All CZ07 VintAll |  | System | Commercial | 01-ALC-AllCommercial-Cooling | 0 |  |  |  |  | 45.3009 | 0 | 35 | 0 | 0 | 10.3009 | 196 |  | kWh | 0.15 | 0 | Commercial | [7 empty] | 10 | 0.85 |  |  |  | 0 | 4 | 0 | 0 | 0 | 0 | 0 | 0 | 0 | 0 | 0 | 0 | 2009 Qtr 1: 0; 2009 Qtr 2: 0; 2009 Qtr 3: 0; 2009 Qtr 4: 4; 2010 Qtr 1: 0; 2010 Qtr 2: 0; 2010 Qtr 3: 0; 2010 Qtr 4: 0; 2011 Qtr 1: 0; 2011 Qtr 2: 0; 2011 Qtr 3: 0; 2011 Qtr 4: 0 | 4
0 | 253144-Commercial Condensor Coil Cleaning (all units - savings at 50% of DEER) Com All CZ07 VintAll |  | System | Commercial | 01-ALC-AllCommercial-Cooling | 0 |  |  |  |  | 10 | 0 | 18 | 0 | 0 | -8 | 60 |  | kWh | 0.047 | 0 | Commercial | [7 empty] | 3 | 0.85 |  |  |  | 0 | 3 | 0 | 0 | 0 | 0 | 0 | 0 | 0 | 0 | 0 | 0 | 2009 Qtr 1: 0; 2009 Qtr 2: 0; 2009 Qtr 3: 0; 2009 Qtr 4: 3; 2010 Qtr 1: 0; 2010 Qtr 2: 0; 2010 Qtr 3: 0; 2010 Qtr 4: 0; 2011 Qtr 1: 0; 2011 Qtr 2: 0; 2011 Qtr 3: 0; 2011 Qtr 4: 0 | 3
0 | 253144-Commercial Condensor Coil Cleaning (all units - savings at 50% of DEER) Com All CZ07 VintAll |  | System | Commercial | 01-ALC-AllCommercial-Cooling | 0 |  |  |  |  | 10 | 0 | 18 | 0 | 0 | -8 | 60 |  | kWh | 0.047 | 0 | Commercial | [7 empty] | 3 | 0.85 |  |  |  | 0 | 4 | 0 | 0 | 0 | 0 | 0 | 0 | 0 | 0 | 0 | 0 | 2009 Qtr 1: 0; 2009 Qtr 2: 0; 2009 Qtr 3: 0; 2009 Qtr 4: 4; 2010 Qtr 1: 0; 2010 Qtr 2: 0; 2010 Qtr 3: 0; 2010 Qtr 4: 0; 2011 Qtr 1: 0; 2011 Qtr 2: 0; 2011 Qtr 3: 0; 2011 Qtr 4: 0 | 4
0 | 253141-Commercial HVAC Diagnostic/Tune-up Com All CZ07 VintAll |  | System | Commercial | 01-ALC-AllCommercial-Cooling | 0 |  |  |  |  | 45.3009 | 0 | 37.1875 | 0 | 0 | 8.1134 | 196 |  | kWh | 0.15 | 0 | Commercial | [7 empty] | 10 | 0.85 |  |  |  | 0 | 4 | 0 | 0 | 0 | 0 | 0 | 0 | 0 | 0 | 0 | 0 | 2009 Qtr 1: 0; 2009 Qtr 2: 0; 2009 Qtr 3: 0; 2009 Qtr 4: 4; 2010 Qtr 1: 0; 2010 Qtr 2: 0; 2010 Qtr 3: 0; 2010 Qtr 4: 0; 2011 Qtr 1: 0; 2011 Qtr 2: 0; 2011 Qtr 3: 0; 2011 Qtr 4: 0 | 4
0 | 253144-Commercial Condensor Coil Cleaning (all units - savings at 50% of DEER) Com All CZ07 VintAll |  | System | Commercial | 01-ALC-AllCommercial-Cooling | 0 |  |  |  |  | 10 | 0 | 19.125 | 0 | 0 | -9.125 | 60 |  | kWh | 0.047 | 0 | Commercial | [7 empty] | 3 | 0.85 |  |  |  | 0 | 4 | 0 | 0 | 0 | 0 | 0 | 0 | 0 | 0 | 0 | 0 | 2009 Qtr 1: 0; 2009 Qtr 2: 0; 2009 Qtr 3: 0; 2009 Qtr 4: 4; 2010 Qtr 1: 0; 2010 Qtr 2: 0; 2010 Qtr 3: 0; 2010 Qtr 4: 0; 2011 Qtr 1: 0; 2011 Qtr 2: 0; 2011 Qtr 3: 0; 2011 Qtr 4: 0 | 4
0 | 253141-Commercial HVAC Diagnostic/Tune-up Com All CZ07 VintAll |  | System | Commercial | 01-ALC-AllCommercial-Cooling | 0 |  |  |  |  | 45.3009 | 0 | 37.1875 | 0 | 0 | 8.1134 | 196 |  | kWh | 0.15 | 0 | Commercial | [7 empty] | 10 | 0.85 |  |  |  | 0 | 4 | 0 | 0 | 0 | 0 | 0 | 0 | 0 | 0 | 0 | 0 | 2009 Qtr 1: 0; 2009 Qtr 2: 0; 2009 Qtr 3: 0; 2009 Qtr 4: 4; 2010 Qtr 1: 0; 2010 Qtr 2: 0; 2010 Qtr 3: 0; 2010 Qtr 4: 0; 2011 Qtr 1: 0; 2011 Qtr 2: 0; 2011 Qtr 3: 0; 2011 Qtr 4: 0 | 4
0 | 253144-Commercial Condensor Coil Cleaning (all units - savings at 50% of DEER) Com All CZ07 VintAll |  | System | Commercial | 01-ALC-AllCommercial-Cooling | 0 |  |  |  |  | 10 | 0 | 19.125 | 0 | 0 | -9.125 | 60 |  | kWh | 0.047 | 0 | Commercial | [7 empty] | 3 | 0.85 |  |  |  | 0 | 4 | 0 | 0 | 0 | 0 | 0 | 0 | 0 | 0 | 0 | 0 | 2009 Qtr 1: 0; 2009 Qtr 2: 0; 2009 Qtr 3: 0; 2009 Qtr 4: 4; 2010 Qtr 1: 0; 2010 Qtr 2: 0; 2010 Qtr 3: 0; 2010 Qtr 4: 0; 2011 Qtr 1: 0; 2011 Qtr 2: 0; 2011 Qtr 3: 0; 2011 Qtr 4: 0 | 4
0 | 253141-Commercial HVAC Diagnostic/Tune-up Com All CZ07 VintAll |  | System | Commercial | 01-ALC-AllCommercial-Cooling | 0 |  |  |  |  | 45.3009 | 0 | 35 | 0 | 0 | 10.3009 | 196 |  | kWh | 0.15 | 0 | Commercial | [7 empty] | 10 | 0.85 |  |  |  | 0 | 3 | 0 | 0 | 0 | 0 | 0 | 0 | 0 | 0 | 0 | 0 | 2009 Qtr 1: 0; 2009 Qtr 2: 0; 2009 Qtr 3: 0; 2009 Qtr 4: 3; 2010 Qtr 1: 0; 2010 Qtr 2: 0; 2010 Qtr 3: 0; 2010 Qtr 4: 0; 2011 Qtr 1: 0; 2011 Qtr 2: 0; 2011 Qtr 3: 0; 2011 Qtr 4: 0 | 3
0 | 253144-Commercial Condensor Coil Cleaning (all units - savings at 50% of DEER) Com All CZ07 VintAll |  | System | Commercial | 01-ALC-AllCommercial-Cooling | 0 |  |  |  |  | 10 | 0 | 18 | 0 | 0 | -8 | 60 |  | kWh | 0.047 | 0 | Commercial | [7 empty] | 3 | 0.85 |  |  |  | 0 | 3 | 0 | 0 | 0 | 0 | 0 | 0 | 0 | 0 | 0 | 0 | 2009 Qtr 1: 0; 2009 Qtr 2: 0; 2009 Qtr 3: 0; 2009 Qtr 4: 3; 2010 Qtr 1: 0; 2010 Qtr 2: 0; 2010 Qtr 3: 0; 2010 Qtr 4: 0; 2011 Qtr 1: 0; 2011 Qtr 2: 0; 2011 Qtr 3: 0; 2011 Qtr 4: 0 | 3
0 | 253141-Commercial HVAC Diagnostic/Tune-up Com All CZ07 VintAll |  | System | Commercial | 01-ALC-AllCommercial-Cooling | 0 |  |  |  |  | 45.3009 | 0 | 35 | 0 | 0 | 10.3009 | 196 |  | kWh | 0.15 | 0 | Commercial | [7 empty] | 10 | 0.85 |  |  |  | 0 | 3 | 0 | 0 | 0 | 0 | 0 | 0 | 0 | 0 | 0 | 0 | 2009 Qtr 1: 0; 2009 Qtr 2: 0; 2009 Qtr 3: 0; 2009 Qtr 4: 3; 2010 Qtr 1: 0; 2010 Qtr 2: 0; 2010 Qtr 3: 0; 2010 Qtr 4: 0; 2011 Qtr 1: 0; 2011 Qtr 2: 0; 2011 Qtr 3: 0; 2011 Qtr 4: 0 | 3
0 | 253144-Commercial Condensor Coil Cleaning (all units - savings at 50% of DEER) Com All CZ07 VintAll |  | System | Commercial | 01-ALC-AllCommercial-Cooling | 0 |  |  |  |  | 10 | 0 | 18 | 0 | 0 | -8 | 60 |  | kWh | 0.047 | 0 | Commercial | [7 empty] | 3 | 0.85 |  |  |  | 0 | 3 | 0 | 0 | 0 | 0 | 0 | 0 | 0 | 0 | 0 | 0 | 2009 Qtr 1: 0; 2009 Qtr 2: 0; 2009 Qtr 3: 0; 2009 Qtr 4: 3; 2010 Qtr 1: 0; 2010 Qtr 2: 0; 2010 Qtr 3: 0; 2010 Qtr 4: 0; 2011 Qtr 1: 0; 2011 Qtr 2: 0; 2011 Qtr 3: 0; 2011 Qtr 4: 0 | 3
0 | 253141-Commercial HVAC Diagnostic/Tune-up Com All CZ07 VintAll |  | System | Commercial | 01-ALC-AllCommercial-Cooling | 0 |  |  |  |  | 45.3009 | 0 | 35 | 0 | 0 | 10.3009 | 196 |  | kWh | 0.15 | 0 | Commercial | [7 empty] | 10 | 0.85 |  |  |  | 0 | 4 | 0 | 0 | 0 | 0 | 0 | 0 | 0 | 0 | 0 | 0 | 2009 Qtr 1: 0; 2009 Qtr 2: 0; 2009 Qtr 3: 0; 2009 Qtr 4: 4; 2010 Qtr 1: 0; 2010 Qtr 2: 0; 2010 Qtr 3: 0; 2010 Qtr 4: 0; 2011 Qtr 1: 0; 2011 Qtr 2: 0; 2011 Qtr 3: 0; 2011 Qtr 4: 0 | 4
0 | 253141-Commercial HVAC Diagnostic/Tune-up Com All CZ07 VintAll |  | System | Commercial | 01-ALC-AllCommercial-Cooling | 0 |  |  |  |  | 45.3009 | 0 | 35 | 0 | 0 | 10.3009 | 196 |  | kWh | 0.15 | 0 | Commercial | [7 empty] | 10 | 0.85 |  |  |  | 0 | 5 | 0 | 0 | 0 | 0 | 0 | 0 | 0 | 0 | 0 | 0 | 2009 Qtr 1: 0; 2009 Qtr 2: 0; 2009 Qtr 3: 0; 2009 Qtr 4: 5; 2010 Qtr 1: 0; 2010 Qtr 2: 0; 2010 Qtr 3: 0; 2010 Qtr 4: 0; 2011 Qtr 1: 0; 2011 Qtr 2: 0; 2011 Qtr 3: 0; 2011 Qtr 4: 0 | 5
0 | 253144-Commercial Condensor Coil Cleaning (all units - savings at 50% of DEER) Com All CZ07 VintAll |  | System | Commercial | 01-ALC-AllCommercial-Cooling | 0 |  |  |  |  | 10 | 0 | 18 | 0 | 0 | -8 | 60 |  | kWh | 0.047 | 0 | Commercial | [7 empty] | 3 | 0.85 |  |  |  | 0 | 4 | 0 | 0 | 0 | 0 | 0 | 0 | 0 | 0 | 0 | 0 | 2009 Qtr 1: 0; 2009 Qtr 2: 0; 2009 Qtr 3: 0; 2009 Qtr 4: 4; 2010 Qtr 1: 0; 2010 Qtr 2: 0; 2010 Qtr 3: 0; 2010 Qtr 4: 0; 2011 Qtr 1: 0; 2011 Qtr 2: 0; 2011 Qtr 3: 0; 2011 Qtr 4: 0 | 4
0 | 253141-Commercial HVAC Diagnostic/Tune-up Com All CZ07 VintAll |  | System | Commercial | 01-ALC-AllCommercial-Cooling | 0 |  |  |  |  | 45.3009 | 0 | 35 | 0 | 0 | 10.3009 | 196 |  | kWh | 0.15 | 0 | Commercial | [7 empty] | 10 | 0.85 |  |  |  | 0 | 4 | 0 | 0 | 0 | 0 | 0 | 0 | 0 | 0 | 0 | 0 | 2009 Qtr 1: 0; 2009 Qtr 2: 0; 2009 Qtr 3: 0; 2009 Qtr 4: 4; 2010 Qtr 1: 0; 2010 Qtr 2: 0; 2010 Qtr 3: 0; 2010 Qtr 4: 0; 2011 Qtr 1: 0; 2011 Qtr 2: 0; 2011 Qtr 3: 0; 2011 Qtr 4: 0 | 4
0 | 253144-Commercial Condensor Coil Cleaning (all units - savings at 50% of DEER) Com All CZ07 VintAll |  | System | Commercial | 01-ALC-AllCommercial-Cooling | 0 |  |  |  |  | 10 | 0 | 18 | 0 | 0 | -8 | 60 |  | kWh | 0.047 | 0 | Commercial | [7 empty] | 3 | 0.85 |  |  |  | 0 | 4 | 0 | 0 | 0 | 0 | 0 | 0 | 0 | 0 | 0 | 0 | 2009 Qtr 1: 0; 2009 Qtr 2: 0; 2009 Qtr 3: 0; 2009 Qtr 4: 4; 2010 Qtr 1: 0; 2010 Qtr 2: 0; 2010 Qtr 3: 0; 2010 Qtr 4: 0; 2011 Qtr 1: 0; 2011 Qtr 2: 0; 2011 Qtr 3: 0; 2011 Qtr 4: 0 | 4
0 | 253141-Commercial HVAC Diagnostic/Tune-up Com All CZ07 VintAll |  | System | Commercial | 01-ALC-AllCommercial-Cooling | 0 |  |  |  |  | 45.3009 | 0 | 35 | 0 | 0 | 10.3009 | 196 |  | kWh | 0.15 | 0 | Commercial | [7 empty] | 10 | 0.85 |  |  |  | 0 | 5 | 0 | 0 | 0 | 0 | 0 | 0 | 0 | 0 | 0 | 0 | 2009 Qtr 1: 0; 2009 Qtr 2: 0; 2009 Qtr 3: 0; 2009 Qtr 4: 5; 2010 Qtr 1: 0; 2010 Qtr 2: 0; 2010 Qtr 3: 0; 2010 Qtr 4: 0; 2011 Qtr 1: 0; 2011 Qtr 2: 0; 2011 Qtr 3: 0; 2011 Qtr 4: 0 | 5
0 | 253144-Commercial Condensor Coil Cleaning (all units - savings at 50% of DEER) Com All CZ07 VintAll |  | System | Commercial | 01-ALC-AllCommercial-Cooling | 0 |  |  |  |  | 10 | 0 | 18 | 0 | 0 | -8 | 60 |  | kWh | 0.047 | 0 | Commercial | [7 empty] | 3 | 0.85 |  |  |  | 0 | 5 | 0 | 0 | 0 | 0 | 0 | 0 | 0 | 0 | 0 | 0 | 2009 Qtr 1: 0; 2009 Qtr 2: 0; 2009 Qtr 3: 0; 2009 Qtr 4: 5; 2010 Qtr 1: 0; 2010 Qtr 2: 0; 2010 Qtr 3: 0; 2010 Qtr 4: 0; 2011 Qtr 1: 0; 2011 Qtr 2: 0; 2011 Qtr 3: 0; 2011 Qtr 4: 0 | 5
0 | 253141-Commercial HVAC Diagnostic/Tune-up Com All CZ07 VintAll |  | System | Commercial | 01-ALC-AllCommercial-Cooling | 0 |  |  |  |  | 45.3009 | 0 | 43.75 | 0 | 0 | 1.5509 | 196 |  | kWh | 0.15 | 0 | Commercial | [7 empty] | 10 | 0.85 |  |  |  | 0 | 3 | 0 | 0 | 0 | 0 | 0 | 0 | 0 | 0 | 0 | 0 | 2009 Qtr 1: 0; 2009 Qtr 2: 0; 2009 Qtr 3: 0; 2009 Qtr 4: 3; 2010 Qtr 1: 0; 2010 Qtr 2: 0; 2010 Qtr 3: 0; 2010 Qtr 4: 0; 2011 Qtr 1: 0; 2011 Qtr 2: 0; 2011 Qtr 3: 0; 2011 Qtr 4: 0 | 3
0 | 253144-Commercial Condensor Coil Cleaning (all units - savings at 50% of DEER) Com All CZ07 VintAll |  | System | Commercial | 01-ALC-AllCommercial-Cooling | 0 |  |  |  |  | 10 | 0 | 22.5 | 0 | 0 | -12.5 | 60 |  | kWh | 0.047 | 0 | Commercial | [7 empty] | 3 | 0.85 |  |  |  | 0 | 3 | 0 | 0 | 0 | 0 | 0 | 0 | 0 | 0 | 0 | 0 | 2009 Qtr 1: 0; 2009 Qtr 2: 0; 2009 Qtr 3: 0; 2009 Qtr 4: 3; 2010 Qtr 1: 0; 2010 Qtr 2: 0; 2010 Qtr 3: 0; 2010 Qtr 4: 0; 2011 Qtr 1: 0; 2011 Qtr 2: 0; 2011 Qtr 3: 0; 2011 Qtr 4: 0 | 3
0 | 253141-Commercial HVAC Diagnostic/Tune-up Com All CZ07 VintAll |  | System | Commercial | 01-ALC-AllCommercial-Cooling | 0 |  |  |  |  | 45.3009 | 0 | 43.75 | 0 | 0 | 1.5509 | 196 |  | kWh | 0.15 | 0 | Commercial | [7 empty] | 10 | 0.85 |  |  |  | 0 | 3 | 0 | 0 | 0 | 0 | 0 | 0 | 0 | 0 | 0 | 0 | 2009 Qtr 1: 0; 2009 Qtr 2: 0; 2009 Qtr 3: 0; 2009 Qtr 4: 3; 2010 Qtr 1: 0; 2010 Qtr 2: 0; 2010 Qtr 3: 0; 2010 Qtr 4: 0; 2011 Qtr 1: 0; 2011 Qtr 2: 0; 2011 Qtr 3: 0; 2011 Qtr 4: 0 | 3
0 | 253144-Commercial Condensor Coil Cleaning (all units - savings at 50% of DEER) Com All CZ07 VintAll |  | System | Commercial | 01-ALC-AllCommercial-Cooling | 0 |  |  |  |  | 10 | 0 | 22.5 | 0 | 0 | -12.5 | 60 |  | kWh | 0.047 | 0 | Commercial | [7 empty] | 3 | 0.85 |  |  |  | 0 | 3 | 0 | 0 | 0 | 0 | 0 | 0 | 0 | 0 | 0 | 0 | 2009 Qtr 1: 0; 2009 Qtr 2: 0; 2009 Qtr 3: 0; 2009 Qtr 4: 3; 2010 Qtr 1: 0; 2010 Qtr 2: 0; 2010 Qtr 3: 0; 2010 Qtr 4: 0; 2011 Qtr 1: 0; 2011 Qtr 2: 0; 2011 Qtr 3: 0; 2011 Qtr 4: 0 | 3
0 | 253141-Commercial HVAC Diagnostic/Tune-up Com All CZ07 VintAll |  | System | Commercial | 01-ALC-AllCommercial-Cooling | 0 |  |  |  |  | 45.3009 | 0 | 35 | 0 | 0 | 10.3009 | 196 |  | kWh | 0.15 | 0 | Commercial | [7 empty] | 10 | 0.85 |  |  |  | 0 | 3 | 0 | 0 | 0 | 0 | 0 | 0 | 0 | 0 | 0 | 0 | 2009 Qtr 1: 0; 2009 Qtr 2: 0; 2009 Qtr 3: 0; 2009 Qtr 4: 3; 2010 Qtr 1: 0; 2010 Qtr 2: 0; 2010 Qtr 3: 0; 2010 Qtr 4: 0; 2011 Qtr 1: 0; 2011 Qtr 2: 0; 2011 Qtr 3: 0; 2011 Qtr 4: 0 | 3
0 | 253144-Commercial Condensor Coil Cleaning (all units - savings at 50% of DEER) Com All CZ07 VintAll |  | System | Commercial | 01-ALC-AllCommercial-Cooling | 0 |  |  |  |  | 10 | 0 | 18 | 0 | 0 | -8 | 60 |  | kWh | 0.047 | 0 | Commercial | [7 empty] | 3 | 0.85 |  |  |  | 0 | 5 | 0 | 0 | 0 | 0 | 0 | 0 | 0 | 0 | 0 | 0 | 2009 Qtr 1: 0; 2009 Qtr 2: 0; 2009 Qtr 3: 0; 2009 Qtr 4: 5; 2010 Qtr 1: 0; 2010 Qtr 2: 0; 2010 Qtr 3: 0; 2010 Qtr 4: 0; 2011 Qtr 1: 0; 2011 Qtr 2: 0; 2011 Qtr 3: 0; 2011 Qtr 4: 0 | 5
0 | 253144-Commercial Condensor Coil Cleaning (all units - savings at 50% of DEER) Com All CZ07 VintAll |  | System | Commercial | 01-ALC-AllCommercial-Cooling | 0 |  |  |  |  | 10 | 0 | 18 | 0 | 0 | -8 | 60 |  | kWh | 0.047 | 0 | Commercial | [7 empty] | 3 | 0.85 |  |  |  | 0 | 3 | 0 | 0 | 0 | 0 | 0 | 0 | 0 | 0 | 0 | 0 | 2009 Qtr 1: 0; 2009 Qtr 2: 0; 2009 Qtr 3: 0; 2009 Qtr 4: 3; 2010 Qtr 1: 0; 2010 Qtr 2: 0; 2010 Qtr 3: 0; 2010 Qtr 4: 0; 2011 Qtr 1: 0; 2011 Qtr 2: 0; 2011 Qtr 3: 0; 2011 Qtr 4: 0 | 3
0 | 253141-Commercial HVAC Diagnostic/Tune-up Com All CZ07 VintAll |  | System | Commercial | 01-ALC-AllCommercial-Cooling | 0 |  |  |  |  | 45.3009 | 0 | 35 | 0 | 0 | 10.3009 | 196 |  | kWh | 0.15 | 0 | Commercial | [7 empty] | 10 | 0.85 |  |  |  | 0 | 3 | 0 | 0 | 0 | 0 | 0 | 0 | 0 | 0 | 0 | 0 | 2009 Qtr 1: 0; 2009 Qtr 2: 0; 2009 Qtr 3: 0; 2009 Qtr 4: 3; 2010 Qtr 1: 0; 2010 Qtr 2: 0; 2010 Qtr 3: 0; 2010 Qtr 4: 0; 2011 Qtr 1: 0; 2011 Qtr 2: 0; 2011 Qtr 3: 0; 2011 Qtr 4: 0 | 3
0 | 253144-Commercial Condensor Coil Cleaning (all units - savings at 50% of DEER) Com All CZ07 VintAll |  | System | Commercial | 01-ALC-AllCommercial-Cooling | 0 |  |  |  |  | 10 | 0 | 18 | 0 | 0 | -8 | 60 |  | kWh | 0.047 | 0 | Commercial | [7 empty] | 3 | 0.85 |  |  |  | 0 | 3 | 0 | 0 | 0 | 0 | 0 | 0 | 0 | 0 | 0 | 0 | 2009 Qtr 1: 0; 2009 Qtr 2: 0; 2009 Qtr 3: 0; 2009 Qtr 4: 3; 2010 Qtr 1: 0; 2010 Qtr 2: 0; 2010 Qtr 3: 0; 2010 Qtr 4: 0; 2011 Qtr 1: 0; 2011 Qtr 2: 0; 2011 Qtr 3: 0; 2011 Qtr 4: 0 | 3
0 | 253141-Commercial HVAC Diagnostic/Tune-up Com All CZ07 VintAll |  | System | Commercial | 01-ALC-AllCommercial-Cooling | 0 |  |  |  |  | 45.3009 | 0 | 35 | 0 | 0 | 10.3009 | 196 |  | kWh | 0.15 | 0 | Commercial | [7 empty] | 10 | 0.85 |  |  |  | 0 | 5 | 0 | 0 | 0 | 0 | 0 | 0 | 0 | 0 | 0 | 0 | 2009 Qtr 1: 0; 2009 Qtr 2: 0; 2009 Qtr 3: 0; 2009 Qtr 4: 5; 2010 Qtr 1: 0; 2010 Qtr 2: 0; 2010 Qtr 3: 0; 2010 Qtr 4: 0; 2011 Qtr 1: 0; 2011 Qtr 2: 0; 2011 Qtr 3: 0; 2011 Qtr 4: 0 | 5
0 | 253144-Commercial Condensor Coil Cleaning (all units - savings at 50% of DEER) Com All CZ07 VintAll |  | System | Commercial | 01-ALC-AllCommercial-Cooling | 0 |  |  |  |  | 10 | 0 | 18 | 0 | 0 | -8 | 60 |  | kWh | 0.047 | 0 | Commercial | [7 empty] | 3 | 0.85 |  |  |  | 0 | 5 | 0 | 0 | 0 | 0 | 0 | 0 | 0 | 0 | 0 | 0 | 2009 Qtr 1: 0; 2009 Qtr 2: 0; 2009 Qtr 3: 0; 2009 Qtr 4: 5; 2010 Qtr 1: 0; 2010 Qtr 2: 0; 2010 Qtr 3: 0; 2010 Qtr 4: 0; 2011 Qtr 1: 0; 2011 Qtr 2: 0; 2011 Qtr 3: 0; 2011 Qtr 4: 0 | 5
0 | 253141-Commercial HVAC Diagnostic/Tune-up Com All CZ07 VintAll |  | System | Commercial | 01-ALC-AllCommercial-Cooling | 0 |  |  |  |  | 45.3009 | 0 | 35 | 0 | 0 | 10.3009 | 196 |  | kWh | 0.15 | 0 | Commercial | [7 empty] | 10 | 0.85 |  |  |  | 0 | 5 | 0 | 0 | 0 | 0 | 0 | 0 | 0 | 0 | 0 | 0 | 2009 Qtr 1: 0; 2009 Qtr 2: 0; 2009 Qtr 3: 0; 2009 Qtr 4: 5; 2010 Qtr 1: 0; 2010 Qtr 2: 0; 2010 Qtr 3: 0; 2010 Qtr 4: 0; 2011 Qtr 1: 0; 2011 Qtr 2: 0; 2011 Qtr 3: 0; 2011 Qtr 4: 0 | 5
0 | 253144-Commercial Condensor Coil Cleaning (all units - savings at 50% of DEER) Com All CZ07 VintAll |  | System | Commercial | 01-ALC-AllCommercial-Cooling | 0 |  |  |  |  | 10 | 0 | 18 | 0 | 0 | -8 | 60 |  | kWh | 0.047 | 0 | Commercial | [7 empty] | 3 | 0.85 |  |  |  | 0 | 5 | 0 | 0 | 0 | 0 | 0 | 0 | 0 | 0 | 0 | 0 | 2009 Qtr 1: 0; 2009 Qtr 2: 0; 2009 Qtr 3: 0; 2009 Qtr 4: 5; 2010 Qtr 1: 0; 2010 Qtr 2: 0; 2010 Qtr 3: 0; 2010 Qtr 4: 0; 2011 Qtr 1: 0; 2011 Qtr 2: 0; 2011 Qtr 3: 0; 2011 Qtr 4: 0 | 5
0 | 253141-Commercial HVAC Diagnostic/Tune-up Com All CZ07 VintAll |  | System | Commercial | 01-ALC-AllCommercial-Cooling | 0 |  |  |  |  | 45.3009 | 0 | 35 | 0 | 0 | 10.3009 | 196 |  | kWh | 0.15 | 0 | Commercial | [7 empty] | 10 | 0.85 |  |  |  | 0 | 5 | 0 | 0 | 0 | 0 | 0 | 0 | 0 | 0 | 0 | 0 | 2009 Qtr 1: 0; 2009 Qtr 2: 0; 2009 Qtr 3: 0; 2009 Qtr 4: 5; 2010 Qtr 1: 0; 2010 Qtr 2: 0; 2010 Qtr 3: 0; 2010 Qtr 4: 0; 2011 Qtr 1: 0; 2011 Qtr 2: 0; 2011 Qtr 3: 0; 2011 Qtr 4: 0 | 5
0 | 253144-Commercial Condensor Coil Cleaning (all units - savings at 50% of DEER) Com All CZ07 VintAll |  | System | Commercial | 01-ALC-AllCommercial-Cooling | 0 |  |  |  |  | 10 | 0 | 18 | 0 | 0 | -8 | 60 |  | kWh | 0.047 | 0 | Commercial | [7 empty] | 3 | 0.85 |  |  |  | 0 | 5 | 0 | 0 | 0 | 0 | 0 | 0 | 0 | 0 | 0 | 0 | 2009 Qtr 1: 0; 2009 Qtr 2: 0; 2009 Qtr 3: 0; 2009 Qtr 4: 5; 2010 Qtr 1: 0; 2010 Qtr 2: 0; 2010 Qtr 3: 0; 2010 Qtr 4: 0; 2011 Qtr 1: 0; 2011 Qtr 2: 0; 2011 Qtr 3: 0; 2011 Qtr 4: 0 | 5
0 | 253141-Commercial HVAC Diagnostic/Tune-up Com All CZ07 VintAll |  | System | Commercial | 01-ALC-AllCommercial-Cooling | 0 |  |  |  |  | 45.3009 | 0 | 35 | 0 | 0 | 10.3009 | 196 |  | kWh | 0.15 | 0 | Commercial | [7 empty] | 10 | 0.85 |  |  |  | 0 | 5 | 0 | 0 | 0 | 0 | 0 | 0 | 0 | 0 | 0 | 0 | 2009 Qtr 1: 0; 2009 Qtr 2: 0; 2009 Qtr 3: 0; 2009 Qtr 4: 5; 2010 Qtr 1: 0; 2010 Qtr 2: 0; 2010 Qtr 3: 0; 2010 Qtr 4: 0; 2011 Qtr 1: 0; 2011 Qtr 2: 0; 2011 Qtr 3: 0; 2011 Qtr 4: 0 | 5
0 | 253141-Commercial HVAC Diagnostic/Tune-up Com All CZ07 VintAll |  | System | Commercial | 01-ALC-AllCommercial-Cooling | 0 |  |  |  |  | 45.3009 | 0 | 35 | 0 | 0 | 10.3009 | 196 |  | kWh | 0.15 | 0 | Commercial | [7 empty] | 10 | 0.85 |  |  |  | 0 | 5 | 0 | 0 | 0 | 0 | 0 | 0 | 0 | 0 | 0 | 0 | 2009 Qtr 1: 0; 2009 Qtr 2: 0; 2009 Qtr 3: 0; 2009 Qtr 4: 5; 2010 Qtr 1: 0; 2010 Qtr 2: 0; 2010 Qtr 3: 0; 2010 Qtr 4: 0; 2011 Qtr 1: 0; 2011 Qtr 2: 0; 2011 Qtr 3: 0; 2011 Qtr 4: 0 | 5
0 | 253144-Commercial Condensor Coil Cleaning (all units - savings at 50% of DEER) Com All CZ07 VintAll |  | System | Commercial | 01-ALC-AllCommercial-Cooling | 0 |  |  |  |  | 10 | 0 | 18 | 0 | 0 | -8 | 60 |  | kWh | 0.047 | 0 | Commercial | [7 empty] | 3 | 0.85 |  |  |  | 0 | 5 | 0 | 0 | 0 | 0 | 0 | 0 | 0 | 0 | 0 | 0 | 2009 Qtr 1: 0; 2009 Qtr 2: 0; 2009 Qtr 3: 0; 2009 Qtr 4: 5; 2010 Qtr 1: 0; 2010 Qtr 2: 0; 2010 Qtr 3: 0; 2010 Qtr 4: 0; 2011 Qtr 1: 0; 2011 Qtr 2: 0; 2011 Qtr 3: 0; 2011 Qtr 4: 0 | 5
0 | 253141-Commercial HVAC Diagnostic/Tune-up Com All CZ07 VintAll |  | System | Commercial | 01-ALC-AllCommercial-Cooling | 0 |  |  |  |  | 45.3009 | 0 | 35 | 0 | 0 | 10.3009 | 196 |  | kWh | 0.15 | 0 | Commercial | [7 empty] | 10 | 0.85 |  |  |  | 0 | 3 | 0 | 0 | 0 | 0 | 0 | 0 | 0 | 0 | 0 | 0 | 2009 Qtr 1: 0; 2009 Qtr 2: 0; 2009 Qtr 3: 0; 2009 Qtr 4: 3; 2010 Qtr 1: 0; 2010 Qtr 2: 0; 2010 Qtr 3: 0; 2010 Qtr 4: 0; 2011 Qtr 1: 0; 2011 Qtr 2: 0; 2011 Qtr 3: 0; 2011 Qtr 4: 0 | 3
0 | 253144-Commercial Condensor Coil Cleaning (all units - savings at 50% of DEER) Com All CZ07 VintAll |  | System | Commercial | 01-ALC-AllCommercial-Cooling | 0 |  |  |  |  | 10 | 0 | 18 | 0 | 0 | -8 | 60 |  | kWh | 0.047 | 0 | Commercial | [7 empty] | 3 | 0.85 |  |  |  | 0 | 3 | 0 | 0 | 0 | 0 | 0 | 0 | 0 | 0 | 0 | 0 | 2009 Qtr 1: 0; 2009 Qtr 2: 0; 2009 Qtr 3: 0; 2009 Qtr 4: 3; 2010 Qtr 1: 0; 2010 Qtr 2: 0; 2010 Qtr 3: 0; 2010 Qtr 4: 0; 2011 Qtr 1: 0; 2011 Qtr 2: 0; 2011 Qtr 3: 0; 2011 Qtr 4: 0 | 3
0 | 253144-Commercial Condensor Coil Cleaning (all units - savings at 50% of DEER) Com All CZ07 VintAll |  | System | Commercial | 01-ALC-AllCommercial-Cooling | 0 |  |  |  |  | 10 | 0 | 18 | 0 | 0 | -8 | 60 |  | kWh | 0.047 | 0 | Commercial | [7 empty] | 3 | 0.85 |  |  |  | 0 | 5 | 0 | 0 | 0 | 0 | 0 | 0 | 0 | 0 | 0 | 0 | 2009 Qtr 1: 0; 2009 Qtr 2: 0; 2009 Qtr 3: 0; 2009 Qtr 4: 5; 2010 Qtr 1: 0; 2010 Qtr 2: 0; 2010 Qtr 3: 0; 2010 Qtr 4: 0; 2011 Qtr 1: 0; 2011 Qtr 2: 0; 2011 Qtr 3: 0; 2011 Qtr 4: 0 | 5
0 | 253141-Commercial HVAC Diagnostic/Tune-up Com All CZ07 VintAll |  | System | Commercial | 01-ALC-AllCommercial-Cooling | 0 |  |  |  |  | 45.3009 | 0 | 43.75 | 0 | 0 | 1.5509 | 196 |  | kWh | 0.15 | 0 | Commercial | [7 empty] | 10 | 0.85 |  |  |  | 0 | 3 | 0 | 0 | 0 | 0 | 0 | 0 | 0 | 0 | 0 | 0 | 2009 Qtr 1: 0; 2009 Qtr 2: 0; 2009 Qtr 3: 0; 2009 Qtr 4: 3; 2010 Qtr 1: 0; 2010 Qtr 2: 0; 2010 Qtr 3: 0; 2010 Qtr 4: 0; 2011 Qtr 1: 0; 2011 Qtr 2: 0; 2011 Qtr 3: 0; 2011 Qtr 4: 0 | 3
0 | 253144-Commercial Condensor Coil Cleaning (all units - savings at 50% of DEER) Com All CZ07 VintAll |  | System | Commercial | 01-ALC-AllCommercial-Cooling | 0 |  |  |  |  | 10 | 0 | 22.5 | 0 | 0 | -12.5 | 60 |  | kWh | 0.047 | 0 | Commercial | [7 empty] | 3 | 0.85 |  |  |  | 0 | 3 | 0 | 0 | 0 | 0 | 0 | 0 | 0 | 0 | 0 | 0 | 2009 Qtr 1: 0; 2009 Qtr 2: 0; 2009 Qtr 3: 0; 2009 Qtr 4: 3; 2010 Qtr 1: 0; 2010 Qtr 2: 0; 2010 Qtr 3: 0; 2010 Qtr 4: 0; 2011 Qtr 1: 0; 2011 Qtr 2: 0; 2011 Qtr 3: 0; 2011 Qtr 4: 0 | 3
0 | 253141-Commercial HVAC Diagnostic/Tune-up Com All CZ07 VintAll |  | System | Commercial | 01-ALC-AllCommercial-Cooling | 0 |  |  |  |  | 45.3009 | 0 | 43.75 | 0 | 0 | 1.5509 | 196 |  | kWh | 0.15 | 0 | Commercial | [7 empty] | 10 | 0.85 |  |  |  | 0 | 3 | 0 | 0 | 0 | 0 | 0 | 0 | 0 | 0 | 0 | 0 | 2009 Qtr 1: 0; 2009 Qtr 2: 0; 2009 Qtr 3: 0; 2009 Qtr 4: 3; 2010 Qtr 1: 0; 2010 Qtr 2: 0; 2010 Qtr 3: 0; 2010 Qtr 4: 0; 2011 Qtr 1: 0; 2011 Qtr 2: 0; 2011 Qtr 3: 0; 2011 Qtr 4: 0 | 3
0 | 253141-Commercial HVAC Diagnostic/Tune-up Com All CZ07 VintAll |  | System | Commercial | 01-ALC-AllCommercial-Cooling | 0 |  |  |  |  | 45.3009 | 0 | 35 | 0 | 0 | 10.3009 | 196 |  | kWh | 0.15 | 0 | Commercial | [7 empty] | 10 | 0.85 |  |  |  | 0 | 5 | 0 | 0 | 0 | 0 | 0 | 0 | 0 | 0 | 0 | 0 | 2009 Qtr 1: 0; 2009 Qtr 2: 0; 2009 Qtr 3: 0; 2009 Qtr 4: 5; 2010 Qtr 1: 0; 2010 Qtr 2: 0; 2010 Qtr 3: 0; 2010 Qtr 4: 0; 2011 Qtr 1: 0; 2011 Qtr 2: 0; 2011 Qtr 3: 0; 2011 Qtr 4: 0 | 5
0 | 253144-Commercial Condensor Coil Cleaning (all units - savings at 50% of DEER) Com All CZ07 VintAll |  | System | Commercial | 01-ALC-AllCommercial-Cooling | 0 |  |  |  |  | 10 | 0 | 18 | 0 | 0 | -8 | 60 |  | kWh | 0.047 | 0 | Commercial | [7 empty] | 3 | 0.85 |  |  |  | 0 | 5 | 0 | 0 | 0 | 0 | 0 | 0 | 0 | 0 | 0 | 0 | 2009 Qtr 1: 0; 2009 Qtr 2: 0; 2009 Qtr 3: 0; 2009 Qtr 4: 5; 2010 Qtr 1: 0; 2010 Qtr 2: 0; 2010 Qtr 3: 0; 2010 Qtr 4: 0; 2011 Qtr 1: 0; 2011 Qtr 2: 0; 2011 Qtr 3: 0; 2011 Qtr 4: 0 | 5
0 | 253141-Commercial HVAC Diagnostic/Tune-up Com All CZ07 VintAll |  | System | Commercial | 01-ALC-AllCommercial-Cooling | 0 |  |  |  |  | 45.3009 | 0 | 36.4583 | 0 | 0 | 8.8426 | 196 |  | kWh | 0.15 | 0 | Commercial | [7 empty] | 10 | 0.85 |  |  |  | 0 | 6 | 0 | 0 | 0 | 0 | 0 | 0 | 0 | 0 | 0 | 0 | 2009 Qtr 1: 0; 2009 Qtr 2: 0; 2009 Qtr 3: 6; 2009 Qtr 4: 0; 2010 Qtr 1: 0; 2010 Qtr 2: 0; 2010 Qtr 3: 0; 2010 Qtr 4: 0; 2011 Qtr 1: 0; 2011 Qtr 2: 0; 2011 Qtr 3: 0; 2011 Qtr 4: 0 | 6
0 | 253144-Commercial Condensor Coil Cleaning (all units - savings at 50% of DEER) Com All CZ07 VintAll |  | System | Commercial | 01-ALC-AllCommercial-Cooling | 0 |  |  |  |  | 10 | 0 | 18 | 0 | 0 | -8 | 60 |  | kWh | 0.047 | 0 | Commercial | [7 empty] | 3 | 0.85 |  |  |  | 0 | 5 | 0 | 0 | 0 | 0 | 0 | 0 | 0 | 0 | 0 | 0 | 2009 Qtr 1: 0; 2009 Qtr 2: 0; 2009 Qtr 3: 5; 2009 Qtr 4: 0; 2010 Qtr 1: 0; 2010 Qtr 2: 0; 2010 Qtr 3: 0; 2010 Qtr 4: 0; 2011 Qtr 1: 0; 2011 Qtr 2: 0; 2011 Qtr 3: 0; 2011 Qtr 4: 0 | 5
0 | 253144-Commercial Condensor Coil Cleaning (all units - savings at 50% of DEER) Com All CZ07 VintAll |  | System | Commercial | 01-ALC-AllCommercial-Cooling | 0 |  |  |  |  | 10 | 0 | 18.75 | 0 | 0 | -8.75 | 60 |  | kWh | 0.047 | 0 | Commercial | [7 empty] | 3 | 0.85 |  |  |  | 0 | 6 | 0 | 0 | 0 | 0 | 0 | 0 | 0 | 0 | 0 | 0 | 2009 Qtr 1: 0; 2009 Qtr 2: 0; 2009 Qtr 3: 6; 2009 Qtr 4: 0; 2010 Qtr 1: 0; 2010 Qtr 2: 0; 2010 Qtr 3: 0; 2010 Qtr 4: 0; 2011 Qtr 1: 0; 2011 Qtr 2: 0; 2011 Qtr 3: 0; 2011 Qtr 4: 0 | 6
0 | 253141-Commercial HVAC Diagnostic/Tune-up Com All CZ07 VintAll |  | System | Commercial | 01-ALC-AllCommercial-Cooling | 0 |  |  |  |  | 45.3009 | 0 | 36.4583 | 0 | 0 | 8.8426 | 196 |  | kWh | 0.15 | 0 | Commercial | [7 empty] | 10 | 0.85 |  |  |  | 0 | 6 | 0 | 0 | 0 | 0 | 0 | 0 | 0 | 0 | 0 | 0 | 2009 Qtr 1: 0; 2009 Qtr 2: 0; 2009 Qtr 3: 6; 2009 Qtr 4: 0; 2010 Qtr 1: 0; 2010 Qtr 2: 0; 2010 Qtr 3: 0; 2010 Qtr 4: 0; 2011 Qtr 1: 0; 2011 Qtr 2: 0; 2011 Qtr 3: 0; 2011 Qtr 4: 0 | 6
0 | 253144-Commercial Condensor Coil Cleaning (all units - savings at 50% of DEER) Com All CZ07 VintAll |  | System | Commercial | 01-ALC-AllCommercial-Cooling | 0 |  |  |  |  | 10 | 0 | 18.75 | 0 | 0 | -8.75 | 60 |  | kWh | 0.047 | 0 | Commercial | [7 empty] | 3 | 0.85 |  |  |  | 0 | 6 | 0 | 0 | 0 | 0 | 0 | 0 | 0 | 0 | 0 | 0 | 2009 Qtr 1: 0; 2009 Qtr 2: 0; 2009 Qtr 3: 6; 2009 Qtr 4: 0; 2010 Qtr 1: 0; 2010 Qtr 2: 0; 2010 Qtr 3: 0; 2010 Qtr 4: 0; 2011 Qtr 1: 0; 2011 Qtr 2: 0; 2011 Qtr 3: 0; 2011 Qtr 4: 0 | 6
0 | 253141-Commercial HVAC Diagnostic/Tune-up Com All CZ07 VintAll |  | System | Commercial | 01-ALC-AllCommercial-Cooling | 0 |  |  |  |  | 45.3009 | 0 | 37.5 | 0 | 0 | 7.8009 | 196 |  | kWh | 0.15 | 0 | Commercial | [7 empty] | 10 | 0.85 |  |  |  | 0 | 7 | 0 | 0 | 0 | 0 | 0 | 0 | 0 | 0 | 0 | 0 | 2009 Qtr 1: 0; 2009 Qtr 2: 0; 2009 Qtr 3: 7; 2009 Qtr 4: 0; 2010 Qtr 1: 0; 2010 Qtr 2: 0; 2010 Qtr 3: 0; 2010 Qtr 4: 0; 2011 Qtr 1: 0; 2011 Qtr 2: 0; 2011 Qtr 3: 0; 2011 Qtr 4: 0 | 7
0 | 253144-Commercial Condensor Coil Cleaning (all units - savings at 50% of DEER) Com All CZ07 VintAll |  | System | Commercial | 01-ALC-AllCommercial-Cooling | 0 |  |  |  |  | 10 | 0 | 19.2857 | 0 | 0 | -9.2857 | 60 |  | kWh | 0.047 | 0 | Commercial | [7 empty] | 3 | 0.85 |  |  |  | 0 | 7 | 0 | 0 | 0 | 0 | 0 | 0 | 0 | 0 | 0 | 0 | 2009 Qtr 1: 0; 2009 Qtr 2: 0; 2009 Qtr 3: 7; 2009 Qtr 4: 0; 2010 Qtr 1: 0; 2010 Qtr 2: 0; 2010 Qtr 3: 0; 2010 Qtr 4: 0; 2011 Qtr 1: 0; 2011 Qtr 2: 0; 2011 Qtr 3: 0; 2011 Qtr 4: 0 | 7
0 | 253141-Commercial HVAC Diagnostic/Tune-up Com All CZ07 VintAll |  | System | Commercial | 01-ALC-AllCommercial-Cooling | 0 |  |  |  |  | 45.3009 | 0 | 37.5 | 0 | 0 | 7.8009 | 196 |  | kWh | 0.15 | 0 | Commercial | [7 empty] | 10 | 0.85 |  |  |  | 0 | 7 | 0 | 0 | 0 | 0 | 0 | 0 | 0 | 0 | 0 | 0 | 2009 Qtr 1: 0; 2009 Qtr 2: 0; 2009 Qtr 3: 7; 2009 Qtr 4: 0; 2010 Qtr 1: 0; 2010 Qtr 2: 0; 2010 Qtr 3: 0; 2010 Qtr 4: 0; 2011 Qtr 1: 0; 2011 Qtr 2: 0; 2011 Qtr 3: 0; 2011 Qtr 4: 0 | 7
0 | 253144-Commercial Condensor Coil Cleaning (all units - savings at 50% of DEER) Com All CZ07 VintAll |  | System | Commercial | 01-ALC-AllCommercial-Cooling | 0 |  |  |  |  | 10 | 0 | 19.2857 | 0 | 0 | -9.2857 | 60 |  | kWh | 0.047 | 0 | Commercial | [7 empty] | 3 | 0.85 |  |  |  | 0 | 7 | 0 | 0 | 0 | 0 | 0 | 0 | 0 | 0 | 0 | 0 | 2009 Qtr 1: 0; 2009 Qtr 2: 0; 2009 Qtr 3: 7; 2009 Qtr 4: 0; 2010 Qtr 1: 0; 2010 Qtr 2: 0; 2010 Qtr 3: 0; 2010 Qtr 4: 0; 2011 Qtr 1: 0; 2011 Qtr 2: 0; 2011 Qtr 3: 0; 2011 Qtr 4: 0 | 7
0 | 253141-Commercial HVAC Diagnostic/Tune-up Com All CZ07 VintAll |  | System | Commercial | 01-ALC-AllCommercial-Cooling | 0 |  |  |  |  | 45.3009 | 0 | 35 | 0 | 0 | 10.3009 | 196 |  | kWh | 0.15 | 0 | Commercial | [7 empty] | 10 | 0.85 |  |  |  | 0 | 5 | 0 | 0 | 0 | 0 | 0 | 0 | 0 | 0 | 0 | 0 | 2009 Qtr 1: 0; 2009 Qtr 2: 0; 2009 Qtr 3: 5; 2009 Qtr 4: 0; 2010 Qtr 1: 0; 2010 Qtr 2: 0; 2010 Qtr 3: 0; 2010 Qtr 4: 0; 2011 Qtr 1: 0; 2011 Qtr 2: 0; 2011 Qtr 3: 0; 2011 Qtr 4: 0 | 5
0 | 253144-Commercial Condensor Coil Cleaning (all units - savings at 50% of DEER) Com All CZ07 VintAll |  | System | Commercial | 01-ALC-AllCommercial-Cooling | 0 |  |  |  |  | 10 | 0 | 18 | 0 | 0 | -8 | 60 |  | kWh | 0.047 | 0 | Commercial | [7 empty] | 3 | 0.85 |  |  |  | 0 | 3 | 0 | 0 | 0 | 0 | 0 | 0 | 0 | 0 | 0 | 0 | 2009 Qtr 1: 0; 2009 Qtr 2: 0; 2009 Qtr 3: 3; 2009 Qtr 4: 0; 2010 Qtr 1: 0; 2010 Qtr 2: 0; 2010 Qtr 3: 0; 2010 Qtr 4: 0; 2011 Qtr 1: 0; 2011 Qtr 2: 0; 2011 Qtr 3: 0; 2011 Qtr 4: 0 | 3
0 | 253141-Commercial HVAC Diagnostic/Tune-up Com All CZ07 VintAll |  | System | Commercial | 01-ALC-AllCommercial-Cooling | 0 |  |  |  |  | 45.3009 | 0 | 35 | 0 | 0 | 10.3009 | 196 |  | kWh | 0.15 | 0 | Commercial | [7 empty] | 10 | 0.85 |  |  |  | 0 | 2 | 0 | 0 | 0 | 0 | 0 | 0 | 0 | 0 | 0 | 0 | 2009 Qtr 1: 0; 2009 Qtr 2: 0; 2009 Qtr 3: 2; 2009 Qtr 4: 0; 2010 Qtr 1: 0; 2010 Qtr 2: 0; 2010 Qtr 3: 0; 2010 Qtr 4: 0; 2011 Qtr 1: 0; 2011 Qtr 2: 0; 2011 Qtr 3: 0; 2011 Qtr 4: 0 | 2
0 | 253144-Commercial Condensor Coil Cleaning (all units - savings at 50% of DEER) Com All CZ07 VintAll |  | System | Commercial | 01-ALC-AllCommercial-Cooling | 0 |  |  |  |  | 10 | 0 | 18 | 0 | 0 | -8 | 60 |  | kWh | 0.047 | 0 | Commercial | [7 empty] | 3 | 0.85 |  |  |  | 0 | 2 | 0 | 0 | 0 | 0 | 0 | 0 | 0 | 0 | 0 | 0 | 2009 Qtr 1: 0; 2009 Qtr 2: 0; 2009 Qtr 3: 2; 2009 Qtr 4: 0; 2010 Qtr 1: 0; 2010 Qtr 2: 0; 2010 Qtr 3: 0; 2010 Qtr 4: 0; 2011 Qtr 1: 0; 2011 Qtr 2: 0; 2011 Qtr 3: 0; 2011 Qtr 4: 0 | 2
0 | 253141-Commercial HVAC Diagnostic/Tune-up Com All CZ07 VintAll |  | System | Commercial | 01-ALC-AllCommercial-Cooling | 0 |  |  |  |  | 45.3009 | 0 | 35 | 0 | 0 | 10.3009 | 196 |  | kWh | 0.15 | 0 | Commercial | [7 empty] | 10 | 0.85 |  |  |  | 0 | 2 | 0 | 0 | 0 | 0 | 0 | 0 | 0 | 0 | 0 | 0 | 2009 Qtr 1: 0; 2009 Qtr 2: 0; 2009 Qtr 3: 2; 2009 Qtr 4: 0; 2010 Qtr 1: 0; 2010 Qtr 2: 0; 2010 Qtr 3: 0; 2010 Qtr 4: 0; 2011 Qtr 1: 0; 2011 Qtr 2: 0; 2011 Qtr 3: 0; 2011 Qtr 4: 0 | 2
0 | 253144-Commercial Condensor Coil Cleaning (all units - savings at 50% of DEER) Com All CZ07 VintAll |  | System | Commercial | 01-ALC-AllCommercial-Cooling | 0 |  |  |  |  | 10 | 0 | 18 | 0 | 0 | -8 | 60 |  | kWh | 0.047 | 0 | Commercial | [7 empty] | 3 | 0.85 |  |  |  | 0 | 5 | 0 | 0 | 0 | 0 | 0 | 0 | 0 | 0 | 0 | 0 | 2009 Qtr 1: 0; 2009 Qtr 2: 0; 2009 Qtr 3: 5; 2009 Qtr 4: 0; 2010 Qtr 1: 0; 2010 Qtr 2: 0; 2010 Qtr 3: 0; 2010 Qtr 4: 0; 2011 Qtr 1: 0; 2011 Qtr 2: 0; 2011 Qtr 3: 0; 2011 Qtr 4: 0 | 5
0 | 253141-Commercial HVAC Diagnostic/Tune-up Com All CZ07 VintAll |  | System | Commercial | 01-ALC-AllCommercial-Cooling | 0 |  |  |  |  | 45.3009 | 0 | 35 | 0 | 0 | 10.3009 | 196 |  | kWh | 0.15 | 0 | Commercial | [7 empty] | 10 | 0.85 |  |  |  | 0 | 5 | 0 | 0 | 0 | 0 | 0 | 0 | 0 | 0 | 0 | 0 | 2009 Qtr 1: 0; 2009 Qtr 2: 0; 2009 Qtr 3: 5; 2009 Qtr 4: 0; 2010 Qtr 1: 0; 2010 Qtr 2: 0; 2010 Qtr 3: 0; 2010 Qtr 4: 0; 2011 Qtr 1: 0; 2011 Qtr 2: 0; 2011 Qtr 3: 0; 2011 Qtr 4: 0 | 5
0 | 253144-Commercial Condensor Coil Cleaning (all units - savings at 50% of DEER) Com All CZ07 VintAll |  | System | Commercial | 01-ALC-AllCommercial-Cooling | 0 |  |  |  |  | 10 | 0 | 18 | 0 | 0 | -8 | 60 |  | kWh | 0.047 | 0 | Commercial | [7 empty] | 3 | 0.85 |  |  |  | 0 | 5 | 0 | 0 | 0 | 0 | 0 | 0 | 0 | 0 | 0 | 0 | 2009 Qtr 1: 0; 2009 Qtr 2: 0; 2009 Qtr 3: 5; 2009 Qtr 4: 0; 2010 Qtr 1: 0; 2010 Qtr 2: 0; 2010 Qtr 3: 0; 2010 Qtr 4: 0; 2011 Qtr 1: 0; 2011 Qtr 2: 0; 2011 Qtr 3: 0; 2011 Qtr 4: 0 | 5
0 | 253141-Commercial HVAC Diagnostic/Tune-up Com All CZ07 VintAll |  | System | Commercial | 01-ALC-AllCommercial-Cooling | 0 |  |  |  |  | 45.3009 | 0 | 35 | 0 | 0 | 10.3009 | 196 |  | kWh | 0.15 | 0 | Commercial | [7 empty] | 10 | 0.85 |  |  |  | 0 | 5 | 0 | 0 | 0 | 0 | 0 | 0 | 0 | 0 | 0 | 0 | 2009 Qtr 1: 0; 2009 Qtr 2: 0; 2009 Qtr 3: 5; 2009 Qtr 4: 0; 2010 Qtr 1: 0; 2010 Qtr 2: 0; 2010 Qtr 3: 0; 2010 Qtr 4: 0; 2011 Qtr 1: 0; 2011 Qtr 2: 0; 2011 Qtr 3: 0; 2011 Qtr 4: 0 | 5
0 | 253144-Commercial Condensor Coil Cleaning (all units - savings at 50% of DEER) Com All CZ07 VintAll |  | System | Commercial | 01-ALC-AllCommercial-Cooling | 0 |  |  |  |  | 10 | 0 | 18 | 0 | 0 | -8 | 60 |  | kWh | 0.047 | 0 | Commercial | [7 empty] | 3 | 0.85 |  |  |  | 0 | 2 | 0 | 0 | 0 | 0 | 0 | 0 | 0 | 0 | 0 | 0 | 2009 Qtr 1: 0; 2009 Qtr 2: 0; 2009 Qtr 3: 2; 2009 Qtr 4: 0; 2010 Qtr 1: 0; 2010 Qtr 2: 0; 2010 Qtr 3: 0; 2010 Qtr 4: 0; 2011 Qtr 1: 0; 2011 Qtr 2: 0; 2011 Qtr 3: 0; 2011 Qtr 4: 0 | 2
0 | 253141-Commercial HVAC Diagnostic/Tune-up Com All CZ07 VintAll |  | System | Commercial | 01-ALC-AllCommercial-Cooling | 0 |  |  |  |  | 45.3009 | 0 | 35 | 0 | 0 | 10.3009 | 196 |  | kWh | 0.15 | 0 | Commercial | [7 empty] | 10 | 0.85 |  |  |  | 0 | 2 | 0 | 0 | 0 | 0 | 0 | 0 | 0 | 0 | 0 | 0 | 2009 Qtr 1: 0; 2009 Qtr 2: 0; 2009 Qtr 3: 2; 2009 Qtr 4: 0; 2010 Qtr 1: 0; 2010 Qtr 2: 0; 2010 Qtr 3: 0; 2010 Qtr 4: 0; 2011 Qtr 1: 0; 2011 Qtr 2: 0; 2011 Qtr 3: 0; 2011 Qtr 4: 0 | 2
0 | 253141-Commercial HVAC Diagnostic/Tune-up Com All CZ07 VintAll |  | System | Commercial | 01-ALC-AllCommercial-Cooling | 0 |  |  |  |  | 45.3009 | 0 | 35 | 0 | 0 | 10.3009 | 196 |  | kWh | 0.15 | 0 | Commercial | [7 empty] | 10 | 0.85 |  |  |  | 0 | 3 | 0 | 0 | 0 | 0 | 0 | 0 | 0 | 0 | 0 | 0 | 2009 Qtr 1: 0; 2009 Qtr 2: 0; 2009 Qtr 3: 3; 2009 Qtr 4: 0; 2010 Qtr 1: 0; 2010 Qtr 2: 0; 2010 Qtr 3: 0; 2010 Qtr 4: 0; 2011 Qtr 1: 0; 2011 Qtr 2: 0; 2011 Qtr 3: 0; 2011 Qtr 4: 0 | 3
0 | 253144-Commercial Condensor Coil Cleaning (all units - savings at 50% of DEER) Com All CZ07 VintAll |  | System | Commercial | 01-ALC-AllCommercial-Cooling | 0 |  |  |  |  | 10 | 0 | 18 | 0 | 0 | -8 | 60 |  | kWh | 0.047 | 0 | Commercial | [7 empty] | 3 | 0.85 |  |  |  | 0 | 5 | 0 | 0 | 0 | 0 | 0 | 0 | 0 | 0 | 0 | 0 | 2009 Qtr 1: 0; 2009 Qtr 2: 0; 2009 Qtr 3: 5; 2009 Qtr 4: 0; 2010 Qtr 1: 0; 2010 Qtr 2: 0; 2010 Qtr 3: 0; 2010 Qtr 4: 0; 2011 Qtr 1: 0; 2011 Qtr 2: 0; 2011 Qtr 3: 0; 2011 Qtr 4: 0 | 5
0 | 253141-Commercial HVAC Diagnostic/Tune-up Com All CZ07 VintAll |  | System | Commercial | 01-ALC-AllCommercial-Cooling | 0 |  |  |  |  | 45.3009 | 0 | 35 | 0 | 0 | 10.3009 | 196 |  | kWh | 0.15 | 0 | Commercial | [7 empty] | 10 | 0.85 |  |  |  | 0 | 5 | 0 | 0 | 0 | 0 | 0 | 0 | 0 | 0 | 0 | 0 | 2009 Qtr 1: 0; 2009 Qtr 2: 0; 2009 Qtr 3: 5; 2009 Qtr 4: 0; 2010 Qtr 1: 0; 2010 Qtr 2: 0; 2010 Qtr 3: 0; 2010 Qtr 4: 0; 2011 Qtr 1: 0; 2011 Qtr 2: 0; 2011 Qtr 3: 0; 2011 Qtr 4: 0 | 5
0 | 253144-Commercial Condensor Coil Cleaning (all units - savings at 50% of DEER) Com All CZ07 VintAll |  | System | Commercial | 01-ALC-AllCommercial-Cooling | 0 |  |  |  |  | 10 | 0 | 18 | 0 | 0 | -8 | 60 |  | kWh | 0.047 | 0 | Commercial | [7 empty] | 3 | 0.85 |  |  |  | 0 | 5 | 0 | 0 | 0 | 0 | 0 | 0 | 0 | 0 | 0 | 0 | 2009 Qtr 1: 0; 2009 Qtr 2: 0; 2009 Qtr 3: 5; 2009 Qtr 4: 0; 2010 Qtr 1: 0; 2010 Qtr 2: 0; 2010 Qtr 3: 0; 2010 Qtr 4: 0; 2011 Qtr 1: 0; 2011 Qtr 2: 0; 2011 Qtr 3: 0; 2011 Qtr 4: 0 | 5
0 | 253141-Commercial HVAC Diagnostic/Tune-up Com All CZ07 VintAll |  | System | Commercial | 01-ALC-AllCommercial-Cooling | 0 |  |  |  |  | 45.3009 | 0 | 35 | 0 | 0 | 10.3009 | 196 |  | kWh | 0.15 | 0 | Commercial | [7 empty] | 10 | 0.85 |  |  |  | 0 | 5 | 0 | 0 | 0 | 0 | 0 | 0 | 0 | 0 | 0 | 0 | 2009 Qtr 1: 0; 2009 Qtr 2: 0; 2009 Qtr 3: 5; 2009 Qtr 4: 0; 2010 Qtr 1: 0; 2010 Qtr 2: 0; 2010 Qtr 3: 0; 2010 Qtr 4: 0; 2011 Qtr 1: 0; 2011 Qtr 2: 0; 2011 Qtr 3: 0; 2011 Qtr 4: 0 | 5
0 | 253144-Commercial Condensor Coil Cleaning (all units - savings at 50% of DEER) Com All CZ07 VintAll |  | System | Commercial | 01-ALC-AllCommercial-Cooling | 0 |  |  |  |  | 10 | 0 | 18 | 0 | 0 | -8 | 60 |  | kWh | 0.047 | 0 | Commercial | [7 empty] | 3 | 0.85 |  |  |  | 0 | 2 | 0 | 0 | 0 | 0 | 0 | 0 | 0 | 0 | 0 | 0 | 2009 Qtr 1: 0; 2009 Qtr 2: 0; 2009 Qtr 3: 2; 2009 Qtr 4: 0; 2010 Qtr 1: 0; 2010 Qtr 2: 0; 2010 Qtr 3: 0; 2010 Qtr 4: 0; 2011 Qtr 1: 0; 2011 Qtr 2: 0; 2011 Qtr 3: 0; 2011 Qtr 4: 0 | 2
0 | 253141-Commercial HVAC Diagnostic/Tune-up Com All CZ07 VintAll |  | System | Commercial | 01-ALC-AllCommercial-Cooling | 0 |  |  |  |  | 45.3009 | 0 | 35 | 0 | 0 | 10.3009 | 196 |  | kWh | 0.15 | 0 | Commercial | [7 empty] | 10 | 0.85 |  |  |  | 0 | 2 | 0 | 0 | 0 | 0 | 0 | 0 | 0 | 0 | 0 | 0 | 2009 Qtr 1: 0; 2009 Qtr 2: 0; 2009 Qtr 3: 2; 2009 Qtr 4: 0; 2010 Qtr 1: 0; 2010 Qtr 2: 0; 2010 Qtr 3: 0; 2010 Qtr 4: 0; 2011 Qtr 1: 0; 2011 Qtr 2: 0; 2011 Qtr 3: 0; 2011 Qtr 4: 0 | 2
0 | 253144-Commercial Condensor Coil Cleaning (all units - savings at 50% of DEER) Com All CZ07 VintAll |  | System | Commercial | 01-ALC-AllCommercial-Cooling | 0 |  |  |  |  | 10 | 0 | 18 | 0 | 0 | -8 | 60 |  | kWh | 0.047 | 0 | Commercial | [7 empty] | 3 | 0.85 |  |  |  | 0 | 2 | 0 | 0 | 0 | 0 | 0 | 0 | 0 | 0 | 0 | 0 | 2009 Qtr 1: 0; 2009 Qtr 2: 0; 2009 Qtr 3: 2; 2009 Qtr 4: 0; 2010 Qtr 1: 0; 2010 Qtr 2: 0; 2010 Qtr 3: 0; 2010 Qtr 4: 0; 2011 Qtr 1: 0; 2011 Qtr 2: 0; 2011 Qtr 3: 0; 2011 Qtr 4: 0 | 2
0 | 253144-Commercial Condensor Coil Cleaning (all units - savings at 50% of DEER) Com All CZ07 VintAll |  | System | Commercial | 01-ALC-AllCommercial-Cooling | 0 |  |  |  |  | 10 | 0 | 18 | 0 | 0 | -8 | 60 |  | kWh | 0.047 | 0 | Commercial | [7 empty] | 3 | 0.85 |  |  |  | 0 | 2 | 0 | 0 | 0 | 0 | 0 | 0 | 0 | 0 | 0 | 0 | 2009 Qtr 1: 0; 2009 Qtr 2: 0; 2009 Qtr 3: 0; 2009 Qtr 4: 2; 2010 Qtr 1: 0; 2010 Qtr 2: 0; 2010 Qtr 3: 0; 2010 Qtr 4: 0; 2011 Qtr 1: 0; 2011 Qtr 2: 0; 2011 Qtr 3: 0; 2011 Qtr 4: 0 | 2
0 | 253141-Commercial HVAC Diagnostic/Tune-up Com All CZ07 VintAll |  | System | Commercial | 01-ALC-AllCommercial-Cooling | 0 |  |  |  |  | 45.3009 | 0 | 35 | 0 | 0 | 10.3009 | 196 |  | kWh | 0.15 | 0 | Commercial | [7 empty] | 10 | 0.85 |  |  |  | 0 | 2 | 0 | 0 | 0 | 0 | 0 | 0 | 0 | 0 | 0 | 0 | 2009 Qtr 1: 0; 2009 Qtr 2: 0; 2009 Qtr 3: 0; 2009 Qtr 4: 2; 2010 Qtr 1: 0; 2010 Qtr 2: 0; 2010 Qtr 3: 0; 2010 Qtr 4: 0; 2011 Qtr 1: 0; 2011 Qtr 2: 0; 2011 Qtr 3: 0; 2011 Qtr 4: 0 | 2
0 | 253144-Commercial Condensor Coil Cleaning (all units - savings at 50% of DEER) Com All CZ07 VintAll |  | System | Commercial | 01-ALC-AllCommercial-Cooling | 0 |  |  |  |  | 10 | 0 | 18 | 0 | 0 | -8 | 60 |  | kWh | 0.047 | 0 | Commercial | [7 empty] | 3 | 0.85 |  |  |  | 0 | 3 | 0 | 0 | 0 | 0 | 0 | 0 | 0 | 0 | 0 | 0 | 2009 Qtr 1: 0; 2009 Qtr 2: 0; 2009 Qtr 3: 0; 2009 Qtr 4: 3; 2010 Qtr 1: 0; 2010 Qtr 2: 0; 2010 Qtr 3: 0; 2010 Qtr 4: 0; 2011 Qtr 1: 0; 2011 Qtr 2: 0; 2011 Qtr 3: 0; 2011 Qtr 4: 0 | 3
0 | 253141-Commercial HVAC Diagnostic/Tune-up Com All CZ07 VintAll |  | System | Commercial | 01-ALC-AllCommercial-Cooling | 0 |  |  |  |  | 45.3009 | 0 | 35 | 0 | 0 | 10.3009 | 196 |  | kWh | 0.15 | 0 | Commercial | [7 empty] | 10 | 0.85 |  |  |  | 0 | 3 | 0 | 0 | 0 | 0 | 0 | 0 | 0 | 0 | 0 | 0 | 2009 Qtr 1: 0; 2009 Qtr 2: 0; 2009 Qtr 3: 0; 2009 Qtr 4: 3; 2010 Qtr 1: 0; 2010 Qtr 2: 0; 2010 Qtr 3: 0; 2010 Qtr 4: 0; 2011 Qtr 1: 0; 2011 Qtr 2: 0; 2011 Qtr 3: 0; 2011 Qtr 4: 0 | 3
0 | 253144-Commercial Condensor Coil Cleaning (all units - savings at 50% of DEER) Com All CZ07 VintAll |  | System | Commercial | 01-ALC-AllCommercial-Cooling | 0 |  |  |  |  | 10 | 0 | 18 | 0 | 0 | -8 | 60 |  | kWh | 0.047 | 0 | Commercial | [7 empty] | 3 | 0.85 |  |  |  | 0 | 3 | 0 | 0 | 0 | 0 | 0 | 0 | 0 | 0 | 0 | 0 | 2009 Qtr 1: 0; 2009 Qtr 2: 0; 2009 Qtr 3: 0; 2009 Qtr 4: 3; 2010 Qtr 1: 0; 2010 Qtr 2: 0; 2010 Qtr 3: 0; 2010 Qtr 4: 0; 2011 Qtr 1: 0; 2011 Qtr 2: 0; 2011 Qtr 3: 0; 2011 Qtr 4: 0 | 3
0 | 253141-Commercial HVAC Diagnostic/Tune-up Com All CZ07 VintAll |  | System | Commercial | 01-ALC-AllCommercial-Cooling | 0 |  |  |  |  | 45.3009 | 0 | 35 | 0 | 0 | 10.3009 | 196 |  | kWh | 0.15 | 0 | Commercial | [7 empty] | 10 | 0.85 |  |  |  | 0 | 3 | 0 | 0 | 0 | 0 | 0 | 0 | 0 | 0 | 0 | 0 | 2009 Qtr 1: 0; 2009 Qtr 2: 0; 2009 Qtr 3: 0; 2009 Qtr 4: 3; 2010 Qtr 1: 0; 2010 Qtr 2: 0; 2010 Qtr 3: 0; 2010 Qtr 4: 0; 2011 Qtr 1: 0; 2011 Qtr 2: 0; 2011 Qtr 3: 0; 2011 Qtr 4: 0 | 3
0 | 253144-Commercial Condensor Coil Cleaning (all units - savings at 50% of DEER) Com All CZ07 VintAll |  | System | Commercial | 01-ALC-AllCommercial-Cooling | 0 |  |  |  |  | 10 | 0 | 18 | 0 | 0 | -8 | 60 |  | kWh | 0.047 | 0 | Commercial | [7 empty] | 3 | 0.85 |  |  |  | 0 | 5 | 0 | 0 | 0 | 0 | 0 | 0 | 0 | 0 | 0 | 0 | 2009 Qtr 1: 0; 2009 Qtr 2: 0; 2009 Qtr 3: 0; 2009 Qtr 4: 5; 2010 Qtr 1: 0; 2010 Qtr 2: 0; 2010 Qtr 3: 0; 2010 Qtr 4: 0; 2011 Qtr 1: 0; 2011 Qtr 2: 0; 2011 Qtr 3: 0; 2011 Qtr 4: 0 | 5
0 | 253141-Commercial HVAC Diagnostic/Tune-up Com All CZ07 VintAll |  | System | Commercial | 01-ALC-AllCommercial-Cooling | 0 |  |  |  |  | 45.3009 | 0 | 35 | 0 | 0 | 10.3009 | 196 |  | kWh | 0.15 | 0 | Commercial | [7 empty] | 10 | 0.85 |  |  |  | 0 | 5 | 0 | 0 | 0 | 0 | 0 | 0 | 0 | 0 | 0 | 0 | 2009 Qtr 1: 0; 2009 Qtr 2: 0; 2009 Qtr 3: 0; 2009 Qtr 4: 5; 2010 Qtr 1: 0; 2010 Qtr 2: 0; 2010 Qtr 3: 0; 2010 Qtr 4: 0; 2011 Qtr 1: 0; 2011 Qtr 2: 0; 2011 Qtr 3: 0; 2011 Qtr 4: 0 | 5
0 | 253145-Commercial Condensor Coil Cleaning (all units - savings at 50% of DEER) Com All CZ10 VintAll |  | System | Commercial | 01-ALC-AllCommercial-Cooling | 0 |  |  |  |  | 10 | 0 | 18 | 0 | 0 | -8 | 74 |  | kWh | 0.0665 | 0 | Commercial | [7 empty] | 3 | 0.85 |  |  |  | 0 | 30 | 0 | 0 | 0 | 0 | 0 | 0 | 0 | 0 | 0 | 0 | 2009 Qtr 1: 0; 2009 Qtr 2: 0; 2009 Qtr 3: 30; 2009 Qtr 4: 0; 2010 Qtr 1: 0; 2010 Qtr 2: 0; 2010 Qtr 3: 0; 2010 Qtr 4: 0; 2011 Qtr 1: 0; 2011 Qtr 2: 0; 2011 Qtr 3: 0; 2011 Qtr 4: 0 | 30
0 | 253142-Commercial HVAC Diagnostic/Tune-up Com All CZ10 VintAll |  | System | Commercial | 01-ALC-AllCommercial-Cooling | 0 |  |  |  |  | 45.3009 | 0 | 35 | 0 | 0 | 10.3009 | 214 |  | kWh | 0.15 | 0 | Commercial | [7 empty] | 10 | 0.85 |  |  |  | 0 | 30 | 0 | 0 | 0 | 0 | 0 | 0 | 0 | 0 | 0 | 0 | 2009 Qtr 1: 0; 2009 Qtr 2: 0; 2009 Qtr 3: 30; 2009 Qtr 4: 0; 2010 Qtr 1: 0; 2010 Qtr 2: 0; 2010 Qtr 3: 0; 2010 Qtr 4: 0; 2011 Qtr 1: 0; 2011 Qtr 2: 0; 2011 Qtr 3: 0; 2011 Qtr 4: 0 | 30
0 | 253145-Commercial Condensor Coil Cleaning (all units - savings at 50% of DEER) Com All CZ10 VintAll |  | System | Commercial | 01-ALC-AllCommercial-Cooling | 0 |  |  |  |  | 10 | 0 | 18 | 0 | 0 | -8 | 74 |  | kWh | 0.0665 | 0 | Commercial | [7 empty] | 3 | 0.85 |  |  |  | 0 | 30 | 0 | 0 | 0 | 0 | 0 | 0 | 0 | 0 | 0 | 0 | 2009 Qtr 1: 0; 2009 Qtr 2: 0; 2009 Qtr 3: 30; 2009 Qtr 4: 0; 2010 Qtr 1: 0; 2010 Qtr 2: 0; 2010 Qtr 3: 0; 2010 Qtr 4: 0; 2011 Qtr 1: 0; 2011 Qtr 2: 0; 2011 Qtr 3: 0; 2011 Qtr 4: 0 | 30
0 | 253142-Commercial HVAC Diagnostic/Tune-up Com All CZ10 VintAll |  | System | Commercial | 01-ALC-AllCommercial-Cooling | 0 |  |  |  |  | 45.3009 | 0 | 35 | 0 | 0 | 10.3009 | 214 |  | kWh | 0.15 | 0 | Commercial | [7 empty] | 10 | 0.85 |  |  |  | 0 | 30 | 0 | 0 | 0 | 0 | 0 | 0 | 0 | 0 | 0 | 0 | 2009 Qtr 1: 0; 2009 Qtr 2: 0; 2009 Qtr 3: 30; 2009 Qtr 4: 0; 2010 Qtr 1: 0; 2010 Qtr 2: 0; 2010 Qtr 3: 0; 2010 Qtr 4: 0; 2011 Qtr 1: 0; 2011 Qtr 2: 0; 2011 Qtr 3: 0; 2011 Qtr 4: 0 | 30
0 | 253144-Commercial Condensor Coil Cleaning (all units - savings at 50% of DEER) Com All CZ07 VintAll |  | System | Commercial | 01-ALC-AllCommercial-Cooling | 0 |  |  |  |  | 10 | 0 | 10 | 0 | 0 | 0 | 60 |  | kWh | 0.047 | 0 | Commercial | [7 empty] | 3 | 0.85 |  |  |  | 0 | 4 | 0 | 0 | 0 | 0 | 0 | 0 | 0 | 0 | 0 | 0 | 2009 Qtr 1: 0; 2009 Qtr 2: 0; 2009 Qtr 3: 4; 2009 Qtr 4: 0; 2010 Qtr 1: 0; 2010 Qtr 2: 0; 2010 Qtr 3: 0; 2010 Qtr 4: 0; 2011 Qtr 1: 0; 2011 Qtr 2: 0; 2011 Qtr 3: 0; 2011 Qtr 4: 0 | 4
0 | 253141-Commercial HVAC Diagnostic/Tune-up Com All CZ07 VintAll |  | System | Commercial | 01-ALC-AllCommercial-Cooling | 0 |  |  |  |  | 45.3009 | 0 | 55.3 | 0 | 0 | -9.9991 | 196 |  | kWh | 0.15 | 0 | Commercial | [7 empty] | 10 | 0.85 |  |  |  | 0 | 4 | 0 | 0 | 0 | 0 | 0 | 0 | 0 | 0 | 0 | 0 | 2009 Qtr 1: 0; 2009 Qtr 2: 0; 2009 Qtr 3: 4; 2009 Qtr 4: 0; 2010 Qtr 1: 0; 2010 Qtr 2: 0; 2010 Qtr 3: 0; 2010 Qtr 4: 0; 2011 Qtr 1: 0; 2011 Qtr 2: 0; 2011 Qtr 3: 0; 2011 Qtr 4: 0 | 4
0 | 253144-Commercial Condensor Coil Cleaning (all units - savings at 50% of DEER) Com All CZ07 VintAll |  | System | Commercial | 01-ALC-AllCommercial-Cooling | 0 |  |  |  |  | 10 | 0 | 10 | 0 | 0 | 0 | 60 |  | kWh | 0.047 | 0 | Commercial | [7 empty] | 3 | 0.85 |  |  |  | 0 | 5 | 0 | 0 | 0 | 0 | 0 | 0 | 0 | 0 | 0 | 0 | 2009 Qtr 1: 0; 2009 Qtr 2: 0; 2009 Qtr 3: 5; 2009 Qtr 4: 0; 2010 Qtr 1: 0; 2010 Qtr 2: 0; 2010 Qtr 3: 0; 2010 Qtr 4: 0; 2011 Qtr 1: 0; 2011 Qtr 2: 0; 2011 Qtr 3: 0; 2011 Qtr 4: 0 | 5
0 | 253141-Commercial HVAC Diagnostic/Tune-up Com All CZ07 VintAll |  | System | Commercial | 01-ALC-AllCommercial-Cooling | 0 |  |  |  |  | 45.3009 | 0 | 55.3 | 0 | 0 | -9.9991 | 196 |  | kWh | 0.15 | 0 | Commercial | [7 empty] | 10 | 0.85 |  |  |  | 0 | 5 | 0 | 0 | 0 | 0 | 0 | 0 | 0 | 0 | 0 | 0 | 2009 Qtr 1: 0; 2009 Qtr 2: 0; 2009 Qtr 3: 5; 2009 Qtr 4: 0; 2010 Qtr 1: 0; 2010 Qtr 2: 0; 2010 Qtr 3: 0; 2010 Qtr 4: 0; 2011 Qtr 1: 0; 2011 Qtr 2: 0; 2011 Qtr 3: 0; 2011 Qtr 4: 0 | 5
0 | 253144-Commercial Condensor Coil Cleaning (all units - savings at 50% of DEER) Com All CZ07 VintAll |  | System | Commercial | 01-ALC-AllCommercial-Cooling | 0 |  |  |  |  | 10 | 0 | 11.6667 | 0 | 0 | -1.6667 | 60 |  | kWh | 0.047 | 0 | Commercial | [7 empty] | 3 | 0.85 |  |  |  | 0 | 3 | 0 | 0 | 0 | 0 | 0 | 0 | 0 | 0 | 0 | 0 | 2009 Qtr 1: 0; 2009 Qtr 2: 0; 2009 Qtr 3: 3; 2009 Qtr 4: 0; 2010 Qtr 1: 0; 2010 Qtr 2: 0; 2010 Qtr 3: 0; 2010 Qtr 4: 0; 2011 Qtr 1: 0; 2011 Qtr 2: 0; 2011 Qtr 3: 0; 2011 Qtr 4: 0 | 3
0 | 253141-Commercial HVAC Diagnostic/Tune-up Com All CZ07 VintAll |  | System | Commercial | 01-ALC-AllCommercial-Cooling | 0 |  |  |  |  | 45.3009 | 0 | 64.5167 | 0 | 0 | -19.2158 | 196 |  | kWh | 0.15 | 0 | Commercial | [7 empty] | 10 | 0.85 |  |  |  | 0 | 3 | 0 | 0 | 0 | 0 | 0 | 0 | 0 | 0 | 0 | 0 | 2009 Qtr 1: 0; 2009 Qtr 2: 0; 2009 Qtr 3: 3; 2009 Qtr 4: 0; 2010 Qtr 1: 0; 2010 Qtr 2: 0; 2010 Qtr 3: 0; 2010 Qtr 4: 0; 2011 Qtr 1: 0; 2011 Qtr 2: 0; 2011 Qtr 3: 0; 2011 Qtr 4: 0 | 3
0 | 253144-Commercial Condensor Coil Cleaning (all units - savings at 50% of DEER) Com All CZ07 VintAll |  | System | Commercial | 01-ALC-AllCommercial-Cooling | 0 |  |  |  |  | 10 | 0 | 11.6667 | 0 | 0 | -1.6667 | 60 |  | kWh | 0.047 | 0 | Commercial | [7 empty] | 3 | 0.85 |  |  |  | 0 | 3 | 0 | 0 | 0 | 0 | 0 | 0 | 0 | 0 | 0 | 0 | 2009 Qtr 1: 0; 2009 Qtr 2: 0; 2009 Qtr 3: 3; 2009 Qtr 4: 0; 2010 Qtr 1: 0; 2010 Qtr 2: 0; 2010 Qtr 3: 0; 2010 Qtr 4: 0; 2011 Qtr 1: 0; 2011 Qtr 2: 0; 2011 Qtr 3: 0; 2011 Qtr 4: 0 | 3
0 | 253141-Commercial HVAC Diagnostic/Tune-up Com All CZ07 VintAll |  | System | Commercial | 01-ALC-AllCommercial-Cooling | 0 |  |  |  |  | 45.3009 | 0 | 64.5167 | 0 | 0 | -19.2158 | 196 |  | kWh | 0.15 | 0 | Commercial | [7 empty] | 10 | 0.85 |  |  |  | 0 | 3 | 0 | 0 | 0 | 0 | 0 | 0 | 0 | 0 | 0 | 0 | 2009 Qtr 1: 0; 2009 Qtr 2: 0; 2009 Qtr 3: 3; 2009 Qtr 4: 0; 2010 Qtr 1: 0; 2010 Qtr 2: 0; 2010 Qtr 3: 0; 2010 Qtr 4: 0; 2011 Qtr 1: 0; 2011 Qtr 2: 0; 2011 Qtr 3: 0; 2011 Qtr 4: 0 | 3
0 | 253144-Commercial Condensor Coil Cleaning (all units - savings at 50% of DEER) Com All CZ07 VintAll |  | System | Commercial | 01-ALC-AllCommercial-Cooling | 0 |  |  |  |  | 10 | 0 | 10 | 0 | 0 | 0 | 60 |  | kWh | 0.047 | 0 | Commercial | [7 empty] | 3 | 0.85 |  |  |  | 0 | 5 | 0 | 0 | 0 | 0 | 0 | 0 | 0 | 0 | 0 | 0 | 2009 Qtr 1: 0; 2009 Qtr 2: 0; 2009 Qtr 3: 5; 2009 Qtr 4: 0; 2010 Qtr 1: 0; 2010 Qtr 2: 0; 2010 Qtr 3: 0; 2010 Qtr 4: 0; 2011 Qtr 1: 0; 2011 Qtr 2: 0; 2011 Qtr 3: 0; 2011 Qtr 4: 0 | 5
0 | 253141-Commercial HVAC Diagnostic/Tune-up Com All CZ07 VintAll |  | System | Commercial | 01-ALC-AllCommercial-Cooling | 0 |  |  |  |  | 45.3009 | 0 | 55.3 | 0 | 0 | -9.9991 | 196 |  | kWh | 0.15 | 0 | Commercial | [7 empty] | 10 | 0.85 |  |  |  | 0 | 5 | 0 | 0 | 0 | 0 | 0 | 0 | 0 | 0 | 0 | 0 | 2009 Qtr 1: 0; 2009 Qtr 2: 0; 2009 Qtr 3: 5; 2009 Qtr 4: 0; 2010 Qtr 1: 0; 2010 Qtr 2: 0; 2010 Qtr 3: 0; 2010 Qtr 4: 0; 2011 Qtr 1: 0; 2011 Qtr 2: 0; 2011 Qtr 3: 0; 2011 Qtr 4: 0 | 5
0 | 253144-Commercial Condensor Coil Cleaning (all units - savings at 50% of DEER) Com All CZ07 VintAll |  | System | Commercial | 01-ALC-AllCommercial-Cooling | 0 |  |  |  |  | 10 | 0 | 10.7143 | 0 | 0 | -0.71429 | 60 |  | kWh | 0.047 | 0 | Commercial | [7 empty] | 3 | 0.85 |  |  |  | 0 | 7 | 0 | 0 | 0 | 0 | 0 | 0 | 0 | 0 | 0 | 0 | 2009 Qtr 1: 0; 2009 Qtr 2: 0; 2009 Qtr 3: 7; 2009 Qtr 4: 0; 2010 Qtr 1: 0; 2010 Qtr 2: 0; 2010 Qtr 3: 0; 2010 Qtr 4: 0; 2011 Qtr 1: 0; 2011 Qtr 2: 0; 2011 Qtr 3: 0; 2011 Qtr 4: 0 | 7
0 | 253141-Commercial HVAC Diagnostic/Tune-up Com All CZ07 VintAll |  | System | Commercial | 01-ALC-AllCommercial-Cooling | 0 |  |  |  |  | 45.3009 | 0 | 59.25 | 0 | 0 | -13.9491 | 196 |  | kWh | 0.15 | 0 | Commercial | [7 empty] | 10 | 0.85 |  |  |  | 0 | 7 | 0 | 0 | 0 | 0 | 0 | 0 | 0 | 0 | 0 | 0 | 2009 Qtr 1: 0; 2009 Qtr 2: 0; 2009 Qtr 3: 7; 2009 Qtr 4: 0; 2010 Qtr 1: 0; 2010 Qtr 2: 0; 2010 Qtr 3: 0; 2010 Qtr 4: 0; 2011 Qtr 1: 0; 2011 Qtr 2: 0; 2011 Qtr 3: 0; 2011 Qtr 4: 0 | 7
0 | 253144-Commercial Condensor Coil Cleaning (all units - savings at 50% of DEER) Com All CZ07 VintAll |  | System | Commercial | 01-ALC-AllCommercial-Cooling | 0 |  |  |  |  | 10 | 0 | 15 | 0 | 0 | -5 | 60 |  | kWh | 0.047 | 0 | Commercial | [7 empty] | 3 | 0.85 |  |  |  | 0 | 1 | 0 | 0 | 0 | 0 | 0 | 0 | 0 | 0 | 0 | 0 | 2009 Qtr 1: 0; 2009 Qtr 2: 0; 2009 Qtr 3: 1; 2009 Qtr 4: 0; 2010 Qtr 1: 0; 2010 Qtr 2: 0; 2010 Qtr 3: 0; 2010 Qtr 4: 0; 2011 Qtr 1: 0; 2011 Qtr 2: 0; 2011 Qtr 3: 0; 2011 Qtr 4: 0 | 1
0 | 253141-Commercial HVAC Diagnostic/Tune-up Com All CZ07 VintAll |  | System | Commercial | 01-ALC-AllCommercial-Cooling | 0 |  |  |  |  | 45.3009 | 0 | 82.95 | 0 | 0 | -37.6491 | 196 |  | kWh | 0.15 | 0 | Commercial | [7 empty] | 10 | 0.85 |  |  |  | 0 | 1 | 0 | 0 | 0 | 0 | 0 | 0 | 0 | 0 | 0 | 0 | 2009 Qtr 1: 0; 2009 Qtr 2: 0; 2009 Qtr 3: 1; 2009 Qtr 4: 0; 2010 Qtr 1: 0; 2010 Qtr 2: 0; 2010 Qtr 3: 0; 2010 Qtr 4: 0; 2011 Qtr 1: 0; 2011 Qtr 2: 0; 2011 Qtr 3: 0; 2011 Qtr 4: 0 | 1
0 | 253144-Commercial Condensor Coil Cleaning (all units - savings at 50% of DEER) Com All CZ07 VintAll |  | System | Commercial | 01-ALC-AllCommercial-Cooling | 0 |  |  |  |  | 10 | 0 | 10 | 0 | 0 | 0 | 60 |  | kWh | 0.047 | 0 | Commercial | [7 empty] | 3 | 0.85 |  |  |  | 0 | 25 | 0 | 0 | 0 | 0 | 0 | 0 | 0 | 0 | 0 | 0 | 2009 Qtr 1: 0; 2009 Qtr 2: 0; 2009 Qtr 3: 25; 2009 Qtr 4: 0; 2010 Qtr 1: 0; 2010 Qtr 2: 0; 2010 Qtr 3: 0; 2010 Qtr 4: 0; 2011 Qtr 1: 0; 2011 Qtr 2: 0; 2011 Qtr 3: 0; 2011 Qtr 4: 0 | 25
0 | 253141-Commercial HVAC Diagnostic/Tune-up Com All CZ07 VintAll |  | System | Commercial | 01-ALC-AllCommercial-Cooling | 0 |  |  |  |  | 45.3009 | 0 | 55.3 | 0 | 0 | -9.9991 | 196 |  | kWh | 0.15 | 0 | Commercial | [7 empty] | 10 | 0.85 |  |  |  | 0 | 25 | 0 | 0 | 0 | 0 | 0 | 0 | 0 | 0 | 0 | 0 | 2009 Qtr 1: 0; 2009 Qtr 2: 0; 2009 Qtr 3: 25; 2009 Qtr 4: 0; 2010 Qtr 1: 0; 2010 Qtr 2: 0; 2010 Qtr 3: 0; 2010 Qtr 4: 0; 2011 Qtr 1: 0; 2011 Qtr 2: 0; 2011 Qtr 3: 0; 2011 Qtr 4: 0 | 25
0 | 253144-Commercial Condensor Coil Cleaning (all units - savings at 50% of DEER) Com All CZ07 VintAll |  | System | Commercial | 01-ALC-AllCommercial-Cooling | 0 |  |  |  |  | 10 | 0 | 10 | 0 | 0 | 0 | 60 |  | kWh | 0.047 | 0 | Commercial | [7 empty] | 3 | 0.85 |  |  |  | 0 | 25 | 0 | 0 | 0 | 0 | 0 | 0 | 0 | 0 | 0 | 0 | 2009 Qtr 1: 0; 2009 Qtr 2: 0; 2009 Qtr 3: 25; 2009 Qtr 4: 0; 2010 Qtr 1: 0; 2010 Qtr 2: 0; 2010 Qtr 3: 0; 2010 Qtr 4: 0; 2011 Qtr 1: 0; 2011 Qtr 2: 0; 2011 Qtr 3: 0; 2011 Qtr 4: 0 | 25
0 | 253141-Commercial HVAC Diagnostic/Tune-up Com All CZ07 VintAll |  | System | Commercial | 01-ALC-AllCommercial-Cooling | 0 |  |  |  |  | 45.3009 | 0 | 55.3 | 0 | 0 | -9.9991 | 196 |  | kWh | 0.15 | 0 | Commercial | [7 empty] | 10 | 0.85 |  |  |  | 0 | 25 | 0 | 0 | 0 | 0 | 0 | 0 | 0 | 0 | 0 | 0 | 2009 Qtr 1: 0; 2009 Qtr 2: 0; 2009 Qtr 3: 25; 2009 Qtr 4: 0; 2010 Qtr 1: 0; 2010 Qtr 2: 0; 2010 Qtr 3: 0; 2010 Qtr 4: 0; 2011 Qtr 1: 0; 2011 Qtr 2: 0; 2011 Qtr 3: 0; 2011 Qtr 4: 0 | 25
0 | 253141-Commercial HVAC Diagnostic/Tune-up Com All CZ07 VintAll |  | System | Commercial | 01-ALC-AllCommercial-Cooling | 0 |  |  |  |  | 45.3009 | 0 | 55.3 | 0 | 0 | -9.9991 | 196 |  | kWh | 0.15 | 0 | Commercial | [7 empty] | 10 | 0.85 |  |  |  | 0 | 5 | 0 | 0 | 0 | 0 | 0 | 0 | 0 | 0 | 0 | 0 | 2009 Qtr 1: 0; 2009 Qtr 2: 0; 2009 Qtr 3: 0; 2009 Qtr 4: 5; 2010 Qtr 1: 0; 2010 Qtr 2: 0; 2010 Qtr 3: 0; 2010 Qtr 4: 0; 2011 Qtr 1: 0; 2011 Qtr 2: 0; 2011 Qtr 3: 0; 2011 Qtr 4: 0 | 5
0 | 253141-Commercial HVAC Diagnostic/Tune-up Com All CZ07 VintAll |  | System | Commercial | 01-ALC-AllCommercial-Cooling | 0 |  |  |  |  | 45.3009 | 0 | 55.3 | 0 | 0 | -9.9991 | 196 |  | kWh | 0.15 | 0 | Commercial | [7 empty] | 10 | 0.85 |  |  |  | 0 | 5 | 0 | 0 | 0 | 0 | 0 | 0 | 0 | 0 | 0 | 0 | 2009 Qtr 1: 0; 2009 Qtr 2: 0; 2009 Qtr 3: 0; 2009 Qtr 4: 5; 2010 Qtr 1: 0; 2010 Qtr 2: 0; 2010 Qtr 3: 0; 2010 Qtr 4: 0; 2011 Qtr 1: 0; 2011 Qtr 2: 0; 2011 Qtr 3: 0; 2011 Qtr 4: 0 | 5
0 | 253141-Commercial HVAC Diagnostic/Tune-up Com All CZ07 VintAll |  | System | Commercial | 01-ALC-AllCommercial-Cooling | 0 |  |  |  |  | 45.3009 | 0 | 55.3 | 0 | 0 | -9.9991 | 196 |  | kWh | 0.15 | 0 | Commercial | [7 empty] | 10 | 0.85 |  |  |  | 0 | 2 | 0 | 0 | 0 | 0 | 0 | 0 | 0 | 0 | 0 | 0 | 2009 Qtr 1: 0; 2009 Qtr 2: 0; 2009 Qtr 3: 0; 2009 Qtr 4: 2; 2010 Qtr 1: 0; 2010 Qtr 2: 0; 2010 Qtr 3: 0; 2010 Qtr 4: 0; 2011 Qtr 1: 0; 2011 Qtr 2: 0; 2011 Qtr 3: 0; 2011 Qtr 4: 0 | 2
0 | 253049-Comm. HP <65k three phase unitary |  | System | Commercial | 01-ALC-AllCommercial-Cooling | 0 |  |  |  |  | 959.2869 | 0 | 100 | 0 | 0 | 859.2869 | 333.947 |  | kWh | 0.15748 | 0 | Commercial | [7 empty] | 15 | 0.5 |  |  |  | 1 | 4 | 0 | 0 | 0 | 0 | 0 | 0 | 0 | 0 | 0 | 0 | 2009 Qtr 1: 0; 2009 Qtr 2: 0; 2009 Qtr 3: 4; 2009 Qtr 4: 0; 2010 Qtr 1: 0; 2010 Qtr 2: 0; 2010 Qtr 3: 0; 2010 Qtr 4: 0; 2011 Qtr 1: 0; 2011 Qtr 2: 0; 2011 Qtr 3: 0; 2011 Qtr 4: 0 | 4
0 | 253049-Comm. HP <65k three phase unitary |  | System | Commercial | 01-ALC-AllCommercial-Cooling | 0 |  |  |  |  | 959.2869 | 0 | 100 | 0 | 0 | 859.2869 | 333.947 |  | kWh | 0.15748 | 0 | Commercial | [7 empty] | 15 | 0.5 |  |  |  | 1 | 5 | 0 | 0 | 0 | 0 | 0 | 0 | 0 | 0 | 0 | 0 | 2009 Qtr 1: 0; 2009 Qtr 2: 0; 2009 Qtr 3: 5; 2009 Qtr 4: 0; 2010 Qtr 1: 0; 2010 Qtr 2: 0; 2010 Qtr 3: 0; 2010 Qtr 4: 0; 2011 Qtr 1: 0; 2011 Qtr 2: 0; 2011 Qtr 3: 0; 2011 Qtr 4: 0 | 5
0 | 253049-Comm. HP <65k three phase unitary |  | System | Commercial | 01-ALC-AllCommercial-Cooling | 0 |  |  |  |  | 959.2869 | 0 | 100 | 0 | 0 | 859.2869 | 333.947 |  | kWh | 0.15748 | 0 | Commercial | [7 empty] | 15 | 0.5 |  |  |  | 1 | 3 | 0 | 0 | 0 | 0 | 0 | 0 | 0 | 0 | 0 | 0 | 2009 Qtr 1: 0; 2009 Qtr 2: 0; 2009 Qtr 3: 3; 2009 Qtr 4: 0; 2010 Qtr 1: 0; 2010 Qtr 2: 0; 2010 Qtr 3: 0; 2010 Qtr 4: 0; 2011 Qtr 1: 0; 2011 Qtr 2: 0; 2011 Qtr 3: 0; 2011 Qtr 4: 0 | 3
0 | 253049-Comm. HP <65k three phase unitary |  | System | Commercial | 01-ALC-AllCommercial-Cooling | 0 |  |  |  |  | 959.2869 | 0 | 100 | 0 | 0 | 859.2869 | 333.947 |  | kWh | 0.15748 | 0 | Commercial | [7 empty] | 15 | 0.5 |  |  |  | 1 | 4 | 0 | 0 | 0 | 0 | 0 | 0 | 0 | 0 | 0 | 0 | 2009 Qtr 1: 0; 2009 Qtr 2: 0; 2009 Qtr 3: 4; 2009 Qtr 4: 0; 2010 Qtr 1: 0; 2010 Qtr 2: 0; 2010 Qtr 3: 0; 2010 Qtr 4: 0; 2011 Qtr 1: 0; 2011 Qtr 2: 0; 2011 Qtr 3: 0; 2011 Qtr 4: 0 | 4
0 | 253049-Comm. HP <65k three phase unitary |  | System | Commercial | 01-ALC-AllCommercial-Cooling | 0 |  |  |  |  | 959.2869 | 0 | 100 | 0 | 0 | 859.2869 | 333.947 |  | kWh | 0.15748 | 0 | Commercial | [7 empty] | 15 | 0.5 |  |  |  | 1 | 5 | 0 | 0 | 0 | 0 | 0 | 0 | 0 | 0 | 0 | 0 | 2009 Qtr 1: 0; 2009 Qtr 2: 0; 2009 Qtr 3: 5; 2009 Qtr 4: 0; 2010 Qtr 1: 0; 2010 Qtr 2: 0; 2010 Qtr 3: 0; 2010 Qtr 4: 0; 2011 Qtr 1: 0; 2011 Qtr 2: 0; 2011 Qtr 3: 0; 2011 Qtr 4: 0 | 5
0 | 253049-Comm. HP <65k three phase unitary |  | System | Commercial | 01-ALC-AllCommercial-Cooling | 0 |  |  |  |  | 959.2869 | 0 | 100 | 0 | 0 | 859.2869 | 333.947 |  | kWh | 0.15748 | 0 | Commercial | [7 empty] | 15 | 0.5 |  |  |  | 1 | 5 | 0 | 0 | 0 | 0 | 0 | 0 | 0 | 0 | 0 | 0 | 2009 Qtr 1: 0; 2009 Qtr 2: 0; 2009 Qtr 3: 5; 2009 Qtr 4: 0; 2010 Qtr 1: 0; 2010 Qtr 2: 0; 2010 Qtr 3: 0; 2010 Qtr 4: 0; 2011 Qtr 1: 0; 2011 Qtr 2: 0; 2011 Qtr 3: 0; 2011 Qtr 4: 0 | 5
0 | 253049-Comm. HP <65k three phase unitary |  | System | Commercial | 01-ALC-AllCommercial-Cooling | 0 |  |  |  |  | 959.2869 | 0 | 100 | 0 | 0 | 859.2869 | 333.947 |  | kWh | 0.15748 | 0 | Commercial | [7 empty] | 15 | 0.5 |  |  |  | 1 | 5 | 0 | 0 | 0 | 0 | 0 | 0 | 0 | 0 | 0 | 0 | 2009 Qtr 1: 0; 2009 Qtr 2: 0; 2009 Qtr 3: 5; 2009 Qtr 4: 0; 2010 Qtr 1: 0; 2010 Qtr 2: 0; 2010 Qtr 3: 0; 2010 Qtr 4: 0; 2011 Qtr 1: 0; 2011 Qtr 2: 0; 2011 Qtr 3: 0; 2011 Qtr 4: 0 | 5
0 | 253049-Comm. HP <65k three phase unitary |  | System | Commercial | 01-ALC-AllCommercial-Cooling | 0 |  |  |  |  | 959.2869 | 0 | 100 | 0 | 0 | 859.2869 | 333.947 |  | kWh | 0.15748 | 0 | Commercial | [7 empty] | 15 | 0.5 |  |  |  | 1 | 5 | 0 | 0 | 0 | 0 | 0 | 0 | 0 | 0 | 0 | 0 | 2009 Qtr 1: 0; 2009 Qtr 2: 0; 2009 Qtr 3: 5; 2009 Qtr 4: 0; 2010 Qtr 1: 0; 2010 Qtr 2: 0; 2010 Qtr 3: 0; 2010 Qtr 4: 0; 2011 Qtr 1: 0; 2011 Qtr 2: 0; 2011 Qtr 3: 0; 2011 Qtr 4: 0 | 5
0 | 253049-Comm. HP <65k three phase unitary |  | System | Commercial | 01-ALC-AllCommercial-Cooling | 0 |  |  |  |  | 959.2869 | 0 | 100 | 0 | 0 | 859.2869 | 333.947 |  | kWh | 0.15748 | 0 | Commercial | [7 empty] | 15 | 0.5 |  |  |  | 1 | 5 | 0 | 0 | 0 | 0 | 0 | 0 | 0 | 0 | 0 | 0 | 2009 Qtr 1: 0; 2009 Qtr 2: 0; 2009 Qtr 3: 5; 2009 Qtr 4: 0; 2010 Qtr 1: 0; 2010 Qtr 2: 0; 2010 Qtr 3: 0; 2010 Qtr 4: 0; 2011 Qtr 1: 0; 2011 Qtr 2: 0; 2011 Qtr 3: 0; 2011 Qtr 4: 0 | 5
0 | 253049-Comm. HP <65k three phase unitary |  | System | Commercial | 01-ALC-AllCommercial-Cooling | 0 |  |  |  |  | 959.2869 | 0 | 100 | 0 | 0 | 859.2869 | 333.947 |  | kWh | 0.15748 | 0 | Commercial | [7 empty] | 15 | 0.5 |  |  |  | 1 | 5 | 0 | 0 | 0 | 0 | 0 | 0 | 0 | 0 | 0 | 0 | 2009 Qtr 1: 0; 2009 Qtr 2: 0; 2009 Qtr 3: 5; 2009 Qtr 4: 0; 2010 Qtr 1: 0; 2010 Qtr 2: 0; 2010 Qtr 3: 0; 2010 Qtr 4: 0; 2011 Qtr 1: 0; 2011 Qtr 2: 0; 2011 Qtr 3: 0; 2011 Qtr 4: 0 | 5
0 | 253049-Comm. HP <65k three phase unitary |  | System | Commercial | 01-ALC-AllCommercial-Cooling | 0 |  |  |  |  | 959.2869 | 0 | 100 | 0 | 0 | 859.2869 | 333.947 |  | kWh | 0.15748 | 0 | Commercial | [7 empty] | 15 | 0.5 |  |  |  | 1 | 5 | 0 | 0 | 0 | 0 | 0 | 0 | 0 | 0 | 0 | 0 | 2009 Qtr 1: 0; 2009 Qtr 2: 0; 2009 Qtr 3: 5; 2009 Qtr 4: 0; 2010 Qtr 1: 0; 2010 Qtr 2: 0; 2010 Qtr 3: 0; 2010 Qtr 4: 0; 2011 Qtr 1: 0; 2011 Qtr 2: 0; 2011 Qtr 3: 0; 2011 Qtr 4: 0 | 5
0 | 253050-Comm. HP <65k three phase unitary |  | System | Commercial | 01-ALC-AllCommercial-Cooling | 0 |  |  |  |  | 959.2869 | 0 | 100 | 0 | 0 | 859.2869 | 416.612 |  | kWh | 0.22516 | 0 | Commercial | [7 empty] | 15 | 0.5 |  |  |  | 1 | 5 | 0 | 0 | 0 | 0 | 0 | 0 | 0 | 0 | 0 | 0 | 2009 Qtr 1: 0; 2009 Qtr 2: 0; 2009 Qtr 3: 5; 2009 Qtr 4: 0; 2010 Qtr 1: 0; 2010 Qtr 2: 0; 2010 Qtr 3: 0; 2010 Qtr 4: 0; 2011 Qtr 1: 0; 2011 Qtr 2: 0; 2011 Qtr 3: 0; 2011 Qtr 4: 0 | 5
0 | 253050-Comm. HP <65k three phase unitary |  | System | Commercial | 01-ALC-AllCommercial-Cooling | 0 |  |  |  |  | 959.2869 | 0 | 100 | 0 | 0 | 859.2869 | 416.612 |  | kWh | 0.22516 | 0 | Commercial | [7 empty] | 15 | 0.5 |  |  |  | 1 | 5 | 0 | 0 | 0 | 0 | 0 | 0 | 0 | 0 | 0 | 0 | 2009 Qtr 1: 0; 2009 Qtr 2: 0; 2009 Qtr 3: 5; 2009 Qtr 4: 0; 2010 Qtr 1: 0; 2010 Qtr 2: 0; 2010 Qtr 3: 0; 2010 Qtr 4: 0; 2011 Qtr 1: 0; 2011 Qtr 2: 0; 2011 Qtr 3: 0; 2011 Qtr 4: 0 | 5
0 | 253050-Comm. HP <65k three phase unitary |  | System | Commercial | 01-ALC-AllCommercial-Cooling | 0 |  |  |  |  | 959.2869 | 0 | 100 | 0 | 0 | 859.2869 | 416.612 |  | kWh | 0.22516 | 0 | Commercial | [7 empty] | 15 | 0.5 |  |  |  | 1 | 5 | 0 | 0 | 0 | 0 | 0 | 0 | 0 | 0 | 0 | 0 | 2009 Qtr 1: 0; 2009 Qtr 2: 0; 2009 Qtr 3: 5; 2009 Qtr 4: 0; 2010 Qtr 1: 0; 2010 Qtr 2: 0; 2010 Qtr 3: 0; 2010 Qtr 4: 0; 2011 Qtr 1: 0; 2011 Qtr 2: 0; 2011 Qtr 3: 0; 2011 Qtr 4: 0 | 5
0 | 253050-Comm. HP <65k three phase unitary |  | System | Commercial | 01-ALC-AllCommercial-Cooling | 0 |  |  |  |  | 959.2869 | 0 | 100 | 0 | 0 | 859.2869 | 416.612 |  | kWh | 0.22516 | 0 | Commercial | [7 empty] | 15 | 0.5 |  |  |  | 1 | 4 | 0 | 0 | 0 | 0 | 0 | 0 | 0 | 0 | 0 | 0 | 2009 Qtr 1: 0; 2009 Qtr 2: 0; 2009 Qtr 3: 4; 2009 Qtr 4: 0; 2010 Qtr 1: 0; 2010 Qtr 2: 0; 2010 Qtr 3: 0; 2010 Qtr 4: 0; 2011 Qtr 1: 0; 2011 Qtr 2: 0; 2011 Qtr 3: 0; 2011 Qtr 4: 0 | 4
0 | 253050-Comm. HP <65k three phase unitary |  | System | Commercial | 01-ALC-AllCommercial-Cooling | 0 |  |  |  |  | 959.2869 | 0 | 100 | 0 | 0 | 859.2869 | 416.612 |  | kWh | 0.22516 | 0 | Commercial | [7 empty] | 15 | 0.5 |  |  |  | 1 | 4 | 0 | 0 | 0 | 0 | 0 | 0 | 0 | 0 | 0 | 0 | 2009 Qtr 1: 0; 2009 Qtr 2: 0; 2009 Qtr 3: 4; 2009 Qtr 4: 0; 2010 Qtr 1: 0; 2010 Qtr 2: 0; 2010 Qtr 3: 0; 2010 Qtr 4: 0; 2011 Qtr 1: 0; 2011 Qtr 2: 0; 2011 Qtr 3: 0; 2011 Qtr 4: 0 | 4
0 | 253050-Comm. HP <65k three phase unitary |  | System | Commercial | 01-ALC-AllCommercial-Cooling | 0 |  |  |  |  | 959.2869 | 0 | 100 | 0 | 0 | 859.2869 | 416.612 |  | kWh | 0.22516 | 0 | Commercial | [7 empty] | 15 | 0.5 |  |  |  | 1 | 4 | 0 | 0 | 0 | 0 | 0 | 0 | 0 | 0 | 0 | 0 | 2009 Qtr 1: 0; 2009 Qtr 2: 0; 2009 Qtr 3: 4; 2009 Qtr 4: 0; 2010 Qtr 1: 0; 2010 Qtr 2: 0; 2010 Qtr 3: 0; 2010 Qtr 4: 0; 2011 Qtr 1: 0; 2011 Qtr 2: 0; 2011 Qtr 3: 0; 2011 Qtr 4: 0 | 4
0 | 253085-Comm. HP <65k three phase unitary ER |  | System | Commercial | 01-ALC-AllCommercial-Cooling | 0 |  |  |  |  | 959.2869 | 0 | 116.6667 | 0 | 0 | 842.6202 | 333.947 |  | kWh | 0.15748 | 0 | Commercial | [7 empty] | 15 | 0.5 |  |  |  | 1 | 3 | 0 | 0 | 0 | 0 | 0 | 0 | 0 | 0 | 0 | 0 | 2009 Qtr 1: 0; 2009 Qtr 2: 0; 2009 Qtr 3: 3; 2009 Qtr 4: 0; 2010 Qtr 1: 0; 2010 Qtr 2: 0; 2010 Qtr 3: 0; 2010 Qtr 4: 0; 2011 Qtr 1: 0; 2011 Qtr 2: 0; 2011 Qtr 3: 0; 2011 Qtr 4: 0 | 3
0 | 253095-Pkg. System Economizer Retrofit |  | System | Commercial | 01-ALC-AllCommercial-Cooling | 0 |  |  |  |  | 126.7644 | 0 | 58.3333 | 0 | 0 | 68.4311 | 141.287 |  | kWh | 0 | -0.027764 | Commercial |  | Annual | [5 empty] | 15 | 0.7 |  |  |  | 1 | 3 | 0 | 0 | 0 | 0 | 0 | 0 | 0 | 0 | 0 | 0 | 2009 Qtr 1: 0; 2009 Qtr 2: 0; 2009 Qtr 3: 3; 2009 Qtr 4: 0; 2010 Qtr 1: 0; 2010 Qtr 2: 0; 2010 Qtr 3: 0; 2010 Qtr 4: 0; 2011 Qtr 1: 0; 2011 Qtr 2: 0; 2011 Qtr 3: 0; 2011 Qtr 4: 0 | 3
0 | 253085-Comm. HP <65k three phase unitary ER |  | System | Commercial | 01-ALC-AllCommercial-Cooling | 0 |  |  |  |  | 959.2869 | 0 | 116.6667 | 0 | 0 | 842.6202 | 333.947 |  | kWh | 0.15748 | 0 | Commercial | [7 empty] | 15 | 0.5 |  |  |  | 1 | 3 | 0 | 0 | 0 | 0 | 0 | 0 | 0 | 0 | 0 | 0 | 2009 Qtr 1: 0; 2009 Qtr 2: 0; 2009 Qtr 3: 3; 2009 Qtr 4: 0; 2010 Qtr 1: 0; 2010 Qtr 2: 0; 2010 Qtr 3: 0; 2010 Qtr 4: 0; 2011 Qtr 1: 0; 2011 Qtr 2: 0; 2011 Qtr 3: 0; 2011 Qtr 4: 0 | 3
0 | 253095-Pkg. System Economizer Retrofit |  | System | Commercial | 01-ALC-AllCommercial-Cooling | 0 |  |  |  |  | 126.7644 | 0 | 58.3333 | 0 | 0 | 68.4311 | 141.287 |  | kWh | 0 | -0.027764 | Commercial |  | Annual | [5 empty] | 15 | 0.7 |  |  |  | 1 | 3 | 0 | 0 | 0 | 0 | 0 | 0 | 0 | 0 | 0 | 0 | 2009 Qtr 1: 0; 2009 Qtr 2: 0; 2009 Qtr 3: 3; 2009 Qtr 4: 0; 2010 Qtr 1: 0; 2010 Qtr 2: 0; 2010 Qtr 3: 0; 2010 Qtr 4: 0; 2011 Qtr 1: 0; 2011 Qtr 2: 0; 2011 Qtr 3: 0; 2011 Qtr 4: 0 | 3
0 | 253085-Comm. HP <65k three phase unitary ER |  | System | Commercial | 01-ALC-AllCommercial-Cooling | 0 |  |  |  |  | 959.2869 | 0 | 116.6667 | 0 | 0 | 842.6202 | 333.947 |  | kWh | 0.15748 | 0 | Commercial | [7 empty] | 15 | 0.5 |  |  |  | 1 | 3 | 0 | 0 | 0 | 0 | 0 | 0 | 0 | 0 | 0 | 0 | 2009 Qtr 1: 0; 2009 Qtr 2: 0; 2009 Qtr 3: 3; 2009 Qtr 4: 0; 2010 Qtr 1: 0; 2010 Qtr 2: 0; 2010 Qtr 3: 0; 2010 Qtr 4: 0; 2011 Qtr 1: 0; 2011 Qtr 2: 0; 2011 Qtr 3: 0; 2011 Qtr 4: 0 | 3
0 | 253095-Pkg. System Economizer Retrofit |  | System | Commercial | 01-ALC-AllCommercial-Cooling | 0 |  |  |  |  | 126.7644 | 0 | 58.3333 | 0 | 0 | 68.4311 | 141.287 |  | kWh | 0 | -0.027764 | Commercial |  | Annual | [5 empty] | 15 | 0.7 |  |  |  | 1 | 3 | 0 | 0 | 0 | 0 | 0 | 0 | 0 | 0 | 0 | 0 | 2009 Qtr 1: 0; 2009 Qtr 2: 0; 2009 Qtr 3: 3; 2009 Qtr 4: 0; 2010 Qtr 1: 0; 2010 Qtr 2: 0; 2010 Qtr 3: 0; 2010 Qtr 4: 0; 2011 Qtr 1: 0; 2011 Qtr 2: 0; 2011 Qtr 3: 0; 2011 Qtr 4: 0 | 3
0 | 253085-Comm. HP <65k three phase unitary ER |  | System | Commercial | 01-ALC-AllCommercial-Cooling | 0 |  |  |  |  | 959.2869 | 0 | 116.6667 | 0 | 0 | 842.6202 | 333.947 |  | kWh | 0.15748 | 0 | Commercial | [7 empty] | 15 | 0.5 |  |  |  | 1 | 3 | 0 | 0 | 0 | 0 | 0 | 0 | 0 | 0 | 0 | 0 | 2009 Qtr 1: 0; 2009 Qtr 2: 0; 2009 Qtr 3: 3; 2009 Qtr 4: 0; 2010 Qtr 1: 0; 2010 Qtr 2: 0; 2010 Qtr 3: 0; 2010 Qtr 4: 0; 2011 Qtr 1: 0; 2011 Qtr 2: 0; 2011 Qtr 3: 0; 2011 Qtr 4: 0 | 3
0 | 253095-Pkg. System Economizer Retrofit |  | System | Commercial | 01-ALC-AllCommercial-Cooling | 0 |  |  |  |  | 126.7644 | 0 | 58.3333 | 0 | 0 | 68.4311 | 141.287 |  | kWh | 0 | -0.027764 | Commercial |  | Annual | [5 empty] | 15 | 0.7 |  |  |  | 1 | 3 | 0 | 0 | 0 | 0 | 0 | 0 | 0 | 0 | 0 | 0 | 2009 Qtr 1: 0; 2009 Qtr 2: 0; 2009 Qtr 3: 3; 2009 Qtr 4: 0; 2010 Qtr 1: 0; 2010 Qtr 2: 0; 2010 Qtr 3: 0; 2010 Qtr 4: 0; 2011 Qtr 1: 0; 2011 Qtr 2: 0; 2011 Qtr 3: 0; 2011 Qtr 4: 0 | 3
0 | 253085-Comm. HP <65k three phase unitary ER |  | System | Commercial | 01-ALC-AllCommercial-Cooling | 0 |  |  |  |  | 959.2869 | 0 | 116.6667 | 0 | 0 | 842.6202 | 333.947 |  | kWh | 0.15748 | 0 | Commercial | [7 empty] | 15 | 0.5 |  |  |  | 1 | 3 | 0 | 0 | 0 | 0 | 0 | 0 | 0 | 0 | 0 | 0 | 2009 Qtr 1: 0; 2009 Qtr 2: 0; 2009 Qtr 3: 3; 2009 Qtr 4: 0; 2010 Qtr 1: 0; 2010 Qtr 2: 0; 2010 Qtr 3: 0; 2010 Qtr 4: 0; 2011 Qtr 1: 0; 2011 Qtr 2: 0; 2011 Qtr 3: 0; 2011 Qtr 4: 0 | 3
0 | 253095-Pkg. System Economizer Retrofit |  | System | Commercial | 01-ALC-AllCommercial-Cooling | 0 |  |  |  |  | 126.7644 | 0 | 58.3333 | 0 | 0 | 68.4311 | 141.287 |  | kWh | 0 | -0.027764 | Commercial |  | Annual | [5 empty] | 15 | 0.7 |  |  |  | 1 | 3 | 0 | 0 | 0 | 0 | 0 | 0 | 0 | 0 | 0 | 0 | 2009 Qtr 1: 0; 2009 Qtr 2: 0; 2009 Qtr 3: 3; 2009 Qtr 4: 0; 2010 Qtr 1: 0; 2010 Qtr 2: 0; 2010 Qtr 3: 0; 2010 Qtr 4: 0; 2011 Qtr 1: 0; 2011 Qtr 2: 0; 2011 Qtr 3: 0; 2011 Qtr 4: 0 | 3
0 | 253085-Comm. HP <65k three phase unitary ER |  | System | Commercial | 01-ALC-AllCommercial-Cooling | 0 |  |  |  |  | 959.2869 | 0 | 116.6667 | 0 | 0 | 842.6202 | 333.947 |  | kWh | 0.15748 | 0 | Commercial | [7 empty] | 15 | 0.5 |  |  |  | 1 | 3 | 0 | 0 | 0 | 0 | 0 | 0 | 0 | 0 | 0 | 0 | 2009 Qtr 1: 0; 2009 Qtr 2: 0; 2009 Qtr 3: 3; 2009 Qtr 4: 0; 2010 Qtr 1: 0; 2010 Qtr 2: 0; 2010 Qtr 3: 0; 2010 Qtr 4: 0; 2011 Qtr 1: 0; 2011 Qtr 2: 0; 2011 Qtr 3: 0; 2011 Qtr 4: 0 | 3
0 | 253095-Pkg. System Economizer Retrofit |  | System | Commercial | 01-ALC-AllCommercial-Cooling | 0 |  |  |  |  | 126.7644 | 0 | 58.3333 | 0 | 0 | 68.4311 | 141.287 |  | kWh | 0 | -0.027764 | Commercial |  | Annual | [5 empty] | 15 | 0.7 |  |  |  | 1 | 3 | 0 | 0 | 0 | 0 | 0 | 0 | 0 | 0 | 0 | 0 | 2009 Qtr 1: 0; 2009 Qtr 2: 0; 2009 Qtr 3: 3; 2009 Qtr 4: 0; 2010 Qtr 1: 0; 2010 Qtr 2: 0; 2010 Qtr 3: 0; 2010 Qtr 4: 0; 2011 Qtr 1: 0; 2011 Qtr 2: 0; 2011 Qtr 3: 0; 2011 Qtr 4: 0 | 3
0 | 253095-Pkg. System Economizer Retrofit |  | System | Commercial | 01-ALC-AllCommercial-Cooling | 0 |  |  |  |  | 126.7644 | 0 | 58.3333 | 0 | 0 | 68.4311 | 141.287 |  | kWh | 0 | -0.027764 | Commercial |  | Annual | [5 empty] | 15 | 0.7 |  |  |  | 1 | 3 | 0 | 0 | 0 | 0 | 0 | 0 | 0 | 0 | 0 | 0 | 2009 Qtr 1: 0; 2009 Qtr 2: 0; 2009 Qtr 3: 3; 2009 Qtr 4: 0; 2010 Qtr 1: 0; 2010 Qtr 2: 0; 2010 Qtr 3: 0; 2010 Qtr 4: 0; 2011 Qtr 1: 0; 2011 Qtr 2: 0; 2011 Qtr 3: 0; 2011 Qtr 4: 0 | 3
0 | 253085-Comm. HP <65k three phase unitary ER |  | System | Commercial | 01-ALC-AllCommercial-Cooling | 0 |  |  |  |  | 959.2869 | 0 | 116.6667 | 0 | 0 | 842.6202 | 333.947 |  | kWh | 0.15748 | 0 | Commercial | [7 empty] | 15 | 0.5 |  |  |  | 1 | 3 | 0 | 0 | 0 | 0 | 0 | 0 | 0 | 0 | 0 | 0 | 2009 Qtr 1: 0; 2009 Qtr 2: 0; 2009 Qtr 3: 3; 2009 Qtr 4: 0; 2010 Qtr 1: 0; 2010 Qtr 2: 0; 2010 Qtr 3: 0; 2010 Qtr 4: 0; 2011 Qtr 1: 0; 2011 Qtr 2: 0; 2011 Qtr 3: 0; 2011 Qtr 4: 0 | 3
0 | 253095-Pkg. System Economizer Retrofit |  | System | Commercial | 01-ALC-AllCommercial-Cooling | 0 |  |  |  |  | 126.7644 | 0 | 58.3333 | 0 | 0 | 68.4311 | 141.287 |  | kWh | 0 | -0.027764 | Commercial |  | Annual | [5 empty] | 15 | 0.7 |  |  |  | 1 | 3 | 0 | 0 | 0 | 0 | 0 | 0 | 0 | 0 | 0 | 0 | 2009 Qtr 1: 0; 2009 Qtr 2: 0; 2009 Qtr 3: 3; 2009 Qtr 4: 0; 2010 Qtr 1: 0; 2010 Qtr 2: 0; 2010 Qtr 3: 0; 2010 Qtr 4: 0; 2011 Qtr 1: 0; 2011 Qtr 2: 0; 2011 Qtr 3: 0; 2011 Qtr 4: 0 | 3
0 | 253085-Comm. HP <65k three phase unitary ER |  | System | Commercial | 01-ALC-AllCommercial-Cooling | 0 |  |  |  |  | 959.2869 | 0 | 116.6667 | 0 | 0 | 842.6202 | 333.947 |  | kWh | 0.15748 | 0 | Commercial | [7 empty] | 15 | 0.5 |  |  |  | 1 | 3 | 0 | 0 | 0 | 0 | 0 | 0 | 0 | 0 | 0 | 0 | 2009 Qtr 1: 0; 2009 Qtr 2: 0; 2009 Qtr 3: 3; 2009 Qtr 4: 0; 2010 Qtr 1: 0; 2010 Qtr 2: 0; 2010 Qtr 3: 0; 2010 Qtr 4: 0; 2011 Qtr 1: 0; 2011 Qtr 2: 0; 2011 Qtr 3: 0; 2011 Qtr 4: 0 | 3
0 | 253095-Pkg. System Economizer Retrofit |  | System | Commercial | 01-ALC-AllCommercial-Cooling | 0 |  |  |  |  | 126.7644 | 0 | 58.3333 | 0 | 0 | 68.4311 | 141.287 |  | kWh | 0 | -0.027764 | Commercial |  | Annual | [5 empty] | 15 | 0.7 |  |  |  | 1 | 3 | 0 | 0 | 0 | 0 | 0 | 0 | 0 | 0 | 0 | 0 | 2009 Qtr 1: 0; 2009 Qtr 2: 0; 2009 Qtr 3: 3; 2009 Qtr 4: 0; 2010 Qtr 1: 0; 2010 Qtr 2: 0; 2010 Qtr 3: 0; 2010 Qtr 4: 0; 2011 Qtr 1: 0; 2011 Qtr 2: 0; 2011 Qtr 3: 0; 2011 Qtr 4: 0 | 3
0 | 253085-Comm. HP <65k three phase unitary ER |  | System | Commercial | 01-ALC-AllCommercial-Cooling | 0 |  |  |  |  | 959.2869 | 0 | 116.6667 | 0 | 0 | 842.6202 | 333.947 |  | kWh | 0.15748 | 0 | Commercial | [7 empty] | 15 | 0.5 |  |  |  | 1 | 3 | 0 | 0 | 0 | 0 | 0 | 0 | 0 | 0 | 0 | 0 | 2009 Qtr 1: 0; 2009 Qtr 2: 0; 2009 Qtr 3: 3; 2009 Qtr 4: 0; 2010 Qtr 1: 0; 2010 Qtr 2: 0; 2010 Qtr 3: 0; 2010 Qtr 4: 0; 2011 Qtr 1: 0; 2011 Qtr 2: 0; 2011 Qtr 3: 0; 2011 Qtr 4: 0 | 3
0 | 253095-Pkg. System Economizer Retrofit |  | System | Commercial | 01-ALC-AllCommercial-Cooling | 0 |  |  |  |  | 126.7644 | 0 | 58.3333 | 0 | 0 | 68.4311 | 141.287 |  | kWh | 0 | -0.027764 | Commercial |  | Annual | [5 empty] | 15 | 0.7 |  |  |  | 1 | 3 | 0 | 0 | 0 | 0 | 0 | 0 | 0 | 0 | 0 | 0 | 2009 Qtr 1: 0; 2009 Qtr 2: 0; 2009 Qtr 3: 3; 2009 Qtr 4: 0; 2010 Qtr 1: 0; 2010 Qtr 2: 0; 2010 Qtr 3: 0; 2010 Qtr 4: 0; 2011 Qtr 1: 0; 2011 Qtr 2: 0; 2011 Qtr 3: 0; 2011 Qtr 4: 0 | 3
0 | 253085-Comm. HP <65k three phase unitary ER |  | System | Commercial | 01-ALC-AllCommercial-Cooling | 0 |  |  |  |  | 959.2869 | 0 | 116.6667 | 0 | 0 | 842.6202 | 333.947 |  | kWh | 0.15748 | 0 | Commercial | [7 empty] | 15 | 0.5 |  |  |  | 1 | 3 | 0 | 0 | 0 | 0 | 0 | 0 | 0 | 0 | 0 | 0 | 2009 Qtr 1: 0; 2009 Qtr 2: 0; 2009 Qtr 3: 3; 2009 Qtr 4: 0; 2010 Qtr 1: 0; 2010 Qtr 2: 0; 2010 Qtr 3: 0; 2010 Qtr 4: 0; 2011 Qtr 1: 0; 2011 Qtr 2: 0; 2011 Qtr 3: 0; 2011 Qtr 4: 0 | 3
0 | 253095-Pkg. System Economizer Retrofit |  | System | Commercial | 01-ALC-AllCommercial-Cooling | 0 |  |  |  |  | 126.7644 | 0 | 58.3333 | 0 | 0 | 68.4311 | 141.287 |  | kWh | 0 | -0.027764 | Commercial |  | Annual | [5 empty] | 15 | 0.7 |  |  |  | 1 | 3 | 0 | 0 | 0 | 0 | 0 | 0 | 0 | 0 | 0 | 0 | 2009 Qtr 1: 0; 2009 Qtr 2: 0; 2009 Qtr 3: 3; 2009 Qtr 4: 0; 2010 Qtr 1: 0; 2010 Qtr 2: 0; 2010 Qtr 3: 0; 2010 Qtr 4: 0; 2011 Qtr 1: 0; 2011 Qtr 2: 0; 2011 Qtr 3: 0; 2011 Qtr 4: 0 | 3
0 | 253085-Comm. HP <65k three phase unitary ER |  | System | Commercial | 01-ALC-AllCommercial-Cooling | 0 |  |  |  |  | 959.2869 | 0 | 116.6667 | 0 | 0 | 842.6202 | 333.947 |  | kWh | 0.15748 | 0 | Commercial | [7 empty] | 15 | 0.5 |  |  |  | 1 | 3 | 0 | 0 | 0 | 0 | 0 | 0 | 0 | 0 | 0 | 0 | 2009 Qtr 1: 0; 2009 Qtr 2: 0; 2009 Qtr 3: 3; 2009 Qtr 4: 0; 2010 Qtr 1: 0; 2010 Qtr 2: 0; 2010 Qtr 3: 0; 2010 Qtr 4: 0; 2011 Qtr 1: 0; 2011 Qtr 2: 0; 2011 Qtr 3: 0; 2011 Qtr 4: 0 | 3
0 | 253085-Comm. HP <65k three phase unitary ER |  | System | Commercial | 01-ALC-AllCommercial-Cooling | 0 |  |  |  |  | 959.2869 | 0 | 116.6667 | 0 | 0 | 842.6202 | 333.947 |  | kWh | 0.15748 | 0 | Commercial | [7 empty] | 15 | 0.5 |  |  |  | 1 | 3 | 0 | 0 | 0 | 0 | 0 | 0 | 0 | 0 | 0 | 0 | 2009 Qtr 1: 0; 2009 Qtr 2: 0; 2009 Qtr 3: 3; 2009 Qtr 4: 0; 2010 Qtr 1: 0; 2010 Qtr 2: 0; 2010 Qtr 3: 0; 2010 Qtr 4: 0; 2011 Qtr 1: 0; 2011 Qtr 2: 0; 2011 Qtr 3: 0; 2011 Qtr 4: 0 | 3
0 | 253095-Pkg. System Economizer Retrofit |  | System | Commercial | 01-ALC-AllCommercial-Cooling | 0 |  |  |  |  | 126.7644 | 0 | 58.3333 | 0 | 0 | 68.4311 | 141.287 |  | kWh | 0 | -0.027764 | Commercial |  | Annual | [5 empty] | 15 | 0.7 |  |  |  | 1 | 3 | 0 | 0 | 0 | 0 | 0 | 0 | 0 | 0 | 0 | 0 | 2009 Qtr 1: 0; 2009 Qtr 2: 0; 2009 Qtr 3: 3; 2009 Qtr 4: 0; 2010 Qtr 1: 0; 2010 Qtr 2: 0; 2010 Qtr 3: 0; 2010 Qtr 4: 0; 2011 Qtr 1: 0; 2011 Qtr 2: 0; 2011 Qtr 3: 0; 2011 Qtr 4: 0 | 3
0 | 253085-Comm. HP <65k three phase unitary ER |  | System | Commercial | 01-ALC-AllCommercial-Cooling | 0 |  |  |  |  | 959.2869 | 0 | 116.6667 | 0 | 0 | 842.6202 | 333.947 |  | kWh | 0.15748 | 0 | Commercial | [7 empty] | 15 | 0.5 |  |  |  | 1 | 3 | 0 | 0 | 0 | 0 | 0 | 0 | 0 | 0 | 0 | 0 | 2009 Qtr 1: 0; 2009 Qtr 2: 0; 2009 Qtr 3: 3; 2009 Qtr 4: 0; 2010 Qtr 1: 0; 2010 Qtr 2: 0; 2010 Qtr 3: 0; 2010 Qtr 4: 0; 2011 Qtr 1: 0; 2011 Qtr 2: 0; 2011 Qtr 3: 0; 2011 Qtr 4: 0 | 3
0 | 253095-Pkg. System Economizer Retrofit |  | System | Commercial | 01-ALC-AllCommercial-Cooling | 0 |  |  |  |  | 126.7644 | 0 | 58.3333 | 0 | 0 | 68.4311 | 141.287 |  | kWh | 0 | -0.027764 | Commercial |  | Annual | [5 empty] | 15 | 0.7 |  |  |  | 1 | 3 | 0 | 0 | 0 | 0 | 0 | 0 | 0 | 0 | 0 | 0 | 2009 Qtr 1: 0; 2009 Qtr 2: 0; 2009 Qtr 3: 3; 2009 Qtr 4: 0; 2010 Qtr 1: 0; 2010 Qtr 2: 0; 2010 Qtr 3: 0; 2010 Qtr 4: 0; 2011 Qtr 1: 0; 2011 Qtr 2: 0; 2011 Qtr 3: 0; 2011 Qtr 4: 0 | 3
0 | 253085-Comm. HP <65k three phase unitary ER |  | System | Commercial | 01-ALC-AllCommercial-Cooling | 0 |  |  |  |  | 959.2869 | 0 | 100 | 0 | 0 | 859.2869 | 333.947 |  | kWh | 0.15748 | 0 | Commercial | [7 empty] | 15 | 0.5 |  |  |  | 1 | 5 | 0 | 0 | 0 | 0 | 0 | 0 | 0 | 0 | 0 | 0 | 2009 Qtr 1: 0; 2009 Qtr 2: 0; 2009 Qtr 3: 5; 2009 Qtr 4: 0; 2010 Qtr 1: 0; 2010 Qtr 2: 0; 2010 Qtr 3: 0; 2010 Qtr 4: 0; 2011 Qtr 1: 0; 2011 Qtr 2: 0; 2011 Qtr 3: 0; 2011 Qtr 4: 0 | 5
0 | 253095-Pkg. System Economizer Retrofit |  | System | Commercial | 01-ALC-AllCommercial-Cooling | 0 |  |  |  |  | 126.7644 | 0 | 50 | 0 | 0 | 76.7644 | 141.287 |  | kWh | 0 | -0.027764 | Commercial |  | Annual | [5 empty] | 15 | 0.7 |  |  |  | 1 | 5 | 0 | 0 | 0 | 0 | 0 | 0 | 0 | 0 | 0 | 0 | 2009 Qtr 1: 0; 2009 Qtr 2: 0; 2009 Qtr 3: 5; 2009 Qtr 4: 0; 2010 Qtr 1: 0; 2010 Qtr 2: 0; 2010 Qtr 3: 0; 2010 Qtr 4: 0; 2011 Qtr 1: 0; 2011 Qtr 2: 0; 2011 Qtr 3: 0; 2011 Qtr 4: 0 | 5
0 | 253085-Comm. HP <65k three phase unitary ER |  | System | Commercial | 01-ALC-AllCommercial-Cooling | 0 |  |  |  |  | 959.2869 | 0 | 100 | 0 | 0 | 859.2869 | 333.947 |  | kWh | 0.15748 | 0 | Commercial | [7 empty] | 15 | 0.5 |  |  |  | 1 | 5 | 0 | 0 | 0 | 0 | 0 | 0 | 0 | 0 | 0 | 0 | 2009 Qtr 1: 0; 2009 Qtr 2: 0; 2009 Qtr 3: 5; 2009 Qtr 4: 0; 2010 Qtr 1: 0; 2010 Qtr 2: 0; 2010 Qtr 3: 0; 2010 Qtr 4: 0; 2011 Qtr 1: 0; 2011 Qtr 2: 0; 2011 Qtr 3: 0; 2011 Qtr 4: 0 | 5
0 | 253095-Pkg. System Economizer Retrofit |  | System | Commercial | 01-ALC-AllCommercial-Cooling | 0 |  |  |  |  | 126.7644 | 0 | 50 | 0 | 0 | 76.7644 | 141.287 |  | kWh | 0 | -0.027764 | Commercial |  | Annual | [5 empty] | 15 | 0.7 |  |  |  | 1 | 5 | 0 | 0 | 0 | 0 | 0 | 0 | 0 | 0 | 0 | 0 | 2009 Qtr 1: 0; 2009 Qtr 2: 0; 2009 Qtr 3: 5; 2009 Qtr 4: 0; 2010 Qtr 1: 0; 2010 Qtr 2: 0; 2010 Qtr 3: 0; 2010 Qtr 4: 0; 2011 Qtr 1: 0; 2011 Qtr 2: 0; 2011 Qtr 3: 0; 2011 Qtr 4: 0 | 5
0 | 253085-Comm. HP <65k three phase unitary ER |  | System | Commercial | 01-ALC-AllCommercial-Cooling | 0 |  |  |  |  | 959.2869 | 0 | 100 | 0 | 0 | 859.2869 | 333.947 |  | kWh | 0.15748 | 0 | Commercial | [7 empty] | 15 | 0.5 |  |  |  | 1 | 5 | 0 | 0 | 0 | 0 | 0 | 0 | 0 | 0 | 0 | 0 | 2009 Qtr 1: 0; 2009 Qtr 2: 0; 2009 Qtr 3: 5; 2009 Qtr 4: 0; 2010 Qtr 1: 0; 2010 Qtr 2: 0; 2010 Qtr 3: 0; 2010 Qtr 4: 0; 2011 Qtr 1: 0; 2011 Qtr 2: 0; 2011 Qtr 3: 0; 2011 Qtr 4: 0 | 5
0 | 253095-Pkg. System Economizer Retrofit |  | System | Commercial | 01-ALC-AllCommercial-Cooling | 0 |  |  |  |  | 126.7644 | 0 | 50 | 0 | 0 | 76.7644 | 141.287 |  | kWh | 0 | -0.027764 | Commercial |  | Annual | [5 empty] | 15 | 0.7 |  |  |  | 1 | 5 | 0 | 0 | 0 | 0 | 0 | 0 | 0 | 0 | 0 | 0 | 2009 Qtr 1: 0; 2009 Qtr 2: 0; 2009 Qtr 3: 5; 2009 Qtr 4: 0; 2010 Qtr 1: 0; 2010 Qtr 2: 0; 2010 Qtr 3: 0; 2010 Qtr 4: 0; 2011 Qtr 1: 0; 2011 Qtr 2: 0; 2011 Qtr 3: 0; 2011 Qtr 4: 0 | 5
0 | 253095-Pkg. System Economizer Retrofit |  | System | Commercial | 01-ALC-AllCommercial-Cooling | 0 |  |  |  |  | 126.7644 | 0 | 58.3333 | 0 | 0 | 68.4311 | 141.287 |  | kWh | 0 | -0.027764 | Commercial |  | Annual | [5 empty] | 15 | 0.7 |  |  |  | 1 | 3 | 0 | 0 | 0 | 0 | 0 | 0 | 0 | 0 | 0 | 0 | 2009 Qtr 1: 0; 2009 Qtr 2: 0; 2009 Qtr 3: 3; 2009 Qtr 4: 0; 2010 Qtr 1: 0; 2010 Qtr 2: 0; 2010 Qtr 3: 0; 2010 Qtr 4: 0; 2011 Qtr 1: 0; 2011 Qtr 2: 0; 2011 Qtr 3: 0; 2011 Qtr 4: 0 | 3
0 | 253085-Comm. HP <65k three phase unitary ER |  | System | Commercial | 01-ALC-AllCommercial-Cooling | 0 |  |  |  |  | 959.2869 | 0 | 116.6667 | 0 | 0 | 842.6202 | 333.947 |  | kWh | 0.15748 | 0 | Commercial | [7 empty] | 15 | 0.5 |  |  |  | 1 | 3 | 0 | 0 | 0 | 0 | 0 | 0 | 0 | 0 | 0 | 0 | 2009 Qtr 1: 0; 2009 Qtr 2: 0; 2009 Qtr 3: 3; 2009 Qtr 4: 0; 2010 Qtr 1: 0; 2010 Qtr 2: 0; 2010 Qtr 3: 0; 2010 Qtr 4: 0; 2011 Qtr 1: 0; 2011 Qtr 2: 0; 2011 Qtr 3: 0; 2011 Qtr 4: 0 | 3
0 | 253095-Pkg. System Economizer Retrofit |  | System | Commercial | 01-ALC-AllCommercial-Cooling | 0 |  |  |  |  | 126.7644 | 0 | 58.3333 | 0 | 0 | 68.4311 | 141.287 |  | kWh | 0 | -0.027764 | Commercial |  | Annual | [5 empty] | 15 | 0.7 |  |  |  | 1 | 3 | 0 | 0 | 0 | 0 | 0 | 0 | 0 | 0 | 0 | 0 | 2009 Qtr 1: 0; 2009 Qtr 2: 0; 2009 Qtr 3: 3; 2009 Qtr 4: 0; 2010 Qtr 1: 0; 2010 Qtr 2: 0; 2010 Qtr 3: 0; 2010 Qtr 4: 0; 2011 Qtr 1: 0; 2011 Qtr 2: 0; 2011 Qtr 3: 0; 2011 Qtr 4: 0 | 3
0 | 253085-Comm. HP <65k three phase unitary ER |  | System | Commercial | 01-ALC-AllCommercial-Cooling | 0 |  |  |  |  | 959.2869 | 0 | 116.6667 | 0 | 0 | 842.6202 | 333.947 |  | kWh | 0.15748 | 0 | Commercial | [7 empty] | 15 | 0.5 |  |  |  | 1 | 3 | 0 | 0 | 0 | 0 | 0 | 0 | 0 | 0 | 0 | 0 | 2009 Qtr 1: 0; 2009 Qtr 2: 0; 2009 Qtr 3: 3; 2009 Qtr 4: 0; 2010 Qtr 1: 0; 2010 Qtr 2: 0; 2010 Qtr 3: 0; 2010 Qtr 4: 0; 2011 Qtr 1: 0; 2011 Qtr 2: 0; 2011 Qtr 3: 0; 2011 Qtr 4: 0 | 3
0 | 253095-Pkg. System Economizer Retrofit |  | System | Commercial | 01-ALC-AllCommercial-Cooling | 0 |  |  |  |  | 126.7644 | 0 | 58.3333 | 0 | 0 | 68.4311 | 141.287 |  | kWh | 0 | -0.027764 | Commercial |  | Annual | [5 empty] | 15 | 0.7 |  |  |  | 1 | 3 | 0 | 0 | 0 | 0 | 0 | 0 | 0 | 0 | 0 | 0 | 2009 Qtr 1: 0; 2009 Qtr 2: 0; 2009 Qtr 3: 3; 2009 Qtr 4: 0; 2010 Qtr 1: 0; 2010 Qtr 2: 0; 2010 Qtr 3: 0; 2010 Qtr 4: 0; 2011 Qtr 1: 0; 2011 Qtr 2: 0; 2011 Qtr 3: 0; 2011 Qtr 4: 0 | 3
0 | 253085-Comm. HP <65k three phase unitary ER |  | System | Commercial | 01-ALC-AllCommercial-Cooling | 0 |  |  |  |  | 959.2869 | 0 | 116.6667 | 0 | 0 | 842.6202 | 333.947 |  | kWh | 0.15748 | 0 | Commercial | [7 empty] | 15 | 0.5 |  |  |  | 1 | 3 | 0 | 0 | 0 | 0 | 0 | 0 | 0 | 0 | 0 | 0 | 2009 Qtr 1: 0; 2009 Qtr 2: 0; 2009 Qtr 3: 3; 2009 Qtr 4: 0; 2010 Qtr 1: 0; 2010 Qtr 2: 0; 2010 Qtr 3: 0; 2010 Qtr 4: 0; 2011 Qtr 1: 0; 2011 Qtr 2: 0; 2011 Qtr 3: 0; 2011 Qtr 4: 0 | 3
0 | 253073-Comm. AC 240k to 759k ER |  | System | Commercial | 01-ALC-AllCommercial-Cooling | 0 |  |  |  |  | 649.6286 | 0 | 50 | 0 | 0 | 599.6286 | 208.977 |  | kWh | 0.15018 | 0 | Commercial | [7 empty] | 15 | 0.7 |  |  |  | 1 | 50 | 0 | 0 | 0 | 0 | 0 | 0 | 0 | 0 | 0 | 0 | 2009 Qtr 1: 0; 2009 Qtr 2: 0; 2009 Qtr 3: 50; 2009 Qtr 4: 0; 2010 Qtr 1: 0; 2010 Qtr 2: 0; 2010 Qtr 3: 0; 2010 Qtr 4: 0; 2011 Qtr 1: 0; 2011 Qtr 2: 0; 2011 Qtr 3: 0; 2011 Qtr 4: 0 | 50
0 | 253073-Comm. AC 240k to 759k ER |  | System | Commercial | 01-ALC-AllCommercial-Cooling | 0 |  |  |  |  | 649.6286 | 0 | 50 | 0 | 0 | 599.6286 | 208.977 |  | kWh | 0.15018 | 0 | Commercial | [7 empty] | 15 | 0.7 |  |  |  | 1 | 50 | 0 | 0 | 0 | 0 | 0 | 0 | 0 | 0 | 0 | 0 | 2009 Qtr 1: 0; 2009 Qtr 2: 0; 2009 Qtr 3: 50; 2009 Qtr 4: 0; 2010 Qtr 1: 0; 2010 Qtr 2: 0; 2010 Qtr 3: 0; 2010 Qtr 4: 0; 2011 Qtr 1: 0; 2011 Qtr 2: 0; 2011 Qtr 3: 0; 2011 Qtr 4: 0 | 50
0 | 253073-Comm. AC 240k to 759k ER |  | System | Commercial | 01-ALC-AllCommercial-Cooling | 0 |  |  |  |  | 649.6286 | 0 | 50 | 0 | 0 | 599.6286 | 208.977 |  | kWh | 0.15018 | 0 | Commercial | [7 empty] | 15 | 0.7 |  |  |  | 1 | 50 | 0 | 0 | 0 | 0 | 0 | 0 | 0 | 0 | 0 | 0 | 2009 Qtr 1: 0; 2009 Qtr 2: 0; 2009 Qtr 3: 50; 2009 Qtr 4: 0; 2010 Qtr 1: 0; 2010 Qtr 2: 0; 2010 Qtr 3: 0; 2010 Qtr 4: 0; 2011 Qtr 1: 0; 2011 Qtr 2: 0; 2011 Qtr 3: 0; 2011 Qtr 4: 0 | 50
0 | 253068-Comm. AC <65k three phase unitary ER |  | System | Commercial | 01-ALC-AllCommercial-Cooling | 0 |  |  |  |  | 790.4043 | 0 | 100 | 0 | 0 | 690.4043 | 350.672 |  | kWh | 0.27371 | 0 | Commercial | [7 empty] | 15 | 0.5 |  |  |  | 1 | 5 | 0 | 0 | 0 | 0 | 0 | 0 | 0 | 0 | 0 | 0 | 2009 Qtr 1: 0; 2009 Qtr 2: 0; 2009 Qtr 3: 5; 2009 Qtr 4: 0; 2010 Qtr 1: 0; 2010 Qtr 2: 0; 2010 Qtr 3: 0; 2010 Qtr 4: 0; 2011 Qtr 1: 0; 2011 Qtr 2: 0; 2011 Qtr 3: 0; 2011 Qtr 4: 0 | 5
0 | 253084-Comm. HP <65k three phase split w/o QI ER |  | System | Commercial | 01-ALC-AllCommercial-Cooling | 0 |  |  |  |  | 549.6826 | 0 | 100 | 0 | 0 | 449.6826 | 302.892 |  | kWh | 0.14152 | 0 | Commercial | [7 empty] | 15 | 0.5 |  |  |  | 1 | 5 | 0 | 0 | 0 | 0 | 0 | 0 | 0 | 0 | 0 | 0 | 2009 Qtr 1: 0; 2009 Qtr 2: 0; 2009 Qtr 3: 5; 2009 Qtr 4: 0; 2010 Qtr 1: 0; 2010 Qtr 2: 0; 2010 Qtr 3: 0; 2010 Qtr 4: 0; 2011 Qtr 1: 0; 2011 Qtr 2: 0; 2011 Qtr 3: 0; 2011 Qtr 4: 0 | 5
0 | 253084-Comm. HP <65k three phase split w/o QI ER |  | System | Commercial | 01-ALC-AllCommercial-Cooling | 0 |  |  |  |  | 549.6826 | 0 | 100 | 0 | 0 | 449.6826 | 302.892 |  | kWh | 0.14152 | 0 | Commercial | [7 empty] | 15 | 0.5 |  |  |  | 1 | 5 | 0 | 0 | 0 | 0 | 0 | 0 | 0 | 0 | 0 | 0 | 2009 Qtr 1: 0; 2009 Qtr 2: 0; 2009 Qtr 3: 5; 2009 Qtr 4: 0; 2010 Qtr 1: 0; 2010 Qtr 2: 0; 2010 Qtr 3: 0; 2010 Qtr 4: 0; 2011 Qtr 1: 0; 2011 Qtr 2: 0; 2011 Qtr 3: 0; 2011 Qtr 4: 0 | 5
0 | 253084-Comm. HP <65k three phase split w/o QI ER |  | System | Commercial | 01-ALC-AllCommercial-Cooling | 0 |  |  |  |  | 549.6826 | 0 | 100 | 0 | 0 | 449.6826 | 302.892 |  | kWh | 0.14152 | 0 | Commercial | [7 empty] | 15 | 0.5 |  |  |  | 1 | 5 | 0 | 0 | 0 | 0 | 0 | 0 | 0 | 0 | 0 | 0 | 2009 Qtr 1: 0; 2009 Qtr 2: 0; 2009 Qtr 3: 5; 2009 Qtr 4: 0; 2010 Qtr 1: 0; 2010 Qtr 2: 0; 2010 Qtr 3: 0; 2010 Qtr 4: 0; 2011 Qtr 1: 0; 2011 Qtr 2: 0; 2011 Qtr 3: 0; 2011 Qtr 4: 0 | 5
0 | 253084-Comm. HP <65k three phase split w/o QI ER |  | System | Commercial | 01-ALC-AllCommercial-Cooling | 0 |  |  |  |  | 549.6826 | 0 | 100 | 0 | 0 | 449.6826 | 302.892 |  | kWh | 0.14152 | 0 | Commercial | [7 empty] | 15 | 0.5 |  |  |  | 1 | 5 | 0 | 0 | 0 | 0 | 0 | 0 | 0 | 0 | 0 | 0 | 2009 Qtr 1: 0; 2009 Qtr 2: 0; 2009 Qtr 3: 5; 2009 Qtr 4: 0; 2010 Qtr 1: 0; 2010 Qtr 2: 0; 2010 Qtr 3: 0; 2010 Qtr 4: 0; 2011 Qtr 1: 0; 2011 Qtr 2: 0; 2011 Qtr 3: 0; 2011 Qtr 4: 0 | 5
0 | 253085-Comm. HP <65k three phase unitary ER |  | System | Commercial | 01-ALC-AllCommercial-Cooling | 0 |  |  |  |  | 959.2869 | 0 | 100 | 0 | 0 | 859.2869 | 333.947 |  | kWh | 0.15748 | 0 | Commercial | [7 empty] | 15 | 0.5 |  |  |  | 1 | 3 | 0 | 0 | 0 | 0 | 0 | 0 | 0 | 0 | 0 | 0 | 2009 Qtr 1: 0; 2009 Qtr 2: 0; 2009 Qtr 3: 3; 2009 Qtr 4: 0; 2010 Qtr 1: 0; 2010 Qtr 2: 0; 2010 Qtr 3: 0; 2010 Qtr 4: 0; 2011 Qtr 1: 0; 2011 Qtr 2: 0; 2011 Qtr 3: 0; 2011 Qtr 4: 0 | 3
0 | 253083-Comm. HP <65k three phase split w/o QI ER |  | System | Commercial | 01-ALC-AllCommercial-Cooling | 0 |  |  |  |  | 186.4979 | 0 | 100 | 0 | 0 | 86.4979 | 249.733 |  | kWh | 0.098359 | 0 | Commercial | [7 empty] | 15 | 0.5 |  |  |  | 1 | 3 | 0 | 0 | 0 | 0 | 0 | 0 | 0 | 0 | 0 | 0 | 2009 Qtr 1: 0; 2009 Qtr 2: 0; 2009 Qtr 3: 3; 2009 Qtr 4: 0; 2010 Qtr 1: 0; 2010 Qtr 2: 0; 2010 Qtr 3: 0; 2010 Qtr 4: 0; 2011 Qtr 1: 0; 2011 Qtr 2: 0; 2011 Qtr 3: 0; 2011 Qtr 4: 0 | 3
0 | 253085-Comm. HP <65k three phase unitary ER |  | System | Commercial | 01-ALC-AllCommercial-Cooling | 0 |  |  |  |  | 959.2869 | 0 | 100 | 0 | 0 | 859.2869 | 333.947 |  | kWh | 0.15748 | 0 | Commercial | [7 empty] | 15 | 0.5 |  |  |  | 1 | 4 | 0 | 0 | 0 | 0 | 0 | 0 | 0 | 0 | 0 | 0 | 2009 Qtr 1: 0; 2009 Qtr 2: 0; 2009 Qtr 3: 4; 2009 Qtr 4: 0; 2010 Qtr 1: 0; 2010 Qtr 2: 0; 2010 Qtr 3: 0; 2010 Qtr 4: 0; 2011 Qtr 1: 0; 2011 Qtr 2: 0; 2011 Qtr 3: 0; 2011 Qtr 4: 0 | 4
0 | 253067-Comm. AC <65k three phase unitary ER |  | System | Commercial | 01-ALC-AllCommercial-Cooling | 0 |  |  |  |  | 790.4043 | 0 | 100 | 0 | 0 | 690.4043 | 280.46 |  | kWh | 0.19186 | 0 | Commercial | [7 empty] | 15 | 0.5 |  |  |  | 1 | 5 | 0 | 0 | 0 | 0 | 0 | 0 | 0 | 0 | 0 | 0 | 2009 Qtr 1: 0; 2009 Qtr 2: 0; 2009 Qtr 3: 5; 2009 Qtr 4: 0; 2010 Qtr 1: 0; 2010 Qtr 2: 0; 2010 Qtr 3: 0; 2010 Qtr 4: 0; 2011 Qtr 1: 0; 2011 Qtr 2: 0; 2011 Qtr 3: 0; 2011 Qtr 4: 0 | 5
0 | 253049-Comm. HP <65k three phase unitary |  | System | Commercial | 01-ALC-AllCommercial-Cooling | 0 |  |  |  |  | 959.2869 | 0 | 100 | 0 | 0 | 859.2869 | 333.947 |  | kWh | 0.15748 | 0 | Commercial | [7 empty] | 15 | 0.5 |  |  |  | 1 | 5 | 0 | 0 | 0 | 0 | 0 | 0 | 0 | 0 | 0 | 0 | 2009 Qtr 1: 0; 2009 Qtr 2: 0; 2009 Qtr 3: 5; 2009 Qtr 4: 0; 2010 Qtr 1: 0; 2010 Qtr 2: 0; 2010 Qtr 3: 0; 2010 Qtr 4: 0; 2011 Qtr 1: 0; 2011 Qtr 2: 0; 2011 Qtr 3: 0; 2011 Qtr 4: 0 | 5
0 | 253085-Comm. HP <65k three phase unitary ER |  | System | Commercial | 01-ALC-AllCommercial-Cooling | 0 |  |  |  |  | 959.2869 | 0 | 125 | 0 | 0 | 834.2869 | 333.947 |  | kWh | 0.15748 | 0 | Commercial | [7 empty] | 15 | 0.5 |  |  |  | 1 | 2 | 0 | 0 | 0 | 0 | 0 | 0 | 0 | 0 | 0 | 0 | 2009 Qtr 1: 0; 2009 Qtr 2: 0; 2009 Qtr 3: 2; 2009 Qtr 4: 0; 2010 Qtr 1: 0; 2010 Qtr 2: 0; 2010 Qtr 3: 0; 2010 Qtr 4: 0; 2011 Qtr 1: 0; 2011 Qtr 2: 0; 2011 Qtr 3: 0; 2011 Qtr 4: 0 | 2
0 | 253067-Comm. AC <65k three phase unitary ER |  | System | Commercial | 01-ALC-AllCommercial-Cooling | 0 |  |  |  |  | 790.4043 | 0 | 100 | 0 | 0 | 690.4043 | 280.46 |  | kWh | 0.19186 | 0 | Commercial | [7 empty] | 15 | 0.5 |  |  |  | 1 | 4 | 0 | 0 | 0 | 0 | 0 | 0 | 0 | 0 | 0 | 0 | 2009 Qtr 1: 0; 2009 Qtr 2: 0; 2009 Qtr 3: 4; 2009 Qtr 4: 0; 2010 Qtr 1: 0; 2010 Qtr 2: 0; 2010 Qtr 3: 0; 2010 Qtr 4: 0; 2011 Qtr 1: 0; 2011 Qtr 2: 0; 2011 Qtr 3: 0; 2011 Qtr 4: 0 | 4
0 | 253085-Comm. HP <65k three phase unitary ER |  | System | Commercial | 01-ALC-AllCommercial-Cooling | 0 |  |  |  |  | 959.2869 | 0 | 100 | 0 | 0 | 859.2869 | 333.947 |  | kWh | 0.15748 | 0 | Commercial | [7 empty] | 15 | 0.5 |  |  |  | 1 | 5 | 0 | 0 | 0 | 0 | 0 | 0 | 0 | 0 | 0 | 0 | 2009 Qtr 1: 0; 2009 Qtr 2: 0; 2009 Qtr 3: 5; 2009 Qtr 4: 0; 2010 Qtr 1: 0; 2010 Qtr 2: 0; 2010 Qtr 3: 0; 2010 Qtr 4: 0; 2011 Qtr 1: 0; 2011 Qtr 2: 0; 2011 Qtr 3: 0; 2011 Qtr 4: 0 | 5
0 | 253085-Comm. HP <65k three phase unitary ER |  | System | Commercial | 01-ALC-AllCommercial-Cooling | 0 |  |  |  |  | 959.2869 | 0 | 100 | 0 | 0 | 859.2869 | 333.947 |  | kWh | 0.15748 | 0 | Commercial | [7 empty] | 15 | 0.5 |  |  |  | 1 | 5 | 0 | 0 | 0 | 0 | 0 | 0 | 0 | 0 | 0 | 0 | 2009 Qtr 1: 0; 2009 Qtr 2: 0; 2009 Qtr 3: 5; 2009 Qtr 4: 0; 2010 Qtr 1: 0; 2010 Qtr 2: 0; 2010 Qtr 3: 0; 2010 Qtr 4: 0; 2011 Qtr 1: 0; 2011 Qtr 2: 0; 2011 Qtr 3: 0; 2011 Qtr 4: 0 | 5
0 | 253086-Comm. HP <65k three phase unitary ER |  | System | Commercial | 01-ALC-AllCommercial-Cooling | 0 |  |  |  |  | 959.2869 | 0 | 100 | 0 | 0 | 859.2869 | 416.612 |  | kWh | 0.22516 | 0 | Commercial | [7 empty] | 15 | 0.5 |  |  |  | 1 | 3 | 0 | 0 | 0 | 0 | 0 | 0 | 0 | 0 | 0 | 0 | 2009 Qtr 1: 0; 2009 Qtr 2: 0; 2009 Qtr 3: 3; 2009 Qtr 4: 0; 2010 Qtr 1: 0; 2010 Qtr 2: 0; 2010 Qtr 3: 0; 2010 Qtr 4: 0; 2011 Qtr 1: 0; 2011 Qtr 2: 0; 2011 Qtr 3: 0; 2011 Qtr 4: 0 | 3
0 | 253047-Comm. HP <65k three phase split w/o QI |  | System | Commercial | 01-ALC-AllCommercial-Cooling | 0 |  |  |  |  | 549.6826 | 0 | 100 | 0 | 0 | 449.6826 | 249.733 |  | kWh | 0.098359 | 0 | Commercial | [7 empty] | 15 | 0.5 |  |  |  | 1 | 5 | 0 | 0 | 0 | 0 | 0 | 0 | 0 | 0 | 0 | 0 | 2009 Qtr 1: 0; 2009 Qtr 2: 0; 2009 Qtr 3: 5; 2009 Qtr 4: 0; 2010 Qtr 1: 0; 2010 Qtr 2: 0; 2010 Qtr 3: 0; 2010 Qtr 4: 0; 2011 Qtr 1: 0; 2011 Qtr 2: 0; 2011 Qtr 3: 0; 2011 Qtr 4: 0 | 5
0 | 253047-Comm. HP <65k three phase split w/o QI |  | System | Commercial | 01-ALC-AllCommercial-Cooling | 0 |  |  |  |  | 549.6826 | 0 | 100 | 0 | 0 | 449.6826 | 249.733 |  | kWh | 0.098359 | 0 | Commercial | [7 empty] | 15 | 0.5 |  |  |  | 1 | 5 | 0 | 0 | 0 | 0 | 0 | 0 | 0 | 0 | 0 | 0 | 2009 Qtr 1: 0; 2009 Qtr 2: 0; 2009 Qtr 3: 5; 2009 Qtr 4: 0; 2010 Qtr 1: 0; 2010 Qtr 2: 0; 2010 Qtr 3: 0; 2010 Qtr 4: 0; 2011 Qtr 1: 0; 2011 Qtr 2: 0; 2011 Qtr 3: 0; 2011 Qtr 4: 0 | 5
0 | 253047-Comm. HP <65k three phase split w/o QI |  | System | Commercial | 01-ALC-AllCommercial-Cooling | 0 |  |  |  |  | 549.6826 | 0 | 100 | 0 | 0 | 449.6826 | 249.733 |  | kWh | 0.098359 | 0 | Commercial | [7 empty] | 15 | 0.5 |  |  |  | 1 | 5 | 0 | 0 | 0 | 0 | 0 | 0 | 0 | 0 | 0 | 0 | 2009 Qtr 1: 0; 2009 Qtr 2: 0; 2009 Qtr 3: 5; 2009 Qtr 4: 0; 2010 Qtr 1: 0; 2010 Qtr 2: 0; 2010 Qtr 3: 0; 2010 Qtr 4: 0; 2011 Qtr 1: 0; 2011 Qtr 2: 0; 2011 Qtr 3: 0; 2011 Qtr 4: 0 | 5
0 | 253047-Comm. HP <65k three phase split w/o QI |  | System | Commercial | 01-ALC-AllCommercial-Cooling | 0 |  |  |  |  | 549.6826 | 0 | 100 | 0 | 0 | 449.6826 | 249.733 |  | kWh | 0.098359 | 0 | Commercial | [7 empty] | 15 | 0.5 |  |  |  | 1 | 5 | 0 | 0 | 0 | 0 | 0 | 0 | 0 | 0 | 0 | 0 | 2009 Qtr 1: 0; 2009 Qtr 2: 0; 2009 Qtr 3: 5; 2009 Qtr 4: 0; 2010 Qtr 1: 0; 2010 Qtr 2: 0; 2010 Qtr 3: 0; 2010 Qtr 4: 0; 2011 Qtr 1: 0; 2011 Qtr 2: 0; 2011 Qtr 3: 0; 2011 Qtr 4: 0 | 5
0 | 253067-Comm. AC <65k three phase unitary ER |  | System | Commercial | 01-ALC-AllCommercial-Cooling | 0 |  |  |  |  | 790.4043 | 0 | 100 | 0 | 0 | 690.4043 | 280.46 |  | kWh | 0.19186 | 0 | Commercial | [7 empty] | 15 | 0.5 |  |  |  | 1 | 3 | 0 | 0 | 0 | 0 | 0 | 0 | 0 | 0 | 0 | 0 | 2009 Qtr 1: 0; 2009 Qtr 2: 0; 2009 Qtr 3: 3; 2009 Qtr 4: 0; 2010 Qtr 1: 0; 2010 Qtr 2: 0; 2010 Qtr 3: 0; 2010 Qtr 4: 0; 2011 Qtr 1: 0; 2011 Qtr 2: 0; 2011 Qtr 3: 0; 2011 Qtr 4: 0 | 3
0 | 253067-Comm. AC <65k three phase unitary ER |  | System | Commercial | 01-ALC-AllCommercial-Cooling | 0 |  |  |  |  | 790.4043 | 0 | 100 | 0 | 0 | 690.4043 | 280.46 |  | kWh | 0.19186 | 0 | Commercial | [7 empty] | 15 | 0.5 |  |  |  | 1 | 5 | 0 | 0 | 0 | 0 | 0 | 0 | 0 | 0 | 0 | 0 | 2009 Qtr 1: 0; 2009 Qtr 2: 0; 2009 Qtr 3: 5; 2009 Qtr 4: 0; 2010 Qtr 1: 0; 2010 Qtr 2: 0; 2010 Qtr 3: 0; 2010 Qtr 4: 0; 2011 Qtr 1: 0; 2011 Qtr 2: 0; 2011 Qtr 3: 0; 2011 Qtr 4: 0 | 5
0 | 253067-Comm. AC <65k three phase unitary ER |  | System | Commercial | 01-ALC-AllCommercial-Cooling | 0 |  |  |  |  | 790.4043 | 0 | 100 | 0 | 0 | 690.4043 | 280.46 |  | kWh | 0.19186 | 0 | Commercial | [7 empty] | 15 | 0.5 |  |  |  | 1 | 5 | 0 | 0 | 0 | 0 | 0 | 0 | 0 | 0 | 0 | 0 | 2009 Qtr 1: 0; 2009 Qtr 2: 0; 2009 Qtr 3: 5; 2009 Qtr 4: 0; 2010 Qtr 1: 0; 2010 Qtr 2: 0; 2010 Qtr 3: 0; 2010 Qtr 4: 0; 2011 Qtr 1: 0; 2011 Qtr 2: 0; 2011 Qtr 3: 0; 2011 Qtr 4: 0 | 5
0 | 253067-Comm. AC <65k three phase unitary ER |  | System | Commercial | 01-ALC-AllCommercial-Cooling | 0 |  |  |  |  | 790.4043 | 0 | 100 | 0 | 0 | 690.4043 | 280.46 |  | kWh | 0.19186 | 0 | Commercial | [7 empty] | 15 | 0.5 |  |  |  | 1 | 5 | 0 | 0 | 0 | 0 | 0 | 0 | 0 | 0 | 0 | 0 | 2009 Qtr 1: 0; 2009 Qtr 2: 0; 2009 Qtr 3: 5; 2009 Qtr 4: 0; 2010 Qtr 1: 0; 2010 Qtr 2: 0; 2010 Qtr 3: 0; 2010 Qtr 4: 0; 2011 Qtr 1: 0; 2011 Qtr 2: 0; 2011 Qtr 3: 0; 2011 Qtr 4: 0 | 5
0 | 253067-Comm. AC <65k three phase unitary ER |  | System | Commercial | 01-ALC-AllCommercial-Cooling | 0 |  |  |  |  | 790.4043 | 0 | 100 | 0 | 0 | 690.4043 | 280.46 |  | kWh | 0.19186 | 0 | Commercial | [7 empty] | 15 | 0.5 |  |  |  | 1 | 5 | 0 | 0 | 0 | 0 | 0 | 0 | 0 | 0 | 0 | 0 | 2009 Qtr 1: 0; 2009 Qtr 2: 0; 2009 Qtr 3: 5; 2009 Qtr 4: 0; 2010 Qtr 1: 0; 2010 Qtr 2: 0; 2010 Qtr 3: 0; 2010 Qtr 4: 0; 2011 Qtr 1: 0; 2011 Qtr 2: 0; 2011 Qtr 3: 0; 2011 Qtr 4: 0 | 5
0 | 253067-Comm. AC <65k three phase unitary ER |  | System | Commercial | 01-ALC-AllCommercial-Cooling | 0 |  |  |  |  | 790.4043 | 0 | 100 | 0 | 0 | 690.4043 | 280.46 |  | kWh | 0.19186 | 0 | Commercial | [7 empty] | 15 | 0.5 |  |  |  | 1 | 5 | 0 | 0 | 0 | 0 | 0 | 0 | 0 | 0 | 0 | 0 | 2009 Qtr 1: 0; 2009 Qtr 2: 0; 2009 Qtr 3: 5; 2009 Qtr 4: 0; 2010 Qtr 1: 0; 2010 Qtr 2: 0; 2010 Qtr 3: 0; 2010 Qtr 4: 0; 2011 Qtr 1: 0; 2011 Qtr 2: 0; 2011 Qtr 3: 0; 2011 Qtr 4: 0 | 5
0 | 253067-Comm. AC <65k three phase unitary ER |  | System | Commercial | 01-ALC-AllCommercial-Cooling | 0 |  |  |  |  | 790.4043 | 0 | 100 | 0 | 0 | 690.4043 | 280.46 |  | kWh | 0.19186 | 0 | Commercial | [7 empty] | 15 | 0.5 |  |  |  | 1 | 5 | 0 | 0 | 0 | 0 | 0 | 0 | 0 | 0 | 0 | 0 | 2009 Qtr 1: 0; 2009 Qtr 2: 0; 2009 Qtr 3: 5; 2009 Qtr 4: 0; 2010 Qtr 1: 0; 2010 Qtr 2: 0; 2010 Qtr 3: 0; 2010 Qtr 4: 0; 2011 Qtr 1: 0; 2011 Qtr 2: 0; 2011 Qtr 3: 0; 2011 Qtr 4: 0 | 5
0 | 253067-Comm. AC <65k three phase unitary ER |  | System | Commercial | 01-ALC-AllCommercial-Cooling | 0 |  |  |  |  | 790.4043 | 0 | 100 | 0 | 0 | 690.4043 | 280.46 |  | kWh | 0.19186 | 0 | Commercial | [7 empty] | 15 | 0.5 |  |  |  | 1 | 5 | 0 | 0 | 0 | 0 | 0 | 0 | 0 | 0 | 0 | 0 | 2009 Qtr 1: 0; 2009 Qtr 2: 0; 2009 Qtr 3: 5; 2009 Qtr 4: 0; 2010 Qtr 1: 0; 2010 Qtr 2: 0; 2010 Qtr 3: 0; 2010 Qtr 4: 0; 2011 Qtr 1: 0; 2011 Qtr 2: 0; 2011 Qtr 3: 0; 2011 Qtr 4: 0 | 5
0 | 253067-Comm. AC <65k three phase unitary ER |  | System | Commercial | 01-ALC-AllCommercial-Cooling | 0 |  |  |  |  | 790.4043 | 0 | 100 | 0 | 0 | 690.4043 | 280.46 |  | kWh | 0.19186 | 0 | Commercial | [7 empty] | 15 | 0.5 |  |  |  | 1 | 5 | 0 | 0 | 0 | 0 | 0 | 0 | 0 | 0 | 0 | 0 | 2009 Qtr 1: 0; 2009 Qtr 2: 0; 2009 Qtr 3: 5; 2009 Qtr 4: 0; 2010 Qtr 1: 0; 2010 Qtr 2: 0; 2010 Qtr 3: 0; 2010 Qtr 4: 0; 2011 Qtr 1: 0; 2011 Qtr 2: 0; 2011 Qtr 3: 0; 2011 Qtr 4: 0 | 5
0 | 253067-Comm. AC <65k three phase unitary ER |  | System | Commercial | 01-ALC-AllCommercial-Cooling | 0 |  |  |  |  | 790.4043 | 0 | 100 | 0 | 0 | 690.4043 | 280.46 |  | kWh | 0.19186 | 0 | Commercial | [7 empty] | 15 | 0.5 |  |  |  | 1 | 5 | 0 | 0 | 0 | 0 | 0 | 0 | 0 | 0 | 0 | 0 | 2009 Qtr 1: 0; 2009 Qtr 2: 0; 2009 Qtr 3: 5; 2009 Qtr 4: 0; 2010 Qtr 1: 0; 2010 Qtr 2: 0; 2010 Qtr 3: 0; 2010 Qtr 4: 0; 2011 Qtr 1: 0; 2011 Qtr 2: 0; 2011 Qtr 3: 0; 2011 Qtr 4: 0 | 5
0 | 253067-Comm. AC <65k three phase unitary ER |  | System | Commercial | 01-ALC-AllCommercial-Cooling | 0 |  |  |  |  | 790.4043 | 0 | 100 | 0 | 0 | 690.4043 | 280.46 |  | kWh | 0.19186 | 0 | Commercial | [7 empty] | 15 | 0.5 |  |  |  | 1 | 5 | 0 | 0 | 0 | 0 | 0 | 0 | 0 | 0 | 0 | 0 | 2009 Qtr 1: 0; 2009 Qtr 2: 0; 2009 Qtr 3: 5; 2009 Qtr 4: 0; 2010 Qtr 1: 0; 2010 Qtr 2: 0; 2010 Qtr 3: 0; 2010 Qtr 4: 0; 2011 Qtr 1: 0; 2011 Qtr 2: 0; 2011 Qtr 3: 0; 2011 Qtr 4: 0 | 5
0 | 253067-Comm. AC <65k three phase unitary ER |  | System | Commercial | 01-ALC-AllCommercial-Cooling | 0 |  |  |  |  | 790.4043 | 0 | 100 | 0 | 0 | 690.4043 | 280.46 |  | kWh | 0.19186 | 0 | Commercial | [7 empty] | 15 | 0.5 |  |  |  | 1 | 4 | 0 | 0 | 0 | 0 | 0 | 0 | 0 | 0 | 0 | 0 | 2009 Qtr 1: 0; 2009 Qtr 2: 0; 2009 Qtr 3: 4; 2009 Qtr 4: 0; 2010 Qtr 1: 0; 2010 Qtr 2: 0; 2010 Qtr 3: 0; 2010 Qtr 4: 0; 2011 Qtr 1: 0; 2011 Qtr 2: 0; 2011 Qtr 3: 0; 2011 Qtr 4: 0 | 4
0 | 253067-Comm. AC <65k three phase unitary ER |  | System | Commercial | 01-ALC-AllCommercial-Cooling | 0 |  |  |  |  | 790.4043 | 0 | 100 | 0 | 0 | 690.4043 | 280.46 |  | kWh | 0.19186 | 0 | Commercial | [7 empty] | 15 | 0.5 |  |  |  | 1 | 5 | 0 | 0 | 0 | 0 | 0 | 0 | 0 | 0 | 0 | 0 | 2009 Qtr 1: 0; 2009 Qtr 2: 0; 2009 Qtr 3: 5; 2009 Qtr 4: 0; 2010 Qtr 1: 0; 2010 Qtr 2: 0; 2010 Qtr 3: 0; 2010 Qtr 4: 0; 2011 Qtr 1: 0; 2011 Qtr 2: 0; 2011 Qtr 3: 0; 2011 Qtr 4: 0 | 5
0 | 253067-Comm. AC <65k three phase unitary ER |  | System | Commercial | 01-ALC-AllCommercial-Cooling | 0 |  |  |  |  | 790.4043 | 0 | 100 | 0 | 0 | 690.4043 | 280.46 |  | kWh | 0.19186 | 0 | Commercial | [7 empty] | 15 | 0.5 |  |  |  | 1 | 5 | 0 | 0 | 0 | 0 | 0 | 0 | 0 | 0 | 0 | 0 | 2009 Qtr 1: 0; 2009 Qtr 2: 0; 2009 Qtr 3: 5; 2009 Qtr 4: 0; 2010 Qtr 1: 0; 2010 Qtr 2: 0; 2010 Qtr 3: 0; 2010 Qtr 4: 0; 2011 Qtr 1: 0; 2011 Qtr 2: 0; 2011 Qtr 3: 0; 2011 Qtr 4: 0 | 5
0 | 253069-Comm. AC 65k to 134k ER |  | System | Commercial | 01-ALC-AllCommercial-Cooling | 0 |  |  |  |  | 757.3824 | 0 | 100 | 0 | 0 | 657.3824 | 361.554 |  | kWh | 0.25974 | 0 | Commercial | [7 empty] | 15 | 0.7 |  |  |  | 1 | 6 | 0 | 0 | 0 | 0 | 0 | 0 | 0 | 0 | 0 | 0 | 2009 Qtr 1: 0; 2009 Qtr 2: 0; 2009 Qtr 3: 6; 2009 Qtr 4: 0; 2010 Qtr 1: 0; 2010 Qtr 2: 0; 2010 Qtr 3: 0; 2010 Qtr 4: 0; 2011 Qtr 1: 0; 2011 Qtr 2: 0; 2011 Qtr 3: 0; 2011 Qtr 4: 0 | 6
0 | 253069-Comm. AC 65k to 134k ER |  | System | Commercial | 01-ALC-AllCommercial-Cooling | 0 |  |  |  |  | 757.3824 | 0 | 100 | 0 | 0 | 657.3824 | 361.554 |  | kWh | 0.25974 | 0 | Commercial | [7 empty] | 15 | 0.7 |  |  |  | 1 | 6 | 0 | 0 | 0 | 0 | 0 | 0 | 0 | 0 | 0 | 0 | 2009 Qtr 1: 0; 2009 Qtr 2: 0; 2009 Qtr 3: 6; 2009 Qtr 4: 0; 2010 Qtr 1: 0; 2010 Qtr 2: 0; 2010 Qtr 3: 0; 2010 Qtr 4: 0; 2011 Qtr 1: 0; 2011 Qtr 2: 0; 2011 Qtr 3: 0; 2011 Qtr 4: 0 | 6
0 | 253069-Comm. AC 65k to 134k ER |  | System | Commercial | 01-ALC-AllCommercial-Cooling | 0 |  |  |  |  | 757.3824 | 0 | 100 | 0 | 0 | 657.3824 | 361.554 |  | kWh | 0.25974 | 0 | Commercial | [7 empty] | 15 | 0.7 |  |  |  | 1 | 6 | 0 | 0 | 0 | 0 | 0 | 0 | 0 | 0 | 0 | 0 | 2009 Qtr 1: 0; 2009 Qtr 2: 0; 2009 Qtr 3: 6; 2009 Qtr 4: 0; 2010 Qtr 1: 0; 2010 Qtr 2: 0; 2010 Qtr 3: 0; 2010 Qtr 4: 0; 2011 Qtr 1: 0; 2011 Qtr 2: 0; 2011 Qtr 3: 0; 2011 Qtr 4: 0 | 6
0 | 253069-Comm. AC 65k to 134k ER |  | System | Commercial | 01-ALC-AllCommercial-Cooling | 0 |  |  |  |  | 757.3824 | 0 | 100 | 0 | 0 | 657.3824 | 361.554 |  | kWh | 0.25974 | 0 | Commercial | [7 empty] | 15 | 0.7 |  |  |  | 1 | 6 | 0 | 0 | 0 | 0 | 0 | 0 | 0 | 0 | 0 | 0 | 2009 Qtr 1: 0; 2009 Qtr 2: 0; 2009 Qtr 3: 6; 2009 Qtr 4: 0; 2010 Qtr 1: 0; 2010 Qtr 2: 0; 2010 Qtr 3: 0; 2010 Qtr 4: 0; 2011 Qtr 1: 0; 2011 Qtr 2: 0; 2011 Qtr 3: 0; 2011 Qtr 4: 0 | 6
0 | 253069-Comm. AC 65k to 134k ER |  | System | Commercial | 01-ALC-AllCommercial-Cooling | 0 |  |  |  |  | 757.3824 | 0 | 100 | 0 | 0 | 657.3824 | 361.554 |  | kWh | 0.25974 | 0 | Commercial | [7 empty] | 15 | 0.7 |  |  |  | 1 | 8 | 0 | 0 | 0 | 0 | 0 | 0 | 0 | 0 | 0 | 0 | 2009 Qtr 1: 0; 2009 Qtr 2: 0; 2009 Qtr 3: 8; 2009 Qtr 4: 0; 2010 Qtr 1: 0; 2010 Qtr 2: 0; 2010 Qtr 3: 0; 2010 Qtr 4: 0; 2011 Qtr 1: 0; 2011 Qtr 2: 0; 2011 Qtr 3: 0; 2011 Qtr 4: 0 | 8
0 | 253069-Comm. AC 65k to 134k ER |  | System | Commercial | 01-ALC-AllCommercial-Cooling | 0 |  |  |  |  | 757.3824 | 0 | 100 | 0 | 0 | 657.3824 | 361.554 |  | kWh | 0.25974 | 0 | Commercial | [7 empty] | 15 | 0.7 |  |  |  | 1 | 8 | 0 | 0 | 0 | 0 | 0 | 0 | 0 | 0 | 0 | 0 | 2009 Qtr 1: 0; 2009 Qtr 2: 0; 2009 Qtr 3: 8; 2009 Qtr 4: 0; 2010 Qtr 1: 0; 2010 Qtr 2: 0; 2010 Qtr 3: 0; 2010 Qtr 4: 0; 2011 Qtr 1: 0; 2011 Qtr 2: 0; 2011 Qtr 3: 0; 2011 Qtr 4: 0 | 8
0 | 253069-Comm. AC 65k to 134k ER |  | System | Commercial | 01-ALC-AllCommercial-Cooling | 0 |  |  |  |  | 757.3824 | 0 | 100 | 0 | 0 | 657.3824 | 361.554 |  | kWh | 0.25974 | 0 | Commercial | [7 empty] | 15 | 0.7 |  |  |  | 1 | 10 | 0 | 0 | 0 | 0 | 0 | 0 | 0 | 0 | 0 | 0 | 2009 Qtr 1: 0; 2009 Qtr 2: 0; 2009 Qtr 3: 10; 2009 Qtr 4: 0; 2010 Qtr 1: 0; 2010 Qtr 2: 0; 2010 Qtr 3: 0; 2010 Qtr 4: 0; 2011 Qtr 1: 0; 2011 Qtr 2: 0; 2011 Qtr 3: 0; 2011 Qtr 4: 0 | 10
0 | 253069-Comm. AC 65k to 134k ER |  | System | Commercial | 01-ALC-AllCommercial-Cooling | 0 |  |  |  |  | 757.3824 | 0 | 100 | 0 | 0 | 657.3824 | 361.554 |  | kWh | 0.25974 | 0 | Commercial | [7 empty] | 15 | 0.7 |  |  |  | 1 | 10 | 0 | 0 | 0 | 0 | 0 | 0 | 0 | 0 | 0 | 0 | 2009 Qtr 1: 0; 2009 Qtr 2: 0; 2009 Qtr 3: 10; 2009 Qtr 4: 0; 2010 Qtr 1: 0; 2010 Qtr 2: 0; 2010 Qtr 3: 0; 2010 Qtr 4: 0; 2011 Qtr 1: 0; 2011 Qtr 2: 0; 2011 Qtr 3: 0; 2011 Qtr 4: 0 | 10
0 | 253067-Comm. AC <65k three phase unitary ER |  | System | Commercial | 01-ALC-AllCommercial-Cooling | 0 |  |  |  |  | 790.4043 | 0 | 100 | 0 | 0 | 690.4043 | 280.46 |  | kWh | 0.19186 | 0 | Commercial | [7 empty] | 15 | 0.5 |  |  |  | 1 | 5 | 0 | 0 | 0 | 0 | 0 | 0 | 0 | 0 | 0 | 0 | 2009 Qtr 1: 0; 2009 Qtr 2: 0; 2009 Qtr 3: 5; 2009 Qtr 4: 0; 2010 Qtr 1: 0; 2010 Qtr 2: 0; 2010 Qtr 3: 0; 2010 Qtr 4: 0; 2011 Qtr 1: 0; 2011 Qtr 2: 0; 2011 Qtr 3: 0; 2011 Qtr 4: 0 | 5
0 | 253069-Comm. AC 65k to 134k ER |  | System | Commercial | 01-ALC-AllCommercial-Cooling | 0 |  |  |  |  | 757.3824 | 0 | 100 | 0 | 0 | 657.3824 | 361.554 |  | kWh | 0.25974 | 0 | Commercial | [7 empty] | 15 | 0.7 |  |  |  | 1 | 10 | 0 | 0 | 0 | 0 | 0 | 0 | 0 | 0 | 0 | 0 | 2009 Qtr 1: 0; 2009 Qtr 2: 0; 2009 Qtr 3: 10; 2009 Qtr 4: 0; 2010 Qtr 1: 0; 2010 Qtr 2: 0; 2010 Qtr 3: 0; 2010 Qtr 4: 0; 2011 Qtr 1: 0; 2011 Qtr 2: 0; 2011 Qtr 3: 0; 2011 Qtr 4: 0 | 10
0 | 253069-Comm. AC 65k to 134k ER |  | System | Commercial | 01-ALC-AllCommercial-Cooling | 0 |  |  |  |  | 757.3824 | 0 | 100 | 0 | 0 | 657.3824 | 361.554 |  | kWh | 0.25974 | 0 | Commercial | [7 empty] | 15 | 0.7 |  |  |  | 1 | 10 | 0 | 0 | 0 | 0 | 0 | 0 | 0 | 0 | 0 | 0 | 2009 Qtr 1: 0; 2009 Qtr 2: 0; 2009 Qtr 3: 10; 2009 Qtr 4: 0; 2010 Qtr 1: 0; 2010 Qtr 2: 0; 2010 Qtr 3: 0; 2010 Qtr 4: 0; 2011 Qtr 1: 0; 2011 Qtr 2: 0; 2011 Qtr 3: 0; 2011 Qtr 4: 0 | 10
0 | 253067-Comm. AC <65k three phase unitary ER |  | System | Commercial | 01-ALC-AllCommercial-Cooling | 0 |  |  |  |  | 790.4043 | 0 | 100 | 0 | 0 | 690.4043 | 280.46 |  | kWh | 0.19186 | 0 | Commercial | [7 empty] | 15 | 0.5 |  |  |  | 1 | 5 | 0 | 0 | 0 | 0 | 0 | 0 | 0 | 0 | 0 | 0 | 2009 Qtr 1: 0; 2009 Qtr 2: 0; 2009 Qtr 3: 5; 2009 Qtr 4: 0; 2010 Qtr 1: 0; 2010 Qtr 2: 0; 2010 Qtr 3: 0; 2010 Qtr 4: 0; 2011 Qtr 1: 0; 2011 Qtr 2: 0; 2011 Qtr 3: 0; 2011 Qtr 4: 0 | 5
0 | 253067-Comm. AC <65k three phase unitary ER |  | System | Commercial | 01-ALC-AllCommercial-Cooling | 0 |  |  |  |  | 790.4043 | 0 | 100 | 0 | 0 | 690.4043 | 280.46 |  | kWh | 0.19186 | 0 | Commercial | [7 empty] | 15 | 0.5 |  |  |  | 1 | 5 | 0 | 0 | 0 | 0 | 0 | 0 | 0 | 0 | 0 | 0 | 2009 Qtr 1: 0; 2009 Qtr 2: 0; 2009 Qtr 3: 5; 2009 Qtr 4: 0; 2010 Qtr 1: 0; 2010 Qtr 2: 0; 2010 Qtr 3: 0; 2010 Qtr 4: 0; 2011 Qtr 1: 0; 2011 Qtr 2: 0; 2011 Qtr 3: 0; 2011 Qtr 4: 0 | 5
0 | 253067-Comm. AC <65k three phase unitary ER |  | System | Commercial | 01-ALC-AllCommercial-Cooling | 0 |  |  |  |  | 790.4043 | 0 | 100 | 0 | 0 | 690.4043 | 280.46 |  | kWh | 0.19186 | 0 | Commercial | [7 empty] | 15 | 0.5 |  |  |  | 1 | 5 | 0 | 0 | 0 | 0 | 0 | 0 | 0 | 0 | 0 | 0 | 2009 Qtr 1: 0; 2009 Qtr 2: 0; 2009 Qtr 3: 5; 2009 Qtr 4: 0; 2010 Qtr 1: 0; 2010 Qtr 2: 0; 2010 Qtr 3: 0; 2010 Qtr 4: 0; 2011 Qtr 1: 0; 2011 Qtr 2: 0; 2011 Qtr 3: 0; 2011 Qtr 4: 0 | 5
0 | 253067-Comm. AC <65k three phase unitary ER |  | System | Commercial | 01-ALC-AllCommercial-Cooling | 0 |  |  |  |  | 790.4043 | 0 | 100 | 0 | 0 | 690.4043 | 280.46 |  | kWh | 0.19186 | 0 | Commercial | [7 empty] | 15 | 0.5 |  |  |  | 1 | 5 | 0 | 0 | 0 | 0 | 0 | 0 | 0 | 0 | 0 | 0 | 2009 Qtr 1: 0; 2009 Qtr 2: 0; 2009 Qtr 3: 5; 2009 Qtr 4: 0; 2010 Qtr 1: 0; 2010 Qtr 2: 0; 2010 Qtr 3: 0; 2010 Qtr 4: 0; 2011 Qtr 1: 0; 2011 Qtr 2: 0; 2011 Qtr 3: 0; 2011 Qtr 4: 0 | 5
0 | 253067-Comm. AC <65k three phase unitary ER |  | System | Commercial | 01-ALC-AllCommercial-Cooling | 0 |  |  |  |  | 790.4043 | 0 | 100 | 0 | 0 | 690.4043 | 280.46 |  | kWh | 0.19186 | 0 | Commercial | [7 empty] | 15 | 0.5 |  |  |  | 1 | 5 | 0 | 0 | 0 | 0 | 0 | 0 | 0 | 0 | 0 | 0 | 2009 Qtr 1: 0; 2009 Qtr 2: 0; 2009 Qtr 3: 5; 2009 Qtr 4: 0; 2010 Qtr 1: 0; 2010 Qtr 2: 0; 2010 Qtr 3: 0; 2010 Qtr 4: 0; 2011 Qtr 1: 0; 2011 Qtr 2: 0; 2011 Qtr 3: 0; 2011 Qtr 4: 0 | 5
0 | 253067-Comm. AC <65k three phase unitary ER |  | System | Commercial | 01-ALC-AllCommercial-Cooling | 0 |  |  |  |  | 790.4043 | 0 | 100 | 0 | 0 | 690.4043 | 280.46 |  | kWh | 0.19186 | 0 | Commercial | [7 empty] | 15 | 0.5 |  |  |  | 1 | 5 | 0 | 0 | 0 | 0 | 0 | 0 | 0 | 0 | 0 | 0 | 2009 Qtr 1: 0; 2009 Qtr 2: 0; 2009 Qtr 3: 5; 2009 Qtr 4: 0; 2010 Qtr 1: 0; 2010 Qtr 2: 0; 2010 Qtr 3: 0; 2010 Qtr 4: 0; 2011 Qtr 1: 0; 2011 Qtr 2: 0; 2011 Qtr 3: 0; 2011 Qtr 4: 0 | 5
0 | 253067-Comm. AC <65k three phase unitary ER |  | System | Commercial | 01-ALC-AllCommercial-Cooling | 0 |  |  |  |  | 790.4043 | 0 | 100 | 0 | 0 | 690.4043 | 280.46 |  | kWh | 0.19186 | 0 | Commercial | [7 empty] | 15 | 0.5 |  |  |  | 1 | 4 | 0 | 0 | 0 | 0 | 0 | 0 | 0 | 0 | 0 | 0 | 2009 Qtr 1: 0; 2009 Qtr 2: 0; 2009 Qtr 3: 4; 2009 Qtr 4: 0; 2010 Qtr 1: 0; 2010 Qtr 2: 0; 2010 Qtr 3: 0; 2010 Qtr 4: 0; 2011 Qtr 1: 0; 2011 Qtr 2: 0; 2011 Qtr 3: 0; 2011 Qtr 4: 0 | 4
0 | 253067-Comm. AC <65k three phase unitary ER |  | System | Commercial | 01-ALC-AllCommercial-Cooling | 0 |  |  |  |  | 790.4043 | 0 | 100 | 0 | 0 | 690.4043 | 280.46 |  | kWh | 0.19186 | 0 | Commercial | [7 empty] | 15 | 0.5 |  |  |  | 1 | 5 | 0 | 0 | 0 | 0 | 0 | 0 | 0 | 0 | 0 | 0 | 2009 Qtr 1: 0; 2009 Qtr 2: 0; 2009 Qtr 3: 5; 2009 Qtr 4: 0; 2010 Qtr 1: 0; 2010 Qtr 2: 0; 2010 Qtr 3: 0; 2010 Qtr 4: 0; 2011 Qtr 1: 0; 2011 Qtr 2: 0; 2011 Qtr 3: 0; 2011 Qtr 4: 0 | 5
0 | 253069-Comm. AC 65k to 134k ER |  | System | Commercial | 01-ALC-AllCommercial-Cooling | 0 |  |  |  |  | 757.3824 | 0 | 100 | 0 | 0 | 657.3824 | 361.554 |  | kWh | 0.25974 | 0 | Commercial | [7 empty] | 15 | 0.7 |  |  |  | 1 | 6 | 0 | 0 | 0 | 0 | 0 | 0 | 0 | 0 | 0 | 0 | 2009 Qtr 1: 0; 2009 Qtr 2: 0; 2009 Qtr 3: 6; 2009 Qtr 4: 0; 2010 Qtr 1: 0; 2010 Qtr 2: 0; 2010 Qtr 3: 0; 2010 Qtr 4: 0; 2011 Qtr 1: 0; 2011 Qtr 2: 0; 2011 Qtr 3: 0; 2011 Qtr 4: 0 | 6
0 | 253069-Comm. AC 65k to 134k ER |  | System | Commercial | 01-ALC-AllCommercial-Cooling | 0 |  |  |  |  | 757.3824 | 0 | 100 | 0 | 0 | 657.3824 | 361.554 |  | kWh | 0.25974 | 0 | Commercial | [7 empty] | 15 | 0.7 |  |  |  | 1 | 6 | 0 | 0 | 0 | 0 | 0 | 0 | 0 | 0 | 0 | 0 | 2009 Qtr 1: 0; 2009 Qtr 2: 0; 2009 Qtr 3: 6; 2009 Qtr 4: 0; 2010 Qtr 1: 0; 2010 Qtr 2: 0; 2010 Qtr 3: 0; 2010 Qtr 4: 0; 2011 Qtr 1: 0; 2011 Qtr 2: 0; 2011 Qtr 3: 0; 2011 Qtr 4: 0 | 6
0 | 253069-Comm. AC 65k to 134k ER |  | System | Commercial | 01-ALC-AllCommercial-Cooling | 0 |  |  |  |  | 757.3824 | 0 | 100 | 0 | 0 | 657.3824 | 361.554 |  | kWh | 0.25974 | 0 | Commercial | [7 empty] | 15 | 0.7 |  |  |  | 1 | 6 | 0 | 0 | 0 | 0 | 0 | 0 | 0 | 0 | 0 | 0 | 2009 Qtr 1: 0; 2009 Qtr 2: 0; 2009 Qtr 3: 6; 2009 Qtr 4: 0; 2010 Qtr 1: 0; 2010 Qtr 2: 0; 2010 Qtr 3: 0; 2010 Qtr 4: 0; 2011 Qtr 1: 0; 2011 Qtr 2: 0; 2011 Qtr 3: 0; 2011 Qtr 4: 0 | 6
0 | 253069-Comm. AC 65k to 134k ER |  | System | Commercial | 01-ALC-AllCommercial-Cooling | 0 |  |  |  |  | 757.3824 | 0 | 100 | 0 | 0 | 657.3824 | 361.554 |  | kWh | 0.25974 | 0 | Commercial | [7 empty] | 15 | 0.7 |  |  |  | 1 | 8 | 0 | 0 | 0 | 0 | 0 | 0 | 0 | 0 | 0 | 0 | 2009 Qtr 1: 0; 2009 Qtr 2: 0; 2009 Qtr 3: 8; 2009 Qtr 4: 0; 2010 Qtr 1: 0; 2010 Qtr 2: 0; 2010 Qtr 3: 0; 2010 Qtr 4: 0; 2011 Qtr 1: 0; 2011 Qtr 2: 0; 2011 Qtr 3: 0; 2011 Qtr 4: 0 | 8
0 | 253069-Comm. AC 65k to 134k ER |  | System | Commercial | 01-ALC-AllCommercial-Cooling | 0 |  |  |  |  | 757.3824 | 0 | 100 | 0 | 0 | 657.3824 | 361.554 |  | kWh | 0.25974 | 0 | Commercial | [7 empty] | 15 | 0.7 |  |  |  | 1 | 8 | 0 | 0 | 0 | 0 | 0 | 0 | 0 | 0 | 0 | 0 | 2009 Qtr 1: 0; 2009 Qtr 2: 0; 2009 Qtr 3: 8; 2009 Qtr 4: 0; 2010 Qtr 1: 0; 2010 Qtr 2: 0; 2010 Qtr 3: 0; 2010 Qtr 4: 0; 2011 Qtr 1: 0; 2011 Qtr 2: 0; 2011 Qtr 3: 0; 2011 Qtr 4: 0 | 8
0 | 253071-Comm. AC 135K to 239k ER |  | System | Commercial | 01-ALC-AllCommercial-Cooling | 0 |  |  |  |  | 785.7717 | 0 | 75 | 0 | 0 | 710.7717 | 284.556 |  | kWh | 0.20416 | 0 | Commercial | [7 empty] | 15 | 0.7 |  |  |  | 1 | 16 | 0 | 0 | 0 | 0 | 0 | 0 | 0 | 0 | 0 | 0 | 2009 Qtr 1: 0; 2009 Qtr 2: 0; 2009 Qtr 3: 16; 2009 Qtr 4: 0; 2010 Qtr 1: 0; 2010 Qtr 2: 0; 2010 Qtr 3: 0; 2010 Qtr 4: 0; 2011 Qtr 1: 0; 2011 Qtr 2: 0; 2011 Qtr 3: 0; 2011 Qtr 4: 0 | 16
0 | 253071-Comm. AC 135K to 239k ER |  | System | Commercial | 01-ALC-AllCommercial-Cooling | 0 |  |  |  |  | 785.7717 | 0 | 75 | 0 | 0 | 710.7717 | 284.556 |  | kWh | 0.20416 | 0 | Commercial | [7 empty] | 15 | 0.7 |  |  |  | 1 | 16 | 0 | 0 | 0 | 0 | 0 | 0 | 0 | 0 | 0 | 0 | 2009 Qtr 1: 0; 2009 Qtr 2: 0; 2009 Qtr 3: 16; 2009 Qtr 4: 0; 2010 Qtr 1: 0; 2010 Qtr 2: 0; 2010 Qtr 3: 0; 2010 Qtr 4: 0; 2011 Qtr 1: 0; 2011 Qtr 2: 0; 2011 Qtr 3: 0; 2011 Qtr 4: 0 | 16
0 | 253073-Comm. AC 240k to 759k ER |  | System | Commercial | 01-ALC-AllCommercial-Cooling | 0 |  |  |  |  | 649.6286 | 0 | 50 | 0 | 0 | 599.6286 | 208.977 |  | kWh | 0.15018 | 0 | Commercial | [7 empty] | 15 | 0.7 |  |  |  | 1 | 20 | 0 | 0 | 0 | 0 | 0 | 0 | 0 | 0 | 0 | 0 | 2009 Qtr 1: 0; 2009 Qtr 2: 0; 2009 Qtr 3: 20; 2009 Qtr 4: 0; 2010 Qtr 1: 0; 2010 Qtr 2: 0; 2010 Qtr 3: 0; 2010 Qtr 4: 0; 2011 Qtr 1: 0; 2011 Qtr 2: 0; 2011 Qtr 3: 0; 2011 Qtr 4: 0 | 20
0 | 253067-Comm. AC <65k three phase unitary ER |  | System | Commercial | 01-ALC-AllCommercial-Cooling | 0 |  |  |  |  | 790.4043 | 0 | 100 | 0 | 0 | 690.4043 | 280.46 |  | kWh | 0.19186 | 0 | Commercial | [7 empty] | 15 | 0.5 |  |  |  | 1 | 5 | 0 | 0 | 0 | 0 | 0 | 0 | 0 | 0 | 0 | 0 | 2009 Qtr 1: 0; 2009 Qtr 2: 0; 2009 Qtr 3: 5; 2009 Qtr 4: 0; 2010 Qtr 1: 0; 2010 Qtr 2: 0; 2010 Qtr 3: 0; 2010 Qtr 4: 0; 2011 Qtr 1: 0; 2011 Qtr 2: 0; 2011 Qtr 3: 0; 2011 Qtr 4: 0 | 5
0 | 253067-Comm. AC <65k three phase unitary ER |  | System | Commercial | 01-ALC-AllCommercial-Cooling | 0 |  |  |  |  | 790.4043 | 0 | 100 | 0 | 0 | 690.4043 | 280.46 |  | kWh | 0.19186 | 0 | Commercial | [7 empty] | 15 | 0.5 |  |  |  | 1 | 5 | 0 | 0 | 0 | 0 | 0 | 0 | 0 | 0 | 0 | 0 | 2009 Qtr 1: 0; 2009 Qtr 2: 0; 2009 Qtr 3: 5; 2009 Qtr 4: 0; 2010 Qtr 1: 0; 2010 Qtr 2: 0; 2010 Qtr 3: 0; 2010 Qtr 4: 0; 2011 Qtr 1: 0; 2011 Qtr 2: 0; 2011 Qtr 3: 0; 2011 Qtr 4: 0 | 5
0 | 253067-Comm. AC <65k three phase unitary ER |  | System | Commercial | 01-ALC-AllCommercial-Cooling | 0 |  |  |  |  | 790.4043 | 0 | 100 | 0 | 0 | 690.4043 | 280.46 |  | kWh | 0.19186 | 0 | Commercial | [7 empty] | 15 | 0.5 |  |  |  | 1 | 5 | 0 | 0 | 0 | 0 | 0 | 0 | 0 | 0 | 0 | 0 | 2009 Qtr 1: 0; 2009 Qtr 2: 0; 2009 Qtr 3: 5; 2009 Qtr 4: 0; 2010 Qtr 1: 0; 2010 Qtr 2: 0; 2010 Qtr 3: 0; 2010 Qtr 4: 0; 2011 Qtr 1: 0; 2011 Qtr 2: 0; 2011 Qtr 3: 0; 2011 Qtr 4: 0 | 5
0 | 253067-Comm. AC <65k three phase unitary ER |  | System | Commercial | 01-ALC-AllCommercial-Cooling | 0 |  |  |  |  | 790.4043 | 0 | 100 | 0 | 0 | 690.4043 | 280.46 |  | kWh | 0.19186 | 0 | Commercial | [7 empty] | 15 | 0.5 |  |  |  | 1 | 5 | 0 | 0 | 0 | 0 | 0 | 0 | 0 | 0 | 0 | 0 | 2009 Qtr 1: 0; 2009 Qtr 2: 0; 2009 Qtr 3: 5; 2009 Qtr 4: 0; 2010 Qtr 1: 0; 2010 Qtr 2: 0; 2010 Qtr 3: 0; 2010 Qtr 4: 0; 2011 Qtr 1: 0; 2011 Qtr 2: 0; 2011 Qtr 3: 0; 2011 Qtr 4: 0 | 5
0 | 253067-Comm. AC <65k three phase unitary ER |  | System | Commercial | 01-ALC-AllCommercial-Cooling | 0 |  |  |  |  | 790.4043 | 0 | 100 | 0 | 0 | 690.4043 | 280.46 |  | kWh | 0.19186 | 0 | Commercial | [7 empty] | 15 | 0.5 |  |  |  | 1 | 5 | 0 | 0 | 0 | 0 | 0 | 0 | 0 | 0 | 0 | 0 | 2009 Qtr 1: 0; 2009 Qtr 2: 0; 2009 Qtr 3: 5; 2009 Qtr 4: 0; 2010 Qtr 1: 0; 2010 Qtr 2: 0; 2010 Qtr 3: 0; 2010 Qtr 4: 0; 2011 Qtr 1: 0; 2011 Qtr 2: 0; 2011 Qtr 3: 0; 2011 Qtr 4: 0 | 5
0 | 253067-Comm. AC <65k three phase unitary ER |  | System | Commercial | 01-ALC-AllCommercial-Cooling | 0 |  |  |  |  | 790.4043 | 0 | 100 | 0 | 0 | 690.4043 | 280.46 |  | kWh | 0.19186 | 0 | Commercial | [7 empty] | 15 | 0.5 |  |  |  | 1 | 5 | 0 | 0 | 0 | 0 | 0 | 0 | 0 | 0 | 0 | 0 | 2009 Qtr 1: 0; 2009 Qtr 2: 0; 2009 Qtr 3: 5; 2009 Qtr 4: 0; 2010 Qtr 1: 0; 2010 Qtr 2: 0; 2010 Qtr 3: 0; 2010 Qtr 4: 0; 2011 Qtr 1: 0; 2011 Qtr 2: 0; 2011 Qtr 3: 0; 2011 Qtr 4: 0 | 5
0 | 253067-Comm. AC <65k three phase unitary ER |  | System | Commercial | 01-ALC-AllCommercial-Cooling | 0 |  |  |  |  | 790.4043 | 0 | 100 | 0 | 0 | 690.4043 | 280.46 |  | kWh | 0.19186 | 0 | Commercial | [7 empty] | 15 | 0.5 |  |  |  | 1 | 5 | 0 | 0 | 0 | 0 | 0 | 0 | 0 | 0 | 0 | 0 | 2009 Qtr 1: 0; 2009 Qtr 2: 0; 2009 Qtr 3: 5; 2009 Qtr 4: 0; 2010 Qtr 1: 0; 2010 Qtr 2: 0; 2010 Qtr 3: 0; 2010 Qtr 4: 0; 2011 Qtr 1: 0; 2011 Qtr 2: 0; 2011 Qtr 3: 0; 2011 Qtr 4: 0 | 5
0 | 253067-Comm. AC <65k three phase unitary ER |  | System | Commercial | 01-ALC-AllCommercial-Cooling | 0 |  |  |  |  | 790.4043 | 0 | 100 | 0 | 0 | 690.4043 | 280.46 |  | kWh | 0.19186 | 0 | Commercial | [7 empty] | 15 | 0.5 |  |  |  | 1 | 5 | 0 | 0 | 0 | 0 | 0 | 0 | 0 | 0 | 0 | 0 | 2009 Qtr 1: 0; 2009 Qtr 2: 0; 2009 Qtr 3: 5; 2009 Qtr 4: 0; 2010 Qtr 1: 0; 2010 Qtr 2: 0; 2010 Qtr 3: 0; 2010 Qtr 4: 0; 2011 Qtr 1: 0; 2011 Qtr 2: 0; 2011 Qtr 3: 0; 2011 Qtr 4: 0 | 5
0 | 253068-Comm. AC <65k three phase unitary ER |  | System | Commercial | 01-ALC-AllCommercial-Cooling | 0 |  |  |  |  | 790.4043 | 0 | 100 | 0 | 0 | 690.4043 | 350.672 |  | kWh | 0.27371 | 0 | Commercial | [7 empty] | 15 | 0.5 |  |  |  | 1 | 3 | 0 | 0 | 0 | 0 | 0 | 0 | 0 | 0 | 0 | 0 | 2009 Qtr 1: 0; 2009 Qtr 2: 0; 2009 Qtr 3: 3; 2009 Qtr 4: 0; 2010 Qtr 1: 0; 2010 Qtr 2: 0; 2010 Qtr 3: 0; 2010 Qtr 4: 0; 2011 Qtr 1: 0; 2011 Qtr 2: 0; 2011 Qtr 3: 0; 2011 Qtr 4: 0 | 3
0 | 253068-Comm. AC <65k three phase unitary ER |  | System | Commercial | 01-ALC-AllCommercial-Cooling | 0 |  |  |  |  | 790.4043 | 0 | 100 | 0 | 0 | 690.4043 | 350.672 |  | kWh | 0.27371 | 0 | Commercial | [7 empty] | 15 | 0.5 |  |  |  | 1 | 5 | 0 | 0 | 0 | 0 | 0 | 0 | 0 | 0 | 0 | 0 | 2009 Qtr 1: 0; 2009 Qtr 2: 0; 2009 Qtr 3: 5; 2009 Qtr 4: 0; 2010 Qtr 1: 0; 2010 Qtr 2: 0; 2010 Qtr 3: 0; 2010 Qtr 4: 0; 2011 Qtr 1: 0; 2011 Qtr 2: 0; 2011 Qtr 3: 0; 2011 Qtr 4: 0 | 5
0 | 253068-Comm. AC <65k three phase unitary ER |  | System | Commercial | 01-ALC-AllCommercial-Cooling | 0 |  |  |  |  | 790.4043 | 0 | 100 | 0 | 0 | 690.4043 | 350.672 |  | kWh | 0.27371 | 0 | Commercial | [7 empty] | 15 | 0.5 |  |  |  | 1 | 5 | 0 | 0 | 0 | 0 | 0 | 0 | 0 | 0 | 0 | 0 | 2009 Qtr 1: 0; 2009 Qtr 2: 0; 2009 Qtr 3: 5; 2009 Qtr 4: 0; 2010 Qtr 1: 0; 2010 Qtr 2: 0; 2010 Qtr 3: 0; 2010 Qtr 4: 0; 2011 Qtr 1: 0; 2011 Qtr 2: 0; 2011 Qtr 3: 0; 2011 Qtr 4: 0 | 5
0 | 253068-Comm. AC <65k three phase unitary ER |  | System | Commercial | 01-ALC-AllCommercial-Cooling | 0 |  |  |  |  | 790.4043 | 0 | 100 | 0 | 0 | 690.4043 | 350.672 |  | kWh | 0.27371 | 0 | Commercial | [7 empty] | 15 | 0.5 |  |  |  | 1 | 5 | 0 | 0 | 0 | 0 | 0 | 0 | 0 | 0 | 0 | 0 | 2009 Qtr 1: 0; 2009 Qtr 2: 0; 2009 Qtr 3: 5; 2009 Qtr 4: 0; 2010 Qtr 1: 0; 2010 Qtr 2: 0; 2010 Qtr 3: 0; 2010 Qtr 4: 0; 2011 Qtr 1: 0; 2011 Qtr 2: 0; 2011 Qtr 3: 0; 2011 Qtr 4: 0 | 5
0 | 253068-Comm. AC <65k three phase unitary ER |  | System | Commercial | 01-ALC-AllCommercial-Cooling | 0 |  |  |  |  | 790.4043 | 0 | 100 | 0 | 0 | 690.4043 | 350.672 |  | kWh | 0.27371 | 0 | Commercial | [7 empty] | 15 | 0.5 |  |  |  | 1 | 5 | 0 | 0 | 0 | 0 | 0 | 0 | 0 | 0 | 0 | 0 | 2009 Qtr 1: 0; 2009 Qtr 2: 0; 2009 Qtr 3: 5; 2009 Qtr 4: 0; 2010 Qtr 1: 0; 2010 Qtr 2: 0; 2010 Qtr 3: 0; 2010 Qtr 4: 0; 2011 Qtr 1: 0; 2011 Qtr 2: 0; 2011 Qtr 3: 0; 2011 Qtr 4: 0 | 5
0 | 253068-Comm. AC <65k three phase unitary ER |  | System | Commercial | 01-ALC-AllCommercial-Cooling | 0 |  |  |  |  | 790.4043 | 0 | 100 | 0 | 0 | 690.4043 | 350.672 |  | kWh | 0.27371 | 0 | Commercial | [7 empty] | 15 | 0.5 |  |  |  | 1 | 5 | 0 | 0 | 0 | 0 | 0 | 0 | 0 | 0 | 0 | 0 | 2009 Qtr 1: 0; 2009 Qtr 2: 0; 2009 Qtr 3: 5; 2009 Qtr 4: 0; 2010 Qtr 1: 0; 2010 Qtr 2: 0; 2010 Qtr 3: 0; 2010 Qtr 4: 0; 2011 Qtr 1: 0; 2011 Qtr 2: 0; 2011 Qtr 3: 0; 2011 Qtr 4: 0 | 5
0 | 253068-Comm. AC <65k three phase unitary ER |  | System | Commercial | 01-ALC-AllCommercial-Cooling | 0 |  |  |  |  | 790.4043 | 0 | 100 | 0 | 0 | 690.4043 | 350.672 |  | kWh | 0.27371 | 0 | Commercial | [7 empty] | 15 | 0.5 |  |  |  | 1 | 5 | 0 | 0 | 0 | 0 | 0 | 0 | 0 | 0 | 0 | 0 | 2009 Qtr 1: 0; 2009 Qtr 2: 0; 2009 Qtr 3: 5; 2009 Qtr 4: 0; 2010 Qtr 1: 0; 2010 Qtr 2: 0; 2010 Qtr 3: 0; 2010 Qtr 4: 0; 2011 Qtr 1: 0; 2011 Qtr 2: 0; 2011 Qtr 3: 0; 2011 Qtr 4: 0 | 5
0 | 253068-Comm. AC <65k three phase unitary ER |  | System | Commercial | 01-ALC-AllCommercial-Cooling | 0 |  |  |  |  | 790.4043 | 0 | 100 | 0 | 0 | 690.4043 | 350.672 |  | kWh | 0.27371 | 0 | Commercial | [7 empty] | 15 | 0.5 |  |  |  | 1 | 5 | 0 | 0 | 0 | 0 | 0 | 0 | 0 | 0 | 0 | 0 | 2009 Qtr 1: 0; 2009 Qtr 2: 0; 2009 Qtr 3: 5; 2009 Qtr 4: 0; 2010 Qtr 1: 0; 2010 Qtr 2: 0; 2010 Qtr 3: 0; 2010 Qtr 4: 0; 2011 Qtr 1: 0; 2011 Qtr 2: 0; 2011 Qtr 3: 0; 2011 Qtr 4: 0 | 5
0 | 253068-Comm. AC <65k three phase unitary ER |  | System | Commercial | 01-ALC-AllCommercial-Cooling | 0 |  |  |  |  | 790.4043 | 0 | 100 | 0 | 0 | 690.4043 | 350.672 |  | kWh | 0.27371 | 0 | Commercial | [7 empty] | 15 | 0.5 |  |  |  | 1 | 5 | 0 | 0 | 0 | 0 | 0 | 0 | 0 | 0 | 0 | 0 | 2009 Qtr 1: 0; 2009 Qtr 2: 0; 2009 Qtr 3: 5; 2009 Qtr 4: 0; 2010 Qtr 1: 0; 2010 Qtr 2: 0; 2010 Qtr 3: 0; 2010 Qtr 4: 0; 2011 Qtr 1: 0; 2011 Qtr 2: 0; 2011 Qtr 3: 0; 2011 Qtr 4: 0 | 5
0 | 253068-Comm. AC <65k three phase unitary ER |  | System | Commercial | 01-ALC-AllCommercial-Cooling | 0 |  |  |  |  | 790.4043 | 0 | 100 | 0 | 0 | 690.4043 | 350.672 |  | kWh | 0.27371 | 0 | Commercial | [7 empty] | 15 | 0.5 |  |  |  | 1 | 5 | 0 | 0 | 0 | 0 | 0 | 0 | 0 | 0 | 0 | 0 | 2009 Qtr 1: 0; 2009 Qtr 2: 0; 2009 Qtr 3: 5; 2009 Qtr 4: 0; 2010 Qtr 1: 0; 2010 Qtr 2: 0; 2010 Qtr 3: 0; 2010 Qtr 4: 0; 2011 Qtr 1: 0; 2011 Qtr 2: 0; 2011 Qtr 3: 0; 2011 Qtr 4: 0 | 5
0 | 253068-Comm. AC <65k three phase unitary ER |  | System | Commercial | 01-ALC-AllCommercial-Cooling | 0 |  |  |  |  | 790.4043 | 0 | 100 | 0 | 0 | 690.4043 | 350.672 |  | kWh | 0.27371 | 0 | Commercial | [7 empty] | 15 | 0.5 |  |  |  | 1 | 5 | 0 | 0 | 0 | 0 | 0 | 0 | 0 | 0 | 0 | 0 | 2009 Qtr 1: 0; 2009 Qtr 2: 0; 2009 Qtr 3: 5; 2009 Qtr 4: 0; 2010 Qtr 1: 0; 2010 Qtr 2: 0; 2010 Qtr 3: 0; 2010 Qtr 4: 0; 2011 Qtr 1: 0; 2011 Qtr 2: 0; 2011 Qtr 3: 0; 2011 Qtr 4: 0 | 5
0 | 253068-Comm. AC <65k three phase unitary ER |  | System | Commercial | 01-ALC-AllCommercial-Cooling | 0 |  |  |  |  | 790.4043 | 0 | 100 | 0 | 0 | 690.4043 | 350.672 |  | kWh | 0.27371 | 0 | Commercial | [7 empty] | 15 | 0.5 |  |  |  | 1 | 4 | 0 | 0 | 0 | 0 | 0 | 0 | 0 | 0 | 0 | 0 | 2009 Qtr 1: 0; 2009 Qtr 2: 0; 2009 Qtr 3: 4; 2009 Qtr 4: 0; 2010 Qtr 1: 0; 2010 Qtr 2: 0; 2010 Qtr 3: 0; 2010 Qtr 4: 0; 2011 Qtr 1: 0; 2011 Qtr 2: 0; 2011 Qtr 3: 0; 2011 Qtr 4: 0 | 4
0 | 253068-Comm. AC <65k three phase unitary ER |  | System | Commercial | 01-ALC-AllCommercial-Cooling | 0 |  |  |  |  | 790.4043 | 0 | 100 | 0 | 0 | 690.4043 | 350.672 |  | kWh | 0.27371 | 0 | Commercial | [7 empty] | 15 | 0.5 |  |  |  | 1 | 5 | 0 | 0 | 0 | 0 | 0 | 0 | 0 | 0 | 0 | 0 | 2009 Qtr 1: 0; 2009 Qtr 2: 0; 2009 Qtr 3: 5; 2009 Qtr 4: 0; 2010 Qtr 1: 0; 2010 Qtr 2: 0; 2010 Qtr 3: 0; 2010 Qtr 4: 0; 2011 Qtr 1: 0; 2011 Qtr 2: 0; 2011 Qtr 3: 0; 2011 Qtr 4: 0 | 5
0 | 253068-Comm. AC <65k three phase unitary ER |  | System | Commercial | 01-ALC-AllCommercial-Cooling | 0 |  |  |  |  | 790.4043 | 0 | 100 | 0 | 0 | 690.4043 | 350.672 |  | kWh | 0.27371 | 0 | Commercial | [7 empty] | 15 | 0.5 |  |  |  | 1 | 5 | 0 | 0 | 0 | 0 | 0 | 0 | 0 | 0 | 0 | 0 | 2009 Qtr 1: 0; 2009 Qtr 2: 0; 2009 Qtr 3: 5; 2009 Qtr 4: 0; 2010 Qtr 1: 0; 2010 Qtr 2: 0; 2010 Qtr 3: 0; 2010 Qtr 4: 0; 2011 Qtr 1: 0; 2011 Qtr 2: 0; 2011 Qtr 3: 0; 2011 Qtr 4: 0 | 5
0 | 253070-Comm. AC 65k to 134k ER |  | System | Commercial | 01-ALC-AllCommercial-Cooling | 0 |  |  |  |  | 757.3824 | 0 | 100 | 0 | 0 | 657.3824 | 467.632 |  | kWh | 0.37183 | 0 | Commercial | [7 empty] | 15 | 0.7 |  |  |  | 1 | 6 | 0 | 0 | 0 | 0 | 0 | 0 | 0 | 0 | 0 | 0 | 2009 Qtr 1: 0; 2009 Qtr 2: 0; 2009 Qtr 3: 6; 2009 Qtr 4: 0; 2010 Qtr 1: 0; 2010 Qtr 2: 0; 2010 Qtr 3: 0; 2010 Qtr 4: 0; 2011 Qtr 1: 0; 2011 Qtr 2: 0; 2011 Qtr 3: 0; 2011 Qtr 4: 0 | 6
0 | 253070-Comm. AC 65k to 134k ER |  | System | Commercial | 01-ALC-AllCommercial-Cooling | 0 |  |  |  |  | 757.3824 | 0 | 100 | 0 | 0 | 657.3824 | 467.632 |  | kWh | 0.37183 | 0 | Commercial | [7 empty] | 15 | 0.7 |  |  |  | 1 | 6 | 0 | 0 | 0 | 0 | 0 | 0 | 0 | 0 | 0 | 0 | 2009 Qtr 1: 0; 2009 Qtr 2: 0; 2009 Qtr 3: 6; 2009 Qtr 4: 0; 2010 Qtr 1: 0; 2010 Qtr 2: 0; 2010 Qtr 3: 0; 2010 Qtr 4: 0; 2011 Qtr 1: 0; 2011 Qtr 2: 0; 2011 Qtr 3: 0; 2011 Qtr 4: 0 | 6
0 | 253070-Comm. AC 65k to 134k ER |  | System | Commercial | 01-ALC-AllCommercial-Cooling | 0 |  |  |  |  | 757.3824 | 0 | 100 | 0 | 0 | 657.3824 | 467.632 |  | kWh | 0.37183 | 0 | Commercial | [7 empty] | 15 | 0.7 |  |  |  | 1 | 6 | 0 | 0 | 0 | 0 | 0 | 0 | 0 | 0 | 0 | 0 | 2009 Qtr 1: 0; 2009 Qtr 2: 0; 2009 Qtr 3: 6; 2009 Qtr 4: 0; 2010 Qtr 1: 0; 2010 Qtr 2: 0; 2010 Qtr 3: 0; 2010 Qtr 4: 0; 2011 Qtr 1: 0; 2011 Qtr 2: 0; 2011 Qtr 3: 0; 2011 Qtr 4: 0 | 6
0 | 253070-Comm. AC 65k to 134k ER |  | System | Commercial | 01-ALC-AllCommercial-Cooling | 0 |  |  |  |  | 757.3824 | 0 | 100 | 0 | 0 | 657.3824 | 467.632 |  | kWh | 0.37183 | 0 | Commercial | [7 empty] | 15 | 0.7 |  |  |  | 1 | 6 | 0 | 0 | 0 | 0 | 0 | 0 | 0 | 0 | 0 | 0 | 2009 Qtr 1: 0; 2009 Qtr 2: 0; 2009 Qtr 3: 6; 2009 Qtr 4: 0; 2010 Qtr 1: 0; 2010 Qtr 2: 0; 2010 Qtr 3: 0; 2010 Qtr 4: 0; 2011 Qtr 1: 0; 2011 Qtr 2: 0; 2011 Qtr 3: 0; 2011 Qtr 4: 0 | 6
0 | 253070-Comm. AC 65k to 134k ER |  | System | Commercial | 01-ALC-AllCommercial-Cooling | 0 |  |  |  |  | 757.3824 | 0 | 100 | 0 | 0 | 657.3824 | 467.632 |  | kWh | 0.37183 | 0 | Commercial | [7 empty] | 15 | 0.7 |  |  |  | 1 | 8 | 0 | 0 | 0 | 0 | 0 | 0 | 0 | 0 | 0 | 0 | 2009 Qtr 1: 0; 2009 Qtr 2: 0; 2009 Qtr 3: 8; 2009 Qtr 4: 0; 2010 Qtr 1: 0; 2010 Qtr 2: 0; 2010 Qtr 3: 0; 2010 Qtr 4: 0; 2011 Qtr 1: 0; 2011 Qtr 2: 0; 2011 Qtr 3: 0; 2011 Qtr 4: 0 | 8
0 | 253070-Comm. AC 65k to 134k ER |  | System | Commercial | 01-ALC-AllCommercial-Cooling | 0 |  |  |  |  | 757.3824 | 0 | 100 | 0 | 0 | 657.3824 | 467.632 |  | kWh | 0.37183 | 0 | Commercial | [7 empty] | 15 | 0.7 |  |  |  | 1 | 8 | 0 | 0 | 0 | 0 | 0 | 0 | 0 | 0 | 0 | 0 | 2009 Qtr 1: 0; 2009 Qtr 2: 0; 2009 Qtr 3: 8; 2009 Qtr 4: 0; 2010 Qtr 1: 0; 2010 Qtr 2: 0; 2010 Qtr 3: 0; 2010 Qtr 4: 0; 2011 Qtr 1: 0; 2011 Qtr 2: 0; 2011 Qtr 3: 0; 2011 Qtr 4: 0 | 8
0 | 253070-Comm. AC 65k to 134k ER |  | System | Commercial | 01-ALC-AllCommercial-Cooling | 0 |  |  |  |  | 757.3824 | 0 | 100 | 0 | 0 | 657.3824 | 467.632 |  | kWh | 0.37183 | 0 | Commercial | [7 empty] | 15 | 0.7 |  |  |  | 1 | 10 | 0 | 0 | 0 | 0 | 0 | 0 | 0 | 0 | 0 | 0 | 2009 Qtr 1: 0; 2009 Qtr 2: 0; 2009 Qtr 3: 10; 2009 Qtr 4: 0; 2010 Qtr 1: 0; 2010 Qtr 2: 0; 2010 Qtr 3: 0; 2010 Qtr 4: 0; 2011 Qtr 1: 0; 2011 Qtr 2: 0; 2011 Qtr 3: 0; 2011 Qtr 4: 0 | 10
0 | 253070-Comm. AC 65k to 134k ER |  | System | Commercial | 01-ALC-AllCommercial-Cooling | 0 |  |  |  |  | 757.3824 | 0 | 100 | 0 | 0 | 657.3824 | 467.632 |  | kWh | 0.37183 | 0 | Commercial | [7 empty] | 15 | 0.7 |  |  |  | 1 | 10 | 0 | 0 | 0 | 0 | 0 | 0 | 0 | 0 | 0 | 0 | 2009 Qtr 1: 0; 2009 Qtr 2: 0; 2009 Qtr 3: 10; 2009 Qtr 4: 0; 2010 Qtr 1: 0; 2010 Qtr 2: 0; 2010 Qtr 3: 0; 2010 Qtr 4: 0; 2011 Qtr 1: 0; 2011 Qtr 2: 0; 2011 Qtr 3: 0; 2011 Qtr 4: 0 | 10
0 | 253068-Comm. AC <65k three phase unitary ER |  | System | Commercial | 01-ALC-AllCommercial-Cooling | 0 |  |  |  |  | 790.4043 | 0 | 100 | 0 | 0 | 690.4043 | 350.672 |  | kWh | 0.27371 | 0 | Commercial | [7 empty] | 15 | 0.5 |  |  |  | 1 | 5 | 0 | 0 | 0 | 0 | 0 | 0 | 0 | 0 | 0 | 0 | 2009 Qtr 1: 0; 2009 Qtr 2: 0; 2009 Qtr 3: 5; 2009 Qtr 4: 0; 2010 Qtr 1: 0; 2010 Qtr 2: 0; 2010 Qtr 3: 0; 2010 Qtr 4: 0; 2011 Qtr 1: 0; 2011 Qtr 2: 0; 2011 Qtr 3: 0; 2011 Qtr 4: 0 | 5
0 | 253070-Comm. AC 65k to 134k ER |  | System | Commercial | 01-ALC-AllCommercial-Cooling | 0 |  |  |  |  | 757.3824 | 0 | 100 | 0 | 0 | 657.3824 | 467.632 |  | kWh | 0.37183 | 0 | Commercial | [7 empty] | 15 | 0.7 |  |  |  | 1 | 10 | 0 | 0 | 0 | 0 | 0 | 0 | 0 | 0 | 0 | 0 | 2009 Qtr 1: 0; 2009 Qtr 2: 0; 2009 Qtr 3: 10; 2009 Qtr 4: 0; 2010 Qtr 1: 0; 2010 Qtr 2: 0; 2010 Qtr 3: 0; 2010 Qtr 4: 0; 2011 Qtr 1: 0; 2011 Qtr 2: 0; 2011 Qtr 3: 0; 2011 Qtr 4: 0 | 10
0 | 253070-Comm. AC 65k to 134k ER |  | System | Commercial | 01-ALC-AllCommercial-Cooling | 0 |  |  |  |  | 757.3824 | 0 | 100 | 0 | 0 | 657.3824 | 467.632 |  | kWh | 0.37183 | 0 | Commercial | [7 empty] | 15 | 0.7 |  |  |  | 1 | 10 | 0 | 0 | 0 | 0 | 0 | 0 | 0 | 0 | 0 | 0 | 2009 Qtr 1: 0; 2009 Qtr 2: 0; 2009 Qtr 3: 10; 2009 Qtr 4: 0; 2010 Qtr 1: 0; 2010 Qtr 2: 0; 2010 Qtr 3: 0; 2010 Qtr 4: 0; 2011 Qtr 1: 0; 2011 Qtr 2: 0; 2011 Qtr 3: 0; 2011 Qtr 4: 0 | 10
0 | 253068-Comm. AC <65k three phase unitary ER |  | System | Commercial | 01-ALC-AllCommercial-Cooling | 0 |  |  |  |  | 790.4043 | 0 | 100 | 0 | 0 | 690.4043 | 350.672 |  | kWh | 0.27371 | 0 | Commercial | [7 empty] | 15 | 0.5 |  |  |  | 1 | 5 | 0 | 0 | 0 | 0 | 0 | 0 | 0 | 0 | 0 | 0 | 2009 Qtr 1: 0; 2009 Qtr 2: 0; 2009 Qtr 3: 5; 2009 Qtr 4: 0; 2010 Qtr 1: 0; 2010 Qtr 2: 0; 2010 Qtr 3: 0; 2010 Qtr 4: 0; 2011 Qtr 1: 0; 2011 Qtr 2: 0; 2011 Qtr 3: 0; 2011 Qtr 4: 0 | 5
0 | 253068-Comm. AC <65k three phase unitary ER |  | System | Commercial | 01-ALC-AllCommercial-Cooling | 0 |  |  |  |  | 790.4043 | 0 | 100 | 0 | 0 | 690.4043 | 350.672 |  | kWh | 0.27371 | 0 | Commercial | [7 empty] | 15 | 0.5 |  |  |  | 1 | 5 | 0 | 0 | 0 | 0 | 0 | 0 | 0 | 0 | 0 | 0 | 2009 Qtr 1: 0; 2009 Qtr 2: 0; 2009 Qtr 3: 5; 2009 Qtr 4: 0; 2010 Qtr 1: 0; 2010 Qtr 2: 0; 2010 Qtr 3: 0; 2010 Qtr 4: 0; 2011 Qtr 1: 0; 2011 Qtr 2: 0; 2011 Qtr 3: 0; 2011 Qtr 4: 0 | 5
0 | 253068-Comm. AC <65k three phase unitary ER |  | System | Commercial | 01-ALC-AllCommercial-Cooling | 0 |  |  |  |  | 790.4043 | 0 | 100 | 0 | 0 | 690.4043 | 350.672 |  | kWh | 0.27371 | 0 | Commercial | [7 empty] | 15 | 0.5 |  |  |  | 1 | 5 | 0 | 0 | 0 | 0 | 0 | 0 | 0 | 0 | 0 | 0 | 2009 Qtr 1: 0; 2009 Qtr 2: 0; 2009 Qtr 3: 5; 2009 Qtr 4: 0; 2010 Qtr 1: 0; 2010 Qtr 2: 0; 2010 Qtr 3: 0; 2010 Qtr 4: 0; 2011 Qtr 1: 0; 2011 Qtr 2: 0; 2011 Qtr 3: 0; 2011 Qtr 4: 0 | 5
0 | 253068-Comm. AC <65k three phase unitary ER |  | System | Commercial | 01-ALC-AllCommercial-Cooling | 0 |  |  |  |  | 790.4043 | 0 | 100 | 0 | 0 | 690.4043 | 350.672 |  | kWh | 0.27371 | 0 | Commercial | [7 empty] | 15 | 0.5 |  |  |  | 1 | 5 | 0 | 0 | 0 | 0 | 0 | 0 | 0 | 0 | 0 | 0 | 2009 Qtr 1: 0; 2009 Qtr 2: 0; 2009 Qtr 3: 5; 2009 Qtr 4: 0; 2010 Qtr 1: 0; 2010 Qtr 2: 0; 2010 Qtr 3: 0; 2010 Qtr 4: 0; 2011 Qtr 1: 0; 2011 Qtr 2: 0; 2011 Qtr 3: 0; 2011 Qtr 4: 0 | 5
0 | 253068-Comm. AC <65k three phase unitary ER |  | System | Commercial | 01-ALC-AllCommercial-Cooling | 0 |  |  |  |  | 790.4043 | 0 | 100 | 0 | 0 | 690.4043 | 350.672 |  | kWh | 0.27371 | 0 | Commercial | [7 empty] | 15 | 0.5 |  |  |  | 1 | 5 | 0 | 0 | 0 | 0 | 0 | 0 | 0 | 0 | 0 | 0 | 2009 Qtr 1: 0; 2009 Qtr 2: 0; 2009 Qtr 3: 5; 2009 Qtr 4: 0; 2010 Qtr 1: 0; 2010 Qtr 2: 0; 2010 Qtr 3: 0; 2010 Qtr 4: 0; 2011 Qtr 1: 0; 2011 Qtr 2: 0; 2011 Qtr 3: 0; 2011 Qtr 4: 0 | 5
0 | 253068-Comm. AC <65k three phase unitary ER |  | System | Commercial | 01-ALC-AllCommercial-Cooling | 0 |  |  |  |  | 790.4043 | 0 | 100 | 0 | 0 | 690.4043 | 350.672 |  | kWh | 0.27371 | 0 | Commercial | [7 empty] | 15 | 0.5 |  |  |  | 1 | 5 | 0 | 0 | 0 | 0 | 0 | 0 | 0 | 0 | 0 | 0 | 2009 Qtr 1: 0; 2009 Qtr 2: 0; 2009 Qtr 3: 5; 2009 Qtr 4: 0; 2010 Qtr 1: 0; 2010 Qtr 2: 0; 2010 Qtr 3: 0; 2010 Qtr 4: 0; 2011 Qtr 1: 0; 2011 Qtr 2: 0; 2011 Qtr 3: 0; 2011 Qtr 4: 0 | 5
0 | 253141-Commercial HVAC Diagnostic/Tune-up Com All CZ07 VintAll |  | System | Commercial | 01-ALC-AllCommercial-Cooling | 0 |  |  |  |  | 45.3009 | 0 | 35 | 0 | 0 | 10.3009 | 196 |  | kWh | 0.15 | 0 | Commercial | [7 empty] | 10 | 0.85 |  |  |  | 0 | 6 | 0 | 0 | 0 | 0 | 0 | 0 | 0 | 0 | 0 | 0 | 2009 Qtr 1: 0; 2009 Qtr 2: 0; 2009 Qtr 3: 6; 2009 Qtr 4: 0; 2010 Qtr 1: 0; 2010 Qtr 2: 0; 2010 Qtr 3: 0; 2010 Qtr 4: 0; 2011 Qtr 1: 0; 2011 Qtr 2: 0; 2011 Qtr 3: 0; 2011 Qtr 4: 0 | 6
0 | 253141-Commercial HVAC Diagnostic/Tune-up Com All CZ07 VintAll |  | System | Commercial | 01-ALC-AllCommercial-Cooling | 0 |  |  |  |  | 45.3009 | 0 | 37.9167 | 0 | 0 | 7.3842 | 196 |  | kWh | 0.15 | 0 | Commercial | [7 empty] | 10 | 0.85 |  |  |  | 0 | 6 | 0 | 0 | 0 | 0 | 0 | 0 | 0 | 0 | 0 | 0 | 2009 Qtr 1: 0; 2009 Qtr 2: 0; 2009 Qtr 3: 6; 2009 Qtr 4: 0; 2010 Qtr 1: 0; 2010 Qtr 2: 0; 2010 Qtr 3: 0; 2010 Qtr 4: 0; 2011 Qtr 1: 0; 2011 Qtr 2: 0; 2011 Qtr 3: 0; 2011 Qtr 4: 0 | 6
0 | 253141-Commercial HVAC Diagnostic/Tune-up Com All CZ07 VintAll |  | System | Commercial | 01-ALC-AllCommercial-Cooling | 0 |  |  |  |  | 45.3009 | 0 | 35 | 0 | 0 | 10.3009 | 196 |  | kWh | 0.15 | 0 | Commercial | [7 empty] | 10 | 0.85 |  |  |  | 0 | 6 | 0 | 0 | 0 | 0 | 0 | 0 | 0 | 0 | 0 | 0 | 2009 Qtr 1: 0; 2009 Qtr 2: 0; 2009 Qtr 3: 6; 2009 Qtr 4: 0; 2010 Qtr 1: 0; 2010 Qtr 2: 0; 2010 Qtr 3: 0; 2010 Qtr 4: 0; 2011 Qtr 1: 0; 2011 Qtr 2: 0; 2011 Qtr 3: 0; 2011 Qtr 4: 0 | 6
0 | 253141-Commercial HVAC Diagnostic/Tune-up Com All CZ07 VintAll |  | System | Commercial | 01-ALC-AllCommercial-Cooling | 0 |  |  |  |  | 45.3009 | 0 | 37.9167 | 0 | 0 | 7.3842 | 196 |  | kWh | 0.15 | 0 | Commercial | [7 empty] | 10 | 0.85 |  |  |  | 0 | 6 | 0 | 0 | 0 | 0 | 0 | 0 | 0 | 0 | 0 | 0 | 2009 Qtr 1: 0; 2009 Qtr 2: 0; 2009 Qtr 3: 6; 2009 Qtr 4: 0; 2010 Qtr 1: 0; 2010 Qtr 2: 0; 2010 Qtr 3: 0; 2010 Qtr 4: 0; 2011 Qtr 1: 0; 2011 Qtr 2: 0; 2011 Qtr 3: 0; 2011 Qtr 4: 0 | 6
0 | 253141-Commercial HVAC Diagnostic/Tune-up Com All CZ07 VintAll |  | System | Commercial | 01-ALC-AllCommercial-Cooling | 0 |  |  |  |  | 45.3009 | 0 | 37.9167 | 0 | 0 | 7.3842 | 196 |  | kWh | 0.15 | 0 | Commercial | [7 empty] | 10 | 0.85 |  |  |  | 0 | 6 | 0 | 0 | 0 | 0 | 0 | 0 | 0 | 0 | 0 | 0 | 2009 Qtr 1: 0; 2009 Qtr 2: 0; 2009 Qtr 3: 6; 2009 Qtr 4: 0; 2010 Qtr 1: 0; 2010 Qtr 2: 0; 2010 Qtr 3: 0; 2010 Qtr 4: 0; 2011 Qtr 1: 0; 2011 Qtr 2: 0; 2011 Qtr 3: 0; 2011 Qtr 4: 0 | 6
0 | 253141-Commercial HVAC Diagnostic/Tune-up Com All CZ07 VintAll |  | System | Commercial | 01-ALC-AllCommercial-Cooling | 0 |  |  |  |  | 45.3009 | 0 | 35 | 0 | 0 | 10.3009 | 196 |  | kWh | 0.15 | 0 | Commercial | [7 empty] | 10 | 0.85 |  |  |  | 0 | 7 | 0 | 0 | 0 | 0 | 0 | 0 | 0 | 0 | 0 | 0 | 2009 Qtr 1: 0; 2009 Qtr 2: 0; 2009 Qtr 3: 7; 2009 Qtr 4: 0; 2010 Qtr 1: 0; 2010 Qtr 2: 0; 2010 Qtr 3: 0; 2010 Qtr 4: 0; 2011 Qtr 1: 0; 2011 Qtr 2: 0; 2011 Qtr 3: 0; 2011 Qtr 4: 0 | 7
0 | 253141-Commercial HVAC Diagnostic/Tune-up Com All CZ07 VintAll |  | System | Commercial | 01-ALC-AllCommercial-Cooling | 0 |  |  |  |  | 45.3009 | 0 | 37.9167 | 0 | 0 | 7.3842 | 196 |  | kWh | 0.15 | 0 | Commercial | [7 empty] | 10 | 0.85 |  |  |  | 0 | 6 | 0 | 0 | 0 | 0 | 0 | 0 | 0 | 0 | 0 | 0 | 2009 Qtr 1: 0; 2009 Qtr 2: 0; 2009 Qtr 3: 6; 2009 Qtr 4: 0; 2010 Qtr 1: 0; 2010 Qtr 2: 0; 2010 Qtr 3: 0; 2010 Qtr 4: 0; 2011 Qtr 1: 0; 2011 Qtr 2: 0; 2011 Qtr 3: 0; 2011 Qtr 4: 0 | 6
0 | 253141-Commercial HVAC Diagnostic/Tune-up Com All CZ07 VintAll |  | System | Commercial | 01-ALC-AllCommercial-Cooling | 0 |  |  |  |  | 45.3009 | 0 | 37.9167 | 0 | 0 | 7.3842 | 196 |  | kWh | 0.15 | 0 | Commercial | [7 empty] | 10 | 0.85 |  |  |  | 0 | 6 | 0 | 0 | 0 | 0 | 0 | 0 | 0 | 0 | 0 | 0 | 2009 Qtr 1: 0; 2009 Qtr 2: 0; 2009 Qtr 3: 6; 2009 Qtr 4: 0; 2010 Qtr 1: 0; 2010 Qtr 2: 0; 2010 Qtr 3: 0; 2010 Qtr 4: 0; 2011 Qtr 1: 0; 2011 Qtr 2: 0; 2011 Qtr 3: 0; 2011 Qtr 4: 0 | 6
0 | 253141-Commercial HVAC Diagnostic/Tune-up Com All CZ07 VintAll |  | System | Commercial | 01-ALC-AllCommercial-Cooling | 0 |  |  |  |  | 45.3009 | 0 | 35 | 0 | 0 | 10.3009 | 196 |  | kWh | 0.15 | 0 | Commercial | [7 empty] | 10 | 0.85 |  |  |  | 0 | 7 | 0 | 0 | 0 | 0 | 0 | 0 | 0 | 0 | 0 | 0 | 2009 Qtr 1: 0; 2009 Qtr 2: 0; 2009 Qtr 3: 7; 2009 Qtr 4: 0; 2010 Qtr 1: 0; 2010 Qtr 2: 0; 2010 Qtr 3: 0; 2010 Qtr 4: 0; 2011 Qtr 1: 0; 2011 Qtr 2: 0; 2011 Qtr 3: 0; 2011 Qtr 4: 0 | 7
0 | 253077-Comm. HP <65k single phase split ER above code |  | System | Commercial | 01-ALC-AllCommercial-Cooling | 0 |  |  |  |  | 97.9361 | 0 | 100 | 0 | 0 | -2.0639 | 433.758 |  | kWh | 0.20195 | 0 | Commercial | [7 empty] | 15 | 0.5 |  |  |  | 1 | 5 | 0 | 0 | 0 | 0 | 0 | 0 | 0 | 0 | 0 | 0 | 2009 Qtr 1: 0; 2009 Qtr 2: 0; 2009 Qtr 3: 0; 2009 Qtr 4: 5; 2010 Qtr 1: 0; 2010 Qtr 2: 0; 2010 Qtr 3: 0; 2010 Qtr 4: 0; 2011 Qtr 1: 0; 2011 Qtr 2: 0; 2011 Qtr 3: 0; 2011 Qtr 4: 0 | 5
0 | 253077-Comm. HP <65k single phase split ER above code |  | System | Commercial | 01-ALC-AllCommercial-Cooling | 0 |  |  |  |  | 97.9361 | 0 | 100 | 0 | 0 | -2.0639 | 433.758 |  | kWh | 0.20195 | 0 | Commercial | [7 empty] | 15 | 0.5 |  |  |  | 1 | 5 | 0 | 0 | 0 | 0 | 0 | 0 | 0 | 0 | 0 | 0 | 2009 Qtr 1: 0; 2009 Qtr 2: 0; 2009 Qtr 3: 0; 2009 Qtr 4: 5; 2010 Qtr 1: 0; 2010 Qtr 2: 0; 2010 Qtr 3: 0; 2010 Qtr 4: 0; 2011 Qtr 1: 0; 2011 Qtr 2: 0; 2011 Qtr 3: 0; 2011 Qtr 4: 0 | 5
0 | 253077-Comm. HP <65k single phase split ER above code |  | System | Commercial | 01-ALC-AllCommercial-Cooling | 0 |  |  |  |  | 97.9361 | 0 | 100 | 0 | 0 | -2.0639 | 433.758 |  | kWh | 0.20195 | 0 | Commercial | [7 empty] | 15 | 0.5 |  |  |  | 1 | 5 | 0 | 0 | 0 | 0 | 0 | 0 | 0 | 0 | 0 | 0 | 2009 Qtr 1: 0; 2009 Qtr 2: 0; 2009 Qtr 3: 0; 2009 Qtr 4: 5; 2010 Qtr 1: 0; 2010 Qtr 2: 0; 2010 Qtr 3: 0; 2010 Qtr 4: 0; 2011 Qtr 1: 0; 2011 Qtr 2: 0; 2011 Qtr 3: 0; 2011 Qtr 4: 0 | 5
0 | 253077-Comm. HP <65k single phase split ER above code |  | System | Commercial | 01-ALC-AllCommercial-Cooling | 0 |  |  |  |  | 97.9361 | 0 | 100 | 0 | 0 | -2.0639 | 433.758 |  | kWh | 0.20195 | 0 | Commercial | [7 empty] | 15 | 0.5 |  |  |  | 1 | 5 | 0 | 0 | 0 | 0 | 0 | 0 | 0 | 0 | 0 | 0 | 2009 Qtr 1: 0; 2009 Qtr 2: 0; 2009 Qtr 3: 0; 2009 Qtr 4: 5; 2010 Qtr 1: 0; 2010 Qtr 2: 0; 2010 Qtr 3: 0; 2010 Qtr 4: 0; 2011 Qtr 1: 0; 2011 Qtr 2: 0; 2011 Qtr 3: 0; 2011 Qtr 4: 0 | 5
0 | 253077-Comm. HP <65k single phase split ER above code |  | System | Commercial | 01-ALC-AllCommercial-Cooling | 0 |  |  |  |  | 97.9361 | 0 | 100 | 0 | 0 | -2.0639 | 433.758 |  | kWh | 0.20195 | 0 | Commercial | [7 empty] | 15 | 0.5 |  |  |  | 1 | 5 | 0 | 0 | 0 | 0 | 0 | 0 | 0 | 0 | 0 | 0 | 2009 Qtr 1: 0; 2009 Qtr 2: 0; 2009 Qtr 3: 0; 2009 Qtr 4: 5; 2010 Qtr 1: 0; 2010 Qtr 2: 0; 2010 Qtr 3: 0; 2010 Qtr 4: 0; 2011 Qtr 1: 0; 2011 Qtr 2: 0; 2011 Qtr 3: 0; 2011 Qtr 4: 0 | 5
0 | 253077-Comm. HP <65k single phase split ER above code |  | System | Commercial | 01-ALC-AllCommercial-Cooling | 0 |  |  |  |  | 97.9361 | 0 | 100 | 0 | 0 | -2.0639 | 433.758 |  | kWh | 0.20195 | 0 | Commercial | [7 empty] | 15 | 0.5 |  |  |  | 1 | 5 | 0 | 0 | 0 | 0 | 0 | 0 | 0 | 0 | 0 | 0 | 2009 Qtr 1: 0; 2009 Qtr 2: 0; 2009 Qtr 3: 0; 2009 Qtr 4: 5; 2010 Qtr 1: 0; 2010 Qtr 2: 0; 2010 Qtr 3: 0; 2010 Qtr 4: 0; 2011 Qtr 1: 0; 2011 Qtr 2: 0; 2011 Qtr 3: 0; 2011 Qtr 4: 0 | 5
0 | 253077-Comm. HP <65k single phase split ER above code |  | System | Commercial | 01-ALC-AllCommercial-Cooling | 0 |  |  |  |  | 97.9361 | 0 | 100 | 0 | 0 | -2.0639 | 433.758 |  | kWh | 0.20195 | 0 | Commercial | [7 empty] | 15 | 0.5 |  |  |  | 1 | 5 | 0 | 0 | 0 | 0 | 0 | 0 | 0 | 0 | 0 | 0 | 2009 Qtr 1: 0; 2009 Qtr 2: 0; 2009 Qtr 3: 0; 2009 Qtr 4: 5; 2010 Qtr 1: 0; 2010 Qtr 2: 0; 2010 Qtr 3: 0; 2010 Qtr 4: 0; 2011 Qtr 1: 0; 2011 Qtr 2: 0; 2011 Qtr 3: 0; 2011 Qtr 4: 0 | 5
0 | 253077-Comm. HP <65k single phase split ER above code |  | System | Commercial | 01-ALC-AllCommercial-Cooling | 0 |  |  |  |  | 97.9361 | 0 | 100 | 0 | 0 | -2.0639 | 433.758 |  | kWh | 0.20195 | 0 | Commercial | [7 empty] | 15 | 0.5 |  |  |  | 1 | 4 | 0 | 0 | 0 | 0 | 0 | 0 | 0 | 0 | 0 | 0 | 2009 Qtr 1: 0; 2009 Qtr 2: 0; 2009 Qtr 3: 0; 2009 Qtr 4: 4; 2010 Qtr 1: 0; 2010 Qtr 2: 0; 2010 Qtr 3: 0; 2010 Qtr 4: 0; 2011 Qtr 1: 0; 2011 Qtr 2: 0; 2011 Qtr 3: 0; 2011 Qtr 4: 0 | 4
0 | 253091-Comm. HP 240k to 759k ER |  | System | Commercial | 01-ALC-AllCommercial-Cooling | 0 |  |  |  |  | 826.0807 | 0 | 50 | 0 | 0 | 776.0807 | 290.645 |  | kWh | 0.12923 | 0 | Commercial | [7 empty] | 15 | 0.7 |  |  |  | 1 | 40 | 0 | 0 | 0 | 0 | 0 | 0 | 0 | 0 | 0 | 0 | 2009 Qtr 1: 0; 2009 Qtr 2: 0; 2009 Qtr 3: 0; 2009 Qtr 4: 40; 2010 Qtr 1: 0; 2010 Qtr 2: 0; 2010 Qtr 3: 0; 2010 Qtr 4: 0; 2011 Qtr 1: 0; 2011 Qtr 2: 0; 2011 Qtr 3: 0; 2011 Qtr 4: 0 | 40
0 | 253091-Comm. HP 240k to 759k ER |  | System | Commercial | 01-ALC-AllCommercial-Cooling | 0 |  |  |  |  | 826.0807 | 0 | 50 | 0 | 0 | 776.0807 | 290.645 |  | kWh | 0.12923 | 0 | Commercial | [7 empty] | 15 | 0.7 |  |  |  | 1 | 40 | 0 | 0 | 0 | 0 | 0 | 0 | 0 | 0 | 0 | 0 | 2009 Qtr 1: 0; 2009 Qtr 2: 0; 2009 Qtr 3: 0; 2009 Qtr 4: 40; 2010 Qtr 1: 0; 2010 Qtr 2: 0; 2010 Qtr 3: 0; 2010 Qtr 4: 0; 2011 Qtr 1: 0; 2011 Qtr 2: 0; 2011 Qtr 3: 0; 2011 Qtr 4: 0 | 40
0 | 253066-Comm. AC <65k three phase split w/o QI ER |  | System | Commercial | 01-ALC-AllCommercial-Cooling | 0 |  |  |  |  | 398.6055 | 0 | 100 | 0 | 0 | 298.6055 | 243.032 |  | kWh | 0.19022 | 0 | Commercial | [7 empty] | 15 | 0.5 |  |  |  | 1 | 5 | 0 | 0 | 0 | 0 | 0 | 0 | 0 | 0 | 0 | 0 | 2009 Qtr 1: 0; 2009 Qtr 2: 0; 2009 Qtr 3: 0; 2009 Qtr 4: 5; 2010 Qtr 1: 0; 2010 Qtr 2: 0; 2010 Qtr 3: 0; 2010 Qtr 4: 0; 2011 Qtr 1: 0; 2011 Qtr 2: 0; 2011 Qtr 3: 0; 2011 Qtr 4: 0 | 5
0 | 253067-Comm. AC <65k three phase unitary ER |  | System | Commercial | 01-ALC-AllCommercial-Cooling | 0 |  |  |  |  | 790.4043 | 0 | 100 | 0 | 0 | 690.4043 | 280.46 |  | kWh | 0.19186 | 0 | Commercial | [7 empty] | 15 | 0.5 |  |  |  | 1 | 3 | 0 | 0 | 0 | 0 | 0 | 0 | 0 | 0 | 0 | 0 | 2009 Qtr 1: 0; 2009 Qtr 2: 0; 2009 Qtr 3: 0; 2009 Qtr 4: 3; 2010 Qtr 1: 0; 2010 Qtr 2: 0; 2010 Qtr 3: 0; 2010 Qtr 4: 0; 2011 Qtr 1: 0; 2011 Qtr 2: 0; 2011 Qtr 3: 0; 2011 Qtr 4: 0 | 3
0 | 253067-Comm. AC <65k three phase unitary ER |  | System | Commercial | 01-ALC-AllCommercial-Cooling | 0 |  |  |  |  | 790.4043 | 0 | 100 | 0 | 0 | 690.4043 | 280.46 |  | kWh | 0.19186 | 0 | Commercial | [7 empty] | 15 | 0.5 |  |  |  | 1 | 5 | 0 | 0 | 0 | 0 | 0 | 0 | 0 | 0 | 0 | 0 | 2009 Qtr 1: 0; 2009 Qtr 2: 0; 2009 Qtr 3: 0; 2009 Qtr 4: 5; 2010 Qtr 1: 0; 2010 Qtr 2: 0; 2010 Qtr 3: 0; 2010 Qtr 4: 0; 2011 Qtr 1: 0; 2011 Qtr 2: 0; 2011 Qtr 3: 0; 2011 Qtr 4: 0 | 5
0 | 253067-Comm. AC <65k three phase unitary ER |  | System | Commercial | 01-ALC-AllCommercial-Cooling | 0 |  |  |  |  | 790.4043 | 0 | 100 | 0 | 0 | 690.4043 | 280.46 |  | kWh | 0.19186 | 0 | Commercial | [7 empty] | 15 | 0.5 |  |  |  | 1 | 5 | 0 | 0 | 0 | 0 | 0 | 0 | 0 | 0 | 0 | 0 | 2009 Qtr 1: 0; 2009 Qtr 2: 0; 2009 Qtr 3: 0; 2009 Qtr 4: 5; 2010 Qtr 1: 0; 2010 Qtr 2: 0; 2010 Qtr 3: 0; 2010 Qtr 4: 0; 2011 Qtr 1: 0; 2011 Qtr 2: 0; 2011 Qtr 3: 0; 2011 Qtr 4: 0 | 5
0 | 253035-Comm. AC 65k to 134k |  | System | Commercial | 01-ALC-AllCommercial-Cooling | 0 |  |  |  |  | 757.3824 | 0 | 107.1429 | 0 | 0 | 650.2395 | 361.554 |  | kWh | 0.25974 | 0 | Commercial | [7 empty] | 15 | 0.7 |  |  |  | 1 | 7 | 0 | 0 | 0 | 0 | 0 | 0 | 0 | 0 | 0 | 0 | 2009 Qtr 1: 0; 2009 Qtr 2: 0; 2009 Qtr 3: 0; 2009 Qtr 4: 7; 2010 Qtr 1: 0; 2010 Qtr 2: 0; 2010 Qtr 3: 0; 2010 Qtr 4: 0; 2011 Qtr 1: 0; 2011 Qtr 2: 0; 2011 Qtr 3: 0; 2011 Qtr 4: 0 | 7
0 | 253073-Comm. AC 240k to 759k ER |  | System | Commercial | 01-ALC-AllCommercial-Cooling | 0 |  |  |  |  | 649.6286 | 0 | 50.9259 | 0 | 0 | 598.7027 | 208.977 |  | kWh | 0.15018 | 0 | Commercial | [7 empty] | 15 | 0.7 |  |  |  | 1 | 27 | 0 | 0 | 0 | 0 | 0 | 0 | 0 | 0 | 0 | 0 | 2009 Qtr 1: 0; 2009 Qtr 2: 0; 2009 Qtr 3: 0; 2009 Qtr 4: 27; 2010 Qtr 1: 0; 2010 Qtr 2: 0; 2010 Qtr 3: 0; 2010 Qtr 4: 0; 2011 Qtr 1: 0; 2011 Qtr 2: 0; 2011 Qtr 3: 0; 2011 Qtr 4: 0 | 27
0 | 253073-Comm. AC 240k to 759k ER |  | System | Commercial | 01-ALC-AllCommercial-Cooling | 0 |  |  |  |  | 649.6286 | 0 | 50.9259 | 0 | 0 | 598.7027 | 208.977 |  | kWh | 0.15018 | 0 | Commercial | [7 empty] | 15 | 0.7 |  |  |  | 1 | 27 | 0 | 0 | 0 | 0 | 0 | 0 | 0 | 0 | 0 | 0 | 2009 Qtr 1: 0; 2009 Qtr 2: 0; 2009 Qtr 3: 0; 2009 Qtr 4: 27; 2010 Qtr 1: 0; 2010 Qtr 2: 0; 2010 Qtr 3: 0; 2010 Qtr 4: 0; 2011 Qtr 1: 0; 2011 Qtr 2: 0; 2011 Qtr 3: 0; 2011 Qtr 4: 0 | 27
0 | 253069-Comm. AC 65k to 134k ER |  | System | Commercial | 01-ALC-AllCommercial-Cooling | 0 |  |  |  |  | 757.3824 | 0 | 107.1429 | 0 | 0 | 650.2395 | 361.554 |  | kWh | 0.25974 | 0 | Commercial | [7 empty] | 15 | 0.7 |  |  |  | 1 | 7 | 0 | 0 | 0 | 0 | 0 | 0 | 0 | 0 | 0 | 0 | 2009 Qtr 1: 0; 2009 Qtr 2: 0; 2009 Qtr 3: 0; 2009 Qtr 4: 7; 2010 Qtr 1: 0; 2010 Qtr 2: 0; 2010 Qtr 3: 0; 2010 Qtr 4: 0; 2011 Qtr 1: 0; 2011 Qtr 2: 0; 2011 Qtr 3: 0; 2011 Qtr 4: 0 | 7
0 | 253069-Comm. AC 65k to 134k ER |  | System | Commercial | 01-ALC-AllCommercial-Cooling | 0 |  |  |  |  | 757.3824 | 0 | 107.1429 | 0 | 0 | 650.2395 | 361.554 |  | kWh | 0.25974 | 0 | Commercial | [7 empty] | 15 | 0.7 |  |  |  | 1 | 7 | 0 | 0 | 0 | 0 | 0 | 0 | 0 | 0 | 0 | 0 | 2009 Qtr 1: 0; 2009 Qtr 2: 0; 2009 Qtr 3: 0; 2009 Qtr 4: 7; 2010 Qtr 1: 0; 2010 Qtr 2: 0; 2010 Qtr 3: 0; 2010 Qtr 4: 0; 2011 Qtr 1: 0; 2011 Qtr 2: 0; 2011 Qtr 3: 0; 2011 Qtr 4: 0 | 7
0 | 253035-Comm. AC 65k to 134k |  | System | Commercial | 01-ALC-AllCommercial-Cooling | 0 |  |  |  |  | 757.3824 | 0 | 100 | 0 | 0 | 657.3824 | 361.554 |  | kWh | 0.25974 | 0 | Commercial | [7 empty] | 15 | 0.7 |  |  |  | 1 | 10 | 0 | 0 | 0 | 0 | 0 | 0 | 0 | 0 | 0 | 0 | 2009 Qtr 1: 0; 2009 Qtr 2: 0; 2009 Qtr 3: 0; 2009 Qtr 4: 10; 2010 Qtr 1: 0; 2010 Qtr 2: 0; 2010 Qtr 3: 0; 2010 Qtr 4: 0; 2011 Qtr 1: 0; 2011 Qtr 2: 0; 2011 Qtr 3: 0; 2011 Qtr 4: 0 | 10
0 | 253037-Comm. AC 135K to 239k |  | System | Commercial | 01-ALC-AllCommercial-Cooling | 0 |  |  |  |  | 110.8902 | 0 | 75 | 0 | 0 | 35.8902 | 284.556 |  | kWh | 0.20416 | 0 | Commercial | [7 empty] | 15 | 0.7 |  |  |  | 1 | 15 | 0 | 0 | 0 | 0 | 0 | 0 | 0 | 0 | 0 | 0 | 2009 Qtr 1: 0; 2009 Qtr 2: 0; 2009 Qtr 3: 0; 2009 Qtr 4: 15; 2010 Qtr 1: 0; 2010 Qtr 2: 0; 2010 Qtr 3: 0; 2010 Qtr 4: 0; 2011 Qtr 1: 0; 2011 Qtr 2: 0; 2011 Qtr 3: 0; 2011 Qtr 4: 0 | 15
0 | 253037-Comm. AC 135K to 239k |  | System | Commercial | 01-ALC-AllCommercial-Cooling | 0 |  |  |  |  | 110.8902 | 0 | 75 | 0 | 0 | 35.8902 | 284.556 |  | kWh | 0.20416 | 0 | Commercial | [7 empty] | 15 | 0.7 |  |  |  | 1 | 15 | 0 | 0 | 0 | 0 | 0 | 0 | 0 | 0 | 0 | 0 | 2009 Qtr 1: 0; 2009 Qtr 2: 0; 2009 Qtr 3: 0; 2009 Qtr 4: 15; 2010 Qtr 1: 0; 2010 Qtr 2: 0; 2010 Qtr 3: 0; 2010 Qtr 4: 0; 2011 Qtr 1: 0; 2011 Qtr 2: 0; 2011 Qtr 3: 0; 2011 Qtr 4: 0 | 15
0 | 253037-Comm. AC 135K to 239k |  | System | Commercial | 01-ALC-AllCommercial-Cooling | 0 |  |  |  |  | 110.8902 | 0 | 75 | 0 | 0 | 35.8902 | 284.556 |  | kWh | 0.20416 | 0 | Commercial | [7 empty] | 15 | 0.7 |  |  |  | 1 | 15 | 0 | 0 | 0 | 0 | 0 | 0 | 0 | 0 | 0 | 0 | 2009 Qtr 1: 0; 2009 Qtr 2: 0; 2009 Qtr 3: 0; 2009 Qtr 4: 15; 2010 Qtr 1: 0; 2010 Qtr 2: 0; 2010 Qtr 3: 0; 2010 Qtr 4: 0; 2011 Qtr 1: 0; 2011 Qtr 2: 0; 2011 Qtr 3: 0; 2011 Qtr 4: 0 | 15
0 | 253141-Commercial HVAC Diagnostic/Tune-up Com All CZ07 VintAll |  | System | Commercial | 01-ALC-AllCommercial-Cooling | 0 |  |  |  |  | 45.3009 | 0 | 55.3 | 0 | 0 | -9.9991 | 196 |  | kWh | 0.15 | 0 | Commercial | [7 empty] | 10 | 0.85 |  |  |  | 0 | 5 | 0 | 0 | 0 | 0 | 0 | 0 | 0 | 0 | 0 | 0 | 2009 Qtr 1: 5; 2009 Qtr 2: 0; 2009 Qtr 3: 0; 2009 Qtr 4: 0; 2010 Qtr 1: 0; 2010 Qtr 2: 0; 2010 Qtr 3: 0; 2010 Qtr 4: 0; 2011 Qtr 1: 0; 2011 Qtr 2: 0; 2011 Qtr 3: 0; 2011 Qtr 4: 0 | 5
0 | 253144-Commercial Condensor Coil Cleaning (all units - savings at 50% of DEER) Com All CZ07 VintAll |  | System | Commercial | 01-ALC-AllCommercial-Cooling | 0 |  |  |  |  | 10 | 0 | 10 | 0 | 0 | 0 | 60 |  | kWh | 0.047 | 0 | Commercial | [7 empty] | 3 | 0.85 |  |  |  | 0 | 3 | 0 | 0 | 0 | 0 | 0 | 0 | 0 | 0 | 0 | 0 | 2009 Qtr 1: 3; 2009 Qtr 2: 0; 2009 Qtr 3: 0; 2009 Qtr 4: 0; 2010 Qtr 1: 0; 2010 Qtr 2: 0; 2010 Qtr 3: 0; 2010 Qtr 4: 0; 2011 Qtr 1: 0; 2011 Qtr 2: 0; 2011 Qtr 3: 0; 2011 Qtr 4: 0 | 3
0 | 253141-Commercial HVAC Diagnostic/Tune-up Com All CZ07 VintAll |  | System | Commercial | 01-ALC-AllCommercial-Cooling | 0 |  |  |  |  | 45.3009 | 0 | 55.3 | 0 | 0 | -9.9991 | 196 |  | kWh | 0.15 | 0 | Commercial | [7 empty] | 10 | 0.85 |  |  |  | 0 | 3 | 0 | 0 | 0 | 0 | 0 | 0 | 0 | 0 | 0 | 0 | 2009 Qtr 1: 3; 2009 Qtr 2: 0; 2009 Qtr 3: 0; 2009 Qtr 4: 0; 2010 Qtr 1: 0; 2010 Qtr 2: 0; 2010 Qtr 3: 0; 2010 Qtr 4: 0; 2011 Qtr 1: 0; 2011 Qtr 2: 0; 2011 Qtr 3: 0; 2011 Qtr 4: 0 | 3
0 | 253144-Commercial Condensor Coil Cleaning (all units - savings at 50% of DEER) Com All CZ07 VintAll |  | System | Commercial | 01-ALC-AllCommercial-Cooling | 0 |  |  |  |  | 10 | 0 | 10 | 0 | 0 | 0 | 60 |  | kWh | 0.047 | 0 | Commercial | [7 empty] | 3 | 0.85 |  |  |  | 0 | 3 | 0 | 0 | 0 | 0 | 0 | 0 | 0 | 0 | 0 | 0 | 2009 Qtr 1: 3; 2009 Qtr 2: 0; 2009 Qtr 3: 0; 2009 Qtr 4: 0; 2010 Qtr 1: 0; 2010 Qtr 2: 0; 2010 Qtr 3: 0; 2010 Qtr 4: 0; 2011 Qtr 1: 0; 2011 Qtr 2: 0; 2011 Qtr 3: 0; 2011 Qtr 4: 0 | 3
0 | 253144-Commercial Condensor Coil Cleaning (all units - savings at 50% of DEER) Com All CZ07 VintAll |  | System | Commercial | 01-ALC-AllCommercial-Cooling | 0 |  |  |  |  | 10 | 0 | 10 | 0 | 0 | 0 | 60 |  | kWh | 0.047 | 0 | Commercial | [7 empty] | 3 | 0.85 |  |  |  | 0 | 5 | 0 | 0 | 0 | 0 | 0 | 0 | 0 | 0 | 0 | 0 | 2009 Qtr 1: 5; 2009 Qtr 2: 0; 2009 Qtr 3: 0; 2009 Qtr 4: 0; 2010 Qtr 1: 0; 2010 Qtr 2: 0; 2010 Qtr 3: 0; 2010 Qtr 4: 0; 2011 Qtr 1: 0; 2011 Qtr 2: 0; 2011 Qtr 3: 0; 2011 Qtr 4: 0 | 5
0 | 253141-Commercial HVAC Diagnostic/Tune-up Com All CZ07 VintAll |  | System | Commercial | 01-ALC-AllCommercial-Cooling | 0 |  |  |  |  | 45.3009 | 0 | 55.3 | 0 | 0 | -9.9991 | 196 |  | kWh | 0.15 | 0 | Commercial | [7 empty] | 10 | 0.85 |  |  |  | 0 | 5 | 0 | 0 | 0 | 0 | 0 | 0 | 0 | 0 | 0 | 0 | 2009 Qtr 1: 5; 2009 Qtr 2: 0; 2009 Qtr 3: 0; 2009 Qtr 4: 0; 2010 Qtr 1: 0; 2010 Qtr 2: 0; 2010 Qtr 3: 0; 2010 Qtr 4: 0; 2011 Qtr 1: 0; 2011 Qtr 2: 0; 2011 Qtr 3: 0; 2011 Qtr 4: 0 | 5
0 | 253144-Commercial Condensor Coil Cleaning (all units - savings at 50% of DEER) Com All CZ07 VintAll |  | System | Commercial | 01-ALC-AllCommercial-Cooling | 0 |  |  |  |  | 10 | 0 | 10 | 0 | 0 | 0 | 60 |  | kWh | 0.047 | 0 | Commercial | [7 empty] | 3 | 0.85 |  |  |  | 0 | 5 | 0 | 0 | 0 | 0 | 0 | 0 | 0 | 0 | 0 | 0 | 2009 Qtr 1: 5; 2009 Qtr 2: 0; 2009 Qtr 3: 0; 2009 Qtr 4: 0; 2010 Qtr 1: 0; 2010 Qtr 2: 0; 2010 Qtr 3: 0; 2010 Qtr 4: 0; 2011 Qtr 1: 0; 2011 Qtr 2: 0; 2011 Qtr 3: 0; 2011 Qtr 4: 0 | 5
0 | 253141-Commercial HVAC Diagnostic/Tune-up Com All CZ07 VintAll |  | System | Commercial | 01-ALC-AllCommercial-Cooling | 0 |  |  |  |  | 45.3009 | 0 | 55.3 | 0 | 0 | -9.9991 | 196 |  | kWh | 0.15 | 0 | Commercial | [7 empty] | 10 | 0.85 |  |  |  | 0 | 5 | 0 | 0 | 0 | 0 | 0 | 0 | 0 | 0 | 0 | 0 | 2009 Qtr 1: 5; 2009 Qtr 2: 0; 2009 Qtr 3: 0; 2009 Qtr 4: 0; 2010 Qtr 1: 0; 2010 Qtr 2: 0; 2010 Qtr 3: 0; 2010 Qtr 4: 0; 2011 Qtr 1: 0; 2011 Qtr 2: 0; 2011 Qtr 3: 0; 2011 Qtr 4: 0 | 5
0 | 253144-Commercial Condensor Coil Cleaning (all units - savings at 50% of DEER) Com All CZ07 VintAll |  | System | Commercial | 01-ALC-AllCommercial-Cooling | 0 |  |  |  |  | 10 | 0 | 10 | 0 | 0 | 0 | 60 |  | kWh | 0.047 | 0 | Commercial | [7 empty] | 3 | 0.85 |  |  |  | 0 | 5 | 0 | 0 | 0 | 0 | 0 | 0 | 0 | 0 | 0 | 0 | 2009 Qtr 1: 5; 2009 Qtr 2: 0; 2009 Qtr 3: 0; 2009 Qtr 4: 0; 2010 Qtr 1: 0; 2010 Qtr 2: 0; 2010 Qtr 3: 0; 2010 Qtr 4: 0; 2011 Qtr 1: 0; 2011 Qtr 2: 0; 2011 Qtr 3: 0; 2011 Qtr 4: 0 | 5
0 | 253141-Commercial HVAC Diagnostic/Tune-up Com All CZ07 VintAll |  | System | Commercial | 01-ALC-AllCommercial-Cooling | 0 |  |  |  |  | 45.3009 | 0 | 55.3 | 0 | 0 | -9.9991 | 196 |  | kWh | 0.15 | 0 | Commercial | [7 empty] | 10 | 0.85 |  |  |  | 0 | 3 | 0 | 0 | 0 | 0 | 0 | 0 | 0 | 0 | 0 | 0 | 2009 Qtr 1: 3; 2009 Qtr 2: 0; 2009 Qtr 3: 0; 2009 Qtr 4: 0; 2010 Qtr 1: 0; 2010 Qtr 2: 0; 2010 Qtr 3: 0; 2010 Qtr 4: 0; 2011 Qtr 1: 0; 2011 Qtr 2: 0; 2011 Qtr 3: 0; 2011 Qtr 4: 0 | 3
0 | 253144-Commercial Condensor Coil Cleaning (all units - savings at 50% of DEER) Com All CZ07 VintAll |  | System | Commercial | 01-ALC-AllCommercial-Cooling | 0 |  |  |  |  | 10 | 0 | 10 | 0 | 0 | 0 | 60 |  | kWh | 0.047 | 0 | Commercial | [7 empty] | 3 | 0.85 |  |  |  | 0 | 3 | 0 | 0 | 0 | 0 | 0 | 0 | 0 | 0 | 0 | 0 | 2009 Qtr 1: 3; 2009 Qtr 2: 0; 2009 Qtr 3: 0; 2009 Qtr 4: 0; 2010 Qtr 1: 0; 2010 Qtr 2: 0; 2010 Qtr 3: 0; 2010 Qtr 4: 0; 2011 Qtr 1: 0; 2011 Qtr 2: 0; 2011 Qtr 3: 0; 2011 Qtr 4: 0 | 3
0 | 253141-Commercial HVAC Diagnostic/Tune-up Com All CZ07 VintAll |  | System | Commercial | 01-ALC-AllCommercial-Cooling | 0 |  |  |  |  | 45.3009 | 0 | 55.3 | 0 | 0 | -9.9991 | 196 |  | kWh | 0.15 | 0 | Commercial | [7 empty] | 10 | 0.85 |  |  |  | 0 | 3 | 0 | 0 | 0 | 0 | 0 | 0 | 0 | 0 | 0 | 0 | 2009 Qtr 1: 3; 2009 Qtr 2: 0; 2009 Qtr 3: 0; 2009 Qtr 4: 0; 2010 Qtr 1: 0; 2010 Qtr 2: 0; 2010 Qtr 3: 0; 2010 Qtr 4: 0; 2011 Qtr 1: 0; 2011 Qtr 2: 0; 2011 Qtr 3: 0; 2011 Qtr 4: 0 | 3
0 | 253135-Economizer Repair Com All CZ10 Vint04 |  | System | Commercial | 01-ALC-AllCommercial-Cooling | 0 |  |  |  |  | 41.71 | 0 | 20 | 0 | 0 | 21.71 | 442 |  | kWh | 0.0016 | 0 | Commercial |  | Winter Only | [5 empty] | 5 | 0.85 |  |  |  | 0 | 6 | 0 | 0 | 0 | 0 | 0 | 0 | 0 | 0 | 0 | 0 | 2009 Qtr 1: 0; 2009 Qtr 2: 0; 2009 Qtr 3: 0; 2009 Qtr 4: 6; 2010 Qtr 1: 0; 2010 Qtr 2: 0; 2010 Qtr 3: 0; 2010 Qtr 4: 0; 2011 Qtr 1: 0; 2011 Qtr 2: 0; 2011 Qtr 3: 0; 2011 Qtr 4: 0 | 6
0 | 253136-Economizer Repair Com All CZ10 Vint05 |  | System | Commercial | 01-ALC-AllCommercial-Cooling | 0 |  |  |  |  | 41.71 | 0 | 20 | 0 | 0 | 21.71 | 381 |  | kWh | 0.0017 | 0 | Commercial |  | Winter Only | [5 empty] | 5 | 0.85 |  |  |  | 0 | 10 | 0 | 0 | 0 | 0 | 0 | 0 | 0 | 0 | 0 | 0 | 2009 Qtr 1: 0; 2009 Qtr 2: 0; 2009 Qtr 3: 0; 2009 Qtr 4: 10; 2010 Qtr 1: 0; 2010 Qtr 2: 0; 2010 Qtr 3: 0; 2010 Qtr 4: 0; 2011 Qtr 1: 0; 2011 Qtr 2: 0; 2011 Qtr 3: 0; 2011 Qtr 4: 0 | 10
0 | 253134-Economizer Repair Com All CZ10 Vint03 |  | System | Commercial | 01-ALC-AllCommercial-Cooling | 0 |  |  |  |  | 41.71 | 0 | 20 | 0 | 0 | 21.71 | 678 |  | kWh | 0.0012 | 0 | Commercial |  | Winter Only | [5 empty] | 5 | 0.85 |  |  |  | 0 | 5 | 0 | 0 | 0 | 0 | 0 | 0 | 0 | 0 | 0 | 0 | 2009 Qtr 1: 0; 2009 Qtr 2: 0; 2009 Qtr 3: 0; 2009 Qtr 4: 5; 2010 Qtr 1: 0; 2010 Qtr 2: 0; 2010 Qtr 3: 0; 2010 Qtr 4: 0; 2011 Qtr 1: 0; 2011 Qtr 2: 0; 2011 Qtr 3: 0; 2011 Qtr 4: 0 | 5
0 | 253134-Economizer Repair Com All CZ10 Vint03 |  | System | Commercial | 01-ALC-AllCommercial-Cooling | 0 |  |  |  |  | 41.71 | 0 | 20 | 0 | 0 | 21.71 | 678 |  | kWh | 0.0012 | 0 | Commercial |  | Winter Only | [5 empty] | 5 | 0.85 |  |  |  | 0 | 5 | 0 | 0 | 0 | 0 | 0 | 0 | 0 | 0 | 0 | 0 | 2009 Qtr 1: 0; 2009 Qtr 2: 0; 2009 Qtr 3: 0; 2009 Qtr 4: 5; 2010 Qtr 1: 0; 2010 Qtr 2: 0; 2010 Qtr 3: 0; 2010 Qtr 4: 0; 2011 Qtr 1: 0; 2011 Qtr 2: 0; 2011 Qtr 3: 0; 2011 Qtr 4: 0 | 5
0 | 253034-Comm. AC <65k three phase unitary |  | System | Commercial | 01-ALC-AllCommercial-Cooling | 0 |  |  |  |  | 790.4043 | 0 | 100 | 0 | 0 | 690.4043 | 350.672 |  | kWh | 0.27371 | 0 | Commercial | [7 empty] | 15 | 0.5 |  |  |  | 1 | 3 | 0 | 0 | 0 | 0 | 0 | 0 | 0 | 0 | 0 | 0 | 2009 Qtr 1: 0; 2009 Qtr 2: 0; 2009 Qtr 3: 0; 2009 Qtr 4: 3; 2010 Qtr 1: 0; 2010 Qtr 2: 0; 2010 Qtr 3: 0; 2010 Qtr 4: 0; 2011 Qtr 1: 0; 2011 Qtr 2: 0; 2011 Qtr 3: 0; 2011 Qtr 4: 0 | 3
0 | 253036-Comm. AC 65k to 134k |  | System | Commercial | 01-ALC-AllCommercial-Cooling | 0 |  |  |  |  | 757.3824 | 0 | 100 | 0 | 0 | 657.3824 | 467.632 |  | kWh | 0.37183 | 0 | Commercial | [7 empty] | 15 | 0.7 |  |  |  | 1 | 6 | 0 | 0 | 0 | 0 | 0 | 0 | 0 | 0 | 0 | 0 | 2009 Qtr 1: 0; 2009 Qtr 2: 0; 2009 Qtr 3: 0; 2009 Qtr 4: 6; 2010 Qtr 1: 0; 2010 Qtr 2: 0; 2010 Qtr 3: 0; 2010 Qtr 4: 0; 2011 Qtr 1: 0; 2011 Qtr 2: 0; 2011 Qtr 3: 0; 2011 Qtr 4: 0 | 6
0 | 253034-Comm. AC <65k three phase unitary |  | System | Commercial | 01-ALC-AllCommercial-Cooling | 0 |  |  |  |  | 790.4043 | 0 | 100 | 0 | 0 | 690.4043 | 350.672 |  | kWh | 0.27371 | 0 | Commercial | [7 empty] | 15 | 0.5 |  |  |  | 1 | 3 | 0 | 0 | 0 | 0 | 0 | 0 | 0 | 0 | 0 | 0 | 2009 Qtr 1: 0; 2009 Qtr 2: 0; 2009 Qtr 3: 0; 2009 Qtr 4: 3; 2010 Qtr 1: 0; 2010 Qtr 2: 0; 2010 Qtr 3: 0; 2010 Qtr 4: 0; 2011 Qtr 1: 0; 2011 Qtr 2: 0; 2011 Qtr 3: 0; 2011 Qtr 4: 0 | 3
0 | 253034-Comm. AC <65k three phase unitary |  | System | Commercial | 01-ALC-AllCommercial-Cooling | 0 |  |  |  |  | 790.4043 | 0 | 100 | 0 | 0 | 690.4043 | 350.672 |  | kWh | 0.27371 | 0 | Commercial | [7 empty] | 15 | 0.5 |  |  |  | 1 | 5 | 0 | 0 | 0 | 0 | 0 | 0 | 0 | 0 | 0 | 0 | 2009 Qtr 1: 0; 2009 Qtr 2: 0; 2009 Qtr 3: 0; 2009 Qtr 4: 5; 2010 Qtr 1: 0; 2010 Qtr 2: 0; 2010 Qtr 3: 0; 2010 Qtr 4: 0; 2011 Qtr 1: 0; 2011 Qtr 2: 0; 2011 Qtr 3: 0; 2011 Qtr 4: 0 | 5
0 | 253034-Comm. AC <65k three phase unitary |  | System | Commercial | 01-ALC-AllCommercial-Cooling | 0 |  |  |  |  | 790.4043 | 0 | 100 | 0 | 0 | 690.4043 | 350.672 |  | kWh | 0.27371 | 0 | Commercial | [7 empty] | 15 | 0.5 |  |  |  | 1 | 5 | 0 | 0 | 0 | 0 | 0 | 0 | 0 | 0 | 0 | 0 | 2009 Qtr 1: 0; 2009 Qtr 2: 0; 2009 Qtr 3: 0; 2009 Qtr 4: 5; 2010 Qtr 1: 0; 2010 Qtr 2: 0; 2010 Qtr 3: 0; 2010 Qtr 4: 0; 2011 Qtr 1: 0; 2011 Qtr 2: 0; 2011 Qtr 3: 0; 2011 Qtr 4: 0 | 5
0 | 253034-Comm. AC <65k three phase unitary |  | System | Commercial | 01-ALC-AllCommercial-Cooling | 0 |  |  |  |  | 790.4043 | 0 | 100 | 0 | 0 | 690.4043 | 350.672 |  | kWh | 0.27371 | 0 | Commercial | [7 empty] | 15 | 0.5 |  |  |  | 1 | 5 | 0 | 0 | 0 | 0 | 0 | 0 | 0 | 0 | 0 | 0 | 2009 Qtr 1: 0; 2009 Qtr 2: 0; 2009 Qtr 3: 0; 2009 Qtr 4: 5; 2010 Qtr 1: 0; 2010 Qtr 2: 0; 2010 Qtr 3: 0; 2010 Qtr 4: 0; 2011 Qtr 1: 0; 2011 Qtr 2: 0; 2011 Qtr 3: 0; 2011 Qtr 4: 0 | 5
0 | 253036-Comm. AC 65k to 134k |  | System | Commercial | 01-ALC-AllCommercial-Cooling | 0 |  |  |  |  | 757.3824 | 0 | 100 | 0 | 0 | 657.3824 | 467.632 |  | kWh | 0.37183 | 0 | Commercial | [7 empty] | 15 | 0.7 |  |  |  | 1 | 6 | 0 | 0 | 0 | 0 | 0 | 0 | 0 | 0 | 0 | 0 | 2009 Qtr 1: 0; 2009 Qtr 2: 0; 2009 Qtr 3: 0; 2009 Qtr 4: 6; 2010 Qtr 1: 0; 2010 Qtr 2: 0; 2010 Qtr 3: 0; 2010 Qtr 4: 0; 2011 Qtr 1: 0; 2011 Qtr 2: 0; 2011 Qtr 3: 0; 2011 Qtr 4: 0 | 6
0 | 253036-Comm. AC 65k to 134k |  | System | Commercial | 01-ALC-AllCommercial-Cooling | 0 |  |  |  |  | 757.3824 | 0 | 100 | 0 | 0 | 657.3824 | 467.632 |  | kWh | 0.37183 | 0 | Commercial | [7 empty] | 15 | 0.7 |  |  |  | 1 | 6 | 0 | 0 | 0 | 0 | 0 | 0 | 0 | 0 | 0 | 0 | 2009 Qtr 1: 0; 2009 Qtr 2: 0; 2009 Qtr 3: 0; 2009 Qtr 4: 6; 2010 Qtr 1: 0; 2010 Qtr 2: 0; 2010 Qtr 3: 0; 2010 Qtr 4: 0; 2011 Qtr 1: 0; 2011 Qtr 2: 0; 2011 Qtr 3: 0; 2011 Qtr 4: 0 | 6
0 | 253036-Comm. AC 65k to 134k |  | System | Commercial | 01-ALC-AllCommercial-Cooling | 0 |  |  |  |  | 757.3824 | 0 | 100 | 0 | 0 | 657.3824 | 467.632 |  | kWh | 0.37183 | 0 | Commercial | [7 empty] | 15 | 0.7 |  |  |  | 1 | 6 | 0 | 0 | 0 | 0 | 0 | 0 | 0 | 0 | 0 | 0 | 2009 Qtr 1: 0; 2009 Qtr 2: 0; 2009 Qtr 3: 0; 2009 Qtr 4: 6; 2010 Qtr 1: 0; 2010 Qtr 2: 0; 2010 Qtr 3: 0; 2010 Qtr 4: 0; 2011 Qtr 1: 0; 2011 Qtr 2: 0; 2011 Qtr 3: 0; 2011 Qtr 4: 0 | 6
0 | 253036-Comm. AC 65k to 134k |  | System | Commercial | 01-ALC-AllCommercial-Cooling | 0 |  |  |  |  | 757.3824 | 0 | 100 | 0 | 0 | 657.3824 | 467.632 |  | kWh | 0.37183 | 0 | Commercial | [7 empty] | 15 | 0.7 |  |  |  | 1 | 6 | 0 | 0 | 0 | 0 | 0 | 0 | 0 | 0 | 0 | 0 | 2009 Qtr 1: 0; 2009 Qtr 2: 0; 2009 Qtr 3: 0; 2009 Qtr 4: 6; 2010 Qtr 1: 0; 2010 Qtr 2: 0; 2010 Qtr 3: 0; 2010 Qtr 4: 0; 2011 Qtr 1: 0; 2011 Qtr 2: 0; 2011 Qtr 3: 0; 2011 Qtr 4: 0 | 6
0 | 253141-Commercial HVAC Diagnostic/Tune-up Com All CZ07 VintAll |  | System | Commercial | 01-ALC-AllCommercial-Cooling | 0 |  |  |  |  | 45.3009 | 0 | 35 | 0 | 0 | 10.3009 | 196 |  | kWh | 0.15 | 0 | Commercial | [7 empty] | 10 | 0.85 |  |  |  | 0 | 5 | 0 | 0 | 0 | 0 | 0 | 0 | 0 | 0 | 0 | 0 | 2009 Qtr 1: 0; 2009 Qtr 2: 0; 2009 Qtr 3: 0; 2009 Qtr 4: 5; 2010 Qtr 1: 0; 2010 Qtr 2: 0; 2010 Qtr 3: 0; 2010 Qtr 4: 0; 2011 Qtr 1: 0; 2011 Qtr 2: 0; 2011 Qtr 3: 0; 2011 Qtr 4: 0 | 5
0 | 253144-Commercial Condensor Coil Cleaning (all units - savings at 50% of DEER) Com All CZ07 VintAll |  | System | Commercial | 01-ALC-AllCommercial-Cooling | 0 |  |  |  |  | 10 | 0 | 19.2857 | 0 | 0 | -9.2857 | 60 |  | kWh | 0.047 | 0 | Commercial | [7 empty] | 3 | 0.85 |  |  |  | 0 | 7 | 0 | 0 | 0 | 0 | 0 | 0 | 0 | 0 | 0 | 0 | 2009 Qtr 1: 0; 2009 Qtr 2: 0; 2009 Qtr 3: 0; 2009 Qtr 4: 7; 2010 Qtr 1: 0; 2010 Qtr 2: 0; 2010 Qtr 3: 0; 2010 Qtr 4: 0; 2011 Qtr 1: 0; 2011 Qtr 2: 0; 2011 Qtr 3: 0; 2011 Qtr 4: 0 | 7
0 | 253144-Commercial Condensor Coil Cleaning (all units - savings at 50% of DEER) Com All CZ07 VintAll |  | System | Commercial | 01-ALC-AllCommercial-Cooling | 0 |  |  |  |  | 10 | 0 | 19.2857 | 0 | 0 | -9.2857 | 60 |  | kWh | 0.047 | 0 | Commercial | [7 empty] | 3 | 0.85 |  |  |  | 0 | 7 | 0 | 0 | 0 | 0 | 0 | 0 | 0 | 0 | 0 | 0 | 2009 Qtr 1: 0; 2009 Qtr 2: 0; 2009 Qtr 3: 0; 2009 Qtr 4: 7; 2010 Qtr 1: 0; 2010 Qtr 2: 0; 2010 Qtr 3: 0; 2010 Qtr 4: 0; 2011 Qtr 1: 0; 2011 Qtr 2: 0; 2011 Qtr 3: 0; 2011 Qtr 4: 0 | 7
0 | 253144-Commercial Condensor Coil Cleaning (all units - savings at 50% of DEER) Com All CZ07 VintAll |  | System | Commercial | 01-ALC-AllCommercial-Cooling | 0 |  |  |  |  | 10 | 0 | 19.2857 | 0 | 0 | -9.2857 | 60 |  | kWh | 0.047 | 0 | Commercial | [7 empty] | 3 | 0.85 |  |  |  | 0 | 7 | 0 | 0 | 0 | 0 | 0 | 0 | 0 | 0 | 0 | 0 | 2009 Qtr 1: 0; 2009 Qtr 2: 0; 2009 Qtr 3: 0; 2009 Qtr 4: 7; 2010 Qtr 1: 0; 2010 Qtr 2: 0; 2010 Qtr 3: 0; 2010 Qtr 4: 0; 2011 Qtr 1: 0; 2011 Qtr 2: 0; 2011 Qtr 3: 0; 2011 Qtr 4: 0 | 7
0 | 253144-Commercial Condensor Coil Cleaning (all units - savings at 50% of DEER) Com All CZ07 VintAll |  | System | Commercial | 01-ALC-AllCommercial-Cooling | 0 |  |  |  |  | 10 | 0 | 19.2857 | 0 | 0 | -9.2857 | 60 |  | kWh | 0.047 | 0 | Commercial | [7 empty] | 3 | 0.85 |  |  |  | 0 | 7 | 0 | 0 | 0 | 0 | 0 | 0 | 0 | 0 | 0 | 0 | 2009 Qtr 1: 0; 2009 Qtr 2: 0; 2009 Qtr 3: 0; 2009 Qtr 4: 7; 2010 Qtr 1: 0; 2010 Qtr 2: 0; 2010 Qtr 3: 0; 2010 Qtr 4: 0; 2011 Qtr 1: 0; 2011 Qtr 2: 0; 2011 Qtr 3: 0; 2011 Qtr 4: 0 | 7
0 | 253144-Commercial Condensor Coil Cleaning (all units - savings at 50% of DEER) Com All CZ07 VintAll |  | System | Commercial | 01-ALC-AllCommercial-Cooling | 0 |  |  |  |  | 10 | 0 | 19.2857 | 0 | 0 | -9.2857 | 60 |  | kWh | 0.047 | 0 | Commercial | [7 empty] | 3 | 0.85 |  |  |  | 0 | 7 | 0 | 0 | 0 | 0 | 0 | 0 | 0 | 0 | 0 | 0 | 2009 Qtr 1: 0; 2009 Qtr 2: 0; 2009 Qtr 3: 0; 2009 Qtr 4: 7; 2010 Qtr 1: 0; 2010 Qtr 2: 0; 2010 Qtr 3: 0; 2010 Qtr 4: 0; 2011 Qtr 1: 0; 2011 Qtr 2: 0; 2011 Qtr 3: 0; 2011 Qtr 4: 0 | 7
0 | 253144-Commercial Condensor Coil Cleaning (all units - savings at 50% of DEER) Com All CZ07 VintAll |  | System | Commercial | 01-ALC-AllCommercial-Cooling | 0 |  |  |  |  | 10 | 0 | 18 | 0 | 0 | -8 | 60 |  | kWh | 0.047 | 0 | Commercial | [7 empty] | 3 | 0.85 |  |  |  | 0 | 5 | 0 | 0 | 0 | 0 | 0 | 0 | 0 | 0 | 0 | 0 | 2009 Qtr 1: 0; 2009 Qtr 2: 0; 2009 Qtr 3: 0; 2009 Qtr 4: 5; 2010 Qtr 1: 0; 2010 Qtr 2: 0; 2010 Qtr 3: 0; 2010 Qtr 4: 0; 2011 Qtr 1: 0; 2011 Qtr 2: 0; 2011 Qtr 3: 0; 2011 Qtr 4: 0 | 5
0 | 253144-Commercial Condensor Coil Cleaning (all units - savings at 50% of DEER) Com All CZ07 VintAll |  | System | Commercial | 01-ALC-AllCommercial-Cooling | 0 |  |  |  |  | 10 | 0 | 18 | 0 | 0 | -8 | 60 |  | kWh | 0.047 | 0 | Commercial | [7 empty] | 3 | 0.85 |  |  |  | 0 | 5 | 0 | 0 | 0 | 0 | 0 | 0 | 0 | 0 | 0 | 0 | 2009 Qtr 1: 0; 2009 Qtr 2: 0; 2009 Qtr 3: 0; 2009 Qtr 4: 5; 2010 Qtr 1: 0; 2010 Qtr 2: 0; 2010 Qtr 3: 0; 2010 Qtr 4: 0; 2011 Qtr 1: 0; 2011 Qtr 2: 0; 2011 Qtr 3: 0; 2011 Qtr 4: 0 | 5
0 | 253144-Commercial Condensor Coil Cleaning (all units - savings at 50% of DEER) Com All CZ07 VintAll |  | System | Commercial | 01-ALC-AllCommercial-Cooling | 0 |  |  |  |  | 10 | 0 | 18 | 0 | 0 | -8 | 60 |  | kWh | 0.047 | 0 | Commercial | [7 empty] | 3 | 0.85 |  |  |  | 0 | 5 | 0 | 0 | 0 | 0 | 0 | 0 | 0 | 0 | 0 | 0 | 2009 Qtr 1: 0; 2009 Qtr 2: 0; 2009 Qtr 3: 0; 2009 Qtr 4: 5; 2010 Qtr 1: 0; 2010 Qtr 2: 0; 2010 Qtr 3: 0; 2010 Qtr 4: 0; 2011 Qtr 1: 0; 2011 Qtr 2: 0; 2011 Qtr 3: 0; 2011 Qtr 4: 0 | 5
0 | 253144-Commercial Condensor Coil Cleaning (all units - savings at 50% of DEER) Com All CZ07 VintAll |  | System | Commercial | 01-ALC-AllCommercial-Cooling | 0 |  |  |  |  | 10 | 0 | 18 | 0 | 0 | -8 | 60 |  | kWh | 0.047 | 0 | Commercial | [7 empty] | 3 | 0.85 |  |  |  | 0 | 5 | 0 | 0 | 0 | 0 | 0 | 0 | 0 | 0 | 0 | 0 | 2009 Qtr 1: 0; 2009 Qtr 2: 0; 2009 Qtr 3: 0; 2009 Qtr 4: 5; 2010 Qtr 1: 0; 2010 Qtr 2: 0; 2010 Qtr 3: 0; 2010 Qtr 4: 0; 2011 Qtr 1: 0; 2011 Qtr 2: 0; 2011 Qtr 3: 0; 2011 Qtr 4: 0 | 5
0 | 253144-Commercial Condensor Coil Cleaning (all units - savings at 50% of DEER) Com All CZ07 VintAll |  | System | Commercial | 01-ALC-AllCommercial-Cooling | 0 |  |  |  |  | 10 | 0 | 22.5 | 0 | 0 | -12.5 | 60 |  | kWh | 0.047 | 0 | Commercial | [7 empty] | 3 | 0.85 |  |  |  | 0 | 2 | 0 | 0 | 0 | 0 | 0 | 0 | 0 | 0 | 0 | 0 | 2009 Qtr 1: 0; 2009 Qtr 2: 0; 2009 Qtr 3: 0; 2009 Qtr 4: 2; 2010 Qtr 1: 0; 2010 Qtr 2: 0; 2010 Qtr 3: 0; 2010 Qtr 4: 0; 2011 Qtr 1: 0; 2011 Qtr 2: 0; 2011 Qtr 3: 0; 2011 Qtr 4: 0 | 2
0 | 253144-Commercial Condensor Coil Cleaning (all units - savings at 50% of DEER) Com All CZ07 VintAll |  | System | Commercial | 01-ALC-AllCommercial-Cooling | 0 |  |  |  |  | 10 | 0 | 18 | 0 | 0 | -8 | 60 |  | kWh | 0.047 | 0 | Commercial | [7 empty] | 3 | 0.85 |  |  |  | 0 | 5 | 0 | 0 | 0 | 0 | 0 | 0 | 0 | 0 | 0 | 0 | 2009 Qtr 1: 0; 2009 Qtr 2: 0; 2009 Qtr 3: 0; 2009 Qtr 4: 5; 2010 Qtr 1: 0; 2010 Qtr 2: 0; 2010 Qtr 3: 0; 2010 Qtr 4: 0; 2011 Qtr 1: 0; 2011 Qtr 2: 0; 2011 Qtr 3: 0; 2011 Qtr 4: 0 | 5
0 | 253144-Commercial Condensor Coil Cleaning (all units - savings at 50% of DEER) Com All CZ07 VintAll |  | System | Commercial | 01-ALC-AllCommercial-Cooling | 0 |  |  |  |  | 10 | 0 | 18 | 0 | 0 | -8 | 60 |  | kWh | 0.047 | 0 | Commercial | [7 empty] | 3 | 0.85 |  |  |  | 0 | 5 | 0 | 0 | 0 | 0 | 0 | 0 | 0 | 0 | 0 | 0 | 2009 Qtr 1: 0; 2009 Qtr 2: 0; 2009 Qtr 3: 0; 2009 Qtr 4: 5; 2010 Qtr 1: 0; 2010 Qtr 2: 0; 2010 Qtr 3: 0; 2010 Qtr 4: 0; 2011 Qtr 1: 0; 2011 Qtr 2: 0; 2011 Qtr 3: 0; 2011 Qtr 4: 0 | 5
0 | 253144-Commercial Condensor Coil Cleaning (all units - savings at 50% of DEER) Com All CZ07 VintAll |  | System | Commercial | 01-ALC-AllCommercial-Cooling | 0 |  |  |  |  | 10 | 0 | 18 | 0 | 0 | -8 | 60 |  | kWh | 0.047 | 0 | Commercial | [7 empty] | 3 | 0.85 |  |  |  | 0 | 5 | 0 | 0 | 0 | 0 | 0 | 0 | 0 | 0 | 0 | 0 | 2009 Qtr 1: 0; 2009 Qtr 2: 0; 2009 Qtr 3: 0; 2009 Qtr 4: 5; 2010 Qtr 1: 0; 2010 Qtr 2: 0; 2010 Qtr 3: 0; 2010 Qtr 4: 0; 2011 Qtr 1: 0; 2011 Qtr 2: 0; 2011 Qtr 3: 0; 2011 Qtr 4: 0 | 5
0 | 253144-Commercial Condensor Coil Cleaning (all units - savings at 50% of DEER) Com All CZ07 VintAll |  | System | Commercial | 01-ALC-AllCommercial-Cooling | 0 |  |  |  |  | 10 | 0 | 18 | 0 | 0 | -8 | 60 |  | kWh | 0.047 | 0 | Commercial | [7 empty] | 3 | 0.85 |  |  |  | 0 | 5 | 0 | 0 | 0 | 0 | 0 | 0 | 0 | 0 | 0 | 0 | 2009 Qtr 1: 0; 2009 Qtr 2: 0; 2009 Qtr 3: 0; 2009 Qtr 4: 5; 2010 Qtr 1: 0; 2010 Qtr 2: 0; 2010 Qtr 3: 0; 2010 Qtr 4: 0; 2011 Qtr 1: 0; 2011 Qtr 2: 0; 2011 Qtr 3: 0; 2011 Qtr 4: 0 | 5
0 | 253144-Commercial Condensor Coil Cleaning (all units - savings at 50% of DEER) Com All CZ07 VintAll |  | System | Commercial | 01-ALC-AllCommercial-Cooling | 0 |  |  |  |  | 10 | 0 | 18 | 0 | 0 | -8 | 60 |  | kWh | 0.047 | 0 | Commercial | [7 empty] | 3 | 0.85 |  |  |  | 0 | 5 | 0 | 0 | 0 | 0 | 0 | 0 | 0 | 0 | 0 | 0 | 2009 Qtr 1: 0; 2009 Qtr 2: 0; 2009 Qtr 3: 0; 2009 Qtr 4: 5; 2010 Qtr 1: 0; 2010 Qtr 2: 0; 2010 Qtr 3: 0; 2010 Qtr 4: 0; 2011 Qtr 1: 0; 2011 Qtr 2: 0; 2011 Qtr 3: 0; 2011 Qtr 4: 0 | 5
0 | 253144-Commercial Condensor Coil Cleaning (all units - savings at 50% of DEER) Com All CZ07 VintAll |  | System | Commercial | 01-ALC-AllCommercial-Cooling | 0 |  |  |  |  | 10 | 0 | 18 | 0 | 0 | -8 | 60 |  | kWh | 0.047 | 0 | Commercial | [7 empty] | 3 | 0.85 |  |  |  | 0 | 5 | 0 | 0 | 0 | 0 | 0 | 0 | 0 | 0 | 0 | 0 | 2009 Qtr 1: 0; 2009 Qtr 2: 0; 2009 Qtr 3: 0; 2009 Qtr 4: 5; 2010 Qtr 1: 0; 2010 Qtr 2: 0; 2010 Qtr 3: 0; 2010 Qtr 4: 0; 2011 Qtr 1: 0; 2011 Qtr 2: 0; 2011 Qtr 3: 0; 2011 Qtr 4: 0 | 5
0 | 253144-Commercial Condensor Coil Cleaning (all units - savings at 50% of DEER) Com All CZ07 VintAll |  | System | Commercial | 01-ALC-AllCommercial-Cooling | 0 |  |  |  |  | 10 | 0 | 18 | 0 | 0 | -8 | 60 |  | kWh | 0.047 | 0 | Commercial | [7 empty] | 3 | 0.85 |  |  |  | 0 | 5 | 0 | 0 | 0 | 0 | 0 | 0 | 0 | 0 | 0 | 0 | 2009 Qtr 1: 0; 2009 Qtr 2: 0; 2009 Qtr 3: 0; 2009 Qtr 4: 5; 2010 Qtr 1: 0; 2010 Qtr 2: 0; 2010 Qtr 3: 0; 2010 Qtr 4: 0; 2011 Qtr 1: 0; 2011 Qtr 2: 0; 2011 Qtr 3: 0; 2011 Qtr 4: 0 | 5
0 | 253144-Commercial Condensor Coil Cleaning (all units - savings at 50% of DEER) Com All CZ07 VintAll |  | System | Commercial | 01-ALC-AllCommercial-Cooling | 0 |  |  |  |  | 10 | 0 | 18 | 0 | 0 | -8 | 60 |  | kWh | 0.047 | 0 | Commercial | [7 empty] | 3 | 0.85 |  |  |  | 0 | 5 | 0 | 0 | 0 | 0 | 0 | 0 | 0 | 0 | 0 | 0 | 2009 Qtr 1: 0; 2009 Qtr 2: 0; 2009 Qtr 3: 0; 2009 Qtr 4: 5; 2010 Qtr 1: 0; 2010 Qtr 2: 0; 2010 Qtr 3: 0; 2010 Qtr 4: 0; 2011 Qtr 1: 0; 2011 Qtr 2: 0; 2011 Qtr 3: 0; 2011 Qtr 4: 0 | 5
0 | 253144-Commercial Condensor Coil Cleaning (all units - savings at 50% of DEER) Com All CZ07 VintAll |  | System | Commercial | 01-ALC-AllCommercial-Cooling | 0 |  |  |  |  | 10 | 0 | 18 | 0 | 0 | -8 | 60 |  | kWh | 0.047 | 0 | Commercial | [7 empty] | 3 | 0.85 |  |  |  | 0 | 6 | 0 | 0 | 0 | 0 | 0 | 0 | 0 | 0 | 0 | 0 | 2009 Qtr 1: 0; 2009 Qtr 2: 0; 2009 Qtr 3: 0; 2009 Qtr 4: 6; 2010 Qtr 1: 0; 2010 Qtr 2: 0; 2010 Qtr 3: 0; 2010 Qtr 4: 0; 2011 Qtr 1: 0; 2011 Qtr 2: 0; 2011 Qtr 3: 0; 2011 Qtr 4: 0 | 6
0 | 253141-Commercial HVAC Diagnostic/Tune-up Com All CZ07 VintAll |  | System | Commercial | 01-ALC-AllCommercial-Cooling | 0 |  |  |  |  | 45.3009 | 0 | 40.8333 | 0 | 0 | 4.4676 | 196 |  | kWh | 0.15 | 0 | Commercial | [7 empty] | 10 | 0.85 |  |  |  | 0 | 3 | 0 | 0 | 0 | 0 | 0 | 0 | 0 | 0 | 0 | 0 | 2009 Qtr 1: 0; 2009 Qtr 2: 0; 2009 Qtr 3: 0; 2009 Qtr 4: 3; 2010 Qtr 1: 0; 2010 Qtr 2: 0; 2010 Qtr 3: 0; 2010 Qtr 4: 0; 2011 Qtr 1: 0; 2011 Qtr 2: 0; 2011 Qtr 3: 0; 2011 Qtr 4: 0 | 3
0 | 253144-Commercial Condensor Coil Cleaning (all units - savings at 50% of DEER) Com All CZ07 VintAll |  | System | Commercial | 01-ALC-AllCommercial-Cooling | 0 |  |  |  |  | 10 | 0 | 18 | 0 | 0 | -8 | 60 |  | kWh | 0.047 | 0 | Commercial | [7 empty] | 3 | 0.85 |  |  |  | 0 | 4 | 0 | 0 | 0 | 0 | 0 | 0 | 0 | 0 | 0 | 0 | 2009 Qtr 1: 0; 2009 Qtr 2: 0; 2009 Qtr 3: 0; 2009 Qtr 4: 4; 2010 Qtr 1: 0; 2010 Qtr 2: 0; 2010 Qtr 3: 0; 2010 Qtr 4: 0; 2011 Qtr 1: 0; 2011 Qtr 2: 0; 2011 Qtr 3: 0; 2011 Qtr 4: 0 | 4
0 | 253141-Commercial HVAC Diagnostic/Tune-up Com All CZ07 VintAll |  | System | Commercial | 01-ALC-AllCommercial-Cooling | 0 |  |  |  |  | 45.3009 | 0 | 40.8333 | 0 | 0 | 4.4676 | 196 |  | kWh | 0.15 | 0 | Commercial | [7 empty] | 10 | 0.85 |  |  |  | 0 | 3 | 0 | 0 | 0 | 0 | 0 | 0 | 0 | 0 | 0 | 0 | 2009 Qtr 1: 0; 2009 Qtr 2: 0; 2009 Qtr 3: 0; 2009 Qtr 4: 3; 2010 Qtr 1: 0; 2010 Qtr 2: 0; 2010 Qtr 3: 0; 2010 Qtr 4: 0; 2011 Qtr 1: 0; 2011 Qtr 2: 0; 2011 Qtr 3: 0; 2011 Qtr 4: 0 | 3
0 | 253144-Commercial Condensor Coil Cleaning (all units - savings at 50% of DEER) Com All CZ07 VintAll |  | System | Commercial | 01-ALC-AllCommercial-Cooling | 0 |  |  |  |  | 10 | 0 | 18 | 0 | 0 | -8 | 60 |  | kWh | 0.047 | 0 | Commercial | [7 empty] | 3 | 0.85 |  |  |  | 0 | 4 | 0 | 0 | 0 | 0 | 0 | 0 | 0 | 0 | 0 | 0 | 2009 Qtr 1: 0; 2009 Qtr 2: 0; 2009 Qtr 3: 0; 2009 Qtr 4: 4; 2010 Qtr 1: 0; 2010 Qtr 2: 0; 2010 Qtr 3: 0; 2010 Qtr 4: 0; 2011 Qtr 1: 0; 2011 Qtr 2: 0; 2011 Qtr 3: 0; 2011 Qtr 4: 0 | 4
0 | 253142-Commercial HVAC Diagnostic/Tune-up Com All CZ10 VintAll |  | System | Commercial | 01-ALC-AllCommercial-Cooling | 0 |  |  |  |  | 45.3009 | 0 | 37.5 | 0 | 0 | 7.8009 | 214 |  | kWh | 0.15 | 0 | Commercial | [7 empty] | 10 | 0.85 |  |  |  | 0 | 7 | 0 | 0 | 0 | 0 | 0 | 0 | 0 | 0 | 0 | 0 | 2009 Qtr 1: 0; 2009 Qtr 2: 0; 2009 Qtr 3: 0; 2009 Qtr 4: 7; 2010 Qtr 1: 0; 2010 Qtr 2: 0; 2010 Qtr 3: 0; 2010 Qtr 4: 0; 2011 Qtr 1: 0; 2011 Qtr 2: 0; 2011 Qtr 3: 0; 2011 Qtr 4: 0 | 7
0 | 253145-Commercial Condensor Coil Cleaning (all units - savings at 50% of DEER) Com All CZ10 VintAll |  | System | Commercial | 01-ALC-AllCommercial-Cooling | 0 |  |  |  |  | 10 | 0 | 19.2857 | 0 | 0 | -9.2857 | 74 |  | kWh | 0.0665 | 0 | Commercial | [7 empty] | 3 | 0.85 |  |  |  | 0 | 7 | 0 | 0 | 0 | 0 | 0 | 0 | 0 | 0 | 0 | 0 | 2009 Qtr 1: 0; 2009 Qtr 2: 0; 2009 Qtr 3: 0; 2009 Qtr 4: 7; 2010 Qtr 1: 0; 2010 Qtr 2: 0; 2010 Qtr 3: 0; 2010 Qtr 4: 0; 2011 Qtr 1: 0; 2011 Qtr 2: 0; 2011 Qtr 3: 0; 2011 Qtr 4: 0 | 7
0 | 253142-Commercial HVAC Diagnostic/Tune-up Com All CZ10 VintAll |  | System | Commercial | 01-ALC-AllCommercial-Cooling | 0 |  |  |  |  | 45.3009 | 0 | 37.5 | 0 | 0 | 7.8009 | 214 |  | kWh | 0.15 | 0 | Commercial | [7 empty] | 10 | 0.85 |  |  |  | 0 | 7 | 0 | 0 | 0 | 0 | 0 | 0 | 0 | 0 | 0 | 0 | 2009 Qtr 1: 0; 2009 Qtr 2: 0; 2009 Qtr 3: 0; 2009 Qtr 4: 7; 2010 Qtr 1: 0; 2010 Qtr 2: 0; 2010 Qtr 3: 0; 2010 Qtr 4: 0; 2011 Qtr 1: 0; 2011 Qtr 2: 0; 2011 Qtr 3: 0; 2011 Qtr 4: 0 | 7
0 | 253145-Commercial Condensor Coil Cleaning (all units - savings at 50% of DEER) Com All CZ10 VintAll |  | System | Commercial | 01-ALC-AllCommercial-Cooling | 0 |  |  |  |  | 10 | 0 | 19.2857 | 0 | 0 | -9.2857 | 74 |  | kWh | 0.0665 | 0 | Commercial | [7 empty] | 3 | 0.85 |  |  |  | 0 | 7 | 0 | 0 | 0 | 0 | 0 | 0 | 0 | 0 | 0 | 0 | 2009 Qtr 1: 0; 2009 Qtr 2: 0; 2009 Qtr 3: 0; 2009 Qtr 4: 7; 2010 Qtr 1: 0; 2010 Qtr 2: 0; 2010 Qtr 3: 0; 2010 Qtr 4: 0; 2011 Qtr 1: 0; 2011 Qtr 2: 0; 2011 Qtr 3: 0; 2011 Qtr 4: 0 | 7
0 | 253142-Commercial HVAC Diagnostic/Tune-up Com All CZ10 VintAll |  | System | Commercial | 01-ALC-AllCommercial-Cooling | 0 |  |  |  |  | 45.3009 | 0 | 43.75 | 0 | 0 | 1.5509 | 214 |  | kWh | 0.15 | 0 | Commercial | [7 empty] | 10 | 0.85 |  |  |  | 0 | 2 | 0 | 0 | 0 | 0 | 0 | 0 | 0 | 0 | 0 | 0 | 2009 Qtr 1: 0; 2009 Qtr 2: 0; 2009 Qtr 3: 0; 2009 Qtr 4: 2; 2010 Qtr 1: 0; 2010 Qtr 2: 0; 2010 Qtr 3: 0; 2010 Qtr 4: 0; 2011 Qtr 1: 0; 2011 Qtr 2: 0; 2011 Qtr 3: 0; 2011 Qtr 4: 0 | 2
0 | 253142-Commercial HVAC Diagnostic/Tune-up Com All CZ10 VintAll |  | System | Commercial | 01-ALC-AllCommercial-Cooling | 0 |  |  |  |  | 45.3009 | 0 | 35 | 0 | 0 | 10.3009 | 214 |  | kWh | 0.15 | 0 | Commercial | [7 empty] | 10 | 0.85 |  |  |  | 0 | 5 | 0 | 0 | 0 | 0 | 0 | 0 | 0 | 0 | 0 | 0 | 2009 Qtr 1: 0; 2009 Qtr 2: 0; 2009 Qtr 3: 0; 2009 Qtr 4: 5; 2010 Qtr 1: 0; 2010 Qtr 2: 0; 2010 Qtr 3: 0; 2010 Qtr 4: 0; 2011 Qtr 1: 0; 2011 Qtr 2: 0; 2011 Qtr 3: 0; 2011 Qtr 4: 0 | 5
0 | 253145-Commercial Condensor Coil Cleaning (all units - savings at 50% of DEER) Com All CZ10 VintAll |  | System | Commercial | 01-ALC-AllCommercial-Cooling | 0 |  |  |  |  | 10 | 0 | 18 | 0 | 0 | -8 | 74 |  | kWh | 0.0665 | 0 | Commercial | [7 empty] | 3 | 0.85 |  |  |  | 0 | 5 | 0 | 0 | 0 | 0 | 0 | 0 | 0 | 0 | 0 | 0 | 2009 Qtr 1: 0; 2009 Qtr 2: 0; 2009 Qtr 3: 0; 2009 Qtr 4: 5; 2010 Qtr 1: 0; 2010 Qtr 2: 0; 2010 Qtr 3: 0; 2010 Qtr 4: 0; 2011 Qtr 1: 0; 2011 Qtr 2: 0; 2011 Qtr 3: 0; 2011 Qtr 4: 0 | 5
0 | 253142-Commercial HVAC Diagnostic/Tune-up Com All CZ10 VintAll |  | System | Commercial | 01-ALC-AllCommercial-Cooling | 0 |  |  |  |  | 45.3009 | 0 | 43.75 | 0 | 0 | 1.5509 | 214 |  | kWh | 0.15 | 0 | Commercial | [7 empty] | 10 | 0.85 |  |  |  | 0 | 2 | 0 | 0 | 0 | 0 | 0 | 0 | 0 | 0 | 0 | 0 | 2009 Qtr 1: 0; 2009 Qtr 2: 0; 2009 Qtr 3: 0; 2009 Qtr 4: 2; 2010 Qtr 1: 0; 2010 Qtr 2: 0; 2010 Qtr 3: 0; 2010 Qtr 4: 0; 2011 Qtr 1: 0; 2011 Qtr 2: 0; 2011 Qtr 3: 0; 2011 Qtr 4: 0 | 2
0 | 253145-Commercial Condensor Coil Cleaning (all units - savings at 50% of DEER) Com All CZ10 VintAll |  | System | Commercial | 01-ALC-AllCommercial-Cooling | 0 |  |  |  |  | 10 | 0 | 18 | 0 | 0 | -8 | 74 |  | kWh | 0.0665 | 0 | Commercial | [7 empty] | 3 | 0.85 |  |  |  | 0 | 2 | 0 | 0 | 0 | 0 | 0 | 0 | 0 | 0 | 0 | 0 | 2009 Qtr 1: 0; 2009 Qtr 2: 0; 2009 Qtr 3: 0; 2009 Qtr 4: 2; 2010 Qtr 1: 0; 2010 Qtr 2: 0; 2010 Qtr 3: 0; 2010 Qtr 4: 0; 2011 Qtr 1: 0; 2011 Qtr 2: 0; 2011 Qtr 3: 0; 2011 Qtr 4: 0 | 2
0 | 253142-Commercial HVAC Diagnostic/Tune-up Com All CZ10 VintAll |  | System | Commercial | 01-ALC-AllCommercial-Cooling | 0 |  |  |  |  | 45.3009 | 0 | 43.75 | 0 | 0 | 1.5509 | 214 |  | kWh | 0.15 | 0 | Commercial | [7 empty] | 10 | 0.85 |  |  |  | 0 | 2 | 0 | 0 | 0 | 0 | 0 | 0 | 0 | 0 | 0 | 0 | 2009 Qtr 1: 0; 2009 Qtr 2: 0; 2009 Qtr 3: 0; 2009 Qtr 4: 2; 2010 Qtr 1: 0; 2010 Qtr 2: 0; 2010 Qtr 3: 0; 2010 Qtr 4: 0; 2011 Qtr 1: 0; 2011 Qtr 2: 0; 2011 Qtr 3: 0; 2011 Qtr 4: 0 | 2
0 | 253145-Commercial Condensor Coil Cleaning (all units - savings at 50% of DEER) Com All CZ10 VintAll |  | System | Commercial | 01-ALC-AllCommercial-Cooling | 0 |  |  |  |  | 10 | 0 | 18 | 0 | 0 | -8 | 74 |  | kWh | 0.0665 | 0 | Commercial | [7 empty] | 3 | 0.85 |  |  |  | 0 | 2 | 0 | 0 | 0 | 0 | 0 | 0 | 0 | 0 | 0 | 0 | 2009 Qtr 1: 0; 2009 Qtr 2: 0; 2009 Qtr 3: 0; 2009 Qtr 4: 2; 2010 Qtr 1: 0; 2010 Qtr 2: 0; 2010 Qtr 3: 0; 2010 Qtr 4: 0; 2011 Qtr 1: 0; 2011 Qtr 2: 0; 2011 Qtr 3: 0; 2011 Qtr 4: 0 | 2
0 | 253142-Commercial HVAC Diagnostic/Tune-up Com All CZ10 VintAll |  | System | Commercial | 01-ALC-AllCommercial-Cooling | 0 |  |  |  |  | 45.3009 | 0 | 35 | 0 | 0 | 10.3009 | 214 |  | kWh | 0.15 | 0 | Commercial | [7 empty] | 10 | 0.85 |  |  |  | 0 | 5 | 0 | 0 | 0 | 0 | 0 | 0 | 0 | 0 | 0 | 0 | 2009 Qtr 1: 0; 2009 Qtr 2: 0; 2009 Qtr 3: 0; 2009 Qtr 4: 5; 2010 Qtr 1: 0; 2010 Qtr 2: 0; 2010 Qtr 3: 0; 2010 Qtr 4: 0; 2011 Qtr 1: 0; 2011 Qtr 2: 0; 2011 Qtr 3: 0; 2011 Qtr 4: 0 | 5
0 | 253145-Commercial Condensor Coil Cleaning (all units - savings at 50% of DEER) Com All CZ10 VintAll |  | System | Commercial | 01-ALC-AllCommercial-Cooling | 0 |  |  |  |  | 10 | 0 | 18 | 0 | 0 | -8 | 74 |  | kWh | 0.0665 | 0 | Commercial | [7 empty] | 3 | 0.85 |  |  |  | 0 | 5 | 0 | 0 | 0 | 0 | 0 | 0 | 0 | 0 | 0 | 0 | 2009 Qtr 1: 0; 2009 Qtr 2: 0; 2009 Qtr 3: 0; 2009 Qtr 4: 5; 2010 Qtr 1: 0; 2010 Qtr 2: 0; 2010 Qtr 3: 0; 2010 Qtr 4: 0; 2011 Qtr 1: 0; 2011 Qtr 2: 0; 2011 Qtr 3: 0; 2011 Qtr 4: 0 | 5
0 | 253142-Commercial HVAC Diagnostic/Tune-up Com All CZ10 VintAll |  | System | Commercial | 01-ALC-AllCommercial-Cooling | 0 |  |  |  |  | 45.3009 | 0 | 35 | 0 | 0 | 10.3009 | 214 |  | kWh | 0.15 | 0 | Commercial | [7 empty] | 10 | 0.85 |  |  |  | 0 | 2 | 0 | 0 | 0 | 0 | 0 | 0 | 0 | 0 | 0 | 0 | 2009 Qtr 1: 0; 2009 Qtr 2: 0; 2009 Qtr 3: 0; 2009 Qtr 4: 2; 2010 Qtr 1: 0; 2010 Qtr 2: 0; 2010 Qtr 3: 0; 2010 Qtr 4: 0; 2011 Qtr 1: 0; 2011 Qtr 2: 0; 2011 Qtr 3: 0; 2011 Qtr 4: 0 | 2
0 | 253145-Commercial Condensor Coil Cleaning (all units - savings at 50% of DEER) Com All CZ10 VintAll |  | System | Commercial | 01-ALC-AllCommercial-Cooling | 0 |  |  |  |  | 10 | 0 | 18 | 0 | 0 | -8 | 74 |  | kWh | 0.0665 | 0 | Commercial | [7 empty] | 3 | 0.85 |  |  |  | 0 | 2 | 0 | 0 | 0 | 0 | 0 | 0 | 0 | 0 | 0 | 0 | 2009 Qtr 1: 0; 2009 Qtr 2: 0; 2009 Qtr 3: 0; 2009 Qtr 4: 2; 2010 Qtr 1: 0; 2010 Qtr 2: 0; 2010 Qtr 3: 0; 2010 Qtr 4: 0; 2011 Qtr 1: 0; 2011 Qtr 2: 0; 2011 Qtr 3: 0; 2011 Qtr 4: 0 | 2
0 | 253145-Commercial Condensor Coil Cleaning (all units - savings at 50% of DEER) Com All CZ10 VintAll |  | System | Commercial | 01-ALC-AllCommercial-Cooling | 0 |  |  |  |  | 10 | 0 | 18 | 0 | 0 | -8 | 74 |  | kWh | 0.0665 | 0 | Commercial | [7 empty] | 3 | 0.85 |  |  |  | 0 | 2 | 0 | 0 | 0 | 0 | 0 | 0 | 0 | 0 | 0 | 0 | 2009 Qtr 1: 0; 2009 Qtr 2: 0; 2009 Qtr 3: 0; 2009 Qtr 4: 2; 2010 Qtr 1: 0; 2010 Qtr 2: 0; 2010 Qtr 3: 0; 2010 Qtr 4: 0; 2011 Qtr 1: 0; 2011 Qtr 2: 0; 2011 Qtr 3: 0; 2011 Qtr 4: 0 | 2
0 | 253142-Commercial HVAC Diagnostic/Tune-up Com All CZ10 VintAll |  | System | Commercial | 01-ALC-AllCommercial-Cooling | 0 |  |  |  |  | 45.3009 | 0 | 35 | 0 | 0 | 10.3009 | 214 |  | kWh | 0.15 | 0 | Commercial | [7 empty] | 10 | 0.85 |  |  |  | 0 | 5 | 0 | 0 | 0 | 0 | 0 | 0 | 0 | 0 | 0 | 0 | 2009 Qtr 1: 0; 2009 Qtr 2: 0; 2009 Qtr 3: 0; 2009 Qtr 4: 5; 2010 Qtr 1: 0; 2010 Qtr 2: 0; 2010 Qtr 3: 0; 2010 Qtr 4: 0; 2011 Qtr 1: 0; 2011 Qtr 2: 0; 2011 Qtr 3: 0; 2011 Qtr 4: 0 | 5
0 | 253145-Commercial Condensor Coil Cleaning (all units - savings at 50% of DEER) Com All CZ10 VintAll |  | System | Commercial | 01-ALC-AllCommercial-Cooling | 0 |  |  |  |  | 10 | 0 | 18 | 0 | 0 | -8 | 74 |  | kWh | 0.0665 | 0 | Commercial | [7 empty] | 3 | 0.85 |  |  |  | 0 | 5 | 0 | 0 | 0 | 0 | 0 | 0 | 0 | 0 | 0 | 0 | 2009 Qtr 1: 0; 2009 Qtr 2: 0; 2009 Qtr 3: 0; 2009 Qtr 4: 5; 2010 Qtr 1: 0; 2010 Qtr 2: 0; 2010 Qtr 3: 0; 2010 Qtr 4: 0; 2011 Qtr 1: 0; 2011 Qtr 2: 0; 2011 Qtr 3: 0; 2011 Qtr 4: 0 | 5
0 | 253142-Commercial HVAC Diagnostic/Tune-up Com All CZ10 VintAll |  | System | Commercial | 01-ALC-AllCommercial-Cooling | 0 |  |  |  |  | 45.3009 | 0 | 43.75 | 0 | 0 | 1.5509 | 214 |  | kWh | 0.15 | 0 | Commercial | [7 empty] | 10 | 0.85 |  |  |  | 0 | 2 | 0 | 0 | 0 | 0 | 0 | 0 | 0 | 0 | 0 | 0 | 2009 Qtr 1: 0; 2009 Qtr 2: 0; 2009 Qtr 3: 0; 2009 Qtr 4: 2; 2010 Qtr 1: 0; 2010 Qtr 2: 0; 2010 Qtr 3: 0; 2010 Qtr 4: 0; 2011 Qtr 1: 0; 2011 Qtr 2: 0; 2011 Qtr 3: 0; 2011 Qtr 4: 0 | 2
0 | 253145-Commercial Condensor Coil Cleaning (all units - savings at 50% of DEER) Com All CZ10 VintAll |  | System | Commercial | 01-ALC-AllCommercial-Cooling | 0 |  |  |  |  | 10 | 0 | 18 | 0 | 0 | -8 | 74 |  | kWh | 0.0665 | 0 | Commercial | [7 empty] | 3 | 0.85 |  |  |  | 0 | 2 | 0 | 0 | 0 | 0 | 0 | 0 | 0 | 0 | 0 | 0 | 2009 Qtr 1: 0; 2009 Qtr 2: 0; 2009 Qtr 3: 0; 2009 Qtr 4: 2; 2010 Qtr 1: 0; 2010 Qtr 2: 0; 2010 Qtr 3: 0; 2010 Qtr 4: 0; 2011 Qtr 1: 0; 2011 Qtr 2: 0; 2011 Qtr 3: 0; 2011 Qtr 4: 0 | 2
0 | 253142-Commercial HVAC Diagnostic/Tune-up Com All CZ10 VintAll |  | System | Commercial | 01-ALC-AllCommercial-Cooling | 0 |  |  |  |  | 45.3009 | 0 | 35 | 0 | 0 | 10.3009 | 214 |  | kWh | 0.15 | 0 | Commercial | [7 empty] | 10 | 0.85 |  |  |  | 0 | 5 | 0 | 0 | 0 | 0 | 0 | 0 | 0 | 0 | 0 | 0 | 2009 Qtr 1: 0; 2009 Qtr 2: 0; 2009 Qtr 3: 0; 2009 Qtr 4: 5; 2010 Qtr 1: 0; 2010 Qtr 2: 0; 2010 Qtr 3: 0; 2010 Qtr 4: 0; 2011 Qtr 1: 0; 2011 Qtr 2: 0; 2011 Qtr 3: 0; 2011 Qtr 4: 0 | 5
0 | 253145-Commercial Condensor Coil Cleaning (all units - savings at 50% of DEER) Com All CZ10 VintAll |  | System | Commercial | 01-ALC-AllCommercial-Cooling | 0 |  |  |  |  | 10 | 0 | 18 | 0 | 0 | -8 | 74 |  | kWh | 0.0665 | 0 | Commercial | [7 empty] | 3 | 0.85 |  |  |  | 0 | 5 | 0 | 0 | 0 | 0 | 0 | 0 | 0 | 0 | 0 | 0 | 2009 Qtr 1: 0; 2009 Qtr 2: 0; 2009 Qtr 3: 0; 2009 Qtr 4: 5; 2010 Qtr 1: 0; 2010 Qtr 2: 0; 2010 Qtr 3: 0; 2010 Qtr 4: 0; 2011 Qtr 1: 0; 2011 Qtr 2: 0; 2011 Qtr 3: 0; 2011 Qtr 4: 0 | 5
0 | 253142-Commercial HVAC Diagnostic/Tune-up Com All CZ10 VintAll |  | System | Commercial | 01-ALC-AllCommercial-Cooling | 0 |  |  |  |  | 45.3009 | 0 | 35 | 0 | 0 | 10.3009 | 214 |  | kWh | 0.15 | 0 | Commercial | [7 empty] | 10 | 0.85 |  |  |  | 0 | 2 | 0 | 0 | 0 | 0 | 0 | 0 | 0 | 0 | 0 | 0 | 2009 Qtr 1: 0; 2009 Qtr 2: 0; 2009 Qtr 3: 0; 2009 Qtr 4: 2; 2010 Qtr 1: 0; 2010 Qtr 2: 0; 2010 Qtr 3: 0; 2010 Qtr 4: 0; 2011 Qtr 1: 0; 2011 Qtr 2: 0; 2011 Qtr 3: 0; 2011 Qtr 4: 0 | 2
0 | 253145-Commercial Condensor Coil Cleaning (all units - savings at 50% of DEER) Com All CZ10 VintAll |  | System | Commercial | 01-ALC-AllCommercial-Cooling | 0 |  |  |  |  | 10 | 0 | 18 | 0 | 0 | -8 | 74 |  | kWh | 0.0665 | 0 | Commercial | [7 empty] | 3 | 0.85 |  |  |  | 0 | 2 | 0 | 0 | 0 | 0 | 0 | 0 | 0 | 0 | 0 | 0 | 2009 Qtr 1: 0; 2009 Qtr 2: 0; 2009 Qtr 3: 0; 2009 Qtr 4: 2; 2010 Qtr 1: 0; 2010 Qtr 2: 0; 2010 Qtr 3: 0; 2010 Qtr 4: 0; 2011 Qtr 1: 0; 2011 Qtr 2: 0; 2011 Qtr 3: 0; 2011 Qtr 4: 0 | 2
0 | 253145-Commercial Condensor Coil Cleaning (all units - savings at 50% of DEER) Com All CZ10 VintAll |  | System | Commercial | 01-ALC-AllCommercial-Cooling | 0 |  |  |  |  | 10 | 0 | 18 | 0 | 0 | -8 | 74 |  | kWh | 0.0665 | 0 | Commercial | [7 empty] | 3 | 0.85 |  |  |  | 0 | 3 | 0 | 0 | 0 | 0 | 0 | 0 | 0 | 0 | 0 | 0 | 2009 Qtr 1: 0; 2009 Qtr 2: 0; 2009 Qtr 3: 0; 2009 Qtr 4: 3; 2010 Qtr 1: 0; 2010 Qtr 2: 0; 2010 Qtr 3: 0; 2010 Qtr 4: 0; 2011 Qtr 1: 0; 2011 Qtr 2: 0; 2011 Qtr 3: 0; 2011 Qtr 4: 0 | 3
0 | 253141-Commercial HVAC Diagnostic/Tune-up Com All CZ07 VintAll |  | System | Commercial | 01-ALC-AllCommercial-Cooling | 0 |  |  |  |  | 45.3009 | 0 | 35 | 0 | 0 | 10.3009 | 196 |  | kWh | 0.15 | 0 | Commercial | [7 empty] | 10 | 0.85 |  |  |  | 0 | 5 | 0 | 0 | 0 | 0 | 0 | 0 | 0 | 0 | 0 | 0 | 2009 Qtr 1: 0; 2009 Qtr 2: 0; 2009 Qtr 3: 0; 2009 Qtr 4: 5; 2010 Qtr 1: 0; 2010 Qtr 2: 0; 2010 Qtr 3: 0; 2010 Qtr 4: 0; 2011 Qtr 1: 0; 2011 Qtr 2: 0; 2011 Qtr 3: 0; 2011 Qtr 4: 0 | 5
0 | 253144-Commercial Condensor Coil Cleaning (all units - savings at 50% of DEER) Com All CZ07 VintAll |  | System | Commercial | 01-ALC-AllCommercial-Cooling | 0 |  |  |  |  | 10 | 0 | 18 | 0 | 0 | -8 | 60 |  | kWh | 0.047 | 0 | Commercial | [7 empty] | 3 | 0.85 |  |  |  | 0 | 5 | 0 | 0 | 0 | 0 | 0 | 0 | 0 | 0 | 0 | 0 | 2009 Qtr 1: 0; 2009 Qtr 2: 0; 2009 Qtr 3: 0; 2009 Qtr 4: 5; 2010 Qtr 1: 0; 2010 Qtr 2: 0; 2010 Qtr 3: 0; 2010 Qtr 4: 0; 2011 Qtr 1: 0; 2011 Qtr 2: 0; 2011 Qtr 3: 0; 2011 Qtr 4: 0 | 5
0 | 253141-Commercial HVAC Diagnostic/Tune-up Com All CZ07 VintAll |  | System | Commercial | 01-ALC-AllCommercial-Cooling | 0 |  |  |  |  | 45.3009 | 0 | 35 | 0 | 0 | 10.3009 | 196 |  | kWh | 0.15 | 0 | Commercial | [7 empty] | 10 | 0.85 |  |  |  | 0 | 5 | 0 | 0 | 0 | 0 | 0 | 0 | 0 | 0 | 0 | 0 | 2009 Qtr 1: 0; 2009 Qtr 2: 0; 2009 Qtr 3: 0; 2009 Qtr 4: 5; 2010 Qtr 1: 0; 2010 Qtr 2: 0; 2010 Qtr 3: 0; 2010 Qtr 4: 0; 2011 Qtr 1: 0; 2011 Qtr 2: 0; 2011 Qtr 3: 0; 2011 Qtr 4: 0 | 5
0 | 253144-Commercial Condensor Coil Cleaning (all units - savings at 50% of DEER) Com All CZ07 VintAll |  | System | Commercial | 01-ALC-AllCommercial-Cooling | 0 |  |  |  |  | 10 | 0 | 18 | 0 | 0 | -8 | 60 |  | kWh | 0.047 | 0 | Commercial | [7 empty] | 3 | 0.85 |  |  |  | 0 | 5 | 0 | 0 | 0 | 0 | 0 | 0 | 0 | 0 | 0 | 0 | 2009 Qtr 1: 0; 2009 Qtr 2: 0; 2009 Qtr 3: 0; 2009 Qtr 4: 5; 2010 Qtr 1: 0; 2010 Qtr 2: 0; 2010 Qtr 3: 0; 2010 Qtr 4: 0; 2011 Qtr 1: 0; 2011 Qtr 2: 0; 2011 Qtr 3: 0; 2011 Qtr 4: 0 | 5
0 | 253141-Commercial HVAC Diagnostic/Tune-up Com All CZ07 VintAll |  | System | Commercial | 01-ALC-AllCommercial-Cooling | 0 |  |  |  |  | 45.3009 | 0 | 35 | 0 | 0 | 10.3009 | 196 |  | kWh | 0.15 | 0 | Commercial | [7 empty] | 10 | 0.85 |  |  |  | 0 | 5 | 0 | 0 | 0 | 0 | 0 | 0 | 0 | 0 | 0 | 0 | 2009 Qtr 1: 0; 2009 Qtr 2: 0; 2009 Qtr 3: 0; 2009 Qtr 4: 5; 2010 Qtr 1: 0; 2010 Qtr 2: 0; 2010 Qtr 3: 0; 2010 Qtr 4: 0; 2011 Qtr 1: 0; 2011 Qtr 2: 0; 2011 Qtr 3: 0; 2011 Qtr 4: 0 | 5
0 | 253144-Commercial Condensor Coil Cleaning (all units - savings at 50% of DEER) Com All CZ07 VintAll |  | System | Commercial | 01-ALC-AllCommercial-Cooling | 0 |  |  |  |  | 10 | 0 | 18 | 0 | 0 | -8 | 60 |  | kWh | 0.047 | 0 | Commercial | [7 empty] | 3 | 0.85 |  |  |  | 0 | 5 | 0 | 0 | 0 | 0 | 0 | 0 | 0 | 0 | 0 | 0 | 2009 Qtr 1: 0; 2009 Qtr 2: 0; 2009 Qtr 3: 0; 2009 Qtr 4: 5; 2010 Qtr 1: 0; 2010 Qtr 2: 0; 2010 Qtr 3: 0; 2010 Qtr 4: 0; 2011 Qtr 1: 0; 2011 Qtr 2: 0; 2011 Qtr 3: 0; 2011 Qtr 4: 0 | 5
0 | 253141-Commercial HVAC Diagnostic/Tune-up Com All CZ07 VintAll |  | System | Commercial | 01-ALC-AllCommercial-Cooling | 0 |  |  |  |  | 45.3009 | 0 | 35 | 0 | 0 | 10.3009 | 196 |  | kWh | 0.15 | 0 | Commercial | [7 empty] | 10 | 0.85 |  |  |  | 0 | 5 | 0 | 0 | 0 | 0 | 0 | 0 | 0 | 0 | 0 | 0 | 2009 Qtr 1: 0; 2009 Qtr 2: 0; 2009 Qtr 3: 0; 2009 Qtr 4: 5; 2010 Qtr 1: 0; 2010 Qtr 2: 0; 2010 Qtr 3: 0; 2010 Qtr 4: 0; 2011 Qtr 1: 0; 2011 Qtr 2: 0; 2011 Qtr 3: 0; 2011 Qtr 4: 0 | 5
0 | 253144-Commercial Condensor Coil Cleaning (all units - savings at 50% of DEER) Com All CZ07 VintAll |  | System | Commercial | 01-ALC-AllCommercial-Cooling | 0 |  |  |  |  | 10 | 0 | 18 | 0 | 0 | -8 | 60 |  | kWh | 0.047 | 0 | Commercial | [7 empty] | 3 | 0.85 |  |  |  | 0 | 3 | 0 | 0 | 0 | 0 | 0 | 0 | 0 | 0 | 0 | 0 | 2009 Qtr 1: 0; 2009 Qtr 2: 0; 2009 Qtr 3: 0; 2009 Qtr 4: 3; 2010 Qtr 1: 0; 2010 Qtr 2: 0; 2010 Qtr 3: 0; 2010 Qtr 4: 0; 2011 Qtr 1: 0; 2011 Qtr 2: 0; 2011 Qtr 3: 0; 2011 Qtr 4: 0 | 3
0 | 253141-Commercial HVAC Diagnostic/Tune-up Com All CZ07 VintAll |  | System | Commercial | 01-ALC-AllCommercial-Cooling | 0 |  |  |  |  | 45.3009 | 0 | 35 | 0 | 0 | 10.3009 | 196 |  | kWh | 0.15 | 0 | Commercial | [7 empty] | 10 | 0.85 |  |  |  | 0 | 5 | 0 | 0 | 0 | 0 | 0 | 0 | 0 | 0 | 0 | 0 | 2009 Qtr 1: 0; 2009 Qtr 2: 0; 2009 Qtr 3: 0; 2009 Qtr 4: 5; 2010 Qtr 1: 0; 2010 Qtr 2: 0; 2010 Qtr 3: 0; 2010 Qtr 4: 0; 2011 Qtr 1: 0; 2011 Qtr 2: 0; 2011 Qtr 3: 0; 2011 Qtr 4: 0 | 5
0 | 253144-Commercial Condensor Coil Cleaning (all units - savings at 50% of DEER) Com All CZ07 VintAll |  | System | Commercial | 01-ALC-AllCommercial-Cooling | 0 |  |  |  |  | 10 | 0 | 18 | 0 | 0 | -8 | 60 |  | kWh | 0.047 | 0 | Commercial | [7 empty] | 3 | 0.85 |  |  |  | 0 | 5 | 0 | 0 | 0 | 0 | 0 | 0 | 0 | 0 | 0 | 0 | 2009 Qtr 1: 0; 2009 Qtr 2: 0; 2009 Qtr 3: 0; 2009 Qtr 4: 5; 2010 Qtr 1: 0; 2010 Qtr 2: 0; 2010 Qtr 3: 0; 2010 Qtr 4: 0; 2011 Qtr 1: 0; 2011 Qtr 2: 0; 2011 Qtr 3: 0; 2011 Qtr 4: 0 | 5
0 | 253144-Commercial Condensor Coil Cleaning (all units - savings at 50% of DEER) Com All CZ07 VintAll |  | System | Commercial | 01-ALC-AllCommercial-Cooling | 0 |  |  |  |  | 10 | 0 | 18 | 0 | 0 | -8 | 60 |  | kWh | 0.047 | 0 | Commercial | [7 empty] | 3 | 0.85 |  |  |  | 0 | 5 | 0 | 0 | 0 | 0 | 0 | 0 | 0 | 0 | 0 | 0 | 2009 Qtr 1: 0; 2009 Qtr 2: 0; 2009 Qtr 3: 0; 2009 Qtr 4: 5; 2010 Qtr 1: 0; 2010 Qtr 2: 0; 2010 Qtr 3: 0; 2010 Qtr 4: 0; 2011 Qtr 1: 0; 2011 Qtr 2: 0; 2011 Qtr 3: 0; 2011 Qtr 4: 0 | 5
0 | 253141-Commercial HVAC Diagnostic/Tune-up Com All CZ07 VintAll |  | System | Commercial | 01-ALC-AllCommercial-Cooling | 0 |  |  |  |  | 45.3009 | 0 | 35 | 0 | 0 | 10.3009 | 196 |  | kWh | 0.15 | 0 | Commercial | [7 empty] | 10 | 0.85 |  |  |  | 0 | 5 | 0 | 0 | 0 | 0 | 0 | 0 | 0 | 0 | 0 | 0 | 2009 Qtr 1: 0; 2009 Qtr 2: 0; 2009 Qtr 3: 0; 2009 Qtr 4: 5; 2010 Qtr 1: 0; 2010 Qtr 2: 0; 2010 Qtr 3: 0; 2010 Qtr 4: 0; 2011 Qtr 1: 0; 2011 Qtr 2: 0; 2011 Qtr 3: 0; 2011 Qtr 4: 0 | 5
0 | 253144-Commercial Condensor Coil Cleaning (all units - savings at 50% of DEER) Com All CZ07 VintAll |  | System | Commercial | 01-ALC-AllCommercial-Cooling | 0 |  |  |  |  | 10 | 0 | 18 | 0 | 0 | -8 | 60 |  | kWh | 0.047 | 0 | Commercial | [7 empty] | 3 | 0.85 |  |  |  | 0 | 5 | 0 | 0 | 0 | 0 | 0 | 0 | 0 | 0 | 0 | 0 | 2009 Qtr 1: 0; 2009 Qtr 2: 0; 2009 Qtr 3: 0; 2009 Qtr 4: 5; 2010 Qtr 1: 0; 2010 Qtr 2: 0; 2010 Qtr 3: 0; 2010 Qtr 4: 0; 2011 Qtr 1: 0; 2011 Qtr 2: 0; 2011 Qtr 3: 0; 2011 Qtr 4: 0 | 5
0 | 253141-Commercial HVAC Diagnostic/Tune-up Com All CZ07 VintAll |  | System | Commercial | 01-ALC-AllCommercial-Cooling | 0 |  |  |  |  | 45.3009 | 0 | 35 | 0 | 0 | 10.3009 | 196 |  | kWh | 0.15 | 0 | Commercial | [7 empty] | 10 | 0.85 |  |  |  | 0 | 5 | 0 | 0 | 0 | 0 | 0 | 0 | 0 | 0 | 0 | 0 | 2009 Qtr 1: 0; 2009 Qtr 2: 0; 2009 Qtr 3: 0; 2009 Qtr 4: 5; 2010 Qtr 1: 0; 2010 Qtr 2: 0; 2010 Qtr 3: 0; 2010 Qtr 4: 0; 2011 Qtr 1: 0; 2011 Qtr 2: 0; 2011 Qtr 3: 0; 2011 Qtr 4: 0 | 5
0 | 253144-Commercial Condensor Coil Cleaning (all units - savings at 50% of DEER) Com All CZ07 VintAll |  | System | Commercial | 01-ALC-AllCommercial-Cooling | 0 |  |  |  |  | 10 | 0 | 18 | 0 | 0 | -8 | 60 |  | kWh | 0.047 | 0 | Commercial | [7 empty] | 3 | 0.85 |  |  |  | 0 | 5 | 0 | 0 | 0 | 0 | 0 | 0 | 0 | 0 | 0 | 0 | 2009 Qtr 1: 0; 2009 Qtr 2: 0; 2009 Qtr 3: 0; 2009 Qtr 4: 5; 2010 Qtr 1: 0; 2010 Qtr 2: 0; 2010 Qtr 3: 0; 2010 Qtr 4: 0; 2011 Qtr 1: 0; 2011 Qtr 2: 0; 2011 Qtr 3: 0; 2011 Qtr 4: 0 | 5
0 | 253141-Commercial HVAC Diagnostic/Tune-up Com All CZ07 VintAll |  | System | Commercial | 01-ALC-AllCommercial-Cooling | 0 |  |  |  |  | 45.3009 | 0 | 35 | 0 | 0 | 10.3009 | 196 |  | kWh | 0.15 | 0 | Commercial | [7 empty] | 10 | 0.85 |  |  |  | 0 | 3 | 0 | 0 | 0 | 0 | 0 | 0 | 0 | 0 | 0 | 0 | 2009 Qtr 1: 0; 2009 Qtr 2: 0; 2009 Qtr 3: 0; 2009 Qtr 4: 3; 2010 Qtr 1: 0; 2010 Qtr 2: 0; 2010 Qtr 3: 0; 2010 Qtr 4: 0; 2011 Qtr 1: 0; 2011 Qtr 2: 0; 2011 Qtr 3: 0; 2011 Qtr 4: 0 | 3
0 | 253144-Commercial Condensor Coil Cleaning (all units - savings at 50% of DEER) Com All CZ07 VintAll |  | System | Commercial | 01-ALC-AllCommercial-Cooling | 0 |  |  |  |  | 10 | 0 | 18 | 0 | 0 | -8 | 60 |  | kWh | 0.047 | 0 | Commercial | [7 empty] | 3 | 0.85 |  |  |  | 0 | 5 | 0 | 0 | 0 | 0 | 0 | 0 | 0 | 0 | 0 | 0 | 2009 Qtr 1: 0; 2009 Qtr 2: 0; 2009 Qtr 3: 0; 2009 Qtr 4: 5; 2010 Qtr 1: 0; 2010 Qtr 2: 0; 2010 Qtr 3: 0; 2010 Qtr 4: 0; 2011 Qtr 1: 0; 2011 Qtr 2: 0; 2011 Qtr 3: 0; 2011 Qtr 4: 0 | 5
0 | 253141-Commercial HVAC Diagnostic/Tune-up Com All CZ07 VintAll |  | System | Commercial | 01-ALC-AllCommercial-Cooling | 0 |  |  |  |  | 45.3009 | 0 | 35 | 0 | 0 | 10.3009 | 196 |  | kWh | 0.15 | 0 | Commercial | [7 empty] | 10 | 0.85 |  |  |  | 0 | 5 | 0 | 0 | 0 | 0 | 0 | 0 | 0 | 0 | 0 | 0 | 2009 Qtr 1: 0; 2009 Qtr 2: 0; 2009 Qtr 3: 0; 2009 Qtr 4: 5; 2010 Qtr 1: 0; 2010 Qtr 2: 0; 2010 Qtr 3: 0; 2010 Qtr 4: 0; 2011 Qtr 1: 0; 2011 Qtr 2: 0; 2011 Qtr 3: 0; 2011 Qtr 4: 0 | 5
0 | 253141-Commercial HVAC Diagnostic/Tune-up Com All CZ07 VintAll |  | System | Commercial | 01-ALC-AllCommercial-Cooling | 0 |  |  |  |  | 45.3009 | 0 | 35 | 0 | 0 | 10.3009 | 196 |  | kWh | 0.15 | 0 | Commercial | [7 empty] | 10 | 0.85 |  |  |  | 0 | 4 | 0 | 0 | 0 | 0 | 0 | 0 | 0 | 0 | 0 | 0 | 2009 Qtr 1: 0; 2009 Qtr 2: 0; 2009 Qtr 3: 0; 2009 Qtr 4: 4; 2010 Qtr 1: 0; 2010 Qtr 2: 0; 2010 Qtr 3: 0; 2010 Qtr 4: 0; 2011 Qtr 1: 0; 2011 Qtr 2: 0; 2011 Qtr 3: 0; 2011 Qtr 4: 0 | 4
0 | 253144-Commercial Condensor Coil Cleaning (all units - savings at 50% of DEER) Com All CZ07 VintAll |  | System | Commercial | 01-ALC-AllCommercial-Cooling | 0 |  |  |  |  | 10 | 0 | 21 | 0 | 0 | -11 | 60 |  | kWh | 0.047 | 0 | Commercial | [7 empty] | 3 | 0.85 |  |  |  | 0 | 3 | 0 | 0 | 0 | 0 | 0 | 0 | 0 | 0 | 0 | 0 | 2009 Qtr 1: 0; 2009 Qtr 2: 0; 2009 Qtr 3: 0; 2009 Qtr 4: 3; 2010 Qtr 1: 0; 2010 Qtr 2: 0; 2010 Qtr 3: 0; 2010 Qtr 4: 0; 2011 Qtr 1: 0; 2011 Qtr 2: 0; 2011 Qtr 3: 0; 2011 Qtr 4: 0 | 3
0 | 253141-Commercial HVAC Diagnostic/Tune-up Com All CZ07 VintAll |  | System | Commercial | 01-ALC-AllCommercial-Cooling | 0 |  |  |  |  | 45.3009 | 0 | 35 | 0 | 0 | 10.3009 | 196 |  | kWh | 0.15 | 0 | Commercial | [7 empty] | 10 | 0.85 |  |  |  | 0 | 4 | 0 | 0 | 0 | 0 | 0 | 0 | 0 | 0 | 0 | 0 | 2009 Qtr 1: 0; 2009 Qtr 2: 0; 2009 Qtr 3: 0; 2009 Qtr 4: 4; 2010 Qtr 1: 0; 2010 Qtr 2: 0; 2010 Qtr 3: 0; 2010 Qtr 4: 0; 2011 Qtr 1: 0; 2011 Qtr 2: 0; 2011 Qtr 3: 0; 2011 Qtr 4: 0 | 4
0 | 253144-Commercial Condensor Coil Cleaning (all units - savings at 50% of DEER) Com All CZ07 VintAll |  | System | Commercial | 01-ALC-AllCommercial-Cooling | 0 |  |  |  |  | 10 | 0 | 21 | 0 | 0 | -11 | 60 |  | kWh | 0.047 | 0 | Commercial | [7 empty] | 3 | 0.85 |  |  |  | 0 | 3 | 0 | 0 | 0 | 0 | 0 | 0 | 0 | 0 | 0 | 0 | 2009 Qtr 1: 0; 2009 Qtr 2: 0; 2009 Qtr 3: 0; 2009 Qtr 4: 3; 2010 Qtr 1: 0; 2010 Qtr 2: 0; 2010 Qtr 3: 0; 2010 Qtr 4: 0; 2011 Qtr 1: 0; 2011 Qtr 2: 0; 2011 Qtr 3: 0; 2011 Qtr 4: 0 | 3
0 | 253142-Commercial HVAC Diagnostic/Tune-up Com All CZ10 VintAll |  | System | Commercial | 01-ALC-AllCommercial-Cooling | 0 |  |  |  |  | 45.3009 | 0 | 35 | 0 | 0 | 10.3009 | 214 |  | kWh | 0.15 | 0 | Commercial | [7 empty] | 10 | 0.85 |  |  |  | 0 | 5 | 0 | 0 | 0 | 0 | 0 | 0 | 0 | 0 | 0 | 0 | 2009 Qtr 1: 0; 2009 Qtr 2: 0; 2009 Qtr 3: 0; 2009 Qtr 4: 5; 2010 Qtr 1: 0; 2010 Qtr 2: 0; 2010 Qtr 3: 0; 2010 Qtr 4: 0; 2011 Qtr 1: 0; 2011 Qtr 2: 0; 2011 Qtr 3: 0; 2011 Qtr 4: 0 | 5
0 | 253145-Commercial Condensor Coil Cleaning (all units - savings at 50% of DEER) Com All CZ10 VintAll |  | System | Commercial | 01-ALC-AllCommercial-Cooling | 0 |  |  |  |  | 10 | 0 | 18 | 0 | 0 | -8 | 74 |  | kWh | 0.0665 | 0 | Commercial | [7 empty] | 3 | 0.85 |  |  |  | 0 | 5 | 0 | 0 | 0 | 0 | 0 | 0 | 0 | 0 | 0 | 0 | 2009 Qtr 1: 0; 2009 Qtr 2: 0; 2009 Qtr 3: 0; 2009 Qtr 4: 5; 2010 Qtr 1: 0; 2010 Qtr 2: 0; 2010 Qtr 3: 0; 2010 Qtr 4: 0; 2011 Qtr 1: 0; 2011 Qtr 2: 0; 2011 Qtr 3: 0; 2011 Qtr 4: 0 | 5
0 | 253141-Commercial HVAC Diagnostic/Tune-up Com All CZ07 VintAll |  | System | Commercial | 01-ALC-AllCommercial-Cooling | 0 |  |  |  |  | 45.3009 | 0 | 35 | 0 | 0 | 10.3009 | 196 |  | kWh | 0.15 | 0 | Commercial | [7 empty] | 10 | 0.85 |  |  |  | 0 | 2 | 0 | 0 | 0 | 0 | 0 | 0 | 0 | 0 | 0 | 0 | 2009 Qtr 1: 0; 2009 Qtr 2: 0; 2009 Qtr 3: 0; 2009 Qtr 4: 2; 2010 Qtr 1: 0; 2010 Qtr 2: 0; 2010 Qtr 3: 0; 2010 Qtr 4: 0; 2011 Qtr 1: 0; 2011 Qtr 2: 0; 2011 Qtr 3: 0; 2011 Qtr 4: 0 | 2
0 | 253144-Commercial Condensor Coil Cleaning (all units - savings at 50% of DEER) Com All CZ07 VintAll |  | System | Commercial | 01-ALC-AllCommercial-Cooling | 0 |  |  |  |  | 10 | 0 | 18 | 0 | 0 | -8 | 60 |  | kWh | 0.047 | 0 | Commercial | [7 empty] | 3 | 0.85 |  |  |  | 0 | 2 | 0 | 0 | 0 | 0 | 0 | 0 | 0 | 0 | 0 | 0 | 2009 Qtr 1: 0; 2009 Qtr 2: 0; 2009 Qtr 3: 0; 2009 Qtr 4: 2; 2010 Qtr 1: 0; 2010 Qtr 2: 0; 2010 Qtr 3: 0; 2010 Qtr 4: 0; 2011 Qtr 1: 0; 2011 Qtr 2: 0; 2011 Qtr 3: 0; 2011 Qtr 4: 0 | 2
0 | 253144-Commercial Condensor Coil Cleaning (all units - savings at 50% of DEER) Com All CZ07 VintAll |  | System | Commercial | 01-ALC-AllCommercial-Cooling | 0 |  |  |  |  | 10 | 0 | 18 | 0 | 0 | -8 | 60 |  | kWh | 0.047 | 0 | Commercial | [7 empty] | 3 | 0.85 |  |  |  | 0 | 2 | 0 | 0 | 0 | 0 | 0 | 0 | 0 | 0 | 0 | 0 | 2009 Qtr 1: 0; 2009 Qtr 2: 0; 2009 Qtr 3: 0; 2009 Qtr 4: 2; 2010 Qtr 1: 0; 2010 Qtr 2: 0; 2010 Qtr 3: 0; 2010 Qtr 4: 0; 2011 Qtr 1: 0; 2011 Qtr 2: 0; 2011 Qtr 3: 0; 2011 Qtr 4: 0 | 2
0 | 253144-Commercial Condensor Coil Cleaning (all units - savings at 50% of DEER) Com All CZ07 VintAll |  | System | Commercial | 01-ALC-AllCommercial-Cooling | 0 |  |  |  |  | 10 | 0 | 21 | 0 | 0 | -11 | 60 |  | kWh | 0.047 | 0 | Commercial | [7 empty] | 3 | 0.85 |  |  |  | 0 | 3 | 0 | 0 | 0 | 0 | 0 | 0 | 0 | 0 | 0 | 0 | 2009 Qtr 1: 0; 2009 Qtr 2: 0; 2009 Qtr 3: 0; 2009 Qtr 4: 3; 2010 Qtr 1: 0; 2010 Qtr 2: 0; 2010 Qtr 3: 0; 2010 Qtr 4: 0; 2011 Qtr 1: 0; 2011 Qtr 2: 0; 2011 Qtr 3: 0; 2011 Qtr 4: 0 | 3
0 | 253144-Commercial Condensor Coil Cleaning (all units - savings at 50% of DEER) Com All CZ07 VintAll |  | System | Commercial | 01-ALC-AllCommercial-Cooling | 0 |  |  |  |  | 10 | 0 | 18 | 0 | 0 | -8 | 60 |  | kWh | 0.047 | 0 | Commercial | [7 empty] | 3 | 0.85 |  |  |  | 0 | 2 | 0 | 0 | 0 | 0 | 0 | 0 | 0 | 0 | 0 | 0 | 2009 Qtr 1: 0; 2009 Qtr 2: 0; 2009 Qtr 3: 0; 2009 Qtr 4: 2; 2010 Qtr 1: 0; 2010 Qtr 2: 0; 2010 Qtr 3: 0; 2010 Qtr 4: 0; 2011 Qtr 1: 0; 2011 Qtr 2: 0; 2011 Qtr 3: 0; 2011 Qtr 4: 0 | 2
0 | 253144-Commercial Condensor Coil Cleaning (all units - savings at 50% of DEER) Com All CZ07 VintAll |  | System | Commercial | 01-ALC-AllCommercial-Cooling | 0 |  |  |  |  | 10 | 0 | 18 | 0 | 0 | -8 | 60 |  | kWh | 0.047 | 0 | Commercial | [7 empty] | 3 | 0.85 |  |  |  | 0 | 6 | 0 | 0 | 0 | 0 | 0 | 0 | 0 | 0 | 0 | 0 | 2009 Qtr 1: 0; 2009 Qtr 2: 0; 2009 Qtr 3: 0; 2009 Qtr 4: 6; 2010 Qtr 1: 0; 2010 Qtr 2: 0; 2010 Qtr 3: 0; 2010 Qtr 4: 0; 2011 Qtr 1: 0; 2011 Qtr 2: 0; 2011 Qtr 3: 0; 2011 Qtr 4: 0 | 6
0 | 253141-Commercial HVAC Diagnostic/Tune-up Com All CZ07 VintAll |  | System | Commercial | 01-ALC-AllCommercial-Cooling | 0 |  |  |  |  | 45.3009 | 0 | 37.5 | 0 | 0 | 7.8009 | 196 |  | kWh | 0.15 | 0 | Commercial | [7 empty] | 10 | 0.85 |  |  |  | 0 | 7 | 0 | 0 | 0 | 0 | 0 | 0 | 0 | 0 | 0 | 0 | 2009 Qtr 1: 0; 2009 Qtr 2: 0; 2009 Qtr 3: 0; 2009 Qtr 4: 7; 2010 Qtr 1: 0; 2010 Qtr 2: 0; 2010 Qtr 3: 0; 2010 Qtr 4: 0; 2011 Qtr 1: 0; 2011 Qtr 2: 0; 2011 Qtr 3: 0; 2011 Qtr 4: 0 | 7
0 | 253144-Commercial Condensor Coil Cleaning (all units - savings at 50% of DEER) Com All CZ07 VintAll |  | System | Commercial | 01-ALC-AllCommercial-Cooling | 0 |  |  |  |  | 10 | 0 | 19.2857 | 0 | 0 | -9.2857 | 60 |  | kWh | 0.047 | 0 | Commercial | [7 empty] | 3 | 0.85 |  |  |  | 0 | 7 | 0 | 0 | 0 | 0 | 0 | 0 | 0 | 0 | 0 | 0 | 2009 Qtr 1: 0; 2009 Qtr 2: 0; 2009 Qtr 3: 0; 2009 Qtr 4: 7; 2010 Qtr 1: 0; 2010 Qtr 2: 0; 2010 Qtr 3: 0; 2010 Qtr 4: 0; 2011 Qtr 1: 0; 2011 Qtr 2: 0; 2011 Qtr 3: 0; 2011 Qtr 4: 0 | 7
0 | 253141-Commercial HVAC Diagnostic/Tune-up Com All CZ07 VintAll |  | System | Commercial | 01-ALC-AllCommercial-Cooling | 0 |  |  |  |  | 45.3009 | 0 | 35 | 0 | 0 | 10.3009 | 196 |  | kWh | 0.15 | 0 | Commercial | [7 empty] | 10 | 0.85 |  |  |  | 0 | 5 | 0 | 0 | 0 | 0 | 0 | 0 | 0 | 0 | 0 | 0 | 2009 Qtr 1: 0; 2009 Qtr 2: 0; 2009 Qtr 3: 0; 2009 Qtr 4: 5; 2010 Qtr 1: 0; 2010 Qtr 2: 0; 2010 Qtr 3: 0; 2010 Qtr 4: 0; 2011 Qtr 1: 0; 2011 Qtr 2: 0; 2011 Qtr 3: 0; 2011 Qtr 4: 0 | 5
0 | 253144-Commercial Condensor Coil Cleaning (all units - savings at 50% of DEER) Com All CZ07 VintAll |  | System | Commercial | 01-ALC-AllCommercial-Cooling | 0 |  |  |  |  | 10 | 0 | 18 | 0 | 0 | -8 | 60 |  | kWh | 0.047 | 0 | Commercial | [7 empty] | 3 | 0.85 |  |  |  | 0 | 3 | 0 | 0 | 0 | 0 | 0 | 0 | 0 | 0 | 0 | 0 | 2009 Qtr 1: 0; 2009 Qtr 2: 0; 2009 Qtr 3: 0; 2009 Qtr 4: 3; 2010 Qtr 1: 0; 2010 Qtr 2: 0; 2010 Qtr 3: 0; 2010 Qtr 4: 0; 2011 Qtr 1: 0; 2011 Qtr 2: 0; 2011 Qtr 3: 0; 2011 Qtr 4: 0 | 3
0 | 253141-Commercial HVAC Diagnostic/Tune-up Com All CZ07 VintAll |  | System | Commercial | 01-ALC-AllCommercial-Cooling | 0 |  |  |  |  | 45.3009 | 0 | 37.5 | 0 | 0 | 7.8009 | 196 |  | kWh | 0.15 | 0 | Commercial | [7 empty] | 10 | 0.85 |  |  |  | 0 | 7 | 0 | 0 | 0 | 0 | 0 | 0 | 0 | 0 | 0 | 0 | 2009 Qtr 1: 0; 2009 Qtr 2: 0; 2009 Qtr 3: 0; 2009 Qtr 4: 7; 2010 Qtr 1: 0; 2010 Qtr 2: 0; 2010 Qtr 3: 0; 2010 Qtr 4: 0; 2011 Qtr 1: 0; 2011 Qtr 2: 0; 2011 Qtr 3: 0; 2011 Qtr 4: 0 | 7
0 | 253144-Commercial Condensor Coil Cleaning (all units - savings at 50% of DEER) Com All CZ07 VintAll |  | System | Commercial | 01-ALC-AllCommercial-Cooling | 0 |  |  |  |  | 10 | 0 | 19.2857 | 0 | 0 | -9.2857 | 60 |  | kWh | 0.047 | 0 | Commercial | [7 empty] | 3 | 0.85 |  |  |  | 0 | 7 | 0 | 0 | 0 | 0 | 0 | 0 | 0 | 0 | 0 | 0 | 2009 Qtr 1: 0; 2009 Qtr 2: 0; 2009 Qtr 3: 0; 2009 Qtr 4: 7; 2010 Qtr 1: 0; 2010 Qtr 2: 0; 2010 Qtr 3: 0; 2010 Qtr 4: 0; 2011 Qtr 1: 0; 2011 Qtr 2: 0; 2011 Qtr 3: 0; 2011 Qtr 4: 0 | 7
0 | 253141-Commercial HVAC Diagnostic/Tune-up Com All CZ07 VintAll |  | System | Commercial | 01-ALC-AllCommercial-Cooling | 0 |  |  |  |  | 45.3009 | 0 | 35 | 0 | 0 | 10.3009 | 196 |  | kWh | 0.15 | 0 | Commercial | [7 empty] | 10 | 0.85 |  |  |  | 0 | 5 | 0 | 0 | 0 | 0 | 0 | 0 | 0 | 0 | 0 | 0 | 2009 Qtr 1: 0; 2009 Qtr 2: 0; 2009 Qtr 3: 0; 2009 Qtr 4: 5; 2010 Qtr 1: 0; 2010 Qtr 2: 0; 2010 Qtr 3: 0; 2010 Qtr 4: 0; 2011 Qtr 1: 0; 2011 Qtr 2: 0; 2011 Qtr 3: 0; 2011 Qtr 4: 0 | 5
0 | 253144-Commercial Condensor Coil Cleaning (all units - savings at 50% of DEER) Com All CZ07 VintAll |  | System | Commercial | 01-ALC-AllCommercial-Cooling | 0 |  |  |  |  | 10 | 0 | 18 | 0 | 0 | -8 | 60 |  | kWh | 0.047 | 0 | Commercial | [7 empty] | 3 | 0.85 |  |  |  | 0 | 3 | 0 | 0 | 0 | 0 | 0 | 0 | 0 | 0 | 0 | 0 | 2009 Qtr 1: 0; 2009 Qtr 2: 0; 2009 Qtr 3: 0; 2009 Qtr 4: 3; 2010 Qtr 1: 0; 2010 Qtr 2: 0; 2010 Qtr 3: 0; 2010 Qtr 4: 0; 2011 Qtr 1: 0; 2011 Qtr 2: 0; 2011 Qtr 3: 0; 2011 Qtr 4: 0 | 3
0 | 253141-Commercial HVAC Diagnostic/Tune-up Com All CZ07 VintAll |  | System | Commercial | 01-ALC-AllCommercial-Cooling | 0 |  |  |  |  | 45.3009 | 0 | 35 | 0 | 0 | 10.3009 | 196 |  | kWh | 0.15 | 0 | Commercial | [7 empty] | 10 | 0.85 |  |  |  | 0 | 5 | 0 | 0 | 0 | 0 | 0 | 0 | 0 | 0 | 0 | 0 | 2009 Qtr 1: 0; 2009 Qtr 2: 0; 2009 Qtr 3: 0; 2009 Qtr 4: 5; 2010 Qtr 1: 0; 2010 Qtr 2: 0; 2010 Qtr 3: 0; 2010 Qtr 4: 0; 2011 Qtr 1: 0; 2011 Qtr 2: 0; 2011 Qtr 3: 0; 2011 Qtr 4: 0 | 5
0 | 253144-Commercial Condensor Coil Cleaning (all units - savings at 50% of DEER) Com All CZ07 VintAll |  | System | Commercial | 01-ALC-AllCommercial-Cooling | 0 |  |  |  |  | 10 | 0 | 18 | 0 | 0 | -8 | 60 |  | kWh | 0.047 | 0 | Commercial | [7 empty] | 3 | 0.85 |  |  |  | 0 | 4 | 0 | 0 | 0 | 0 | 0 | 0 | 0 | 0 | 0 | 0 | 2009 Qtr 1: 0; 2009 Qtr 2: 0; 2009 Qtr 3: 0; 2009 Qtr 4: 4; 2010 Qtr 1: 0; 2010 Qtr 2: 0; 2010 Qtr 3: 0; 2010 Qtr 4: 0; 2011 Qtr 1: 0; 2011 Qtr 2: 0; 2011 Qtr 3: 0; 2011 Qtr 4: 0 | 4
0 | 253141-Commercial HVAC Diagnostic/Tune-up Com All CZ07 VintAll |  | System | Commercial | 01-ALC-AllCommercial-Cooling | 0 |  |  |  |  | 45.3009 | 0 | 35 | 0 | 0 | 10.3009 | 196 |  | kWh | 0.15 | 0 | Commercial | [7 empty] | 10 | 0.85 |  |  |  | 0 | 5 | 0 | 0 | 0 | 0 | 0 | 0 | 0 | 0 | 0 | 0 | 2009 Qtr 1: 0; 2009 Qtr 2: 0; 2009 Qtr 3: 0; 2009 Qtr 4: 5; 2010 Qtr 1: 0; 2010 Qtr 2: 0; 2010 Qtr 3: 0; 2010 Qtr 4: 0; 2011 Qtr 1: 0; 2011 Qtr 2: 0; 2011 Qtr 3: 0; 2011 Qtr 4: 0 | 5
0 | 253144-Commercial Condensor Coil Cleaning (all units - savings at 50% of DEER) Com All CZ07 VintAll |  | System | Commercial | 01-ALC-AllCommercial-Cooling | 0 |  |  |  |  | 10 | 0 | 18 | 0 | 0 | -8 | 60 |  | kWh | 0.047 | 0 | Commercial | [7 empty] | 3 | 0.85 |  |  |  | 0 | 4 | 0 | 0 | 0 | 0 | 0 | 0 | 0 | 0 | 0 | 0 | 2009 Qtr 1: 0; 2009 Qtr 2: 0; 2009 Qtr 3: 0; 2009 Qtr 4: 4; 2010 Qtr 1: 0; 2010 Qtr 2: 0; 2010 Qtr 3: 0; 2010 Qtr 4: 0; 2011 Qtr 1: 0; 2011 Qtr 2: 0; 2011 Qtr 3: 0; 2011 Qtr 4: 0 | 4
0 | 253141-Commercial HVAC Diagnostic/Tune-up Com All CZ07 VintAll |  | System | Commercial | 01-ALC-AllCommercial-Cooling | 0 |  |  |  |  | 45.3009 | 0 | 35 | 0 | 0 | 10.3009 | 196 |  | kWh | 0.15 | 0 | Commercial | [7 empty] | 10 | 0.85 |  |  |  | 0 | 5 | 0 | 0 | 0 | 0 | 0 | 0 | 0 | 0 | 0 | 0 | 2009 Qtr 1: 5; 2009 Qtr 2: 0; 2009 Qtr 3: 0; 2009 Qtr 4: 0; 2010 Qtr 1: 0; 2010 Qtr 2: 0; 2010 Qtr 3: 0; 2010 Qtr 4: 0; 2011 Qtr 1: 0; 2011 Qtr 2: 0; 2011 Qtr 3: 0; 2011 Qtr 4: 0 | 5
0 | 253144-Commercial Condensor Coil Cleaning (all units - savings at 50% of DEER) Com All CZ07 VintAll |  | System | Commercial | 01-ALC-AllCommercial-Cooling | 0 |  |  |  |  | 10 | 0 | 18 | 0 | 0 | -8 | 60 |  | kWh | 0.047 | 0 | Commercial | [7 empty] | 3 | 0.85 |  |  |  | 0 | 5 | 0 | 0 | 0 | 0 | 0 | 0 | 0 | 0 | 0 | 0 | 2009 Qtr 1: 5; 2009 Qtr 2: 0; 2009 Qtr 3: 0; 2009 Qtr 4: 0; 2010 Qtr 1: 0; 2010 Qtr 2: 0; 2010 Qtr 3: 0; 2010 Qtr 4: 0; 2011 Qtr 1: 0; 2011 Qtr 2: 0; 2011 Qtr 3: 0; 2011 Qtr 4: 0 | 5
0 | 253141-Commercial HVAC Diagnostic/Tune-up Com All CZ07 VintAll |  | System | Commercial | 01-ALC-AllCommercial-Cooling | 0 |  |  |  |  | 45.3009 | 0 | 35 | 0 | 0 | 10.3009 | 196 |  | kWh | 0.15 | 0 | Commercial | [7 empty] | 10 | 0.85 |  |  |  | 0 | 5 | 0 | 0 | 0 | 0 | 0 | 0 | 0 | 0 | 0 | 0 | 2009 Qtr 1: 0; 2009 Qtr 2: 0; 2009 Qtr 3: 0; 2009 Qtr 4: 5; 2010 Qtr 1: 0; 2010 Qtr 2: 0; 2010 Qtr 3: 0; 2010 Qtr 4: 0; 2011 Qtr 1: 0; 2011 Qtr 2: 0; 2011 Qtr 3: 0; 2011 Qtr 4: 0 | 5
0 | 253144-Commercial Condensor Coil Cleaning (all units - savings at 50% of DEER) Com All CZ07 VintAll |  | System | Commercial | 01-ALC-AllCommercial-Cooling | 0 |  |  |  |  | 10 | 0 | 18 | 0 | 0 | -8 | 60 |  | kWh | 0.047 | 0 | Commercial | [7 empty] | 3 | 0.85 |  |  |  | 0 | 5 | 0 | 0 | 0 | 0 | 0 | 0 | 0 | 0 | 0 | 0 | 2009 Qtr 1: 0; 2009 Qtr 2: 0; 2009 Qtr 3: 0; 2009 Qtr 4: 5; 2010 Qtr 1: 0; 2010 Qtr 2: 0; 2010 Qtr 3: 0; 2010 Qtr 4: 0; 2011 Qtr 1: 0; 2011 Qtr 2: 0; 2011 Qtr 3: 0; 2011 Qtr 4: 0 | 5
0 | 253141-Commercial HVAC Diagnostic/Tune-up Com All CZ07 VintAll |  | System | Commercial | 01-ALC-AllCommercial-Cooling | 0 |  |  |  |  | 45.3009 | 0 | 43.75 | 0 | 0 | 1.5509 | 196 |  | kWh | 0.15 | 0 | Commercial | [7 empty] | 10 | 0.85 |  |  |  | 0 | 2 | 0 | 0 | 0 | 0 | 0 | 0 | 0 | 0 | 0 | 0 | 2009 Qtr 1: 0; 2009 Qtr 2: 0; 2009 Qtr 3: 0; 2009 Qtr 4: 2; 2010 Qtr 1: 0; 2010 Qtr 2: 0; 2010 Qtr 3: 0; 2010 Qtr 4: 0; 2011 Qtr 1: 0; 2011 Qtr 2: 0; 2011 Qtr 3: 0; 2011 Qtr 4: 0 | 2
0 | 253144-Commercial Condensor Coil Cleaning (all units - savings at 50% of DEER) Com All CZ07 VintAll |  | System | Commercial | 01-ALC-AllCommercial-Cooling | 0 |  |  |  |  | 10 | 0 | 18 | 0 | 0 | -8 | 60 |  | kWh | 0.047 | 0 | Commercial | [7 empty] | 3 | 0.85 |  |  |  | 0 | 5 | 0 | 0 | 0 | 0 | 0 | 0 | 0 | 0 | 0 | 0 | 2009 Qtr 1: 0; 2009 Qtr 2: 0; 2009 Qtr 3: 0; 2009 Qtr 4: 5; 2010 Qtr 1: 0; 2010 Qtr 2: 0; 2010 Qtr 3: 0; 2010 Qtr 4: 0; 2011 Qtr 1: 0; 2011 Qtr 2: 0; 2011 Qtr 3: 0; 2011 Qtr 4: 0 | 5
0 | 253141-Commercial HVAC Diagnostic/Tune-up Com All CZ07 VintAll |  | System | Commercial | 01-ALC-AllCommercial-Cooling | 0 |  |  |  |  | 45.3009 | 0 | 35 | 0 | 0 | 10.3009 | 196 |  | kWh | 0.15 | 0 | Commercial | [7 empty] | 10 | 0.85 |  |  |  | 0 | 5 | 0 | 0 | 0 | 0 | 0 | 0 | 0 | 0 | 0 | 0 | 2009 Qtr 1: 0; 2009 Qtr 2: 0; 2009 Qtr 3: 0; 2009 Qtr 4: 5; 2010 Qtr 1: 0; 2010 Qtr 2: 0; 2010 Qtr 3: 0; 2010 Qtr 4: 0; 2011 Qtr 1: 0; 2011 Qtr 2: 0; 2011 Qtr 3: 0; 2011 Qtr 4: 0 | 5
0 | 253144-Commercial Condensor Coil Cleaning (all units - savings at 50% of DEER) Com All CZ07 VintAll |  | System | Commercial | 01-ALC-AllCommercial-Cooling | 0 |  |  |  |  | 10 | 0 | 22.5 | 0 | 0 | -12.5 | 60 |  | kWh | 0.047 | 0 | Commercial | [7 empty] | 3 | 0.85 |  |  |  | 0 | 2 | 0 | 0 | 0 | 0 | 0 | 0 | 0 | 0 | 0 | 0 | 2009 Qtr 1: 0; 2009 Qtr 2: 0; 2009 Qtr 3: 0; 2009 Qtr 4: 2; 2010 Qtr 1: 0; 2010 Qtr 2: 0; 2010 Qtr 3: 0; 2010 Qtr 4: 0; 2011 Qtr 1: 0; 2011 Qtr 2: 0; 2011 Qtr 3: 0; 2011 Qtr 4: 0 | 2
0 | 253142-Commercial HVAC Diagnostic/Tune-up Com All CZ10 VintAll |  | System | Commercial | 01-ALC-AllCommercial-Cooling | 0 |  |  |  |  | 45.3009 | 0 | 40.8333 | 0 | 0 | 4.4676 | 214 |  | kWh | 0.15 | 0 | Commercial | [7 empty] | 10 | 0.85 |  |  |  | 0 | 3 | 0 | 0 | 0 | 0 | 0 | 0 | 0 | 0 | 0 | 0 | 2009 Qtr 1: 3; 2009 Qtr 2: 0; 2009 Qtr 3: 0; 2009 Qtr 4: 0; 2010 Qtr 1: 0; 2010 Qtr 2: 0; 2010 Qtr 3: 0; 2010 Qtr 4: 0; 2011 Qtr 1: 0; 2011 Qtr 2: 0; 2011 Qtr 3: 0; 2011 Qtr 4: 0 | 3
0 | 253145-Commercial Condensor Coil Cleaning (all units - savings at 50% of DEER) Com All CZ10 VintAll |  | System | Commercial | 01-ALC-AllCommercial-Cooling | 0 |  |  |  |  | 10 | 0 | 21 | 0 | 0 | -11 | 74 |  | kWh | 0.0665 | 0 | Commercial | [7 empty] | 3 | 0.85 |  |  |  | 0 | 3 | 0 | 0 | 0 | 0 | 0 | 0 | 0 | 0 | 0 | 0 | 2009 Qtr 1: 3; 2009 Qtr 2: 0; 2009 Qtr 3: 0; 2009 Qtr 4: 0; 2010 Qtr 1: 0; 2010 Qtr 2: 0; 2010 Qtr 3: 0; 2010 Qtr 4: 0; 2011 Qtr 1: 0; 2011 Qtr 2: 0; 2011 Qtr 3: 0; 2011 Qtr 4: 0 | 3
0 | 253141-Commercial HVAC Diagnostic/Tune-up Com All CZ07 VintAll |  | System | Commercial | 01-ALC-AllCommercial-Cooling | 0 |  |  |  |  | 45.3009 | 0 | 35 | 0 | 0 | 10.3009 | 196 |  | kWh | 0.15 | 0 | Commercial | [7 empty] | 10 | 0.85 |  |  |  | 0 | 3 | 0 | 0 | 0 | 0 | 0 | 0 | 0 | 0 | 0 | 0 | 2009 Qtr 1: 0; 2009 Qtr 2: 0; 2009 Qtr 3: 0; 2009 Qtr 4: 3; 2010 Qtr 1: 0; 2010 Qtr 2: 0; 2010 Qtr 3: 0; 2010 Qtr 4: 0; 2011 Qtr 1: 0; 2011 Qtr 2: 0; 2011 Qtr 3: 0; 2011 Qtr 4: 0 | 3
0 | 253144-Commercial Condensor Coil Cleaning (all units - savings at 50% of DEER) Com All CZ07 VintAll |  | System | Commercial | 01-ALC-AllCommercial-Cooling | 0 |  |  |  |  | 10 | 0 | 18 | 0 | 0 | -8 | 60 |  | kWh | 0.047 | 0 | Commercial | [7 empty] | 3 | 0.85 |  |  |  | 0 | 3 | 0 | 0 | 0 | 0 | 0 | 0 | 0 | 0 | 0 | 0 | 2009 Qtr 1: 0; 2009 Qtr 2: 0; 2009 Qtr 3: 0; 2009 Qtr 4: 3; 2010 Qtr 1: 0; 2010 Qtr 2: 0; 2010 Qtr 3: 0; 2010 Qtr 4: 0; 2011 Qtr 1: 0; 2011 Qtr 2: 0; 2011 Qtr 3: 0; 2011 Qtr 4: 0 | 3
0 | 253141-Commercial HVAC Diagnostic/Tune-up Com All CZ07 VintAll |  | System | Commercial | 01-ALC-AllCommercial-Cooling | 0 |  |  |  |  | 45.3009 | 0 | 35 | 0 | 0 | 10.3009 | 196 |  | kWh | 0.15 | 0 | Commercial | [7 empty] | 10 | 0.85 |  |  |  | 0 | 4 | 0 | 0 | 0 | 0 | 0 | 0 | 0 | 0 | 0 | 0 | 2009 Qtr 1: 0; 2009 Qtr 2: 0; 2009 Qtr 3: 0; 2009 Qtr 4: 4; 2010 Qtr 1: 0; 2010 Qtr 2: 0; 2010 Qtr 3: 0; 2010 Qtr 4: 0; 2011 Qtr 1: 0; 2011 Qtr 2: 0; 2011 Qtr 3: 0; 2011 Qtr 4: 0 | 4
0 | 253144-Commercial Condensor Coil Cleaning (all units - savings at 50% of DEER) Com All CZ07 VintAll |  | System | Commercial | 01-ALC-AllCommercial-Cooling | 0 |  |  |  |  | 10 | 0 | 18 | 0 | 0 | -8 | 60 |  | kWh | 0.047 | 0 | Commercial | [7 empty] | 3 | 0.85 |  |  |  | 0 | 5 | 0 | 0 | 0 | 0 | 0 | 0 | 0 | 0 | 0 | 0 | 2009 Qtr 1: 0; 2009 Qtr 2: 0; 2009 Qtr 3: 0; 2009 Qtr 4: 5; 2010 Qtr 1: 0; 2010 Qtr 2: 0; 2010 Qtr 3: 0; 2010 Qtr 4: 0; 2011 Qtr 1: 0; 2011 Qtr 2: 0; 2011 Qtr 3: 0; 2011 Qtr 4: 0 | 5
0 | 253141-Commercial HVAC Diagnostic/Tune-up Com All CZ07 VintAll |  | System | Commercial | 01-ALC-AllCommercial-Cooling | 0 |  |  |  |  | 45.3009 | 0 | 35 | 0 | 0 | 10.3009 | 196 |  | kWh | 0.15 | 0 | Commercial | [7 empty] | 10 | 0.85 |  |  |  | 0 | 4 | 0 | 0 | 0 | 0 | 0 | 0 | 0 | 0 | 0 | 0 | 2009 Qtr 1: 0; 2009 Qtr 2: 0; 2009 Qtr 3: 0; 2009 Qtr 4: 4; 2010 Qtr 1: 0; 2010 Qtr 2: 0; 2010 Qtr 3: 0; 2010 Qtr 4: 0; 2011 Qtr 1: 0; 2011 Qtr 2: 0; 2011 Qtr 3: 0; 2011 Qtr 4: 0 | 4
0 | 253144-Commercial Condensor Coil Cleaning (all units - savings at 50% of DEER) Com All CZ07 VintAll |  | System | Commercial | 01-ALC-AllCommercial-Cooling | 0 |  |  |  |  | 10 | 0 | 18 | 0 | 0 | -8 | 60 |  | kWh | 0.047 | 0 | Commercial | [7 empty] | 3 | 0.85 |  |  |  | 0 | 5 | 0 | 0 | 0 | 0 | 0 | 0 | 0 | 0 | 0 | 0 | 2009 Qtr 1: 0; 2009 Qtr 2: 0; 2009 Qtr 3: 0; 2009 Qtr 4: 5; 2010 Qtr 1: 0; 2010 Qtr 2: 0; 2010 Qtr 3: 0; 2010 Qtr 4: 0; 2011 Qtr 1: 0; 2011 Qtr 2: 0; 2011 Qtr 3: 0; 2011 Qtr 4: 0 | 5
0 | 253141-Commercial HVAC Diagnostic/Tune-up Com All CZ07 VintAll |  | System | Commercial | 01-ALC-AllCommercial-Cooling | 0 |  |  |  |  | 45.3009 | 0 | 35 | 0 | 0 | 10.3009 | 196 |  | kWh | 0.15 | 0 | Commercial | [7 empty] | 10 | 0.85 |  |  |  | 0 | 4 | 0 | 0 | 0 | 0 | 0 | 0 | 0 | 0 | 0 | 0 | 2009 Qtr 1: 0; 2009 Qtr 2: 0; 2009 Qtr 3: 0; 2009 Qtr 4: 4; 2010 Qtr 1: 0; 2010 Qtr 2: 0; 2010 Qtr 3: 0; 2010 Qtr 4: 0; 2011 Qtr 1: 0; 2011 Qtr 2: 0; 2011 Qtr 3: 0; 2011 Qtr 4: 0 | 4
0 | 253144-Commercial Condensor Coil Cleaning (all units - savings at 50% of DEER) Com All CZ07 VintAll |  | System | Commercial | 01-ALC-AllCommercial-Cooling | 0 |  |  |  |  | 10 | 0 | 18 | 0 | 0 | -8 | 60 |  | kWh | 0.047 | 0 | Commercial | [7 empty] | 3 | 0.85 |  |  |  | 0 | 5 | 0 | 0 | 0 | 0 | 0 | 0 | 0 | 0 | 0 | 0 | 2009 Qtr 1: 0; 2009 Qtr 2: 0; 2009 Qtr 3: 0; 2009 Qtr 4: 5; 2010 Qtr 1: 0; 2010 Qtr 2: 0; 2010 Qtr 3: 0; 2010 Qtr 4: 0; 2011 Qtr 1: 0; 2011 Qtr 2: 0; 2011 Qtr 3: 0; 2011 Qtr 4: 0 | 5
0 | 253141-Commercial HVAC Diagnostic/Tune-up Com All CZ07 VintAll |  | System | Commercial | 01-ALC-AllCommercial-Cooling | 0 |  |  |  |  | 45.3009 | 0 | 35 | 0 | 0 | 10.3009 | 196 |  | kWh | 0.15 | 0 | Commercial | [7 empty] | 10 | 0.85 |  |  |  | 0 | 4 | 0 | 0 | 0 | 0 | 0 | 0 | 0 | 0 | 0 | 0 | 2009 Qtr 1: 0; 2009 Qtr 2: 0; 2009 Qtr 3: 0; 2009 Qtr 4: 4; 2010 Qtr 1: 0; 2010 Qtr 2: 0; 2010 Qtr 3: 0; 2010 Qtr 4: 0; 2011 Qtr 1: 0; 2011 Qtr 2: 0; 2011 Qtr 3: 0; 2011 Qtr 4: 0 | 4
0 | 253144-Commercial Condensor Coil Cleaning (all units - savings at 50% of DEER) Com All CZ07 VintAll |  | System | Commercial | 01-ALC-AllCommercial-Cooling | 0 |  |  |  |  | 10 | 0 | 18 | 0 | 0 | -8 | 60 |  | kWh | 0.047 | 0 | Commercial | [7 empty] | 3 | 0.85 |  |  |  | 0 | 5 | 0 | 0 | 0 | 0 | 0 | 0 | 0 | 0 | 0 | 0 | 2009 Qtr 1: 0; 2009 Qtr 2: 0; 2009 Qtr 3: 0; 2009 Qtr 4: 5; 2010 Qtr 1: 0; 2010 Qtr 2: 0; 2010 Qtr 3: 0; 2010 Qtr 4: 0; 2011 Qtr 1: 0; 2011 Qtr 2: 0; 2011 Qtr 3: 0; 2011 Qtr 4: 0 | 5
0 | 253141-Commercial HVAC Diagnostic/Tune-up Com All CZ07 VintAll |  | System | Commercial | 01-ALC-AllCommercial-Cooling | 0 |  |  |  |  | 45.3009 | 0 | 35 | 0 | 0 | 10.3009 | 196 |  | kWh | 0.15 | 0 | Commercial | [7 empty] | 10 | 0.85 |  |  |  | 0 | 5 | 0 | 0 | 0 | 0 | 0 | 0 | 0 | 0 | 0 | 0 | 2009 Qtr 1: 0; 2009 Qtr 2: 0; 2009 Qtr 3: 0; 2009 Qtr 4: 5; 2010 Qtr 1: 0; 2010 Qtr 2: 0; 2010 Qtr 3: 0; 2010 Qtr 4: 0; 2011 Qtr 1: 0; 2011 Qtr 2: 0; 2011 Qtr 3: 0; 2011 Qtr 4: 0 | 5
0 | 253144-Commercial Condensor Coil Cleaning (all units - savings at 50% of DEER) Com All CZ07 VintAll |  | System | Commercial | 01-ALC-AllCommercial-Cooling | 0 |  |  |  |  | 10 | 0 | 18 | 0 | 0 | -8 | 60 |  | kWh | 0.047 | 0 | Commercial | [7 empty] | 3 | 0.85 |  |  |  | 0 | 5 | 0 | 0 | 0 | 0 | 0 | 0 | 0 | 0 | 0 | 0 | 2009 Qtr 1: 0; 2009 Qtr 2: 0; 2009 Qtr 3: 0; 2009 Qtr 4: 5; 2010 Qtr 1: 0; 2010 Qtr 2: 0; 2010 Qtr 3: 0; 2010 Qtr 4: 0; 2011 Qtr 1: 0; 2011 Qtr 2: 0; 2011 Qtr 3: 0; 2011 Qtr 4: 0 | 5
0 | 253144-Commercial Condensor Coil Cleaning (all units - savings at 50% of DEER) Com All CZ07 VintAll |  | System | Commercial | 01-ALC-AllCommercial-Cooling | 0 |  |  |  |  | 10 | 0 | 18 | 0 | 0 | -8 | 60 |  | kWh | 0.047 | 0 | Commercial | [7 empty] | 3 | 0.85 |  |  |  | 0 | 5 | 0 | 0 | 0 | 0 | 0 | 0 | 0 | 0 | 0 | 0 | 2009 Qtr 1: 0; 2009 Qtr 2: 0; 2009 Qtr 3: 0; 2009 Qtr 4: 5; 2010 Qtr 1: 0; 2010 Qtr 2: 0; 2010 Qtr 3: 0; 2010 Qtr 4: 0; 2011 Qtr 1: 0; 2011 Qtr 2: 0; 2011 Qtr 3: 0; 2011 Qtr 4: 0 | 5
0 | 253144-Commercial Condensor Coil Cleaning (all units - savings at 50% of DEER) Com All CZ07 VintAll |  | System | Commercial | 01-ALC-AllCommercial-Cooling | 0 |  |  |  |  | 10 | 0 | 18 | 0 | 0 | -8 | 60 |  | kWh | 0.047 | 0 | Commercial | [7 empty] | 3 | 0.85 |  |  |  | 0 | 5 | 0 | 0 | 0 | 0 | 0 | 0 | 0 | 0 | 0 | 0 | 2009 Qtr 1: 0; 2009 Qtr 2: 0; 2009 Qtr 3: 0; 2009 Qtr 4: 5; 2010 Qtr 1: 0; 2010 Qtr 2: 0; 2010 Qtr 3: 0; 2010 Qtr 4: 0; 2011 Qtr 1: 0; 2011 Qtr 2: 0; 2011 Qtr 3: 0; 2011 Qtr 4: 0 | 5
0 | 253144-Commercial Condensor Coil Cleaning (all units - savings at 50% of DEER) Com All CZ07 VintAll |  | System | Commercial | 01-ALC-AllCommercial-Cooling | 0 |  |  |  |  | 10 | 0 | 18 | 0 | 0 | -8 | 60 |  | kWh | 0.047 | 0 | Commercial | [7 empty] | 3 | 0.85 |  |  |  | 0 | 4 | 0 | 0 | 0 | 0 | 0 | 0 | 0 | 0 | 0 | 0 | 2009 Qtr 1: 0; 2009 Qtr 2: 0; 2009 Qtr 3: 0; 2009 Qtr 4: 4; 2010 Qtr 1: 0; 2010 Qtr 2: 0; 2010 Qtr 3: 0; 2010 Qtr 4: 0; 2011 Qtr 1: 0; 2011 Qtr 2: 0; 2011 Qtr 3: 0; 2011 Qtr 4: 0 | 4
0 | 253141-Commercial HVAC Diagnostic/Tune-up Com All CZ07 VintAll |  | System | Commercial | 01-ALC-AllCommercial-Cooling | 0 |  |  |  |  | 45.3009 | 0 | 35 | 0 | 0 | 10.3009 | 196 |  | kWh | 0.15 | 0 | Commercial | [7 empty] | 10 | 0.85 |  |  |  | 0 | 5 | 0 | 0 | 0 | 0 | 0 | 0 | 0 | 0 | 0 | 0 | 2009 Qtr 1: 0; 2009 Qtr 2: 0; 2009 Qtr 3: 0; 2009 Qtr 4: 5; 2010 Qtr 1: 0; 2010 Qtr 2: 0; 2010 Qtr 3: 0; 2010 Qtr 4: 0; 2011 Qtr 1: 0; 2011 Qtr 2: 0; 2011 Qtr 3: 0; 2011 Qtr 4: 0 | 5
0 | 253141-Commercial HVAC Diagnostic/Tune-up Com All CZ07 VintAll |  | System | Commercial | 01-ALC-AllCommercial-Cooling | 0 |  |  |  |  | 45.3009 | 0 | 35 | 0 | 0 | 10.3009 | 196 |  | kWh | 0.15 | 0 | Commercial | [7 empty] | 10 | 0.85 |  |  |  | 0 | 5 | 0 | 0 | 0 | 0 | 0 | 0 | 0 | 0 | 0 | 0 | 2009 Qtr 1: 0; 2009 Qtr 2: 0; 2009 Qtr 3: 0; 2009 Qtr 4: 5; 2010 Qtr 1: 0; 2010 Qtr 2: 0; 2010 Qtr 3: 0; 2010 Qtr 4: 0; 2011 Qtr 1: 0; 2011 Qtr 2: 0; 2011 Qtr 3: 0; 2011 Qtr 4: 0 | 5
0 | 253141-Commercial HVAC Diagnostic/Tune-up Com All CZ07 VintAll |  | System | Commercial | 01-ALC-AllCommercial-Cooling | 0 |  |  |  |  | 45.3009 | 0 | 35 | 0 | 0 | 10.3009 | 196 |  | kWh | 0.15 | 0 | Commercial | [7 empty] | 10 | 0.85 |  |  |  | 0 | 5 | 0 | 0 | 0 | 0 | 0 | 0 | 0 | 0 | 0 | 0 | 2009 Qtr 1: 0; 2009 Qtr 2: 0; 2009 Qtr 3: 0; 2009 Qtr 4: 5; 2010 Qtr 1: 0; 2010 Qtr 2: 0; 2010 Qtr 3: 0; 2010 Qtr 4: 0; 2011 Qtr 1: 0; 2011 Qtr 2: 0; 2011 Qtr 3: 0; 2011 Qtr 4: 0 | 5
0 | 253141-Commercial HVAC Diagnostic/Tune-up Com All CZ07 VintAll |  | System | Commercial | 01-ALC-AllCommercial-Cooling | 0 |  |  |  |  | 45.3009 | 0 | 35 | 0 | 0 | 10.3009 | 196 |  | kWh | 0.15 | 0 | Commercial | [7 empty] | 10 | 0.85 |  |  |  | 0 | 5 | 0 | 0 | 0 | 0 | 0 | 0 | 0 | 0 | 0 | 0 | 2009 Qtr 1: 0; 2009 Qtr 2: 0; 2009 Qtr 3: 0; 2009 Qtr 4: 5; 2010 Qtr 1: 0; 2010 Qtr 2: 0; 2010 Qtr 3: 0; 2010 Qtr 4: 0; 2011 Qtr 1: 0; 2011 Qtr 2: 0; 2011 Qtr 3: 0; 2011 Qtr 4: 0 | 5
0 | 253141-Commercial HVAC Diagnostic/Tune-up Com All CZ07 VintAll |  | System | Commercial | 01-ALC-AllCommercial-Cooling | 0 |  |  |  |  | 45.3009 | 0 | 35 | 0 | 0 | 10.3009 | 196 |  | kWh | 0.15 | 0 | Commercial | [7 empty] | 10 | 0.85 |  |  |  | 0 | 4 | 0 | 0 | 0 | 0 | 0 | 0 | 0 | 0 | 0 | 0 | 2009 Qtr 1: 0; 2009 Qtr 2: 0; 2009 Qtr 3: 0; 2009 Qtr 4: 4; 2010 Qtr 1: 0; 2010 Qtr 2: 0; 2010 Qtr 3: 0; 2010 Qtr 4: 0; 2011 Qtr 1: 0; 2011 Qtr 2: 0; 2011 Qtr 3: 0; 2011 Qtr 4: 0 | 4
0 | 253144-Commercial Condensor Coil Cleaning (all units - savings at 50% of DEER) Com All CZ07 VintAll |  | System | Commercial | 01-ALC-AllCommercial-Cooling | 0 |  |  |  |  | 10 | 0 | 18 | 0 | 0 | -8 | 60 |  | kWh | 0.047 | 0 | Commercial | [7 empty] | 3 | 0.85 |  |  |  | 0 | 5 | 0 | 0 | 0 | 0 | 0 | 0 | 0 | 0 | 0 | 0 | 2009 Qtr 1: 0; 2009 Qtr 2: 0; 2009 Qtr 3: 0; 2009 Qtr 4: 5; 2010 Qtr 1: 0; 2010 Qtr 2: 0; 2010 Qtr 3: 0; 2010 Qtr 4: 0; 2011 Qtr 1: 0; 2011 Qtr 2: 0; 2011 Qtr 3: 0; 2011 Qtr 4: 0 | 5
0 | 253144-Commercial Condensor Coil Cleaning (all units - savings at 50% of DEER) Com All CZ07 VintAll |  | System | Commercial | 01-ALC-AllCommercial-Cooling | 0 |  |  |  |  | 10 | 0 | 18 | 0 | 0 | -8 | 60 |  | kWh | 0.047 | 0 | Commercial | [7 empty] | 3 | 0.85 |  |  |  | 0 | 5 | 0 | 0 | 0 | 0 | 0 | 0 | 0 | 0 | 0 | 0 | 2009 Qtr 1: 0; 2009 Qtr 2: 0; 2009 Qtr 3: 0; 2009 Qtr 4: 5; 2010 Qtr 1: 0; 2010 Qtr 2: 0; 2010 Qtr 3: 0; 2010 Qtr 4: 0; 2011 Qtr 1: 0; 2011 Qtr 2: 0; 2011 Qtr 3: 0; 2011 Qtr 4: 0 | 5
0 | 253144-Commercial Condensor Coil Cleaning (all units - savings at 50% of DEER) Com All CZ07 VintAll |  | System | Commercial | 01-ALC-AllCommercial-Cooling | 0 |  |  |  |  | 10 | 0 | 18 | 0 | 0 | -8 | 60 |  | kWh | 0.047 | 0 | Commercial | [7 empty] | 3 | 0.85 |  |  |  | 0 | 5 | 0 | 0 | 0 | 0 | 0 | 0 | 0 | 0 | 0 | 0 | 2009 Qtr 1: 0; 2009 Qtr 2: 0; 2009 Qtr 3: 0; 2009 Qtr 4: 5; 2010 Qtr 1: 0; 2010 Qtr 2: 0; 2010 Qtr 3: 0; 2010 Qtr 4: 0; 2011 Qtr 1: 0; 2011 Qtr 2: 0; 2011 Qtr 3: 0; 2011 Qtr 4: 0 | 5
0 | 253141-Commercial HVAC Diagnostic/Tune-up Com All CZ07 VintAll |  | System | Commercial | 01-ALC-AllCommercial-Cooling | 0 |  |  |  |  | 45.3009 | 0 | 35 | 0 | 0 | 10.3009 | 196 |  | kWh | 0.15 | 0 | Commercial | [7 empty] | 10 | 0.85 |  |  |  | 0 | 3 | 0 | 0 | 0 | 0 | 0 | 0 | 0 | 0 | 0 | 0 | 2009 Qtr 1: 0; 2009 Qtr 2: 0; 2009 Qtr 3: 0; 2009 Qtr 4: 3; 2010 Qtr 1: 0; 2010 Qtr 2: 0; 2010 Qtr 3: 0; 2010 Qtr 4: 0; 2011 Qtr 1: 0; 2011 Qtr 2: 0; 2011 Qtr 3: 0; 2011 Qtr 4: 0 | 3
0 | 253141-Commercial HVAC Diagnostic/Tune-up Com All CZ07 VintAll |  | System | Commercial | 01-ALC-AllCommercial-Cooling | 0 |  |  |  |  | 45.3009 | 0 | 35 | 0 | 0 | 10.3009 | 196 |  | kWh | 0.15 | 0 | Commercial | [7 empty] | 10 | 0.85 |  |  |  | 0 | 5 | 0 | 0 | 0 | 0 | 0 | 0 | 0 | 0 | 0 | 0 | 2009 Qtr 1: 0; 2009 Qtr 2: 0; 2009 Qtr 3: 0; 2009 Qtr 4: 5; 2010 Qtr 1: 0; 2010 Qtr 2: 0; 2010 Qtr 3: 0; 2010 Qtr 4: 0; 2011 Qtr 1: 0; 2011 Qtr 2: 0; 2011 Qtr 3: 0; 2011 Qtr 4: 0 | 5
0 | 253141-Commercial HVAC Diagnostic/Tune-up Com All CZ07 VintAll |  | System | Commercial | 01-ALC-AllCommercial-Cooling | 0 |  |  |  |  | 45.3009 | 0 | 35 | 0 | 0 | 10.3009 | 196 |  | kWh | 0.15 | 0 | Commercial | [7 empty] | 10 | 0.85 |  |  |  | 0 | 5 | 0 | 0 | 0 | 0 | 0 | 0 | 0 | 0 | 0 | 0 | 2009 Qtr 1: 0; 2009 Qtr 2: 0; 2009 Qtr 3: 0; 2009 Qtr 4: 5; 2010 Qtr 1: 0; 2010 Qtr 2: 0; 2010 Qtr 3: 0; 2010 Qtr 4: 0; 2011 Qtr 1: 0; 2011 Qtr 2: 0; 2011 Qtr 3: 0; 2011 Qtr 4: 0 | 5
0 | 253141-Commercial HVAC Diagnostic/Tune-up Com All CZ07 VintAll |  | System | Commercial | 01-ALC-AllCommercial-Cooling | 0 |  |  |  |  | 45.3009 | 0 | 35 | 0 | 0 | 10.3009 | 196 |  | kWh | 0.15 | 0 | Commercial | [7 empty] | 10 | 0.85 |  |  |  | 0 | 5 | 0 | 0 | 0 | 0 | 0 | 0 | 0 | 0 | 0 | 0 | 2009 Qtr 1: 0; 2009 Qtr 2: 0; 2009 Qtr 3: 0; 2009 Qtr 4: 5; 2010 Qtr 1: 0; 2010 Qtr 2: 0; 2010 Qtr 3: 0; 2010 Qtr 4: 0; 2011 Qtr 1: 0; 2011 Qtr 2: 0; 2011 Qtr 3: 0; 2011 Qtr 4: 0 | 5
0 | 253141-Commercial HVAC Diagnostic/Tune-up Com All CZ07 VintAll |  | System | Commercial | 01-ALC-AllCommercial-Cooling | 0 |  |  |  |  | 45.3009 | 0 | 35 | 0 | 0 | 10.3009 | 196 |  | kWh | 0.15 | 0 | Commercial | [7 empty] | 10 | 0.85 |  |  |  | 0 | 5 | 0 | 0 | 0 | 0 | 0 | 0 | 0 | 0 | 0 | 0 | 2009 Qtr 1: 0; 2009 Qtr 2: 0; 2009 Qtr 3: 0; 2009 Qtr 4: 5; 2010 Qtr 1: 0; 2010 Qtr 2: 0; 2010 Qtr 3: 0; 2010 Qtr 4: 0; 2011 Qtr 1: 0; 2011 Qtr 2: 0; 2011 Qtr 3: 0; 2011 Qtr 4: 0 | 5
0 | 253144-Commercial Condensor Coil Cleaning (all units - savings at 50% of DEER) Com All CZ07 VintAll |  | System | Commercial | 01-ALC-AllCommercial-Cooling | 0 |  |  |  |  | 10 | 0 | 18 | 0 | 0 | -8 | 60 |  | kWh | 0.047 | 0 | Commercial | [7 empty] | 3 | 0.85 |  |  |  | 0 | 3 | 0 | 0 | 0 | 0 | 0 | 0 | 0 | 0 | 0 | 0 | 2009 Qtr 1: 0; 2009 Qtr 2: 0; 2009 Qtr 3: 0; 2009 Qtr 4: 3; 2010 Qtr 1: 0; 2010 Qtr 2: 0; 2010 Qtr 3: 0; 2010 Qtr 4: 0; 2011 Qtr 1: 0; 2011 Qtr 2: 0; 2011 Qtr 3: 0; 2011 Qtr 4: 0 | 3
0 | 253144-Commercial Condensor Coil Cleaning (all units - savings at 50% of DEER) Com All CZ07 VintAll |  | System | Commercial | 01-ALC-AllCommercial-Cooling | 0 |  |  |  |  | 10 | 0 | 18 | 0 | 0 | -8 | 60 |  | kWh | 0.047 | 0 | Commercial | [7 empty] | 3 | 0.85 |  |  |  | 0 | 5 | 0 | 0 | 0 | 0 | 0 | 0 | 0 | 0 | 0 | 0 | 2009 Qtr 1: 0; 2009 Qtr 2: 0; 2009 Qtr 3: 0; 2009 Qtr 4: 5; 2010 Qtr 1: 0; 2010 Qtr 2: 0; 2010 Qtr 3: 0; 2010 Qtr 4: 0; 2011 Qtr 1: 0; 2011 Qtr 2: 0; 2011 Qtr 3: 0; 2011 Qtr 4: 0 | 5
0 | 253144-Commercial Condensor Coil Cleaning (all units - savings at 50% of DEER) Com All CZ07 VintAll |  | System | Commercial | 01-ALC-AllCommercial-Cooling | 0 |  |  |  |  | 10 | 0 | 18 | 0 | 0 | -8 | 60 |  | kWh | 0.047 | 0 | Commercial | [7 empty] | 3 | 0.85 |  |  |  | 0 | 5 | 0 | 0 | 0 | 0 | 0 | 0 | 0 | 0 | 0 | 0 | 2009 Qtr 1: 0; 2009 Qtr 2: 0; 2009 Qtr 3: 0; 2009 Qtr 4: 5; 2010 Qtr 1: 0; 2010 Qtr 2: 0; 2010 Qtr 3: 0; 2010 Qtr 4: 0; 2011 Qtr 1: 0; 2011 Qtr 2: 0; 2011 Qtr 3: 0; 2011 Qtr 4: 0 | 5
0 | 253144-Commercial Condensor Coil Cleaning (all units - savings at 50% of DEER) Com All CZ07 VintAll |  | System | Commercial | 01-ALC-AllCommercial-Cooling | 0 |  |  |  |  | 10 | 0 | 18 | 0 | 0 | -8 | 60 |  | kWh | 0.047 | 0 | Commercial | [7 empty] | 3 | 0.85 |  |  |  | 0 | 5 | 0 | 0 | 0 | 0 | 0 | 0 | 0 | 0 | 0 | 0 | 2009 Qtr 1: 0; 2009 Qtr 2: 0; 2009 Qtr 3: 0; 2009 Qtr 4: 5; 2010 Qtr 1: 0; 2010 Qtr 2: 0; 2010 Qtr 3: 0; 2010 Qtr 4: 0; 2011 Qtr 1: 0; 2011 Qtr 2: 0; 2011 Qtr 3: 0; 2011 Qtr 4: 0 | 5
0 | 253144-Commercial Condensor Coil Cleaning (all units - savings at 50% of DEER) Com All CZ07 VintAll |  | System | Commercial | 01-ALC-AllCommercial-Cooling | 0 |  |  |  |  | 10 | 0 | 18 | 0 | 0 | -8 | 60 |  | kWh | 0.047 | 0 | Commercial | [7 empty] | 3 | 0.85 |  |  |  | 0 | 5 | 0 | 0 | 0 | 0 | 0 | 0 | 0 | 0 | 0 | 0 | 2009 Qtr 1: 0; 2009 Qtr 2: 0; 2009 Qtr 3: 0; 2009 Qtr 4: 5; 2010 Qtr 1: 0; 2010 Qtr 2: 0; 2010 Qtr 3: 0; 2010 Qtr 4: 0; 2011 Qtr 1: 0; 2011 Qtr 2: 0; 2011 Qtr 3: 0; 2011 Qtr 4: 0 | 5
0 | 253144-Commercial Condensor Coil Cleaning (all units - savings at 50% of DEER) Com All CZ07 VintAll |  | System | Commercial | 01-ALC-AllCommercial-Cooling | 0 |  |  |  |  | 10 | 0 | 18 | 0 | 0 | -8 | 60 |  | kWh | 0.047 | 0 | Commercial | [7 empty] | 3 | 0.85 |  |  |  | 0 | 4 | 0 | 0 | 0 | 0 | 0 | 0 | 0 | 0 | 0 | 0 | 2009 Qtr 1: 0; 2009 Qtr 2: 0; 2009 Qtr 3: 0; 2009 Qtr 4: 4; 2010 Qtr 1: 0; 2010 Qtr 2: 0; 2010 Qtr 3: 0; 2010 Qtr 4: 0; 2011 Qtr 1: 0; 2011 Qtr 2: 0; 2011 Qtr 3: 0; 2011 Qtr 4: 0 | 4
0 | 253141-Commercial HVAC Diagnostic/Tune-up Com All CZ07 VintAll |  | System | Commercial | 01-ALC-AllCommercial-Cooling | 0 |  |  |  |  | 45.3009 | 0 | 35 | 0 | 0 | 10.3009 | 196 |  | kWh | 0.15 | 0 | Commercial | [7 empty] | 10 | 0.85 |  |  |  | 0 | 5 | 0 | 0 | 0 | 0 | 0 | 0 | 0 | 0 | 0 | 0 | 2009 Qtr 1: 0; 2009 Qtr 2: 0; 2009 Qtr 3: 0; 2009 Qtr 4: 5; 2010 Qtr 1: 0; 2010 Qtr 2: 0; 2010 Qtr 3: 0; 2010 Qtr 4: 0; 2011 Qtr 1: 0; 2011 Qtr 2: 0; 2011 Qtr 3: 0; 2011 Qtr 4: 0 | 5
0 | 253144-Commercial Condensor Coil Cleaning (all units - savings at 50% of DEER) Com All CZ07 VintAll |  | System | Commercial | 01-ALC-AllCommercial-Cooling | 0 |  |  |  |  | 10 | 0 | 20.25 | 0 | 0 | -10.25 | 60 |  | kWh | 0.047 | 0 | Commercial | [7 empty] | 3 | 0.85 |  |  |  | 0 | 4 | 0 | 0 | 0 | 0 | 0 | 0 | 0 | 0 | 0 | 0 | 2009 Qtr 1: 0; 2009 Qtr 2: 0; 2009 Qtr 3: 0; 2009 Qtr 4: 4; 2010 Qtr 1: 0; 2010 Qtr 2: 0; 2010 Qtr 3: 0; 2010 Qtr 4: 0; 2011 Qtr 1: 0; 2011 Qtr 2: 0; 2011 Qtr 3: 0; 2011 Qtr 4: 0 | 4
0 | 253144-Commercial Condensor Coil Cleaning (all units - savings at 50% of DEER) Com All CZ07 VintAll |  | System | Commercial | 01-ALC-AllCommercial-Cooling | 0 |  |  |  |  | 10 | 0 | 18 | 0 | 0 | -8 | 60 |  | kWh | 0.047 | 0 | Commercial | [7 empty] | 3 | 0.85 |  |  |  | 0 | 5 | 0 | 0 | 0 | 0 | 0 | 0 | 0 | 0 | 0 | 0 | 2009 Qtr 1: 0; 2009 Qtr 2: 0; 2009 Qtr 3: 0; 2009 Qtr 4: 5; 2010 Qtr 1: 0; 2010 Qtr 2: 0; 2010 Qtr 3: 0; 2010 Qtr 4: 0; 2011 Qtr 1: 0; 2011 Qtr 2: 0; 2011 Qtr 3: 0; 2011 Qtr 4: 0 | 5
0 | 253144-Commercial Condensor Coil Cleaning (all units - savings at 50% of DEER) Com All CZ07 VintAll |  | System | Commercial | 01-ALC-AllCommercial-Cooling | 0 |  |  |  |  | 10 | 0 | 18 | 0 | 0 | -8 | 60 |  | kWh | 0.047 | 0 | Commercial | [7 empty] | 3 | 0.85 |  |  |  | 0 | 5 | 0 | 0 | 0 | 0 | 0 | 0 | 0 | 0 | 0 | 0 | 2009 Qtr 1: 0; 2009 Qtr 2: 0; 2009 Qtr 3: 0; 2009 Qtr 4: 5; 2010 Qtr 1: 0; 2010 Qtr 2: 0; 2010 Qtr 3: 0; 2010 Qtr 4: 0; 2011 Qtr 1: 0; 2011 Qtr 2: 0; 2011 Qtr 3: 0; 2011 Qtr 4: 0 | 5
0 | 253144-Commercial Condensor Coil Cleaning (all units - savings at 50% of DEER) Com All CZ07 VintAll |  | System | Commercial | 01-ALC-AllCommercial-Cooling | 0 |  |  |  |  | 10 | 0 | 18 | 0 | 0 | -8 | 60 |  | kWh | 0.047 | 0 | Commercial | [7 empty] | 3 | 0.85 |  |  |  | 0 | 5 | 0 | 0 | 0 | 0 | 0 | 0 | 0 | 0 | 0 | 0 | 2009 Qtr 1: 0; 2009 Qtr 2: 0; 2009 Qtr 3: 0; 2009 Qtr 4: 5; 2010 Qtr 1: 0; 2010 Qtr 2: 0; 2010 Qtr 3: 0; 2010 Qtr 4: 0; 2011 Qtr 1: 0; 2011 Qtr 2: 0; 2011 Qtr 3: 0; 2011 Qtr 4: 0 | 5
0 | 253144-Commercial Condensor Coil Cleaning (all units - savings at 50% of DEER) Com All CZ07 VintAll |  | System | Commercial | 01-ALC-AllCommercial-Cooling | 0 |  |  |  |  | 10 | 0 | 18 | 0 | 0 | -8 | 60 |  | kWh | 0.047 | 0 | Commercial | [7 empty] | 3 | 0.85 |  |  |  | 0 | 5 | 0 | 0 | 0 | 0 | 0 | 0 | 0 | 0 | 0 | 0 | 2009 Qtr 1: 0; 2009 Qtr 2: 0; 2009 Qtr 3: 0; 2009 Qtr 4: 5; 2010 Qtr 1: 0; 2010 Qtr 2: 0; 2010 Qtr 3: 0; 2010 Qtr 4: 0; 2011 Qtr 1: 0; 2011 Qtr 2: 0; 2011 Qtr 3: 0; 2011 Qtr 4: 0 | 5
0 | 253144-Commercial Condensor Coil Cleaning (all units - savings at 50% of DEER) Com All CZ07 VintAll |  | System | Commercial | 01-ALC-AllCommercial-Cooling | 0 |  |  |  |  | 10 | 0 | 18 | 0 | 0 | -8 | 60 |  | kWh | 0.047 | 0 | Commercial | [7 empty] | 3 | 0.85 |  |  |  | 0 | 5 | 0 | 0 | 0 | 0 | 0 | 0 | 0 | 0 | 0 | 0 | 2009 Qtr 1: 0; 2009 Qtr 2: 0; 2009 Qtr 3: 0; 2009 Qtr 4: 5; 2010 Qtr 1: 0; 2010 Qtr 2: 0; 2010 Qtr 3: 0; 2010 Qtr 4: 0; 2011 Qtr 1: 0; 2011 Qtr 2: 0; 2011 Qtr 3: 0; 2011 Qtr 4: 0 | 5
0 | 253144-Commercial Condensor Coil Cleaning (all units - savings at 50% of DEER) Com All CZ07 VintAll |  | System | Commercial | 01-ALC-AllCommercial-Cooling | 0 |  |  |  |  | 10 | 0 | 18 | 0 | 0 | -8 | 60 |  | kWh | 0.047 | 0 | Commercial | [7 empty] | 3 | 0.85 |  |  |  | 0 | 5 | 0 | 0 | 0 | 0 | 0 | 0 | 0 | 0 | 0 | 0 | 2009 Qtr 1: 0; 2009 Qtr 2: 0; 2009 Qtr 3: 0; 2009 Qtr 4: 5; 2010 Qtr 1: 0; 2010 Qtr 2: 0; 2010 Qtr 3: 0; 2010 Qtr 4: 0; 2011 Qtr 1: 0; 2011 Qtr 2: 0; 2011 Qtr 3: 0; 2011 Qtr 4: 0 | 5
0 | 253144-Commercial Condensor Coil Cleaning (all units - savings at 50% of DEER) Com All CZ07 VintAll |  | System | Commercial | 01-ALC-AllCommercial-Cooling | 0 |  |  |  |  | 10 | 0 | 18 | 0 | 0 | -8 | 60 |  | kWh | 0.047 | 0 | Commercial | [7 empty] | 3 | 0.85 |  |  |  | 0 | 5 | 0 | 0 | 0 | 0 | 0 | 0 | 0 | 0 | 0 | 0 | 2009 Qtr 1: 0; 2009 Qtr 2: 0; 2009 Qtr 3: 0; 2009 Qtr 4: 5; 2010 Qtr 1: 0; 2010 Qtr 2: 0; 2010 Qtr 3: 0; 2010 Qtr 4: 0; 2011 Qtr 1: 0; 2011 Qtr 2: 0; 2011 Qtr 3: 0; 2011 Qtr 4: 0 | 5
0 | 253144-Commercial Condensor Coil Cleaning (all units - savings at 50% of DEER) Com All CZ07 VintAll |  | System | Commercial | 01-ALC-AllCommercial-Cooling | 0 |  |  |  |  | 10 | 0 | 18 | 0 | 0 | -8 | 60 |  | kWh | 0.047 | 0 | Commercial | [7 empty] | 3 | 0.85 |  |  |  | 0 | 5 | 0 | 0 | 0 | 0 | 0 | 0 | 0 | 0 | 0 | 0 | 2009 Qtr 1: 0; 2009 Qtr 2: 0; 2009 Qtr 3: 0; 2009 Qtr 4: 5; 2010 Qtr 1: 0; 2010 Qtr 2: 0; 2010 Qtr 3: 0; 2010 Qtr 4: 0; 2011 Qtr 1: 0; 2011 Qtr 2: 0; 2011 Qtr 3: 0; 2011 Qtr 4: 0 | 5
0 | 253144-Commercial Condensor Coil Cleaning (all units - savings at 50% of DEER) Com All CZ07 VintAll |  | System | Commercial | 01-ALC-AllCommercial-Cooling | 0 |  |  |  |  | 10 | 0 | 18 | 0 | 0 | -8 | 60 |  | kWh | 0.047 | 0 | Commercial | [7 empty] | 3 | 0.85 |  |  |  | 0 | 5 | 0 | 0 | 0 | 0 | 0 | 0 | 0 | 0 | 0 | 0 | 2009 Qtr 1: 0; 2009 Qtr 2: 0; 2009 Qtr 3: 0; 2009 Qtr 4: 5; 2010 Qtr 1: 0; 2010 Qtr 2: 0; 2010 Qtr 3: 0; 2010 Qtr 4: 0; 2011 Qtr 1: 0; 2011 Qtr 2: 0; 2011 Qtr 3: 0; 2011 Qtr 4: 0 | 5
0 | 253141-Commercial HVAC Diagnostic/Tune-up Com All CZ07 VintAll |  | System | Commercial | 01-ALC-AllCommercial-Cooling | 0 |  |  |  |  | 45.3009 | 0 | 35 | 0 | 0 | 10.3009 | 196 |  | kWh | 0.15 | 0 | Commercial | [7 empty] | 10 | 0.85 |  |  |  | 0 | 5 | 0 | 0 | 0 | 0 | 0 | 0 | 0 | 0 | 0 | 0 | 2009 Qtr 1: 0; 2009 Qtr 2: 0; 2009 Qtr 3: 0; 2009 Qtr 4: 5; 2010 Qtr 1: 0; 2010 Qtr 2: 0; 2010 Qtr 3: 0; 2010 Qtr 4: 0; 2011 Qtr 1: 0; 2011 Qtr 2: 0; 2011 Qtr 3: 0; 2011 Qtr 4: 0 | 5
0 | 253144-Commercial Condensor Coil Cleaning (all units - savings at 50% of DEER) Com All CZ07 VintAll |  | System | Commercial | 01-ALC-AllCommercial-Cooling | 0 |  |  |  |  | 10 | 0 | 18 | 0 | 0 | -8 | 60 |  | kWh | 0.047 | 0 | Commercial | [7 empty] | 3 | 0.85 |  |  |  | 0 | 5 | 0 | 0 | 0 | 0 | 0 | 0 | 0 | 0 | 0 | 0 | 2009 Qtr 1: 0; 2009 Qtr 2: 0; 2009 Qtr 3: 0; 2009 Qtr 4: 5; 2010 Qtr 1: 0; 2010 Qtr 2: 0; 2010 Qtr 3: 0; 2010 Qtr 4: 0; 2011 Qtr 1: 0; 2011 Qtr 2: 0; 2011 Qtr 3: 0; 2011 Qtr 4: 0 | 5
0 | 253144-Commercial Condensor Coil Cleaning (all units - savings at 50% of DEER) Com All CZ07 VintAll |  | System | Commercial | 01-ALC-AllCommercial-Cooling | 0 |  |  |  |  | 10 | 0 | 18 | 0 | 0 | -8 | 60 |  | kWh | 0.047 | 0 | Commercial | [7 empty] | 3 | 0.85 |  |  |  | 0 | 5 | 0 | 0 | 0 | 0 | 0 | 0 | 0 | 0 | 0 | 0 | 2009 Qtr 1: 0; 2009 Qtr 2: 0; 2009 Qtr 3: 0; 2009 Qtr 4: 5; 2010 Qtr 1: 0; 2010 Qtr 2: 0; 2010 Qtr 3: 0; 2010 Qtr 4: 0; 2011 Qtr 1: 0; 2011 Qtr 2: 0; 2011 Qtr 3: 0; 2011 Qtr 4: 0 | 5
0 | 253144-Commercial Condensor Coil Cleaning (all units - savings at 50% of DEER) Com All CZ07 VintAll |  | System | Commercial | 01-ALC-AllCommercial-Cooling | 0 |  |  |  |  | 10 | 0 | 18 | 0 | 0 | -8 | 60 |  | kWh | 0.047 | 0 | Commercial | [7 empty] | 3 | 0.85 |  |  |  | 0 | 5 | 0 | 0 | 0 | 0 | 0 | 0 | 0 | 0 | 0 | 0 | 2009 Qtr 1: 0; 2009 Qtr 2: 0; 2009 Qtr 3: 0; 2009 Qtr 4: 5; 2010 Qtr 1: 0; 2010 Qtr 2: 0; 2010 Qtr 3: 0; 2010 Qtr 4: 0; 2011 Qtr 1: 0; 2011 Qtr 2: 0; 2011 Qtr 3: 0; 2011 Qtr 4: 0 | 5
0 | 253141-Commercial HVAC Diagnostic/Tune-up Com All CZ07 VintAll |  | System | Commercial | 01-ALC-AllCommercial-Cooling | 0 |  |  |  |  | 45.3009 | 0 | 35 | 0 | 0 | 10.3009 | 196 |  | kWh | 0.15 | 0 | Commercial | [7 empty] | 10 | 0.85 |  |  |  | 0 | 5 | 0 | 0 | 0 | 0 | 0 | 0 | 0 | 0 | 0 | 0 | 2009 Qtr 1: 0; 2009 Qtr 2: 0; 2009 Qtr 3: 0; 2009 Qtr 4: 5; 2010 Qtr 1: 0; 2010 Qtr 2: 0; 2010 Qtr 3: 0; 2010 Qtr 4: 0; 2011 Qtr 1: 0; 2011 Qtr 2: 0; 2011 Qtr 3: 0; 2011 Qtr 4: 0 | 5
0 | 253141-Commercial HVAC Diagnostic/Tune-up Com All CZ07 VintAll |  | System | Commercial | 01-ALC-AllCommercial-Cooling | 0 |  |  |  |  | 45.3009 | 0 | 35 | 0 | 0 | 10.3009 | 196 |  | kWh | 0.15 | 0 | Commercial | [7 empty] | 10 | 0.85 |  |  |  | 0 | 5 | 0 | 0 | 0 | 0 | 0 | 0 | 0 | 0 | 0 | 0 | 2009 Qtr 1: 0; 2009 Qtr 2: 0; 2009 Qtr 3: 0; 2009 Qtr 4: 5; 2010 Qtr 1: 0; 2010 Qtr 2: 0; 2010 Qtr 3: 0; 2010 Qtr 4: 0; 2011 Qtr 1: 0; 2011 Qtr 2: 0; 2011 Qtr 3: 0; 2011 Qtr 4: 0 | 5
0 | 253141-Commercial HVAC Diagnostic/Tune-up Com All CZ07 VintAll |  | System | Commercial | 01-ALC-AllCommercial-Cooling | 0 |  |  |  |  | 45.3009 | 0 | 35 | 0 | 0 | 10.3009 | 196 |  | kWh | 0.15 | 0 | Commercial | [7 empty] | 10 | 0.85 |  |  |  | 0 | 4 | 0 | 0 | 0 | 0 | 0 | 0 | 0 | 0 | 0 | 0 | 2009 Qtr 1: 0; 2009 Qtr 2: 0; 2009 Qtr 3: 0; 2009 Qtr 4: 4; 2010 Qtr 1: 0; 2010 Qtr 2: 0; 2010 Qtr 3: 0; 2010 Qtr 4: 0; 2011 Qtr 1: 0; 2011 Qtr 2: 0; 2011 Qtr 3: 0; 2011 Qtr 4: 0 | 4
0 | 253141-Commercial HVAC Diagnostic/Tune-up Com All CZ07 VintAll |  | System | Commercial | 01-ALC-AllCommercial-Cooling | 0 |  |  |  |  | 45.3009 | 0 | 39.375 | 0 | 0 | 5.9259 | 196 |  | kWh | 0.15 | 0 | Commercial | [7 empty] | 10 | 0.85 |  |  |  | 0 | 4 | 0 | 0 | 0 | 0 | 0 | 0 | 0 | 0 | 0 | 0 | 2009 Qtr 1: 0; 2009 Qtr 2: 0; 2009 Qtr 3: 0; 2009 Qtr 4: 4; 2010 Qtr 1: 0; 2010 Qtr 2: 0; 2010 Qtr 3: 0; 2010 Qtr 4: 0; 2011 Qtr 1: 0; 2011 Qtr 2: 0; 2011 Qtr 3: 0; 2011 Qtr 4: 0 | 4
0 | 253141-Commercial HVAC Diagnostic/Tune-up Com All CZ07 VintAll |  | System | Commercial | 01-ALC-AllCommercial-Cooling | 0 |  |  |  |  | 45.3009 | 0 | 35 | 0 | 0 | 10.3009 | 196 |  | kWh | 0.15 | 0 | Commercial | [7 empty] | 10 | 0.85 |  |  |  | 0 | 5 | 0 | 0 | 0 | 0 | 0 | 0 | 0 | 0 | 0 | 0 | 2009 Qtr 1: 0; 2009 Qtr 2: 0; 2009 Qtr 3: 0; 2009 Qtr 4: 5; 2010 Qtr 1: 0; 2010 Qtr 2: 0; 2010 Qtr 3: 0; 2010 Qtr 4: 0; 2011 Qtr 1: 0; 2011 Qtr 2: 0; 2011 Qtr 3: 0; 2011 Qtr 4: 0 | 5
0 | 253141-Commercial HVAC Diagnostic/Tune-up Com All CZ07 VintAll |  | System | Commercial | 01-ALC-AllCommercial-Cooling | 0 |  |  |  |  | 45.3009 | 0 | 35 | 0 | 0 | 10.3009 | 196 |  | kWh | 0.15 | 0 | Commercial | [7 empty] | 10 | 0.85 |  |  |  | 0 | 5 | 0 | 0 | 0 | 0 | 0 | 0 | 0 | 0 | 0 | 0 | 2009 Qtr 1: 0; 2009 Qtr 2: 0; 2009 Qtr 3: 0; 2009 Qtr 4: 5; 2010 Qtr 1: 0; 2010 Qtr 2: 0; 2010 Qtr 3: 0; 2010 Qtr 4: 0; 2011 Qtr 1: 0; 2011 Qtr 2: 0; 2011 Qtr 3: 0; 2011 Qtr 4: 0 | 5
0 | 253141-Commercial HVAC Diagnostic/Tune-up Com All CZ07 VintAll |  | System | Commercial | 01-ALC-AllCommercial-Cooling | 0 |  |  |  |  | 45.3009 | 0 | 35 | 0 | 0 | 10.3009 | 196 |  | kWh | 0.15 | 0 | Commercial | [7 empty] | 10 | 0.85 |  |  |  | 0 | 5 | 0 | 0 | 0 | 0 | 0 | 0 | 0 | 0 | 0 | 0 | 2009 Qtr 1: 0; 2009 Qtr 2: 0; 2009 Qtr 3: 0; 2009 Qtr 4: 5; 2010 Qtr 1: 0; 2010 Qtr 2: 0; 2010 Qtr 3: 0; 2010 Qtr 4: 0; 2011 Qtr 1: 0; 2011 Qtr 2: 0; 2011 Qtr 3: 0; 2011 Qtr 4: 0 | 5
0 | 253141-Commercial HVAC Diagnostic/Tune-up Com All CZ07 VintAll |  | System | Commercial | 01-ALC-AllCommercial-Cooling | 0 |  |  |  |  | 45.3009 | 0 | 35 | 0 | 0 | 10.3009 | 196 |  | kWh | 0.15 | 0 | Commercial | [7 empty] | 10 | 0.85 |  |  |  | 0 | 5 | 0 | 0 | 0 | 0 | 0 | 0 | 0 | 0 | 0 | 0 | 2009 Qtr 1: 0; 2009 Qtr 2: 0; 2009 Qtr 3: 0; 2009 Qtr 4: 5; 2010 Qtr 1: 0; 2010 Qtr 2: 0; 2010 Qtr 3: 0; 2010 Qtr 4: 0; 2011 Qtr 1: 0; 2011 Qtr 2: 0; 2011 Qtr 3: 0; 2011 Qtr 4: 0 | 5
0 | 253144-Commercial Condensor Coil Cleaning (all units - savings at 50% of DEER) Com All CZ07 VintAll |  | System | Commercial | 01-ALC-AllCommercial-Cooling | 0 |  |  |  |  | 10 | 0 | 18 | 0 | 0 | -8 | 60 |  | kWh | 0.047 | 0 | Commercial | [7 empty] | 3 | 0.85 |  |  |  | 0 | 5 | 0 | 0 | 0 | 0 | 0 | 0 | 0 | 0 | 0 | 0 | 2009 Qtr 1: 0; 2009 Qtr 2: 0; 2009 Qtr 3: 0; 2009 Qtr 4: 5; 2010 Qtr 1: 0; 2010 Qtr 2: 0; 2010 Qtr 3: 0; 2010 Qtr 4: 0; 2011 Qtr 1: 0; 2011 Qtr 2: 0; 2011 Qtr 3: 0; 2011 Qtr 4: 0 | 5
0 | 253144-Commercial Condensor Coil Cleaning (all units - savings at 50% of DEER) Com All CZ07 VintAll |  | System | Commercial | 01-ALC-AllCommercial-Cooling | 0 |  |  |  |  | 10 | 0 | 18 | 0 | 0 | -8 | 60 |  | kWh | 0.047 | 0 | Commercial | [7 empty] | 3 | 0.85 |  |  |  | 0 | 5 | 0 | 0 | 0 | 0 | 0 | 0 | 0 | 0 | 0 | 0 | 2009 Qtr 1: 0; 2009 Qtr 2: 0; 2009 Qtr 3: 0; 2009 Qtr 4: 5; 2010 Qtr 1: 0; 2010 Qtr 2: 0; 2010 Qtr 3: 0; 2010 Qtr 4: 0; 2011 Qtr 1: 0; 2011 Qtr 2: 0; 2011 Qtr 3: 0; 2011 Qtr 4: 0 | 5
0 | 253144-Commercial Condensor Coil Cleaning (all units - savings at 50% of DEER) Com All CZ07 VintAll |  | System | Commercial | 01-ALC-AllCommercial-Cooling | 0 |  |  |  |  | 10 | 0 | 18 | 0 | 0 | -8 | 60 |  | kWh | 0.047 | 0 | Commercial | [7 empty] | 3 | 0.85 |  |  |  | 0 | 5 | 0 | 0 | 0 | 0 | 0 | 0 | 0 | 0 | 0 | 0 | 2009 Qtr 1: 0; 2009 Qtr 2: 0; 2009 Qtr 3: 0; 2009 Qtr 4: 5; 2010 Qtr 1: 0; 2010 Qtr 2: 0; 2010 Qtr 3: 0; 2010 Qtr 4: 0; 2011 Qtr 1: 0; 2011 Qtr 2: 0; 2011 Qtr 3: 0; 2011 Qtr 4: 0 | 5
0 | 253141-Commercial HVAC Diagnostic/Tune-up Com All CZ07 VintAll |  | System | Commercial | 01-ALC-AllCommercial-Cooling | 0 |  |  |  |  | 45.3009 | 0 | 35 | 0 | 0 | 10.3009 | 196 |  | kWh | 0.15 | 0 | Commercial | [7 empty] | 10 | 0.85 |  |  |  | 0 | 5 | 0 | 0 | 0 | 0 | 0 | 0 | 0 | 0 | 0 | 0 | 2009 Qtr 1: 0; 2009 Qtr 2: 0; 2009 Qtr 3: 0; 2009 Qtr 4: 5; 2010 Qtr 1: 0; 2010 Qtr 2: 0; 2010 Qtr 3: 0; 2010 Qtr 4: 0; 2011 Qtr 1: 0; 2011 Qtr 2: 0; 2011 Qtr 3: 0; 2011 Qtr 4: 0 | 5
0 | 253144-Commercial Condensor Coil Cleaning (all units - savings at 50% of DEER) Com All CZ07 VintAll |  | System | Commercial | 01-ALC-AllCommercial-Cooling | 0 |  |  |  |  | 10 | 0 | 18 | 0 | 0 | -8 | 60 |  | kWh | 0.047 | 0 | Commercial | [7 empty] | 3 | 0.85 |  |  |  | 0 | 10 | 0 | 0 | 0 | 0 | 0 | 0 | 0 | 0 | 0 | 0 | 2009 Qtr 1: 0; 2009 Qtr 2: 0; 2009 Qtr 3: 0; 2009 Qtr 4: 10; 2010 Qtr 1: 0; 2010 Qtr 2: 0; 2010 Qtr 3: 0; 2010 Qtr 4: 0; 2011 Qtr 1: 0; 2011 Qtr 2: 0; 2011 Qtr 3: 0; 2011 Qtr 4: 0 | 10
0 | 253144-Commercial Condensor Coil Cleaning (all units - savings at 50% of DEER) Com All CZ07 VintAll |  | System | Commercial | 01-ALC-AllCommercial-Cooling | 0 |  |  |  |  | 10 | 0 | 18 | 0 | 0 | -8 | 60 |  | kWh | 0.047 | 0 | Commercial | [7 empty] | 3 | 0.85 |  |  |  | 0 | 10 | 0 | 0 | 0 | 0 | 0 | 0 | 0 | 0 | 0 | 0 | 2009 Qtr 1: 0; 2009 Qtr 2: 0; 2009 Qtr 3: 0; 2009 Qtr 4: 10; 2010 Qtr 1: 0; 2010 Qtr 2: 0; 2010 Qtr 3: 0; 2010 Qtr 4: 0; 2011 Qtr 1: 0; 2011 Qtr 2: 0; 2011 Qtr 3: 0; 2011 Qtr 4: 0 | 10
0 | 253144-Commercial Condensor Coil Cleaning (all units - savings at 50% of DEER) Com All CZ07 VintAll |  | System | Commercial | 01-ALC-AllCommercial-Cooling | 0 |  |  |  |  | 10 | 0 | 18 | 0 | 0 | -8 | 60 |  | kWh | 0.047 | 0 | Commercial | [7 empty] | 3 | 0.85 |  |  |  | 0 | 10 | 0 | 0 | 0 | 0 | 0 | 0 | 0 | 0 | 0 | 0 | 2009 Qtr 1: 0; 2009 Qtr 2: 0; 2009 Qtr 3: 0; 2009 Qtr 4: 10; 2010 Qtr 1: 0; 2010 Qtr 2: 0; 2010 Qtr 3: 0; 2010 Qtr 4: 0; 2011 Qtr 1: 0; 2011 Qtr 2: 0; 2011 Qtr 3: 0; 2011 Qtr 4: 0 | 10
0 | 253141-Commercial HVAC Diagnostic/Tune-up Com All CZ07 VintAll |  | System | Commercial | 01-ALC-AllCommercial-Cooling | 0 |  |  |  |  | 45.3009 | 0 | 35 | 0 | 0 | 10.3009 | 196 |  | kWh | 0.15 | 0 | Commercial | [7 empty] | 10 | 0.85 |  |  |  | 0 | 5 | 0 | 0 | 0 | 0 | 0 | 0 | 0 | 0 | 0 | 0 | 2009 Qtr 1: 0; 2009 Qtr 2: 0; 2009 Qtr 3: 0; 2009 Qtr 4: 5; 2010 Qtr 1: 0; 2010 Qtr 2: 0; 2010 Qtr 3: 0; 2010 Qtr 4: 0; 2011 Qtr 1: 0; 2011 Qtr 2: 0; 2011 Qtr 3: 0; 2011 Qtr 4: 0 | 5
0 | 253141-Commercial HVAC Diagnostic/Tune-up Com All CZ07 VintAll |  | System | Commercial | 01-ALC-AllCommercial-Cooling | 0 |  |  |  |  | 45.3009 | 0 | 35 | 0 | 0 | 10.3009 | 196 |  | kWh | 0.15 | 0 | Commercial | [7 empty] | 10 | 0.85 |  |  |  | 0 | 10 | 0 | 0 | 0 | 0 | 0 | 0 | 0 | 0 | 0 | 0 | 2009 Qtr 1: 0; 2009 Qtr 2: 0; 2009 Qtr 3: 0; 2009 Qtr 4: 10; 2010 Qtr 1: 0; 2010 Qtr 2: 0; 2010 Qtr 3: 0; 2010 Qtr 4: 0; 2011 Qtr 1: 0; 2011 Qtr 2: 0; 2011 Qtr 3: 0; 2011 Qtr 4: 0 | 10
0 | 253141-Commercial HVAC Diagnostic/Tune-up Com All CZ07 VintAll |  | System | Commercial | 01-ALC-AllCommercial-Cooling | 0 |  |  |  |  | 45.3009 | 0 | 35 | 0 | 0 | 10.3009 | 196 |  | kWh | 0.15 | 0 | Commercial | [7 empty] | 10 | 0.85 |  |  |  | 0 | 10 | 0 | 0 | 0 | 0 | 0 | 0 | 0 | 0 | 0 | 0 | 2009 Qtr 1: 0; 2009 Qtr 2: 0; 2009 Qtr 3: 0; 2009 Qtr 4: 10; 2010 Qtr 1: 0; 2010 Qtr 2: 0; 2010 Qtr 3: 0; 2010 Qtr 4: 0; 2011 Qtr 1: 0; 2011 Qtr 2: 0; 2011 Qtr 3: 0; 2011 Qtr 4: 0 | 10
0 | 253141-Commercial HVAC Diagnostic/Tune-up Com All CZ07 VintAll |  | System | Commercial | 01-ALC-AllCommercial-Cooling | 0 |  |  |  |  | 45.3009 | 0 | 35 | 0 | 0 | 10.3009 | 196 |  | kWh | 0.15 | 0 | Commercial | [7 empty] | 10 | 0.85 |  |  |  | 0 | 10 | 0 | 0 | 0 | 0 | 0 | 0 | 0 | 0 | 0 | 0 | 2009 Qtr 1: 0; 2009 Qtr 2: 0; 2009 Qtr 3: 0; 2009 Qtr 4: 10; 2010 Qtr 1: 0; 2010 Qtr 2: 0; 2010 Qtr 3: 0; 2010 Qtr 4: 0; 2011 Qtr 1: 0; 2011 Qtr 2: 0; 2011 Qtr 3: 0; 2011 Qtr 4: 0 | 10
0 | 253141-Commercial HVAC Diagnostic/Tune-up Com All CZ07 VintAll |  | System | Commercial | 01-ALC-AllCommercial-Cooling | 0 |  |  |  |  | 45.3009 | 0 | 35 | 0 | 0 | 10.3009 | 196 |  | kWh | 0.15 | 0 | Commercial | [7 empty] | 10 | 0.85 |  |  |  | 0 | 10 | 0 | 0 | 0 | 0 | 0 | 0 | 0 | 0 | 0 | 0 | 2009 Qtr 1: 0; 2009 Qtr 2: 0; 2009 Qtr 3: 0; 2009 Qtr 4: 10; 2010 Qtr 1: 0; 2010 Qtr 2: 0; 2010 Qtr 3: 0; 2010 Qtr 4: 0; 2011 Qtr 1: 0; 2011 Qtr 2: 0; 2011 Qtr 3: 0; 2011 Qtr 4: 0 | 10
0 | 253144-Commercial Condensor Coil Cleaning (all units - savings at 50% of DEER) Com All CZ07 VintAll |  | System | Commercial | 01-ALC-AllCommercial-Cooling | 0 |  |  |  |  | 10 | 0 | 18 | 0 | 0 | -8 | 60 |  | kWh | 0.047 | 0 | Commercial | [7 empty] | 3 | 0.85 |  |  |  | 0 | 5 | 0 | 0 | 0 | 0 | 0 | 0 | 0 | 0 | 0 | 0 | 2009 Qtr 1: 0; 2009 Qtr 2: 0; 2009 Qtr 3: 0; 2009 Qtr 4: 5; 2010 Qtr 1: 0; 2010 Qtr 2: 0; 2010 Qtr 3: 0; 2010 Qtr 4: 0; 2011 Qtr 1: 0; 2011 Qtr 2: 0; 2011 Qtr 3: 0; 2011 Qtr 4: 0 | 5
0 | 253144-Commercial Condensor Coil Cleaning (all units - savings at 50% of DEER) Com All CZ07 VintAll |  | System | Commercial | 01-ALC-AllCommercial-Cooling | 0 |  |  |  |  | 10 | 0 | 18 | 0 | 0 | -8 | 60 |  | kWh | 0.047 | 0 | Commercial | [7 empty] | 3 | 0.85 |  |  |  | 0 | 5 | 0 | 0 | 0 | 0 | 0 | 0 | 0 | 0 | 0 | 0 | 2009 Qtr 1: 0; 2009 Qtr 2: 0; 2009 Qtr 3: 0; 2009 Qtr 4: 5; 2010 Qtr 1: 0; 2010 Qtr 2: 0; 2010 Qtr 3: 0; 2010 Qtr 4: 0; 2011 Qtr 1: 0; 2011 Qtr 2: 0; 2011 Qtr 3: 0; 2011 Qtr 4: 0 | 5
0 | 253144-Commercial Condensor Coil Cleaning (all units - savings at 50% of DEER) Com All CZ07 VintAll |  | System | Commercial | 01-ALC-AllCommercial-Cooling | 0 |  |  |  |  | 10 | 0 | 18 | 0 | 0 | -8 | 60 |  | kWh | 0.047 | 0 | Commercial | [7 empty] | 3 | 0.85 |  |  |  | 0 | 10 | 0 | 0 | 0 | 0 | 0 | 0 | 0 | 0 | 0 | 0 | 2009 Qtr 1: 0; 2009 Qtr 2: 0; 2009 Qtr 3: 0; 2009 Qtr 4: 10; 2010 Qtr 1: 0; 2010 Qtr 2: 0; 2010 Qtr 3: 0; 2010 Qtr 4: 0; 2011 Qtr 1: 0; 2011 Qtr 2: 0; 2011 Qtr 3: 0; 2011 Qtr 4: 0 | 10
0 | 253034-Comm. AC <65k three phase unitary |  | System | Commercial | 01-ALC-AllCommercial-Cooling | 0 |  |  |  |  | 790.4043 | 0 | 100 | 0 | 0 | 690.4043 | 350.672 |  | kWh | 0.27371 | 0 | Commercial | [7 empty] | 15 | 0.5 |  |  |  | 1 | 3 | 0 | 0 | 0 | 0 | 0 | 0 | 0 | 0 | 0 | 0 | 2009 Qtr 1: 0; 2009 Qtr 2: 0; 2009 Qtr 3: 0; 2009 Qtr 4: 3; 2010 Qtr 1: 0; 2010 Qtr 2: 0; 2010 Qtr 3: 0; 2010 Qtr 4: 0; 2011 Qtr 1: 0; 2011 Qtr 2: 0; 2011 Qtr 3: 0; 2011 Qtr 4: 0 | 3
0 | 253034-Comm. AC <65k three phase unitary |  | System | Commercial | 01-ALC-AllCommercial-Cooling | 0 |  |  |  |  | 790.4043 | 0 | 100 | 0 | 0 | 690.4043 | 350.672 |  | kWh | 0.27371 | 0 | Commercial | [7 empty] | 15 | 0.5 |  |  |  | 1 | 3 | 0 | 0 | 0 | 0 | 0 | 0 | 0 | 0 | 0 | 0 | 2009 Qtr 1: 0; 2009 Qtr 2: 0; 2009 Qtr 3: 0; 2009 Qtr 4: 3; 2010 Qtr 1: 0; 2010 Qtr 2: 0; 2010 Qtr 3: 0; 2010 Qtr 4: 0; 2011 Qtr 1: 0; 2011 Qtr 2: 0; 2011 Qtr 3: 0; 2011 Qtr 4: 0 | 3
0 | 253034-Comm. AC <65k three phase unitary |  | System | Commercial | 01-ALC-AllCommercial-Cooling | 0 |  |  |  |  | 790.4043 | 0 | 100 | 0 | 0 | 690.4043 | 350.672 |  | kWh | 0.27371 | 0 | Commercial | [7 empty] | 15 | 0.5 |  |  |  | 1 | 4 | 0 | 0 | 0 | 0 | 0 | 0 | 0 | 0 | 0 | 0 | 2009 Qtr 1: 0; 2009 Qtr 2: 0; 2009 Qtr 3: 0; 2009 Qtr 4: 4; 2010 Qtr 1: 0; 2010 Qtr 2: 0; 2010 Qtr 3: 0; 2010 Qtr 4: 0; 2011 Qtr 1: 0; 2011 Qtr 2: 0; 2011 Qtr 3: 0; 2011 Qtr 4: 0 | 4
0 | 253036-Comm. AC 65k to 134k |  | System | Commercial | 01-ALC-AllCommercial-Cooling | 0 |  |  |  |  | 757.3824 | 0 | 100 | 0 | 0 | 657.3824 | 467.632 |  | kWh | 0.37183 | 0 | Commercial | [7 empty] | 15 | 0.7 |  |  |  | 1 | 6 | 0 | 0 | 0 | 0 | 0 | 0 | 0 | 0 | 0 | 0 | 2009 Qtr 1: 0; 2009 Qtr 2: 0; 2009 Qtr 3: 0; 2009 Qtr 4: 6; 2010 Qtr 1: 0; 2010 Qtr 2: 0; 2010 Qtr 3: 0; 2010 Qtr 4: 0; 2011 Qtr 1: 0; 2011 Qtr 2: 0; 2011 Qtr 3: 0; 2011 Qtr 4: 0 | 6
0 | 253049-Comm. HP <65k three phase unitary |  | System | Commercial | 01-ALC-AllCommercial-Cooling | 0 |  |  |  |  | 959.2869 | 0 | 100 | 0 | 0 | 859.2869 | 333.947 |  | kWh | 0.15748 | 0 | Commercial | [7 empty] | 15 | 0.5 |  |  |  | 1 | 4 | 0 | 0 | 0 | 0 | 0 | 0 | 0 | 0 | 0 | 0 | 2009 Qtr 1: 0; 2009 Qtr 2: 0; 2009 Qtr 3: 0; 2009 Qtr 4: 4; 2010 Qtr 1: 0; 2010 Qtr 2: 0; 2010 Qtr 3: 0; 2010 Qtr 4: 0; 2011 Qtr 1: 0; 2011 Qtr 2: 0; 2011 Qtr 3: 0; 2011 Qtr 4: 0 | 4
0 | 253049-Comm. HP <65k three phase unitary |  | System | Commercial | 01-ALC-AllCommercial-Cooling | 0 |  |  |  |  | 959.2869 | 0 | 100 | 0 | 0 | 859.2869 | 333.947 |  | kWh | 0.15748 | 0 | Commercial | [7 empty] | 15 | 0.5 |  |  |  | 1 | 5 | 0 | 0 | 0 | 0 | 0 | 0 | 0 | 0 | 0 | 0 | 2009 Qtr 1: 0; 2009 Qtr 2: 0; 2009 Qtr 3: 0; 2009 Qtr 4: 5; 2010 Qtr 1: 0; 2010 Qtr 2: 0; 2010 Qtr 3: 0; 2010 Qtr 4: 0; 2011 Qtr 1: 0; 2011 Qtr 2: 0; 2011 Qtr 3: 0; 2011 Qtr 4: 0 | 5
0 | 253049-Comm. HP <65k three phase unitary |  | System | Commercial | 01-ALC-AllCommercial-Cooling | 0 |  |  |  |  | 959.2869 | 0 | 100 | 0 | 0 | 859.2869 | 333.947 |  | kWh | 0.15748 | 0 | Commercial | [7 empty] | 15 | 0.5 |  |  |  | 1 | 5 | 0 | 0 | 0 | 0 | 0 | 0 | 0 | 0 | 0 | 0 | 2009 Qtr 1: 0; 2009 Qtr 2: 0; 2009 Qtr 3: 0; 2009 Qtr 4: 5; 2010 Qtr 1: 0; 2010 Qtr 2: 0; 2010 Qtr 3: 0; 2010 Qtr 4: 0; 2011 Qtr 1: 0; 2011 Qtr 2: 0; 2011 Qtr 3: 0; 2011 Qtr 4: 0 | 5
0 | 253049-Comm. HP <65k three phase unitary |  | System | Commercial | 01-ALC-AllCommercial-Cooling | 0 |  |  |  |  | 959.2869 | 0 | 100 | 0 | 0 | 859.2869 | 333.947 |  | kWh | 0.15748 | 0 | Commercial | [7 empty] | 15 | 0.5 |  |  |  | 1 | 4 | 0 | 0 | 0 | 0 | 0 | 0 | 0 | 0 | 0 | 0 | 2009 Qtr 1: 0; 2009 Qtr 2: 0; 2009 Qtr 3: 0; 2009 Qtr 4: 4; 2010 Qtr 1: 0; 2010 Qtr 2: 0; 2010 Qtr 3: 0; 2010 Qtr 4: 0; 2011 Qtr 1: 0; 2011 Qtr 2: 0; 2011 Qtr 3: 0; 2011 Qtr 4: 0 | 4
0 | 253049-Comm. HP <65k three phase unitary |  | System | Commercial | 01-ALC-AllCommercial-Cooling | 0 |  |  |  |  | 959.2869 | 0 | 100 | 0 | 0 | 859.2869 | 333.947 |  | kWh | 0.15748 | 0 | Commercial | [7 empty] | 15 | 0.5 |  |  |  | 1 | 4 | 0 | 0 | 0 | 0 | 0 | 0 | 0 | 0 | 0 | 0 | 2009 Qtr 1: 0; 2009 Qtr 2: 0; 2009 Qtr 3: 0; 2009 Qtr 4: 4; 2010 Qtr 1: 0; 2010 Qtr 2: 0; 2010 Qtr 3: 0; 2010 Qtr 4: 0; 2011 Qtr 1: 0; 2011 Qtr 2: 0; 2011 Qtr 3: 0; 2011 Qtr 4: 0 | 4
0 | 253049-Comm. HP <65k three phase unitary |  | System | Commercial | 01-ALC-AllCommercial-Cooling | 0 |  |  |  |  | 959.2869 | 0 | 100 | 0 | 0 | 859.2869 | 333.947 |  | kWh | 0.15748 | 0 | Commercial | [7 empty] | 15 | 0.5 |  |  |  | 1 | 5 | 0 | 0 | 0 | 0 | 0 | 0 | 0 | 0 | 0 | 0 | 2009 Qtr 1: 0; 2009 Qtr 2: 0; 2009 Qtr 3: 0; 2009 Qtr 4: 5; 2010 Qtr 1: 0; 2010 Qtr 2: 0; 2010 Qtr 3: 0; 2010 Qtr 4: 0; 2011 Qtr 1: 0; 2011 Qtr 2: 0; 2011 Qtr 3: 0; 2011 Qtr 4: 0 | 5
0 | 253049-Comm. HP <65k three phase unitary |  | System | Commercial | 01-ALC-AllCommercial-Cooling | 0 |  |  |  |  | 959.2869 | 0 | 100 | 0 | 0 | 859.2869 | 333.947 |  | kWh | 0.15748 | 0 | Commercial | [7 empty] | 15 | 0.5 |  |  |  | 1 | 5 | 0 | 0 | 0 | 0 | 0 | 0 | 0 | 0 | 0 | 0 | 2009 Qtr 1: 0; 2009 Qtr 2: 0; 2009 Qtr 3: 0; 2009 Qtr 4: 5; 2010 Qtr 1: 0; 2010 Qtr 2: 0; 2010 Qtr 3: 0; 2010 Qtr 4: 0; 2011 Qtr 1: 0; 2011 Qtr 2: 0; 2011 Qtr 3: 0; 2011 Qtr 4: 0 | 5
0 | 253049-Comm. HP <65k three phase unitary |  | System | Commercial | 01-ALC-AllCommercial-Cooling | 0 |  |  |  |  | 959.2869 | 0 | 100 | 0 | 0 | 859.2869 | 333.947 |  | kWh | 0.15748 | 0 | Commercial | [7 empty] | 15 | 0.5 |  |  |  | 1 | 3 | 0 | 0 | 0 | 0 | 0 | 0 | 0 | 0 | 0 | 0 | 2009 Qtr 1: 0; 2009 Qtr 2: 0; 2009 Qtr 3: 0; 2009 Qtr 4: 3; 2010 Qtr 1: 0; 2010 Qtr 2: 0; 2010 Qtr 3: 0; 2010 Qtr 4: 0; 2011 Qtr 1: 0; 2011 Qtr 2: 0; 2011 Qtr 3: 0; 2011 Qtr 4: 0 | 3
0 | 253049-Comm. HP <65k three phase unitary |  | System | Commercial | 01-ALC-AllCommercial-Cooling | 0 |  |  |  |  | 959.2869 | 0 | 100 | 0 | 0 | 859.2869 | 333.947 |  | kWh | 0.15748 | 0 | Commercial | [7 empty] | 15 | 0.5 |  |  |  | 1 | 3 | 0 | 0 | 0 | 0 | 0 | 0 | 0 | 0 | 0 | 0 | 2009 Qtr 1: 0; 2009 Qtr 2: 0; 2009 Qtr 3: 0; 2009 Qtr 4: 3; 2010 Qtr 1: 0; 2010 Qtr 2: 0; 2010 Qtr 3: 0; 2010 Qtr 4: 0; 2011 Qtr 1: 0; 2011 Qtr 2: 0; 2011 Qtr 3: 0; 2011 Qtr 4: 0 | 3
0 | 253049-Comm. HP <65k three phase unitary |  | System | Commercial | 01-ALC-AllCommercial-Cooling | 0 |  |  |  |  | 959.2869 | 0 | 100 | 0 | 0 | 859.2869 | 333.947 |  | kWh | 0.15748 | 0 | Commercial | [7 empty] | 15 | 0.5 |  |  |  | 1 | 3 | 0 | 0 | 0 | 0 | 0 | 0 | 0 | 0 | 0 | 0 | 2009 Qtr 1: 0; 2009 Qtr 2: 0; 2009 Qtr 3: 0; 2009 Qtr 4: 3; 2010 Qtr 1: 0; 2010 Qtr 2: 0; 2010 Qtr 3: 0; 2010 Qtr 4: 0; 2011 Qtr 1: 0; 2011 Qtr 2: 0; 2011 Qtr 3: 0; 2011 Qtr 4: 0 | 3
0 | 253049-Comm. HP <65k three phase unitary |  | System | Commercial | 01-ALC-AllCommercial-Cooling | 0 |  |  |  |  | 959.2869 | 0 | 100 | 0 | 0 | 859.2869 | 333.947 |  | kWh | 0.15748 | 0 | Commercial | [7 empty] | 15 | 0.5 |  |  |  | 1 | 3 | 0 | 0 | 0 | 0 | 0 | 0 | 0 | 0 | 0 | 0 | 2009 Qtr 1: 0; 2009 Qtr 2: 0; 2009 Qtr 3: 0; 2009 Qtr 4: 3; 2010 Qtr 1: 0; 2010 Qtr 2: 0; 2010 Qtr 3: 0; 2010 Qtr 4: 0; 2011 Qtr 1: 0; 2011 Qtr 2: 0; 2011 Qtr 3: 0; 2011 Qtr 4: 0 | 3
0 | 253086-Comm. HP <65k three phase unitary ER |  | System | Commercial | 01-ALC-AllCommercial-Cooling | 0 |  |  |  |  | 959.2869 | 0 | 100 | 0 | 0 | 859.2869 | 416.612 |  | kWh | 0.22516 | 0 | Commercial | [7 empty] | 15 | 0.5 |  |  |  | 1 | 4 | 0 | 0 | 0 | 0 | 0 | 0 | 0 | 0 | 0 | 0 | 2009 Qtr 1: 0; 2009 Qtr 2: 0; 2009 Qtr 3: 0; 2009 Qtr 4: 4; 2010 Qtr 1: 0; 2010 Qtr 2: 0; 2010 Qtr 3: 0; 2010 Qtr 4: 0; 2011 Qtr 1: 0; 2011 Qtr 2: 0; 2011 Qtr 3: 0; 2011 Qtr 4: 0 | 4
0 | 253086-Comm. HP <65k three phase unitary ER |  | System | Commercial | 01-ALC-AllCommercial-Cooling | 0 |  |  |  |  | 959.2869 | 0 | 100 | 0 | 0 | 859.2869 | 416.612 |  | kWh | 0.22516 | 0 | Commercial | [7 empty] | 15 | 0.5 |  |  |  | 1 | 5 | 0 | 0 | 0 | 0 | 0 | 0 | 0 | 0 | 0 | 0 | 2009 Qtr 1: 0; 2009 Qtr 2: 0; 2009 Qtr 3: 0; 2009 Qtr 4: 5; 2010 Qtr 1: 0; 2010 Qtr 2: 0; 2010 Qtr 3: 0; 2010 Qtr 4: 0; 2011 Qtr 1: 0; 2011 Qtr 2: 0; 2011 Qtr 3: 0; 2011 Qtr 4: 0 | 5
0 | 253086-Comm. HP <65k three phase unitary ER |  | System | Commercial | 01-ALC-AllCommercial-Cooling | 0 |  |  |  |  | 959.2869 | 0 | 100 | 0 | 0 | 859.2869 | 416.612 |  | kWh | 0.22516 | 0 | Commercial | [7 empty] | 15 | 0.5 |  |  |  | 1 | 5 | 0 | 0 | 0 | 0 | 0 | 0 | 0 | 0 | 0 | 0 | 2009 Qtr 1: 0; 2009 Qtr 2: 0; 2009 Qtr 3: 0; 2009 Qtr 4: 5; 2010 Qtr 1: 0; 2010 Qtr 2: 0; 2010 Qtr 3: 0; 2010 Qtr 4: 0; 2011 Qtr 1: 0; 2011 Qtr 2: 0; 2011 Qtr 3: 0; 2011 Qtr 4: 0 | 5
0 | 253049-Comm. HP <65k three phase unitary |  | System | Commercial | 01-ALC-AllCommercial-Cooling | 0 |  |  |  |  | 959.2869 | 0 | 100 | 0 | 0 | 859.2869 | 333.947 |  | kWh | 0.15748 | 0 | Commercial | [7 empty] | 15 | 0.5 |  |  |  | 1 | 4 | 0 | 0 | 0 | 0 | 0 | 0 | 0 | 0 | 0 | 0 | 2009 Qtr 1: 0; 2009 Qtr 2: 0; 2009 Qtr 3: 0; 2009 Qtr 4: 4; 2010 Qtr 1: 0; 2010 Qtr 2: 0; 2010 Qtr 3: 0; 2010 Qtr 4: 0; 2011 Qtr 1: 0; 2011 Qtr 2: 0; 2011 Qtr 3: 0; 2011 Qtr 4: 0 | 4
0 | 253049-Comm. HP <65k three phase unitary |  | System | Commercial | 01-ALC-AllCommercial-Cooling | 0 |  |  |  |  | 959.2869 | 0 | 100 | 0 | 0 | 859.2869 | 333.947 |  | kWh | 0.15748 | 0 | Commercial | [7 empty] | 15 | 0.5 |  |  |  | 1 | 4 | 0 | 0 | 0 | 0 | 0 | 0 | 0 | 0 | 0 | 0 | 2009 Qtr 1: 0; 2009 Qtr 2: 0; 2009 Qtr 3: 0; 2009 Qtr 4: 4; 2010 Qtr 1: 0; 2010 Qtr 2: 0; 2010 Qtr 3: 0; 2010 Qtr 4: 0; 2011 Qtr 1: 0; 2011 Qtr 2: 0; 2011 Qtr 3: 0; 2011 Qtr 4: 0 | 4
0 | 253049-Comm. HP <65k three phase unitary |  | System | Commercial | 01-ALC-AllCommercial-Cooling | 0 |  |  |  |  | 959.2869 | 0 | 100 | 0 | 0 | 859.2869 | 333.947 |  | kWh | 0.15748 | 0 | Commercial | [7 empty] | 15 | 0.5 |  |  |  | 1 | 5 | 0 | 0 | 0 | 0 | 0 | 0 | 0 | 0 | 0 | 0 | 2009 Qtr 1: 0; 2009 Qtr 2: 0; 2009 Qtr 3: 0; 2009 Qtr 4: 5; 2010 Qtr 1: 0; 2010 Qtr 2: 0; 2010 Qtr 3: 0; 2010 Qtr 4: 0; 2011 Qtr 1: 0; 2011 Qtr 2: 0; 2011 Qtr 3: 0; 2011 Qtr 4: 0 | 5
0 | 253049-Comm. HP <65k three phase unitary |  | System | Commercial | 01-ALC-AllCommercial-Cooling | 0 |  |  |  |  | 959.2869 | 0 | 100 | 0 | 0 | 859.2869 | 333.947 |  | kWh | 0.15748 | 0 | Commercial | [7 empty] | 15 | 0.5 |  |  |  | 1 | 5 | 0 | 0 | 0 | 0 | 0 | 0 | 0 | 0 | 0 | 0 | 2009 Qtr 1: 0; 2009 Qtr 2: 0; 2009 Qtr 3: 0; 2009 Qtr 4: 5; 2010 Qtr 1: 0; 2010 Qtr 2: 0; 2010 Qtr 3: 0; 2010 Qtr 4: 0; 2011 Qtr 1: 0; 2011 Qtr 2: 0; 2011 Qtr 3: 0; 2011 Qtr 4: 0 | 5
0 | 253086-Comm. HP <65k three phase unitary ER |  | System | Commercial | 01-ALC-AllCommercial-Cooling | 0 |  |  |  |  | 959.2869 | 0 | 100 | 0 | 0 | 859.2869 | 416.612 |  | kWh | 0.22516 | 0 | Commercial | [7 empty] | 15 | 0.5 |  |  |  | 1 | 5 | 0 | 0 | 0 | 0 | 0 | 0 | 0 | 0 | 0 | 0 | 2009 Qtr 1: 0; 2009 Qtr 2: 0; 2009 Qtr 3: 0; 2009 Qtr 4: 5; 2010 Qtr 1: 0; 2010 Qtr 2: 0; 2010 Qtr 3: 0; 2010 Qtr 4: 0; 2011 Qtr 1: 0; 2011 Qtr 2: 0; 2011 Qtr 3: 0; 2011 Qtr 4: 0 | 5
0 | 253049-Comm. HP <65k three phase unitary |  | System | Commercial | 01-ALC-AllCommercial-Cooling | 0 |  |  |  |  | 959.2869 | 0 | 100 | 0 | 0 | 859.2869 | 333.947 |  | kWh | 0.15748 | 0 | Commercial | [7 empty] | 15 | 0.5 |  |  |  | 1 | 3 | 0 | 0 | 0 | 0 | 0 | 0 | 0 | 0 | 0 | 0 | 2009 Qtr 1: 0; 2009 Qtr 2: 0; 2009 Qtr 3: 0; 2009 Qtr 4: 3; 2010 Qtr 1: 0; 2010 Qtr 2: 0; 2010 Qtr 3: 0; 2010 Qtr 4: 0; 2011 Qtr 1: 0; 2011 Qtr 2: 0; 2011 Qtr 3: 0; 2011 Qtr 4: 0 | 3
0 | 253049-Comm. HP <65k three phase unitary |  | System | Commercial | 01-ALC-AllCommercial-Cooling | 0 |  |  |  |  | 959.2869 | 0 | 100 | 0 | 0 | 859.2869 | 333.947 |  | kWh | 0.15748 | 0 | Commercial | [7 empty] | 15 | 0.5 |  |  |  | 1 | 3 | 0 | 0 | 0 | 0 | 0 | 0 | 0 | 0 | 0 | 0 | 2009 Qtr 1: 0; 2009 Qtr 2: 0; 2009 Qtr 3: 0; 2009 Qtr 4: 3; 2010 Qtr 1: 0; 2010 Qtr 2: 0; 2010 Qtr 3: 0; 2010 Qtr 4: 0; 2011 Qtr 1: 0; 2011 Qtr 2: 0; 2011 Qtr 3: 0; 2011 Qtr 4: 0 | 3
0 | 253049-Comm. HP <65k three phase unitary |  | System | Commercial | 01-ALC-AllCommercial-Cooling | 0 |  |  |  |  | 959.2869 | 0 | 100 | 0 | 0 | 859.2869 | 333.947 |  | kWh | 0.15748 | 0 | Commercial | [7 empty] | 15 | 0.5 |  |  |  | 1 | 3 | 0 | 0 | 0 | 0 | 0 | 0 | 0 | 0 | 0 | 0 | 2009 Qtr 1: 0; 2009 Qtr 2: 0; 2009 Qtr 3: 0; 2009 Qtr 4: 3; 2010 Qtr 1: 0; 2010 Qtr 2: 0; 2010 Qtr 3: 0; 2010 Qtr 4: 0; 2011 Qtr 1: 0; 2011 Qtr 2: 0; 2011 Qtr 3: 0; 2011 Qtr 4: 0 | 3
0 | 253049-Comm. HP <65k three phase unitary |  | System | Commercial | 01-ALC-AllCommercial-Cooling | 0 |  |  |  |  | 959.2869 | 0 | 100 | 0 | 0 | 859.2869 | 333.947 |  | kWh | 0.15748 | 0 | Commercial | [7 empty] | 15 | 0.5 |  |  |  | 1 | 5 | 0 | 0 | 0 | 0 | 0 | 0 | 0 | 0 | 0 | 0 | 2009 Qtr 1: 0; 2009 Qtr 2: 0; 2009 Qtr 3: 0; 2009 Qtr 4: 5; 2010 Qtr 1: 0; 2010 Qtr 2: 0; 2010 Qtr 3: 0; 2010 Qtr 4: 0; 2011 Qtr 1: 0; 2011 Qtr 2: 0; 2011 Qtr 3: 0; 2011 Qtr 4: 0 | 5
0 | 253073-Comm. AC 240k to 759k ER |  | System | Commercial | 01-ALC-AllCommercial-Cooling | 0 |  |  |  |  | 649.6286 | 0 | 50 | 0 | 0 | 599.6286 | 208.977 |  | kWh | 0.15018 | 0 | Commercial | [7 empty] | 15 | 0.7 |  |  |  | 1 | 25 | 0 | 0 | 0 | 0 | 0 | 0 | 0 | 0 | 0 | 0 | 2009 Qtr 1: 0; 2009 Qtr 2: 0; 2009 Qtr 3: 0; 2009 Qtr 4: 25; 2010 Qtr 1: 0; 2010 Qtr 2: 0; 2010 Qtr 3: 0; 2010 Qtr 4: 0; 2011 Qtr 1: 0; 2011 Qtr 2: 0; 2011 Qtr 3: 0; 2011 Qtr 4: 0 | 25
0 | 253073-Comm. AC 240k to 759k ER |  | System | Commercial | 01-ALC-AllCommercial-Cooling | 0 |  |  |  |  | 649.6286 | 0 | 50 | 0 | 0 | 599.6286 | 208.977 |  | kWh | 0.15018 | 0 | Commercial | [7 empty] | 15 | 0.7 |  |  |  | 1 | 25 | 0 | 0 | 0 | 0 | 0 | 0 | 0 | 0 | 0 | 0 | 2009 Qtr 1: 0; 2009 Qtr 2: 0; 2009 Qtr 3: 0; 2009 Qtr 4: 25; 2010 Qtr 1: 0; 2010 Qtr 2: 0; 2010 Qtr 3: 0; 2010 Qtr 4: 0; 2011 Qtr 1: 0; 2011 Qtr 2: 0; 2011 Qtr 3: 0; 2011 Qtr 4: 0 | 25
0 | 253073-Comm. AC 240k to 759k ER |  | System | Commercial | 01-ALC-AllCommercial-Cooling | 0 |  |  |  |  | 649.6286 | 0 | 50 | 0 | 0 | 599.6286 | 208.977 |  | kWh | 0.15018 | 0 | Commercial | [7 empty] | 15 | 0.7 |  |  |  | 1 | 25 | 0 | 0 | 0 | 0 | 0 | 0 | 0 | 0 | 0 | 0 | 2009 Qtr 1: 0; 2009 Qtr 2: 0; 2009 Qtr 3: 0; 2009 Qtr 4: 25; 2010 Qtr 1: 0; 2010 Qtr 2: 0; 2010 Qtr 3: 0; 2010 Qtr 4: 0; 2011 Qtr 1: 0; 2011 Qtr 2: 0; 2011 Qtr 3: 0; 2011 Qtr 4: 0 | 25
0 | 253073-Comm. AC 240k to 759k ER |  | System | Commercial | 01-ALC-AllCommercial-Cooling | 0 |  |  |  |  | 649.6286 | 0 | 50 | 0 | 0 | 599.6286 | 208.977 |  | kWh | 0.15018 | 0 | Commercial | [7 empty] | 15 | 0.7 |  |  |  | 1 | 25 | 0 | 0 | 0 | 0 | 0 | 0 | 0 | 0 | 0 | 0 | 2009 Qtr 1: 0; 2009 Qtr 2: 0; 2009 Qtr 3: 0; 2009 Qtr 4: 25; 2010 Qtr 1: 0; 2010 Qtr 2: 0; 2010 Qtr 3: 0; 2010 Qtr 4: 0; 2011 Qtr 1: 0; 2011 Qtr 2: 0; 2011 Qtr 3: 0; 2011 Qtr 4: 0 | 25
0 | 253095-Pkg. System Economizer Retrofit |  | System | Commercial | 01-ALC-AllCommercial-Cooling | 0 |  |  |  |  | 126.7644 | 0 | 50 | 0 | 0 | 76.7644 | 141.287 |  | kWh | 0 | -0.027764 | Commercial |  | Annual | [5 empty] | 15 | 0.7 |  |  |  | 1 | 25 | 0 | 0 | 0 | 0 | 0 | 0 | 0 | 0 | 0 | 0 | 2009 Qtr 1: 0; 2009 Qtr 2: 0; 2009 Qtr 3: 0; 2009 Qtr 4: 25; 2010 Qtr 1: 0; 2010 Qtr 2: 0; 2010 Qtr 3: 0; 2010 Qtr 4: 0; 2011 Qtr 1: 0; 2011 Qtr 2: 0; 2011 Qtr 3: 0; 2011 Qtr 4: 0 | 25
0 | 253095-Pkg. System Economizer Retrofit |  | System | Commercial | 01-ALC-AllCommercial-Cooling | 0 |  |  |  |  | 126.7644 | 0 | 50 | 0 | 0 | 76.7644 | 141.287 |  | kWh | 0 | -0.027764 | Commercial |  | Annual | [5 empty] | 15 | 0.7 |  |  |  | 1 | 25 | 0 | 0 | 0 | 0 | 0 | 0 | 0 | 0 | 0 | 0 | 2009 Qtr 1: 0; 2009 Qtr 2: 0; 2009 Qtr 3: 0; 2009 Qtr 4: 25; 2010 Qtr 1: 0; 2010 Qtr 2: 0; 2010 Qtr 3: 0; 2010 Qtr 4: 0; 2011 Qtr 1: 0; 2011 Qtr 2: 0; 2011 Qtr 3: 0; 2011 Qtr 4: 0 | 25
0 | 253095-Pkg. System Economizer Retrofit |  | System | Commercial | 01-ALC-AllCommercial-Cooling | 0 |  |  |  |  | 126.7644 | 0 | 50 | 0 | 0 | 76.7644 | 141.287 |  | kWh | 0 | -0.027764 | Commercial |  | Annual | [5 empty] | 15 | 0.7 |  |  |  | 1 | 25 | 0 | 0 | 0 | 0 | 0 | 0 | 0 | 0 | 0 | 0 | 2009 Qtr 1: 0; 2009 Qtr 2: 0; 2009 Qtr 3: 0; 2009 Qtr 4: 25; 2010 Qtr 1: 0; 2010 Qtr 2: 0; 2010 Qtr 3: 0; 2010 Qtr 4: 0; 2011 Qtr 1: 0; 2011 Qtr 2: 0; 2011 Qtr 3: 0; 2011 Qtr 4: 0 | 25
0 | 253095-Pkg. System Economizer Retrofit |  | System | Commercial | 01-ALC-AllCommercial-Cooling | 0 |  |  |  |  | 126.7644 | 0 | 50 | 0 | 0 | 76.7644 | 141.287 |  | kWh | 0 | -0.027764 | Commercial |  | Annual | [5 empty] | 15 | 0.7 |  |  |  | 1 | 25 | 0 | 0 | 0 | 0 | 0 | 0 | 0 | 0 | 0 | 0 | 2009 Qtr 1: 0; 2009 Qtr 2: 0; 2009 Qtr 3: 0; 2009 Qtr 4: 25; 2010 Qtr 1: 0; 2010 Qtr 2: 0; 2010 Qtr 3: 0; 2010 Qtr 4: 0; 2011 Qtr 1: 0; 2011 Qtr 2: 0; 2011 Qtr 3: 0; 2011 Qtr 4: 0 | 25
0 | 253074-Comm. AC 240k to 759k ER |  | System | Commercial | 01-ALC-AllCommercial-Cooling | 0 |  |  |  |  | 649.6286 | 0 | 50 | 0 | 0 | 599.6286 | 270.289 |  | kWh | 0.21518 | 0 | Commercial | [7 empty] | 15 | 0.7 |  |  |  | 1 | 25 | 0 | 0 | 0 | 0 | 0 | 0 | 0 | 0 | 0 | 0 | 2009 Qtr 1: 0; 2009 Qtr 2: 0; 2009 Qtr 3: 0; 2009 Qtr 4: 25; 2010 Qtr 1: 0; 2010 Qtr 2: 0; 2010 Qtr 3: 0; 2010 Qtr 4: 0; 2011 Qtr 1: 0; 2011 Qtr 2: 0; 2011 Qtr 3: 0; 2011 Qtr 4: 0 | 25
0 | 253074-Comm. AC 240k to 759k ER |  | System | Commercial | 01-ALC-AllCommercial-Cooling | 0 |  |  |  |  | 649.6286 | 0 | 50 | 0 | 0 | 599.6286 | 270.289 |  | kWh | 0.21518 | 0 | Commercial | [7 empty] | 15 | 0.7 |  |  |  | 1 | 25 | 0 | 0 | 0 | 0 | 0 | 0 | 0 | 0 | 0 | 0 | 2009 Qtr 1: 0; 2009 Qtr 2: 0; 2009 Qtr 3: 0; 2009 Qtr 4: 25; 2010 Qtr 1: 0; 2010 Qtr 2: 0; 2010 Qtr 3: 0; 2010 Qtr 4: 0; 2011 Qtr 1: 0; 2011 Qtr 2: 0; 2011 Qtr 3: 0; 2011 Qtr 4: 0 | 25
0 | 253074-Comm. AC 240k to 759k ER |  | System | Commercial | 01-ALC-AllCommercial-Cooling | 0 |  |  |  |  | 649.6286 | 0 | 50 | 0 | 0 | 599.6286 | 270.289 |  | kWh | 0.21518 | 0 | Commercial | [7 empty] | 15 | 0.7 |  |  |  | 1 | 25 | 0 | 0 | 0 | 0 | 0 | 0 | 0 | 0 | 0 | 0 | 2009 Qtr 1: 0; 2009 Qtr 2: 0; 2009 Qtr 3: 0; 2009 Qtr 4: 25; 2010 Qtr 1: 0; 2010 Qtr 2: 0; 2010 Qtr 3: 0; 2010 Qtr 4: 0; 2011 Qtr 1: 0; 2011 Qtr 2: 0; 2011 Qtr 3: 0; 2011 Qtr 4: 0 | 25
0 | 253074-Comm. AC 240k to 759k ER |  | System | Commercial | 01-ALC-AllCommercial-Cooling | 0 |  |  |  |  | 649.6286 | 0 | 50 | 0 | 0 | 599.6286 | 270.289 |  | kWh | 0.21518 | 0 | Commercial | [7 empty] | 15 | 0.7 |  |  |  | 1 | 25 | 0 | 0 | 0 | 0 | 0 | 0 | 0 | 0 | 0 | 0 | 2009 Qtr 1: 0; 2009 Qtr 2: 0; 2009 Qtr 3: 0; 2009 Qtr 4: 25; 2010 Qtr 1: 0; 2010 Qtr 2: 0; 2010 Qtr 3: 0; 2010 Qtr 4: 0; 2011 Qtr 1: 0; 2011 Qtr 2: 0; 2011 Qtr 3: 0; 2011 Qtr 4: 0 | 25
0 | 253073-Comm. AC 240k to 759k ER |  | System | Commercial | 01-ALC-AllCommercial-Cooling | 0 |  |  |  |  | 649.6286 | 0 | 50 | 0 | 0 | 599.6286 | 208.977 |  | kWh | 0.15018 | 0 | Commercial | [7 empty] | 15 | 0.7 |  |  |  | 1 | 25 | 0 | 0 | 0 | 0 | 0 | 0 | 0 | 0 | 0 | 0 | 2009 Qtr 1: 0; 2009 Qtr 2: 0; 2009 Qtr 3: 0; 2009 Qtr 4: 25; 2010 Qtr 1: 0; 2010 Qtr 2: 0; 2010 Qtr 3: 0; 2010 Qtr 4: 0; 2011 Qtr 1: 0; 2011 Qtr 2: 0; 2011 Qtr 3: 0; 2011 Qtr 4: 0 | 25
0 | 253073-Comm. AC 240k to 759k ER |  | System | Commercial | 01-ALC-AllCommercial-Cooling | 0 |  |  |  |  | 649.6286 | 0 | 50 | 0 | 0 | 599.6286 | 208.977 |  | kWh | 0.15018 | 0 | Commercial | [7 empty] | 15 | 0.7 |  |  |  | 1 | 25 | 0 | 0 | 0 | 0 | 0 | 0 | 0 | 0 | 0 | 0 | 2009 Qtr 1: 0; 2009 Qtr 2: 0; 2009 Qtr 3: 0; 2009 Qtr 4: 25; 2010 Qtr 1: 0; 2010 Qtr 2: 0; 2010 Qtr 3: 0; 2010 Qtr 4: 0; 2011 Qtr 1: 0; 2011 Qtr 2: 0; 2011 Qtr 3: 0; 2011 Qtr 4: 0 | 25
0 | 253073-Comm. AC 240k to 759k ER |  | System | Commercial | 01-ALC-AllCommercial-Cooling | 0 |  |  |  |  | 649.6286 | 0 | 50 | 0 | 0 | 599.6286 | 208.977 |  | kWh | 0.15018 | 0 | Commercial | [7 empty] | 15 | 0.7 |  |  |  | 1 | 25 | 0 | 0 | 0 | 0 | 0 | 0 | 0 | 0 | 0 | 0 | 2009 Qtr 1: 0; 2009 Qtr 2: 0; 2009 Qtr 3: 0; 2009 Qtr 4: 25; 2010 Qtr 1: 0; 2010 Qtr 2: 0; 2010 Qtr 3: 0; 2010 Qtr 4: 0; 2011 Qtr 1: 0; 2011 Qtr 2: 0; 2011 Qtr 3: 0; 2011 Qtr 4: 0 | 25
0 | 253071-Comm. AC 135K to 239k ER |  | System | Commercial | 01-ALC-AllCommercial-Cooling | 0 |  |  |  |  | 785.7717 | 0 | 78.125 | 0 | 0 | 707.6467 | 284.556 |  | kWh | 0.20416 | 0 | Commercial | [7 empty] | 15 | 0.7 |  |  |  | 1 | 12 | 0 | 0 | 0 | 0 | 0 | 0 | 0 | 0 | 0 | 0 | 2009 Qtr 1: 0; 2009 Qtr 2: 0; 2009 Qtr 3: 0; 2009 Qtr 4: 12; 2010 Qtr 1: 0; 2010 Qtr 2: 0; 2010 Qtr 3: 0; 2010 Qtr 4: 0; 2011 Qtr 1: 0; 2011 Qtr 2: 0; 2011 Qtr 3: 0; 2011 Qtr 4: 0 | 12
0 | 253071-Comm. AC 135K to 239k ER |  | System | Commercial | 01-ALC-AllCommercial-Cooling | 0 |  |  |  |  | 785.7717 | 0 | 78.125 | 0 | 0 | 707.6467 | 284.556 |  | kWh | 0.20416 | 0 | Commercial | [7 empty] | 15 | 0.7 |  |  |  | 1 | 12 | 0 | 0 | 0 | 0 | 0 | 0 | 0 | 0 | 0 | 0 | 2009 Qtr 1: 0; 2009 Qtr 2: 0; 2009 Qtr 3: 0; 2009 Qtr 4: 12; 2010 Qtr 1: 0; 2010 Qtr 2: 0; 2010 Qtr 3: 0; 2010 Qtr 4: 0; 2011 Qtr 1: 0; 2011 Qtr 2: 0; 2011 Qtr 3: 0; 2011 Qtr 4: 0 | 12
0 | 253070-Comm. AC 65k to 134k ER |  | System | Commercial | 01-ALC-AllCommercial-Cooling | 0 |  |  |  |  | 757.3824 | 0 | 106.25 | 0 | 0 | 651.1324 | 467.632 |  | kWh | 0.37183 | 0 | Commercial | [7 empty] | 15 | 0.7 |  |  |  | 1 | 8 | 0 | 0 | 0 | 0 | 0 | 0 | 0 | 0 | 0 | 0 | 2009 Qtr 1: 0; 2009 Qtr 2: 0; 2009 Qtr 3: 0; 2009 Qtr 4: 8; 2010 Qtr 1: 0; 2010 Qtr 2: 0; 2010 Qtr 3: 0; 2010 Qtr 4: 0; 2011 Qtr 1: 0; 2011 Qtr 2: 0; 2011 Qtr 3: 0; 2011 Qtr 4: 0 | 8
0 | 253073-Comm. AC 240k to 759k ER |  | System | Commercial | 01-ALC-AllCommercial-Cooling | 0 |  |  |  |  | 649.6286 | 0 | 50 | 0 | 0 | 599.6286 | 208.977 |  | kWh | 0.15018 | 0 | Commercial | [7 empty] | 15 | 0.7 |  |  |  | 1 | 25 | 0 | 0 | 0 | 0 | 0 | 0 | 0 | 0 | 0 | 0 | 2009 Qtr 1: 0; 2009 Qtr 2: 0; 2009 Qtr 3: 0; 2009 Qtr 4: 25; 2010 Qtr 1: 0; 2010 Qtr 2: 0; 2010 Qtr 3: 0; 2010 Qtr 4: 0; 2011 Qtr 1: 0; 2011 Qtr 2: 0; 2011 Qtr 3: 0; 2011 Qtr 4: 0 | 25
0 | 253073-Comm. AC 240k to 759k ER |  | System | Commercial | 01-ALC-AllCommercial-Cooling | 0 |  |  |  |  | 649.6286 | 0 | 50 | 0 | 0 | 599.6286 | 208.977 |  | kWh | 0.15018 | 0 | Commercial | [7 empty] | 15 | 0.7 |  |  |  | 1 | 25 | 0 | 0 | 0 | 0 | 0 | 0 | 0 | 0 | 0 | 0 | 2009 Qtr 1: 0; 2009 Qtr 2: 0; 2009 Qtr 3: 0; 2009 Qtr 4: 25; 2010 Qtr 1: 0; 2010 Qtr 2: 0; 2010 Qtr 3: 0; 2010 Qtr 4: 0; 2011 Qtr 1: 0; 2011 Qtr 2: 0; 2011 Qtr 3: 0; 2011 Qtr 4: 0 | 25
0 | 253073-Comm. AC 240k to 759k ER |  | System | Commercial | 01-ALC-AllCommercial-Cooling | 0 |  |  |  |  | 649.6286 | 0 | 50 | 0 | 0 | 599.6286 | 208.977 |  | kWh | 0.15018 | 0 | Commercial | [7 empty] | 15 | 0.7 |  |  |  | 1 | 25 | 0 | 0 | 0 | 0 | 0 | 0 | 0 | 0 | 0 | 0 | 2009 Qtr 1: 0; 2009 Qtr 2: 0; 2009 Qtr 3: 0; 2009 Qtr 4: 25; 2010 Qtr 1: 0; 2010 Qtr 2: 0; 2010 Qtr 3: 0; 2010 Qtr 4: 0; 2011 Qtr 1: 0; 2011 Qtr 2: 0; 2011 Qtr 3: 0; 2011 Qtr 4: 0 | 25
0 | 253073-Comm. AC 240k to 759k ER |  | System | Commercial | 01-ALC-AllCommercial-Cooling | 0 |  |  |  |  | 649.6286 | 0 | 50 | 0 | 0 | 599.6286 | 208.977 |  | kWh | 0.15018 | 0 | Commercial | [7 empty] | 15 | 0.7 |  |  |  | 1 | 25 | 0 | 0 | 0 | 0 | 0 | 0 | 0 | 0 | 0 | 0 | 2009 Qtr 1: 0; 2009 Qtr 2: 0; 2009 Qtr 3: 0; 2009 Qtr 4: 25; 2010 Qtr 1: 0; 2010 Qtr 2: 0; 2010 Qtr 3: 0; 2010 Qtr 4: 0; 2011 Qtr 1: 0; 2011 Qtr 2: 0; 2011 Qtr 3: 0; 2011 Qtr 4: 0 | 25
0 | 253073-Comm. AC 240k to 759k ER |  | System | Commercial | 01-ALC-AllCommercial-Cooling | 0 |  |  |  |  | 649.6286 | 0 | 50 | 0 | 0 | 599.6286 | 208.977 |  | kWh | 0.15018 | 0 | Commercial | [7 empty] | 15 | 0.7 |  |  |  | 1 | 25 | 0 | 0 | 0 | 0 | 0 | 0 | 0 | 0 | 0 | 0 | 2009 Qtr 1: 0; 2009 Qtr 2: 0; 2009 Qtr 3: 0; 2009 Qtr 4: 25; 2010 Qtr 1: 0; 2010 Qtr 2: 0; 2010 Qtr 3: 0; 2010 Qtr 4: 0; 2011 Qtr 1: 0; 2011 Qtr 2: 0; 2011 Qtr 3: 0; 2011 Qtr 4: 0 | 25
0 | 253073-Comm. AC 240k to 759k ER |  | System | Commercial | 01-ALC-AllCommercial-Cooling | 0 |  |  |  |  | 649.6286 | 0 | 50 | 0 | 0 | 599.6286 | 208.977 |  | kWh | 0.15018 | 0 | Commercial | [7 empty] | 15 | 0.7 |  |  |  | 1 | 25 | 0 | 0 | 0 | 0 | 0 | 0 | 0 | 0 | 0 | 0 | 2009 Qtr 1: 0; 2009 Qtr 2: 0; 2009 Qtr 3: 0; 2009 Qtr 4: 25; 2010 Qtr 1: 0; 2010 Qtr 2: 0; 2010 Qtr 3: 0; 2010 Qtr 4: 0; 2011 Qtr 1: 0; 2011 Qtr 2: 0; 2011 Qtr 3: 0; 2011 Qtr 4: 0 | 25
0 | 253073-Comm. AC 240k to 759k ER |  | System | Commercial | 01-ALC-AllCommercial-Cooling | 0 |  |  |  |  | 649.6286 | 0 | 50 | 0 | 0 | 599.6286 | 208.977 |  | kWh | 0.15018 | 0 | Commercial | [7 empty] | 15 | 0.7 |  |  |  | 1 | 25 | 0 | 0 | 0 | 0 | 0 | 0 | 0 | 0 | 0 | 0 | 2009 Qtr 1: 0; 2009 Qtr 2: 0; 2009 Qtr 3: 0; 2009 Qtr 4: 25; 2010 Qtr 1: 0; 2010 Qtr 2: 0; 2010 Qtr 3: 0; 2010 Qtr 4: 0; 2011 Qtr 1: 0; 2011 Qtr 2: 0; 2011 Qtr 3: 0; 2011 Qtr 4: 0 | 25
0 | 253073-Comm. AC 240k to 759k ER |  | System | Commercial | 01-ALC-AllCommercial-Cooling | 0 |  |  |  |  | 649.6286 | 0 | 50 | 0 | 0 | 599.6286 | 208.977 |  | kWh | 0.15018 | 0 | Commercial | [7 empty] | 15 | 0.7 |  |  |  | 1 | 25 | 0 | 0 | 0 | 0 | 0 | 0 | 0 | 0 | 0 | 0 | 2009 Qtr 1: 0; 2009 Qtr 2: 0; 2009 Qtr 3: 0; 2009 Qtr 4: 25; 2010 Qtr 1: 0; 2010 Qtr 2: 0; 2010 Qtr 3: 0; 2010 Qtr 4: 0; 2011 Qtr 1: 0; 2011 Qtr 2: 0; 2011 Qtr 3: 0; 2011 Qtr 4: 0 | 25
0 | 253073-Comm. AC 240k to 759k ER |  | System | Commercial | 01-ALC-AllCommercial-Cooling | 0 |  |  |  |  | 649.6286 | 0 | 50 | 0 | 0 | 599.6286 | 208.977 |  | kWh | 0.15018 | 0 | Commercial | [7 empty] | 15 | 0.7 |  |  |  | 1 | 25 | 0 | 0 | 0 | 0 | 0 | 0 | 0 | 0 | 0 | 0 | 2009 Qtr 1: 0; 2009 Qtr 2: 0; 2009 Qtr 3: 0; 2009 Qtr 4: 25; 2010 Qtr 1: 0; 2010 Qtr 2: 0; 2010 Qtr 3: 0; 2010 Qtr 4: 0; 2011 Qtr 1: 0; 2011 Qtr 2: 0; 2011 Qtr 3: 0; 2011 Qtr 4: 0 | 25
0 | 253069-Comm. AC 65k to 134k ER |  | System | Commercial | 01-ALC-AllCommercial-Cooling | 0 |  |  |  |  | 757.3824 | 0 | 108.3333 | 0 | 0 | 649.0491 | 361.554 |  | kWh | 0.25974 | 0 | Commercial | [7 empty] | 15 | 0.7 |  |  |  | 1 | 6 | 0 | 0 | 0 | 0 | 0 | 0 | 0 | 0 | 0 | 0 | 2009 Qtr 1: 0; 2009 Qtr 2: 0; 2009 Qtr 3: 0; 2009 Qtr 4: 6; 2010 Qtr 1: 0; 2010 Qtr 2: 0; 2010 Qtr 3: 0; 2010 Qtr 4: 0; 2011 Qtr 1: 0; 2011 Qtr 2: 0; 2011 Qtr 3: 0; 2011 Qtr 4: 0 | 6
0 | 253071-Comm. AC 135K to 239k ER |  | System | Commercial | 01-ALC-AllCommercial-Cooling | 0 |  |  |  |  | 785.7717 | 0 | 75 | 0 | 0 | 710.7717 | 284.556 |  | kWh | 0.20416 | 0 | Commercial | [7 empty] | 15 | 0.7 |  |  |  | 1 | 10 | 0 | 0 | 0 | 0 | 0 | 0 | 0 | 0 | 0 | 0 | 2009 Qtr 1: 0; 2009 Qtr 2: 0; 2009 Qtr 3: 0; 2009 Qtr 4: 10; 2010 Qtr 1: 0; 2010 Qtr 2: 0; 2010 Qtr 3: 0; 2010 Qtr 4: 0; 2011 Qtr 1: 0; 2011 Qtr 2: 0; 2011 Qtr 3: 0; 2011 Qtr 4: 0 | 10
0 | 253069-Comm. AC 65k to 134k ER |  | System | Commercial | 01-ALC-AllCommercial-Cooling | 0 |  |  |  |  | 757.3824 | 0 | 107.1429 | 0 | 0 | 650.2395 | 361.554 |  | kWh | 0.25974 | 0 | Commercial | [7 empty] | 15 | 0.7 |  |  |  | 1 | 7 | 0 | 0 | 0 | 0 | 0 | 0 | 0 | 0 | 0 | 0 | 2009 Qtr 1: 0; 2009 Qtr 2: 0; 2009 Qtr 3: 0; 2009 Qtr 4: 7; 2010 Qtr 1: 0; 2010 Qtr 2: 0; 2010 Qtr 3: 0; 2010 Qtr 4: 0; 2011 Qtr 1: 0; 2011 Qtr 2: 0; 2011 Qtr 3: 0; 2011 Qtr 4: 0 | 7
0 | 253069-Comm. AC 65k to 134k ER |  | System | Commercial | 01-ALC-AllCommercial-Cooling | 0 |  |  |  |  | 757.3824 | 0 | 107.1429 | 0 | 0 | 650.2395 | 361.554 |  | kWh | 0.25974 | 0 | Commercial | [7 empty] | 15 | 0.7 |  |  |  | 1 | 7 | 0 | 0 | 0 | 0 | 0 | 0 | 0 | 0 | 0 | 0 | 2009 Qtr 1: 0; 2009 Qtr 2: 0; 2009 Qtr 3: 0; 2009 Qtr 4: 7; 2010 Qtr 1: 0; 2010 Qtr 2: 0; 2010 Qtr 3: 0; 2010 Qtr 4: 0; 2011 Qtr 1: 0; 2011 Qtr 2: 0; 2011 Qtr 3: 0; 2011 Qtr 4: 0 | 7
0 | 253071-Comm. AC 135K to 239k ER |  | System | Commercial | 01-ALC-AllCommercial-Cooling | 0 |  |  |  |  | 785.7717 | 0 | 75 | 0 | 0 | 710.7717 | 284.556 |  | kWh | 0.20416 | 0 | Commercial | [7 empty] | 15 | 0.7 |  |  |  | 1 | 10 | 0 | 0 | 0 | 0 | 0 | 0 | 0 | 0 | 0 | 0 | 2009 Qtr 1: 0; 2009 Qtr 2: 0; 2009 Qtr 3: 0; 2009 Qtr 4: 10; 2010 Qtr 1: 0; 2010 Qtr 2: 0; 2010 Qtr 3: 0; 2010 Qtr 4: 0; 2011 Qtr 1: 0; 2011 Qtr 2: 0; 2011 Qtr 3: 0; 2011 Qtr 4: 0 | 10
0 | 253072-Comm. AC 135K to 239k ER |  | System | Commercial | 01-ALC-AllCommercial-Cooling | 0 |  |  |  |  | 785.7717 | 0 | 75 | 0 | 0 | 710.7717 | 368.041 |  | kWh | 0.29265 | 0 | Commercial | [7 empty] | 15 | 0.7 |  |  |  | 1 | 10 | 0 | 0 | 0 | 0 | 0 | 0 | 0 | 0 | 0 | 0 | 2009 Qtr 1: 0; 2009 Qtr 2: 0; 2009 Qtr 3: 0; 2009 Qtr 4: 10; 2010 Qtr 1: 0; 2010 Qtr 2: 0; 2010 Qtr 3: 0; 2010 Qtr 4: 0; 2011 Qtr 1: 0; 2011 Qtr 2: 0; 2011 Qtr 3: 0; 2011 Qtr 4: 0 | 10
0 | 253071-Comm. AC 135K to 239k ER |  | System | Commercial | 01-ALC-AllCommercial-Cooling | 0 |  |  |  |  | 785.7717 | 0 | 75 | 0 | 0 | 710.7717 | 284.556 |  | kWh | 0.20416 | 0 | Commercial | [7 empty] | 15 | 0.7 |  |  |  | 1 | 10 | 0 | 0 | 0 | 0 | 0 | 0 | 0 | 0 | 0 | 0 | 2009 Qtr 1: 0; 2009 Qtr 2: 0; 2009 Qtr 3: 0; 2009 Qtr 4: 10; 2010 Qtr 1: 0; 2010 Qtr 2: 0; 2010 Qtr 3: 0; 2010 Qtr 4: 0; 2011 Qtr 1: 0; 2011 Qtr 2: 0; 2011 Qtr 3: 0; 2011 Qtr 4: 0 | 10
0 | 253069-Comm. AC 65k to 134k ER |  | System | Commercial | 01-ALC-AllCommercial-Cooling | 0 |  |  |  |  | 757.3824 | 0 | 108.3333 | 0 | 0 | 649.0491 | 361.554 |  | kWh | 0.25974 | 0 | Commercial | [7 empty] | 15 | 0.7 |  |  |  | 1 | 6 | 0 | 0 | 0 | 0 | 0 | 0 | 0 | 0 | 0 | 0 | 2009 Qtr 1: 0; 2009 Qtr 2: 0; 2009 Qtr 3: 0; 2009 Qtr 4: 6; 2010 Qtr 1: 0; 2010 Qtr 2: 0; 2010 Qtr 3: 0; 2010 Qtr 4: 0; 2011 Qtr 1: 0; 2011 Qtr 2: 0; 2011 Qtr 3: 0; 2011 Qtr 4: 0 | 6
0 | 253069-Comm. AC 65k to 134k ER |  | System | Commercial | 01-ALC-AllCommercial-Cooling | 0 |  |  |  |  | 757.3824 | 0 | 108.3333 | 0 | 0 | 649.0491 | 361.554 |  | kWh | 0.25974 | 0 | Commercial | [7 empty] | 15 | 0.7 |  |  |  | 1 | 6 | 0 | 0 | 0 | 0 | 0 | 0 | 0 | 0 | 0 | 0 | 2009 Qtr 1: 0; 2009 Qtr 2: 0; 2009 Qtr 3: 0; 2009 Qtr 4: 6; 2010 Qtr 1: 0; 2010 Qtr 2: 0; 2010 Qtr 3: 0; 2010 Qtr 4: 0; 2011 Qtr 1: 0; 2011 Qtr 2: 0; 2011 Qtr 3: 0; 2011 Qtr 4: 0 | 6
0 | 253069-Comm. AC 65k to 134k ER |  | System | Commercial | 01-ALC-AllCommercial-Cooling | 0 |  |  |  |  | 757.3824 | 0 | 107.1429 | 0 | 0 | 650.2395 | 361.554 |  | kWh | 0.25974 | 0 | Commercial | [7 empty] | 15 | 0.7 |  |  |  | 1 | 7 | 0 | 0 | 0 | 0 | 0 | 0 | 0 | 0 | 0 | 0 | 2009 Qtr 1: 0; 2009 Qtr 2: 0; 2009 Qtr 3: 0; 2009 Qtr 4: 7; 2010 Qtr 1: 0; 2010 Qtr 2: 0; 2010 Qtr 3: 0; 2010 Qtr 4: 0; 2011 Qtr 1: 0; 2011 Qtr 2: 0; 2011 Qtr 3: 0; 2011 Qtr 4: 0 | 7
0 | 253047-Comm. HP <65k three phase split w/o QI |  | System | Commercial | 01-ALC-AllCommercial-Cooling | 0 |  |  |  |  | 549.6826 | 0 | 100 | 0 | 0 | 449.6826 | 249.733 |  | kWh | 0.098359 | 0 | Commercial | [7 empty] | 15 | 0.5 |  |  |  | 1 | 3 | 0 | 0 | 0 | 0 | 0 | 0 | 0 | 0 | 0 | 0 | 2009 Qtr 1: 0; 2009 Qtr 2: 0; 2009 Qtr 3: 0; 2009 Qtr 4: 3; 2010 Qtr 1: 0; 2010 Qtr 2: 0; 2010 Qtr 3: 0; 2010 Qtr 4: 0; 2011 Qtr 1: 0; 2011 Qtr 2: 0; 2011 Qtr 3: 0; 2011 Qtr 4: 0 | 3
0 | 253047-Comm. HP <65k three phase split w/o QI |  | System | Commercial | 01-ALC-AllCommercial-Cooling | 0 |  |  |  |  | 549.6826 | 0 | 100 | 0 | 0 | 449.6826 | 249.733 |  | kWh | 0.098359 | 0 | Commercial | [7 empty] | 15 | 0.5 |  |  |  | 1 | 4 | 0 | 0 | 0 | 0 | 0 | 0 | 0 | 0 | 0 | 0 | 2009 Qtr 1: 0; 2009 Qtr 2: 0; 2009 Qtr 3: 0; 2009 Qtr 4: 4; 2010 Qtr 1: 0; 2010 Qtr 2: 0; 2010 Qtr 3: 0; 2010 Qtr 4: 0; 2011 Qtr 1: 0; 2011 Qtr 2: 0; 2011 Qtr 3: 0; 2011 Qtr 4: 0 | 4
0 | 253047-Comm. HP <65k three phase split w/o QI |  | System | Commercial | 01-ALC-AllCommercial-Cooling | 0 |  |  |  |  | 549.6826 | 0 | 100 | 0 | 0 | 449.6826 | 249.733 |  | kWh | 0.098359 | 0 | Commercial | [7 empty] | 15 | 0.5 |  |  |  | 1 | 4 | 0 | 0 | 0 | 0 | 0 | 0 | 0 | 0 | 0 | 0 | 2009 Qtr 1: 0; 2009 Qtr 2: 0; 2009 Qtr 3: 0; 2009 Qtr 4: 4; 2010 Qtr 1: 0; 2010 Qtr 2: 0; 2010 Qtr 3: 0; 2010 Qtr 4: 0; 2011 Qtr 1: 0; 2011 Qtr 2: 0; 2011 Qtr 3: 0; 2011 Qtr 4: 0 | 4
0 | 253047-Comm. HP <65k three phase split w/o QI |  | System | Commercial | 01-ALC-AllCommercial-Cooling | 0 |  |  |  |  | 549.6826 | 0 | 100 | 0 | 0 | 449.6826 | 249.733 |  | kWh | 0.098359 | 0 | Commercial | [7 empty] | 15 | 0.5 |  |  |  | 1 | 4 | 0 | 0 | 0 | 0 | 0 | 0 | 0 | 0 | 0 | 0 | 2009 Qtr 1: 0; 2009 Qtr 2: 0; 2009 Qtr 3: 0; 2009 Qtr 4: 4; 2010 Qtr 1: 0; 2010 Qtr 2: 0; 2010 Qtr 3: 0; 2010 Qtr 4: 0; 2011 Qtr 1: 0; 2011 Qtr 2: 0; 2011 Qtr 3: 0; 2011 Qtr 4: 0 | 4
0 | 253047-Comm. HP <65k three phase split w/o QI |  | System | Commercial | 01-ALC-AllCommercial-Cooling | 0 |  |  |  |  | 549.6826 | 0 | 100 | 0 | 0 | 449.6826 | 249.733 |  | kWh | 0.098359 | 0 | Commercial | [7 empty] | 15 | 0.5 |  |  |  | 1 | 4 | 0 | 0 | 0 | 0 | 0 | 0 | 0 | 0 | 0 | 0 | 2009 Qtr 1: 0; 2009 Qtr 2: 0; 2009 Qtr 3: 0; 2009 Qtr 4: 4; 2010 Qtr 1: 0; 2010 Qtr 2: 0; 2010 Qtr 3: 0; 2010 Qtr 4: 0; 2011 Qtr 1: 0; 2011 Qtr 2: 0; 2011 Qtr 3: 0; 2011 Qtr 4: 0 | 4
0 | 253047-Comm. HP <65k three phase split w/o QI |  | System | Commercial | 01-ALC-AllCommercial-Cooling | 0 |  |  |  |  | 549.6826 | 0 | 100 | 0 | 0 | 449.6826 | 249.733 |  | kWh | 0.098359 | 0 | Commercial | [7 empty] | 15 | 0.5 |  |  |  | 1 | 4 | 0 | 0 | 0 | 0 | 0 | 0 | 0 | 0 | 0 | 0 | 2009 Qtr 1: 0; 2009 Qtr 2: 0; 2009 Qtr 3: 0; 2009 Qtr 4: 4; 2010 Qtr 1: 0; 2010 Qtr 2: 0; 2010 Qtr 3: 0; 2010 Qtr 4: 0; 2011 Qtr 1: 0; 2011 Qtr 2: 0; 2011 Qtr 3: 0; 2011 Qtr 4: 0 | 4
0 | 253047-Comm. HP <65k three phase split w/o QI |  | System | Commercial | 01-ALC-AllCommercial-Cooling | 0 |  |  |  |  | 549.6826 | 0 | 100 | 0 | 0 | 449.6826 | 249.733 |  | kWh | 0.098359 | 0 | Commercial | [7 empty] | 15 | 0.5 |  |  |  | 1 | 4 | 0 | 0 | 0 | 0 | 0 | 0 | 0 | 0 | 0 | 0 | 2009 Qtr 1: 0; 2009 Qtr 2: 0; 2009 Qtr 3: 0; 2009 Qtr 4: 4; 2010 Qtr 1: 0; 2010 Qtr 2: 0; 2010 Qtr 3: 0; 2010 Qtr 4: 0; 2011 Qtr 1: 0; 2011 Qtr 2: 0; 2011 Qtr 3: 0; 2011 Qtr 4: 0 | 4
0 | 253047-Comm. HP <65k three phase split w/o QI |  | System | Commercial | 01-ALC-AllCommercial-Cooling | 0 |  |  |  |  | 549.6826 | 0 | 100 | 0 | 0 | 449.6826 | 249.733 |  | kWh | 0.098359 | 0 | Commercial | [7 empty] | 15 | 0.5 |  |  |  | 1 | 4 | 0 | 0 | 0 | 0 | 0 | 0 | 0 | 0 | 0 | 0 | 2009 Qtr 1: 0; 2009 Qtr 2: 0; 2009 Qtr 3: 0; 2009 Qtr 4: 4; 2010 Qtr 1: 0; 2010 Qtr 2: 0; 2010 Qtr 3: 0; 2010 Qtr 4: 0; 2011 Qtr 1: 0; 2011 Qtr 2: 0; 2011 Qtr 3: 0; 2011 Qtr 4: 0 | 4
0 | 253047-Comm. HP <65k three phase split w/o QI |  | System | Commercial | 01-ALC-AllCommercial-Cooling | 0 |  |  |  |  | 549.6826 | 0 | 100 | 0 | 0 | 449.6826 | 249.733 |  | kWh | 0.098359 | 0 | Commercial | [7 empty] | 15 | 0.5 |  |  |  | 1 | 4 | 0 | 0 | 0 | 0 | 0 | 0 | 0 | 0 | 0 | 0 | 2009 Qtr 1: 0; 2009 Qtr 2: 0; 2009 Qtr 3: 0; 2009 Qtr 4: 4; 2010 Qtr 1: 0; 2010 Qtr 2: 0; 2010 Qtr 3: 0; 2010 Qtr 4: 0; 2011 Qtr 1: 0; 2011 Qtr 2: 0; 2011 Qtr 3: 0; 2011 Qtr 4: 0 | 4
0 | 253047-Comm. HP <65k three phase split w/o QI |  | System | Commercial | 01-ALC-AllCommercial-Cooling | 0 |  |  |  |  | 549.6826 | 0 | 100 | 0 | 0 | 449.6826 | 249.733 |  | kWh | 0.098359 | 0 | Commercial | [7 empty] | 15 | 0.5 |  |  |  | 1 | 4 | 0 | 0 | 0 | 0 | 0 | 0 | 0 | 0 | 0 | 0 | 2009 Qtr 1: 0; 2009 Qtr 2: 0; 2009 Qtr 3: 0; 2009 Qtr 4: 4; 2010 Qtr 1: 0; 2010 Qtr 2: 0; 2010 Qtr 3: 0; 2010 Qtr 4: 0; 2011 Qtr 1: 0; 2011 Qtr 2: 0; 2011 Qtr 3: 0; 2011 Qtr 4: 0 | 4
0 | 253047-Comm. HP <65k three phase split w/o QI |  | System | Commercial | 01-ALC-AllCommercial-Cooling | 0 |  |  |  |  | 549.6826 | 0 | 100 | 0 | 0 | 449.6826 | 249.733 |  | kWh | 0.098359 | 0 | Commercial | [7 empty] | 15 | 0.5 |  |  |  | 1 | 4 | 0 | 0 | 0 | 0 | 0 | 0 | 0 | 0 | 0 | 0 | 2009 Qtr 1: 0; 2009 Qtr 2: 0; 2009 Qtr 3: 0; 2009 Qtr 4: 4; 2010 Qtr 1: 0; 2010 Qtr 2: 0; 2010 Qtr 3: 0; 2010 Qtr 4: 0; 2011 Qtr 1: 0; 2011 Qtr 2: 0; 2011 Qtr 3: 0; 2011 Qtr 4: 0 | 4
0 | 253047-Comm. HP <65k three phase split w/o QI |  | System | Commercial | 01-ALC-AllCommercial-Cooling | 0 |  |  |  |  | 549.6826 | 0 | 100 | 0 | 0 | 449.6826 | 249.733 |  | kWh | 0.098359 | 0 | Commercial | [7 empty] | 15 | 0.5 |  |  |  | 1 | 3 | 0 | 0 | 0 | 0 | 0 | 0 | 0 | 0 | 0 | 0 | 2009 Qtr 1: 0; 2009 Qtr 2: 0; 2009 Qtr 3: 0; 2009 Qtr 4: 3; 2010 Qtr 1: 0; 2010 Qtr 2: 0; 2010 Qtr 3: 0; 2010 Qtr 4: 0; 2011 Qtr 1: 0; 2011 Qtr 2: 0; 2011 Qtr 3: 0; 2011 Qtr 4: 0 | 3
0 | 253047-Comm. HP <65k three phase split w/o QI |  | System | Commercial | 01-ALC-AllCommercial-Cooling | 0 |  |  |  |  | 549.6826 | 0 | 100 | 0 | 0 | 449.6826 | 249.733 |  | kWh | 0.098359 | 0 | Commercial | [7 empty] | 15 | 0.5 |  |  |  | 1 | 4 | 0 | 0 | 0 | 0 | 0 | 0 | 0 | 0 | 0 | 0 | 2009 Qtr 1: 0; 2009 Qtr 2: 0; 2009 Qtr 3: 0; 2009 Qtr 4: 4; 2010 Qtr 1: 0; 2010 Qtr 2: 0; 2010 Qtr 3: 0; 2010 Qtr 4: 0; 2011 Qtr 1: 0; 2011 Qtr 2: 0; 2011 Qtr 3: 0; 2011 Qtr 4: 0 | 4
0 | 253047-Comm. HP <65k three phase split w/o QI |  | System | Commercial | 01-ALC-AllCommercial-Cooling | 0 |  |  |  |  | 549.6826 | 0 | 100 | 0 | 0 | 449.6826 | 249.733 |  | kWh | 0.098359 | 0 | Commercial | [7 empty] | 15 | 0.5 |  |  |  | 1 | 4 | 0 | 0 | 0 | 0 | 0 | 0 | 0 | 0 | 0 | 0 | 2009 Qtr 1: 0; 2009 Qtr 2: 0; 2009 Qtr 3: 0; 2009 Qtr 4: 4; 2010 Qtr 1: 0; 2010 Qtr 2: 0; 2010 Qtr 3: 0; 2010 Qtr 4: 0; 2011 Qtr 1: 0; 2011 Qtr 2: 0; 2011 Qtr 3: 0; 2011 Qtr 4: 0 | 4
0 | 253047-Comm. HP <65k three phase split w/o QI |  | System | Commercial | 01-ALC-AllCommercial-Cooling | 0 |  |  |  |  | 549.6826 | 0 | 100 | 0 | 0 | 449.6826 | 249.733 |  | kWh | 0.098359 | 0 | Commercial | [7 empty] | 15 | 0.5 |  |  |  | 1 | 4 | 0 | 0 | 0 | 0 | 0 | 0 | 0 | 0 | 0 | 0 | 2009 Qtr 1: 0; 2009 Qtr 2: 0; 2009 Qtr 3: 0; 2009 Qtr 4: 4; 2010 Qtr 1: 0; 2010 Qtr 2: 0; 2010 Qtr 3: 0; 2010 Qtr 4: 0; 2011 Qtr 1: 0; 2011 Qtr 2: 0; 2011 Qtr 3: 0; 2011 Qtr 4: 0 | 4
0 | 253047-Comm. HP <65k three phase split w/o QI |  | System | Commercial | 01-ALC-AllCommercial-Cooling | 0 |  |  |  |  | 549.6826 | 0 | 100 | 0 | 0 | 449.6826 | 249.733 |  | kWh | 0.098359 | 0 | Commercial | [7 empty] | 15 | 0.5 |  |  |  | 1 | 4 | 0 | 0 | 0 | 0 | 0 | 0 | 0 | 0 | 0 | 0 | 2009 Qtr 1: 0; 2009 Qtr 2: 0; 2009 Qtr 3: 0; 2009 Qtr 4: 4; 2010 Qtr 1: 0; 2010 Qtr 2: 0; 2010 Qtr 3: 0; 2010 Qtr 4: 0; 2011 Qtr 1: 0; 2011 Qtr 2: 0; 2011 Qtr 3: 0; 2011 Qtr 4: 0 | 4
0 | 253047-Comm. HP <65k three phase split w/o QI |  | System | Commercial | 01-ALC-AllCommercial-Cooling | 0 |  |  |  |  | 549.6826 | 0 | 100 | 0 | 0 | 449.6826 | 249.733 |  | kWh | 0.098359 | 0 | Commercial | [7 empty] | 15 | 0.5 |  |  |  | 1 | 5 | 0 | 0 | 0 | 0 | 0 | 0 | 0 | 0 | 0 | 0 | 2009 Qtr 1: 0; 2009 Qtr 2: 0; 2009 Qtr 3: 0; 2009 Qtr 4: 5; 2010 Qtr 1: 0; 2010 Qtr 2: 0; 2010 Qtr 3: 0; 2010 Qtr 4: 0; 2011 Qtr 1: 0; 2011 Qtr 2: 0; 2011 Qtr 3: 0; 2011 Qtr 4: 0 | 5
0 | 253047-Comm. HP <65k three phase split w/o QI |  | System | Commercial | 01-ALC-AllCommercial-Cooling | 0 |  |  |  |  | 549.6826 | 0 | 100 | 0 | 0 | 449.6826 | 249.733 |  | kWh | 0.098359 | 0 | Commercial | [7 empty] | 15 | 0.5 |  |  |  | 1 | 5 | 0 | 0 | 0 | 0 | 0 | 0 | 0 | 0 | 0 | 0 | 2009 Qtr 1: 0; 2009 Qtr 2: 0; 2009 Qtr 3: 0; 2009 Qtr 4: 5; 2010 Qtr 1: 0; 2010 Qtr 2: 0; 2010 Qtr 3: 0; 2010 Qtr 4: 0; 2011 Qtr 1: 0; 2011 Qtr 2: 0; 2011 Qtr 3: 0; 2011 Qtr 4: 0 | 5
0 | 253047-Comm. HP <65k three phase split w/o QI |  | System | Commercial | 01-ALC-AllCommercial-Cooling | 0 |  |  |  |  | 549.6826 | 0 | 100 | 0 | 0 | 449.6826 | 249.733 |  | kWh | 0.098359 | 0 | Commercial | [7 empty] | 15 | 0.5 |  |  |  | 1 | 5 | 0 | 0 | 0 | 0 | 0 | 0 | 0 | 0 | 0 | 0 | 2009 Qtr 1: 0; 2009 Qtr 2: 0; 2009 Qtr 3: 0; 2009 Qtr 4: 5; 2010 Qtr 1: 0; 2010 Qtr 2: 0; 2010 Qtr 3: 0; 2010 Qtr 4: 0; 2011 Qtr 1: 0; 2011 Qtr 2: 0; 2011 Qtr 3: 0; 2011 Qtr 4: 0 | 5
0 | 253047-Comm. HP <65k three phase split w/o QI |  | System | Commercial | 01-ALC-AllCommercial-Cooling | 0 |  |  |  |  | 549.6826 | 0 | 100 | 0 | 0 | 449.6826 | 249.733 |  | kWh | 0.098359 | 0 | Commercial | [7 empty] | 15 | 0.5 |  |  |  | 1 | 5 | 0 | 0 | 0 | 0 | 0 | 0 | 0 | 0 | 0 | 0 | 2009 Qtr 1: 0; 2009 Qtr 2: 0; 2009 Qtr 3: 0; 2009 Qtr 4: 5; 2010 Qtr 1: 0; 2010 Qtr 2: 0; 2010 Qtr 3: 0; 2010 Qtr 4: 0; 2011 Qtr 1: 0; 2011 Qtr 2: 0; 2011 Qtr 3: 0; 2011 Qtr 4: 0 | 5
0 | 253047-Comm. HP <65k three phase split w/o QI |  | System | Commercial | 01-ALC-AllCommercial-Cooling | 0 |  |  |  |  | 549.6826 | 0 | 100 | 0 | 0 | 449.6826 | 249.733 |  | kWh | 0.098359 | 0 | Commercial | [7 empty] | 15 | 0.5 |  |  |  | 1 | 5 | 0 | 0 | 0 | 0 | 0 | 0 | 0 | 0 | 0 | 0 | 2009 Qtr 1: 0; 2009 Qtr 2: 0; 2009 Qtr 3: 0; 2009 Qtr 4: 5; 2010 Qtr 1: 0; 2010 Qtr 2: 0; 2010 Qtr 3: 0; 2010 Qtr 4: 0; 2011 Qtr 1: 0; 2011 Qtr 2: 0; 2011 Qtr 3: 0; 2011 Qtr 4: 0 | 5
0 | 253047-Comm. HP <65k three phase split w/o QI |  | System | Commercial | 01-ALC-AllCommercial-Cooling | 0 |  |  |  |  | 549.6826 | 0 | 100 | 0 | 0 | 449.6826 | 249.733 |  | kWh | 0.098359 | 0 | Commercial | [7 empty] | 15 | 0.5 |  |  |  | 1 | 5 | 0 | 0 | 0 | 0 | 0 | 0 | 0 | 0 | 0 | 0 | 2009 Qtr 1: 0; 2009 Qtr 2: 0; 2009 Qtr 3: 0; 2009 Qtr 4: 5; 2010 Qtr 1: 0; 2010 Qtr 2: 0; 2010 Qtr 3: 0; 2010 Qtr 4: 0; 2011 Qtr 1: 0; 2011 Qtr 2: 0; 2011 Qtr 3: 0; 2011 Qtr 4: 0 | 5
0 | 253047-Comm. HP <65k three phase split w/o QI |  | System | Commercial | 01-ALC-AllCommercial-Cooling | 0 |  |  |  |  | 549.6826 | 0 | 100 | 0 | 0 | 449.6826 | 249.733 |  | kWh | 0.098359 | 0 | Commercial | [7 empty] | 15 | 0.5 |  |  |  | 1 | 3 | 0 | 0 | 0 | 0 | 0 | 0 | 0 | 0 | 0 | 0 | 2009 Qtr 1: 0; 2009 Qtr 2: 0; 2009 Qtr 3: 0; 2009 Qtr 4: 3; 2010 Qtr 1: 0; 2010 Qtr 2: 0; 2010 Qtr 3: 0; 2010 Qtr 4: 0; 2011 Qtr 1: 0; 2011 Qtr 2: 0; 2011 Qtr 3: 0; 2011 Qtr 4: 0 | 3
0 | 253047-Comm. HP <65k three phase split w/o QI |  | System | Commercial | 01-ALC-AllCommercial-Cooling | 0 |  |  |  |  | 549.6826 | 0 | 100 | 0 | 0 | 449.6826 | 249.733 |  | kWh | 0.098359 | 0 | Commercial | [7 empty] | 15 | 0.5 |  |  |  | 1 | 3 | 0 | 0 | 0 | 0 | 0 | 0 | 0 | 0 | 0 | 0 | 2009 Qtr 1: 0; 2009 Qtr 2: 0; 2009 Qtr 3: 0; 2009 Qtr 4: 3; 2010 Qtr 1: 0; 2010 Qtr 2: 0; 2010 Qtr 3: 0; 2010 Qtr 4: 0; 2011 Qtr 1: 0; 2011 Qtr 2: 0; 2011 Qtr 3: 0; 2011 Qtr 4: 0 | 3
0 | 253047-Comm. HP <65k three phase split w/o QI |  | System | Commercial | 01-ALC-AllCommercial-Cooling | 0 |  |  |  |  | 549.6826 | 0 | 100 | 0 | 0 | 449.6826 | 249.733 |  | kWh | 0.098359 | 0 | Commercial | [7 empty] | 15 | 0.5 |  |  |  | 1 | 3 | 0 | 0 | 0 | 0 | 0 | 0 | 0 | 0 | 0 | 0 | 2009 Qtr 1: 0; 2009 Qtr 2: 0; 2009 Qtr 3: 0; 2009 Qtr 4: 3; 2010 Qtr 1: 0; 2010 Qtr 2: 0; 2010 Qtr 3: 0; 2010 Qtr 4: 0; 2011 Qtr 1: 0; 2011 Qtr 2: 0; 2011 Qtr 3: 0; 2011 Qtr 4: 0 | 3
0 | 253047-Comm. HP <65k three phase split w/o QI |  | System | Commercial | 01-ALC-AllCommercial-Cooling | 0 |  |  |  |  | 549.6826 | 0 | 100 | 0 | 0 | 449.6826 | 249.733 |  | kWh | 0.098359 | 0 | Commercial | [7 empty] | 15 | 0.5 |  |  |  | 1 | 4 | 0 | 0 | 0 | 0 | 0 | 0 | 0 | 0 | 0 | 0 | 2009 Qtr 1: 0; 2009 Qtr 2: 0; 2009 Qtr 3: 0; 2009 Qtr 4: 4; 2010 Qtr 1: 0; 2010 Qtr 2: 0; 2010 Qtr 3: 0; 2010 Qtr 4: 0; 2011 Qtr 1: 0; 2011 Qtr 2: 0; 2011 Qtr 3: 0; 2011 Qtr 4: 0 | 4
0 | 253047-Comm. HP <65k three phase split w/o QI |  | System | Commercial | 01-ALC-AllCommercial-Cooling | 0 |  |  |  |  | 549.6826 | 0 | 100 | 0 | 0 | 449.6826 | 249.733 |  | kWh | 0.098359 | 0 | Commercial | [7 empty] | 15 | 0.5 |  |  |  | 1 | 5 | 0 | 0 | 0 | 0 | 0 | 0 | 0 | 0 | 0 | 0 | 2009 Qtr 1: 0; 2009 Qtr 2: 0; 2009 Qtr 3: 0; 2009 Qtr 4: 5; 2010 Qtr 1: 0; 2010 Qtr 2: 0; 2010 Qtr 3: 0; 2010 Qtr 4: 0; 2011 Qtr 1: 0; 2011 Qtr 2: 0; 2011 Qtr 3: 0; 2011 Qtr 4: 0 | 5
0 | 253047-Comm. HP <65k three phase split w/o QI |  | System | Commercial | 01-ALC-AllCommercial-Cooling | 0 |  |  |  |  | 549.6826 | 0 | 100 | 0 | 0 | 449.6826 | 249.733 |  | kWh | 0.098359 | 0 | Commercial | [7 empty] | 15 | 0.5 |  |  |  | 1 | 3 | 0 | 0 | 0 | 0 | 0 | 0 | 0 | 0 | 0 | 0 | 2009 Qtr 1: 0; 2009 Qtr 2: 0; 2009 Qtr 3: 0; 2009 Qtr 4: 3; 2010 Qtr 1: 0; 2010 Qtr 2: 0; 2010 Qtr 3: 0; 2010 Qtr 4: 0; 2011 Qtr 1: 0; 2011 Qtr 2: 0; 2011 Qtr 3: 0; 2011 Qtr 4: 0 | 3
0 | 253047-Comm. HP <65k three phase split w/o QI |  | System | Commercial | 01-ALC-AllCommercial-Cooling | 0 |  |  |  |  | 549.6826 | 0 | 100 | 0 | 0 | 449.6826 | 249.733 |  | kWh | 0.098359 | 0 | Commercial | [7 empty] | 15 | 0.5 |  |  |  | 1 | 3 | 0 | 0 | 0 | 0 | 0 | 0 | 0 | 0 | 0 | 0 | 2009 Qtr 1: 0; 2009 Qtr 2: 0; 2009 Qtr 3: 0; 2009 Qtr 4: 3; 2010 Qtr 1: 0; 2010 Qtr 2: 0; 2010 Qtr 3: 0; 2010 Qtr 4: 0; 2011 Qtr 1: 0; 2011 Qtr 2: 0; 2011 Qtr 3: 0; 2011 Qtr 4: 0 | 3
0 | 253047-Comm. HP <65k three phase split w/o QI |  | System | Commercial | 01-ALC-AllCommercial-Cooling | 0 |  |  |  |  | 549.6826 | 0 | 100 | 0 | 0 | 449.6826 | 249.733 |  | kWh | 0.098359 | 0 | Commercial | [7 empty] | 15 | 0.5 |  |  |  | 1 | 3 | 0 | 0 | 0 | 0 | 0 | 0 | 0 | 0 | 0 | 0 | 2009 Qtr 1: 0; 2009 Qtr 2: 0; 2009 Qtr 3: 0; 2009 Qtr 4: 3; 2010 Qtr 1: 0; 2010 Qtr 2: 0; 2010 Qtr 3: 0; 2010 Qtr 4: 0; 2011 Qtr 1: 0; 2011 Qtr 2: 0; 2011 Qtr 3: 0; 2011 Qtr 4: 0 | 3
0 | 253047-Comm. HP <65k three phase split w/o QI |  | System | Commercial | 01-ALC-AllCommercial-Cooling | 0 |  |  |  |  | 549.6826 | 0 | 100 | 0 | 0 | 449.6826 | 249.733 |  | kWh | 0.098359 | 0 | Commercial | [7 empty] | 15 | 0.5 |  |  |  | 1 | 3 | 0 | 0 | 0 | 0 | 0 | 0 | 0 | 0 | 0 | 0 | 2009 Qtr 1: 0; 2009 Qtr 2: 0; 2009 Qtr 3: 0; 2009 Qtr 4: 3; 2010 Qtr 1: 0; 2010 Qtr 2: 0; 2010 Qtr 3: 0; 2010 Qtr 4: 0; 2011 Qtr 1: 0; 2011 Qtr 2: 0; 2011 Qtr 3: 0; 2011 Qtr 4: 0 | 3
0 | 253047-Comm. HP <65k three phase split w/o QI |  | System | Commercial | 01-ALC-AllCommercial-Cooling | 0 |  |  |  |  | 549.6826 | 0 | 100 | 0 | 0 | 449.6826 | 249.733 |  | kWh | 0.098359 | 0 | Commercial | [7 empty] | 15 | 0.5 |  |  |  | 1 | 3 | 0 | 0 | 0 | 0 | 0 | 0 | 0 | 0 | 0 | 0 | 2009 Qtr 1: 0; 2009 Qtr 2: 0; 2009 Qtr 3: 0; 2009 Qtr 4: 3; 2010 Qtr 1: 0; 2010 Qtr 2: 0; 2010 Qtr 3: 0; 2010 Qtr 4: 0; 2011 Qtr 1: 0; 2011 Qtr 2: 0; 2011 Qtr 3: 0; 2011 Qtr 4: 0 | 3
0 | 253047-Comm. HP <65k three phase split w/o QI |  | System | Commercial | 01-ALC-AllCommercial-Cooling | 0 |  |  |  |  | 549.6826 | 0 | 100 | 0 | 0 | 449.6826 | 249.733 |  | kWh | 0.098359 | 0 | Commercial | [7 empty] | 15 | 0.5 |  |  |  | 1 | 3 | 0 | 0 | 0 | 0 | 0 | 0 | 0 | 0 | 0 | 0 | 2009 Qtr 1: 0; 2009 Qtr 2: 0; 2009 Qtr 3: 0; 2009 Qtr 4: 3; 2010 Qtr 1: 0; 2010 Qtr 2: 0; 2010 Qtr 3: 0; 2010 Qtr 4: 0; 2011 Qtr 1: 0; 2011 Qtr 2: 0; 2011 Qtr 3: 0; 2011 Qtr 4: 0 | 3
0 | 253047-Comm. HP <65k three phase split w/o QI |  | System | Commercial | 01-ALC-AllCommercial-Cooling | 0 |  |  |  |  | 549.6826 | 0 | 100 | 0 | 0 | 449.6826 | 249.733 |  | kWh | 0.098359 | 0 | Commercial | [7 empty] | 15 | 0.5 |  |  |  | 1 | 3 | 0 | 0 | 0 | 0 | 0 | 0 | 0 | 0 | 0 | 0 | 2009 Qtr 1: 0; 2009 Qtr 2: 0; 2009 Qtr 3: 0; 2009 Qtr 4: 3; 2010 Qtr 1: 0; 2010 Qtr 2: 0; 2010 Qtr 3: 0; 2010 Qtr 4: 0; 2011 Qtr 1: 0; 2011 Qtr 2: 0; 2011 Qtr 3: 0; 2011 Qtr 4: 0 | 3
0 | 253047-Comm. HP <65k three phase split w/o QI |  | System | Commercial | 01-ALC-AllCommercial-Cooling | 0 |  |  |  |  | 549.6826 | 0 | 100 | 0 | 0 | 449.6826 | 249.733 |  | kWh | 0.098359 | 0 | Commercial | [7 empty] | 15 | 0.5 |  |  |  | 1 | 3 | 0 | 0 | 0 | 0 | 0 | 0 | 0 | 0 | 0 | 0 | 2009 Qtr 1: 0; 2009 Qtr 2: 0; 2009 Qtr 3: 0; 2009 Qtr 4: 3; 2010 Qtr 1: 0; 2010 Qtr 2: 0; 2010 Qtr 3: 0; 2010 Qtr 4: 0; 2011 Qtr 1: 0; 2011 Qtr 2: 0; 2011 Qtr 3: 0; 2011 Qtr 4: 0 | 3
0 | 253047-Comm. HP <65k three phase split w/o QI |  | System | Commercial | 01-ALC-AllCommercial-Cooling | 0 |  |  |  |  | 549.6826 | 0 | 100 | 0 | 0 | 449.6826 | 249.733 |  | kWh | 0.098359 | 0 | Commercial | [7 empty] | 15 | 0.5 |  |  |  | 1 | 3 | 0 | 0 | 0 | 0 | 0 | 0 | 0 | 0 | 0 | 0 | 2009 Qtr 1: 0; 2009 Qtr 2: 0; 2009 Qtr 3: 0; 2009 Qtr 4: 3; 2010 Qtr 1: 0; 2010 Qtr 2: 0; 2010 Qtr 3: 0; 2010 Qtr 4: 0; 2011 Qtr 1: 0; 2011 Qtr 2: 0; 2011 Qtr 3: 0; 2011 Qtr 4: 0 | 3
0 | 253047-Comm. HP <65k three phase split w/o QI |  | System | Commercial | 01-ALC-AllCommercial-Cooling | 0 |  |  |  |  | 549.6826 | 0 | 100 | 0 | 0 | 449.6826 | 249.733 |  | kWh | 0.098359 | 0 | Commercial | [7 empty] | 15 | 0.5 |  |  |  | 1 | 3 | 0 | 0 | 0 | 0 | 0 | 0 | 0 | 0 | 0 | 0 | 2009 Qtr 1: 0; 2009 Qtr 2: 0; 2009 Qtr 3: 0; 2009 Qtr 4: 3; 2010 Qtr 1: 0; 2010 Qtr 2: 0; 2010 Qtr 3: 0; 2010 Qtr 4: 0; 2011 Qtr 1: 0; 2011 Qtr 2: 0; 2011 Qtr 3: 0; 2011 Qtr 4: 0 | 3
0 | 253078-Comm. HP <65k single phase split ER above code |  | System | Commercial | 01-ALC-AllCommercial-Cooling | 0 |  |  |  |  | 97.9361 | 0 | 100 | 0 | 0 | -2.0639 | 529.996 |  | kWh | 0.28895 | 0 | Commercial | [7 empty] | 15 | 0.5 |  |  |  | 1 | 2 | 0 | 0 | 0 | 0 | 0 | 0 | 0 | 0 | 0 | 0 | 2009 Qtr 1: 0; 2009 Qtr 2: 0; 2009 Qtr 3: 0; 2009 Qtr 4: 2; 2010 Qtr 1: 0; 2010 Qtr 2: 0; 2010 Qtr 3: 0; 2010 Qtr 4: 0; 2011 Qtr 1: 0; 2011 Qtr 2: 0; 2011 Qtr 3: 0; 2011 Qtr 4: 0 | 2
0 | 253033-Comm. AC <65k three phase unitary |  | System | Commercial | 01-ALC-AllCommercial-Cooling | 0 |  |  |  |  | 790.4043 | 0 | 100 | 0 | 0 | 690.4043 | 280.46 |  | kWh | 0.19186 | 0 | Commercial | [7 empty] | 15 | 0.5 |  |  |  | 1 | 4 | 0 | 0 | 0 | 0 | 0 | 0 | 0 | 0 | 0 | 0 | 2009 Qtr 1: 0; 2009 Qtr 2: 0; 2009 Qtr 3: 0; 2009 Qtr 4: 4; 2010 Qtr 1: 0; 2010 Qtr 2: 0; 2010 Qtr 3: 0; 2010 Qtr 4: 0; 2011 Qtr 1: 0; 2011 Qtr 2: 0; 2011 Qtr 3: 0; 2011 Qtr 4: 0 | 4
0 | 253033-Comm. AC <65k three phase unitary |  | System | Commercial | 01-ALC-AllCommercial-Cooling | 0 |  |  |  |  | 790.4043 | 0 | 100 | 0 | 0 | 690.4043 | 280.46 |  | kWh | 0.19186 | 0 | Commercial | [7 empty] | 15 | 0.5 |  |  |  | 1 | 4 | 0 | 0 | 0 | 0 | 0 | 0 | 0 | 0 | 0 | 0 | 2009 Qtr 1: 0; 2009 Qtr 2: 0; 2009 Qtr 3: 0; 2009 Qtr 4: 4; 2010 Qtr 1: 0; 2010 Qtr 2: 0; 2010 Qtr 3: 0; 2010 Qtr 4: 0; 2011 Qtr 1: 0; 2011 Qtr 2: 0; 2011 Qtr 3: 0; 2011 Qtr 4: 0 | 4
0 | 253033-Comm. AC <65k three phase unitary |  | System | Commercial | 01-ALC-AllCommercial-Cooling | 0 |  |  |  |  | 790.4043 | 0 | 100 | 0 | 0 | 690.4043 | 280.46 |  | kWh | 0.19186 | 0 | Commercial | [7 empty] | 15 | 0.5 |  |  |  | 1 | 4 | 0 | 0 | 0 | 0 | 0 | 0 | 0 | 0 | 0 | 0 | 2009 Qtr 1: 0; 2009 Qtr 2: 0; 2009 Qtr 3: 0; 2009 Qtr 4: 4; 2010 Qtr 1: 0; 2010 Qtr 2: 0; 2010 Qtr 3: 0; 2010 Qtr 4: 0; 2011 Qtr 1: 0; 2011 Qtr 2: 0; 2011 Qtr 3: 0; 2011 Qtr 4: 0 | 4
0 | 253033-Comm. AC <65k three phase unitary |  | System | Commercial | 01-ALC-AllCommercial-Cooling | 0 |  |  |  |  | 790.4043 | 0 | 100 | 0 | 0 | 690.4043 | 280.46 |  | kWh | 0.19186 | 0 | Commercial | [7 empty] | 15 | 0.5 |  |  |  | 1 | 4 | 0 | 0 | 0 | 0 | 0 | 0 | 0 | 0 | 0 | 0 | 2009 Qtr 1: 0; 2009 Qtr 2: 0; 2009 Qtr 3: 0; 2009 Qtr 4: 4; 2010 Qtr 1: 0; 2010 Qtr 2: 0; 2010 Qtr 3: 0; 2010 Qtr 4: 0; 2011 Qtr 1: 0; 2011 Qtr 2: 0; 2011 Qtr 3: 0; 2011 Qtr 4: 0 | 4
0 | 253035-Comm. AC 65k to 134k |  | System | Commercial | 01-ALC-AllCommercial-Cooling | 0 |  |  |  |  | 757.3824 | 0 | 75 | 0 | 0 | 682.3824 | 361.554 |  | kWh | 0.25974 | 0 | Commercial | [7 empty] | 15 | 0.7 |  |  |  | 1 | 10 | 0 | 0 | 0 | 0 | 0 | 0 | 0 | 0 | 0 | 0 | 2009 Qtr 1: 0; 2009 Qtr 2: 0; 2009 Qtr 3: 0; 2009 Qtr 4: 10; 2010 Qtr 1: 0; 2010 Qtr 2: 0; 2010 Qtr 3: 0; 2010 Qtr 4: 0; 2011 Qtr 1: 0; 2011 Qtr 2: 0; 2011 Qtr 3: 0; 2011 Qtr 4: 0 | 10
0 | 253033-Comm. AC <65k three phase unitary |  | System | Commercial | 01-ALC-AllCommercial-Cooling | 0 |  |  |  |  | 790.4043 | 0 | 100 | 0 | 0 | 690.4043 | 280.46 |  | kWh | 0.19186 | 0 | Commercial | [7 empty] | 15 | 0.5 |  |  |  | 1 | 4 | 0 | 0 | 0 | 0 | 0 | 0 | 0 | 0 | 0 | 0 | 2009 Qtr 1: 0; 2009 Qtr 2: 0; 2009 Qtr 3: 0; 2009 Qtr 4: 4; 2010 Qtr 1: 0; 2010 Qtr 2: 0; 2010 Qtr 3: 0; 2010 Qtr 4: 0; 2011 Qtr 1: 0; 2011 Qtr 2: 0; 2011 Qtr 3: 0; 2011 Qtr 4: 0 | 4
0 | 253033-Comm. AC <65k three phase unitary |  | System | Commercial | 01-ALC-AllCommercial-Cooling | 0 |  |  |  |  | 790.4043 | 0 | 100 | 0 | 0 | 690.4043 | 280.46 |  | kWh | 0.19186 | 0 | Commercial | [7 empty] | 15 | 0.5 |  |  |  | 1 | 4 | 0 | 0 | 0 | 0 | 0 | 0 | 0 | 0 | 0 | 0 | 2009 Qtr 1: 0; 2009 Qtr 2: 0; 2009 Qtr 3: 0; 2009 Qtr 4: 4; 2010 Qtr 1: 0; 2010 Qtr 2: 0; 2010 Qtr 3: 0; 2010 Qtr 4: 0; 2011 Qtr 1: 0; 2011 Qtr 2: 0; 2011 Qtr 3: 0; 2011 Qtr 4: 0 | 4
0 | 253033-Comm. AC <65k three phase unitary |  | System | Commercial | 01-ALC-AllCommercial-Cooling | 0 |  |  |  |  | 790.4043 | 0 | 100 | 0 | 0 | 690.4043 | 280.46 |  | kWh | 0.19186 | 0 | Commercial | [7 empty] | 15 | 0.5 |  |  |  | 1 | 4 | 0 | 0 | 0 | 0 | 0 | 0 | 0 | 0 | 0 | 0 | 2009 Qtr 1: 0; 2009 Qtr 2: 0; 2009 Qtr 3: 0; 2009 Qtr 4: 4; 2010 Qtr 1: 0; 2010 Qtr 2: 0; 2010 Qtr 3: 0; 2010 Qtr 4: 0; 2011 Qtr 1: 0; 2011 Qtr 2: 0; 2011 Qtr 3: 0; 2011 Qtr 4: 0 | 4
0 | 253033-Comm. AC <65k three phase unitary |  | System | Commercial | 01-ALC-AllCommercial-Cooling | 0 |  |  |  |  | 790.4043 | 0 | 100 | 0 | 0 | 690.4043 | 280.46 |  | kWh | 0.19186 | 0 | Commercial | [7 empty] | 15 | 0.5 |  |  |  | 1 | 5 | 0 | 0 | 0 | 0 | 0 | 0 | 0 | 0 | 0 | 0 | 2009 Qtr 1: 0; 2009 Qtr 2: 0; 2009 Qtr 3: 0; 2009 Qtr 4: 5; 2010 Qtr 1: 0; 2010 Qtr 2: 0; 2010 Qtr 3: 0; 2010 Qtr 4: 0; 2011 Qtr 1: 0; 2011 Qtr 2: 0; 2011 Qtr 3: 0; 2011 Qtr 4: 0 | 5
0 | 253033-Comm. AC <65k three phase unitary |  | System | Commercial | 01-ALC-AllCommercial-Cooling | 0 |  |  |  |  | 790.4043 | 0 | 100 | 0 | 0 | 690.4043 | 280.46 |  | kWh | 0.19186 | 0 | Commercial | [7 empty] | 15 | 0.5 |  |  |  | 1 | 5 | 0 | 0 | 0 | 0 | 0 | 0 | 0 | 0 | 0 | 0 | 2009 Qtr 1: 0; 2009 Qtr 2: 0; 2009 Qtr 3: 0; 2009 Qtr 4: 5; 2010 Qtr 1: 0; 2010 Qtr 2: 0; 2010 Qtr 3: 0; 2010 Qtr 4: 0; 2011 Qtr 1: 0; 2011 Qtr 2: 0; 2011 Qtr 3: 0; 2011 Qtr 4: 0 | 5
0 | 253033-Comm. AC <65k three phase unitary |  | System | Commercial | 01-ALC-AllCommercial-Cooling | 0 |  |  |  |  | 790.4043 | 0 | 100 | 0 | 0 | 690.4043 | 280.46 |  | kWh | 0.19186 | 0 | Commercial | [7 empty] | 15 | 0.5 |  |  |  | 1 | 5 | 0 | 0 | 0 | 0 | 0 | 0 | 0 | 0 | 0 | 0 | 2009 Qtr 1: 0; 2009 Qtr 2: 0; 2009 Qtr 3: 0; 2009 Qtr 4: 5; 2010 Qtr 1: 0; 2010 Qtr 2: 0; 2010 Qtr 3: 0; 2010 Qtr 4: 0; 2011 Qtr 1: 0; 2011 Qtr 2: 0; 2011 Qtr 3: 0; 2011 Qtr 4: 0 | 5
0 | 253033-Comm. AC <65k three phase unitary |  | System | Commercial | 01-ALC-AllCommercial-Cooling | 0 |  |  |  |  | 790.4043 | 0 | 100 | 0 | 0 | 690.4043 | 280.46 |  | kWh | 0.19186 | 0 | Commercial | [7 empty] | 15 | 0.5 |  |  |  | 1 | 4 | 0 | 0 | 0 | 0 | 0 | 0 | 0 | 0 | 0 | 0 | 2009 Qtr 1: 0; 2009 Qtr 2: 0; 2009 Qtr 3: 0; 2009 Qtr 4: 4; 2010 Qtr 1: 0; 2010 Qtr 2: 0; 2010 Qtr 3: 0; 2010 Qtr 4: 0; 2011 Qtr 1: 0; 2011 Qtr 2: 0; 2011 Qtr 3: 0; 2011 Qtr 4: 0 | 4
0 | 253033-Comm. AC <65k three phase unitary |  | System | Commercial | 01-ALC-AllCommercial-Cooling | 0 |  |  |  |  | 790.4043 | 0 | 100 | 0 | 0 | 690.4043 | 280.46 |  | kWh | 0.19186 | 0 | Commercial | [7 empty] | 15 | 0.5 |  |  |  | 1 | 4 | 0 | 0 | 0 | 0 | 0 | 0 | 0 | 0 | 0 | 0 | 2009 Qtr 1: 0; 2009 Qtr 2: 0; 2009 Qtr 3: 0; 2009 Qtr 4: 4; 2010 Qtr 1: 0; 2010 Qtr 2: 0; 2010 Qtr 3: 0; 2010 Qtr 4: 0; 2011 Qtr 1: 0; 2011 Qtr 2: 0; 2011 Qtr 3: 0; 2011 Qtr 4: 0 | 4
0 | 253033-Comm. AC <65k three phase unitary |  | System | Commercial | 01-ALC-AllCommercial-Cooling | 0 |  |  |  |  | 790.4043 | 0 | 100 | 0 | 0 | 690.4043 | 280.46 |  | kWh | 0.19186 | 0 | Commercial | [7 empty] | 15 | 0.5 |  |  |  | 1 | 4 | 0 | 0 | 0 | 0 | 0 | 0 | 0 | 0 | 0 | 0 | 2009 Qtr 1: 0; 2009 Qtr 2: 0; 2009 Qtr 3: 0; 2009 Qtr 4: 4; 2010 Qtr 1: 0; 2010 Qtr 2: 0; 2010 Qtr 3: 0; 2010 Qtr 4: 0; 2011 Qtr 1: 0; 2011 Qtr 2: 0; 2011 Qtr 3: 0; 2011 Qtr 4: 0 | 4
0 | 253033-Comm. AC <65k three phase unitary |  | System | Commercial | 01-ALC-AllCommercial-Cooling | 0 |  |  |  |  | 790.4043 | 0 | 100 | 0 | 0 | 690.4043 | 280.46 |  | kWh | 0.19186 | 0 | Commercial | [7 empty] | 15 | 0.5 |  |  |  | 1 | 4 | 0 | 0 | 0 | 0 | 0 | 0 | 0 | 0 | 0 | 0 | 2009 Qtr 1: 0; 2009 Qtr 2: 0; 2009 Qtr 3: 0; 2009 Qtr 4: 4; 2010 Qtr 1: 0; 2010 Qtr 2: 0; 2010 Qtr 3: 0; 2010 Qtr 4: 0; 2011 Qtr 1: 0; 2011 Qtr 2: 0; 2011 Qtr 3: 0; 2011 Qtr 4: 0 | 4
0 | 253033-Comm. AC <65k three phase unitary |  | System | Commercial | 01-ALC-AllCommercial-Cooling | 0 |  |  |  |  | 790.4043 | 0 | 100 | 0 | 0 | 690.4043 | 280.46 |  | kWh | 0.19186 | 0 | Commercial | [7 empty] | 15 | 0.5 |  |  |  | 1 | 4 | 0 | 0 | 0 | 0 | 0 | 0 | 0 | 0 | 0 | 0 | 2009 Qtr 1: 0; 2009 Qtr 2: 0; 2009 Qtr 3: 0; 2009 Qtr 4: 4; 2010 Qtr 1: 0; 2010 Qtr 2: 0; 2010 Qtr 3: 0; 2010 Qtr 4: 0; 2011 Qtr 1: 0; 2011 Qtr 2: 0; 2011 Qtr 3: 0; 2011 Qtr 4: 0 | 4
0 | 253033-Comm. AC <65k three phase unitary |  | System | Commercial | 01-ALC-AllCommercial-Cooling | 0 |  |  |  |  | 790.4043 | 0 | 100 | 0 | 0 | 690.4043 | 280.46 |  | kWh | 0.19186 | 0 | Commercial | [7 empty] | 15 | 0.5 |  |  |  | 1 | 4 | 0 | 0 | 0 | 0 | 0 | 0 | 0 | 0 | 0 | 0 | 2009 Qtr 1: 0; 2009 Qtr 2: 0; 2009 Qtr 3: 0; 2009 Qtr 4: 4; 2010 Qtr 1: 0; 2010 Qtr 2: 0; 2010 Qtr 3: 0; 2010 Qtr 4: 0; 2011 Qtr 1: 0; 2011 Qtr 2: 0; 2011 Qtr 3: 0; 2011 Qtr 4: 0 | 4
0 | 253033-Comm. AC <65k three phase unitary |  | System | Commercial | 01-ALC-AllCommercial-Cooling | 0 |  |  |  |  | 790.4043 | 0 | 100 | 0 | 0 | 690.4043 | 280.46 |  | kWh | 0.19186 | 0 | Commercial | [7 empty] | 15 | 0.5 |  |  |  | 1 | 5 | 0 | 0 | 0 | 0 | 0 | 0 | 0 | 0 | 0 | 0 | 2009 Qtr 1: 0; 2009 Qtr 2: 0; 2009 Qtr 3: 0; 2009 Qtr 4: 5; 2010 Qtr 1: 0; 2010 Qtr 2: 0; 2010 Qtr 3: 0; 2010 Qtr 4: 0; 2011 Qtr 1: 0; 2011 Qtr 2: 0; 2011 Qtr 3: 0; 2011 Qtr 4: 0 | 5
0 | 253035-Comm. AC 65k to 134k |  | System | Commercial | 01-ALC-AllCommercial-Cooling | 0 |  |  |  |  | 757.3824 | 0 | 100 | 0 | 0 | 657.3824 | 361.554 |  | kWh | 0.25974 | 0 | Commercial | [7 empty] | 15 | 0.7 |  |  |  | 1 | 6 | 0 | 0 | 0 | 0 | 0 | 0 | 0 | 0 | 0 | 0 | 2009 Qtr 1: 0; 2009 Qtr 2: 0; 2009 Qtr 3: 0; 2009 Qtr 4: 6; 2010 Qtr 1: 0; 2010 Qtr 2: 0; 2010 Qtr 3: 0; 2010 Qtr 4: 0; 2011 Qtr 1: 0; 2011 Qtr 2: 0; 2011 Qtr 3: 0; 2011 Qtr 4: 0 | 6
0 | 253033-Comm. AC <65k three phase unitary |  | System | Commercial | 01-ALC-AllCommercial-Cooling | 0 |  |  |  |  | 790.4043 | 0 | 100 | 0 | 0 | 690.4043 | 280.46 |  | kWh | 0.19186 | 0 | Commercial | [7 empty] | 15 | 0.5 |  |  |  | 1 | 4 | 0 | 0 | 0 | 0 | 0 | 0 | 0 | 0 | 0 | 0 | 2009 Qtr 1: 0; 2009 Qtr 2: 0; 2009 Qtr 3: 0; 2009 Qtr 4: 4; 2010 Qtr 1: 0; 2010 Qtr 2: 0; 2010 Qtr 3: 0; 2010 Qtr 4: 0; 2011 Qtr 1: 0; 2011 Qtr 2: 0; 2011 Qtr 3: 0; 2011 Qtr 4: 0 | 4
0 | 253033-Comm. AC <65k three phase unitary |  | System | Commercial | 01-ALC-AllCommercial-Cooling | 0 |  |  |  |  | 790.4043 | 0 | 100 | 0 | 0 | 690.4043 | 280.46 |  | kWh | 0.19186 | 0 | Commercial | [7 empty] | 15 | 0.5 |  |  |  | 1 | 4 | 0 | 0 | 0 | 0 | 0 | 0 | 0 | 0 | 0 | 0 | 2009 Qtr 1: 0; 2009 Qtr 2: 0; 2009 Qtr 3: 0; 2009 Qtr 4: 4; 2010 Qtr 1: 0; 2010 Qtr 2: 0; 2010 Qtr 3: 0; 2010 Qtr 4: 0; 2011 Qtr 1: 0; 2011 Qtr 2: 0; 2011 Qtr 3: 0; 2011 Qtr 4: 0 | 4
0 | 253033-Comm. AC <65k three phase unitary |  | System | Commercial | 01-ALC-AllCommercial-Cooling | 0 |  |  |  |  | 790.4043 | 0 | 100 | 0 | 0 | 690.4043 | 280.46 |  | kWh | 0.19186 | 0 | Commercial | [7 empty] | 15 | 0.5 |  |  |  | 1 | 4 | 0 | 0 | 0 | 0 | 0 | 0 | 0 | 0 | 0 | 0 | 2009 Qtr 1: 0; 2009 Qtr 2: 0; 2009 Qtr 3: 0; 2009 Qtr 4: 4; 2010 Qtr 1: 0; 2010 Qtr 2: 0; 2010 Qtr 3: 0; 2010 Qtr 4: 0; 2011 Qtr 1: 0; 2011 Qtr 2: 0; 2011 Qtr 3: 0; 2011 Qtr 4: 0 | 4
0 | 253035-Comm. AC 65k to 134k |  | System | Commercial | 01-ALC-AllCommercial-Cooling | 0 |  |  |  |  | 757.3824 | 0 | 75 | 0 | 0 | 682.3824 | 361.554 |  | kWh | 0.25974 | 0 | Commercial | [7 empty] | 15 | 0.7 |  |  |  | 1 | 10 | 0 | 0 | 0 | 0 | 0 | 0 | 0 | 0 | 0 | 0 | 2009 Qtr 1: 0; 2009 Qtr 2: 0; 2009 Qtr 3: 0; 2009 Qtr 4: 10; 2010 Qtr 1: 0; 2010 Qtr 2: 0; 2010 Qtr 3: 0; 2010 Qtr 4: 0; 2011 Qtr 1: 0; 2011 Qtr 2: 0; 2011 Qtr 3: 0; 2011 Qtr 4: 0 | 10
0 | 253035-Comm. AC 65k to 134k |  | System | Commercial | 01-ALC-AllCommercial-Cooling | 0 |  |  |  |  | 757.3824 | 0 | 100 | 0 | 0 | 657.3824 | 361.554 |  | kWh | 0.25974 | 0 | Commercial | [7 empty] | 15 | 0.7 |  |  |  | 1 | 6 | 0 | 0 | 0 | 0 | 0 | 0 | 0 | 0 | 0 | 0 | 2009 Qtr 1: 0; 2009 Qtr 2: 0; 2009 Qtr 3: 0; 2009 Qtr 4: 6; 2010 Qtr 1: 0; 2010 Qtr 2: 0; 2010 Qtr 3: 0; 2010 Qtr 4: 0; 2011 Qtr 1: 0; 2011 Qtr 2: 0; 2011 Qtr 3: 0; 2011 Qtr 4: 0 | 6
0 | 253033-Comm. AC <65k three phase unitary |  | System | Commercial | 01-ALC-AllCommercial-Cooling | 0 |  |  |  |  | 790.4043 | 0 | 100 | 0 | 0 | 690.4043 | 280.46 |  | kWh | 0.19186 | 0 | Commercial | [7 empty] | 15 | 0.5 |  |  |  | 1 | 4 | 0 | 0 | 0 | 0 | 0 | 0 | 0 | 0 | 0 | 0 | 2009 Qtr 1: 0; 2009 Qtr 2: 0; 2009 Qtr 3: 0; 2009 Qtr 4: 4; 2010 Qtr 1: 0; 2010 Qtr 2: 0; 2010 Qtr 3: 0; 2010 Qtr 4: 0; 2011 Qtr 1: 0; 2011 Qtr 2: 0; 2011 Qtr 3: 0; 2011 Qtr 4: 0 | 4
0 | 253047-Comm. HP <65k three phase split w/o QI |  | System | Commercial | 01-ALC-AllCommercial-Cooling | 0 |  |  |  |  | 549.6826 | 0 | 100 | 0 | 0 | 449.6826 | 249.733 |  | kWh | 0.098359 | 0 | Commercial | [7 empty] | 15 | 0.5 |  |  |  | 1 | 3 | 0 | 0 | 0 | 0 | 0 | 0 | 0 | 0 | 0 | 0 | 2009 Qtr 1: 0; 2009 Qtr 2: 0; 2009 Qtr 3: 0; 2009 Qtr 4: 3; 2010 Qtr 1: 0; 2010 Qtr 2: 0; 2010 Qtr 3: 0; 2010 Qtr 4: 0; 2011 Qtr 1: 0; 2011 Qtr 2: 0; 2011 Qtr 3: 0; 2011 Qtr 4: 0 | 3
0 | 253047-Comm. HP <65k three phase split w/o QI |  | System | Commercial | 01-ALC-AllCommercial-Cooling | 0 |  |  |  |  | 549.6826 | 0 | 100 | 0 | 0 | 449.6826 | 249.733 |  | kWh | 0.098359 | 0 | Commercial | [7 empty] | 15 | 0.5 |  |  |  | 1 | 3 | 0 | 0 | 0 | 0 | 0 | 0 | 0 | 0 | 0 | 0 | 2009 Qtr 1: 0; 2009 Qtr 2: 0; 2009 Qtr 3: 0; 2009 Qtr 4: 3; 2010 Qtr 1: 0; 2010 Qtr 2: 0; 2010 Qtr 3: 0; 2010 Qtr 4: 0; 2011 Qtr 1: 0; 2011 Qtr 2: 0; 2011 Qtr 3: 0; 2011 Qtr 4: 0 | 3
0 | 253047-Comm. HP <65k three phase split w/o QI |  | System | Commercial | 01-ALC-AllCommercial-Cooling | 0 |  |  |  |  | 549.6826 | 0 | 125 | 0 | 0 | 424.6826 | 249.733 |  | kWh | 0.098359 | 0 | Commercial | [7 empty] | 15 | 0.5 |  |  |  | 1 | 2 | 0 | 0 | 0 | 0 | 0 | 0 | 0 | 0 | 0 | 0 | 2009 Qtr 1: 0; 2009 Qtr 2: 0; 2009 Qtr 3: 0; 2009 Qtr 4: 2; 2010 Qtr 1: 0; 2010 Qtr 2: 0; 2010 Qtr 3: 0; 2010 Qtr 4: 0; 2011 Qtr 1: 0; 2011 Qtr 2: 0; 2011 Qtr 3: 0; 2011 Qtr 4: 0 | 2
0 | 253049-Comm. HP <65k three phase unitary |  | System | Commercial | 01-ALC-AllCommercial-Cooling | 0 |  |  |  |  | 959.2869 | 0 | 100 | 0 | 0 | 859.2869 | 333.947 |  | kWh | 0.15748 | 0 | Commercial | [7 empty] | 15 | 0.5 |  |  |  | 1 | 4 | 0 | 0 | 0 | 0 | 0 | 0 | 0 | 0 | 0 | 0 | 2009 Qtr 1: 0; 2009 Qtr 2: 0; 2009 Qtr 3: 0; 2009 Qtr 4: 4; 2010 Qtr 1: 0; 2010 Qtr 2: 0; 2010 Qtr 3: 0; 2010 Qtr 4: 0; 2011 Qtr 1: 0; 2011 Qtr 2: 0; 2011 Qtr 3: 0; 2011 Qtr 4: 0 | 4
0 | 253049-Comm. HP <65k three phase unitary |  | System | Commercial | 01-ALC-AllCommercial-Cooling | 0 |  |  |  |  | 959.2869 | 0 | 100 | 0 | 0 | 859.2869 | 333.947 |  | kWh | 0.15748 | 0 | Commercial | [7 empty] | 15 | 0.5 |  |  |  | 1 | 4 | 0 | 0 | 0 | 0 | 0 | 0 | 0 | 0 | 0 | 0 | 2009 Qtr 1: 0; 2009 Qtr 2: 0; 2009 Qtr 3: 0; 2009 Qtr 4: 4; 2010 Qtr 1: 0; 2010 Qtr 2: 0; 2010 Qtr 3: 0; 2010 Qtr 4: 0; 2011 Qtr 1: 0; 2011 Qtr 2: 0; 2011 Qtr 3: 0; 2011 Qtr 4: 0 | 4
0 | 253049-Comm. HP <65k three phase unitary |  | System | Commercial | 01-ALC-AllCommercial-Cooling | 0 |  |  |  |  | 959.2869 | 0 | 100 | 0 | 0 | 859.2869 | 333.947 |  | kWh | 0.15748 | 0 | Commercial | [7 empty] | 15 | 0.5 |  |  |  | 1 | 5 | 0 | 0 | 0 | 0 | 0 | 0 | 0 | 0 | 0 | 0 | 2009 Qtr 1: 0; 2009 Qtr 2: 0; 2009 Qtr 3: 0; 2009 Qtr 4: 5; 2010 Qtr 1: 0; 2010 Qtr 2: 0; 2010 Qtr 3: 0; 2010 Qtr 4: 0; 2011 Qtr 1: 0; 2011 Qtr 2: 0; 2011 Qtr 3: 0; 2011 Qtr 4: 0 | 5
0 | 253049-Comm. HP <65k three phase unitary |  | System | Commercial | 01-ALC-AllCommercial-Cooling | 0 |  |  |  |  | 959.2869 | 0 | 100 | 0 | 0 | 859.2869 | 333.947 |  | kWh | 0.15748 | 0 | Commercial | [7 empty] | 15 | 0.5 |  |  |  | 1 | 5 | 0 | 0 | 0 | 0 | 0 | 0 | 0 | 0 | 0 | 0 | 2009 Qtr 1: 0; 2009 Qtr 2: 0; 2009 Qtr 3: 0; 2009 Qtr 4: 5; 2010 Qtr 1: 0; 2010 Qtr 2: 0; 2010 Qtr 3: 0; 2010 Qtr 4: 0; 2011 Qtr 1: 0; 2011 Qtr 2: 0; 2011 Qtr 3: 0; 2011 Qtr 4: 0 | 5
0 | 253145-Commercial Condensor Coil Cleaning (all units - savings at 50% of DEER) Com All CZ10 VintAll |  | System | Commercial | 01-ALC-AllCommercial-Cooling | 0 |  |  |  |  | 10 | 0 | 18 | 0 | 0 | -8 | 74 |  | kWh | 0.0665 | 0 | Commercial | [7 empty] | 3 | 0.85 |  |  |  | 0 | 4 | 0 | 0 | 0 | 0 | 0 | 0 | 0 | 0 | 0 | 0 | 2009 Qtr 1: 0; 2009 Qtr 2: 0; 2009 Qtr 3: 0; 2009 Qtr 4: 4; 2010 Qtr 1: 0; 2010 Qtr 2: 0; 2010 Qtr 3: 0; 2010 Qtr 4: 0; 2011 Qtr 1: 0; 2011 Qtr 2: 0; 2011 Qtr 3: 0; 2011 Qtr 4: 0 | 4
0 | 253145-Commercial Condensor Coil Cleaning (all units - savings at 50% of DEER) Com All CZ10 VintAll |  | System | Commercial | 01-ALC-AllCommercial-Cooling | 0 |  |  |  |  | 10 | 0 | 18 | 0 | 0 | -8 | 74 |  | kWh | 0.0665 | 0 | Commercial | [7 empty] | 3 | 0.85 |  |  |  | 0 | 5 | 0 | 0 | 0 | 0 | 0 | 0 | 0 | 0 | 0 | 0 | 2009 Qtr 1: 0; 2009 Qtr 2: 0; 2009 Qtr 3: 0; 2009 Qtr 4: 5; 2010 Qtr 1: 0; 2010 Qtr 2: 0; 2010 Qtr 3: 0; 2010 Qtr 4: 0; 2011 Qtr 1: 0; 2011 Qtr 2: 0; 2011 Qtr 3: 0; 2011 Qtr 4: 0 | 5
0 | 253145-Commercial Condensor Coil Cleaning (all units - savings at 50% of DEER) Com All CZ10 VintAll |  | System | Commercial | 01-ALC-AllCommercial-Cooling | 0 |  |  |  |  | 10 | 0 | 18 | 0 | 0 | -8 | 74 |  | kWh | 0.0665 | 0 | Commercial | [7 empty] | 3 | 0.85 |  |  |  | 0 | 5 | 0 | 0 | 0 | 0 | 0 | 0 | 0 | 0 | 0 | 0 | 2009 Qtr 1: 0; 2009 Qtr 2: 0; 2009 Qtr 3: 0; 2009 Qtr 4: 5; 2010 Qtr 1: 0; 2010 Qtr 2: 0; 2010 Qtr 3: 0; 2010 Qtr 4: 0; 2011 Qtr 1: 0; 2011 Qtr 2: 0; 2011 Qtr 3: 0; 2011 Qtr 4: 0 | 5
0 | 253145-Commercial Condensor Coil Cleaning (all units - savings at 50% of DEER) Com All CZ10 VintAll |  | System | Commercial | 01-ALC-AllCommercial-Cooling | 0 |  |  |  |  | 10 | 0 | 18 | 0 | 0 | -8 | 74 |  | kWh | 0.0665 | 0 | Commercial | [7 empty] | 3 | 0.85 |  |  |  | 0 | 4 | 0 | 0 | 0 | 0 | 0 | 0 | 0 | 0 | 0 | 0 | 2009 Qtr 1: 0; 2009 Qtr 2: 0; 2009 Qtr 3: 0; 2009 Qtr 4: 4; 2010 Qtr 1: 0; 2010 Qtr 2: 0; 2010 Qtr 3: 0; 2010 Qtr 4: 0; 2011 Qtr 1: 0; 2011 Qtr 2: 0; 2011 Qtr 3: 0; 2011 Qtr 4: 0 | 4
0 | 253145-Commercial Condensor Coil Cleaning (all units - savings at 50% of DEER) Com All CZ10 VintAll |  | System | Commercial | 01-ALC-AllCommercial-Cooling | 0 |  |  |  |  | 10 | 0 | 20.25 | 0 | 0 | -10.25 | 74 |  | kWh | 0.0665 | 0 | Commercial | [7 empty] | 3 | 0.85 |  |  |  | 0 | 4 | 0 | 0 | 0 | 0 | 0 | 0 | 0 | 0 | 0 | 0 | 2009 Qtr 1: 0; 2009 Qtr 2: 0; 2009 Qtr 3: 0; 2009 Qtr 4: 4; 2010 Qtr 1: 0; 2010 Qtr 2: 0; 2010 Qtr 3: 0; 2010 Qtr 4: 0; 2011 Qtr 1: 0; 2011 Qtr 2: 0; 2011 Qtr 3: 0; 2011 Qtr 4: 0 | 4
0 | 253145-Commercial Condensor Coil Cleaning (all units - savings at 50% of DEER) Com All CZ10 VintAll |  | System | Commercial | 01-ALC-AllCommercial-Cooling | 0 |  |  |  |  | 10 | 0 | 20.25 | 0 | 0 | -10.25 | 74 |  | kWh | 0.0665 | 0 | Commercial | [7 empty] | 3 | 0.85 |  |  |  | 0 | 4 | 0 | 0 | 0 | 0 | 0 | 0 | 0 | 0 | 0 | 0 | 2009 Qtr 1: 0; 2009 Qtr 2: 0; 2009 Qtr 3: 0; 2009 Qtr 4: 4; 2010 Qtr 1: 0; 2010 Qtr 2: 0; 2010 Qtr 3: 0; 2010 Qtr 4: 0; 2011 Qtr 1: 0; 2011 Qtr 2: 0; 2011 Qtr 3: 0; 2011 Qtr 4: 0 | 4
0 | 253145-Commercial Condensor Coil Cleaning (all units - savings at 50% of DEER) Com All CZ10 VintAll |  | System | Commercial | 01-ALC-AllCommercial-Cooling | 0 |  |  |  |  | 10 | 0 | 18 | 0 | 0 | -8 | 74 |  | kWh | 0.0665 | 0 | Commercial | [7 empty] | 3 | 0.85 |  |  |  | 0 | 4 | 0 | 0 | 0 | 0 | 0 | 0 | 0 | 0 | 0 | 0 | 2009 Qtr 1: 0; 2009 Qtr 2: 0; 2009 Qtr 3: 0; 2009 Qtr 4: 4; 2010 Qtr 1: 0; 2010 Qtr 2: 0; 2010 Qtr 3: 0; 2010 Qtr 4: 0; 2011 Qtr 1: 0; 2011 Qtr 2: 0; 2011 Qtr 3: 0; 2011 Qtr 4: 0 | 4
0 | 253145-Commercial Condensor Coil Cleaning (all units - savings at 50% of DEER) Com All CZ10 VintAll |  | System | Commercial | 01-ALC-AllCommercial-Cooling | 0 |  |  |  |  | 10 | 0 | 20.25 | 0 | 0 | -10.25 | 74 |  | kWh | 0.0665 | 0 | Commercial | [7 empty] | 3 | 0.85 |  |  |  | 0 | 4 | 0 | 0 | 0 | 0 | 0 | 0 | 0 | 0 | 0 | 0 | 2009 Qtr 1: 0; 2009 Qtr 2: 0; 2009 Qtr 3: 0; 2009 Qtr 4: 4; 2010 Qtr 1: 0; 2010 Qtr 2: 0; 2010 Qtr 3: 0; 2010 Qtr 4: 0; 2011 Qtr 1: 0; 2011 Qtr 2: 0; 2011 Qtr 3: 0; 2011 Qtr 4: 0 | 4
0 | 253145-Commercial Condensor Coil Cleaning (all units - savings at 50% of DEER) Com All CZ10 VintAll |  | System | Commercial | 01-ALC-AllCommercial-Cooling | 0 |  |  |  |  | 10 | 0 | 20.25 | 0 | 0 | -10.25 | 74 |  | kWh | 0.0665 | 0 | Commercial | [7 empty] | 3 | 0.85 |  |  |  | 0 | 4 | 0 | 0 | 0 | 0 | 0 | 0 | 0 | 0 | 0 | 0 | 2009 Qtr 1: 0; 2009 Qtr 2: 0; 2009 Qtr 3: 0; 2009 Qtr 4: 4; 2010 Qtr 1: 0; 2010 Qtr 2: 0; 2010 Qtr 3: 0; 2010 Qtr 4: 0; 2011 Qtr 1: 0; 2011 Qtr 2: 0; 2011 Qtr 3: 0; 2011 Qtr 4: 0 | 4
0 | 253145-Commercial Condensor Coil Cleaning (all units - savings at 50% of DEER) Com All CZ10 VintAll |  | System | Commercial | 01-ALC-AllCommercial-Cooling | 0 |  |  |  |  | 10 | 0 | 18 | 0 | 0 | -8 | 74 |  | kWh | 0.0665 | 0 | Commercial | [7 empty] | 3 | 0.85 |  |  |  | 0 | 4 | 0 | 0 | 0 | 0 | 0 | 0 | 0 | 0 | 0 | 0 | 2009 Qtr 1: 0; 2009 Qtr 2: 0; 2009 Qtr 3: 0; 2009 Qtr 4: 4; 2010 Qtr 1: 0; 2010 Qtr 2: 0; 2010 Qtr 3: 0; 2010 Qtr 4: 0; 2011 Qtr 1: 0; 2011 Qtr 2: 0; 2011 Qtr 3: 0; 2011 Qtr 4: 0 | 4
0 | 253145-Commercial Condensor Coil Cleaning (all units - savings at 50% of DEER) Com All CZ10 VintAll |  | System | Commercial | 01-ALC-AllCommercial-Cooling | 0 |  |  |  |  | 10 | 0 | 20.25 | 0 | 0 | -10.25 | 74 |  | kWh | 0.0665 | 0 | Commercial | [7 empty] | 3 | 0.85 |  |  |  | 0 | 4 | 0 | 0 | 0 | 0 | 0 | 0 | 0 | 0 | 0 | 0 | 2009 Qtr 1: 0; 2009 Qtr 2: 0; 2009 Qtr 3: 0; 2009 Qtr 4: 4; 2010 Qtr 1: 0; 2010 Qtr 2: 0; 2010 Qtr 3: 0; 2010 Qtr 4: 0; 2011 Qtr 1: 0; 2011 Qtr 2: 0; 2011 Qtr 3: 0; 2011 Qtr 4: 0 | 4
0 | 253145-Commercial Condensor Coil Cleaning (all units - savings at 50% of DEER) Com All CZ10 VintAll |  | System | Commercial | 01-ALC-AllCommercial-Cooling | 0 |  |  |  |  | 10 | 0 | 20.25 | 0 | 0 | -10.25 | 74 |  | kWh | 0.0665 | 0 | Commercial | [7 empty] | 3 | 0.85 |  |  |  | 0 | 4 | 0 | 0 | 0 | 0 | 0 | 0 | 0 | 0 | 0 | 0 | 2009 Qtr 1: 0; 2009 Qtr 2: 0; 2009 Qtr 3: 0; 2009 Qtr 4: 4; 2010 Qtr 1: 0; 2010 Qtr 2: 0; 2010 Qtr 3: 0; 2010 Qtr 4: 0; 2011 Qtr 1: 0; 2011 Qtr 2: 0; 2011 Qtr 3: 0; 2011 Qtr 4: 0 | 4
0 | 253145-Commercial Condensor Coil Cleaning (all units - savings at 50% of DEER) Com All CZ10 VintAll |  | System | Commercial | 01-ALC-AllCommercial-Cooling | 0 |  |  |  |  | 10 | 0 | 20.25 | 0 | 0 | -10.25 | 74 |  | kWh | 0.0665 | 0 | Commercial | [7 empty] | 3 | 0.85 |  |  |  | 0 | 4 | 0 | 0 | 0 | 0 | 0 | 0 | 0 | 0 | 0 | 0 | 2009 Qtr 1: 0; 2009 Qtr 2: 0; 2009 Qtr 3: 0; 2009 Qtr 4: 4; 2010 Qtr 1: 0; 2010 Qtr 2: 0; 2010 Qtr 3: 0; 2010 Qtr 4: 0; 2011 Qtr 1: 0; 2011 Qtr 2: 0; 2011 Qtr 3: 0; 2011 Qtr 4: 0 | 4
0 | 253145-Commercial Condensor Coil Cleaning (all units - savings at 50% of DEER) Com All CZ10 VintAll |  | System | Commercial | 01-ALC-AllCommercial-Cooling | 0 |  |  |  |  | 10 | 0 | 18 | 0 | 0 | -8 | 74 |  | kWh | 0.0665 | 0 | Commercial | [7 empty] | 3 | 0.85 |  |  |  | 0 | 4 | 0 | 0 | 0 | 0 | 0 | 0 | 0 | 0 | 0 | 0 | 2009 Qtr 1: 0; 2009 Qtr 2: 0; 2009 Qtr 3: 0; 2009 Qtr 4: 4; 2010 Qtr 1: 0; 2010 Qtr 2: 0; 2010 Qtr 3: 0; 2010 Qtr 4: 0; 2011 Qtr 1: 0; 2011 Qtr 2: 0; 2011 Qtr 3: 0; 2011 Qtr 4: 0 | 4
0 | 253145-Commercial Condensor Coil Cleaning (all units - savings at 50% of DEER) Com All CZ10 VintAll |  | System | Commercial | 01-ALC-AllCommercial-Cooling | 0 |  |  |  |  | 10 | 0 | 20.25 | 0 | 0 | -10.25 | 74 |  | kWh | 0.0665 | 0 | Commercial | [7 empty] | 3 | 0.85 |  |  |  | 0 | 4 | 0 | 0 | 0 | 0 | 0 | 0 | 0 | 0 | 0 | 0 | 2009 Qtr 1: 0; 2009 Qtr 2: 0; 2009 Qtr 3: 0; 2009 Qtr 4: 4; 2010 Qtr 1: 0; 2010 Qtr 2: 0; 2010 Qtr 3: 0; 2010 Qtr 4: 0; 2011 Qtr 1: 0; 2011 Qtr 2: 0; 2011 Qtr 3: 0; 2011 Qtr 4: 0 | 4
0 | 253145-Commercial Condensor Coil Cleaning (all units - savings at 50% of DEER) Com All CZ10 VintAll |  | System | Commercial | 01-ALC-AllCommercial-Cooling | 0 |  |  |  |  | 10 | 0 | 20.25 | 0 | 0 | -10.25 | 74 |  | kWh | 0.0665 | 0 | Commercial | [7 empty] | 3 | 0.85 |  |  |  | 0 | 4 | 0 | 0 | 0 | 0 | 0 | 0 | 0 | 0 | 0 | 0 | 2009 Qtr 1: 0; 2009 Qtr 2: 0; 2009 Qtr 3: 0; 2009 Qtr 4: 4; 2010 Qtr 1: 0; 2010 Qtr 2: 0; 2010 Qtr 3: 0; 2010 Qtr 4: 0; 2011 Qtr 1: 0; 2011 Qtr 2: 0; 2011 Qtr 3: 0; 2011 Qtr 4: 0 | 4
0 | 253145-Commercial Condensor Coil Cleaning (all units - savings at 50% of DEER) Com All CZ10 VintAll |  | System | Commercial | 01-ALC-AllCommercial-Cooling | 0 |  |  |  |  | 10 | 0 | 20.25 | 0 | 0 | -10.25 | 74 |  | kWh | 0.0665 | 0 | Commercial | [7 empty] | 3 | 0.85 |  |  |  | 0 | 4 | 0 | 0 | 0 | 0 | 0 | 0 | 0 | 0 | 0 | 0 | 2009 Qtr 1: 0; 2009 Qtr 2: 0; 2009 Qtr 3: 0; 2009 Qtr 4: 4; 2010 Qtr 1: 0; 2010 Qtr 2: 0; 2010 Qtr 3: 0; 2010 Qtr 4: 0; 2011 Qtr 1: 0; 2011 Qtr 2: 0; 2011 Qtr 3: 0; 2011 Qtr 4: 0 | 4
0 | 253145-Commercial Condensor Coil Cleaning (all units - savings at 50% of DEER) Com All CZ10 VintAll |  | System | Commercial | 01-ALC-AllCommercial-Cooling | 0 |  |  |  |  | 10 | 0 | 18 | 0 | 0 | -8 | 74 |  | kWh | 0.0665 | 0 | Commercial | [7 empty] | 3 | 0.85 |  |  |  | 0 | 4 | 0 | 0 | 0 | 0 | 0 | 0 | 0 | 0 | 0 | 0 | 2009 Qtr 1: 0; 2009 Qtr 2: 0; 2009 Qtr 3: 0; 2009 Qtr 4: 4; 2010 Qtr 1: 0; 2010 Qtr 2: 0; 2010 Qtr 3: 0; 2010 Qtr 4: 0; 2011 Qtr 1: 0; 2011 Qtr 2: 0; 2011 Qtr 3: 0; 2011 Qtr 4: 0 | 4
0 | 253145-Commercial Condensor Coil Cleaning (all units - savings at 50% of DEER) Com All CZ10 VintAll |  | System | Commercial | 01-ALC-AllCommercial-Cooling | 0 |  |  |  |  | 10 | 0 | 20.25 | 0 | 0 | -10.25 | 74 |  | kWh | 0.0665 | 0 | Commercial | [7 empty] | 3 | 0.85 |  |  |  | 0 | 4 | 0 | 0 | 0 | 0 | 0 | 0 | 0 | 0 | 0 | 0 | 2009 Qtr 1: 0; 2009 Qtr 2: 0; 2009 Qtr 3: 0; 2009 Qtr 4: 4; 2010 Qtr 1: 0; 2010 Qtr 2: 0; 2010 Qtr 3: 0; 2010 Qtr 4: 0; 2011 Qtr 1: 0; 2011 Qtr 2: 0; 2011 Qtr 3: 0; 2011 Qtr 4: 0 | 4
0 | 253145-Commercial Condensor Coil Cleaning (all units - savings at 50% of DEER) Com All CZ10 VintAll |  | System | Commercial | 01-ALC-AllCommercial-Cooling | 0 |  |  |  |  | 10 | 0 | 18 | 0 | 0 | -8 | 74 |  | kWh | 0.0665 | 0 | Commercial | [7 empty] | 3 | 0.85 |  |  |  | 0 | 5 | 0 | 0 | 0 | 0 | 0 | 0 | 0 | 0 | 0 | 0 | 2009 Qtr 1: 0; 2009 Qtr 2: 0; 2009 Qtr 3: 0; 2009 Qtr 4: 5; 2010 Qtr 1: 0; 2010 Qtr 2: 0; 2010 Qtr 3: 0; 2010 Qtr 4: 0; 2011 Qtr 1: 0; 2011 Qtr 2: 0; 2011 Qtr 3: 0; 2011 Qtr 4: 0 | 5
0 | 253145-Commercial Condensor Coil Cleaning (all units - savings at 50% of DEER) Com All CZ10 VintAll |  | System | Commercial | 01-ALC-AllCommercial-Cooling | 0 |  |  |  |  | 10 | 0 | 18 | 0 | 0 | -8 | 74 |  | kWh | 0.0665 | 0 | Commercial | [7 empty] | 3 | 0.85 |  |  |  | 0 | 4 | 0 | 0 | 0 | 0 | 0 | 0 | 0 | 0 | 0 | 0 | 2009 Qtr 1: 0; 2009 Qtr 2: 0; 2009 Qtr 3: 0; 2009 Qtr 4: 4; 2010 Qtr 1: 0; 2010 Qtr 2: 0; 2010 Qtr 3: 0; 2010 Qtr 4: 0; 2011 Qtr 1: 0; 2011 Qtr 2: 0; 2011 Qtr 3: 0; 2011 Qtr 4: 0 | 4
0 | 253145-Commercial Condensor Coil Cleaning (all units - savings at 50% of DEER) Com All CZ10 VintAll |  | System | Commercial | 01-ALC-AllCommercial-Cooling | 0 |  |  |  |  | 10 | 0 | 20.25 | 0 | 0 | -10.25 | 74 |  | kWh | 0.0665 | 0 | Commercial | [7 empty] | 3 | 0.85 |  |  |  | 0 | 4 | 0 | 0 | 0 | 0 | 0 | 0 | 0 | 0 | 0 | 0 | 2009 Qtr 1: 0; 2009 Qtr 2: 0; 2009 Qtr 3: 0; 2009 Qtr 4: 4; 2010 Qtr 1: 0; 2010 Qtr 2: 0; 2010 Qtr 3: 0; 2010 Qtr 4: 0; 2011 Qtr 1: 0; 2011 Qtr 2: 0; 2011 Qtr 3: 0; 2011 Qtr 4: 0 | 4
0 | 253145-Commercial Condensor Coil Cleaning (all units - savings at 50% of DEER) Com All CZ10 VintAll |  | System | Commercial | 01-ALC-AllCommercial-Cooling | 0 |  |  |  |  | 10 | 0 | 20.25 | 0 | 0 | -10.25 | 74 |  | kWh | 0.0665 | 0 | Commercial | [7 empty] | 3 | 0.85 |  |  |  | 0 | 4 | 0 | 0 | 0 | 0 | 0 | 0 | 0 | 0 | 0 | 0 | 2009 Qtr 1: 0; 2009 Qtr 2: 0; 2009 Qtr 3: 0; 2009 Qtr 4: 4; 2010 Qtr 1: 0; 2010 Qtr 2: 0; 2010 Qtr 3: 0; 2010 Qtr 4: 0; 2011 Qtr 1: 0; 2011 Qtr 2: 0; 2011 Qtr 3: 0; 2011 Qtr 4: 0 | 4
0 | 253142-Commercial HVAC Diagnostic/Tune-up Com All CZ10 VintAll |  | System | Commercial | 01-ALC-AllCommercial-Cooling | 0 |  |  |  |  | 45.3009 | 0 | 35 | 0 | 0 | 10.3009 | 214 |  | kWh | 0.15 | 0 | Commercial | [7 empty] | 10 | 0.85 |  |  |  | 0 | 35 | 0 | 0 | 0 | 0 | 0 | 0 | 0 | 0 | 0 | 0 | 2009 Qtr 1: 0; 2009 Qtr 2: 0; 2009 Qtr 3: 0; 2009 Qtr 4: 35; 2010 Qtr 1: 0; 2010 Qtr 2: 0; 2010 Qtr 3: 0; 2010 Qtr 4: 0; 2011 Qtr 1: 0; 2011 Qtr 2: 0; 2011 Qtr 3: 0; 2011 Qtr 4: 0 | 35
0 | 253142-Commercial HVAC Diagnostic/Tune-up Com All CZ10 VintAll |  | System | Commercial | 01-ALC-AllCommercial-Cooling | 0 |  |  |  |  | 45.3009 | 0 | 37.5 | 0 | 0 | 7.8009 | 214 |  | kWh | 0.15 | 0 | Commercial | [7 empty] | 10 | 0.85 |  |  |  | 0 | 7 | 0 | 0 | 0 | 0 | 0 | 0 | 0 | 0 | 0 | 0 | 2009 Qtr 1: 0; 2009 Qtr 2: 0; 2009 Qtr 3: 0; 2009 Qtr 4: 7; 2010 Qtr 1: 0; 2010 Qtr 2: 0; 2010 Qtr 3: 0; 2010 Qtr 4: 0; 2011 Qtr 1: 0; 2011 Qtr 2: 0; 2011 Qtr 3: 0; 2011 Qtr 4: 0 | 7
0 | 253141-Commercial HVAC Diagnostic/Tune-up Com All CZ07 VintAll |  | System | Commercial | 01-ALC-AllCommercial-Cooling | 0 |  |  |  |  | 45.3009 | 0 | 35 | 0 | 0 | 10.3009 | 196 |  | kWh | 0.15 | 0 | Commercial | [7 empty] | 10 | 0.85 |  |  |  | 0 | 5 | 0 | 0 | 0 | 0 | 0 | 0 | 0 | 0 | 0 | 0 | 2009 Qtr 1: 0; 2009 Qtr 2: 0; 2009 Qtr 3: 0; 2009 Qtr 4: 5; 2010 Qtr 1: 0; 2010 Qtr 2: 0; 2010 Qtr 3: 0; 2010 Qtr 4: 0; 2011 Qtr 1: 0; 2011 Qtr 2: 0; 2011 Qtr 3: 0; 2011 Qtr 4: 0 | 5
0 | 253141-Commercial HVAC Diagnostic/Tune-up Com All CZ07 VintAll |  | System | Commercial | 01-ALC-AllCommercial-Cooling | 0 |  |  |  |  | 45.3009 | 0 | 35 | 0 | 0 | 10.3009 | 196 |  | kWh | 0.15 | 0 | Commercial | [7 empty] | 10 | 0.85 |  |  |  | 0 | 5 | 0 | 0 | 0 | 0 | 0 | 0 | 0 | 0 | 0 | 0 | 2009 Qtr 1: 0; 2009 Qtr 2: 0; 2009 Qtr 3: 0; 2009 Qtr 4: 5; 2010 Qtr 1: 0; 2010 Qtr 2: 0; 2010 Qtr 3: 0; 2010 Qtr 4: 0; 2011 Qtr 1: 0; 2011 Qtr 2: 0; 2011 Qtr 3: 0; 2011 Qtr 4: 0 | 5
0 | 253141-Commercial HVAC Diagnostic/Tune-up Com All CZ07 VintAll |  | System | Commercial | 01-ALC-AllCommercial-Cooling | 0 |  |  |  |  | 45.3009 | 0 | 35 | 0 | 0 | 10.3009 | 196 |  | kWh | 0.15 | 0 | Commercial | [7 empty] | 10 | 0.85 |  |  |  | 0 | 5 | 0 | 0 | 0 | 0 | 0 | 0 | 0 | 0 | 0 | 0 | 2009 Qtr 1: 0; 2009 Qtr 2: 0; 2009 Qtr 3: 0; 2009 Qtr 4: 5; 2010 Qtr 1: 0; 2010 Qtr 2: 0; 2010 Qtr 3: 0; 2010 Qtr 4: 0; 2011 Qtr 1: 0; 2011 Qtr 2: 0; 2011 Qtr 3: 0; 2011 Qtr 4: 0 | 5
0 | 253142-Commercial HVAC Diagnostic/Tune-up Com All CZ10 VintAll |  | System | Commercial | 01-ALC-AllCommercial-Cooling | 0 |  |  |  |  | 45.3009 | 0 | 35 | 0 | 0 | 10.3009 | 214 |  | kWh | 0.15 | 0 | Commercial | [7 empty] | 10 | 0.85 |  |  |  | 0 | 5 | 0 | 0 | 0 | 0 | 0 | 0 | 0 | 0 | 0 | 0 | 2009 Qtr 1: 0; 2009 Qtr 2: 0; 2009 Qtr 3: 0; 2009 Qtr 4: 5; 2010 Qtr 1: 0; 2010 Qtr 2: 0; 2010 Qtr 3: 0; 2010 Qtr 4: 0; 2011 Qtr 1: 0; 2011 Qtr 2: 0; 2011 Qtr 3: 0; 2011 Qtr 4: 0 | 5
0 | 253142-Commercial HVAC Diagnostic/Tune-up Com All CZ10 VintAll |  | System | Commercial | 01-ALC-AllCommercial-Cooling | 0 |  |  |  |  | 45.3009 | 0 | 35 | 0 | 0 | 10.3009 | 214 |  | kWh | 0.15 | 0 | Commercial | [7 empty] | 10 | 0.85 |  |  |  | 0 | 4 | 0 | 0 | 0 | 0 | 0 | 0 | 0 | 0 | 0 | 0 | 2009 Qtr 1: 0; 2009 Qtr 2: 0; 2009 Qtr 3: 0; 2009 Qtr 4: 4; 2010 Qtr 1: 0; 2010 Qtr 2: 0; 2010 Qtr 3: 0; 2010 Qtr 4: 0; 2011 Qtr 1: 0; 2011 Qtr 2: 0; 2011 Qtr 3: 0; 2011 Qtr 4: 0 | 4
0 | 253141-Commercial HVAC Diagnostic/Tune-up Com All CZ07 VintAll |  | System | Commercial | 01-ALC-AllCommercial-Cooling | 0 |  |  |  |  | 45.3009 | 0 | 35 | 0 | 0 | 10.3009 | 196 |  | kWh | 0.15 | 0 | Commercial | [7 empty] | 10 | 0.85 |  |  |  | 0 | 5 | 0 | 0 | 0 | 0 | 0 | 0 | 0 | 0 | 0 | 0 | 2009 Qtr 1: 0; 2009 Qtr 2: 0; 2009 Qtr 3: 0; 2009 Qtr 4: 5; 2010 Qtr 1: 0; 2010 Qtr 2: 0; 2010 Qtr 3: 0; 2010 Qtr 4: 0; 2011 Qtr 1: 0; 2011 Qtr 2: 0; 2011 Qtr 3: 0; 2011 Qtr 4: 0 | 5
Do NOT enter program data in this row or below. The Spreadsheet will not evaluate any such data. | bar: 2012 Qtr 1; 2014 Qtr 2 to 2014 Qtr 4; 2016 Qtr 2 to 2016 Qtr 4; 2018 Qtr 2 to 2018 Qtr 4
Lists of Dimensions and their Labels
|  |  | Climate Zones | Sectors | End Use Validation List |  | Measure Types for Measure Life | Measure Types for NTGR | Gas Sector | Gas Savings Profile | Combustor Type
|  |  | 7 | RES | res:DEER:Indoor_CFL_Ltg |  | NONRESIDENTIAL MEASURES: |  | Residential | Summer Only | Large Boilers (>100 MMBtu/hr Heat Input):Uncontrolled
|  |  | 10 | NON_RES | res:DEER:Indoor_CFL_Ltg |  | **************************************************************** | Appliance early retirement and replacement 0.80 | Commercial | Winter Only | Large Boilers (>100 MMBtu/hr Heat Input):Controlled Low NOx Burner
|  |  | 14 | Residential | res:DEER:Indoor_CFL_Ltg |  | Ballast – Dimmable: NR - 11 | California Home Energy Efficiency Rating System (CHEERS) | Core | Annual | Large Boilers (>100 MMBtu/hr Heat Input):Controlled – Flue Gas Recirculation
|  |  | 15 | Commercial | res:DEER:Indoor_CFL_Ltg |  | Ballast – Electronic: NR - 11 | Residential Audits 0.72 |  |  | Small Boilers (<100 MMBtu/hr Heat Input):Uncontrolled
|  |  | System | Industrial | res:DEER:Indoor_CFL_Ltg |  | Fluorescent Fixture – T8: C/I/A - 11 | Refrigerator Recycling 0.35 |  |  | Small Boilers (<100 MMBtu/hr Heat Input):Controlled Low NOx Burner
|  |  |  | Agricultural | res:DEER:RefgFrzr_HighEff |  | Fixture: T8 Lamp & Electronic Ballast: C/I/A - 11 | Freezer Recycling 0.54 |  |  | Small Boilers (<100 MMBtu/hr Heat Input):Controlled – Flue Gas Recirculation
|  |  |  | Not Used | res:DEER:RefgFrzr_HighEff |  | T8 Fixtures – 17 Watt Lamp, 2ft or 32-watt Lamp, 4ft 11 | Residential Contractor Program 0.89 |  |  | Residential Furnaces (<0.3):Uncontrolled
[5 empty] | res:DEER:RefgFrzr_HighEff |  | T8 Lamps: C/I/A - 5 | Emerging Technologies 0.83
[5 empty] | res:DEER:RefgFrzr_HighEff |  | High Efficiency Lighting (HID): NR - 16 | All other residential programs 0.80
[5 empty] | res:DEER:RefgFrzr_HighEff |  | High Output T5 Fixture: NR - 16 |  | Electric Rate | Gas Rate
[5 empty] | res:DEER:RefgFrzr_Recyc-Conditioned |  | Indoor or Outdoor Lighting System Modification: NR - 13.5 | Advanced water heating systems 1.00 | Residential | 0
[5 empty] | res:DEER:RefgFrzr_Recyc-Conditioned |  | Lighting Controls: NR - 16 | Agricultural and Dairy Incentives 0.75 | Commercial | Residential
[5 empty] | res:DEER:RefgFrzr_Recyc-Conditioned |  | Daylighting Controls; NR - 16 | Coin Laundry and Dry Cleaner Education 0.70 | Not Used | Not Used
[5 empty] | res:DEER:RefgFrzr_Recyc-Conditioned |  | Lighting Power Density: NR - 11 | Commercial and agricultural information, tools, or design assistance services | Not Used
[5 empty] | res:DEER:RefgFrzr_Recyc-Conditioned |  | Exit Sign – CF Hardware Kit/LED/ Electro-Luminescent: NR - 16 | Comprehensive Space Conditioning 1.00 | Not Used
[5 empty] | res:DEER:RefgFrzr_Recyc-UnConditioned |  | Occupancy Sensor: NR - 8 | Lodging Education 0.70
[5 empty] | res:DEER:RefgFrzr_Recyc-UnConditioned |  | Photocell: NR - 8 | Express Efficiency (rebates) 0.96
[5 empty] | res:DEER:RefgFrzr_Recyc-UnConditioned |  | Time Clock – Lighting: NR - 8 | Energy Management Services, including audits (for small and medium customers)
[5 empty] | res:DEER:RefgFrzr_Recyc-UnConditioned |  | Induction Lamps: NR - 2 | Food Services Equipment Retrofit 1.00
[5 empty] | res:DEER:RefgFrzr_Recyc-UnConditioned |  | Induction Fixture: NR - 16 | Industrial Information and Services 0.74
[5 empty] | res:DEER:HVAC_Eff_AC |  | Delamp/reflectors: C/I - 11 | Large Standard Performance Contract 0.70
[5 empty] | res:DEER:HVAC_Eff_AC |  | Optical Reflectors- new construction: Ind, NRNC - 12 | All other nonresidential programs 0.80
[5 empty] | res:DEER:HVAC_Eff_AC |  | Optical Reflectors- retrofit: NR - 10 | New Construction
[5 empty] | res:DEER:HVAC_Eff_AC |  | HID fixture: Interior, >= 176 Watts lamp: Ind - 16 | Industrial and Agricultural Process 0.94
[5 empty] | res:DEER:HVAC_Eff_AC |  | HID fixture: Interior, 251-400 Watt lamp: Com - 16 | Industrial new construction incentives 0.62
[5 empty] | res:DEER:HVAC_Duct_Sealing |  | CFL Fixture: Pin based CFL fixture: Com - 12.0 | Savings by Design 0.82
[5 empty] | res:DEER:HVAC_Duct_Sealing |  | Screw-in CFL: Education - Primary School: NR - 5.6 | All other new construction programs 0.80
[5 empty] | res:DEER:HVAC_Duct_Sealing |  | Screw-in CFL: Education - Secondary School: NR - 3.5 | Large Standard Performance Contract 0.7011
[5 empty] | res:DEER:HVAC_Duct_Sealing |  | Screw-in CFL: Education - Community College: NR - 2.1 | Savings by Design 0.8212
[5 empty] | res:DEER:HVAC_Duct_Sealing |  | Screw-in CFL: Education - University: NR - 2.6 | Codes and Standards
[5 empty] | res:DEER:HVAC_Refrig_Charge |  | Screw-in CFL: Grocery: NR - 1.4
[5 empty] | res:DEER:HVAC_Refrig_Charge |  | Screw-in CFL: Health/Medical - Hospital: NR - 0.9
[5 empty] | res:DEER:HVAC_Refrig_Charge |  | Screw-in CFL: Health/Medical - Nursing Home: NR - 0.9
[5 empty] | res:DEER:HVAC_Refrig_Charge |  | Screw-in CFL: Lodging - Hotel: NR - 0.9
[5 empty] | res:DEER:HVAC_Refrig_Charge |  | Screw-in CFL: Lodging - Motel: NR - 0.9
[5 empty] | res:DEER:Refg_Chrg_Duct_Seal |  | Screw-in CFL: Lodging - Guest Rooms: NR - 7.0
[5 empty] | res:DEER:Refg_Chrg_Duct_Seal |  | Screw-in CFL: Manufacturing - Light Industrial: NR - 2.8
[5 empty] | res:DEER:Refg_Chrg_Duct_Seal |  | Screw-in CFL: Office - Large: NR - 2.9
[5 empty] | res:DEER:Refg_Chrg_Duct_Seal |  | Screw-in CFL: Office - Small: NR - 3.2
[5 empty] | res:DEER:Refg_Chrg_Duct_Seal |  | Screw-in CFL: Restaurant - Sit-Down: NR - 2.3
[5 empty] | res:DEER:RefgFrzr_Recycling |  | Screw-in CFL: Restaurant - Fast-Food: NR - 1.3
[5 empty] | res:DEER:RefgFrzr_Recycling |  | Screw-in CFL: Retail - 3-Story Large: NR - 1.9
[5 empty] | res:DEER:RefgFrzr_Recycling |  | Screw-in CFL: Retail - Single-Story Large: NR - 1.8
[5 empty] | res:DEER:RefgFrzr_Recycling |  | Screw-in CFL: Retail - Small: NR - 2.1
[5 empty] | res:DEER:RefgFrzr_Recycling |  | Screw-in CFL: Storage - Conditioned: NR - 2.8
[5 empty] | NON_res:DEER:Indoor_CFL_Ltg |  | Screw-in CFL: Storage - Unconditioned: NR - 2.8
[5 empty] | NON_res:DEER:Indoor_CFL_Ltg |  | Screw-in CFL: Warehouse - Refrigerated: NR - 3.1
NON_res:DEER:Indoor_CFL_Ltg
[5 empty] | NON_res:DEER:Indoor_CFL_Ltg |  | HVAC/Refrigeration – SPC: NR - 16
[5 empty] | NON_res:DEER:Indoor_CFL_Ltg |  | Chiller – High Efficiency: NR - 20
[5 empty] | NON_res:DEER:Indoor_Non-CFL_Ltg |  | Chiller – Variable Speed Drive: NR - 20
[5 empty] | NON_res:DEER:Indoor_Non-CFL_Ltg |  | Water Cooled Chillers: NR - 20
[5 empty] | NON_res:DEER:Indoor_Non-CFL_Ltg |  | Air Conditioners – High Efficiency: NR - 15
[5 empty] | NON_res:DEER:Indoor_Non-CFL_Ltg |  | Packaged HVAC Systems: NR - 15
[5 empty] | NON_res:DEER:Indoor_Non-CFL_Ltg |  | Install HVAC EMS: Com - 14
[5 empty] | NON_res:DEER:HVAC_Chillers |  | AC Packaged Terminal Units: NR - 15
[5 empty] | NON_res:DEER:HVAC_Chillers |  | Evaporative Coolers: NR - 15
[5 empty] | NON_res:DEER:HVAC_Chillers |  | Boiler – High Efficiency: NR - 20
[5 empty] | NON_res:DEER:HVAC_Chillers |  | Cooling Towers/Evaporative Condenser: NR - 15
[5 empty] | NON_res:DEER:HVAC_Chillers |  | Heat Pump – Split System: NR - 15
[5 empty] | NON_res:DEER:HVAC_Refrig_Charge |  | Heat Pump with Integrated Water Heating: NR - 10
[5 empty] | NON_res:DEER:HVAC_Refrig_Charge |  | Ground Source Heat Pump: NR - 15
[5 empty] | NON_res:DEER:HVAC_Refrig_Charge |  | Reduce Internal Load: NR - 15
[5 empty] | NON_res:DEER:HVAC_Refrig_Charge |  | Insulation: NR - 20
[5 empty] | NON_res:DEER:HVAC_Refrig_Charge |  | Insulation Package: NR - 20
[5 empty] | NON_res:DEER:HVAC_Split-Package_AC |  | Reflective Window Film: NR - 10
[5 empty] | NON_res:DEER:HVAC_Split-Package_AC |  | Bypass/Delay Timer(lighting): NR - 8
[5 empty] | NON_res:DEER:HVAC_Split-Package_AC |  | Set-Back Thermostat: NR - 11
[5 empty] | NON_res:DEER:HVAC_Split-Package_AC |  | Time Clock - HVAC: NR - 10
[5 empty] | NON_res:DEER:HVAC_Split-Package_AC |  | HVAC/Space Heating/Efficiency (Gas): NR - 18
[5 empty] | NON_res:DEER:HVAC_Duct_Sealing |  | Nonresidential Gas – AC: NR - 20
NON_res:DEER:HVAC_Duct_Sealing
[5 empty] | NON_res:DEER:HVAC_Duct_Sealing |  | Adjustable speed drive, application unknown: Ag - 10
[5 empty] | NON_res:DEER:HVAC_Duct_Sealing |  | Adjustable speed drive, application unknown: Com - 10
[5 empty] | NON_res:DEER:HVAC_Duct_Sealing |  | Adjustable Speed Drive: HVAC fan, 50 HP Max: Com - 10
[5 empty] | 01-ALC-AllCommercial-Cooling |  | Pump repair: Ag - 11
[5 empty] | 01-ALC-AllCommercial-ExtLight |  | Injection molding machines: Ind - 15
[5 empty] | 01-ALC-AllCommercial-IntLight |  | Plastic extusion equipment: Ind - 15
[5 empty] | 01-ALC-AllCommercial-OffEquip |  | Process cooling: Ind - 15
[5 empty] | 01-ALC-AllCommercial-Refrig |  | Process equipment insulation: Ind - 15
01-ALC-AllCommercial-Vent/Fan
[5 empty] | 02-ASM-Assembly-Cooling |  | Horizontal Clothes Washer: NR - 10
[5 empty] | 02-ASM-Assembly-Exit |  | Efficient Dishwashing: NR - 5
[5 empty] | 02-ASM-Assembly-ExtLight |  | Water Heater Controls: NR - 15
[5 empty] | 02-ASM-Assembly-IntLight |  | Cooking measures , Assorted: Com - 12
[5 empty] | 03-BCR-BothResidentialandCommercial-COOL |  | Water Heater – Gas: NR - 15
[5 empty] | 03-BCR-BothResidentialandCommercial-LIT_INT |  | Domestic Hot Water Boiler (Gas): NR - 20
03-BCR-BothResidentialandCommercial-OFF_EQ
[5 empty] | 03-BCR-BothResidentialandCommercial-LIT_EXT |  | Auto Closer for Cooler/Freezer: NR - 8
[5 empty] | 03-BCR-BothResidentialandCommercial-REFG |  | Door Gaskets: NR - 4
[5 empty] | 03-BCR-BothResidentialandCommercial-VENT |  | Floating Head Pressure: NR - 16
[5 empty] | 04-DMO-ResidentialMobileHome–DoubleWide-CL_DRY |  | Heatless Door: NR - 16
[5 empty] | 04-DMO-ResidentialMobileHome–DoubleWide-CL_WASH |  | Humidistat Control for Anti-Sweat Heater: NR - 12
[5 empty] | 04-DMO-ResidentialMobileHome–DoubleWide-DSH_WASH |  | Insulation on Refrigeration Suction Line: NR - 11
[5 empty] | 04-DMO-ResidentialMobileHome–DoubleWide-FREEZ |  | Night Covers for Display Cases: NR - 5
[5 empty] | 04-DMO-ResidentialMobileHome–DoubleWide-LIGHT |  | PSC Evaporator Motor – Walkin/ Display: NR - 15
[5 empty] | 04-DMO-ResidentialMobileHome–DoubleWide-POOL_PMP |  | Refrigeration Case Doors – Glass/Acrylic: NR - 12
[5 empty] | 04-DMO-ResidentialMobileHome–DoubleWide-REFG |  | Refrigerator Case with Doors: NR - 12
[5 empty] | 04-DMO-ResidentialMobileHome–DoubleWide-SP_COOL |  | Refrigerator Condensate Evaporator – Elec/Non Elec: NR - 8
[5 empty] | 04-DMO-ResidentialMobileHome–DoubleWide-SP_HEAT |  | Strip Curtains for Walk-Ins: NR - 4
[5 empty] | 04-DMO-ResidentialMobileHome–DoubleWide-WAT_HEAT |  | Ballast: Electronic, for display case: NR - 11
[5 empty] | 05-ECC-Education–CommunityCollege-COOL |  | Defrost: NR - 16
[5 empty] | 05-ECC-Education–CommunityCollege-LIT_INT |  | FHP & EFF Conditioner: NR - 16
[5 empty] | 05-ECC-Education–CommunityCollege-OFF_EQ |  | High-efficiency Liquid Suction Heat Exchangers: NR - 16
[5 empty] | 05-ECC-Education–CommunityCollege-LIT_EXT |  | Night Shields on Refrigerator and Freezer Cases: NR - 5
[5 empty] | 05-ECC-Education–CommunityCollege-REFG |  | Walk-in Refrigerator or Freezer: Evaporative Fan Controller: NR - 5
[5 empty] | 05-ECC-Education–CommunityCollege-VENT |  | Multiplec Refrigeration Systems/Supermarket Systems: NR - 10
06-EPR-Education–PrimarySchool-COOL
[5 empty] | 06-EPR-Education–PrimarySchool-LIT_INT |  | Kiln/Oven/Furnace: NR - 18
[5 empty] | 06-EPR-Education–PrimarySchool-OFF_EQ |  | Thermal Night Curtains: NR - 5
[5 empty] | 06-EPR-Education–PrimarySchool-LIT_EXT |  | Custom Measures – SPC: NR - 15
[5 empty] | 06-EPR-Education–PrimarySchool-REFG |  | Local Government Partnership: NR - 11
[5 empty] | 06-EPR-Education–PrimarySchool-VENT |  | Audits: NR - 3
[5 empty] | 07-ESE-Education–SecondarySchool-COOL |  | Plug Load Sensor: NR - 10
[5 empty] | 07-ESE-Education–SecondarySchool-LIT_INT |  | Information: NR - 1
[5 empty] | 07-ESE-Education–SecondarySchool-OFF_EQ |  | High Efficiency Motors: NR - 15
[5 empty] | 07-ESE-Education–SecondarySchool-LIT_EXT |  | Process Overhaul: NR - 20
[5 empty] | 07-ESE-Education–SecondarySchool-REFG |  | System Controls: NR - 15
07-ESE-Education–SecondarySchool-VENT
08-EUN-Education–University-COOL
[5 empty] | 08-EUN-Education–University-LIT_INT |  | RESIDENTIAL MEASURES
[5 empty] | 08-EUN-Education–University-OFF_EQ |  | ****************************************************************
[5 empty] | 08-EUN-Education–University-LIT_EXT |  | T8 Fixtures ; lamp or ballast: Res - 15
[5 empty] | 08-EUN-Education–University-REFG |  | Pin based CFL Fixture: Res - 16
[5 empty] | 08-EUN-Education–University-VENT |  | CFL: Indoor Screw in: Res - 9.4
[5 empty] | 09-GRO-Grocery-COOL |  | CFL: Outdoor Screw in: Res - 7
[5 empty] | 09-GRO-Grocery-LIT_INT |  | Torchiere: Res - 9
09-GRO-Grocery-OFF_EQ
[5 empty] | 09-GRO-Grocery-LIT_EXT |  | Air Conditioners with SEER >= 11.0: Res - 18
[5 empty] | 09-GRO-Grocery-REFG |  | Central Air Conditioners: Res - 18
[5 empty] | 09-GRO-Grocery-VENT |  | Duct Testing: Res NC - 18
[5 empty] | 10-HSP-Health/Medical–Hospital-COOL |  | High Energy Efficiency Ducts: Res - 18
[5 empty] | 10-HSP-Health/Medical–Hospital-LIT_INT |  | Whole House Fan: Res - 15
[5 empty] | 10-HSP-Health/Medical–Hospital-OFF_EQ |  | Evaporative Cooler: Res - 15
[5 empty] | 10-HSP-Health/Medical–Hospital-LIT_EXT |  | Glazing - Low E Double / Low Shade Coefficient: Res - 20
[5 empty] | 10-HSP-Health/Medical–Hospital-REFG |  | Heat Pump - Electric: Res - 15
[5 empty] | 10-HSP-Health/Medical–Hospital-VENT |  | Insulation - Ceiling / Floor / Walls: Res - 20
[5 empty] | 11-HTL-Lodging–Hotel(GuestRooms)-COOL |  | A/C with Integrated Water Heating: Res - 10
[5 empty] | 11-HTL-Lodging–Hotel(GuestRooms)-LIT_INT |  | Programmable Thermostat: Res - 12
11-HTL-Lodging–Hotel(GuestRooms)-OFF_EQ
[5 empty] | 11-HTL-Lodging–Hotel(GuestRooms)-LIT_EXT |  | Audits: Res - 3
[5 empty] | 11-HTL-Lodging–Hotel(GuestRooms)-REFG |  | Gas Cooktops: Res - 20
[5 empty] | 11-HTL-Lodging–Hotel(GuestRooms)-VENT |  | Gas Dryer Stub: Res - 18
[5 empty] | 12-MBT-Manufacturing–Bio/Tech-AG_PUMP |  | Energy-Efficient Furnaces: Res - 18
12-MBT-Manufacturing–Bio/Tech-COMP_AIR
[5 empty] | 12-MBT-Manufacturing–Bio/Tech-COOL |  | Refrigerator Recycling: Res - 10
[5 empty] | 12-MBT-Manufacturing–Bio/Tech-LIGHT |  | Refrigerator - Energy Efficient; 20% more efficient: Res - 18
[5 empty] | 12-MBT-Manufacturing–Bio/Tech-MOTOR |  | Refrigerators: Res - 18
12-MBT-Manufacturing–Bio/Tech-PROC_OTH
13-MFM-ResidentialMulti-family-CL_DRY
[5 empty] | 13-MFM-ResidentialMulti-family-CL_WASH |  | GENERIC USEFUL LIVES:
[5 empty] | 13-MFM-ResidentialMulti-family-DSH_WASH |  | ****************************************************************
[5 empty] | 13-MFM-ResidentialMulti-family-FREEZ |  | 0.1
[5 empty] | 13-MFM-ResidentialMulti-family-LIGHT |  | 0.2
[5 empty] | 13-MFM-ResidentialMulti-family-POOL_PMP |  | 0.3
[5 empty] | 13-MFM-ResidentialMulti-family-REFG |  | 0.4
[5 empty] | 13-MFM-ResidentialMulti-family-SP_COOL |  | 0.5
[5 empty] | 13-MFM-ResidentialMulti-family-SP_HEAT |  | 0.6
[5 empty] | 13-MFM-ResidentialMulti-family-WAT_HEAT |  | 0.7
[5 empty] | 14-MLI-Manufacturing–LightIndustry-AG_PUMP |  | 0.8
[5 empty] | 14-MLI-Manufacturing–LightIndustry-COMP_AIR |  | 0.9
[5 empty] | 14-MLI-Manufacturing–LightIndustry-COOL |  | 1
[5 empty] | 14-MLI-Manufacturing–LightIndustry-LIGHT |  | 1.1
[5 empty] | 14-MLI-Manufacturing–LightIndustry-MOTOR |  | 1.2
[5 empty] | 14-MLI-Manufacturing–LightIndustry-PROC_OTH |  | 1.3
[5 empty] | 15-MTL-Lodging–Motel-COOL |  | 1.4
[5 empty] | 15-MTL-Lodging–Motel-LIT_INT |  | 1.5
[5 empty] | 15-MTL-Lodging–Motel-OFF_EQ |  | 1.6
[5 empty] | 15-MTL-Lodging–Motel-LIT_EXT |  | 1.7
[5 empty] | 15-MTL-Lodging–Motel-REFG |  | 1.8
[5 empty] | 15-MTL-Lodging–Motel-VENT |  | 1.9
[5 empty] | 16-NRS-Health/Medical–Clinic-COOL |  | 2
[5 empty] | 16-NRS-Health/Medical–Clinic-LIT_INT |  | 2.1
[5 empty] | 16-NRS-Health/Medical–Clinic-OFF_EQ |  | 2.2
[5 empty] | 16-NRS-Health/Medical–Clinic-LIT_EXT |  | 2.3
[5 empty] | 16-NRS-Health/Medical–Clinic-REFG |  | 2.4
[5 empty] | 16-NRS-Health/Medical–Clinic-VENT |  | 2.5
[5 empty] | 17-OFL-Office–Large-Cooling |  | 2.6
[5 empty] | 17-OFL-Office–Large-ExtLight |  | 2.7
[5 empty] | 17-OFL-Office–Large-IntLight |  | 2.8
[5 empty] | 17-OFL-Office–Large-OffEquip |  | 2.9
[5 empty] | 17-OFL-Office–Large-Refrig |  | 3
[5 empty] | 17-OFL-Office–Large-Vent/Fan |  | 3.1
[5 empty] | 18-OFS-Office–Small-Cooling |  | 3.2
[5 empty] | 18-OFS-Office–Small-ExtLight |  | 3.3
[5 empty] | 18-OFS-Office–Small-IntLight |  | 3.4
[5 empty] | 18-OFS-Office–Small-OffEquip |  | 3.5
[5 empty] | 18-OFS-Office–Small-Refrig |  | 3.6
[5 empty] | 18-OFS-Office–Small-Vent/Fan |  | 3.7
[5 empty] | 19-RES-AllResidential-CL_DRY |  | 3.8
[5 empty] | 19-RES-AllResidential-CL_WASH |  | 3.9
[5 empty] | 19-RES-AllResidential-DSH_WASH |  | 4
[5 empty] | 19-RES-AllResidential-FREEZ |  | 4.1
[5 empty] | 19-RES-AllResidential-LIGHT |  | 4.2
[5 empty] | 19-RES-AllResidential-POOL_PMP |  | 4.3
[5 empty] | 19-RES-AllResidential-REFG |  | 4.4
[5 empty] | 19-RES-AllResidential-SP_COOL |  | 4.5
[5 empty] | 19-RES-AllResidential-SP_HEAT |  | 4.6
[5 empty] | 19-RES-AllResidential-WAT_HEAT |  | 4.7
[5 empty] | 20-RFF-Restaurant–FastFood-Cooling |  | 4.8
[5 empty] | 20-RFF-Restaurant–FastFood-ExtLight |  | 4.9
[5 empty] | 20-RFF-Restaurant–FastFood-IntLight |  | 5
[5 empty] | 20-RFF-Restaurant–FastFood-OffEquip |  | 5.1
[5 empty] | 20-RFF-Restaurant–FastFood-Refrig |  | 5.2
[5 empty] | 20-RFF-Restaurant–FastFood-Vent/Fan |  | 5.3
[5 empty] | 21-RSD-Restaurant–SitDown-COOL |  | 5.4
[5 empty] | 21-RSD-Restaurant–SitDown-LIT_INT |  | 5.5
[5 empty] | 21-RSD-Restaurant–SitDown-OFF_EQ |  | 5.6
[5 empty] | 21-RSD-Restaurant–SitDown-LIT_EXT |  | 5.7
[5 empty] | 21-RSD-Restaurant–SitDown-PROC_OTH |  | 5.8
[5 empty] | 21-RSD-Restaurant–SitDown-REFG |  | 5.9
[5 empty] | 21-RSD-Restaurant–SitDown-VENT |  | 6
[5 empty] | 22-RT3-Retail–3StoryLarge-COOL |  | 6.1
[5 empty] | 22-RT3-Retail–3StoryLarge-LIT_INT |  | 6.2
[5 empty] | 22-RT3-Retail–3StoryLarge-OFF_EQ |  | 6.3
[5 empty] | 22-RT3-Retail–3StoryLarge-LIT_EXT |  | 6.4
[5 empty] | 22-RT3-Retail–3StoryLarge-REFG |  | 6.5
[5 empty] | 22-RT3-Retail–3StoryLarge-VENT |  | 6.6
[5 empty] | 23-RTL-Retail–SingleStorylarge-COOL |  | 6.7
[5 empty] | 23-RTL-Retail–SingleStorylarge-LIT_INT |  | 6.8
[5 empty] | 23-RTL-Retail–SingleStorylarge-OFF_EQ |  | 6.9
[5 empty] | 23-RTL-Retail–SingleStorylarge-LIT_EXT |  | 7
[5 empty] | 23-RTL-Retail–SingleStorylarge-REFG |  | 7.1
[5 empty] | 23-RTL-Retail–SingleStorylarge-VENT |  | 7.2
[5 empty] | 24-RTS-Retail–Small-COOL |  | 7.3
[5 empty] | 24-RTS-Retail–Small-LIT_INT |  | 7.4
[5 empty] | 24-RTS-Retail–Small-OFF_EQ |  | 7.5
[5 empty] | 24-RTS-Retail–Small-LIT_EXT |  | 7.6
[5 empty] | 24-RTS-Retail–Small-REFG |  | 7.7
[5 empty] | 24-RTS-Retail–Small-VENT |  | 7.8
[5 empty] | 25-SCN-Storage–Conditioned-Cooling |  | 7.9
[5 empty] | 25-SCN-Storage–Conditioned-Exit |  | 8
[5 empty] | 25-SCN-Storage–Conditioned-ExtLight |  | 8.1
[5 empty] | 26-SFM-ResidentialSingleFamily-CL_DRY |  | 8.2
[5 empty] | 26-SFM-ResidentialSingleFamily-CL_WASH |  | 8.3
[5 empty] | 26-SFM-ResidentialSingleFamily-DSH_WASH |  | 8.4
[5 empty] | 26-SFM-ResidentialSingleFamily-FREEZ |  | 8.5
[5 empty] | 26-SFM-ResidentialSingleFamily-LIGHT |  | 8.6
[5 empty] | 26-SFM-ResidentialSingleFamily-POOL_PMP |  | 8.7
[5 empty] | 26-SFM-ResidentialSingleFamily-REFG |  | 8.8
[5 empty] | 26-SFM-ResidentialSingleFamily-SP_COOL |  | 8.9
[5 empty] | 26-SFM-ResidentialSingleFamily-SP_HEAT |  | 9
[5 empty] | 26-SFM-ResidentialSingleFamily-WAT_HEAT |  | 9.1
[5 empty] | 27-SMO-ResidentialMobileHome–SingleWide-CL_DRY |  | 9.2
[5 empty] | 27-SMO-ResidentialMobileHome–SingleWide-CL_WASH |  | 9.3
[5 empty] | 27-SMO-ResidentialMobileHome–SingleWide-DSH_WASH |  | 9.4
[5 empty] | 27-SMO-ResidentialMobileHome–SingleWide-FREEZ |  | 9.5
[5 empty] | 27-SMO-ResidentialMobileHome–SingleWide-LIGHT |  | 9.6
[5 empty] | 27-SMO-ResidentialMobileHome–SingleWide-POOL_PMP |  | 9.7
[5 empty] | 27-SMO-ResidentialMobileHome–SingleWide-REFG |  | 9.8
[5 empty] | 27-SMO-ResidentialMobileHome–SingleWide-SP_COOL |  | 9.9
[5 empty] | 27-SMO-ResidentialMobileHome–SingleWide-SP_HEAT |  | 10
[5 empty] | 27-SMO-ResidentialMobileHome–SingleWide-WAT_HEAT |  | 10.1
[5 empty] | 28-SUN-Storage–Unconditioned-Exit |  | 10.2
[5 empty] | 28-SUN-Storage–Unconditioned-ExtLight |  | 10.3
[5 empty] | 29-WRF-Storage–Refrigerated-Cooling |  | 10.4
[5 empty] | 29-WRF-Storage–Refrigerated-Exit |  | 10.5
[5 empty] | 29-WRF-Storage–Refrigerated-ExtLight |  | 10.6
[5 empty] | 30-S20-SIC20Food&KindredProducts-AG_PUMP |  | 10.7
[5 empty] | 30-S20-SIC20Food&KindredProducts-COMP_AIR |  | 10.8
[5 empty] | 30-S20-SIC20Food&KindredProducts-COOL |  | 10.9
[5 empty] | 30-S20-SIC20Food&KindredProducts-LIGHT |  | 11
[5 empty] | 30-S20-SIC20Food&KindredProducts-MOTOR |  | 11.1
[5 empty] | 30-S20-SIC20Food&KindredProducts-PROC_OTH |  | 11.2
[5 empty] | 31-S26-SIC26Paper&AlliedProducts-AG_PUMP |  | 11.3
[5 empty] | 31-S26-SIC26Paper&AlliedProducts-COMP_AIR |  | 11.4
[5 empty] | 31-S26-SIC26Paper&AlliedProducts-COOL |  | 11.5
[5 empty] | 31-S26-SIC26Paper&AlliedProducts-LIGHT |  | 11.6
[5 empty] | 31-S26-SIC26Paper&AlliedProducts-MOTOR |  | 11.7
[5 empty] | 31-S26-SIC26Paper&AlliedProducts-PROC_OTH |  | 11.8
[5 empty] | 32-S28-SIC28Chemicals&AlliedProducts-AG_PUMP |  | 11.9
[5 empty] | 32-S28-SIC28Chemicals&AlliedProducts-COMP_AIR |  | 12
[5 empty] | 32-S28-SIC28Chemicals&AlliedProducts-COOL |  | 12.1
[5 empty] | 32-S28-SIC28Chemicals&AlliedProducts-LIGHT |  | 12.2
[5 empty] | 32-S28-SIC28Chemicals&AlliedProducts-MOTOR |  | 12.3
[5 empty] | 32-S28-SIC28Chemicals&AlliedProducts-PROC_OTH |  | 12.4
[5 empty] | 33-S29-SIC29Petroleum&CoalProducts-AG_PUMP |  | 12.5
[5 empty] | 33-S29-SIC29Petroleum&CoalProducts-COMP_AIR |  | 12.6
[5 empty] | 33-S29-SIC29Petroleum&CoalProducts-COOL |  | 12.7
[5 empty] | 33-S29-SIC29Petroleum&CoalProducts-LIGHT |  | 12.8
[5 empty] | 33-S29-SIC29Petroleum&CoalProducts-MOTOR |  | 12.9
[5 empty] | 33-S29-SIC29Petroleum&CoalProducts-PROC_OTH |  | 13
[5 empty] | 34-S33-SIC33Metals-AG_PUMP |  | 13.1
[5 empty] | 34-S33-SIC33Metals-COMP_AIR |  | 13.2
[5 empty] | 34-S33-SIC33Metals-COOL |  | 13.3
[5 empty] | 34-S33-SIC33Metals-LIGHT |  | 13.4
[5 empty] | 34-S33-SIC33Metals-MOTOR |  | 13.5
[5 empty] | 34-S33-SIC33Metals-PROC_OTH |  | 13.6
[5 empty] | 35-OTI-OtherIndustrial-AG_PUMP |  | 13.7
[5 empty] | 35-OTI-OtherIndustrial-COMP_AIR |  | 13.8
[5 empty] | 35-OTI-OtherIndustrial-COOL |  | 13.9
[5 empty] | 35-OTI-OtherIndustrial-LIGHT |  | 14
[5 empty] | 35-OTI-OtherIndustrial-MOTOR |  | 14.1
[5 empty] | 35-OTI-OtherIndustrial-PROC_OTH |  | 14.2
[5 empty] | 36-GST-Lodging-GuestRooms-Cooling |  | 14.3
[5 empty] | 36-GST-Lodging-GuestRooms-ExtLight |  | 14.4
[5 empty] | 36-GST-Lodging-GuestRooms-IntLight |  | 14.5
[5 empty] | 36-GST-Lodging-GuestRooms-OffEquip |  | 14.6
[5 empty] | 36-GST-Lodging-GuestRooms-Refrig |  | 14.7
[5 empty] | 36-GST-Lodging-GuestRooms-Vent/Fan |  | 14.8
14.9
15
15.1
15.2
15.3
15.4
15.5
15.6
15.7
15.8
15.9
16
16.1
16.2
16.3
16.4
16.5
16.6
16.7
16.8
16.9
17
17.1
17.2
17.3
17.4
17.5
17.6
17.7
17.8
17.9
18
18.1
18.2
18.3
18.4
18.5
18.6
18.7
18.8
18.9
19
19.1
19.2
19.3
19.4
19.5
19.6
19.7
19.8
19.9
20
21
22
23
24
25
26
27
28
29
30
Last Row Used is above