## Export
PROGRAM NAME | SDGE3043_KEM_3PKEMAHVACTraining,InstallationandMaint.
BUDGET
Administrative Costs
Overhead and G&A | 61856.99
Other Administrative Costs | 0
Marketing/Outreach | 2950.83
Direct Implementation
d.i. User Input Incentive (No rebates) | 0
d.ii. Rebate | 64037.6168
d.iii. Direct Install Labor | 0
d.iv. Direct Install Materials | 0
d.v. Upstream payments | 0
Activity | -5364198.8743
Installation | 0
Hardware & Materials | 0
Rebate Processing & Inspection | 0
EM&V Costs | 0
Budget | -5235353.4375
Costs recovered from other sources | 0
Budget (plus other costs) | -5235353.4375
PROGRAM IMPACTS
Program Reductions for Measures installed through 2011
User Entered kW (kW) | 171.8482
Net Jul-Sept Peak (kW) | 172.0959
Net Dec-Feb Peak (kW) | 7.7767
Net NCP (kW) | 334.5673
Net CEC (kW) | 0
Annual Net kWh | 162127.2677
Lifecycle Net kWh | 1093364.6663
Annual Net Therms | 117.4842
Lifecycle Net Therms | 2422.0483
Cost Effectiveness for all measures installed through 2015
TRC
Costs | -5239901.6087
Electric Benefits | 216240.8657
Gas Benefits | 1281.658
Net Benefits (NPV) | 5457424.1323
BC Ratio | -0.041513
PAC
Costs | -5240461.6308
Electric Benefits | 216240.8657
Gas Benefits | 1281.658
Net Benefits (NPV) | 5457984.1545
BC Ratio | -0.041508
Levelized Cost
Levelized Cost TRC ($/kWh )
Discounted kWh | 761319.329
Cost | -6.8344
Benefits | 0.28403
Benefit-Cost | 7.1185
Levelized Cost PAC ($/kWh)
Discounted kWh | 761319.329
Cost | -6.8348
Benefits | 0.28403
Benefit-Cost | 7.1188
Levelized Cost TRC ($/therm)
Discounted Therms | 1165.3334
Cost | -31.7593
Benefits | 1.0998
Benefit-Cost | 32.8591
Levelized Cost PAC ($/therm)
Discounted Therms | 1165.3334
Cost | -31.7567
Benefits | 1.0998
Benefit-Cost | 32.8565
Emission Annual Reductions (2009-2011) |  | Energy Division File sheet "Attachment II" Total Electricity and Gas Emission Reductions
Electric Annual CO2 (tons) - 2009 | 94.0018 |  | 2009 | 2010 | 2011 | 2012 | 2013 | 2014 | 2015
2010 | 0 |  | Total | Total | Total | Total | Total | Total | Total
2011 | 0 | Annual CO2 Emission Reductions (tons) | 94.6891 | 0 | 0 | 0 | 0 | 0 | 0
Electric Lifecycle CO2 (tons) - 2009 | 634.3216 | Lifecycle CO2 Emission Reductions (tons) | 648.4906 | 0 | 0 | 0 | 0 | 0 | 0
2010 | 0 | Annual NOx Emission Reductions (tons) | 0.013385 | 0 | 0 | 0 | 0 | 0 | 0
2011 | 0 | Lifecycle NOx Emission Reductions (tons) | 0.097858 | 0 | 0 | 0 | 0 | 0 | 0
Electric Annual NOX (tons) - 2009 | 0.012845 | Annual SO2 Emission Reductions (tons)
2010 | 0 | Lifecycle SO2 Emission Reductions (tons)
2011 | 0
Electric Lifecycle NOX (tons) - 2009 | 0.086717
2010 | 0
2011 | 0
Electric Annual SO2 (lbs) - 2009
2010
2011
Electric Lifecycle SO2 (lbs) - 2009
2010
2011
Gas Annual CO2 (tons) - 2009 | 0.68728
2010 | 0
2011 | 0
Gas Lifecycle CO2 (tons) - 2009 | 14.169
2010 | 0
2011 | 0
Gas Annual NOX (tons) - 2009 | 0.00054043
2010 | 0
2011 | 0
Gas Lifecycle NOX (tons) - 2009 | 0.011141
2010 | 0
2011 | 0
Gas Annual SO2 (lbs) - 2009
2010
2011
Gas Lifecycle SO2 (lbs) - 2009
2010
2011
Data below not currently used in Energy Division workbook
Levelized Cost RIM ($/therm)
Discounted Therms | 1165.3334
Cost | -26.4964
Benefits | 1.0998
Benefit-Cost | 27.5962
Levelized Cost RIM ($/kWh)
Discounted kWh | 761319.329
Cost | -6.8428
Benefits | 0.28403
Benefit-Cost | 27.5962
RIM
Costs | -5240461.6308
Electric Benefits | 216240.8657
Gas Benefits | 1281.658
Net Benefits (NPV) | 5457984.1545
BC Ratio | -0.041508
Impacts for all programs installed trhough 2019
Net July-Sept Peak (kW)
Clothes Dryer | 0
Clothes Washer | 0
Consumer Electronics | 0
Cooking | 0
Dishwasher | 0
Net Dec-Feb Pk (kW)
Clothes Dryer | 0
Clothes Washer | 0
Consumer Electronics | 0
Cooking | 0
Dishwasher | 0
0
Clothes Dryer | 0
Clothes Washer | 0
Consumer Electronics | 0
Cooking | 0
Dishwasher | 0
Annual Net kWh
Clothes Dryer | 0
Clothes Washer | 0
Consumer Electronics | 0
Cooking | 0
Dishwasher | 0
Lifecycle Net kWh
Clothes Dryer | 0
Clothes Washer | 0
Consumer Electronics | 0
Cooking | 0
Dishwasher | 0
Annual Net Therms
Clothes Dryer | 0
Clothes Washer | 0
Consumer Electronics | 0
Cooking | 0
Dishwasher | 0
Lifecycle Net Therms
Clothes Dryer | 0
Clothes Washer | 0
Consumer Electronics | 0
Cooking | 0
Dishwasher | 0

## Output by Measure
SDGE
SDGE3043_KEM_3PKEMAHVACTraining,InstallationandMaint.
SDG&E | [7 empty] | Levelized Benefits less Costs (TRC) |  |  |  | Levelized Benefits less Costs (PAC) |  |  |  | Benefit Cost Ratios
Net Impacts by Measure | [7 empty] | No Allocated Admin |  | w/ Allocated Admin |  | No Allocated Admin |  | w/ Allocated Admin |  | No Allocated Admin |  | w/ Allocated Admin
| Net Avg Jul-Sep (kW) | Net Dec-Feb Pk (kW) | Net User Entered kW | Annual kWh adj for Net to gross | Lifecycle kWh (Annual * Measure Life) | Annual Therms | Lifecycle Therms | Electric ($/kWh) | Gas ($/Th) | Electric ($/kWh) | Gas ($/Th) | Electric ($/kWh) | Gas ($/Th) | Electric ($/kWh) | Gas ($/Th) | TRC | PAC | TRC | PAC
Total or Average | 172.0959 | 7.7767 | 171.8482 | 162127.2677 | 1093364.6663 | 117.4842 | 2422.0483 | 0.20663 | 0.87506 | 7.1185 | 32.8591 | 0.20698 | 0.8725 | 7.1188 | 32.8565
267040-Residential Condensor Coil Cleaning Resid SF CZ10 VintAll | 0.28997 | 0.0027153 | 0.27799 | 210.6 | 631.8 | 0 | 0 | 0.22746 | 0 | 7.8455 | 0 | 0.22746 | 0 | 7.8455 | 0 | 3.6572 | 3.6572 | -0.041561 | -0.041561
267019-Economizer Repair Com All CZ07 Vint04 | 1.5352 | 0.61243 | 0.0255 | 4717.5 | 23587.5 | 0 | 0 | 0.12042 | 0 | 3.5518 | 0 | 0.12071 | 0 | 3.5521 | 0 | 6.8479 | 6.9487 | -0.041342 | -0.041338
267019-Economizer Repair Com All CZ07 Vint04 | 1.5352 | 0.61243 | 0.0255 | 4717.5 | 23587.5 | 0 | 0 | 0.12042 | 0 | 3.5518 | 0 | 0.12071 | 0 | 3.5521 | 0 | 6.8479 | 6.9487 | -0.041342 | -0.041338
267029-Commercial HVAC Diagnostic/Tune-up Com All CZ07 VintAll | 0.033364 | 0.01331 | 0.079898 | 102.5261 | 1025.2606 | 0 | 0 | -0.033298 | 0 | 3.9313 | 0 | -0.022618 | 0 | 3.942 | 0 | 0.8303 | 0.87809 | -0.043234 | -0.043111
267044-Commercial Condensor Coil Cleaning (all units - savings at 50% of DEER) Com All CZ07 VintAll | 0.045689 | 0.018227 | 0.10998 | 140.4 | 421.2 | 0 | 0 | 0.074214 | 0 | 3.7549 | 0 | 0.074213 | 0 | 3.7549 | 0 | 1.9633 | 1.9633 | -0.041972 | -0.041972
267001-High Refrigerant Charge Adjustment (>= ±20% rated charge) Resid SFCZ10 Vint03 | 0.53365 | 0.0049972 | 0.28557 | 387.5804 | 3875.8044 | -0.10395 | -1.0395 | 0.28816 | 0.98982 | 8.4476 | 0.98982 | 0.28745 | 0.98982 | 8.4469 | 0.98982 | 7.1062 | 7.0016 | -0.0413 | -0.041304
267040-Residential Condensor Coil Cleaning Resid SF CZ10 VintAll | 0.28997 | 0.0027153 | 0.27799 | 210.6 | 631.8 | 0 | 0 | 0.22746 | 0 | 7.8455 | 0 | 0.22746 | 0 | 7.8455 | 0 | 3.6572 | 3.6572 | -0.041561 | -0.041561
267003-High Refrigerant Charge Adjustment (>= ±20% rated charge) Resid SF CZ10 Vint05 | 0.52346 | 0.0049018 | 0.55868 | 380.1821 | 3801.8214 | -0.16697 | -1.6697 | 0.26643 | 0.98982 | 8.4259 | 0.98982 | 0.27676 | 0.98982 | 8.4362 | 0.98982 | 4.8618 | 5.7204 | -0.04139 | -0.041337
267040-Residential Condensor Coil Cleaning Resid SF CZ10 VintAll | 0.28997 | 0.0027153 | 0.27799 | 210.6 | 631.8 | 0 | 0 | 0.22746 | 0 | 7.8455 | 0 | 0.22746 | 0 | 7.8455 | 0 | 3.6572 | 3.6572 | -0.041561 | -0.041561
267001-High Refrigerant Charge Adjustment (>= ±20% rated charge) Resid SFCZ10 Vint03 | 1.0673 | 0.0099944 | 0.57113 | 775.1609 | 7751.6088 | -0.20791 | -2.0791 | 0.29026 | 0.98982 | 8.4497 | 0.98982 | 0.29702 | 0.98982 | 8.4565 | 0.98982 | 7.4384 | 8.752 | -0.041289 | -0.041255
267040-Residential Condensor Coil Cleaning Resid SF CZ10 VintAll | 0.28997 | 0.0027153 | 0.27799 | 210.6 | 631.8 | 0 | 0 | 0.22746 | 0 | 7.8455 | 0 | 0.22746 | 0 | 7.8455 | 0 | 3.6572 | 3.6572 | -0.041561 | -0.041561
267009-Duct Sealing (Total Leakage Reduced from 40% of AHU flow to 12%) Resid SF CZ10 Vint03 | 0.25213 | 0.002361 | 0.13813 | 183.1159 | 3296.0866 | 16.7075 | 300.7354 | 0.29396 | 0.93445 | 8.5633 | 27.2213 | 0.2927 | 0.93045 | 8.562 | 27.2173 | 7.4101 | 7.2124 | -0.041323 | -0.041329
267033-High Refrigerant Charge Adjustment (>= ±20% rated charge) Resid MF CZ10 Vint04 | 0.55174 | 0.0051665 | 0.52912 | 400.7156 | 4007.1564 | -0.24619 | -2.4619 | 0.26887 | 0.98982 | 8.4283 | 0.98982 | 0.27976 | 0.98982 | 8.4392 | 0.98982 | 5.0379 | 6.0263 | -0.041356 | -0.0413
267042-Residential Condensor Coil Cleaning Resid MF CZ10 VintAll | 0.19331 | 0.0018102 | 0.18533 | 140.4 | 421.2 | 0 | 0 | 0.18466 | 0 | 7.8027 | 0 | 0.18466 | 0 | 7.8027 | 0 | 2.4381 | 2.4381 | -0.041798 | -0.041798
267044-Commercial Condensor Coil Cleaning (all units - savings at 50% of DEER) Com All CZ07 VintAll | 0.030459 | 0.012151 | 0.07332 | 93.6 | 280.8 | 0 | 0 | 0.074214 | 0 | 3.7549 | 0 | 0.074213 | 0 | 3.7549 | 0 | 1.9633 | 1.9633 | -0.041972 | -0.041972
267021-Economizer Repair Com All CZ10 Vint01 | 0.57258 | 0.22842 | 0.01275 | 1759.5 | 8797.5 | 0 | 0 | 0.085798 | 0 | 3.5171 | 0 | 0.086599 | 0 | 3.5179 | 0 | 2.5541 | 2.5917 | -0.041766 | -0.041756
267021-Economizer Repair Com All CZ10 Vint01 | 0.57258 | 0.22842 | 0.01275 | 1759.5 | 8797.5 | 0 | 0 | 0.085798 | 0 | 3.5171 | 0 | 0.086599 | 0 | 3.5179 | 0 | 2.5541 | 2.5917 | -0.041766 | -0.041756
267002-High Refrigerant Charge Adjustment (>= ±20% rated charge) Resid SF CZ10 Vint04 | 0.66297 | 0.0062082 | 0.5337 | 481.5041 | 4815.0414 | -0.1827 | -1.827 | 0.27737 | 0.98982 | 8.4368 | 0.98982 | 0.27295 | 0.98982 | 8.4324 | 0.98982 | 5.7813 | 5.3713 | -0.041341 | -0.041364
267040-Residential Condensor Coil Cleaning Resid SF CZ10 VintAll | 0.28997 | 0.0027153 | 0.27799 | 210.6 | 631.8 | 0 | 0 | 0.22746 | 0 | 7.8455 | 0 | 0.22746 | 0 | 7.8455 | 0 | 3.6572 | 3.6572 | -0.041561 | -0.041561
267040-Residential Condensor Coil Cleaning Resid SF CZ10 VintAll | 0.28997 | 0.0027153 | 0.27799 | 210.6 | 631.8 | 0 | 0 | 0.22746 | 0 | 7.8455 | 0 | 0.22746 | 0 | 7.8455 | 0 | 3.6572 | 3.6572 | -0.041561 | -0.041561
267029-Commercial HVAC Diagnostic/Tune-up Com All CZ07 VintAll | 0.033364 | 0.01331 | 0.079898 | 102.5261 | 1025.2606 | 0 | 0 | -0.045103 | 0 | 3.9195 | 0 | -0.10132 | 0 | 3.8633 | 0 | 0.78318 | 0.61656 | -0.043369 | -0.044028
267044-Commercial Condensor Coil Cleaning (all units - savings at 50% of DEER) Com All CZ07 VintAll | 0.045689 | 0.018227 | 0.10998 | 140.4 | 421.2 | 0 | 0 | 0.071389 | 0 | 3.7521 | 0 | 0.061372 | 0 | 3.7421 | 0 | 1.8939 | 1.6828 | -0.042005 | -0.042122
267029-Commercial HVAC Diagnostic/Tune-up Com All CZ07 VintAll | 0.044485 | 0.017747 | 0.10653 | 136.7014 | 1367.0141 | 0 | 0 | -0.039441 | 0 | 3.9251 | 0 | -0.063572 | 0 | 3.901 | 0 | 0.8051 | 0.71932 | -0.043304 | -0.043584
267044-Commercial Condensor Coil Cleaning (all units - savings at 50% of DEER) Com All CZ07 VintAll | 0.060919 | 0.024303 | 0.14664 | 187.2 | 561.6 | 0 | 0 | 0.074214 | 0 | 3.7549 | 0 | 0.074213 | 0 | 3.7549 | 0 | 1.9633 | 1.9633 | -0.041972 | -0.041972
267010-Duct Sealing (Total Leakage Reduced from 40% of AHU flow to 12%) Resid SF CZ10 Vint04 | 0.38949 | 0.0036472 | 0.37591 | 282.8795 | 5091.8306 | 16.7452 | 301.4135 | 0.24761 | 0.82633 | 8.1245 | 27.1131 | 0.20422 | 0.68152 | 8.0811 | 26.9683 | 4.2546 | 2.7094 | -0.041495 | -0.041727
267001-High Refrigerant Charge Adjustment (>= ±20% rated charge) Resid SFCZ10 Vint03 | 0.80048 | 0.0074958 | 0.42835 | 581.3707 | 5813.7066 | -0.15593 | -1.5593 | 0.28732 | 0.98982 | 8.4468 | 0.98982 | 0.28366 | 0.98982 | 8.4431 | 0.98982 | 6.9827 | 6.4875 | -0.041304 | -0.041323
267040-Residential Condensor Coil Cleaning Resid SF CZ10 VintAll | 0.28997 | 0.0027153 | 0.27799 | 210.6 | 631.8 | 0 | 0 | 0.22746 | 0 | 7.8455 | 0 | 0.22746 | 0 | 7.8455 | 0 | 3.6572 | 3.6572 | -0.041561 | -0.041561
267002-High Refrigerant Charge Adjustment (>= ±20% rated charge) Resid SF CZ10 Vint04 | 0.66297 | 0.0062082 | 0.5337 | 481.5041 | 4815.0414 | -0.1827 | -1.827 | 0.27737 | 0.98982 | 8.4368 | 0.98982 | 0.27295 | 0.98982 | 8.4324 | 0.98982 | 5.7813 | 5.3713 | -0.041341 | -0.041364
267040-Residential Condensor Coil Cleaning Resid SF CZ10 VintAll | 0.28997 | 0.0027153 | 0.27799 | 210.6 | 631.8 | 0 | 0 | 0.22746 | 0 | 7.8455 | 0 | 0.22746 | 0 | 7.8455 | 0 | 3.6572 | 3.6572 | -0.041561 | -0.041561
267002-High Refrigerant Charge Adjustment (>= ±20% rated charge) Resid SF CZ10 Vint04 | 0.88396 | 0.0082775 | 0.7116 | 642.0055 | 6420.0552 | -0.2436 | -2.436 | 0.27737 | 0.98982 | 8.4368 | 0.98982 | 0.27295 | 0.98982 | 8.4324 | 0.98982 | 5.7813 | 5.3713 | -0.041341 | -0.041364
267040-Residential Condensor Coil Cleaning Resid SF CZ10 VintAll | 0.28997 | 0.0027153 | 0.27799 | 210.6 | 631.8 | 0 | 0 | 0.22746 | 0 | 7.8455 | 0 | 0.22746 | 0 | 7.8455 | 0 | 3.6572 | 3.6572 | -0.041561 | -0.041561
267045-Commercial Condensor Coil Cleaning (all units - savings at 50% of DEER) Com All CZ10 VintAll | 0.037567 | 0.014987 | 0.10374 | 115.44 | 346.32 | 0 | 0 | 0.088788 | 0 | 3.7695 | 0 | 0.088788 | 0 | 3.7695 | 0 | 2.4214 | 2.4214 | -0.041803 | -0.041803
267042-Residential Condensor Coil Cleaning Resid MF CZ10 VintAll | 0.19331 | 0.0018102 | 0.18533 | 140.4 | 421.2 | 0 | 0 | 0.18466 | 0 | 7.8027 | 0 | 0.18466 | 0 | 7.8027 | 0 | 2.4381 | 2.4381 | -0.041798 | -0.041798
267030-Commercial HVAC Diagnostic/Tune-up Com All CZ10 VintAll | 0.23796 | 0.09493 | 0.51255 | 731.238 | 7312.38 | 0 | 0 | 0.10917 | 0 | 4.0738 | 0 | 0.099408 | 0 | 4.064 | 0 | 3.031 | 2.5652 | -0.041659 | -0.041763
267045-Commercial Condensor Coil Cleaning (all units - savings at 50% of DEER) Com All CZ10 VintAll | 0.1127 | 0.04496 | 0.31122 | 346.32 | 1038.96 | 0 | 0 | 0.088788 | 0 | 3.7695 | 0 | 0.088788 | 0 | 3.7695 | 0 | 2.4214 | 2.4214 | -0.041803 | -0.041803
267029-Commercial HVAC Diagnostic/Tune-up Com All CZ07 VintAll | 0.07785 | 0.031057 | 0.18643 | 239.2275 | 2392.2747 | 0 | 0 | -0.035286 | 0 | 3.9293 | 0 | -0.035871 | 0 | 3.9287 | 0 | 0.82197 | 0.81955 | -0.043256 | -0.043263
267044-Commercial Condensor Coil Cleaning (all units - savings at 50% of DEER) Com All CZ07 VintAll | 0.10661 | 0.042529 | 0.25662 | 327.6 | 982.8 | 0 | 0 | 0.073003 | 0 | 3.7537 | 0 | 0.06871 | 0 | 3.7494 | 0 | 1.9329 | 1.8324 | -0.041986 | -0.042037
267044-Commercial Condensor Coil Cleaning (all units - savings at 50% of DEER) Com All CZ07 VintAll | 0.10661 | 0.042529 | 0.25662 | 327.6 | 982.8 | 0 | 0 | 0.073003 | 0 | 3.7537 | 0 | 0.06871 | 0 | 3.7494 | 0 | 1.9329 | 1.8324 | -0.041986 | -0.042037
267029-Commercial HVAC Diagnostic/Tune-up Com All CZ07 VintAll | 0.07785 | 0.031057 | 0.18643 | 239.2275 | 2392.2747 | 0 | 0 | -0.035286 | 0 | 3.9293 | 0 | -0.035871 | 0 | 3.9287 | 0 | 0.82197 | 0.81955 | -0.043256 | -0.043263
267044-Commercial Condensor Coil Cleaning (all units - savings at 50% of DEER) Com All CZ07 VintAll | 0.10661 | 0.042529 | 0.25662 | 327.6 | 982.8 | 0 | 0 | 0.073003 | 0 | 3.7537 | 0 | 0.06871 | 0 | 3.7494 | 0 | 1.9329 | 1.8324 | -0.041986 | -0.042037
267044-Commercial Condensor Coil Cleaning (all units - savings at 50% of DEER) Com All CZ07 VintAll | 0.060919 | 0.024303 | 0.14664 | 187.2 | 561.6 | 0 | 0 | 0.074214 | 0 | 3.7549 | 0 | 0.074213 | 0 | 3.7549 | 0 | 1.9633 | 1.9633 | -0.041972 | -0.041972
267044-Commercial Condensor Coil Cleaning (all units - savings at 50% of DEER) Com All CZ07 VintAll | 0.076148 | 0.030378 | 0.1833 | 234 | 702 | 0 | 0 | 0.074214 | 0 | 3.7549 | 0 | 0.074213 | 0 | 3.7549 | 0 | 1.9633 | 1.9633 | -0.041972 | -0.041972
267044-Commercial Condensor Coil Cleaning (all units - savings at 50% of DEER) Com All CZ07 VintAll | 0.060919 | 0.024303 | 0.14664 | 187.2 | 561.6 | 0 | 0 | 0.074214 | 0 | 3.7549 | 0 | 0.074213 | 0 | 3.7549 | 0 | 1.9633 | 1.9633 | -0.041972 | -0.041972
267044-Commercial Condensor Coil Cleaning (all units - savings at 50% of DEER) Com All CZ07 VintAll | 0.060919 | 0.024303 | 0.14664 | 187.2 | 561.6 | 0 | 0 | 0.074214 | 0 | 3.7549 | 0 | 0.074213 | 0 | 3.7549 | 0 | 1.9633 | 1.9633 | -0.041972 | -0.041972
267044-Commercial Condensor Coil Cleaning (all units - savings at 50% of DEER) Com All CZ07 VintAll | 0.060919 | 0.024303 | 0.14664 | 187.2 | 561.6 | 0 | 0 | 0.074214 | 0 | 3.7549 | 0 | 0.074213 | 0 | 3.7549 | 0 | 1.9633 | 1.9633 | -0.041972 | -0.041972
267044-Commercial Condensor Coil Cleaning (all units - savings at 50% of DEER) Com All CZ07 VintAll | 0.076148 | 0.030378 | 0.1833 | 234 | 702 | 0 | 0 | 0.074214 | 0 | 3.7549 | 0 | 0.074213 | 0 | 3.7549 | 0 | 1.9633 | 1.9633 | -0.041972 | -0.041972
267044-Commercial Condensor Coil Cleaning (all units - savings at 50% of DEER) Com All CZ07 VintAll | 0.076148 | 0.030378 | 0.1833 | 234 | 702 | 0 | 0 | 0.074214 | 0 | 3.7549 | 0 | 0.074213 | 0 | 3.7549 | 0 | 1.9633 | 1.9633 | -0.041972 | -0.041972
267044-Commercial Condensor Coil Cleaning (all units - savings at 50% of DEER) Com All CZ07 VintAll | 0.045689 | 0.018227 | 0.10998 | 140.4 | 421.2 | 0 | 0 | 0.069977 | 0 | 3.7507 | 0 | 0.054952 | 0 | 3.7356 | 0 | 1.861 | 1.5706 | -0.042022 | -0.042198
267044-Commercial Condensor Coil Cleaning (all units - savings at 50% of DEER) Com All CZ07 VintAll | 0.045689 | 0.018227 | 0.10998 | 140.4 | 421.2 | 0 | 0 | 0.069977 | 0 | 3.7507 | 0 | 0.054952 | 0 | 3.7356 | 0 | 1.861 | 1.5706 | -0.042022 | -0.042198
267044-Commercial Condensor Coil Cleaning (all units - savings at 50% of DEER) Com All CZ07 VintAll | 0.18276 | 0.072908 | 0.43992 | 561.6 | 1684.8 | 0 | 0 | 0.073508 | 0 | 3.7542 | 0 | 0.071003 | 0 | 3.7517 | 0 | 1.9455 | 1.8848 | -0.041981 | -0.04201
267044-Commercial Condensor Coil Cleaning (all units - savings at 50% of DEER) Com All CZ07 VintAll | 0.18276 | 0.072908 | 0.43992 | 561.6 | 1684.8 | 0 | 0 | 0.073508 | 0 | 3.7542 | 0 | 0.071003 | 0 | 3.7517 | 0 | 1.9455 | 1.8848 | -0.041981 | -0.04201
267029-Commercial HVAC Diagnostic/Tune-up Com All CZ07 VintAll | 0.066728 | 0.02662 | 0.1598 | 205.0521 | 2050.5212 | 0 | 0 | -0.03639 | 0 | 3.9282 | 0 | -0.043234 | 0 | 3.9213 | 0 | 0.81742 | 0.79028 | -0.043269 | -0.043348
267044-Commercial Condensor Coil Cleaning (all units - savings at 50% of DEER) Com All CZ07 VintAll | 0.091378 | 0.036454 | 0.21996 | 280.8 | 842.4 | 0 | 0 | 0.072331 | 0 | 3.753 | 0 | 0.065652 | 0 | 3.7463 | 0 | 1.9165 | 1.767 | -0.041994 | -0.042072
267029-Commercial HVAC Diagnostic/Tune-up Com All CZ07 VintAll | 0.066728 | 0.02662 | 0.1598 | 205.0521 | 2050.5212 | 0 | 0 | -0.03639 | 0 | 3.9282 | 0 | -0.043234 | 0 | 3.9213 | 0 | 0.81742 | 0.79028 | -0.043269 | -0.043348
267044-Commercial Condensor Coil Cleaning (all units - savings at 50% of DEER) Com All CZ07 VintAll | 0.091378 | 0.036454 | 0.21996 | 280.8 | 842.4 | 0 | 0 | 0.072331 | 0 | 3.753 | 0 | 0.065652 | 0 | 3.7463 | 0 | 1.9165 | 1.767 | -0.041994 | -0.042072
267029-Commercial HVAC Diagnostic/Tune-up Com All CZ07 VintAll | 0.033364 | 0.01331 | 0.079898 | 102.5261 | 1025.2606 | 0 | 0 | -0.033298 | 0 | 3.9313 | 0 | -0.022618 | 0 | 3.942 | 0 | 0.8303 | 0.87809 | -0.043234 | -0.043111
267044-Commercial Condensor Coil Cleaning (all units - savings at 50% of DEER) Com All CZ07 VintAll | 0.045689 | 0.018227 | 0.10998 | 140.4 | 421.2 | 0 | 0 | 0.074214 | 0 | 3.7549 | 0 | 0.074213 | 0 | 3.7549 | 0 | 1.9633 | 1.9633 | -0.041972 | -0.041972
267044-Commercial Condensor Coil Cleaning (all units - savings at 50% of DEER) Com All CZ07 VintAll | 0.076148 | 0.030378 | 0.1833 | 234 | 702 | 0 | 0 | 0.074214 | 0 | 3.7549 | 0 | 0.074213 | 0 | 3.7549 | 0 | 1.9633 | 1.9633 | -0.041972 | -0.041972
267044-Commercial Condensor Coil Cleaning (all units - savings at 50% of DEER) Com All CZ07 VintAll | 0.076148 | 0.030378 | 0.1833 | 234 | 702 | 0 | 0 | 0.074214 | 0 | 3.7549 | 0 | 0.074213 | 0 | 3.7549 | 0 | 1.9633 | 1.9633 | -0.041972 | -0.041972
267044-Commercial Condensor Coil Cleaning (all units - savings at 50% of DEER) Com All CZ07 VintAll | 0.045689 | 0.018227 | 0.10998 | 140.4 | 421.2 | 0 | 0 | 0.069977 | 0 | 3.7507 | 0 | 0.054952 | 0 | 3.7356 | 0 | 1.861 | 1.5706 | -0.042022 | -0.042198
267044-Commercial Condensor Coil Cleaning (all units - savings at 50% of DEER) Com All CZ07 VintAll | 0.045689 | 0.018227 | 0.10998 | 140.4 | 421.2 | 0 | 0 | 0.069977 | 0 | 3.7507 | 0 | 0.054952 | 0 | 3.7356 | 0 | 1.861 | 1.5706 | -0.042022 | -0.042198
267044-Commercial Condensor Coil Cleaning (all units - savings at 50% of DEER) Com All CZ07 VintAll | 0.076148 | 0.030378 | 0.1833 | 234 | 702 | 0 | 0 | 0.074214 | 0 | 3.7549 | 0 | 0.074213 | 0 | 3.7549 | 0 | 1.9633 | 1.9633 | -0.041972 | -0.041972
267044-Commercial Condensor Coil Cleaning (all units - savings at 50% of DEER) Com All CZ07 VintAll | 0.076148 | 0.030378 | 0.1833 | 234 | 702 | 0 | 0 | 0.074214 | 0 | 3.7549 | 0 | 0.074213 | 0 | 3.7549 | 0 | 1.9633 | 1.9633 | -0.041972 | -0.041972
267029-Commercial HVAC Diagnostic/Tune-up Com All CZ07 VintAll | 0.033364 | 0.01331 | 0.079898 | 102.5261 | 1025.2606 | 0 | 0 | -0.040255 | 0 | 3.9243 | 0 | -0.069003 | 0 | 3.8956 | 0 | 0.80187 | 0.70247 | -0.043314 | -0.043647
267044-Commercial Condensor Coil Cleaning (all units - savings at 50% of DEER) Com All CZ07 VintAll | 0.045689 | 0.018227 | 0.10998 | 140.4 | 421.2 | 0 | 0 | 0.069977 | 0 | 3.7507 | 0 | 0.054952 | 0 | 3.7356 | 0 | 1.861 | 1.5706 | -0.042022 | -0.042198
267029-Commercial HVAC Diagnostic/Tune-up Com All CZ07 VintAll | 0.033364 | 0.01331 | 0.079898 | 102.5261 | 1025.2606 | 0 | 0 | -0.040255 | 0 | 3.9243 | 0 | -0.069003 | 0 | 3.8956 | 0 | 0.80187 | 0.70247 | -0.043314 | -0.043647
267044-Commercial Condensor Coil Cleaning (all units - savings at 50% of DEER) Com All CZ07 VintAll | 0.045689 | 0.018227 | 0.10998 | 140.4 | 421.2 | 0 | 0 | 0.069977 | 0 | 3.7507 | 0 | 0.054952 | 0 | 3.7356 | 0 | 1.861 | 1.5706 | -0.042022 | -0.042198
267045-Commercial Condensor Coil Cleaning (all units - savings at 50% of DEER) Com All CZ10 VintAll | 0.037567 | 0.014987 | 0.10374 | 115.44 | 346.32 | 0 | 0 | 0.085352 | 0 | 3.766 | 0 | 0.073171 | 0 | 3.7539 | 0 | 2.2952 | 1.9371 | -0.041843 | -0.041985
267044-Commercial Condensor Coil Cleaning (all units - savings at 50% of DEER) Com All CZ07 VintAll | 0.076148 | 0.030378 | 0.1833 | 234 | 702 | 0 | 0 | 0.074214 | 0 | 3.7549 | 0 | 0.074213 | 0 | 3.7549 | 0 | 1.9633 | 1.9633 | -0.041972 | -0.041972
267029-Commercial HVAC Diagnostic/Tune-up Com All CZ07 VintAll | 0.033364 | 0.01331 | 0.079898 | 102.5261 | 1025.2606 | 0 | 0 | -0.040255 | 0 | 3.9243 | 0 | -0.069003 | 0 | 3.8956 | 0 | 0.80187 | 0.70247 | -0.043314 | -0.043647
267044-Commercial Condensor Coil Cleaning (all units - savings at 50% of DEER) Com All CZ07 VintAll | 0.045689 | 0.018227 | 0.10998 | 140.4 | 421.2 | 0 | 0 | 0.069977 | 0 | 3.7507 | 0 | 0.054952 | 0 | 3.7356 | 0 | 1.861 | 1.5706 | -0.042022 | -0.042198
267044-Commercial Condensor Coil Cleaning (all units - savings at 50% of DEER) Com All CZ07 VintAll | 0.045689 | 0.018227 | 0.10998 | 140.4 | 421.2 | 0 | 0 | 0.069977 | 0 | 3.7507 | 0 | 0.054952 | 0 | 3.7356 | 0 | 1.861 | 1.5706 | -0.042022 | -0.042198
267044-Commercial Condensor Coil Cleaning (all units - savings at 50% of DEER) Com All CZ07 VintAll | 0.076148 | 0.030378 | 0.1833 | 234 | 702 | 0 | 0 | 0.074214 | 0 | 3.7549 | 0 | 0.074213 | 0 | 3.7549 | 0 | 1.9633 | 1.9633 | -0.041972 | -0.041972
267044-Commercial Condensor Coil Cleaning (all units - savings at 50% of DEER) Com All CZ07 VintAll | 0.076148 | 0.030378 | 0.1833 | 234 | 702 | 0 | 0 | 0.074214 | 0 | 3.7549 | 0 | 0.074213 | 0 | 3.7549 | 0 | 1.9633 | 1.9633 | -0.041972 | -0.041972
267029-Commercial HVAC Diagnostic/Tune-up Com All CZ07 VintAll | 0.055607 | 0.022183 | 0.13316 | 170.8768 | 1708.7677 | 0 | 0 | -0.033298 | 0 | 3.9313 | 0 | -0.022618 | 0 | 3.942 | 0 | 0.8303 | 0.87809 | -0.043234 | -0.043111
267044-Commercial Condensor Coil Cleaning (all units - savings at 50% of DEER) Com All CZ07 VintAll | 0.076148 | 0.030378 | 0.1833 | 234 | 702 | 0 | 0 | 0.074214 | 0 | 3.7549 | 0 | 0.074213 | 0 | 3.7549 | 0 | 1.9633 | 1.9633 | -0.041972 | -0.041972
267044-Commercial Condensor Coil Cleaning (all units - savings at 50% of DEER) Com All CZ07 VintAll | 0.076148 | 0.030378 | 0.1833 | 234 | 702 | 0 | 0 | 0.074214 | 0 | 3.7549 | 0 | 0.074213 | 0 | 3.7549 | 0 | 1.9633 | 1.9633 | -0.041972 | -0.041972
267029-Commercial HVAC Diagnostic/Tune-up Com All CZ07 VintAll | 0.044485 | 0.017747 | 0.10653 | 136.7014 | 1367.0141 | 0 | 0 | -0.033298 | 0 | 3.9313 | 0 | -0.022618 | 0 | 3.942 | 0 | 0.8303 | 0.87809 | -0.043234 | -0.043111
267044-Commercial Condensor Coil Cleaning (all units - savings at 50% of DEER) Com All CZ07 VintAll | 0.060919 | 0.024303 | 0.14664 | 187.2 | 561.6 | 0 | 0 | 0.074214 | 0 | 3.7549 | 0 | 0.074213 | 0 | 3.7549 | 0 | 1.9633 | 1.9633 | -0.041972 | -0.041972
267030-Commercial HVAC Diagnostic/Tune-up Com All CZ10 VintAll | 0.1983 | 0.079108 | 0.42712 | 609.365 | 6093.65 | 0 | 0 | 0.11089 | 0 | 4.0755 | 0 | 0.11089 | 0 | 4.0755 | 0 | 3.1314 | 3.1314 | -0.04164 | -0.04164
267045-Commercial Condensor Coil Cleaning (all units - savings at 50% of DEER) Com All CZ10 VintAll | 0.093916 | 0.037466 | 0.25935 | 288.6 | 865.8 | 0 | 0 | 0.088788 | 0 | 3.7695 | 0 | 0.088788 | 0 | 3.7695 | 0 | 2.4214 | 2.4214 | -0.041803 | -0.041803
267045-Commercial Condensor Coil Cleaning (all units - savings at 50% of DEER) Com All CZ10 VintAll | 0.15027 | 0.059946 | 0.41496 | 461.76 | 1385.28 | 0 | 0 | 0.088788 | 0 | 3.7695 | 0 | 0.088788 | 0 | 3.7695 | 0 | 2.4214 | 2.4214 | -0.041803 | -0.041803
267045-Commercial Condensor Coil Cleaning (all units - savings at 50% of DEER) Com All CZ10 VintAll | 0.15027 | 0.059946 | 0.41496 | 461.76 | 1385.28 | 0 | 0 | 0.088788 | 0 | 3.7695 | 0 | 0.088788 | 0 | 3.7695 | 0 | 2.4214 | 2.4214 | -0.041803 | -0.041803
267045-Commercial Condensor Coil Cleaning (all units - savings at 50% of DEER) Com All CZ10 VintAll | 0.15027 | 0.059946 | 0.41496 | 461.76 | 1385.28 | 0 | 0 | 0.088788 | 0 | 3.7695 | 0 | 0.088788 | 0 | 3.7695 | 0 | 2.4214 | 2.4214 | -0.041803 | -0.041803
267029-Commercial HVAC Diagnostic/Tune-up Com All CZ07 VintAll | 0.033364 | 0.01331 | 0.079898 | 102.5261 | 1025.2606 | 0 | 0 | -0.040255 | 0 | 3.9243 | 0 | -0.069003 | 0 | 3.8956 | 0 | 0.80187 | 0.70247 | -0.043314 | -0.043647
267044-Commercial Condensor Coil Cleaning (all units - savings at 50% of DEER) Com All CZ07 VintAll | 0.045689 | 0.018227 | 0.10998 | 140.4 | 421.2 | 0 | 0 | 0.069977 | 0 | 3.7507 | 0 | 0.054952 | 0 | 3.7356 | 0 | 1.861 | 1.5706 | -0.042022 | -0.042198
267029-Commercial HVAC Diagnostic/Tune-up Com All CZ07 VintAll | 0.033364 | 0.01331 | 0.079898 | 102.5261 | 1025.2606 | 0 | 0 | -0.040255 | 0 | 3.9243 | 0 | -0.069003 | 0 | 3.8956 | 0 | 0.80187 | 0.70247 | -0.043314 | -0.043647
267044-Commercial Condensor Coil Cleaning (all units - savings at 50% of DEER) Com All CZ07 VintAll | 0.045689 | 0.018227 | 0.10998 | 140.4 | 421.2 | 0 | 0 | 0.069977 | 0 | 3.7507 | 0 | 0.054952 | 0 | 3.7356 | 0 | 1.861 | 1.5706 | -0.042022 | -0.042198
267030-Commercial HVAC Diagnostic/Tune-up Com All CZ10 VintAll | 0.23796 | 0.09493 | 0.51255 | 731.238 | 7312.38 | 0 | 0 | 0.11057 | 0 | 4.0751 | 0 | 0.10872 | 0 | 4.0733 | 0 | 3.1119 | 3.0061 | -0.041644 | -0.041663
267045-Commercial Condensor Coil Cleaning (all units - savings at 50% of DEER) Com All CZ10 VintAll | 0.1127 | 0.04496 | 0.31122 | 346.32 | 1038.96 | 0 | 0 | 0.088215 | 0 | 3.7689 | 0 | 0.086185 | 0 | 3.7669 | 0 | 2.3994 | 2.3245 | -0.04181 | -0.041833
267030-Commercial HVAC Diagnostic/Tune-up Com All CZ10 VintAll | 0.23796 | 0.09493 | 0.51255 | 731.238 | 7312.38 | 0 | 0 | 0.11057 | 0 | 4.0751 | 0 | 0.10872 | 0 | 4.0733 | 0 | 3.1119 | 3.0061 | -0.041644 | -0.041663
267045-Commercial Condensor Coil Cleaning (all units - savings at 50% of DEER) Com All CZ10 VintAll | 0.1127 | 0.04496 | 0.31122 | 346.32 | 1038.96 | 0 | 0 | 0.088215 | 0 | 3.7689 | 0 | 0.086185 | 0 | 3.7669 | 0 | 2.3994 | 2.3245 | -0.04181 | -0.041833
267030-Commercial HVAC Diagnostic/Tune-up Com All CZ10 VintAll | 0.23796 | 0.09493 | 0.51255 | 731.238 | 7312.38 | 0 | 0 | 0.11002 | 0 | 4.0746 | 0 | 0.10511 | 0 | 4.0697 | 0 | 3.08 | 2.8182 | -0.04165 | -0.041702
267045-Commercial Condensor Coil Cleaning (all units - savings at 50% of DEER) Com All CZ10 VintAll | 0.1127 | 0.04496 | 0.31122 | 346.32 | 1038.96 | 0 | 0 | 0.087261 | 0 | 3.7679 | 0 | 0.081847 | 0 | 3.7625 | 0 | 2.3636 | 2.1793 | -0.041821 | -0.041884
267030-Commercial HVAC Diagnostic/Tune-up Com All CZ10 VintAll | 0.23796 | 0.09493 | 0.51255 | 731.238 | 7312.38 | 0 | 0 | 0.11002 | 0 | 4.0746 | 0 | 0.10511 | 0 | 4.0697 | 0 | 3.08 | 2.8182 | -0.04165 | -0.041702
267045-Commercial Condensor Coil Cleaning (all units - savings at 50% of DEER) Com All CZ10 VintAll | 0.1127 | 0.04496 | 0.31122 | 346.32 | 1038.96 | 0 | 0 | 0.087261 | 0 | 3.7679 | 0 | 0.081847 | 0 | 3.7625 | 0 | 2.3636 | 2.1793 | -0.041821 | -0.041884
267030-Commercial HVAC Diagnostic/Tune-up Com All CZ10 VintAll | 0.23796 | 0.09493 | 0.51255 | 731.238 | 7312.38 | 0 | 0 | 0.11002 | 0 | 4.0746 | 0 | 0.10511 | 0 | 4.0697 | 0 | 3.08 | 2.8182 | -0.04165 | -0.041702
267045-Commercial Condensor Coil Cleaning (all units - savings at 50% of DEER) Com All CZ10 VintAll | 0.1127 | 0.04496 | 0.31122 | 346.32 | 1038.96 | 0 | 0 | 0.087261 | 0 | 3.7679 | 0 | 0.081847 | 0 | 3.7625 | 0 | 2.3636 | 2.1793 | -0.041821 | -0.041884
267045-Commercial Condensor Coil Cleaning (all units - savings at 50% of DEER) Com All CZ10 VintAll | 0.1127 | 0.04496 | 0.31122 | 346.32 | 1038.96 | 0 | 0 | 0.087261 | 0 | 3.7679 | 0 | 0.081847 | 0 | 3.7625 | 0 | 2.3636 | 2.1793 | -0.041821 | -0.041884
267045-Commercial Condensor Coil Cleaning (all units - savings at 50% of DEER) Com All CZ10 VintAll | 0.1127 | 0.04496 | 0.31122 | 346.32 | 1038.96 | 0 | 0 | 0.087261 | 0 | 3.7679 | 0 | 0.081847 | 0 | 3.7625 | 0 | 2.3636 | 2.1793 | -0.041821 | -0.041884
267045-Commercial Condensor Coil Cleaning (all units - savings at 50% of DEER) Com All CZ10 VintAll | 0.1127 | 0.04496 | 0.31122 | 346.32 | 1038.96 | 0 | 0 | 0.088215 | 0 | 3.7689 | 0 | 0.086185 | 0 | 3.7669 | 0 | 2.3994 | 2.3245 | -0.04181 | -0.041833
267030-Commercial HVAC Diagnostic/Tune-up Com All CZ10 VintAll | 0.23796 | 0.09493 | 0.51255 | 731.238 | 7312.38 | 0 | 0 | 0.11057 | 0 | 4.0751 | 0 | 0.10872 | 0 | 4.0733 | 0 | 3.1119 | 3.0061 | -0.041644 | -0.041663
267045-Commercial Condensor Coil Cleaning (all units - savings at 50% of DEER) Com All CZ10 VintAll | 0.1127 | 0.04496 | 0.31122 | 346.32 | 1038.96 | 0 | 0 | 0.088215 | 0 | 3.7689 | 0 | 0.086185 | 0 | 3.7669 | 0 | 2.3994 | 2.3245 | -0.04181 | -0.041833
267030-Commercial HVAC Diagnostic/Tune-up Com All CZ10 VintAll | 0.11898 | 0.047465 | 0.25627 | 365.619 | 3656.19 | 0 | 0 | 0.10894 | 0 | 4.0735 | 0 | 0.097885 | 0 | 4.0625 | 0 | 3.0182 | 2.5051 | -0.041661 | -0.041779
267045-Commercial Condensor Coil Cleaning (all units - savings at 50% of DEER) Com All CZ10 VintAll | 0.05635 | 0.02248 | 0.15561 | 173.16 | 519.48 | 0 | 0 | 0.085352 | 0 | 3.766 | 0 | 0.073171 | 0 | 3.7539 | 0 | 2.2952 | 1.9371 | -0.041843 | -0.041985
267030-Commercial HVAC Diagnostic/Tune-up Com All CZ10 VintAll | 0.11898 | 0.047465 | 0.25627 | 365.619 | 3656.19 | 0 | 0 | 0.10894 | 0 | 4.0735 | 0 | 0.097885 | 0 | 4.0625 | 0 | 3.0182 | 2.5051 | -0.041661 | -0.041779
267045-Commercial Condensor Coil Cleaning (all units - savings at 50% of DEER) Com All CZ10 VintAll | 0.05635 | 0.02248 | 0.15561 | 173.16 | 519.48 | 0 | 0 | 0.085352 | 0 | 3.766 | 0 | 0.073171 | 0 | 3.7539 | 0 | 2.2952 | 1.9371 | -0.041843 | -0.041985
267030-Commercial HVAC Diagnostic/Tune-up Com All CZ10 VintAll | 0.1983 | 0.079108 | 0.42712 | 609.365 | 6093.65 | 0 | 0 | 0.11089 | 0 | 4.0755 | 0 | 0.11089 | 0 | 4.0755 | 0 | 3.1314 | 3.1314 | -0.04164 | -0.04164
267045-Commercial Condensor Coil Cleaning (all units - savings at 50% of DEER) Com All CZ10 VintAll | 0.093916 | 0.037466 | 0.25935 | 288.6 | 865.8 | 0 | 0 | 0.088788 | 0 | 3.7695 | 0 | 0.088788 | 0 | 3.7695 | 0 | 2.4214 | 2.4214 | -0.041803 | -0.041803
267029-Commercial HVAC Diagnostic/Tune-up Com All CZ07 VintAll | 0.066728 | 0.02662 | 0.1598 | 205.0521 | 2050.5212 | 0 | 0 | -0.034457 | 0 | 3.9301 | 0 | -0.030349 | 0 | 3.9342 | 0 | 0.82542 | 0.84297 | -0.043247 | -0.0432
267044-Commercial Condensor Coil Cleaning (all units - savings at 50% of DEER) Com All CZ07 VintAll | 0.091378 | 0.036454 | 0.21996 | 280.8 | 842.4 | 0 | 0 | 0.073508 | 0 | 3.7542 | 0 | 0.071003 | 0 | 3.7517 | 0 | 1.9455 | 1.8848 | -0.041981 | -0.04201
267044-Commercial Condensor Coil Cleaning (all units - savings at 50% of DEER) Com All CZ07 VintAll | 0.091378 | 0.036454 | 0.21996 | 280.8 | 842.4 | 0 | 0 | 0.073508 | 0 | 3.7542 | 0 | 0.071003 | 0 | 3.7517 | 0 | 1.9455 | 1.8848 | -0.041981 | -0.04201
267029-Commercial HVAC Diagnostic/Tune-up Com All CZ07 VintAll | 0.066728 | 0.02662 | 0.1598 | 205.0521 | 2050.5212 | 0 | 0 | -0.034457 | 0 | 3.9301 | 0 | -0.030349 | 0 | 3.9342 | 0 | 0.82542 | 0.84297 | -0.043247 | -0.0432
267044-Commercial Condensor Coil Cleaning (all units - savings at 50% of DEER) Com All CZ07 VintAll | 0.091378 | 0.036454 | 0.21996 | 280.8 | 842.4 | 0 | 0 | 0.073508 | 0 | 3.7542 | 0 | 0.071003 | 0 | 3.7517 | 0 | 1.9455 | 1.8848 | -0.041981 | -0.04201
267044-Commercial Condensor Coil Cleaning (all units - savings at 50% of DEER) Com All CZ07 VintAll | 0.091378 | 0.036454 | 0.21996 | 280.8 | 842.4 | 0 | 0 | 0.073508 | 0 | 3.7542 | 0 | 0.071003 | 0 | 3.7517 | 0 | 1.9455 | 1.8848 | -0.041981 | -0.04201
267044-Commercial Condensor Coil Cleaning (all units - savings at 50% of DEER) Com All CZ07 VintAll | 0.10661 | 0.042529 | 0.25662 | 327.6 | 982.8 | 0 | 0 | 0.073003 | 0 | 3.7537 | 0 | 0.06871 | 0 | 3.7494 | 0 | 1.9329 | 1.8324 | -0.041986 | -0.042037
267029-Commercial HVAC Diagnostic/Tune-up Com All CZ07 VintAll | 0.07785 | 0.031057 | 0.18643 | 239.2275 | 2392.2747 | 0 | 0 | -0.035286 | 0 | 3.9293 | 0 | -0.035871 | 0 | 3.9287 | 0 | 0.82197 | 0.81955 | -0.043256 | -0.043263
267044-Commercial Condensor Coil Cleaning (all units - savings at 50% of DEER) Com All CZ07 VintAll | 0.10661 | 0.042529 | 0.25662 | 327.6 | 982.8 | 0 | 0 | 0.073003 | 0 | 3.7537 | 0 | 0.06871 | 0 | 3.7494 | 0 | 1.9329 | 1.8324 | -0.041986 | -0.042037
267029-Commercial HVAC Diagnostic/Tune-up Com All CZ07 VintAll | 0.055607 | 0.022183 | 0.13316 | 170.8768 | 1708.7677 | 0 | 0 | -0.033298 | 0 | 3.9313 | 0 | -0.022618 | 0 | 3.942 | 0 | 0.8303 | 0.87809 | -0.043234 | -0.043111
267044-Commercial Condensor Coil Cleaning (all units - savings at 50% of DEER) Com All CZ07 VintAll | 0.076148 | 0.030378 | 0.1833 | 234 | 702 | 0 | 0 | 0.074214 | 0 | 3.7549 | 0 | 0.074213 | 0 | 3.7549 | 0 | 1.9633 | 1.9633 | -0.041972 | -0.041972
267045-Commercial Condensor Coil Cleaning (all units - savings at 50% of DEER) Com All CZ10 VintAll | 0.05635 | 0.02248 | 0.15561 | 173.16 | 519.48 | 0 | 0 | 0.085352 | 0 | 3.766 | 0 | 0.073171 | 0 | 3.7539 | 0 | 2.2952 | 1.9371 | -0.041843 | -0.041985
267045-Commercial Condensor Coil Cleaning (all units - savings at 50% of DEER) Com All CZ10 VintAll | 0.05635 | 0.02248 | 0.15561 | 173.16 | 519.48 | 0 | 0 | 0.085352 | 0 | 3.766 | 0 | 0.073171 | 0 | 3.7539 | 0 | 2.2952 | 1.9371 | -0.041843 | -0.041985
267030-Commercial HVAC Diagnostic/Tune-up Com All CZ10 VintAll | 0.11898 | 0.047465 | 0.25627 | 365.619 | 3656.19 | 0 | 0 | 0.10894 | 0 | 4.0735 | 0 | 0.097885 | 0 | 4.0625 | 0 | 3.0182 | 2.5051 | -0.041661 | -0.041779
267045-Commercial Condensor Coil Cleaning (all units - savings at 50% of DEER) Com All CZ10 VintAll | 0.05635 | 0.02248 | 0.15561 | 173.16 | 519.48 | 0 | 0 | 0.085352 | 0 | 3.766 | 0 | 0.073171 | 0 | 3.7539 | 0 | 2.2952 | 1.9371 | -0.041843 | -0.041985
267030-Commercial HVAC Diagnostic/Tune-up Com All CZ10 VintAll | 0.11898 | 0.047465 | 0.25627 | 365.619 | 3656.19 | 0 | 0 | 0.10894 | 0 | 4.0735 | 0 | 0.097885 | 0 | 4.0625 | 0 | 3.0182 | 2.5051 | -0.041661 | -0.041779
267045-Commercial Condensor Coil Cleaning (all units - savings at 50% of DEER) Com All CZ10 VintAll | 0.05635 | 0.02248 | 0.15561 | 173.16 | 519.48 | 0 | 0 | 0.085352 | 0 | 3.766 | 0 | 0.073171 | 0 | 3.7539 | 0 | 2.2952 | 1.9371 | -0.041843 | -0.041985
267030-Commercial HVAC Diagnostic/Tune-up Com All CZ10 VintAll | 0.07932 | 0.031643 | 0.17085 | 243.746 | 2437.46 | 0 | 0 | 0.10894 | 0 | 4.0735 | 0 | 0.097885 | 0 | 4.0625 | 0 | 3.0182 | 2.5051 | -0.041661 | -0.041779
267045-Commercial Condensor Coil Cleaning (all units - savings at 50% of DEER) Com All CZ10 VintAll | 0.037567 | 0.014987 | 0.10374 | 115.44 | 346.32 | 0 | 0 | 0.085352 | 0 | 3.766 | 0 | 0.073171 | 0 | 3.7539 | 0 | 2.2952 | 1.9371 | -0.041843 | -0.041985
267030-Commercial HVAC Diagnostic/Tune-up Com All CZ10 VintAll | 0.1983 | 0.079108 | 0.42712 | 609.365 | 6093.65 | 0 | 0 | 0.11089 | 0 | 4.0755 | 0 | 0.11089 | 0 | 4.0755 | 0 | 3.1314 | 3.1314 | -0.04164 | -0.04164
267045-Commercial Condensor Coil Cleaning (all units - savings at 50% of DEER) Com All CZ10 VintAll | 0.093916 | 0.037466 | 0.25935 | 288.6 | 865.8 | 0 | 0 | 0.088788 | 0 | 3.7695 | 0 | 0.088788 | 0 | 3.7695 | 0 | 2.4214 | 2.4214 | -0.041803 | -0.041803
267045-Commercial Condensor Coil Cleaning (all units - savings at 50% of DEER) Com All CZ10 VintAll | 0.093916 | 0.037466 | 0.25935 | 288.6 | 865.8 | 0 | 0 | 0.088788 | 0 | 3.7695 | 0 | 0.088788 | 0 | 3.7695 | 0 | 2.4214 | 2.4214 | -0.041803 | -0.041803
267029-Commercial HVAC Diagnostic/Tune-up Com All CZ07 VintAll | 0.022243 | 0.0088734 | 0.053265 | 68.3507 | 683.5071 | 0 | 0 | -0.033298 | 0 | 3.9313 | 0 | -0.022618 | 0 | 3.942 | 0 | 0.8303 | 0.87809 | -0.043234 | -0.043111
267044-Commercial Condensor Coil Cleaning (all units - savings at 50% of DEER) Com All CZ07 VintAll | 0.030459 | 0.012151 | 0.07332 | 93.6 | 280.8 | 0 | 0 | 0.074214 | 0 | 3.7549 | 0 | 0.074213 | 0 | 3.7549 | 0 | 1.9633 | 1.9633 | -0.041972 | -0.041972
267029-Commercial HVAC Diagnostic/Tune-up Com All CZ07 VintAll | 0.022243 | 0.0088734 | 0.053265 | 68.3507 | 683.5071 | 0 | 0 | -0.033298 | 0 | 3.9313 | 0 | -0.022618 | 0 | 3.942 | 0 | 0.8303 | 0.87809 | -0.043234 | -0.043111
267044-Commercial Condensor Coil Cleaning (all units - savings at 50% of DEER) Com All CZ07 VintAll | 0.030459 | 0.012151 | 0.07332 | 93.6 | 280.8 | 0 | 0 | 0.074214 | 0 | 3.7549 | 0 | 0.074213 | 0 | 3.7549 | 0 | 1.9633 | 1.9633 | -0.041972 | -0.041972
267029-Commercial HVAC Diagnostic/Tune-up Com All CZ07 VintAll | 0.022243 | 0.0088734 | 0.053265 | 68.3507 | 683.5071 | 0 | 0 | -0.033298 | 0 | 3.9313 | 0 | -0.022618 | 0 | 3.942 | 0 | 0.8303 | 0.87809 | -0.043234 | -0.043111
267044-Commercial Condensor Coil Cleaning (all units - savings at 50% of DEER) Com All CZ07 VintAll | 0.030459 | 0.012151 | 0.07332 | 93.6 | 280.8 | 0 | 0 | 0.074214 | 0 | 3.7549 | 0 | 0.074213 | 0 | 3.7549 | 0 | 1.9633 | 1.9633 | -0.041972 | -0.041972
267029-Commercial HVAC Diagnostic/Tune-up Com All CZ07 VintAll | 0.022243 | 0.0088734 | 0.053265 | 68.3507 | 683.5071 | 0 | 0 | -0.033298 | 0 | 3.9313 | 0 | -0.022618 | 0 | 3.942 | 0 | 0.8303 | 0.87809 | -0.043234 | -0.043111
267044-Commercial Condensor Coil Cleaning (all units - savings at 50% of DEER) Com All CZ07 VintAll | 0.030459 | 0.012151 | 0.07332 | 93.6 | 280.8 | 0 | 0 | 0.074214 | 0 | 3.7549 | 0 | 0.074213 | 0 | 3.7549 | 0 | 1.9633 | 1.9633 | -0.041972 | -0.041972
267029-Commercial HVAC Diagnostic/Tune-up Com All CZ07 VintAll | 0.022243 | 0.0088734 | 0.053265 | 68.3507 | 683.5071 | 0 | 0 | -0.033298 | 0 | 3.9313 | 0 | -0.022618 | 0 | 3.942 | 0 | 0.8303 | 0.87809 | -0.043234 | -0.043111
267044-Commercial Condensor Coil Cleaning (all units - savings at 50% of DEER) Com All CZ07 VintAll | 0.030459 | 0.012151 | 0.07332 | 93.6 | 280.8 | 0 | 0 | 0.074214 | 0 | 3.7549 | 0 | 0.074213 | 0 | 3.7549 | 0 | 1.9633 | 1.9633 | -0.041972 | -0.041972
267029-Commercial HVAC Diagnostic/Tune-up Com All CZ07 VintAll | 0.022243 | 0.0088734 | 0.053265 | 68.3507 | 683.5071 | 0 | 0 | -0.033298 | 0 | 3.9313 | 0 | -0.022618 | 0 | 3.942 | 0 | 0.8303 | 0.87809 | -0.043234 | -0.043111
267044-Commercial Condensor Coil Cleaning (all units - savings at 50% of DEER) Com All CZ07 VintAll | 0.030459 | 0.012151 | 0.07332 | 93.6 | 280.8 | 0 | 0 | 0.074214 | 0 | 3.7549 | 0 | 0.074213 | 0 | 3.7549 | 0 | 1.9633 | 1.9633 | -0.041972 | -0.041972
267029-Commercial HVAC Diagnostic/Tune-up Com All CZ07 VintAll | 0.022243 | 0.0088734 | 0.053265 | 68.3507 | 683.5071 | 0 | 0 | -0.033298 | 0 | 3.9313 | 0 | -0.022618 | 0 | 3.942 | 0 | 0.8303 | 0.87809 | -0.043234 | -0.043111
267044-Commercial Condensor Coil Cleaning (all units - savings at 50% of DEER) Com All CZ07 VintAll | 0.030459 | 0.012151 | 0.07332 | 93.6 | 280.8 | 0 | 0 | 0.074214 | 0 | 3.7549 | 0 | 0.074213 | 0 | 3.7549 | 0 | 1.9633 | 1.9633 | -0.041972 | -0.041972
267029-Commercial HVAC Diagnostic/Tune-up Com All CZ07 VintAll | 0.055607 | 0.022183 | 0.13316 | 170.8768 | 1708.7677 | 0 | 0 | -0.033298 | 0 | 3.9313 | 0 | -0.022618 | 0 | 3.942 | 0 | 0.8303 | 0.87809 | -0.043234 | -0.043111
267044-Commercial Condensor Coil Cleaning (all units - savings at 50% of DEER) Com All CZ07 VintAll | 0.076148 | 0.030378 | 0.1833 | 234 | 702 | 0 | 0 | 0.074214 | 0 | 3.7549 | 0 | 0.074213 | 0 | 3.7549 | 0 | 1.9633 | 1.9633 | -0.041972 | -0.041972
267044-Commercial Condensor Coil Cleaning (all units - savings at 50% of DEER) Com All CZ07 VintAll | 0.030459 | 0.012151 | 0.07332 | 93.6 | 280.8 | 0 | 0 | 0.069977 | 0 | 3.7507 | 0 | 0.054952 | 0 | 3.7356 | 0 | 1.861 | 1.5706 | -0.042022 | -0.042198
267029-Commercial HVAC Diagnostic/Tune-up Com All CZ07 VintAll | 0.033364 | 0.01331 | 0.079898 | 102.5261 | 1025.2606 | 0 | 0 | -0.033298 | 0 | 3.9313 | 0 | -0.022618 | 0 | 3.942 | 0 | 0.8303 | 0.87809 | -0.043234 | -0.043111
267044-Commercial Condensor Coil Cleaning (all units - savings at 50% of DEER) Com All CZ07 VintAll | 0.045689 | 0.018227 | 0.10998 | 140.4 | 421.2 | 0 | 0 | 0.074214 | 0 | 3.7549 | 0 | 0.074213 | 0 | 3.7549 | 0 | 1.9633 | 1.9633 | -0.041972 | -0.041972
267029-Commercial HVAC Diagnostic/Tune-up Com All CZ07 VintAll | 0.055607 | 0.022183 | 0.13316 | 170.8768 | 1708.7677 | 0 | 0 | -0.033298 | 0 | 3.9313 | 0 | -0.022618 | 0 | 3.942 | 0 | 0.8303 | 0.87809 | -0.043234 | -0.043111
267044-Commercial Condensor Coil Cleaning (all units - savings at 50% of DEER) Com All CZ07 VintAll | 0.076148 | 0.030378 | 0.1833 | 234 | 702 | 0 | 0 | 0.074214 | 0 | 3.7549 | 0 | 0.074213 | 0 | 3.7549 | 0 | 1.9633 | 1.9633 | -0.041972 | -0.041972
267044-Commercial Condensor Coil Cleaning (all units - savings at 50% of DEER) Com All CZ07 VintAll | 0.076148 | 0.030378 | 0.1833 | 234 | 702 | 0 | 0 | 0.074214 | 0 | 3.7549 | 0 | 0.074213 | 0 | 3.7549 | 0 | 1.9633 | 1.9633 | -0.041972 | -0.041972
267034-High Refrigerant Charge Adjustment (>= ±20% rated charge) Resid MF CZ10 Vint05 | 0.30153 | 0.0028236 | 0.30962 | 218.9975 | 2189.9748 | -0.10423 | -1.0423 | 0.25426 | 0.98982 | 8.4137 | 0.98982 | 0.26755 | 0.98982 | 8.427 | 0.98982 | 4.1317 | 4.9422 | -0.041448 | -0.04138
267042-Residential Condensor Coil Cleaning Resid MF CZ10 VintAll | 0.19331 | 0.0018102 | 0.18533 | 140.4 | 421.2 | 0 | 0 | 0.18466 | 0 | 7.8027 | 0 | 0.18466 | 0 | 7.8027 | 0 | 2.4381 | 2.4381 | -0.041798 | -0.041798
267034-High Refrigerant Charge Adjustment (>= ±20% rated charge) Resid MF CZ10 Vint05 | 0.30153 | 0.0028236 | 0.30962 | 218.9975 | 2189.9748 | -0.10423 | -1.0423 | 0.25426 | 0.98982 | 8.4137 | 0.98982 | 0.26755 | 0.98982 | 8.427 | 0.98982 | 4.1317 | 4.9422 | -0.041448 | -0.04138
267042-Residential Condensor Coil Cleaning Resid MF CZ10 VintAll | 0.19331 | 0.0018102 | 0.18533 | 140.4 | 421.2 | 0 | 0 | 0.18466 | 0 | 7.8027 | 0 | 0.18466 | 0 | 7.8027 | 0 | 2.4381 | 2.4381 | -0.041798 | -0.041798
267034-High Refrigerant Charge Adjustment (>= ±20% rated charge) Resid MF CZ10 Vint05 | 0.30153 | 0.0028236 | 0.30962 | 218.9975 | 2189.9748 | -0.10423 | -1.0423 | 0.25426 | 0.98982 | 8.4137 | 0.98982 | 0.26755 | 0.98982 | 8.427 | 0.98982 | 4.1317 | 4.9422 | -0.041448 | -0.04138
267042-Residential Condensor Coil Cleaning Resid MF CZ10 VintAll | 0.19331 | 0.0018102 | 0.18533 | 140.4 | 421.2 | 0 | 0 | 0.18466 | 0 | 7.8027 | 0 | 0.18466 | 0 | 7.8027 | 0 | 2.4381 | 2.4381 | -0.041798 | -0.041798
267034-High Refrigerant Charge Adjustment (>= ±20% rated charge) Resid MF CZ10 Vint05 | 0.30153 | 0.0028236 | 0.30962 | 218.9975 | 2189.9748 | -0.10423 | -1.0423 | 0.25426 | 0.98982 | 8.4137 | 0.98982 | 0.26755 | 0.98982 | 8.427 | 0.98982 | 4.1317 | 4.9422 | -0.041448 | -0.04138
267042-Residential Condensor Coil Cleaning Resid MF CZ10 VintAll | 0.19331 | 0.0018102 | 0.18533 | 140.4 | 421.2 | 0 | 0 | 0.18466 | 0 | 7.8027 | 0 | 0.18466 | 0 | 7.8027 | 0 | 2.4381 | 2.4381 | -0.041798 | -0.041798
267034-High Refrigerant Charge Adjustment (>= ±20% rated charge) Resid MF CZ10 Vint05 | 0.30153 | 0.0028236 | 0.30962 | 218.9975 | 2189.9748 | -0.10423 | -1.0423 | 0.25426 | 0.98982 | 8.4137 | 0.98982 | 0.26755 | 0.98982 | 8.427 | 0.98982 | 4.1317 | 4.9422 | -0.041448 | -0.04138
267042-Residential Condensor Coil Cleaning Resid MF CZ10 VintAll | 0.19331 | 0.0018102 | 0.18533 | 140.4 | 421.2 | 0 | 0 | 0.18466 | 0 | 7.8027 | 0 | 0.18466 | 0 | 7.8027 | 0 | 2.4381 | 2.4381 | -0.041798 | -0.041798
267034-High Refrigerant Charge Adjustment (>= ±20% rated charge) Resid MF CZ10 Vint05 | 0.30153 | 0.0028236 | 0.30962 | 218.9975 | 2189.9748 | -0.10423 | -1.0423 | 0.25426 | 0.98982 | 8.4137 | 0.98982 | 0.26755 | 0.98982 | 8.427 | 0.98982 | 4.1317 | 4.9422 | -0.041448 | -0.04138
267042-Residential Condensor Coil Cleaning Resid MF CZ10 VintAll | 0.19331 | 0.0018102 | 0.18533 | 140.4 | 421.2 | 0 | 0 | 0.18466 | 0 | 7.8027 | 0 | 0.18466 | 0 | 7.8027 | 0 | 2.4381 | 2.4381 | -0.041798 | -0.041798
267034-High Refrigerant Charge Adjustment (>= ±20% rated charge) Resid MF CZ10 Vint05 | 0.30153 | 0.0028236 | 0.30962 | 218.9975 | 2189.9748 | -0.10423 | -1.0423 | 0.25426 | 0.98982 | 8.4137 | 0.98982 | 0.26755 | 0.98982 | 8.427 | 0.98982 | 4.1317 | 4.9422 | -0.041448 | -0.04138
267042-Residential Condensor Coil Cleaning Resid MF CZ10 VintAll | 0.19331 | 0.0018102 | 0.18533 | 140.4 | 421.2 | 0 | 0 | 0.18466 | 0 | 7.8027 | 0 | 0.18466 | 0 | 7.8027 | 0 | 2.4381 | 2.4381 | -0.041798 | -0.041798
267034-High Refrigerant Charge Adjustment (>= ±20% rated charge) Resid MF CZ10 Vint05 | 0.30153 | 0.0028236 | 0.30962 | 218.9975 | 2189.9748 | -0.10423 | -1.0423 | 0.25426 | 0.98982 | 8.4137 | 0.98982 | 0.26755 | 0.98982 | 8.427 | 0.98982 | 4.1317 | 4.9422 | -0.041448 | -0.04138
267042-Residential Condensor Coil Cleaning Resid MF CZ10 VintAll | 0.19331 | 0.0018102 | 0.18533 | 140.4 | 421.2 | 0 | 0 | 0.18466 | 0 | 7.8027 | 0 | 0.18466 | 0 | 7.8027 | 0 | 2.4381 | 2.4381 | -0.041798 | -0.041798
267034-High Refrigerant Charge Adjustment (>= ±20% rated charge) Resid MF CZ10 Vint05 | 0.30153 | 0.0028236 | 0.30962 | 218.9975 | 2189.9748 | -0.10423 | -1.0423 | 0.25426 | 0.98982 | 8.4137 | 0.98982 | 0.26755 | 0.98982 | 8.427 | 0.98982 | 4.1317 | 4.9422 | -0.041448 | -0.04138
267042-Residential Condensor Coil Cleaning Resid MF CZ10 VintAll | 0.19331 | 0.0018102 | 0.18533 | 140.4 | 421.2 | 0 | 0 | 0.18466 | 0 | 7.8027 | 0 | 0.18466 | 0 | 7.8027 | 0 | 2.4381 | 2.4381 | -0.041798 | -0.041798
267034-High Refrigerant Charge Adjustment (>= ±20% rated charge) Resid MF CZ10 Vint05 | 0.30153 | 0.0028236 | 0.30962 | 218.9975 | 2189.9748 | -0.10423 | -1.0423 | 0.25426 | 0.98982 | 8.4137 | 0.98982 | 0.26755 | 0.98982 | 8.427 | 0.98982 | 4.1317 | 4.9422 | -0.041448 | -0.04138
267042-Residential Condensor Coil Cleaning Resid MF CZ10 VintAll | 0.19331 | 0.0018102 | 0.18533 | 140.4 | 421.2 | 0 | 0 | 0.18466 | 0 | 7.8027 | 0 | 0.18466 | 0 | 7.8027 | 0 | 2.4381 | 2.4381 | -0.041798 | -0.041798
267033-High Refrigerant Charge Adjustment (>= ±20% rated charge) Resid MF CZ10 Vint04 | 0.18391 | 0.0017222 | 0.17637 | 133.5719 | 1335.7188 | -0.082065 | -0.82065 | 0.26276 | 0.98982 | 8.4222 | 0.98982 | 0.25199 | 0.98982 | 8.4114 | 0.98982 | 4.6137 | 4.0175 | -0.041387 | -0.041442
267042-Residential Condensor Coil Cleaning Resid MF CZ10 VintAll | 0.19331 | 0.0018102 | 0.18533 | 140.4 | 421.2 | 0 | 0 | 0.18466 | 0 | 7.8027 | 0 | 0.18466 | 0 | 7.8027 | 0 | 2.4381 | 2.4381 | -0.041798 | -0.041798
267033-High Refrigerant Charge Adjustment (>= ±20% rated charge) Resid MF CZ10 Vint04 | 0.18391 | 0.0017222 | 0.17637 | 133.5719 | 1335.7188 | -0.082065 | -0.82065 | 0.26276 | 0.98982 | 8.4222 | 0.98982 | 0.25199 | 0.98982 | 8.4114 | 0.98982 | 4.6137 | 4.0175 | -0.041387 | -0.041442
267042-Residential Condensor Coil Cleaning Resid MF CZ10 VintAll | 0.19331 | 0.0018102 | 0.18533 | 140.4 | 421.2 | 0 | 0 | 0.18466 | 0 | 7.8027 | 0 | 0.18466 | 0 | 7.8027 | 0 | 2.4381 | 2.4381 | -0.041798 | -0.041798
267033-High Refrigerant Charge Adjustment (>= ±20% rated charge) Resid MF CZ10 Vint04 | 0.18391 | 0.0017222 | 0.17637 | 133.5719 | 1335.7188 | -0.082065 | -0.82065 | 0.26276 | 0.98982 | 8.4222 | 0.98982 | 0.25199 | 0.98982 | 8.4114 | 0.98982 | 4.6137 | 4.0175 | -0.041387 | -0.041442
267042-Residential Condensor Coil Cleaning Resid MF CZ10 VintAll | 0.19331 | 0.0018102 | 0.18533 | 140.4 | 421.2 | 0 | 0 | 0.18466 | 0 | 7.8027 | 0 | 0.18466 | 0 | 7.8027 | 0 | 2.4381 | 2.4381 | -0.041798 | -0.041798
267033-High Refrigerant Charge Adjustment (>= ±20% rated charge) Resid MF CZ10 Vint04 | 0.18391 | 0.0017222 | 0.17637 | 133.5719 | 1335.7188 | -0.082065 | -0.82065 | 0.26276 | 0.98982 | 8.4222 | 0.98982 | 0.25199 | 0.98982 | 8.4114 | 0.98982 | 4.6137 | 4.0175 | -0.041387 | -0.041442
267042-Residential Condensor Coil Cleaning Resid MF CZ10 VintAll | 0.19331 | 0.0018102 | 0.18533 | 140.4 | 421.2 | 0 | 0 | 0.18466 | 0 | 7.8027 | 0 | 0.18466 | 0 | 7.8027 | 0 | 2.4381 | 2.4381 | -0.041798 | -0.041798
267033-High Refrigerant Charge Adjustment (>= ±20% rated charge) Resid MF CZ10 Vint04 | 0.18391 | 0.0017222 | 0.17637 | 133.5719 | 1335.7188 | -0.082065 | -0.82065 | 0.26276 | 0.98982 | 8.4222 | 0.98982 | 0.25199 | 0.98982 | 8.4114 | 0.98982 | 4.6137 | 4.0175 | -0.041387 | -0.041442
267042-Residential Condensor Coil Cleaning Resid MF CZ10 VintAll | 0.19331 | 0.0018102 | 0.18533 | 140.4 | 421.2 | 0 | 0 | 0.18466 | 0 | 7.8027 | 0 | 0.18466 | 0 | 7.8027 | 0 | 2.4381 | 2.4381 | -0.041798 | -0.041798
267033-High Refrigerant Charge Adjustment (>= ±20% rated charge) Resid MF CZ10 Vint04 | 0.36782 | 0.0034444 | 0.35275 | 267.1438 | 2671.4376 | -0.16413 | -1.6413 | 0.26887 | 0.98982 | 8.4283 | 0.98982 | 0.27976 | 0.98982 | 8.4392 | 0.98982 | 5.0379 | 6.0263 | -0.041356 | -0.0413
267042-Residential Condensor Coil Cleaning Resid MF CZ10 VintAll | 0.19331 | 0.0018102 | 0.18533 | 140.4 | 421.2 | 0 | 0 | 0.18466 | 0 | 7.8027 | 0 | 0.18466 | 0 | 7.8027 | 0 | 2.4381 | 2.4381 | -0.041798 | -0.041798
267033-High Refrigerant Charge Adjustment (>= ±20% rated charge) Resid MF CZ10 Vint04 | 0.36782 | 0.0034444 | 0.35275 | 267.1438 | 2671.4376 | -0.16413 | -1.6413 | 0.26887 | 0.98982 | 8.4283 | 0.98982 | 0.27976 | 0.98982 | 8.4392 | 0.98982 | 5.0379 | 6.0263 | -0.041356 | -0.0413
267042-Residential Condensor Coil Cleaning Resid MF CZ10 VintAll | 0.19331 | 0.0018102 | 0.18533 | 140.4 | 421.2 | 0 | 0 | 0.18466 | 0 | 7.8027 | 0 | 0.18466 | 0 | 7.8027 | 0 | 2.4381 | 2.4381 | -0.041798 | -0.041798
267033-High Refrigerant Charge Adjustment (>= ±20% rated charge) Resid MF CZ10 Vint04 | 0.36782 | 0.0034444 | 0.35275 | 267.1438 | 2671.4376 | -0.16413 | -1.6413 | 0.26887 | 0.98982 | 8.4283 | 0.98982 | 0.27976 | 0.98982 | 8.4392 | 0.98982 | 5.0379 | 6.0263 | -0.041356 | -0.0413
267042-Residential Condensor Coil Cleaning Resid MF CZ10 VintAll | 0.19331 | 0.0018102 | 0.18533 | 140.4 | 421.2 | 0 | 0 | 0.18466 | 0 | 7.8027 | 0 | 0.18466 | 0 | 7.8027 | 0 | 2.4381 | 2.4381 | -0.041798 | -0.041798
267033-High Refrigerant Charge Adjustment (>= ±20% rated charge) Resid MF CZ10 Vint04 | 0.36782 | 0.0034444 | 0.35275 | 267.1438 | 2671.4376 | -0.16413 | -1.6413 | 0.26887 | 0.98982 | 8.4283 | 0.98982 | 0.27976 | 0.98982 | 8.4392 | 0.98982 | 5.0379 | 6.0263 | -0.041356 | -0.0413
267042-Residential Condensor Coil Cleaning Resid MF CZ10 VintAll | 0.19331 | 0.0018102 | 0.18533 | 140.4 | 421.2 | 0 | 0 | 0.18466 | 0 | 7.8027 | 0 | 0.18466 | 0 | 7.8027 | 0 | 2.4381 | 2.4381 | -0.041798 | -0.041798
267033-High Refrigerant Charge Adjustment (>= ±20% rated charge) Resid MF CZ10 Vint04 | 0.36782 | 0.0034444 | 0.35275 | 267.1438 | 2671.4376 | -0.16413 | -1.6413 | 0.26887 | 0.98982 | 8.4283 | 0.98982 | 0.27976 | 0.98982 | 8.4392 | 0.98982 | 5.0379 | 6.0263 | -0.041356 | -0.0413
267042-Residential Condensor Coil Cleaning Resid MF CZ10 VintAll | 0.19331 | 0.0018102 | 0.18533 | 140.4 | 421.2 | 0 | 0 | 0.18466 | 0 | 7.8027 | 0 | 0.18466 | 0 | 7.8027 | 0 | 2.4381 | 2.4381 | -0.041798 | -0.041798
267033-High Refrigerant Charge Adjustment (>= ±20% rated charge) Resid MF CZ10 Vint04 | 0.36782 | 0.0034444 | 0.35275 | 267.1438 | 2671.4376 | -0.16413 | -1.6413 | 0.26887 | 0.98982 | 8.4283 | 0.98982 | 0.27976 | 0.98982 | 8.4392 | 0.98982 | 5.0379 | 6.0263 | -0.041356 | -0.0413
267042-Residential Condensor Coil Cleaning Resid MF CZ10 VintAll | 0.19331 | 0.0018102 | 0.18533 | 140.4 | 421.2 | 0 | 0 | 0.18466 | 0 | 7.8027 | 0 | 0.18466 | 0 | 7.8027 | 0 | 2.4381 | 2.4381 | -0.041798 | -0.041798
267033-High Refrigerant Charge Adjustment (>= ±20% rated charge) Resid MF CZ10 Vint04 | 0.36782 | 0.0034444 | 0.35275 | 267.1438 | 2671.4376 | -0.16413 | -1.6413 | 0.26887 | 0.98982 | 8.4283 | 0.98982 | 0.27976 | 0.98982 | 8.4392 | 0.98982 | 5.0379 | 6.0263 | -0.041356 | -0.0413
267042-Residential Condensor Coil Cleaning Resid MF CZ10 VintAll | 0.19331 | 0.0018102 | 0.18533 | 140.4 | 421.2 | 0 | 0 | 0.18466 | 0 | 7.8027 | 0 | 0.18466 | 0 | 7.8027 | 0 | 2.4381 | 2.4381 | -0.041798 | -0.041798
267033-High Refrigerant Charge Adjustment (>= ±20% rated charge) Resid MF CZ10 Vint04 | 0.36782 | 0.0034444 | 0.35275 | 267.1438 | 2671.4376 | -0.16413 | -1.6413 | 0.26887 | 0.98982 | 8.4283 | 0.98982 | 0.27976 | 0.98982 | 8.4392 | 0.98982 | 5.0379 | 6.0263 | -0.041356 | -0.0413
267042-Residential Condensor Coil Cleaning Resid MF CZ10 VintAll | 0.19331 | 0.0018102 | 0.18533 | 140.4 | 421.2 | 0 | 0 | 0.18466 | 0 | 7.8027 | 0 | 0.18466 | 0 | 7.8027 | 0 | 2.4381 | 2.4381 | -0.041798 | -0.041798
267033-High Refrigerant Charge Adjustment (>= ±20% rated charge) Resid MF CZ10 Vint04 | 0.36782 | 0.0034444 | 0.35275 | 267.1438 | 2671.4376 | -0.16413 | -1.6413 | 0.26887 | 0.98982 | 8.4283 | 0.98982 | 0.27976 | 0.98982 | 8.4392 | 0.98982 | 5.0379 | 6.0263 | -0.041356 | -0.0413
267042-Residential Condensor Coil Cleaning Resid MF CZ10 VintAll | 0.19331 | 0.0018102 | 0.18533 | 140.4 | 421.2 | 0 | 0 | 0.18466 | 0 | 7.8027 | 0 | 0.18466 | 0 | 7.8027 | 0 | 2.4381 | 2.4381 | -0.041798 | -0.041798
267033-High Refrigerant Charge Adjustment (>= ±20% rated charge) Resid MF CZ10 Vint04 | 0.36782 | 0.0034444 | 0.35275 | 267.1438 | 2671.4376 | -0.16413 | -1.6413 | 0.26887 | 0.98982 | 8.4283 | 0.98982 | 0.27976 | 0.98982 | 8.4392 | 0.98982 | 5.0379 | 6.0263 | -0.041356 | -0.0413
267042-Residential Condensor Coil Cleaning Resid MF CZ10 VintAll | 0.19331 | 0.0018102 | 0.18533 | 140.4 | 421.2 | 0 | 0 | 0.18466 | 0 | 7.8027 | 0 | 0.18466 | 0 | 7.8027 | 0 | 2.4381 | 2.4381 | -0.041798 | -0.041798
267033-High Refrigerant Charge Adjustment (>= ±20% rated charge) Resid MF CZ10 Vint04 | 0.36782 | 0.0034444 | 0.35275 | 267.1438 | 2671.4376 | -0.16413 | -1.6413 | 0.26887 | 0.98982 | 8.4283 | 0.98982 | 0.27976 | 0.98982 | 8.4392 | 0.98982 | 5.0379 | 6.0263 | -0.041356 | -0.0413
267042-Residential Condensor Coil Cleaning Resid MF CZ10 VintAll | 0.19331 | 0.0018102 | 0.18533 | 140.4 | 421.2 | 0 | 0 | 0.18466 | 0 | 7.8027 | 0 | 0.18466 | 0 | 7.8027 | 0 | 2.4381 | 2.4381 | -0.041798 | -0.041798
267033-High Refrigerant Charge Adjustment (>= ±20% rated charge) Resid MF CZ10 Vint04 | 0.36782 | 0.0034444 | 0.35275 | 267.1438 | 2671.4376 | -0.16413 | -1.6413 | 0.26887 | 0.98982 | 8.4283 | 0.98982 | 0.27976 | 0.98982 | 8.4392 | 0.98982 | 5.0379 | 6.0263 | -0.041356 | -0.0413
267042-Residential Condensor Coil Cleaning Resid MF CZ10 VintAll | 0.19331 | 0.0018102 | 0.18533 | 140.4 | 421.2 | 0 | 0 | 0.18466 | 0 | 7.8027 | 0 | 0.18466 | 0 | 7.8027 | 0 | 2.4381 | 2.4381 | -0.041798 | -0.041798
267033-High Refrigerant Charge Adjustment (>= ±20% rated charge) Resid MF CZ10 Vint04 | 0.36782 | 0.0034444 | 0.35275 | 267.1438 | 2671.4376 | -0.16413 | -1.6413 | 0.26887 | 0.98982 | 8.4283 | 0.98982 | 0.27976 | 0.98982 | 8.4392 | 0.98982 | 5.0379 | 6.0263 | -0.041356 | -0.0413
267042-Residential Condensor Coil Cleaning Resid MF CZ10 VintAll | 0.19331 | 0.0018102 | 0.18533 | 140.4 | 421.2 | 0 | 0 | 0.18466 | 0 | 7.8027 | 0 | 0.18466 | 0 | 7.8027 | 0 | 2.4381 | 2.4381 | -0.041798 | -0.041798
267033-High Refrigerant Charge Adjustment (>= ±20% rated charge) Resid MF CZ10 Vint04 | 0.36782 | 0.0034444 | 0.35275 | 267.1438 | 2671.4376 | -0.16413 | -1.6413 | 0.26887 | 0.98982 | 8.4283 | 0.98982 | 0.27976 | 0.98982 | 8.4392 | 0.98982 | 5.0379 | 6.0263 | -0.041356 | -0.0413
267042-Residential Condensor Coil Cleaning Resid MF CZ10 VintAll | 0.19331 | 0.0018102 | 0.18533 | 140.4 | 421.2 | 0 | 0 | 0.18466 | 0 | 7.8027 | 0 | 0.18466 | 0 | 7.8027 | 0 | 2.4381 | 2.4381 | -0.041798 | -0.041798
267033-High Refrigerant Charge Adjustment (>= ±20% rated charge) Resid MF CZ10 Vint04 | 0.36782 | 0.0034444 | 0.35275 | 267.1438 | 2671.4376 | -0.16413 | -1.6413 | 0.26887 | 0.98982 | 8.4283 | 0.98982 | 0.27976 | 0.98982 | 8.4392 | 0.98982 | 5.0379 | 6.0263 | -0.041356 | -0.0413
267042-Residential Condensor Coil Cleaning Resid MF CZ10 VintAll | 0.19331 | 0.0018102 | 0.18533 | 140.4 | 421.2 | 0 | 0 | 0.18466 | 0 | 7.8027 | 0 | 0.18466 | 0 | 7.8027 | 0 | 2.4381 | 2.4381 | -0.041798 | -0.041798
267033-High Refrigerant Charge Adjustment (>= ±20% rated charge) Resid MF CZ10 Vint04 | 0.18391 | 0.0017222 | 0.17637 | 133.5719 | 1335.7188 | -0.082065 | -0.82065 | 0.26276 | 0.98982 | 8.4222 | 0.98982 | 0.25199 | 0.98982 | 8.4114 | 0.98982 | 4.6137 | 4.0175 | -0.041387 | -0.041442
267042-Residential Condensor Coil Cleaning Resid MF CZ10 VintAll | 0.19331 | 0.0018102 | 0.18533 | 140.4 | 421.2 | 0 | 0 | 0.18466 | 0 | 7.8027 | 0 | 0.18466 | 0 | 7.8027 | 0 | 2.4381 | 2.4381 | -0.041798 | -0.041798
267033-High Refrigerant Charge Adjustment (>= ±20% rated charge) Resid MF CZ10 Vint04 | 0.36782 | 0.0034444 | 0.35275 | 267.1438 | 2671.4376 | -0.16413 | -1.6413 | 0.26887 | 0.98982 | 8.4283 | 0.98982 | 0.27976 | 0.98982 | 8.4392 | 0.98982 | 5.0379 | 6.0263 | -0.041356 | -0.0413
267042-Residential Condensor Coil Cleaning Resid MF CZ10 VintAll | 0.19331 | 0.0018102 | 0.18533 | 140.4 | 421.2 | 0 | 0 | 0.18466 | 0 | 7.8027 | 0 | 0.18466 | 0 | 7.8027 | 0 | 2.4381 | 2.4381 | -0.041798 | -0.041798
267033-High Refrigerant Charge Adjustment (>= ±20% rated charge) Resid MF CZ10 Vint04 | 0.36782 | 0.0034444 | 0.35275 | 267.1438 | 2671.4376 | -0.16413 | -1.6413 | 0.26887 | 0.98982 | 8.4283 | 0.98982 | 0.27976 | 0.98982 | 8.4392 | 0.98982 | 5.0379 | 6.0263 | -0.041356 | -0.0413
267042-Residential Condensor Coil Cleaning Resid MF CZ10 VintAll | 0.19331 | 0.0018102 | 0.18533 | 140.4 | 421.2 | 0 | 0 | 0.18466 | 0 | 7.8027 | 0 | 0.18466 | 0 | 7.8027 | 0 | 2.4381 | 2.4381 | -0.041798 | -0.041798
267033-High Refrigerant Charge Adjustment (>= ±20% rated charge) Resid MF CZ10 Vint04 | 0.36782 | 0.0034444 | 0.35275 | 267.1438 | 2671.4376 | -0.16413 | -1.6413 | 0.26887 | 0.98982 | 8.4283 | 0.98982 | 0.27976 | 0.98982 | 8.4392 | 0.98982 | 5.0379 | 6.0263 | -0.041356 | -0.0413
267042-Residential Condensor Coil Cleaning Resid MF CZ10 VintAll | 0.19331 | 0.0018102 | 0.18533 | 140.4 | 421.2 | 0 | 0 | 0.18466 | 0 | 7.8027 | 0 | 0.18466 | 0 | 7.8027 | 0 | 2.4381 | 2.4381 | -0.041798 | -0.041798
267033-High Refrigerant Charge Adjustment (>= ±20% rated charge) Resid MF CZ10 Vint04 | 0.36782 | 0.0034444 | 0.35275 | 267.1438 | 2671.4376 | -0.16413 | -1.6413 | 0.26887 | 0.98982 | 8.4283 | 0.98982 | 0.27976 | 0.98982 | 8.4392 | 0.98982 | 5.0379 | 6.0263 | -0.041356 | -0.0413
267042-Residential Condensor Coil Cleaning Resid MF CZ10 VintAll | 0.19331 | 0.0018102 | 0.18533 | 140.4 | 421.2 | 0 | 0 | 0.18466 | 0 | 7.8027 | 0 | 0.18466 | 0 | 7.8027 | 0 | 2.4381 | 2.4381 | -0.041798 | -0.041798
267033-High Refrigerant Charge Adjustment (>= ±20% rated charge) Resid MF CZ10 Vint04 | 0.36782 | 0.0034444 | 0.35275 | 267.1438 | 2671.4376 | -0.16413 | -1.6413 | 0.26887 | 0.98982 | 8.4283 | 0.98982 | 0.27976 | 0.98982 | 8.4392 | 0.98982 | 5.0379 | 6.0263 | -0.041356 | -0.0413
267042-Residential Condensor Coil Cleaning Resid MF CZ10 VintAll | 0.19331 | 0.0018102 | 0.18533 | 140.4 | 421.2 | 0 | 0 | 0.18466 | 0 | 7.8027 | 0 | 0.18466 | 0 | 7.8027 | 0 | 2.4381 | 2.4381 | -0.041798 | -0.041798
267033-High Refrigerant Charge Adjustment (>= ±20% rated charge) Resid MF CZ10 Vint04 | 0.36782 | 0.0034444 | 0.35275 | 267.1438 | 2671.4376 | -0.16413 | -1.6413 | 0.26887 | 0.98982 | 8.4283 | 0.98982 | 0.27976 | 0.98982 | 8.4392 | 0.98982 | 5.0379 | 6.0263 | -0.041356 | -0.0413
267042-Residential Condensor Coil Cleaning Resid MF CZ10 VintAll | 0.19331 | 0.0018102 | 0.18533 | 140.4 | 421.2 | 0 | 0 | 0.18466 | 0 | 7.8027 | 0 | 0.18466 | 0 | 7.8027 | 0 | 2.4381 | 2.4381 | -0.041798 | -0.041798
267033-High Refrigerant Charge Adjustment (>= ±20% rated charge) Resid MF CZ10 Vint04 | 0.18391 | 0.0017222 | 0.17637 | 133.5719 | 1335.7188 | -0.082065 | -0.82065 | 0.26276 | 0.98982 | 8.4222 | 0.98982 | 0.25199 | 0.98982 | 8.4114 | 0.98982 | 4.6137 | 4.0175 | -0.041387 | -0.041442
267042-Residential Condensor Coil Cleaning Resid MF CZ10 VintAll | 0.19331 | 0.0018102 | 0.18533 | 140.4 | 421.2 | 0 | 0 | 0.18466 | 0 | 7.8027 | 0 | 0.18466 | 0 | 7.8027 | 0 | 2.4381 | 2.4381 | -0.041798 | -0.041798
267033-High Refrigerant Charge Adjustment (>= ±20% rated charge) Resid MF CZ10 Vint04 | 0.18391 | 0.0017222 | 0.17637 | 133.5719 | 1335.7188 | -0.082065 | -0.82065 | 0.26276 | 0.98982 | 8.4222 | 0.98982 | 0.25199 | 0.98982 | 8.4114 | 0.98982 | 4.6137 | 4.0175 | -0.041387 | -0.041442
267042-Residential Condensor Coil Cleaning Resid MF CZ10 VintAll | 0.19331 | 0.0018102 | 0.18533 | 140.4 | 421.2 | 0 | 0 | 0.18466 | 0 | 7.8027 | 0 | 0.18466 | 0 | 7.8027 | 0 | 2.4381 | 2.4381 | -0.041798 | -0.041798
267033-High Refrigerant Charge Adjustment (>= ±20% rated charge) Resid MF CZ10 Vint04 | 0.18391 | 0.0017222 | 0.17637 | 133.5719 | 1335.7188 | -0.082065 | -0.82065 | 0.26276 | 0.98982 | 8.4222 | 0.98982 | 0.25199 | 0.98982 | 8.4114 | 0.98982 | 4.6137 | 4.0175 | -0.041387 | -0.041442
267042-Residential Condensor Coil Cleaning Resid MF CZ10 VintAll | 0.19331 | 0.0018102 | 0.18533 | 140.4 | 421.2 | 0 | 0 | 0.18466 | 0 | 7.8027 | 0 | 0.18466 | 0 | 7.8027 | 0 | 2.4381 | 2.4381 | -0.041798 | -0.041798
267033-High Refrigerant Charge Adjustment (>= ±20% rated charge) Resid MF CZ10 Vint04 | 0.18391 | 0.0017222 | 0.17637 | 133.5719 | 1335.7188 | -0.082065 | -0.82065 | 0.26276 | 0.98982 | 8.4222 | 0.98982 | 0.25199 | 0.98982 | 8.4114 | 0.98982 | 4.6137 | 4.0175 | -0.041387 | -0.041442
267042-Residential Condensor Coil Cleaning Resid MF CZ10 VintAll | 0.19331 | 0.0018102 | 0.18533 | 140.4 | 421.2 | 0 | 0 | 0.18466 | 0 | 7.8027 | 0 | 0.18466 | 0 | 7.8027 | 0 | 2.4381 | 2.4381 | -0.041798 | -0.041798
267033-High Refrigerant Charge Adjustment (>= ±20% rated charge) Resid MF CZ10 Vint04 | 0.36782 | 0.0034444 | 0.35275 | 267.1438 | 2671.4376 | -0.16413 | -1.6413 | 0.26887 | 0.98982 | 8.4283 | 0.98982 | 0.27976 | 0.98982 | 8.4392 | 0.98982 | 5.0379 | 6.0263 | -0.041356 | -0.0413
267042-Residential Condensor Coil Cleaning Resid MF CZ10 VintAll | 0.19331 | 0.0018102 | 0.18533 | 140.4 | 421.2 | 0 | 0 | 0.18466 | 0 | 7.8027 | 0 | 0.18466 | 0 | 7.8027 | 0 | 2.4381 | 2.4381 | -0.041798 | -0.041798
267033-High Refrigerant Charge Adjustment (>= ±20% rated charge) Resid MF CZ10 Vint04 | 0.18391 | 0.0017222 | 0.17637 | 133.5719 | 1335.7188 | -0.082065 | -0.82065 | 0.26276 | 0.98982 | 8.4222 | 0.98982 | 0.25199 | 0.98982 | 8.4114 | 0.98982 | 4.6137 | 4.0175 | -0.041387 | -0.041442
267042-Residential Condensor Coil Cleaning Resid MF CZ10 VintAll | 0.19331 | 0.0018102 | 0.18533 | 140.4 | 421.2 | 0 | 0 | 0.18466 | 0 | 7.8027 | 0 | 0.18466 | 0 | 7.8027 | 0 | 2.4381 | 2.4381 | -0.041798 | -0.041798
267033-High Refrigerant Charge Adjustment (>= ±20% rated charge) Resid MF CZ10 Vint04 | 0.18391 | 0.0017222 | 0.17637 | 133.5719 | 1335.7188 | -0.082065 | -0.82065 | 0.26276 | 0.98982 | 8.4222 | 0.98982 | 0.25199 | 0.98982 | 8.4114 | 0.98982 | 4.6137 | 4.0175 | -0.041387 | -0.041442
267042-Residential Condensor Coil Cleaning Resid MF CZ10 VintAll | 0.19331 | 0.0018102 | 0.18533 | 140.4 | 421.2 | 0 | 0 | 0.18466 | 0 | 7.8027 | 0 | 0.18466 | 0 | 7.8027 | 0 | 2.4381 | 2.4381 | -0.041798 | -0.041798
267033-High Refrigerant Charge Adjustment (>= ±20% rated charge) Resid MF CZ10 Vint04 | 0.36782 | 0.0034444 | 0.35275 | 267.1438 | 2671.4376 | -0.16413 | -1.6413 | 0.26887 | 0.98982 | 8.4283 | 0.98982 | 0.27976 | 0.98982 | 8.4392 | 0.98982 | 5.0379 | 6.0263 | -0.041356 | -0.0413
267042-Residential Condensor Coil Cleaning Resid MF CZ10 VintAll | 0.19331 | 0.0018102 | 0.18533 | 140.4 | 421.2 | 0 | 0 | 0.18466 | 0 | 7.8027 | 0 | 0.18466 | 0 | 7.8027 | 0 | 2.4381 | 2.4381 | -0.041798 | -0.041798
267033-High Refrigerant Charge Adjustment (>= ±20% rated charge) Resid MF CZ10 Vint04 | 0.36782 | 0.0034444 | 0.35275 | 267.1438 | 2671.4376 | -0.16413 | -1.6413 | 0.26887 | 0.98982 | 8.4283 | 0.98982 | 0.27976 | 0.98982 | 8.4392 | 0.98982 | 5.0379 | 6.0263 | -0.041356 | -0.0413
267042-Residential Condensor Coil Cleaning Resid MF CZ10 VintAll | 0.19331 | 0.0018102 | 0.18533 | 140.4 | 421.2 | 0 | 0 | 0.18466 | 0 | 7.8027 | 0 | 0.18466 | 0 | 7.8027 | 0 | 2.4381 | 2.4381 | -0.041798 | -0.041798
267033-High Refrigerant Charge Adjustment (>= ±20% rated charge) Resid MF CZ10 Vint04 | 0.36782 | 0.0034444 | 0.35275 | 267.1438 | 2671.4376 | -0.16413 | -1.6413 | 0.26887 | 0.98982 | 8.4283 | 0.98982 | 0.27976 | 0.98982 | 8.4392 | 0.98982 | 5.0379 | 6.0263 | -0.041356 | -0.0413
267042-Residential Condensor Coil Cleaning Resid MF CZ10 VintAll | 0.19331 | 0.0018102 | 0.18533 | 140.4 | 421.2 | 0 | 0 | 0.18466 | 0 | 7.8027 | 0 | 0.18466 | 0 | 7.8027 | 0 | 2.4381 | 2.4381 | -0.041798 | -0.041798
267033-High Refrigerant Charge Adjustment (>= ±20% rated charge) Resid MF CZ10 Vint04 | 0.36782 | 0.0034444 | 0.35275 | 267.1438 | 2671.4376 | -0.16413 | -1.6413 | 0.26887 | 0.98982 | 8.4283 | 0.98982 | 0.27976 | 0.98982 | 8.4392 | 0.98982 | 5.0379 | 6.0263 | -0.041356 | -0.0413
267042-Residential Condensor Coil Cleaning Resid MF CZ10 VintAll | 0.19331 | 0.0018102 | 0.18533 | 140.4 | 421.2 | 0 | 0 | 0.18466 | 0 | 7.8027 | 0 | 0.18466 | 0 | 7.8027 | 0 | 2.4381 | 2.4381 | -0.041798 | -0.041798
267033-High Refrigerant Charge Adjustment (>= ±20% rated charge) Resid MF CZ10 Vint04 | 0.36782 | 0.0034444 | 0.35275 | 267.1438 | 2671.4376 | -0.16413 | -1.6413 | 0.26887 | 0.98982 | 8.4283 | 0.98982 | 0.27976 | 0.98982 | 8.4392 | 0.98982 | 5.0379 | 6.0263 | -0.041356 | -0.0413
267042-Residential Condensor Coil Cleaning Resid MF CZ10 VintAll | 0.19331 | 0.0018102 | 0.18533 | 140.4 | 421.2 | 0 | 0 | 0.18466 | 0 | 7.8027 | 0 | 0.18466 | 0 | 7.8027 | 0 | 2.4381 | 2.4381 | -0.041798 | -0.041798
267033-High Refrigerant Charge Adjustment (>= ±20% rated charge) Resid MF CZ10 Vint04 | 0.36782 | 0.0034444 | 0.35275 | 267.1438 | 2671.4376 | -0.16413 | -1.6413 | 0.26887 | 0.98982 | 8.4283 | 0.98982 | 0.27976 | 0.98982 | 8.4392 | 0.98982 | 5.0379 | 6.0263 | -0.041356 | -0.0413
267042-Residential Condensor Coil Cleaning Resid MF CZ10 VintAll | 0.19331 | 0.0018102 | 0.18533 | 140.4 | 421.2 | 0 | 0 | 0.18466 | 0 | 7.8027 | 0 | 0.18466 | 0 | 7.8027 | 0 | 2.4381 | 2.4381 | -0.041798 | -0.041798
267033-High Refrigerant Charge Adjustment (>= ±20% rated charge) Resid MF CZ10 Vint04 | 0.18391 | 0.0017222 | 0.17637 | 133.5719 | 1335.7188 | -0.082065 | -0.82065 | 0.26276 | 0.98982 | 8.4222 | 0.98982 | 0.25199 | 0.98982 | 8.4114 | 0.98982 | 4.6137 | 4.0175 | -0.041387 | -0.041442
267042-Residential Condensor Coil Cleaning Resid MF CZ10 VintAll | 0.19331 | 0.0018102 | 0.18533 | 140.4 | 421.2 | 0 | 0 | 0.18466 | 0 | 7.8027 | 0 | 0.18466 | 0 | 7.8027 | 0 | 2.4381 | 2.4381 | -0.041798 | -0.041798
267033-High Refrigerant Charge Adjustment (>= ±20% rated charge) Resid MF CZ10 Vint04 | 0.18391 | 0.0017222 | 0.17637 | 133.5719 | 1335.7188 | -0.082065 | -0.82065 | 0.26276 | 0.98982 | 8.4222 | 0.98982 | 0.25199 | 0.98982 | 8.4114 | 0.98982 | 4.6137 | 4.0175 | -0.041387 | -0.041442
267042-Residential Condensor Coil Cleaning Resid MF CZ10 VintAll | 0.19331 | 0.0018102 | 0.18533 | 140.4 | 421.2 | 0 | 0 | 0.18466 | 0 | 7.8027 | 0 | 0.18466 | 0 | 7.8027 | 0 | 2.4381 | 2.4381 | -0.041798 | -0.041798
267033-High Refrigerant Charge Adjustment (>= ±20% rated charge) Resid MF CZ10 Vint04 | 0.36782 | 0.0034444 | 0.35275 | 267.1438 | 2671.4376 | -0.16413 | -1.6413 | 0.26887 | 0.98982 | 8.4283 | 0.98982 | 0.27976 | 0.98982 | 8.4392 | 0.98982 | 5.0379 | 6.0263 | -0.041356 | -0.0413
267042-Residential Condensor Coil Cleaning Resid MF CZ10 VintAll | 0.19331 | 0.0018102 | 0.18533 | 140.4 | 421.2 | 0 | 0 | 0.18466 | 0 | 7.8027 | 0 | 0.18466 | 0 | 7.8027 | 0 | 2.4381 | 2.4381 | -0.041798 | -0.041798
267033-High Refrigerant Charge Adjustment (>= ±20% rated charge) Resid MF CZ10 Vint04 | 0.36782 | 0.0034444 | 0.35275 | 267.1438 | 2671.4376 | -0.16413 | -1.6413 | 0.26887 | 0.98982 | 8.4283 | 0.98982 | 0.27976 | 0.98982 | 8.4392 | 0.98982 | 5.0379 | 6.0263 | -0.041356 | -0.0413
267042-Residential Condensor Coil Cleaning Resid MF CZ10 VintAll | 0.19331 | 0.0018102 | 0.18533 | 140.4 | 421.2 | 0 | 0 | 0.18466 | 0 | 7.8027 | 0 | 0.18466 | 0 | 7.8027 | 0 | 2.4381 | 2.4381 | -0.041798 | -0.041798
267033-High Refrigerant Charge Adjustment (>= ±20% rated charge) Resid MF CZ10 Vint04 | 0.36782 | 0.0034444 | 0.35275 | 267.1438 | 2671.4376 | -0.16413 | -1.6413 | 0.26887 | 0.98982 | 8.4283 | 0.98982 | 0.27976 | 0.98982 | 8.4392 | 0.98982 | 5.0379 | 6.0263 | -0.041356 | -0.0413
267042-Residential Condensor Coil Cleaning Resid MF CZ10 VintAll | 0.19331 | 0.0018102 | 0.18533 | 140.4 | 421.2 | 0 | 0 | 0.18466 | 0 | 7.8027 | 0 | 0.18466 | 0 | 7.8027 | 0 | 2.4381 | 2.4381 | -0.041798 | -0.041798
267033-High Refrigerant Charge Adjustment (>= ±20% rated charge) Resid MF CZ10 Vint04 | 0.36782 | 0.0034444 | 0.35275 | 267.1438 | 2671.4376 | -0.16413 | -1.6413 | 0.26887 | 0.98982 | 8.4283 | 0.98982 | 0.27976 | 0.98982 | 8.4392 | 0.98982 | 5.0379 | 6.0263 | -0.041356 | -0.0413
267042-Residential Condensor Coil Cleaning Resid MF CZ10 VintAll | 0.19331 | 0.0018102 | 0.18533 | 140.4 | 421.2 | 0 | 0 | 0.18466 | 0 | 7.8027 | 0 | 0.18466 | 0 | 7.8027 | 0 | 2.4381 | 2.4381 | -0.041798 | -0.041798
267033-High Refrigerant Charge Adjustment (>= ±20% rated charge) Resid MF CZ10 Vint04 | 0.36782 | 0.0034444 | 0.35275 | 267.1438 | 2671.4376 | -0.16413 | -1.6413 | 0.26887 | 0.98982 | 8.4283 | 0.98982 | 0.27976 | 0.98982 | 8.4392 | 0.98982 | 5.0379 | 6.0263 | -0.041356 | -0.0413
267042-Residential Condensor Coil Cleaning Resid MF CZ10 VintAll | 0.19331 | 0.0018102 | 0.18533 | 140.4 | 421.2 | 0 | 0 | 0.18466 | 0 | 7.8027 | 0 | 0.18466 | 0 | 7.8027 | 0 | 2.4381 | 2.4381 | -0.041798 | -0.041798
267033-High Refrigerant Charge Adjustment (>= ±20% rated charge) Resid MF CZ10 Vint04 | 0.36782 | 0.0034444 | 0.35275 | 267.1438 | 2671.4376 | -0.16413 | -1.6413 | 0.26581 | 0.98982 | 8.4253 | 0.98982 | 0.26588 | 0.98982 | 8.4253 | 0.98982 | 4.8165 | 4.821 | -0.041372 | -0.041371
267042-Residential Condensor Coil Cleaning Resid MF CZ10 VintAll | 0.19331 | 0.0018102 | 0.18533 | 140.4 | 421.2 | 0 | 0 | 0.18466 | 0 | 7.8027 | 0 | 0.18466 | 0 | 7.8027 | 0 | 2.4381 | 2.4381 | -0.041798 | -0.041798
267033-High Refrigerant Charge Adjustment (>= ±20% rated charge) Resid MF CZ10 Vint04 | 0.36782 | 0.0034444 | 0.35275 | 267.1438 | 2671.4376 | -0.16413 | -1.6413 | 0.26887 | 0.98982 | 8.4283 | 0.98982 | 0.27976 | 0.98982 | 8.4392 | 0.98982 | 5.0379 | 6.0263 | -0.041356 | -0.0413
267042-Residential Condensor Coil Cleaning Resid MF CZ10 VintAll | 0.19331 | 0.0018102 | 0.18533 | 140.4 | 421.2 | 0 | 0 | 0.18466 | 0 | 7.8027 | 0 | 0.18466 | 0 | 7.8027 | 0 | 2.4381 | 2.4381 | -0.041798 | -0.041798
267033-High Refrigerant Charge Adjustment (>= ±20% rated charge) Resid MF CZ10 Vint04 | 0.36782 | 0.0034444 | 0.35275 | 267.1438 | 2671.4376 | -0.16413 | -1.6413 | 0.26887 | 0.98982 | 8.4283 | 0.98982 | 0.27976 | 0.98982 | 8.4392 | 0.98982 | 5.0379 | 6.0263 | -0.041356 | -0.0413
267042-Residential Condensor Coil Cleaning Resid MF CZ10 VintAll | 0.19331 | 0.0018102 | 0.18533 | 140.4 | 421.2 | 0 | 0 | 0.18466 | 0 | 7.8027 | 0 | 0.18466 | 0 | 7.8027 | 0 | 2.4381 | 2.4381 | -0.041798 | -0.041798
267033-High Refrigerant Charge Adjustment (>= ±20% rated charge) Resid MF CZ10 Vint04 | 0.36782 | 0.0034444 | 0.35275 | 267.1438 | 2671.4376 | -0.16413 | -1.6413 | 0.26887 | 0.98982 | 8.4283 | 0.98982 | 0.27976 | 0.98982 | 8.4392 | 0.98982 | 5.0379 | 6.0263 | -0.041356 | -0.0413
267042-Residential Condensor Coil Cleaning Resid MF CZ10 VintAll | 0.19331 | 0.0018102 | 0.18533 | 140.4 | 421.2 | 0 | 0 | 0.18466 | 0 | 7.8027 | 0 | 0.18466 | 0 | 7.8027 | 0 | 2.4381 | 2.4381 | -0.041798 | -0.041798
267033-High Refrigerant Charge Adjustment (>= ±20% rated charge) Resid MF CZ10 Vint04 | 0.36782 | 0.0034444 | 0.35275 | 267.1438 | 2671.4376 | -0.16413 | -1.6413 | 0.26887 | 0.98982 | 8.4283 | 0.98982 | 0.27976 | 0.98982 | 8.4392 | 0.98982 | 5.0379 | 6.0263 | -0.041356 | -0.0413
267042-Residential Condensor Coil Cleaning Resid MF CZ10 VintAll | 0.19331 | 0.0018102 | 0.18533 | 140.4 | 421.2 | 0 | 0 | 0.18466 | 0 | 7.8027 | 0 | 0.18466 | 0 | 7.8027 | 0 | 2.4381 | 2.4381 | -0.041798 | -0.041798
267033-High Refrigerant Charge Adjustment (>= ±20% rated charge) Resid MF CZ10 Vint04 | 0.36782 | 0.0034444 | 0.35275 | 267.1438 | 2671.4376 | -0.16413 | -1.6413 | 0.26887 | 0.98982 | 8.4283 | 0.98982 | 0.27976 | 0.98982 | 8.4392 | 0.98982 | 5.0379 | 6.0263 | -0.041356 | -0.0413
267042-Residential Condensor Coil Cleaning Resid MF CZ10 VintAll | 0.19331 | 0.0018102 | 0.18533 | 140.4 | 421.2 | 0 | 0 | 0.18466 | 0 | 7.8027 | 0 | 0.18466 | 0 | 7.8027 | 0 | 2.4381 | 2.4381 | -0.041798 | -0.041798
267033-High Refrigerant Charge Adjustment (>= ±20% rated charge) Resid MF CZ10 Vint04 | 0.36782 | 0.0034444 | 0.35275 | 267.1438 | 2671.4376 | -0.16413 | -1.6413 | 0.26887 | 0.98982 | 8.4283 | 0.98982 | 0.27976 | 0.98982 | 8.4392 | 0.98982 | 5.0379 | 6.0263 | -0.041356 | -0.0413
267042-Residential Condensor Coil Cleaning Resid MF CZ10 VintAll | 0.19331 | 0.0018102 | 0.18533 | 140.4 | 421.2 | 0 | 0 | 0.18466 | 0 | 7.8027 | 0 | 0.18466 | 0 | 7.8027 | 0 | 2.4381 | 2.4381 | -0.041798 | -0.041798
267033-High Refrigerant Charge Adjustment (>= ±20% rated charge) Resid MF CZ10 Vint04 | 0.36782 | 0.0034444 | 0.35275 | 267.1438 | 2671.4376 | -0.16413 | -1.6413 | 0.26581 | 0.98982 | 8.4253 | 0.98982 | 0.26588 | 0.98982 | 8.4253 | 0.98982 | 4.8165 | 4.821 | -0.041372 | -0.041371
267042-Residential Condensor Coil Cleaning Resid MF CZ10 VintAll | 0.19331 | 0.0018102 | 0.18533 | 140.4 | 421.2 | 0 | 0 | 0.18466 | 0 | 7.8027 | 0 | 0.18466 | 0 | 7.8027 | 0 | 2.4381 | 2.4381 | -0.041798 | -0.041798
267033-High Refrigerant Charge Adjustment (>= ±20% rated charge) Resid MF CZ10 Vint04 | 0.36782 | 0.0034444 | 0.35275 | 267.1438 | 2671.4376 | -0.16413 | -1.6413 | 0.26887 | 0.98982 | 8.4283 | 0.98982 | 0.27976 | 0.98982 | 8.4392 | 0.98982 | 5.0379 | 6.0263 | -0.041356 | -0.0413
267042-Residential Condensor Coil Cleaning Resid MF CZ10 VintAll | 0.19331 | 0.0018102 | 0.18533 | 140.4 | 421.2 | 0 | 0 | 0.18466 | 0 | 7.8027 | 0 | 0.18466 | 0 | 7.8027 | 0 | 2.4381 | 2.4381 | -0.041798 | -0.041798
267033-High Refrigerant Charge Adjustment (>= ±20% rated charge) Resid MF CZ10 Vint04 | 0.36782 | 0.0034444 | 0.35275 | 267.1438 | 2671.4376 | -0.16413 | -1.6413 | 0.26887 | 0.98982 | 8.4283 | 0.98982 | 0.27976 | 0.98982 | 8.4392 | 0.98982 | 5.0379 | 6.0263 | -0.041356 | -0.0413
267042-Residential Condensor Coil Cleaning Resid MF CZ10 VintAll | 0.19331 | 0.0018102 | 0.18533 | 140.4 | 421.2 | 0 | 0 | 0.18466 | 0 | 7.8027 | 0 | 0.18466 | 0 | 7.8027 | 0 | 2.4381 | 2.4381 | -0.041798 | -0.041798
267033-High Refrigerant Charge Adjustment (>= ±20% rated charge) Resid MF CZ10 Vint04 | 0.36782 | 0.0034444 | 0.35275 | 267.1438 | 2671.4376 | -0.16413 | -1.6413 | 0.26887 | 0.98982 | 8.4283 | 0.98982 | 0.27976 | 0.98982 | 8.4392 | 0.98982 | 5.0379 | 6.0263 | -0.041356 | -0.0413
267042-Residential Condensor Coil Cleaning Resid MF CZ10 VintAll | 0.19331 | 0.0018102 | 0.18533 | 140.4 | 421.2 | 0 | 0 | 0.18466 | 0 | 7.8027 | 0 | 0.18466 | 0 | 7.8027 | 0 | 2.4381 | 2.4381 | -0.041798 | -0.041798
267033-High Refrigerant Charge Adjustment (>= ±20% rated charge) Resid MF CZ10 Vint04 | 0.36782 | 0.0034444 | 0.35275 | 267.1438 | 2671.4376 | -0.16413 | -1.6413 | 0.26887 | 0.98982 | 8.4283 | 0.98982 | 0.27976 | 0.98982 | 8.4392 | 0.98982 | 5.0379 | 6.0263 | -0.041356 | -0.0413
267042-Residential Condensor Coil Cleaning Resid MF CZ10 VintAll | 0.19331 | 0.0018102 | 0.18533 | 140.4 | 421.2 | 0 | 0 | 0.18466 | 0 | 7.8027 | 0 | 0.18466 | 0 | 7.8027 | 0 | 2.4381 | 2.4381 | -0.041798 | -0.041798
267033-High Refrigerant Charge Adjustment (>= ±20% rated charge) Resid MF CZ10 Vint04 | 0.36782 | 0.0034444 | 0.35275 | 267.1438 | 2671.4376 | -0.16413 | -1.6413 | 0.26887 | 0.98982 | 8.4283 | 0.98982 | 0.27976 | 0.98982 | 8.4392 | 0.98982 | 5.0379 | 6.0263 | -0.041356 | -0.0413
267042-Residential Condensor Coil Cleaning Resid MF CZ10 VintAll | 0.19331 | 0.0018102 | 0.18533 | 140.4 | 421.2 | 0 | 0 | 0.18466 | 0 | 7.8027 | 0 | 0.18466 | 0 | 7.8027 | 0 | 2.4381 | 2.4381 | -0.041798 | -0.041798
267033-High Refrigerant Charge Adjustment (>= ±20% rated charge) Resid MF CZ10 Vint04 | 0.36782 | 0.0034444 | 0.35275 | 267.1438 | 2671.4376 | -0.16413 | -1.6413 | 0.26887 | 0.98982 | 8.4283 | 0.98982 | 0.27976 | 0.98982 | 8.4392 | 0.98982 | 5.0379 | 6.0263 | -0.041356 | -0.0413
267042-Residential Condensor Coil Cleaning Resid MF CZ10 VintAll | 0.19331 | 0.0018102 | 0.18533 | 140.4 | 421.2 | 0 | 0 | 0.18466 | 0 | 7.8027 | 0 | 0.18466 | 0 | 7.8027 | 0 | 2.4381 | 2.4381 | -0.041798 | -0.041798
267033-High Refrigerant Charge Adjustment (>= ±20% rated charge) Resid MF CZ10 Vint04 | 0.36782 | 0.0034444 | 0.35275 | 267.1438 | 2671.4376 | -0.16413 | -1.6413 | 0.26887 | 0.98982 | 8.4283 | 0.98982 | 0.27976 | 0.98982 | 8.4392 | 0.98982 | 5.0379 | 6.0263 | -0.041356 | -0.0413
267042-Residential Condensor Coil Cleaning Resid MF CZ10 VintAll | 0.19331 | 0.0018102 | 0.18533 | 140.4 | 421.2 | 0 | 0 | 0.18466 | 0 | 7.8027 | 0 | 0.18466 | 0 | 7.8027 | 0 | 2.4381 | 2.4381 | -0.041798 | -0.041798
267033-High Refrigerant Charge Adjustment (>= ±20% rated charge) Resid MF CZ10 Vint04 | 0.36782 | 0.0034444 | 0.35275 | 267.1438 | 2671.4376 | -0.16413 | -1.6413 | 0.26887 | 0.98982 | 8.4283 | 0.98982 | 0.27976 | 0.98982 | 8.4392 | 0.98982 | 5.0379 | 6.0263 | -0.041356 | -0.0413
267042-Residential Condensor Coil Cleaning Resid MF CZ10 VintAll | 0.19331 | 0.0018102 | 0.18533 | 140.4 | 421.2 | 0 | 0 | 0.18466 | 0 | 7.8027 | 0 | 0.18466 | 0 | 7.8027 | 0 | 2.4381 | 2.4381 | -0.041798 | -0.041798
267033-High Refrigerant Charge Adjustment (>= ±20% rated charge) Resid MF CZ10 Vint04 | 0.36782 | 0.0034444 | 0.35275 | 267.1438 | 2671.4376 | -0.16413 | -1.6413 | 0.26887 | 0.98982 | 8.4283 | 0.98982 | 0.27976 | 0.98982 | 8.4392 | 0.98982 | 5.0379 | 6.0263 | -0.041356 | -0.0413
267042-Residential Condensor Coil Cleaning Resid MF CZ10 VintAll | 0.19331 | 0.0018102 | 0.18533 | 140.4 | 421.2 | 0 | 0 | 0.18466 | 0 | 7.8027 | 0 | 0.18466 | 0 | 7.8027 | 0 | 2.4381 | 2.4381 | -0.041798 | -0.041798
267033-High Refrigerant Charge Adjustment (>= ±20% rated charge) Resid MF CZ10 Vint04 | 0.36782 | 0.0034444 | 0.35275 | 267.1438 | 2671.4376 | -0.16413 | -1.6413 | 0.26887 | 0.98982 | 8.4283 | 0.98982 | 0.27976 | 0.98982 | 8.4392 | 0.98982 | 5.0379 | 6.0263 | -0.041356 | -0.0413
267042-Residential Condensor Coil Cleaning Resid MF CZ10 VintAll | 0.19331 | 0.0018102 | 0.18533 | 140.4 | 421.2 | 0 | 0 | 0.18466 | 0 | 7.8027 | 0 | 0.18466 | 0 | 7.8027 | 0 | 2.4381 | 2.4381 | -0.041798 | -0.041798
267033-High Refrigerant Charge Adjustment (>= ±20% rated charge) Resid MF CZ10 Vint04 | 0.36782 | 0.0034444 | 0.35275 | 267.1438 | 2671.4376 | -0.16413 | -1.6413 | 0.26887 | 0.98982 | 8.4283 | 0.98982 | 0.27976 | 0.98982 | 8.4392 | 0.98982 | 5.0379 | 6.0263 | -0.041356 | -0.0413
267042-Residential Condensor Coil Cleaning Resid MF CZ10 VintAll | 0.19331 | 0.0018102 | 0.18533 | 140.4 | 421.2 | 0 | 0 | 0.18466 | 0 | 7.8027 | 0 | 0.18466 | 0 | 7.8027 | 0 | 2.4381 | 2.4381 | -0.041798 | -0.041798
267033-High Refrigerant Charge Adjustment (>= ±20% rated charge) Resid MF CZ10 Vint04 | 0.18391 | 0.0017222 | 0.17637 | 133.5719 | 1335.7188 | -0.082065 | -0.82065 | 0.26276 | 0.98982 | 8.4222 | 0.98982 | 0.25199 | 0.98982 | 8.4114 | 0.98982 | 4.6137 | 4.0175 | -0.041387 | -0.041442
267042-Residential Condensor Coil Cleaning Resid MF CZ10 VintAll | 0.19331 | 0.0018102 | 0.18533 | 140.4 | 421.2 | 0 | 0 | 0.18466 | 0 | 7.8027 | 0 | 0.18466 | 0 | 7.8027 | 0 | 2.4381 | 2.4381 | -0.041798 | -0.041798
267033-High Refrigerant Charge Adjustment (>= ±20% rated charge) Resid MF CZ10 Vint04 | 0.18391 | 0.0017222 | 0.17637 | 133.5719 | 1335.7188 | -0.082065 | -0.82065 | 0.26276 | 0.98982 | 8.4222 | 0.98982 | 0.25199 | 0.98982 | 8.4114 | 0.98982 | 4.6137 | 4.0175 | -0.041387 | -0.041442
267042-Residential Condensor Coil Cleaning Resid MF CZ10 VintAll | 0.19331 | 0.0018102 | 0.18533 | 140.4 | 421.2 | 0 | 0 | 0.18466 | 0 | 7.8027 | 0 | 0.18466 | 0 | 7.8027 | 0 | 2.4381 | 2.4381 | -0.041798 | -0.041798
267033-High Refrigerant Charge Adjustment (>= ±20% rated charge) Resid MF CZ10 Vint04 | 0.36782 | 0.0034444 | 0.35275 | 267.1438 | 2671.4376 | -0.16413 | -1.6413 | 0.26887 | 0.98982 | 8.4283 | 0.98982 | 0.27976 | 0.98982 | 8.4392 | 0.98982 | 5.0379 | 6.0263 | -0.041356 | -0.0413
267042-Residential Condensor Coil Cleaning Resid MF CZ10 VintAll | 0.19331 | 0.0018102 | 0.18533 | 140.4 | 421.2 | 0 | 0 | 0.18466 | 0 | 7.8027 | 0 | 0.18466 | 0 | 7.8027 | 0 | 2.4381 | 2.4381 | -0.041798 | -0.041798
267033-High Refrigerant Charge Adjustment (>= ±20% rated charge) Resid MF CZ10 Vint04 | 0.18391 | 0.0017222 | 0.17637 | 133.5719 | 1335.7188 | -0.082065 | -0.82065 | 0.26276 | 0.98982 | 8.4222 | 0.98982 | 0.25199 | 0.98982 | 8.4114 | 0.98982 | 4.6137 | 4.0175 | -0.041387 | -0.041442
267042-Residential Condensor Coil Cleaning Resid MF CZ10 VintAll | 0.19331 | 0.0018102 | 0.18533 | 140.4 | 421.2 | 0 | 0 | 0.18466 | 0 | 7.8027 | 0 | 0.18466 | 0 | 7.8027 | 0 | 2.4381 | 2.4381 | -0.041798 | -0.041798
267033-High Refrigerant Charge Adjustment (>= ±20% rated charge) Resid MF CZ10 Vint04 | 0.18391 | 0.0017222 | 0.17637 | 133.5719 | 1335.7188 | -0.082065 | -0.82065 | 0.26276 | 0.98982 | 8.4222 | 0.98982 | 0.25199 | 0.98982 | 8.4114 | 0.98982 | 4.6137 | 4.0175 | -0.041387 | -0.041442
267042-Residential Condensor Coil Cleaning Resid MF CZ10 VintAll | 0.19331 | 0.0018102 | 0.18533 | 140.4 | 421.2 | 0 | 0 | 0.18466 | 0 | 7.8027 | 0 | 0.18466 | 0 | 7.8027 | 0 | 2.4381 | 2.4381 | -0.041798 | -0.041798
267033-High Refrigerant Charge Adjustment (>= ±20% rated charge) Resid MF CZ10 Vint04 | 0.36782 | 0.0034444 | 0.35275 | 267.1438 | 2671.4376 | -0.16413 | -1.6413 | 0.26887 | 0.98982 | 8.4283 | 0.98982 | 0.27976 | 0.98982 | 8.4392 | 0.98982 | 5.0379 | 6.0263 | -0.041356 | -0.0413
267042-Residential Condensor Coil Cleaning Resid MF CZ10 VintAll | 0.19331 | 0.0018102 | 0.18533 | 140.4 | 421.2 | 0 | 0 | 0.18466 | 0 | 7.8027 | 0 | 0.18466 | 0 | 7.8027 | 0 | 2.4381 | 2.4381 | -0.041798 | -0.041798
267033-High Refrigerant Charge Adjustment (>= ±20% rated charge) Resid MF CZ10 Vint04 | 0.36782 | 0.0034444 | 0.35275 | 267.1438 | 2671.4376 | -0.16413 | -1.6413 | 0.26887 | 0.98982 | 8.4283 | 0.98982 | 0.27976 | 0.98982 | 8.4392 | 0.98982 | 5.0379 | 6.0263 | -0.041356 | -0.0413
267042-Residential Condensor Coil Cleaning Resid MF CZ10 VintAll | 0.19331 | 0.0018102 | 0.18533 | 140.4 | 421.2 | 0 | 0 | 0.18466 | 0 | 7.8027 | 0 | 0.18466 | 0 | 7.8027 | 0 | 2.4381 | 2.4381 | -0.041798 | -0.041798
267033-High Refrigerant Charge Adjustment (>= ±20% rated charge) Resid MF CZ10 Vint04 | 0.36782 | 0.0034444 | 0.35275 | 267.1438 | 2671.4376 | -0.16413 | -1.6413 | 0.26887 | 0.98982 | 8.4283 | 0.98982 | 0.27976 | 0.98982 | 8.4392 | 0.98982 | 5.0379 | 6.0263 | -0.041356 | -0.0413
267042-Residential Condensor Coil Cleaning Resid MF CZ10 VintAll | 0.19331 | 0.0018102 | 0.18533 | 140.4 | 421.2 | 0 | 0 | 0.18466 | 0 | 7.8027 | 0 | 0.18466 | 0 | 7.8027 | 0 | 2.4381 | 2.4381 | -0.041798 | -0.041798
267033-High Refrigerant Charge Adjustment (>= ±20% rated charge) Resid MF CZ10 Vint04 | 0.36782 | 0.0034444 | 0.35275 | 267.1438 | 2671.4376 | -0.16413 | -1.6413 | 0.26887 | 0.98982 | 8.4283 | 0.98982 | 0.27976 | 0.98982 | 8.4392 | 0.98982 | 5.0379 | 6.0263 | -0.041356 | -0.0413
267042-Residential Condensor Coil Cleaning Resid MF CZ10 VintAll | 0.19331 | 0.0018102 | 0.18533 | 140.4 | 421.2 | 0 | 0 | 0.18466 | 0 | 7.8027 | 0 | 0.18466 | 0 | 7.8027 | 0 | 2.4381 | 2.4381 | -0.041798 | -0.041798
267033-High Refrigerant Charge Adjustment (>= ±20% rated charge) Resid MF CZ10 Vint04 | 0.36782 | 0.0034444 | 0.35275 | 267.1438 | 2671.4376 | -0.16413 | -1.6413 | 0.26887 | 0.98982 | 8.4283 | 0.98982 | 0.27976 | 0.98982 | 8.4392 | 0.98982 | 5.0379 | 6.0263 | -0.041356 | -0.0413
267042-Residential Condensor Coil Cleaning Resid MF CZ10 VintAll | 0.19331 | 0.0018102 | 0.18533 | 140.4 | 421.2 | 0 | 0 | 0.18466 | 0 | 7.8027 | 0 | 0.18466 | 0 | 7.8027 | 0 | 2.4381 | 2.4381 | -0.041798 | -0.041798
267033-High Refrigerant Charge Adjustment (>= ±20% rated charge) Resid MF CZ10 Vint04 | 0.36782 | 0.0034444 | 0.35275 | 267.1438 | 2671.4376 | -0.16413 | -1.6413 | 0.26887 | 0.98982 | 8.4283 | 0.98982 | 0.27976 | 0.98982 | 8.4392 | 0.98982 | 5.0379 | 6.0263 | -0.041356 | -0.0413
267042-Residential Condensor Coil Cleaning Resid MF CZ10 VintAll | 0.19331 | 0.0018102 | 0.18533 | 140.4 | 421.2 | 0 | 0 | 0.18466 | 0 | 7.8027 | 0 | 0.18466 | 0 | 7.8027 | 0 | 2.4381 | 2.4381 | -0.041798 | -0.041798
267033-High Refrigerant Charge Adjustment (>= ±20% rated charge) Resid MF CZ10 Vint04 | 0.36782 | 0.0034444 | 0.35275 | 267.1438 | 2671.4376 | -0.16413 | -1.6413 | 0.26887 | 0.98982 | 8.4283 | 0.98982 | 0.27976 | 0.98982 | 8.4392 | 0.98982 | 5.0379 | 6.0263 | -0.041356 | -0.0413
267042-Residential Condensor Coil Cleaning Resid MF CZ10 VintAll | 0.19331 | 0.0018102 | 0.18533 | 140.4 | 421.2 | 0 | 0 | 0.18466 | 0 | 7.8027 | 0 | 0.18466 | 0 | 7.8027 | 0 | 2.4381 | 2.4381 | -0.041798 | -0.041798
267033-High Refrigerant Charge Adjustment (>= ±20% rated charge) Resid MF CZ10 Vint04 | 0.36782 | 0.0034444 | 0.35275 | 267.1438 | 2671.4376 | -0.16413 | -1.6413 | 0.26887 | 0.98982 | 8.4283 | 0.98982 | 0.27976 | 0.98982 | 8.4392 | 0.98982 | 5.0379 | 6.0263 | -0.041356 | -0.0413
267042-Residential Condensor Coil Cleaning Resid MF CZ10 VintAll | 0.19331 | 0.0018102 | 0.18533 | 140.4 | 421.2 | 0 | 0 | 0.18466 | 0 | 7.8027 | 0 | 0.18466 | 0 | 7.8027 | 0 | 2.4381 | 2.4381 | -0.041798 | -0.041798
267033-High Refrigerant Charge Adjustment (>= ±20% rated charge) Resid MF CZ10 Vint04 | 0.36782 | 0.0034444 | 0.35275 | 267.1438 | 2671.4376 | -0.16413 | -1.6413 | 0.26887 | 0.98982 | 8.4283 | 0.98982 | 0.27976 | 0.98982 | 8.4392 | 0.98982 | 5.0379 | 6.0263 | -0.041356 | -0.0413
267042-Residential Condensor Coil Cleaning Resid MF CZ10 VintAll | 0.19331 | 0.0018102 | 0.18533 | 140.4 | 421.2 | 0 | 0 | 0.18466 | 0 | 7.8027 | 0 | 0.18466 | 0 | 7.8027 | 0 | 2.4381 | 2.4381 | -0.041798 | -0.041798
267033-High Refrigerant Charge Adjustment (>= ±20% rated charge) Resid MF CZ10 Vint04 | 0.18391 | 0.0017222 | 0.17637 | 133.5719 | 1335.7188 | -0.082065 | -0.82065 | 0.26276 | 0.98982 | 8.4222 | 0.98982 | 0.25199 | 0.98982 | 8.4114 | 0.98982 | 4.6137 | 4.0175 | -0.041387 | -0.041442
267042-Residential Condensor Coil Cleaning Resid MF CZ10 VintAll | 0.19331 | 0.0018102 | 0.18533 | 140.4 | 421.2 | 0 | 0 | 0.18466 | 0 | 7.8027 | 0 | 0.18466 | 0 | 7.8027 | 0 | 2.4381 | 2.4381 | -0.041798 | -0.041798
267033-High Refrigerant Charge Adjustment (>= ±20% rated charge) Resid MF CZ10 Vint04 | 0.36782 | 0.0034444 | 0.35275 | 267.1438 | 2671.4376 | -0.16413 | -1.6413 | 0.26887 | 0.98982 | 8.4283 | 0.98982 | 0.27976 | 0.98982 | 8.4392 | 0.98982 | 5.0379 | 6.0263 | -0.041356 | -0.0413
267042-Residential Condensor Coil Cleaning Resid MF CZ10 VintAll | 0.19331 | 0.0018102 | 0.18533 | 140.4 | 421.2 | 0 | 0 | 0.18466 | 0 | 7.8027 | 0 | 0.18466 | 0 | 7.8027 | 0 | 2.4381 | 2.4381 | -0.041798 | -0.041798
267033-High Refrigerant Charge Adjustment (>= ±20% rated charge) Resid MF CZ10 Vint04 | 0.18391 | 0.0017222 | 0.17637 | 133.5719 | 1335.7188 | -0.082065 | -0.82065 | 0.26276 | 0.98982 | 8.4222 | 0.98982 | 0.25199 | 0.98982 | 8.4114 | 0.98982 | 4.6137 | 4.0175 | -0.041387 | -0.041442
267042-Residential Condensor Coil Cleaning Resid MF CZ10 VintAll | 0.19331 | 0.0018102 | 0.18533 | 140.4 | 421.2 | 0 | 0 | 0.18466 | 0 | 7.8027 | 0 | 0.18466 | 0 | 7.8027 | 0 | 2.4381 | 2.4381 | -0.041798 | -0.041798
267033-High Refrigerant Charge Adjustment (>= ±20% rated charge) Resid MF CZ10 Vint04 | 0.36782 | 0.0034444 | 0.35275 | 267.1438 | 2671.4376 | -0.16413 | -1.6413 | 0.26887 | 0.98982 | 8.4283 | 0.98982 | 0.27976 | 0.98982 | 8.4392 | 0.98982 | 5.0379 | 6.0263 | -0.041356 | -0.0413
267042-Residential Condensor Coil Cleaning Resid MF CZ10 VintAll | 0.19331 | 0.0018102 | 0.18533 | 140.4 | 421.2 | 0 | 0 | 0.18466 | 0 | 7.8027 | 0 | 0.18466 | 0 | 7.8027 | 0 | 2.4381 | 2.4381 | -0.041798 | -0.041798
267033-High Refrigerant Charge Adjustment (>= ±20% rated charge) Resid MF CZ10 Vint04 | 0.18391 | 0.0017222 | 0.17637 | 133.5719 | 1335.7188 | -0.082065 | -0.82065 | 0.26276 | 0.98982 | 8.4222 | 0.98982 | 0.25199 | 0.98982 | 8.4114 | 0.98982 | 4.6137 | 4.0175 | -0.041387 | -0.041442
267042-Residential Condensor Coil Cleaning Resid MF CZ10 VintAll | 0.19331 | 0.0018102 | 0.18533 | 140.4 | 421.2 | 0 | 0 | 0.18466 | 0 | 7.8027 | 0 | 0.18466 | 0 | 7.8027 | 0 | 2.4381 | 2.4381 | -0.041798 | -0.041798
267042-Residential Condensor Coil Cleaning Resid MF CZ10 VintAll | 0.19331 | 0.0018102 | 0.18533 | 140.4 | 421.2 | 0 | 0 | 0.18466 | 0 | 7.8027 | 0 | 0.18466 | 0 | 7.8027 | 0 | 2.4381 | 2.4381 | -0.041798 | -0.041798
267033-High Refrigerant Charge Adjustment (>= ±20% rated charge) Resid MF CZ10 Vint04 | 0.36782 | 0.0034444 | 0.35275 | 267.1438 | 2671.4376 | -0.16413 | -1.6413 | 0.26887 | 0.98982 | 8.4283 | 0.98982 | 0.27976 | 0.98982 | 8.4392 | 0.98982 | 5.0379 | 6.0263 | -0.041356 | -0.0413
267042-Residential Condensor Coil Cleaning Resid MF CZ10 VintAll | 0.19331 | 0.0018102 | 0.18533 | 140.4 | 421.2 | 0 | 0 | 0.18466 | 0 | 7.8027 | 0 | 0.18466 | 0 | 7.8027 | 0 | 2.4381 | 2.4381 | -0.041798 | -0.041798
267029-Commercial HVAC Diagnostic/Tune-up Com All CZ07 VintAll | 0.033198 | 0.013244 | 0.079501 | 102.016 | 1020.1598 | 0 | 0 | 0.031454 | 0 | 3.996 | 0 | 0.038609 | 0 | 4.0032 | 0 | 1.2393 | 1.3106 | -0.042503 | -0.042424
267044-Commercial Condensor Coil Cleaning (all units - savings at 50% of DEER) Com All CZ07 VintAll | 0.030459 | 0.012151 | 0.07332 | 93.6 | 280.8 | 0 | 0 | 0.074214 | 0 | 3.7549 | 0 | 0.074213 | 0 | 3.7549 | 0 | 1.9633 | 1.9633 | -0.041972 | -0.041972
267029-Commercial HVAC Diagnostic/Tune-up Com All CZ07 VintAll | 0.066396 | 0.026488 | 0.159 | 204.032 | 2040.3196 | 0 | 0 | 0.031454 | 0 | 3.996 | 0 | 0.038609 | 0 | 4.0032 | 0 | 1.2393 | 1.3106 | -0.042503 | -0.042424
267044-Commercial Condensor Coil Cleaning (all units - savings at 50% of DEER) Com All CZ07 VintAll | 0.060919 | 0.024303 | 0.14664 | 187.2 | 561.6 | 0 | 0 | 0.074214 | 0 | 3.7549 | 0 | 0.074213 | 0 | 3.7549 | 0 | 1.9633 | 1.9633 | -0.041972 | -0.041972
267029-Commercial HVAC Diagnostic/Tune-up Com All CZ07 VintAll | 0.066396 | 0.026488 | 0.159 | 204.032 | 2040.3196 | 0 | 0 | 0.031454 | 0 | 3.996 | 0 | 0.038609 | 0 | 4.0032 | 0 | 1.2393 | 1.3106 | -0.042503 | -0.042424
267044-Commercial Condensor Coil Cleaning (all units - savings at 50% of DEER) Com All CZ07 VintAll | 0.060919 | 0.024303 | 0.14664 | 187.2 | 561.6 | 0 | 0 | 0.074214 | 0 | 3.7549 | 0 | 0.074213 | 0 | 3.7549 | 0 | 1.9633 | 1.9633 | -0.041972 | -0.041972
267029-Commercial HVAC Diagnostic/Tune-up Com All CZ07 VintAll | 0.066396 | 0.026488 | 0.159 | 204.032 | 2040.3196 | 0 | 0 | 0.031454 | 0 | 3.996 | 0 | 0.038609 | 0 | 4.0032 | 0 | 1.2393 | 1.3106 | -0.042503 | -0.042424
267044-Commercial Condensor Coil Cleaning (all units - savings at 50% of DEER) Com All CZ07 VintAll | 0.060919 | 0.024303 | 0.14664 | 187.2 | 561.6 | 0 | 0 | 0.074214 | 0 | 3.7549 | 0 | 0.074213 | 0 | 3.7549 | 0 | 1.9633 | 1.9633 | -0.041972 | -0.041972
267029-Commercial HVAC Diagnostic/Tune-up Com All CZ07 VintAll | 0.066396 | 0.026488 | 0.159 | 204.032 | 2040.3196 | 0 | 0 | 0.031454 | 0 | 3.996 | 0 | 0.038609 | 0 | 4.0032 | 0 | 1.2393 | 1.3106 | -0.042503 | -0.042424
267044-Commercial Condensor Coil Cleaning (all units - savings at 50% of DEER) Com All CZ07 VintAll | 0.060919 | 0.024303 | 0.14664 | 187.2 | 561.6 | 0 | 0 | 0.074214 | 0 | 3.7549 | 0 | 0.074213 | 0 | 3.7549 | 0 | 1.9633 | 1.9633 | -0.041972 | -0.041972
267029-Commercial HVAC Diagnostic/Tune-up Com All CZ07 VintAll | 0.066396 | 0.026488 | 0.159 | 204.032 | 2040.3196 | 0 | 0 | 0.031454 | 0 | 3.996 | 0 | 0.038609 | 0 | 4.0032 | 0 | 1.2393 | 1.3106 | -0.042503 | -0.042424
267044-Commercial Condensor Coil Cleaning (all units - savings at 50% of DEER) Com All CZ07 VintAll | 0.060919 | 0.024303 | 0.14664 | 187.2 | 561.6 | 0 | 0 | 0.074214 | 0 | 3.7549 | 0 | 0.074213 | 0 | 3.7549 | 0 | 1.9633 | 1.9633 | -0.041972 | -0.041972
267029-Commercial HVAC Diagnostic/Tune-up Com All CZ07 VintAll | 0.066396 | 0.026488 | 0.159 | 204.032 | 2040.3196 | 0 | 0 | 0.031454 | 0 | 3.996 | 0 | 0.038609 | 0 | 4.0032 | 0 | 1.2393 | 1.3106 | -0.042503 | -0.042424
267044-Commercial Condensor Coil Cleaning (all units - savings at 50% of DEER) Com All CZ07 VintAll | 0.060919 | 0.024303 | 0.14664 | 187.2 | 561.6 | 0 | 0 | 0.074214 | 0 | 3.7549 | 0 | 0.074213 | 0 | 3.7549 | 0 | 1.9633 | 1.9633 | -0.041972 | -0.041972
267029-Commercial HVAC Diagnostic/Tune-up Com All CZ07 VintAll | 0.066396 | 0.026488 | 0.159 | 204.032 | 2040.3196 | 0 | 0 | 0.031454 | 0 | 3.996 | 0 | 0.038609 | 0 | 4.0032 | 0 | 1.2393 | 1.3106 | -0.042503 | -0.042424
267044-Commercial Condensor Coil Cleaning (all units - savings at 50% of DEER) Com All CZ07 VintAll | 0.060919 | 0.024303 | 0.14664 | 187.2 | 561.6 | 0 | 0 | 0.074214 | 0 | 3.7549 | 0 | 0.074213 | 0 | 3.7549 | 0 | 1.9633 | 1.9633 | -0.041972 | -0.041972
267029-Commercial HVAC Diagnostic/Tune-up Com All CZ07 VintAll | 0.033198 | 0.013244 | 0.079501 | 102.016 | 1020.1598 | 0 | 0 | 0.031454 | 0 | 3.996 | 0 | 0.038609 | 0 | 4.0032 | 0 | 1.2393 | 1.3106 | -0.042503 | -0.042424
267044-Commercial Condensor Coil Cleaning (all units - savings at 50% of DEER) Com All CZ07 VintAll | 0.030459 | 0.012151 | 0.07332 | 93.6 | 280.8 | 0 | 0 | 0.074214 | 0 | 3.7549 | 0 | 0.074213 | 0 | 3.7549 | 0 | 1.9633 | 1.9633 | -0.041972 | -0.041972
267029-Commercial HVAC Diagnostic/Tune-up Com All CZ07 VintAll | 0.082995 | 0.03311 | 0.19875 | 255.04 | 2550.3995 | 0 | 0 | 0.031454 | 0 | 3.996 | 0 | 0.038609 | 0 | 4.0032 | 0 | 1.2393 | 1.3106 | -0.042503 | -0.042424
267044-Commercial Condensor Coil Cleaning (all units - savings at 50% of DEER) Com All CZ07 VintAll | 0.076148 | 0.030378 | 0.1833 | 234 | 702 | 0 | 0 | 0.074214 | 0 | 3.7549 | 0 | 0.074213 | 0 | 3.7549 | 0 | 1.9633 | 1.9633 | -0.041972 | -0.041972
267033-High Refrigerant Charge Adjustment (>= ±20% rated charge) Resid MF CZ10 Vint04 | 0.36782 | 0.0034444 | 0.35275 | 267.1438 | 2671.4376 | -0.16413 | -1.6413 | 0.26887 | 0.98982 | 8.4283 | 0.98982 | 0.27976 | 0.98982 | 8.4392 | 0.98982 | 5.0379 | 6.0263 | -0.041356 | -0.0413
267042-Residential Condensor Coil Cleaning Resid MF CZ10 VintAll | 0.19331 | 0.0018102 | 0.18533 | 140.4 | 421.2 | 0 | 0 | 0.18466 | 0 | 7.8027 | 0 | 0.18466 | 0 | 7.8027 | 0 | 2.4381 | 2.4381 | -0.041798 | -0.041798
267033-High Refrigerant Charge Adjustment (>= ±20% rated charge) Resid MF CZ10 Vint04 | 0.36782 | 0.0034444 | 0.35275 | 267.1438 | 2671.4376 | -0.16413 | -1.6413 | 0.26887 | 0.98982 | 8.4283 | 0.98982 | 0.27976 | 0.98982 | 8.4392 | 0.98982 | 5.0379 | 6.0263 | -0.041356 | -0.0413
267042-Residential Condensor Coil Cleaning Resid MF CZ10 VintAll | 0.19331 | 0.0018102 | 0.18533 | 140.4 | 421.2 | 0 | 0 | 0.18466 | 0 | 7.8027 | 0 | 0.18466 | 0 | 7.8027 | 0 | 2.4381 | 2.4381 | -0.041798 | -0.041798
267042-Residential Condensor Coil Cleaning Resid MF CZ10 VintAll | 0.19331 | 0.0018102 | 0.18533 | 140.4 | 421.2 | 0 | 0 | 0.18466 | 0 | 7.8027 | 0 | 0.18466 | 0 | 7.8027 | 0 | 2.4381 | 2.4381 | -0.041798 | -0.041798
267032-High Refrigerant Charge Adjustment (>= ±20% rated charge) Resid MF CZ10 Vint03 | 0.41917 | 0.0039251 | 0.33288 | 304.434 | 3044.34 | -0.24594 | -2.4594 | 0.27701 | 0.98982 | 8.4364 | 0.98982 | 0.28657 | 0.98982 | 8.446 | 0.98982 | 5.7379 | 6.8635 | -0.041291 | -0.041242
267042-Residential Condensor Coil Cleaning Resid MF CZ10 VintAll | 0.19331 | 0.0018102 | 0.18533 | 140.4 | 421.2 | 0 | 0 | 0.18466 | 0 | 7.8027 | 0 | 0.18466 | 0 | 7.8027 | 0 | 2.4381 | 2.4381 | -0.041798 | -0.041798
267032-High Refrigerant Charge Adjustment (>= ±20% rated charge) Resid MF CZ10 Vint03 | 0.20958 | 0.0019626 | 0.16644 | 152.217 | 1522.17 | -0.12297 | -1.2297 | 0.27164 | 0.98982 | 8.4311 | 0.98982 | 0.2622 | 0.98982 | 8.4216 | 0.98982 | 5.2547 | 4.5757 | -0.041318 | -0.041366
267042-Residential Condensor Coil Cleaning Resid MF CZ10 VintAll | 0.19331 | 0.0018102 | 0.18533 | 140.4 | 421.2 | 0 | 0 | 0.18466 | 0 | 7.8027 | 0 | 0.18466 | 0 | 7.8027 | 0 | 2.4381 | 2.4381 | -0.041798 | -0.041798
267032-High Refrigerant Charge Adjustment (>= ±20% rated charge) Resid MF CZ10 Vint03 | 0.20958 | 0.0019626 | 0.16644 | 152.217 | 1522.17 | -0.12297 | -1.2297 | 0.27164 | 0.98982 | 8.4311 | 0.98982 | 0.2622 | 0.98982 | 8.4216 | 0.98982 | 5.2547 | 4.5757 | -0.041318 | -0.041366
267042-Residential Condensor Coil Cleaning Resid MF CZ10 VintAll | 0.19331 | 0.0018102 | 0.18533 | 140.4 | 421.2 | 0 | 0 | 0.18466 | 0 | 7.8027 | 0 | 0.18466 | 0 | 7.8027 | 0 | 2.4381 | 2.4381 | -0.041798 | -0.041798
267032-High Refrigerant Charge Adjustment (>= ±20% rated charge) Resid MF CZ10 Vint03 | 0.20958 | 0.0019626 | 0.16644 | 152.217 | 1522.17 | -0.12297 | -1.2297 | 0.27164 | 0.98982 | 8.4311 | 0.98982 | 0.2622 | 0.98982 | 8.4216 | 0.98982 | 5.2547 | 4.5757 | -0.041318 | -0.041366
267042-Residential Condensor Coil Cleaning Resid MF CZ10 VintAll | 0.19331 | 0.0018102 | 0.18533 | 140.4 | 421.2 | 0 | 0 | 0.18466 | 0 | 7.8027 | 0 | 0.18466 | 0 | 7.8027 | 0 | 2.4381 | 2.4381 | -0.041798 | -0.041798
267032-High Refrigerant Charge Adjustment (>= ±20% rated charge) Resid MF CZ10 Vint03 | 0.20958 | 0.0019626 | 0.16644 | 152.217 | 1522.17 | -0.12297 | -1.2297 | 0.27164 | 0.98982 | 8.4311 | 0.98982 | 0.2622 | 0.98982 | 8.4216 | 0.98982 | 5.2547 | 4.5757 | -0.041318 | -0.041366
267042-Residential Condensor Coil Cleaning Resid MF CZ10 VintAll | 0.19331 | 0.0018102 | 0.18533 | 140.4 | 421.2 | 0 | 0 | 0.18466 | 0 | 7.8027 | 0 | 0.18466 | 0 | 7.8027 | 0 | 2.4381 | 2.4381 | -0.041798 | -0.041798
267032-High Refrigerant Charge Adjustment (>= ±20% rated charge) Resid MF CZ10 Vint03 | 0.41917 | 0.0039251 | 0.33288 | 304.434 | 3044.34 | -0.24594 | -2.4594 | 0.27701 | 0.98982 | 8.4364 | 0.98982 | 0.28657 | 0.98982 | 8.446 | 0.98982 | 5.7379 | 6.8635 | -0.041291 | -0.041242
267042-Residential Condensor Coil Cleaning Resid MF CZ10 VintAll | 0.19331 | 0.0018102 | 0.18533 | 140.4 | 421.2 | 0 | 0 | 0.18466 | 0 | 7.8027 | 0 | 0.18466 | 0 | 7.8027 | 0 | 2.4381 | 2.4381 | -0.041798 | -0.041798
267032-High Refrigerant Charge Adjustment (>= ±20% rated charge) Resid MF CZ10 Vint03 | 0.41917 | 0.0039251 | 0.33288 | 304.434 | 3044.34 | -0.24594 | -2.4594 | 0.27433 | 0.98982 | 8.4338 | 0.98982 | 0.27438 | 0.98982 | 8.4338 | 0.98982 | 5.4857 | 5.4908 | -0.041305 | -0.041304
267042-Residential Condensor Coil Cleaning Resid MF CZ10 VintAll | 0.19331 | 0.0018102 | 0.18533 | 140.4 | 421.2 | 0 | 0 | 0.18466 | 0 | 7.8027 | 0 | 0.18466 | 0 | 7.8027 | 0 | 2.4381 | 2.4381 | -0.041798 | -0.041798
267032-High Refrigerant Charge Adjustment (>= ±20% rated charge) Resid MF CZ10 Vint03 | 0.20958 | 0.0019626 | 0.16644 | 152.217 | 1522.17 | -0.12297 | -1.2297 | 0.27164 | 0.98982 | 8.4311 | 0.98982 | 0.2622 | 0.98982 | 8.4216 | 0.98982 | 5.2547 | 4.5757 | -0.041318 | -0.041366
267042-Residential Condensor Coil Cleaning Resid MF CZ10 VintAll | 0.19331 | 0.0018102 | 0.18533 | 140.4 | 421.2 | 0 | 0 | 0.18466 | 0 | 7.8027 | 0 | 0.18466 | 0 | 7.8027 | 0 | 2.4381 | 2.4381 | -0.041798 | -0.041798
267032-High Refrigerant Charge Adjustment (>= ±20% rated charge) Resid MF CZ10 Vint03 | 0.41917 | 0.0039251 | 0.33288 | 304.434 | 3044.34 | -0.24594 | -2.4594 | 0.27701 | 0.98982 | 8.4364 | 0.98982 | 0.28657 | 0.98982 | 8.446 | 0.98982 | 5.7379 | 6.8635 | -0.041291 | -0.041242
267042-Residential Condensor Coil Cleaning Resid MF CZ10 VintAll | 0.19331 | 0.0018102 | 0.18533 | 140.4 | 421.2 | 0 | 0 | 0.18466 | 0 | 7.8027 | 0 | 0.18466 | 0 | 7.8027 | 0 | 2.4381 | 2.4381 | -0.041798 | -0.041798
267032-High Refrigerant Charge Adjustment (>= ±20% rated charge) Resid MF CZ10 Vint03 | 0.20958 | 0.0019626 | 0.16644 | 152.217 | 1522.17 | -0.12297 | -1.2297 | 0.27164 | 0.98982 | 8.4311 | 0.98982 | 0.2622 | 0.98982 | 8.4216 | 0.98982 | 5.2547 | 4.5757 | -0.041318 | -0.041366
267042-Residential Condensor Coil Cleaning Resid MF CZ10 VintAll | 0.19331 | 0.0018102 | 0.18533 | 140.4 | 421.2 | 0 | 0 | 0.18466 | 0 | 7.8027 | 0 | 0.18466 | 0 | 7.8027 | 0 | 2.4381 | 2.4381 | -0.041798 | -0.041798
267032-High Refrigerant Charge Adjustment (>= ±20% rated charge) Resid MF CZ10 Vint03 | 0.41917 | 0.0039251 | 0.33288 | 304.434 | 3044.34 | -0.24594 | -2.4594 | 0.27433 | 0.98982 | 8.4338 | 0.98982 | 0.27438 | 0.98982 | 8.4338 | 0.98982 | 5.4857 | 5.4908 | -0.041305 | -0.041304
267042-Residential Condensor Coil Cleaning Resid MF CZ10 VintAll | 0.19331 | 0.0018102 | 0.18533 | 140.4 | 421.2 | 0 | 0 | 0.18466 | 0 | 7.8027 | 0 | 0.18466 | 0 | 7.8027 | 0 | 2.4381 | 2.4381 | -0.041798 | -0.041798
267032-High Refrigerant Charge Adjustment (>= ±20% rated charge) Resid MF CZ10 Vint03 | 0.41917 | 0.0039251 | 0.33288 | 304.434 | 3044.34 | -0.24594 | -2.4594 | 0.27701 | 0.98982 | 8.4364 | 0.98982 | 0.28657 | 0.98982 | 8.446 | 0.98982 | 5.7379 | 6.8635 | -0.041291 | -0.041242
267042-Residential Condensor Coil Cleaning Resid MF CZ10 VintAll | 0.19331 | 0.0018102 | 0.18533 | 140.4 | 421.2 | 0 | 0 | 0.18466 | 0 | 7.8027 | 0 | 0.18466 | 0 | 7.8027 | 0 | 2.4381 | 2.4381 | -0.041798 | -0.041798
267032-High Refrigerant Charge Adjustment (>= ±20% rated charge) Resid MF CZ10 Vint03 | 0.20958 | 0.0019626 | 0.16644 | 152.217 | 1522.17 | -0.12297 | -1.2297 | 0.27164 | 0.98982 | 8.4311 | 0.98982 | 0.2622 | 0.98982 | 8.4216 | 0.98982 | 5.2547 | 4.5757 | -0.041318 | -0.041366
267042-Residential Condensor Coil Cleaning Resid MF CZ10 VintAll | 0.19331 | 0.0018102 | 0.18533 | 140.4 | 421.2 | 0 | 0 | 0.18466 | 0 | 7.8027 | 0 | 0.18466 | 0 | 7.8027 | 0 | 2.4381 | 2.4381 | -0.041798 | -0.041798
267032-High Refrigerant Charge Adjustment (>= ±20% rated charge) Resid MF CZ10 Vint03 | 0.20958 | 0.0019626 | 0.16644 | 152.217 | 1522.17 | -0.12297 | -1.2297 | 0.27164 | 0.98982 | 8.4311 | 0.98982 | 0.2622 | 0.98982 | 8.4216 | 0.98982 | 5.2547 | 4.5757 | -0.041318 | -0.041366
267042-Residential Condensor Coil Cleaning Resid MF CZ10 VintAll | 0.19331 | 0.0018102 | 0.18533 | 140.4 | 421.2 | 0 | 0 | 0.18466 | 0 | 7.8027 | 0 | 0.18466 | 0 | 7.8027 | 0 | 2.4381 | 2.4381 | -0.041798 | -0.041798
267032-High Refrigerant Charge Adjustment (>= ±20% rated charge) Resid MF CZ10 Vint03 | 0.20958 | 0.0019626 | 0.16644 | 152.217 | 1522.17 | -0.12297 | -1.2297 | 0.27164 | 0.98982 | 8.4311 | 0.98982 | 0.2622 | 0.98982 | 8.4216 | 0.98982 | 5.2547 | 4.5757 | -0.041318 | -0.041366
267042-Residential Condensor Coil Cleaning Resid MF CZ10 VintAll | 0.19331 | 0.0018102 | 0.18533 | 140.4 | 421.2 | 0 | 0 | 0.18466 | 0 | 7.8027 | 0 | 0.18466 | 0 | 7.8027 | 0 | 2.4381 | 2.4381 | -0.041798 | -0.041798
267032-High Refrigerant Charge Adjustment (>= ±20% rated charge) Resid MF CZ10 Vint03 | 0.41917 | 0.0039251 | 0.33288 | 304.434 | 3044.34 | -0.24594 | -2.4594 | 0.27701 | 0.98982 | 8.4364 | 0.98982 | 0.28657 | 0.98982 | 8.446 | 0.98982 | 5.7379 | 6.8635 | -0.041291 | -0.041242
267042-Residential Condensor Coil Cleaning Resid MF CZ10 VintAll | 0.19331 | 0.0018102 | 0.18533 | 140.4 | 421.2 | 0 | 0 | 0.18466 | 0 | 7.8027 | 0 | 0.18466 | 0 | 7.8027 | 0 | 2.4381 | 2.4381 | -0.041798 | -0.041798
267032-High Refrigerant Charge Adjustment (>= ±20% rated charge) Resid MF CZ10 Vint03 | 0.20958 | 0.0019626 | 0.16644 | 152.217 | 1522.17 | -0.12297 | -1.2297 | 0.27164 | 0.98982 | 8.4311 | 0.98982 | 0.2622 | 0.98982 | 8.4216 | 0.98982 | 5.2547 | 4.5757 | -0.041318 | -0.041366
267042-Residential Condensor Coil Cleaning Resid MF CZ10 VintAll | 0.19331 | 0.0018102 | 0.18533 | 140.4 | 421.2 | 0 | 0 | 0.18466 | 0 | 7.8027 | 0 | 0.18466 | 0 | 7.8027 | 0 | 2.4381 | 2.4381 | -0.041798 | -0.041798
267032-High Refrigerant Charge Adjustment (>= ±20% rated charge) Resid MF CZ10 Vint03 | 0.20958 | 0.0019626 | 0.16644 | 152.217 | 1522.17 | -0.12297 | -1.2297 | 0.27164 | 0.98982 | 8.4311 | 0.98982 | 0.2622 | 0.98982 | 8.4216 | 0.98982 | 5.2547 | 4.5757 | -0.041318 | -0.041366
267042-Residential Condensor Coil Cleaning Resid MF CZ10 VintAll | 0.19331 | 0.0018102 | 0.18533 | 140.4 | 421.2 | 0 | 0 | 0.18466 | 0 | 7.8027 | 0 | 0.18466 | 0 | 7.8027 | 0 | 2.4381 | 2.4381 | -0.041798 | -0.041798
267032-High Refrigerant Charge Adjustment (>= ±20% rated charge) Resid MF CZ10 Vint03 | 0.20958 | 0.0019626 | 0.16644 | 152.217 | 1522.17 | -0.12297 | -1.2297 | 0.27164 | 0.98982 | 8.4311 | 0.98982 | 0.2622 | 0.98982 | 8.4216 | 0.98982 | 5.2547 | 4.5757 | -0.041318 | -0.041366
267042-Residential Condensor Coil Cleaning Resid MF CZ10 VintAll | 0.19331 | 0.0018102 | 0.18533 | 140.4 | 421.2 | 0 | 0 | 0.18466 | 0 | 7.8027 | 0 | 0.18466 | 0 | 7.8027 | 0 | 2.4381 | 2.4381 | -0.041798 | -0.041798
267032-High Refrigerant Charge Adjustment (>= ±20% rated charge) Resid MF CZ10 Vint03 | 0.20958 | 0.0019626 | 0.16644 | 152.217 | 1522.17 | -0.12297 | -1.2297 | 0.27164 | 0.98982 | 8.4311 | 0.98982 | 0.2622 | 0.98982 | 8.4216 | 0.98982 | 5.2547 | 4.5757 | -0.041318 | -0.041366
267042-Residential Condensor Coil Cleaning Resid MF CZ10 VintAll | 0.19331 | 0.0018102 | 0.18533 | 140.4 | 421.2 | 0 | 0 | 0.18466 | 0 | 7.8027 | 0 | 0.18466 | 0 | 7.8027 | 0 | 2.4381 | 2.4381 | -0.041798 | -0.041798
267032-High Refrigerant Charge Adjustment (>= ±20% rated charge) Resid MF CZ10 Vint03 | 0.41917 | 0.0039251 | 0.33288 | 304.434 | 3044.34 | -0.24594 | -2.4594 | 0.27701 | 0.98982 | 8.4364 | 0.98982 | 0.28657 | 0.98982 | 8.446 | 0.98982 | 5.7379 | 6.8635 | -0.041291 | -0.041242
267042-Residential Condensor Coil Cleaning Resid MF CZ10 VintAll | 0.19331 | 0.0018102 | 0.18533 | 140.4 | 421.2 | 0 | 0 | 0.18466 | 0 | 7.8027 | 0 | 0.18466 | 0 | 7.8027 | 0 | 2.4381 | 2.4381 | -0.041798 | -0.041798
267032-High Refrigerant Charge Adjustment (>= ±20% rated charge) Resid MF CZ10 Vint03 | 0.20958 | 0.0019626 | 0.16644 | 152.217 | 1522.17 | -0.12297 | -1.2297 | 0.27164 | 0.98982 | 8.4311 | 0.98982 | 0.2622 | 0.98982 | 8.4216 | 0.98982 | 5.2547 | 4.5757 | -0.041318 | -0.041366
267042-Residential Condensor Coil Cleaning Resid MF CZ10 VintAll | 0.19331 | 0.0018102 | 0.18533 | 140.4 | 421.2 | 0 | 0 | 0.18466 | 0 | 7.8027 | 0 | 0.18466 | 0 | 7.8027 | 0 | 2.4381 | 2.4381 | -0.041798 | -0.041798
267032-High Refrigerant Charge Adjustment (>= ±20% rated charge) Resid MF CZ10 Vint03 | 0.41917 | 0.0039251 | 0.33288 | 304.434 | 3044.34 | -0.24594 | -2.4594 | 0.27701 | 0.98982 | 8.4364 | 0.98982 | 0.28657 | 0.98982 | 8.446 | 0.98982 | 5.7379 | 6.8635 | -0.041291 | -0.041242
267042-Residential Condensor Coil Cleaning Resid MF CZ10 VintAll | 0.19331 | 0.0018102 | 0.18533 | 140.4 | 421.2 | 0 | 0 | 0.18466 | 0 | 7.8027 | 0 | 0.18466 | 0 | 7.8027 | 0 | 2.4381 | 2.4381 | -0.041798 | -0.041798
267032-High Refrigerant Charge Adjustment (>= ±20% rated charge) Resid MF CZ10 Vint03 | 0.20958 | 0.0019626 | 0.16644 | 152.217 | 1522.17 | -0.12297 | -1.2297 | 0.27164 | 0.98982 | 8.4311 | 0.98982 | 0.2622 | 0.98982 | 8.4216 | 0.98982 | 5.2547 | 4.5757 | -0.041318 | -0.041366
267042-Residential Condensor Coil Cleaning Resid MF CZ10 VintAll | 0.19331 | 0.0018102 | 0.18533 | 140.4 | 421.2 | 0 | 0 | 0.18466 | 0 | 7.8027 | 0 | 0.18466 | 0 | 7.8027 | 0 | 2.4381 | 2.4381 | -0.041798 | -0.041798
267032-High Refrigerant Charge Adjustment (>= ±20% rated charge) Resid MF CZ10 Vint03 | 0.20958 | 0.0019626 | 0.16644 | 152.217 | 1522.17 | -0.12297 | -1.2297 | 0.27164 | 0.98982 | 8.4311 | 0.98982 | 0.2622 | 0.98982 | 8.4216 | 0.98982 | 5.2547 | 4.5757 | -0.041318 | -0.041366
267042-Residential Condensor Coil Cleaning Resid MF CZ10 VintAll | 0.19331 | 0.0018102 | 0.18533 | 140.4 | 421.2 | 0 | 0 | 0.18466 | 0 | 7.8027 | 0 | 0.18466 | 0 | 7.8027 | 0 | 2.4381 | 2.4381 | -0.041798 | -0.041798
267032-High Refrigerant Charge Adjustment (>= ±20% rated charge) Resid MF CZ10 Vint03 | 0.20958 | 0.0019626 | 0.16644 | 152.217 | 1522.17 | -0.12297 | -1.2297 | 0.27164 | 0.98982 | 8.4311 | 0.98982 | 0.2622 | 0.98982 | 8.4216 | 0.98982 | 5.2547 | 4.5757 | -0.041318 | -0.041366
267042-Residential Condensor Coil Cleaning Resid MF CZ10 VintAll | 0.19331 | 0.0018102 | 0.18533 | 140.4 | 421.2 | 0 | 0 | 0.18466 | 0 | 7.8027 | 0 | 0.18466 | 0 | 7.8027 | 0 | 2.4381 | 2.4381 | -0.041798 | -0.041798
267032-High Refrigerant Charge Adjustment (>= ±20% rated charge) Resid MF CZ10 Vint03 | 0.20958 | 0.0019626 | 0.16644 | 152.217 | 1522.17 | -0.12297 | -1.2297 | 0.27164 | 0.98982 | 8.4311 | 0.98982 | 0.2622 | 0.98982 | 8.4216 | 0.98982 | 5.2547 | 4.5757 | -0.041318 | -0.041366
267042-Residential Condensor Coil Cleaning Resid MF CZ10 VintAll | 0.19331 | 0.0018102 | 0.18533 | 140.4 | 421.2 | 0 | 0 | 0.18466 | 0 | 7.8027 | 0 | 0.18466 | 0 | 7.8027 | 0 | 2.4381 | 2.4381 | -0.041798 | -0.041798
267032-High Refrigerant Charge Adjustment (>= ±20% rated charge) Resid MF CZ10 Vint03 | 0.20958 | 0.0019626 | 0.16644 | 152.217 | 1522.17 | -0.12297 | -1.2297 | 0.27701 | 0.98982 | 8.4364 | 0.98982 | 0.28657 | 0.98982 | 8.446 | 0.98982 | 5.7379 | 6.8635 | -0.041291 | -0.041242
267042-Residential Condensor Coil Cleaning Resid MF CZ10 VintAll | 0.19331 | 0.0018102 | 0.18533 | 140.4 | 421.2 | 0 | 0 | 0.18466 | 0 | 7.8027 | 0 | 0.18466 | 0 | 7.8027 | 0 | 2.4381 | 2.4381 | -0.041798 | -0.041798
267032-High Refrigerant Charge Adjustment (>= ±20% rated charge) Resid MF CZ10 Vint03 | 0.20958 | 0.0019626 | 0.16644 | 152.217 | 1522.17 | -0.12297 | -1.2297 | 0.27164 | 0.98982 | 8.4311 | 0.98982 | 0.2622 | 0.98982 | 8.4216 | 0.98982 | 5.2547 | 4.5757 | -0.041318 | -0.041366
267042-Residential Condensor Coil Cleaning Resid MF CZ10 VintAll | 0.19331 | 0.0018102 | 0.18533 | 140.4 | 421.2 | 0 | 0 | 0.18466 | 0 | 7.8027 | 0 | 0.18466 | 0 | 7.8027 | 0 | 2.4381 | 2.4381 | -0.041798 | -0.041798
267032-High Refrigerant Charge Adjustment (>= ±20% rated charge) Resid MF CZ10 Vint03 | 0.20958 | 0.0019626 | 0.16644 | 152.217 | 1522.17 | -0.12297 | -1.2297 | 0.27164 | 0.98982 | 8.4311 | 0.98982 | 0.2622 | 0.98982 | 8.4216 | 0.98982 | 5.2547 | 4.5757 | -0.041318 | -0.041366
267042-Residential Condensor Coil Cleaning Resid MF CZ10 VintAll | 0.19331 | 0.0018102 | 0.18533 | 140.4 | 421.2 | 0 | 0 | 0.18466 | 0 | 7.8027 | 0 | 0.18466 | 0 | 7.8027 | 0 | 2.4381 | 2.4381 | -0.041798 | -0.041798
267032-High Refrigerant Charge Adjustment (>= ±20% rated charge) Resid MF CZ10 Vint03 | 0.20958 | 0.0019626 | 0.16644 | 152.217 | 1522.17 | -0.12297 | -1.2297 | 0.27164 | 0.98982 | 8.4311 | 0.98982 | 0.2622 | 0.98982 | 8.4216 | 0.98982 | 5.2547 | 4.5757 | -0.041318 | -0.041366
267042-Residential Condensor Coil Cleaning Resid MF CZ10 VintAll | 0.19331 | 0.0018102 | 0.18533 | 140.4 | 421.2 | 0 | 0 | 0.18466 | 0 | 7.8027 | 0 | 0.18466 | 0 | 7.8027 | 0 | 2.4381 | 2.4381 | -0.041798 | -0.041798
267032-High Refrigerant Charge Adjustment (>= ±20% rated charge) Resid MF CZ10 Vint03 | 0.41917 | 0.0039251 | 0.33288 | 304.434 | 3044.34 | -0.24594 | -2.4594 | 0.27701 | 0.98982 | 8.4364 | 0.98982 | 0.28657 | 0.98982 | 8.446 | 0.98982 | 5.7379 | 6.8635 | -0.041291 | -0.041242
267042-Residential Condensor Coil Cleaning Resid MF CZ10 VintAll | 0.19331 | 0.0018102 | 0.18533 | 140.4 | 421.2 | 0 | 0 | 0.18466 | 0 | 7.8027 | 0 | 0.18466 | 0 | 7.8027 | 0 | 2.4381 | 2.4381 | -0.041798 | -0.041798
267032-High Refrigerant Charge Adjustment (>= ±20% rated charge) Resid MF CZ10 Vint03 | 0.41917 | 0.0039251 | 0.33288 | 304.434 | 3044.34 | -0.24594 | -2.4594 | 0.27701 | 0.98982 | 8.4364 | 0.98982 | 0.28657 | 0.98982 | 8.446 | 0.98982 | 5.7379 | 6.8635 | -0.041291 | -0.041242
267042-Residential Condensor Coil Cleaning Resid MF CZ10 VintAll | 0.19331 | 0.0018102 | 0.18533 | 140.4 | 421.2 | 0 | 0 | 0.18466 | 0 | 7.8027 | 0 | 0.18466 | 0 | 7.8027 | 0 | 2.4381 | 2.4381 | -0.041798 | -0.041798
267032-High Refrigerant Charge Adjustment (>= ±20% rated charge) Resid MF CZ10 Vint03 | 0.41917 | 0.0039251 | 0.33288 | 304.434 | 3044.34 | -0.24594 | -2.4594 | 0.27701 | 0.98982 | 8.4364 | 0.98982 | 0.28657 | 0.98982 | 8.446 | 0.98982 | 5.7379 | 6.8635 | -0.041291 | -0.041242
267042-Residential Condensor Coil Cleaning Resid MF CZ10 VintAll | 0.19331 | 0.0018102 | 0.18533 | 140.4 | 421.2 | 0 | 0 | 0.18466 | 0 | 7.8027 | 0 | 0.18466 | 0 | 7.8027 | 0 | 2.4381 | 2.4381 | -0.041798 | -0.041798
267032-High Refrigerant Charge Adjustment (>= ±20% rated charge) Resid MF CZ10 Vint03 | 0.20958 | 0.0019626 | 0.16644 | 152.217 | 1522.17 | -0.12297 | -1.2297 | 0.27164 | 0.98982 | 8.4311 | 0.98982 | 0.2622 | 0.98982 | 8.4216 | 0.98982 | 5.2547 | 4.5757 | -0.041318 | -0.041366
267042-Residential Condensor Coil Cleaning Resid MF CZ10 VintAll | 0.19331 | 0.0018102 | 0.18533 | 140.4 | 421.2 | 0 | 0 | 0.18466 | 0 | 7.8027 | 0 | 0.18466 | 0 | 7.8027 | 0 | 2.4381 | 2.4381 | -0.041798 | -0.041798
267032-High Refrigerant Charge Adjustment (>= ±20% rated charge) Resid MF CZ10 Vint03 | 0.20958 | 0.0019626 | 0.16644 | 152.217 | 1522.17 | -0.12297 | -1.2297 | 0.27164 | 0.98982 | 8.4311 | 0.98982 | 0.2622 | 0.98982 | 8.4216 | 0.98982 | 5.2547 | 4.5757 | -0.041318 | -0.041366
267042-Residential Condensor Coil Cleaning Resid MF CZ10 VintAll | 0.19331 | 0.0018102 | 0.18533 | 140.4 | 421.2 | 0 | 0 | 0.18466 | 0 | 7.8027 | 0 | 0.18466 | 0 | 7.8027 | 0 | 2.4381 | 2.4381 | -0.041798 | -0.041798
267032-High Refrigerant Charge Adjustment (>= ±20% rated charge) Resid MF CZ10 Vint03 | 0.20958 | 0.0019626 | 0.16644 | 152.217 | 1522.17 | -0.12297 | -1.2297 | 0.27164 | 0.98982 | 8.4311 | 0.98982 | 0.2622 | 0.98982 | 8.4216 | 0.98982 | 5.2547 | 4.5757 | -0.041318 | -0.041366
267042-Residential Condensor Coil Cleaning Resid MF CZ10 VintAll | 0.19331 | 0.0018102 | 0.18533 | 140.4 | 421.2 | 0 | 0 | 0.18466 | 0 | 7.8027 | 0 | 0.18466 | 0 | 7.8027 | 0 | 2.4381 | 2.4381 | -0.041798 | -0.041798
267032-High Refrigerant Charge Adjustment (>= ±20% rated charge) Resid MF CZ10 Vint03 | 0.20958 | 0.0019626 | 0.16644 | 152.217 | 1522.17 | -0.12297 | -1.2297 | 0.27164 | 0.98982 | 8.4311 | 0.98982 | 0.2622 | 0.98982 | 8.4216 | 0.98982 | 5.2547 | 4.5757 | -0.041318 | -0.041366
267042-Residential Condensor Coil Cleaning Resid MF CZ10 VintAll | 0.19331 | 0.0018102 | 0.18533 | 140.4 | 421.2 | 0 | 0 | 0.18466 | 0 | 7.8027 | 0 | 0.18466 | 0 | 7.8027 | 0 | 2.4381 | 2.4381 | -0.041798 | -0.041798
267032-High Refrigerant Charge Adjustment (>= ±20% rated charge) Resid MF CZ10 Vint03 | 0.20958 | 0.0019626 | 0.16644 | 152.217 | 1522.17 | -0.12297 | -1.2297 | 0.27164 | 0.98982 | 8.4311 | 0.98982 | 0.2622 | 0.98982 | 8.4216 | 0.98982 | 5.2547 | 4.5757 | -0.041318 | -0.041366
267042-Residential Condensor Coil Cleaning Resid MF CZ10 VintAll | 0.19331 | 0.0018102 | 0.18533 | 140.4 | 421.2 | 0 | 0 | 0.18466 | 0 | 7.8027 | 0 | 0.18466 | 0 | 7.8027 | 0 | 2.4381 | 2.4381 | -0.041798 | -0.041798
267032-High Refrigerant Charge Adjustment (>= ±20% rated charge) Resid MF CZ10 Vint03 | 0.41917 | 0.0039251 | 0.33288 | 304.434 | 3044.34 | -0.24594 | -2.4594 | 0.27701 | 0.98982 | 8.4364 | 0.98982 | 0.28657 | 0.98982 | 8.446 | 0.98982 | 5.7379 | 6.8635 | -0.041291 | -0.041242
267042-Residential Condensor Coil Cleaning Resid MF CZ10 VintAll | 0.19331 | 0.0018102 | 0.18533 | 140.4 | 421.2 | 0 | 0 | 0.18466 | 0 | 7.8027 | 0 | 0.18466 | 0 | 7.8027 | 0 | 2.4381 | 2.4381 | -0.041798 | -0.041798
267032-High Refrigerant Charge Adjustment (>= ±20% rated charge) Resid MF CZ10 Vint03 | 0.41917 | 0.0039251 | 0.33288 | 304.434 | 3044.34 | -0.24594 | -2.4594 | 0.27701 | 0.98982 | 8.4364 | 0.98982 | 0.28657 | 0.98982 | 8.446 | 0.98982 | 5.7379 | 6.8635 | -0.041291 | -0.041242
267042-Residential Condensor Coil Cleaning Resid MF CZ10 VintAll | 0.19331 | 0.0018102 | 0.18533 | 140.4 | 421.2 | 0 | 0 | 0.18466 | 0 | 7.8027 | 0 | 0.18466 | 0 | 7.8027 | 0 | 2.4381 | 2.4381 | -0.041798 | -0.041798
267032-High Refrigerant Charge Adjustment (>= ±20% rated charge) Resid MF CZ10 Vint03 | 0.20958 | 0.0019626 | 0.16644 | 152.217 | 1522.17 | -0.12297 | -1.2297 | 0.27164 | 0.98982 | 8.4311 | 0.98982 | 0.2622 | 0.98982 | 8.4216 | 0.98982 | 5.2547 | 4.5757 | -0.041318 | -0.041366
267042-Residential Condensor Coil Cleaning Resid MF CZ10 VintAll | 0.19331 | 0.0018102 | 0.18533 | 140.4 | 421.2 | 0 | 0 | 0.18466 | 0 | 7.8027 | 0 | 0.18466 | 0 | 7.8027 | 0 | 2.4381 | 2.4381 | -0.041798 | -0.041798
267032-High Refrigerant Charge Adjustment (>= ±20% rated charge) Resid MF CZ10 Vint03 | 0.20958 | 0.0019626 | 0.16644 | 152.217 | 1522.17 | -0.12297 | -1.2297 | 0.27164 | 0.98982 | 8.4311 | 0.98982 | 0.2622 | 0.98982 | 8.4216 | 0.98982 | 5.2547 | 4.5757 | -0.041318 | -0.041366
267042-Residential Condensor Coil Cleaning Resid MF CZ10 VintAll | 0.19331 | 0.0018102 | 0.18533 | 140.4 | 421.2 | 0 | 0 | 0.18466 | 0 | 7.8027 | 0 | 0.18466 | 0 | 7.8027 | 0 | 2.4381 | 2.4381 | -0.041798 | -0.041798
267032-High Refrigerant Charge Adjustment (>= ±20% rated charge) Resid MF CZ10 Vint03 | 0.41917 | 0.0039251 | 0.33288 | 304.434 | 3044.34 | -0.24594 | -2.4594 | 0.27701 | 0.98982 | 8.4364 | 0.98982 | 0.28657 | 0.98982 | 8.446 | 0.98982 | 5.7379 | 6.8635 | -0.041291 | -0.041242
267042-Residential Condensor Coil Cleaning Resid MF CZ10 VintAll | 0.19331 | 0.0018102 | 0.18533 | 140.4 | 421.2 | 0 | 0 | 0.18466 | 0 | 7.8027 | 0 | 0.18466 | 0 | 7.8027 | 0 | 2.4381 | 2.4381 | -0.041798 | -0.041798
267032-High Refrigerant Charge Adjustment (>= ±20% rated charge) Resid MF CZ10 Vint03 | 0.41917 | 0.0039251 | 0.33288 | 304.434 | 3044.34 | -0.24594 | -2.4594 | 0.27701 | 0.98982 | 8.4364 | 0.98982 | 0.28657 | 0.98982 | 8.446 | 0.98982 | 5.7379 | 6.8635 | -0.041291 | -0.041242
267042-Residential Condensor Coil Cleaning Resid MF CZ10 VintAll | 0.19331 | 0.0018102 | 0.18533 | 140.4 | 421.2 | 0 | 0 | 0.18466 | 0 | 7.8027 | 0 | 0.18466 | 0 | 7.8027 | 0 | 2.4381 | 2.4381 | -0.041798 | -0.041798
267032-High Refrigerant Charge Adjustment (>= ±20% rated charge) Resid MF CZ10 Vint03 | 0.41917 | 0.0039251 | 0.33288 | 304.434 | 3044.34 | -0.24594 | -2.4594 | 0.27701 | 0.98982 | 8.4364 | 0.98982 | 0.28657 | 0.98982 | 8.446 | 0.98982 | 5.7379 | 6.8635 | -0.041291 | -0.041242
267042-Residential Condensor Coil Cleaning Resid MF CZ10 VintAll | 0.19331 | 0.0018102 | 0.18533 | 140.4 | 421.2 | 0 | 0 | 0.18466 | 0 | 7.8027 | 0 | 0.18466 | 0 | 7.8027 | 0 | 2.4381 | 2.4381 | -0.041798 | -0.041798
267032-High Refrigerant Charge Adjustment (>= ±20% rated charge) Resid MF CZ10 Vint03 | 0.20958 | 0.0019626 | 0.16644 | 152.217 | 1522.17 | -0.12297 | -1.2297 | 0.27164 | 0.98982 | 8.4311 | 0.98982 | 0.2622 | 0.98982 | 8.4216 | 0.98982 | 5.2547 | 4.5757 | -0.041318 | -0.041366
267042-Residential Condensor Coil Cleaning Resid MF CZ10 VintAll | 0.19331 | 0.0018102 | 0.18533 | 140.4 | 421.2 | 0 | 0 | 0.18466 | 0 | 7.8027 | 0 | 0.18466 | 0 | 7.8027 | 0 | 2.4381 | 2.4381 | -0.041798 | -0.041798
267032-High Refrigerant Charge Adjustment (>= ±20% rated charge) Resid MF CZ10 Vint03 | 0.20958 | 0.0019626 | 0.16644 | 152.217 | 1522.17 | -0.12297 | -1.2297 | 0.27164 | 0.98982 | 8.4311 | 0.98982 | 0.2622 | 0.98982 | 8.4216 | 0.98982 | 5.2547 | 4.5757 | -0.041318 | -0.041366
267042-Residential Condensor Coil Cleaning Resid MF CZ10 VintAll | 0.19331 | 0.0018102 | 0.18533 | 140.4 | 421.2 | 0 | 0 | 0.18466 | 0 | 7.8027 | 0 | 0.18466 | 0 | 7.8027 | 0 | 2.4381 | 2.4381 | -0.041798 | -0.041798
267032-High Refrigerant Charge Adjustment (>= ±20% rated charge) Resid MF CZ10 Vint03 | 0.20958 | 0.0019626 | 0.16644 | 152.217 | 1522.17 | -0.12297 | -1.2297 | 0.27164 | 0.98982 | 8.4311 | 0.98982 | 0.2622 | 0.98982 | 8.4216 | 0.98982 | 5.2547 | 4.5757 | -0.041318 | -0.041366
267042-Residential Condensor Coil Cleaning Resid MF CZ10 VintAll | 0.19331 | 0.0018102 | 0.18533 | 140.4 | 421.2 | 0 | 0 | 0.18466 | 0 | 7.8027 | 0 | 0.18466 | 0 | 7.8027 | 0 | 2.4381 | 2.4381 | -0.041798 | -0.041798
267032-High Refrigerant Charge Adjustment (>= ±20% rated charge) Resid MF CZ10 Vint03 | 0.41917 | 0.0039251 | 0.33288 | 304.434 | 3044.34 | -0.24594 | -2.4594 | 0.27701 | 0.98982 | 8.4364 | 0.98982 | 0.28657 | 0.98982 | 8.446 | 0.98982 | 5.7379 | 6.8635 | -0.041291 | -0.041242
267042-Residential Condensor Coil Cleaning Resid MF CZ10 VintAll | 0.19331 | 0.0018102 | 0.18533 | 140.4 | 421.2 | 0 | 0 | 0.18466 | 0 | 7.8027 | 0 | 0.18466 | 0 | 7.8027 | 0 | 2.4381 | 2.4381 | -0.041798 | -0.041798
267033-High Refrigerant Charge Adjustment (>= ±20% rated charge) Resid MF CZ10 Vint04 | 0.18391 | 0.0017222 | 0.17637 | 133.5719 | 1335.7188 | -0.082065 | -0.82065 | 0.26276 | 0.98982 | 8.4222 | 0.98982 | 0.25199 | 0.98982 | 8.4114 | 0.98982 | 4.6137 | 4.0175 | -0.041387 | -0.041442
267042-Residential Condensor Coil Cleaning Resid MF CZ10 VintAll | 0.19331 | 0.0018102 | 0.18533 | 140.4 | 421.2 | 0 | 0 | 0.18466 | 0 | 7.8027 | 0 | 0.18466 | 0 | 7.8027 | 0 | 2.4381 | 2.4381 | -0.041798 | -0.041798
267033-High Refrigerant Charge Adjustment (>= ±20% rated charge) Resid MF CZ10 Vint04 | 0.18391 | 0.0017222 | 0.17637 | 133.5719 | 1335.7188 | -0.082065 | -0.82065 | 0.26276 | 0.98982 | 8.4222 | 0.98982 | 0.25199 | 0.98982 | 8.4114 | 0.98982 | 4.6137 | 4.0175 | -0.041387 | -0.041442
267042-Residential Condensor Coil Cleaning Resid MF CZ10 VintAll | 0.19331 | 0.0018102 | 0.18533 | 140.4 | 421.2 | 0 | 0 | 0.18466 | 0 | 7.8027 | 0 | 0.18466 | 0 | 7.8027 | 0 | 2.4381 | 2.4381 | -0.041798 | -0.041798
267033-High Refrigerant Charge Adjustment (>= ±20% rated charge) Resid MF CZ10 Vint04 | 0.18391 | 0.0017222 | 0.17637 | 133.5719 | 1335.7188 | -0.082065 | -0.82065 | 0.26276 | 0.98982 | 8.4222 | 0.98982 | 0.25199 | 0.98982 | 8.4114 | 0.98982 | 4.6137 | 4.0175 | -0.041387 | -0.041442
267042-Residential Condensor Coil Cleaning Resid MF CZ10 VintAll | 0.19331 | 0.0018102 | 0.18533 | 140.4 | 421.2 | 0 | 0 | 0.18466 | 0 | 7.8027 | 0 | 0.18466 | 0 | 7.8027 | 0 | 2.4381 | 2.4381 | -0.041798 | -0.041798
267033-High Refrigerant Charge Adjustment (>= ±20% rated charge) Resid MF CZ10 Vint04 | 0.18391 | 0.0017222 | 0.17637 | 133.5719 | 1335.7188 | -0.082065 | -0.82065 | 0.26276 | 0.98982 | 8.4222 | 0.98982 | 0.25199 | 0.98982 | 8.4114 | 0.98982 | 4.6137 | 4.0175 | -0.041387 | -0.041442
267042-Residential Condensor Coil Cleaning Resid MF CZ10 VintAll | 0.19331 | 0.0018102 | 0.18533 | 140.4 | 421.2 | 0 | 0 | 0.18466 | 0 | 7.8027 | 0 | 0.18466 | 0 | 7.8027 | 0 | 2.4381 | 2.4381 | -0.041798 | -0.041798
267033-High Refrigerant Charge Adjustment (>= ±20% rated charge) Resid MF CZ10 Vint04 | 0.18391 | 0.0017222 | 0.17637 | 133.5719 | 1335.7188 | -0.082065 | -0.82065 | 0.26276 | 0.98982 | 8.4222 | 0.98982 | 0.25199 | 0.98982 | 8.4114 | 0.98982 | 4.6137 | 4.0175 | -0.041387 | -0.041442
267042-Residential Condensor Coil Cleaning Resid MF CZ10 VintAll | 0.19331 | 0.0018102 | 0.18533 | 140.4 | 421.2 | 0 | 0 | 0.18466 | 0 | 7.8027 | 0 | 0.18466 | 0 | 7.8027 | 0 | 2.4381 | 2.4381 | -0.041798 | -0.041798
267033-High Refrigerant Charge Adjustment (>= ±20% rated charge) Resid MF CZ10 Vint04 | 0.18391 | 0.0017222 | 0.17637 | 133.5719 | 1335.7188 | -0.082065 | -0.82065 | 0.26276 | 0.98982 | 8.4222 | 0.98982 | 0.25199 | 0.98982 | 8.4114 | 0.98982 | 4.6137 | 4.0175 | -0.041387 | -0.041442
267042-Residential Condensor Coil Cleaning Resid MF CZ10 VintAll | 0.19331 | 0.0018102 | 0.18533 | 140.4 | 421.2 | 0 | 0 | 0.18466 | 0 | 7.8027 | 0 | 0.18466 | 0 | 7.8027 | 0 | 2.4381 | 2.4381 | -0.041798 | -0.041798
267033-High Refrigerant Charge Adjustment (>= ±20% rated charge) Resid MF CZ10 Vint04 | 0.18391 | 0.0017222 | 0.17637 | 133.5719 | 1335.7188 | -0.082065 | -0.82065 | 0.26276 | 0.98982 | 8.4222 | 0.98982 | 0.25199 | 0.98982 | 8.4114 | 0.98982 | 4.6137 | 4.0175 | -0.041387 | -0.041442
267042-Residential Condensor Coil Cleaning Resid MF CZ10 VintAll | 0.19331 | 0.0018102 | 0.18533 | 140.4 | 421.2 | 0 | 0 | 0.18466 | 0 | 7.8027 | 0 | 0.18466 | 0 | 7.8027 | 0 | 2.4381 | 2.4381 | -0.041798 | -0.041798
267033-High Refrigerant Charge Adjustment (>= ±20% rated charge) Resid MF CZ10 Vint04 | 0.18391 | 0.0017222 | 0.17637 | 133.5719 | 1335.7188 | -0.082065 | -0.82065 | 0.26276 | 0.98982 | 8.4222 | 0.98982 | 0.25199 | 0.98982 | 8.4114 | 0.98982 | 4.6137 | 4.0175 | -0.041387 | -0.041442
267042-Residential Condensor Coil Cleaning Resid MF CZ10 VintAll | 0.19331 | 0.0018102 | 0.18533 | 140.4 | 421.2 | 0 | 0 | 0.18466 | 0 | 7.8027 | 0 | 0.18466 | 0 | 7.8027 | 0 | 2.4381 | 2.4381 | -0.041798 | -0.041798
267033-High Refrigerant Charge Adjustment (>= ±20% rated charge) Resid MF CZ10 Vint04 | 0.18391 | 0.0017222 | 0.17637 | 133.5719 | 1335.7188 | -0.082065 | -0.82065 | 0.26276 | 0.98982 | 8.4222 | 0.98982 | 0.25199 | 0.98982 | 8.4114 | 0.98982 | 4.6137 | 4.0175 | -0.041387 | -0.041442
267042-Residential Condensor Coil Cleaning Resid MF CZ10 VintAll | 0.19331 | 0.0018102 | 0.18533 | 140.4 | 421.2 | 0 | 0 | 0.18466 | 0 | 7.8027 | 0 | 0.18466 | 0 | 7.8027 | 0 | 2.4381 | 2.4381 | -0.041798 | -0.041798
267033-High Refrigerant Charge Adjustment (>= ±20% rated charge) Resid MF CZ10 Vint04 | 0.18391 | 0.0017222 | 0.17637 | 133.5719 | 1335.7188 | -0.082065 | -0.82065 | 0.26276 | 0.98982 | 8.4222 | 0.98982 | 0.25199 | 0.98982 | 8.4114 | 0.98982 | 4.6137 | 4.0175 | -0.041387 | -0.041442
267042-Residential Condensor Coil Cleaning Resid MF CZ10 VintAll | 0.19331 | 0.0018102 | 0.18533 | 140.4 | 421.2 | 0 | 0 | 0.18466 | 0 | 7.8027 | 0 | 0.18466 | 0 | 7.8027 | 0 | 2.4381 | 2.4381 | -0.041798 | -0.041798
267033-High Refrigerant Charge Adjustment (>= ±20% rated charge) Resid MF CZ10 Vint04 | 0.18391 | 0.0017222 | 0.17637 | 133.5719 | 1335.7188 | -0.082065 | -0.82065 | 0.26276 | 0.98982 | 8.4222 | 0.98982 | 0.25199 | 0.98982 | 8.4114 | 0.98982 | 4.6137 | 4.0175 | -0.041387 | -0.041442
267042-Residential Condensor Coil Cleaning Resid MF CZ10 VintAll | 0.19331 | 0.0018102 | 0.18533 | 140.4 | 421.2 | 0 | 0 | 0.18466 | 0 | 7.8027 | 0 | 0.18466 | 0 | 7.8027 | 0 | 2.4381 | 2.4381 | -0.041798 | -0.041798
267033-High Refrigerant Charge Adjustment (>= ±20% rated charge) Resid MF CZ10 Vint04 | 0.18391 | 0.0017222 | 0.17637 | 133.5719 | 1335.7188 | -0.082065 | -0.82065 | 0.26276 | 0.98982 | 8.4222 | 0.98982 | 0.25199 | 0.98982 | 8.4114 | 0.98982 | 4.6137 | 4.0175 | -0.041387 | -0.041442
267042-Residential Condensor Coil Cleaning Resid MF CZ10 VintAll | 0.19331 | 0.0018102 | 0.18533 | 140.4 | 421.2 | 0 | 0 | 0.18466 | 0 | 7.8027 | 0 | 0.18466 | 0 | 7.8027 | 0 | 2.4381 | 2.4381 | -0.041798 | -0.041798
267001-High Refrigerant Charge Adjustment (>= ±20% rated charge) Resid SFCZ10 Vint03 | 0.53365 | 0.0049972 | 0.28557 | 387.5804 | 3875.8044 | -0.10395 | -1.0395 | 0.29026 | 0.98982 | 8.4497 | 0.98982 | 0.29702 | 0.98982 | 8.4565 | 0.98982 | 7.4384 | 8.752 | -0.041289 | -0.041255
267040-Residential Condensor Coil Cleaning Resid SF CZ10 VintAll | 0.28997 | 0.0027153 | 0.27799 | 210.6 | 631.8 | 0 | 0 | 0.22746 | 0 | 7.8455 | 0 | 0.22746 | 0 | 7.8455 | 0 | 3.6572 | 3.6572 | -0.041561 | -0.041561
267001-High Refrigerant Charge Adjustment (>= ±20% rated charge) Resid SFCZ10 Vint03 | 0.26683 | 0.0024986 | 0.14278 | 193.7902 | 1937.9022 | -0.051977 | -0.51977 | 0.28605 | 0.98982 | 8.4455 | 0.98982 | 0.27788 | 0.98982 | 8.4373 | 0.98982 | 6.8024 | 5.8347 | -0.041311 | -0.041352
267040-Residential Condensor Coil Cleaning Resid SF CZ10 VintAll | 0.28997 | 0.0027153 | 0.27799 | 210.6 | 631.8 | 0 | 0 | 0.22746 | 0 | 7.8455 | 0 | 0.22746 | 0 | 7.8455 | 0 | 3.6572 | 3.6572 | -0.041561 | -0.041561
267001-High Refrigerant Charge Adjustment (>= ±20% rated charge) Resid SFCZ10 Vint03 | 0.26683 | 0.0024986 | 0.14278 | 193.7902 | 1937.9022 | -0.051977 | -0.51977 | 0.28605 | 0.98982 | 8.4455 | 0.98982 | 0.27788 | 0.98982 | 8.4373 | 0.98982 | 6.8024 | 5.8347 | -0.041311 | -0.041352
267040-Residential Condensor Coil Cleaning Resid SF CZ10 VintAll | 0.28997 | 0.0027153 | 0.27799 | 210.6 | 631.8 | 0 | 0 | 0.22746 | 0 | 7.8455 | 0 | 0.22746 | 0 | 7.8455 | 0 | 3.6572 | 3.6572 | -0.041561 | -0.041561
267001-High Refrigerant Charge Adjustment (>= ±20% rated charge) Resid SFCZ10 Vint03 | 0.53365 | 0.0049972 | 0.28557 | 387.5804 | 3875.8044 | -0.10395 | -1.0395 | 0.29026 | 0.98982 | 8.4497 | 0.98982 | 0.29702 | 0.98982 | 8.4565 | 0.98982 | 7.4384 | 8.752 | -0.041289 | -0.041255
267040-Residential Condensor Coil Cleaning Resid SF CZ10 VintAll | 0.28997 | 0.0027153 | 0.27799 | 210.6 | 631.8 | 0 | 0 | 0.22746 | 0 | 7.8455 | 0 | 0.22746 | 0 | 7.8455 | 0 | 3.6572 | 3.6572 | -0.041561 | -0.041561
267001-High Refrigerant Charge Adjustment (>= ±20% rated charge) Resid SFCZ10 Vint03 | 0.53365 | 0.0049972 | 0.28557 | 387.5804 | 3875.8044 | -0.10395 | -1.0395 | 0.29026 | 0.98982 | 8.4497 | 0.98982 | 0.29702 | 0.98982 | 8.4565 | 0.98982 | 7.4384 | 8.752 | -0.041289 | -0.041255
267040-Residential Condensor Coil Cleaning Resid SF CZ10 VintAll | 0.28997 | 0.0027153 | 0.27799 | 210.6 | 631.8 | 0 | 0 | 0.22746 | 0 | 7.8455 | 0 | 0.22746 | 0 | 7.8455 | 0 | 3.6572 | 3.6572 | -0.041561 | -0.041561
267001-High Refrigerant Charge Adjustment (>= ±20% rated charge) Resid SFCZ10 Vint03 | 0.53365 | 0.0049972 | 0.28557 | 387.5804 | 3875.8044 | -0.10395 | -1.0395 | 0.29026 | 0.98982 | 8.4497 | 0.98982 | 0.29702 | 0.98982 | 8.4565 | 0.98982 | 7.4384 | 8.752 | -0.041289 | -0.041255
267040-Residential Condensor Coil Cleaning Resid SF CZ10 VintAll | 0.28997 | 0.0027153 | 0.27799 | 210.6 | 631.8 | 0 | 0 | 0.22746 | 0 | 7.8455 | 0 | 0.22746 | 0 | 7.8455 | 0 | 3.6572 | 3.6572 | -0.041561 | -0.041561
267001-High Refrigerant Charge Adjustment (>= ±20% rated charge) Resid SFCZ10 Vint03 | 1.3341 | 0.012493 | 0.71392 | 968.9511 | 9689.511 | -0.25989 | -2.5989 | 0.29026 | 0.98982 | 8.4497 | 0.98982 | 0.29702 | 0.98982 | 8.4565 | 0.98982 | 7.4384 | 8.752 | -0.041289 | -0.041255
267040-Residential Condensor Coil Cleaning Resid SF CZ10 VintAll | 0.28997 | 0.0027153 | 0.27799 | 210.6 | 631.8 | 0 | 0 | 0.22746 | 0 | 7.8455 | 0 | 0.22746 | 0 | 7.8455 | 0 | 3.6572 | 3.6572 | -0.041561 | -0.041561
267002-High Refrigerant Charge Adjustment (>= ±20% rated charge) Resid SF CZ10 Vint04 | 0.22099 | 0.0020694 | 0.1779 | 160.5014 | 1605.0138 | -0.060901 | -0.60901 | 0.27584 | 0.98982 | 8.4353 | 0.98982 | 0.26597 | 0.98982 | 8.4254 | 0.98982 | 5.6321 | 4.8308 | -0.041349 | -0.0414
267040-Residential Condensor Coil Cleaning Resid SF CZ10 VintAll | 0.28997 | 0.0027153 | 0.27799 | 210.6 | 631.8 | 0 | 0 | 0.22746 | 0 | 7.8455 | 0 | 0.22746 | 0 | 7.8455 | 0 | 3.6572 | 3.6572 | -0.041561 | -0.041561
267002-High Refrigerant Charge Adjustment (>= ±20% rated charge) Resid SF CZ10 Vint04 | 0.22099 | 0.0020694 | 0.1779 | 160.5014 | 1605.0138 | -0.060901 | -0.60901 | 0.27584 | 0.98982 | 8.4353 | 0.98982 | 0.26597 | 0.98982 | 8.4254 | 0.98982 | 5.6321 | 4.8308 | -0.041349 | -0.0414
267040-Residential Condensor Coil Cleaning Resid SF CZ10 VintAll | 0.28997 | 0.0027153 | 0.27799 | 210.6 | 631.8 | 0 | 0 | 0.22746 | 0 | 7.8455 | 0 | 0.22746 | 0 | 7.8455 | 0 | 3.6572 | 3.6572 | -0.041561 | -0.041561
267002-High Refrigerant Charge Adjustment (>= ±20% rated charge) Resid SF CZ10 Vint04 | 0.22099 | 0.0020694 | 0.1779 | 160.5014 | 1605.0138 | -0.060901 | -0.60901 | 0.27584 | 0.98982 | 8.4353 | 0.98982 | 0.26597 | 0.98982 | 8.4254 | 0.98982 | 5.6321 | 4.8308 | -0.041349 | -0.0414
267040-Residential Condensor Coil Cleaning Resid SF CZ10 VintAll | 0.28997 | 0.0027153 | 0.27799 | 210.6 | 631.8 | 0 | 0 | 0.22746 | 0 | 7.8455 | 0 | 0.22746 | 0 | 7.8455 | 0 | 3.6572 | 3.6572 | -0.041561 | -0.041561
267002-High Refrigerant Charge Adjustment (>= ±20% rated charge) Resid SF CZ10 Vint04 | 0.22099 | 0.0020694 | 0.1779 | 160.5014 | 1605.0138 | -0.060901 | -0.60901 | 0.27584 | 0.98982 | 8.4353 | 0.98982 | 0.26597 | 0.98982 | 8.4254 | 0.98982 | 5.6321 | 4.8308 | -0.041349 | -0.0414
267040-Residential Condensor Coil Cleaning Resid SF CZ10 VintAll | 0.28997 | 0.0027153 | 0.27799 | 210.6 | 631.8 | 0 | 0 | 0.22746 | 0 | 7.8455 | 0 | 0.22746 | 0 | 7.8455 | 0 | 3.6572 | 3.6572 | -0.041561 | -0.041561
267002-High Refrigerant Charge Adjustment (>= ±20% rated charge) Resid SF CZ10 Vint04 | 0.22099 | 0.0020694 | 0.1779 | 160.5014 | 1605.0138 | -0.060901 | -0.60901 | 0.27584 | 0.98982 | 8.4353 | 0.98982 | 0.26597 | 0.98982 | 8.4254 | 0.98982 | 5.6321 | 4.8308 | -0.041349 | -0.0414
267040-Residential Condensor Coil Cleaning Resid SF CZ10 VintAll | 0.28997 | 0.0027153 | 0.27799 | 210.6 | 631.8 | 0 | 0 | 0.22746 | 0 | 7.8455 | 0 | 0.22746 | 0 | 7.8455 | 0 | 3.6572 | 3.6572 | -0.041561 | -0.041561
267002-High Refrigerant Charge Adjustment (>= ±20% rated charge) Resid SF CZ10 Vint04 | 0.22099 | 0.0020694 | 0.1779 | 160.5014 | 1605.0138 | -0.060901 | -0.60901 | 0.27584 | 0.98982 | 8.4353 | 0.98982 | 0.26597 | 0.98982 | 8.4254 | 0.98982 | 5.6321 | 4.8308 | -0.041349 | -0.0414
267040-Residential Condensor Coil Cleaning Resid SF CZ10 VintAll | 0.28997 | 0.0027153 | 0.27799 | 210.6 | 631.8 | 0 | 0 | 0.22746 | 0 | 7.8455 | 0 | 0.22746 | 0 | 7.8455 | 0 | 3.6572 | 3.6572 | -0.041561 | -0.041561
267002-High Refrigerant Charge Adjustment (>= ±20% rated charge) Resid SF CZ10 Vint04 | 0.22099 | 0.0020694 | 0.1779 | 160.5014 | 1605.0138 | -0.060901 | -0.60901 | 0.27584 | 0.98982 | 8.4353 | 0.98982 | 0.26597 | 0.98982 | 8.4254 | 0.98982 | 5.6321 | 4.8308 | -0.041349 | -0.0414
267040-Residential Condensor Coil Cleaning Resid SF CZ10 VintAll | 0.28997 | 0.0027153 | 0.27799 | 210.6 | 631.8 | 0 | 0 | 0.22746 | 0 | 7.8455 | 0 | 0.22746 | 0 | 7.8455 | 0 | 3.6572 | 3.6572 | -0.041561 | -0.041561
267002-High Refrigerant Charge Adjustment (>= ±20% rated charge) Resid SF CZ10 Vint04 | 0.22099 | 0.0020694 | 0.1779 | 160.5014 | 1605.0138 | -0.060901 | -0.60901 | 0.27584 | 0.98982 | 8.4353 | 0.98982 | 0.26597 | 0.98982 | 8.4254 | 0.98982 | 5.6321 | 4.8308 | -0.041349 | -0.0414
267040-Residential Condensor Coil Cleaning Resid SF CZ10 VintAll | 0.28997 | 0.0027153 | 0.27799 | 210.6 | 631.8 | 0 | 0 | 0.22746 | 0 | 7.8455 | 0 | 0.22746 | 0 | 7.8455 | 0 | 3.6572 | 3.6572 | -0.041561 | -0.041561
267033-High Refrigerant Charge Adjustment (>= ±20% rated charge) Resid MF CZ10 Vint04 | 0.18391 | 0.0017222 | 0.17637 | 133.5719 | 1335.7188 | -0.082065 | -0.82065 | 0.26276 | 0.98982 | 8.4222 | 0.98982 | 0.25199 | 0.98982 | 8.4114 | 0.98982 | 4.6137 | 4.0175 | -0.041387 | -0.041442
267042-Residential Condensor Coil Cleaning Resid MF CZ10 VintAll | 0.19331 | 0.0018102 | 0.18533 | 140.4 | 421.2 | 0 | 0 | 0.18466 | 0 | 7.8027 | 0 | 0.18466 | 0 | 7.8027 | 0 | 2.4381 | 2.4381 | -0.041798 | -0.041798
267033-High Refrigerant Charge Adjustment (>= ±20% rated charge) Resid MF CZ10 Vint04 | 0.18391 | 0.0017222 | 0.17637 | 133.5719 | 1335.7188 | -0.082065 | -0.82065 | 0.26276 | 0.98982 | 8.4222 | 0.98982 | 0.25199 | 0.98982 | 8.4114 | 0.98982 | 4.6137 | 4.0175 | -0.041387 | -0.041442
267042-Residential Condensor Coil Cleaning Resid MF CZ10 VintAll | 0.19331 | 0.0018102 | 0.18533 | 140.4 | 421.2 | 0 | 0 | 0.18466 | 0 | 7.8027 | 0 | 0.18466 | 0 | 7.8027 | 0 | 2.4381 | 2.4381 | -0.041798 | -0.041798
267033-High Refrigerant Charge Adjustment (>= ±20% rated charge) Resid MF CZ10 Vint04 | 0.18391 | 0.0017222 | 0.17637 | 133.5719 | 1335.7188 | -0.082065 | -0.82065 | 0.26276 | 0.98982 | 8.4222 | 0.98982 | 0.25199 | 0.98982 | 8.4114 | 0.98982 | 4.6137 | 4.0175 | -0.041387 | -0.041442
267042-Residential Condensor Coil Cleaning Resid MF CZ10 VintAll | 0.19331 | 0.0018102 | 0.18533 | 140.4 | 421.2 | 0 | 0 | 0.18466 | 0 | 7.8027 | 0 | 0.18466 | 0 | 7.8027 | 0 | 2.4381 | 2.4381 | -0.041798 | -0.041798
267033-High Refrigerant Charge Adjustment (>= ±20% rated charge) Resid MF CZ10 Vint04 | 0.18391 | 0.0017222 | 0.17637 | 133.5719 | 1335.7188 | -0.082065 | -0.82065 | 0.26276 | 0.98982 | 8.4222 | 0.98982 | 0.25199 | 0.98982 | 8.4114 | 0.98982 | 4.6137 | 4.0175 | -0.041387 | -0.041442
267042-Residential Condensor Coil Cleaning Resid MF CZ10 VintAll | 0.19331 | 0.0018102 | 0.18533 | 140.4 | 421.2 | 0 | 0 | 0.18466 | 0 | 7.8027 | 0 | 0.18466 | 0 | 7.8027 | 0 | 2.4381 | 2.4381 | -0.041798 | -0.041798
267033-High Refrigerant Charge Adjustment (>= ±20% rated charge) Resid MF CZ10 Vint04 | 0.18391 | 0.0017222 | 0.17637 | 133.5719 | 1335.7188 | -0.082065 | -0.82065 | 0.26276 | 0.98982 | 8.4222 | 0.98982 | 0.25199 | 0.98982 | 8.4114 | 0.98982 | 4.6137 | 4.0175 | -0.041387 | -0.041442
267042-Residential Condensor Coil Cleaning Resid MF CZ10 VintAll | 0.19331 | 0.0018102 | 0.18533 | 140.4 | 421.2 | 0 | 0 | 0.18466 | 0 | 7.8027 | 0 | 0.18466 | 0 | 7.8027 | 0 | 2.4381 | 2.4381 | -0.041798 | -0.041798
267042-Residential Condensor Coil Cleaning Resid MF CZ10 VintAll | 0.19331 | 0.0018102 | 0.18533 | 140.4 | 421.2 | 0 | 0 | 0.18466 | 0 | 7.8027 | 0 | 0.18466 | 0 | 7.8027 | 0 | 2.4381 | 2.4381 | -0.041798 | -0.041798
267033-High Refrigerant Charge Adjustment (>= ±20% rated charge) Resid MF CZ10 Vint04 | 0.18391 | 0.0017222 | 0.17637 | 133.5719 | 1335.7188 | -0.082065 | -0.82065 | 0.26276 | 0.98982 | 8.4222 | 0.98982 | 0.25199 | 0.98982 | 8.4114 | 0.98982 | 4.6137 | 4.0175 | -0.041387 | -0.041442
267042-Residential Condensor Coil Cleaning Resid MF CZ10 VintAll | 0.19331 | 0.0018102 | 0.18533 | 140.4 | 421.2 | 0 | 0 | 0.18466 | 0 | 7.8027 | 0 | 0.18466 | 0 | 7.8027 | 0 | 2.4381 | 2.4381 | -0.041798 | -0.041798
267033-High Refrigerant Charge Adjustment (>= ±20% rated charge) Resid MF CZ10 Vint04 | 0.18391 | 0.0017222 | 0.17637 | 133.5719 | 1335.7188 | -0.082065 | -0.82065 | 0.26276 | 0.98982 | 8.4222 | 0.98982 | 0.25199 | 0.98982 | 8.4114 | 0.98982 | 4.6137 | 4.0175 | -0.041387 | -0.041442
267042-Residential Condensor Coil Cleaning Resid MF CZ10 VintAll | 0.19331 | 0.0018102 | 0.18533 | 140.4 | 421.2 | 0 | 0 | 0.18466 | 0 | 7.8027 | 0 | 0.18466 | 0 | 7.8027 | 0 | 2.4381 | 2.4381 | -0.041798 | -0.041798
267033-High Refrigerant Charge Adjustment (>= ±20% rated charge) Resid MF CZ10 Vint04 | 0.18391 | 0.0017222 | 0.17637 | 133.5719 | 1335.7188 | -0.082065 | -0.82065 | 0.26276 | 0.98982 | 8.4222 | 0.98982 | 0.25199 | 0.98982 | 8.4114 | 0.98982 | 4.6137 | 4.0175 | -0.041387 | -0.041442
267042-Residential Condensor Coil Cleaning Resid MF CZ10 VintAll | 0.19331 | 0.0018102 | 0.18533 | 140.4 | 421.2 | 0 | 0 | 0.18466 | 0 | 7.8027 | 0 | 0.18466 | 0 | 7.8027 | 0 | 2.4381 | 2.4381 | -0.041798 | -0.041798
267033-High Refrigerant Charge Adjustment (>= ±20% rated charge) Resid MF CZ10 Vint04 | 0.18391 | 0.0017222 | 0.17637 | 133.5719 | 1335.7188 | -0.082065 | -0.82065 | 0.26276 | 0.98982 | 8.4222 | 0.98982 | 0.25199 | 0.98982 | 8.4114 | 0.98982 | 4.6137 | 4.0175 | -0.041387 | -0.041442
267042-Residential Condensor Coil Cleaning Resid MF CZ10 VintAll | 0.19331 | 0.0018102 | 0.18533 | 140.4 | 421.2 | 0 | 0 | 0.18466 | 0 | 7.8027 | 0 | 0.18466 | 0 | 7.8027 | 0 | 2.4381 | 2.4381 | -0.041798 | -0.041798
267042-Residential Condensor Coil Cleaning Resid MF CZ10 VintAll | 0.19331 | 0.0018102 | 0.18533 | 140.4 | 421.2 | 0 | 0 | 0.18466 | 0 | 7.8027 | 0 | 0.18466 | 0 | 7.8027 | 0 | 2.4381 | 2.4381 | -0.041798 | -0.041798
267033-High Refrigerant Charge Adjustment (>= ±20% rated charge) Resid MF CZ10 Vint04 | 0.18391 | 0.0017222 | 0.17637 | 133.5719 | 1335.7188 | -0.082065 | -0.82065 | 0.26276 | 0.98982 | 8.4222 | 0.98982 | 0.25199 | 0.98982 | 8.4114 | 0.98982 | 4.6137 | 4.0175 | -0.041387 | -0.041442
267042-Residential Condensor Coil Cleaning Resid MF CZ10 VintAll | 0.19331 | 0.0018102 | 0.18533 | 140.4 | 421.2 | 0 | 0 | 0.18466 | 0 | 7.8027 | 0 | 0.18466 | 0 | 7.8027 | 0 | 2.4381 | 2.4381 | -0.041798 | -0.041798
267033-High Refrigerant Charge Adjustment (>= ±20% rated charge) Resid MF CZ10 Vint04 | 0.18391 | 0.0017222 | 0.17637 | 133.5719 | 1335.7188 | -0.082065 | -0.82065 | 0.26276 | 0.98982 | 8.4222 | 0.98982 | 0.25199 | 0.98982 | 8.4114 | 0.98982 | 4.6137 | 4.0175 | -0.041387 | -0.041442
267042-Residential Condensor Coil Cleaning Resid MF CZ10 VintAll | 0.19331 | 0.0018102 | 0.18533 | 140.4 | 421.2 | 0 | 0 | 0.18466 | 0 | 7.8027 | 0 | 0.18466 | 0 | 7.8027 | 0 | 2.4381 | 2.4381 | -0.041798 | -0.041798
267033-High Refrigerant Charge Adjustment (>= ±20% rated charge) Resid MF CZ10 Vint04 | 0.18391 | 0.0017222 | 0.17637 | 133.5719 | 1335.7188 | -0.082065 | -0.82065 | 0.26276 | 0.98982 | 8.4222 | 0.98982 | 0.25199 | 0.98982 | 8.4114 | 0.98982 | 4.6137 | 4.0175 | -0.041387 | -0.041442
267042-Residential Condensor Coil Cleaning Resid MF CZ10 VintAll | 0.19331 | 0.0018102 | 0.18533 | 140.4 | 421.2 | 0 | 0 | 0.18466 | 0 | 7.8027 | 0 | 0.18466 | 0 | 7.8027 | 0 | 2.4381 | 2.4381 | -0.041798 | -0.041798
267033-High Refrigerant Charge Adjustment (>= ±20% rated charge) Resid MF CZ10 Vint04 | 0.18391 | 0.0017222 | 0.17637 | 133.5719 | 1335.7188 | -0.082065 | -0.82065 | 0.26276 | 0.98982 | 8.4222 | 0.98982 | 0.25199 | 0.98982 | 8.4114 | 0.98982 | 4.6137 | 4.0175 | -0.041387 | -0.041442
267042-Residential Condensor Coil Cleaning Resid MF CZ10 VintAll | 0.19331 | 0.0018102 | 0.18533 | 140.4 | 421.2 | 0 | 0 | 0.18466 | 0 | 7.8027 | 0 | 0.18466 | 0 | 7.8027 | 0 | 2.4381 | 2.4381 | -0.041798 | -0.041798
267033-High Refrigerant Charge Adjustment (>= ±20% rated charge) Resid MF CZ10 Vint04 | 0.18391 | 0.0017222 | 0.17637 | 133.5719 | 1335.7188 | -0.082065 | -0.82065 | 0.26276 | 0.98982 | 8.4222 | 0.98982 | 0.25199 | 0.98982 | 8.4114 | 0.98982 | 4.6137 | 4.0175 | -0.041387 | -0.041442
267042-Residential Condensor Coil Cleaning Resid MF CZ10 VintAll | 0.19331 | 0.0018102 | 0.18533 | 140.4 | 421.2 | 0 | 0 | 0.18466 | 0 | 7.8027 | 0 | 0.18466 | 0 | 7.8027 | 0 | 2.4381 | 2.4381 | -0.041798 | -0.041798
267033-High Refrigerant Charge Adjustment (>= ±20% rated charge) Resid MF CZ10 Vint04 | 0.18391 | 0.0017222 | 0.17637 | 133.5719 | 1335.7188 | -0.082065 | -0.82065 | 0.26276 | 0.98982 | 8.4222 | 0.98982 | 0.25199 | 0.98982 | 8.4114 | 0.98982 | 4.6137 | 4.0175 | -0.041387 | -0.041442
267042-Residential Condensor Coil Cleaning Resid MF CZ10 VintAll | 0.19331 | 0.0018102 | 0.18533 | 140.4 | 421.2 | 0 | 0 | 0.18466 | 0 | 7.8027 | 0 | 0.18466 | 0 | 7.8027 | 0 | 2.4381 | 2.4381 | -0.041798 | -0.041798
267033-High Refrigerant Charge Adjustment (>= ±20% rated charge) Resid MF CZ10 Vint04 | 0.18391 | 0.0017222 | 0.17637 | 133.5719 | 1335.7188 | -0.082065 | -0.82065 | 0.26276 | 0.98982 | 8.4222 | 0.98982 | 0.25199 | 0.98982 | 8.4114 | 0.98982 | 4.6137 | 4.0175 | -0.041387 | -0.041442
267042-Residential Condensor Coil Cleaning Resid MF CZ10 VintAll | 0.19331 | 0.0018102 | 0.18533 | 140.4 | 421.2 | 0 | 0 | 0.18466 | 0 | 7.8027 | 0 | 0.18466 | 0 | 7.8027 | 0 | 2.4381 | 2.4381 | -0.041798 | -0.041798
267033-High Refrigerant Charge Adjustment (>= ±20% rated charge) Resid MF CZ10 Vint04 | 0.18391 | 0.0017222 | 0.17637 | 133.5719 | 1335.7188 | -0.082065 | -0.82065 | 0.26276 | 0.98982 | 8.4222 | 0.98982 | 0.25199 | 0.98982 | 8.4114 | 0.98982 | 4.6137 | 4.0175 | -0.041387 | -0.041442
267042-Residential Condensor Coil Cleaning Resid MF CZ10 VintAll | 0.19331 | 0.0018102 | 0.18533 | 140.4 | 421.2 | 0 | 0 | 0.18466 | 0 | 7.8027 | 0 | 0.18466 | 0 | 7.8027 | 0 | 2.4381 | 2.4381 | -0.041798 | -0.041798
267033-High Refrigerant Charge Adjustment (>= ±20% rated charge) Resid MF CZ10 Vint04 | 0.18391 | 0.0017222 | 0.17637 | 133.5719 | 1335.7188 | -0.082065 | -0.82065 | 0.26276 | 0.98982 | 8.4222 | 0.98982 | 0.25199 | 0.98982 | 8.4114 | 0.98982 | 4.6137 | 4.0175 | -0.041387 | -0.041442
267042-Residential Condensor Coil Cleaning Resid MF CZ10 VintAll | 0.19331 | 0.0018102 | 0.18533 | 140.4 | 421.2 | 0 | 0 | 0.18466 | 0 | 7.8027 | 0 | 0.18466 | 0 | 7.8027 | 0 | 2.4381 | 2.4381 | -0.041798 | -0.041798
267033-High Refrigerant Charge Adjustment (>= ±20% rated charge) Resid MF CZ10 Vint04 | 0.18391 | 0.0017222 | 0.17637 | 133.5719 | 1335.7188 | -0.082065 | -0.82065 | 0.26276 | 0.98982 | 8.4222 | 0.98982 | 0.25199 | 0.98982 | 8.4114 | 0.98982 | 4.6137 | 4.0175 | -0.041387 | -0.041442
267042-Residential Condensor Coil Cleaning Resid MF CZ10 VintAll | 0.19331 | 0.0018102 | 0.18533 | 140.4 | 421.2 | 0 | 0 | 0.18466 | 0 | 7.8027 | 0 | 0.18466 | 0 | 7.8027 | 0 | 2.4381 | 2.4381 | -0.041798 | -0.041798
267042-Residential Condensor Coil Cleaning Resid MF CZ10 VintAll | 0.19331 | 0.0018102 | 0.18533 | 140.4 | 421.2 | 0 | 0 | 0.18466 | 0 | 7.8027 | 0 | 0.18466 | 0 | 7.8027 | 0 | 2.4381 | 2.4381 | -0.041798 | -0.041798
267033-High Refrigerant Charge Adjustment (>= ±20% rated charge) Resid MF CZ10 Vint04 | 0.18391 | 0.0017222 | 0.17637 | 133.5719 | 1335.7188 | -0.082065 | -0.82065 | 0.26276 | 0.98982 | 8.4222 | 0.98982 | 0.25199 | 0.98982 | 8.4114 | 0.98982 | 4.6137 | 4.0175 | -0.041387 | -0.041442
267042-Residential Condensor Coil Cleaning Resid MF CZ10 VintAll | 0.19331 | 0.0018102 | 0.18533 | 140.4 | 421.2 | 0 | 0 | 0.18466 | 0 | 7.8027 | 0 | 0.18466 | 0 | 7.8027 | 0 | 2.4381 | 2.4381 | -0.041798 | -0.041798
267033-High Refrigerant Charge Adjustment (>= ±20% rated charge) Resid MF CZ10 Vint04 | 0.36782 | 0.0034444 | 0.35275 | 267.1438 | 2671.4376 | -0.16413 | -1.6413 | 0.26887 | 0.98982 | 8.4283 | 0.98982 | 0.27976 | 0.98982 | 8.4392 | 0.98982 | 5.0379 | 6.0263 | -0.041356 | -0.0413
267042-Residential Condensor Coil Cleaning Resid MF CZ10 VintAll | 0.19331 | 0.0018102 | 0.18533 | 140.4 | 421.2 | 0 | 0 | 0.18466 | 0 | 7.8027 | 0 | 0.18466 | 0 | 7.8027 | 0 | 2.4381 | 2.4381 | -0.041798 | -0.041798
267033-High Refrigerant Charge Adjustment (>= ±20% rated charge) Resid MF CZ10 Vint04 | 0.36782 | 0.0034444 | 0.35275 | 267.1438 | 2671.4376 | -0.16413 | -1.6413 | 0.26887 | 0.98982 | 8.4283 | 0.98982 | 0.27976 | 0.98982 | 8.4392 | 0.98982 | 5.0379 | 6.0263 | -0.041356 | -0.0413
267042-Residential Condensor Coil Cleaning Resid MF CZ10 VintAll | 0.19331 | 0.0018102 | 0.18533 | 140.4 | 421.2 | 0 | 0 | 0.18466 | 0 | 7.8027 | 0 | 0.18466 | 0 | 7.8027 | 0 | 2.4381 | 2.4381 | -0.041798 | -0.041798
267033-High Refrigerant Charge Adjustment (>= ±20% rated charge) Resid MF CZ10 Vint04 | 0.36782 | 0.0034444 | 0.35275 | 267.1438 | 2671.4376 | -0.16413 | -1.6413 | 0.26887 | 0.98982 | 8.4283 | 0.98982 | 0.27976 | 0.98982 | 8.4392 | 0.98982 | 5.0379 | 6.0263 | -0.041356 | -0.0413
267042-Residential Condensor Coil Cleaning Resid MF CZ10 VintAll | 0.19331 | 0.0018102 | 0.18533 | 140.4 | 421.2 | 0 | 0 | 0.18466 | 0 | 7.8027 | 0 | 0.18466 | 0 | 7.8027 | 0 | 2.4381 | 2.4381 | -0.041798 | -0.041798
267033-High Refrigerant Charge Adjustment (>= ±20% rated charge) Resid MF CZ10 Vint04 | 0.18391 | 0.0017222 | 0.17637 | 133.5719 | 1335.7188 | -0.082065 | -0.82065 | 0.26276 | 0.98982 | 8.4222 | 0.98982 | 0.25199 | 0.98982 | 8.4114 | 0.98982 | 4.6137 | 4.0175 | -0.041387 | -0.041442
267042-Residential Condensor Coil Cleaning Resid MF CZ10 VintAll | 0.19331 | 0.0018102 | 0.18533 | 140.4 | 421.2 | 0 | 0 | 0.18466 | 0 | 7.8027 | 0 | 0.18466 | 0 | 7.8027 | 0 | 2.4381 | 2.4381 | -0.041798 | -0.041798
267033-High Refrigerant Charge Adjustment (>= ±20% rated charge) Resid MF CZ10 Vint04 | 0.36782 | 0.0034444 | 0.35275 | 267.1438 | 2671.4376 | -0.16413 | -1.6413 | 0.26887 | 0.98982 | 8.4283 | 0.98982 | 0.27976 | 0.98982 | 8.4392 | 0.98982 | 5.0379 | 6.0263 | -0.041356 | -0.0413
267042-Residential Condensor Coil Cleaning Resid MF CZ10 VintAll | 0.19331 | 0.0018102 | 0.18533 | 140.4 | 421.2 | 0 | 0 | 0.18466 | 0 | 7.8027 | 0 | 0.18466 | 0 | 7.8027 | 0 | 2.4381 | 2.4381 | -0.041798 | -0.041798
267033-High Refrigerant Charge Adjustment (>= ±20% rated charge) Resid MF CZ10 Vint04 | 0.18391 | 0.0017222 | 0.17637 | 133.5719 | 1335.7188 | -0.082065 | -0.82065 | 0.26276 | 0.98982 | 8.4222 | 0.98982 | 0.25199 | 0.98982 | 8.4114 | 0.98982 | 4.6137 | 4.0175 | -0.041387 | -0.041442
267042-Residential Condensor Coil Cleaning Resid MF CZ10 VintAll | 0.19331 | 0.0018102 | 0.18533 | 140.4 | 421.2 | 0 | 0 | 0.18466 | 0 | 7.8027 | 0 | 0.18466 | 0 | 7.8027 | 0 | 2.4381 | 2.4381 | -0.041798 | -0.041798
267042-Residential Condensor Coil Cleaning Resid MF CZ10 VintAll | 0.19331 | 0.0018102 | 0.18533 | 140.4 | 421.2 | 0 | 0 | 0.18466 | 0 | 7.8027 | 0 | 0.18466 | 0 | 7.8027 | 0 | 2.4381 | 2.4381 | -0.041798 | -0.041798
267033-High Refrigerant Charge Adjustment (>= ±20% rated charge) Resid MF CZ10 Vint04 | 0.36782 | 0.0034444 | 0.35275 | 267.1438 | 2671.4376 | -0.16413 | -1.6413 | 0.26887 | 0.98982 | 8.4283 | 0.98982 | 0.27976 | 0.98982 | 8.4392 | 0.98982 | 5.0379 | 6.0263 | -0.041356 | -0.0413
267042-Residential Condensor Coil Cleaning Resid MF CZ10 VintAll | 0.19331 | 0.0018102 | 0.18533 | 140.4 | 421.2 | 0 | 0 | 0.18466 | 0 | 7.8027 | 0 | 0.18466 | 0 | 7.8027 | 0 | 2.4381 | 2.4381 | -0.041798 | -0.041798
267033-High Refrigerant Charge Adjustment (>= ±20% rated charge) Resid MF CZ10 Vint04 | 0.36782 | 0.0034444 | 0.35275 | 267.1438 | 2671.4376 | -0.16413 | -1.6413 | 0.26887 | 0.98982 | 8.4283 | 0.98982 | 0.27976 | 0.98982 | 8.4392 | 0.98982 | 5.0379 | 6.0263 | -0.041356 | -0.0413
267042-Residential Condensor Coil Cleaning Resid MF CZ10 VintAll | 0.19331 | 0.0018102 | 0.18533 | 140.4 | 421.2 | 0 | 0 | 0.18466 | 0 | 7.8027 | 0 | 0.18466 | 0 | 7.8027 | 0 | 2.4381 | 2.4381 | -0.041798 | -0.041798
267033-High Refrigerant Charge Adjustment (>= ±20% rated charge) Resid MF CZ10 Vint04 | 0.36782 | 0.0034444 | 0.35275 | 267.1438 | 2671.4376 | -0.16413 | -1.6413 | 0.26887 | 0.98982 | 8.4283 | 0.98982 | 0.27976 | 0.98982 | 8.4392 | 0.98982 | 5.0379 | 6.0263 | -0.041356 | -0.0413
267042-Residential Condensor Coil Cleaning Resid MF CZ10 VintAll | 0.19331 | 0.0018102 | 0.18533 | 140.4 | 421.2 | 0 | 0 | 0.18466 | 0 | 7.8027 | 0 | 0.18466 | 0 | 7.8027 | 0 | 2.4381 | 2.4381 | -0.041798 | -0.041798
267033-High Refrigerant Charge Adjustment (>= ±20% rated charge) Resid MF CZ10 Vint04 | 0.36782 | 0.0034444 | 0.35275 | 267.1438 | 2671.4376 | -0.16413 | -1.6413 | 0.26887 | 0.98982 | 8.4283 | 0.98982 | 0.27976 | 0.98982 | 8.4392 | 0.98982 | 5.0379 | 6.0263 | -0.041356 | -0.0413
267042-Residential Condensor Coil Cleaning Resid MF CZ10 VintAll | 0.19331 | 0.0018102 | 0.18533 | 140.4 | 421.2 | 0 | 0 | 0.18466 | 0 | 7.8027 | 0 | 0.18466 | 0 | 7.8027 | 0 | 2.4381 | 2.4381 | -0.041798 | -0.041798
267033-High Refrigerant Charge Adjustment (>= ±20% rated charge) Resid MF CZ10 Vint04 | 0.36782 | 0.0034444 | 0.35275 | 267.1438 | 2671.4376 | -0.16413 | -1.6413 | 0.26887 | 0.98982 | 8.4283 | 0.98982 | 0.27976 | 0.98982 | 8.4392 | 0.98982 | 5.0379 | 6.0263 | -0.041356 | -0.0413
267042-Residential Condensor Coil Cleaning Resid MF CZ10 VintAll | 0.19331 | 0.0018102 | 0.18533 | 140.4 | 421.2 | 0 | 0 | 0.18466 | 0 | 7.8027 | 0 | 0.18466 | 0 | 7.8027 | 0 | 2.4381 | 2.4381 | -0.041798 | -0.041798
267033-High Refrigerant Charge Adjustment (>= ±20% rated charge) Resid MF CZ10 Vint04 | 0.18391 | 0.0017222 | 0.17637 | 133.5719 | 1335.7188 | -0.082065 | -0.82065 | 0.26276 | 0.98982 | 8.4222 | 0.98982 | 0.25199 | 0.98982 | 8.4114 | 0.98982 | 4.6137 | 4.0175 | -0.041387 | -0.041442
267042-Residential Condensor Coil Cleaning Resid MF CZ10 VintAll | 0.19331 | 0.0018102 | 0.18533 | 140.4 | 421.2 | 0 | 0 | 0.18466 | 0 | 7.8027 | 0 | 0.18466 | 0 | 7.8027 | 0 | 2.4381 | 2.4381 | -0.041798 | -0.041798
267033-High Refrigerant Charge Adjustment (>= ±20% rated charge) Resid MF CZ10 Vint04 | 0.18391 | 0.0017222 | 0.17637 | 133.5719 | 1335.7188 | -0.082065 | -0.82065 | 0.26276 | 0.98982 | 8.4222 | 0.98982 | 0.25199 | 0.98982 | 8.4114 | 0.98982 | 4.6137 | 4.0175 | -0.041387 | -0.041442
267042-Residential Condensor Coil Cleaning Resid MF CZ10 VintAll | 0.19331 | 0.0018102 | 0.18533 | 140.4 | 421.2 | 0 | 0 | 0.18466 | 0 | 7.8027 | 0 | 0.18466 | 0 | 7.8027 | 0 | 2.4381 | 2.4381 | -0.041798 | -0.041798
267033-High Refrigerant Charge Adjustment (>= ±20% rated charge) Resid MF CZ10 Vint04 | 0.18391 | 0.0017222 | 0.17637 | 133.5719 | 1335.7188 | -0.082065 | -0.82065 | 0.26276 | 0.98982 | 8.4222 | 0.98982 | 0.25199 | 0.98982 | 8.4114 | 0.98982 | 4.6137 | 4.0175 | -0.041387 | -0.041442
267042-Residential Condensor Coil Cleaning Resid MF CZ10 VintAll | 0.19331 | 0.0018102 | 0.18533 | 140.4 | 421.2 | 0 | 0 | 0.18466 | 0 | 7.8027 | 0 | 0.18466 | 0 | 7.8027 | 0 | 2.4381 | 2.4381 | -0.041798 | -0.041798
267033-High Refrigerant Charge Adjustment (>= ±20% rated charge) Resid MF CZ10 Vint04 | 0.18391 | 0.0017222 | 0.17637 | 133.5719 | 1335.7188 | -0.082065 | -0.82065 | 0.26276 | 0.98982 | 8.4222 | 0.98982 | 0.25199 | 0.98982 | 8.4114 | 0.98982 | 4.6137 | 4.0175 | -0.041387 | -0.041442
267042-Residential Condensor Coil Cleaning Resid MF CZ10 VintAll | 0.19331 | 0.0018102 | 0.18533 | 140.4 | 421.2 | 0 | 0 | 0.18466 | 0 | 7.8027 | 0 | 0.18466 | 0 | 7.8027 | 0 | 2.4381 | 2.4381 | -0.041798 | -0.041798
267033-High Refrigerant Charge Adjustment (>= ±20% rated charge) Resid MF CZ10 Vint04 | 0.18391 | 0.0017222 | 0.17637 | 133.5719 | 1335.7188 | -0.082065 | -0.82065 | 0.26276 | 0.98982 | 8.4222 | 0.98982 | 0.25199 | 0.98982 | 8.4114 | 0.98982 | 4.6137 | 4.0175 | -0.041387 | -0.041442
267042-Residential Condensor Coil Cleaning Resid MF CZ10 VintAll | 0.19331 | 0.0018102 | 0.18533 | 140.4 | 421.2 | 0 | 0 | 0.18466 | 0 | 7.8027 | 0 | 0.18466 | 0 | 7.8027 | 0 | 2.4381 | 2.4381 | -0.041798 | -0.041798
267033-High Refrigerant Charge Adjustment (>= ±20% rated charge) Resid MF CZ10 Vint04 | 0.18391 | 0.0017222 | 0.17637 | 133.5719 | 1335.7188 | -0.082065 | -0.82065 | 0.26276 | 0.98982 | 8.4222 | 0.98982 | 0.25199 | 0.98982 | 8.4114 | 0.98982 | 4.6137 | 4.0175 | -0.041387 | -0.041442
267042-Residential Condensor Coil Cleaning Resid MF CZ10 VintAll | 0.19331 | 0.0018102 | 0.18533 | 140.4 | 421.2 | 0 | 0 | 0.18466 | 0 | 7.8027 | 0 | 0.18466 | 0 | 7.8027 | 0 | 2.4381 | 2.4381 | -0.041798 | -0.041798
267033-High Refrigerant Charge Adjustment (>= ±20% rated charge) Resid MF CZ10 Vint04 | 0.18391 | 0.0017222 | 0.17637 | 133.5719 | 1335.7188 | -0.082065 | -0.82065 | 0.26276 | 0.98982 | 8.4222 | 0.98982 | 0.25199 | 0.98982 | 8.4114 | 0.98982 | 4.6137 | 4.0175 | -0.041387 | -0.041442
267042-Residential Condensor Coil Cleaning Resid MF CZ10 VintAll | 0.19331 | 0.0018102 | 0.18533 | 140.4 | 421.2 | 0 | 0 | 0.18466 | 0 | 7.8027 | 0 | 0.18466 | 0 | 7.8027 | 0 | 2.4381 | 2.4381 | -0.041798 | -0.041798
267033-High Refrigerant Charge Adjustment (>= ±20% rated charge) Resid MF CZ10 Vint04 | 0.18391 | 0.0017222 | 0.17637 | 133.5719 | 1335.7188 | -0.082065 | -0.82065 | 0.26276 | 0.98982 | 8.4222 | 0.98982 | 0.25199 | 0.98982 | 8.4114 | 0.98982 | 4.6137 | 4.0175 | -0.041387 | -0.041442
267042-Residential Condensor Coil Cleaning Resid MF CZ10 VintAll | 0.19331 | 0.0018102 | 0.18533 | 140.4 | 421.2 | 0 | 0 | 0.18466 | 0 | 7.8027 | 0 | 0.18466 | 0 | 7.8027 | 0 | 2.4381 | 2.4381 | -0.041798 | -0.041798
267033-High Refrigerant Charge Adjustment (>= ±20% rated charge) Resid MF CZ10 Vint04 | 0.18391 | 0.0017222 | 0.17637 | 133.5719 | 1335.7188 | -0.082065 | -0.82065 | 0.26276 | 0.98982 | 8.4222 | 0.98982 | 0.25199 | 0.98982 | 8.4114 | 0.98982 | 4.6137 | 4.0175 | -0.041387 | -0.041442
267042-Residential Condensor Coil Cleaning Resid MF CZ10 VintAll | 0.19331 | 0.0018102 | 0.18533 | 140.4 | 421.2 | 0 | 0 | 0.18466 | 0 | 7.8027 | 0 | 0.18466 | 0 | 7.8027 | 0 | 2.4381 | 2.4381 | -0.041798 | -0.041798
267033-High Refrigerant Charge Adjustment (>= ±20% rated charge) Resid MF CZ10 Vint04 | 0.18391 | 0.0017222 | 0.17637 | 133.5719 | 1335.7188 | -0.082065 | -0.82065 | 0.26276 | 0.98982 | 8.4222 | 0.98982 | 0.25199 | 0.98982 | 8.4114 | 0.98982 | 4.6137 | 4.0175 | -0.041387 | -0.041442
267042-Residential Condensor Coil Cleaning Resid MF CZ10 VintAll | 0.19331 | 0.0018102 | 0.18533 | 140.4 | 421.2 | 0 | 0 | 0.18466 | 0 | 7.8027 | 0 | 0.18466 | 0 | 7.8027 | 0 | 2.4381 | 2.4381 | -0.041798 | -0.041798
267033-High Refrigerant Charge Adjustment (>= ±20% rated charge) Resid MF CZ10 Vint04 | 0.18391 | 0.0017222 | 0.17637 | 133.5719 | 1335.7188 | -0.082065 | -0.82065 | 0.26276 | 0.98982 | 8.4222 | 0.98982 | 0.25199 | 0.98982 | 8.4114 | 0.98982 | 4.6137 | 4.0175 | -0.041387 | -0.041442
267042-Residential Condensor Coil Cleaning Resid MF CZ10 VintAll | 0.19331 | 0.0018102 | 0.18533 | 140.4 | 421.2 | 0 | 0 | 0.18466 | 0 | 7.8027 | 0 | 0.18466 | 0 | 7.8027 | 0 | 2.4381 | 2.4381 | -0.041798 | -0.041798
267033-High Refrigerant Charge Adjustment (>= ±20% rated charge) Resid MF CZ10 Vint04 | 0.18391 | 0.0017222 | 0.17637 | 133.5719 | 1335.7188 | -0.082065 | -0.82065 | 0.26276 | 0.98982 | 8.4222 | 0.98982 | 0.25199 | 0.98982 | 8.4114 | 0.98982 | 4.6137 | 4.0175 | -0.041387 | -0.041442
267042-Residential Condensor Coil Cleaning Resid MF CZ10 VintAll | 0.19331 | 0.0018102 | 0.18533 | 140.4 | 421.2 | 0 | 0 | 0.18466 | 0 | 7.8027 | 0 | 0.18466 | 0 | 7.8027 | 0 | 2.4381 | 2.4381 | -0.041798 | -0.041798
267033-High Refrigerant Charge Adjustment (>= ±20% rated charge) Resid MF CZ10 Vint04 | 0.18391 | 0.0017222 | 0.17637 | 133.5719 | 1335.7188 | -0.082065 | -0.82065 | 0.26276 | 0.98982 | 8.4222 | 0.98982 | 0.25199 | 0.98982 | 8.4114 | 0.98982 | 4.6137 | 4.0175 | -0.041387 | -0.041442
267042-Residential Condensor Coil Cleaning Resid MF CZ10 VintAll | 0.19331 | 0.0018102 | 0.18533 | 140.4 | 421.2 | 0 | 0 | 0.18466 | 0 | 7.8027 | 0 | 0.18466 | 0 | 7.8027 | 0 | 2.4381 | 2.4381 | -0.041798 | -0.041798
267033-High Refrigerant Charge Adjustment (>= ±20% rated charge) Resid MF CZ10 Vint04 | 0.18391 | 0.0017222 | 0.17637 | 133.5719 | 1335.7188 | -0.082065 | -0.82065 | 0.26276 | 0.98982 | 8.4222 | 0.98982 | 0.25199 | 0.98982 | 8.4114 | 0.98982 | 4.6137 | 4.0175 | -0.041387 | -0.041442
267042-Residential Condensor Coil Cleaning Resid MF CZ10 VintAll | 0.19331 | 0.0018102 | 0.18533 | 140.4 | 421.2 | 0 | 0 | 0.18466 | 0 | 7.8027 | 0 | 0.18466 | 0 | 7.8027 | 0 | 2.4381 | 2.4381 | -0.041798 | -0.041798
267033-High Refrigerant Charge Adjustment (>= ±20% rated charge) Resid MF CZ10 Vint04 | 0.18391 | 0.0017222 | 0.17637 | 133.5719 | 1335.7188 | -0.082065 | -0.82065 | 0.26276 | 0.98982 | 8.4222 | 0.98982 | 0.25199 | 0.98982 | 8.4114 | 0.98982 | 4.6137 | 4.0175 | -0.041387 | -0.041442
267042-Residential Condensor Coil Cleaning Resid MF CZ10 VintAll | 0.19331 | 0.0018102 | 0.18533 | 140.4 | 421.2 | 0 | 0 | 0.18466 | 0 | 7.8027 | 0 | 0.18466 | 0 | 7.8027 | 0 | 2.4381 | 2.4381 | -0.041798 | -0.041798
267033-High Refrigerant Charge Adjustment (>= ±20% rated charge) Resid MF CZ10 Vint04 | 0.18391 | 0.0017222 | 0.17637 | 133.5719 | 1335.7188 | -0.082065 | -0.82065 | 0.26276 | 0.98982 | 8.4222 | 0.98982 | 0.25199 | 0.98982 | 8.4114 | 0.98982 | 4.6137 | 4.0175 | -0.041387 | -0.041442
267042-Residential Condensor Coil Cleaning Resid MF CZ10 VintAll | 0.19331 | 0.0018102 | 0.18533 | 140.4 | 421.2 | 0 | 0 | 0.18466 | 0 | 7.8027 | 0 | 0.18466 | 0 | 7.8027 | 0 | 2.4381 | 2.4381 | -0.041798 | -0.041798
267033-High Refrigerant Charge Adjustment (>= ±20% rated charge) Resid MF CZ10 Vint04 | 0.36782 | 0.0034444 | 0.35275 | 267.1438 | 2671.4376 | -0.16413 | -1.6413 | 0.26887 | 0.98982 | 8.4283 | 0.98982 | 0.27976 | 0.98982 | 8.4392 | 0.98982 | 5.0379 | 6.0263 | -0.041356 | -0.0413
267042-Residential Condensor Coil Cleaning Resid MF CZ10 VintAll | 0.19331 | 0.0018102 | 0.18533 | 140.4 | 421.2 | 0 | 0 | 0.18466 | 0 | 7.8027 | 0 | 0.18466 | 0 | 7.8027 | 0 | 2.4381 | 2.4381 | -0.041798 | -0.041798
267033-High Refrigerant Charge Adjustment (>= ±20% rated charge) Resid MF CZ10 Vint04 | 0.36782 | 0.0034444 | 0.35275 | 267.1438 | 2671.4376 | -0.16413 | -1.6413 | 0.26887 | 0.98982 | 8.4283 | 0.98982 | 0.27976 | 0.98982 | 8.4392 | 0.98982 | 5.0379 | 6.0263 | -0.041356 | -0.0413
267042-Residential Condensor Coil Cleaning Resid MF CZ10 VintAll | 0.19331 | 0.0018102 | 0.18533 | 140.4 | 421.2 | 0 | 0 | 0.18466 | 0 | 7.8027 | 0 | 0.18466 | 0 | 7.8027 | 0 | 2.4381 | 2.4381 | -0.041798 | -0.041798
267033-High Refrigerant Charge Adjustment (>= ±20% rated charge) Resid MF CZ10 Vint04 | 0.18391 | 0.0017222 | 0.17637 | 133.5719 | 1335.7188 | -0.082065 | -0.82065 | 0.26276 | 0.98982 | 8.4222 | 0.98982 | 0.25199 | 0.98982 | 8.4114 | 0.98982 | 4.6137 | 4.0175 | -0.041387 | -0.041442
267042-Residential Condensor Coil Cleaning Resid MF CZ10 VintAll | 0.19331 | 0.0018102 | 0.18533 | 140.4 | 421.2 | 0 | 0 | 0.18466 | 0 | 7.8027 | 0 | 0.18466 | 0 | 7.8027 | 0 | 2.4381 | 2.4381 | -0.041798 | -0.041798
267033-High Refrigerant Charge Adjustment (>= ±20% rated charge) Resid MF CZ10 Vint04 | 0.18391 | 0.0017222 | 0.17637 | 133.5719 | 1335.7188 | -0.082065 | -0.82065 | 0.26276 | 0.98982 | 8.4222 | 0.98982 | 0.25199 | 0.98982 | 8.4114 | 0.98982 | 4.6137 | 4.0175 | -0.041387 | -0.041442
267042-Residential Condensor Coil Cleaning Resid MF CZ10 VintAll | 0.19331 | 0.0018102 | 0.18533 | 140.4 | 421.2 | 0 | 0 | 0.18466 | 0 | 7.8027 | 0 | 0.18466 | 0 | 7.8027 | 0 | 2.4381 | 2.4381 | -0.041798 | -0.041798
267033-High Refrigerant Charge Adjustment (>= ±20% rated charge) Resid MF CZ10 Vint04 | 0.18391 | 0.0017222 | 0.17637 | 133.5719 | 1335.7188 | -0.082065 | -0.82065 | 0.26276 | 0.98982 | 8.4222 | 0.98982 | 0.25199 | 0.98982 | 8.4114 | 0.98982 | 4.6137 | 4.0175 | -0.041387 | -0.041442
267042-Residential Condensor Coil Cleaning Resid MF CZ10 VintAll | 0.19331 | 0.0018102 | 0.18533 | 140.4 | 421.2 | 0 | 0 | 0.18466 | 0 | 7.8027 | 0 | 0.18466 | 0 | 7.8027 | 0 | 2.4381 | 2.4381 | -0.041798 | -0.041798
267033-High Refrigerant Charge Adjustment (>= ±20% rated charge) Resid MF CZ10 Vint04 | 0.18391 | 0.0017222 | 0.17637 | 133.5719 | 1335.7188 | -0.082065 | -0.82065 | 0.26276 | 0.98982 | 8.4222 | 0.98982 | 0.25199 | 0.98982 | 8.4114 | 0.98982 | 4.6137 | 4.0175 | -0.041387 | -0.041442
267042-Residential Condensor Coil Cleaning Resid MF CZ10 VintAll | 0.19331 | 0.0018102 | 0.18533 | 140.4 | 421.2 | 0 | 0 | 0.18466 | 0 | 7.8027 | 0 | 0.18466 | 0 | 7.8027 | 0 | 2.4381 | 2.4381 | -0.041798 | -0.041798
267033-High Refrigerant Charge Adjustment (>= ±20% rated charge) Resid MF CZ10 Vint04 | 0.18391 | 0.0017222 | 0.17637 | 133.5719 | 1335.7188 | -0.082065 | -0.82065 | 0.26276 | 0.98982 | 8.4222 | 0.98982 | 0.25199 | 0.98982 | 8.4114 | 0.98982 | 4.6137 | 4.0175 | -0.041387 | -0.041442
267042-Residential Condensor Coil Cleaning Resid MF CZ10 VintAll | 0.19331 | 0.0018102 | 0.18533 | 140.4 | 421.2 | 0 | 0 | 0.18466 | 0 | 7.8027 | 0 | 0.18466 | 0 | 7.8027 | 0 | 2.4381 | 2.4381 | -0.041798 | -0.041798
267033-High Refrigerant Charge Adjustment (>= ±20% rated charge) Resid MF CZ10 Vint04 | 0.36782 | 0.0034444 | 0.35275 | 267.1438 | 2671.4376 | -0.16413 | -1.6413 | 0.26887 | 0.98982 | 8.4283 | 0.98982 | 0.27976 | 0.98982 | 8.4392 | 0.98982 | 5.0379 | 6.0263 | -0.041356 | -0.0413
267042-Residential Condensor Coil Cleaning Resid MF CZ10 VintAll | 0.19331 | 0.0018102 | 0.18533 | 140.4 | 421.2 | 0 | 0 | 0.18466 | 0 | 7.8027 | 0 | 0.18466 | 0 | 7.8027 | 0 | 2.4381 | 2.4381 | -0.041798 | -0.041798
267033-High Refrigerant Charge Adjustment (>= ±20% rated charge) Resid MF CZ10 Vint04 | 0.36782 | 0.0034444 | 0.35275 | 267.1438 | 2671.4376 | -0.16413 | -1.6413 | 0.26887 | 0.98982 | 8.4283 | 0.98982 | 0.27976 | 0.98982 | 8.4392 | 0.98982 | 5.0379 | 6.0263 | -0.041356 | -0.0413
267042-Residential Condensor Coil Cleaning Resid MF CZ10 VintAll | 0.19331 | 0.0018102 | 0.18533 | 140.4 | 421.2 | 0 | 0 | 0.18466 | 0 | 7.8027 | 0 | 0.18466 | 0 | 7.8027 | 0 | 2.4381 | 2.4381 | -0.041798 | -0.041798
267033-High Refrigerant Charge Adjustment (>= ±20% rated charge) Resid MF CZ10 Vint04 | 0.36782 | 0.0034444 | 0.35275 | 267.1438 | 2671.4376 | -0.16413 | -1.6413 | 0.26887 | 0.98982 | 8.4283 | 0.98982 | 0.27976 | 0.98982 | 8.4392 | 0.98982 | 5.0379 | 6.0263 | -0.041356 | -0.0413
267042-Residential Condensor Coil Cleaning Resid MF CZ10 VintAll | 0.19331 | 0.0018102 | 0.18533 | 140.4 | 421.2 | 0 | 0 | 0.18466 | 0 | 7.8027 | 0 | 0.18466 | 0 | 7.8027 | 0 | 2.4381 | 2.4381 | -0.041798 | -0.041798
267033-High Refrigerant Charge Adjustment (>= ±20% rated charge) Resid MF CZ10 Vint04 | 0.18391 | 0.0017222 | 0.17637 | 133.5719 | 1335.7188 | -0.082065 | -0.82065 | 0.26276 | 0.98982 | 8.4222 | 0.98982 | 0.25199 | 0.98982 | 8.4114 | 0.98982 | 4.6137 | 4.0175 | -0.041387 | -0.041442
267042-Residential Condensor Coil Cleaning Resid MF CZ10 VintAll | 0.19331 | 0.0018102 | 0.18533 | 140.4 | 421.2 | 0 | 0 | 0.18466 | 0 | 7.8027 | 0 | 0.18466 | 0 | 7.8027 | 0 | 2.4381 | 2.4381 | -0.041798 | -0.041798
267033-High Refrigerant Charge Adjustment (>= ±20% rated charge) Resid MF CZ10 Vint04 | 0.18391 | 0.0017222 | 0.17637 | 133.5719 | 1335.7188 | -0.082065 | -0.82065 | 0.26276 | 0.98982 | 8.4222 | 0.98982 | 0.25199 | 0.98982 | 8.4114 | 0.98982 | 4.6137 | 4.0175 | -0.041387 | -0.041442
267042-Residential Condensor Coil Cleaning Resid MF CZ10 VintAll | 0.19331 | 0.0018102 | 0.18533 | 140.4 | 421.2 | 0 | 0 | 0.18466 | 0 | 7.8027 | 0 | 0.18466 | 0 | 7.8027 | 0 | 2.4381 | 2.4381 | -0.041798 | -0.041798
267033-High Refrigerant Charge Adjustment (>= ±20% rated charge) Resid MF CZ10 Vint04 | 0.18391 | 0.0017222 | 0.17637 | 133.5719 | 1335.7188 | -0.082065 | -0.82065 | 0.26276 | 0.98982 | 8.4222 | 0.98982 | 0.25199 | 0.98982 | 8.4114 | 0.98982 | 4.6137 | 4.0175 | -0.041387 | -0.041442
267042-Residential Condensor Coil Cleaning Resid MF CZ10 VintAll | 0.19331 | 0.0018102 | 0.18533 | 140.4 | 421.2 | 0 | 0 | 0.18466 | 0 | 7.8027 | 0 | 0.18466 | 0 | 7.8027 | 0 | 2.4381 | 2.4381 | -0.041798 | -0.041798
267033-High Refrigerant Charge Adjustment (>= ±20% rated charge) Resid MF CZ10 Vint04 | 0.18391 | 0.0017222 | 0.17637 | 133.5719 | 1335.7188 | -0.082065 | -0.82065 | 0.26276 | 0.98982 | 8.4222 | 0.98982 | 0.25199 | 0.98982 | 8.4114 | 0.98982 | 4.6137 | 4.0175 | -0.041387 | -0.041442
267042-Residential Condensor Coil Cleaning Resid MF CZ10 VintAll | 0.19331 | 0.0018102 | 0.18533 | 140.4 | 421.2 | 0 | 0 | 0.18466 | 0 | 7.8027 | 0 | 0.18466 | 0 | 7.8027 | 0 | 2.4381 | 2.4381 | -0.041798 | -0.041798
267033-High Refrigerant Charge Adjustment (>= ±20% rated charge) Resid MF CZ10 Vint04 | 0.18391 | 0.0017222 | 0.17637 | 133.5719 | 1335.7188 | -0.082065 | -0.82065 | 0.26276 | 0.98982 | 8.4222 | 0.98982 | 0.25199 | 0.98982 | 8.4114 | 0.98982 | 4.6137 | 4.0175 | -0.041387 | -0.041442
267042-Residential Condensor Coil Cleaning Resid MF CZ10 VintAll | 0.19331 | 0.0018102 | 0.18533 | 140.4 | 421.2 | 0 | 0 | 0.18466 | 0 | 7.8027 | 0 | 0.18466 | 0 | 7.8027 | 0 | 2.4381 | 2.4381 | -0.041798 | -0.041798
267033-High Refrigerant Charge Adjustment (>= ±20% rated charge) Resid MF CZ10 Vint04 | 0.18391 | 0.0017222 | 0.17637 | 133.5719 | 1335.7188 | -0.082065 | -0.82065 | 0.26276 | 0.98982 | 8.4222 | 0.98982 | 0.25199 | 0.98982 | 8.4114 | 0.98982 | 4.6137 | 4.0175 | -0.041387 | -0.041442
267042-Residential Condensor Coil Cleaning Resid MF CZ10 VintAll | 0.19331 | 0.0018102 | 0.18533 | 140.4 | 421.2 | 0 | 0 | 0.18466 | 0 | 7.8027 | 0 | 0.18466 | 0 | 7.8027 | 0 | 2.4381 | 2.4381 | -0.041798 | -0.041798
267033-High Refrigerant Charge Adjustment (>= ±20% rated charge) Resid MF CZ10 Vint04 | 0.18391 | 0.0017222 | 0.17637 | 133.5719 | 1335.7188 | -0.082065 | -0.82065 | 0.26276 | 0.98982 | 8.4222 | 0.98982 | 0.25199 | 0.98982 | 8.4114 | 0.98982 | 4.6137 | 4.0175 | -0.041387 | -0.041442
267042-Residential Condensor Coil Cleaning Resid MF CZ10 VintAll | 0.19331 | 0.0018102 | 0.18533 | 140.4 | 421.2 | 0 | 0 | 0.18466 | 0 | 7.8027 | 0 | 0.18466 | 0 | 7.8027 | 0 | 2.4381 | 2.4381 | -0.041798 | -0.041798
267033-High Refrigerant Charge Adjustment (>= ±20% rated charge) Resid MF CZ10 Vint04 | 0.18391 | 0.0017222 | 0.17637 | 133.5719 | 1335.7188 | -0.082065 | -0.82065 | 0.26276 | 0.98982 | 8.4222 | 0.98982 | 0.25199 | 0.98982 | 8.4114 | 0.98982 | 4.6137 | 4.0175 | -0.041387 | -0.041442
267042-Residential Condensor Coil Cleaning Resid MF CZ10 VintAll | 0.19331 | 0.0018102 | 0.18533 | 140.4 | 421.2 | 0 | 0 | 0.18466 | 0 | 7.8027 | 0 | 0.18466 | 0 | 7.8027 | 0 | 2.4381 | 2.4381 | -0.041798 | -0.041798
267033-High Refrigerant Charge Adjustment (>= ±20% rated charge) Resid MF CZ10 Vint04 | 0.18391 | 0.0017222 | 0.17637 | 133.5719 | 1335.7188 | -0.082065 | -0.82065 | 0.26276 | 0.98982 | 8.4222 | 0.98982 | 0.25199 | 0.98982 | 8.4114 | 0.98982 | 4.6137 | 4.0175 | -0.041387 | -0.041442
267042-Residential Condensor Coil Cleaning Resid MF CZ10 VintAll | 0.19331 | 0.0018102 | 0.18533 | 140.4 | 421.2 | 0 | 0 | 0.18466 | 0 | 7.8027 | 0 | 0.18466 | 0 | 7.8027 | 0 | 2.4381 | 2.4381 | -0.041798 | -0.041798
267033-High Refrigerant Charge Adjustment (>= ±20% rated charge) Resid MF CZ10 Vint04 | 0.18391 | 0.0017222 | 0.17637 | 133.5719 | 1335.7188 | -0.082065 | -0.82065 | 0.26276 | 0.98982 | 8.4222 | 0.98982 | 0.25199 | 0.98982 | 8.4114 | 0.98982 | 4.6137 | 4.0175 | -0.041387 | -0.041442
267042-Residential Condensor Coil Cleaning Resid MF CZ10 VintAll | 0.19331 | 0.0018102 | 0.18533 | 140.4 | 421.2 | 0 | 0 | 0.18466 | 0 | 7.8027 | 0 | 0.18466 | 0 | 7.8027 | 0 | 2.4381 | 2.4381 | -0.041798 | -0.041798
267033-High Refrigerant Charge Adjustment (>= ±20% rated charge) Resid MF CZ10 Vint04 | 0.18391 | 0.0017222 | 0.17637 | 133.5719 | 1335.7188 | -0.082065 | -0.82065 | 0.26276 | 0.98982 | 8.4222 | 0.98982 | 0.25199 | 0.98982 | 8.4114 | 0.98982 | 4.6137 | 4.0175 | -0.041387 | -0.041442
267042-Residential Condensor Coil Cleaning Resid MF CZ10 VintAll | 0.19331 | 0.0018102 | 0.18533 | 140.4 | 421.2 | 0 | 0 | 0.18466 | 0 | 7.8027 | 0 | 0.18466 | 0 | 7.8027 | 0 | 2.4381 | 2.4381 | -0.041798 | -0.041798
267033-High Refrigerant Charge Adjustment (>= ±20% rated charge) Resid MF CZ10 Vint04 | 0.18391 | 0.0017222 | 0.17637 | 133.5719 | 1335.7188 | -0.082065 | -0.82065 | 0.26276 | 0.98982 | 8.4222 | 0.98982 | 0.25199 | 0.98982 | 8.4114 | 0.98982 | 4.6137 | 4.0175 | -0.041387 | -0.041442
267042-Residential Condensor Coil Cleaning Resid MF CZ10 VintAll | 0.19331 | 0.0018102 | 0.18533 | 140.4 | 421.2 | 0 | 0 | 0.18466 | 0 | 7.8027 | 0 | 0.18466 | 0 | 7.8027 | 0 | 2.4381 | 2.4381 | -0.041798 | -0.041798
267033-High Refrigerant Charge Adjustment (>= ±20% rated charge) Resid MF CZ10 Vint04 | 0.18391 | 0.0017222 | 0.17637 | 133.5719 | 1335.7188 | -0.082065 | -0.82065 | 0.26276 | 0.98982 | 8.4222 | 0.98982 | 0.25199 | 0.98982 | 8.4114 | 0.98982 | 4.6137 | 4.0175 | -0.041387 | -0.041442
267042-Residential Condensor Coil Cleaning Resid MF CZ10 VintAll | 0.19331 | 0.0018102 | 0.18533 | 140.4 | 421.2 | 0 | 0 | 0.18466 | 0 | 7.8027 | 0 | 0.18466 | 0 | 7.8027 | 0 | 2.4381 | 2.4381 | -0.041798 | -0.041798
267033-High Refrigerant Charge Adjustment (>= ±20% rated charge) Resid MF CZ10 Vint04 | 0.18391 | 0.0017222 | 0.17637 | 133.5719 | 1335.7188 | -0.082065 | -0.82065 | 0.26276 | 0.98982 | 8.4222 | 0.98982 | 0.25199 | 0.98982 | 8.4114 | 0.98982 | 4.6137 | 4.0175 | -0.041387 | -0.041442
267042-Residential Condensor Coil Cleaning Resid MF CZ10 VintAll | 0.19331 | 0.0018102 | 0.18533 | 140.4 | 421.2 | 0 | 0 | 0.18466 | 0 | 7.8027 | 0 | 0.18466 | 0 | 7.8027 | 0 | 2.4381 | 2.4381 | -0.041798 | -0.041798
267033-High Refrigerant Charge Adjustment (>= ±20% rated charge) Resid MF CZ10 Vint04 | 0.18391 | 0.0017222 | 0.17637 | 133.5719 | 1335.7188 | -0.082065 | -0.82065 | 0.26276 | 0.98982 | 8.4222 | 0.98982 | 0.25199 | 0.98982 | 8.4114 | 0.98982 | 4.6137 | 4.0175 | -0.041387 | -0.041442
267042-Residential Condensor Coil Cleaning Resid MF CZ10 VintAll | 0.19331 | 0.0018102 | 0.18533 | 140.4 | 421.2 | 0 | 0 | 0.18466 | 0 | 7.8027 | 0 | 0.18466 | 0 | 7.8027 | 0 | 2.4381 | 2.4381 | -0.041798 | -0.041798
267042-Residential Condensor Coil Cleaning Resid MF CZ10 VintAll | 0.19331 | 0.0018102 | 0.18533 | 140.4 | 421.2 | 0 | 0 | 0.18466 | 0 | 7.8027 | 0 | 0.18466 | 0 | 7.8027 | 0 | 2.4381 | 2.4381 | -0.041798 | -0.041798
267033-High Refrigerant Charge Adjustment (>= ±20% rated charge) Resid MF CZ10 Vint04 | 0.18391 | 0.0017222 | 0.17637 | 133.5719 | 1335.7188 | -0.082065 | -0.82065 | 0.26276 | 0.98982 | 8.4222 | 0.98982 | 0.25199 | 0.98982 | 8.4114 | 0.98982 | 4.6137 | 4.0175 | -0.041387 | -0.041442
267042-Residential Condensor Coil Cleaning Resid MF CZ10 VintAll | 0.19331 | 0.0018102 | 0.18533 | 140.4 | 421.2 | 0 | 0 | 0.18466 | 0 | 7.8027 | 0 | 0.18466 | 0 | 7.8027 | 0 | 2.4381 | 2.4381 | -0.041798 | -0.041798
267033-High Refrigerant Charge Adjustment (>= ±20% rated charge) Resid MF CZ10 Vint04 | 0.18391 | 0.0017222 | 0.17637 | 133.5719 | 1335.7188 | -0.082065 | -0.82065 | 0.26276 | 0.98982 | 8.4222 | 0.98982 | 0.25199 | 0.98982 | 8.4114 | 0.98982 | 4.6137 | 4.0175 | -0.041387 | -0.041442
267042-Residential Condensor Coil Cleaning Resid MF CZ10 VintAll | 0.19331 | 0.0018102 | 0.18533 | 140.4 | 421.2 | 0 | 0 | 0.18466 | 0 | 7.8027 | 0 | 0.18466 | 0 | 7.8027 | 0 | 2.4381 | 2.4381 | -0.041798 | -0.041798
267033-High Refrigerant Charge Adjustment (>= ±20% rated charge) Resid MF CZ10 Vint04 | 0.18391 | 0.0017222 | 0.17637 | 133.5719 | 1335.7188 | -0.082065 | -0.82065 | 0.26276 | 0.98982 | 8.4222 | 0.98982 | 0.25199 | 0.98982 | 8.4114 | 0.98982 | 4.6137 | 4.0175 | -0.041387 | -0.041442
267042-Residential Condensor Coil Cleaning Resid MF CZ10 VintAll | 0.19331 | 0.0018102 | 0.18533 | 140.4 | 421.2 | 0 | 0 | 0.18466 | 0 | 7.8027 | 0 | 0.18466 | 0 | 7.8027 | 0 | 2.4381 | 2.4381 | -0.041798 | -0.041798
267033-High Refrigerant Charge Adjustment (>= ±20% rated charge) Resid MF CZ10 Vint04 | 0.18391 | 0.0017222 | 0.17637 | 133.5719 | 1335.7188 | -0.082065 | -0.82065 | 0.26276 | 0.98982 | 8.4222 | 0.98982 | 0.25199 | 0.98982 | 8.4114 | 0.98982 | 4.6137 | 4.0175 | -0.041387 | -0.041442
267042-Residential Condensor Coil Cleaning Resid MF CZ10 VintAll | 0.19331 | 0.0018102 | 0.18533 | 140.4 | 421.2 | 0 | 0 | 0.18466 | 0 | 7.8027 | 0 | 0.18466 | 0 | 7.8027 | 0 | 2.4381 | 2.4381 | -0.041798 | -0.041798
267033-High Refrigerant Charge Adjustment (>= ±20% rated charge) Resid MF CZ10 Vint04 | 0.18391 | 0.0017222 | 0.17637 | 133.5719 | 1335.7188 | -0.082065 | -0.82065 | 0.26276 | 0.98982 | 8.4222 | 0.98982 | 0.25199 | 0.98982 | 8.4114 | 0.98982 | 4.6137 | 4.0175 | -0.041387 | -0.041442
267042-Residential Condensor Coil Cleaning Resid MF CZ10 VintAll | 0.19331 | 0.0018102 | 0.18533 | 140.4 | 421.2 | 0 | 0 | 0.18466 | 0 | 7.8027 | 0 | 0.18466 | 0 | 7.8027 | 0 | 2.4381 | 2.4381 | -0.041798 | -0.041798
267033-High Refrigerant Charge Adjustment (>= ±20% rated charge) Resid MF CZ10 Vint04 | 0.18391 | 0.0017222 | 0.17637 | 133.5719 | 1335.7188 | -0.082065 | -0.82065 | 0.26276 | 0.98982 | 8.4222 | 0.98982 | 0.25199 | 0.98982 | 8.4114 | 0.98982 | 4.6137 | 4.0175 | -0.041387 | -0.041442
267042-Residential Condensor Coil Cleaning Resid MF CZ10 VintAll | 0.19331 | 0.0018102 | 0.18533 | 140.4 | 421.2 | 0 | 0 | 0.18466 | 0 | 7.8027 | 0 | 0.18466 | 0 | 7.8027 | 0 | 2.4381 | 2.4381 | -0.041798 | -0.041798
267033-High Refrigerant Charge Adjustment (>= ±20% rated charge) Resid MF CZ10 Vint04 | 0.18391 | 0.0017222 | 0.17637 | 133.5719 | 1335.7188 | -0.082065 | -0.82065 | 0.26276 | 0.98982 | 8.4222 | 0.98982 | 0.25199 | 0.98982 | 8.4114 | 0.98982 | 4.6137 | 4.0175 | -0.041387 | -0.041442
267042-Residential Condensor Coil Cleaning Resid MF CZ10 VintAll | 0.19331 | 0.0018102 | 0.18533 | 140.4 | 421.2 | 0 | 0 | 0.18466 | 0 | 7.8027 | 0 | 0.18466 | 0 | 7.8027 | 0 | 2.4381 | 2.4381 | -0.041798 | -0.041798
267033-High Refrigerant Charge Adjustment (>= ±20% rated charge) Resid MF CZ10 Vint04 | 0.36782 | 0.0034444 | 0.35275 | 267.1438 | 2671.4376 | -0.16413 | -1.6413 | 0.26887 | 0.98982 | 8.4283 | 0.98982 | 0.27976 | 0.98982 | 8.4392 | 0.98982 | 5.0379 | 6.0263 | -0.041356 | -0.0413
267042-Residential Condensor Coil Cleaning Resid MF CZ10 VintAll | 0.19331 | 0.0018102 | 0.18533 | 140.4 | 421.2 | 0 | 0 | 0.18466 | 0 | 7.8027 | 0 | 0.18466 | 0 | 7.8027 | 0 | 2.4381 | 2.4381 | -0.041798 | -0.041798
267033-High Refrigerant Charge Adjustment (>= ±20% rated charge) Resid MF CZ10 Vint04 | 0.36782 | 0.0034444 | 0.35275 | 267.1438 | 2671.4376 | -0.16413 | -1.6413 | 0.26887 | 0.98982 | 8.4283 | 0.98982 | 0.27976 | 0.98982 | 8.4392 | 0.98982 | 5.0379 | 6.0263 | -0.041356 | -0.0413
267042-Residential Condensor Coil Cleaning Resid MF CZ10 VintAll | 0.19331 | 0.0018102 | 0.18533 | 140.4 | 421.2 | 0 | 0 | 0.18466 | 0 | 7.8027 | 0 | 0.18466 | 0 | 7.8027 | 0 | 2.4381 | 2.4381 | -0.041798 | -0.041798
267033-High Refrigerant Charge Adjustment (>= ±20% rated charge) Resid MF CZ10 Vint04 | 0.36782 | 0.0034444 | 0.35275 | 267.1438 | 2671.4376 | -0.16413 | -1.6413 | 0.26887 | 0.98982 | 8.4283 | 0.98982 | 0.27976 | 0.98982 | 8.4392 | 0.98982 | 5.0379 | 6.0263 | -0.041356 | -0.0413
267042-Residential Condensor Coil Cleaning Resid MF CZ10 VintAll | 0.19331 | 0.0018102 | 0.18533 | 140.4 | 421.2 | 0 | 0 | 0.18466 | 0 | 7.8027 | 0 | 0.18466 | 0 | 7.8027 | 0 | 2.4381 | 2.4381 | -0.041798 | -0.041798
267033-High Refrigerant Charge Adjustment (>= ±20% rated charge) Resid MF CZ10 Vint04 | 0.36782 | 0.0034444 | 0.35275 | 267.1438 | 2671.4376 | -0.16413 | -1.6413 | 0.26887 | 0.98982 | 8.4283 | 0.98982 | 0.27976 | 0.98982 | 8.4392 | 0.98982 | 5.0379 | 6.0263 | -0.041356 | -0.0413
267042-Residential Condensor Coil Cleaning Resid MF CZ10 VintAll | 0.19331 | 0.0018102 | 0.18533 | 140.4 | 421.2 | 0 | 0 | 0.18466 | 0 | 7.8027 | 0 | 0.18466 | 0 | 7.8027 | 0 | 2.4381 | 2.4381 | -0.041798 | -0.041798
267033-High Refrigerant Charge Adjustment (>= ±20% rated charge) Resid MF CZ10 Vint04 | 0.36782 | 0.0034444 | 0.35275 | 267.1438 | 2671.4376 | -0.16413 | -1.6413 | 0.26887 | 0.98982 | 8.4283 | 0.98982 | 0.27976 | 0.98982 | 8.4392 | 0.98982 | 5.0379 | 6.0263 | -0.041356 | -0.0413
267042-Residential Condensor Coil Cleaning Resid MF CZ10 VintAll | 0.19331 | 0.0018102 | 0.18533 | 140.4 | 421.2 | 0 | 0 | 0.18466 | 0 | 7.8027 | 0 | 0.18466 | 0 | 7.8027 | 0 | 2.4381 | 2.4381 | -0.041798 | -0.041798
267033-High Refrigerant Charge Adjustment (>= ±20% rated charge) Resid MF CZ10 Vint04 | 0.36782 | 0.0034444 | 0.35275 | 267.1438 | 2671.4376 | -0.16413 | -1.6413 | 0.26887 | 0.98982 | 8.4283 | 0.98982 | 0.27976 | 0.98982 | 8.4392 | 0.98982 | 5.0379 | 6.0263 | -0.041356 | -0.0413
267042-Residential Condensor Coil Cleaning Resid MF CZ10 VintAll | 0.19331 | 0.0018102 | 0.18533 | 140.4 | 421.2 | 0 | 0 | 0.18466 | 0 | 7.8027 | 0 | 0.18466 | 0 | 7.8027 | 0 | 2.4381 | 2.4381 | -0.041798 | -0.041798
267033-High Refrigerant Charge Adjustment (>= ±20% rated charge) Resid MF CZ10 Vint04 | 0.18391 | 0.0017222 | 0.17637 | 133.5719 | 1335.7188 | -0.082065 | -0.82065 | 0.26276 | 0.98982 | 8.4222 | 0.98982 | 0.25199 | 0.98982 | 8.4114 | 0.98982 | 4.6137 | 4.0175 | -0.041387 | -0.041442
267042-Residential Condensor Coil Cleaning Resid MF CZ10 VintAll | 0.19331 | 0.0018102 | 0.18533 | 140.4 | 421.2 | 0 | 0 | 0.18466 | 0 | 7.8027 | 0 | 0.18466 | 0 | 7.8027 | 0 | 2.4381 | 2.4381 | -0.041798 | -0.041798
267033-High Refrigerant Charge Adjustment (>= ±20% rated charge) Resid MF CZ10 Vint04 | 0.18391 | 0.0017222 | 0.17637 | 133.5719 | 1335.7188 | -0.082065 | -0.82065 | 0.26276 | 0.98982 | 8.4222 | 0.98982 | 0.25199 | 0.98982 | 8.4114 | 0.98982 | 4.6137 | 4.0175 | -0.041387 | -0.041442
267042-Residential Condensor Coil Cleaning Resid MF CZ10 VintAll | 0.19331 | 0.0018102 | 0.18533 | 140.4 | 421.2 | 0 | 0 | 0.18466 | 0 | 7.8027 | 0 | 0.18466 | 0 | 7.8027 | 0 | 2.4381 | 2.4381 | -0.041798 | -0.041798
267033-High Refrigerant Charge Adjustment (>= ±20% rated charge) Resid MF CZ10 Vint04 | 0.18391 | 0.0017222 | 0.17637 | 133.5719 | 1335.7188 | -0.082065 | -0.82065 | 0.26276 | 0.98982 | 8.4222 | 0.98982 | 0.25199 | 0.98982 | 8.4114 | 0.98982 | 4.6137 | 4.0175 | -0.041387 | -0.041442
267042-Residential Condensor Coil Cleaning Resid MF CZ10 VintAll | 0.19331 | 0.0018102 | 0.18533 | 140.4 | 421.2 | 0 | 0 | 0.18466 | 0 | 7.8027 | 0 | 0.18466 | 0 | 7.8027 | 0 | 2.4381 | 2.4381 | -0.041798 | -0.041798
267033-High Refrigerant Charge Adjustment (>= ±20% rated charge) Resid MF CZ10 Vint04 | 0.18391 | 0.0017222 | 0.17637 | 133.5719 | 1335.7188 | -0.082065 | -0.82065 | 0.26276 | 0.98982 | 8.4222 | 0.98982 | 0.25199 | 0.98982 | 8.4114 | 0.98982 | 4.6137 | 4.0175 | -0.041387 | -0.041442
267042-Residential Condensor Coil Cleaning Resid MF CZ10 VintAll | 0.19331 | 0.0018102 | 0.18533 | 140.4 | 421.2 | 0 | 0 | 0.18466 | 0 | 7.8027 | 0 | 0.18466 | 0 | 7.8027 | 0 | 2.4381 | 2.4381 | -0.041798 | -0.041798
267033-High Refrigerant Charge Adjustment (>= ±20% rated charge) Resid MF CZ10 Vint04 | 0.18391 | 0.0017222 | 0.17637 | 133.5719 | 1335.7188 | -0.082065 | -0.82065 | 0.26276 | 0.98982 | 8.4222 | 0.98982 | 0.25199 | 0.98982 | 8.4114 | 0.98982 | 4.6137 | 4.0175 | -0.041387 | -0.041442
267042-Residential Condensor Coil Cleaning Resid MF CZ10 VintAll | 0.19331 | 0.0018102 | 0.18533 | 140.4 | 421.2 | 0 | 0 | 0.18466 | 0 | 7.8027 | 0 | 0.18466 | 0 | 7.8027 | 0 | 2.4381 | 2.4381 | -0.041798 | -0.041798
267033-High Refrigerant Charge Adjustment (>= ±20% rated charge) Resid MF CZ10 Vint04 | 0.18391 | 0.0017222 | 0.17637 | 133.5719 | 1335.7188 | -0.082065 | -0.82065 | 0.26276 | 0.98982 | 8.4222 | 0.98982 | 0.25199 | 0.98982 | 8.4114 | 0.98982 | 4.6137 | 4.0175 | -0.041387 | -0.041442
267042-Residential Condensor Coil Cleaning Resid MF CZ10 VintAll | 0.19331 | 0.0018102 | 0.18533 | 140.4 | 421.2 | 0 | 0 | 0.18466 | 0 | 7.8027 | 0 | 0.18466 | 0 | 7.8027 | 0 | 2.4381 | 2.4381 | -0.041798 | -0.041798
267033-High Refrigerant Charge Adjustment (>= ±20% rated charge) Resid MF CZ10 Vint04 | 0.18391 | 0.0017222 | 0.17637 | 133.5719 | 1335.7188 | -0.082065 | -0.82065 | 0.26276 | 0.98982 | 8.4222 | 0.98982 | 0.25199 | 0.98982 | 8.4114 | 0.98982 | 4.6137 | 4.0175 | -0.041387 | -0.041442
267042-Residential Condensor Coil Cleaning Resid MF CZ10 VintAll | 0.19331 | 0.0018102 | 0.18533 | 140.4 | 421.2 | 0 | 0 | 0.18466 | 0 | 7.8027 | 0 | 0.18466 | 0 | 7.8027 | 0 | 2.4381 | 2.4381 | -0.041798 | -0.041798
267033-High Refrigerant Charge Adjustment (>= ±20% rated charge) Resid MF CZ10 Vint04 | 0.18391 | 0.0017222 | 0.17637 | 133.5719 | 1335.7188 | -0.082065 | -0.82065 | 0.26276 | 0.98982 | 8.4222 | 0.98982 | 0.25199 | 0.98982 | 8.4114 | 0.98982 | 4.6137 | 4.0175 | -0.041387 | -0.041442
267042-Residential Condensor Coil Cleaning Resid MF CZ10 VintAll | 0.19331 | 0.0018102 | 0.18533 | 140.4 | 421.2 | 0 | 0 | 0.18466 | 0 | 7.8027 | 0 | 0.18466 | 0 | 7.8027 | 0 | 2.4381 | 2.4381 | -0.041798 | -0.041798
267033-High Refrigerant Charge Adjustment (>= ±20% rated charge) Resid MF CZ10 Vint04 | 0.18391 | 0.0017222 | 0.17637 | 133.5719 | 1335.7188 | -0.082065 | -0.82065 | 0.26276 | 0.98982 | 8.4222 | 0.98982 | 0.25199 | 0.98982 | 8.4114 | 0.98982 | 4.6137 | 4.0175 | -0.041387 | -0.041442
267042-Residential Condensor Coil Cleaning Resid MF CZ10 VintAll | 0.19331 | 0.0018102 | 0.18533 | 140.4 | 421.2 | 0 | 0 | 0.18466 | 0 | 7.8027 | 0 | 0.18466 | 0 | 7.8027 | 0 | 2.4381 | 2.4381 | -0.041798 | -0.041798
267033-High Refrigerant Charge Adjustment (>= ±20% rated charge) Resid MF CZ10 Vint04 | 0.18391 | 0.0017222 | 0.17637 | 133.5719 | 1335.7188 | -0.082065 | -0.82065 | 0.26276 | 0.98982 | 8.4222 | 0.98982 | 0.25199 | 0.98982 | 8.4114 | 0.98982 | 4.6137 | 4.0175 | -0.041387 | -0.041442
267042-Residential Condensor Coil Cleaning Resid MF CZ10 VintAll | 0.19331 | 0.0018102 | 0.18533 | 140.4 | 421.2 | 0 | 0 | 0.18466 | 0 | 7.8027 | 0 | 0.18466 | 0 | 7.8027 | 0 | 2.4381 | 2.4381 | -0.041798 | -0.041798
267033-High Refrigerant Charge Adjustment (>= ±20% rated charge) Resid MF CZ10 Vint04 | 0.18391 | 0.0017222 | 0.17637 | 133.5719 | 1335.7188 | -0.082065 | -0.82065 | 0.26276 | 0.98982 | 8.4222 | 0.98982 | 0.25199 | 0.98982 | 8.4114 | 0.98982 | 4.6137 | 4.0175 | -0.041387 | -0.041442
267042-Residential Condensor Coil Cleaning Resid MF CZ10 VintAll | 0.19331 | 0.0018102 | 0.18533 | 140.4 | 421.2 | 0 | 0 | 0.18466 | 0 | 7.8027 | 0 | 0.18466 | 0 | 7.8027 | 0 | 2.4381 | 2.4381 | -0.041798 | -0.041798
267033-High Refrigerant Charge Adjustment (>= ±20% rated charge) Resid MF CZ10 Vint04 | 0.18391 | 0.0017222 | 0.17637 | 133.5719 | 1335.7188 | -0.082065 | -0.82065 | 0.26276 | 0.98982 | 8.4222 | 0.98982 | 0.25199 | 0.98982 | 8.4114 | 0.98982 | 4.6137 | 4.0175 | -0.041387 | -0.041442
267042-Residential Condensor Coil Cleaning Resid MF CZ10 VintAll | 0.19331 | 0.0018102 | 0.18533 | 140.4 | 421.2 | 0 | 0 | 0.18466 | 0 | 7.8027 | 0 | 0.18466 | 0 | 7.8027 | 0 | 2.4381 | 2.4381 | -0.041798 | -0.041798
267033-High Refrigerant Charge Adjustment (>= ±20% rated charge) Resid MF CZ10 Vint04 | 0.18391 | 0.0017222 | 0.17637 | 133.5719 | 1335.7188 | -0.082065 | -0.82065 | 0.26276 | 0.98982 | 8.4222 | 0.98982 | 0.25199 | 0.98982 | 8.4114 | 0.98982 | 4.6137 | 4.0175 | -0.041387 | -0.041442
267042-Residential Condensor Coil Cleaning Resid MF CZ10 VintAll | 0.19331 | 0.0018102 | 0.18533 | 140.4 | 421.2 | 0 | 0 | 0.18466 | 0 | 7.8027 | 0 | 0.18466 | 0 | 7.8027 | 0 | 2.4381 | 2.4381 | -0.041798 | -0.041798
267033-High Refrigerant Charge Adjustment (>= ±20% rated charge) Resid MF CZ10 Vint04 | 0.18391 | 0.0017222 | 0.17637 | 133.5719 | 1335.7188 | -0.082065 | -0.82065 | 0.26276 | 0.98982 | 8.4222 | 0.98982 | 0.25199 | 0.98982 | 8.4114 | 0.98982 | 4.6137 | 4.0175 | -0.041387 | -0.041442
267042-Residential Condensor Coil Cleaning Resid MF CZ10 VintAll | 0.19331 | 0.0018102 | 0.18533 | 140.4 | 421.2 | 0 | 0 | 0.18466 | 0 | 7.8027 | 0 | 0.18466 | 0 | 7.8027 | 0 | 2.4381 | 2.4381 | -0.041798 | -0.041798
267033-High Refrigerant Charge Adjustment (>= ±20% rated charge) Resid MF CZ10 Vint04 | 0.18391 | 0.0017222 | 0.17637 | 133.5719 | 1335.7188 | -0.082065 | -0.82065 | 0.26276 | 0.98982 | 8.4222 | 0.98982 | 0.25199 | 0.98982 | 8.4114 | 0.98982 | 4.6137 | 4.0175 | -0.041387 | -0.041442
267042-Residential Condensor Coil Cleaning Resid MF CZ10 VintAll | 0.19331 | 0.0018102 | 0.18533 | 140.4 | 421.2 | 0 | 0 | 0.18466 | 0 | 7.8027 | 0 | 0.18466 | 0 | 7.8027 | 0 | 2.4381 | 2.4381 | -0.041798 | -0.041798
267002-High Refrigerant Charge Adjustment (>= ±20% rated charge) Resid SF CZ10 Vint04 | 0.66297 | 0.0062082 | 0.5337 | 481.5041 | 4815.0414 | -0.1827 | -1.827 | 0.28092 | 0.98982 | 8.4404 | 0.98982 | 0.28908 | 0.98982 | 8.4485 | 0.98982 | 6.1586 | 7.2463 | -0.041323 | -0.041282
267040-Residential Condensor Coil Cleaning Resid SF CZ10 VintAll | 0.28997 | 0.0027153 | 0.27799 | 210.6 | 631.8 | 0 | 0 | 0.22746 | 0 | 7.8455 | 0 | 0.22746 | 0 | 7.8455 | 0 | 3.6572 | 3.6572 | -0.041561 | -0.041561
267002-High Refrigerant Charge Adjustment (>= ±20% rated charge) Resid SF CZ10 Vint04 | 1.105 | 0.010347 | 0.8895 | 802.5069 | 8025.069 | -0.3045 | -3.045 | 0.28092 | 0.98982 | 8.4404 | 0.98982 | 0.28908 | 0.98982 | 8.4485 | 0.98982 | 6.1586 | 7.2463 | -0.041323 | -0.041282
267040-Residential Condensor Coil Cleaning Resid SF CZ10 VintAll | 0.28997 | 0.0027153 | 0.27799 | 210.6 | 631.8 | 0 | 0 | 0.22746 | 0 | 7.8455 | 0 | 0.22746 | 0 | 7.8455 | 0 | 3.6572 | 3.6572 | -0.041561 | -0.041561
267010-Duct Sealing (Total Leakage Reduced from 40% of AHU flow to 12%) Resid SF CZ10 Vint04 | 0.38949 | 0.0036472 | 0.37591 | 282.8795 | 5091.8306 | 16.7452 | 301.4135 | 0.25747 | 0.85922 | 8.1343 | 27.146 | 0.24902 | 0.83104 | 8.1259 | 27.1179 | 4.8878 | 4.335 | -0.041442 | -0.041487
267011-Duct Sealing (Total Leakage Reduced from 40% of AHU flow to 12%) Resid SF CZ10 Vint05 | 0 | 0 | 0 | 0 | 0 | 0 | 0 | 0 | 0 | 0 | 0 | 0 | 0 | 0 | 0 | 0 | 0 | 0 | 0
267011-Duct Sealing (Total Leakage Reduced from 40% of AHU flow to 12%) Resid SF CZ10 Vint05 | 0 | 0 | 0 | 0 | 0 | 0 | 0 | 0 | 0 | 0 | 0 | 0 | 0 | 0 | 0 | 0 | 0 | 0 | 0
267010-Duct Sealing (Total Leakage Reduced from 40% of AHU flow to 12%) Resid SF CZ10 Vint04 | 0.19475 | 0.0018236 | 0.18795 | 141.4397 | 2545.9153 | 8.3726 | 150.7068 | 0.26075 | 0.87019 | 8.1376 | 27.157 | 0.26396 | 0.88088 | 8.1408 | 27.1677 | 5.143 | 5.4187 | -0.041425 | -0.041408
267010-Duct Sealing (Total Leakage Reduced from 40% of AHU flow to 12%) Resid SF CZ10 Vint04 | 0.19475 | 0.0018236 | 0.18795 | 141.4397 | 2545.9153 | 8.3726 | 150.7068 | 0.25418 | 0.84826 | 8.1311 | 27.1351 | 0.23409 | 0.7812 | 8.111 | 27.068 | 4.6568 | 3.6125 | -0.04146 | -0.041567
267011-Duct Sealing (Total Leakage Reduced from 40% of AHU flow to 12%) Resid SF CZ10 Vint05 | 0.12969 | 0.0012144 | 0.15593 | 94.1905 | 1695.4283 | 6.8775 | 123.795 | 0.25342 | 0.84573 | 8.1303 | 27.1325 | 0.32369 | 1.0802 | 8.2006 | 27.367 | 4.6066 | 0 | -0.041464 | -0.041094
267011-Duct Sealing (Total Leakage Reduced from 40% of AHU flow to 12%) Resid SF CZ10 Vint05 | 0 | 0 | 0 | 0 | 0 | 0 | 0 | 0 | 0 | 0 | 0 | 0 | 0 | 0 | 0 | 0 | 0 | 0 | 0
267011-Duct Sealing (Total Leakage Reduced from 40% of AHU flow to 12%) Resid SF CZ10 Vint05 | 0 | 0 | 0 | 0 | 0 | 0 | 0 | 0 | 0 | 0 | 0 | 0 | 0 | 0 | 0 | 0 | 0 | 0 | 0
267010-Duct Sealing (Total Leakage Reduced from 40% of AHU flow to 12%) Resid SF CZ10 Vint04 | 0.19475 | 0.0018236 | 0.18795 | 141.4397 | 2545.9153 | 8.3726 | 150.7068 | 0.25418 | 0.84826 | 8.1311 | 27.1351 | 0.23409 | 0.7812 | 8.111 | 27.068 | 4.6568 | 3.6125 | -0.04146 | -0.041567
267011-Duct Sealing (Total Leakage Reduced from 40% of AHU flow to 12%) Resid SF CZ10 Vint05 | 0.12969 | 0.0012144 | 0.15593 | 94.1905 | 1695.4283 | 6.8775 | 123.795 | 0.25342 | 0.84573 | 8.1303 | 27.1325 | 0.32369 | 1.0802 | 8.2006 | 27.367 | 4.6066 | 0 | -0.041464 | -0.041094
267009-Duct Sealing (Total Leakage Reduced from 40% of AHU flow to 12%) Resid SF CZ10 Vint03 | 0.50426 | 0.0047219 | 0.27625 | 366.2318 | 6592.1731 | 33.415 | 601.4708 | 0.2949 | 0.93745 | 8.5642 | 27.2243 | 0.29699 | 0.94407 | 8.5663 | 27.2309 | 7.5656 | 7.9337 | -0.041318 | -0.041308
267009-Duct Sealing (Total Leakage Reduced from 40% of AHU flow to 12%) Resid SF CZ10 Vint03 | 0.50426 | 0.0047219 | 0.27625 | 366.2318 | 6592.1731 | 33.415 | 601.4708 | 0.2949 | 0.93745 | 8.5642 | 27.2243 | 0.29699 | 0.94407 | 8.5663 | 27.2309 | 7.5656 | 7.9337 | -0.041318 | -0.041308
267033-High Refrigerant Charge Adjustment (>= ±20% rated charge) Resid MF CZ10 Vint04 | 0.18391 | 0.0017222 | 0.17637 | 133.5719 | 1335.7188 | -0.082065 | -0.82065 | 0.26276 | 0.98982 | 8.4222 | 0.98982 | 0.25199 | 0.98982 | 8.4114 | 0.98982 | 4.6137 | 4.0175 | -0.041387 | -0.041442
267042-Residential Condensor Coil Cleaning Resid MF CZ10 VintAll | 0.19331 | 0.0018102 | 0.18533 | 140.4 | 421.2 | 0 | 0 | 0.18466 | 0 | 7.8027 | 0 | 0.18466 | 0 | 7.8027 | 0 | 2.4381 | 2.4381 | -0.041798 | -0.041798
267033-High Refrigerant Charge Adjustment (>= ±20% rated charge) Resid MF CZ10 Vint04 | 0.18391 | 0.0017222 | 0.17637 | 133.5719 | 1335.7188 | -0.082065 | -0.82065 | 0.26276 | 0.98982 | 8.4222 | 0.98982 | 0.25199 | 0.98982 | 8.4114 | 0.98982 | 4.6137 | 4.0175 | -0.041387 | -0.041442
267042-Residential Condensor Coil Cleaning Resid MF CZ10 VintAll | 0.19331 | 0.0018102 | 0.18533 | 140.4 | 421.2 | 0 | 0 | 0.18466 | 0 | 7.8027 | 0 | 0.18466 | 0 | 7.8027 | 0 | 2.4381 | 2.4381 | -0.041798 | -0.041798
267033-High Refrigerant Charge Adjustment (>= ±20% rated charge) Resid MF CZ10 Vint04 | 0.18391 | 0.0017222 | 0.17637 | 133.5719 | 1335.7188 | -0.082065 | -0.82065 | 0.26276 | 0.98982 | 8.4222 | 0.98982 | 0.25199 | 0.98982 | 8.4114 | 0.98982 | 4.6137 | 4.0175 | -0.041387 | -0.041442
267042-Residential Condensor Coil Cleaning Resid MF CZ10 VintAll | 0.19331 | 0.0018102 | 0.18533 | 140.4 | 421.2 | 0 | 0 | 0.18466 | 0 | 7.8027 | 0 | 0.18466 | 0 | 7.8027 | 0 | 2.4381 | 2.4381 | -0.041798 | -0.041798
267033-High Refrigerant Charge Adjustment (>= ±20% rated charge) Resid MF CZ10 Vint04 | 0.18391 | 0.0017222 | 0.17637 | 133.5719 | 1335.7188 | -0.082065 | -0.82065 | 0.26276 | 0.98982 | 8.4222 | 0.98982 | 0.25199 | 0.98982 | 8.4114 | 0.98982 | 4.6137 | 4.0175 | -0.041387 | -0.041442
267042-Residential Condensor Coil Cleaning Resid MF CZ10 VintAll | 0.19331 | 0.0018102 | 0.18533 | 140.4 | 421.2 | 0 | 0 | 0.18466 | 0 | 7.8027 | 0 | 0.18466 | 0 | 7.8027 | 0 | 2.4381 | 2.4381 | -0.041798 | -0.041798
267033-High Refrigerant Charge Adjustment (>= ±20% rated charge) Resid MF CZ10 Vint04 | 0.18391 | 0.0017222 | 0.17637 | 133.5719 | 1335.7188 | -0.082065 | -0.82065 | 0.26276 | 0.98982 | 8.4222 | 0.98982 | 0.25199 | 0.98982 | 8.4114 | 0.98982 | 4.6137 | 4.0175 | -0.041387 | -0.041442
267042-Residential Condensor Coil Cleaning Resid MF CZ10 VintAll | 0.19331 | 0.0018102 | 0.18533 | 140.4 | 421.2 | 0 | 0 | 0.18466 | 0 | 7.8027 | 0 | 0.18466 | 0 | 7.8027 | 0 | 2.4381 | 2.4381 | -0.041798 | -0.041798
267033-High Refrigerant Charge Adjustment (>= ±20% rated charge) Resid MF CZ10 Vint04 | 0.18391 | 0.0017222 | 0.17637 | 133.5719 | 1335.7188 | -0.082065 | -0.82065 | 0.26276 | 0.98982 | 8.4222 | 0.98982 | 0.25199 | 0.98982 | 8.4114 | 0.98982 | 4.6137 | 4.0175 | -0.041387 | -0.041442
267042-Residential Condensor Coil Cleaning Resid MF CZ10 VintAll | 0.19331 | 0.0018102 | 0.18533 | 140.4 | 421.2 | 0 | 0 | 0.18466 | 0 | 7.8027 | 0 | 0.18466 | 0 | 7.8027 | 0 | 2.4381 | 2.4381 | -0.041798 | -0.041798
267033-High Refrigerant Charge Adjustment (>= ±20% rated charge) Resid MF CZ10 Vint04 | 0.18391 | 0.0017222 | 0.17637 | 133.5719 | 1335.7188 | -0.082065 | -0.82065 | 0.26276 | 0.98982 | 8.4222 | 0.98982 | 0.25199 | 0.98982 | 8.4114 | 0.98982 | 4.6137 | 4.0175 | -0.041387 | -0.041442
267042-Residential Condensor Coil Cleaning Resid MF CZ10 VintAll | 0.19331 | 0.0018102 | 0.18533 | 140.4 | 421.2 | 0 | 0 | 0.18466 | 0 | 7.8027 | 0 | 0.18466 | 0 | 7.8027 | 0 | 2.4381 | 2.4381 | -0.041798 | -0.041798
267033-High Refrigerant Charge Adjustment (>= ±20% rated charge) Resid MF CZ10 Vint04 | 0.18391 | 0.0017222 | 0.17637 | 133.5719 | 1335.7188 | -0.082065 | -0.82065 | 0.26276 | 0.98982 | 8.4222 | 0.98982 | 0.25199 | 0.98982 | 8.4114 | 0.98982 | 4.6137 | 4.0175 | -0.041387 | -0.041442
267042-Residential Condensor Coil Cleaning Resid MF CZ10 VintAll | 0.19331 | 0.0018102 | 0.18533 | 140.4 | 421.2 | 0 | 0 | 0.18466 | 0 | 7.8027 | 0 | 0.18466 | 0 | 7.8027 | 0 | 2.4381 | 2.4381 | -0.041798 | -0.041798
267033-High Refrigerant Charge Adjustment (>= ±20% rated charge) Resid MF CZ10 Vint04 | 0.18391 | 0.0017222 | 0.17637 | 133.5719 | 1335.7188 | -0.082065 | -0.82065 | 0.26276 | 0.98982 | 8.4222 | 0.98982 | 0.25199 | 0.98982 | 8.4114 | 0.98982 | 4.6137 | 4.0175 | -0.041387 | -0.041442
267042-Residential Condensor Coil Cleaning Resid MF CZ10 VintAll | 0.19331 | 0.0018102 | 0.18533 | 140.4 | 421.2 | 0 | 0 | 0.18466 | 0 | 7.8027 | 0 | 0.18466 | 0 | 7.8027 | 0 | 2.4381 | 2.4381 | -0.041798 | -0.041798
267033-High Refrigerant Charge Adjustment (>= ±20% rated charge) Resid MF CZ10 Vint04 | 0.18391 | 0.0017222 | 0.17637 | 133.5719 | 1335.7188 | -0.082065 | -0.82065 | 0.26276 | 0.98982 | 8.4222 | 0.98982 | 0.25199 | 0.98982 | 8.4114 | 0.98982 | 4.6137 | 4.0175 | -0.041387 | -0.041442
267042-Residential Condensor Coil Cleaning Resid MF CZ10 VintAll | 0.19331 | 0.0018102 | 0.18533 | 140.4 | 421.2 | 0 | 0 | 0.18466 | 0 | 7.8027 | 0 | 0.18466 | 0 | 7.8027 | 0 | 2.4381 | 2.4381 | -0.041798 | -0.041798
267033-High Refrigerant Charge Adjustment (>= ±20% rated charge) Resid MF CZ10 Vint04 | 0.18391 | 0.0017222 | 0.17637 | 133.5719 | 1335.7188 | -0.082065 | -0.82065 | 0.26276 | 0.98982 | 8.4222 | 0.98982 | 0.25199 | 0.98982 | 8.4114 | 0.98982 | 4.6137 | 4.0175 | -0.041387 | -0.041442
267042-Residential Condensor Coil Cleaning Resid MF CZ10 VintAll | 0.19331 | 0.0018102 | 0.18533 | 140.4 | 421.2 | 0 | 0 | 0.18466 | 0 | 7.8027 | 0 | 0.18466 | 0 | 7.8027 | 0 | 2.4381 | 2.4381 | -0.041798 | -0.041798
267033-High Refrigerant Charge Adjustment (>= ±20% rated charge) Resid MF CZ10 Vint04 | 0.18391 | 0.0017222 | 0.17637 | 133.5719 | 1335.7188 | -0.082065 | -0.82065 | 0.26276 | 0.98982 | 8.4222 | 0.98982 | 0.25199 | 0.98982 | 8.4114 | 0.98982 | 4.6137 | 4.0175 | -0.041387 | -0.041442
267042-Residential Condensor Coil Cleaning Resid MF CZ10 VintAll | 0.19331 | 0.0018102 | 0.18533 | 140.4 | 421.2 | 0 | 0 | 0.18466 | 0 | 7.8027 | 0 | 0.18466 | 0 | 7.8027 | 0 | 2.4381 | 2.4381 | -0.041798 | -0.041798
267042-Residential Condensor Coil Cleaning Resid MF CZ10 VintAll | 0.19331 | 0.0018102 | 0.18533 | 140.4 | 421.2 | 0 | 0 | 0.18466 | 0 | 7.8027 | 0 | 0.18466 | 0 | 7.8027 | 0 | 2.4381 | 2.4381 | -0.041798 | -0.041798
267033-High Refrigerant Charge Adjustment (>= ±20% rated charge) Resid MF CZ10 Vint04 | 0.18391 | 0.0017222 | 0.17637 | 133.5719 | 1335.7188 | -0.082065 | -0.82065 | 0.26276 | 0.98982 | 8.4222 | 0.98982 | 0.25199 | 0.98982 | 8.4114 | 0.98982 | 4.6137 | 4.0175 | -0.041387 | -0.041442
267042-Residential Condensor Coil Cleaning Resid MF CZ10 VintAll | 0.19331 | 0.0018102 | 0.18533 | 140.4 | 421.2 | 0 | 0 | 0.18466 | 0 | 7.8027 | 0 | 0.18466 | 0 | 7.8027 | 0 | 2.4381 | 2.4381 | -0.041798 | -0.041798
267033-High Refrigerant Charge Adjustment (>= ±20% rated charge) Resid MF CZ10 Vint04 | 0.18391 | 0.0017222 | 0.17637 | 133.5719 | 1335.7188 | -0.082065 | -0.82065 | 0.26276 | 0.98982 | 8.4222 | 0.98982 | 0.25199 | 0.98982 | 8.4114 | 0.98982 | 4.6137 | 4.0175 | -0.041387 | -0.041442
267042-Residential Condensor Coil Cleaning Resid MF CZ10 VintAll | 0.19331 | 0.0018102 | 0.18533 | 140.4 | 421.2 | 0 | 0 | 0.18466 | 0 | 7.8027 | 0 | 0.18466 | 0 | 7.8027 | 0 | 2.4381 | 2.4381 | -0.041798 | -0.041798
267033-High Refrigerant Charge Adjustment (>= ±20% rated charge) Resid MF CZ10 Vint04 | 0.18391 | 0.0017222 | 0.17637 | 133.5719 | 1335.7188 | -0.082065 | -0.82065 | 0.26276 | 0.98982 | 8.4222 | 0.98982 | 0.25199 | 0.98982 | 8.4114 | 0.98982 | 4.6137 | 4.0175 | -0.041387 | -0.041442
267042-Residential Condensor Coil Cleaning Resid MF CZ10 VintAll | 0.19331 | 0.0018102 | 0.18533 | 140.4 | 421.2 | 0 | 0 | 0.18466 | 0 | 7.8027 | 0 | 0.18466 | 0 | 7.8027 | 0 | 2.4381 | 2.4381 | -0.041798 | -0.041798
267033-High Refrigerant Charge Adjustment (>= ±20% rated charge) Resid MF CZ10 Vint04 | 0.18391 | 0.0017222 | 0.17637 | 133.5719 | 1335.7188 | -0.082065 | -0.82065 | 0.26276 | 0.98982 | 8.4222 | 0.98982 | 0.25199 | 0.98982 | 8.4114 | 0.98982 | 4.6137 | 4.0175 | -0.041387 | -0.041442
267042-Residential Condensor Coil Cleaning Resid MF CZ10 VintAll | 0.19331 | 0.0018102 | 0.18533 | 140.4 | 421.2 | 0 | 0 | 0.18466 | 0 | 7.8027 | 0 | 0.18466 | 0 | 7.8027 | 0 | 2.4381 | 2.4381 | -0.041798 | -0.041798
267042-Residential Condensor Coil Cleaning Resid MF CZ10 VintAll | 0.19331 | 0.0018102 | 0.18533 | 140.4 | 421.2 | 0 | 0 | 0.18466 | 0 | 7.8027 | 0 | 0.18466 | 0 | 7.8027 | 0 | 2.4381 | 2.4381 | -0.041798 | -0.041798
267033-High Refrigerant Charge Adjustment (>= ±20% rated charge) Resid MF CZ10 Vint04 | 0.18391 | 0.0017222 | 0.17637 | 133.5719 | 1335.7188 | -0.082065 | -0.82065 | 0.26276 | 0.98982 | 8.4222 | 0.98982 | 0.25199 | 0.98982 | 8.4114 | 0.98982 | 4.6137 | 4.0175 | -0.041387 | -0.041442
267042-Residential Condensor Coil Cleaning Resid MF CZ10 VintAll | 0.19331 | 0.0018102 | 0.18533 | 140.4 | 421.2 | 0 | 0 | 0.18466 | 0 | 7.8027 | 0 | 0.18466 | 0 | 7.8027 | 0 | 2.4381 | 2.4381 | -0.041798 | -0.041798
267033-High Refrigerant Charge Adjustment (>= ±20% rated charge) Resid MF CZ10 Vint04 | 0.18391 | 0.0017222 | 0.17637 | 133.5719 | 1335.7188 | -0.082065 | -0.82065 | 0.26276 | 0.98982 | 8.4222 | 0.98982 | 0.25199 | 0.98982 | 8.4114 | 0.98982 | 4.6137 | 4.0175 | -0.041387 | -0.041442
267042-Residential Condensor Coil Cleaning Resid MF CZ10 VintAll | 0.19331 | 0.0018102 | 0.18533 | 140.4 | 421.2 | 0 | 0 | 0.18466 | 0 | 7.8027 | 0 | 0.18466 | 0 | 7.8027 | 0 | 2.4381 | 2.4381 | -0.041798 | -0.041798
267033-High Refrigerant Charge Adjustment (>= ±20% rated charge) Resid MF CZ10 Vint04 | 0.36782 | 0.0034444 | 0.35275 | 267.1438 | 2671.4376 | -0.16413 | -1.6413 | 0.26887 | 0.98982 | 8.4283 | 0.98982 | 0.27976 | 0.98982 | 8.4392 | 0.98982 | 5.0379 | 6.0263 | -0.041356 | -0.0413
267042-Residential Condensor Coil Cleaning Resid MF CZ10 VintAll | 0.19331 | 0.0018102 | 0.18533 | 140.4 | 421.2 | 0 | 0 | 0.18466 | 0 | 7.8027 | 0 | 0.18466 | 0 | 7.8027 | 0 | 2.4381 | 2.4381 | -0.041798 | -0.041798
267033-High Refrigerant Charge Adjustment (>= ±20% rated charge) Resid MF CZ10 Vint04 | 0.18391 | 0.0017222 | 0.17637 | 133.5719 | 1335.7188 | -0.082065 | -0.82065 | 0.26276 | 0.98982 | 8.4222 | 0.98982 | 0.25199 | 0.98982 | 8.4114 | 0.98982 | 4.6137 | 4.0175 | -0.041387 | -0.041442
267042-Residential Condensor Coil Cleaning Resid MF CZ10 VintAll | 0.19331 | 0.0018102 | 0.18533 | 140.4 | 421.2 | 0 | 0 | 0.18466 | 0 | 7.8027 | 0 | 0.18466 | 0 | 7.8027 | 0 | 2.4381 | 2.4381 | -0.041798 | -0.041798
267033-High Refrigerant Charge Adjustment (>= ±20% rated charge) Resid MF CZ10 Vint04 | 0.18391 | 0.0017222 | 0.17637 | 133.5719 | 1335.7188 | -0.082065 | -0.82065 | 0.26276 | 0.98982 | 8.4222 | 0.98982 | 0.25199 | 0.98982 | 8.4114 | 0.98982 | 4.6137 | 4.0175 | -0.041387 | -0.041442
267042-Residential Condensor Coil Cleaning Resid MF CZ10 VintAll | 0.19331 | 0.0018102 | 0.18533 | 140.4 | 421.2 | 0 | 0 | 0.18466 | 0 | 7.8027 | 0 | 0.18466 | 0 | 7.8027 | 0 | 2.4381 | 2.4381 | -0.041798 | -0.041798
267042-Residential Condensor Coil Cleaning Resid MF CZ10 VintAll | 0.19331 | 0.0018102 | 0.18533 | 140.4 | 421.2 | 0 | 0 | 0.18466 | 0 | 7.8027 | 0 | 0.18466 | 0 | 7.8027 | 0 | 2.4381 | 2.4381 | -0.041798 | -0.041798
267033-High Refrigerant Charge Adjustment (>= ±20% rated charge) Resid MF CZ10 Vint04 | 0.18391 | 0.0017222 | 0.17637 | 133.5719 | 1335.7188 | -0.082065 | -0.82065 | 0.26276 | 0.98982 | 8.4222 | 0.98982 | 0.25199 | 0.98982 | 8.4114 | 0.98982 | 4.6137 | 4.0175 | -0.041387 | -0.041442
267042-Residential Condensor Coil Cleaning Resid MF CZ10 VintAll | 0.19331 | 0.0018102 | 0.18533 | 140.4 | 421.2 | 0 | 0 | 0.18466 | 0 | 7.8027 | 0 | 0.18466 | 0 | 7.8027 | 0 | 2.4381 | 2.4381 | -0.041798 | -0.041798
267033-High Refrigerant Charge Adjustment (>= ±20% rated charge) Resid MF CZ10 Vint04 | 0.18391 | 0.0017222 | 0.17637 | 133.5719 | 1335.7188 | -0.082065 | -0.82065 | 0.26276 | 0.98982 | 8.4222 | 0.98982 | 0.25199 | 0.98982 | 8.4114 | 0.98982 | 4.6137 | 4.0175 | -0.041387 | -0.041442
267042-Residential Condensor Coil Cleaning Resid MF CZ10 VintAll | 0.19331 | 0.0018102 | 0.18533 | 140.4 | 421.2 | 0 | 0 | 0.18466 | 0 | 7.8027 | 0 | 0.18466 | 0 | 7.8027 | 0 | 2.4381 | 2.4381 | -0.041798 | -0.041798
267033-High Refrigerant Charge Adjustment (>= ±20% rated charge) Resid MF CZ10 Vint04 | 0.36782 | 0.0034444 | 0.35275 | 267.1438 | 2671.4376 | -0.16413 | -1.6413 | 0.26887 | 0.98982 | 8.4283 | 0.98982 | 0.27976 | 0.98982 | 8.4392 | 0.98982 | 5.0379 | 6.0263 | -0.041356 | -0.0413
267042-Residential Condensor Coil Cleaning Resid MF CZ10 VintAll | 0.19331 | 0.0018102 | 0.18533 | 140.4 | 421.2 | 0 | 0 | 0.18466 | 0 | 7.8027 | 0 | 0.18466 | 0 | 7.8027 | 0 | 2.4381 | 2.4381 | -0.041798 | -0.041798
267033-High Refrigerant Charge Adjustment (>= ±20% rated charge) Resid MF CZ10 Vint04 | 0.18391 | 0.0017222 | 0.17637 | 133.5719 | 1335.7188 | -0.082065 | -0.82065 | 0.26276 | 0.98982 | 8.4222 | 0.98982 | 0.25199 | 0.98982 | 8.4114 | 0.98982 | 4.6137 | 4.0175 | -0.041387 | -0.041442
267042-Residential Condensor Coil Cleaning Resid MF CZ10 VintAll | 0.19331 | 0.0018102 | 0.18533 | 140.4 | 421.2 | 0 | 0 | 0.18466 | 0 | 7.8027 | 0 | 0.18466 | 0 | 7.8027 | 0 | 2.4381 | 2.4381 | -0.041798 | -0.041798
267042-Residential Condensor Coil Cleaning Resid MF CZ10 VintAll | 0.19331 | 0.0018102 | 0.18533 | 140.4 | 421.2 | 0 | 0 | 0.18466 | 0 | 7.8027 | 0 | 0.18466 | 0 | 7.8027 | 0 | 2.4381 | 2.4381 | -0.041798 | -0.041798

## Output
Program Summary |  | Nominal | Present Value | [5 empty] | Avoided Cost Version
Proposer Name |  | SDGE | [6 empty] | 2010-05-04
Program Name |  | SDGE3043_KEM_3PKEMAHVACTraining,InstallationandMaint. | [6 empty] | 2010-05-04
Total Program Budget ($) |  | -5235353.4375 | -5240461.6308 | [5 empty] | Base Year
2009
Net Participant Cost ($) |  | 608.5667 | 560.0222 | [5 empty] | SDG&E 09-11 4g3.xls
Program Impacts | [9 empty] | Program Impacts (Gross)
| Annual Net kWh | Lifecycle Net kWh | Annual Net Therms | Lifecycle Net Therms | Net Jul-Sept Pk (kW) | Net Dec-Feb Pk (kW) | Net CEC (kW) | User Entered kW |  |  | Annual Gross kWh | Lifecycle Gross kWh | Annual Gross Therms | Lifecycle Gross Therms | User Entered kW
2009-2011 | 162127.2677 | 1093364.6663 | 117.4842 | 2422.0483 | 172.0959 | 7.7767 | 0 | 171.8482 |  | 2009-2011 | 204963.5878 | 1379669.1977 | 150.6208 | 3105.1902 | 219.1939
2012-2015 | 0 | 0 | 0 | 0 | 0 | 0 | 0 | 0 |  | 2012-2015 | 0 | 0 | 0 | 0 | 0
2016-2019 | 0 | 0 | 0 | 0 | 0 | 0 | 0 | 0 |  | 2016-2019 | 0 | 0 | 0 | 0 | 0
Cost Effectiveness (Lifecycle Present Value Dollars)
|  | Benefits |  |  | Benefit - Cost
| Cost | Electric | Gas | Incentives | NPV | B/C Ratio | Notes
Program TRC ($) | -5239901.6087 | 216240.8657 | 1281.658 | NA | 5457424.1323 | -0.041513 | *1
Program PAC ($) | -5240461.6308 | 216240.8657 | 1281.658 | NA | 5457984.1545 | -0.041508 | *1,2
Program RIM ($) | -5240461.6308 | 216240.8657 | 1281.658 | NA | 5457984.1545 | -0.041508 | *1
*1 B/C Ratio is an approximation because any supply cost increases are treated as negative benefits rather than as a cost as in the Standard Practice Manual
*2 PAC benefits include environmental costs. This is to be consistent with the TRC benefits, but is not strictly consistent with the Standard Practice Manual.
Levelized Cost and Benefit (All Measures Installed through 2019)
| Discounted Savings |  |  |  | Benefit - Cost
| kWh | Therms | Cost | Benefits | NPV
TRC ($/kWh ) | 761319.329 |  | -6.8344 | 0.28403 | 7.1185
PAC ($/kWh) | 761319.329 |  | -6.8348 | 0.28403 | 7.1188
RIM ($/kWh) | 761319.329 |  | -6.8428 | 0.28403 | 7.1269
TRC ($/therm) |  | 1165.3334 | -31.7593 | 1.0998 | 32.8591
PAC ($/therm) |  | 1165.3334 | -31.7567 | 1.0998 | 32.8565
RIM ($/therm) |  | 1165.3334 | -26.4964 | 1.0998 | 27.5962
Emissions Reductions | [9 empty] | Emissions Reductions (Gross)
| Electric Reductions |  |  | Gas Reductions | [6 empty] | Electric Reductions |  |  | Gas Reductions
Annual Reductions | CO2 (tons) | NOX (lbs) | PM-10 (lbs) | CO2 (tons) | NOX (lbs) |  |  |  |  | Annual Reductions | CO2 (tons) | NOX (lbs) | PM-10 (lbs) | CO2 (tons) | NOX (lbs)
2009 | 94.0018 | 25.6894 | 12.0402 | 0.68728 | 1.0809 | * annual reductions are the units |  |  |  | 2009 | 118.8526 | 32.4838 | 15.2229 | 0.88113 | 1.3857 | * annual reductions are the units
2010 | 0 | 0 | 0 | 0 | 0 | implemented in the year, times |  |  |  | 2010 | 0 | 0 | 0 | 0 | 0 | implemented in the year, times
2011 | 0 | 0 | 0 | 0 | 0 | the annual emission reduction |  |  |  | 2011 | 0 | 0 | 0 | 0 | 0 | the annual emission reduction
2012 | 0 | 0 | 0 | 0 | 0 | for the measure. |  |  |  | 2012 | 0 | 0 | 0 | 0 | 0 | for the measure.
2013 | 0 | 0 | 0 | 0 | 0 |  |  |  |  | 2013 | 0 | 0 | 0 | 0 | 0
2014 | 0 | 0 | 0 | 0 | 0 |  |  |  |  | 2014 | 0 | 0 | 0 | 0 | 0
2015 | 0 | 0 | 0 | 0 | 0 |  |  |  |  | 2015 | 0 | 0 | 0 | 0 | 0
2016 | 0 | 0 | 0 | 0 | 0 |  |  |  |  | 2016 | 0 | 0 | 0 | 0 | 0
2017 | 0 | 0 | 0 | 0 | 0 |  |  |  |  | 2017 | 0 | 0 | 0 | 0 | 0
2018 | 0 | 0 | 0 | 0 | 0 |  |  |  |  | 2018 | 0 | 0 | 0 | 0 | 0
2019 | 0 | 0 | 0 | 0 | 0 |  |  |  |  | 2019 | 0 | 0 | 0 | 0 | 0
Total Annual | 94.0018 | 25.6894 | 12.0402 | 0.68728 | 1.0809 |  |  |  |  | Total Annual | 118.8526 | 32.4838 | 15.2229 | 0.88113 | 1.3857
Lifecycle Reductions | [9 empty] | Lifecycle Reductions
2009 | 634.3216 | 173.4335 | 81.2369 | 14.169 | 22.2828 |  |  |  |  | 2009 | 800.5388 | 218.9046 | 102.521 | 18.1654 | 28.5677
2010 | 0 | 0 | 0 | 0 | 0 |  |  |  |  | 2010 | 0 | 0 | 0 | 0 | 0
2011 | 0 | 0 | 0 | 0 | 0 |  |  |  |  | 2011 | 0 | 0 | 0 | 0 | 0
2012 | 0 | 0 | 0 | 0 | 0 |  |  |  |  | 2012 | 0 | 0 | 0 | 0 | 0
2013 | 0 | 0 | 0 | 0 | 0 |  |  |  |  | 2013 | 0 | 0 | 0 | 0 | 0
2014 | 0 | 0 | 0 | 0 | 0 |  |  |  |  | 2014 | 0 | 0 | 0 | 0 | 0
2015 | 0 | 0 | 0 | 0 | 0 |  |  |  |  | 2015 | 0 | 0 | 0 | 0 | 0
2016 | 0 | 0 | 0 | 0 | 0 |  |  |  |  | 2016 | 0 | 0 | 0 | 0 | 0
2017 | 0 | 0 | 0 | 0 | 0 |  |  |  |  | 2017 | 0 | 0 | 0 | 0 | 0
2018 | 0 | 0 | 0 | 0 | 0 |  |  |  |  | 2018 | 0 | 0 | 0 | 0 | 0
2019 | 0 | 0 | 0 | 0 | 0 |  |  |  |  | 2019 | 0 | 0 | 0 | 0 | 0
Total Lifecycle | 634.3216 | 173.4335 | 81.2369 | 14.169 | 22.2828 |  |  |  |  | Total Lifecycle | 800.5388 | 218.9046 | 102.521 | 18.1654 | 28.5677
Reductions based on total annual installations | [9 empty] | Reductions based on total annual installations (Gross)
| Annual Net kWh | Lifecycle Net kWh | Annual Net Therms | Lifecycle Net Therms | Net July-Sept Peak (kW) | Net Dec-Feb (kW) |  | User Entered kW | Net Annual NCP (kW) |  | Annual Gross kWh | Lifecycle Gross kWh | Annual Gross Therms | Lifecycle Gross Therms | User Entered kW
2009 | 162127.2677 | 1093364.6663 | 117.4842 | 2422.0483 | 172.0959 | 7.7767 |  | 171.8482 | 0 | 2009 | 204963.5878 | 1379669.1977 | 150.6208 | 3105.1902 | 219.1939
2010 | 0 | 0 | 0 | 0 | 0 | 0 |  | 0 | 334.5673 | 2010 | 0 | 0 | 0 | 0 | 0
2011 | 0 | 0 | 0 | 0 | 0 | 0 |  | 0 | 0 | 2011 | 0 | 0 | 0 | 0 | 0
2012 | 0 | 0 | 0 | 0 | 0 | 0 |  | 0 | 0 | 2012 | 0 | 0 | 0 | 0 | 0
2013 | 0 | 0 | 0 | 0 | 0 | 0 |  | 0 | -139.8209 | 2013 | 0 | 0 | 0 | 0 | 0
2014 | 0 | 0 | 0 | 0 | 0 | 0 |  | 0 | 0 | 2014 | 0 | 0 | 0 | 0 | 0
2015 | 0 | 0 | 0 | 0 | 0 | 0 |  | 0 | -4.6174 | 2015 | 0 | 0 | 0 | 0 | 0
2016 | 0 | 0 | 0 | 0 | 0 | 0 |  | 0 | 0 | 2016 | 0 | 0 | 0 | 0 | 0
2017 | 0 | 0 | 0 | 0 | 0 | 0 |  | 0 | 0 | 2017 | 0 | 0 | 0 | 0 | 0
2018 | 0 | 0 | 0 | 0 | 0 | 0 |  | 0 | 0 | 2018 | 0 | 0 | 0 | 0 | 0
2019 | 0 | 0 | 0 | 0 | 0 | 0 |  | 0 | 0 | 2019 | 0 | 0 | 0 | 0 | 0
Total | 162127.2677 | 1093364.6663 | 117.4842 | 2422.0483 | 172.0959 | 7.7767 |  | 171.8482 | 190.1289 | Total | 204963.5878 | 1379669.1977 | 150.6208 | 3105.1902 | 219.1939
Net Impacts by Sector (All Measures Installed through 2019)
| Annual Net kWh | Lifecycle Net kWh | Annual Net Therms | Lifecycle Net Therms | Net July-Sept Peak (kW) | Net Dec-Feb (kW) |  | User Entered kW | TRC Lifecycle Net Benefits* ($)
Total | 162127.2677 | 1093364.6663 | 117.4842 | 2422.0483 | 172.0959 | 7.7767 |  | 171.8482 | 5457424.1323
RES | 0 | 0 | 0 | 0 | 0 | 0 |  | 0 | 0
NON_RES | 0 | 0 | 0 | 0 | 0 | 0 |  | 0 | 0
Residential | 113496.0388 | 820509.0972 | 117.4842 | 2422.0483 | 156.2703 | 1.4633 |  | 143.7089 | 4690762.0235
Commercial | 48631.2289 | 272855.5691 | 0 | 0 | 15.8256 | 6.3134 |  | 28.1393 | 766662.1088
Industrial | 0 | 0 | 0 | 0 | 0 | 0 |  | 0 | 0
Agricultural | 0 | 0 | 0 | 0 | 0 | 0 |  | 0 | 0
Not Used | 0 | 0 | 0 | 0 | 0 | 0 |  | 0 | 0
0 | 0 | 0 | 0 | 0 | 0 | 0 |  | 0 | 0
0 | 0 | 0 | 0 | 0 | 0 | 0 |  | 0 | 0
0 | 0 | 0 | 0 | 0 | 0 | 0 |  | 0 | 0
0 | 0 | 0 | 0 | 0 | 0 | 0 |  | 0 | 0
0 | 0 | 0 | 0 | 0 | 0 | 0 |  | 0 | 0
0 |  |  | 0 |  |  |  |  | 0 | 0
0 |  |  | 0 |  |  |  |  | 0 | 0
0 |  |  | 0 |  |  |  |  | 0 | 0
0 |  |  | 0 |  |  |  |  | 0 | 0
0 |  |  | 0 |  |  |  |  | 0 | 0
0 |  |  | 0 |  |  |  |  | 0 | 0
0 |  |  | 0 |  |  |  |  | 0 | 0
0 |  |  | 0 |  |  |  |  | 0 | 0
0 |  |  | 0 |  |  |  |  | 0 | 0
0 |  |  | 0 |  |  |  |  | 0 | 0
0 |  |  | 0 |  |  |  |  | 0 | 0
Other and unspecified | -3.7835e-10 | -4.4238e-09 | 0 | 0 | 3.979e-13 | 6.4837e-14 | 0 | 6.8212e-13 | -4.0978e-08
* Include program-level and admin costs allocated based to total gas and electric programs at the measure level.
Net Impacts by CPUC End Use Categories (All Measures Installed through 2019)
| Annual Net kWh | Lifecycle Net kWh | Annual Net Therms | Lifecycle Net Therms | Net July-Sept Peak (kW) | Net Dec-Feb Pk (kW) |  | User Entered kW | TRC Lifecycle Net Benefits* ($)
Total | 162127.2677 | 1093364.6663 | 117.4842 | 2422.0483 | 172.0959 | 7.7767 |  | 171.8482 | 5457424.1323
Clothes Dryer | 0 | 0 | 0 | 0 | 0 | 0 |  | 0 | 0
Clothes Washer | 0 | 0 | 0 | 0 | 0 | 0 |  | 0 | 0
Consumer Electronics | 0 | 0 | 0 | 0 | 0 | 0 |  | 0 | 0
Cooking | 0 | 0 | 0 | 0 | 0 | 0 |  | 0 | 0
Dishwasher | 0 | 0 | 0 | 0 | 0 | 0 |  | 0 | 0
Other Appliance | 0 | 0 | 0 | 0 | 0 | 0 |  | 0 | 0
Office Equipment | 0 | 0 | 0 | 0 | 0 | 0 |  | 0 | 0
Building shell | 0 | 0 | 0 | 0 | 0 | 0 |  | 0 | 0
Space Cooling | 162127.2677 | 1093364.6663 | 117.4842 | 2422.0483 | 172.0959 | 7.7767 |  | 171.8482 | 5457424.1323
Space Heating | 0 | 0 | 0 | 0 | 0 | 0 |  | 0 | 0
Ventilation | 0 | 0 | 0 | 0 | 0 | 0 |  | 0 | 0
Interior Lighting | 0 | 0 | 0 | 0 | 0 | 0 |  | 0 | 0
Exterior Lighting | 0 | 0 | 0 | 0 | 0 | 0 |  | 0 | 0
Daylighting | 0 | 0 | 0 | 0 | 0 | 0 |  | 0 | 0
Motors | 0 | 0 | 0 | 0 | 0 | 0 |  | 0 | 0
Process | 0 | 0 | 0 | 0 | 0 | 0 |  | 0 | 0
Compressed Air | 0 | 0 | 0 | 0 | 0 | 0 |  | 0 | 0
Food Processor | 0 | 0 | 0 | 0 | 0 | 0 |  | 0 | 0
Refrigeration | 0 | 0 | 0 | 0 | 0 | 0 |  | 0 | 0
Freezers | 0 | 0 | 0 | 0 | 0 | 0 |  | 0 | 0
Pumps | 0 | 0 | 0 | 0 | 0 | 0 |  | 0 | 0
Pool Pump | 0 | 0 | 0 | 0 | 0 | 0 |  | 0 | 0
Domestic Hot Water | 0 | 0 | 0 | 0 | 0 | 0 |  | 0 | 0
Water Heating | 0 | 0 | 0 | 0 | 0 | 0 |  | 0 | 0
Other and unspecified | 0 | 0 | 0 | 0 | 0 | 0 | 0 | 0 | 0
* Include program-level and admin costs allocated based to total gas and electric programs at the measure level.
Net Impacts by Climate Zone (All Measures Installed through 2016)
| Annual Net kWh | Lifecycle Net kWh | Annual Net Therms | Lifecycle Net Therms | Net July-Sept Peak (kW) | Net dec-Feb Pk (kW) |  | User Entered kW | TRC Lifecycle Net Benefits* ($)
Total | 162127.2677 | 1093364.6663 | 117.4842 | 2422.0483 | 172.0959 | 7.7767 |  | 171.8482 | 5457424.1323
7 | 0 | 0 | 0 | 0 | 0 | 0 |  | 0 | 0
10 | 0 | 0 | 0 | 0 | 0 | 0 |  | 0 | 0
14 | 0 | 0 | 0 | 0 | 0 | 0 |  | 0 | 0
15 | 0 | 0 | 0 | 0 | 0 | 0 |  | 0 | 0
System | 162127.2677 | 1093364.6663 | 117.4842 | 2422.0483 | 172.0959 | 7.7767 |  | 171.8482 | 5457424.1323
0 | 0 | 0 | 0 | 0 | 0 | 0 |  | 0
0 | 0 | 0 | 0 | 0 | 0 | 0 |  | 0
0 | 0 | 0 | 0 | 0 | 0 | 0 |  | 0
0 | 0 | 0 | 0 | 0 | 0 | 0 |  | 0
0 | 0 | 0 | 0 | 0 | 0 | 0 |  | 0
0 | 0 | 0 | 0 | 0 | 0 | 0 |  | 0
* Include program-level and admin costs allocated based to total gas and electric programs at the measure level.
Persistent reductions in the summer (3rd Qtr) or winter (4th Qtr) of each year
| Net Juy-Sept Peak (kW) | Net Annual Dec-Feb (kW)
2009 | 0 | 7.7767
2010 | 172.0959 | 7.7767
2011 | 172.0959 | 7.7767
2012 | 172.0959 | 4.4091
2013 | 100.0369 | 4.4091
2014 | 100.0369 | 2.7274
2015 | 95.8214 | 2.7274
2016 | 95.8214 | 2.7274
2017 | 95.8214 | 2.7274
2018 | 95.8214 | 2.7274
2019 | 95.8214 | 0.026999
2020 | 2.8832 | 0.026999
Monthly Impacts
First Year for Impact Table: | 2009
| Quarter | Monthly Five Hour Avg or TOU Peak | Net Monthly NCP (kW) |  | Monthly Net kWh | Monthly Net Therms
2009-01-01 | 1 | 0 | 0 |  | 0 | 0
2009-02-01 | 1 | 0 | 0 |  | 0 | 0
2009-03-01 | 1 | 0 | 0 |  | 0 | 0
2009-04-01 | 2 | 0 | 0 |  | 0 | 0
2009-05-01 | 2 | 0 | 0 |  | 0 | 0
2009-06-01 | 2 | 0 | 0 |  | 0 | 0
2009-07-01 | 3 | 0 | 0 |  | 0 | 0
2009-08-01 | 3 | 0 | 0 |  | 0 | 0
2009-09-01 | 3 | 0 | 0 |  | 0 | 0
2009-10-01 | 4 | 0 | 0 |  | 0 | 0
2009-11-01 | 4 | 0 | 0 |  | 0 | 0
2009-12-01 | 4 | 0 | 0 |  | 0 | 0
2010-01-01 | 5 | 7.7767 | 8.3155 |  | 4717.3617 | 19.5807
2010-02-01 | 5 | 7.7767 | 8.3155 |  | 4717.3617 | 19.5807
2010-03-01 | 5 | 7.7767 | 8.3155 |  | 4717.3617 | 19.5807
2010-04-01 | 6 | 7.7767 | 8.3155 |  | 4717.3617 | 0
2010-05-01 | 6 | 172.0959 | 334.5673 |  | 25821.1471 | 0
2010-06-01 | 6 | 172.0959 | 334.5673 |  | 25821.1471 | 0
2010-07-01 | 7 | 172.0959 | 334.5673 |  | 25821.1471 | 0
2010-08-01 | 7 | 172.0959 | 334.5673 |  | 25821.1471 | 0
2010-09-01 | 7 | 172.0959 | 334.5673 |  | 25821.1471 | 0
2010-10-01 | 8 | 7.7767 | 8.3155 |  | 4717.3617 | 19.5807
2010-11-01 | 8 | 7.7767 | 8.3155 |  | 4717.3617 | 19.5807
2010-12-01 | 8 | 7.7767 | 8.3155 |  | 4717.3617 | 19.5807
2011-01-01 | 9 | 7.7767 | 8.3155 |  | 4717.3617 | 19.5807
2011-02-01 | 9 | 7.7767 | 8.3155 |  | 4717.3617 | 19.5807
2011-03-01 | 9 | 7.7767 | 8.3155 |  | 4717.3617 | 19.5807
2011-04-01 | 10 | 7.7767 | 8.3155 |  | 4717.3617 | 0
2011-05-01 | 10 | 172.0959 | 334.5673 |  | 25821.1471 | 0
2011-06-01 | 10 | 172.0959 | 334.5673 |  | 25821.1471 | 0
2011-07-01 | 11 | 172.0959 | 334.5673 |  | 25821.1471 | 0
2011-08-01 | 11 | 172.0959 | 334.5673 |  | 25821.1471 | 0
2011-09-01 | 11 | 172.0959 | 334.5673 |  | 25821.1471 | 0
2011-10-01 | 12 | 7.7767 | 8.3155 |  | 4717.3617 | 19.5807
2011-11-01 | 12 | 7.7767 | 8.3155 |  | 4717.3617 | 19.5807
2011-12-01 | 12 | 7.7767 | 8.3155 |  | 4717.3617 | 19.5807
2012-01-01 | 13 | 7.7767 | 8.3155 |  | 4717.3617 | 19.5807
2012-02-01 | 13 | 7.7767 | 8.3155 |  | 4717.3617 | 19.5807
2012-03-01 | 13 | 7.7767 | 8.3155 |  | 4717.3617 | 19.5807
2012-04-01 | 14 | 7.7767 | 8.3155 |  | 4717.3617 | 0
2012-05-01 | 14 | 172.0959 | 334.5673 |  | 25821.1471 | 0
2012-06-01 | 14 | 172.0959 | 334.5673 |  | 25821.1471 | 0
2012-07-01 | 15 | 172.0959 | 334.5673 |  | 25821.1471 | 0
2012-08-01 | 15 | 172.0959 | 334.5673 |  | 25821.1471 | 0
2012-09-01 | 15 | 172.0959 | 334.5673 |  | 25821.1471 | 0
2012-10-01 | 16 | 7.7767 | 8.3155 |  | 4717.3617 | 19.5807
2012-11-01 | 16 | 7.7767 | 8.3155 |  | 4717.3617 | 19.5807
2012-12-01 | 16 | 7.7767 | 8.3155 |  | 4717.3617 | 19.5807
2013-01-01 | 17 | 4.4091 | 4.7233 |  | 2692.4067 | 19.5807
2013-02-01 | 17 | 4.4091 | 4.7233 |  | 2692.4067 | 19.5807
2013-03-01 | 17 | 4.4091 | 4.7233 |  | 2692.4067 | 19.5807
2013-04-01 | 18 | 4.4091 | 4.7233 |  | 2692.4067 | 0
2013-05-01 | 18 | 100.0369 | 194.7464 |  | 14944.9322 | 0
2013-06-01 | 18 | 100.0369 | 194.7464 |  | 14944.9322 | 0
2013-07-01 | 19 | 100.0369 | 194.7464 |  | 14944.9322 | 0
2013-08-01 | 19 | 100.0369 | 194.7464 |  | 14944.9322 | 0
2013-09-01 | 19 | 100.0369 | 194.7464 |  | 14944.9322 | 0
2013-10-01 | 20 | 4.4091 | 4.7233 |  | 2692.4067 | 19.5807
2013-11-01 | 20 | 4.4091 | 4.7233 |  | 2692.4067 | 19.5807
2013-12-01 | 20 | 4.4091 | 4.7233 |  | 2692.4067 | 19.5807
2014-01-01 | 21 | 4.4091 | 4.7233 |  | 2692.4067 | 19.5807
2014-02-01 | 21 | 4.4091 | 4.7233 |  | 2692.4067 | 19.5807
2014-03-01 | 21 | 4.4091 | 4.7233 |  | 2692.4067 | 19.5807
2014-04-01 | 22 | 4.4091 | 4.7233 |  | 2692.4067 | 0
2014-05-01 | 22 | 100.0369 | 194.7464 |  | 14944.9322 | 0
2014-06-01 | 22 | 100.0369 | 194.7464 |  | 14944.9322 | 0
2014-07-01 | 23 | 100.0369 | 194.7464 |  | 14944.9322 | 0
2014-08-01 | 23 | 100.0369 | 194.7464 |  | 14944.9322 | 0
2014-09-01 | 23 | 100.0369 | 194.7464 |  | 14944.9322 | 0
2014-10-01 | 24 | 4.4091 | 4.7233 |  | 2692.4067 | 19.5807
2014-11-01 | 24 | 4.4091 | 4.7233 |  | 2692.4067 | 19.5807
2014-12-01 | 24 | 4.4091 | 4.7233 |  | 2692.4067 | 19.5807
2015-01-01 | 25 | 2.7274 | 3.0416 |  | 1910.9104 | 19.5807
2015-02-01 | 25 | 2.7274 | 3.0416 |  | 1910.9104 | 19.5807
2015-03-01 | 25 | 2.7274 | 3.0416 |  | 1910.9104 | 19.5807
2015-04-01 | 26 | 2.7274 | 3.0416 |  | 1910.9104 | 0
2015-05-01 | 26 | 95.8214 | 190.1289 |  | 13448.227 | 0
2015-06-01 | 26 | 95.8214 | 190.1289 |  | 13448.227 | 0
2015-07-01 | 27 | 95.8214 | 190.1289 |  | 13448.227 | 0
2015-08-01 | 27 | 95.8214 | 190.1289 |  | 13448.227 | 0
2015-09-01 | 27 | 95.8214 | 190.1289 |  | 13448.227 | 0
2015-10-01 | 28 | 2.7274 | 3.0416 |  | 1910.9104 | 19.5807
2015-11-01 | 28 | 2.7274 | 3.0416 |  | 1910.9104 | 19.5807
2015-12-01 | 28 | 2.7274 | 3.0416 |  | 1910.9104 | 19.5807
2016-01-01 | 29 | 2.7274 | 3.0416 |  | 1910.9104 | 19.5807
2016-02-01 | 29 | 2.7274 | 3.0416 |  | 1910.9104 | 19.5807
2016-03-01 | 29 | 2.7274 | 3.0416 |  | 1910.9104 | 19.5807
2016-04-01 | 30 | 2.7274 | 3.0416 |  | 1910.9104 | 0
2016-05-01 | 30 | 95.8214 | 190.1289 |  | 13448.227 | 0
2016-06-01 | 30 | 95.8214 | 190.1289 |  | 13448.227 | 0
2016-07-01 | 31 | 95.8214 | 190.1289 |  | 13448.227 | 0
2016-08-01 | 31 | 95.8214 | 190.1289 |  | 13448.227 | 0
2016-09-01 | 31 | 95.8214 | 190.1289 |  | 13448.227 | 0
2016-10-01 | 32 | 2.7274 | 3.0416 |  | 1910.9104 | 19.5807
2016-11-01 | 32 | 2.7274 | 3.0416 |  | 1910.9104 | 19.5807
2016-12-01 | 32 | 2.7274 | 3.0416 |  | 1910.9104 | 19.5807
2017-01-01 | 33 | 2.7274 | 3.0416 |  | 1910.9104 | 19.5807
2017-02-01 | 33 | 2.7274 | 3.0416 |  | 1910.9104 | 19.5807
2017-03-01 | 33 | 2.7274 | 3.0416 |  | 1910.9104 | 19.5807
2017-04-01 | 34 | 2.7274 | 3.0416 |  | 1910.9104 | 0
2017-05-01 | 34 | 95.8214 | 190.1289 |  | 13448.227 | 0
2017-06-01 | 34 | 95.8214 | 190.1289 |  | 13448.227 | 0
2017-07-01 | 35 | 95.8214 | 190.1289 |  | 13448.227 | 0
2017-08-01 | 35 | 95.8214 | 190.1289 |  | 13448.227 | 0
2017-09-01 | 35 | 95.8214 | 190.1289 |  | 13448.227 | 0
2017-10-01 | 36 | 2.7274 | 3.0416 |  | 1910.9104 | 19.5807
2017-11-01 | 36 | 2.7274 | 3.0416 |  | 1910.9104 | 19.5807
2017-12-01 | 36 | 2.7274 | 3.0416 |  | 1910.9104 | 19.5807
2018-01-01 | 37 | 2.7274 | 3.0416 |  | 1910.9104 | 19.5807
2018-02-01 | 37 | 2.7274 | 3.0416 |  | 1910.9104 | 19.5807
2018-03-01 | 37 | 2.7274 | 3.0416 |  | 1910.9104 | 19.5807
2018-04-01 | 38 | 2.7274 | 3.0416 |  | 1910.9104 | 0
2018-05-01 | 38 | 95.8214 | 190.1289 |  | 13448.227 | 0
2018-06-01 | 38 | 95.8214 | 190.1289 |  | 13448.227 | 0
2018-07-01 | 39 | 95.8214 | 190.1289 |  | 13448.227 | 0
2018-08-01 | 39 | 95.8214 | 190.1289 |  | 13448.227 | 0
2018-09-01 | 39 | 95.8214 | 190.1289 |  | 13448.227 | 0
2018-10-01 | 40 | 2.7274 | 3.0416 |  | 1910.9104 | 19.5807
2018-11-01 | 40 | 2.7274 | 3.0416 |  | 1910.9104 | 19.5807
2018-12-01 | 40 | 2.7274 | 3.0416 |  | 1910.9104 | 19.5807
2019-01-01 | 41 | 2.7274 | 3.0416 |  | 1910.9104 | 19.5807
2019-02-01 | 41 | 2.7274 | 3.0416 |  | 1910.9104 | 19.5807
2019-03-01 | 41 | 2.7274 | 3.0416 |  | 1910.9104 | 19.5807
2019-04-01 | 42 | 2.7274 | 3.0416 |  | 1910.9104 | 0
2019-05-01 | 42 | 95.8214 | 190.1289 |  | 13448.227 | 0
2019-06-01 | 42 | 95.8214 | 190.1289 |  | 13448.227 | 0
2019-07-01 | 43 | 95.8214 | 190.1289 |  | 13448.227 | 0
2019-08-01 | 43 | 95.8214 | 190.1289 |  | 13448.227 | 0
2019-09-01 | 43 | 95.8214 | 190.1289 |  | 13448.227 | 0
2019-10-01 | 44 | 2.7274 | 3.0416 |  | 1910.9104 | 19.5807
2019-11-01 | 44 | 2.7274 | 3.0416 |  | 1910.9104 | 19.5807
2019-12-01 | 44 | 2.7274 | 3.0416 |  | 1910.9104 | 19.5807

## Input
| SDG&E 09-11 4g3.xls |  |  |  | Program Budget ($) |  |  | NPV Factor for lump-sum admin costs: | 100%
a. Administrative Costs
| Proposer General Information |  |  |  | a.i. Overhead and G&A | 61856.99 | d. Incentives and Rebates ($) | Nominal | NPV
| Proposer Name |  | SDGE |  | a.ii. Other Admin costs | 0 | d.i. User Input Incentive | 0 | 0 | Note: User Input Incentives are treated like Admin costs and are NOT adjusted by the net to gross ratio in the TRC test.
| Program Name |  | SDGE3043_KEM_3PKEMAHVACTraining,InstallationandMaint. |  | b. Marketing/Outreach | 2950.83 | d.ii. Rebate | 64037.6168 | 58929.4235
| Service Territory |  | SDG&E |  | c. Direct Implementation (non incentive) |  | d.iii. Direct Install Labor | 0 | 0
| First Year of Program Implementation |  |  | 2009 | c.i. Activity | -5364198.8743 | d.iv. Direct Install Materials | 0 | 0
| Contact Information |  |  |  | c.ii. Installation | 0 | d.v. Upstream payments | 0 | 0
| Name |  |  |  | c.iii. Hardware & Materials | 0 | Subtotal Direct Install | 64037.6168 | 58929.4235
| Address |  |  |  | c.iv. Rebate Processing and Inspection | 0 | [40 empty] | Formulas for spreading annual installations to quarters
| ZIP code |  |  |  | d. Total Incentives and Rebates | 64037.6168 | [40 empty] | 0 | 0 | 0 | 0 | 0 | 0 | 0 | 0 | 0 | 0 | 0 | 0 | 0 | 0 | 0 | 0 | 0 | 0 | 0 | 0 | 0 | 0 | 0 | 0 | 0 | 0 | 0 | 0 | 0 | 0 | 0 | 0 | 0 | 0 | 0 | 0 | 0 | 0 | 0 | 0 | 0 | 0 | 0 | 0
| Telephone |  |  |  | e. EM&V | 0 | f. Costs recovered from other sources | 0 | 0
| Email |  |  |  | Total | -5235353.4375 | Program Budget w/ Other Costs (a to f) | -5235353.4375 | -5240461.6308
Quarterly Installation Schedule
| Program Inputs | [10 empty] | Transfer | Admin | Admin | Admin | Participant | [8 empty] | Placeholders, not currently used | [10 empty] | Annual Installation Schedule | [10 empty] | 2009 |  |  |  | 2010 |  |  |  | 2011 |  |  |  | 2012 |  |  |  | 2013 |  |  |  | 2014 |  |  |  | 2015 |  |  |  | 2016 |  |  |  | 2017 |  |  |  | 2018 |  |  |  | 2019
| Measure Name | DEER RunID | Climate Zone | Target sector | Measure Electric End Use Shape | CZ, Sector, Measure combination found? | Measure Type (To Look up Measure Life) | Program Type (To look up Net-to-gross Ratio) | Unit Definition (e.g. homes) | Program Type (NEW/ROB or Early Repl(RET)) | Gross Measure Cost ($/unit) | Rebate to end use customer or its assignee ($/unit) | Incentives to entities other than the end use customer or its assignee($/unit) | Direct Install Labor ($/unit) | Direct Install Material ($/unit) | Participant cost ($/unit) | Gross Unit Annual Electricity Savings (kwh/unit) | Electric Rate Schedule | Demand Scaler | User Entered kW Savings per unit (kW/unit) | Gross Unit Annual Gas Savings (therm/unit) | Gas Sector | Gas Rate Schedule | Gas Savings Profile | Avg remaining life on replaced units (yrs) | Early retrofit incremental kWh savings (kWh/unit) | Early retrofit incremental kW savings (kW/unit) | Early retrofit incremental Th savings (Th/unit) | Combustion Type | Effective Useful Life (years) | Net-to-Gross Ratio | Net-to-Gross Ratio - kW | Net-to-Gross Ratio - Therms | Net-to-Gross Ratio - Costs | % Eligible for TOU AC adjustment | 2009 | 2010 | 2011 | 2012 | 2013 | 2014 | 2015 | 2016 | 2017 | 2018 | 2019 | Qtr 1 | Qtr 2 | Qtr 3 | Qtr 4 | Qtr 1 | Qtr 2 | Qtr 3 | Qtr 4 | Qtr 1 | Qtr 2 | Qtr 3 | Qtr 4 | Qtr 1 | Qtr 2 | Qtr 3 | Qtr 4 | Qtr 1 | Qtr 2 | Qtr 3 | Qtr 4 | Qtr 1 | Qtr 2 | Qtr 3 | Qtr 4 | Qtr 1 | Qtr 2 | Qtr 3 | Qtr 4 | Qtr 1 | Qtr 2 | Qtr 3 | Qtr 4 | Qtr 1 | Qtr 2 | Qtr 3 | Qtr 4 | Qtr 1 | Qtr 2 | Qtr 3 | Qtr 4 | Qtr 1 | Qtr 2 | Qtr 3 | Qtr 4 | Total Number of Units | Comments
SDGE3043_KEM_3PKEMAHVACTraining,InstallationandMaint. | 267040-Residential Condensor Coil Cleaning Resid SF CZ10 VintAll |  | System | Residential | 26-SFM-ResidentialSingleFamily-SP_COOL | 0 |  |  |  |  | 50 | 50 | 0 | 0 | 0 | 0 | 270 |  | kWh | 0.3564 | 0 | Residential | [7 empty] | 3 | 0.78 |  |  |  | 1 | 1 | 0 | 0 | 0 | 0 | 0 | 0 | 0 | 0 | 0 | 0 | 2009 Qtr 1: 0; 2009 Qtr 2: 0; 2009 Qtr 3: 0; 2009 Qtr 4: 1; 2010 Qtr 1: 0; 2010 Qtr 2: 0; 2010 Qtr 3: 0; 2010 Qtr 4: 0; 2011 Qtr 1: 0; 2011 Qtr 2: 0; 2011 Qtr 3: 0; 2011 Qtr 4: 0 | 1
SDGE3043_KEM_3PKEMAHVACTraining,InstallationandMaint. | 267019-Economizer Repair Com All CZ07 Vint04 |  | System | Commercial | 01-ALC-AllCommercial-Cooling | 0 |  |  |  |  | 41.71 | 41 | 0 | 0 | 0 | 0.71 | 555 |  | kWh | 0.003 | 0 | Commercial |  | Winter Only | [5 empty] | 5 | 0.85 |  |  |  | 0 | 10 | 0 | 0 | 0 | 0 | 0 | 0 | 0 | 0 | 0 | 0 | 2009 Qtr 1: 0; 2009 Qtr 2: 0; 2009 Qtr 3: 0; 2009 Qtr 4: 10; 2010 Qtr 1: 0; 2010 Qtr 2: 0; 2010 Qtr 3: 0; 2010 Qtr 4: 0; 2011 Qtr 1: 0; 2011 Qtr 2: 0; 2011 Qtr 3: 0; 2011 Qtr 4: 0 | 10
SDGE3043_KEM_3PKEMAHVACTraining,InstallationandMaint. | 267019-Economizer Repair Com All CZ07 Vint04 |  | System | Commercial | 01-ALC-AllCommercial-Cooling | 0 |  |  |  |  | 41.71 | 41 | 0 | 0 | 0 | 0.71 | 555 |  | kWh | 0.003 | 0 | Commercial |  | Winter Only | [5 empty] | 5 | 0.85 |  |  |  | 0 | 10 | 0 | 0 | 0 | 0 | 0 | 0 | 0 | 0 | 0 | 0 | 2009 Qtr 1: 0; 2009 Qtr 2: 0; 2009 Qtr 3: 0; 2009 Qtr 4: 10; 2010 Qtr 1: 0; 2010 Qtr 2: 0; 2010 Qtr 3: 0; 2010 Qtr 4: 0; 2011 Qtr 1: 0; 2011 Qtr 2: 0; 2011 Qtr 3: 0; 2011 Qtr 4: 0 | 10
SDGE3043_KEM_3PKEMAHVACTraining,InstallationandMaint. | 267029-Commercial HVAC Diagnostic/Tune-up Com All CZ07 VintAll |  | System | Commercial | 01-ALC-AllCommercial-Cooling | 0 |  |  |  |  | 72.1918 | 67.6133 | 0 | 0 | 0 | 4.5785 | 60.0094 |  | kWh | 0.046765 | 0 | Commercial | [7 empty] | 10 | 0.85 |  |  |  | 1 | 2.01 | 0 | 0 | 0 | 0 | 0 | 0 | 0 | 0 | 0 | 0 | 2009 Qtr 1: 0; 2009 Qtr 2: 0; 2009 Qtr 3: 0; 2009 Qtr 4: 2.01; 2010 Qtr 1: 0; 2010 Qtr 2: 0; 2010 Qtr 3: 0; 2010 Qtr 4: 0; 2011 Qtr 1: 0; 2011 Qtr 2: 0; 2011 Qtr 3: 0; 2011 Qtr 4: 0 | 2.01
SDGE3043_KEM_3PKEMAHVACTraining,InstallationandMaint. | 267044-Commercial Condensor Coil Cleaning (all units - savings at 50% of DEER) Com All CZ07 VintAll |  | System | Commercial | 01-ALC-AllCommercial-Cooling | 0 |  |  |  |  | 9.9998 | 10 | 0 | 0 | 0 | -0.0002249 | 60 |  | kWh | 0.047 | 0 | Commercial | [7 empty] | 3 | 0.78 |  |  |  | 1 | 3 | 0 | 0 | 0 | 0 | 0 | 0 | 0 | 0 | 0 | 0 | 2009 Qtr 1: 0; 2009 Qtr 2: 0; 2009 Qtr 3: 0; 2009 Qtr 4: 3; 2010 Qtr 1: 0; 2010 Qtr 2: 0; 2010 Qtr 3: 0; 2010 Qtr 4: 0; 2011 Qtr 1: 0; 2011 Qtr 2: 0; 2011 Qtr 3: 0; 2011 Qtr 4: 0 | 3
SDGE3043_KEM_3PKEMAHVACTraining,InstallationandMaint. | 267001-High Refrigerant Charge Adjustment (>= ±20% rated charge) Resid SFCZ10 Vint03 |  | System | Residential | 26-SFM-ResidentialSingleFamily-SP_COOL | 0 |  |  |  |  | 65 | 66.25 | 0 | 0 | 0 | -1.25 | 248.449 |  | kWh | 0.18306 | -0.066637 | Residential |  | Winter Only | [5 empty] | 10 | 0.78 |  |  |  | 1 | 2 | 0 | 0 | 0 | 0 | 0 | 0 | 0 | 0 | 0 | 0 | 2009 Qtr 1: 0; 2009 Qtr 2: 0; 2009 Qtr 3: 0; 2009 Qtr 4: 2; 2010 Qtr 1: 0; 2010 Qtr 2: 0; 2010 Qtr 3: 0; 2010 Qtr 4: 0; 2011 Qtr 1: 0; 2011 Qtr 2: 0; 2011 Qtr 3: 0; 2011 Qtr 4: 0 | 2
SDGE3043_KEM_3PKEMAHVACTraining,InstallationandMaint. | 267040-Residential Condensor Coil Cleaning Resid SF CZ10 VintAll |  | System | Residential | 26-SFM-ResidentialSingleFamily-SP_COOL | 0 |  |  |  |  | 50 | 50 | 0 | 0 | 0 | 0 | 270 |  | kWh | 0.3564 | 0 | Residential | [7 empty] | 3 | 0.78 |  |  |  | 1 | 1 | 0 | 0 | 0 | 0 | 0 | 0 | 0 | 0 | 0 | 0 | 2009 Qtr 1: 0; 2009 Qtr 2: 0; 2009 Qtr 3: 0; 2009 Qtr 4: 1; 2010 Qtr 1: 0; 2010 Qtr 2: 0; 2010 Qtr 3: 0; 2010 Qtr 4: 0; 2011 Qtr 1: 0; 2011 Qtr 2: 0; 2011 Qtr 3: 0; 2011 Qtr 4: 0 | 1
SDGE3043_KEM_3PKEMAHVACTraining,InstallationandMaint. | 267003-High Refrigerant Charge Adjustment (>= ±20% rated charge) Resid SF CZ10 Vint05 |  | System | Residential | 26-SFM-ResidentialSingleFamily-SP_COOL | 0 |  |  |  |  | 65 | 53 | 0 | 0 | 0 | 12 | 162.471 |  | kWh | 0.23875 | -0.071356 | Residential |  | Winter Only | [5 empty] | 10 | 0.78 |  |  |  | 1 | 3 | 0 | 0 | 0 | 0 | 0 | 0 | 0 | 0 | 0 | 0 | 2009 Qtr 1: 0; 2009 Qtr 2: 0; 2009 Qtr 3: 0; 2009 Qtr 4: 3; 2010 Qtr 1: 0; 2010 Qtr 2: 0; 2010 Qtr 3: 0; 2010 Qtr 4: 0; 2011 Qtr 1: 0; 2011 Qtr 2: 0; 2011 Qtr 3: 0; 2011 Qtr 4: 0 | 3
SDGE3043_KEM_3PKEMAHVACTraining,InstallationandMaint. | 267040-Residential Condensor Coil Cleaning Resid SF CZ10 VintAll |  | System | Residential | 26-SFM-ResidentialSingleFamily-SP_COOL | 0 |  |  |  |  | 50 | 50 | 0 | 0 | 0 | 0 | 270 |  | kWh | 0.3564 | 0 | Residential | [7 empty] | 3 | 0.78 |  |  |  | 1 | 1 | 0 | 0 | 0 | 0 | 0 | 0 | 0 | 0 | 0 | 0 | 2009 Qtr 1: 0; 2009 Qtr 2: 0; 2009 Qtr 3: 0; 2009 Qtr 4: 1; 2010 Qtr 1: 0; 2010 Qtr 2: 0; 2010 Qtr 3: 0; 2010 Qtr 4: 0; 2011 Qtr 1: 0; 2011 Qtr 2: 0; 2011 Qtr 3: 0; 2011 Qtr 4: 0 | 1
SDGE3043_KEM_3PKEMAHVACTraining,InstallationandMaint. | 267001-High Refrigerant Charge Adjustment (>= ±20% rated charge) Resid SFCZ10 Vint03 |  | System | Residential | 26-SFM-ResidentialSingleFamily-SP_COOL | 0 |  |  |  |  | 65 | 53 | 0 | 0 | 0 | 12 | 248.449 |  | kWh | 0.18306 | -0.066637 | Residential |  | Winter Only | [5 empty] | 10 | 0.78 |  |  |  | 1 | 4 | 0 | 0 | 0 | 0 | 0 | 0 | 0 | 0 | 0 | 0 | 2009 Qtr 1: 0; 2009 Qtr 2: 0; 2009 Qtr 3: 0; 2009 Qtr 4: 4; 2010 Qtr 1: 0; 2010 Qtr 2: 0; 2010 Qtr 3: 0; 2010 Qtr 4: 0; 2011 Qtr 1: 0; 2011 Qtr 2: 0; 2011 Qtr 3: 0; 2011 Qtr 4: 0 | 4
SDGE3043_KEM_3PKEMAHVACTraining,InstallationandMaint. | 267040-Residential Condensor Coil Cleaning Resid SF CZ10 VintAll |  | System | Residential | 26-SFM-ResidentialSingleFamily-SP_COOL | 0 |  |  |  |  | 50 | 50 | 0 | 0 | 0 | 0 | 270 |  | kWh | 0.3564 | 0 | Residential | [7 empty] | 3 | 0.78 |  |  |  | 1 | 1 | 0 | 0 | 0 | 0 | 0 | 0 | 0 | 0 | 0 | 0 | 2009 Qtr 1: 0; 2009 Qtr 2: 0; 2009 Qtr 3: 0; 2009 Qtr 4: 1; 2010 Qtr 1: 0; 2010 Qtr 2: 0; 2010 Qtr 3: 0; 2010 Qtr 4: 0; 2011 Qtr 1: 0; 2011 Qtr 2: 0; 2011 Qtr 3: 0; 2011 Qtr 4: 0 | 1
SDGE3043_KEM_3PKEMAHVACTraining,InstallationandMaint. | 267009-Duct Sealing (Total Leakage Reduced from 40% of AHU flow to 12%) Resid SF CZ10 Vint03 |  | System | Residential | 26-SFM-ResidentialSingleFamily-SP_COOL | 0 |  |  |  |  | 106.2381 | 110 | 0 | 0 | 0 | -3.7619 | 234.764 |  | kWh | 0.17708 | 21.4199 | Residential |  | Winter Only | [5 empty] | 18 | 0.78 |  |  |  | 0.5 | 1 | 0 | 0 | 0 | 0 | 0 | 0 | 0 | 0 | 0 | 0 | 2009 Qtr 1: 0; 2009 Qtr 2: 0; 2009 Qtr 3: 0; 2009 Qtr 4: 1; 2010 Qtr 1: 0; 2010 Qtr 2: 0; 2010 Qtr 3: 0; 2010 Qtr 4: 0; 2011 Qtr 1: 0; 2011 Qtr 2: 0; 2011 Qtr 3: 0; 2011 Qtr 4: 0 | 1
SDGE3043_KEM_3PKEMAHVACTraining,InstallationandMaint. | 267033-High Refrigerant Charge Adjustment (>= ±20% rated charge) Resid MF CZ10 Vint04 |  | System | Residential | 13-MFM-ResidentialMulti-family-SP_COOL | 0 |  |  |  |  | 66.33 | 53 | 0 | 0 | 0 | 13.33 | 171.246 |  | kWh | 0.22612 | -0.10521 | Residential |  | Winter Only | [5 empty] | 10 | 0.78 |  |  |  | 1 | 3 | 0 | 0 | 0 | 0 | 0 | 0 | 0 | 0 | 0 | 0 | 2009 Qtr 1: 0; 2009 Qtr 2: 0; 2009 Qtr 3: 0; 2009 Qtr 4: 3; 2010 Qtr 1: 0; 2010 Qtr 2: 0; 2010 Qtr 3: 0; 2010 Qtr 4: 0; 2011 Qtr 1: 0; 2011 Qtr 2: 0; 2011 Qtr 3: 0; 2011 Qtr 4: 0 | 3
SDGE3043_KEM_3PKEMAHVACTraining,InstallationandMaint. | 267042-Residential Condensor Coil Cleaning Resid MF CZ10 VintAll |  | System | Residential | 13-MFM-ResidentialMulti-family-SP_COOL | 0 |  |  |  |  | 50 | 50 | 0 | 0 | 0 | 0 | 180 |  | kWh | 0.2376 | 0 | Residential | [7 empty] | 3 | 0.78 |  |  |  | 1 | 1 | 0 | 0 | 0 | 0 | 0 | 0 | 0 | 0 | 0 | 0 | 2009 Qtr 1: 0; 2009 Qtr 2: 0; 2009 Qtr 3: 0; 2009 Qtr 4: 1; 2010 Qtr 1: 0; 2010 Qtr 2: 0; 2010 Qtr 3: 0; 2010 Qtr 4: 0; 2011 Qtr 1: 0; 2011 Qtr 2: 0; 2011 Qtr 3: 0; 2011 Qtr 4: 0 | 1
SDGE3043_KEM_3PKEMAHVACTraining,InstallationandMaint. | 267044-Commercial Condensor Coil Cleaning (all units - savings at 50% of DEER) Com All CZ07 VintAll |  | System | Commercial | 01-ALC-AllCommercial-Cooling | 0 |  |  |  |  | 9.9998 | 10 | 0 | 0 | 0 | -0.0002249 | 60 |  | kWh | 0.047 | 0 | Commercial | [7 empty] | 3 | 0.78 |  |  |  | 1 | 2 | 0 | 0 | 0 | 0 | 0 | 0 | 0 | 0 | 0 | 0 | 2009 Qtr 1: 0; 2009 Qtr 2: 0; 2009 Qtr 3: 0; 2009 Qtr 4: 2; 2010 Qtr 1: 0; 2010 Qtr 2: 0; 2010 Qtr 3: 0; 2010 Qtr 4: 0; 2011 Qtr 1: 0; 2011 Qtr 2: 0; 2011 Qtr 3: 0; 2011 Qtr 4: 0 | 2
SDGE3043_KEM_3PKEMAHVACTraining,InstallationandMaint. | 267021-Economizer Repair Com All CZ10 Vint01 |  | System | Commercial | 01-ALC-AllCommercial-Cooling | 0 |  |  |  |  | 41.71 | 41 | 0 | 0 | 0 | 0.71 | 207 |  | kWh | 0.0015 | 0 | Commercial |  | Winter Only | [5 empty] | 5 | 0.85 |  |  |  | 0 | 10 | 0 | 0 | 0 | 0 | 0 | 0 | 0 | 0 | 0 | 0 | 2009 Qtr 1: 0; 2009 Qtr 2: 0; 2009 Qtr 3: 0; 2009 Qtr 4: 10; 2010 Qtr 1: 0; 2010 Qtr 2: 0; 2010 Qtr 3: 0; 2010 Qtr 4: 0; 2011 Qtr 1: 0; 2011 Qtr 2: 0; 2011 Qtr 3: 0; 2011 Qtr 4: 0 | 10
SDGE3043_KEM_3PKEMAHVACTraining,InstallationandMaint. | 267021-Economizer Repair Com All CZ10 Vint01 |  | System | Commercial | 01-ALC-AllCommercial-Cooling | 0 |  |  |  |  | 41.71 | 41 | 0 | 0 | 0 | 0.71 | 207 |  | kWh | 0.0015 | 0 | Commercial |  | Winter Only | [5 empty] | 5 | 0.85 |  |  |  | 0 | 10 | 0 | 0 | 0 | 0 | 0 | 0 | 0 | 0 | 0 | 0 | 2009 Qtr 1: 0; 2009 Qtr 2: 0; 2009 Qtr 3: 0; 2009 Qtr 4: 10; 2010 Qtr 1: 0; 2010 Qtr 2: 0; 2010 Qtr 3: 0; 2010 Qtr 4: 0; 2011 Qtr 1: 0; 2011 Qtr 2: 0; 2011 Qtr 3: 0; 2011 Qtr 4: 0 | 10
SDGE3043_KEM_3PKEMAHVACTraining,InstallationandMaint. | 267002-High Refrigerant Charge Adjustment (>= ±20% rated charge) Resid SF CZ10 Vint04 |  | System | Residential | 26-SFM-ResidentialSingleFamily-SP_COOL | 0 |  |  |  |  | 65 | 71.5 | 0 | 0 | 0 | -6.5 | 205.771 |  | kWh | 0.22808 | -0.078078 | Residential |  | Winter Only | [5 empty] | 10 | 0.78 |  |  |  | 1 | 3 | 0 | 0 | 0 | 0 | 0 | 0 | 0 | 0 | 0 | 0 | 2009 Qtr 1: 0; 2009 Qtr 2: 0; 2009 Qtr 3: 0; 2009 Qtr 4: 3; 2010 Qtr 1: 0; 2010 Qtr 2: 0; 2010 Qtr 3: 0; 2010 Qtr 4: 0; 2011 Qtr 1: 0; 2011 Qtr 2: 0; 2011 Qtr 3: 0; 2011 Qtr 4: 0 | 3
SDGE3043_KEM_3PKEMAHVACTraining,InstallationandMaint. | 267040-Residential Condensor Coil Cleaning Resid SF CZ10 VintAll |  | System | Residential | 26-SFM-ResidentialSingleFamily-SP_COOL | 0 |  |  |  |  | 50 | 50 | 0 | 0 | 0 | 0 | 270 |  | kWh | 0.3564 | 0 | Residential | [7 empty] | 3 | 0.78 |  |  |  | 1 | 1 | 0 | 0 | 0 | 0 | 0 | 0 | 0 | 0 | 0 | 0 | 2009 Qtr 1: 0; 2009 Qtr 2: 0; 2009 Qtr 3: 0; 2009 Qtr 4: 1; 2010 Qtr 1: 0; 2010 Qtr 2: 0; 2010 Qtr 3: 0; 2010 Qtr 4: 0; 2011 Qtr 1: 0; 2011 Qtr 2: 0; 2011 Qtr 3: 0; 2011 Qtr 4: 0 | 1
SDGE3043_KEM_3PKEMAHVACTraining,InstallationandMaint. | 267040-Residential Condensor Coil Cleaning Resid SF CZ10 VintAll |  | System | Residential | 26-SFM-ResidentialSingleFamily-SP_COOL | 0 |  |  |  |  | 50 | 50 | 0 | 0 | 0 | 0 | 270 |  | kWh | 0.3564 | 0 | Residential | [7 empty] | 3 | 0.78 |  |  |  | 1 | 1 | 0 | 0 | 0 | 0 | 0 | 0 | 0 | 0 | 0 | 0 | 2009 Qtr 1: 0; 2009 Qtr 2: 0; 2009 Qtr 3: 0; 2009 Qtr 4: 1; 2010 Qtr 1: 0; 2010 Qtr 2: 0; 2010 Qtr 3: 0; 2010 Qtr 4: 0; 2011 Qtr 1: 0; 2011 Qtr 2: 0; 2011 Qtr 3: 0; 2011 Qtr 4: 0 | 1
SDGE3043_KEM_3PKEMAHVACTraining,InstallationandMaint. | 267029-Commercial HVAC Diagnostic/Tune-up Com All CZ07 VintAll |  | System | Commercial | 01-ALC-AllCommercial-Cooling | 0 |  |  |  |  | 72.1918 | 96.2935 | 0 | 0 | 0 | -24.1017 | 60.0094 |  | kWh | 0.046765 | 0 | Commercial | [7 empty] | 10 | 0.85 |  |  |  | 1 | 2.01 | 0 | 0 | 0 | 0 | 0 | 0 | 0 | 0 | 0 | 0 | 2009 Qtr 1: 0; 2009 Qtr 2: 0; 2009 Qtr 3: 0; 2009 Qtr 4: 2.01; 2010 Qtr 1: 0; 2010 Qtr 2: 0; 2010 Qtr 3: 0; 2010 Qtr 4: 0; 2011 Qtr 1: 0; 2011 Qtr 2: 0; 2011 Qtr 3: 0; 2011 Qtr 4: 0 | 2.01
SDGE3043_KEM_3PKEMAHVACTraining,InstallationandMaint. | 267044-Commercial Condensor Coil Cleaning (all units - savings at 50% of DEER) Com All CZ07 VintAll |  | System | Commercial | 01-ALC-AllCommercial-Cooling | 0 |  |  |  |  | 9.9998 | 11.6667 | 0 | 0 | 0 | -1.6669 | 60 |  | kWh | 0.047 | 0 | Commercial | [7 empty] | 3 | 0.78 |  |  |  | 1 | 3 | 0 | 0 | 0 | 0 | 0 | 0 | 0 | 0 | 0 | 0 | 2009 Qtr 1: 0; 2009 Qtr 2: 0; 2009 Qtr 3: 0; 2009 Qtr 4: 3; 2010 Qtr 1: 0; 2010 Qtr 2: 0; 2010 Qtr 3: 0; 2010 Qtr 4: 0; 2011 Qtr 1: 0; 2011 Qtr 2: 0; 2011 Qtr 3: 0; 2011 Qtr 4: 0 | 3
SDGE3043_KEM_3PKEMAHVACTraining,InstallationandMaint. | 267029-Commercial HVAC Diagnostic/Tune-up Com All CZ07 VintAll |  | System | Commercial | 01-ALC-AllCommercial-Cooling | 0 |  |  |  |  | 72.1918 | 82.5373 | 0 | 0 | 0 | -10.3455 | 60.0094 |  | kWh | 0.046765 | 0 | Commercial | [7 empty] | 10 | 0.85 |  |  |  | 1 | 2.68 | 0 | 0 | 0 | 0 | 0 | 0 | 0 | 0 | 0 | 0 | 2009 Qtr 1: 0; 2009 Qtr 2: 0; 2009 Qtr 3: 0; 2009 Qtr 4: 2.68; 2010 Qtr 1: 0; 2010 Qtr 2: 0; 2010 Qtr 3: 0; 2010 Qtr 4: 0; 2011 Qtr 1: 0; 2011 Qtr 2: 0; 2011 Qtr 3: 0; 2011 Qtr 4: 0 | 2.68
SDGE3043_KEM_3PKEMAHVACTraining,InstallationandMaint. | 267044-Commercial Condensor Coil Cleaning (all units - savings at 50% of DEER) Com All CZ07 VintAll |  | System | Commercial | 01-ALC-AllCommercial-Cooling | 0 |  |  |  |  | 9.9998 | 10 | 0 | 0 | 0 | -0.0002249 | 60 |  | kWh | 0.047 | 0 | Commercial | [7 empty] | 3 | 0.78 |  |  |  | 1 | 4 | 0 | 0 | 0 | 0 | 0 | 0 | 0 | 0 | 0 | 0 | 2009 Qtr 1: 0; 2009 Qtr 2: 0; 2009 Qtr 3: 0; 2009 Qtr 4: 4; 2010 Qtr 1: 0; 2010 Qtr 2: 0; 2010 Qtr 3: 0; 2010 Qtr 4: 0; 2011 Qtr 1: 0; 2011 Qtr 2: 0; 2011 Qtr 3: 0; 2011 Qtr 4: 0 | 4
SDGE3043_KEM_3PKEMAHVACTraining,InstallationandMaint. | 267010-Duct Sealing (Total Leakage Reduced from 40% of AHU flow to 12%) Resid SF CZ10 Vint04 |  | System | Residential | 26-SFM-ResidentialSingleFamily-SP_COOL | 0 |  |  |  |  | 106.8728 | 200 | 0 | 0 | 0 | -93.1272 | 181.333 |  | kWh | 0.24097 | 10.7341 | Residential |  | Winter Only | [5 empty] | 18 | 0.78 |  |  |  | 0 | 2 | 0 | 0 | 0 | 0 | 0 | 0 | 0 | 0 | 0 | 0 | 2009 Qtr 1: 0; 2009 Qtr 2: 0; 2009 Qtr 3: 0; 2009 Qtr 4: 2; 2010 Qtr 1: 0; 2010 Qtr 2: 0; 2010 Qtr 3: 0; 2010 Qtr 4: 0; 2011 Qtr 1: 0; 2011 Qtr 2: 0; 2011 Qtr 3: 0; 2011 Qtr 4: 0 | 2
SDGE3043_KEM_3PKEMAHVACTraining,InstallationandMaint. | 267001-High Refrigerant Charge Adjustment (>= ±20% rated charge) Resid SFCZ10 Vint03 |  | System | Residential | 26-SFM-ResidentialSingleFamily-SP_COOL | 0 |  |  |  |  | 65 | 71.5 | 0 | 0 | 0 | -6.5 | 248.449 |  | kWh | 0.18306 | -0.066637 | Residential |  | Winter Only | [5 empty] | 10 | 0.78 |  |  |  | 1 | 3 | 0 | 0 | 0 | 0 | 0 | 0 | 0 | 0 | 0 | 0 | 2009 Qtr 1: 0; 2009 Qtr 2: 0; 2009 Qtr 3: 0; 2009 Qtr 4: 3; 2010 Qtr 1: 0; 2010 Qtr 2: 0; 2010 Qtr 3: 0; 2010 Qtr 4: 0; 2011 Qtr 1: 0; 2011 Qtr 2: 0; 2011 Qtr 3: 0; 2011 Qtr 4: 0 | 3
SDGE3043_KEM_3PKEMAHVACTraining,InstallationandMaint. | 267040-Residential Condensor Coil Cleaning Resid SF CZ10 VintAll |  | System | Residential | 26-SFM-ResidentialSingleFamily-SP_COOL | 0 |  |  |  |  | 50 | 50 | 0 | 0 | 0 | 0 | 270 |  | kWh | 0.3564 | 0 | Residential | [7 empty] | 3 | 0.78 |  |  |  | 1 | 1 | 0 | 0 | 0 | 0 | 0 | 0 | 0 | 0 | 0 | 0 | 2009 Qtr 1: 0; 2009 Qtr 2: 0; 2009 Qtr 3: 0; 2009 Qtr 4: 1; 2010 Qtr 1: 0; 2010 Qtr 2: 0; 2010 Qtr 3: 0; 2010 Qtr 4: 0; 2011 Qtr 1: 0; 2011 Qtr 2: 0; 2011 Qtr 3: 0; 2011 Qtr 4: 0 | 1
SDGE3043_KEM_3PKEMAHVACTraining,InstallationandMaint. | 267002-High Refrigerant Charge Adjustment (>= ±20% rated charge) Resid SF CZ10 Vint04 |  | System | Residential | 26-SFM-ResidentialSingleFamily-SP_COOL | 0 |  |  |  |  | 65 | 71.5 | 0 | 0 | 0 | -6.5 | 205.771 |  | kWh | 0.22808 | -0.078078 | Residential |  | Winter Only | [5 empty] | 10 | 0.78 |  |  |  | 1 | 3 | 0 | 0 | 0 | 0 | 0 | 0 | 0 | 0 | 0 | 0 | 2009 Qtr 1: 0; 2009 Qtr 2: 0; 2009 Qtr 3: 0; 2009 Qtr 4: 3; 2010 Qtr 1: 0; 2010 Qtr 2: 0; 2010 Qtr 3: 0; 2010 Qtr 4: 0; 2011 Qtr 1: 0; 2011 Qtr 2: 0; 2011 Qtr 3: 0; 2011 Qtr 4: 0 | 3
SDGE3043_KEM_3PKEMAHVACTraining,InstallationandMaint. | 267040-Residential Condensor Coil Cleaning Resid SF CZ10 VintAll |  | System | Residential | 26-SFM-ResidentialSingleFamily-SP_COOL | 0 |  |  |  |  | 50 | 50 | 0 | 0 | 0 | 0 | 270 |  | kWh | 0.3564 | 0 | Residential | [7 empty] | 3 | 0.78 |  |  |  | 1 | 1 | 0 | 0 | 0 | 0 | 0 | 0 | 0 | 0 | 0 | 0 | 2009 Qtr 1: 0; 2009 Qtr 2: 0; 2009 Qtr 3: 0; 2009 Qtr 4: 1; 2010 Qtr 1: 0; 2010 Qtr 2: 0; 2010 Qtr 3: 0; 2010 Qtr 4: 0; 2011 Qtr 1: 0; 2011 Qtr 2: 0; 2011 Qtr 3: 0; 2011 Qtr 4: 0 | 1
SDGE3043_KEM_3PKEMAHVACTraining,InstallationandMaint. | 267002-High Refrigerant Charge Adjustment (>= ±20% rated charge) Resid SF CZ10 Vint04 |  | System | Residential | 26-SFM-ResidentialSingleFamily-SP_COOL | 0 |  |  |  |  | 65 | 71.5 | 0 | 0 | 0 | -6.5 | 205.771 |  | kWh | 0.22808 | -0.078078 | Residential |  | Winter Only | [5 empty] | 10 | 0.78 |  |  |  | 1 | 4 | 0 | 0 | 0 | 0 | 0 | 0 | 0 | 0 | 0 | 0 | 2009 Qtr 1: 0; 2009 Qtr 2: 0; 2009 Qtr 3: 0; 2009 Qtr 4: 4; 2010 Qtr 1: 0; 2010 Qtr 2: 0; 2010 Qtr 3: 0; 2010 Qtr 4: 0; 2011 Qtr 1: 0; 2011 Qtr 2: 0; 2011 Qtr 3: 0; 2011 Qtr 4: 0 | 4
SDGE3043_KEM_3PKEMAHVACTraining,InstallationandMaint. | 267040-Residential Condensor Coil Cleaning Resid SF CZ10 VintAll |  | System | Residential | 26-SFM-ResidentialSingleFamily-SP_COOL | 0 |  |  |  |  | 50 | 50 | 0 | 0 | 0 | 0 | 270 |  | kWh | 0.3564 | 0 | Residential | [7 empty] | 3 | 0.78 |  |  |  | 1 | 1 | 0 | 0 | 0 | 0 | 0 | 0 | 0 | 0 | 0 | 0 | 2009 Qtr 1: 0; 2009 Qtr 2: 0; 2009 Qtr 3: 0; 2009 Qtr 4: 1; 2010 Qtr 1: 0; 2010 Qtr 2: 0; 2010 Qtr 3: 0; 2010 Qtr 4: 0; 2011 Qtr 1: 0; 2011 Qtr 2: 0; 2011 Qtr 3: 0; 2011 Qtr 4: 0 | 1
SDGE3043_KEM_3PKEMAHVACTraining,InstallationandMaint. | 267045-Commercial Condensor Coil Cleaning (all units - savings at 50% of DEER) Com All CZ10 VintAll |  | System | Commercial | 01-ALC-AllCommercial-Cooling | 0 |  |  |  |  | 10 | 10 | 0 | 0 | 0 | 0 | 74 |  | kWh | 0.0665 | 0 | Commercial | [7 empty] | 3 | 0.78 |  |  |  | 1 | 2 | 0 | 0 | 0 | 0 | 0 | 0 | 0 | 0 | 0 | 0 | 2009 Qtr 1: 0; 2009 Qtr 2: 0; 2009 Qtr 3: 0; 2009 Qtr 4: 2; 2010 Qtr 1: 0; 2010 Qtr 2: 0; 2010 Qtr 3: 0; 2010 Qtr 4: 0; 2011 Qtr 1: 0; 2011 Qtr 2: 0; 2011 Qtr 3: 0; 2011 Qtr 4: 0 | 2
SDGE3043_KEM_3PKEMAHVACTraining,InstallationandMaint. | 267042-Residential Condensor Coil Cleaning Resid MF CZ10 VintAll |  | System | Residential | 13-MFM-ResidentialMulti-family-SP_COOL | 0 |  |  |  |  | 50 | 50 | 0 | 0 | 0 | 0 | 180 |  | kWh | 0.2376 | 0 | Residential | [7 empty] | 3 | 0.78 |  |  |  | 1 | 1 | 0 | 0 | 0 | 0 | 0 | 0 | 0 | 0 | 0 | 0 | 2009 Qtr 1: 0; 2009 Qtr 2: 0; 2009 Qtr 3: 0; 2009 Qtr 4: 1; 2010 Qtr 1: 0; 2010 Qtr 2: 0; 2010 Qtr 3: 0; 2010 Qtr 4: 0; 2011 Qtr 1: 0; 2011 Qtr 2: 0; 2011 Qtr 3: 0; 2011 Qtr 4: 0 | 1
SDGE3043_KEM_3PKEMAHVACTraining,InstallationandMaint. | 267030-Commercial HVAC Diagnostic/Tune-up Com All CZ10 VintAll |  | System | Commercial | 01-ALC-AllCommercial-Cooling | 0 |  |  |  |  | 67.6133 | 82.5373 | 0 | 0 | 0 | -14.924 | 214 |  | kWh | 0.15 | 0 | Commercial | [7 empty] | 10 | 0.85 |  |  |  | 1 | 4.02 | 0 | 0 | 0 | 0 | 0 | 0 | 0 | 0 | 0 | 0 | 2009 Qtr 1: 0; 2009 Qtr 2: 0; 2009 Qtr 3: 0; 2009 Qtr 4: 4.02; 2010 Qtr 1: 0; 2010 Qtr 2: 0; 2010 Qtr 3: 0; 2010 Qtr 4: 0; 2011 Qtr 1: 0; 2011 Qtr 2: 0; 2011 Qtr 3: 0; 2011 Qtr 4: 0 | 4.02
SDGE3043_KEM_3PKEMAHVACTraining,InstallationandMaint. | 267045-Commercial Condensor Coil Cleaning (all units - savings at 50% of DEER) Com All CZ10 VintAll |  | System | Commercial | 01-ALC-AllCommercial-Cooling | 0 |  |  |  |  | 10 | 10 | 0 | 0 | 0 | 0 | 74 |  | kWh | 0.0665 | 0 | Commercial | [7 empty] | 3 | 0.78 |  |  |  | 1 | 6 | 0 | 0 | 0 | 0 | 0 | 0 | 0 | 0 | 0 | 0 | 2009 Qtr 1: 0; 2009 Qtr 2: 0; 2009 Qtr 3: 0; 2009 Qtr 4: 6; 2010 Qtr 1: 0; 2010 Qtr 2: 0; 2010 Qtr 3: 0; 2010 Qtr 4: 0; 2011 Qtr 1: 0; 2011 Qtr 2: 0; 2011 Qtr 3: 0; 2011 Qtr 4: 0 | 6
SDGE3043_KEM_3PKEMAHVACTraining,InstallationandMaint. | 267029-Commercial HVAC Diagnostic/Tune-up Com All CZ07 VintAll |  | System | Commercial | 01-ALC-AllCommercial-Cooling | 0 |  |  |  |  | 72.1918 | 72.4428 | 0 | 0 | 0 | -0.25102 | 60.0094 |  | kWh | 0.046765 | 0 | Commercial | [7 empty] | 10 | 0.85 |  |  |  | 1 | 4.69 | 0 | 0 | 0 | 0 | 0 | 0 | 0 | 0 | 0 | 0 | 2009 Qtr 1: 0; 2009 Qtr 2: 0; 2009 Qtr 3: 0; 2009 Qtr 4: 4.69; 2010 Qtr 1: 0; 2010 Qtr 2: 0; 2010 Qtr 3: 0; 2010 Qtr 4: 0; 2011 Qtr 1: 0; 2011 Qtr 2: 0; 2011 Qtr 3: 0; 2011 Qtr 4: 0 | 4.69
SDGE3043_KEM_3PKEMAHVACTraining,InstallationandMaint. | 267044-Commercial Condensor Coil Cleaning (all units - savings at 50% of DEER) Com All CZ07 VintAll |  | System | Commercial | 01-ALC-AllCommercial-Cooling | 0 |  |  |  |  | 9.9998 | 10.7143 | 0 | 0 | 0 | -0.71451 | 60 |  | kWh | 0.047 | 0 | Commercial | [7 empty] | 3 | 0.78 |  |  |  | 1 | 7 | 0 | 0 | 0 | 0 | 0 | 0 | 0 | 0 | 0 | 0 | 2009 Qtr 1: 0; 2009 Qtr 2: 0; 2009 Qtr 3: 0; 2009 Qtr 4: 7; 2010 Qtr 1: 0; 2010 Qtr 2: 0; 2010 Qtr 3: 0; 2010 Qtr 4: 0; 2011 Qtr 1: 0; 2011 Qtr 2: 0; 2011 Qtr 3: 0; 2011 Qtr 4: 0 | 7
SDGE3043_KEM_3PKEMAHVACTraining,InstallationandMaint. | 267044-Commercial Condensor Coil Cleaning (all units - savings at 50% of DEER) Com All CZ07 VintAll |  | System | Commercial | 01-ALC-AllCommercial-Cooling | 0 |  |  |  |  | 9.9998 | 10.7143 | 0 | 0 | 0 | -0.71451 | 60 |  | kWh | 0.047 | 0 | Commercial | [7 empty] | 3 | 0.78 |  |  |  | 1 | 7 | 0 | 0 | 0 | 0 | 0 | 0 | 0 | 0 | 0 | 0 | 2009 Qtr 1: 0; 2009 Qtr 2: 0; 2009 Qtr 3: 0; 2009 Qtr 4: 7; 2010 Qtr 1: 0; 2010 Qtr 2: 0; 2010 Qtr 3: 0; 2010 Qtr 4: 0; 2011 Qtr 1: 0; 2011 Qtr 2: 0; 2011 Qtr 3: 0; 2011 Qtr 4: 0 | 7
SDGE3043_KEM_3PKEMAHVACTraining,InstallationandMaint. | 267029-Commercial HVAC Diagnostic/Tune-up Com All CZ07 VintAll |  | System | Commercial | 01-ALC-AllCommercial-Cooling | 0 |  |  |  |  | 72.1918 | 72.4428 | 0 | 0 | 0 | -0.25102 | 60.0094 |  | kWh | 0.046765 | 0 | Commercial | [7 empty] | 10 | 0.85 |  |  |  | 1 | 4.69 | 0 | 0 | 0 | 0 | 0 | 0 | 0 | 0 | 0 | 0 | 2009 Qtr 1: 0; 2009 Qtr 2: 0; 2009 Qtr 3: 0; 2009 Qtr 4: 4.69; 2010 Qtr 1: 0; 2010 Qtr 2: 0; 2010 Qtr 3: 0; 2010 Qtr 4: 0; 2011 Qtr 1: 0; 2011 Qtr 2: 0; 2011 Qtr 3: 0; 2011 Qtr 4: 0 | 4.69
SDGE3043_KEM_3PKEMAHVACTraining,InstallationandMaint. | 267044-Commercial Condensor Coil Cleaning (all units - savings at 50% of DEER) Com All CZ07 VintAll |  | System | Commercial | 01-ALC-AllCommercial-Cooling | 0 |  |  |  |  | 9.9998 | 10.7143 | 0 | 0 | 0 | -0.71451 | 60 |  | kWh | 0.047 | 0 | Commercial | [7 empty] | 3 | 0.78 |  |  |  | 1 | 7 | 0 | 0 | 0 | 0 | 0 | 0 | 0 | 0 | 0 | 0 | 2009 Qtr 1: 0; 2009 Qtr 2: 0; 2009 Qtr 3: 0; 2009 Qtr 4: 7; 2010 Qtr 1: 0; 2010 Qtr 2: 0; 2010 Qtr 3: 0; 2010 Qtr 4: 0; 2011 Qtr 1: 0; 2011 Qtr 2: 0; 2011 Qtr 3: 0; 2011 Qtr 4: 0 | 7
SDGE3043_KEM_3PKEMAHVACTraining,InstallationandMaint. | 267044-Commercial Condensor Coil Cleaning (all units - savings at 50% of DEER) Com All CZ07 VintAll |  | System | Commercial | 01-ALC-AllCommercial-Cooling | 0 |  |  |  |  | 9.9998 | 10 | 0 | 0 | 0 | -0.0002249 | 60 |  | kWh | 0.047 | 0 | Commercial | [7 empty] | 3 | 0.78 |  |  |  | 1 | 4 | 0 | 0 | 0 | 0 | 0 | 0 | 0 | 0 | 0 | 0 | 2009 Qtr 1: 0; 2009 Qtr 2: 0; 2009 Qtr 3: 0; 2009 Qtr 4: 4; 2010 Qtr 1: 0; 2010 Qtr 2: 0; 2010 Qtr 3: 0; 2010 Qtr 4: 0; 2011 Qtr 1: 0; 2011 Qtr 2: 0; 2011 Qtr 3: 0; 2011 Qtr 4: 0 | 4
SDGE3043_KEM_3PKEMAHVACTraining,InstallationandMaint. | 267044-Commercial Condensor Coil Cleaning (all units - savings at 50% of DEER) Com All CZ07 VintAll |  | System | Commercial | 01-ALC-AllCommercial-Cooling | 0 |  |  |  |  | 9.9998 | 10 | 0 | 0 | 0 | -0.0002249 | 60 |  | kWh | 0.047 | 0 | Commercial | [7 empty] | 3 | 0.78 |  |  |  | 1 | 5 | 0 | 0 | 0 | 0 | 0 | 0 | 0 | 0 | 0 | 0 | 2009 Qtr 1: 0; 2009 Qtr 2: 0; 2009 Qtr 3: 0; 2009 Qtr 4: 5; 2010 Qtr 1: 0; 2010 Qtr 2: 0; 2010 Qtr 3: 0; 2010 Qtr 4: 0; 2011 Qtr 1: 0; 2011 Qtr 2: 0; 2011 Qtr 3: 0; 2011 Qtr 4: 0 | 5
SDGE3043_KEM_3PKEMAHVACTraining,InstallationandMaint. | 267044-Commercial Condensor Coil Cleaning (all units - savings at 50% of DEER) Com All CZ07 VintAll |  | System | Commercial | 01-ALC-AllCommercial-Cooling | 0 |  |  |  |  | 9.9998 | 10 | 0 | 0 | 0 | -0.0002249 | 60 |  | kWh | 0.047 | 0 | Commercial | [7 empty] | 3 | 0.78 |  |  |  | 1 | 4 | 0 | 0 | 0 | 0 | 0 | 0 | 0 | 0 | 0 | 0 | 2009 Qtr 1: 0; 2009 Qtr 2: 0; 2009 Qtr 3: 0; 2009 Qtr 4: 4; 2010 Qtr 1: 0; 2010 Qtr 2: 0; 2010 Qtr 3: 0; 2010 Qtr 4: 0; 2011 Qtr 1: 0; 2011 Qtr 2: 0; 2011 Qtr 3: 0; 2011 Qtr 4: 0 | 4
SDGE3043_KEM_3PKEMAHVACTraining,InstallationandMaint. | 267044-Commercial Condensor Coil Cleaning (all units - savings at 50% of DEER) Com All CZ07 VintAll |  | System | Commercial | 01-ALC-AllCommercial-Cooling | 0 |  |  |  |  | 9.9998 | 10 | 0 | 0 | 0 | -0.0002249 | 60 |  | kWh | 0.047 | 0 | Commercial | [7 empty] | 3 | 0.78 |  |  |  | 1 | 4 | 0 | 0 | 0 | 0 | 0 | 0 | 0 | 0 | 0 | 0 | 2009 Qtr 1: 0; 2009 Qtr 2: 0; 2009 Qtr 3: 0; 2009 Qtr 4: 4; 2010 Qtr 1: 0; 2010 Qtr 2: 0; 2010 Qtr 3: 0; 2010 Qtr 4: 0; 2011 Qtr 1: 0; 2011 Qtr 2: 0; 2011 Qtr 3: 0; 2011 Qtr 4: 0 | 4
SDGE3043_KEM_3PKEMAHVACTraining,InstallationandMaint. | 267044-Commercial Condensor Coil Cleaning (all units - savings at 50% of DEER) Com All CZ07 VintAll |  | System | Commercial | 01-ALC-AllCommercial-Cooling | 0 |  |  |  |  | 9.9998 | 10 | 0 | 0 | 0 | -0.0002249 | 60 |  | kWh | 0.047 | 0 | Commercial | [7 empty] | 3 | 0.78 |  |  |  | 1 | 4 | 0 | 0 | 0 | 0 | 0 | 0 | 0 | 0 | 0 | 0 | 2009 Qtr 1: 0; 2009 Qtr 2: 0; 2009 Qtr 3: 0; 2009 Qtr 4: 4; 2010 Qtr 1: 0; 2010 Qtr 2: 0; 2010 Qtr 3: 0; 2010 Qtr 4: 0; 2011 Qtr 1: 0; 2011 Qtr 2: 0; 2011 Qtr 3: 0; 2011 Qtr 4: 0 | 4
SDGE3043_KEM_3PKEMAHVACTraining,InstallationandMaint. | 267044-Commercial Condensor Coil Cleaning (all units - savings at 50% of DEER) Com All CZ07 VintAll |  | System | Commercial | 01-ALC-AllCommercial-Cooling | 0 |  |  |  |  | 9.9998 | 10 | 0 | 0 | 0 | -0.0002249 | 60 |  | kWh | 0.047 | 0 | Commercial | [7 empty] | 3 | 0.78 |  |  |  | 1 | 5 | 0 | 0 | 0 | 0 | 0 | 0 | 0 | 0 | 0 | 0 | 2009 Qtr 1: 0; 2009 Qtr 2: 0; 2009 Qtr 3: 0; 2009 Qtr 4: 5; 2010 Qtr 1: 0; 2010 Qtr 2: 0; 2010 Qtr 3: 0; 2010 Qtr 4: 0; 2011 Qtr 1: 0; 2011 Qtr 2: 0; 2011 Qtr 3: 0; 2011 Qtr 4: 0 | 5
SDGE3043_KEM_3PKEMAHVACTraining,InstallationandMaint. | 267044-Commercial Condensor Coil Cleaning (all units - savings at 50% of DEER) Com All CZ07 VintAll |  | System | Commercial | 01-ALC-AllCommercial-Cooling | 0 |  |  |  |  | 9.9998 | 10 | 0 | 0 | 0 | -0.0002249 | 60 |  | kWh | 0.047 | 0 | Commercial | [7 empty] | 3 | 0.78 |  |  |  | 1 | 5 | 0 | 0 | 0 | 0 | 0 | 0 | 0 | 0 | 0 | 0 | 2009 Qtr 1: 0; 2009 Qtr 2: 0; 2009 Qtr 3: 0; 2009 Qtr 4: 5; 2010 Qtr 1: 0; 2010 Qtr 2: 0; 2010 Qtr 3: 0; 2010 Qtr 4: 0; 2011 Qtr 1: 0; 2011 Qtr 2: 0; 2011 Qtr 3: 0; 2011 Qtr 4: 0 | 5
SDGE3043_KEM_3PKEMAHVACTraining,InstallationandMaint. | 267044-Commercial Condensor Coil Cleaning (all units - savings at 50% of DEER) Com All CZ07 VintAll |  | System | Commercial | 01-ALC-AllCommercial-Cooling | 0 |  |  |  |  | 9.9998 | 12.5 | 0 | 0 | 0 | -2.5002 | 60 |  | kWh | 0.047 | 0 | Commercial | [7 empty] | 3 | 0.78 |  |  |  | 1 | 3 | 0 | 0 | 0 | 0 | 0 | 0 | 0 | 0 | 0 | 0 | 2009 Qtr 1: 0; 2009 Qtr 2: 0; 2009 Qtr 3: 0; 2009 Qtr 4: 3; 2010 Qtr 1: 0; 2010 Qtr 2: 0; 2010 Qtr 3: 0; 2010 Qtr 4: 0; 2011 Qtr 1: 0; 2011 Qtr 2: 0; 2011 Qtr 3: 0; 2011 Qtr 4: 0 | 3
SDGE3043_KEM_3PKEMAHVACTraining,InstallationandMaint. | 267044-Commercial Condensor Coil Cleaning (all units - savings at 50% of DEER) Com All CZ07 VintAll |  | System | Commercial | 01-ALC-AllCommercial-Cooling | 0 |  |  |  |  | 9.9998 | 12.5 | 0 | 0 | 0 | -2.5002 | 60 |  | kWh | 0.047 | 0 | Commercial | [7 empty] | 3 | 0.78 |  |  |  | 1 | 3 | 0 | 0 | 0 | 0 | 0 | 0 | 0 | 0 | 0 | 0 | 2009 Qtr 1: 0; 2009 Qtr 2: 0; 2009 Qtr 3: 0; 2009 Qtr 4: 3; 2010 Qtr 1: 0; 2010 Qtr 2: 0; 2010 Qtr 3: 0; 2010 Qtr 4: 0; 2011 Qtr 1: 0; 2011 Qtr 2: 0; 2011 Qtr 3: 0; 2011 Qtr 4: 0 | 3
SDGE3043_KEM_3PKEMAHVACTraining,InstallationandMaint. | 267044-Commercial Condensor Coil Cleaning (all units - savings at 50% of DEER) Com All CZ07 VintAll |  | System | Commercial | 01-ALC-AllCommercial-Cooling | 0 |  |  |  |  | 9.9998 | 10.4167 | 0 | 0 | 0 | -0.41689 | 60 |  | kWh | 0.047 | 0 | Commercial | [7 empty] | 3 | 0.78 |  |  |  | 1 | 12 | 0 | 0 | 0 | 0 | 0 | 0 | 0 | 0 | 0 | 0 | 2009 Qtr 1: 0; 2009 Qtr 2: 0; 2009 Qtr 3: 0; 2009 Qtr 4: 12; 2010 Qtr 1: 0; 2010 Qtr 2: 0; 2010 Qtr 3: 0; 2010 Qtr 4: 0; 2011 Qtr 1: 0; 2011 Qtr 2: 0; 2011 Qtr 3: 0; 2011 Qtr 4: 0 | 12
SDGE3043_KEM_3PKEMAHVACTraining,InstallationandMaint. | 267044-Commercial Condensor Coil Cleaning (all units - savings at 50% of DEER) Com All CZ07 VintAll |  | System | Commercial | 01-ALC-AllCommercial-Cooling | 0 |  |  |  |  | 9.9998 | 10.4167 | 0 | 0 | 0 | -0.41689 | 60 |  | kWh | 0.047 | 0 | Commercial | [7 empty] | 3 | 0.78 |  |  |  | 1 | 12 | 0 | 0 | 0 | 0 | 0 | 0 | 0 | 0 | 0 | 0 | 2009 Qtr 1: 0; 2009 Qtr 2: 0; 2009 Qtr 3: 0; 2009 Qtr 4: 12; 2010 Qtr 1: 0; 2010 Qtr 2: 0; 2010 Qtr 3: 0; 2010 Qtr 4: 0; 2011 Qtr 1: 0; 2011 Qtr 2: 0; 2011 Qtr 3: 0; 2011 Qtr 4: 0 | 12
SDGE3043_KEM_3PKEMAHVACTraining,InstallationandMaint. | 267029-Commercial HVAC Diagnostic/Tune-up Com All CZ07 VintAll |  | System | Commercial | 01-ALC-AllCommercial-Cooling | 0 |  |  |  |  | 72.1918 | 75.1259 | 0 | 0 | 0 | -2.9341 | 60.0094 |  | kWh | 0.046765 | 0 | Commercial | [7 empty] | 10 | 0.85 |  |  |  | 1 | 4.02 | 0 | 0 | 0 | 0 | 0 | 0 | 0 | 0 | 0 | 0 | 2009 Qtr 1: 0; 2009 Qtr 2: 0; 2009 Qtr 3: 0; 2009 Qtr 4: 4.02; 2010 Qtr 1: 0; 2010 Qtr 2: 0; 2010 Qtr 3: 0; 2010 Qtr 4: 0; 2011 Qtr 1: 0; 2011 Qtr 2: 0; 2011 Qtr 3: 0; 2011 Qtr 4: 0 | 4.02
SDGE3043_KEM_3PKEMAHVACTraining,InstallationandMaint. | 267044-Commercial Condensor Coil Cleaning (all units - savings at 50% of DEER) Com All CZ07 VintAll |  | System | Commercial | 01-ALC-AllCommercial-Cooling | 0 |  |  |  |  | 9.9998 | 11.1111 | 0 | 0 | 0 | -1.1113 | 60 |  | kWh | 0.047 | 0 | Commercial | [7 empty] | 3 | 0.78 |  |  |  | 1 | 6 | 0 | 0 | 0 | 0 | 0 | 0 | 0 | 0 | 0 | 0 | 2009 Qtr 1: 0; 2009 Qtr 2: 0; 2009 Qtr 3: 0; 2009 Qtr 4: 6; 2010 Qtr 1: 0; 2010 Qtr 2: 0; 2010 Qtr 3: 0; 2010 Qtr 4: 0; 2011 Qtr 1: 0; 2011 Qtr 2: 0; 2011 Qtr 3: 0; 2011 Qtr 4: 0 | 6
SDGE3043_KEM_3PKEMAHVACTraining,InstallationandMaint. | 267029-Commercial HVAC Diagnostic/Tune-up Com All CZ07 VintAll |  | System | Commercial | 01-ALC-AllCommercial-Cooling | 0 |  |  |  |  | 72.1918 | 75.1259 | 0 | 0 | 0 | -2.9341 | 60.0094 |  | kWh | 0.046765 | 0 | Commercial | [7 empty] | 10 | 0.85 |  |  |  | 1 | 4.02 | 0 | 0 | 0 | 0 | 0 | 0 | 0 | 0 | 0 | 0 | 2009 Qtr 1: 0; 2009 Qtr 2: 0; 2009 Qtr 3: 0; 2009 Qtr 4: 4.02; 2010 Qtr 1: 0; 2010 Qtr 2: 0; 2010 Qtr 3: 0; 2010 Qtr 4: 0; 2011 Qtr 1: 0; 2011 Qtr 2: 0; 2011 Qtr 3: 0; 2011 Qtr 4: 0 | 4.02
SDGE3043_KEM_3PKEMAHVACTraining,InstallationandMaint. | 267044-Commercial Condensor Coil Cleaning (all units - savings at 50% of DEER) Com All CZ07 VintAll |  | System | Commercial | 01-ALC-AllCommercial-Cooling | 0 |  |  |  |  | 9.9998 | 11.1111 | 0 | 0 | 0 | -1.1113 | 60 |  | kWh | 0.047 | 0 | Commercial | [7 empty] | 3 | 0.78 |  |  |  | 1 | 6 | 0 | 0 | 0 | 0 | 0 | 0 | 0 | 0 | 0 | 0 | 2009 Qtr 1: 0; 2009 Qtr 2: 0; 2009 Qtr 3: 0; 2009 Qtr 4: 6; 2010 Qtr 1: 0; 2010 Qtr 2: 0; 2010 Qtr 3: 0; 2010 Qtr 4: 0; 2011 Qtr 1: 0; 2011 Qtr 2: 0; 2011 Qtr 3: 0; 2011 Qtr 4: 0 | 6
SDGE3043_KEM_3PKEMAHVACTraining,InstallationandMaint. | 267029-Commercial HVAC Diagnostic/Tune-up Com All CZ07 VintAll |  | System | Commercial | 01-ALC-AllCommercial-Cooling | 0 |  |  |  |  | 72.1918 | 67.6133 | 0 | 0 | 0 | 4.5785 | 60.0094 |  | kWh | 0.046765 | 0 | Commercial | [7 empty] | 10 | 0.85 |  |  |  | 1 | 2.01 | 0 | 0 | 0 | 0 | 0 | 0 | 0 | 0 | 0 | 0 | 2009 Qtr 1: 0; 2009 Qtr 2: 0; 2009 Qtr 3: 0; 2009 Qtr 4: 2.01; 2010 Qtr 1: 0; 2010 Qtr 2: 0; 2010 Qtr 3: 0; 2010 Qtr 4: 0; 2011 Qtr 1: 0; 2011 Qtr 2: 0; 2011 Qtr 3: 0; 2011 Qtr 4: 0 | 2.01
SDGE3043_KEM_3PKEMAHVACTraining,InstallationandMaint. | 267044-Commercial Condensor Coil Cleaning (all units - savings at 50% of DEER) Com All CZ07 VintAll |  | System | Commercial | 01-ALC-AllCommercial-Cooling | 0 |  |  |  |  | 9.9998 | 10 | 0 | 0 | 0 | -0.0002249 | 60 |  | kWh | 0.047 | 0 | Commercial | [7 empty] | 3 | 0.78 |  |  |  | 1 | 3 | 0 | 0 | 0 | 0 | 0 | 0 | 0 | 0 | 0 | 0 | 2009 Qtr 1: 0; 2009 Qtr 2: 0; 2009 Qtr 3: 0; 2009 Qtr 4: 3; 2010 Qtr 1: 0; 2010 Qtr 2: 0; 2010 Qtr 3: 0; 2010 Qtr 4: 0; 2011 Qtr 1: 0; 2011 Qtr 2: 0; 2011 Qtr 3: 0; 2011 Qtr 4: 0 | 3
SDGE3043_KEM_3PKEMAHVACTraining,InstallationandMaint. | 267044-Commercial Condensor Coil Cleaning (all units - savings at 50% of DEER) Com All CZ07 VintAll |  | System | Commercial | 01-ALC-AllCommercial-Cooling | 0 |  |  |  |  | 9.9998 | 10 | 0 | 0 | 0 | -0.0002249 | 60 |  | kWh | 0.047 | 0 | Commercial | [7 empty] | 3 | 0.78 |  |  |  | 1 | 5 | 0 | 0 | 0 | 0 | 0 | 0 | 0 | 0 | 0 | 0 | 2009 Qtr 1: 0; 2009 Qtr 2: 0; 2009 Qtr 3: 0; 2009 Qtr 4: 5; 2010 Qtr 1: 0; 2010 Qtr 2: 0; 2010 Qtr 3: 0; 2010 Qtr 4: 0; 2011 Qtr 1: 0; 2011 Qtr 2: 0; 2011 Qtr 3: 0; 2011 Qtr 4: 0 | 5
SDGE3043_KEM_3PKEMAHVACTraining,InstallationandMaint. | 267044-Commercial Condensor Coil Cleaning (all units - savings at 50% of DEER) Com All CZ07 VintAll |  | System | Commercial | 01-ALC-AllCommercial-Cooling | 0 |  |  |  |  | 9.9998 | 10 | 0 | 0 | 0 | -0.0002249 | 60 |  | kWh | 0.047 | 0 | Commercial | [7 empty] | 3 | 0.78 |  |  |  | 1 | 5 | 0 | 0 | 0 | 0 | 0 | 0 | 0 | 0 | 0 | 0 | 2009 Qtr 1: 0; 2009 Qtr 2: 0; 2009 Qtr 3: 0; 2009 Qtr 4: 5; 2010 Qtr 1: 0; 2010 Qtr 2: 0; 2010 Qtr 3: 0; 2010 Qtr 4: 0; 2011 Qtr 1: 0; 2011 Qtr 2: 0; 2011 Qtr 3: 0; 2011 Qtr 4: 0 | 5
SDGE3043_KEM_3PKEMAHVACTraining,InstallationandMaint. | 267044-Commercial Condensor Coil Cleaning (all units - savings at 50% of DEER) Com All CZ07 VintAll |  | System | Commercial | 01-ALC-AllCommercial-Cooling | 0 |  |  |  |  | 9.9998 | 12.5 | 0 | 0 | 0 | -2.5002 | 60 |  | kWh | 0.047 | 0 | Commercial | [7 empty] | 3 | 0.78 |  |  |  | 1 | 3 | 0 | 0 | 0 | 0 | 0 | 0 | 0 | 0 | 0 | 0 | 2009 Qtr 1: 0; 2009 Qtr 2: 0; 2009 Qtr 3: 0; 2009 Qtr 4: 3; 2010 Qtr 1: 0; 2010 Qtr 2: 0; 2010 Qtr 3: 0; 2010 Qtr 4: 0; 2011 Qtr 1: 0; 2011 Qtr 2: 0; 2011 Qtr 3: 0; 2011 Qtr 4: 0 | 3
SDGE3043_KEM_3PKEMAHVACTraining,InstallationandMaint. | 267044-Commercial Condensor Coil Cleaning (all units - savings at 50% of DEER) Com All CZ07 VintAll |  | System | Commercial | 01-ALC-AllCommercial-Cooling | 0 |  |  |  |  | 9.9998 | 12.5 | 0 | 0 | 0 | -2.5002 | 60 |  | kWh | 0.047 | 0 | Commercial | [7 empty] | 3 | 0.78 |  |  |  | 1 | 3 | 0 | 0 | 0 | 0 | 0 | 0 | 0 | 0 | 0 | 0 | 2009 Qtr 1: 0; 2009 Qtr 2: 0; 2009 Qtr 3: 0; 2009 Qtr 4: 3; 2010 Qtr 1: 0; 2010 Qtr 2: 0; 2010 Qtr 3: 0; 2010 Qtr 4: 0; 2011 Qtr 1: 0; 2011 Qtr 2: 0; 2011 Qtr 3: 0; 2011 Qtr 4: 0 | 3
SDGE3043_KEM_3PKEMAHVACTraining,InstallationandMaint. | 267044-Commercial Condensor Coil Cleaning (all units - savings at 50% of DEER) Com All CZ07 VintAll |  | System | Commercial | 01-ALC-AllCommercial-Cooling | 0 |  |  |  |  | 9.9998 | 10 | 0 | 0 | 0 | -0.0002249 | 60 |  | kWh | 0.047 | 0 | Commercial | [7 empty] | 3 | 0.78 |  |  |  | 1 | 5 | 0 | 0 | 0 | 0 | 0 | 0 | 0 | 0 | 0 | 0 | 2009 Qtr 1: 0; 2009 Qtr 2: 0; 2009 Qtr 3: 0; 2009 Qtr 4: 5; 2010 Qtr 1: 0; 2010 Qtr 2: 0; 2010 Qtr 3: 0; 2010 Qtr 4: 0; 2011 Qtr 1: 0; 2011 Qtr 2: 0; 2011 Qtr 3: 0; 2011 Qtr 4: 0 | 5
SDGE3043_KEM_3PKEMAHVACTraining,InstallationandMaint. | 267044-Commercial Condensor Coil Cleaning (all units - savings at 50% of DEER) Com All CZ07 VintAll |  | System | Commercial | 01-ALC-AllCommercial-Cooling | 0 |  |  |  |  | 9.9998 | 10 | 0 | 0 | 0 | -0.0002249 | 60 |  | kWh | 0.047 | 0 | Commercial | [7 empty] | 3 | 0.78 |  |  |  | 1 | 5 | 0 | 0 | 0 | 0 | 0 | 0 | 0 | 0 | 0 | 0 | 2009 Qtr 1: 0; 2009 Qtr 2: 0; 2009 Qtr 3: 0; 2009 Qtr 4: 5; 2010 Qtr 1: 0; 2010 Qtr 2: 0; 2010 Qtr 3: 0; 2010 Qtr 4: 0; 2011 Qtr 1: 0; 2011 Qtr 2: 0; 2011 Qtr 3: 0; 2011 Qtr 4: 0 | 5
SDGE3043_KEM_3PKEMAHVACTraining,InstallationandMaint. | 267029-Commercial HVAC Diagnostic/Tune-up Com All CZ07 VintAll |  | System | Commercial | 01-ALC-AllCommercial-Cooling | 0 |  |  |  |  | 72.1918 | 84.5166 | 0 | 0 | 0 | -12.3248 | 60.0094 |  | kWh | 0.046765 | 0 | Commercial | [7 empty] | 10 | 0.85 |  |  |  | 1 | 2.01 | 0 | 0 | 0 | 0 | 0 | 0 | 0 | 0 | 0 | 0 | 2009 Qtr 1: 0; 2009 Qtr 2: 0; 2009 Qtr 3: 0; 2009 Qtr 4: 2.01; 2010 Qtr 1: 0; 2010 Qtr 2: 0; 2010 Qtr 3: 0; 2010 Qtr 4: 0; 2011 Qtr 1: 0; 2011 Qtr 2: 0; 2011 Qtr 3: 0; 2011 Qtr 4: 0 | 2.01
SDGE3043_KEM_3PKEMAHVACTraining,InstallationandMaint. | 267044-Commercial Condensor Coil Cleaning (all units - savings at 50% of DEER) Com All CZ07 VintAll |  | System | Commercial | 01-ALC-AllCommercial-Cooling | 0 |  |  |  |  | 9.9998 | 12.5 | 0 | 0 | 0 | -2.5002 | 60 |  | kWh | 0.047 | 0 | Commercial | [7 empty] | 3 | 0.78 |  |  |  | 1 | 3 | 0 | 0 | 0 | 0 | 0 | 0 | 0 | 0 | 0 | 0 | 2009 Qtr 1: 0; 2009 Qtr 2: 0; 2009 Qtr 3: 0; 2009 Qtr 4: 3; 2010 Qtr 1: 0; 2010 Qtr 2: 0; 2010 Qtr 3: 0; 2010 Qtr 4: 0; 2011 Qtr 1: 0; 2011 Qtr 2: 0; 2011 Qtr 3: 0; 2011 Qtr 4: 0 | 3
SDGE3043_KEM_3PKEMAHVACTraining,InstallationandMaint. | 267029-Commercial HVAC Diagnostic/Tune-up Com All CZ07 VintAll |  | System | Commercial | 01-ALC-AllCommercial-Cooling | 0 |  |  |  |  | 72.1918 | 84.5166 | 0 | 0 | 0 | -12.3248 | 60.0094 |  | kWh | 0.046765 | 0 | Commercial | [7 empty] | 10 | 0.85 |  |  |  | 1 | 2.01 | 0 | 0 | 0 | 0 | 0 | 0 | 0 | 0 | 0 | 0 | 2009 Qtr 1: 0; 2009 Qtr 2: 0; 2009 Qtr 3: 0; 2009 Qtr 4: 2.01; 2010 Qtr 1: 0; 2010 Qtr 2: 0; 2010 Qtr 3: 0; 2010 Qtr 4: 0; 2011 Qtr 1: 0; 2011 Qtr 2: 0; 2011 Qtr 3: 0; 2011 Qtr 4: 0 | 2.01
SDGE3043_KEM_3PKEMAHVACTraining,InstallationandMaint. | 267044-Commercial Condensor Coil Cleaning (all units - savings at 50% of DEER) Com All CZ07 VintAll |  | System | Commercial | 01-ALC-AllCommercial-Cooling | 0 |  |  |  |  | 9.9998 | 12.5 | 0 | 0 | 0 | -2.5002 | 60 |  | kWh | 0.047 | 0 | Commercial | [7 empty] | 3 | 0.78 |  |  |  | 1 | 3 | 0 | 0 | 0 | 0 | 0 | 0 | 0 | 0 | 0 | 0 | 2009 Qtr 1: 0; 2009 Qtr 2: 0; 2009 Qtr 3: 0; 2009 Qtr 4: 3; 2010 Qtr 1: 0; 2010 Qtr 2: 0; 2010 Qtr 3: 0; 2010 Qtr 4: 0; 2011 Qtr 1: 0; 2011 Qtr 2: 0; 2011 Qtr 3: 0; 2011 Qtr 4: 0 | 3
SDGE3043_KEM_3PKEMAHVACTraining,InstallationandMaint. | 267045-Commercial Condensor Coil Cleaning (all units - savings at 50% of DEER) Com All CZ10 VintAll |  | System | Commercial | 01-ALC-AllCommercial-Cooling | 0 |  |  |  |  | 10 | 12.5 | 0 | 0 | 0 | -2.5 | 74 |  | kWh | 0.0665 | 0 | Commercial | [7 empty] | 3 | 0.78 |  |  |  | 1 | 2 | 0 | 0 | 0 | 0 | 0 | 0 | 0 | 0 | 0 | 0 | 2009 Qtr 1: 0; 2009 Qtr 2: 0; 2009 Qtr 3: 0; 2009 Qtr 4: 2; 2010 Qtr 1: 0; 2010 Qtr 2: 0; 2010 Qtr 3: 0; 2010 Qtr 4: 0; 2011 Qtr 1: 0; 2011 Qtr 2: 0; 2011 Qtr 3: 0; 2011 Qtr 4: 0 | 2
SDGE3043_KEM_3PKEMAHVACTraining,InstallationandMaint. | 267044-Commercial Condensor Coil Cleaning (all units - savings at 50% of DEER) Com All CZ07 VintAll |  | System | Commercial | 01-ALC-AllCommercial-Cooling | 0 |  |  |  |  | 9.9998 | 10 | 0 | 0 | 0 | -0.0002249 | 60 |  | kWh | 0.047 | 0 | Commercial | [7 empty] | 3 | 0.78 |  |  |  | 1 | 5 | 0 | 0 | 0 | 0 | 0 | 0 | 0 | 0 | 0 | 0 | 2009 Qtr 1: 0; 2009 Qtr 2: 0; 2009 Qtr 3: 0; 2009 Qtr 4: 5; 2010 Qtr 1: 0; 2010 Qtr 2: 0; 2010 Qtr 3: 0; 2010 Qtr 4: 0; 2011 Qtr 1: 0; 2011 Qtr 2: 0; 2011 Qtr 3: 0; 2011 Qtr 4: 0 | 5
SDGE3043_KEM_3PKEMAHVACTraining,InstallationandMaint. | 267029-Commercial HVAC Diagnostic/Tune-up Com All CZ07 VintAll |  | System | Commercial | 01-ALC-AllCommercial-Cooling | 0 |  |  |  |  | 72.1918 | 84.5166 | 0 | 0 | 0 | -12.3248 | 60.0094 |  | kWh | 0.046765 | 0 | Commercial | [7 empty] | 10 | 0.85 |  |  |  | 1 | 2.01 | 0 | 0 | 0 | 0 | 0 | 0 | 0 | 0 | 0 | 0 | 2009 Qtr 1: 0; 2009 Qtr 2: 0; 2009 Qtr 3: 0; 2009 Qtr 4: 2.01; 2010 Qtr 1: 0; 2010 Qtr 2: 0; 2010 Qtr 3: 0; 2010 Qtr 4: 0; 2011 Qtr 1: 0; 2011 Qtr 2: 0; 2011 Qtr 3: 0; 2011 Qtr 4: 0 | 2.01
SDGE3043_KEM_3PKEMAHVACTraining,InstallationandMaint. | 267044-Commercial Condensor Coil Cleaning (all units - savings at 50% of DEER) Com All CZ07 VintAll |  | System | Commercial | 01-ALC-AllCommercial-Cooling | 0 |  |  |  |  | 9.9998 | 12.5 | 0 | 0 | 0 | -2.5002 | 60 |  | kWh | 0.047 | 0 | Commercial | [7 empty] | 3 | 0.78 |  |  |  | 1 | 3 | 0 | 0 | 0 | 0 | 0 | 0 | 0 | 0 | 0 | 0 | 2009 Qtr 1: 0; 2009 Qtr 2: 0; 2009 Qtr 3: 0; 2009 Qtr 4: 3; 2010 Qtr 1: 0; 2010 Qtr 2: 0; 2010 Qtr 3: 0; 2010 Qtr 4: 0; 2011 Qtr 1: 0; 2011 Qtr 2: 0; 2011 Qtr 3: 0; 2011 Qtr 4: 0 | 3
SDGE3043_KEM_3PKEMAHVACTraining,InstallationandMaint. | 267044-Commercial Condensor Coil Cleaning (all units - savings at 50% of DEER) Com All CZ07 VintAll |  | System | Commercial | 01-ALC-AllCommercial-Cooling | 0 |  |  |  |  | 9.9998 | 12.5 | 0 | 0 | 0 | -2.5002 | 60 |  | kWh | 0.047 | 0 | Commercial | [7 empty] | 3 | 0.78 |  |  |  | 1 | 3 | 0 | 0 | 0 | 0 | 0 | 0 | 0 | 0 | 0 | 0 | 2009 Qtr 1: 0; 2009 Qtr 2: 0; 2009 Qtr 3: 0; 2009 Qtr 4: 3; 2010 Qtr 1: 0; 2010 Qtr 2: 0; 2010 Qtr 3: 0; 2010 Qtr 4: 0; 2011 Qtr 1: 0; 2011 Qtr 2: 0; 2011 Qtr 3: 0; 2011 Qtr 4: 0 | 3
SDGE3043_KEM_3PKEMAHVACTraining,InstallationandMaint. | 267044-Commercial Condensor Coil Cleaning (all units - savings at 50% of DEER) Com All CZ07 VintAll |  | System | Commercial | 01-ALC-AllCommercial-Cooling | 0 |  |  |  |  | 9.9998 | 10 | 0 | 0 | 0 | -0.0002249 | 60 |  | kWh | 0.047 | 0 | Commercial | [7 empty] | 3 | 0.78 |  |  |  | 1 | 5 | 0 | 0 | 0 | 0 | 0 | 0 | 0 | 0 | 0 | 0 | 2009 Qtr 1: 0; 2009 Qtr 2: 0; 2009 Qtr 3: 0; 2009 Qtr 4: 5; 2010 Qtr 1: 0; 2010 Qtr 2: 0; 2010 Qtr 3: 0; 2010 Qtr 4: 0; 2011 Qtr 1: 0; 2011 Qtr 2: 0; 2011 Qtr 3: 0; 2011 Qtr 4: 0 | 5
SDGE3043_KEM_3PKEMAHVACTraining,InstallationandMaint. | 267044-Commercial Condensor Coil Cleaning (all units - savings at 50% of DEER) Com All CZ07 VintAll |  | System | Commercial | 01-ALC-AllCommercial-Cooling | 0 |  |  |  |  | 9.9998 | 10 | 0 | 0 | 0 | -0.0002249 | 60 |  | kWh | 0.047 | 0 | Commercial | [7 empty] | 3 | 0.78 |  |  |  | 1 | 5 | 0 | 0 | 0 | 0 | 0 | 0 | 0 | 0 | 0 | 0 | 2009 Qtr 1: 0; 2009 Qtr 2: 0; 2009 Qtr 3: 0; 2009 Qtr 4: 5; 2010 Qtr 1: 0; 2010 Qtr 2: 0; 2010 Qtr 3: 0; 2010 Qtr 4: 0; 2011 Qtr 1: 0; 2011 Qtr 2: 0; 2011 Qtr 3: 0; 2011 Qtr 4: 0 | 5
SDGE3043_KEM_3PKEMAHVACTraining,InstallationandMaint. | 267029-Commercial HVAC Diagnostic/Tune-up Com All CZ07 VintAll |  | System | Commercial | 01-ALC-AllCommercial-Cooling | 0 |  |  |  |  | 72.1918 | 67.6133 | 0 | 0 | 0 | 4.5785 | 60.0094 |  | kWh | 0.046765 | 0 | Commercial | [7 empty] | 10 | 0.85 |  |  |  | 1 | 3.35 | 0 | 0 | 0 | 0 | 0 | 0 | 0 | 0 | 0 | 0 | 2009 Qtr 1: 0; 2009 Qtr 2: 0; 2009 Qtr 3: 0; 2009 Qtr 4: 3.35; 2010 Qtr 1: 0; 2010 Qtr 2: 0; 2010 Qtr 3: 0; 2010 Qtr 4: 0; 2011 Qtr 1: 0; 2011 Qtr 2: 0; 2011 Qtr 3: 0; 2011 Qtr 4: 0 | 3.35
SDGE3043_KEM_3PKEMAHVACTraining,InstallationandMaint. | 267044-Commercial Condensor Coil Cleaning (all units - savings at 50% of DEER) Com All CZ07 VintAll |  | System | Commercial | 01-ALC-AllCommercial-Cooling | 0 |  |  |  |  | 9.9998 | 10 | 0 | 0 | 0 | -0.0002249 | 60 |  | kWh | 0.047 | 0 | Commercial | [7 empty] | 3 | 0.78 |  |  |  | 1 | 5 | 0 | 0 | 0 | 0 | 0 | 0 | 0 | 0 | 0 | 0 | 2009 Qtr 1: 0; 2009 Qtr 2: 0; 2009 Qtr 3: 0; 2009 Qtr 4: 5; 2010 Qtr 1: 0; 2010 Qtr 2: 0; 2010 Qtr 3: 0; 2010 Qtr 4: 0; 2011 Qtr 1: 0; 2011 Qtr 2: 0; 2011 Qtr 3: 0; 2011 Qtr 4: 0 | 5
SDGE3043_KEM_3PKEMAHVACTraining,InstallationandMaint. | 267044-Commercial Condensor Coil Cleaning (all units - savings at 50% of DEER) Com All CZ07 VintAll |  | System | Commercial | 01-ALC-AllCommercial-Cooling | 0 |  |  |  |  | 9.9998 | 10 | 0 | 0 | 0 | -0.0002249 | 60 |  | kWh | 0.047 | 0 | Commercial | [7 empty] | 3 | 0.78 |  |  |  | 1 | 5 | 0 | 0 | 0 | 0 | 0 | 0 | 0 | 0 | 0 | 0 | 2009 Qtr 1: 0; 2009 Qtr 2: 0; 2009 Qtr 3: 0; 2009 Qtr 4: 5; 2010 Qtr 1: 0; 2010 Qtr 2: 0; 2010 Qtr 3: 0; 2010 Qtr 4: 0; 2011 Qtr 1: 0; 2011 Qtr 2: 0; 2011 Qtr 3: 0; 2011 Qtr 4: 0 | 5
SDGE3043_KEM_3PKEMAHVACTraining,InstallationandMaint. | 267029-Commercial HVAC Diagnostic/Tune-up Com All CZ07 VintAll |  | System | Commercial | 01-ALC-AllCommercial-Cooling | 0 |  |  |  |  | 72.1918 | 67.6133 | 0 | 0 | 0 | 4.5785 | 60.0094 |  | kWh | 0.046765 | 0 | Commercial | [7 empty] | 10 | 0.85 |  |  |  | 1 | 2.68 | 0 | 0 | 0 | 0 | 0 | 0 | 0 | 0 | 0 | 0 | 2009 Qtr 1: 0; 2009 Qtr 2: 0; 2009 Qtr 3: 0; 2009 Qtr 4: 2.68; 2010 Qtr 1: 0; 2010 Qtr 2: 0; 2010 Qtr 3: 0; 2010 Qtr 4: 0; 2011 Qtr 1: 0; 2011 Qtr 2: 0; 2011 Qtr 3: 0; 2011 Qtr 4: 0 | 2.68
SDGE3043_KEM_3PKEMAHVACTraining,InstallationandMaint. | 267044-Commercial Condensor Coil Cleaning (all units - savings at 50% of DEER) Com All CZ07 VintAll |  | System | Commercial | 01-ALC-AllCommercial-Cooling | 0 |  |  |  |  | 9.9998 | 10 | 0 | 0 | 0 | -0.0002249 | 60 |  | kWh | 0.047 | 0 | Commercial | [7 empty] | 3 | 0.78 |  |  |  | 1 | 4 | 0 | 0 | 0 | 0 | 0 | 0 | 0 | 0 | 0 | 0 | 2009 Qtr 1: 0; 2009 Qtr 2: 0; 2009 Qtr 3: 0; 2009 Qtr 4: 4; 2010 Qtr 1: 0; 2010 Qtr 2: 0; 2010 Qtr 3: 0; 2010 Qtr 4: 0; 2011 Qtr 1: 0; 2011 Qtr 2: 0; 2011 Qtr 3: 0; 2011 Qtr 4: 0 | 4
SDGE3043_KEM_3PKEMAHVACTraining,InstallationandMaint. | 267030-Commercial HVAC Diagnostic/Tune-up Com All CZ10 VintAll |  | System | Commercial | 01-ALC-AllCommercial-Cooling | 0 |  |  |  |  | 67.6133 | 67.6133 | 0 | 0 | 0 | 0 | 214 |  | kWh | 0.15 | 0 | Commercial | [7 empty] | 10 | 0.85 |  |  |  | 1 | 3.35 | 0 | 0 | 0 | 0 | 0 | 0 | 0 | 0 | 0 | 0 | 2009 Qtr 1: 0; 2009 Qtr 2: 0; 2009 Qtr 3: 0; 2009 Qtr 4: 3.35; 2010 Qtr 1: 0; 2010 Qtr 2: 0; 2010 Qtr 3: 0; 2010 Qtr 4: 0; 2011 Qtr 1: 0; 2011 Qtr 2: 0; 2011 Qtr 3: 0; 2011 Qtr 4: 0 | 3.35
SDGE3043_KEM_3PKEMAHVACTraining,InstallationandMaint. | 267045-Commercial Condensor Coil Cleaning (all units - savings at 50% of DEER) Com All CZ10 VintAll |  | System | Commercial | 01-ALC-AllCommercial-Cooling | 0 |  |  |  |  | 10 | 10 | 0 | 0 | 0 | 0 | 74 |  | kWh | 0.0665 | 0 | Commercial | [7 empty] | 3 | 0.78 |  |  |  | 1 | 5 | 0 | 0 | 0 | 0 | 0 | 0 | 0 | 0 | 0 | 0 | 2009 Qtr 1: 0; 2009 Qtr 2: 0; 2009 Qtr 3: 0; 2009 Qtr 4: 5; 2010 Qtr 1: 0; 2010 Qtr 2: 0; 2010 Qtr 3: 0; 2010 Qtr 4: 0; 2011 Qtr 1: 0; 2011 Qtr 2: 0; 2011 Qtr 3: 0; 2011 Qtr 4: 0 | 5
SDGE3043_KEM_3PKEMAHVACTraining,InstallationandMaint. | 267045-Commercial Condensor Coil Cleaning (all units - savings at 50% of DEER) Com All CZ10 VintAll |  | System | Commercial | 01-ALC-AllCommercial-Cooling | 0 |  |  |  |  | 10 | 10 | 0 | 0 | 0 | 0 | 74 |  | kWh | 0.0665 | 0 | Commercial | [7 empty] | 3 | 0.78 |  |  |  | 1 | 8 | 0 | 0 | 0 | 0 | 0 | 0 | 0 | 0 | 0 | 0 | 2009 Qtr 1: 0; 2009 Qtr 2: 0; 2009 Qtr 3: 0; 2009 Qtr 4: 8; 2010 Qtr 1: 0; 2010 Qtr 2: 0; 2010 Qtr 3: 0; 2010 Qtr 4: 0; 2011 Qtr 1: 0; 2011 Qtr 2: 0; 2011 Qtr 3: 0; 2011 Qtr 4: 0 | 8
SDGE3043_KEM_3PKEMAHVACTraining,InstallationandMaint. | 267045-Commercial Condensor Coil Cleaning (all units - savings at 50% of DEER) Com All CZ10 VintAll |  | System | Commercial | 01-ALC-AllCommercial-Cooling | 0 |  |  |  |  | 10 | 10 | 0 | 0 | 0 | 0 | 74 |  | kWh | 0.0665 | 0 | Commercial | [7 empty] | 3 | 0.78 |  |  |  | 1 | 8 | 0 | 0 | 0 | 0 | 0 | 0 | 0 | 0 | 0 | 0 | 2009 Qtr 1: 0; 2009 Qtr 2: 0; 2009 Qtr 3: 0; 2009 Qtr 4: 8; 2010 Qtr 1: 0; 2010 Qtr 2: 0; 2010 Qtr 3: 0; 2010 Qtr 4: 0; 2011 Qtr 1: 0; 2011 Qtr 2: 0; 2011 Qtr 3: 0; 2011 Qtr 4: 0 | 8
SDGE3043_KEM_3PKEMAHVACTraining,InstallationandMaint. | 267045-Commercial Condensor Coil Cleaning (all units - savings at 50% of DEER) Com All CZ10 VintAll |  | System | Commercial | 01-ALC-AllCommercial-Cooling | 0 |  |  |  |  | 10 | 10 | 0 | 0 | 0 | 0 | 74 |  | kWh | 0.0665 | 0 | Commercial | [7 empty] | 3 | 0.78 |  |  |  | 1 | 8 | 0 | 0 | 0 | 0 | 0 | 0 | 0 | 0 | 0 | 0 | 2009 Qtr 1: 0; 2009 Qtr 2: 0; 2009 Qtr 3: 0; 2009 Qtr 4: 8; 2010 Qtr 1: 0; 2010 Qtr 2: 0; 2010 Qtr 3: 0; 2010 Qtr 4: 0; 2011 Qtr 1: 0; 2011 Qtr 2: 0; 2011 Qtr 3: 0; 2011 Qtr 4: 0 | 8
SDGE3043_KEM_3PKEMAHVACTraining,InstallationandMaint. | 267029-Commercial HVAC Diagnostic/Tune-up Com All CZ07 VintAll |  | System | Commercial | 01-ALC-AllCommercial-Cooling | 0 |  |  |  |  | 72.1918 | 84.5166 | 0 | 0 | 0 | -12.3248 | 60.0094 |  | kWh | 0.046765 | 0 | Commercial | [7 empty] | 10 | 0.85 |  |  |  | 1 | 2.01 | 0 | 0 | 0 | 0 | 0 | 0 | 0 | 0 | 0 | 0 | 2009 Qtr 1: 0; 2009 Qtr 2: 0; 2009 Qtr 3: 0; 2009 Qtr 4: 2.01; 2010 Qtr 1: 0; 2010 Qtr 2: 0; 2010 Qtr 3: 0; 2010 Qtr 4: 0; 2011 Qtr 1: 0; 2011 Qtr 2: 0; 2011 Qtr 3: 0; 2011 Qtr 4: 0 | 2.01
SDGE3043_KEM_3PKEMAHVACTraining,InstallationandMaint. | 267044-Commercial Condensor Coil Cleaning (all units - savings at 50% of DEER) Com All CZ07 VintAll |  | System | Commercial | 01-ALC-AllCommercial-Cooling | 0 |  |  |  |  | 9.9998 | 12.5 | 0 | 0 | 0 | -2.5002 | 60 |  | kWh | 0.047 | 0 | Commercial | [7 empty] | 3 | 0.78 |  |  |  | 1 | 3 | 0 | 0 | 0 | 0 | 0 | 0 | 0 | 0 | 0 | 0 | 2009 Qtr 1: 0; 2009 Qtr 2: 0; 2009 Qtr 3: 0; 2009 Qtr 4: 3; 2010 Qtr 1: 0; 2010 Qtr 2: 0; 2010 Qtr 3: 0; 2010 Qtr 4: 0; 2011 Qtr 1: 0; 2011 Qtr 2: 0; 2011 Qtr 3: 0; 2011 Qtr 4: 0 | 3
SDGE3043_KEM_3PKEMAHVACTraining,InstallationandMaint. | 267029-Commercial HVAC Diagnostic/Tune-up Com All CZ07 VintAll |  | System | Commercial | 01-ALC-AllCommercial-Cooling | 0 |  |  |  |  | 72.1918 | 84.5166 | 0 | 0 | 0 | -12.3248 | 60.0094 |  | kWh | 0.046765 | 0 | Commercial | [7 empty] | 10 | 0.85 |  |  |  | 1 | 2.01 | 0 | 0 | 0 | 0 | 0 | 0 | 0 | 0 | 0 | 0 | 2009 Qtr 1: 0; 2009 Qtr 2: 0; 2009 Qtr 3: 0; 2009 Qtr 4: 2.01; 2010 Qtr 1: 0; 2010 Qtr 2: 0; 2010 Qtr 3: 0; 2010 Qtr 4: 0; 2011 Qtr 1: 0; 2011 Qtr 2: 0; 2011 Qtr 3: 0; 2011 Qtr 4: 0 | 2.01
SDGE3043_KEM_3PKEMAHVACTraining,InstallationandMaint. | 267044-Commercial Condensor Coil Cleaning (all units - savings at 50% of DEER) Com All CZ07 VintAll |  | System | Commercial | 01-ALC-AllCommercial-Cooling | 0 |  |  |  |  | 9.9998 | 12.5 | 0 | 0 | 0 | -2.5002 | 60 |  | kWh | 0.047 | 0 | Commercial | [7 empty] | 3 | 0.78 |  |  |  | 1 | 3 | 0 | 0 | 0 | 0 | 0 | 0 | 0 | 0 | 0 | 0 | 2009 Qtr 1: 0; 2009 Qtr 2: 0; 2009 Qtr 3: 0; 2009 Qtr 4: 3; 2010 Qtr 1: 0; 2010 Qtr 2: 0; 2010 Qtr 3: 0; 2010 Qtr 4: 0; 2011 Qtr 1: 0; 2011 Qtr 2: 0; 2011 Qtr 3: 0; 2011 Qtr 4: 0 | 3
SDGE3043_KEM_3PKEMAHVACTraining,InstallationandMaint. | 267030-Commercial HVAC Diagnostic/Tune-up Com All CZ10 VintAll |  | System | Commercial | 01-ALC-AllCommercial-Cooling | 0 |  |  |  |  | 67.6133 | 70.4305 | 0 | 0 | 0 | -2.8172 | 214 |  | kWh | 0.15 | 0 | Commercial | [7 empty] | 10 | 0.85 |  |  |  | 1 | 4.02 | 0 | 0 | 0 | 0 | 0 | 0 | 0 | 0 | 0 | 0 | 2009 Qtr 1: 0; 2009 Qtr 2: 0; 2009 Qtr 3: 0; 2009 Qtr 4: 4.02; 2010 Qtr 1: 0; 2010 Qtr 2: 0; 2010 Qtr 3: 0; 2010 Qtr 4: 0; 2011 Qtr 1: 0; 2011 Qtr 2: 0; 2011 Qtr 3: 0; 2011 Qtr 4: 0 | 4.02
SDGE3043_KEM_3PKEMAHVACTraining,InstallationandMaint. | 267045-Commercial Condensor Coil Cleaning (all units - savings at 50% of DEER) Com All CZ10 VintAll |  | System | Commercial | 01-ALC-AllCommercial-Cooling | 0 |  |  |  |  | 10 | 10.4167 | 0 | 0 | 0 | -0.41667 | 74 |  | kWh | 0.0665 | 0 | Commercial | [7 empty] | 3 | 0.78 |  |  |  | 1 | 6 | 0 | 0 | 0 | 0 | 0 | 0 | 0 | 0 | 0 | 0 | 2009 Qtr 1: 0; 2009 Qtr 2: 0; 2009 Qtr 3: 0; 2009 Qtr 4: 6; 2010 Qtr 1: 0; 2010 Qtr 2: 0; 2010 Qtr 3: 0; 2010 Qtr 4: 0; 2011 Qtr 1: 0; 2011 Qtr 2: 0; 2011 Qtr 3: 0; 2011 Qtr 4: 0 | 6
SDGE3043_KEM_3PKEMAHVACTraining,InstallationandMaint. | 267030-Commercial HVAC Diagnostic/Tune-up Com All CZ10 VintAll |  | System | Commercial | 01-ALC-AllCommercial-Cooling | 0 |  |  |  |  | 67.6133 | 70.4305 | 0 | 0 | 0 | -2.8172 | 214 |  | kWh | 0.15 | 0 | Commercial | [7 empty] | 10 | 0.85 |  |  |  | 1 | 4.02 | 0 | 0 | 0 | 0 | 0 | 0 | 0 | 0 | 0 | 0 | 2009 Qtr 1: 0; 2009 Qtr 2: 0; 2009 Qtr 3: 0; 2009 Qtr 4: 4.02; 2010 Qtr 1: 0; 2010 Qtr 2: 0; 2010 Qtr 3: 0; 2010 Qtr 4: 0; 2011 Qtr 1: 0; 2011 Qtr 2: 0; 2011 Qtr 3: 0; 2011 Qtr 4: 0 | 4.02
SDGE3043_KEM_3PKEMAHVACTraining,InstallationandMaint. | 267045-Commercial Condensor Coil Cleaning (all units - savings at 50% of DEER) Com All CZ10 VintAll |  | System | Commercial | 01-ALC-AllCommercial-Cooling | 0 |  |  |  |  | 10 | 10.4167 | 0 | 0 | 0 | -0.41667 | 74 |  | kWh | 0.0665 | 0 | Commercial | [7 empty] | 3 | 0.78 |  |  |  | 1 | 6 | 0 | 0 | 0 | 0 | 0 | 0 | 0 | 0 | 0 | 0 | 2009 Qtr 1: 0; 2009 Qtr 2: 0; 2009 Qtr 3: 0; 2009 Qtr 4: 6; 2010 Qtr 1: 0; 2010 Qtr 2: 0; 2010 Qtr 3: 0; 2010 Qtr 4: 0; 2011 Qtr 1: 0; 2011 Qtr 2: 0; 2011 Qtr 3: 0; 2011 Qtr 4: 0 | 6
SDGE3043_KEM_3PKEMAHVACTraining,InstallationandMaint. | 267030-Commercial HVAC Diagnostic/Tune-up Com All CZ10 VintAll |  | System | Commercial | 01-ALC-AllCommercial-Cooling | 0 |  |  |  |  | 67.6133 | 75.1259 | 0 | 0 | 0 | -7.5126 | 214 |  | kWh | 0.15 | 0 | Commercial | [7 empty] | 10 | 0.85 |  |  |  | 1 | 4.02 | 0 | 0 | 0 | 0 | 0 | 0 | 0 | 0 | 0 | 0 | 2009 Qtr 1: 0; 2009 Qtr 2: 0; 2009 Qtr 3: 0; 2009 Qtr 4: 4.02; 2010 Qtr 1: 0; 2010 Qtr 2: 0; 2010 Qtr 3: 0; 2010 Qtr 4: 0; 2011 Qtr 1: 0; 2011 Qtr 2: 0; 2011 Qtr 3: 0; 2011 Qtr 4: 0 | 4.02
SDGE3043_KEM_3PKEMAHVACTraining,InstallationandMaint. | 267045-Commercial Condensor Coil Cleaning (all units - savings at 50% of DEER) Com All CZ10 VintAll |  | System | Commercial | 01-ALC-AllCommercial-Cooling | 0 |  |  |  |  | 10 | 11.1111 | 0 | 0 | 0 | -1.1111 | 74 |  | kWh | 0.0665 | 0 | Commercial | [7 empty] | 3 | 0.78 |  |  |  | 1 | 6 | 0 | 0 | 0 | 0 | 0 | 0 | 0 | 0 | 0 | 0 | 2009 Qtr 1: 0; 2009 Qtr 2: 0; 2009 Qtr 3: 0; 2009 Qtr 4: 6; 2010 Qtr 1: 0; 2010 Qtr 2: 0; 2010 Qtr 3: 0; 2010 Qtr 4: 0; 2011 Qtr 1: 0; 2011 Qtr 2: 0; 2011 Qtr 3: 0; 2011 Qtr 4: 0 | 6
SDGE3043_KEM_3PKEMAHVACTraining,InstallationandMaint. | 267030-Commercial HVAC Diagnostic/Tune-up Com All CZ10 VintAll |  | System | Commercial | 01-ALC-AllCommercial-Cooling | 0 |  |  |  |  | 67.6133 | 75.1259 | 0 | 0 | 0 | -7.5126 | 214 |  | kWh | 0.15 | 0 | Commercial | [7 empty] | 10 | 0.85 |  |  |  | 1 | 4.02 | 0 | 0 | 0 | 0 | 0 | 0 | 0 | 0 | 0 | 0 | 2009 Qtr 1: 0; 2009 Qtr 2: 0; 2009 Qtr 3: 0; 2009 Qtr 4: 4.02; 2010 Qtr 1: 0; 2010 Qtr 2: 0; 2010 Qtr 3: 0; 2010 Qtr 4: 0; 2011 Qtr 1: 0; 2011 Qtr 2: 0; 2011 Qtr 3: 0; 2011 Qtr 4: 0 | 4.02
SDGE3043_KEM_3PKEMAHVACTraining,InstallationandMaint. | 267045-Commercial Condensor Coil Cleaning (all units - savings at 50% of DEER) Com All CZ10 VintAll |  | System | Commercial | 01-ALC-AllCommercial-Cooling | 0 |  |  |  |  | 10 | 11.1111 | 0 | 0 | 0 | -1.1111 | 74 |  | kWh | 0.0665 | 0 | Commercial | [7 empty] | 3 | 0.78 |  |  |  | 1 | 6 | 0 | 0 | 0 | 0 | 0 | 0 | 0 | 0 | 0 | 0 | 2009 Qtr 1: 0; 2009 Qtr 2: 0; 2009 Qtr 3: 0; 2009 Qtr 4: 6; 2010 Qtr 1: 0; 2010 Qtr 2: 0; 2010 Qtr 3: 0; 2010 Qtr 4: 0; 2011 Qtr 1: 0; 2011 Qtr 2: 0; 2011 Qtr 3: 0; 2011 Qtr 4: 0 | 6
SDGE3043_KEM_3PKEMAHVACTraining,InstallationandMaint. | 267030-Commercial HVAC Diagnostic/Tune-up Com All CZ10 VintAll |  | System | Commercial | 01-ALC-AllCommercial-Cooling | 0 |  |  |  |  | 67.6133 | 75.1259 | 0 | 0 | 0 | -7.5126 | 214 |  | kWh | 0.15 | 0 | Commercial | [7 empty] | 10 | 0.85 |  |  |  | 1 | 4.02 | 0 | 0 | 0 | 0 | 0 | 0 | 0 | 0 | 0 | 0 | 2009 Qtr 1: 0; 2009 Qtr 2: 0; 2009 Qtr 3: 0; 2009 Qtr 4: 4.02; 2010 Qtr 1: 0; 2010 Qtr 2: 0; 2010 Qtr 3: 0; 2010 Qtr 4: 0; 2011 Qtr 1: 0; 2011 Qtr 2: 0; 2011 Qtr 3: 0; 2011 Qtr 4: 0 | 4.02
SDGE3043_KEM_3PKEMAHVACTraining,InstallationandMaint. | 267045-Commercial Condensor Coil Cleaning (all units - savings at 50% of DEER) Com All CZ10 VintAll |  | System | Commercial | 01-ALC-AllCommercial-Cooling | 0 |  |  |  |  | 10 | 11.1111 | 0 | 0 | 0 | -1.1111 | 74 |  | kWh | 0.0665 | 0 | Commercial | [7 empty] | 3 | 0.78 |  |  |  | 1 | 6 | 0 | 0 | 0 | 0 | 0 | 0 | 0 | 0 | 0 | 0 | 2009 Qtr 1: 0; 2009 Qtr 2: 0; 2009 Qtr 3: 0; 2009 Qtr 4: 6; 2010 Qtr 1: 0; 2010 Qtr 2: 0; 2010 Qtr 3: 0; 2010 Qtr 4: 0; 2011 Qtr 1: 0; 2011 Qtr 2: 0; 2011 Qtr 3: 0; 2011 Qtr 4: 0 | 6
SDGE3043_KEM_3PKEMAHVACTraining,InstallationandMaint. | 267045-Commercial Condensor Coil Cleaning (all units - savings at 50% of DEER) Com All CZ10 VintAll |  | System | Commercial | 01-ALC-AllCommercial-Cooling | 0 |  |  |  |  | 10 | 11.1111 | 0 | 0 | 0 | -1.1111 | 74 |  | kWh | 0.0665 | 0 | Commercial | [7 empty] | 3 | 0.78 |  |  |  | 1 | 6 | 0 | 0 | 0 | 0 | 0 | 0 | 0 | 0 | 0 | 0 | 2009 Qtr 1: 0; 2009 Qtr 2: 0; 2009 Qtr 3: 0; 2009 Qtr 4: 6; 2010 Qtr 1: 0; 2010 Qtr 2: 0; 2010 Qtr 3: 0; 2010 Qtr 4: 0; 2011 Qtr 1: 0; 2011 Qtr 2: 0; 2011 Qtr 3: 0; 2011 Qtr 4: 0 | 6
SDGE3043_KEM_3PKEMAHVACTraining,InstallationandMaint. | 267045-Commercial Condensor Coil Cleaning (all units - savings at 50% of DEER) Com All CZ10 VintAll |  | System | Commercial | 01-ALC-AllCommercial-Cooling | 0 |  |  |  |  | 10 | 11.1111 | 0 | 0 | 0 | -1.1111 | 74 |  | kWh | 0.0665 | 0 | Commercial | [7 empty] | 3 | 0.78 |  |  |  | 1 | 6 | 0 | 0 | 0 | 0 | 0 | 0 | 0 | 0 | 0 | 0 | 2009 Qtr 1: 0; 2009 Qtr 2: 0; 2009 Qtr 3: 0; 2009 Qtr 4: 6; 2010 Qtr 1: 0; 2010 Qtr 2: 0; 2010 Qtr 3: 0; 2010 Qtr 4: 0; 2011 Qtr 1: 0; 2011 Qtr 2: 0; 2011 Qtr 3: 0; 2011 Qtr 4: 0 | 6
SDGE3043_KEM_3PKEMAHVACTraining,InstallationandMaint. | 267045-Commercial Condensor Coil Cleaning (all units - savings at 50% of DEER) Com All CZ10 VintAll |  | System | Commercial | 01-ALC-AllCommercial-Cooling | 0 |  |  |  |  | 10 | 10.4167 | 0 | 0 | 0 | -0.41667 | 74 |  | kWh | 0.0665 | 0 | Commercial | [7 empty] | 3 | 0.78 |  |  |  | 1 | 6 | 0 | 0 | 0 | 0 | 0 | 0 | 0 | 0 | 0 | 0 | 2009 Qtr 1: 0; 2009 Qtr 2: 0; 2009 Qtr 3: 0; 2009 Qtr 4: 6; 2010 Qtr 1: 0; 2010 Qtr 2: 0; 2010 Qtr 3: 0; 2010 Qtr 4: 0; 2011 Qtr 1: 0; 2011 Qtr 2: 0; 2011 Qtr 3: 0; 2011 Qtr 4: 0 | 6
SDGE3043_KEM_3PKEMAHVACTraining,InstallationandMaint. | 267030-Commercial HVAC Diagnostic/Tune-up Com All CZ10 VintAll |  | System | Commercial | 01-ALC-AllCommercial-Cooling | 0 |  |  |  |  | 67.6133 | 70.4305 | 0 | 0 | 0 | -2.8172 | 214 |  | kWh | 0.15 | 0 | Commercial | [7 empty] | 10 | 0.85 |  |  |  | 1 | 4.02 | 0 | 0 | 0 | 0 | 0 | 0 | 0 | 0 | 0 | 0 | 2009 Qtr 1: 0; 2009 Qtr 2: 0; 2009 Qtr 3: 0; 2009 Qtr 4: 4.02; 2010 Qtr 1: 0; 2010 Qtr 2: 0; 2010 Qtr 3: 0; 2010 Qtr 4: 0; 2011 Qtr 1: 0; 2011 Qtr 2: 0; 2011 Qtr 3: 0; 2011 Qtr 4: 0 | 4.02
SDGE3043_KEM_3PKEMAHVACTraining,InstallationandMaint. | 267045-Commercial Condensor Coil Cleaning (all units - savings at 50% of DEER) Com All CZ10 VintAll |  | System | Commercial | 01-ALC-AllCommercial-Cooling | 0 |  |  |  |  | 10 | 10.4167 | 0 | 0 | 0 | -0.41667 | 74 |  | kWh | 0.0665 | 0 | Commercial | [7 empty] | 3 | 0.78 |  |  |  | 1 | 6 | 0 | 0 | 0 | 0 | 0 | 0 | 0 | 0 | 0 | 0 | 2009 Qtr 1: 0; 2009 Qtr 2: 0; 2009 Qtr 3: 0; 2009 Qtr 4: 6; 2010 Qtr 1: 0; 2010 Qtr 2: 0; 2010 Qtr 3: 0; 2010 Qtr 4: 0; 2011 Qtr 1: 0; 2011 Qtr 2: 0; 2011 Qtr 3: 0; 2011 Qtr 4: 0 | 6
SDGE3043_KEM_3PKEMAHVACTraining,InstallationandMaint. | 267030-Commercial HVAC Diagnostic/Tune-up Com All CZ10 VintAll |  | System | Commercial | 01-ALC-AllCommercial-Cooling | 0 |  |  |  |  | 67.6133 | 84.5166 | 0 | 0 | 0 | -16.9033 | 214 |  | kWh | 0.15 | 0 | Commercial | [7 empty] | 10 | 0.85 |  |  |  | 1 | 2.01 | 0 | 0 | 0 | 0 | 0 | 0 | 0 | 0 | 0 | 0 | 2009 Qtr 1: 0; 2009 Qtr 2: 0; 2009 Qtr 3: 0; 2009 Qtr 4: 2.01; 2010 Qtr 1: 0; 2010 Qtr 2: 0; 2010 Qtr 3: 0; 2010 Qtr 4: 0; 2011 Qtr 1: 0; 2011 Qtr 2: 0; 2011 Qtr 3: 0; 2011 Qtr 4: 0 | 2.01
SDGE3043_KEM_3PKEMAHVACTraining,InstallationandMaint. | 267045-Commercial Condensor Coil Cleaning (all units - savings at 50% of DEER) Com All CZ10 VintAll |  | System | Commercial | 01-ALC-AllCommercial-Cooling | 0 |  |  |  |  | 10 | 12.5 | 0 | 0 | 0 | -2.5 | 74 |  | kWh | 0.0665 | 0 | Commercial | [7 empty] | 3 | 0.78 |  |  |  | 1 | 3 | 0 | 0 | 0 | 0 | 0 | 0 | 0 | 0 | 0 | 0 | 2009 Qtr 1: 0; 2009 Qtr 2: 0; 2009 Qtr 3: 0; 2009 Qtr 4: 3; 2010 Qtr 1: 0; 2010 Qtr 2: 0; 2010 Qtr 3: 0; 2010 Qtr 4: 0; 2011 Qtr 1: 0; 2011 Qtr 2: 0; 2011 Qtr 3: 0; 2011 Qtr 4: 0 | 3
SDGE3043_KEM_3PKEMAHVACTraining,InstallationandMaint. | 267030-Commercial HVAC Diagnostic/Tune-up Com All CZ10 VintAll |  | System | Commercial | 01-ALC-AllCommercial-Cooling | 0 |  |  |  |  | 67.6133 | 84.5166 | 0 | 0 | 0 | -16.9033 | 214 |  | kWh | 0.15 | 0 | Commercial | [7 empty] | 10 | 0.85 |  |  |  | 1 | 2.01 | 0 | 0 | 0 | 0 | 0 | 0 | 0 | 0 | 0 | 0 | 2009 Qtr 1: 0; 2009 Qtr 2: 0; 2009 Qtr 3: 0; 2009 Qtr 4: 2.01; 2010 Qtr 1: 0; 2010 Qtr 2: 0; 2010 Qtr 3: 0; 2010 Qtr 4: 0; 2011 Qtr 1: 0; 2011 Qtr 2: 0; 2011 Qtr 3: 0; 2011 Qtr 4: 0 | 2.01
SDGE3043_KEM_3PKEMAHVACTraining,InstallationandMaint. | 267045-Commercial Condensor Coil Cleaning (all units - savings at 50% of DEER) Com All CZ10 VintAll |  | System | Commercial | 01-ALC-AllCommercial-Cooling | 0 |  |  |  |  | 10 | 12.5 | 0 | 0 | 0 | -2.5 | 74 |  | kWh | 0.0665 | 0 | Commercial | [7 empty] | 3 | 0.78 |  |  |  | 1 | 3 | 0 | 0 | 0 | 0 | 0 | 0 | 0 | 0 | 0 | 0 | 2009 Qtr 1: 0; 2009 Qtr 2: 0; 2009 Qtr 3: 0; 2009 Qtr 4: 3; 2010 Qtr 1: 0; 2010 Qtr 2: 0; 2010 Qtr 3: 0; 2010 Qtr 4: 0; 2011 Qtr 1: 0; 2011 Qtr 2: 0; 2011 Qtr 3: 0; 2011 Qtr 4: 0 | 3
SDGE3043_KEM_3PKEMAHVACTraining,InstallationandMaint. | 267030-Commercial HVAC Diagnostic/Tune-up Com All CZ10 VintAll |  | System | Commercial | 01-ALC-AllCommercial-Cooling | 0 |  |  |  |  | 67.6133 | 67.6133 | 0 | 0 | 0 | 0 | 214 |  | kWh | 0.15 | 0 | Commercial | [7 empty] | 10 | 0.85 |  |  |  | 1 | 3.35 | 0 | 0 | 0 | 0 | 0 | 0 | 0 | 0 | 0 | 0 | 2009 Qtr 1: 0; 2009 Qtr 2: 0; 2009 Qtr 3: 0; 2009 Qtr 4: 3.35; 2010 Qtr 1: 0; 2010 Qtr 2: 0; 2010 Qtr 3: 0; 2010 Qtr 4: 0; 2011 Qtr 1: 0; 2011 Qtr 2: 0; 2011 Qtr 3: 0; 2011 Qtr 4: 0 | 3.35
SDGE3043_KEM_3PKEMAHVACTraining,InstallationandMaint. | 267045-Commercial Condensor Coil Cleaning (all units - savings at 50% of DEER) Com All CZ10 VintAll |  | System | Commercial | 01-ALC-AllCommercial-Cooling | 0 |  |  |  |  | 10 | 10 | 0 | 0 | 0 | 0 | 74 |  | kWh | 0.0665 | 0 | Commercial | [7 empty] | 3 | 0.78 |  |  |  | 1 | 5 | 0 | 0 | 0 | 0 | 0 | 0 | 0 | 0 | 0 | 0 | 2009 Qtr 1: 0; 2009 Qtr 2: 0; 2009 Qtr 3: 0; 2009 Qtr 4: 5; 2010 Qtr 1: 0; 2010 Qtr 2: 0; 2010 Qtr 3: 0; 2010 Qtr 4: 0; 2011 Qtr 1: 0; 2011 Qtr 2: 0; 2011 Qtr 3: 0; 2011 Qtr 4: 0 | 5
SDGE3043_KEM_3PKEMAHVACTraining,InstallationandMaint. | 267029-Commercial HVAC Diagnostic/Tune-up Com All CZ07 VintAll |  | System | Commercial | 01-ALC-AllCommercial-Cooling | 0 |  |  |  |  | 72.1918 | 70.4305 | 0 | 0 | 0 | 1.7613 | 60.0094 |  | kWh | 0.046765 | 0 | Commercial | [7 empty] | 10 | 0.85 |  |  |  | 1 | 4.02 | 0 | 0 | 0 | 0 | 0 | 0 | 0 | 0 | 0 | 0 | 2009 Qtr 1: 0; 2009 Qtr 2: 0; 2009 Qtr 3: 0; 2009 Qtr 4: 4.02; 2010 Qtr 1: 0; 2010 Qtr 2: 0; 2010 Qtr 3: 0; 2010 Qtr 4: 0; 2011 Qtr 1: 0; 2011 Qtr 2: 0; 2011 Qtr 3: 0; 2011 Qtr 4: 0 | 4.02
SDGE3043_KEM_3PKEMAHVACTraining,InstallationandMaint. | 267044-Commercial Condensor Coil Cleaning (all units - savings at 50% of DEER) Com All CZ07 VintAll |  | System | Commercial | 01-ALC-AllCommercial-Cooling | 0 |  |  |  |  | 9.9998 | 10.4167 | 0 | 0 | 0 | -0.41689 | 60 |  | kWh | 0.047 | 0 | Commercial | [7 empty] | 3 | 0.78 |  |  |  | 1 | 6 | 0 | 0 | 0 | 0 | 0 | 0 | 0 | 0 | 0 | 0 | 2009 Qtr 1: 0; 2009 Qtr 2: 0; 2009 Qtr 3: 0; 2009 Qtr 4: 6; 2010 Qtr 1: 0; 2010 Qtr 2: 0; 2010 Qtr 3: 0; 2010 Qtr 4: 0; 2011 Qtr 1: 0; 2011 Qtr 2: 0; 2011 Qtr 3: 0; 2011 Qtr 4: 0 | 6
SDGE3043_KEM_3PKEMAHVACTraining,InstallationandMaint. | 267044-Commercial Condensor Coil Cleaning (all units - savings at 50% of DEER) Com All CZ07 VintAll |  | System | Commercial | 01-ALC-AllCommercial-Cooling | 0 |  |  |  |  | 9.9998 | 10.4167 | 0 | 0 | 0 | -0.41689 | 60 |  | kWh | 0.047 | 0 | Commercial | [7 empty] | 3 | 0.78 |  |  |  | 1 | 6 | 0 | 0 | 0 | 0 | 0 | 0 | 0 | 0 | 0 | 0 | 2009 Qtr 1: 0; 2009 Qtr 2: 0; 2009 Qtr 3: 0; 2009 Qtr 4: 6; 2010 Qtr 1: 0; 2010 Qtr 2: 0; 2010 Qtr 3: 0; 2010 Qtr 4: 0; 2011 Qtr 1: 0; 2011 Qtr 2: 0; 2011 Qtr 3: 0; 2011 Qtr 4: 0 | 6
SDGE3043_KEM_3PKEMAHVACTraining,InstallationandMaint. | 267029-Commercial HVAC Diagnostic/Tune-up Com All CZ07 VintAll |  | System | Commercial | 01-ALC-AllCommercial-Cooling | 0 |  |  |  |  | 72.1918 | 70.4305 | 0 | 0 | 0 | 1.7613 | 60.0094 |  | kWh | 0.046765 | 0 | Commercial | [7 empty] | 10 | 0.85 |  |  |  | 1 | 4.02 | 0 | 0 | 0 | 0 | 0 | 0 | 0 | 0 | 0 | 0 | 2009 Qtr 1: 0; 2009 Qtr 2: 0; 2009 Qtr 3: 0; 2009 Qtr 4: 4.02; 2010 Qtr 1: 0; 2010 Qtr 2: 0; 2010 Qtr 3: 0; 2010 Qtr 4: 0; 2011 Qtr 1: 0; 2011 Qtr 2: 0; 2011 Qtr 3: 0; 2011 Qtr 4: 0 | 4.02
SDGE3043_KEM_3PKEMAHVACTraining,InstallationandMaint. | 267044-Commercial Condensor Coil Cleaning (all units - savings at 50% of DEER) Com All CZ07 VintAll |  | System | Commercial | 01-ALC-AllCommercial-Cooling | 0 |  |  |  |  | 9.9998 | 10.4167 | 0 | 0 | 0 | -0.41689 | 60 |  | kWh | 0.047 | 0 | Commercial | [7 empty] | 3 | 0.78 |  |  |  | 1 | 6 | 0 | 0 | 0 | 0 | 0 | 0 | 0 | 0 | 0 | 0 | 2009 Qtr 1: 0; 2009 Qtr 2: 0; 2009 Qtr 3: 0; 2009 Qtr 4: 6; 2010 Qtr 1: 0; 2010 Qtr 2: 0; 2010 Qtr 3: 0; 2010 Qtr 4: 0; 2011 Qtr 1: 0; 2011 Qtr 2: 0; 2011 Qtr 3: 0; 2011 Qtr 4: 0 | 6
SDGE3043_KEM_3PKEMAHVACTraining,InstallationandMaint. | 267044-Commercial Condensor Coil Cleaning (all units - savings at 50% of DEER) Com All CZ07 VintAll |  | System | Commercial | 01-ALC-AllCommercial-Cooling | 0 |  |  |  |  | 9.9998 | 10.4167 | 0 | 0 | 0 | -0.41689 | 60 |  | kWh | 0.047 | 0 | Commercial | [7 empty] | 3 | 0.78 |  |  |  | 1 | 6 | 0 | 0 | 0 | 0 | 0 | 0 | 0 | 0 | 0 | 0 | 2009 Qtr 1: 0; 2009 Qtr 2: 0; 2009 Qtr 3: 0; 2009 Qtr 4: 6; 2010 Qtr 1: 0; 2010 Qtr 2: 0; 2010 Qtr 3: 0; 2010 Qtr 4: 0; 2011 Qtr 1: 0; 2011 Qtr 2: 0; 2011 Qtr 3: 0; 2011 Qtr 4: 0 | 6
SDGE3043_KEM_3PKEMAHVACTraining,InstallationandMaint. | 267044-Commercial Condensor Coil Cleaning (all units - savings at 50% of DEER) Com All CZ07 VintAll |  | System | Commercial | 01-ALC-AllCommercial-Cooling | 0 |  |  |  |  | 9.9998 | 10.7143 | 0 | 0 | 0 | -0.71451 | 60 |  | kWh | 0.047 | 0 | Commercial | [7 empty] | 3 | 0.78 |  |  |  | 1 | 7 | 0 | 0 | 0 | 0 | 0 | 0 | 0 | 0 | 0 | 0 | 2009 Qtr 1: 0; 2009 Qtr 2: 0; 2009 Qtr 3: 0; 2009 Qtr 4: 7; 2010 Qtr 1: 0; 2010 Qtr 2: 0; 2010 Qtr 3: 0; 2010 Qtr 4: 0; 2011 Qtr 1: 0; 2011 Qtr 2: 0; 2011 Qtr 3: 0; 2011 Qtr 4: 0 | 7
SDGE3043_KEM_3PKEMAHVACTraining,InstallationandMaint. | 267029-Commercial HVAC Diagnostic/Tune-up Com All CZ07 VintAll |  | System | Commercial | 01-ALC-AllCommercial-Cooling | 0 |  |  |  |  | 72.1918 | 72.4428 | 0 | 0 | 0 | -0.25102 | 60.0094 |  | kWh | 0.046765 | 0 | Commercial | [7 empty] | 10 | 0.85 |  |  |  | 1 | 4.69 | 0 | 0 | 0 | 0 | 0 | 0 | 0 | 0 | 0 | 0 | 2009 Qtr 1: 0; 2009 Qtr 2: 0; 2009 Qtr 3: 0; 2009 Qtr 4: 4.69; 2010 Qtr 1: 0; 2010 Qtr 2: 0; 2010 Qtr 3: 0; 2010 Qtr 4: 0; 2011 Qtr 1: 0; 2011 Qtr 2: 0; 2011 Qtr 3: 0; 2011 Qtr 4: 0 | 4.69
SDGE3043_KEM_3PKEMAHVACTraining,InstallationandMaint. | 267044-Commercial Condensor Coil Cleaning (all units - savings at 50% of DEER) Com All CZ07 VintAll |  | System | Commercial | 01-ALC-AllCommercial-Cooling | 0 |  |  |  |  | 9.9998 | 10.7143 | 0 | 0 | 0 | -0.71451 | 60 |  | kWh | 0.047 | 0 | Commercial | [7 empty] | 3 | 0.78 |  |  |  | 1 | 7 | 0 | 0 | 0 | 0 | 0 | 0 | 0 | 0 | 0 | 0 | 2009 Qtr 1: 0; 2009 Qtr 2: 0; 2009 Qtr 3: 0; 2009 Qtr 4: 7; 2010 Qtr 1: 0; 2010 Qtr 2: 0; 2010 Qtr 3: 0; 2010 Qtr 4: 0; 2011 Qtr 1: 0; 2011 Qtr 2: 0; 2011 Qtr 3: 0; 2011 Qtr 4: 0 | 7
SDGE3043_KEM_3PKEMAHVACTraining,InstallationandMaint. | 267029-Commercial HVAC Diagnostic/Tune-up Com All CZ07 VintAll |  | System | Commercial | 01-ALC-AllCommercial-Cooling | 0 |  |  |  |  | 72.1918 | 67.6133 | 0 | 0 | 0 | 4.5785 | 60.0094 |  | kWh | 0.046765 | 0 | Commercial | [7 empty] | 10 | 0.85 |  |  |  | 1 | 3.35 | 0 | 0 | 0 | 0 | 0 | 0 | 0 | 0 | 0 | 0 | 2009 Qtr 1: 0; 2009 Qtr 2: 0; 2009 Qtr 3: 0; 2009 Qtr 4: 3.35; 2010 Qtr 1: 0; 2010 Qtr 2: 0; 2010 Qtr 3: 0; 2010 Qtr 4: 0; 2011 Qtr 1: 0; 2011 Qtr 2: 0; 2011 Qtr 3: 0; 2011 Qtr 4: 0 | 3.35
SDGE3043_KEM_3PKEMAHVACTraining,InstallationandMaint. | 267044-Commercial Condensor Coil Cleaning (all units - savings at 50% of DEER) Com All CZ07 VintAll |  | System | Commercial | 01-ALC-AllCommercial-Cooling | 0 |  |  |  |  | 9.9998 | 10 | 0 | 0 | 0 | -0.0002249 | 60 |  | kWh | 0.047 | 0 | Commercial | [7 empty] | 3 | 0.78 |  |  |  | 1 | 5 | 0 | 0 | 0 | 0 | 0 | 0 | 0 | 0 | 0 | 0 | 2009 Qtr 1: 0; 2009 Qtr 2: 0; 2009 Qtr 3: 0; 2009 Qtr 4: 5; 2010 Qtr 1: 0; 2010 Qtr 2: 0; 2010 Qtr 3: 0; 2010 Qtr 4: 0; 2011 Qtr 1: 0; 2011 Qtr 2: 0; 2011 Qtr 3: 0; 2011 Qtr 4: 0 | 5
SDGE3043_KEM_3PKEMAHVACTraining,InstallationandMaint. | 267045-Commercial Condensor Coil Cleaning (all units - savings at 50% of DEER) Com All CZ10 VintAll |  | System | Commercial | 01-ALC-AllCommercial-Cooling | 0 |  |  |  |  | 10 | 12.5 | 0 | 0 | 0 | -2.5 | 74 |  | kWh | 0.0665 | 0 | Commercial | [7 empty] | 3 | 0.78 |  |  |  | 1 | 3 | 0 | 0 | 0 | 0 | 0 | 0 | 0 | 0 | 0 | 0 | 2009 Qtr 1: 0; 2009 Qtr 2: 0; 2009 Qtr 3: 0; 2009 Qtr 4: 3; 2010 Qtr 1: 0; 2010 Qtr 2: 0; 2010 Qtr 3: 0; 2010 Qtr 4: 0; 2011 Qtr 1: 0; 2011 Qtr 2: 0; 2011 Qtr 3: 0; 2011 Qtr 4: 0 | 3
SDGE3043_KEM_3PKEMAHVACTraining,InstallationandMaint. | 267045-Commercial Condensor Coil Cleaning (all units - savings at 50% of DEER) Com All CZ10 VintAll |  | System | Commercial | 01-ALC-AllCommercial-Cooling | 0 |  |  |  |  | 10 | 12.5 | 0 | 0 | 0 | -2.5 | 74 |  | kWh | 0.0665 | 0 | Commercial | [7 empty] | 3 | 0.78 |  |  |  | 1 | 3 | 0 | 0 | 0 | 0 | 0 | 0 | 0 | 0 | 0 | 0 | 2009 Qtr 1: 0; 2009 Qtr 2: 0; 2009 Qtr 3: 0; 2009 Qtr 4: 3; 2010 Qtr 1: 0; 2010 Qtr 2: 0; 2010 Qtr 3: 0; 2010 Qtr 4: 0; 2011 Qtr 1: 0; 2011 Qtr 2: 0; 2011 Qtr 3: 0; 2011 Qtr 4: 0 | 3
SDGE3043_KEM_3PKEMAHVACTraining,InstallationandMaint. | 267030-Commercial HVAC Diagnostic/Tune-up Com All CZ10 VintAll |  | System | Commercial | 01-ALC-AllCommercial-Cooling | 0 |  |  |  |  | 67.6133 | 84.5166 | 0 | 0 | 0 | -16.9033 | 214 |  | kWh | 0.15 | 0 | Commercial | [7 empty] | 10 | 0.85 |  |  |  | 1 | 2.01 | 0 | 0 | 0 | 0 | 0 | 0 | 0 | 0 | 0 | 0 | 2009 Qtr 1: 0; 2009 Qtr 2: 0; 2009 Qtr 3: 0; 2009 Qtr 4: 2.01; 2010 Qtr 1: 0; 2010 Qtr 2: 0; 2010 Qtr 3: 0; 2010 Qtr 4: 0; 2011 Qtr 1: 0; 2011 Qtr 2: 0; 2011 Qtr 3: 0; 2011 Qtr 4: 0 | 2.01
SDGE3043_KEM_3PKEMAHVACTraining,InstallationandMaint. | 267045-Commercial Condensor Coil Cleaning (all units - savings at 50% of DEER) Com All CZ10 VintAll |  | System | Commercial | 01-ALC-AllCommercial-Cooling | 0 |  |  |  |  | 10 | 12.5 | 0 | 0 | 0 | -2.5 | 74 |  | kWh | 0.0665 | 0 | Commercial | [7 empty] | 3 | 0.78 |  |  |  | 1 | 3 | 0 | 0 | 0 | 0 | 0 | 0 | 0 | 0 | 0 | 0 | 2009 Qtr 1: 0; 2009 Qtr 2: 0; 2009 Qtr 3: 0; 2009 Qtr 4: 3; 2010 Qtr 1: 0; 2010 Qtr 2: 0; 2010 Qtr 3: 0; 2010 Qtr 4: 0; 2011 Qtr 1: 0; 2011 Qtr 2: 0; 2011 Qtr 3: 0; 2011 Qtr 4: 0 | 3
SDGE3043_KEM_3PKEMAHVACTraining,InstallationandMaint. | 267030-Commercial HVAC Diagnostic/Tune-up Com All CZ10 VintAll |  | System | Commercial | 01-ALC-AllCommercial-Cooling | 0 |  |  |  |  | 67.6133 | 84.5166 | 0 | 0 | 0 | -16.9033 | 214 |  | kWh | 0.15 | 0 | Commercial | [7 empty] | 10 | 0.85 |  |  |  | 1 | 2.01 | 0 | 0 | 0 | 0 | 0 | 0 | 0 | 0 | 0 | 0 | 2009 Qtr 1: 0; 2009 Qtr 2: 0; 2009 Qtr 3: 0; 2009 Qtr 4: 2.01; 2010 Qtr 1: 0; 2010 Qtr 2: 0; 2010 Qtr 3: 0; 2010 Qtr 4: 0; 2011 Qtr 1: 0; 2011 Qtr 2: 0; 2011 Qtr 3: 0; 2011 Qtr 4: 0 | 2.01
SDGE3043_KEM_3PKEMAHVACTraining,InstallationandMaint. | 267045-Commercial Condensor Coil Cleaning (all units - savings at 50% of DEER) Com All CZ10 VintAll |  | System | Commercial | 01-ALC-AllCommercial-Cooling | 0 |  |  |  |  | 10 | 12.5 | 0 | 0 | 0 | -2.5 | 74 |  | kWh | 0.0665 | 0 | Commercial | [7 empty] | 3 | 0.78 |  |  |  | 1 | 3 | 0 | 0 | 0 | 0 | 0 | 0 | 0 | 0 | 0 | 0 | 2009 Qtr 1: 0; 2009 Qtr 2: 0; 2009 Qtr 3: 0; 2009 Qtr 4: 3; 2010 Qtr 1: 0; 2010 Qtr 2: 0; 2010 Qtr 3: 0; 2010 Qtr 4: 0; 2011 Qtr 1: 0; 2011 Qtr 2: 0; 2011 Qtr 3: 0; 2011 Qtr 4: 0 | 3
SDGE3043_KEM_3PKEMAHVACTraining,InstallationandMaint. | 267030-Commercial HVAC Diagnostic/Tune-up Com All CZ10 VintAll |  | System | Commercial | 01-ALC-AllCommercial-Cooling | 0 |  |  |  |  | 67.6133 | 84.5166 | 0 | 0 | 0 | -16.9033 | 214 |  | kWh | 0.15 | 0 | Commercial | [7 empty] | 10 | 0.85 |  |  |  | 1 | 1.34 | 0 | 0 | 0 | 0 | 0 | 0 | 0 | 0 | 0 | 0 | 2009 Qtr 1: 0; 2009 Qtr 2: 0; 2009 Qtr 3: 0; 2009 Qtr 4: 1.34; 2010 Qtr 1: 0; 2010 Qtr 2: 0; 2010 Qtr 3: 0; 2010 Qtr 4: 0; 2011 Qtr 1: 0; 2011 Qtr 2: 0; 2011 Qtr 3: 0; 2011 Qtr 4: 0 | 1.34
SDGE3043_KEM_3PKEMAHVACTraining,InstallationandMaint. | 267045-Commercial Condensor Coil Cleaning (all units - savings at 50% of DEER) Com All CZ10 VintAll |  | System | Commercial | 01-ALC-AllCommercial-Cooling | 0 |  |  |  |  | 10 | 12.5 | 0 | 0 | 0 | -2.5 | 74 |  | kWh | 0.0665 | 0 | Commercial | [7 empty] | 3 | 0.78 |  |  |  | 1 | 2 | 0 | 0 | 0 | 0 | 0 | 0 | 0 | 0 | 0 | 0 | 2009 Qtr 1: 0; 2009 Qtr 2: 0; 2009 Qtr 3: 0; 2009 Qtr 4: 2; 2010 Qtr 1: 0; 2010 Qtr 2: 0; 2010 Qtr 3: 0; 2010 Qtr 4: 0; 2011 Qtr 1: 0; 2011 Qtr 2: 0; 2011 Qtr 3: 0; 2011 Qtr 4: 0 | 2
SDGE3043_KEM_3PKEMAHVACTraining,InstallationandMaint. | 267030-Commercial HVAC Diagnostic/Tune-up Com All CZ10 VintAll |  | System | Commercial | 01-ALC-AllCommercial-Cooling | 0 |  |  |  |  | 67.6133 | 67.6133 | 0 | 0 | 0 | 0 | 214 |  | kWh | 0.15 | 0 | Commercial | [7 empty] | 10 | 0.85 |  |  |  | 1 | 3.35 | 0 | 0 | 0 | 0 | 0 | 0 | 0 | 0 | 0 | 0 | 2009 Qtr 1: 0; 2009 Qtr 2: 0; 2009 Qtr 3: 0; 2009 Qtr 4: 3.35; 2010 Qtr 1: 0; 2010 Qtr 2: 0; 2010 Qtr 3: 0; 2010 Qtr 4: 0; 2011 Qtr 1: 0; 2011 Qtr 2: 0; 2011 Qtr 3: 0; 2011 Qtr 4: 0 | 3.35
SDGE3043_KEM_3PKEMAHVACTraining,InstallationandMaint. | 267045-Commercial Condensor Coil Cleaning (all units - savings at 50% of DEER) Com All CZ10 VintAll |  | System | Commercial | 01-ALC-AllCommercial-Cooling | 0 |  |  |  |  | 10 | 10 | 0 | 0 | 0 | 0 | 74 |  | kWh | 0.0665 | 0 | Commercial | [7 empty] | 3 | 0.78 |  |  |  | 1 | 5 | 0 | 0 | 0 | 0 | 0 | 0 | 0 | 0 | 0 | 0 | 2009 Qtr 1: 0; 2009 Qtr 2: 0; 2009 Qtr 3: 0; 2009 Qtr 4: 5; 2010 Qtr 1: 0; 2010 Qtr 2: 0; 2010 Qtr 3: 0; 2010 Qtr 4: 0; 2011 Qtr 1: 0; 2011 Qtr 2: 0; 2011 Qtr 3: 0; 2011 Qtr 4: 0 | 5
SDGE3043_KEM_3PKEMAHVACTraining,InstallationandMaint. | 267045-Commercial Condensor Coil Cleaning (all units - savings at 50% of DEER) Com All CZ10 VintAll |  | System | Commercial | 01-ALC-AllCommercial-Cooling | 0 |  |  |  |  | 10 | 10 | 0 | 0 | 0 | 0 | 74 |  | kWh | 0.0665 | 0 | Commercial | [7 empty] | 3 | 0.78 |  |  |  | 1 | 5 | 0 | 0 | 0 | 0 | 0 | 0 | 0 | 0 | 0 | 0 | 2009 Qtr 1: 0; 2009 Qtr 2: 0; 2009 Qtr 3: 0; 2009 Qtr 4: 5; 2010 Qtr 1: 0; 2010 Qtr 2: 0; 2010 Qtr 3: 0; 2010 Qtr 4: 0; 2011 Qtr 1: 0; 2011 Qtr 2: 0; 2011 Qtr 3: 0; 2011 Qtr 4: 0 | 5
SDGE3043_KEM_3PKEMAHVACTraining,InstallationandMaint. | 267029-Commercial HVAC Diagnostic/Tune-up Com All CZ07 VintAll |  | System | Commercial | 01-ALC-AllCommercial-Cooling | 0 |  |  |  |  | 72.1918 | 67.6133 | 0 | 0 | 0 | 4.5785 | 60.0094 |  | kWh | 0.046765 | 0 | Commercial | [7 empty] | 10 | 0.85 |  |  |  | 1 | 1.34 | 0 | 0 | 0 | 0 | 0 | 0 | 0 | 0 | 0 | 0 | 2009 Qtr 1: 0; 2009 Qtr 2: 0; 2009 Qtr 3: 0; 2009 Qtr 4: 1.34; 2010 Qtr 1: 0; 2010 Qtr 2: 0; 2010 Qtr 3: 0; 2010 Qtr 4: 0; 2011 Qtr 1: 0; 2011 Qtr 2: 0; 2011 Qtr 3: 0; 2011 Qtr 4: 0 | 1.34
SDGE3043_KEM_3PKEMAHVACTraining,InstallationandMaint. | 267044-Commercial Condensor Coil Cleaning (all units - savings at 50% of DEER) Com All CZ07 VintAll |  | System | Commercial | 01-ALC-AllCommercial-Cooling | 0 |  |  |  |  | 9.9998 | 10 | 0 | 0 | 0 | -0.0002249 | 60 |  | kWh | 0.047 | 0 | Commercial | [7 empty] | 3 | 0.78 |  |  |  | 1 | 2 | 0 | 0 | 0 | 0 | 0 | 0 | 0 | 0 | 0 | 0 | 2009 Qtr 1: 0; 2009 Qtr 2: 0; 2009 Qtr 3: 0; 2009 Qtr 4: 2; 2010 Qtr 1: 0; 2010 Qtr 2: 0; 2010 Qtr 3: 0; 2010 Qtr 4: 0; 2011 Qtr 1: 0; 2011 Qtr 2: 0; 2011 Qtr 3: 0; 2011 Qtr 4: 0 | 2
SDGE3043_KEM_3PKEMAHVACTraining,InstallationandMaint. | 267029-Commercial HVAC Diagnostic/Tune-up Com All CZ07 VintAll |  | System | Commercial | 01-ALC-AllCommercial-Cooling | 0 |  |  |  |  | 72.1918 | 67.6133 | 0 | 0 | 0 | 4.5785 | 60.0094 |  | kWh | 0.046765 | 0 | Commercial | [7 empty] | 10 | 0.85 |  |  |  | 1 | 1.34 | 0 | 0 | 0 | 0 | 0 | 0 | 0 | 0 | 0 | 0 | 2009 Qtr 1: 0; 2009 Qtr 2: 0; 2009 Qtr 3: 0; 2009 Qtr 4: 1.34; 2010 Qtr 1: 0; 2010 Qtr 2: 0; 2010 Qtr 3: 0; 2010 Qtr 4: 0; 2011 Qtr 1: 0; 2011 Qtr 2: 0; 2011 Qtr 3: 0; 2011 Qtr 4: 0 | 1.34
SDGE3043_KEM_3PKEMAHVACTraining,InstallationandMaint. | 267044-Commercial Condensor Coil Cleaning (all units - savings at 50% of DEER) Com All CZ07 VintAll |  | System | Commercial | 01-ALC-AllCommercial-Cooling | 0 |  |  |  |  | 9.9998 | 10 | 0 | 0 | 0 | -0.0002249 | 60 |  | kWh | 0.047 | 0 | Commercial | [7 empty] | 3 | 0.78 |  |  |  | 1 | 2 | 0 | 0 | 0 | 0 | 0 | 0 | 0 | 0 | 0 | 0 | 2009 Qtr 1: 0; 2009 Qtr 2: 0; 2009 Qtr 3: 0; 2009 Qtr 4: 2; 2010 Qtr 1: 0; 2010 Qtr 2: 0; 2010 Qtr 3: 0; 2010 Qtr 4: 0; 2011 Qtr 1: 0; 2011 Qtr 2: 0; 2011 Qtr 3: 0; 2011 Qtr 4: 0 | 2
SDGE3043_KEM_3PKEMAHVACTraining,InstallationandMaint. | 267029-Commercial HVAC Diagnostic/Tune-up Com All CZ07 VintAll |  | System | Commercial | 01-ALC-AllCommercial-Cooling | 0 |  |  |  |  | 72.1918 | 67.6133 | 0 | 0 | 0 | 4.5785 | 60.0094 |  | kWh | 0.046765 | 0 | Commercial | [7 empty] | 10 | 0.85 |  |  |  | 1 | 1.34 | 0 | 0 | 0 | 0 | 0 | 0 | 0 | 0 | 0 | 0 | 2009 Qtr 1: 0; 2009 Qtr 2: 0; 2009 Qtr 3: 0; 2009 Qtr 4: 1.34; 2010 Qtr 1: 0; 2010 Qtr 2: 0; 2010 Qtr 3: 0; 2010 Qtr 4: 0; 2011 Qtr 1: 0; 2011 Qtr 2: 0; 2011 Qtr 3: 0; 2011 Qtr 4: 0 | 1.34
SDGE3043_KEM_3PKEMAHVACTraining,InstallationandMaint. | 267044-Commercial Condensor Coil Cleaning (all units - savings at 50% of DEER) Com All CZ07 VintAll |  | System | Commercial | 01-ALC-AllCommercial-Cooling | 0 |  |  |  |  | 9.9998 | 10 | 0 | 0 | 0 | -0.0002249 | 60 |  | kWh | 0.047 | 0 | Commercial | [7 empty] | 3 | 0.78 |  |  |  | 1 | 2 | 0 | 0 | 0 | 0 | 0 | 0 | 0 | 0 | 0 | 0 | 2009 Qtr 1: 0; 2009 Qtr 2: 0; 2009 Qtr 3: 0; 2009 Qtr 4: 2; 2010 Qtr 1: 0; 2010 Qtr 2: 0; 2010 Qtr 3: 0; 2010 Qtr 4: 0; 2011 Qtr 1: 0; 2011 Qtr 2: 0; 2011 Qtr 3: 0; 2011 Qtr 4: 0 | 2
SDGE3043_KEM_3PKEMAHVACTraining,InstallationandMaint. | 267029-Commercial HVAC Diagnostic/Tune-up Com All CZ07 VintAll |  | System | Commercial | 01-ALC-AllCommercial-Cooling | 0 |  |  |  |  | 72.1918 | 67.6133 | 0 | 0 | 0 | 4.5785 | 60.0094 |  | kWh | 0.046765 | 0 | Commercial | [7 empty] | 10 | 0.85 |  |  |  | 1 | 1.34 | 0 | 0 | 0 | 0 | 0 | 0 | 0 | 0 | 0 | 0 | 2009 Qtr 1: 0; 2009 Qtr 2: 0; 2009 Qtr 3: 0; 2009 Qtr 4: 1.34; 2010 Qtr 1: 0; 2010 Qtr 2: 0; 2010 Qtr 3: 0; 2010 Qtr 4: 0; 2011 Qtr 1: 0; 2011 Qtr 2: 0; 2011 Qtr 3: 0; 2011 Qtr 4: 0 | 1.34
SDGE3043_KEM_3PKEMAHVACTraining,InstallationandMaint. | 267044-Commercial Condensor Coil Cleaning (all units - savings at 50% of DEER) Com All CZ07 VintAll |  | System | Commercial | 01-ALC-AllCommercial-Cooling | 0 |  |  |  |  | 9.9998 | 10 | 0 | 0 | 0 | -0.0002249 | 60 |  | kWh | 0.047 | 0 | Commercial | [7 empty] | 3 | 0.78 |  |  |  | 1 | 2 | 0 | 0 | 0 | 0 | 0 | 0 | 0 | 0 | 0 | 0 | 2009 Qtr 1: 0; 2009 Qtr 2: 0; 2009 Qtr 3: 0; 2009 Qtr 4: 2; 2010 Qtr 1: 0; 2010 Qtr 2: 0; 2010 Qtr 3: 0; 2010 Qtr 4: 0; 2011 Qtr 1: 0; 2011 Qtr 2: 0; 2011 Qtr 3: 0; 2011 Qtr 4: 0 | 2
SDGE3043_KEM_3PKEMAHVACTraining,InstallationandMaint. | 267029-Commercial HVAC Diagnostic/Tune-up Com All CZ07 VintAll |  | System | Commercial | 01-ALC-AllCommercial-Cooling | 0 |  |  |  |  | 72.1918 | 67.6133 | 0 | 0 | 0 | 4.5785 | 60.0094 |  | kWh | 0.046765 | 0 | Commercial | [7 empty] | 10 | 0.85 |  |  |  | 1 | 1.34 | 0 | 0 | 0 | 0 | 0 | 0 | 0 | 0 | 0 | 0 | 2009 Qtr 1: 0; 2009 Qtr 2: 0; 2009 Qtr 3: 0; 2009 Qtr 4: 1.34; 2010 Qtr 1: 0; 2010 Qtr 2: 0; 2010 Qtr 3: 0; 2010 Qtr 4: 0; 2011 Qtr 1: 0; 2011 Qtr 2: 0; 2011 Qtr 3: 0; 2011 Qtr 4: 0 | 1.34
SDGE3043_KEM_3PKEMAHVACTraining,InstallationandMaint. | 267044-Commercial Condensor Coil Cleaning (all units - savings at 50% of DEER) Com All CZ07 VintAll |  | System | Commercial | 01-ALC-AllCommercial-Cooling | 0 |  |  |  |  | 9.9998 | 10 | 0 | 0 | 0 | -0.0002249 | 60 |  | kWh | 0.047 | 0 | Commercial | [7 empty] | 3 | 0.78 |  |  |  | 1 | 2 | 0 | 0 | 0 | 0 | 0 | 0 | 0 | 0 | 0 | 0 | 2009 Qtr 1: 0; 2009 Qtr 2: 0; 2009 Qtr 3: 0; 2009 Qtr 4: 2; 2010 Qtr 1: 0; 2010 Qtr 2: 0; 2010 Qtr 3: 0; 2010 Qtr 4: 0; 2011 Qtr 1: 0; 2011 Qtr 2: 0; 2011 Qtr 3: 0; 2011 Qtr 4: 0 | 2
SDGE3043_KEM_3PKEMAHVACTraining,InstallationandMaint. | 267029-Commercial HVAC Diagnostic/Tune-up Com All CZ07 VintAll |  | System | Commercial | 01-ALC-AllCommercial-Cooling | 0 |  |  |  |  | 72.1918 | 67.6133 | 0 | 0 | 0 | 4.5785 | 60.0094 |  | kWh | 0.046765 | 0 | Commercial | [7 empty] | 10 | 0.85 |  |  |  | 1 | 1.34 | 0 | 0 | 0 | 0 | 0 | 0 | 0 | 0 | 0 | 0 | 2009 Qtr 1: 0; 2009 Qtr 2: 0; 2009 Qtr 3: 0; 2009 Qtr 4: 1.34; 2010 Qtr 1: 0; 2010 Qtr 2: 0; 2010 Qtr 3: 0; 2010 Qtr 4: 0; 2011 Qtr 1: 0; 2011 Qtr 2: 0; 2011 Qtr 3: 0; 2011 Qtr 4: 0 | 1.34
SDGE3043_KEM_3PKEMAHVACTraining,InstallationandMaint. | 267044-Commercial Condensor Coil Cleaning (all units - savings at 50% of DEER) Com All CZ07 VintAll |  | System | Commercial | 01-ALC-AllCommercial-Cooling | 0 |  |  |  |  | 9.9998 | 10 | 0 | 0 | 0 | -0.0002249 | 60 |  | kWh | 0.047 | 0 | Commercial | [7 empty] | 3 | 0.78 |  |  |  | 1 | 2 | 0 | 0 | 0 | 0 | 0 | 0 | 0 | 0 | 0 | 0 | 2009 Qtr 1: 0; 2009 Qtr 2: 0; 2009 Qtr 3: 0; 2009 Qtr 4: 2; 2010 Qtr 1: 0; 2010 Qtr 2: 0; 2010 Qtr 3: 0; 2010 Qtr 4: 0; 2011 Qtr 1: 0; 2011 Qtr 2: 0; 2011 Qtr 3: 0; 2011 Qtr 4: 0 | 2
SDGE3043_KEM_3PKEMAHVACTraining,InstallationandMaint. | 267029-Commercial HVAC Diagnostic/Tune-up Com All CZ07 VintAll |  | System | Commercial | 01-ALC-AllCommercial-Cooling | 0 |  |  |  |  | 72.1918 | 67.6133 | 0 | 0 | 0 | 4.5785 | 60.0094 |  | kWh | 0.046765 | 0 | Commercial | [7 empty] | 10 | 0.85 |  |  |  | 1 | 1.34 | 0 | 0 | 0 | 0 | 0 | 0 | 0 | 0 | 0 | 0 | 2009 Qtr 1: 0; 2009 Qtr 2: 0; 2009 Qtr 3: 0; 2009 Qtr 4: 1.34; 2010 Qtr 1: 0; 2010 Qtr 2: 0; 2010 Qtr 3: 0; 2010 Qtr 4: 0; 2011 Qtr 1: 0; 2011 Qtr 2: 0; 2011 Qtr 3: 0; 2011 Qtr 4: 0 | 1.34
SDGE3043_KEM_3PKEMAHVACTraining,InstallationandMaint. | 267044-Commercial Condensor Coil Cleaning (all units - savings at 50% of DEER) Com All CZ07 VintAll |  | System | Commercial | 01-ALC-AllCommercial-Cooling | 0 |  |  |  |  | 9.9998 | 10 | 0 | 0 | 0 | -0.0002249 | 60 |  | kWh | 0.047 | 0 | Commercial | [7 empty] | 3 | 0.78 |  |  |  | 1 | 2 | 0 | 0 | 0 | 0 | 0 | 0 | 0 | 0 | 0 | 0 | 2009 Qtr 1: 0; 2009 Qtr 2: 0; 2009 Qtr 3: 0; 2009 Qtr 4: 2; 2010 Qtr 1: 0; 2010 Qtr 2: 0; 2010 Qtr 3: 0; 2010 Qtr 4: 0; 2011 Qtr 1: 0; 2011 Qtr 2: 0; 2011 Qtr 3: 0; 2011 Qtr 4: 0 | 2
SDGE3043_KEM_3PKEMAHVACTraining,InstallationandMaint. | 267029-Commercial HVAC Diagnostic/Tune-up Com All CZ07 VintAll |  | System | Commercial | 01-ALC-AllCommercial-Cooling | 0 |  |  |  |  | 72.1918 | 67.6133 | 0 | 0 | 0 | 4.5785 | 60.0094 |  | kWh | 0.046765 | 0 | Commercial | [7 empty] | 10 | 0.85 |  |  |  | 1 | 3.35 | 0 | 0 | 0 | 0 | 0 | 0 | 0 | 0 | 0 | 0 | 2009 Qtr 1: 0; 2009 Qtr 2: 0; 2009 Qtr 3: 0; 2009 Qtr 4: 3.35; 2010 Qtr 1: 0; 2010 Qtr 2: 0; 2010 Qtr 3: 0; 2010 Qtr 4: 0; 2011 Qtr 1: 0; 2011 Qtr 2: 0; 2011 Qtr 3: 0; 2011 Qtr 4: 0 | 3.35
SDGE3043_KEM_3PKEMAHVACTraining,InstallationandMaint. | 267044-Commercial Condensor Coil Cleaning (all units - savings at 50% of DEER) Com All CZ07 VintAll |  | System | Commercial | 01-ALC-AllCommercial-Cooling | 0 |  |  |  |  | 9.9998 | 10 | 0 | 0 | 0 | -0.0002249 | 60 |  | kWh | 0.047 | 0 | Commercial | [7 empty] | 3 | 0.78 |  |  |  | 1 | 5 | 0 | 0 | 0 | 0 | 0 | 0 | 0 | 0 | 0 | 0 | 2009 Qtr 1: 0; 2009 Qtr 2: 0; 2009 Qtr 3: 0; 2009 Qtr 4: 5; 2010 Qtr 1: 0; 2010 Qtr 2: 0; 2010 Qtr 3: 0; 2010 Qtr 4: 0; 2011 Qtr 1: 0; 2011 Qtr 2: 0; 2011 Qtr 3: 0; 2011 Qtr 4: 0 | 5
SDGE3043_KEM_3PKEMAHVACTraining,InstallationandMaint. | 267044-Commercial Condensor Coil Cleaning (all units - savings at 50% of DEER) Com All CZ07 VintAll |  | System | Commercial | 01-ALC-AllCommercial-Cooling | 0 |  |  |  |  | 9.9998 | 12.5 | 0 | 0 | 0 | -2.5002 | 60 |  | kWh | 0.047 | 0 | Commercial | [7 empty] | 3 | 0.78 |  |  |  | 1 | 2 | 0 | 0 | 0 | 0 | 0 | 0 | 0 | 0 | 0 | 0 | 2009 Qtr 1: 0; 2009 Qtr 2: 0; 2009 Qtr 3: 0; 2009 Qtr 4: 2; 2010 Qtr 1: 0; 2010 Qtr 2: 0; 2010 Qtr 3: 0; 2010 Qtr 4: 0; 2011 Qtr 1: 0; 2011 Qtr 2: 0; 2011 Qtr 3: 0; 2011 Qtr 4: 0 | 2
SDGE3043_KEM_3PKEMAHVACTraining,InstallationandMaint. | 267029-Commercial HVAC Diagnostic/Tune-up Com All CZ07 VintAll |  | System | Commercial | 01-ALC-AllCommercial-Cooling | 0 |  |  |  |  | 72.1918 | 67.6133 | 0 | 0 | 0 | 4.5785 | 60.0094 |  | kWh | 0.046765 | 0 | Commercial | [7 empty] | 10 | 0.85 |  |  |  | 1 | 2.01 | 0 | 0 | 0 | 0 | 0 | 0 | 0 | 0 | 0 | 0 | 2009 Qtr 1: 0; 2009 Qtr 2: 0; 2009 Qtr 3: 0; 2009 Qtr 4: 2.01; 2010 Qtr 1: 0; 2010 Qtr 2: 0; 2010 Qtr 3: 0; 2010 Qtr 4: 0; 2011 Qtr 1: 0; 2011 Qtr 2: 0; 2011 Qtr 3: 0; 2011 Qtr 4: 0 | 2.01
SDGE3043_KEM_3PKEMAHVACTraining,InstallationandMaint. | 267044-Commercial Condensor Coil Cleaning (all units - savings at 50% of DEER) Com All CZ07 VintAll |  | System | Commercial | 01-ALC-AllCommercial-Cooling | 0 |  |  |  |  | 9.9998 | 10 | 0 | 0 | 0 | -0.0002249 | 60 |  | kWh | 0.047 | 0 | Commercial | [7 empty] | 3 | 0.78 |  |  |  | 1 | 3 | 0 | 0 | 0 | 0 | 0 | 0 | 0 | 0 | 0 | 0 | 2009 Qtr 1: 0; 2009 Qtr 2: 0; 2009 Qtr 3: 0; 2009 Qtr 4: 3; 2010 Qtr 1: 0; 2010 Qtr 2: 0; 2010 Qtr 3: 0; 2010 Qtr 4: 0; 2011 Qtr 1: 0; 2011 Qtr 2: 0; 2011 Qtr 3: 0; 2011 Qtr 4: 0 | 3
SDGE3043_KEM_3PKEMAHVACTraining,InstallationandMaint. | 267029-Commercial HVAC Diagnostic/Tune-up Com All CZ07 VintAll |  | System | Commercial | 01-ALC-AllCommercial-Cooling | 0 |  |  |  |  | 72.1918 | 67.6133 | 0 | 0 | 0 | 4.5785 | 60.0094 |  | kWh | 0.046765 | 0 | Commercial | [7 empty] | 10 | 0.85 |  |  |  | 1 | 3.35 | 0 | 0 | 0 | 0 | 0 | 0 | 0 | 0 | 0 | 0 | 2009 Qtr 1: 0; 2009 Qtr 2: 0; 2009 Qtr 3: 0; 2009 Qtr 4: 3.35; 2010 Qtr 1: 0; 2010 Qtr 2: 0; 2010 Qtr 3: 0; 2010 Qtr 4: 0; 2011 Qtr 1: 0; 2011 Qtr 2: 0; 2011 Qtr 3: 0; 2011 Qtr 4: 0 | 3.35
SDGE3043_KEM_3PKEMAHVACTraining,InstallationandMaint. | 267044-Commercial Condensor Coil Cleaning (all units - savings at 50% of DEER) Com All CZ07 VintAll |  | System | Commercial | 01-ALC-AllCommercial-Cooling | 0 |  |  |  |  | 9.9998 | 10 | 0 | 0 | 0 | -0.0002249 | 60 |  | kWh | 0.047 | 0 | Commercial | [7 empty] | 3 | 0.78 |  |  |  | 1 | 5 | 0 | 0 | 0 | 0 | 0 | 0 | 0 | 0 | 0 | 0 | 2009 Qtr 1: 0; 2009 Qtr 2: 0; 2009 Qtr 3: 0; 2009 Qtr 4: 5; 2010 Qtr 1: 0; 2010 Qtr 2: 0; 2010 Qtr 3: 0; 2010 Qtr 4: 0; 2011 Qtr 1: 0; 2011 Qtr 2: 0; 2011 Qtr 3: 0; 2011 Qtr 4: 0 | 5
SDGE3043_KEM_3PKEMAHVACTraining,InstallationandMaint. | 267044-Commercial Condensor Coil Cleaning (all units - savings at 50% of DEER) Com All CZ07 VintAll |  | System | Commercial | 01-ALC-AllCommercial-Cooling | 0 |  |  |  |  | 9.9998 | 10 | 0 | 0 | 0 | -0.0002249 | 60 |  | kWh | 0.047 | 0 | Commercial | [7 empty] | 3 | 0.78 |  |  |  | 1 | 5 | 0 | 0 | 0 | 0 | 0 | 0 | 0 | 0 | 0 | 0 | 2009 Qtr 1: 0; 2009 Qtr 2: 0; 2009 Qtr 3: 0; 2009 Qtr 4: 5; 2010 Qtr 1: 0; 2010 Qtr 2: 0; 2010 Qtr 3: 0; 2010 Qtr 4: 0; 2011 Qtr 1: 0; 2011 Qtr 2: 0; 2011 Qtr 3: 0; 2011 Qtr 4: 0 | 5
SDGE3043_KEM_3PKEMAHVACTraining,InstallationandMaint. | 267034-High Refrigerant Charge Adjustment (>= ±20% rated charge) Resid MF CZ10 Vint05 |  | System | Residential | 13-MFM-ResidentialMulti-family-SP_COOL | 0 |  |  |  |  | 66.33 | 53 | 0 | 0 | 0 | 13.33 | 140.383 |  | kWh | 0.19848 | -0.066812 | Residential |  | Winter Only | [5 empty] | 10 | 0.78 |  |  |  | 1 | 2 | 0 | 0 | 0 | 0 | 0 | 0 | 0 | 0 | 0 | 0 | 2009 Qtr 1: 0; 2009 Qtr 2: 0; 2009 Qtr 3: 0; 2009 Qtr 4: 2; 2010 Qtr 1: 0; 2010 Qtr 2: 0; 2010 Qtr 3: 0; 2010 Qtr 4: 0; 2011 Qtr 1: 0; 2011 Qtr 2: 0; 2011 Qtr 3: 0; 2011 Qtr 4: 0 | 2
SDGE3043_KEM_3PKEMAHVACTraining,InstallationandMaint. | 267042-Residential Condensor Coil Cleaning Resid MF CZ10 VintAll |  | System | Residential | 13-MFM-ResidentialMulti-family-SP_COOL | 0 |  |  |  |  | 50 | 50 | 0 | 0 | 0 | 0 | 180 |  | kWh | 0.2376 | 0 | Residential | [7 empty] | 3 | 0.78 |  |  |  | 1 | 1 | 0 | 0 | 0 | 0 | 0 | 0 | 0 | 0 | 0 | 0 | 2009 Qtr 1: 0; 2009 Qtr 2: 0; 2009 Qtr 3: 0; 2009 Qtr 4: 1; 2010 Qtr 1: 0; 2010 Qtr 2: 0; 2010 Qtr 3: 0; 2010 Qtr 4: 0; 2011 Qtr 1: 0; 2011 Qtr 2: 0; 2011 Qtr 3: 0; 2011 Qtr 4: 0 | 1
SDGE3043_KEM_3PKEMAHVACTraining,InstallationandMaint. | 267034-High Refrigerant Charge Adjustment (>= ±20% rated charge) Resid MF CZ10 Vint05 |  | System | Residential | 13-MFM-ResidentialMulti-family-SP_COOL | 0 |  |  |  |  | 66.33 | 53 | 0 | 0 | 0 | 13.33 | 140.383 |  | kWh | 0.19848 | -0.066812 | Residential |  | Winter Only | [5 empty] | 10 | 0.78 |  |  |  | 1 | 2 | 0 | 0 | 0 | 0 | 0 | 0 | 0 | 0 | 0 | 0 | 2009 Qtr 1: 0; 2009 Qtr 2: 0; 2009 Qtr 3: 0; 2009 Qtr 4: 2; 2010 Qtr 1: 0; 2010 Qtr 2: 0; 2010 Qtr 3: 0; 2010 Qtr 4: 0; 2011 Qtr 1: 0; 2011 Qtr 2: 0; 2011 Qtr 3: 0; 2011 Qtr 4: 0 | 2
SDGE3043_KEM_3PKEMAHVACTraining,InstallationandMaint. | 267042-Residential Condensor Coil Cleaning Resid MF CZ10 VintAll |  | System | Residential | 13-MFM-ResidentialMulti-family-SP_COOL | 0 |  |  |  |  | 50 | 50 | 0 | 0 | 0 | 0 | 180 |  | kWh | 0.2376 | 0 | Residential | [7 empty] | 3 | 0.78 |  |  |  | 1 | 1 | 0 | 0 | 0 | 0 | 0 | 0 | 0 | 0 | 0 | 0 | 2009 Qtr 1: 0; 2009 Qtr 2: 0; 2009 Qtr 3: 0; 2009 Qtr 4: 1; 2010 Qtr 1: 0; 2010 Qtr 2: 0; 2010 Qtr 3: 0; 2010 Qtr 4: 0; 2011 Qtr 1: 0; 2011 Qtr 2: 0; 2011 Qtr 3: 0; 2011 Qtr 4: 0 | 1
SDGE3043_KEM_3PKEMAHVACTraining,InstallationandMaint. | 267034-High Refrigerant Charge Adjustment (>= ±20% rated charge) Resid MF CZ10 Vint05 |  | System | Residential | 13-MFM-ResidentialMulti-family-SP_COOL | 0 |  |  |  |  | 66.33 | 53 | 0 | 0 | 0 | 13.33 | 140.383 |  | kWh | 0.19848 | -0.066812 | Residential |  | Winter Only | [5 empty] | 10 | 0.78 |  |  |  | 1 | 2 | 0 | 0 | 0 | 0 | 0 | 0 | 0 | 0 | 0 | 0 | 2009 Qtr 1: 0; 2009 Qtr 2: 0; 2009 Qtr 3: 0; 2009 Qtr 4: 2; 2010 Qtr 1: 0; 2010 Qtr 2: 0; 2010 Qtr 3: 0; 2010 Qtr 4: 0; 2011 Qtr 1: 0; 2011 Qtr 2: 0; 2011 Qtr 3: 0; 2011 Qtr 4: 0 | 2
SDGE3043_KEM_3PKEMAHVACTraining,InstallationandMaint. | 267042-Residential Condensor Coil Cleaning Resid MF CZ10 VintAll |  | System | Residential | 13-MFM-ResidentialMulti-family-SP_COOL | 0 |  |  |  |  | 50 | 50 | 0 | 0 | 0 | 0 | 180 |  | kWh | 0.2376 | 0 | Residential | [7 empty] | 3 | 0.78 |  |  |  | 1 | 1 | 0 | 0 | 0 | 0 | 0 | 0 | 0 | 0 | 0 | 0 | 2009 Qtr 1: 0; 2009 Qtr 2: 0; 2009 Qtr 3: 0; 2009 Qtr 4: 1; 2010 Qtr 1: 0; 2010 Qtr 2: 0; 2010 Qtr 3: 0; 2010 Qtr 4: 0; 2011 Qtr 1: 0; 2011 Qtr 2: 0; 2011 Qtr 3: 0; 2011 Qtr 4: 0 | 1
SDGE3043_KEM_3PKEMAHVACTraining,InstallationandMaint. | 267034-High Refrigerant Charge Adjustment (>= ±20% rated charge) Resid MF CZ10 Vint05 |  | System | Residential | 13-MFM-ResidentialMulti-family-SP_COOL | 0 |  |  |  |  | 66.33 | 53 | 0 | 0 | 0 | 13.33 | 140.383 |  | kWh | 0.19848 | -0.066812 | Residential |  | Winter Only | [5 empty] | 10 | 0.78 |  |  |  | 1 | 2 | 0 | 0 | 0 | 0 | 0 | 0 | 0 | 0 | 0 | 0 | 2009 Qtr 1: 0; 2009 Qtr 2: 0; 2009 Qtr 3: 0; 2009 Qtr 4: 2; 2010 Qtr 1: 0; 2010 Qtr 2: 0; 2010 Qtr 3: 0; 2010 Qtr 4: 0; 2011 Qtr 1: 0; 2011 Qtr 2: 0; 2011 Qtr 3: 0; 2011 Qtr 4: 0 | 2
SDGE3043_KEM_3PKEMAHVACTraining,InstallationandMaint. | 267042-Residential Condensor Coil Cleaning Resid MF CZ10 VintAll |  | System | Residential | 13-MFM-ResidentialMulti-family-SP_COOL | 0 |  |  |  |  | 50 | 50 | 0 | 0 | 0 | 0 | 180 |  | kWh | 0.2376 | 0 | Residential | [7 empty] | 3 | 0.78 |  |  |  | 1 | 1 | 0 | 0 | 0 | 0 | 0 | 0 | 0 | 0 | 0 | 0 | 2009 Qtr 1: 0; 2009 Qtr 2: 0; 2009 Qtr 3: 0; 2009 Qtr 4: 1; 2010 Qtr 1: 0; 2010 Qtr 2: 0; 2010 Qtr 3: 0; 2010 Qtr 4: 0; 2011 Qtr 1: 0; 2011 Qtr 2: 0; 2011 Qtr 3: 0; 2011 Qtr 4: 0 | 1
SDGE3043_KEM_3PKEMAHVACTraining,InstallationandMaint. | 267034-High Refrigerant Charge Adjustment (>= ±20% rated charge) Resid MF CZ10 Vint05 |  | System | Residential | 13-MFM-ResidentialMulti-family-SP_COOL | 0 |  |  |  |  | 66.33 | 53 | 0 | 0 | 0 | 13.33 | 140.383 |  | kWh | 0.19848 | -0.066812 | Residential |  | Winter Only | [5 empty] | 10 | 0.78 |  |  |  | 1 | 2 | 0 | 0 | 0 | 0 | 0 | 0 | 0 | 0 | 0 | 0 | 2009 Qtr 1: 0; 2009 Qtr 2: 0; 2009 Qtr 3: 0; 2009 Qtr 4: 2; 2010 Qtr 1: 0; 2010 Qtr 2: 0; 2010 Qtr 3: 0; 2010 Qtr 4: 0; 2011 Qtr 1: 0; 2011 Qtr 2: 0; 2011 Qtr 3: 0; 2011 Qtr 4: 0 | 2
SDGE3043_KEM_3PKEMAHVACTraining,InstallationandMaint. | 267042-Residential Condensor Coil Cleaning Resid MF CZ10 VintAll |  | System | Residential | 13-MFM-ResidentialMulti-family-SP_COOL | 0 |  |  |  |  | 50 | 50 | 0 | 0 | 0 | 0 | 180 |  | kWh | 0.2376 | 0 | Residential | [7 empty] | 3 | 0.78 |  |  |  | 1 | 1 | 0 | 0 | 0 | 0 | 0 | 0 | 0 | 0 | 0 | 0 | 2009 Qtr 1: 0; 2009 Qtr 2: 0; 2009 Qtr 3: 0; 2009 Qtr 4: 1; 2010 Qtr 1: 0; 2010 Qtr 2: 0; 2010 Qtr 3: 0; 2010 Qtr 4: 0; 2011 Qtr 1: 0; 2011 Qtr 2: 0; 2011 Qtr 3: 0; 2011 Qtr 4: 0 | 1
SDGE3043_KEM_3PKEMAHVACTraining,InstallationandMaint. | 267034-High Refrigerant Charge Adjustment (>= ±20% rated charge) Resid MF CZ10 Vint05 |  | System | Residential | 13-MFM-ResidentialMulti-family-SP_COOL | 0 |  |  |  |  | 66.33 | 53 | 0 | 0 | 0 | 13.33 | 140.383 |  | kWh | 0.19848 | -0.066812 | Residential |  | Winter Only | [5 empty] | 10 | 0.78 |  |  |  | 1 | 2 | 0 | 0 | 0 | 0 | 0 | 0 | 0 | 0 | 0 | 0 | 2009 Qtr 1: 0; 2009 Qtr 2: 0; 2009 Qtr 3: 0; 2009 Qtr 4: 2; 2010 Qtr 1: 0; 2010 Qtr 2: 0; 2010 Qtr 3: 0; 2010 Qtr 4: 0; 2011 Qtr 1: 0; 2011 Qtr 2: 0; 2011 Qtr 3: 0; 2011 Qtr 4: 0 | 2
SDGE3043_KEM_3PKEMAHVACTraining,InstallationandMaint. | 267042-Residential Condensor Coil Cleaning Resid MF CZ10 VintAll |  | System | Residential | 13-MFM-ResidentialMulti-family-SP_COOL | 0 |  |  |  |  | 50 | 50 | 0 | 0 | 0 | 0 | 180 |  | kWh | 0.2376 | 0 | Residential | [7 empty] | 3 | 0.78 |  |  |  | 1 | 1 | 0 | 0 | 0 | 0 | 0 | 0 | 0 | 0 | 0 | 0 | 2009 Qtr 1: 0; 2009 Qtr 2: 0; 2009 Qtr 3: 0; 2009 Qtr 4: 1; 2010 Qtr 1: 0; 2010 Qtr 2: 0; 2010 Qtr 3: 0; 2010 Qtr 4: 0; 2011 Qtr 1: 0; 2011 Qtr 2: 0; 2011 Qtr 3: 0; 2011 Qtr 4: 0 | 1
SDGE3043_KEM_3PKEMAHVACTraining,InstallationandMaint. | 267034-High Refrigerant Charge Adjustment (>= ±20% rated charge) Resid MF CZ10 Vint05 |  | System | Residential | 13-MFM-ResidentialMulti-family-SP_COOL | 0 |  |  |  |  | 66.33 | 53 | 0 | 0 | 0 | 13.33 | 140.383 |  | kWh | 0.19848 | -0.066812 | Residential |  | Winter Only | [5 empty] | 10 | 0.78 |  |  |  | 1 | 2 | 0 | 0 | 0 | 0 | 0 | 0 | 0 | 0 | 0 | 0 | 2009 Qtr 1: 0; 2009 Qtr 2: 0; 2009 Qtr 3: 0; 2009 Qtr 4: 2; 2010 Qtr 1: 0; 2010 Qtr 2: 0; 2010 Qtr 3: 0; 2010 Qtr 4: 0; 2011 Qtr 1: 0; 2011 Qtr 2: 0; 2011 Qtr 3: 0; 2011 Qtr 4: 0 | 2
SDGE3043_KEM_3PKEMAHVACTraining,InstallationandMaint. | 267042-Residential Condensor Coil Cleaning Resid MF CZ10 VintAll |  | System | Residential | 13-MFM-ResidentialMulti-family-SP_COOL | 0 |  |  |  |  | 50 | 50 | 0 | 0 | 0 | 0 | 180 |  | kWh | 0.2376 | 0 | Residential | [7 empty] | 3 | 0.78 |  |  |  | 1 | 1 | 0 | 0 | 0 | 0 | 0 | 0 | 0 | 0 | 0 | 0 | 2009 Qtr 1: 0; 2009 Qtr 2: 0; 2009 Qtr 3: 0; 2009 Qtr 4: 1; 2010 Qtr 1: 0; 2010 Qtr 2: 0; 2010 Qtr 3: 0; 2010 Qtr 4: 0; 2011 Qtr 1: 0; 2011 Qtr 2: 0; 2011 Qtr 3: 0; 2011 Qtr 4: 0 | 1
SDGE3043_KEM_3PKEMAHVACTraining,InstallationandMaint. | 267034-High Refrigerant Charge Adjustment (>= ±20% rated charge) Resid MF CZ10 Vint05 |  | System | Residential | 13-MFM-ResidentialMulti-family-SP_COOL | 0 |  |  |  |  | 66.33 | 53 | 0 | 0 | 0 | 13.33 | 140.383 |  | kWh | 0.19848 | -0.066812 | Residential |  | Winter Only | [5 empty] | 10 | 0.78 |  |  |  | 1 | 2 | 0 | 0 | 0 | 0 | 0 | 0 | 0 | 0 | 0 | 0 | 2009 Qtr 1: 0; 2009 Qtr 2: 0; 2009 Qtr 3: 0; 2009 Qtr 4: 2; 2010 Qtr 1: 0; 2010 Qtr 2: 0; 2010 Qtr 3: 0; 2010 Qtr 4: 0; 2011 Qtr 1: 0; 2011 Qtr 2: 0; 2011 Qtr 3: 0; 2011 Qtr 4: 0 | 2
SDGE3043_KEM_3PKEMAHVACTraining,InstallationandMaint. | 267042-Residential Condensor Coil Cleaning Resid MF CZ10 VintAll |  | System | Residential | 13-MFM-ResidentialMulti-family-SP_COOL | 0 |  |  |  |  | 50 | 50 | 0 | 0 | 0 | 0 | 180 |  | kWh | 0.2376 | 0 | Residential | [7 empty] | 3 | 0.78 |  |  |  | 1 | 1 | 0 | 0 | 0 | 0 | 0 | 0 | 0 | 0 | 0 | 0 | 2009 Qtr 1: 0; 2009 Qtr 2: 0; 2009 Qtr 3: 0; 2009 Qtr 4: 1; 2010 Qtr 1: 0; 2010 Qtr 2: 0; 2010 Qtr 3: 0; 2010 Qtr 4: 0; 2011 Qtr 1: 0; 2011 Qtr 2: 0; 2011 Qtr 3: 0; 2011 Qtr 4: 0 | 1
SDGE3043_KEM_3PKEMAHVACTraining,InstallationandMaint. | 267034-High Refrigerant Charge Adjustment (>= ±20% rated charge) Resid MF CZ10 Vint05 |  | System | Residential | 13-MFM-ResidentialMulti-family-SP_COOL | 0 |  |  |  |  | 66.33 | 53 | 0 | 0 | 0 | 13.33 | 140.383 |  | kWh | 0.19848 | -0.066812 | Residential |  | Winter Only | [5 empty] | 10 | 0.78 |  |  |  | 1 | 2 | 0 | 0 | 0 | 0 | 0 | 0 | 0 | 0 | 0 | 0 | 2009 Qtr 1: 0; 2009 Qtr 2: 0; 2009 Qtr 3: 0; 2009 Qtr 4: 2; 2010 Qtr 1: 0; 2010 Qtr 2: 0; 2010 Qtr 3: 0; 2010 Qtr 4: 0; 2011 Qtr 1: 0; 2011 Qtr 2: 0; 2011 Qtr 3: 0; 2011 Qtr 4: 0 | 2
SDGE3043_KEM_3PKEMAHVACTraining,InstallationandMaint. | 267042-Residential Condensor Coil Cleaning Resid MF CZ10 VintAll |  | System | Residential | 13-MFM-ResidentialMulti-family-SP_COOL | 0 |  |  |  |  | 50 | 50 | 0 | 0 | 0 | 0 | 180 |  | kWh | 0.2376 | 0 | Residential | [7 empty] | 3 | 0.78 |  |  |  | 1 | 1 | 0 | 0 | 0 | 0 | 0 | 0 | 0 | 0 | 0 | 0 | 2009 Qtr 1: 0; 2009 Qtr 2: 0; 2009 Qtr 3: 0; 2009 Qtr 4: 1; 2010 Qtr 1: 0; 2010 Qtr 2: 0; 2010 Qtr 3: 0; 2010 Qtr 4: 0; 2011 Qtr 1: 0; 2011 Qtr 2: 0; 2011 Qtr 3: 0; 2011 Qtr 4: 0 | 1
SDGE3043_KEM_3PKEMAHVACTraining,InstallationandMaint. | 267034-High Refrigerant Charge Adjustment (>= ±20% rated charge) Resid MF CZ10 Vint05 |  | System | Residential | 13-MFM-ResidentialMulti-family-SP_COOL | 0 |  |  |  |  | 66.33 | 53 | 0 | 0 | 0 | 13.33 | 140.383 |  | kWh | 0.19848 | -0.066812 | Residential |  | Winter Only | [5 empty] | 10 | 0.78 |  |  |  | 1 | 2 | 0 | 0 | 0 | 0 | 0 | 0 | 0 | 0 | 0 | 0 | 2009 Qtr 1: 0; 2009 Qtr 2: 0; 2009 Qtr 3: 0; 2009 Qtr 4: 2; 2010 Qtr 1: 0; 2010 Qtr 2: 0; 2010 Qtr 3: 0; 2010 Qtr 4: 0; 2011 Qtr 1: 0; 2011 Qtr 2: 0; 2011 Qtr 3: 0; 2011 Qtr 4: 0 | 2
SDGE3043_KEM_3PKEMAHVACTraining,InstallationandMaint. | 267042-Residential Condensor Coil Cleaning Resid MF CZ10 VintAll |  | System | Residential | 13-MFM-ResidentialMulti-family-SP_COOL | 0 |  |  |  |  | 50 | 50 | 0 | 0 | 0 | 0 | 180 |  | kWh | 0.2376 | 0 | Residential | [7 empty] | 3 | 0.78 |  |  |  | 1 | 1 | 0 | 0 | 0 | 0 | 0 | 0 | 0 | 0 | 0 | 0 | 2009 Qtr 1: 0; 2009 Qtr 2: 0; 2009 Qtr 3: 0; 2009 Qtr 4: 1; 2010 Qtr 1: 0; 2010 Qtr 2: 0; 2010 Qtr 3: 0; 2010 Qtr 4: 0; 2011 Qtr 1: 0; 2011 Qtr 2: 0; 2011 Qtr 3: 0; 2011 Qtr 4: 0 | 1
SDGE3043_KEM_3PKEMAHVACTraining,InstallationandMaint. | 267033-High Refrigerant Charge Adjustment (>= ±20% rated charge) Resid MF CZ10 Vint04 |  | System | Residential | 13-MFM-ResidentialMulti-family-SP_COOL | 0 |  |  |  |  | 66.33 | 79.5 | 0 | 0 | 0 | -13.17 | 171.246 |  | kWh | 0.22612 | -0.10521 | Residential |  | Winter Only | [5 empty] | 10 | 0.78 |  |  |  | 1 | 1 | 0 | 0 | 0 | 0 | 0 | 0 | 0 | 0 | 0 | 0 | 2009 Qtr 1: 0; 2009 Qtr 2: 0; 2009 Qtr 3: 0; 2009 Qtr 4: 1; 2010 Qtr 1: 0; 2010 Qtr 2: 0; 2010 Qtr 3: 0; 2010 Qtr 4: 0; 2011 Qtr 1: 0; 2011 Qtr 2: 0; 2011 Qtr 3: 0; 2011 Qtr 4: 0 | 1
SDGE3043_KEM_3PKEMAHVACTraining,InstallationandMaint. | 267042-Residential Condensor Coil Cleaning Resid MF CZ10 VintAll |  | System | Residential | 13-MFM-ResidentialMulti-family-SP_COOL | 0 |  |  |  |  | 50 | 50 | 0 | 0 | 0 | 0 | 180 |  | kWh | 0.2376 | 0 | Residential | [7 empty] | 3 | 0.78 |  |  |  | 1 | 1 | 0 | 0 | 0 | 0 | 0 | 0 | 0 | 0 | 0 | 0 | 2009 Qtr 1: 0; 2009 Qtr 2: 0; 2009 Qtr 3: 0; 2009 Qtr 4: 1; 2010 Qtr 1: 0; 2010 Qtr 2: 0; 2010 Qtr 3: 0; 2010 Qtr 4: 0; 2011 Qtr 1: 0; 2011 Qtr 2: 0; 2011 Qtr 3: 0; 2011 Qtr 4: 0 | 1
SDGE3043_KEM_3PKEMAHVACTraining,InstallationandMaint. | 267033-High Refrigerant Charge Adjustment (>= ±20% rated charge) Resid MF CZ10 Vint04 |  | System | Residential | 13-MFM-ResidentialMulti-family-SP_COOL | 0 |  |  |  |  | 66.33 | 79.5 | 0 | 0 | 0 | -13.17 | 171.246 |  | kWh | 0.22612 | -0.10521 | Residential |  | Winter Only | [5 empty] | 10 | 0.78 |  |  |  | 1 | 1 | 0 | 0 | 0 | 0 | 0 | 0 | 0 | 0 | 0 | 0 | 2009 Qtr 1: 0; 2009 Qtr 2: 0; 2009 Qtr 3: 0; 2009 Qtr 4: 1; 2010 Qtr 1: 0; 2010 Qtr 2: 0; 2010 Qtr 3: 0; 2010 Qtr 4: 0; 2011 Qtr 1: 0; 2011 Qtr 2: 0; 2011 Qtr 3: 0; 2011 Qtr 4: 0 | 1
SDGE3043_KEM_3PKEMAHVACTraining,InstallationandMaint. | 267042-Residential Condensor Coil Cleaning Resid MF CZ10 VintAll |  | System | Residential | 13-MFM-ResidentialMulti-family-SP_COOL | 0 |  |  |  |  | 50 | 50 | 0 | 0 | 0 | 0 | 180 |  | kWh | 0.2376 | 0 | Residential | [7 empty] | 3 | 0.78 |  |  |  | 1 | 1 | 0 | 0 | 0 | 0 | 0 | 0 | 0 | 0 | 0 | 0 | 2009 Qtr 1: 0; 2009 Qtr 2: 0; 2009 Qtr 3: 0; 2009 Qtr 4: 1; 2010 Qtr 1: 0; 2010 Qtr 2: 0; 2010 Qtr 3: 0; 2010 Qtr 4: 0; 2011 Qtr 1: 0; 2011 Qtr 2: 0; 2011 Qtr 3: 0; 2011 Qtr 4: 0 | 1
SDGE3043_KEM_3PKEMAHVACTraining,InstallationandMaint. | 267033-High Refrigerant Charge Adjustment (>= ±20% rated charge) Resid MF CZ10 Vint04 |  | System | Residential | 13-MFM-ResidentialMulti-family-SP_COOL | 0 |  |  |  |  | 66.33 | 79.5 | 0 | 0 | 0 | -13.17 | 171.246 |  | kWh | 0.22612 | -0.10521 | Residential |  | Winter Only | [5 empty] | 10 | 0.78 |  |  |  | 1 | 1 | 0 | 0 | 0 | 0 | 0 | 0 | 0 | 0 | 0 | 0 | 2009 Qtr 1: 0; 2009 Qtr 2: 0; 2009 Qtr 3: 0; 2009 Qtr 4: 1; 2010 Qtr 1: 0; 2010 Qtr 2: 0; 2010 Qtr 3: 0; 2010 Qtr 4: 0; 2011 Qtr 1: 0; 2011 Qtr 2: 0; 2011 Qtr 3: 0; 2011 Qtr 4: 0 | 1
SDGE3043_KEM_3PKEMAHVACTraining,InstallationandMaint. | 267042-Residential Condensor Coil Cleaning Resid MF CZ10 VintAll |  | System | Residential | 13-MFM-ResidentialMulti-family-SP_COOL | 0 |  |  |  |  | 50 | 50 | 0 | 0 | 0 | 0 | 180 |  | kWh | 0.2376 | 0 | Residential | [7 empty] | 3 | 0.78 |  |  |  | 1 | 1 | 0 | 0 | 0 | 0 | 0 | 0 | 0 | 0 | 0 | 0 | 2009 Qtr 1: 0; 2009 Qtr 2: 0; 2009 Qtr 3: 0; 2009 Qtr 4: 1; 2010 Qtr 1: 0; 2010 Qtr 2: 0; 2010 Qtr 3: 0; 2010 Qtr 4: 0; 2011 Qtr 1: 0; 2011 Qtr 2: 0; 2011 Qtr 3: 0; 2011 Qtr 4: 0 | 1
SDGE3043_KEM_3PKEMAHVACTraining,InstallationandMaint. | 267033-High Refrigerant Charge Adjustment (>= ±20% rated charge) Resid MF CZ10 Vint04 |  | System | Residential | 13-MFM-ResidentialMulti-family-SP_COOL | 0 |  |  |  |  | 66.33 | 79.5 | 0 | 0 | 0 | -13.17 | 171.246 |  | kWh | 0.22612 | -0.10521 | Residential |  | Winter Only | [5 empty] | 10 | 0.78 |  |  |  | 1 | 1 | 0 | 0 | 0 | 0 | 0 | 0 | 0 | 0 | 0 | 0 | 2009 Qtr 1: 0; 2009 Qtr 2: 0; 2009 Qtr 3: 0; 2009 Qtr 4: 1; 2010 Qtr 1: 0; 2010 Qtr 2: 0; 2010 Qtr 3: 0; 2010 Qtr 4: 0; 2011 Qtr 1: 0; 2011 Qtr 2: 0; 2011 Qtr 3: 0; 2011 Qtr 4: 0 | 1
SDGE3043_KEM_3PKEMAHVACTraining,InstallationandMaint. | 267042-Residential Condensor Coil Cleaning Resid MF CZ10 VintAll |  | System | Residential | 13-MFM-ResidentialMulti-family-SP_COOL | 0 |  |  |  |  | 50 | 50 | 0 | 0 | 0 | 0 | 180 |  | kWh | 0.2376 | 0 | Residential | [7 empty] | 3 | 0.78 |  |  |  | 1 | 1 | 0 | 0 | 0 | 0 | 0 | 0 | 0 | 0 | 0 | 0 | 2009 Qtr 1: 0; 2009 Qtr 2: 0; 2009 Qtr 3: 0; 2009 Qtr 4: 1; 2010 Qtr 1: 0; 2010 Qtr 2: 0; 2010 Qtr 3: 0; 2010 Qtr 4: 0; 2011 Qtr 1: 0; 2011 Qtr 2: 0; 2011 Qtr 3: 0; 2011 Qtr 4: 0 | 1
SDGE3043_KEM_3PKEMAHVACTraining,InstallationandMaint. | 267033-High Refrigerant Charge Adjustment (>= ±20% rated charge) Resid MF CZ10 Vint04 |  | System | Residential | 13-MFM-ResidentialMulti-family-SP_COOL | 0 |  |  |  |  | 66.33 | 79.5 | 0 | 0 | 0 | -13.17 | 171.246 |  | kWh | 0.22612 | -0.10521 | Residential |  | Winter Only | [5 empty] | 10 | 0.78 |  |  |  | 1 | 1 | 0 | 0 | 0 | 0 | 0 | 0 | 0 | 0 | 0 | 0 | 2009 Qtr 1: 0; 2009 Qtr 2: 0; 2009 Qtr 3: 0; 2009 Qtr 4: 1; 2010 Qtr 1: 0; 2010 Qtr 2: 0; 2010 Qtr 3: 0; 2010 Qtr 4: 0; 2011 Qtr 1: 0; 2011 Qtr 2: 0; 2011 Qtr 3: 0; 2011 Qtr 4: 0 | 1
SDGE3043_KEM_3PKEMAHVACTraining,InstallationandMaint. | 267042-Residential Condensor Coil Cleaning Resid MF CZ10 VintAll |  | System | Residential | 13-MFM-ResidentialMulti-family-SP_COOL | 0 |  |  |  |  | 50 | 50 | 0 | 0 | 0 | 0 | 180 |  | kWh | 0.2376 | 0 | Residential | [7 empty] | 3 | 0.78 |  |  |  | 1 | 1 | 0 | 0 | 0 | 0 | 0 | 0 | 0 | 0 | 0 | 0 | 2009 Qtr 1: 0; 2009 Qtr 2: 0; 2009 Qtr 3: 0; 2009 Qtr 4: 1; 2010 Qtr 1: 0; 2010 Qtr 2: 0; 2010 Qtr 3: 0; 2010 Qtr 4: 0; 2011 Qtr 1: 0; 2011 Qtr 2: 0; 2011 Qtr 3: 0; 2011 Qtr 4: 0 | 1
SDGE3043_KEM_3PKEMAHVACTraining,InstallationandMaint. | 267033-High Refrigerant Charge Adjustment (>= ±20% rated charge) Resid MF CZ10 Vint04 |  | System | Residential | 13-MFM-ResidentialMulti-family-SP_COOL | 0 |  |  |  |  | 66.33 | 53 | 0 | 0 | 0 | 13.33 | 171.246 |  | kWh | 0.22612 | -0.10521 | Residential |  | Winter Only | [5 empty] | 10 | 0.78 |  |  |  | 1 | 2 | 0 | 0 | 0 | 0 | 0 | 0 | 0 | 0 | 0 | 0 | 2009 Qtr 1: 0; 2009 Qtr 2: 0; 2009 Qtr 3: 0; 2009 Qtr 4: 2; 2010 Qtr 1: 0; 2010 Qtr 2: 0; 2010 Qtr 3: 0; 2010 Qtr 4: 0; 2011 Qtr 1: 0; 2011 Qtr 2: 0; 2011 Qtr 3: 0; 2011 Qtr 4: 0 | 2
SDGE3043_KEM_3PKEMAHVACTraining,InstallationandMaint. | 267042-Residential Condensor Coil Cleaning Resid MF CZ10 VintAll |  | System | Residential | 13-MFM-ResidentialMulti-family-SP_COOL | 0 |  |  |  |  | 50 | 50 | 0 | 0 | 0 | 0 | 180 |  | kWh | 0.2376 | 0 | Residential | [7 empty] | 3 | 0.78 |  |  |  | 1 | 1 | 0 | 0 | 0 | 0 | 0 | 0 | 0 | 0 | 0 | 0 | 2009 Qtr 1: 0; 2009 Qtr 2: 0; 2009 Qtr 3: 0; 2009 Qtr 4: 1; 2010 Qtr 1: 0; 2010 Qtr 2: 0; 2010 Qtr 3: 0; 2010 Qtr 4: 0; 2011 Qtr 1: 0; 2011 Qtr 2: 0; 2011 Qtr 3: 0; 2011 Qtr 4: 0 | 1
SDGE3043_KEM_3PKEMAHVACTraining,InstallationandMaint. | 267033-High Refrigerant Charge Adjustment (>= ±20% rated charge) Resid MF CZ10 Vint04 |  | System | Residential | 13-MFM-ResidentialMulti-family-SP_COOL | 0 |  |  |  |  | 66.33 | 53 | 0 | 0 | 0 | 13.33 | 171.246 |  | kWh | 0.22612 | -0.10521 | Residential |  | Winter Only | [5 empty] | 10 | 0.78 |  |  |  | 1 | 2 | 0 | 0 | 0 | 0 | 0 | 0 | 0 | 0 | 0 | 0 | 2009 Qtr 1: 0; 2009 Qtr 2: 0; 2009 Qtr 3: 0; 2009 Qtr 4: 2; 2010 Qtr 1: 0; 2010 Qtr 2: 0; 2010 Qtr 3: 0; 2010 Qtr 4: 0; 2011 Qtr 1: 0; 2011 Qtr 2: 0; 2011 Qtr 3: 0; 2011 Qtr 4: 0 | 2
SDGE3043_KEM_3PKEMAHVACTraining,InstallationandMaint. | 267042-Residential Condensor Coil Cleaning Resid MF CZ10 VintAll |  | System | Residential | 13-MFM-ResidentialMulti-family-SP_COOL | 0 |  |  |  |  | 50 | 50 | 0 | 0 | 0 | 0 | 180 |  | kWh | 0.2376 | 0 | Residential | [7 empty] | 3 | 0.78 |  |  |  | 1 | 1 | 0 | 0 | 0 | 0 | 0 | 0 | 0 | 0 | 0 | 0 | 2009 Qtr 1: 0; 2009 Qtr 2: 0; 2009 Qtr 3: 0; 2009 Qtr 4: 1; 2010 Qtr 1: 0; 2010 Qtr 2: 0; 2010 Qtr 3: 0; 2010 Qtr 4: 0; 2011 Qtr 1: 0; 2011 Qtr 2: 0; 2011 Qtr 3: 0; 2011 Qtr 4: 0 | 1
SDGE3043_KEM_3PKEMAHVACTraining,InstallationandMaint. | 267033-High Refrigerant Charge Adjustment (>= ±20% rated charge) Resid MF CZ10 Vint04 |  | System | Residential | 13-MFM-ResidentialMulti-family-SP_COOL | 0 |  |  |  |  | 66.33 | 53 | 0 | 0 | 0 | 13.33 | 171.246 |  | kWh | 0.22612 | -0.10521 | Residential |  | Winter Only | [5 empty] | 10 | 0.78 |  |  |  | 1 | 2 | 0 | 0 | 0 | 0 | 0 | 0 | 0 | 0 | 0 | 0 | 2009 Qtr 1: 0; 2009 Qtr 2: 0; 2009 Qtr 3: 0; 2009 Qtr 4: 2; 2010 Qtr 1: 0; 2010 Qtr 2: 0; 2010 Qtr 3: 0; 2010 Qtr 4: 0; 2011 Qtr 1: 0; 2011 Qtr 2: 0; 2011 Qtr 3: 0; 2011 Qtr 4: 0 | 2
SDGE3043_KEM_3PKEMAHVACTraining,InstallationandMaint. | 267042-Residential Condensor Coil Cleaning Resid MF CZ10 VintAll |  | System | Residential | 13-MFM-ResidentialMulti-family-SP_COOL | 0 |  |  |  |  | 50 | 50 | 0 | 0 | 0 | 0 | 180 |  | kWh | 0.2376 | 0 | Residential | [7 empty] | 3 | 0.78 |  |  |  | 1 | 1 | 0 | 0 | 0 | 0 | 0 | 0 | 0 | 0 | 0 | 0 | 2009 Qtr 1: 0; 2009 Qtr 2: 0; 2009 Qtr 3: 0; 2009 Qtr 4: 1; 2010 Qtr 1: 0; 2010 Qtr 2: 0; 2010 Qtr 3: 0; 2010 Qtr 4: 0; 2011 Qtr 1: 0; 2011 Qtr 2: 0; 2011 Qtr 3: 0; 2011 Qtr 4: 0 | 1
SDGE3043_KEM_3PKEMAHVACTraining,InstallationandMaint. | 267033-High Refrigerant Charge Adjustment (>= ±20% rated charge) Resid MF CZ10 Vint04 |  | System | Residential | 13-MFM-ResidentialMulti-family-SP_COOL | 0 |  |  |  |  | 66.33 | 53 | 0 | 0 | 0 | 13.33 | 171.246 |  | kWh | 0.22612 | -0.10521 | Residential |  | Winter Only | [5 empty] | 10 | 0.78 |  |  |  | 1 | 2 | 0 | 0 | 0 | 0 | 0 | 0 | 0 | 0 | 0 | 0 | 2009 Qtr 1: 0; 2009 Qtr 2: 0; 2009 Qtr 3: 0; 2009 Qtr 4: 2; 2010 Qtr 1: 0; 2010 Qtr 2: 0; 2010 Qtr 3: 0; 2010 Qtr 4: 0; 2011 Qtr 1: 0; 2011 Qtr 2: 0; 2011 Qtr 3: 0; 2011 Qtr 4: 0 | 2
SDGE3043_KEM_3PKEMAHVACTraining,InstallationandMaint. | 267042-Residential Condensor Coil Cleaning Resid MF CZ10 VintAll |  | System | Residential | 13-MFM-ResidentialMulti-family-SP_COOL | 0 |  |  |  |  | 50 | 50 | 0 | 0 | 0 | 0 | 180 |  | kWh | 0.2376 | 0 | Residential | [7 empty] | 3 | 0.78 |  |  |  | 1 | 1 | 0 | 0 | 0 | 0 | 0 | 0 | 0 | 0 | 0 | 0 | 2009 Qtr 1: 0; 2009 Qtr 2: 0; 2009 Qtr 3: 0; 2009 Qtr 4: 1; 2010 Qtr 1: 0; 2010 Qtr 2: 0; 2010 Qtr 3: 0; 2010 Qtr 4: 0; 2011 Qtr 1: 0; 2011 Qtr 2: 0; 2011 Qtr 3: 0; 2011 Qtr 4: 0 | 1
SDGE3043_KEM_3PKEMAHVACTraining,InstallationandMaint. | 267033-High Refrigerant Charge Adjustment (>= ±20% rated charge) Resid MF CZ10 Vint04 |  | System | Residential | 13-MFM-ResidentialMulti-family-SP_COOL | 0 |  |  |  |  | 66.33 | 53 | 0 | 0 | 0 | 13.33 | 171.246 |  | kWh | 0.22612 | -0.10521 | Residential |  | Winter Only | [5 empty] | 10 | 0.78 |  |  |  | 1 | 2 | 0 | 0 | 0 | 0 | 0 | 0 | 0 | 0 | 0 | 0 | 2009 Qtr 1: 0; 2009 Qtr 2: 0; 2009 Qtr 3: 0; 2009 Qtr 4: 2; 2010 Qtr 1: 0; 2010 Qtr 2: 0; 2010 Qtr 3: 0; 2010 Qtr 4: 0; 2011 Qtr 1: 0; 2011 Qtr 2: 0; 2011 Qtr 3: 0; 2011 Qtr 4: 0 | 2
SDGE3043_KEM_3PKEMAHVACTraining,InstallationandMaint. | 267042-Residential Condensor Coil Cleaning Resid MF CZ10 VintAll |  | System | Residential | 13-MFM-ResidentialMulti-family-SP_COOL | 0 |  |  |  |  | 50 | 50 | 0 | 0 | 0 | 0 | 180 |  | kWh | 0.2376 | 0 | Residential | [7 empty] | 3 | 0.78 |  |  |  | 1 | 1 | 0 | 0 | 0 | 0 | 0 | 0 | 0 | 0 | 0 | 0 | 2009 Qtr 1: 0; 2009 Qtr 2: 0; 2009 Qtr 3: 0; 2009 Qtr 4: 1; 2010 Qtr 1: 0; 2010 Qtr 2: 0; 2010 Qtr 3: 0; 2010 Qtr 4: 0; 2011 Qtr 1: 0; 2011 Qtr 2: 0; 2011 Qtr 3: 0; 2011 Qtr 4: 0 | 1
SDGE3043_KEM_3PKEMAHVACTraining,InstallationandMaint. | 267033-High Refrigerant Charge Adjustment (>= ±20% rated charge) Resid MF CZ10 Vint04 |  | System | Residential | 13-MFM-ResidentialMulti-family-SP_COOL | 0 |  |  |  |  | 66.33 | 53 | 0 | 0 | 0 | 13.33 | 171.246 |  | kWh | 0.22612 | -0.10521 | Residential |  | Winter Only | [5 empty] | 10 | 0.78 |  |  |  | 1 | 2 | 0 | 0 | 0 | 0 | 0 | 0 | 0 | 0 | 0 | 0 | 2009 Qtr 1: 0; 2009 Qtr 2: 0; 2009 Qtr 3: 0; 2009 Qtr 4: 2; 2010 Qtr 1: 0; 2010 Qtr 2: 0; 2010 Qtr 3: 0; 2010 Qtr 4: 0; 2011 Qtr 1: 0; 2011 Qtr 2: 0; 2011 Qtr 3: 0; 2011 Qtr 4: 0 | 2
SDGE3043_KEM_3PKEMAHVACTraining,InstallationandMaint. | 267042-Residential Condensor Coil Cleaning Resid MF CZ10 VintAll |  | System | Residential | 13-MFM-ResidentialMulti-family-SP_COOL | 0 |  |  |  |  | 50 | 50 | 0 | 0 | 0 | 0 | 180 |  | kWh | 0.2376 | 0 | Residential | [7 empty] | 3 | 0.78 |  |  |  | 1 | 1 | 0 | 0 | 0 | 0 | 0 | 0 | 0 | 0 | 0 | 0 | 2009 Qtr 1: 0; 2009 Qtr 2: 0; 2009 Qtr 3: 0; 2009 Qtr 4: 1; 2010 Qtr 1: 0; 2010 Qtr 2: 0; 2010 Qtr 3: 0; 2010 Qtr 4: 0; 2011 Qtr 1: 0; 2011 Qtr 2: 0; 2011 Qtr 3: 0; 2011 Qtr 4: 0 | 1
SDGE3043_KEM_3PKEMAHVACTraining,InstallationandMaint. | 267033-High Refrigerant Charge Adjustment (>= ±20% rated charge) Resid MF CZ10 Vint04 |  | System | Residential | 13-MFM-ResidentialMulti-family-SP_COOL | 0 |  |  |  |  | 66.33 | 53 | 0 | 0 | 0 | 13.33 | 171.246 |  | kWh | 0.22612 | -0.10521 | Residential |  | Winter Only | [5 empty] | 10 | 0.78 |  |  |  | 1 | 2 | 0 | 0 | 0 | 0 | 0 | 0 | 0 | 0 | 0 | 0 | 2009 Qtr 1: 0; 2009 Qtr 2: 0; 2009 Qtr 3: 0; 2009 Qtr 4: 2; 2010 Qtr 1: 0; 2010 Qtr 2: 0; 2010 Qtr 3: 0; 2010 Qtr 4: 0; 2011 Qtr 1: 0; 2011 Qtr 2: 0; 2011 Qtr 3: 0; 2011 Qtr 4: 0 | 2
SDGE3043_KEM_3PKEMAHVACTraining,InstallationandMaint. | 267042-Residential Condensor Coil Cleaning Resid MF CZ10 VintAll |  | System | Residential | 13-MFM-ResidentialMulti-family-SP_COOL | 0 |  |  |  |  | 50 | 50 | 0 | 0 | 0 | 0 | 180 |  | kWh | 0.2376 | 0 | Residential | [7 empty] | 3 | 0.78 |  |  |  | 1 | 1 | 0 | 0 | 0 | 0 | 0 | 0 | 0 | 0 | 0 | 0 | 2009 Qtr 1: 0; 2009 Qtr 2: 0; 2009 Qtr 3: 0; 2009 Qtr 4: 1; 2010 Qtr 1: 0; 2010 Qtr 2: 0; 2010 Qtr 3: 0; 2010 Qtr 4: 0; 2011 Qtr 1: 0; 2011 Qtr 2: 0; 2011 Qtr 3: 0; 2011 Qtr 4: 0 | 1
SDGE3043_KEM_3PKEMAHVACTraining,InstallationandMaint. | 267033-High Refrigerant Charge Adjustment (>= ±20% rated charge) Resid MF CZ10 Vint04 |  | System | Residential | 13-MFM-ResidentialMulti-family-SP_COOL | 0 |  |  |  |  | 66.33 | 53 | 0 | 0 | 0 | 13.33 | 171.246 |  | kWh | 0.22612 | -0.10521 | Residential |  | Winter Only | [5 empty] | 10 | 0.78 |  |  |  | 1 | 2 | 0 | 0 | 0 | 0 | 0 | 0 | 0 | 0 | 0 | 0 | 2009 Qtr 1: 0; 2009 Qtr 2: 0; 2009 Qtr 3: 0; 2009 Qtr 4: 2; 2010 Qtr 1: 0; 2010 Qtr 2: 0; 2010 Qtr 3: 0; 2010 Qtr 4: 0; 2011 Qtr 1: 0; 2011 Qtr 2: 0; 2011 Qtr 3: 0; 2011 Qtr 4: 0 | 2
SDGE3043_KEM_3PKEMAHVACTraining,InstallationandMaint. | 267042-Residential Condensor Coil Cleaning Resid MF CZ10 VintAll |  | System | Residential | 13-MFM-ResidentialMulti-family-SP_COOL | 0 |  |  |  |  | 50 | 50 | 0 | 0 | 0 | 0 | 180 |  | kWh | 0.2376 | 0 | Residential | [7 empty] | 3 | 0.78 |  |  |  | 1 | 1 | 0 | 0 | 0 | 0 | 0 | 0 | 0 | 0 | 0 | 0 | 2009 Qtr 1: 0; 2009 Qtr 2: 0; 2009 Qtr 3: 0; 2009 Qtr 4: 1; 2010 Qtr 1: 0; 2010 Qtr 2: 0; 2010 Qtr 3: 0; 2010 Qtr 4: 0; 2011 Qtr 1: 0; 2011 Qtr 2: 0; 2011 Qtr 3: 0; 2011 Qtr 4: 0 | 1
SDGE3043_KEM_3PKEMAHVACTraining,InstallationandMaint. | 267033-High Refrigerant Charge Adjustment (>= ±20% rated charge) Resid MF CZ10 Vint04 |  | System | Residential | 13-MFM-ResidentialMulti-family-SP_COOL | 0 |  |  |  |  | 66.33 | 53 | 0 | 0 | 0 | 13.33 | 171.246 |  | kWh | 0.22612 | -0.10521 | Residential |  | Winter Only | [5 empty] | 10 | 0.78 |  |  |  | 1 | 2 | 0 | 0 | 0 | 0 | 0 | 0 | 0 | 0 | 0 | 0 | 2009 Qtr 1: 0; 2009 Qtr 2: 0; 2009 Qtr 3: 0; 2009 Qtr 4: 2; 2010 Qtr 1: 0; 2010 Qtr 2: 0; 2010 Qtr 3: 0; 2010 Qtr 4: 0; 2011 Qtr 1: 0; 2011 Qtr 2: 0; 2011 Qtr 3: 0; 2011 Qtr 4: 0 | 2
SDGE3043_KEM_3PKEMAHVACTraining,InstallationandMaint. | 267042-Residential Condensor Coil Cleaning Resid MF CZ10 VintAll |  | System | Residential | 13-MFM-ResidentialMulti-family-SP_COOL | 0 |  |  |  |  | 50 | 50 | 0 | 0 | 0 | 0 | 180 |  | kWh | 0.2376 | 0 | Residential | [7 empty] | 3 | 0.78 |  |  |  | 1 | 1 | 0 | 0 | 0 | 0 | 0 | 0 | 0 | 0 | 0 | 0 | 2009 Qtr 1: 0; 2009 Qtr 2: 0; 2009 Qtr 3: 0; 2009 Qtr 4: 1; 2010 Qtr 1: 0; 2010 Qtr 2: 0; 2010 Qtr 3: 0; 2010 Qtr 4: 0; 2011 Qtr 1: 0; 2011 Qtr 2: 0; 2011 Qtr 3: 0; 2011 Qtr 4: 0 | 1
SDGE3043_KEM_3PKEMAHVACTraining,InstallationandMaint. | 267033-High Refrigerant Charge Adjustment (>= ±20% rated charge) Resid MF CZ10 Vint04 |  | System | Residential | 13-MFM-ResidentialMulti-family-SP_COOL | 0 |  |  |  |  | 66.33 | 53 | 0 | 0 | 0 | 13.33 | 171.246 |  | kWh | 0.22612 | -0.10521 | Residential |  | Winter Only | [5 empty] | 10 | 0.78 |  |  |  | 1 | 2 | 0 | 0 | 0 | 0 | 0 | 0 | 0 | 0 | 0 | 0 | 2009 Qtr 1: 0; 2009 Qtr 2: 0; 2009 Qtr 3: 0; 2009 Qtr 4: 2; 2010 Qtr 1: 0; 2010 Qtr 2: 0; 2010 Qtr 3: 0; 2010 Qtr 4: 0; 2011 Qtr 1: 0; 2011 Qtr 2: 0; 2011 Qtr 3: 0; 2011 Qtr 4: 0 | 2
SDGE3043_KEM_3PKEMAHVACTraining,InstallationandMaint. | 267042-Residential Condensor Coil Cleaning Resid MF CZ10 VintAll |  | System | Residential | 13-MFM-ResidentialMulti-family-SP_COOL | 0 |  |  |  |  | 50 | 50 | 0 | 0 | 0 | 0 | 180 |  | kWh | 0.2376 | 0 | Residential | [7 empty] | 3 | 0.78 |  |  |  | 1 | 1 | 0 | 0 | 0 | 0 | 0 | 0 | 0 | 0 | 0 | 0 | 2009 Qtr 1: 0; 2009 Qtr 2: 0; 2009 Qtr 3: 0; 2009 Qtr 4: 1; 2010 Qtr 1: 0; 2010 Qtr 2: 0; 2010 Qtr 3: 0; 2010 Qtr 4: 0; 2011 Qtr 1: 0; 2011 Qtr 2: 0; 2011 Qtr 3: 0; 2011 Qtr 4: 0 | 1
SDGE3043_KEM_3PKEMAHVACTraining,InstallationandMaint. | 267033-High Refrigerant Charge Adjustment (>= ±20% rated charge) Resid MF CZ10 Vint04 |  | System | Residential | 13-MFM-ResidentialMulti-family-SP_COOL | 0 |  |  |  |  | 66.33 | 53 | 0 | 0 | 0 | 13.33 | 171.246 |  | kWh | 0.22612 | -0.10521 | Residential |  | Winter Only | [5 empty] | 10 | 0.78 |  |  |  | 1 | 2 | 0 | 0 | 0 | 0 | 0 | 0 | 0 | 0 | 0 | 0 | 2009 Qtr 1: 0; 2009 Qtr 2: 0; 2009 Qtr 3: 0; 2009 Qtr 4: 2; 2010 Qtr 1: 0; 2010 Qtr 2: 0; 2010 Qtr 3: 0; 2010 Qtr 4: 0; 2011 Qtr 1: 0; 2011 Qtr 2: 0; 2011 Qtr 3: 0; 2011 Qtr 4: 0 | 2
SDGE3043_KEM_3PKEMAHVACTraining,InstallationandMaint. | 267042-Residential Condensor Coil Cleaning Resid MF CZ10 VintAll |  | System | Residential | 13-MFM-ResidentialMulti-family-SP_COOL | 0 |  |  |  |  | 50 | 50 | 0 | 0 | 0 | 0 | 180 |  | kWh | 0.2376 | 0 | Residential | [7 empty] | 3 | 0.78 |  |  |  | 1 | 1 | 0 | 0 | 0 | 0 | 0 | 0 | 0 | 0 | 0 | 0 | 2009 Qtr 1: 0; 2009 Qtr 2: 0; 2009 Qtr 3: 0; 2009 Qtr 4: 1; 2010 Qtr 1: 0; 2010 Qtr 2: 0; 2010 Qtr 3: 0; 2010 Qtr 4: 0; 2011 Qtr 1: 0; 2011 Qtr 2: 0; 2011 Qtr 3: 0; 2011 Qtr 4: 0 | 1
SDGE3043_KEM_3PKEMAHVACTraining,InstallationandMaint. | 267033-High Refrigerant Charge Adjustment (>= ±20% rated charge) Resid MF CZ10 Vint04 |  | System | Residential | 13-MFM-ResidentialMulti-family-SP_COOL | 0 |  |  |  |  | 66.33 | 53 | 0 | 0 | 0 | 13.33 | 171.246 |  | kWh | 0.22612 | -0.10521 | Residential |  | Winter Only | [5 empty] | 10 | 0.78 |  |  |  | 1 | 2 | 0 | 0 | 0 | 0 | 0 | 0 | 0 | 0 | 0 | 0 | 2009 Qtr 1: 0; 2009 Qtr 2: 0; 2009 Qtr 3: 0; 2009 Qtr 4: 2; 2010 Qtr 1: 0; 2010 Qtr 2: 0; 2010 Qtr 3: 0; 2010 Qtr 4: 0; 2011 Qtr 1: 0; 2011 Qtr 2: 0; 2011 Qtr 3: 0; 2011 Qtr 4: 0 | 2
SDGE3043_KEM_3PKEMAHVACTraining,InstallationandMaint. | 267042-Residential Condensor Coil Cleaning Resid MF CZ10 VintAll |  | System | Residential | 13-MFM-ResidentialMulti-family-SP_COOL | 0 |  |  |  |  | 50 | 50 | 0 | 0 | 0 | 0 | 180 |  | kWh | 0.2376 | 0 | Residential | [7 empty] | 3 | 0.78 |  |  |  | 1 | 1 | 0 | 0 | 0 | 0 | 0 | 0 | 0 | 0 | 0 | 0 | 2009 Qtr 1: 0; 2009 Qtr 2: 0; 2009 Qtr 3: 0; 2009 Qtr 4: 1; 2010 Qtr 1: 0; 2010 Qtr 2: 0; 2010 Qtr 3: 0; 2010 Qtr 4: 0; 2011 Qtr 1: 0; 2011 Qtr 2: 0; 2011 Qtr 3: 0; 2011 Qtr 4: 0 | 1
SDGE3043_KEM_3PKEMAHVACTraining,InstallationandMaint. | 267033-High Refrigerant Charge Adjustment (>= ±20% rated charge) Resid MF CZ10 Vint04 |  | System | Residential | 13-MFM-ResidentialMulti-family-SP_COOL | 0 |  |  |  |  | 66.33 | 53 | 0 | 0 | 0 | 13.33 | 171.246 |  | kWh | 0.22612 | -0.10521 | Residential |  | Winter Only | [5 empty] | 10 | 0.78 |  |  |  | 1 | 2 | 0 | 0 | 0 | 0 | 0 | 0 | 0 | 0 | 0 | 0 | 2009 Qtr 1: 0; 2009 Qtr 2: 0; 2009 Qtr 3: 0; 2009 Qtr 4: 2; 2010 Qtr 1: 0; 2010 Qtr 2: 0; 2010 Qtr 3: 0; 2010 Qtr 4: 0; 2011 Qtr 1: 0; 2011 Qtr 2: 0; 2011 Qtr 3: 0; 2011 Qtr 4: 0 | 2
SDGE3043_KEM_3PKEMAHVACTraining,InstallationandMaint. | 267042-Residential Condensor Coil Cleaning Resid MF CZ10 VintAll |  | System | Residential | 13-MFM-ResidentialMulti-family-SP_COOL | 0 |  |  |  |  | 50 | 50 | 0 | 0 | 0 | 0 | 180 |  | kWh | 0.2376 | 0 | Residential | [7 empty] | 3 | 0.78 |  |  |  | 1 | 1 | 0 | 0 | 0 | 0 | 0 | 0 | 0 | 0 | 0 | 0 | 2009 Qtr 1: 0; 2009 Qtr 2: 0; 2009 Qtr 3: 0; 2009 Qtr 4: 1; 2010 Qtr 1: 0; 2010 Qtr 2: 0; 2010 Qtr 3: 0; 2010 Qtr 4: 0; 2011 Qtr 1: 0; 2011 Qtr 2: 0; 2011 Qtr 3: 0; 2011 Qtr 4: 0 | 1
SDGE3043_KEM_3PKEMAHVACTraining,InstallationandMaint. | 267033-High Refrigerant Charge Adjustment (>= ±20% rated charge) Resid MF CZ10 Vint04 |  | System | Residential | 13-MFM-ResidentialMulti-family-SP_COOL | 0 |  |  |  |  | 66.33 | 53 | 0 | 0 | 0 | 13.33 | 171.246 |  | kWh | 0.22612 | -0.10521 | Residential |  | Winter Only | [5 empty] | 10 | 0.78 |  |  |  | 1 | 2 | 0 | 0 | 0 | 0 | 0 | 0 | 0 | 0 | 0 | 0 | 2009 Qtr 1: 0; 2009 Qtr 2: 0; 2009 Qtr 3: 0; 2009 Qtr 4: 2; 2010 Qtr 1: 0; 2010 Qtr 2: 0; 2010 Qtr 3: 0; 2010 Qtr 4: 0; 2011 Qtr 1: 0; 2011 Qtr 2: 0; 2011 Qtr 3: 0; 2011 Qtr 4: 0 | 2
SDGE3043_KEM_3PKEMAHVACTraining,InstallationandMaint. | 267042-Residential Condensor Coil Cleaning Resid MF CZ10 VintAll |  | System | Residential | 13-MFM-ResidentialMulti-family-SP_COOL | 0 |  |  |  |  | 50 | 50 | 0 | 0 | 0 | 0 | 180 |  | kWh | 0.2376 | 0 | Residential | [7 empty] | 3 | 0.78 |  |  |  | 1 | 1 | 0 | 0 | 0 | 0 | 0 | 0 | 0 | 0 | 0 | 0 | 2009 Qtr 1: 0; 2009 Qtr 2: 0; 2009 Qtr 3: 0; 2009 Qtr 4: 1; 2010 Qtr 1: 0; 2010 Qtr 2: 0; 2010 Qtr 3: 0; 2010 Qtr 4: 0; 2011 Qtr 1: 0; 2011 Qtr 2: 0; 2011 Qtr 3: 0; 2011 Qtr 4: 0 | 1
SDGE3043_KEM_3PKEMAHVACTraining,InstallationandMaint. | 267033-High Refrigerant Charge Adjustment (>= ±20% rated charge) Resid MF CZ10 Vint04 |  | System | Residential | 13-MFM-ResidentialMulti-family-SP_COOL | 0 |  |  |  |  | 66.33 | 53 | 0 | 0 | 0 | 13.33 | 171.246 |  | kWh | 0.22612 | -0.10521 | Residential |  | Winter Only | [5 empty] | 10 | 0.78 |  |  |  | 1 | 2 | 0 | 0 | 0 | 0 | 0 | 0 | 0 | 0 | 0 | 0 | 2009 Qtr 1: 0; 2009 Qtr 2: 0; 2009 Qtr 3: 0; 2009 Qtr 4: 2; 2010 Qtr 1: 0; 2010 Qtr 2: 0; 2010 Qtr 3: 0; 2010 Qtr 4: 0; 2011 Qtr 1: 0; 2011 Qtr 2: 0; 2011 Qtr 3: 0; 2011 Qtr 4: 0 | 2
SDGE3043_KEM_3PKEMAHVACTraining,InstallationandMaint. | 267042-Residential Condensor Coil Cleaning Resid MF CZ10 VintAll |  | System | Residential | 13-MFM-ResidentialMulti-family-SP_COOL | 0 |  |  |  |  | 50 | 50 | 0 | 0 | 0 | 0 | 180 |  | kWh | 0.2376 | 0 | Residential | [7 empty] | 3 | 0.78 |  |  |  | 1 | 1 | 0 | 0 | 0 | 0 | 0 | 0 | 0 | 0 | 0 | 0 | 2009 Qtr 1: 0; 2009 Qtr 2: 0; 2009 Qtr 3: 0; 2009 Qtr 4: 1; 2010 Qtr 1: 0; 2010 Qtr 2: 0; 2010 Qtr 3: 0; 2010 Qtr 4: 0; 2011 Qtr 1: 0; 2011 Qtr 2: 0; 2011 Qtr 3: 0; 2011 Qtr 4: 0 | 1
SDGE3043_KEM_3PKEMAHVACTraining,InstallationandMaint. | 267033-High Refrigerant Charge Adjustment (>= ±20% rated charge) Resid MF CZ10 Vint04 |  | System | Residential | 13-MFM-ResidentialMulti-family-SP_COOL | 0 |  |  |  |  | 66.33 | 79.5 | 0 | 0 | 0 | -13.17 | 171.246 |  | kWh | 0.22612 | -0.10521 | Residential |  | Winter Only | [5 empty] | 10 | 0.78 |  |  |  | 1 | 1 | 0 | 0 | 0 | 0 | 0 | 0 | 0 | 0 | 0 | 0 | 2009 Qtr 1: 0; 2009 Qtr 2: 0; 2009 Qtr 3: 0; 2009 Qtr 4: 1; 2010 Qtr 1: 0; 2010 Qtr 2: 0; 2010 Qtr 3: 0; 2010 Qtr 4: 0; 2011 Qtr 1: 0; 2011 Qtr 2: 0; 2011 Qtr 3: 0; 2011 Qtr 4: 0 | 1
SDGE3043_KEM_3PKEMAHVACTraining,InstallationandMaint. | 267042-Residential Condensor Coil Cleaning Resid MF CZ10 VintAll |  | System | Residential | 13-MFM-ResidentialMulti-family-SP_COOL | 0 |  |  |  |  | 50 | 50 | 0 | 0 | 0 | 0 | 180 |  | kWh | 0.2376 | 0 | Residential | [7 empty] | 3 | 0.78 |  |  |  | 1 | 1 | 0 | 0 | 0 | 0 | 0 | 0 | 0 | 0 | 0 | 0 | 2009 Qtr 1: 0; 2009 Qtr 2: 0; 2009 Qtr 3: 0; 2009 Qtr 4: 1; 2010 Qtr 1: 0; 2010 Qtr 2: 0; 2010 Qtr 3: 0; 2010 Qtr 4: 0; 2011 Qtr 1: 0; 2011 Qtr 2: 0; 2011 Qtr 3: 0; 2011 Qtr 4: 0 | 1
SDGE3043_KEM_3PKEMAHVACTraining,InstallationandMaint. | 267033-High Refrigerant Charge Adjustment (>= ±20% rated charge) Resid MF CZ10 Vint04 |  | System | Residential | 13-MFM-ResidentialMulti-family-SP_COOL | 0 |  |  |  |  | 66.33 | 53 | 0 | 0 | 0 | 13.33 | 171.246 |  | kWh | 0.22612 | -0.10521 | Residential |  | Winter Only | [5 empty] | 10 | 0.78 |  |  |  | 1 | 2 | 0 | 0 | 0 | 0 | 0 | 0 | 0 | 0 | 0 | 0 | 2009 Qtr 1: 0; 2009 Qtr 2: 0; 2009 Qtr 3: 0; 2009 Qtr 4: 2; 2010 Qtr 1: 0; 2010 Qtr 2: 0; 2010 Qtr 3: 0; 2010 Qtr 4: 0; 2011 Qtr 1: 0; 2011 Qtr 2: 0; 2011 Qtr 3: 0; 2011 Qtr 4: 0 | 2
SDGE3043_KEM_3PKEMAHVACTraining,InstallationandMaint. | 267042-Residential Condensor Coil Cleaning Resid MF CZ10 VintAll |  | System | Residential | 13-MFM-ResidentialMulti-family-SP_COOL | 0 |  |  |  |  | 50 | 50 | 0 | 0 | 0 | 0 | 180 |  | kWh | 0.2376 | 0 | Residential | [7 empty] | 3 | 0.78 |  |  |  | 1 | 1 | 0 | 0 | 0 | 0 | 0 | 0 | 0 | 0 | 0 | 0 | 2009 Qtr 1: 0; 2009 Qtr 2: 0; 2009 Qtr 3: 0; 2009 Qtr 4: 1; 2010 Qtr 1: 0; 2010 Qtr 2: 0; 2010 Qtr 3: 0; 2010 Qtr 4: 0; 2011 Qtr 1: 0; 2011 Qtr 2: 0; 2011 Qtr 3: 0; 2011 Qtr 4: 0 | 1
SDGE3043_KEM_3PKEMAHVACTraining,InstallationandMaint. | 267033-High Refrigerant Charge Adjustment (>= ±20% rated charge) Resid MF CZ10 Vint04 |  | System | Residential | 13-MFM-ResidentialMulti-family-SP_COOL | 0 |  |  |  |  | 66.33 | 53 | 0 | 0 | 0 | 13.33 | 171.246 |  | kWh | 0.22612 | -0.10521 | Residential |  | Winter Only | [5 empty] | 10 | 0.78 |  |  |  | 1 | 2 | 0 | 0 | 0 | 0 | 0 | 0 | 0 | 0 | 0 | 0 | 2009 Qtr 1: 0; 2009 Qtr 2: 0; 2009 Qtr 3: 0; 2009 Qtr 4: 2; 2010 Qtr 1: 0; 2010 Qtr 2: 0; 2010 Qtr 3: 0; 2010 Qtr 4: 0; 2011 Qtr 1: 0; 2011 Qtr 2: 0; 2011 Qtr 3: 0; 2011 Qtr 4: 0 | 2
SDGE3043_KEM_3PKEMAHVACTraining,InstallationandMaint. | 267042-Residential Condensor Coil Cleaning Resid MF CZ10 VintAll |  | System | Residential | 13-MFM-ResidentialMulti-family-SP_COOL | 0 |  |  |  |  | 50 | 50 | 0 | 0 | 0 | 0 | 180 |  | kWh | 0.2376 | 0 | Residential | [7 empty] | 3 | 0.78 |  |  |  | 1 | 1 | 0 | 0 | 0 | 0 | 0 | 0 | 0 | 0 | 0 | 0 | 2009 Qtr 1: 0; 2009 Qtr 2: 0; 2009 Qtr 3: 0; 2009 Qtr 4: 1; 2010 Qtr 1: 0; 2010 Qtr 2: 0; 2010 Qtr 3: 0; 2010 Qtr 4: 0; 2011 Qtr 1: 0; 2011 Qtr 2: 0; 2011 Qtr 3: 0; 2011 Qtr 4: 0 | 1
SDGE3043_KEM_3PKEMAHVACTraining,InstallationandMaint. | 267033-High Refrigerant Charge Adjustment (>= ±20% rated charge) Resid MF CZ10 Vint04 |  | System | Residential | 13-MFM-ResidentialMulti-family-SP_COOL | 0 |  |  |  |  | 66.33 | 53 | 0 | 0 | 0 | 13.33 | 171.246 |  | kWh | 0.22612 | -0.10521 | Residential |  | Winter Only | [5 empty] | 10 | 0.78 |  |  |  | 1 | 2 | 0 | 0 | 0 | 0 | 0 | 0 | 0 | 0 | 0 | 0 | 2009 Qtr 1: 0; 2009 Qtr 2: 0; 2009 Qtr 3: 0; 2009 Qtr 4: 2; 2010 Qtr 1: 0; 2010 Qtr 2: 0; 2010 Qtr 3: 0; 2010 Qtr 4: 0; 2011 Qtr 1: 0; 2011 Qtr 2: 0; 2011 Qtr 3: 0; 2011 Qtr 4: 0 | 2
SDGE3043_KEM_3PKEMAHVACTraining,InstallationandMaint. | 267042-Residential Condensor Coil Cleaning Resid MF CZ10 VintAll |  | System | Residential | 13-MFM-ResidentialMulti-family-SP_COOL | 0 |  |  |  |  | 50 | 50 | 0 | 0 | 0 | 0 | 180 |  | kWh | 0.2376 | 0 | Residential | [7 empty] | 3 | 0.78 |  |  |  | 1 | 1 | 0 | 0 | 0 | 0 | 0 | 0 | 0 | 0 | 0 | 0 | 2009 Qtr 1: 0; 2009 Qtr 2: 0; 2009 Qtr 3: 0; 2009 Qtr 4: 1; 2010 Qtr 1: 0; 2010 Qtr 2: 0; 2010 Qtr 3: 0; 2010 Qtr 4: 0; 2011 Qtr 1: 0; 2011 Qtr 2: 0; 2011 Qtr 3: 0; 2011 Qtr 4: 0 | 1
SDGE3043_KEM_3PKEMAHVACTraining,InstallationandMaint. | 267033-High Refrigerant Charge Adjustment (>= ±20% rated charge) Resid MF CZ10 Vint04 |  | System | Residential | 13-MFM-ResidentialMulti-family-SP_COOL | 0 |  |  |  |  | 66.33 | 53 | 0 | 0 | 0 | 13.33 | 171.246 |  | kWh | 0.22612 | -0.10521 | Residential |  | Winter Only | [5 empty] | 10 | 0.78 |  |  |  | 1 | 2 | 0 | 0 | 0 | 0 | 0 | 0 | 0 | 0 | 0 | 0 | 2009 Qtr 1: 0; 2009 Qtr 2: 0; 2009 Qtr 3: 0; 2009 Qtr 4: 2; 2010 Qtr 1: 0; 2010 Qtr 2: 0; 2010 Qtr 3: 0; 2010 Qtr 4: 0; 2011 Qtr 1: 0; 2011 Qtr 2: 0; 2011 Qtr 3: 0; 2011 Qtr 4: 0 | 2
SDGE3043_KEM_3PKEMAHVACTraining,InstallationandMaint. | 267042-Residential Condensor Coil Cleaning Resid MF CZ10 VintAll |  | System | Residential | 13-MFM-ResidentialMulti-family-SP_COOL | 0 |  |  |  |  | 50 | 50 | 0 | 0 | 0 | 0 | 180 |  | kWh | 0.2376 | 0 | Residential | [7 empty] | 3 | 0.78 |  |  |  | 1 | 1 | 0 | 0 | 0 | 0 | 0 | 0 | 0 | 0 | 0 | 0 | 2009 Qtr 1: 0; 2009 Qtr 2: 0; 2009 Qtr 3: 0; 2009 Qtr 4: 1; 2010 Qtr 1: 0; 2010 Qtr 2: 0; 2010 Qtr 3: 0; 2010 Qtr 4: 0; 2011 Qtr 1: 0; 2011 Qtr 2: 0; 2011 Qtr 3: 0; 2011 Qtr 4: 0 | 1
SDGE3043_KEM_3PKEMAHVACTraining,InstallationandMaint. | 267033-High Refrigerant Charge Adjustment (>= ±20% rated charge) Resid MF CZ10 Vint04 |  | System | Residential | 13-MFM-ResidentialMulti-family-SP_COOL | 0 |  |  |  |  | 66.33 | 53 | 0 | 0 | 0 | 13.33 | 171.246 |  | kWh | 0.22612 | -0.10521 | Residential |  | Winter Only | [5 empty] | 10 | 0.78 |  |  |  | 1 | 2 | 0 | 0 | 0 | 0 | 0 | 0 | 0 | 0 | 0 | 0 | 2009 Qtr 1: 0; 2009 Qtr 2: 0; 2009 Qtr 3: 0; 2009 Qtr 4: 2; 2010 Qtr 1: 0; 2010 Qtr 2: 0; 2010 Qtr 3: 0; 2010 Qtr 4: 0; 2011 Qtr 1: 0; 2011 Qtr 2: 0; 2011 Qtr 3: 0; 2011 Qtr 4: 0 | 2
SDGE3043_KEM_3PKEMAHVACTraining,InstallationandMaint. | 267042-Residential Condensor Coil Cleaning Resid MF CZ10 VintAll |  | System | Residential | 13-MFM-ResidentialMulti-family-SP_COOL | 0 |  |  |  |  | 50 | 50 | 0 | 0 | 0 | 0 | 180 |  | kWh | 0.2376 | 0 | Residential | [7 empty] | 3 | 0.78 |  |  |  | 1 | 1 | 0 | 0 | 0 | 0 | 0 | 0 | 0 | 0 | 0 | 0 | 2009 Qtr 1: 0; 2009 Qtr 2: 0; 2009 Qtr 3: 0; 2009 Qtr 4: 1; 2010 Qtr 1: 0; 2010 Qtr 2: 0; 2010 Qtr 3: 0; 2010 Qtr 4: 0; 2011 Qtr 1: 0; 2011 Qtr 2: 0; 2011 Qtr 3: 0; 2011 Qtr 4: 0 | 1
SDGE3043_KEM_3PKEMAHVACTraining,InstallationandMaint. | 267033-High Refrigerant Charge Adjustment (>= ±20% rated charge) Resid MF CZ10 Vint04 |  | System | Residential | 13-MFM-ResidentialMulti-family-SP_COOL | 0 |  |  |  |  | 66.33 | 53 | 0 | 0 | 0 | 13.33 | 171.246 |  | kWh | 0.22612 | -0.10521 | Residential |  | Winter Only | [5 empty] | 10 | 0.78 |  |  |  | 1 | 2 | 0 | 0 | 0 | 0 | 0 | 0 | 0 | 0 | 0 | 0 | 2009 Qtr 1: 0; 2009 Qtr 2: 0; 2009 Qtr 3: 0; 2009 Qtr 4: 2; 2010 Qtr 1: 0; 2010 Qtr 2: 0; 2010 Qtr 3: 0; 2010 Qtr 4: 0; 2011 Qtr 1: 0; 2011 Qtr 2: 0; 2011 Qtr 3: 0; 2011 Qtr 4: 0 | 2
SDGE3043_KEM_3PKEMAHVACTraining,InstallationandMaint. | 267042-Residential Condensor Coil Cleaning Resid MF CZ10 VintAll |  | System | Residential | 13-MFM-ResidentialMulti-family-SP_COOL | 0 |  |  |  |  | 50 | 50 | 0 | 0 | 0 | 0 | 180 |  | kWh | 0.2376 | 0 | Residential | [7 empty] | 3 | 0.78 |  |  |  | 1 | 1 | 0 | 0 | 0 | 0 | 0 | 0 | 0 | 0 | 0 | 0 | 2009 Qtr 1: 0; 2009 Qtr 2: 0; 2009 Qtr 3: 0; 2009 Qtr 4: 1; 2010 Qtr 1: 0; 2010 Qtr 2: 0; 2010 Qtr 3: 0; 2010 Qtr 4: 0; 2011 Qtr 1: 0; 2011 Qtr 2: 0; 2011 Qtr 3: 0; 2011 Qtr 4: 0 | 1
SDGE3043_KEM_3PKEMAHVACTraining,InstallationandMaint. | 267033-High Refrigerant Charge Adjustment (>= ±20% rated charge) Resid MF CZ10 Vint04 |  | System | Residential | 13-MFM-ResidentialMulti-family-SP_COOL | 0 |  |  |  |  | 66.33 | 79.5 | 0 | 0 | 0 | -13.17 | 171.246 |  | kWh | 0.22612 | -0.10521 | Residential |  | Winter Only | [5 empty] | 10 | 0.78 |  |  |  | 1 | 1 | 0 | 0 | 0 | 0 | 0 | 0 | 0 | 0 | 0 | 0 | 2009 Qtr 1: 0; 2009 Qtr 2: 0; 2009 Qtr 3: 0; 2009 Qtr 4: 1; 2010 Qtr 1: 0; 2010 Qtr 2: 0; 2010 Qtr 3: 0; 2010 Qtr 4: 0; 2011 Qtr 1: 0; 2011 Qtr 2: 0; 2011 Qtr 3: 0; 2011 Qtr 4: 0 | 1
SDGE3043_KEM_3PKEMAHVACTraining,InstallationandMaint. | 267042-Residential Condensor Coil Cleaning Resid MF CZ10 VintAll |  | System | Residential | 13-MFM-ResidentialMulti-family-SP_COOL | 0 |  |  |  |  | 50 | 50 | 0 | 0 | 0 | 0 | 180 |  | kWh | 0.2376 | 0 | Residential | [7 empty] | 3 | 0.78 |  |  |  | 1 | 1 | 0 | 0 | 0 | 0 | 0 | 0 | 0 | 0 | 0 | 0 | 2009 Qtr 1: 0; 2009 Qtr 2: 0; 2009 Qtr 3: 0; 2009 Qtr 4: 1; 2010 Qtr 1: 0; 2010 Qtr 2: 0; 2010 Qtr 3: 0; 2010 Qtr 4: 0; 2011 Qtr 1: 0; 2011 Qtr 2: 0; 2011 Qtr 3: 0; 2011 Qtr 4: 0 | 1
SDGE3043_KEM_3PKEMAHVACTraining,InstallationandMaint. | 267033-High Refrigerant Charge Adjustment (>= ±20% rated charge) Resid MF CZ10 Vint04 |  | System | Residential | 13-MFM-ResidentialMulti-family-SP_COOL | 0 |  |  |  |  | 66.33 | 79.5 | 0 | 0 | 0 | -13.17 | 171.246 |  | kWh | 0.22612 | -0.10521 | Residential |  | Winter Only | [5 empty] | 10 | 0.78 |  |  |  | 1 | 1 | 0 | 0 | 0 | 0 | 0 | 0 | 0 | 0 | 0 | 0 | 2009 Qtr 1: 0; 2009 Qtr 2: 0; 2009 Qtr 3: 0; 2009 Qtr 4: 1; 2010 Qtr 1: 0; 2010 Qtr 2: 0; 2010 Qtr 3: 0; 2010 Qtr 4: 0; 2011 Qtr 1: 0; 2011 Qtr 2: 0; 2011 Qtr 3: 0; 2011 Qtr 4: 0 | 1
SDGE3043_KEM_3PKEMAHVACTraining,InstallationandMaint. | 267042-Residential Condensor Coil Cleaning Resid MF CZ10 VintAll |  | System | Residential | 13-MFM-ResidentialMulti-family-SP_COOL | 0 |  |  |  |  | 50 | 50 | 0 | 0 | 0 | 0 | 180 |  | kWh | 0.2376 | 0 | Residential | [7 empty] | 3 | 0.78 |  |  |  | 1 | 1 | 0 | 0 | 0 | 0 | 0 | 0 | 0 | 0 | 0 | 0 | 2009 Qtr 1: 0; 2009 Qtr 2: 0; 2009 Qtr 3: 0; 2009 Qtr 4: 1; 2010 Qtr 1: 0; 2010 Qtr 2: 0; 2010 Qtr 3: 0; 2010 Qtr 4: 0; 2011 Qtr 1: 0; 2011 Qtr 2: 0; 2011 Qtr 3: 0; 2011 Qtr 4: 0 | 1
SDGE3043_KEM_3PKEMAHVACTraining,InstallationandMaint. | 267033-High Refrigerant Charge Adjustment (>= ±20% rated charge) Resid MF CZ10 Vint04 |  | System | Residential | 13-MFM-ResidentialMulti-family-SP_COOL | 0 |  |  |  |  | 66.33 | 79.5 | 0 | 0 | 0 | -13.17 | 171.246 |  | kWh | 0.22612 | -0.10521 | Residential |  | Winter Only | [5 empty] | 10 | 0.78 |  |  |  | 1 | 1 | 0 | 0 | 0 | 0 | 0 | 0 | 0 | 0 | 0 | 0 | 2009 Qtr 1: 0; 2009 Qtr 2: 0; 2009 Qtr 3: 0; 2009 Qtr 4: 1; 2010 Qtr 1: 0; 2010 Qtr 2: 0; 2010 Qtr 3: 0; 2010 Qtr 4: 0; 2011 Qtr 1: 0; 2011 Qtr 2: 0; 2011 Qtr 3: 0; 2011 Qtr 4: 0 | 1
SDGE3043_KEM_3PKEMAHVACTraining,InstallationandMaint. | 267042-Residential Condensor Coil Cleaning Resid MF CZ10 VintAll |  | System | Residential | 13-MFM-ResidentialMulti-family-SP_COOL | 0 |  |  |  |  | 50 | 50 | 0 | 0 | 0 | 0 | 180 |  | kWh | 0.2376 | 0 | Residential | [7 empty] | 3 | 0.78 |  |  |  | 1 | 1 | 0 | 0 | 0 | 0 | 0 | 0 | 0 | 0 | 0 | 0 | 2009 Qtr 1: 0; 2009 Qtr 2: 0; 2009 Qtr 3: 0; 2009 Qtr 4: 1; 2010 Qtr 1: 0; 2010 Qtr 2: 0; 2010 Qtr 3: 0; 2010 Qtr 4: 0; 2011 Qtr 1: 0; 2011 Qtr 2: 0; 2011 Qtr 3: 0; 2011 Qtr 4: 0 | 1
SDGE3043_KEM_3PKEMAHVACTraining,InstallationandMaint. | 267033-High Refrigerant Charge Adjustment (>= ±20% rated charge) Resid MF CZ10 Vint04 |  | System | Residential | 13-MFM-ResidentialMulti-family-SP_COOL | 0 |  |  |  |  | 66.33 | 79.5 | 0 | 0 | 0 | -13.17 | 171.246 |  | kWh | 0.22612 | -0.10521 | Residential |  | Winter Only | [5 empty] | 10 | 0.78 |  |  |  | 1 | 1 | 0 | 0 | 0 | 0 | 0 | 0 | 0 | 0 | 0 | 0 | 2009 Qtr 1: 0; 2009 Qtr 2: 0; 2009 Qtr 3: 0; 2009 Qtr 4: 1; 2010 Qtr 1: 0; 2010 Qtr 2: 0; 2010 Qtr 3: 0; 2010 Qtr 4: 0; 2011 Qtr 1: 0; 2011 Qtr 2: 0; 2011 Qtr 3: 0; 2011 Qtr 4: 0 | 1
SDGE3043_KEM_3PKEMAHVACTraining,InstallationandMaint. | 267042-Residential Condensor Coil Cleaning Resid MF CZ10 VintAll |  | System | Residential | 13-MFM-ResidentialMulti-family-SP_COOL | 0 |  |  |  |  | 50 | 50 | 0 | 0 | 0 | 0 | 180 |  | kWh | 0.2376 | 0 | Residential | [7 empty] | 3 | 0.78 |  |  |  | 1 | 1 | 0 | 0 | 0 | 0 | 0 | 0 | 0 | 0 | 0 | 0 | 2009 Qtr 1: 0; 2009 Qtr 2: 0; 2009 Qtr 3: 0; 2009 Qtr 4: 1; 2010 Qtr 1: 0; 2010 Qtr 2: 0; 2010 Qtr 3: 0; 2010 Qtr 4: 0; 2011 Qtr 1: 0; 2011 Qtr 2: 0; 2011 Qtr 3: 0; 2011 Qtr 4: 0 | 1
SDGE3043_KEM_3PKEMAHVACTraining,InstallationandMaint. | 267033-High Refrigerant Charge Adjustment (>= ±20% rated charge) Resid MF CZ10 Vint04 |  | System | Residential | 13-MFM-ResidentialMulti-family-SP_COOL | 0 |  |  |  |  | 66.33 | 53 | 0 | 0 | 0 | 13.33 | 171.246 |  | kWh | 0.22612 | -0.10521 | Residential |  | Winter Only | [5 empty] | 10 | 0.78 |  |  |  | 1 | 2 | 0 | 0 | 0 | 0 | 0 | 0 | 0 | 0 | 0 | 0 | 2009 Qtr 1: 0; 2009 Qtr 2: 0; 2009 Qtr 3: 0; 2009 Qtr 4: 2; 2010 Qtr 1: 0; 2010 Qtr 2: 0; 2010 Qtr 3: 0; 2010 Qtr 4: 0; 2011 Qtr 1: 0; 2011 Qtr 2: 0; 2011 Qtr 3: 0; 2011 Qtr 4: 0 | 2
SDGE3043_KEM_3PKEMAHVACTraining,InstallationandMaint. | 267042-Residential Condensor Coil Cleaning Resid MF CZ10 VintAll |  | System | Residential | 13-MFM-ResidentialMulti-family-SP_COOL | 0 |  |  |  |  | 50 | 50 | 0 | 0 | 0 | 0 | 180 |  | kWh | 0.2376 | 0 | Residential | [7 empty] | 3 | 0.78 |  |  |  | 1 | 1 | 0 | 0 | 0 | 0 | 0 | 0 | 0 | 0 | 0 | 0 | 2009 Qtr 1: 0; 2009 Qtr 2: 0; 2009 Qtr 3: 0; 2009 Qtr 4: 1; 2010 Qtr 1: 0; 2010 Qtr 2: 0; 2010 Qtr 3: 0; 2010 Qtr 4: 0; 2011 Qtr 1: 0; 2011 Qtr 2: 0; 2011 Qtr 3: 0; 2011 Qtr 4: 0 | 1
SDGE3043_KEM_3PKEMAHVACTraining,InstallationandMaint. | 267033-High Refrigerant Charge Adjustment (>= ±20% rated charge) Resid MF CZ10 Vint04 |  | System | Residential | 13-MFM-ResidentialMulti-family-SP_COOL | 0 |  |  |  |  | 66.33 | 79.5 | 0 | 0 | 0 | -13.17 | 171.246 |  | kWh | 0.22612 | -0.10521 | Residential |  | Winter Only | [5 empty] | 10 | 0.78 |  |  |  | 1 | 1 | 0 | 0 | 0 | 0 | 0 | 0 | 0 | 0 | 0 | 0 | 2009 Qtr 1: 0; 2009 Qtr 2: 0; 2009 Qtr 3: 0; 2009 Qtr 4: 1; 2010 Qtr 1: 0; 2010 Qtr 2: 0; 2010 Qtr 3: 0; 2010 Qtr 4: 0; 2011 Qtr 1: 0; 2011 Qtr 2: 0; 2011 Qtr 3: 0; 2011 Qtr 4: 0 | 1
SDGE3043_KEM_3PKEMAHVACTraining,InstallationandMaint. | 267042-Residential Condensor Coil Cleaning Resid MF CZ10 VintAll |  | System | Residential | 13-MFM-ResidentialMulti-family-SP_COOL | 0 |  |  |  |  | 50 | 50 | 0 | 0 | 0 | 0 | 180 |  | kWh | 0.2376 | 0 | Residential | [7 empty] | 3 | 0.78 |  |  |  | 1 | 1 | 0 | 0 | 0 | 0 | 0 | 0 | 0 | 0 | 0 | 0 | 2009 Qtr 1: 0; 2009 Qtr 2: 0; 2009 Qtr 3: 0; 2009 Qtr 4: 1; 2010 Qtr 1: 0; 2010 Qtr 2: 0; 2010 Qtr 3: 0; 2010 Qtr 4: 0; 2011 Qtr 1: 0; 2011 Qtr 2: 0; 2011 Qtr 3: 0; 2011 Qtr 4: 0 | 1
SDGE3043_KEM_3PKEMAHVACTraining,InstallationandMaint. | 267033-High Refrigerant Charge Adjustment (>= ±20% rated charge) Resid MF CZ10 Vint04 |  | System | Residential | 13-MFM-ResidentialMulti-family-SP_COOL | 0 |  |  |  |  | 66.33 | 79.5 | 0 | 0 | 0 | -13.17 | 171.246 |  | kWh | 0.22612 | -0.10521 | Residential |  | Winter Only | [5 empty] | 10 | 0.78 |  |  |  | 1 | 1 | 0 | 0 | 0 | 0 | 0 | 0 | 0 | 0 | 0 | 0 | 2009 Qtr 1: 0; 2009 Qtr 2: 0; 2009 Qtr 3: 0; 2009 Qtr 4: 1; 2010 Qtr 1: 0; 2010 Qtr 2: 0; 2010 Qtr 3: 0; 2010 Qtr 4: 0; 2011 Qtr 1: 0; 2011 Qtr 2: 0; 2011 Qtr 3: 0; 2011 Qtr 4: 0 | 1
SDGE3043_KEM_3PKEMAHVACTraining,InstallationandMaint. | 267042-Residential Condensor Coil Cleaning Resid MF CZ10 VintAll |  | System | Residential | 13-MFM-ResidentialMulti-family-SP_COOL | 0 |  |  |  |  | 50 | 50 | 0 | 0 | 0 | 0 | 180 |  | kWh | 0.2376 | 0 | Residential | [7 empty] | 3 | 0.78 |  |  |  | 1 | 1 | 0 | 0 | 0 | 0 | 0 | 0 | 0 | 0 | 0 | 0 | 2009 Qtr 1: 0; 2009 Qtr 2: 0; 2009 Qtr 3: 0; 2009 Qtr 4: 1; 2010 Qtr 1: 0; 2010 Qtr 2: 0; 2010 Qtr 3: 0; 2010 Qtr 4: 0; 2011 Qtr 1: 0; 2011 Qtr 2: 0; 2011 Qtr 3: 0; 2011 Qtr 4: 0 | 1
SDGE3043_KEM_3PKEMAHVACTraining,InstallationandMaint. | 267033-High Refrigerant Charge Adjustment (>= ±20% rated charge) Resid MF CZ10 Vint04 |  | System | Residential | 13-MFM-ResidentialMulti-family-SP_COOL | 0 |  |  |  |  | 66.33 | 53 | 0 | 0 | 0 | 13.33 | 171.246 |  | kWh | 0.22612 | -0.10521 | Residential |  | Winter Only | [5 empty] | 10 | 0.78 |  |  |  | 1 | 2 | 0 | 0 | 0 | 0 | 0 | 0 | 0 | 0 | 0 | 0 | 2009 Qtr 1: 0; 2009 Qtr 2: 0; 2009 Qtr 3: 0; 2009 Qtr 4: 2; 2010 Qtr 1: 0; 2010 Qtr 2: 0; 2010 Qtr 3: 0; 2010 Qtr 4: 0; 2011 Qtr 1: 0; 2011 Qtr 2: 0; 2011 Qtr 3: 0; 2011 Qtr 4: 0 | 2
SDGE3043_KEM_3PKEMAHVACTraining,InstallationandMaint. | 267042-Residential Condensor Coil Cleaning Resid MF CZ10 VintAll |  | System | Residential | 13-MFM-ResidentialMulti-family-SP_COOL | 0 |  |  |  |  | 50 | 50 | 0 | 0 | 0 | 0 | 180 |  | kWh | 0.2376 | 0 | Residential | [7 empty] | 3 | 0.78 |  |  |  | 1 | 1 | 0 | 0 | 0 | 0 | 0 | 0 | 0 | 0 | 0 | 0 | 2009 Qtr 1: 0; 2009 Qtr 2: 0; 2009 Qtr 3: 0; 2009 Qtr 4: 1; 2010 Qtr 1: 0; 2010 Qtr 2: 0; 2010 Qtr 3: 0; 2010 Qtr 4: 0; 2011 Qtr 1: 0; 2011 Qtr 2: 0; 2011 Qtr 3: 0; 2011 Qtr 4: 0 | 1
SDGE3043_KEM_3PKEMAHVACTraining,InstallationandMaint. | 267033-High Refrigerant Charge Adjustment (>= ±20% rated charge) Resid MF CZ10 Vint04 |  | System | Residential | 13-MFM-ResidentialMulti-family-SP_COOL | 0 |  |  |  |  | 66.33 | 53 | 0 | 0 | 0 | 13.33 | 171.246 |  | kWh | 0.22612 | -0.10521 | Residential |  | Winter Only | [5 empty] | 10 | 0.78 |  |  |  | 1 | 2 | 0 | 0 | 0 | 0 | 0 | 0 | 0 | 0 | 0 | 0 | 2009 Qtr 1: 0; 2009 Qtr 2: 0; 2009 Qtr 3: 0; 2009 Qtr 4: 2; 2010 Qtr 1: 0; 2010 Qtr 2: 0; 2010 Qtr 3: 0; 2010 Qtr 4: 0; 2011 Qtr 1: 0; 2011 Qtr 2: 0; 2011 Qtr 3: 0; 2011 Qtr 4: 0 | 2
SDGE3043_KEM_3PKEMAHVACTraining,InstallationandMaint. | 267042-Residential Condensor Coil Cleaning Resid MF CZ10 VintAll |  | System | Residential | 13-MFM-ResidentialMulti-family-SP_COOL | 0 |  |  |  |  | 50 | 50 | 0 | 0 | 0 | 0 | 180 |  | kWh | 0.2376 | 0 | Residential | [7 empty] | 3 | 0.78 |  |  |  | 1 | 1 | 0 | 0 | 0 | 0 | 0 | 0 | 0 | 0 | 0 | 0 | 2009 Qtr 1: 0; 2009 Qtr 2: 0; 2009 Qtr 3: 0; 2009 Qtr 4: 1; 2010 Qtr 1: 0; 2010 Qtr 2: 0; 2010 Qtr 3: 0; 2010 Qtr 4: 0; 2011 Qtr 1: 0; 2011 Qtr 2: 0; 2011 Qtr 3: 0; 2011 Qtr 4: 0 | 1
SDGE3043_KEM_3PKEMAHVACTraining,InstallationandMaint. | 267033-High Refrigerant Charge Adjustment (>= ±20% rated charge) Resid MF CZ10 Vint04 |  | System | Residential | 13-MFM-ResidentialMulti-family-SP_COOL | 0 |  |  |  |  | 66.33 | 53 | 0 | 0 | 0 | 13.33 | 171.246 |  | kWh | 0.22612 | -0.10521 | Residential |  | Winter Only | [5 empty] | 10 | 0.78 |  |  |  | 1 | 2 | 0 | 0 | 0 | 0 | 0 | 0 | 0 | 0 | 0 | 0 | 2009 Qtr 1: 0; 2009 Qtr 2: 0; 2009 Qtr 3: 0; 2009 Qtr 4: 2; 2010 Qtr 1: 0; 2010 Qtr 2: 0; 2010 Qtr 3: 0; 2010 Qtr 4: 0; 2011 Qtr 1: 0; 2011 Qtr 2: 0; 2011 Qtr 3: 0; 2011 Qtr 4: 0 | 2
SDGE3043_KEM_3PKEMAHVACTraining,InstallationandMaint. | 267042-Residential Condensor Coil Cleaning Resid MF CZ10 VintAll |  | System | Residential | 13-MFM-ResidentialMulti-family-SP_COOL | 0 |  |  |  |  | 50 | 50 | 0 | 0 | 0 | 0 | 180 |  | kWh | 0.2376 | 0 | Residential | [7 empty] | 3 | 0.78 |  |  |  | 1 | 1 | 0 | 0 | 0 | 0 | 0 | 0 | 0 | 0 | 0 | 0 | 2009 Qtr 1: 0; 2009 Qtr 2: 0; 2009 Qtr 3: 0; 2009 Qtr 4: 1; 2010 Qtr 1: 0; 2010 Qtr 2: 0; 2010 Qtr 3: 0; 2010 Qtr 4: 0; 2011 Qtr 1: 0; 2011 Qtr 2: 0; 2011 Qtr 3: 0; 2011 Qtr 4: 0 | 1
SDGE3043_KEM_3PKEMAHVACTraining,InstallationandMaint. | 267033-High Refrigerant Charge Adjustment (>= ±20% rated charge) Resid MF CZ10 Vint04 |  | System | Residential | 13-MFM-ResidentialMulti-family-SP_COOL | 0 |  |  |  |  | 66.33 | 53 | 0 | 0 | 0 | 13.33 | 171.246 |  | kWh | 0.22612 | -0.10521 | Residential |  | Winter Only | [5 empty] | 10 | 0.78 |  |  |  | 1 | 2 | 0 | 0 | 0 | 0 | 0 | 0 | 0 | 0 | 0 | 0 | 2009 Qtr 1: 0; 2009 Qtr 2: 0; 2009 Qtr 3: 0; 2009 Qtr 4: 2; 2010 Qtr 1: 0; 2010 Qtr 2: 0; 2010 Qtr 3: 0; 2010 Qtr 4: 0; 2011 Qtr 1: 0; 2011 Qtr 2: 0; 2011 Qtr 3: 0; 2011 Qtr 4: 0 | 2
SDGE3043_KEM_3PKEMAHVACTraining,InstallationandMaint. | 267042-Residential Condensor Coil Cleaning Resid MF CZ10 VintAll |  | System | Residential | 13-MFM-ResidentialMulti-family-SP_COOL | 0 |  |  |  |  | 50 | 50 | 0 | 0 | 0 | 0 | 180 |  | kWh | 0.2376 | 0 | Residential | [7 empty] | 3 | 0.78 |  |  |  | 1 | 1 | 0 | 0 | 0 | 0 | 0 | 0 | 0 | 0 | 0 | 0 | 2009 Qtr 1: 0; 2009 Qtr 2: 0; 2009 Qtr 3: 0; 2009 Qtr 4: 1; 2010 Qtr 1: 0; 2010 Qtr 2: 0; 2010 Qtr 3: 0; 2010 Qtr 4: 0; 2011 Qtr 1: 0; 2011 Qtr 2: 0; 2011 Qtr 3: 0; 2011 Qtr 4: 0 | 1
SDGE3043_KEM_3PKEMAHVACTraining,InstallationandMaint. | 267033-High Refrigerant Charge Adjustment (>= ±20% rated charge) Resid MF CZ10 Vint04 |  | System | Residential | 13-MFM-ResidentialMulti-family-SP_COOL | 0 |  |  |  |  | 66.33 | 53 | 0 | 0 | 0 | 13.33 | 171.246 |  | kWh | 0.22612 | -0.10521 | Residential |  | Winter Only | [5 empty] | 10 | 0.78 |  |  |  | 1 | 2 | 0 | 0 | 0 | 0 | 0 | 0 | 0 | 0 | 0 | 0 | 2009 Qtr 1: 0; 2009 Qtr 2: 0; 2009 Qtr 3: 0; 2009 Qtr 4: 2; 2010 Qtr 1: 0; 2010 Qtr 2: 0; 2010 Qtr 3: 0; 2010 Qtr 4: 0; 2011 Qtr 1: 0; 2011 Qtr 2: 0; 2011 Qtr 3: 0; 2011 Qtr 4: 0 | 2
SDGE3043_KEM_3PKEMAHVACTraining,InstallationandMaint. | 267042-Residential Condensor Coil Cleaning Resid MF CZ10 VintAll |  | System | Residential | 13-MFM-ResidentialMulti-family-SP_COOL | 0 |  |  |  |  | 50 | 50 | 0 | 0 | 0 | 0 | 180 |  | kWh | 0.2376 | 0 | Residential | [7 empty] | 3 | 0.78 |  |  |  | 1 | 1 | 0 | 0 | 0 | 0 | 0 | 0 | 0 | 0 | 0 | 0 | 2009 Qtr 1: 0; 2009 Qtr 2: 0; 2009 Qtr 3: 0; 2009 Qtr 4: 1; 2010 Qtr 1: 0; 2010 Qtr 2: 0; 2010 Qtr 3: 0; 2010 Qtr 4: 0; 2011 Qtr 1: 0; 2011 Qtr 2: 0; 2011 Qtr 3: 0; 2011 Qtr 4: 0 | 1
SDGE3043_KEM_3PKEMAHVACTraining,InstallationandMaint. | 267033-High Refrigerant Charge Adjustment (>= ±20% rated charge) Resid MF CZ10 Vint04 |  | System | Residential | 13-MFM-ResidentialMulti-family-SP_COOL | 0 |  |  |  |  | 66.33 | 53 | 0 | 0 | 0 | 13.33 | 171.246 |  | kWh | 0.22612 | -0.10521 | Residential |  | Winter Only | [5 empty] | 10 | 0.78 |  |  |  | 1 | 2 | 0 | 0 | 0 | 0 | 0 | 0 | 0 | 0 | 0 | 0 | 2009 Qtr 1: 0; 2009 Qtr 2: 0; 2009 Qtr 3: 0; 2009 Qtr 4: 2; 2010 Qtr 1: 0; 2010 Qtr 2: 0; 2010 Qtr 3: 0; 2010 Qtr 4: 0; 2011 Qtr 1: 0; 2011 Qtr 2: 0; 2011 Qtr 3: 0; 2011 Qtr 4: 0 | 2
SDGE3043_KEM_3PKEMAHVACTraining,InstallationandMaint. | 267042-Residential Condensor Coil Cleaning Resid MF CZ10 VintAll |  | System | Residential | 13-MFM-ResidentialMulti-family-SP_COOL | 0 |  |  |  |  | 50 | 50 | 0 | 0 | 0 | 0 | 180 |  | kWh | 0.2376 | 0 | Residential | [7 empty] | 3 | 0.78 |  |  |  | 1 | 1 | 0 | 0 | 0 | 0 | 0 | 0 | 0 | 0 | 0 | 0 | 2009 Qtr 1: 0; 2009 Qtr 2: 0; 2009 Qtr 3: 0; 2009 Qtr 4: 1; 2010 Qtr 1: 0; 2010 Qtr 2: 0; 2010 Qtr 3: 0; 2010 Qtr 4: 0; 2011 Qtr 1: 0; 2011 Qtr 2: 0; 2011 Qtr 3: 0; 2011 Qtr 4: 0 | 1
SDGE3043_KEM_3PKEMAHVACTraining,InstallationandMaint. | 267033-High Refrigerant Charge Adjustment (>= ±20% rated charge) Resid MF CZ10 Vint04 |  | System | Residential | 13-MFM-ResidentialMulti-family-SP_COOL | 0 |  |  |  |  | 66.33 | 79.5 | 0 | 0 | 0 | -13.17 | 171.246 |  | kWh | 0.22612 | -0.10521 | Residential |  | Winter Only | [5 empty] | 10 | 0.78 |  |  |  | 1 | 1 | 0 | 0 | 0 | 0 | 0 | 0 | 0 | 0 | 0 | 0 | 2009 Qtr 1: 0; 2009 Qtr 2: 0; 2009 Qtr 3: 0; 2009 Qtr 4: 1; 2010 Qtr 1: 0; 2010 Qtr 2: 0; 2010 Qtr 3: 0; 2010 Qtr 4: 0; 2011 Qtr 1: 0; 2011 Qtr 2: 0; 2011 Qtr 3: 0; 2011 Qtr 4: 0 | 1
SDGE3043_KEM_3PKEMAHVACTraining,InstallationandMaint. | 267042-Residential Condensor Coil Cleaning Resid MF CZ10 VintAll |  | System | Residential | 13-MFM-ResidentialMulti-family-SP_COOL | 0 |  |  |  |  | 50 | 50 | 0 | 0 | 0 | 0 | 180 |  | kWh | 0.2376 | 0 | Residential | [7 empty] | 3 | 0.78 |  |  |  | 1 | 1 | 0 | 0 | 0 | 0 | 0 | 0 | 0 | 0 | 0 | 0 | 2009 Qtr 1: 0; 2009 Qtr 2: 0; 2009 Qtr 3: 0; 2009 Qtr 4: 1; 2010 Qtr 1: 0; 2010 Qtr 2: 0; 2010 Qtr 3: 0; 2010 Qtr 4: 0; 2011 Qtr 1: 0; 2011 Qtr 2: 0; 2011 Qtr 3: 0; 2011 Qtr 4: 0 | 1
SDGE3043_KEM_3PKEMAHVACTraining,InstallationandMaint. | 267033-High Refrigerant Charge Adjustment (>= ±20% rated charge) Resid MF CZ10 Vint04 |  | System | Residential | 13-MFM-ResidentialMulti-family-SP_COOL | 0 |  |  |  |  | 66.33 | 79.5 | 0 | 0 | 0 | -13.17 | 171.246 |  | kWh | 0.22612 | -0.10521 | Residential |  | Winter Only | [5 empty] | 10 | 0.78 |  |  |  | 1 | 1 | 0 | 0 | 0 | 0 | 0 | 0 | 0 | 0 | 0 | 0 | 2009 Qtr 1: 0; 2009 Qtr 2: 0; 2009 Qtr 3: 0; 2009 Qtr 4: 1; 2010 Qtr 1: 0; 2010 Qtr 2: 0; 2010 Qtr 3: 0; 2010 Qtr 4: 0; 2011 Qtr 1: 0; 2011 Qtr 2: 0; 2011 Qtr 3: 0; 2011 Qtr 4: 0 | 1
SDGE3043_KEM_3PKEMAHVACTraining,InstallationandMaint. | 267042-Residential Condensor Coil Cleaning Resid MF CZ10 VintAll |  | System | Residential | 13-MFM-ResidentialMulti-family-SP_COOL | 0 |  |  |  |  | 50 | 50 | 0 | 0 | 0 | 0 | 180 |  | kWh | 0.2376 | 0 | Residential | [7 empty] | 3 | 0.78 |  |  |  | 1 | 1 | 0 | 0 | 0 | 0 | 0 | 0 | 0 | 0 | 0 | 0 | 2009 Qtr 1: 0; 2009 Qtr 2: 0; 2009 Qtr 3: 0; 2009 Qtr 4: 1; 2010 Qtr 1: 0; 2010 Qtr 2: 0; 2010 Qtr 3: 0; 2010 Qtr 4: 0; 2011 Qtr 1: 0; 2011 Qtr 2: 0; 2011 Qtr 3: 0; 2011 Qtr 4: 0 | 1
SDGE3043_KEM_3PKEMAHVACTraining,InstallationandMaint. | 267033-High Refrigerant Charge Adjustment (>= ±20% rated charge) Resid MF CZ10 Vint04 |  | System | Residential | 13-MFM-ResidentialMulti-family-SP_COOL | 0 |  |  |  |  | 66.33 | 53 | 0 | 0 | 0 | 13.33 | 171.246 |  | kWh | 0.22612 | -0.10521 | Residential |  | Winter Only | [5 empty] | 10 | 0.78 |  |  |  | 1 | 2 | 0 | 0 | 0 | 0 | 0 | 0 | 0 | 0 | 0 | 0 | 2009 Qtr 1: 0; 2009 Qtr 2: 0; 2009 Qtr 3: 0; 2009 Qtr 4: 2; 2010 Qtr 1: 0; 2010 Qtr 2: 0; 2010 Qtr 3: 0; 2010 Qtr 4: 0; 2011 Qtr 1: 0; 2011 Qtr 2: 0; 2011 Qtr 3: 0; 2011 Qtr 4: 0 | 2
SDGE3043_KEM_3PKEMAHVACTraining,InstallationandMaint. | 267042-Residential Condensor Coil Cleaning Resid MF CZ10 VintAll |  | System | Residential | 13-MFM-ResidentialMulti-family-SP_COOL | 0 |  |  |  |  | 50 | 50 | 0 | 0 | 0 | 0 | 180 |  | kWh | 0.2376 | 0 | Residential | [7 empty] | 3 | 0.78 |  |  |  | 1 | 1 | 0 | 0 | 0 | 0 | 0 | 0 | 0 | 0 | 0 | 0 | 2009 Qtr 1: 0; 2009 Qtr 2: 0; 2009 Qtr 3: 0; 2009 Qtr 4: 1; 2010 Qtr 1: 0; 2010 Qtr 2: 0; 2010 Qtr 3: 0; 2010 Qtr 4: 0; 2011 Qtr 1: 0; 2011 Qtr 2: 0; 2011 Qtr 3: 0; 2011 Qtr 4: 0 | 1
SDGE3043_KEM_3PKEMAHVACTraining,InstallationandMaint. | 267033-High Refrigerant Charge Adjustment (>= ±20% rated charge) Resid MF CZ10 Vint04 |  | System | Residential | 13-MFM-ResidentialMulti-family-SP_COOL | 0 |  |  |  |  | 66.33 | 53 | 0 | 0 | 0 | 13.33 | 171.246 |  | kWh | 0.22612 | -0.10521 | Residential |  | Winter Only | [5 empty] | 10 | 0.78 |  |  |  | 1 | 2 | 0 | 0 | 0 | 0 | 0 | 0 | 0 | 0 | 0 | 0 | 2009 Qtr 1: 0; 2009 Qtr 2: 0; 2009 Qtr 3: 0; 2009 Qtr 4: 2; 2010 Qtr 1: 0; 2010 Qtr 2: 0; 2010 Qtr 3: 0; 2010 Qtr 4: 0; 2011 Qtr 1: 0; 2011 Qtr 2: 0; 2011 Qtr 3: 0; 2011 Qtr 4: 0 | 2
SDGE3043_KEM_3PKEMAHVACTraining,InstallationandMaint. | 267042-Residential Condensor Coil Cleaning Resid MF CZ10 VintAll |  | System | Residential | 13-MFM-ResidentialMulti-family-SP_COOL | 0 |  |  |  |  | 50 | 50 | 0 | 0 | 0 | 0 | 180 |  | kWh | 0.2376 | 0 | Residential | [7 empty] | 3 | 0.78 |  |  |  | 1 | 1 | 0 | 0 | 0 | 0 | 0 | 0 | 0 | 0 | 0 | 0 | 2009 Qtr 1: 0; 2009 Qtr 2: 0; 2009 Qtr 3: 0; 2009 Qtr 4: 1; 2010 Qtr 1: 0; 2010 Qtr 2: 0; 2010 Qtr 3: 0; 2010 Qtr 4: 0; 2011 Qtr 1: 0; 2011 Qtr 2: 0; 2011 Qtr 3: 0; 2011 Qtr 4: 0 | 1
SDGE3043_KEM_3PKEMAHVACTraining,InstallationandMaint. | 267033-High Refrigerant Charge Adjustment (>= ±20% rated charge) Resid MF CZ10 Vint04 |  | System | Residential | 13-MFM-ResidentialMulti-family-SP_COOL | 0 |  |  |  |  | 66.33 | 53 | 0 | 0 | 0 | 13.33 | 171.246 |  | kWh | 0.22612 | -0.10521 | Residential |  | Winter Only | [5 empty] | 10 | 0.78 |  |  |  | 1 | 2 | 0 | 0 | 0 | 0 | 0 | 0 | 0 | 0 | 0 | 0 | 2009 Qtr 1: 0; 2009 Qtr 2: 0; 2009 Qtr 3: 0; 2009 Qtr 4: 2; 2010 Qtr 1: 0; 2010 Qtr 2: 0; 2010 Qtr 3: 0; 2010 Qtr 4: 0; 2011 Qtr 1: 0; 2011 Qtr 2: 0; 2011 Qtr 3: 0; 2011 Qtr 4: 0 | 2
SDGE3043_KEM_3PKEMAHVACTraining,InstallationandMaint. | 267042-Residential Condensor Coil Cleaning Resid MF CZ10 VintAll |  | System | Residential | 13-MFM-ResidentialMulti-family-SP_COOL | 0 |  |  |  |  | 50 | 50 | 0 | 0 | 0 | 0 | 180 |  | kWh | 0.2376 | 0 | Residential | [7 empty] | 3 | 0.78 |  |  |  | 1 | 1 | 0 | 0 | 0 | 0 | 0 | 0 | 0 | 0 | 0 | 0 | 2009 Qtr 1: 0; 2009 Qtr 2: 0; 2009 Qtr 3: 0; 2009 Qtr 4: 1; 2010 Qtr 1: 0; 2010 Qtr 2: 0; 2010 Qtr 3: 0; 2010 Qtr 4: 0; 2011 Qtr 1: 0; 2011 Qtr 2: 0; 2011 Qtr 3: 0; 2011 Qtr 4: 0 | 1
SDGE3043_KEM_3PKEMAHVACTraining,InstallationandMaint. | 267033-High Refrigerant Charge Adjustment (>= ±20% rated charge) Resid MF CZ10 Vint04 |  | System | Residential | 13-MFM-ResidentialMulti-family-SP_COOL | 0 |  |  |  |  | 66.33 | 53 | 0 | 0 | 0 | 13.33 | 171.246 |  | kWh | 0.22612 | -0.10521 | Residential |  | Winter Only | [5 empty] | 10 | 0.78 |  |  |  | 1 | 2 | 0 | 0 | 0 | 0 | 0 | 0 | 0 | 0 | 0 | 0 | 2009 Qtr 1: 0; 2009 Qtr 2: 0; 2009 Qtr 3: 0; 2009 Qtr 4: 2; 2010 Qtr 1: 0; 2010 Qtr 2: 0; 2010 Qtr 3: 0; 2010 Qtr 4: 0; 2011 Qtr 1: 0; 2011 Qtr 2: 0; 2011 Qtr 3: 0; 2011 Qtr 4: 0 | 2
SDGE3043_KEM_3PKEMAHVACTraining,InstallationandMaint. | 267042-Residential Condensor Coil Cleaning Resid MF CZ10 VintAll |  | System | Residential | 13-MFM-ResidentialMulti-family-SP_COOL | 0 |  |  |  |  | 50 | 50 | 0 | 0 | 0 | 0 | 180 |  | kWh | 0.2376 | 0 | Residential | [7 empty] | 3 | 0.78 |  |  |  | 1 | 1 | 0 | 0 | 0 | 0 | 0 | 0 | 0 | 0 | 0 | 0 | 2009 Qtr 1: 0; 2009 Qtr 2: 0; 2009 Qtr 3: 0; 2009 Qtr 4: 1; 2010 Qtr 1: 0; 2010 Qtr 2: 0; 2010 Qtr 3: 0; 2010 Qtr 4: 0; 2011 Qtr 1: 0; 2011 Qtr 2: 0; 2011 Qtr 3: 0; 2011 Qtr 4: 0 | 1
SDGE3043_KEM_3PKEMAHVACTraining,InstallationandMaint. | 267033-High Refrigerant Charge Adjustment (>= ±20% rated charge) Resid MF CZ10 Vint04 |  | System | Residential | 13-MFM-ResidentialMulti-family-SP_COOL | 0 |  |  |  |  | 66.33 | 53 | 0 | 0 | 0 | 13.33 | 171.246 |  | kWh | 0.22612 | -0.10521 | Residential |  | Winter Only | [5 empty] | 10 | 0.78 |  |  |  | 1 | 2 | 0 | 0 | 0 | 0 | 0 | 0 | 0 | 0 | 0 | 0 | 2009 Qtr 1: 0; 2009 Qtr 2: 0; 2009 Qtr 3: 0; 2009 Qtr 4: 2; 2010 Qtr 1: 0; 2010 Qtr 2: 0; 2010 Qtr 3: 0; 2010 Qtr 4: 0; 2011 Qtr 1: 0; 2011 Qtr 2: 0; 2011 Qtr 3: 0; 2011 Qtr 4: 0 | 2
SDGE3043_KEM_3PKEMAHVACTraining,InstallationandMaint. | 267042-Residential Condensor Coil Cleaning Resid MF CZ10 VintAll |  | System | Residential | 13-MFM-ResidentialMulti-family-SP_COOL | 0 |  |  |  |  | 50 | 50 | 0 | 0 | 0 | 0 | 180 |  | kWh | 0.2376 | 0 | Residential | [7 empty] | 3 | 0.78 |  |  |  | 1 | 1 | 0 | 0 | 0 | 0 | 0 | 0 | 0 | 0 | 0 | 0 | 2009 Qtr 1: 0; 2009 Qtr 2: 0; 2009 Qtr 3: 0; 2009 Qtr 4: 1; 2010 Qtr 1: 0; 2010 Qtr 2: 0; 2010 Qtr 3: 0; 2010 Qtr 4: 0; 2011 Qtr 1: 0; 2011 Qtr 2: 0; 2011 Qtr 3: 0; 2011 Qtr 4: 0 | 1
SDGE3043_KEM_3PKEMAHVACTraining,InstallationandMaint. | 267033-High Refrigerant Charge Adjustment (>= ±20% rated charge) Resid MF CZ10 Vint04 |  | System | Residential | 13-MFM-ResidentialMulti-family-SP_COOL | 0 |  |  |  |  | 66.33 | 66.25 | 0 | 0 | 0 | 0.08 | 171.246 |  | kWh | 0.22612 | -0.10521 | Residential |  | Winter Only | [5 empty] | 10 | 0.78 |  |  |  | 1 | 2 | 0 | 0 | 0 | 0 | 0 | 0 | 0 | 0 | 0 | 0 | 2009 Qtr 1: 0; 2009 Qtr 2: 0; 2009 Qtr 3: 0; 2009 Qtr 4: 2; 2010 Qtr 1: 0; 2010 Qtr 2: 0; 2010 Qtr 3: 0; 2010 Qtr 4: 0; 2011 Qtr 1: 0; 2011 Qtr 2: 0; 2011 Qtr 3: 0; 2011 Qtr 4: 0 | 2
SDGE3043_KEM_3PKEMAHVACTraining,InstallationandMaint. | 267042-Residential Condensor Coil Cleaning Resid MF CZ10 VintAll |  | System | Residential | 13-MFM-ResidentialMulti-family-SP_COOL | 0 |  |  |  |  | 50 | 50 | 0 | 0 | 0 | 0 | 180 |  | kWh | 0.2376 | 0 | Residential | [7 empty] | 3 | 0.78 |  |  |  | 1 | 1 | 0 | 0 | 0 | 0 | 0 | 0 | 0 | 0 | 0 | 0 | 2009 Qtr 1: 0; 2009 Qtr 2: 0; 2009 Qtr 3: 0; 2009 Qtr 4: 1; 2010 Qtr 1: 0; 2010 Qtr 2: 0; 2010 Qtr 3: 0; 2010 Qtr 4: 0; 2011 Qtr 1: 0; 2011 Qtr 2: 0; 2011 Qtr 3: 0; 2011 Qtr 4: 0 | 1
SDGE3043_KEM_3PKEMAHVACTraining,InstallationandMaint. | 267033-High Refrigerant Charge Adjustment (>= ±20% rated charge) Resid MF CZ10 Vint04 |  | System | Residential | 13-MFM-ResidentialMulti-family-SP_COOL | 0 |  |  |  |  | 66.33 | 53 | 0 | 0 | 0 | 13.33 | 171.246 |  | kWh | 0.22612 | -0.10521 | Residential |  | Winter Only | [5 empty] | 10 | 0.78 |  |  |  | 1 | 2 | 0 | 0 | 0 | 0 | 0 | 0 | 0 | 0 | 0 | 0 | 2009 Qtr 1: 0; 2009 Qtr 2: 0; 2009 Qtr 3: 0; 2009 Qtr 4: 2; 2010 Qtr 1: 0; 2010 Qtr 2: 0; 2010 Qtr 3: 0; 2010 Qtr 4: 0; 2011 Qtr 1: 0; 2011 Qtr 2: 0; 2011 Qtr 3: 0; 2011 Qtr 4: 0 | 2
SDGE3043_KEM_3PKEMAHVACTraining,InstallationandMaint. | 267042-Residential Condensor Coil Cleaning Resid MF CZ10 VintAll |  | System | Residential | 13-MFM-ResidentialMulti-family-SP_COOL | 0 |  |  |  |  | 50 | 50 | 0 | 0 | 0 | 0 | 180 |  | kWh | 0.2376 | 0 | Residential | [7 empty] | 3 | 0.78 |  |  |  | 1 | 1 | 0 | 0 | 0 | 0 | 0 | 0 | 0 | 0 | 0 | 0 | 2009 Qtr 1: 0; 2009 Qtr 2: 0; 2009 Qtr 3: 0; 2009 Qtr 4: 1; 2010 Qtr 1: 0; 2010 Qtr 2: 0; 2010 Qtr 3: 0; 2010 Qtr 4: 0; 2011 Qtr 1: 0; 2011 Qtr 2: 0; 2011 Qtr 3: 0; 2011 Qtr 4: 0 | 1
SDGE3043_KEM_3PKEMAHVACTraining,InstallationandMaint. | 267033-High Refrigerant Charge Adjustment (>= ±20% rated charge) Resid MF CZ10 Vint04 |  | System | Residential | 13-MFM-ResidentialMulti-family-SP_COOL | 0 |  |  |  |  | 66.33 | 53 | 0 | 0 | 0 | 13.33 | 171.246 |  | kWh | 0.22612 | -0.10521 | Residential |  | Winter Only | [5 empty] | 10 | 0.78 |  |  |  | 1 | 2 | 0 | 0 | 0 | 0 | 0 | 0 | 0 | 0 | 0 | 0 | 2009 Qtr 1: 0; 2009 Qtr 2: 0; 2009 Qtr 3: 0; 2009 Qtr 4: 2; 2010 Qtr 1: 0; 2010 Qtr 2: 0; 2010 Qtr 3: 0; 2010 Qtr 4: 0; 2011 Qtr 1: 0; 2011 Qtr 2: 0; 2011 Qtr 3: 0; 2011 Qtr 4: 0 | 2
SDGE3043_KEM_3PKEMAHVACTraining,InstallationandMaint. | 267042-Residential Condensor Coil Cleaning Resid MF CZ10 VintAll |  | System | Residential | 13-MFM-ResidentialMulti-family-SP_COOL | 0 |  |  |  |  | 50 | 50 | 0 | 0 | 0 | 0 | 180 |  | kWh | 0.2376 | 0 | Residential | [7 empty] | 3 | 0.78 |  |  |  | 1 | 1 | 0 | 0 | 0 | 0 | 0 | 0 | 0 | 0 | 0 | 0 | 2009 Qtr 1: 0; 2009 Qtr 2: 0; 2009 Qtr 3: 0; 2009 Qtr 4: 1; 2010 Qtr 1: 0; 2010 Qtr 2: 0; 2010 Qtr 3: 0; 2010 Qtr 4: 0; 2011 Qtr 1: 0; 2011 Qtr 2: 0; 2011 Qtr 3: 0; 2011 Qtr 4: 0 | 1
SDGE3043_KEM_3PKEMAHVACTraining,InstallationandMaint. | 267033-High Refrigerant Charge Adjustment (>= ±20% rated charge) Resid MF CZ10 Vint04 |  | System | Residential | 13-MFM-ResidentialMulti-family-SP_COOL | 0 |  |  |  |  | 66.33 | 53 | 0 | 0 | 0 | 13.33 | 171.246 |  | kWh | 0.22612 | -0.10521 | Residential |  | Winter Only | [5 empty] | 10 | 0.78 |  |  |  | 1 | 2 | 0 | 0 | 0 | 0 | 0 | 0 | 0 | 0 | 0 | 0 | 2009 Qtr 1: 0; 2009 Qtr 2: 0; 2009 Qtr 3: 0; 2009 Qtr 4: 2; 2010 Qtr 1: 0; 2010 Qtr 2: 0; 2010 Qtr 3: 0; 2010 Qtr 4: 0; 2011 Qtr 1: 0; 2011 Qtr 2: 0; 2011 Qtr 3: 0; 2011 Qtr 4: 0 | 2
SDGE3043_KEM_3PKEMAHVACTraining,InstallationandMaint. | 267042-Residential Condensor Coil Cleaning Resid MF CZ10 VintAll |  | System | Residential | 13-MFM-ResidentialMulti-family-SP_COOL | 0 |  |  |  |  | 50 | 50 | 0 | 0 | 0 | 0 | 180 |  | kWh | 0.2376 | 0 | Residential | [7 empty] | 3 | 0.78 |  |  |  | 1 | 1 | 0 | 0 | 0 | 0 | 0 | 0 | 0 | 0 | 0 | 0 | 2009 Qtr 1: 0; 2009 Qtr 2: 0; 2009 Qtr 3: 0; 2009 Qtr 4: 1; 2010 Qtr 1: 0; 2010 Qtr 2: 0; 2010 Qtr 3: 0; 2010 Qtr 4: 0; 2011 Qtr 1: 0; 2011 Qtr 2: 0; 2011 Qtr 3: 0; 2011 Qtr 4: 0 | 1
SDGE3043_KEM_3PKEMAHVACTraining,InstallationandMaint. | 267033-High Refrigerant Charge Adjustment (>= ±20% rated charge) Resid MF CZ10 Vint04 |  | System | Residential | 13-MFM-ResidentialMulti-family-SP_COOL | 0 |  |  |  |  | 66.33 | 53 | 0 | 0 | 0 | 13.33 | 171.246 |  | kWh | 0.22612 | -0.10521 | Residential |  | Winter Only | [5 empty] | 10 | 0.78 |  |  |  | 1 | 2 | 0 | 0 | 0 | 0 | 0 | 0 | 0 | 0 | 0 | 0 | 2009 Qtr 1: 0; 2009 Qtr 2: 0; 2009 Qtr 3: 0; 2009 Qtr 4: 2; 2010 Qtr 1: 0; 2010 Qtr 2: 0; 2010 Qtr 3: 0; 2010 Qtr 4: 0; 2011 Qtr 1: 0; 2011 Qtr 2: 0; 2011 Qtr 3: 0; 2011 Qtr 4: 0 | 2
SDGE3043_KEM_3PKEMAHVACTraining,InstallationandMaint. | 267042-Residential Condensor Coil Cleaning Resid MF CZ10 VintAll |  | System | Residential | 13-MFM-ResidentialMulti-family-SP_COOL | 0 |  |  |  |  | 50 | 50 | 0 | 0 | 0 | 0 | 180 |  | kWh | 0.2376 | 0 | Residential | [7 empty] | 3 | 0.78 |  |  |  | 1 | 1 | 0 | 0 | 0 | 0 | 0 | 0 | 0 | 0 | 0 | 0 | 2009 Qtr 1: 0; 2009 Qtr 2: 0; 2009 Qtr 3: 0; 2009 Qtr 4: 1; 2010 Qtr 1: 0; 2010 Qtr 2: 0; 2010 Qtr 3: 0; 2010 Qtr 4: 0; 2011 Qtr 1: 0; 2011 Qtr 2: 0; 2011 Qtr 3: 0; 2011 Qtr 4: 0 | 1
SDGE3043_KEM_3PKEMAHVACTraining,InstallationandMaint. | 267033-High Refrigerant Charge Adjustment (>= ±20% rated charge) Resid MF CZ10 Vint04 |  | System | Residential | 13-MFM-ResidentialMulti-family-SP_COOL | 0 |  |  |  |  | 66.33 | 53 | 0 | 0 | 0 | 13.33 | 171.246 |  | kWh | 0.22612 | -0.10521 | Residential |  | Winter Only | [5 empty] | 10 | 0.78 |  |  |  | 1 | 2 | 0 | 0 | 0 | 0 | 0 | 0 | 0 | 0 | 0 | 0 | 2009 Qtr 1: 0; 2009 Qtr 2: 0; 2009 Qtr 3: 0; 2009 Qtr 4: 2; 2010 Qtr 1: 0; 2010 Qtr 2: 0; 2010 Qtr 3: 0; 2010 Qtr 4: 0; 2011 Qtr 1: 0; 2011 Qtr 2: 0; 2011 Qtr 3: 0; 2011 Qtr 4: 0 | 2
SDGE3043_KEM_3PKEMAHVACTraining,InstallationandMaint. | 267042-Residential Condensor Coil Cleaning Resid MF CZ10 VintAll |  | System | Residential | 13-MFM-ResidentialMulti-family-SP_COOL | 0 |  |  |  |  | 50 | 50 | 0 | 0 | 0 | 0 | 180 |  | kWh | 0.2376 | 0 | Residential | [7 empty] | 3 | 0.78 |  |  |  | 1 | 1 | 0 | 0 | 0 | 0 | 0 | 0 | 0 | 0 | 0 | 0 | 2009 Qtr 1: 0; 2009 Qtr 2: 0; 2009 Qtr 3: 0; 2009 Qtr 4: 1; 2010 Qtr 1: 0; 2010 Qtr 2: 0; 2010 Qtr 3: 0; 2010 Qtr 4: 0; 2011 Qtr 1: 0; 2011 Qtr 2: 0; 2011 Qtr 3: 0; 2011 Qtr 4: 0 | 1
SDGE3043_KEM_3PKEMAHVACTraining,InstallationandMaint. | 267033-High Refrigerant Charge Adjustment (>= ±20% rated charge) Resid MF CZ10 Vint04 |  | System | Residential | 13-MFM-ResidentialMulti-family-SP_COOL | 0 |  |  |  |  | 66.33 | 53 | 0 | 0 | 0 | 13.33 | 171.246 |  | kWh | 0.22612 | -0.10521 | Residential |  | Winter Only | [5 empty] | 10 | 0.78 |  |  |  | 1 | 2 | 0 | 0 | 0 | 0 | 0 | 0 | 0 | 0 | 0 | 0 | 2009 Qtr 1: 0; 2009 Qtr 2: 0; 2009 Qtr 3: 0; 2009 Qtr 4: 2; 2010 Qtr 1: 0; 2010 Qtr 2: 0; 2010 Qtr 3: 0; 2010 Qtr 4: 0; 2011 Qtr 1: 0; 2011 Qtr 2: 0; 2011 Qtr 3: 0; 2011 Qtr 4: 0 | 2
SDGE3043_KEM_3PKEMAHVACTraining,InstallationandMaint. | 267042-Residential Condensor Coil Cleaning Resid MF CZ10 VintAll |  | System | Residential | 13-MFM-ResidentialMulti-family-SP_COOL | 0 |  |  |  |  | 50 | 50 | 0 | 0 | 0 | 0 | 180 |  | kWh | 0.2376 | 0 | Residential | [7 empty] | 3 | 0.78 |  |  |  | 1 | 1 | 0 | 0 | 0 | 0 | 0 | 0 | 0 | 0 | 0 | 0 | 2009 Qtr 1: 0; 2009 Qtr 2: 0; 2009 Qtr 3: 0; 2009 Qtr 4: 1; 2010 Qtr 1: 0; 2010 Qtr 2: 0; 2010 Qtr 3: 0; 2010 Qtr 4: 0; 2011 Qtr 1: 0; 2011 Qtr 2: 0; 2011 Qtr 3: 0; 2011 Qtr 4: 0 | 1
SDGE3043_KEM_3PKEMAHVACTraining,InstallationandMaint. | 267033-High Refrigerant Charge Adjustment (>= ±20% rated charge) Resid MF CZ10 Vint04 |  | System | Residential | 13-MFM-ResidentialMulti-family-SP_COOL | 0 |  |  |  |  | 66.33 | 66.25 | 0 | 0 | 0 | 0.08 | 171.246 |  | kWh | 0.22612 | -0.10521 | Residential |  | Winter Only | [5 empty] | 10 | 0.78 |  |  |  | 1 | 2 | 0 | 0 | 0 | 0 | 0 | 0 | 0 | 0 | 0 | 0 | 2009 Qtr 1: 0; 2009 Qtr 2: 0; 2009 Qtr 3: 0; 2009 Qtr 4: 2; 2010 Qtr 1: 0; 2010 Qtr 2: 0; 2010 Qtr 3: 0; 2010 Qtr 4: 0; 2011 Qtr 1: 0; 2011 Qtr 2: 0; 2011 Qtr 3: 0; 2011 Qtr 4: 0 | 2
SDGE3043_KEM_3PKEMAHVACTraining,InstallationandMaint. | 267042-Residential Condensor Coil Cleaning Resid MF CZ10 VintAll |  | System | Residential | 13-MFM-ResidentialMulti-family-SP_COOL | 0 |  |  |  |  | 50 | 50 | 0 | 0 | 0 | 0 | 180 |  | kWh | 0.2376 | 0 | Residential | [7 empty] | 3 | 0.78 |  |  |  | 1 | 1 | 0 | 0 | 0 | 0 | 0 | 0 | 0 | 0 | 0 | 0 | 2009 Qtr 1: 0; 2009 Qtr 2: 0; 2009 Qtr 3: 0; 2009 Qtr 4: 1; 2010 Qtr 1: 0; 2010 Qtr 2: 0; 2010 Qtr 3: 0; 2010 Qtr 4: 0; 2011 Qtr 1: 0; 2011 Qtr 2: 0; 2011 Qtr 3: 0; 2011 Qtr 4: 0 | 1
SDGE3043_KEM_3PKEMAHVACTraining,InstallationandMaint. | 267033-High Refrigerant Charge Adjustment (>= ±20% rated charge) Resid MF CZ10 Vint04 |  | System | Residential | 13-MFM-ResidentialMulti-family-SP_COOL | 0 |  |  |  |  | 66.33 | 53 | 0 | 0 | 0 | 13.33 | 171.246 |  | kWh | 0.22612 | -0.10521 | Residential |  | Winter Only | [5 empty] | 10 | 0.78 |  |  |  | 1 | 2 | 0 | 0 | 0 | 0 | 0 | 0 | 0 | 0 | 0 | 0 | 2009 Qtr 1: 0; 2009 Qtr 2: 0; 2009 Qtr 3: 0; 2009 Qtr 4: 2; 2010 Qtr 1: 0; 2010 Qtr 2: 0; 2010 Qtr 3: 0; 2010 Qtr 4: 0; 2011 Qtr 1: 0; 2011 Qtr 2: 0; 2011 Qtr 3: 0; 2011 Qtr 4: 0 | 2
SDGE3043_KEM_3PKEMAHVACTraining,InstallationandMaint. | 267042-Residential Condensor Coil Cleaning Resid MF CZ10 VintAll |  | System | Residential | 13-MFM-ResidentialMulti-family-SP_COOL | 0 |  |  |  |  | 50 | 50 | 0 | 0 | 0 | 0 | 180 |  | kWh | 0.2376 | 0 | Residential | [7 empty] | 3 | 0.78 |  |  |  | 1 | 1 | 0 | 0 | 0 | 0 | 0 | 0 | 0 | 0 | 0 | 0 | 2009 Qtr 1: 0; 2009 Qtr 2: 0; 2009 Qtr 3: 0; 2009 Qtr 4: 1; 2010 Qtr 1: 0; 2010 Qtr 2: 0; 2010 Qtr 3: 0; 2010 Qtr 4: 0; 2011 Qtr 1: 0; 2011 Qtr 2: 0; 2011 Qtr 3: 0; 2011 Qtr 4: 0 | 1
SDGE3043_KEM_3PKEMAHVACTraining,InstallationandMaint. | 267033-High Refrigerant Charge Adjustment (>= ±20% rated charge) Resid MF CZ10 Vint04 |  | System | Residential | 13-MFM-ResidentialMulti-family-SP_COOL | 0 |  |  |  |  | 66.33 | 53 | 0 | 0 | 0 | 13.33 | 171.246 |  | kWh | 0.22612 | -0.10521 | Residential |  | Winter Only | [5 empty] | 10 | 0.78 |  |  |  | 1 | 2 | 0 | 0 | 0 | 0 | 0 | 0 | 0 | 0 | 0 | 0 | 2009 Qtr 1: 0; 2009 Qtr 2: 0; 2009 Qtr 3: 0; 2009 Qtr 4: 2; 2010 Qtr 1: 0; 2010 Qtr 2: 0; 2010 Qtr 3: 0; 2010 Qtr 4: 0; 2011 Qtr 1: 0; 2011 Qtr 2: 0; 2011 Qtr 3: 0; 2011 Qtr 4: 0 | 2
SDGE3043_KEM_3PKEMAHVACTraining,InstallationandMaint. | 267042-Residential Condensor Coil Cleaning Resid MF CZ10 VintAll |  | System | Residential | 13-MFM-ResidentialMulti-family-SP_COOL | 0 |  |  |  |  | 50 | 50 | 0 | 0 | 0 | 0 | 180 |  | kWh | 0.2376 | 0 | Residential | [7 empty] | 3 | 0.78 |  |  |  | 1 | 1 | 0 | 0 | 0 | 0 | 0 | 0 | 0 | 0 | 0 | 0 | 2009 Qtr 1: 0; 2009 Qtr 2: 0; 2009 Qtr 3: 0; 2009 Qtr 4: 1; 2010 Qtr 1: 0; 2010 Qtr 2: 0; 2010 Qtr 3: 0; 2010 Qtr 4: 0; 2011 Qtr 1: 0; 2011 Qtr 2: 0; 2011 Qtr 3: 0; 2011 Qtr 4: 0 | 1
SDGE3043_KEM_3PKEMAHVACTraining,InstallationandMaint. | 267033-High Refrigerant Charge Adjustment (>= ±20% rated charge) Resid MF CZ10 Vint04 |  | System | Residential | 13-MFM-ResidentialMulti-family-SP_COOL | 0 |  |  |  |  | 66.33 | 53 | 0 | 0 | 0 | 13.33 | 171.246 |  | kWh | 0.22612 | -0.10521 | Residential |  | Winter Only | [5 empty] | 10 | 0.78 |  |  |  | 1 | 2 | 0 | 0 | 0 | 0 | 0 | 0 | 0 | 0 | 0 | 0 | 2009 Qtr 1: 0; 2009 Qtr 2: 0; 2009 Qtr 3: 0; 2009 Qtr 4: 2; 2010 Qtr 1: 0; 2010 Qtr 2: 0; 2010 Qtr 3: 0; 2010 Qtr 4: 0; 2011 Qtr 1: 0; 2011 Qtr 2: 0; 2011 Qtr 3: 0; 2011 Qtr 4: 0 | 2
SDGE3043_KEM_3PKEMAHVACTraining,InstallationandMaint. | 267042-Residential Condensor Coil Cleaning Resid MF CZ10 VintAll |  | System | Residential | 13-MFM-ResidentialMulti-family-SP_COOL | 0 |  |  |  |  | 50 | 50 | 0 | 0 | 0 | 0 | 180 |  | kWh | 0.2376 | 0 | Residential | [7 empty] | 3 | 0.78 |  |  |  | 1 | 1 | 0 | 0 | 0 | 0 | 0 | 0 | 0 | 0 | 0 | 0 | 2009 Qtr 1: 0; 2009 Qtr 2: 0; 2009 Qtr 3: 0; 2009 Qtr 4: 1; 2010 Qtr 1: 0; 2010 Qtr 2: 0; 2010 Qtr 3: 0; 2010 Qtr 4: 0; 2011 Qtr 1: 0; 2011 Qtr 2: 0; 2011 Qtr 3: 0; 2011 Qtr 4: 0 | 1
SDGE3043_KEM_3PKEMAHVACTraining,InstallationandMaint. | 267033-High Refrigerant Charge Adjustment (>= ±20% rated charge) Resid MF CZ10 Vint04 |  | System | Residential | 13-MFM-ResidentialMulti-family-SP_COOL | 0 |  |  |  |  | 66.33 | 53 | 0 | 0 | 0 | 13.33 | 171.246 |  | kWh | 0.22612 | -0.10521 | Residential |  | Winter Only | [5 empty] | 10 | 0.78 |  |  |  | 1 | 2 | 0 | 0 | 0 | 0 | 0 | 0 | 0 | 0 | 0 | 0 | 2009 Qtr 1: 0; 2009 Qtr 2: 0; 2009 Qtr 3: 0; 2009 Qtr 4: 2; 2010 Qtr 1: 0; 2010 Qtr 2: 0; 2010 Qtr 3: 0; 2010 Qtr 4: 0; 2011 Qtr 1: 0; 2011 Qtr 2: 0; 2011 Qtr 3: 0; 2011 Qtr 4: 0 | 2
SDGE3043_KEM_3PKEMAHVACTraining,InstallationandMaint. | 267042-Residential Condensor Coil Cleaning Resid MF CZ10 VintAll |  | System | Residential | 13-MFM-ResidentialMulti-family-SP_COOL | 0 |  |  |  |  | 50 | 50 | 0 | 0 | 0 | 0 | 180 |  | kWh | 0.2376 | 0 | Residential | [7 empty] | 3 | 0.78 |  |  |  | 1 | 1 | 0 | 0 | 0 | 0 | 0 | 0 | 0 | 0 | 0 | 0 | 2009 Qtr 1: 0; 2009 Qtr 2: 0; 2009 Qtr 3: 0; 2009 Qtr 4: 1; 2010 Qtr 1: 0; 2010 Qtr 2: 0; 2010 Qtr 3: 0; 2010 Qtr 4: 0; 2011 Qtr 1: 0; 2011 Qtr 2: 0; 2011 Qtr 3: 0; 2011 Qtr 4: 0 | 1
SDGE3043_KEM_3PKEMAHVACTraining,InstallationandMaint. | 267033-High Refrigerant Charge Adjustment (>= ±20% rated charge) Resid MF CZ10 Vint04 |  | System | Residential | 13-MFM-ResidentialMulti-family-SP_COOL | 0 |  |  |  |  | 66.33 | 53 | 0 | 0 | 0 | 13.33 | 171.246 |  | kWh | 0.22612 | -0.10521 | Residential |  | Winter Only | [5 empty] | 10 | 0.78 |  |  |  | 1 | 2 | 0 | 0 | 0 | 0 | 0 | 0 | 0 | 0 | 0 | 0 | 2009 Qtr 1: 0; 2009 Qtr 2: 0; 2009 Qtr 3: 0; 2009 Qtr 4: 2; 2010 Qtr 1: 0; 2010 Qtr 2: 0; 2010 Qtr 3: 0; 2010 Qtr 4: 0; 2011 Qtr 1: 0; 2011 Qtr 2: 0; 2011 Qtr 3: 0; 2011 Qtr 4: 0 | 2
SDGE3043_KEM_3PKEMAHVACTraining,InstallationandMaint. | 267042-Residential Condensor Coil Cleaning Resid MF CZ10 VintAll |  | System | Residential | 13-MFM-ResidentialMulti-family-SP_COOL | 0 |  |  |  |  | 50 | 50 | 0 | 0 | 0 | 0 | 180 |  | kWh | 0.2376 | 0 | Residential | [7 empty] | 3 | 0.78 |  |  |  | 1 | 1 | 0 | 0 | 0 | 0 | 0 | 0 | 0 | 0 | 0 | 0 | 2009 Qtr 1: 0; 2009 Qtr 2: 0; 2009 Qtr 3: 0; 2009 Qtr 4: 1; 2010 Qtr 1: 0; 2010 Qtr 2: 0; 2010 Qtr 3: 0; 2010 Qtr 4: 0; 2011 Qtr 1: 0; 2011 Qtr 2: 0; 2011 Qtr 3: 0; 2011 Qtr 4: 0 | 1
SDGE3043_KEM_3PKEMAHVACTraining,InstallationandMaint. | 267033-High Refrigerant Charge Adjustment (>= ±20% rated charge) Resid MF CZ10 Vint04 |  | System | Residential | 13-MFM-ResidentialMulti-family-SP_COOL | 0 |  |  |  |  | 66.33 | 53 | 0 | 0 | 0 | 13.33 | 171.246 |  | kWh | 0.22612 | -0.10521 | Residential |  | Winter Only | [5 empty] | 10 | 0.78 |  |  |  | 1 | 2 | 0 | 0 | 0 | 0 | 0 | 0 | 0 | 0 | 0 | 0 | 2009 Qtr 1: 0; 2009 Qtr 2: 0; 2009 Qtr 3: 0; 2009 Qtr 4: 2; 2010 Qtr 1: 0; 2010 Qtr 2: 0; 2010 Qtr 3: 0; 2010 Qtr 4: 0; 2011 Qtr 1: 0; 2011 Qtr 2: 0; 2011 Qtr 3: 0; 2011 Qtr 4: 0 | 2
SDGE3043_KEM_3PKEMAHVACTraining,InstallationandMaint. | 267042-Residential Condensor Coil Cleaning Resid MF CZ10 VintAll |  | System | Residential | 13-MFM-ResidentialMulti-family-SP_COOL | 0 |  |  |  |  | 50 | 50 | 0 | 0 | 0 | 0 | 180 |  | kWh | 0.2376 | 0 | Residential | [7 empty] | 3 | 0.78 |  |  |  | 1 | 1 | 0 | 0 | 0 | 0 | 0 | 0 | 0 | 0 | 0 | 0 | 2009 Qtr 1: 0; 2009 Qtr 2: 0; 2009 Qtr 3: 0; 2009 Qtr 4: 1; 2010 Qtr 1: 0; 2010 Qtr 2: 0; 2010 Qtr 3: 0; 2010 Qtr 4: 0; 2011 Qtr 1: 0; 2011 Qtr 2: 0; 2011 Qtr 3: 0; 2011 Qtr 4: 0 | 1
SDGE3043_KEM_3PKEMAHVACTraining,InstallationandMaint. | 267033-High Refrigerant Charge Adjustment (>= ±20% rated charge) Resid MF CZ10 Vint04 |  | System | Residential | 13-MFM-ResidentialMulti-family-SP_COOL | 0 |  |  |  |  | 66.33 | 53 | 0 | 0 | 0 | 13.33 | 171.246 |  | kWh | 0.22612 | -0.10521 | Residential |  | Winter Only | [5 empty] | 10 | 0.78 |  |  |  | 1 | 2 | 0 | 0 | 0 | 0 | 0 | 0 | 0 | 0 | 0 | 0 | 2009 Qtr 1: 0; 2009 Qtr 2: 0; 2009 Qtr 3: 0; 2009 Qtr 4: 2; 2010 Qtr 1: 0; 2010 Qtr 2: 0; 2010 Qtr 3: 0; 2010 Qtr 4: 0; 2011 Qtr 1: 0; 2011 Qtr 2: 0; 2011 Qtr 3: 0; 2011 Qtr 4: 0 | 2
SDGE3043_KEM_3PKEMAHVACTraining,InstallationandMaint. | 267042-Residential Condensor Coil Cleaning Resid MF CZ10 VintAll |  | System | Residential | 13-MFM-ResidentialMulti-family-SP_COOL | 0 |  |  |  |  | 50 | 50 | 0 | 0 | 0 | 0 | 180 |  | kWh | 0.2376 | 0 | Residential | [7 empty] | 3 | 0.78 |  |  |  | 1 | 1 | 0 | 0 | 0 | 0 | 0 | 0 | 0 | 0 | 0 | 0 | 2009 Qtr 1: 0; 2009 Qtr 2: 0; 2009 Qtr 3: 0; 2009 Qtr 4: 1; 2010 Qtr 1: 0; 2010 Qtr 2: 0; 2010 Qtr 3: 0; 2010 Qtr 4: 0; 2011 Qtr 1: 0; 2011 Qtr 2: 0; 2011 Qtr 3: 0; 2011 Qtr 4: 0 | 1
SDGE3043_KEM_3PKEMAHVACTraining,InstallationandMaint. | 267033-High Refrigerant Charge Adjustment (>= ±20% rated charge) Resid MF CZ10 Vint04 |  | System | Residential | 13-MFM-ResidentialMulti-family-SP_COOL | 0 |  |  |  |  | 66.33 | 53 | 0 | 0 | 0 | 13.33 | 171.246 |  | kWh | 0.22612 | -0.10521 | Residential |  | Winter Only | [5 empty] | 10 | 0.78 |  |  |  | 1 | 2 | 0 | 0 | 0 | 0 | 0 | 0 | 0 | 0 | 0 | 0 | 2009 Qtr 1: 0; 2009 Qtr 2: 0; 2009 Qtr 3: 0; 2009 Qtr 4: 2; 2010 Qtr 1: 0; 2010 Qtr 2: 0; 2010 Qtr 3: 0; 2010 Qtr 4: 0; 2011 Qtr 1: 0; 2011 Qtr 2: 0; 2011 Qtr 3: 0; 2011 Qtr 4: 0 | 2
SDGE3043_KEM_3PKEMAHVACTraining,InstallationandMaint. | 267042-Residential Condensor Coil Cleaning Resid MF CZ10 VintAll |  | System | Residential | 13-MFM-ResidentialMulti-family-SP_COOL | 0 |  |  |  |  | 50 | 50 | 0 | 0 | 0 | 0 | 180 |  | kWh | 0.2376 | 0 | Residential | [7 empty] | 3 | 0.78 |  |  |  | 1 | 1 | 0 | 0 | 0 | 0 | 0 | 0 | 0 | 0 | 0 | 0 | 2009 Qtr 1: 0; 2009 Qtr 2: 0; 2009 Qtr 3: 0; 2009 Qtr 4: 1; 2010 Qtr 1: 0; 2010 Qtr 2: 0; 2010 Qtr 3: 0; 2010 Qtr 4: 0; 2011 Qtr 1: 0; 2011 Qtr 2: 0; 2011 Qtr 3: 0; 2011 Qtr 4: 0 | 1
SDGE3043_KEM_3PKEMAHVACTraining,InstallationandMaint. | 267033-High Refrigerant Charge Adjustment (>= ±20% rated charge) Resid MF CZ10 Vint04 |  | System | Residential | 13-MFM-ResidentialMulti-family-SP_COOL | 0 |  |  |  |  | 66.33 | 53 | 0 | 0 | 0 | 13.33 | 171.246 |  | kWh | 0.22612 | -0.10521 | Residential |  | Winter Only | [5 empty] | 10 | 0.78 |  |  |  | 1 | 2 | 0 | 0 | 0 | 0 | 0 | 0 | 0 | 0 | 0 | 0 | 2009 Qtr 1: 0; 2009 Qtr 2: 0; 2009 Qtr 3: 0; 2009 Qtr 4: 2; 2010 Qtr 1: 0; 2010 Qtr 2: 0; 2010 Qtr 3: 0; 2010 Qtr 4: 0; 2011 Qtr 1: 0; 2011 Qtr 2: 0; 2011 Qtr 3: 0; 2011 Qtr 4: 0 | 2
SDGE3043_KEM_3PKEMAHVACTraining,InstallationandMaint. | 267042-Residential Condensor Coil Cleaning Resid MF CZ10 VintAll |  | System | Residential | 13-MFM-ResidentialMulti-family-SP_COOL | 0 |  |  |  |  | 50 | 50 | 0 | 0 | 0 | 0 | 180 |  | kWh | 0.2376 | 0 | Residential | [7 empty] | 3 | 0.78 |  |  |  | 1 | 1 | 0 | 0 | 0 | 0 | 0 | 0 | 0 | 0 | 0 | 0 | 2009 Qtr 1: 0; 2009 Qtr 2: 0; 2009 Qtr 3: 0; 2009 Qtr 4: 1; 2010 Qtr 1: 0; 2010 Qtr 2: 0; 2010 Qtr 3: 0; 2010 Qtr 4: 0; 2011 Qtr 1: 0; 2011 Qtr 2: 0; 2011 Qtr 3: 0; 2011 Qtr 4: 0 | 1
SDGE3043_KEM_3PKEMAHVACTraining,InstallationandMaint. | 267033-High Refrigerant Charge Adjustment (>= ±20% rated charge) Resid MF CZ10 Vint04 |  | System | Residential | 13-MFM-ResidentialMulti-family-SP_COOL | 0 |  |  |  |  | 66.33 | 53 | 0 | 0 | 0 | 13.33 | 171.246 |  | kWh | 0.22612 | -0.10521 | Residential |  | Winter Only | [5 empty] | 10 | 0.78 |  |  |  | 1 | 2 | 0 | 0 | 0 | 0 | 0 | 0 | 0 | 0 | 0 | 0 | 2009 Qtr 1: 0; 2009 Qtr 2: 0; 2009 Qtr 3: 0; 2009 Qtr 4: 2; 2010 Qtr 1: 0; 2010 Qtr 2: 0; 2010 Qtr 3: 0; 2010 Qtr 4: 0; 2011 Qtr 1: 0; 2011 Qtr 2: 0; 2011 Qtr 3: 0; 2011 Qtr 4: 0 | 2
SDGE3043_KEM_3PKEMAHVACTraining,InstallationandMaint. | 267042-Residential Condensor Coil Cleaning Resid MF CZ10 VintAll |  | System | Residential | 13-MFM-ResidentialMulti-family-SP_COOL | 0 |  |  |  |  | 50 | 50 | 0 | 0 | 0 | 0 | 180 |  | kWh | 0.2376 | 0 | Residential | [7 empty] | 3 | 0.78 |  |  |  | 1 | 1 | 0 | 0 | 0 | 0 | 0 | 0 | 0 | 0 | 0 | 0 | 2009 Qtr 1: 0; 2009 Qtr 2: 0; 2009 Qtr 3: 0; 2009 Qtr 4: 1; 2010 Qtr 1: 0; 2010 Qtr 2: 0; 2010 Qtr 3: 0; 2010 Qtr 4: 0; 2011 Qtr 1: 0; 2011 Qtr 2: 0; 2011 Qtr 3: 0; 2011 Qtr 4: 0 | 1
SDGE3043_KEM_3PKEMAHVACTraining,InstallationandMaint. | 267033-High Refrigerant Charge Adjustment (>= ±20% rated charge) Resid MF CZ10 Vint04 |  | System | Residential | 13-MFM-ResidentialMulti-family-SP_COOL | 0 |  |  |  |  | 66.33 | 53 | 0 | 0 | 0 | 13.33 | 171.246 |  | kWh | 0.22612 | -0.10521 | Residential |  | Winter Only | [5 empty] | 10 | 0.78 |  |  |  | 1 | 2 | 0 | 0 | 0 | 0 | 0 | 0 | 0 | 0 | 0 | 0 | 2009 Qtr 1: 0; 2009 Qtr 2: 0; 2009 Qtr 3: 0; 2009 Qtr 4: 2; 2010 Qtr 1: 0; 2010 Qtr 2: 0; 2010 Qtr 3: 0; 2010 Qtr 4: 0; 2011 Qtr 1: 0; 2011 Qtr 2: 0; 2011 Qtr 3: 0; 2011 Qtr 4: 0 | 2
SDGE3043_KEM_3PKEMAHVACTraining,InstallationandMaint. | 267042-Residential Condensor Coil Cleaning Resid MF CZ10 VintAll |  | System | Residential | 13-MFM-ResidentialMulti-family-SP_COOL | 0 |  |  |  |  | 50 | 50 | 0 | 0 | 0 | 0 | 180 |  | kWh | 0.2376 | 0 | Residential | [7 empty] | 3 | 0.78 |  |  |  | 1 | 1 | 0 | 0 | 0 | 0 | 0 | 0 | 0 | 0 | 0 | 0 | 2009 Qtr 1: 0; 2009 Qtr 2: 0; 2009 Qtr 3: 0; 2009 Qtr 4: 1; 2010 Qtr 1: 0; 2010 Qtr 2: 0; 2010 Qtr 3: 0; 2010 Qtr 4: 0; 2011 Qtr 1: 0; 2011 Qtr 2: 0; 2011 Qtr 3: 0; 2011 Qtr 4: 0 | 1
SDGE3043_KEM_3PKEMAHVACTraining,InstallationandMaint. | 267033-High Refrigerant Charge Adjustment (>= ±20% rated charge) Resid MF CZ10 Vint04 |  | System | Residential | 13-MFM-ResidentialMulti-family-SP_COOL | 0 |  |  |  |  | 66.33 | 79.5 | 0 | 0 | 0 | -13.17 | 171.246 |  | kWh | 0.22612 | -0.10521 | Residential |  | Winter Only | [5 empty] | 10 | 0.78 |  |  |  | 1 | 1 | 0 | 0 | 0 | 0 | 0 | 0 | 0 | 0 | 0 | 0 | 2009 Qtr 1: 0; 2009 Qtr 2: 0; 2009 Qtr 3: 0; 2009 Qtr 4: 1; 2010 Qtr 1: 0; 2010 Qtr 2: 0; 2010 Qtr 3: 0; 2010 Qtr 4: 0; 2011 Qtr 1: 0; 2011 Qtr 2: 0; 2011 Qtr 3: 0; 2011 Qtr 4: 0 | 1
SDGE3043_KEM_3PKEMAHVACTraining,InstallationandMaint. | 267042-Residential Condensor Coil Cleaning Resid MF CZ10 VintAll |  | System | Residential | 13-MFM-ResidentialMulti-family-SP_COOL | 0 |  |  |  |  | 50 | 50 | 0 | 0 | 0 | 0 | 180 |  | kWh | 0.2376 | 0 | Residential | [7 empty] | 3 | 0.78 |  |  |  | 1 | 1 | 0 | 0 | 0 | 0 | 0 | 0 | 0 | 0 | 0 | 0 | 2009 Qtr 1: 0; 2009 Qtr 2: 0; 2009 Qtr 3: 0; 2009 Qtr 4: 1; 2010 Qtr 1: 0; 2010 Qtr 2: 0; 2010 Qtr 3: 0; 2010 Qtr 4: 0; 2011 Qtr 1: 0; 2011 Qtr 2: 0; 2011 Qtr 3: 0; 2011 Qtr 4: 0 | 1
SDGE3043_KEM_3PKEMAHVACTraining,InstallationandMaint. | 267033-High Refrigerant Charge Adjustment (>= ±20% rated charge) Resid MF CZ10 Vint04 |  | System | Residential | 13-MFM-ResidentialMulti-family-SP_COOL | 0 |  |  |  |  | 66.33 | 79.5 | 0 | 0 | 0 | -13.17 | 171.246 |  | kWh | 0.22612 | -0.10521 | Residential |  | Winter Only | [5 empty] | 10 | 0.78 |  |  |  | 1 | 1 | 0 | 0 | 0 | 0 | 0 | 0 | 0 | 0 | 0 | 0 | 2009 Qtr 1: 0; 2009 Qtr 2: 0; 2009 Qtr 3: 0; 2009 Qtr 4: 1; 2010 Qtr 1: 0; 2010 Qtr 2: 0; 2010 Qtr 3: 0; 2010 Qtr 4: 0; 2011 Qtr 1: 0; 2011 Qtr 2: 0; 2011 Qtr 3: 0; 2011 Qtr 4: 0 | 1
SDGE3043_KEM_3PKEMAHVACTraining,InstallationandMaint. | 267042-Residential Condensor Coil Cleaning Resid MF CZ10 VintAll |  | System | Residential | 13-MFM-ResidentialMulti-family-SP_COOL | 0 |  |  |  |  | 50 | 50 | 0 | 0 | 0 | 0 | 180 |  | kWh | 0.2376 | 0 | Residential | [7 empty] | 3 | 0.78 |  |  |  | 1 | 1 | 0 | 0 | 0 | 0 | 0 | 0 | 0 | 0 | 0 | 0 | 2009 Qtr 1: 0; 2009 Qtr 2: 0; 2009 Qtr 3: 0; 2009 Qtr 4: 1; 2010 Qtr 1: 0; 2010 Qtr 2: 0; 2010 Qtr 3: 0; 2010 Qtr 4: 0; 2011 Qtr 1: 0; 2011 Qtr 2: 0; 2011 Qtr 3: 0; 2011 Qtr 4: 0 | 1
SDGE3043_KEM_3PKEMAHVACTraining,InstallationandMaint. | 267033-High Refrigerant Charge Adjustment (>= ±20% rated charge) Resid MF CZ10 Vint04 |  | System | Residential | 13-MFM-ResidentialMulti-family-SP_COOL | 0 |  |  |  |  | 66.33 | 53 | 0 | 0 | 0 | 13.33 | 171.246 |  | kWh | 0.22612 | -0.10521 | Residential |  | Winter Only | [5 empty] | 10 | 0.78 |  |  |  | 1 | 2 | 0 | 0 | 0 | 0 | 0 | 0 | 0 | 0 | 0 | 0 | 2009 Qtr 1: 0; 2009 Qtr 2: 0; 2009 Qtr 3: 0; 2009 Qtr 4: 2; 2010 Qtr 1: 0; 2010 Qtr 2: 0; 2010 Qtr 3: 0; 2010 Qtr 4: 0; 2011 Qtr 1: 0; 2011 Qtr 2: 0; 2011 Qtr 3: 0; 2011 Qtr 4: 0 | 2
SDGE3043_KEM_3PKEMAHVACTraining,InstallationandMaint. | 267042-Residential Condensor Coil Cleaning Resid MF CZ10 VintAll |  | System | Residential | 13-MFM-ResidentialMulti-family-SP_COOL | 0 |  |  |  |  | 50 | 50 | 0 | 0 | 0 | 0 | 180 |  | kWh | 0.2376 | 0 | Residential | [7 empty] | 3 | 0.78 |  |  |  | 1 | 1 | 0 | 0 | 0 | 0 | 0 | 0 | 0 | 0 | 0 | 0 | 2009 Qtr 1: 0; 2009 Qtr 2: 0; 2009 Qtr 3: 0; 2009 Qtr 4: 1; 2010 Qtr 1: 0; 2010 Qtr 2: 0; 2010 Qtr 3: 0; 2010 Qtr 4: 0; 2011 Qtr 1: 0; 2011 Qtr 2: 0; 2011 Qtr 3: 0; 2011 Qtr 4: 0 | 1
SDGE3043_KEM_3PKEMAHVACTraining,InstallationandMaint. | 267033-High Refrigerant Charge Adjustment (>= ±20% rated charge) Resid MF CZ10 Vint04 |  | System | Residential | 13-MFM-ResidentialMulti-family-SP_COOL | 0 |  |  |  |  | 66.33 | 79.5 | 0 | 0 | 0 | -13.17 | 171.246 |  | kWh | 0.22612 | -0.10521 | Residential |  | Winter Only | [5 empty] | 10 | 0.78 |  |  |  | 1 | 1 | 0 | 0 | 0 | 0 | 0 | 0 | 0 | 0 | 0 | 0 | 2009 Qtr 1: 0; 2009 Qtr 2: 0; 2009 Qtr 3: 0; 2009 Qtr 4: 1; 2010 Qtr 1: 0; 2010 Qtr 2: 0; 2010 Qtr 3: 0; 2010 Qtr 4: 0; 2011 Qtr 1: 0; 2011 Qtr 2: 0; 2011 Qtr 3: 0; 2011 Qtr 4: 0 | 1
SDGE3043_KEM_3PKEMAHVACTraining,InstallationandMaint. | 267042-Residential Condensor Coil Cleaning Resid MF CZ10 VintAll |  | System | Residential | 13-MFM-ResidentialMulti-family-SP_COOL | 0 |  |  |  |  | 50 | 50 | 0 | 0 | 0 | 0 | 180 |  | kWh | 0.2376 | 0 | Residential | [7 empty] | 3 | 0.78 |  |  |  | 1 | 1 | 0 | 0 | 0 | 0 | 0 | 0 | 0 | 0 | 0 | 0 | 2009 Qtr 1: 0; 2009 Qtr 2: 0; 2009 Qtr 3: 0; 2009 Qtr 4: 1; 2010 Qtr 1: 0; 2010 Qtr 2: 0; 2010 Qtr 3: 0; 2010 Qtr 4: 0; 2011 Qtr 1: 0; 2011 Qtr 2: 0; 2011 Qtr 3: 0; 2011 Qtr 4: 0 | 1
SDGE3043_KEM_3PKEMAHVACTraining,InstallationandMaint. | 267033-High Refrigerant Charge Adjustment (>= ±20% rated charge) Resid MF CZ10 Vint04 |  | System | Residential | 13-MFM-ResidentialMulti-family-SP_COOL | 0 |  |  |  |  | 66.33 | 79.5 | 0 | 0 | 0 | -13.17 | 171.246 |  | kWh | 0.22612 | -0.10521 | Residential |  | Winter Only | [5 empty] | 10 | 0.78 |  |  |  | 1 | 1 | 0 | 0 | 0 | 0 | 0 | 0 | 0 | 0 | 0 | 0 | 2009 Qtr 1: 0; 2009 Qtr 2: 0; 2009 Qtr 3: 0; 2009 Qtr 4: 1; 2010 Qtr 1: 0; 2010 Qtr 2: 0; 2010 Qtr 3: 0; 2010 Qtr 4: 0; 2011 Qtr 1: 0; 2011 Qtr 2: 0; 2011 Qtr 3: 0; 2011 Qtr 4: 0 | 1
SDGE3043_KEM_3PKEMAHVACTraining,InstallationandMaint. | 267042-Residential Condensor Coil Cleaning Resid MF CZ10 VintAll |  | System | Residential | 13-MFM-ResidentialMulti-family-SP_COOL | 0 |  |  |  |  | 50 | 50 | 0 | 0 | 0 | 0 | 180 |  | kWh | 0.2376 | 0 | Residential | [7 empty] | 3 | 0.78 |  |  |  | 1 | 1 | 0 | 0 | 0 | 0 | 0 | 0 | 0 | 0 | 0 | 0 | 2009 Qtr 1: 0; 2009 Qtr 2: 0; 2009 Qtr 3: 0; 2009 Qtr 4: 1; 2010 Qtr 1: 0; 2010 Qtr 2: 0; 2010 Qtr 3: 0; 2010 Qtr 4: 0; 2011 Qtr 1: 0; 2011 Qtr 2: 0; 2011 Qtr 3: 0; 2011 Qtr 4: 0 | 1
SDGE3043_KEM_3PKEMAHVACTraining,InstallationandMaint. | 267033-High Refrigerant Charge Adjustment (>= ±20% rated charge) Resid MF CZ10 Vint04 |  | System | Residential | 13-MFM-ResidentialMulti-family-SP_COOL | 0 |  |  |  |  | 66.33 | 53 | 0 | 0 | 0 | 13.33 | 171.246 |  | kWh | 0.22612 | -0.10521 | Residential |  | Winter Only | [5 empty] | 10 | 0.78 |  |  |  | 1 | 2 | 0 | 0 | 0 | 0 | 0 | 0 | 0 | 0 | 0 | 0 | 2009 Qtr 1: 0; 2009 Qtr 2: 0; 2009 Qtr 3: 0; 2009 Qtr 4: 2; 2010 Qtr 1: 0; 2010 Qtr 2: 0; 2010 Qtr 3: 0; 2010 Qtr 4: 0; 2011 Qtr 1: 0; 2011 Qtr 2: 0; 2011 Qtr 3: 0; 2011 Qtr 4: 0 | 2
SDGE3043_KEM_3PKEMAHVACTraining,InstallationandMaint. | 267042-Residential Condensor Coil Cleaning Resid MF CZ10 VintAll |  | System | Residential | 13-MFM-ResidentialMulti-family-SP_COOL | 0 |  |  |  |  | 50 | 50 | 0 | 0 | 0 | 0 | 180 |  | kWh | 0.2376 | 0 | Residential | [7 empty] | 3 | 0.78 |  |  |  | 1 | 1 | 0 | 0 | 0 | 0 | 0 | 0 | 0 | 0 | 0 | 0 | 2009 Qtr 1: 0; 2009 Qtr 2: 0; 2009 Qtr 3: 0; 2009 Qtr 4: 1; 2010 Qtr 1: 0; 2010 Qtr 2: 0; 2010 Qtr 3: 0; 2010 Qtr 4: 0; 2011 Qtr 1: 0; 2011 Qtr 2: 0; 2011 Qtr 3: 0; 2011 Qtr 4: 0 | 1
SDGE3043_KEM_3PKEMAHVACTraining,InstallationandMaint. | 267033-High Refrigerant Charge Adjustment (>= ±20% rated charge) Resid MF CZ10 Vint04 |  | System | Residential | 13-MFM-ResidentialMulti-family-SP_COOL | 0 |  |  |  |  | 66.33 | 53 | 0 | 0 | 0 | 13.33 | 171.246 |  | kWh | 0.22612 | -0.10521 | Residential |  | Winter Only | [5 empty] | 10 | 0.78 |  |  |  | 1 | 2 | 0 | 0 | 0 | 0 | 0 | 0 | 0 | 0 | 0 | 0 | 2009 Qtr 1: 0; 2009 Qtr 2: 0; 2009 Qtr 3: 0; 2009 Qtr 4: 2; 2010 Qtr 1: 0; 2010 Qtr 2: 0; 2010 Qtr 3: 0; 2010 Qtr 4: 0; 2011 Qtr 1: 0; 2011 Qtr 2: 0; 2011 Qtr 3: 0; 2011 Qtr 4: 0 | 2
SDGE3043_KEM_3PKEMAHVACTraining,InstallationandMaint. | 267042-Residential Condensor Coil Cleaning Resid MF CZ10 VintAll |  | System | Residential | 13-MFM-ResidentialMulti-family-SP_COOL | 0 |  |  |  |  | 50 | 50 | 0 | 0 | 0 | 0 | 180 |  | kWh | 0.2376 | 0 | Residential | [7 empty] | 3 | 0.78 |  |  |  | 1 | 1 | 0 | 0 | 0 | 0 | 0 | 0 | 0 | 0 | 0 | 0 | 2009 Qtr 1: 0; 2009 Qtr 2: 0; 2009 Qtr 3: 0; 2009 Qtr 4: 1; 2010 Qtr 1: 0; 2010 Qtr 2: 0; 2010 Qtr 3: 0; 2010 Qtr 4: 0; 2011 Qtr 1: 0; 2011 Qtr 2: 0; 2011 Qtr 3: 0; 2011 Qtr 4: 0 | 1
SDGE3043_KEM_3PKEMAHVACTraining,InstallationandMaint. | 267033-High Refrigerant Charge Adjustment (>= ±20% rated charge) Resid MF CZ10 Vint04 |  | System | Residential | 13-MFM-ResidentialMulti-family-SP_COOL | 0 |  |  |  |  | 66.33 | 53 | 0 | 0 | 0 | 13.33 | 171.246 |  | kWh | 0.22612 | -0.10521 | Residential |  | Winter Only | [5 empty] | 10 | 0.78 |  |  |  | 1 | 2 | 0 | 0 | 0 | 0 | 0 | 0 | 0 | 0 | 0 | 0 | 2009 Qtr 1: 0; 2009 Qtr 2: 0; 2009 Qtr 3: 0; 2009 Qtr 4: 2; 2010 Qtr 1: 0; 2010 Qtr 2: 0; 2010 Qtr 3: 0; 2010 Qtr 4: 0; 2011 Qtr 1: 0; 2011 Qtr 2: 0; 2011 Qtr 3: 0; 2011 Qtr 4: 0 | 2
SDGE3043_KEM_3PKEMAHVACTraining,InstallationandMaint. | 267042-Residential Condensor Coil Cleaning Resid MF CZ10 VintAll |  | System | Residential | 13-MFM-ResidentialMulti-family-SP_COOL | 0 |  |  |  |  | 50 | 50 | 0 | 0 | 0 | 0 | 180 |  | kWh | 0.2376 | 0 | Residential | [7 empty] | 3 | 0.78 |  |  |  | 1 | 1 | 0 | 0 | 0 | 0 | 0 | 0 | 0 | 0 | 0 | 0 | 2009 Qtr 1: 0; 2009 Qtr 2: 0; 2009 Qtr 3: 0; 2009 Qtr 4: 1; 2010 Qtr 1: 0; 2010 Qtr 2: 0; 2010 Qtr 3: 0; 2010 Qtr 4: 0; 2011 Qtr 1: 0; 2011 Qtr 2: 0; 2011 Qtr 3: 0; 2011 Qtr 4: 0 | 1
SDGE3043_KEM_3PKEMAHVACTraining,InstallationandMaint. | 267033-High Refrigerant Charge Adjustment (>= ±20% rated charge) Resid MF CZ10 Vint04 |  | System | Residential | 13-MFM-ResidentialMulti-family-SP_COOL | 0 |  |  |  |  | 66.33 | 53 | 0 | 0 | 0 | 13.33 | 171.246 |  | kWh | 0.22612 | -0.10521 | Residential |  | Winter Only | [5 empty] | 10 | 0.78 |  |  |  | 1 | 2 | 0 | 0 | 0 | 0 | 0 | 0 | 0 | 0 | 0 | 0 | 2009 Qtr 1: 0; 2009 Qtr 2: 0; 2009 Qtr 3: 0; 2009 Qtr 4: 2; 2010 Qtr 1: 0; 2010 Qtr 2: 0; 2010 Qtr 3: 0; 2010 Qtr 4: 0; 2011 Qtr 1: 0; 2011 Qtr 2: 0; 2011 Qtr 3: 0; 2011 Qtr 4: 0 | 2
SDGE3043_KEM_3PKEMAHVACTraining,InstallationandMaint. | 267042-Residential Condensor Coil Cleaning Resid MF CZ10 VintAll |  | System | Residential | 13-MFM-ResidentialMulti-family-SP_COOL | 0 |  |  |  |  | 50 | 50 | 0 | 0 | 0 | 0 | 180 |  | kWh | 0.2376 | 0 | Residential | [7 empty] | 3 | 0.78 |  |  |  | 1 | 1 | 0 | 0 | 0 | 0 | 0 | 0 | 0 | 0 | 0 | 0 | 2009 Qtr 1: 0; 2009 Qtr 2: 0; 2009 Qtr 3: 0; 2009 Qtr 4: 1; 2010 Qtr 1: 0; 2010 Qtr 2: 0; 2010 Qtr 3: 0; 2010 Qtr 4: 0; 2011 Qtr 1: 0; 2011 Qtr 2: 0; 2011 Qtr 3: 0; 2011 Qtr 4: 0 | 1
SDGE3043_KEM_3PKEMAHVACTraining,InstallationandMaint. | 267033-High Refrigerant Charge Adjustment (>= ±20% rated charge) Resid MF CZ10 Vint04 |  | System | Residential | 13-MFM-ResidentialMulti-family-SP_COOL | 0 |  |  |  |  | 66.33 | 53 | 0 | 0 | 0 | 13.33 | 171.246 |  | kWh | 0.22612 | -0.10521 | Residential |  | Winter Only | [5 empty] | 10 | 0.78 |  |  |  | 1 | 2 | 0 | 0 | 0 | 0 | 0 | 0 | 0 | 0 | 0 | 0 | 2009 Qtr 1: 0; 2009 Qtr 2: 0; 2009 Qtr 3: 0; 2009 Qtr 4: 2; 2010 Qtr 1: 0; 2010 Qtr 2: 0; 2010 Qtr 3: 0; 2010 Qtr 4: 0; 2011 Qtr 1: 0; 2011 Qtr 2: 0; 2011 Qtr 3: 0; 2011 Qtr 4: 0 | 2
SDGE3043_KEM_3PKEMAHVACTraining,InstallationandMaint. | 267042-Residential Condensor Coil Cleaning Resid MF CZ10 VintAll |  | System | Residential | 13-MFM-ResidentialMulti-family-SP_COOL | 0 |  |  |  |  | 50 | 50 | 0 | 0 | 0 | 0 | 180 |  | kWh | 0.2376 | 0 | Residential | [7 empty] | 3 | 0.78 |  |  |  | 1 | 1 | 0 | 0 | 0 | 0 | 0 | 0 | 0 | 0 | 0 | 0 | 2009 Qtr 1: 0; 2009 Qtr 2: 0; 2009 Qtr 3: 0; 2009 Qtr 4: 1; 2010 Qtr 1: 0; 2010 Qtr 2: 0; 2010 Qtr 3: 0; 2010 Qtr 4: 0; 2011 Qtr 1: 0; 2011 Qtr 2: 0; 2011 Qtr 3: 0; 2011 Qtr 4: 0 | 1
SDGE3043_KEM_3PKEMAHVACTraining,InstallationandMaint. | 267033-High Refrigerant Charge Adjustment (>= ±20% rated charge) Resid MF CZ10 Vint04 |  | System | Residential | 13-MFM-ResidentialMulti-family-SP_COOL | 0 |  |  |  |  | 66.33 | 53 | 0 | 0 | 0 | 13.33 | 171.246 |  | kWh | 0.22612 | -0.10521 | Residential |  | Winter Only | [5 empty] | 10 | 0.78 |  |  |  | 1 | 2 | 0 | 0 | 0 | 0 | 0 | 0 | 0 | 0 | 0 | 0 | 2009 Qtr 1: 0; 2009 Qtr 2: 0; 2009 Qtr 3: 0; 2009 Qtr 4: 2; 2010 Qtr 1: 0; 2010 Qtr 2: 0; 2010 Qtr 3: 0; 2010 Qtr 4: 0; 2011 Qtr 1: 0; 2011 Qtr 2: 0; 2011 Qtr 3: 0; 2011 Qtr 4: 0 | 2
SDGE3043_KEM_3PKEMAHVACTraining,InstallationandMaint. | 267042-Residential Condensor Coil Cleaning Resid MF CZ10 VintAll |  | System | Residential | 13-MFM-ResidentialMulti-family-SP_COOL | 0 |  |  |  |  | 50 | 50 | 0 | 0 | 0 | 0 | 180 |  | kWh | 0.2376 | 0 | Residential | [7 empty] | 3 | 0.78 |  |  |  | 1 | 1 | 0 | 0 | 0 | 0 | 0 | 0 | 0 | 0 | 0 | 0 | 2009 Qtr 1: 0; 2009 Qtr 2: 0; 2009 Qtr 3: 0; 2009 Qtr 4: 1; 2010 Qtr 1: 0; 2010 Qtr 2: 0; 2010 Qtr 3: 0; 2010 Qtr 4: 0; 2011 Qtr 1: 0; 2011 Qtr 2: 0; 2011 Qtr 3: 0; 2011 Qtr 4: 0 | 1
SDGE3043_KEM_3PKEMAHVACTraining,InstallationandMaint. | 267033-High Refrigerant Charge Adjustment (>= ±20% rated charge) Resid MF CZ10 Vint04 |  | System | Residential | 13-MFM-ResidentialMulti-family-SP_COOL | 0 |  |  |  |  | 66.33 | 53 | 0 | 0 | 0 | 13.33 | 171.246 |  | kWh | 0.22612 | -0.10521 | Residential |  | Winter Only | [5 empty] | 10 | 0.78 |  |  |  | 1 | 2 | 0 | 0 | 0 | 0 | 0 | 0 | 0 | 0 | 0 | 0 | 2009 Qtr 1: 0; 2009 Qtr 2: 0; 2009 Qtr 3: 0; 2009 Qtr 4: 2; 2010 Qtr 1: 0; 2010 Qtr 2: 0; 2010 Qtr 3: 0; 2010 Qtr 4: 0; 2011 Qtr 1: 0; 2011 Qtr 2: 0; 2011 Qtr 3: 0; 2011 Qtr 4: 0 | 2
SDGE3043_KEM_3PKEMAHVACTraining,InstallationandMaint. | 267042-Residential Condensor Coil Cleaning Resid MF CZ10 VintAll |  | System | Residential | 13-MFM-ResidentialMulti-family-SP_COOL | 0 |  |  |  |  | 50 | 50 | 0 | 0 | 0 | 0 | 180 |  | kWh | 0.2376 | 0 | Residential | [7 empty] | 3 | 0.78 |  |  |  | 1 | 1 | 0 | 0 | 0 | 0 | 0 | 0 | 0 | 0 | 0 | 0 | 2009 Qtr 1: 0; 2009 Qtr 2: 0; 2009 Qtr 3: 0; 2009 Qtr 4: 1; 2010 Qtr 1: 0; 2010 Qtr 2: 0; 2010 Qtr 3: 0; 2010 Qtr 4: 0; 2011 Qtr 1: 0; 2011 Qtr 2: 0; 2011 Qtr 3: 0; 2011 Qtr 4: 0 | 1
SDGE3043_KEM_3PKEMAHVACTraining,InstallationandMaint. | 267033-High Refrigerant Charge Adjustment (>= ±20% rated charge) Resid MF CZ10 Vint04 |  | System | Residential | 13-MFM-ResidentialMulti-family-SP_COOL | 0 |  |  |  |  | 66.33 | 53 | 0 | 0 | 0 | 13.33 | 171.246 |  | kWh | 0.22612 | -0.10521 | Residential |  | Winter Only | [5 empty] | 10 | 0.78 |  |  |  | 1 | 2 | 0 | 0 | 0 | 0 | 0 | 0 | 0 | 0 | 0 | 0 | 2009 Qtr 1: 0; 2009 Qtr 2: 0; 2009 Qtr 3: 0; 2009 Qtr 4: 2; 2010 Qtr 1: 0; 2010 Qtr 2: 0; 2010 Qtr 3: 0; 2010 Qtr 4: 0; 2011 Qtr 1: 0; 2011 Qtr 2: 0; 2011 Qtr 3: 0; 2011 Qtr 4: 0 | 2
SDGE3043_KEM_3PKEMAHVACTraining,InstallationandMaint. | 267042-Residential Condensor Coil Cleaning Resid MF CZ10 VintAll |  | System | Residential | 13-MFM-ResidentialMulti-family-SP_COOL | 0 |  |  |  |  | 50 | 50 | 0 | 0 | 0 | 0 | 180 |  | kWh | 0.2376 | 0 | Residential | [7 empty] | 3 | 0.78 |  |  |  | 1 | 1 | 0 | 0 | 0 | 0 | 0 | 0 | 0 | 0 | 0 | 0 | 2009 Qtr 1: 0; 2009 Qtr 2: 0; 2009 Qtr 3: 0; 2009 Qtr 4: 1; 2010 Qtr 1: 0; 2010 Qtr 2: 0; 2010 Qtr 3: 0; 2010 Qtr 4: 0; 2011 Qtr 1: 0; 2011 Qtr 2: 0; 2011 Qtr 3: 0; 2011 Qtr 4: 0 | 1
SDGE3043_KEM_3PKEMAHVACTraining,InstallationandMaint. | 267033-High Refrigerant Charge Adjustment (>= ±20% rated charge) Resid MF CZ10 Vint04 |  | System | Residential | 13-MFM-ResidentialMulti-family-SP_COOL | 0 |  |  |  |  | 66.33 | 53 | 0 | 0 | 0 | 13.33 | 171.246 |  | kWh | 0.22612 | -0.10521 | Residential |  | Winter Only | [5 empty] | 10 | 0.78 |  |  |  | 1 | 2 | 0 | 0 | 0 | 0 | 0 | 0 | 0 | 0 | 0 | 0 | 2009 Qtr 1: 0; 2009 Qtr 2: 0; 2009 Qtr 3: 0; 2009 Qtr 4: 2; 2010 Qtr 1: 0; 2010 Qtr 2: 0; 2010 Qtr 3: 0; 2010 Qtr 4: 0; 2011 Qtr 1: 0; 2011 Qtr 2: 0; 2011 Qtr 3: 0; 2011 Qtr 4: 0 | 2
SDGE3043_KEM_3PKEMAHVACTraining,InstallationandMaint. | 267042-Residential Condensor Coil Cleaning Resid MF CZ10 VintAll |  | System | Residential | 13-MFM-ResidentialMulti-family-SP_COOL | 0 |  |  |  |  | 50 | 50 | 0 | 0 | 0 | 0 | 180 |  | kWh | 0.2376 | 0 | Residential | [7 empty] | 3 | 0.78 |  |  |  | 1 | 1 | 0 | 0 | 0 | 0 | 0 | 0 | 0 | 0 | 0 | 0 | 2009 Qtr 1: 0; 2009 Qtr 2: 0; 2009 Qtr 3: 0; 2009 Qtr 4: 1; 2010 Qtr 1: 0; 2010 Qtr 2: 0; 2010 Qtr 3: 0; 2010 Qtr 4: 0; 2011 Qtr 1: 0; 2011 Qtr 2: 0; 2011 Qtr 3: 0; 2011 Qtr 4: 0 | 1
SDGE3043_KEM_3PKEMAHVACTraining,InstallationandMaint. | 267033-High Refrigerant Charge Adjustment (>= ±20% rated charge) Resid MF CZ10 Vint04 |  | System | Residential | 13-MFM-ResidentialMulti-family-SP_COOL | 0 |  |  |  |  | 66.33 | 79.5 | 0 | 0 | 0 | -13.17 | 171.246 |  | kWh | 0.22612 | -0.10521 | Residential |  | Winter Only | [5 empty] | 10 | 0.78 |  |  |  | 1 | 1 | 0 | 0 | 0 | 0 | 0 | 0 | 0 | 0 | 0 | 0 | 2009 Qtr 1: 0; 2009 Qtr 2: 0; 2009 Qtr 3: 0; 2009 Qtr 4: 1; 2010 Qtr 1: 0; 2010 Qtr 2: 0; 2010 Qtr 3: 0; 2010 Qtr 4: 0; 2011 Qtr 1: 0; 2011 Qtr 2: 0; 2011 Qtr 3: 0; 2011 Qtr 4: 0 | 1
SDGE3043_KEM_3PKEMAHVACTraining,InstallationandMaint. | 267042-Residential Condensor Coil Cleaning Resid MF CZ10 VintAll |  | System | Residential | 13-MFM-ResidentialMulti-family-SP_COOL | 0 |  |  |  |  | 50 | 50 | 0 | 0 | 0 | 0 | 180 |  | kWh | 0.2376 | 0 | Residential | [7 empty] | 3 | 0.78 |  |  |  | 1 | 1 | 0 | 0 | 0 | 0 | 0 | 0 | 0 | 0 | 0 | 0 | 2009 Qtr 1: 0; 2009 Qtr 2: 0; 2009 Qtr 3: 0; 2009 Qtr 4: 1; 2010 Qtr 1: 0; 2010 Qtr 2: 0; 2010 Qtr 3: 0; 2010 Qtr 4: 0; 2011 Qtr 1: 0; 2011 Qtr 2: 0; 2011 Qtr 3: 0; 2011 Qtr 4: 0 | 1
SDGE3043_KEM_3PKEMAHVACTraining,InstallationandMaint. | 267033-High Refrigerant Charge Adjustment (>= ±20% rated charge) Resid MF CZ10 Vint04 |  | System | Residential | 13-MFM-ResidentialMulti-family-SP_COOL | 0 |  |  |  |  | 66.33 | 53 | 0 | 0 | 0 | 13.33 | 171.246 |  | kWh | 0.22612 | -0.10521 | Residential |  | Winter Only | [5 empty] | 10 | 0.78 |  |  |  | 1 | 2 | 0 | 0 | 0 | 0 | 0 | 0 | 0 | 0 | 0 | 0 | 2009 Qtr 1: 0; 2009 Qtr 2: 0; 2009 Qtr 3: 0; 2009 Qtr 4: 2; 2010 Qtr 1: 0; 2010 Qtr 2: 0; 2010 Qtr 3: 0; 2010 Qtr 4: 0; 2011 Qtr 1: 0; 2011 Qtr 2: 0; 2011 Qtr 3: 0; 2011 Qtr 4: 0 | 2
SDGE3043_KEM_3PKEMAHVACTraining,InstallationandMaint. | 267042-Residential Condensor Coil Cleaning Resid MF CZ10 VintAll |  | System | Residential | 13-MFM-ResidentialMulti-family-SP_COOL | 0 |  |  |  |  | 50 | 50 | 0 | 0 | 0 | 0 | 180 |  | kWh | 0.2376 | 0 | Residential | [7 empty] | 3 | 0.78 |  |  |  | 1 | 1 | 0 | 0 | 0 | 0 | 0 | 0 | 0 | 0 | 0 | 0 | 2009 Qtr 1: 0; 2009 Qtr 2: 0; 2009 Qtr 3: 0; 2009 Qtr 4: 1; 2010 Qtr 1: 0; 2010 Qtr 2: 0; 2010 Qtr 3: 0; 2010 Qtr 4: 0; 2011 Qtr 1: 0; 2011 Qtr 2: 0; 2011 Qtr 3: 0; 2011 Qtr 4: 0 | 1
SDGE3043_KEM_3PKEMAHVACTraining,InstallationandMaint. | 267033-High Refrigerant Charge Adjustment (>= ±20% rated charge) Resid MF CZ10 Vint04 |  | System | Residential | 13-MFM-ResidentialMulti-family-SP_COOL | 0 |  |  |  |  | 66.33 | 79.5 | 0 | 0 | 0 | -13.17 | 171.246 |  | kWh | 0.22612 | -0.10521 | Residential |  | Winter Only | [5 empty] | 10 | 0.78 |  |  |  | 1 | 1 | 0 | 0 | 0 | 0 | 0 | 0 | 0 | 0 | 0 | 0 | 2009 Qtr 1: 0; 2009 Qtr 2: 0; 2009 Qtr 3: 0; 2009 Qtr 4: 1; 2010 Qtr 1: 0; 2010 Qtr 2: 0; 2010 Qtr 3: 0; 2010 Qtr 4: 0; 2011 Qtr 1: 0; 2011 Qtr 2: 0; 2011 Qtr 3: 0; 2011 Qtr 4: 0 | 1
SDGE3043_KEM_3PKEMAHVACTraining,InstallationandMaint. | 267042-Residential Condensor Coil Cleaning Resid MF CZ10 VintAll |  | System | Residential | 13-MFM-ResidentialMulti-family-SP_COOL | 0 |  |  |  |  | 50 | 50 | 0 | 0 | 0 | 0 | 180 |  | kWh | 0.2376 | 0 | Residential | [7 empty] | 3 | 0.78 |  |  |  | 1 | 1 | 0 | 0 | 0 | 0 | 0 | 0 | 0 | 0 | 0 | 0 | 2009 Qtr 1: 0; 2009 Qtr 2: 0; 2009 Qtr 3: 0; 2009 Qtr 4: 1; 2010 Qtr 1: 0; 2010 Qtr 2: 0; 2010 Qtr 3: 0; 2010 Qtr 4: 0; 2011 Qtr 1: 0; 2011 Qtr 2: 0; 2011 Qtr 3: 0; 2011 Qtr 4: 0 | 1
SDGE3043_KEM_3PKEMAHVACTraining,InstallationandMaint. | 267033-High Refrigerant Charge Adjustment (>= ±20% rated charge) Resid MF CZ10 Vint04 |  | System | Residential | 13-MFM-ResidentialMulti-family-SP_COOL | 0 |  |  |  |  | 66.33 | 53 | 0 | 0 | 0 | 13.33 | 171.246 |  | kWh | 0.22612 | -0.10521 | Residential |  | Winter Only | [5 empty] | 10 | 0.78 |  |  |  | 1 | 2 | 0 | 0 | 0 | 0 | 0 | 0 | 0 | 0 | 0 | 0 | 2009 Qtr 1: 0; 2009 Qtr 2: 0; 2009 Qtr 3: 0; 2009 Qtr 4: 2; 2010 Qtr 1: 0; 2010 Qtr 2: 0; 2010 Qtr 3: 0; 2010 Qtr 4: 0; 2011 Qtr 1: 0; 2011 Qtr 2: 0; 2011 Qtr 3: 0; 2011 Qtr 4: 0 | 2
SDGE3043_KEM_3PKEMAHVACTraining,InstallationandMaint. | 267042-Residential Condensor Coil Cleaning Resid MF CZ10 VintAll |  | System | Residential | 13-MFM-ResidentialMulti-family-SP_COOL | 0 |  |  |  |  | 50 | 50 | 0 | 0 | 0 | 0 | 180 |  | kWh | 0.2376 | 0 | Residential | [7 empty] | 3 | 0.78 |  |  |  | 1 | 1 | 0 | 0 | 0 | 0 | 0 | 0 | 0 | 0 | 0 | 0 | 2009 Qtr 1: 0; 2009 Qtr 2: 0; 2009 Qtr 3: 0; 2009 Qtr 4: 1; 2010 Qtr 1: 0; 2010 Qtr 2: 0; 2010 Qtr 3: 0; 2010 Qtr 4: 0; 2011 Qtr 1: 0; 2011 Qtr 2: 0; 2011 Qtr 3: 0; 2011 Qtr 4: 0 | 1
SDGE3043_KEM_3PKEMAHVACTraining,InstallationandMaint. | 267033-High Refrigerant Charge Adjustment (>= ±20% rated charge) Resid MF CZ10 Vint04 |  | System | Residential | 13-MFM-ResidentialMulti-family-SP_COOL | 0 |  |  |  |  | 66.33 | 79.5 | 0 | 0 | 0 | -13.17 | 171.246 |  | kWh | 0.22612 | -0.10521 | Residential |  | Winter Only | [5 empty] | 10 | 0.78 |  |  |  | 1 | 1 | 0 | 0 | 0 | 0 | 0 | 0 | 0 | 0 | 0 | 0 | 2009 Qtr 1: 0; 2009 Qtr 2: 0; 2009 Qtr 3: 0; 2009 Qtr 4: 1; 2010 Qtr 1: 0; 2010 Qtr 2: 0; 2010 Qtr 3: 0; 2010 Qtr 4: 0; 2011 Qtr 1: 0; 2011 Qtr 2: 0; 2011 Qtr 3: 0; 2011 Qtr 4: 0 | 1
SDGE3043_KEM_3PKEMAHVACTraining,InstallationandMaint. | 267042-Residential Condensor Coil Cleaning Resid MF CZ10 VintAll |  | System | Residential | 13-MFM-ResidentialMulti-family-SP_COOL | 0 |  |  |  |  | 50 | 50 | 0 | 0 | 0 | 0 | 180 |  | kWh | 0.2376 | 0 | Residential | [7 empty] | 3 | 0.78 |  |  |  | 1 | 1 | 0 | 0 | 0 | 0 | 0 | 0 | 0 | 0 | 0 | 0 | 2009 Qtr 1: 0; 2009 Qtr 2: 0; 2009 Qtr 3: 0; 2009 Qtr 4: 1; 2010 Qtr 1: 0; 2010 Qtr 2: 0; 2010 Qtr 3: 0; 2010 Qtr 4: 0; 2011 Qtr 1: 0; 2011 Qtr 2: 0; 2011 Qtr 3: 0; 2011 Qtr 4: 0 | 1
SDGE3043_KEM_3PKEMAHVACTraining,InstallationandMaint. | 267042-Residential Condensor Coil Cleaning Resid MF CZ10 VintAll |  | System | Residential | 13-MFM-ResidentialMulti-family-SP_COOL | 0 |  |  |  |  | 50 | 50 | 0 | 0 | 0 | 0 | 180 |  | kWh | 0.2376 | 0 | Residential | [7 empty] | 3 | 0.78 |  |  |  | 1 | 1 | 0 | 0 | 0 | 0 | 0 | 0 | 0 | 0 | 0 | 0 | 2009 Qtr 1: 0; 2009 Qtr 2: 0; 2009 Qtr 3: 0; 2009 Qtr 4: 1; 2010 Qtr 1: 0; 2010 Qtr 2: 0; 2010 Qtr 3: 0; 2010 Qtr 4: 0; 2011 Qtr 1: 0; 2011 Qtr 2: 0; 2011 Qtr 3: 0; 2011 Qtr 4: 0 | 1
SDGE3043_KEM_3PKEMAHVACTraining,InstallationandMaint. | 267033-High Refrigerant Charge Adjustment (>= ±20% rated charge) Resid MF CZ10 Vint04 |  | System | Residential | 13-MFM-ResidentialMulti-family-SP_COOL | 0 |  |  |  |  | 66.33 | 53 | 0 | 0 | 0 | 13.33 | 171.246 |  | kWh | 0.22612 | -0.10521 | Residential |  | Winter Only | [5 empty] | 10 | 0.78 |  |  |  | 1 | 2 | 0 | 0 | 0 | 0 | 0 | 0 | 0 | 0 | 0 | 0 | 2009 Qtr 1: 0; 2009 Qtr 2: 0; 2009 Qtr 3: 0; 2009 Qtr 4: 2; 2010 Qtr 1: 0; 2010 Qtr 2: 0; 2010 Qtr 3: 0; 2010 Qtr 4: 0; 2011 Qtr 1: 0; 2011 Qtr 2: 0; 2011 Qtr 3: 0; 2011 Qtr 4: 0 | 2
SDGE3043_KEM_3PKEMAHVACTraining,InstallationandMaint. | 267042-Residential Condensor Coil Cleaning Resid MF CZ10 VintAll |  | System | Residential | 13-MFM-ResidentialMulti-family-SP_COOL | 0 |  |  |  |  | 50 | 50 | 0 | 0 | 0 | 0 | 180 |  | kWh | 0.2376 | 0 | Residential | [7 empty] | 3 | 0.78 |  |  |  | 1 | 1 | 0 | 0 | 0 | 0 | 0 | 0 | 0 | 0 | 0 | 0 | 2009 Qtr 1: 0; 2009 Qtr 2: 0; 2009 Qtr 3: 0; 2009 Qtr 4: 1; 2010 Qtr 1: 0; 2010 Qtr 2: 0; 2010 Qtr 3: 0; 2010 Qtr 4: 0; 2011 Qtr 1: 0; 2011 Qtr 2: 0; 2011 Qtr 3: 0; 2011 Qtr 4: 0 | 1
SDGE3043_KEM_3PKEMAHVACTraining,InstallationandMaint. | 267029-Commercial HVAC Diagnostic/Tune-up Com All CZ07 VintAll |  | System | Commercial | 01-ALC-AllCommercial-Cooling | 0 |  |  |  |  | 48.3685 | 45.3009 | 0 | 0 | 0 | 3.0676 | 60.0094 |  | kWh | 0.046765 | 0 | Commercial | [7 empty] | 10 | 0.85 |  |  |  | 1 | 2 | 0 | 0 | 0 | 0 | 0 | 0 | 0 | 0 | 0 | 0 | 2009 Qtr 1: 0; 2009 Qtr 2: 0; 2009 Qtr 3: 0; 2009 Qtr 4: 2; 2010 Qtr 1: 0; 2010 Qtr 2: 0; 2010 Qtr 3: 0; 2010 Qtr 4: 0; 2011 Qtr 1: 0; 2011 Qtr 2: 0; 2011 Qtr 3: 0; 2011 Qtr 4: 0 | 2
SDGE3043_KEM_3PKEMAHVACTraining,InstallationandMaint. | 267044-Commercial Condensor Coil Cleaning (all units - savings at 50% of DEER) Com All CZ07 VintAll |  | System | Commercial | 01-ALC-AllCommercial-Cooling | 0 |  |  |  |  | 9.9998 | 10 | 0 | 0 | 0 | -0.0002249 | 60 |  | kWh | 0.047 | 0 | Commercial | [7 empty] | 3 | 0.78 |  |  |  | 1 | 2 | 0 | 0 | 0 | 0 | 0 | 0 | 0 | 0 | 0 | 0 | 2009 Qtr 1: 0; 2009 Qtr 2: 0; 2009 Qtr 3: 0; 2009 Qtr 4: 2; 2010 Qtr 1: 0; 2010 Qtr 2: 0; 2010 Qtr 3: 0; 2010 Qtr 4: 0; 2011 Qtr 1: 0; 2011 Qtr 2: 0; 2011 Qtr 3: 0; 2011 Qtr 4: 0 | 2
SDGE3043_KEM_3PKEMAHVACTraining,InstallationandMaint. | 267029-Commercial HVAC Diagnostic/Tune-up Com All CZ07 VintAll |  | System | Commercial | 01-ALC-AllCommercial-Cooling | 0 |  |  |  |  | 48.3685 | 45.3009 | 0 | 0 | 0 | 3.0676 | 60.0094 |  | kWh | 0.046765 | 0 | Commercial | [7 empty] | 10 | 0.85 |  |  |  | 1 | 4 | 0 | 0 | 0 | 0 | 0 | 0 | 0 | 0 | 0 | 0 | 2009 Qtr 1: 0; 2009 Qtr 2: 0; 2009 Qtr 3: 0; 2009 Qtr 4: 4; 2010 Qtr 1: 0; 2010 Qtr 2: 0; 2010 Qtr 3: 0; 2010 Qtr 4: 0; 2011 Qtr 1: 0; 2011 Qtr 2: 0; 2011 Qtr 3: 0; 2011 Qtr 4: 0 | 4
SDGE3043_KEM_3PKEMAHVACTraining,InstallationandMaint. | 267044-Commercial Condensor Coil Cleaning (all units - savings at 50% of DEER) Com All CZ07 VintAll |  | System | Commercial | 01-ALC-AllCommercial-Cooling | 0 |  |  |  |  | 9.9998 | 10 | 0 | 0 | 0 | -0.0002249 | 60 |  | kWh | 0.047 | 0 | Commercial | [7 empty] | 3 | 0.78 |  |  |  | 1 | 4 | 0 | 0 | 0 | 0 | 0 | 0 | 0 | 0 | 0 | 0 | 2009 Qtr 1: 0; 2009 Qtr 2: 0; 2009 Qtr 3: 0; 2009 Qtr 4: 4; 2010 Qtr 1: 0; 2010 Qtr 2: 0; 2010 Qtr 3: 0; 2010 Qtr 4: 0; 2011 Qtr 1: 0; 2011 Qtr 2: 0; 2011 Qtr 3: 0; 2011 Qtr 4: 0 | 4
SDGE3043_KEM_3PKEMAHVACTraining,InstallationandMaint. | 267029-Commercial HVAC Diagnostic/Tune-up Com All CZ07 VintAll |  | System | Commercial | 01-ALC-AllCommercial-Cooling | 0 |  |  |  |  | 48.3685 | 45.3009 | 0 | 0 | 0 | 3.0676 | 60.0094 |  | kWh | 0.046765 | 0 | Commercial | [7 empty] | 10 | 0.85 |  |  |  | 1 | 4 | 0 | 0 | 0 | 0 | 0 | 0 | 0 | 0 | 0 | 0 | 2009 Qtr 1: 0; 2009 Qtr 2: 0; 2009 Qtr 3: 0; 2009 Qtr 4: 4; 2010 Qtr 1: 0; 2010 Qtr 2: 0; 2010 Qtr 3: 0; 2010 Qtr 4: 0; 2011 Qtr 1: 0; 2011 Qtr 2: 0; 2011 Qtr 3: 0; 2011 Qtr 4: 0 | 4
SDGE3043_KEM_3PKEMAHVACTraining,InstallationandMaint. | 267044-Commercial Condensor Coil Cleaning (all units - savings at 50% of DEER) Com All CZ07 VintAll |  | System | Commercial | 01-ALC-AllCommercial-Cooling | 0 |  |  |  |  | 9.9998 | 10 | 0 | 0 | 0 | -0.0002249 | 60 |  | kWh | 0.047 | 0 | Commercial | [7 empty] | 3 | 0.78 |  |  |  | 1 | 4 | 0 | 0 | 0 | 0 | 0 | 0 | 0 | 0 | 0 | 0 | 2009 Qtr 1: 0; 2009 Qtr 2: 0; 2009 Qtr 3: 0; 2009 Qtr 4: 4; 2010 Qtr 1: 0; 2010 Qtr 2: 0; 2010 Qtr 3: 0; 2010 Qtr 4: 0; 2011 Qtr 1: 0; 2011 Qtr 2: 0; 2011 Qtr 3: 0; 2011 Qtr 4: 0 | 4
SDGE3043_KEM_3PKEMAHVACTraining,InstallationandMaint. | 267029-Commercial HVAC Diagnostic/Tune-up Com All CZ07 VintAll |  | System | Commercial | 01-ALC-AllCommercial-Cooling | 0 |  |  |  |  | 48.3685 | 45.3009 | 0 | 0 | 0 | 3.0676 | 60.0094 |  | kWh | 0.046765 | 0 | Commercial | [7 empty] | 10 | 0.85 |  |  |  | 1 | 4 | 0 | 0 | 0 | 0 | 0 | 0 | 0 | 0 | 0 | 0 | 2009 Qtr 1: 0; 2009 Qtr 2: 0; 2009 Qtr 3: 0; 2009 Qtr 4: 4; 2010 Qtr 1: 0; 2010 Qtr 2: 0; 2010 Qtr 3: 0; 2010 Qtr 4: 0; 2011 Qtr 1: 0; 2011 Qtr 2: 0; 2011 Qtr 3: 0; 2011 Qtr 4: 0 | 4
SDGE3043_KEM_3PKEMAHVACTraining,InstallationandMaint. | 267044-Commercial Condensor Coil Cleaning (all units - savings at 50% of DEER) Com All CZ07 VintAll |  | System | Commercial | 01-ALC-AllCommercial-Cooling | 0 |  |  |  |  | 9.9998 | 10 | 0 | 0 | 0 | -0.0002249 | 60 |  | kWh | 0.047 | 0 | Commercial | [7 empty] | 3 | 0.78 |  |  |  | 1 | 4 | 0 | 0 | 0 | 0 | 0 | 0 | 0 | 0 | 0 | 0 | 2009 Qtr 1: 0; 2009 Qtr 2: 0; 2009 Qtr 3: 0; 2009 Qtr 4: 4; 2010 Qtr 1: 0; 2010 Qtr 2: 0; 2010 Qtr 3: 0; 2010 Qtr 4: 0; 2011 Qtr 1: 0; 2011 Qtr 2: 0; 2011 Qtr 3: 0; 2011 Qtr 4: 0 | 4
SDGE3043_KEM_3PKEMAHVACTraining,InstallationandMaint. | 267029-Commercial HVAC Diagnostic/Tune-up Com All CZ07 VintAll |  | System | Commercial | 01-ALC-AllCommercial-Cooling | 0 |  |  |  |  | 48.3685 | 45.3009 | 0 | 0 | 0 | 3.0676 | 60.0094 |  | kWh | 0.046765 | 0 | Commercial | [7 empty] | 10 | 0.85 |  |  |  | 1 | 4 | 0 | 0 | 0 | 0 | 0 | 0 | 0 | 0 | 0 | 0 | 2009 Qtr 1: 0; 2009 Qtr 2: 0; 2009 Qtr 3: 0; 2009 Qtr 4: 4; 2010 Qtr 1: 0; 2010 Qtr 2: 0; 2010 Qtr 3: 0; 2010 Qtr 4: 0; 2011 Qtr 1: 0; 2011 Qtr 2: 0; 2011 Qtr 3: 0; 2011 Qtr 4: 0 | 4
SDGE3043_KEM_3PKEMAHVACTraining,InstallationandMaint. | 267044-Commercial Condensor Coil Cleaning (all units - savings at 50% of DEER) Com All CZ07 VintAll |  | System | Commercial | 01-ALC-AllCommercial-Cooling | 0 |  |  |  |  | 9.9998 | 10 | 0 | 0 | 0 | -0.0002249 | 60 |  | kWh | 0.047 | 0 | Commercial | [7 empty] | 3 | 0.78 |  |  |  | 1 | 4 | 0 | 0 | 0 | 0 | 0 | 0 | 0 | 0 | 0 | 0 | 2009 Qtr 1: 0; 2009 Qtr 2: 0; 2009 Qtr 3: 0; 2009 Qtr 4: 4; 2010 Qtr 1: 0; 2010 Qtr 2: 0; 2010 Qtr 3: 0; 2010 Qtr 4: 0; 2011 Qtr 1: 0; 2011 Qtr 2: 0; 2011 Qtr 3: 0; 2011 Qtr 4: 0 | 4
SDGE3043_KEM_3PKEMAHVACTraining,InstallationandMaint. | 267029-Commercial HVAC Diagnostic/Tune-up Com All CZ07 VintAll |  | System | Commercial | 01-ALC-AllCommercial-Cooling | 0 |  |  |  |  | 48.3685 | 45.3009 | 0 | 0 | 0 | 3.0676 | 60.0094 |  | kWh | 0.046765 | 0 | Commercial | [7 empty] | 10 | 0.85 |  |  |  | 1 | 4 | 0 | 0 | 0 | 0 | 0 | 0 | 0 | 0 | 0 | 0 | 2009 Qtr 1: 0; 2009 Qtr 2: 0; 2009 Qtr 3: 0; 2009 Qtr 4: 4; 2010 Qtr 1: 0; 2010 Qtr 2: 0; 2010 Qtr 3: 0; 2010 Qtr 4: 0; 2011 Qtr 1: 0; 2011 Qtr 2: 0; 2011 Qtr 3: 0; 2011 Qtr 4: 0 | 4
SDGE3043_KEM_3PKEMAHVACTraining,InstallationandMaint. | 267044-Commercial Condensor Coil Cleaning (all units - savings at 50% of DEER) Com All CZ07 VintAll |  | System | Commercial | 01-ALC-AllCommercial-Cooling | 0 |  |  |  |  | 9.9998 | 10 | 0 | 0 | 0 | -0.0002249 | 60 |  | kWh | 0.047 | 0 | Commercial | [7 empty] | 3 | 0.78 |  |  |  | 1 | 4 | 0 | 0 | 0 | 0 | 0 | 0 | 0 | 0 | 0 | 0 | 2009 Qtr 1: 0; 2009 Qtr 2: 0; 2009 Qtr 3: 0; 2009 Qtr 4: 4; 2010 Qtr 1: 0; 2010 Qtr 2: 0; 2010 Qtr 3: 0; 2010 Qtr 4: 0; 2011 Qtr 1: 0; 2011 Qtr 2: 0; 2011 Qtr 3: 0; 2011 Qtr 4: 0 | 4
SDGE3043_KEM_3PKEMAHVACTraining,InstallationandMaint. | 267029-Commercial HVAC Diagnostic/Tune-up Com All CZ07 VintAll |  | System | Commercial | 01-ALC-AllCommercial-Cooling | 0 |  |  |  |  | 48.3685 | 45.3009 | 0 | 0 | 0 | 3.0676 | 60.0094 |  | kWh | 0.046765 | 0 | Commercial | [7 empty] | 10 | 0.85 |  |  |  | 1 | 4 | 0 | 0 | 0 | 0 | 0 | 0 | 0 | 0 | 0 | 0 | 2009 Qtr 1: 0; 2009 Qtr 2: 0; 2009 Qtr 3: 0; 2009 Qtr 4: 4; 2010 Qtr 1: 0; 2010 Qtr 2: 0; 2010 Qtr 3: 0; 2010 Qtr 4: 0; 2011 Qtr 1: 0; 2011 Qtr 2: 0; 2011 Qtr 3: 0; 2011 Qtr 4: 0 | 4
SDGE3043_KEM_3PKEMAHVACTraining,InstallationandMaint. | 267044-Commercial Condensor Coil Cleaning (all units - savings at 50% of DEER) Com All CZ07 VintAll |  | System | Commercial | 01-ALC-AllCommercial-Cooling | 0 |  |  |  |  | 9.9998 | 10 | 0 | 0 | 0 | -0.0002249 | 60 |  | kWh | 0.047 | 0 | Commercial | [7 empty] | 3 | 0.78 |  |  |  | 1 | 4 | 0 | 0 | 0 | 0 | 0 | 0 | 0 | 0 | 0 | 0 | 2009 Qtr 1: 0; 2009 Qtr 2: 0; 2009 Qtr 3: 0; 2009 Qtr 4: 4; 2010 Qtr 1: 0; 2010 Qtr 2: 0; 2010 Qtr 3: 0; 2010 Qtr 4: 0; 2011 Qtr 1: 0; 2011 Qtr 2: 0; 2011 Qtr 3: 0; 2011 Qtr 4: 0 | 4
SDGE3043_KEM_3PKEMAHVACTraining,InstallationandMaint. | 267029-Commercial HVAC Diagnostic/Tune-up Com All CZ07 VintAll |  | System | Commercial | 01-ALC-AllCommercial-Cooling | 0 |  |  |  |  | 48.3685 | 45.3009 | 0 | 0 | 0 | 3.0676 | 60.0094 |  | kWh | 0.046765 | 0 | Commercial | [7 empty] | 10 | 0.85 |  |  |  | 1 | 4 | 0 | 0 | 0 | 0 | 0 | 0 | 0 | 0 | 0 | 0 | 2009 Qtr 1: 0; 2009 Qtr 2: 0; 2009 Qtr 3: 0; 2009 Qtr 4: 4; 2010 Qtr 1: 0; 2010 Qtr 2: 0; 2010 Qtr 3: 0; 2010 Qtr 4: 0; 2011 Qtr 1: 0; 2011 Qtr 2: 0; 2011 Qtr 3: 0; 2011 Qtr 4: 0 | 4
SDGE3043_KEM_3PKEMAHVACTraining,InstallationandMaint. | 267044-Commercial Condensor Coil Cleaning (all units - savings at 50% of DEER) Com All CZ07 VintAll |  | System | Commercial | 01-ALC-AllCommercial-Cooling | 0 |  |  |  |  | 9.9998 | 10 | 0 | 0 | 0 | -0.0002249 | 60 |  | kWh | 0.047 | 0 | Commercial | [7 empty] | 3 | 0.78 |  |  |  | 1 | 4 | 0 | 0 | 0 | 0 | 0 | 0 | 0 | 0 | 0 | 0 | 2009 Qtr 1: 0; 2009 Qtr 2: 0; 2009 Qtr 3: 0; 2009 Qtr 4: 4; 2010 Qtr 1: 0; 2010 Qtr 2: 0; 2010 Qtr 3: 0; 2010 Qtr 4: 0; 2011 Qtr 1: 0; 2011 Qtr 2: 0; 2011 Qtr 3: 0; 2011 Qtr 4: 0 | 4
SDGE3043_KEM_3PKEMAHVACTraining,InstallationandMaint. | 267029-Commercial HVAC Diagnostic/Tune-up Com All CZ07 VintAll |  | System | Commercial | 01-ALC-AllCommercial-Cooling | 0 |  |  |  |  | 48.3685 | 45.3009 | 0 | 0 | 0 | 3.0676 | 60.0094 |  | kWh | 0.046765 | 0 | Commercial | [7 empty] | 10 | 0.85 |  |  |  | 1 | 2 | 0 | 0 | 0 | 0 | 0 | 0 | 0 | 0 | 0 | 0 | 2009 Qtr 1: 0; 2009 Qtr 2: 0; 2009 Qtr 3: 0; 2009 Qtr 4: 2; 2010 Qtr 1: 0; 2010 Qtr 2: 0; 2010 Qtr 3: 0; 2010 Qtr 4: 0; 2011 Qtr 1: 0; 2011 Qtr 2: 0; 2011 Qtr 3: 0; 2011 Qtr 4: 0 | 2
SDGE3043_KEM_3PKEMAHVACTraining,InstallationandMaint. | 267044-Commercial Condensor Coil Cleaning (all units - savings at 50% of DEER) Com All CZ07 VintAll |  | System | Commercial | 01-ALC-AllCommercial-Cooling | 0 |  |  |  |  | 9.9998 | 10 | 0 | 0 | 0 | -0.0002249 | 60 |  | kWh | 0.047 | 0 | Commercial | [7 empty] | 3 | 0.78 |  |  |  | 1 | 2 | 0 | 0 | 0 | 0 | 0 | 0 | 0 | 0 | 0 | 0 | 2009 Qtr 1: 0; 2009 Qtr 2: 0; 2009 Qtr 3: 0; 2009 Qtr 4: 2; 2010 Qtr 1: 0; 2010 Qtr 2: 0; 2010 Qtr 3: 0; 2010 Qtr 4: 0; 2011 Qtr 1: 0; 2011 Qtr 2: 0; 2011 Qtr 3: 0; 2011 Qtr 4: 0 | 2
SDGE3043_KEM_3PKEMAHVACTraining,InstallationandMaint. | 267029-Commercial HVAC Diagnostic/Tune-up Com All CZ07 VintAll |  | System | Commercial | 01-ALC-AllCommercial-Cooling | 0 |  |  |  |  | 48.3685 | 45.3009 | 0 | 0 | 0 | 3.0676 | 60.0094 |  | kWh | 0.046765 | 0 | Commercial | [7 empty] | 10 | 0.85 |  |  |  | 1 | 5 | 0 | 0 | 0 | 0 | 0 | 0 | 0 | 0 | 0 | 0 | 2009 Qtr 1: 0; 2009 Qtr 2: 0; 2009 Qtr 3: 0; 2009 Qtr 4: 5; 2010 Qtr 1: 0; 2010 Qtr 2: 0; 2010 Qtr 3: 0; 2010 Qtr 4: 0; 2011 Qtr 1: 0; 2011 Qtr 2: 0; 2011 Qtr 3: 0; 2011 Qtr 4: 0 | 5
SDGE3043_KEM_3PKEMAHVACTraining,InstallationandMaint. | 267044-Commercial Condensor Coil Cleaning (all units - savings at 50% of DEER) Com All CZ07 VintAll |  | System | Commercial | 01-ALC-AllCommercial-Cooling | 0 |  |  |  |  | 9.9998 | 10 | 0 | 0 | 0 | -0.0002249 | 60 |  | kWh | 0.047 | 0 | Commercial | [7 empty] | 3 | 0.78 |  |  |  | 1 | 5 | 0 | 0 | 0 | 0 | 0 | 0 | 0 | 0 | 0 | 0 | 2009 Qtr 1: 0; 2009 Qtr 2: 0; 2009 Qtr 3: 0; 2009 Qtr 4: 5; 2010 Qtr 1: 0; 2010 Qtr 2: 0; 2010 Qtr 3: 0; 2010 Qtr 4: 0; 2011 Qtr 1: 0; 2011 Qtr 2: 0; 2011 Qtr 3: 0; 2011 Qtr 4: 0 | 5
SDGE3043_KEM_3PKEMAHVACTraining,InstallationandMaint. | 267033-High Refrigerant Charge Adjustment (>= ±20% rated charge) Resid MF CZ10 Vint04 |  | System | Residential | 13-MFM-ResidentialMulti-family-SP_COOL | 0 |  |  |  |  | 66.33 | 53 | 0 | 0 | 0 | 13.33 | 171.246 |  | kWh | 0.22612 | -0.10521 | Residential |  | Winter Only | [5 empty] | 10 | 0.78 |  |  |  | 1 | 2 | 0 | 0 | 0 | 0 | 0 | 0 | 0 | 0 | 0 | 0 | 2009 Qtr 1: 0; 2009 Qtr 2: 0; 2009 Qtr 3: 0; 2009 Qtr 4: 2; 2010 Qtr 1: 0; 2010 Qtr 2: 0; 2010 Qtr 3: 0; 2010 Qtr 4: 0; 2011 Qtr 1: 0; 2011 Qtr 2: 0; 2011 Qtr 3: 0; 2011 Qtr 4: 0 | 2
SDGE3043_KEM_3PKEMAHVACTraining,InstallationandMaint. | 267042-Residential Condensor Coil Cleaning Resid MF CZ10 VintAll |  | System | Residential | 13-MFM-ResidentialMulti-family-SP_COOL | 0 |  |  |  |  | 50 | 50 | 0 | 0 | 0 | 0 | 180 |  | kWh | 0.2376 | 0 | Residential | [7 empty] | 3 | 0.78 |  |  |  | 1 | 1 | 0 | 0 | 0 | 0 | 0 | 0 | 0 | 0 | 0 | 0 | 2009 Qtr 1: 0; 2009 Qtr 2: 0; 2009 Qtr 3: 0; 2009 Qtr 4: 1; 2010 Qtr 1: 0; 2010 Qtr 2: 0; 2010 Qtr 3: 0; 2010 Qtr 4: 0; 2011 Qtr 1: 0; 2011 Qtr 2: 0; 2011 Qtr 3: 0; 2011 Qtr 4: 0 | 1
SDGE3043_KEM_3PKEMAHVACTraining,InstallationandMaint. | 267033-High Refrigerant Charge Adjustment (>= ±20% rated charge) Resid MF CZ10 Vint04 |  | System | Residential | 13-MFM-ResidentialMulti-family-SP_COOL | 0 |  |  |  |  | 66.33 | 53 | 0 | 0 | 0 | 13.33 | 171.246 |  | kWh | 0.22612 | -0.10521 | Residential |  | Winter Only | [5 empty] | 10 | 0.78 |  |  |  | 1 | 2 | 0 | 0 | 0 | 0 | 0 | 0 | 0 | 0 | 0 | 0 | 2009 Qtr 1: 0; 2009 Qtr 2: 0; 2009 Qtr 3: 0; 2009 Qtr 4: 2; 2010 Qtr 1: 0; 2010 Qtr 2: 0; 2010 Qtr 3: 0; 2010 Qtr 4: 0; 2011 Qtr 1: 0; 2011 Qtr 2: 0; 2011 Qtr 3: 0; 2011 Qtr 4: 0 | 2
SDGE3043_KEM_3PKEMAHVACTraining,InstallationandMaint. | 267042-Residential Condensor Coil Cleaning Resid MF CZ10 VintAll |  | System | Residential | 13-MFM-ResidentialMulti-family-SP_COOL | 0 |  |  |  |  | 50 | 50 | 0 | 0 | 0 | 0 | 180 |  | kWh | 0.2376 | 0 | Residential | [7 empty] | 3 | 0.78 |  |  |  | 1 | 1 | 0 | 0 | 0 | 0 | 0 | 0 | 0 | 0 | 0 | 0 | 2009 Qtr 1: 0; 2009 Qtr 2: 0; 2009 Qtr 3: 0; 2009 Qtr 4: 1; 2010 Qtr 1: 0; 2010 Qtr 2: 0; 2010 Qtr 3: 0; 2010 Qtr 4: 0; 2011 Qtr 1: 0; 2011 Qtr 2: 0; 2011 Qtr 3: 0; 2011 Qtr 4: 0 | 1
SDGE3043_KEM_3PKEMAHVACTraining,InstallationandMaint. | 267042-Residential Condensor Coil Cleaning Resid MF CZ10 VintAll |  | System | Residential | 13-MFM-ResidentialMulti-family-SP_COOL | 0 |  |  |  |  | 50 | 50 | 0 | 0 | 0 | 0 | 180 |  | kWh | 0.2376 | 0 | Residential | [7 empty] | 3 | 0.78 |  |  |  | 1 | 1 | 0 | 0 | 0 | 0 | 0 | 0 | 0 | 0 | 0 | 0 | 2009 Qtr 1: 0; 2009 Qtr 2: 0; 2009 Qtr 3: 0; 2009 Qtr 4: 1; 2010 Qtr 1: 0; 2010 Qtr 2: 0; 2010 Qtr 3: 0; 2010 Qtr 4: 0; 2011 Qtr 1: 0; 2011 Qtr 2: 0; 2011 Qtr 3: 0; 2011 Qtr 4: 0 | 1
SDGE3043_KEM_3PKEMAHVACTraining,InstallationandMaint. | 267032-High Refrigerant Charge Adjustment (>= ±20% rated charge) Resid MF CZ10 Vint03 |  | System | Residential | 13-MFM-ResidentialMulti-family-SP_COOL | 0 |  |  |  |  | 66.33 | 53 | 0 | 0 | 0 | 13.33 | 195.15 |  | kWh | 0.21338 | -0.15765 | Residential |  | Winter Only | [5 empty] | 10 | 0.78 |  |  |  | 1 | 2 | 0 | 0 | 0 | 0 | 0 | 0 | 0 | 0 | 0 | 0 | 2009 Qtr 1: 0; 2009 Qtr 2: 0; 2009 Qtr 3: 0; 2009 Qtr 4: 2; 2010 Qtr 1: 0; 2010 Qtr 2: 0; 2010 Qtr 3: 0; 2010 Qtr 4: 0; 2011 Qtr 1: 0; 2011 Qtr 2: 0; 2011 Qtr 3: 0; 2011 Qtr 4: 0 | 2
SDGE3043_KEM_3PKEMAHVACTraining,InstallationandMaint. | 267042-Residential Condensor Coil Cleaning Resid MF CZ10 VintAll |  | System | Residential | 13-MFM-ResidentialMulti-family-SP_COOL | 0 |  |  |  |  | 50 | 50 | 0 | 0 | 0 | 0 | 180 |  | kWh | 0.2376 | 0 | Residential | [7 empty] | 3 | 0.78 |  |  |  | 1 | 1 | 0 | 0 | 0 | 0 | 0 | 0 | 0 | 0 | 0 | 0 | 2009 Qtr 1: 0; 2009 Qtr 2: 0; 2009 Qtr 3: 0; 2009 Qtr 4: 1; 2010 Qtr 1: 0; 2010 Qtr 2: 0; 2010 Qtr 3: 0; 2010 Qtr 4: 0; 2011 Qtr 1: 0; 2011 Qtr 2: 0; 2011 Qtr 3: 0; 2011 Qtr 4: 0 | 1
SDGE3043_KEM_3PKEMAHVACTraining,InstallationandMaint. | 267032-High Refrigerant Charge Adjustment (>= ±20% rated charge) Resid MF CZ10 Vint03 |  | System | Residential | 13-MFM-ResidentialMulti-family-SP_COOL | 0 |  |  |  |  | 66.33 | 79.5 | 0 | 0 | 0 | -13.17 | 195.15 |  | kWh | 0.21338 | -0.15765 | Residential |  | Winter Only | [5 empty] | 10 | 0.78 |  |  |  | 1 | 1 | 0 | 0 | 0 | 0 | 0 | 0 | 0 | 0 | 0 | 0 | 2009 Qtr 1: 0; 2009 Qtr 2: 0; 2009 Qtr 3: 0; 2009 Qtr 4: 1; 2010 Qtr 1: 0; 2010 Qtr 2: 0; 2010 Qtr 3: 0; 2010 Qtr 4: 0; 2011 Qtr 1: 0; 2011 Qtr 2: 0; 2011 Qtr 3: 0; 2011 Qtr 4: 0 | 1
SDGE3043_KEM_3PKEMAHVACTraining,InstallationandMaint. | 267042-Residential Condensor Coil Cleaning Resid MF CZ10 VintAll |  | System | Residential | 13-MFM-ResidentialMulti-family-SP_COOL | 0 |  |  |  |  | 50 | 50 | 0 | 0 | 0 | 0 | 180 |  | kWh | 0.2376 | 0 | Residential | [7 empty] | 3 | 0.78 |  |  |  | 1 | 1 | 0 | 0 | 0 | 0 | 0 | 0 | 0 | 0 | 0 | 0 | 2009 Qtr 1: 0; 2009 Qtr 2: 0; 2009 Qtr 3: 0; 2009 Qtr 4: 1; 2010 Qtr 1: 0; 2010 Qtr 2: 0; 2010 Qtr 3: 0; 2010 Qtr 4: 0; 2011 Qtr 1: 0; 2011 Qtr 2: 0; 2011 Qtr 3: 0; 2011 Qtr 4: 0 | 1
SDGE3043_KEM_3PKEMAHVACTraining,InstallationandMaint. | 267032-High Refrigerant Charge Adjustment (>= ±20% rated charge) Resid MF CZ10 Vint03 |  | System | Residential | 13-MFM-ResidentialMulti-family-SP_COOL | 0 |  |  |  |  | 66.33 | 79.5 | 0 | 0 | 0 | -13.17 | 195.15 |  | kWh | 0.21338 | -0.15765 | Residential |  | Winter Only | [5 empty] | 10 | 0.78 |  |  |  | 1 | 1 | 0 | 0 | 0 | 0 | 0 | 0 | 0 | 0 | 0 | 0 | 2009 Qtr 1: 0; 2009 Qtr 2: 0; 2009 Qtr 3: 0; 2009 Qtr 4: 1; 2010 Qtr 1: 0; 2010 Qtr 2: 0; 2010 Qtr 3: 0; 2010 Qtr 4: 0; 2011 Qtr 1: 0; 2011 Qtr 2: 0; 2011 Qtr 3: 0; 2011 Qtr 4: 0 | 1
SDGE3043_KEM_3PKEMAHVACTraining,InstallationandMaint. | 267042-Residential Condensor Coil Cleaning Resid MF CZ10 VintAll |  | System | Residential | 13-MFM-ResidentialMulti-family-SP_COOL | 0 |  |  |  |  | 50 | 50 | 0 | 0 | 0 | 0 | 180 |  | kWh | 0.2376 | 0 | Residential | [7 empty] | 3 | 0.78 |  |  |  | 1 | 1 | 0 | 0 | 0 | 0 | 0 | 0 | 0 | 0 | 0 | 0 | 2009 Qtr 1: 0; 2009 Qtr 2: 0; 2009 Qtr 3: 0; 2009 Qtr 4: 1; 2010 Qtr 1: 0; 2010 Qtr 2: 0; 2010 Qtr 3: 0; 2010 Qtr 4: 0; 2011 Qtr 1: 0; 2011 Qtr 2: 0; 2011 Qtr 3: 0; 2011 Qtr 4: 0 | 1
SDGE3043_KEM_3PKEMAHVACTraining,InstallationandMaint. | 267032-High Refrigerant Charge Adjustment (>= ±20% rated charge) Resid MF CZ10 Vint03 |  | System | Residential | 13-MFM-ResidentialMulti-family-SP_COOL | 0 |  |  |  |  | 66.33 | 79.5 | 0 | 0 | 0 | -13.17 | 195.15 |  | kWh | 0.21338 | -0.15765 | Residential |  | Winter Only | [5 empty] | 10 | 0.78 |  |  |  | 1 | 1 | 0 | 0 | 0 | 0 | 0 | 0 | 0 | 0 | 0 | 0 | 2009 Qtr 1: 0; 2009 Qtr 2: 0; 2009 Qtr 3: 0; 2009 Qtr 4: 1; 2010 Qtr 1: 0; 2010 Qtr 2: 0; 2010 Qtr 3: 0; 2010 Qtr 4: 0; 2011 Qtr 1: 0; 2011 Qtr 2: 0; 2011 Qtr 3: 0; 2011 Qtr 4: 0 | 1
SDGE3043_KEM_3PKEMAHVACTraining,InstallationandMaint. | 267042-Residential Condensor Coil Cleaning Resid MF CZ10 VintAll |  | System | Residential | 13-MFM-ResidentialMulti-family-SP_COOL | 0 |  |  |  |  | 50 | 50 | 0 | 0 | 0 | 0 | 180 |  | kWh | 0.2376 | 0 | Residential | [7 empty] | 3 | 0.78 |  |  |  | 1 | 1 | 0 | 0 | 0 | 0 | 0 | 0 | 0 | 0 | 0 | 0 | 2009 Qtr 1: 0; 2009 Qtr 2: 0; 2009 Qtr 3: 0; 2009 Qtr 4: 1; 2010 Qtr 1: 0; 2010 Qtr 2: 0; 2010 Qtr 3: 0; 2010 Qtr 4: 0; 2011 Qtr 1: 0; 2011 Qtr 2: 0; 2011 Qtr 3: 0; 2011 Qtr 4: 0 | 1
SDGE3043_KEM_3PKEMAHVACTraining,InstallationandMaint. | 267032-High Refrigerant Charge Adjustment (>= ±20% rated charge) Resid MF CZ10 Vint03 |  | System | Residential | 13-MFM-ResidentialMulti-family-SP_COOL | 0 |  |  |  |  | 66.33 | 79.5 | 0 | 0 | 0 | -13.17 | 195.15 |  | kWh | 0.21338 | -0.15765 | Residential |  | Winter Only | [5 empty] | 10 | 0.78 |  |  |  | 1 | 1 | 0 | 0 | 0 | 0 | 0 | 0 | 0 | 0 | 0 | 0 | 2009 Qtr 1: 0; 2009 Qtr 2: 0; 2009 Qtr 3: 0; 2009 Qtr 4: 1; 2010 Qtr 1: 0; 2010 Qtr 2: 0; 2010 Qtr 3: 0; 2010 Qtr 4: 0; 2011 Qtr 1: 0; 2011 Qtr 2: 0; 2011 Qtr 3: 0; 2011 Qtr 4: 0 | 1
SDGE3043_KEM_3PKEMAHVACTraining,InstallationandMaint. | 267042-Residential Condensor Coil Cleaning Resid MF CZ10 VintAll |  | System | Residential | 13-MFM-ResidentialMulti-family-SP_COOL | 0 |  |  |  |  | 50 | 50 | 0 | 0 | 0 | 0 | 180 |  | kWh | 0.2376 | 0 | Residential | [7 empty] | 3 | 0.78 |  |  |  | 1 | 1 | 0 | 0 | 0 | 0 | 0 | 0 | 0 | 0 | 0 | 0 | 2009 Qtr 1: 0; 2009 Qtr 2: 0; 2009 Qtr 3: 0; 2009 Qtr 4: 1; 2010 Qtr 1: 0; 2010 Qtr 2: 0; 2010 Qtr 3: 0; 2010 Qtr 4: 0; 2011 Qtr 1: 0; 2011 Qtr 2: 0; 2011 Qtr 3: 0; 2011 Qtr 4: 0 | 1
SDGE3043_KEM_3PKEMAHVACTraining,InstallationandMaint. | 267032-High Refrigerant Charge Adjustment (>= ±20% rated charge) Resid MF CZ10 Vint03 |  | System | Residential | 13-MFM-ResidentialMulti-family-SP_COOL | 0 |  |  |  |  | 66.33 | 53 | 0 | 0 | 0 | 13.33 | 195.15 |  | kWh | 0.21338 | -0.15765 | Residential |  | Winter Only | [5 empty] | 10 | 0.78 |  |  |  | 1 | 2 | 0 | 0 | 0 | 0 | 0 | 0 | 0 | 0 | 0 | 0 | 2009 Qtr 1: 0; 2009 Qtr 2: 0; 2009 Qtr 3: 0; 2009 Qtr 4: 2; 2010 Qtr 1: 0; 2010 Qtr 2: 0; 2010 Qtr 3: 0; 2010 Qtr 4: 0; 2011 Qtr 1: 0; 2011 Qtr 2: 0; 2011 Qtr 3: 0; 2011 Qtr 4: 0 | 2
SDGE3043_KEM_3PKEMAHVACTraining,InstallationandMaint. | 267042-Residential Condensor Coil Cleaning Resid MF CZ10 VintAll |  | System | Residential | 13-MFM-ResidentialMulti-family-SP_COOL | 0 |  |  |  |  | 50 | 50 | 0 | 0 | 0 | 0 | 180 |  | kWh | 0.2376 | 0 | Residential | [7 empty] | 3 | 0.78 |  |  |  | 1 | 1 | 0 | 0 | 0 | 0 | 0 | 0 | 0 | 0 | 0 | 0 | 2009 Qtr 1: 0; 2009 Qtr 2: 0; 2009 Qtr 3: 0; 2009 Qtr 4: 1; 2010 Qtr 1: 0; 2010 Qtr 2: 0; 2010 Qtr 3: 0; 2010 Qtr 4: 0; 2011 Qtr 1: 0; 2011 Qtr 2: 0; 2011 Qtr 3: 0; 2011 Qtr 4: 0 | 1
SDGE3043_KEM_3PKEMAHVACTraining,InstallationandMaint. | 267032-High Refrigerant Charge Adjustment (>= ±20% rated charge) Resid MF CZ10 Vint03 |  | System | Residential | 13-MFM-ResidentialMulti-family-SP_COOL | 0 |  |  |  |  | 66.33 | 66.25 | 0 | 0 | 0 | 0.08 | 195.15 |  | kWh | 0.21338 | -0.15765 | Residential |  | Winter Only | [5 empty] | 10 | 0.78 |  |  |  | 1 | 2 | 0 | 0 | 0 | 0 | 0 | 0 | 0 | 0 | 0 | 0 | 2009 Qtr 1: 0; 2009 Qtr 2: 0; 2009 Qtr 3: 0; 2009 Qtr 4: 2; 2010 Qtr 1: 0; 2010 Qtr 2: 0; 2010 Qtr 3: 0; 2010 Qtr 4: 0; 2011 Qtr 1: 0; 2011 Qtr 2: 0; 2011 Qtr 3: 0; 2011 Qtr 4: 0 | 2
SDGE3043_KEM_3PKEMAHVACTraining,InstallationandMaint. | 267042-Residential Condensor Coil Cleaning Resid MF CZ10 VintAll |  | System | Residential | 13-MFM-ResidentialMulti-family-SP_COOL | 0 |  |  |  |  | 50 | 50 | 0 | 0 | 0 | 0 | 180 |  | kWh | 0.2376 | 0 | Residential | [7 empty] | 3 | 0.78 |  |  |  | 1 | 1 | 0 | 0 | 0 | 0 | 0 | 0 | 0 | 0 | 0 | 0 | 2009 Qtr 1: 0; 2009 Qtr 2: 0; 2009 Qtr 3: 0; 2009 Qtr 4: 1; 2010 Qtr 1: 0; 2010 Qtr 2: 0; 2010 Qtr 3: 0; 2010 Qtr 4: 0; 2011 Qtr 1: 0; 2011 Qtr 2: 0; 2011 Qtr 3: 0; 2011 Qtr 4: 0 | 1
SDGE3043_KEM_3PKEMAHVACTraining,InstallationandMaint. | 267032-High Refrigerant Charge Adjustment (>= ±20% rated charge) Resid MF CZ10 Vint03 |  | System | Residential | 13-MFM-ResidentialMulti-family-SP_COOL | 0 |  |  |  |  | 66.33 | 79.5 | 0 | 0 | 0 | -13.17 | 195.15 |  | kWh | 0.21338 | -0.15765 | Residential |  | Winter Only | [5 empty] | 10 | 0.78 |  |  |  | 1 | 1 | 0 | 0 | 0 | 0 | 0 | 0 | 0 | 0 | 0 | 0 | 2009 Qtr 1: 0; 2009 Qtr 2: 0; 2009 Qtr 3: 0; 2009 Qtr 4: 1; 2010 Qtr 1: 0; 2010 Qtr 2: 0; 2010 Qtr 3: 0; 2010 Qtr 4: 0; 2011 Qtr 1: 0; 2011 Qtr 2: 0; 2011 Qtr 3: 0; 2011 Qtr 4: 0 | 1
SDGE3043_KEM_3PKEMAHVACTraining,InstallationandMaint. | 267042-Residential Condensor Coil Cleaning Resid MF CZ10 VintAll |  | System | Residential | 13-MFM-ResidentialMulti-family-SP_COOL | 0 |  |  |  |  | 50 | 50 | 0 | 0 | 0 | 0 | 180 |  | kWh | 0.2376 | 0 | Residential | [7 empty] | 3 | 0.78 |  |  |  | 1 | 1 | 0 | 0 | 0 | 0 | 0 | 0 | 0 | 0 | 0 | 0 | 2009 Qtr 1: 0; 2009 Qtr 2: 0; 2009 Qtr 3: 0; 2009 Qtr 4: 1; 2010 Qtr 1: 0; 2010 Qtr 2: 0; 2010 Qtr 3: 0; 2010 Qtr 4: 0; 2011 Qtr 1: 0; 2011 Qtr 2: 0; 2011 Qtr 3: 0; 2011 Qtr 4: 0 | 1
SDGE3043_KEM_3PKEMAHVACTraining,InstallationandMaint. | 267032-High Refrigerant Charge Adjustment (>= ±20% rated charge) Resid MF CZ10 Vint03 |  | System | Residential | 13-MFM-ResidentialMulti-family-SP_COOL | 0 |  |  |  |  | 66.33 | 53 | 0 | 0 | 0 | 13.33 | 195.15 |  | kWh | 0.21338 | -0.15765 | Residential |  | Winter Only | [5 empty] | 10 | 0.78 |  |  |  | 1 | 2 | 0 | 0 | 0 | 0 | 0 | 0 | 0 | 0 | 0 | 0 | 2009 Qtr 1: 0; 2009 Qtr 2: 0; 2009 Qtr 3: 0; 2009 Qtr 4: 2; 2010 Qtr 1: 0; 2010 Qtr 2: 0; 2010 Qtr 3: 0; 2010 Qtr 4: 0; 2011 Qtr 1: 0; 2011 Qtr 2: 0; 2011 Qtr 3: 0; 2011 Qtr 4: 0 | 2
SDGE3043_KEM_3PKEMAHVACTraining,InstallationandMaint. | 267042-Residential Condensor Coil Cleaning Resid MF CZ10 VintAll |  | System | Residential | 13-MFM-ResidentialMulti-family-SP_COOL | 0 |  |  |  |  | 50 | 50 | 0 | 0 | 0 | 0 | 180 |  | kWh | 0.2376 | 0 | Residential | [7 empty] | 3 | 0.78 |  |  |  | 1 | 1 | 0 | 0 | 0 | 0 | 0 | 0 | 0 | 0 | 0 | 0 | 2009 Qtr 1: 0; 2009 Qtr 2: 0; 2009 Qtr 3: 0; 2009 Qtr 4: 1; 2010 Qtr 1: 0; 2010 Qtr 2: 0; 2010 Qtr 3: 0; 2010 Qtr 4: 0; 2011 Qtr 1: 0; 2011 Qtr 2: 0; 2011 Qtr 3: 0; 2011 Qtr 4: 0 | 1
SDGE3043_KEM_3PKEMAHVACTraining,InstallationandMaint. | 267032-High Refrigerant Charge Adjustment (>= ±20% rated charge) Resid MF CZ10 Vint03 |  | System | Residential | 13-MFM-ResidentialMulti-family-SP_COOL | 0 |  |  |  |  | 66.33 | 79.5 | 0 | 0 | 0 | -13.17 | 195.15 |  | kWh | 0.21338 | -0.15765 | Residential |  | Winter Only | [5 empty] | 10 | 0.78 |  |  |  | 1 | 1 | 0 | 0 | 0 | 0 | 0 | 0 | 0 | 0 | 0 | 0 | 2009 Qtr 1: 0; 2009 Qtr 2: 0; 2009 Qtr 3: 0; 2009 Qtr 4: 1; 2010 Qtr 1: 0; 2010 Qtr 2: 0; 2010 Qtr 3: 0; 2010 Qtr 4: 0; 2011 Qtr 1: 0; 2011 Qtr 2: 0; 2011 Qtr 3: 0; 2011 Qtr 4: 0 | 1
SDGE3043_KEM_3PKEMAHVACTraining,InstallationandMaint. | 267042-Residential Condensor Coil Cleaning Resid MF CZ10 VintAll |  | System | Residential | 13-MFM-ResidentialMulti-family-SP_COOL | 0 |  |  |  |  | 50 | 50 | 0 | 0 | 0 | 0 | 180 |  | kWh | 0.2376 | 0 | Residential | [7 empty] | 3 | 0.78 |  |  |  | 1 | 1 | 0 | 0 | 0 | 0 | 0 | 0 | 0 | 0 | 0 | 0 | 2009 Qtr 1: 0; 2009 Qtr 2: 0; 2009 Qtr 3: 0; 2009 Qtr 4: 1; 2010 Qtr 1: 0; 2010 Qtr 2: 0; 2010 Qtr 3: 0; 2010 Qtr 4: 0; 2011 Qtr 1: 0; 2011 Qtr 2: 0; 2011 Qtr 3: 0; 2011 Qtr 4: 0 | 1
SDGE3043_KEM_3PKEMAHVACTraining,InstallationandMaint. | 267032-High Refrigerant Charge Adjustment (>= ±20% rated charge) Resid MF CZ10 Vint03 |  | System | Residential | 13-MFM-ResidentialMulti-family-SP_COOL | 0 |  |  |  |  | 66.33 | 66.25 | 0 | 0 | 0 | 0.08 | 195.15 |  | kWh | 0.21338 | -0.15765 | Residential |  | Winter Only | [5 empty] | 10 | 0.78 |  |  |  | 1 | 2 | 0 | 0 | 0 | 0 | 0 | 0 | 0 | 0 | 0 | 0 | 2009 Qtr 1: 0; 2009 Qtr 2: 0; 2009 Qtr 3: 0; 2009 Qtr 4: 2; 2010 Qtr 1: 0; 2010 Qtr 2: 0; 2010 Qtr 3: 0; 2010 Qtr 4: 0; 2011 Qtr 1: 0; 2011 Qtr 2: 0; 2011 Qtr 3: 0; 2011 Qtr 4: 0 | 2
SDGE3043_KEM_3PKEMAHVACTraining,InstallationandMaint. | 267042-Residential Condensor Coil Cleaning Resid MF CZ10 VintAll |  | System | Residential | 13-MFM-ResidentialMulti-family-SP_COOL | 0 |  |  |  |  | 50 | 50 | 0 | 0 | 0 | 0 | 180 |  | kWh | 0.2376 | 0 | Residential | [7 empty] | 3 | 0.78 |  |  |  | 1 | 1 | 0 | 0 | 0 | 0 | 0 | 0 | 0 | 0 | 0 | 0 | 2009 Qtr 1: 0; 2009 Qtr 2: 0; 2009 Qtr 3: 0; 2009 Qtr 4: 1; 2010 Qtr 1: 0; 2010 Qtr 2: 0; 2010 Qtr 3: 0; 2010 Qtr 4: 0; 2011 Qtr 1: 0; 2011 Qtr 2: 0; 2011 Qtr 3: 0; 2011 Qtr 4: 0 | 1
SDGE3043_KEM_3PKEMAHVACTraining,InstallationandMaint. | 267032-High Refrigerant Charge Adjustment (>= ±20% rated charge) Resid MF CZ10 Vint03 |  | System | Residential | 13-MFM-ResidentialMulti-family-SP_COOL | 0 |  |  |  |  | 66.33 | 53 | 0 | 0 | 0 | 13.33 | 195.15 |  | kWh | 0.21338 | -0.15765 | Residential |  | Winter Only | [5 empty] | 10 | 0.78 |  |  |  | 1 | 2 | 0 | 0 | 0 | 0 | 0 | 0 | 0 | 0 | 0 | 0 | 2009 Qtr 1: 0; 2009 Qtr 2: 0; 2009 Qtr 3: 0; 2009 Qtr 4: 2; 2010 Qtr 1: 0; 2010 Qtr 2: 0; 2010 Qtr 3: 0; 2010 Qtr 4: 0; 2011 Qtr 1: 0; 2011 Qtr 2: 0; 2011 Qtr 3: 0; 2011 Qtr 4: 0 | 2
SDGE3043_KEM_3PKEMAHVACTraining,InstallationandMaint. | 267042-Residential Condensor Coil Cleaning Resid MF CZ10 VintAll |  | System | Residential | 13-MFM-ResidentialMulti-family-SP_COOL | 0 |  |  |  |  | 50 | 50 | 0 | 0 | 0 | 0 | 180 |  | kWh | 0.2376 | 0 | Residential | [7 empty] | 3 | 0.78 |  |  |  | 1 | 1 | 0 | 0 | 0 | 0 | 0 | 0 | 0 | 0 | 0 | 0 | 2009 Qtr 1: 0; 2009 Qtr 2: 0; 2009 Qtr 3: 0; 2009 Qtr 4: 1; 2010 Qtr 1: 0; 2010 Qtr 2: 0; 2010 Qtr 3: 0; 2010 Qtr 4: 0; 2011 Qtr 1: 0; 2011 Qtr 2: 0; 2011 Qtr 3: 0; 2011 Qtr 4: 0 | 1
SDGE3043_KEM_3PKEMAHVACTraining,InstallationandMaint. | 267032-High Refrigerant Charge Adjustment (>= ±20% rated charge) Resid MF CZ10 Vint03 |  | System | Residential | 13-MFM-ResidentialMulti-family-SP_COOL | 0 |  |  |  |  | 66.33 | 79.5 | 0 | 0 | 0 | -13.17 | 195.15 |  | kWh | 0.21338 | -0.15765 | Residential |  | Winter Only | [5 empty] | 10 | 0.78 |  |  |  | 1 | 1 | 0 | 0 | 0 | 0 | 0 | 0 | 0 | 0 | 0 | 0 | 2009 Qtr 1: 0; 2009 Qtr 2: 0; 2009 Qtr 3: 0; 2009 Qtr 4: 1; 2010 Qtr 1: 0; 2010 Qtr 2: 0; 2010 Qtr 3: 0; 2010 Qtr 4: 0; 2011 Qtr 1: 0; 2011 Qtr 2: 0; 2011 Qtr 3: 0; 2011 Qtr 4: 0 | 1
SDGE3043_KEM_3PKEMAHVACTraining,InstallationandMaint. | 267042-Residential Condensor Coil Cleaning Resid MF CZ10 VintAll |  | System | Residential | 13-MFM-ResidentialMulti-family-SP_COOL | 0 |  |  |  |  | 50 | 50 | 0 | 0 | 0 | 0 | 180 |  | kWh | 0.2376 | 0 | Residential | [7 empty] | 3 | 0.78 |  |  |  | 1 | 1 | 0 | 0 | 0 | 0 | 0 | 0 | 0 | 0 | 0 | 0 | 2009 Qtr 1: 0; 2009 Qtr 2: 0; 2009 Qtr 3: 0; 2009 Qtr 4: 1; 2010 Qtr 1: 0; 2010 Qtr 2: 0; 2010 Qtr 3: 0; 2010 Qtr 4: 0; 2011 Qtr 1: 0; 2011 Qtr 2: 0; 2011 Qtr 3: 0; 2011 Qtr 4: 0 | 1
SDGE3043_KEM_3PKEMAHVACTraining,InstallationandMaint. | 267032-High Refrigerant Charge Adjustment (>= ±20% rated charge) Resid MF CZ10 Vint03 |  | System | Residential | 13-MFM-ResidentialMulti-family-SP_COOL | 0 |  |  |  |  | 66.33 | 79.5 | 0 | 0 | 0 | -13.17 | 195.15 |  | kWh | 0.21338 | -0.15765 | Residential |  | Winter Only | [5 empty] | 10 | 0.78 |  |  |  | 1 | 1 | 0 | 0 | 0 | 0 | 0 | 0 | 0 | 0 | 0 | 0 | 2009 Qtr 1: 0; 2009 Qtr 2: 0; 2009 Qtr 3: 0; 2009 Qtr 4: 1; 2010 Qtr 1: 0; 2010 Qtr 2: 0; 2010 Qtr 3: 0; 2010 Qtr 4: 0; 2011 Qtr 1: 0; 2011 Qtr 2: 0; 2011 Qtr 3: 0; 2011 Qtr 4: 0 | 1
SDGE3043_KEM_3PKEMAHVACTraining,InstallationandMaint. | 267042-Residential Condensor Coil Cleaning Resid MF CZ10 VintAll |  | System | Residential | 13-MFM-ResidentialMulti-family-SP_COOL | 0 |  |  |  |  | 50 | 50 | 0 | 0 | 0 | 0 | 180 |  | kWh | 0.2376 | 0 | Residential | [7 empty] | 3 | 0.78 |  |  |  | 1 | 1 | 0 | 0 | 0 | 0 | 0 | 0 | 0 | 0 | 0 | 0 | 2009 Qtr 1: 0; 2009 Qtr 2: 0; 2009 Qtr 3: 0; 2009 Qtr 4: 1; 2010 Qtr 1: 0; 2010 Qtr 2: 0; 2010 Qtr 3: 0; 2010 Qtr 4: 0; 2011 Qtr 1: 0; 2011 Qtr 2: 0; 2011 Qtr 3: 0; 2011 Qtr 4: 0 | 1
SDGE3043_KEM_3PKEMAHVACTraining,InstallationandMaint. | 267032-High Refrigerant Charge Adjustment (>= ±20% rated charge) Resid MF CZ10 Vint03 |  | System | Residential | 13-MFM-ResidentialMulti-family-SP_COOL | 0 |  |  |  |  | 66.33 | 79.5 | 0 | 0 | 0 | -13.17 | 195.15 |  | kWh | 0.21338 | -0.15765 | Residential |  | Winter Only | [5 empty] | 10 | 0.78 |  |  |  | 1 | 1 | 0 | 0 | 0 | 0 | 0 | 0 | 0 | 0 | 0 | 0 | 2009 Qtr 1: 0; 2009 Qtr 2: 0; 2009 Qtr 3: 0; 2009 Qtr 4: 1; 2010 Qtr 1: 0; 2010 Qtr 2: 0; 2010 Qtr 3: 0; 2010 Qtr 4: 0; 2011 Qtr 1: 0; 2011 Qtr 2: 0; 2011 Qtr 3: 0; 2011 Qtr 4: 0 | 1
SDGE3043_KEM_3PKEMAHVACTraining,InstallationandMaint. | 267042-Residential Condensor Coil Cleaning Resid MF CZ10 VintAll |  | System | Residential | 13-MFM-ResidentialMulti-family-SP_COOL | 0 |  |  |  |  | 50 | 50 | 0 | 0 | 0 | 0 | 180 |  | kWh | 0.2376 | 0 | Residential | [7 empty] | 3 | 0.78 |  |  |  | 1 | 1 | 0 | 0 | 0 | 0 | 0 | 0 | 0 | 0 | 0 | 0 | 2009 Qtr 1: 0; 2009 Qtr 2: 0; 2009 Qtr 3: 0; 2009 Qtr 4: 1; 2010 Qtr 1: 0; 2010 Qtr 2: 0; 2010 Qtr 3: 0; 2010 Qtr 4: 0; 2011 Qtr 1: 0; 2011 Qtr 2: 0; 2011 Qtr 3: 0; 2011 Qtr 4: 0 | 1
SDGE3043_KEM_3PKEMAHVACTraining,InstallationandMaint. | 267032-High Refrigerant Charge Adjustment (>= ±20% rated charge) Resid MF CZ10 Vint03 |  | System | Residential | 13-MFM-ResidentialMulti-family-SP_COOL | 0 |  |  |  |  | 66.33 | 53 | 0 | 0 | 0 | 13.33 | 195.15 |  | kWh | 0.21338 | -0.15765 | Residential |  | Winter Only | [5 empty] | 10 | 0.78 |  |  |  | 1 | 2 | 0 | 0 | 0 | 0 | 0 | 0 | 0 | 0 | 0 | 0 | 2009 Qtr 1: 0; 2009 Qtr 2: 0; 2009 Qtr 3: 0; 2009 Qtr 4: 2; 2010 Qtr 1: 0; 2010 Qtr 2: 0; 2010 Qtr 3: 0; 2010 Qtr 4: 0; 2011 Qtr 1: 0; 2011 Qtr 2: 0; 2011 Qtr 3: 0; 2011 Qtr 4: 0 | 2
SDGE3043_KEM_3PKEMAHVACTraining,InstallationandMaint. | 267042-Residential Condensor Coil Cleaning Resid MF CZ10 VintAll |  | System | Residential | 13-MFM-ResidentialMulti-family-SP_COOL | 0 |  |  |  |  | 50 | 50 | 0 | 0 | 0 | 0 | 180 |  | kWh | 0.2376 | 0 | Residential | [7 empty] | 3 | 0.78 |  |  |  | 1 | 1 | 0 | 0 | 0 | 0 | 0 | 0 | 0 | 0 | 0 | 0 | 2009 Qtr 1: 0; 2009 Qtr 2: 0; 2009 Qtr 3: 0; 2009 Qtr 4: 1; 2010 Qtr 1: 0; 2010 Qtr 2: 0; 2010 Qtr 3: 0; 2010 Qtr 4: 0; 2011 Qtr 1: 0; 2011 Qtr 2: 0; 2011 Qtr 3: 0; 2011 Qtr 4: 0 | 1
SDGE3043_KEM_3PKEMAHVACTraining,InstallationandMaint. | 267032-High Refrigerant Charge Adjustment (>= ±20% rated charge) Resid MF CZ10 Vint03 |  | System | Residential | 13-MFM-ResidentialMulti-family-SP_COOL | 0 |  |  |  |  | 66.33 | 79.5 | 0 | 0 | 0 | -13.17 | 195.15 |  | kWh | 0.21338 | -0.15765 | Residential |  | Winter Only | [5 empty] | 10 | 0.78 |  |  |  | 1 | 1 | 0 | 0 | 0 | 0 | 0 | 0 | 0 | 0 | 0 | 0 | 2009 Qtr 1: 0; 2009 Qtr 2: 0; 2009 Qtr 3: 0; 2009 Qtr 4: 1; 2010 Qtr 1: 0; 2010 Qtr 2: 0; 2010 Qtr 3: 0; 2010 Qtr 4: 0; 2011 Qtr 1: 0; 2011 Qtr 2: 0; 2011 Qtr 3: 0; 2011 Qtr 4: 0 | 1
SDGE3043_KEM_3PKEMAHVACTraining,InstallationandMaint. | 267042-Residential Condensor Coil Cleaning Resid MF CZ10 VintAll |  | System | Residential | 13-MFM-ResidentialMulti-family-SP_COOL | 0 |  |  |  |  | 50 | 50 | 0 | 0 | 0 | 0 | 180 |  | kWh | 0.2376 | 0 | Residential | [7 empty] | 3 | 0.78 |  |  |  | 1 | 1 | 0 | 0 | 0 | 0 | 0 | 0 | 0 | 0 | 0 | 0 | 2009 Qtr 1: 0; 2009 Qtr 2: 0; 2009 Qtr 3: 0; 2009 Qtr 4: 1; 2010 Qtr 1: 0; 2010 Qtr 2: 0; 2010 Qtr 3: 0; 2010 Qtr 4: 0; 2011 Qtr 1: 0; 2011 Qtr 2: 0; 2011 Qtr 3: 0; 2011 Qtr 4: 0 | 1
SDGE3043_KEM_3PKEMAHVACTraining,InstallationandMaint. | 267032-High Refrigerant Charge Adjustment (>= ±20% rated charge) Resid MF CZ10 Vint03 |  | System | Residential | 13-MFM-ResidentialMulti-family-SP_COOL | 0 |  |  |  |  | 66.33 | 79.5 | 0 | 0 | 0 | -13.17 | 195.15 |  | kWh | 0.21338 | -0.15765 | Residential |  | Winter Only | [5 empty] | 10 | 0.78 |  |  |  | 1 | 1 | 0 | 0 | 0 | 0 | 0 | 0 | 0 | 0 | 0 | 0 | 2009 Qtr 1: 0; 2009 Qtr 2: 0; 2009 Qtr 3: 0; 2009 Qtr 4: 1; 2010 Qtr 1: 0; 2010 Qtr 2: 0; 2010 Qtr 3: 0; 2010 Qtr 4: 0; 2011 Qtr 1: 0; 2011 Qtr 2: 0; 2011 Qtr 3: 0; 2011 Qtr 4: 0 | 1
SDGE3043_KEM_3PKEMAHVACTraining,InstallationandMaint. | 267042-Residential Condensor Coil Cleaning Resid MF CZ10 VintAll |  | System | Residential | 13-MFM-ResidentialMulti-family-SP_COOL | 0 |  |  |  |  | 50 | 50 | 0 | 0 | 0 | 0 | 180 |  | kWh | 0.2376 | 0 | Residential | [7 empty] | 3 | 0.78 |  |  |  | 1 | 1 | 0 | 0 | 0 | 0 | 0 | 0 | 0 | 0 | 0 | 0 | 2009 Qtr 1: 0; 2009 Qtr 2: 0; 2009 Qtr 3: 0; 2009 Qtr 4: 1; 2010 Qtr 1: 0; 2010 Qtr 2: 0; 2010 Qtr 3: 0; 2010 Qtr 4: 0; 2011 Qtr 1: 0; 2011 Qtr 2: 0; 2011 Qtr 3: 0; 2011 Qtr 4: 0 | 1
SDGE3043_KEM_3PKEMAHVACTraining,InstallationandMaint. | 267032-High Refrigerant Charge Adjustment (>= ±20% rated charge) Resid MF CZ10 Vint03 |  | System | Residential | 13-MFM-ResidentialMulti-family-SP_COOL | 0 |  |  |  |  | 66.33 | 79.5 | 0 | 0 | 0 | -13.17 | 195.15 |  | kWh | 0.21338 | -0.15765 | Residential |  | Winter Only | [5 empty] | 10 | 0.78 |  |  |  | 1 | 1 | 0 | 0 | 0 | 0 | 0 | 0 | 0 | 0 | 0 | 0 | 2009 Qtr 1: 0; 2009 Qtr 2: 0; 2009 Qtr 3: 0; 2009 Qtr 4: 1; 2010 Qtr 1: 0; 2010 Qtr 2: 0; 2010 Qtr 3: 0; 2010 Qtr 4: 0; 2011 Qtr 1: 0; 2011 Qtr 2: 0; 2011 Qtr 3: 0; 2011 Qtr 4: 0 | 1
SDGE3043_KEM_3PKEMAHVACTraining,InstallationandMaint. | 267042-Residential Condensor Coil Cleaning Resid MF CZ10 VintAll |  | System | Residential | 13-MFM-ResidentialMulti-family-SP_COOL | 0 |  |  |  |  | 50 | 50 | 0 | 0 | 0 | 0 | 180 |  | kWh | 0.2376 | 0 | Residential | [7 empty] | 3 | 0.78 |  |  |  | 1 | 1 | 0 | 0 | 0 | 0 | 0 | 0 | 0 | 0 | 0 | 0 | 2009 Qtr 1: 0; 2009 Qtr 2: 0; 2009 Qtr 3: 0; 2009 Qtr 4: 1; 2010 Qtr 1: 0; 2010 Qtr 2: 0; 2010 Qtr 3: 0; 2010 Qtr 4: 0; 2011 Qtr 1: 0; 2011 Qtr 2: 0; 2011 Qtr 3: 0; 2011 Qtr 4: 0 | 1
SDGE3043_KEM_3PKEMAHVACTraining,InstallationandMaint. | 267032-High Refrigerant Charge Adjustment (>= ±20% rated charge) Resid MF CZ10 Vint03 |  | System | Residential | 13-MFM-ResidentialMulti-family-SP_COOL | 0 |  |  |  |  | 66.33 | 79.5 | 0 | 0 | 0 | -13.17 | 195.15 |  | kWh | 0.21338 | -0.15765 | Residential |  | Winter Only | [5 empty] | 10 | 0.78 |  |  |  | 1 | 1 | 0 | 0 | 0 | 0 | 0 | 0 | 0 | 0 | 0 | 0 | 2009 Qtr 1: 0; 2009 Qtr 2: 0; 2009 Qtr 3: 0; 2009 Qtr 4: 1; 2010 Qtr 1: 0; 2010 Qtr 2: 0; 2010 Qtr 3: 0; 2010 Qtr 4: 0; 2011 Qtr 1: 0; 2011 Qtr 2: 0; 2011 Qtr 3: 0; 2011 Qtr 4: 0 | 1
SDGE3043_KEM_3PKEMAHVACTraining,InstallationandMaint. | 267042-Residential Condensor Coil Cleaning Resid MF CZ10 VintAll |  | System | Residential | 13-MFM-ResidentialMulti-family-SP_COOL | 0 |  |  |  |  | 50 | 50 | 0 | 0 | 0 | 0 | 180 |  | kWh | 0.2376 | 0 | Residential | [7 empty] | 3 | 0.78 |  |  |  | 1 | 1 | 0 | 0 | 0 | 0 | 0 | 0 | 0 | 0 | 0 | 0 | 2009 Qtr 1: 0; 2009 Qtr 2: 0; 2009 Qtr 3: 0; 2009 Qtr 4: 1; 2010 Qtr 1: 0; 2010 Qtr 2: 0; 2010 Qtr 3: 0; 2010 Qtr 4: 0; 2011 Qtr 1: 0; 2011 Qtr 2: 0; 2011 Qtr 3: 0; 2011 Qtr 4: 0 | 1
SDGE3043_KEM_3PKEMAHVACTraining,InstallationandMaint. | 267032-High Refrigerant Charge Adjustment (>= ±20% rated charge) Resid MF CZ10 Vint03 |  | System | Residential | 13-MFM-ResidentialMulti-family-SP_COOL | 0 |  |  |  |  | 66.33 | 53 | 0 | 0 | 0 | 13.33 | 195.15 |  | kWh | 0.21338 | -0.15765 | Residential |  | Winter Only | [5 empty] | 10 | 0.78 |  |  |  | 1 | 2 | 0 | 0 | 0 | 0 | 0 | 0 | 0 | 0 | 0 | 0 | 2009 Qtr 1: 0; 2009 Qtr 2: 0; 2009 Qtr 3: 0; 2009 Qtr 4: 2; 2010 Qtr 1: 0; 2010 Qtr 2: 0; 2010 Qtr 3: 0; 2010 Qtr 4: 0; 2011 Qtr 1: 0; 2011 Qtr 2: 0; 2011 Qtr 3: 0; 2011 Qtr 4: 0 | 2
SDGE3043_KEM_3PKEMAHVACTraining,InstallationandMaint. | 267042-Residential Condensor Coil Cleaning Resid MF CZ10 VintAll |  | System | Residential | 13-MFM-ResidentialMulti-family-SP_COOL | 0 |  |  |  |  | 50 | 50 | 0 | 0 | 0 | 0 | 180 |  | kWh | 0.2376 | 0 | Residential | [7 empty] | 3 | 0.78 |  |  |  | 1 | 1 | 0 | 0 | 0 | 0 | 0 | 0 | 0 | 0 | 0 | 0 | 2009 Qtr 1: 0; 2009 Qtr 2: 0; 2009 Qtr 3: 0; 2009 Qtr 4: 1; 2010 Qtr 1: 0; 2010 Qtr 2: 0; 2010 Qtr 3: 0; 2010 Qtr 4: 0; 2011 Qtr 1: 0; 2011 Qtr 2: 0; 2011 Qtr 3: 0; 2011 Qtr 4: 0 | 1
SDGE3043_KEM_3PKEMAHVACTraining,InstallationandMaint. | 267032-High Refrigerant Charge Adjustment (>= ±20% rated charge) Resid MF CZ10 Vint03 |  | System | Residential | 13-MFM-ResidentialMulti-family-SP_COOL | 0 |  |  |  |  | 66.33 | 79.5 | 0 | 0 | 0 | -13.17 | 195.15 |  | kWh | 0.21338 | -0.15765 | Residential |  | Winter Only | [5 empty] | 10 | 0.78 |  |  |  | 1 | 1 | 0 | 0 | 0 | 0 | 0 | 0 | 0 | 0 | 0 | 0 | 2009 Qtr 1: 0; 2009 Qtr 2: 0; 2009 Qtr 3: 0; 2009 Qtr 4: 1; 2010 Qtr 1: 0; 2010 Qtr 2: 0; 2010 Qtr 3: 0; 2010 Qtr 4: 0; 2011 Qtr 1: 0; 2011 Qtr 2: 0; 2011 Qtr 3: 0; 2011 Qtr 4: 0 | 1
SDGE3043_KEM_3PKEMAHVACTraining,InstallationandMaint. | 267042-Residential Condensor Coil Cleaning Resid MF CZ10 VintAll |  | System | Residential | 13-MFM-ResidentialMulti-family-SP_COOL | 0 |  |  |  |  | 50 | 50 | 0 | 0 | 0 | 0 | 180 |  | kWh | 0.2376 | 0 | Residential | [7 empty] | 3 | 0.78 |  |  |  | 1 | 1 | 0 | 0 | 0 | 0 | 0 | 0 | 0 | 0 | 0 | 0 | 2009 Qtr 1: 0; 2009 Qtr 2: 0; 2009 Qtr 3: 0; 2009 Qtr 4: 1; 2010 Qtr 1: 0; 2010 Qtr 2: 0; 2010 Qtr 3: 0; 2010 Qtr 4: 0; 2011 Qtr 1: 0; 2011 Qtr 2: 0; 2011 Qtr 3: 0; 2011 Qtr 4: 0 | 1
SDGE3043_KEM_3PKEMAHVACTraining,InstallationandMaint. | 267032-High Refrigerant Charge Adjustment (>= ±20% rated charge) Resid MF CZ10 Vint03 |  | System | Residential | 13-MFM-ResidentialMulti-family-SP_COOL | 0 |  |  |  |  | 66.33 | 53 | 0 | 0 | 0 | 13.33 | 195.15 |  | kWh | 0.21338 | -0.15765 | Residential |  | Winter Only | [5 empty] | 10 | 0.78 |  |  |  | 1 | 2 | 0 | 0 | 0 | 0 | 0 | 0 | 0 | 0 | 0 | 0 | 2009 Qtr 1: 0; 2009 Qtr 2: 0; 2009 Qtr 3: 0; 2009 Qtr 4: 2; 2010 Qtr 1: 0; 2010 Qtr 2: 0; 2010 Qtr 3: 0; 2010 Qtr 4: 0; 2011 Qtr 1: 0; 2011 Qtr 2: 0; 2011 Qtr 3: 0; 2011 Qtr 4: 0 | 2
SDGE3043_KEM_3PKEMAHVACTraining,InstallationandMaint. | 267042-Residential Condensor Coil Cleaning Resid MF CZ10 VintAll |  | System | Residential | 13-MFM-ResidentialMulti-family-SP_COOL | 0 |  |  |  |  | 50 | 50 | 0 | 0 | 0 | 0 | 180 |  | kWh | 0.2376 | 0 | Residential | [7 empty] | 3 | 0.78 |  |  |  | 1 | 1 | 0 | 0 | 0 | 0 | 0 | 0 | 0 | 0 | 0 | 0 | 2009 Qtr 1: 0; 2009 Qtr 2: 0; 2009 Qtr 3: 0; 2009 Qtr 4: 1; 2010 Qtr 1: 0; 2010 Qtr 2: 0; 2010 Qtr 3: 0; 2010 Qtr 4: 0; 2011 Qtr 1: 0; 2011 Qtr 2: 0; 2011 Qtr 3: 0; 2011 Qtr 4: 0 | 1
SDGE3043_KEM_3PKEMAHVACTraining,InstallationandMaint. | 267032-High Refrigerant Charge Adjustment (>= ±20% rated charge) Resid MF CZ10 Vint03 |  | System | Residential | 13-MFM-ResidentialMulti-family-SP_COOL | 0 |  |  |  |  | 66.33 | 79.5 | 0 | 0 | 0 | -13.17 | 195.15 |  | kWh | 0.21338 | -0.15765 | Residential |  | Winter Only | [5 empty] | 10 | 0.78 |  |  |  | 1 | 1 | 0 | 0 | 0 | 0 | 0 | 0 | 0 | 0 | 0 | 0 | 2009 Qtr 1: 0; 2009 Qtr 2: 0; 2009 Qtr 3: 0; 2009 Qtr 4: 1; 2010 Qtr 1: 0; 2010 Qtr 2: 0; 2010 Qtr 3: 0; 2010 Qtr 4: 0; 2011 Qtr 1: 0; 2011 Qtr 2: 0; 2011 Qtr 3: 0; 2011 Qtr 4: 0 | 1
SDGE3043_KEM_3PKEMAHVACTraining,InstallationandMaint. | 267042-Residential Condensor Coil Cleaning Resid MF CZ10 VintAll |  | System | Residential | 13-MFM-ResidentialMulti-family-SP_COOL | 0 |  |  |  |  | 50 | 50 | 0 | 0 | 0 | 0 | 180 |  | kWh | 0.2376 | 0 | Residential | [7 empty] | 3 | 0.78 |  |  |  | 1 | 1 | 0 | 0 | 0 | 0 | 0 | 0 | 0 | 0 | 0 | 0 | 2009 Qtr 1: 0; 2009 Qtr 2: 0; 2009 Qtr 3: 0; 2009 Qtr 4: 1; 2010 Qtr 1: 0; 2010 Qtr 2: 0; 2010 Qtr 3: 0; 2010 Qtr 4: 0; 2011 Qtr 1: 0; 2011 Qtr 2: 0; 2011 Qtr 3: 0; 2011 Qtr 4: 0 | 1
SDGE3043_KEM_3PKEMAHVACTraining,InstallationandMaint. | 267032-High Refrigerant Charge Adjustment (>= ±20% rated charge) Resid MF CZ10 Vint03 |  | System | Residential | 13-MFM-ResidentialMulti-family-SP_COOL | 0 |  |  |  |  | 66.33 | 79.5 | 0 | 0 | 0 | -13.17 | 195.15 |  | kWh | 0.21338 | -0.15765 | Residential |  | Winter Only | [5 empty] | 10 | 0.78 |  |  |  | 1 | 1 | 0 | 0 | 0 | 0 | 0 | 0 | 0 | 0 | 0 | 0 | 2009 Qtr 1: 0; 2009 Qtr 2: 0; 2009 Qtr 3: 0; 2009 Qtr 4: 1; 2010 Qtr 1: 0; 2010 Qtr 2: 0; 2010 Qtr 3: 0; 2010 Qtr 4: 0; 2011 Qtr 1: 0; 2011 Qtr 2: 0; 2011 Qtr 3: 0; 2011 Qtr 4: 0 | 1
SDGE3043_KEM_3PKEMAHVACTraining,InstallationandMaint. | 267042-Residential Condensor Coil Cleaning Resid MF CZ10 VintAll |  | System | Residential | 13-MFM-ResidentialMulti-family-SP_COOL | 0 |  |  |  |  | 50 | 50 | 0 | 0 | 0 | 0 | 180 |  | kWh | 0.2376 | 0 | Residential | [7 empty] | 3 | 0.78 |  |  |  | 1 | 1 | 0 | 0 | 0 | 0 | 0 | 0 | 0 | 0 | 0 | 0 | 2009 Qtr 1: 0; 2009 Qtr 2: 0; 2009 Qtr 3: 0; 2009 Qtr 4: 1; 2010 Qtr 1: 0; 2010 Qtr 2: 0; 2010 Qtr 3: 0; 2010 Qtr 4: 0; 2011 Qtr 1: 0; 2011 Qtr 2: 0; 2011 Qtr 3: 0; 2011 Qtr 4: 0 | 1
SDGE3043_KEM_3PKEMAHVACTraining,InstallationandMaint. | 267032-High Refrigerant Charge Adjustment (>= ±20% rated charge) Resid MF CZ10 Vint03 |  | System | Residential | 13-MFM-ResidentialMulti-family-SP_COOL | 0 |  |  |  |  | 66.33 | 79.5 | 0 | 0 | 0 | -13.17 | 195.15 |  | kWh | 0.21338 | -0.15765 | Residential |  | Winter Only | [5 empty] | 10 | 0.78 |  |  |  | 1 | 1 | 0 | 0 | 0 | 0 | 0 | 0 | 0 | 0 | 0 | 0 | 2009 Qtr 1: 0; 2009 Qtr 2: 0; 2009 Qtr 3: 0; 2009 Qtr 4: 1; 2010 Qtr 1: 0; 2010 Qtr 2: 0; 2010 Qtr 3: 0; 2010 Qtr 4: 0; 2011 Qtr 1: 0; 2011 Qtr 2: 0; 2011 Qtr 3: 0; 2011 Qtr 4: 0 | 1
SDGE3043_KEM_3PKEMAHVACTraining,InstallationandMaint. | 267042-Residential Condensor Coil Cleaning Resid MF CZ10 VintAll |  | System | Residential | 13-MFM-ResidentialMulti-family-SP_COOL | 0 |  |  |  |  | 50 | 50 | 0 | 0 | 0 | 0 | 180 |  | kWh | 0.2376 | 0 | Residential | [7 empty] | 3 | 0.78 |  |  |  | 1 | 1 | 0 | 0 | 0 | 0 | 0 | 0 | 0 | 0 | 0 | 0 | 2009 Qtr 1: 0; 2009 Qtr 2: 0; 2009 Qtr 3: 0; 2009 Qtr 4: 1; 2010 Qtr 1: 0; 2010 Qtr 2: 0; 2010 Qtr 3: 0; 2010 Qtr 4: 0; 2011 Qtr 1: 0; 2011 Qtr 2: 0; 2011 Qtr 3: 0; 2011 Qtr 4: 0 | 1
SDGE3043_KEM_3PKEMAHVACTraining,InstallationandMaint. | 267032-High Refrigerant Charge Adjustment (>= ±20% rated charge) Resid MF CZ10 Vint03 |  | System | Residential | 13-MFM-ResidentialMulti-family-SP_COOL | 0 |  |  |  |  | 66.33 | 79.5 | 0 | 0 | 0 | -13.17 | 195.15 |  | kWh | 0.21338 | -0.15765 | Residential |  | Winter Only | [5 empty] | 10 | 0.78 |  |  |  | 1 | 1 | 0 | 0 | 0 | 0 | 0 | 0 | 0 | 0 | 0 | 0 | 2009 Qtr 1: 0; 2009 Qtr 2: 0; 2009 Qtr 3: 0; 2009 Qtr 4: 1; 2010 Qtr 1: 0; 2010 Qtr 2: 0; 2010 Qtr 3: 0; 2010 Qtr 4: 0; 2011 Qtr 1: 0; 2011 Qtr 2: 0; 2011 Qtr 3: 0; 2011 Qtr 4: 0 | 1
SDGE3043_KEM_3PKEMAHVACTraining,InstallationandMaint. | 267042-Residential Condensor Coil Cleaning Resid MF CZ10 VintAll |  | System | Residential | 13-MFM-ResidentialMulti-family-SP_COOL | 0 |  |  |  |  | 50 | 50 | 0 | 0 | 0 | 0 | 180 |  | kWh | 0.2376 | 0 | Residential | [7 empty] | 3 | 0.78 |  |  |  | 1 | 1 | 0 | 0 | 0 | 0 | 0 | 0 | 0 | 0 | 0 | 0 | 2009 Qtr 1: 0; 2009 Qtr 2: 0; 2009 Qtr 3: 0; 2009 Qtr 4: 1; 2010 Qtr 1: 0; 2010 Qtr 2: 0; 2010 Qtr 3: 0; 2010 Qtr 4: 0; 2011 Qtr 1: 0; 2011 Qtr 2: 0; 2011 Qtr 3: 0; 2011 Qtr 4: 0 | 1
SDGE3043_KEM_3PKEMAHVACTraining,InstallationandMaint. | 267032-High Refrigerant Charge Adjustment (>= ±20% rated charge) Resid MF CZ10 Vint03 |  | System | Residential | 13-MFM-ResidentialMulti-family-SP_COOL | 0 |  |  |  |  | 66.33 | 53 | 0 | 0 | 0 | 13.33 | 195.15 |  | kWh | 0.21338 | -0.15765 | Residential |  | Winter Only | [5 empty] | 10 | 0.78 |  |  |  | 1 | 1 | 0 | 0 | 0 | 0 | 0 | 0 | 0 | 0 | 0 | 0 | 2009 Qtr 1: 0; 2009 Qtr 2: 0; 2009 Qtr 3: 0; 2009 Qtr 4: 1; 2010 Qtr 1: 0; 2010 Qtr 2: 0; 2010 Qtr 3: 0; 2010 Qtr 4: 0; 2011 Qtr 1: 0; 2011 Qtr 2: 0; 2011 Qtr 3: 0; 2011 Qtr 4: 0 | 1
SDGE3043_KEM_3PKEMAHVACTraining,InstallationandMaint. | 267042-Residential Condensor Coil Cleaning Resid MF CZ10 VintAll |  | System | Residential | 13-MFM-ResidentialMulti-family-SP_COOL | 0 |  |  |  |  | 50 | 50 | 0 | 0 | 0 | 0 | 180 |  | kWh | 0.2376 | 0 | Residential | [7 empty] | 3 | 0.78 |  |  |  | 1 | 1 | 0 | 0 | 0 | 0 | 0 | 0 | 0 | 0 | 0 | 0 | 2009 Qtr 1: 0; 2009 Qtr 2: 0; 2009 Qtr 3: 0; 2009 Qtr 4: 1; 2010 Qtr 1: 0; 2010 Qtr 2: 0; 2010 Qtr 3: 0; 2010 Qtr 4: 0; 2011 Qtr 1: 0; 2011 Qtr 2: 0; 2011 Qtr 3: 0; 2011 Qtr 4: 0 | 1
SDGE3043_KEM_3PKEMAHVACTraining,InstallationandMaint. | 267032-High Refrigerant Charge Adjustment (>= ±20% rated charge) Resid MF CZ10 Vint03 |  | System | Residential | 13-MFM-ResidentialMulti-family-SP_COOL | 0 |  |  |  |  | 66.33 | 79.5 | 0 | 0 | 0 | -13.17 | 195.15 |  | kWh | 0.21338 | -0.15765 | Residential |  | Winter Only | [5 empty] | 10 | 0.78 |  |  |  | 1 | 1 | 0 | 0 | 0 | 0 | 0 | 0 | 0 | 0 | 0 | 0 | 2009 Qtr 1: 0; 2009 Qtr 2: 0; 2009 Qtr 3: 0; 2009 Qtr 4: 1; 2010 Qtr 1: 0; 2010 Qtr 2: 0; 2010 Qtr 3: 0; 2010 Qtr 4: 0; 2011 Qtr 1: 0; 2011 Qtr 2: 0; 2011 Qtr 3: 0; 2011 Qtr 4: 0 | 1
SDGE3043_KEM_3PKEMAHVACTraining,InstallationandMaint. | 267042-Residential Condensor Coil Cleaning Resid MF CZ10 VintAll |  | System | Residential | 13-MFM-ResidentialMulti-family-SP_COOL | 0 |  |  |  |  | 50 | 50 | 0 | 0 | 0 | 0 | 180 |  | kWh | 0.2376 | 0 | Residential | [7 empty] | 3 | 0.78 |  |  |  | 1 | 1 | 0 | 0 | 0 | 0 | 0 | 0 | 0 | 0 | 0 | 0 | 2009 Qtr 1: 0; 2009 Qtr 2: 0; 2009 Qtr 3: 0; 2009 Qtr 4: 1; 2010 Qtr 1: 0; 2010 Qtr 2: 0; 2010 Qtr 3: 0; 2010 Qtr 4: 0; 2011 Qtr 1: 0; 2011 Qtr 2: 0; 2011 Qtr 3: 0; 2011 Qtr 4: 0 | 1
SDGE3043_KEM_3PKEMAHVACTraining,InstallationandMaint. | 267032-High Refrigerant Charge Adjustment (>= ±20% rated charge) Resid MF CZ10 Vint03 |  | System | Residential | 13-MFM-ResidentialMulti-family-SP_COOL | 0 |  |  |  |  | 66.33 | 79.5 | 0 | 0 | 0 | -13.17 | 195.15 |  | kWh | 0.21338 | -0.15765 | Residential |  | Winter Only | [5 empty] | 10 | 0.78 |  |  |  | 1 | 1 | 0 | 0 | 0 | 0 | 0 | 0 | 0 | 0 | 0 | 0 | 2009 Qtr 1: 0; 2009 Qtr 2: 0; 2009 Qtr 3: 0; 2009 Qtr 4: 1; 2010 Qtr 1: 0; 2010 Qtr 2: 0; 2010 Qtr 3: 0; 2010 Qtr 4: 0; 2011 Qtr 1: 0; 2011 Qtr 2: 0; 2011 Qtr 3: 0; 2011 Qtr 4: 0 | 1
SDGE3043_KEM_3PKEMAHVACTraining,InstallationandMaint. | 267042-Residential Condensor Coil Cleaning Resid MF CZ10 VintAll |  | System | Residential | 13-MFM-ResidentialMulti-family-SP_COOL | 0 |  |  |  |  | 50 | 50 | 0 | 0 | 0 | 0 | 180 |  | kWh | 0.2376 | 0 | Residential | [7 empty] | 3 | 0.78 |  |  |  | 1 | 1 | 0 | 0 | 0 | 0 | 0 | 0 | 0 | 0 | 0 | 0 | 2009 Qtr 1: 0; 2009 Qtr 2: 0; 2009 Qtr 3: 0; 2009 Qtr 4: 1; 2010 Qtr 1: 0; 2010 Qtr 2: 0; 2010 Qtr 3: 0; 2010 Qtr 4: 0; 2011 Qtr 1: 0; 2011 Qtr 2: 0; 2011 Qtr 3: 0; 2011 Qtr 4: 0 | 1
SDGE3043_KEM_3PKEMAHVACTraining,InstallationandMaint. | 267032-High Refrigerant Charge Adjustment (>= ±20% rated charge) Resid MF CZ10 Vint03 |  | System | Residential | 13-MFM-ResidentialMulti-family-SP_COOL | 0 |  |  |  |  | 66.33 | 79.5 | 0 | 0 | 0 | -13.17 | 195.15 |  | kWh | 0.21338 | -0.15765 | Residential |  | Winter Only | [5 empty] | 10 | 0.78 |  |  |  | 1 | 1 | 0 | 0 | 0 | 0 | 0 | 0 | 0 | 0 | 0 | 0 | 2009 Qtr 1: 0; 2009 Qtr 2: 0; 2009 Qtr 3: 0; 2009 Qtr 4: 1; 2010 Qtr 1: 0; 2010 Qtr 2: 0; 2010 Qtr 3: 0; 2010 Qtr 4: 0; 2011 Qtr 1: 0; 2011 Qtr 2: 0; 2011 Qtr 3: 0; 2011 Qtr 4: 0 | 1
SDGE3043_KEM_3PKEMAHVACTraining,InstallationandMaint. | 267042-Residential Condensor Coil Cleaning Resid MF CZ10 VintAll |  | System | Residential | 13-MFM-ResidentialMulti-family-SP_COOL | 0 |  |  |  |  | 50 | 50 | 0 | 0 | 0 | 0 | 180 |  | kWh | 0.2376 | 0 | Residential | [7 empty] | 3 | 0.78 |  |  |  | 1 | 1 | 0 | 0 | 0 | 0 | 0 | 0 | 0 | 0 | 0 | 0 | 2009 Qtr 1: 0; 2009 Qtr 2: 0; 2009 Qtr 3: 0; 2009 Qtr 4: 1; 2010 Qtr 1: 0; 2010 Qtr 2: 0; 2010 Qtr 3: 0; 2010 Qtr 4: 0; 2011 Qtr 1: 0; 2011 Qtr 2: 0; 2011 Qtr 3: 0; 2011 Qtr 4: 0 | 1
SDGE3043_KEM_3PKEMAHVACTraining,InstallationandMaint. | 267032-High Refrigerant Charge Adjustment (>= ±20% rated charge) Resid MF CZ10 Vint03 |  | System | Residential | 13-MFM-ResidentialMulti-family-SP_COOL | 0 |  |  |  |  | 66.33 | 53 | 0 | 0 | 0 | 13.33 | 195.15 |  | kWh | 0.21338 | -0.15765 | Residential |  | Winter Only | [5 empty] | 10 | 0.78 |  |  |  | 1 | 2 | 0 | 0 | 0 | 0 | 0 | 0 | 0 | 0 | 0 | 0 | 2009 Qtr 1: 0; 2009 Qtr 2: 0; 2009 Qtr 3: 0; 2009 Qtr 4: 2; 2010 Qtr 1: 0; 2010 Qtr 2: 0; 2010 Qtr 3: 0; 2010 Qtr 4: 0; 2011 Qtr 1: 0; 2011 Qtr 2: 0; 2011 Qtr 3: 0; 2011 Qtr 4: 0 | 2
SDGE3043_KEM_3PKEMAHVACTraining,InstallationandMaint. | 267042-Residential Condensor Coil Cleaning Resid MF CZ10 VintAll |  | System | Residential | 13-MFM-ResidentialMulti-family-SP_COOL | 0 |  |  |  |  | 50 | 50 | 0 | 0 | 0 | 0 | 180 |  | kWh | 0.2376 | 0 | Residential | [7 empty] | 3 | 0.78 |  |  |  | 1 | 1 | 0 | 0 | 0 | 0 | 0 | 0 | 0 | 0 | 0 | 0 | 2009 Qtr 1: 0; 2009 Qtr 2: 0; 2009 Qtr 3: 0; 2009 Qtr 4: 1; 2010 Qtr 1: 0; 2010 Qtr 2: 0; 2010 Qtr 3: 0; 2010 Qtr 4: 0; 2011 Qtr 1: 0; 2011 Qtr 2: 0; 2011 Qtr 3: 0; 2011 Qtr 4: 0 | 1
SDGE3043_KEM_3PKEMAHVACTraining,InstallationandMaint. | 267032-High Refrigerant Charge Adjustment (>= ±20% rated charge) Resid MF CZ10 Vint03 |  | System | Residential | 13-MFM-ResidentialMulti-family-SP_COOL | 0 |  |  |  |  | 66.33 | 53 | 0 | 0 | 0 | 13.33 | 195.15 |  | kWh | 0.21338 | -0.15765 | Residential |  | Winter Only | [5 empty] | 10 | 0.78 |  |  |  | 1 | 2 | 0 | 0 | 0 | 0 | 0 | 0 | 0 | 0 | 0 | 0 | 2009 Qtr 1: 0; 2009 Qtr 2: 0; 2009 Qtr 3: 0; 2009 Qtr 4: 2; 2010 Qtr 1: 0; 2010 Qtr 2: 0; 2010 Qtr 3: 0; 2010 Qtr 4: 0; 2011 Qtr 1: 0; 2011 Qtr 2: 0; 2011 Qtr 3: 0; 2011 Qtr 4: 0 | 2
SDGE3043_KEM_3PKEMAHVACTraining,InstallationandMaint. | 267042-Residential Condensor Coil Cleaning Resid MF CZ10 VintAll |  | System | Residential | 13-MFM-ResidentialMulti-family-SP_COOL | 0 |  |  |  |  | 50 | 50 | 0 | 0 | 0 | 0 | 180 |  | kWh | 0.2376 | 0 | Residential | [7 empty] | 3 | 0.78 |  |  |  | 1 | 1 | 0 | 0 | 0 | 0 | 0 | 0 | 0 | 0 | 0 | 0 | 2009 Qtr 1: 0; 2009 Qtr 2: 0; 2009 Qtr 3: 0; 2009 Qtr 4: 1; 2010 Qtr 1: 0; 2010 Qtr 2: 0; 2010 Qtr 3: 0; 2010 Qtr 4: 0; 2011 Qtr 1: 0; 2011 Qtr 2: 0; 2011 Qtr 3: 0; 2011 Qtr 4: 0 | 1
SDGE3043_KEM_3PKEMAHVACTraining,InstallationandMaint. | 267032-High Refrigerant Charge Adjustment (>= ±20% rated charge) Resid MF CZ10 Vint03 |  | System | Residential | 13-MFM-ResidentialMulti-family-SP_COOL | 0 |  |  |  |  | 66.33 | 53 | 0 | 0 | 0 | 13.33 | 195.15 |  | kWh | 0.21338 | -0.15765 | Residential |  | Winter Only | [5 empty] | 10 | 0.78 |  |  |  | 1 | 2 | 0 | 0 | 0 | 0 | 0 | 0 | 0 | 0 | 0 | 0 | 2009 Qtr 1: 0; 2009 Qtr 2: 0; 2009 Qtr 3: 0; 2009 Qtr 4: 2; 2010 Qtr 1: 0; 2010 Qtr 2: 0; 2010 Qtr 3: 0; 2010 Qtr 4: 0; 2011 Qtr 1: 0; 2011 Qtr 2: 0; 2011 Qtr 3: 0; 2011 Qtr 4: 0 | 2
SDGE3043_KEM_3PKEMAHVACTraining,InstallationandMaint. | 267042-Residential Condensor Coil Cleaning Resid MF CZ10 VintAll |  | System | Residential | 13-MFM-ResidentialMulti-family-SP_COOL | 0 |  |  |  |  | 50 | 50 | 0 | 0 | 0 | 0 | 180 |  | kWh | 0.2376 | 0 | Residential | [7 empty] | 3 | 0.78 |  |  |  | 1 | 1 | 0 | 0 | 0 | 0 | 0 | 0 | 0 | 0 | 0 | 0 | 2009 Qtr 1: 0; 2009 Qtr 2: 0; 2009 Qtr 3: 0; 2009 Qtr 4: 1; 2010 Qtr 1: 0; 2010 Qtr 2: 0; 2010 Qtr 3: 0; 2010 Qtr 4: 0; 2011 Qtr 1: 0; 2011 Qtr 2: 0; 2011 Qtr 3: 0; 2011 Qtr 4: 0 | 1
SDGE3043_KEM_3PKEMAHVACTraining,InstallationandMaint. | 267032-High Refrigerant Charge Adjustment (>= ±20% rated charge) Resid MF CZ10 Vint03 |  | System | Residential | 13-MFM-ResidentialMulti-family-SP_COOL | 0 |  |  |  |  | 66.33 | 79.5 | 0 | 0 | 0 | -13.17 | 195.15 |  | kWh | 0.21338 | -0.15765 | Residential |  | Winter Only | [5 empty] | 10 | 0.78 |  |  |  | 1 | 1 | 0 | 0 | 0 | 0 | 0 | 0 | 0 | 0 | 0 | 0 | 2009 Qtr 1: 0; 2009 Qtr 2: 0; 2009 Qtr 3: 0; 2009 Qtr 4: 1; 2010 Qtr 1: 0; 2010 Qtr 2: 0; 2010 Qtr 3: 0; 2010 Qtr 4: 0; 2011 Qtr 1: 0; 2011 Qtr 2: 0; 2011 Qtr 3: 0; 2011 Qtr 4: 0 | 1
SDGE3043_KEM_3PKEMAHVACTraining,InstallationandMaint. | 267042-Residential Condensor Coil Cleaning Resid MF CZ10 VintAll |  | System | Residential | 13-MFM-ResidentialMulti-family-SP_COOL | 0 |  |  |  |  | 50 | 50 | 0 | 0 | 0 | 0 | 180 |  | kWh | 0.2376 | 0 | Residential | [7 empty] | 3 | 0.78 |  |  |  | 1 | 1 | 0 | 0 | 0 | 0 | 0 | 0 | 0 | 0 | 0 | 0 | 2009 Qtr 1: 0; 2009 Qtr 2: 0; 2009 Qtr 3: 0; 2009 Qtr 4: 1; 2010 Qtr 1: 0; 2010 Qtr 2: 0; 2010 Qtr 3: 0; 2010 Qtr 4: 0; 2011 Qtr 1: 0; 2011 Qtr 2: 0; 2011 Qtr 3: 0; 2011 Qtr 4: 0 | 1
SDGE3043_KEM_3PKEMAHVACTraining,InstallationandMaint. | 267032-High Refrigerant Charge Adjustment (>= ±20% rated charge) Resid MF CZ10 Vint03 |  | System | Residential | 13-MFM-ResidentialMulti-family-SP_COOL | 0 |  |  |  |  | 66.33 | 79.5 | 0 | 0 | 0 | -13.17 | 195.15 |  | kWh | 0.21338 | -0.15765 | Residential |  | Winter Only | [5 empty] | 10 | 0.78 |  |  |  | 1 | 1 | 0 | 0 | 0 | 0 | 0 | 0 | 0 | 0 | 0 | 0 | 2009 Qtr 1: 0; 2009 Qtr 2: 0; 2009 Qtr 3: 0; 2009 Qtr 4: 1; 2010 Qtr 1: 0; 2010 Qtr 2: 0; 2010 Qtr 3: 0; 2010 Qtr 4: 0; 2011 Qtr 1: 0; 2011 Qtr 2: 0; 2011 Qtr 3: 0; 2011 Qtr 4: 0 | 1
SDGE3043_KEM_3PKEMAHVACTraining,InstallationandMaint. | 267042-Residential Condensor Coil Cleaning Resid MF CZ10 VintAll |  | System | Residential | 13-MFM-ResidentialMulti-family-SP_COOL | 0 |  |  |  |  | 50 | 50 | 0 | 0 | 0 | 0 | 180 |  | kWh | 0.2376 | 0 | Residential | [7 empty] | 3 | 0.78 |  |  |  | 1 | 1 | 0 | 0 | 0 | 0 | 0 | 0 | 0 | 0 | 0 | 0 | 2009 Qtr 1: 0; 2009 Qtr 2: 0; 2009 Qtr 3: 0; 2009 Qtr 4: 1; 2010 Qtr 1: 0; 2010 Qtr 2: 0; 2010 Qtr 3: 0; 2010 Qtr 4: 0; 2011 Qtr 1: 0; 2011 Qtr 2: 0; 2011 Qtr 3: 0; 2011 Qtr 4: 0 | 1
SDGE3043_KEM_3PKEMAHVACTraining,InstallationandMaint. | 267032-High Refrigerant Charge Adjustment (>= ±20% rated charge) Resid MF CZ10 Vint03 |  | System | Residential | 13-MFM-ResidentialMulti-family-SP_COOL | 0 |  |  |  |  | 66.33 | 79.5 | 0 | 0 | 0 | -13.17 | 195.15 |  | kWh | 0.21338 | -0.15765 | Residential |  | Winter Only | [5 empty] | 10 | 0.78 |  |  |  | 1 | 1 | 0 | 0 | 0 | 0 | 0 | 0 | 0 | 0 | 0 | 0 | 2009 Qtr 1: 0; 2009 Qtr 2: 0; 2009 Qtr 3: 0; 2009 Qtr 4: 1; 2010 Qtr 1: 0; 2010 Qtr 2: 0; 2010 Qtr 3: 0; 2010 Qtr 4: 0; 2011 Qtr 1: 0; 2011 Qtr 2: 0; 2011 Qtr 3: 0; 2011 Qtr 4: 0 | 1
SDGE3043_KEM_3PKEMAHVACTraining,InstallationandMaint. | 267042-Residential Condensor Coil Cleaning Resid MF CZ10 VintAll |  | System | Residential | 13-MFM-ResidentialMulti-family-SP_COOL | 0 |  |  |  |  | 50 | 50 | 0 | 0 | 0 | 0 | 180 |  | kWh | 0.2376 | 0 | Residential | [7 empty] | 3 | 0.78 |  |  |  | 1 | 1 | 0 | 0 | 0 | 0 | 0 | 0 | 0 | 0 | 0 | 0 | 2009 Qtr 1: 0; 2009 Qtr 2: 0; 2009 Qtr 3: 0; 2009 Qtr 4: 1; 2010 Qtr 1: 0; 2010 Qtr 2: 0; 2010 Qtr 3: 0; 2010 Qtr 4: 0; 2011 Qtr 1: 0; 2011 Qtr 2: 0; 2011 Qtr 3: 0; 2011 Qtr 4: 0 | 1
SDGE3043_KEM_3PKEMAHVACTraining,InstallationandMaint. | 267032-High Refrigerant Charge Adjustment (>= ±20% rated charge) Resid MF CZ10 Vint03 |  | System | Residential | 13-MFM-ResidentialMulti-family-SP_COOL | 0 |  |  |  |  | 66.33 | 79.5 | 0 | 0 | 0 | -13.17 | 195.15 |  | kWh | 0.21338 | -0.15765 | Residential |  | Winter Only | [5 empty] | 10 | 0.78 |  |  |  | 1 | 1 | 0 | 0 | 0 | 0 | 0 | 0 | 0 | 0 | 0 | 0 | 2009 Qtr 1: 0; 2009 Qtr 2: 0; 2009 Qtr 3: 0; 2009 Qtr 4: 1; 2010 Qtr 1: 0; 2010 Qtr 2: 0; 2010 Qtr 3: 0; 2010 Qtr 4: 0; 2011 Qtr 1: 0; 2011 Qtr 2: 0; 2011 Qtr 3: 0; 2011 Qtr 4: 0 | 1
SDGE3043_KEM_3PKEMAHVACTraining,InstallationandMaint. | 267042-Residential Condensor Coil Cleaning Resid MF CZ10 VintAll |  | System | Residential | 13-MFM-ResidentialMulti-family-SP_COOL | 0 |  |  |  |  | 50 | 50 | 0 | 0 | 0 | 0 | 180 |  | kWh | 0.2376 | 0 | Residential | [7 empty] | 3 | 0.78 |  |  |  | 1 | 1 | 0 | 0 | 0 | 0 | 0 | 0 | 0 | 0 | 0 | 0 | 2009 Qtr 1: 0; 2009 Qtr 2: 0; 2009 Qtr 3: 0; 2009 Qtr 4: 1; 2010 Qtr 1: 0; 2010 Qtr 2: 0; 2010 Qtr 3: 0; 2010 Qtr 4: 0; 2011 Qtr 1: 0; 2011 Qtr 2: 0; 2011 Qtr 3: 0; 2011 Qtr 4: 0 | 1
SDGE3043_KEM_3PKEMAHVACTraining,InstallationandMaint. | 267032-High Refrigerant Charge Adjustment (>= ±20% rated charge) Resid MF CZ10 Vint03 |  | System | Residential | 13-MFM-ResidentialMulti-family-SP_COOL | 0 |  |  |  |  | 66.33 | 79.5 | 0 | 0 | 0 | -13.17 | 195.15 |  | kWh | 0.21338 | -0.15765 | Residential |  | Winter Only | [5 empty] | 10 | 0.78 |  |  |  | 1 | 1 | 0 | 0 | 0 | 0 | 0 | 0 | 0 | 0 | 0 | 0 | 2009 Qtr 1: 0; 2009 Qtr 2: 0; 2009 Qtr 3: 0; 2009 Qtr 4: 1; 2010 Qtr 1: 0; 2010 Qtr 2: 0; 2010 Qtr 3: 0; 2010 Qtr 4: 0; 2011 Qtr 1: 0; 2011 Qtr 2: 0; 2011 Qtr 3: 0; 2011 Qtr 4: 0 | 1
SDGE3043_KEM_3PKEMAHVACTraining,InstallationandMaint. | 267042-Residential Condensor Coil Cleaning Resid MF CZ10 VintAll |  | System | Residential | 13-MFM-ResidentialMulti-family-SP_COOL | 0 |  |  |  |  | 50 | 50 | 0 | 0 | 0 | 0 | 180 |  | kWh | 0.2376 | 0 | Residential | [7 empty] | 3 | 0.78 |  |  |  | 1 | 1 | 0 | 0 | 0 | 0 | 0 | 0 | 0 | 0 | 0 | 0 | 2009 Qtr 1: 0; 2009 Qtr 2: 0; 2009 Qtr 3: 0; 2009 Qtr 4: 1; 2010 Qtr 1: 0; 2010 Qtr 2: 0; 2010 Qtr 3: 0; 2010 Qtr 4: 0; 2011 Qtr 1: 0; 2011 Qtr 2: 0; 2011 Qtr 3: 0; 2011 Qtr 4: 0 | 1
SDGE3043_KEM_3PKEMAHVACTraining,InstallationandMaint. | 267032-High Refrigerant Charge Adjustment (>= ±20% rated charge) Resid MF CZ10 Vint03 |  | System | Residential | 13-MFM-ResidentialMulti-family-SP_COOL | 0 |  |  |  |  | 66.33 | 53 | 0 | 0 | 0 | 13.33 | 195.15 |  | kWh | 0.21338 | -0.15765 | Residential |  | Winter Only | [5 empty] | 10 | 0.78 |  |  |  | 1 | 2 | 0 | 0 | 0 | 0 | 0 | 0 | 0 | 0 | 0 | 0 | 2009 Qtr 1: 0; 2009 Qtr 2: 0; 2009 Qtr 3: 0; 2009 Qtr 4: 2; 2010 Qtr 1: 0; 2010 Qtr 2: 0; 2010 Qtr 3: 0; 2010 Qtr 4: 0; 2011 Qtr 1: 0; 2011 Qtr 2: 0; 2011 Qtr 3: 0; 2011 Qtr 4: 0 | 2
SDGE3043_KEM_3PKEMAHVACTraining,InstallationandMaint. | 267042-Residential Condensor Coil Cleaning Resid MF CZ10 VintAll |  | System | Residential | 13-MFM-ResidentialMulti-family-SP_COOL | 0 |  |  |  |  | 50 | 50 | 0 | 0 | 0 | 0 | 180 |  | kWh | 0.2376 | 0 | Residential | [7 empty] | 3 | 0.78 |  |  |  | 1 | 1 | 0 | 0 | 0 | 0 | 0 | 0 | 0 | 0 | 0 | 0 | 2009 Qtr 1: 0; 2009 Qtr 2: 0; 2009 Qtr 3: 0; 2009 Qtr 4: 1; 2010 Qtr 1: 0; 2010 Qtr 2: 0; 2010 Qtr 3: 0; 2010 Qtr 4: 0; 2011 Qtr 1: 0; 2011 Qtr 2: 0; 2011 Qtr 3: 0; 2011 Qtr 4: 0 | 1
SDGE3043_KEM_3PKEMAHVACTraining,InstallationandMaint. | 267032-High Refrigerant Charge Adjustment (>= ±20% rated charge) Resid MF CZ10 Vint03 |  | System | Residential | 13-MFM-ResidentialMulti-family-SP_COOL | 0 |  |  |  |  | 66.33 | 53 | 0 | 0 | 0 | 13.33 | 195.15 |  | kWh | 0.21338 | -0.15765 | Residential |  | Winter Only | [5 empty] | 10 | 0.78 |  |  |  | 1 | 2 | 0 | 0 | 0 | 0 | 0 | 0 | 0 | 0 | 0 | 0 | 2009 Qtr 1: 0; 2009 Qtr 2: 0; 2009 Qtr 3: 0; 2009 Qtr 4: 2; 2010 Qtr 1: 0; 2010 Qtr 2: 0; 2010 Qtr 3: 0; 2010 Qtr 4: 0; 2011 Qtr 1: 0; 2011 Qtr 2: 0; 2011 Qtr 3: 0; 2011 Qtr 4: 0 | 2
SDGE3043_KEM_3PKEMAHVACTraining,InstallationandMaint. | 267042-Residential Condensor Coil Cleaning Resid MF CZ10 VintAll |  | System | Residential | 13-MFM-ResidentialMulti-family-SP_COOL | 0 |  |  |  |  | 50 | 50 | 0 | 0 | 0 | 0 | 180 |  | kWh | 0.2376 | 0 | Residential | [7 empty] | 3 | 0.78 |  |  |  | 1 | 1 | 0 | 0 | 0 | 0 | 0 | 0 | 0 | 0 | 0 | 0 | 2009 Qtr 1: 0; 2009 Qtr 2: 0; 2009 Qtr 3: 0; 2009 Qtr 4: 1; 2010 Qtr 1: 0; 2010 Qtr 2: 0; 2010 Qtr 3: 0; 2010 Qtr 4: 0; 2011 Qtr 1: 0; 2011 Qtr 2: 0; 2011 Qtr 3: 0; 2011 Qtr 4: 0 | 1
SDGE3043_KEM_3PKEMAHVACTraining,InstallationandMaint. | 267032-High Refrigerant Charge Adjustment (>= ±20% rated charge) Resid MF CZ10 Vint03 |  | System | Residential | 13-MFM-ResidentialMulti-family-SP_COOL | 0 |  |  |  |  | 66.33 | 79.5 | 0 | 0 | 0 | -13.17 | 195.15 |  | kWh | 0.21338 | -0.15765 | Residential |  | Winter Only | [5 empty] | 10 | 0.78 |  |  |  | 1 | 1 | 0 | 0 | 0 | 0 | 0 | 0 | 0 | 0 | 0 | 0 | 2009 Qtr 1: 0; 2009 Qtr 2: 0; 2009 Qtr 3: 0; 2009 Qtr 4: 1; 2010 Qtr 1: 0; 2010 Qtr 2: 0; 2010 Qtr 3: 0; 2010 Qtr 4: 0; 2011 Qtr 1: 0; 2011 Qtr 2: 0; 2011 Qtr 3: 0; 2011 Qtr 4: 0 | 1
SDGE3043_KEM_3PKEMAHVACTraining,InstallationandMaint. | 267042-Residential Condensor Coil Cleaning Resid MF CZ10 VintAll |  | System | Residential | 13-MFM-ResidentialMulti-family-SP_COOL | 0 |  |  |  |  | 50 | 50 | 0 | 0 | 0 | 0 | 180 |  | kWh | 0.2376 | 0 | Residential | [7 empty] | 3 | 0.78 |  |  |  | 1 | 1 | 0 | 0 | 0 | 0 | 0 | 0 | 0 | 0 | 0 | 0 | 2009 Qtr 1: 0; 2009 Qtr 2: 0; 2009 Qtr 3: 0; 2009 Qtr 4: 1; 2010 Qtr 1: 0; 2010 Qtr 2: 0; 2010 Qtr 3: 0; 2010 Qtr 4: 0; 2011 Qtr 1: 0; 2011 Qtr 2: 0; 2011 Qtr 3: 0; 2011 Qtr 4: 0 | 1
SDGE3043_KEM_3PKEMAHVACTraining,InstallationandMaint. | 267032-High Refrigerant Charge Adjustment (>= ±20% rated charge) Resid MF CZ10 Vint03 |  | System | Residential | 13-MFM-ResidentialMulti-family-SP_COOL | 0 |  |  |  |  | 66.33 | 79.5 | 0 | 0 | 0 | -13.17 | 195.15 |  | kWh | 0.21338 | -0.15765 | Residential |  | Winter Only | [5 empty] | 10 | 0.78 |  |  |  | 1 | 1 | 0 | 0 | 0 | 0 | 0 | 0 | 0 | 0 | 0 | 0 | 2009 Qtr 1: 0; 2009 Qtr 2: 0; 2009 Qtr 3: 0; 2009 Qtr 4: 1; 2010 Qtr 1: 0; 2010 Qtr 2: 0; 2010 Qtr 3: 0; 2010 Qtr 4: 0; 2011 Qtr 1: 0; 2011 Qtr 2: 0; 2011 Qtr 3: 0; 2011 Qtr 4: 0 | 1
SDGE3043_KEM_3PKEMAHVACTraining,InstallationandMaint. | 267042-Residential Condensor Coil Cleaning Resid MF CZ10 VintAll |  | System | Residential | 13-MFM-ResidentialMulti-family-SP_COOL | 0 |  |  |  |  | 50 | 50 | 0 | 0 | 0 | 0 | 180 |  | kWh | 0.2376 | 0 | Residential | [7 empty] | 3 | 0.78 |  |  |  | 1 | 1 | 0 | 0 | 0 | 0 | 0 | 0 | 0 | 0 | 0 | 0 | 2009 Qtr 1: 0; 2009 Qtr 2: 0; 2009 Qtr 3: 0; 2009 Qtr 4: 1; 2010 Qtr 1: 0; 2010 Qtr 2: 0; 2010 Qtr 3: 0; 2010 Qtr 4: 0; 2011 Qtr 1: 0; 2011 Qtr 2: 0; 2011 Qtr 3: 0; 2011 Qtr 4: 0 | 1
SDGE3043_KEM_3PKEMAHVACTraining,InstallationandMaint. | 267032-High Refrigerant Charge Adjustment (>= ±20% rated charge) Resid MF CZ10 Vint03 |  | System | Residential | 13-MFM-ResidentialMulti-family-SP_COOL | 0 |  |  |  |  | 66.33 | 53 | 0 | 0 | 0 | 13.33 | 195.15 |  | kWh | 0.21338 | -0.15765 | Residential |  | Winter Only | [5 empty] | 10 | 0.78 |  |  |  | 1 | 2 | 0 | 0 | 0 | 0 | 0 | 0 | 0 | 0 | 0 | 0 | 2009 Qtr 1: 0; 2009 Qtr 2: 0; 2009 Qtr 3: 0; 2009 Qtr 4: 2; 2010 Qtr 1: 0; 2010 Qtr 2: 0; 2010 Qtr 3: 0; 2010 Qtr 4: 0; 2011 Qtr 1: 0; 2011 Qtr 2: 0; 2011 Qtr 3: 0; 2011 Qtr 4: 0 | 2
SDGE3043_KEM_3PKEMAHVACTraining,InstallationandMaint. | 267042-Residential Condensor Coil Cleaning Resid MF CZ10 VintAll |  | System | Residential | 13-MFM-ResidentialMulti-family-SP_COOL | 0 |  |  |  |  | 50 | 50 | 0 | 0 | 0 | 0 | 180 |  | kWh | 0.2376 | 0 | Residential | [7 empty] | 3 | 0.78 |  |  |  | 1 | 1 | 0 | 0 | 0 | 0 | 0 | 0 | 0 | 0 | 0 | 0 | 2009 Qtr 1: 0; 2009 Qtr 2: 0; 2009 Qtr 3: 0; 2009 Qtr 4: 1; 2010 Qtr 1: 0; 2010 Qtr 2: 0; 2010 Qtr 3: 0; 2010 Qtr 4: 0; 2011 Qtr 1: 0; 2011 Qtr 2: 0; 2011 Qtr 3: 0; 2011 Qtr 4: 0 | 1
SDGE3043_KEM_3PKEMAHVACTraining,InstallationandMaint. | 267032-High Refrigerant Charge Adjustment (>= ±20% rated charge) Resid MF CZ10 Vint03 |  | System | Residential | 13-MFM-ResidentialMulti-family-SP_COOL | 0 |  |  |  |  | 66.33 | 53 | 0 | 0 | 0 | 13.33 | 195.15 |  | kWh | 0.21338 | -0.15765 | Residential |  | Winter Only | [5 empty] | 10 | 0.78 |  |  |  | 1 | 2 | 0 | 0 | 0 | 0 | 0 | 0 | 0 | 0 | 0 | 0 | 2009 Qtr 1: 0; 2009 Qtr 2: 0; 2009 Qtr 3: 0; 2009 Qtr 4: 2; 2010 Qtr 1: 0; 2010 Qtr 2: 0; 2010 Qtr 3: 0; 2010 Qtr 4: 0; 2011 Qtr 1: 0; 2011 Qtr 2: 0; 2011 Qtr 3: 0; 2011 Qtr 4: 0 | 2
SDGE3043_KEM_3PKEMAHVACTraining,InstallationandMaint. | 267042-Residential Condensor Coil Cleaning Resid MF CZ10 VintAll |  | System | Residential | 13-MFM-ResidentialMulti-family-SP_COOL | 0 |  |  |  |  | 50 | 50 | 0 | 0 | 0 | 0 | 180 |  | kWh | 0.2376 | 0 | Residential | [7 empty] | 3 | 0.78 |  |  |  | 1 | 1 | 0 | 0 | 0 | 0 | 0 | 0 | 0 | 0 | 0 | 0 | 2009 Qtr 1: 0; 2009 Qtr 2: 0; 2009 Qtr 3: 0; 2009 Qtr 4: 1; 2010 Qtr 1: 0; 2010 Qtr 2: 0; 2010 Qtr 3: 0; 2010 Qtr 4: 0; 2011 Qtr 1: 0; 2011 Qtr 2: 0; 2011 Qtr 3: 0; 2011 Qtr 4: 0 | 1
SDGE3043_KEM_3PKEMAHVACTraining,InstallationandMaint. | 267032-High Refrigerant Charge Adjustment (>= ±20% rated charge) Resid MF CZ10 Vint03 |  | System | Residential | 13-MFM-ResidentialMulti-family-SP_COOL | 0 |  |  |  |  | 66.33 | 53 | 0 | 0 | 0 | 13.33 | 195.15 |  | kWh | 0.21338 | -0.15765 | Residential |  | Winter Only | [5 empty] | 10 | 0.78 |  |  |  | 1 | 2 | 0 | 0 | 0 | 0 | 0 | 0 | 0 | 0 | 0 | 0 | 2009 Qtr 1: 0; 2009 Qtr 2: 0; 2009 Qtr 3: 0; 2009 Qtr 4: 2; 2010 Qtr 1: 0; 2010 Qtr 2: 0; 2010 Qtr 3: 0; 2010 Qtr 4: 0; 2011 Qtr 1: 0; 2011 Qtr 2: 0; 2011 Qtr 3: 0; 2011 Qtr 4: 0 | 2
SDGE3043_KEM_3PKEMAHVACTraining,InstallationandMaint. | 267042-Residential Condensor Coil Cleaning Resid MF CZ10 VintAll |  | System | Residential | 13-MFM-ResidentialMulti-family-SP_COOL | 0 |  |  |  |  | 50 | 50 | 0 | 0 | 0 | 0 | 180 |  | kWh | 0.2376 | 0 | Residential | [7 empty] | 3 | 0.78 |  |  |  | 1 | 1 | 0 | 0 | 0 | 0 | 0 | 0 | 0 | 0 | 0 | 0 | 2009 Qtr 1: 0; 2009 Qtr 2: 0; 2009 Qtr 3: 0; 2009 Qtr 4: 1; 2010 Qtr 1: 0; 2010 Qtr 2: 0; 2010 Qtr 3: 0; 2010 Qtr 4: 0; 2011 Qtr 1: 0; 2011 Qtr 2: 0; 2011 Qtr 3: 0; 2011 Qtr 4: 0 | 1
SDGE3043_KEM_3PKEMAHVACTraining,InstallationandMaint. | 267032-High Refrigerant Charge Adjustment (>= ±20% rated charge) Resid MF CZ10 Vint03 |  | System | Residential | 13-MFM-ResidentialMulti-family-SP_COOL | 0 |  |  |  |  | 66.33 | 79.5 | 0 | 0 | 0 | -13.17 | 195.15 |  | kWh | 0.21338 | -0.15765 | Residential |  | Winter Only | [5 empty] | 10 | 0.78 |  |  |  | 1 | 1 | 0 | 0 | 0 | 0 | 0 | 0 | 0 | 0 | 0 | 0 | 2009 Qtr 1: 0; 2009 Qtr 2: 0; 2009 Qtr 3: 0; 2009 Qtr 4: 1; 2010 Qtr 1: 0; 2010 Qtr 2: 0; 2010 Qtr 3: 0; 2010 Qtr 4: 0; 2011 Qtr 1: 0; 2011 Qtr 2: 0; 2011 Qtr 3: 0; 2011 Qtr 4: 0 | 1
SDGE3043_KEM_3PKEMAHVACTraining,InstallationandMaint. | 267042-Residential Condensor Coil Cleaning Resid MF CZ10 VintAll |  | System | Residential | 13-MFM-ResidentialMulti-family-SP_COOL | 0 |  |  |  |  | 50 | 50 | 0 | 0 | 0 | 0 | 180 |  | kWh | 0.2376 | 0 | Residential | [7 empty] | 3 | 0.78 |  |  |  | 1 | 1 | 0 | 0 | 0 | 0 | 0 | 0 | 0 | 0 | 0 | 0 | 2009 Qtr 1: 0; 2009 Qtr 2: 0; 2009 Qtr 3: 0; 2009 Qtr 4: 1; 2010 Qtr 1: 0; 2010 Qtr 2: 0; 2010 Qtr 3: 0; 2010 Qtr 4: 0; 2011 Qtr 1: 0; 2011 Qtr 2: 0; 2011 Qtr 3: 0; 2011 Qtr 4: 0 | 1
SDGE3043_KEM_3PKEMAHVACTraining,InstallationandMaint. | 267032-High Refrigerant Charge Adjustment (>= ±20% rated charge) Resid MF CZ10 Vint03 |  | System | Residential | 13-MFM-ResidentialMulti-family-SP_COOL | 0 |  |  |  |  | 66.33 | 79.5 | 0 | 0 | 0 | -13.17 | 195.15 |  | kWh | 0.21338 | -0.15765 | Residential |  | Winter Only | [5 empty] | 10 | 0.78 |  |  |  | 1 | 1 | 0 | 0 | 0 | 0 | 0 | 0 | 0 | 0 | 0 | 0 | 2009 Qtr 1: 0; 2009 Qtr 2: 0; 2009 Qtr 3: 0; 2009 Qtr 4: 1; 2010 Qtr 1: 0; 2010 Qtr 2: 0; 2010 Qtr 3: 0; 2010 Qtr 4: 0; 2011 Qtr 1: 0; 2011 Qtr 2: 0; 2011 Qtr 3: 0; 2011 Qtr 4: 0 | 1
SDGE3043_KEM_3PKEMAHVACTraining,InstallationandMaint. | 267042-Residential Condensor Coil Cleaning Resid MF CZ10 VintAll |  | System | Residential | 13-MFM-ResidentialMulti-family-SP_COOL | 0 |  |  |  |  | 50 | 50 | 0 | 0 | 0 | 0 | 180 |  | kWh | 0.2376 | 0 | Residential | [7 empty] | 3 | 0.78 |  |  |  | 1 | 1 | 0 | 0 | 0 | 0 | 0 | 0 | 0 | 0 | 0 | 0 | 2009 Qtr 1: 0; 2009 Qtr 2: 0; 2009 Qtr 3: 0; 2009 Qtr 4: 1; 2010 Qtr 1: 0; 2010 Qtr 2: 0; 2010 Qtr 3: 0; 2010 Qtr 4: 0; 2011 Qtr 1: 0; 2011 Qtr 2: 0; 2011 Qtr 3: 0; 2011 Qtr 4: 0 | 1
SDGE3043_KEM_3PKEMAHVACTraining,InstallationandMaint. | 267032-High Refrigerant Charge Adjustment (>= ±20% rated charge) Resid MF CZ10 Vint03 |  | System | Residential | 13-MFM-ResidentialMulti-family-SP_COOL | 0 |  |  |  |  | 66.33 | 79.5 | 0 | 0 | 0 | -13.17 | 195.15 |  | kWh | 0.21338 | -0.15765 | Residential |  | Winter Only | [5 empty] | 10 | 0.78 |  |  |  | 1 | 1 | 0 | 0 | 0 | 0 | 0 | 0 | 0 | 0 | 0 | 0 | 2009 Qtr 1: 0; 2009 Qtr 2: 0; 2009 Qtr 3: 0; 2009 Qtr 4: 1; 2010 Qtr 1: 0; 2010 Qtr 2: 0; 2010 Qtr 3: 0; 2010 Qtr 4: 0; 2011 Qtr 1: 0; 2011 Qtr 2: 0; 2011 Qtr 3: 0; 2011 Qtr 4: 0 | 1
SDGE3043_KEM_3PKEMAHVACTraining,InstallationandMaint. | 267042-Residential Condensor Coil Cleaning Resid MF CZ10 VintAll |  | System | Residential | 13-MFM-ResidentialMulti-family-SP_COOL | 0 |  |  |  |  | 50 | 50 | 0 | 0 | 0 | 0 | 180 |  | kWh | 0.2376 | 0 | Residential | [7 empty] | 3 | 0.78 |  |  |  | 1 | 1 | 0 | 0 | 0 | 0 | 0 | 0 | 0 | 0 | 0 | 0 | 2009 Qtr 1: 0; 2009 Qtr 2: 0; 2009 Qtr 3: 0; 2009 Qtr 4: 1; 2010 Qtr 1: 0; 2010 Qtr 2: 0; 2010 Qtr 3: 0; 2010 Qtr 4: 0; 2011 Qtr 1: 0; 2011 Qtr 2: 0; 2011 Qtr 3: 0; 2011 Qtr 4: 0 | 1
SDGE3043_KEM_3PKEMAHVACTraining,InstallationandMaint. | 267032-High Refrigerant Charge Adjustment (>= ±20% rated charge) Resid MF CZ10 Vint03 |  | System | Residential | 13-MFM-ResidentialMulti-family-SP_COOL | 0 |  |  |  |  | 66.33 | 53 | 0 | 0 | 0 | 13.33 | 195.15 |  | kWh | 0.21338 | -0.15765 | Residential |  | Winter Only | [5 empty] | 10 | 0.78 |  |  |  | 1 | 2 | 0 | 0 | 0 | 0 | 0 | 0 | 0 | 0 | 0 | 0 | 2009 Qtr 1: 0; 2009 Qtr 2: 0; 2009 Qtr 3: 0; 2009 Qtr 4: 2; 2010 Qtr 1: 0; 2010 Qtr 2: 0; 2010 Qtr 3: 0; 2010 Qtr 4: 0; 2011 Qtr 1: 0; 2011 Qtr 2: 0; 2011 Qtr 3: 0; 2011 Qtr 4: 0 | 2
SDGE3043_KEM_3PKEMAHVACTraining,InstallationandMaint. | 267042-Residential Condensor Coil Cleaning Resid MF CZ10 VintAll |  | System | Residential | 13-MFM-ResidentialMulti-family-SP_COOL | 0 |  |  |  |  | 50 | 50 | 0 | 0 | 0 | 0 | 180 |  | kWh | 0.2376 | 0 | Residential | [7 empty] | 3 | 0.78 |  |  |  | 1 | 1 | 0 | 0 | 0 | 0 | 0 | 0 | 0 | 0 | 0 | 0 | 2009 Qtr 1: 0; 2009 Qtr 2: 0; 2009 Qtr 3: 0; 2009 Qtr 4: 1; 2010 Qtr 1: 0; 2010 Qtr 2: 0; 2010 Qtr 3: 0; 2010 Qtr 4: 0; 2011 Qtr 1: 0; 2011 Qtr 2: 0; 2011 Qtr 3: 0; 2011 Qtr 4: 0 | 1
SDGE3043_KEM_3PKEMAHVACTraining,InstallationandMaint. | 267033-High Refrigerant Charge Adjustment (>= ±20% rated charge) Resid MF CZ10 Vint04 |  | System | Residential | 13-MFM-ResidentialMulti-family-SP_COOL | 0 |  |  |  |  | 66.33 | 79.5 | 0 | 0 | 0 | -13.17 | 171.246 |  | kWh | 0.22612 | -0.10521 | Residential |  | Winter Only | [5 empty] | 10 | 0.78 |  |  |  | 1 | 1 | 0 | 0 | 0 | 0 | 0 | 0 | 0 | 0 | 0 | 0 | 2009 Qtr 1: 0; 2009 Qtr 2: 0; 2009 Qtr 3: 0; 2009 Qtr 4: 1; 2010 Qtr 1: 0; 2010 Qtr 2: 0; 2010 Qtr 3: 0; 2010 Qtr 4: 0; 2011 Qtr 1: 0; 2011 Qtr 2: 0; 2011 Qtr 3: 0; 2011 Qtr 4: 0 | 1
SDGE3043_KEM_3PKEMAHVACTraining,InstallationandMaint. | 267042-Residential Condensor Coil Cleaning Resid MF CZ10 VintAll |  | System | Residential | 13-MFM-ResidentialMulti-family-SP_COOL | 0 |  |  |  |  | 50 | 50 | 0 | 0 | 0 | 0 | 180 |  | kWh | 0.2376 | 0 | Residential | [7 empty] | 3 | 0.78 |  |  |  | 1 | 1 | 0 | 0 | 0 | 0 | 0 | 0 | 0 | 0 | 0 | 0 | 2009 Qtr 1: 0; 2009 Qtr 2: 0; 2009 Qtr 3: 0; 2009 Qtr 4: 1; 2010 Qtr 1: 0; 2010 Qtr 2: 0; 2010 Qtr 3: 0; 2010 Qtr 4: 0; 2011 Qtr 1: 0; 2011 Qtr 2: 0; 2011 Qtr 3: 0; 2011 Qtr 4: 0 | 1
SDGE3043_KEM_3PKEMAHVACTraining,InstallationandMaint. | 267033-High Refrigerant Charge Adjustment (>= ±20% rated charge) Resid MF CZ10 Vint04 |  | System | Residential | 13-MFM-ResidentialMulti-family-SP_COOL | 0 |  |  |  |  | 66.33 | 79.5 | 0 | 0 | 0 | -13.17 | 171.246 |  | kWh | 0.22612 | -0.10521 | Residential |  | Winter Only | [5 empty] | 10 | 0.78 |  |  |  | 1 | 1 | 0 | 0 | 0 | 0 | 0 | 0 | 0 | 0 | 0 | 0 | 2009 Qtr 1: 0; 2009 Qtr 2: 0; 2009 Qtr 3: 0; 2009 Qtr 4: 1; 2010 Qtr 1: 0; 2010 Qtr 2: 0; 2010 Qtr 3: 0; 2010 Qtr 4: 0; 2011 Qtr 1: 0; 2011 Qtr 2: 0; 2011 Qtr 3: 0; 2011 Qtr 4: 0 | 1
SDGE3043_KEM_3PKEMAHVACTraining,InstallationandMaint. | 267042-Residential Condensor Coil Cleaning Resid MF CZ10 VintAll |  | System | Residential | 13-MFM-ResidentialMulti-family-SP_COOL | 0 |  |  |  |  | 50 | 50 | 0 | 0 | 0 | 0 | 180 |  | kWh | 0.2376 | 0 | Residential | [7 empty] | 3 | 0.78 |  |  |  | 1 | 1 | 0 | 0 | 0 | 0 | 0 | 0 | 0 | 0 | 0 | 0 | 2009 Qtr 1: 0; 2009 Qtr 2: 0; 2009 Qtr 3: 0; 2009 Qtr 4: 1; 2010 Qtr 1: 0; 2010 Qtr 2: 0; 2010 Qtr 3: 0; 2010 Qtr 4: 0; 2011 Qtr 1: 0; 2011 Qtr 2: 0; 2011 Qtr 3: 0; 2011 Qtr 4: 0 | 1
SDGE3043_KEM_3PKEMAHVACTraining,InstallationandMaint. | 267033-High Refrigerant Charge Adjustment (>= ±20% rated charge) Resid MF CZ10 Vint04 |  | System | Residential | 13-MFM-ResidentialMulti-family-SP_COOL | 0 |  |  |  |  | 66.33 | 79.5 | 0 | 0 | 0 | -13.17 | 171.246 |  | kWh | 0.22612 | -0.10521 | Residential |  | Winter Only | [5 empty] | 10 | 0.78 |  |  |  | 1 | 1 | 0 | 0 | 0 | 0 | 0 | 0 | 0 | 0 | 0 | 0 | 2009 Qtr 1: 0; 2009 Qtr 2: 0; 2009 Qtr 3: 0; 2009 Qtr 4: 1; 2010 Qtr 1: 0; 2010 Qtr 2: 0; 2010 Qtr 3: 0; 2010 Qtr 4: 0; 2011 Qtr 1: 0; 2011 Qtr 2: 0; 2011 Qtr 3: 0; 2011 Qtr 4: 0 | 1
SDGE3043_KEM_3PKEMAHVACTraining,InstallationandMaint. | 267042-Residential Condensor Coil Cleaning Resid MF CZ10 VintAll |  | System | Residential | 13-MFM-ResidentialMulti-family-SP_COOL | 0 |  |  |  |  | 50 | 50 | 0 | 0 | 0 | 0 | 180 |  | kWh | 0.2376 | 0 | Residential | [7 empty] | 3 | 0.78 |  |  |  | 1 | 1 | 0 | 0 | 0 | 0 | 0 | 0 | 0 | 0 | 0 | 0 | 2009 Qtr 1: 0; 2009 Qtr 2: 0; 2009 Qtr 3: 0; 2009 Qtr 4: 1; 2010 Qtr 1: 0; 2010 Qtr 2: 0; 2010 Qtr 3: 0; 2010 Qtr 4: 0; 2011 Qtr 1: 0; 2011 Qtr 2: 0; 2011 Qtr 3: 0; 2011 Qtr 4: 0 | 1
SDGE3043_KEM_3PKEMAHVACTraining,InstallationandMaint. | 267033-High Refrigerant Charge Adjustment (>= ±20% rated charge) Resid MF CZ10 Vint04 |  | System | Residential | 13-MFM-ResidentialMulti-family-SP_COOL | 0 |  |  |  |  | 66.33 | 79.5 | 0 | 0 | 0 | -13.17 | 171.246 |  | kWh | 0.22612 | -0.10521 | Residential |  | Winter Only | [5 empty] | 10 | 0.78 |  |  |  | 1 | 1 | 0 | 0 | 0 | 0 | 0 | 0 | 0 | 0 | 0 | 0 | 2009 Qtr 1: 0; 2009 Qtr 2: 0; 2009 Qtr 3: 0; 2009 Qtr 4: 1; 2010 Qtr 1: 0; 2010 Qtr 2: 0; 2010 Qtr 3: 0; 2010 Qtr 4: 0; 2011 Qtr 1: 0; 2011 Qtr 2: 0; 2011 Qtr 3: 0; 2011 Qtr 4: 0 | 1
SDGE3043_KEM_3PKEMAHVACTraining,InstallationandMaint. | 267042-Residential Condensor Coil Cleaning Resid MF CZ10 VintAll |  | System | Residential | 13-MFM-ResidentialMulti-family-SP_COOL | 0 |  |  |  |  | 50 | 50 | 0 | 0 | 0 | 0 | 180 |  | kWh | 0.2376 | 0 | Residential | [7 empty] | 3 | 0.78 |  |  |  | 1 | 1 | 0 | 0 | 0 | 0 | 0 | 0 | 0 | 0 | 0 | 0 | 2009 Qtr 1: 0; 2009 Qtr 2: 0; 2009 Qtr 3: 0; 2009 Qtr 4: 1; 2010 Qtr 1: 0; 2010 Qtr 2: 0; 2010 Qtr 3: 0; 2010 Qtr 4: 0; 2011 Qtr 1: 0; 2011 Qtr 2: 0; 2011 Qtr 3: 0; 2011 Qtr 4: 0 | 1
SDGE3043_KEM_3PKEMAHVACTraining,InstallationandMaint. | 267033-High Refrigerant Charge Adjustment (>= ±20% rated charge) Resid MF CZ10 Vint04 |  | System | Residential | 13-MFM-ResidentialMulti-family-SP_COOL | 0 |  |  |  |  | 66.33 | 79.5 | 0 | 0 | 0 | -13.17 | 171.246 |  | kWh | 0.22612 | -0.10521 | Residential |  | Winter Only | [5 empty] | 10 | 0.78 |  |  |  | 1 | 1 | 0 | 0 | 0 | 0 | 0 | 0 | 0 | 0 | 0 | 0 | 2009 Qtr 1: 0; 2009 Qtr 2: 0; 2009 Qtr 3: 0; 2009 Qtr 4: 1; 2010 Qtr 1: 0; 2010 Qtr 2: 0; 2010 Qtr 3: 0; 2010 Qtr 4: 0; 2011 Qtr 1: 0; 2011 Qtr 2: 0; 2011 Qtr 3: 0; 2011 Qtr 4: 0 | 1
SDGE3043_KEM_3PKEMAHVACTraining,InstallationandMaint. | 267042-Residential Condensor Coil Cleaning Resid MF CZ10 VintAll |  | System | Residential | 13-MFM-ResidentialMulti-family-SP_COOL | 0 |  |  |  |  | 50 | 50 | 0 | 0 | 0 | 0 | 180 |  | kWh | 0.2376 | 0 | Residential | [7 empty] | 3 | 0.78 |  |  |  | 1 | 1 | 0 | 0 | 0 | 0 | 0 | 0 | 0 | 0 | 0 | 0 | 2009 Qtr 1: 0; 2009 Qtr 2: 0; 2009 Qtr 3: 0; 2009 Qtr 4: 1; 2010 Qtr 1: 0; 2010 Qtr 2: 0; 2010 Qtr 3: 0; 2010 Qtr 4: 0; 2011 Qtr 1: 0; 2011 Qtr 2: 0; 2011 Qtr 3: 0; 2011 Qtr 4: 0 | 1
SDGE3043_KEM_3PKEMAHVACTraining,InstallationandMaint. | 267033-High Refrigerant Charge Adjustment (>= ±20% rated charge) Resid MF CZ10 Vint04 |  | System | Residential | 13-MFM-ResidentialMulti-family-SP_COOL | 0 |  |  |  |  | 66.33 | 79.5 | 0 | 0 | 0 | -13.17 | 171.246 |  | kWh | 0.22612 | -0.10521 | Residential |  | Winter Only | [5 empty] | 10 | 0.78 |  |  |  | 1 | 1 | 0 | 0 | 0 | 0 | 0 | 0 | 0 | 0 | 0 | 0 | 2009 Qtr 1: 0; 2009 Qtr 2: 0; 2009 Qtr 3: 0; 2009 Qtr 4: 1; 2010 Qtr 1: 0; 2010 Qtr 2: 0; 2010 Qtr 3: 0; 2010 Qtr 4: 0; 2011 Qtr 1: 0; 2011 Qtr 2: 0; 2011 Qtr 3: 0; 2011 Qtr 4: 0 | 1
SDGE3043_KEM_3PKEMAHVACTraining,InstallationandMaint. | 267042-Residential Condensor Coil Cleaning Resid MF CZ10 VintAll |  | System | Residential | 13-MFM-ResidentialMulti-family-SP_COOL | 0 |  |  |  |  | 50 | 50 | 0 | 0 | 0 | 0 | 180 |  | kWh | 0.2376 | 0 | Residential | [7 empty] | 3 | 0.78 |  |  |  | 1 | 1 | 0 | 0 | 0 | 0 | 0 | 0 | 0 | 0 | 0 | 0 | 2009 Qtr 1: 0; 2009 Qtr 2: 0; 2009 Qtr 3: 0; 2009 Qtr 4: 1; 2010 Qtr 1: 0; 2010 Qtr 2: 0; 2010 Qtr 3: 0; 2010 Qtr 4: 0; 2011 Qtr 1: 0; 2011 Qtr 2: 0; 2011 Qtr 3: 0; 2011 Qtr 4: 0 | 1
SDGE3043_KEM_3PKEMAHVACTraining,InstallationandMaint. | 267033-High Refrigerant Charge Adjustment (>= ±20% rated charge) Resid MF CZ10 Vint04 |  | System | Residential | 13-MFM-ResidentialMulti-family-SP_COOL | 0 |  |  |  |  | 66.33 | 79.5 | 0 | 0 | 0 | -13.17 | 171.246 |  | kWh | 0.22612 | -0.10521 | Residential |  | Winter Only | [5 empty] | 10 | 0.78 |  |  |  | 1 | 1 | 0 | 0 | 0 | 0 | 0 | 0 | 0 | 0 | 0 | 0 | 2009 Qtr 1: 0; 2009 Qtr 2: 0; 2009 Qtr 3: 0; 2009 Qtr 4: 1; 2010 Qtr 1: 0; 2010 Qtr 2: 0; 2010 Qtr 3: 0; 2010 Qtr 4: 0; 2011 Qtr 1: 0; 2011 Qtr 2: 0; 2011 Qtr 3: 0; 2011 Qtr 4: 0 | 1
SDGE3043_KEM_3PKEMAHVACTraining,InstallationandMaint. | 267042-Residential Condensor Coil Cleaning Resid MF CZ10 VintAll |  | System | Residential | 13-MFM-ResidentialMulti-family-SP_COOL | 0 |  |  |  |  | 50 | 50 | 0 | 0 | 0 | 0 | 180 |  | kWh | 0.2376 | 0 | Residential | [7 empty] | 3 | 0.78 |  |  |  | 1 | 1 | 0 | 0 | 0 | 0 | 0 | 0 | 0 | 0 | 0 | 0 | 2009 Qtr 1: 0; 2009 Qtr 2: 0; 2009 Qtr 3: 0; 2009 Qtr 4: 1; 2010 Qtr 1: 0; 2010 Qtr 2: 0; 2010 Qtr 3: 0; 2010 Qtr 4: 0; 2011 Qtr 1: 0; 2011 Qtr 2: 0; 2011 Qtr 3: 0; 2011 Qtr 4: 0 | 1
SDGE3043_KEM_3PKEMAHVACTraining,InstallationandMaint. | 267033-High Refrigerant Charge Adjustment (>= ±20% rated charge) Resid MF CZ10 Vint04 |  | System | Residential | 13-MFM-ResidentialMulti-family-SP_COOL | 0 |  |  |  |  | 66.33 | 79.5 | 0 | 0 | 0 | -13.17 | 171.246 |  | kWh | 0.22612 | -0.10521 | Residential |  | Winter Only | [5 empty] | 10 | 0.78 |  |  |  | 1 | 1 | 0 | 0 | 0 | 0 | 0 | 0 | 0 | 0 | 0 | 0 | 2009 Qtr 1: 0; 2009 Qtr 2: 0; 2009 Qtr 3: 0; 2009 Qtr 4: 1; 2010 Qtr 1: 0; 2010 Qtr 2: 0; 2010 Qtr 3: 0; 2010 Qtr 4: 0; 2011 Qtr 1: 0; 2011 Qtr 2: 0; 2011 Qtr 3: 0; 2011 Qtr 4: 0 | 1
SDGE3043_KEM_3PKEMAHVACTraining,InstallationandMaint. | 267042-Residential Condensor Coil Cleaning Resid MF CZ10 VintAll |  | System | Residential | 13-MFM-ResidentialMulti-family-SP_COOL | 0 |  |  |  |  | 50 | 50 | 0 | 0 | 0 | 0 | 180 |  | kWh | 0.2376 | 0 | Residential | [7 empty] | 3 | 0.78 |  |  |  | 1 | 1 | 0 | 0 | 0 | 0 | 0 | 0 | 0 | 0 | 0 | 0 | 2009 Qtr 1: 0; 2009 Qtr 2: 0; 2009 Qtr 3: 0; 2009 Qtr 4: 1; 2010 Qtr 1: 0; 2010 Qtr 2: 0; 2010 Qtr 3: 0; 2010 Qtr 4: 0; 2011 Qtr 1: 0; 2011 Qtr 2: 0; 2011 Qtr 3: 0; 2011 Qtr 4: 0 | 1
SDGE3043_KEM_3PKEMAHVACTraining,InstallationandMaint. | 267033-High Refrigerant Charge Adjustment (>= ±20% rated charge) Resid MF CZ10 Vint04 |  | System | Residential | 13-MFM-ResidentialMulti-family-SP_COOL | 0 |  |  |  |  | 66.33 | 79.5 | 0 | 0 | 0 | -13.17 | 171.246 |  | kWh | 0.22612 | -0.10521 | Residential |  | Winter Only | [5 empty] | 10 | 0.78 |  |  |  | 1 | 1 | 0 | 0 | 0 | 0 | 0 | 0 | 0 | 0 | 0 | 0 | 2009 Qtr 1: 0; 2009 Qtr 2: 0; 2009 Qtr 3: 0; 2009 Qtr 4: 1; 2010 Qtr 1: 0; 2010 Qtr 2: 0; 2010 Qtr 3: 0; 2010 Qtr 4: 0; 2011 Qtr 1: 0; 2011 Qtr 2: 0; 2011 Qtr 3: 0; 2011 Qtr 4: 0 | 1
SDGE3043_KEM_3PKEMAHVACTraining,InstallationandMaint. | 267042-Residential Condensor Coil Cleaning Resid MF CZ10 VintAll |  | System | Residential | 13-MFM-ResidentialMulti-family-SP_COOL | 0 |  |  |  |  | 50 | 50 | 0 | 0 | 0 | 0 | 180 |  | kWh | 0.2376 | 0 | Residential | [7 empty] | 3 | 0.78 |  |  |  | 1 | 1 | 0 | 0 | 0 | 0 | 0 | 0 | 0 | 0 | 0 | 0 | 2009 Qtr 1: 0; 2009 Qtr 2: 0; 2009 Qtr 3: 0; 2009 Qtr 4: 1; 2010 Qtr 1: 0; 2010 Qtr 2: 0; 2010 Qtr 3: 0; 2010 Qtr 4: 0; 2011 Qtr 1: 0; 2011 Qtr 2: 0; 2011 Qtr 3: 0; 2011 Qtr 4: 0 | 1
SDGE3043_KEM_3PKEMAHVACTraining,InstallationandMaint. | 267033-High Refrigerant Charge Adjustment (>= ±20% rated charge) Resid MF CZ10 Vint04 |  | System | Residential | 13-MFM-ResidentialMulti-family-SP_COOL | 0 |  |  |  |  | 66.33 | 79.5 | 0 | 0 | 0 | -13.17 | 171.246 |  | kWh | 0.22612 | -0.10521 | Residential |  | Winter Only | [5 empty] | 10 | 0.78 |  |  |  | 1 | 1 | 0 | 0 | 0 | 0 | 0 | 0 | 0 | 0 | 0 | 0 | 2009 Qtr 1: 0; 2009 Qtr 2: 0; 2009 Qtr 3: 0; 2009 Qtr 4: 1; 2010 Qtr 1: 0; 2010 Qtr 2: 0; 2010 Qtr 3: 0; 2010 Qtr 4: 0; 2011 Qtr 1: 0; 2011 Qtr 2: 0; 2011 Qtr 3: 0; 2011 Qtr 4: 0 | 1
SDGE3043_KEM_3PKEMAHVACTraining,InstallationandMaint. | 267042-Residential Condensor Coil Cleaning Resid MF CZ10 VintAll |  | System | Residential | 13-MFM-ResidentialMulti-family-SP_COOL | 0 |  |  |  |  | 50 | 50 | 0 | 0 | 0 | 0 | 180 |  | kWh | 0.2376 | 0 | Residential | [7 empty] | 3 | 0.78 |  |  |  | 1 | 1 | 0 | 0 | 0 | 0 | 0 | 0 | 0 | 0 | 0 | 0 | 2009 Qtr 1: 0; 2009 Qtr 2: 0; 2009 Qtr 3: 0; 2009 Qtr 4: 1; 2010 Qtr 1: 0; 2010 Qtr 2: 0; 2010 Qtr 3: 0; 2010 Qtr 4: 0; 2011 Qtr 1: 0; 2011 Qtr 2: 0; 2011 Qtr 3: 0; 2011 Qtr 4: 0 | 1
SDGE3043_KEM_3PKEMAHVACTraining,InstallationandMaint. | 267033-High Refrigerant Charge Adjustment (>= ±20% rated charge) Resid MF CZ10 Vint04 |  | System | Residential | 13-MFM-ResidentialMulti-family-SP_COOL | 0 |  |  |  |  | 66.33 | 79.5 | 0 | 0 | 0 | -13.17 | 171.246 |  | kWh | 0.22612 | -0.10521 | Residential |  | Winter Only | [5 empty] | 10 | 0.78 |  |  |  | 1 | 1 | 0 | 0 | 0 | 0 | 0 | 0 | 0 | 0 | 0 | 0 | 2009 Qtr 1: 0; 2009 Qtr 2: 0; 2009 Qtr 3: 0; 2009 Qtr 4: 1; 2010 Qtr 1: 0; 2010 Qtr 2: 0; 2010 Qtr 3: 0; 2010 Qtr 4: 0; 2011 Qtr 1: 0; 2011 Qtr 2: 0; 2011 Qtr 3: 0; 2011 Qtr 4: 0 | 1
SDGE3043_KEM_3PKEMAHVACTraining,InstallationandMaint. | 267042-Residential Condensor Coil Cleaning Resid MF CZ10 VintAll |  | System | Residential | 13-MFM-ResidentialMulti-family-SP_COOL | 0 |  |  |  |  | 50 | 50 | 0 | 0 | 0 | 0 | 180 |  | kWh | 0.2376 | 0 | Residential | [7 empty] | 3 | 0.78 |  |  |  | 1 | 1 | 0 | 0 | 0 | 0 | 0 | 0 | 0 | 0 | 0 | 0 | 2009 Qtr 1: 0; 2009 Qtr 2: 0; 2009 Qtr 3: 0; 2009 Qtr 4: 1; 2010 Qtr 1: 0; 2010 Qtr 2: 0; 2010 Qtr 3: 0; 2010 Qtr 4: 0; 2011 Qtr 1: 0; 2011 Qtr 2: 0; 2011 Qtr 3: 0; 2011 Qtr 4: 0 | 1
SDGE3043_KEM_3PKEMAHVACTraining,InstallationandMaint. | 267033-High Refrigerant Charge Adjustment (>= ±20% rated charge) Resid MF CZ10 Vint04 |  | System | Residential | 13-MFM-ResidentialMulti-family-SP_COOL | 0 |  |  |  |  | 66.33 | 79.5 | 0 | 0 | 0 | -13.17 | 171.246 |  | kWh | 0.22612 | -0.10521 | Residential |  | Winter Only | [5 empty] | 10 | 0.78 |  |  |  | 1 | 1 | 0 | 0 | 0 | 0 | 0 | 0 | 0 | 0 | 0 | 0 | 2009 Qtr 1: 0; 2009 Qtr 2: 0; 2009 Qtr 3: 0; 2009 Qtr 4: 1; 2010 Qtr 1: 0; 2010 Qtr 2: 0; 2010 Qtr 3: 0; 2010 Qtr 4: 0; 2011 Qtr 1: 0; 2011 Qtr 2: 0; 2011 Qtr 3: 0; 2011 Qtr 4: 0 | 1
SDGE3043_KEM_3PKEMAHVACTraining,InstallationandMaint. | 267042-Residential Condensor Coil Cleaning Resid MF CZ10 VintAll |  | System | Residential | 13-MFM-ResidentialMulti-family-SP_COOL | 0 |  |  |  |  | 50 | 50 | 0 | 0 | 0 | 0 | 180 |  | kWh | 0.2376 | 0 | Residential | [7 empty] | 3 | 0.78 |  |  |  | 1 | 1 | 0 | 0 | 0 | 0 | 0 | 0 | 0 | 0 | 0 | 0 | 2009 Qtr 1: 0; 2009 Qtr 2: 0; 2009 Qtr 3: 0; 2009 Qtr 4: 1; 2010 Qtr 1: 0; 2010 Qtr 2: 0; 2010 Qtr 3: 0; 2010 Qtr 4: 0; 2011 Qtr 1: 0; 2011 Qtr 2: 0; 2011 Qtr 3: 0; 2011 Qtr 4: 0 | 1
SDGE3043_KEM_3PKEMAHVACTraining,InstallationandMaint. | 267001-High Refrigerant Charge Adjustment (>= ±20% rated charge) Resid SFCZ10 Vint03 |  | System | Residential | 26-SFM-ResidentialSingleFamily-SP_COOL | 0 |  |  |  |  | 65 | 53 | 0 | 0 | 0 | 12 | 248.449 |  | kWh | 0.18306 | -0.066637 | Residential |  | Winter Only | [5 empty] | 10 | 0.78 |  |  |  | 1 | 2 | 0 | 0 | 0 | 0 | 0 | 0 | 0 | 0 | 0 | 0 | 2009 Qtr 1: 0; 2009 Qtr 2: 0; 2009 Qtr 3: 0; 2009 Qtr 4: 2; 2010 Qtr 1: 0; 2010 Qtr 2: 0; 2010 Qtr 3: 0; 2010 Qtr 4: 0; 2011 Qtr 1: 0; 2011 Qtr 2: 0; 2011 Qtr 3: 0; 2011 Qtr 4: 0 | 2
SDGE3043_KEM_3PKEMAHVACTraining,InstallationandMaint. | 267040-Residential Condensor Coil Cleaning Resid SF CZ10 VintAll |  | System | Residential | 26-SFM-ResidentialSingleFamily-SP_COOL | 0 |  |  |  |  | 50 | 50 | 0 | 0 | 0 | 0 | 270 |  | kWh | 0.3564 | 0 | Residential | [7 empty] | 3 | 0.78 |  |  |  | 1 | 1 | 0 | 0 | 0 | 0 | 0 | 0 | 0 | 0 | 0 | 0 | 2009 Qtr 1: 0; 2009 Qtr 2: 0; 2009 Qtr 3: 0; 2009 Qtr 4: 1; 2010 Qtr 1: 0; 2010 Qtr 2: 0; 2010 Qtr 3: 0; 2010 Qtr 4: 0; 2011 Qtr 1: 0; 2011 Qtr 2: 0; 2011 Qtr 3: 0; 2011 Qtr 4: 0 | 1
SDGE3043_KEM_3PKEMAHVACTraining,InstallationandMaint. | 267001-High Refrigerant Charge Adjustment (>= ±20% rated charge) Resid SFCZ10 Vint03 |  | System | Residential | 26-SFM-ResidentialSingleFamily-SP_COOL | 0 |  |  |  |  | 65 | 79.5 | 0 | 0 | 0 | -14.5 | 248.449 |  | kWh | 0.18306 | -0.066637 | Residential |  | Winter Only | [5 empty] | 10 | 0.78 |  |  |  | 1 | 1 | 0 | 0 | 0 | 0 | 0 | 0 | 0 | 0 | 0 | 0 | 2009 Qtr 1: 0; 2009 Qtr 2: 0; 2009 Qtr 3: 0; 2009 Qtr 4: 1; 2010 Qtr 1: 0; 2010 Qtr 2: 0; 2010 Qtr 3: 0; 2010 Qtr 4: 0; 2011 Qtr 1: 0; 2011 Qtr 2: 0; 2011 Qtr 3: 0; 2011 Qtr 4: 0 | 1
SDGE3043_KEM_3PKEMAHVACTraining,InstallationandMaint. | 267040-Residential Condensor Coil Cleaning Resid SF CZ10 VintAll |  | System | Residential | 26-SFM-ResidentialSingleFamily-SP_COOL | 0 |  |  |  |  | 50 | 50 | 0 | 0 | 0 | 0 | 270 |  | kWh | 0.3564 | 0 | Residential | [7 empty] | 3 | 0.78 |  |  |  | 1 | 1 | 0 | 0 | 0 | 0 | 0 | 0 | 0 | 0 | 0 | 0 | 2009 Qtr 1: 0; 2009 Qtr 2: 0; 2009 Qtr 3: 0; 2009 Qtr 4: 1; 2010 Qtr 1: 0; 2010 Qtr 2: 0; 2010 Qtr 3: 0; 2010 Qtr 4: 0; 2011 Qtr 1: 0; 2011 Qtr 2: 0; 2011 Qtr 3: 0; 2011 Qtr 4: 0 | 1
SDGE3043_KEM_3PKEMAHVACTraining,InstallationandMaint. | 267001-High Refrigerant Charge Adjustment (>= ±20% rated charge) Resid SFCZ10 Vint03 |  | System | Residential | 26-SFM-ResidentialSingleFamily-SP_COOL | 0 |  |  |  |  | 65 | 79.5 | 0 | 0 | 0 | -14.5 | 248.449 |  | kWh | 0.18306 | -0.066637 | Residential |  | Winter Only | [5 empty] | 10 | 0.78 |  |  |  | 1 | 1 | 0 | 0 | 0 | 0 | 0 | 0 | 0 | 0 | 0 | 0 | 2009 Qtr 1: 0; 2009 Qtr 2: 0; 2009 Qtr 3: 0; 2009 Qtr 4: 1; 2010 Qtr 1: 0; 2010 Qtr 2: 0; 2010 Qtr 3: 0; 2010 Qtr 4: 0; 2011 Qtr 1: 0; 2011 Qtr 2: 0; 2011 Qtr 3: 0; 2011 Qtr 4: 0 | 1
SDGE3043_KEM_3PKEMAHVACTraining,InstallationandMaint. | 267040-Residential Condensor Coil Cleaning Resid SF CZ10 VintAll |  | System | Residential | 26-SFM-ResidentialSingleFamily-SP_COOL | 0 |  |  |  |  | 50 | 50 | 0 | 0 | 0 | 0 | 270 |  | kWh | 0.3564 | 0 | Residential | [7 empty] | 3 | 0.78 |  |  |  | 1 | 1 | 0 | 0 | 0 | 0 | 0 | 0 | 0 | 0 | 0 | 0 | 2009 Qtr 1: 0; 2009 Qtr 2: 0; 2009 Qtr 3: 0; 2009 Qtr 4: 1; 2010 Qtr 1: 0; 2010 Qtr 2: 0; 2010 Qtr 3: 0; 2010 Qtr 4: 0; 2011 Qtr 1: 0; 2011 Qtr 2: 0; 2011 Qtr 3: 0; 2011 Qtr 4: 0 | 1
SDGE3043_KEM_3PKEMAHVACTraining,InstallationandMaint. | 267001-High Refrigerant Charge Adjustment (>= ±20% rated charge) Resid SFCZ10 Vint03 |  | System | Residential | 26-SFM-ResidentialSingleFamily-SP_COOL | 0 |  |  |  |  | 65 | 53 | 0 | 0 | 0 | 12 | 248.449 |  | kWh | 0.18306 | -0.066637 | Residential |  | Winter Only | [5 empty] | 10 | 0.78 |  |  |  | 1 | 2 | 0 | 0 | 0 | 0 | 0 | 0 | 0 | 0 | 0 | 0 | 2009 Qtr 1: 0; 2009 Qtr 2: 0; 2009 Qtr 3: 0; 2009 Qtr 4: 2; 2010 Qtr 1: 0; 2010 Qtr 2: 0; 2010 Qtr 3: 0; 2010 Qtr 4: 0; 2011 Qtr 1: 0; 2011 Qtr 2: 0; 2011 Qtr 3: 0; 2011 Qtr 4: 0 | 2
SDGE3043_KEM_3PKEMAHVACTraining,InstallationandMaint. | 267040-Residential Condensor Coil Cleaning Resid SF CZ10 VintAll |  | System | Residential | 26-SFM-ResidentialSingleFamily-SP_COOL | 0 |  |  |  |  | 50 | 50 | 0 | 0 | 0 | 0 | 270 |  | kWh | 0.3564 | 0 | Residential | [7 empty] | 3 | 0.78 |  |  |  | 1 | 1 | 0 | 0 | 0 | 0 | 0 | 0 | 0 | 0 | 0 | 0 | 2009 Qtr 1: 0; 2009 Qtr 2: 0; 2009 Qtr 3: 0; 2009 Qtr 4: 1; 2010 Qtr 1: 0; 2010 Qtr 2: 0; 2010 Qtr 3: 0; 2010 Qtr 4: 0; 2011 Qtr 1: 0; 2011 Qtr 2: 0; 2011 Qtr 3: 0; 2011 Qtr 4: 0 | 1
SDGE3043_KEM_3PKEMAHVACTraining,InstallationandMaint. | 267001-High Refrigerant Charge Adjustment (>= ±20% rated charge) Resid SFCZ10 Vint03 |  | System | Residential | 26-SFM-ResidentialSingleFamily-SP_COOL | 0 |  |  |  |  | 65 | 53 | 0 | 0 | 0 | 12 | 248.449 |  | kWh | 0.18306 | -0.066637 | Residential |  | Winter Only | [5 empty] | 10 | 0.78 |  |  |  | 1 | 2 | 0 | 0 | 0 | 0 | 0 | 0 | 0 | 0 | 0 | 0 | 2009 Qtr 1: 0; 2009 Qtr 2: 0; 2009 Qtr 3: 0; 2009 Qtr 4: 2; 2010 Qtr 1: 0; 2010 Qtr 2: 0; 2010 Qtr 3: 0; 2010 Qtr 4: 0; 2011 Qtr 1: 0; 2011 Qtr 2: 0; 2011 Qtr 3: 0; 2011 Qtr 4: 0 | 2
SDGE3043_KEM_3PKEMAHVACTraining,InstallationandMaint. | 267040-Residential Condensor Coil Cleaning Resid SF CZ10 VintAll |  | System | Residential | 26-SFM-ResidentialSingleFamily-SP_COOL | 0 |  |  |  |  | 50 | 50 | 0 | 0 | 0 | 0 | 270 |  | kWh | 0.3564 | 0 | Residential | [7 empty] | 3 | 0.78 |  |  |  | 1 | 1 | 0 | 0 | 0 | 0 | 0 | 0 | 0 | 0 | 0 | 0 | 2009 Qtr 1: 0; 2009 Qtr 2: 0; 2009 Qtr 3: 0; 2009 Qtr 4: 1; 2010 Qtr 1: 0; 2010 Qtr 2: 0; 2010 Qtr 3: 0; 2010 Qtr 4: 0; 2011 Qtr 1: 0; 2011 Qtr 2: 0; 2011 Qtr 3: 0; 2011 Qtr 4: 0 | 1
SDGE3043_KEM_3PKEMAHVACTraining,InstallationandMaint. | 267001-High Refrigerant Charge Adjustment (>= ±20% rated charge) Resid SFCZ10 Vint03 |  | System | Residential | 26-SFM-ResidentialSingleFamily-SP_COOL | 0 |  |  |  |  | 65 | 53 | 0 | 0 | 0 | 12 | 248.449 |  | kWh | 0.18306 | -0.066637 | Residential |  | Winter Only | [5 empty] | 10 | 0.78 |  |  |  | 1 | 2 | 0 | 0 | 0 | 0 | 0 | 0 | 0 | 0 | 0 | 0 | 2009 Qtr 1: 0; 2009 Qtr 2: 0; 2009 Qtr 3: 0; 2009 Qtr 4: 2; 2010 Qtr 1: 0; 2010 Qtr 2: 0; 2010 Qtr 3: 0; 2010 Qtr 4: 0; 2011 Qtr 1: 0; 2011 Qtr 2: 0; 2011 Qtr 3: 0; 2011 Qtr 4: 0 | 2
SDGE3043_KEM_3PKEMAHVACTraining,InstallationandMaint. | 267040-Residential Condensor Coil Cleaning Resid SF CZ10 VintAll |  | System | Residential | 26-SFM-ResidentialSingleFamily-SP_COOL | 0 |  |  |  |  | 50 | 50 | 0 | 0 | 0 | 0 | 270 |  | kWh | 0.3564 | 0 | Residential | [7 empty] | 3 | 0.78 |  |  |  | 1 | 1 | 0 | 0 | 0 | 0 | 0 | 0 | 0 | 0 | 0 | 0 | 2009 Qtr 1: 0; 2009 Qtr 2: 0; 2009 Qtr 3: 0; 2009 Qtr 4: 1; 2010 Qtr 1: 0; 2010 Qtr 2: 0; 2010 Qtr 3: 0; 2010 Qtr 4: 0; 2011 Qtr 1: 0; 2011 Qtr 2: 0; 2011 Qtr 3: 0; 2011 Qtr 4: 0 | 1
SDGE3043_KEM_3PKEMAHVACTraining,InstallationandMaint. | 267001-High Refrigerant Charge Adjustment (>= ±20% rated charge) Resid SFCZ10 Vint03 |  | System | Residential | 26-SFM-ResidentialSingleFamily-SP_COOL | 0 |  |  |  |  | 65 | 53 | 0 | 0 | 0 | 12 | 248.449 |  | kWh | 0.18306 | -0.066637 | Residential |  | Winter Only | [5 empty] | 10 | 0.78 |  |  |  | 1 | 5 | 0 | 0 | 0 | 0 | 0 | 0 | 0 | 0 | 0 | 0 | 2009 Qtr 1: 0; 2009 Qtr 2: 0; 2009 Qtr 3: 0; 2009 Qtr 4: 5; 2010 Qtr 1: 0; 2010 Qtr 2: 0; 2010 Qtr 3: 0; 2010 Qtr 4: 0; 2011 Qtr 1: 0; 2011 Qtr 2: 0; 2011 Qtr 3: 0; 2011 Qtr 4: 0 | 5
SDGE3043_KEM_3PKEMAHVACTraining,InstallationandMaint. | 267040-Residential Condensor Coil Cleaning Resid SF CZ10 VintAll |  | System | Residential | 26-SFM-ResidentialSingleFamily-SP_COOL | 0 |  |  |  |  | 50 | 50 | 0 | 0 | 0 | 0 | 270 |  | kWh | 0.3564 | 0 | Residential | [7 empty] | 3 | 0.78 |  |  |  | 1 | 1 | 0 | 0 | 0 | 0 | 0 | 0 | 0 | 0 | 0 | 0 | 2009 Qtr 1: 0; 2009 Qtr 2: 0; 2009 Qtr 3: 0; 2009 Qtr 4: 1; 2010 Qtr 1: 0; 2010 Qtr 2: 0; 2010 Qtr 3: 0; 2010 Qtr 4: 0; 2011 Qtr 1: 0; 2011 Qtr 2: 0; 2011 Qtr 3: 0; 2011 Qtr 4: 0 | 1
SDGE3043_KEM_3PKEMAHVACTraining,InstallationandMaint. | 267002-High Refrigerant Charge Adjustment (>= ±20% rated charge) Resid SF CZ10 Vint04 |  | System | Residential | 26-SFM-ResidentialSingleFamily-SP_COOL | 0 |  |  |  |  | 65 | 79.5 | 0 | 0 | 0 | -14.5 | 205.771 |  | kWh | 0.22808 | -0.078078 | Residential |  | Winter Only | [5 empty] | 10 | 0.78 |  |  |  | 1 | 1 | 0 | 0 | 0 | 0 | 0 | 0 | 0 | 0 | 0 | 0 | 2009 Qtr 1: 0; 2009 Qtr 2: 0; 2009 Qtr 3: 0; 2009 Qtr 4: 1; 2010 Qtr 1: 0; 2010 Qtr 2: 0; 2010 Qtr 3: 0; 2010 Qtr 4: 0; 2011 Qtr 1: 0; 2011 Qtr 2: 0; 2011 Qtr 3: 0; 2011 Qtr 4: 0 | 1
SDGE3043_KEM_3PKEMAHVACTraining,InstallationandMaint. | 267040-Residential Condensor Coil Cleaning Resid SF CZ10 VintAll |  | System | Residential | 26-SFM-ResidentialSingleFamily-SP_COOL | 0 |  |  |  |  | 50 | 50 | 0 | 0 | 0 | 0 | 270 |  | kWh | 0.3564 | 0 | Residential | [7 empty] | 3 | 0.78 |  |  |  | 1 | 1 | 0 | 0 | 0 | 0 | 0 | 0 | 0 | 0 | 0 | 0 | 2009 Qtr 1: 0; 2009 Qtr 2: 0; 2009 Qtr 3: 0; 2009 Qtr 4: 1; 2010 Qtr 1: 0; 2010 Qtr 2: 0; 2010 Qtr 3: 0; 2010 Qtr 4: 0; 2011 Qtr 1: 0; 2011 Qtr 2: 0; 2011 Qtr 3: 0; 2011 Qtr 4: 0 | 1
SDGE3043_KEM_3PKEMAHVACTraining,InstallationandMaint. | 267002-High Refrigerant Charge Adjustment (>= ±20% rated charge) Resid SF CZ10 Vint04 |  | System | Residential | 26-SFM-ResidentialSingleFamily-SP_COOL | 0 |  |  |  |  | 65 | 79.5 | 0 | 0 | 0 | -14.5 | 205.771 |  | kWh | 0.22808 | -0.078078 | Residential |  | Winter Only | [5 empty] | 10 | 0.78 |  |  |  | 1 | 1 | 0 | 0 | 0 | 0 | 0 | 0 | 0 | 0 | 0 | 0 | 2009 Qtr 1: 0; 2009 Qtr 2: 0; 2009 Qtr 3: 0; 2009 Qtr 4: 1; 2010 Qtr 1: 0; 2010 Qtr 2: 0; 2010 Qtr 3: 0; 2010 Qtr 4: 0; 2011 Qtr 1: 0; 2011 Qtr 2: 0; 2011 Qtr 3: 0; 2011 Qtr 4: 0 | 1
SDGE3043_KEM_3PKEMAHVACTraining,InstallationandMaint. | 267040-Residential Condensor Coil Cleaning Resid SF CZ10 VintAll |  | System | Residential | 26-SFM-ResidentialSingleFamily-SP_COOL | 0 |  |  |  |  | 50 | 50 | 0 | 0 | 0 | 0 | 270 |  | kWh | 0.3564 | 0 | Residential | [7 empty] | 3 | 0.78 |  |  |  | 1 | 1 | 0 | 0 | 0 | 0 | 0 | 0 | 0 | 0 | 0 | 0 | 2009 Qtr 1: 0; 2009 Qtr 2: 0; 2009 Qtr 3: 0; 2009 Qtr 4: 1; 2010 Qtr 1: 0; 2010 Qtr 2: 0; 2010 Qtr 3: 0; 2010 Qtr 4: 0; 2011 Qtr 1: 0; 2011 Qtr 2: 0; 2011 Qtr 3: 0; 2011 Qtr 4: 0 | 1
SDGE3043_KEM_3PKEMAHVACTraining,InstallationandMaint. | 267002-High Refrigerant Charge Adjustment (>= ±20% rated charge) Resid SF CZ10 Vint04 |  | System | Residential | 26-SFM-ResidentialSingleFamily-SP_COOL | 0 |  |  |  |  | 65 | 79.5 | 0 | 0 | 0 | -14.5 | 205.771 |  | kWh | 0.22808 | -0.078078 | Residential |  | Winter Only | [5 empty] | 10 | 0.78 |  |  |  | 1 | 1 | 0 | 0 | 0 | 0 | 0 | 0 | 0 | 0 | 0 | 0 | 2009 Qtr 1: 0; 2009 Qtr 2: 0; 2009 Qtr 3: 0; 2009 Qtr 4: 1; 2010 Qtr 1: 0; 2010 Qtr 2: 0; 2010 Qtr 3: 0; 2010 Qtr 4: 0; 2011 Qtr 1: 0; 2011 Qtr 2: 0; 2011 Qtr 3: 0; 2011 Qtr 4: 0 | 1
SDGE3043_KEM_3PKEMAHVACTraining,InstallationandMaint. | 267040-Residential Condensor Coil Cleaning Resid SF CZ10 VintAll |  | System | Residential | 26-SFM-ResidentialSingleFamily-SP_COOL | 0 |  |  |  |  | 50 | 50 | 0 | 0 | 0 | 0 | 270 |  | kWh | 0.3564 | 0 | Residential | [7 empty] | 3 | 0.78 |  |  |  | 1 | 1 | 0 | 0 | 0 | 0 | 0 | 0 | 0 | 0 | 0 | 0 | 2009 Qtr 1: 0; 2009 Qtr 2: 0; 2009 Qtr 3: 0; 2009 Qtr 4: 1; 2010 Qtr 1: 0; 2010 Qtr 2: 0; 2010 Qtr 3: 0; 2010 Qtr 4: 0; 2011 Qtr 1: 0; 2011 Qtr 2: 0; 2011 Qtr 3: 0; 2011 Qtr 4: 0 | 1
SDGE3043_KEM_3PKEMAHVACTraining,InstallationandMaint. | 267002-High Refrigerant Charge Adjustment (>= ±20% rated charge) Resid SF CZ10 Vint04 |  | System | Residential | 26-SFM-ResidentialSingleFamily-SP_COOL | 0 |  |  |  |  | 65 | 79.5 | 0 | 0 | 0 | -14.5 | 205.771 |  | kWh | 0.22808 | -0.078078 | Residential |  | Winter Only | [5 empty] | 10 | 0.78 |  |  |  | 1 | 1 | 0 | 0 | 0 | 0 | 0 | 0 | 0 | 0 | 0 | 0 | 2009 Qtr 1: 0; 2009 Qtr 2: 0; 2009 Qtr 3: 0; 2009 Qtr 4: 1; 2010 Qtr 1: 0; 2010 Qtr 2: 0; 2010 Qtr 3: 0; 2010 Qtr 4: 0; 2011 Qtr 1: 0; 2011 Qtr 2: 0; 2011 Qtr 3: 0; 2011 Qtr 4: 0 | 1
SDGE3043_KEM_3PKEMAHVACTraining,InstallationandMaint. | 267040-Residential Condensor Coil Cleaning Resid SF CZ10 VintAll |  | System | Residential | 26-SFM-ResidentialSingleFamily-SP_COOL | 0 |  |  |  |  | 50 | 50 | 0 | 0 | 0 | 0 | 270 |  | kWh | 0.3564 | 0 | Residential | [7 empty] | 3 | 0.78 |  |  |  | 1 | 1 | 0 | 0 | 0 | 0 | 0 | 0 | 0 | 0 | 0 | 0 | 2009 Qtr 1: 0; 2009 Qtr 2: 0; 2009 Qtr 3: 0; 2009 Qtr 4: 1; 2010 Qtr 1: 0; 2010 Qtr 2: 0; 2010 Qtr 3: 0; 2010 Qtr 4: 0; 2011 Qtr 1: 0; 2011 Qtr 2: 0; 2011 Qtr 3: 0; 2011 Qtr 4: 0 | 1
SDGE3043_KEM_3PKEMAHVACTraining,InstallationandMaint. | 267002-High Refrigerant Charge Adjustment (>= ±20% rated charge) Resid SF CZ10 Vint04 |  | System | Residential | 26-SFM-ResidentialSingleFamily-SP_COOL | 0 |  |  |  |  | 65 | 79.5 | 0 | 0 | 0 | -14.5 | 205.771 |  | kWh | 0.22808 | -0.078078 | Residential |  | Winter Only | [5 empty] | 10 | 0.78 |  |  |  | 1 | 1 | 0 | 0 | 0 | 0 | 0 | 0 | 0 | 0 | 0 | 0 | 2009 Qtr 1: 0; 2009 Qtr 2: 0; 2009 Qtr 3: 0; 2009 Qtr 4: 1; 2010 Qtr 1: 0; 2010 Qtr 2: 0; 2010 Qtr 3: 0; 2010 Qtr 4: 0; 2011 Qtr 1: 0; 2011 Qtr 2: 0; 2011 Qtr 3: 0; 2011 Qtr 4: 0 | 1
SDGE3043_KEM_3PKEMAHVACTraining,InstallationandMaint. | 267040-Residential Condensor Coil Cleaning Resid SF CZ10 VintAll |  | System | Residential | 26-SFM-ResidentialSingleFamily-SP_COOL | 0 |  |  |  |  | 50 | 50 | 0 | 0 | 0 | 0 | 270 |  | kWh | 0.3564 | 0 | Residential | [7 empty] | 3 | 0.78 |  |  |  | 1 | 1 | 0 | 0 | 0 | 0 | 0 | 0 | 0 | 0 | 0 | 0 | 2009 Qtr 1: 0; 2009 Qtr 2: 0; 2009 Qtr 3: 0; 2009 Qtr 4: 1; 2010 Qtr 1: 0; 2010 Qtr 2: 0; 2010 Qtr 3: 0; 2010 Qtr 4: 0; 2011 Qtr 1: 0; 2011 Qtr 2: 0; 2011 Qtr 3: 0; 2011 Qtr 4: 0 | 1
SDGE3043_KEM_3PKEMAHVACTraining,InstallationandMaint. | 267002-High Refrigerant Charge Adjustment (>= ±20% rated charge) Resid SF CZ10 Vint04 |  | System | Residential | 26-SFM-ResidentialSingleFamily-SP_COOL | 0 |  |  |  |  | 65 | 79.5 | 0 | 0 | 0 | -14.5 | 205.771 |  | kWh | 0.22808 | -0.078078 | Residential |  | Winter Only | [5 empty] | 10 | 0.78 |  |  |  | 1 | 1 | 0 | 0 | 0 | 0 | 0 | 0 | 0 | 0 | 0 | 0 | 2009 Qtr 1: 0; 2009 Qtr 2: 0; 2009 Qtr 3: 0; 2009 Qtr 4: 1; 2010 Qtr 1: 0; 2010 Qtr 2: 0; 2010 Qtr 3: 0; 2010 Qtr 4: 0; 2011 Qtr 1: 0; 2011 Qtr 2: 0; 2011 Qtr 3: 0; 2011 Qtr 4: 0 | 1
SDGE3043_KEM_3PKEMAHVACTraining,InstallationandMaint. | 267040-Residential Condensor Coil Cleaning Resid SF CZ10 VintAll |  | System | Residential | 26-SFM-ResidentialSingleFamily-SP_COOL | 0 |  |  |  |  | 50 | 50 | 0 | 0 | 0 | 0 | 270 |  | kWh | 0.3564 | 0 | Residential | [7 empty] | 3 | 0.78 |  |  |  | 1 | 1 | 0 | 0 | 0 | 0 | 0 | 0 | 0 | 0 | 0 | 0 | 2009 Qtr 1: 0; 2009 Qtr 2: 0; 2009 Qtr 3: 0; 2009 Qtr 4: 1; 2010 Qtr 1: 0; 2010 Qtr 2: 0; 2010 Qtr 3: 0; 2010 Qtr 4: 0; 2011 Qtr 1: 0; 2011 Qtr 2: 0; 2011 Qtr 3: 0; 2011 Qtr 4: 0 | 1
SDGE3043_KEM_3PKEMAHVACTraining,InstallationandMaint. | 267002-High Refrigerant Charge Adjustment (>= ±20% rated charge) Resid SF CZ10 Vint04 |  | System | Residential | 26-SFM-ResidentialSingleFamily-SP_COOL | 0 |  |  |  |  | 65 | 79.5 | 0 | 0 | 0 | -14.5 | 205.771 |  | kWh | 0.22808 | -0.078078 | Residential |  | Winter Only | [5 empty] | 10 | 0.78 |  |  |  | 1 | 1 | 0 | 0 | 0 | 0 | 0 | 0 | 0 | 0 | 0 | 0 | 2009 Qtr 1: 0; 2009 Qtr 2: 0; 2009 Qtr 3: 0; 2009 Qtr 4: 1; 2010 Qtr 1: 0; 2010 Qtr 2: 0; 2010 Qtr 3: 0; 2010 Qtr 4: 0; 2011 Qtr 1: 0; 2011 Qtr 2: 0; 2011 Qtr 3: 0; 2011 Qtr 4: 0 | 1
SDGE3043_KEM_3PKEMAHVACTraining,InstallationandMaint. | 267040-Residential Condensor Coil Cleaning Resid SF CZ10 VintAll |  | System | Residential | 26-SFM-ResidentialSingleFamily-SP_COOL | 0 |  |  |  |  | 50 | 50 | 0 | 0 | 0 | 0 | 270 |  | kWh | 0.3564 | 0 | Residential | [7 empty] | 3 | 0.78 |  |  |  | 1 | 1 | 0 | 0 | 0 | 0 | 0 | 0 | 0 | 0 | 0 | 0 | 2009 Qtr 1: 0; 2009 Qtr 2: 0; 2009 Qtr 3: 0; 2009 Qtr 4: 1; 2010 Qtr 1: 0; 2010 Qtr 2: 0; 2010 Qtr 3: 0; 2010 Qtr 4: 0; 2011 Qtr 1: 0; 2011 Qtr 2: 0; 2011 Qtr 3: 0; 2011 Qtr 4: 0 | 1
SDGE3043_KEM_3PKEMAHVACTraining,InstallationandMaint. | 267002-High Refrigerant Charge Adjustment (>= ±20% rated charge) Resid SF CZ10 Vint04 |  | System | Residential | 26-SFM-ResidentialSingleFamily-SP_COOL | 0 |  |  |  |  | 65 | 79.5 | 0 | 0 | 0 | -14.5 | 205.771 |  | kWh | 0.22808 | -0.078078 | Residential |  | Winter Only | [5 empty] | 10 | 0.78 |  |  |  | 1 | 1 | 0 | 0 | 0 | 0 | 0 | 0 | 0 | 0 | 0 | 0 | 2009 Qtr 1: 0; 2009 Qtr 2: 0; 2009 Qtr 3: 0; 2009 Qtr 4: 1; 2010 Qtr 1: 0; 2010 Qtr 2: 0; 2010 Qtr 3: 0; 2010 Qtr 4: 0; 2011 Qtr 1: 0; 2011 Qtr 2: 0; 2011 Qtr 3: 0; 2011 Qtr 4: 0 | 1
SDGE3043_KEM_3PKEMAHVACTraining,InstallationandMaint. | 267040-Residential Condensor Coil Cleaning Resid SF CZ10 VintAll |  | System | Residential | 26-SFM-ResidentialSingleFamily-SP_COOL | 0 |  |  |  |  | 50 | 50 | 0 | 0 | 0 | 0 | 270 |  | kWh | 0.3564 | 0 | Residential | [7 empty] | 3 | 0.78 |  |  |  | 1 | 1 | 0 | 0 | 0 | 0 | 0 | 0 | 0 | 0 | 0 | 0 | 2009 Qtr 1: 0; 2009 Qtr 2: 0; 2009 Qtr 3: 0; 2009 Qtr 4: 1; 2010 Qtr 1: 0; 2010 Qtr 2: 0; 2010 Qtr 3: 0; 2010 Qtr 4: 0; 2011 Qtr 1: 0; 2011 Qtr 2: 0; 2011 Qtr 3: 0; 2011 Qtr 4: 0 | 1
SDGE3043_KEM_3PKEMAHVACTraining,InstallationandMaint. | 267033-High Refrigerant Charge Adjustment (>= ±20% rated charge) Resid MF CZ10 Vint04 |  | System | Residential | 13-MFM-ResidentialMulti-family-SP_COOL | 0 |  |  |  |  | 66.33 | 79.5 | 0 | 0 | 0 | -13.17 | 171.246 |  | kWh | 0.22612 | -0.10521 | Residential |  | Winter Only | [5 empty] | 10 | 0.78 |  |  |  | 1 | 1 | 0 | 0 | 0 | 0 | 0 | 0 | 0 | 0 | 0 | 0 | 2009 Qtr 1: 0; 2009 Qtr 2: 0; 2009 Qtr 3: 0; 2009 Qtr 4: 1; 2010 Qtr 1: 0; 2010 Qtr 2: 0; 2010 Qtr 3: 0; 2010 Qtr 4: 0; 2011 Qtr 1: 0; 2011 Qtr 2: 0; 2011 Qtr 3: 0; 2011 Qtr 4: 0 | 1
SDGE3043_KEM_3PKEMAHVACTraining,InstallationandMaint. | 267042-Residential Condensor Coil Cleaning Resid MF CZ10 VintAll |  | System | Residential | 13-MFM-ResidentialMulti-family-SP_COOL | 0 |  |  |  |  | 50 | 50 | 0 | 0 | 0 | 0 | 180 |  | kWh | 0.2376 | 0 | Residential | [7 empty] | 3 | 0.78 |  |  |  | 1 | 1 | 0 | 0 | 0 | 0 | 0 | 0 | 0 | 0 | 0 | 0 | 2009 Qtr 1: 0; 2009 Qtr 2: 0; 2009 Qtr 3: 0; 2009 Qtr 4: 1; 2010 Qtr 1: 0; 2010 Qtr 2: 0; 2010 Qtr 3: 0; 2010 Qtr 4: 0; 2011 Qtr 1: 0; 2011 Qtr 2: 0; 2011 Qtr 3: 0; 2011 Qtr 4: 0 | 1
SDGE3043_KEM_3PKEMAHVACTraining,InstallationandMaint. | 267033-High Refrigerant Charge Adjustment (>= ±20% rated charge) Resid MF CZ10 Vint04 |  | System | Residential | 13-MFM-ResidentialMulti-family-SP_COOL | 0 |  |  |  |  | 66.33 | 79.5 | 0 | 0 | 0 | -13.17 | 171.246 |  | kWh | 0.22612 | -0.10521 | Residential |  | Winter Only | [5 empty] | 10 | 0.78 |  |  |  | 1 | 1 | 0 | 0 | 0 | 0 | 0 | 0 | 0 | 0 | 0 | 0 | 2009 Qtr 1: 0; 2009 Qtr 2: 0; 2009 Qtr 3: 0; 2009 Qtr 4: 1; 2010 Qtr 1: 0; 2010 Qtr 2: 0; 2010 Qtr 3: 0; 2010 Qtr 4: 0; 2011 Qtr 1: 0; 2011 Qtr 2: 0; 2011 Qtr 3: 0; 2011 Qtr 4: 0 | 1
SDGE3043_KEM_3PKEMAHVACTraining,InstallationandMaint. | 267042-Residential Condensor Coil Cleaning Resid MF CZ10 VintAll |  | System | Residential | 13-MFM-ResidentialMulti-family-SP_COOL | 0 |  |  |  |  | 50 | 50 | 0 | 0 | 0 | 0 | 180 |  | kWh | 0.2376 | 0 | Residential | [7 empty] | 3 | 0.78 |  |  |  | 1 | 1 | 0 | 0 | 0 | 0 | 0 | 0 | 0 | 0 | 0 | 0 | 2009 Qtr 1: 0; 2009 Qtr 2: 0; 2009 Qtr 3: 0; 2009 Qtr 4: 1; 2010 Qtr 1: 0; 2010 Qtr 2: 0; 2010 Qtr 3: 0; 2010 Qtr 4: 0; 2011 Qtr 1: 0; 2011 Qtr 2: 0; 2011 Qtr 3: 0; 2011 Qtr 4: 0 | 1
SDGE3043_KEM_3PKEMAHVACTraining,InstallationandMaint. | 267033-High Refrigerant Charge Adjustment (>= ±20% rated charge) Resid MF CZ10 Vint04 |  | System | Residential | 13-MFM-ResidentialMulti-family-SP_COOL | 0 |  |  |  |  | 66.33 | 79.5 | 0 | 0 | 0 | -13.17 | 171.246 |  | kWh | 0.22612 | -0.10521 | Residential |  | Winter Only | [5 empty] | 10 | 0.78 |  |  |  | 1 | 1 | 0 | 0 | 0 | 0 | 0 | 0 | 0 | 0 | 0 | 0 | 2009 Qtr 1: 0; 2009 Qtr 2: 0; 2009 Qtr 3: 0; 2009 Qtr 4: 1; 2010 Qtr 1: 0; 2010 Qtr 2: 0; 2010 Qtr 3: 0; 2010 Qtr 4: 0; 2011 Qtr 1: 0; 2011 Qtr 2: 0; 2011 Qtr 3: 0; 2011 Qtr 4: 0 | 1
SDGE3043_KEM_3PKEMAHVACTraining,InstallationandMaint. | 267042-Residential Condensor Coil Cleaning Resid MF CZ10 VintAll |  | System | Residential | 13-MFM-ResidentialMulti-family-SP_COOL | 0 |  |  |  |  | 50 | 50 | 0 | 0 | 0 | 0 | 180 |  | kWh | 0.2376 | 0 | Residential | [7 empty] | 3 | 0.78 |  |  |  | 1 | 1 | 0 | 0 | 0 | 0 | 0 | 0 | 0 | 0 | 0 | 0 | 2009 Qtr 1: 0; 2009 Qtr 2: 0; 2009 Qtr 3: 0; 2009 Qtr 4: 1; 2010 Qtr 1: 0; 2010 Qtr 2: 0; 2010 Qtr 3: 0; 2010 Qtr 4: 0; 2011 Qtr 1: 0; 2011 Qtr 2: 0; 2011 Qtr 3: 0; 2011 Qtr 4: 0 | 1
SDGE3043_KEM_3PKEMAHVACTraining,InstallationandMaint. | 267033-High Refrigerant Charge Adjustment (>= ±20% rated charge) Resid MF CZ10 Vint04 |  | System | Residential | 13-MFM-ResidentialMulti-family-SP_COOL | 0 |  |  |  |  | 66.33 | 79.5 | 0 | 0 | 0 | -13.17 | 171.246 |  | kWh | 0.22612 | -0.10521 | Residential |  | Winter Only | [5 empty] | 10 | 0.78 |  |  |  | 1 | 1 | 0 | 0 | 0 | 0 | 0 | 0 | 0 | 0 | 0 | 0 | 2009 Qtr 1: 0; 2009 Qtr 2: 0; 2009 Qtr 3: 0; 2009 Qtr 4: 1; 2010 Qtr 1: 0; 2010 Qtr 2: 0; 2010 Qtr 3: 0; 2010 Qtr 4: 0; 2011 Qtr 1: 0; 2011 Qtr 2: 0; 2011 Qtr 3: 0; 2011 Qtr 4: 0 | 1
SDGE3043_KEM_3PKEMAHVACTraining,InstallationandMaint. | 267042-Residential Condensor Coil Cleaning Resid MF CZ10 VintAll |  | System | Residential | 13-MFM-ResidentialMulti-family-SP_COOL | 0 |  |  |  |  | 50 | 50 | 0 | 0 | 0 | 0 | 180 |  | kWh | 0.2376 | 0 | Residential | [7 empty] | 3 | 0.78 |  |  |  | 1 | 1 | 0 | 0 | 0 | 0 | 0 | 0 | 0 | 0 | 0 | 0 | 2009 Qtr 1: 0; 2009 Qtr 2: 0; 2009 Qtr 3: 0; 2009 Qtr 4: 1; 2010 Qtr 1: 0; 2010 Qtr 2: 0; 2010 Qtr 3: 0; 2010 Qtr 4: 0; 2011 Qtr 1: 0; 2011 Qtr 2: 0; 2011 Qtr 3: 0; 2011 Qtr 4: 0 | 1
SDGE3043_KEM_3PKEMAHVACTraining,InstallationandMaint. | 267033-High Refrigerant Charge Adjustment (>= ±20% rated charge) Resid MF CZ10 Vint04 |  | System | Residential | 13-MFM-ResidentialMulti-family-SP_COOL | 0 |  |  |  |  | 66.33 | 79.5 | 0 | 0 | 0 | -13.17 | 171.246 |  | kWh | 0.22612 | -0.10521 | Residential |  | Winter Only | [5 empty] | 10 | 0.78 |  |  |  | 1 | 1 | 0 | 0 | 0 | 0 | 0 | 0 | 0 | 0 | 0 | 0 | 2009 Qtr 1: 0; 2009 Qtr 2: 0; 2009 Qtr 3: 0; 2009 Qtr 4: 1; 2010 Qtr 1: 0; 2010 Qtr 2: 0; 2010 Qtr 3: 0; 2010 Qtr 4: 0; 2011 Qtr 1: 0; 2011 Qtr 2: 0; 2011 Qtr 3: 0; 2011 Qtr 4: 0 | 1
SDGE3043_KEM_3PKEMAHVACTraining,InstallationandMaint. | 267042-Residential Condensor Coil Cleaning Resid MF CZ10 VintAll |  | System | Residential | 13-MFM-ResidentialMulti-family-SP_COOL | 0 |  |  |  |  | 50 | 50 | 0 | 0 | 0 | 0 | 180 |  | kWh | 0.2376 | 0 | Residential | [7 empty] | 3 | 0.78 |  |  |  | 1 | 1 | 0 | 0 | 0 | 0 | 0 | 0 | 0 | 0 | 0 | 0 | 2009 Qtr 1: 0; 2009 Qtr 2: 0; 2009 Qtr 3: 0; 2009 Qtr 4: 1; 2010 Qtr 1: 0; 2010 Qtr 2: 0; 2010 Qtr 3: 0; 2010 Qtr 4: 0; 2011 Qtr 1: 0; 2011 Qtr 2: 0; 2011 Qtr 3: 0; 2011 Qtr 4: 0 | 1
SDGE3043_KEM_3PKEMAHVACTraining,InstallationandMaint. | 267042-Residential Condensor Coil Cleaning Resid MF CZ10 VintAll |  | System | Residential | 13-MFM-ResidentialMulti-family-SP_COOL | 0 |  |  |  |  | 50 | 50 | 0 | 0 | 0 | 0 | 180 |  | kWh | 0.2376 | 0 | Residential | [7 empty] | 3 | 0.78 |  |  |  | 1 | 1 | 0 | 0 | 0 | 0 | 0 | 0 | 0 | 0 | 0 | 0 | 2009 Qtr 1: 0; 2009 Qtr 2: 0; 2009 Qtr 3: 0; 2009 Qtr 4: 1; 2010 Qtr 1: 0; 2010 Qtr 2: 0; 2010 Qtr 3: 0; 2010 Qtr 4: 0; 2011 Qtr 1: 0; 2011 Qtr 2: 0; 2011 Qtr 3: 0; 2011 Qtr 4: 0 | 1
SDGE3043_KEM_3PKEMAHVACTraining,InstallationandMaint. | 267033-High Refrigerant Charge Adjustment (>= ±20% rated charge) Resid MF CZ10 Vint04 |  | System | Residential | 13-MFM-ResidentialMulti-family-SP_COOL | 0 |  |  |  |  | 66.33 | 79.5 | 0 | 0 | 0 | -13.17 | 171.246 |  | kWh | 0.22612 | -0.10521 | Residential |  | Winter Only | [5 empty] | 10 | 0.78 |  |  |  | 1 | 1 | 0 | 0 | 0 | 0 | 0 | 0 | 0 | 0 | 0 | 0 | 2009 Qtr 1: 0; 2009 Qtr 2: 0; 2009 Qtr 3: 0; 2009 Qtr 4: 1; 2010 Qtr 1: 0; 2010 Qtr 2: 0; 2010 Qtr 3: 0; 2010 Qtr 4: 0; 2011 Qtr 1: 0; 2011 Qtr 2: 0; 2011 Qtr 3: 0; 2011 Qtr 4: 0 | 1
SDGE3043_KEM_3PKEMAHVACTraining,InstallationandMaint. | 267042-Residential Condensor Coil Cleaning Resid MF CZ10 VintAll |  | System | Residential | 13-MFM-ResidentialMulti-family-SP_COOL | 0 |  |  |  |  | 50 | 50 | 0 | 0 | 0 | 0 | 180 |  | kWh | 0.2376 | 0 | Residential | [7 empty] | 3 | 0.78 |  |  |  | 1 | 1 | 0 | 0 | 0 | 0 | 0 | 0 | 0 | 0 | 0 | 0 | 2009 Qtr 1: 0; 2009 Qtr 2: 0; 2009 Qtr 3: 0; 2009 Qtr 4: 1; 2010 Qtr 1: 0; 2010 Qtr 2: 0; 2010 Qtr 3: 0; 2010 Qtr 4: 0; 2011 Qtr 1: 0; 2011 Qtr 2: 0; 2011 Qtr 3: 0; 2011 Qtr 4: 0 | 1
SDGE3043_KEM_3PKEMAHVACTraining,InstallationandMaint. | 267033-High Refrigerant Charge Adjustment (>= ±20% rated charge) Resid MF CZ10 Vint04 |  | System | Residential | 13-MFM-ResidentialMulti-family-SP_COOL | 0 |  |  |  |  | 66.33 | 79.5 | 0 | 0 | 0 | -13.17 | 171.246 |  | kWh | 0.22612 | -0.10521 | Residential |  | Winter Only | [5 empty] | 10 | 0.78 |  |  |  | 1 | 1 | 0 | 0 | 0 | 0 | 0 | 0 | 0 | 0 | 0 | 0 | 2009 Qtr 1: 0; 2009 Qtr 2: 0; 2009 Qtr 3: 0; 2009 Qtr 4: 1; 2010 Qtr 1: 0; 2010 Qtr 2: 0; 2010 Qtr 3: 0; 2010 Qtr 4: 0; 2011 Qtr 1: 0; 2011 Qtr 2: 0; 2011 Qtr 3: 0; 2011 Qtr 4: 0 | 1
SDGE3043_KEM_3PKEMAHVACTraining,InstallationandMaint. | 267042-Residential Condensor Coil Cleaning Resid MF CZ10 VintAll |  | System | Residential | 13-MFM-ResidentialMulti-family-SP_COOL | 0 |  |  |  |  | 50 | 50 | 0 | 0 | 0 | 0 | 180 |  | kWh | 0.2376 | 0 | Residential | [7 empty] | 3 | 0.78 |  |  |  | 1 | 1 | 0 | 0 | 0 | 0 | 0 | 0 | 0 | 0 | 0 | 0 | 2009 Qtr 1: 0; 2009 Qtr 2: 0; 2009 Qtr 3: 0; 2009 Qtr 4: 1; 2010 Qtr 1: 0; 2010 Qtr 2: 0; 2010 Qtr 3: 0; 2010 Qtr 4: 0; 2011 Qtr 1: 0; 2011 Qtr 2: 0; 2011 Qtr 3: 0; 2011 Qtr 4: 0 | 1
SDGE3043_KEM_3PKEMAHVACTraining,InstallationandMaint. | 267033-High Refrigerant Charge Adjustment (>= ±20% rated charge) Resid MF CZ10 Vint04 |  | System | Residential | 13-MFM-ResidentialMulti-family-SP_COOL | 0 |  |  |  |  | 66.33 | 79.5 | 0 | 0 | 0 | -13.17 | 171.246 |  | kWh | 0.22612 | -0.10521 | Residential |  | Winter Only | [5 empty] | 10 | 0.78 |  |  |  | 1 | 1 | 0 | 0 | 0 | 0 | 0 | 0 | 0 | 0 | 0 | 0 | 2009 Qtr 1: 0; 2009 Qtr 2: 0; 2009 Qtr 3: 0; 2009 Qtr 4: 1; 2010 Qtr 1: 0; 2010 Qtr 2: 0; 2010 Qtr 3: 0; 2010 Qtr 4: 0; 2011 Qtr 1: 0; 2011 Qtr 2: 0; 2011 Qtr 3: 0; 2011 Qtr 4: 0 | 1
SDGE3043_KEM_3PKEMAHVACTraining,InstallationandMaint. | 267042-Residential Condensor Coil Cleaning Resid MF CZ10 VintAll |  | System | Residential | 13-MFM-ResidentialMulti-family-SP_COOL | 0 |  |  |  |  | 50 | 50 | 0 | 0 | 0 | 0 | 180 |  | kWh | 0.2376 | 0 | Residential | [7 empty] | 3 | 0.78 |  |  |  | 1 | 1 | 0 | 0 | 0 | 0 | 0 | 0 | 0 | 0 | 0 | 0 | 2009 Qtr 1: 0; 2009 Qtr 2: 0; 2009 Qtr 3: 0; 2009 Qtr 4: 1; 2010 Qtr 1: 0; 2010 Qtr 2: 0; 2010 Qtr 3: 0; 2010 Qtr 4: 0; 2011 Qtr 1: 0; 2011 Qtr 2: 0; 2011 Qtr 3: 0; 2011 Qtr 4: 0 | 1
SDGE3043_KEM_3PKEMAHVACTraining,InstallationandMaint. | 267033-High Refrigerant Charge Adjustment (>= ±20% rated charge) Resid MF CZ10 Vint04 |  | System | Residential | 13-MFM-ResidentialMulti-family-SP_COOL | 0 |  |  |  |  | 66.33 | 79.5 | 0 | 0 | 0 | -13.17 | 171.246 |  | kWh | 0.22612 | -0.10521 | Residential |  | Winter Only | [5 empty] | 10 | 0.78 |  |  |  | 1 | 1 | 0 | 0 | 0 | 0 | 0 | 0 | 0 | 0 | 0 | 0 | 2009 Qtr 1: 0; 2009 Qtr 2: 0; 2009 Qtr 3: 0; 2009 Qtr 4: 1; 2010 Qtr 1: 0; 2010 Qtr 2: 0; 2010 Qtr 3: 0; 2010 Qtr 4: 0; 2011 Qtr 1: 0; 2011 Qtr 2: 0; 2011 Qtr 3: 0; 2011 Qtr 4: 0 | 1
SDGE3043_KEM_3PKEMAHVACTraining,InstallationandMaint. | 267042-Residential Condensor Coil Cleaning Resid MF CZ10 VintAll |  | System | Residential | 13-MFM-ResidentialMulti-family-SP_COOL | 0 |  |  |  |  | 50 | 50 | 0 | 0 | 0 | 0 | 180 |  | kWh | 0.2376 | 0 | Residential | [7 empty] | 3 | 0.78 |  |  |  | 1 | 1 | 0 | 0 | 0 | 0 | 0 | 0 | 0 | 0 | 0 | 0 | 2009 Qtr 1: 0; 2009 Qtr 2: 0; 2009 Qtr 3: 0; 2009 Qtr 4: 1; 2010 Qtr 1: 0; 2010 Qtr 2: 0; 2010 Qtr 3: 0; 2010 Qtr 4: 0; 2011 Qtr 1: 0; 2011 Qtr 2: 0; 2011 Qtr 3: 0; 2011 Qtr 4: 0 | 1
SDGE3043_KEM_3PKEMAHVACTraining,InstallationandMaint. | 267042-Residential Condensor Coil Cleaning Resid MF CZ10 VintAll |  | System | Residential | 13-MFM-ResidentialMulti-family-SP_COOL | 0 |  |  |  |  | 50 | 50 | 0 | 0 | 0 | 0 | 180 |  | kWh | 0.2376 | 0 | Residential | [7 empty] | 3 | 0.78 |  |  |  | 1 | 1 | 0 | 0 | 0 | 0 | 0 | 0 | 0 | 0 | 0 | 0 | 2009 Qtr 1: 0; 2009 Qtr 2: 0; 2009 Qtr 3: 0; 2009 Qtr 4: 1; 2010 Qtr 1: 0; 2010 Qtr 2: 0; 2010 Qtr 3: 0; 2010 Qtr 4: 0; 2011 Qtr 1: 0; 2011 Qtr 2: 0; 2011 Qtr 3: 0; 2011 Qtr 4: 0 | 1
SDGE3043_KEM_3PKEMAHVACTraining,InstallationandMaint. | 267033-High Refrigerant Charge Adjustment (>= ±20% rated charge) Resid MF CZ10 Vint04 |  | System | Residential | 13-MFM-ResidentialMulti-family-SP_COOL | 0 |  |  |  |  | 66.33 | 79.5 | 0 | 0 | 0 | -13.17 | 171.246 |  | kWh | 0.22612 | -0.10521 | Residential |  | Winter Only | [5 empty] | 10 | 0.78 |  |  |  | 1 | 1 | 0 | 0 | 0 | 0 | 0 | 0 | 0 | 0 | 0 | 0 | 2009 Qtr 1: 0; 2009 Qtr 2: 0; 2009 Qtr 3: 0; 2009 Qtr 4: 1; 2010 Qtr 1: 0; 2010 Qtr 2: 0; 2010 Qtr 3: 0; 2010 Qtr 4: 0; 2011 Qtr 1: 0; 2011 Qtr 2: 0; 2011 Qtr 3: 0; 2011 Qtr 4: 0 | 1
SDGE3043_KEM_3PKEMAHVACTraining,InstallationandMaint. | 267042-Residential Condensor Coil Cleaning Resid MF CZ10 VintAll |  | System | Residential | 13-MFM-ResidentialMulti-family-SP_COOL | 0 |  |  |  |  | 50 | 50 | 0 | 0 | 0 | 0 | 180 |  | kWh | 0.2376 | 0 | Residential | [7 empty] | 3 | 0.78 |  |  |  | 1 | 1 | 0 | 0 | 0 | 0 | 0 | 0 | 0 | 0 | 0 | 0 | 2009 Qtr 1: 0; 2009 Qtr 2: 0; 2009 Qtr 3: 0; 2009 Qtr 4: 1; 2010 Qtr 1: 0; 2010 Qtr 2: 0; 2010 Qtr 3: 0; 2010 Qtr 4: 0; 2011 Qtr 1: 0; 2011 Qtr 2: 0; 2011 Qtr 3: 0; 2011 Qtr 4: 0 | 1
SDGE3043_KEM_3PKEMAHVACTraining,InstallationandMaint. | 267033-High Refrigerant Charge Adjustment (>= ±20% rated charge) Resid MF CZ10 Vint04 |  | System | Residential | 13-MFM-ResidentialMulti-family-SP_COOL | 0 |  |  |  |  | 66.33 | 79.5 | 0 | 0 | 0 | -13.17 | 171.246 |  | kWh | 0.22612 | -0.10521 | Residential |  | Winter Only | [5 empty] | 10 | 0.78 |  |  |  | 1 | 1 | 0 | 0 | 0 | 0 | 0 | 0 | 0 | 0 | 0 | 0 | 2009 Qtr 1: 0; 2009 Qtr 2: 0; 2009 Qtr 3: 0; 2009 Qtr 4: 1; 2010 Qtr 1: 0; 2010 Qtr 2: 0; 2010 Qtr 3: 0; 2010 Qtr 4: 0; 2011 Qtr 1: 0; 2011 Qtr 2: 0; 2011 Qtr 3: 0; 2011 Qtr 4: 0 | 1
SDGE3043_KEM_3PKEMAHVACTraining,InstallationandMaint. | 267042-Residential Condensor Coil Cleaning Resid MF CZ10 VintAll |  | System | Residential | 13-MFM-ResidentialMulti-family-SP_COOL | 0 |  |  |  |  | 50 | 50 | 0 | 0 | 0 | 0 | 180 |  | kWh | 0.2376 | 0 | Residential | [7 empty] | 3 | 0.78 |  |  |  | 1 | 1 | 0 | 0 | 0 | 0 | 0 | 0 | 0 | 0 | 0 | 0 | 2009 Qtr 1: 0; 2009 Qtr 2: 0; 2009 Qtr 3: 0; 2009 Qtr 4: 1; 2010 Qtr 1: 0; 2010 Qtr 2: 0; 2010 Qtr 3: 0; 2010 Qtr 4: 0; 2011 Qtr 1: 0; 2011 Qtr 2: 0; 2011 Qtr 3: 0; 2011 Qtr 4: 0 | 1
SDGE3043_KEM_3PKEMAHVACTraining,InstallationandMaint. | 267033-High Refrigerant Charge Adjustment (>= ±20% rated charge) Resid MF CZ10 Vint04 |  | System | Residential | 13-MFM-ResidentialMulti-family-SP_COOL | 0 |  |  |  |  | 66.33 | 79.5 | 0 | 0 | 0 | -13.17 | 171.246 |  | kWh | 0.22612 | -0.10521 | Residential |  | Winter Only | [5 empty] | 10 | 0.78 |  |  |  | 1 | 1 | 0 | 0 | 0 | 0 | 0 | 0 | 0 | 0 | 0 | 0 | 2009 Qtr 1: 0; 2009 Qtr 2: 0; 2009 Qtr 3: 0; 2009 Qtr 4: 1; 2010 Qtr 1: 0; 2010 Qtr 2: 0; 2010 Qtr 3: 0; 2010 Qtr 4: 0; 2011 Qtr 1: 0; 2011 Qtr 2: 0; 2011 Qtr 3: 0; 2011 Qtr 4: 0 | 1
SDGE3043_KEM_3PKEMAHVACTraining,InstallationandMaint. | 267042-Residential Condensor Coil Cleaning Resid MF CZ10 VintAll |  | System | Residential | 13-MFM-ResidentialMulti-family-SP_COOL | 0 |  |  |  |  | 50 | 50 | 0 | 0 | 0 | 0 | 180 |  | kWh | 0.2376 | 0 | Residential | [7 empty] | 3 | 0.78 |  |  |  | 1 | 1 | 0 | 0 | 0 | 0 | 0 | 0 | 0 | 0 | 0 | 0 | 2009 Qtr 1: 0; 2009 Qtr 2: 0; 2009 Qtr 3: 0; 2009 Qtr 4: 1; 2010 Qtr 1: 0; 2010 Qtr 2: 0; 2010 Qtr 3: 0; 2010 Qtr 4: 0; 2011 Qtr 1: 0; 2011 Qtr 2: 0; 2011 Qtr 3: 0; 2011 Qtr 4: 0 | 1
SDGE3043_KEM_3PKEMAHVACTraining,InstallationandMaint. | 267033-High Refrigerant Charge Adjustment (>= ±20% rated charge) Resid MF CZ10 Vint04 |  | System | Residential | 13-MFM-ResidentialMulti-family-SP_COOL | 0 |  |  |  |  | 66.33 | 79.5 | 0 | 0 | 0 | -13.17 | 171.246 |  | kWh | 0.22612 | -0.10521 | Residential |  | Winter Only | [5 empty] | 10 | 0.78 |  |  |  | 1 | 1 | 0 | 0 | 0 | 0 | 0 | 0 | 0 | 0 | 0 | 0 | 2009 Qtr 1: 0; 2009 Qtr 2: 0; 2009 Qtr 3: 0; 2009 Qtr 4: 1; 2010 Qtr 1: 0; 2010 Qtr 2: 0; 2010 Qtr 3: 0; 2010 Qtr 4: 0; 2011 Qtr 1: 0; 2011 Qtr 2: 0; 2011 Qtr 3: 0; 2011 Qtr 4: 0 | 1
SDGE3043_KEM_3PKEMAHVACTraining,InstallationandMaint. | 267042-Residential Condensor Coil Cleaning Resid MF CZ10 VintAll |  | System | Residential | 13-MFM-ResidentialMulti-family-SP_COOL | 0 |  |  |  |  | 50 | 50 | 0 | 0 | 0 | 0 | 180 |  | kWh | 0.2376 | 0 | Residential | [7 empty] | 3 | 0.78 |  |  |  | 1 | 1 | 0 | 0 | 0 | 0 | 0 | 0 | 0 | 0 | 0 | 0 | 2009 Qtr 1: 0; 2009 Qtr 2: 0; 2009 Qtr 3: 0; 2009 Qtr 4: 1; 2010 Qtr 1: 0; 2010 Qtr 2: 0; 2010 Qtr 3: 0; 2010 Qtr 4: 0; 2011 Qtr 1: 0; 2011 Qtr 2: 0; 2011 Qtr 3: 0; 2011 Qtr 4: 0 | 1
SDGE3043_KEM_3PKEMAHVACTraining,InstallationandMaint. | 267033-High Refrigerant Charge Adjustment (>= ±20% rated charge) Resid MF CZ10 Vint04 |  | System | Residential | 13-MFM-ResidentialMulti-family-SP_COOL | 0 |  |  |  |  | 66.33 | 79.5 | 0 | 0 | 0 | -13.17 | 171.246 |  | kWh | 0.22612 | -0.10521 | Residential |  | Winter Only | [5 empty] | 10 | 0.78 |  |  |  | 1 | 1 | 0 | 0 | 0 | 0 | 0 | 0 | 0 | 0 | 0 | 0 | 2009 Qtr 1: 0; 2009 Qtr 2: 0; 2009 Qtr 3: 0; 2009 Qtr 4: 1; 2010 Qtr 1: 0; 2010 Qtr 2: 0; 2010 Qtr 3: 0; 2010 Qtr 4: 0; 2011 Qtr 1: 0; 2011 Qtr 2: 0; 2011 Qtr 3: 0; 2011 Qtr 4: 0 | 1
SDGE3043_KEM_3PKEMAHVACTraining,InstallationandMaint. | 267042-Residential Condensor Coil Cleaning Resid MF CZ10 VintAll |  | System | Residential | 13-MFM-ResidentialMulti-family-SP_COOL | 0 |  |  |  |  | 50 | 50 | 0 | 0 | 0 | 0 | 180 |  | kWh | 0.2376 | 0 | Residential | [7 empty] | 3 | 0.78 |  |  |  | 1 | 1 | 0 | 0 | 0 | 0 | 0 | 0 | 0 | 0 | 0 | 0 | 2009 Qtr 1: 0; 2009 Qtr 2: 0; 2009 Qtr 3: 0; 2009 Qtr 4: 1; 2010 Qtr 1: 0; 2010 Qtr 2: 0; 2010 Qtr 3: 0; 2010 Qtr 4: 0; 2011 Qtr 1: 0; 2011 Qtr 2: 0; 2011 Qtr 3: 0; 2011 Qtr 4: 0 | 1
SDGE3043_KEM_3PKEMAHVACTraining,InstallationandMaint. | 267033-High Refrigerant Charge Adjustment (>= ±20% rated charge) Resid MF CZ10 Vint04 |  | System | Residential | 13-MFM-ResidentialMulti-family-SP_COOL | 0 |  |  |  |  | 66.33 | 79.5 | 0 | 0 | 0 | -13.17 | 171.246 |  | kWh | 0.22612 | -0.10521 | Residential |  | Winter Only | [5 empty] | 10 | 0.78 |  |  |  | 1 | 1 | 0 | 0 | 0 | 0 | 0 | 0 | 0 | 0 | 0 | 0 | 2009 Qtr 1: 0; 2009 Qtr 2: 0; 2009 Qtr 3: 0; 2009 Qtr 4: 1; 2010 Qtr 1: 0; 2010 Qtr 2: 0; 2010 Qtr 3: 0; 2010 Qtr 4: 0; 2011 Qtr 1: 0; 2011 Qtr 2: 0; 2011 Qtr 3: 0; 2011 Qtr 4: 0 | 1
SDGE3043_KEM_3PKEMAHVACTraining,InstallationandMaint. | 267042-Residential Condensor Coil Cleaning Resid MF CZ10 VintAll |  | System | Residential | 13-MFM-ResidentialMulti-family-SP_COOL | 0 |  |  |  |  | 50 | 50 | 0 | 0 | 0 | 0 | 180 |  | kWh | 0.2376 | 0 | Residential | [7 empty] | 3 | 0.78 |  |  |  | 1 | 1 | 0 | 0 | 0 | 0 | 0 | 0 | 0 | 0 | 0 | 0 | 2009 Qtr 1: 0; 2009 Qtr 2: 0; 2009 Qtr 3: 0; 2009 Qtr 4: 1; 2010 Qtr 1: 0; 2010 Qtr 2: 0; 2010 Qtr 3: 0; 2010 Qtr 4: 0; 2011 Qtr 1: 0; 2011 Qtr 2: 0; 2011 Qtr 3: 0; 2011 Qtr 4: 0 | 1
SDGE3043_KEM_3PKEMAHVACTraining,InstallationandMaint. | 267033-High Refrigerant Charge Adjustment (>= ±20% rated charge) Resid MF CZ10 Vint04 |  | System | Residential | 13-MFM-ResidentialMulti-family-SP_COOL | 0 |  |  |  |  | 66.33 | 79.5 | 0 | 0 | 0 | -13.17 | 171.246 |  | kWh | 0.22612 | -0.10521 | Residential |  | Winter Only | [5 empty] | 10 | 0.78 |  |  |  | 1 | 1 | 0 | 0 | 0 | 0 | 0 | 0 | 0 | 0 | 0 | 0 | 2009 Qtr 1: 0; 2009 Qtr 2: 0; 2009 Qtr 3: 0; 2009 Qtr 4: 1; 2010 Qtr 1: 0; 2010 Qtr 2: 0; 2010 Qtr 3: 0; 2010 Qtr 4: 0; 2011 Qtr 1: 0; 2011 Qtr 2: 0; 2011 Qtr 3: 0; 2011 Qtr 4: 0 | 1
SDGE3043_KEM_3PKEMAHVACTraining,InstallationandMaint. | 267042-Residential Condensor Coil Cleaning Resid MF CZ10 VintAll |  | System | Residential | 13-MFM-ResidentialMulti-family-SP_COOL | 0 |  |  |  |  | 50 | 50 | 0 | 0 | 0 | 0 | 180 |  | kWh | 0.2376 | 0 | Residential | [7 empty] | 3 | 0.78 |  |  |  | 1 | 1 | 0 | 0 | 0 | 0 | 0 | 0 | 0 | 0 | 0 | 0 | 2009 Qtr 1: 0; 2009 Qtr 2: 0; 2009 Qtr 3: 0; 2009 Qtr 4: 1; 2010 Qtr 1: 0; 2010 Qtr 2: 0; 2010 Qtr 3: 0; 2010 Qtr 4: 0; 2011 Qtr 1: 0; 2011 Qtr 2: 0; 2011 Qtr 3: 0; 2011 Qtr 4: 0 | 1
SDGE3043_KEM_3PKEMAHVACTraining,InstallationandMaint. | 267033-High Refrigerant Charge Adjustment (>= ±20% rated charge) Resid MF CZ10 Vint04 |  | System | Residential | 13-MFM-ResidentialMulti-family-SP_COOL | 0 |  |  |  |  | 66.33 | 79.5 | 0 | 0 | 0 | -13.17 | 171.246 |  | kWh | 0.22612 | -0.10521 | Residential |  | Winter Only | [5 empty] | 10 | 0.78 |  |  |  | 1 | 1 | 0 | 0 | 0 | 0 | 0 | 0 | 0 | 0 | 0 | 0 | 2009 Qtr 1: 0; 2009 Qtr 2: 0; 2009 Qtr 3: 0; 2009 Qtr 4: 1; 2010 Qtr 1: 0; 2010 Qtr 2: 0; 2010 Qtr 3: 0; 2010 Qtr 4: 0; 2011 Qtr 1: 0; 2011 Qtr 2: 0; 2011 Qtr 3: 0; 2011 Qtr 4: 0 | 1
SDGE3043_KEM_3PKEMAHVACTraining,InstallationandMaint. | 267042-Residential Condensor Coil Cleaning Resid MF CZ10 VintAll |  | System | Residential | 13-MFM-ResidentialMulti-family-SP_COOL | 0 |  |  |  |  | 50 | 50 | 0 | 0 | 0 | 0 | 180 |  | kWh | 0.2376 | 0 | Residential | [7 empty] | 3 | 0.78 |  |  |  | 1 | 1 | 0 | 0 | 0 | 0 | 0 | 0 | 0 | 0 | 0 | 0 | 2009 Qtr 1: 0; 2009 Qtr 2: 0; 2009 Qtr 3: 0; 2009 Qtr 4: 1; 2010 Qtr 1: 0; 2010 Qtr 2: 0; 2010 Qtr 3: 0; 2010 Qtr 4: 0; 2011 Qtr 1: 0; 2011 Qtr 2: 0; 2011 Qtr 3: 0; 2011 Qtr 4: 0 | 1
SDGE3043_KEM_3PKEMAHVACTraining,InstallationandMaint. | 267033-High Refrigerant Charge Adjustment (>= ±20% rated charge) Resid MF CZ10 Vint04 |  | System | Residential | 13-MFM-ResidentialMulti-family-SP_COOL | 0 |  |  |  |  | 66.33 | 79.5 | 0 | 0 | 0 | -13.17 | 171.246 |  | kWh | 0.22612 | -0.10521 | Residential |  | Winter Only | [5 empty] | 10 | 0.78 |  |  |  | 1 | 1 | 0 | 0 | 0 | 0 | 0 | 0 | 0 | 0 | 0 | 0 | 2009 Qtr 1: 0; 2009 Qtr 2: 0; 2009 Qtr 3: 0; 2009 Qtr 4: 1; 2010 Qtr 1: 0; 2010 Qtr 2: 0; 2010 Qtr 3: 0; 2010 Qtr 4: 0; 2011 Qtr 1: 0; 2011 Qtr 2: 0; 2011 Qtr 3: 0; 2011 Qtr 4: 0 | 1
SDGE3043_KEM_3PKEMAHVACTraining,InstallationandMaint. | 267042-Residential Condensor Coil Cleaning Resid MF CZ10 VintAll |  | System | Residential | 13-MFM-ResidentialMulti-family-SP_COOL | 0 |  |  |  |  | 50 | 50 | 0 | 0 | 0 | 0 | 180 |  | kWh | 0.2376 | 0 | Residential | [7 empty] | 3 | 0.78 |  |  |  | 1 | 1 | 0 | 0 | 0 | 0 | 0 | 0 | 0 | 0 | 0 | 0 | 2009 Qtr 1: 0; 2009 Qtr 2: 0; 2009 Qtr 3: 0; 2009 Qtr 4: 1; 2010 Qtr 1: 0; 2010 Qtr 2: 0; 2010 Qtr 3: 0; 2010 Qtr 4: 0; 2011 Qtr 1: 0; 2011 Qtr 2: 0; 2011 Qtr 3: 0; 2011 Qtr 4: 0 | 1
SDGE3043_KEM_3PKEMAHVACTraining,InstallationandMaint. | 267033-High Refrigerant Charge Adjustment (>= ±20% rated charge) Resid MF CZ10 Vint04 |  | System | Residential | 13-MFM-ResidentialMulti-family-SP_COOL | 0 |  |  |  |  | 66.33 | 79.5 | 0 | 0 | 0 | -13.17 | 171.246 |  | kWh | 0.22612 | -0.10521 | Residential |  | Winter Only | [5 empty] | 10 | 0.78 |  |  |  | 1 | 1 | 0 | 0 | 0 | 0 | 0 | 0 | 0 | 0 | 0 | 0 | 2009 Qtr 1: 0; 2009 Qtr 2: 0; 2009 Qtr 3: 0; 2009 Qtr 4: 1; 2010 Qtr 1: 0; 2010 Qtr 2: 0; 2010 Qtr 3: 0; 2010 Qtr 4: 0; 2011 Qtr 1: 0; 2011 Qtr 2: 0; 2011 Qtr 3: 0; 2011 Qtr 4: 0 | 1
SDGE3043_KEM_3PKEMAHVACTraining,InstallationandMaint. | 267042-Residential Condensor Coil Cleaning Resid MF CZ10 VintAll |  | System | Residential | 13-MFM-ResidentialMulti-family-SP_COOL | 0 |  |  |  |  | 50 | 50 | 0 | 0 | 0 | 0 | 180 |  | kWh | 0.2376 | 0 | Residential | [7 empty] | 3 | 0.78 |  |  |  | 1 | 1 | 0 | 0 | 0 | 0 | 0 | 0 | 0 | 0 | 0 | 0 | 2009 Qtr 1: 0; 2009 Qtr 2: 0; 2009 Qtr 3: 0; 2009 Qtr 4: 1; 2010 Qtr 1: 0; 2010 Qtr 2: 0; 2010 Qtr 3: 0; 2010 Qtr 4: 0; 2011 Qtr 1: 0; 2011 Qtr 2: 0; 2011 Qtr 3: 0; 2011 Qtr 4: 0 | 1
SDGE3043_KEM_3PKEMAHVACTraining,InstallationandMaint. | 267042-Residential Condensor Coil Cleaning Resid MF CZ10 VintAll |  | System | Residential | 13-MFM-ResidentialMulti-family-SP_COOL | 0 |  |  |  |  | 50 | 50 | 0 | 0 | 0 | 0 | 180 |  | kWh | 0.2376 | 0 | Residential | [7 empty] | 3 | 0.78 |  |  |  | 1 | 1 | 0 | 0 | 0 | 0 | 0 | 0 | 0 | 0 | 0 | 0 | 2009 Qtr 1: 0; 2009 Qtr 2: 0; 2009 Qtr 3: 0; 2009 Qtr 4: 1; 2010 Qtr 1: 0; 2010 Qtr 2: 0; 2010 Qtr 3: 0; 2010 Qtr 4: 0; 2011 Qtr 1: 0; 2011 Qtr 2: 0; 2011 Qtr 3: 0; 2011 Qtr 4: 0 | 1
SDGE3043_KEM_3PKEMAHVACTraining,InstallationandMaint. | 267033-High Refrigerant Charge Adjustment (>= ±20% rated charge) Resid MF CZ10 Vint04 |  | System | Residential | 13-MFM-ResidentialMulti-family-SP_COOL | 0 |  |  |  |  | 66.33 | 79.5 | 0 | 0 | 0 | -13.17 | 171.246 |  | kWh | 0.22612 | -0.10521 | Residential |  | Winter Only | [5 empty] | 10 | 0.78 |  |  |  | 1 | 1 | 0 | 0 | 0 | 0 | 0 | 0 | 0 | 0 | 0 | 0 | 2009 Qtr 1: 0; 2009 Qtr 2: 0; 2009 Qtr 3: 0; 2009 Qtr 4: 1; 2010 Qtr 1: 0; 2010 Qtr 2: 0; 2010 Qtr 3: 0; 2010 Qtr 4: 0; 2011 Qtr 1: 0; 2011 Qtr 2: 0; 2011 Qtr 3: 0; 2011 Qtr 4: 0 | 1
SDGE3043_KEM_3PKEMAHVACTraining,InstallationandMaint. | 267042-Residential Condensor Coil Cleaning Resid MF CZ10 VintAll |  | System | Residential | 13-MFM-ResidentialMulti-family-SP_COOL | 0 |  |  |  |  | 50 | 50 | 0 | 0 | 0 | 0 | 180 |  | kWh | 0.2376 | 0 | Residential | [7 empty] | 3 | 0.78 |  |  |  | 1 | 1 | 0 | 0 | 0 | 0 | 0 | 0 | 0 | 0 | 0 | 0 | 2009 Qtr 1: 0; 2009 Qtr 2: 0; 2009 Qtr 3: 0; 2009 Qtr 4: 1; 2010 Qtr 1: 0; 2010 Qtr 2: 0; 2010 Qtr 3: 0; 2010 Qtr 4: 0; 2011 Qtr 1: 0; 2011 Qtr 2: 0; 2011 Qtr 3: 0; 2011 Qtr 4: 0 | 1
SDGE3043_KEM_3PKEMAHVACTraining,InstallationandMaint. | 267033-High Refrigerant Charge Adjustment (>= ±20% rated charge) Resid MF CZ10 Vint04 |  | System | Residential | 13-MFM-ResidentialMulti-family-SP_COOL | 0 |  |  |  |  | 66.33 | 53 | 0 | 0 | 0 | 13.33 | 171.246 |  | kWh | 0.22612 | -0.10521 | Residential |  | Winter Only | [5 empty] | 10 | 0.78 |  |  |  | 1 | 2 | 0 | 0 | 0 | 0 | 0 | 0 | 0 | 0 | 0 | 0 | 2009 Qtr 1: 0; 2009 Qtr 2: 0; 2009 Qtr 3: 0; 2009 Qtr 4: 2; 2010 Qtr 1: 0; 2010 Qtr 2: 0; 2010 Qtr 3: 0; 2010 Qtr 4: 0; 2011 Qtr 1: 0; 2011 Qtr 2: 0; 2011 Qtr 3: 0; 2011 Qtr 4: 0 | 2
SDGE3043_KEM_3PKEMAHVACTraining,InstallationandMaint. | 267042-Residential Condensor Coil Cleaning Resid MF CZ10 VintAll |  | System | Residential | 13-MFM-ResidentialMulti-family-SP_COOL | 0 |  |  |  |  | 50 | 50 | 0 | 0 | 0 | 0 | 180 |  | kWh | 0.2376 | 0 | Residential | [7 empty] | 3 | 0.78 |  |  |  | 1 | 1 | 0 | 0 | 0 | 0 | 0 | 0 | 0 | 0 | 0 | 0 | 2009 Qtr 1: 0; 2009 Qtr 2: 0; 2009 Qtr 3: 0; 2009 Qtr 4: 1; 2010 Qtr 1: 0; 2010 Qtr 2: 0; 2010 Qtr 3: 0; 2010 Qtr 4: 0; 2011 Qtr 1: 0; 2011 Qtr 2: 0; 2011 Qtr 3: 0; 2011 Qtr 4: 0 | 1
SDGE3043_KEM_3PKEMAHVACTraining,InstallationandMaint. | 267033-High Refrigerant Charge Adjustment (>= ±20% rated charge) Resid MF CZ10 Vint04 |  | System | Residential | 13-MFM-ResidentialMulti-family-SP_COOL | 0 |  |  |  |  | 66.33 | 53 | 0 | 0 | 0 | 13.33 | 171.246 |  | kWh | 0.22612 | -0.10521 | Residential |  | Winter Only | [5 empty] | 10 | 0.78 |  |  |  | 1 | 2 | 0 | 0 | 0 | 0 | 0 | 0 | 0 | 0 | 0 | 0 | 2009 Qtr 1: 0; 2009 Qtr 2: 0; 2009 Qtr 3: 0; 2009 Qtr 4: 2; 2010 Qtr 1: 0; 2010 Qtr 2: 0; 2010 Qtr 3: 0; 2010 Qtr 4: 0; 2011 Qtr 1: 0; 2011 Qtr 2: 0; 2011 Qtr 3: 0; 2011 Qtr 4: 0 | 2
SDGE3043_KEM_3PKEMAHVACTraining,InstallationandMaint. | 267042-Residential Condensor Coil Cleaning Resid MF CZ10 VintAll |  | System | Residential | 13-MFM-ResidentialMulti-family-SP_COOL | 0 |  |  |  |  | 50 | 50 | 0 | 0 | 0 | 0 | 180 |  | kWh | 0.2376 | 0 | Residential | [7 empty] | 3 | 0.78 |  |  |  | 1 | 1 | 0 | 0 | 0 | 0 | 0 | 0 | 0 | 0 | 0 | 0 | 2009 Qtr 1: 0; 2009 Qtr 2: 0; 2009 Qtr 3: 0; 2009 Qtr 4: 1; 2010 Qtr 1: 0; 2010 Qtr 2: 0; 2010 Qtr 3: 0; 2010 Qtr 4: 0; 2011 Qtr 1: 0; 2011 Qtr 2: 0; 2011 Qtr 3: 0; 2011 Qtr 4: 0 | 1
SDGE3043_KEM_3PKEMAHVACTraining,InstallationandMaint. | 267033-High Refrigerant Charge Adjustment (>= ±20% rated charge) Resid MF CZ10 Vint04 |  | System | Residential | 13-MFM-ResidentialMulti-family-SP_COOL | 0 |  |  |  |  | 66.33 | 53 | 0 | 0 | 0 | 13.33 | 171.246 |  | kWh | 0.22612 | -0.10521 | Residential |  | Winter Only | [5 empty] | 10 | 0.78 |  |  |  | 1 | 2 | 0 | 0 | 0 | 0 | 0 | 0 | 0 | 0 | 0 | 0 | 2009 Qtr 1: 0; 2009 Qtr 2: 0; 2009 Qtr 3: 0; 2009 Qtr 4: 2; 2010 Qtr 1: 0; 2010 Qtr 2: 0; 2010 Qtr 3: 0; 2010 Qtr 4: 0; 2011 Qtr 1: 0; 2011 Qtr 2: 0; 2011 Qtr 3: 0; 2011 Qtr 4: 0 | 2
SDGE3043_KEM_3PKEMAHVACTraining,InstallationandMaint. | 267042-Residential Condensor Coil Cleaning Resid MF CZ10 VintAll |  | System | Residential | 13-MFM-ResidentialMulti-family-SP_COOL | 0 |  |  |  |  | 50 | 50 | 0 | 0 | 0 | 0 | 180 |  | kWh | 0.2376 | 0 | Residential | [7 empty] | 3 | 0.78 |  |  |  | 1 | 1 | 0 | 0 | 0 | 0 | 0 | 0 | 0 | 0 | 0 | 0 | 2009 Qtr 1: 0; 2009 Qtr 2: 0; 2009 Qtr 3: 0; 2009 Qtr 4: 1; 2010 Qtr 1: 0; 2010 Qtr 2: 0; 2010 Qtr 3: 0; 2010 Qtr 4: 0; 2011 Qtr 1: 0; 2011 Qtr 2: 0; 2011 Qtr 3: 0; 2011 Qtr 4: 0 | 1
SDGE3043_KEM_3PKEMAHVACTraining,InstallationandMaint. | 267033-High Refrigerant Charge Adjustment (>= ±20% rated charge) Resid MF CZ10 Vint04 |  | System | Residential | 13-MFM-ResidentialMulti-family-SP_COOL | 0 |  |  |  |  | 66.33 | 79.5 | 0 | 0 | 0 | -13.17 | 171.246 |  | kWh | 0.22612 | -0.10521 | Residential |  | Winter Only | [5 empty] | 10 | 0.78 |  |  |  | 1 | 1 | 0 | 0 | 0 | 0 | 0 | 0 | 0 | 0 | 0 | 0 | 2009 Qtr 1: 0; 2009 Qtr 2: 0; 2009 Qtr 3: 0; 2009 Qtr 4: 1; 2010 Qtr 1: 0; 2010 Qtr 2: 0; 2010 Qtr 3: 0; 2010 Qtr 4: 0; 2011 Qtr 1: 0; 2011 Qtr 2: 0; 2011 Qtr 3: 0; 2011 Qtr 4: 0 | 1
SDGE3043_KEM_3PKEMAHVACTraining,InstallationandMaint. | 267042-Residential Condensor Coil Cleaning Resid MF CZ10 VintAll |  | System | Residential | 13-MFM-ResidentialMulti-family-SP_COOL | 0 |  |  |  |  | 50 | 50 | 0 | 0 | 0 | 0 | 180 |  | kWh | 0.2376 | 0 | Residential | [7 empty] | 3 | 0.78 |  |  |  | 1 | 1 | 0 | 0 | 0 | 0 | 0 | 0 | 0 | 0 | 0 | 0 | 2009 Qtr 1: 0; 2009 Qtr 2: 0; 2009 Qtr 3: 0; 2009 Qtr 4: 1; 2010 Qtr 1: 0; 2010 Qtr 2: 0; 2010 Qtr 3: 0; 2010 Qtr 4: 0; 2011 Qtr 1: 0; 2011 Qtr 2: 0; 2011 Qtr 3: 0; 2011 Qtr 4: 0 | 1
SDGE3043_KEM_3PKEMAHVACTraining,InstallationandMaint. | 267033-High Refrigerant Charge Adjustment (>= ±20% rated charge) Resid MF CZ10 Vint04 |  | System | Residential | 13-MFM-ResidentialMulti-family-SP_COOL | 0 |  |  |  |  | 66.33 | 53 | 0 | 0 | 0 | 13.33 | 171.246 |  | kWh | 0.22612 | -0.10521 | Residential |  | Winter Only | [5 empty] | 10 | 0.78 |  |  |  | 1 | 2 | 0 | 0 | 0 | 0 | 0 | 0 | 0 | 0 | 0 | 0 | 2009 Qtr 1: 0; 2009 Qtr 2: 0; 2009 Qtr 3: 0; 2009 Qtr 4: 2; 2010 Qtr 1: 0; 2010 Qtr 2: 0; 2010 Qtr 3: 0; 2010 Qtr 4: 0; 2011 Qtr 1: 0; 2011 Qtr 2: 0; 2011 Qtr 3: 0; 2011 Qtr 4: 0 | 2
SDGE3043_KEM_3PKEMAHVACTraining,InstallationandMaint. | 267042-Residential Condensor Coil Cleaning Resid MF CZ10 VintAll |  | System | Residential | 13-MFM-ResidentialMulti-family-SP_COOL | 0 |  |  |  |  | 50 | 50 | 0 | 0 | 0 | 0 | 180 |  | kWh | 0.2376 | 0 | Residential | [7 empty] | 3 | 0.78 |  |  |  | 1 | 1 | 0 | 0 | 0 | 0 | 0 | 0 | 0 | 0 | 0 | 0 | 2009 Qtr 1: 0; 2009 Qtr 2: 0; 2009 Qtr 3: 0; 2009 Qtr 4: 1; 2010 Qtr 1: 0; 2010 Qtr 2: 0; 2010 Qtr 3: 0; 2010 Qtr 4: 0; 2011 Qtr 1: 0; 2011 Qtr 2: 0; 2011 Qtr 3: 0; 2011 Qtr 4: 0 | 1
SDGE3043_KEM_3PKEMAHVACTraining,InstallationandMaint. | 267033-High Refrigerant Charge Adjustment (>= ±20% rated charge) Resid MF CZ10 Vint04 |  | System | Residential | 13-MFM-ResidentialMulti-family-SP_COOL | 0 |  |  |  |  | 66.33 | 79.5 | 0 | 0 | 0 | -13.17 | 171.246 |  | kWh | 0.22612 | -0.10521 | Residential |  | Winter Only | [5 empty] | 10 | 0.78 |  |  |  | 1 | 1 | 0 | 0 | 0 | 0 | 0 | 0 | 0 | 0 | 0 | 0 | 2009 Qtr 1: 0; 2009 Qtr 2: 0; 2009 Qtr 3: 0; 2009 Qtr 4: 1; 2010 Qtr 1: 0; 2010 Qtr 2: 0; 2010 Qtr 3: 0; 2010 Qtr 4: 0; 2011 Qtr 1: 0; 2011 Qtr 2: 0; 2011 Qtr 3: 0; 2011 Qtr 4: 0 | 1
SDGE3043_KEM_3PKEMAHVACTraining,InstallationandMaint. | 267042-Residential Condensor Coil Cleaning Resid MF CZ10 VintAll |  | System | Residential | 13-MFM-ResidentialMulti-family-SP_COOL | 0 |  |  |  |  | 50 | 50 | 0 | 0 | 0 | 0 | 180 |  | kWh | 0.2376 | 0 | Residential | [7 empty] | 3 | 0.78 |  |  |  | 1 | 1 | 0 | 0 | 0 | 0 | 0 | 0 | 0 | 0 | 0 | 0 | 2009 Qtr 1: 0; 2009 Qtr 2: 0; 2009 Qtr 3: 0; 2009 Qtr 4: 1; 2010 Qtr 1: 0; 2010 Qtr 2: 0; 2010 Qtr 3: 0; 2010 Qtr 4: 0; 2011 Qtr 1: 0; 2011 Qtr 2: 0; 2011 Qtr 3: 0; 2011 Qtr 4: 0 | 1
SDGE3043_KEM_3PKEMAHVACTraining,InstallationandMaint. | 267042-Residential Condensor Coil Cleaning Resid MF CZ10 VintAll |  | System | Residential | 13-MFM-ResidentialMulti-family-SP_COOL | 0 |  |  |  |  | 50 | 50 | 0 | 0 | 0 | 0 | 180 |  | kWh | 0.2376 | 0 | Residential | [7 empty] | 3 | 0.78 |  |  |  | 1 | 1 | 0 | 0 | 0 | 0 | 0 | 0 | 0 | 0 | 0 | 0 | 2009 Qtr 1: 0; 2009 Qtr 2: 0; 2009 Qtr 3: 0; 2009 Qtr 4: 1; 2010 Qtr 1: 0; 2010 Qtr 2: 0; 2010 Qtr 3: 0; 2010 Qtr 4: 0; 2011 Qtr 1: 0; 2011 Qtr 2: 0; 2011 Qtr 3: 0; 2011 Qtr 4: 0 | 1
SDGE3043_KEM_3PKEMAHVACTraining,InstallationandMaint. | 267033-High Refrigerant Charge Adjustment (>= ±20% rated charge) Resid MF CZ10 Vint04 |  | System | Residential | 13-MFM-ResidentialMulti-family-SP_COOL | 0 |  |  |  |  | 66.33 | 53 | 0 | 0 | 0 | 13.33 | 171.246 |  | kWh | 0.22612 | -0.10521 | Residential |  | Winter Only | [5 empty] | 10 | 0.78 |  |  |  | 1 | 2 | 0 | 0 | 0 | 0 | 0 | 0 | 0 | 0 | 0 | 0 | 2009 Qtr 1: 0; 2009 Qtr 2: 0; 2009 Qtr 3: 0; 2009 Qtr 4: 2; 2010 Qtr 1: 0; 2010 Qtr 2: 0; 2010 Qtr 3: 0; 2010 Qtr 4: 0; 2011 Qtr 1: 0; 2011 Qtr 2: 0; 2011 Qtr 3: 0; 2011 Qtr 4: 0 | 2
SDGE3043_KEM_3PKEMAHVACTraining,InstallationandMaint. | 267042-Residential Condensor Coil Cleaning Resid MF CZ10 VintAll |  | System | Residential | 13-MFM-ResidentialMulti-family-SP_COOL | 0 |  |  |  |  | 50 | 50 | 0 | 0 | 0 | 0 | 180 |  | kWh | 0.2376 | 0 | Residential | [7 empty] | 3 | 0.78 |  |  |  | 1 | 1 | 0 | 0 | 0 | 0 | 0 | 0 | 0 | 0 | 0 | 0 | 2009 Qtr 1: 0; 2009 Qtr 2: 0; 2009 Qtr 3: 0; 2009 Qtr 4: 1; 2010 Qtr 1: 0; 2010 Qtr 2: 0; 2010 Qtr 3: 0; 2010 Qtr 4: 0; 2011 Qtr 1: 0; 2011 Qtr 2: 0; 2011 Qtr 3: 0; 2011 Qtr 4: 0 | 1
SDGE3043_KEM_3PKEMAHVACTraining,InstallationandMaint. | 267033-High Refrigerant Charge Adjustment (>= ±20% rated charge) Resid MF CZ10 Vint04 |  | System | Residential | 13-MFM-ResidentialMulti-family-SP_COOL | 0 |  |  |  |  | 66.33 | 53 | 0 | 0 | 0 | 13.33 | 171.246 |  | kWh | 0.22612 | -0.10521 | Residential |  | Winter Only | [5 empty] | 10 | 0.78 |  |  |  | 1 | 2 | 0 | 0 | 0 | 0 | 0 | 0 | 0 | 0 | 0 | 0 | 2009 Qtr 1: 0; 2009 Qtr 2: 0; 2009 Qtr 3: 0; 2009 Qtr 4: 2; 2010 Qtr 1: 0; 2010 Qtr 2: 0; 2010 Qtr 3: 0; 2010 Qtr 4: 0; 2011 Qtr 1: 0; 2011 Qtr 2: 0; 2011 Qtr 3: 0; 2011 Qtr 4: 0 | 2
SDGE3043_KEM_3PKEMAHVACTraining,InstallationandMaint. | 267042-Residential Condensor Coil Cleaning Resid MF CZ10 VintAll |  | System | Residential | 13-MFM-ResidentialMulti-family-SP_COOL | 0 |  |  |  |  | 50 | 50 | 0 | 0 | 0 | 0 | 180 |  | kWh | 0.2376 | 0 | Residential | [7 empty] | 3 | 0.78 |  |  |  | 1 | 1 | 0 | 0 | 0 | 0 | 0 | 0 | 0 | 0 | 0 | 0 | 2009 Qtr 1: 0; 2009 Qtr 2: 0; 2009 Qtr 3: 0; 2009 Qtr 4: 1; 2010 Qtr 1: 0; 2010 Qtr 2: 0; 2010 Qtr 3: 0; 2010 Qtr 4: 0; 2011 Qtr 1: 0; 2011 Qtr 2: 0; 2011 Qtr 3: 0; 2011 Qtr 4: 0 | 1
SDGE3043_KEM_3PKEMAHVACTraining,InstallationandMaint. | 267033-High Refrigerant Charge Adjustment (>= ±20% rated charge) Resid MF CZ10 Vint04 |  | System | Residential | 13-MFM-ResidentialMulti-family-SP_COOL | 0 |  |  |  |  | 66.33 | 53 | 0 | 0 | 0 | 13.33 | 171.246 |  | kWh | 0.22612 | -0.10521 | Residential |  | Winter Only | [5 empty] | 10 | 0.78 |  |  |  | 1 | 2 | 0 | 0 | 0 | 0 | 0 | 0 | 0 | 0 | 0 | 0 | 2009 Qtr 1: 0; 2009 Qtr 2: 0; 2009 Qtr 3: 0; 2009 Qtr 4: 2; 2010 Qtr 1: 0; 2010 Qtr 2: 0; 2010 Qtr 3: 0; 2010 Qtr 4: 0; 2011 Qtr 1: 0; 2011 Qtr 2: 0; 2011 Qtr 3: 0; 2011 Qtr 4: 0 | 2
SDGE3043_KEM_3PKEMAHVACTraining,InstallationandMaint. | 267042-Residential Condensor Coil Cleaning Resid MF CZ10 VintAll |  | System | Residential | 13-MFM-ResidentialMulti-family-SP_COOL | 0 |  |  |  |  | 50 | 50 | 0 | 0 | 0 | 0 | 180 |  | kWh | 0.2376 | 0 | Residential | [7 empty] | 3 | 0.78 |  |  |  | 1 | 1 | 0 | 0 | 0 | 0 | 0 | 0 | 0 | 0 | 0 | 0 | 2009 Qtr 1: 0; 2009 Qtr 2: 0; 2009 Qtr 3: 0; 2009 Qtr 4: 1; 2010 Qtr 1: 0; 2010 Qtr 2: 0; 2010 Qtr 3: 0; 2010 Qtr 4: 0; 2011 Qtr 1: 0; 2011 Qtr 2: 0; 2011 Qtr 3: 0; 2011 Qtr 4: 0 | 1
SDGE3043_KEM_3PKEMAHVACTraining,InstallationandMaint. | 267033-High Refrigerant Charge Adjustment (>= ±20% rated charge) Resid MF CZ10 Vint04 |  | System | Residential | 13-MFM-ResidentialMulti-family-SP_COOL | 0 |  |  |  |  | 66.33 | 53 | 0 | 0 | 0 | 13.33 | 171.246 |  | kWh | 0.22612 | -0.10521 | Residential |  | Winter Only | [5 empty] | 10 | 0.78 |  |  |  | 1 | 2 | 0 | 0 | 0 | 0 | 0 | 0 | 0 | 0 | 0 | 0 | 2009 Qtr 1: 0; 2009 Qtr 2: 0; 2009 Qtr 3: 0; 2009 Qtr 4: 2; 2010 Qtr 1: 0; 2010 Qtr 2: 0; 2010 Qtr 3: 0; 2010 Qtr 4: 0; 2011 Qtr 1: 0; 2011 Qtr 2: 0; 2011 Qtr 3: 0; 2011 Qtr 4: 0 | 2
SDGE3043_KEM_3PKEMAHVACTraining,InstallationandMaint. | 267042-Residential Condensor Coil Cleaning Resid MF CZ10 VintAll |  | System | Residential | 13-MFM-ResidentialMulti-family-SP_COOL | 0 |  |  |  |  | 50 | 50 | 0 | 0 | 0 | 0 | 180 |  | kWh | 0.2376 | 0 | Residential | [7 empty] | 3 | 0.78 |  |  |  | 1 | 1 | 0 | 0 | 0 | 0 | 0 | 0 | 0 | 0 | 0 | 0 | 2009 Qtr 1: 0; 2009 Qtr 2: 0; 2009 Qtr 3: 0; 2009 Qtr 4: 1; 2010 Qtr 1: 0; 2010 Qtr 2: 0; 2010 Qtr 3: 0; 2010 Qtr 4: 0; 2011 Qtr 1: 0; 2011 Qtr 2: 0; 2011 Qtr 3: 0; 2011 Qtr 4: 0 | 1
SDGE3043_KEM_3PKEMAHVACTraining,InstallationandMaint. | 267033-High Refrigerant Charge Adjustment (>= ±20% rated charge) Resid MF CZ10 Vint04 |  | System | Residential | 13-MFM-ResidentialMulti-family-SP_COOL | 0 |  |  |  |  | 66.33 | 53 | 0 | 0 | 0 | 13.33 | 171.246 |  | kWh | 0.22612 | -0.10521 | Residential |  | Winter Only | [5 empty] | 10 | 0.78 |  |  |  | 1 | 2 | 0 | 0 | 0 | 0 | 0 | 0 | 0 | 0 | 0 | 0 | 2009 Qtr 1: 0; 2009 Qtr 2: 0; 2009 Qtr 3: 0; 2009 Qtr 4: 2; 2010 Qtr 1: 0; 2010 Qtr 2: 0; 2010 Qtr 3: 0; 2010 Qtr 4: 0; 2011 Qtr 1: 0; 2011 Qtr 2: 0; 2011 Qtr 3: 0; 2011 Qtr 4: 0 | 2
SDGE3043_KEM_3PKEMAHVACTraining,InstallationandMaint. | 267042-Residential Condensor Coil Cleaning Resid MF CZ10 VintAll |  | System | Residential | 13-MFM-ResidentialMulti-family-SP_COOL | 0 |  |  |  |  | 50 | 50 | 0 | 0 | 0 | 0 | 180 |  | kWh | 0.2376 | 0 | Residential | [7 empty] | 3 | 0.78 |  |  |  | 1 | 1 | 0 | 0 | 0 | 0 | 0 | 0 | 0 | 0 | 0 | 0 | 2009 Qtr 1: 0; 2009 Qtr 2: 0; 2009 Qtr 3: 0; 2009 Qtr 4: 1; 2010 Qtr 1: 0; 2010 Qtr 2: 0; 2010 Qtr 3: 0; 2010 Qtr 4: 0; 2011 Qtr 1: 0; 2011 Qtr 2: 0; 2011 Qtr 3: 0; 2011 Qtr 4: 0 | 1
SDGE3043_KEM_3PKEMAHVACTraining,InstallationandMaint. | 267033-High Refrigerant Charge Adjustment (>= ±20% rated charge) Resid MF CZ10 Vint04 |  | System | Residential | 13-MFM-ResidentialMulti-family-SP_COOL | 0 |  |  |  |  | 66.33 | 79.5 | 0 | 0 | 0 | -13.17 | 171.246 |  | kWh | 0.22612 | -0.10521 | Residential |  | Winter Only | [5 empty] | 10 | 0.78 |  |  |  | 1 | 1 | 0 | 0 | 0 | 0 | 0 | 0 | 0 | 0 | 0 | 0 | 2009 Qtr 1: 0; 2009 Qtr 2: 0; 2009 Qtr 3: 0; 2009 Qtr 4: 1; 2010 Qtr 1: 0; 2010 Qtr 2: 0; 2010 Qtr 3: 0; 2010 Qtr 4: 0; 2011 Qtr 1: 0; 2011 Qtr 2: 0; 2011 Qtr 3: 0; 2011 Qtr 4: 0 | 1
SDGE3043_KEM_3PKEMAHVACTraining,InstallationandMaint. | 267042-Residential Condensor Coil Cleaning Resid MF CZ10 VintAll |  | System | Residential | 13-MFM-ResidentialMulti-family-SP_COOL | 0 |  |  |  |  | 50 | 50 | 0 | 0 | 0 | 0 | 180 |  | kWh | 0.2376 | 0 | Residential | [7 empty] | 3 | 0.78 |  |  |  | 1 | 1 | 0 | 0 | 0 | 0 | 0 | 0 | 0 | 0 | 0 | 0 | 2009 Qtr 1: 0; 2009 Qtr 2: 0; 2009 Qtr 3: 0; 2009 Qtr 4: 1; 2010 Qtr 1: 0; 2010 Qtr 2: 0; 2010 Qtr 3: 0; 2010 Qtr 4: 0; 2011 Qtr 1: 0; 2011 Qtr 2: 0; 2011 Qtr 3: 0; 2011 Qtr 4: 0 | 1
SDGE3043_KEM_3PKEMAHVACTraining,InstallationandMaint. | 267033-High Refrigerant Charge Adjustment (>= ±20% rated charge) Resid MF CZ10 Vint04 |  | System | Residential | 13-MFM-ResidentialMulti-family-SP_COOL | 0 |  |  |  |  | 66.33 | 79.5 | 0 | 0 | 0 | -13.17 | 171.246 |  | kWh | 0.22612 | -0.10521 | Residential |  | Winter Only | [5 empty] | 10 | 0.78 |  |  |  | 1 | 1 | 0 | 0 | 0 | 0 | 0 | 0 | 0 | 0 | 0 | 0 | 2009 Qtr 1: 0; 2009 Qtr 2: 0; 2009 Qtr 3: 0; 2009 Qtr 4: 1; 2010 Qtr 1: 0; 2010 Qtr 2: 0; 2010 Qtr 3: 0; 2010 Qtr 4: 0; 2011 Qtr 1: 0; 2011 Qtr 2: 0; 2011 Qtr 3: 0; 2011 Qtr 4: 0 | 1
SDGE3043_KEM_3PKEMAHVACTraining,InstallationandMaint. | 267042-Residential Condensor Coil Cleaning Resid MF CZ10 VintAll |  | System | Residential | 13-MFM-ResidentialMulti-family-SP_COOL | 0 |  |  |  |  | 50 | 50 | 0 | 0 | 0 | 0 | 180 |  | kWh | 0.2376 | 0 | Residential | [7 empty] | 3 | 0.78 |  |  |  | 1 | 1 | 0 | 0 | 0 | 0 | 0 | 0 | 0 | 0 | 0 | 0 | 2009 Qtr 1: 0; 2009 Qtr 2: 0; 2009 Qtr 3: 0; 2009 Qtr 4: 1; 2010 Qtr 1: 0; 2010 Qtr 2: 0; 2010 Qtr 3: 0; 2010 Qtr 4: 0; 2011 Qtr 1: 0; 2011 Qtr 2: 0; 2011 Qtr 3: 0; 2011 Qtr 4: 0 | 1
SDGE3043_KEM_3PKEMAHVACTraining,InstallationandMaint. | 267033-High Refrigerant Charge Adjustment (>= ±20% rated charge) Resid MF CZ10 Vint04 |  | System | Residential | 13-MFM-ResidentialMulti-family-SP_COOL | 0 |  |  |  |  | 66.33 | 79.5 | 0 | 0 | 0 | -13.17 | 171.246 |  | kWh | 0.22612 | -0.10521 | Residential |  | Winter Only | [5 empty] | 10 | 0.78 |  |  |  | 1 | 1 | 0 | 0 | 0 | 0 | 0 | 0 | 0 | 0 | 0 | 0 | 2009 Qtr 1: 0; 2009 Qtr 2: 0; 2009 Qtr 3: 0; 2009 Qtr 4: 1; 2010 Qtr 1: 0; 2010 Qtr 2: 0; 2010 Qtr 3: 0; 2010 Qtr 4: 0; 2011 Qtr 1: 0; 2011 Qtr 2: 0; 2011 Qtr 3: 0; 2011 Qtr 4: 0 | 1
SDGE3043_KEM_3PKEMAHVACTraining,InstallationandMaint. | 267042-Residential Condensor Coil Cleaning Resid MF CZ10 VintAll |  | System | Residential | 13-MFM-ResidentialMulti-family-SP_COOL | 0 |  |  |  |  | 50 | 50 | 0 | 0 | 0 | 0 | 180 |  | kWh | 0.2376 | 0 | Residential | [7 empty] | 3 | 0.78 |  |  |  | 1 | 1 | 0 | 0 | 0 | 0 | 0 | 0 | 0 | 0 | 0 | 0 | 2009 Qtr 1: 0; 2009 Qtr 2: 0; 2009 Qtr 3: 0; 2009 Qtr 4: 1; 2010 Qtr 1: 0; 2010 Qtr 2: 0; 2010 Qtr 3: 0; 2010 Qtr 4: 0; 2011 Qtr 1: 0; 2011 Qtr 2: 0; 2011 Qtr 3: 0; 2011 Qtr 4: 0 | 1
SDGE3043_KEM_3PKEMAHVACTraining,InstallationandMaint. | 267033-High Refrigerant Charge Adjustment (>= ±20% rated charge) Resid MF CZ10 Vint04 |  | System | Residential | 13-MFM-ResidentialMulti-family-SP_COOL | 0 |  |  |  |  | 66.33 | 79.5 | 0 | 0 | 0 | -13.17 | 171.246 |  | kWh | 0.22612 | -0.10521 | Residential |  | Winter Only | [5 empty] | 10 | 0.78 |  |  |  | 1 | 1 | 0 | 0 | 0 | 0 | 0 | 0 | 0 | 0 | 0 | 0 | 2009 Qtr 1: 0; 2009 Qtr 2: 0; 2009 Qtr 3: 0; 2009 Qtr 4: 1; 2010 Qtr 1: 0; 2010 Qtr 2: 0; 2010 Qtr 3: 0; 2010 Qtr 4: 0; 2011 Qtr 1: 0; 2011 Qtr 2: 0; 2011 Qtr 3: 0; 2011 Qtr 4: 0 | 1
SDGE3043_KEM_3PKEMAHVACTraining,InstallationandMaint. | 267042-Residential Condensor Coil Cleaning Resid MF CZ10 VintAll |  | System | Residential | 13-MFM-ResidentialMulti-family-SP_COOL | 0 |  |  |  |  | 50 | 50 | 0 | 0 | 0 | 0 | 180 |  | kWh | 0.2376 | 0 | Residential | [7 empty] | 3 | 0.78 |  |  |  | 1 | 1 | 0 | 0 | 0 | 0 | 0 | 0 | 0 | 0 | 0 | 0 | 2009 Qtr 1: 0; 2009 Qtr 2: 0; 2009 Qtr 3: 0; 2009 Qtr 4: 1; 2010 Qtr 1: 0; 2010 Qtr 2: 0; 2010 Qtr 3: 0; 2010 Qtr 4: 0; 2011 Qtr 1: 0; 2011 Qtr 2: 0; 2011 Qtr 3: 0; 2011 Qtr 4: 0 | 1
SDGE3043_KEM_3PKEMAHVACTraining,InstallationandMaint. | 267033-High Refrigerant Charge Adjustment (>= ±20% rated charge) Resid MF CZ10 Vint04 |  | System | Residential | 13-MFM-ResidentialMulti-family-SP_COOL | 0 |  |  |  |  | 66.33 | 79.5 | 0 | 0 | 0 | -13.17 | 171.246 |  | kWh | 0.22612 | -0.10521 | Residential |  | Winter Only | [5 empty] | 10 | 0.78 |  |  |  | 1 | 1 | 0 | 0 | 0 | 0 | 0 | 0 | 0 | 0 | 0 | 0 | 2009 Qtr 1: 0; 2009 Qtr 2: 0; 2009 Qtr 3: 0; 2009 Qtr 4: 1; 2010 Qtr 1: 0; 2010 Qtr 2: 0; 2010 Qtr 3: 0; 2010 Qtr 4: 0; 2011 Qtr 1: 0; 2011 Qtr 2: 0; 2011 Qtr 3: 0; 2011 Qtr 4: 0 | 1
SDGE3043_KEM_3PKEMAHVACTraining,InstallationandMaint. | 267042-Residential Condensor Coil Cleaning Resid MF CZ10 VintAll |  | System | Residential | 13-MFM-ResidentialMulti-family-SP_COOL | 0 |  |  |  |  | 50 | 50 | 0 | 0 | 0 | 0 | 180 |  | kWh | 0.2376 | 0 | Residential | [7 empty] | 3 | 0.78 |  |  |  | 1 | 1 | 0 | 0 | 0 | 0 | 0 | 0 | 0 | 0 | 0 | 0 | 2009 Qtr 1: 0; 2009 Qtr 2: 0; 2009 Qtr 3: 0; 2009 Qtr 4: 1; 2010 Qtr 1: 0; 2010 Qtr 2: 0; 2010 Qtr 3: 0; 2010 Qtr 4: 0; 2011 Qtr 1: 0; 2011 Qtr 2: 0; 2011 Qtr 3: 0; 2011 Qtr 4: 0 | 1
SDGE3043_KEM_3PKEMAHVACTraining,InstallationandMaint. | 267033-High Refrigerant Charge Adjustment (>= ±20% rated charge) Resid MF CZ10 Vint04 |  | System | Residential | 13-MFM-ResidentialMulti-family-SP_COOL | 0 |  |  |  |  | 66.33 | 79.5 | 0 | 0 | 0 | -13.17 | 171.246 |  | kWh | 0.22612 | -0.10521 | Residential |  | Winter Only | [5 empty] | 10 | 0.78 |  |  |  | 1 | 1 | 0 | 0 | 0 | 0 | 0 | 0 | 0 | 0 | 0 | 0 | 2009 Qtr 1: 0; 2009 Qtr 2: 0; 2009 Qtr 3: 0; 2009 Qtr 4: 1; 2010 Qtr 1: 0; 2010 Qtr 2: 0; 2010 Qtr 3: 0; 2010 Qtr 4: 0; 2011 Qtr 1: 0; 2011 Qtr 2: 0; 2011 Qtr 3: 0; 2011 Qtr 4: 0 | 1
SDGE3043_KEM_3PKEMAHVACTraining,InstallationandMaint. | 267042-Residential Condensor Coil Cleaning Resid MF CZ10 VintAll |  | System | Residential | 13-MFM-ResidentialMulti-family-SP_COOL | 0 |  |  |  |  | 50 | 50 | 0 | 0 | 0 | 0 | 180 |  | kWh | 0.2376 | 0 | Residential | [7 empty] | 3 | 0.78 |  |  |  | 1 | 1 | 0 | 0 | 0 | 0 | 0 | 0 | 0 | 0 | 0 | 0 | 2009 Qtr 1: 0; 2009 Qtr 2: 0; 2009 Qtr 3: 0; 2009 Qtr 4: 1; 2010 Qtr 1: 0; 2010 Qtr 2: 0; 2010 Qtr 3: 0; 2010 Qtr 4: 0; 2011 Qtr 1: 0; 2011 Qtr 2: 0; 2011 Qtr 3: 0; 2011 Qtr 4: 0 | 1
SDGE3043_KEM_3PKEMAHVACTraining,InstallationandMaint. | 267033-High Refrigerant Charge Adjustment (>= ±20% rated charge) Resid MF CZ10 Vint04 |  | System | Residential | 13-MFM-ResidentialMulti-family-SP_COOL | 0 |  |  |  |  | 66.33 | 79.5 | 0 | 0 | 0 | -13.17 | 171.246 |  | kWh | 0.22612 | -0.10521 | Residential |  | Winter Only | [5 empty] | 10 | 0.78 |  |  |  | 1 | 1 | 0 | 0 | 0 | 0 | 0 | 0 | 0 | 0 | 0 | 0 | 2009 Qtr 1: 0; 2009 Qtr 2: 0; 2009 Qtr 3: 0; 2009 Qtr 4: 1; 2010 Qtr 1: 0; 2010 Qtr 2: 0; 2010 Qtr 3: 0; 2010 Qtr 4: 0; 2011 Qtr 1: 0; 2011 Qtr 2: 0; 2011 Qtr 3: 0; 2011 Qtr 4: 0 | 1
SDGE3043_KEM_3PKEMAHVACTraining,InstallationandMaint. | 267042-Residential Condensor Coil Cleaning Resid MF CZ10 VintAll |  | System | Residential | 13-MFM-ResidentialMulti-family-SP_COOL | 0 |  |  |  |  | 50 | 50 | 0 | 0 | 0 | 0 | 180 |  | kWh | 0.2376 | 0 | Residential | [7 empty] | 3 | 0.78 |  |  |  | 1 | 1 | 0 | 0 | 0 | 0 | 0 | 0 | 0 | 0 | 0 | 0 | 2009 Qtr 1: 0; 2009 Qtr 2: 0; 2009 Qtr 3: 0; 2009 Qtr 4: 1; 2010 Qtr 1: 0; 2010 Qtr 2: 0; 2010 Qtr 3: 0; 2010 Qtr 4: 0; 2011 Qtr 1: 0; 2011 Qtr 2: 0; 2011 Qtr 3: 0; 2011 Qtr 4: 0 | 1
SDGE3043_KEM_3PKEMAHVACTraining,InstallationandMaint. | 267033-High Refrigerant Charge Adjustment (>= ±20% rated charge) Resid MF CZ10 Vint04 |  | System | Residential | 13-MFM-ResidentialMulti-family-SP_COOL | 0 |  |  |  |  | 66.33 | 79.5 | 0 | 0 | 0 | -13.17 | 171.246 |  | kWh | 0.22612 | -0.10521 | Residential |  | Winter Only | [5 empty] | 10 | 0.78 |  |  |  | 1 | 1 | 0 | 0 | 0 | 0 | 0 | 0 | 0 | 0 | 0 | 0 | 2009 Qtr 1: 0; 2009 Qtr 2: 0; 2009 Qtr 3: 0; 2009 Qtr 4: 1; 2010 Qtr 1: 0; 2010 Qtr 2: 0; 2010 Qtr 3: 0; 2010 Qtr 4: 0; 2011 Qtr 1: 0; 2011 Qtr 2: 0; 2011 Qtr 3: 0; 2011 Qtr 4: 0 | 1
SDGE3043_KEM_3PKEMAHVACTraining,InstallationandMaint. | 267042-Residential Condensor Coil Cleaning Resid MF CZ10 VintAll |  | System | Residential | 13-MFM-ResidentialMulti-family-SP_COOL | 0 |  |  |  |  | 50 | 50 | 0 | 0 | 0 | 0 | 180 |  | kWh | 0.2376 | 0 | Residential | [7 empty] | 3 | 0.78 |  |  |  | 1 | 1 | 0 | 0 | 0 | 0 | 0 | 0 | 0 | 0 | 0 | 0 | 2009 Qtr 1: 0; 2009 Qtr 2: 0; 2009 Qtr 3: 0; 2009 Qtr 4: 1; 2010 Qtr 1: 0; 2010 Qtr 2: 0; 2010 Qtr 3: 0; 2010 Qtr 4: 0; 2011 Qtr 1: 0; 2011 Qtr 2: 0; 2011 Qtr 3: 0; 2011 Qtr 4: 0 | 1
SDGE3043_KEM_3PKEMAHVACTraining,InstallationandMaint. | 267033-High Refrigerant Charge Adjustment (>= ±20% rated charge) Resid MF CZ10 Vint04 |  | System | Residential | 13-MFM-ResidentialMulti-family-SP_COOL | 0 |  |  |  |  | 66.33 | 79.5 | 0 | 0 | 0 | -13.17 | 171.246 |  | kWh | 0.22612 | -0.10521 | Residential |  | Winter Only | [5 empty] | 10 | 0.78 |  |  |  | 1 | 1 | 0 | 0 | 0 | 0 | 0 | 0 | 0 | 0 | 0 | 0 | 2009 Qtr 1: 0; 2009 Qtr 2: 0; 2009 Qtr 3: 0; 2009 Qtr 4: 1; 2010 Qtr 1: 0; 2010 Qtr 2: 0; 2010 Qtr 3: 0; 2010 Qtr 4: 0; 2011 Qtr 1: 0; 2011 Qtr 2: 0; 2011 Qtr 3: 0; 2011 Qtr 4: 0 | 1
SDGE3043_KEM_3PKEMAHVACTraining,InstallationandMaint. | 267042-Residential Condensor Coil Cleaning Resid MF CZ10 VintAll |  | System | Residential | 13-MFM-ResidentialMulti-family-SP_COOL | 0 |  |  |  |  | 50 | 50 | 0 | 0 | 0 | 0 | 180 |  | kWh | 0.2376 | 0 | Residential | [7 empty] | 3 | 0.78 |  |  |  | 1 | 1 | 0 | 0 | 0 | 0 | 0 | 0 | 0 | 0 | 0 | 0 | 2009 Qtr 1: 0; 2009 Qtr 2: 0; 2009 Qtr 3: 0; 2009 Qtr 4: 1; 2010 Qtr 1: 0; 2010 Qtr 2: 0; 2010 Qtr 3: 0; 2010 Qtr 4: 0; 2011 Qtr 1: 0; 2011 Qtr 2: 0; 2011 Qtr 3: 0; 2011 Qtr 4: 0 | 1
SDGE3043_KEM_3PKEMAHVACTraining,InstallationandMaint. | 267033-High Refrigerant Charge Adjustment (>= ±20% rated charge) Resid MF CZ10 Vint04 |  | System | Residential | 13-MFM-ResidentialMulti-family-SP_COOL | 0 |  |  |  |  | 66.33 | 79.5 | 0 | 0 | 0 | -13.17 | 171.246 |  | kWh | 0.22612 | -0.10521 | Residential |  | Winter Only | [5 empty] | 10 | 0.78 |  |  |  | 1 | 1 | 0 | 0 | 0 | 0 | 0 | 0 | 0 | 0 | 0 | 0 | 2009 Qtr 1: 0; 2009 Qtr 2: 0; 2009 Qtr 3: 0; 2009 Qtr 4: 1; 2010 Qtr 1: 0; 2010 Qtr 2: 0; 2010 Qtr 3: 0; 2010 Qtr 4: 0; 2011 Qtr 1: 0; 2011 Qtr 2: 0; 2011 Qtr 3: 0; 2011 Qtr 4: 0 | 1
SDGE3043_KEM_3PKEMAHVACTraining,InstallationandMaint. | 267042-Residential Condensor Coil Cleaning Resid MF CZ10 VintAll |  | System | Residential | 13-MFM-ResidentialMulti-family-SP_COOL | 0 |  |  |  |  | 50 | 50 | 0 | 0 | 0 | 0 | 180 |  | kWh | 0.2376 | 0 | Residential | [7 empty] | 3 | 0.78 |  |  |  | 1 | 1 | 0 | 0 | 0 | 0 | 0 | 0 | 0 | 0 | 0 | 0 | 2009 Qtr 1: 0; 2009 Qtr 2: 0; 2009 Qtr 3: 0; 2009 Qtr 4: 1; 2010 Qtr 1: 0; 2010 Qtr 2: 0; 2010 Qtr 3: 0; 2010 Qtr 4: 0; 2011 Qtr 1: 0; 2011 Qtr 2: 0; 2011 Qtr 3: 0; 2011 Qtr 4: 0 | 1
SDGE3043_KEM_3PKEMAHVACTraining,InstallationandMaint. | 267033-High Refrigerant Charge Adjustment (>= ±20% rated charge) Resid MF CZ10 Vint04 |  | System | Residential | 13-MFM-ResidentialMulti-family-SP_COOL | 0 |  |  |  |  | 66.33 | 79.5 | 0 | 0 | 0 | -13.17 | 171.246 |  | kWh | 0.22612 | -0.10521 | Residential |  | Winter Only | [5 empty] | 10 | 0.78 |  |  |  | 1 | 1 | 0 | 0 | 0 | 0 | 0 | 0 | 0 | 0 | 0 | 0 | 2009 Qtr 1: 0; 2009 Qtr 2: 0; 2009 Qtr 3: 0; 2009 Qtr 4: 1; 2010 Qtr 1: 0; 2010 Qtr 2: 0; 2010 Qtr 3: 0; 2010 Qtr 4: 0; 2011 Qtr 1: 0; 2011 Qtr 2: 0; 2011 Qtr 3: 0; 2011 Qtr 4: 0 | 1
SDGE3043_KEM_3PKEMAHVACTraining,InstallationandMaint. | 267042-Residential Condensor Coil Cleaning Resid MF CZ10 VintAll |  | System | Residential | 13-MFM-ResidentialMulti-family-SP_COOL | 0 |  |  |  |  | 50 | 50 | 0 | 0 | 0 | 0 | 180 |  | kWh | 0.2376 | 0 | Residential | [7 empty] | 3 | 0.78 |  |  |  | 1 | 1 | 0 | 0 | 0 | 0 | 0 | 0 | 0 | 0 | 0 | 0 | 2009 Qtr 1: 0; 2009 Qtr 2: 0; 2009 Qtr 3: 0; 2009 Qtr 4: 1; 2010 Qtr 1: 0; 2010 Qtr 2: 0; 2010 Qtr 3: 0; 2010 Qtr 4: 0; 2011 Qtr 1: 0; 2011 Qtr 2: 0; 2011 Qtr 3: 0; 2011 Qtr 4: 0 | 1
SDGE3043_KEM_3PKEMAHVACTraining,InstallationandMaint. | 267033-High Refrigerant Charge Adjustment (>= ±20% rated charge) Resid MF CZ10 Vint04 |  | System | Residential | 13-MFM-ResidentialMulti-family-SP_COOL | 0 |  |  |  |  | 66.33 | 79.5 | 0 | 0 | 0 | -13.17 | 171.246 |  | kWh | 0.22612 | -0.10521 | Residential |  | Winter Only | [5 empty] | 10 | 0.78 |  |  |  | 1 | 1 | 0 | 0 | 0 | 0 | 0 | 0 | 0 | 0 | 0 | 0 | 2009 Qtr 1: 0; 2009 Qtr 2: 0; 2009 Qtr 3: 0; 2009 Qtr 4: 1; 2010 Qtr 1: 0; 2010 Qtr 2: 0; 2010 Qtr 3: 0; 2010 Qtr 4: 0; 2011 Qtr 1: 0; 2011 Qtr 2: 0; 2011 Qtr 3: 0; 2011 Qtr 4: 0 | 1
SDGE3043_KEM_3PKEMAHVACTraining,InstallationandMaint. | 267042-Residential Condensor Coil Cleaning Resid MF CZ10 VintAll |  | System | Residential | 13-MFM-ResidentialMulti-family-SP_COOL | 0 |  |  |  |  | 50 | 50 | 0 | 0 | 0 | 0 | 180 |  | kWh | 0.2376 | 0 | Residential | [7 empty] | 3 | 0.78 |  |  |  | 1 | 1 | 0 | 0 | 0 | 0 | 0 | 0 | 0 | 0 | 0 | 0 | 2009 Qtr 1: 0; 2009 Qtr 2: 0; 2009 Qtr 3: 0; 2009 Qtr 4: 1; 2010 Qtr 1: 0; 2010 Qtr 2: 0; 2010 Qtr 3: 0; 2010 Qtr 4: 0; 2011 Qtr 1: 0; 2011 Qtr 2: 0; 2011 Qtr 3: 0; 2011 Qtr 4: 0 | 1
SDGE3043_KEM_3PKEMAHVACTraining,InstallationandMaint. | 267033-High Refrigerant Charge Adjustment (>= ±20% rated charge) Resid MF CZ10 Vint04 |  | System | Residential | 13-MFM-ResidentialMulti-family-SP_COOL | 0 |  |  |  |  | 66.33 | 79.5 | 0 | 0 | 0 | -13.17 | 171.246 |  | kWh | 0.22612 | -0.10521 | Residential |  | Winter Only | [5 empty] | 10 | 0.78 |  |  |  | 1 | 1 | 0 | 0 | 0 | 0 | 0 | 0 | 0 | 0 | 0 | 0 | 2009 Qtr 1: 0; 2009 Qtr 2: 0; 2009 Qtr 3: 0; 2009 Qtr 4: 1; 2010 Qtr 1: 0; 2010 Qtr 2: 0; 2010 Qtr 3: 0; 2010 Qtr 4: 0; 2011 Qtr 1: 0; 2011 Qtr 2: 0; 2011 Qtr 3: 0; 2011 Qtr 4: 0 | 1
SDGE3043_KEM_3PKEMAHVACTraining,InstallationandMaint. | 267042-Residential Condensor Coil Cleaning Resid MF CZ10 VintAll |  | System | Residential | 13-MFM-ResidentialMulti-family-SP_COOL | 0 |  |  |  |  | 50 | 50 | 0 | 0 | 0 | 0 | 180 |  | kWh | 0.2376 | 0 | Residential | [7 empty] | 3 | 0.78 |  |  |  | 1 | 1 | 0 | 0 | 0 | 0 | 0 | 0 | 0 | 0 | 0 | 0 | 2009 Qtr 1: 0; 2009 Qtr 2: 0; 2009 Qtr 3: 0; 2009 Qtr 4: 1; 2010 Qtr 1: 0; 2010 Qtr 2: 0; 2010 Qtr 3: 0; 2010 Qtr 4: 0; 2011 Qtr 1: 0; 2011 Qtr 2: 0; 2011 Qtr 3: 0; 2011 Qtr 4: 0 | 1
SDGE3043_KEM_3PKEMAHVACTraining,InstallationandMaint. | 267033-High Refrigerant Charge Adjustment (>= ±20% rated charge) Resid MF CZ10 Vint04 |  | System | Residential | 13-MFM-ResidentialMulti-family-SP_COOL | 0 |  |  |  |  | 66.33 | 79.5 | 0 | 0 | 0 | -13.17 | 171.246 |  | kWh | 0.22612 | -0.10521 | Residential |  | Winter Only | [5 empty] | 10 | 0.78 |  |  |  | 1 | 1 | 0 | 0 | 0 | 0 | 0 | 0 | 0 | 0 | 0 | 0 | 2009 Qtr 1: 0; 2009 Qtr 2: 0; 2009 Qtr 3: 0; 2009 Qtr 4: 1; 2010 Qtr 1: 0; 2010 Qtr 2: 0; 2010 Qtr 3: 0; 2010 Qtr 4: 0; 2011 Qtr 1: 0; 2011 Qtr 2: 0; 2011 Qtr 3: 0; 2011 Qtr 4: 0 | 1
SDGE3043_KEM_3PKEMAHVACTraining,InstallationandMaint. | 267042-Residential Condensor Coil Cleaning Resid MF CZ10 VintAll |  | System | Residential | 13-MFM-ResidentialMulti-family-SP_COOL | 0 |  |  |  |  | 50 | 50 | 0 | 0 | 0 | 0 | 180 |  | kWh | 0.2376 | 0 | Residential | [7 empty] | 3 | 0.78 |  |  |  | 1 | 1 | 0 | 0 | 0 | 0 | 0 | 0 | 0 | 0 | 0 | 0 | 2009 Qtr 1: 0; 2009 Qtr 2: 0; 2009 Qtr 3: 0; 2009 Qtr 4: 1; 2010 Qtr 1: 0; 2010 Qtr 2: 0; 2010 Qtr 3: 0; 2010 Qtr 4: 0; 2011 Qtr 1: 0; 2011 Qtr 2: 0; 2011 Qtr 3: 0; 2011 Qtr 4: 0 | 1
SDGE3043_KEM_3PKEMAHVACTraining,InstallationandMaint. | 267033-High Refrigerant Charge Adjustment (>= ±20% rated charge) Resid MF CZ10 Vint04 |  | System | Residential | 13-MFM-ResidentialMulti-family-SP_COOL | 0 |  |  |  |  | 66.33 | 79.5 | 0 | 0 | 0 | -13.17 | 171.246 |  | kWh | 0.22612 | -0.10521 | Residential |  | Winter Only | [5 empty] | 10 | 0.78 |  |  |  | 1 | 1 | 0 | 0 | 0 | 0 | 0 | 0 | 0 | 0 | 0 | 0 | 2009 Qtr 1: 0; 2009 Qtr 2: 0; 2009 Qtr 3: 0; 2009 Qtr 4: 1; 2010 Qtr 1: 0; 2010 Qtr 2: 0; 2010 Qtr 3: 0; 2010 Qtr 4: 0; 2011 Qtr 1: 0; 2011 Qtr 2: 0; 2011 Qtr 3: 0; 2011 Qtr 4: 0 | 1
SDGE3043_KEM_3PKEMAHVACTraining,InstallationandMaint. | 267042-Residential Condensor Coil Cleaning Resid MF CZ10 VintAll |  | System | Residential | 13-MFM-ResidentialMulti-family-SP_COOL | 0 |  |  |  |  | 50 | 50 | 0 | 0 | 0 | 0 | 180 |  | kWh | 0.2376 | 0 | Residential | [7 empty] | 3 | 0.78 |  |  |  | 1 | 1 | 0 | 0 | 0 | 0 | 0 | 0 | 0 | 0 | 0 | 0 | 2009 Qtr 1: 0; 2009 Qtr 2: 0; 2009 Qtr 3: 0; 2009 Qtr 4: 1; 2010 Qtr 1: 0; 2010 Qtr 2: 0; 2010 Qtr 3: 0; 2010 Qtr 4: 0; 2011 Qtr 1: 0; 2011 Qtr 2: 0; 2011 Qtr 3: 0; 2011 Qtr 4: 0 | 1
SDGE3043_KEM_3PKEMAHVACTraining,InstallationandMaint. | 267033-High Refrigerant Charge Adjustment (>= ±20% rated charge) Resid MF CZ10 Vint04 |  | System | Residential | 13-MFM-ResidentialMulti-family-SP_COOL | 0 |  |  |  |  | 66.33 | 79.5 | 0 | 0 | 0 | -13.17 | 171.246 |  | kWh | 0.22612 | -0.10521 | Residential |  | Winter Only | [5 empty] | 10 | 0.78 |  |  |  | 1 | 1 | 0 | 0 | 0 | 0 | 0 | 0 | 0 | 0 | 0 | 0 | 2009 Qtr 1: 0; 2009 Qtr 2: 0; 2009 Qtr 3: 0; 2009 Qtr 4: 1; 2010 Qtr 1: 0; 2010 Qtr 2: 0; 2010 Qtr 3: 0; 2010 Qtr 4: 0; 2011 Qtr 1: 0; 2011 Qtr 2: 0; 2011 Qtr 3: 0; 2011 Qtr 4: 0 | 1
SDGE3043_KEM_3PKEMAHVACTraining,InstallationandMaint. | 267042-Residential Condensor Coil Cleaning Resid MF CZ10 VintAll |  | System | Residential | 13-MFM-ResidentialMulti-family-SP_COOL | 0 |  |  |  |  | 50 | 50 | 0 | 0 | 0 | 0 | 180 |  | kWh | 0.2376 | 0 | Residential | [7 empty] | 3 | 0.78 |  |  |  | 1 | 1 | 0 | 0 | 0 | 0 | 0 | 0 | 0 | 0 | 0 | 0 | 2009 Qtr 1: 0; 2009 Qtr 2: 0; 2009 Qtr 3: 0; 2009 Qtr 4: 1; 2010 Qtr 1: 0; 2010 Qtr 2: 0; 2010 Qtr 3: 0; 2010 Qtr 4: 0; 2011 Qtr 1: 0; 2011 Qtr 2: 0; 2011 Qtr 3: 0; 2011 Qtr 4: 0 | 1
SDGE3043_KEM_3PKEMAHVACTraining,InstallationandMaint. | 267033-High Refrigerant Charge Adjustment (>= ±20% rated charge) Resid MF CZ10 Vint04 |  | System | Residential | 13-MFM-ResidentialMulti-family-SP_COOL | 0 |  |  |  |  | 66.33 | 53 | 0 | 0 | 0 | 13.33 | 171.246 |  | kWh | 0.22612 | -0.10521 | Residential |  | Winter Only | [5 empty] | 10 | 0.78 |  |  |  | 1 | 2 | 0 | 0 | 0 | 0 | 0 | 0 | 0 | 0 | 0 | 0 | 2009 Qtr 1: 0; 2009 Qtr 2: 0; 2009 Qtr 3: 0; 2009 Qtr 4: 2; 2010 Qtr 1: 0; 2010 Qtr 2: 0; 2010 Qtr 3: 0; 2010 Qtr 4: 0; 2011 Qtr 1: 0; 2011 Qtr 2: 0; 2011 Qtr 3: 0; 2011 Qtr 4: 0 | 2
SDGE3043_KEM_3PKEMAHVACTraining,InstallationandMaint. | 267042-Residential Condensor Coil Cleaning Resid MF CZ10 VintAll |  | System | Residential | 13-MFM-ResidentialMulti-family-SP_COOL | 0 |  |  |  |  | 50 | 50 | 0 | 0 | 0 | 0 | 180 |  | kWh | 0.2376 | 0 | Residential | [7 empty] | 3 | 0.78 |  |  |  | 1 | 1 | 0 | 0 | 0 | 0 | 0 | 0 | 0 | 0 | 0 | 0 | 2009 Qtr 1: 0; 2009 Qtr 2: 0; 2009 Qtr 3: 0; 2009 Qtr 4: 1; 2010 Qtr 1: 0; 2010 Qtr 2: 0; 2010 Qtr 3: 0; 2010 Qtr 4: 0; 2011 Qtr 1: 0; 2011 Qtr 2: 0; 2011 Qtr 3: 0; 2011 Qtr 4: 0 | 1
SDGE3043_KEM_3PKEMAHVACTraining,InstallationandMaint. | 267033-High Refrigerant Charge Adjustment (>= ±20% rated charge) Resid MF CZ10 Vint04 |  | System | Residential | 13-MFM-ResidentialMulti-family-SP_COOL | 0 |  |  |  |  | 66.33 | 53 | 0 | 0 | 0 | 13.33 | 171.246 |  | kWh | 0.22612 | -0.10521 | Residential |  | Winter Only | [5 empty] | 10 | 0.78 |  |  |  | 1 | 2 | 0 | 0 | 0 | 0 | 0 | 0 | 0 | 0 | 0 | 0 | 2009 Qtr 1: 0; 2009 Qtr 2: 0; 2009 Qtr 3: 0; 2009 Qtr 4: 2; 2010 Qtr 1: 0; 2010 Qtr 2: 0; 2010 Qtr 3: 0; 2010 Qtr 4: 0; 2011 Qtr 1: 0; 2011 Qtr 2: 0; 2011 Qtr 3: 0; 2011 Qtr 4: 0 | 2
SDGE3043_KEM_3PKEMAHVACTraining,InstallationandMaint. | 267042-Residential Condensor Coil Cleaning Resid MF CZ10 VintAll |  | System | Residential | 13-MFM-ResidentialMulti-family-SP_COOL | 0 |  |  |  |  | 50 | 50 | 0 | 0 | 0 | 0 | 180 |  | kWh | 0.2376 | 0 | Residential | [7 empty] | 3 | 0.78 |  |  |  | 1 | 1 | 0 | 0 | 0 | 0 | 0 | 0 | 0 | 0 | 0 | 0 | 2009 Qtr 1: 0; 2009 Qtr 2: 0; 2009 Qtr 3: 0; 2009 Qtr 4: 1; 2010 Qtr 1: 0; 2010 Qtr 2: 0; 2010 Qtr 3: 0; 2010 Qtr 4: 0; 2011 Qtr 1: 0; 2011 Qtr 2: 0; 2011 Qtr 3: 0; 2011 Qtr 4: 0 | 1
SDGE3043_KEM_3PKEMAHVACTraining,InstallationandMaint. | 267033-High Refrigerant Charge Adjustment (>= ±20% rated charge) Resid MF CZ10 Vint04 |  | System | Residential | 13-MFM-ResidentialMulti-family-SP_COOL | 0 |  |  |  |  | 66.33 | 79.5 | 0 | 0 | 0 | -13.17 | 171.246 |  | kWh | 0.22612 | -0.10521 | Residential |  | Winter Only | [5 empty] | 10 | 0.78 |  |  |  | 1 | 1 | 0 | 0 | 0 | 0 | 0 | 0 | 0 | 0 | 0 | 0 | 2009 Qtr 1: 0; 2009 Qtr 2: 0; 2009 Qtr 3: 0; 2009 Qtr 4: 1; 2010 Qtr 1: 0; 2010 Qtr 2: 0; 2010 Qtr 3: 0; 2010 Qtr 4: 0; 2011 Qtr 1: 0; 2011 Qtr 2: 0; 2011 Qtr 3: 0; 2011 Qtr 4: 0 | 1
SDGE3043_KEM_3PKEMAHVACTraining,InstallationandMaint. | 267042-Residential Condensor Coil Cleaning Resid MF CZ10 VintAll |  | System | Residential | 13-MFM-ResidentialMulti-family-SP_COOL | 0 |  |  |  |  | 50 | 50 | 0 | 0 | 0 | 0 | 180 |  | kWh | 0.2376 | 0 | Residential | [7 empty] | 3 | 0.78 |  |  |  | 1 | 1 | 0 | 0 | 0 | 0 | 0 | 0 | 0 | 0 | 0 | 0 | 2009 Qtr 1: 0; 2009 Qtr 2: 0; 2009 Qtr 3: 0; 2009 Qtr 4: 1; 2010 Qtr 1: 0; 2010 Qtr 2: 0; 2010 Qtr 3: 0; 2010 Qtr 4: 0; 2011 Qtr 1: 0; 2011 Qtr 2: 0; 2011 Qtr 3: 0; 2011 Qtr 4: 0 | 1
SDGE3043_KEM_3PKEMAHVACTraining,InstallationandMaint. | 267033-High Refrigerant Charge Adjustment (>= ±20% rated charge) Resid MF CZ10 Vint04 |  | System | Residential | 13-MFM-ResidentialMulti-family-SP_COOL | 0 |  |  |  |  | 66.33 | 79.5 | 0 | 0 | 0 | -13.17 | 171.246 |  | kWh | 0.22612 | -0.10521 | Residential |  | Winter Only | [5 empty] | 10 | 0.78 |  |  |  | 1 | 1 | 0 | 0 | 0 | 0 | 0 | 0 | 0 | 0 | 0 | 0 | 2009 Qtr 1: 0; 2009 Qtr 2: 0; 2009 Qtr 3: 0; 2009 Qtr 4: 1; 2010 Qtr 1: 0; 2010 Qtr 2: 0; 2010 Qtr 3: 0; 2010 Qtr 4: 0; 2011 Qtr 1: 0; 2011 Qtr 2: 0; 2011 Qtr 3: 0; 2011 Qtr 4: 0 | 1
SDGE3043_KEM_3PKEMAHVACTraining,InstallationandMaint. | 267042-Residential Condensor Coil Cleaning Resid MF CZ10 VintAll |  | System | Residential | 13-MFM-ResidentialMulti-family-SP_COOL | 0 |  |  |  |  | 50 | 50 | 0 | 0 | 0 | 0 | 180 |  | kWh | 0.2376 | 0 | Residential | [7 empty] | 3 | 0.78 |  |  |  | 1 | 1 | 0 | 0 | 0 | 0 | 0 | 0 | 0 | 0 | 0 | 0 | 2009 Qtr 1: 0; 2009 Qtr 2: 0; 2009 Qtr 3: 0; 2009 Qtr 4: 1; 2010 Qtr 1: 0; 2010 Qtr 2: 0; 2010 Qtr 3: 0; 2010 Qtr 4: 0; 2011 Qtr 1: 0; 2011 Qtr 2: 0; 2011 Qtr 3: 0; 2011 Qtr 4: 0 | 1
SDGE3043_KEM_3PKEMAHVACTraining,InstallationandMaint. | 267033-High Refrigerant Charge Adjustment (>= ±20% rated charge) Resid MF CZ10 Vint04 |  | System | Residential | 13-MFM-ResidentialMulti-family-SP_COOL | 0 |  |  |  |  | 66.33 | 79.5 | 0 | 0 | 0 | -13.17 | 171.246 |  | kWh | 0.22612 | -0.10521 | Residential |  | Winter Only | [5 empty] | 10 | 0.78 |  |  |  | 1 | 1 | 0 | 0 | 0 | 0 | 0 | 0 | 0 | 0 | 0 | 0 | 2009 Qtr 1: 0; 2009 Qtr 2: 0; 2009 Qtr 3: 0; 2009 Qtr 4: 1; 2010 Qtr 1: 0; 2010 Qtr 2: 0; 2010 Qtr 3: 0; 2010 Qtr 4: 0; 2011 Qtr 1: 0; 2011 Qtr 2: 0; 2011 Qtr 3: 0; 2011 Qtr 4: 0 | 1
SDGE3043_KEM_3PKEMAHVACTraining,InstallationandMaint. | 267042-Residential Condensor Coil Cleaning Resid MF CZ10 VintAll |  | System | Residential | 13-MFM-ResidentialMulti-family-SP_COOL | 0 |  |  |  |  | 50 | 50 | 0 | 0 | 0 | 0 | 180 |  | kWh | 0.2376 | 0 | Residential | [7 empty] | 3 | 0.78 |  |  |  | 1 | 1 | 0 | 0 | 0 | 0 | 0 | 0 | 0 | 0 | 0 | 0 | 2009 Qtr 1: 0; 2009 Qtr 2: 0; 2009 Qtr 3: 0; 2009 Qtr 4: 1; 2010 Qtr 1: 0; 2010 Qtr 2: 0; 2010 Qtr 3: 0; 2010 Qtr 4: 0; 2011 Qtr 1: 0; 2011 Qtr 2: 0; 2011 Qtr 3: 0; 2011 Qtr 4: 0 | 1
SDGE3043_KEM_3PKEMAHVACTraining,InstallationandMaint. | 267033-High Refrigerant Charge Adjustment (>= ±20% rated charge) Resid MF CZ10 Vint04 |  | System | Residential | 13-MFM-ResidentialMulti-family-SP_COOL | 0 |  |  |  |  | 66.33 | 79.5 | 0 | 0 | 0 | -13.17 | 171.246 |  | kWh | 0.22612 | -0.10521 | Residential |  | Winter Only | [5 empty] | 10 | 0.78 |  |  |  | 1 | 1 | 0 | 0 | 0 | 0 | 0 | 0 | 0 | 0 | 0 | 0 | 2009 Qtr 1: 0; 2009 Qtr 2: 0; 2009 Qtr 3: 0; 2009 Qtr 4: 1; 2010 Qtr 1: 0; 2010 Qtr 2: 0; 2010 Qtr 3: 0; 2010 Qtr 4: 0; 2011 Qtr 1: 0; 2011 Qtr 2: 0; 2011 Qtr 3: 0; 2011 Qtr 4: 0 | 1
SDGE3043_KEM_3PKEMAHVACTraining,InstallationandMaint. | 267042-Residential Condensor Coil Cleaning Resid MF CZ10 VintAll |  | System | Residential | 13-MFM-ResidentialMulti-family-SP_COOL | 0 |  |  |  |  | 50 | 50 | 0 | 0 | 0 | 0 | 180 |  | kWh | 0.2376 | 0 | Residential | [7 empty] | 3 | 0.78 |  |  |  | 1 | 1 | 0 | 0 | 0 | 0 | 0 | 0 | 0 | 0 | 0 | 0 | 2009 Qtr 1: 0; 2009 Qtr 2: 0; 2009 Qtr 3: 0; 2009 Qtr 4: 1; 2010 Qtr 1: 0; 2010 Qtr 2: 0; 2010 Qtr 3: 0; 2010 Qtr 4: 0; 2011 Qtr 1: 0; 2011 Qtr 2: 0; 2011 Qtr 3: 0; 2011 Qtr 4: 0 | 1
SDGE3043_KEM_3PKEMAHVACTraining,InstallationandMaint. | 267033-High Refrigerant Charge Adjustment (>= ±20% rated charge) Resid MF CZ10 Vint04 |  | System | Residential | 13-MFM-ResidentialMulti-family-SP_COOL | 0 |  |  |  |  | 66.33 | 79.5 | 0 | 0 | 0 | -13.17 | 171.246 |  | kWh | 0.22612 | -0.10521 | Residential |  | Winter Only | [5 empty] | 10 | 0.78 |  |  |  | 1 | 1 | 0 | 0 | 0 | 0 | 0 | 0 | 0 | 0 | 0 | 0 | 2009 Qtr 1: 0; 2009 Qtr 2: 0; 2009 Qtr 3: 0; 2009 Qtr 4: 1; 2010 Qtr 1: 0; 2010 Qtr 2: 0; 2010 Qtr 3: 0; 2010 Qtr 4: 0; 2011 Qtr 1: 0; 2011 Qtr 2: 0; 2011 Qtr 3: 0; 2011 Qtr 4: 0 | 1
SDGE3043_KEM_3PKEMAHVACTraining,InstallationandMaint. | 267042-Residential Condensor Coil Cleaning Resid MF CZ10 VintAll |  | System | Residential | 13-MFM-ResidentialMulti-family-SP_COOL | 0 |  |  |  |  | 50 | 50 | 0 | 0 | 0 | 0 | 180 |  | kWh | 0.2376 | 0 | Residential | [7 empty] | 3 | 0.78 |  |  |  | 1 | 1 | 0 | 0 | 0 | 0 | 0 | 0 | 0 | 0 | 0 | 0 | 2009 Qtr 1: 0; 2009 Qtr 2: 0; 2009 Qtr 3: 0; 2009 Qtr 4: 1; 2010 Qtr 1: 0; 2010 Qtr 2: 0; 2010 Qtr 3: 0; 2010 Qtr 4: 0; 2011 Qtr 1: 0; 2011 Qtr 2: 0; 2011 Qtr 3: 0; 2011 Qtr 4: 0 | 1
SDGE3043_KEM_3PKEMAHVACTraining,InstallationandMaint. | 267033-High Refrigerant Charge Adjustment (>= ±20% rated charge) Resid MF CZ10 Vint04 |  | System | Residential | 13-MFM-ResidentialMulti-family-SP_COOL | 0 |  |  |  |  | 66.33 | 53 | 0 | 0 | 0 | 13.33 | 171.246 |  | kWh | 0.22612 | -0.10521 | Residential |  | Winter Only | [5 empty] | 10 | 0.78 |  |  |  | 1 | 2 | 0 | 0 | 0 | 0 | 0 | 0 | 0 | 0 | 0 | 0 | 2009 Qtr 1: 0; 2009 Qtr 2: 0; 2009 Qtr 3: 0; 2009 Qtr 4: 2; 2010 Qtr 1: 0; 2010 Qtr 2: 0; 2010 Qtr 3: 0; 2010 Qtr 4: 0; 2011 Qtr 1: 0; 2011 Qtr 2: 0; 2011 Qtr 3: 0; 2011 Qtr 4: 0 | 2
SDGE3043_KEM_3PKEMAHVACTraining,InstallationandMaint. | 267042-Residential Condensor Coil Cleaning Resid MF CZ10 VintAll |  | System | Residential | 13-MFM-ResidentialMulti-family-SP_COOL | 0 |  |  |  |  | 50 | 50 | 0 | 0 | 0 | 0 | 180 |  | kWh | 0.2376 | 0 | Residential | [7 empty] | 3 | 0.78 |  |  |  | 1 | 1 | 0 | 0 | 0 | 0 | 0 | 0 | 0 | 0 | 0 | 0 | 2009 Qtr 1: 0; 2009 Qtr 2: 0; 2009 Qtr 3: 0; 2009 Qtr 4: 1; 2010 Qtr 1: 0; 2010 Qtr 2: 0; 2010 Qtr 3: 0; 2010 Qtr 4: 0; 2011 Qtr 1: 0; 2011 Qtr 2: 0; 2011 Qtr 3: 0; 2011 Qtr 4: 0 | 1
SDGE3043_KEM_3PKEMAHVACTraining,InstallationandMaint. | 267033-High Refrigerant Charge Adjustment (>= ±20% rated charge) Resid MF CZ10 Vint04 |  | System | Residential | 13-MFM-ResidentialMulti-family-SP_COOL | 0 |  |  |  |  | 66.33 | 53 | 0 | 0 | 0 | 13.33 | 171.246 |  | kWh | 0.22612 | -0.10521 | Residential |  | Winter Only | [5 empty] | 10 | 0.78 |  |  |  | 1 | 2 | 0 | 0 | 0 | 0 | 0 | 0 | 0 | 0 | 0 | 0 | 2009 Qtr 1: 0; 2009 Qtr 2: 0; 2009 Qtr 3: 0; 2009 Qtr 4: 2; 2010 Qtr 1: 0; 2010 Qtr 2: 0; 2010 Qtr 3: 0; 2010 Qtr 4: 0; 2011 Qtr 1: 0; 2011 Qtr 2: 0; 2011 Qtr 3: 0; 2011 Qtr 4: 0 | 2
SDGE3043_KEM_3PKEMAHVACTraining,InstallationandMaint. | 267042-Residential Condensor Coil Cleaning Resid MF CZ10 VintAll |  | System | Residential | 13-MFM-ResidentialMulti-family-SP_COOL | 0 |  |  |  |  | 50 | 50 | 0 | 0 | 0 | 0 | 180 |  | kWh | 0.2376 | 0 | Residential | [7 empty] | 3 | 0.78 |  |  |  | 1 | 1 | 0 | 0 | 0 | 0 | 0 | 0 | 0 | 0 | 0 | 0 | 2009 Qtr 1: 0; 2009 Qtr 2: 0; 2009 Qtr 3: 0; 2009 Qtr 4: 1; 2010 Qtr 1: 0; 2010 Qtr 2: 0; 2010 Qtr 3: 0; 2010 Qtr 4: 0; 2011 Qtr 1: 0; 2011 Qtr 2: 0; 2011 Qtr 3: 0; 2011 Qtr 4: 0 | 1
SDGE3043_KEM_3PKEMAHVACTraining,InstallationandMaint. | 267033-High Refrigerant Charge Adjustment (>= ±20% rated charge) Resid MF CZ10 Vint04 |  | System | Residential | 13-MFM-ResidentialMulti-family-SP_COOL | 0 |  |  |  |  | 66.33 | 53 | 0 | 0 | 0 | 13.33 | 171.246 |  | kWh | 0.22612 | -0.10521 | Residential |  | Winter Only | [5 empty] | 10 | 0.78 |  |  |  | 1 | 2 | 0 | 0 | 0 | 0 | 0 | 0 | 0 | 0 | 0 | 0 | 2009 Qtr 1: 0; 2009 Qtr 2: 0; 2009 Qtr 3: 0; 2009 Qtr 4: 2; 2010 Qtr 1: 0; 2010 Qtr 2: 0; 2010 Qtr 3: 0; 2010 Qtr 4: 0; 2011 Qtr 1: 0; 2011 Qtr 2: 0; 2011 Qtr 3: 0; 2011 Qtr 4: 0 | 2
SDGE3043_KEM_3PKEMAHVACTraining,InstallationandMaint. | 267042-Residential Condensor Coil Cleaning Resid MF CZ10 VintAll |  | System | Residential | 13-MFM-ResidentialMulti-family-SP_COOL | 0 |  |  |  |  | 50 | 50 | 0 | 0 | 0 | 0 | 180 |  | kWh | 0.2376 | 0 | Residential | [7 empty] | 3 | 0.78 |  |  |  | 1 | 1 | 0 | 0 | 0 | 0 | 0 | 0 | 0 | 0 | 0 | 0 | 2009 Qtr 1: 0; 2009 Qtr 2: 0; 2009 Qtr 3: 0; 2009 Qtr 4: 1; 2010 Qtr 1: 0; 2010 Qtr 2: 0; 2010 Qtr 3: 0; 2010 Qtr 4: 0; 2011 Qtr 1: 0; 2011 Qtr 2: 0; 2011 Qtr 3: 0; 2011 Qtr 4: 0 | 1
SDGE3043_KEM_3PKEMAHVACTraining,InstallationandMaint. | 267033-High Refrigerant Charge Adjustment (>= ±20% rated charge) Resid MF CZ10 Vint04 |  | System | Residential | 13-MFM-ResidentialMulti-family-SP_COOL | 0 |  |  |  |  | 66.33 | 79.5 | 0 | 0 | 0 | -13.17 | 171.246 |  | kWh | 0.22612 | -0.10521 | Residential |  | Winter Only | [5 empty] | 10 | 0.78 |  |  |  | 1 | 1 | 0 | 0 | 0 | 0 | 0 | 0 | 0 | 0 | 0 | 0 | 2009 Qtr 1: 0; 2009 Qtr 2: 0; 2009 Qtr 3: 0; 2009 Qtr 4: 1; 2010 Qtr 1: 0; 2010 Qtr 2: 0; 2010 Qtr 3: 0; 2010 Qtr 4: 0; 2011 Qtr 1: 0; 2011 Qtr 2: 0; 2011 Qtr 3: 0; 2011 Qtr 4: 0 | 1
SDGE3043_KEM_3PKEMAHVACTraining,InstallationandMaint. | 267042-Residential Condensor Coil Cleaning Resid MF CZ10 VintAll |  | System | Residential | 13-MFM-ResidentialMulti-family-SP_COOL | 0 |  |  |  |  | 50 | 50 | 0 | 0 | 0 | 0 | 180 |  | kWh | 0.2376 | 0 | Residential | [7 empty] | 3 | 0.78 |  |  |  | 1 | 1 | 0 | 0 | 0 | 0 | 0 | 0 | 0 | 0 | 0 | 0 | 2009 Qtr 1: 0; 2009 Qtr 2: 0; 2009 Qtr 3: 0; 2009 Qtr 4: 1; 2010 Qtr 1: 0; 2010 Qtr 2: 0; 2010 Qtr 3: 0; 2010 Qtr 4: 0; 2011 Qtr 1: 0; 2011 Qtr 2: 0; 2011 Qtr 3: 0; 2011 Qtr 4: 0 | 1
SDGE3043_KEM_3PKEMAHVACTraining,InstallationandMaint. | 267033-High Refrigerant Charge Adjustment (>= ±20% rated charge) Resid MF CZ10 Vint04 |  | System | Residential | 13-MFM-ResidentialMulti-family-SP_COOL | 0 |  |  |  |  | 66.33 | 79.5 | 0 | 0 | 0 | -13.17 | 171.246 |  | kWh | 0.22612 | -0.10521 | Residential |  | Winter Only | [5 empty] | 10 | 0.78 |  |  |  | 1 | 1 | 0 | 0 | 0 | 0 | 0 | 0 | 0 | 0 | 0 | 0 | 2009 Qtr 1: 0; 2009 Qtr 2: 0; 2009 Qtr 3: 0; 2009 Qtr 4: 1; 2010 Qtr 1: 0; 2010 Qtr 2: 0; 2010 Qtr 3: 0; 2010 Qtr 4: 0; 2011 Qtr 1: 0; 2011 Qtr 2: 0; 2011 Qtr 3: 0; 2011 Qtr 4: 0 | 1
SDGE3043_KEM_3PKEMAHVACTraining,InstallationandMaint. | 267042-Residential Condensor Coil Cleaning Resid MF CZ10 VintAll |  | System | Residential | 13-MFM-ResidentialMulti-family-SP_COOL | 0 |  |  |  |  | 50 | 50 | 0 | 0 | 0 | 0 | 180 |  | kWh | 0.2376 | 0 | Residential | [7 empty] | 3 | 0.78 |  |  |  | 1 | 1 | 0 | 0 | 0 | 0 | 0 | 0 | 0 | 0 | 0 | 0 | 2009 Qtr 1: 0; 2009 Qtr 2: 0; 2009 Qtr 3: 0; 2009 Qtr 4: 1; 2010 Qtr 1: 0; 2010 Qtr 2: 0; 2010 Qtr 3: 0; 2010 Qtr 4: 0; 2011 Qtr 1: 0; 2011 Qtr 2: 0; 2011 Qtr 3: 0; 2011 Qtr 4: 0 | 1
SDGE3043_KEM_3PKEMAHVACTraining,InstallationandMaint. | 267033-High Refrigerant Charge Adjustment (>= ±20% rated charge) Resid MF CZ10 Vint04 |  | System | Residential | 13-MFM-ResidentialMulti-family-SP_COOL | 0 |  |  |  |  | 66.33 | 79.5 | 0 | 0 | 0 | -13.17 | 171.246 |  | kWh | 0.22612 | -0.10521 | Residential |  | Winter Only | [5 empty] | 10 | 0.78 |  |  |  | 1 | 1 | 0 | 0 | 0 | 0 | 0 | 0 | 0 | 0 | 0 | 0 | 2009 Qtr 1: 0; 2009 Qtr 2: 0; 2009 Qtr 3: 0; 2009 Qtr 4: 1; 2010 Qtr 1: 0; 2010 Qtr 2: 0; 2010 Qtr 3: 0; 2010 Qtr 4: 0; 2011 Qtr 1: 0; 2011 Qtr 2: 0; 2011 Qtr 3: 0; 2011 Qtr 4: 0 | 1
SDGE3043_KEM_3PKEMAHVACTraining,InstallationandMaint. | 267042-Residential Condensor Coil Cleaning Resid MF CZ10 VintAll |  | System | Residential | 13-MFM-ResidentialMulti-family-SP_COOL | 0 |  |  |  |  | 50 | 50 | 0 | 0 | 0 | 0 | 180 |  | kWh | 0.2376 | 0 | Residential | [7 empty] | 3 | 0.78 |  |  |  | 1 | 1 | 0 | 0 | 0 | 0 | 0 | 0 | 0 | 0 | 0 | 0 | 2009 Qtr 1: 0; 2009 Qtr 2: 0; 2009 Qtr 3: 0; 2009 Qtr 4: 1; 2010 Qtr 1: 0; 2010 Qtr 2: 0; 2010 Qtr 3: 0; 2010 Qtr 4: 0; 2011 Qtr 1: 0; 2011 Qtr 2: 0; 2011 Qtr 3: 0; 2011 Qtr 4: 0 | 1
SDGE3043_KEM_3PKEMAHVACTraining,InstallationandMaint. | 267033-High Refrigerant Charge Adjustment (>= ±20% rated charge) Resid MF CZ10 Vint04 |  | System | Residential | 13-MFM-ResidentialMulti-family-SP_COOL | 0 |  |  |  |  | 66.33 | 79.5 | 0 | 0 | 0 | -13.17 | 171.246 |  | kWh | 0.22612 | -0.10521 | Residential |  | Winter Only | [5 empty] | 10 | 0.78 |  |  |  | 1 | 1 | 0 | 0 | 0 | 0 | 0 | 0 | 0 | 0 | 0 | 0 | 2009 Qtr 1: 0; 2009 Qtr 2: 0; 2009 Qtr 3: 0; 2009 Qtr 4: 1; 2010 Qtr 1: 0; 2010 Qtr 2: 0; 2010 Qtr 3: 0; 2010 Qtr 4: 0; 2011 Qtr 1: 0; 2011 Qtr 2: 0; 2011 Qtr 3: 0; 2011 Qtr 4: 0 | 1
SDGE3043_KEM_3PKEMAHVACTraining,InstallationandMaint. | 267042-Residential Condensor Coil Cleaning Resid MF CZ10 VintAll |  | System | Residential | 13-MFM-ResidentialMulti-family-SP_COOL | 0 |  |  |  |  | 50 | 50 | 0 | 0 | 0 | 0 | 180 |  | kWh | 0.2376 | 0 | Residential | [7 empty] | 3 | 0.78 |  |  |  | 1 | 1 | 0 | 0 | 0 | 0 | 0 | 0 | 0 | 0 | 0 | 0 | 2009 Qtr 1: 0; 2009 Qtr 2: 0; 2009 Qtr 3: 0; 2009 Qtr 4: 1; 2010 Qtr 1: 0; 2010 Qtr 2: 0; 2010 Qtr 3: 0; 2010 Qtr 4: 0; 2011 Qtr 1: 0; 2011 Qtr 2: 0; 2011 Qtr 3: 0; 2011 Qtr 4: 0 | 1
SDGE3043_KEM_3PKEMAHVACTraining,InstallationandMaint. | 267033-High Refrigerant Charge Adjustment (>= ±20% rated charge) Resid MF CZ10 Vint04 |  | System | Residential | 13-MFM-ResidentialMulti-family-SP_COOL | 0 |  |  |  |  | 66.33 | 79.5 | 0 | 0 | 0 | -13.17 | 171.246 |  | kWh | 0.22612 | -0.10521 | Residential |  | Winter Only | [5 empty] | 10 | 0.78 |  |  |  | 1 | 1 | 0 | 0 | 0 | 0 | 0 | 0 | 0 | 0 | 0 | 0 | 2009 Qtr 1: 0; 2009 Qtr 2: 0; 2009 Qtr 3: 0; 2009 Qtr 4: 1; 2010 Qtr 1: 0; 2010 Qtr 2: 0; 2010 Qtr 3: 0; 2010 Qtr 4: 0; 2011 Qtr 1: 0; 2011 Qtr 2: 0; 2011 Qtr 3: 0; 2011 Qtr 4: 0 | 1
SDGE3043_KEM_3PKEMAHVACTraining,InstallationandMaint. | 267042-Residential Condensor Coil Cleaning Resid MF CZ10 VintAll |  | System | Residential | 13-MFM-ResidentialMulti-family-SP_COOL | 0 |  |  |  |  | 50 | 50 | 0 | 0 | 0 | 0 | 180 |  | kWh | 0.2376 | 0 | Residential | [7 empty] | 3 | 0.78 |  |  |  | 1 | 1 | 0 | 0 | 0 | 0 | 0 | 0 | 0 | 0 | 0 | 0 | 2009 Qtr 1: 0; 2009 Qtr 2: 0; 2009 Qtr 3: 0; 2009 Qtr 4: 1; 2010 Qtr 1: 0; 2010 Qtr 2: 0; 2010 Qtr 3: 0; 2010 Qtr 4: 0; 2011 Qtr 1: 0; 2011 Qtr 2: 0; 2011 Qtr 3: 0; 2011 Qtr 4: 0 | 1
SDGE3043_KEM_3PKEMAHVACTraining,InstallationandMaint. | 267033-High Refrigerant Charge Adjustment (>= ±20% rated charge) Resid MF CZ10 Vint04 |  | System | Residential | 13-MFM-ResidentialMulti-family-SP_COOL | 0 |  |  |  |  | 66.33 | 79.5 | 0 | 0 | 0 | -13.17 | 171.246 |  | kWh | 0.22612 | -0.10521 | Residential |  | Winter Only | [5 empty] | 10 | 0.78 |  |  |  | 1 | 1 | 0 | 0 | 0 | 0 | 0 | 0 | 0 | 0 | 0 | 0 | 2009 Qtr 1: 0; 2009 Qtr 2: 0; 2009 Qtr 3: 0; 2009 Qtr 4: 1; 2010 Qtr 1: 0; 2010 Qtr 2: 0; 2010 Qtr 3: 0; 2010 Qtr 4: 0; 2011 Qtr 1: 0; 2011 Qtr 2: 0; 2011 Qtr 3: 0; 2011 Qtr 4: 0 | 1
SDGE3043_KEM_3PKEMAHVACTraining,InstallationandMaint. | 267042-Residential Condensor Coil Cleaning Resid MF CZ10 VintAll |  | System | Residential | 13-MFM-ResidentialMulti-family-SP_COOL | 0 |  |  |  |  | 50 | 50 | 0 | 0 | 0 | 0 | 180 |  | kWh | 0.2376 | 0 | Residential | [7 empty] | 3 | 0.78 |  |  |  | 1 | 1 | 0 | 0 | 0 | 0 | 0 | 0 | 0 | 0 | 0 | 0 | 2009 Qtr 1: 0; 2009 Qtr 2: 0; 2009 Qtr 3: 0; 2009 Qtr 4: 1; 2010 Qtr 1: 0; 2010 Qtr 2: 0; 2010 Qtr 3: 0; 2010 Qtr 4: 0; 2011 Qtr 1: 0; 2011 Qtr 2: 0; 2011 Qtr 3: 0; 2011 Qtr 4: 0 | 1
SDGE3043_KEM_3PKEMAHVACTraining,InstallationandMaint. | 267033-High Refrigerant Charge Adjustment (>= ±20% rated charge) Resid MF CZ10 Vint04 |  | System | Residential | 13-MFM-ResidentialMulti-family-SP_COOL | 0 |  |  |  |  | 66.33 | 79.5 | 0 | 0 | 0 | -13.17 | 171.246 |  | kWh | 0.22612 | -0.10521 | Residential |  | Winter Only | [5 empty] | 10 | 0.78 |  |  |  | 1 | 1 | 0 | 0 | 0 | 0 | 0 | 0 | 0 | 0 | 0 | 0 | 2009 Qtr 1: 0; 2009 Qtr 2: 0; 2009 Qtr 3: 0; 2009 Qtr 4: 1; 2010 Qtr 1: 0; 2010 Qtr 2: 0; 2010 Qtr 3: 0; 2010 Qtr 4: 0; 2011 Qtr 1: 0; 2011 Qtr 2: 0; 2011 Qtr 3: 0; 2011 Qtr 4: 0 | 1
SDGE3043_KEM_3PKEMAHVACTraining,InstallationandMaint. | 267042-Residential Condensor Coil Cleaning Resid MF CZ10 VintAll |  | System | Residential | 13-MFM-ResidentialMulti-family-SP_COOL | 0 |  |  |  |  | 50 | 50 | 0 | 0 | 0 | 0 | 180 |  | kWh | 0.2376 | 0 | Residential | [7 empty] | 3 | 0.78 |  |  |  | 1 | 1 | 0 | 0 | 0 | 0 | 0 | 0 | 0 | 0 | 0 | 0 | 2009 Qtr 1: 0; 2009 Qtr 2: 0; 2009 Qtr 3: 0; 2009 Qtr 4: 1; 2010 Qtr 1: 0; 2010 Qtr 2: 0; 2010 Qtr 3: 0; 2010 Qtr 4: 0; 2011 Qtr 1: 0; 2011 Qtr 2: 0; 2011 Qtr 3: 0; 2011 Qtr 4: 0 | 1
SDGE3043_KEM_3PKEMAHVACTraining,InstallationandMaint. | 267033-High Refrigerant Charge Adjustment (>= ±20% rated charge) Resid MF CZ10 Vint04 |  | System | Residential | 13-MFM-ResidentialMulti-family-SP_COOL | 0 |  |  |  |  | 66.33 | 79.5 | 0 | 0 | 0 | -13.17 | 171.246 |  | kWh | 0.22612 | -0.10521 | Residential |  | Winter Only | [5 empty] | 10 | 0.78 |  |  |  | 1 | 1 | 0 | 0 | 0 | 0 | 0 | 0 | 0 | 0 | 0 | 0 | 2009 Qtr 1: 0; 2009 Qtr 2: 0; 2009 Qtr 3: 0; 2009 Qtr 4: 1; 2010 Qtr 1: 0; 2010 Qtr 2: 0; 2010 Qtr 3: 0; 2010 Qtr 4: 0; 2011 Qtr 1: 0; 2011 Qtr 2: 0; 2011 Qtr 3: 0; 2011 Qtr 4: 0 | 1
SDGE3043_KEM_3PKEMAHVACTraining,InstallationandMaint. | 267042-Residential Condensor Coil Cleaning Resid MF CZ10 VintAll |  | System | Residential | 13-MFM-ResidentialMulti-family-SP_COOL | 0 |  |  |  |  | 50 | 50 | 0 | 0 | 0 | 0 | 180 |  | kWh | 0.2376 | 0 | Residential | [7 empty] | 3 | 0.78 |  |  |  | 1 | 1 | 0 | 0 | 0 | 0 | 0 | 0 | 0 | 0 | 0 | 0 | 2009 Qtr 1: 0; 2009 Qtr 2: 0; 2009 Qtr 3: 0; 2009 Qtr 4: 1; 2010 Qtr 1: 0; 2010 Qtr 2: 0; 2010 Qtr 3: 0; 2010 Qtr 4: 0; 2011 Qtr 1: 0; 2011 Qtr 2: 0; 2011 Qtr 3: 0; 2011 Qtr 4: 0 | 1
SDGE3043_KEM_3PKEMAHVACTraining,InstallationandMaint. | 267033-High Refrigerant Charge Adjustment (>= ±20% rated charge) Resid MF CZ10 Vint04 |  | System | Residential | 13-MFM-ResidentialMulti-family-SP_COOL | 0 |  |  |  |  | 66.33 | 79.5 | 0 | 0 | 0 | -13.17 | 171.246 |  | kWh | 0.22612 | -0.10521 | Residential |  | Winter Only | [5 empty] | 10 | 0.78 |  |  |  | 1 | 1 | 0 | 0 | 0 | 0 | 0 | 0 | 0 | 0 | 0 | 0 | 2009 Qtr 1: 0; 2009 Qtr 2: 0; 2009 Qtr 3: 0; 2009 Qtr 4: 1; 2010 Qtr 1: 0; 2010 Qtr 2: 0; 2010 Qtr 3: 0; 2010 Qtr 4: 0; 2011 Qtr 1: 0; 2011 Qtr 2: 0; 2011 Qtr 3: 0; 2011 Qtr 4: 0 | 1
SDGE3043_KEM_3PKEMAHVACTraining,InstallationandMaint. | 267042-Residential Condensor Coil Cleaning Resid MF CZ10 VintAll |  | System | Residential | 13-MFM-ResidentialMulti-family-SP_COOL | 0 |  |  |  |  | 50 | 50 | 0 | 0 | 0 | 0 | 180 |  | kWh | 0.2376 | 0 | Residential | [7 empty] | 3 | 0.78 |  |  |  | 1 | 1 | 0 | 0 | 0 | 0 | 0 | 0 | 0 | 0 | 0 | 0 | 2009 Qtr 1: 0; 2009 Qtr 2: 0; 2009 Qtr 3: 0; 2009 Qtr 4: 1; 2010 Qtr 1: 0; 2010 Qtr 2: 0; 2010 Qtr 3: 0; 2010 Qtr 4: 0; 2011 Qtr 1: 0; 2011 Qtr 2: 0; 2011 Qtr 3: 0; 2011 Qtr 4: 0 | 1
SDGE3043_KEM_3PKEMAHVACTraining,InstallationandMaint. | 267033-High Refrigerant Charge Adjustment (>= ±20% rated charge) Resid MF CZ10 Vint04 |  | System | Residential | 13-MFM-ResidentialMulti-family-SP_COOL | 0 |  |  |  |  | 66.33 | 79.5 | 0 | 0 | 0 | -13.17 | 171.246 |  | kWh | 0.22612 | -0.10521 | Residential |  | Winter Only | [5 empty] | 10 | 0.78 |  |  |  | 1 | 1 | 0 | 0 | 0 | 0 | 0 | 0 | 0 | 0 | 0 | 0 | 2009 Qtr 1: 0; 2009 Qtr 2: 0; 2009 Qtr 3: 0; 2009 Qtr 4: 1; 2010 Qtr 1: 0; 2010 Qtr 2: 0; 2010 Qtr 3: 0; 2010 Qtr 4: 0; 2011 Qtr 1: 0; 2011 Qtr 2: 0; 2011 Qtr 3: 0; 2011 Qtr 4: 0 | 1
SDGE3043_KEM_3PKEMAHVACTraining,InstallationandMaint. | 267042-Residential Condensor Coil Cleaning Resid MF CZ10 VintAll |  | System | Residential | 13-MFM-ResidentialMulti-family-SP_COOL | 0 |  |  |  |  | 50 | 50 | 0 | 0 | 0 | 0 | 180 |  | kWh | 0.2376 | 0 | Residential | [7 empty] | 3 | 0.78 |  |  |  | 1 | 1 | 0 | 0 | 0 | 0 | 0 | 0 | 0 | 0 | 0 | 0 | 2009 Qtr 1: 0; 2009 Qtr 2: 0; 2009 Qtr 3: 0; 2009 Qtr 4: 1; 2010 Qtr 1: 0; 2010 Qtr 2: 0; 2010 Qtr 3: 0; 2010 Qtr 4: 0; 2011 Qtr 1: 0; 2011 Qtr 2: 0; 2011 Qtr 3: 0; 2011 Qtr 4: 0 | 1
SDGE3043_KEM_3PKEMAHVACTraining,InstallationandMaint. | 267033-High Refrigerant Charge Adjustment (>= ±20% rated charge) Resid MF CZ10 Vint04 |  | System | Residential | 13-MFM-ResidentialMulti-family-SP_COOL | 0 |  |  |  |  | 66.33 | 79.5 | 0 | 0 | 0 | -13.17 | 171.246 |  | kWh | 0.22612 | -0.10521 | Residential |  | Winter Only | [5 empty] | 10 | 0.78 |  |  |  | 1 | 1 | 0 | 0 | 0 | 0 | 0 | 0 | 0 | 0 | 0 | 0 | 2009 Qtr 1: 0; 2009 Qtr 2: 0; 2009 Qtr 3: 0; 2009 Qtr 4: 1; 2010 Qtr 1: 0; 2010 Qtr 2: 0; 2010 Qtr 3: 0; 2010 Qtr 4: 0; 2011 Qtr 1: 0; 2011 Qtr 2: 0; 2011 Qtr 3: 0; 2011 Qtr 4: 0 | 1
SDGE3043_KEM_3PKEMAHVACTraining,InstallationandMaint. | 267042-Residential Condensor Coil Cleaning Resid MF CZ10 VintAll |  | System | Residential | 13-MFM-ResidentialMulti-family-SP_COOL | 0 |  |  |  |  | 50 | 50 | 0 | 0 | 0 | 0 | 180 |  | kWh | 0.2376 | 0 | Residential | [7 empty] | 3 | 0.78 |  |  |  | 1 | 1 | 0 | 0 | 0 | 0 | 0 | 0 | 0 | 0 | 0 | 0 | 2009 Qtr 1: 0; 2009 Qtr 2: 0; 2009 Qtr 3: 0; 2009 Qtr 4: 1; 2010 Qtr 1: 0; 2010 Qtr 2: 0; 2010 Qtr 3: 0; 2010 Qtr 4: 0; 2011 Qtr 1: 0; 2011 Qtr 2: 0; 2011 Qtr 3: 0; 2011 Qtr 4: 0 | 1
SDGE3043_KEM_3PKEMAHVACTraining,InstallationandMaint. | 267033-High Refrigerant Charge Adjustment (>= ±20% rated charge) Resid MF CZ10 Vint04 |  | System | Residential | 13-MFM-ResidentialMulti-family-SP_COOL | 0 |  |  |  |  | 66.33 | 79.5 | 0 | 0 | 0 | -13.17 | 171.246 |  | kWh | 0.22612 | -0.10521 | Residential |  | Winter Only | [5 empty] | 10 | 0.78 |  |  |  | 1 | 1 | 0 | 0 | 0 | 0 | 0 | 0 | 0 | 0 | 0 | 0 | 2009 Qtr 1: 0; 2009 Qtr 2: 0; 2009 Qtr 3: 0; 2009 Qtr 4: 1; 2010 Qtr 1: 0; 2010 Qtr 2: 0; 2010 Qtr 3: 0; 2010 Qtr 4: 0; 2011 Qtr 1: 0; 2011 Qtr 2: 0; 2011 Qtr 3: 0; 2011 Qtr 4: 0 | 1
SDGE3043_KEM_3PKEMAHVACTraining,InstallationandMaint. | 267042-Residential Condensor Coil Cleaning Resid MF CZ10 VintAll |  | System | Residential | 13-MFM-ResidentialMulti-family-SP_COOL | 0 |  |  |  |  | 50 | 50 | 0 | 0 | 0 | 0 | 180 |  | kWh | 0.2376 | 0 | Residential | [7 empty] | 3 | 0.78 |  |  |  | 1 | 1 | 0 | 0 | 0 | 0 | 0 | 0 | 0 | 0 | 0 | 0 | 2009 Qtr 1: 0; 2009 Qtr 2: 0; 2009 Qtr 3: 0; 2009 Qtr 4: 1; 2010 Qtr 1: 0; 2010 Qtr 2: 0; 2010 Qtr 3: 0; 2010 Qtr 4: 0; 2011 Qtr 1: 0; 2011 Qtr 2: 0; 2011 Qtr 3: 0; 2011 Qtr 4: 0 | 1
SDGE3043_KEM_3PKEMAHVACTraining,InstallationandMaint. | 267033-High Refrigerant Charge Adjustment (>= ±20% rated charge) Resid MF CZ10 Vint04 |  | System | Residential | 13-MFM-ResidentialMulti-family-SP_COOL | 0 |  |  |  |  | 66.33 | 79.5 | 0 | 0 | 0 | -13.17 | 171.246 |  | kWh | 0.22612 | -0.10521 | Residential |  | Winter Only | [5 empty] | 10 | 0.78 |  |  |  | 1 | 1 | 0 | 0 | 0 | 0 | 0 | 0 | 0 | 0 | 0 | 0 | 2009 Qtr 1: 0; 2009 Qtr 2: 0; 2009 Qtr 3: 0; 2009 Qtr 4: 1; 2010 Qtr 1: 0; 2010 Qtr 2: 0; 2010 Qtr 3: 0; 2010 Qtr 4: 0; 2011 Qtr 1: 0; 2011 Qtr 2: 0; 2011 Qtr 3: 0; 2011 Qtr 4: 0 | 1
SDGE3043_KEM_3PKEMAHVACTraining,InstallationandMaint. | 267042-Residential Condensor Coil Cleaning Resid MF CZ10 VintAll |  | System | Residential | 13-MFM-ResidentialMulti-family-SP_COOL | 0 |  |  |  |  | 50 | 50 | 0 | 0 | 0 | 0 | 180 |  | kWh | 0.2376 | 0 | Residential | [7 empty] | 3 | 0.78 |  |  |  | 1 | 1 | 0 | 0 | 0 | 0 | 0 | 0 | 0 | 0 | 0 | 0 | 2009 Qtr 1: 0; 2009 Qtr 2: 0; 2009 Qtr 3: 0; 2009 Qtr 4: 1; 2010 Qtr 1: 0; 2010 Qtr 2: 0; 2010 Qtr 3: 0; 2010 Qtr 4: 0; 2011 Qtr 1: 0; 2011 Qtr 2: 0; 2011 Qtr 3: 0; 2011 Qtr 4: 0 | 1
SDGE3043_KEM_3PKEMAHVACTraining,InstallationandMaint. | 267033-High Refrigerant Charge Adjustment (>= ±20% rated charge) Resid MF CZ10 Vint04 |  | System | Residential | 13-MFM-ResidentialMulti-family-SP_COOL | 0 |  |  |  |  | 66.33 | 79.5 | 0 | 0 | 0 | -13.17 | 171.246 |  | kWh | 0.22612 | -0.10521 | Residential |  | Winter Only | [5 empty] | 10 | 0.78 |  |  |  | 1 | 1 | 0 | 0 | 0 | 0 | 0 | 0 | 0 | 0 | 0 | 0 | 2009 Qtr 1: 0; 2009 Qtr 2: 0; 2009 Qtr 3: 0; 2009 Qtr 4: 1; 2010 Qtr 1: 0; 2010 Qtr 2: 0; 2010 Qtr 3: 0; 2010 Qtr 4: 0; 2011 Qtr 1: 0; 2011 Qtr 2: 0; 2011 Qtr 3: 0; 2011 Qtr 4: 0 | 1
SDGE3043_KEM_3PKEMAHVACTraining,InstallationandMaint. | 267042-Residential Condensor Coil Cleaning Resid MF CZ10 VintAll |  | System | Residential | 13-MFM-ResidentialMulti-family-SP_COOL | 0 |  |  |  |  | 50 | 50 | 0 | 0 | 0 | 0 | 180 |  | kWh | 0.2376 | 0 | Residential | [7 empty] | 3 | 0.78 |  |  |  | 1 | 1 | 0 | 0 | 0 | 0 | 0 | 0 | 0 | 0 | 0 | 0 | 2009 Qtr 1: 0; 2009 Qtr 2: 0; 2009 Qtr 3: 0; 2009 Qtr 4: 1; 2010 Qtr 1: 0; 2010 Qtr 2: 0; 2010 Qtr 3: 0; 2010 Qtr 4: 0; 2011 Qtr 1: 0; 2011 Qtr 2: 0; 2011 Qtr 3: 0; 2011 Qtr 4: 0 | 1
SDGE3043_KEM_3PKEMAHVACTraining,InstallationandMaint. | 267033-High Refrigerant Charge Adjustment (>= ±20% rated charge) Resid MF CZ10 Vint04 |  | System | Residential | 13-MFM-ResidentialMulti-family-SP_COOL | 0 |  |  |  |  | 66.33 | 79.5 | 0 | 0 | 0 | -13.17 | 171.246 |  | kWh | 0.22612 | -0.10521 | Residential |  | Winter Only | [5 empty] | 10 | 0.78 |  |  |  | 1 | 1 | 0 | 0 | 0 | 0 | 0 | 0 | 0 | 0 | 0 | 0 | 2009 Qtr 1: 0; 2009 Qtr 2: 0; 2009 Qtr 3: 0; 2009 Qtr 4: 1; 2010 Qtr 1: 0; 2010 Qtr 2: 0; 2010 Qtr 3: 0; 2010 Qtr 4: 0; 2011 Qtr 1: 0; 2011 Qtr 2: 0; 2011 Qtr 3: 0; 2011 Qtr 4: 0 | 1
SDGE3043_KEM_3PKEMAHVACTraining,InstallationandMaint. | 267042-Residential Condensor Coil Cleaning Resid MF CZ10 VintAll |  | System | Residential | 13-MFM-ResidentialMulti-family-SP_COOL | 0 |  |  |  |  | 50 | 50 | 0 | 0 | 0 | 0 | 180 |  | kWh | 0.2376 | 0 | Residential | [7 empty] | 3 | 0.78 |  |  |  | 1 | 1 | 0 | 0 | 0 | 0 | 0 | 0 | 0 | 0 | 0 | 0 | 2009 Qtr 1: 0; 2009 Qtr 2: 0; 2009 Qtr 3: 0; 2009 Qtr 4: 1; 2010 Qtr 1: 0; 2010 Qtr 2: 0; 2010 Qtr 3: 0; 2010 Qtr 4: 0; 2011 Qtr 1: 0; 2011 Qtr 2: 0; 2011 Qtr 3: 0; 2011 Qtr 4: 0 | 1
SDGE3043_KEM_3PKEMAHVACTraining,InstallationandMaint. | 267042-Residential Condensor Coil Cleaning Resid MF CZ10 VintAll |  | System | Residential | 13-MFM-ResidentialMulti-family-SP_COOL | 0 |  |  |  |  | 50 | 50 | 0 | 0 | 0 | 0 | 180 |  | kWh | 0.2376 | 0 | Residential | [7 empty] | 3 | 0.78 |  |  |  | 1 | 1 | 0 | 0 | 0 | 0 | 0 | 0 | 0 | 0 | 0 | 0 | 2009 Qtr 1: 0; 2009 Qtr 2: 0; 2009 Qtr 3: 0; 2009 Qtr 4: 1; 2010 Qtr 1: 0; 2010 Qtr 2: 0; 2010 Qtr 3: 0; 2010 Qtr 4: 0; 2011 Qtr 1: 0; 2011 Qtr 2: 0; 2011 Qtr 3: 0; 2011 Qtr 4: 0 | 1
SDGE3043_KEM_3PKEMAHVACTraining,InstallationandMaint. | 267033-High Refrigerant Charge Adjustment (>= ±20% rated charge) Resid MF CZ10 Vint04 |  | System | Residential | 13-MFM-ResidentialMulti-family-SP_COOL | 0 |  |  |  |  | 66.33 | 79.5 | 0 | 0 | 0 | -13.17 | 171.246 |  | kWh | 0.22612 | -0.10521 | Residential |  | Winter Only | [5 empty] | 10 | 0.78 |  |  |  | 1 | 1 | 0 | 0 | 0 | 0 | 0 | 0 | 0 | 0 | 0 | 0 | 2009 Qtr 1: 0; 2009 Qtr 2: 0; 2009 Qtr 3: 0; 2009 Qtr 4: 1; 2010 Qtr 1: 0; 2010 Qtr 2: 0; 2010 Qtr 3: 0; 2010 Qtr 4: 0; 2011 Qtr 1: 0; 2011 Qtr 2: 0; 2011 Qtr 3: 0; 2011 Qtr 4: 0 | 1
SDGE3043_KEM_3PKEMAHVACTraining,InstallationandMaint. | 267042-Residential Condensor Coil Cleaning Resid MF CZ10 VintAll |  | System | Residential | 13-MFM-ResidentialMulti-family-SP_COOL | 0 |  |  |  |  | 50 | 50 | 0 | 0 | 0 | 0 | 180 |  | kWh | 0.2376 | 0 | Residential | [7 empty] | 3 | 0.78 |  |  |  | 1 | 1 | 0 | 0 | 0 | 0 | 0 | 0 | 0 | 0 | 0 | 0 | 2009 Qtr 1: 0; 2009 Qtr 2: 0; 2009 Qtr 3: 0; 2009 Qtr 4: 1; 2010 Qtr 1: 0; 2010 Qtr 2: 0; 2010 Qtr 3: 0; 2010 Qtr 4: 0; 2011 Qtr 1: 0; 2011 Qtr 2: 0; 2011 Qtr 3: 0; 2011 Qtr 4: 0 | 1
SDGE3043_KEM_3PKEMAHVACTraining,InstallationandMaint. | 267033-High Refrigerant Charge Adjustment (>= ±20% rated charge) Resid MF CZ10 Vint04 |  | System | Residential | 13-MFM-ResidentialMulti-family-SP_COOL | 0 |  |  |  |  | 66.33 | 79.5 | 0 | 0 | 0 | -13.17 | 171.246 |  | kWh | 0.22612 | -0.10521 | Residential |  | Winter Only | [5 empty] | 10 | 0.78 |  |  |  | 1 | 1 | 0 | 0 | 0 | 0 | 0 | 0 | 0 | 0 | 0 | 0 | 2009 Qtr 1: 0; 2009 Qtr 2: 0; 2009 Qtr 3: 0; 2009 Qtr 4: 1; 2010 Qtr 1: 0; 2010 Qtr 2: 0; 2010 Qtr 3: 0; 2010 Qtr 4: 0; 2011 Qtr 1: 0; 2011 Qtr 2: 0; 2011 Qtr 3: 0; 2011 Qtr 4: 0 | 1
SDGE3043_KEM_3PKEMAHVACTraining,InstallationandMaint. | 267042-Residential Condensor Coil Cleaning Resid MF CZ10 VintAll |  | System | Residential | 13-MFM-ResidentialMulti-family-SP_COOL | 0 |  |  |  |  | 50 | 50 | 0 | 0 | 0 | 0 | 180 |  | kWh | 0.2376 | 0 | Residential | [7 empty] | 3 | 0.78 |  |  |  | 1 | 1 | 0 | 0 | 0 | 0 | 0 | 0 | 0 | 0 | 0 | 0 | 2009 Qtr 1: 0; 2009 Qtr 2: 0; 2009 Qtr 3: 0; 2009 Qtr 4: 1; 2010 Qtr 1: 0; 2010 Qtr 2: 0; 2010 Qtr 3: 0; 2010 Qtr 4: 0; 2011 Qtr 1: 0; 2011 Qtr 2: 0; 2011 Qtr 3: 0; 2011 Qtr 4: 0 | 1
SDGE3043_KEM_3PKEMAHVACTraining,InstallationandMaint. | 267033-High Refrigerant Charge Adjustment (>= ±20% rated charge) Resid MF CZ10 Vint04 |  | System | Residential | 13-MFM-ResidentialMulti-family-SP_COOL | 0 |  |  |  |  | 66.33 | 79.5 | 0 | 0 | 0 | -13.17 | 171.246 |  | kWh | 0.22612 | -0.10521 | Residential |  | Winter Only | [5 empty] | 10 | 0.78 |  |  |  | 1 | 1 | 0 | 0 | 0 | 0 | 0 | 0 | 0 | 0 | 0 | 0 | 2009 Qtr 1: 0; 2009 Qtr 2: 0; 2009 Qtr 3: 0; 2009 Qtr 4: 1; 2010 Qtr 1: 0; 2010 Qtr 2: 0; 2010 Qtr 3: 0; 2010 Qtr 4: 0; 2011 Qtr 1: 0; 2011 Qtr 2: 0; 2011 Qtr 3: 0; 2011 Qtr 4: 0 | 1
SDGE3043_KEM_3PKEMAHVACTraining,InstallationandMaint. | 267042-Residential Condensor Coil Cleaning Resid MF CZ10 VintAll |  | System | Residential | 13-MFM-ResidentialMulti-family-SP_COOL | 0 |  |  |  |  | 50 | 50 | 0 | 0 | 0 | 0 | 180 |  | kWh | 0.2376 | 0 | Residential | [7 empty] | 3 | 0.78 |  |  |  | 1 | 1 | 0 | 0 | 0 | 0 | 0 | 0 | 0 | 0 | 0 | 0 | 2009 Qtr 1: 0; 2009 Qtr 2: 0; 2009 Qtr 3: 0; 2009 Qtr 4: 1; 2010 Qtr 1: 0; 2010 Qtr 2: 0; 2010 Qtr 3: 0; 2010 Qtr 4: 0; 2011 Qtr 1: 0; 2011 Qtr 2: 0; 2011 Qtr 3: 0; 2011 Qtr 4: 0 | 1
SDGE3043_KEM_3PKEMAHVACTraining,InstallationandMaint. | 267033-High Refrigerant Charge Adjustment (>= ±20% rated charge) Resid MF CZ10 Vint04 |  | System | Residential | 13-MFM-ResidentialMulti-family-SP_COOL | 0 |  |  |  |  | 66.33 | 79.5 | 0 | 0 | 0 | -13.17 | 171.246 |  | kWh | 0.22612 | -0.10521 | Residential |  | Winter Only | [5 empty] | 10 | 0.78 |  |  |  | 1 | 1 | 0 | 0 | 0 | 0 | 0 | 0 | 0 | 0 | 0 | 0 | 2009 Qtr 1: 0; 2009 Qtr 2: 0; 2009 Qtr 3: 0; 2009 Qtr 4: 1; 2010 Qtr 1: 0; 2010 Qtr 2: 0; 2010 Qtr 3: 0; 2010 Qtr 4: 0; 2011 Qtr 1: 0; 2011 Qtr 2: 0; 2011 Qtr 3: 0; 2011 Qtr 4: 0 | 1
SDGE3043_KEM_3PKEMAHVACTraining,InstallationandMaint. | 267042-Residential Condensor Coil Cleaning Resid MF CZ10 VintAll |  | System | Residential | 13-MFM-ResidentialMulti-family-SP_COOL | 0 |  |  |  |  | 50 | 50 | 0 | 0 | 0 | 0 | 180 |  | kWh | 0.2376 | 0 | Residential | [7 empty] | 3 | 0.78 |  |  |  | 1 | 1 | 0 | 0 | 0 | 0 | 0 | 0 | 0 | 0 | 0 | 0 | 2009 Qtr 1: 0; 2009 Qtr 2: 0; 2009 Qtr 3: 0; 2009 Qtr 4: 1; 2010 Qtr 1: 0; 2010 Qtr 2: 0; 2010 Qtr 3: 0; 2010 Qtr 4: 0; 2011 Qtr 1: 0; 2011 Qtr 2: 0; 2011 Qtr 3: 0; 2011 Qtr 4: 0 | 1
SDGE3043_KEM_3PKEMAHVACTraining,InstallationandMaint. | 267033-High Refrigerant Charge Adjustment (>= ±20% rated charge) Resid MF CZ10 Vint04 |  | System | Residential | 13-MFM-ResidentialMulti-family-SP_COOL | 0 |  |  |  |  | 66.33 | 79.5 | 0 | 0 | 0 | -13.17 | 171.246 |  | kWh | 0.22612 | -0.10521 | Residential |  | Winter Only | [5 empty] | 10 | 0.78 |  |  |  | 1 | 1 | 0 | 0 | 0 | 0 | 0 | 0 | 0 | 0 | 0 | 0 | 2009 Qtr 1: 0; 2009 Qtr 2: 0; 2009 Qtr 3: 0; 2009 Qtr 4: 1; 2010 Qtr 1: 0; 2010 Qtr 2: 0; 2010 Qtr 3: 0; 2010 Qtr 4: 0; 2011 Qtr 1: 0; 2011 Qtr 2: 0; 2011 Qtr 3: 0; 2011 Qtr 4: 0 | 1
SDGE3043_KEM_3PKEMAHVACTraining,InstallationandMaint. | 267042-Residential Condensor Coil Cleaning Resid MF CZ10 VintAll |  | System | Residential | 13-MFM-ResidentialMulti-family-SP_COOL | 0 |  |  |  |  | 50 | 50 | 0 | 0 | 0 | 0 | 180 |  | kWh | 0.2376 | 0 | Residential | [7 empty] | 3 | 0.78 |  |  |  | 1 | 1 | 0 | 0 | 0 | 0 | 0 | 0 | 0 | 0 | 0 | 0 | 2009 Qtr 1: 0; 2009 Qtr 2: 0; 2009 Qtr 3: 0; 2009 Qtr 4: 1; 2010 Qtr 1: 0; 2010 Qtr 2: 0; 2010 Qtr 3: 0; 2010 Qtr 4: 0; 2011 Qtr 1: 0; 2011 Qtr 2: 0; 2011 Qtr 3: 0; 2011 Qtr 4: 0 | 1
SDGE3043_KEM_3PKEMAHVACTraining,InstallationandMaint. | 267033-High Refrigerant Charge Adjustment (>= ±20% rated charge) Resid MF CZ10 Vint04 |  | System | Residential | 13-MFM-ResidentialMulti-family-SP_COOL | 0 |  |  |  |  | 66.33 | 79.5 | 0 | 0 | 0 | -13.17 | 171.246 |  | kWh | 0.22612 | -0.10521 | Residential |  | Winter Only | [5 empty] | 10 | 0.78 |  |  |  | 1 | 1 | 0 | 0 | 0 | 0 | 0 | 0 | 0 | 0 | 0 | 0 | 2009 Qtr 1: 0; 2009 Qtr 2: 0; 2009 Qtr 3: 0; 2009 Qtr 4: 1; 2010 Qtr 1: 0; 2010 Qtr 2: 0; 2010 Qtr 3: 0; 2010 Qtr 4: 0; 2011 Qtr 1: 0; 2011 Qtr 2: 0; 2011 Qtr 3: 0; 2011 Qtr 4: 0 | 1
SDGE3043_KEM_3PKEMAHVACTraining,InstallationandMaint. | 267042-Residential Condensor Coil Cleaning Resid MF CZ10 VintAll |  | System | Residential | 13-MFM-ResidentialMulti-family-SP_COOL | 0 |  |  |  |  | 50 | 50 | 0 | 0 | 0 | 0 | 180 |  | kWh | 0.2376 | 0 | Residential | [7 empty] | 3 | 0.78 |  |  |  | 1 | 1 | 0 | 0 | 0 | 0 | 0 | 0 | 0 | 0 | 0 | 0 | 2009 Qtr 1: 0; 2009 Qtr 2: 0; 2009 Qtr 3: 0; 2009 Qtr 4: 1; 2010 Qtr 1: 0; 2010 Qtr 2: 0; 2010 Qtr 3: 0; 2010 Qtr 4: 0; 2011 Qtr 1: 0; 2011 Qtr 2: 0; 2011 Qtr 3: 0; 2011 Qtr 4: 0 | 1
SDGE3043_KEM_3PKEMAHVACTraining,InstallationandMaint. | 267033-High Refrigerant Charge Adjustment (>= ±20% rated charge) Resid MF CZ10 Vint04 |  | System | Residential | 13-MFM-ResidentialMulti-family-SP_COOL | 0 |  |  |  |  | 66.33 | 79.5 | 0 | 0 | 0 | -13.17 | 171.246 |  | kWh | 0.22612 | -0.10521 | Residential |  | Winter Only | [5 empty] | 10 | 0.78 |  |  |  | 1 | 1 | 0 | 0 | 0 | 0 | 0 | 0 | 0 | 0 | 0 | 0 | 2009 Qtr 1: 0; 2009 Qtr 2: 0; 2009 Qtr 3: 0; 2009 Qtr 4: 1; 2010 Qtr 1: 0; 2010 Qtr 2: 0; 2010 Qtr 3: 0; 2010 Qtr 4: 0; 2011 Qtr 1: 0; 2011 Qtr 2: 0; 2011 Qtr 3: 0; 2011 Qtr 4: 0 | 1
SDGE3043_KEM_3PKEMAHVACTraining,InstallationandMaint. | 267042-Residential Condensor Coil Cleaning Resid MF CZ10 VintAll |  | System | Residential | 13-MFM-ResidentialMulti-family-SP_COOL | 0 |  |  |  |  | 50 | 50 | 0 | 0 | 0 | 0 | 180 |  | kWh | 0.2376 | 0 | Residential | [7 empty] | 3 | 0.78 |  |  |  | 1 | 1 | 0 | 0 | 0 | 0 | 0 | 0 | 0 | 0 | 0 | 0 | 2009 Qtr 1: 0; 2009 Qtr 2: 0; 2009 Qtr 3: 0; 2009 Qtr 4: 1; 2010 Qtr 1: 0; 2010 Qtr 2: 0; 2010 Qtr 3: 0; 2010 Qtr 4: 0; 2011 Qtr 1: 0; 2011 Qtr 2: 0; 2011 Qtr 3: 0; 2011 Qtr 4: 0 | 1
SDGE3043_KEM_3PKEMAHVACTraining,InstallationandMaint. | 267033-High Refrigerant Charge Adjustment (>= ±20% rated charge) Resid MF CZ10 Vint04 |  | System | Residential | 13-MFM-ResidentialMulti-family-SP_COOL | 0 |  |  |  |  | 66.33 | 53 | 0 | 0 | 0 | 13.33 | 171.246 |  | kWh | 0.22612 | -0.10521 | Residential |  | Winter Only | [5 empty] | 10 | 0.78 |  |  |  | 1 | 2 | 0 | 0 | 0 | 0 | 0 | 0 | 0 | 0 | 0 | 0 | 2009 Qtr 1: 0; 2009 Qtr 2: 0; 2009 Qtr 3: 0; 2009 Qtr 4: 2; 2010 Qtr 1: 0; 2010 Qtr 2: 0; 2010 Qtr 3: 0; 2010 Qtr 4: 0; 2011 Qtr 1: 0; 2011 Qtr 2: 0; 2011 Qtr 3: 0; 2011 Qtr 4: 0 | 2
SDGE3043_KEM_3PKEMAHVACTraining,InstallationandMaint. | 267042-Residential Condensor Coil Cleaning Resid MF CZ10 VintAll |  | System | Residential | 13-MFM-ResidentialMulti-family-SP_COOL | 0 |  |  |  |  | 50 | 50 | 0 | 0 | 0 | 0 | 180 |  | kWh | 0.2376 | 0 | Residential | [7 empty] | 3 | 0.78 |  |  |  | 1 | 1 | 0 | 0 | 0 | 0 | 0 | 0 | 0 | 0 | 0 | 0 | 2009 Qtr 1: 0; 2009 Qtr 2: 0; 2009 Qtr 3: 0; 2009 Qtr 4: 1; 2010 Qtr 1: 0; 2010 Qtr 2: 0; 2010 Qtr 3: 0; 2010 Qtr 4: 0; 2011 Qtr 1: 0; 2011 Qtr 2: 0; 2011 Qtr 3: 0; 2011 Qtr 4: 0 | 1
SDGE3043_KEM_3PKEMAHVACTraining,InstallationandMaint. | 267033-High Refrigerant Charge Adjustment (>= ±20% rated charge) Resid MF CZ10 Vint04 |  | System | Residential | 13-MFM-ResidentialMulti-family-SP_COOL | 0 |  |  |  |  | 66.33 | 53 | 0 | 0 | 0 | 13.33 | 171.246 |  | kWh | 0.22612 | -0.10521 | Residential |  | Winter Only | [5 empty] | 10 | 0.78 |  |  |  | 1 | 2 | 0 | 0 | 0 | 0 | 0 | 0 | 0 | 0 | 0 | 0 | 2009 Qtr 1: 0; 2009 Qtr 2: 0; 2009 Qtr 3: 0; 2009 Qtr 4: 2; 2010 Qtr 1: 0; 2010 Qtr 2: 0; 2010 Qtr 3: 0; 2010 Qtr 4: 0; 2011 Qtr 1: 0; 2011 Qtr 2: 0; 2011 Qtr 3: 0; 2011 Qtr 4: 0 | 2
SDGE3043_KEM_3PKEMAHVACTraining,InstallationandMaint. | 267042-Residential Condensor Coil Cleaning Resid MF CZ10 VintAll |  | System | Residential | 13-MFM-ResidentialMulti-family-SP_COOL | 0 |  |  |  |  | 50 | 50 | 0 | 0 | 0 | 0 | 180 |  | kWh | 0.2376 | 0 | Residential | [7 empty] | 3 | 0.78 |  |  |  | 1 | 1 | 0 | 0 | 0 | 0 | 0 | 0 | 0 | 0 | 0 | 0 | 2009 Qtr 1: 0; 2009 Qtr 2: 0; 2009 Qtr 3: 0; 2009 Qtr 4: 1; 2010 Qtr 1: 0; 2010 Qtr 2: 0; 2010 Qtr 3: 0; 2010 Qtr 4: 0; 2011 Qtr 1: 0; 2011 Qtr 2: 0; 2011 Qtr 3: 0; 2011 Qtr 4: 0 | 1
SDGE3043_KEM_3PKEMAHVACTraining,InstallationandMaint. | 267033-High Refrigerant Charge Adjustment (>= ±20% rated charge) Resid MF CZ10 Vint04 |  | System | Residential | 13-MFM-ResidentialMulti-family-SP_COOL | 0 |  |  |  |  | 66.33 | 53 | 0 | 0 | 0 | 13.33 | 171.246 |  | kWh | 0.22612 | -0.10521 | Residential |  | Winter Only | [5 empty] | 10 | 0.78 |  |  |  | 1 | 2 | 0 | 0 | 0 | 0 | 0 | 0 | 0 | 0 | 0 | 0 | 2009 Qtr 1: 0; 2009 Qtr 2: 0; 2009 Qtr 3: 0; 2009 Qtr 4: 2; 2010 Qtr 1: 0; 2010 Qtr 2: 0; 2010 Qtr 3: 0; 2010 Qtr 4: 0; 2011 Qtr 1: 0; 2011 Qtr 2: 0; 2011 Qtr 3: 0; 2011 Qtr 4: 0 | 2
SDGE3043_KEM_3PKEMAHVACTraining,InstallationandMaint. | 267042-Residential Condensor Coil Cleaning Resid MF CZ10 VintAll |  | System | Residential | 13-MFM-ResidentialMulti-family-SP_COOL | 0 |  |  |  |  | 50 | 50 | 0 | 0 | 0 | 0 | 180 |  | kWh | 0.2376 | 0 | Residential | [7 empty] | 3 | 0.78 |  |  |  | 1 | 1 | 0 | 0 | 0 | 0 | 0 | 0 | 0 | 0 | 0 | 0 | 2009 Qtr 1: 0; 2009 Qtr 2: 0; 2009 Qtr 3: 0; 2009 Qtr 4: 1; 2010 Qtr 1: 0; 2010 Qtr 2: 0; 2010 Qtr 3: 0; 2010 Qtr 4: 0; 2011 Qtr 1: 0; 2011 Qtr 2: 0; 2011 Qtr 3: 0; 2011 Qtr 4: 0 | 1
SDGE3043_KEM_3PKEMAHVACTraining,InstallationandMaint. | 267033-High Refrigerant Charge Adjustment (>= ±20% rated charge) Resid MF CZ10 Vint04 |  | System | Residential | 13-MFM-ResidentialMulti-family-SP_COOL | 0 |  |  |  |  | 66.33 | 53 | 0 | 0 | 0 | 13.33 | 171.246 |  | kWh | 0.22612 | -0.10521 | Residential |  | Winter Only | [5 empty] | 10 | 0.78 |  |  |  | 1 | 2 | 0 | 0 | 0 | 0 | 0 | 0 | 0 | 0 | 0 | 0 | 2009 Qtr 1: 0; 2009 Qtr 2: 0; 2009 Qtr 3: 0; 2009 Qtr 4: 2; 2010 Qtr 1: 0; 2010 Qtr 2: 0; 2010 Qtr 3: 0; 2010 Qtr 4: 0; 2011 Qtr 1: 0; 2011 Qtr 2: 0; 2011 Qtr 3: 0; 2011 Qtr 4: 0 | 2
SDGE3043_KEM_3PKEMAHVACTraining,InstallationandMaint. | 267042-Residential Condensor Coil Cleaning Resid MF CZ10 VintAll |  | System | Residential | 13-MFM-ResidentialMulti-family-SP_COOL | 0 |  |  |  |  | 50 | 50 | 0 | 0 | 0 | 0 | 180 |  | kWh | 0.2376 | 0 | Residential | [7 empty] | 3 | 0.78 |  |  |  | 1 | 1 | 0 | 0 | 0 | 0 | 0 | 0 | 0 | 0 | 0 | 0 | 2009 Qtr 1: 0; 2009 Qtr 2: 0; 2009 Qtr 3: 0; 2009 Qtr 4: 1; 2010 Qtr 1: 0; 2010 Qtr 2: 0; 2010 Qtr 3: 0; 2010 Qtr 4: 0; 2011 Qtr 1: 0; 2011 Qtr 2: 0; 2011 Qtr 3: 0; 2011 Qtr 4: 0 | 1
SDGE3043_KEM_3PKEMAHVACTraining,InstallationandMaint. | 267033-High Refrigerant Charge Adjustment (>= ±20% rated charge) Resid MF CZ10 Vint04 |  | System | Residential | 13-MFM-ResidentialMulti-family-SP_COOL | 0 |  |  |  |  | 66.33 | 53 | 0 | 0 | 0 | 13.33 | 171.246 |  | kWh | 0.22612 | -0.10521 | Residential |  | Winter Only | [5 empty] | 10 | 0.78 |  |  |  | 1 | 2 | 0 | 0 | 0 | 0 | 0 | 0 | 0 | 0 | 0 | 0 | 2009 Qtr 1: 0; 2009 Qtr 2: 0; 2009 Qtr 3: 0; 2009 Qtr 4: 2; 2010 Qtr 1: 0; 2010 Qtr 2: 0; 2010 Qtr 3: 0; 2010 Qtr 4: 0; 2011 Qtr 1: 0; 2011 Qtr 2: 0; 2011 Qtr 3: 0; 2011 Qtr 4: 0 | 2
SDGE3043_KEM_3PKEMAHVACTraining,InstallationandMaint. | 267042-Residential Condensor Coil Cleaning Resid MF CZ10 VintAll |  | System | Residential | 13-MFM-ResidentialMulti-family-SP_COOL | 0 |  |  |  |  | 50 | 50 | 0 | 0 | 0 | 0 | 180 |  | kWh | 0.2376 | 0 | Residential | [7 empty] | 3 | 0.78 |  |  |  | 1 | 1 | 0 | 0 | 0 | 0 | 0 | 0 | 0 | 0 | 0 | 0 | 2009 Qtr 1: 0; 2009 Qtr 2: 0; 2009 Qtr 3: 0; 2009 Qtr 4: 1; 2010 Qtr 1: 0; 2010 Qtr 2: 0; 2010 Qtr 3: 0; 2010 Qtr 4: 0; 2011 Qtr 1: 0; 2011 Qtr 2: 0; 2011 Qtr 3: 0; 2011 Qtr 4: 0 | 1
SDGE3043_KEM_3PKEMAHVACTraining,InstallationandMaint. | 267033-High Refrigerant Charge Adjustment (>= ±20% rated charge) Resid MF CZ10 Vint04 |  | System | Residential | 13-MFM-ResidentialMulti-family-SP_COOL | 0 |  |  |  |  | 66.33 | 53 | 0 | 0 | 0 | 13.33 | 171.246 |  | kWh | 0.22612 | -0.10521 | Residential |  | Winter Only | [5 empty] | 10 | 0.78 |  |  |  | 1 | 2 | 0 | 0 | 0 | 0 | 0 | 0 | 0 | 0 | 0 | 0 | 2009 Qtr 1: 0; 2009 Qtr 2: 0; 2009 Qtr 3: 0; 2009 Qtr 4: 2; 2010 Qtr 1: 0; 2010 Qtr 2: 0; 2010 Qtr 3: 0; 2010 Qtr 4: 0; 2011 Qtr 1: 0; 2011 Qtr 2: 0; 2011 Qtr 3: 0; 2011 Qtr 4: 0 | 2
SDGE3043_KEM_3PKEMAHVACTraining,InstallationandMaint. | 267042-Residential Condensor Coil Cleaning Resid MF CZ10 VintAll |  | System | Residential | 13-MFM-ResidentialMulti-family-SP_COOL | 0 |  |  |  |  | 50 | 50 | 0 | 0 | 0 | 0 | 180 |  | kWh | 0.2376 | 0 | Residential | [7 empty] | 3 | 0.78 |  |  |  | 1 | 1 | 0 | 0 | 0 | 0 | 0 | 0 | 0 | 0 | 0 | 0 | 2009 Qtr 1: 0; 2009 Qtr 2: 0; 2009 Qtr 3: 0; 2009 Qtr 4: 1; 2010 Qtr 1: 0; 2010 Qtr 2: 0; 2010 Qtr 3: 0; 2010 Qtr 4: 0; 2011 Qtr 1: 0; 2011 Qtr 2: 0; 2011 Qtr 3: 0; 2011 Qtr 4: 0 | 1
SDGE3043_KEM_3PKEMAHVACTraining,InstallationandMaint. | 267033-High Refrigerant Charge Adjustment (>= ±20% rated charge) Resid MF CZ10 Vint04 |  | System | Residential | 13-MFM-ResidentialMulti-family-SP_COOL | 0 |  |  |  |  | 66.33 | 79.5 | 0 | 0 | 0 | -13.17 | 171.246 |  | kWh | 0.22612 | -0.10521 | Residential |  | Winter Only | [5 empty] | 10 | 0.78 |  |  |  | 1 | 1 | 0 | 0 | 0 | 0 | 0 | 0 | 0 | 0 | 0 | 0 | 2009 Qtr 1: 0; 2009 Qtr 2: 0; 2009 Qtr 3: 0; 2009 Qtr 4: 1; 2010 Qtr 1: 0; 2010 Qtr 2: 0; 2010 Qtr 3: 0; 2010 Qtr 4: 0; 2011 Qtr 1: 0; 2011 Qtr 2: 0; 2011 Qtr 3: 0; 2011 Qtr 4: 0 | 1
SDGE3043_KEM_3PKEMAHVACTraining,InstallationandMaint. | 267042-Residential Condensor Coil Cleaning Resid MF CZ10 VintAll |  | System | Residential | 13-MFM-ResidentialMulti-family-SP_COOL | 0 |  |  |  |  | 50 | 50 | 0 | 0 | 0 | 0 | 180 |  | kWh | 0.2376 | 0 | Residential | [7 empty] | 3 | 0.78 |  |  |  | 1 | 1 | 0 | 0 | 0 | 0 | 0 | 0 | 0 | 0 | 0 | 0 | 2009 Qtr 1: 0; 2009 Qtr 2: 0; 2009 Qtr 3: 0; 2009 Qtr 4: 1; 2010 Qtr 1: 0; 2010 Qtr 2: 0; 2010 Qtr 3: 0; 2010 Qtr 4: 0; 2011 Qtr 1: 0; 2011 Qtr 2: 0; 2011 Qtr 3: 0; 2011 Qtr 4: 0 | 1
SDGE3043_KEM_3PKEMAHVACTraining,InstallationandMaint. | 267033-High Refrigerant Charge Adjustment (>= ±20% rated charge) Resid MF CZ10 Vint04 |  | System | Residential | 13-MFM-ResidentialMulti-family-SP_COOL | 0 |  |  |  |  | 66.33 | 79.5 | 0 | 0 | 0 | -13.17 | 171.246 |  | kWh | 0.22612 | -0.10521 | Residential |  | Winter Only | [5 empty] | 10 | 0.78 |  |  |  | 1 | 1 | 0 | 0 | 0 | 0 | 0 | 0 | 0 | 0 | 0 | 0 | 2009 Qtr 1: 0; 2009 Qtr 2: 0; 2009 Qtr 3: 0; 2009 Qtr 4: 1; 2010 Qtr 1: 0; 2010 Qtr 2: 0; 2010 Qtr 3: 0; 2010 Qtr 4: 0; 2011 Qtr 1: 0; 2011 Qtr 2: 0; 2011 Qtr 3: 0; 2011 Qtr 4: 0 | 1
SDGE3043_KEM_3PKEMAHVACTraining,InstallationandMaint. | 267042-Residential Condensor Coil Cleaning Resid MF CZ10 VintAll |  | System | Residential | 13-MFM-ResidentialMulti-family-SP_COOL | 0 |  |  |  |  | 50 | 50 | 0 | 0 | 0 | 0 | 180 |  | kWh | 0.2376 | 0 | Residential | [7 empty] | 3 | 0.78 |  |  |  | 1 | 1 | 0 | 0 | 0 | 0 | 0 | 0 | 0 | 0 | 0 | 0 | 2009 Qtr 1: 0; 2009 Qtr 2: 0; 2009 Qtr 3: 0; 2009 Qtr 4: 1; 2010 Qtr 1: 0; 2010 Qtr 2: 0; 2010 Qtr 3: 0; 2010 Qtr 4: 0; 2011 Qtr 1: 0; 2011 Qtr 2: 0; 2011 Qtr 3: 0; 2011 Qtr 4: 0 | 1
SDGE3043_KEM_3PKEMAHVACTraining,InstallationandMaint. | 267033-High Refrigerant Charge Adjustment (>= ±20% rated charge) Resid MF CZ10 Vint04 |  | System | Residential | 13-MFM-ResidentialMulti-family-SP_COOL | 0 |  |  |  |  | 66.33 | 79.5 | 0 | 0 | 0 | -13.17 | 171.246 |  | kWh | 0.22612 | -0.10521 | Residential |  | Winter Only | [5 empty] | 10 | 0.78 |  |  |  | 1 | 1 | 0 | 0 | 0 | 0 | 0 | 0 | 0 | 0 | 0 | 0 | 2009 Qtr 1: 0; 2009 Qtr 2: 0; 2009 Qtr 3: 0; 2009 Qtr 4: 1; 2010 Qtr 1: 0; 2010 Qtr 2: 0; 2010 Qtr 3: 0; 2010 Qtr 4: 0; 2011 Qtr 1: 0; 2011 Qtr 2: 0; 2011 Qtr 3: 0; 2011 Qtr 4: 0 | 1
SDGE3043_KEM_3PKEMAHVACTraining,InstallationandMaint. | 267042-Residential Condensor Coil Cleaning Resid MF CZ10 VintAll |  | System | Residential | 13-MFM-ResidentialMulti-family-SP_COOL | 0 |  |  |  |  | 50 | 50 | 0 | 0 | 0 | 0 | 180 |  | kWh | 0.2376 | 0 | Residential | [7 empty] | 3 | 0.78 |  |  |  | 1 | 1 | 0 | 0 | 0 | 0 | 0 | 0 | 0 | 0 | 0 | 0 | 2009 Qtr 1: 0; 2009 Qtr 2: 0; 2009 Qtr 3: 0; 2009 Qtr 4: 1; 2010 Qtr 1: 0; 2010 Qtr 2: 0; 2010 Qtr 3: 0; 2010 Qtr 4: 0; 2011 Qtr 1: 0; 2011 Qtr 2: 0; 2011 Qtr 3: 0; 2011 Qtr 4: 0 | 1
SDGE3043_KEM_3PKEMAHVACTraining,InstallationandMaint. | 267033-High Refrigerant Charge Adjustment (>= ±20% rated charge) Resid MF CZ10 Vint04 |  | System | Residential | 13-MFM-ResidentialMulti-family-SP_COOL | 0 |  |  |  |  | 66.33 | 79.5 | 0 | 0 | 0 | -13.17 | 171.246 |  | kWh | 0.22612 | -0.10521 | Residential |  | Winter Only | [5 empty] | 10 | 0.78 |  |  |  | 1 | 1 | 0 | 0 | 0 | 0 | 0 | 0 | 0 | 0 | 0 | 0 | 2009 Qtr 1: 0; 2009 Qtr 2: 0; 2009 Qtr 3: 0; 2009 Qtr 4: 1; 2010 Qtr 1: 0; 2010 Qtr 2: 0; 2010 Qtr 3: 0; 2010 Qtr 4: 0; 2011 Qtr 1: 0; 2011 Qtr 2: 0; 2011 Qtr 3: 0; 2011 Qtr 4: 0 | 1
SDGE3043_KEM_3PKEMAHVACTraining,InstallationandMaint. | 267042-Residential Condensor Coil Cleaning Resid MF CZ10 VintAll |  | System | Residential | 13-MFM-ResidentialMulti-family-SP_COOL | 0 |  |  |  |  | 50 | 50 | 0 | 0 | 0 | 0 | 180 |  | kWh | 0.2376 | 0 | Residential | [7 empty] | 3 | 0.78 |  |  |  | 1 | 1 | 0 | 0 | 0 | 0 | 0 | 0 | 0 | 0 | 0 | 0 | 2009 Qtr 1: 0; 2009 Qtr 2: 0; 2009 Qtr 3: 0; 2009 Qtr 4: 1; 2010 Qtr 1: 0; 2010 Qtr 2: 0; 2010 Qtr 3: 0; 2010 Qtr 4: 0; 2011 Qtr 1: 0; 2011 Qtr 2: 0; 2011 Qtr 3: 0; 2011 Qtr 4: 0 | 1
SDGE3043_KEM_3PKEMAHVACTraining,InstallationandMaint. | 267033-High Refrigerant Charge Adjustment (>= ±20% rated charge) Resid MF CZ10 Vint04 |  | System | Residential | 13-MFM-ResidentialMulti-family-SP_COOL | 0 |  |  |  |  | 66.33 | 79.5 | 0 | 0 | 0 | -13.17 | 171.246 |  | kWh | 0.22612 | -0.10521 | Residential |  | Winter Only | [5 empty] | 10 | 0.78 |  |  |  | 1 | 1 | 0 | 0 | 0 | 0 | 0 | 0 | 0 | 0 | 0 | 0 | 2009 Qtr 1: 0; 2009 Qtr 2: 0; 2009 Qtr 3: 0; 2009 Qtr 4: 1; 2010 Qtr 1: 0; 2010 Qtr 2: 0; 2010 Qtr 3: 0; 2010 Qtr 4: 0; 2011 Qtr 1: 0; 2011 Qtr 2: 0; 2011 Qtr 3: 0; 2011 Qtr 4: 0 | 1
SDGE3043_KEM_3PKEMAHVACTraining,InstallationandMaint. | 267042-Residential Condensor Coil Cleaning Resid MF CZ10 VintAll |  | System | Residential | 13-MFM-ResidentialMulti-family-SP_COOL | 0 |  |  |  |  | 50 | 50 | 0 | 0 | 0 | 0 | 180 |  | kWh | 0.2376 | 0 | Residential | [7 empty] | 3 | 0.78 |  |  |  | 1 | 1 | 0 | 0 | 0 | 0 | 0 | 0 | 0 | 0 | 0 | 0 | 2009 Qtr 1: 0; 2009 Qtr 2: 0; 2009 Qtr 3: 0; 2009 Qtr 4: 1; 2010 Qtr 1: 0; 2010 Qtr 2: 0; 2010 Qtr 3: 0; 2010 Qtr 4: 0; 2011 Qtr 1: 0; 2011 Qtr 2: 0; 2011 Qtr 3: 0; 2011 Qtr 4: 0 | 1
SDGE3043_KEM_3PKEMAHVACTraining,InstallationandMaint. | 267033-High Refrigerant Charge Adjustment (>= ±20% rated charge) Resid MF CZ10 Vint04 |  | System | Residential | 13-MFM-ResidentialMulti-family-SP_COOL | 0 |  |  |  |  | 66.33 | 79.5 | 0 | 0 | 0 | -13.17 | 171.246 |  | kWh | 0.22612 | -0.10521 | Residential |  | Winter Only | [5 empty] | 10 | 0.78 |  |  |  | 1 | 1 | 0 | 0 | 0 | 0 | 0 | 0 | 0 | 0 | 0 | 0 | 2009 Qtr 1: 0; 2009 Qtr 2: 0; 2009 Qtr 3: 0; 2009 Qtr 4: 1; 2010 Qtr 1: 0; 2010 Qtr 2: 0; 2010 Qtr 3: 0; 2010 Qtr 4: 0; 2011 Qtr 1: 0; 2011 Qtr 2: 0; 2011 Qtr 3: 0; 2011 Qtr 4: 0 | 1
SDGE3043_KEM_3PKEMAHVACTraining,InstallationandMaint. | 267042-Residential Condensor Coil Cleaning Resid MF CZ10 VintAll |  | System | Residential | 13-MFM-ResidentialMulti-family-SP_COOL | 0 |  |  |  |  | 50 | 50 | 0 | 0 | 0 | 0 | 180 |  | kWh | 0.2376 | 0 | Residential | [7 empty] | 3 | 0.78 |  |  |  | 1 | 1 | 0 | 0 | 0 | 0 | 0 | 0 | 0 | 0 | 0 | 0 | 2009 Qtr 1: 0; 2009 Qtr 2: 0; 2009 Qtr 3: 0; 2009 Qtr 4: 1; 2010 Qtr 1: 0; 2010 Qtr 2: 0; 2010 Qtr 3: 0; 2010 Qtr 4: 0; 2011 Qtr 1: 0; 2011 Qtr 2: 0; 2011 Qtr 3: 0; 2011 Qtr 4: 0 | 1
SDGE3043_KEM_3PKEMAHVACTraining,InstallationandMaint. | 267033-High Refrigerant Charge Adjustment (>= ±20% rated charge) Resid MF CZ10 Vint04 |  | System | Residential | 13-MFM-ResidentialMulti-family-SP_COOL | 0 |  |  |  |  | 66.33 | 79.5 | 0 | 0 | 0 | -13.17 | 171.246 |  | kWh | 0.22612 | -0.10521 | Residential |  | Winter Only | [5 empty] | 10 | 0.78 |  |  |  | 1 | 1 | 0 | 0 | 0 | 0 | 0 | 0 | 0 | 0 | 0 | 0 | 2009 Qtr 1: 0; 2009 Qtr 2: 0; 2009 Qtr 3: 0; 2009 Qtr 4: 1; 2010 Qtr 1: 0; 2010 Qtr 2: 0; 2010 Qtr 3: 0; 2010 Qtr 4: 0; 2011 Qtr 1: 0; 2011 Qtr 2: 0; 2011 Qtr 3: 0; 2011 Qtr 4: 0 | 1
SDGE3043_KEM_3PKEMAHVACTraining,InstallationandMaint. | 267042-Residential Condensor Coil Cleaning Resid MF CZ10 VintAll |  | System | Residential | 13-MFM-ResidentialMulti-family-SP_COOL | 0 |  |  |  |  | 50 | 50 | 0 | 0 | 0 | 0 | 180 |  | kWh | 0.2376 | 0 | Residential | [7 empty] | 3 | 0.78 |  |  |  | 1 | 1 | 0 | 0 | 0 | 0 | 0 | 0 | 0 | 0 | 0 | 0 | 2009 Qtr 1: 0; 2009 Qtr 2: 0; 2009 Qtr 3: 0; 2009 Qtr 4: 1; 2010 Qtr 1: 0; 2010 Qtr 2: 0; 2010 Qtr 3: 0; 2010 Qtr 4: 0; 2011 Qtr 1: 0; 2011 Qtr 2: 0; 2011 Qtr 3: 0; 2011 Qtr 4: 0 | 1
SDGE3043_KEM_3PKEMAHVACTraining,InstallationandMaint. | 267033-High Refrigerant Charge Adjustment (>= ±20% rated charge) Resid MF CZ10 Vint04 |  | System | Residential | 13-MFM-ResidentialMulti-family-SP_COOL | 0 |  |  |  |  | 66.33 | 79.5 | 0 | 0 | 0 | -13.17 | 171.246 |  | kWh | 0.22612 | -0.10521 | Residential |  | Winter Only | [5 empty] | 10 | 0.78 |  |  |  | 1 | 1 | 0 | 0 | 0 | 0 | 0 | 0 | 0 | 0 | 0 | 0 | 2009 Qtr 1: 0; 2009 Qtr 2: 0; 2009 Qtr 3: 0; 2009 Qtr 4: 1; 2010 Qtr 1: 0; 2010 Qtr 2: 0; 2010 Qtr 3: 0; 2010 Qtr 4: 0; 2011 Qtr 1: 0; 2011 Qtr 2: 0; 2011 Qtr 3: 0; 2011 Qtr 4: 0 | 1
SDGE3043_KEM_3PKEMAHVACTraining,InstallationandMaint. | 267042-Residential Condensor Coil Cleaning Resid MF CZ10 VintAll |  | System | Residential | 13-MFM-ResidentialMulti-family-SP_COOL | 0 |  |  |  |  | 50 | 50 | 0 | 0 | 0 | 0 | 180 |  | kWh | 0.2376 | 0 | Residential | [7 empty] | 3 | 0.78 |  |  |  | 1 | 1 | 0 | 0 | 0 | 0 | 0 | 0 | 0 | 0 | 0 | 0 | 2009 Qtr 1: 0; 2009 Qtr 2: 0; 2009 Qtr 3: 0; 2009 Qtr 4: 1; 2010 Qtr 1: 0; 2010 Qtr 2: 0; 2010 Qtr 3: 0; 2010 Qtr 4: 0; 2011 Qtr 1: 0; 2011 Qtr 2: 0; 2011 Qtr 3: 0; 2011 Qtr 4: 0 | 1
SDGE3043_KEM_3PKEMAHVACTraining,InstallationandMaint. | 267033-High Refrigerant Charge Adjustment (>= ±20% rated charge) Resid MF CZ10 Vint04 |  | System | Residential | 13-MFM-ResidentialMulti-family-SP_COOL | 0 |  |  |  |  | 66.33 | 79.5 | 0 | 0 | 0 | -13.17 | 171.246 |  | kWh | 0.22612 | -0.10521 | Residential |  | Winter Only | [5 empty] | 10 | 0.78 |  |  |  | 1 | 1 | 0 | 0 | 0 | 0 | 0 | 0 | 0 | 0 | 0 | 0 | 2009 Qtr 1: 0; 2009 Qtr 2: 0; 2009 Qtr 3: 0; 2009 Qtr 4: 1; 2010 Qtr 1: 0; 2010 Qtr 2: 0; 2010 Qtr 3: 0; 2010 Qtr 4: 0; 2011 Qtr 1: 0; 2011 Qtr 2: 0; 2011 Qtr 3: 0; 2011 Qtr 4: 0 | 1
SDGE3043_KEM_3PKEMAHVACTraining,InstallationandMaint. | 267042-Residential Condensor Coil Cleaning Resid MF CZ10 VintAll |  | System | Residential | 13-MFM-ResidentialMulti-family-SP_COOL | 0 |  |  |  |  | 50 | 50 | 0 | 0 | 0 | 0 | 180 |  | kWh | 0.2376 | 0 | Residential | [7 empty] | 3 | 0.78 |  |  |  | 1 | 1 | 0 | 0 | 0 | 0 | 0 | 0 | 0 | 0 | 0 | 0 | 2009 Qtr 1: 0; 2009 Qtr 2: 0; 2009 Qtr 3: 0; 2009 Qtr 4: 1; 2010 Qtr 1: 0; 2010 Qtr 2: 0; 2010 Qtr 3: 0; 2010 Qtr 4: 0; 2011 Qtr 1: 0; 2011 Qtr 2: 0; 2011 Qtr 3: 0; 2011 Qtr 4: 0 | 1
SDGE3043_KEM_3PKEMAHVACTraining,InstallationandMaint. | 267033-High Refrigerant Charge Adjustment (>= ±20% rated charge) Resid MF CZ10 Vint04 |  | System | Residential | 13-MFM-ResidentialMulti-family-SP_COOL | 0 |  |  |  |  | 66.33 | 79.5 | 0 | 0 | 0 | -13.17 | 171.246 |  | kWh | 0.22612 | -0.10521 | Residential |  | Winter Only | [5 empty] | 10 | 0.78 |  |  |  | 1 | 1 | 0 | 0 | 0 | 0 | 0 | 0 | 0 | 0 | 0 | 0 | 2009 Qtr 1: 0; 2009 Qtr 2: 0; 2009 Qtr 3: 0; 2009 Qtr 4: 1; 2010 Qtr 1: 0; 2010 Qtr 2: 0; 2010 Qtr 3: 0; 2010 Qtr 4: 0; 2011 Qtr 1: 0; 2011 Qtr 2: 0; 2011 Qtr 3: 0; 2011 Qtr 4: 0 | 1
SDGE3043_KEM_3PKEMAHVACTraining,InstallationandMaint. | 267042-Residential Condensor Coil Cleaning Resid MF CZ10 VintAll |  | System | Residential | 13-MFM-ResidentialMulti-family-SP_COOL | 0 |  |  |  |  | 50 | 50 | 0 | 0 | 0 | 0 | 180 |  | kWh | 0.2376 | 0 | Residential | [7 empty] | 3 | 0.78 |  |  |  | 1 | 1 | 0 | 0 | 0 | 0 | 0 | 0 | 0 | 0 | 0 | 0 | 2009 Qtr 1: 0; 2009 Qtr 2: 0; 2009 Qtr 3: 0; 2009 Qtr 4: 1; 2010 Qtr 1: 0; 2010 Qtr 2: 0; 2010 Qtr 3: 0; 2010 Qtr 4: 0; 2011 Qtr 1: 0; 2011 Qtr 2: 0; 2011 Qtr 3: 0; 2011 Qtr 4: 0 | 1
SDGE3043_KEM_3PKEMAHVACTraining,InstallationandMaint. | 267033-High Refrigerant Charge Adjustment (>= ±20% rated charge) Resid MF CZ10 Vint04 |  | System | Residential | 13-MFM-ResidentialMulti-family-SP_COOL | 0 |  |  |  |  | 66.33 | 79.5 | 0 | 0 | 0 | -13.17 | 171.246 |  | kWh | 0.22612 | -0.10521 | Residential |  | Winter Only | [5 empty] | 10 | 0.78 |  |  |  | 1 | 1 | 0 | 0 | 0 | 0 | 0 | 0 | 0 | 0 | 0 | 0 | 2009 Qtr 1: 0; 2009 Qtr 2: 0; 2009 Qtr 3: 0; 2009 Qtr 4: 1; 2010 Qtr 1: 0; 2010 Qtr 2: 0; 2010 Qtr 3: 0; 2010 Qtr 4: 0; 2011 Qtr 1: 0; 2011 Qtr 2: 0; 2011 Qtr 3: 0; 2011 Qtr 4: 0 | 1
SDGE3043_KEM_3PKEMAHVACTraining,InstallationandMaint. | 267042-Residential Condensor Coil Cleaning Resid MF CZ10 VintAll |  | System | Residential | 13-MFM-ResidentialMulti-family-SP_COOL | 0 |  |  |  |  | 50 | 50 | 0 | 0 | 0 | 0 | 180 |  | kWh | 0.2376 | 0 | Residential | [7 empty] | 3 | 0.78 |  |  |  | 1 | 1 | 0 | 0 | 0 | 0 | 0 | 0 | 0 | 0 | 0 | 0 | 2009 Qtr 1: 0; 2009 Qtr 2: 0; 2009 Qtr 3: 0; 2009 Qtr 4: 1; 2010 Qtr 1: 0; 2010 Qtr 2: 0; 2010 Qtr 3: 0; 2010 Qtr 4: 0; 2011 Qtr 1: 0; 2011 Qtr 2: 0; 2011 Qtr 3: 0; 2011 Qtr 4: 0 | 1
SDGE3043_KEM_3PKEMAHVACTraining,InstallationandMaint. | 267033-High Refrigerant Charge Adjustment (>= ±20% rated charge) Resid MF CZ10 Vint04 |  | System | Residential | 13-MFM-ResidentialMulti-family-SP_COOL | 0 |  |  |  |  | 66.33 | 79.5 | 0 | 0 | 0 | -13.17 | 171.246 |  | kWh | 0.22612 | -0.10521 | Residential |  | Winter Only | [5 empty] | 10 | 0.78 |  |  |  | 1 | 1 | 0 | 0 | 0 | 0 | 0 | 0 | 0 | 0 | 0 | 0 | 2009 Qtr 1: 0; 2009 Qtr 2: 0; 2009 Qtr 3: 0; 2009 Qtr 4: 1; 2010 Qtr 1: 0; 2010 Qtr 2: 0; 2010 Qtr 3: 0; 2010 Qtr 4: 0; 2011 Qtr 1: 0; 2011 Qtr 2: 0; 2011 Qtr 3: 0; 2011 Qtr 4: 0 | 1
SDGE3043_KEM_3PKEMAHVACTraining,InstallationandMaint. | 267042-Residential Condensor Coil Cleaning Resid MF CZ10 VintAll |  | System | Residential | 13-MFM-ResidentialMulti-family-SP_COOL | 0 |  |  |  |  | 50 | 50 | 0 | 0 | 0 | 0 | 180 |  | kWh | 0.2376 | 0 | Residential | [7 empty] | 3 | 0.78 |  |  |  | 1 | 1 | 0 | 0 | 0 | 0 | 0 | 0 | 0 | 0 | 0 | 0 | 2009 Qtr 1: 0; 2009 Qtr 2: 0; 2009 Qtr 3: 0; 2009 Qtr 4: 1; 2010 Qtr 1: 0; 2010 Qtr 2: 0; 2010 Qtr 3: 0; 2010 Qtr 4: 0; 2011 Qtr 1: 0; 2011 Qtr 2: 0; 2011 Qtr 3: 0; 2011 Qtr 4: 0 | 1
SDGE3043_KEM_3PKEMAHVACTraining,InstallationandMaint. | 267033-High Refrigerant Charge Adjustment (>= ±20% rated charge) Resid MF CZ10 Vint04 |  | System | Residential | 13-MFM-ResidentialMulti-family-SP_COOL | 0 |  |  |  |  | 66.33 | 79.5 | 0 | 0 | 0 | -13.17 | 171.246 |  | kWh | 0.22612 | -0.10521 | Residential |  | Winter Only | [5 empty] | 10 | 0.78 |  |  |  | 1 | 1 | 0 | 0 | 0 | 0 | 0 | 0 | 0 | 0 | 0 | 0 | 2009 Qtr 1: 0; 2009 Qtr 2: 0; 2009 Qtr 3: 0; 2009 Qtr 4: 1; 2010 Qtr 1: 0; 2010 Qtr 2: 0; 2010 Qtr 3: 0; 2010 Qtr 4: 0; 2011 Qtr 1: 0; 2011 Qtr 2: 0; 2011 Qtr 3: 0; 2011 Qtr 4: 0 | 1
SDGE3043_KEM_3PKEMAHVACTraining,InstallationandMaint. | 267042-Residential Condensor Coil Cleaning Resid MF CZ10 VintAll |  | System | Residential | 13-MFM-ResidentialMulti-family-SP_COOL | 0 |  |  |  |  | 50 | 50 | 0 | 0 | 0 | 0 | 180 |  | kWh | 0.2376 | 0 | Residential | [7 empty] | 3 | 0.78 |  |  |  | 1 | 1 | 0 | 0 | 0 | 0 | 0 | 0 | 0 | 0 | 0 | 0 | 2009 Qtr 1: 0; 2009 Qtr 2: 0; 2009 Qtr 3: 0; 2009 Qtr 4: 1; 2010 Qtr 1: 0; 2010 Qtr 2: 0; 2010 Qtr 3: 0; 2010 Qtr 4: 0; 2011 Qtr 1: 0; 2011 Qtr 2: 0; 2011 Qtr 3: 0; 2011 Qtr 4: 0 | 1
SDGE3043_KEM_3PKEMAHVACTraining,InstallationandMaint. | 267033-High Refrigerant Charge Adjustment (>= ±20% rated charge) Resid MF CZ10 Vint04 |  | System | Residential | 13-MFM-ResidentialMulti-family-SP_COOL | 0 |  |  |  |  | 66.33 | 79.5 | 0 | 0 | 0 | -13.17 | 171.246 |  | kWh | 0.22612 | -0.10521 | Residential |  | Winter Only | [5 empty] | 10 | 0.78 |  |  |  | 1 | 1 | 0 | 0 | 0 | 0 | 0 | 0 | 0 | 0 | 0 | 0 | 2009 Qtr 1: 0; 2009 Qtr 2: 0; 2009 Qtr 3: 0; 2009 Qtr 4: 1; 2010 Qtr 1: 0; 2010 Qtr 2: 0; 2010 Qtr 3: 0; 2010 Qtr 4: 0; 2011 Qtr 1: 0; 2011 Qtr 2: 0; 2011 Qtr 3: 0; 2011 Qtr 4: 0 | 1
SDGE3043_KEM_3PKEMAHVACTraining,InstallationandMaint. | 267042-Residential Condensor Coil Cleaning Resid MF CZ10 VintAll |  | System | Residential | 13-MFM-ResidentialMulti-family-SP_COOL | 0 |  |  |  |  | 50 | 50 | 0 | 0 | 0 | 0 | 180 |  | kWh | 0.2376 | 0 | Residential | [7 empty] | 3 | 0.78 |  |  |  | 1 | 1 | 0 | 0 | 0 | 0 | 0 | 0 | 0 | 0 | 0 | 0 | 2009 Qtr 1: 0; 2009 Qtr 2: 0; 2009 Qtr 3: 0; 2009 Qtr 4: 1; 2010 Qtr 1: 0; 2010 Qtr 2: 0; 2010 Qtr 3: 0; 2010 Qtr 4: 0; 2011 Qtr 1: 0; 2011 Qtr 2: 0; 2011 Qtr 3: 0; 2011 Qtr 4: 0 | 1
SDGE3043_KEM_3PKEMAHVACTraining,InstallationandMaint. | 267033-High Refrigerant Charge Adjustment (>= ±20% rated charge) Resid MF CZ10 Vint04 |  | System | Residential | 13-MFM-ResidentialMulti-family-SP_COOL | 0 |  |  |  |  | 66.33 | 79.5 | 0 | 0 | 0 | -13.17 | 171.246 |  | kWh | 0.22612 | -0.10521 | Residential |  | Winter Only | [5 empty] | 10 | 0.78 |  |  |  | 1 | 1 | 0 | 0 | 0 | 0 | 0 | 0 | 0 | 0 | 0 | 0 | 2009 Qtr 1: 0; 2009 Qtr 2: 0; 2009 Qtr 3: 0; 2009 Qtr 4: 1; 2010 Qtr 1: 0; 2010 Qtr 2: 0; 2010 Qtr 3: 0; 2010 Qtr 4: 0; 2011 Qtr 1: 0; 2011 Qtr 2: 0; 2011 Qtr 3: 0; 2011 Qtr 4: 0 | 1
SDGE3043_KEM_3PKEMAHVACTraining,InstallationandMaint. | 267042-Residential Condensor Coil Cleaning Resid MF CZ10 VintAll |  | System | Residential | 13-MFM-ResidentialMulti-family-SP_COOL | 0 |  |  |  |  | 50 | 50 | 0 | 0 | 0 | 0 | 180 |  | kWh | 0.2376 | 0 | Residential | [7 empty] | 3 | 0.78 |  |  |  | 1 | 1 | 0 | 0 | 0 | 0 | 0 | 0 | 0 | 0 | 0 | 0 | 2009 Qtr 1: 0; 2009 Qtr 2: 0; 2009 Qtr 3: 0; 2009 Qtr 4: 1; 2010 Qtr 1: 0; 2010 Qtr 2: 0; 2010 Qtr 3: 0; 2010 Qtr 4: 0; 2011 Qtr 1: 0; 2011 Qtr 2: 0; 2011 Qtr 3: 0; 2011 Qtr 4: 0 | 1
SDGE3043_KEM_3PKEMAHVACTraining,InstallationandMaint. | 267002-High Refrigerant Charge Adjustment (>= ±20% rated charge) Resid SF CZ10 Vint04 |  | System | Residential | 26-SFM-ResidentialSingleFamily-SP_COOL | 0 |  |  |  |  | 65 | 53 | 0 | 0 | 0 | 12 | 205.771 |  | kWh | 0.22808 | -0.078078 | Residential |  | Winter Only | [5 empty] | 10 | 0.78 |  |  |  | 1 | 3 | 0 | 0 | 0 | 0 | 0 | 0 | 0 | 0 | 0 | 0 | 2009 Qtr 1: 0; 2009 Qtr 2: 0; 2009 Qtr 3: 0; 2009 Qtr 4: 3; 2010 Qtr 1: 0; 2010 Qtr 2: 0; 2010 Qtr 3: 0; 2010 Qtr 4: 0; 2011 Qtr 1: 0; 2011 Qtr 2: 0; 2011 Qtr 3: 0; 2011 Qtr 4: 0 | 3
SDGE3043_KEM_3PKEMAHVACTraining,InstallationandMaint. | 267040-Residential Condensor Coil Cleaning Resid SF CZ10 VintAll |  | System | Residential | 26-SFM-ResidentialSingleFamily-SP_COOL | 0 |  |  |  |  | 50 | 50 | 0 | 0 | 0 | 0 | 270 |  | kWh | 0.3564 | 0 | Residential | [7 empty] | 3 | 0.78 |  |  |  | 1 | 1 | 0 | 0 | 0 | 0 | 0 | 0 | 0 | 0 | 0 | 0 | 2009 Qtr 1: 0; 2009 Qtr 2: 0; 2009 Qtr 3: 0; 2009 Qtr 4: 1; 2010 Qtr 1: 0; 2010 Qtr 2: 0; 2010 Qtr 3: 0; 2010 Qtr 4: 0; 2011 Qtr 1: 0; 2011 Qtr 2: 0; 2011 Qtr 3: 0; 2011 Qtr 4: 0 | 1
SDGE3043_KEM_3PKEMAHVACTraining,InstallationandMaint. | 267002-High Refrigerant Charge Adjustment (>= ±20% rated charge) Resid SF CZ10 Vint04 |  | System | Residential | 26-SFM-ResidentialSingleFamily-SP_COOL | 0 |  |  |  |  | 65 | 53 | 0 | 0 | 0 | 12 | 205.771 |  | kWh | 0.22808 | -0.078078 | Residential |  | Winter Only | [5 empty] | 10 | 0.78 |  |  |  | 1 | 5 | 0 | 0 | 0 | 0 | 0 | 0 | 0 | 0 | 0 | 0 | 2009 Qtr 1: 0; 2009 Qtr 2: 0; 2009 Qtr 3: 0; 2009 Qtr 4: 5; 2010 Qtr 1: 0; 2010 Qtr 2: 0; 2010 Qtr 3: 0; 2010 Qtr 4: 0; 2011 Qtr 1: 0; 2011 Qtr 2: 0; 2011 Qtr 3: 0; 2011 Qtr 4: 0 | 5
SDGE3043_KEM_3PKEMAHVACTraining,InstallationandMaint. | 267040-Residential Condensor Coil Cleaning Resid SF CZ10 VintAll |  | System | Residential | 26-SFM-ResidentialSingleFamily-SP_COOL | 0 |  |  |  |  | 50 | 50 | 0 | 0 | 0 | 0 | 270 |  | kWh | 0.3564 | 0 | Residential | [7 empty] | 3 | 0.78 |  |  |  | 1 | 1 | 0 | 0 | 0 | 0 | 0 | 0 | 0 | 0 | 0 | 0 | 2009 Qtr 1: 0; 2009 Qtr 2: 0; 2009 Qtr 3: 0; 2009 Qtr 4: 1; 2010 Qtr 1: 0; 2010 Qtr 2: 0; 2010 Qtr 3: 0; 2010 Qtr 4: 0; 2011 Qtr 1: 0; 2011 Qtr 2: 0; 2011 Qtr 3: 0; 2011 Qtr 4: 0 | 1
SDGE3043_KEM_3PKEMAHVACTraining,InstallationandMaint. | 267010-Duct Sealing (Total Leakage Reduced from 40% of AHU flow to 12%) Resid SF CZ10 Vint04 |  | System | Residential | 26-SFM-ResidentialSingleFamily-SP_COOL | 0 |  |  |  |  | 106.8728 | 125 | 0 | 0 | 0 | -18.1272 | 181.333 |  | kWh | 0.24097 | 10.7341 | Residential |  | Winter Only | [5 empty] | 18 | 0.78 |  |  |  | 0 | 2 | 0 | 0 | 0 | 0 | 0 | 0 | 0 | 0 | 0 | 0 | 2009 Qtr 1: 0; 2009 Qtr 2: 0; 2009 Qtr 3: 0; 2009 Qtr 4: 2; 2010 Qtr 1: 0; 2010 Qtr 2: 0; 2010 Qtr 3: 0; 2010 Qtr 4: 0; 2011 Qtr 1: 0; 2011 Qtr 2: 0; 2011 Qtr 3: 0; 2011 Qtr 4: 0 | 2
SDGE3043_KEM_3PKEMAHVACTraining,InstallationandMaint. | 267011-Duct Sealing (Total Leakage Reduced from 40% of AHU flow to 12%) Resid SF CZ10 Vint05 |  | System | Residential | 26-SFM-ResidentialSingleFamily-SP_COOL | 0 |  |  |  |  | 104.2958 | 0 | 0 | 0 | 0 | 104.2958 | 0 |  | kWh | 0 | 0 | Residential |  | Winter Only | [5 empty] | 18 | 0.78 |  |  |  | 0 | 1 | 0 | 0 | 0 | 0 | 0 | 0 | 0 | 0 | 0 | 0 | 2009 Qtr 1: 0; 2009 Qtr 2: 0; 2009 Qtr 3: 0; 2009 Qtr 4: 1; 2010 Qtr 1: 0; 2010 Qtr 2: 0; 2010 Qtr 3: 0; 2010 Qtr 4: 0; 2011 Qtr 1: 0; 2011 Qtr 2: 0; 2011 Qtr 3: 0; 2011 Qtr 4: 0 | 1
SDGE3043_KEM_3PKEMAHVACTraining,InstallationandMaint. | 267011-Duct Sealing (Total Leakage Reduced from 40% of AHU flow to 12%) Resid SF CZ10 Vint05 |  | System | Residential | 26-SFM-ResidentialSingleFamily-SP_COOL | 0 |  |  |  |  | 104.2958 | 0 | 0 | 0 | 0 | 104.2958 | 0 |  | kWh | 0 | 0 | Residential |  | Winter Only | [5 empty] | 18 | 0.78 |  |  |  | 0 | 1 | 0 | 0 | 0 | 0 | 0 | 0 | 0 | 0 | 0 | 0 | 2009 Qtr 1: 0; 2009 Qtr 2: 0; 2009 Qtr 3: 0; 2009 Qtr 4: 1; 2010 Qtr 1: 0; 2010 Qtr 2: 0; 2010 Qtr 3: 0; 2010 Qtr 4: 0; 2011 Qtr 1: 0; 2011 Qtr 2: 0; 2011 Qtr 3: 0; 2011 Qtr 4: 0 | 1
SDGE3043_KEM_3PKEMAHVACTraining,InstallationandMaint. | 267010-Duct Sealing (Total Leakage Reduced from 40% of AHU flow to 12%) Resid SF CZ10 Vint04 |  | System | Residential | 26-SFM-ResidentialSingleFamily-SP_COOL | 0 |  |  |  |  | 106.8728 | 100 | 0 | 0 | 0 | 6.8728 | 181.333 |  | kWh | 0.24097 | 10.7341 | Residential |  | Winter Only | [5 empty] | 18 | 0.78 |  |  |  | 0 | 1 | 0 | 0 | 0 | 0 | 0 | 0 | 0 | 0 | 0 | 0 | 2009 Qtr 1: 0; 2009 Qtr 2: 0; 2009 Qtr 3: 0; 2009 Qtr 4: 1; 2010 Qtr 1: 0; 2010 Qtr 2: 0; 2010 Qtr 3: 0; 2010 Qtr 4: 0; 2011 Qtr 1: 0; 2011 Qtr 2: 0; 2011 Qtr 3: 0; 2011 Qtr 4: 0 | 1
SDGE3043_KEM_3PKEMAHVACTraining,InstallationandMaint. | 267010-Duct Sealing (Total Leakage Reduced from 40% of AHU flow to 12%) Resid SF CZ10 Vint04 |  | System | Residential | 26-SFM-ResidentialSingleFamily-SP_COOL | 0 |  |  |  |  | 106.8728 | 150 | 0 | 0 | 0 | -43.1272 | 181.333 |  | kWh | 0.24097 | 10.7341 | Residential |  | Winter Only | [5 empty] | 18 | 0.78 |  |  |  | 0 | 1 | 0 | 0 | 0 | 0 | 0 | 0 | 0 | 0 | 0 | 0 | 2009 Qtr 1: 0; 2009 Qtr 2: 0; 2009 Qtr 3: 0; 2009 Qtr 4: 1; 2010 Qtr 1: 0; 2010 Qtr 2: 0; 2010 Qtr 3: 0; 2010 Qtr 4: 0; 2011 Qtr 1: 0; 2011 Qtr 2: 0; 2011 Qtr 3: 0; 2011 Qtr 4: 0 | 1
SDGE3043_KEM_3PKEMAHVACTraining,InstallationandMaint. | 267011-Duct Sealing (Total Leakage Reduced from 40% of AHU flow to 12%) Resid SF CZ10 Vint05 |  | System | Residential | 26-SFM-ResidentialSingleFamily-SP_COOL | 0 |  |  |  |  | 104.2958 | 0 | 0 | 0 | 0 | 104.2958 | 120.757 |  | kWh | 0.19991 | 8.8173 | Residential |  | Winter Only | [5 empty] | 18 | 0.78 |  |  |  | 0 | 1 | 0 | 0 | 0 | 0 | 0 | 0 | 0 | 0 | 0 | 0 | 2009 Qtr 1: 0; 2009 Qtr 2: 0; 2009 Qtr 3: 0; 2009 Qtr 4: 1; 2010 Qtr 1: 0; 2010 Qtr 2: 0; 2010 Qtr 3: 0; 2010 Qtr 4: 0; 2011 Qtr 1: 0; 2011 Qtr 2: 0; 2011 Qtr 3: 0; 2011 Qtr 4: 0 | 1
SDGE3043_KEM_3PKEMAHVACTraining,InstallationandMaint. | 267011-Duct Sealing (Total Leakage Reduced from 40% of AHU flow to 12%) Resid SF CZ10 Vint05 |  | System | Residential | 26-SFM-ResidentialSingleFamily-SP_COOL | 0 |  |  |  |  | 104.2958 | 0 | 0 | 0 | 0 | 104.2958 | 0 |  | kWh | 0 | 0 | Residential |  | Winter Only | [5 empty] | 18 | 0.78 |  |  |  | 0 | 1 | 0 | 0 | 0 | 0 | 0 | 0 | 0 | 0 | 0 | 0 | 2009 Qtr 1: 0; 2009 Qtr 2: 0; 2009 Qtr 3: 0; 2009 Qtr 4: 1; 2010 Qtr 1: 0; 2010 Qtr 2: 0; 2010 Qtr 3: 0; 2010 Qtr 4: 0; 2011 Qtr 1: 0; 2011 Qtr 2: 0; 2011 Qtr 3: 0; 2011 Qtr 4: 0 | 1
SDGE3043_KEM_3PKEMAHVACTraining,InstallationandMaint. | 267011-Duct Sealing (Total Leakage Reduced from 40% of AHU flow to 12%) Resid SF CZ10 Vint05 |  | System | Residential | 26-SFM-ResidentialSingleFamily-SP_COOL | 0 |  |  |  |  | 104.2958 | 0 | 0 | 0 | 0 | 104.2958 | 0 |  | kWh | 0 | 0 | Residential |  | Winter Only | [5 empty] | 18 | 0.78 |  |  |  | 0 | 1 | 0 | 0 | 0 | 0 | 0 | 0 | 0 | 0 | 0 | 0 | 2009 Qtr 1: 0; 2009 Qtr 2: 0; 2009 Qtr 3: 0; 2009 Qtr 4: 1; 2010 Qtr 1: 0; 2010 Qtr 2: 0; 2010 Qtr 3: 0; 2010 Qtr 4: 0; 2011 Qtr 1: 0; 2011 Qtr 2: 0; 2011 Qtr 3: 0; 2011 Qtr 4: 0 | 1
SDGE3043_KEM_3PKEMAHVACTraining,InstallationandMaint. | 267010-Duct Sealing (Total Leakage Reduced from 40% of AHU flow to 12%) Resid SF CZ10 Vint04 |  | System | Residential | 26-SFM-ResidentialSingleFamily-SP_COOL | 0 |  |  |  |  | 106.8728 | 150 | 0 | 0 | 0 | -43.1272 | 181.333 |  | kWh | 0.24097 | 10.7341 | Residential |  | Winter Only | [5 empty] | 18 | 0.78 |  |  |  | 0 | 1 | 0 | 0 | 0 | 0 | 0 | 0 | 0 | 0 | 0 | 0 | 2009 Qtr 1: 0; 2009 Qtr 2: 0; 2009 Qtr 3: 0; 2009 Qtr 4: 1; 2010 Qtr 1: 0; 2010 Qtr 2: 0; 2010 Qtr 3: 0; 2010 Qtr 4: 0; 2011 Qtr 1: 0; 2011 Qtr 2: 0; 2011 Qtr 3: 0; 2011 Qtr 4: 0 | 1
SDGE3043_KEM_3PKEMAHVACTraining,InstallationandMaint. | 267011-Duct Sealing (Total Leakage Reduced from 40% of AHU flow to 12%) Resid SF CZ10 Vint05 |  | System | Residential | 26-SFM-ResidentialSingleFamily-SP_COOL | 0 |  |  |  |  | 104.2958 | 0 | 0 | 0 | 0 | 104.2958 | 120.757 |  | kWh | 0.19991 | 8.8173 | Residential |  | Winter Only | [5 empty] | 18 | 0.78 |  |  |  | 0 | 1 | 0 | 0 | 0 | 0 | 0 | 0 | 0 | 0 | 0 | 0 | 2009 Qtr 1: 0; 2009 Qtr 2: 0; 2009 Qtr 3: 0; 2009 Qtr 4: 1; 2010 Qtr 1: 0; 2010 Qtr 2: 0; 2010 Qtr 3: 0; 2010 Qtr 4: 0; 2011 Qtr 1: 0; 2011 Qtr 2: 0; 2011 Qtr 3: 0; 2011 Qtr 4: 0 | 1
SDGE3043_KEM_3PKEMAHVACTraining,InstallationandMaint. | 267009-Duct Sealing (Total Leakage Reduced from 40% of AHU flow to 12%) Resid SF CZ10 Vint03 |  | System | Residential | 26-SFM-ResidentialSingleFamily-SP_COOL | 0 |  |  |  |  | 106.2381 | 100 | 0 | 0 | 0 | 6.2381 | 234.764 |  | kWh | 0.17708 | 21.4199 | Residential |  | Winter Only | [5 empty] | 18 | 0.78 |  |  |  | 0.5 | 2 | 0 | 0 | 0 | 0 | 0 | 0 | 0 | 0 | 0 | 0 | 2009 Qtr 1: 0; 2009 Qtr 2: 0; 2009 Qtr 3: 0; 2009 Qtr 4: 2; 2010 Qtr 1: 0; 2010 Qtr 2: 0; 2010 Qtr 3: 0; 2010 Qtr 4: 0; 2011 Qtr 1: 0; 2011 Qtr 2: 0; 2011 Qtr 3: 0; 2011 Qtr 4: 0 | 2
SDGE3043_KEM_3PKEMAHVACTraining,InstallationandMaint. | 267009-Duct Sealing (Total Leakage Reduced from 40% of AHU flow to 12%) Resid SF CZ10 Vint03 |  | System | Residential | 26-SFM-ResidentialSingleFamily-SP_COOL | 0 |  |  |  |  | 106.2381 | 100 | 0 | 0 | 0 | 6.2381 | 234.764 |  | kWh | 0.17708 | 21.4199 | Residential |  | Winter Only | [5 empty] | 18 | 0.78 |  |  |  | 0.5 | 2 | 0 | 0 | 0 | 0 | 0 | 0 | 0 | 0 | 0 | 0 | 2009 Qtr 1: 0; 2009 Qtr 2: 0; 2009 Qtr 3: 0; 2009 Qtr 4: 2; 2010 Qtr 1: 0; 2010 Qtr 2: 0; 2010 Qtr 3: 0; 2010 Qtr 4: 0; 2011 Qtr 1: 0; 2011 Qtr 2: 0; 2011 Qtr 3: 0; 2011 Qtr 4: 0 | 2
SDGE3043_KEM_3PKEMAHVACTraining,InstallationandMaint. | 267033-High Refrigerant Charge Adjustment (>= ±20% rated charge) Resid MF CZ10 Vint04 |  | System | Residential | 13-MFM-ResidentialMulti-family-SP_COOL | 0 |  |  |  |  | 66.33 | 79.5 | 0 | 0 | 0 | -13.17 | 171.246 |  | kWh | 0.22612 | -0.10521 | Residential |  | Winter Only | [5 empty] | 10 | 0.78 |  |  |  | 1 | 1 | 0 | 0 | 0 | 0 | 0 | 0 | 0 | 0 | 0 | 0 | 2009 Qtr 1: 0; 2009 Qtr 2: 0; 2009 Qtr 3: 0; 2009 Qtr 4: 1; 2010 Qtr 1: 0; 2010 Qtr 2: 0; 2010 Qtr 3: 0; 2010 Qtr 4: 0; 2011 Qtr 1: 0; 2011 Qtr 2: 0; 2011 Qtr 3: 0; 2011 Qtr 4: 0 | 1
SDGE3043_KEM_3PKEMAHVACTraining,InstallationandMaint. | 267042-Residential Condensor Coil Cleaning Resid MF CZ10 VintAll |  | System | Residential | 13-MFM-ResidentialMulti-family-SP_COOL | 0 |  |  |  |  | 50 | 50 | 0 | 0 | 0 | 0 | 180 |  | kWh | 0.2376 | 0 | Residential | [7 empty] | 3 | 0.78 |  |  |  | 1 | 1 | 0 | 0 | 0 | 0 | 0 | 0 | 0 | 0 | 0 | 0 | 2009 Qtr 1: 0; 2009 Qtr 2: 0; 2009 Qtr 3: 0; 2009 Qtr 4: 1; 2010 Qtr 1: 0; 2010 Qtr 2: 0; 2010 Qtr 3: 0; 2010 Qtr 4: 0; 2011 Qtr 1: 0; 2011 Qtr 2: 0; 2011 Qtr 3: 0; 2011 Qtr 4: 0 | 1
SDGE3043_KEM_3PKEMAHVACTraining,InstallationandMaint. | 267033-High Refrigerant Charge Adjustment (>= ±20% rated charge) Resid MF CZ10 Vint04 |  | System | Residential | 13-MFM-ResidentialMulti-family-SP_COOL | 0 |  |  |  |  | 66.33 | 79.5 | 0 | 0 | 0 | -13.17 | 171.246 |  | kWh | 0.22612 | -0.10521 | Residential |  | Winter Only | [5 empty] | 10 | 0.78 |  |  |  | 1 | 1 | 0 | 0 | 0 | 0 | 0 | 0 | 0 | 0 | 0 | 0 | 2009 Qtr 1: 0; 2009 Qtr 2: 0; 2009 Qtr 3: 0; 2009 Qtr 4: 1; 2010 Qtr 1: 0; 2010 Qtr 2: 0; 2010 Qtr 3: 0; 2010 Qtr 4: 0; 2011 Qtr 1: 0; 2011 Qtr 2: 0; 2011 Qtr 3: 0; 2011 Qtr 4: 0 | 1
SDGE3043_KEM_3PKEMAHVACTraining,InstallationandMaint. | 267042-Residential Condensor Coil Cleaning Resid MF CZ10 VintAll |  | System | Residential | 13-MFM-ResidentialMulti-family-SP_COOL | 0 |  |  |  |  | 50 | 50 | 0 | 0 | 0 | 0 | 180 |  | kWh | 0.2376 | 0 | Residential | [7 empty] | 3 | 0.78 |  |  |  | 1 | 1 | 0 | 0 | 0 | 0 | 0 | 0 | 0 | 0 | 0 | 0 | 2009 Qtr 1: 0; 2009 Qtr 2: 0; 2009 Qtr 3: 0; 2009 Qtr 4: 1; 2010 Qtr 1: 0; 2010 Qtr 2: 0; 2010 Qtr 3: 0; 2010 Qtr 4: 0; 2011 Qtr 1: 0; 2011 Qtr 2: 0; 2011 Qtr 3: 0; 2011 Qtr 4: 0 | 1
SDGE3043_KEM_3PKEMAHVACTraining,InstallationandMaint. | 267033-High Refrigerant Charge Adjustment (>= ±20% rated charge) Resid MF CZ10 Vint04 |  | System | Residential | 13-MFM-ResidentialMulti-family-SP_COOL | 0 |  |  |  |  | 66.33 | 79.5 | 0 | 0 | 0 | -13.17 | 171.246 |  | kWh | 0.22612 | -0.10521 | Residential |  | Winter Only | [5 empty] | 10 | 0.78 |  |  |  | 1 | 1 | 0 | 0 | 0 | 0 | 0 | 0 | 0 | 0 | 0 | 0 | 2009 Qtr 1: 0; 2009 Qtr 2: 0; 2009 Qtr 3: 0; 2009 Qtr 4: 1; 2010 Qtr 1: 0; 2010 Qtr 2: 0; 2010 Qtr 3: 0; 2010 Qtr 4: 0; 2011 Qtr 1: 0; 2011 Qtr 2: 0; 2011 Qtr 3: 0; 2011 Qtr 4: 0 | 1
SDGE3043_KEM_3PKEMAHVACTraining,InstallationandMaint. | 267042-Residential Condensor Coil Cleaning Resid MF CZ10 VintAll |  | System | Residential | 13-MFM-ResidentialMulti-family-SP_COOL | 0 |  |  |  |  | 50 | 50 | 0 | 0 | 0 | 0 | 180 |  | kWh | 0.2376 | 0 | Residential | [7 empty] | 3 | 0.78 |  |  |  | 1 | 1 | 0 | 0 | 0 | 0 | 0 | 0 | 0 | 0 | 0 | 0 | 2009 Qtr 1: 0; 2009 Qtr 2: 0; 2009 Qtr 3: 0; 2009 Qtr 4: 1; 2010 Qtr 1: 0; 2010 Qtr 2: 0; 2010 Qtr 3: 0; 2010 Qtr 4: 0; 2011 Qtr 1: 0; 2011 Qtr 2: 0; 2011 Qtr 3: 0; 2011 Qtr 4: 0 | 1
SDGE3043_KEM_3PKEMAHVACTraining,InstallationandMaint. | 267033-High Refrigerant Charge Adjustment (>= ±20% rated charge) Resid MF CZ10 Vint04 |  | System | Residential | 13-MFM-ResidentialMulti-family-SP_COOL | 0 |  |  |  |  | 66.33 | 79.5 | 0 | 0 | 0 | -13.17 | 171.246 |  | kWh | 0.22612 | -0.10521 | Residential |  | Winter Only | [5 empty] | 10 | 0.78 |  |  |  | 1 | 1 | 0 | 0 | 0 | 0 | 0 | 0 | 0 | 0 | 0 | 0 | 2009 Qtr 1: 0; 2009 Qtr 2: 0; 2009 Qtr 3: 0; 2009 Qtr 4: 1; 2010 Qtr 1: 0; 2010 Qtr 2: 0; 2010 Qtr 3: 0; 2010 Qtr 4: 0; 2011 Qtr 1: 0; 2011 Qtr 2: 0; 2011 Qtr 3: 0; 2011 Qtr 4: 0 | 1
SDGE3043_KEM_3PKEMAHVACTraining,InstallationandMaint. | 267042-Residential Condensor Coil Cleaning Resid MF CZ10 VintAll |  | System | Residential | 13-MFM-ResidentialMulti-family-SP_COOL | 0 |  |  |  |  | 50 | 50 | 0 | 0 | 0 | 0 | 180 |  | kWh | 0.2376 | 0 | Residential | [7 empty] | 3 | 0.78 |  |  |  | 1 | 1 | 0 | 0 | 0 | 0 | 0 | 0 | 0 | 0 | 0 | 0 | 2009 Qtr 1: 0; 2009 Qtr 2: 0; 2009 Qtr 3: 0; 2009 Qtr 4: 1; 2010 Qtr 1: 0; 2010 Qtr 2: 0; 2010 Qtr 3: 0; 2010 Qtr 4: 0; 2011 Qtr 1: 0; 2011 Qtr 2: 0; 2011 Qtr 3: 0; 2011 Qtr 4: 0 | 1
SDGE3043_KEM_3PKEMAHVACTraining,InstallationandMaint. | 267033-High Refrigerant Charge Adjustment (>= ±20% rated charge) Resid MF CZ10 Vint04 |  | System | Residential | 13-MFM-ResidentialMulti-family-SP_COOL | 0 |  |  |  |  | 66.33 | 79.5 | 0 | 0 | 0 | -13.17 | 171.246 |  | kWh | 0.22612 | -0.10521 | Residential |  | Winter Only | [5 empty] | 10 | 0.78 |  |  |  | 1 | 1 | 0 | 0 | 0 | 0 | 0 | 0 | 0 | 0 | 0 | 0 | 2009 Qtr 1: 0; 2009 Qtr 2: 0; 2009 Qtr 3: 0; 2009 Qtr 4: 1; 2010 Qtr 1: 0; 2010 Qtr 2: 0; 2010 Qtr 3: 0; 2010 Qtr 4: 0; 2011 Qtr 1: 0; 2011 Qtr 2: 0; 2011 Qtr 3: 0; 2011 Qtr 4: 0 | 1
SDGE3043_KEM_3PKEMAHVACTraining,InstallationandMaint. | 267042-Residential Condensor Coil Cleaning Resid MF CZ10 VintAll |  | System | Residential | 13-MFM-ResidentialMulti-family-SP_COOL | 0 |  |  |  |  | 50 | 50 | 0 | 0 | 0 | 0 | 180 |  | kWh | 0.2376 | 0 | Residential | [7 empty] | 3 | 0.78 |  |  |  | 1 | 1 | 0 | 0 | 0 | 0 | 0 | 0 | 0 | 0 | 0 | 0 | 2009 Qtr 1: 0; 2009 Qtr 2: 0; 2009 Qtr 3: 0; 2009 Qtr 4: 1; 2010 Qtr 1: 0; 2010 Qtr 2: 0; 2010 Qtr 3: 0; 2010 Qtr 4: 0; 2011 Qtr 1: 0; 2011 Qtr 2: 0; 2011 Qtr 3: 0; 2011 Qtr 4: 0 | 1
SDGE3043_KEM_3PKEMAHVACTraining,InstallationandMaint. | 267033-High Refrigerant Charge Adjustment (>= ±20% rated charge) Resid MF CZ10 Vint04 |  | System | Residential | 13-MFM-ResidentialMulti-family-SP_COOL | 0 |  |  |  |  | 66.33 | 79.5 | 0 | 0 | 0 | -13.17 | 171.246 |  | kWh | 0.22612 | -0.10521 | Residential |  | Winter Only | [5 empty] | 10 | 0.78 |  |  |  | 1 | 1 | 0 | 0 | 0 | 0 | 0 | 0 | 0 | 0 | 0 | 0 | 2009 Qtr 1: 0; 2009 Qtr 2: 0; 2009 Qtr 3: 0; 2009 Qtr 4: 1; 2010 Qtr 1: 0; 2010 Qtr 2: 0; 2010 Qtr 3: 0; 2010 Qtr 4: 0; 2011 Qtr 1: 0; 2011 Qtr 2: 0; 2011 Qtr 3: 0; 2011 Qtr 4: 0 | 1
SDGE3043_KEM_3PKEMAHVACTraining,InstallationandMaint. | 267042-Residential Condensor Coil Cleaning Resid MF CZ10 VintAll |  | System | Residential | 13-MFM-ResidentialMulti-family-SP_COOL | 0 |  |  |  |  | 50 | 50 | 0 | 0 | 0 | 0 | 180 |  | kWh | 0.2376 | 0 | Residential | [7 empty] | 3 | 0.78 |  |  |  | 1 | 1 | 0 | 0 | 0 | 0 | 0 | 0 | 0 | 0 | 0 | 0 | 2009 Qtr 1: 0; 2009 Qtr 2: 0; 2009 Qtr 3: 0; 2009 Qtr 4: 1; 2010 Qtr 1: 0; 2010 Qtr 2: 0; 2010 Qtr 3: 0; 2010 Qtr 4: 0; 2011 Qtr 1: 0; 2011 Qtr 2: 0; 2011 Qtr 3: 0; 2011 Qtr 4: 0 | 1
SDGE3043_KEM_3PKEMAHVACTraining,InstallationandMaint. | 267033-High Refrigerant Charge Adjustment (>= ±20% rated charge) Resid MF CZ10 Vint04 |  | System | Residential | 13-MFM-ResidentialMulti-family-SP_COOL | 0 |  |  |  |  | 66.33 | 79.5 | 0 | 0 | 0 | -13.17 | 171.246 |  | kWh | 0.22612 | -0.10521 | Residential |  | Winter Only | [5 empty] | 10 | 0.78 |  |  |  | 1 | 1 | 0 | 0 | 0 | 0 | 0 | 0 | 0 | 0 | 0 | 0 | 2009 Qtr 1: 0; 2009 Qtr 2: 0; 2009 Qtr 3: 0; 2009 Qtr 4: 1; 2010 Qtr 1: 0; 2010 Qtr 2: 0; 2010 Qtr 3: 0; 2010 Qtr 4: 0; 2011 Qtr 1: 0; 2011 Qtr 2: 0; 2011 Qtr 3: 0; 2011 Qtr 4: 0 | 1
SDGE3043_KEM_3PKEMAHVACTraining,InstallationandMaint. | 267042-Residential Condensor Coil Cleaning Resid MF CZ10 VintAll |  | System | Residential | 13-MFM-ResidentialMulti-family-SP_COOL | 0 |  |  |  |  | 50 | 50 | 0 | 0 | 0 | 0 | 180 |  | kWh | 0.2376 | 0 | Residential | [7 empty] | 3 | 0.78 |  |  |  | 1 | 1 | 0 | 0 | 0 | 0 | 0 | 0 | 0 | 0 | 0 | 0 | 2009 Qtr 1: 0; 2009 Qtr 2: 0; 2009 Qtr 3: 0; 2009 Qtr 4: 1; 2010 Qtr 1: 0; 2010 Qtr 2: 0; 2010 Qtr 3: 0; 2010 Qtr 4: 0; 2011 Qtr 1: 0; 2011 Qtr 2: 0; 2011 Qtr 3: 0; 2011 Qtr 4: 0 | 1
SDGE3043_KEM_3PKEMAHVACTraining,InstallationandMaint. | 267033-High Refrigerant Charge Adjustment (>= ±20% rated charge) Resid MF CZ10 Vint04 |  | System | Residential | 13-MFM-ResidentialMulti-family-SP_COOL | 0 |  |  |  |  | 66.33 | 79.5 | 0 | 0 | 0 | -13.17 | 171.246 |  | kWh | 0.22612 | -0.10521 | Residential |  | Winter Only | [5 empty] | 10 | 0.78 |  |  |  | 1 | 1 | 0 | 0 | 0 | 0 | 0 | 0 | 0 | 0 | 0 | 0 | 2009 Qtr 1: 0; 2009 Qtr 2: 0; 2009 Qtr 3: 0; 2009 Qtr 4: 1; 2010 Qtr 1: 0; 2010 Qtr 2: 0; 2010 Qtr 3: 0; 2010 Qtr 4: 0; 2011 Qtr 1: 0; 2011 Qtr 2: 0; 2011 Qtr 3: 0; 2011 Qtr 4: 0 | 1
SDGE3043_KEM_3PKEMAHVACTraining,InstallationandMaint. | 267042-Residential Condensor Coil Cleaning Resid MF CZ10 VintAll |  | System | Residential | 13-MFM-ResidentialMulti-family-SP_COOL | 0 |  |  |  |  | 50 | 50 | 0 | 0 | 0 | 0 | 180 |  | kWh | 0.2376 | 0 | Residential | [7 empty] | 3 | 0.78 |  |  |  | 1 | 1 | 0 | 0 | 0 | 0 | 0 | 0 | 0 | 0 | 0 | 0 | 2009 Qtr 1: 0; 2009 Qtr 2: 0; 2009 Qtr 3: 0; 2009 Qtr 4: 1; 2010 Qtr 1: 0; 2010 Qtr 2: 0; 2010 Qtr 3: 0; 2010 Qtr 4: 0; 2011 Qtr 1: 0; 2011 Qtr 2: 0; 2011 Qtr 3: 0; 2011 Qtr 4: 0 | 1
SDGE3043_KEM_3PKEMAHVACTraining,InstallationandMaint. | 267033-High Refrigerant Charge Adjustment (>= ±20% rated charge) Resid MF CZ10 Vint04 |  | System | Residential | 13-MFM-ResidentialMulti-family-SP_COOL | 0 |  |  |  |  | 66.33 | 79.5 | 0 | 0 | 0 | -13.17 | 171.246 |  | kWh | 0.22612 | -0.10521 | Residential |  | Winter Only | [5 empty] | 10 | 0.78 |  |  |  | 1 | 1 | 0 | 0 | 0 | 0 | 0 | 0 | 0 | 0 | 0 | 0 | 2009 Qtr 1: 0; 2009 Qtr 2: 0; 2009 Qtr 3: 0; 2009 Qtr 4: 1; 2010 Qtr 1: 0; 2010 Qtr 2: 0; 2010 Qtr 3: 0; 2010 Qtr 4: 0; 2011 Qtr 1: 0; 2011 Qtr 2: 0; 2011 Qtr 3: 0; 2011 Qtr 4: 0 | 1
SDGE3043_KEM_3PKEMAHVACTraining,InstallationandMaint. | 267042-Residential Condensor Coil Cleaning Resid MF CZ10 VintAll |  | System | Residential | 13-MFM-ResidentialMulti-family-SP_COOL | 0 |  |  |  |  | 50 | 50 | 0 | 0 | 0 | 0 | 180 |  | kWh | 0.2376 | 0 | Residential | [7 empty] | 3 | 0.78 |  |  |  | 1 | 1 | 0 | 0 | 0 | 0 | 0 | 0 | 0 | 0 | 0 | 0 | 2009 Qtr 1: 0; 2009 Qtr 2: 0; 2009 Qtr 3: 0; 2009 Qtr 4: 1; 2010 Qtr 1: 0; 2010 Qtr 2: 0; 2010 Qtr 3: 0; 2010 Qtr 4: 0; 2011 Qtr 1: 0; 2011 Qtr 2: 0; 2011 Qtr 3: 0; 2011 Qtr 4: 0 | 1
SDGE3043_KEM_3PKEMAHVACTraining,InstallationandMaint. | 267033-High Refrigerant Charge Adjustment (>= ±20% rated charge) Resid MF CZ10 Vint04 |  | System | Residential | 13-MFM-ResidentialMulti-family-SP_COOL | 0 |  |  |  |  | 66.33 | 79.5 | 0 | 0 | 0 | -13.17 | 171.246 |  | kWh | 0.22612 | -0.10521 | Residential |  | Winter Only | [5 empty] | 10 | 0.78 |  |  |  | 1 | 1 | 0 | 0 | 0 | 0 | 0 | 0 | 0 | 0 | 0 | 0 | 2009 Qtr 1: 0; 2009 Qtr 2: 0; 2009 Qtr 3: 0; 2009 Qtr 4: 1; 2010 Qtr 1: 0; 2010 Qtr 2: 0; 2010 Qtr 3: 0; 2010 Qtr 4: 0; 2011 Qtr 1: 0; 2011 Qtr 2: 0; 2011 Qtr 3: 0; 2011 Qtr 4: 0 | 1
SDGE3043_KEM_3PKEMAHVACTraining,InstallationandMaint. | 267042-Residential Condensor Coil Cleaning Resid MF CZ10 VintAll |  | System | Residential | 13-MFM-ResidentialMulti-family-SP_COOL | 0 |  |  |  |  | 50 | 50 | 0 | 0 | 0 | 0 | 180 |  | kWh | 0.2376 | 0 | Residential | [7 empty] | 3 | 0.78 |  |  |  | 1 | 1 | 0 | 0 | 0 | 0 | 0 | 0 | 0 | 0 | 0 | 0 | 2009 Qtr 1: 0; 2009 Qtr 2: 0; 2009 Qtr 3: 0; 2009 Qtr 4: 1; 2010 Qtr 1: 0; 2010 Qtr 2: 0; 2010 Qtr 3: 0; 2010 Qtr 4: 0; 2011 Qtr 1: 0; 2011 Qtr 2: 0; 2011 Qtr 3: 0; 2011 Qtr 4: 0 | 1
SDGE3043_KEM_3PKEMAHVACTraining,InstallationandMaint. | 267033-High Refrigerant Charge Adjustment (>= ±20% rated charge) Resid MF CZ10 Vint04 |  | System | Residential | 13-MFM-ResidentialMulti-family-SP_COOL | 0 |  |  |  |  | 66.33 | 79.5 | 0 | 0 | 0 | -13.17 | 171.246 |  | kWh | 0.22612 | -0.10521 | Residential |  | Winter Only | [5 empty] | 10 | 0.78 |  |  |  | 1 | 1 | 0 | 0 | 0 | 0 | 0 | 0 | 0 | 0 | 0 | 0 | 2009 Qtr 1: 0; 2009 Qtr 2: 0; 2009 Qtr 3: 0; 2009 Qtr 4: 1; 2010 Qtr 1: 0; 2010 Qtr 2: 0; 2010 Qtr 3: 0; 2010 Qtr 4: 0; 2011 Qtr 1: 0; 2011 Qtr 2: 0; 2011 Qtr 3: 0; 2011 Qtr 4: 0 | 1
SDGE3043_KEM_3PKEMAHVACTraining,InstallationandMaint. | 267042-Residential Condensor Coil Cleaning Resid MF CZ10 VintAll |  | System | Residential | 13-MFM-ResidentialMulti-family-SP_COOL | 0 |  |  |  |  | 50 | 50 | 0 | 0 | 0 | 0 | 180 |  | kWh | 0.2376 | 0 | Residential | [7 empty] | 3 | 0.78 |  |  |  | 1 | 1 | 0 | 0 | 0 | 0 | 0 | 0 | 0 | 0 | 0 | 0 | 2009 Qtr 1: 0; 2009 Qtr 2: 0; 2009 Qtr 3: 0; 2009 Qtr 4: 1; 2010 Qtr 1: 0; 2010 Qtr 2: 0; 2010 Qtr 3: 0; 2010 Qtr 4: 0; 2011 Qtr 1: 0; 2011 Qtr 2: 0; 2011 Qtr 3: 0; 2011 Qtr 4: 0 | 1
SDGE3043_KEM_3PKEMAHVACTraining,InstallationandMaint. | 267033-High Refrigerant Charge Adjustment (>= ±20% rated charge) Resid MF CZ10 Vint04 |  | System | Residential | 13-MFM-ResidentialMulti-family-SP_COOL | 0 |  |  |  |  | 66.33 | 79.5 | 0 | 0 | 0 | -13.17 | 171.246 |  | kWh | 0.22612 | -0.10521 | Residential |  | Winter Only | [5 empty] | 10 | 0.78 |  |  |  | 1 | 1 | 0 | 0 | 0 | 0 | 0 | 0 | 0 | 0 | 0 | 0 | 2009 Qtr 1: 0; 2009 Qtr 2: 0; 2009 Qtr 3: 0; 2009 Qtr 4: 1; 2010 Qtr 1: 0; 2010 Qtr 2: 0; 2010 Qtr 3: 0; 2010 Qtr 4: 0; 2011 Qtr 1: 0; 2011 Qtr 2: 0; 2011 Qtr 3: 0; 2011 Qtr 4: 0 | 1
SDGE3043_KEM_3PKEMAHVACTraining,InstallationandMaint. | 267042-Residential Condensor Coil Cleaning Resid MF CZ10 VintAll |  | System | Residential | 13-MFM-ResidentialMulti-family-SP_COOL | 0 |  |  |  |  | 50 | 50 | 0 | 0 | 0 | 0 | 180 |  | kWh | 0.2376 | 0 | Residential | [7 empty] | 3 | 0.78 |  |  |  | 1 | 1 | 0 | 0 | 0 | 0 | 0 | 0 | 0 | 0 | 0 | 0 | 2009 Qtr 1: 0; 2009 Qtr 2: 0; 2009 Qtr 3: 0; 2009 Qtr 4: 1; 2010 Qtr 1: 0; 2010 Qtr 2: 0; 2010 Qtr 3: 0; 2010 Qtr 4: 0; 2011 Qtr 1: 0; 2011 Qtr 2: 0; 2011 Qtr 3: 0; 2011 Qtr 4: 0 | 1
SDGE3043_KEM_3PKEMAHVACTraining,InstallationandMaint. | 267042-Residential Condensor Coil Cleaning Resid MF CZ10 VintAll |  | System | Residential | 13-MFM-ResidentialMulti-family-SP_COOL | 0 |  |  |  |  | 50 | 50 | 0 | 0 | 0 | 0 | 180 |  | kWh | 0.2376 | 0 | Residential | [7 empty] | 3 | 0.78 |  |  |  | 1 | 1 | 0 | 0 | 0 | 0 | 0 | 0 | 0 | 0 | 0 | 0 | 2009 Qtr 1: 0; 2009 Qtr 2: 0; 2009 Qtr 3: 0; 2009 Qtr 4: 1; 2010 Qtr 1: 0; 2010 Qtr 2: 0; 2010 Qtr 3: 0; 2010 Qtr 4: 0; 2011 Qtr 1: 0; 2011 Qtr 2: 0; 2011 Qtr 3: 0; 2011 Qtr 4: 0 | 1
SDGE3043_KEM_3PKEMAHVACTraining,InstallationandMaint. | 267033-High Refrigerant Charge Adjustment (>= ±20% rated charge) Resid MF CZ10 Vint04 |  | System | Residential | 13-MFM-ResidentialMulti-family-SP_COOL | 0 |  |  |  |  | 66.33 | 79.5 | 0 | 0 | 0 | -13.17 | 171.246 |  | kWh | 0.22612 | -0.10521 | Residential |  | Winter Only | [5 empty] | 10 | 0.78 |  |  |  | 1 | 1 | 0 | 0 | 0 | 0 | 0 | 0 | 0 | 0 | 0 | 0 | 2009 Qtr 1: 0; 2009 Qtr 2: 0; 2009 Qtr 3: 0; 2009 Qtr 4: 1; 2010 Qtr 1: 0; 2010 Qtr 2: 0; 2010 Qtr 3: 0; 2010 Qtr 4: 0; 2011 Qtr 1: 0; 2011 Qtr 2: 0; 2011 Qtr 3: 0; 2011 Qtr 4: 0 | 1
SDGE3043_KEM_3PKEMAHVACTraining,InstallationandMaint. | 267042-Residential Condensor Coil Cleaning Resid MF CZ10 VintAll |  | System | Residential | 13-MFM-ResidentialMulti-family-SP_COOL | 0 |  |  |  |  | 50 | 50 | 0 | 0 | 0 | 0 | 180 |  | kWh | 0.2376 | 0 | Residential | [7 empty] | 3 | 0.78 |  |  |  | 1 | 1 | 0 | 0 | 0 | 0 | 0 | 0 | 0 | 0 | 0 | 0 | 2009 Qtr 1: 0; 2009 Qtr 2: 0; 2009 Qtr 3: 0; 2009 Qtr 4: 1; 2010 Qtr 1: 0; 2010 Qtr 2: 0; 2010 Qtr 3: 0; 2010 Qtr 4: 0; 2011 Qtr 1: 0; 2011 Qtr 2: 0; 2011 Qtr 3: 0; 2011 Qtr 4: 0 | 1
SDGE3043_KEM_3PKEMAHVACTraining,InstallationandMaint. | 267033-High Refrigerant Charge Adjustment (>= ±20% rated charge) Resid MF CZ10 Vint04 |  | System | Residential | 13-MFM-ResidentialMulti-family-SP_COOL | 0 |  |  |  |  | 66.33 | 79.5 | 0 | 0 | 0 | -13.17 | 171.246 |  | kWh | 0.22612 | -0.10521 | Residential |  | Winter Only | [5 empty] | 10 | 0.78 |  |  |  | 1 | 1 | 0 | 0 | 0 | 0 | 0 | 0 | 0 | 0 | 0 | 0 | 2009 Qtr 1: 0; 2009 Qtr 2: 0; 2009 Qtr 3: 0; 2009 Qtr 4: 1; 2010 Qtr 1: 0; 2010 Qtr 2: 0; 2010 Qtr 3: 0; 2010 Qtr 4: 0; 2011 Qtr 1: 0; 2011 Qtr 2: 0; 2011 Qtr 3: 0; 2011 Qtr 4: 0 | 1
SDGE3043_KEM_3PKEMAHVACTraining,InstallationandMaint. | 267042-Residential Condensor Coil Cleaning Resid MF CZ10 VintAll |  | System | Residential | 13-MFM-ResidentialMulti-family-SP_COOL | 0 |  |  |  |  | 50 | 50 | 0 | 0 | 0 | 0 | 180 |  | kWh | 0.2376 | 0 | Residential | [7 empty] | 3 | 0.78 |  |  |  | 1 | 1 | 0 | 0 | 0 | 0 | 0 | 0 | 0 | 0 | 0 | 0 | 2009 Qtr 1: 0; 2009 Qtr 2: 0; 2009 Qtr 3: 0; 2009 Qtr 4: 1; 2010 Qtr 1: 0; 2010 Qtr 2: 0; 2010 Qtr 3: 0; 2010 Qtr 4: 0; 2011 Qtr 1: 0; 2011 Qtr 2: 0; 2011 Qtr 3: 0; 2011 Qtr 4: 0 | 1
SDGE3043_KEM_3PKEMAHVACTraining,InstallationandMaint. | 267033-High Refrigerant Charge Adjustment (>= ±20% rated charge) Resid MF CZ10 Vint04 |  | System | Residential | 13-MFM-ResidentialMulti-family-SP_COOL | 0 |  |  |  |  | 66.33 | 79.5 | 0 | 0 | 0 | -13.17 | 171.246 |  | kWh | 0.22612 | -0.10521 | Residential |  | Winter Only | [5 empty] | 10 | 0.78 |  |  |  | 1 | 1 | 0 | 0 | 0 | 0 | 0 | 0 | 0 | 0 | 0 | 0 | 2009 Qtr 1: 0; 2009 Qtr 2: 0; 2009 Qtr 3: 0; 2009 Qtr 4: 1; 2010 Qtr 1: 0; 2010 Qtr 2: 0; 2010 Qtr 3: 0; 2010 Qtr 4: 0; 2011 Qtr 1: 0; 2011 Qtr 2: 0; 2011 Qtr 3: 0; 2011 Qtr 4: 0 | 1
SDGE3043_KEM_3PKEMAHVACTraining,InstallationandMaint. | 267042-Residential Condensor Coil Cleaning Resid MF CZ10 VintAll |  | System | Residential | 13-MFM-ResidentialMulti-family-SP_COOL | 0 |  |  |  |  | 50 | 50 | 0 | 0 | 0 | 0 | 180 |  | kWh | 0.2376 | 0 | Residential | [7 empty] | 3 | 0.78 |  |  |  | 1 | 1 | 0 | 0 | 0 | 0 | 0 | 0 | 0 | 0 | 0 | 0 | 2009 Qtr 1: 0; 2009 Qtr 2: 0; 2009 Qtr 3: 0; 2009 Qtr 4: 1; 2010 Qtr 1: 0; 2010 Qtr 2: 0; 2010 Qtr 3: 0; 2010 Qtr 4: 0; 2011 Qtr 1: 0; 2011 Qtr 2: 0; 2011 Qtr 3: 0; 2011 Qtr 4: 0 | 1
SDGE3043_KEM_3PKEMAHVACTraining,InstallationandMaint. | 267033-High Refrigerant Charge Adjustment (>= ±20% rated charge) Resid MF CZ10 Vint04 |  | System | Residential | 13-MFM-ResidentialMulti-family-SP_COOL | 0 |  |  |  |  | 66.33 | 79.5 | 0 | 0 | 0 | -13.17 | 171.246 |  | kWh | 0.22612 | -0.10521 | Residential |  | Winter Only | [5 empty] | 10 | 0.78 |  |  |  | 1 | 1 | 0 | 0 | 0 | 0 | 0 | 0 | 0 | 0 | 0 | 0 | 2009 Qtr 1: 0; 2009 Qtr 2: 0; 2009 Qtr 3: 0; 2009 Qtr 4: 1; 2010 Qtr 1: 0; 2010 Qtr 2: 0; 2010 Qtr 3: 0; 2010 Qtr 4: 0; 2011 Qtr 1: 0; 2011 Qtr 2: 0; 2011 Qtr 3: 0; 2011 Qtr 4: 0 | 1
SDGE3043_KEM_3PKEMAHVACTraining,InstallationandMaint. | 267042-Residential Condensor Coil Cleaning Resid MF CZ10 VintAll |  | System | Residential | 13-MFM-ResidentialMulti-family-SP_COOL | 0 |  |  |  |  | 50 | 50 | 0 | 0 | 0 | 0 | 180 |  | kWh | 0.2376 | 0 | Residential | [7 empty] | 3 | 0.78 |  |  |  | 1 | 1 | 0 | 0 | 0 | 0 | 0 | 0 | 0 | 0 | 0 | 0 | 2009 Qtr 1: 0; 2009 Qtr 2: 0; 2009 Qtr 3: 0; 2009 Qtr 4: 1; 2010 Qtr 1: 0; 2010 Qtr 2: 0; 2010 Qtr 3: 0; 2010 Qtr 4: 0; 2011 Qtr 1: 0; 2011 Qtr 2: 0; 2011 Qtr 3: 0; 2011 Qtr 4: 0 | 1
SDGE3043_KEM_3PKEMAHVACTraining,InstallationandMaint. | 267042-Residential Condensor Coil Cleaning Resid MF CZ10 VintAll |  | System | Residential | 13-MFM-ResidentialMulti-family-SP_COOL | 0 |  |  |  |  | 50 | 50 | 0 | 0 | 0 | 0 | 180 |  | kWh | 0.2376 | 0 | Residential | [7 empty] | 3 | 0.78 |  |  |  | 1 | 1 | 0 | 0 | 0 | 0 | 0 | 0 | 0 | 0 | 0 | 0 | 2009 Qtr 1: 0; 2009 Qtr 2: 0; 2009 Qtr 3: 0; 2009 Qtr 4: 1; 2010 Qtr 1: 0; 2010 Qtr 2: 0; 2010 Qtr 3: 0; 2010 Qtr 4: 0; 2011 Qtr 1: 0; 2011 Qtr 2: 0; 2011 Qtr 3: 0; 2011 Qtr 4: 0 | 1
SDGE3043_KEM_3PKEMAHVACTraining,InstallationandMaint. | 267033-High Refrigerant Charge Adjustment (>= ±20% rated charge) Resid MF CZ10 Vint04 |  | System | Residential | 13-MFM-ResidentialMulti-family-SP_COOL | 0 |  |  |  |  | 66.33 | 79.5 | 0 | 0 | 0 | -13.17 | 171.246 |  | kWh | 0.22612 | -0.10521 | Residential |  | Winter Only | [5 empty] | 10 | 0.78 |  |  |  | 1 | 1 | 0 | 0 | 0 | 0 | 0 | 0 | 0 | 0 | 0 | 0 | 2009 Qtr 1: 0; 2009 Qtr 2: 0; 2009 Qtr 3: 0; 2009 Qtr 4: 1; 2010 Qtr 1: 0; 2010 Qtr 2: 0; 2010 Qtr 3: 0; 2010 Qtr 4: 0; 2011 Qtr 1: 0; 2011 Qtr 2: 0; 2011 Qtr 3: 0; 2011 Qtr 4: 0 | 1
SDGE3043_KEM_3PKEMAHVACTraining,InstallationandMaint. | 267042-Residential Condensor Coil Cleaning Resid MF CZ10 VintAll |  | System | Residential | 13-MFM-ResidentialMulti-family-SP_COOL | 0 |  |  |  |  | 50 | 50 | 0 | 0 | 0 | 0 | 180 |  | kWh | 0.2376 | 0 | Residential | [7 empty] | 3 | 0.78 |  |  |  | 1 | 1 | 0 | 0 | 0 | 0 | 0 | 0 | 0 | 0 | 0 | 0 | 2009 Qtr 1: 0; 2009 Qtr 2: 0; 2009 Qtr 3: 0; 2009 Qtr 4: 1; 2010 Qtr 1: 0; 2010 Qtr 2: 0; 2010 Qtr 3: 0; 2010 Qtr 4: 0; 2011 Qtr 1: 0; 2011 Qtr 2: 0; 2011 Qtr 3: 0; 2011 Qtr 4: 0 | 1
SDGE3043_KEM_3PKEMAHVACTraining,InstallationandMaint. | 267033-High Refrigerant Charge Adjustment (>= ±20% rated charge) Resid MF CZ10 Vint04 |  | System | Residential | 13-MFM-ResidentialMulti-family-SP_COOL | 0 |  |  |  |  | 66.33 | 79.5 | 0 | 0 | 0 | -13.17 | 171.246 |  | kWh | 0.22612 | -0.10521 | Residential |  | Winter Only | [5 empty] | 10 | 0.78 |  |  |  | 1 | 1 | 0 | 0 | 0 | 0 | 0 | 0 | 0 | 0 | 0 | 0 | 2009 Qtr 1: 0; 2009 Qtr 2: 0; 2009 Qtr 3: 0; 2009 Qtr 4: 1; 2010 Qtr 1: 0; 2010 Qtr 2: 0; 2010 Qtr 3: 0; 2010 Qtr 4: 0; 2011 Qtr 1: 0; 2011 Qtr 2: 0; 2011 Qtr 3: 0; 2011 Qtr 4: 0 | 1
SDGE3043_KEM_3PKEMAHVACTraining,InstallationandMaint. | 267042-Residential Condensor Coil Cleaning Resid MF CZ10 VintAll |  | System | Residential | 13-MFM-ResidentialMulti-family-SP_COOL | 0 |  |  |  |  | 50 | 50 | 0 | 0 | 0 | 0 | 180 |  | kWh | 0.2376 | 0 | Residential | [7 empty] | 3 | 0.78 |  |  |  | 1 | 1 | 0 | 0 | 0 | 0 | 0 | 0 | 0 | 0 | 0 | 0 | 2009 Qtr 1: 0; 2009 Qtr 2: 0; 2009 Qtr 3: 0; 2009 Qtr 4: 1; 2010 Qtr 1: 0; 2010 Qtr 2: 0; 2010 Qtr 3: 0; 2010 Qtr 4: 0; 2011 Qtr 1: 0; 2011 Qtr 2: 0; 2011 Qtr 3: 0; 2011 Qtr 4: 0 | 1
SDGE3043_KEM_3PKEMAHVACTraining,InstallationandMaint. | 267033-High Refrigerant Charge Adjustment (>= ±20% rated charge) Resid MF CZ10 Vint04 |  | System | Residential | 13-MFM-ResidentialMulti-family-SP_COOL | 0 |  |  |  |  | 66.33 | 53 | 0 | 0 | 0 | 13.33 | 171.246 |  | kWh | 0.22612 | -0.10521 | Residential |  | Winter Only | [5 empty] | 10 | 0.78 |  |  |  | 1 | 2 | 0 | 0 | 0 | 0 | 0 | 0 | 0 | 0 | 0 | 0 | 2009 Qtr 1: 0; 2009 Qtr 2: 0; 2009 Qtr 3: 0; 2009 Qtr 4: 2; 2010 Qtr 1: 0; 2010 Qtr 2: 0; 2010 Qtr 3: 0; 2010 Qtr 4: 0; 2011 Qtr 1: 0; 2011 Qtr 2: 0; 2011 Qtr 3: 0; 2011 Qtr 4: 0 | 2
SDGE3043_KEM_3PKEMAHVACTraining,InstallationandMaint. | 267042-Residential Condensor Coil Cleaning Resid MF CZ10 VintAll |  | System | Residential | 13-MFM-ResidentialMulti-family-SP_COOL | 0 |  |  |  |  | 50 | 50 | 0 | 0 | 0 | 0 | 180 |  | kWh | 0.2376 | 0 | Residential | [7 empty] | 3 | 0.78 |  |  |  | 1 | 1 | 0 | 0 | 0 | 0 | 0 | 0 | 0 | 0 | 0 | 0 | 2009 Qtr 1: 0; 2009 Qtr 2: 0; 2009 Qtr 3: 0; 2009 Qtr 4: 1; 2010 Qtr 1: 0; 2010 Qtr 2: 0; 2010 Qtr 3: 0; 2010 Qtr 4: 0; 2011 Qtr 1: 0; 2011 Qtr 2: 0; 2011 Qtr 3: 0; 2011 Qtr 4: 0 | 1
SDGE3043_KEM_3PKEMAHVACTraining,InstallationandMaint. | 267033-High Refrigerant Charge Adjustment (>= ±20% rated charge) Resid MF CZ10 Vint04 |  | System | Residential | 13-MFM-ResidentialMulti-family-SP_COOL | 0 |  |  |  |  | 66.33 | 79.5 | 0 | 0 | 0 | -13.17 | 171.246 |  | kWh | 0.22612 | -0.10521 | Residential |  | Winter Only | [5 empty] | 10 | 0.78 |  |  |  | 1 | 1 | 0 | 0 | 0 | 0 | 0 | 0 | 0 | 0 | 0 | 0 | 2009 Qtr 1: 0; 2009 Qtr 2: 0; 2009 Qtr 3: 0; 2009 Qtr 4: 1; 2010 Qtr 1: 0; 2010 Qtr 2: 0; 2010 Qtr 3: 0; 2010 Qtr 4: 0; 2011 Qtr 1: 0; 2011 Qtr 2: 0; 2011 Qtr 3: 0; 2011 Qtr 4: 0 | 1
SDGE3043_KEM_3PKEMAHVACTraining,InstallationandMaint. | 267042-Residential Condensor Coil Cleaning Resid MF CZ10 VintAll |  | System | Residential | 13-MFM-ResidentialMulti-family-SP_COOL | 0 |  |  |  |  | 50 | 50 | 0 | 0 | 0 | 0 | 180 |  | kWh | 0.2376 | 0 | Residential | [7 empty] | 3 | 0.78 |  |  |  | 1 | 1 | 0 | 0 | 0 | 0 | 0 | 0 | 0 | 0 | 0 | 0 | 2009 Qtr 1: 0; 2009 Qtr 2: 0; 2009 Qtr 3: 0; 2009 Qtr 4: 1; 2010 Qtr 1: 0; 2010 Qtr 2: 0; 2010 Qtr 3: 0; 2010 Qtr 4: 0; 2011 Qtr 1: 0; 2011 Qtr 2: 0; 2011 Qtr 3: 0; 2011 Qtr 4: 0 | 1
SDGE3043_KEM_3PKEMAHVACTraining,InstallationandMaint. | 267033-High Refrigerant Charge Adjustment (>= ±20% rated charge) Resid MF CZ10 Vint04 |  | System | Residential | 13-MFM-ResidentialMulti-family-SP_COOL | 0 |  |  |  |  | 66.33 | 79.5 | 0 | 0 | 0 | -13.17 | 171.246 |  | kWh | 0.22612 | -0.10521 | Residential |  | Winter Only | [5 empty] | 10 | 0.78 |  |  |  | 1 | 1 | 0 | 0 | 0 | 0 | 0 | 0 | 0 | 0 | 0 | 0 | 2009 Qtr 1: 0; 2009 Qtr 2: 0; 2009 Qtr 3: 0; 2009 Qtr 4: 1; 2010 Qtr 1: 0; 2010 Qtr 2: 0; 2010 Qtr 3: 0; 2010 Qtr 4: 0; 2011 Qtr 1: 0; 2011 Qtr 2: 0; 2011 Qtr 3: 0; 2011 Qtr 4: 0 | 1
SDGE3043_KEM_3PKEMAHVACTraining,InstallationandMaint. | 267042-Residential Condensor Coil Cleaning Resid MF CZ10 VintAll |  | System | Residential | 13-MFM-ResidentialMulti-family-SP_COOL | 0 |  |  |  |  | 50 | 50 | 0 | 0 | 0 | 0 | 180 |  | kWh | 0.2376 | 0 | Residential | [7 empty] | 3 | 0.78 |  |  |  | 1 | 1 | 0 | 0 | 0 | 0 | 0 | 0 | 0 | 0 | 0 | 0 | 2009 Qtr 1: 0; 2009 Qtr 2: 0; 2009 Qtr 3: 0; 2009 Qtr 4: 1; 2010 Qtr 1: 0; 2010 Qtr 2: 0; 2010 Qtr 3: 0; 2010 Qtr 4: 0; 2011 Qtr 1: 0; 2011 Qtr 2: 0; 2011 Qtr 3: 0; 2011 Qtr 4: 0 | 1
SDGE3043_KEM_3PKEMAHVACTraining,InstallationandMaint. | 267042-Residential Condensor Coil Cleaning Resid MF CZ10 VintAll |  | System | Residential | 13-MFM-ResidentialMulti-family-SP_COOL | 0 |  |  |  |  | 50 | 50 | 0 | 0 | 0 | 0 | 180 |  | kWh | 0.2376 | 0 | Residential | [7 empty] | 3 | 0.78 |  |  |  | 1 | 1 | 0 | 0 | 0 | 0 | 0 | 0 | 0 | 0 | 0 | 0 | 2009 Qtr 1: 0; 2009 Qtr 2: 0; 2009 Qtr 3: 0; 2009 Qtr 4: 1; 2010 Qtr 1: 0; 2010 Qtr 2: 0; 2010 Qtr 3: 0; 2010 Qtr 4: 0; 2011 Qtr 1: 0; 2011 Qtr 2: 0; 2011 Qtr 3: 0; 2011 Qtr 4: 0 | 1
SDGE3043_KEM_3PKEMAHVACTraining,InstallationandMaint. | 267033-High Refrigerant Charge Adjustment (>= ±20% rated charge) Resid MF CZ10 Vint04 |  | System | Residential | 13-MFM-ResidentialMulti-family-SP_COOL | 0 |  |  |  |  | 66.33 | 79.5 | 0 | 0 | 0 | -13.17 | 171.246 |  | kWh | 0.22612 | -0.10521 | Residential |  | Winter Only | [5 empty] | 10 | 0.78 |  |  |  | 1 | 1 | 0 | 0 | 0 | 0 | 0 | 0 | 0 | 0 | 0 | 0 | 2009 Qtr 1: 0; 2009 Qtr 2: 0; 2009 Qtr 3: 0; 2009 Qtr 4: 1; 2010 Qtr 1: 0; 2010 Qtr 2: 0; 2010 Qtr 3: 0; 2010 Qtr 4: 0; 2011 Qtr 1: 0; 2011 Qtr 2: 0; 2011 Qtr 3: 0; 2011 Qtr 4: 0 | 1
SDGE3043_KEM_3PKEMAHVACTraining,InstallationandMaint. | 267042-Residential Condensor Coil Cleaning Resid MF CZ10 VintAll |  | System | Residential | 13-MFM-ResidentialMulti-family-SP_COOL | 0 |  |  |  |  | 50 | 50 | 0 | 0 | 0 | 0 | 180 |  | kWh | 0.2376 | 0 | Residential | [7 empty] | 3 | 0.78 |  |  |  | 1 | 1 | 0 | 0 | 0 | 0 | 0 | 0 | 0 | 0 | 0 | 0 | 2009 Qtr 1: 0; 2009 Qtr 2: 0; 2009 Qtr 3: 0; 2009 Qtr 4: 1; 2010 Qtr 1: 0; 2010 Qtr 2: 0; 2010 Qtr 3: 0; 2010 Qtr 4: 0; 2011 Qtr 1: 0; 2011 Qtr 2: 0; 2011 Qtr 3: 0; 2011 Qtr 4: 0 | 1
SDGE3043_KEM_3PKEMAHVACTraining,InstallationandMaint. | 267033-High Refrigerant Charge Adjustment (>= ±20% rated charge) Resid MF CZ10 Vint04 |  | System | Residential | 13-MFM-ResidentialMulti-family-SP_COOL | 0 |  |  |  |  | 66.33 | 79.5 | 0 | 0 | 0 | -13.17 | 171.246 |  | kWh | 0.22612 | -0.10521 | Residential |  | Winter Only | [5 empty] | 10 | 0.78 |  |  |  | 1 | 1 | 0 | 0 | 0 | 0 | 0 | 0 | 0 | 0 | 0 | 0 | 2009 Qtr 1: 0; 2009 Qtr 2: 0; 2009 Qtr 3: 0; 2009 Qtr 4: 1; 2010 Qtr 1: 0; 2010 Qtr 2: 0; 2010 Qtr 3: 0; 2010 Qtr 4: 0; 2011 Qtr 1: 0; 2011 Qtr 2: 0; 2011 Qtr 3: 0; 2011 Qtr 4: 0 | 1
SDGE3043_KEM_3PKEMAHVACTraining,InstallationandMaint. | 267042-Residential Condensor Coil Cleaning Resid MF CZ10 VintAll |  | System | Residential | 13-MFM-ResidentialMulti-family-SP_COOL | 0 |  |  |  |  | 50 | 50 | 0 | 0 | 0 | 0 | 180 |  | kWh | 0.2376 | 0 | Residential | [7 empty] | 3 | 0.78 |  |  |  | 1 | 1 | 0 | 0 | 0 | 0 | 0 | 0 | 0 | 0 | 0 | 0 | 2009 Qtr 1: 0; 2009 Qtr 2: 0; 2009 Qtr 3: 0; 2009 Qtr 4: 1; 2010 Qtr 1: 0; 2010 Qtr 2: 0; 2010 Qtr 3: 0; 2010 Qtr 4: 0; 2011 Qtr 1: 0; 2011 Qtr 2: 0; 2011 Qtr 3: 0; 2011 Qtr 4: 0 | 1
SDGE3043_KEM_3PKEMAHVACTraining,InstallationandMaint. | 267033-High Refrigerant Charge Adjustment (>= ±20% rated charge) Resid MF CZ10 Vint04 |  | System | Residential | 13-MFM-ResidentialMulti-family-SP_COOL | 0 |  |  |  |  | 66.33 | 53 | 0 | 0 | 0 | 13.33 | 171.246 |  | kWh | 0.22612 | -0.10521 | Residential |  | Winter Only | [5 empty] | 10 | 0.78 |  |  |  | 1 | 2 | 0 | 0 | 0 | 0 | 0 | 0 | 0 | 0 | 0 | 0 | 2009 Qtr 1: 0; 2009 Qtr 2: 0; 2009 Qtr 3: 0; 2009 Qtr 4: 2; 2010 Qtr 1: 0; 2010 Qtr 2: 0; 2010 Qtr 3: 0; 2010 Qtr 4: 0; 2011 Qtr 1: 0; 2011 Qtr 2: 0; 2011 Qtr 3: 0; 2011 Qtr 4: 0 | 2
SDGE3043_KEM_3PKEMAHVACTraining,InstallationandMaint. | 267042-Residential Condensor Coil Cleaning Resid MF CZ10 VintAll |  | System | Residential | 13-MFM-ResidentialMulti-family-SP_COOL | 0 |  |  |  |  | 50 | 50 | 0 | 0 | 0 | 0 | 180 |  | kWh | 0.2376 | 0 | Residential | [7 empty] | 3 | 0.78 |  |  |  | 1 | 1 | 0 | 0 | 0 | 0 | 0 | 0 | 0 | 0 | 0 | 0 | 2009 Qtr 1: 0; 2009 Qtr 2: 0; 2009 Qtr 3: 0; 2009 Qtr 4: 1; 2010 Qtr 1: 0; 2010 Qtr 2: 0; 2010 Qtr 3: 0; 2010 Qtr 4: 0; 2011 Qtr 1: 0; 2011 Qtr 2: 0; 2011 Qtr 3: 0; 2011 Qtr 4: 0 | 1
SDGE3043_KEM_3PKEMAHVACTraining,InstallationandMaint. | 267033-High Refrigerant Charge Adjustment (>= ±20% rated charge) Resid MF CZ10 Vint04 |  | System | Residential | 13-MFM-ResidentialMulti-family-SP_COOL | 0 |  |  |  |  | 66.33 | 79.5 | 0 | 0 | 0 | -13.17 | 171.246 |  | kWh | 0.22612 | -0.10521 | Residential |  | Winter Only | [5 empty] | 10 | 0.78 |  |  |  | 1 | 1 | 0 | 0 | 0 | 0 | 0 | 0 | 0 | 0 | 0 | 0 | 2009 Qtr 1: 0; 2009 Qtr 2: 0; 2009 Qtr 3: 0; 2009 Qtr 4: 1; 2010 Qtr 1: 0; 2010 Qtr 2: 0; 2010 Qtr 3: 0; 2010 Qtr 4: 0; 2011 Qtr 1: 0; 2011 Qtr 2: 0; 2011 Qtr 3: 0; 2011 Qtr 4: 0 | 1
SDGE3043_KEM_3PKEMAHVACTraining,InstallationandMaint. | 267042-Residential Condensor Coil Cleaning Resid MF CZ10 VintAll |  | System | Residential | 13-MFM-ResidentialMulti-family-SP_COOL | 0 |  |  |  |  | 50 | 50 | 0 | 0 | 0 | 0 | 180 |  | kWh | 0.2376 | 0 | Residential | [7 empty] | 3 | 0.78 |  |  |  | 1 | 1 | 0 | 0 | 0 | 0 | 0 | 0 | 0 | 0 | 0 | 0 | 2009 Qtr 1: 0; 2009 Qtr 2: 0; 2009 Qtr 3: 0; 2009 Qtr 4: 1; 2010 Qtr 1: 0; 2010 Qtr 2: 0; 2010 Qtr 3: 0; 2010 Qtr 4: 0; 2011 Qtr 1: 0; 2011 Qtr 2: 0; 2011 Qtr 3: 0; 2011 Qtr 4: 0 | 1
SDGE3043_KEM_3PKEMAHVACTraining,InstallationandMaint. | 267042-Residential Condensor Coil Cleaning Resid MF CZ10 VintAll |  | System | Residential | 13-MFM-ResidentialMulti-family-SP_COOL | 0 |  |  |  |  | 50 | 50 | 0 | 0 | 0 | 0 | 180 |  | kWh | 0.2376 | 0 | Residential | [7 empty] | 3 | 0.78 |  |  |  | 1 | 1 | 0 | 0 | 0 | 0 | 0 | 0 | 0 | 0 | 0 | 0 | 2009 Qtr 1: 0; 2009 Qtr 2: 0; 2009 Qtr 3: 0; 2009 Qtr 4: 1; 2010 Qtr 1: 0; 2010 Qtr 2: 0; 2010 Qtr 3: 0; 2010 Qtr 4: 0; 2011 Qtr 1: 0; 2011 Qtr 2: 0; 2011 Qtr 3: 0; 2011 Qtr 4: 0 | 1
Do NOT enter program data in this row or below. The Spreadsheet will not evaluate any such data. | bar: 2012 Qtr 1; 2014 Qtr 2 to 2014 Qtr 4; 2016 Qtr 2 to 2016 Qtr 4; 2018 Qtr 2 to 2018 Qtr 4
Lists of Dimensions and their Labels
|  |  | Climate Zones | Sectors | End Use Validation List |  | Measure Types for Measure Life | Measure Types for NTGR | Gas Sector | Gas Savings Profile | Combustor Type
|  |  | 7 | RES | res:DEER:Indoor_CFL_Ltg |  | NONRESIDENTIAL MEASURES: |  | Residential | Summer Only | Large Boilers (>100 MMBtu/hr Heat Input):Uncontrolled
|  |  | 10 | NON_RES | res:DEER:Indoor_CFL_Ltg |  | **************************************************************** | Appliance early retirement and replacement 0.80 | Commercial | Winter Only | Large Boilers (>100 MMBtu/hr Heat Input):Controlled Low NOx Burner
|  |  | 14 | Residential | res:DEER:Indoor_CFL_Ltg |  | Ballast – Dimmable: NR - 11 | California Home Energy Efficiency Rating System (CHEERS) | Core | Annual | Large Boilers (>100 MMBtu/hr Heat Input):Controlled – Flue Gas Recirculation
|  |  | 15 | Commercial | res:DEER:Indoor_CFL_Ltg |  | Ballast – Electronic: NR - 11 | Residential Audits 0.72 |  |  | Small Boilers (<100 MMBtu/hr Heat Input):Uncontrolled
|  |  | System | Industrial | res:DEER:Indoor_CFL_Ltg |  | Fluorescent Fixture – T8: C/I/A - 11 | Refrigerator Recycling 0.35 |  |  | Small Boilers (<100 MMBtu/hr Heat Input):Controlled Low NOx Burner
|  |  |  | Agricultural | res:DEER:RefgFrzr_HighEff |  | Fixture: T8 Lamp & Electronic Ballast: C/I/A - 11 | Freezer Recycling 0.54 |  |  | Small Boilers (<100 MMBtu/hr Heat Input):Controlled – Flue Gas Recirculation
|  |  |  | Not Used | res:DEER:RefgFrzr_HighEff |  | T8 Fixtures – 17 Watt Lamp, 2ft or 32-watt Lamp, 4ft 11 | Residential Contractor Program 0.89 |  |  | Residential Furnaces (<0.3):Uncontrolled
[5 empty] | res:DEER:RefgFrzr_HighEff |  | T8 Lamps: C/I/A - 5 | Emerging Technologies 0.83
[5 empty] | res:DEER:RefgFrzr_HighEff |  | High Efficiency Lighting (HID): NR - 16 | All other residential programs 0.80
[5 empty] | res:DEER:RefgFrzr_HighEff |  | High Output T5 Fixture: NR - 16 |  | Electric Rate | Gas Rate
[5 empty] | res:DEER:RefgFrzr_Recyc-Conditioned |  | Indoor or Outdoor Lighting System Modification: NR - 13.5 | Advanced water heating systems 1.00 | Residential | 0
[5 empty] | res:DEER:RefgFrzr_Recyc-Conditioned |  | Lighting Controls: NR - 16 | Agricultural and Dairy Incentives 0.75 | Commercial | Residential
[5 empty] | res:DEER:RefgFrzr_Recyc-Conditioned |  | Daylighting Controls; NR - 16 | Coin Laundry and Dry Cleaner Education 0.70 | Not Used | Not Used
[5 empty] | res:DEER:RefgFrzr_Recyc-Conditioned |  | Lighting Power Density: NR - 11 | Commercial and agricultural information, tools, or design assistance services | Not Used
[5 empty] | res:DEER:RefgFrzr_Recyc-Conditioned |  | Exit Sign – CF Hardware Kit/LED/ Electro-Luminescent: NR - 16 | Comprehensive Space Conditioning 1.00 | Not Used
[5 empty] | res:DEER:RefgFrzr_Recyc-UnConditioned |  | Occupancy Sensor: NR - 8 | Lodging Education 0.70
[5 empty] | res:DEER:RefgFrzr_Recyc-UnConditioned |  | Photocell: NR - 8 | Express Efficiency (rebates) 0.96
[5 empty] | res:DEER:RefgFrzr_Recyc-UnConditioned |  | Time Clock – Lighting: NR - 8 | Energy Management Services, including audits (for small and medium customers)
[5 empty] | res:DEER:RefgFrzr_Recyc-UnConditioned |  | Induction Lamps: NR - 2 | Food Services Equipment Retrofit 1.00
[5 empty] | res:DEER:RefgFrzr_Recyc-UnConditioned |  | Induction Fixture: NR - 16 | Industrial Information and Services 0.74
[5 empty] | res:DEER:HVAC_Eff_AC |  | Delamp/reflectors: C/I - 11 | Large Standard Performance Contract 0.70
[5 empty] | res:DEER:HVAC_Eff_AC |  | Optical Reflectors- new construction: Ind, NRNC - 12 | All other nonresidential programs 0.80
[5 empty] | res:DEER:HVAC_Eff_AC |  | Optical Reflectors- retrofit: NR - 10 | New Construction
[5 empty] | res:DEER:HVAC_Eff_AC |  | HID fixture: Interior, >= 176 Watts lamp: Ind - 16 | Industrial and Agricultural Process 0.94
[5 empty] | res:DEER:HVAC_Eff_AC |  | HID fixture: Interior, 251-400 Watt lamp: Com - 16 | Industrial new construction incentives 0.62
[5 empty] | res:DEER:HVAC_Duct_Sealing |  | CFL Fixture: Pin based CFL fixture: Com - 12.0 | Savings by Design 0.82
[5 empty] | res:DEER:HVAC_Duct_Sealing |  | Screw-in CFL: Education - Primary School: NR - 5.6 | All other new construction programs 0.80
[5 empty] | res:DEER:HVAC_Duct_Sealing |  | Screw-in CFL: Education - Secondary School: NR - 3.5 | Large Standard Performance Contract 0.7011
[5 empty] | res:DEER:HVAC_Duct_Sealing |  | Screw-in CFL: Education - Community College: NR - 2.1 | Savings by Design 0.8212
[5 empty] | res:DEER:HVAC_Duct_Sealing |  | Screw-in CFL: Education - University: NR - 2.6 | Codes and Standards
[5 empty] | res:DEER:HVAC_Refrig_Charge |  | Screw-in CFL: Grocery: NR - 1.4
[5 empty] | res:DEER:HVAC_Refrig_Charge |  | Screw-in CFL: Health/Medical - Hospital: NR - 0.9
[5 empty] | res:DEER:HVAC_Refrig_Charge |  | Screw-in CFL: Health/Medical - Nursing Home: NR - 0.9
[5 empty] | res:DEER:HVAC_Refrig_Charge |  | Screw-in CFL: Lodging - Hotel: NR - 0.9
[5 empty] | res:DEER:HVAC_Refrig_Charge |  | Screw-in CFL: Lodging - Motel: NR - 0.9
[5 empty] | res:DEER:Refg_Chrg_Duct_Seal |  | Screw-in CFL: Lodging - Guest Rooms: NR - 7.0
[5 empty] | res:DEER:Refg_Chrg_Duct_Seal |  | Screw-in CFL: Manufacturing - Light Industrial: NR - 2.8
[5 empty] | res:DEER:Refg_Chrg_Duct_Seal |  | Screw-in CFL: Office - Large: NR - 2.9
[5 empty] | res:DEER:Refg_Chrg_Duct_Seal |  | Screw-in CFL: Office - Small: NR - 3.2
[5 empty] | res:DEER:Refg_Chrg_Duct_Seal |  | Screw-in CFL: Restaurant - Sit-Down: NR - 2.3
[5 empty] | res:DEER:RefgFrzr_Recycling |  | Screw-in CFL: Restaurant - Fast-Food: NR - 1.3
[5 empty] | res:DEER:RefgFrzr_Recycling |  | Screw-in CFL: Retail - 3-Story Large: NR - 1.9
[5 empty] | res:DEER:RefgFrzr_Recycling |  | Screw-in CFL: Retail - Single-Story Large: NR - 1.8
[5 empty] | res:DEER:RefgFrzr_Recycling |  | Screw-in CFL: Retail - Small: NR - 2.1
[5 empty] | res:DEER:RefgFrzr_Recycling |  | Screw-in CFL: Storage - Conditioned: NR - 2.8
[5 empty] | NON_res:DEER:Indoor_CFL_Ltg |  | Screw-in CFL: Storage - Unconditioned: NR - 2.8
[5 empty] | NON_res:DEER:Indoor_CFL_Ltg |  | Screw-in CFL: Warehouse - Refrigerated: NR - 3.1
NON_res:DEER:Indoor_CFL_Ltg
[5 empty] | NON_res:DEER:Indoor_CFL_Ltg |  | HVAC/Refrigeration – SPC: NR - 16
[5 empty] | NON_res:DEER:Indoor_CFL_Ltg |  | Chiller – High Efficiency: NR - 20
[5 empty] | NON_res:DEER:Indoor_Non-CFL_Ltg |  | Chiller – Variable Speed Drive: NR - 20
[5 empty] | NON_res:DEER:Indoor_Non-CFL_Ltg |  | Water Cooled Chillers: NR - 20
[5 empty] | NON_res:DEER:Indoor_Non-CFL_Ltg |  | Air Conditioners – High Efficiency: NR - 15
[5 empty] | NON_res:DEER:Indoor_Non-CFL_Ltg |  | Packaged HVAC Systems: NR - 15
[5 empty] | NON_res:DEER:Indoor_Non-CFL_Ltg |  | Install HVAC EMS: Com - 14
[5 empty] | NON_res:DEER:HVAC_Chillers |  | AC Packaged Terminal Units: NR - 15
[5 empty] | NON_res:DEER:HVAC_Chillers |  | Evaporative Coolers: NR - 15
[5 empty] | NON_res:DEER:HVAC_Chillers |  | Boiler – High Efficiency: NR - 20
[5 empty] | NON_res:DEER:HVAC_Chillers |  | Cooling Towers/Evaporative Condenser: NR - 15
[5 empty] | NON_res:DEER:HVAC_Chillers |  | Heat Pump – Split System: NR - 15
[5 empty] | NON_res:DEER:HVAC_Refrig_Charge |  | Heat Pump with Integrated Water Heating: NR - 10
[5 empty] | NON_res:DEER:HVAC_Refrig_Charge |  | Ground Source Heat Pump: NR - 15
[5 empty] | NON_res:DEER:HVAC_Refrig_Charge |  | Reduce Internal Load: NR - 15
[5 empty] | NON_res:DEER:HVAC_Refrig_Charge |  | Insulation: NR - 20
[5 empty] | NON_res:DEER:HVAC_Refrig_Charge |  | Insulation Package: NR - 20
[5 empty] | NON_res:DEER:HVAC_Split-Package_AC |  | Reflective Window Film: NR - 10
[5 empty] | NON_res:DEER:HVAC_Split-Package_AC |  | Bypass/Delay Timer(lighting): NR - 8
[5 empty] | NON_res:DEER:HVAC_Split-Package_AC |  | Set-Back Thermostat: NR - 11
[5 empty] | NON_res:DEER:HVAC_Split-Package_AC |  | Time Clock - HVAC: NR - 10
[5 empty] | NON_res:DEER:HVAC_Split-Package_AC |  | HVAC/Space Heating/Efficiency (Gas): NR - 18
[5 empty] | NON_res:DEER:HVAC_Duct_Sealing |  | Nonresidential Gas – AC: NR - 20
NON_res:DEER:HVAC_Duct_Sealing
[5 empty] | NON_res:DEER:HVAC_Duct_Sealing |  | Adjustable speed drive, application unknown: Ag - 10
[5 empty] | NON_res:DEER:HVAC_Duct_Sealing |  | Adjustable speed drive, application unknown: Com - 10
[5 empty] | NON_res:DEER:HVAC_Duct_Sealing |  | Adjustable Speed Drive: HVAC fan, 50 HP Max: Com - 10
[5 empty] | 01-ALC-AllCommercial-Cooling |  | Pump repair: Ag - 11
[5 empty] | 01-ALC-AllCommercial-ExtLight |  | Injection molding machines: Ind - 15
[5 empty] | 01-ALC-AllCommercial-IntLight |  | Plastic extusion equipment: Ind - 15
[5 empty] | 01-ALC-AllCommercial-OffEquip |  | Process cooling: Ind - 15
[5 empty] | 01-ALC-AllCommercial-Refrig |  | Process equipment insulation: Ind - 15
01-ALC-AllCommercial-Vent/Fan
[5 empty] | 02-ASM-Assembly-Cooling |  | Horizontal Clothes Washer: NR - 10
[5 empty] | 02-ASM-Assembly-Exit |  | Efficient Dishwashing: NR - 5
[5 empty] | 02-ASM-Assembly-ExtLight |  | Water Heater Controls: NR - 15
[5 empty] | 02-ASM-Assembly-IntLight |  | Cooking measures , Assorted: Com - 12
[5 empty] | 03-BCR-BothResidentialandCommercial-COOL |  | Water Heater – Gas: NR - 15
[5 empty] | 03-BCR-BothResidentialandCommercial-LIT_INT |  | Domestic Hot Water Boiler (Gas): NR - 20
03-BCR-BothResidentialandCommercial-OFF_EQ
[5 empty] | 03-BCR-BothResidentialandCommercial-LIT_EXT |  | Auto Closer for Cooler/Freezer: NR - 8
[5 empty] | 03-BCR-BothResidentialandCommercial-REFG |  | Door Gaskets: NR - 4
[5 empty] | 03-BCR-BothResidentialandCommercial-VENT |  | Floating Head Pressure: NR - 16
[5 empty] | 04-DMO-ResidentialMobileHome–DoubleWide-CL_DRY |  | Heatless Door: NR - 16
[5 empty] | 04-DMO-ResidentialMobileHome–DoubleWide-CL_WASH |  | Humidistat Control for Anti-Sweat Heater: NR - 12
[5 empty] | 04-DMO-ResidentialMobileHome–DoubleWide-DSH_WASH |  | Insulation on Refrigeration Suction Line: NR - 11
[5 empty] | 04-DMO-ResidentialMobileHome–DoubleWide-FREEZ |  | Night Covers for Display Cases: NR - 5
[5 empty] | 04-DMO-ResidentialMobileHome–DoubleWide-LIGHT |  | PSC Evaporator Motor – Walkin/ Display: NR - 15
[5 empty] | 04-DMO-ResidentialMobileHome–DoubleWide-POOL_PMP |  | Refrigeration Case Doors – Glass/Acrylic: NR - 12
[5 empty] | 04-DMO-ResidentialMobileHome–DoubleWide-REFG |  | Refrigerator Case with Doors: NR - 12
[5 empty] | 04-DMO-ResidentialMobileHome–DoubleWide-SP_COOL |  | Refrigerator Condensate Evaporator – Elec/Non Elec: NR - 8
[5 empty] | 04-DMO-ResidentialMobileHome–DoubleWide-SP_HEAT |  | Strip Curtains for Walk-Ins: NR - 4
[5 empty] | 04-DMO-ResidentialMobileHome–DoubleWide-WAT_HEAT |  | Ballast: Electronic, for display case: NR - 11
[5 empty] | 05-ECC-Education–CommunityCollege-COOL |  | Defrost: NR - 16
[5 empty] | 05-ECC-Education–CommunityCollege-LIT_INT |  | FHP & EFF Conditioner: NR - 16
[5 empty] | 05-ECC-Education–CommunityCollege-OFF_EQ |  | High-efficiency Liquid Suction Heat Exchangers: NR - 16
[5 empty] | 05-ECC-Education–CommunityCollege-LIT_EXT |  | Night Shields on Refrigerator and Freezer Cases: NR - 5
[5 empty] | 05-ECC-Education–CommunityCollege-REFG |  | Walk-in Refrigerator or Freezer: Evaporative Fan Controller: NR - 5
[5 empty] | 05-ECC-Education–CommunityCollege-VENT |  | Multiplec Refrigeration Systems/Supermarket Systems: NR - 10
06-EPR-Education–PrimarySchool-COOL
[5 empty] | 06-EPR-Education–PrimarySchool-LIT_INT |  | Kiln/Oven/Furnace: NR - 18
[5 empty] | 06-EPR-Education–PrimarySchool-OFF_EQ |  | Thermal Night Curtains: NR - 5
[5 empty] | 06-EPR-Education–PrimarySchool-LIT_EXT |  | Custom Measures – SPC: NR - 15
[5 empty] | 06-EPR-Education–PrimarySchool-REFG |  | Local Government Partnership: NR - 11
[5 empty] | 06-EPR-Education–PrimarySchool-VENT |  | Audits: NR - 3
[5 empty] | 07-ESE-Education–SecondarySchool-COOL |  | Plug Load Sensor: NR - 10
[5 empty] | 07-ESE-Education–SecondarySchool-LIT_INT |  | Information: NR - 1
[5 empty] | 07-ESE-Education–SecondarySchool-OFF_EQ |  | High Efficiency Motors: NR - 15
[5 empty] | 07-ESE-Education–SecondarySchool-LIT_EXT |  | Process Overhaul: NR - 20
[5 empty] | 07-ESE-Education–SecondarySchool-REFG |  | System Controls: NR - 15
07-ESE-Education–SecondarySchool-VENT
08-EUN-Education–University-COOL
[5 empty] | 08-EUN-Education–University-LIT_INT |  | RESIDENTIAL MEASURES
[5 empty] | 08-EUN-Education–University-OFF_EQ |  | ****************************************************************
[5 empty] | 08-EUN-Education–University-LIT_EXT |  | T8 Fixtures ; lamp or ballast: Res - 15
[5 empty] | 08-EUN-Education–University-REFG |  | Pin based CFL Fixture: Res - 16
[5 empty] | 08-EUN-Education–University-VENT |  | CFL: Indoor Screw in: Res - 9.4
[5 empty] | 09-GRO-Grocery-COOL |  | CFL: Outdoor Screw in: Res - 7
[5 empty] | 09-GRO-Grocery-LIT_INT |  | Torchiere: Res - 9
09-GRO-Grocery-OFF_EQ
[5 empty] | 09-GRO-Grocery-LIT_EXT |  | Air Conditioners with SEER >= 11.0: Res - 18
[5 empty] | 09-GRO-Grocery-REFG |  | Central Air Conditioners: Res - 18
[5 empty] | 09-GRO-Grocery-VENT |  | Duct Testing: Res NC - 18
[5 empty] | 10-HSP-Health/Medical–Hospital-COOL |  | High Energy Efficiency Ducts: Res - 18
[5 empty] | 10-HSP-Health/Medical–Hospital-LIT_INT |  | Whole House Fan: Res - 15
[5 empty] | 10-HSP-Health/Medical–Hospital-OFF_EQ |  | Evaporative Cooler: Res - 15
[5 empty] | 10-HSP-Health/Medical–Hospital-LIT_EXT |  | Glazing - Low E Double / Low Shade Coefficient: Res - 20
[5 empty] | 10-HSP-Health/Medical–Hospital-REFG |  | Heat Pump - Electric: Res - 15
[5 empty] | 10-HSP-Health/Medical–Hospital-VENT |  | Insulation - Ceiling / Floor / Walls: Res - 20
[5 empty] | 11-HTL-Lodging–Hotel(GuestRooms)-COOL |  | A/C with Integrated Water Heating: Res - 10
[5 empty] | 11-HTL-Lodging–Hotel(GuestRooms)-LIT_INT |  | Programmable Thermostat: Res - 12
11-HTL-Lodging–Hotel(GuestRooms)-OFF_EQ
[5 empty] | 11-HTL-Lodging–Hotel(GuestRooms)-LIT_EXT |  | Audits: Res - 3
[5 empty] | 11-HTL-Lodging–Hotel(GuestRooms)-REFG |  | Gas Cooktops: Res - 20
[5 empty] | 11-HTL-Lodging–Hotel(GuestRooms)-VENT |  | Gas Dryer Stub: Res - 18
[5 empty] | 12-MBT-Manufacturing–Bio/Tech-AG_PUMP |  | Energy-Efficient Furnaces: Res - 18
12-MBT-Manufacturing–Bio/Tech-COMP_AIR
[5 empty] | 12-MBT-Manufacturing–Bio/Tech-COOL |  | Refrigerator Recycling: Res - 10
[5 empty] | 12-MBT-Manufacturing–Bio/Tech-LIGHT |  | Refrigerator - Energy Efficient; 20% more efficient: Res - 18
[5 empty] | 12-MBT-Manufacturing–Bio/Tech-MOTOR |  | Refrigerators: Res - 18
12-MBT-Manufacturing–Bio/Tech-PROC_OTH
13-MFM-ResidentialMulti-family-CL_DRY
[5 empty] | 13-MFM-ResidentialMulti-family-CL_WASH |  | GENERIC USEFUL LIVES:
[5 empty] | 13-MFM-ResidentialMulti-family-DSH_WASH |  | ****************************************************************
[5 empty] | 13-MFM-ResidentialMulti-family-FREEZ |  | 0.1
[5 empty] | 13-MFM-ResidentialMulti-family-LIGHT |  | 0.2
[5 empty] | 13-MFM-ResidentialMulti-family-POOL_PMP |  | 0.3
[5 empty] | 13-MFM-ResidentialMulti-family-REFG |  | 0.4
[5 empty] | 13-MFM-ResidentialMulti-family-SP_COOL |  | 0.5
[5 empty] | 13-MFM-ResidentialMulti-family-SP_HEAT |  | 0.6
[5 empty] | 13-MFM-ResidentialMulti-family-WAT_HEAT |  | 0.7
[5 empty] | 14-MLI-Manufacturing–LightIndustry-AG_PUMP |  | 0.8
[5 empty] | 14-MLI-Manufacturing–LightIndustry-COMP_AIR |  | 0.9
[5 empty] | 14-MLI-Manufacturing–LightIndustry-COOL |  | 1
[5 empty] | 14-MLI-Manufacturing–LightIndustry-LIGHT |  | 1.1
[5 empty] | 14-MLI-Manufacturing–LightIndustry-MOTOR |  | 1.2
[5 empty] | 14-MLI-Manufacturing–LightIndustry-PROC_OTH |  | 1.3
[5 empty] | 15-MTL-Lodging–Motel-COOL |  | 1.4
[5 empty] | 15-MTL-Lodging–Motel-LIT_INT |  | 1.5
[5 empty] | 15-MTL-Lodging–Motel-OFF_EQ |  | 1.6
[5 empty] | 15-MTL-Lodging–Motel-LIT_EXT |  | 1.7
[5 empty] | 15-MTL-Lodging–Motel-REFG |  | 1.8
[5 empty] | 15-MTL-Lodging–Motel-VENT |  | 1.9
[5 empty] | 16-NRS-Health/Medical–Clinic-COOL |  | 2
[5 empty] | 16-NRS-Health/Medical–Clinic-LIT_INT |  | 2.1
[5 empty] | 16-NRS-Health/Medical–Clinic-OFF_EQ |  | 2.2
[5 empty] | 16-NRS-Health/Medical–Clinic-LIT_EXT |  | 2.3
[5 empty] | 16-NRS-Health/Medical–Clinic-REFG |  | 2.4
[5 empty] | 16-NRS-Health/Medical–Clinic-VENT |  | 2.5
[5 empty] | 17-OFL-Office–Large-Cooling |  | 2.6
[5 empty] | 17-OFL-Office–Large-ExtLight |  | 2.7
[5 empty] | 17-OFL-Office–Large-IntLight |  | 2.8
[5 empty] | 17-OFL-Office–Large-OffEquip |  | 2.9
[5 empty] | 17-OFL-Office–Large-Refrig |  | 3
[5 empty] | 17-OFL-Office–Large-Vent/Fan |  | 3.1
[5 empty] | 18-OFS-Office–Small-Cooling |  | 3.2
[5 empty] | 18-OFS-Office–Small-ExtLight |  | 3.3
[5 empty] | 18-OFS-Office–Small-IntLight |  | 3.4
[5 empty] | 18-OFS-Office–Small-OffEquip |  | 3.5
[5 empty] | 18-OFS-Office–Small-Refrig |  | 3.6
[5 empty] | 18-OFS-Office–Small-Vent/Fan |  | 3.7
[5 empty] | 19-RES-AllResidential-CL_DRY |  | 3.8
[5 empty] | 19-RES-AllResidential-CL_WASH |  | 3.9
[5 empty] | 19-RES-AllResidential-DSH_WASH |  | 4
[5 empty] | 19-RES-AllResidential-FREEZ |  | 4.1
[5 empty] | 19-RES-AllResidential-LIGHT |  | 4.2
[5 empty] | 19-RES-AllResidential-POOL_PMP |  | 4.3
[5 empty] | 19-RES-AllResidential-REFG |  | 4.4
[5 empty] | 19-RES-AllResidential-SP_COOL |  | 4.5
[5 empty] | 19-RES-AllResidential-SP_HEAT |  | 4.6
[5 empty] | 19-RES-AllResidential-WAT_HEAT |  | 4.7
[5 empty] | 20-RFF-Restaurant–FastFood-Cooling |  | 4.8
[5 empty] | 20-RFF-Restaurant–FastFood-ExtLight |  | 4.9
[5 empty] | 20-RFF-Restaurant–FastFood-IntLight |  | 5
[5 empty] | 20-RFF-Restaurant–FastFood-OffEquip |  | 5.1
[5 empty] | 20-RFF-Restaurant–FastFood-Refrig |  | 5.2
[5 empty] | 20-RFF-Restaurant–FastFood-Vent/Fan |  | 5.3
[5 empty] | 21-RSD-Restaurant–SitDown-COOL |  | 5.4
[5 empty] | 21-RSD-Restaurant–SitDown-LIT_INT |  | 5.5
[5 empty] | 21-RSD-Restaurant–SitDown-OFF_EQ |  | 5.6
[5 empty] | 21-RSD-Restaurant–SitDown-LIT_EXT |  | 5.7
[5 empty] | 21-RSD-Restaurant–SitDown-PROC_OTH |  | 5.8
[5 empty] | 21-RSD-Restaurant–SitDown-REFG |  | 5.9
[5 empty] | 21-RSD-Restaurant–SitDown-VENT |  | 6
[5 empty] | 22-RT3-Retail–3StoryLarge-COOL |  | 6.1
[5 empty] | 22-RT3-Retail–3StoryLarge-LIT_INT |  | 6.2
[5 empty] | 22-RT3-Retail–3StoryLarge-OFF_EQ |  | 6.3
[5 empty] | 22-RT3-Retail–3StoryLarge-LIT_EXT |  | 6.4
[5 empty] | 22-RT3-Retail–3StoryLarge-REFG |  | 6.5
[5 empty] | 22-RT3-Retail–3StoryLarge-VENT |  | 6.6
[5 empty] | 23-RTL-Retail–SingleStorylarge-COOL |  | 6.7
[5 empty] | 23-RTL-Retail–SingleStorylarge-LIT_INT |  | 6.8
[5 empty] | 23-RTL-Retail–SingleStorylarge-OFF_EQ |  | 6.9
[5 empty] | 23-RTL-Retail–SingleStorylarge-LIT_EXT |  | 7
[5 empty] | 23-RTL-Retail–SingleStorylarge-REFG |  | 7.1
[5 empty] | 23-RTL-Retail–SingleStorylarge-VENT |  | 7.2
[5 empty] | 24-RTS-Retail–Small-COOL |  | 7.3
[5 empty] | 24-RTS-Retail–Small-LIT_INT |  | 7.4
[5 empty] | 24-RTS-Retail–Small-OFF_EQ |  | 7.5
[5 empty] | 24-RTS-Retail–Small-LIT_EXT |  | 7.6
[5 empty] | 24-RTS-Retail–Small-REFG |  | 7.7
[5 empty] | 24-RTS-Retail–Small-VENT |  | 7.8
[5 empty] | 25-SCN-Storage–Conditioned-Cooling |  | 7.9
[5 empty] | 25-SCN-Storage–Conditioned-Exit |  | 8
[5 empty] | 25-SCN-Storage–Conditioned-ExtLight |  | 8.1
[5 empty] | 26-SFM-ResidentialSingleFamily-CL_DRY |  | 8.2
[5 empty] | 26-SFM-ResidentialSingleFamily-CL_WASH |  | 8.3
[5 empty] | 26-SFM-ResidentialSingleFamily-DSH_WASH |  | 8.4
[5 empty] | 26-SFM-ResidentialSingleFamily-FREEZ |  | 8.5
[5 empty] | 26-SFM-ResidentialSingleFamily-LIGHT |  | 8.6
[5 empty] | 26-SFM-ResidentialSingleFamily-POOL_PMP |  | 8.7
[5 empty] | 26-SFM-ResidentialSingleFamily-REFG |  | 8.8
[5 empty] | 26-SFM-ResidentialSingleFamily-SP_COOL |  | 8.9
[5 empty] | 26-SFM-ResidentialSingleFamily-SP_HEAT |  | 9
[5 empty] | 26-SFM-ResidentialSingleFamily-WAT_HEAT |  | 9.1
[5 empty] | 27-SMO-ResidentialMobileHome–SingleWide-CL_DRY |  | 9.2
[5 empty] | 27-SMO-ResidentialMobileHome–SingleWide-CL_WASH |  | 9.3
[5 empty] | 27-SMO-ResidentialMobileHome–SingleWide-DSH_WASH |  | 9.4
[5 empty] | 27-SMO-ResidentialMobileHome–SingleWide-FREEZ |  | 9.5
[5 empty] | 27-SMO-ResidentialMobileHome–SingleWide-LIGHT |  | 9.6
[5 empty] | 27-SMO-ResidentialMobileHome–SingleWide-POOL_PMP |  | 9.7
[5 empty] | 27-SMO-ResidentialMobileHome–SingleWide-REFG |  | 9.8
[5 empty] | 27-SMO-ResidentialMobileHome–SingleWide-SP_COOL |  | 9.9
[5 empty] | 27-SMO-ResidentialMobileHome–SingleWide-SP_HEAT |  | 10
[5 empty] | 27-SMO-ResidentialMobileHome–SingleWide-WAT_HEAT |  | 10.1
[5 empty] | 28-SUN-Storage–Unconditioned-Exit |  | 10.2
[5 empty] | 28-SUN-Storage–Unconditioned-ExtLight |  | 10.3
[5 empty] | 29-WRF-Storage–Refrigerated-Cooling |  | 10.4
[5 empty] | 29-WRF-Storage–Refrigerated-Exit |  | 10.5
[5 empty] | 29-WRF-Storage–Refrigerated-ExtLight |  | 10.6
[5 empty] | 30-S20-SIC20Food&KindredProducts-AG_PUMP |  | 10.7
[5 empty] | 30-S20-SIC20Food&KindredProducts-COMP_AIR |  | 10.8
[5 empty] | 30-S20-SIC20Food&KindredProducts-COOL |  | 10.9
[5 empty] | 30-S20-SIC20Food&KindredProducts-LIGHT |  | 11
[5 empty] | 30-S20-SIC20Food&KindredProducts-MOTOR |  | 11.1
[5 empty] | 30-S20-SIC20Food&KindredProducts-PROC_OTH |  | 11.2
[5 empty] | 31-S26-SIC26Paper&AlliedProducts-AG_PUMP |  | 11.3
[5 empty] | 31-S26-SIC26Paper&AlliedProducts-COMP_AIR |  | 11.4
[5 empty] | 31-S26-SIC26Paper&AlliedProducts-COOL |  | 11.5
[5 empty] | 31-S26-SIC26Paper&AlliedProducts-LIGHT |  | 11.6
[5 empty] | 31-S26-SIC26Paper&AlliedProducts-MOTOR |  | 11.7
[5 empty] | 31-S26-SIC26Paper&AlliedProducts-PROC_OTH |  | 11.8
[5 empty] | 32-S28-SIC28Chemicals&AlliedProducts-AG_PUMP |  | 11.9
[5 empty] | 32-S28-SIC28Chemicals&AlliedProducts-COMP_AIR |  | 12
[5 empty] | 32-S28-SIC28Chemicals&AlliedProducts-COOL |  | 12.1
[5 empty] | 32-S28-SIC28Chemicals&AlliedProducts-LIGHT |  | 12.2
[5 empty] | 32-S28-SIC28Chemicals&AlliedProducts-MOTOR |  | 12.3
[5 empty] | 32-S28-SIC28Chemicals&AlliedProducts-PROC_OTH |  | 12.4
[5 empty] | 33-S29-SIC29Petroleum&CoalProducts-AG_PUMP |  | 12.5
[5 empty] | 33-S29-SIC29Petroleum&CoalProducts-COMP_AIR |  | 12.6
[5 empty] | 33-S29-SIC29Petroleum&CoalProducts-COOL |  | 12.7
[5 empty] | 33-S29-SIC29Petroleum&CoalProducts-LIGHT |  | 12.8
[5 empty] | 33-S29-SIC29Petroleum&CoalProducts-MOTOR |  | 12.9
[5 empty] | 33-S29-SIC29Petroleum&CoalProducts-PROC_OTH |  | 13
[5 empty] | 34-S33-SIC33Metals-AG_PUMP |  | 13.1
[5 empty] | 34-S33-SIC33Metals-COMP_AIR |  | 13.2
[5 empty] | 34-S33-SIC33Metals-COOL |  | 13.3
[5 empty] | 34-S33-SIC33Metals-LIGHT |  | 13.4
[5 empty] | 34-S33-SIC33Metals-MOTOR |  | 13.5
[5 empty] | 34-S33-SIC33Metals-PROC_OTH |  | 13.6
[5 empty] | 35-OTI-OtherIndustrial-AG_PUMP |  | 13.7
[5 empty] | 35-OTI-OtherIndustrial-COMP_AIR |  | 13.8
[5 empty] | 35-OTI-OtherIndustrial-COOL |  | 13.9
[5 empty] | 35-OTI-OtherIndustrial-LIGHT |  | 14
[5 empty] | 35-OTI-OtherIndustrial-MOTOR |  | 14.1
[5 empty] | 35-OTI-OtherIndustrial-PROC_OTH |  | 14.2
[5 empty] | 36-GST-Lodging-GuestRooms-Cooling |  | 14.3
[5 empty] | 36-GST-Lodging-GuestRooms-ExtLight |  | 14.4
[5 empty] | 36-GST-Lodging-GuestRooms-IntLight |  | 14.5
[5 empty] | 36-GST-Lodging-GuestRooms-OffEquip |  | 14.6
[5 empty] | 36-GST-Lodging-GuestRooms-Refrig |  | 14.7
[5 empty] | 36-GST-Lodging-GuestRooms-Vent/Fan |  | 14.8
14.9
15
15.1
15.2
15.3
15.4
15.5
15.6
15.7
15.8
15.9
16
16.1
16.2
16.3
16.4
16.5
16.6
16.7
16.8
16.9
17
17.1
17.2
17.3
17.4
17.5
17.6
17.7
17.8
17.9
18
18.1
18.2
18.3
18.4
18.5
18.6
18.7
18.8
18.9
19
19.1
19.2
19.3
19.4
19.5
19.6
19.7
19.8
19.9
20
21
22
23
24
25
26
27
28
29
30
Last Row Used is above