## Export
PROGRAM NAME | 0
BUDGET
Administrative Costs
Overhead and G&A | 0
Other Administrative Costs | 0
Marketing/Outreach | 0
Direct Implementation
d.i. User Input Incentive (No rebates) | 0
d.ii. Rebate | 87014.6072
d.iii. Direct Install Labor | 0
d.iv. Direct Install Materials | 0
d.v. Upstream payments | 0
Activity | 0
Installation | 0
Hardware & Materials | 0
Rebate Processing & Inspection | 0
EM&V Costs | 0
Budget | 87014.6072
Costs recovered from other sources | 0
Budget (plus other costs) | 87014.6072
PROGRAM IMPACTS
Program Reductions for Measures installed through 2011
User Entered kW (kW) | 280.0857
Net Jul-Sept Peak (kW) | 356.2794
Net Dec-Feb Peak (kW) | 3.533
Net NCP (kW) | 722.7844
Net CEC (kW) | 0
Annual Net kWh | 259944.0983
Lifecycle Net kWh | 2145417.5971
Annual Net Therms | 672.9518
Lifecycle Net Therms | 12614.4838
Cost Effectiveness for all measures installed through 2015
TRC
Costs | 86476.9069
Electric Benefits | 473252.9021
Gas Benefits | 6819.3189
Net Benefits (NPV) | 393595.3141
BC Ratio | 5.5514
PAC
Costs | 80073.5708
Electric Benefits | 473252.9021
Gas Benefits | 6819.3189
Net Benefits (NPV) | 399998.6503
BC Ratio | 5.9954
Levelized Cost
Levelized Cost TRC ($/kWh )
Discounted kWh | 1428681.5146
Cost | 0.05971
Benefits | 0.33125
Benefit-Cost | 0.27154
Levelized Cost PAC ($/kWh)
Discounted kWh | 1428681.5146
Cost | 0.05506
Benefits | 0.33125
Benefit-Cost | 0.27619
Levelized Cost TRC ($/therm)
Discounted Therms | 6278.3751
Cost | 0.18647
Benefits | 1.0862
Benefit-Cost | 0.89969
Levelized Cost PAC ($/therm)
Discounted Therms | 6278.3751
Cost | 0.22461
Benefits | 1.0862
Benefit-Cost | 0.86155
Emission Annual Reductions (2009-2011) |  | Energy Division File sheet "Attachment II" Total Electricity and Gas Emission Reductions
Electric Annual CO2 (tons) - 2009 | 151.2514 |  | 2009 | 2010 | 2011 | 2012 | 2013 | 2014 | 2015
2010 | 0 |  | Total | Total | Total | Total | Total | Total | Total
2011 | 0 | Annual CO2 Emission Reductions (tons) | 155.1882 | 0 | 0 | 0 | 0 | 0 | 0
Electric Lifecycle CO2 (tons) - 2009 | 1248.3451 | Lifecycle CO2 Emission Reductions (tons) | 1322.1398 | 0 | 0 | 0 | 0 | 0 | 0
2010 | 0 | Annual NOx Emission Reductions (tons) | 0.02382 | 0 | 0 | 0 | 0 | 0 | 0
2011 | 0 | Lifecycle NOx Emission Reductions (tons) | 0.22907 | 0 | 0 | 0 | 0 | 0 | 0
Electric Annual NOX (tons) - 2009 | 0.020724 | Annual SO2 Emission Reductions (tons)
2010 | 0 | Lifecycle SO2 Emission Reductions (tons)
2011 | 0
Electric Lifecycle NOX (tons) - 2009 | 0.17105
2010 | 0
2011 | 0
Electric Annual SO2 (lbs) - 2009
2010
2011
Electric Lifecycle SO2 (lbs) - 2009
2010
2011
Gas Annual CO2 (tons) - 2009 | 3.9368
2010 | 0
2011 | 0
Gas Lifecycle CO2 (tons) - 2009 | 73.7947
2010 | 0
2011 | 0
Gas Annual NOX (tons) - 2009 | 0.0030956
2010 | 0
2011 | 0
Gas Lifecycle NOX (tons) - 2009 | 0.058027
2010 | 0
2011 | 0
Gas Annual SO2 (lbs) - 2009
2010
2011
Gas Lifecycle SO2 (lbs) - 2009
2010
2011
Data below not currently used in Energy Division workbook
Levelized Cost RIM ($/therm)
Discounted Therms | 6278.3751
Cost | 0.18117
Benefits | 1.0862
Benefit-Cost | 0.90499
Levelized Cost RIM ($/kWh)
Discounted kWh | 1428681.5146
Cost | 0.055251
Benefits | 0.33125
Benefit-Cost | 0.90499
RIM
Costs | 80073.5708
Electric Benefits | 473252.9021
Gas Benefits | 6819.3189
Net Benefits (NPV) | 399998.6503
BC Ratio | 5.9954
Impacts for all programs installed trhough 2019
Net July-Sept Peak (kW)
Clothes Dryer | 0
Clothes Washer | 0
Consumer Electronics | 0
Cooking | 0
Dishwasher | 0
Net Dec-Feb Pk (kW)
Clothes Dryer | 0
Clothes Washer | 0
Consumer Electronics | 0
Cooking | 0
Dishwasher | 0
0
Clothes Dryer | 0
Clothes Washer | 0
Consumer Electronics | 0
Cooking | 0
Dishwasher | 0
Annual Net kWh
Clothes Dryer | 0
Clothes Washer | 0
Consumer Electronics | 0
Cooking | 0
Dishwasher | 0
Lifecycle Net kWh
Clothes Dryer | 0
Clothes Washer | 0
Consumer Electronics | 0
Cooking | 0
Dishwasher | 0
Annual Net Therms
Clothes Dryer | 0
Clothes Washer | 0
Consumer Electronics | 0
Cooking | 0
Dishwasher | 0
Lifecycle Net Therms
Clothes Dryer | 0
Clothes Washer | 0
Consumer Electronics | 0
Cooking | 0
Dishwasher | 0

## Output by Measure
0
0
SDG&E | [7 empty] | Levelized Benefits less Costs (TRC) |  |  |  | Levelized Benefits less Costs (PAC) |  |  |  | Benefit Cost Ratios
Net Impacts by Measure | [7 empty] | No Allocated Admin |  | w/ Allocated Admin |  | No Allocated Admin |  | w/ Allocated Admin |  | No Allocated Admin |  | w/ Allocated Admin
| Net Avg Jul-Sep (kW) | Net Dec-Feb Pk (kW) | Net User Entered kW | Annual kWh adj for Net to gross | Lifecycle kWh (Annual * Measure Life) | Annual Therms | Lifecycle Therms | Electric ($/kWh) | Gas ($/Th) | Electric ($/kWh) | Gas ($/Th) | Electric ($/kWh) | Gas ($/Th) | Electric ($/kWh) | Gas ($/Th) | TRC | PAC | TRC | PAC
Total or Average | 356.2794 | 3.533 | 280.0857 | 259944.0983 | 2145417.5971 | 672.9518 | 12614.4838 | 0.27154 | 0.89969 | 0.27154 | 0.89969 | 0.27619 | 0.86155 | 0.27619 | 0.86155
267045-Commercial Condensor Coil Cleaning (all units - savings at 50% of DEER) Com All CZ10 VintAll | 0.037567 | 0.014987 | 0.10374 | 115.44 | 346.32 | 0 | 0 | 0.088788 | 0 | 0.088788 | 0 | 0.088788 | 0 | 0.088788 | 0 | 2.4214 | 2.4214 | 2.4214 | 2.4214
267030-Commercial HVAC Diagnostic/Tune-up Com All CZ10 VintAll | 0.07932 | 0.031643 | 0.17085 | 243.746 | 2437.46 | 0 | 0 | 0.11089 | 0 | 0.11089 | 0 | 0.11089 | 0 | 0.11089 | 0 | 3.1314 | 3.1314 | 3.1314 | 3.1314
267045-Commercial Condensor Coil Cleaning (all units - savings at 50% of DEER) Com All CZ10 VintAll | 0.037567 | 0.014987 | 0.10374 | 115.44 | 346.32 | 0 | 0 | 0.088788 | 0 | 0.088788 | 0 | 0.088788 | 0 | 0.088788 | 0 | 2.4214 | 2.4214 | 2.4214 | 2.4214
267030-Commercial HVAC Diagnostic/Tune-up Com All CZ10 VintAll | 0.07932 | 0.031643 | 0.17085 | 243.746 | 2437.46 | 0 | 0 | 0.11089 | 0 | 0.11089 | 0 | 0.11089 | 0 | 0.11089 | 0 | 3.1314 | 3.1314 | 3.1314 | 3.1314
267045-Commercial Condensor Coil Cleaning (all units - savings at 50% of DEER) Com All CZ10 VintAll | 0.037567 | 0.014987 | 0.10374 | 115.44 | 346.32 | 0 | 0 | 0.088788 | 0 | 0.088788 | 0 | 0.088788 | 0 | 0.088788 | 0 | 2.4214 | 2.4214 | 2.4214 | 2.4214
267002-High Refrigerant Charge Adjustment (>= ±20% rated charge) Resid SF CZ10 Vint04 | 0.88396 | 0.0082775 | 0.7116 | 642.0055 | 6420.0552 | -0.2436 | -2.436 | 0.28092 | 0.98982 | 0.28092 | 0.98982 | 0.28908 | 0.98982 | 0.28908 | 0.98982 | 6.1586 | 7.2463 | 6.1586 | 7.2463
267040-Residential Condensor Coil Cleaning Resid SF CZ10 VintAll | 0.28997 | 0.0027153 | 0.27799 | 210.6 | 631.8 | 0 | 0 | 0.22746 | 0 | 0.22746 | 0 | 0.22746 | 0 | 0.22746 | 0 | 3.6572 | 3.6572 | 3.6572 | 3.6572
267001-High Refrigerant Charge Adjustment (>= ±20% rated charge) Resid SFCZ10 Vint03 | 1.0673 | 0.0099944 | 0.57113 | 775.1609 | 7751.6088 | -0.20791 | -2.0791 | 0.29026 | 0.98982 | 0.29026 | 0.98982 | 0.29702 | 0.98982 | 0.29702 | 0.98982 | 7.4384 | 8.752 | 7.4384 | 8.752
267040-Residential Condensor Coil Cleaning Resid SF CZ10 VintAll | 0.28997 | 0.0027153 | 0.27799 | 210.6 | 631.8 | 0 | 0 | 0.22746 | 0 | 0.22746 | 0 | 0.22746 | 0 | 0.22746 | 0 | 3.6572 | 3.6572 | 3.6572 | 3.6572
267002-High Refrigerant Charge Adjustment (>= ±20% rated charge) Resid SF CZ10 Vint04 | 0.66297 | 0.0062082 | 0.5337 | 481.5041 | 4815.0414 | -0.1827 | -1.827 | 0.27922 | 0.98982 | 0.27922 | 0.98982 | 0.28138 | 0.98982 | 0.28138 | 0.98982 | 5.9725 | 6.2111 | 5.9725 | 6.2111
267040-Residential Condensor Coil Cleaning Resid SF CZ10 VintAll | 0.28997 | 0.0027153 | 0.27799 | 210.6 | 631.8 | 0 | 0 | 0.22746 | 0 | 0.22746 | 0 | 0.22746 | 0 | 0.22746 | 0 | 3.6572 | 3.6572 | 3.6572 | 3.6572
267004-High Refrigerant Charge Adjustment (>= ±20% rated charge) Resid SF CZ10 Vint01 | 0.35582 | 0.0033319 | 0.3812 | 258.4226 | 2584.2258 | -0.042815 | -0.42815 | 0.23397 | 0.98982 | 0.23397 | 0.98982 | 0.24918 | 0.98982 | 0.24918 | 0.98982 | 3.3074 | 3.8915 | 3.3074 | 3.8915
267040-Residential Condensor Coil Cleaning Resid SF CZ10 VintAll | 0.28997 | 0.0027153 | 0.27799 | 210.6 | 631.8 | 0 | 0 | 0.22746 | 0 | 0.22746 | 0 | 0.22746 | 0 | 0.22746 | 0 | 3.6572 | 3.6572 | 3.6572 | 3.6572
267002-High Refrigerant Charge Adjustment (>= ±20% rated charge) Resid SF CZ10 Vint04 | 0.44198 | 0.0041388 | 0.3558 | 321.0028 | 3210.0276 | -0.1218 | -1.218 | 0.28092 | 0.98982 | 0.28092 | 0.98982 | 0.28908 | 0.98982 | 0.28908 | 0.98982 | 6.1586 | 7.2463 | 6.1586 | 7.2463
267040-Residential Condensor Coil Cleaning Resid SF CZ10 VintAll | 0.28997 | 0.0027153 | 0.27799 | 210.6 | 631.8 | 0 | 0 | 0.22746 | 0 | 0.22746 | 0 | 0.22746 | 0 | 0.22746 | 0 | 3.6572 | 3.6572 | 3.6572 | 3.6572
267001-High Refrigerant Charge Adjustment (>= ±20% rated charge) Resid SFCZ10 Vint03 | 1.0673 | 0.0099944 | 0.57113 | 775.1609 | 7751.6088 | -0.20791 | -2.0791 | 0.29026 | 0.98982 | 0.29026 | 0.98982 | 0.29702 | 0.98982 | 0.29702 | 0.98982 | 7.4384 | 8.752 | 7.4384 | 8.752
267040-Residential Condensor Coil Cleaning Resid SF CZ10 VintAll | 0.28997 | 0.0027153 | 0.27799 | 210.6 | 631.8 | 0 | 0 | 0.22746 | 0 | 0.22746 | 0 | 0.22746 | 0 | 0.22746 | 0 | 3.6572 | 3.6572 | 3.6572 | 3.6572
267002-High Refrigerant Charge Adjustment (>= ±20% rated charge) Resid SF CZ10 Vint04 | 0.88396 | 0.0082775 | 0.7116 | 642.0055 | 6420.0552 | -0.2436 | -2.436 | 0.28092 | 0.98982 | 0.28092 | 0.98982 | 0.28908 | 0.98982 | 0.28908 | 0.98982 | 6.1586 | 7.2463 | 6.1586 | 7.2463
267040-Residential Condensor Coil Cleaning Resid SF CZ10 VintAll | 0.28997 | 0.0027153 | 0.27799 | 210.6 | 631.8 | 0 | 0 | 0.22746 | 0 | 0.22746 | 0 | 0.22746 | 0 | 0.22746 | 0 | 3.6572 | 3.6572 | 3.6572 | 3.6572
267003-High Refrigerant Charge Adjustment (>= ±20% rated charge) Resid SF CZ10 Vint05 | 0.52346 | 0.0049018 | 0.55868 | 380.1821 | 3801.8214 | -0.16697 | -1.6697 | 0.26643 | 0.98982 | 0.26643 | 0.98982 | 0.27676 | 0.98982 | 0.27676 | 0.98982 | 4.8618 | 5.7204 | 4.8618 | 5.7204
267040-Residential Condensor Coil Cleaning Resid SF CZ10 VintAll | 0.28997 | 0.0027153 | 0.27799 | 210.6 | 631.8 | 0 | 0 | 0.22746 | 0 | 0.22746 | 0 | 0.22746 | 0 | 0.22746 | 0 | 3.6572 | 3.6572 | 3.6572 | 3.6572
267002-High Refrigerant Charge Adjustment (>= ±20% rated charge) Resid SF CZ10 Vint04 | 0.66297 | 0.0062082 | 0.5337 | 481.5041 | 4815.0414 | -0.1827 | -1.827 | 0.28092 | 0.98982 | 0.28092 | 0.98982 | 0.28908 | 0.98982 | 0.28908 | 0.98982 | 6.1586 | 7.2463 | 6.1586 | 7.2463
267040-Residential Condensor Coil Cleaning Resid SF CZ10 VintAll | 0.28997 | 0.0027153 | 0.27799 | 210.6 | 631.8 | 0 | 0 | 0.22746 | 0 | 0.22746 | 0 | 0.22746 | 0 | 0.22746 | 0 | 3.6572 | 3.6572 | 3.6572 | 3.6572
267004-High Refrigerant Charge Adjustment (>= ±20% rated charge) Resid SF CZ10 Vint01 | 0.47442 | 0.0044425 | 0.50826 | 344.5634 | 3445.6344 | -0.057086 | -0.57086 | 0.23397 | 0.98982 | 0.23397 | 0.98982 | 0.24918 | 0.98982 | 0.24918 | 0.98982 | 3.3074 | 3.8915 | 3.3074 | 3.8915
267040-Residential Condensor Coil Cleaning Resid SF CZ10 VintAll | 0.28997 | 0.0027153 | 0.27799 | 210.6 | 631.8 | 0 | 0 | 0.22746 | 0 | 0.22746 | 0 | 0.22746 | 0 | 0.22746 | 0 | 3.6572 | 3.6572 | 3.6572 | 3.6572
267001-High Refrigerant Charge Adjustment (>= ±20% rated charge) Resid SFCZ10 Vint03 | 1.0673 | 0.0099944 | 0.57113 | 775.1609 | 7751.6088 | -0.20791 | -2.0791 | 0.29026 | 0.98982 | 0.29026 | 0.98982 | 0.29702 | 0.98982 | 0.29702 | 0.98982 | 7.4384 | 8.752 | 7.4384 | 8.752
267040-Residential Condensor Coil Cleaning Resid SF CZ10 VintAll | 0.28997 | 0.0027153 | 0.27799 | 210.6 | 631.8 | 0 | 0 | 0.22746 | 0 | 0.22746 | 0 | 0.22746 | 0 | 0.22746 | 0 | 3.6572 | 3.6572 | 3.6572 | 3.6572
267001-High Refrigerant Charge Adjustment (>= ±20% rated charge) Resid SFCZ10 Vint03 | 0.80048 | 0.0074958 | 0.42835 | 581.3707 | 5813.7066 | -0.15593 | -1.5593 | 0.29026 | 0.98982 | 0.29026 | 0.98982 | 0.29702 | 0.98982 | 0.29702 | 0.98982 | 7.4384 | 8.752 | 7.4384 | 8.752
267040-Residential Condensor Coil Cleaning Resid SF CZ10 VintAll | 0.28997 | 0.0027153 | 0.27799 | 210.6 | 631.8 | 0 | 0 | 0.22746 | 0 | 0.22746 | 0 | 0.22746 | 0 | 0.22746 | 0 | 3.6572 | 3.6572 | 3.6572 | 3.6572
267001-High Refrigerant Charge Adjustment (>= ±20% rated charge) Resid SFCZ10 Vint03 | 0.80048 | 0.0074958 | 0.42835 | 581.3707 | 5813.7066 | -0.15593 | -1.5593 | 0.29026 | 0.98982 | 0.29026 | 0.98982 | 0.29702 | 0.98982 | 0.29702 | 0.98982 | 7.4384 | 8.752 | 7.4384 | 8.752
267040-Residential Condensor Coil Cleaning Resid SF CZ10 VintAll | 0.28997 | 0.0027153 | 0.27799 | 210.6 | 631.8 | 0 | 0 | 0.22746 | 0 | 0.22746 | 0 | 0.22746 | 0 | 0.22746 | 0 | 3.6572 | 3.6572 | 3.6572 | 3.6572
267002-High Refrigerant Charge Adjustment (>= ±20% rated charge) Resid SF CZ10 Vint04 | 1.105 | 0.010347 | 0.8895 | 802.5069 | 8025.069 | -0.3045 | -3.045 | 0.28092 | 0.98982 | 0.28092 | 0.98982 | 0.28908 | 0.98982 | 0.28908 | 0.98982 | 6.1586 | 7.2463 | 6.1586 | 7.2463
267040-Residential Condensor Coil Cleaning Resid SF CZ10 VintAll | 0.28997 | 0.0027153 | 0.27799 | 210.6 | 631.8 | 0 | 0 | 0.22746 | 0 | 0.22746 | 0 | 0.22746 | 0 | 0.22746 | 0 | 3.6572 | 3.6572 | 3.6572 | 3.6572
267002-High Refrigerant Charge Adjustment (>= ±20% rated charge) Resid SF CZ10 Vint04 | 0.66297 | 0.0062082 | 0.5337 | 481.5041 | 4815.0414 | -0.1827 | -1.827 | 0.27922 | 0.98982 | 0.27922 | 0.98982 | 0.28138 | 0.98982 | 0.28138 | 0.98982 | 5.9725 | 6.2111 | 5.9725 | 6.2111
267040-Residential Condensor Coil Cleaning Resid SF CZ10 VintAll | 0.28997 | 0.0027153 | 0.27799 | 210.6 | 631.8 | 0 | 0 | 0.22746 | 0 | 0.22746 | 0 | 0.22746 | 0 | 0.22746 | 0 | 3.6572 | 3.6572 | 3.6572 | 3.6572
267002-High Refrigerant Charge Adjustment (>= ±20% rated charge) Resid SF CZ10 Vint04 | 0.66297 | 0.0062082 | 0.5337 | 481.5041 | 4815.0414 | -0.1827 | -1.827 | 0.28092 | 0.98982 | 0.28092 | 0.98982 | 0.28908 | 0.98982 | 0.28908 | 0.98982 | 6.1586 | 7.2463 | 6.1586 | 7.2463
267040-Residential Condensor Coil Cleaning Resid SF CZ10 VintAll | 0.28997 | 0.0027153 | 0.27799 | 210.6 | 631.8 | 0 | 0 | 0.22746 | 0 | 0.22746 | 0 | 0.22746 | 0 | 0.22746 | 0 | 3.6572 | 3.6572 | 3.6572 | 3.6572
267002-High Refrigerant Charge Adjustment (>= ±20% rated charge) Resid SF CZ10 Vint04 | 1.105 | 0.010347 | 0.8895 | 802.5069 | 8025.069 | -0.3045 | -3.045 | 0.28092 | 0.98982 | 0.28092 | 0.98982 | 0.28908 | 0.98982 | 0.28908 | 0.98982 | 6.1586 | 7.2463 | 6.1586 | 7.2463
267040-Residential Condensor Coil Cleaning Resid SF CZ10 VintAll | 0.28997 | 0.0027153 | 0.27799 | 210.6 | 631.8 | 0 | 0 | 0.22746 | 0 | 0.22746 | 0 | 0.22746 | 0 | 0.22746 | 0 | 3.6572 | 3.6572 | 3.6572 | 3.6572
267003-High Refrigerant Charge Adjustment (>= ±20% rated charge) Resid SF CZ10 Vint05 | 0.52346 | 0.0049018 | 0.55868 | 380.1821 | 3801.8214 | -0.16697 | -1.6697 | 0.26643 | 0.98982 | 0.26643 | 0.98982 | 0.27676 | 0.98982 | 0.27676 | 0.98982 | 4.8618 | 5.7204 | 4.8618 | 5.7204
267040-Residential Condensor Coil Cleaning Resid SF CZ10 VintAll | 0.28997 | 0.0027153 | 0.27799 | 210.6 | 631.8 | 0 | 0 | 0.22746 | 0 | 0.22746 | 0 | 0.22746 | 0 | 0.22746 | 0 | 3.6572 | 3.6572 | 3.6572 | 3.6572
267001-High Refrigerant Charge Adjustment (>= ±20% rated charge) Resid SFCZ10 Vint03 | 0.80048 | 0.0074958 | 0.42835 | 581.3707 | 5813.7066 | -0.15593 | -1.5593 | 0.29026 | 0.98982 | 0.29026 | 0.98982 | 0.29702 | 0.98982 | 0.29702 | 0.98982 | 7.4384 | 8.752 | 7.4384 | 8.752
267040-Residential Condensor Coil Cleaning Resid SF CZ10 VintAll | 0.28997 | 0.0027153 | 0.27799 | 210.6 | 631.8 | 0 | 0 | 0.22746 | 0 | 0.22746 | 0 | 0.22746 | 0 | 0.22746 | 0 | 3.6572 | 3.6572 | 3.6572 | 3.6572
267002-High Refrigerant Charge Adjustment (>= ±20% rated charge) Resid SF CZ10 Vint04 | 0.66297 | 0.0062082 | 0.5337 | 481.5041 | 4815.0414 | -0.1827 | -1.827 | 0.28092 | 0.98982 | 0.28092 | 0.98982 | 0.28908 | 0.98982 | 0.28908 | 0.98982 | 6.1586 | 7.2463 | 6.1586 | 7.2463
267040-Residential Condensor Coil Cleaning Resid SF CZ10 VintAll | 0.28997 | 0.0027153 | 0.27799 | 210.6 | 631.8 | 0 | 0 | 0.22746 | 0 | 0.22746 | 0 | 0.22746 | 0 | 0.22746 | 0 | 3.6572 | 3.6572 | 3.6572 | 3.6572
267002-High Refrigerant Charge Adjustment (>= ±20% rated charge) Resid SF CZ10 Vint04 | 0.66297 | 0.0062082 | 0.5337 | 481.5041 | 4815.0414 | -0.1827 | -1.827 | 0.28092 | 0.98982 | 0.28092 | 0.98982 | 0.28908 | 0.98982 | 0.28908 | 0.98982 | 6.1586 | 7.2463 | 6.1586 | 7.2463
267040-Residential Condensor Coil Cleaning Resid SF CZ10 VintAll | 0.28997 | 0.0027153 | 0.27799 | 210.6 | 631.8 | 0 | 0 | 0.22746 | 0 | 0.22746 | 0 | 0.22746 | 0 | 0.22746 | 0 | 3.6572 | 3.6572 | 3.6572 | 3.6572
267002-High Refrigerant Charge Adjustment (>= ±20% rated charge) Resid SF CZ10 Vint04 | 0.66297 | 0.0062082 | 0.5337 | 481.5041 | 4815.0414 | -0.1827 | -1.827 | 0.28092 | 0.98982 | 0.28092 | 0.98982 | 0.28908 | 0.98982 | 0.28908 | 0.98982 | 6.1586 | 7.2463 | 6.1586 | 7.2463
267040-Residential Condensor Coil Cleaning Resid SF CZ10 VintAll | 0.28997 | 0.0027153 | 0.27799 | 210.6 | 631.8 | 0 | 0 | 0.22746 | 0 | 0.22746 | 0 | 0.22746 | 0 | 0.22746 | 0 | 3.6572 | 3.6572 | 3.6572 | 3.6572
267001-High Refrigerant Charge Adjustment (>= ±20% rated charge) Resid SFCZ10 Vint03 | 0.80048 | 0.0074958 | 0.42835 | 581.3707 | 5813.7066 | -0.15593 | -1.5593 | 0.29026 | 0.98982 | 0.29026 | 0.98982 | 0.29702 | 0.98982 | 0.29702 | 0.98982 | 7.4384 | 8.752 | 7.4384 | 8.752
267040-Residential Condensor Coil Cleaning Resid SF CZ10 VintAll | 0.28997 | 0.0027153 | 0.27799 | 210.6 | 631.8 | 0 | 0 | 0.22746 | 0 | 0.22746 | 0 | 0.22746 | 0 | 0.22746 | 0 | 3.6572 | 3.6572 | 3.6572 | 3.6572
267001-High Refrigerant Charge Adjustment (>= ±20% rated charge) Resid SFCZ10 Vint03 | 1.0673 | 0.0099944 | 0.57113 | 775.1609 | 7751.6088 | -0.20791 | -2.0791 | 0.29026 | 0.98982 | 0.29026 | 0.98982 | 0.29702 | 0.98982 | 0.29702 | 0.98982 | 7.4384 | 8.752 | 7.4384 | 8.752
267040-Residential Condensor Coil Cleaning Resid SF CZ10 VintAll | 0.28997 | 0.0027153 | 0.27799 | 210.6 | 631.8 | 0 | 0 | 0.22746 | 0 | 0.22746 | 0 | 0.22746 | 0 | 0.22746 | 0 | 3.6572 | 3.6572 | 3.6572 | 3.6572
267001-High Refrigerant Charge Adjustment (>= ±20% rated charge) Resid SFCZ10 Vint03 | 0.80048 | 0.0074958 | 0.42835 | 581.3707 | 5813.7066 | -0.15593 | -1.5593 | 0.28886 | 0.98982 | 0.28886 | 0.98982 | 0.29064 | 0.98982 | 0.29064 | 0.98982 | 7.2136 | 7.5017 | 7.2136 | 7.5017
267040-Residential Condensor Coil Cleaning Resid SF CZ10 VintAll | 0.28997 | 0.0027153 | 0.27799 | 210.6 | 631.8 | 0 | 0 | 0.22746 | 0 | 0.22746 | 0 | 0.22746 | 0 | 0.22746 | 0 | 3.6572 | 3.6572 | 3.6572 | 3.6572
267003-High Refrigerant Charge Adjustment (>= ±20% rated charge) Resid SF CZ10 Vint05 | 0.69795 | 0.0065357 | 0.74491 | 506.9095 | 5069.0952 | -0.22263 | -2.2263 | 0.26643 | 0.98982 | 0.26643 | 0.98982 | 0.27676 | 0.98982 | 0.27676 | 0.98982 | 4.8618 | 5.7204 | 4.8618 | 5.7204
267040-Residential Condensor Coil Cleaning Resid SF CZ10 VintAll | 0.28997 | 0.0027153 | 0.27799 | 210.6 | 631.8 | 0 | 0 | 0.22746 | 0 | 0.22746 | 0 | 0.22746 | 0 | 0.22746 | 0 | 3.6572 | 3.6572 | 3.6572 | 3.6572
267002-High Refrigerant Charge Adjustment (>= ±20% rated charge) Resid SF CZ10 Vint04 | 0.88396 | 0.0082775 | 0.7116 | 642.0055 | 6420.0552 | -0.2436 | -2.436 | 0.28092 | 0.98982 | 0.28092 | 0.98982 | 0.28908 | 0.98982 | 0.28908 | 0.98982 | 6.1586 | 7.2463 | 6.1586 | 7.2463
267040-Residential Condensor Coil Cleaning Resid SF CZ10 VintAll | 0.28997 | 0.0027153 | 0.27799 | 210.6 | 631.8 | 0 | 0 | 0.22746 | 0 | 0.22746 | 0 | 0.22746 | 0 | 0.22746 | 0 | 3.6572 | 3.6572 | 3.6572 | 3.6572
267001-High Refrigerant Charge Adjustment (>= ±20% rated charge) Resid SFCZ10 Vint03 | 1.0673 | 0.0099944 | 0.57113 | 775.1609 | 7751.6088 | -0.20791 | -2.0791 | 0.29026 | 0.98982 | 0.29026 | 0.98982 | 0.29702 | 0.98982 | 0.29702 | 0.98982 | 7.4384 | 8.752 | 7.4384 | 8.752
267040-Residential Condensor Coil Cleaning Resid SF CZ10 VintAll | 0.28997 | 0.0027153 | 0.27799 | 210.6 | 631.8 | 0 | 0 | 0.22746 | 0 | 0.22746 | 0 | 0.22746 | 0 | 0.22746 | 0 | 3.6572 | 3.6572 | 3.6572 | 3.6572
267002-High Refrigerant Charge Adjustment (>= ±20% rated charge) Resid SF CZ10 Vint04 | 0.88396 | 0.0082775 | 0.7116 | 642.0055 | 6420.0552 | -0.2436 | -2.436 | 0.28092 | 0.98982 | 0.28092 | 0.98982 | 0.28908 | 0.98982 | 0.28908 | 0.98982 | 6.1586 | 7.2463 | 6.1586 | 7.2463
267040-Residential Condensor Coil Cleaning Resid SF CZ10 VintAll | 0.28997 | 0.0027153 | 0.27799 | 210.6 | 631.8 | 0 | 0 | 0.22746 | 0 | 0.22746 | 0 | 0.22746 | 0 | 0.22746 | 0 | 3.6572 | 3.6572 | 3.6572 | 3.6572
267040-Residential Condensor Coil Cleaning Resid SF CZ10 VintAll | 0.28997 | 0.0027153 | 0.27799 | 210.6 | 631.8 | 0 | 0 | 0.22746 | 0 | 0.22746 | 0 | 0.22746 | 0 | 0.22746 | 0 | 3.6572 | 3.6572 | 3.6572 | 3.6572
267040-Residential Condensor Coil Cleaning Resid SF CZ10 VintAll | 0.28997 | 0.0027153 | 0.27799 | 210.6 | 631.8 | 0 | 0 | 0.22746 | 0 | 0.22746 | 0 | 0.22746 | 0 | 0.22746 | 0 | 3.6572 | 3.6572 | 3.6572 | 3.6572
267003-High Refrigerant Charge Adjustment (>= ±20% rated charge) Resid SF CZ10 Vint05 | 0.52346 | 0.0049018 | 0.55868 | 380.1821 | 3801.8214 | -0.16697 | -1.6697 | 0.26643 | 0.98982 | 0.26643 | 0.98982 | 0.27676 | 0.98982 | 0.27676 | 0.98982 | 4.8618 | 5.7204 | 4.8618 | 5.7204
267040-Residential Condensor Coil Cleaning Resid SF CZ10 VintAll | 0.28997 | 0.0027153 | 0.27799 | 210.6 | 631.8 | 0 | 0 | 0.22746 | 0 | 0.22746 | 0 | 0.22746 | 0 | 0.22746 | 0 | 3.6572 | 3.6572 | 3.6572 | 3.6572
267040-Residential Condensor Coil Cleaning Resid SF CZ10 VintAll | 0.28997 | 0.0027153 | 0.27799 | 210.6 | 631.8 | 0 | 0 | 0.22746 | 0 | 0.22746 | 0 | 0.22746 | 0 | 0.22746 | 0 | 3.6572 | 3.6572 | 3.6572 | 3.6572
267001-High Refrigerant Charge Adjustment (>= ±20% rated charge) Resid SFCZ10 Vint03 | 1.0673 | 0.0099944 | 0.57113 | 775.1609 | 7751.6088 | -0.20791 | -2.0791 | 0.29026 | 0.98982 | 0.29026 | 0.98982 | 0.29702 | 0.98982 | 0.29702 | 0.98982 | 7.4384 | 8.752 | 7.4384 | 8.752
267040-Residential Condensor Coil Cleaning Resid SF CZ10 VintAll | 0.28997 | 0.0027153 | 0.27799 | 210.6 | 631.8 | 0 | 0 | 0.22746 | 0 | 0.22746 | 0 | 0.22746 | 0 | 0.22746 | 0 | 3.6572 | 3.6572 | 3.6572 | 3.6572
267001-High Refrigerant Charge Adjustment (>= ±20% rated charge) Resid SFCZ10 Vint03 | 0.80048 | 0.0074958 | 0.42835 | 581.3707 | 5813.7066 | -0.15593 | -1.5593 | 0.29026 | 0.98982 | 0.29026 | 0.98982 | 0.29702 | 0.98982 | 0.29702 | 0.98982 | 7.4384 | 8.752 | 7.4384 | 8.752
267040-Residential Condensor Coil Cleaning Resid SF CZ10 VintAll | 0.28997 | 0.0027153 | 0.27799 | 210.6 | 631.8 | 0 | 0 | 0.22746 | 0 | 0.22746 | 0 | 0.22746 | 0 | 0.22746 | 0 | 3.6572 | 3.6572 | 3.6572 | 3.6572
267001-High Refrigerant Charge Adjustment (>= ±20% rated charge) Resid SFCZ10 Vint03 | 0.80048 | 0.0074958 | 0.42835 | 581.3707 | 5813.7066 | -0.15593 | -1.5593 | 0.29026 | 0.98982 | 0.29026 | 0.98982 | 0.29702 | 0.98982 | 0.29702 | 0.98982 | 7.4384 | 8.752 | 7.4384 | 8.752
267040-Residential Condensor Coil Cleaning Resid SF CZ10 VintAll | 0.28997 | 0.0027153 | 0.27799 | 210.6 | 631.8 | 0 | 0 | 0.22746 | 0 | 0.22746 | 0 | 0.22746 | 0 | 0.22746 | 0 | 3.6572 | 3.6572 | 3.6572 | 3.6572
267040-Residential Condensor Coil Cleaning Resid SF CZ10 VintAll | 0.28997 | 0.0027153 | 0.27799 | 210.6 | 631.8 | 0 | 0 | 0.22746 | 0 | 0.22746 | 0 | 0.22746 | 0 | 0.22746 | 0 | 3.6572 | 3.6572 | 3.6572 | 3.6572
267003-High Refrigerant Charge Adjustment (>= ±20% rated charge) Resid SF CZ10 Vint05 | 0.52346 | 0.0049018 | 0.55868 | 380.1821 | 3801.8214 | -0.16697 | -1.6697 | 0.26643 | 0.98982 | 0.26643 | 0.98982 | 0.27676 | 0.98982 | 0.27676 | 0.98982 | 4.8618 | 5.7204 | 4.8618 | 5.7204
267040-Residential Condensor Coil Cleaning Resid SF CZ10 VintAll | 0.28997 | 0.0027153 | 0.27799 | 210.6 | 631.8 | 0 | 0 | 0.22746 | 0 | 0.22746 | 0 | 0.22746 | 0 | 0.22746 | 0 | 3.6572 | 3.6572 | 3.6572 | 3.6572
267001-High Refrigerant Charge Adjustment (>= ±20% rated charge) Resid SFCZ10 Vint03 | 1.0673 | 0.0099944 | 0.57113 | 775.1609 | 7751.6088 | -0.20791 | -2.0791 | 0.29026 | 0.98982 | 0.29026 | 0.98982 | 0.29702 | 0.98982 | 0.29702 | 0.98982 | 7.4384 | 8.752 | 7.4384 | 8.752
267040-Residential Condensor Coil Cleaning Resid SF CZ10 VintAll | 0.28997 | 0.0027153 | 0.27799 | 210.6 | 631.8 | 0 | 0 | 0.22746 | 0 | 0.22746 | 0 | 0.22746 | 0 | 0.22746 | 0 | 3.6572 | 3.6572 | 3.6572 | 3.6572
267002-High Refrigerant Charge Adjustment (>= ±20% rated charge) Resid SF CZ10 Vint04 | 1.105 | 0.010347 | 0.8895 | 802.5069 | 8025.069 | -0.3045 | -3.045 | 0.28092 | 0.98982 | 0.28092 | 0.98982 | 0.28908 | 0.98982 | 0.28908 | 0.98982 | 6.1586 | 7.2463 | 6.1586 | 7.2463
267040-Residential Condensor Coil Cleaning Resid SF CZ10 VintAll | 0.28997 | 0.0027153 | 0.27799 | 210.6 | 631.8 | 0 | 0 | 0.22746 | 0 | 0.22746 | 0 | 0.22746 | 0 | 0.22746 | 0 | 3.6572 | 3.6572 | 3.6572 | 3.6572
267001-High Refrigerant Charge Adjustment (>= ±20% rated charge) Resid SFCZ10 Vint03 | 0.53365 | 0.0049972 | 0.28557 | 387.5804 | 3875.8044 | -0.10395 | -1.0395 | 0.29026 | 0.98982 | 0.29026 | 0.98982 | 0.29702 | 0.98982 | 0.29702 | 0.98982 | 7.4384 | 8.752 | 7.4384 | 8.752
267040-Residential Condensor Coil Cleaning Resid SF CZ10 VintAll | 0.28997 | 0.0027153 | 0.27799 | 210.6 | 631.8 | 0 | 0 | 0.22746 | 0 | 0.22746 | 0 | 0.22746 | 0 | 0.22746 | 0 | 3.6572 | 3.6572 | 3.6572 | 3.6572
267002-High Refrigerant Charge Adjustment (>= ±20% rated charge) Resid SF CZ10 Vint04 | 0.66297 | 0.0062082 | 0.5337 | 481.5041 | 4815.0414 | -0.1827 | -1.827 | 0.28092 | 0.98982 | 0.28092 | 0.98982 | 0.28908 | 0.98982 | 0.28908 | 0.98982 | 6.1586 | 7.2463 | 6.1586 | 7.2463
267040-Residential Condensor Coil Cleaning Resid SF CZ10 VintAll | 0.28997 | 0.0027153 | 0.27799 | 210.6 | 631.8 | 0 | 0 | 0.22746 | 0 | 0.22746 | 0 | 0.22746 | 0 | 0.22746 | 0 | 3.6572 | 3.6572 | 3.6572 | 3.6572
267040-Residential Condensor Coil Cleaning Resid SF CZ10 VintAll | 0.28997 | 0.0027153 | 0.27799 | 210.6 | 631.8 | 0 | 0 | 0.22746 | 0 | 0.22746 | 0 | 0.22746 | 0 | 0.22746 | 0 | 3.6572 | 3.6572 | 3.6572 | 3.6572
267040-Residential Condensor Coil Cleaning Resid SF CZ10 VintAll | 0.28997 | 0.0027153 | 0.27799 | 210.6 | 631.8 | 0 | 0 | 0.22746 | 0 | 0.22746 | 0 | 0.22746 | 0 | 0.22746 | 0 | 3.6572 | 3.6572 | 3.6572 | 3.6572
267003-High Refrigerant Charge Adjustment (>= ±20% rated charge) Resid SF CZ10 Vint05 | 0.52346 | 0.0049018 | 0.55868 | 380.1821 | 3801.8214 | -0.16697 | -1.6697 | 0.26643 | 0.98982 | 0.26643 | 0.98982 | 0.27676 | 0.98982 | 0.27676 | 0.98982 | 4.8618 | 5.7204 | 4.8618 | 5.7204
267040-Residential Condensor Coil Cleaning Resid SF CZ10 VintAll | 0.28997 | 0.0027153 | 0.27799 | 210.6 | 631.8 | 0 | 0 | 0.22746 | 0 | 0.22746 | 0 | 0.22746 | 0 | 0.22746 | 0 | 3.6572 | 3.6572 | 3.6572 | 3.6572
267004-High Refrigerant Charge Adjustment (>= ±20% rated charge) Resid SF CZ10 Vint01 | 0.47442 | 0.0044425 | 0.50826 | 344.5634 | 3445.6344 | -0.057086 | -0.57086 | 0.23397 | 0.98982 | 0.23397 | 0.98982 | 0.24918 | 0.98982 | 0.24918 | 0.98982 | 3.3074 | 3.8915 | 3.3074 | 3.8915
267040-Residential Condensor Coil Cleaning Resid SF CZ10 VintAll | 0.28997 | 0.0027153 | 0.27799 | 210.6 | 631.8 | 0 | 0 | 0.22746 | 0 | 0.22746 | 0 | 0.22746 | 0 | 0.22746 | 0 | 3.6572 | 3.6572 | 3.6572 | 3.6572
267040-Residential Condensor Coil Cleaning Resid SF CZ10 VintAll | 0.28997 | 0.0027153 | 0.27799 | 210.6 | 631.8 | 0 | 0 | 0.22746 | 0 | 0.22746 | 0 | 0.22746 | 0 | 0.22746 | 0 | 3.6572 | 3.6572 | 3.6572 | 3.6572
267004-High Refrigerant Charge Adjustment (>= ±20% rated charge) Resid SF CZ10 Vint01 | 0.47442 | 0.0044425 | 0.50826 | 344.5634 | 3445.6344 | -0.057086 | -0.57086 | 0.23397 | 0.98982 | 0.23397 | 0.98982 | 0.24918 | 0.98982 | 0.24918 | 0.98982 | 3.3074 | 3.8915 | 3.3074 | 3.8915
267040-Residential Condensor Coil Cleaning Resid SF CZ10 VintAll | 0.28997 | 0.0027153 | 0.27799 | 210.6 | 631.8 | 0 | 0 | 0.22746 | 0 | 0.22746 | 0 | 0.22746 | 0 | 0.22746 | 0 | 3.6572 | 3.6572 | 3.6572 | 3.6572
267001-High Refrigerant Charge Adjustment (>= ±20% rated charge) Resid SFCZ10 Vint03 | 0.53365 | 0.0049972 | 0.28557 | 387.5804 | 3875.8044 | -0.10395 | -1.0395 | 0.28816 | 0.98982 | 0.28816 | 0.98982 | 0.28745 | 0.98982 | 0.28745 | 0.98982 | 7.1062 | 7.0016 | 7.1062 | 7.0016
267040-Residential Condensor Coil Cleaning Resid SF CZ10 VintAll | 0.28997 | 0.0027153 | 0.27799 | 210.6 | 631.8 | 0 | 0 | 0.22746 | 0 | 0.22746 | 0 | 0.22746 | 0 | 0.22746 | 0 | 3.6572 | 3.6572 | 3.6572 | 3.6572
267001-High Refrigerant Charge Adjustment (>= ±20% rated charge) Resid SFCZ10 Vint03 | 1.0673 | 0.0099944 | 0.57113 | 775.1609 | 7751.6088 | -0.20791 | -2.0791 | 0.29026 | 0.98982 | 0.29026 | 0.98982 | 0.29702 | 0.98982 | 0.29702 | 0.98982 | 7.4384 | 8.752 | 7.4384 | 8.752
267040-Residential Condensor Coil Cleaning Resid SF CZ10 VintAll | 0.28997 | 0.0027153 | 0.27799 | 210.6 | 631.8 | 0 | 0 | 0.22746 | 0 | 0.22746 | 0 | 0.22746 | 0 | 0.22746 | 0 | 3.6572 | 3.6572 | 3.6572 | 3.6572
267004-High Refrigerant Charge Adjustment (>= ±20% rated charge) Resid SF CZ10 Vint01 | 0.35582 | 0.0033319 | 0.3812 | 258.4226 | 2584.2258 | -0.042815 | -0.42815 | 0.23397 | 0.98982 | 0.23397 | 0.98982 | 0.24918 | 0.98982 | 0.24918 | 0.98982 | 3.3074 | 3.8915 | 3.3074 | 3.8915
267040-Residential Condensor Coil Cleaning Resid SF CZ10 VintAll | 0.28997 | 0.0027153 | 0.27799 | 210.6 | 631.8 | 0 | 0 | 0.22746 | 0 | 0.22746 | 0 | 0.22746 | 0 | 0.22746 | 0 | 3.6572 | 3.6572 | 3.6572 | 3.6572
267001-High Refrigerant Charge Adjustment (>= ±20% rated charge) Resid SFCZ10 Vint03 | 0.80048 | 0.0074958 | 0.42835 | 581.3707 | 5813.7066 | -0.15593 | -1.5593 | 0.29026 | 0.98982 | 0.29026 | 0.98982 | 0.29702 | 0.98982 | 0.29702 | 0.98982 | 7.4384 | 8.752 | 7.4384 | 8.752
267040-Residential Condensor Coil Cleaning Resid SF CZ10 VintAll | 0.28997 | 0.0027153 | 0.27799 | 210.6 | 631.8 | 0 | 0 | 0.22746 | 0 | 0.22746 | 0 | 0.22746 | 0 | 0.22746 | 0 | 3.6572 | 3.6572 | 3.6572 | 3.6572
267001-High Refrigerant Charge Adjustment (>= ±20% rated charge) Resid SFCZ10 Vint03 | 0.80048 | 0.0074958 | 0.42835 | 581.3707 | 5813.7066 | -0.15593 | -1.5593 | 0.29026 | 0.98982 | 0.29026 | 0.98982 | 0.29702 | 0.98982 | 0.29702 | 0.98982 | 7.4384 | 8.752 | 7.4384 | 8.752
267040-Residential Condensor Coil Cleaning Resid SF CZ10 VintAll | 0.28997 | 0.0027153 | 0.27799 | 210.6 | 631.8 | 0 | 0 | 0.22746 | 0 | 0.22746 | 0 | 0.22746 | 0 | 0.22746 | 0 | 3.6572 | 3.6572 | 3.6572 | 3.6572
267002-High Refrigerant Charge Adjustment (>= ±20% rated charge) Resid SF CZ10 Vint04 | 0.66297 | 0.0062082 | 0.5337 | 481.5041 | 4815.0414 | -0.1827 | -1.827 | 0.28092 | 0.98982 | 0.28092 | 0.98982 | 0.28908 | 0.98982 | 0.28908 | 0.98982 | 6.1586 | 7.2463 | 6.1586 | 7.2463
267040-Residential Condensor Coil Cleaning Resid SF CZ10 VintAll | 0.28997 | 0.0027153 | 0.27799 | 210.6 | 631.8 | 0 | 0 | 0.22746 | 0 | 0.22746 | 0 | 0.22746 | 0 | 0.22746 | 0 | 3.6572 | 3.6572 | 3.6572 | 3.6572
267001-High Refrigerant Charge Adjustment (>= ±20% rated charge) Resid SFCZ10 Vint03 | 0.80048 | 0.0074958 | 0.42835 | 581.3707 | 5813.7066 | -0.15593 | -1.5593 | 0.29026 | 0.98982 | 0.29026 | 0.98982 | 0.29702 | 0.98982 | 0.29702 | 0.98982 | 7.4384 | 8.752 | 7.4384 | 8.752
267040-Residential Condensor Coil Cleaning Resid SF CZ10 VintAll | 0.28997 | 0.0027153 | 0.27799 | 210.6 | 631.8 | 0 | 0 | 0.22746 | 0 | 0.22746 | 0 | 0.22746 | 0 | 0.22746 | 0 | 3.6572 | 3.6572 | 3.6572 | 3.6572
267001-High Refrigerant Charge Adjustment (>= ±20% rated charge) Resid SFCZ10 Vint03 | 0.26683 | 0.0024986 | 0.14278 | 193.7902 | 1937.9022 | -0.051977 | -0.51977 | 0.28605 | 0.98982 | 0.28605 | 0.98982 | 0.27788 | 0.98982 | 0.27788 | 0.98982 | 6.8024 | 5.8347 | 6.8024 | 5.8347
267040-Residential Condensor Coil Cleaning Resid SF CZ10 VintAll | 0.28997 | 0.0027153 | 0.27799 | 210.6 | 631.8 | 0 | 0 | 0.22746 | 0 | 0.22746 | 0 | 0.22746 | 0 | 0.22746 | 0 | 3.6572 | 3.6572 | 3.6572 | 3.6572
267001-High Refrigerant Charge Adjustment (>= ±20% rated charge) Resid SFCZ10 Vint03 | 1.0673 | 0.0099944 | 0.57113 | 775.1609 | 7751.6088 | -0.20791 | -2.0791 | 0.29026 | 0.98982 | 0.29026 | 0.98982 | 0.29702 | 0.98982 | 0.29702 | 0.98982 | 7.4384 | 8.752 | 7.4384 | 8.752
267040-Residential Condensor Coil Cleaning Resid SF CZ10 VintAll | 0.28997 | 0.0027153 | 0.27799 | 210.6 | 631.8 | 0 | 0 | 0.22746 | 0 | 0.22746 | 0 | 0.22746 | 0 | 0.22746 | 0 | 3.6572 | 3.6572 | 3.6572 | 3.6572
267001-High Refrigerant Charge Adjustment (>= ±20% rated charge) Resid SFCZ10 Vint03 | 0.53365 | 0.0049972 | 0.28557 | 387.5804 | 3875.8044 | -0.10395 | -1.0395 | 0.28816 | 0.98982 | 0.28816 | 0.98982 | 0.28745 | 0.98982 | 0.28745 | 0.98982 | 7.1062 | 7.0016 | 7.1062 | 7.0016
267040-Residential Condensor Coil Cleaning Resid SF CZ10 VintAll | 0.28997 | 0.0027153 | 0.27799 | 210.6 | 631.8 | 0 | 0 | 0.22746 | 0 | 0.22746 | 0 | 0.22746 | 0 | 0.22746 | 0 | 3.6572 | 3.6572 | 3.6572 | 3.6572
267002-High Refrigerant Charge Adjustment (>= ±20% rated charge) Resid SF CZ10 Vint04 | 0.66297 | 0.0062082 | 0.5337 | 481.5041 | 4815.0414 | -0.1827 | -1.827 | 0.28092 | 0.98982 | 0.28092 | 0.98982 | 0.28908 | 0.98982 | 0.28908 | 0.98982 | 6.1586 | 7.2463 | 6.1586 | 7.2463
267040-Residential Condensor Coil Cleaning Resid SF CZ10 VintAll | 0.28997 | 0.0027153 | 0.27799 | 210.6 | 631.8 | 0 | 0 | 0.22746 | 0 | 0.22746 | 0 | 0.22746 | 0 | 0.22746 | 0 | 3.6572 | 3.6572 | 3.6572 | 3.6572
267002-High Refrigerant Charge Adjustment (>= ±20% rated charge) Resid SF CZ10 Vint04 | 0.66297 | 0.0062082 | 0.5337 | 481.5041 | 4815.0414 | -0.1827 | -1.827 | 0.28092 | 0.98982 | 0.28092 | 0.98982 | 0.28908 | 0.98982 | 0.28908 | 0.98982 | 6.1586 | 7.2463 | 6.1586 | 7.2463
267040-Residential Condensor Coil Cleaning Resid SF CZ10 VintAll | 0.28997 | 0.0027153 | 0.27799 | 210.6 | 631.8 | 0 | 0 | 0.22746 | 0 | 0.22746 | 0 | 0.22746 | 0 | 0.22746 | 0 | 3.6572 | 3.6572 | 3.6572 | 3.6572
267002-High Refrigerant Charge Adjustment (>= ±20% rated charge) Resid SF CZ10 Vint04 | 0.88396 | 0.0082775 | 0.7116 | 642.0055 | 6420.0552 | -0.2436 | -2.436 | 0.28092 | 0.98982 | 0.28092 | 0.98982 | 0.28908 | 0.98982 | 0.28908 | 0.98982 | 6.1586 | 7.2463 | 6.1586 | 7.2463
267040-Residential Condensor Coil Cleaning Resid SF CZ10 VintAll | 0.28997 | 0.0027153 | 0.27799 | 210.6 | 631.8 | 0 | 0 | 0.22746 | 0 | 0.22746 | 0 | 0.22746 | 0 | 0.22746 | 0 | 3.6572 | 3.6572 | 3.6572 | 3.6572
267001-High Refrigerant Charge Adjustment (>= ±20% rated charge) Resid SFCZ10 Vint03 | 1.3341 | 0.012493 | 0.71392 | 968.9511 | 9689.511 | -0.25989 | -2.5989 | 0.29026 | 0.98982 | 0.29026 | 0.98982 | 0.29702 | 0.98982 | 0.29702 | 0.98982 | 7.4384 | 8.752 | 7.4384 | 8.752
267040-Residential Condensor Coil Cleaning Resid SF CZ10 VintAll | 0.28997 | 0.0027153 | 0.27799 | 210.6 | 631.8 | 0 | 0 | 0.22746 | 0 | 0.22746 | 0 | 0.22746 | 0 | 0.22746 | 0 | 3.6572 | 3.6572 | 3.6572 | 3.6572
267003-High Refrigerant Charge Adjustment (>= ±20% rated charge) Resid SF CZ10 Vint05 | 0.52346 | 0.0049018 | 0.55868 | 380.1821 | 3801.8214 | -0.16697 | -1.6697 | 0.26643 | 0.98982 | 0.26643 | 0.98982 | 0.27676 | 0.98982 | 0.27676 | 0.98982 | 4.8618 | 5.7204 | 4.8618 | 5.7204
267040-Residential Condensor Coil Cleaning Resid SF CZ10 VintAll | 0.28997 | 0.0027153 | 0.27799 | 210.6 | 631.8 | 0 | 0 | 0.22746 | 0 | 0.22746 | 0 | 0.22746 | 0 | 0.22746 | 0 | 3.6572 | 3.6572 | 3.6572 | 3.6572
267001-High Refrigerant Charge Adjustment (>= ±20% rated charge) Resid SFCZ10 Vint03 | 0.80048 | 0.0074958 | 0.42835 | 581.3707 | 5813.7066 | -0.15593 | -1.5593 | 0.28886 | 0.98982 | 0.28886 | 0.98982 | 0.29064 | 0.98982 | 0.29064 | 0.98982 | 7.2136 | 7.5017 | 7.2136 | 7.5017
267040-Residential Condensor Coil Cleaning Resid SF CZ10 VintAll | 0.28997 | 0.0027153 | 0.27799 | 210.6 | 631.8 | 0 | 0 | 0.22746 | 0 | 0.22746 | 0 | 0.22746 | 0 | 0.22746 | 0 | 3.6572 | 3.6572 | 3.6572 | 3.6572
267001-High Refrigerant Charge Adjustment (>= ±20% rated charge) Resid SFCZ10 Vint03 | 1.0673 | 0.0099944 | 0.57113 | 775.1609 | 7751.6088 | -0.20791 | -2.0791 | 0.29026 | 0.98982 | 0.29026 | 0.98982 | 0.29702 | 0.98982 | 0.29702 | 0.98982 | 7.4384 | 8.752 | 7.4384 | 8.752
267040-Residential Condensor Coil Cleaning Resid SF CZ10 VintAll | 0.28997 | 0.0027153 | 0.27799 | 210.6 | 631.8 | 0 | 0 | 0.22746 | 0 | 0.22746 | 0 | 0.22746 | 0 | 0.22746 | 0 | 3.6572 | 3.6572 | 3.6572 | 3.6572
267002-High Refrigerant Charge Adjustment (>= ±20% rated charge) Resid SF CZ10 Vint04 | 0.66297 | 0.0062082 | 0.5337 | 481.5041 | 4815.0414 | -0.1827 | -1.827 | 0.28092 | 0.98982 | 0.28092 | 0.98982 | 0.28908 | 0.98982 | 0.28908 | 0.98982 | 6.1586 | 7.2463 | 6.1586 | 7.2463
267040-Residential Condensor Coil Cleaning Resid SF CZ10 VintAll | 0.28997 | 0.0027153 | 0.27799 | 210.6 | 631.8 | 0 | 0 | 0.22746 | 0 | 0.22746 | 0 | 0.22746 | 0 | 0.22746 | 0 | 3.6572 | 3.6572 | 3.6572 | 3.6572
267040-Residential Condensor Coil Cleaning Resid SF CZ10 VintAll | 0.28997 | 0.0027153 | 0.27799 | 210.6 | 631.8 | 0 | 0 | 0.22746 | 0 | 0.22746 | 0 | 0.22746 | 0 | 0.22746 | 0 | 3.6572 | 3.6572 | 3.6572 | 3.6572
267001-High Refrigerant Charge Adjustment (>= ±20% rated charge) Resid SFCZ10 Vint03 | 0.80048 | 0.0074958 | 0.42835 | 581.3707 | 5813.7066 | -0.15593 | -1.5593 | 0.29026 | 0.98982 | 0.29026 | 0.98982 | 0.29702 | 0.98982 | 0.29702 | 0.98982 | 7.4384 | 8.752 | 7.4384 | 8.752
267040-Residential Condensor Coil Cleaning Resid SF CZ10 VintAll | 0.28997 | 0.0027153 | 0.27799 | 210.6 | 631.8 | 0 | 0 | 0.22746 | 0 | 0.22746 | 0 | 0.22746 | 0 | 0.22746 | 0 | 3.6572 | 3.6572 | 3.6572 | 3.6572
267003-High Refrigerant Charge Adjustment (>= ±20% rated charge) Resid SF CZ10 Vint05 | 0.52346 | 0.0049018 | 0.55868 | 380.1821 | 3801.8214 | -0.16697 | -1.6697 | 0.26643 | 0.98982 | 0.26643 | 0.98982 | 0.27676 | 0.98982 | 0.27676 | 0.98982 | 4.8618 | 5.7204 | 4.8618 | 5.7204
267040-Residential Condensor Coil Cleaning Resid SF CZ10 VintAll | 0.28997 | 0.0027153 | 0.27799 | 210.6 | 631.8 | 0 | 0 | 0.22746 | 0 | 0.22746 | 0 | 0.22746 | 0 | 0.22746 | 0 | 3.6572 | 3.6572 | 3.6572 | 3.6572
267003-High Refrigerant Charge Adjustment (>= ±20% rated charge) Resid SF CZ10 Vint05 | 1.0469 | 0.0098036 | 1.1174 | 760.3643 | 7603.6428 | -0.33395 | -3.3395 | 0.26643 | 0.98982 | 0.26643 | 0.98982 | 0.27676 | 0.98982 | 0.27676 | 0.98982 | 4.8618 | 5.7204 | 4.8618 | 5.7204
267040-Residential Condensor Coil Cleaning Resid SF CZ10 VintAll | 0.28997 | 0.0027153 | 0.27799 | 210.6 | 631.8 | 0 | 0 | 0.22746 | 0 | 0.22746 | 0 | 0.22746 | 0 | 0.22746 | 0 | 3.6572 | 3.6572 | 3.6572 | 3.6572
267004-High Refrigerant Charge Adjustment (>= ±20% rated charge) Resid SF CZ10 Vint01 | 0.35582 | 0.0033319 | 0.3812 | 258.4226 | 2584.2258 | -0.042815 | -0.42815 | 0.23397 | 0.98982 | 0.23397 | 0.98982 | 0.24918 | 0.98982 | 0.24918 | 0.98982 | 3.3074 | 3.8915 | 3.3074 | 3.8915
267040-Residential Condensor Coil Cleaning Resid SF CZ10 VintAll | 0.28997 | 0.0027153 | 0.27799 | 210.6 | 631.8 | 0 | 0 | 0.22746 | 0 | 0.22746 | 0 | 0.22746 | 0 | 0.22746 | 0 | 3.6572 | 3.6572 | 3.6572 | 3.6572
267001-High Refrigerant Charge Adjustment (>= ±20% rated charge) Resid SFCZ10 Vint03 | 1.0673 | 0.0099944 | 0.57113 | 775.1609 | 7751.6088 | -0.20791 | -2.0791 | 0.29026 | 0.98982 | 0.29026 | 0.98982 | 0.29702 | 0.98982 | 0.29702 | 0.98982 | 7.4384 | 8.752 | 7.4384 | 8.752
267040-Residential Condensor Coil Cleaning Resid SF CZ10 VintAll | 0.28997 | 0.0027153 | 0.27799 | 210.6 | 631.8 | 0 | 0 | 0.22746 | 0 | 0.22746 | 0 | 0.22746 | 0 | 0.22746 | 0 | 3.6572 | 3.6572 | 3.6572 | 3.6572
267040-Residential Condensor Coil Cleaning Resid SF CZ10 VintAll | 0.28997 | 0.0027153 | 0.27799 | 210.6 | 631.8 | 0 | 0 | 0.22746 | 0 | 0.22746 | 0 | 0.22746 | 0 | 0.22746 | 0 | 3.6572 | 3.6572 | 3.6572 | 3.6572
267001-High Refrigerant Charge Adjustment (>= ±20% rated charge) Resid SFCZ10 Vint03 | 0.80048 | 0.0074958 | 0.42835 | 581.3707 | 5813.7066 | -0.15593 | -1.5593 | 0.29026 | 0.98982 | 0.29026 | 0.98982 | 0.29702 | 0.98982 | 0.29702 | 0.98982 | 7.4384 | 8.752 | 7.4384 | 8.752
267040-Residential Condensor Coil Cleaning Resid SF CZ10 VintAll | 0.28997 | 0.0027153 | 0.27799 | 210.6 | 631.8 | 0 | 0 | 0.22746 | 0 | 0.22746 | 0 | 0.22746 | 0 | 0.22746 | 0 | 3.6572 | 3.6572 | 3.6572 | 3.6572
267003-High Refrigerant Charge Adjustment (>= ±20% rated charge) Resid SF CZ10 Vint05 | 0.52346 | 0.0049018 | 0.55868 | 380.1821 | 3801.8214 | -0.16697 | -1.6697 | 0.26643 | 0.98982 | 0.26643 | 0.98982 | 0.27676 | 0.98982 | 0.27676 | 0.98982 | 4.8618 | 5.7204 | 4.8618 | 5.7204
267040-Residential Condensor Coil Cleaning Resid SF CZ10 VintAll | 0.28997 | 0.0027153 | 0.27799 | 210.6 | 631.8 | 0 | 0 | 0.22746 | 0 | 0.22746 | 0 | 0.22746 | 0 | 0.22746 | 0 | 3.6572 | 3.6572 | 3.6572 | 3.6572
267001-High Refrigerant Charge Adjustment (>= ±20% rated charge) Resid SFCZ10 Vint03 | 0.80048 | 0.0074958 | 0.42835 | 581.3707 | 5813.7066 | -0.15593 | -1.5593 | 0.29026 | 0.98982 | 0.29026 | 0.98982 | 0.29702 | 0.98982 | 0.29702 | 0.98982 | 7.4384 | 8.752 | 7.4384 | 8.752
267040-Residential Condensor Coil Cleaning Resid SF CZ10 VintAll | 0.28997 | 0.0027153 | 0.27799 | 210.6 | 631.8 | 0 | 0 | 0.22746 | 0 | 0.22746 | 0 | 0.22746 | 0 | 0.22746 | 0 | 3.6572 | 3.6572 | 3.6572 | 3.6572
267004-High Refrigerant Charge Adjustment (>= ±20% rated charge) Resid SF CZ10 Vint01 | 0.35582 | 0.0033319 | 0.3812 | 258.4226 | 2584.2258 | -0.042815 | -0.42815 | 0.23397 | 0.98982 | 0.23397 | 0.98982 | 0.24918 | 0.98982 | 0.24918 | 0.98982 | 3.3074 | 3.8915 | 3.3074 | 3.8915
267040-Residential Condensor Coil Cleaning Resid SF CZ10 VintAll | 0.28997 | 0.0027153 | 0.27799 | 210.6 | 631.8 | 0 | 0 | 0.22746 | 0 | 0.22746 | 0 | 0.22746 | 0 | 0.22746 | 0 | 3.6572 | 3.6572 | 3.6572 | 3.6572
267001-High Refrigerant Charge Adjustment (>= ±20% rated charge) Resid SFCZ10 Vint03 | 1.601 | 0.014992 | 0.8567 | 1162.7413 | 11627.4132 | -0.31186 | -3.1186 | 0.29026 | 0.98982 | 0.29026 | 0.98982 | 0.29702 | 0.98982 | 0.29702 | 0.98982 | 7.4384 | 8.752 | 7.4384 | 8.752
267040-Residential Condensor Coil Cleaning Resid SF CZ10 VintAll | 0.28997 | 0.0027153 | 0.27799 | 210.6 | 631.8 | 0 | 0 | 0.22746 | 0 | 0.22746 | 0 | 0.22746 | 0 | 0.22746 | 0 | 3.6572 | 3.6572 | 3.6572 | 3.6572
267002-High Refrigerant Charge Adjustment (>= ±20% rated charge) Resid SF CZ10 Vint04 | 0.66297 | 0.0062082 | 0.5337 | 481.5041 | 4815.0414 | -0.1827 | -1.827 | 0.28092 | 0.98982 | 0.28092 | 0.98982 | 0.28908 | 0.98982 | 0.28908 | 0.98982 | 6.1586 | 7.2463 | 6.1586 | 7.2463
267040-Residential Condensor Coil Cleaning Resid SF CZ10 VintAll | 0.28997 | 0.0027153 | 0.27799 | 210.6 | 631.8 | 0 | 0 | 0.22746 | 0 | 0.22746 | 0 | 0.22746 | 0 | 0.22746 | 0 | 3.6572 | 3.6572 | 3.6572 | 3.6572
267001-High Refrigerant Charge Adjustment (>= ±20% rated charge) Resid SFCZ10 Vint03 | 1.0673 | 0.0099944 | 0.57113 | 775.1609 | 7751.6088 | -0.20791 | -2.0791 | 0.29026 | 0.98982 | 0.29026 | 0.98982 | 0.29702 | 0.98982 | 0.29702 | 0.98982 | 7.4384 | 8.752 | 7.4384 | 8.752
267040-Residential Condensor Coil Cleaning Resid SF CZ10 VintAll | 0.28997 | 0.0027153 | 0.27799 | 210.6 | 631.8 | 0 | 0 | 0.22746 | 0 | 0.22746 | 0 | 0.22746 | 0 | 0.22746 | 0 | 3.6572 | 3.6572 | 3.6572 | 3.6572
267002-High Refrigerant Charge Adjustment (>= ±20% rated charge) Resid SF CZ10 Vint04 | 0.44198 | 0.0041388 | 0.3558 | 321.0028 | 3210.0276 | -0.1218 | -1.218 | 0.27838 | 0.98982 | 0.27838 | 0.98982 | 0.27753 | 0.98982 | 0.27753 | 0.98982 | 5.8836 | 5.797 | 5.8836 | 5.797
267040-Residential Condensor Coil Cleaning Resid SF CZ10 VintAll | 0.28997 | 0.0027153 | 0.27799 | 210.6 | 631.8 | 0 | 0 | 0.22746 | 0 | 0.22746 | 0 | 0.22746 | 0 | 0.22746 | 0 | 3.6572 | 3.6572 | 3.6572 | 3.6572
267001-High Refrigerant Charge Adjustment (>= ±20% rated charge) Resid SFCZ10 Vint03 | 1.3341 | 0.012493 | 0.71392 | 968.9511 | 9689.511 | -0.25989 | -2.5989 | 0.29026 | 0.98982 | 0.29026 | 0.98982 | 0.29702 | 0.98982 | 0.29702 | 0.98982 | 7.4384 | 8.752 | 7.4384 | 8.752
267040-Residential Condensor Coil Cleaning Resid SF CZ10 VintAll | 0.28997 | 0.0027153 | 0.27799 | 210.6 | 631.8 | 0 | 0 | 0.22746 | 0 | 0.22746 | 0 | 0.22746 | 0 | 0.22746 | 0 | 3.6572 | 3.6572 | 3.6572 | 3.6572
267001-High Refrigerant Charge Adjustment (>= ±20% rated charge) Resid SFCZ10 Vint03 | 0.80048 | 0.0074958 | 0.42835 | 581.3707 | 5813.7066 | -0.15593 | -1.5593 | 0.28886 | 0.98982 | 0.28886 | 0.98982 | 0.29064 | 0.98982 | 0.29064 | 0.98982 | 7.2136 | 7.5017 | 7.2136 | 7.5017
267040-Residential Condensor Coil Cleaning Resid SF CZ10 VintAll | 0.28997 | 0.0027153 | 0.27799 | 210.6 | 631.8 | 0 | 0 | 0.22746 | 0 | 0.22746 | 0 | 0.22746 | 0 | 0.22746 | 0 | 3.6572 | 3.6572 | 3.6572 | 3.6572
267040-Residential Condensor Coil Cleaning Resid SF CZ10 VintAll | 0.28997 | 0.0027153 | 0.27799 | 210.6 | 631.8 | 0 | 0 | 0.22746 | 0 | 0.22746 | 0 | 0.22746 | 0 | 0.22746 | 0 | 3.6572 | 3.6572 | 3.6572 | 3.6572
267001-High Refrigerant Charge Adjustment (>= ±20% rated charge) Resid SFCZ10 Vint03 | 0.80048 | 0.0074958 | 0.42835 | 581.3707 | 5813.7066 | -0.15593 | -1.5593 | 0.29026 | 0.98982 | 0.29026 | 0.98982 | 0.29702 | 0.98982 | 0.29702 | 0.98982 | 7.4384 | 8.752 | 7.4384 | 8.752
267040-Residential Condensor Coil Cleaning Resid SF CZ10 VintAll | 0.28997 | 0.0027153 | 0.27799 | 210.6 | 631.8 | 0 | 0 | 0.22746 | 0 | 0.22746 | 0 | 0.22746 | 0 | 0.22746 | 0 | 3.6572 | 3.6572 | 3.6572 | 3.6572
267001-High Refrigerant Charge Adjustment (>= ±20% rated charge) Resid SFCZ10 Vint03 | 0.80048 | 0.0074958 | 0.42835 | 581.3707 | 5813.7066 | -0.15593 | -1.5593 | 0.29026 | 0.98982 | 0.29026 | 0.98982 | 0.29702 | 0.98982 | 0.29702 | 0.98982 | 7.4384 | 8.752 | 7.4384 | 8.752
267040-Residential Condensor Coil Cleaning Resid SF CZ10 VintAll | 0.28997 | 0.0027153 | 0.27799 | 210.6 | 631.8 | 0 | 0 | 0.22746 | 0 | 0.22746 | 0 | 0.22746 | 0 | 0.22746 | 0 | 3.6572 | 3.6572 | 3.6572 | 3.6572
267002-High Refrigerant Charge Adjustment (>= ±20% rated charge) Resid SF CZ10 Vint04 | 0.44198 | 0.0041388 | 0.3558 | 321.0028 | 3210.0276 | -0.1218 | -1.218 | 0.27838 | 0.98982 | 0.27838 | 0.98982 | 0.27753 | 0.98982 | 0.27753 | 0.98982 | 5.8836 | 5.797 | 5.8836 | 5.797
267040-Residential Condensor Coil Cleaning Resid SF CZ10 VintAll | 0.28997 | 0.0027153 | 0.27799 | 210.6 | 631.8 | 0 | 0 | 0.22746 | 0 | 0.22746 | 0 | 0.22746 | 0 | 0.22746 | 0 | 3.6572 | 3.6572 | 3.6572 | 3.6572
267002-High Refrigerant Charge Adjustment (>= ±20% rated charge) Resid SF CZ10 Vint04 | 0.66297 | 0.0062082 | 0.5337 | 481.5041 | 4815.0414 | -0.1827 | -1.827 | 0.27922 | 0.98982 | 0.27922 | 0.98982 | 0.28138 | 0.98982 | 0.28138 | 0.98982 | 5.9725 | 6.2111 | 5.9725 | 6.2111
267040-Residential Condensor Coil Cleaning Resid SF CZ10 VintAll | 0.28997 | 0.0027153 | 0.27799 | 210.6 | 631.8 | 0 | 0 | 0.22746 | 0 | 0.22746 | 0 | 0.22746 | 0 | 0.22746 | 0 | 3.6572 | 3.6572 | 3.6572 | 3.6572
267001-High Refrigerant Charge Adjustment (>= ±20% rated charge) Resid SFCZ10 Vint03 | 0.80048 | 0.0074958 | 0.42835 | 581.3707 | 5813.7066 | -0.15593 | -1.5593 | 0.28886 | 0.98982 | 0.28886 | 0.98982 | 0.29064 | 0.98982 | 0.29064 | 0.98982 | 7.2136 | 7.5017 | 7.2136 | 7.5017
267040-Residential Condensor Coil Cleaning Resid SF CZ10 VintAll | 0.28997 | 0.0027153 | 0.27799 | 210.6 | 631.8 | 0 | 0 | 0.22746 | 0 | 0.22746 | 0 | 0.22746 | 0 | 0.22746 | 0 | 3.6572 | 3.6572 | 3.6572 | 3.6572
267003-High Refrigerant Charge Adjustment (>= ±20% rated charge) Resid SF CZ10 Vint05 | 0.52346 | 0.0049018 | 0.55868 | 380.1821 | 3801.8214 | -0.16697 | -1.6697 | 0.26643 | 0.98982 | 0.26643 | 0.98982 | 0.27676 | 0.98982 | 0.27676 | 0.98982 | 4.8618 | 5.7204 | 4.8618 | 5.7204
267040-Residential Condensor Coil Cleaning Resid SF CZ10 VintAll | 0.28997 | 0.0027153 | 0.27799 | 210.6 | 631.8 | 0 | 0 | 0.22746 | 0 | 0.22746 | 0 | 0.22746 | 0 | 0.22746 | 0 | 3.6572 | 3.6572 | 3.6572 | 3.6572
267001-High Refrigerant Charge Adjustment (>= ±20% rated charge) Resid SFCZ10 Vint03 | 0.80048 | 0.0074958 | 0.42835 | 581.3707 | 5813.7066 | -0.15593 | -1.5593 | 0.28886 | 0.98982 | 0.28886 | 0.98982 | 0.29064 | 0.98982 | 0.29064 | 0.98982 | 7.2136 | 7.5017 | 7.2136 | 7.5017
267040-Residential Condensor Coil Cleaning Resid SF CZ10 VintAll | 0.28997 | 0.0027153 | 0.27799 | 210.6 | 631.8 | 0 | 0 | 0.22746 | 0 | 0.22746 | 0 | 0.22746 | 0 | 0.22746 | 0 | 3.6572 | 3.6572 | 3.6572 | 3.6572
267003-High Refrigerant Charge Adjustment (>= ±20% rated charge) Resid SF CZ10 Vint05 | 0.69795 | 0.0065357 | 0.74491 | 506.9095 | 5069.0952 | -0.22263 | -2.2263 | 0.26643 | 0.98982 | 0.26643 | 0.98982 | 0.27676 | 0.98982 | 0.27676 | 0.98982 | 4.8618 | 5.7204 | 4.8618 | 5.7204
267040-Residential Condensor Coil Cleaning Resid SF CZ10 VintAll | 0.28997 | 0.0027153 | 0.27799 | 210.6 | 631.8 | 0 | 0 | 0.22746 | 0 | 0.22746 | 0 | 0.22746 | 0 | 0.22746 | 0 | 3.6572 | 3.6572 | 3.6572 | 3.6572
267001-High Refrigerant Charge Adjustment (>= ±20% rated charge) Resid SFCZ10 Vint03 | 0.53365 | 0.0049972 | 0.28557 | 387.5804 | 3875.8044 | -0.10395 | -1.0395 | 0.28816 | 0.98982 | 0.28816 | 0.98982 | 0.28745 | 0.98982 | 0.28745 | 0.98982 | 7.1062 | 7.0016 | 7.1062 | 7.0016
267040-Residential Condensor Coil Cleaning Resid SF CZ10 VintAll | 0.28997 | 0.0027153 | 0.27799 | 210.6 | 631.8 | 0 | 0 | 0.22746 | 0 | 0.22746 | 0 | 0.22746 | 0 | 0.22746 | 0 | 3.6572 | 3.6572 | 3.6572 | 3.6572
267002-High Refrigerant Charge Adjustment (>= ±20% rated charge) Resid SF CZ10 Vint04 | 0.88396 | 0.0082775 | 0.7116 | 642.0055 | 6420.0552 | -0.2436 | -2.436 | 0.28092 | 0.98982 | 0.28092 | 0.98982 | 0.28908 | 0.98982 | 0.28908 | 0.98982 | 6.1586 | 7.2463 | 6.1586 | 7.2463
267040-Residential Condensor Coil Cleaning Resid SF CZ10 VintAll | 0.28997 | 0.0027153 | 0.27799 | 210.6 | 631.8 | 0 | 0 | 0.22746 | 0 | 0.22746 | 0 | 0.22746 | 0 | 0.22746 | 0 | 3.6572 | 3.6572 | 3.6572 | 3.6572
267001-High Refrigerant Charge Adjustment (>= ±20% rated charge) Resid SFCZ10 Vint03 | 1.3341 | 0.012493 | 0.71392 | 968.9511 | 9689.511 | -0.25989 | -2.5989 | 0.29026 | 0.98982 | 0.29026 | 0.98982 | 0.29702 | 0.98982 | 0.29702 | 0.98982 | 7.4384 | 8.752 | 7.4384 | 8.752
267040-Residential Condensor Coil Cleaning Resid SF CZ10 VintAll | 0.28997 | 0.0027153 | 0.27799 | 210.6 | 631.8 | 0 | 0 | 0.22746 | 0 | 0.22746 | 0 | 0.22746 | 0 | 0.22746 | 0 | 3.6572 | 3.6572 | 3.6572 | 3.6572
267001-High Refrigerant Charge Adjustment (>= ±20% rated charge) Resid SFCZ10 Vint03 | 0.80048 | 0.0074958 | 0.42835 | 581.3707 | 5813.7066 | -0.15593 | -1.5593 | 0.29026 | 0.98982 | 0.29026 | 0.98982 | 0.29702 | 0.98982 | 0.29702 | 0.98982 | 7.4384 | 8.752 | 7.4384 | 8.752
267040-Residential Condensor Coil Cleaning Resid SF CZ10 VintAll | 0.28997 | 0.0027153 | 0.27799 | 210.6 | 631.8 | 0 | 0 | 0.22746 | 0 | 0.22746 | 0 | 0.22746 | 0 | 0.22746 | 0 | 3.6572 | 3.6572 | 3.6572 | 3.6572
267001-High Refrigerant Charge Adjustment (>= ±20% rated charge) Resid SFCZ10 Vint03 | 0.80048 | 0.0074958 | 0.42835 | 581.3707 | 5813.7066 | -0.15593 | -1.5593 | 0.28886 | 0.98982 | 0.28886 | 0.98982 | 0.29064 | 0.98982 | 0.29064 | 0.98982 | 7.2136 | 7.5017 | 7.2136 | 7.5017
267040-Residential Condensor Coil Cleaning Resid SF CZ10 VintAll | 0.28997 | 0.0027153 | 0.27799 | 210.6 | 631.8 | 0 | 0 | 0.22746 | 0 | 0.22746 | 0 | 0.22746 | 0 | 0.22746 | 0 | 3.6572 | 3.6572 | 3.6572 | 3.6572
267003-High Refrigerant Charge Adjustment (>= ±20% rated charge) Resid SF CZ10 Vint05 | 0.52346 | 0.0049018 | 0.55868 | 380.1821 | 3801.8214 | -0.16697 | -1.6697 | 0.26643 | 0.98982 | 0.26643 | 0.98982 | 0.27676 | 0.98982 | 0.27676 | 0.98982 | 4.8618 | 5.7204 | 4.8618 | 5.7204
267040-Residential Condensor Coil Cleaning Resid SF CZ10 VintAll | 0.28997 | 0.0027153 | 0.27799 | 210.6 | 631.8 | 0 | 0 | 0.22746 | 0 | 0.22746 | 0 | 0.22746 | 0 | 0.22746 | 0 | 3.6572 | 3.6572 | 3.6572 | 3.6572
267002-High Refrigerant Charge Adjustment (>= ±20% rated charge) Resid SF CZ10 Vint04 | 1.105 | 0.010347 | 0.8895 | 802.5069 | 8025.069 | -0.3045 | -3.045 | 0.28092 | 0.98982 | 0.28092 | 0.98982 | 0.28908 | 0.98982 | 0.28908 | 0.98982 | 6.1586 | 7.2463 | 6.1586 | 7.2463
267040-Residential Condensor Coil Cleaning Resid SF CZ10 VintAll | 0.28997 | 0.0027153 | 0.27799 | 210.6 | 631.8 | 0 | 0 | 0.22746 | 0 | 0.22746 | 0 | 0.22746 | 0 | 0.22746 | 0 | 3.6572 | 3.6572 | 3.6572 | 3.6572
267001-High Refrigerant Charge Adjustment (>= ±20% rated charge) Resid SFCZ10 Vint03 | 0.80048 | 0.0074958 | 0.42835 | 581.3707 | 5813.7066 | -0.15593 | -1.5593 | 0.29026 | 0.98982 | 0.29026 | 0.98982 | 0.29702 | 0.98982 | 0.29702 | 0.98982 | 7.4384 | 8.752 | 7.4384 | 8.752
267040-Residential Condensor Coil Cleaning Resid SF CZ10 VintAll | 0.28997 | 0.0027153 | 0.27799 | 210.6 | 631.8 | 0 | 0 | 0.22746 | 0 | 0.22746 | 0 | 0.22746 | 0 | 0.22746 | 0 | 3.6572 | 3.6572 | 3.6572 | 3.6572
267003-High Refrigerant Charge Adjustment (>= ±20% rated charge) Resid SF CZ10 Vint05 | 0.34898 | 0.0032679 | 0.37245 | 253.4548 | 2534.5476 | -0.11132 | -1.1132 | 0.26321 | 0.98982 | 0.26321 | 0.98982 | 0.26213 | 0.98982 | 0.26213 | 0.98982 | 4.6447 | 4.5763 | 4.6447 | 4.5763
267040-Residential Condensor Coil Cleaning Resid SF CZ10 VintAll | 0.28997 | 0.0027153 | 0.27799 | 210.6 | 631.8 | 0 | 0 | 0.22746 | 0 | 0.22746 | 0 | 0.22746 | 0 | 0.22746 | 0 | 3.6572 | 3.6572 | 3.6572 | 3.6572
267001-High Refrigerant Charge Adjustment (>= ±20% rated charge) Resid SFCZ10 Vint03 | 1.3341 | 0.012493 | 0.71392 | 968.9511 | 9689.511 | -0.25989 | -2.5989 | 0.29026 | 0.98982 | 0.29026 | 0.98982 | 0.29702 | 0.98982 | 0.29702 | 0.98982 | 7.4384 | 8.752 | 7.4384 | 8.752
267040-Residential Condensor Coil Cleaning Resid SF CZ10 VintAll | 0.28997 | 0.0027153 | 0.27799 | 210.6 | 631.8 | 0 | 0 | 0.22746 | 0 | 0.22746 | 0 | 0.22746 | 0 | 0.22746 | 0 | 3.6572 | 3.6572 | 3.6572 | 3.6572
267001-High Refrigerant Charge Adjustment (>= ±20% rated charge) Resid SFCZ10 Vint03 | 0.80048 | 0.0074958 | 0.42835 | 581.3707 | 5813.7066 | -0.15593 | -1.5593 | 0.29026 | 0.98982 | 0.29026 | 0.98982 | 0.29702 | 0.98982 | 0.29702 | 0.98982 | 7.4384 | 8.752 | 7.4384 | 8.752
267040-Residential Condensor Coil Cleaning Resid SF CZ10 VintAll | 0.28997 | 0.0027153 | 0.27799 | 210.6 | 631.8 | 0 | 0 | 0.22746 | 0 | 0.22746 | 0 | 0.22746 | 0 | 0.22746 | 0 | 3.6572 | 3.6572 | 3.6572 | 3.6572
267002-High Refrigerant Charge Adjustment (>= ±20% rated charge) Resid SF CZ10 Vint04 | 0.88396 | 0.0082775 | 0.7116 | 642.0055 | 6420.0552 | -0.2436 | -2.436 | 0.28092 | 0.98982 | 0.28092 | 0.98982 | 0.28908 | 0.98982 | 0.28908 | 0.98982 | 6.1586 | 7.2463 | 6.1586 | 7.2463
267040-Residential Condensor Coil Cleaning Resid SF CZ10 VintAll | 0.28997 | 0.0027153 | 0.27799 | 210.6 | 631.8 | 0 | 0 | 0.22746 | 0 | 0.22746 | 0 | 0.22746 | 0 | 0.22746 | 0 | 3.6572 | 3.6572 | 3.6572 | 3.6572
267001-High Refrigerant Charge Adjustment (>= ±20% rated charge) Resid SFCZ10 Vint03 | 1.0673 | 0.0099944 | 0.57113 | 775.1609 | 7751.6088 | -0.20791 | -2.0791 | 0.29026 | 0.98982 | 0.29026 | 0.98982 | 0.29702 | 0.98982 | 0.29702 | 0.98982 | 7.4384 | 8.752 | 7.4384 | 8.752
267040-Residential Condensor Coil Cleaning Resid SF CZ10 VintAll | 0.28997 | 0.0027153 | 0.27799 | 210.6 | 631.8 | 0 | 0 | 0.22746 | 0 | 0.22746 | 0 | 0.22746 | 0 | 0.22746 | 0 | 3.6572 | 3.6572 | 3.6572 | 3.6572
267001-High Refrigerant Charge Adjustment (>= ±20% rated charge) Resid SFCZ10 Vint03 | 1.0673 | 0.0099944 | 0.57113 | 775.1609 | 7751.6088 | -0.20791 | -2.0791 | 0.29026 | 0.98982 | 0.29026 | 0.98982 | 0.29702 | 0.98982 | 0.29702 | 0.98982 | 7.4384 | 8.752 | 7.4384 | 8.752
267040-Residential Condensor Coil Cleaning Resid SF CZ10 VintAll | 0.28997 | 0.0027153 | 0.27799 | 210.6 | 631.8 | 0 | 0 | 0.22746 | 0 | 0.22746 | 0 | 0.22746 | 0 | 0.22746 | 0 | 3.6572 | 3.6572 | 3.6572 | 3.6572
267002-High Refrigerant Charge Adjustment (>= ±20% rated charge) Resid SF CZ10 Vint04 | 0.88396 | 0.0082775 | 0.7116 | 642.0055 | 6420.0552 | -0.2436 | -2.436 | 0.28092 | 0.98982 | 0.28092 | 0.98982 | 0.28908 | 0.98982 | 0.28908 | 0.98982 | 6.1586 | 7.2463 | 6.1586 | 7.2463
267040-Residential Condensor Coil Cleaning Resid SF CZ10 VintAll | 0.28997 | 0.0027153 | 0.27799 | 210.6 | 631.8 | 0 | 0 | 0.22746 | 0 | 0.22746 | 0 | 0.22746 | 0 | 0.22746 | 0 | 3.6572 | 3.6572 | 3.6572 | 3.6572
267001-High Refrigerant Charge Adjustment (>= ±20% rated charge) Resid SFCZ10 Vint03 | 1.601 | 0.014992 | 0.8567 | 1162.7413 | 11627.4132 | -0.31186 | -3.1186 | 0.29026 | 0.98982 | 0.29026 | 0.98982 | 0.29702 | 0.98982 | 0.29702 | 0.98982 | 7.4384 | 8.752 | 7.4384 | 8.752
267040-Residential Condensor Coil Cleaning Resid SF CZ10 VintAll | 0.28997 | 0.0027153 | 0.27799 | 210.6 | 631.8 | 0 | 0 | 0.22746 | 0 | 0.22746 | 0 | 0.22746 | 0 | 0.22746 | 0 | 3.6572 | 3.6572 | 3.6572 | 3.6572
267001-High Refrigerant Charge Adjustment (>= ±20% rated charge) Resid SFCZ10 Vint03 | 0.80048 | 0.0074958 | 0.42835 | 581.3707 | 5813.7066 | -0.15593 | -1.5593 | 0.29026 | 0.98982 | 0.29026 | 0.98982 | 0.29702 | 0.98982 | 0.29702 | 0.98982 | 7.4384 | 8.752 | 7.4384 | 8.752
267040-Residential Condensor Coil Cleaning Resid SF CZ10 VintAll | 0.28997 | 0.0027153 | 0.27799 | 210.6 | 631.8 | 0 | 0 | 0.22746 | 0 | 0.22746 | 0 | 0.22746 | 0 | 0.22746 | 0 | 3.6572 | 3.6572 | 3.6572 | 3.6572
267004-High Refrigerant Charge Adjustment (>= ±20% rated charge) Resid SF CZ10 Vint01 | 0.71163 | 0.0066638 | 0.76239 | 516.8452 | 5168.4516 | -0.085629 | -0.85629 | 0.23397 | 0.98982 | 0.23397 | 0.98982 | 0.24918 | 0.98982 | 0.24918 | 0.98982 | 3.3074 | 3.8915 | 3.3074 | 3.8915
267040-Residential Condensor Coil Cleaning Resid SF CZ10 VintAll | 0.28997 | 0.0027153 | 0.27799 | 210.6 | 631.8 | 0 | 0 | 0.22746 | 0 | 0.22746 | 0 | 0.22746 | 0 | 0.22746 | 0 | 3.6572 | 3.6572 | 3.6572 | 3.6572
267002-High Refrigerant Charge Adjustment (>= ±20% rated charge) Resid SF CZ10 Vint04 | 1.3259 | 0.012416 | 1.0674 | 963.0083 | 9630.0828 | -0.3654 | -3.654 | 0.28092 | 0.98982 | 0.28092 | 0.98982 | 0.28908 | 0.98982 | 0.28908 | 0.98982 | 6.1586 | 7.2463 | 6.1586 | 7.2463
267040-Residential Condensor Coil Cleaning Resid SF CZ10 VintAll | 0.28997 | 0.0027153 | 0.27799 | 210.6 | 631.8 | 0 | 0 | 0.22746 | 0 | 0.22746 | 0 | 0.22746 | 0 | 0.22746 | 0 | 3.6572 | 3.6572 | 3.6572 | 3.6572
267040-Residential Condensor Coil Cleaning Resid SF CZ10 VintAll | 0.28997 | 0.0027153 | 0.27799 | 210.6 | 631.8 | 0 | 0 | 0.22746 | 0 | 0.22746 | 0 | 0.22746 | 0 | 0.22746 | 0 | 3.6572 | 3.6572 | 3.6572 | 3.6572
267040-Residential Condensor Coil Cleaning Resid SF CZ10 VintAll | 0.28997 | 0.0027153 | 0.27799 | 210.6 | 631.8 | 0 | 0 | 0.22746 | 0 | 0.22746 | 0 | 0.22746 | 0 | 0.22746 | 0 | 3.6572 | 3.6572 | 3.6572 | 3.6572
267004-High Refrigerant Charge Adjustment (>= ±20% rated charge) Resid SF CZ10 Vint01 | 0.35582 | 0.0033319 | 0.3812 | 258.4226 | 2584.2258 | -0.042815 | -0.42815 | 0.23397 | 0.98982 | 0.23397 | 0.98982 | 0.24918 | 0.98982 | 0.24918 | 0.98982 | 3.3074 | 3.8915 | 3.3074 | 3.8915
267040-Residential Condensor Coil Cleaning Resid SF CZ10 VintAll | 0.28997 | 0.0027153 | 0.27799 | 210.6 | 631.8 | 0 | 0 | 0.22746 | 0 | 0.22746 | 0 | 0.22746 | 0 | 0.22746 | 0 | 3.6572 | 3.6572 | 3.6572 | 3.6572
267001-High Refrigerant Charge Adjustment (>= ±20% rated charge) Resid SFCZ10 Vint03 | 0.80048 | 0.0074958 | 0.42835 | 581.3707 | 5813.7066 | -0.15593 | -1.5593 | 0.29026 | 0.98982 | 0.29026 | 0.98982 | 0.29702 | 0.98982 | 0.29702 | 0.98982 | 7.4384 | 8.752 | 7.4384 | 8.752
267040-Residential Condensor Coil Cleaning Resid SF CZ10 VintAll | 0.28997 | 0.0027153 | 0.27799 | 210.6 | 631.8 | 0 | 0 | 0.22746 | 0 | 0.22746 | 0 | 0.22746 | 0 | 0.22746 | 0 | 3.6572 | 3.6572 | 3.6572 | 3.6572
267002-High Refrigerant Charge Adjustment (>= ±20% rated charge) Resid SF CZ10 Vint04 | 0.66297 | 0.0062082 | 0.5337 | 481.5041 | 4815.0414 | -0.1827 | -1.827 | 0.27922 | 0.98982 | 0.27922 | 0.98982 | 0.28138 | 0.98982 | 0.28138 | 0.98982 | 5.9725 | 6.2111 | 5.9725 | 6.2111
267040-Residential Condensor Coil Cleaning Resid SF CZ10 VintAll | 0.28997 | 0.0027153 | 0.27799 | 210.6 | 631.8 | 0 | 0 | 0.22746 | 0 | 0.22746 | 0 | 0.22746 | 0 | 0.22746 | 0 | 3.6572 | 3.6572 | 3.6572 | 3.6572
267003-High Refrigerant Charge Adjustment (>= ±20% rated charge) Resid SF CZ10 Vint05 | 0.52346 | 0.0049018 | 0.55868 | 380.1821 | 3801.8214 | -0.16697 | -1.6697 | 0.26643 | 0.98982 | 0.26643 | 0.98982 | 0.27676 | 0.98982 | 0.27676 | 0.98982 | 4.8618 | 5.7204 | 4.8618 | 5.7204
267040-Residential Condensor Coil Cleaning Resid SF CZ10 VintAll | 0.28997 | 0.0027153 | 0.27799 | 210.6 | 631.8 | 0 | 0 | 0.22746 | 0 | 0.22746 | 0 | 0.22746 | 0 | 0.22746 | 0 | 3.6572 | 3.6572 | 3.6572 | 3.6572
267003-High Refrigerant Charge Adjustment (>= ±20% rated charge) Resid SF CZ10 Vint05 | 0.52346 | 0.0049018 | 0.55868 | 380.1821 | 3801.8214 | -0.16697 | -1.6697 | 0.26643 | 0.98982 | 0.26643 | 0.98982 | 0.27676 | 0.98982 | 0.27676 | 0.98982 | 4.8618 | 5.7204 | 4.8618 | 5.7204
267040-Residential Condensor Coil Cleaning Resid SF CZ10 VintAll | 0.28997 | 0.0027153 | 0.27799 | 210.6 | 631.8 | 0 | 0 | 0.22746 | 0 | 0.22746 | 0 | 0.22746 | 0 | 0.22746 | 0 | 3.6572 | 3.6572 | 3.6572 | 3.6572
267002-High Refrigerant Charge Adjustment (>= ±20% rated charge) Resid SF CZ10 Vint04 | 1.105 | 0.010347 | 0.8895 | 802.5069 | 8025.069 | -0.3045 | -3.045 | 0.28092 | 0.98982 | 0.28092 | 0.98982 | 0.28908 | 0.98982 | 0.28908 | 0.98982 | 6.1586 | 7.2463 | 6.1586 | 7.2463
267040-Residential Condensor Coil Cleaning Resid SF CZ10 VintAll | 0.28997 | 0.0027153 | 0.27799 | 210.6 | 631.8 | 0 | 0 | 0.22746 | 0 | 0.22746 | 0 | 0.22746 | 0 | 0.22746 | 0 | 3.6572 | 3.6572 | 3.6572 | 3.6572
267002-High Refrigerant Charge Adjustment (>= ±20% rated charge) Resid SF CZ10 Vint04 | 0.88396 | 0.0082775 | 0.7116 | 642.0055 | 6420.0552 | -0.2436 | -2.436 | 0.28092 | 0.98982 | 0.28092 | 0.98982 | 0.28908 | 0.98982 | 0.28908 | 0.98982 | 6.1586 | 7.2463 | 6.1586 | 7.2463
267040-Residential Condensor Coil Cleaning Resid SF CZ10 VintAll | 0.28997 | 0.0027153 | 0.27799 | 210.6 | 631.8 | 0 | 0 | 0.22746 | 0 | 0.22746 | 0 | 0.22746 | 0 | 0.22746 | 0 | 3.6572 | 3.6572 | 3.6572 | 3.6572
267001-High Refrigerant Charge Adjustment (>= ±20% rated charge) Resid SFCZ10 Vint03 | 0.80048 | 0.0074958 | 0.42835 | 581.3707 | 5813.7066 | -0.15593 | -1.5593 | 0.29026 | 0.98982 | 0.29026 | 0.98982 | 0.29702 | 0.98982 | 0.29702 | 0.98982 | 7.4384 | 8.752 | 7.4384 | 8.752
267040-Residential Condensor Coil Cleaning Resid SF CZ10 VintAll | 0.28997 | 0.0027153 | 0.27799 | 210.6 | 631.8 | 0 | 0 | 0.22746 | 0 | 0.22746 | 0 | 0.22746 | 0 | 0.22746 | 0 | 3.6572 | 3.6572 | 3.6572 | 3.6572
267002-High Refrigerant Charge Adjustment (>= ±20% rated charge) Resid SF CZ10 Vint04 | 0.88396 | 0.0082775 | 0.7116 | 642.0055 | 6420.0552 | -0.2436 | -2.436 | 0.28092 | 0.98982 | 0.28092 | 0.98982 | 0.28908 | 0.98982 | 0.28908 | 0.98982 | 6.1586 | 7.2463 | 6.1586 | 7.2463
267040-Residential Condensor Coil Cleaning Resid SF CZ10 VintAll | 0.28997 | 0.0027153 | 0.27799 | 210.6 | 631.8 | 0 | 0 | 0.22746 | 0 | 0.22746 | 0 | 0.22746 | 0 | 0.22746 | 0 | 3.6572 | 3.6572 | 3.6572 | 3.6572
267001-High Refrigerant Charge Adjustment (>= ±20% rated charge) Resid SFCZ10 Vint03 | 1.3341 | 0.012493 | 0.71392 | 968.9511 | 9689.511 | -0.25989 | -2.5989 | 0.29026 | 0.98982 | 0.29026 | 0.98982 | 0.29702 | 0.98982 | 0.29702 | 0.98982 | 7.4384 | 8.752 | 7.4384 | 8.752
267040-Residential Condensor Coil Cleaning Resid SF CZ10 VintAll | 0.28997 | 0.0027153 | 0.27799 | 210.6 | 631.8 | 0 | 0 | 0.22746 | 0 | 0.22746 | 0 | 0.22746 | 0 | 0.22746 | 0 | 3.6572 | 3.6572 | 3.6572 | 3.6572
267002-High Refrigerant Charge Adjustment (>= ±20% rated charge) Resid SF CZ10 Vint04 | 0.44198 | 0.0041388 | 0.3558 | 321.0028 | 3210.0276 | -0.1218 | -1.218 | 0.27838 | 0.98982 | 0.27838 | 0.98982 | 0.27753 | 0.98982 | 0.27753 | 0.98982 | 5.8836 | 5.797 | 5.8836 | 5.797
267040-Residential Condensor Coil Cleaning Resid SF CZ10 VintAll | 0.28997 | 0.0027153 | 0.27799 | 210.6 | 631.8 | 0 | 0 | 0.22746 | 0 | 0.22746 | 0 | 0.22746 | 0 | 0.22746 | 0 | 3.6572 | 3.6572 | 3.6572 | 3.6572
267002-High Refrigerant Charge Adjustment (>= ±20% rated charge) Resid SF CZ10 Vint04 | 0.66297 | 0.0062082 | 0.5337 | 481.5041 | 4815.0414 | -0.1827 | -1.827 | 0.28092 | 0.98982 | 0.28092 | 0.98982 | 0.28908 | 0.98982 | 0.28908 | 0.98982 | 6.1586 | 7.2463 | 6.1586 | 7.2463
267040-Residential Condensor Coil Cleaning Resid SF CZ10 VintAll | 0.28997 | 0.0027153 | 0.27799 | 210.6 | 631.8 | 0 | 0 | 0.22746 | 0 | 0.22746 | 0 | 0.22746 | 0 | 0.22746 | 0 | 3.6572 | 3.6572 | 3.6572 | 3.6572
267040-Residential Condensor Coil Cleaning Resid SF CZ10 VintAll | 0.28997 | 0.0027153 | 0.27799 | 210.6 | 631.8 | 0 | 0 | 0.22746 | 0 | 0.22746 | 0 | 0.22746 | 0 | 0.22746 | 0 | 3.6572 | 3.6572 | 3.6572 | 3.6572
267040-Residential Condensor Coil Cleaning Resid SF CZ10 VintAll | 0.28997 | 0.0027153 | 0.27799 | 210.6 | 631.8 | 0 | 0 | 0.22746 | 0 | 0.22746 | 0 | 0.22746 | 0 | 0.22746 | 0 | 3.6572 | 3.6572 | 3.6572 | 3.6572
267001-High Refrigerant Charge Adjustment (>= ±20% rated charge) Resid SFCZ10 Vint03 | 0.80048 | 0.0074958 | 0.42835 | 581.3707 | 5813.7066 | -0.15593 | -1.5593 | 0.28886 | 0.98982 | 0.28886 | 0.98982 | 0.29064 | 0.98982 | 0.29064 | 0.98982 | 7.2136 | 7.5017 | 7.2136 | 7.5017
267040-Residential Condensor Coil Cleaning Resid SF CZ10 VintAll | 0.28997 | 0.0027153 | 0.27799 | 210.6 | 631.8 | 0 | 0 | 0.22746 | 0 | 0.22746 | 0 | 0.22746 | 0 | 0.22746 | 0 | 3.6572 | 3.6572 | 3.6572 | 3.6572
267040-Residential Condensor Coil Cleaning Resid SF CZ10 VintAll | 0.28997 | 0.0027153 | 0.27799 | 210.6 | 631.8 | 0 | 0 | 0.22746 | 0 | 0.22746 | 0 | 0.22746 | 0 | 0.22746 | 0 | 3.6572 | 3.6572 | 3.6572 | 3.6572
267002-High Refrigerant Charge Adjustment (>= ±20% rated charge) Resid SF CZ10 Vint04 | 0.88396 | 0.0082775 | 0.7116 | 642.0055 | 6420.0552 | -0.2436 | -2.436 | 0.28092 | 0.98982 | 0.28092 | 0.98982 | 0.28908 | 0.98982 | 0.28908 | 0.98982 | 6.1586 | 7.2463 | 6.1586 | 7.2463
267040-Residential Condensor Coil Cleaning Resid SF CZ10 VintAll | 0.28997 | 0.0027153 | 0.27799 | 210.6 | 631.8 | 0 | 0 | 0.22746 | 0 | 0.22746 | 0 | 0.22746 | 0 | 0.22746 | 0 | 3.6572 | 3.6572 | 3.6572 | 3.6572
267004-High Refrigerant Charge Adjustment (>= ±20% rated charge) Resid SF CZ10 Vint01 | 0.23721 | 0.0022213 | 0.25413 | 172.2817 | 1722.8172 | -0.028543 | -0.28543 | 0.23397 | 0.98982 | 0.23397 | 0.98982 | 0.24918 | 0.98982 | 0.24918 | 0.98982 | 3.3074 | 3.8915 | 3.3074 | 3.8915
267040-Residential Condensor Coil Cleaning Resid SF CZ10 VintAll | 0.28997 | 0.0027153 | 0.27799 | 210.6 | 631.8 | 0 | 0 | 0.22746 | 0 | 0.22746 | 0 | 0.22746 | 0 | 0.22746 | 0 | 3.6572 | 3.6572 | 3.6572 | 3.6572
267002-High Refrigerant Charge Adjustment (>= ±20% rated charge) Resid SF CZ10 Vint04 | 0.88396 | 0.0082775 | 0.7116 | 642.0055 | 6420.0552 | -0.2436 | -2.436 | 0.28092 | 0.98982 | 0.28092 | 0.98982 | 0.28908 | 0.98982 | 0.28908 | 0.98982 | 6.1586 | 7.2463 | 6.1586 | 7.2463
267040-Residential Condensor Coil Cleaning Resid SF CZ10 VintAll | 0.28997 | 0.0027153 | 0.27799 | 210.6 | 631.8 | 0 | 0 | 0.22746 | 0 | 0.22746 | 0 | 0.22746 | 0 | 0.22746 | 0 | 3.6572 | 3.6572 | 3.6572 | 3.6572
267002-High Refrigerant Charge Adjustment (>= ±20% rated charge) Resid SF CZ10 Vint04 | 0.66297 | 0.0062082 | 0.5337 | 481.5041 | 4815.0414 | -0.1827 | -1.827 | 0.28092 | 0.98982 | 0.28092 | 0.98982 | 0.28908 | 0.98982 | 0.28908 | 0.98982 | 6.1586 | 7.2463 | 6.1586 | 7.2463
267040-Residential Condensor Coil Cleaning Resid SF CZ10 VintAll | 0.28997 | 0.0027153 | 0.27799 | 210.6 | 631.8 | 0 | 0 | 0.22746 | 0 | 0.22746 | 0 | 0.22746 | 0 | 0.22746 | 0 | 3.6572 | 3.6572 | 3.6572 | 3.6572
267002-High Refrigerant Charge Adjustment (>= ±20% rated charge) Resid SF CZ10 Vint04 | 0.44198 | 0.0041388 | 0.3558 | 321.0028 | 3210.0276 | -0.1218 | -1.218 | 0.27838 | 0.98982 | 0.27838 | 0.98982 | 0.27753 | 0.98982 | 0.27753 | 0.98982 | 5.8836 | 5.797 | 5.8836 | 5.797
267040-Residential Condensor Coil Cleaning Resid SF CZ10 VintAll | 0.28997 | 0.0027153 | 0.27799 | 210.6 | 631.8 | 0 | 0 | 0.22746 | 0 | 0.22746 | 0 | 0.22746 | 0 | 0.22746 | 0 | 3.6572 | 3.6572 | 3.6572 | 3.6572
267002-High Refrigerant Charge Adjustment (>= ±20% rated charge) Resid SF CZ10 Vint04 | 0.44198 | 0.0041388 | 0.3558 | 321.0028 | 3210.0276 | -0.1218 | -1.218 | 0.27838 | 0.98982 | 0.27838 | 0.98982 | 0.27753 | 0.98982 | 0.27753 | 0.98982 | 5.8836 | 5.797 | 5.8836 | 5.797
267040-Residential Condensor Coil Cleaning Resid SF CZ10 VintAll | 0.28997 | 0.0027153 | 0.27799 | 210.6 | 631.8 | 0 | 0 | 0.22746 | 0 | 0.22746 | 0 | 0.22746 | 0 | 0.22746 | 0 | 3.6572 | 3.6572 | 3.6572 | 3.6572
267003-High Refrigerant Charge Adjustment (>= ±20% rated charge) Resid SF CZ10 Vint05 | 0.69795 | 0.0065357 | 0.74491 | 506.9095 | 5069.0952 | -0.22263 | -2.2263 | 0.26643 | 0.98982 | 0.26643 | 0.98982 | 0.27676 | 0.98982 | 0.27676 | 0.98982 | 4.8618 | 5.7204 | 4.8618 | 5.7204
267040-Residential Condensor Coil Cleaning Resid SF CZ10 VintAll | 0.28997 | 0.0027153 | 0.27799 | 210.6 | 631.8 | 0 | 0 | 0.22746 | 0 | 0.22746 | 0 | 0.22746 | 0 | 0.22746 | 0 | 3.6572 | 3.6572 | 3.6572 | 3.6572
267001-High Refrigerant Charge Adjustment (>= ±20% rated charge) Resid SFCZ10 Vint03 | 1.3341 | 0.012493 | 0.71392 | 968.9511 | 9689.511 | -0.25989 | -2.5989 | 0.29026 | 0.98982 | 0.29026 | 0.98982 | 0.29702 | 0.98982 | 0.29702 | 0.98982 | 7.4384 | 8.752 | 7.4384 | 8.752
267040-Residential Condensor Coil Cleaning Resid SF CZ10 VintAll | 0.28997 | 0.0027153 | 0.27799 | 210.6 | 631.8 | 0 | 0 | 0.22746 | 0 | 0.22746 | 0 | 0.22746 | 0 | 0.22746 | 0 | 3.6572 | 3.6572 | 3.6572 | 3.6572
267002-High Refrigerant Charge Adjustment (>= ±20% rated charge) Resid SF CZ10 Vint04 | 1.105 | 0.010347 | 0.8895 | 802.5069 | 8025.069 | -0.3045 | -3.045 | 0.28092 | 0.98982 | 0.28092 | 0.98982 | 0.28908 | 0.98982 | 0.28908 | 0.98982 | 6.1586 | 7.2463 | 6.1586 | 7.2463
267040-Residential Condensor Coil Cleaning Resid SF CZ10 VintAll | 0.28997 | 0.0027153 | 0.27799 | 210.6 | 631.8 | 0 | 0 | 0.22746 | 0 | 0.22746 | 0 | 0.22746 | 0 | 0.22746 | 0 | 3.6572 | 3.6572 | 3.6572 | 3.6572
267032-High Refrigerant Charge Adjustment (>= ±20% rated charge) Resid MF CZ10 Vint03 | 0.83834 | 0.0078503 | 0.66576 | 608.868 | 6088.68 | -0.49188 | -4.9188 | 0.27701 | 0.98982 | 0.27701 | 0.98982 | 0.28657 | 0.98982 | 0.28657 | 0.98982 | 5.7379 | 6.8635 | 5.7379 | 6.8635
267042-Residential Condensor Coil Cleaning Resid MF CZ10 VintAll | 0.19331 | 0.0018102 | 0.18533 | 140.4 | 421.2 | 0 | 0 | 0.18466 | 0 | 0.18466 | 0 | 0.18466 | 0 | 0.18466 | 0 | 2.4381 | 2.4381 | 2.4381 | 2.4381
267003-High Refrigerant Charge Adjustment (>= ±20% rated charge) Resid SF CZ10 Vint05 | 0.52346 | 0.0049018 | 0.55868 | 380.1821 | 3801.8214 | -0.16697 | -1.6697 | 0.26428 | 0.98982 | 0.26428 | 0.98982 | 0.26701 | 0.98982 | 0.26701 | 0.98982 | 4.7149 | 4.9032 | 4.7149 | 4.9032
267040-Residential Condensor Coil Cleaning Resid SF CZ10 VintAll | 0.28997 | 0.0027153 | 0.27799 | 210.6 | 631.8 | 0 | 0 | 0.22746 | 0 | 0.22746 | 0 | 0.22746 | 0 | 0.22746 | 0 | 3.6572 | 3.6572 | 3.6572 | 3.6572
267004-High Refrigerant Charge Adjustment (>= ±20% rated charge) Resid SF CZ10 Vint01 | 0.35582 | 0.0033319 | 0.3812 | 258.4226 | 2584.2258 | -0.042815 | -0.42815 | 0.23082 | 0.98982 | 0.23082 | 0.98982 | 0.23483 | 0.98982 | 0.23483 | 0.98982 | 3.2075 | 3.3356 | 3.2075 | 3.3356
267040-Residential Condensor Coil Cleaning Resid SF CZ10 VintAll | 0.28997 | 0.0027153 | 0.27799 | 210.6 | 631.8 | 0 | 0 | 0.22746 | 0 | 0.22746 | 0 | 0.22746 | 0 | 0.22746 | 0 | 3.6572 | 3.6572 | 3.6572 | 3.6572
267002-High Refrigerant Charge Adjustment (>= ±20% rated charge) Resid SF CZ10 Vint04 | 0.88396 | 0.0082775 | 0.7116 | 642.0055 | 6420.0552 | -0.2436 | -2.436 | 0.28092 | 0.98982 | 0.28092 | 0.98982 | 0.28908 | 0.98982 | 0.28908 | 0.98982 | 6.1586 | 7.2463 | 6.1586 | 7.2463
267040-Residential Condensor Coil Cleaning Resid SF CZ10 VintAll | 0.28997 | 0.0027153 | 0.27799 | 210.6 | 631.8 | 0 | 0 | 0.22746 | 0 | 0.22746 | 0 | 0.22746 | 0 | 0.22746 | 0 | 3.6572 | 3.6572 | 3.6572 | 3.6572
267003-High Refrigerant Charge Adjustment (>= ±20% rated charge) Resid SF CZ10 Vint05 | 0.52346 | 0.0049018 | 0.55868 | 380.1821 | 3801.8214 | -0.16697 | -1.6697 | 0.26428 | 0.98982 | 0.26428 | 0.98982 | 0.26701 | 0.98982 | 0.26701 | 0.98982 | 4.7149 | 4.9032 | 4.7149 | 4.9032
267040-Residential Condensor Coil Cleaning Resid SF CZ10 VintAll | 0.28997 | 0.0027153 | 0.27799 | 210.6 | 631.8 | 0 | 0 | 0.22746 | 0 | 0.22746 | 0 | 0.22746 | 0 | 0.22746 | 0 | 3.6572 | 3.6572 | 3.6572 | 3.6572
267040-Residential Condensor Coil Cleaning Resid SF CZ10 VintAll | 0.28997 | 0.0027153 | 0.27799 | 210.6 | 631.8 | 0 | 0 | 0.22746 | 0 | 0.22746 | 0 | 0.22746 | 0 | 0.22746 | 0 | 3.6572 | 3.6572 | 3.6572 | 3.6572
267003-High Refrigerant Charge Adjustment (>= ±20% rated charge) Resid SF CZ10 Vint05 | 0.52346 | 0.0049018 | 0.55868 | 380.1821 | 3801.8214 | -0.16697 | -1.6697 | 0.26428 | 0.98982 | 0.26428 | 0.98982 | 0.26701 | 0.98982 | 0.26701 | 0.98982 | 4.7149 | 4.9032 | 4.7149 | 4.9032
267040-Residential Condensor Coil Cleaning Resid SF CZ10 VintAll | 0.28997 | 0.0027153 | 0.27799 | 210.6 | 631.8 | 0 | 0 | 0.22746 | 0 | 0.22746 | 0 | 0.22746 | 0 | 0.22746 | 0 | 3.6572 | 3.6572 | 3.6572 | 3.6572
267001-High Refrigerant Charge Adjustment (>= ±20% rated charge) Resid SFCZ10 Vint03 | 1.3341 | 0.012493 | 0.71392 | 968.9511 | 9689.511 | -0.25989 | -2.5989 | 0.29026 | 0.98982 | 0.29026 | 0.98982 | 0.29702 | 0.98982 | 0.29702 | 0.98982 | 7.4384 | 8.752 | 7.4384 | 8.752
267040-Residential Condensor Coil Cleaning Resid SF CZ10 VintAll | 0.28997 | 0.0027153 | 0.27799 | 210.6 | 631.8 | 0 | 0 | 0.22746 | 0 | 0.22746 | 0 | 0.22746 | 0 | 0.22746 | 0 | 3.6572 | 3.6572 | 3.6572 | 3.6572
267001-High Refrigerant Charge Adjustment (>= ±20% rated charge) Resid SFCZ10 Vint03 | 1.0673 | 0.0099944 | 0.57113 | 775.1609 | 7751.6088 | -0.20791 | -2.0791 | 0.29026 | 0.98982 | 0.29026 | 0.98982 | 0.29702 | 0.98982 | 0.29702 | 0.98982 | 7.4384 | 8.752 | 7.4384 | 8.752
267040-Residential Condensor Coil Cleaning Resid SF CZ10 VintAll | 0.28997 | 0.0027153 | 0.27799 | 210.6 | 631.8 | 0 | 0 | 0.22746 | 0 | 0.22746 | 0 | 0.22746 | 0 | 0.22746 | 0 | 3.6572 | 3.6572 | 3.6572 | 3.6572
267002-High Refrigerant Charge Adjustment (>= ±20% rated charge) Resid SF CZ10 Vint04 | 0.66297 | 0.0062082 | 0.5337 | 481.5041 | 4815.0414 | -0.1827 | -1.827 | 0.27922 | 0.98982 | 0.27922 | 0.98982 | 0.28138 | 0.98982 | 0.28138 | 0.98982 | 5.9725 | 6.2111 | 5.9725 | 6.2111
267040-Residential Condensor Coil Cleaning Resid SF CZ10 VintAll | 0.28997 | 0.0027153 | 0.27799 | 210.6 | 631.8 | 0 | 0 | 0.22746 | 0 | 0.22746 | 0 | 0.22746 | 0 | 0.22746 | 0 | 3.6572 | 3.6572 | 3.6572 | 3.6572
267003-High Refrigerant Charge Adjustment (>= ±20% rated charge) Resid SF CZ10 Vint05 | 0.52346 | 0.0049018 | 0.55868 | 380.1821 | 3801.8214 | -0.16697 | -1.6697 | 0.26643 | 0.98982 | 0.26643 | 0.98982 | 0.27676 | 0.98982 | 0.27676 | 0.98982 | 4.8618 | 5.7204 | 4.8618 | 5.7204
267040-Residential Condensor Coil Cleaning Resid SF CZ10 VintAll | 0.28997 | 0.0027153 | 0.27799 | 210.6 | 631.8 | 0 | 0 | 0.22746 | 0 | 0.22746 | 0 | 0.22746 | 0 | 0.22746 | 0 | 3.6572 | 3.6572 | 3.6572 | 3.6572
267003-High Refrigerant Charge Adjustment (>= ±20% rated charge) Resid SF CZ10 Vint05 | 0.52346 | 0.0049018 | 0.55868 | 380.1821 | 3801.8214 | -0.16697 | -1.6697 | 0.26643 | 0.98982 | 0.26643 | 0.98982 | 0.27676 | 0.98982 | 0.27676 | 0.98982 | 4.8618 | 5.7204 | 4.8618 | 5.7204
267040-Residential Condensor Coil Cleaning Resid SF CZ10 VintAll | 0.28997 | 0.0027153 | 0.27799 | 210.6 | 631.8 | 0 | 0 | 0.22746 | 0 | 0.22746 | 0 | 0.22746 | 0 | 0.22746 | 0 | 3.6572 | 3.6572 | 3.6572 | 3.6572
267001-High Refrigerant Charge Adjustment (>= ±20% rated charge) Resid SFCZ10 Vint03 | 0.53365 | 0.0049972 | 0.28557 | 387.5804 | 3875.8044 | -0.10395 | -1.0395 | 0.29026 | 0.98982 | 0.29026 | 0.98982 | 0.29702 | 0.98982 | 0.29702 | 0.98982 | 7.4384 | 8.752 | 7.4384 | 8.752
267040-Residential Condensor Coil Cleaning Resid SF CZ10 VintAll | 0.28997 | 0.0027153 | 0.27799 | 210.6 | 631.8 | 0 | 0 | 0.22746 | 0 | 0.22746 | 0 | 0.22746 | 0 | 0.22746 | 0 | 3.6572 | 3.6572 | 3.6572 | 3.6572
267001-High Refrigerant Charge Adjustment (>= ±20% rated charge) Resid SFCZ10 Vint03 | 1.3341 | 0.012493 | 0.71392 | 968.9511 | 9689.511 | -0.25989 | -2.5989 | 0.29026 | 0.98982 | 0.29026 | 0.98982 | 0.29702 | 0.98982 | 0.29702 | 0.98982 | 7.4384 | 8.752 | 7.4384 | 8.752
267040-Residential Condensor Coil Cleaning Resid SF CZ10 VintAll | 0.28997 | 0.0027153 | 0.27799 | 210.6 | 631.8 | 0 | 0 | 0.22746 | 0 | 0.22746 | 0 | 0.22746 | 0 | 0.22746 | 0 | 3.6572 | 3.6572 | 3.6572 | 3.6572
267002-High Refrigerant Charge Adjustment (>= ±20% rated charge) Resid SF CZ10 Vint04 | 0.44198 | 0.0041388 | 0.3558 | 321.0028 | 3210.0276 | -0.1218 | -1.218 | 0.27838 | 0.98982 | 0.27838 | 0.98982 | 0.27753 | 0.98982 | 0.27753 | 0.98982 | 5.8836 | 5.797 | 5.8836 | 5.797
267040-Residential Condensor Coil Cleaning Resid SF CZ10 VintAll | 0.28997 | 0.0027153 | 0.27799 | 210.6 | 631.8 | 0 | 0 | 0.22746 | 0 | 0.22746 | 0 | 0.22746 | 0 | 0.22746 | 0 | 3.6572 | 3.6572 | 3.6572 | 3.6572
267002-High Refrigerant Charge Adjustment (>= ±20% rated charge) Resid SF CZ10 Vint04 | 0.66297 | 0.0062082 | 0.5337 | 481.5041 | 4815.0414 | -0.1827 | -1.827 | 0.28092 | 0.98982 | 0.28092 | 0.98982 | 0.28908 | 0.98982 | 0.28908 | 0.98982 | 6.1586 | 7.2463 | 6.1586 | 7.2463
267040-Residential Condensor Coil Cleaning Resid SF CZ10 VintAll | 0.28997 | 0.0027153 | 0.27799 | 210.6 | 631.8 | 0 | 0 | 0.22746 | 0 | 0.22746 | 0 | 0.22746 | 0 | 0.22746 | 0 | 3.6572 | 3.6572 | 3.6572 | 3.6572
267001-High Refrigerant Charge Adjustment (>= ±20% rated charge) Resid SFCZ10 Vint03 | 0.80048 | 0.0074958 | 0.42835 | 581.3707 | 5813.7066 | -0.15593 | -1.5593 | 0.29026 | 0.98982 | 0.29026 | 0.98982 | 0.29702 | 0.98982 | 0.29702 | 0.98982 | 7.4384 | 8.752 | 7.4384 | 8.752
267040-Residential Condensor Coil Cleaning Resid SF CZ10 VintAll | 0.28997 | 0.0027153 | 0.27799 | 210.6 | 631.8 | 0 | 0 | 0.22746 | 0 | 0.22746 | 0 | 0.22746 | 0 | 0.22746 | 0 | 3.6572 | 3.6572 | 3.6572 | 3.6572
267003-High Refrigerant Charge Adjustment (>= ±20% rated charge) Resid SF CZ10 Vint05 | 0.52346 | 0.0049018 | 0.55868 | 380.1821 | 3801.8214 | -0.16697 | -1.6697 | 0.26643 | 0.98982 | 0.26643 | 0.98982 | 0.27676 | 0.98982 | 0.27676 | 0.98982 | 4.8618 | 5.7204 | 4.8618 | 5.7204
267040-Residential Condensor Coil Cleaning Resid SF CZ10 VintAll | 0.28997 | 0.0027153 | 0.27799 | 210.6 | 631.8 | 0 | 0 | 0.22746 | 0 | 0.22746 | 0 | 0.22746 | 0 | 0.22746 | 0 | 3.6572 | 3.6572 | 3.6572 | 3.6572
267002-High Refrigerant Charge Adjustment (>= ±20% rated charge) Resid SF CZ10 Vint04 | 0.44198 | 0.0041388 | 0.3558 | 321.0028 | 3210.0276 | -0.1218 | -1.218 | 0.28092 | 0.98982 | 0.28092 | 0.98982 | 0.28908 | 0.98982 | 0.28908 | 0.98982 | 6.1586 | 7.2463 | 6.1586 | 7.2463
267040-Residential Condensor Coil Cleaning Resid SF CZ10 VintAll | 0.28997 | 0.0027153 | 0.27799 | 210.6 | 631.8 | 0 | 0 | 0.22746 | 0 | 0.22746 | 0 | 0.22746 | 0 | 0.22746 | 0 | 3.6572 | 3.6572 | 3.6572 | 3.6572
267001-High Refrigerant Charge Adjustment (>= ±20% rated charge) Resid SFCZ10 Vint03 | 1.0673 | 0.0099944 | 0.57113 | 775.1609 | 7751.6088 | -0.20791 | -2.0791 | 0.29026 | 0.98982 | 0.29026 | 0.98982 | 0.29702 | 0.98982 | 0.29702 | 0.98982 | 7.4384 | 8.752 | 7.4384 | 8.752
267040-Residential Condensor Coil Cleaning Resid SF CZ10 VintAll | 0.28997 | 0.0027153 | 0.27799 | 210.6 | 631.8 | 0 | 0 | 0.22746 | 0 | 0.22746 | 0 | 0.22746 | 0 | 0.22746 | 0 | 3.6572 | 3.6572 | 3.6572 | 3.6572
267001-High Refrigerant Charge Adjustment (>= ±20% rated charge) Resid SFCZ10 Vint03 | 0.80048 | 0.0074958 | 0.42835 | 581.3707 | 5813.7066 | -0.15593 | -1.5593 | 0.28886 | 0.98982 | 0.28886 | 0.98982 | 0.29064 | 0.98982 | 0.29064 | 0.98982 | 7.2136 | 7.5017 | 7.2136 | 7.5017
267040-Residential Condensor Coil Cleaning Resid SF CZ10 VintAll | 0.28997 | 0.0027153 | 0.27799 | 210.6 | 631.8 | 0 | 0 | 0.22746 | 0 | 0.22746 | 0 | 0.22746 | 0 | 0.22746 | 0 | 3.6572 | 3.6572 | 3.6572 | 3.6572
267003-High Refrigerant Charge Adjustment (>= ±20% rated charge) Resid SF CZ10 Vint05 | 0.87244 | 0.0081696 | 0.93113 | 633.6369 | 6336.369 | -0.27829 | -2.7829 | 0.26643 | 0.98982 | 0.26643 | 0.98982 | 0.27676 | 0.98982 | 0.27676 | 0.98982 | 4.8618 | 5.7204 | 4.8618 | 5.7204
267040-Residential Condensor Coil Cleaning Resid SF CZ10 VintAll | 0.28997 | 0.0027153 | 0.27799 | 210.6 | 631.8 | 0 | 0 | 0.22746 | 0 | 0.22746 | 0 | 0.22746 | 0 | 0.22746 | 0 | 3.6572 | 3.6572 | 3.6572 | 3.6572
267002-High Refrigerant Charge Adjustment (>= ±20% rated charge) Resid SF CZ10 Vint04 | 0.66297 | 0.0062082 | 0.5337 | 481.5041 | 4815.0414 | -0.1827 | -1.827 | 0.28092 | 0.98982 | 0.28092 | 0.98982 | 0.28908 | 0.98982 | 0.28908 | 0.98982 | 6.1586 | 7.2463 | 6.1586 | 7.2463
267040-Residential Condensor Coil Cleaning Resid SF CZ10 VintAll | 0.28997 | 0.0027153 | 0.27799 | 210.6 | 631.8 | 0 | 0 | 0.22746 | 0 | 0.22746 | 0 | 0.22746 | 0 | 0.22746 | 0 | 3.6572 | 3.6572 | 3.6572 | 3.6572
267002-High Refrigerant Charge Adjustment (>= ±20% rated charge) Resid SF CZ10 Vint04 | 0.66297 | 0.0062082 | 0.5337 | 481.5041 | 4815.0414 | -0.1827 | -1.827 | 0.28092 | 0.98982 | 0.28092 | 0.98982 | 0.28908 | 0.98982 | 0.28908 | 0.98982 | 6.1586 | 7.2463 | 6.1586 | 7.2463
267040-Residential Condensor Coil Cleaning Resid SF CZ10 VintAll | 0.28997 | 0.0027153 | 0.27799 | 210.6 | 631.8 | 0 | 0 | 0.22746 | 0 | 0.22746 | 0 | 0.22746 | 0 | 0.22746 | 0 | 3.6572 | 3.6572 | 3.6572 | 3.6572
267001-High Refrigerant Charge Adjustment (>= ±20% rated charge) Resid SFCZ10 Vint03 | 0.80048 | 0.0074958 | 0.42835 | 581.3707 | 5813.7066 | -0.15593 | -1.5593 | 0.29026 | 0.98982 | 0.29026 | 0.98982 | 0.29702 | 0.98982 | 0.29702 | 0.98982 | 7.4384 | 8.752 | 7.4384 | 8.752
267040-Residential Condensor Coil Cleaning Resid SF CZ10 VintAll | 0.28997 | 0.0027153 | 0.27799 | 210.6 | 631.8 | 0 | 0 | 0.22746 | 0 | 0.22746 | 0 | 0.22746 | 0 | 0.22746 | 0 | 3.6572 | 3.6572 | 3.6572 | 3.6572
267001-High Refrigerant Charge Adjustment (>= ±20% rated charge) Resid SFCZ10 Vint03 | 1.0673 | 0.0099944 | 0.57113 | 775.1609 | 7751.6088 | -0.20791 | -2.0791 | 0.29026 | 0.98982 | 0.29026 | 0.98982 | 0.29702 | 0.98982 | 0.29702 | 0.98982 | 7.4384 | 8.752 | 7.4384 | 8.752
267040-Residential Condensor Coil Cleaning Resid SF CZ10 VintAll | 0.28997 | 0.0027153 | 0.27799 | 210.6 | 631.8 | 0 | 0 | 0.22746 | 0 | 0.22746 | 0 | 0.22746 | 0 | 0.22746 | 0 | 3.6572 | 3.6572 | 3.6572 | 3.6572
267001-High Refrigerant Charge Adjustment (>= ±20% rated charge) Resid SFCZ10 Vint03 | 1.3341 | 0.012493 | 0.71392 | 968.9511 | 9689.511 | -0.25989 | -2.5989 | 0.29026 | 0.98982 | 0.29026 | 0.98982 | 0.29702 | 0.98982 | 0.29702 | 0.98982 | 7.4384 | 8.752 | 7.4384 | 8.752
267040-Residential Condensor Coil Cleaning Resid SF CZ10 VintAll | 0.28997 | 0.0027153 | 0.27799 | 210.6 | 631.8 | 0 | 0 | 0.22746 | 0 | 0.22746 | 0 | 0.22746 | 0 | 0.22746 | 0 | 3.6572 | 3.6572 | 3.6572 | 3.6572
267001-High Refrigerant Charge Adjustment (>= ±20% rated charge) Resid SFCZ10 Vint03 | 0.80048 | 0.0074958 | 0.42835 | 581.3707 | 5813.7066 | -0.15593 | -1.5593 | 0.29026 | 0.98982 | 0.29026 | 0.98982 | 0.29702 | 0.98982 | 0.29702 | 0.98982 | 7.4384 | 8.752 | 7.4384 | 8.752
267040-Residential Condensor Coil Cleaning Resid SF CZ10 VintAll | 0.28997 | 0.0027153 | 0.27799 | 210.6 | 631.8 | 0 | 0 | 0.22746 | 0 | 0.22746 | 0 | 0.22746 | 0 | 0.22746 | 0 | 3.6572 | 3.6572 | 3.6572 | 3.6572
267002-High Refrigerant Charge Adjustment (>= ±20% rated charge) Resid SF CZ10 Vint04 | 1.3259 | 0.012416 | 1.0674 | 963.0083 | 9630.0828 | -0.3654 | -3.654 | 0.28092 | 0.98982 | 0.28092 | 0.98982 | 0.28908 | 0.98982 | 0.28908 | 0.98982 | 6.1586 | 7.2463 | 6.1586 | 7.2463
267040-Residential Condensor Coil Cleaning Resid SF CZ10 VintAll | 0.28997 | 0.0027153 | 0.27799 | 210.6 | 631.8 | 0 | 0 | 0.22746 | 0 | 0.22746 | 0 | 0.22746 | 0 | 0.22746 | 0 | 3.6572 | 3.6572 | 3.6572 | 3.6572
267001-High Refrigerant Charge Adjustment (>= ±20% rated charge) Resid SFCZ10 Vint03 | 1.0673 | 0.0099944 | 0.57113 | 775.1609 | 7751.6088 | -0.20791 | -2.0791 | 0.29026 | 0.98982 | 0.29026 | 0.98982 | 0.29702 | 0.98982 | 0.29702 | 0.98982 | 7.4384 | 8.752 | 7.4384 | 8.752
267040-Residential Condensor Coil Cleaning Resid SF CZ10 VintAll | 0.28997 | 0.0027153 | 0.27799 | 210.6 | 631.8 | 0 | 0 | 0.22746 | 0 | 0.22746 | 0 | 0.22746 | 0 | 0.22746 | 0 | 3.6572 | 3.6572 | 3.6572 | 3.6572
267004-High Refrigerant Charge Adjustment (>= ±20% rated charge) Resid SF CZ10 Vint01 | 0.47442 | 0.0044425 | 0.50826 | 344.5634 | 3445.6344 | -0.057086 | -0.57086 | 0.23397 | 0.98982 | 0.23397 | 0.98982 | 0.24918 | 0.98982 | 0.24918 | 0.98982 | 3.3074 | 3.8915 | 3.3074 | 3.8915
267040-Residential Condensor Coil Cleaning Resid SF CZ10 VintAll | 0.28997 | 0.0027153 | 0.27799 | 210.6 | 631.8 | 0 | 0 | 0.22746 | 0 | 0.22746 | 0 | 0.22746 | 0 | 0.22746 | 0 | 3.6572 | 3.6572 | 3.6572 | 3.6572
267002-High Refrigerant Charge Adjustment (>= ±20% rated charge) Resid SF CZ10 Vint04 | 0.88396 | 0.0082775 | 0.7116 | 642.0055 | 6420.0552 | -0.2436 | -2.436 | 0.28092 | 0.98982 | 0.28092 | 0.98982 | 0.28908 | 0.98982 | 0.28908 | 0.98982 | 6.1586 | 7.2463 | 6.1586 | 7.2463
267040-Residential Condensor Coil Cleaning Resid SF CZ10 VintAll | 0.28997 | 0.0027153 | 0.27799 | 210.6 | 631.8 | 0 | 0 | 0.22746 | 0 | 0.22746 | 0 | 0.22746 | 0 | 0.22746 | 0 | 3.6572 | 3.6572 | 3.6572 | 3.6572
267001-High Refrigerant Charge Adjustment (>= ±20% rated charge) Resid SFCZ10 Vint03 | 0.80048 | 0.0074958 | 0.42835 | 581.3707 | 5813.7066 | -0.15593 | -1.5593 | 0.29026 | 0.98982 | 0.29026 | 0.98982 | 0.29702 | 0.98982 | 0.29702 | 0.98982 | 7.4384 | 8.752 | 7.4384 | 8.752
267040-Residential Condensor Coil Cleaning Resid SF CZ10 VintAll | 0.28997 | 0.0027153 | 0.27799 | 210.6 | 631.8 | 0 | 0 | 0.22746 | 0 | 0.22746 | 0 | 0.22746 | 0 | 0.22746 | 0 | 3.6572 | 3.6572 | 3.6572 | 3.6572
267032-High Refrigerant Charge Adjustment (>= ±20% rated charge) Resid MF CZ10 Vint03 | 0.20958 | 0.0019626 | 0.16644 | 152.217 | 1522.17 | -0.12297 | -1.2297 | 0.27164 | 0.98982 | 0.27164 | 0.98982 | 0.2622 | 0.98982 | 0.2622 | 0.98982 | 5.2547 | 4.5757 | 5.2547 | 4.5757
267042-Residential Condensor Coil Cleaning Resid MF CZ10 VintAll | 0.19331 | 0.0018102 | 0.18533 | 140.4 | 421.2 | 0 | 0 | 0.18466 | 0 | 0.18466 | 0 | 0.18466 | 0 | 0.18466 | 0 | 2.4381 | 2.4381 | 2.4381 | 2.4381
267033-High Refrigerant Charge Adjustment (>= ±20% rated charge) Resid MF CZ10 Vint04 | 0.18391 | 0.0017222 | 0.17637 | 133.5719 | 1335.7188 | -0.082065 | -0.82065 | 0.26276 | 0.98982 | 0.26276 | 0.98982 | 0.25199 | 0.98982 | 0.25199 | 0.98982 | 4.6137 | 4.0175 | 4.6137 | 4.0175
267042-Residential Condensor Coil Cleaning Resid MF CZ10 VintAll | 0.19331 | 0.0018102 | 0.18533 | 140.4 | 421.2 | 0 | 0 | 0.18466 | 0 | 0.18466 | 0 | 0.18466 | 0 | 0.18466 | 0 | 2.4381 | 2.4381 | 2.4381 | 2.4381
267032-High Refrigerant Charge Adjustment (>= ±20% rated charge) Resid MF CZ10 Vint03 | 0.41917 | 0.0039251 | 0.33288 | 304.434 | 3044.34 | -0.24594 | -2.4594 | 0.27701 | 0.98982 | 0.27701 | 0.98982 | 0.28657 | 0.98982 | 0.28657 | 0.98982 | 5.7379 | 6.8635 | 5.7379 | 6.8635
267042-Residential Condensor Coil Cleaning Resid MF CZ10 VintAll | 0.19331 | 0.0018102 | 0.18533 | 140.4 | 421.2 | 0 | 0 | 0.18466 | 0 | 0.18466 | 0 | 0.18466 | 0 | 0.18466 | 0 | 2.4381 | 2.4381 | 2.4381 | 2.4381
267032-High Refrigerant Charge Adjustment (>= ±20% rated charge) Resid MF CZ10 Vint03 | 0.41917 | 0.0039251 | 0.33288 | 304.434 | 3044.34 | -0.24594 | -2.4594 | 0.27701 | 0.98982 | 0.27701 | 0.98982 | 0.28657 | 0.98982 | 0.28657 | 0.98982 | 5.7379 | 6.8635 | 5.7379 | 6.8635
267042-Residential Condensor Coil Cleaning Resid MF CZ10 VintAll | 0.19331 | 0.0018102 | 0.18533 | 140.4 | 421.2 | 0 | 0 | 0.18466 | 0 | 0.18466 | 0 | 0.18466 | 0 | 0.18466 | 0 | 2.4381 | 2.4381 | 2.4381 | 2.4381
267035-High Refrigerant Charge Adjustment (>= ±20% rated charge) Resid MF CZ10 Vint01 | 0.25883 | 0.0024238 | 0.30796 | 187.9862 | 1879.8624 | -0.057889 | -0.57889 | 0.24089 | 0.98982 | 0.24089 | 0.98982 | 0.25638 | 0.98982 | 0.25638 | 0.98982 | 3.5484 | 4.2445 | 3.5484 | 4.2445
267042-Residential Condensor Coil Cleaning Resid MF CZ10 VintAll | 0.19331 | 0.0018102 | 0.18533 | 140.4 | 421.2 | 0 | 0 | 0.18466 | 0 | 0.18466 | 0 | 0.18466 | 0 | 0.18466 | 0 | 2.4381 | 2.4381 | 2.4381 | 2.4381
267035-High Refrigerant Charge Adjustment (>= ±20% rated charge) Resid MF CZ10 Vint01 | 0.25883 | 0.0024238 | 0.30796 | 187.9862 | 1879.8624 | -0.057889 | -0.57889 | 0.24089 | 0.98982 | 0.24089 | 0.98982 | 0.25638 | 0.98982 | 0.25638 | 0.98982 | 3.5484 | 4.2445 | 3.5484 | 4.2445
267042-Residential Condensor Coil Cleaning Resid MF CZ10 VintAll | 0.19331 | 0.0018102 | 0.18533 | 140.4 | 421.2 | 0 | 0 | 0.18466 | 0 | 0.18466 | 0 | 0.18466 | 0 | 0.18466 | 0 | 2.4381 | 2.4381 | 2.4381 | 2.4381
267001-High Refrigerant Charge Adjustment (>= ±20% rated charge) Resid SFCZ10 Vint03 | 1.0673 | 0.0099944 | 0.57113 | 775.1609 | 7751.6088 | -0.20791 | -2.0791 | 0.29026 | 0.98982 | 0.29026 | 0.98982 | 0.29702 | 0.98982 | 0.29702 | 0.98982 | 7.4384 | 8.752 | 7.4384 | 8.752
267040-Residential Condensor Coil Cleaning Resid SF CZ10 VintAll | 0.28997 | 0.0027153 | 0.27799 | 210.6 | 631.8 | 0 | 0 | 0.22746 | 0 | 0.22746 | 0 | 0.22746 | 0 | 0.22746 | 0 | 3.6572 | 3.6572 | 3.6572 | 3.6572
267002-High Refrigerant Charge Adjustment (>= ±20% rated charge) Resid SF CZ10 Vint04 | 1.105 | 0.010347 | 0.8895 | 802.5069 | 8025.069 | -0.3045 | -3.045 | 0.28092 | 0.98982 | 0.28092 | 0.98982 | 0.28908 | 0.98982 | 0.28908 | 0.98982 | 6.1586 | 7.2463 | 6.1586 | 7.2463
267040-Residential Condensor Coil Cleaning Resid SF CZ10 VintAll | 0.28997 | 0.0027153 | 0.27799 | 210.6 | 631.8 | 0 | 0 | 0.22746 | 0 | 0.22746 | 0 | 0.22746 | 0 | 0.22746 | 0 | 3.6572 | 3.6572 | 3.6572 | 3.6572
267004-High Refrigerant Charge Adjustment (>= ±20% rated charge) Resid SF CZ10 Vint01 | 0.47442 | 0.0044425 | 0.50826 | 344.5634 | 3445.6344 | -0.057086 | -0.57086 | 0.23397 | 0.98982 | 0.23397 | 0.98982 | 0.24918 | 0.98982 | 0.24918 | 0.98982 | 3.3074 | 3.8915 | 3.3074 | 3.8915
267040-Residential Condensor Coil Cleaning Resid SF CZ10 VintAll | 0.28997 | 0.0027153 | 0.27799 | 210.6 | 631.8 | 0 | 0 | 0.22746 | 0 | 0.22746 | 0 | 0.22746 | 0 | 0.22746 | 0 | 3.6572 | 3.6572 | 3.6572 | 3.6572
267003-High Refrigerant Charge Adjustment (>= ±20% rated charge) Resid SF CZ10 Vint05 | 0.34898 | 0.0032679 | 0.37245 | 253.4548 | 2534.5476 | -0.11132 | -1.1132 | 0.26321 | 0.98982 | 0.26321 | 0.98982 | 0.26213 | 0.98982 | 0.26213 | 0.98982 | 4.6447 | 4.5763 | 4.6447 | 4.5763
267040-Residential Condensor Coil Cleaning Resid SF CZ10 VintAll | 0.28997 | 0.0027153 | 0.27799 | 210.6 | 631.8 | 0 | 0 | 0.22746 | 0 | 0.22746 | 0 | 0.22746 | 0 | 0.22746 | 0 | 3.6572 | 3.6572 | 3.6572 | 3.6572
267001-High Refrigerant Charge Adjustment (>= ±20% rated charge) Resid SFCZ10 Vint03 | 0.80048 | 0.0074958 | 0.42835 | 581.3707 | 5813.7066 | -0.15593 | -1.5593 | 0.29026 | 0.98982 | 0.29026 | 0.98982 | 0.29702 | 0.98982 | 0.29702 | 0.98982 | 7.4384 | 8.752 | 7.4384 | 8.752
267040-Residential Condensor Coil Cleaning Resid SF CZ10 VintAll | 0.28997 | 0.0027153 | 0.27799 | 210.6 | 631.8 | 0 | 0 | 0.22746 | 0 | 0.22746 | 0 | 0.22746 | 0 | 0.22746 | 0 | 3.6572 | 3.6572 | 3.6572 | 3.6572
267001-High Refrigerant Charge Adjustment (>= ±20% rated charge) Resid SFCZ10 Vint03 | 0.80048 | 0.0074958 | 0.42835 | 581.3707 | 5813.7066 | -0.15593 | -1.5593 | 0.29026 | 0.98982 | 0.29026 | 0.98982 | 0.29702 | 0.98982 | 0.29702 | 0.98982 | 7.4384 | 8.752 | 7.4384 | 8.752
267040-Residential Condensor Coil Cleaning Resid SF CZ10 VintAll | 0.28997 | 0.0027153 | 0.27799 | 210.6 | 631.8 | 0 | 0 | 0.22746 | 0 | 0.22746 | 0 | 0.22746 | 0 | 0.22746 | 0 | 3.6572 | 3.6572 | 3.6572 | 3.6572
267040-Residential Condensor Coil Cleaning Resid SF CZ10 VintAll | 0.28997 | 0.0027153 | 0.27799 | 210.6 | 631.8 | 0 | 0 | 0.22746 | 0 | 0.22746 | 0 | 0.22746 | 0 | 0.22746 | 0 | 3.6572 | 3.6572 | 3.6572 | 3.6572
267002-High Refrigerant Charge Adjustment (>= ±20% rated charge) Resid SF CZ10 Vint04 | 0.88396 | 0.0082775 | 0.7116 | 642.0055 | 6420.0552 | -0.2436 | -2.436 | 0.28092 | 0.98982 | 0.28092 | 0.98982 | 0.28908 | 0.98982 | 0.28908 | 0.98982 | 6.1586 | 7.2463 | 6.1586 | 7.2463
267040-Residential Condensor Coil Cleaning Resid SF CZ10 VintAll | 0.28997 | 0.0027153 | 0.27799 | 210.6 | 631.8 | 0 | 0 | 0.22746 | 0 | 0.22746 | 0 | 0.22746 | 0 | 0.22746 | 0 | 3.6572 | 3.6572 | 3.6572 | 3.6572
267040-Residential Condensor Coil Cleaning Resid SF CZ10 VintAll | 0.28997 | 0.0027153 | 0.27799 | 210.6 | 631.8 | 0 | 0 | 0.22746 | 0 | 0.22746 | 0 | 0.22746 | 0 | 0.22746 | 0 | 3.6572 | 3.6572 | 3.6572 | 3.6572
267032-High Refrigerant Charge Adjustment (>= ±20% rated charge) Resid MF CZ10 Vint03 | 0.20958 | 0.0019626 | 0.16644 | 152.217 | 1522.17 | -0.12297 | -1.2297 | 0.27164 | 0.98982 | 0.27164 | 0.98982 | 0.2622 | 0.98982 | 0.2622 | 0.98982 | 5.2547 | 4.5757 | 5.2547 | 4.5757
267042-Residential Condensor Coil Cleaning Resid MF CZ10 VintAll | 0.19331 | 0.0018102 | 0.18533 | 140.4 | 421.2 | 0 | 0 | 0.18466 | 0 | 0.18466 | 0 | 0.18466 | 0 | 0.18466 | 0 | 2.4381 | 2.4381 | 2.4381 | 2.4381
267033-High Refrigerant Charge Adjustment (>= ±20% rated charge) Resid MF CZ10 Vint04 | 0.36782 | 0.0034444 | 0.35275 | 267.1438 | 2671.4376 | -0.16413 | -1.6413 | 0.26887 | 0.98982 | 0.26887 | 0.98982 | 0.27976 | 0.98982 | 0.27976 | 0.98982 | 5.0379 | 6.0263 | 5.0379 | 6.0263
267042-Residential Condensor Coil Cleaning Resid MF CZ10 VintAll | 0.19331 | 0.0018102 | 0.18533 | 140.4 | 421.2 | 0 | 0 | 0.18466 | 0 | 0.18466 | 0 | 0.18466 | 0 | 0.18466 | 0 | 2.4381 | 2.4381 | 2.4381 | 2.4381
267032-High Refrigerant Charge Adjustment (>= ±20% rated charge) Resid MF CZ10 Vint03 | 0.41917 | 0.0039251 | 0.33288 | 304.434 | 3044.34 | -0.24594 | -2.4594 | 0.27701 | 0.98982 | 0.27701 | 0.98982 | 0.28657 | 0.98982 | 0.28657 | 0.98982 | 5.7379 | 6.8635 | 5.7379 | 6.8635
267042-Residential Condensor Coil Cleaning Resid MF CZ10 VintAll | 0.19331 | 0.0018102 | 0.18533 | 140.4 | 421.2 | 0 | 0 | 0.18466 | 0 | 0.18466 | 0 | 0.18466 | 0 | 0.18466 | 0 | 2.4381 | 2.4381 | 2.4381 | 2.4381
267032-High Refrigerant Charge Adjustment (>= ±20% rated charge) Resid MF CZ10 Vint03 | 0.20958 | 0.0019626 | 0.16644 | 152.217 | 1522.17 | -0.12297 | -1.2297 | 0.27164 | 0.98982 | 0.27164 | 0.98982 | 0.2622 | 0.98982 | 0.2622 | 0.98982 | 5.2547 | 4.5757 | 5.2547 | 4.5757
267042-Residential Condensor Coil Cleaning Resid MF CZ10 VintAll | 0.19331 | 0.0018102 | 0.18533 | 140.4 | 421.2 | 0 | 0 | 0.18466 | 0 | 0.18466 | 0 | 0.18466 | 0 | 0.18466 | 0 | 2.4381 | 2.4381 | 2.4381 | 2.4381
267035-High Refrigerant Charge Adjustment (>= ±20% rated charge) Resid MF CZ10 Vint01 | 0.12942 | 0.0012119 | 0.15398 | 93.9931 | 939.9312 | -0.028945 | -0.28945 | 0.23221 | 0.98982 | 0.23221 | 0.98982 | 0.21691 | 0.98982 | 0.21691 | 0.98982 | 3.2495 | 2.8296 | 3.2495 | 2.8296
267042-Residential Condensor Coil Cleaning Resid MF CZ10 VintAll | 0.19331 | 0.0018102 | 0.18533 | 140.4 | 421.2 | 0 | 0 | 0.18466 | 0 | 0.18466 | 0 | 0.18466 | 0 | 0.18466 | 0 | 2.4381 | 2.4381 | 2.4381 | 2.4381
267032-High Refrigerant Charge Adjustment (>= ±20% rated charge) Resid MF CZ10 Vint03 | 0.41917 | 0.0039251 | 0.33288 | 304.434 | 3044.34 | -0.24594 | -2.4594 | 0.27701 | 0.98982 | 0.27701 | 0.98982 | 0.28657 | 0.98982 | 0.28657 | 0.98982 | 5.7379 | 6.8635 | 5.7379 | 6.8635
267042-Residential Condensor Coil Cleaning Resid MF CZ10 VintAll | 0.19331 | 0.0018102 | 0.18533 | 140.4 | 421.2 | 0 | 0 | 0.18466 | 0 | 0.18466 | 0 | 0.18466 | 0 | 0.18466 | 0 | 2.4381 | 2.4381 | 2.4381 | 2.4381
267033-High Refrigerant Charge Adjustment (>= ±20% rated charge) Resid MF CZ10 Vint04 | 0.36782 | 0.0034444 | 0.35275 | 267.1438 | 2671.4376 | -0.16413 | -1.6413 | 0.26887 | 0.98982 | 0.26887 | 0.98982 | 0.27976 | 0.98982 | 0.27976 | 0.98982 | 5.0379 | 6.0263 | 5.0379 | 6.0263
267042-Residential Condensor Coil Cleaning Resid MF CZ10 VintAll | 0.19331 | 0.0018102 | 0.18533 | 140.4 | 421.2 | 0 | 0 | 0.18466 | 0 | 0.18466 | 0 | 0.18466 | 0 | 0.18466 | 0 | 2.4381 | 2.4381 | 2.4381 | 2.4381
267032-High Refrigerant Charge Adjustment (>= ±20% rated charge) Resid MF CZ10 Vint03 | 0.20958 | 0.0019626 | 0.16644 | 152.217 | 1522.17 | -0.12297 | -1.2297 | 0.27164 | 0.98982 | 0.27164 | 0.98982 | 0.2622 | 0.98982 | 0.2622 | 0.98982 | 5.2547 | 4.5757 | 5.2547 | 4.5757
267042-Residential Condensor Coil Cleaning Resid MF CZ10 VintAll | 0.19331 | 0.0018102 | 0.18533 | 140.4 | 421.2 | 0 | 0 | 0.18466 | 0 | 0.18466 | 0 | 0.18466 | 0 | 0.18466 | 0 | 2.4381 | 2.4381 | 2.4381 | 2.4381
267032-High Refrigerant Charge Adjustment (>= ±20% rated charge) Resid MF CZ10 Vint03 | 0.41917 | 0.0039251 | 0.33288 | 304.434 | 3044.34 | -0.24594 | -2.4594 | 0.27701 | 0.98982 | 0.27701 | 0.98982 | 0.28657 | 0.98982 | 0.28657 | 0.98982 | 5.7379 | 6.8635 | 5.7379 | 6.8635
267042-Residential Condensor Coil Cleaning Resid MF CZ10 VintAll | 0.19331 | 0.0018102 | 0.18533 | 140.4 | 421.2 | 0 | 0 | 0.18466 | 0 | 0.18466 | 0 | 0.18466 | 0 | 0.18466 | 0 | 2.4381 | 2.4381 | 2.4381 | 2.4381
267032-High Refrigerant Charge Adjustment (>= ±20% rated charge) Resid MF CZ10 Vint03 | 0.20958 | 0.0019626 | 0.16644 | 152.217 | 1522.17 | -0.12297 | -1.2297 | 0.27164 | 0.98982 | 0.27164 | 0.98982 | 0.2622 | 0.98982 | 0.2622 | 0.98982 | 5.2547 | 4.5757 | 5.2547 | 4.5757
267042-Residential Condensor Coil Cleaning Resid MF CZ10 VintAll | 0.19331 | 0.0018102 | 0.18533 | 140.4 | 421.2 | 0 | 0 | 0.18466 | 0 | 0.18466 | 0 | 0.18466 | 0 | 0.18466 | 0 | 2.4381 | 2.4381 | 2.4381 | 2.4381
267033-High Refrigerant Charge Adjustment (>= ±20% rated charge) Resid MF CZ10 Vint04 | 0.36782 | 0.0034444 | 0.35275 | 267.1438 | 2671.4376 | -0.16413 | -1.6413 | 0.26887 | 0.98982 | 0.26887 | 0.98982 | 0.27976 | 0.98982 | 0.27976 | 0.98982 | 5.0379 | 6.0263 | 5.0379 | 6.0263
267042-Residential Condensor Coil Cleaning Resid MF CZ10 VintAll | 0.19331 | 0.0018102 | 0.18533 | 140.4 | 421.2 | 0 | 0 | 0.18466 | 0 | 0.18466 | 0 | 0.18466 | 0 | 0.18466 | 0 | 2.4381 | 2.4381 | 2.4381 | 2.4381
267032-High Refrigerant Charge Adjustment (>= ±20% rated charge) Resid MF CZ10 Vint03 | 0.41917 | 0.0039251 | 0.33288 | 304.434 | 3044.34 | -0.24594 | -2.4594 | 0.27701 | 0.98982 | 0.27701 | 0.98982 | 0.28657 | 0.98982 | 0.28657 | 0.98982 | 5.7379 | 6.8635 | 5.7379 | 6.8635
267042-Residential Condensor Coil Cleaning Resid MF CZ10 VintAll | 0.19331 | 0.0018102 | 0.18533 | 140.4 | 421.2 | 0 | 0 | 0.18466 | 0 | 0.18466 | 0 | 0.18466 | 0 | 0.18466 | 0 | 2.4381 | 2.4381 | 2.4381 | 2.4381
267033-High Refrigerant Charge Adjustment (>= ±20% rated charge) Resid MF CZ10 Vint04 | 0.36782 | 0.0034444 | 0.35275 | 267.1438 | 2671.4376 | -0.16413 | -1.6413 | 0.26887 | 0.98982 | 0.26887 | 0.98982 | 0.27976 | 0.98982 | 0.27976 | 0.98982 | 5.0379 | 6.0263 | 5.0379 | 6.0263
267042-Residential Condensor Coil Cleaning Resid MF CZ10 VintAll | 0.19331 | 0.0018102 | 0.18533 | 140.4 | 421.2 | 0 | 0 | 0.18466 | 0 | 0.18466 | 0 | 0.18466 | 0 | 0.18466 | 0 | 2.4381 | 2.4381 | 2.4381 | 2.4381
267033-High Refrigerant Charge Adjustment (>= ±20% rated charge) Resid MF CZ10 Vint04 | 0.36782 | 0.0034444 | 0.35275 | 267.1438 | 2671.4376 | -0.16413 | -1.6413 | 0.26887 | 0.98982 | 0.26887 | 0.98982 | 0.27976 | 0.98982 | 0.27976 | 0.98982 | 5.0379 | 6.0263 | 5.0379 | 6.0263
267042-Residential Condensor Coil Cleaning Resid MF CZ10 VintAll | 0.19331 | 0.0018102 | 0.18533 | 140.4 | 421.2 | 0 | 0 | 0.18466 | 0 | 0.18466 | 0 | 0.18466 | 0 | 0.18466 | 0 | 2.4381 | 2.4381 | 2.4381 | 2.4381
267032-High Refrigerant Charge Adjustment (>= ±20% rated charge) Resid MF CZ10 Vint03 | 0.41917 | 0.0039251 | 0.33288 | 304.434 | 3044.34 | -0.24594 | -2.4594 | 0.27701 | 0.98982 | 0.27701 | 0.98982 | 0.28657 | 0.98982 | 0.28657 | 0.98982 | 5.7379 | 6.8635 | 5.7379 | 6.8635
267042-Residential Condensor Coil Cleaning Resid MF CZ10 VintAll | 0.19331 | 0.0018102 | 0.18533 | 140.4 | 421.2 | 0 | 0 | 0.18466 | 0 | 0.18466 | 0 | 0.18466 | 0 | 0.18466 | 0 | 2.4381 | 2.4381 | 2.4381 | 2.4381
267032-High Refrigerant Charge Adjustment (>= ±20% rated charge) Resid MF CZ10 Vint03 | 0.41917 | 0.0039251 | 0.33288 | 304.434 | 3044.34 | -0.24594 | -2.4594 | 0.27701 | 0.98982 | 0.27701 | 0.98982 | 0.28657 | 0.98982 | 0.28657 | 0.98982 | 5.7379 | 6.8635 | 5.7379 | 6.8635
267042-Residential Condensor Coil Cleaning Resid MF CZ10 VintAll | 0.19331 | 0.0018102 | 0.18533 | 140.4 | 421.2 | 0 | 0 | 0.18466 | 0 | 0.18466 | 0 | 0.18466 | 0 | 0.18466 | 0 | 2.4381 | 2.4381 | 2.4381 | 2.4381
267042-Residential Condensor Coil Cleaning Resid MF CZ10 VintAll | 0.19331 | 0.0018102 | 0.18533 | 140.4 | 421.2 | 0 | 0 | 0.18466 | 0 | 0.18466 | 0 | 0.18466 | 0 | 0.18466 | 0 | 2.4381 | 2.4381 | 2.4381 | 2.4381
267032-High Refrigerant Charge Adjustment (>= ±20% rated charge) Resid MF CZ10 Vint03 | 0.41917 | 0.0039251 | 0.33288 | 304.434 | 3044.34 | -0.24594 | -2.4594 | 0.27701 | 0.98982 | 0.27701 | 0.98982 | 0.28657 | 0.98982 | 0.28657 | 0.98982 | 5.7379 | 6.8635 | 5.7379 | 6.8635
267042-Residential Condensor Coil Cleaning Resid MF CZ10 VintAll | 0.19331 | 0.0018102 | 0.18533 | 140.4 | 421.2 | 0 | 0 | 0.18466 | 0 | 0.18466 | 0 | 0.18466 | 0 | 0.18466 | 0 | 2.4381 | 2.4381 | 2.4381 | 2.4381
267034-High Refrigerant Charge Adjustment (>= ±20% rated charge) Resid MF CZ10 Vint05 | 0.30153 | 0.0028236 | 0.30962 | 218.9975 | 2189.9748 | -0.10423 | -1.0423 | 0.25426 | 0.98982 | 0.25426 | 0.98982 | 0.26755 | 0.98982 | 0.26755 | 0.98982 | 4.1317 | 4.9422 | 4.1317 | 4.9422
267042-Residential Condensor Coil Cleaning Resid MF CZ10 VintAll | 0.19331 | 0.0018102 | 0.18533 | 140.4 | 421.2 | 0 | 0 | 0.18466 | 0 | 0.18466 | 0 | 0.18466 | 0 | 0.18466 | 0 | 2.4381 | 2.4381 | 2.4381 | 2.4381
267033-High Refrigerant Charge Adjustment (>= ±20% rated charge) Resid MF CZ10 Vint04 | 0.36782 | 0.0034444 | 0.35275 | 267.1438 | 2671.4376 | -0.16413 | -1.6413 | 0.26887 | 0.98982 | 0.26887 | 0.98982 | 0.27976 | 0.98982 | 0.27976 | 0.98982 | 5.0379 | 6.0263 | 5.0379 | 6.0263
267042-Residential Condensor Coil Cleaning Resid MF CZ10 VintAll | 0.19331 | 0.0018102 | 0.18533 | 140.4 | 421.2 | 0 | 0 | 0.18466 | 0 | 0.18466 | 0 | 0.18466 | 0 | 0.18466 | 0 | 2.4381 | 2.4381 | 2.4381 | 2.4381
267032-High Refrigerant Charge Adjustment (>= ±20% rated charge) Resid MF CZ10 Vint03 | 0.41917 | 0.0039251 | 0.33288 | 304.434 | 3044.34 | -0.24594 | -2.4594 | 0.27701 | 0.98982 | 0.27701 | 0.98982 | 0.28657 | 0.98982 | 0.28657 | 0.98982 | 5.7379 | 6.8635 | 5.7379 | 6.8635
267042-Residential Condensor Coil Cleaning Resid MF CZ10 VintAll | 0.19331 | 0.0018102 | 0.18533 | 140.4 | 421.2 | 0 | 0 | 0.18466 | 0 | 0.18466 | 0 | 0.18466 | 0 | 0.18466 | 0 | 2.4381 | 2.4381 | 2.4381 | 2.4381
267033-High Refrigerant Charge Adjustment (>= ±20% rated charge) Resid MF CZ10 Vint04 | 0.36782 | 0.0034444 | 0.35275 | 267.1438 | 2671.4376 | -0.16413 | -1.6413 | 0.26887 | 0.98982 | 0.26887 | 0.98982 | 0.27976 | 0.98982 | 0.27976 | 0.98982 | 5.0379 | 6.0263 | 5.0379 | 6.0263
267042-Residential Condensor Coil Cleaning Resid MF CZ10 VintAll | 0.19331 | 0.0018102 | 0.18533 | 140.4 | 421.2 | 0 | 0 | 0.18466 | 0 | 0.18466 | 0 | 0.18466 | 0 | 0.18466 | 0 | 2.4381 | 2.4381 | 2.4381 | 2.4381
267035-High Refrigerant Charge Adjustment (>= ±20% rated charge) Resid MF CZ10 Vint01 | 0.25883 | 0.0024238 | 0.30796 | 187.9862 | 1879.8624 | -0.057889 | -0.57889 | 0.24089 | 0.98982 | 0.24089 | 0.98982 | 0.25638 | 0.98982 | 0.25638 | 0.98982 | 3.5484 | 4.2445 | 3.5484 | 4.2445
267042-Residential Condensor Coil Cleaning Resid MF CZ10 VintAll | 0.19331 | 0.0018102 | 0.18533 | 140.4 | 421.2 | 0 | 0 | 0.18466 | 0 | 0.18466 | 0 | 0.18466 | 0 | 0.18466 | 0 | 2.4381 | 2.4381 | 2.4381 | 2.4381
267033-High Refrigerant Charge Adjustment (>= ±20% rated charge) Resid MF CZ10 Vint04 | 0.36782 | 0.0034444 | 0.35275 | 267.1438 | 2671.4376 | -0.16413 | -1.6413 | 0.26887 | 0.98982 | 0.26887 | 0.98982 | 0.27976 | 0.98982 | 0.27976 | 0.98982 | 5.0379 | 6.0263 | 5.0379 | 6.0263
267042-Residential Condensor Coil Cleaning Resid MF CZ10 VintAll | 0.19331 | 0.0018102 | 0.18533 | 140.4 | 421.2 | 0 | 0 | 0.18466 | 0 | 0.18466 | 0 | 0.18466 | 0 | 0.18466 | 0 | 2.4381 | 2.4381 | 2.4381 | 2.4381
267033-High Refrigerant Charge Adjustment (>= ±20% rated charge) Resid MF CZ10 Vint04 | 0.36782 | 0.0034444 | 0.35275 | 267.1438 | 2671.4376 | -0.16413 | -1.6413 | 0.26887 | 0.98982 | 0.26887 | 0.98982 | 0.27976 | 0.98982 | 0.27976 | 0.98982 | 5.0379 | 6.0263 | 5.0379 | 6.0263
267042-Residential Condensor Coil Cleaning Resid MF CZ10 VintAll | 0.19331 | 0.0018102 | 0.18533 | 140.4 | 421.2 | 0 | 0 | 0.18466 | 0 | 0.18466 | 0 | 0.18466 | 0 | 0.18466 | 0 | 2.4381 | 2.4381 | 2.4381 | 2.4381
267035-High Refrigerant Charge Adjustment (>= ±20% rated charge) Resid MF CZ10 Vint01 | 0.38825 | 0.0036356 | 0.46194 | 281.9794 | 2819.7936 | -0.086834 | -0.86834 | 0.24089 | 0.98982 | 0.24089 | 0.98982 | 0.25638 | 0.98982 | 0.25638 | 0.98982 | 3.5484 | 4.2445 | 3.5484 | 4.2445
267042-Residential Condensor Coil Cleaning Resid MF CZ10 VintAll | 0.19331 | 0.0018102 | 0.18533 | 140.4 | 421.2 | 0 | 0 | 0.18466 | 0 | 0.18466 | 0 | 0.18466 | 0 | 0.18466 | 0 | 2.4381 | 2.4381 | 2.4381 | 2.4381
267033-High Refrigerant Charge Adjustment (>= ±20% rated charge) Resid MF CZ10 Vint04 | 0.55174 | 0.0051665 | 0.52912 | 400.7156 | 4007.1564 | -0.24619 | -2.4619 | 0.26887 | 0.98982 | 0.26887 | 0.98982 | 0.27976 | 0.98982 | 0.27976 | 0.98982 | 5.0379 | 6.0263 | 5.0379 | 6.0263
267042-Residential Condensor Coil Cleaning Resid MF CZ10 VintAll | 0.19331 | 0.0018102 | 0.18533 | 140.4 | 421.2 | 0 | 0 | 0.18466 | 0 | 0.18466 | 0 | 0.18466 | 0 | 0.18466 | 0 | 2.4381 | 2.4381 | 2.4381 | 2.4381
267004-High Refrigerant Charge Adjustment (>= ±20% rated charge) Resid SF CZ10 Vint01 | 0.47442 | 0.0044425 | 0.50826 | 344.5634 | 3445.6344 | -0.057086 | -0.57086 | 0.23397 | 0.98982 | 0.23397 | 0.98982 | 0.24918 | 0.98982 | 0.24918 | 0.98982 | 3.3074 | 3.8915 | 3.3074 | 3.8915
267040-Residential Condensor Coil Cleaning Resid SF CZ10 VintAll | 0.28997 | 0.0027153 | 0.27799 | 210.6 | 631.8 | 0 | 0 | 0.22746 | 0 | 0.22746 | 0 | 0.22746 | 0 | 0.22746 | 0 | 3.6572 | 3.6572 | 3.6572 | 3.6572
267030-Commercial HVAC Diagnostic/Tune-up Com All CZ10 VintAll | 0.07932 | 0.031643 | 0.17085 | 243.746 | 2437.46 | 0 | 0 | 0.11089 | 0 | 0.11089 | 0 | 0.11089 | 0 | 0.11089 | 0 | 3.1314 | 3.1314 | 3.1314 | 3.1314
267045-Commercial Condensor Coil Cleaning (all units - savings at 50% of DEER) Com All CZ10 VintAll | 0.037567 | 0.014987 | 0.10374 | 115.44 | 346.32 | 0 | 0 | 0.088788 | 0 | 0.088788 | 0 | 0.088788 | 0 | 0.088788 | 0 | 2.4214 | 2.4214 | 2.4214 | 2.4214
267030-Commercial HVAC Diagnostic/Tune-up Com All CZ10 VintAll | 0.07932 | 0.031643 | 0.17085 | 243.746 | 2437.46 | 0 | 0 | 0.11089 | 0 | 0.11089 | 0 | 0.11089 | 0 | 0.11089 | 0 | 3.1314 | 3.1314 | 3.1314 | 3.1314
267045-Commercial Condensor Coil Cleaning (all units - savings at 50% of DEER) Com All CZ10 VintAll | 0.037567 | 0.014987 | 0.10374 | 115.44 | 346.32 | 0 | 0 | 0.088788 | 0 | 0.088788 | 0 | 0.088788 | 0 | 0.088788 | 0 | 2.4214 | 2.4214 | 2.4214 | 2.4214
267001-High Refrigerant Charge Adjustment (>= ±20% rated charge) Resid SFCZ10 Vint03 | 1.0673 | 0.0099944 | 0.57113 | 775.1609 | 7751.6088 | -0.20791 | -2.0791 | 0.29026 | 0.98982 | 0.29026 | 0.98982 | 0.29702 | 0.98982 | 0.29702 | 0.98982 | 7.4384 | 8.752 | 7.4384 | 8.752
267001-High Refrigerant Charge Adjustment (>= ±20% rated charge) Resid SFCZ10 Vint03 | 0.80048 | 0.0074958 | 0.42835 | 581.3707 | 5813.7066 | -0.15593 | -1.5593 | 0.29026 | 0.98982 | 0.29026 | 0.98982 | 0.29702 | 0.98982 | 0.29702 | 0.98982 | 7.4384 | 8.752 | 7.4384 | 8.752
267040-Residential Condensor Coil Cleaning Resid SF CZ10 VintAll | 0.28997 | 0.0027153 | 0.27799 | 210.6 | 631.8 | 0 | 0 | 0.22746 | 0 | 0.22746 | 0 | 0.22746 | 0 | 0.22746 | 0 | 3.6572 | 3.6572 | 3.6572 | 3.6572
267001-High Refrigerant Charge Adjustment (>= ±20% rated charge) Resid SFCZ10 Vint03 | 0.80048 | 0.0074958 | 0.42835 | 581.3707 | 5813.7066 | -0.15593 | -1.5593 | 0.28886 | 0.98982 | 0.28886 | 0.98982 | 0.29064 | 0.98982 | 0.29064 | 0.98982 | 7.2136 | 7.5017 | 7.2136 | 7.5017
267040-Residential Condensor Coil Cleaning Resid SF CZ10 VintAll | 0.28997 | 0.0027153 | 0.27799 | 210.6 | 631.8 | 0 | 0 | 0.22746 | 0 | 0.22746 | 0 | 0.22746 | 0 | 0.22746 | 0 | 3.6572 | 3.6572 | 3.6572 | 3.6572
267004-High Refrigerant Charge Adjustment (>= ±20% rated charge) Resid SF CZ10 Vint01 | 0.35582 | 0.0033319 | 0.3812 | 258.4226 | 2584.2258 | -0.042815 | -0.42815 | 0.23397 | 0.98982 | 0.23397 | 0.98982 | 0.24918 | 0.98982 | 0.24918 | 0.98982 | 3.3074 | 3.8915 | 3.3074 | 3.8915
267040-Residential Condensor Coil Cleaning Resid SF CZ10 VintAll | 0.28997 | 0.0027153 | 0.27799 | 210.6 | 631.8 | 0 | 0 | 0.22746 | 0 | 0.22746 | 0 | 0.22746 | 0 | 0.22746 | 0 | 3.6572 | 3.6572 | 3.6572 | 3.6572
267002-High Refrigerant Charge Adjustment (>= ±20% rated charge) Resid SF CZ10 Vint04 | 0.88396 | 0.0082775 | 0.7116 | 642.0055 | 6420.0552 | -0.2436 | -2.436 | 0.28092 | 0.98982 | 0.28092 | 0.98982 | 0.28908 | 0.98982 | 0.28908 | 0.98982 | 6.1586 | 7.2463 | 6.1586 | 7.2463
267040-Residential Condensor Coil Cleaning Resid SF CZ10 VintAll | 0.28997 | 0.0027153 | 0.27799 | 210.6 | 631.8 | 0 | 0 | 0.22746 | 0 | 0.22746 | 0 | 0.22746 | 0 | 0.22746 | 0 | 3.6572 | 3.6572 | 3.6572 | 3.6572
267001-High Refrigerant Charge Adjustment (>= ±20% rated charge) Resid SFCZ10 Vint03 | 1.3341 | 0.012493 | 0.71392 | 968.9511 | 9689.511 | -0.25989 | -2.5989 | 0.29026 | 0.98982 | 0.29026 | 0.98982 | 0.29702 | 0.98982 | 0.29702 | 0.98982 | 7.4384 | 8.752 | 7.4384 | 8.752
267040-Residential Condensor Coil Cleaning Resid SF CZ10 VintAll | 0.28997 | 0.0027153 | 0.27799 | 210.6 | 631.8 | 0 | 0 | 0.22746 | 0 | 0.22746 | 0 | 0.22746 | 0 | 0.22746 | 0 | 3.6572 | 3.6572 | 3.6572 | 3.6572
267002-High Refrigerant Charge Adjustment (>= ±20% rated charge) Resid SF CZ10 Vint04 | 0.66297 | 0.0062082 | 0.5337 | 481.5041 | 4815.0414 | -0.1827 | -1.827 | 0.28092 | 0.98982 | 0.28092 | 0.98982 | 0.28908 | 0.98982 | 0.28908 | 0.98982 | 6.1586 | 7.2463 | 6.1586 | 7.2463
267040-Residential Condensor Coil Cleaning Resid SF CZ10 VintAll | 0.28997 | 0.0027153 | 0.27799 | 210.6 | 631.8 | 0 | 0 | 0.22746 | 0 | 0.22746 | 0 | 0.22746 | 0 | 0.22746 | 0 | 3.6572 | 3.6572 | 3.6572 | 3.6572
267002-High Refrigerant Charge Adjustment (>= ±20% rated charge) Resid SF CZ10 Vint04 | 0.66297 | 0.0062082 | 0.5337 | 481.5041 | 4815.0414 | -0.1827 | -1.827 | 0.27922 | 0.98982 | 0.27922 | 0.98982 | 0.28138 | 0.98982 | 0.28138 | 0.98982 | 5.9725 | 6.2111 | 5.9725 | 6.2111
267040-Residential Condensor Coil Cleaning Resid SF CZ10 VintAll | 0.28997 | 0.0027153 | 0.27799 | 210.6 | 631.8 | 0 | 0 | 0.22746 | 0 | 0.22746 | 0 | 0.22746 | 0 | 0.22746 | 0 | 3.6572 | 3.6572 | 3.6572 | 3.6572
267001-High Refrigerant Charge Adjustment (>= ±20% rated charge) Resid SFCZ10 Vint03 | 0.80048 | 0.0074958 | 0.42835 | 581.3707 | 5813.7066 | -0.15593 | -1.5593 | 0.29026 | 0.98982 | 0.29026 | 0.98982 | 0.29702 | 0.98982 | 0.29702 | 0.98982 | 7.4384 | 8.752 | 7.4384 | 8.752
267040-Residential Condensor Coil Cleaning Resid SF CZ10 VintAll | 0.28997 | 0.0027153 | 0.27799 | 210.6 | 631.8 | 0 | 0 | 0.22746 | 0 | 0.22746 | 0 | 0.22746 | 0 | 0.22746 | 0 | 3.6572 | 3.6572 | 3.6572 | 3.6572
267002-High Refrigerant Charge Adjustment (>= ±20% rated charge) Resid SF CZ10 Vint04 | 0.88396 | 0.0082775 | 0.7116 | 642.0055 | 6420.0552 | -0.2436 | -2.436 | 0.28092 | 0.98982 | 0.28092 | 0.98982 | 0.28908 | 0.98982 | 0.28908 | 0.98982 | 6.1586 | 7.2463 | 6.1586 | 7.2463
267040-Residential Condensor Coil Cleaning Resid SF CZ10 VintAll | 0.28997 | 0.0027153 | 0.27799 | 210.6 | 631.8 | 0 | 0 | 0.22746 | 0 | 0.22746 | 0 | 0.22746 | 0 | 0.22746 | 0 | 3.6572 | 3.6572 | 3.6572 | 3.6572
267002-High Refrigerant Charge Adjustment (>= ±20% rated charge) Resid SF CZ10 Vint04 | 0.66297 | 0.0062082 | 0.5337 | 481.5041 | 4815.0414 | -0.1827 | -1.827 | 0.27922 | 0.98982 | 0.27922 | 0.98982 | 0.28138 | 0.98982 | 0.28138 | 0.98982 | 5.9725 | 6.2111 | 5.9725 | 6.2111
267040-Residential Condensor Coil Cleaning Resid SF CZ10 VintAll | 0.28997 | 0.0027153 | 0.27799 | 210.6 | 631.8 | 0 | 0 | 0.22746 | 0 | 0.22746 | 0 | 0.22746 | 0 | 0.22746 | 0 | 3.6572 | 3.6572 | 3.6572 | 3.6572
267002-High Refrigerant Charge Adjustment (>= ±20% rated charge) Resid SF CZ10 Vint04 | 0.44198 | 0.0041388 | 0.3558 | 321.0028 | 3210.0276 | -0.1218 | -1.218 | 0.28092 | 0.98982 | 0.28092 | 0.98982 | 0.28908 | 0.98982 | 0.28908 | 0.98982 | 6.1586 | 7.2463 | 6.1586 | 7.2463
267040-Residential Condensor Coil Cleaning Resid SF CZ10 VintAll | 0.28997 | 0.0027153 | 0.27799 | 210.6 | 631.8 | 0 | 0 | 0.22746 | 0 | 0.22746 | 0 | 0.22746 | 0 | 0.22746 | 0 | 3.6572 | 3.6572 | 3.6572 | 3.6572
267032-High Refrigerant Charge Adjustment (>= ±20% rated charge) Resid MF CZ10 Vint03 | 0.41917 | 0.0039251 | 0.33288 | 304.434 | 3044.34 | -0.24594 | -2.4594 | 0.27701 | 0.98982 | 0.27701 | 0.98982 | 0.28657 | 0.98982 | 0.28657 | 0.98982 | 5.7379 | 6.8635 | 5.7379 | 6.8635
267042-Residential Condensor Coil Cleaning Resid MF CZ10 VintAll | 0.19331 | 0.0018102 | 0.18533 | 140.4 | 421.2 | 0 | 0 | 0.18466 | 0 | 0.18466 | 0 | 0.18466 | 0 | 0.18466 | 0 | 2.4381 | 2.4381 | 2.4381 | 2.4381
267032-High Refrigerant Charge Adjustment (>= ±20% rated charge) Resid MF CZ10 Vint03 | 0.41917 | 0.0039251 | 0.33288 | 304.434 | 3044.34 | -0.24594 | -2.4594 | 0.27701 | 0.98982 | 0.27701 | 0.98982 | 0.28657 | 0.98982 | 0.28657 | 0.98982 | 5.7379 | 6.8635 | 5.7379 | 6.8635
267042-Residential Condensor Coil Cleaning Resid MF CZ10 VintAll | 0.19331 | 0.0018102 | 0.18533 | 140.4 | 421.2 | 0 | 0 | 0.18466 | 0 | 0.18466 | 0 | 0.18466 | 0 | 0.18466 | 0 | 2.4381 | 2.4381 | 2.4381 | 2.4381
267033-High Refrigerant Charge Adjustment (>= ±20% rated charge) Resid MF CZ10 Vint04 | 0.18391 | 0.0017222 | 0.17637 | 133.5719 | 1335.7188 | -0.082065 | -0.82065 | 0.26276 | 0.98982 | 0.26276 | 0.98982 | 0.25199 | 0.98982 | 0.25199 | 0.98982 | 4.6137 | 4.0175 | 4.6137 | 4.0175
267042-Residential Condensor Coil Cleaning Resid MF CZ10 VintAll | 0.19331 | 0.0018102 | 0.18533 | 140.4 | 421.2 | 0 | 0 | 0.18466 | 0 | 0.18466 | 0 | 0.18466 | 0 | 0.18466 | 0 | 2.4381 | 2.4381 | 2.4381 | 2.4381
267035-High Refrigerant Charge Adjustment (>= ±20% rated charge) Resid MF CZ10 Vint01 | 0.12942 | 0.0012119 | 0.15398 | 93.9931 | 939.9312 | -0.028945 | -0.28945 | 0.23221 | 0.98982 | 0.23221 | 0.98982 | 0.21691 | 0.98982 | 0.21691 | 0.98982 | 3.2495 | 2.8296 | 3.2495 | 2.8296
267042-Residential Condensor Coil Cleaning Resid MF CZ10 VintAll | 0.19331 | 0.0018102 | 0.18533 | 140.4 | 421.2 | 0 | 0 | 0.18466 | 0 | 0.18466 | 0 | 0.18466 | 0 | 0.18466 | 0 | 2.4381 | 2.4381 | 2.4381 | 2.4381
267035-High Refrigerant Charge Adjustment (>= ±20% rated charge) Resid MF CZ10 Vint01 | 0.25883 | 0.0024238 | 0.30796 | 187.9862 | 1879.8624 | -0.057889 | -0.57889 | 0.24089 | 0.98982 | 0.24089 | 0.98982 | 0.25638 | 0.98982 | 0.25638 | 0.98982 | 3.5484 | 4.2445 | 3.5484 | 4.2445
267042-Residential Condensor Coil Cleaning Resid MF CZ10 VintAll | 0.19331 | 0.0018102 | 0.18533 | 140.4 | 421.2 | 0 | 0 | 0.18466 | 0 | 0.18466 | 0 | 0.18466 | 0 | 0.18466 | 0 | 2.4381 | 2.4381 | 2.4381 | 2.4381
267032-High Refrigerant Charge Adjustment (>= ±20% rated charge) Resid MF CZ10 Vint03 | 0.20958 | 0.0019626 | 0.16644 | 152.217 | 1522.17 | -0.12297 | -1.2297 | 0.27164 | 0.98982 | 0.27164 | 0.98982 | 0.2622 | 0.98982 | 0.2622 | 0.98982 | 5.2547 | 4.5757 | 5.2547 | 4.5757
267042-Residential Condensor Coil Cleaning Resid MF CZ10 VintAll | 0.19331 | 0.0018102 | 0.18533 | 140.4 | 421.2 | 0 | 0 | 0.18466 | 0 | 0.18466 | 0 | 0.18466 | 0 | 0.18466 | 0 | 2.4381 | 2.4381 | 2.4381 | 2.4381
267034-High Refrigerant Charge Adjustment (>= ±20% rated charge) Resid MF CZ10 Vint05 | 0.15077 | 0.0014118 | 0.15481 | 109.4987 | 1094.9874 | -0.052114 | -0.52114 | 0.24681 | 0.98982 | 0.24681 | 0.98982 | 0.23368 | 0.98982 | 0.23368 | 0.98982 | 3.7837 | 3.2948 | 3.7837 | 3.2948
267042-Residential Condensor Coil Cleaning Resid MF CZ10 VintAll | 0.19331 | 0.0018102 | 0.18533 | 140.4 | 421.2 | 0 | 0 | 0.18466 | 0 | 0.18466 | 0 | 0.18466 | 0 | 0.18466 | 0 | 2.4381 | 2.4381 | 2.4381 | 2.4381
267035-High Refrigerant Charge Adjustment (>= ±20% rated charge) Resid MF CZ10 Vint01 | 0.25883 | 0.0024238 | 0.30796 | 187.9862 | 1879.8624 | -0.057889 | -0.57889 | 0.24089 | 0.98982 | 0.24089 | 0.98982 | 0.25638 | 0.98982 | 0.25638 | 0.98982 | 3.5484 | 4.2445 | 3.5484 | 4.2445
267042-Residential Condensor Coil Cleaning Resid MF CZ10 VintAll | 0.19331 | 0.0018102 | 0.18533 | 140.4 | 421.2 | 0 | 0 | 0.18466 | 0 | 0.18466 | 0 | 0.18466 | 0 | 0.18466 | 0 | 2.4381 | 2.4381 | 2.4381 | 2.4381
267001-High Refrigerant Charge Adjustment (>= ±20% rated charge) Resid SFCZ10 Vint03 | 1.3341 | 0.012493 | 0.71392 | 968.9511 | 9689.511 | -0.25989 | -2.5989 | 0.29026 | 0.98982 | 0.29026 | 0.98982 | 0.29702 | 0.98982 | 0.29702 | 0.98982 | 7.4384 | 8.752 | 7.4384 | 8.752
267040-Residential Condensor Coil Cleaning Resid SF CZ10 VintAll | 0.28997 | 0.0027153 | 0.27799 | 210.6 | 631.8 | 0 | 0 | 0.22746 | 0 | 0.22746 | 0 | 0.22746 | 0 | 0.22746 | 0 | 3.6572 | 3.6572 | 3.6572 | 3.6572
267001-High Refrigerant Charge Adjustment (>= ±20% rated charge) Resid SFCZ10 Vint03 | 1.3341 | 0.012493 | 0.71392 | 968.9511 | 9689.511 | -0.25989 | -2.5989 | 0.29026 | 0.98982 | 0.29026 | 0.98982 | 0.29702 | 0.98982 | 0.29702 | 0.98982 | 7.4384 | 8.752 | 7.4384 | 8.752
267040-Residential Condensor Coil Cleaning Resid SF CZ10 VintAll | 0.28997 | 0.0027153 | 0.27799 | 210.6 | 631.8 | 0 | 0 | 0.22746 | 0 | 0.22746 | 0 | 0.22746 | 0 | 0.22746 | 0 | 3.6572 | 3.6572 | 3.6572 | 3.6572
267001-High Refrigerant Charge Adjustment (>= ±20% rated charge) Resid SFCZ10 Vint03 | 0.80048 | 0.0074958 | 0.42835 | 581.3707 | 5813.7066 | -0.15593 | -1.5593 | 0.29026 | 0.98982 | 0.29026 | 0.98982 | 0.29702 | 0.98982 | 0.29702 | 0.98982 | 7.4384 | 8.752 | 7.4384 | 8.752
267040-Residential Condensor Coil Cleaning Resid SF CZ10 VintAll | 0.28997 | 0.0027153 | 0.27799 | 210.6 | 631.8 | 0 | 0 | 0.22746 | 0 | 0.22746 | 0 | 0.22746 | 0 | 0.22746 | 0 | 3.6572 | 3.6572 | 3.6572 | 3.6572
267003-High Refrigerant Charge Adjustment (>= ±20% rated charge) Resid SF CZ10 Vint05 | 0.52346 | 0.0049018 | 0.55868 | 380.1821 | 3801.8214 | -0.16697 | -1.6697 | 0.26643 | 0.98982 | 0.26643 | 0.98982 | 0.27676 | 0.98982 | 0.27676 | 0.98982 | 4.8618 | 5.7204 | 4.8618 | 5.7204
267040-Residential Condensor Coil Cleaning Resid SF CZ10 VintAll | 0.28997 | 0.0027153 | 0.27799 | 210.6 | 631.8 | 0 | 0 | 0.22746 | 0 | 0.22746 | 0 | 0.22746 | 0 | 0.22746 | 0 | 3.6572 | 3.6572 | 3.6572 | 3.6572
267002-High Refrigerant Charge Adjustment (>= ±20% rated charge) Resid SF CZ10 Vint04 | 0.88396 | 0.0082775 | 0.7116 | 642.0055 | 6420.0552 | -0.2436 | -2.436 | 0.28092 | 0.98982 | 0.28092 | 0.98982 | 0.28908 | 0.98982 | 0.28908 | 0.98982 | 6.1586 | 7.2463 | 6.1586 | 7.2463
267040-Residential Condensor Coil Cleaning Resid SF CZ10 VintAll | 0.28997 | 0.0027153 | 0.27799 | 210.6 | 631.8 | 0 | 0 | 0.22746 | 0 | 0.22746 | 0 | 0.22746 | 0 | 0.22746 | 0 | 3.6572 | 3.6572 | 3.6572 | 3.6572
267002-High Refrigerant Charge Adjustment (>= ±20% rated charge) Resid SF CZ10 Vint04 | 1.105 | 0.010347 | 0.8895 | 802.5069 | 8025.069 | -0.3045 | -3.045 | 0.28092 | 0.98982 | 0.28092 | 0.98982 | 0.28908 | 0.98982 | 0.28908 | 0.98982 | 6.1586 | 7.2463 | 6.1586 | 7.2463
267040-Residential Condensor Coil Cleaning Resid SF CZ10 VintAll | 0.28997 | 0.0027153 | 0.27799 | 210.6 | 631.8 | 0 | 0 | 0.22746 | 0 | 0.22746 | 0 | 0.22746 | 0 | 0.22746 | 0 | 3.6572 | 3.6572 | 3.6572 | 3.6572
267002-High Refrigerant Charge Adjustment (>= ±20% rated charge) Resid SF CZ10 Vint04 | 1.105 | 0.010347 | 0.8895 | 802.5069 | 8025.069 | -0.3045 | -3.045 | 0.28092 | 0.98982 | 0.28092 | 0.98982 | 0.28908 | 0.98982 | 0.28908 | 0.98982 | 6.1586 | 7.2463 | 6.1586 | 7.2463
267040-Residential Condensor Coil Cleaning Resid SF CZ10 VintAll | 0.28997 | 0.0027153 | 0.27799 | 210.6 | 631.8 | 0 | 0 | 0.22746 | 0 | 0.22746 | 0 | 0.22746 | 0 | 0.22746 | 0 | 3.6572 | 3.6572 | 3.6572 | 3.6572
267033-High Refrigerant Charge Adjustment (>= ±20% rated charge) Resid MF CZ10 Vint04 | 0.36782 | 0.0034444 | 0.35275 | 267.1438 | 2671.4376 | -0.16413 | -1.6413 | 0.26887 | 0.98982 | 0.26887 | 0.98982 | 0.27976 | 0.98982 | 0.27976 | 0.98982 | 5.0379 | 6.0263 | 5.0379 | 6.0263
267042-Residential Condensor Coil Cleaning Resid MF CZ10 VintAll | 0.19331 | 0.0018102 | 0.18533 | 140.4 | 421.2 | 0 | 0 | 0.18466 | 0 | 0.18466 | 0 | 0.18466 | 0 | 0.18466 | 0 | 2.4381 | 2.4381 | 2.4381 | 2.4381
267033-High Refrigerant Charge Adjustment (>= ±20% rated charge) Resid MF CZ10 Vint04 | 0.18391 | 0.0017222 | 0.17637 | 133.5719 | 1335.7188 | -0.082065 | -0.82065 | 0.26276 | 0.98982 | 0.26276 | 0.98982 | 0.25199 | 0.98982 | 0.25199 | 0.98982 | 4.6137 | 4.0175 | 4.6137 | 4.0175
267042-Residential Condensor Coil Cleaning Resid MF CZ10 VintAll | 0.19331 | 0.0018102 | 0.18533 | 140.4 | 421.2 | 0 | 0 | 0.18466 | 0 | 0.18466 | 0 | 0.18466 | 0 | 0.18466 | 0 | 2.4381 | 2.4381 | 2.4381 | 2.4381
267033-High Refrigerant Charge Adjustment (>= ±20% rated charge) Resid MF CZ10 Vint04 | 0.18391 | 0.0017222 | 0.17637 | 133.5719 | 1335.7188 | -0.082065 | -0.82065 | 0.26276 | 0.98982 | 0.26276 | 0.98982 | 0.25199 | 0.98982 | 0.25199 | 0.98982 | 4.6137 | 4.0175 | 4.6137 | 4.0175
267042-Residential Condensor Coil Cleaning Resid MF CZ10 VintAll | 0.19331 | 0.0018102 | 0.18533 | 140.4 | 421.2 | 0 | 0 | 0.18466 | 0 | 0.18466 | 0 | 0.18466 | 0 | 0.18466 | 0 | 2.4381 | 2.4381 | 2.4381 | 2.4381
267032-High Refrigerant Charge Adjustment (>= ±20% rated charge) Resid MF CZ10 Vint03 | 0.41917 | 0.0039251 | 0.33288 | 304.434 | 3044.34 | -0.24594 | -2.4594 | 0.27701 | 0.98982 | 0.27701 | 0.98982 | 0.28657 | 0.98982 | 0.28657 | 0.98982 | 5.7379 | 6.8635 | 5.7379 | 6.8635
267042-Residential Condensor Coil Cleaning Resid MF CZ10 VintAll | 0.19331 | 0.0018102 | 0.18533 | 140.4 | 421.2 | 0 | 0 | 0.18466 | 0 | 0.18466 | 0 | 0.18466 | 0 | 0.18466 | 0 | 2.4381 | 2.4381 | 2.4381 | 2.4381
267033-High Refrigerant Charge Adjustment (>= ±20% rated charge) Resid MF CZ10 Vint04 | 0.18391 | 0.0017222 | 0.17637 | 133.5719 | 1335.7188 | -0.082065 | -0.82065 | 0.26276 | 0.98982 | 0.26276 | 0.98982 | 0.25199 | 0.98982 | 0.25199 | 0.98982 | 4.6137 | 4.0175 | 4.6137 | 4.0175
267042-Residential Condensor Coil Cleaning Resid MF CZ10 VintAll | 0.19331 | 0.0018102 | 0.18533 | 140.4 | 421.2 | 0 | 0 | 0.18466 | 0 | 0.18466 | 0 | 0.18466 | 0 | 0.18466 | 0 | 2.4381 | 2.4381 | 2.4381 | 2.4381
267034-High Refrigerant Charge Adjustment (>= ±20% rated charge) Resid MF CZ10 Vint05 | 0.30153 | 0.0028236 | 0.30962 | 218.9975 | 2189.9748 | -0.10423 | -1.0423 | 0.25426 | 0.98982 | 0.25426 | 0.98982 | 0.26755 | 0.98982 | 0.26755 | 0.98982 | 4.1317 | 4.9422 | 4.1317 | 4.9422
267042-Residential Condensor Coil Cleaning Resid MF CZ10 VintAll | 0.19331 | 0.0018102 | 0.18533 | 140.4 | 421.2 | 0 | 0 | 0.18466 | 0 | 0.18466 | 0 | 0.18466 | 0 | 0.18466 | 0 | 2.4381 | 2.4381 | 2.4381 | 2.4381
267035-High Refrigerant Charge Adjustment (>= ±20% rated charge) Resid MF CZ10 Vint01 | 0.12942 | 0.0012119 | 0.15398 | 93.9931 | 939.9312 | -0.028945 | -0.28945 | 0.23221 | 0.98982 | 0.23221 | 0.98982 | 0.21691 | 0.98982 | 0.21691 | 0.98982 | 3.2495 | 2.8296 | 3.2495 | 2.8296
267042-Residential Condensor Coil Cleaning Resid MF CZ10 VintAll | 0.19331 | 0.0018102 | 0.18533 | 140.4 | 421.2 | 0 | 0 | 0.18466 | 0 | 0.18466 | 0 | 0.18466 | 0 | 0.18466 | 0 | 2.4381 | 2.4381 | 2.4381 | 2.4381
267032-High Refrigerant Charge Adjustment (>= ±20% rated charge) Resid MF CZ10 Vint03 | 0.20958 | 0.0019626 | 0.16644 | 152.217 | 1522.17 | -0.12297 | -1.2297 | 0.27164 | 0.98982 | 0.27164 | 0.98982 | 0.2622 | 0.98982 | 0.2622 | 0.98982 | 5.2547 | 4.5757 | 5.2547 | 4.5757
267042-Residential Condensor Coil Cleaning Resid MF CZ10 VintAll | 0.19331 | 0.0018102 | 0.18533 | 140.4 | 421.2 | 0 | 0 | 0.18466 | 0 | 0.18466 | 0 | 0.18466 | 0 | 0.18466 | 0 | 2.4381 | 2.4381 | 2.4381 | 2.4381
267001-High Refrigerant Charge Adjustment (>= ±20% rated charge) Resid SFCZ10 Vint03 | 0.80048 | 0.0074958 | 0.42835 | 581.3707 | 5813.7066 | -0.15593 | -1.5593 | 0.29026 | 0.98982 | 0.29026 | 0.98982 | 0.29702 | 0.98982 | 0.29702 | 0.98982 | 7.4384 | 8.752 | 7.4384 | 8.752
267040-Residential Condensor Coil Cleaning Resid SF CZ10 VintAll | 0.28997 | 0.0027153 | 0.27799 | 210.6 | 631.8 | 0 | 0 | 0.22746 | 0 | 0.22746 | 0 | 0.22746 | 0 | 0.22746 | 0 | 3.6572 | 3.6572 | 3.6572 | 3.6572
267001-High Refrigerant Charge Adjustment (>= ±20% rated charge) Resid SFCZ10 Vint03 | 1.0673 | 0.0099944 | 0.57113 | 775.1609 | 7751.6088 | -0.20791 | -2.0791 | 0.29026 | 0.98982 | 0.29026 | 0.98982 | 0.29702 | 0.98982 | 0.29702 | 0.98982 | 7.4384 | 8.752 | 7.4384 | 8.752
267040-Residential Condensor Coil Cleaning Resid SF CZ10 VintAll | 0.28997 | 0.0027153 | 0.27799 | 210.6 | 631.8 | 0 | 0 | 0.22746 | 0 | 0.22746 | 0 | 0.22746 | 0 | 0.22746 | 0 | 3.6572 | 3.6572 | 3.6572 | 3.6572
267002-High Refrigerant Charge Adjustment (>= ±20% rated charge) Resid SF CZ10 Vint04 | 0.66297 | 0.0062082 | 0.5337 | 481.5041 | 4815.0414 | -0.1827 | -1.827 | 0.28092 | 0.98982 | 0.28092 | 0.98982 | 0.28908 | 0.98982 | 0.28908 | 0.98982 | 6.1586 | 7.2463 | 6.1586 | 7.2463
267040-Residential Condensor Coil Cleaning Resid SF CZ10 VintAll | 0.28997 | 0.0027153 | 0.27799 | 210.6 | 631.8 | 0 | 0 | 0.22746 | 0 | 0.22746 | 0 | 0.22746 | 0 | 0.22746 | 0 | 3.6572 | 3.6572 | 3.6572 | 3.6572
267004-High Refrigerant Charge Adjustment (>= ±20% rated charge) Resid SF CZ10 Vint01 | 0.35582 | 0.0033319 | 0.3812 | 258.4226 | 2584.2258 | -0.042815 | -0.42815 | 0.23397 | 0.98982 | 0.23397 | 0.98982 | 0.24918 | 0.98982 | 0.24918 | 0.98982 | 3.3074 | 3.8915 | 3.3074 | 3.8915
267040-Residential Condensor Coil Cleaning Resid SF CZ10 VintAll | 0.28997 | 0.0027153 | 0.27799 | 210.6 | 631.8 | 0 | 0 | 0.22746 | 0 | 0.22746 | 0 | 0.22746 | 0 | 0.22746 | 0 | 3.6572 | 3.6572 | 3.6572 | 3.6572
267032-High Refrigerant Charge Adjustment (>= ±20% rated charge) Resid MF CZ10 Vint03 | 0.20958 | 0.0019626 | 0.16644 | 152.217 | 1522.17 | -0.12297 | -1.2297 | 0.27164 | 0.98982 | 0.27164 | 0.98982 | 0.2622 | 0.98982 | 0.2622 | 0.98982 | 5.2547 | 4.5757 | 5.2547 | 4.5757
267042-Residential Condensor Coil Cleaning Resid MF CZ10 VintAll | 0.19331 | 0.0018102 | 0.18533 | 140.4 | 421.2 | 0 | 0 | 0.18466 | 0 | 0.18466 | 0 | 0.18466 | 0 | 0.18466 | 0 | 2.4381 | 2.4381 | 2.4381 | 2.4381
267035-High Refrigerant Charge Adjustment (>= ±20% rated charge) Resid MF CZ10 Vint01 | 0.25883 | 0.0024238 | 0.30796 | 187.9862 | 1879.8624 | -0.057889 | -0.57889 | 0.24089 | 0.98982 | 0.24089 | 0.98982 | 0.25638 | 0.98982 | 0.25638 | 0.98982 | 3.5484 | 4.2445 | 3.5484 | 4.2445
267042-Residential Condensor Coil Cleaning Resid MF CZ10 VintAll | 0.19331 | 0.0018102 | 0.18533 | 140.4 | 421.2 | 0 | 0 | 0.18466 | 0 | 0.18466 | 0 | 0.18466 | 0 | 0.18466 | 0 | 2.4381 | 2.4381 | 2.4381 | 2.4381
267032-High Refrigerant Charge Adjustment (>= ±20% rated charge) Resid MF CZ10 Vint03 | 0.20958 | 0.0019626 | 0.16644 | 152.217 | 1522.17 | -0.12297 | -1.2297 | 0.27164 | 0.98982 | 0.27164 | 0.98982 | 0.2622 | 0.98982 | 0.2622 | 0.98982 | 5.2547 | 4.5757 | 5.2547 | 4.5757
267042-Residential Condensor Coil Cleaning Resid MF CZ10 VintAll | 0.19331 | 0.0018102 | 0.18533 | 140.4 | 421.2 | 0 | 0 | 0.18466 | 0 | 0.18466 | 0 | 0.18466 | 0 | 0.18466 | 0 | 2.4381 | 2.4381 | 2.4381 | 2.4381
267032-High Refrigerant Charge Adjustment (>= ±20% rated charge) Resid MF CZ10 Vint03 | 0.20958 | 0.0019626 | 0.16644 | 152.217 | 1522.17 | -0.12297 | -1.2297 | 0.27164 | 0.98982 | 0.27164 | 0.98982 | 0.2622 | 0.98982 | 0.2622 | 0.98982 | 5.2547 | 4.5757 | 5.2547 | 4.5757
267042-Residential Condensor Coil Cleaning Resid MF CZ10 VintAll | 0.19331 | 0.0018102 | 0.18533 | 140.4 | 421.2 | 0 | 0 | 0.18466 | 0 | 0.18466 | 0 | 0.18466 | 0 | 0.18466 | 0 | 2.4381 | 2.4381 | 2.4381 | 2.4381
267035-High Refrigerant Charge Adjustment (>= ±20% rated charge) Resid MF CZ10 Vint01 | 0.12942 | 0.0012119 | 0.15398 | 93.9931 | 939.9312 | -0.028945 | -0.28945 | 0.23221 | 0.98982 | 0.23221 | 0.98982 | 0.21691 | 0.98982 | 0.21691 | 0.98982 | 3.2495 | 2.8296 | 3.2495 | 2.8296
267042-Residential Condensor Coil Cleaning Resid MF CZ10 VintAll | 0.19331 | 0.0018102 | 0.18533 | 140.4 | 421.2 | 0 | 0 | 0.18466 | 0 | 0.18466 | 0 | 0.18466 | 0 | 0.18466 | 0 | 2.4381 | 2.4381 | 2.4381 | 2.4381
267004-High Refrigerant Charge Adjustment (>= ±20% rated charge) Resid SF CZ10 Vint01 | 0.47442 | 0.0044425 | 0.50826 | 344.5634 | 3445.6344 | -0.057086 | -0.57086 | 0.23397 | 0.98982 | 0.23397 | 0.98982 | 0.24918 | 0.98982 | 0.24918 | 0.98982 | 3.3074 | 3.8915 | 3.3074 | 3.8915
267040-Residential Condensor Coil Cleaning Resid SF CZ10 VintAll | 0.28997 | 0.0027153 | 0.27799 | 210.6 | 631.8 | 0 | 0 | 0.22746 | 0 | 0.22746 | 0 | 0.22746 | 0 | 0.22746 | 0 | 3.6572 | 3.6572 | 3.6572 | 3.6572
267002-High Refrigerant Charge Adjustment (>= ±20% rated charge) Resid SF CZ10 Vint04 | 0.88396 | 0.0082775 | 0.7116 | 642.0055 | 6420.0552 | -0.2436 | -2.436 | 0.28092 | 0.98982 | 0.28092 | 0.98982 | 0.28908 | 0.98982 | 0.28908 | 0.98982 | 6.1586 | 7.2463 | 6.1586 | 7.2463
267040-Residential Condensor Coil Cleaning Resid SF CZ10 VintAll | 0.28997 | 0.0027153 | 0.27799 | 210.6 | 631.8 | 0 | 0 | 0.22746 | 0 | 0.22746 | 0 | 0.22746 | 0 | 0.22746 | 0 | 3.6572 | 3.6572 | 3.6572 | 3.6572
267002-High Refrigerant Charge Adjustment (>= ±20% rated charge) Resid SF CZ10 Vint04 | 0.66297 | 0.0062082 | 0.5337 | 481.5041 | 4815.0414 | -0.1827 | -1.827 | 0.28092 | 0.98982 | 0.28092 | 0.98982 | 0.28908 | 0.98982 | 0.28908 | 0.98982 | 6.1586 | 7.2463 | 6.1586 | 7.2463
267040-Residential Condensor Coil Cleaning Resid SF CZ10 VintAll | 0.28997 | 0.0027153 | 0.27799 | 210.6 | 631.8 | 0 | 0 | 0.22746 | 0 | 0.22746 | 0 | 0.22746 | 0 | 0.22746 | 0 | 3.6572 | 3.6572 | 3.6572 | 3.6572
267001-High Refrigerant Charge Adjustment (>= ±20% rated charge) Resid SFCZ10 Vint03 | 1.0673 | 0.0099944 | 0.57113 | 775.1609 | 7751.6088 | -0.20791 | -2.0791 | 0.29026 | 0.98982 | 0.29026 | 0.98982 | 0.29702 | 0.98982 | 0.29702 | 0.98982 | 7.4384 | 8.752 | 7.4384 | 8.752
267040-Residential Condensor Coil Cleaning Resid SF CZ10 VintAll | 0.28997 | 0.0027153 | 0.27799 | 210.6 | 631.8 | 0 | 0 | 0.22746 | 0 | 0.22746 | 0 | 0.22746 | 0 | 0.22746 | 0 | 3.6572 | 3.6572 | 3.6572 | 3.6572
267003-High Refrigerant Charge Adjustment (>= ±20% rated charge) Resid SF CZ10 Vint05 | 0.69795 | 0.0065357 | 0.74491 | 506.9095 | 5069.0952 | -0.22263 | -2.2263 | 0.26643 | 0.98982 | 0.26643 | 0.98982 | 0.27676 | 0.98982 | 0.27676 | 0.98982 | 4.8618 | 5.7204 | 4.8618 | 5.7204
267040-Residential Condensor Coil Cleaning Resid SF CZ10 VintAll | 0.28997 | 0.0027153 | 0.27799 | 210.6 | 631.8 | 0 | 0 | 0.22746 | 0 | 0.22746 | 0 | 0.22746 | 0 | 0.22746 | 0 | 3.6572 | 3.6572 | 3.6572 | 3.6572
267040-Residential Condensor Coil Cleaning Resid SF CZ10 VintAll | 0.28997 | 0.0027153 | 0.27799 | 210.6 | 631.8 | 0 | 0 | 0.22746 | 0 | 0.22746 | 0 | 0.22746 | 0 | 0.22746 | 0 | 3.6572 | 3.6572 | 3.6572 | 3.6572
267001-High Refrigerant Charge Adjustment (>= ±20% rated charge) Resid SFCZ10 Vint03 | 1.3341 | 0.012493 | 0.71392 | 968.9511 | 9689.511 | -0.25989 | -2.5989 | 0.29026 | 0.98982 | 0.29026 | 0.98982 | 0.29702 | 0.98982 | 0.29702 | 0.98982 | 7.4384 | 8.752 | 7.4384 | 8.752
267040-Residential Condensor Coil Cleaning Resid SF CZ10 VintAll | 0.28997 | 0.0027153 | 0.27799 | 210.6 | 631.8 | 0 | 0 | 0.22746 | 0 | 0.22746 | 0 | 0.22746 | 0 | 0.22746 | 0 | 3.6572 | 3.6572 | 3.6572 | 3.6572
267001-High Refrigerant Charge Adjustment (>= ±20% rated charge) Resid SFCZ10 Vint03 | 1.0673 | 0.0099944 | 0.57113 | 775.1609 | 7751.6088 | -0.20791 | -2.0791 | 0.29026 | 0.98982 | 0.29026 | 0.98982 | 0.29702 | 0.98982 | 0.29702 | 0.98982 | 7.4384 | 8.752 | 7.4384 | 8.752
267040-Residential Condensor Coil Cleaning Resid SF CZ10 VintAll | 0.28997 | 0.0027153 | 0.27799 | 210.6 | 631.8 | 0 | 0 | 0.22746 | 0 | 0.22746 | 0 | 0.22746 | 0 | 0.22746 | 0 | 3.6572 | 3.6572 | 3.6572 | 3.6572
267001-High Refrigerant Charge Adjustment (>= ±20% rated charge) Resid SFCZ10 Vint03 | 0.80048 | 0.0074958 | 0.42835 | 581.3707 | 5813.7066 | -0.15593 | -1.5593 | 0.28886 | 0.98982 | 0.28886 | 0.98982 | 0.29064 | 0.98982 | 0.29064 | 0.98982 | 7.2136 | 7.5017 | 7.2136 | 7.5017
267040-Residential Condensor Coil Cleaning Resid SF CZ10 VintAll | 0.28997 | 0.0027153 | 0.27799 | 210.6 | 631.8 | 0 | 0 | 0.22746 | 0 | 0.22746 | 0 | 0.22746 | 0 | 0.22746 | 0 | 3.6572 | 3.6572 | 3.6572 | 3.6572
267003-High Refrigerant Charge Adjustment (>= ±20% rated charge) Resid SF CZ10 Vint05 | 0.52346 | 0.0049018 | 0.55868 | 380.1821 | 3801.8214 | -0.16697 | -1.6697 | 0.26643 | 0.98982 | 0.26643 | 0.98982 | 0.27676 | 0.98982 | 0.27676 | 0.98982 | 4.8618 | 5.7204 | 4.8618 | 5.7204
267040-Residential Condensor Coil Cleaning Resid SF CZ10 VintAll | 0.28997 | 0.0027153 | 0.27799 | 210.6 | 631.8 | 0 | 0 | 0.22746 | 0 | 0.22746 | 0 | 0.22746 | 0 | 0.22746 | 0 | 3.6572 | 3.6572 | 3.6572 | 3.6572
267034-High Refrigerant Charge Adjustment (>= ±20% rated charge) Resid MF CZ10 Vint05 | 0.15077 | 0.0014118 | 0.15481 | 109.4987 | 1094.9874 | -0.052114 | -0.52114 | 0.24681 | 0.98982 | 0.24681 | 0.98982 | 0.23368 | 0.98982 | 0.23368 | 0.98982 | 3.7837 | 3.2948 | 3.7837 | 3.2948
267042-Residential Condensor Coil Cleaning Resid MF CZ10 VintAll | 0.19331 | 0.0018102 | 0.18533 | 140.4 | 421.2 | 0 | 0 | 0.18466 | 0 | 0.18466 | 0 | 0.18466 | 0 | 0.18466 | 0 | 2.4381 | 2.4381 | 2.4381 | 2.4381
267032-High Refrigerant Charge Adjustment (>= ±20% rated charge) Resid MF CZ10 Vint03 | 0.20958 | 0.0019626 | 0.16644 | 152.217 | 1522.17 | -0.12297 | -1.2297 | 0.27164 | 0.98982 | 0.27164 | 0.98982 | 0.2622 | 0.98982 | 0.2622 | 0.98982 | 5.2547 | 4.5757 | 5.2547 | 4.5757
267042-Residential Condensor Coil Cleaning Resid MF CZ10 VintAll | 0.19331 | 0.0018102 | 0.18533 | 140.4 | 421.2 | 0 | 0 | 0.18466 | 0 | 0.18466 | 0 | 0.18466 | 0 | 0.18466 | 0 | 2.4381 | 2.4381 | 2.4381 | 2.4381
267034-High Refrigerant Charge Adjustment (>= ±20% rated charge) Resid MF CZ10 Vint05 | 0.15077 | 0.0014118 | 0.15481 | 109.4987 | 1094.9874 | -0.052114 | -0.52114 | 0.24681 | 0.98982 | 0.24681 | 0.98982 | 0.23368 | 0.98982 | 0.23368 | 0.98982 | 3.7837 | 3.2948 | 3.7837 | 3.2948
267042-Residential Condensor Coil Cleaning Resid MF CZ10 VintAll | 0.19331 | 0.0018102 | 0.18533 | 140.4 | 421.2 | 0 | 0 | 0.18466 | 0 | 0.18466 | 0 | 0.18466 | 0 | 0.18466 | 0 | 2.4381 | 2.4381 | 2.4381 | 2.4381
267033-High Refrigerant Charge Adjustment (>= ±20% rated charge) Resid MF CZ10 Vint04 | 0.18391 | 0.0017222 | 0.17637 | 133.5719 | 1335.7188 | -0.082065 | -0.82065 | 0.26276 | 0.98982 | 0.26276 | 0.98982 | 0.25199 | 0.98982 | 0.25199 | 0.98982 | 4.6137 | 4.0175 | 4.6137 | 4.0175
267042-Residential Condensor Coil Cleaning Resid MF CZ10 VintAll | 0.19331 | 0.0018102 | 0.18533 | 140.4 | 421.2 | 0 | 0 | 0.18466 | 0 | 0.18466 | 0 | 0.18466 | 0 | 0.18466 | 0 | 2.4381 | 2.4381 | 2.4381 | 2.4381
267033-High Refrigerant Charge Adjustment (>= ±20% rated charge) Resid MF CZ10 Vint04 | 0.36782 | 0.0034444 | 0.35275 | 267.1438 | 2671.4376 | -0.16413 | -1.6413 | 0.26887 | 0.98982 | 0.26887 | 0.98982 | 0.27976 | 0.98982 | 0.27976 | 0.98982 | 5.0379 | 6.0263 | 5.0379 | 6.0263
267042-Residential Condensor Coil Cleaning Resid MF CZ10 VintAll | 0.19331 | 0.0018102 | 0.18533 | 140.4 | 421.2 | 0 | 0 | 0.18466 | 0 | 0.18466 | 0 | 0.18466 | 0 | 0.18466 | 0 | 2.4381 | 2.4381 | 2.4381 | 2.4381
267034-High Refrigerant Charge Adjustment (>= ±20% rated charge) Resid MF CZ10 Vint05 | 0.15077 | 0.0014118 | 0.15481 | 109.4987 | 1094.9874 | -0.052114 | -0.52114 | 0.24681 | 0.98982 | 0.24681 | 0.98982 | 0.23368 | 0.98982 | 0.23368 | 0.98982 | 3.7837 | 3.2948 | 3.7837 | 3.2948
267042-Residential Condensor Coil Cleaning Resid MF CZ10 VintAll | 0.19331 | 0.0018102 | 0.18533 | 140.4 | 421.2 | 0 | 0 | 0.18466 | 0 | 0.18466 | 0 | 0.18466 | 0 | 0.18466 | 0 | 2.4381 | 2.4381 | 2.4381 | 2.4381
267033-High Refrigerant Charge Adjustment (>= ±20% rated charge) Resid MF CZ10 Vint04 | 0.18391 | 0.0017222 | 0.17637 | 133.5719 | 1335.7188 | -0.082065 | -0.82065 | 0.26276 | 0.98982 | 0.26276 | 0.98982 | 0.25199 | 0.98982 | 0.25199 | 0.98982 | 4.6137 | 4.0175 | 4.6137 | 4.0175
267042-Residential Condensor Coil Cleaning Resid MF CZ10 VintAll | 0.19331 | 0.0018102 | 0.18533 | 140.4 | 421.2 | 0 | 0 | 0.18466 | 0 | 0.18466 | 0 | 0.18466 | 0 | 0.18466 | 0 | 2.4381 | 2.4381 | 2.4381 | 2.4381
267032-High Refrigerant Charge Adjustment (>= ±20% rated charge) Resid MF CZ10 Vint03 | 0.20958 | 0.0019626 | 0.16644 | 152.217 | 1522.17 | -0.12297 | -1.2297 | 0.27164 | 0.98982 | 0.27164 | 0.98982 | 0.2622 | 0.98982 | 0.2622 | 0.98982 | 5.2547 | 4.5757 | 5.2547 | 4.5757
267042-Residential Condensor Coil Cleaning Resid MF CZ10 VintAll | 0.19331 | 0.0018102 | 0.18533 | 140.4 | 421.2 | 0 | 0 | 0.18466 | 0 | 0.18466 | 0 | 0.18466 | 0 | 0.18466 | 0 | 2.4381 | 2.4381 | 2.4381 | 2.4381
267002-High Refrigerant Charge Adjustment (>= ±20% rated charge) Resid SF CZ10 Vint04 | 0.22099 | 0.0020694 | 0.1779 | 160.5014 | 1605.0138 | -0.060901 | -0.60901 | 0.27584 | 0.98982 | 0.27584 | 0.98982 | 0.26597 | 0.98982 | 0.26597 | 0.98982 | 5.6321 | 4.8308 | 5.6321 | 4.8308
267040-Residential Condensor Coil Cleaning Resid SF CZ10 VintAll | 0.28997 | 0.0027153 | 0.27799 | 210.6 | 631.8 | 0 | 0 | 0.22746 | 0 | 0.22746 | 0 | 0.22746 | 0 | 0.22746 | 0 | 3.6572 | 3.6572 | 3.6572 | 3.6572
267002-High Refrigerant Charge Adjustment (>= ±20% rated charge) Resid SF CZ10 Vint04 | 0.88396 | 0.0082775 | 0.7116 | 642.0055 | 6420.0552 | -0.2436 | -2.436 | 0.28092 | 0.98982 | 0.28092 | 0.98982 | 0.28908 | 0.98982 | 0.28908 | 0.98982 | 6.1586 | 7.2463 | 6.1586 | 7.2463
267040-Residential Condensor Coil Cleaning Resid SF CZ10 VintAll | 0.28997 | 0.0027153 | 0.27799 | 210.6 | 631.8 | 0 | 0 | 0.22746 | 0 | 0.22746 | 0 | 0.22746 | 0 | 0.22746 | 0 | 3.6572 | 3.6572 | 3.6572 | 3.6572
267040-Residential Condensor Coil Cleaning Resid SF CZ10 VintAll | 0.28997 | 0.0027153 | 0.27799 | 210.6 | 631.8 | 0 | 0 | 0.22746 | 0 | 0.22746 | 0 | 0.22746 | 0 | 0.22746 | 0 | 3.6572 | 3.6572 | 3.6572 | 3.6572
267003-High Refrigerant Charge Adjustment (>= ±20% rated charge) Resid SF CZ10 Vint05 | 0.52346 | 0.0049018 | 0.55868 | 380.1821 | 3801.8214 | -0.16697 | -1.6697 | 0.26643 | 0.98982 | 0.26643 | 0.98982 | 0.27676 | 0.98982 | 0.27676 | 0.98982 | 4.8618 | 5.7204 | 4.8618 | 5.7204
267040-Residential Condensor Coil Cleaning Resid SF CZ10 VintAll | 0.28997 | 0.0027153 | 0.27799 | 210.6 | 631.8 | 0 | 0 | 0.22746 | 0 | 0.22746 | 0 | 0.22746 | 0 | 0.22746 | 0 | 3.6572 | 3.6572 | 3.6572 | 3.6572
267034-High Refrigerant Charge Adjustment (>= ±20% rated charge) Resid MF CZ10 Vint05 | 0.15077 | 0.0014118 | 0.15481 | 109.4987 | 1094.9874 | -0.052114 | -0.52114 | 0.24681 | 0.98982 | 0.24681 | 0.98982 | 0.23368 | 0.98982 | 0.23368 | 0.98982 | 3.7837 | 3.2948 | 3.7837 | 3.2948
267042-Residential Condensor Coil Cleaning Resid MF CZ10 VintAll | 0.19331 | 0.0018102 | 0.18533 | 140.4 | 421.2 | 0 | 0 | 0.18466 | 0 | 0.18466 | 0 | 0.18466 | 0 | 0.18466 | 0 | 2.4381 | 2.4381 | 2.4381 | 2.4381
267033-High Refrigerant Charge Adjustment (>= ±20% rated charge) Resid MF CZ10 Vint04 | 0.18391 | 0.0017222 | 0.17637 | 133.5719 | 1335.7188 | -0.082065 | -0.82065 | 0.26276 | 0.98982 | 0.26276 | 0.98982 | 0.25199 | 0.98982 | 0.25199 | 0.98982 | 4.6137 | 4.0175 | 4.6137 | 4.0175
267042-Residential Condensor Coil Cleaning Resid MF CZ10 VintAll | 0.19331 | 0.0018102 | 0.18533 | 140.4 | 421.2 | 0 | 0 | 0.18466 | 0 | 0.18466 | 0 | 0.18466 | 0 | 0.18466 | 0 | 2.4381 | 2.4381 | 2.4381 | 2.4381
267032-High Refrigerant Charge Adjustment (>= ±20% rated charge) Resid MF CZ10 Vint03 | 0.41917 | 0.0039251 | 0.33288 | 304.434 | 3044.34 | -0.24594 | -2.4594 | 0.27701 | 0.98982 | 0.27701 | 0.98982 | 0.28657 | 0.98982 | 0.28657 | 0.98982 | 5.7379 | 6.8635 | 5.7379 | 6.8635
267042-Residential Condensor Coil Cleaning Resid MF CZ10 VintAll | 0.19331 | 0.0018102 | 0.18533 | 140.4 | 421.2 | 0 | 0 | 0.18466 | 0 | 0.18466 | 0 | 0.18466 | 0 | 0.18466 | 0 | 2.4381 | 2.4381 | 2.4381 | 2.4381
267033-High Refrigerant Charge Adjustment (>= ±20% rated charge) Resid MF CZ10 Vint04 | 0.18391 | 0.0017222 | 0.17637 | 133.5719 | 1335.7188 | -0.082065 | -0.82065 | 0.26276 | 0.98982 | 0.26276 | 0.98982 | 0.25199 | 0.98982 | 0.25199 | 0.98982 | 4.6137 | 4.0175 | 4.6137 | 4.0175
267042-Residential Condensor Coil Cleaning Resid MF CZ10 VintAll | 0.19331 | 0.0018102 | 0.18533 | 140.4 | 421.2 | 0 | 0 | 0.18466 | 0 | 0.18466 | 0 | 0.18466 | 0 | 0.18466 | 0 | 2.4381 | 2.4381 | 2.4381 | 2.4381
267032-High Refrigerant Charge Adjustment (>= ±20% rated charge) Resid MF CZ10 Vint03 | 0.20958 | 0.0019626 | 0.16644 | 152.217 | 1522.17 | -0.12297 | -1.2297 | 0.27164 | 0.98982 | 0.27164 | 0.98982 | 0.2622 | 0.98982 | 0.2622 | 0.98982 | 5.2547 | 4.5757 | 5.2547 | 4.5757
267042-Residential Condensor Coil Cleaning Resid MF CZ10 VintAll | 0.19331 | 0.0018102 | 0.18533 | 140.4 | 421.2 | 0 | 0 | 0.18466 | 0 | 0.18466 | 0 | 0.18466 | 0 | 0.18466 | 0 | 2.4381 | 2.4381 | 2.4381 | 2.4381
267032-High Refrigerant Charge Adjustment (>= ±20% rated charge) Resid MF CZ10 Vint03 | 0.41917 | 0.0039251 | 0.33288 | 304.434 | 3044.34 | -0.24594 | -2.4594 | 0.27701 | 0.98982 | 0.27701 | 0.98982 | 0.28657 | 0.98982 | 0.28657 | 0.98982 | 5.7379 | 6.8635 | 5.7379 | 6.8635
267042-Residential Condensor Coil Cleaning Resid MF CZ10 VintAll | 0.19331 | 0.0018102 | 0.18533 | 140.4 | 421.2 | 0 | 0 | 0.18466 | 0 | 0.18466 | 0 | 0.18466 | 0 | 0.18466 | 0 | 2.4381 | 2.4381 | 2.4381 | 2.4381
267032-High Refrigerant Charge Adjustment (>= ±20% rated charge) Resid MF CZ10 Vint03 | 0.20958 | 0.0019626 | 0.16644 | 152.217 | 1522.17 | -0.12297 | -1.2297 | 0.27164 | 0.98982 | 0.27164 | 0.98982 | 0.2622 | 0.98982 | 0.2622 | 0.98982 | 5.2547 | 4.5757 | 5.2547 | 4.5757
267042-Residential Condensor Coil Cleaning Resid MF CZ10 VintAll | 0.19331 | 0.0018102 | 0.18533 | 140.4 | 421.2 | 0 | 0 | 0.18466 | 0 | 0.18466 | 0 | 0.18466 | 0 | 0.18466 | 0 | 2.4381 | 2.4381 | 2.4381 | 2.4381
267032-High Refrigerant Charge Adjustment (>= ±20% rated charge) Resid MF CZ10 Vint03 | 0.20958 | 0.0019626 | 0.16644 | 152.217 | 1522.17 | -0.12297 | -1.2297 | 0.27164 | 0.98982 | 0.27164 | 0.98982 | 0.2622 | 0.98982 | 0.2622 | 0.98982 | 5.2547 | 4.5757 | 5.2547 | 4.5757
267042-Residential Condensor Coil Cleaning Resid MF CZ10 VintAll | 0.19331 | 0.0018102 | 0.18533 | 140.4 | 421.2 | 0 | 0 | 0.18466 | 0 | 0.18466 | 0 | 0.18466 | 0 | 0.18466 | 0 | 2.4381 | 2.4381 | 2.4381 | 2.4381
267032-High Refrigerant Charge Adjustment (>= ±20% rated charge) Resid MF CZ10 Vint03 | 0.20958 | 0.0019626 | 0.16644 | 152.217 | 1522.17 | -0.12297 | -1.2297 | 0.27164 | 0.98982 | 0.27164 | 0.98982 | 0.2622 | 0.98982 | 0.2622 | 0.98982 | 5.2547 | 4.5757 | 5.2547 | 4.5757
267042-Residential Condensor Coil Cleaning Resid MF CZ10 VintAll | 0.19331 | 0.0018102 | 0.18533 | 140.4 | 421.2 | 0 | 0 | 0.18466 | 0 | 0.18466 | 0 | 0.18466 | 0 | 0.18466 | 0 | 2.4381 | 2.4381 | 2.4381 | 2.4381
267033-High Refrigerant Charge Adjustment (>= ±20% rated charge) Resid MF CZ10 Vint04 | 0.36782 | 0.0034444 | 0.35275 | 267.1438 | 2671.4376 | -0.16413 | -1.6413 | 0.26887 | 0.98982 | 0.26887 | 0.98982 | 0.27976 | 0.98982 | 0.27976 | 0.98982 | 5.0379 | 6.0263 | 5.0379 | 6.0263
267042-Residential Condensor Coil Cleaning Resid MF CZ10 VintAll | 0.19331 | 0.0018102 | 0.18533 | 140.4 | 421.2 | 0 | 0 | 0.18466 | 0 | 0.18466 | 0 | 0.18466 | 0 | 0.18466 | 0 | 2.4381 | 2.4381 | 2.4381 | 2.4381
267033-High Refrigerant Charge Adjustment (>= ±20% rated charge) Resid MF CZ10 Vint04 | 0.36782 | 0.0034444 | 0.35275 | 267.1438 | 2671.4376 | -0.16413 | -1.6413 | 0.26887 | 0.98982 | 0.26887 | 0.98982 | 0.27976 | 0.98982 | 0.27976 | 0.98982 | 5.0379 | 6.0263 | 5.0379 | 6.0263
267042-Residential Condensor Coil Cleaning Resid MF CZ10 VintAll | 0.19331 | 0.0018102 | 0.18533 | 140.4 | 421.2 | 0 | 0 | 0.18466 | 0 | 0.18466 | 0 | 0.18466 | 0 | 0.18466 | 0 | 2.4381 | 2.4381 | 2.4381 | 2.4381
267032-High Refrigerant Charge Adjustment (>= ±20% rated charge) Resid MF CZ10 Vint03 | 0.41917 | 0.0039251 | 0.33288 | 304.434 | 3044.34 | -0.24594 | -2.4594 | 0.27701 | 0.98982 | 0.27701 | 0.98982 | 0.28657 | 0.98982 | 0.28657 | 0.98982 | 5.7379 | 6.8635 | 5.7379 | 6.8635
267042-Residential Condensor Coil Cleaning Resid MF CZ10 VintAll | 0.19331 | 0.0018102 | 0.18533 | 140.4 | 421.2 | 0 | 0 | 0.18466 | 0 | 0.18466 | 0 | 0.18466 | 0 | 0.18466 | 0 | 2.4381 | 2.4381 | 2.4381 | 2.4381
267040-Residential Condensor Coil Cleaning Resid SF CZ10 VintAll | 0.28997 | 0.0027153 | 0.27799 | 210.6 | 631.8 | 0 | 0 | 0.22746 | 0 | 0.22746 | 0 | 0.22746 | 0 | 0.22746 | 0 | 3.6572 | 3.6572 | 3.6572 | 3.6572
267003-High Refrigerant Charge Adjustment (>= ±20% rated charge) Resid SF CZ10 Vint05 | 0.69795 | 0.0065357 | 0.74491 | 506.9095 | 5069.0952 | -0.22263 | -2.2263 | 0.26643 | 0.98982 | 0.26643 | 0.98982 | 0.27676 | 0.98982 | 0.27676 | 0.98982 | 4.8618 | 5.7204 | 4.8618 | 5.7204
267040-Residential Condensor Coil Cleaning Resid SF CZ10 VintAll | 0.28997 | 0.0027153 | 0.27799 | 210.6 | 631.8 | 0 | 0 | 0.22746 | 0 | 0.22746 | 0 | 0.22746 | 0 | 0.22746 | 0 | 3.6572 | 3.6572 | 3.6572 | 3.6572
267001-High Refrigerant Charge Adjustment (>= ±20% rated charge) Resid SFCZ10 Vint03 | 1.3341 | 0.012493 | 0.71392 | 968.9511 | 9689.511 | -0.25989 | -2.5989 | 0.29026 | 0.98982 | 0.29026 | 0.98982 | 0.29702 | 0.98982 | 0.29702 | 0.98982 | 7.4384 | 8.752 | 7.4384 | 8.752
267040-Residential Condensor Coil Cleaning Resid SF CZ10 VintAll | 0.28997 | 0.0027153 | 0.27799 | 210.6 | 631.8 | 0 | 0 | 0.22746 | 0 | 0.22746 | 0 | 0.22746 | 0 | 0.22746 | 0 | 3.6572 | 3.6572 | 3.6572 | 3.6572
267002-High Refrigerant Charge Adjustment (>= ±20% rated charge) Resid SF CZ10 Vint04 | 0.66297 | 0.0062082 | 0.5337 | 481.5041 | 4815.0414 | -0.1827 | -1.827 | 0.28092 | 0.98982 | 0.28092 | 0.98982 | 0.28908 | 0.98982 | 0.28908 | 0.98982 | 6.1586 | 7.2463 | 6.1586 | 7.2463
267040-Residential Condensor Coil Cleaning Resid SF CZ10 VintAll | 0.28997 | 0.0027153 | 0.27799 | 210.6 | 631.8 | 0 | 0 | 0.22746 | 0 | 0.22746 | 0 | 0.22746 | 0 | 0.22746 | 0 | 3.6572 | 3.6572 | 3.6572 | 3.6572
267002-High Refrigerant Charge Adjustment (>= ±20% rated charge) Resid SF CZ10 Vint04 | 0.88396 | 0.0082775 | 0.7116 | 642.0055 | 6420.0552 | -0.2436 | -2.436 | 0.28092 | 0.98982 | 0.28092 | 0.98982 | 0.28908 | 0.98982 | 0.28908 | 0.98982 | 6.1586 | 7.2463 | 6.1586 | 7.2463
267040-Residential Condensor Coil Cleaning Resid SF CZ10 VintAll | 0.28997 | 0.0027153 | 0.27799 | 210.6 | 631.8 | 0 | 0 | 0.22746 | 0 | 0.22746 | 0 | 0.22746 | 0 | 0.22746 | 0 | 3.6572 | 3.6572 | 3.6572 | 3.6572
267001-High Refrigerant Charge Adjustment (>= ±20% rated charge) Resid SFCZ10 Vint03 | 0.80048 | 0.0074958 | 0.42835 | 581.3707 | 5813.7066 | -0.15593 | -1.5593 | 0.28886 | 0.98982 | 0.28886 | 0.98982 | 0.29064 | 0.98982 | 0.29064 | 0.98982 | 7.2136 | 7.5017 | 7.2136 | 7.5017
267040-Residential Condensor Coil Cleaning Resid SF CZ10 VintAll | 0.28997 | 0.0027153 | 0.27799 | 210.6 | 631.8 | 0 | 0 | 0.22746 | 0 | 0.22746 | 0 | 0.22746 | 0 | 0.22746 | 0 | 3.6572 | 3.6572 | 3.6572 | 3.6572
267032-High Refrigerant Charge Adjustment (>= ±20% rated charge) Resid MF CZ10 Vint03 | 0.41917 | 0.0039251 | 0.33288 | 304.434 | 3044.34 | -0.24594 | -2.4594 | 0.27701 | 0.98982 | 0.27701 | 0.98982 | 0.28657 | 0.98982 | 0.28657 | 0.98982 | 5.7379 | 6.8635 | 5.7379 | 6.8635
267042-Residential Condensor Coil Cleaning Resid MF CZ10 VintAll | 0.19331 | 0.0018102 | 0.18533 | 140.4 | 421.2 | 0 | 0 | 0.18466 | 0 | 0.18466 | 0 | 0.18466 | 0 | 0.18466 | 0 | 2.4381 | 2.4381 | 2.4381 | 2.4381
267032-High Refrigerant Charge Adjustment (>= ±20% rated charge) Resid MF CZ10 Vint03 | 0.41917 | 0.0039251 | 0.33288 | 304.434 | 3044.34 | -0.24594 | -2.4594 | 0.27701 | 0.98982 | 0.27701 | 0.98982 | 0.28657 | 0.98982 | 0.28657 | 0.98982 | 5.7379 | 6.8635 | 5.7379 | 6.8635
267042-Residential Condensor Coil Cleaning Resid MF CZ10 VintAll | 0.19331 | 0.0018102 | 0.18533 | 140.4 | 421.2 | 0 | 0 | 0.18466 | 0 | 0.18466 | 0 | 0.18466 | 0 | 0.18466 | 0 | 2.4381 | 2.4381 | 2.4381 | 2.4381
267033-High Refrigerant Charge Adjustment (>= ±20% rated charge) Resid MF CZ10 Vint04 | 0.36782 | 0.0034444 | 0.35275 | 267.1438 | 2671.4376 | -0.16413 | -1.6413 | 0.26887 | 0.98982 | 0.26887 | 0.98982 | 0.27976 | 0.98982 | 0.27976 | 0.98982 | 5.0379 | 6.0263 | 5.0379 | 6.0263
267042-Residential Condensor Coil Cleaning Resid MF CZ10 VintAll | 0.19331 | 0.0018102 | 0.18533 | 140.4 | 421.2 | 0 | 0 | 0.18466 | 0 | 0.18466 | 0 | 0.18466 | 0 | 0.18466 | 0 | 2.4381 | 2.4381 | 2.4381 | 2.4381
267032-High Refrigerant Charge Adjustment (>= ±20% rated charge) Resid MF CZ10 Vint03 | 0.41917 | 0.0039251 | 0.33288 | 304.434 | 3044.34 | -0.24594 | -2.4594 | 0.27701 | 0.98982 | 0.27701 | 0.98982 | 0.28657 | 0.98982 | 0.28657 | 0.98982 | 5.7379 | 6.8635 | 5.7379 | 6.8635
267042-Residential Condensor Coil Cleaning Resid MF CZ10 VintAll | 0.19331 | 0.0018102 | 0.18533 | 140.4 | 421.2 | 0 | 0 | 0.18466 | 0 | 0.18466 | 0 | 0.18466 | 0 | 0.18466 | 0 | 2.4381 | 2.4381 | 2.4381 | 2.4381
267032-High Refrigerant Charge Adjustment (>= ±20% rated charge) Resid MF CZ10 Vint03 | 0.41917 | 0.0039251 | 0.33288 | 304.434 | 3044.34 | -0.24594 | -2.4594 | 0.27701 | 0.98982 | 0.27701 | 0.98982 | 0.28657 | 0.98982 | 0.28657 | 0.98982 | 5.7379 | 6.8635 | 5.7379 | 6.8635
267042-Residential Condensor Coil Cleaning Resid MF CZ10 VintAll | 0.19331 | 0.0018102 | 0.18533 | 140.4 | 421.2 | 0 | 0 | 0.18466 | 0 | 0.18466 | 0 | 0.18466 | 0 | 0.18466 | 0 | 2.4381 | 2.4381 | 2.4381 | 2.4381
267032-High Refrigerant Charge Adjustment (>= ±20% rated charge) Resid MF CZ10 Vint03 | 0.20958 | 0.0019626 | 0.16644 | 152.217 | 1522.17 | -0.12297 | -1.2297 | 0.27164 | 0.98982 | 0.27164 | 0.98982 | 0.2622 | 0.98982 | 0.2622 | 0.98982 | 5.2547 | 4.5757 | 5.2547 | 4.5757
267042-Residential Condensor Coil Cleaning Resid MF CZ10 VintAll | 0.19331 | 0.0018102 | 0.18533 | 140.4 | 421.2 | 0 | 0 | 0.18466 | 0 | 0.18466 | 0 | 0.18466 | 0 | 0.18466 | 0 | 2.4381 | 2.4381 | 2.4381 | 2.4381
267032-High Refrigerant Charge Adjustment (>= ±20% rated charge) Resid MF CZ10 Vint03 | 0.41917 | 0.0039251 | 0.33288 | 304.434 | 3044.34 | -0.24594 | -2.4594 | 0.27701 | 0.98982 | 0.27701 | 0.98982 | 0.28657 | 0.98982 | 0.28657 | 0.98982 | 5.7379 | 6.8635 | 5.7379 | 6.8635
267042-Residential Condensor Coil Cleaning Resid MF CZ10 VintAll | 0.19331 | 0.0018102 | 0.18533 | 140.4 | 421.2 | 0 | 0 | 0.18466 | 0 | 0.18466 | 0 | 0.18466 | 0 | 0.18466 | 0 | 2.4381 | 2.4381 | 2.4381 | 2.4381
267032-High Refrigerant Charge Adjustment (>= ±20% rated charge) Resid MF CZ10 Vint03 | 0.41917 | 0.0039251 | 0.33288 | 304.434 | 3044.34 | -0.24594 | -2.4594 | 0.27701 | 0.98982 | 0.27701 | 0.98982 | 0.28657 | 0.98982 | 0.28657 | 0.98982 | 5.7379 | 6.8635 | 5.7379 | 6.8635
267042-Residential Condensor Coil Cleaning Resid MF CZ10 VintAll | 0.19331 | 0.0018102 | 0.18533 | 140.4 | 421.2 | 0 | 0 | 0.18466 | 0 | 0.18466 | 0 | 0.18466 | 0 | 0.18466 | 0 | 2.4381 | 2.4381 | 2.4381 | 2.4381
267002-High Refrigerant Charge Adjustment (>= ±20% rated charge) Resid SF CZ10 Vint04 | 0.66297 | 0.0062082 | 0.5337 | 481.5041 | 4815.0414 | -0.1827 | -1.827 | 0.28092 | 0.98982 | 0.28092 | 0.98982 | 0.28908 | 0.98982 | 0.28908 | 0.98982 | 6.1586 | 7.2463 | 6.1586 | 7.2463
267040-Residential Condensor Coil Cleaning Resid SF CZ10 VintAll | 0.28997 | 0.0027153 | 0.27799 | 210.6 | 631.8 | 0 | 0 | 0.22746 | 0 | 0.22746 | 0 | 0.22746 | 0 | 0.22746 | 0 | 3.6572 | 3.6572 | 3.6572 | 3.6572
267001-High Refrigerant Charge Adjustment (>= ±20% rated charge) Resid SFCZ10 Vint03 | 0.80048 | 0.0074958 | 0.42835 | 581.3707 | 5813.7066 | -0.15593 | -1.5593 | 0.29026 | 0.98982 | 0.29026 | 0.98982 | 0.29702 | 0.98982 | 0.29702 | 0.98982 | 7.4384 | 8.752 | 7.4384 | 8.752
267040-Residential Condensor Coil Cleaning Resid SF CZ10 VintAll | 0.28997 | 0.0027153 | 0.27799 | 210.6 | 631.8 | 0 | 0 | 0.22746 | 0 | 0.22746 | 0 | 0.22746 | 0 | 0.22746 | 0 | 3.6572 | 3.6572 | 3.6572 | 3.6572
267002-High Refrigerant Charge Adjustment (>= ±20% rated charge) Resid SF CZ10 Vint04 | 0.66297 | 0.0062082 | 0.5337 | 481.5041 | 4815.0414 | -0.1827 | -1.827 | 0.28092 | 0.98982 | 0.28092 | 0.98982 | 0.28908 | 0.98982 | 0.28908 | 0.98982 | 6.1586 | 7.2463 | 6.1586 | 7.2463
267040-Residential Condensor Coil Cleaning Resid SF CZ10 VintAll | 0.28997 | 0.0027153 | 0.27799 | 210.6 | 631.8 | 0 | 0 | 0.22746 | 0 | 0.22746 | 0 | 0.22746 | 0 | 0.22746 | 0 | 3.6572 | 3.6572 | 3.6572 | 3.6572
267001-High Refrigerant Charge Adjustment (>= ±20% rated charge) Resid SFCZ10 Vint03 | 0.80048 | 0.0074958 | 0.42835 | 581.3707 | 5813.7066 | -0.15593 | -1.5593 | 0.29026 | 0.98982 | 0.29026 | 0.98982 | 0.29702 | 0.98982 | 0.29702 | 0.98982 | 7.4384 | 8.752 | 7.4384 | 8.752
267040-Residential Condensor Coil Cleaning Resid SF CZ10 VintAll | 0.28997 | 0.0027153 | 0.27799 | 210.6 | 631.8 | 0 | 0 | 0.22746 | 0 | 0.22746 | 0 | 0.22746 | 0 | 0.22746 | 0 | 3.6572 | 3.6572 | 3.6572 | 3.6572
267001-High Refrigerant Charge Adjustment (>= ±20% rated charge) Resid SFCZ10 Vint03 | 1.0673 | 0.0099944 | 0.57113 | 775.1609 | 7751.6088 | -0.20791 | -2.0791 | 0.29026 | 0.98982 | 0.29026 | 0.98982 | 0.29702 | 0.98982 | 0.29702 | 0.98982 | 7.4384 | 8.752 | 7.4384 | 8.752
267040-Residential Condensor Coil Cleaning Resid SF CZ10 VintAll | 0.28997 | 0.0027153 | 0.27799 | 210.6 | 631.8 | 0 | 0 | 0.22746 | 0 | 0.22746 | 0 | 0.22746 | 0 | 0.22746 | 0 | 3.6572 | 3.6572 | 3.6572 | 3.6572
267002-High Refrigerant Charge Adjustment (>= ±20% rated charge) Resid SF CZ10 Vint04 | 0.88396 | 0.0082775 | 0.7116 | 642.0055 | 6420.0552 | -0.2436 | -2.436 | 0.28092 | 0.98982 | 0.28092 | 0.98982 | 0.28908 | 0.98982 | 0.28908 | 0.98982 | 6.1586 | 7.2463 | 6.1586 | 7.2463
267040-Residential Condensor Coil Cleaning Resid SF CZ10 VintAll | 0.28997 | 0.0027153 | 0.27799 | 210.6 | 631.8 | 0 | 0 | 0.22746 | 0 | 0.22746 | 0 | 0.22746 | 0 | 0.22746 | 0 | 3.6572 | 3.6572 | 3.6572 | 3.6572
267001-High Refrigerant Charge Adjustment (>= ±20% rated charge) Resid SFCZ10 Vint03 | 1.0673 | 0.0099944 | 0.57113 | 775.1609 | 7751.6088 | -0.20791 | -2.0791 | 0.29026 | 0.98982 | 0.29026 | 0.98982 | 0.29702 | 0.98982 | 0.29702 | 0.98982 | 7.4384 | 8.752 | 7.4384 | 8.752
267040-Residential Condensor Coil Cleaning Resid SF CZ10 VintAll | 0.28997 | 0.0027153 | 0.27799 | 210.6 | 631.8 | 0 | 0 | 0.22746 | 0 | 0.22746 | 0 | 0.22746 | 0 | 0.22746 | 0 | 3.6572 | 3.6572 | 3.6572 | 3.6572
267001-High Refrigerant Charge Adjustment (>= ±20% rated charge) Resid SFCZ10 Vint03 | 1.0673 | 0.0099944 | 0.57113 | 775.1609 | 7751.6088 | -0.20791 | -2.0791 | 0.29026 | 0.98982 | 0.29026 | 0.98982 | 0.29702 | 0.98982 | 0.29702 | 0.98982 | 7.4384 | 8.752 | 7.4384 | 8.752
267040-Residential Condensor Coil Cleaning Resid SF CZ10 VintAll | 0.28997 | 0.0027153 | 0.27799 | 210.6 | 631.8 | 0 | 0 | 0.22746 | 0 | 0.22746 | 0 | 0.22746 | 0 | 0.22746 | 0 | 3.6572 | 3.6572 | 3.6572 | 3.6572
267002-High Refrigerant Charge Adjustment (>= ±20% rated charge) Resid SF CZ10 Vint04 | 0.88396 | 0.0082775 | 0.7116 | 642.0055 | 6420.0552 | -0.2436 | -2.436 | 0.28092 | 0.98982 | 0.28092 | 0.98982 | 0.28908 | 0.98982 | 0.28908 | 0.98982 | 6.1586 | 7.2463 | 6.1586 | 7.2463
267040-Residential Condensor Coil Cleaning Resid SF CZ10 VintAll | 0.28997 | 0.0027153 | 0.27799 | 210.6 | 631.8 | 0 | 0 | 0.22746 | 0 | 0.22746 | 0 | 0.22746 | 0 | 0.22746 | 0 | 3.6572 | 3.6572 | 3.6572 | 3.6572
267003-High Refrigerant Charge Adjustment (>= ±20% rated charge) Resid SF CZ10 Vint05 | 0.87244 | 0.0081696 | 0.93113 | 633.6369 | 6336.369 | -0.27829 | -2.7829 | 0.26643 | 0.98982 | 0.26643 | 0.98982 | 0.27676 | 0.98982 | 0.27676 | 0.98982 | 4.8618 | 5.7204 | 4.8618 | 5.7204
267040-Residential Condensor Coil Cleaning Resid SF CZ10 VintAll | 0.28997 | 0.0027153 | 0.27799 | 210.6 | 631.8 | 0 | 0 | 0.22746 | 0 | 0.22746 | 0 | 0.22746 | 0 | 0.22746 | 0 | 3.6572 | 3.6572 | 3.6572 | 3.6572
267033-High Refrigerant Charge Adjustment (>= ±20% rated charge) Resid MF CZ10 Vint04 | 0.36782 | 0.0034444 | 0.35275 | 267.1438 | 2671.4376 | -0.16413 | -1.6413 | 0.26887 | 0.98982 | 0.26887 | 0.98982 | 0.27976 | 0.98982 | 0.27976 | 0.98982 | 5.0379 | 6.0263 | 5.0379 | 6.0263
267042-Residential Condensor Coil Cleaning Resid MF CZ10 VintAll | 0.19331 | 0.0018102 | 0.18533 | 140.4 | 421.2 | 0 | 0 | 0.18466 | 0 | 0.18466 | 0 | 0.18466 | 0 | 0.18466 | 0 | 2.4381 | 2.4381 | 2.4381 | 2.4381
267032-High Refrigerant Charge Adjustment (>= ±20% rated charge) Resid MF CZ10 Vint03 | 0.41917 | 0.0039251 | 0.33288 | 304.434 | 3044.34 | -0.24594 | -2.4594 | 0.27701 | 0.98982 | 0.27701 | 0.98982 | 0.28657 | 0.98982 | 0.28657 | 0.98982 | 5.7379 | 6.8635 | 5.7379 | 6.8635
267042-Residential Condensor Coil Cleaning Resid MF CZ10 VintAll | 0.19331 | 0.0018102 | 0.18533 | 140.4 | 421.2 | 0 | 0 | 0.18466 | 0 | 0.18466 | 0 | 0.18466 | 0 | 0.18466 | 0 | 2.4381 | 2.4381 | 2.4381 | 2.4381
267032-High Refrigerant Charge Adjustment (>= ±20% rated charge) Resid MF CZ10 Vint03 | 0.41917 | 0.0039251 | 0.33288 | 304.434 | 3044.34 | -0.24594 | -2.4594 | 0.27701 | 0.98982 | 0.27701 | 0.98982 | 0.28657 | 0.98982 | 0.28657 | 0.98982 | 5.7379 | 6.8635 | 5.7379 | 6.8635
267042-Residential Condensor Coil Cleaning Resid MF CZ10 VintAll | 0.19331 | 0.0018102 | 0.18533 | 140.4 | 421.2 | 0 | 0 | 0.18466 | 0 | 0.18466 | 0 | 0.18466 | 0 | 0.18466 | 0 | 2.4381 | 2.4381 | 2.4381 | 2.4381
267032-High Refrigerant Charge Adjustment (>= ±20% rated charge) Resid MF CZ10 Vint03 | 0.20958 | 0.0019626 | 0.16644 | 152.217 | 1522.17 | -0.12297 | -1.2297 | 0.27164 | 0.98982 | 0.27164 | 0.98982 | 0.2622 | 0.98982 | 0.2622 | 0.98982 | 5.2547 | 4.5757 | 5.2547 | 4.5757
267042-Residential Condensor Coil Cleaning Resid MF CZ10 VintAll | 0.19331 | 0.0018102 | 0.18533 | 140.4 | 421.2 | 0 | 0 | 0.18466 | 0 | 0.18466 | 0 | 0.18466 | 0 | 0.18466 | 0 | 2.4381 | 2.4381 | 2.4381 | 2.4381
267032-High Refrigerant Charge Adjustment (>= ±20% rated charge) Resid MF CZ10 Vint03 | 0.20958 | 0.0019626 | 0.16644 | 152.217 | 1522.17 | -0.12297 | -1.2297 | 0.27164 | 0.98982 | 0.27164 | 0.98982 | 0.2622 | 0.98982 | 0.2622 | 0.98982 | 5.2547 | 4.5757 | 5.2547 | 4.5757
267042-Residential Condensor Coil Cleaning Resid MF CZ10 VintAll | 0.19331 | 0.0018102 | 0.18533 | 140.4 | 421.2 | 0 | 0 | 0.18466 | 0 | 0.18466 | 0 | 0.18466 | 0 | 0.18466 | 0 | 2.4381 | 2.4381 | 2.4381 | 2.4381
267032-High Refrigerant Charge Adjustment (>= ±20% rated charge) Resid MF CZ10 Vint03 | 0.20958 | 0.0019626 | 0.16644 | 152.217 | 1522.17 | -0.12297 | -1.2297 | 0.27164 | 0.98982 | 0.27164 | 0.98982 | 0.2622 | 0.98982 | 0.2622 | 0.98982 | 5.2547 | 4.5757 | 5.2547 | 4.5757
267042-Residential Condensor Coil Cleaning Resid MF CZ10 VintAll | 0.19331 | 0.0018102 | 0.18533 | 140.4 | 421.2 | 0 | 0 | 0.18466 | 0 | 0.18466 | 0 | 0.18466 | 0 | 0.18466 | 0 | 2.4381 | 2.4381 | 2.4381 | 2.4381
267032-High Refrigerant Charge Adjustment (>= ±20% rated charge) Resid MF CZ10 Vint03 | 0.20958 | 0.0019626 | 0.16644 | 152.217 | 1522.17 | -0.12297 | -1.2297 | 0.27164 | 0.98982 | 0.27164 | 0.98982 | 0.2622 | 0.98982 | 0.2622 | 0.98982 | 5.2547 | 4.5757 | 5.2547 | 4.5757
267042-Residential Condensor Coil Cleaning Resid MF CZ10 VintAll | 0.19331 | 0.0018102 | 0.18533 | 140.4 | 421.2 | 0 | 0 | 0.18466 | 0 | 0.18466 | 0 | 0.18466 | 0 | 0.18466 | 0 | 2.4381 | 2.4381 | 2.4381 | 2.4381
267033-High Refrigerant Charge Adjustment (>= ±20% rated charge) Resid MF CZ10 Vint04 | 0.36782 | 0.0034444 | 0.35275 | 267.1438 | 2671.4376 | -0.16413 | -1.6413 | 0.26887 | 0.98982 | 0.26887 | 0.98982 | 0.27976 | 0.98982 | 0.27976 | 0.98982 | 5.0379 | 6.0263 | 5.0379 | 6.0263
267042-Residential Condensor Coil Cleaning Resid MF CZ10 VintAll | 0.19331 | 0.0018102 | 0.18533 | 140.4 | 421.2 | 0 | 0 | 0.18466 | 0 | 0.18466 | 0 | 0.18466 | 0 | 0.18466 | 0 | 2.4381 | 2.4381 | 2.4381 | 2.4381
267001-High Refrigerant Charge Adjustment (>= ±20% rated charge) Resid SFCZ10 Vint03 | 0.80048 | 0.0074958 | 0.42835 | 581.3707 | 5813.7066 | -0.15593 | -1.5593 | 0.29026 | 0.98982 | 0.29026 | 0.98982 | 0.29702 | 0.98982 | 0.29702 | 0.98982 | 7.4384 | 8.752 | 7.4384 | 8.752
267040-Residential Condensor Coil Cleaning Resid SF CZ10 VintAll | 0.28997 | 0.0027153 | 0.27799 | 210.6 | 631.8 | 0 | 0 | 0.22746 | 0 | 0.22746 | 0 | 0.22746 | 0 | 0.22746 | 0 | 3.6572 | 3.6572 | 3.6572 | 3.6572
267001-High Refrigerant Charge Adjustment (>= ±20% rated charge) Resid SFCZ10 Vint03 | 0.53365 | 0.0049972 | 0.28557 | 387.5804 | 3875.8044 | -0.10395 | -1.0395 | 0.28816 | 0.98982 | 0.28816 | 0.98982 | 0.28745 | 0.98982 | 0.28745 | 0.98982 | 7.1062 | 7.0016 | 7.1062 | 7.0016
267040-Residential Condensor Coil Cleaning Resid SF CZ10 VintAll | 0.28997 | 0.0027153 | 0.27799 | 210.6 | 631.8 | 0 | 0 | 0.22746 | 0 | 0.22746 | 0 | 0.22746 | 0 | 0.22746 | 0 | 3.6572 | 3.6572 | 3.6572 | 3.6572
267001-High Refrigerant Charge Adjustment (>= ±20% rated charge) Resid SFCZ10 Vint03 | 1.0673 | 0.0099944 | 0.57113 | 775.1609 | 7751.6088 | -0.20791 | -2.0791 | 0.29026 | 0.98982 | 0.29026 | 0.98982 | 0.29702 | 0.98982 | 0.29702 | 0.98982 | 7.4384 | 8.752 | 7.4384 | 8.752
267040-Residential Condensor Coil Cleaning Resid SF CZ10 VintAll | 0.28997 | 0.0027153 | 0.27799 | 210.6 | 631.8 | 0 | 0 | 0.22746 | 0 | 0.22746 | 0 | 0.22746 | 0 | 0.22746 | 0 | 3.6572 | 3.6572 | 3.6572 | 3.6572
267032-High Refrigerant Charge Adjustment (>= ±20% rated charge) Resid MF CZ10 Vint03 | 0.20958 | 0.0019626 | 0.16644 | 152.217 | 1522.17 | -0.12297 | -1.2297 | 0.27164 | 0.98982 | 0.27164 | 0.98982 | 0.2622 | 0.98982 | 0.2622 | 0.98982 | 5.2547 | 4.5757 | 5.2547 | 4.5757
267042-Residential Condensor Coil Cleaning Resid MF CZ10 VintAll | 0.19331 | 0.0018102 | 0.18533 | 140.4 | 421.2 | 0 | 0 | 0.18466 | 0 | 0.18466 | 0 | 0.18466 | 0 | 0.18466 | 0 | 2.4381 | 2.4381 | 2.4381 | 2.4381
267032-High Refrigerant Charge Adjustment (>= ±20% rated charge) Resid MF CZ10 Vint03 | 0.20958 | 0.0019626 | 0.16644 | 152.217 | 1522.17 | -0.12297 | -1.2297 | 0.27164 | 0.98982 | 0.27164 | 0.98982 | 0.2622 | 0.98982 | 0.2622 | 0.98982 | 5.2547 | 4.5757 | 5.2547 | 4.5757
267042-Residential Condensor Coil Cleaning Resid MF CZ10 VintAll | 0.19331 | 0.0018102 | 0.18533 | 140.4 | 421.2 | 0 | 0 | 0.18466 | 0 | 0.18466 | 0 | 0.18466 | 0 | 0.18466 | 0 | 2.4381 | 2.4381 | 2.4381 | 2.4381
267032-High Refrigerant Charge Adjustment (>= ±20% rated charge) Resid MF CZ10 Vint03 | 0.20958 | 0.0019626 | 0.16644 | 152.217 | 1522.17 | -0.12297 | -1.2297 | 0.27164 | 0.98982 | 0.27164 | 0.98982 | 0.2622 | 0.98982 | 0.2622 | 0.98982 | 5.2547 | 4.5757 | 5.2547 | 4.5757
267042-Residential Condensor Coil Cleaning Resid MF CZ10 VintAll | 0.19331 | 0.0018102 | 0.18533 | 140.4 | 421.2 | 0 | 0 | 0.18466 | 0 | 0.18466 | 0 | 0.18466 | 0 | 0.18466 | 0 | 2.4381 | 2.4381 | 2.4381 | 2.4381
267032-High Refrigerant Charge Adjustment (>= ±20% rated charge) Resid MF CZ10 Vint03 | 0.20958 | 0.0019626 | 0.16644 | 152.217 | 1522.17 | -0.12297 | -1.2297 | 0.27164 | 0.98982 | 0.27164 | 0.98982 | 0.2622 | 0.98982 | 0.2622 | 0.98982 | 5.2547 | 4.5757 | 5.2547 | 4.5757
267042-Residential Condensor Coil Cleaning Resid MF CZ10 VintAll | 0.19331 | 0.0018102 | 0.18533 | 140.4 | 421.2 | 0 | 0 | 0.18466 | 0 | 0.18466 | 0 | 0.18466 | 0 | 0.18466 | 0 | 2.4381 | 2.4381 | 2.4381 | 2.4381
267032-High Refrigerant Charge Adjustment (>= ±20% rated charge) Resid MF CZ10 Vint03 | 0.20958 | 0.0019626 | 0.16644 | 152.217 | 1522.17 | -0.12297 | -1.2297 | 0.27164 | 0.98982 | 0.27164 | 0.98982 | 0.2622 | 0.98982 | 0.2622 | 0.98982 | 5.2547 | 4.5757 | 5.2547 | 4.5757
267042-Residential Condensor Coil Cleaning Resid MF CZ10 VintAll | 0.19331 | 0.0018102 | 0.18533 | 140.4 | 421.2 | 0 | 0 | 0.18466 | 0 | 0.18466 | 0 | 0.18466 | 0 | 0.18466 | 0 | 2.4381 | 2.4381 | 2.4381 | 2.4381
267033-High Refrigerant Charge Adjustment (>= ±20% rated charge) Resid MF CZ10 Vint04 | 0.18391 | 0.0017222 | 0.17637 | 133.5719 | 1335.7188 | -0.082065 | -0.82065 | 0.26276 | 0.98982 | 0.26276 | 0.98982 | 0.25199 | 0.98982 | 0.25199 | 0.98982 | 4.6137 | 4.0175 | 4.6137 | 4.0175
267042-Residential Condensor Coil Cleaning Resid MF CZ10 VintAll | 0.19331 | 0.0018102 | 0.18533 | 140.4 | 421.2 | 0 | 0 | 0.18466 | 0 | 0.18466 | 0 | 0.18466 | 0 | 0.18466 | 0 | 2.4381 | 2.4381 | 2.4381 | 2.4381
267032-High Refrigerant Charge Adjustment (>= ±20% rated charge) Resid MF CZ10 Vint03 | 0.41917 | 0.0039251 | 0.33288 | 304.434 | 3044.34 | -0.24594 | -2.4594 | 0.27701 | 0.98982 | 0.27701 | 0.98982 | 0.28657 | 0.98982 | 0.28657 | 0.98982 | 5.7379 | 6.8635 | 5.7379 | 6.8635
267042-Residential Condensor Coil Cleaning Resid MF CZ10 VintAll | 0.19331 | 0.0018102 | 0.18533 | 140.4 | 421.2 | 0 | 0 | 0.18466 | 0 | 0.18466 | 0 | 0.18466 | 0 | 0.18466 | 0 | 2.4381 | 2.4381 | 2.4381 | 2.4381
267032-High Refrigerant Charge Adjustment (>= ±20% rated charge) Resid MF CZ10 Vint03 | 0.41917 | 0.0039251 | 0.33288 | 304.434 | 3044.34 | -0.24594 | -2.4594 | 0.27701 | 0.98982 | 0.27701 | 0.98982 | 0.28657 | 0.98982 | 0.28657 | 0.98982 | 5.7379 | 6.8635 | 5.7379 | 6.8635
267042-Residential Condensor Coil Cleaning Resid MF CZ10 VintAll | 0.19331 | 0.0018102 | 0.18533 | 140.4 | 421.2 | 0 | 0 | 0.18466 | 0 | 0.18466 | 0 | 0.18466 | 0 | 0.18466 | 0 | 2.4381 | 2.4381 | 2.4381 | 2.4381
267040-Residential Condensor Coil Cleaning Resid SF CZ10 VintAll | 0.28997 | 0.0027153 | 0.27799 | 210.6 | 631.8 | 0 | 0 | 0.22746 | 0 | 0.22746 | 0 | 0.22746 | 0 | 0.22746 | 0 | 3.6572 | 3.6572 | 3.6572 | 3.6572
267002-High Refrigerant Charge Adjustment (>= ±20% rated charge) Resid SF CZ10 Vint04 | 0.66297 | 0.0062082 | 0.5337 | 481.5041 | 4815.0414 | -0.1827 | -1.827 | 0.28092 | 0.98982 | 0.28092 | 0.98982 | 0.28908 | 0.98982 | 0.28908 | 0.98982 | 6.1586 | 7.2463 | 6.1586 | 7.2463
267040-Residential Condensor Coil Cleaning Resid SF CZ10 VintAll | 0.28997 | 0.0027153 | 0.27799 | 210.6 | 631.8 | 0 | 0 | 0.22746 | 0 | 0.22746 | 0 | 0.22746 | 0 | 0.22746 | 0 | 3.6572 | 3.6572 | 3.6572 | 3.6572
267001-High Refrigerant Charge Adjustment (>= ±20% rated charge) Resid SFCZ10 Vint03 | 0.80048 | 0.0074958 | 0.42835 | 581.3707 | 5813.7066 | -0.15593 | -1.5593 | 0.29026 | 0.98982 | 0.29026 | 0.98982 | 0.29702 | 0.98982 | 0.29702 | 0.98982 | 7.4384 | 8.752 | 7.4384 | 8.752
267040-Residential Condensor Coil Cleaning Resid SF CZ10 VintAll | 0.28997 | 0.0027153 | 0.27799 | 210.6 | 631.8 | 0 | 0 | 0.22746 | 0 | 0.22746 | 0 | 0.22746 | 0 | 0.22746 | 0 | 3.6572 | 3.6572 | 3.6572 | 3.6572
267001-High Refrigerant Charge Adjustment (>= ±20% rated charge) Resid SFCZ10 Vint03 | 0.80048 | 0.0074958 | 0.42835 | 581.3707 | 5813.7066 | -0.15593 | -1.5593 | 0.29026 | 0.98982 | 0.29026 | 0.98982 | 0.29702 | 0.98982 | 0.29702 | 0.98982 | 7.4384 | 8.752 | 7.4384 | 8.752
267040-Residential Condensor Coil Cleaning Resid SF CZ10 VintAll | 0.28997 | 0.0027153 | 0.27799 | 210.6 | 631.8 | 0 | 0 | 0.22746 | 0 | 0.22746 | 0 | 0.22746 | 0 | 0.22746 | 0 | 3.6572 | 3.6572 | 3.6572 | 3.6572
267001-High Refrigerant Charge Adjustment (>= ±20% rated charge) Resid SFCZ10 Vint03 | 0.80048 | 0.0074958 | 0.42835 | 581.3707 | 5813.7066 | -0.15593 | -1.5593 | 0.29026 | 0.98982 | 0.29026 | 0.98982 | 0.29702 | 0.98982 | 0.29702 | 0.98982 | 7.4384 | 8.752 | 7.4384 | 8.752
267040-Residential Condensor Coil Cleaning Resid SF CZ10 VintAll | 0.28997 | 0.0027153 | 0.27799 | 210.6 | 631.8 | 0 | 0 | 0.22746 | 0 | 0.22746 | 0 | 0.22746 | 0 | 0.22746 | 0 | 3.6572 | 3.6572 | 3.6572 | 3.6572
267001-High Refrigerant Charge Adjustment (>= ±20% rated charge) Resid SFCZ10 Vint03 | 1.0673 | 0.0099944 | 0.57113 | 775.1609 | 7751.6088 | -0.20791 | -2.0791 | 0.29026 | 0.98982 | 0.29026 | 0.98982 | 0.29702 | 0.98982 | 0.29702 | 0.98982 | 7.4384 | 8.752 | 7.4384 | 8.752
267040-Residential Condensor Coil Cleaning Resid SF CZ10 VintAll | 0.28997 | 0.0027153 | 0.27799 | 210.6 | 631.8 | 0 | 0 | 0.22746 | 0 | 0.22746 | 0 | 0.22746 | 0 | 0.22746 | 0 | 3.6572 | 3.6572 | 3.6572 | 3.6572
267001-High Refrigerant Charge Adjustment (>= ±20% rated charge) Resid SFCZ10 Vint03 | 1.0673 | 0.0099944 | 0.57113 | 775.1609 | 7751.6088 | -0.20791 | -2.0791 | 0.29026 | 0.98982 | 0.29026 | 0.98982 | 0.29702 | 0.98982 | 0.29702 | 0.98982 | 7.4384 | 8.752 | 7.4384 | 8.752
267040-Residential Condensor Coil Cleaning Resid SF CZ10 VintAll | 0.28997 | 0.0027153 | 0.27799 | 210.6 | 631.8 | 0 | 0 | 0.22746 | 0 | 0.22746 | 0 | 0.22746 | 0 | 0.22746 | 0 | 3.6572 | 3.6572 | 3.6572 | 3.6572
267003-High Refrigerant Charge Adjustment (>= ±20% rated charge) Resid SF CZ10 Vint05 | 0.52346 | 0.0049018 | 0.55868 | 380.1821 | 3801.8214 | -0.16697 | -1.6697 | 0.26643 | 0.98982 | 0.26643 | 0.98982 | 0.27676 | 0.98982 | 0.27676 | 0.98982 | 4.8618 | 5.7204 | 4.8618 | 5.7204
267040-Residential Condensor Coil Cleaning Resid SF CZ10 VintAll | 0.28997 | 0.0027153 | 0.27799 | 210.6 | 631.8 | 0 | 0 | 0.22746 | 0 | 0.22746 | 0 | 0.22746 | 0 | 0.22746 | 0 | 3.6572 | 3.6572 | 3.6572 | 3.6572
267002-High Refrigerant Charge Adjustment (>= ±20% rated charge) Resid SF CZ10 Vint04 | 0.66297 | 0.0062082 | 0.5337 | 481.5041 | 4815.0414 | -0.1827 | -1.827 | 0.28092 | 0.98982 | 0.28092 | 0.98982 | 0.28908 | 0.98982 | 0.28908 | 0.98982 | 6.1586 | 7.2463 | 6.1586 | 7.2463
267040-Residential Condensor Coil Cleaning Resid SF CZ10 VintAll | 0.28997 | 0.0027153 | 0.27799 | 210.6 | 631.8 | 0 | 0 | 0.22746 | 0 | 0.22746 | 0 | 0.22746 | 0 | 0.22746 | 0 | 3.6572 | 3.6572 | 3.6572 | 3.6572
267001-High Refrigerant Charge Adjustment (>= ±20% rated charge) Resid SFCZ10 Vint03 | 1.601 | 0.014992 | 0.8567 | 1162.7413 | 11627.4132 | -0.31186 | -3.1186 | 0.29026 | 0.98982 | 0.29026 | 0.98982 | 0.29702 | 0.98982 | 0.29702 | 0.98982 | 7.4384 | 8.752 | 7.4384 | 8.752
267040-Residential Condensor Coil Cleaning Resid SF CZ10 VintAll | 0.28997 | 0.0027153 | 0.27799 | 210.6 | 631.8 | 0 | 0 | 0.22746 | 0 | 0.22746 | 0 | 0.22746 | 0 | 0.22746 | 0 | 3.6572 | 3.6572 | 3.6572 | 3.6572
267001-High Refrigerant Charge Adjustment (>= ±20% rated charge) Resid SFCZ10 Vint03 | 1.0673 | 0.0099944 | 0.57113 | 775.1609 | 7751.6088 | -0.20791 | -2.0791 | 0.29026 | 0.98982 | 0.29026 | 0.98982 | 0.29702 | 0.98982 | 0.29702 | 0.98982 | 7.4384 | 8.752 | 7.4384 | 8.752
267040-Residential Condensor Coil Cleaning Resid SF CZ10 VintAll | 0.28997 | 0.0027153 | 0.27799 | 210.6 | 631.8 | 0 | 0 | 0.22746 | 0 | 0.22746 | 0 | 0.22746 | 0 | 0.22746 | 0 | 3.6572 | 3.6572 | 3.6572 | 3.6572
267001-High Refrigerant Charge Adjustment (>= ±20% rated charge) Resid SFCZ10 Vint03 | 1.601 | 0.014992 | 0.8567 | 1162.7413 | 11627.4132 | -0.31186 | -3.1186 | 0.29026 | 0.98982 | 0.29026 | 0.98982 | 0.29702 | 0.98982 | 0.29702 | 0.98982 | 7.4384 | 8.752 | 7.4384 | 8.752
267040-Residential Condensor Coil Cleaning Resid SF CZ10 VintAll | 0.28997 | 0.0027153 | 0.27799 | 210.6 | 631.8 | 0 | 0 | 0.22746 | 0 | 0.22746 | 0 | 0.22746 | 0 | 0.22746 | 0 | 3.6572 | 3.6572 | 3.6572 | 3.6572
267040-Residential Condensor Coil Cleaning Resid SF CZ10 VintAll | 0.28997 | 0.0027153 | 0.27799 | 210.6 | 631.8 | 0 | 0 | 0.22746 | 0 | 0.22746 | 0 | 0.22746 | 0 | 0.22746 | 0 | 3.6572 | 3.6572 | 3.6572 | 3.6572
267001-High Refrigerant Charge Adjustment (>= ±20% rated charge) Resid SFCZ10 Vint03 | 0.80048 | 0.0074958 | 0.42835 | 581.3707 | 5813.7066 | -0.15593 | -1.5593 | 0.29026 | 0.98982 | 0.29026 | 0.98982 | 0.29702 | 0.98982 | 0.29702 | 0.98982 | 7.4384 | 8.752 | 7.4384 | 8.752
267040-Residential Condensor Coil Cleaning Resid SF CZ10 VintAll | 0.28997 | 0.0027153 | 0.27799 | 210.6 | 631.8 | 0 | 0 | 0.22746 | 0 | 0.22746 | 0 | 0.22746 | 0 | 0.22746 | 0 | 3.6572 | 3.6572 | 3.6572 | 3.6572
267040-Residential Condensor Coil Cleaning Resid SF CZ10 VintAll | 0.28997 | 0.0027153 | 0.27799 | 210.6 | 631.8 | 0 | 0 | 0.22746 | 0 | 0.22746 | 0 | 0.22746 | 0 | 0.22746 | 0 | 3.6572 | 3.6572 | 3.6572 | 3.6572
267001-High Refrigerant Charge Adjustment (>= ±20% rated charge) Resid SFCZ10 Vint03 | 1.0673 | 0.0099944 | 0.57113 | 775.1609 | 7751.6088 | -0.20791 | -2.0791 | 0.29026 | 0.98982 | 0.29026 | 0.98982 | 0.29702 | 0.98982 | 0.29702 | 0.98982 | 7.4384 | 8.752 | 7.4384 | 8.752
267040-Residential Condensor Coil Cleaning Resid SF CZ10 VintAll | 0.28997 | 0.0027153 | 0.27799 | 210.6 | 631.8 | 0 | 0 | 0.22746 | 0 | 0.22746 | 0 | 0.22746 | 0 | 0.22746 | 0 | 3.6572 | 3.6572 | 3.6572 | 3.6572
267001-High Refrigerant Charge Adjustment (>= ±20% rated charge) Resid SFCZ10 Vint03 | 1.0673 | 0.0099944 | 0.57113 | 775.1609 | 7751.6088 | -0.20791 | -2.0791 | 0.29026 | 0.98982 | 0.29026 | 0.98982 | 0.29702 | 0.98982 | 0.29702 | 0.98982 | 7.4384 | 8.752 | 7.4384 | 8.752
267040-Residential Condensor Coil Cleaning Resid SF CZ10 VintAll | 0.28997 | 0.0027153 | 0.27799 | 210.6 | 631.8 | 0 | 0 | 0.22746 | 0 | 0.22746 | 0 | 0.22746 | 0 | 0.22746 | 0 | 3.6572 | 3.6572 | 3.6572 | 3.6572
267001-High Refrigerant Charge Adjustment (>= ±20% rated charge) Resid SFCZ10 Vint03 | 1.3341 | 0.012493 | 0.71392 | 968.9511 | 9689.511 | -0.25989 | -2.5989 | 0.29026 | 0.98982 | 0.29026 | 0.98982 | 0.29702 | 0.98982 | 0.29702 | 0.98982 | 7.4384 | 8.752 | 7.4384 | 8.752
267040-Residential Condensor Coil Cleaning Resid SF CZ10 VintAll | 0.28997 | 0.0027153 | 0.27799 | 210.6 | 631.8 | 0 | 0 | 0.22746 | 0 | 0.22746 | 0 | 0.22746 | 0 | 0.22746 | 0 | 3.6572 | 3.6572 | 3.6572 | 3.6572
267001-High Refrigerant Charge Adjustment (>= ±20% rated charge) Resid SFCZ10 Vint03 | 0.80048 | 0.0074958 | 0.42835 | 581.3707 | 5813.7066 | -0.15593 | -1.5593 | 0.28886 | 0.98982 | 0.28886 | 0.98982 | 0.29064 | 0.98982 | 0.29064 | 0.98982 | 7.2136 | 7.5017 | 7.2136 | 7.5017
267040-Residential Condensor Coil Cleaning Resid SF CZ10 VintAll | 0.28997 | 0.0027153 | 0.27799 | 210.6 | 631.8 | 0 | 0 | 0.22746 | 0 | 0.22746 | 0 | 0.22746 | 0 | 0.22746 | 0 | 3.6572 | 3.6572 | 3.6572 | 3.6572
267001-High Refrigerant Charge Adjustment (>= ±20% rated charge) Resid SFCZ10 Vint03 | 1.0673 | 0.0099944 | 0.57113 | 775.1609 | 7751.6088 | -0.20791 | -2.0791 | 0.29026 | 0.98982 | 0.29026 | 0.98982 | 0.29702 | 0.98982 | 0.29702 | 0.98982 | 7.4384 | 8.752 | 7.4384 | 8.752
267040-Residential Condensor Coil Cleaning Resid SF CZ10 VintAll | 0.28997 | 0.0027153 | 0.27799 | 210.6 | 631.8 | 0 | 0 | 0.22746 | 0 | 0.22746 | 0 | 0.22746 | 0 | 0.22746 | 0 | 3.6572 | 3.6572 | 3.6572 | 3.6572
267002-High Refrigerant Charge Adjustment (>= ±20% rated charge) Resid SF CZ10 Vint04 | 0.66297 | 0.0062082 | 0.5337 | 481.5041 | 4815.0414 | -0.1827 | -1.827 | 0.28092 | 0.98982 | 0.28092 | 0.98982 | 0.28908 | 0.98982 | 0.28908 | 0.98982 | 6.1586 | 7.2463 | 6.1586 | 7.2463
267040-Residential Condensor Coil Cleaning Resid SF CZ10 VintAll | 0.28997 | 0.0027153 | 0.27799 | 210.6 | 631.8 | 0 | 0 | 0.22746 | 0 | 0.22746 | 0 | 0.22746 | 0 | 0.22746 | 0 | 3.6572 | 3.6572 | 3.6572 | 3.6572
267004-High Refrigerant Charge Adjustment (>= ±20% rated charge) Resid SF CZ10 Vint01 | 0.35582 | 0.0033319 | 0.3812 | 258.4226 | 2584.2258 | -0.042815 | -0.42815 | 0.23082 | 0.98982 | 0.23082 | 0.98982 | 0.23483 | 0.98982 | 0.23483 | 0.98982 | 3.2075 | 3.3356 | 3.2075 | 3.3356
267040-Residential Condensor Coil Cleaning Resid SF CZ10 VintAll | 0.28997 | 0.0027153 | 0.27799 | 210.6 | 631.8 | 0 | 0 | 0.22746 | 0 | 0.22746 | 0 | 0.22746 | 0 | 0.22746 | 0 | 3.6572 | 3.6572 | 3.6572 | 3.6572
267002-High Refrigerant Charge Adjustment (>= ±20% rated charge) Resid SF CZ10 Vint04 | 0.66297 | 0.0062082 | 0.5337 | 481.5041 | 4815.0414 | -0.1827 | -1.827 | 0.27922 | 0.98982 | 0.27922 | 0.98982 | 0.28138 | 0.98982 | 0.28138 | 0.98982 | 5.9725 | 6.2111 | 5.9725 | 6.2111
267040-Residential Condensor Coil Cleaning Resid SF CZ10 VintAll | 0.28997 | 0.0027153 | 0.27799 | 210.6 | 631.8 | 0 | 0 | 0.22746 | 0 | 0.22746 | 0 | 0.22746 | 0 | 0.22746 | 0 | 3.6572 | 3.6572 | 3.6572 | 3.6572
267003-High Refrigerant Charge Adjustment (>= ±20% rated charge) Resid SF CZ10 Vint05 | 0.52346 | 0.0049018 | 0.55868 | 380.1821 | 3801.8214 | -0.16697 | -1.6697 | 0.26643 | 0.98982 | 0.26643 | 0.98982 | 0.27676 | 0.98982 | 0.27676 | 0.98982 | 4.8618 | 5.7204 | 4.8618 | 5.7204
267040-Residential Condensor Coil Cleaning Resid SF CZ10 VintAll | 0.28997 | 0.0027153 | 0.27799 | 210.6 | 631.8 | 0 | 0 | 0.22746 | 0 | 0.22746 | 0 | 0.22746 | 0 | 0.22746 | 0 | 3.6572 | 3.6572 | 3.6572 | 3.6572
267001-High Refrigerant Charge Adjustment (>= ±20% rated charge) Resid SFCZ10 Vint03 | 0.80048 | 0.0074958 | 0.42835 | 581.3707 | 5813.7066 | -0.15593 | -1.5593 | 0.29026 | 0.98982 | 0.29026 | 0.98982 | 0.29702 | 0.98982 | 0.29702 | 0.98982 | 7.4384 | 8.752 | 7.4384 | 8.752
267040-Residential Condensor Coil Cleaning Resid SF CZ10 VintAll | 0.28997 | 0.0027153 | 0.27799 | 210.6 | 631.8 | 0 | 0 | 0.22746 | 0 | 0.22746 | 0 | 0.22746 | 0 | 0.22746 | 0 | 3.6572 | 3.6572 | 3.6572 | 3.6572
267040-Residential Condensor Coil Cleaning Resid SF CZ10 VintAll | 0.28997 | 0.0027153 | 0.27799 | 210.6 | 631.8 | 0 | 0 | 0.22746 | 0 | 0.22746 | 0 | 0.22746 | 0 | 0.22746 | 0 | 3.6572 | 3.6572 | 3.6572 | 3.6572
267004-High Refrigerant Charge Adjustment (>= ±20% rated charge) Resid SF CZ10 Vint01 | 0.47442 | 0.0044425 | 0.50826 | 344.5634 | 3445.6344 | -0.057086 | -0.57086 | 0.23397 | 0.98982 | 0.23397 | 0.98982 | 0.24918 | 0.98982 | 0.24918 | 0.98982 | 3.3074 | 3.8915 | 3.3074 | 3.8915
267040-Residential Condensor Coil Cleaning Resid SF CZ10 VintAll | 0.28997 | 0.0027153 | 0.27799 | 210.6 | 631.8 | 0 | 0 | 0.22746 | 0 | 0.22746 | 0 | 0.22746 | 0 | 0.22746 | 0 | 3.6572 | 3.6572 | 3.6572 | 3.6572
267003-High Refrigerant Charge Adjustment (>= ±20% rated charge) Resid SF CZ10 Vint05 | 0.52346 | 0.0049018 | 0.55868 | 380.1821 | 3801.8214 | -0.16697 | -1.6697 | 0.26643 | 0.98982 | 0.26643 | 0.98982 | 0.27676 | 0.98982 | 0.27676 | 0.98982 | 4.8618 | 5.7204 | 4.8618 | 5.7204
267040-Residential Condensor Coil Cleaning Resid SF CZ10 VintAll | 0.28997 | 0.0027153 | 0.27799 | 210.6 | 631.8 | 0 | 0 | 0.22746 | 0 | 0.22746 | 0 | 0.22746 | 0 | 0.22746 | 0 | 3.6572 | 3.6572 | 3.6572 | 3.6572
267001-High Refrigerant Charge Adjustment (>= ±20% rated charge) Resid SFCZ10 Vint03 | 1.3341 | 0.012493 | 0.71392 | 968.9511 | 9689.511 | -0.25989 | -2.5989 | 0.29026 | 0.98982 | 0.29026 | 0.98982 | 0.29702 | 0.98982 | 0.29702 | 0.98982 | 7.4384 | 8.752 | 7.4384 | 8.752
267040-Residential Condensor Coil Cleaning Resid SF CZ10 VintAll | 0.28997 | 0.0027153 | 0.27799 | 210.6 | 631.8 | 0 | 0 | 0.22746 | 0 | 0.22746 | 0 | 0.22746 | 0 | 0.22746 | 0 | 3.6572 | 3.6572 | 3.6572 | 3.6572
267040-Residential Condensor Coil Cleaning Resid SF CZ10 VintAll | 0.28997 | 0.0027153 | 0.27799 | 210.6 | 631.8 | 0 | 0 | 0.22746 | 0 | 0.22746 | 0 | 0.22746 | 0 | 0.22746 | 0 | 3.6572 | 3.6572 | 3.6572 | 3.6572
267001-High Refrigerant Charge Adjustment (>= ±20% rated charge) Resid SFCZ10 Vint03 | 0.80048 | 0.0074958 | 0.42835 | 581.3707 | 5813.7066 | -0.15593 | -1.5593 | 0.29026 | 0.98982 | 0.29026 | 0.98982 | 0.29702 | 0.98982 | 0.29702 | 0.98982 | 7.4384 | 8.752 | 7.4384 | 8.752
267040-Residential Condensor Coil Cleaning Resid SF CZ10 VintAll | 0.28997 | 0.0027153 | 0.27799 | 210.6 | 631.8 | 0 | 0 | 0.22746 | 0 | 0.22746 | 0 | 0.22746 | 0 | 0.22746 | 0 | 3.6572 | 3.6572 | 3.6572 | 3.6572
267002-High Refrigerant Charge Adjustment (>= ±20% rated charge) Resid SF CZ10 Vint04 | 0.66297 | 0.0062082 | 0.5337 | 481.5041 | 4815.0414 | -0.1827 | -1.827 | 0.27922 | 0.98982 | 0.27922 | 0.98982 | 0.28138 | 0.98982 | 0.28138 | 0.98982 | 5.9725 | 6.2111 | 5.9725 | 6.2111
267002-High Refrigerant Charge Adjustment (>= ±20% rated charge) Resid SF CZ10 Vint04 | 0.66297 | 0.0062082 | 0.5337 | 481.5041 | 4815.0414 | -0.1827 | -1.827 | 0.28092 | 0.98982 | 0.28092 | 0.98982 | 0.28908 | 0.98982 | 0.28908 | 0.98982 | 6.1586 | 7.2463 | 6.1586 | 7.2463
267040-Residential Condensor Coil Cleaning Resid SF CZ10 VintAll | 0.28997 | 0.0027153 | 0.27799 | 210.6 | 631.8 | 0 | 0 | 0.22746 | 0 | 0.22746 | 0 | 0.22746 | 0 | 0.22746 | 0 | 3.6572 | 3.6572 | 3.6572 | 3.6572
267003-High Refrigerant Charge Adjustment (>= ±20% rated charge) Resid SF CZ10 Vint05 | 0.52346 | 0.0049018 | 0.55868 | 380.1821 | 3801.8214 | -0.16697 | -1.6697 | 0.26643 | 0.98982 | 0.26643 | 0.98982 | 0.27676 | 0.98982 | 0.27676 | 0.98982 | 4.8618 | 5.7204 | 4.8618 | 5.7204
267040-Residential Condensor Coil Cleaning Resid SF CZ10 VintAll | 0.28997 | 0.0027153 | 0.27799 | 210.6 | 631.8 | 0 | 0 | 0.22746 | 0 | 0.22746 | 0 | 0.22746 | 0 | 0.22746 | 0 | 3.6572 | 3.6572 | 3.6572 | 3.6572
267004-High Refrigerant Charge Adjustment (>= ±20% rated charge) Resid SF CZ10 Vint01 | 0.35582 | 0.0033319 | 0.3812 | 258.4226 | 2584.2258 | -0.042815 | -0.42815 | 0.23082 | 0.98982 | 0.23082 | 0.98982 | 0.23483 | 0.98982 | 0.23483 | 0.98982 | 3.2075 | 3.3356 | 3.2075 | 3.3356
267040-Residential Condensor Coil Cleaning Resid SF CZ10 VintAll | 0.28997 | 0.0027153 | 0.27799 | 210.6 | 631.8 | 0 | 0 | 0.22746 | 0 | 0.22746 | 0 | 0.22746 | 0 | 0.22746 | 0 | 3.6572 | 3.6572 | 3.6572 | 3.6572
267001-High Refrigerant Charge Adjustment (>= ±20% rated charge) Resid SFCZ10 Vint03 | 0.80048 | 0.0074958 | 0.42835 | 581.3707 | 5813.7066 | -0.15593 | -1.5593 | 0.28886 | 0.98982 | 0.28886 | 0.98982 | 0.29064 | 0.98982 | 0.29064 | 0.98982 | 7.2136 | 7.5017 | 7.2136 | 7.5017
267040-Residential Condensor Coil Cleaning Resid SF CZ10 VintAll | 0.28997 | 0.0027153 | 0.27799 | 210.6 | 631.8 | 0 | 0 | 0.22746 | 0 | 0.22746 | 0 | 0.22746 | 0 | 0.22746 | 0 | 3.6572 | 3.6572 | 3.6572 | 3.6572
267004-High Refrigerant Charge Adjustment (>= ±20% rated charge) Resid SF CZ10 Vint01 | 0.47442 | 0.0044425 | 0.50826 | 344.5634 | 3445.6344 | -0.057086 | -0.57086 | 0.23397 | 0.98982 | 0.23397 | 0.98982 | 0.24918 | 0.98982 | 0.24918 | 0.98982 | 3.3074 | 3.8915 | 3.3074 | 3.8915
267040-Residential Condensor Coil Cleaning Resid SF CZ10 VintAll | 0.28997 | 0.0027153 | 0.27799 | 210.6 | 631.8 | 0 | 0 | 0.22746 | 0 | 0.22746 | 0 | 0.22746 | 0 | 0.22746 | 0 | 3.6572 | 3.6572 | 3.6572 | 3.6572
267001-High Refrigerant Charge Adjustment (>= ±20% rated charge) Resid SFCZ10 Vint03 | 1.0673 | 0.0099944 | 0.57113 | 775.1609 | 7751.6088 | -0.20791 | -2.0791 | 0.29026 | 0.98982 | 0.29026 | 0.98982 | 0.29702 | 0.98982 | 0.29702 | 0.98982 | 7.4384 | 8.752 | 7.4384 | 8.752
267040-Residential Condensor Coil Cleaning Resid SF CZ10 VintAll | 0.28997 | 0.0027153 | 0.27799 | 210.6 | 631.8 | 0 | 0 | 0.22746 | 0 | 0.22746 | 0 | 0.22746 | 0 | 0.22746 | 0 | 3.6572 | 3.6572 | 3.6572 | 3.6572
267001-High Refrigerant Charge Adjustment (>= ±20% rated charge) Resid SFCZ10 Vint03 | 0.80048 | 0.0074958 | 0.42835 | 581.3707 | 5813.7066 | -0.15593 | -1.5593 | 0.28886 | 0.98982 | 0.28886 | 0.98982 | 0.29064 | 0.98982 | 0.29064 | 0.98982 | 7.2136 | 7.5017 | 7.2136 | 7.5017
267040-Residential Condensor Coil Cleaning Resid SF CZ10 VintAll | 0.28997 | 0.0027153 | 0.27799 | 210.6 | 631.8 | 0 | 0 | 0.22746 | 0 | 0.22746 | 0 | 0.22746 | 0 | 0.22746 | 0 | 3.6572 | 3.6572 | 3.6572 | 3.6572
267002-High Refrigerant Charge Adjustment (>= ±20% rated charge) Resid SF CZ10 Vint04 | 1.105 | 0.010347 | 0.8895 | 802.5069 | 8025.069 | -0.3045 | -3.045 | 0.28092 | 0.98982 | 0.28092 | 0.98982 | 0.28908 | 0.98982 | 0.28908 | 0.98982 | 6.1586 | 7.2463 | 6.1586 | 7.2463
267040-Residential Condensor Coil Cleaning Resid SF CZ10 VintAll | 0.28997 | 0.0027153 | 0.27799 | 210.6 | 631.8 | 0 | 0 | 0.22746 | 0 | 0.22746 | 0 | 0.22746 | 0 | 0.22746 | 0 | 3.6572 | 3.6572 | 3.6572 | 3.6572
267001-High Refrigerant Charge Adjustment (>= ±20% rated charge) Resid SFCZ10 Vint03 | 0.80048 | 0.0074958 | 0.42835 | 581.3707 | 5813.7066 | -0.15593 | -1.5593 | 0.28886 | 0.98982 | 0.28886 | 0.98982 | 0.29064 | 0.98982 | 0.29064 | 0.98982 | 7.2136 | 7.5017 | 7.2136 | 7.5017
267040-Residential Condensor Coil Cleaning Resid SF CZ10 VintAll | 0.28997 | 0.0027153 | 0.27799 | 210.6 | 631.8 | 0 | 0 | 0.22746 | 0 | 0.22746 | 0 | 0.22746 | 0 | 0.22746 | 0 | 3.6572 | 3.6572 | 3.6572 | 3.6572
267001-High Refrigerant Charge Adjustment (>= ±20% rated charge) Resid SFCZ10 Vint03 | 1.0673 | 0.0099944 | 0.57113 | 775.1609 | 7751.6088 | -0.20791 | -2.0791 | 0.29026 | 0.98982 | 0.29026 | 0.98982 | 0.29702 | 0.98982 | 0.29702 | 0.98982 | 7.4384 | 8.752 | 7.4384 | 8.752
267040-Residential Condensor Coil Cleaning Resid SF CZ10 VintAll | 0.28997 | 0.0027153 | 0.27799 | 210.6 | 631.8 | 0 | 0 | 0.22746 | 0 | 0.22746 | 0 | 0.22746 | 0 | 0.22746 | 0 | 3.6572 | 3.6572 | 3.6572 | 3.6572
267001-High Refrigerant Charge Adjustment (>= ±20% rated charge) Resid SFCZ10 Vint03 | 0.80048 | 0.0074958 | 0.42835 | 581.3707 | 5813.7066 | -0.15593 | -1.5593 | 0.29026 | 0.98982 | 0.29026 | 0.98982 | 0.29702 | 0.98982 | 0.29702 | 0.98982 | 7.4384 | 8.752 | 7.4384 | 8.752
267040-Residential Condensor Coil Cleaning Resid SF CZ10 VintAll | 0.28997 | 0.0027153 | 0.27799 | 210.6 | 631.8 | 0 | 0 | 0.22746 | 0 | 0.22746 | 0 | 0.22746 | 0 | 0.22746 | 0 | 3.6572 | 3.6572 | 3.6572 | 3.6572
267002-High Refrigerant Charge Adjustment (>= ±20% rated charge) Resid SF CZ10 Vint04 | 0.66297 | 0.0062082 | 0.5337 | 481.5041 | 4815.0414 | -0.1827 | -1.827 | 0.27922 | 0.98982 | 0.27922 | 0.98982 | 0.28138 | 0.98982 | 0.28138 | 0.98982 | 5.9725 | 6.2111 | 5.9725 | 6.2111
267040-Residential Condensor Coil Cleaning Resid SF CZ10 VintAll | 0.28997 | 0.0027153 | 0.27799 | 210.6 | 631.8 | 0 | 0 | 0.22746 | 0 | 0.22746 | 0 | 0.22746 | 0 | 0.22746 | 0 | 3.6572 | 3.6572 | 3.6572 | 3.6572
267001-High Refrigerant Charge Adjustment (>= ±20% rated charge) Resid SFCZ10 Vint03 | 0.80048 | 0.0074958 | 0.42835 | 581.3707 | 5813.7066 | -0.15593 | -1.5593 | 0.29026 | 0.98982 | 0.29026 | 0.98982 | 0.29702 | 0.98982 | 0.29702 | 0.98982 | 7.4384 | 8.752 | 7.4384 | 8.752
267040-Residential Condensor Coil Cleaning Resid SF CZ10 VintAll | 0.28997 | 0.0027153 | 0.27799 | 210.6 | 631.8 | 0 | 0 | 0.22746 | 0 | 0.22746 | 0 | 0.22746 | 0 | 0.22746 | 0 | 3.6572 | 3.6572 | 3.6572 | 3.6572
267001-High Refrigerant Charge Adjustment (>= ±20% rated charge) Resid SFCZ10 Vint03 | 1.0673 | 0.0099944 | 0.57113 | 775.1609 | 7751.6088 | -0.20791 | -2.0791 | 0.29026 | 0.98982 | 0.29026 | 0.98982 | 0.29702 | 0.98982 | 0.29702 | 0.98982 | 7.4384 | 8.752 | 7.4384 | 8.752
267040-Residential Condensor Coil Cleaning Resid SF CZ10 VintAll | 0.28997 | 0.0027153 | 0.27799 | 210.6 | 631.8 | 0 | 0 | 0.22746 | 0 | 0.22746 | 0 | 0.22746 | 0 | 0.22746 | 0 | 3.6572 | 3.6572 | 3.6572 | 3.6572
267040-Residential Condensor Coil Cleaning Resid SF CZ10 VintAll | 0.28997 | 0.0027153 | 0.27799 | 210.6 | 631.8 | 0 | 0 | 0.22746 | 0 | 0.22746 | 0 | 0.22746 | 0 | 0.22746 | 0 | 3.6572 | 3.6572 | 3.6572 | 3.6572
267001-High Refrigerant Charge Adjustment (>= ±20% rated charge) Resid SFCZ10 Vint03 | 0.80048 | 0.0074958 | 0.42835 | 581.3707 | 5813.7066 | -0.15593 | -1.5593 | 0.28886 | 0.98982 | 0.28886 | 0.98982 | 0.29064 | 0.98982 | 0.29064 | 0.98982 | 7.2136 | 7.5017 | 7.2136 | 7.5017
267040-Residential Condensor Coil Cleaning Resid SF CZ10 VintAll | 0.28997 | 0.0027153 | 0.27799 | 210.6 | 631.8 | 0 | 0 | 0.22746 | 0 | 0.22746 | 0 | 0.22746 | 0 | 0.22746 | 0 | 3.6572 | 3.6572 | 3.6572 | 3.6572
267040-Residential Condensor Coil Cleaning Resid SF CZ10 VintAll | 0.28997 | 0.0027153 | 0.27799 | 210.6 | 631.8 | 0 | 0 | 0.22746 | 0 | 0.22746 | 0 | 0.22746 | 0 | 0.22746 | 0 | 3.6572 | 3.6572 | 3.6572 | 3.6572
267040-Residential Condensor Coil Cleaning Resid SF CZ10 VintAll | 0.28997 | 0.0027153 | 0.27799 | 210.6 | 631.8 | 0 | 0 | 0.22746 | 0 | 0.22746 | 0 | 0.22746 | 0 | 0.22746 | 0 | 3.6572 | 3.6572 | 3.6572 | 3.6572
267001-High Refrigerant Charge Adjustment (>= ±20% rated charge) Resid SFCZ10 Vint03 | 0.80048 | 0.0074958 | 0.42835 | 581.3707 | 5813.7066 | -0.15593 | -1.5593 | 0.28886 | 0.98982 | 0.28886 | 0.98982 | 0.29064 | 0.98982 | 0.29064 | 0.98982 | 7.2136 | 7.5017 | 7.2136 | 7.5017
267040-Residential Condensor Coil Cleaning Resid SF CZ10 VintAll | 0.28997 | 0.0027153 | 0.27799 | 210.6 | 631.8 | 0 | 0 | 0.22746 | 0 | 0.22746 | 0 | 0.22746 | 0 | 0.22746 | 0 | 3.6572 | 3.6572 | 3.6572 | 3.6572
267002-High Refrigerant Charge Adjustment (>= ±20% rated charge) Resid SF CZ10 Vint04 | 0.44198 | 0.0041388 | 0.3558 | 321.0028 | 3210.0276 | -0.1218 | -1.218 | 0.27838 | 0.98982 | 0.27838 | 0.98982 | 0.27753 | 0.98982 | 0.27753 | 0.98982 | 5.8836 | 5.797 | 5.8836 | 5.797
267040-Residential Condensor Coil Cleaning Resid SF CZ10 VintAll | 0.28997 | 0.0027153 | 0.27799 | 210.6 | 631.8 | 0 | 0 | 0.22746 | 0 | 0.22746 | 0 | 0.22746 | 0 | 0.22746 | 0 | 3.6572 | 3.6572 | 3.6572 | 3.6572
267001-High Refrigerant Charge Adjustment (>= ±20% rated charge) Resid SFCZ10 Vint03 | 1.0673 | 0.0099944 | 0.57113 | 775.1609 | 7751.6088 | -0.20791 | -2.0791 | 0.29026 | 0.98982 | 0.29026 | 0.98982 | 0.29702 | 0.98982 | 0.29702 | 0.98982 | 7.4384 | 8.752 | 7.4384 | 8.752
267040-Residential Condensor Coil Cleaning Resid SF CZ10 VintAll | 0.28997 | 0.0027153 | 0.27799 | 210.6 | 631.8 | 0 | 0 | 0.22746 | 0 | 0.22746 | 0 | 0.22746 | 0 | 0.22746 | 0 | 3.6572 | 3.6572 | 3.6572 | 3.6572
267040-Residential Condensor Coil Cleaning Resid SF CZ10 VintAll | 0.28997 | 0.0027153 | 0.27799 | 210.6 | 631.8 | 0 | 0 | 0.22746 | 0 | 0.22746 | 0 | 0.22746 | 0 | 0.22746 | 0 | 3.6572 | 3.6572 | 3.6572 | 3.6572
267001-High Refrigerant Charge Adjustment (>= ±20% rated charge) Resid SFCZ10 Vint03 | 0.80048 | 0.0074958 | 0.42835 | 581.3707 | 5813.7066 | -0.15593 | -1.5593 | 0.29026 | 0.98982 | 0.29026 | 0.98982 | 0.29702 | 0.98982 | 0.29702 | 0.98982 | 7.4384 | 8.752 | 7.4384 | 8.752
267040-Residential Condensor Coil Cleaning Resid SF CZ10 VintAll | 0.28997 | 0.0027153 | 0.27799 | 210.6 | 631.8 | 0 | 0 | 0.22746 | 0 | 0.22746 | 0 | 0.22746 | 0 | 0.22746 | 0 | 3.6572 | 3.6572 | 3.6572 | 3.6572
267001-High Refrigerant Charge Adjustment (>= ±20% rated charge) Resid SFCZ10 Vint03 | 1.0673 | 0.0099944 | 0.57113 | 775.1609 | 7751.6088 | -0.20791 | -2.0791 | 0.29026 | 0.98982 | 0.29026 | 0.98982 | 0.29702 | 0.98982 | 0.29702 | 0.98982 | 7.4384 | 8.752 | 7.4384 | 8.752
267040-Residential Condensor Coil Cleaning Resid SF CZ10 VintAll | 0.28997 | 0.0027153 | 0.27799 | 210.6 | 631.8 | 0 | 0 | 0.22746 | 0 | 0.22746 | 0 | 0.22746 | 0 | 0.22746 | 0 | 3.6572 | 3.6572 | 3.6572 | 3.6572
267010-Duct Sealing (Total Leakage Reduced from 40% of AHU flow to 12%) Resid SF CZ10 Vint04 | 0.19475 | 0.0018236 | 0.18795 | 141.4397 | 2545.9153 | 8.3726 | 150.7068 | 0.25037 | 0.83554 | 0.25037 | 0.83554 | 0.21676 | 0.72339 | 0.21676 | 0.72339 | 4.4148 | 3.0272 | 4.4148 | 3.0272
267009-Duct Sealing (Total Leakage Reduced from 40% of AHU flow to 12%) Resid SF CZ10 Vint03 | 0.25213 | 0.002361 | 0.13813 | 183.1159 | 3296.0866 | 16.7075 | 300.7354 | 0.28925 | 0.91947 | 0.28925 | 0.91947 | 0.27129 | 0.86238 | 0.27129 | 0.86238 | 6.7197 | 4.9586 | 6.7197 | 4.9586
267010-Duct Sealing (Total Leakage Reduced from 40% of AHU flow to 12%) Resid SF CZ10 Vint04 | 0.38949 | 0.0036472 | 0.37591 | 282.8795 | 5091.8306 | 16.7452 | 301.4135 | 0.25681 | 0.85703 | 0.25681 | 0.85703 | 0.24603 | 0.82107 | 0.24603 | 0.82107 | 4.8398 | 4.1682 | 4.8398 | 4.1682
267009-Duct Sealing (Total Leakage Reduced from 40% of AHU flow to 12%) Resid SF CZ10 Vint03 | 0.25213 | 0.002361 | 0.13813 | 183.1159 | 3296.0866 | 16.7075 | 300.7354 | 0.29019 | 0.92247 | 0.29019 | 0.92247 | 0.27557 | 0.87599 | 0.27557 | 0.87599 | 6.8473 | 5.2891 | 6.8473 | 5.2891
267009-Duct Sealing (Total Leakage Reduced from 40% of AHU flow to 12%) Resid SF CZ10 Vint03 | 0.25213 | 0.002361 | 0.13813 | 183.1159 | 3296.0866 | 16.7075 | 300.7354 | 0.29302 | 0.93145 | 0.29302 | 0.93145 | 0.28842 | 0.91684 | 0.28842 | 0.91684 | 7.2609 | 6.6114 | 7.2609 | 6.6114
267009-Duct Sealing (Total Leakage Reduced from 40% of AHU flow to 12%) Resid SF CZ10 Vint03 | 0.25213 | 0.002361 | 0.13813 | 183.1159 | 3296.0866 | 16.7075 | 300.7354 | 0.29302 | 0.93145 | 0.29302 | 0.93145 | 0.28842 | 0.91684 | 0.28842 | 0.91684 | 7.2609 | 6.6114 | 7.2609 | 6.6114
267010-Duct Sealing (Total Leakage Reduced from 40% of AHU flow to 12%) Resid SF CZ10 Vint04 | 0.38949 | 0.0036472 | 0.37591 | 282.8795 | 5091.8306 | 16.7452 | 301.4135 | 0.25878 | 0.86361 | 0.25878 | 0.86361 | 0.25499 | 0.85097 | 0.25499 | 0.85097 | 4.9868 | 4.7119 | 4.9868 | 4.7119
267009-Duct Sealing (Total Leakage Reduced from 40% of AHU flow to 12%) Resid SF CZ10 Vint03 | 0.25213 | 0.002361 | 0.13813 | 183.1159 | 3296.0866 | 16.7075 | 300.7354 | 0.2916 | 0.92696 | 0.2916 | 0.92696 | 0.28199 | 0.89642 | 0.28199 | 0.89642 | 7.048 | 5.8768 | 7.048 | 5.8768
267009-Duct Sealing (Total Leakage Reduced from 40% of AHU flow to 12%) Resid SF CZ10 Vint03 | 0.25213 | 0.002361 | 0.13813 | 183.1159 | 3296.0866 | 16.7075 | 300.7354 | 0.28925 | 0.91947 | 0.28925 | 0.91947 | 0.27129 | 0.86238 | 0.27129 | 0.86238 | 6.7197 | 4.9586 | 6.7197 | 4.9586
267009-Duct Sealing (Total Leakage Reduced from 40% of AHU flow to 12%) Resid SF CZ10 Vint03 | 0.25213 | 0.002361 | 0.13813 | 183.1159 | 3296.0866 | 16.7075 | 300.7354 | 0.29019 | 0.92247 | 0.29019 | 0.92247 | 0.27557 | 0.87599 | 0.27557 | 0.87599 | 6.8473 | 5.2891 | 6.8473 | 5.2891
267010-Duct Sealing (Total Leakage Reduced from 40% of AHU flow to 12%) Resid SF CZ10 Vint04 | 0.19475 | 0.0018236 | 0.18795 | 141.4397 | 2545.9153 | 8.3726 | 150.7068 | 0.25418 | 0.84826 | 0.25418 | 0.84826 | 0.23409 | 0.7812 | 0.23409 | 0.7812 | 4.6568 | 3.6125 | 4.6568 | 3.6125
267009-Duct Sealing (Total Leakage Reduced from 40% of AHU flow to 12%) Resid SF CZ10 Vint03 | 0.25213 | 0.002361 | 0.13813 | 183.1159 | 3296.0866 | 16.7075 | 300.7354 | 0.29113 | 0.92546 | 0.29113 | 0.92546 | 0.27985 | 0.88961 | 0.27985 | 0.88961 | 6.9798 | 5.6669 | 6.9798 | 5.6669
267009-Duct Sealing (Total Leakage Reduced from 40% of AHU flow to 12%) Resid SF CZ10 Vint03 | 1.0085 | 0.0094438 | 0.55251 | 732.4637 | 13184.3462 | 66.8301 | 1202.9416 | 0.29419 | 0.9352 | 0.29419 | 0.9352 | 0.29377 | 0.93386 | 0.29377 | 0.93386 | 7.4484 | 7.3802 | 7.4484 | 7.3802
267010-Duct Sealing (Total Leakage Reduced from 40% of AHU flow to 12%) Resid SF CZ10 Vint04 | 0.19475 | 0.0018236 | 0.18795 | 141.4397 | 2545.9153 | 8.3726 | 150.7068 | 0.2555 | 0.85265 | 0.2555 | 0.85265 | 0.24006 | 0.80114 | 0.24006 | 0.80114 | 4.7466 | 3.8705 | 4.7466 | 3.8705
267010-Duct Sealing (Total Leakage Reduced from 40% of AHU flow to 12%) Resid SF CZ10 Vint04 | 0.19475 | 0.0018236 | 0.18795 | 141.4397 | 2545.9153 | 8.3726 | 150.7068 | 0.25333 | 0.84541 | 0.25333 | 0.84541 | 0.2302 | 0.76824 | 0.2302 | 0.76824 | 4.6003 | 3.4624 | 4.6003 | 3.4624
267009-Duct Sealing (Total Leakage Reduced from 40% of AHU flow to 12%) Resid SF CZ10 Vint03 | 0.25213 | 0.002361 | 0.13813 | 183.1159 | 3296.0866 | 16.7075 | 300.7354 | 0.28736 | 0.91348 | 0.28736 | 0.91348 | 0.26272 | 0.83514 | 0.26272 | 0.83514 | 6.4783 | 4.4076 | 6.4783 | 4.4076
267009-Duct Sealing (Total Leakage Reduced from 40% of AHU flow to 12%) Resid SF CZ10 Vint03 | 0.25213 | 0.002361 | 0.13813 | 183.1159 | 3296.0866 | 16.7075 | 300.7354 | 0.28736 | 0.91348 | 0.28736 | 0.91348 | 0.26272 | 0.83514 | 0.26272 | 0.83514 | 6.4783 | 4.4076 | 6.4783 | 4.4076
267009-Duct Sealing (Total Leakage Reduced from 40% of AHU flow to 12%) Resid SF CZ10 Vint03 | 0.25213 | 0.002361 | 0.13813 | 183.1159 | 3296.0866 | 16.7075 | 300.7354 | 0.28604 | 0.90929 | 0.28604 | 0.90929 | 0.25672 | 0.81608 | 0.25672 | 0.81608 | 6.3194 | 4.0895 | 6.3194 | 4.0895
267009-Duct Sealing (Total Leakage Reduced from 40% of AHU flow to 12%) Resid SF CZ10 Vint03 | 0.25213 | 0.002361 | 0.13813 | 183.1159 | 3296.0866 | 16.7075 | 300.7354 | 0.28551 | 0.90758 | 0.28551 | 0.90758 | 0.25428 | 0.80832 | 0.25428 | 0.80832 | 6.2569 | 3.9728 | 6.2569 | 3.9728
267010-Duct Sealing (Total Leakage Reduced from 40% of AHU flow to 12%) Resid SF CZ10 Vint04 | 0.38949 | 0.0036472 | 0.37591 | 282.8795 | 5091.8306 | 16.7452 | 301.4135 | 0.25633 | 0.85543 | 0.25633 | 0.85543 | 0.24385 | 0.81379 | 0.24385 | 0.81379 | 4.8054 | 4.0544 | 4.8054 | 4.0544
267010-Duct Sealing (Total Leakage Reduced from 40% of AHU flow to 12%) Resid SF CZ10 Vint04 | 0.19475 | 0.0018236 | 0.18795 | 141.4397 | 2545.9153 | 8.3726 | 150.7068 | 0.25287 | 0.84387 | 0.25287 | 0.84387 | 0.22811 | 0.76126 | 0.22811 | 0.76126 | 4.5704 | 3.3867 | 4.5704 | 3.3867
267010-Duct Sealing (Total Leakage Reduced from 40% of AHU flow to 12%) Resid SF CZ10 Vint04 | 0.38949 | 0.0036472 | 0.37591 | 282.8795 | 5091.8306 | 16.7452 | 301.4135 | 0.25681 | 0.85703 | 0.25681 | 0.85703 | 0.24603 | 0.82107 | 0.24603 | 0.82107 | 4.8398 | 4.1682 | 4.8398 | 4.1682
267010-Duct Sealing (Total Leakage Reduced from 40% of AHU flow to 12%) Resid SF CZ10 Vint04 | 0.19475 | 0.0018236 | 0.18795 | 141.4397 | 2545.9153 | 8.3726 | 150.7068 | 0.24911 | 0.83133 | 0.24911 | 0.83133 | 0.21103 | 0.70425 | 0.21103 | 0.70425 | 4.3401 | 2.8731 | 4.3401 | 2.8731
267009-Duct Sealing (Total Leakage Reduced from 40% of AHU flow to 12%) Resid SF CZ10 Vint03 | 0.50426 | 0.0047219 | 0.27625 | 366.2318 | 6592.1731 | 33.415 | 601.4708 | 0.29443 | 0.93595 | 0.29443 | 0.93595 | 0.29484 | 0.93726 | 0.29484 | 0.93726 | 7.487 | 7.5559 | 7.487 | 7.5559
267010-Duct Sealing (Total Leakage Reduced from 40% of AHU flow to 12%) Resid SF CZ10 Vint04 | 0.19475 | 0.0018236 | 0.18795 | 141.4397 | 2545.9153 | 8.3726 | 150.7068 | 0.24856 | 0.82949 | 0.24856 | 0.82949 | 0.20852 | 0.69588 | 0.20852 | 0.69588 | 4.3082 | 2.8105 | 4.3082 | 2.8105
267010-Duct Sealing (Total Leakage Reduced from 40% of AHU flow to 12%) Resid SF CZ10 Vint04 | 0.38949 | 0.0036472 | 0.37591 | 282.8795 | 5091.8306 | 16.7452 | 301.4135 | 0.25886 | 0.86387 | 0.25886 | 0.86387 | 0.25535 | 0.85217 | 0.25535 | 0.85217 | 4.9929 | 4.7366 | 4.9929 | 4.7366
267010-Duct Sealing (Total Leakage Reduced from 40% of AHU flow to 12%) Resid SF CZ10 Vint04 | 0.38949 | 0.0036472 | 0.37591 | 282.8795 | 5091.8306 | 16.7452 | 301.4135 | 0.25812 | 0.86142 | 0.25812 | 0.86142 | 0.25201 | 0.84101 | 0.25201 | 0.84101 | 4.9368 | 4.5156 | 4.9368 | 4.5156
267010-Duct Sealing (Total Leakage Reduced from 40% of AHU flow to 12%) Resid SF CZ10 Vint04 | 0.19475 | 0.0018236 | 0.18795 | 141.4397 | 2545.9153 | 8.3726 | 150.7068 | 0.25287 | 0.84387 | 0.25287 | 0.84387 | 0.22811 | 0.76126 | 0.22811 | 0.76126 | 4.5704 | 3.3867 | 4.5704 | 3.3867
267010-Duct Sealing (Total Leakage Reduced from 40% of AHU flow to 12%) Resid SF CZ10 Vint04 | 0.38949 | 0.0036472 | 0.37591 | 282.8795 | 5091.8306 | 16.7452 | 301.4135 | 0.25812 | 0.86142 | 0.25812 | 0.86142 | 0.25201 | 0.84101 | 0.25201 | 0.84101 | 4.9368 | 4.5156 | 4.9368 | 4.5156
267009-Duct Sealing (Total Leakage Reduced from 40% of AHU flow to 12%) Resid SF CZ10 Vint03 | 0.25213 | 0.002361 | 0.13813 | 183.1159 | 3296.0866 | 16.7075 | 300.7354 | 0.29066 | 0.92397 | 0.29066 | 0.92397 | 0.27771 | 0.8828 | 0.27771 | 0.8828 | 6.9129 | 5.4715 | 6.9129 | 5.4715
267009-Duct Sealing (Total Leakage Reduced from 40% of AHU flow to 12%) Resid SF CZ10 Vint03 | 0.25213 | 0.002361 | 0.13813 | 183.1159 | 3296.0866 | 16.7075 | 300.7354 | 0.29396 | 0.93445 | 0.29396 | 0.93445 | 0.2927 | 0.93045 | 0.2927 | 0.93045 | 7.4101 | 7.2124 | 7.4101 | 7.2124
267010-Duct Sealing (Total Leakage Reduced from 40% of AHU flow to 12%) Resid SF CZ10 Vint04 | 0.38949 | 0.0036472 | 0.37591 | 282.8795 | 5091.8306 | 16.7452 | 301.4135 | 0.25845 | 0.86251 | 0.25845 | 0.86251 | 0.2535 | 0.84599 | 0.2535 | 0.84599 | 4.9617 | 4.6117 | 4.9617 | 4.6117
267009-Duct Sealing (Total Leakage Reduced from 40% of AHU flow to 12%) Resid SF CZ10 Vint03 | 0.25213 | 0.002361 | 0.13813 | 183.1159 | 3296.0866 | 16.7075 | 300.7354 | 0.28925 | 0.91947 | 0.28925 | 0.91947 | 0.27129 | 0.86238 | 0.27129 | 0.86238 | 6.7197 | 4.9586 | 6.7197 | 4.9586
267009-Duct Sealing (Total Leakage Reduced from 40% of AHU flow to 12%) Resid SF CZ10 Vint03 | 0.25213 | 0.002361 | 0.13813 | 183.1159 | 3296.0866 | 16.7075 | 300.7354 | 0.29302 | 0.93145 | 0.29302 | 0.93145 | 0.28842 | 0.91684 | 0.28842 | 0.91684 | 7.2609 | 6.6114 | 7.2609 | 6.6114
267009-Duct Sealing (Total Leakage Reduced from 40% of AHU flow to 12%) Resid SF CZ10 Vint03 | 0.25213 | 0.002361 | 0.13813 | 183.1159 | 3296.0866 | 16.7075 | 300.7354 | 0.28925 | 0.91947 | 0.28925 | 0.91947 | 0.27129 | 0.86238 | 0.27129 | 0.86238 | 6.7197 | 4.9586 | 6.7197 | 4.9586
267009-Duct Sealing (Total Leakage Reduced from 40% of AHU flow to 12%) Resid SF CZ10 Vint03 | 0.25213 | 0.002361 | 0.13813 | 183.1159 | 3296.0866 | 16.7075 | 300.7354 | 0.28962 | 0.92067 | 0.28962 | 0.92067 | 0.273 | 0.86782 | 0.273 | 0.86782 | 6.7702 | 5.0857 | 6.7702 | 5.0857
267009-Duct Sealing (Total Leakage Reduced from 40% of AHU flow to 12%) Resid SF CZ10 Vint03 | 0.50426 | 0.0047219 | 0.27625 | 366.2318 | 6592.1731 | 33.415 | 601.4708 | 0.29424 | 0.93535 | 0.29424 | 0.93535 | 0.29399 | 0.93454 | 0.29399 | 0.93454 | 7.4561 | 7.4147 | 7.4561 | 7.4147
267009-Duct Sealing (Total Leakage Reduced from 40% of AHU flow to 12%) Resid SF CZ10 Vint03 | 0.25213 | 0.002361 | 0.13813 | 183.1159 | 3296.0866 | 16.7075 | 300.7354 | 0.28765 | 0.91438 | 0.28765 | 0.91438 | 0.264 | 0.83923 | 0.264 | 0.83923 | 6.5134 | 4.4823 | 6.5134 | 4.4823
267009-Duct Sealing (Total Leakage Reduced from 40% of AHU flow to 12%) Resid SF CZ10 Vint03 | 0.50426 | 0.0047219 | 0.27625 | 366.2318 | 6592.1731 | 33.415 | 601.4708 | 0.2949 | 0.93745 | 0.2949 | 0.93745 | 0.29699 | 0.94407 | 0.29699 | 0.94407 | 7.5656 | 7.9337 | 7.5656 | 7.9337
267009-Duct Sealing (Total Leakage Reduced from 40% of AHU flow to 12%) Resid SF CZ10 Vint03 | 0.50426 | 0.0047219 | 0.27625 | 366.2318 | 6592.1731 | 33.415 | 601.4708 | 0.29396 | 0.93445 | 0.29396 | 0.93445 | 0.2927 | 0.93045 | 0.2927 | 0.93045 | 7.4101 | 7.2124 | 7.4101 | 7.2124
267010-Duct Sealing (Total Leakage Reduced from 40% of AHU flow to 12%) Resid SF CZ10 Vint04 | 0.19475 | 0.0018236 | 0.18795 | 141.4397 | 2545.9153 | 8.3726 | 150.7068 | 0.25287 | 0.84387 | 0.25287 | 0.84387 | 0.22811 | 0.76126 | 0.22811 | 0.76126 | 4.5704 | 3.3867 | 4.5704 | 3.3867
267010-Duct Sealing (Total Leakage Reduced from 40% of AHU flow to 12%) Resid SF CZ10 Vint04 | 0.19475 | 0.0018236 | 0.18795 | 141.4397 | 2545.9153 | 8.3726 | 150.7068 | 0.25681 | 0.85703 | 0.25681 | 0.85703 | 0.24603 | 0.82107 | 0.24603 | 0.82107 | 4.8398 | 4.1682 | 4.8398 | 4.1682

## Output
Program Summary |  | Nominal | Present Value | [5 empty] | Avoided Cost Version
Proposer Name |  | 0 | [6 empty] | 2010-05-04
Program Name |  | 0 | [6 empty] | 2010-05-04
Total Program Budget ($) |  | 87014.6072 | 80073.5708 | [5 empty] | Base Year
2009
Net Participant Cost ($) |  | 6958.3981 | 6403.3362 | [5 empty] | SDG&E 09-11 4g3.xls
Program Impacts | [9 empty] | Program Impacts (Gross)
| Annual Net kWh | Lifecycle Net kWh | Annual Net Therms | Lifecycle Net Therms | Net Jul-Sept Pk (kW) | Net Dec-Feb Pk (kW) | Net CEC (kW) | User Entered kW |  |  | Annual Gross kWh | Lifecycle Gross kWh | Annual Gross Therms | Lifecycle Gross Therms | User Entered kW
2009-2011 | 259944.0983 | 2145417.5971 | 672.9518 | 12614.4838 | 356.2794 | 3.533 | 0 | 280.0857 |  | 2009-2011 | 333158.725 | 2749505.986 | 862.7587 | 16172.4152 | 359.012
2012-2015 | 0 | 0 | 0 | 0 | 0 | 0 | 0 | 0 |  | 2012-2015 | 0 | 0 | 0 | 0 | 0
2016-2019 | 0 | 0 | 0 | 0 | 0 | 0 | 0 | 0 |  | 2016-2019 | 0 | 0 | 0 | 0 | 0
Cost Effectiveness (Lifecycle Present Value Dollars)
|  | Benefits |  |  | Benefit - Cost
| Cost | Electric | Gas | Incentives | NPV | B/C Ratio | Notes
Program TRC ($) | 86476.9069 | 473252.9021 | 6819.3189 | NA | 393595.3141 | 5.5514 | *1
Program PAC ($) | 80073.5708 | 473252.9021 | 6819.3189 | NA | 399998.6503 | 5.9954 | *1,2
Program RIM ($) | 80073.5708 | 473252.9021 | 6819.3189 | NA | 399998.6503 | 5.9954 | *1
*1 B/C Ratio is an approximation because any supply cost increases are treated as negative benefits rather than as a cost as in the Standard Practice Manual
*2 PAC benefits include environmental costs. This is to be consistent with the TRC benefits, but is not strictly consistent with the Standard Practice Manual.
Levelized Cost and Benefit (All Measures Installed through 2019)
| Discounted Savings |  |  |  | Benefit - Cost
| kWh | Therms | Cost | Benefits | NPV
TRC ($/kWh ) | 1428681.5146 |  | 0.05971 | 0.33125 | 0.27154
PAC ($/kWh) | 1428681.5146 |  | 0.05506 | 0.33125 | 0.27619
RIM ($/kWh) | 1428681.5146 |  | 0.055251 | 0.33125 | 0.276
TRC ($/therm) |  | 6278.3751 | 0.18647 | 1.0862 | 0.89969
PAC ($/therm) |  | 6278.3751 | 0.22461 | 1.0862 | 0.86155
RIM ($/therm) |  | 6278.3751 | 0.18117 | 1.0862 | 0.90499
Emissions Reductions | [9 empty] | Emissions Reductions (Gross)
| Electric Reductions |  |  | Gas Reductions | [6 empty] | Electric Reductions |  |  | Gas Reductions
Annual Reductions | CO2 (tons) | NOX (lbs) | PM-10 (lbs) | CO2 (tons) | NOX (lbs) |  |  |  |  | Annual Reductions | CO2 (tons) | NOX (lbs) | PM-10 (lbs) | CO2 (tons) | NOX (lbs)
2009 | 151.2514 | 41.4487 | 19.3588 | 3.9368 | 6.1912 | * annual reductions are the units |  |  |  | 2009 | 193.8529 | 53.1233 | 24.8113 | 5.0471 | 7.9374 | * annual reductions are the units
2010 | 0 | 0 | 0 | 0 | 0 | implemented in the year, times |  |  |  | 2010 | 0 | 0 | 0 | 0 | 0 | implemented in the year, times
2011 | 0 | 0 | 0 | 0 | 0 | the annual emission reduction |  |  |  | 2011 | 0 | 0 | 0 | 0 | 0 | the annual emission reduction
2012 | 0 | 0 | 0 | 0 | 0 | for the measure. |  |  |  | 2012 | 0 | 0 | 0 | 0 | 0 | for the measure.
2013 | 0 | 0 | 0 | 0 | 0 |  |  |  |  | 2013 | 0 | 0 | 0 | 0 | 0
2014 | 0 | 0 | 0 | 0 | 0 |  |  |  |  | 2014 | 0 | 0 | 0 | 0 | 0
2015 | 0 | 0 | 0 | 0 | 0 |  |  |  |  | 2015 | 0 | 0 | 0 | 0 | 0
2016 | 0 | 0 | 0 | 0 | 0 |  |  |  |  | 2016 | 0 | 0 | 0 | 0 | 0
2017 | 0 | 0 | 0 | 0 | 0 |  |  |  |  | 2017 | 0 | 0 | 0 | 0 | 0
2018 | 0 | 0 | 0 | 0 | 0 |  |  |  |  | 2018 | 0 | 0 | 0 | 0 | 0
2019 | 0 | 0 | 0 | 0 | 0 |  |  |  |  | 2019 | 0 | 0 | 0 | 0 | 0
Total Annual | 151.2514 | 41.4487 | 19.3588 | 3.9368 | 6.1912 |  |  |  |  | Total Annual | 193.8529 | 53.1233 | 24.8113 | 5.0471 | 7.9374
Lifecycle Reductions | [9 empty] | Lifecycle Reductions
2009 | 1248.3451 | 342.0962 | 159.7761 | 73.7947 | 116.0533 |  |  |  |  | 2009 | 1599.8506 | 438.4242 | 204.7652 | 94.6086 | 148.7862
2010 | 0 | 0 | 0 | 0 | 0 |  |  |  |  | 2010 | 0 | 0 | 0 | 0 | 0
2011 | 0 | 0 | 0 | 0 | 0 |  |  |  |  | 2011 | 0 | 0 | 0 | 0 | 0
2012 | 0 | 0 | 0 | 0 | 0 |  |  |  |  | 2012 | 0 | 0 | 0 | 0 | 0
2013 | 0 | 0 | 0 | 0 | 0 |  |  |  |  | 2013 | 0 | 0 | 0 | 0 | 0
2014 | 0 | 0 | 0 | 0 | 0 |  |  |  |  | 2014 | 0 | 0 | 0 | 0 | 0
2015 | 0 | 0 | 0 | 0 | 0 |  |  |  |  | 2015 | 0 | 0 | 0 | 0 | 0
2016 | 0 | 0 | 0 | 0 | 0 |  |  |  |  | 2016 | 0 | 0 | 0 | 0 | 0
2017 | 0 | 0 | 0 | 0 | 0 |  |  |  |  | 2017 | 0 | 0 | 0 | 0 | 0
2018 | 0 | 0 | 0 | 0 | 0 |  |  |  |  | 2018 | 0 | 0 | 0 | 0 | 0
2019 | 0 | 0 | 0 | 0 | 0 |  |  |  |  | 2019 | 0 | 0 | 0 | 0 | 0
Total Lifecycle | 1248.3451 | 342.0962 | 159.7761 | 73.7947 | 116.0533 |  |  |  |  | Total Lifecycle | 1599.8506 | 438.4242 | 204.7652 | 94.6086 | 148.7862
Reductions based on total annual installations | [9 empty] | Reductions based on total annual installations (Gross)
| Annual Net kWh | Lifecycle Net kWh | Annual Net Therms | Lifecycle Net Therms | Net July-Sept Peak (kW) | Net Dec-Feb (kW) |  | User Entered kW | Net Annual NCP (kW) |  | Annual Gross kWh | Lifecycle Gross kWh | Annual Gross Therms | Lifecycle Gross Therms | User Entered kW
2009 | 259944.0983 | 2145417.5971 | 672.9518 | 12614.4838 | 356.2794 | 3.533 |  | 280.0857 | 0 | 2009 | 333158.725 | 2749505.986 | 862.7587 | 16172.4152 | 359.012
2010 | 0 | 0 | 0 | 0 | 0 | 0 |  | 0 | 722.7844 | 2010 | 0 | 0 | 0 | 0 | 0
2011 | 0 | 0 | 0 | 0 | 0 | 0 |  | 0 | 0 | 2011 | 0 | 0 | 0 | 0 | 0
2012 | 0 | 0 | 0 | 0 | 0 | 0 |  | 0 | 0 | 2012 | 0 | 0 | 0 | 0 | 0
2013 | 0 | 0 | 0 | 0 | 0 | 0 |  | 0 | -209.7644 | 2013 | 0 | 0 | 0 | 0 | 0
2014 | 0 | 0 | 0 | 0 | 0 | 0 |  | 0 | 0 | 2014 | 0 | 0 | 0 | 0 | 0
2015 | 0 | 0 | 0 | 0 | 0 | 0 |  | 0 | 0 | 2015 | 0 | 0 | 0 | 0 | 0
2016 | 0 | 0 | 0 | 0 | 0 | 0 |  | 0 | 0 | 2016 | 0 | 0 | 0 | 0 | 0
2017 | 0 | 0 | 0 | 0 | 0 | 0 |  | 0 | 0 | 2017 | 0 | 0 | 0 | 0 | 0
2018 | 0 | 0 | 0 | 0 | 0 | 0 |  | 0 | 0 | 2018 | 0 | 0 | 0 | 0 | 0
2019 | 0 | 0 | 0 | 0 | 0 | 0 |  | 0 | 0 | 2019 | 0 | 0 | 0 | 0 | 0
Total | 259944.0983 | 2145417.5971 | 672.9518 | 12614.4838 | 356.2794 | 3.533 |  | 280.0857 | 513.02 | Total | 333158.725 | 2749505.986 | 862.7587 | 16172.4152 | 359.012
Net Impacts by Sector (All Measures Installed through 2019)
| Annual Net kWh | Lifecycle Net kWh | Annual Net Therms | Lifecycle Net Therms | Net July-Sept Peak (kW) | Net Dec-Feb (kW) |  | User Entered kW | TRC Lifecycle Net Benefits* ($)
Total | 259944.0983 | 2145417.5971 | 672.9518 | 12614.4838 | 356.2794 | 3.533 |  | 280.0857 | 393595.3141
RES | 0 | 0 | 0 | 0 | 0 | 0 |  | 0 | 0
NON_RES | 0 | 0 | 0 | 0 | 0 | 0 |  | 0 | 0
Residential | 258391.9143 | 2133936.1571 | 672.9518 | 12614.4838 | 355.7743 | 3.3315 |  | 278.8836 | 392753.7033
Commercial | 1552.184 | 11481.44 | 0 | 0 | 0.50511 | 0.20151 |  | 1.2021 | 841.6108
Industrial | 0 | 0 | 0 | 0 | 0 | 0 |  | 0 | 0
Agricultural | 0 | 0 | 0 | 0 | 0 | 0 |  | 0 | 0
Not Used | 0 | 0 | 0 | 0 | 0 | 0 |  | 0 | 0
0 | 0 | 0 | 0 | 0 | 0 | 0 |  | 0 | 0
0 | 0 | 0 | 0 | 0 | 0 | 0 |  | 0 | 0
0 | 0 | 0 | 0 | 0 | 0 | 0 |  | 0 | 0
0 | 0 | 0 | 0 | 0 | 0 | 0 |  | 0 | 0
0 | 0 | 0 | 0 | 0 | 0 | 0 |  | 0 | 0
0 |  |  | 0 |  |  |  |  | 0 | 0
0 |  |  | 0 |  |  |  |  | 0 | 0
0 |  |  | 0 |  |  |  |  | 0 | 0
0 |  |  | 0 |  |  |  |  | 0 | 0
0 |  |  | 0 |  |  |  |  | 0 | 0
0 |  |  | 0 |  |  |  |  | 0 | 0
0 |  |  | 0 |  |  |  |  | 0 | 0
0 |  |  | 0 |  |  |  |  | 0 | 0
0 |  |  | 0 |  |  |  |  | 0 | 0
0 |  |  | 0 |  |  |  |  | 0 | 0
0 |  |  | 0 |  |  |  |  | 0 | 0
Other and unspecified | 0 | 0 | 0 | 0 | 0 | 0 | 0 | 0 | 0
* Include program-level and admin costs allocated based to total gas and electric programs at the measure level.
Net Impacts by CPUC End Use Categories (All Measures Installed through 2019)
| Annual Net kWh | Lifecycle Net kWh | Annual Net Therms | Lifecycle Net Therms | Net July-Sept Peak (kW) | Net Dec-Feb Pk (kW) |  | User Entered kW | TRC Lifecycle Net Benefits* ($)
Total | 259944.0983 | 2145417.5971 | 672.9518 | 12614.4838 | 356.2794 | 3.533 |  | 280.0857 | 393595.3141
Clothes Dryer | 0 | 0 | 0 | 0 | 0 | 0 |  | 0 | 0
Clothes Washer | 0 | 0 | 0 | 0 | 0 | 0 |  | 0 | 0
Consumer Electronics | 0 | 0 | 0 | 0 | 0 | 0 |  | 0 | 0
Cooking | 0 | 0 | 0 | 0 | 0 | 0 |  | 0 | 0
Dishwasher | 0 | 0 | 0 | 0 | 0 | 0 |  | 0 | 0
Other Appliance | 0 | 0 | 0 | 0 | 0 | 0 |  | 0 | 0
Office Equipment | 0 | 0 | 0 | 0 | 0 | 0 |  | 0 | 0
Building shell | 0 | 0 | 0 | 0 | 0 | 0 |  | 0 | 0
Space Cooling | 259944.0983 | 2145417.5971 | 672.9518 | 12614.4838 | 356.2794 | 3.533 |  | 280.0857 | 393595.3141
Space Heating | 0 | 0 | 0 | 0 | 0 | 0 |  | 0 | 0
Ventilation | 0 | 0 | 0 | 0 | 0 | 0 |  | 0 | 0
Interior Lighting | 0 | 0 | 0 | 0 | 0 | 0 |  | 0 | 0
Exterior Lighting | 0 | 0 | 0 | 0 | 0 | 0 |  | 0 | 0
Daylighting | 0 | 0 | 0 | 0 | 0 | 0 |  | 0 | 0
Motors | 0 | 0 | 0 | 0 | 0 | 0 |  | 0 | 0
Process | 0 | 0 | 0 | 0 | 0 | 0 |  | 0 | 0
Compressed Air | 0 | 0 | 0 | 0 | 0 | 0 |  | 0 | 0
Food Processor | 0 | 0 | 0 | 0 | 0 | 0 |  | 0 | 0
Refrigeration | 0 | 0 | 0 | 0 | 0 | 0 |  | 0 | 0
Freezers | 0 | 0 | 0 | 0 | 0 | 0 |  | 0 | 0
Pumps | 0 | 0 | 0 | 0 | 0 | 0 |  | 0 | 0
Pool Pump | 0 | 0 | 0 | 0 | 0 | 0 |  | 0 | 0
Domestic Hot Water | 0 | 0 | 0 | 0 | 0 | 0 |  | 0 | 0
Water Heating | 0 | 0 | 0 | 0 | 0 | 0 |  | 0 | 0
Other and unspecified | 0 | 0 | 0 | 0 | 0 | 0 | 0 | 0 | 0
* Include program-level and admin costs allocated based to total gas and electric programs at the measure level.
Net Impacts by Climate Zone (All Measures Installed through 2016)
| Annual Net kWh | Lifecycle Net kWh | Annual Net Therms | Lifecycle Net Therms | Net July-Sept Peak (kW) | Net dec-Feb Pk (kW) |  | User Entered kW | TRC Lifecycle Net Benefits* ($)
Total | 259944.0983 | 2145417.5971 | 672.9518 | 12614.4838 | 356.2794 | 3.533 |  | 280.0857 | 393595.3141
7 | 0 | 0 | 0 | 0 | 0 | 0 |  | 0 | 0
10 | 0 | 0 | 0 | 0 | 0 | 0 |  | 0 | 0
14 | 0 | 0 | 0 | 0 | 0 | 0 |  | 0 | 0
15 | 0 | 0 | 0 | 0 | 0 | 0 |  | 0 | 0
System | 259944.0983 | 2145417.5971 | 672.9518 | 12614.4838 | 356.2794 | 3.533 |  | 280.0857 | 393595.3141
0 | 0 | 0 | 0 | 0 | 0 | 0 |  | 0
0 | 0 | 0 | 0 | 0 | 0 | 0 |  | 0
0 | 0 | 0 | 0 | 0 | 0 | 0 |  | 0
0 | 0 | 0 | 0 | 0 | 0 | 0 |  | 0
0 | 0 | 0 | 0 | 0 | 0 | 0 |  | 0
0 | 0 | 0 | 0 | 0 | 0 | 0 |  | 0
* Include program-level and admin costs allocated based to total gas and electric programs at the measure level.
Persistent reductions in the summer (3rd Qtr) or winter (4th Qtr) of each year
| Net Juy-Sept Peak (kW) | Net Annual Dec-Feb (kW)
2009 | 0 | 3.533
2010 | 356.2794 | 3.533
2011 | 356.2794 | 3.533
2012 | 356.2794 | 2.4914
2013 | 252.8621 | 2.4914
2014 | 252.8621 | 2.4914
2015 | 252.8621 | 2.4914
2016 | 252.8621 | 2.4914
2017 | 252.8621 | 2.4914
2018 | 252.8621 | 2.4914
2019 | 252.8621 | 0.1206
2020 | 12.8794 | 0.1206
Monthly Impacts
First Year for Impact Table: | 2009
| Quarter | Monthly Five Hour Avg or TOU Peak | Net Monthly NCP (kW) |  | Monthly Net kWh | Monthly Net Therms
2009-01-01 | 1 | 0 | 0 |  | 0 | 0
2009-02-01 | 1 | 0 | 0 |  | 0 | 0
2009-03-01 | 1 | 0 | 0 |  | 0 | 0
2009-04-01 | 2 | 0 | 0 |  | 0 | 0
2009-05-01 | 2 | 0 | 0 |  | 0 | 0
2009-06-01 | 2 | 0 | 0 |  | 0 | 0
2009-07-01 | 3 | 0 | 0 |  | 0 | 0
2009-08-01 | 3 | 0 | 0 |  | 0 | 0
2009-09-01 | 3 | 0 | 0 |  | 0 | 0
2009-10-01 | 4 | 0 | 0 |  | 0 | 0
2009-11-01 | 4 | 0 | 0 |  | 0 | 0
2009-12-01 | 4 | 0 | 0 |  | 0 | 0
2010-01-01 | 5 | 3.533 | 4.7598 |  | 4154.0854 | 112.1586
2010-02-01 | 5 | 3.533 | 4.7598 |  | 4154.0854 | 112.1586
2010-03-01 | 5 | 3.533 | 4.7598 |  | 4154.0854 | 112.1586
2010-04-01 | 6 | 3.533 | 4.7598 |  | 4154.0854 | 0
2010-05-01 | 6 | 356.2794 | 722.7844 |  | 46173.1001 | 0
2010-06-01 | 6 | 356.2794 | 722.7844 |  | 46173.1001 | 0
2010-07-01 | 7 | 356.2794 | 722.7844 |  | 46173.1001 | 0
2010-08-01 | 7 | 356.2794 | 722.7844 |  | 46173.1001 | 0
2010-09-01 | 7 | 356.2794 | 722.7844 |  | 46173.1001 | 0
2010-10-01 | 8 | 3.533 | 4.7598 |  | 4154.0854 | 112.1586
2010-11-01 | 8 | 3.533 | 4.7598 |  | 4154.0854 | 112.1586
2010-12-01 | 8 | 3.533 | 4.7598 |  | 4154.0854 | 112.1586
2011-01-01 | 9 | 3.533 | 4.7598 |  | 4154.0854 | 112.1586
2011-02-01 | 9 | 3.533 | 4.7598 |  | 4154.0854 | 112.1586
2011-03-01 | 9 | 3.533 | 4.7598 |  | 4154.0854 | 112.1586
2011-04-01 | 10 | 3.533 | 4.7598 |  | 4154.0854 | 0
2011-05-01 | 10 | 356.2794 | 722.7844 |  | 46173.1001 | 0
2011-06-01 | 10 | 356.2794 | 722.7844 |  | 46173.1001 | 0
2011-07-01 | 11 | 356.2794 | 722.7844 |  | 46173.1001 | 0
2011-08-01 | 11 | 356.2794 | 722.7844 |  | 46173.1001 | 0
2011-09-01 | 11 | 356.2794 | 722.7844 |  | 46173.1001 | 0
2011-10-01 | 12 | 3.533 | 4.7598 |  | 4154.0854 | 112.1586
2011-11-01 | 12 | 3.533 | 4.7598 |  | 4154.0854 | 112.1586
2011-12-01 | 12 | 3.533 | 4.7598 |  | 4154.0854 | 112.1586
2012-01-01 | 13 | 3.533 | 4.7598 |  | 4154.0854 | 112.1586
2012-02-01 | 13 | 3.533 | 4.7598 |  | 4154.0854 | 112.1586
2012-03-01 | 13 | 3.533 | 4.7598 |  | 4154.0854 | 112.1586
2012-04-01 | 14 | 3.533 | 4.7598 |  | 4154.0854 | 0
2012-05-01 | 14 | 356.2794 | 722.7844 |  | 46173.1001 | 0
2012-06-01 | 14 | 356.2794 | 722.7844 |  | 46173.1001 | 0
2012-07-01 | 15 | 356.2794 | 722.7844 |  | 46173.1001 | 0
2012-08-01 | 15 | 356.2794 | 722.7844 |  | 46173.1001 | 0
2012-09-01 | 15 | 356.2794 | 722.7844 |  | 46173.1001 | 0
2012-10-01 | 16 | 3.533 | 4.7598 |  | 4154.0854 | 112.1586
2012-11-01 | 16 | 3.533 | 4.7598 |  | 4154.0854 | 112.1586
2012-12-01 | 16 | 3.533 | 4.7598 |  | 4154.0854 | 112.1586
2013-01-01 | 17 | 2.4914 | 3.3622 |  | 2941.1072 | 112.1586
2013-02-01 | 17 | 2.4914 | 3.3622 |  | 2941.1072 | 112.1586
2013-03-01 | 17 | 2.4914 | 3.3622 |  | 2941.1072 | 112.1586
2013-04-01 | 18 | 2.4914 | 3.3622 |  | 2941.1072 | 0
2013-05-01 | 18 | 252.8621 | 513.02 |  | 32761.1096 | 0
2013-06-01 | 18 | 252.8621 | 513.02 |  | 32761.1096 | 0
2013-07-01 | 19 | 252.8621 | 513.02 |  | 32761.1096 | 0
2013-08-01 | 19 | 252.8621 | 513.02 |  | 32761.1096 | 0
2013-09-01 | 19 | 252.8621 | 513.02 |  | 32761.1096 | 0
2013-10-01 | 20 | 2.4914 | 3.3622 |  | 2941.1072 | 112.1586
2013-11-01 | 20 | 2.4914 | 3.3622 |  | 2941.1072 | 112.1586
2013-12-01 | 20 | 2.4914 | 3.3622 |  | 2941.1072 | 112.1586
2014-01-01 | 21 | 2.4914 | 3.3622 |  | 2941.1072 | 112.1586
2014-02-01 | 21 | 2.4914 | 3.3622 |  | 2941.1072 | 112.1586
2014-03-01 | 21 | 2.4914 | 3.3622 |  | 2941.1072 | 112.1586
2014-04-01 | 22 | 2.4914 | 3.3622 |  | 2941.1072 | 0
2014-05-01 | 22 | 252.8621 | 513.02 |  | 32761.1096 | 0
2014-06-01 | 22 | 252.8621 | 513.02 |  | 32761.1096 | 0
2014-07-01 | 23 | 252.8621 | 513.02 |  | 32761.1096 | 0
2014-08-01 | 23 | 252.8621 | 513.02 |  | 32761.1096 | 0
2014-09-01 | 23 | 252.8621 | 513.02 |  | 32761.1096 | 0
2014-10-01 | 24 | 2.4914 | 3.3622 |  | 2941.1072 | 112.1586
2014-11-01 | 24 | 2.4914 | 3.3622 |  | 2941.1072 | 112.1586
2014-12-01 | 24 | 2.4914 | 3.3622 |  | 2941.1072 | 112.1586
2015-01-01 | 25 | 2.4914 | 3.3622 |  | 2941.1072 | 112.1586
2015-02-01 | 25 | 2.4914 | 3.3622 |  | 2941.1072 | 112.1586
2015-03-01 | 25 | 2.4914 | 3.3622 |  | 2941.1072 | 112.1586
2015-04-01 | 26 | 2.4914 | 3.3622 |  | 2941.1072 | 0
2015-05-01 | 26 | 252.8621 | 513.02 |  | 32761.1096 | 0
2015-06-01 | 26 | 252.8621 | 513.02 |  | 32761.1096 | 0
2015-07-01 | 27 | 252.8621 | 513.02 |  | 32761.1096 | 0
2015-08-01 | 27 | 252.8621 | 513.02 |  | 32761.1096 | 0
2015-09-01 | 27 | 252.8621 | 513.02 |  | 32761.1096 | 0
2015-10-01 | 28 | 2.4914 | 3.3622 |  | 2941.1072 | 112.1586
2015-11-01 | 28 | 2.4914 | 3.3622 |  | 2941.1072 | 112.1586
2015-12-01 | 28 | 2.4914 | 3.3622 |  | 2941.1072 | 112.1586
2016-01-01 | 29 | 2.4914 | 3.3622 |  | 2941.1072 | 112.1586
2016-02-01 | 29 | 2.4914 | 3.3622 |  | 2941.1072 | 112.1586
2016-03-01 | 29 | 2.4914 | 3.3622 |  | 2941.1072 | 112.1586
2016-04-01 | 30 | 2.4914 | 3.3622 |  | 2941.1072 | 0
2016-05-01 | 30 | 252.8621 | 513.02 |  | 32761.1096 | 0
2016-06-01 | 30 | 252.8621 | 513.02 |  | 32761.1096 | 0
2016-07-01 | 31 | 252.8621 | 513.02 |  | 32761.1096 | 0
2016-08-01 | 31 | 252.8621 | 513.02 |  | 32761.1096 | 0
2016-09-01 | 31 | 252.8621 | 513.02 |  | 32761.1096 | 0
2016-10-01 | 32 | 2.4914 | 3.3622 |  | 2941.1072 | 112.1586
2016-11-01 | 32 | 2.4914 | 3.3622 |  | 2941.1072 | 112.1586
2016-12-01 | 32 | 2.4914 | 3.3622 |  | 2941.1072 | 112.1586
2017-01-01 | 33 | 2.4914 | 3.3622 |  | 2941.1072 | 112.1586
2017-02-01 | 33 | 2.4914 | 3.3622 |  | 2941.1072 | 112.1586
2017-03-01 | 33 | 2.4914 | 3.3622 |  | 2941.1072 | 112.1586
2017-04-01 | 34 | 2.4914 | 3.3622 |  | 2941.1072 | 0
2017-05-01 | 34 | 252.8621 | 513.02 |  | 32761.1096 | 0
2017-06-01 | 34 | 252.8621 | 513.02 |  | 32761.1096 | 0
2017-07-01 | 35 | 252.8621 | 513.02 |  | 32761.1096 | 0
2017-08-01 | 35 | 252.8621 | 513.02 |  | 32761.1096 | 0
2017-09-01 | 35 | 252.8621 | 513.02 |  | 32761.1096 | 0
2017-10-01 | 36 | 2.4914 | 3.3622 |  | 2941.1072 | 112.1586
2017-11-01 | 36 | 2.4914 | 3.3622 |  | 2941.1072 | 112.1586
2017-12-01 | 36 | 2.4914 | 3.3622 |  | 2941.1072 | 112.1586
2018-01-01 | 37 | 2.4914 | 3.3622 |  | 2941.1072 | 112.1586
2018-02-01 | 37 | 2.4914 | 3.3622 |  | 2941.1072 | 112.1586
2018-03-01 | 37 | 2.4914 | 3.3622 |  | 2941.1072 | 112.1586
2018-04-01 | 38 | 2.4914 | 3.3622 |  | 2941.1072 | 0
2018-05-01 | 38 | 252.8621 | 513.02 |  | 32761.1096 | 0
2018-06-01 | 38 | 252.8621 | 513.02 |  | 32761.1096 | 0
2018-07-01 | 39 | 252.8621 | 513.02 |  | 32761.1096 | 0
2018-08-01 | 39 | 252.8621 | 513.02 |  | 32761.1096 | 0
2018-09-01 | 39 | 252.8621 | 513.02 |  | 32761.1096 | 0
2018-10-01 | 40 | 2.4914 | 3.3622 |  | 2941.1072 | 112.1586
2018-11-01 | 40 | 2.4914 | 3.3622 |  | 2941.1072 | 112.1586
2018-12-01 | 40 | 2.4914 | 3.3622 |  | 2941.1072 | 112.1586
2019-01-01 | 41 | 2.4914 | 3.3622 |  | 2941.1072 | 112.1586
2019-02-01 | 41 | 2.4914 | 3.3622 |  | 2941.1072 | 112.1586
2019-03-01 | 41 | 2.4914 | 3.3622 |  | 2941.1072 | 112.1586
2019-04-01 | 42 | 2.4914 | 3.3622 |  | 2941.1072 | 0
2019-05-01 | 42 | 252.8621 | 513.02 |  | 32761.1096 | 0
2019-06-01 | 42 | 252.8621 | 513.02 |  | 32761.1096 | 0
2019-07-01 | 43 | 252.8621 | 513.02 |  | 32761.1096 | 0
2019-08-01 | 43 | 252.8621 | 513.02 |  | 32761.1096 | 0
2019-09-01 | 43 | 252.8621 | 513.02 |  | 32761.1096 | 0
2019-10-01 | 44 | 2.4914 | 3.3622 |  | 2941.1072 | 112.1586
2019-11-01 | 44 | 2.4914 | 3.3622 |  | 2941.1072 | 112.1586
2019-12-01 | 44 | 2.4914 | 3.3622 |  | 2941.1072 | 112.1586

## Input
| SDG&E 09-11 4g3.xls |  |  |  | Program Budget ($) |  |  | NPV Factor for lump-sum admin costs: | 100%
a. Administrative Costs
| Proposer General Information |  |  |  | a.i. Overhead and G&A |  | d. Incentives and Rebates ($) | Nominal | NPV
| Proposer Name |  |  |  | a.ii. Other Admin costs |  | d.i. User Input Incentive |  | 0 | Note: User Input Incentives are treated like Admin costs and are NOT adjusted by the net to gross ratio in the TRC test.
| Program Name |  |  |  | b. Marketing/Outreach |  | d.ii. Rebate | 87014.6072 | 80073.5708
| Service Territory |  | SDG&E |  | c. Direct Implementation (non incentive) |  | d.iii. Direct Install Labor | 0 | 0
| First Year of Program Implementation |  |  | 2009 | c.i. Activity |  | d.iv. Direct Install Materials | 0 | 0
| Contact Information |  |  |  | c.ii. Installation |  | d.v. Upstream payments | 0 | 0
| Name |  |  |  | c.iii. Hardware & Materials |  | Subtotal Direct Install | 87014.6072 | 80073.5708
| Address |  |  |  | c.iv. Rebate Processing and Inspection | [41 empty] | Formulas for spreading annual installations to quarters
| ZIP code |  |  |  | d. Total Incentives and Rebates | 87014.6072 | [40 empty] | 0 | 0 | 0 | 0 | 0 | 0 | 0 | 0 | 0 | 0 | 0 | 0 | 0 | 0 | 0 | 0 | 0 | 0 | 0 | 0 | 0 | 0 | 0 | 0 | 0 | 0 | 0 | 0 | 0 | 0 | 0 | 0 | 0 | 0 | 0 | 0 | 0 | 0 | 0 | 0 | 0 | 0 | 0 | 0
| Telephone |  |  |  | e. EM&V |  | f. Costs recovered from other sources |  | 0
| Email |  |  |  | Total | 87014.6072 | Program Budget w/ Other Costs (a to f) | 87014.6072 | 80073.5708
Quarterly Installation Schedule
| Program Inputs | [10 empty] | Transfer | Admin | Admin | Admin | Participant | [8 empty] | Placeholders, not currently used | [10 empty] | Annual Installation Schedule | [10 empty] | 2009 |  |  |  | 2010 |  |  |  | 2011 |  |  |  | 2012 |  |  |  | 2013 |  |  |  | 2014 |  |  |  | 2015 |  |  |  | 2016 |  |  |  | 2017 |  |  |  | 2018 |  |  |  | 2019
| Measure Name | DEER RunID | Climate Zone | Target sector | Measure Electric End Use Shape | CZ, Sector, Measure combination found? | Measure Type (To Look up Measure Life) | Program Type (To look up Net-to-gross Ratio) | Unit Definition (e.g. homes) | Program Type (NEW/ROB or Early Repl(RET)) | Gross Measure Cost ($/unit) | Rebate to end use customer or its assignee ($/unit) | Incentives to entities other than the end use customer or its assignee($/unit) | Direct Install Labor ($/unit) | Direct Install Material ($/unit) | Participant cost ($/unit) | Gross Unit Annual Electricity Savings (kwh/unit) | Electric Rate Schedule | Demand Scaler | User Entered kW Savings per unit (kW/unit) | Gross Unit Annual Gas Savings (therm/unit) | Gas Sector | Gas Rate Schedule | Gas Savings Profile | Avg remaining life on replaced units (yrs) | Early retrofit incremental kWh savings (kWh/unit) | Early retrofit incremental kW savings (kW/unit) | Early retrofit incremental Th savings (Th/unit) | Combustion Type | Effective Useful Life (years) | Net-to-Gross Ratio | Net-to-Gross Ratio - kW | Net-to-Gross Ratio - Therms | Net-to-Gross Ratio - Costs | % Eligible for TOU AC adjustment | 2009 | 2010 | 2011 | 2012 | 2013 | 2014 | 2015 | 2016 | 2017 | 2018 | 2019 | Qtr 1 | Qtr 2 | Qtr 3 | Qtr 4 | Qtr 1 | Qtr 2 | Qtr 3 | Qtr 4 | Qtr 1 | Qtr 2 | Qtr 3 | Qtr 4 | Qtr 1 | Qtr 2 | Qtr 3 | Qtr 4 | Qtr 1 | Qtr 2 | Qtr 3 | Qtr 4 | Qtr 1 | Qtr 2 | Qtr 3 | Qtr 4 | Qtr 1 | Qtr 2 | Qtr 3 | Qtr 4 | Qtr 1 | Qtr 2 | Qtr 3 | Qtr 4 | Qtr 1 | Qtr 2 | Qtr 3 | Qtr 4 | Qtr 1 | Qtr 2 | Qtr 3 | Qtr 4 | Qtr 1 | Qtr 2 | Qtr 3 | Qtr 4 | Total Number of Units | Comments
0 | 267045-Commercial Condensor Coil Cleaning (all units - savings at 50% of DEER) Com All CZ10 VintAll |  | System | Commercial | 01-ALC-AllCommercial-Cooling | 0 |  |  |  |  | 10 | 10 | 0 | 0 | 0 | 0 | 74 |  | kWh | 0.0665 | 0 | Commercial | [7 empty] | 3 | 0.78 |  |  |  | 1 | 2 | 0 | 0 | 0 | 0 | 0 | 0 | 0 | 0 | 0 | 0 | 2009 Qtr 1: 0; 2009 Qtr 2: 0; 2009 Qtr 3: 0; 2009 Qtr 4: 2; 2010 Qtr 1: 0; 2010 Qtr 2: 0; 2010 Qtr 3: 0; 2010 Qtr 4: 0; 2011 Qtr 1: 0; 2011 Qtr 2: 0; 2011 Qtr 3: 0; 2011 Qtr 4: 0 | 2
0 | 267030-Commercial HVAC Diagnostic/Tune-up Com All CZ10 VintAll |  | System | Commercial | 01-ALC-AllCommercial-Cooling | 0 |  |  |  |  | 67.6133 | 67.6133 | 0 | 0 | 0 | 0 | 214 |  | kWh | 0.15 | 0 | Commercial | [7 empty] | 10 | 0.85 |  |  |  | 1 | 1.34 | 0 | 0 | 0 | 0 | 0 | 0 | 0 | 0 | 0 | 0 | 2009 Qtr 1: 0; 2009 Qtr 2: 0; 2009 Qtr 3: 0; 2009 Qtr 4: 1.34; 2010 Qtr 1: 0; 2010 Qtr 2: 0; 2010 Qtr 3: 0; 2010 Qtr 4: 0; 2011 Qtr 1: 0; 2011 Qtr 2: 0; 2011 Qtr 3: 0; 2011 Qtr 4: 0 | 1.34
0 | 267045-Commercial Condensor Coil Cleaning (all units - savings at 50% of DEER) Com All CZ10 VintAll |  | System | Commercial | 01-ALC-AllCommercial-Cooling | 0 |  |  |  |  | 10 | 10 | 0 | 0 | 0 | 0 | 74 |  | kWh | 0.0665 | 0 | Commercial | [7 empty] | 3 | 0.78 |  |  |  | 1 | 2 | 0 | 0 | 0 | 0 | 0 | 0 | 0 | 0 | 0 | 0 | 2009 Qtr 1: 0; 2009 Qtr 2: 0; 2009 Qtr 3: 0; 2009 Qtr 4: 2; 2010 Qtr 1: 0; 2010 Qtr 2: 0; 2010 Qtr 3: 0; 2010 Qtr 4: 0; 2011 Qtr 1: 0; 2011 Qtr 2: 0; 2011 Qtr 3: 0; 2011 Qtr 4: 0 | 2
0 | 267030-Commercial HVAC Diagnostic/Tune-up Com All CZ10 VintAll |  | System | Commercial | 01-ALC-AllCommercial-Cooling | 0 |  |  |  |  | 67.6133 | 67.6133 | 0 | 0 | 0 | 0 | 214 |  | kWh | 0.15 | 0 | Commercial | [7 empty] | 10 | 0.85 |  |  |  | 1 | 1.34 | 0 | 0 | 0 | 0 | 0 | 0 | 0 | 0 | 0 | 0 | 2009 Qtr 1: 0; 2009 Qtr 2: 0; 2009 Qtr 3: 0; 2009 Qtr 4: 1.34; 2010 Qtr 1: 0; 2010 Qtr 2: 0; 2010 Qtr 3: 0; 2010 Qtr 4: 0; 2011 Qtr 1: 0; 2011 Qtr 2: 0; 2011 Qtr 3: 0; 2011 Qtr 4: 0 | 1.34
0 | 267045-Commercial Condensor Coil Cleaning (all units - savings at 50% of DEER) Com All CZ10 VintAll |  | System | Commercial | 01-ALC-AllCommercial-Cooling | 0 |  |  |  |  | 10 | 10 | 0 | 0 | 0 | 0 | 74 |  | kWh | 0.0665 | 0 | Commercial | [7 empty] | 3 | 0.78 |  |  |  | 1 | 2 | 0 | 0 | 0 | 0 | 0 | 0 | 0 | 0 | 0 | 0 | 2009 Qtr 1: 0; 2009 Qtr 2: 0; 2009 Qtr 3: 0; 2009 Qtr 4: 2; 2010 Qtr 1: 0; 2010 Qtr 2: 0; 2010 Qtr 3: 0; 2010 Qtr 4: 0; 2011 Qtr 1: 0; 2011 Qtr 2: 0; 2011 Qtr 3: 0; 2011 Qtr 4: 0 | 2
0 | 267002-High Refrigerant Charge Adjustment (>= ±20% rated charge) Resid SF CZ10 Vint04 |  | System | Residential | 26-SFM-ResidentialSingleFamily-SP_COOL | 0 |  |  |  |  | 65 | 53 | 0 | 0 | 0 | 12 | 205.771 |  | kWh | 0.22808 | -0.078078 | Residential |  | Winter Only | [5 empty] | 10 | 0.78 |  |  |  | 1 | 4 | 0 | 0 | 0 | 0 | 0 | 0 | 0 | 0 | 0 | 0 | 2009 Qtr 1: 0; 2009 Qtr 2: 0; 2009 Qtr 3: 0; 2009 Qtr 4: 4; 2010 Qtr 1: 0; 2010 Qtr 2: 0; 2010 Qtr 3: 0; 2010 Qtr 4: 0; 2011 Qtr 1: 0; 2011 Qtr 2: 0; 2011 Qtr 3: 0; 2011 Qtr 4: 0 | 4
0 | 267040-Residential Condensor Coil Cleaning Resid SF CZ10 VintAll |  | System | Residential | 26-SFM-ResidentialSingleFamily-SP_COOL | 0 |  |  |  |  | 50 | 50 | 0 | 0 | 0 | 0 | 270 |  | kWh | 0.3564 | 0 | Residential | [7 empty] | 3 | 0.78 |  |  |  | 1 | 1 | 0 | 0 | 0 | 0 | 0 | 0 | 0 | 0 | 0 | 0 | 2009 Qtr 1: 0; 2009 Qtr 2: 0; 2009 Qtr 3: 0; 2009 Qtr 4: 1; 2010 Qtr 1: 0; 2010 Qtr 2: 0; 2010 Qtr 3: 0; 2010 Qtr 4: 0; 2011 Qtr 1: 0; 2011 Qtr 2: 0; 2011 Qtr 3: 0; 2011 Qtr 4: 0 | 1
0 | 267001-High Refrigerant Charge Adjustment (>= ±20% rated charge) Resid SFCZ10 Vint03 |  | System | Residential | 26-SFM-ResidentialSingleFamily-SP_COOL | 0 |  |  |  |  | 65 | 53 | 0 | 0 | 0 | 12 | 248.449 |  | kWh | 0.18306 | -0.066637 | Residential |  | Winter Only | [5 empty] | 10 | 0.78 |  |  |  | 1 | 4 | 0 | 0 | 0 | 0 | 0 | 0 | 0 | 0 | 0 | 0 | 2009 Qtr 1: 0; 2009 Qtr 2: 0; 2009 Qtr 3: 0; 2009 Qtr 4: 4; 2010 Qtr 1: 0; 2010 Qtr 2: 0; 2010 Qtr 3: 0; 2010 Qtr 4: 0; 2011 Qtr 1: 0; 2011 Qtr 2: 0; 2011 Qtr 3: 0; 2011 Qtr 4: 0 | 4
0 | 267040-Residential Condensor Coil Cleaning Resid SF CZ10 VintAll |  | System | Residential | 26-SFM-ResidentialSingleFamily-SP_COOL | 0 |  |  |  |  | 50 | 50 | 0 | 0 | 0 | 0 | 270 |  | kWh | 0.3564 | 0 | Residential | [7 empty] | 3 | 0.78 |  |  |  | 1 | 1 | 0 | 0 | 0 | 0 | 0 | 0 | 0 | 0 | 0 | 0 | 2009 Qtr 1: 0; 2009 Qtr 2: 0; 2009 Qtr 3: 0; 2009 Qtr 4: 1; 2010 Qtr 1: 0; 2010 Qtr 2: 0; 2010 Qtr 3: 0; 2010 Qtr 4: 0; 2011 Qtr 1: 0; 2011 Qtr 2: 0; 2011 Qtr 3: 0; 2011 Qtr 4: 0 | 1
0 | 267002-High Refrigerant Charge Adjustment (>= ±20% rated charge) Resid SF CZ10 Vint04 |  | System | Residential | 26-SFM-ResidentialSingleFamily-SP_COOL | 0 |  |  |  |  | 65 | 61.8333 | 0 | 0 | 0 | 3.1667 | 205.771 |  | kWh | 0.22808 | -0.078078 | Residential |  | Winter Only | [5 empty] | 10 | 0.78 |  |  |  | 1 | 3 | 0 | 0 | 0 | 0 | 0 | 0 | 0 | 0 | 0 | 0 | 2009 Qtr 1: 0; 2009 Qtr 2: 0; 2009 Qtr 3: 0; 2009 Qtr 4: 3; 2010 Qtr 1: 0; 2010 Qtr 2: 0; 2010 Qtr 3: 0; 2010 Qtr 4: 0; 2011 Qtr 1: 0; 2011 Qtr 2: 0; 2011 Qtr 3: 0; 2011 Qtr 4: 0 | 3
0 | 267040-Residential Condensor Coil Cleaning Resid SF CZ10 VintAll |  | System | Residential | 26-SFM-ResidentialSingleFamily-SP_COOL | 0 |  |  |  |  | 50 | 50 | 0 | 0 | 0 | 0 | 270 |  | kWh | 0.3564 | 0 | Residential | [7 empty] | 3 | 0.78 |  |  |  | 1 | 1 | 0 | 0 | 0 | 0 | 0 | 0 | 0 | 0 | 0 | 0 | 2009 Qtr 1: 0; 2009 Qtr 2: 0; 2009 Qtr 3: 0; 2009 Qtr 4: 1; 2010 Qtr 1: 0; 2010 Qtr 2: 0; 2010 Qtr 3: 0; 2010 Qtr 4: 0; 2011 Qtr 1: 0; 2011 Qtr 2: 0; 2011 Qtr 3: 0; 2011 Qtr 4: 0 | 1
0 | 267004-High Refrigerant Charge Adjustment (>= ±20% rated charge) Resid SF CZ10 Vint01 |  | System | Residential | 26-SFM-ResidentialSingleFamily-SP_COOL | 0 |  |  |  |  | 65 | 53 | 0 | 0 | 0 | 12 | 110.437 |  | kWh | 0.1629 | -0.018297 | Residential |  | Winter Only | [5 empty] | 10 | 0.78 |  |  |  | 1 | 3 | 0 | 0 | 0 | 0 | 0 | 0 | 0 | 0 | 0 | 0 | 2009 Qtr 1: 0; 2009 Qtr 2: 0; 2009 Qtr 3: 0; 2009 Qtr 4: 3; 2010 Qtr 1: 0; 2010 Qtr 2: 0; 2010 Qtr 3: 0; 2010 Qtr 4: 0; 2011 Qtr 1: 0; 2011 Qtr 2: 0; 2011 Qtr 3: 0; 2011 Qtr 4: 0 | 3
0 | 267040-Residential Condensor Coil Cleaning Resid SF CZ10 VintAll |  | System | Residential | 26-SFM-ResidentialSingleFamily-SP_COOL | 0 |  |  |  |  | 50 | 50 | 0 | 0 | 0 | 0 | 270 |  | kWh | 0.3564 | 0 | Residential | [7 empty] | 3 | 0.78 |  |  |  | 1 | 1 | 0 | 0 | 0 | 0 | 0 | 0 | 0 | 0 | 0 | 0 | 2009 Qtr 1: 0; 2009 Qtr 2: 0; 2009 Qtr 3: 0; 2009 Qtr 4: 1; 2010 Qtr 1: 0; 2010 Qtr 2: 0; 2010 Qtr 3: 0; 2010 Qtr 4: 0; 2011 Qtr 1: 0; 2011 Qtr 2: 0; 2011 Qtr 3: 0; 2011 Qtr 4: 0 | 1
0 | 267002-High Refrigerant Charge Adjustment (>= ±20% rated charge) Resid SF CZ10 Vint04 |  | System | Residential | 26-SFM-ResidentialSingleFamily-SP_COOL | 0 |  |  |  |  | 65 | 53 | 0 | 0 | 0 | 12 | 205.771 |  | kWh | 0.22808 | -0.078078 | Residential |  | Winter Only | [5 empty] | 10 | 0.78 |  |  |  | 1 | 2 | 0 | 0 | 0 | 0 | 0 | 0 | 0 | 0 | 0 | 0 | 2009 Qtr 1: 0; 2009 Qtr 2: 0; 2009 Qtr 3: 0; 2009 Qtr 4: 2; 2010 Qtr 1: 0; 2010 Qtr 2: 0; 2010 Qtr 3: 0; 2010 Qtr 4: 0; 2011 Qtr 1: 0; 2011 Qtr 2: 0; 2011 Qtr 3: 0; 2011 Qtr 4: 0 | 2
0 | 267040-Residential Condensor Coil Cleaning Resid SF CZ10 VintAll |  | System | Residential | 26-SFM-ResidentialSingleFamily-SP_COOL | 0 |  |  |  |  | 50 | 50 | 0 | 0 | 0 | 0 | 270 |  | kWh | 0.3564 | 0 | Residential | [7 empty] | 3 | 0.78 |  |  |  | 1 | 1 | 0 | 0 | 0 | 0 | 0 | 0 | 0 | 0 | 0 | 0 | 2009 Qtr 1: 0; 2009 Qtr 2: 0; 2009 Qtr 3: 0; 2009 Qtr 4: 1; 2010 Qtr 1: 0; 2010 Qtr 2: 0; 2010 Qtr 3: 0; 2010 Qtr 4: 0; 2011 Qtr 1: 0; 2011 Qtr 2: 0; 2011 Qtr 3: 0; 2011 Qtr 4: 0 | 1
0 | 267001-High Refrigerant Charge Adjustment (>= ±20% rated charge) Resid SFCZ10 Vint03 |  | System | Residential | 26-SFM-ResidentialSingleFamily-SP_COOL | 0 |  |  |  |  | 65 | 53 | 0 | 0 | 0 | 12 | 248.449 |  | kWh | 0.18306 | -0.066637 | Residential |  | Winter Only | [5 empty] | 10 | 0.78 |  |  |  | 1 | 4 | 0 | 0 | 0 | 0 | 0 | 0 | 0 | 0 | 0 | 0 | 2009 Qtr 1: 0; 2009 Qtr 2: 0; 2009 Qtr 3: 0; 2009 Qtr 4: 4; 2010 Qtr 1: 0; 2010 Qtr 2: 0; 2010 Qtr 3: 0; 2010 Qtr 4: 0; 2011 Qtr 1: 0; 2011 Qtr 2: 0; 2011 Qtr 3: 0; 2011 Qtr 4: 0 | 4
0 | 267040-Residential Condensor Coil Cleaning Resid SF CZ10 VintAll |  | System | Residential | 26-SFM-ResidentialSingleFamily-SP_COOL | 0 |  |  |  |  | 50 | 50 | 0 | 0 | 0 | 0 | 270 |  | kWh | 0.3564 | 0 | Residential | [7 empty] | 3 | 0.78 |  |  |  | 1 | 1 | 0 | 0 | 0 | 0 | 0 | 0 | 0 | 0 | 0 | 0 | 2009 Qtr 1: 0; 2009 Qtr 2: 0; 2009 Qtr 3: 0; 2009 Qtr 4: 1; 2010 Qtr 1: 0; 2010 Qtr 2: 0; 2010 Qtr 3: 0; 2010 Qtr 4: 0; 2011 Qtr 1: 0; 2011 Qtr 2: 0; 2011 Qtr 3: 0; 2011 Qtr 4: 0 | 1
0 | 267002-High Refrigerant Charge Adjustment (>= ±20% rated charge) Resid SF CZ10 Vint04 |  | System | Residential | 26-SFM-ResidentialSingleFamily-SP_COOL | 0 |  |  |  |  | 65 | 53 | 0 | 0 | 0 | 12 | 205.771 |  | kWh | 0.22808 | -0.078078 | Residential |  | Winter Only | [5 empty] | 10 | 0.78 |  |  |  | 1 | 4 | 0 | 0 | 0 | 0 | 0 | 0 | 0 | 0 | 0 | 0 | 2009 Qtr 1: 0; 2009 Qtr 2: 0; 2009 Qtr 3: 0; 2009 Qtr 4: 4; 2010 Qtr 1: 0; 2010 Qtr 2: 0; 2010 Qtr 3: 0; 2010 Qtr 4: 0; 2011 Qtr 1: 0; 2011 Qtr 2: 0; 2011 Qtr 3: 0; 2011 Qtr 4: 0 | 4
0 | 267040-Residential Condensor Coil Cleaning Resid SF CZ10 VintAll |  | System | Residential | 26-SFM-ResidentialSingleFamily-SP_COOL | 0 |  |  |  |  | 50 | 50 | 0 | 0 | 0 | 0 | 270 |  | kWh | 0.3564 | 0 | Residential | [7 empty] | 3 | 0.78 |  |  |  | 1 | 1 | 0 | 0 | 0 | 0 | 0 | 0 | 0 | 0 | 0 | 0 | 2009 Qtr 1: 0; 2009 Qtr 2: 0; 2009 Qtr 3: 0; 2009 Qtr 4: 1; 2010 Qtr 1: 0; 2010 Qtr 2: 0; 2010 Qtr 3: 0; 2010 Qtr 4: 0; 2011 Qtr 1: 0; 2011 Qtr 2: 0; 2011 Qtr 3: 0; 2011 Qtr 4: 0 | 1
0 | 267003-High Refrigerant Charge Adjustment (>= ±20% rated charge) Resid SF CZ10 Vint05 |  | System | Residential | 26-SFM-ResidentialSingleFamily-SP_COOL | 0 |  |  |  |  | 65 | 53 | 0 | 0 | 0 | 12 | 162.471 |  | kWh | 0.23875 | -0.071356 | Residential |  | Winter Only | [5 empty] | 10 | 0.78 |  |  |  | 1 | 3 | 0 | 0 | 0 | 0 | 0 | 0 | 0 | 0 | 0 | 0 | 2009 Qtr 1: 0; 2009 Qtr 2: 0; 2009 Qtr 3: 0; 2009 Qtr 4: 3; 2010 Qtr 1: 0; 2010 Qtr 2: 0; 2010 Qtr 3: 0; 2010 Qtr 4: 0; 2011 Qtr 1: 0; 2011 Qtr 2: 0; 2011 Qtr 3: 0; 2011 Qtr 4: 0 | 3
0 | 267040-Residential Condensor Coil Cleaning Resid SF CZ10 VintAll |  | System | Residential | 26-SFM-ResidentialSingleFamily-SP_COOL | 0 |  |  |  |  | 50 | 50 | 0 | 0 | 0 | 0 | 270 |  | kWh | 0.3564 | 0 | Residential | [7 empty] | 3 | 0.78 |  |  |  | 1 | 1 | 0 | 0 | 0 | 0 | 0 | 0 | 0 | 0 | 0 | 0 | 2009 Qtr 1: 0; 2009 Qtr 2: 0; 2009 Qtr 3: 0; 2009 Qtr 4: 1; 2010 Qtr 1: 0; 2010 Qtr 2: 0; 2010 Qtr 3: 0; 2010 Qtr 4: 0; 2011 Qtr 1: 0; 2011 Qtr 2: 0; 2011 Qtr 3: 0; 2011 Qtr 4: 0 | 1
0 | 267002-High Refrigerant Charge Adjustment (>= ±20% rated charge) Resid SF CZ10 Vint04 |  | System | Residential | 26-SFM-ResidentialSingleFamily-SP_COOL | 0 |  |  |  |  | 65 | 53 | 0 | 0 | 0 | 12 | 205.771 |  | kWh | 0.22808 | -0.078078 | Residential |  | Winter Only | [5 empty] | 10 | 0.78 |  |  |  | 1 | 3 | 0 | 0 | 0 | 0 | 0 | 0 | 0 | 0 | 0 | 0 | 2009 Qtr 1: 0; 2009 Qtr 2: 0; 2009 Qtr 3: 0; 2009 Qtr 4: 3; 2010 Qtr 1: 0; 2010 Qtr 2: 0; 2010 Qtr 3: 0; 2010 Qtr 4: 0; 2011 Qtr 1: 0; 2011 Qtr 2: 0; 2011 Qtr 3: 0; 2011 Qtr 4: 0 | 3
0 | 267040-Residential Condensor Coil Cleaning Resid SF CZ10 VintAll |  | System | Residential | 26-SFM-ResidentialSingleFamily-SP_COOL | 0 |  |  |  |  | 50 | 50 | 0 | 0 | 0 | 0 | 270 |  | kWh | 0.3564 | 0 | Residential | [7 empty] | 3 | 0.78 |  |  |  | 1 | 1 | 0 | 0 | 0 | 0 | 0 | 0 | 0 | 0 | 0 | 0 | 2009 Qtr 1: 0; 2009 Qtr 2: 0; 2009 Qtr 3: 0; 2009 Qtr 4: 1; 2010 Qtr 1: 0; 2010 Qtr 2: 0; 2010 Qtr 3: 0; 2010 Qtr 4: 0; 2011 Qtr 1: 0; 2011 Qtr 2: 0; 2011 Qtr 3: 0; 2011 Qtr 4: 0 | 1
0 | 267004-High Refrigerant Charge Adjustment (>= ±20% rated charge) Resid SF CZ10 Vint01 |  | System | Residential | 26-SFM-ResidentialSingleFamily-SP_COOL | 0 |  |  |  |  | 65 | 53 | 0 | 0 | 0 | 12 | 110.437 |  | kWh | 0.1629 | -0.018297 | Residential |  | Winter Only | [5 empty] | 10 | 0.78 |  |  |  | 1 | 4 | 0 | 0 | 0 | 0 | 0 | 0 | 0 | 0 | 0 | 0 | 2009 Qtr 1: 0; 2009 Qtr 2: 0; 2009 Qtr 3: 0; 2009 Qtr 4: 4; 2010 Qtr 1: 0; 2010 Qtr 2: 0; 2010 Qtr 3: 0; 2010 Qtr 4: 0; 2011 Qtr 1: 0; 2011 Qtr 2: 0; 2011 Qtr 3: 0; 2011 Qtr 4: 0 | 4
0 | 267040-Residential Condensor Coil Cleaning Resid SF CZ10 VintAll |  | System | Residential | 26-SFM-ResidentialSingleFamily-SP_COOL | 0 |  |  |  |  | 50 | 50 | 0 | 0 | 0 | 0 | 270 |  | kWh | 0.3564 | 0 | Residential | [7 empty] | 3 | 0.78 |  |  |  | 1 | 1 | 0 | 0 | 0 | 0 | 0 | 0 | 0 | 0 | 0 | 0 | 2009 Qtr 1: 0; 2009 Qtr 2: 0; 2009 Qtr 3: 0; 2009 Qtr 4: 1; 2010 Qtr 1: 0; 2010 Qtr 2: 0; 2010 Qtr 3: 0; 2010 Qtr 4: 0; 2011 Qtr 1: 0; 2011 Qtr 2: 0; 2011 Qtr 3: 0; 2011 Qtr 4: 0 | 1
0 | 267001-High Refrigerant Charge Adjustment (>= ±20% rated charge) Resid SFCZ10 Vint03 |  | System | Residential | 26-SFM-ResidentialSingleFamily-SP_COOL | 0 |  |  |  |  | 65 | 53 | 0 | 0 | 0 | 12 | 248.449 |  | kWh | 0.18306 | -0.066637 | Residential |  | Winter Only | [5 empty] | 10 | 0.78 |  |  |  | 1 | 4 | 0 | 0 | 0 | 0 | 0 | 0 | 0 | 0 | 0 | 0 | 2009 Qtr 1: 0; 2009 Qtr 2: 0; 2009 Qtr 3: 0; 2009 Qtr 4: 4; 2010 Qtr 1: 0; 2010 Qtr 2: 0; 2010 Qtr 3: 0; 2010 Qtr 4: 0; 2011 Qtr 1: 0; 2011 Qtr 2: 0; 2011 Qtr 3: 0; 2011 Qtr 4: 0 | 4
0 | 267040-Residential Condensor Coil Cleaning Resid SF CZ10 VintAll |  | System | Residential | 26-SFM-ResidentialSingleFamily-SP_COOL | 0 |  |  |  |  | 50 | 50 | 0 | 0 | 0 | 0 | 270 |  | kWh | 0.3564 | 0 | Residential | [7 empty] | 3 | 0.78 |  |  |  | 1 | 1 | 0 | 0 | 0 | 0 | 0 | 0 | 0 | 0 | 0 | 0 | 2009 Qtr 1: 0; 2009 Qtr 2: 0; 2009 Qtr 3: 0; 2009 Qtr 4: 1; 2010 Qtr 1: 0; 2010 Qtr 2: 0; 2010 Qtr 3: 0; 2010 Qtr 4: 0; 2011 Qtr 1: 0; 2011 Qtr 2: 0; 2011 Qtr 3: 0; 2011 Qtr 4: 0 | 1
0 | 267001-High Refrigerant Charge Adjustment (>= ±20% rated charge) Resid SFCZ10 Vint03 |  | System | Residential | 26-SFM-ResidentialSingleFamily-SP_COOL | 0 |  |  |  |  | 65 | 53 | 0 | 0 | 0 | 12 | 248.449 |  | kWh | 0.18306 | -0.066637 | Residential |  | Winter Only | [5 empty] | 10 | 0.78 |  |  |  | 1 | 3 | 0 | 0 | 0 | 0 | 0 | 0 | 0 | 0 | 0 | 0 | 2009 Qtr 1: 0; 2009 Qtr 2: 0; 2009 Qtr 3: 0; 2009 Qtr 4: 3; 2010 Qtr 1: 0; 2010 Qtr 2: 0; 2010 Qtr 3: 0; 2010 Qtr 4: 0; 2011 Qtr 1: 0; 2011 Qtr 2: 0; 2011 Qtr 3: 0; 2011 Qtr 4: 0 | 3
0 | 267040-Residential Condensor Coil Cleaning Resid SF CZ10 VintAll |  | System | Residential | 26-SFM-ResidentialSingleFamily-SP_COOL | 0 |  |  |  |  | 50 | 50 | 0 | 0 | 0 | 0 | 270 |  | kWh | 0.3564 | 0 | Residential | [7 empty] | 3 | 0.78 |  |  |  | 1 | 1 | 0 | 0 | 0 | 0 | 0 | 0 | 0 | 0 | 0 | 0 | 2009 Qtr 1: 0; 2009 Qtr 2: 0; 2009 Qtr 3: 0; 2009 Qtr 4: 1; 2010 Qtr 1: 0; 2010 Qtr 2: 0; 2010 Qtr 3: 0; 2010 Qtr 4: 0; 2011 Qtr 1: 0; 2011 Qtr 2: 0; 2011 Qtr 3: 0; 2011 Qtr 4: 0 | 1
0 | 267001-High Refrigerant Charge Adjustment (>= ±20% rated charge) Resid SFCZ10 Vint03 |  | System | Residential | 26-SFM-ResidentialSingleFamily-SP_COOL | 0 |  |  |  |  | 65 | 53 | 0 | 0 | 0 | 12 | 248.449 |  | kWh | 0.18306 | -0.066637 | Residential |  | Winter Only | [5 empty] | 10 | 0.78 |  |  |  | 1 | 3 | 0 | 0 | 0 | 0 | 0 | 0 | 0 | 0 | 0 | 0 | 2009 Qtr 1: 0; 2009 Qtr 2: 0; 2009 Qtr 3: 0; 2009 Qtr 4: 3; 2010 Qtr 1: 0; 2010 Qtr 2: 0; 2010 Qtr 3: 0; 2010 Qtr 4: 0; 2011 Qtr 1: 0; 2011 Qtr 2: 0; 2011 Qtr 3: 0; 2011 Qtr 4: 0 | 3
0 | 267040-Residential Condensor Coil Cleaning Resid SF CZ10 VintAll |  | System | Residential | 26-SFM-ResidentialSingleFamily-SP_COOL | 0 |  |  |  |  | 50 | 50 | 0 | 0 | 0 | 0 | 270 |  | kWh | 0.3564 | 0 | Residential | [7 empty] | 3 | 0.78 |  |  |  | 1 | 1 | 0 | 0 | 0 | 0 | 0 | 0 | 0 | 0 | 0 | 0 | 2009 Qtr 1: 0; 2009 Qtr 2: 0; 2009 Qtr 3: 0; 2009 Qtr 4: 1; 2010 Qtr 1: 0; 2010 Qtr 2: 0; 2010 Qtr 3: 0; 2010 Qtr 4: 0; 2011 Qtr 1: 0; 2011 Qtr 2: 0; 2011 Qtr 3: 0; 2011 Qtr 4: 0 | 1
0 | 267002-High Refrigerant Charge Adjustment (>= ±20% rated charge) Resid SF CZ10 Vint04 |  | System | Residential | 26-SFM-ResidentialSingleFamily-SP_COOL | 0 |  |  |  |  | 65 | 53 | 0 | 0 | 0 | 12 | 205.771 |  | kWh | 0.22808 | -0.078078 | Residential |  | Winter Only | [5 empty] | 10 | 0.78 |  |  |  | 1 | 5 | 0 | 0 | 0 | 0 | 0 | 0 | 0 | 0 | 0 | 0 | 2009 Qtr 1: 0; 2009 Qtr 2: 0; 2009 Qtr 3: 0; 2009 Qtr 4: 5; 2010 Qtr 1: 0; 2010 Qtr 2: 0; 2010 Qtr 3: 0; 2010 Qtr 4: 0; 2011 Qtr 1: 0; 2011 Qtr 2: 0; 2011 Qtr 3: 0; 2011 Qtr 4: 0 | 5
0 | 267040-Residential Condensor Coil Cleaning Resid SF CZ10 VintAll |  | System | Residential | 26-SFM-ResidentialSingleFamily-SP_COOL | 0 |  |  |  |  | 50 | 50 | 0 | 0 | 0 | 0 | 270 |  | kWh | 0.3564 | 0 | Residential | [7 empty] | 3 | 0.78 |  |  |  | 1 | 1 | 0 | 0 | 0 | 0 | 0 | 0 | 0 | 0 | 0 | 0 | 2009 Qtr 1: 0; 2009 Qtr 2: 0; 2009 Qtr 3: 0; 2009 Qtr 4: 1; 2010 Qtr 1: 0; 2010 Qtr 2: 0; 2010 Qtr 3: 0; 2010 Qtr 4: 0; 2011 Qtr 1: 0; 2011 Qtr 2: 0; 2011 Qtr 3: 0; 2011 Qtr 4: 0 | 1
0 | 267002-High Refrigerant Charge Adjustment (>= ±20% rated charge) Resid SF CZ10 Vint04 |  | System | Residential | 26-SFM-ResidentialSingleFamily-SP_COOL | 0 |  |  |  |  | 65 | 61.8333 | 0 | 0 | 0 | 3.1667 | 205.771 |  | kWh | 0.22808 | -0.078078 | Residential |  | Winter Only | [5 empty] | 10 | 0.78 |  |  |  | 1 | 3 | 0 | 0 | 0 | 0 | 0 | 0 | 0 | 0 | 0 | 0 | 2009 Qtr 1: 0; 2009 Qtr 2: 0; 2009 Qtr 3: 0; 2009 Qtr 4: 3; 2010 Qtr 1: 0; 2010 Qtr 2: 0; 2010 Qtr 3: 0; 2010 Qtr 4: 0; 2011 Qtr 1: 0; 2011 Qtr 2: 0; 2011 Qtr 3: 0; 2011 Qtr 4: 0 | 3
0 | 267040-Residential Condensor Coil Cleaning Resid SF CZ10 VintAll |  | System | Residential | 26-SFM-ResidentialSingleFamily-SP_COOL | 0 |  |  |  |  | 50 | 50 | 0 | 0 | 0 | 0 | 270 |  | kWh | 0.3564 | 0 | Residential | [7 empty] | 3 | 0.78 |  |  |  | 1 | 1 | 0 | 0 | 0 | 0 | 0 | 0 | 0 | 0 | 0 | 0 | 2009 Qtr 1: 0; 2009 Qtr 2: 0; 2009 Qtr 3: 0; 2009 Qtr 4: 1; 2010 Qtr 1: 0; 2010 Qtr 2: 0; 2010 Qtr 3: 0; 2010 Qtr 4: 0; 2011 Qtr 1: 0; 2011 Qtr 2: 0; 2011 Qtr 3: 0; 2011 Qtr 4: 0 | 1
0 | 267002-High Refrigerant Charge Adjustment (>= ±20% rated charge) Resid SF CZ10 Vint04 |  | System | Residential | 26-SFM-ResidentialSingleFamily-SP_COOL | 0 |  |  |  |  | 65 | 53 | 0 | 0 | 0 | 12 | 205.771 |  | kWh | 0.22808 | -0.078078 | Residential |  | Winter Only | [5 empty] | 10 | 0.78 |  |  |  | 1 | 3 | 0 | 0 | 0 | 0 | 0 | 0 | 0 | 0 | 0 | 0 | 2009 Qtr 1: 0; 2009 Qtr 2: 0; 2009 Qtr 3: 0; 2009 Qtr 4: 3; 2010 Qtr 1: 0; 2010 Qtr 2: 0; 2010 Qtr 3: 0; 2010 Qtr 4: 0; 2011 Qtr 1: 0; 2011 Qtr 2: 0; 2011 Qtr 3: 0; 2011 Qtr 4: 0 | 3
0 | 267040-Residential Condensor Coil Cleaning Resid SF CZ10 VintAll |  | System | Residential | 26-SFM-ResidentialSingleFamily-SP_COOL | 0 |  |  |  |  | 50 | 50 | 0 | 0 | 0 | 0 | 270 |  | kWh | 0.3564 | 0 | Residential | [7 empty] | 3 | 0.78 |  |  |  | 1 | 1 | 0 | 0 | 0 | 0 | 0 | 0 | 0 | 0 | 0 | 0 | 2009 Qtr 1: 0; 2009 Qtr 2: 0; 2009 Qtr 3: 0; 2009 Qtr 4: 1; 2010 Qtr 1: 0; 2010 Qtr 2: 0; 2010 Qtr 3: 0; 2010 Qtr 4: 0; 2011 Qtr 1: 0; 2011 Qtr 2: 0; 2011 Qtr 3: 0; 2011 Qtr 4: 0 | 1
0 | 267002-High Refrigerant Charge Adjustment (>= ±20% rated charge) Resid SF CZ10 Vint04 |  | System | Residential | 26-SFM-ResidentialSingleFamily-SP_COOL | 0 |  |  |  |  | 65 | 53 | 0 | 0 | 0 | 12 | 205.771 |  | kWh | 0.22808 | -0.078078 | Residential |  | Winter Only | [5 empty] | 10 | 0.78 |  |  |  | 1 | 5 | 0 | 0 | 0 | 0 | 0 | 0 | 0 | 0 | 0 | 0 | 2009 Qtr 1: 0; 2009 Qtr 2: 0; 2009 Qtr 3: 0; 2009 Qtr 4: 5; 2010 Qtr 1: 0; 2010 Qtr 2: 0; 2010 Qtr 3: 0; 2010 Qtr 4: 0; 2011 Qtr 1: 0; 2011 Qtr 2: 0; 2011 Qtr 3: 0; 2011 Qtr 4: 0 | 5
0 | 267040-Residential Condensor Coil Cleaning Resid SF CZ10 VintAll |  | System | Residential | 26-SFM-ResidentialSingleFamily-SP_COOL | 0 |  |  |  |  | 50 | 50 | 0 | 0 | 0 | 0 | 270 |  | kWh | 0.3564 | 0 | Residential | [7 empty] | 3 | 0.78 |  |  |  | 1 | 1 | 0 | 0 | 0 | 0 | 0 | 0 | 0 | 0 | 0 | 0 | 2009 Qtr 1: 0; 2009 Qtr 2: 0; 2009 Qtr 3: 0; 2009 Qtr 4: 1; 2010 Qtr 1: 0; 2010 Qtr 2: 0; 2010 Qtr 3: 0; 2010 Qtr 4: 0; 2011 Qtr 1: 0; 2011 Qtr 2: 0; 2011 Qtr 3: 0; 2011 Qtr 4: 0 | 1
0 | 267003-High Refrigerant Charge Adjustment (>= ±20% rated charge) Resid SF CZ10 Vint05 |  | System | Residential | 26-SFM-ResidentialSingleFamily-SP_COOL | 0 |  |  |  |  | 65 | 53 | 0 | 0 | 0 | 12 | 162.471 |  | kWh | 0.23875 | -0.071356 | Residential |  | Winter Only | [5 empty] | 10 | 0.78 |  |  |  | 1 | 3 | 0 | 0 | 0 | 0 | 0 | 0 | 0 | 0 | 0 | 0 | 2009 Qtr 1: 0; 2009 Qtr 2: 0; 2009 Qtr 3: 0; 2009 Qtr 4: 3; 2010 Qtr 1: 0; 2010 Qtr 2: 0; 2010 Qtr 3: 0; 2010 Qtr 4: 0; 2011 Qtr 1: 0; 2011 Qtr 2: 0; 2011 Qtr 3: 0; 2011 Qtr 4: 0 | 3
0 | 267040-Residential Condensor Coil Cleaning Resid SF CZ10 VintAll |  | System | Residential | 26-SFM-ResidentialSingleFamily-SP_COOL | 0 |  |  |  |  | 50 | 50 | 0 | 0 | 0 | 0 | 270 |  | kWh | 0.3564 | 0 | Residential | [7 empty] | 3 | 0.78 |  |  |  | 1 | 1 | 0 | 0 | 0 | 0 | 0 | 0 | 0 | 0 | 0 | 0 | 2009 Qtr 1: 0; 2009 Qtr 2: 0; 2009 Qtr 3: 0; 2009 Qtr 4: 1; 2010 Qtr 1: 0; 2010 Qtr 2: 0; 2010 Qtr 3: 0; 2010 Qtr 4: 0; 2011 Qtr 1: 0; 2011 Qtr 2: 0; 2011 Qtr 3: 0; 2011 Qtr 4: 0 | 1
0 | 267001-High Refrigerant Charge Adjustment (>= ±20% rated charge) Resid SFCZ10 Vint03 |  | System | Residential | 26-SFM-ResidentialSingleFamily-SP_COOL | 0 |  |  |  |  | 65 | 53 | 0 | 0 | 0 | 12 | 248.449 |  | kWh | 0.18306 | -0.066637 | Residential |  | Winter Only | [5 empty] | 10 | 0.78 |  |  |  | 1 | 3 | 0 | 0 | 0 | 0 | 0 | 0 | 0 | 0 | 0 | 0 | 2009 Qtr 1: 0; 2009 Qtr 2: 0; 2009 Qtr 3: 0; 2009 Qtr 4: 3; 2010 Qtr 1: 0; 2010 Qtr 2: 0; 2010 Qtr 3: 0; 2010 Qtr 4: 0; 2011 Qtr 1: 0; 2011 Qtr 2: 0; 2011 Qtr 3: 0; 2011 Qtr 4: 0 | 3
0 | 267040-Residential Condensor Coil Cleaning Resid SF CZ10 VintAll |  | System | Residential | 26-SFM-ResidentialSingleFamily-SP_COOL | 0 |  |  |  |  | 50 | 50 | 0 | 0 | 0 | 0 | 270 |  | kWh | 0.3564 | 0 | Residential | [7 empty] | 3 | 0.78 |  |  |  | 1 | 1 | 0 | 0 | 0 | 0 | 0 | 0 | 0 | 0 | 0 | 0 | 2009 Qtr 1: 0; 2009 Qtr 2: 0; 2009 Qtr 3: 0; 2009 Qtr 4: 1; 2010 Qtr 1: 0; 2010 Qtr 2: 0; 2010 Qtr 3: 0; 2010 Qtr 4: 0; 2011 Qtr 1: 0; 2011 Qtr 2: 0; 2011 Qtr 3: 0; 2011 Qtr 4: 0 | 1
0 | 267002-High Refrigerant Charge Adjustment (>= ±20% rated charge) Resid SF CZ10 Vint04 |  | System | Residential | 26-SFM-ResidentialSingleFamily-SP_COOL | 0 |  |  |  |  | 65 | 53 | 0 | 0 | 0 | 12 | 205.771 |  | kWh | 0.22808 | -0.078078 | Residential |  | Winter Only | [5 empty] | 10 | 0.78 |  |  |  | 1 | 3 | 0 | 0 | 0 | 0 | 0 | 0 | 0 | 0 | 0 | 0 | 2009 Qtr 1: 0; 2009 Qtr 2: 0; 2009 Qtr 3: 0; 2009 Qtr 4: 3; 2010 Qtr 1: 0; 2010 Qtr 2: 0; 2010 Qtr 3: 0; 2010 Qtr 4: 0; 2011 Qtr 1: 0; 2011 Qtr 2: 0; 2011 Qtr 3: 0; 2011 Qtr 4: 0 | 3
0 | 267040-Residential Condensor Coil Cleaning Resid SF CZ10 VintAll |  | System | Residential | 26-SFM-ResidentialSingleFamily-SP_COOL | 0 |  |  |  |  | 50 | 50 | 0 | 0 | 0 | 0 | 270 |  | kWh | 0.3564 | 0 | Residential | [7 empty] | 3 | 0.78 |  |  |  | 1 | 1 | 0 | 0 | 0 | 0 | 0 | 0 | 0 | 0 | 0 | 0 | 2009 Qtr 1: 0; 2009 Qtr 2: 0; 2009 Qtr 3: 0; 2009 Qtr 4: 1; 2010 Qtr 1: 0; 2010 Qtr 2: 0; 2010 Qtr 3: 0; 2010 Qtr 4: 0; 2011 Qtr 1: 0; 2011 Qtr 2: 0; 2011 Qtr 3: 0; 2011 Qtr 4: 0 | 1
0 | 267002-High Refrigerant Charge Adjustment (>= ±20% rated charge) Resid SF CZ10 Vint04 |  | System | Residential | 26-SFM-ResidentialSingleFamily-SP_COOL | 0 |  |  |  |  | 65 | 53 | 0 | 0 | 0 | 12 | 205.771 |  | kWh | 0.22808 | -0.078078 | Residential |  | Winter Only | [5 empty] | 10 | 0.78 |  |  |  | 1 | 3 | 0 | 0 | 0 | 0 | 0 | 0 | 0 | 0 | 0 | 0 | 2009 Qtr 1: 0; 2009 Qtr 2: 0; 2009 Qtr 3: 0; 2009 Qtr 4: 3; 2010 Qtr 1: 0; 2010 Qtr 2: 0; 2010 Qtr 3: 0; 2010 Qtr 4: 0; 2011 Qtr 1: 0; 2011 Qtr 2: 0; 2011 Qtr 3: 0; 2011 Qtr 4: 0 | 3
0 | 267040-Residential Condensor Coil Cleaning Resid SF CZ10 VintAll |  | System | Residential | 26-SFM-ResidentialSingleFamily-SP_COOL | 0 |  |  |  |  | 50 | 50 | 0 | 0 | 0 | 0 | 270 |  | kWh | 0.3564 | 0 | Residential | [7 empty] | 3 | 0.78 |  |  |  | 1 | 1 | 0 | 0 | 0 | 0 | 0 | 0 | 0 | 0 | 0 | 0 | 2009 Qtr 1: 0; 2009 Qtr 2: 0; 2009 Qtr 3: 0; 2009 Qtr 4: 1; 2010 Qtr 1: 0; 2010 Qtr 2: 0; 2010 Qtr 3: 0; 2010 Qtr 4: 0; 2011 Qtr 1: 0; 2011 Qtr 2: 0; 2011 Qtr 3: 0; 2011 Qtr 4: 0 | 1
0 | 267002-High Refrigerant Charge Adjustment (>= ±20% rated charge) Resid SF CZ10 Vint04 |  | System | Residential | 26-SFM-ResidentialSingleFamily-SP_COOL | 0 |  |  |  |  | 65 | 53 | 0 | 0 | 0 | 12 | 205.771 |  | kWh | 0.22808 | -0.078078 | Residential |  | Winter Only | [5 empty] | 10 | 0.78 |  |  |  | 1 | 3 | 0 | 0 | 0 | 0 | 0 | 0 | 0 | 0 | 0 | 0 | 2009 Qtr 1: 0; 2009 Qtr 2: 0; 2009 Qtr 3: 0; 2009 Qtr 4: 3; 2010 Qtr 1: 0; 2010 Qtr 2: 0; 2010 Qtr 3: 0; 2010 Qtr 4: 0; 2011 Qtr 1: 0; 2011 Qtr 2: 0; 2011 Qtr 3: 0; 2011 Qtr 4: 0 | 3
0 | 267040-Residential Condensor Coil Cleaning Resid SF CZ10 VintAll |  | System | Residential | 26-SFM-ResidentialSingleFamily-SP_COOL | 0 |  |  |  |  | 50 | 50 | 0 | 0 | 0 | 0 | 270 |  | kWh | 0.3564 | 0 | Residential | [7 empty] | 3 | 0.78 |  |  |  | 1 | 1 | 0 | 0 | 0 | 0 | 0 | 0 | 0 | 0 | 0 | 0 | 2009 Qtr 1: 0; 2009 Qtr 2: 0; 2009 Qtr 3: 0; 2009 Qtr 4: 1; 2010 Qtr 1: 0; 2010 Qtr 2: 0; 2010 Qtr 3: 0; 2010 Qtr 4: 0; 2011 Qtr 1: 0; 2011 Qtr 2: 0; 2011 Qtr 3: 0; 2011 Qtr 4: 0 | 1
0 | 267001-High Refrigerant Charge Adjustment (>= ±20% rated charge) Resid SFCZ10 Vint03 |  | System | Residential | 26-SFM-ResidentialSingleFamily-SP_COOL | 0 |  |  |  |  | 65 | 53 | 0 | 0 | 0 | 12 | 248.449 |  | kWh | 0.18306 | -0.066637 | Residential |  | Winter Only | [5 empty] | 10 | 0.78 |  |  |  | 1 | 3 | 0 | 0 | 0 | 0 | 0 | 0 | 0 | 0 | 0 | 0 | 2009 Qtr 1: 0; 2009 Qtr 2: 0; 2009 Qtr 3: 0; 2009 Qtr 4: 3; 2010 Qtr 1: 0; 2010 Qtr 2: 0; 2010 Qtr 3: 0; 2010 Qtr 4: 0; 2011 Qtr 1: 0; 2011 Qtr 2: 0; 2011 Qtr 3: 0; 2011 Qtr 4: 0 | 3
0 | 267040-Residential Condensor Coil Cleaning Resid SF CZ10 VintAll |  | System | Residential | 26-SFM-ResidentialSingleFamily-SP_COOL | 0 |  |  |  |  | 50 | 50 | 0 | 0 | 0 | 0 | 270 |  | kWh | 0.3564 | 0 | Residential | [7 empty] | 3 | 0.78 |  |  |  | 1 | 1 | 0 | 0 | 0 | 0 | 0 | 0 | 0 | 0 | 0 | 0 | 2009 Qtr 1: 0; 2009 Qtr 2: 0; 2009 Qtr 3: 0; 2009 Qtr 4: 1; 2010 Qtr 1: 0; 2010 Qtr 2: 0; 2010 Qtr 3: 0; 2010 Qtr 4: 0; 2011 Qtr 1: 0; 2011 Qtr 2: 0; 2011 Qtr 3: 0; 2011 Qtr 4: 0 | 1
0 | 267001-High Refrigerant Charge Adjustment (>= ±20% rated charge) Resid SFCZ10 Vint03 |  | System | Residential | 26-SFM-ResidentialSingleFamily-SP_COOL | 0 |  |  |  |  | 65 | 53 | 0 | 0 | 0 | 12 | 248.449 |  | kWh | 0.18306 | -0.066637 | Residential |  | Winter Only | [5 empty] | 10 | 0.78 |  |  |  | 1 | 4 | 0 | 0 | 0 | 0 | 0 | 0 | 0 | 0 | 0 | 0 | 2009 Qtr 1: 0; 2009 Qtr 2: 0; 2009 Qtr 3: 0; 2009 Qtr 4: 4; 2010 Qtr 1: 0; 2010 Qtr 2: 0; 2010 Qtr 3: 0; 2010 Qtr 4: 0; 2011 Qtr 1: 0; 2011 Qtr 2: 0; 2011 Qtr 3: 0; 2011 Qtr 4: 0 | 4
0 | 267040-Residential Condensor Coil Cleaning Resid SF CZ10 VintAll |  | System | Residential | 26-SFM-ResidentialSingleFamily-SP_COOL | 0 |  |  |  |  | 50 | 50 | 0 | 0 | 0 | 0 | 270 |  | kWh | 0.3564 | 0 | Residential | [7 empty] | 3 | 0.78 |  |  |  | 1 | 1 | 0 | 0 | 0 | 0 | 0 | 0 | 0 | 0 | 0 | 0 | 2009 Qtr 1: 0; 2009 Qtr 2: 0; 2009 Qtr 3: 0; 2009 Qtr 4: 1; 2010 Qtr 1: 0; 2010 Qtr 2: 0; 2010 Qtr 3: 0; 2010 Qtr 4: 0; 2011 Qtr 1: 0; 2011 Qtr 2: 0; 2011 Qtr 3: 0; 2011 Qtr 4: 0 | 1
0 | 267001-High Refrigerant Charge Adjustment (>= ±20% rated charge) Resid SFCZ10 Vint03 |  | System | Residential | 26-SFM-ResidentialSingleFamily-SP_COOL | 0 |  |  |  |  | 65 | 61.8333 | 0 | 0 | 0 | 3.1667 | 248.449 |  | kWh | 0.18306 | -0.066637 | Residential |  | Winter Only | [5 empty] | 10 | 0.78 |  |  |  | 1 | 3 | 0 | 0 | 0 | 0 | 0 | 0 | 0 | 0 | 0 | 0 | 2009 Qtr 1: 0; 2009 Qtr 2: 0; 2009 Qtr 3: 0; 2009 Qtr 4: 3; 2010 Qtr 1: 0; 2010 Qtr 2: 0; 2010 Qtr 3: 0; 2010 Qtr 4: 0; 2011 Qtr 1: 0; 2011 Qtr 2: 0; 2011 Qtr 3: 0; 2011 Qtr 4: 0 | 3
0 | 267040-Residential Condensor Coil Cleaning Resid SF CZ10 VintAll |  | System | Residential | 26-SFM-ResidentialSingleFamily-SP_COOL | 0 |  |  |  |  | 50 | 50 | 0 | 0 | 0 | 0 | 270 |  | kWh | 0.3564 | 0 | Residential | [7 empty] | 3 | 0.78 |  |  |  | 1 | 1 | 0 | 0 | 0 | 0 | 0 | 0 | 0 | 0 | 0 | 0 | 2009 Qtr 1: 0; 2009 Qtr 2: 0; 2009 Qtr 3: 0; 2009 Qtr 4: 1; 2010 Qtr 1: 0; 2010 Qtr 2: 0; 2010 Qtr 3: 0; 2010 Qtr 4: 0; 2011 Qtr 1: 0; 2011 Qtr 2: 0; 2011 Qtr 3: 0; 2011 Qtr 4: 0 | 1
0 | 267003-High Refrigerant Charge Adjustment (>= ±20% rated charge) Resid SF CZ10 Vint05 |  | System | Residential | 26-SFM-ResidentialSingleFamily-SP_COOL | 0 |  |  |  |  | 65 | 53 | 0 | 0 | 0 | 12 | 162.471 |  | kWh | 0.23875 | -0.071356 | Residential |  | Winter Only | [5 empty] | 10 | 0.78 |  |  |  | 1 | 4 | 0 | 0 | 0 | 0 | 0 | 0 | 0 | 0 | 0 | 0 | 2009 Qtr 1: 0; 2009 Qtr 2: 0; 2009 Qtr 3: 0; 2009 Qtr 4: 4; 2010 Qtr 1: 0; 2010 Qtr 2: 0; 2010 Qtr 3: 0; 2010 Qtr 4: 0; 2011 Qtr 1: 0; 2011 Qtr 2: 0; 2011 Qtr 3: 0; 2011 Qtr 4: 0 | 4
0 | 267040-Residential Condensor Coil Cleaning Resid SF CZ10 VintAll |  | System | Residential | 26-SFM-ResidentialSingleFamily-SP_COOL | 0 |  |  |  |  | 50 | 50 | 0 | 0 | 0 | 0 | 270 |  | kWh | 0.3564 | 0 | Residential | [7 empty] | 3 | 0.78 |  |  |  | 1 | 1 | 0 | 0 | 0 | 0 | 0 | 0 | 0 | 0 | 0 | 0 | 2009 Qtr 1: 0; 2009 Qtr 2: 0; 2009 Qtr 3: 0; 2009 Qtr 4: 1; 2010 Qtr 1: 0; 2010 Qtr 2: 0; 2010 Qtr 3: 0; 2010 Qtr 4: 0; 2011 Qtr 1: 0; 2011 Qtr 2: 0; 2011 Qtr 3: 0; 2011 Qtr 4: 0 | 1
0 | 267002-High Refrigerant Charge Adjustment (>= ±20% rated charge) Resid SF CZ10 Vint04 |  | System | Residential | 26-SFM-ResidentialSingleFamily-SP_COOL | 0 |  |  |  |  | 65 | 53 | 0 | 0 | 0 | 12 | 205.771 |  | kWh | 0.22808 | -0.078078 | Residential |  | Winter Only | [5 empty] | 10 | 0.78 |  |  |  | 1 | 4 | 0 | 0 | 0 | 0 | 0 | 0 | 0 | 0 | 0 | 0 | 2009 Qtr 1: 0; 2009 Qtr 2: 0; 2009 Qtr 3: 0; 2009 Qtr 4: 4; 2010 Qtr 1: 0; 2010 Qtr 2: 0; 2010 Qtr 3: 0; 2010 Qtr 4: 0; 2011 Qtr 1: 0; 2011 Qtr 2: 0; 2011 Qtr 3: 0; 2011 Qtr 4: 0 | 4
0 | 267040-Residential Condensor Coil Cleaning Resid SF CZ10 VintAll |  | System | Residential | 26-SFM-ResidentialSingleFamily-SP_COOL | 0 |  |  |  |  | 50 | 50 | 0 | 0 | 0 | 0 | 270 |  | kWh | 0.3564 | 0 | Residential | [7 empty] | 3 | 0.78 |  |  |  | 1 | 1 | 0 | 0 | 0 | 0 | 0 | 0 | 0 | 0 | 0 | 0 | 2009 Qtr 1: 0; 2009 Qtr 2: 0; 2009 Qtr 3: 0; 2009 Qtr 4: 1; 2010 Qtr 1: 0; 2010 Qtr 2: 0; 2010 Qtr 3: 0; 2010 Qtr 4: 0; 2011 Qtr 1: 0; 2011 Qtr 2: 0; 2011 Qtr 3: 0; 2011 Qtr 4: 0 | 1
0 | 267001-High Refrigerant Charge Adjustment (>= ±20% rated charge) Resid SFCZ10 Vint03 |  | System | Residential | 26-SFM-ResidentialSingleFamily-SP_COOL | 0 |  |  |  |  | 65 | 53 | 0 | 0 | 0 | 12 | 248.449 |  | kWh | 0.18306 | -0.066637 | Residential |  | Winter Only | [5 empty] | 10 | 0.78 |  |  |  | 1 | 4 | 0 | 0 | 0 | 0 | 0 | 0 | 0 | 0 | 0 | 0 | 2009 Qtr 1: 0; 2009 Qtr 2: 0; 2009 Qtr 3: 0; 2009 Qtr 4: 4; 2010 Qtr 1: 0; 2010 Qtr 2: 0; 2010 Qtr 3: 0; 2010 Qtr 4: 0; 2011 Qtr 1: 0; 2011 Qtr 2: 0; 2011 Qtr 3: 0; 2011 Qtr 4: 0 | 4
0 | 267040-Residential Condensor Coil Cleaning Resid SF CZ10 VintAll |  | System | Residential | 26-SFM-ResidentialSingleFamily-SP_COOL | 0 |  |  |  |  | 50 | 50 | 0 | 0 | 0 | 0 | 270 |  | kWh | 0.3564 | 0 | Residential | [7 empty] | 3 | 0.78 |  |  |  | 1 | 1 | 0 | 0 | 0 | 0 | 0 | 0 | 0 | 0 | 0 | 0 | 2009 Qtr 1: 0; 2009 Qtr 2: 0; 2009 Qtr 3: 0; 2009 Qtr 4: 1; 2010 Qtr 1: 0; 2010 Qtr 2: 0; 2010 Qtr 3: 0; 2010 Qtr 4: 0; 2011 Qtr 1: 0; 2011 Qtr 2: 0; 2011 Qtr 3: 0; 2011 Qtr 4: 0 | 1
0 | 267002-High Refrigerant Charge Adjustment (>= ±20% rated charge) Resid SF CZ10 Vint04 |  | System | Residential | 26-SFM-ResidentialSingleFamily-SP_COOL | 0 |  |  |  |  | 65 | 53 | 0 | 0 | 0 | 12 | 205.771 |  | kWh | 0.22808 | -0.078078 | Residential |  | Winter Only | [5 empty] | 10 | 0.78 |  |  |  | 1 | 4 | 0 | 0 | 0 | 0 | 0 | 0 | 0 | 0 | 0 | 0 | 2009 Qtr 1: 0; 2009 Qtr 2: 0; 2009 Qtr 3: 0; 2009 Qtr 4: 4; 2010 Qtr 1: 0; 2010 Qtr 2: 0; 2010 Qtr 3: 0; 2010 Qtr 4: 0; 2011 Qtr 1: 0; 2011 Qtr 2: 0; 2011 Qtr 3: 0; 2011 Qtr 4: 0 | 4
0 | 267040-Residential Condensor Coil Cleaning Resid SF CZ10 VintAll |  | System | Residential | 26-SFM-ResidentialSingleFamily-SP_COOL | 0 |  |  |  |  | 50 | 50 | 0 | 0 | 0 | 0 | 270 |  | kWh | 0.3564 | 0 | Residential | [7 empty] | 3 | 0.78 |  |  |  | 1 | 1 | 0 | 0 | 0 | 0 | 0 | 0 | 0 | 0 | 0 | 0 | 2009 Qtr 1: 0; 2009 Qtr 2: 0; 2009 Qtr 3: 0; 2009 Qtr 4: 1; 2010 Qtr 1: 0; 2010 Qtr 2: 0; 2010 Qtr 3: 0; 2010 Qtr 4: 0; 2011 Qtr 1: 0; 2011 Qtr 2: 0; 2011 Qtr 3: 0; 2011 Qtr 4: 0 | 1
0 | 267040-Residential Condensor Coil Cleaning Resid SF CZ10 VintAll |  | System | Residential | 26-SFM-ResidentialSingleFamily-SP_COOL | 0 |  |  |  |  | 50 | 50 | 0 | 0 | 0 | 0 | 270 |  | kWh | 0.3564 | 0 | Residential | [7 empty] | 3 | 0.78 |  |  |  | 1 | 1 | 0 | 0 | 0 | 0 | 0 | 0 | 0 | 0 | 0 | 0 | 2009 Qtr 1: 0; 2009 Qtr 2: 0; 2009 Qtr 3: 0; 2009 Qtr 4: 1; 2010 Qtr 1: 0; 2010 Qtr 2: 0; 2010 Qtr 3: 0; 2010 Qtr 4: 0; 2011 Qtr 1: 0; 2011 Qtr 2: 0; 2011 Qtr 3: 0; 2011 Qtr 4: 0 | 1
0 | 267040-Residential Condensor Coil Cleaning Resid SF CZ10 VintAll |  | System | Residential | 26-SFM-ResidentialSingleFamily-SP_COOL | 0 |  |  |  |  | 50 | 50 | 0 | 0 | 0 | 0 | 270 |  | kWh | 0.3564 | 0 | Residential | [7 empty] | 3 | 0.78 |  |  |  | 1 | 1 | 0 | 0 | 0 | 0 | 0 | 0 | 0 | 0 | 0 | 0 | 2009 Qtr 1: 0; 2009 Qtr 2: 0; 2009 Qtr 3: 0; 2009 Qtr 4: 1; 2010 Qtr 1: 0; 2010 Qtr 2: 0; 2010 Qtr 3: 0; 2010 Qtr 4: 0; 2011 Qtr 1: 0; 2011 Qtr 2: 0; 2011 Qtr 3: 0; 2011 Qtr 4: 0 | 1
0 | 267003-High Refrigerant Charge Adjustment (>= ±20% rated charge) Resid SF CZ10 Vint05 |  | System | Residential | 26-SFM-ResidentialSingleFamily-SP_COOL | 0 |  |  |  |  | 65 | 53 | 0 | 0 | 0 | 12 | 162.471 |  | kWh | 0.23875 | -0.071356 | Residential |  | Winter Only | [5 empty] | 10 | 0.78 |  |  |  | 1 | 3 | 0 | 0 | 0 | 0 | 0 | 0 | 0 | 0 | 0 | 0 | 2009 Qtr 1: 0; 2009 Qtr 2: 0; 2009 Qtr 3: 0; 2009 Qtr 4: 3; 2010 Qtr 1: 0; 2010 Qtr 2: 0; 2010 Qtr 3: 0; 2010 Qtr 4: 0; 2011 Qtr 1: 0; 2011 Qtr 2: 0; 2011 Qtr 3: 0; 2011 Qtr 4: 0 | 3
0 | 267040-Residential Condensor Coil Cleaning Resid SF CZ10 VintAll |  | System | Residential | 26-SFM-ResidentialSingleFamily-SP_COOL | 0 |  |  |  |  | 50 | 50 | 0 | 0 | 0 | 0 | 270 |  | kWh | 0.3564 | 0 | Residential | [7 empty] | 3 | 0.78 |  |  |  | 1 | 1 | 0 | 0 | 0 | 0 | 0 | 0 | 0 | 0 | 0 | 0 | 2009 Qtr 1: 0; 2009 Qtr 2: 0; 2009 Qtr 3: 0; 2009 Qtr 4: 1; 2010 Qtr 1: 0; 2010 Qtr 2: 0; 2010 Qtr 3: 0; 2010 Qtr 4: 0; 2011 Qtr 1: 0; 2011 Qtr 2: 0; 2011 Qtr 3: 0; 2011 Qtr 4: 0 | 1
0 | 267040-Residential Condensor Coil Cleaning Resid SF CZ10 VintAll |  | System | Residential | 26-SFM-ResidentialSingleFamily-SP_COOL | 0 |  |  |  |  | 50 | 50 | 0 | 0 | 0 | 0 | 270 |  | kWh | 0.3564 | 0 | Residential | [7 empty] | 3 | 0.78 |  |  |  | 1 | 1 | 0 | 0 | 0 | 0 | 0 | 0 | 0 | 0 | 0 | 0 | 2009 Qtr 1: 0; 2009 Qtr 2: 0; 2009 Qtr 3: 0; 2009 Qtr 4: 1; 2010 Qtr 1: 0; 2010 Qtr 2: 0; 2010 Qtr 3: 0; 2010 Qtr 4: 0; 2011 Qtr 1: 0; 2011 Qtr 2: 0; 2011 Qtr 3: 0; 2011 Qtr 4: 0 | 1
0 | 267001-High Refrigerant Charge Adjustment (>= ±20% rated charge) Resid SFCZ10 Vint03 |  | System | Residential | 26-SFM-ResidentialSingleFamily-SP_COOL | 0 |  |  |  |  | 65 | 53 | 0 | 0 | 0 | 12 | 248.449 |  | kWh | 0.18306 | -0.066637 | Residential |  | Winter Only | [5 empty] | 10 | 0.78 |  |  |  | 1 | 4 | 0 | 0 | 0 | 0 | 0 | 0 | 0 | 0 | 0 | 0 | 2009 Qtr 1: 0; 2009 Qtr 2: 0; 2009 Qtr 3: 0; 2009 Qtr 4: 4; 2010 Qtr 1: 0; 2010 Qtr 2: 0; 2010 Qtr 3: 0; 2010 Qtr 4: 0; 2011 Qtr 1: 0; 2011 Qtr 2: 0; 2011 Qtr 3: 0; 2011 Qtr 4: 0 | 4
0 | 267040-Residential Condensor Coil Cleaning Resid SF CZ10 VintAll |  | System | Residential | 26-SFM-ResidentialSingleFamily-SP_COOL | 0 |  |  |  |  | 50 | 50 | 0 | 0 | 0 | 0 | 270 |  | kWh | 0.3564 | 0 | Residential | [7 empty] | 3 | 0.78 |  |  |  | 1 | 1 | 0 | 0 | 0 | 0 | 0 | 0 | 0 | 0 | 0 | 0 | 2009 Qtr 1: 0; 2009 Qtr 2: 0; 2009 Qtr 3: 0; 2009 Qtr 4: 1; 2010 Qtr 1: 0; 2010 Qtr 2: 0; 2010 Qtr 3: 0; 2010 Qtr 4: 0; 2011 Qtr 1: 0; 2011 Qtr 2: 0; 2011 Qtr 3: 0; 2011 Qtr 4: 0 | 1
0 | 267001-High Refrigerant Charge Adjustment (>= ±20% rated charge) Resid SFCZ10 Vint03 |  | System | Residential | 26-SFM-ResidentialSingleFamily-SP_COOL | 0 |  |  |  |  | 65 | 53 | 0 | 0 | 0 | 12 | 248.449 |  | kWh | 0.18306 | -0.066637 | Residential |  | Winter Only | [5 empty] | 10 | 0.78 |  |  |  | 1 | 3 | 0 | 0 | 0 | 0 | 0 | 0 | 0 | 0 | 0 | 0 | 2009 Qtr 1: 0; 2009 Qtr 2: 0; 2009 Qtr 3: 0; 2009 Qtr 4: 3; 2010 Qtr 1: 0; 2010 Qtr 2: 0; 2010 Qtr 3: 0; 2010 Qtr 4: 0; 2011 Qtr 1: 0; 2011 Qtr 2: 0; 2011 Qtr 3: 0; 2011 Qtr 4: 0 | 3
0 | 267040-Residential Condensor Coil Cleaning Resid SF CZ10 VintAll |  | System | Residential | 26-SFM-ResidentialSingleFamily-SP_COOL | 0 |  |  |  |  | 50 | 50 | 0 | 0 | 0 | 0 | 270 |  | kWh | 0.3564 | 0 | Residential | [7 empty] | 3 | 0.78 |  |  |  | 1 | 1 | 0 | 0 | 0 | 0 | 0 | 0 | 0 | 0 | 0 | 0 | 2009 Qtr 1: 0; 2009 Qtr 2: 0; 2009 Qtr 3: 0; 2009 Qtr 4: 1; 2010 Qtr 1: 0; 2010 Qtr 2: 0; 2010 Qtr 3: 0; 2010 Qtr 4: 0; 2011 Qtr 1: 0; 2011 Qtr 2: 0; 2011 Qtr 3: 0; 2011 Qtr 4: 0 | 1
0 | 267001-High Refrigerant Charge Adjustment (>= ±20% rated charge) Resid SFCZ10 Vint03 |  | System | Residential | 26-SFM-ResidentialSingleFamily-SP_COOL | 0 |  |  |  |  | 65 | 53 | 0 | 0 | 0 | 12 | 248.449 |  | kWh | 0.18306 | -0.066637 | Residential |  | Winter Only | [5 empty] | 10 | 0.78 |  |  |  | 1 | 3 | 0 | 0 | 0 | 0 | 0 | 0 | 0 | 0 | 0 | 0 | 2009 Qtr 1: 0; 2009 Qtr 2: 0; 2009 Qtr 3: 0; 2009 Qtr 4: 3; 2010 Qtr 1: 0; 2010 Qtr 2: 0; 2010 Qtr 3: 0; 2010 Qtr 4: 0; 2011 Qtr 1: 0; 2011 Qtr 2: 0; 2011 Qtr 3: 0; 2011 Qtr 4: 0 | 3
0 | 267040-Residential Condensor Coil Cleaning Resid SF CZ10 VintAll |  | System | Residential | 26-SFM-ResidentialSingleFamily-SP_COOL | 0 |  |  |  |  | 50 | 50 | 0 | 0 | 0 | 0 | 270 |  | kWh | 0.3564 | 0 | Residential | [7 empty] | 3 | 0.78 |  |  |  | 1 | 1 | 0 | 0 | 0 | 0 | 0 | 0 | 0 | 0 | 0 | 0 | 2009 Qtr 1: 0; 2009 Qtr 2: 0; 2009 Qtr 3: 0; 2009 Qtr 4: 1; 2010 Qtr 1: 0; 2010 Qtr 2: 0; 2010 Qtr 3: 0; 2010 Qtr 4: 0; 2011 Qtr 1: 0; 2011 Qtr 2: 0; 2011 Qtr 3: 0; 2011 Qtr 4: 0 | 1
0 | 267040-Residential Condensor Coil Cleaning Resid SF CZ10 VintAll |  | System | Residential | 26-SFM-ResidentialSingleFamily-SP_COOL | 0 |  |  |  |  | 50 | 50 | 0 | 0 | 0 | 0 | 270 |  | kWh | 0.3564 | 0 | Residential | [7 empty] | 3 | 0.78 |  |  |  | 1 | 1 | 0 | 0 | 0 | 0 | 0 | 0 | 0 | 0 | 0 | 0 | 2009 Qtr 1: 0; 2009 Qtr 2: 0; 2009 Qtr 3: 0; 2009 Qtr 4: 1; 2010 Qtr 1: 0; 2010 Qtr 2: 0; 2010 Qtr 3: 0; 2010 Qtr 4: 0; 2011 Qtr 1: 0; 2011 Qtr 2: 0; 2011 Qtr 3: 0; 2011 Qtr 4: 0 | 1
0 | 267003-High Refrigerant Charge Adjustment (>= ±20% rated charge) Resid SF CZ10 Vint05 |  | System | Residential | 26-SFM-ResidentialSingleFamily-SP_COOL | 0 |  |  |  |  | 65 | 53 | 0 | 0 | 0 | 12 | 162.471 |  | kWh | 0.23875 | -0.071356 | Residential |  | Winter Only | [5 empty] | 10 | 0.78 |  |  |  | 1 | 3 | 0 | 0 | 0 | 0 | 0 | 0 | 0 | 0 | 0 | 0 | 2009 Qtr 1: 0; 2009 Qtr 2: 0; 2009 Qtr 3: 0; 2009 Qtr 4: 3; 2010 Qtr 1: 0; 2010 Qtr 2: 0; 2010 Qtr 3: 0; 2010 Qtr 4: 0; 2011 Qtr 1: 0; 2011 Qtr 2: 0; 2011 Qtr 3: 0; 2011 Qtr 4: 0 | 3
0 | 267040-Residential Condensor Coil Cleaning Resid SF CZ10 VintAll |  | System | Residential | 26-SFM-ResidentialSingleFamily-SP_COOL | 0 |  |  |  |  | 50 | 50 | 0 | 0 | 0 | 0 | 270 |  | kWh | 0.3564 | 0 | Residential | [7 empty] | 3 | 0.78 |  |  |  | 1 | 1 | 0 | 0 | 0 | 0 | 0 | 0 | 0 | 0 | 0 | 0 | 2009 Qtr 1: 0; 2009 Qtr 2: 0; 2009 Qtr 3: 0; 2009 Qtr 4: 1; 2010 Qtr 1: 0; 2010 Qtr 2: 0; 2010 Qtr 3: 0; 2010 Qtr 4: 0; 2011 Qtr 1: 0; 2011 Qtr 2: 0; 2011 Qtr 3: 0; 2011 Qtr 4: 0 | 1
0 | 267001-High Refrigerant Charge Adjustment (>= ±20% rated charge) Resid SFCZ10 Vint03 |  | System | Residential | 26-SFM-ResidentialSingleFamily-SP_COOL | 0 |  |  |  |  | 65 | 53 | 0 | 0 | 0 | 12 | 248.449 |  | kWh | 0.18306 | -0.066637 | Residential |  | Winter Only | [5 empty] | 10 | 0.78 |  |  |  | 1 | 4 | 0 | 0 | 0 | 0 | 0 | 0 | 0 | 0 | 0 | 0 | 2009 Qtr 1: 0; 2009 Qtr 2: 0; 2009 Qtr 3: 0; 2009 Qtr 4: 4; 2010 Qtr 1: 0; 2010 Qtr 2: 0; 2010 Qtr 3: 0; 2010 Qtr 4: 0; 2011 Qtr 1: 0; 2011 Qtr 2: 0; 2011 Qtr 3: 0; 2011 Qtr 4: 0 | 4
0 | 267040-Residential Condensor Coil Cleaning Resid SF CZ10 VintAll |  | System | Residential | 26-SFM-ResidentialSingleFamily-SP_COOL | 0 |  |  |  |  | 50 | 50 | 0 | 0 | 0 | 0 | 270 |  | kWh | 0.3564 | 0 | Residential | [7 empty] | 3 | 0.78 |  |  |  | 1 | 1 | 0 | 0 | 0 | 0 | 0 | 0 | 0 | 0 | 0 | 0 | 2009 Qtr 1: 0; 2009 Qtr 2: 0; 2009 Qtr 3: 0; 2009 Qtr 4: 1; 2010 Qtr 1: 0; 2010 Qtr 2: 0; 2010 Qtr 3: 0; 2010 Qtr 4: 0; 2011 Qtr 1: 0; 2011 Qtr 2: 0; 2011 Qtr 3: 0; 2011 Qtr 4: 0 | 1
0 | 267002-High Refrigerant Charge Adjustment (>= ±20% rated charge) Resid SF CZ10 Vint04 |  | System | Residential | 26-SFM-ResidentialSingleFamily-SP_COOL | 0 |  |  |  |  | 65 | 53 | 0 | 0 | 0 | 12 | 205.771 |  | kWh | 0.22808 | -0.078078 | Residential |  | Winter Only | [5 empty] | 10 | 0.78 |  |  |  | 1 | 5 | 0 | 0 | 0 | 0 | 0 | 0 | 0 | 0 | 0 | 0 | 2009 Qtr 1: 0; 2009 Qtr 2: 0; 2009 Qtr 3: 0; 2009 Qtr 4: 5; 2010 Qtr 1: 0; 2010 Qtr 2: 0; 2010 Qtr 3: 0; 2010 Qtr 4: 0; 2011 Qtr 1: 0; 2011 Qtr 2: 0; 2011 Qtr 3: 0; 2011 Qtr 4: 0 | 5
0 | 267040-Residential Condensor Coil Cleaning Resid SF CZ10 VintAll |  | System | Residential | 26-SFM-ResidentialSingleFamily-SP_COOL | 0 |  |  |  |  | 50 | 50 | 0 | 0 | 0 | 0 | 270 |  | kWh | 0.3564 | 0 | Residential | [7 empty] | 3 | 0.78 |  |  |  | 1 | 1 | 0 | 0 | 0 | 0 | 0 | 0 | 0 | 0 | 0 | 0 | 2009 Qtr 1: 0; 2009 Qtr 2: 0; 2009 Qtr 3: 0; 2009 Qtr 4: 1; 2010 Qtr 1: 0; 2010 Qtr 2: 0; 2010 Qtr 3: 0; 2010 Qtr 4: 0; 2011 Qtr 1: 0; 2011 Qtr 2: 0; 2011 Qtr 3: 0; 2011 Qtr 4: 0 | 1
0 | 267001-High Refrigerant Charge Adjustment (>= ±20% rated charge) Resid SFCZ10 Vint03 |  | System | Residential | 26-SFM-ResidentialSingleFamily-SP_COOL | 0 |  |  |  |  | 65 | 53 | 0 | 0 | 0 | 12 | 248.449 |  | kWh | 0.18306 | -0.066637 | Residential |  | Winter Only | [5 empty] | 10 | 0.78 |  |  |  | 1 | 2 | 0 | 0 | 0 | 0 | 0 | 0 | 0 | 0 | 0 | 0 | 2009 Qtr 1: 0; 2009 Qtr 2: 0; 2009 Qtr 3: 0; 2009 Qtr 4: 2; 2010 Qtr 1: 0; 2010 Qtr 2: 0; 2010 Qtr 3: 0; 2010 Qtr 4: 0; 2011 Qtr 1: 0; 2011 Qtr 2: 0; 2011 Qtr 3: 0; 2011 Qtr 4: 0 | 2
0 | 267040-Residential Condensor Coil Cleaning Resid SF CZ10 VintAll |  | System | Residential | 26-SFM-ResidentialSingleFamily-SP_COOL | 0 |  |  |  |  | 50 | 50 | 0 | 0 | 0 | 0 | 270 |  | kWh | 0.3564 | 0 | Residential | [7 empty] | 3 | 0.78 |  |  |  | 1 | 1 | 0 | 0 | 0 | 0 | 0 | 0 | 0 | 0 | 0 | 0 | 2009 Qtr 1: 0; 2009 Qtr 2: 0; 2009 Qtr 3: 0; 2009 Qtr 4: 1; 2010 Qtr 1: 0; 2010 Qtr 2: 0; 2010 Qtr 3: 0; 2010 Qtr 4: 0; 2011 Qtr 1: 0; 2011 Qtr 2: 0; 2011 Qtr 3: 0; 2011 Qtr 4: 0 | 1
0 | 267002-High Refrigerant Charge Adjustment (>= ±20% rated charge) Resid SF CZ10 Vint04 |  | System | Residential | 26-SFM-ResidentialSingleFamily-SP_COOL | 0 |  |  |  |  | 65 | 53 | 0 | 0 | 0 | 12 | 205.771 |  | kWh | 0.22808 | -0.078078 | Residential |  | Winter Only | [5 empty] | 10 | 0.78 |  |  |  | 1 | 3 | 0 | 0 | 0 | 0 | 0 | 0 | 0 | 0 | 0 | 0 | 2009 Qtr 1: 0; 2009 Qtr 2: 0; 2009 Qtr 3: 0; 2009 Qtr 4: 3; 2010 Qtr 1: 0; 2010 Qtr 2: 0; 2010 Qtr 3: 0; 2010 Qtr 4: 0; 2011 Qtr 1: 0; 2011 Qtr 2: 0; 2011 Qtr 3: 0; 2011 Qtr 4: 0 | 3
0 | 267040-Residential Condensor Coil Cleaning Resid SF CZ10 VintAll |  | System | Residential | 26-SFM-ResidentialSingleFamily-SP_COOL | 0 |  |  |  |  | 50 | 50 | 0 | 0 | 0 | 0 | 270 |  | kWh | 0.3564 | 0 | Residential | [7 empty] | 3 | 0.78 |  |  |  | 1 | 1 | 0 | 0 | 0 | 0 | 0 | 0 | 0 | 0 | 0 | 0 | 2009 Qtr 1: 0; 2009 Qtr 2: 0; 2009 Qtr 3: 0; 2009 Qtr 4: 1; 2010 Qtr 1: 0; 2010 Qtr 2: 0; 2010 Qtr 3: 0; 2010 Qtr 4: 0; 2011 Qtr 1: 0; 2011 Qtr 2: 0; 2011 Qtr 3: 0; 2011 Qtr 4: 0 | 1
0 | 267040-Residential Condensor Coil Cleaning Resid SF CZ10 VintAll |  | System | Residential | 26-SFM-ResidentialSingleFamily-SP_COOL | 0 |  |  |  |  | 50 | 50 | 0 | 0 | 0 | 0 | 270 |  | kWh | 0.3564 | 0 | Residential | [7 empty] | 3 | 0.78 |  |  |  | 1 | 1 | 0 | 0 | 0 | 0 | 0 | 0 | 0 | 0 | 0 | 0 | 2009 Qtr 1: 0; 2009 Qtr 2: 0; 2009 Qtr 3: 0; 2009 Qtr 4: 1; 2010 Qtr 1: 0; 2010 Qtr 2: 0; 2010 Qtr 3: 0; 2010 Qtr 4: 0; 2011 Qtr 1: 0; 2011 Qtr 2: 0; 2011 Qtr 3: 0; 2011 Qtr 4: 0 | 1
0 | 267040-Residential Condensor Coil Cleaning Resid SF CZ10 VintAll |  | System | Residential | 26-SFM-ResidentialSingleFamily-SP_COOL | 0 |  |  |  |  | 50 | 50 | 0 | 0 | 0 | 0 | 270 |  | kWh | 0.3564 | 0 | Residential | [7 empty] | 3 | 0.78 |  |  |  | 1 | 1 | 0 | 0 | 0 | 0 | 0 | 0 | 0 | 0 | 0 | 0 | 2009 Qtr 1: 0; 2009 Qtr 2: 0; 2009 Qtr 3: 0; 2009 Qtr 4: 1; 2010 Qtr 1: 0; 2010 Qtr 2: 0; 2010 Qtr 3: 0; 2010 Qtr 4: 0; 2011 Qtr 1: 0; 2011 Qtr 2: 0; 2011 Qtr 3: 0; 2011 Qtr 4: 0 | 1
0 | 267003-High Refrigerant Charge Adjustment (>= ±20% rated charge) Resid SF CZ10 Vint05 |  | System | Residential | 26-SFM-ResidentialSingleFamily-SP_COOL | 0 |  |  |  |  | 65 | 53 | 0 | 0 | 0 | 12 | 162.471 |  | kWh | 0.23875 | -0.071356 | Residential |  | Winter Only | [5 empty] | 10 | 0.78 |  |  |  | 1 | 3 | 0 | 0 | 0 | 0 | 0 | 0 | 0 | 0 | 0 | 0 | 2009 Qtr 1: 0; 2009 Qtr 2: 0; 2009 Qtr 3: 0; 2009 Qtr 4: 3; 2010 Qtr 1: 0; 2010 Qtr 2: 0; 2010 Qtr 3: 0; 2010 Qtr 4: 0; 2011 Qtr 1: 0; 2011 Qtr 2: 0; 2011 Qtr 3: 0; 2011 Qtr 4: 0 | 3
0 | 267040-Residential Condensor Coil Cleaning Resid SF CZ10 VintAll |  | System | Residential | 26-SFM-ResidentialSingleFamily-SP_COOL | 0 |  |  |  |  | 50 | 50 | 0 | 0 | 0 | 0 | 270 |  | kWh | 0.3564 | 0 | Residential | [7 empty] | 3 | 0.78 |  |  |  | 1 | 1 | 0 | 0 | 0 | 0 | 0 | 0 | 0 | 0 | 0 | 0 | 2009 Qtr 1: 0; 2009 Qtr 2: 0; 2009 Qtr 3: 0; 2009 Qtr 4: 1; 2010 Qtr 1: 0; 2010 Qtr 2: 0; 2010 Qtr 3: 0; 2010 Qtr 4: 0; 2011 Qtr 1: 0; 2011 Qtr 2: 0; 2011 Qtr 3: 0; 2011 Qtr 4: 0 | 1
0 | 267004-High Refrigerant Charge Adjustment (>= ±20% rated charge) Resid SF CZ10 Vint01 |  | System | Residential | 26-SFM-ResidentialSingleFamily-SP_COOL | 0 |  |  |  |  | 65 | 53 | 0 | 0 | 0 | 12 | 110.437 |  | kWh | 0.1629 | -0.018297 | Residential |  | Winter Only | [5 empty] | 10 | 0.78 |  |  |  | 1 | 4 | 0 | 0 | 0 | 0 | 0 | 0 | 0 | 0 | 0 | 0 | 2009 Qtr 1: 0; 2009 Qtr 2: 0; 2009 Qtr 3: 0; 2009 Qtr 4: 4; 2010 Qtr 1: 0; 2010 Qtr 2: 0; 2010 Qtr 3: 0; 2010 Qtr 4: 0; 2011 Qtr 1: 0; 2011 Qtr 2: 0; 2011 Qtr 3: 0; 2011 Qtr 4: 0 | 4
0 | 267040-Residential Condensor Coil Cleaning Resid SF CZ10 VintAll |  | System | Residential | 26-SFM-ResidentialSingleFamily-SP_COOL | 0 |  |  |  |  | 50 | 50 | 0 | 0 | 0 | 0 | 270 |  | kWh | 0.3564 | 0 | Residential | [7 empty] | 3 | 0.78 |  |  |  | 1 | 1 | 0 | 0 | 0 | 0 | 0 | 0 | 0 | 0 | 0 | 0 | 2009 Qtr 1: 0; 2009 Qtr 2: 0; 2009 Qtr 3: 0; 2009 Qtr 4: 1; 2010 Qtr 1: 0; 2010 Qtr 2: 0; 2010 Qtr 3: 0; 2010 Qtr 4: 0; 2011 Qtr 1: 0; 2011 Qtr 2: 0; 2011 Qtr 3: 0; 2011 Qtr 4: 0 | 1
0 | 267040-Residential Condensor Coil Cleaning Resid SF CZ10 VintAll |  | System | Residential | 26-SFM-ResidentialSingleFamily-SP_COOL | 0 |  |  |  |  | 50 | 50 | 0 | 0 | 0 | 0 | 270 |  | kWh | 0.3564 | 0 | Residential | [7 empty] | 3 | 0.78 |  |  |  | 1 | 1 | 0 | 0 | 0 | 0 | 0 | 0 | 0 | 0 | 0 | 0 | 2009 Qtr 1: 0; 2009 Qtr 2: 0; 2009 Qtr 3: 0; 2009 Qtr 4: 1; 2010 Qtr 1: 0; 2010 Qtr 2: 0; 2010 Qtr 3: 0; 2010 Qtr 4: 0; 2011 Qtr 1: 0; 2011 Qtr 2: 0; 2011 Qtr 3: 0; 2011 Qtr 4: 0 | 1
0 | 267004-High Refrigerant Charge Adjustment (>= ±20% rated charge) Resid SF CZ10 Vint01 |  | System | Residential | 26-SFM-ResidentialSingleFamily-SP_COOL | 0 |  |  |  |  | 65 | 53 | 0 | 0 | 0 | 12 | 110.437 |  | kWh | 0.1629 | -0.018297 | Residential |  | Winter Only | [5 empty] | 10 | 0.78 |  |  |  | 1 | 4 | 0 | 0 | 0 | 0 | 0 | 0 | 0 | 0 | 0 | 0 | 2009 Qtr 1: 0; 2009 Qtr 2: 0; 2009 Qtr 3: 0; 2009 Qtr 4: 4; 2010 Qtr 1: 0; 2010 Qtr 2: 0; 2010 Qtr 3: 0; 2010 Qtr 4: 0; 2011 Qtr 1: 0; 2011 Qtr 2: 0; 2011 Qtr 3: 0; 2011 Qtr 4: 0 | 4
0 | 267040-Residential Condensor Coil Cleaning Resid SF CZ10 VintAll |  | System | Residential | 26-SFM-ResidentialSingleFamily-SP_COOL | 0 |  |  |  |  | 50 | 50 | 0 | 0 | 0 | 0 | 270 |  | kWh | 0.3564 | 0 | Residential | [7 empty] | 3 | 0.78 |  |  |  | 1 | 1 | 0 | 0 | 0 | 0 | 0 | 0 | 0 | 0 | 0 | 0 | 2009 Qtr 1: 0; 2009 Qtr 2: 0; 2009 Qtr 3: 0; 2009 Qtr 4: 1; 2010 Qtr 1: 0; 2010 Qtr 2: 0; 2010 Qtr 3: 0; 2010 Qtr 4: 0; 2011 Qtr 1: 0; 2011 Qtr 2: 0; 2011 Qtr 3: 0; 2011 Qtr 4: 0 | 1
0 | 267001-High Refrigerant Charge Adjustment (>= ±20% rated charge) Resid SFCZ10 Vint03 |  | System | Residential | 26-SFM-ResidentialSingleFamily-SP_COOL | 0 |  |  |  |  | 65 | 66.25 | 0 | 0 | 0 | -1.25 | 248.449 |  | kWh | 0.18306 | -0.066637 | Residential |  | Winter Only | [5 empty] | 10 | 0.78 |  |  |  | 1 | 2 | 0 | 0 | 0 | 0 | 0 | 0 | 0 | 0 | 0 | 0 | 2009 Qtr 1: 0; 2009 Qtr 2: 0; 2009 Qtr 3: 0; 2009 Qtr 4: 2; 2010 Qtr 1: 0; 2010 Qtr 2: 0; 2010 Qtr 3: 0; 2010 Qtr 4: 0; 2011 Qtr 1: 0; 2011 Qtr 2: 0; 2011 Qtr 3: 0; 2011 Qtr 4: 0 | 2
0 | 267040-Residential Condensor Coil Cleaning Resid SF CZ10 VintAll |  | System | Residential | 26-SFM-ResidentialSingleFamily-SP_COOL | 0 |  |  |  |  | 50 | 50 | 0 | 0 | 0 | 0 | 270 |  | kWh | 0.3564 | 0 | Residential | [7 empty] | 3 | 0.78 |  |  |  | 1 | 1 | 0 | 0 | 0 | 0 | 0 | 0 | 0 | 0 | 0 | 0 | 2009 Qtr 1: 0; 2009 Qtr 2: 0; 2009 Qtr 3: 0; 2009 Qtr 4: 1; 2010 Qtr 1: 0; 2010 Qtr 2: 0; 2010 Qtr 3: 0; 2010 Qtr 4: 0; 2011 Qtr 1: 0; 2011 Qtr 2: 0; 2011 Qtr 3: 0; 2011 Qtr 4: 0 | 1
0 | 267001-High Refrigerant Charge Adjustment (>= ±20% rated charge) Resid SFCZ10 Vint03 |  | System | Residential | 26-SFM-ResidentialSingleFamily-SP_COOL | 0 |  |  |  |  | 65 | 53 | 0 | 0 | 0 | 12 | 248.449 |  | kWh | 0.18306 | -0.066637 | Residential |  | Winter Only | [5 empty] | 10 | 0.78 |  |  |  | 1 | 4 | 0 | 0 | 0 | 0 | 0 | 0 | 0 | 0 | 0 | 0 | 2009 Qtr 1: 0; 2009 Qtr 2: 0; 2009 Qtr 3: 0; 2009 Qtr 4: 4; 2010 Qtr 1: 0; 2010 Qtr 2: 0; 2010 Qtr 3: 0; 2010 Qtr 4: 0; 2011 Qtr 1: 0; 2011 Qtr 2: 0; 2011 Qtr 3: 0; 2011 Qtr 4: 0 | 4
0 | 267040-Residential Condensor Coil Cleaning Resid SF CZ10 VintAll |  | System | Residential | 26-SFM-ResidentialSingleFamily-SP_COOL | 0 |  |  |  |  | 50 | 50 | 0 | 0 | 0 | 0 | 270 |  | kWh | 0.3564 | 0 | Residential | [7 empty] | 3 | 0.78 |  |  |  | 1 | 1 | 0 | 0 | 0 | 0 | 0 | 0 | 0 | 0 | 0 | 0 | 2009 Qtr 1: 0; 2009 Qtr 2: 0; 2009 Qtr 3: 0; 2009 Qtr 4: 1; 2010 Qtr 1: 0; 2010 Qtr 2: 0; 2010 Qtr 3: 0; 2010 Qtr 4: 0; 2011 Qtr 1: 0; 2011 Qtr 2: 0; 2011 Qtr 3: 0; 2011 Qtr 4: 0 | 1
0 | 267004-High Refrigerant Charge Adjustment (>= ±20% rated charge) Resid SF CZ10 Vint01 |  | System | Residential | 26-SFM-ResidentialSingleFamily-SP_COOL | 0 |  |  |  |  | 65 | 53 | 0 | 0 | 0 | 12 | 110.437 |  | kWh | 0.1629 | -0.018297 | Residential |  | Winter Only | [5 empty] | 10 | 0.78 |  |  |  | 1 | 3 | 0 | 0 | 0 | 0 | 0 | 0 | 0 | 0 | 0 | 0 | 2009 Qtr 1: 0; 2009 Qtr 2: 0; 2009 Qtr 3: 0; 2009 Qtr 4: 3; 2010 Qtr 1: 0; 2010 Qtr 2: 0; 2010 Qtr 3: 0; 2010 Qtr 4: 0; 2011 Qtr 1: 0; 2011 Qtr 2: 0; 2011 Qtr 3: 0; 2011 Qtr 4: 0 | 3
0 | 267040-Residential Condensor Coil Cleaning Resid SF CZ10 VintAll |  | System | Residential | 26-SFM-ResidentialSingleFamily-SP_COOL | 0 |  |  |  |  | 50 | 50 | 0 | 0 | 0 | 0 | 270 |  | kWh | 0.3564 | 0 | Residential | [7 empty] | 3 | 0.78 |  |  |  | 1 | 1 | 0 | 0 | 0 | 0 | 0 | 0 | 0 | 0 | 0 | 0 | 2009 Qtr 1: 0; 2009 Qtr 2: 0; 2009 Qtr 3: 0; 2009 Qtr 4: 1; 2010 Qtr 1: 0; 2010 Qtr 2: 0; 2010 Qtr 3: 0; 2010 Qtr 4: 0; 2011 Qtr 1: 0; 2011 Qtr 2: 0; 2011 Qtr 3: 0; 2011 Qtr 4: 0 | 1
0 | 267001-High Refrigerant Charge Adjustment (>= ±20% rated charge) Resid SFCZ10 Vint03 |  | System | Residential | 26-SFM-ResidentialSingleFamily-SP_COOL | 0 |  |  |  |  | 65 | 53 | 0 | 0 | 0 | 12 | 248.449 |  | kWh | 0.18306 | -0.066637 | Residential |  | Winter Only | [5 empty] | 10 | 0.78 |  |  |  | 1 | 3 | 0 | 0 | 0 | 0 | 0 | 0 | 0 | 0 | 0 | 0 | 2009 Qtr 1: 0; 2009 Qtr 2: 0; 2009 Qtr 3: 0; 2009 Qtr 4: 3; 2010 Qtr 1: 0; 2010 Qtr 2: 0; 2010 Qtr 3: 0; 2010 Qtr 4: 0; 2011 Qtr 1: 0; 2011 Qtr 2: 0; 2011 Qtr 3: 0; 2011 Qtr 4: 0 | 3
0 | 267040-Residential Condensor Coil Cleaning Resid SF CZ10 VintAll |  | System | Residential | 26-SFM-ResidentialSingleFamily-SP_COOL | 0 |  |  |  |  | 50 | 50 | 0 | 0 | 0 | 0 | 270 |  | kWh | 0.3564 | 0 | Residential | [7 empty] | 3 | 0.78 |  |  |  | 1 | 1 | 0 | 0 | 0 | 0 | 0 | 0 | 0 | 0 | 0 | 0 | 2009 Qtr 1: 0; 2009 Qtr 2: 0; 2009 Qtr 3: 0; 2009 Qtr 4: 1; 2010 Qtr 1: 0; 2010 Qtr 2: 0; 2010 Qtr 3: 0; 2010 Qtr 4: 0; 2011 Qtr 1: 0; 2011 Qtr 2: 0; 2011 Qtr 3: 0; 2011 Qtr 4: 0 | 1
0 | 267001-High Refrigerant Charge Adjustment (>= ±20% rated charge) Resid SFCZ10 Vint03 |  | System | Residential | 26-SFM-ResidentialSingleFamily-SP_COOL | 0 |  |  |  |  | 65 | 53 | 0 | 0 | 0 | 12 | 248.449 |  | kWh | 0.18306 | -0.066637 | Residential |  | Winter Only | [5 empty] | 10 | 0.78 |  |  |  | 1 | 3 | 0 | 0 | 0 | 0 | 0 | 0 | 0 | 0 | 0 | 0 | 2009 Qtr 1: 0; 2009 Qtr 2: 0; 2009 Qtr 3: 0; 2009 Qtr 4: 3; 2010 Qtr 1: 0; 2010 Qtr 2: 0; 2010 Qtr 3: 0; 2010 Qtr 4: 0; 2011 Qtr 1: 0; 2011 Qtr 2: 0; 2011 Qtr 3: 0; 2011 Qtr 4: 0 | 3
0 | 267040-Residential Condensor Coil Cleaning Resid SF CZ10 VintAll |  | System | Residential | 26-SFM-ResidentialSingleFamily-SP_COOL | 0 |  |  |  |  | 50 | 50 | 0 | 0 | 0 | 0 | 270 |  | kWh | 0.3564 | 0 | Residential | [7 empty] | 3 | 0.78 |  |  |  | 1 | 1 | 0 | 0 | 0 | 0 | 0 | 0 | 0 | 0 | 0 | 0 | 2009 Qtr 1: 0; 2009 Qtr 2: 0; 2009 Qtr 3: 0; 2009 Qtr 4: 1; 2010 Qtr 1: 0; 2010 Qtr 2: 0; 2010 Qtr 3: 0; 2010 Qtr 4: 0; 2011 Qtr 1: 0; 2011 Qtr 2: 0; 2011 Qtr 3: 0; 2011 Qtr 4: 0 | 1
0 | 267002-High Refrigerant Charge Adjustment (>= ±20% rated charge) Resid SF CZ10 Vint04 |  | System | Residential | 26-SFM-ResidentialSingleFamily-SP_COOL | 0 |  |  |  |  | 65 | 53 | 0 | 0 | 0 | 12 | 205.771 |  | kWh | 0.22808 | -0.078078 | Residential |  | Winter Only | [5 empty] | 10 | 0.78 |  |  |  | 1 | 3 | 0 | 0 | 0 | 0 | 0 | 0 | 0 | 0 | 0 | 0 | 2009 Qtr 1: 0; 2009 Qtr 2: 0; 2009 Qtr 3: 0; 2009 Qtr 4: 3; 2010 Qtr 1: 0; 2010 Qtr 2: 0; 2010 Qtr 3: 0; 2010 Qtr 4: 0; 2011 Qtr 1: 0; 2011 Qtr 2: 0; 2011 Qtr 3: 0; 2011 Qtr 4: 0 | 3
0 | 267040-Residential Condensor Coil Cleaning Resid SF CZ10 VintAll |  | System | Residential | 26-SFM-ResidentialSingleFamily-SP_COOL | 0 |  |  |  |  | 50 | 50 | 0 | 0 | 0 | 0 | 270 |  | kWh | 0.3564 | 0 | Residential | [7 empty] | 3 | 0.78 |  |  |  | 1 | 1 | 0 | 0 | 0 | 0 | 0 | 0 | 0 | 0 | 0 | 0 | 2009 Qtr 1: 0; 2009 Qtr 2: 0; 2009 Qtr 3: 0; 2009 Qtr 4: 1; 2010 Qtr 1: 0; 2010 Qtr 2: 0; 2010 Qtr 3: 0; 2010 Qtr 4: 0; 2011 Qtr 1: 0; 2011 Qtr 2: 0; 2011 Qtr 3: 0; 2011 Qtr 4: 0 | 1
0 | 267001-High Refrigerant Charge Adjustment (>= ±20% rated charge) Resid SFCZ10 Vint03 |  | System | Residential | 26-SFM-ResidentialSingleFamily-SP_COOL | 0 |  |  |  |  | 65 | 53 | 0 | 0 | 0 | 12 | 248.449 |  | kWh | 0.18306 | -0.066637 | Residential |  | Winter Only | [5 empty] | 10 | 0.78 |  |  |  | 1 | 3 | 0 | 0 | 0 | 0 | 0 | 0 | 0 | 0 | 0 | 0 | 2009 Qtr 1: 0; 2009 Qtr 2: 0; 2009 Qtr 3: 0; 2009 Qtr 4: 3; 2010 Qtr 1: 0; 2010 Qtr 2: 0; 2010 Qtr 3: 0; 2010 Qtr 4: 0; 2011 Qtr 1: 0; 2011 Qtr 2: 0; 2011 Qtr 3: 0; 2011 Qtr 4: 0 | 3
0 | 267040-Residential Condensor Coil Cleaning Resid SF CZ10 VintAll |  | System | Residential | 26-SFM-ResidentialSingleFamily-SP_COOL | 0 |  |  |  |  | 50 | 50 | 0 | 0 | 0 | 0 | 270 |  | kWh | 0.3564 | 0 | Residential | [7 empty] | 3 | 0.78 |  |  |  | 1 | 1 | 0 | 0 | 0 | 0 | 0 | 0 | 0 | 0 | 0 | 0 | 2009 Qtr 1: 0; 2009 Qtr 2: 0; 2009 Qtr 3: 0; 2009 Qtr 4: 1; 2010 Qtr 1: 0; 2010 Qtr 2: 0; 2010 Qtr 3: 0; 2010 Qtr 4: 0; 2011 Qtr 1: 0; 2011 Qtr 2: 0; 2011 Qtr 3: 0; 2011 Qtr 4: 0 | 1
0 | 267001-High Refrigerant Charge Adjustment (>= ±20% rated charge) Resid SFCZ10 Vint03 |  | System | Residential | 26-SFM-ResidentialSingleFamily-SP_COOL | 0 |  |  |  |  | 65 | 79.5 | 0 | 0 | 0 | -14.5 | 248.449 |  | kWh | 0.18306 | -0.066637 | Residential |  | Winter Only | [5 empty] | 10 | 0.78 |  |  |  | 1 | 1 | 0 | 0 | 0 | 0 | 0 | 0 | 0 | 0 | 0 | 0 | 2009 Qtr 1: 0; 2009 Qtr 2: 0; 2009 Qtr 3: 0; 2009 Qtr 4: 1; 2010 Qtr 1: 0; 2010 Qtr 2: 0; 2010 Qtr 3: 0; 2010 Qtr 4: 0; 2011 Qtr 1: 0; 2011 Qtr 2: 0; 2011 Qtr 3: 0; 2011 Qtr 4: 0 | 1
0 | 267040-Residential Condensor Coil Cleaning Resid SF CZ10 VintAll |  | System | Residential | 26-SFM-ResidentialSingleFamily-SP_COOL | 0 |  |  |  |  | 50 | 50 | 0 | 0 | 0 | 0 | 270 |  | kWh | 0.3564 | 0 | Residential | [7 empty] | 3 | 0.78 |  |  |  | 1 | 1 | 0 | 0 | 0 | 0 | 0 | 0 | 0 | 0 | 0 | 0 | 2009 Qtr 1: 0; 2009 Qtr 2: 0; 2009 Qtr 3: 0; 2009 Qtr 4: 1; 2010 Qtr 1: 0; 2010 Qtr 2: 0; 2010 Qtr 3: 0; 2010 Qtr 4: 0; 2011 Qtr 1: 0; 2011 Qtr 2: 0; 2011 Qtr 3: 0; 2011 Qtr 4: 0 | 1
0 | 267001-High Refrigerant Charge Adjustment (>= ±20% rated charge) Resid SFCZ10 Vint03 |  | System | Residential | 26-SFM-ResidentialSingleFamily-SP_COOL | 0 |  |  |  |  | 65 | 53 | 0 | 0 | 0 | 12 | 248.449 |  | kWh | 0.18306 | -0.066637 | Residential |  | Winter Only | [5 empty] | 10 | 0.78 |  |  |  | 1 | 4 | 0 | 0 | 0 | 0 | 0 | 0 | 0 | 0 | 0 | 0 | 2009 Qtr 1: 0; 2009 Qtr 2: 0; 2009 Qtr 3: 0; 2009 Qtr 4: 4; 2010 Qtr 1: 0; 2010 Qtr 2: 0; 2010 Qtr 3: 0; 2010 Qtr 4: 0; 2011 Qtr 1: 0; 2011 Qtr 2: 0; 2011 Qtr 3: 0; 2011 Qtr 4: 0 | 4
0 | 267040-Residential Condensor Coil Cleaning Resid SF CZ10 VintAll |  | System | Residential | 26-SFM-ResidentialSingleFamily-SP_COOL | 0 |  |  |  |  | 50 | 50 | 0 | 0 | 0 | 0 | 270 |  | kWh | 0.3564 | 0 | Residential | [7 empty] | 3 | 0.78 |  |  |  | 1 | 1 | 0 | 0 | 0 | 0 | 0 | 0 | 0 | 0 | 0 | 0 | 2009 Qtr 1: 0; 2009 Qtr 2: 0; 2009 Qtr 3: 0; 2009 Qtr 4: 1; 2010 Qtr 1: 0; 2010 Qtr 2: 0; 2010 Qtr 3: 0; 2010 Qtr 4: 0; 2011 Qtr 1: 0; 2011 Qtr 2: 0; 2011 Qtr 3: 0; 2011 Qtr 4: 0 | 1
0 | 267001-High Refrigerant Charge Adjustment (>= ±20% rated charge) Resid SFCZ10 Vint03 |  | System | Residential | 26-SFM-ResidentialSingleFamily-SP_COOL | 0 |  |  |  |  | 65 | 66.25 | 0 | 0 | 0 | -1.25 | 248.449 |  | kWh | 0.18306 | -0.066637 | Residential |  | Winter Only | [5 empty] | 10 | 0.78 |  |  |  | 1 | 2 | 0 | 0 | 0 | 0 | 0 | 0 | 0 | 0 | 0 | 0 | 2009 Qtr 1: 0; 2009 Qtr 2: 0; 2009 Qtr 3: 0; 2009 Qtr 4: 2; 2010 Qtr 1: 0; 2010 Qtr 2: 0; 2010 Qtr 3: 0; 2010 Qtr 4: 0; 2011 Qtr 1: 0; 2011 Qtr 2: 0; 2011 Qtr 3: 0; 2011 Qtr 4: 0 | 2
0 | 267040-Residential Condensor Coil Cleaning Resid SF CZ10 VintAll |  | System | Residential | 26-SFM-ResidentialSingleFamily-SP_COOL | 0 |  |  |  |  | 50 | 50 | 0 | 0 | 0 | 0 | 270 |  | kWh | 0.3564 | 0 | Residential | [7 empty] | 3 | 0.78 |  |  |  | 1 | 1 | 0 | 0 | 0 | 0 | 0 | 0 | 0 | 0 | 0 | 0 | 2009 Qtr 1: 0; 2009 Qtr 2: 0; 2009 Qtr 3: 0; 2009 Qtr 4: 1; 2010 Qtr 1: 0; 2010 Qtr 2: 0; 2010 Qtr 3: 0; 2010 Qtr 4: 0; 2011 Qtr 1: 0; 2011 Qtr 2: 0; 2011 Qtr 3: 0; 2011 Qtr 4: 0 | 1
0 | 267002-High Refrigerant Charge Adjustment (>= ±20% rated charge) Resid SF CZ10 Vint04 |  | System | Residential | 26-SFM-ResidentialSingleFamily-SP_COOL | 0 |  |  |  |  | 65 | 53 | 0 | 0 | 0 | 12 | 205.771 |  | kWh | 0.22808 | -0.078078 | Residential |  | Winter Only | [5 empty] | 10 | 0.78 |  |  |  | 1 | 3 | 0 | 0 | 0 | 0 | 0 | 0 | 0 | 0 | 0 | 0 | 2009 Qtr 1: 0; 2009 Qtr 2: 0; 2009 Qtr 3: 0; 2009 Qtr 4: 3; 2010 Qtr 1: 0; 2010 Qtr 2: 0; 2010 Qtr 3: 0; 2010 Qtr 4: 0; 2011 Qtr 1: 0; 2011 Qtr 2: 0; 2011 Qtr 3: 0; 2011 Qtr 4: 0 | 3
0 | 267040-Residential Condensor Coil Cleaning Resid SF CZ10 VintAll |  | System | Residential | 26-SFM-ResidentialSingleFamily-SP_COOL | 0 |  |  |  |  | 50 | 50 | 0 | 0 | 0 | 0 | 270 |  | kWh | 0.3564 | 0 | Residential | [7 empty] | 3 | 0.78 |  |  |  | 1 | 1 | 0 | 0 | 0 | 0 | 0 | 0 | 0 | 0 | 0 | 0 | 2009 Qtr 1: 0; 2009 Qtr 2: 0; 2009 Qtr 3: 0; 2009 Qtr 4: 1; 2010 Qtr 1: 0; 2010 Qtr 2: 0; 2010 Qtr 3: 0; 2010 Qtr 4: 0; 2011 Qtr 1: 0; 2011 Qtr 2: 0; 2011 Qtr 3: 0; 2011 Qtr 4: 0 | 1
0 | 267002-High Refrigerant Charge Adjustment (>= ±20% rated charge) Resid SF CZ10 Vint04 |  | System | Residential | 26-SFM-ResidentialSingleFamily-SP_COOL | 0 |  |  |  |  | 65 | 53 | 0 | 0 | 0 | 12 | 205.771 |  | kWh | 0.22808 | -0.078078 | Residential |  | Winter Only | [5 empty] | 10 | 0.78 |  |  |  | 1 | 3 | 0 | 0 | 0 | 0 | 0 | 0 | 0 | 0 | 0 | 0 | 2009 Qtr 1: 0; 2009 Qtr 2: 0; 2009 Qtr 3: 0; 2009 Qtr 4: 3; 2010 Qtr 1: 0; 2010 Qtr 2: 0; 2010 Qtr 3: 0; 2010 Qtr 4: 0; 2011 Qtr 1: 0; 2011 Qtr 2: 0; 2011 Qtr 3: 0; 2011 Qtr 4: 0 | 3
0 | 267040-Residential Condensor Coil Cleaning Resid SF CZ10 VintAll |  | System | Residential | 26-SFM-ResidentialSingleFamily-SP_COOL | 0 |  |  |  |  | 50 | 50 | 0 | 0 | 0 | 0 | 270 |  | kWh | 0.3564 | 0 | Residential | [7 empty] | 3 | 0.78 |  |  |  | 1 | 1 | 0 | 0 | 0 | 0 | 0 | 0 | 0 | 0 | 0 | 0 | 2009 Qtr 1: 0; 2009 Qtr 2: 0; 2009 Qtr 3: 0; 2009 Qtr 4: 1; 2010 Qtr 1: 0; 2010 Qtr 2: 0; 2010 Qtr 3: 0; 2010 Qtr 4: 0; 2011 Qtr 1: 0; 2011 Qtr 2: 0; 2011 Qtr 3: 0; 2011 Qtr 4: 0 | 1
0 | 267002-High Refrigerant Charge Adjustment (>= ±20% rated charge) Resid SF CZ10 Vint04 |  | System | Residential | 26-SFM-ResidentialSingleFamily-SP_COOL | 0 |  |  |  |  | 65 | 53 | 0 | 0 | 0 | 12 | 205.771 |  | kWh | 0.22808 | -0.078078 | Residential |  | Winter Only | [5 empty] | 10 | 0.78 |  |  |  | 1 | 4 | 0 | 0 | 0 | 0 | 0 | 0 | 0 | 0 | 0 | 0 | 2009 Qtr 1: 0; 2009 Qtr 2: 0; 2009 Qtr 3: 0; 2009 Qtr 4: 4; 2010 Qtr 1: 0; 2010 Qtr 2: 0; 2010 Qtr 3: 0; 2010 Qtr 4: 0; 2011 Qtr 1: 0; 2011 Qtr 2: 0; 2011 Qtr 3: 0; 2011 Qtr 4: 0 | 4
0 | 267040-Residential Condensor Coil Cleaning Resid SF CZ10 VintAll |  | System | Residential | 26-SFM-ResidentialSingleFamily-SP_COOL | 0 |  |  |  |  | 50 | 50 | 0 | 0 | 0 | 0 | 270 |  | kWh | 0.3564 | 0 | Residential | [7 empty] | 3 | 0.78 |  |  |  | 1 | 1 | 0 | 0 | 0 | 0 | 0 | 0 | 0 | 0 | 0 | 0 | 2009 Qtr 1: 0; 2009 Qtr 2: 0; 2009 Qtr 3: 0; 2009 Qtr 4: 1; 2010 Qtr 1: 0; 2010 Qtr 2: 0; 2010 Qtr 3: 0; 2010 Qtr 4: 0; 2011 Qtr 1: 0; 2011 Qtr 2: 0; 2011 Qtr 3: 0; 2011 Qtr 4: 0 | 1
0 | 267001-High Refrigerant Charge Adjustment (>= ±20% rated charge) Resid SFCZ10 Vint03 |  | System | Residential | 26-SFM-ResidentialSingleFamily-SP_COOL | 0 |  |  |  |  | 65 | 53 | 0 | 0 | 0 | 12 | 248.449 |  | kWh | 0.18306 | -0.066637 | Residential |  | Winter Only | [5 empty] | 10 | 0.78 |  |  |  | 1 | 5 | 0 | 0 | 0 | 0 | 0 | 0 | 0 | 0 | 0 | 0 | 2009 Qtr 1: 0; 2009 Qtr 2: 0; 2009 Qtr 3: 0; 2009 Qtr 4: 5; 2010 Qtr 1: 0; 2010 Qtr 2: 0; 2010 Qtr 3: 0; 2010 Qtr 4: 0; 2011 Qtr 1: 0; 2011 Qtr 2: 0; 2011 Qtr 3: 0; 2011 Qtr 4: 0 | 5
0 | 267040-Residential Condensor Coil Cleaning Resid SF CZ10 VintAll |  | System | Residential | 26-SFM-ResidentialSingleFamily-SP_COOL | 0 |  |  |  |  | 50 | 50 | 0 | 0 | 0 | 0 | 270 |  | kWh | 0.3564 | 0 | Residential | [7 empty] | 3 | 0.78 |  |  |  | 1 | 1 | 0 | 0 | 0 | 0 | 0 | 0 | 0 | 0 | 0 | 0 | 2009 Qtr 1: 0; 2009 Qtr 2: 0; 2009 Qtr 3: 0; 2009 Qtr 4: 1; 2010 Qtr 1: 0; 2010 Qtr 2: 0; 2010 Qtr 3: 0; 2010 Qtr 4: 0; 2011 Qtr 1: 0; 2011 Qtr 2: 0; 2011 Qtr 3: 0; 2011 Qtr 4: 0 | 1
0 | 267003-High Refrigerant Charge Adjustment (>= ±20% rated charge) Resid SF CZ10 Vint05 |  | System | Residential | 26-SFM-ResidentialSingleFamily-SP_COOL | 0 |  |  |  |  | 65 | 53 | 0 | 0 | 0 | 12 | 162.471 |  | kWh | 0.23875 | -0.071356 | Residential |  | Winter Only | [5 empty] | 10 | 0.78 |  |  |  | 1 | 3 | 0 | 0 | 0 | 0 | 0 | 0 | 0 | 0 | 0 | 0 | 2009 Qtr 1: 0; 2009 Qtr 2: 0; 2009 Qtr 3: 0; 2009 Qtr 4: 3; 2010 Qtr 1: 0; 2010 Qtr 2: 0; 2010 Qtr 3: 0; 2010 Qtr 4: 0; 2011 Qtr 1: 0; 2011 Qtr 2: 0; 2011 Qtr 3: 0; 2011 Qtr 4: 0 | 3
0 | 267040-Residential Condensor Coil Cleaning Resid SF CZ10 VintAll |  | System | Residential | 26-SFM-ResidentialSingleFamily-SP_COOL | 0 |  |  |  |  | 50 | 50 | 0 | 0 | 0 | 0 | 270 |  | kWh | 0.3564 | 0 | Residential | [7 empty] | 3 | 0.78 |  |  |  | 1 | 1 | 0 | 0 | 0 | 0 | 0 | 0 | 0 | 0 | 0 | 0 | 2009 Qtr 1: 0; 2009 Qtr 2: 0; 2009 Qtr 3: 0; 2009 Qtr 4: 1; 2010 Qtr 1: 0; 2010 Qtr 2: 0; 2010 Qtr 3: 0; 2010 Qtr 4: 0; 2011 Qtr 1: 0; 2011 Qtr 2: 0; 2011 Qtr 3: 0; 2011 Qtr 4: 0 | 1
0 | 267001-High Refrigerant Charge Adjustment (>= ±20% rated charge) Resid SFCZ10 Vint03 |  | System | Residential | 26-SFM-ResidentialSingleFamily-SP_COOL | 0 |  |  |  |  | 65 | 61.8333 | 0 | 0 | 0 | 3.1667 | 248.449 |  | kWh | 0.18306 | -0.066637 | Residential |  | Winter Only | [5 empty] | 10 | 0.78 |  |  |  | 1 | 3 | 0 | 0 | 0 | 0 | 0 | 0 | 0 | 0 | 0 | 0 | 2009 Qtr 1: 0; 2009 Qtr 2: 0; 2009 Qtr 3: 0; 2009 Qtr 4: 3; 2010 Qtr 1: 0; 2010 Qtr 2: 0; 2010 Qtr 3: 0; 2010 Qtr 4: 0; 2011 Qtr 1: 0; 2011 Qtr 2: 0; 2011 Qtr 3: 0; 2011 Qtr 4: 0 | 3
0 | 267040-Residential Condensor Coil Cleaning Resid SF CZ10 VintAll |  | System | Residential | 26-SFM-ResidentialSingleFamily-SP_COOL | 0 |  |  |  |  | 50 | 50 | 0 | 0 | 0 | 0 | 270 |  | kWh | 0.3564 | 0 | Residential | [7 empty] | 3 | 0.78 |  |  |  | 1 | 1 | 0 | 0 | 0 | 0 | 0 | 0 | 0 | 0 | 0 | 0 | 2009 Qtr 1: 0; 2009 Qtr 2: 0; 2009 Qtr 3: 0; 2009 Qtr 4: 1; 2010 Qtr 1: 0; 2010 Qtr 2: 0; 2010 Qtr 3: 0; 2010 Qtr 4: 0; 2011 Qtr 1: 0; 2011 Qtr 2: 0; 2011 Qtr 3: 0; 2011 Qtr 4: 0 | 1
0 | 267001-High Refrigerant Charge Adjustment (>= ±20% rated charge) Resid SFCZ10 Vint03 |  | System | Residential | 26-SFM-ResidentialSingleFamily-SP_COOL | 0 |  |  |  |  | 65 | 53 | 0 | 0 | 0 | 12 | 248.449 |  | kWh | 0.18306 | -0.066637 | Residential |  | Winter Only | [5 empty] | 10 | 0.78 |  |  |  | 1 | 4 | 0 | 0 | 0 | 0 | 0 | 0 | 0 | 0 | 0 | 0 | 2009 Qtr 1: 0; 2009 Qtr 2: 0; 2009 Qtr 3: 0; 2009 Qtr 4: 4; 2010 Qtr 1: 0; 2010 Qtr 2: 0; 2010 Qtr 3: 0; 2010 Qtr 4: 0; 2011 Qtr 1: 0; 2011 Qtr 2: 0; 2011 Qtr 3: 0; 2011 Qtr 4: 0 | 4
0 | 267040-Residential Condensor Coil Cleaning Resid SF CZ10 VintAll |  | System | Residential | 26-SFM-ResidentialSingleFamily-SP_COOL | 0 |  |  |  |  | 50 | 50 | 0 | 0 | 0 | 0 | 270 |  | kWh | 0.3564 | 0 | Residential | [7 empty] | 3 | 0.78 |  |  |  | 1 | 1 | 0 | 0 | 0 | 0 | 0 | 0 | 0 | 0 | 0 | 0 | 2009 Qtr 1: 0; 2009 Qtr 2: 0; 2009 Qtr 3: 0; 2009 Qtr 4: 1; 2010 Qtr 1: 0; 2010 Qtr 2: 0; 2010 Qtr 3: 0; 2010 Qtr 4: 0; 2011 Qtr 1: 0; 2011 Qtr 2: 0; 2011 Qtr 3: 0; 2011 Qtr 4: 0 | 1
0 | 267002-High Refrigerant Charge Adjustment (>= ±20% rated charge) Resid SF CZ10 Vint04 |  | System | Residential | 26-SFM-ResidentialSingleFamily-SP_COOL | 0 |  |  |  |  | 65 | 53 | 0 | 0 | 0 | 12 | 205.771 |  | kWh | 0.22808 | -0.078078 | Residential |  | Winter Only | [5 empty] | 10 | 0.78 |  |  |  | 1 | 3 | 0 | 0 | 0 | 0 | 0 | 0 | 0 | 0 | 0 | 0 | 2009 Qtr 1: 0; 2009 Qtr 2: 0; 2009 Qtr 3: 0; 2009 Qtr 4: 3; 2010 Qtr 1: 0; 2010 Qtr 2: 0; 2010 Qtr 3: 0; 2010 Qtr 4: 0; 2011 Qtr 1: 0; 2011 Qtr 2: 0; 2011 Qtr 3: 0; 2011 Qtr 4: 0 | 3
0 | 267040-Residential Condensor Coil Cleaning Resid SF CZ10 VintAll |  | System | Residential | 26-SFM-ResidentialSingleFamily-SP_COOL | 0 |  |  |  |  | 50 | 50 | 0 | 0 | 0 | 0 | 270 |  | kWh | 0.3564 | 0 | Residential | [7 empty] | 3 | 0.78 |  |  |  | 1 | 1 | 0 | 0 | 0 | 0 | 0 | 0 | 0 | 0 | 0 | 0 | 2009 Qtr 1: 0; 2009 Qtr 2: 0; 2009 Qtr 3: 0; 2009 Qtr 4: 1; 2010 Qtr 1: 0; 2010 Qtr 2: 0; 2010 Qtr 3: 0; 2010 Qtr 4: 0; 2011 Qtr 1: 0; 2011 Qtr 2: 0; 2011 Qtr 3: 0; 2011 Qtr 4: 0 | 1
0 | 267040-Residential Condensor Coil Cleaning Resid SF CZ10 VintAll |  | System | Residential | 26-SFM-ResidentialSingleFamily-SP_COOL | 0 |  |  |  |  | 50 | 50 | 0 | 0 | 0 | 0 | 270 |  | kWh | 0.3564 | 0 | Residential | [7 empty] | 3 | 0.78 |  |  |  | 1 | 1 | 0 | 0 | 0 | 0 | 0 | 0 | 0 | 0 | 0 | 0 | 2009 Qtr 1: 0; 2009 Qtr 2: 0; 2009 Qtr 3: 0; 2009 Qtr 4: 1; 2010 Qtr 1: 0; 2010 Qtr 2: 0; 2010 Qtr 3: 0; 2010 Qtr 4: 0; 2011 Qtr 1: 0; 2011 Qtr 2: 0; 2011 Qtr 3: 0; 2011 Qtr 4: 0 | 1
0 | 267001-High Refrigerant Charge Adjustment (>= ±20% rated charge) Resid SFCZ10 Vint03 |  | System | Residential | 26-SFM-ResidentialSingleFamily-SP_COOL | 0 |  |  |  |  | 65 | 53 | 0 | 0 | 0 | 12 | 248.449 |  | kWh | 0.18306 | -0.066637 | Residential |  | Winter Only | [5 empty] | 10 | 0.78 |  |  |  | 1 | 3 | 0 | 0 | 0 | 0 | 0 | 0 | 0 | 0 | 0 | 0 | 2009 Qtr 1: 0; 2009 Qtr 2: 0; 2009 Qtr 3: 0; 2009 Qtr 4: 3; 2010 Qtr 1: 0; 2010 Qtr 2: 0; 2010 Qtr 3: 0; 2010 Qtr 4: 0; 2011 Qtr 1: 0; 2011 Qtr 2: 0; 2011 Qtr 3: 0; 2011 Qtr 4: 0 | 3
0 | 267040-Residential Condensor Coil Cleaning Resid SF CZ10 VintAll |  | System | Residential | 26-SFM-ResidentialSingleFamily-SP_COOL | 0 |  |  |  |  | 50 | 50 | 0 | 0 | 0 | 0 | 270 |  | kWh | 0.3564 | 0 | Residential | [7 empty] | 3 | 0.78 |  |  |  | 1 | 1 | 0 | 0 | 0 | 0 | 0 | 0 | 0 | 0 | 0 | 0 | 2009 Qtr 1: 0; 2009 Qtr 2: 0; 2009 Qtr 3: 0; 2009 Qtr 4: 1; 2010 Qtr 1: 0; 2010 Qtr 2: 0; 2010 Qtr 3: 0; 2010 Qtr 4: 0; 2011 Qtr 1: 0; 2011 Qtr 2: 0; 2011 Qtr 3: 0; 2011 Qtr 4: 0 | 1
0 | 267003-High Refrigerant Charge Adjustment (>= ±20% rated charge) Resid SF CZ10 Vint05 |  | System | Residential | 26-SFM-ResidentialSingleFamily-SP_COOL | 0 |  |  |  |  | 65 | 53 | 0 | 0 | 0 | 12 | 162.471 |  | kWh | 0.23875 | -0.071356 | Residential |  | Winter Only | [5 empty] | 10 | 0.78 |  |  |  | 1 | 3 | 0 | 0 | 0 | 0 | 0 | 0 | 0 | 0 | 0 | 0 | 2009 Qtr 1: 0; 2009 Qtr 2: 0; 2009 Qtr 3: 0; 2009 Qtr 4: 3; 2010 Qtr 1: 0; 2010 Qtr 2: 0; 2010 Qtr 3: 0; 2010 Qtr 4: 0; 2011 Qtr 1: 0; 2011 Qtr 2: 0; 2011 Qtr 3: 0; 2011 Qtr 4: 0 | 3
0 | 267040-Residential Condensor Coil Cleaning Resid SF CZ10 VintAll |  | System | Residential | 26-SFM-ResidentialSingleFamily-SP_COOL | 0 |  |  |  |  | 50 | 50 | 0 | 0 | 0 | 0 | 270 |  | kWh | 0.3564 | 0 | Residential | [7 empty] | 3 | 0.78 |  |  |  | 1 | 1 | 0 | 0 | 0 | 0 | 0 | 0 | 0 | 0 | 0 | 0 | 2009 Qtr 1: 0; 2009 Qtr 2: 0; 2009 Qtr 3: 0; 2009 Qtr 4: 1; 2010 Qtr 1: 0; 2010 Qtr 2: 0; 2010 Qtr 3: 0; 2010 Qtr 4: 0; 2011 Qtr 1: 0; 2011 Qtr 2: 0; 2011 Qtr 3: 0; 2011 Qtr 4: 0 | 1
0 | 267003-High Refrigerant Charge Adjustment (>= ±20% rated charge) Resid SF CZ10 Vint05 |  | System | Residential | 26-SFM-ResidentialSingleFamily-SP_COOL | 0 |  |  |  |  | 65 | 53 | 0 | 0 | 0 | 12 | 162.471 |  | kWh | 0.23875 | -0.071356 | Residential |  | Winter Only | [5 empty] | 10 | 0.78 |  |  |  | 1 | 6 | 0 | 0 | 0 | 0 | 0 | 0 | 0 | 0 | 0 | 0 | 2009 Qtr 1: 0; 2009 Qtr 2: 0; 2009 Qtr 3: 0; 2009 Qtr 4: 6; 2010 Qtr 1: 0; 2010 Qtr 2: 0; 2010 Qtr 3: 0; 2010 Qtr 4: 0; 2011 Qtr 1: 0; 2011 Qtr 2: 0; 2011 Qtr 3: 0; 2011 Qtr 4: 0 | 6
0 | 267040-Residential Condensor Coil Cleaning Resid SF CZ10 VintAll |  | System | Residential | 26-SFM-ResidentialSingleFamily-SP_COOL | 0 |  |  |  |  | 50 | 50 | 0 | 0 | 0 | 0 | 270 |  | kWh | 0.3564 | 0 | Residential | [7 empty] | 3 | 0.78 |  |  |  | 1 | 1 | 0 | 0 | 0 | 0 | 0 | 0 | 0 | 0 | 0 | 0 | 2009 Qtr 1: 0; 2009 Qtr 2: 0; 2009 Qtr 3: 0; 2009 Qtr 4: 1; 2010 Qtr 1: 0; 2010 Qtr 2: 0; 2010 Qtr 3: 0; 2010 Qtr 4: 0; 2011 Qtr 1: 0; 2011 Qtr 2: 0; 2011 Qtr 3: 0; 2011 Qtr 4: 0 | 1
0 | 267004-High Refrigerant Charge Adjustment (>= ±20% rated charge) Resid SF CZ10 Vint01 |  | System | Residential | 26-SFM-ResidentialSingleFamily-SP_COOL | 0 |  |  |  |  | 65 | 53 | 0 | 0 | 0 | 12 | 110.437 |  | kWh | 0.1629 | -0.018297 | Residential |  | Winter Only | [5 empty] | 10 | 0.78 |  |  |  | 1 | 3 | 0 | 0 | 0 | 0 | 0 | 0 | 0 | 0 | 0 | 0 | 2009 Qtr 1: 0; 2009 Qtr 2: 0; 2009 Qtr 3: 0; 2009 Qtr 4: 3; 2010 Qtr 1: 0; 2010 Qtr 2: 0; 2010 Qtr 3: 0; 2010 Qtr 4: 0; 2011 Qtr 1: 0; 2011 Qtr 2: 0; 2011 Qtr 3: 0; 2011 Qtr 4: 0 | 3
0 | 267040-Residential Condensor Coil Cleaning Resid SF CZ10 VintAll |  | System | Residential | 26-SFM-ResidentialSingleFamily-SP_COOL | 0 |  |  |  |  | 50 | 50 | 0 | 0 | 0 | 0 | 270 |  | kWh | 0.3564 | 0 | Residential | [7 empty] | 3 | 0.78 |  |  |  | 1 | 1 | 0 | 0 | 0 | 0 | 0 | 0 | 0 | 0 | 0 | 0 | 2009 Qtr 1: 0; 2009 Qtr 2: 0; 2009 Qtr 3: 0; 2009 Qtr 4: 1; 2010 Qtr 1: 0; 2010 Qtr 2: 0; 2010 Qtr 3: 0; 2010 Qtr 4: 0; 2011 Qtr 1: 0; 2011 Qtr 2: 0; 2011 Qtr 3: 0; 2011 Qtr 4: 0 | 1
0 | 267001-High Refrigerant Charge Adjustment (>= ±20% rated charge) Resid SFCZ10 Vint03 |  | System | Residential | 26-SFM-ResidentialSingleFamily-SP_COOL | 0 |  |  |  |  | 65 | 53 | 0 | 0 | 0 | 12 | 248.449 |  | kWh | 0.18306 | -0.066637 | Residential |  | Winter Only | [5 empty] | 10 | 0.78 |  |  |  | 1 | 4 | 0 | 0 | 0 | 0 | 0 | 0 | 0 | 0 | 0 | 0 | 2009 Qtr 1: 0; 2009 Qtr 2: 0; 2009 Qtr 3: 0; 2009 Qtr 4: 4; 2010 Qtr 1: 0; 2010 Qtr 2: 0; 2010 Qtr 3: 0; 2010 Qtr 4: 0; 2011 Qtr 1: 0; 2011 Qtr 2: 0; 2011 Qtr 3: 0; 2011 Qtr 4: 0 | 4
0 | 267040-Residential Condensor Coil Cleaning Resid SF CZ10 VintAll |  | System | Residential | 26-SFM-ResidentialSingleFamily-SP_COOL | 0 |  |  |  |  | 50 | 50 | 0 | 0 | 0 | 0 | 270 |  | kWh | 0.3564 | 0 | Residential | [7 empty] | 3 | 0.78 |  |  |  | 1 | 1 | 0 | 0 | 0 | 0 | 0 | 0 | 0 | 0 | 0 | 0 | 2009 Qtr 1: 0; 2009 Qtr 2: 0; 2009 Qtr 3: 0; 2009 Qtr 4: 1; 2010 Qtr 1: 0; 2010 Qtr 2: 0; 2010 Qtr 3: 0; 2010 Qtr 4: 0; 2011 Qtr 1: 0; 2011 Qtr 2: 0; 2011 Qtr 3: 0; 2011 Qtr 4: 0 | 1
0 | 267040-Residential Condensor Coil Cleaning Resid SF CZ10 VintAll |  | System | Residential | 26-SFM-ResidentialSingleFamily-SP_COOL | 0 |  |  |  |  | 50 | 50 | 0 | 0 | 0 | 0 | 270 |  | kWh | 0.3564 | 0 | Residential | [7 empty] | 3 | 0.78 |  |  |  | 1 | 1 | 0 | 0 | 0 | 0 | 0 | 0 | 0 | 0 | 0 | 0 | 2009 Qtr 1: 0; 2009 Qtr 2: 0; 2009 Qtr 3: 0; 2009 Qtr 4: 1; 2010 Qtr 1: 0; 2010 Qtr 2: 0; 2010 Qtr 3: 0; 2010 Qtr 4: 0; 2011 Qtr 1: 0; 2011 Qtr 2: 0; 2011 Qtr 3: 0; 2011 Qtr 4: 0 | 1
0 | 267001-High Refrigerant Charge Adjustment (>= ±20% rated charge) Resid SFCZ10 Vint03 |  | System | Residential | 26-SFM-ResidentialSingleFamily-SP_COOL | 0 |  |  |  |  | 65 | 53 | 0 | 0 | 0 | 12 | 248.449 |  | kWh | 0.18306 | -0.066637 | Residential |  | Winter Only | [5 empty] | 10 | 0.78 |  |  |  | 1 | 3 | 0 | 0 | 0 | 0 | 0 | 0 | 0 | 0 | 0 | 0 | 2009 Qtr 1: 0; 2009 Qtr 2: 0; 2009 Qtr 3: 0; 2009 Qtr 4: 3; 2010 Qtr 1: 0; 2010 Qtr 2: 0; 2010 Qtr 3: 0; 2010 Qtr 4: 0; 2011 Qtr 1: 0; 2011 Qtr 2: 0; 2011 Qtr 3: 0; 2011 Qtr 4: 0 | 3
0 | 267040-Residential Condensor Coil Cleaning Resid SF CZ10 VintAll |  | System | Residential | 26-SFM-ResidentialSingleFamily-SP_COOL | 0 |  |  |  |  | 50 | 50 | 0 | 0 | 0 | 0 | 270 |  | kWh | 0.3564 | 0 | Residential | [7 empty] | 3 | 0.78 |  |  |  | 1 | 1 | 0 | 0 | 0 | 0 | 0 | 0 | 0 | 0 | 0 | 0 | 2009 Qtr 1: 0; 2009 Qtr 2: 0; 2009 Qtr 3: 0; 2009 Qtr 4: 1; 2010 Qtr 1: 0; 2010 Qtr 2: 0; 2010 Qtr 3: 0; 2010 Qtr 4: 0; 2011 Qtr 1: 0; 2011 Qtr 2: 0; 2011 Qtr 3: 0; 2011 Qtr 4: 0 | 1
0 | 267003-High Refrigerant Charge Adjustment (>= ±20% rated charge) Resid SF CZ10 Vint05 |  | System | Residential | 26-SFM-ResidentialSingleFamily-SP_COOL | 0 |  |  |  |  | 65 | 53 | 0 | 0 | 0 | 12 | 162.471 |  | kWh | 0.23875 | -0.071356 | Residential |  | Winter Only | [5 empty] | 10 | 0.78 |  |  |  | 1 | 3 | 0 | 0 | 0 | 0 | 0 | 0 | 0 | 0 | 0 | 0 | 2009 Qtr 1: 0; 2009 Qtr 2: 0; 2009 Qtr 3: 0; 2009 Qtr 4: 3; 2010 Qtr 1: 0; 2010 Qtr 2: 0; 2010 Qtr 3: 0; 2010 Qtr 4: 0; 2011 Qtr 1: 0; 2011 Qtr 2: 0; 2011 Qtr 3: 0; 2011 Qtr 4: 0 | 3
0 | 267040-Residential Condensor Coil Cleaning Resid SF CZ10 VintAll |  | System | Residential | 26-SFM-ResidentialSingleFamily-SP_COOL | 0 |  |  |  |  | 50 | 50 | 0 | 0 | 0 | 0 | 270 |  | kWh | 0.3564 | 0 | Residential | [7 empty] | 3 | 0.78 |  |  |  | 1 | 1 | 0 | 0 | 0 | 0 | 0 | 0 | 0 | 0 | 0 | 0 | 2009 Qtr 1: 0; 2009 Qtr 2: 0; 2009 Qtr 3: 0; 2009 Qtr 4: 1; 2010 Qtr 1: 0; 2010 Qtr 2: 0; 2010 Qtr 3: 0; 2010 Qtr 4: 0; 2011 Qtr 1: 0; 2011 Qtr 2: 0; 2011 Qtr 3: 0; 2011 Qtr 4: 0 | 1
0 | 267001-High Refrigerant Charge Adjustment (>= ±20% rated charge) Resid SFCZ10 Vint03 |  | System | Residential | 26-SFM-ResidentialSingleFamily-SP_COOL | 0 |  |  |  |  | 65 | 53 | 0 | 0 | 0 | 12 | 248.449 |  | kWh | 0.18306 | -0.066637 | Residential |  | Winter Only | [5 empty] | 10 | 0.78 |  |  |  | 1 | 3 | 0 | 0 | 0 | 0 | 0 | 0 | 0 | 0 | 0 | 0 | 2009 Qtr 1: 0; 2009 Qtr 2: 0; 2009 Qtr 3: 0; 2009 Qtr 4: 3; 2010 Qtr 1: 0; 2010 Qtr 2: 0; 2010 Qtr 3: 0; 2010 Qtr 4: 0; 2011 Qtr 1: 0; 2011 Qtr 2: 0; 2011 Qtr 3: 0; 2011 Qtr 4: 0 | 3
0 | 267040-Residential Condensor Coil Cleaning Resid SF CZ10 VintAll |  | System | Residential | 26-SFM-ResidentialSingleFamily-SP_COOL | 0 |  |  |  |  | 50 | 50 | 0 | 0 | 0 | 0 | 270 |  | kWh | 0.3564 | 0 | Residential | [7 empty] | 3 | 0.78 |  |  |  | 1 | 1 | 0 | 0 | 0 | 0 | 0 | 0 | 0 | 0 | 0 | 0 | 2009 Qtr 1: 0; 2009 Qtr 2: 0; 2009 Qtr 3: 0; 2009 Qtr 4: 1; 2010 Qtr 1: 0; 2010 Qtr 2: 0; 2010 Qtr 3: 0; 2010 Qtr 4: 0; 2011 Qtr 1: 0; 2011 Qtr 2: 0; 2011 Qtr 3: 0; 2011 Qtr 4: 0 | 1
0 | 267004-High Refrigerant Charge Adjustment (>= ±20% rated charge) Resid SF CZ10 Vint01 |  | System | Residential | 26-SFM-ResidentialSingleFamily-SP_COOL | 0 |  |  |  |  | 65 | 53 | 0 | 0 | 0 | 12 | 110.437 |  | kWh | 0.1629 | -0.018297 | Residential |  | Winter Only | [5 empty] | 10 | 0.78 |  |  |  | 1 | 3 | 0 | 0 | 0 | 0 | 0 | 0 | 0 | 0 | 0 | 0 | 2009 Qtr 1: 0; 2009 Qtr 2: 0; 2009 Qtr 3: 0; 2009 Qtr 4: 3; 2010 Qtr 1: 0; 2010 Qtr 2: 0; 2010 Qtr 3: 0; 2010 Qtr 4: 0; 2011 Qtr 1: 0; 2011 Qtr 2: 0; 2011 Qtr 3: 0; 2011 Qtr 4: 0 | 3
0 | 267040-Residential Condensor Coil Cleaning Resid SF CZ10 VintAll |  | System | Residential | 26-SFM-ResidentialSingleFamily-SP_COOL | 0 |  |  |  |  | 50 | 50 | 0 | 0 | 0 | 0 | 270 |  | kWh | 0.3564 | 0 | Residential | [7 empty] | 3 | 0.78 |  |  |  | 1 | 1 | 0 | 0 | 0 | 0 | 0 | 0 | 0 | 0 | 0 | 0 | 2009 Qtr 1: 0; 2009 Qtr 2: 0; 2009 Qtr 3: 0; 2009 Qtr 4: 1; 2010 Qtr 1: 0; 2010 Qtr 2: 0; 2010 Qtr 3: 0; 2010 Qtr 4: 0; 2011 Qtr 1: 0; 2011 Qtr 2: 0; 2011 Qtr 3: 0; 2011 Qtr 4: 0 | 1
0 | 267001-High Refrigerant Charge Adjustment (>= ±20% rated charge) Resid SFCZ10 Vint03 |  | System | Residential | 26-SFM-ResidentialSingleFamily-SP_COOL | 0 |  |  |  |  | 65 | 53 | 0 | 0 | 0 | 12 | 248.449 |  | kWh | 0.18306 | -0.066637 | Residential |  | Winter Only | [5 empty] | 10 | 0.78 |  |  |  | 1 | 6 | 0 | 0 | 0 | 0 | 0 | 0 | 0 | 0 | 0 | 0 | 2009 Qtr 1: 0; 2009 Qtr 2: 0; 2009 Qtr 3: 0; 2009 Qtr 4: 6; 2010 Qtr 1: 0; 2010 Qtr 2: 0; 2010 Qtr 3: 0; 2010 Qtr 4: 0; 2011 Qtr 1: 0; 2011 Qtr 2: 0; 2011 Qtr 3: 0; 2011 Qtr 4: 0 | 6
0 | 267040-Residential Condensor Coil Cleaning Resid SF CZ10 VintAll |  | System | Residential | 26-SFM-ResidentialSingleFamily-SP_COOL | 0 |  |  |  |  | 50 | 50 | 0 | 0 | 0 | 0 | 270 |  | kWh | 0.3564 | 0 | Residential | [7 empty] | 3 | 0.78 |  |  |  | 1 | 1 | 0 | 0 | 0 | 0 | 0 | 0 | 0 | 0 | 0 | 0 | 2009 Qtr 1: 0; 2009 Qtr 2: 0; 2009 Qtr 3: 0; 2009 Qtr 4: 1; 2010 Qtr 1: 0; 2010 Qtr 2: 0; 2010 Qtr 3: 0; 2010 Qtr 4: 0; 2011 Qtr 1: 0; 2011 Qtr 2: 0; 2011 Qtr 3: 0; 2011 Qtr 4: 0 | 1
0 | 267002-High Refrigerant Charge Adjustment (>= ±20% rated charge) Resid SF CZ10 Vint04 |  | System | Residential | 26-SFM-ResidentialSingleFamily-SP_COOL | 0 |  |  |  |  | 65 | 53 | 0 | 0 | 0 | 12 | 205.771 |  | kWh | 0.22808 | -0.078078 | Residential |  | Winter Only | [5 empty] | 10 | 0.78 |  |  |  | 1 | 3 | 0 | 0 | 0 | 0 | 0 | 0 | 0 | 0 | 0 | 0 | 2009 Qtr 1: 0; 2009 Qtr 2: 0; 2009 Qtr 3: 0; 2009 Qtr 4: 3; 2010 Qtr 1: 0; 2010 Qtr 2: 0; 2010 Qtr 3: 0; 2010 Qtr 4: 0; 2011 Qtr 1: 0; 2011 Qtr 2: 0; 2011 Qtr 3: 0; 2011 Qtr 4: 0 | 3
0 | 267040-Residential Condensor Coil Cleaning Resid SF CZ10 VintAll |  | System | Residential | 26-SFM-ResidentialSingleFamily-SP_COOL | 0 |  |  |  |  | 50 | 50 | 0 | 0 | 0 | 0 | 270 |  | kWh | 0.3564 | 0 | Residential | [7 empty] | 3 | 0.78 |  |  |  | 1 | 1 | 0 | 0 | 0 | 0 | 0 | 0 | 0 | 0 | 0 | 0 | 2009 Qtr 1: 0; 2009 Qtr 2: 0; 2009 Qtr 3: 0; 2009 Qtr 4: 1; 2010 Qtr 1: 0; 2010 Qtr 2: 0; 2010 Qtr 3: 0; 2010 Qtr 4: 0; 2011 Qtr 1: 0; 2011 Qtr 2: 0; 2011 Qtr 3: 0; 2011 Qtr 4: 0 | 1
0 | 267001-High Refrigerant Charge Adjustment (>= ±20% rated charge) Resid SFCZ10 Vint03 |  | System | Residential | 26-SFM-ResidentialSingleFamily-SP_COOL | 0 |  |  |  |  | 65 | 53 | 0 | 0 | 0 | 12 | 248.449 |  | kWh | 0.18306 | -0.066637 | Residential |  | Winter Only | [5 empty] | 10 | 0.78 |  |  |  | 1 | 4 | 0 | 0 | 0 | 0 | 0 | 0 | 0 | 0 | 0 | 0 | 2009 Qtr 1: 0; 2009 Qtr 2: 0; 2009 Qtr 3: 0; 2009 Qtr 4: 4; 2010 Qtr 1: 0; 2010 Qtr 2: 0; 2010 Qtr 3: 0; 2010 Qtr 4: 0; 2011 Qtr 1: 0; 2011 Qtr 2: 0; 2011 Qtr 3: 0; 2011 Qtr 4: 0 | 4
0 | 267040-Residential Condensor Coil Cleaning Resid SF CZ10 VintAll |  | System | Residential | 26-SFM-ResidentialSingleFamily-SP_COOL | 0 |  |  |  |  | 50 | 50 | 0 | 0 | 0 | 0 | 270 |  | kWh | 0.3564 | 0 | Residential | [7 empty] | 3 | 0.78 |  |  |  | 1 | 1 | 0 | 0 | 0 | 0 | 0 | 0 | 0 | 0 | 0 | 0 | 2009 Qtr 1: 0; 2009 Qtr 2: 0; 2009 Qtr 3: 0; 2009 Qtr 4: 1; 2010 Qtr 1: 0; 2010 Qtr 2: 0; 2010 Qtr 3: 0; 2010 Qtr 4: 0; 2011 Qtr 1: 0; 2011 Qtr 2: 0; 2011 Qtr 3: 0; 2011 Qtr 4: 0 | 1
0 | 267002-High Refrigerant Charge Adjustment (>= ±20% rated charge) Resid SF CZ10 Vint04 |  | System | Residential | 26-SFM-ResidentialSingleFamily-SP_COOL | 0 |  |  |  |  | 65 | 66.25 | 0 | 0 | 0 | -1.25 | 205.771 |  | kWh | 0.22808 | -0.078078 | Residential |  | Winter Only | [5 empty] | 10 | 0.78 |  |  |  | 1 | 2 | 0 | 0 | 0 | 0 | 0 | 0 | 0 | 0 | 0 | 0 | 2009 Qtr 1: 0; 2009 Qtr 2: 0; 2009 Qtr 3: 0; 2009 Qtr 4: 2; 2010 Qtr 1: 0; 2010 Qtr 2: 0; 2010 Qtr 3: 0; 2010 Qtr 4: 0; 2011 Qtr 1: 0; 2011 Qtr 2: 0; 2011 Qtr 3: 0; 2011 Qtr 4: 0 | 2
0 | 267040-Residential Condensor Coil Cleaning Resid SF CZ10 VintAll |  | System | Residential | 26-SFM-ResidentialSingleFamily-SP_COOL | 0 |  |  |  |  | 50 | 50 | 0 | 0 | 0 | 0 | 270 |  | kWh | 0.3564 | 0 | Residential | [7 empty] | 3 | 0.78 |  |  |  | 1 | 1 | 0 | 0 | 0 | 0 | 0 | 0 | 0 | 0 | 0 | 0 | 2009 Qtr 1: 0; 2009 Qtr 2: 0; 2009 Qtr 3: 0; 2009 Qtr 4: 1; 2010 Qtr 1: 0; 2010 Qtr 2: 0; 2010 Qtr 3: 0; 2010 Qtr 4: 0; 2011 Qtr 1: 0; 2011 Qtr 2: 0; 2011 Qtr 3: 0; 2011 Qtr 4: 0 | 1
0 | 267001-High Refrigerant Charge Adjustment (>= ±20% rated charge) Resid SFCZ10 Vint03 |  | System | Residential | 26-SFM-ResidentialSingleFamily-SP_COOL | 0 |  |  |  |  | 65 | 53 | 0 | 0 | 0 | 12 | 248.449 |  | kWh | 0.18306 | -0.066637 | Residential |  | Winter Only | [5 empty] | 10 | 0.78 |  |  |  | 1 | 5 | 0 | 0 | 0 | 0 | 0 | 0 | 0 | 0 | 0 | 0 | 2009 Qtr 1: 0; 2009 Qtr 2: 0; 2009 Qtr 3: 0; 2009 Qtr 4: 5; 2010 Qtr 1: 0; 2010 Qtr 2: 0; 2010 Qtr 3: 0; 2010 Qtr 4: 0; 2011 Qtr 1: 0; 2011 Qtr 2: 0; 2011 Qtr 3: 0; 2011 Qtr 4: 0 | 5
0 | 267040-Residential Condensor Coil Cleaning Resid SF CZ10 VintAll |  | System | Residential | 26-SFM-ResidentialSingleFamily-SP_COOL | 0 |  |  |  |  | 50 | 50 | 0 | 0 | 0 | 0 | 270 |  | kWh | 0.3564 | 0 | Residential | [7 empty] | 3 | 0.78 |  |  |  | 1 | 1 | 0 | 0 | 0 | 0 | 0 | 0 | 0 | 0 | 0 | 0 | 2009 Qtr 1: 0; 2009 Qtr 2: 0; 2009 Qtr 3: 0; 2009 Qtr 4: 1; 2010 Qtr 1: 0; 2010 Qtr 2: 0; 2010 Qtr 3: 0; 2010 Qtr 4: 0; 2011 Qtr 1: 0; 2011 Qtr 2: 0; 2011 Qtr 3: 0; 2011 Qtr 4: 0 | 1
0 | 267001-High Refrigerant Charge Adjustment (>= ±20% rated charge) Resid SFCZ10 Vint03 |  | System | Residential | 26-SFM-ResidentialSingleFamily-SP_COOL | 0 |  |  |  |  | 65 | 61.8333 | 0 | 0 | 0 | 3.1667 | 248.449 |  | kWh | 0.18306 | -0.066637 | Residential |  | Winter Only | [5 empty] | 10 | 0.78 |  |  |  | 1 | 3 | 0 | 0 | 0 | 0 | 0 | 0 | 0 | 0 | 0 | 0 | 2009 Qtr 1: 0; 2009 Qtr 2: 0; 2009 Qtr 3: 0; 2009 Qtr 4: 3; 2010 Qtr 1: 0; 2010 Qtr 2: 0; 2010 Qtr 3: 0; 2010 Qtr 4: 0; 2011 Qtr 1: 0; 2011 Qtr 2: 0; 2011 Qtr 3: 0; 2011 Qtr 4: 0 | 3
0 | 267040-Residential Condensor Coil Cleaning Resid SF CZ10 VintAll |  | System | Residential | 26-SFM-ResidentialSingleFamily-SP_COOL | 0 |  |  |  |  | 50 | 50 | 0 | 0 | 0 | 0 | 270 |  | kWh | 0.3564 | 0 | Residential | [7 empty] | 3 | 0.78 |  |  |  | 1 | 1 | 0 | 0 | 0 | 0 | 0 | 0 | 0 | 0 | 0 | 0 | 2009 Qtr 1: 0; 2009 Qtr 2: 0; 2009 Qtr 3: 0; 2009 Qtr 4: 1; 2010 Qtr 1: 0; 2010 Qtr 2: 0; 2010 Qtr 3: 0; 2010 Qtr 4: 0; 2011 Qtr 1: 0; 2011 Qtr 2: 0; 2011 Qtr 3: 0; 2011 Qtr 4: 0 | 1
0 | 267040-Residential Condensor Coil Cleaning Resid SF CZ10 VintAll |  | System | Residential | 26-SFM-ResidentialSingleFamily-SP_COOL | 0 |  |  |  |  | 50 | 50 | 0 | 0 | 0 | 0 | 270 |  | kWh | 0.3564 | 0 | Residential | [7 empty] | 3 | 0.78 |  |  |  | 1 | 1 | 0 | 0 | 0 | 0 | 0 | 0 | 0 | 0 | 0 | 0 | 2009 Qtr 1: 0; 2009 Qtr 2: 0; 2009 Qtr 3: 0; 2009 Qtr 4: 1; 2010 Qtr 1: 0; 2010 Qtr 2: 0; 2010 Qtr 3: 0; 2010 Qtr 4: 0; 2011 Qtr 1: 0; 2011 Qtr 2: 0; 2011 Qtr 3: 0; 2011 Qtr 4: 0 | 1
0 | 267001-High Refrigerant Charge Adjustment (>= ±20% rated charge) Resid SFCZ10 Vint03 |  | System | Residential | 26-SFM-ResidentialSingleFamily-SP_COOL | 0 |  |  |  |  | 65 | 53 | 0 | 0 | 0 | 12 | 248.449 |  | kWh | 0.18306 | -0.066637 | Residential |  | Winter Only | [5 empty] | 10 | 0.78 |  |  |  | 1 | 3 | 0 | 0 | 0 | 0 | 0 | 0 | 0 | 0 | 0 | 0 | 2009 Qtr 1: 0; 2009 Qtr 2: 0; 2009 Qtr 3: 0; 2009 Qtr 4: 3; 2010 Qtr 1: 0; 2010 Qtr 2: 0; 2010 Qtr 3: 0; 2010 Qtr 4: 0; 2011 Qtr 1: 0; 2011 Qtr 2: 0; 2011 Qtr 3: 0; 2011 Qtr 4: 0 | 3
0 | 267040-Residential Condensor Coil Cleaning Resid SF CZ10 VintAll |  | System | Residential | 26-SFM-ResidentialSingleFamily-SP_COOL | 0 |  |  |  |  | 50 | 50 | 0 | 0 | 0 | 0 | 270 |  | kWh | 0.3564 | 0 | Residential | [7 empty] | 3 | 0.78 |  |  |  | 1 | 1 | 0 | 0 | 0 | 0 | 0 | 0 | 0 | 0 | 0 | 0 | 2009 Qtr 1: 0; 2009 Qtr 2: 0; 2009 Qtr 3: 0; 2009 Qtr 4: 1; 2010 Qtr 1: 0; 2010 Qtr 2: 0; 2010 Qtr 3: 0; 2010 Qtr 4: 0; 2011 Qtr 1: 0; 2011 Qtr 2: 0; 2011 Qtr 3: 0; 2011 Qtr 4: 0 | 1
0 | 267001-High Refrigerant Charge Adjustment (>= ±20% rated charge) Resid SFCZ10 Vint03 |  | System | Residential | 26-SFM-ResidentialSingleFamily-SP_COOL | 0 |  |  |  |  | 65 | 53 | 0 | 0 | 0 | 12 | 248.449 |  | kWh | 0.18306 | -0.066637 | Residential |  | Winter Only | [5 empty] | 10 | 0.78 |  |  |  | 1 | 3 | 0 | 0 | 0 | 0 | 0 | 0 | 0 | 0 | 0 | 0 | 2009 Qtr 1: 0; 2009 Qtr 2: 0; 2009 Qtr 3: 0; 2009 Qtr 4: 3; 2010 Qtr 1: 0; 2010 Qtr 2: 0; 2010 Qtr 3: 0; 2010 Qtr 4: 0; 2011 Qtr 1: 0; 2011 Qtr 2: 0; 2011 Qtr 3: 0; 2011 Qtr 4: 0 | 3
0 | 267040-Residential Condensor Coil Cleaning Resid SF CZ10 VintAll |  | System | Residential | 26-SFM-ResidentialSingleFamily-SP_COOL | 0 |  |  |  |  | 50 | 50 | 0 | 0 | 0 | 0 | 270 |  | kWh | 0.3564 | 0 | Residential | [7 empty] | 3 | 0.78 |  |  |  | 1 | 1 | 0 | 0 | 0 | 0 | 0 | 0 | 0 | 0 | 0 | 0 | 2009 Qtr 1: 0; 2009 Qtr 2: 0; 2009 Qtr 3: 0; 2009 Qtr 4: 1; 2010 Qtr 1: 0; 2010 Qtr 2: 0; 2010 Qtr 3: 0; 2010 Qtr 4: 0; 2011 Qtr 1: 0; 2011 Qtr 2: 0; 2011 Qtr 3: 0; 2011 Qtr 4: 0 | 1
0 | 267002-High Refrigerant Charge Adjustment (>= ±20% rated charge) Resid SF CZ10 Vint04 |  | System | Residential | 26-SFM-ResidentialSingleFamily-SP_COOL | 0 |  |  |  |  | 65 | 66.25 | 0 | 0 | 0 | -1.25 | 205.771 |  | kWh | 0.22808 | -0.078078 | Residential |  | Winter Only | [5 empty] | 10 | 0.78 |  |  |  | 1 | 2 | 0 | 0 | 0 | 0 | 0 | 0 | 0 | 0 | 0 | 0 | 2009 Qtr 1: 0; 2009 Qtr 2: 0; 2009 Qtr 3: 0; 2009 Qtr 4: 2; 2010 Qtr 1: 0; 2010 Qtr 2: 0; 2010 Qtr 3: 0; 2010 Qtr 4: 0; 2011 Qtr 1: 0; 2011 Qtr 2: 0; 2011 Qtr 3: 0; 2011 Qtr 4: 0 | 2
0 | 267040-Residential Condensor Coil Cleaning Resid SF CZ10 VintAll |  | System | Residential | 26-SFM-ResidentialSingleFamily-SP_COOL | 0 |  |  |  |  | 50 | 50 | 0 | 0 | 0 | 0 | 270 |  | kWh | 0.3564 | 0 | Residential | [7 empty] | 3 | 0.78 |  |  |  | 1 | 1 | 0 | 0 | 0 | 0 | 0 | 0 | 0 | 0 | 0 | 0 | 2009 Qtr 1: 0; 2009 Qtr 2: 0; 2009 Qtr 3: 0; 2009 Qtr 4: 1; 2010 Qtr 1: 0; 2010 Qtr 2: 0; 2010 Qtr 3: 0; 2010 Qtr 4: 0; 2011 Qtr 1: 0; 2011 Qtr 2: 0; 2011 Qtr 3: 0; 2011 Qtr 4: 0 | 1
0 | 267002-High Refrigerant Charge Adjustment (>= ±20% rated charge) Resid SF CZ10 Vint04 |  | System | Residential | 26-SFM-ResidentialSingleFamily-SP_COOL | 0 |  |  |  |  | 65 | 61.8333 | 0 | 0 | 0 | 3.1667 | 205.771 |  | kWh | 0.22808 | -0.078078 | Residential |  | Winter Only | [5 empty] | 10 | 0.78 |  |  |  | 1 | 3 | 0 | 0 | 0 | 0 | 0 | 0 | 0 | 0 | 0 | 0 | 2009 Qtr 1: 0; 2009 Qtr 2: 0; 2009 Qtr 3: 0; 2009 Qtr 4: 3; 2010 Qtr 1: 0; 2010 Qtr 2: 0; 2010 Qtr 3: 0; 2010 Qtr 4: 0; 2011 Qtr 1: 0; 2011 Qtr 2: 0; 2011 Qtr 3: 0; 2011 Qtr 4: 0 | 3
0 | 267040-Residential Condensor Coil Cleaning Resid SF CZ10 VintAll |  | System | Residential | 26-SFM-ResidentialSingleFamily-SP_COOL | 0 |  |  |  |  | 50 | 50 | 0 | 0 | 0 | 0 | 270 |  | kWh | 0.3564 | 0 | Residential | [7 empty] | 3 | 0.78 |  |  |  | 1 | 1 | 0 | 0 | 0 | 0 | 0 | 0 | 0 | 0 | 0 | 0 | 2009 Qtr 1: 0; 2009 Qtr 2: 0; 2009 Qtr 3: 0; 2009 Qtr 4: 1; 2010 Qtr 1: 0; 2010 Qtr 2: 0; 2010 Qtr 3: 0; 2010 Qtr 4: 0; 2011 Qtr 1: 0; 2011 Qtr 2: 0; 2011 Qtr 3: 0; 2011 Qtr 4: 0 | 1
0 | 267001-High Refrigerant Charge Adjustment (>= ±20% rated charge) Resid SFCZ10 Vint03 |  | System | Residential | 26-SFM-ResidentialSingleFamily-SP_COOL | 0 |  |  |  |  | 65 | 61.8333 | 0 | 0 | 0 | 3.1667 | 248.449 |  | kWh | 0.18306 | -0.066637 | Residential |  | Winter Only | [5 empty] | 10 | 0.78 |  |  |  | 1 | 3 | 0 | 0 | 0 | 0 | 0 | 0 | 0 | 0 | 0 | 0 | 2009 Qtr 1: 0; 2009 Qtr 2: 0; 2009 Qtr 3: 0; 2009 Qtr 4: 3; 2010 Qtr 1: 0; 2010 Qtr 2: 0; 2010 Qtr 3: 0; 2010 Qtr 4: 0; 2011 Qtr 1: 0; 2011 Qtr 2: 0; 2011 Qtr 3: 0; 2011 Qtr 4: 0 | 3
0 | 267040-Residential Condensor Coil Cleaning Resid SF CZ10 VintAll |  | System | Residential | 26-SFM-ResidentialSingleFamily-SP_COOL | 0 |  |  |  |  | 50 | 50 | 0 | 0 | 0 | 0 | 270 |  | kWh | 0.3564 | 0 | Residential | [7 empty] | 3 | 0.78 |  |  |  | 1 | 1 | 0 | 0 | 0 | 0 | 0 | 0 | 0 | 0 | 0 | 0 | 2009 Qtr 1: 0; 2009 Qtr 2: 0; 2009 Qtr 3: 0; 2009 Qtr 4: 1; 2010 Qtr 1: 0; 2010 Qtr 2: 0; 2010 Qtr 3: 0; 2010 Qtr 4: 0; 2011 Qtr 1: 0; 2011 Qtr 2: 0; 2011 Qtr 3: 0; 2011 Qtr 4: 0 | 1
0 | 267003-High Refrigerant Charge Adjustment (>= ±20% rated charge) Resid SF CZ10 Vint05 |  | System | Residential | 26-SFM-ResidentialSingleFamily-SP_COOL | 0 |  |  |  |  | 65 | 53 | 0 | 0 | 0 | 12 | 162.471 |  | kWh | 0.23875 | -0.071356 | Residential |  | Winter Only | [5 empty] | 10 | 0.78 |  |  |  | 1 | 3 | 0 | 0 | 0 | 0 | 0 | 0 | 0 | 0 | 0 | 0 | 2009 Qtr 1: 0; 2009 Qtr 2: 0; 2009 Qtr 3: 0; 2009 Qtr 4: 3; 2010 Qtr 1: 0; 2010 Qtr 2: 0; 2010 Qtr 3: 0; 2010 Qtr 4: 0; 2011 Qtr 1: 0; 2011 Qtr 2: 0; 2011 Qtr 3: 0; 2011 Qtr 4: 0 | 3
0 | 267040-Residential Condensor Coil Cleaning Resid SF CZ10 VintAll |  | System | Residential | 26-SFM-ResidentialSingleFamily-SP_COOL | 0 |  |  |  |  | 50 | 50 | 0 | 0 | 0 | 0 | 270 |  | kWh | 0.3564 | 0 | Residential | [7 empty] | 3 | 0.78 |  |  |  | 1 | 1 | 0 | 0 | 0 | 0 | 0 | 0 | 0 | 0 | 0 | 0 | 2009 Qtr 1: 0; 2009 Qtr 2: 0; 2009 Qtr 3: 0; 2009 Qtr 4: 1; 2010 Qtr 1: 0; 2010 Qtr 2: 0; 2010 Qtr 3: 0; 2010 Qtr 4: 0; 2011 Qtr 1: 0; 2011 Qtr 2: 0; 2011 Qtr 3: 0; 2011 Qtr 4: 0 | 1
0 | 267001-High Refrigerant Charge Adjustment (>= ±20% rated charge) Resid SFCZ10 Vint03 |  | System | Residential | 26-SFM-ResidentialSingleFamily-SP_COOL | 0 |  |  |  |  | 65 | 61.8333 | 0 | 0 | 0 | 3.1667 | 248.449 |  | kWh | 0.18306 | -0.066637 | Residential |  | Winter Only | [5 empty] | 10 | 0.78 |  |  |  | 1 | 3 | 0 | 0 | 0 | 0 | 0 | 0 | 0 | 0 | 0 | 0 | 2009 Qtr 1: 0; 2009 Qtr 2: 0; 2009 Qtr 3: 0; 2009 Qtr 4: 3; 2010 Qtr 1: 0; 2010 Qtr 2: 0; 2010 Qtr 3: 0; 2010 Qtr 4: 0; 2011 Qtr 1: 0; 2011 Qtr 2: 0; 2011 Qtr 3: 0; 2011 Qtr 4: 0 | 3
0 | 267040-Residential Condensor Coil Cleaning Resid SF CZ10 VintAll |  | System | Residential | 26-SFM-ResidentialSingleFamily-SP_COOL | 0 |  |  |  |  | 50 | 50 | 0 | 0 | 0 | 0 | 270 |  | kWh | 0.3564 | 0 | Residential | [7 empty] | 3 | 0.78 |  |  |  | 1 | 1 | 0 | 0 | 0 | 0 | 0 | 0 | 0 | 0 | 0 | 0 | 2009 Qtr 1: 0; 2009 Qtr 2: 0; 2009 Qtr 3: 0; 2009 Qtr 4: 1; 2010 Qtr 1: 0; 2010 Qtr 2: 0; 2010 Qtr 3: 0; 2010 Qtr 4: 0; 2011 Qtr 1: 0; 2011 Qtr 2: 0; 2011 Qtr 3: 0; 2011 Qtr 4: 0 | 1
0 | 267003-High Refrigerant Charge Adjustment (>= ±20% rated charge) Resid SF CZ10 Vint05 |  | System | Residential | 26-SFM-ResidentialSingleFamily-SP_COOL | 0 |  |  |  |  | 65 | 53 | 0 | 0 | 0 | 12 | 162.471 |  | kWh | 0.23875 | -0.071356 | Residential |  | Winter Only | [5 empty] | 10 | 0.78 |  |  |  | 1 | 4 | 0 | 0 | 0 | 0 | 0 | 0 | 0 | 0 | 0 | 0 | 2009 Qtr 1: 0; 2009 Qtr 2: 0; 2009 Qtr 3: 0; 2009 Qtr 4: 4; 2010 Qtr 1: 0; 2010 Qtr 2: 0; 2010 Qtr 3: 0; 2010 Qtr 4: 0; 2011 Qtr 1: 0; 2011 Qtr 2: 0; 2011 Qtr 3: 0; 2011 Qtr 4: 0 | 4
0 | 267040-Residential Condensor Coil Cleaning Resid SF CZ10 VintAll |  | System | Residential | 26-SFM-ResidentialSingleFamily-SP_COOL | 0 |  |  |  |  | 50 | 50 | 0 | 0 | 0 | 0 | 270 |  | kWh | 0.3564 | 0 | Residential | [7 empty] | 3 | 0.78 |  |  |  | 1 | 1 | 0 | 0 | 0 | 0 | 0 | 0 | 0 | 0 | 0 | 0 | 2009 Qtr 1: 0; 2009 Qtr 2: 0; 2009 Qtr 3: 0; 2009 Qtr 4: 1; 2010 Qtr 1: 0; 2010 Qtr 2: 0; 2010 Qtr 3: 0; 2010 Qtr 4: 0; 2011 Qtr 1: 0; 2011 Qtr 2: 0; 2011 Qtr 3: 0; 2011 Qtr 4: 0 | 1
0 | 267001-High Refrigerant Charge Adjustment (>= ±20% rated charge) Resid SFCZ10 Vint03 |  | System | Residential | 26-SFM-ResidentialSingleFamily-SP_COOL | 0 |  |  |  |  | 65 | 66.25 | 0 | 0 | 0 | -1.25 | 248.449 |  | kWh | 0.18306 | -0.066637 | Residential |  | Winter Only | [5 empty] | 10 | 0.78 |  |  |  | 1 | 2 | 0 | 0 | 0 | 0 | 0 | 0 | 0 | 0 | 0 | 0 | 2009 Qtr 1: 0; 2009 Qtr 2: 0; 2009 Qtr 3: 0; 2009 Qtr 4: 2; 2010 Qtr 1: 0; 2010 Qtr 2: 0; 2010 Qtr 3: 0; 2010 Qtr 4: 0; 2011 Qtr 1: 0; 2011 Qtr 2: 0; 2011 Qtr 3: 0; 2011 Qtr 4: 0 | 2
0 | 267040-Residential Condensor Coil Cleaning Resid SF CZ10 VintAll |  | System | Residential | 26-SFM-ResidentialSingleFamily-SP_COOL | 0 |  |  |  |  | 50 | 50 | 0 | 0 | 0 | 0 | 270 |  | kWh | 0.3564 | 0 | Residential | [7 empty] | 3 | 0.78 |  |  |  | 1 | 1 | 0 | 0 | 0 | 0 | 0 | 0 | 0 | 0 | 0 | 0 | 2009 Qtr 1: 0; 2009 Qtr 2: 0; 2009 Qtr 3: 0; 2009 Qtr 4: 1; 2010 Qtr 1: 0; 2010 Qtr 2: 0; 2010 Qtr 3: 0; 2010 Qtr 4: 0; 2011 Qtr 1: 0; 2011 Qtr 2: 0; 2011 Qtr 3: 0; 2011 Qtr 4: 0 | 1
0 | 267002-High Refrigerant Charge Adjustment (>= ±20% rated charge) Resid SF CZ10 Vint04 |  | System | Residential | 26-SFM-ResidentialSingleFamily-SP_COOL | 0 |  |  |  |  | 65 | 53 | 0 | 0 | 0 | 12 | 205.771 |  | kWh | 0.22808 | -0.078078 | Residential |  | Winter Only | [5 empty] | 10 | 0.78 |  |  |  | 1 | 4 | 0 | 0 | 0 | 0 | 0 | 0 | 0 | 0 | 0 | 0 | 2009 Qtr 1: 0; 2009 Qtr 2: 0; 2009 Qtr 3: 0; 2009 Qtr 4: 4; 2010 Qtr 1: 0; 2010 Qtr 2: 0; 2010 Qtr 3: 0; 2010 Qtr 4: 0; 2011 Qtr 1: 0; 2011 Qtr 2: 0; 2011 Qtr 3: 0; 2011 Qtr 4: 0 | 4
0 | 267040-Residential Condensor Coil Cleaning Resid SF CZ10 VintAll |  | System | Residential | 26-SFM-ResidentialSingleFamily-SP_COOL | 0 |  |  |  |  | 50 | 50 | 0 | 0 | 0 | 0 | 270 |  | kWh | 0.3564 | 0 | Residential | [7 empty] | 3 | 0.78 |  |  |  | 1 | 1 | 0 | 0 | 0 | 0 | 0 | 0 | 0 | 0 | 0 | 0 | 2009 Qtr 1: 0; 2009 Qtr 2: 0; 2009 Qtr 3: 0; 2009 Qtr 4: 1; 2010 Qtr 1: 0; 2010 Qtr 2: 0; 2010 Qtr 3: 0; 2010 Qtr 4: 0; 2011 Qtr 1: 0; 2011 Qtr 2: 0; 2011 Qtr 3: 0; 2011 Qtr 4: 0 | 1
0 | 267001-High Refrigerant Charge Adjustment (>= ±20% rated charge) Resid SFCZ10 Vint03 |  | System | Residential | 26-SFM-ResidentialSingleFamily-SP_COOL | 0 |  |  |  |  | 65 | 53 | 0 | 0 | 0 | 12 | 248.449 |  | kWh | 0.18306 | -0.066637 | Residential |  | Winter Only | [5 empty] | 10 | 0.78 |  |  |  | 1 | 5 | 0 | 0 | 0 | 0 | 0 | 0 | 0 | 0 | 0 | 0 | 2009 Qtr 1: 0; 2009 Qtr 2: 0; 2009 Qtr 3: 0; 2009 Qtr 4: 5; 2010 Qtr 1: 0; 2010 Qtr 2: 0; 2010 Qtr 3: 0; 2010 Qtr 4: 0; 2011 Qtr 1: 0; 2011 Qtr 2: 0; 2011 Qtr 3: 0; 2011 Qtr 4: 0 | 5
0 | 267040-Residential Condensor Coil Cleaning Resid SF CZ10 VintAll |  | System | Residential | 26-SFM-ResidentialSingleFamily-SP_COOL | 0 |  |  |  |  | 50 | 50 | 0 | 0 | 0 | 0 | 270 |  | kWh | 0.3564 | 0 | Residential | [7 empty] | 3 | 0.78 |  |  |  | 1 | 1 | 0 | 0 | 0 | 0 | 0 | 0 | 0 | 0 | 0 | 0 | 2009 Qtr 1: 0; 2009 Qtr 2: 0; 2009 Qtr 3: 0; 2009 Qtr 4: 1; 2010 Qtr 1: 0; 2010 Qtr 2: 0; 2010 Qtr 3: 0; 2010 Qtr 4: 0; 2011 Qtr 1: 0; 2011 Qtr 2: 0; 2011 Qtr 3: 0; 2011 Qtr 4: 0 | 1
0 | 267001-High Refrigerant Charge Adjustment (>= ±20% rated charge) Resid SFCZ10 Vint03 |  | System | Residential | 26-SFM-ResidentialSingleFamily-SP_COOL | 0 |  |  |  |  | 65 | 53 | 0 | 0 | 0 | 12 | 248.449 |  | kWh | 0.18306 | -0.066637 | Residential |  | Winter Only | [5 empty] | 10 | 0.78 |  |  |  | 1 | 3 | 0 | 0 | 0 | 0 | 0 | 0 | 0 | 0 | 0 | 0 | 2009 Qtr 1: 0; 2009 Qtr 2: 0; 2009 Qtr 3: 0; 2009 Qtr 4: 3; 2010 Qtr 1: 0; 2010 Qtr 2: 0; 2010 Qtr 3: 0; 2010 Qtr 4: 0; 2011 Qtr 1: 0; 2011 Qtr 2: 0; 2011 Qtr 3: 0; 2011 Qtr 4: 0 | 3
0 | 267040-Residential Condensor Coil Cleaning Resid SF CZ10 VintAll |  | System | Residential | 26-SFM-ResidentialSingleFamily-SP_COOL | 0 |  |  |  |  | 50 | 50 | 0 | 0 | 0 | 0 | 270 |  | kWh | 0.3564 | 0 | Residential | [7 empty] | 3 | 0.78 |  |  |  | 1 | 1 | 0 | 0 | 0 | 0 | 0 | 0 | 0 | 0 | 0 | 0 | 2009 Qtr 1: 0; 2009 Qtr 2: 0; 2009 Qtr 3: 0; 2009 Qtr 4: 1; 2010 Qtr 1: 0; 2010 Qtr 2: 0; 2010 Qtr 3: 0; 2010 Qtr 4: 0; 2011 Qtr 1: 0; 2011 Qtr 2: 0; 2011 Qtr 3: 0; 2011 Qtr 4: 0 | 1
0 | 267001-High Refrigerant Charge Adjustment (>= ±20% rated charge) Resid SFCZ10 Vint03 |  | System | Residential | 26-SFM-ResidentialSingleFamily-SP_COOL | 0 |  |  |  |  | 65 | 61.8333 | 0 | 0 | 0 | 3.1667 | 248.449 |  | kWh | 0.18306 | -0.066637 | Residential |  | Winter Only | [5 empty] | 10 | 0.78 |  |  |  | 1 | 3 | 0 | 0 | 0 | 0 | 0 | 0 | 0 | 0 | 0 | 0 | 2009 Qtr 1: 0; 2009 Qtr 2: 0; 2009 Qtr 3: 0; 2009 Qtr 4: 3; 2010 Qtr 1: 0; 2010 Qtr 2: 0; 2010 Qtr 3: 0; 2010 Qtr 4: 0; 2011 Qtr 1: 0; 2011 Qtr 2: 0; 2011 Qtr 3: 0; 2011 Qtr 4: 0 | 3
0 | 267040-Residential Condensor Coil Cleaning Resid SF CZ10 VintAll |  | System | Residential | 26-SFM-ResidentialSingleFamily-SP_COOL | 0 |  |  |  |  | 50 | 50 | 0 | 0 | 0 | 0 | 270 |  | kWh | 0.3564 | 0 | Residential | [7 empty] | 3 | 0.78 |  |  |  | 1 | 1 | 0 | 0 | 0 | 0 | 0 | 0 | 0 | 0 | 0 | 0 | 2009 Qtr 1: 0; 2009 Qtr 2: 0; 2009 Qtr 3: 0; 2009 Qtr 4: 1; 2010 Qtr 1: 0; 2010 Qtr 2: 0; 2010 Qtr 3: 0; 2010 Qtr 4: 0; 2011 Qtr 1: 0; 2011 Qtr 2: 0; 2011 Qtr 3: 0; 2011 Qtr 4: 0 | 1
0 | 267003-High Refrigerant Charge Adjustment (>= ±20% rated charge) Resid SF CZ10 Vint05 |  | System | Residential | 26-SFM-ResidentialSingleFamily-SP_COOL | 0 |  |  |  |  | 65 | 53 | 0 | 0 | 0 | 12 | 162.471 |  | kWh | 0.23875 | -0.071356 | Residential |  | Winter Only | [5 empty] | 10 | 0.78 |  |  |  | 1 | 3 | 0 | 0 | 0 | 0 | 0 | 0 | 0 | 0 | 0 | 0 | 2009 Qtr 1: 0; 2009 Qtr 2: 0; 2009 Qtr 3: 0; 2009 Qtr 4: 3; 2010 Qtr 1: 0; 2010 Qtr 2: 0; 2010 Qtr 3: 0; 2010 Qtr 4: 0; 2011 Qtr 1: 0; 2011 Qtr 2: 0; 2011 Qtr 3: 0; 2011 Qtr 4: 0 | 3
0 | 267040-Residential Condensor Coil Cleaning Resid SF CZ10 VintAll |  | System | Residential | 26-SFM-ResidentialSingleFamily-SP_COOL | 0 |  |  |  |  | 50 | 50 | 0 | 0 | 0 | 0 | 270 |  | kWh | 0.3564 | 0 | Residential | [7 empty] | 3 | 0.78 |  |  |  | 1 | 1 | 0 | 0 | 0 | 0 | 0 | 0 | 0 | 0 | 0 | 0 | 2009 Qtr 1: 0; 2009 Qtr 2: 0; 2009 Qtr 3: 0; 2009 Qtr 4: 1; 2010 Qtr 1: 0; 2010 Qtr 2: 0; 2010 Qtr 3: 0; 2010 Qtr 4: 0; 2011 Qtr 1: 0; 2011 Qtr 2: 0; 2011 Qtr 3: 0; 2011 Qtr 4: 0 | 1
0 | 267002-High Refrigerant Charge Adjustment (>= ±20% rated charge) Resid SF CZ10 Vint04 |  | System | Residential | 26-SFM-ResidentialSingleFamily-SP_COOL | 0 |  |  |  |  | 65 | 53 | 0 | 0 | 0 | 12 | 205.771 |  | kWh | 0.22808 | -0.078078 | Residential |  | Winter Only | [5 empty] | 10 | 0.78 |  |  |  | 1 | 5 | 0 | 0 | 0 | 0 | 0 | 0 | 0 | 0 | 0 | 0 | 2009 Qtr 1: 0; 2009 Qtr 2: 0; 2009 Qtr 3: 0; 2009 Qtr 4: 5; 2010 Qtr 1: 0; 2010 Qtr 2: 0; 2010 Qtr 3: 0; 2010 Qtr 4: 0; 2011 Qtr 1: 0; 2011 Qtr 2: 0; 2011 Qtr 3: 0; 2011 Qtr 4: 0 | 5
0 | 267040-Residential Condensor Coil Cleaning Resid SF CZ10 VintAll |  | System | Residential | 26-SFM-ResidentialSingleFamily-SP_COOL | 0 |  |  |  |  | 50 | 50 | 0 | 0 | 0 | 0 | 270 |  | kWh | 0.3564 | 0 | Residential | [7 empty] | 3 | 0.78 |  |  |  | 1 | 1 | 0 | 0 | 0 | 0 | 0 | 0 | 0 | 0 | 0 | 0 | 2009 Qtr 1: 0; 2009 Qtr 2: 0; 2009 Qtr 3: 0; 2009 Qtr 4: 1; 2010 Qtr 1: 0; 2010 Qtr 2: 0; 2010 Qtr 3: 0; 2010 Qtr 4: 0; 2011 Qtr 1: 0; 2011 Qtr 2: 0; 2011 Qtr 3: 0; 2011 Qtr 4: 0 | 1
0 | 267001-High Refrigerant Charge Adjustment (>= ±20% rated charge) Resid SFCZ10 Vint03 |  | System | Residential | 26-SFM-ResidentialSingleFamily-SP_COOL | 0 |  |  |  |  | 65 | 53 | 0 | 0 | 0 | 12 | 248.449 |  | kWh | 0.18306 | -0.066637 | Residential |  | Winter Only | [5 empty] | 10 | 0.78 |  |  |  | 1 | 3 | 0 | 0 | 0 | 0 | 0 | 0 | 0 | 0 | 0 | 0 | 2009 Qtr 1: 0; 2009 Qtr 2: 0; 2009 Qtr 3: 0; 2009 Qtr 4: 3; 2010 Qtr 1: 0; 2010 Qtr 2: 0; 2010 Qtr 3: 0; 2010 Qtr 4: 0; 2011 Qtr 1: 0; 2011 Qtr 2: 0; 2011 Qtr 3: 0; 2011 Qtr 4: 0 | 3
0 | 267040-Residential Condensor Coil Cleaning Resid SF CZ10 VintAll |  | System | Residential | 26-SFM-ResidentialSingleFamily-SP_COOL | 0 |  |  |  |  | 50 | 50 | 0 | 0 | 0 | 0 | 270 |  | kWh | 0.3564 | 0 | Residential | [7 empty] | 3 | 0.78 |  |  |  | 1 | 1 | 0 | 0 | 0 | 0 | 0 | 0 | 0 | 0 | 0 | 0 | 2009 Qtr 1: 0; 2009 Qtr 2: 0; 2009 Qtr 3: 0; 2009 Qtr 4: 1; 2010 Qtr 1: 0; 2010 Qtr 2: 0; 2010 Qtr 3: 0; 2010 Qtr 4: 0; 2011 Qtr 1: 0; 2011 Qtr 2: 0; 2011 Qtr 3: 0; 2011 Qtr 4: 0 | 1
0 | 267003-High Refrigerant Charge Adjustment (>= ±20% rated charge) Resid SF CZ10 Vint05 |  | System | Residential | 26-SFM-ResidentialSingleFamily-SP_COOL | 0 |  |  |  |  | 65 | 66.25 | 0 | 0 | 0 | -1.25 | 162.471 |  | kWh | 0.23875 | -0.071356 | Residential |  | Winter Only | [5 empty] | 10 | 0.78 |  |  |  | 1 | 2 | 0 | 0 | 0 | 0 | 0 | 0 | 0 | 0 | 0 | 0 | 2009 Qtr 1: 0; 2009 Qtr 2: 0; 2009 Qtr 3: 0; 2009 Qtr 4: 2; 2010 Qtr 1: 0; 2010 Qtr 2: 0; 2010 Qtr 3: 0; 2010 Qtr 4: 0; 2011 Qtr 1: 0; 2011 Qtr 2: 0; 2011 Qtr 3: 0; 2011 Qtr 4: 0 | 2
0 | 267040-Residential Condensor Coil Cleaning Resid SF CZ10 VintAll |  | System | Residential | 26-SFM-ResidentialSingleFamily-SP_COOL | 0 |  |  |  |  | 50 | 50 | 0 | 0 | 0 | 0 | 270 |  | kWh | 0.3564 | 0 | Residential | [7 empty] | 3 | 0.78 |  |  |  | 1 | 1 | 0 | 0 | 0 | 0 | 0 | 0 | 0 | 0 | 0 | 0 | 2009 Qtr 1: 0; 2009 Qtr 2: 0; 2009 Qtr 3: 0; 2009 Qtr 4: 1; 2010 Qtr 1: 0; 2010 Qtr 2: 0; 2010 Qtr 3: 0; 2010 Qtr 4: 0; 2011 Qtr 1: 0; 2011 Qtr 2: 0; 2011 Qtr 3: 0; 2011 Qtr 4: 0 | 1
0 | 267001-High Refrigerant Charge Adjustment (>= ±20% rated charge) Resid SFCZ10 Vint03 |  | System | Residential | 26-SFM-ResidentialSingleFamily-SP_COOL | 0 |  |  |  |  | 65 | 53 | 0 | 0 | 0 | 12 | 248.449 |  | kWh | 0.18306 | -0.066637 | Residential |  | Winter Only | [5 empty] | 10 | 0.78 |  |  |  | 1 | 5 | 0 | 0 | 0 | 0 | 0 | 0 | 0 | 0 | 0 | 0 | 2009 Qtr 1: 0; 2009 Qtr 2: 0; 2009 Qtr 3: 0; 2009 Qtr 4: 5; 2010 Qtr 1: 0; 2010 Qtr 2: 0; 2010 Qtr 3: 0; 2010 Qtr 4: 0; 2011 Qtr 1: 0; 2011 Qtr 2: 0; 2011 Qtr 3: 0; 2011 Qtr 4: 0 | 5
0 | 267040-Residential Condensor Coil Cleaning Resid SF CZ10 VintAll |  | System | Residential | 26-SFM-ResidentialSingleFamily-SP_COOL | 0 |  |  |  |  | 50 | 50 | 0 | 0 | 0 | 0 | 270 |  | kWh | 0.3564 | 0 | Residential | [7 empty] | 3 | 0.78 |  |  |  | 1 | 1 | 0 | 0 | 0 | 0 | 0 | 0 | 0 | 0 | 0 | 0 | 2009 Qtr 1: 0; 2009 Qtr 2: 0; 2009 Qtr 3: 0; 2009 Qtr 4: 1; 2010 Qtr 1: 0; 2010 Qtr 2: 0; 2010 Qtr 3: 0; 2010 Qtr 4: 0; 2011 Qtr 1: 0; 2011 Qtr 2: 0; 2011 Qtr 3: 0; 2011 Qtr 4: 0 | 1
0 | 267001-High Refrigerant Charge Adjustment (>= ±20% rated charge) Resid SFCZ10 Vint03 |  | System | Residential | 26-SFM-ResidentialSingleFamily-SP_COOL | 0 |  |  |  |  | 65 | 53 | 0 | 0 | 0 | 12 | 248.449 |  | kWh | 0.18306 | -0.066637 | Residential |  | Winter Only | [5 empty] | 10 | 0.78 |  |  |  | 1 | 3 | 0 | 0 | 0 | 0 | 0 | 0 | 0 | 0 | 0 | 0 | 2009 Qtr 1: 0; 2009 Qtr 2: 0; 2009 Qtr 3: 0; 2009 Qtr 4: 3; 2010 Qtr 1: 0; 2010 Qtr 2: 0; 2010 Qtr 3: 0; 2010 Qtr 4: 0; 2011 Qtr 1: 0; 2011 Qtr 2: 0; 2011 Qtr 3: 0; 2011 Qtr 4: 0 | 3
0 | 267040-Residential Condensor Coil Cleaning Resid SF CZ10 VintAll |  | System | Residential | 26-SFM-ResidentialSingleFamily-SP_COOL | 0 |  |  |  |  | 50 | 50 | 0 | 0 | 0 | 0 | 270 |  | kWh | 0.3564 | 0 | Residential | [7 empty] | 3 | 0.78 |  |  |  | 1 | 1 | 0 | 0 | 0 | 0 | 0 | 0 | 0 | 0 | 0 | 0 | 2009 Qtr 1: 0; 2009 Qtr 2: 0; 2009 Qtr 3: 0; 2009 Qtr 4: 1; 2010 Qtr 1: 0; 2010 Qtr 2: 0; 2010 Qtr 3: 0; 2010 Qtr 4: 0; 2011 Qtr 1: 0; 2011 Qtr 2: 0; 2011 Qtr 3: 0; 2011 Qtr 4: 0 | 1
0 | 267002-High Refrigerant Charge Adjustment (>= ±20% rated charge) Resid SF CZ10 Vint04 |  | System | Residential | 26-SFM-ResidentialSingleFamily-SP_COOL | 0 |  |  |  |  | 65 | 53 | 0 | 0 | 0 | 12 | 205.771 |  | kWh | 0.22808 | -0.078078 | Residential |  | Winter Only | [5 empty] | 10 | 0.78 |  |  |  | 1 | 4 | 0 | 0 | 0 | 0 | 0 | 0 | 0 | 0 | 0 | 0 | 2009 Qtr 1: 0; 2009 Qtr 2: 0; 2009 Qtr 3: 0; 2009 Qtr 4: 4; 2010 Qtr 1: 0; 2010 Qtr 2: 0; 2010 Qtr 3: 0; 2010 Qtr 4: 0; 2011 Qtr 1: 0; 2011 Qtr 2: 0; 2011 Qtr 3: 0; 2011 Qtr 4: 0 | 4
0 | 267040-Residential Condensor Coil Cleaning Resid SF CZ10 VintAll |  | System | Residential | 26-SFM-ResidentialSingleFamily-SP_COOL | 0 |  |  |  |  | 50 | 50 | 0 | 0 | 0 | 0 | 270 |  | kWh | 0.3564 | 0 | Residential | [7 empty] | 3 | 0.78 |  |  |  | 1 | 1 | 0 | 0 | 0 | 0 | 0 | 0 | 0 | 0 | 0 | 0 | 2009 Qtr 1: 0; 2009 Qtr 2: 0; 2009 Qtr 3: 0; 2009 Qtr 4: 1; 2010 Qtr 1: 0; 2010 Qtr 2: 0; 2010 Qtr 3: 0; 2010 Qtr 4: 0; 2011 Qtr 1: 0; 2011 Qtr 2: 0; 2011 Qtr 3: 0; 2011 Qtr 4: 0 | 1
0 | 267001-High Refrigerant Charge Adjustment (>= ±20% rated charge) Resid SFCZ10 Vint03 |  | System | Residential | 26-SFM-ResidentialSingleFamily-SP_COOL | 0 |  |  |  |  | 65 | 53 | 0 | 0 | 0 | 12 | 248.449 |  | kWh | 0.18306 | -0.066637 | Residential |  | Winter Only | [5 empty] | 10 | 0.78 |  |  |  | 1 | 4 | 0 | 0 | 0 | 0 | 0 | 0 | 0 | 0 | 0 | 0 | 2009 Qtr 1: 0; 2009 Qtr 2: 0; 2009 Qtr 3: 0; 2009 Qtr 4: 4; 2010 Qtr 1: 0; 2010 Qtr 2: 0; 2010 Qtr 3: 0; 2010 Qtr 4: 0; 2011 Qtr 1: 0; 2011 Qtr 2: 0; 2011 Qtr 3: 0; 2011 Qtr 4: 0 | 4
0 | 267040-Residential Condensor Coil Cleaning Resid SF CZ10 VintAll |  | System | Residential | 26-SFM-ResidentialSingleFamily-SP_COOL | 0 |  |  |  |  | 50 | 50 | 0 | 0 | 0 | 0 | 270 |  | kWh | 0.3564 | 0 | Residential | [7 empty] | 3 | 0.78 |  |  |  | 1 | 1 | 0 | 0 | 0 | 0 | 0 | 0 | 0 | 0 | 0 | 0 | 2009 Qtr 1: 0; 2009 Qtr 2: 0; 2009 Qtr 3: 0; 2009 Qtr 4: 1; 2010 Qtr 1: 0; 2010 Qtr 2: 0; 2010 Qtr 3: 0; 2010 Qtr 4: 0; 2011 Qtr 1: 0; 2011 Qtr 2: 0; 2011 Qtr 3: 0; 2011 Qtr 4: 0 | 1
0 | 267001-High Refrigerant Charge Adjustment (>= ±20% rated charge) Resid SFCZ10 Vint03 |  | System | Residential | 26-SFM-ResidentialSingleFamily-SP_COOL | 0 |  |  |  |  | 65 | 53 | 0 | 0 | 0 | 12 | 248.449 |  | kWh | 0.18306 | -0.066637 | Residential |  | Winter Only | [5 empty] | 10 | 0.78 |  |  |  | 1 | 4 | 0 | 0 | 0 | 0 | 0 | 0 | 0 | 0 | 0 | 0 | 2009 Qtr 1: 0; 2009 Qtr 2: 0; 2009 Qtr 3: 0; 2009 Qtr 4: 4; 2010 Qtr 1: 0; 2010 Qtr 2: 0; 2010 Qtr 3: 0; 2010 Qtr 4: 0; 2011 Qtr 1: 0; 2011 Qtr 2: 0; 2011 Qtr 3: 0; 2011 Qtr 4: 0 | 4
0 | 267040-Residential Condensor Coil Cleaning Resid SF CZ10 VintAll |  | System | Residential | 26-SFM-ResidentialSingleFamily-SP_COOL | 0 |  |  |  |  | 50 | 50 | 0 | 0 | 0 | 0 | 270 |  | kWh | 0.3564 | 0 | Residential | [7 empty] | 3 | 0.78 |  |  |  | 1 | 1 | 0 | 0 | 0 | 0 | 0 | 0 | 0 | 0 | 0 | 0 | 2009 Qtr 1: 0; 2009 Qtr 2: 0; 2009 Qtr 3: 0; 2009 Qtr 4: 1; 2010 Qtr 1: 0; 2010 Qtr 2: 0; 2010 Qtr 3: 0; 2010 Qtr 4: 0; 2011 Qtr 1: 0; 2011 Qtr 2: 0; 2011 Qtr 3: 0; 2011 Qtr 4: 0 | 1
0 | 267002-High Refrigerant Charge Adjustment (>= ±20% rated charge) Resid SF CZ10 Vint04 |  | System | Residential | 26-SFM-ResidentialSingleFamily-SP_COOL | 0 |  |  |  |  | 65 | 53 | 0 | 0 | 0 | 12 | 205.771 |  | kWh | 0.22808 | -0.078078 | Residential |  | Winter Only | [5 empty] | 10 | 0.78 |  |  |  | 1 | 4 | 0 | 0 | 0 | 0 | 0 | 0 | 0 | 0 | 0 | 0 | 2009 Qtr 1: 0; 2009 Qtr 2: 0; 2009 Qtr 3: 0; 2009 Qtr 4: 4; 2010 Qtr 1: 0; 2010 Qtr 2: 0; 2010 Qtr 3: 0; 2010 Qtr 4: 0; 2011 Qtr 1: 0; 2011 Qtr 2: 0; 2011 Qtr 3: 0; 2011 Qtr 4: 0 | 4
0 | 267040-Residential Condensor Coil Cleaning Resid SF CZ10 VintAll |  | System | Residential | 26-SFM-ResidentialSingleFamily-SP_COOL | 0 |  |  |  |  | 50 | 50 | 0 | 0 | 0 | 0 | 270 |  | kWh | 0.3564 | 0 | Residential | [7 empty] | 3 | 0.78 |  |  |  | 1 | 1 | 0 | 0 | 0 | 0 | 0 | 0 | 0 | 0 | 0 | 0 | 2009 Qtr 1: 0; 2009 Qtr 2: 0; 2009 Qtr 3: 0; 2009 Qtr 4: 1; 2010 Qtr 1: 0; 2010 Qtr 2: 0; 2010 Qtr 3: 0; 2010 Qtr 4: 0; 2011 Qtr 1: 0; 2011 Qtr 2: 0; 2011 Qtr 3: 0; 2011 Qtr 4: 0 | 1
0 | 267001-High Refrigerant Charge Adjustment (>= ±20% rated charge) Resid SFCZ10 Vint03 |  | System | Residential | 26-SFM-ResidentialSingleFamily-SP_COOL | 0 |  |  |  |  | 65 | 53 | 0 | 0 | 0 | 12 | 248.449 |  | kWh | 0.18306 | -0.066637 | Residential |  | Winter Only | [5 empty] | 10 | 0.78 |  |  |  | 1 | 6 | 0 | 0 | 0 | 0 | 0 | 0 | 0 | 0 | 0 | 0 | 2009 Qtr 1: 0; 2009 Qtr 2: 0; 2009 Qtr 3: 0; 2009 Qtr 4: 6; 2010 Qtr 1: 0; 2010 Qtr 2: 0; 2010 Qtr 3: 0; 2010 Qtr 4: 0; 2011 Qtr 1: 0; 2011 Qtr 2: 0; 2011 Qtr 3: 0; 2011 Qtr 4: 0 | 6
0 | 267040-Residential Condensor Coil Cleaning Resid SF CZ10 VintAll |  | System | Residential | 26-SFM-ResidentialSingleFamily-SP_COOL | 0 |  |  |  |  | 50 | 50 | 0 | 0 | 0 | 0 | 270 |  | kWh | 0.3564 | 0 | Residential | [7 empty] | 3 | 0.78 |  |  |  | 1 | 1 | 0 | 0 | 0 | 0 | 0 | 0 | 0 | 0 | 0 | 0 | 2009 Qtr 1: 0; 2009 Qtr 2: 0; 2009 Qtr 3: 0; 2009 Qtr 4: 1; 2010 Qtr 1: 0; 2010 Qtr 2: 0; 2010 Qtr 3: 0; 2010 Qtr 4: 0; 2011 Qtr 1: 0; 2011 Qtr 2: 0; 2011 Qtr 3: 0; 2011 Qtr 4: 0 | 1
0 | 267001-High Refrigerant Charge Adjustment (>= ±20% rated charge) Resid SFCZ10 Vint03 |  | System | Residential | 26-SFM-ResidentialSingleFamily-SP_COOL | 0 |  |  |  |  | 65 | 53 | 0 | 0 | 0 | 12 | 248.449 |  | kWh | 0.18306 | -0.066637 | Residential |  | Winter Only | [5 empty] | 10 | 0.78 |  |  |  | 1 | 3 | 0 | 0 | 0 | 0 | 0 | 0 | 0 | 0 | 0 | 0 | 2009 Qtr 1: 0; 2009 Qtr 2: 0; 2009 Qtr 3: 0; 2009 Qtr 4: 3; 2010 Qtr 1: 0; 2010 Qtr 2: 0; 2010 Qtr 3: 0; 2010 Qtr 4: 0; 2011 Qtr 1: 0; 2011 Qtr 2: 0; 2011 Qtr 3: 0; 2011 Qtr 4: 0 | 3
0 | 267040-Residential Condensor Coil Cleaning Resid SF CZ10 VintAll |  | System | Residential | 26-SFM-ResidentialSingleFamily-SP_COOL | 0 |  |  |  |  | 50 | 50 | 0 | 0 | 0 | 0 | 270 |  | kWh | 0.3564 | 0 | Residential | [7 empty] | 3 | 0.78 |  |  |  | 1 | 1 | 0 | 0 | 0 | 0 | 0 | 0 | 0 | 0 | 0 | 0 | 2009 Qtr 1: 0; 2009 Qtr 2: 0; 2009 Qtr 3: 0; 2009 Qtr 4: 1; 2010 Qtr 1: 0; 2010 Qtr 2: 0; 2010 Qtr 3: 0; 2010 Qtr 4: 0; 2011 Qtr 1: 0; 2011 Qtr 2: 0; 2011 Qtr 3: 0; 2011 Qtr 4: 0 | 1
0 | 267004-High Refrigerant Charge Adjustment (>= ±20% rated charge) Resid SF CZ10 Vint01 |  | System | Residential | 26-SFM-ResidentialSingleFamily-SP_COOL | 0 |  |  |  |  | 65 | 53 | 0 | 0 | 0 | 12 | 110.437 |  | kWh | 0.1629 | -0.018297 | Residential |  | Winter Only | [5 empty] | 10 | 0.78 |  |  |  | 1 | 6 | 0 | 0 | 0 | 0 | 0 | 0 | 0 | 0 | 0 | 0 | 2009 Qtr 1: 0; 2009 Qtr 2: 0; 2009 Qtr 3: 0; 2009 Qtr 4: 6; 2010 Qtr 1: 0; 2010 Qtr 2: 0; 2010 Qtr 3: 0; 2010 Qtr 4: 0; 2011 Qtr 1: 0; 2011 Qtr 2: 0; 2011 Qtr 3: 0; 2011 Qtr 4: 0 | 6
0 | 267040-Residential Condensor Coil Cleaning Resid SF CZ10 VintAll |  | System | Residential | 26-SFM-ResidentialSingleFamily-SP_COOL | 0 |  |  |  |  | 50 | 50 | 0 | 0 | 0 | 0 | 270 |  | kWh | 0.3564 | 0 | Residential | [7 empty] | 3 | 0.78 |  |  |  | 1 | 1 | 0 | 0 | 0 | 0 | 0 | 0 | 0 | 0 | 0 | 0 | 2009 Qtr 1: 0; 2009 Qtr 2: 0; 2009 Qtr 3: 0; 2009 Qtr 4: 1; 2010 Qtr 1: 0; 2010 Qtr 2: 0; 2010 Qtr 3: 0; 2010 Qtr 4: 0; 2011 Qtr 1: 0; 2011 Qtr 2: 0; 2011 Qtr 3: 0; 2011 Qtr 4: 0 | 1
0 | 267002-High Refrigerant Charge Adjustment (>= ±20% rated charge) Resid SF CZ10 Vint04 |  | System | Residential | 26-SFM-ResidentialSingleFamily-SP_COOL | 0 |  |  |  |  | 65 | 53 | 0 | 0 | 0 | 12 | 205.771 |  | kWh | 0.22808 | -0.078078 | Residential |  | Winter Only | [5 empty] | 10 | 0.78 |  |  |  | 1 | 6 | 0 | 0 | 0 | 0 | 0 | 0 | 0 | 0 | 0 | 0 | 2009 Qtr 1: 0; 2009 Qtr 2: 0; 2009 Qtr 3: 0; 2009 Qtr 4: 6; 2010 Qtr 1: 0; 2010 Qtr 2: 0; 2010 Qtr 3: 0; 2010 Qtr 4: 0; 2011 Qtr 1: 0; 2011 Qtr 2: 0; 2011 Qtr 3: 0; 2011 Qtr 4: 0 | 6
0 | 267040-Residential Condensor Coil Cleaning Resid SF CZ10 VintAll |  | System | Residential | 26-SFM-ResidentialSingleFamily-SP_COOL | 0 |  |  |  |  | 50 | 50 | 0 | 0 | 0 | 0 | 270 |  | kWh | 0.3564 | 0 | Residential | [7 empty] | 3 | 0.78 |  |  |  | 1 | 1 | 0 | 0 | 0 | 0 | 0 | 0 | 0 | 0 | 0 | 0 | 2009 Qtr 1: 0; 2009 Qtr 2: 0; 2009 Qtr 3: 0; 2009 Qtr 4: 1; 2010 Qtr 1: 0; 2010 Qtr 2: 0; 2010 Qtr 3: 0; 2010 Qtr 4: 0; 2011 Qtr 1: 0; 2011 Qtr 2: 0; 2011 Qtr 3: 0; 2011 Qtr 4: 0 | 1
0 | 267040-Residential Condensor Coil Cleaning Resid SF CZ10 VintAll |  | System | Residential | 26-SFM-ResidentialSingleFamily-SP_COOL | 0 |  |  |  |  | 50 | 50 | 0 | 0 | 0 | 0 | 270 |  | kWh | 0.3564 | 0 | Residential | [7 empty] | 3 | 0.78 |  |  |  | 1 | 1 | 0 | 0 | 0 | 0 | 0 | 0 | 0 | 0 | 0 | 0 | 2009 Qtr 1: 0; 2009 Qtr 2: 0; 2009 Qtr 3: 0; 2009 Qtr 4: 1; 2010 Qtr 1: 0; 2010 Qtr 2: 0; 2010 Qtr 3: 0; 2010 Qtr 4: 0; 2011 Qtr 1: 0; 2011 Qtr 2: 0; 2011 Qtr 3: 0; 2011 Qtr 4: 0 | 1
0 | 267040-Residential Condensor Coil Cleaning Resid SF CZ10 VintAll |  | System | Residential | 26-SFM-ResidentialSingleFamily-SP_COOL | 0 |  |  |  |  | 50 | 50 | 0 | 0 | 0 | 0 | 270 |  | kWh | 0.3564 | 0 | Residential | [7 empty] | 3 | 0.78 |  |  |  | 1 | 1 | 0 | 0 | 0 | 0 | 0 | 0 | 0 | 0 | 0 | 0 | 2009 Qtr 1: 0; 2009 Qtr 2: 0; 2009 Qtr 3: 0; 2009 Qtr 4: 1; 2010 Qtr 1: 0; 2010 Qtr 2: 0; 2010 Qtr 3: 0; 2010 Qtr 4: 0; 2011 Qtr 1: 0; 2011 Qtr 2: 0; 2011 Qtr 3: 0; 2011 Qtr 4: 0 | 1
0 | 267004-High Refrigerant Charge Adjustment (>= ±20% rated charge) Resid SF CZ10 Vint01 |  | System | Residential | 26-SFM-ResidentialSingleFamily-SP_COOL | 0 |  |  |  |  | 65 | 53 | 0 | 0 | 0 | 12 | 110.437 |  | kWh | 0.1629 | -0.018297 | Residential |  | Winter Only | [5 empty] | 10 | 0.78 |  |  |  | 1 | 3 | 0 | 0 | 0 | 0 | 0 | 0 | 0 | 0 | 0 | 0 | 2009 Qtr 1: 0; 2009 Qtr 2: 0; 2009 Qtr 3: 0; 2009 Qtr 4: 3; 2010 Qtr 1: 0; 2010 Qtr 2: 0; 2010 Qtr 3: 0; 2010 Qtr 4: 0; 2011 Qtr 1: 0; 2011 Qtr 2: 0; 2011 Qtr 3: 0; 2011 Qtr 4: 0 | 3
0 | 267040-Residential Condensor Coil Cleaning Resid SF CZ10 VintAll |  | System | Residential | 26-SFM-ResidentialSingleFamily-SP_COOL | 0 |  |  |  |  | 50 | 50 | 0 | 0 | 0 | 0 | 270 |  | kWh | 0.3564 | 0 | Residential | [7 empty] | 3 | 0.78 |  |  |  | 1 | 1 | 0 | 0 | 0 | 0 | 0 | 0 | 0 | 0 | 0 | 0 | 2009 Qtr 1: 0; 2009 Qtr 2: 0; 2009 Qtr 3: 0; 2009 Qtr 4: 1; 2010 Qtr 1: 0; 2010 Qtr 2: 0; 2010 Qtr 3: 0; 2010 Qtr 4: 0; 2011 Qtr 1: 0; 2011 Qtr 2: 0; 2011 Qtr 3: 0; 2011 Qtr 4: 0 | 1
0 | 267001-High Refrigerant Charge Adjustment (>= ±20% rated charge) Resid SFCZ10 Vint03 |  | System | Residential | 26-SFM-ResidentialSingleFamily-SP_COOL | 0 |  |  |  |  | 65 | 53 | 0 | 0 | 0 | 12 | 248.449 |  | kWh | 0.18306 | -0.066637 | Residential |  | Winter Only | [5 empty] | 10 | 0.78 |  |  |  | 1 | 3 | 0 | 0 | 0 | 0 | 0 | 0 | 0 | 0 | 0 | 0 | 2009 Qtr 1: 0; 2009 Qtr 2: 0; 2009 Qtr 3: 0; 2009 Qtr 4: 3; 2010 Qtr 1: 0; 2010 Qtr 2: 0; 2010 Qtr 3: 0; 2010 Qtr 4: 0; 2011 Qtr 1: 0; 2011 Qtr 2: 0; 2011 Qtr 3: 0; 2011 Qtr 4: 0 | 3
0 | 267040-Residential Condensor Coil Cleaning Resid SF CZ10 VintAll |  | System | Residential | 26-SFM-ResidentialSingleFamily-SP_COOL | 0 |  |  |  |  | 50 | 50 | 0 | 0 | 0 | 0 | 270 |  | kWh | 0.3564 | 0 | Residential | [7 empty] | 3 | 0.78 |  |  |  | 1 | 1 | 0 | 0 | 0 | 0 | 0 | 0 | 0 | 0 | 0 | 0 | 2009 Qtr 1: 0; 2009 Qtr 2: 0; 2009 Qtr 3: 0; 2009 Qtr 4: 1; 2010 Qtr 1: 0; 2010 Qtr 2: 0; 2010 Qtr 3: 0; 2010 Qtr 4: 0; 2011 Qtr 1: 0; 2011 Qtr 2: 0; 2011 Qtr 3: 0; 2011 Qtr 4: 0 | 1
0 | 267002-High Refrigerant Charge Adjustment (>= ±20% rated charge) Resid SF CZ10 Vint04 |  | System | Residential | 26-SFM-ResidentialSingleFamily-SP_COOL | 0 |  |  |  |  | 65 | 61.8333 | 0 | 0 | 0 | 3.1667 | 205.771 |  | kWh | 0.22808 | -0.078078 | Residential |  | Winter Only | [5 empty] | 10 | 0.78 |  |  |  | 1 | 3 | 0 | 0 | 0 | 0 | 0 | 0 | 0 | 0 | 0 | 0 | 2009 Qtr 1: 0; 2009 Qtr 2: 0; 2009 Qtr 3: 0; 2009 Qtr 4: 3; 2010 Qtr 1: 0; 2010 Qtr 2: 0; 2010 Qtr 3: 0; 2010 Qtr 4: 0; 2011 Qtr 1: 0; 2011 Qtr 2: 0; 2011 Qtr 3: 0; 2011 Qtr 4: 0 | 3
0 | 267040-Residential Condensor Coil Cleaning Resid SF CZ10 VintAll |  | System | Residential | 26-SFM-ResidentialSingleFamily-SP_COOL | 0 |  |  |  |  | 50 | 50 | 0 | 0 | 0 | 0 | 270 |  | kWh | 0.3564 | 0 | Residential | [7 empty] | 3 | 0.78 |  |  |  | 1 | 1 | 0 | 0 | 0 | 0 | 0 | 0 | 0 | 0 | 0 | 0 | 2009 Qtr 1: 0; 2009 Qtr 2: 0; 2009 Qtr 3: 0; 2009 Qtr 4: 1; 2010 Qtr 1: 0; 2010 Qtr 2: 0; 2010 Qtr 3: 0; 2010 Qtr 4: 0; 2011 Qtr 1: 0; 2011 Qtr 2: 0; 2011 Qtr 3: 0; 2011 Qtr 4: 0 | 1
0 | 267003-High Refrigerant Charge Adjustment (>= ±20% rated charge) Resid SF CZ10 Vint05 |  | System | Residential | 26-SFM-ResidentialSingleFamily-SP_COOL | 0 |  |  |  |  | 65 | 53 | 0 | 0 | 0 | 12 | 162.471 |  | kWh | 0.23875 | -0.071356 | Residential |  | Winter Only | [5 empty] | 10 | 0.78 |  |  |  | 1 | 3 | 0 | 0 | 0 | 0 | 0 | 0 | 0 | 0 | 0 | 0 | 2009 Qtr 1: 0; 2009 Qtr 2: 0; 2009 Qtr 3: 0; 2009 Qtr 4: 3; 2010 Qtr 1: 0; 2010 Qtr 2: 0; 2010 Qtr 3: 0; 2010 Qtr 4: 0; 2011 Qtr 1: 0; 2011 Qtr 2: 0; 2011 Qtr 3: 0; 2011 Qtr 4: 0 | 3
0 | 267040-Residential Condensor Coil Cleaning Resid SF CZ10 VintAll |  | System | Residential | 26-SFM-ResidentialSingleFamily-SP_COOL | 0 |  |  |  |  | 50 | 50 | 0 | 0 | 0 | 0 | 270 |  | kWh | 0.3564 | 0 | Residential | [7 empty] | 3 | 0.78 |  |  |  | 1 | 1 | 0 | 0 | 0 | 0 | 0 | 0 | 0 | 0 | 0 | 0 | 2009 Qtr 1: 0; 2009 Qtr 2: 0; 2009 Qtr 3: 0; 2009 Qtr 4: 1; 2010 Qtr 1: 0; 2010 Qtr 2: 0; 2010 Qtr 3: 0; 2010 Qtr 4: 0; 2011 Qtr 1: 0; 2011 Qtr 2: 0; 2011 Qtr 3: 0; 2011 Qtr 4: 0 | 1
0 | 267003-High Refrigerant Charge Adjustment (>= ±20% rated charge) Resid SF CZ10 Vint05 |  | System | Residential | 26-SFM-ResidentialSingleFamily-SP_COOL | 0 |  |  |  |  | 65 | 53 | 0 | 0 | 0 | 12 | 162.471 |  | kWh | 0.23875 | -0.071356 | Residential |  | Winter Only | [5 empty] | 10 | 0.78 |  |  |  | 1 | 3 | 0 | 0 | 0 | 0 | 0 | 0 | 0 | 0 | 0 | 0 | 2009 Qtr 1: 0; 2009 Qtr 2: 0; 2009 Qtr 3: 0; 2009 Qtr 4: 3; 2010 Qtr 1: 0; 2010 Qtr 2: 0; 2010 Qtr 3: 0; 2010 Qtr 4: 0; 2011 Qtr 1: 0; 2011 Qtr 2: 0; 2011 Qtr 3: 0; 2011 Qtr 4: 0 | 3
0 | 267040-Residential Condensor Coil Cleaning Resid SF CZ10 VintAll |  | System | Residential | 26-SFM-ResidentialSingleFamily-SP_COOL | 0 |  |  |  |  | 50 | 50 | 0 | 0 | 0 | 0 | 270 |  | kWh | 0.3564 | 0 | Residential | [7 empty] | 3 | 0.78 |  |  |  | 1 | 1 | 0 | 0 | 0 | 0 | 0 | 0 | 0 | 0 | 0 | 0 | 2009 Qtr 1: 0; 2009 Qtr 2: 0; 2009 Qtr 3: 0; 2009 Qtr 4: 1; 2010 Qtr 1: 0; 2010 Qtr 2: 0; 2010 Qtr 3: 0; 2010 Qtr 4: 0; 2011 Qtr 1: 0; 2011 Qtr 2: 0; 2011 Qtr 3: 0; 2011 Qtr 4: 0 | 1
0 | 267002-High Refrigerant Charge Adjustment (>= ±20% rated charge) Resid SF CZ10 Vint04 |  | System | Residential | 26-SFM-ResidentialSingleFamily-SP_COOL | 0 |  |  |  |  | 65 | 53 | 0 | 0 | 0 | 12 | 205.771 |  | kWh | 0.22808 | -0.078078 | Residential |  | Winter Only | [5 empty] | 10 | 0.78 |  |  |  | 1 | 5 | 0 | 0 | 0 | 0 | 0 | 0 | 0 | 0 | 0 | 0 | 2009 Qtr 1: 0; 2009 Qtr 2: 0; 2009 Qtr 3: 0; 2009 Qtr 4: 5; 2010 Qtr 1: 0; 2010 Qtr 2: 0; 2010 Qtr 3: 0; 2010 Qtr 4: 0; 2011 Qtr 1: 0; 2011 Qtr 2: 0; 2011 Qtr 3: 0; 2011 Qtr 4: 0 | 5
0 | 267040-Residential Condensor Coil Cleaning Resid SF CZ10 VintAll |  | System | Residential | 26-SFM-ResidentialSingleFamily-SP_COOL | 0 |  |  |  |  | 50 | 50 | 0 | 0 | 0 | 0 | 270 |  | kWh | 0.3564 | 0 | Residential | [7 empty] | 3 | 0.78 |  |  |  | 1 | 1 | 0 | 0 | 0 | 0 | 0 | 0 | 0 | 0 | 0 | 0 | 2009 Qtr 1: 0; 2009 Qtr 2: 0; 2009 Qtr 3: 0; 2009 Qtr 4: 1; 2010 Qtr 1: 0; 2010 Qtr 2: 0; 2010 Qtr 3: 0; 2010 Qtr 4: 0; 2011 Qtr 1: 0; 2011 Qtr 2: 0; 2011 Qtr 3: 0; 2011 Qtr 4: 0 | 1
0 | 267002-High Refrigerant Charge Adjustment (>= ±20% rated charge) Resid SF CZ10 Vint04 |  | System | Residential | 26-SFM-ResidentialSingleFamily-SP_COOL | 0 |  |  |  |  | 65 | 53 | 0 | 0 | 0 | 12 | 205.771 |  | kWh | 0.22808 | -0.078078 | Residential |  | Winter Only | [5 empty] | 10 | 0.78 |  |  |  | 1 | 4 | 0 | 0 | 0 | 0 | 0 | 0 | 0 | 0 | 0 | 0 | 2009 Qtr 1: 0; 2009 Qtr 2: 0; 2009 Qtr 3: 0; 2009 Qtr 4: 4; 2010 Qtr 1: 0; 2010 Qtr 2: 0; 2010 Qtr 3: 0; 2010 Qtr 4: 0; 2011 Qtr 1: 0; 2011 Qtr 2: 0; 2011 Qtr 3: 0; 2011 Qtr 4: 0 | 4
0 | 267040-Residential Condensor Coil Cleaning Resid SF CZ10 VintAll |  | System | Residential | 26-SFM-ResidentialSingleFamily-SP_COOL | 0 |  |  |  |  | 50 | 50 | 0 | 0 | 0 | 0 | 270 |  | kWh | 0.3564 | 0 | Residential | [7 empty] | 3 | 0.78 |  |  |  | 1 | 1 | 0 | 0 | 0 | 0 | 0 | 0 | 0 | 0 | 0 | 0 | 2009 Qtr 1: 0; 2009 Qtr 2: 0; 2009 Qtr 3: 0; 2009 Qtr 4: 1; 2010 Qtr 1: 0; 2010 Qtr 2: 0; 2010 Qtr 3: 0; 2010 Qtr 4: 0; 2011 Qtr 1: 0; 2011 Qtr 2: 0; 2011 Qtr 3: 0; 2011 Qtr 4: 0 | 1
0 | 267001-High Refrigerant Charge Adjustment (>= ±20% rated charge) Resid SFCZ10 Vint03 |  | System | Residential | 26-SFM-ResidentialSingleFamily-SP_COOL | 0 |  |  |  |  | 65 | 53 | 0 | 0 | 0 | 12 | 248.449 |  | kWh | 0.18306 | -0.066637 | Residential |  | Winter Only | [5 empty] | 10 | 0.78 |  |  |  | 1 | 3 | 0 | 0 | 0 | 0 | 0 | 0 | 0 | 0 | 0 | 0 | 2009 Qtr 1: 0; 2009 Qtr 2: 0; 2009 Qtr 3: 0; 2009 Qtr 4: 3; 2010 Qtr 1: 0; 2010 Qtr 2: 0; 2010 Qtr 3: 0; 2010 Qtr 4: 0; 2011 Qtr 1: 0; 2011 Qtr 2: 0; 2011 Qtr 3: 0; 2011 Qtr 4: 0 | 3
0 | 267040-Residential Condensor Coil Cleaning Resid SF CZ10 VintAll |  | System | Residential | 26-SFM-ResidentialSingleFamily-SP_COOL | 0 |  |  |  |  | 50 | 50 | 0 | 0 | 0 | 0 | 270 |  | kWh | 0.3564 | 0 | Residential | [7 empty] | 3 | 0.78 |  |  |  | 1 | 1 | 0 | 0 | 0 | 0 | 0 | 0 | 0 | 0 | 0 | 0 | 2009 Qtr 1: 0; 2009 Qtr 2: 0; 2009 Qtr 3: 0; 2009 Qtr 4: 1; 2010 Qtr 1: 0; 2010 Qtr 2: 0; 2010 Qtr 3: 0; 2010 Qtr 4: 0; 2011 Qtr 1: 0; 2011 Qtr 2: 0; 2011 Qtr 3: 0; 2011 Qtr 4: 0 | 1
0 | 267002-High Refrigerant Charge Adjustment (>= ±20% rated charge) Resid SF CZ10 Vint04 |  | System | Residential | 26-SFM-ResidentialSingleFamily-SP_COOL | 0 |  |  |  |  | 65 | 53 | 0 | 0 | 0 | 12 | 205.771 |  | kWh | 0.22808 | -0.078078 | Residential |  | Winter Only | [5 empty] | 10 | 0.78 |  |  |  | 1 | 4 | 0 | 0 | 0 | 0 | 0 | 0 | 0 | 0 | 0 | 0 | 2009 Qtr 1: 0; 2009 Qtr 2: 0; 2009 Qtr 3: 0; 2009 Qtr 4: 4; 2010 Qtr 1: 0; 2010 Qtr 2: 0; 2010 Qtr 3: 0; 2010 Qtr 4: 0; 2011 Qtr 1: 0; 2011 Qtr 2: 0; 2011 Qtr 3: 0; 2011 Qtr 4: 0 | 4
0 | 267040-Residential Condensor Coil Cleaning Resid SF CZ10 VintAll |  | System | Residential | 26-SFM-ResidentialSingleFamily-SP_COOL | 0 |  |  |  |  | 50 | 50 | 0 | 0 | 0 | 0 | 270 |  | kWh | 0.3564 | 0 | Residential | [7 empty] | 3 | 0.78 |  |  |  | 1 | 1 | 0 | 0 | 0 | 0 | 0 | 0 | 0 | 0 | 0 | 0 | 2009 Qtr 1: 0; 2009 Qtr 2: 0; 2009 Qtr 3: 0; 2009 Qtr 4: 1; 2010 Qtr 1: 0; 2010 Qtr 2: 0; 2010 Qtr 3: 0; 2010 Qtr 4: 0; 2011 Qtr 1: 0; 2011 Qtr 2: 0; 2011 Qtr 3: 0; 2011 Qtr 4: 0 | 1
0 | 267001-High Refrigerant Charge Adjustment (>= ±20% rated charge) Resid SFCZ10 Vint03 |  | System | Residential | 26-SFM-ResidentialSingleFamily-SP_COOL | 0 |  |  |  |  | 65 | 53 | 0 | 0 | 0 | 12 | 248.449 |  | kWh | 0.18306 | -0.066637 | Residential |  | Winter Only | [5 empty] | 10 | 0.78 |  |  |  | 1 | 5 | 0 | 0 | 0 | 0 | 0 | 0 | 0 | 0 | 0 | 0 | 2009 Qtr 1: 0; 2009 Qtr 2: 0; 2009 Qtr 3: 0; 2009 Qtr 4: 5; 2010 Qtr 1: 0; 2010 Qtr 2: 0; 2010 Qtr 3: 0; 2010 Qtr 4: 0; 2011 Qtr 1: 0; 2011 Qtr 2: 0; 2011 Qtr 3: 0; 2011 Qtr 4: 0 | 5
0 | 267040-Residential Condensor Coil Cleaning Resid SF CZ10 VintAll |  | System | Residential | 26-SFM-ResidentialSingleFamily-SP_COOL | 0 |  |  |  |  | 50 | 50 | 0 | 0 | 0 | 0 | 270 |  | kWh | 0.3564 | 0 | Residential | [7 empty] | 3 | 0.78 |  |  |  | 1 | 1 | 0 | 0 | 0 | 0 | 0 | 0 | 0 | 0 | 0 | 0 | 2009 Qtr 1: 0; 2009 Qtr 2: 0; 2009 Qtr 3: 0; 2009 Qtr 4: 1; 2010 Qtr 1: 0; 2010 Qtr 2: 0; 2010 Qtr 3: 0; 2010 Qtr 4: 0; 2011 Qtr 1: 0; 2011 Qtr 2: 0; 2011 Qtr 3: 0; 2011 Qtr 4: 0 | 1
0 | 267002-High Refrigerant Charge Adjustment (>= ±20% rated charge) Resid SF CZ10 Vint04 |  | System | Residential | 26-SFM-ResidentialSingleFamily-SP_COOL | 0 |  |  |  |  | 65 | 66.25 | 0 | 0 | 0 | -1.25 | 205.771 |  | kWh | 0.22808 | -0.078078 | Residential |  | Winter Only | [5 empty] | 10 | 0.78 |  |  |  | 1 | 2 | 0 | 0 | 0 | 0 | 0 | 0 | 0 | 0 | 0 | 0 | 2009 Qtr 1: 0; 2009 Qtr 2: 0; 2009 Qtr 3: 0; 2009 Qtr 4: 2; 2010 Qtr 1: 0; 2010 Qtr 2: 0; 2010 Qtr 3: 0; 2010 Qtr 4: 0; 2011 Qtr 1: 0; 2011 Qtr 2: 0; 2011 Qtr 3: 0; 2011 Qtr 4: 0 | 2
0 | 267040-Residential Condensor Coil Cleaning Resid SF CZ10 VintAll |  | System | Residential | 26-SFM-ResidentialSingleFamily-SP_COOL | 0 |  |  |  |  | 50 | 50 | 0 | 0 | 0 | 0 | 270 |  | kWh | 0.3564 | 0 | Residential | [7 empty] | 3 | 0.78 |  |  |  | 1 | 1 | 0 | 0 | 0 | 0 | 0 | 0 | 0 | 0 | 0 | 0 | 2009 Qtr 1: 0; 2009 Qtr 2: 0; 2009 Qtr 3: 0; 2009 Qtr 4: 1; 2010 Qtr 1: 0; 2010 Qtr 2: 0; 2010 Qtr 3: 0; 2010 Qtr 4: 0; 2011 Qtr 1: 0; 2011 Qtr 2: 0; 2011 Qtr 3: 0; 2011 Qtr 4: 0 | 1
0 | 267002-High Refrigerant Charge Adjustment (>= ±20% rated charge) Resid SF CZ10 Vint04 |  | System | Residential | 26-SFM-ResidentialSingleFamily-SP_COOL | 0 |  |  |  |  | 65 | 53 | 0 | 0 | 0 | 12 | 205.771 |  | kWh | 0.22808 | -0.078078 | Residential |  | Winter Only | [5 empty] | 10 | 0.78 |  |  |  | 1 | 3 | 0 | 0 | 0 | 0 | 0 | 0 | 0 | 0 | 0 | 0 | 2009 Qtr 1: 0; 2009 Qtr 2: 0; 2009 Qtr 3: 0; 2009 Qtr 4: 3; 2010 Qtr 1: 0; 2010 Qtr 2: 0; 2010 Qtr 3: 0; 2010 Qtr 4: 0; 2011 Qtr 1: 0; 2011 Qtr 2: 0; 2011 Qtr 3: 0; 2011 Qtr 4: 0 | 3
0 | 267040-Residential Condensor Coil Cleaning Resid SF CZ10 VintAll |  | System | Residential | 26-SFM-ResidentialSingleFamily-SP_COOL | 0 |  |  |  |  | 50 | 50 | 0 | 0 | 0 | 0 | 270 |  | kWh | 0.3564 | 0 | Residential | [7 empty] | 3 | 0.78 |  |  |  | 1 | 1 | 0 | 0 | 0 | 0 | 0 | 0 | 0 | 0 | 0 | 0 | 2009 Qtr 1: 0; 2009 Qtr 2: 0; 2009 Qtr 3: 0; 2009 Qtr 4: 1; 2010 Qtr 1: 0; 2010 Qtr 2: 0; 2010 Qtr 3: 0; 2010 Qtr 4: 0; 2011 Qtr 1: 0; 2011 Qtr 2: 0; 2011 Qtr 3: 0; 2011 Qtr 4: 0 | 1
0 | 267040-Residential Condensor Coil Cleaning Resid SF CZ10 VintAll |  | System | Residential | 26-SFM-ResidentialSingleFamily-SP_COOL | 0 |  |  |  |  | 50 | 50 | 0 | 0 | 0 | 0 | 270 |  | kWh | 0.3564 | 0 | Residential | [7 empty] | 3 | 0.78 |  |  |  | 1 | 1 | 0 | 0 | 0 | 0 | 0 | 0 | 0 | 0 | 0 | 0 | 2009 Qtr 1: 0; 2009 Qtr 2: 0; 2009 Qtr 3: 0; 2009 Qtr 4: 1; 2010 Qtr 1: 0; 2010 Qtr 2: 0; 2010 Qtr 3: 0; 2010 Qtr 4: 0; 2011 Qtr 1: 0; 2011 Qtr 2: 0; 2011 Qtr 3: 0; 2011 Qtr 4: 0 | 1
0 | 267040-Residential Condensor Coil Cleaning Resid SF CZ10 VintAll |  | System | Residential | 26-SFM-ResidentialSingleFamily-SP_COOL | 0 |  |  |  |  | 50 | 50 | 0 | 0 | 0 | 0 | 270 |  | kWh | 0.3564 | 0 | Residential | [7 empty] | 3 | 0.78 |  |  |  | 1 | 1 | 0 | 0 | 0 | 0 | 0 | 0 | 0 | 0 | 0 | 0 | 2009 Qtr 1: 0; 2009 Qtr 2: 0; 2009 Qtr 3: 0; 2009 Qtr 4: 1; 2010 Qtr 1: 0; 2010 Qtr 2: 0; 2010 Qtr 3: 0; 2010 Qtr 4: 0; 2011 Qtr 1: 0; 2011 Qtr 2: 0; 2011 Qtr 3: 0; 2011 Qtr 4: 0 | 1
0 | 267001-High Refrigerant Charge Adjustment (>= ±20% rated charge) Resid SFCZ10 Vint03 |  | System | Residential | 26-SFM-ResidentialSingleFamily-SP_COOL | 0 |  |  |  |  | 65 | 61.8333 | 0 | 0 | 0 | 3.1667 | 248.449 |  | kWh | 0.18306 | -0.066637 | Residential |  | Winter Only | [5 empty] | 10 | 0.78 |  |  |  | 1 | 3 | 0 | 0 | 0 | 0 | 0 | 0 | 0 | 0 | 0 | 0 | 2009 Qtr 1: 0; 2009 Qtr 2: 0; 2009 Qtr 3: 0; 2009 Qtr 4: 3; 2010 Qtr 1: 0; 2010 Qtr 2: 0; 2010 Qtr 3: 0; 2010 Qtr 4: 0; 2011 Qtr 1: 0; 2011 Qtr 2: 0; 2011 Qtr 3: 0; 2011 Qtr 4: 0 | 3
0 | 267040-Residential Condensor Coil Cleaning Resid SF CZ10 VintAll |  | System | Residential | 26-SFM-ResidentialSingleFamily-SP_COOL | 0 |  |  |  |  | 50 | 50 | 0 | 0 | 0 | 0 | 270 |  | kWh | 0.3564 | 0 | Residential | [7 empty] | 3 | 0.78 |  |  |  | 1 | 1 | 0 | 0 | 0 | 0 | 0 | 0 | 0 | 0 | 0 | 0 | 2009 Qtr 1: 0; 2009 Qtr 2: 0; 2009 Qtr 3: 0; 2009 Qtr 4: 1; 2010 Qtr 1: 0; 2010 Qtr 2: 0; 2010 Qtr 3: 0; 2010 Qtr 4: 0; 2011 Qtr 1: 0; 2011 Qtr 2: 0; 2011 Qtr 3: 0; 2011 Qtr 4: 0 | 1
0 | 267040-Residential Condensor Coil Cleaning Resid SF CZ10 VintAll |  | System | Residential | 26-SFM-ResidentialSingleFamily-SP_COOL | 0 |  |  |  |  | 50 | 50 | 0 | 0 | 0 | 0 | 270 |  | kWh | 0.3564 | 0 | Residential | [7 empty] | 3 | 0.78 |  |  |  | 1 | 1 | 0 | 0 | 0 | 0 | 0 | 0 | 0 | 0 | 0 | 0 | 2009 Qtr 1: 0; 2009 Qtr 2: 0; 2009 Qtr 3: 0; 2009 Qtr 4: 1; 2010 Qtr 1: 0; 2010 Qtr 2: 0; 2010 Qtr 3: 0; 2010 Qtr 4: 0; 2011 Qtr 1: 0; 2011 Qtr 2: 0; 2011 Qtr 3: 0; 2011 Qtr 4: 0 | 1
0 | 267002-High Refrigerant Charge Adjustment (>= ±20% rated charge) Resid SF CZ10 Vint04 |  | System | Residential | 26-SFM-ResidentialSingleFamily-SP_COOL | 0 |  |  |  |  | 65 | 53 | 0 | 0 | 0 | 12 | 205.771 |  | kWh | 0.22808 | -0.078078 | Residential |  | Winter Only | [5 empty] | 10 | 0.78 |  |  |  | 1 | 4 | 0 | 0 | 0 | 0 | 0 | 0 | 0 | 0 | 0 | 0 | 2009 Qtr 1: 0; 2009 Qtr 2: 0; 2009 Qtr 3: 0; 2009 Qtr 4: 4; 2010 Qtr 1: 0; 2010 Qtr 2: 0; 2010 Qtr 3: 0; 2010 Qtr 4: 0; 2011 Qtr 1: 0; 2011 Qtr 2: 0; 2011 Qtr 3: 0; 2011 Qtr 4: 0 | 4
0 | 267040-Residential Condensor Coil Cleaning Resid SF CZ10 VintAll |  | System | Residential | 26-SFM-ResidentialSingleFamily-SP_COOL | 0 |  |  |  |  | 50 | 50 | 0 | 0 | 0 | 0 | 270 |  | kWh | 0.3564 | 0 | Residential | [7 empty] | 3 | 0.78 |  |  |  | 1 | 1 | 0 | 0 | 0 | 0 | 0 | 0 | 0 | 0 | 0 | 0 | 2009 Qtr 1: 0; 2009 Qtr 2: 0; 2009 Qtr 3: 0; 2009 Qtr 4: 1; 2010 Qtr 1: 0; 2010 Qtr 2: 0; 2010 Qtr 3: 0; 2010 Qtr 4: 0; 2011 Qtr 1: 0; 2011 Qtr 2: 0; 2011 Qtr 3: 0; 2011 Qtr 4: 0 | 1
0 | 267004-High Refrigerant Charge Adjustment (>= ±20% rated charge) Resid SF CZ10 Vint01 |  | System | Residential | 26-SFM-ResidentialSingleFamily-SP_COOL | 0 |  |  |  |  | 65 | 53 | 0 | 0 | 0 | 12 | 110.437 |  | kWh | 0.1629 | -0.018297 | Residential |  | Winter Only | [5 empty] | 10 | 0.78 |  |  |  | 1 | 2 | 0 | 0 | 0 | 0 | 0 | 0 | 0 | 0 | 0 | 0 | 2009 Qtr 1: 0; 2009 Qtr 2: 0; 2009 Qtr 3: 0; 2009 Qtr 4: 2; 2010 Qtr 1: 0; 2010 Qtr 2: 0; 2010 Qtr 3: 0; 2010 Qtr 4: 0; 2011 Qtr 1: 0; 2011 Qtr 2: 0; 2011 Qtr 3: 0; 2011 Qtr 4: 0 | 2
0 | 267040-Residential Condensor Coil Cleaning Resid SF CZ10 VintAll |  | System | Residential | 26-SFM-ResidentialSingleFamily-SP_COOL | 0 |  |  |  |  | 50 | 50 | 0 | 0 | 0 | 0 | 270 |  | kWh | 0.3564 | 0 | Residential | [7 empty] | 3 | 0.78 |  |  |  | 1 | 1 | 0 | 0 | 0 | 0 | 0 | 0 | 0 | 0 | 0 | 0 | 2009 Qtr 1: 0; 2009 Qtr 2: 0; 2009 Qtr 3: 0; 2009 Qtr 4: 1; 2010 Qtr 1: 0; 2010 Qtr 2: 0; 2010 Qtr 3: 0; 2010 Qtr 4: 0; 2011 Qtr 1: 0; 2011 Qtr 2: 0; 2011 Qtr 3: 0; 2011 Qtr 4: 0 | 1
0 | 267002-High Refrigerant Charge Adjustment (>= ±20% rated charge) Resid SF CZ10 Vint04 |  | System | Residential | 26-SFM-ResidentialSingleFamily-SP_COOL | 0 |  |  |  |  | 65 | 53 | 0 | 0 | 0 | 12 | 205.771 |  | kWh | 0.22808 | -0.078078 | Residential |  | Winter Only | [5 empty] | 10 | 0.78 |  |  |  | 1 | 4 | 0 | 0 | 0 | 0 | 0 | 0 | 0 | 0 | 0 | 0 | 2009 Qtr 1: 0; 2009 Qtr 2: 0; 2009 Qtr 3: 0; 2009 Qtr 4: 4; 2010 Qtr 1: 0; 2010 Qtr 2: 0; 2010 Qtr 3: 0; 2010 Qtr 4: 0; 2011 Qtr 1: 0; 2011 Qtr 2: 0; 2011 Qtr 3: 0; 2011 Qtr 4: 0 | 4
0 | 267040-Residential Condensor Coil Cleaning Resid SF CZ10 VintAll |  | System | Residential | 26-SFM-ResidentialSingleFamily-SP_COOL | 0 |  |  |  |  | 50 | 50 | 0 | 0 | 0 | 0 | 270 |  | kWh | 0.3564 | 0 | Residential | [7 empty] | 3 | 0.78 |  |  |  | 1 | 1 | 0 | 0 | 0 | 0 | 0 | 0 | 0 | 0 | 0 | 0 | 2009 Qtr 1: 0; 2009 Qtr 2: 0; 2009 Qtr 3: 0; 2009 Qtr 4: 1; 2010 Qtr 1: 0; 2010 Qtr 2: 0; 2010 Qtr 3: 0; 2010 Qtr 4: 0; 2011 Qtr 1: 0; 2011 Qtr 2: 0; 2011 Qtr 3: 0; 2011 Qtr 4: 0 | 1
0 | 267002-High Refrigerant Charge Adjustment (>= ±20% rated charge) Resid SF CZ10 Vint04 |  | System | Residential | 26-SFM-ResidentialSingleFamily-SP_COOL | 0 |  |  |  |  | 65 | 53 | 0 | 0 | 0 | 12 | 205.771 |  | kWh | 0.22808 | -0.078078 | Residential |  | Winter Only | [5 empty] | 10 | 0.78 |  |  |  | 1 | 3 | 0 | 0 | 0 | 0 | 0 | 0 | 0 | 0 | 0 | 0 | 2009 Qtr 1: 0; 2009 Qtr 2: 0; 2009 Qtr 3: 0; 2009 Qtr 4: 3; 2010 Qtr 1: 0; 2010 Qtr 2: 0; 2010 Qtr 3: 0; 2010 Qtr 4: 0; 2011 Qtr 1: 0; 2011 Qtr 2: 0; 2011 Qtr 3: 0; 2011 Qtr 4: 0 | 3
0 | 267040-Residential Condensor Coil Cleaning Resid SF CZ10 VintAll |  | System | Residential | 26-SFM-ResidentialSingleFamily-SP_COOL | 0 |  |  |  |  | 50 | 50 | 0 | 0 | 0 | 0 | 270 |  | kWh | 0.3564 | 0 | Residential | [7 empty] | 3 | 0.78 |  |  |  | 1 | 1 | 0 | 0 | 0 | 0 | 0 | 0 | 0 | 0 | 0 | 0 | 2009 Qtr 1: 0; 2009 Qtr 2: 0; 2009 Qtr 3: 0; 2009 Qtr 4: 1; 2010 Qtr 1: 0; 2010 Qtr 2: 0; 2010 Qtr 3: 0; 2010 Qtr 4: 0; 2011 Qtr 1: 0; 2011 Qtr 2: 0; 2011 Qtr 3: 0; 2011 Qtr 4: 0 | 1
0 | 267002-High Refrigerant Charge Adjustment (>= ±20% rated charge) Resid SF CZ10 Vint04 |  | System | Residential | 26-SFM-ResidentialSingleFamily-SP_COOL | 0 |  |  |  |  | 65 | 66.25 | 0 | 0 | 0 | -1.25 | 205.771 |  | kWh | 0.22808 | -0.078078 | Residential |  | Winter Only | [5 empty] | 10 | 0.78 |  |  |  | 1 | 2 | 0 | 0 | 0 | 0 | 0 | 0 | 0 | 0 | 0 | 0 | 2009 Qtr 1: 0; 2009 Qtr 2: 0; 2009 Qtr 3: 0; 2009 Qtr 4: 2; 2010 Qtr 1: 0; 2010 Qtr 2: 0; 2010 Qtr 3: 0; 2010 Qtr 4: 0; 2011 Qtr 1: 0; 2011 Qtr 2: 0; 2011 Qtr 3: 0; 2011 Qtr 4: 0 | 2
0 | 267040-Residential Condensor Coil Cleaning Resid SF CZ10 VintAll |  | System | Residential | 26-SFM-ResidentialSingleFamily-SP_COOL | 0 |  |  |  |  | 50 | 50 | 0 | 0 | 0 | 0 | 270 |  | kWh | 0.3564 | 0 | Residential | [7 empty] | 3 | 0.78 |  |  |  | 1 | 1 | 0 | 0 | 0 | 0 | 0 | 0 | 0 | 0 | 0 | 0 | 2009 Qtr 1: 0; 2009 Qtr 2: 0; 2009 Qtr 3: 0; 2009 Qtr 4: 1; 2010 Qtr 1: 0; 2010 Qtr 2: 0; 2010 Qtr 3: 0; 2010 Qtr 4: 0; 2011 Qtr 1: 0; 2011 Qtr 2: 0; 2011 Qtr 3: 0; 2011 Qtr 4: 0 | 1
0 | 267002-High Refrigerant Charge Adjustment (>= ±20% rated charge) Resid SF CZ10 Vint04 |  | System | Residential | 26-SFM-ResidentialSingleFamily-SP_COOL | 0 |  |  |  |  | 65 | 66.25 | 0 | 0 | 0 | -1.25 | 205.771 |  | kWh | 0.22808 | -0.078078 | Residential |  | Winter Only | [5 empty] | 10 | 0.78 |  |  |  | 1 | 2 | 0 | 0 | 0 | 0 | 0 | 0 | 0 | 0 | 0 | 0 | 2009 Qtr 1: 0; 2009 Qtr 2: 0; 2009 Qtr 3: 0; 2009 Qtr 4: 2; 2010 Qtr 1: 0; 2010 Qtr 2: 0; 2010 Qtr 3: 0; 2010 Qtr 4: 0; 2011 Qtr 1: 0; 2011 Qtr 2: 0; 2011 Qtr 3: 0; 2011 Qtr 4: 0 | 2
0 | 267040-Residential Condensor Coil Cleaning Resid SF CZ10 VintAll |  | System | Residential | 26-SFM-ResidentialSingleFamily-SP_COOL | 0 |  |  |  |  | 50 | 50 | 0 | 0 | 0 | 0 | 270 |  | kWh | 0.3564 | 0 | Residential | [7 empty] | 3 | 0.78 |  |  |  | 1 | 1 | 0 | 0 | 0 | 0 | 0 | 0 | 0 | 0 | 0 | 0 | 2009 Qtr 1: 0; 2009 Qtr 2: 0; 2009 Qtr 3: 0; 2009 Qtr 4: 1; 2010 Qtr 1: 0; 2010 Qtr 2: 0; 2010 Qtr 3: 0; 2010 Qtr 4: 0; 2011 Qtr 1: 0; 2011 Qtr 2: 0; 2011 Qtr 3: 0; 2011 Qtr 4: 0 | 1
0 | 267003-High Refrigerant Charge Adjustment (>= ±20% rated charge) Resid SF CZ10 Vint05 |  | System | Residential | 26-SFM-ResidentialSingleFamily-SP_COOL | 0 |  |  |  |  | 65 | 53 | 0 | 0 | 0 | 12 | 162.471 |  | kWh | 0.23875 | -0.071356 | Residential |  | Winter Only | [5 empty] | 10 | 0.78 |  |  |  | 1 | 4 | 0 | 0 | 0 | 0 | 0 | 0 | 0 | 0 | 0 | 0 | 2009 Qtr 1: 0; 2009 Qtr 2: 0; 2009 Qtr 3: 0; 2009 Qtr 4: 4; 2010 Qtr 1: 0; 2010 Qtr 2: 0; 2010 Qtr 3: 0; 2010 Qtr 4: 0; 2011 Qtr 1: 0; 2011 Qtr 2: 0; 2011 Qtr 3: 0; 2011 Qtr 4: 0 | 4
0 | 267040-Residential Condensor Coil Cleaning Resid SF CZ10 VintAll |  | System | Residential | 26-SFM-ResidentialSingleFamily-SP_COOL | 0 |  |  |  |  | 50 | 50 | 0 | 0 | 0 | 0 | 270 |  | kWh | 0.3564 | 0 | Residential | [7 empty] | 3 | 0.78 |  |  |  | 1 | 1 | 0 | 0 | 0 | 0 | 0 | 0 | 0 | 0 | 0 | 0 | 2009 Qtr 1: 0; 2009 Qtr 2: 0; 2009 Qtr 3: 0; 2009 Qtr 4: 1; 2010 Qtr 1: 0; 2010 Qtr 2: 0; 2010 Qtr 3: 0; 2010 Qtr 4: 0; 2011 Qtr 1: 0; 2011 Qtr 2: 0; 2011 Qtr 3: 0; 2011 Qtr 4: 0 | 1
0 | 267001-High Refrigerant Charge Adjustment (>= ±20% rated charge) Resid SFCZ10 Vint03 |  | System | Residential | 26-SFM-ResidentialSingleFamily-SP_COOL | 0 |  |  |  |  | 65 | 53 | 0 | 0 | 0 | 12 | 248.449 |  | kWh | 0.18306 | -0.066637 | Residential |  | Winter Only | [5 empty] | 10 | 0.78 |  |  |  | 1 | 5 | 0 | 0 | 0 | 0 | 0 | 0 | 0 | 0 | 0 | 0 | 2009 Qtr 1: 0; 2009 Qtr 2: 0; 2009 Qtr 3: 0; 2009 Qtr 4: 5; 2010 Qtr 1: 0; 2010 Qtr 2: 0; 2010 Qtr 3: 0; 2010 Qtr 4: 0; 2011 Qtr 1: 0; 2011 Qtr 2: 0; 2011 Qtr 3: 0; 2011 Qtr 4: 0 | 5
0 | 267040-Residential Condensor Coil Cleaning Resid SF CZ10 VintAll |  | System | Residential | 26-SFM-ResidentialSingleFamily-SP_COOL | 0 |  |  |  |  | 50 | 50 | 0 | 0 | 0 | 0 | 270 |  | kWh | 0.3564 | 0 | Residential | [7 empty] | 3 | 0.78 |  |  |  | 1 | 1 | 0 | 0 | 0 | 0 | 0 | 0 | 0 | 0 | 0 | 0 | 2009 Qtr 1: 0; 2009 Qtr 2: 0; 2009 Qtr 3: 0; 2009 Qtr 4: 1; 2010 Qtr 1: 0; 2010 Qtr 2: 0; 2010 Qtr 3: 0; 2010 Qtr 4: 0; 2011 Qtr 1: 0; 2011 Qtr 2: 0; 2011 Qtr 3: 0; 2011 Qtr 4: 0 | 1
0 | 267002-High Refrigerant Charge Adjustment (>= ±20% rated charge) Resid SF CZ10 Vint04 |  | System | Residential | 26-SFM-ResidentialSingleFamily-SP_COOL | 0 |  |  |  |  | 65 | 53 | 0 | 0 | 0 | 12 | 205.771 |  | kWh | 0.22808 | -0.078078 | Residential |  | Winter Only | [5 empty] | 10 | 0.78 |  |  |  | 1 | 5 | 0 | 0 | 0 | 0 | 0 | 0 | 0 | 0 | 0 | 0 | 2009 Qtr 1: 0; 2009 Qtr 2: 0; 2009 Qtr 3: 0; 2009 Qtr 4: 5; 2010 Qtr 1: 0; 2010 Qtr 2: 0; 2010 Qtr 3: 0; 2010 Qtr 4: 0; 2011 Qtr 1: 0; 2011 Qtr 2: 0; 2011 Qtr 3: 0; 2011 Qtr 4: 0 | 5
0 | 267040-Residential Condensor Coil Cleaning Resid SF CZ10 VintAll |  | System | Residential | 26-SFM-ResidentialSingleFamily-SP_COOL | 0 |  |  |  |  | 50 | 50 | 0 | 0 | 0 | 0 | 270 |  | kWh | 0.3564 | 0 | Residential | [7 empty] | 3 | 0.78 |  |  |  | 1 | 1 | 0 | 0 | 0 | 0 | 0 | 0 | 0 | 0 | 0 | 0 | 2009 Qtr 1: 0; 2009 Qtr 2: 0; 2009 Qtr 3: 0; 2009 Qtr 4: 1; 2010 Qtr 1: 0; 2010 Qtr 2: 0; 2010 Qtr 3: 0; 2010 Qtr 4: 0; 2011 Qtr 1: 0; 2011 Qtr 2: 0; 2011 Qtr 3: 0; 2011 Qtr 4: 0 | 1
0 | 267032-High Refrigerant Charge Adjustment (>= ±20% rated charge) Resid MF CZ10 Vint03 |  | System | Residential | 13-MFM-ResidentialMulti-family-SP_COOL | 0 |  |  |  |  | 66.33 | 53 | 0 | 0 | 0 | 13.33 | 195.15 |  | kWh | 0.21338 | -0.15765 | Residential |  | Winter Only | [5 empty] | 10 | 0.78 |  |  |  | 1 | 4 | 0 | 0 | 0 | 0 | 0 | 0 | 0 | 0 | 0 | 0 | 2009 Qtr 1: 0; 2009 Qtr 2: 0; 2009 Qtr 3: 0; 2009 Qtr 4: 4; 2010 Qtr 1: 0; 2010 Qtr 2: 0; 2010 Qtr 3: 0; 2010 Qtr 4: 0; 2011 Qtr 1: 0; 2011 Qtr 2: 0; 2011 Qtr 3: 0; 2011 Qtr 4: 0 | 4
0 | 267042-Residential Condensor Coil Cleaning Resid MF CZ10 VintAll |  | System | Residential | 13-MFM-ResidentialMulti-family-SP_COOL | 0 |  |  |  |  | 50 | 50 | 0 | 0 | 0 | 0 | 180 |  | kWh | 0.2376 | 0 | Residential | [7 empty] | 3 | 0.78 |  |  |  | 1 | 1 | 0 | 0 | 0 | 0 | 0 | 0 | 0 | 0 | 0 | 0 | 2009 Qtr 1: 0; 2009 Qtr 2: 0; 2009 Qtr 3: 0; 2009 Qtr 4: 1; 2010 Qtr 1: 0; 2010 Qtr 2: 0; 2010 Qtr 3: 0; 2010 Qtr 4: 0; 2011 Qtr 1: 0; 2011 Qtr 2: 0; 2011 Qtr 3: 0; 2011 Qtr 4: 0 | 1
0 | 267003-High Refrigerant Charge Adjustment (>= ±20% rated charge) Resid SF CZ10 Vint05 |  | System | Residential | 26-SFM-ResidentialSingleFamily-SP_COOL | 0 |  |  |  |  | 65 | 61.8333 | 0 | 0 | 0 | 3.1667 | 162.471 |  | kWh | 0.23875 | -0.071356 | Residential |  | Winter Only | [5 empty] | 10 | 0.78 |  |  |  | 1 | 3 | 0 | 0 | 0 | 0 | 0 | 0 | 0 | 0 | 0 | 0 | 2009 Qtr 1: 0; 2009 Qtr 2: 0; 2009 Qtr 3: 0; 2009 Qtr 4: 3; 2010 Qtr 1: 0; 2010 Qtr 2: 0; 2010 Qtr 3: 0; 2010 Qtr 4: 0; 2011 Qtr 1: 0; 2011 Qtr 2: 0; 2011 Qtr 3: 0; 2011 Qtr 4: 0 | 3
0 | 267040-Residential Condensor Coil Cleaning Resid SF CZ10 VintAll |  | System | Residential | 26-SFM-ResidentialSingleFamily-SP_COOL | 0 |  |  |  |  | 50 | 50 | 0 | 0 | 0 | 0 | 270 |  | kWh | 0.3564 | 0 | Residential | [7 empty] | 3 | 0.78 |  |  |  | 1 | 1 | 0 | 0 | 0 | 0 | 0 | 0 | 0 | 0 | 0 | 0 | 2009 Qtr 1: 0; 2009 Qtr 2: 0; 2009 Qtr 3: 0; 2009 Qtr 4: 1; 2010 Qtr 1: 0; 2010 Qtr 2: 0; 2010 Qtr 3: 0; 2010 Qtr 4: 0; 2011 Qtr 1: 0; 2011 Qtr 2: 0; 2011 Qtr 3: 0; 2011 Qtr 4: 0 | 1
0 | 267004-High Refrigerant Charge Adjustment (>= ±20% rated charge) Resid SF CZ10 Vint01 |  | System | Residential | 26-SFM-ResidentialSingleFamily-SP_COOL | 0 |  |  |  |  | 65 | 61.8333 | 0 | 0 | 0 | 3.1667 | 110.437 |  | kWh | 0.1629 | -0.018297 | Residential |  | Winter Only | [5 empty] | 10 | 0.78 |  |  |  | 1 | 3 | 0 | 0 | 0 | 0 | 0 | 0 | 0 | 0 | 0 | 0 | 2009 Qtr 1: 0; 2009 Qtr 2: 0; 2009 Qtr 3: 0; 2009 Qtr 4: 3; 2010 Qtr 1: 0; 2010 Qtr 2: 0; 2010 Qtr 3: 0; 2010 Qtr 4: 0; 2011 Qtr 1: 0; 2011 Qtr 2: 0; 2011 Qtr 3: 0; 2011 Qtr 4: 0 | 3
0 | 267040-Residential Condensor Coil Cleaning Resid SF CZ10 VintAll |  | System | Residential | 26-SFM-ResidentialSingleFamily-SP_COOL | 0 |  |  |  |  | 50 | 50 | 0 | 0 | 0 | 0 | 270 |  | kWh | 0.3564 | 0 | Residential | [7 empty] | 3 | 0.78 |  |  |  | 1 | 1 | 0 | 0 | 0 | 0 | 0 | 0 | 0 | 0 | 0 | 0 | 2009 Qtr 1: 0; 2009 Qtr 2: 0; 2009 Qtr 3: 0; 2009 Qtr 4: 1; 2010 Qtr 1: 0; 2010 Qtr 2: 0; 2010 Qtr 3: 0; 2010 Qtr 4: 0; 2011 Qtr 1: 0; 2011 Qtr 2: 0; 2011 Qtr 3: 0; 2011 Qtr 4: 0 | 1
0 | 267002-High Refrigerant Charge Adjustment (>= ±20% rated charge) Resid SF CZ10 Vint04 |  | System | Residential | 26-SFM-ResidentialSingleFamily-SP_COOL | 0 |  |  |  |  | 65 | 53 | 0 | 0 | 0 | 12 | 205.771 |  | kWh | 0.22808 | -0.078078 | Residential |  | Winter Only | [5 empty] | 10 | 0.78 |  |  |  | 1 | 4 | 0 | 0 | 0 | 0 | 0 | 0 | 0 | 0 | 0 | 0 | 2009 Qtr 1: 0; 2009 Qtr 2: 0; 2009 Qtr 3: 0; 2009 Qtr 4: 4; 2010 Qtr 1: 0; 2010 Qtr 2: 0; 2010 Qtr 3: 0; 2010 Qtr 4: 0; 2011 Qtr 1: 0; 2011 Qtr 2: 0; 2011 Qtr 3: 0; 2011 Qtr 4: 0 | 4
0 | 267040-Residential Condensor Coil Cleaning Resid SF CZ10 VintAll |  | System | Residential | 26-SFM-ResidentialSingleFamily-SP_COOL | 0 |  |  |  |  | 50 | 50 | 0 | 0 | 0 | 0 | 270 |  | kWh | 0.3564 | 0 | Residential | [7 empty] | 3 | 0.78 |  |  |  | 1 | 1 | 0 | 0 | 0 | 0 | 0 | 0 | 0 | 0 | 0 | 0 | 2009 Qtr 1: 0; 2009 Qtr 2: 0; 2009 Qtr 3: 0; 2009 Qtr 4: 1; 2010 Qtr 1: 0; 2010 Qtr 2: 0; 2010 Qtr 3: 0; 2010 Qtr 4: 0; 2011 Qtr 1: 0; 2011 Qtr 2: 0; 2011 Qtr 3: 0; 2011 Qtr 4: 0 | 1
0 | 267003-High Refrigerant Charge Adjustment (>= ±20% rated charge) Resid SF CZ10 Vint05 |  | System | Residential | 26-SFM-ResidentialSingleFamily-SP_COOL | 0 |  |  |  |  | 65 | 61.8333 | 0 | 0 | 0 | 3.1667 | 162.471 |  | kWh | 0.23875 | -0.071356 | Residential |  | Winter Only | [5 empty] | 10 | 0.78 |  |  |  | 1 | 3 | 0 | 0 | 0 | 0 | 0 | 0 | 0 | 0 | 0 | 0 | 2009 Qtr 1: 0; 2009 Qtr 2: 0; 2009 Qtr 3: 0; 2009 Qtr 4: 3; 2010 Qtr 1: 0; 2010 Qtr 2: 0; 2010 Qtr 3: 0; 2010 Qtr 4: 0; 2011 Qtr 1: 0; 2011 Qtr 2: 0; 2011 Qtr 3: 0; 2011 Qtr 4: 0 | 3
0 | 267040-Residential Condensor Coil Cleaning Resid SF CZ10 VintAll |  | System | Residential | 26-SFM-ResidentialSingleFamily-SP_COOL | 0 |  |  |  |  | 50 | 50 | 0 | 0 | 0 | 0 | 270 |  | kWh | 0.3564 | 0 | Residential | [7 empty] | 3 | 0.78 |  |  |  | 1 | 1 | 0 | 0 | 0 | 0 | 0 | 0 | 0 | 0 | 0 | 0 | 2009 Qtr 1: 0; 2009 Qtr 2: 0; 2009 Qtr 3: 0; 2009 Qtr 4: 1; 2010 Qtr 1: 0; 2010 Qtr 2: 0; 2010 Qtr 3: 0; 2010 Qtr 4: 0; 2011 Qtr 1: 0; 2011 Qtr 2: 0; 2011 Qtr 3: 0; 2011 Qtr 4: 0 | 1
0 | 267040-Residential Condensor Coil Cleaning Resid SF CZ10 VintAll |  | System | Residential | 26-SFM-ResidentialSingleFamily-SP_COOL | 0 |  |  |  |  | 50 | 50 | 0 | 0 | 0 | 0 | 270 |  | kWh | 0.3564 | 0 | Residential | [7 empty] | 3 | 0.78 |  |  |  | 1 | 1 | 0 | 0 | 0 | 0 | 0 | 0 | 0 | 0 | 0 | 0 | 2009 Qtr 1: 0; 2009 Qtr 2: 0; 2009 Qtr 3: 0; 2009 Qtr 4: 1; 2010 Qtr 1: 0; 2010 Qtr 2: 0; 2010 Qtr 3: 0; 2010 Qtr 4: 0; 2011 Qtr 1: 0; 2011 Qtr 2: 0; 2011 Qtr 3: 0; 2011 Qtr 4: 0 | 1
0 | 267003-High Refrigerant Charge Adjustment (>= ±20% rated charge) Resid SF CZ10 Vint05 |  | System | Residential | 26-SFM-ResidentialSingleFamily-SP_COOL | 0 |  |  |  |  | 65 | 61.8333 | 0 | 0 | 0 | 3.1667 | 162.471 |  | kWh | 0.23875 | -0.071356 | Residential |  | Winter Only | [5 empty] | 10 | 0.78 |  |  |  | 1 | 3 | 0 | 0 | 0 | 0 | 0 | 0 | 0 | 0 | 0 | 0 | 2009 Qtr 1: 0; 2009 Qtr 2: 0; 2009 Qtr 3: 0; 2009 Qtr 4: 3; 2010 Qtr 1: 0; 2010 Qtr 2: 0; 2010 Qtr 3: 0; 2010 Qtr 4: 0; 2011 Qtr 1: 0; 2011 Qtr 2: 0; 2011 Qtr 3: 0; 2011 Qtr 4: 0 | 3
0 | 267040-Residential Condensor Coil Cleaning Resid SF CZ10 VintAll |  | System | Residential | 26-SFM-ResidentialSingleFamily-SP_COOL | 0 |  |  |  |  | 50 | 50 | 0 | 0 | 0 | 0 | 270 |  | kWh | 0.3564 | 0 | Residential | [7 empty] | 3 | 0.78 |  |  |  | 1 | 1 | 0 | 0 | 0 | 0 | 0 | 0 | 0 | 0 | 0 | 0 | 2009 Qtr 1: 0; 2009 Qtr 2: 0; 2009 Qtr 3: 0; 2009 Qtr 4: 1; 2010 Qtr 1: 0; 2010 Qtr 2: 0; 2010 Qtr 3: 0; 2010 Qtr 4: 0; 2011 Qtr 1: 0; 2011 Qtr 2: 0; 2011 Qtr 3: 0; 2011 Qtr 4: 0 | 1
0 | 267001-High Refrigerant Charge Adjustment (>= ±20% rated charge) Resid SFCZ10 Vint03 |  | System | Residential | 26-SFM-ResidentialSingleFamily-SP_COOL | 0 |  |  |  |  | 65 | 53 | 0 | 0 | 0 | 12 | 248.449 |  | kWh | 0.18306 | -0.066637 | Residential |  | Winter Only | [5 empty] | 10 | 0.78 |  |  |  | 1 | 5 | 0 | 0 | 0 | 0 | 0 | 0 | 0 | 0 | 0 | 0 | 2009 Qtr 1: 0; 2009 Qtr 2: 0; 2009 Qtr 3: 0; 2009 Qtr 4: 5; 2010 Qtr 1: 0; 2010 Qtr 2: 0; 2010 Qtr 3: 0; 2010 Qtr 4: 0; 2011 Qtr 1: 0; 2011 Qtr 2: 0; 2011 Qtr 3: 0; 2011 Qtr 4: 0 | 5
0 | 267040-Residential Condensor Coil Cleaning Resid SF CZ10 VintAll |  | System | Residential | 26-SFM-ResidentialSingleFamily-SP_COOL | 0 |  |  |  |  | 50 | 50 | 0 | 0 | 0 | 0 | 270 |  | kWh | 0.3564 | 0 | Residential | [7 empty] | 3 | 0.78 |  |  |  | 1 | 1 | 0 | 0 | 0 | 0 | 0 | 0 | 0 | 0 | 0 | 0 | 2009 Qtr 1: 0; 2009 Qtr 2: 0; 2009 Qtr 3: 0; 2009 Qtr 4: 1; 2010 Qtr 1: 0; 2010 Qtr 2: 0; 2010 Qtr 3: 0; 2010 Qtr 4: 0; 2011 Qtr 1: 0; 2011 Qtr 2: 0; 2011 Qtr 3: 0; 2011 Qtr 4: 0 | 1
0 | 267001-High Refrigerant Charge Adjustment (>= ±20% rated charge) Resid SFCZ10 Vint03 |  | System | Residential | 26-SFM-ResidentialSingleFamily-SP_COOL | 0 |  |  |  |  | 65 | 53 | 0 | 0 | 0 | 12 | 248.449 |  | kWh | 0.18306 | -0.066637 | Residential |  | Winter Only | [5 empty] | 10 | 0.78 |  |  |  | 1 | 4 | 0 | 0 | 0 | 0 | 0 | 0 | 0 | 0 | 0 | 0 | 2009 Qtr 1: 0; 2009 Qtr 2: 0; 2009 Qtr 3: 0; 2009 Qtr 4: 4; 2010 Qtr 1: 0; 2010 Qtr 2: 0; 2010 Qtr 3: 0; 2010 Qtr 4: 0; 2011 Qtr 1: 0; 2011 Qtr 2: 0; 2011 Qtr 3: 0; 2011 Qtr 4: 0 | 4
0 | 267040-Residential Condensor Coil Cleaning Resid SF CZ10 VintAll |  | System | Residential | 26-SFM-ResidentialSingleFamily-SP_COOL | 0 |  |  |  |  | 50 | 50 | 0 | 0 | 0 | 0 | 270 |  | kWh | 0.3564 | 0 | Residential | [7 empty] | 3 | 0.78 |  |  |  | 1 | 1 | 0 | 0 | 0 | 0 | 0 | 0 | 0 | 0 | 0 | 0 | 2009 Qtr 1: 0; 2009 Qtr 2: 0; 2009 Qtr 3: 0; 2009 Qtr 4: 1; 2010 Qtr 1: 0; 2010 Qtr 2: 0; 2010 Qtr 3: 0; 2010 Qtr 4: 0; 2011 Qtr 1: 0; 2011 Qtr 2: 0; 2011 Qtr 3: 0; 2011 Qtr 4: 0 | 1
0 | 267002-High Refrigerant Charge Adjustment (>= ±20% rated charge) Resid SF CZ10 Vint04 |  | System | Residential | 26-SFM-ResidentialSingleFamily-SP_COOL | 0 |  |  |  |  | 65 | 61.8333 | 0 | 0 | 0 | 3.1667 | 205.771 |  | kWh | 0.22808 | -0.078078 | Residential |  | Winter Only | [5 empty] | 10 | 0.78 |  |  |  | 1 | 3 | 0 | 0 | 0 | 0 | 0 | 0 | 0 | 0 | 0 | 0 | 2009 Qtr 1: 0; 2009 Qtr 2: 0; 2009 Qtr 3: 0; 2009 Qtr 4: 3; 2010 Qtr 1: 0; 2010 Qtr 2: 0; 2010 Qtr 3: 0; 2010 Qtr 4: 0; 2011 Qtr 1: 0; 2011 Qtr 2: 0; 2011 Qtr 3: 0; 2011 Qtr 4: 0 | 3
0 | 267040-Residential Condensor Coil Cleaning Resid SF CZ10 VintAll |  | System | Residential | 26-SFM-ResidentialSingleFamily-SP_COOL | 0 |  |  |  |  | 50 | 50 | 0 | 0 | 0 | 0 | 270 |  | kWh | 0.3564 | 0 | Residential | [7 empty] | 3 | 0.78 |  |  |  | 1 | 1 | 0 | 0 | 0 | 0 | 0 | 0 | 0 | 0 | 0 | 0 | 2009 Qtr 1: 0; 2009 Qtr 2: 0; 2009 Qtr 3: 0; 2009 Qtr 4: 1; 2010 Qtr 1: 0; 2010 Qtr 2: 0; 2010 Qtr 3: 0; 2010 Qtr 4: 0; 2011 Qtr 1: 0; 2011 Qtr 2: 0; 2011 Qtr 3: 0; 2011 Qtr 4: 0 | 1
0 | 267003-High Refrigerant Charge Adjustment (>= ±20% rated charge) Resid SF CZ10 Vint05 |  | System | Residential | 26-SFM-ResidentialSingleFamily-SP_COOL | 0 |  |  |  |  | 65 | 53 | 0 | 0 | 0 | 12 | 162.471 |  | kWh | 0.23875 | -0.071356 | Residential |  | Winter Only | [5 empty] | 10 | 0.78 |  |  |  | 1 | 3 | 0 | 0 | 0 | 0 | 0 | 0 | 0 | 0 | 0 | 0 | 2009 Qtr 1: 0; 2009 Qtr 2: 0; 2009 Qtr 3: 0; 2009 Qtr 4: 3; 2010 Qtr 1: 0; 2010 Qtr 2: 0; 2010 Qtr 3: 0; 2010 Qtr 4: 0; 2011 Qtr 1: 0; 2011 Qtr 2: 0; 2011 Qtr 3: 0; 2011 Qtr 4: 0 | 3
0 | 267040-Residential Condensor Coil Cleaning Resid SF CZ10 VintAll |  | System | Residential | 26-SFM-ResidentialSingleFamily-SP_COOL | 0 |  |  |  |  | 50 | 50 | 0 | 0 | 0 | 0 | 270 |  | kWh | 0.3564 | 0 | Residential | [7 empty] | 3 | 0.78 |  |  |  | 1 | 1 | 0 | 0 | 0 | 0 | 0 | 0 | 0 | 0 | 0 | 0 | 2009 Qtr 1: 0; 2009 Qtr 2: 0; 2009 Qtr 3: 0; 2009 Qtr 4: 1; 2010 Qtr 1: 0; 2010 Qtr 2: 0; 2010 Qtr 3: 0; 2010 Qtr 4: 0; 2011 Qtr 1: 0; 2011 Qtr 2: 0; 2011 Qtr 3: 0; 2011 Qtr 4: 0 | 1
0 | 267003-High Refrigerant Charge Adjustment (>= ±20% rated charge) Resid SF CZ10 Vint05 |  | System | Residential | 26-SFM-ResidentialSingleFamily-SP_COOL | 0 |  |  |  |  | 65 | 53 | 0 | 0 | 0 | 12 | 162.471 |  | kWh | 0.23875 | -0.071356 | Residential |  | Winter Only | [5 empty] | 10 | 0.78 |  |  |  | 1 | 3 | 0 | 0 | 0 | 0 | 0 | 0 | 0 | 0 | 0 | 0 | 2009 Qtr 1: 0; 2009 Qtr 2: 0; 2009 Qtr 3: 0; 2009 Qtr 4: 3; 2010 Qtr 1: 0; 2010 Qtr 2: 0; 2010 Qtr 3: 0; 2010 Qtr 4: 0; 2011 Qtr 1: 0; 2011 Qtr 2: 0; 2011 Qtr 3: 0; 2011 Qtr 4: 0 | 3
0 | 267040-Residential Condensor Coil Cleaning Resid SF CZ10 VintAll |  | System | Residential | 26-SFM-ResidentialSingleFamily-SP_COOL | 0 |  |  |  |  | 50 | 50 | 0 | 0 | 0 | 0 | 270 |  | kWh | 0.3564 | 0 | Residential | [7 empty] | 3 | 0.78 |  |  |  | 1 | 1 | 0 | 0 | 0 | 0 | 0 | 0 | 0 | 0 | 0 | 0 | 2009 Qtr 1: 0; 2009 Qtr 2: 0; 2009 Qtr 3: 0; 2009 Qtr 4: 1; 2010 Qtr 1: 0; 2010 Qtr 2: 0; 2010 Qtr 3: 0; 2010 Qtr 4: 0; 2011 Qtr 1: 0; 2011 Qtr 2: 0; 2011 Qtr 3: 0; 2011 Qtr 4: 0 | 1
0 | 267001-High Refrigerant Charge Adjustment (>= ±20% rated charge) Resid SFCZ10 Vint03 |  | System | Residential | 26-SFM-ResidentialSingleFamily-SP_COOL | 0 |  |  |  |  | 65 | 53 | 0 | 0 | 0 | 12 | 248.449 |  | kWh | 0.18306 | -0.066637 | Residential |  | Winter Only | [5 empty] | 10 | 0.78 |  |  |  | 1 | 2 | 0 | 0 | 0 | 0 | 0 | 0 | 0 | 0 | 0 | 0 | 2009 Qtr 1: 0; 2009 Qtr 2: 0; 2009 Qtr 3: 0; 2009 Qtr 4: 2; 2010 Qtr 1: 0; 2010 Qtr 2: 0; 2010 Qtr 3: 0; 2010 Qtr 4: 0; 2011 Qtr 1: 0; 2011 Qtr 2: 0; 2011 Qtr 3: 0; 2011 Qtr 4: 0 | 2
0 | 267040-Residential Condensor Coil Cleaning Resid SF CZ10 VintAll |  | System | Residential | 26-SFM-ResidentialSingleFamily-SP_COOL | 0 |  |  |  |  | 50 | 50 | 0 | 0 | 0 | 0 | 270 |  | kWh | 0.3564 | 0 | Residential | [7 empty] | 3 | 0.78 |  |  |  | 1 | 1 | 0 | 0 | 0 | 0 | 0 | 0 | 0 | 0 | 0 | 0 | 2009 Qtr 1: 0; 2009 Qtr 2: 0; 2009 Qtr 3: 0; 2009 Qtr 4: 1; 2010 Qtr 1: 0; 2010 Qtr 2: 0; 2010 Qtr 3: 0; 2010 Qtr 4: 0; 2011 Qtr 1: 0; 2011 Qtr 2: 0; 2011 Qtr 3: 0; 2011 Qtr 4: 0 | 1
0 | 267001-High Refrigerant Charge Adjustment (>= ±20% rated charge) Resid SFCZ10 Vint03 |  | System | Residential | 26-SFM-ResidentialSingleFamily-SP_COOL | 0 |  |  |  |  | 65 | 53 | 0 | 0 | 0 | 12 | 248.449 |  | kWh | 0.18306 | -0.066637 | Residential |  | Winter Only | [5 empty] | 10 | 0.78 |  |  |  | 1 | 5 | 0 | 0 | 0 | 0 | 0 | 0 | 0 | 0 | 0 | 0 | 2009 Qtr 1: 0; 2009 Qtr 2: 0; 2009 Qtr 3: 0; 2009 Qtr 4: 5; 2010 Qtr 1: 0; 2010 Qtr 2: 0; 2010 Qtr 3: 0; 2010 Qtr 4: 0; 2011 Qtr 1: 0; 2011 Qtr 2: 0; 2011 Qtr 3: 0; 2011 Qtr 4: 0 | 5
0 | 267040-Residential Condensor Coil Cleaning Resid SF CZ10 VintAll |  | System | Residential | 26-SFM-ResidentialSingleFamily-SP_COOL | 0 |  |  |  |  | 50 | 50 | 0 | 0 | 0 | 0 | 270 |  | kWh | 0.3564 | 0 | Residential | [7 empty] | 3 | 0.78 |  |  |  | 1 | 1 | 0 | 0 | 0 | 0 | 0 | 0 | 0 | 0 | 0 | 0 | 2009 Qtr 1: 0; 2009 Qtr 2: 0; 2009 Qtr 3: 0; 2009 Qtr 4: 1; 2010 Qtr 1: 0; 2010 Qtr 2: 0; 2010 Qtr 3: 0; 2010 Qtr 4: 0; 2011 Qtr 1: 0; 2011 Qtr 2: 0; 2011 Qtr 3: 0; 2011 Qtr 4: 0 | 1
0 | 267002-High Refrigerant Charge Adjustment (>= ±20% rated charge) Resid SF CZ10 Vint04 |  | System | Residential | 26-SFM-ResidentialSingleFamily-SP_COOL | 0 |  |  |  |  | 65 | 66.25 | 0 | 0 | 0 | -1.25 | 205.771 |  | kWh | 0.22808 | -0.078078 | Residential |  | Winter Only | [5 empty] | 10 | 0.78 |  |  |  | 1 | 2 | 0 | 0 | 0 | 0 | 0 | 0 | 0 | 0 | 0 | 0 | 2009 Qtr 1: 0; 2009 Qtr 2: 0; 2009 Qtr 3: 0; 2009 Qtr 4: 2; 2010 Qtr 1: 0; 2010 Qtr 2: 0; 2010 Qtr 3: 0; 2010 Qtr 4: 0; 2011 Qtr 1: 0; 2011 Qtr 2: 0; 2011 Qtr 3: 0; 2011 Qtr 4: 0 | 2
0 | 267040-Residential Condensor Coil Cleaning Resid SF CZ10 VintAll |  | System | Residential | 26-SFM-ResidentialSingleFamily-SP_COOL | 0 |  |  |  |  | 50 | 50 | 0 | 0 | 0 | 0 | 270 |  | kWh | 0.3564 | 0 | Residential | [7 empty] | 3 | 0.78 |  |  |  | 1 | 1 | 0 | 0 | 0 | 0 | 0 | 0 | 0 | 0 | 0 | 0 | 2009 Qtr 1: 0; 2009 Qtr 2: 0; 2009 Qtr 3: 0; 2009 Qtr 4: 1; 2010 Qtr 1: 0; 2010 Qtr 2: 0; 2010 Qtr 3: 0; 2010 Qtr 4: 0; 2011 Qtr 1: 0; 2011 Qtr 2: 0; 2011 Qtr 3: 0; 2011 Qtr 4: 0 | 1
0 | 267002-High Refrigerant Charge Adjustment (>= ±20% rated charge) Resid SF CZ10 Vint04 |  | System | Residential | 26-SFM-ResidentialSingleFamily-SP_COOL | 0 |  |  |  |  | 65 | 53 | 0 | 0 | 0 | 12 | 205.771 |  | kWh | 0.22808 | -0.078078 | Residential |  | Winter Only | [5 empty] | 10 | 0.78 |  |  |  | 1 | 3 | 0 | 0 | 0 | 0 | 0 | 0 | 0 | 0 | 0 | 0 | 2009 Qtr 1: 0; 2009 Qtr 2: 0; 2009 Qtr 3: 0; 2009 Qtr 4: 3; 2010 Qtr 1: 0; 2010 Qtr 2: 0; 2010 Qtr 3: 0; 2010 Qtr 4: 0; 2011 Qtr 1: 0; 2011 Qtr 2: 0; 2011 Qtr 3: 0; 2011 Qtr 4: 0 | 3
0 | 267040-Residential Condensor Coil Cleaning Resid SF CZ10 VintAll |  | System | Residential | 26-SFM-ResidentialSingleFamily-SP_COOL | 0 |  |  |  |  | 50 | 50 | 0 | 0 | 0 | 0 | 270 |  | kWh | 0.3564 | 0 | Residential | [7 empty] | 3 | 0.78 |  |  |  | 1 | 1 | 0 | 0 | 0 | 0 | 0 | 0 | 0 | 0 | 0 | 0 | 2009 Qtr 1: 0; 2009 Qtr 2: 0; 2009 Qtr 3: 0; 2009 Qtr 4: 1; 2010 Qtr 1: 0; 2010 Qtr 2: 0; 2010 Qtr 3: 0; 2010 Qtr 4: 0; 2011 Qtr 1: 0; 2011 Qtr 2: 0; 2011 Qtr 3: 0; 2011 Qtr 4: 0 | 1
0 | 267001-High Refrigerant Charge Adjustment (>= ±20% rated charge) Resid SFCZ10 Vint03 |  | System | Residential | 26-SFM-ResidentialSingleFamily-SP_COOL | 0 |  |  |  |  | 65 | 53 | 0 | 0 | 0 | 12 | 248.449 |  | kWh | 0.18306 | -0.066637 | Residential |  | Winter Only | [5 empty] | 10 | 0.78 |  |  |  | 1 | 3 | 0 | 0 | 0 | 0 | 0 | 0 | 0 | 0 | 0 | 0 | 2009 Qtr 1: 0; 2009 Qtr 2: 0; 2009 Qtr 3: 0; 2009 Qtr 4: 3; 2010 Qtr 1: 0; 2010 Qtr 2: 0; 2010 Qtr 3: 0; 2010 Qtr 4: 0; 2011 Qtr 1: 0; 2011 Qtr 2: 0; 2011 Qtr 3: 0; 2011 Qtr 4: 0 | 3
0 | 267040-Residential Condensor Coil Cleaning Resid SF CZ10 VintAll |  | System | Residential | 26-SFM-ResidentialSingleFamily-SP_COOL | 0 |  |  |  |  | 50 | 50 | 0 | 0 | 0 | 0 | 270 |  | kWh | 0.3564 | 0 | Residential | [7 empty] | 3 | 0.78 |  |  |  | 1 | 1 | 0 | 0 | 0 | 0 | 0 | 0 | 0 | 0 | 0 | 0 | 2009 Qtr 1: 0; 2009 Qtr 2: 0; 2009 Qtr 3: 0; 2009 Qtr 4: 1; 2010 Qtr 1: 0; 2010 Qtr 2: 0; 2010 Qtr 3: 0; 2010 Qtr 4: 0; 2011 Qtr 1: 0; 2011 Qtr 2: 0; 2011 Qtr 3: 0; 2011 Qtr 4: 0 | 1
0 | 267003-High Refrigerant Charge Adjustment (>= ±20% rated charge) Resid SF CZ10 Vint05 |  | System | Residential | 26-SFM-ResidentialSingleFamily-SP_COOL | 0 |  |  |  |  | 65 | 53 | 0 | 0 | 0 | 12 | 162.471 |  | kWh | 0.23875 | -0.071356 | Residential |  | Winter Only | [5 empty] | 10 | 0.78 |  |  |  | 1 | 3 | 0 | 0 | 0 | 0 | 0 | 0 | 0 | 0 | 0 | 0 | 2009 Qtr 1: 0; 2009 Qtr 2: 0; 2009 Qtr 3: 0; 2009 Qtr 4: 3; 2010 Qtr 1: 0; 2010 Qtr 2: 0; 2010 Qtr 3: 0; 2010 Qtr 4: 0; 2011 Qtr 1: 0; 2011 Qtr 2: 0; 2011 Qtr 3: 0; 2011 Qtr 4: 0 | 3
0 | 267040-Residential Condensor Coil Cleaning Resid SF CZ10 VintAll |  | System | Residential | 26-SFM-ResidentialSingleFamily-SP_COOL | 0 |  |  |  |  | 50 | 50 | 0 | 0 | 0 | 0 | 270 |  | kWh | 0.3564 | 0 | Residential | [7 empty] | 3 | 0.78 |  |  |  | 1 | 1 | 0 | 0 | 0 | 0 | 0 | 0 | 0 | 0 | 0 | 0 | 2009 Qtr 1: 0; 2009 Qtr 2: 0; 2009 Qtr 3: 0; 2009 Qtr 4: 1; 2010 Qtr 1: 0; 2010 Qtr 2: 0; 2010 Qtr 3: 0; 2010 Qtr 4: 0; 2011 Qtr 1: 0; 2011 Qtr 2: 0; 2011 Qtr 3: 0; 2011 Qtr 4: 0 | 1
0 | 267002-High Refrigerant Charge Adjustment (>= ±20% rated charge) Resid SF CZ10 Vint04 |  | System | Residential | 26-SFM-ResidentialSingleFamily-SP_COOL | 0 |  |  |  |  | 65 | 53 | 0 | 0 | 0 | 12 | 205.771 |  | kWh | 0.22808 | -0.078078 | Residential |  | Winter Only | [5 empty] | 10 | 0.78 |  |  |  | 1 | 2 | 0 | 0 | 0 | 0 | 0 | 0 | 0 | 0 | 0 | 0 | 2009 Qtr 1: 0; 2009 Qtr 2: 0; 2009 Qtr 3: 0; 2009 Qtr 4: 2; 2010 Qtr 1: 0; 2010 Qtr 2: 0; 2010 Qtr 3: 0; 2010 Qtr 4: 0; 2011 Qtr 1: 0; 2011 Qtr 2: 0; 2011 Qtr 3: 0; 2011 Qtr 4: 0 | 2
0 | 267040-Residential Condensor Coil Cleaning Resid SF CZ10 VintAll |  | System | Residential | 26-SFM-ResidentialSingleFamily-SP_COOL | 0 |  |  |  |  | 50 | 50 | 0 | 0 | 0 | 0 | 270 |  | kWh | 0.3564 | 0 | Residential | [7 empty] | 3 | 0.78 |  |  |  | 1 | 1 | 0 | 0 | 0 | 0 | 0 | 0 | 0 | 0 | 0 | 0 | 2009 Qtr 1: 0; 2009 Qtr 2: 0; 2009 Qtr 3: 0; 2009 Qtr 4: 1; 2010 Qtr 1: 0; 2010 Qtr 2: 0; 2010 Qtr 3: 0; 2010 Qtr 4: 0; 2011 Qtr 1: 0; 2011 Qtr 2: 0; 2011 Qtr 3: 0; 2011 Qtr 4: 0 | 1
0 | 267001-High Refrigerant Charge Adjustment (>= ±20% rated charge) Resid SFCZ10 Vint03 |  | System | Residential | 26-SFM-ResidentialSingleFamily-SP_COOL | 0 |  |  |  |  | 65 | 53 | 0 | 0 | 0 | 12 | 248.449 |  | kWh | 0.18306 | -0.066637 | Residential |  | Winter Only | [5 empty] | 10 | 0.78 |  |  |  | 1 | 4 | 0 | 0 | 0 | 0 | 0 | 0 | 0 | 0 | 0 | 0 | 2009 Qtr 1: 0; 2009 Qtr 2: 0; 2009 Qtr 3: 0; 2009 Qtr 4: 4; 2010 Qtr 1: 0; 2010 Qtr 2: 0; 2010 Qtr 3: 0; 2010 Qtr 4: 0; 2011 Qtr 1: 0; 2011 Qtr 2: 0; 2011 Qtr 3: 0; 2011 Qtr 4: 0 | 4
0 | 267040-Residential Condensor Coil Cleaning Resid SF CZ10 VintAll |  | System | Residential | 26-SFM-ResidentialSingleFamily-SP_COOL | 0 |  |  |  |  | 50 | 50 | 0 | 0 | 0 | 0 | 270 |  | kWh | 0.3564 | 0 | Residential | [7 empty] | 3 | 0.78 |  |  |  | 1 | 1 | 0 | 0 | 0 | 0 | 0 | 0 | 0 | 0 | 0 | 0 | 2009 Qtr 1: 0; 2009 Qtr 2: 0; 2009 Qtr 3: 0; 2009 Qtr 4: 1; 2010 Qtr 1: 0; 2010 Qtr 2: 0; 2010 Qtr 3: 0; 2010 Qtr 4: 0; 2011 Qtr 1: 0; 2011 Qtr 2: 0; 2011 Qtr 3: 0; 2011 Qtr 4: 0 | 1
0 | 267001-High Refrigerant Charge Adjustment (>= ±20% rated charge) Resid SFCZ10 Vint03 |  | System | Residential | 26-SFM-ResidentialSingleFamily-SP_COOL | 0 |  |  |  |  | 65 | 61.8333 | 0 | 0 | 0 | 3.1667 | 248.449 |  | kWh | 0.18306 | -0.066637 | Residential |  | Winter Only | [5 empty] | 10 | 0.78 |  |  |  | 1 | 3 | 0 | 0 | 0 | 0 | 0 | 0 | 0 | 0 | 0 | 0 | 2009 Qtr 1: 0; 2009 Qtr 2: 0; 2009 Qtr 3: 0; 2009 Qtr 4: 3; 2010 Qtr 1: 0; 2010 Qtr 2: 0; 2010 Qtr 3: 0; 2010 Qtr 4: 0; 2011 Qtr 1: 0; 2011 Qtr 2: 0; 2011 Qtr 3: 0; 2011 Qtr 4: 0 | 3
0 | 267040-Residential Condensor Coil Cleaning Resid SF CZ10 VintAll |  | System | Residential | 26-SFM-ResidentialSingleFamily-SP_COOL | 0 |  |  |  |  | 50 | 50 | 0 | 0 | 0 | 0 | 270 |  | kWh | 0.3564 | 0 | Residential | [7 empty] | 3 | 0.78 |  |  |  | 1 | 1 | 0 | 0 | 0 | 0 | 0 | 0 | 0 | 0 | 0 | 0 | 2009 Qtr 1: 0; 2009 Qtr 2: 0; 2009 Qtr 3: 0; 2009 Qtr 4: 1; 2010 Qtr 1: 0; 2010 Qtr 2: 0; 2010 Qtr 3: 0; 2010 Qtr 4: 0; 2011 Qtr 1: 0; 2011 Qtr 2: 0; 2011 Qtr 3: 0; 2011 Qtr 4: 0 | 1
0 | 267003-High Refrigerant Charge Adjustment (>= ±20% rated charge) Resid SF CZ10 Vint05 |  | System | Residential | 26-SFM-ResidentialSingleFamily-SP_COOL | 0 |  |  |  |  | 65 | 53 | 0 | 0 | 0 | 12 | 162.471 |  | kWh | 0.23875 | -0.071356 | Residential |  | Winter Only | [5 empty] | 10 | 0.78 |  |  |  | 1 | 5 | 0 | 0 | 0 | 0 | 0 | 0 | 0 | 0 | 0 | 0 | 2009 Qtr 1: 0; 2009 Qtr 2: 0; 2009 Qtr 3: 0; 2009 Qtr 4: 5; 2010 Qtr 1: 0; 2010 Qtr 2: 0; 2010 Qtr 3: 0; 2010 Qtr 4: 0; 2011 Qtr 1: 0; 2011 Qtr 2: 0; 2011 Qtr 3: 0; 2011 Qtr 4: 0 | 5
0 | 267040-Residential Condensor Coil Cleaning Resid SF CZ10 VintAll |  | System | Residential | 26-SFM-ResidentialSingleFamily-SP_COOL | 0 |  |  |  |  | 50 | 50 | 0 | 0 | 0 | 0 | 270 |  | kWh | 0.3564 | 0 | Residential | [7 empty] | 3 | 0.78 |  |  |  | 1 | 1 | 0 | 0 | 0 | 0 | 0 | 0 | 0 | 0 | 0 | 0 | 2009 Qtr 1: 0; 2009 Qtr 2: 0; 2009 Qtr 3: 0; 2009 Qtr 4: 1; 2010 Qtr 1: 0; 2010 Qtr 2: 0; 2010 Qtr 3: 0; 2010 Qtr 4: 0; 2011 Qtr 1: 0; 2011 Qtr 2: 0; 2011 Qtr 3: 0; 2011 Qtr 4: 0 | 1
0 | 267002-High Refrigerant Charge Adjustment (>= ±20% rated charge) Resid SF CZ10 Vint04 |  | System | Residential | 26-SFM-ResidentialSingleFamily-SP_COOL | 0 |  |  |  |  | 65 | 53 | 0 | 0 | 0 | 12 | 205.771 |  | kWh | 0.22808 | -0.078078 | Residential |  | Winter Only | [5 empty] | 10 | 0.78 |  |  |  | 1 | 3 | 0 | 0 | 0 | 0 | 0 | 0 | 0 | 0 | 0 | 0 | 2009 Qtr 1: 0; 2009 Qtr 2: 0; 2009 Qtr 3: 0; 2009 Qtr 4: 3; 2010 Qtr 1: 0; 2010 Qtr 2: 0; 2010 Qtr 3: 0; 2010 Qtr 4: 0; 2011 Qtr 1: 0; 2011 Qtr 2: 0; 2011 Qtr 3: 0; 2011 Qtr 4: 0 | 3
0 | 267040-Residential Condensor Coil Cleaning Resid SF CZ10 VintAll |  | System | Residential | 26-SFM-ResidentialSingleFamily-SP_COOL | 0 |  |  |  |  | 50 | 50 | 0 | 0 | 0 | 0 | 270 |  | kWh | 0.3564 | 0 | Residential | [7 empty] | 3 | 0.78 |  |  |  | 1 | 1 | 0 | 0 | 0 | 0 | 0 | 0 | 0 | 0 | 0 | 0 | 2009 Qtr 1: 0; 2009 Qtr 2: 0; 2009 Qtr 3: 0; 2009 Qtr 4: 1; 2010 Qtr 1: 0; 2010 Qtr 2: 0; 2010 Qtr 3: 0; 2010 Qtr 4: 0; 2011 Qtr 1: 0; 2011 Qtr 2: 0; 2011 Qtr 3: 0; 2011 Qtr 4: 0 | 1
0 | 267002-High Refrigerant Charge Adjustment (>= ±20% rated charge) Resid SF CZ10 Vint04 |  | System | Residential | 26-SFM-ResidentialSingleFamily-SP_COOL | 0 |  |  |  |  | 65 | 53 | 0 | 0 | 0 | 12 | 205.771 |  | kWh | 0.22808 | -0.078078 | Residential |  | Winter Only | [5 empty] | 10 | 0.78 |  |  |  | 1 | 3 | 0 | 0 | 0 | 0 | 0 | 0 | 0 | 0 | 0 | 0 | 2009 Qtr 1: 0; 2009 Qtr 2: 0; 2009 Qtr 3: 0; 2009 Qtr 4: 3; 2010 Qtr 1: 0; 2010 Qtr 2: 0; 2010 Qtr 3: 0; 2010 Qtr 4: 0; 2011 Qtr 1: 0; 2011 Qtr 2: 0; 2011 Qtr 3: 0; 2011 Qtr 4: 0 | 3
0 | 267040-Residential Condensor Coil Cleaning Resid SF CZ10 VintAll |  | System | Residential | 26-SFM-ResidentialSingleFamily-SP_COOL | 0 |  |  |  |  | 50 | 50 | 0 | 0 | 0 | 0 | 270 |  | kWh | 0.3564 | 0 | Residential | [7 empty] | 3 | 0.78 |  |  |  | 1 | 1 | 0 | 0 | 0 | 0 | 0 | 0 | 0 | 0 | 0 | 0 | 2009 Qtr 1: 0; 2009 Qtr 2: 0; 2009 Qtr 3: 0; 2009 Qtr 4: 1; 2010 Qtr 1: 0; 2010 Qtr 2: 0; 2010 Qtr 3: 0; 2010 Qtr 4: 0; 2011 Qtr 1: 0; 2011 Qtr 2: 0; 2011 Qtr 3: 0; 2011 Qtr 4: 0 | 1
0 | 267001-High Refrigerant Charge Adjustment (>= ±20% rated charge) Resid SFCZ10 Vint03 |  | System | Residential | 26-SFM-ResidentialSingleFamily-SP_COOL | 0 |  |  |  |  | 65 | 53 | 0 | 0 | 0 | 12 | 248.449 |  | kWh | 0.18306 | -0.066637 | Residential |  | Winter Only | [5 empty] | 10 | 0.78 |  |  |  | 1 | 3 | 0 | 0 | 0 | 0 | 0 | 0 | 0 | 0 | 0 | 0 | 2009 Qtr 1: 0; 2009 Qtr 2: 0; 2009 Qtr 3: 0; 2009 Qtr 4: 3; 2010 Qtr 1: 0; 2010 Qtr 2: 0; 2010 Qtr 3: 0; 2010 Qtr 4: 0; 2011 Qtr 1: 0; 2011 Qtr 2: 0; 2011 Qtr 3: 0; 2011 Qtr 4: 0 | 3
0 | 267040-Residential Condensor Coil Cleaning Resid SF CZ10 VintAll |  | System | Residential | 26-SFM-ResidentialSingleFamily-SP_COOL | 0 |  |  |  |  | 50 | 50 | 0 | 0 | 0 | 0 | 270 |  | kWh | 0.3564 | 0 | Residential | [7 empty] | 3 | 0.78 |  |  |  | 1 | 1 | 0 | 0 | 0 | 0 | 0 | 0 | 0 | 0 | 0 | 0 | 2009 Qtr 1: 0; 2009 Qtr 2: 0; 2009 Qtr 3: 0; 2009 Qtr 4: 1; 2010 Qtr 1: 0; 2010 Qtr 2: 0; 2010 Qtr 3: 0; 2010 Qtr 4: 0; 2011 Qtr 1: 0; 2011 Qtr 2: 0; 2011 Qtr 3: 0; 2011 Qtr 4: 0 | 1
0 | 267001-High Refrigerant Charge Adjustment (>= ±20% rated charge) Resid SFCZ10 Vint03 |  | System | Residential | 26-SFM-ResidentialSingleFamily-SP_COOL | 0 |  |  |  |  | 65 | 53 | 0 | 0 | 0 | 12 | 248.449 |  | kWh | 0.18306 | -0.066637 | Residential |  | Winter Only | [5 empty] | 10 | 0.78 |  |  |  | 1 | 4 | 0 | 0 | 0 | 0 | 0 | 0 | 0 | 0 | 0 | 0 | 2009 Qtr 1: 0; 2009 Qtr 2: 0; 2009 Qtr 3: 0; 2009 Qtr 4: 4; 2010 Qtr 1: 0; 2010 Qtr 2: 0; 2010 Qtr 3: 0; 2010 Qtr 4: 0; 2011 Qtr 1: 0; 2011 Qtr 2: 0; 2011 Qtr 3: 0; 2011 Qtr 4: 0 | 4
0 | 267040-Residential Condensor Coil Cleaning Resid SF CZ10 VintAll |  | System | Residential | 26-SFM-ResidentialSingleFamily-SP_COOL | 0 |  |  |  |  | 50 | 50 | 0 | 0 | 0 | 0 | 270 |  | kWh | 0.3564 | 0 | Residential | [7 empty] | 3 | 0.78 |  |  |  | 1 | 1 | 0 | 0 | 0 | 0 | 0 | 0 | 0 | 0 | 0 | 0 | 2009 Qtr 1: 0; 2009 Qtr 2: 0; 2009 Qtr 3: 0; 2009 Qtr 4: 1; 2010 Qtr 1: 0; 2010 Qtr 2: 0; 2010 Qtr 3: 0; 2010 Qtr 4: 0; 2011 Qtr 1: 0; 2011 Qtr 2: 0; 2011 Qtr 3: 0; 2011 Qtr 4: 0 | 1
0 | 267001-High Refrigerant Charge Adjustment (>= ±20% rated charge) Resid SFCZ10 Vint03 |  | System | Residential | 26-SFM-ResidentialSingleFamily-SP_COOL | 0 |  |  |  |  | 65 | 53 | 0 | 0 | 0 | 12 | 248.449 |  | kWh | 0.18306 | -0.066637 | Residential |  | Winter Only | [5 empty] | 10 | 0.78 |  |  |  | 1 | 5 | 0 | 0 | 0 | 0 | 0 | 0 | 0 | 0 | 0 | 0 | 2009 Qtr 1: 0; 2009 Qtr 2: 0; 2009 Qtr 3: 0; 2009 Qtr 4: 5; 2010 Qtr 1: 0; 2010 Qtr 2: 0; 2010 Qtr 3: 0; 2010 Qtr 4: 0; 2011 Qtr 1: 0; 2011 Qtr 2: 0; 2011 Qtr 3: 0; 2011 Qtr 4: 0 | 5
0 | 267040-Residential Condensor Coil Cleaning Resid SF CZ10 VintAll |  | System | Residential | 26-SFM-ResidentialSingleFamily-SP_COOL | 0 |  |  |  |  | 50 | 50 | 0 | 0 | 0 | 0 | 270 |  | kWh | 0.3564 | 0 | Residential | [7 empty] | 3 | 0.78 |  |  |  | 1 | 1 | 0 | 0 | 0 | 0 | 0 | 0 | 0 | 0 | 0 | 0 | 2009 Qtr 1: 0; 2009 Qtr 2: 0; 2009 Qtr 3: 0; 2009 Qtr 4: 1; 2010 Qtr 1: 0; 2010 Qtr 2: 0; 2010 Qtr 3: 0; 2010 Qtr 4: 0; 2011 Qtr 1: 0; 2011 Qtr 2: 0; 2011 Qtr 3: 0; 2011 Qtr 4: 0 | 1
0 | 267001-High Refrigerant Charge Adjustment (>= ±20% rated charge) Resid SFCZ10 Vint03 |  | System | Residential | 26-SFM-ResidentialSingleFamily-SP_COOL | 0 |  |  |  |  | 65 | 53 | 0 | 0 | 0 | 12 | 248.449 |  | kWh | 0.18306 | -0.066637 | Residential |  | Winter Only | [5 empty] | 10 | 0.78 |  |  |  | 1 | 3 | 0 | 0 | 0 | 0 | 0 | 0 | 0 | 0 | 0 | 0 | 2009 Qtr 1: 0; 2009 Qtr 2: 0; 2009 Qtr 3: 0; 2009 Qtr 4: 3; 2010 Qtr 1: 0; 2010 Qtr 2: 0; 2010 Qtr 3: 0; 2010 Qtr 4: 0; 2011 Qtr 1: 0; 2011 Qtr 2: 0; 2011 Qtr 3: 0; 2011 Qtr 4: 0 | 3
0 | 267040-Residential Condensor Coil Cleaning Resid SF CZ10 VintAll |  | System | Residential | 26-SFM-ResidentialSingleFamily-SP_COOL | 0 |  |  |  |  | 50 | 50 | 0 | 0 | 0 | 0 | 270 |  | kWh | 0.3564 | 0 | Residential | [7 empty] | 3 | 0.78 |  |  |  | 1 | 1 | 0 | 0 | 0 | 0 | 0 | 0 | 0 | 0 | 0 | 0 | 2009 Qtr 1: 0; 2009 Qtr 2: 0; 2009 Qtr 3: 0; 2009 Qtr 4: 1; 2010 Qtr 1: 0; 2010 Qtr 2: 0; 2010 Qtr 3: 0; 2010 Qtr 4: 0; 2011 Qtr 1: 0; 2011 Qtr 2: 0; 2011 Qtr 3: 0; 2011 Qtr 4: 0 | 1
0 | 267002-High Refrigerant Charge Adjustment (>= ±20% rated charge) Resid SF CZ10 Vint04 |  | System | Residential | 26-SFM-ResidentialSingleFamily-SP_COOL | 0 |  |  |  |  | 65 | 53 | 0 | 0 | 0 | 12 | 205.771 |  | kWh | 0.22808 | -0.078078 | Residential |  | Winter Only | [5 empty] | 10 | 0.78 |  |  |  | 1 | 6 | 0 | 0 | 0 | 0 | 0 | 0 | 0 | 0 | 0 | 0 | 2009 Qtr 1: 0; 2009 Qtr 2: 0; 2009 Qtr 3: 0; 2009 Qtr 4: 6; 2010 Qtr 1: 0; 2010 Qtr 2: 0; 2010 Qtr 3: 0; 2010 Qtr 4: 0; 2011 Qtr 1: 0; 2011 Qtr 2: 0; 2011 Qtr 3: 0; 2011 Qtr 4: 0 | 6
0 | 267040-Residential Condensor Coil Cleaning Resid SF CZ10 VintAll |  | System | Residential | 26-SFM-ResidentialSingleFamily-SP_COOL | 0 |  |  |  |  | 50 | 50 | 0 | 0 | 0 | 0 | 270 |  | kWh | 0.3564 | 0 | Residential | [7 empty] | 3 | 0.78 |  |  |  | 1 | 1 | 0 | 0 | 0 | 0 | 0 | 0 | 0 | 0 | 0 | 0 | 2009 Qtr 1: 0; 2009 Qtr 2: 0; 2009 Qtr 3: 0; 2009 Qtr 4: 1; 2010 Qtr 1: 0; 2010 Qtr 2: 0; 2010 Qtr 3: 0; 2010 Qtr 4: 0; 2011 Qtr 1: 0; 2011 Qtr 2: 0; 2011 Qtr 3: 0; 2011 Qtr 4: 0 | 1
0 | 267001-High Refrigerant Charge Adjustment (>= ±20% rated charge) Resid SFCZ10 Vint03 |  | System | Residential | 26-SFM-ResidentialSingleFamily-SP_COOL | 0 |  |  |  |  | 65 | 53 | 0 | 0 | 0 | 12 | 248.449 |  | kWh | 0.18306 | -0.066637 | Residential |  | Winter Only | [5 empty] | 10 | 0.78 |  |  |  | 1 | 4 | 0 | 0 | 0 | 0 | 0 | 0 | 0 | 0 | 0 | 0 | 2009 Qtr 1: 0; 2009 Qtr 2: 0; 2009 Qtr 3: 0; 2009 Qtr 4: 4; 2010 Qtr 1: 0; 2010 Qtr 2: 0; 2010 Qtr 3: 0; 2010 Qtr 4: 0; 2011 Qtr 1: 0; 2011 Qtr 2: 0; 2011 Qtr 3: 0; 2011 Qtr 4: 0 | 4
0 | 267040-Residential Condensor Coil Cleaning Resid SF CZ10 VintAll |  | System | Residential | 26-SFM-ResidentialSingleFamily-SP_COOL | 0 |  |  |  |  | 50 | 50 | 0 | 0 | 0 | 0 | 270 |  | kWh | 0.3564 | 0 | Residential | [7 empty] | 3 | 0.78 |  |  |  | 1 | 1 | 0 | 0 | 0 | 0 | 0 | 0 | 0 | 0 | 0 | 0 | 2009 Qtr 1: 0; 2009 Qtr 2: 0; 2009 Qtr 3: 0; 2009 Qtr 4: 1; 2010 Qtr 1: 0; 2010 Qtr 2: 0; 2010 Qtr 3: 0; 2010 Qtr 4: 0; 2011 Qtr 1: 0; 2011 Qtr 2: 0; 2011 Qtr 3: 0; 2011 Qtr 4: 0 | 1
0 | 267004-High Refrigerant Charge Adjustment (>= ±20% rated charge) Resid SF CZ10 Vint01 |  | System | Residential | 26-SFM-ResidentialSingleFamily-SP_COOL | 0 |  |  |  |  | 65 | 53 | 0 | 0 | 0 | 12 | 110.437 |  | kWh | 0.1629 | -0.018297 | Residential |  | Winter Only | [5 empty] | 10 | 0.78 |  |  |  | 1 | 4 | 0 | 0 | 0 | 0 | 0 | 0 | 0 | 0 | 0 | 0 | 2009 Qtr 1: 0; 2009 Qtr 2: 0; 2009 Qtr 3: 0; 2009 Qtr 4: 4; 2010 Qtr 1: 0; 2010 Qtr 2: 0; 2010 Qtr 3: 0; 2010 Qtr 4: 0; 2011 Qtr 1: 0; 2011 Qtr 2: 0; 2011 Qtr 3: 0; 2011 Qtr 4: 0 | 4
0 | 267040-Residential Condensor Coil Cleaning Resid SF CZ10 VintAll |  | System | Residential | 26-SFM-ResidentialSingleFamily-SP_COOL | 0 |  |  |  |  | 50 | 50 | 0 | 0 | 0 | 0 | 270 |  | kWh | 0.3564 | 0 | Residential | [7 empty] | 3 | 0.78 |  |  |  | 1 | 1 | 0 | 0 | 0 | 0 | 0 | 0 | 0 | 0 | 0 | 0 | 2009 Qtr 1: 0; 2009 Qtr 2: 0; 2009 Qtr 3: 0; 2009 Qtr 4: 1; 2010 Qtr 1: 0; 2010 Qtr 2: 0; 2010 Qtr 3: 0; 2010 Qtr 4: 0; 2011 Qtr 1: 0; 2011 Qtr 2: 0; 2011 Qtr 3: 0; 2011 Qtr 4: 0 | 1
0 | 267002-High Refrigerant Charge Adjustment (>= ±20% rated charge) Resid SF CZ10 Vint04 |  | System | Residential | 26-SFM-ResidentialSingleFamily-SP_COOL | 0 |  |  |  |  | 65 | 53 | 0 | 0 | 0 | 12 | 205.771 |  | kWh | 0.22808 | -0.078078 | Residential |  | Winter Only | [5 empty] | 10 | 0.78 |  |  |  | 1 | 4 | 0 | 0 | 0 | 0 | 0 | 0 | 0 | 0 | 0 | 0 | 2009 Qtr 1: 0; 2009 Qtr 2: 0; 2009 Qtr 3: 0; 2009 Qtr 4: 4; 2010 Qtr 1: 0; 2010 Qtr 2: 0; 2010 Qtr 3: 0; 2010 Qtr 4: 0; 2011 Qtr 1: 0; 2011 Qtr 2: 0; 2011 Qtr 3: 0; 2011 Qtr 4: 0 | 4
0 | 267040-Residential Condensor Coil Cleaning Resid SF CZ10 VintAll |  | System | Residential | 26-SFM-ResidentialSingleFamily-SP_COOL | 0 |  |  |  |  | 50 | 50 | 0 | 0 | 0 | 0 | 270 |  | kWh | 0.3564 | 0 | Residential | [7 empty] | 3 | 0.78 |  |  |  | 1 | 1 | 0 | 0 | 0 | 0 | 0 | 0 | 0 | 0 | 0 | 0 | 2009 Qtr 1: 0; 2009 Qtr 2: 0; 2009 Qtr 3: 0; 2009 Qtr 4: 1; 2010 Qtr 1: 0; 2010 Qtr 2: 0; 2010 Qtr 3: 0; 2010 Qtr 4: 0; 2011 Qtr 1: 0; 2011 Qtr 2: 0; 2011 Qtr 3: 0; 2011 Qtr 4: 0 | 1
0 | 267001-High Refrigerant Charge Adjustment (>= ±20% rated charge) Resid SFCZ10 Vint03 |  | System | Residential | 26-SFM-ResidentialSingleFamily-SP_COOL | 0 |  |  |  |  | 65 | 53 | 0 | 0 | 0 | 12 | 248.449 |  | kWh | 0.18306 | -0.066637 | Residential |  | Winter Only | [5 empty] | 10 | 0.78 |  |  |  | 1 | 3 | 0 | 0 | 0 | 0 | 0 | 0 | 0 | 0 | 0 | 0 | 2009 Qtr 1: 0; 2009 Qtr 2: 0; 2009 Qtr 3: 0; 2009 Qtr 4: 3; 2010 Qtr 1: 0; 2010 Qtr 2: 0; 2010 Qtr 3: 0; 2010 Qtr 4: 0; 2011 Qtr 1: 0; 2011 Qtr 2: 0; 2011 Qtr 3: 0; 2011 Qtr 4: 0 | 3
0 | 267040-Residential Condensor Coil Cleaning Resid SF CZ10 VintAll |  | System | Residential | 26-SFM-ResidentialSingleFamily-SP_COOL | 0 |  |  |  |  | 50 | 50 | 0 | 0 | 0 | 0 | 270 |  | kWh | 0.3564 | 0 | Residential | [7 empty] | 3 | 0.78 |  |  |  | 1 | 1 | 0 | 0 | 0 | 0 | 0 | 0 | 0 | 0 | 0 | 0 | 2009 Qtr 1: 0; 2009 Qtr 2: 0; 2009 Qtr 3: 0; 2009 Qtr 4: 1; 2010 Qtr 1: 0; 2010 Qtr 2: 0; 2010 Qtr 3: 0; 2010 Qtr 4: 0; 2011 Qtr 1: 0; 2011 Qtr 2: 0; 2011 Qtr 3: 0; 2011 Qtr 4: 0 | 1
0 | 267032-High Refrigerant Charge Adjustment (>= ±20% rated charge) Resid MF CZ10 Vint03 |  | System | Residential | 13-MFM-ResidentialMulti-family-SP_COOL | 0 |  |  |  |  | 66.33 | 79.5 | 0 | 0 | 0 | -13.17 | 195.15 |  | kWh | 0.21338 | -0.15765 | Residential |  | Winter Only | [5 empty] | 10 | 0.78 |  |  |  | 1 | 1 | 0 | 0 | 0 | 0 | 0 | 0 | 0 | 0 | 0 | 0 | 2009 Qtr 1: 0; 2009 Qtr 2: 0; 2009 Qtr 3: 0; 2009 Qtr 4: 1; 2010 Qtr 1: 0; 2010 Qtr 2: 0; 2010 Qtr 3: 0; 2010 Qtr 4: 0; 2011 Qtr 1: 0; 2011 Qtr 2: 0; 2011 Qtr 3: 0; 2011 Qtr 4: 0 | 1
0 | 267042-Residential Condensor Coil Cleaning Resid MF CZ10 VintAll |  | System | Residential | 13-MFM-ResidentialMulti-family-SP_COOL | 0 |  |  |  |  | 50 | 50 | 0 | 0 | 0 | 0 | 180 |  | kWh | 0.2376 | 0 | Residential | [7 empty] | 3 | 0.78 |  |  |  | 1 | 1 | 0 | 0 | 0 | 0 | 0 | 0 | 0 | 0 | 0 | 0 | 2009 Qtr 1: 0; 2009 Qtr 2: 0; 2009 Qtr 3: 0; 2009 Qtr 4: 1; 2010 Qtr 1: 0; 2010 Qtr 2: 0; 2010 Qtr 3: 0; 2010 Qtr 4: 0; 2011 Qtr 1: 0; 2011 Qtr 2: 0; 2011 Qtr 3: 0; 2011 Qtr 4: 0 | 1
0 | 267033-High Refrigerant Charge Adjustment (>= ±20% rated charge) Resid MF CZ10 Vint04 |  | System | Residential | 13-MFM-ResidentialMulti-family-SP_COOL | 0 |  |  |  |  | 66.33 | 79.5 | 0 | 0 | 0 | -13.17 | 171.246 |  | kWh | 0.22612 | -0.10521 | Residential |  | Winter Only | [5 empty] | 10 | 0.78 |  |  |  | 1 | 1 | 0 | 0 | 0 | 0 | 0 | 0 | 0 | 0 | 0 | 0 | 2009 Qtr 1: 0; 2009 Qtr 2: 0; 2009 Qtr 3: 0; 2009 Qtr 4: 1; 2010 Qtr 1: 0; 2010 Qtr 2: 0; 2010 Qtr 3: 0; 2010 Qtr 4: 0; 2011 Qtr 1: 0; 2011 Qtr 2: 0; 2011 Qtr 3: 0; 2011 Qtr 4: 0 | 1
0 | 267042-Residential Condensor Coil Cleaning Resid MF CZ10 VintAll |  | System | Residential | 13-MFM-ResidentialMulti-family-SP_COOL | 0 |  |  |  |  | 50 | 50 | 0 | 0 | 0 | 0 | 180 |  | kWh | 0.2376 | 0 | Residential | [7 empty] | 3 | 0.78 |  |  |  | 1 | 1 | 0 | 0 | 0 | 0 | 0 | 0 | 0 | 0 | 0 | 0 | 2009 Qtr 1: 0; 2009 Qtr 2: 0; 2009 Qtr 3: 0; 2009 Qtr 4: 1; 2010 Qtr 1: 0; 2010 Qtr 2: 0; 2010 Qtr 3: 0; 2010 Qtr 4: 0; 2011 Qtr 1: 0; 2011 Qtr 2: 0; 2011 Qtr 3: 0; 2011 Qtr 4: 0 | 1
0 | 267032-High Refrigerant Charge Adjustment (>= ±20% rated charge) Resid MF CZ10 Vint03 |  | System | Residential | 13-MFM-ResidentialMulti-family-SP_COOL | 0 |  |  |  |  | 66.33 | 53 | 0 | 0 | 0 | 13.33 | 195.15 |  | kWh | 0.21338 | -0.15765 | Residential |  | Winter Only | [5 empty] | 10 | 0.78 |  |  |  | 1 | 2 | 0 | 0 | 0 | 0 | 0 | 0 | 0 | 0 | 0 | 0 | 2009 Qtr 1: 0; 2009 Qtr 2: 0; 2009 Qtr 3: 0; 2009 Qtr 4: 2; 2010 Qtr 1: 0; 2010 Qtr 2: 0; 2010 Qtr 3: 0; 2010 Qtr 4: 0; 2011 Qtr 1: 0; 2011 Qtr 2: 0; 2011 Qtr 3: 0; 2011 Qtr 4: 0 | 2
0 | 267042-Residential Condensor Coil Cleaning Resid MF CZ10 VintAll |  | System | Residential | 13-MFM-ResidentialMulti-family-SP_COOL | 0 |  |  |  |  | 50 | 50 | 0 | 0 | 0 | 0 | 180 |  | kWh | 0.2376 | 0 | Residential | [7 empty] | 3 | 0.78 |  |  |  | 1 | 1 | 0 | 0 | 0 | 0 | 0 | 0 | 0 | 0 | 0 | 0 | 2009 Qtr 1: 0; 2009 Qtr 2: 0; 2009 Qtr 3: 0; 2009 Qtr 4: 1; 2010 Qtr 1: 0; 2010 Qtr 2: 0; 2010 Qtr 3: 0; 2010 Qtr 4: 0; 2011 Qtr 1: 0; 2011 Qtr 2: 0; 2011 Qtr 3: 0; 2011 Qtr 4: 0 | 1
0 | 267032-High Refrigerant Charge Adjustment (>= ±20% rated charge) Resid MF CZ10 Vint03 |  | System | Residential | 13-MFM-ResidentialMulti-family-SP_COOL | 0 |  |  |  |  | 66.33 | 53 | 0 | 0 | 0 | 13.33 | 195.15 |  | kWh | 0.21338 | -0.15765 | Residential |  | Winter Only | [5 empty] | 10 | 0.78 |  |  |  | 1 | 2 | 0 | 0 | 0 | 0 | 0 | 0 | 0 | 0 | 0 | 0 | 2009 Qtr 1: 0; 2009 Qtr 2: 0; 2009 Qtr 3: 0; 2009 Qtr 4: 2; 2010 Qtr 1: 0; 2010 Qtr 2: 0; 2010 Qtr 3: 0; 2010 Qtr 4: 0; 2011 Qtr 1: 0; 2011 Qtr 2: 0; 2011 Qtr 3: 0; 2011 Qtr 4: 0 | 2
0 | 267042-Residential Condensor Coil Cleaning Resid MF CZ10 VintAll |  | System | Residential | 13-MFM-ResidentialMulti-family-SP_COOL | 0 |  |  |  |  | 50 | 50 | 0 | 0 | 0 | 0 | 180 |  | kWh | 0.2376 | 0 | Residential | [7 empty] | 3 | 0.78 |  |  |  | 1 | 1 | 0 | 0 | 0 | 0 | 0 | 0 | 0 | 0 | 0 | 0 | 2009 Qtr 1: 0; 2009 Qtr 2: 0; 2009 Qtr 3: 0; 2009 Qtr 4: 1; 2010 Qtr 1: 0; 2010 Qtr 2: 0; 2010 Qtr 3: 0; 2010 Qtr 4: 0; 2011 Qtr 1: 0; 2011 Qtr 2: 0; 2011 Qtr 3: 0; 2011 Qtr 4: 0 | 1
0 | 267035-High Refrigerant Charge Adjustment (>= ±20% rated charge) Resid MF CZ10 Vint01 |  | System | Residential | 13-MFM-ResidentialMulti-family-SP_COOL | 0 |  |  |  |  | 66.33 | 53 | 0 | 0 | 0 | 13.33 | 120.504 |  | kWh | 0.19741 | -0.037108 | Residential |  | Winter Only | [5 empty] | 10 | 0.78 |  |  |  | 1 | 2 | 0 | 0 | 0 | 0 | 0 | 0 | 0 | 0 | 0 | 0 | 2009 Qtr 1: 0; 2009 Qtr 2: 0; 2009 Qtr 3: 0; 2009 Qtr 4: 2; 2010 Qtr 1: 0; 2010 Qtr 2: 0; 2010 Qtr 3: 0; 2010 Qtr 4: 0; 2011 Qtr 1: 0; 2011 Qtr 2: 0; 2011 Qtr 3: 0; 2011 Qtr 4: 0 | 2
0 | 267042-Residential Condensor Coil Cleaning Resid MF CZ10 VintAll |  | System | Residential | 13-MFM-ResidentialMulti-family-SP_COOL | 0 |  |  |  |  | 50 | 50 | 0 | 0 | 0 | 0 | 180 |  | kWh | 0.2376 | 0 | Residential | [7 empty] | 3 | 0.78 |  |  |  | 1 | 1 | 0 | 0 | 0 | 0 | 0 | 0 | 0 | 0 | 0 | 0 | 2009 Qtr 1: 0; 2009 Qtr 2: 0; 2009 Qtr 3: 0; 2009 Qtr 4: 1; 2010 Qtr 1: 0; 2010 Qtr 2: 0; 2010 Qtr 3: 0; 2010 Qtr 4: 0; 2011 Qtr 1: 0; 2011 Qtr 2: 0; 2011 Qtr 3: 0; 2011 Qtr 4: 0 | 1
0 | 267035-High Refrigerant Charge Adjustment (>= ±20% rated charge) Resid MF CZ10 Vint01 |  | System | Residential | 13-MFM-ResidentialMulti-family-SP_COOL | 0 |  |  |  |  | 66.33 | 53 | 0 | 0 | 0 | 13.33 | 120.504 |  | kWh | 0.19741 | -0.037108 | Residential |  | Winter Only | [5 empty] | 10 | 0.78 |  |  |  | 1 | 2 | 0 | 0 | 0 | 0 | 0 | 0 | 0 | 0 | 0 | 0 | 2009 Qtr 1: 0; 2009 Qtr 2: 0; 2009 Qtr 3: 0; 2009 Qtr 4: 2; 2010 Qtr 1: 0; 2010 Qtr 2: 0; 2010 Qtr 3: 0; 2010 Qtr 4: 0; 2011 Qtr 1: 0; 2011 Qtr 2: 0; 2011 Qtr 3: 0; 2011 Qtr 4: 0 | 2
0 | 267042-Residential Condensor Coil Cleaning Resid MF CZ10 VintAll |  | System | Residential | 13-MFM-ResidentialMulti-family-SP_COOL | 0 |  |  |  |  | 50 | 50 | 0 | 0 | 0 | 0 | 180 |  | kWh | 0.2376 | 0 | Residential | [7 empty] | 3 | 0.78 |  |  |  | 1 | 1 | 0 | 0 | 0 | 0 | 0 | 0 | 0 | 0 | 0 | 0 | 2009 Qtr 1: 0; 2009 Qtr 2: 0; 2009 Qtr 3: 0; 2009 Qtr 4: 1; 2010 Qtr 1: 0; 2010 Qtr 2: 0; 2010 Qtr 3: 0; 2010 Qtr 4: 0; 2011 Qtr 1: 0; 2011 Qtr 2: 0; 2011 Qtr 3: 0; 2011 Qtr 4: 0 | 1
0 | 267001-High Refrigerant Charge Adjustment (>= ±20% rated charge) Resid SFCZ10 Vint03 |  | System | Residential | 26-SFM-ResidentialSingleFamily-SP_COOL | 0 |  |  |  |  | 65 | 53 | 0 | 0 | 0 | 12 | 248.449 |  | kWh | 0.18306 | -0.066637 | Residential |  | Winter Only | [5 empty] | 10 | 0.78 |  |  |  | 1 | 4 | 0 | 0 | 0 | 0 | 0 | 0 | 0 | 0 | 0 | 0 | 2009 Qtr 1: 0; 2009 Qtr 2: 0; 2009 Qtr 3: 0; 2009 Qtr 4: 4; 2010 Qtr 1: 0; 2010 Qtr 2: 0; 2010 Qtr 3: 0; 2010 Qtr 4: 0; 2011 Qtr 1: 0; 2011 Qtr 2: 0; 2011 Qtr 3: 0; 2011 Qtr 4: 0 | 4
0 | 267040-Residential Condensor Coil Cleaning Resid SF CZ10 VintAll |  | System | Residential | 26-SFM-ResidentialSingleFamily-SP_COOL | 0 |  |  |  |  | 50 | 50 | 0 | 0 | 0 | 0 | 270 |  | kWh | 0.3564 | 0 | Residential | [7 empty] | 3 | 0.78 |  |  |  | 1 | 1 | 0 | 0 | 0 | 0 | 0 | 0 | 0 | 0 | 0 | 0 | 2009 Qtr 1: 0; 2009 Qtr 2: 0; 2009 Qtr 3: 0; 2009 Qtr 4: 1; 2010 Qtr 1: 0; 2010 Qtr 2: 0; 2010 Qtr 3: 0; 2010 Qtr 4: 0; 2011 Qtr 1: 0; 2011 Qtr 2: 0; 2011 Qtr 3: 0; 2011 Qtr 4: 0 | 1
0 | 267002-High Refrigerant Charge Adjustment (>= ±20% rated charge) Resid SF CZ10 Vint04 |  | System | Residential | 26-SFM-ResidentialSingleFamily-SP_COOL | 0 |  |  |  |  | 65 | 53 | 0 | 0 | 0 | 12 | 205.771 |  | kWh | 0.22808 | -0.078078 | Residential |  | Winter Only | [5 empty] | 10 | 0.78 |  |  |  | 1 | 5 | 0 | 0 | 0 | 0 | 0 | 0 | 0 | 0 | 0 | 0 | 2009 Qtr 1: 0; 2009 Qtr 2: 0; 2009 Qtr 3: 0; 2009 Qtr 4: 5; 2010 Qtr 1: 0; 2010 Qtr 2: 0; 2010 Qtr 3: 0; 2010 Qtr 4: 0; 2011 Qtr 1: 0; 2011 Qtr 2: 0; 2011 Qtr 3: 0; 2011 Qtr 4: 0 | 5
0 | 267040-Residential Condensor Coil Cleaning Resid SF CZ10 VintAll |  | System | Residential | 26-SFM-ResidentialSingleFamily-SP_COOL | 0 |  |  |  |  | 50 | 50 | 0 | 0 | 0 | 0 | 270 |  | kWh | 0.3564 | 0 | Residential | [7 empty] | 3 | 0.78 |  |  |  | 1 | 1 | 0 | 0 | 0 | 0 | 0 | 0 | 0 | 0 | 0 | 0 | 2009 Qtr 1: 0; 2009 Qtr 2: 0; 2009 Qtr 3: 0; 2009 Qtr 4: 1; 2010 Qtr 1: 0; 2010 Qtr 2: 0; 2010 Qtr 3: 0; 2010 Qtr 4: 0; 2011 Qtr 1: 0; 2011 Qtr 2: 0; 2011 Qtr 3: 0; 2011 Qtr 4: 0 | 1
0 | 267004-High Refrigerant Charge Adjustment (>= ±20% rated charge) Resid SF CZ10 Vint01 |  | System | Residential | 26-SFM-ResidentialSingleFamily-SP_COOL | 0 |  |  |  |  | 65 | 53 | 0 | 0 | 0 | 12 | 110.437 |  | kWh | 0.1629 | -0.018297 | Residential |  | Winter Only | [5 empty] | 10 | 0.78 |  |  |  | 1 | 4 | 0 | 0 | 0 | 0 | 0 | 0 | 0 | 0 | 0 | 0 | 2009 Qtr 1: 0; 2009 Qtr 2: 0; 2009 Qtr 3: 0; 2009 Qtr 4: 4; 2010 Qtr 1: 0; 2010 Qtr 2: 0; 2010 Qtr 3: 0; 2010 Qtr 4: 0; 2011 Qtr 1: 0; 2011 Qtr 2: 0; 2011 Qtr 3: 0; 2011 Qtr 4: 0 | 4
0 | 267040-Residential Condensor Coil Cleaning Resid SF CZ10 VintAll |  | System | Residential | 26-SFM-ResidentialSingleFamily-SP_COOL | 0 |  |  |  |  | 50 | 50 | 0 | 0 | 0 | 0 | 270 |  | kWh | 0.3564 | 0 | Residential | [7 empty] | 3 | 0.78 |  |  |  | 1 | 1 | 0 | 0 | 0 | 0 | 0 | 0 | 0 | 0 | 0 | 0 | 2009 Qtr 1: 0; 2009 Qtr 2: 0; 2009 Qtr 3: 0; 2009 Qtr 4: 1; 2010 Qtr 1: 0; 2010 Qtr 2: 0; 2010 Qtr 3: 0; 2010 Qtr 4: 0; 2011 Qtr 1: 0; 2011 Qtr 2: 0; 2011 Qtr 3: 0; 2011 Qtr 4: 0 | 1
0 | 267003-High Refrigerant Charge Adjustment (>= ±20% rated charge) Resid SF CZ10 Vint05 |  | System | Residential | 26-SFM-ResidentialSingleFamily-SP_COOL | 0 |  |  |  |  | 65 | 66.25 | 0 | 0 | 0 | -1.25 | 162.471 |  | kWh | 0.23875 | -0.071356 | Residential |  | Winter Only | [5 empty] | 10 | 0.78 |  |  |  | 1 | 2 | 0 | 0 | 0 | 0 | 0 | 0 | 0 | 0 | 0 | 0 | 2009 Qtr 1: 0; 2009 Qtr 2: 0; 2009 Qtr 3: 0; 2009 Qtr 4: 2; 2010 Qtr 1: 0; 2010 Qtr 2: 0; 2010 Qtr 3: 0; 2010 Qtr 4: 0; 2011 Qtr 1: 0; 2011 Qtr 2: 0; 2011 Qtr 3: 0; 2011 Qtr 4: 0 | 2
0 | 267040-Residential Condensor Coil Cleaning Resid SF CZ10 VintAll |  | System | Residential | 26-SFM-ResidentialSingleFamily-SP_COOL | 0 |  |  |  |  | 50 | 50 | 0 | 0 | 0 | 0 | 270 |  | kWh | 0.3564 | 0 | Residential | [7 empty] | 3 | 0.78 |  |  |  | 1 | 1 | 0 | 0 | 0 | 0 | 0 | 0 | 0 | 0 | 0 | 0 | 2009 Qtr 1: 0; 2009 Qtr 2: 0; 2009 Qtr 3: 0; 2009 Qtr 4: 1; 2010 Qtr 1: 0; 2010 Qtr 2: 0; 2010 Qtr 3: 0; 2010 Qtr 4: 0; 2011 Qtr 1: 0; 2011 Qtr 2: 0; 2011 Qtr 3: 0; 2011 Qtr 4: 0 | 1
0 | 267001-High Refrigerant Charge Adjustment (>= ±20% rated charge) Resid SFCZ10 Vint03 |  | System | Residential | 26-SFM-ResidentialSingleFamily-SP_COOL | 0 |  |  |  |  | 65 | 53 | 0 | 0 | 0 | 12 | 248.449 |  | kWh | 0.18306 | -0.066637 | Residential |  | Winter Only | [5 empty] | 10 | 0.78 |  |  |  | 1 | 3 | 0 | 0 | 0 | 0 | 0 | 0 | 0 | 0 | 0 | 0 | 2009 Qtr 1: 0; 2009 Qtr 2: 0; 2009 Qtr 3: 0; 2009 Qtr 4: 3; 2010 Qtr 1: 0; 2010 Qtr 2: 0; 2010 Qtr 3: 0; 2010 Qtr 4: 0; 2011 Qtr 1: 0; 2011 Qtr 2: 0; 2011 Qtr 3: 0; 2011 Qtr 4: 0 | 3
0 | 267040-Residential Condensor Coil Cleaning Resid SF CZ10 VintAll |  | System | Residential | 26-SFM-ResidentialSingleFamily-SP_COOL | 0 |  |  |  |  | 50 | 50 | 0 | 0 | 0 | 0 | 270 |  | kWh | 0.3564 | 0 | Residential | [7 empty] | 3 | 0.78 |  |  |  | 1 | 1 | 0 | 0 | 0 | 0 | 0 | 0 | 0 | 0 | 0 | 0 | 2009 Qtr 1: 0; 2009 Qtr 2: 0; 2009 Qtr 3: 0; 2009 Qtr 4: 1; 2010 Qtr 1: 0; 2010 Qtr 2: 0; 2010 Qtr 3: 0; 2010 Qtr 4: 0; 2011 Qtr 1: 0; 2011 Qtr 2: 0; 2011 Qtr 3: 0; 2011 Qtr 4: 0 | 1
0 | 267001-High Refrigerant Charge Adjustment (>= ±20% rated charge) Resid SFCZ10 Vint03 |  | System | Residential | 26-SFM-ResidentialSingleFamily-SP_COOL | 0 |  |  |  |  | 65 | 53 | 0 | 0 | 0 | 12 | 248.449 |  | kWh | 0.18306 | -0.066637 | Residential |  | Winter Only | [5 empty] | 10 | 0.78 |  |  |  | 1 | 3 | 0 | 0 | 0 | 0 | 0 | 0 | 0 | 0 | 0 | 0 | 2009 Qtr 1: 0; 2009 Qtr 2: 0; 2009 Qtr 3: 0; 2009 Qtr 4: 3; 2010 Qtr 1: 0; 2010 Qtr 2: 0; 2010 Qtr 3: 0; 2010 Qtr 4: 0; 2011 Qtr 1: 0; 2011 Qtr 2: 0; 2011 Qtr 3: 0; 2011 Qtr 4: 0 | 3
0 | 267040-Residential Condensor Coil Cleaning Resid SF CZ10 VintAll |  | System | Residential | 26-SFM-ResidentialSingleFamily-SP_COOL | 0 |  |  |  |  | 50 | 50 | 0 | 0 | 0 | 0 | 270 |  | kWh | 0.3564 | 0 | Residential | [7 empty] | 3 | 0.78 |  |  |  | 1 | 1 | 0 | 0 | 0 | 0 | 0 | 0 | 0 | 0 | 0 | 0 | 2009 Qtr 1: 0; 2009 Qtr 2: 0; 2009 Qtr 3: 0; 2009 Qtr 4: 1; 2010 Qtr 1: 0; 2010 Qtr 2: 0; 2010 Qtr 3: 0; 2010 Qtr 4: 0; 2011 Qtr 1: 0; 2011 Qtr 2: 0; 2011 Qtr 3: 0; 2011 Qtr 4: 0 | 1
0 | 267040-Residential Condensor Coil Cleaning Resid SF CZ10 VintAll |  | System | Residential | 26-SFM-ResidentialSingleFamily-SP_COOL | 0 |  |  |  |  | 50 | 50 | 0 | 0 | 0 | 0 | 270 |  | kWh | 0.3564 | 0 | Residential | [7 empty] | 3 | 0.78 |  |  |  | 1 | 1 | 0 | 0 | 0 | 0 | 0 | 0 | 0 | 0 | 0 | 0 | 2009 Qtr 1: 0; 2009 Qtr 2: 0; 2009 Qtr 3: 0; 2009 Qtr 4: 1; 2010 Qtr 1: 0; 2010 Qtr 2: 0; 2010 Qtr 3: 0; 2010 Qtr 4: 0; 2011 Qtr 1: 0; 2011 Qtr 2: 0; 2011 Qtr 3: 0; 2011 Qtr 4: 0 | 1
0 | 267002-High Refrigerant Charge Adjustment (>= ±20% rated charge) Resid SF CZ10 Vint04 |  | System | Residential | 26-SFM-ResidentialSingleFamily-SP_COOL | 0 |  |  |  |  | 65 | 53 | 0 | 0 | 0 | 12 | 205.771 |  | kWh | 0.22808 | -0.078078 | Residential |  | Winter Only | [5 empty] | 10 | 0.78 |  |  |  | 1 | 4 | 0 | 0 | 0 | 0 | 0 | 0 | 0 | 0 | 0 | 0 | 2009 Qtr 1: 0; 2009 Qtr 2: 0; 2009 Qtr 3: 0; 2009 Qtr 4: 4; 2010 Qtr 1: 0; 2010 Qtr 2: 0; 2010 Qtr 3: 0; 2010 Qtr 4: 0; 2011 Qtr 1: 0; 2011 Qtr 2: 0; 2011 Qtr 3: 0; 2011 Qtr 4: 0 | 4
0 | 267040-Residential Condensor Coil Cleaning Resid SF CZ10 VintAll |  | System | Residential | 26-SFM-ResidentialSingleFamily-SP_COOL | 0 |  |  |  |  | 50 | 50 | 0 | 0 | 0 | 0 | 270 |  | kWh | 0.3564 | 0 | Residential | [7 empty] | 3 | 0.78 |  |  |  | 1 | 1 | 0 | 0 | 0 | 0 | 0 | 0 | 0 | 0 | 0 | 0 | 2009 Qtr 1: 0; 2009 Qtr 2: 0; 2009 Qtr 3: 0; 2009 Qtr 4: 1; 2010 Qtr 1: 0; 2010 Qtr 2: 0; 2010 Qtr 3: 0; 2010 Qtr 4: 0; 2011 Qtr 1: 0; 2011 Qtr 2: 0; 2011 Qtr 3: 0; 2011 Qtr 4: 0 | 1
0 | 267040-Residential Condensor Coil Cleaning Resid SF CZ10 VintAll |  | System | Residential | 26-SFM-ResidentialSingleFamily-SP_COOL | 0 |  |  |  |  | 50 | 50 | 0 | 0 | 0 | 0 | 270 |  | kWh | 0.3564 | 0 | Residential | [7 empty] | 3 | 0.78 |  |  |  | 1 | 1 | 0 | 0 | 0 | 0 | 0 | 0 | 0 | 0 | 0 | 0 | 2009 Qtr 1: 0; 2009 Qtr 2: 0; 2009 Qtr 3: 0; 2009 Qtr 4: 1; 2010 Qtr 1: 0; 2010 Qtr 2: 0; 2010 Qtr 3: 0; 2010 Qtr 4: 0; 2011 Qtr 1: 0; 2011 Qtr 2: 0; 2011 Qtr 3: 0; 2011 Qtr 4: 0 | 1
0 | 267032-High Refrigerant Charge Adjustment (>= ±20% rated charge) Resid MF CZ10 Vint03 |  | System | Residential | 13-MFM-ResidentialMulti-family-SP_COOL | 0 |  |  |  |  | 66.33 | 79.5 | 0 | 0 | 0 | -13.17 | 195.15 |  | kWh | 0.21338 | -0.15765 | Residential |  | Winter Only | [5 empty] | 10 | 0.78 |  |  |  | 1 | 1 | 0 | 0 | 0 | 0 | 0 | 0 | 0 | 0 | 0 | 0 | 2009 Qtr 1: 0; 2009 Qtr 2: 0; 2009 Qtr 3: 0; 2009 Qtr 4: 1; 2010 Qtr 1: 0; 2010 Qtr 2: 0; 2010 Qtr 3: 0; 2010 Qtr 4: 0; 2011 Qtr 1: 0; 2011 Qtr 2: 0; 2011 Qtr 3: 0; 2011 Qtr 4: 0 | 1
0 | 267042-Residential Condensor Coil Cleaning Resid MF CZ10 VintAll |  | System | Residential | 13-MFM-ResidentialMulti-family-SP_COOL | 0 |  |  |  |  | 50 | 50 | 0 | 0 | 0 | 0 | 180 |  | kWh | 0.2376 | 0 | Residential | [7 empty] | 3 | 0.78 |  |  |  | 1 | 1 | 0 | 0 | 0 | 0 | 0 | 0 | 0 | 0 | 0 | 0 | 2009 Qtr 1: 0; 2009 Qtr 2: 0; 2009 Qtr 3: 0; 2009 Qtr 4: 1; 2010 Qtr 1: 0; 2010 Qtr 2: 0; 2010 Qtr 3: 0; 2010 Qtr 4: 0; 2011 Qtr 1: 0; 2011 Qtr 2: 0; 2011 Qtr 3: 0; 2011 Qtr 4: 0 | 1
0 | 267033-High Refrigerant Charge Adjustment (>= ±20% rated charge) Resid MF CZ10 Vint04 |  | System | Residential | 13-MFM-ResidentialMulti-family-SP_COOL | 0 |  |  |  |  | 66.33 | 53 | 0 | 0 | 0 | 13.33 | 171.246 |  | kWh | 0.22612 | -0.10521 | Residential |  | Winter Only | [5 empty] | 10 | 0.78 |  |  |  | 1 | 2 | 0 | 0 | 0 | 0 | 0 | 0 | 0 | 0 | 0 | 0 | 2009 Qtr 1: 0; 2009 Qtr 2: 0; 2009 Qtr 3: 0; 2009 Qtr 4: 2; 2010 Qtr 1: 0; 2010 Qtr 2: 0; 2010 Qtr 3: 0; 2010 Qtr 4: 0; 2011 Qtr 1: 0; 2011 Qtr 2: 0; 2011 Qtr 3: 0; 2011 Qtr 4: 0 | 2
0 | 267042-Residential Condensor Coil Cleaning Resid MF CZ10 VintAll |  | System | Residential | 13-MFM-ResidentialMulti-family-SP_COOL | 0 |  |  |  |  | 50 | 50 | 0 | 0 | 0 | 0 | 180 |  | kWh | 0.2376 | 0 | Residential | [7 empty] | 3 | 0.78 |  |  |  | 1 | 1 | 0 | 0 | 0 | 0 | 0 | 0 | 0 | 0 | 0 | 0 | 2009 Qtr 1: 0; 2009 Qtr 2: 0; 2009 Qtr 3: 0; 2009 Qtr 4: 1; 2010 Qtr 1: 0; 2010 Qtr 2: 0; 2010 Qtr 3: 0; 2010 Qtr 4: 0; 2011 Qtr 1: 0; 2011 Qtr 2: 0; 2011 Qtr 3: 0; 2011 Qtr 4: 0 | 1
0 | 267032-High Refrigerant Charge Adjustment (>= ±20% rated charge) Resid MF CZ10 Vint03 |  | System | Residential | 13-MFM-ResidentialMulti-family-SP_COOL | 0 |  |  |  |  | 66.33 | 53 | 0 | 0 | 0 | 13.33 | 195.15 |  | kWh | 0.21338 | -0.15765 | Residential |  | Winter Only | [5 empty] | 10 | 0.78 |  |  |  | 1 | 2 | 0 | 0 | 0 | 0 | 0 | 0 | 0 | 0 | 0 | 0 | 2009 Qtr 1: 0; 2009 Qtr 2: 0; 2009 Qtr 3: 0; 2009 Qtr 4: 2; 2010 Qtr 1: 0; 2010 Qtr 2: 0; 2010 Qtr 3: 0; 2010 Qtr 4: 0; 2011 Qtr 1: 0; 2011 Qtr 2: 0; 2011 Qtr 3: 0; 2011 Qtr 4: 0 | 2
0 | 267042-Residential Condensor Coil Cleaning Resid MF CZ10 VintAll |  | System | Residential | 13-MFM-ResidentialMulti-family-SP_COOL | 0 |  |  |  |  | 50 | 50 | 0 | 0 | 0 | 0 | 180 |  | kWh | 0.2376 | 0 | Residential | [7 empty] | 3 | 0.78 |  |  |  | 1 | 1 | 0 | 0 | 0 | 0 | 0 | 0 | 0 | 0 | 0 | 0 | 2009 Qtr 1: 0; 2009 Qtr 2: 0; 2009 Qtr 3: 0; 2009 Qtr 4: 1; 2010 Qtr 1: 0; 2010 Qtr 2: 0; 2010 Qtr 3: 0; 2010 Qtr 4: 0; 2011 Qtr 1: 0; 2011 Qtr 2: 0; 2011 Qtr 3: 0; 2011 Qtr 4: 0 | 1
0 | 267032-High Refrigerant Charge Adjustment (>= ±20% rated charge) Resid MF CZ10 Vint03 |  | System | Residential | 13-MFM-ResidentialMulti-family-SP_COOL | 0 |  |  |  |  | 66.33 | 79.5 | 0 | 0 | 0 | -13.17 | 195.15 |  | kWh | 0.21338 | -0.15765 | Residential |  | Winter Only | [5 empty] | 10 | 0.78 |  |  |  | 1 | 1 | 0 | 0 | 0 | 0 | 0 | 0 | 0 | 0 | 0 | 0 | 2009 Qtr 1: 0; 2009 Qtr 2: 0; 2009 Qtr 3: 0; 2009 Qtr 4: 1; 2010 Qtr 1: 0; 2010 Qtr 2: 0; 2010 Qtr 3: 0; 2010 Qtr 4: 0; 2011 Qtr 1: 0; 2011 Qtr 2: 0; 2011 Qtr 3: 0; 2011 Qtr 4: 0 | 1
0 | 267042-Residential Condensor Coil Cleaning Resid MF CZ10 VintAll |  | System | Residential | 13-MFM-ResidentialMulti-family-SP_COOL | 0 |  |  |  |  | 50 | 50 | 0 | 0 | 0 | 0 | 180 |  | kWh | 0.2376 | 0 | Residential | [7 empty] | 3 | 0.78 |  |  |  | 1 | 1 | 0 | 0 | 0 | 0 | 0 | 0 | 0 | 0 | 0 | 0 | 2009 Qtr 1: 0; 2009 Qtr 2: 0; 2009 Qtr 3: 0; 2009 Qtr 4: 1; 2010 Qtr 1: 0; 2010 Qtr 2: 0; 2010 Qtr 3: 0; 2010 Qtr 4: 0; 2011 Qtr 1: 0; 2011 Qtr 2: 0; 2011 Qtr 3: 0; 2011 Qtr 4: 0 | 1
0 | 267035-High Refrigerant Charge Adjustment (>= ±20% rated charge) Resid MF CZ10 Vint01 |  | System | Residential | 13-MFM-ResidentialMulti-family-SP_COOL | 0 |  |  |  |  | 66.33 | 79.5 | 0 | 0 | 0 | -13.17 | 120.504 |  | kWh | 0.19741 | -0.037108 | Residential |  | Winter Only | [5 empty] | 10 | 0.78 |  |  |  | 1 | 1 | 0 | 0 | 0 | 0 | 0 | 0 | 0 | 0 | 0 | 0 | 2009 Qtr 1: 0; 2009 Qtr 2: 0; 2009 Qtr 3: 0; 2009 Qtr 4: 1; 2010 Qtr 1: 0; 2010 Qtr 2: 0; 2010 Qtr 3: 0; 2010 Qtr 4: 0; 2011 Qtr 1: 0; 2011 Qtr 2: 0; 2011 Qtr 3: 0; 2011 Qtr 4: 0 | 1
0 | 267042-Residential Condensor Coil Cleaning Resid MF CZ10 VintAll |  | System | Residential | 13-MFM-ResidentialMulti-family-SP_COOL | 0 |  |  |  |  | 50 | 50 | 0 | 0 | 0 | 0 | 180 |  | kWh | 0.2376 | 0 | Residential | [7 empty] | 3 | 0.78 |  |  |  | 1 | 1 | 0 | 0 | 0 | 0 | 0 | 0 | 0 | 0 | 0 | 0 | 2009 Qtr 1: 0; 2009 Qtr 2: 0; 2009 Qtr 3: 0; 2009 Qtr 4: 1; 2010 Qtr 1: 0; 2010 Qtr 2: 0; 2010 Qtr 3: 0; 2010 Qtr 4: 0; 2011 Qtr 1: 0; 2011 Qtr 2: 0; 2011 Qtr 3: 0; 2011 Qtr 4: 0 | 1
0 | 267032-High Refrigerant Charge Adjustment (>= ±20% rated charge) Resid MF CZ10 Vint03 |  | System | Residential | 13-MFM-ResidentialMulti-family-SP_COOL | 0 |  |  |  |  | 66.33 | 53 | 0 | 0 | 0 | 13.33 | 195.15 |  | kWh | 0.21338 | -0.15765 | Residential |  | Winter Only | [5 empty] | 10 | 0.78 |  |  |  | 1 | 2 | 0 | 0 | 0 | 0 | 0 | 0 | 0 | 0 | 0 | 0 | 2009 Qtr 1: 0; 2009 Qtr 2: 0; 2009 Qtr 3: 0; 2009 Qtr 4: 2; 2010 Qtr 1: 0; 2010 Qtr 2: 0; 2010 Qtr 3: 0; 2010 Qtr 4: 0; 2011 Qtr 1: 0; 2011 Qtr 2: 0; 2011 Qtr 3: 0; 2011 Qtr 4: 0 | 2
0 | 267042-Residential Condensor Coil Cleaning Resid MF CZ10 VintAll |  | System | Residential | 13-MFM-ResidentialMulti-family-SP_COOL | 0 |  |  |  |  | 50 | 50 | 0 | 0 | 0 | 0 | 180 |  | kWh | 0.2376 | 0 | Residential | [7 empty] | 3 | 0.78 |  |  |  | 1 | 1 | 0 | 0 | 0 | 0 | 0 | 0 | 0 | 0 | 0 | 0 | 2009 Qtr 1: 0; 2009 Qtr 2: 0; 2009 Qtr 3: 0; 2009 Qtr 4: 1; 2010 Qtr 1: 0; 2010 Qtr 2: 0; 2010 Qtr 3: 0; 2010 Qtr 4: 0; 2011 Qtr 1: 0; 2011 Qtr 2: 0; 2011 Qtr 3: 0; 2011 Qtr 4: 0 | 1
0 | 267033-High Refrigerant Charge Adjustment (>= ±20% rated charge) Resid MF CZ10 Vint04 |  | System | Residential | 13-MFM-ResidentialMulti-family-SP_COOL | 0 |  |  |  |  | 66.33 | 53 | 0 | 0 | 0 | 13.33 | 171.246 |  | kWh | 0.22612 | -0.10521 | Residential |  | Winter Only | [5 empty] | 10 | 0.78 |  |  |  | 1 | 2 | 0 | 0 | 0 | 0 | 0 | 0 | 0 | 0 | 0 | 0 | 2009 Qtr 1: 0; 2009 Qtr 2: 0; 2009 Qtr 3: 0; 2009 Qtr 4: 2; 2010 Qtr 1: 0; 2010 Qtr 2: 0; 2010 Qtr 3: 0; 2010 Qtr 4: 0; 2011 Qtr 1: 0; 2011 Qtr 2: 0; 2011 Qtr 3: 0; 2011 Qtr 4: 0 | 2
0 | 267042-Residential Condensor Coil Cleaning Resid MF CZ10 VintAll |  | System | Residential | 13-MFM-ResidentialMulti-family-SP_COOL | 0 |  |  |  |  | 50 | 50 | 0 | 0 | 0 | 0 | 180 |  | kWh | 0.2376 | 0 | Residential | [7 empty] | 3 | 0.78 |  |  |  | 1 | 1 | 0 | 0 | 0 | 0 | 0 | 0 | 0 | 0 | 0 | 0 | 2009 Qtr 1: 0; 2009 Qtr 2: 0; 2009 Qtr 3: 0; 2009 Qtr 4: 1; 2010 Qtr 1: 0; 2010 Qtr 2: 0; 2010 Qtr 3: 0; 2010 Qtr 4: 0; 2011 Qtr 1: 0; 2011 Qtr 2: 0; 2011 Qtr 3: 0; 2011 Qtr 4: 0 | 1
0 | 267032-High Refrigerant Charge Adjustment (>= ±20% rated charge) Resid MF CZ10 Vint03 |  | System | Residential | 13-MFM-ResidentialMulti-family-SP_COOL | 0 |  |  |  |  | 66.33 | 79.5 | 0 | 0 | 0 | -13.17 | 195.15 |  | kWh | 0.21338 | -0.15765 | Residential |  | Winter Only | [5 empty] | 10 | 0.78 |  |  |  | 1 | 1 | 0 | 0 | 0 | 0 | 0 | 0 | 0 | 0 | 0 | 0 | 2009 Qtr 1: 0; 2009 Qtr 2: 0; 2009 Qtr 3: 0; 2009 Qtr 4: 1; 2010 Qtr 1: 0; 2010 Qtr 2: 0; 2010 Qtr 3: 0; 2010 Qtr 4: 0; 2011 Qtr 1: 0; 2011 Qtr 2: 0; 2011 Qtr 3: 0; 2011 Qtr 4: 0 | 1
0 | 267042-Residential Condensor Coil Cleaning Resid MF CZ10 VintAll |  | System | Residential | 13-MFM-ResidentialMulti-family-SP_COOL | 0 |  |  |  |  | 50 | 50 | 0 | 0 | 0 | 0 | 180 |  | kWh | 0.2376 | 0 | Residential | [7 empty] | 3 | 0.78 |  |  |  | 1 | 1 | 0 | 0 | 0 | 0 | 0 | 0 | 0 | 0 | 0 | 0 | 2009 Qtr 1: 0; 2009 Qtr 2: 0; 2009 Qtr 3: 0; 2009 Qtr 4: 1; 2010 Qtr 1: 0; 2010 Qtr 2: 0; 2010 Qtr 3: 0; 2010 Qtr 4: 0; 2011 Qtr 1: 0; 2011 Qtr 2: 0; 2011 Qtr 3: 0; 2011 Qtr 4: 0 | 1
0 | 267032-High Refrigerant Charge Adjustment (>= ±20% rated charge) Resid MF CZ10 Vint03 |  | System | Residential | 13-MFM-ResidentialMulti-family-SP_COOL | 0 |  |  |  |  | 66.33 | 53 | 0 | 0 | 0 | 13.33 | 195.15 |  | kWh | 0.21338 | -0.15765 | Residential |  | Winter Only | [5 empty] | 10 | 0.78 |  |  |  | 1 | 2 | 0 | 0 | 0 | 0 | 0 | 0 | 0 | 0 | 0 | 0 | 2009 Qtr 1: 0; 2009 Qtr 2: 0; 2009 Qtr 3: 0; 2009 Qtr 4: 2; 2010 Qtr 1: 0; 2010 Qtr 2: 0; 2010 Qtr 3: 0; 2010 Qtr 4: 0; 2011 Qtr 1: 0; 2011 Qtr 2: 0; 2011 Qtr 3: 0; 2011 Qtr 4: 0 | 2
0 | 267042-Residential Condensor Coil Cleaning Resid MF CZ10 VintAll |  | System | Residential | 13-MFM-ResidentialMulti-family-SP_COOL | 0 |  |  |  |  | 50 | 50 | 0 | 0 | 0 | 0 | 180 |  | kWh | 0.2376 | 0 | Residential | [7 empty] | 3 | 0.78 |  |  |  | 1 | 1 | 0 | 0 | 0 | 0 | 0 | 0 | 0 | 0 | 0 | 0 | 2009 Qtr 1: 0; 2009 Qtr 2: 0; 2009 Qtr 3: 0; 2009 Qtr 4: 1; 2010 Qtr 1: 0; 2010 Qtr 2: 0; 2010 Qtr 3: 0; 2010 Qtr 4: 0; 2011 Qtr 1: 0; 2011 Qtr 2: 0; 2011 Qtr 3: 0; 2011 Qtr 4: 0 | 1
0 | 267032-High Refrigerant Charge Adjustment (>= ±20% rated charge) Resid MF CZ10 Vint03 |  | System | Residential | 13-MFM-ResidentialMulti-family-SP_COOL | 0 |  |  |  |  | 66.33 | 79.5 | 0 | 0 | 0 | -13.17 | 195.15 |  | kWh | 0.21338 | -0.15765 | Residential |  | Winter Only | [5 empty] | 10 | 0.78 |  |  |  | 1 | 1 | 0 | 0 | 0 | 0 | 0 | 0 | 0 | 0 | 0 | 0 | 2009 Qtr 1: 0; 2009 Qtr 2: 0; 2009 Qtr 3: 0; 2009 Qtr 4: 1; 2010 Qtr 1: 0; 2010 Qtr 2: 0; 2010 Qtr 3: 0; 2010 Qtr 4: 0; 2011 Qtr 1: 0; 2011 Qtr 2: 0; 2011 Qtr 3: 0; 2011 Qtr 4: 0 | 1
0 | 267042-Residential Condensor Coil Cleaning Resid MF CZ10 VintAll |  | System | Residential | 13-MFM-ResidentialMulti-family-SP_COOL | 0 |  |  |  |  | 50 | 50 | 0 | 0 | 0 | 0 | 180 |  | kWh | 0.2376 | 0 | Residential | [7 empty] | 3 | 0.78 |  |  |  | 1 | 1 | 0 | 0 | 0 | 0 | 0 | 0 | 0 | 0 | 0 | 0 | 2009 Qtr 1: 0; 2009 Qtr 2: 0; 2009 Qtr 3: 0; 2009 Qtr 4: 1; 2010 Qtr 1: 0; 2010 Qtr 2: 0; 2010 Qtr 3: 0; 2010 Qtr 4: 0; 2011 Qtr 1: 0; 2011 Qtr 2: 0; 2011 Qtr 3: 0; 2011 Qtr 4: 0 | 1
0 | 267033-High Refrigerant Charge Adjustment (>= ±20% rated charge) Resid MF CZ10 Vint04 |  | System | Residential | 13-MFM-ResidentialMulti-family-SP_COOL | 0 |  |  |  |  | 66.33 | 53 | 0 | 0 | 0 | 13.33 | 171.246 |  | kWh | 0.22612 | -0.10521 | Residential |  | Winter Only | [5 empty] | 10 | 0.78 |  |  |  | 1 | 2 | 0 | 0 | 0 | 0 | 0 | 0 | 0 | 0 | 0 | 0 | 2009 Qtr 1: 0; 2009 Qtr 2: 0; 2009 Qtr 3: 0; 2009 Qtr 4: 2; 2010 Qtr 1: 0; 2010 Qtr 2: 0; 2010 Qtr 3: 0; 2010 Qtr 4: 0; 2011 Qtr 1: 0; 2011 Qtr 2: 0; 2011 Qtr 3: 0; 2011 Qtr 4: 0 | 2
0 | 267042-Residential Condensor Coil Cleaning Resid MF CZ10 VintAll |  | System | Residential | 13-MFM-ResidentialMulti-family-SP_COOL | 0 |  |  |  |  | 50 | 50 | 0 | 0 | 0 | 0 | 180 |  | kWh | 0.2376 | 0 | Residential | [7 empty] | 3 | 0.78 |  |  |  | 1 | 1 | 0 | 0 | 0 | 0 | 0 | 0 | 0 | 0 | 0 | 0 | 2009 Qtr 1: 0; 2009 Qtr 2: 0; 2009 Qtr 3: 0; 2009 Qtr 4: 1; 2010 Qtr 1: 0; 2010 Qtr 2: 0; 2010 Qtr 3: 0; 2010 Qtr 4: 0; 2011 Qtr 1: 0; 2011 Qtr 2: 0; 2011 Qtr 3: 0; 2011 Qtr 4: 0 | 1
0 | 267032-High Refrigerant Charge Adjustment (>= ±20% rated charge) Resid MF CZ10 Vint03 |  | System | Residential | 13-MFM-ResidentialMulti-family-SP_COOL | 0 |  |  |  |  | 66.33 | 53 | 0 | 0 | 0 | 13.33 | 195.15 |  | kWh | 0.21338 | -0.15765 | Residential |  | Winter Only | [5 empty] | 10 | 0.78 |  |  |  | 1 | 2 | 0 | 0 | 0 | 0 | 0 | 0 | 0 | 0 | 0 | 0 | 2009 Qtr 1: 0; 2009 Qtr 2: 0; 2009 Qtr 3: 0; 2009 Qtr 4: 2; 2010 Qtr 1: 0; 2010 Qtr 2: 0; 2010 Qtr 3: 0; 2010 Qtr 4: 0; 2011 Qtr 1: 0; 2011 Qtr 2: 0; 2011 Qtr 3: 0; 2011 Qtr 4: 0 | 2
0 | 267042-Residential Condensor Coil Cleaning Resid MF CZ10 VintAll |  | System | Residential | 13-MFM-ResidentialMulti-family-SP_COOL | 0 |  |  |  |  | 50 | 50 | 0 | 0 | 0 | 0 | 180 |  | kWh | 0.2376 | 0 | Residential | [7 empty] | 3 | 0.78 |  |  |  | 1 | 1 | 0 | 0 | 0 | 0 | 0 | 0 | 0 | 0 | 0 | 0 | 2009 Qtr 1: 0; 2009 Qtr 2: 0; 2009 Qtr 3: 0; 2009 Qtr 4: 1; 2010 Qtr 1: 0; 2010 Qtr 2: 0; 2010 Qtr 3: 0; 2010 Qtr 4: 0; 2011 Qtr 1: 0; 2011 Qtr 2: 0; 2011 Qtr 3: 0; 2011 Qtr 4: 0 | 1
0 | 267033-High Refrigerant Charge Adjustment (>= ±20% rated charge) Resid MF CZ10 Vint04 |  | System | Residential | 13-MFM-ResidentialMulti-family-SP_COOL | 0 |  |  |  |  | 66.33 | 53 | 0 | 0 | 0 | 13.33 | 171.246 |  | kWh | 0.22612 | -0.10521 | Residential |  | Winter Only | [5 empty] | 10 | 0.78 |  |  |  | 1 | 2 | 0 | 0 | 0 | 0 | 0 | 0 | 0 | 0 | 0 | 0 | 2009 Qtr 1: 0; 2009 Qtr 2: 0; 2009 Qtr 3: 0; 2009 Qtr 4: 2; 2010 Qtr 1: 0; 2010 Qtr 2: 0; 2010 Qtr 3: 0; 2010 Qtr 4: 0; 2011 Qtr 1: 0; 2011 Qtr 2: 0; 2011 Qtr 3: 0; 2011 Qtr 4: 0 | 2
0 | 267042-Residential Condensor Coil Cleaning Resid MF CZ10 VintAll |  | System | Residential | 13-MFM-ResidentialMulti-family-SP_COOL | 0 |  |  |  |  | 50 | 50 | 0 | 0 | 0 | 0 | 180 |  | kWh | 0.2376 | 0 | Residential | [7 empty] | 3 | 0.78 |  |  |  | 1 | 1 | 0 | 0 | 0 | 0 | 0 | 0 | 0 | 0 | 0 | 0 | 2009 Qtr 1: 0; 2009 Qtr 2: 0; 2009 Qtr 3: 0; 2009 Qtr 4: 1; 2010 Qtr 1: 0; 2010 Qtr 2: 0; 2010 Qtr 3: 0; 2010 Qtr 4: 0; 2011 Qtr 1: 0; 2011 Qtr 2: 0; 2011 Qtr 3: 0; 2011 Qtr 4: 0 | 1
0 | 267033-High Refrigerant Charge Adjustment (>= ±20% rated charge) Resid MF CZ10 Vint04 |  | System | Residential | 13-MFM-ResidentialMulti-family-SP_COOL | 0 |  |  |  |  | 66.33 | 53 | 0 | 0 | 0 | 13.33 | 171.246 |  | kWh | 0.22612 | -0.10521 | Residential |  | Winter Only | [5 empty] | 10 | 0.78 |  |  |  | 1 | 2 | 0 | 0 | 0 | 0 | 0 | 0 | 0 | 0 | 0 | 0 | 2009 Qtr 1: 0; 2009 Qtr 2: 0; 2009 Qtr 3: 0; 2009 Qtr 4: 2; 2010 Qtr 1: 0; 2010 Qtr 2: 0; 2010 Qtr 3: 0; 2010 Qtr 4: 0; 2011 Qtr 1: 0; 2011 Qtr 2: 0; 2011 Qtr 3: 0; 2011 Qtr 4: 0 | 2
0 | 267042-Residential Condensor Coil Cleaning Resid MF CZ10 VintAll |  | System | Residential | 13-MFM-ResidentialMulti-family-SP_COOL | 0 |  |  |  |  | 50 | 50 | 0 | 0 | 0 | 0 | 180 |  | kWh | 0.2376 | 0 | Residential | [7 empty] | 3 | 0.78 |  |  |  | 1 | 1 | 0 | 0 | 0 | 0 | 0 | 0 | 0 | 0 | 0 | 0 | 2009 Qtr 1: 0; 2009 Qtr 2: 0; 2009 Qtr 3: 0; 2009 Qtr 4: 1; 2010 Qtr 1: 0; 2010 Qtr 2: 0; 2010 Qtr 3: 0; 2010 Qtr 4: 0; 2011 Qtr 1: 0; 2011 Qtr 2: 0; 2011 Qtr 3: 0; 2011 Qtr 4: 0 | 1
0 | 267032-High Refrigerant Charge Adjustment (>= ±20% rated charge) Resid MF CZ10 Vint03 |  | System | Residential | 13-MFM-ResidentialMulti-family-SP_COOL | 0 |  |  |  |  | 66.33 | 53 | 0 | 0 | 0 | 13.33 | 195.15 |  | kWh | 0.21338 | -0.15765 | Residential |  | Winter Only | [5 empty] | 10 | 0.78 |  |  |  | 1 | 2 | 0 | 0 | 0 | 0 | 0 | 0 | 0 | 0 | 0 | 0 | 2009 Qtr 1: 0; 2009 Qtr 2: 0; 2009 Qtr 3: 0; 2009 Qtr 4: 2; 2010 Qtr 1: 0; 2010 Qtr 2: 0; 2010 Qtr 3: 0; 2010 Qtr 4: 0; 2011 Qtr 1: 0; 2011 Qtr 2: 0; 2011 Qtr 3: 0; 2011 Qtr 4: 0 | 2
0 | 267042-Residential Condensor Coil Cleaning Resid MF CZ10 VintAll |  | System | Residential | 13-MFM-ResidentialMulti-family-SP_COOL | 0 |  |  |  |  | 50 | 50 | 0 | 0 | 0 | 0 | 180 |  | kWh | 0.2376 | 0 | Residential | [7 empty] | 3 | 0.78 |  |  |  | 1 | 1 | 0 | 0 | 0 | 0 | 0 | 0 | 0 | 0 | 0 | 0 | 2009 Qtr 1: 0; 2009 Qtr 2: 0; 2009 Qtr 3: 0; 2009 Qtr 4: 1; 2010 Qtr 1: 0; 2010 Qtr 2: 0; 2010 Qtr 3: 0; 2010 Qtr 4: 0; 2011 Qtr 1: 0; 2011 Qtr 2: 0; 2011 Qtr 3: 0; 2011 Qtr 4: 0 | 1
0 | 267032-High Refrigerant Charge Adjustment (>= ±20% rated charge) Resid MF CZ10 Vint03 |  | System | Residential | 13-MFM-ResidentialMulti-family-SP_COOL | 0 |  |  |  |  | 66.33 | 53 | 0 | 0 | 0 | 13.33 | 195.15 |  | kWh | 0.21338 | -0.15765 | Residential |  | Winter Only | [5 empty] | 10 | 0.78 |  |  |  | 1 | 2 | 0 | 0 | 0 | 0 | 0 | 0 | 0 | 0 | 0 | 0 | 2009 Qtr 1: 0; 2009 Qtr 2: 0; 2009 Qtr 3: 0; 2009 Qtr 4: 2; 2010 Qtr 1: 0; 2010 Qtr 2: 0; 2010 Qtr 3: 0; 2010 Qtr 4: 0; 2011 Qtr 1: 0; 2011 Qtr 2: 0; 2011 Qtr 3: 0; 2011 Qtr 4: 0 | 2
0 | 267042-Residential Condensor Coil Cleaning Resid MF CZ10 VintAll |  | System | Residential | 13-MFM-ResidentialMulti-family-SP_COOL | 0 |  |  |  |  | 50 | 50 | 0 | 0 | 0 | 0 | 180 |  | kWh | 0.2376 | 0 | Residential | [7 empty] | 3 | 0.78 |  |  |  | 1 | 1 | 0 | 0 | 0 | 0 | 0 | 0 | 0 | 0 | 0 | 0 | 2009 Qtr 1: 0; 2009 Qtr 2: 0; 2009 Qtr 3: 0; 2009 Qtr 4: 1; 2010 Qtr 1: 0; 2010 Qtr 2: 0; 2010 Qtr 3: 0; 2010 Qtr 4: 0; 2011 Qtr 1: 0; 2011 Qtr 2: 0; 2011 Qtr 3: 0; 2011 Qtr 4: 0 | 1
0 | 267042-Residential Condensor Coil Cleaning Resid MF CZ10 VintAll |  | System | Residential | 13-MFM-ResidentialMulti-family-SP_COOL | 0 |  |  |  |  | 50 | 50 | 0 | 0 | 0 | 0 | 180 |  | kWh | 0.2376 | 0 | Residential | [7 empty] | 3 | 0.78 |  |  |  | 1 | 1 | 0 | 0 | 0 | 0 | 0 | 0 | 0 | 0 | 0 | 0 | 2009 Qtr 1: 0; 2009 Qtr 2: 0; 2009 Qtr 3: 0; 2009 Qtr 4: 1; 2010 Qtr 1: 0; 2010 Qtr 2: 0; 2010 Qtr 3: 0; 2010 Qtr 4: 0; 2011 Qtr 1: 0; 2011 Qtr 2: 0; 2011 Qtr 3: 0; 2011 Qtr 4: 0 | 1
0 | 267032-High Refrigerant Charge Adjustment (>= ±20% rated charge) Resid MF CZ10 Vint03 |  | System | Residential | 13-MFM-ResidentialMulti-family-SP_COOL | 0 |  |  |  |  | 66.33 | 53 | 0 | 0 | 0 | 13.33 | 195.15 |  | kWh | 0.21338 | -0.15765 | Residential |  | Winter Only | [5 empty] | 10 | 0.78 |  |  |  | 1 | 2 | 0 | 0 | 0 | 0 | 0 | 0 | 0 | 0 | 0 | 0 | 2009 Qtr 1: 0; 2009 Qtr 2: 0; 2009 Qtr 3: 0; 2009 Qtr 4: 2; 2010 Qtr 1: 0; 2010 Qtr 2: 0; 2010 Qtr 3: 0; 2010 Qtr 4: 0; 2011 Qtr 1: 0; 2011 Qtr 2: 0; 2011 Qtr 3: 0; 2011 Qtr 4: 0 | 2
0 | 267042-Residential Condensor Coil Cleaning Resid MF CZ10 VintAll |  | System | Residential | 13-MFM-ResidentialMulti-family-SP_COOL | 0 |  |  |  |  | 50 | 50 | 0 | 0 | 0 | 0 | 180 |  | kWh | 0.2376 | 0 | Residential | [7 empty] | 3 | 0.78 |  |  |  | 1 | 1 | 0 | 0 | 0 | 0 | 0 | 0 | 0 | 0 | 0 | 0 | 2009 Qtr 1: 0; 2009 Qtr 2: 0; 2009 Qtr 3: 0; 2009 Qtr 4: 1; 2010 Qtr 1: 0; 2010 Qtr 2: 0; 2010 Qtr 3: 0; 2010 Qtr 4: 0; 2011 Qtr 1: 0; 2011 Qtr 2: 0; 2011 Qtr 3: 0; 2011 Qtr 4: 0 | 1
0 | 267034-High Refrigerant Charge Adjustment (>= ±20% rated charge) Resid MF CZ10 Vint05 |  | System | Residential | 13-MFM-ResidentialMulti-family-SP_COOL | 0 |  |  |  |  | 66.33 | 53 | 0 | 0 | 0 | 13.33 | 140.383 |  | kWh | 0.19848 | -0.066812 | Residential |  | Winter Only | [5 empty] | 10 | 0.78 |  |  |  | 1 | 2 | 0 | 0 | 0 | 0 | 0 | 0 | 0 | 0 | 0 | 0 | 2009 Qtr 1: 0; 2009 Qtr 2: 0; 2009 Qtr 3: 0; 2009 Qtr 4: 2; 2010 Qtr 1: 0; 2010 Qtr 2: 0; 2010 Qtr 3: 0; 2010 Qtr 4: 0; 2011 Qtr 1: 0; 2011 Qtr 2: 0; 2011 Qtr 3: 0; 2011 Qtr 4: 0 | 2
0 | 267042-Residential Condensor Coil Cleaning Resid MF CZ10 VintAll |  | System | Residential | 13-MFM-ResidentialMulti-family-SP_COOL | 0 |  |  |  |  | 50 | 50 | 0 | 0 | 0 | 0 | 180 |  | kWh | 0.2376 | 0 | Residential | [7 empty] | 3 | 0.78 |  |  |  | 1 | 1 | 0 | 0 | 0 | 0 | 0 | 0 | 0 | 0 | 0 | 0 | 2009 Qtr 1: 0; 2009 Qtr 2: 0; 2009 Qtr 3: 0; 2009 Qtr 4: 1; 2010 Qtr 1: 0; 2010 Qtr 2: 0; 2010 Qtr 3: 0; 2010 Qtr 4: 0; 2011 Qtr 1: 0; 2011 Qtr 2: 0; 2011 Qtr 3: 0; 2011 Qtr 4: 0 | 1
0 | 267033-High Refrigerant Charge Adjustment (>= ±20% rated charge) Resid MF CZ10 Vint04 |  | System | Residential | 13-MFM-ResidentialMulti-family-SP_COOL | 0 |  |  |  |  | 66.33 | 53 | 0 | 0 | 0 | 13.33 | 171.246 |  | kWh | 0.22612 | -0.10521 | Residential |  | Winter Only | [5 empty] | 10 | 0.78 |  |  |  | 1 | 2 | 0 | 0 | 0 | 0 | 0 | 0 | 0 | 0 | 0 | 0 | 2009 Qtr 1: 0; 2009 Qtr 2: 0; 2009 Qtr 3: 0; 2009 Qtr 4: 2; 2010 Qtr 1: 0; 2010 Qtr 2: 0; 2010 Qtr 3: 0; 2010 Qtr 4: 0; 2011 Qtr 1: 0; 2011 Qtr 2: 0; 2011 Qtr 3: 0; 2011 Qtr 4: 0 | 2
0 | 267042-Residential Condensor Coil Cleaning Resid MF CZ10 VintAll |  | System | Residential | 13-MFM-ResidentialMulti-family-SP_COOL | 0 |  |  |  |  | 50 | 50 | 0 | 0 | 0 | 0 | 180 |  | kWh | 0.2376 | 0 | Residential | [7 empty] | 3 | 0.78 |  |  |  | 1 | 1 | 0 | 0 | 0 | 0 | 0 | 0 | 0 | 0 | 0 | 0 | 2009 Qtr 1: 0; 2009 Qtr 2: 0; 2009 Qtr 3: 0; 2009 Qtr 4: 1; 2010 Qtr 1: 0; 2010 Qtr 2: 0; 2010 Qtr 3: 0; 2010 Qtr 4: 0; 2011 Qtr 1: 0; 2011 Qtr 2: 0; 2011 Qtr 3: 0; 2011 Qtr 4: 0 | 1
0 | 267032-High Refrigerant Charge Adjustment (>= ±20% rated charge) Resid MF CZ10 Vint03 |  | System | Residential | 13-MFM-ResidentialMulti-family-SP_COOL | 0 |  |  |  |  | 66.33 | 53 | 0 | 0 | 0 | 13.33 | 195.15 |  | kWh | 0.21338 | -0.15765 | Residential |  | Winter Only | [5 empty] | 10 | 0.78 |  |  |  | 1 | 2 | 0 | 0 | 0 | 0 | 0 | 0 | 0 | 0 | 0 | 0 | 2009 Qtr 1: 0; 2009 Qtr 2: 0; 2009 Qtr 3: 0; 2009 Qtr 4: 2; 2010 Qtr 1: 0; 2010 Qtr 2: 0; 2010 Qtr 3: 0; 2010 Qtr 4: 0; 2011 Qtr 1: 0; 2011 Qtr 2: 0; 2011 Qtr 3: 0; 2011 Qtr 4: 0 | 2
0 | 267042-Residential Condensor Coil Cleaning Resid MF CZ10 VintAll |  | System | Residential | 13-MFM-ResidentialMulti-family-SP_COOL | 0 |  |  |  |  | 50 | 50 | 0 | 0 | 0 | 0 | 180 |  | kWh | 0.2376 | 0 | Residential | [7 empty] | 3 | 0.78 |  |  |  | 1 | 1 | 0 | 0 | 0 | 0 | 0 | 0 | 0 | 0 | 0 | 0 | 2009 Qtr 1: 0; 2009 Qtr 2: 0; 2009 Qtr 3: 0; 2009 Qtr 4: 1; 2010 Qtr 1: 0; 2010 Qtr 2: 0; 2010 Qtr 3: 0; 2010 Qtr 4: 0; 2011 Qtr 1: 0; 2011 Qtr 2: 0; 2011 Qtr 3: 0; 2011 Qtr 4: 0 | 1
0 | 267033-High Refrigerant Charge Adjustment (>= ±20% rated charge) Resid MF CZ10 Vint04 |  | System | Residential | 13-MFM-ResidentialMulti-family-SP_COOL | 0 |  |  |  |  | 66.33 | 53 | 0 | 0 | 0 | 13.33 | 171.246 |  | kWh | 0.22612 | -0.10521 | Residential |  | Winter Only | [5 empty] | 10 | 0.78 |  |  |  | 1 | 2 | 0 | 0 | 0 | 0 | 0 | 0 | 0 | 0 | 0 | 0 | 2009 Qtr 1: 0; 2009 Qtr 2: 0; 2009 Qtr 3: 0; 2009 Qtr 4: 2; 2010 Qtr 1: 0; 2010 Qtr 2: 0; 2010 Qtr 3: 0; 2010 Qtr 4: 0; 2011 Qtr 1: 0; 2011 Qtr 2: 0; 2011 Qtr 3: 0; 2011 Qtr 4: 0 | 2
0 | 267042-Residential Condensor Coil Cleaning Resid MF CZ10 VintAll |  | System | Residential | 13-MFM-ResidentialMulti-family-SP_COOL | 0 |  |  |  |  | 50 | 50 | 0 | 0 | 0 | 0 | 180 |  | kWh | 0.2376 | 0 | Residential | [7 empty] | 3 | 0.78 |  |  |  | 1 | 1 | 0 | 0 | 0 | 0 | 0 | 0 | 0 | 0 | 0 | 0 | 2009 Qtr 1: 0; 2009 Qtr 2: 0; 2009 Qtr 3: 0; 2009 Qtr 4: 1; 2010 Qtr 1: 0; 2010 Qtr 2: 0; 2010 Qtr 3: 0; 2010 Qtr 4: 0; 2011 Qtr 1: 0; 2011 Qtr 2: 0; 2011 Qtr 3: 0; 2011 Qtr 4: 0 | 1
0 | 267035-High Refrigerant Charge Adjustment (>= ±20% rated charge) Resid MF CZ10 Vint01 |  | System | Residential | 13-MFM-ResidentialMulti-family-SP_COOL | 0 |  |  |  |  | 66.33 | 53 | 0 | 0 | 0 | 13.33 | 120.504 |  | kWh | 0.19741 | -0.037108 | Residential |  | Winter Only | [5 empty] | 10 | 0.78 |  |  |  | 1 | 2 | 0 | 0 | 0 | 0 | 0 | 0 | 0 | 0 | 0 | 0 | 2009 Qtr 1: 0; 2009 Qtr 2: 0; 2009 Qtr 3: 0; 2009 Qtr 4: 2; 2010 Qtr 1: 0; 2010 Qtr 2: 0; 2010 Qtr 3: 0; 2010 Qtr 4: 0; 2011 Qtr 1: 0; 2011 Qtr 2: 0; 2011 Qtr 3: 0; 2011 Qtr 4: 0 | 2
0 | 267042-Residential Condensor Coil Cleaning Resid MF CZ10 VintAll |  | System | Residential | 13-MFM-ResidentialMulti-family-SP_COOL | 0 |  |  |  |  | 50 | 50 | 0 | 0 | 0 | 0 | 180 |  | kWh | 0.2376 | 0 | Residential | [7 empty] | 3 | 0.78 |  |  |  | 1 | 1 | 0 | 0 | 0 | 0 | 0 | 0 | 0 | 0 | 0 | 0 | 2009 Qtr 1: 0; 2009 Qtr 2: 0; 2009 Qtr 3: 0; 2009 Qtr 4: 1; 2010 Qtr 1: 0; 2010 Qtr 2: 0; 2010 Qtr 3: 0; 2010 Qtr 4: 0; 2011 Qtr 1: 0; 2011 Qtr 2: 0; 2011 Qtr 3: 0; 2011 Qtr 4: 0 | 1
0 | 267033-High Refrigerant Charge Adjustment (>= ±20% rated charge) Resid MF CZ10 Vint04 |  | System | Residential | 13-MFM-ResidentialMulti-family-SP_COOL | 0 |  |  |  |  | 66.33 | 53 | 0 | 0 | 0 | 13.33 | 171.246 |  | kWh | 0.22612 | -0.10521 | Residential |  | Winter Only | [5 empty] | 10 | 0.78 |  |  |  | 1 | 2 | 0 | 0 | 0 | 0 | 0 | 0 | 0 | 0 | 0 | 0 | 2009 Qtr 1: 0; 2009 Qtr 2: 0; 2009 Qtr 3: 0; 2009 Qtr 4: 2; 2010 Qtr 1: 0; 2010 Qtr 2: 0; 2010 Qtr 3: 0; 2010 Qtr 4: 0; 2011 Qtr 1: 0; 2011 Qtr 2: 0; 2011 Qtr 3: 0; 2011 Qtr 4: 0 | 2
0 | 267042-Residential Condensor Coil Cleaning Resid MF CZ10 VintAll |  | System | Residential | 13-MFM-ResidentialMulti-family-SP_COOL | 0 |  |  |  |  | 50 | 50 | 0 | 0 | 0 | 0 | 180 |  | kWh | 0.2376 | 0 | Residential | [7 empty] | 3 | 0.78 |  |  |  | 1 | 1 | 0 | 0 | 0 | 0 | 0 | 0 | 0 | 0 | 0 | 0 | 2009 Qtr 1: 0; 2009 Qtr 2: 0; 2009 Qtr 3: 0; 2009 Qtr 4: 1; 2010 Qtr 1: 0; 2010 Qtr 2: 0; 2010 Qtr 3: 0; 2010 Qtr 4: 0; 2011 Qtr 1: 0; 2011 Qtr 2: 0; 2011 Qtr 3: 0; 2011 Qtr 4: 0 | 1
0 | 267033-High Refrigerant Charge Adjustment (>= ±20% rated charge) Resid MF CZ10 Vint04 |  | System | Residential | 13-MFM-ResidentialMulti-family-SP_COOL | 0 |  |  |  |  | 66.33 | 53 | 0 | 0 | 0 | 13.33 | 171.246 |  | kWh | 0.22612 | -0.10521 | Residential |  | Winter Only | [5 empty] | 10 | 0.78 |  |  |  | 1 | 2 | 0 | 0 | 0 | 0 | 0 | 0 | 0 | 0 | 0 | 0 | 2009 Qtr 1: 0; 2009 Qtr 2: 0; 2009 Qtr 3: 0; 2009 Qtr 4: 2; 2010 Qtr 1: 0; 2010 Qtr 2: 0; 2010 Qtr 3: 0; 2010 Qtr 4: 0; 2011 Qtr 1: 0; 2011 Qtr 2: 0; 2011 Qtr 3: 0; 2011 Qtr 4: 0 | 2
0 | 267042-Residential Condensor Coil Cleaning Resid MF CZ10 VintAll |  | System | Residential | 13-MFM-ResidentialMulti-family-SP_COOL | 0 |  |  |  |  | 50 | 50 | 0 | 0 | 0 | 0 | 180 |  | kWh | 0.2376 | 0 | Residential | [7 empty] | 3 | 0.78 |  |  |  | 1 | 1 | 0 | 0 | 0 | 0 | 0 | 0 | 0 | 0 | 0 | 0 | 2009 Qtr 1: 0; 2009 Qtr 2: 0; 2009 Qtr 3: 0; 2009 Qtr 4: 1; 2010 Qtr 1: 0; 2010 Qtr 2: 0; 2010 Qtr 3: 0; 2010 Qtr 4: 0; 2011 Qtr 1: 0; 2011 Qtr 2: 0; 2011 Qtr 3: 0; 2011 Qtr 4: 0 | 1
0 | 267035-High Refrigerant Charge Adjustment (>= ±20% rated charge) Resid MF CZ10 Vint01 |  | System | Residential | 13-MFM-ResidentialMulti-family-SP_COOL | 0 |  |  |  |  | 66.33 | 53 | 0 | 0 | 0 | 13.33 | 120.504 |  | kWh | 0.19741 | -0.037108 | Residential |  | Winter Only | [5 empty] | 10 | 0.78 |  |  |  | 1 | 3 | 0 | 0 | 0 | 0 | 0 | 0 | 0 | 0 | 0 | 0 | 2009 Qtr 1: 0; 2009 Qtr 2: 0; 2009 Qtr 3: 0; 2009 Qtr 4: 3; 2010 Qtr 1: 0; 2010 Qtr 2: 0; 2010 Qtr 3: 0; 2010 Qtr 4: 0; 2011 Qtr 1: 0; 2011 Qtr 2: 0; 2011 Qtr 3: 0; 2011 Qtr 4: 0 | 3
0 | 267042-Residential Condensor Coil Cleaning Resid MF CZ10 VintAll |  | System | Residential | 13-MFM-ResidentialMulti-family-SP_COOL | 0 |  |  |  |  | 50 | 50 | 0 | 0 | 0 | 0 | 180 |  | kWh | 0.2376 | 0 | Residential | [7 empty] | 3 | 0.78 |  |  |  | 1 | 1 | 0 | 0 | 0 | 0 | 0 | 0 | 0 | 0 | 0 | 0 | 2009 Qtr 1: 0; 2009 Qtr 2: 0; 2009 Qtr 3: 0; 2009 Qtr 4: 1; 2010 Qtr 1: 0; 2010 Qtr 2: 0; 2010 Qtr 3: 0; 2010 Qtr 4: 0; 2011 Qtr 1: 0; 2011 Qtr 2: 0; 2011 Qtr 3: 0; 2011 Qtr 4: 0 | 1
0 | 267033-High Refrigerant Charge Adjustment (>= ±20% rated charge) Resid MF CZ10 Vint04 |  | System | Residential | 13-MFM-ResidentialMulti-family-SP_COOL | 0 |  |  |  |  | 66.33 | 53 | 0 | 0 | 0 | 13.33 | 171.246 |  | kWh | 0.22612 | -0.10521 | Residential |  | Winter Only | [5 empty] | 10 | 0.78 |  |  |  | 1 | 3 | 0 | 0 | 0 | 0 | 0 | 0 | 0 | 0 | 0 | 0 | 2009 Qtr 1: 0; 2009 Qtr 2: 0; 2009 Qtr 3: 0; 2009 Qtr 4: 3; 2010 Qtr 1: 0; 2010 Qtr 2: 0; 2010 Qtr 3: 0; 2010 Qtr 4: 0; 2011 Qtr 1: 0; 2011 Qtr 2: 0; 2011 Qtr 3: 0; 2011 Qtr 4: 0 | 3
0 | 267042-Residential Condensor Coil Cleaning Resid MF CZ10 VintAll |  | System | Residential | 13-MFM-ResidentialMulti-family-SP_COOL | 0 |  |  |  |  | 50 | 50 | 0 | 0 | 0 | 0 | 180 |  | kWh | 0.2376 | 0 | Residential | [7 empty] | 3 | 0.78 |  |  |  | 1 | 1 | 0 | 0 | 0 | 0 | 0 | 0 | 0 | 0 | 0 | 0 | 2009 Qtr 1: 0; 2009 Qtr 2: 0; 2009 Qtr 3: 0; 2009 Qtr 4: 1; 2010 Qtr 1: 0; 2010 Qtr 2: 0; 2010 Qtr 3: 0; 2010 Qtr 4: 0; 2011 Qtr 1: 0; 2011 Qtr 2: 0; 2011 Qtr 3: 0; 2011 Qtr 4: 0 | 1
0 | 267004-High Refrigerant Charge Adjustment (>= ±20% rated charge) Resid SF CZ10 Vint01 |  | System | Residential | 26-SFM-ResidentialSingleFamily-SP_COOL | 0 |  |  |  |  | 65 | 53 | 0 | 0 | 0 | 12 | 110.437 |  | kWh | 0.1629 | -0.018297 | Residential |  | Winter Only | [5 empty] | 10 | 0.78 |  |  |  | 1 | 4 | 0 | 0 | 0 | 0 | 0 | 0 | 0 | 0 | 0 | 0 | 2009 Qtr 1: 0; 2009 Qtr 2: 0; 2009 Qtr 3: 0; 2009 Qtr 4: 4; 2010 Qtr 1: 0; 2010 Qtr 2: 0; 2010 Qtr 3: 0; 2010 Qtr 4: 0; 2011 Qtr 1: 0; 2011 Qtr 2: 0; 2011 Qtr 3: 0; 2011 Qtr 4: 0 | 4
0 | 267040-Residential Condensor Coil Cleaning Resid SF CZ10 VintAll |  | System | Residential | 26-SFM-ResidentialSingleFamily-SP_COOL | 0 |  |  |  |  | 50 | 50 | 0 | 0 | 0 | 0 | 270 |  | kWh | 0.3564 | 0 | Residential | [7 empty] | 3 | 0.78 |  |  |  | 1 | 1 | 0 | 0 | 0 | 0 | 0 | 0 | 0 | 0 | 0 | 0 | 2009 Qtr 1: 0; 2009 Qtr 2: 0; 2009 Qtr 3: 0; 2009 Qtr 4: 1; 2010 Qtr 1: 0; 2010 Qtr 2: 0; 2010 Qtr 3: 0; 2010 Qtr 4: 0; 2011 Qtr 1: 0; 2011 Qtr 2: 0; 2011 Qtr 3: 0; 2011 Qtr 4: 0 | 1
0 | 267030-Commercial HVAC Diagnostic/Tune-up Com All CZ10 VintAll |  | System | Commercial | 01-ALC-AllCommercial-Cooling | 0 |  |  |  |  | 67.6133 | 67.6133 | 0 | 0 | 0 | 0 | 214 |  | kWh | 0.15 | 0 | Commercial | [7 empty] | 10 | 0.85 |  |  |  | 1 | 1.34 | 0 | 0 | 0 | 0 | 0 | 0 | 0 | 0 | 0 | 0 | 2009 Qtr 1: 0; 2009 Qtr 2: 0; 2009 Qtr 3: 0; 2009 Qtr 4: 1.34; 2010 Qtr 1: 0; 2010 Qtr 2: 0; 2010 Qtr 3: 0; 2010 Qtr 4: 0; 2011 Qtr 1: 0; 2011 Qtr 2: 0; 2011 Qtr 3: 0; 2011 Qtr 4: 0 | 1.34
0 | 267045-Commercial Condensor Coil Cleaning (all units - savings at 50% of DEER) Com All CZ10 VintAll |  | System | Commercial | 01-ALC-AllCommercial-Cooling | 0 |  |  |  |  | 10 | 10 | 0 | 0 | 0 | 0 | 74 |  | kWh | 0.0665 | 0 | Commercial | [7 empty] | 3 | 0.78 |  |  |  | 1 | 2 | 0 | 0 | 0 | 0 | 0 | 0 | 0 | 0 | 0 | 0 | 2009 Qtr 1: 0; 2009 Qtr 2: 0; 2009 Qtr 3: 0; 2009 Qtr 4: 2; 2010 Qtr 1: 0; 2010 Qtr 2: 0; 2010 Qtr 3: 0; 2010 Qtr 4: 0; 2011 Qtr 1: 0; 2011 Qtr 2: 0; 2011 Qtr 3: 0; 2011 Qtr 4: 0 | 2
0 | 267030-Commercial HVAC Diagnostic/Tune-up Com All CZ10 VintAll |  | System | Commercial | 01-ALC-AllCommercial-Cooling | 0 |  |  |  |  | 67.6133 | 67.6133 | 0 | 0 | 0 | 0 | 214 |  | kWh | 0.15 | 0 | Commercial | [7 empty] | 10 | 0.85 |  |  |  | 1 | 1.34 | 0 | 0 | 0 | 0 | 0 | 0 | 0 | 0 | 0 | 0 | 2009 Qtr 1: 0; 2009 Qtr 2: 0; 2009 Qtr 3: 0; 2009 Qtr 4: 1.34; 2010 Qtr 1: 0; 2010 Qtr 2: 0; 2010 Qtr 3: 0; 2010 Qtr 4: 0; 2011 Qtr 1: 0; 2011 Qtr 2: 0; 2011 Qtr 3: 0; 2011 Qtr 4: 0 | 1.34
0 | 267045-Commercial Condensor Coil Cleaning (all units - savings at 50% of DEER) Com All CZ10 VintAll |  | System | Commercial | 01-ALC-AllCommercial-Cooling | 0 |  |  |  |  | 10 | 10 | 0 | 0 | 0 | 0 | 74 |  | kWh | 0.0665 | 0 | Commercial | [7 empty] | 3 | 0.78 |  |  |  | 1 | 2 | 0 | 0 | 0 | 0 | 0 | 0 | 0 | 0 | 0 | 0 | 2009 Qtr 1: 0; 2009 Qtr 2: 0; 2009 Qtr 3: 0; 2009 Qtr 4: 2; 2010 Qtr 1: 0; 2010 Qtr 2: 0; 2010 Qtr 3: 0; 2010 Qtr 4: 0; 2011 Qtr 1: 0; 2011 Qtr 2: 0; 2011 Qtr 3: 0; 2011 Qtr 4: 0 | 2
0 | 267001-High Refrigerant Charge Adjustment (>= ±20% rated charge) Resid SFCZ10 Vint03 |  | System | Residential | 26-SFM-ResidentialSingleFamily-SP_COOL | 0 |  |  |  |  | 65 | 53 | 0 | 0 | 0 | 12 | 248.449 |  | kWh | 0.18306 | -0.066637 | Residential |  | Winter Only | [5 empty] | 10 | 0.78 |  |  |  | 1 | 4 | 0 | 0 | 0 | 0 | 0 | 0 | 0 | 0 | 0 | 0 | 2009 Qtr 1: 0; 2009 Qtr 2: 0; 2009 Qtr 3: 0; 2009 Qtr 4: 4; 2010 Qtr 1: 0; 2010 Qtr 2: 0; 2010 Qtr 3: 0; 2010 Qtr 4: 0; 2011 Qtr 1: 0; 2011 Qtr 2: 0; 2011 Qtr 3: 0; 2011 Qtr 4: 0 | 4
0 | 267001-High Refrigerant Charge Adjustment (>= ±20% rated charge) Resid SFCZ10 Vint03 |  | System | Residential | 26-SFM-ResidentialSingleFamily-SP_COOL | 0 |  |  |  |  | 65 | 53 | 0 | 0 | 0 | 12 | 248.449 |  | kWh | 0.18306 | -0.066637 | Residential |  | Winter Only | [5 empty] | 10 | 0.78 |  |  |  | 1 | 3 | 0 | 0 | 0 | 0 | 0 | 0 | 0 | 0 | 0 | 0 | 2009 Qtr 1: 0; 2009 Qtr 2: 0; 2009 Qtr 3: 0; 2009 Qtr 4: 3; 2010 Qtr 1: 0; 2010 Qtr 2: 0; 2010 Qtr 3: 0; 2010 Qtr 4: 0; 2011 Qtr 1: 0; 2011 Qtr 2: 0; 2011 Qtr 3: 0; 2011 Qtr 4: 0 | 3
0 | 267040-Residential Condensor Coil Cleaning Resid SF CZ10 VintAll |  | System | Residential | 26-SFM-ResidentialSingleFamily-SP_COOL | 0 |  |  |  |  | 50 | 50 | 0 | 0 | 0 | 0 | 270 |  | kWh | 0.3564 | 0 | Residential | [7 empty] | 3 | 0.78 |  |  |  | 1 | 1 | 0 | 0 | 0 | 0 | 0 | 0 | 0 | 0 | 0 | 0 | 2009 Qtr 1: 0; 2009 Qtr 2: 0; 2009 Qtr 3: 0; 2009 Qtr 4: 1; 2010 Qtr 1: 0; 2010 Qtr 2: 0; 2010 Qtr 3: 0; 2010 Qtr 4: 0; 2011 Qtr 1: 0; 2011 Qtr 2: 0; 2011 Qtr 3: 0; 2011 Qtr 4: 0 | 1
0 | 267001-High Refrigerant Charge Adjustment (>= ±20% rated charge) Resid SFCZ10 Vint03 |  | System | Residential | 26-SFM-ResidentialSingleFamily-SP_COOL | 0 |  |  |  |  | 65 | 61.8333 | 0 | 0 | 0 | 3.1667 | 248.449 |  | kWh | 0.18306 | -0.066637 | Residential |  | Winter Only | [5 empty] | 10 | 0.78 |  |  |  | 1 | 3 | 0 | 0 | 0 | 0 | 0 | 0 | 0 | 0 | 0 | 0 | 2009 Qtr 1: 0; 2009 Qtr 2: 0; 2009 Qtr 3: 0; 2009 Qtr 4: 3; 2010 Qtr 1: 0; 2010 Qtr 2: 0; 2010 Qtr 3: 0; 2010 Qtr 4: 0; 2011 Qtr 1: 0; 2011 Qtr 2: 0; 2011 Qtr 3: 0; 2011 Qtr 4: 0 | 3
0 | 267040-Residential Condensor Coil Cleaning Resid SF CZ10 VintAll |  | System | Residential | 26-SFM-ResidentialSingleFamily-SP_COOL | 0 |  |  |  |  | 50 | 50 | 0 | 0 | 0 | 0 | 270 |  | kWh | 0.3564 | 0 | Residential | [7 empty] | 3 | 0.78 |  |  |  | 1 | 1 | 0 | 0 | 0 | 0 | 0 | 0 | 0 | 0 | 0 | 0 | 2009 Qtr 1: 0; 2009 Qtr 2: 0; 2009 Qtr 3: 0; 2009 Qtr 4: 1; 2010 Qtr 1: 0; 2010 Qtr 2: 0; 2010 Qtr 3: 0; 2010 Qtr 4: 0; 2011 Qtr 1: 0; 2011 Qtr 2: 0; 2011 Qtr 3: 0; 2011 Qtr 4: 0 | 1
0 | 267004-High Refrigerant Charge Adjustment (>= ±20% rated charge) Resid SF CZ10 Vint01 |  | System | Residential | 26-SFM-ResidentialSingleFamily-SP_COOL | 0 |  |  |  |  | 65 | 53 | 0 | 0 | 0 | 12 | 110.437 |  | kWh | 0.1629 | -0.018297 | Residential |  | Winter Only | [5 empty] | 10 | 0.78 |  |  |  | 1 | 3 | 0 | 0 | 0 | 0 | 0 | 0 | 0 | 0 | 0 | 0 | 2009 Qtr 1: 0; 2009 Qtr 2: 0; 2009 Qtr 3: 0; 2009 Qtr 4: 3; 2010 Qtr 1: 0; 2010 Qtr 2: 0; 2010 Qtr 3: 0; 2010 Qtr 4: 0; 2011 Qtr 1: 0; 2011 Qtr 2: 0; 2011 Qtr 3: 0; 2011 Qtr 4: 0 | 3
0 | 267040-Residential Condensor Coil Cleaning Resid SF CZ10 VintAll |  | System | Residential | 26-SFM-ResidentialSingleFamily-SP_COOL | 0 |  |  |  |  | 50 | 50 | 0 | 0 | 0 | 0 | 270 |  | kWh | 0.3564 | 0 | Residential | [7 empty] | 3 | 0.78 |  |  |  | 1 | 1 | 0 | 0 | 0 | 0 | 0 | 0 | 0 | 0 | 0 | 0 | 2009 Qtr 1: 0; 2009 Qtr 2: 0; 2009 Qtr 3: 0; 2009 Qtr 4: 1; 2010 Qtr 1: 0; 2010 Qtr 2: 0; 2010 Qtr 3: 0; 2010 Qtr 4: 0; 2011 Qtr 1: 0; 2011 Qtr 2: 0; 2011 Qtr 3: 0; 2011 Qtr 4: 0 | 1
0 | 267002-High Refrigerant Charge Adjustment (>= ±20% rated charge) Resid SF CZ10 Vint04 |  | System | Residential | 26-SFM-ResidentialSingleFamily-SP_COOL | 0 |  |  |  |  | 65 | 53 | 0 | 0 | 0 | 12 | 205.771 |  | kWh | 0.22808 | -0.078078 | Residential |  | Winter Only | [5 empty] | 10 | 0.78 |  |  |  | 1 | 4 | 0 | 0 | 0 | 0 | 0 | 0 | 0 | 0 | 0 | 0 | 2009 Qtr 1: 0; 2009 Qtr 2: 0; 2009 Qtr 3: 0; 2009 Qtr 4: 4; 2010 Qtr 1: 0; 2010 Qtr 2: 0; 2010 Qtr 3: 0; 2010 Qtr 4: 0; 2011 Qtr 1: 0; 2011 Qtr 2: 0; 2011 Qtr 3: 0; 2011 Qtr 4: 0 | 4
0 | 267040-Residential Condensor Coil Cleaning Resid SF CZ10 VintAll |  | System | Residential | 26-SFM-ResidentialSingleFamily-SP_COOL | 0 |  |  |  |  | 50 | 50 | 0 | 0 | 0 | 0 | 270 |  | kWh | 0.3564 | 0 | Residential | [7 empty] | 3 | 0.78 |  |  |  | 1 | 1 | 0 | 0 | 0 | 0 | 0 | 0 | 0 | 0 | 0 | 0 | 2009 Qtr 1: 0; 2009 Qtr 2: 0; 2009 Qtr 3: 0; 2009 Qtr 4: 1; 2010 Qtr 1: 0; 2010 Qtr 2: 0; 2010 Qtr 3: 0; 2010 Qtr 4: 0; 2011 Qtr 1: 0; 2011 Qtr 2: 0; 2011 Qtr 3: 0; 2011 Qtr 4: 0 | 1
0 | 267001-High Refrigerant Charge Adjustment (>= ±20% rated charge) Resid SFCZ10 Vint03 |  | System | Residential | 26-SFM-ResidentialSingleFamily-SP_COOL | 0 |  |  |  |  | 65 | 53 | 0 | 0 | 0 | 12 | 248.449 |  | kWh | 0.18306 | -0.066637 | Residential |  | Winter Only | [5 empty] | 10 | 0.78 |  |  |  | 1 | 5 | 0 | 0 | 0 | 0 | 0 | 0 | 0 | 0 | 0 | 0 | 2009 Qtr 1: 0; 2009 Qtr 2: 0; 2009 Qtr 3: 0; 2009 Qtr 4: 5; 2010 Qtr 1: 0; 2010 Qtr 2: 0; 2010 Qtr 3: 0; 2010 Qtr 4: 0; 2011 Qtr 1: 0; 2011 Qtr 2: 0; 2011 Qtr 3: 0; 2011 Qtr 4: 0 | 5
0 | 267040-Residential Condensor Coil Cleaning Resid SF CZ10 VintAll |  | System | Residential | 26-SFM-ResidentialSingleFamily-SP_COOL | 0 |  |  |  |  | 50 | 50 | 0 | 0 | 0 | 0 | 270 |  | kWh | 0.3564 | 0 | Residential | [7 empty] | 3 | 0.78 |  |  |  | 1 | 1 | 0 | 0 | 0 | 0 | 0 | 0 | 0 | 0 | 0 | 0 | 2009 Qtr 1: 0; 2009 Qtr 2: 0; 2009 Qtr 3: 0; 2009 Qtr 4: 1; 2010 Qtr 1: 0; 2010 Qtr 2: 0; 2010 Qtr 3: 0; 2010 Qtr 4: 0; 2011 Qtr 1: 0; 2011 Qtr 2: 0; 2011 Qtr 3: 0; 2011 Qtr 4: 0 | 1
0 | 267002-High Refrigerant Charge Adjustment (>= ±20% rated charge) Resid SF CZ10 Vint04 |  | System | Residential | 26-SFM-ResidentialSingleFamily-SP_COOL | 0 |  |  |  |  | 65 | 53 | 0 | 0 | 0 | 12 | 205.771 |  | kWh | 0.22808 | -0.078078 | Residential |  | Winter Only | [5 empty] | 10 | 0.78 |  |  |  | 1 | 3 | 0 | 0 | 0 | 0 | 0 | 0 | 0 | 0 | 0 | 0 | 2009 Qtr 1: 0; 2009 Qtr 2: 0; 2009 Qtr 3: 0; 2009 Qtr 4: 3; 2010 Qtr 1: 0; 2010 Qtr 2: 0; 2010 Qtr 3: 0; 2010 Qtr 4: 0; 2011 Qtr 1: 0; 2011 Qtr 2: 0; 2011 Qtr 3: 0; 2011 Qtr 4: 0 | 3
0 | 267040-Residential Condensor Coil Cleaning Resid SF CZ10 VintAll |  | System | Residential | 26-SFM-ResidentialSingleFamily-SP_COOL | 0 |  |  |  |  | 50 | 50 | 0 | 0 | 0 | 0 | 270 |  | kWh | 0.3564 | 0 | Residential | [7 empty] | 3 | 0.78 |  |  |  | 1 | 1 | 0 | 0 | 0 | 0 | 0 | 0 | 0 | 0 | 0 | 0 | 2009 Qtr 1: 0; 2009 Qtr 2: 0; 2009 Qtr 3: 0; 2009 Qtr 4: 1; 2010 Qtr 1: 0; 2010 Qtr 2: 0; 2010 Qtr 3: 0; 2010 Qtr 4: 0; 2011 Qtr 1: 0; 2011 Qtr 2: 0; 2011 Qtr 3: 0; 2011 Qtr 4: 0 | 1
0 | 267002-High Refrigerant Charge Adjustment (>= ±20% rated charge) Resid SF CZ10 Vint04 |  | System | Residential | 26-SFM-ResidentialSingleFamily-SP_COOL | 0 |  |  |  |  | 65 | 61.8333 | 0 | 0 | 0 | 3.1667 | 205.771 |  | kWh | 0.22808 | -0.078078 | Residential |  | Winter Only | [5 empty] | 10 | 0.78 |  |  |  | 1 | 3 | 0 | 0 | 0 | 0 | 0 | 0 | 0 | 0 | 0 | 0 | 2009 Qtr 1: 0; 2009 Qtr 2: 0; 2009 Qtr 3: 0; 2009 Qtr 4: 3; 2010 Qtr 1: 0; 2010 Qtr 2: 0; 2010 Qtr 3: 0; 2010 Qtr 4: 0; 2011 Qtr 1: 0; 2011 Qtr 2: 0; 2011 Qtr 3: 0; 2011 Qtr 4: 0 | 3
0 | 267040-Residential Condensor Coil Cleaning Resid SF CZ10 VintAll |  | System | Residential | 26-SFM-ResidentialSingleFamily-SP_COOL | 0 |  |  |  |  | 50 | 50 | 0 | 0 | 0 | 0 | 270 |  | kWh | 0.3564 | 0 | Residential | [7 empty] | 3 | 0.78 |  |  |  | 1 | 1 | 0 | 0 | 0 | 0 | 0 | 0 | 0 | 0 | 0 | 0 | 2009 Qtr 1: 0; 2009 Qtr 2: 0; 2009 Qtr 3: 0; 2009 Qtr 4: 1; 2010 Qtr 1: 0; 2010 Qtr 2: 0; 2010 Qtr 3: 0; 2010 Qtr 4: 0; 2011 Qtr 1: 0; 2011 Qtr 2: 0; 2011 Qtr 3: 0; 2011 Qtr 4: 0 | 1
0 | 267001-High Refrigerant Charge Adjustment (>= ±20% rated charge) Resid SFCZ10 Vint03 |  | System | Residential | 26-SFM-ResidentialSingleFamily-SP_COOL | 0 |  |  |  |  | 65 | 53 | 0 | 0 | 0 | 12 | 248.449 |  | kWh | 0.18306 | -0.066637 | Residential |  | Winter Only | [5 empty] | 10 | 0.78 |  |  |  | 1 | 3 | 0 | 0 | 0 | 0 | 0 | 0 | 0 | 0 | 0 | 0 | 2009 Qtr 1: 0; 2009 Qtr 2: 0; 2009 Qtr 3: 0; 2009 Qtr 4: 3; 2010 Qtr 1: 0; 2010 Qtr 2: 0; 2010 Qtr 3: 0; 2010 Qtr 4: 0; 2011 Qtr 1: 0; 2011 Qtr 2: 0; 2011 Qtr 3: 0; 2011 Qtr 4: 0 | 3
0 | 267040-Residential Condensor Coil Cleaning Resid SF CZ10 VintAll |  | System | Residential | 26-SFM-ResidentialSingleFamily-SP_COOL | 0 |  |  |  |  | 50 | 50 | 0 | 0 | 0 | 0 | 270 |  | kWh | 0.3564 | 0 | Residential | [7 empty] | 3 | 0.78 |  |  |  | 1 | 1 | 0 | 0 | 0 | 0 | 0 | 0 | 0 | 0 | 0 | 0 | 2009 Qtr 1: 0; 2009 Qtr 2: 0; 2009 Qtr 3: 0; 2009 Qtr 4: 1; 2010 Qtr 1: 0; 2010 Qtr 2: 0; 2010 Qtr 3: 0; 2010 Qtr 4: 0; 2011 Qtr 1: 0; 2011 Qtr 2: 0; 2011 Qtr 3: 0; 2011 Qtr 4: 0 | 1
0 | 267002-High Refrigerant Charge Adjustment (>= ±20% rated charge) Resid SF CZ10 Vint04 |  | System | Residential | 26-SFM-ResidentialSingleFamily-SP_COOL | 0 |  |  |  |  | 65 | 53 | 0 | 0 | 0 | 12 | 205.771 |  | kWh | 0.22808 | -0.078078 | Residential |  | Winter Only | [5 empty] | 10 | 0.78 |  |  |  | 1 | 4 | 0 | 0 | 0 | 0 | 0 | 0 | 0 | 0 | 0 | 0 | 2009 Qtr 1: 0; 2009 Qtr 2: 0; 2009 Qtr 3: 0; 2009 Qtr 4: 4; 2010 Qtr 1: 0; 2010 Qtr 2: 0; 2010 Qtr 3: 0; 2010 Qtr 4: 0; 2011 Qtr 1: 0; 2011 Qtr 2: 0; 2011 Qtr 3: 0; 2011 Qtr 4: 0 | 4
0 | 267040-Residential Condensor Coil Cleaning Resid SF CZ10 VintAll |  | System | Residential | 26-SFM-ResidentialSingleFamily-SP_COOL | 0 |  |  |  |  | 50 | 50 | 0 | 0 | 0 | 0 | 270 |  | kWh | 0.3564 | 0 | Residential | [7 empty] | 3 | 0.78 |  |  |  | 1 | 1 | 0 | 0 | 0 | 0 | 0 | 0 | 0 | 0 | 0 | 0 | 2009 Qtr 1: 0; 2009 Qtr 2: 0; 2009 Qtr 3: 0; 2009 Qtr 4: 1; 2010 Qtr 1: 0; 2010 Qtr 2: 0; 2010 Qtr 3: 0; 2010 Qtr 4: 0; 2011 Qtr 1: 0; 2011 Qtr 2: 0; 2011 Qtr 3: 0; 2011 Qtr 4: 0 | 1
0 | 267002-High Refrigerant Charge Adjustment (>= ±20% rated charge) Resid SF CZ10 Vint04 |  | System | Residential | 26-SFM-ResidentialSingleFamily-SP_COOL | 0 |  |  |  |  | 65 | 61.8333 | 0 | 0 | 0 | 3.1667 | 205.771 |  | kWh | 0.22808 | -0.078078 | Residential |  | Winter Only | [5 empty] | 10 | 0.78 |  |  |  | 1 | 3 | 0 | 0 | 0 | 0 | 0 | 0 | 0 | 0 | 0 | 0 | 2009 Qtr 1: 0; 2009 Qtr 2: 0; 2009 Qtr 3: 0; 2009 Qtr 4: 3; 2010 Qtr 1: 0; 2010 Qtr 2: 0; 2010 Qtr 3: 0; 2010 Qtr 4: 0; 2011 Qtr 1: 0; 2011 Qtr 2: 0; 2011 Qtr 3: 0; 2011 Qtr 4: 0 | 3
0 | 267040-Residential Condensor Coil Cleaning Resid SF CZ10 VintAll |  | System | Residential | 26-SFM-ResidentialSingleFamily-SP_COOL | 0 |  |  |  |  | 50 | 50 | 0 | 0 | 0 | 0 | 270 |  | kWh | 0.3564 | 0 | Residential | [7 empty] | 3 | 0.78 |  |  |  | 1 | 1 | 0 | 0 | 0 | 0 | 0 | 0 | 0 | 0 | 0 | 0 | 2009 Qtr 1: 0; 2009 Qtr 2: 0; 2009 Qtr 3: 0; 2009 Qtr 4: 1; 2010 Qtr 1: 0; 2010 Qtr 2: 0; 2010 Qtr 3: 0; 2010 Qtr 4: 0; 2011 Qtr 1: 0; 2011 Qtr 2: 0; 2011 Qtr 3: 0; 2011 Qtr 4: 0 | 1
0 | 267002-High Refrigerant Charge Adjustment (>= ±20% rated charge) Resid SF CZ10 Vint04 |  | System | Residential | 26-SFM-ResidentialSingleFamily-SP_COOL | 0 |  |  |  |  | 65 | 53 | 0 | 0 | 0 | 12 | 205.771 |  | kWh | 0.22808 | -0.078078 | Residential |  | Winter Only | [5 empty] | 10 | 0.78 |  |  |  | 1 | 2 | 0 | 0 | 0 | 0 | 0 | 0 | 0 | 0 | 0 | 0 | 2009 Qtr 1: 0; 2009 Qtr 2: 0; 2009 Qtr 3: 0; 2009 Qtr 4: 2; 2010 Qtr 1: 0; 2010 Qtr 2: 0; 2010 Qtr 3: 0; 2010 Qtr 4: 0; 2011 Qtr 1: 0; 2011 Qtr 2: 0; 2011 Qtr 3: 0; 2011 Qtr 4: 0 | 2
0 | 267040-Residential Condensor Coil Cleaning Resid SF CZ10 VintAll |  | System | Residential | 26-SFM-ResidentialSingleFamily-SP_COOL | 0 |  |  |  |  | 50 | 50 | 0 | 0 | 0 | 0 | 270 |  | kWh | 0.3564 | 0 | Residential | [7 empty] | 3 | 0.78 |  |  |  | 1 | 1 | 0 | 0 | 0 | 0 | 0 | 0 | 0 | 0 | 0 | 0 | 2009 Qtr 1: 0; 2009 Qtr 2: 0; 2009 Qtr 3: 0; 2009 Qtr 4: 1; 2010 Qtr 1: 0; 2010 Qtr 2: 0; 2010 Qtr 3: 0; 2010 Qtr 4: 0; 2011 Qtr 1: 0; 2011 Qtr 2: 0; 2011 Qtr 3: 0; 2011 Qtr 4: 0 | 1
0 | 267032-High Refrigerant Charge Adjustment (>= ±20% rated charge) Resid MF CZ10 Vint03 |  | System | Residential | 13-MFM-ResidentialMulti-family-SP_COOL | 0 |  |  |  |  | 66.33 | 53 | 0 | 0 | 0 | 13.33 | 195.15 |  | kWh | 0.21338 | -0.15765 | Residential |  | Winter Only | [5 empty] | 10 | 0.78 |  |  |  | 1 | 2 | 0 | 0 | 0 | 0 | 0 | 0 | 0 | 0 | 0 | 0 | 2009 Qtr 1: 0; 2009 Qtr 2: 0; 2009 Qtr 3: 0; 2009 Qtr 4: 2; 2010 Qtr 1: 0; 2010 Qtr 2: 0; 2010 Qtr 3: 0; 2010 Qtr 4: 0; 2011 Qtr 1: 0; 2011 Qtr 2: 0; 2011 Qtr 3: 0; 2011 Qtr 4: 0 | 2
0 | 267042-Residential Condensor Coil Cleaning Resid MF CZ10 VintAll |  | System | Residential | 13-MFM-ResidentialMulti-family-SP_COOL | 0 |  |  |  |  | 50 | 50 | 0 | 0 | 0 | 0 | 180 |  | kWh | 0.2376 | 0 | Residential | [7 empty] | 3 | 0.78 |  |  |  | 1 | 1 | 0 | 0 | 0 | 0 | 0 | 0 | 0 | 0 | 0 | 0 | 2009 Qtr 1: 0; 2009 Qtr 2: 0; 2009 Qtr 3: 0; 2009 Qtr 4: 1; 2010 Qtr 1: 0; 2010 Qtr 2: 0; 2010 Qtr 3: 0; 2010 Qtr 4: 0; 2011 Qtr 1: 0; 2011 Qtr 2: 0; 2011 Qtr 3: 0; 2011 Qtr 4: 0 | 1
0 | 267032-High Refrigerant Charge Adjustment (>= ±20% rated charge) Resid MF CZ10 Vint03 |  | System | Residential | 13-MFM-ResidentialMulti-family-SP_COOL | 0 |  |  |  |  | 66.33 | 53 | 0 | 0 | 0 | 13.33 | 195.15 |  | kWh | 0.21338 | -0.15765 | Residential |  | Winter Only | [5 empty] | 10 | 0.78 |  |  |  | 1 | 2 | 0 | 0 | 0 | 0 | 0 | 0 | 0 | 0 | 0 | 0 | 2009 Qtr 1: 0; 2009 Qtr 2: 0; 2009 Qtr 3: 0; 2009 Qtr 4: 2; 2010 Qtr 1: 0; 2010 Qtr 2: 0; 2010 Qtr 3: 0; 2010 Qtr 4: 0; 2011 Qtr 1: 0; 2011 Qtr 2: 0; 2011 Qtr 3: 0; 2011 Qtr 4: 0 | 2
0 | 267042-Residential Condensor Coil Cleaning Resid MF CZ10 VintAll |  | System | Residential | 13-MFM-ResidentialMulti-family-SP_COOL | 0 |  |  |  |  | 50 | 50 | 0 | 0 | 0 | 0 | 180 |  | kWh | 0.2376 | 0 | Residential | [7 empty] | 3 | 0.78 |  |  |  | 1 | 1 | 0 | 0 | 0 | 0 | 0 | 0 | 0 | 0 | 0 | 0 | 2009 Qtr 1: 0; 2009 Qtr 2: 0; 2009 Qtr 3: 0; 2009 Qtr 4: 1; 2010 Qtr 1: 0; 2010 Qtr 2: 0; 2010 Qtr 3: 0; 2010 Qtr 4: 0; 2011 Qtr 1: 0; 2011 Qtr 2: 0; 2011 Qtr 3: 0; 2011 Qtr 4: 0 | 1
0 | 267033-High Refrigerant Charge Adjustment (>= ±20% rated charge) Resid MF CZ10 Vint04 |  | System | Residential | 13-MFM-ResidentialMulti-family-SP_COOL | 0 |  |  |  |  | 66.33 | 79.5 | 0 | 0 | 0 | -13.17 | 171.246 |  | kWh | 0.22612 | -0.10521 | Residential |  | Winter Only | [5 empty] | 10 | 0.78 |  |  |  | 1 | 1 | 0 | 0 | 0 | 0 | 0 | 0 | 0 | 0 | 0 | 0 | 2009 Qtr 1: 0; 2009 Qtr 2: 0; 2009 Qtr 3: 0; 2009 Qtr 4: 1; 2010 Qtr 1: 0; 2010 Qtr 2: 0; 2010 Qtr 3: 0; 2010 Qtr 4: 0; 2011 Qtr 1: 0; 2011 Qtr 2: 0; 2011 Qtr 3: 0; 2011 Qtr 4: 0 | 1
0 | 267042-Residential Condensor Coil Cleaning Resid MF CZ10 VintAll |  | System | Residential | 13-MFM-ResidentialMulti-family-SP_COOL | 0 |  |  |  |  | 50 | 50 | 0 | 0 | 0 | 0 | 180 |  | kWh | 0.2376 | 0 | Residential | [7 empty] | 3 | 0.78 |  |  |  | 1 | 1 | 0 | 0 | 0 | 0 | 0 | 0 | 0 | 0 | 0 | 0 | 2009 Qtr 1: 0; 2009 Qtr 2: 0; 2009 Qtr 3: 0; 2009 Qtr 4: 1; 2010 Qtr 1: 0; 2010 Qtr 2: 0; 2010 Qtr 3: 0; 2010 Qtr 4: 0; 2011 Qtr 1: 0; 2011 Qtr 2: 0; 2011 Qtr 3: 0; 2011 Qtr 4: 0 | 1
0 | 267035-High Refrigerant Charge Adjustment (>= ±20% rated charge) Resid MF CZ10 Vint01 |  | System | Residential | 13-MFM-ResidentialMulti-family-SP_COOL | 0 |  |  |  |  | 66.33 | 79.5 | 0 | 0 | 0 | -13.17 | 120.504 |  | kWh | 0.19741 | -0.037108 | Residential |  | Winter Only | [5 empty] | 10 | 0.78 |  |  |  | 1 | 1 | 0 | 0 | 0 | 0 | 0 | 0 | 0 | 0 | 0 | 0 | 2009 Qtr 1: 0; 2009 Qtr 2: 0; 2009 Qtr 3: 0; 2009 Qtr 4: 1; 2010 Qtr 1: 0; 2010 Qtr 2: 0; 2010 Qtr 3: 0; 2010 Qtr 4: 0; 2011 Qtr 1: 0; 2011 Qtr 2: 0; 2011 Qtr 3: 0; 2011 Qtr 4: 0 | 1
0 | 267042-Residential Condensor Coil Cleaning Resid MF CZ10 VintAll |  | System | Residential | 13-MFM-ResidentialMulti-family-SP_COOL | 0 |  |  |  |  | 50 | 50 | 0 | 0 | 0 | 0 | 180 |  | kWh | 0.2376 | 0 | Residential | [7 empty] | 3 | 0.78 |  |  |  | 1 | 1 | 0 | 0 | 0 | 0 | 0 | 0 | 0 | 0 | 0 | 0 | 2009 Qtr 1: 0; 2009 Qtr 2: 0; 2009 Qtr 3: 0; 2009 Qtr 4: 1; 2010 Qtr 1: 0; 2010 Qtr 2: 0; 2010 Qtr 3: 0; 2010 Qtr 4: 0; 2011 Qtr 1: 0; 2011 Qtr 2: 0; 2011 Qtr 3: 0; 2011 Qtr 4: 0 | 1
0 | 267035-High Refrigerant Charge Adjustment (>= ±20% rated charge) Resid MF CZ10 Vint01 |  | System | Residential | 13-MFM-ResidentialMulti-family-SP_COOL | 0 |  |  |  |  | 66.33 | 53 | 0 | 0 | 0 | 13.33 | 120.504 |  | kWh | 0.19741 | -0.037108 | Residential |  | Winter Only | [5 empty] | 10 | 0.78 |  |  |  | 1 | 2 | 0 | 0 | 0 | 0 | 0 | 0 | 0 | 0 | 0 | 0 | 2009 Qtr 1: 0; 2009 Qtr 2: 0; 2009 Qtr 3: 0; 2009 Qtr 4: 2; 2010 Qtr 1: 0; 2010 Qtr 2: 0; 2010 Qtr 3: 0; 2010 Qtr 4: 0; 2011 Qtr 1: 0; 2011 Qtr 2: 0; 2011 Qtr 3: 0; 2011 Qtr 4: 0 | 2
0 | 267042-Residential Condensor Coil Cleaning Resid MF CZ10 VintAll |  | System | Residential | 13-MFM-ResidentialMulti-family-SP_COOL | 0 |  |  |  |  | 50 | 50 | 0 | 0 | 0 | 0 | 180 |  | kWh | 0.2376 | 0 | Residential | [7 empty] | 3 | 0.78 |  |  |  | 1 | 1 | 0 | 0 | 0 | 0 | 0 | 0 | 0 | 0 | 0 | 0 | 2009 Qtr 1: 0; 2009 Qtr 2: 0; 2009 Qtr 3: 0; 2009 Qtr 4: 1; 2010 Qtr 1: 0; 2010 Qtr 2: 0; 2010 Qtr 3: 0; 2010 Qtr 4: 0; 2011 Qtr 1: 0; 2011 Qtr 2: 0; 2011 Qtr 3: 0; 2011 Qtr 4: 0 | 1
0 | 267032-High Refrigerant Charge Adjustment (>= ±20% rated charge) Resid MF CZ10 Vint03 |  | System | Residential | 13-MFM-ResidentialMulti-family-SP_COOL | 0 |  |  |  |  | 66.33 | 79.5 | 0 | 0 | 0 | -13.17 | 195.15 |  | kWh | 0.21338 | -0.15765 | Residential |  | Winter Only | [5 empty] | 10 | 0.78 |  |  |  | 1 | 1 | 0 | 0 | 0 | 0 | 0 | 0 | 0 | 0 | 0 | 0 | 2009 Qtr 1: 0; 2009 Qtr 2: 0; 2009 Qtr 3: 0; 2009 Qtr 4: 1; 2010 Qtr 1: 0; 2010 Qtr 2: 0; 2010 Qtr 3: 0; 2010 Qtr 4: 0; 2011 Qtr 1: 0; 2011 Qtr 2: 0; 2011 Qtr 3: 0; 2011 Qtr 4: 0 | 1
0 | 267042-Residential Condensor Coil Cleaning Resid MF CZ10 VintAll |  | System | Residential | 13-MFM-ResidentialMulti-family-SP_COOL | 0 |  |  |  |  | 50 | 50 | 0 | 0 | 0 | 0 | 180 |  | kWh | 0.2376 | 0 | Residential | [7 empty] | 3 | 0.78 |  |  |  | 1 | 1 | 0 | 0 | 0 | 0 | 0 | 0 | 0 | 0 | 0 | 0 | 2009 Qtr 1: 0; 2009 Qtr 2: 0; 2009 Qtr 3: 0; 2009 Qtr 4: 1; 2010 Qtr 1: 0; 2010 Qtr 2: 0; 2010 Qtr 3: 0; 2010 Qtr 4: 0; 2011 Qtr 1: 0; 2011 Qtr 2: 0; 2011 Qtr 3: 0; 2011 Qtr 4: 0 | 1
0 | 267034-High Refrigerant Charge Adjustment (>= ±20% rated charge) Resid MF CZ10 Vint05 |  | System | Residential | 13-MFM-ResidentialMulti-family-SP_COOL | 0 |  |  |  |  | 66.33 | 79.5 | 0 | 0 | 0 | -13.17 | 140.383 |  | kWh | 0.19848 | -0.066812 | Residential |  | Winter Only | [5 empty] | 10 | 0.78 |  |  |  | 1 | 1 | 0 | 0 | 0 | 0 | 0 | 0 | 0 | 0 | 0 | 0 | 2009 Qtr 1: 0; 2009 Qtr 2: 0; 2009 Qtr 3: 0; 2009 Qtr 4: 1; 2010 Qtr 1: 0; 2010 Qtr 2: 0; 2010 Qtr 3: 0; 2010 Qtr 4: 0; 2011 Qtr 1: 0; 2011 Qtr 2: 0; 2011 Qtr 3: 0; 2011 Qtr 4: 0 | 1
0 | 267042-Residential Condensor Coil Cleaning Resid MF CZ10 VintAll |  | System | Residential | 13-MFM-ResidentialMulti-family-SP_COOL | 0 |  |  |  |  | 50 | 50 | 0 | 0 | 0 | 0 | 180 |  | kWh | 0.2376 | 0 | Residential | [7 empty] | 3 | 0.78 |  |  |  | 1 | 1 | 0 | 0 | 0 | 0 | 0 | 0 | 0 | 0 | 0 | 0 | 2009 Qtr 1: 0; 2009 Qtr 2: 0; 2009 Qtr 3: 0; 2009 Qtr 4: 1; 2010 Qtr 1: 0; 2010 Qtr 2: 0; 2010 Qtr 3: 0; 2010 Qtr 4: 0; 2011 Qtr 1: 0; 2011 Qtr 2: 0; 2011 Qtr 3: 0; 2011 Qtr 4: 0 | 1
0 | 267035-High Refrigerant Charge Adjustment (>= ±20% rated charge) Resid MF CZ10 Vint01 |  | System | Residential | 13-MFM-ResidentialMulti-family-SP_COOL | 0 |  |  |  |  | 66.33 | 53 | 0 | 0 | 0 | 13.33 | 120.504 |  | kWh | 0.19741 | -0.037108 | Residential |  | Winter Only | [5 empty] | 10 | 0.78 |  |  |  | 1 | 2 | 0 | 0 | 0 | 0 | 0 | 0 | 0 | 0 | 0 | 0 | 2009 Qtr 1: 0; 2009 Qtr 2: 0; 2009 Qtr 3: 0; 2009 Qtr 4: 2; 2010 Qtr 1: 0; 2010 Qtr 2: 0; 2010 Qtr 3: 0; 2010 Qtr 4: 0; 2011 Qtr 1: 0; 2011 Qtr 2: 0; 2011 Qtr 3: 0; 2011 Qtr 4: 0 | 2
0 | 267042-Residential Condensor Coil Cleaning Resid MF CZ10 VintAll |  | System | Residential | 13-MFM-ResidentialMulti-family-SP_COOL | 0 |  |  |  |  | 50 | 50 | 0 | 0 | 0 | 0 | 180 |  | kWh | 0.2376 | 0 | Residential | [7 empty] | 3 | 0.78 |  |  |  | 1 | 1 | 0 | 0 | 0 | 0 | 0 | 0 | 0 | 0 | 0 | 0 | 2009 Qtr 1: 0; 2009 Qtr 2: 0; 2009 Qtr 3: 0; 2009 Qtr 4: 1; 2010 Qtr 1: 0; 2010 Qtr 2: 0; 2010 Qtr 3: 0; 2010 Qtr 4: 0; 2011 Qtr 1: 0; 2011 Qtr 2: 0; 2011 Qtr 3: 0; 2011 Qtr 4: 0 | 1
0 | 267001-High Refrigerant Charge Adjustment (>= ±20% rated charge) Resid SFCZ10 Vint03 |  | System | Residential | 26-SFM-ResidentialSingleFamily-SP_COOL | 0 |  |  |  |  | 65 | 53 | 0 | 0 | 0 | 12 | 248.449 |  | kWh | 0.18306 | -0.066637 | Residential |  | Winter Only | [5 empty] | 10 | 0.78 |  |  |  | 1 | 5 | 0 | 0 | 0 | 0 | 0 | 0 | 0 | 0 | 0 | 0 | 2009 Qtr 1: 0; 2009 Qtr 2: 0; 2009 Qtr 3: 0; 2009 Qtr 4: 5; 2010 Qtr 1: 0; 2010 Qtr 2: 0; 2010 Qtr 3: 0; 2010 Qtr 4: 0; 2011 Qtr 1: 0; 2011 Qtr 2: 0; 2011 Qtr 3: 0; 2011 Qtr 4: 0 | 5
0 | 267040-Residential Condensor Coil Cleaning Resid SF CZ10 VintAll |  | System | Residential | 26-SFM-ResidentialSingleFamily-SP_COOL | 0 |  |  |  |  | 50 | 50 | 0 | 0 | 0 | 0 | 270 |  | kWh | 0.3564 | 0 | Residential | [7 empty] | 3 | 0.78 |  |  |  | 1 | 1 | 0 | 0 | 0 | 0 | 0 | 0 | 0 | 0 | 0 | 0 | 2009 Qtr 1: 0; 2009 Qtr 2: 0; 2009 Qtr 3: 0; 2009 Qtr 4: 1; 2010 Qtr 1: 0; 2010 Qtr 2: 0; 2010 Qtr 3: 0; 2010 Qtr 4: 0; 2011 Qtr 1: 0; 2011 Qtr 2: 0; 2011 Qtr 3: 0; 2011 Qtr 4: 0 | 1
0 | 267001-High Refrigerant Charge Adjustment (>= ±20% rated charge) Resid SFCZ10 Vint03 |  | System | Residential | 26-SFM-ResidentialSingleFamily-SP_COOL | 0 |  |  |  |  | 65 | 53 | 0 | 0 | 0 | 12 | 248.449 |  | kWh | 0.18306 | -0.066637 | Residential |  | Winter Only | [5 empty] | 10 | 0.78 |  |  |  | 1 | 5 | 0 | 0 | 0 | 0 | 0 | 0 | 0 | 0 | 0 | 0 | 2009 Qtr 1: 0; 2009 Qtr 2: 0; 2009 Qtr 3: 0; 2009 Qtr 4: 5; 2010 Qtr 1: 0; 2010 Qtr 2: 0; 2010 Qtr 3: 0; 2010 Qtr 4: 0; 2011 Qtr 1: 0; 2011 Qtr 2: 0; 2011 Qtr 3: 0; 2011 Qtr 4: 0 | 5
0 | 267040-Residential Condensor Coil Cleaning Resid SF CZ10 VintAll |  | System | Residential | 26-SFM-ResidentialSingleFamily-SP_COOL | 0 |  |  |  |  | 50 | 50 | 0 | 0 | 0 | 0 | 270 |  | kWh | 0.3564 | 0 | Residential | [7 empty] | 3 | 0.78 |  |  |  | 1 | 1 | 0 | 0 | 0 | 0 | 0 | 0 | 0 | 0 | 0 | 0 | 2009 Qtr 1: 0; 2009 Qtr 2: 0; 2009 Qtr 3: 0; 2009 Qtr 4: 1; 2010 Qtr 1: 0; 2010 Qtr 2: 0; 2010 Qtr 3: 0; 2010 Qtr 4: 0; 2011 Qtr 1: 0; 2011 Qtr 2: 0; 2011 Qtr 3: 0; 2011 Qtr 4: 0 | 1
0 | 267001-High Refrigerant Charge Adjustment (>= ±20% rated charge) Resid SFCZ10 Vint03 |  | System | Residential | 26-SFM-ResidentialSingleFamily-SP_COOL | 0 |  |  |  |  | 65 | 53 | 0 | 0 | 0 | 12 | 248.449 |  | kWh | 0.18306 | -0.066637 | Residential |  | Winter Only | [5 empty] | 10 | 0.78 |  |  |  | 1 | 3 | 0 | 0 | 0 | 0 | 0 | 0 | 0 | 0 | 0 | 0 | 2009 Qtr 1: 0; 2009 Qtr 2: 0; 2009 Qtr 3: 0; 2009 Qtr 4: 3; 2010 Qtr 1: 0; 2010 Qtr 2: 0; 2010 Qtr 3: 0; 2010 Qtr 4: 0; 2011 Qtr 1: 0; 2011 Qtr 2: 0; 2011 Qtr 3: 0; 2011 Qtr 4: 0 | 3
0 | 267040-Residential Condensor Coil Cleaning Resid SF CZ10 VintAll |  | System | Residential | 26-SFM-ResidentialSingleFamily-SP_COOL | 0 |  |  |  |  | 50 | 50 | 0 | 0 | 0 | 0 | 270 |  | kWh | 0.3564 | 0 | Residential | [7 empty] | 3 | 0.78 |  |  |  | 1 | 1 | 0 | 0 | 0 | 0 | 0 | 0 | 0 | 0 | 0 | 0 | 2009 Qtr 1: 0; 2009 Qtr 2: 0; 2009 Qtr 3: 0; 2009 Qtr 4: 1; 2010 Qtr 1: 0; 2010 Qtr 2: 0; 2010 Qtr 3: 0; 2010 Qtr 4: 0; 2011 Qtr 1: 0; 2011 Qtr 2: 0; 2011 Qtr 3: 0; 2011 Qtr 4: 0 | 1
0 | 267003-High Refrigerant Charge Adjustment (>= ±20% rated charge) Resid SF CZ10 Vint05 |  | System | Residential | 26-SFM-ResidentialSingleFamily-SP_COOL | 0 |  |  |  |  | 65 | 53 | 0 | 0 | 0 | 12 | 162.471 |  | kWh | 0.23875 | -0.071356 | Residential |  | Winter Only | [5 empty] | 10 | 0.78 |  |  |  | 1 | 3 | 0 | 0 | 0 | 0 | 0 | 0 | 0 | 0 | 0 | 0 | 2009 Qtr 1: 0; 2009 Qtr 2: 0; 2009 Qtr 3: 0; 2009 Qtr 4: 3; 2010 Qtr 1: 0; 2010 Qtr 2: 0; 2010 Qtr 3: 0; 2010 Qtr 4: 0; 2011 Qtr 1: 0; 2011 Qtr 2: 0; 2011 Qtr 3: 0; 2011 Qtr 4: 0 | 3
0 | 267040-Residential Condensor Coil Cleaning Resid SF CZ10 VintAll |  | System | Residential | 26-SFM-ResidentialSingleFamily-SP_COOL | 0 |  |  |  |  | 50 | 50 | 0 | 0 | 0 | 0 | 270 |  | kWh | 0.3564 | 0 | Residential | [7 empty] | 3 | 0.78 |  |  |  | 1 | 1 | 0 | 0 | 0 | 0 | 0 | 0 | 0 | 0 | 0 | 0 | 2009 Qtr 1: 0; 2009 Qtr 2: 0; 2009 Qtr 3: 0; 2009 Qtr 4: 1; 2010 Qtr 1: 0; 2010 Qtr 2: 0; 2010 Qtr 3: 0; 2010 Qtr 4: 0; 2011 Qtr 1: 0; 2011 Qtr 2: 0; 2011 Qtr 3: 0; 2011 Qtr 4: 0 | 1
0 | 267002-High Refrigerant Charge Adjustment (>= ±20% rated charge) Resid SF CZ10 Vint04 |  | System | Residential | 26-SFM-ResidentialSingleFamily-SP_COOL | 0 |  |  |  |  | 65 | 53 | 0 | 0 | 0 | 12 | 205.771 |  | kWh | 0.22808 | -0.078078 | Residential |  | Winter Only | [5 empty] | 10 | 0.78 |  |  |  | 1 | 4 | 0 | 0 | 0 | 0 | 0 | 0 | 0 | 0 | 0 | 0 | 2009 Qtr 1: 0; 2009 Qtr 2: 0; 2009 Qtr 3: 0; 2009 Qtr 4: 4; 2010 Qtr 1: 0; 2010 Qtr 2: 0; 2010 Qtr 3: 0; 2010 Qtr 4: 0; 2011 Qtr 1: 0; 2011 Qtr 2: 0; 2011 Qtr 3: 0; 2011 Qtr 4: 0 | 4
0 | 267040-Residential Condensor Coil Cleaning Resid SF CZ10 VintAll |  | System | Residential | 26-SFM-ResidentialSingleFamily-SP_COOL | 0 |  |  |  |  | 50 | 50 | 0 | 0 | 0 | 0 | 270 |  | kWh | 0.3564 | 0 | Residential | [7 empty] | 3 | 0.78 |  |  |  | 1 | 1 | 0 | 0 | 0 | 0 | 0 | 0 | 0 | 0 | 0 | 0 | 2009 Qtr 1: 0; 2009 Qtr 2: 0; 2009 Qtr 3: 0; 2009 Qtr 4: 1; 2010 Qtr 1: 0; 2010 Qtr 2: 0; 2010 Qtr 3: 0; 2010 Qtr 4: 0; 2011 Qtr 1: 0; 2011 Qtr 2: 0; 2011 Qtr 3: 0; 2011 Qtr 4: 0 | 1
0 | 267002-High Refrigerant Charge Adjustment (>= ±20% rated charge) Resid SF CZ10 Vint04 |  | System | Residential | 26-SFM-ResidentialSingleFamily-SP_COOL | 0 |  |  |  |  | 65 | 53 | 0 | 0 | 0 | 12 | 205.771 |  | kWh | 0.22808 | -0.078078 | Residential |  | Winter Only | [5 empty] | 10 | 0.78 |  |  |  | 1 | 5 | 0 | 0 | 0 | 0 | 0 | 0 | 0 | 0 | 0 | 0 | 2009 Qtr 1: 0; 2009 Qtr 2: 0; 2009 Qtr 3: 0; 2009 Qtr 4: 5; 2010 Qtr 1: 0; 2010 Qtr 2: 0; 2010 Qtr 3: 0; 2010 Qtr 4: 0; 2011 Qtr 1: 0; 2011 Qtr 2: 0; 2011 Qtr 3: 0; 2011 Qtr 4: 0 | 5
0 | 267040-Residential Condensor Coil Cleaning Resid SF CZ10 VintAll |  | System | Residential | 26-SFM-ResidentialSingleFamily-SP_COOL | 0 |  |  |  |  | 50 | 50 | 0 | 0 | 0 | 0 | 270 |  | kWh | 0.3564 | 0 | Residential | [7 empty] | 3 | 0.78 |  |  |  | 1 | 1 | 0 | 0 | 0 | 0 | 0 | 0 | 0 | 0 | 0 | 0 | 2009 Qtr 1: 0; 2009 Qtr 2: 0; 2009 Qtr 3: 0; 2009 Qtr 4: 1; 2010 Qtr 1: 0; 2010 Qtr 2: 0; 2010 Qtr 3: 0; 2010 Qtr 4: 0; 2011 Qtr 1: 0; 2011 Qtr 2: 0; 2011 Qtr 3: 0; 2011 Qtr 4: 0 | 1
0 | 267002-High Refrigerant Charge Adjustment (>= ±20% rated charge) Resid SF CZ10 Vint04 |  | System | Residential | 26-SFM-ResidentialSingleFamily-SP_COOL | 0 |  |  |  |  | 65 | 53 | 0 | 0 | 0 | 12 | 205.771 |  | kWh | 0.22808 | -0.078078 | Residential |  | Winter Only | [5 empty] | 10 | 0.78 |  |  |  | 1 | 5 | 0 | 0 | 0 | 0 | 0 | 0 | 0 | 0 | 0 | 0 | 2009 Qtr 1: 0; 2009 Qtr 2: 0; 2009 Qtr 3: 0; 2009 Qtr 4: 5; 2010 Qtr 1: 0; 2010 Qtr 2: 0; 2010 Qtr 3: 0; 2010 Qtr 4: 0; 2011 Qtr 1: 0; 2011 Qtr 2: 0; 2011 Qtr 3: 0; 2011 Qtr 4: 0 | 5
0 | 267040-Residential Condensor Coil Cleaning Resid SF CZ10 VintAll |  | System | Residential | 26-SFM-ResidentialSingleFamily-SP_COOL | 0 |  |  |  |  | 50 | 50 | 0 | 0 | 0 | 0 | 270 |  | kWh | 0.3564 | 0 | Residential | [7 empty] | 3 | 0.78 |  |  |  | 1 | 1 | 0 | 0 | 0 | 0 | 0 | 0 | 0 | 0 | 0 | 0 | 2009 Qtr 1: 0; 2009 Qtr 2: 0; 2009 Qtr 3: 0; 2009 Qtr 4: 1; 2010 Qtr 1: 0; 2010 Qtr 2: 0; 2010 Qtr 3: 0; 2010 Qtr 4: 0; 2011 Qtr 1: 0; 2011 Qtr 2: 0; 2011 Qtr 3: 0; 2011 Qtr 4: 0 | 1
0 | 267033-High Refrigerant Charge Adjustment (>= ±20% rated charge) Resid MF CZ10 Vint04 |  | System | Residential | 13-MFM-ResidentialMulti-family-SP_COOL | 0 |  |  |  |  | 66.33 | 53 | 0 | 0 | 0 | 13.33 | 171.246 |  | kWh | 0.22612 | -0.10521 | Residential |  | Winter Only | [5 empty] | 10 | 0.78 |  |  |  | 1 | 2 | 0 | 0 | 0 | 0 | 0 | 0 | 0 | 0 | 0 | 0 | 2009 Qtr 1: 0; 2009 Qtr 2: 0; 2009 Qtr 3: 0; 2009 Qtr 4: 2; 2010 Qtr 1: 0; 2010 Qtr 2: 0; 2010 Qtr 3: 0; 2010 Qtr 4: 0; 2011 Qtr 1: 0; 2011 Qtr 2: 0; 2011 Qtr 3: 0; 2011 Qtr 4: 0 | 2
0 | 267042-Residential Condensor Coil Cleaning Resid MF CZ10 VintAll |  | System | Residential | 13-MFM-ResidentialMulti-family-SP_COOL | 0 |  |  |  |  | 50 | 50 | 0 | 0 | 0 | 0 | 180 |  | kWh | 0.2376 | 0 | Residential | [7 empty] | 3 | 0.78 |  |  |  | 1 | 1 | 0 | 0 | 0 | 0 | 0 | 0 | 0 | 0 | 0 | 0 | 2009 Qtr 1: 0; 2009 Qtr 2: 0; 2009 Qtr 3: 0; 2009 Qtr 4: 1; 2010 Qtr 1: 0; 2010 Qtr 2: 0; 2010 Qtr 3: 0; 2010 Qtr 4: 0; 2011 Qtr 1: 0; 2011 Qtr 2: 0; 2011 Qtr 3: 0; 2011 Qtr 4: 0 | 1
0 | 267033-High Refrigerant Charge Adjustment (>= ±20% rated charge) Resid MF CZ10 Vint04 |  | System | Residential | 13-MFM-ResidentialMulti-family-SP_COOL | 0 |  |  |  |  | 66.33 | 79.5 | 0 | 0 | 0 | -13.17 | 171.246 |  | kWh | 0.22612 | -0.10521 | Residential |  | Winter Only | [5 empty] | 10 | 0.78 |  |  |  | 1 | 1 | 0 | 0 | 0 | 0 | 0 | 0 | 0 | 0 | 0 | 0 | 2009 Qtr 1: 0; 2009 Qtr 2: 0; 2009 Qtr 3: 0; 2009 Qtr 4: 1; 2010 Qtr 1: 0; 2010 Qtr 2: 0; 2010 Qtr 3: 0; 2010 Qtr 4: 0; 2011 Qtr 1: 0; 2011 Qtr 2: 0; 2011 Qtr 3: 0; 2011 Qtr 4: 0 | 1
0 | 267042-Residential Condensor Coil Cleaning Resid MF CZ10 VintAll |  | System | Residential | 13-MFM-ResidentialMulti-family-SP_COOL | 0 |  |  |  |  | 50 | 50 | 0 | 0 | 0 | 0 | 180 |  | kWh | 0.2376 | 0 | Residential | [7 empty] | 3 | 0.78 |  |  |  | 1 | 1 | 0 | 0 | 0 | 0 | 0 | 0 | 0 | 0 | 0 | 0 | 2009 Qtr 1: 0; 2009 Qtr 2: 0; 2009 Qtr 3: 0; 2009 Qtr 4: 1; 2010 Qtr 1: 0; 2010 Qtr 2: 0; 2010 Qtr 3: 0; 2010 Qtr 4: 0; 2011 Qtr 1: 0; 2011 Qtr 2: 0; 2011 Qtr 3: 0; 2011 Qtr 4: 0 | 1
0 | 267033-High Refrigerant Charge Adjustment (>= ±20% rated charge) Resid MF CZ10 Vint04 |  | System | Residential | 13-MFM-ResidentialMulti-family-SP_COOL | 0 |  |  |  |  | 66.33 | 79.5 | 0 | 0 | 0 | -13.17 | 171.246 |  | kWh | 0.22612 | -0.10521 | Residential |  | Winter Only | [5 empty] | 10 | 0.78 |  |  |  | 1 | 1 | 0 | 0 | 0 | 0 | 0 | 0 | 0 | 0 | 0 | 0 | 2009 Qtr 1: 0; 2009 Qtr 2: 0; 2009 Qtr 3: 0; 2009 Qtr 4: 1; 2010 Qtr 1: 0; 2010 Qtr 2: 0; 2010 Qtr 3: 0; 2010 Qtr 4: 0; 2011 Qtr 1: 0; 2011 Qtr 2: 0; 2011 Qtr 3: 0; 2011 Qtr 4: 0 | 1
0 | 267042-Residential Condensor Coil Cleaning Resid MF CZ10 VintAll |  | System | Residential | 13-MFM-ResidentialMulti-family-SP_COOL | 0 |  |  |  |  | 50 | 50 | 0 | 0 | 0 | 0 | 180 |  | kWh | 0.2376 | 0 | Residential | [7 empty] | 3 | 0.78 |  |  |  | 1 | 1 | 0 | 0 | 0 | 0 | 0 | 0 | 0 | 0 | 0 | 0 | 2009 Qtr 1: 0; 2009 Qtr 2: 0; 2009 Qtr 3: 0; 2009 Qtr 4: 1; 2010 Qtr 1: 0; 2010 Qtr 2: 0; 2010 Qtr 3: 0; 2010 Qtr 4: 0; 2011 Qtr 1: 0; 2011 Qtr 2: 0; 2011 Qtr 3: 0; 2011 Qtr 4: 0 | 1
0 | 267032-High Refrigerant Charge Adjustment (>= ±20% rated charge) Resid MF CZ10 Vint03 |  | System | Residential | 13-MFM-ResidentialMulti-family-SP_COOL | 0 |  |  |  |  | 66.33 | 53 | 0 | 0 | 0 | 13.33 | 195.15 |  | kWh | 0.21338 | -0.15765 | Residential |  | Winter Only | [5 empty] | 10 | 0.78 |  |  |  | 1 | 2 | 0 | 0 | 0 | 0 | 0 | 0 | 0 | 0 | 0 | 0 | 2009 Qtr 1: 0; 2009 Qtr 2: 0; 2009 Qtr 3: 0; 2009 Qtr 4: 2; 2010 Qtr 1: 0; 2010 Qtr 2: 0; 2010 Qtr 3: 0; 2010 Qtr 4: 0; 2011 Qtr 1: 0; 2011 Qtr 2: 0; 2011 Qtr 3: 0; 2011 Qtr 4: 0 | 2
0 | 267042-Residential Condensor Coil Cleaning Resid MF CZ10 VintAll |  | System | Residential | 13-MFM-ResidentialMulti-family-SP_COOL | 0 |  |  |  |  | 50 | 50 | 0 | 0 | 0 | 0 | 180 |  | kWh | 0.2376 | 0 | Residential | [7 empty] | 3 | 0.78 |  |  |  | 1 | 1 | 0 | 0 | 0 | 0 | 0 | 0 | 0 | 0 | 0 | 0 | 2009 Qtr 1: 0; 2009 Qtr 2: 0; 2009 Qtr 3: 0; 2009 Qtr 4: 1; 2010 Qtr 1: 0; 2010 Qtr 2: 0; 2010 Qtr 3: 0; 2010 Qtr 4: 0; 2011 Qtr 1: 0; 2011 Qtr 2: 0; 2011 Qtr 3: 0; 2011 Qtr 4: 0 | 1
0 | 267033-High Refrigerant Charge Adjustment (>= ±20% rated charge) Resid MF CZ10 Vint04 |  | System | Residential | 13-MFM-ResidentialMulti-family-SP_COOL | 0 |  |  |  |  | 66.33 | 79.5 | 0 | 0 | 0 | -13.17 | 171.246 |  | kWh | 0.22612 | -0.10521 | Residential |  | Winter Only | [5 empty] | 10 | 0.78 |  |  |  | 1 | 1 | 0 | 0 | 0 | 0 | 0 | 0 | 0 | 0 | 0 | 0 | 2009 Qtr 1: 0; 2009 Qtr 2: 0; 2009 Qtr 3: 0; 2009 Qtr 4: 1; 2010 Qtr 1: 0; 2010 Qtr 2: 0; 2010 Qtr 3: 0; 2010 Qtr 4: 0; 2011 Qtr 1: 0; 2011 Qtr 2: 0; 2011 Qtr 3: 0; 2011 Qtr 4: 0 | 1
0 | 267042-Residential Condensor Coil Cleaning Resid MF CZ10 VintAll |  | System | Residential | 13-MFM-ResidentialMulti-family-SP_COOL | 0 |  |  |  |  | 50 | 50 | 0 | 0 | 0 | 0 | 180 |  | kWh | 0.2376 | 0 | Residential | [7 empty] | 3 | 0.78 |  |  |  | 1 | 1 | 0 | 0 | 0 | 0 | 0 | 0 | 0 | 0 | 0 | 0 | 2009 Qtr 1: 0; 2009 Qtr 2: 0; 2009 Qtr 3: 0; 2009 Qtr 4: 1; 2010 Qtr 1: 0; 2010 Qtr 2: 0; 2010 Qtr 3: 0; 2010 Qtr 4: 0; 2011 Qtr 1: 0; 2011 Qtr 2: 0; 2011 Qtr 3: 0; 2011 Qtr 4: 0 | 1
0 | 267034-High Refrigerant Charge Adjustment (>= ±20% rated charge) Resid MF CZ10 Vint05 |  | System | Residential | 13-MFM-ResidentialMulti-family-SP_COOL | 0 |  |  |  |  | 66.33 | 53 | 0 | 0 | 0 | 13.33 | 140.383 |  | kWh | 0.19848 | -0.066812 | Residential |  | Winter Only | [5 empty] | 10 | 0.78 |  |  |  | 1 | 2 | 0 | 0 | 0 | 0 | 0 | 0 | 0 | 0 | 0 | 0 | 2009 Qtr 1: 0; 2009 Qtr 2: 0; 2009 Qtr 3: 0; 2009 Qtr 4: 2; 2010 Qtr 1: 0; 2010 Qtr 2: 0; 2010 Qtr 3: 0; 2010 Qtr 4: 0; 2011 Qtr 1: 0; 2011 Qtr 2: 0; 2011 Qtr 3: 0; 2011 Qtr 4: 0 | 2
0 | 267042-Residential Condensor Coil Cleaning Resid MF CZ10 VintAll |  | System | Residential | 13-MFM-ResidentialMulti-family-SP_COOL | 0 |  |  |  |  | 50 | 50 | 0 | 0 | 0 | 0 | 180 |  | kWh | 0.2376 | 0 | Residential | [7 empty] | 3 | 0.78 |  |  |  | 1 | 1 | 0 | 0 | 0 | 0 | 0 | 0 | 0 | 0 | 0 | 0 | 2009 Qtr 1: 0; 2009 Qtr 2: 0; 2009 Qtr 3: 0; 2009 Qtr 4: 1; 2010 Qtr 1: 0; 2010 Qtr 2: 0; 2010 Qtr 3: 0; 2010 Qtr 4: 0; 2011 Qtr 1: 0; 2011 Qtr 2: 0; 2011 Qtr 3: 0; 2011 Qtr 4: 0 | 1
0 | 267035-High Refrigerant Charge Adjustment (>= ±20% rated charge) Resid MF CZ10 Vint01 |  | System | Residential | 13-MFM-ResidentialMulti-family-SP_COOL | 0 |  |  |  |  | 66.33 | 79.5 | 0 | 0 | 0 | -13.17 | 120.504 |  | kWh | 0.19741 | -0.037108 | Residential |  | Winter Only | [5 empty] | 10 | 0.78 |  |  |  | 1 | 1 | 0 | 0 | 0 | 0 | 0 | 0 | 0 | 0 | 0 | 0 | 2009 Qtr 1: 0; 2009 Qtr 2: 0; 2009 Qtr 3: 0; 2009 Qtr 4: 1; 2010 Qtr 1: 0; 2010 Qtr 2: 0; 2010 Qtr 3: 0; 2010 Qtr 4: 0; 2011 Qtr 1: 0; 2011 Qtr 2: 0; 2011 Qtr 3: 0; 2011 Qtr 4: 0 | 1
0 | 267042-Residential Condensor Coil Cleaning Resid MF CZ10 VintAll |  | System | Residential | 13-MFM-ResidentialMulti-family-SP_COOL | 0 |  |  |  |  | 50 | 50 | 0 | 0 | 0 | 0 | 180 |  | kWh | 0.2376 | 0 | Residential | [7 empty] | 3 | 0.78 |  |  |  | 1 | 1 | 0 | 0 | 0 | 0 | 0 | 0 | 0 | 0 | 0 | 0 | 2009 Qtr 1: 0; 2009 Qtr 2: 0; 2009 Qtr 3: 0; 2009 Qtr 4: 1; 2010 Qtr 1: 0; 2010 Qtr 2: 0; 2010 Qtr 3: 0; 2010 Qtr 4: 0; 2011 Qtr 1: 0; 2011 Qtr 2: 0; 2011 Qtr 3: 0; 2011 Qtr 4: 0 | 1
0 | 267032-High Refrigerant Charge Adjustment (>= ±20% rated charge) Resid MF CZ10 Vint03 |  | System | Residential | 13-MFM-ResidentialMulti-family-SP_COOL | 0 |  |  |  |  | 66.33 | 79.5 | 0 | 0 | 0 | -13.17 | 195.15 |  | kWh | 0.21338 | -0.15765 | Residential |  | Winter Only | [5 empty] | 10 | 0.78 |  |  |  | 1 | 1 | 0 | 0 | 0 | 0 | 0 | 0 | 0 | 0 | 0 | 0 | 2009 Qtr 1: 0; 2009 Qtr 2: 0; 2009 Qtr 3: 0; 2009 Qtr 4: 1; 2010 Qtr 1: 0; 2010 Qtr 2: 0; 2010 Qtr 3: 0; 2010 Qtr 4: 0; 2011 Qtr 1: 0; 2011 Qtr 2: 0; 2011 Qtr 3: 0; 2011 Qtr 4: 0 | 1
0 | 267042-Residential Condensor Coil Cleaning Resid MF CZ10 VintAll |  | System | Residential | 13-MFM-ResidentialMulti-family-SP_COOL | 0 |  |  |  |  | 50 | 50 | 0 | 0 | 0 | 0 | 180 |  | kWh | 0.2376 | 0 | Residential | [7 empty] | 3 | 0.78 |  |  |  | 1 | 1 | 0 | 0 | 0 | 0 | 0 | 0 | 0 | 0 | 0 | 0 | 2009 Qtr 1: 0; 2009 Qtr 2: 0; 2009 Qtr 3: 0; 2009 Qtr 4: 1; 2010 Qtr 1: 0; 2010 Qtr 2: 0; 2010 Qtr 3: 0; 2010 Qtr 4: 0; 2011 Qtr 1: 0; 2011 Qtr 2: 0; 2011 Qtr 3: 0; 2011 Qtr 4: 0 | 1
0 | 267001-High Refrigerant Charge Adjustment (>= ±20% rated charge) Resid SFCZ10 Vint03 |  | System | Residential | 26-SFM-ResidentialSingleFamily-SP_COOL | 0 |  |  |  |  | 65 | 53 | 0 | 0 | 0 | 12 | 248.449 |  | kWh | 0.18306 | -0.066637 | Residential |  | Winter Only | [5 empty] | 10 | 0.78 |  |  |  | 1 | 3 | 0 | 0 | 0 | 0 | 0 | 0 | 0 | 0 | 0 | 0 | 2009 Qtr 1: 0; 2009 Qtr 2: 0; 2009 Qtr 3: 0; 2009 Qtr 4: 3; 2010 Qtr 1: 0; 2010 Qtr 2: 0; 2010 Qtr 3: 0; 2010 Qtr 4: 0; 2011 Qtr 1: 0; 2011 Qtr 2: 0; 2011 Qtr 3: 0; 2011 Qtr 4: 0 | 3
0 | 267040-Residential Condensor Coil Cleaning Resid SF CZ10 VintAll |  | System | Residential | 26-SFM-ResidentialSingleFamily-SP_COOL | 0 |  |  |  |  | 50 | 50 | 0 | 0 | 0 | 0 | 270 |  | kWh | 0.3564 | 0 | Residential | [7 empty] | 3 | 0.78 |  |  |  | 1 | 1 | 0 | 0 | 0 | 0 | 0 | 0 | 0 | 0 | 0 | 0 | 2009 Qtr 1: 0; 2009 Qtr 2: 0; 2009 Qtr 3: 0; 2009 Qtr 4: 1; 2010 Qtr 1: 0; 2010 Qtr 2: 0; 2010 Qtr 3: 0; 2010 Qtr 4: 0; 2011 Qtr 1: 0; 2011 Qtr 2: 0; 2011 Qtr 3: 0; 2011 Qtr 4: 0 | 1
0 | 267001-High Refrigerant Charge Adjustment (>= ±20% rated charge) Resid SFCZ10 Vint03 |  | System | Residential | 26-SFM-ResidentialSingleFamily-SP_COOL | 0 |  |  |  |  | 65 | 53 | 0 | 0 | 0 | 12 | 248.449 |  | kWh | 0.18306 | -0.066637 | Residential |  | Winter Only | [5 empty] | 10 | 0.78 |  |  |  | 1 | 4 | 0 | 0 | 0 | 0 | 0 | 0 | 0 | 0 | 0 | 0 | 2009 Qtr 1: 0; 2009 Qtr 2: 0; 2009 Qtr 3: 0; 2009 Qtr 4: 4; 2010 Qtr 1: 0; 2010 Qtr 2: 0; 2010 Qtr 3: 0; 2010 Qtr 4: 0; 2011 Qtr 1: 0; 2011 Qtr 2: 0; 2011 Qtr 3: 0; 2011 Qtr 4: 0 | 4
0 | 267040-Residential Condensor Coil Cleaning Resid SF CZ10 VintAll |  | System | Residential | 26-SFM-ResidentialSingleFamily-SP_COOL | 0 |  |  |  |  | 50 | 50 | 0 | 0 | 0 | 0 | 270 |  | kWh | 0.3564 | 0 | Residential | [7 empty] | 3 | 0.78 |  |  |  | 1 | 1 | 0 | 0 | 0 | 0 | 0 | 0 | 0 | 0 | 0 | 0 | 2009 Qtr 1: 0; 2009 Qtr 2: 0; 2009 Qtr 3: 0; 2009 Qtr 4: 1; 2010 Qtr 1: 0; 2010 Qtr 2: 0; 2010 Qtr 3: 0; 2010 Qtr 4: 0; 2011 Qtr 1: 0; 2011 Qtr 2: 0; 2011 Qtr 3: 0; 2011 Qtr 4: 0 | 1
0 | 267002-High Refrigerant Charge Adjustment (>= ±20% rated charge) Resid SF CZ10 Vint04 |  | System | Residential | 26-SFM-ResidentialSingleFamily-SP_COOL | 0 |  |  |  |  | 65 | 53 | 0 | 0 | 0 | 12 | 205.771 |  | kWh | 0.22808 | -0.078078 | Residential |  | Winter Only | [5 empty] | 10 | 0.78 |  |  |  | 1 | 3 | 0 | 0 | 0 | 0 | 0 | 0 | 0 | 0 | 0 | 0 | 2009 Qtr 1: 0; 2009 Qtr 2: 0; 2009 Qtr 3: 0; 2009 Qtr 4: 3; 2010 Qtr 1: 0; 2010 Qtr 2: 0; 2010 Qtr 3: 0; 2010 Qtr 4: 0; 2011 Qtr 1: 0; 2011 Qtr 2: 0; 2011 Qtr 3: 0; 2011 Qtr 4: 0 | 3
0 | 267040-Residential Condensor Coil Cleaning Resid SF CZ10 VintAll |  | System | Residential | 26-SFM-ResidentialSingleFamily-SP_COOL | 0 |  |  |  |  | 50 | 50 | 0 | 0 | 0 | 0 | 270 |  | kWh | 0.3564 | 0 | Residential | [7 empty] | 3 | 0.78 |  |  |  | 1 | 1 | 0 | 0 | 0 | 0 | 0 | 0 | 0 | 0 | 0 | 0 | 2009 Qtr 1: 0; 2009 Qtr 2: 0; 2009 Qtr 3: 0; 2009 Qtr 4: 1; 2010 Qtr 1: 0; 2010 Qtr 2: 0; 2010 Qtr 3: 0; 2010 Qtr 4: 0; 2011 Qtr 1: 0; 2011 Qtr 2: 0; 2011 Qtr 3: 0; 2011 Qtr 4: 0 | 1
0 | 267004-High Refrigerant Charge Adjustment (>= ±20% rated charge) Resid SF CZ10 Vint01 |  | System | Residential | 26-SFM-ResidentialSingleFamily-SP_COOL | 0 |  |  |  |  | 65 | 53 | 0 | 0 | 0 | 12 | 110.437 |  | kWh | 0.1629 | -0.018297 | Residential |  | Winter Only | [5 empty] | 10 | 0.78 |  |  |  | 1 | 3 | 0 | 0 | 0 | 0 | 0 | 0 | 0 | 0 | 0 | 0 | 2009 Qtr 1: 0; 2009 Qtr 2: 0; 2009 Qtr 3: 0; 2009 Qtr 4: 3; 2010 Qtr 1: 0; 2010 Qtr 2: 0; 2010 Qtr 3: 0; 2010 Qtr 4: 0; 2011 Qtr 1: 0; 2011 Qtr 2: 0; 2011 Qtr 3: 0; 2011 Qtr 4: 0 | 3
0 | 267040-Residential Condensor Coil Cleaning Resid SF CZ10 VintAll |  | System | Residential | 26-SFM-ResidentialSingleFamily-SP_COOL | 0 |  |  |  |  | 50 | 50 | 0 | 0 | 0 | 0 | 270 |  | kWh | 0.3564 | 0 | Residential | [7 empty] | 3 | 0.78 |  |  |  | 1 | 1 | 0 | 0 | 0 | 0 | 0 | 0 | 0 | 0 | 0 | 0 | 2009 Qtr 1: 0; 2009 Qtr 2: 0; 2009 Qtr 3: 0; 2009 Qtr 4: 1; 2010 Qtr 1: 0; 2010 Qtr 2: 0; 2010 Qtr 3: 0; 2010 Qtr 4: 0; 2011 Qtr 1: 0; 2011 Qtr 2: 0; 2011 Qtr 3: 0; 2011 Qtr 4: 0 | 1
0 | 267032-High Refrigerant Charge Adjustment (>= ±20% rated charge) Resid MF CZ10 Vint03 |  | System | Residential | 13-MFM-ResidentialMulti-family-SP_COOL | 0 |  |  |  |  | 66.33 | 79.5 | 0 | 0 | 0 | -13.17 | 195.15 |  | kWh | 0.21338 | -0.15765 | Residential |  | Winter Only | [5 empty] | 10 | 0.78 |  |  |  | 1 | 1 | 0 | 0 | 0 | 0 | 0 | 0 | 0 | 0 | 0 | 0 | 2009 Qtr 1: 0; 2009 Qtr 2: 0; 2009 Qtr 3: 0; 2009 Qtr 4: 1; 2010 Qtr 1: 0; 2010 Qtr 2: 0; 2010 Qtr 3: 0; 2010 Qtr 4: 0; 2011 Qtr 1: 0; 2011 Qtr 2: 0; 2011 Qtr 3: 0; 2011 Qtr 4: 0 | 1
0 | 267042-Residential Condensor Coil Cleaning Resid MF CZ10 VintAll |  | System | Residential | 13-MFM-ResidentialMulti-family-SP_COOL | 0 |  |  |  |  | 50 | 50 | 0 | 0 | 0 | 0 | 180 |  | kWh | 0.2376 | 0 | Residential | [7 empty] | 3 | 0.78 |  |  |  | 1 | 1 | 0 | 0 | 0 | 0 | 0 | 0 | 0 | 0 | 0 | 0 | 2009 Qtr 1: 0; 2009 Qtr 2: 0; 2009 Qtr 3: 0; 2009 Qtr 4: 1; 2010 Qtr 1: 0; 2010 Qtr 2: 0; 2010 Qtr 3: 0; 2010 Qtr 4: 0; 2011 Qtr 1: 0; 2011 Qtr 2: 0; 2011 Qtr 3: 0; 2011 Qtr 4: 0 | 1
0 | 267035-High Refrigerant Charge Adjustment (>= ±20% rated charge) Resid MF CZ10 Vint01 |  | System | Residential | 13-MFM-ResidentialMulti-family-SP_COOL | 0 |  |  |  |  | 66.33 | 53 | 0 | 0 | 0 | 13.33 | 120.504 |  | kWh | 0.19741 | -0.037108 | Residential |  | Winter Only | [5 empty] | 10 | 0.78 |  |  |  | 1 | 2 | 0 | 0 | 0 | 0 | 0 | 0 | 0 | 0 | 0 | 0 | 2009 Qtr 1: 0; 2009 Qtr 2: 0; 2009 Qtr 3: 0; 2009 Qtr 4: 2; 2010 Qtr 1: 0; 2010 Qtr 2: 0; 2010 Qtr 3: 0; 2010 Qtr 4: 0; 2011 Qtr 1: 0; 2011 Qtr 2: 0; 2011 Qtr 3: 0; 2011 Qtr 4: 0 | 2
0 | 267042-Residential Condensor Coil Cleaning Resid MF CZ10 VintAll |  | System | Residential | 13-MFM-ResidentialMulti-family-SP_COOL | 0 |  |  |  |  | 50 | 50 | 0 | 0 | 0 | 0 | 180 |  | kWh | 0.2376 | 0 | Residential | [7 empty] | 3 | 0.78 |  |  |  | 1 | 1 | 0 | 0 | 0 | 0 | 0 | 0 | 0 | 0 | 0 | 0 | 2009 Qtr 1: 0; 2009 Qtr 2: 0; 2009 Qtr 3: 0; 2009 Qtr 4: 1; 2010 Qtr 1: 0; 2010 Qtr 2: 0; 2010 Qtr 3: 0; 2010 Qtr 4: 0; 2011 Qtr 1: 0; 2011 Qtr 2: 0; 2011 Qtr 3: 0; 2011 Qtr 4: 0 | 1
0 | 267032-High Refrigerant Charge Adjustment (>= ±20% rated charge) Resid MF CZ10 Vint03 |  | System | Residential | 13-MFM-ResidentialMulti-family-SP_COOL | 0 |  |  |  |  | 66.33 | 79.5 | 0 | 0 | 0 | -13.17 | 195.15 |  | kWh | 0.21338 | -0.15765 | Residential |  | Winter Only | [5 empty] | 10 | 0.78 |  |  |  | 1 | 1 | 0 | 0 | 0 | 0 | 0 | 0 | 0 | 0 | 0 | 0 | 2009 Qtr 1: 0; 2009 Qtr 2: 0; 2009 Qtr 3: 0; 2009 Qtr 4: 1; 2010 Qtr 1: 0; 2010 Qtr 2: 0; 2010 Qtr 3: 0; 2010 Qtr 4: 0; 2011 Qtr 1: 0; 2011 Qtr 2: 0; 2011 Qtr 3: 0; 2011 Qtr 4: 0 | 1
0 | 267042-Residential Condensor Coil Cleaning Resid MF CZ10 VintAll |  | System | Residential | 13-MFM-ResidentialMulti-family-SP_COOL | 0 |  |  |  |  | 50 | 50 | 0 | 0 | 0 | 0 | 180 |  | kWh | 0.2376 | 0 | Residential | [7 empty] | 3 | 0.78 |  |  |  | 1 | 1 | 0 | 0 | 0 | 0 | 0 | 0 | 0 | 0 | 0 | 0 | 2009 Qtr 1: 0; 2009 Qtr 2: 0; 2009 Qtr 3: 0; 2009 Qtr 4: 1; 2010 Qtr 1: 0; 2010 Qtr 2: 0; 2010 Qtr 3: 0; 2010 Qtr 4: 0; 2011 Qtr 1: 0; 2011 Qtr 2: 0; 2011 Qtr 3: 0; 2011 Qtr 4: 0 | 1
0 | 267032-High Refrigerant Charge Adjustment (>= ±20% rated charge) Resid MF CZ10 Vint03 |  | System | Residential | 13-MFM-ResidentialMulti-family-SP_COOL | 0 |  |  |  |  | 66.33 | 79.5 | 0 | 0 | 0 | -13.17 | 195.15 |  | kWh | 0.21338 | -0.15765 | Residential |  | Winter Only | [5 empty] | 10 | 0.78 |  |  |  | 1 | 1 | 0 | 0 | 0 | 0 | 0 | 0 | 0 | 0 | 0 | 0 | 2009 Qtr 1: 0; 2009 Qtr 2: 0; 2009 Qtr 3: 0; 2009 Qtr 4: 1; 2010 Qtr 1: 0; 2010 Qtr 2: 0; 2010 Qtr 3: 0; 2010 Qtr 4: 0; 2011 Qtr 1: 0; 2011 Qtr 2: 0; 2011 Qtr 3: 0; 2011 Qtr 4: 0 | 1
0 | 267042-Residential Condensor Coil Cleaning Resid MF CZ10 VintAll |  | System | Residential | 13-MFM-ResidentialMulti-family-SP_COOL | 0 |  |  |  |  | 50 | 50 | 0 | 0 | 0 | 0 | 180 |  | kWh | 0.2376 | 0 | Residential | [7 empty] | 3 | 0.78 |  |  |  | 1 | 1 | 0 | 0 | 0 | 0 | 0 | 0 | 0 | 0 | 0 | 0 | 2009 Qtr 1: 0; 2009 Qtr 2: 0; 2009 Qtr 3: 0; 2009 Qtr 4: 1; 2010 Qtr 1: 0; 2010 Qtr 2: 0; 2010 Qtr 3: 0; 2010 Qtr 4: 0; 2011 Qtr 1: 0; 2011 Qtr 2: 0; 2011 Qtr 3: 0; 2011 Qtr 4: 0 | 1
0 | 267035-High Refrigerant Charge Adjustment (>= ±20% rated charge) Resid MF CZ10 Vint01 |  | System | Residential | 13-MFM-ResidentialMulti-family-SP_COOL | 0 |  |  |  |  | 66.33 | 79.5 | 0 | 0 | 0 | -13.17 | 120.504 |  | kWh | 0.19741 | -0.037108 | Residential |  | Winter Only | [5 empty] | 10 | 0.78 |  |  |  | 1 | 1 | 0 | 0 | 0 | 0 | 0 | 0 | 0 | 0 | 0 | 0 | 2009 Qtr 1: 0; 2009 Qtr 2: 0; 2009 Qtr 3: 0; 2009 Qtr 4: 1; 2010 Qtr 1: 0; 2010 Qtr 2: 0; 2010 Qtr 3: 0; 2010 Qtr 4: 0; 2011 Qtr 1: 0; 2011 Qtr 2: 0; 2011 Qtr 3: 0; 2011 Qtr 4: 0 | 1
0 | 267042-Residential Condensor Coil Cleaning Resid MF CZ10 VintAll |  | System | Residential | 13-MFM-ResidentialMulti-family-SP_COOL | 0 |  |  |  |  | 50 | 50 | 0 | 0 | 0 | 0 | 180 |  | kWh | 0.2376 | 0 | Residential | [7 empty] | 3 | 0.78 |  |  |  | 1 | 1 | 0 | 0 | 0 | 0 | 0 | 0 | 0 | 0 | 0 | 0 | 2009 Qtr 1: 0; 2009 Qtr 2: 0; 2009 Qtr 3: 0; 2009 Qtr 4: 1; 2010 Qtr 1: 0; 2010 Qtr 2: 0; 2010 Qtr 3: 0; 2010 Qtr 4: 0; 2011 Qtr 1: 0; 2011 Qtr 2: 0; 2011 Qtr 3: 0; 2011 Qtr 4: 0 | 1
0 | 267004-High Refrigerant Charge Adjustment (>= ±20% rated charge) Resid SF CZ10 Vint01 |  | System | Residential | 26-SFM-ResidentialSingleFamily-SP_COOL | 0 |  |  |  |  | 65 | 53 | 0 | 0 | 0 | 12 | 110.437 |  | kWh | 0.1629 | -0.018297 | Residential |  | Winter Only | [5 empty] | 10 | 0.78 |  |  |  | 1 | 4 | 0 | 0 | 0 | 0 | 0 | 0 | 0 | 0 | 0 | 0 | 2009 Qtr 1: 0; 2009 Qtr 2: 0; 2009 Qtr 3: 0; 2009 Qtr 4: 4; 2010 Qtr 1: 0; 2010 Qtr 2: 0; 2010 Qtr 3: 0; 2010 Qtr 4: 0; 2011 Qtr 1: 0; 2011 Qtr 2: 0; 2011 Qtr 3: 0; 2011 Qtr 4: 0 | 4
0 | 267040-Residential Condensor Coil Cleaning Resid SF CZ10 VintAll |  | System | Residential | 26-SFM-ResidentialSingleFamily-SP_COOL | 0 |  |  |  |  | 50 | 50 | 0 | 0 | 0 | 0 | 270 |  | kWh | 0.3564 | 0 | Residential | [7 empty] | 3 | 0.78 |  |  |  | 1 | 1 | 0 | 0 | 0 | 0 | 0 | 0 | 0 | 0 | 0 | 0 | 2009 Qtr 1: 0; 2009 Qtr 2: 0; 2009 Qtr 3: 0; 2009 Qtr 4: 1; 2010 Qtr 1: 0; 2010 Qtr 2: 0; 2010 Qtr 3: 0; 2010 Qtr 4: 0; 2011 Qtr 1: 0; 2011 Qtr 2: 0; 2011 Qtr 3: 0; 2011 Qtr 4: 0 | 1
0 | 267002-High Refrigerant Charge Adjustment (>= ±20% rated charge) Resid SF CZ10 Vint04 |  | System | Residential | 26-SFM-ResidentialSingleFamily-SP_COOL | 0 |  |  |  |  | 65 | 53 | 0 | 0 | 0 | 12 | 205.771 |  | kWh | 0.22808 | -0.078078 | Residential |  | Winter Only | [5 empty] | 10 | 0.78 |  |  |  | 1 | 4 | 0 | 0 | 0 | 0 | 0 | 0 | 0 | 0 | 0 | 0 | 2009 Qtr 1: 0; 2009 Qtr 2: 0; 2009 Qtr 3: 0; 2009 Qtr 4: 4; 2010 Qtr 1: 0; 2010 Qtr 2: 0; 2010 Qtr 3: 0; 2010 Qtr 4: 0; 2011 Qtr 1: 0; 2011 Qtr 2: 0; 2011 Qtr 3: 0; 2011 Qtr 4: 0 | 4
0 | 267040-Residential Condensor Coil Cleaning Resid SF CZ10 VintAll |  | System | Residential | 26-SFM-ResidentialSingleFamily-SP_COOL | 0 |  |  |  |  | 50 | 50 | 0 | 0 | 0 | 0 | 270 |  | kWh | 0.3564 | 0 | Residential | [7 empty] | 3 | 0.78 |  |  |  | 1 | 1 | 0 | 0 | 0 | 0 | 0 | 0 | 0 | 0 | 0 | 0 | 2009 Qtr 1: 0; 2009 Qtr 2: 0; 2009 Qtr 3: 0; 2009 Qtr 4: 1; 2010 Qtr 1: 0; 2010 Qtr 2: 0; 2010 Qtr 3: 0; 2010 Qtr 4: 0; 2011 Qtr 1: 0; 2011 Qtr 2: 0; 2011 Qtr 3: 0; 2011 Qtr 4: 0 | 1
0 | 267002-High Refrigerant Charge Adjustment (>= ±20% rated charge) Resid SF CZ10 Vint04 |  | System | Residential | 26-SFM-ResidentialSingleFamily-SP_COOL | 0 |  |  |  |  | 65 | 53 | 0 | 0 | 0 | 12 | 205.771 |  | kWh | 0.22808 | -0.078078 | Residential |  | Winter Only | [5 empty] | 10 | 0.78 |  |  |  | 1 | 3 | 0 | 0 | 0 | 0 | 0 | 0 | 0 | 0 | 0 | 0 | 2009 Qtr 1: 0; 2009 Qtr 2: 0; 2009 Qtr 3: 0; 2009 Qtr 4: 3; 2010 Qtr 1: 0; 2010 Qtr 2: 0; 2010 Qtr 3: 0; 2010 Qtr 4: 0; 2011 Qtr 1: 0; 2011 Qtr 2: 0; 2011 Qtr 3: 0; 2011 Qtr 4: 0 | 3
0 | 267040-Residential Condensor Coil Cleaning Resid SF CZ10 VintAll |  | System | Residential | 26-SFM-ResidentialSingleFamily-SP_COOL | 0 |  |  |  |  | 50 | 50 | 0 | 0 | 0 | 0 | 270 |  | kWh | 0.3564 | 0 | Residential | [7 empty] | 3 | 0.78 |  |  |  | 1 | 1 | 0 | 0 | 0 | 0 | 0 | 0 | 0 | 0 | 0 | 0 | 2009 Qtr 1: 0; 2009 Qtr 2: 0; 2009 Qtr 3: 0; 2009 Qtr 4: 1; 2010 Qtr 1: 0; 2010 Qtr 2: 0; 2010 Qtr 3: 0; 2010 Qtr 4: 0; 2011 Qtr 1: 0; 2011 Qtr 2: 0; 2011 Qtr 3: 0; 2011 Qtr 4: 0 | 1
0 | 267001-High Refrigerant Charge Adjustment (>= ±20% rated charge) Resid SFCZ10 Vint03 |  | System | Residential | 26-SFM-ResidentialSingleFamily-SP_COOL | 0 |  |  |  |  | 65 | 53 | 0 | 0 | 0 | 12 | 248.449 |  | kWh | 0.18306 | -0.066637 | Residential |  | Winter Only | [5 empty] | 10 | 0.78 |  |  |  | 1 | 4 | 0 | 0 | 0 | 0 | 0 | 0 | 0 | 0 | 0 | 0 | 2009 Qtr 1: 0; 2009 Qtr 2: 0; 2009 Qtr 3: 0; 2009 Qtr 4: 4; 2010 Qtr 1: 0; 2010 Qtr 2: 0; 2010 Qtr 3: 0; 2010 Qtr 4: 0; 2011 Qtr 1: 0; 2011 Qtr 2: 0; 2011 Qtr 3: 0; 2011 Qtr 4: 0 | 4
0 | 267040-Residential Condensor Coil Cleaning Resid SF CZ10 VintAll |  | System | Residential | 26-SFM-ResidentialSingleFamily-SP_COOL | 0 |  |  |  |  | 50 | 50 | 0 | 0 | 0 | 0 | 270 |  | kWh | 0.3564 | 0 | Residential | [7 empty] | 3 | 0.78 |  |  |  | 1 | 1 | 0 | 0 | 0 | 0 | 0 | 0 | 0 | 0 | 0 | 0 | 2009 Qtr 1: 0; 2009 Qtr 2: 0; 2009 Qtr 3: 0; 2009 Qtr 4: 1; 2010 Qtr 1: 0; 2010 Qtr 2: 0; 2010 Qtr 3: 0; 2010 Qtr 4: 0; 2011 Qtr 1: 0; 2011 Qtr 2: 0; 2011 Qtr 3: 0; 2011 Qtr 4: 0 | 1
0 | 267003-High Refrigerant Charge Adjustment (>= ±20% rated charge) Resid SF CZ10 Vint05 |  | System | Residential | 26-SFM-ResidentialSingleFamily-SP_COOL | 0 |  |  |  |  | 65 | 53 | 0 | 0 | 0 | 12 | 162.471 |  | kWh | 0.23875 | -0.071356 | Residential |  | Winter Only | [5 empty] | 10 | 0.78 |  |  |  | 1 | 4 | 0 | 0 | 0 | 0 | 0 | 0 | 0 | 0 | 0 | 0 | 2009 Qtr 1: 0; 2009 Qtr 2: 0; 2009 Qtr 3: 0; 2009 Qtr 4: 4; 2010 Qtr 1: 0; 2010 Qtr 2: 0; 2010 Qtr 3: 0; 2010 Qtr 4: 0; 2011 Qtr 1: 0; 2011 Qtr 2: 0; 2011 Qtr 3: 0; 2011 Qtr 4: 0 | 4
0 | 267040-Residential Condensor Coil Cleaning Resid SF CZ10 VintAll |  | System | Residential | 26-SFM-ResidentialSingleFamily-SP_COOL | 0 |  |  |  |  | 50 | 50 | 0 | 0 | 0 | 0 | 270 |  | kWh | 0.3564 | 0 | Residential | [7 empty] | 3 | 0.78 |  |  |  | 1 | 1 | 0 | 0 | 0 | 0 | 0 | 0 | 0 | 0 | 0 | 0 | 2009 Qtr 1: 0; 2009 Qtr 2: 0; 2009 Qtr 3: 0; 2009 Qtr 4: 1; 2010 Qtr 1: 0; 2010 Qtr 2: 0; 2010 Qtr 3: 0; 2010 Qtr 4: 0; 2011 Qtr 1: 0; 2011 Qtr 2: 0; 2011 Qtr 3: 0; 2011 Qtr 4: 0 | 1
0 | 267040-Residential Condensor Coil Cleaning Resid SF CZ10 VintAll |  | System | Residential | 26-SFM-ResidentialSingleFamily-SP_COOL | 0 |  |  |  |  | 50 | 50 | 0 | 0 | 0 | 0 | 270 |  | kWh | 0.3564 | 0 | Residential | [7 empty] | 3 | 0.78 |  |  |  | 1 | 1 | 0 | 0 | 0 | 0 | 0 | 0 | 0 | 0 | 0 | 0 | 2009 Qtr 1: 0; 2009 Qtr 2: 0; 2009 Qtr 3: 0; 2009 Qtr 4: 1; 2010 Qtr 1: 0; 2010 Qtr 2: 0; 2010 Qtr 3: 0; 2010 Qtr 4: 0; 2011 Qtr 1: 0; 2011 Qtr 2: 0; 2011 Qtr 3: 0; 2011 Qtr 4: 0 | 1
0 | 267001-High Refrigerant Charge Adjustment (>= ±20% rated charge) Resid SFCZ10 Vint03 |  | System | Residential | 26-SFM-ResidentialSingleFamily-SP_COOL | 0 |  |  |  |  | 65 | 53 | 0 | 0 | 0 | 12 | 248.449 |  | kWh | 0.18306 | -0.066637 | Residential |  | Winter Only | [5 empty] | 10 | 0.78 |  |  |  | 1 | 5 | 0 | 0 | 0 | 0 | 0 | 0 | 0 | 0 | 0 | 0 | 2009 Qtr 1: 0; 2009 Qtr 2: 0; 2009 Qtr 3: 0; 2009 Qtr 4: 5; 2010 Qtr 1: 0; 2010 Qtr 2: 0; 2010 Qtr 3: 0; 2010 Qtr 4: 0; 2011 Qtr 1: 0; 2011 Qtr 2: 0; 2011 Qtr 3: 0; 2011 Qtr 4: 0 | 5
0 | 267040-Residential Condensor Coil Cleaning Resid SF CZ10 VintAll |  | System | Residential | 26-SFM-ResidentialSingleFamily-SP_COOL | 0 |  |  |  |  | 50 | 50 | 0 | 0 | 0 | 0 | 270 |  | kWh | 0.3564 | 0 | Residential | [7 empty] | 3 | 0.78 |  |  |  | 1 | 1 | 0 | 0 | 0 | 0 | 0 | 0 | 0 | 0 | 0 | 0 | 2009 Qtr 1: 0; 2009 Qtr 2: 0; 2009 Qtr 3: 0; 2009 Qtr 4: 1; 2010 Qtr 1: 0; 2010 Qtr 2: 0; 2010 Qtr 3: 0; 2010 Qtr 4: 0; 2011 Qtr 1: 0; 2011 Qtr 2: 0; 2011 Qtr 3: 0; 2011 Qtr 4: 0 | 1
0 | 267001-High Refrigerant Charge Adjustment (>= ±20% rated charge) Resid SFCZ10 Vint03 |  | System | Residential | 26-SFM-ResidentialSingleFamily-SP_COOL | 0 |  |  |  |  | 65 | 53 | 0 | 0 | 0 | 12 | 248.449 |  | kWh | 0.18306 | -0.066637 | Residential |  | Winter Only | [5 empty] | 10 | 0.78 |  |  |  | 1 | 4 | 0 | 0 | 0 | 0 | 0 | 0 | 0 | 0 | 0 | 0 | 2009 Qtr 1: 0; 2009 Qtr 2: 0; 2009 Qtr 3: 0; 2009 Qtr 4: 4; 2010 Qtr 1: 0; 2010 Qtr 2: 0; 2010 Qtr 3: 0; 2010 Qtr 4: 0; 2011 Qtr 1: 0; 2011 Qtr 2: 0; 2011 Qtr 3: 0; 2011 Qtr 4: 0 | 4
0 | 267040-Residential Condensor Coil Cleaning Resid SF CZ10 VintAll |  | System | Residential | 26-SFM-ResidentialSingleFamily-SP_COOL | 0 |  |  |  |  | 50 | 50 | 0 | 0 | 0 | 0 | 270 |  | kWh | 0.3564 | 0 | Residential | [7 empty] | 3 | 0.78 |  |  |  | 1 | 1 | 0 | 0 | 0 | 0 | 0 | 0 | 0 | 0 | 0 | 0 | 2009 Qtr 1: 0; 2009 Qtr 2: 0; 2009 Qtr 3: 0; 2009 Qtr 4: 1; 2010 Qtr 1: 0; 2010 Qtr 2: 0; 2010 Qtr 3: 0; 2010 Qtr 4: 0; 2011 Qtr 1: 0; 2011 Qtr 2: 0; 2011 Qtr 3: 0; 2011 Qtr 4: 0 | 1
0 | 267001-High Refrigerant Charge Adjustment (>= ±20% rated charge) Resid SFCZ10 Vint03 |  | System | Residential | 26-SFM-ResidentialSingleFamily-SP_COOL | 0 |  |  |  |  | 65 | 61.8333 | 0 | 0 | 0 | 3.1667 | 248.449 |  | kWh | 0.18306 | -0.066637 | Residential |  | Winter Only | [5 empty] | 10 | 0.78 |  |  |  | 1 | 3 | 0 | 0 | 0 | 0 | 0 | 0 | 0 | 0 | 0 | 0 | 2009 Qtr 1: 0; 2009 Qtr 2: 0; 2009 Qtr 3: 0; 2009 Qtr 4: 3; 2010 Qtr 1: 0; 2010 Qtr 2: 0; 2010 Qtr 3: 0; 2010 Qtr 4: 0; 2011 Qtr 1: 0; 2011 Qtr 2: 0; 2011 Qtr 3: 0; 2011 Qtr 4: 0 | 3
0 | 267040-Residential Condensor Coil Cleaning Resid SF CZ10 VintAll |  | System | Residential | 26-SFM-ResidentialSingleFamily-SP_COOL | 0 |  |  |  |  | 50 | 50 | 0 | 0 | 0 | 0 | 270 |  | kWh | 0.3564 | 0 | Residential | [7 empty] | 3 | 0.78 |  |  |  | 1 | 1 | 0 | 0 | 0 | 0 | 0 | 0 | 0 | 0 | 0 | 0 | 2009 Qtr 1: 0; 2009 Qtr 2: 0; 2009 Qtr 3: 0; 2009 Qtr 4: 1; 2010 Qtr 1: 0; 2010 Qtr 2: 0; 2010 Qtr 3: 0; 2010 Qtr 4: 0; 2011 Qtr 1: 0; 2011 Qtr 2: 0; 2011 Qtr 3: 0; 2011 Qtr 4: 0 | 1
0 | 267003-High Refrigerant Charge Adjustment (>= ±20% rated charge) Resid SF CZ10 Vint05 |  | System | Residential | 26-SFM-ResidentialSingleFamily-SP_COOL | 0 |  |  |  |  | 65 | 53 | 0 | 0 | 0 | 12 | 162.471 |  | kWh | 0.23875 | -0.071356 | Residential |  | Winter Only | [5 empty] | 10 | 0.78 |  |  |  | 1 | 3 | 0 | 0 | 0 | 0 | 0 | 0 | 0 | 0 | 0 | 0 | 2009 Qtr 1: 0; 2009 Qtr 2: 0; 2009 Qtr 3: 0; 2009 Qtr 4: 3; 2010 Qtr 1: 0; 2010 Qtr 2: 0; 2010 Qtr 3: 0; 2010 Qtr 4: 0; 2011 Qtr 1: 0; 2011 Qtr 2: 0; 2011 Qtr 3: 0; 2011 Qtr 4: 0 | 3
0 | 267040-Residential Condensor Coil Cleaning Resid SF CZ10 VintAll |  | System | Residential | 26-SFM-ResidentialSingleFamily-SP_COOL | 0 |  |  |  |  | 50 | 50 | 0 | 0 | 0 | 0 | 270 |  | kWh | 0.3564 | 0 | Residential | [7 empty] | 3 | 0.78 |  |  |  | 1 | 1 | 0 | 0 | 0 | 0 | 0 | 0 | 0 | 0 | 0 | 0 | 2009 Qtr 1: 0; 2009 Qtr 2: 0; 2009 Qtr 3: 0; 2009 Qtr 4: 1; 2010 Qtr 1: 0; 2010 Qtr 2: 0; 2010 Qtr 3: 0; 2010 Qtr 4: 0; 2011 Qtr 1: 0; 2011 Qtr 2: 0; 2011 Qtr 3: 0; 2011 Qtr 4: 0 | 1
0 | 267034-High Refrigerant Charge Adjustment (>= ±20% rated charge) Resid MF CZ10 Vint05 |  | System | Residential | 13-MFM-ResidentialMulti-family-SP_COOL | 0 |  |  |  |  | 66.33 | 79.5 | 0 | 0 | 0 | -13.17 | 140.383 |  | kWh | 0.19848 | -0.066812 | Residential |  | Winter Only | [5 empty] | 10 | 0.78 |  |  |  | 1 | 1 | 0 | 0 | 0 | 0 | 0 | 0 | 0 | 0 | 0 | 0 | 2009 Qtr 1: 0; 2009 Qtr 2: 0; 2009 Qtr 3: 0; 2009 Qtr 4: 1; 2010 Qtr 1: 0; 2010 Qtr 2: 0; 2010 Qtr 3: 0; 2010 Qtr 4: 0; 2011 Qtr 1: 0; 2011 Qtr 2: 0; 2011 Qtr 3: 0; 2011 Qtr 4: 0 | 1
0 | 267042-Residential Condensor Coil Cleaning Resid MF CZ10 VintAll |  | System | Residential | 13-MFM-ResidentialMulti-family-SP_COOL | 0 |  |  |  |  | 50 | 50 | 0 | 0 | 0 | 0 | 180 |  | kWh | 0.2376 | 0 | Residential | [7 empty] | 3 | 0.78 |  |  |  | 1 | 1 | 0 | 0 | 0 | 0 | 0 | 0 | 0 | 0 | 0 | 0 | 2009 Qtr 1: 0; 2009 Qtr 2: 0; 2009 Qtr 3: 0; 2009 Qtr 4: 1; 2010 Qtr 1: 0; 2010 Qtr 2: 0; 2010 Qtr 3: 0; 2010 Qtr 4: 0; 2011 Qtr 1: 0; 2011 Qtr 2: 0; 2011 Qtr 3: 0; 2011 Qtr 4: 0 | 1
0 | 267032-High Refrigerant Charge Adjustment (>= ±20% rated charge) Resid MF CZ10 Vint03 |  | System | Residential | 13-MFM-ResidentialMulti-family-SP_COOL | 0 |  |  |  |  | 66.33 | 79.5 | 0 | 0 | 0 | -13.17 | 195.15 |  | kWh | 0.21338 | -0.15765 | Residential |  | Winter Only | [5 empty] | 10 | 0.78 |  |  |  | 1 | 1 | 0 | 0 | 0 | 0 | 0 | 0 | 0 | 0 | 0 | 0 | 2009 Qtr 1: 0; 2009 Qtr 2: 0; 2009 Qtr 3: 0; 2009 Qtr 4: 1; 2010 Qtr 1: 0; 2010 Qtr 2: 0; 2010 Qtr 3: 0; 2010 Qtr 4: 0; 2011 Qtr 1: 0; 2011 Qtr 2: 0; 2011 Qtr 3: 0; 2011 Qtr 4: 0 | 1
0 | 267042-Residential Condensor Coil Cleaning Resid MF CZ10 VintAll |  | System | Residential | 13-MFM-ResidentialMulti-family-SP_COOL | 0 |  |  |  |  | 50 | 50 | 0 | 0 | 0 | 0 | 180 |  | kWh | 0.2376 | 0 | Residential | [7 empty] | 3 | 0.78 |  |  |  | 1 | 1 | 0 | 0 | 0 | 0 | 0 | 0 | 0 | 0 | 0 | 0 | 2009 Qtr 1: 0; 2009 Qtr 2: 0; 2009 Qtr 3: 0; 2009 Qtr 4: 1; 2010 Qtr 1: 0; 2010 Qtr 2: 0; 2010 Qtr 3: 0; 2010 Qtr 4: 0; 2011 Qtr 1: 0; 2011 Qtr 2: 0; 2011 Qtr 3: 0; 2011 Qtr 4: 0 | 1
0 | 267034-High Refrigerant Charge Adjustment (>= ±20% rated charge) Resid MF CZ10 Vint05 |  | System | Residential | 13-MFM-ResidentialMulti-family-SP_COOL | 0 |  |  |  |  | 66.33 | 79.5 | 0 | 0 | 0 | -13.17 | 140.383 |  | kWh | 0.19848 | -0.066812 | Residential |  | Winter Only | [5 empty] | 10 | 0.78 |  |  |  | 1 | 1 | 0 | 0 | 0 | 0 | 0 | 0 | 0 | 0 | 0 | 0 | 2009 Qtr 1: 0; 2009 Qtr 2: 0; 2009 Qtr 3: 0; 2009 Qtr 4: 1; 2010 Qtr 1: 0; 2010 Qtr 2: 0; 2010 Qtr 3: 0; 2010 Qtr 4: 0; 2011 Qtr 1: 0; 2011 Qtr 2: 0; 2011 Qtr 3: 0; 2011 Qtr 4: 0 | 1
0 | 267042-Residential Condensor Coil Cleaning Resid MF CZ10 VintAll |  | System | Residential | 13-MFM-ResidentialMulti-family-SP_COOL | 0 |  |  |  |  | 50 | 50 | 0 | 0 | 0 | 0 | 180 |  | kWh | 0.2376 | 0 | Residential | [7 empty] | 3 | 0.78 |  |  |  | 1 | 1 | 0 | 0 | 0 | 0 | 0 | 0 | 0 | 0 | 0 | 0 | 2009 Qtr 1: 0; 2009 Qtr 2: 0; 2009 Qtr 3: 0; 2009 Qtr 4: 1; 2010 Qtr 1: 0; 2010 Qtr 2: 0; 2010 Qtr 3: 0; 2010 Qtr 4: 0; 2011 Qtr 1: 0; 2011 Qtr 2: 0; 2011 Qtr 3: 0; 2011 Qtr 4: 0 | 1
0 | 267033-High Refrigerant Charge Adjustment (>= ±20% rated charge) Resid MF CZ10 Vint04 |  | System | Residential | 13-MFM-ResidentialMulti-family-SP_COOL | 0 |  |  |  |  | 66.33 | 79.5 | 0 | 0 | 0 | -13.17 | 171.246 |  | kWh | 0.22612 | -0.10521 | Residential |  | Winter Only | [5 empty] | 10 | 0.78 |  |  |  | 1 | 1 | 0 | 0 | 0 | 0 | 0 | 0 | 0 | 0 | 0 | 0 | 2009 Qtr 1: 0; 2009 Qtr 2: 0; 2009 Qtr 3: 0; 2009 Qtr 4: 1; 2010 Qtr 1: 0; 2010 Qtr 2: 0; 2010 Qtr 3: 0; 2010 Qtr 4: 0; 2011 Qtr 1: 0; 2011 Qtr 2: 0; 2011 Qtr 3: 0; 2011 Qtr 4: 0 | 1
0 | 267042-Residential Condensor Coil Cleaning Resid MF CZ10 VintAll |  | System | Residential | 13-MFM-ResidentialMulti-family-SP_COOL | 0 |  |  |  |  | 50 | 50 | 0 | 0 | 0 | 0 | 180 |  | kWh | 0.2376 | 0 | Residential | [7 empty] | 3 | 0.78 |  |  |  | 1 | 1 | 0 | 0 | 0 | 0 | 0 | 0 | 0 | 0 | 0 | 0 | 2009 Qtr 1: 0; 2009 Qtr 2: 0; 2009 Qtr 3: 0; 2009 Qtr 4: 1; 2010 Qtr 1: 0; 2010 Qtr 2: 0; 2010 Qtr 3: 0; 2010 Qtr 4: 0; 2011 Qtr 1: 0; 2011 Qtr 2: 0; 2011 Qtr 3: 0; 2011 Qtr 4: 0 | 1
0 | 267033-High Refrigerant Charge Adjustment (>= ±20% rated charge) Resid MF CZ10 Vint04 |  | System | Residential | 13-MFM-ResidentialMulti-family-SP_COOL | 0 |  |  |  |  | 66.33 | 53 | 0 | 0 | 0 | 13.33 | 171.246 |  | kWh | 0.22612 | -0.10521 | Residential |  | Winter Only | [5 empty] | 10 | 0.78 |  |  |  | 1 | 2 | 0 | 0 | 0 | 0 | 0 | 0 | 0 | 0 | 0 | 0 | 2009 Qtr 1: 0; 2009 Qtr 2: 0; 2009 Qtr 3: 0; 2009 Qtr 4: 2; 2010 Qtr 1: 0; 2010 Qtr 2: 0; 2010 Qtr 3: 0; 2010 Qtr 4: 0; 2011 Qtr 1: 0; 2011 Qtr 2: 0; 2011 Qtr 3: 0; 2011 Qtr 4: 0 | 2
0 | 267042-Residential Condensor Coil Cleaning Resid MF CZ10 VintAll |  | System | Residential | 13-MFM-ResidentialMulti-family-SP_COOL | 0 |  |  |  |  | 50 | 50 | 0 | 0 | 0 | 0 | 180 |  | kWh | 0.2376 | 0 | Residential | [7 empty] | 3 | 0.78 |  |  |  | 1 | 1 | 0 | 0 | 0 | 0 | 0 | 0 | 0 | 0 | 0 | 0 | 2009 Qtr 1: 0; 2009 Qtr 2: 0; 2009 Qtr 3: 0; 2009 Qtr 4: 1; 2010 Qtr 1: 0; 2010 Qtr 2: 0; 2010 Qtr 3: 0; 2010 Qtr 4: 0; 2011 Qtr 1: 0; 2011 Qtr 2: 0; 2011 Qtr 3: 0; 2011 Qtr 4: 0 | 1
0 | 267034-High Refrigerant Charge Adjustment (>= ±20% rated charge) Resid MF CZ10 Vint05 |  | System | Residential | 13-MFM-ResidentialMulti-family-SP_COOL | 0 |  |  |  |  | 66.33 | 79.5 | 0 | 0 | 0 | -13.17 | 140.383 |  | kWh | 0.19848 | -0.066812 | Residential |  | Winter Only | [5 empty] | 10 | 0.78 |  |  |  | 1 | 1 | 0 | 0 | 0 | 0 | 0 | 0 | 0 | 0 | 0 | 0 | 2009 Qtr 1: 0; 2009 Qtr 2: 0; 2009 Qtr 3: 0; 2009 Qtr 4: 1; 2010 Qtr 1: 0; 2010 Qtr 2: 0; 2010 Qtr 3: 0; 2010 Qtr 4: 0; 2011 Qtr 1: 0; 2011 Qtr 2: 0; 2011 Qtr 3: 0; 2011 Qtr 4: 0 | 1
0 | 267042-Residential Condensor Coil Cleaning Resid MF CZ10 VintAll |  | System | Residential | 13-MFM-ResidentialMulti-family-SP_COOL | 0 |  |  |  |  | 50 | 50 | 0 | 0 | 0 | 0 | 180 |  | kWh | 0.2376 | 0 | Residential | [7 empty] | 3 | 0.78 |  |  |  | 1 | 1 | 0 | 0 | 0 | 0 | 0 | 0 | 0 | 0 | 0 | 0 | 2009 Qtr 1: 0; 2009 Qtr 2: 0; 2009 Qtr 3: 0; 2009 Qtr 4: 1; 2010 Qtr 1: 0; 2010 Qtr 2: 0; 2010 Qtr 3: 0; 2010 Qtr 4: 0; 2011 Qtr 1: 0; 2011 Qtr 2: 0; 2011 Qtr 3: 0; 2011 Qtr 4: 0 | 1
0 | 267033-High Refrigerant Charge Adjustment (>= ±20% rated charge) Resid MF CZ10 Vint04 |  | System | Residential | 13-MFM-ResidentialMulti-family-SP_COOL | 0 |  |  |  |  | 66.33 | 79.5 | 0 | 0 | 0 | -13.17 | 171.246 |  | kWh | 0.22612 | -0.10521 | Residential |  | Winter Only | [5 empty] | 10 | 0.78 |  |  |  | 1 | 1 | 0 | 0 | 0 | 0 | 0 | 0 | 0 | 0 | 0 | 0 | 2009 Qtr 1: 0; 2009 Qtr 2: 0; 2009 Qtr 3: 0; 2009 Qtr 4: 1; 2010 Qtr 1: 0; 2010 Qtr 2: 0; 2010 Qtr 3: 0; 2010 Qtr 4: 0; 2011 Qtr 1: 0; 2011 Qtr 2: 0; 2011 Qtr 3: 0; 2011 Qtr 4: 0 | 1
0 | 267042-Residential Condensor Coil Cleaning Resid MF CZ10 VintAll |  | System | Residential | 13-MFM-ResidentialMulti-family-SP_COOL | 0 |  |  |  |  | 50 | 50 | 0 | 0 | 0 | 0 | 180 |  | kWh | 0.2376 | 0 | Residential | [7 empty] | 3 | 0.78 |  |  |  | 1 | 1 | 0 | 0 | 0 | 0 | 0 | 0 | 0 | 0 | 0 | 0 | 2009 Qtr 1: 0; 2009 Qtr 2: 0; 2009 Qtr 3: 0; 2009 Qtr 4: 1; 2010 Qtr 1: 0; 2010 Qtr 2: 0; 2010 Qtr 3: 0; 2010 Qtr 4: 0; 2011 Qtr 1: 0; 2011 Qtr 2: 0; 2011 Qtr 3: 0; 2011 Qtr 4: 0 | 1
0 | 267032-High Refrigerant Charge Adjustment (>= ±20% rated charge) Resid MF CZ10 Vint03 |  | System | Residential | 13-MFM-ResidentialMulti-family-SP_COOL | 0 |  |  |  |  | 66.33 | 79.5 | 0 | 0 | 0 | -13.17 | 195.15 |  | kWh | 0.21338 | -0.15765 | Residential |  | Winter Only | [5 empty] | 10 | 0.78 |  |  |  | 1 | 1 | 0 | 0 | 0 | 0 | 0 | 0 | 0 | 0 | 0 | 0 | 2009 Qtr 1: 0; 2009 Qtr 2: 0; 2009 Qtr 3: 0; 2009 Qtr 4: 1; 2010 Qtr 1: 0; 2010 Qtr 2: 0; 2010 Qtr 3: 0; 2010 Qtr 4: 0; 2011 Qtr 1: 0; 2011 Qtr 2: 0; 2011 Qtr 3: 0; 2011 Qtr 4: 0 | 1
0 | 267042-Residential Condensor Coil Cleaning Resid MF CZ10 VintAll |  | System | Residential | 13-MFM-ResidentialMulti-family-SP_COOL | 0 |  |  |  |  | 50 | 50 | 0 | 0 | 0 | 0 | 180 |  | kWh | 0.2376 | 0 | Residential | [7 empty] | 3 | 0.78 |  |  |  | 1 | 1 | 0 | 0 | 0 | 0 | 0 | 0 | 0 | 0 | 0 | 0 | 2009 Qtr 1: 0; 2009 Qtr 2: 0; 2009 Qtr 3: 0; 2009 Qtr 4: 1; 2010 Qtr 1: 0; 2010 Qtr 2: 0; 2010 Qtr 3: 0; 2010 Qtr 4: 0; 2011 Qtr 1: 0; 2011 Qtr 2: 0; 2011 Qtr 3: 0; 2011 Qtr 4: 0 | 1
0 | 267002-High Refrigerant Charge Adjustment (>= ±20% rated charge) Resid SF CZ10 Vint04 |  | System | Residential | 26-SFM-ResidentialSingleFamily-SP_COOL | 0 |  |  |  |  | 65 | 79.5 | 0 | 0 | 0 | -14.5 | 205.771 |  | kWh | 0.22808 | -0.078078 | Residential |  | Winter Only | [5 empty] | 10 | 0.78 |  |  |  | 1 | 1 | 0 | 0 | 0 | 0 | 0 | 0 | 0 | 0 | 0 | 0 | 2009 Qtr 1: 0; 2009 Qtr 2: 0; 2009 Qtr 3: 0; 2009 Qtr 4: 1; 2010 Qtr 1: 0; 2010 Qtr 2: 0; 2010 Qtr 3: 0; 2010 Qtr 4: 0; 2011 Qtr 1: 0; 2011 Qtr 2: 0; 2011 Qtr 3: 0; 2011 Qtr 4: 0 | 1
0 | 267040-Residential Condensor Coil Cleaning Resid SF CZ10 VintAll |  | System | Residential | 26-SFM-ResidentialSingleFamily-SP_COOL | 0 |  |  |  |  | 50 | 50 | 0 | 0 | 0 | 0 | 270 |  | kWh | 0.3564 | 0 | Residential | [7 empty] | 3 | 0.78 |  |  |  | 1 | 1 | 0 | 0 | 0 | 0 | 0 | 0 | 0 | 0 | 0 | 0 | 2009 Qtr 1: 0; 2009 Qtr 2: 0; 2009 Qtr 3: 0; 2009 Qtr 4: 1; 2010 Qtr 1: 0; 2010 Qtr 2: 0; 2010 Qtr 3: 0; 2010 Qtr 4: 0; 2011 Qtr 1: 0; 2011 Qtr 2: 0; 2011 Qtr 3: 0; 2011 Qtr 4: 0 | 1
0 | 267002-High Refrigerant Charge Adjustment (>= ±20% rated charge) Resid SF CZ10 Vint04 |  | System | Residential | 26-SFM-ResidentialSingleFamily-SP_COOL | 0 |  |  |  |  | 65 | 53 | 0 | 0 | 0 | 12 | 205.771 |  | kWh | 0.22808 | -0.078078 | Residential |  | Winter Only | [5 empty] | 10 | 0.78 |  |  |  | 1 | 4 | 0 | 0 | 0 | 0 | 0 | 0 | 0 | 0 | 0 | 0 | 2009 Qtr 1: 0; 2009 Qtr 2: 0; 2009 Qtr 3: 0; 2009 Qtr 4: 4; 2010 Qtr 1: 0; 2010 Qtr 2: 0; 2010 Qtr 3: 0; 2010 Qtr 4: 0; 2011 Qtr 1: 0; 2011 Qtr 2: 0; 2011 Qtr 3: 0; 2011 Qtr 4: 0 | 4
0 | 267040-Residential Condensor Coil Cleaning Resid SF CZ10 VintAll |  | System | Residential | 26-SFM-ResidentialSingleFamily-SP_COOL | 0 |  |  |  |  | 50 | 50 | 0 | 0 | 0 | 0 | 270 |  | kWh | 0.3564 | 0 | Residential | [7 empty] | 3 | 0.78 |  |  |  | 1 | 1 | 0 | 0 | 0 | 0 | 0 | 0 | 0 | 0 | 0 | 0 | 2009 Qtr 1: 0; 2009 Qtr 2: 0; 2009 Qtr 3: 0; 2009 Qtr 4: 1; 2010 Qtr 1: 0; 2010 Qtr 2: 0; 2010 Qtr 3: 0; 2010 Qtr 4: 0; 2011 Qtr 1: 0; 2011 Qtr 2: 0; 2011 Qtr 3: 0; 2011 Qtr 4: 0 | 1
0 | 267040-Residential Condensor Coil Cleaning Resid SF CZ10 VintAll |  | System | Residential | 26-SFM-ResidentialSingleFamily-SP_COOL | 0 |  |  |  |  | 50 | 50 | 0 | 0 | 0 | 0 | 270 |  | kWh | 0.3564 | 0 | Residential | [7 empty] | 3 | 0.78 |  |  |  | 1 | 1 | 0 | 0 | 0 | 0 | 0 | 0 | 0 | 0 | 0 | 0 | 2009 Qtr 1: 0; 2009 Qtr 2: 0; 2009 Qtr 3: 0; 2009 Qtr 4: 1; 2010 Qtr 1: 0; 2010 Qtr 2: 0; 2010 Qtr 3: 0; 2010 Qtr 4: 0; 2011 Qtr 1: 0; 2011 Qtr 2: 0; 2011 Qtr 3: 0; 2011 Qtr 4: 0 | 1
0 | 267003-High Refrigerant Charge Adjustment (>= ±20% rated charge) Resid SF CZ10 Vint05 |  | System | Residential | 26-SFM-ResidentialSingleFamily-SP_COOL | 0 |  |  |  |  | 65 | 53 | 0 | 0 | 0 | 12 | 162.471 |  | kWh | 0.23875 | -0.071356 | Residential |  | Winter Only | [5 empty] | 10 | 0.78 |  |  |  | 1 | 3 | 0 | 0 | 0 | 0 | 0 | 0 | 0 | 0 | 0 | 0 | 2009 Qtr 1: 0; 2009 Qtr 2: 0; 2009 Qtr 3: 0; 2009 Qtr 4: 3; 2010 Qtr 1: 0; 2010 Qtr 2: 0; 2010 Qtr 3: 0; 2010 Qtr 4: 0; 2011 Qtr 1: 0; 2011 Qtr 2: 0; 2011 Qtr 3: 0; 2011 Qtr 4: 0 | 3
0 | 267040-Residential Condensor Coil Cleaning Resid SF CZ10 VintAll |  | System | Residential | 26-SFM-ResidentialSingleFamily-SP_COOL | 0 |  |  |  |  | 50 | 50 | 0 | 0 | 0 | 0 | 270 |  | kWh | 0.3564 | 0 | Residential | [7 empty] | 3 | 0.78 |  |  |  | 1 | 1 | 0 | 0 | 0 | 0 | 0 | 0 | 0 | 0 | 0 | 0 | 2009 Qtr 1: 0; 2009 Qtr 2: 0; 2009 Qtr 3: 0; 2009 Qtr 4: 1; 2010 Qtr 1: 0; 2010 Qtr 2: 0; 2010 Qtr 3: 0; 2010 Qtr 4: 0; 2011 Qtr 1: 0; 2011 Qtr 2: 0; 2011 Qtr 3: 0; 2011 Qtr 4: 0 | 1
0 | 267034-High Refrigerant Charge Adjustment (>= ±20% rated charge) Resid MF CZ10 Vint05 |  | System | Residential | 13-MFM-ResidentialMulti-family-SP_COOL | 0 |  |  |  |  | 66.33 | 79.5 | 0 | 0 | 0 | -13.17 | 140.383 |  | kWh | 0.19848 | -0.066812 | Residential |  | Winter Only | [5 empty] | 10 | 0.78 |  |  |  | 1 | 1 | 0 | 0 | 0 | 0 | 0 | 0 | 0 | 0 | 0 | 0 | 2009 Qtr 1: 0; 2009 Qtr 2: 0; 2009 Qtr 3: 0; 2009 Qtr 4: 1; 2010 Qtr 1: 0; 2010 Qtr 2: 0; 2010 Qtr 3: 0; 2010 Qtr 4: 0; 2011 Qtr 1: 0; 2011 Qtr 2: 0; 2011 Qtr 3: 0; 2011 Qtr 4: 0 | 1
0 | 267042-Residential Condensor Coil Cleaning Resid MF CZ10 VintAll |  | System | Residential | 13-MFM-ResidentialMulti-family-SP_COOL | 0 |  |  |  |  | 50 | 50 | 0 | 0 | 0 | 0 | 180 |  | kWh | 0.2376 | 0 | Residential | [7 empty] | 3 | 0.78 |  |  |  | 1 | 1 | 0 | 0 | 0 | 0 | 0 | 0 | 0 | 0 | 0 | 0 | 2009 Qtr 1: 0; 2009 Qtr 2: 0; 2009 Qtr 3: 0; 2009 Qtr 4: 1; 2010 Qtr 1: 0; 2010 Qtr 2: 0; 2010 Qtr 3: 0; 2010 Qtr 4: 0; 2011 Qtr 1: 0; 2011 Qtr 2: 0; 2011 Qtr 3: 0; 2011 Qtr 4: 0 | 1
0 | 267033-High Refrigerant Charge Adjustment (>= ±20% rated charge) Resid MF CZ10 Vint04 |  | System | Residential | 13-MFM-ResidentialMulti-family-SP_COOL | 0 |  |  |  |  | 66.33 | 79.5 | 0 | 0 | 0 | -13.17 | 171.246 |  | kWh | 0.22612 | -0.10521 | Residential |  | Winter Only | [5 empty] | 10 | 0.78 |  |  |  | 1 | 1 | 0 | 0 | 0 | 0 | 0 | 0 | 0 | 0 | 0 | 0 | 2009 Qtr 1: 0; 2009 Qtr 2: 0; 2009 Qtr 3: 0; 2009 Qtr 4: 1; 2010 Qtr 1: 0; 2010 Qtr 2: 0; 2010 Qtr 3: 0; 2010 Qtr 4: 0; 2011 Qtr 1: 0; 2011 Qtr 2: 0; 2011 Qtr 3: 0; 2011 Qtr 4: 0 | 1
0 | 267042-Residential Condensor Coil Cleaning Resid MF CZ10 VintAll |  | System | Residential | 13-MFM-ResidentialMulti-family-SP_COOL | 0 |  |  |  |  | 50 | 50 | 0 | 0 | 0 | 0 | 180 |  | kWh | 0.2376 | 0 | Residential | [7 empty] | 3 | 0.78 |  |  |  | 1 | 1 | 0 | 0 | 0 | 0 | 0 | 0 | 0 | 0 | 0 | 0 | 2009 Qtr 1: 0; 2009 Qtr 2: 0; 2009 Qtr 3: 0; 2009 Qtr 4: 1; 2010 Qtr 1: 0; 2010 Qtr 2: 0; 2010 Qtr 3: 0; 2010 Qtr 4: 0; 2011 Qtr 1: 0; 2011 Qtr 2: 0; 2011 Qtr 3: 0; 2011 Qtr 4: 0 | 1
0 | 267032-High Refrigerant Charge Adjustment (>= ±20% rated charge) Resid MF CZ10 Vint03 |  | System | Residential | 13-MFM-ResidentialMulti-family-SP_COOL | 0 |  |  |  |  | 66.33 | 53 | 0 | 0 | 0 | 13.33 | 195.15 |  | kWh | 0.21338 | -0.15765 | Residential |  | Winter Only | [5 empty] | 10 | 0.78 |  |  |  | 1 | 2 | 0 | 0 | 0 | 0 | 0 | 0 | 0 | 0 | 0 | 0 | 2009 Qtr 1: 0; 2009 Qtr 2: 0; 2009 Qtr 3: 0; 2009 Qtr 4: 2; 2010 Qtr 1: 0; 2010 Qtr 2: 0; 2010 Qtr 3: 0; 2010 Qtr 4: 0; 2011 Qtr 1: 0; 2011 Qtr 2: 0; 2011 Qtr 3: 0; 2011 Qtr 4: 0 | 2
0 | 267042-Residential Condensor Coil Cleaning Resid MF CZ10 VintAll |  | System | Residential | 13-MFM-ResidentialMulti-family-SP_COOL | 0 |  |  |  |  | 50 | 50 | 0 | 0 | 0 | 0 | 180 |  | kWh | 0.2376 | 0 | Residential | [7 empty] | 3 | 0.78 |  |  |  | 1 | 1 | 0 | 0 | 0 | 0 | 0 | 0 | 0 | 0 | 0 | 0 | 2009 Qtr 1: 0; 2009 Qtr 2: 0; 2009 Qtr 3: 0; 2009 Qtr 4: 1; 2010 Qtr 1: 0; 2010 Qtr 2: 0; 2010 Qtr 3: 0; 2010 Qtr 4: 0; 2011 Qtr 1: 0; 2011 Qtr 2: 0; 2011 Qtr 3: 0; 2011 Qtr 4: 0 | 1
0 | 267033-High Refrigerant Charge Adjustment (>= ±20% rated charge) Resid MF CZ10 Vint04 |  | System | Residential | 13-MFM-ResidentialMulti-family-SP_COOL | 0 |  |  |  |  | 66.33 | 79.5 | 0 | 0 | 0 | -13.17 | 171.246 |  | kWh | 0.22612 | -0.10521 | Residential |  | Winter Only | [5 empty] | 10 | 0.78 |  |  |  | 1 | 1 | 0 | 0 | 0 | 0 | 0 | 0 | 0 | 0 | 0 | 0 | 2009 Qtr 1: 0; 2009 Qtr 2: 0; 2009 Qtr 3: 0; 2009 Qtr 4: 1; 2010 Qtr 1: 0; 2010 Qtr 2: 0; 2010 Qtr 3: 0; 2010 Qtr 4: 0; 2011 Qtr 1: 0; 2011 Qtr 2: 0; 2011 Qtr 3: 0; 2011 Qtr 4: 0 | 1
0 | 267042-Residential Condensor Coil Cleaning Resid MF CZ10 VintAll |  | System | Residential | 13-MFM-ResidentialMulti-family-SP_COOL | 0 |  |  |  |  | 50 | 50 | 0 | 0 | 0 | 0 | 180 |  | kWh | 0.2376 | 0 | Residential | [7 empty] | 3 | 0.78 |  |  |  | 1 | 1 | 0 | 0 | 0 | 0 | 0 | 0 | 0 | 0 | 0 | 0 | 2009 Qtr 1: 0; 2009 Qtr 2: 0; 2009 Qtr 3: 0; 2009 Qtr 4: 1; 2010 Qtr 1: 0; 2010 Qtr 2: 0; 2010 Qtr 3: 0; 2010 Qtr 4: 0; 2011 Qtr 1: 0; 2011 Qtr 2: 0; 2011 Qtr 3: 0; 2011 Qtr 4: 0 | 1
0 | 267032-High Refrigerant Charge Adjustment (>= ±20% rated charge) Resid MF CZ10 Vint03 |  | System | Residential | 13-MFM-ResidentialMulti-family-SP_COOL | 0 |  |  |  |  | 66.33 | 79.5 | 0 | 0 | 0 | -13.17 | 195.15 |  | kWh | 0.21338 | -0.15765 | Residential |  | Winter Only | [5 empty] | 10 | 0.78 |  |  |  | 1 | 1 | 0 | 0 | 0 | 0 | 0 | 0 | 0 | 0 | 0 | 0 | 2009 Qtr 1: 0; 2009 Qtr 2: 0; 2009 Qtr 3: 0; 2009 Qtr 4: 1; 2010 Qtr 1: 0; 2010 Qtr 2: 0; 2010 Qtr 3: 0; 2010 Qtr 4: 0; 2011 Qtr 1: 0; 2011 Qtr 2: 0; 2011 Qtr 3: 0; 2011 Qtr 4: 0 | 1
0 | 267042-Residential Condensor Coil Cleaning Resid MF CZ10 VintAll |  | System | Residential | 13-MFM-ResidentialMulti-family-SP_COOL | 0 |  |  |  |  | 50 | 50 | 0 | 0 | 0 | 0 | 180 |  | kWh | 0.2376 | 0 | Residential | [7 empty] | 3 | 0.78 |  |  |  | 1 | 1 | 0 | 0 | 0 | 0 | 0 | 0 | 0 | 0 | 0 | 0 | 2009 Qtr 1: 0; 2009 Qtr 2: 0; 2009 Qtr 3: 0; 2009 Qtr 4: 1; 2010 Qtr 1: 0; 2010 Qtr 2: 0; 2010 Qtr 3: 0; 2010 Qtr 4: 0; 2011 Qtr 1: 0; 2011 Qtr 2: 0; 2011 Qtr 3: 0; 2011 Qtr 4: 0 | 1
0 | 267032-High Refrigerant Charge Adjustment (>= ±20% rated charge) Resid MF CZ10 Vint03 |  | System | Residential | 13-MFM-ResidentialMulti-family-SP_COOL | 0 |  |  |  |  | 66.33 | 53 | 0 | 0 | 0 | 13.33 | 195.15 |  | kWh | 0.21338 | -0.15765 | Residential |  | Winter Only | [5 empty] | 10 | 0.78 |  |  |  | 1 | 2 | 0 | 0 | 0 | 0 | 0 | 0 | 0 | 0 | 0 | 0 | 2009 Qtr 1: 0; 2009 Qtr 2: 0; 2009 Qtr 3: 0; 2009 Qtr 4: 2; 2010 Qtr 1: 0; 2010 Qtr 2: 0; 2010 Qtr 3: 0; 2010 Qtr 4: 0; 2011 Qtr 1: 0; 2011 Qtr 2: 0; 2011 Qtr 3: 0; 2011 Qtr 4: 0 | 2
0 | 267042-Residential Condensor Coil Cleaning Resid MF CZ10 VintAll |  | System | Residential | 13-MFM-ResidentialMulti-family-SP_COOL | 0 |  |  |  |  | 50 | 50 | 0 | 0 | 0 | 0 | 180 |  | kWh | 0.2376 | 0 | Residential | [7 empty] | 3 | 0.78 |  |  |  | 1 | 1 | 0 | 0 | 0 | 0 | 0 | 0 | 0 | 0 | 0 | 0 | 2009 Qtr 1: 0; 2009 Qtr 2: 0; 2009 Qtr 3: 0; 2009 Qtr 4: 1; 2010 Qtr 1: 0; 2010 Qtr 2: 0; 2010 Qtr 3: 0; 2010 Qtr 4: 0; 2011 Qtr 1: 0; 2011 Qtr 2: 0; 2011 Qtr 3: 0; 2011 Qtr 4: 0 | 1
0 | 267032-High Refrigerant Charge Adjustment (>= ±20% rated charge) Resid MF CZ10 Vint03 |  | System | Residential | 13-MFM-ResidentialMulti-family-SP_COOL | 0 |  |  |  |  | 66.33 | 79.5 | 0 | 0 | 0 | -13.17 | 195.15 |  | kWh | 0.21338 | -0.15765 | Residential |  | Winter Only | [5 empty] | 10 | 0.78 |  |  |  | 1 | 1 | 0 | 0 | 0 | 0 | 0 | 0 | 0 | 0 | 0 | 0 | 2009 Qtr 1: 0; 2009 Qtr 2: 0; 2009 Qtr 3: 0; 2009 Qtr 4: 1; 2010 Qtr 1: 0; 2010 Qtr 2: 0; 2010 Qtr 3: 0; 2010 Qtr 4: 0; 2011 Qtr 1: 0; 2011 Qtr 2: 0; 2011 Qtr 3: 0; 2011 Qtr 4: 0 | 1
0 | 267042-Residential Condensor Coil Cleaning Resid MF CZ10 VintAll |  | System | Residential | 13-MFM-ResidentialMulti-family-SP_COOL | 0 |  |  |  |  | 50 | 50 | 0 | 0 | 0 | 0 | 180 |  | kWh | 0.2376 | 0 | Residential | [7 empty] | 3 | 0.78 |  |  |  | 1 | 1 | 0 | 0 | 0 | 0 | 0 | 0 | 0 | 0 | 0 | 0 | 2009 Qtr 1: 0; 2009 Qtr 2: 0; 2009 Qtr 3: 0; 2009 Qtr 4: 1; 2010 Qtr 1: 0; 2010 Qtr 2: 0; 2010 Qtr 3: 0; 2010 Qtr 4: 0; 2011 Qtr 1: 0; 2011 Qtr 2: 0; 2011 Qtr 3: 0; 2011 Qtr 4: 0 | 1
0 | 267032-High Refrigerant Charge Adjustment (>= ±20% rated charge) Resid MF CZ10 Vint03 |  | System | Residential | 13-MFM-ResidentialMulti-family-SP_COOL | 0 |  |  |  |  | 66.33 | 79.5 | 0 | 0 | 0 | -13.17 | 195.15 |  | kWh | 0.21338 | -0.15765 | Residential |  | Winter Only | [5 empty] | 10 | 0.78 |  |  |  | 1 | 1 | 0 | 0 | 0 | 0 | 0 | 0 | 0 | 0 | 0 | 0 | 2009 Qtr 1: 0; 2009 Qtr 2: 0; 2009 Qtr 3: 0; 2009 Qtr 4: 1; 2010 Qtr 1: 0; 2010 Qtr 2: 0; 2010 Qtr 3: 0; 2010 Qtr 4: 0; 2011 Qtr 1: 0; 2011 Qtr 2: 0; 2011 Qtr 3: 0; 2011 Qtr 4: 0 | 1
0 | 267042-Residential Condensor Coil Cleaning Resid MF CZ10 VintAll |  | System | Residential | 13-MFM-ResidentialMulti-family-SP_COOL | 0 |  |  |  |  | 50 | 50 | 0 | 0 | 0 | 0 | 180 |  | kWh | 0.2376 | 0 | Residential | [7 empty] | 3 | 0.78 |  |  |  | 1 | 1 | 0 | 0 | 0 | 0 | 0 | 0 | 0 | 0 | 0 | 0 | 2009 Qtr 1: 0; 2009 Qtr 2: 0; 2009 Qtr 3: 0; 2009 Qtr 4: 1; 2010 Qtr 1: 0; 2010 Qtr 2: 0; 2010 Qtr 3: 0; 2010 Qtr 4: 0; 2011 Qtr 1: 0; 2011 Qtr 2: 0; 2011 Qtr 3: 0; 2011 Qtr 4: 0 | 1
0 | 267032-High Refrigerant Charge Adjustment (>= ±20% rated charge) Resid MF CZ10 Vint03 |  | System | Residential | 13-MFM-ResidentialMulti-family-SP_COOL | 0 |  |  |  |  | 66.33 | 79.5 | 0 | 0 | 0 | -13.17 | 195.15 |  | kWh | 0.21338 | -0.15765 | Residential |  | Winter Only | [5 empty] | 10 | 0.78 |  |  |  | 1 | 1 | 0 | 0 | 0 | 0 | 0 | 0 | 0 | 0 | 0 | 0 | 2009 Qtr 1: 0; 2009 Qtr 2: 0; 2009 Qtr 3: 0; 2009 Qtr 4: 1; 2010 Qtr 1: 0; 2010 Qtr 2: 0; 2010 Qtr 3: 0; 2010 Qtr 4: 0; 2011 Qtr 1: 0; 2011 Qtr 2: 0; 2011 Qtr 3: 0; 2011 Qtr 4: 0 | 1
0 | 267042-Residential Condensor Coil Cleaning Resid MF CZ10 VintAll |  | System | Residential | 13-MFM-ResidentialMulti-family-SP_COOL | 0 |  |  |  |  | 50 | 50 | 0 | 0 | 0 | 0 | 180 |  | kWh | 0.2376 | 0 | Residential | [7 empty] | 3 | 0.78 |  |  |  | 1 | 1 | 0 | 0 | 0 | 0 | 0 | 0 | 0 | 0 | 0 | 0 | 2009 Qtr 1: 0; 2009 Qtr 2: 0; 2009 Qtr 3: 0; 2009 Qtr 4: 1; 2010 Qtr 1: 0; 2010 Qtr 2: 0; 2010 Qtr 3: 0; 2010 Qtr 4: 0; 2011 Qtr 1: 0; 2011 Qtr 2: 0; 2011 Qtr 3: 0; 2011 Qtr 4: 0 | 1
0 | 267033-High Refrigerant Charge Adjustment (>= ±20% rated charge) Resid MF CZ10 Vint04 |  | System | Residential | 13-MFM-ResidentialMulti-family-SP_COOL | 0 |  |  |  |  | 66.33 | 53 | 0 | 0 | 0 | 13.33 | 171.246 |  | kWh | 0.22612 | -0.10521 | Residential |  | Winter Only | [5 empty] | 10 | 0.78 |  |  |  | 1 | 2 | 0 | 0 | 0 | 0 | 0 | 0 | 0 | 0 | 0 | 0 | 2009 Qtr 1: 0; 2009 Qtr 2: 0; 2009 Qtr 3: 0; 2009 Qtr 4: 2; 2010 Qtr 1: 0; 2010 Qtr 2: 0; 2010 Qtr 3: 0; 2010 Qtr 4: 0; 2011 Qtr 1: 0; 2011 Qtr 2: 0; 2011 Qtr 3: 0; 2011 Qtr 4: 0 | 2
0 | 267042-Residential Condensor Coil Cleaning Resid MF CZ10 VintAll |  | System | Residential | 13-MFM-ResidentialMulti-family-SP_COOL | 0 |  |  |  |  | 50 | 50 | 0 | 0 | 0 | 0 | 180 |  | kWh | 0.2376 | 0 | Residential | [7 empty] | 3 | 0.78 |  |  |  | 1 | 1 | 0 | 0 | 0 | 0 | 0 | 0 | 0 | 0 | 0 | 0 | 2009 Qtr 1: 0; 2009 Qtr 2: 0; 2009 Qtr 3: 0; 2009 Qtr 4: 1; 2010 Qtr 1: 0; 2010 Qtr 2: 0; 2010 Qtr 3: 0; 2010 Qtr 4: 0; 2011 Qtr 1: 0; 2011 Qtr 2: 0; 2011 Qtr 3: 0; 2011 Qtr 4: 0 | 1
0 | 267033-High Refrigerant Charge Adjustment (>= ±20% rated charge) Resid MF CZ10 Vint04 |  | System | Residential | 13-MFM-ResidentialMulti-family-SP_COOL | 0 |  |  |  |  | 66.33 | 53 | 0 | 0 | 0 | 13.33 | 171.246 |  | kWh | 0.22612 | -0.10521 | Residential |  | Winter Only | [5 empty] | 10 | 0.78 |  |  |  | 1 | 2 | 0 | 0 | 0 | 0 | 0 | 0 | 0 | 0 | 0 | 0 | 2009 Qtr 1: 0; 2009 Qtr 2: 0; 2009 Qtr 3: 0; 2009 Qtr 4: 2; 2010 Qtr 1: 0; 2010 Qtr 2: 0; 2010 Qtr 3: 0; 2010 Qtr 4: 0; 2011 Qtr 1: 0; 2011 Qtr 2: 0; 2011 Qtr 3: 0; 2011 Qtr 4: 0 | 2
0 | 267042-Residential Condensor Coil Cleaning Resid MF CZ10 VintAll |  | System | Residential | 13-MFM-ResidentialMulti-family-SP_COOL | 0 |  |  |  |  | 50 | 50 | 0 | 0 | 0 | 0 | 180 |  | kWh | 0.2376 | 0 | Residential | [7 empty] | 3 | 0.78 |  |  |  | 1 | 1 | 0 | 0 | 0 | 0 | 0 | 0 | 0 | 0 | 0 | 0 | 2009 Qtr 1: 0; 2009 Qtr 2: 0; 2009 Qtr 3: 0; 2009 Qtr 4: 1; 2010 Qtr 1: 0; 2010 Qtr 2: 0; 2010 Qtr 3: 0; 2010 Qtr 4: 0; 2011 Qtr 1: 0; 2011 Qtr 2: 0; 2011 Qtr 3: 0; 2011 Qtr 4: 0 | 1
0 | 267032-High Refrigerant Charge Adjustment (>= ±20% rated charge) Resid MF CZ10 Vint03 |  | System | Residential | 13-MFM-ResidentialMulti-family-SP_COOL | 0 |  |  |  |  | 66.33 | 53 | 0 | 0 | 0 | 13.33 | 195.15 |  | kWh | 0.21338 | -0.15765 | Residential |  | Winter Only | [5 empty] | 10 | 0.78 |  |  |  | 1 | 2 | 0 | 0 | 0 | 0 | 0 | 0 | 0 | 0 | 0 | 0 | 2009 Qtr 1: 0; 2009 Qtr 2: 0; 2009 Qtr 3: 0; 2009 Qtr 4: 2; 2010 Qtr 1: 0; 2010 Qtr 2: 0; 2010 Qtr 3: 0; 2010 Qtr 4: 0; 2011 Qtr 1: 0; 2011 Qtr 2: 0; 2011 Qtr 3: 0; 2011 Qtr 4: 0 | 2
0 | 267042-Residential Condensor Coil Cleaning Resid MF CZ10 VintAll |  | System | Residential | 13-MFM-ResidentialMulti-family-SP_COOL | 0 |  |  |  |  | 50 | 50 | 0 | 0 | 0 | 0 | 180 |  | kWh | 0.2376 | 0 | Residential | [7 empty] | 3 | 0.78 |  |  |  | 1 | 1 | 0 | 0 | 0 | 0 | 0 | 0 | 0 | 0 | 0 | 0 | 2009 Qtr 1: 0; 2009 Qtr 2: 0; 2009 Qtr 3: 0; 2009 Qtr 4: 1; 2010 Qtr 1: 0; 2010 Qtr 2: 0; 2010 Qtr 3: 0; 2010 Qtr 4: 0; 2011 Qtr 1: 0; 2011 Qtr 2: 0; 2011 Qtr 3: 0; 2011 Qtr 4: 0 | 1
0 | 267040-Residential Condensor Coil Cleaning Resid SF CZ10 VintAll |  | System | Residential | 26-SFM-ResidentialSingleFamily-SP_COOL | 0 |  |  |  |  | 50 | 50 | 0 | 0 | 0 | 0 | 270 |  | kWh | 0.3564 | 0 | Residential | [7 empty] | 3 | 0.78 |  |  |  | 1 | 1 | 0 | 0 | 0 | 0 | 0 | 0 | 0 | 0 | 0 | 0 | 2009 Qtr 1: 0; 2009 Qtr 2: 0; 2009 Qtr 3: 0; 2009 Qtr 4: 1; 2010 Qtr 1: 0; 2010 Qtr 2: 0; 2010 Qtr 3: 0; 2010 Qtr 4: 0; 2011 Qtr 1: 0; 2011 Qtr 2: 0; 2011 Qtr 3: 0; 2011 Qtr 4: 0 | 1
0 | 267003-High Refrigerant Charge Adjustment (>= ±20% rated charge) Resid SF CZ10 Vint05 |  | System | Residential | 26-SFM-ResidentialSingleFamily-SP_COOL | 0 |  |  |  |  | 65 | 53 | 0 | 0 | 0 | 12 | 162.471 |  | kWh | 0.23875 | -0.071356 | Residential |  | Winter Only | [5 empty] | 10 | 0.78 |  |  |  | 1 | 4 | 0 | 0 | 0 | 0 | 0 | 0 | 0 | 0 | 0 | 0 | 2009 Qtr 1: 0; 2009 Qtr 2: 0; 2009 Qtr 3: 0; 2009 Qtr 4: 4; 2010 Qtr 1: 0; 2010 Qtr 2: 0; 2010 Qtr 3: 0; 2010 Qtr 4: 0; 2011 Qtr 1: 0; 2011 Qtr 2: 0; 2011 Qtr 3: 0; 2011 Qtr 4: 0 | 4
0 | 267040-Residential Condensor Coil Cleaning Resid SF CZ10 VintAll |  | System | Residential | 26-SFM-ResidentialSingleFamily-SP_COOL | 0 |  |  |  |  | 50 | 50 | 0 | 0 | 0 | 0 | 270 |  | kWh | 0.3564 | 0 | Residential | [7 empty] | 3 | 0.78 |  |  |  | 1 | 1 | 0 | 0 | 0 | 0 | 0 | 0 | 0 | 0 | 0 | 0 | 2009 Qtr 1: 0; 2009 Qtr 2: 0; 2009 Qtr 3: 0; 2009 Qtr 4: 1; 2010 Qtr 1: 0; 2010 Qtr 2: 0; 2010 Qtr 3: 0; 2010 Qtr 4: 0; 2011 Qtr 1: 0; 2011 Qtr 2: 0; 2011 Qtr 3: 0; 2011 Qtr 4: 0 | 1
0 | 267001-High Refrigerant Charge Adjustment (>= ±20% rated charge) Resid SFCZ10 Vint03 |  | System | Residential | 26-SFM-ResidentialSingleFamily-SP_COOL | 0 |  |  |  |  | 65 | 53 | 0 | 0 | 0 | 12 | 248.449 |  | kWh | 0.18306 | -0.066637 | Residential |  | Winter Only | [5 empty] | 10 | 0.78 |  |  |  | 1 | 5 | 0 | 0 | 0 | 0 | 0 | 0 | 0 | 0 | 0 | 0 | 2009 Qtr 1: 0; 2009 Qtr 2: 0; 2009 Qtr 3: 0; 2009 Qtr 4: 5; 2010 Qtr 1: 0; 2010 Qtr 2: 0; 2010 Qtr 3: 0; 2010 Qtr 4: 0; 2011 Qtr 1: 0; 2011 Qtr 2: 0; 2011 Qtr 3: 0; 2011 Qtr 4: 0 | 5
0 | 267040-Residential Condensor Coil Cleaning Resid SF CZ10 VintAll |  | System | Residential | 26-SFM-ResidentialSingleFamily-SP_COOL | 0 |  |  |  |  | 50 | 50 | 0 | 0 | 0 | 0 | 270 |  | kWh | 0.3564 | 0 | Residential | [7 empty] | 3 | 0.78 |  |  |  | 1 | 1 | 0 | 0 | 0 | 0 | 0 | 0 | 0 | 0 | 0 | 0 | 2009 Qtr 1: 0; 2009 Qtr 2: 0; 2009 Qtr 3: 0; 2009 Qtr 4: 1; 2010 Qtr 1: 0; 2010 Qtr 2: 0; 2010 Qtr 3: 0; 2010 Qtr 4: 0; 2011 Qtr 1: 0; 2011 Qtr 2: 0; 2011 Qtr 3: 0; 2011 Qtr 4: 0 | 1
0 | 267002-High Refrigerant Charge Adjustment (>= ±20% rated charge) Resid SF CZ10 Vint04 |  | System | Residential | 26-SFM-ResidentialSingleFamily-SP_COOL | 0 |  |  |  |  | 65 | 53 | 0 | 0 | 0 | 12 | 205.771 |  | kWh | 0.22808 | -0.078078 | Residential |  | Winter Only | [5 empty] | 10 | 0.78 |  |  |  | 1 | 3 | 0 | 0 | 0 | 0 | 0 | 0 | 0 | 0 | 0 | 0 | 2009 Qtr 1: 0; 2009 Qtr 2: 0; 2009 Qtr 3: 0; 2009 Qtr 4: 3; 2010 Qtr 1: 0; 2010 Qtr 2: 0; 2010 Qtr 3: 0; 2010 Qtr 4: 0; 2011 Qtr 1: 0; 2011 Qtr 2: 0; 2011 Qtr 3: 0; 2011 Qtr 4: 0 | 3
0 | 267040-Residential Condensor Coil Cleaning Resid SF CZ10 VintAll |  | System | Residential | 26-SFM-ResidentialSingleFamily-SP_COOL | 0 |  |  |  |  | 50 | 50 | 0 | 0 | 0 | 0 | 270 |  | kWh | 0.3564 | 0 | Residential | [7 empty] | 3 | 0.78 |  |  |  | 1 | 1 | 0 | 0 | 0 | 0 | 0 | 0 | 0 | 0 | 0 | 0 | 2009 Qtr 1: 0; 2009 Qtr 2: 0; 2009 Qtr 3: 0; 2009 Qtr 4: 1; 2010 Qtr 1: 0; 2010 Qtr 2: 0; 2010 Qtr 3: 0; 2010 Qtr 4: 0; 2011 Qtr 1: 0; 2011 Qtr 2: 0; 2011 Qtr 3: 0; 2011 Qtr 4: 0 | 1
0 | 267002-High Refrigerant Charge Adjustment (>= ±20% rated charge) Resid SF CZ10 Vint04 |  | System | Residential | 26-SFM-ResidentialSingleFamily-SP_COOL | 0 |  |  |  |  | 65 | 53 | 0 | 0 | 0 | 12 | 205.771 |  | kWh | 0.22808 | -0.078078 | Residential |  | Winter Only | [5 empty] | 10 | 0.78 |  |  |  | 1 | 4 | 0 | 0 | 0 | 0 | 0 | 0 | 0 | 0 | 0 | 0 | 2009 Qtr 1: 0; 2009 Qtr 2: 0; 2009 Qtr 3: 0; 2009 Qtr 4: 4; 2010 Qtr 1: 0; 2010 Qtr 2: 0; 2010 Qtr 3: 0; 2010 Qtr 4: 0; 2011 Qtr 1: 0; 2011 Qtr 2: 0; 2011 Qtr 3: 0; 2011 Qtr 4: 0 | 4
0 | 267040-Residential Condensor Coil Cleaning Resid SF CZ10 VintAll |  | System | Residential | 26-SFM-ResidentialSingleFamily-SP_COOL | 0 |  |  |  |  | 50 | 50 | 0 | 0 | 0 | 0 | 270 |  | kWh | 0.3564 | 0 | Residential | [7 empty] | 3 | 0.78 |  |  |  | 1 | 1 | 0 | 0 | 0 | 0 | 0 | 0 | 0 | 0 | 0 | 0 | 2009 Qtr 1: 0; 2009 Qtr 2: 0; 2009 Qtr 3: 0; 2009 Qtr 4: 1; 2010 Qtr 1: 0; 2010 Qtr 2: 0; 2010 Qtr 3: 0; 2010 Qtr 4: 0; 2011 Qtr 1: 0; 2011 Qtr 2: 0; 2011 Qtr 3: 0; 2011 Qtr 4: 0 | 1
0 | 267001-High Refrigerant Charge Adjustment (>= ±20% rated charge) Resid SFCZ10 Vint03 |  | System | Residential | 26-SFM-ResidentialSingleFamily-SP_COOL | 0 |  |  |  |  | 65 | 61.8333 | 0 | 0 | 0 | 3.1667 | 248.449 |  | kWh | 0.18306 | -0.066637 | Residential |  | Winter Only | [5 empty] | 10 | 0.78 |  |  |  | 1 | 3 | 0 | 0 | 0 | 0 | 0 | 0 | 0 | 0 | 0 | 0 | 2009 Qtr 1: 0; 2009 Qtr 2: 0; 2009 Qtr 3: 0; 2009 Qtr 4: 3; 2010 Qtr 1: 0; 2010 Qtr 2: 0; 2010 Qtr 3: 0; 2010 Qtr 4: 0; 2011 Qtr 1: 0; 2011 Qtr 2: 0; 2011 Qtr 3: 0; 2011 Qtr 4: 0 | 3
0 | 267040-Residential Condensor Coil Cleaning Resid SF CZ10 VintAll |  | System | Residential | 26-SFM-ResidentialSingleFamily-SP_COOL | 0 |  |  |  |  | 50 | 50 | 0 | 0 | 0 | 0 | 270 |  | kWh | 0.3564 | 0 | Residential | [7 empty] | 3 | 0.78 |  |  |  | 1 | 1 | 0 | 0 | 0 | 0 | 0 | 0 | 0 | 0 | 0 | 0 | 2009 Qtr 1: 0; 2009 Qtr 2: 0; 2009 Qtr 3: 0; 2009 Qtr 4: 1; 2010 Qtr 1: 0; 2010 Qtr 2: 0; 2010 Qtr 3: 0; 2010 Qtr 4: 0; 2011 Qtr 1: 0; 2011 Qtr 2: 0; 2011 Qtr 3: 0; 2011 Qtr 4: 0 | 1
0 | 267032-High Refrigerant Charge Adjustment (>= ±20% rated charge) Resid MF CZ10 Vint03 |  | System | Residential | 13-MFM-ResidentialMulti-family-SP_COOL | 0 |  |  |  |  | 66.33 | 53 | 0 | 0 | 0 | 13.33 | 195.15 |  | kWh | 0.21338 | -0.15765 | Residential |  | Winter Only | [5 empty] | 10 | 0.78 |  |  |  | 1 | 2 | 0 | 0 | 0 | 0 | 0 | 0 | 0 | 0 | 0 | 0 | 2009 Qtr 1: 0; 2009 Qtr 2: 0; 2009 Qtr 3: 0; 2009 Qtr 4: 2; 2010 Qtr 1: 0; 2010 Qtr 2: 0; 2010 Qtr 3: 0; 2010 Qtr 4: 0; 2011 Qtr 1: 0; 2011 Qtr 2: 0; 2011 Qtr 3: 0; 2011 Qtr 4: 0 | 2
0 | 267042-Residential Condensor Coil Cleaning Resid MF CZ10 VintAll |  | System | Residential | 13-MFM-ResidentialMulti-family-SP_COOL | 0 |  |  |  |  | 50 | 50 | 0 | 0 | 0 | 0 | 180 |  | kWh | 0.2376 | 0 | Residential | [7 empty] | 3 | 0.78 |  |  |  | 1 | 1 | 0 | 0 | 0 | 0 | 0 | 0 | 0 | 0 | 0 | 0 | 2009 Qtr 1: 0; 2009 Qtr 2: 0; 2009 Qtr 3: 0; 2009 Qtr 4: 1; 2010 Qtr 1: 0; 2010 Qtr 2: 0; 2010 Qtr 3: 0; 2010 Qtr 4: 0; 2011 Qtr 1: 0; 2011 Qtr 2: 0; 2011 Qtr 3: 0; 2011 Qtr 4: 0 | 1
0 | 267032-High Refrigerant Charge Adjustment (>= ±20% rated charge) Resid MF CZ10 Vint03 |  | System | Residential | 13-MFM-ResidentialMulti-family-SP_COOL | 0 |  |  |  |  | 66.33 | 53 | 0 | 0 | 0 | 13.33 | 195.15 |  | kWh | 0.21338 | -0.15765 | Residential |  | Winter Only | [5 empty] | 10 | 0.78 |  |  |  | 1 | 2 | 0 | 0 | 0 | 0 | 0 | 0 | 0 | 0 | 0 | 0 | 2009 Qtr 1: 0; 2009 Qtr 2: 0; 2009 Qtr 3: 0; 2009 Qtr 4: 2; 2010 Qtr 1: 0; 2010 Qtr 2: 0; 2010 Qtr 3: 0; 2010 Qtr 4: 0; 2011 Qtr 1: 0; 2011 Qtr 2: 0; 2011 Qtr 3: 0; 2011 Qtr 4: 0 | 2
0 | 267042-Residential Condensor Coil Cleaning Resid MF CZ10 VintAll |  | System | Residential | 13-MFM-ResidentialMulti-family-SP_COOL | 0 |  |  |  |  | 50 | 50 | 0 | 0 | 0 | 0 | 180 |  | kWh | 0.2376 | 0 | Residential | [7 empty] | 3 | 0.78 |  |  |  | 1 | 1 | 0 | 0 | 0 | 0 | 0 | 0 | 0 | 0 | 0 | 0 | 2009 Qtr 1: 0; 2009 Qtr 2: 0; 2009 Qtr 3: 0; 2009 Qtr 4: 1; 2010 Qtr 1: 0; 2010 Qtr 2: 0; 2010 Qtr 3: 0; 2010 Qtr 4: 0; 2011 Qtr 1: 0; 2011 Qtr 2: 0; 2011 Qtr 3: 0; 2011 Qtr 4: 0 | 1
0 | 267033-High Refrigerant Charge Adjustment (>= ±20% rated charge) Resid MF CZ10 Vint04 |  | System | Residential | 13-MFM-ResidentialMulti-family-SP_COOL | 0 |  |  |  |  | 66.33 | 53 | 0 | 0 | 0 | 13.33 | 171.246 |  | kWh | 0.22612 | -0.10521 | Residential |  | Winter Only | [5 empty] | 10 | 0.78 |  |  |  | 1 | 2 | 0 | 0 | 0 | 0 | 0 | 0 | 0 | 0 | 0 | 0 | 2009 Qtr 1: 0; 2009 Qtr 2: 0; 2009 Qtr 3: 0; 2009 Qtr 4: 2; 2010 Qtr 1: 0; 2010 Qtr 2: 0; 2010 Qtr 3: 0; 2010 Qtr 4: 0; 2011 Qtr 1: 0; 2011 Qtr 2: 0; 2011 Qtr 3: 0; 2011 Qtr 4: 0 | 2
0 | 267042-Residential Condensor Coil Cleaning Resid MF CZ10 VintAll |  | System | Residential | 13-MFM-ResidentialMulti-family-SP_COOL | 0 |  |  |  |  | 50 | 50 | 0 | 0 | 0 | 0 | 180 |  | kWh | 0.2376 | 0 | Residential | [7 empty] | 3 | 0.78 |  |  |  | 1 | 1 | 0 | 0 | 0 | 0 | 0 | 0 | 0 | 0 | 0 | 0 | 2009 Qtr 1: 0; 2009 Qtr 2: 0; 2009 Qtr 3: 0; 2009 Qtr 4: 1; 2010 Qtr 1: 0; 2010 Qtr 2: 0; 2010 Qtr 3: 0; 2010 Qtr 4: 0; 2011 Qtr 1: 0; 2011 Qtr 2: 0; 2011 Qtr 3: 0; 2011 Qtr 4: 0 | 1
0 | 267032-High Refrigerant Charge Adjustment (>= ±20% rated charge) Resid MF CZ10 Vint03 |  | System | Residential | 13-MFM-ResidentialMulti-family-SP_COOL | 0 |  |  |  |  | 66.33 | 53 | 0 | 0 | 0 | 13.33 | 195.15 |  | kWh | 0.21338 | -0.15765 | Residential |  | Winter Only | [5 empty] | 10 | 0.78 |  |  |  | 1 | 2 | 0 | 0 | 0 | 0 | 0 | 0 | 0 | 0 | 0 | 0 | 2009 Qtr 1: 0; 2009 Qtr 2: 0; 2009 Qtr 3: 0; 2009 Qtr 4: 2; 2010 Qtr 1: 0; 2010 Qtr 2: 0; 2010 Qtr 3: 0; 2010 Qtr 4: 0; 2011 Qtr 1: 0; 2011 Qtr 2: 0; 2011 Qtr 3: 0; 2011 Qtr 4: 0 | 2
0 | 267042-Residential Condensor Coil Cleaning Resid MF CZ10 VintAll |  | System | Residential | 13-MFM-ResidentialMulti-family-SP_COOL | 0 |  |  |  |  | 50 | 50 | 0 | 0 | 0 | 0 | 180 |  | kWh | 0.2376 | 0 | Residential | [7 empty] | 3 | 0.78 |  |  |  | 1 | 1 | 0 | 0 | 0 | 0 | 0 | 0 | 0 | 0 | 0 | 0 | 2009 Qtr 1: 0; 2009 Qtr 2: 0; 2009 Qtr 3: 0; 2009 Qtr 4: 1; 2010 Qtr 1: 0; 2010 Qtr 2: 0; 2010 Qtr 3: 0; 2010 Qtr 4: 0; 2011 Qtr 1: 0; 2011 Qtr 2: 0; 2011 Qtr 3: 0; 2011 Qtr 4: 0 | 1
0 | 267032-High Refrigerant Charge Adjustment (>= ±20% rated charge) Resid MF CZ10 Vint03 |  | System | Residential | 13-MFM-ResidentialMulti-family-SP_COOL | 0 |  |  |  |  | 66.33 | 53 | 0 | 0 | 0 | 13.33 | 195.15 |  | kWh | 0.21338 | -0.15765 | Residential |  | Winter Only | [5 empty] | 10 | 0.78 |  |  |  | 1 | 2 | 0 | 0 | 0 | 0 | 0 | 0 | 0 | 0 | 0 | 0 | 2009 Qtr 1: 0; 2009 Qtr 2: 0; 2009 Qtr 3: 0; 2009 Qtr 4: 2; 2010 Qtr 1: 0; 2010 Qtr 2: 0; 2010 Qtr 3: 0; 2010 Qtr 4: 0; 2011 Qtr 1: 0; 2011 Qtr 2: 0; 2011 Qtr 3: 0; 2011 Qtr 4: 0 | 2
0 | 267042-Residential Condensor Coil Cleaning Resid MF CZ10 VintAll |  | System | Residential | 13-MFM-ResidentialMulti-family-SP_COOL | 0 |  |  |  |  | 50 | 50 | 0 | 0 | 0 | 0 | 180 |  | kWh | 0.2376 | 0 | Residential | [7 empty] | 3 | 0.78 |  |  |  | 1 | 1 | 0 | 0 | 0 | 0 | 0 | 0 | 0 | 0 | 0 | 0 | 2009 Qtr 1: 0; 2009 Qtr 2: 0; 2009 Qtr 3: 0; 2009 Qtr 4: 1; 2010 Qtr 1: 0; 2010 Qtr 2: 0; 2010 Qtr 3: 0; 2010 Qtr 4: 0; 2011 Qtr 1: 0; 2011 Qtr 2: 0; 2011 Qtr 3: 0; 2011 Qtr 4: 0 | 1
0 | 267032-High Refrigerant Charge Adjustment (>= ±20% rated charge) Resid MF CZ10 Vint03 |  | System | Residential | 13-MFM-ResidentialMulti-family-SP_COOL | 0 |  |  |  |  | 66.33 | 79.5 | 0 | 0 | 0 | -13.17 | 195.15 |  | kWh | 0.21338 | -0.15765 | Residential |  | Winter Only | [5 empty] | 10 | 0.78 |  |  |  | 1 | 1 | 0 | 0 | 0 | 0 | 0 | 0 | 0 | 0 | 0 | 0 | 2009 Qtr 1: 0; 2009 Qtr 2: 0; 2009 Qtr 3: 0; 2009 Qtr 4: 1; 2010 Qtr 1: 0; 2010 Qtr 2: 0; 2010 Qtr 3: 0; 2010 Qtr 4: 0; 2011 Qtr 1: 0; 2011 Qtr 2: 0; 2011 Qtr 3: 0; 2011 Qtr 4: 0 | 1
0 | 267042-Residential Condensor Coil Cleaning Resid MF CZ10 VintAll |  | System | Residential | 13-MFM-ResidentialMulti-family-SP_COOL | 0 |  |  |  |  | 50 | 50 | 0 | 0 | 0 | 0 | 180 |  | kWh | 0.2376 | 0 | Residential | [7 empty] | 3 | 0.78 |  |  |  | 1 | 1 | 0 | 0 | 0 | 0 | 0 | 0 | 0 | 0 | 0 | 0 | 2009 Qtr 1: 0; 2009 Qtr 2: 0; 2009 Qtr 3: 0; 2009 Qtr 4: 1; 2010 Qtr 1: 0; 2010 Qtr 2: 0; 2010 Qtr 3: 0; 2010 Qtr 4: 0; 2011 Qtr 1: 0; 2011 Qtr 2: 0; 2011 Qtr 3: 0; 2011 Qtr 4: 0 | 1
0 | 267032-High Refrigerant Charge Adjustment (>= ±20% rated charge) Resid MF CZ10 Vint03 |  | System | Residential | 13-MFM-ResidentialMulti-family-SP_COOL | 0 |  |  |  |  | 66.33 | 53 | 0 | 0 | 0 | 13.33 | 195.15 |  | kWh | 0.21338 | -0.15765 | Residential |  | Winter Only | [5 empty] | 10 | 0.78 |  |  |  | 1 | 2 | 0 | 0 | 0 | 0 | 0 | 0 | 0 | 0 | 0 | 0 | 2009 Qtr 1: 0; 2009 Qtr 2: 0; 2009 Qtr 3: 0; 2009 Qtr 4: 2; 2010 Qtr 1: 0; 2010 Qtr 2: 0; 2010 Qtr 3: 0; 2010 Qtr 4: 0; 2011 Qtr 1: 0; 2011 Qtr 2: 0; 2011 Qtr 3: 0; 2011 Qtr 4: 0 | 2
0 | 267042-Residential Condensor Coil Cleaning Resid MF CZ10 VintAll |  | System | Residential | 13-MFM-ResidentialMulti-family-SP_COOL | 0 |  |  |  |  | 50 | 50 | 0 | 0 | 0 | 0 | 180 |  | kWh | 0.2376 | 0 | Residential | [7 empty] | 3 | 0.78 |  |  |  | 1 | 1 | 0 | 0 | 0 | 0 | 0 | 0 | 0 | 0 | 0 | 0 | 2009 Qtr 1: 0; 2009 Qtr 2: 0; 2009 Qtr 3: 0; 2009 Qtr 4: 1; 2010 Qtr 1: 0; 2010 Qtr 2: 0; 2010 Qtr 3: 0; 2010 Qtr 4: 0; 2011 Qtr 1: 0; 2011 Qtr 2: 0; 2011 Qtr 3: 0; 2011 Qtr 4: 0 | 1
0 | 267032-High Refrigerant Charge Adjustment (>= ±20% rated charge) Resid MF CZ10 Vint03 |  | System | Residential | 13-MFM-ResidentialMulti-family-SP_COOL | 0 |  |  |  |  | 66.33 | 53 | 0 | 0 | 0 | 13.33 | 195.15 |  | kWh | 0.21338 | -0.15765 | Residential |  | Winter Only | [5 empty] | 10 | 0.78 |  |  |  | 1 | 2 | 0 | 0 | 0 | 0 | 0 | 0 | 0 | 0 | 0 | 0 | 2009 Qtr 1: 0; 2009 Qtr 2: 0; 2009 Qtr 3: 0; 2009 Qtr 4: 2; 2010 Qtr 1: 0; 2010 Qtr 2: 0; 2010 Qtr 3: 0; 2010 Qtr 4: 0; 2011 Qtr 1: 0; 2011 Qtr 2: 0; 2011 Qtr 3: 0; 2011 Qtr 4: 0 | 2
0 | 267042-Residential Condensor Coil Cleaning Resid MF CZ10 VintAll |  | System | Residential | 13-MFM-ResidentialMulti-family-SP_COOL | 0 |  |  |  |  | 50 | 50 | 0 | 0 | 0 | 0 | 180 |  | kWh | 0.2376 | 0 | Residential | [7 empty] | 3 | 0.78 |  |  |  | 1 | 1 | 0 | 0 | 0 | 0 | 0 | 0 | 0 | 0 | 0 | 0 | 2009 Qtr 1: 0; 2009 Qtr 2: 0; 2009 Qtr 3: 0; 2009 Qtr 4: 1; 2010 Qtr 1: 0; 2010 Qtr 2: 0; 2010 Qtr 3: 0; 2010 Qtr 4: 0; 2011 Qtr 1: 0; 2011 Qtr 2: 0; 2011 Qtr 3: 0; 2011 Qtr 4: 0 | 1
0 | 267002-High Refrigerant Charge Adjustment (>= ±20% rated charge) Resid SF CZ10 Vint04 |  | System | Residential | 26-SFM-ResidentialSingleFamily-SP_COOL | 0 |  |  |  |  | 65 | 53 | 0 | 0 | 0 | 12 | 205.771 |  | kWh | 0.22808 | -0.078078 | Residential |  | Winter Only | [5 empty] | 10 | 0.78 |  |  |  | 1 | 3 | 0 | 0 | 0 | 0 | 0 | 0 | 0 | 0 | 0 | 0 | 2009 Qtr 1: 0; 2009 Qtr 2: 0; 2009 Qtr 3: 0; 2009 Qtr 4: 3; 2010 Qtr 1: 0; 2010 Qtr 2: 0; 2010 Qtr 3: 0; 2010 Qtr 4: 0; 2011 Qtr 1: 0; 2011 Qtr 2: 0; 2011 Qtr 3: 0; 2011 Qtr 4: 0 | 3
0 | 267040-Residential Condensor Coil Cleaning Resid SF CZ10 VintAll |  | System | Residential | 26-SFM-ResidentialSingleFamily-SP_COOL | 0 |  |  |  |  | 50 | 50 | 0 | 0 | 0 | 0 | 270 |  | kWh | 0.3564 | 0 | Residential | [7 empty] | 3 | 0.78 |  |  |  | 1 | 1 | 0 | 0 | 0 | 0 | 0 | 0 | 0 | 0 | 0 | 0 | 2009 Qtr 1: 0; 2009 Qtr 2: 0; 2009 Qtr 3: 0; 2009 Qtr 4: 1; 2010 Qtr 1: 0; 2010 Qtr 2: 0; 2010 Qtr 3: 0; 2010 Qtr 4: 0; 2011 Qtr 1: 0; 2011 Qtr 2: 0; 2011 Qtr 3: 0; 2011 Qtr 4: 0 | 1
0 | 267001-High Refrigerant Charge Adjustment (>= ±20% rated charge) Resid SFCZ10 Vint03 |  | System | Residential | 26-SFM-ResidentialSingleFamily-SP_COOL | 0 |  |  |  |  | 65 | 53 | 0 | 0 | 0 | 12 | 248.449 |  | kWh | 0.18306 | -0.066637 | Residential |  | Winter Only | [5 empty] | 10 | 0.78 |  |  |  | 1 | 3 | 0 | 0 | 0 | 0 | 0 | 0 | 0 | 0 | 0 | 0 | 2009 Qtr 1: 0; 2009 Qtr 2: 0; 2009 Qtr 3: 0; 2009 Qtr 4: 3; 2010 Qtr 1: 0; 2010 Qtr 2: 0; 2010 Qtr 3: 0; 2010 Qtr 4: 0; 2011 Qtr 1: 0; 2011 Qtr 2: 0; 2011 Qtr 3: 0; 2011 Qtr 4: 0 | 3
0 | 267040-Residential Condensor Coil Cleaning Resid SF CZ10 VintAll |  | System | Residential | 26-SFM-ResidentialSingleFamily-SP_COOL | 0 |  |  |  |  | 50 | 50 | 0 | 0 | 0 | 0 | 270 |  | kWh | 0.3564 | 0 | Residential | [7 empty] | 3 | 0.78 |  |  |  | 1 | 1 | 0 | 0 | 0 | 0 | 0 | 0 | 0 | 0 | 0 | 0 | 2009 Qtr 1: 0; 2009 Qtr 2: 0; 2009 Qtr 3: 0; 2009 Qtr 4: 1; 2010 Qtr 1: 0; 2010 Qtr 2: 0; 2010 Qtr 3: 0; 2010 Qtr 4: 0; 2011 Qtr 1: 0; 2011 Qtr 2: 0; 2011 Qtr 3: 0; 2011 Qtr 4: 0 | 1
0 | 267002-High Refrigerant Charge Adjustment (>= ±20% rated charge) Resid SF CZ10 Vint04 |  | System | Residential | 26-SFM-ResidentialSingleFamily-SP_COOL | 0 |  |  |  |  | 65 | 53 | 0 | 0 | 0 | 12 | 205.771 |  | kWh | 0.22808 | -0.078078 | Residential |  | Winter Only | [5 empty] | 10 | 0.78 |  |  |  | 1 | 3 | 0 | 0 | 0 | 0 | 0 | 0 | 0 | 0 | 0 | 0 | 2009 Qtr 1: 0; 2009 Qtr 2: 0; 2009 Qtr 3: 0; 2009 Qtr 4: 3; 2010 Qtr 1: 0; 2010 Qtr 2: 0; 2010 Qtr 3: 0; 2010 Qtr 4: 0; 2011 Qtr 1: 0; 2011 Qtr 2: 0; 2011 Qtr 3: 0; 2011 Qtr 4: 0 | 3
0 | 267040-Residential Condensor Coil Cleaning Resid SF CZ10 VintAll |  | System | Residential | 26-SFM-ResidentialSingleFamily-SP_COOL | 0 |  |  |  |  | 50 | 50 | 0 | 0 | 0 | 0 | 270 |  | kWh | 0.3564 | 0 | Residential | [7 empty] | 3 | 0.78 |  |  |  | 1 | 1 | 0 | 0 | 0 | 0 | 0 | 0 | 0 | 0 | 0 | 0 | 2009 Qtr 1: 0; 2009 Qtr 2: 0; 2009 Qtr 3: 0; 2009 Qtr 4: 1; 2010 Qtr 1: 0; 2010 Qtr 2: 0; 2010 Qtr 3: 0; 2010 Qtr 4: 0; 2011 Qtr 1: 0; 2011 Qtr 2: 0; 2011 Qtr 3: 0; 2011 Qtr 4: 0 | 1
0 | 267001-High Refrigerant Charge Adjustment (>= ±20% rated charge) Resid SFCZ10 Vint03 |  | System | Residential | 26-SFM-ResidentialSingleFamily-SP_COOL | 0 |  |  |  |  | 65 | 53 | 0 | 0 | 0 | 12 | 248.449 |  | kWh | 0.18306 | -0.066637 | Residential |  | Winter Only | [5 empty] | 10 | 0.78 |  |  |  | 1 | 3 | 0 | 0 | 0 | 0 | 0 | 0 | 0 | 0 | 0 | 0 | 2009 Qtr 1: 0; 2009 Qtr 2: 0; 2009 Qtr 3: 0; 2009 Qtr 4: 3; 2010 Qtr 1: 0; 2010 Qtr 2: 0; 2010 Qtr 3: 0; 2010 Qtr 4: 0; 2011 Qtr 1: 0; 2011 Qtr 2: 0; 2011 Qtr 3: 0; 2011 Qtr 4: 0 | 3
0 | 267040-Residential Condensor Coil Cleaning Resid SF CZ10 VintAll |  | System | Residential | 26-SFM-ResidentialSingleFamily-SP_COOL | 0 |  |  |  |  | 50 | 50 | 0 | 0 | 0 | 0 | 270 |  | kWh | 0.3564 | 0 | Residential | [7 empty] | 3 | 0.78 |  |  |  | 1 | 1 | 0 | 0 | 0 | 0 | 0 | 0 | 0 | 0 | 0 | 0 | 2009 Qtr 1: 0; 2009 Qtr 2: 0; 2009 Qtr 3: 0; 2009 Qtr 4: 1; 2010 Qtr 1: 0; 2010 Qtr 2: 0; 2010 Qtr 3: 0; 2010 Qtr 4: 0; 2011 Qtr 1: 0; 2011 Qtr 2: 0; 2011 Qtr 3: 0; 2011 Qtr 4: 0 | 1
0 | 267001-High Refrigerant Charge Adjustment (>= ±20% rated charge) Resid SFCZ10 Vint03 |  | System | Residential | 26-SFM-ResidentialSingleFamily-SP_COOL | 0 |  |  |  |  | 65 | 53 | 0 | 0 | 0 | 12 | 248.449 |  | kWh | 0.18306 | -0.066637 | Residential |  | Winter Only | [5 empty] | 10 | 0.78 |  |  |  | 1 | 4 | 0 | 0 | 0 | 0 | 0 | 0 | 0 | 0 | 0 | 0 | 2009 Qtr 1: 0; 2009 Qtr 2: 0; 2009 Qtr 3: 0; 2009 Qtr 4: 4; 2010 Qtr 1: 0; 2010 Qtr 2: 0; 2010 Qtr 3: 0; 2010 Qtr 4: 0; 2011 Qtr 1: 0; 2011 Qtr 2: 0; 2011 Qtr 3: 0; 2011 Qtr 4: 0 | 4
0 | 267040-Residential Condensor Coil Cleaning Resid SF CZ10 VintAll |  | System | Residential | 26-SFM-ResidentialSingleFamily-SP_COOL | 0 |  |  |  |  | 50 | 50 | 0 | 0 | 0 | 0 | 270 |  | kWh | 0.3564 | 0 | Residential | [7 empty] | 3 | 0.78 |  |  |  | 1 | 1 | 0 | 0 | 0 | 0 | 0 | 0 | 0 | 0 | 0 | 0 | 2009 Qtr 1: 0; 2009 Qtr 2: 0; 2009 Qtr 3: 0; 2009 Qtr 4: 1; 2010 Qtr 1: 0; 2010 Qtr 2: 0; 2010 Qtr 3: 0; 2010 Qtr 4: 0; 2011 Qtr 1: 0; 2011 Qtr 2: 0; 2011 Qtr 3: 0; 2011 Qtr 4: 0 | 1
0 | 267002-High Refrigerant Charge Adjustment (>= ±20% rated charge) Resid SF CZ10 Vint04 |  | System | Residential | 26-SFM-ResidentialSingleFamily-SP_COOL | 0 |  |  |  |  | 65 | 53 | 0 | 0 | 0 | 12 | 205.771 |  | kWh | 0.22808 | -0.078078 | Residential |  | Winter Only | [5 empty] | 10 | 0.78 |  |  |  | 1 | 4 | 0 | 0 | 0 | 0 | 0 | 0 | 0 | 0 | 0 | 0 | 2009 Qtr 1: 0; 2009 Qtr 2: 0; 2009 Qtr 3: 0; 2009 Qtr 4: 4; 2010 Qtr 1: 0; 2010 Qtr 2: 0; 2010 Qtr 3: 0; 2010 Qtr 4: 0; 2011 Qtr 1: 0; 2011 Qtr 2: 0; 2011 Qtr 3: 0; 2011 Qtr 4: 0 | 4
0 | 267040-Residential Condensor Coil Cleaning Resid SF CZ10 VintAll |  | System | Residential | 26-SFM-ResidentialSingleFamily-SP_COOL | 0 |  |  |  |  | 50 | 50 | 0 | 0 | 0 | 0 | 270 |  | kWh | 0.3564 | 0 | Residential | [7 empty] | 3 | 0.78 |  |  |  | 1 | 1 | 0 | 0 | 0 | 0 | 0 | 0 | 0 | 0 | 0 | 0 | 2009 Qtr 1: 0; 2009 Qtr 2: 0; 2009 Qtr 3: 0; 2009 Qtr 4: 1; 2010 Qtr 1: 0; 2010 Qtr 2: 0; 2010 Qtr 3: 0; 2010 Qtr 4: 0; 2011 Qtr 1: 0; 2011 Qtr 2: 0; 2011 Qtr 3: 0; 2011 Qtr 4: 0 | 1
0 | 267001-High Refrigerant Charge Adjustment (>= ±20% rated charge) Resid SFCZ10 Vint03 |  | System | Residential | 26-SFM-ResidentialSingleFamily-SP_COOL | 0 |  |  |  |  | 65 | 53 | 0 | 0 | 0 | 12 | 248.449 |  | kWh | 0.18306 | -0.066637 | Residential |  | Winter Only | [5 empty] | 10 | 0.78 |  |  |  | 1 | 4 | 0 | 0 | 0 | 0 | 0 | 0 | 0 | 0 | 0 | 0 | 2009 Qtr 1: 0; 2009 Qtr 2: 0; 2009 Qtr 3: 0; 2009 Qtr 4: 4; 2010 Qtr 1: 0; 2010 Qtr 2: 0; 2010 Qtr 3: 0; 2010 Qtr 4: 0; 2011 Qtr 1: 0; 2011 Qtr 2: 0; 2011 Qtr 3: 0; 2011 Qtr 4: 0 | 4
0 | 267040-Residential Condensor Coil Cleaning Resid SF CZ10 VintAll |  | System | Residential | 26-SFM-ResidentialSingleFamily-SP_COOL | 0 |  |  |  |  | 50 | 50 | 0 | 0 | 0 | 0 | 270 |  | kWh | 0.3564 | 0 | Residential | [7 empty] | 3 | 0.78 |  |  |  | 1 | 1 | 0 | 0 | 0 | 0 | 0 | 0 | 0 | 0 | 0 | 0 | 2009 Qtr 1: 0; 2009 Qtr 2: 0; 2009 Qtr 3: 0; 2009 Qtr 4: 1; 2010 Qtr 1: 0; 2010 Qtr 2: 0; 2010 Qtr 3: 0; 2010 Qtr 4: 0; 2011 Qtr 1: 0; 2011 Qtr 2: 0; 2011 Qtr 3: 0; 2011 Qtr 4: 0 | 1
0 | 267001-High Refrigerant Charge Adjustment (>= ±20% rated charge) Resid SFCZ10 Vint03 |  | System | Residential | 26-SFM-ResidentialSingleFamily-SP_COOL | 0 |  |  |  |  | 65 | 53 | 0 | 0 | 0 | 12 | 248.449 |  | kWh | 0.18306 | -0.066637 | Residential |  | Winter Only | [5 empty] | 10 | 0.78 |  |  |  | 1 | 4 | 0 | 0 | 0 | 0 | 0 | 0 | 0 | 0 | 0 | 0 | 2009 Qtr 1: 0; 2009 Qtr 2: 0; 2009 Qtr 3: 0; 2009 Qtr 4: 4; 2010 Qtr 1: 0; 2010 Qtr 2: 0; 2010 Qtr 3: 0; 2010 Qtr 4: 0; 2011 Qtr 1: 0; 2011 Qtr 2: 0; 2011 Qtr 3: 0; 2011 Qtr 4: 0 | 4
0 | 267040-Residential Condensor Coil Cleaning Resid SF CZ10 VintAll |  | System | Residential | 26-SFM-ResidentialSingleFamily-SP_COOL | 0 |  |  |  |  | 50 | 50 | 0 | 0 | 0 | 0 | 270 |  | kWh | 0.3564 | 0 | Residential | [7 empty] | 3 | 0.78 |  |  |  | 1 | 1 | 0 | 0 | 0 | 0 | 0 | 0 | 0 | 0 | 0 | 0 | 2009 Qtr 1: 0; 2009 Qtr 2: 0; 2009 Qtr 3: 0; 2009 Qtr 4: 1; 2010 Qtr 1: 0; 2010 Qtr 2: 0; 2010 Qtr 3: 0; 2010 Qtr 4: 0; 2011 Qtr 1: 0; 2011 Qtr 2: 0; 2011 Qtr 3: 0; 2011 Qtr 4: 0 | 1
0 | 267002-High Refrigerant Charge Adjustment (>= ±20% rated charge) Resid SF CZ10 Vint04 |  | System | Residential | 26-SFM-ResidentialSingleFamily-SP_COOL | 0 |  |  |  |  | 65 | 53 | 0 | 0 | 0 | 12 | 205.771 |  | kWh | 0.22808 | -0.078078 | Residential |  | Winter Only | [5 empty] | 10 | 0.78 |  |  |  | 1 | 4 | 0 | 0 | 0 | 0 | 0 | 0 | 0 | 0 | 0 | 0 | 2009 Qtr 1: 0; 2009 Qtr 2: 0; 2009 Qtr 3: 0; 2009 Qtr 4: 4; 2010 Qtr 1: 0; 2010 Qtr 2: 0; 2010 Qtr 3: 0; 2010 Qtr 4: 0; 2011 Qtr 1: 0; 2011 Qtr 2: 0; 2011 Qtr 3: 0; 2011 Qtr 4: 0 | 4
0 | 267040-Residential Condensor Coil Cleaning Resid SF CZ10 VintAll |  | System | Residential | 26-SFM-ResidentialSingleFamily-SP_COOL | 0 |  |  |  |  | 50 | 50 | 0 | 0 | 0 | 0 | 270 |  | kWh | 0.3564 | 0 | Residential | [7 empty] | 3 | 0.78 |  |  |  | 1 | 1 | 0 | 0 | 0 | 0 | 0 | 0 | 0 | 0 | 0 | 0 | 2009 Qtr 1: 0; 2009 Qtr 2: 0; 2009 Qtr 3: 0; 2009 Qtr 4: 1; 2010 Qtr 1: 0; 2010 Qtr 2: 0; 2010 Qtr 3: 0; 2010 Qtr 4: 0; 2011 Qtr 1: 0; 2011 Qtr 2: 0; 2011 Qtr 3: 0; 2011 Qtr 4: 0 | 1
0 | 267003-High Refrigerant Charge Adjustment (>= ±20% rated charge) Resid SF CZ10 Vint05 |  | System | Residential | 26-SFM-ResidentialSingleFamily-SP_COOL | 0 |  |  |  |  | 65 | 53 | 0 | 0 | 0 | 12 | 162.471 |  | kWh | 0.23875 | -0.071356 | Residential |  | Winter Only | [5 empty] | 10 | 0.78 |  |  |  | 1 | 5 | 0 | 0 | 0 | 0 | 0 | 0 | 0 | 0 | 0 | 0 | 2009 Qtr 1: 0; 2009 Qtr 2: 0; 2009 Qtr 3: 0; 2009 Qtr 4: 5; 2010 Qtr 1: 0; 2010 Qtr 2: 0; 2010 Qtr 3: 0; 2010 Qtr 4: 0; 2011 Qtr 1: 0; 2011 Qtr 2: 0; 2011 Qtr 3: 0; 2011 Qtr 4: 0 | 5
0 | 267040-Residential Condensor Coil Cleaning Resid SF CZ10 VintAll |  | System | Residential | 26-SFM-ResidentialSingleFamily-SP_COOL | 0 |  |  |  |  | 50 | 50 | 0 | 0 | 0 | 0 | 270 |  | kWh | 0.3564 | 0 | Residential | [7 empty] | 3 | 0.78 |  |  |  | 1 | 1 | 0 | 0 | 0 | 0 | 0 | 0 | 0 | 0 | 0 | 0 | 2009 Qtr 1: 0; 2009 Qtr 2: 0; 2009 Qtr 3: 0; 2009 Qtr 4: 1; 2010 Qtr 1: 0; 2010 Qtr 2: 0; 2010 Qtr 3: 0; 2010 Qtr 4: 0; 2011 Qtr 1: 0; 2011 Qtr 2: 0; 2011 Qtr 3: 0; 2011 Qtr 4: 0 | 1
0 | 267033-High Refrigerant Charge Adjustment (>= ±20% rated charge) Resid MF CZ10 Vint04 |  | System | Residential | 13-MFM-ResidentialMulti-family-SP_COOL | 0 |  |  |  |  | 66.33 | 53 | 0 | 0 | 0 | 13.33 | 171.246 |  | kWh | 0.22612 | -0.10521 | Residential |  | Winter Only | [5 empty] | 10 | 0.78 |  |  |  | 1 | 2 | 0 | 0 | 0 | 0 | 0 | 0 | 0 | 0 | 0 | 0 | 2009 Qtr 1: 0; 2009 Qtr 2: 0; 2009 Qtr 3: 0; 2009 Qtr 4: 2; 2010 Qtr 1: 0; 2010 Qtr 2: 0; 2010 Qtr 3: 0; 2010 Qtr 4: 0; 2011 Qtr 1: 0; 2011 Qtr 2: 0; 2011 Qtr 3: 0; 2011 Qtr 4: 0 | 2
0 | 267042-Residential Condensor Coil Cleaning Resid MF CZ10 VintAll |  | System | Residential | 13-MFM-ResidentialMulti-family-SP_COOL | 0 |  |  |  |  | 50 | 50 | 0 | 0 | 0 | 0 | 180 |  | kWh | 0.2376 | 0 | Residential | [7 empty] | 3 | 0.78 |  |  |  | 1 | 1 | 0 | 0 | 0 | 0 | 0 | 0 | 0 | 0 | 0 | 0 | 2009 Qtr 1: 0; 2009 Qtr 2: 0; 2009 Qtr 3: 0; 2009 Qtr 4: 1; 2010 Qtr 1: 0; 2010 Qtr 2: 0; 2010 Qtr 3: 0; 2010 Qtr 4: 0; 2011 Qtr 1: 0; 2011 Qtr 2: 0; 2011 Qtr 3: 0; 2011 Qtr 4: 0 | 1
0 | 267032-High Refrigerant Charge Adjustment (>= ±20% rated charge) Resid MF CZ10 Vint03 |  | System | Residential | 13-MFM-ResidentialMulti-family-SP_COOL | 0 |  |  |  |  | 66.33 | 53 | 0 | 0 | 0 | 13.33 | 195.15 |  | kWh | 0.21338 | -0.15765 | Residential |  | Winter Only | [5 empty] | 10 | 0.78 |  |  |  | 1 | 2 | 0 | 0 | 0 | 0 | 0 | 0 | 0 | 0 | 0 | 0 | 2009 Qtr 1: 0; 2009 Qtr 2: 0; 2009 Qtr 3: 0; 2009 Qtr 4: 2; 2010 Qtr 1: 0; 2010 Qtr 2: 0; 2010 Qtr 3: 0; 2010 Qtr 4: 0; 2011 Qtr 1: 0; 2011 Qtr 2: 0; 2011 Qtr 3: 0; 2011 Qtr 4: 0 | 2
0 | 267042-Residential Condensor Coil Cleaning Resid MF CZ10 VintAll |  | System | Residential | 13-MFM-ResidentialMulti-family-SP_COOL | 0 |  |  |  |  | 50 | 50 | 0 | 0 | 0 | 0 | 180 |  | kWh | 0.2376 | 0 | Residential | [7 empty] | 3 | 0.78 |  |  |  | 1 | 1 | 0 | 0 | 0 | 0 | 0 | 0 | 0 | 0 | 0 | 0 | 2009 Qtr 1: 0; 2009 Qtr 2: 0; 2009 Qtr 3: 0; 2009 Qtr 4: 1; 2010 Qtr 1: 0; 2010 Qtr 2: 0; 2010 Qtr 3: 0; 2010 Qtr 4: 0; 2011 Qtr 1: 0; 2011 Qtr 2: 0; 2011 Qtr 3: 0; 2011 Qtr 4: 0 | 1
0 | 267032-High Refrigerant Charge Adjustment (>= ±20% rated charge) Resid MF CZ10 Vint03 |  | System | Residential | 13-MFM-ResidentialMulti-family-SP_COOL | 0 |  |  |  |  | 66.33 | 53 | 0 | 0 | 0 | 13.33 | 195.15 |  | kWh | 0.21338 | -0.15765 | Residential |  | Winter Only | [5 empty] | 10 | 0.78 |  |  |  | 1 | 2 | 0 | 0 | 0 | 0 | 0 | 0 | 0 | 0 | 0 | 0 | 2009 Qtr 1: 0; 2009 Qtr 2: 0; 2009 Qtr 3: 0; 2009 Qtr 4: 2; 2010 Qtr 1: 0; 2010 Qtr 2: 0; 2010 Qtr 3: 0; 2010 Qtr 4: 0; 2011 Qtr 1: 0; 2011 Qtr 2: 0; 2011 Qtr 3: 0; 2011 Qtr 4: 0 | 2
0 | 267042-Residential Condensor Coil Cleaning Resid MF CZ10 VintAll |  | System | Residential | 13-MFM-ResidentialMulti-family-SP_COOL | 0 |  |  |  |  | 50 | 50 | 0 | 0 | 0 | 0 | 180 |  | kWh | 0.2376 | 0 | Residential | [7 empty] | 3 | 0.78 |  |  |  | 1 | 1 | 0 | 0 | 0 | 0 | 0 | 0 | 0 | 0 | 0 | 0 | 2009 Qtr 1: 0; 2009 Qtr 2: 0; 2009 Qtr 3: 0; 2009 Qtr 4: 1; 2010 Qtr 1: 0; 2010 Qtr 2: 0; 2010 Qtr 3: 0; 2010 Qtr 4: 0; 2011 Qtr 1: 0; 2011 Qtr 2: 0; 2011 Qtr 3: 0; 2011 Qtr 4: 0 | 1
0 | 267032-High Refrigerant Charge Adjustment (>= ±20% rated charge) Resid MF CZ10 Vint03 |  | System | Residential | 13-MFM-ResidentialMulti-family-SP_COOL | 0 |  |  |  |  | 66.33 | 79.5 | 0 | 0 | 0 | -13.17 | 195.15 |  | kWh | 0.21338 | -0.15765 | Residential |  | Winter Only | [5 empty] | 10 | 0.78 |  |  |  | 1 | 1 | 0 | 0 | 0 | 0 | 0 | 0 | 0 | 0 | 0 | 0 | 2009 Qtr 1: 0; 2009 Qtr 2: 0; 2009 Qtr 3: 0; 2009 Qtr 4: 1; 2010 Qtr 1: 0; 2010 Qtr 2: 0; 2010 Qtr 3: 0; 2010 Qtr 4: 0; 2011 Qtr 1: 0; 2011 Qtr 2: 0; 2011 Qtr 3: 0; 2011 Qtr 4: 0 | 1
0 | 267042-Residential Condensor Coil Cleaning Resid MF CZ10 VintAll |  | System | Residential | 13-MFM-ResidentialMulti-family-SP_COOL | 0 |  |  |  |  | 50 | 50 | 0 | 0 | 0 | 0 | 180 |  | kWh | 0.2376 | 0 | Residential | [7 empty] | 3 | 0.78 |  |  |  | 1 | 1 | 0 | 0 | 0 | 0 | 0 | 0 | 0 | 0 | 0 | 0 | 2009 Qtr 1: 0; 2009 Qtr 2: 0; 2009 Qtr 3: 0; 2009 Qtr 4: 1; 2010 Qtr 1: 0; 2010 Qtr 2: 0; 2010 Qtr 3: 0; 2010 Qtr 4: 0; 2011 Qtr 1: 0; 2011 Qtr 2: 0; 2011 Qtr 3: 0; 2011 Qtr 4: 0 | 1
0 | 267032-High Refrigerant Charge Adjustment (>= ±20% rated charge) Resid MF CZ10 Vint03 |  | System | Residential | 13-MFM-ResidentialMulti-family-SP_COOL | 0 |  |  |  |  | 66.33 | 79.5 | 0 | 0 | 0 | -13.17 | 195.15 |  | kWh | 0.21338 | -0.15765 | Residential |  | Winter Only | [5 empty] | 10 | 0.78 |  |  |  | 1 | 1 | 0 | 0 | 0 | 0 | 0 | 0 | 0 | 0 | 0 | 0 | 2009 Qtr 1: 0; 2009 Qtr 2: 0; 2009 Qtr 3: 0; 2009 Qtr 4: 1; 2010 Qtr 1: 0; 2010 Qtr 2: 0; 2010 Qtr 3: 0; 2010 Qtr 4: 0; 2011 Qtr 1: 0; 2011 Qtr 2: 0; 2011 Qtr 3: 0; 2011 Qtr 4: 0 | 1
0 | 267042-Residential Condensor Coil Cleaning Resid MF CZ10 VintAll |  | System | Residential | 13-MFM-ResidentialMulti-family-SP_COOL | 0 |  |  |  |  | 50 | 50 | 0 | 0 | 0 | 0 | 180 |  | kWh | 0.2376 | 0 | Residential | [7 empty] | 3 | 0.78 |  |  |  | 1 | 1 | 0 | 0 | 0 | 0 | 0 | 0 | 0 | 0 | 0 | 0 | 2009 Qtr 1: 0; 2009 Qtr 2: 0; 2009 Qtr 3: 0; 2009 Qtr 4: 1; 2010 Qtr 1: 0; 2010 Qtr 2: 0; 2010 Qtr 3: 0; 2010 Qtr 4: 0; 2011 Qtr 1: 0; 2011 Qtr 2: 0; 2011 Qtr 3: 0; 2011 Qtr 4: 0 | 1
0 | 267032-High Refrigerant Charge Adjustment (>= ±20% rated charge) Resid MF CZ10 Vint03 |  | System | Residential | 13-MFM-ResidentialMulti-family-SP_COOL | 0 |  |  |  |  | 66.33 | 79.5 | 0 | 0 | 0 | -13.17 | 195.15 |  | kWh | 0.21338 | -0.15765 | Residential |  | Winter Only | [5 empty] | 10 | 0.78 |  |  |  | 1 | 1 | 0 | 0 | 0 | 0 | 0 | 0 | 0 | 0 | 0 | 0 | 2009 Qtr 1: 0; 2009 Qtr 2: 0; 2009 Qtr 3: 0; 2009 Qtr 4: 1; 2010 Qtr 1: 0; 2010 Qtr 2: 0; 2010 Qtr 3: 0; 2010 Qtr 4: 0; 2011 Qtr 1: 0; 2011 Qtr 2: 0; 2011 Qtr 3: 0; 2011 Qtr 4: 0 | 1
0 | 267042-Residential Condensor Coil Cleaning Resid MF CZ10 VintAll |  | System | Residential | 13-MFM-ResidentialMulti-family-SP_COOL | 0 |  |  |  |  | 50 | 50 | 0 | 0 | 0 | 0 | 180 |  | kWh | 0.2376 | 0 | Residential | [7 empty] | 3 | 0.78 |  |  |  | 1 | 1 | 0 | 0 | 0 | 0 | 0 | 0 | 0 | 0 | 0 | 0 | 2009 Qtr 1: 0; 2009 Qtr 2: 0; 2009 Qtr 3: 0; 2009 Qtr 4: 1; 2010 Qtr 1: 0; 2010 Qtr 2: 0; 2010 Qtr 3: 0; 2010 Qtr 4: 0; 2011 Qtr 1: 0; 2011 Qtr 2: 0; 2011 Qtr 3: 0; 2011 Qtr 4: 0 | 1
0 | 267032-High Refrigerant Charge Adjustment (>= ±20% rated charge) Resid MF CZ10 Vint03 |  | System | Residential | 13-MFM-ResidentialMulti-family-SP_COOL | 0 |  |  |  |  | 66.33 | 79.5 | 0 | 0 | 0 | -13.17 | 195.15 |  | kWh | 0.21338 | -0.15765 | Residential |  | Winter Only | [5 empty] | 10 | 0.78 |  |  |  | 1 | 1 | 0 | 0 | 0 | 0 | 0 | 0 | 0 | 0 | 0 | 0 | 2009 Qtr 1: 0; 2009 Qtr 2: 0; 2009 Qtr 3: 0; 2009 Qtr 4: 1; 2010 Qtr 1: 0; 2010 Qtr 2: 0; 2010 Qtr 3: 0; 2010 Qtr 4: 0; 2011 Qtr 1: 0; 2011 Qtr 2: 0; 2011 Qtr 3: 0; 2011 Qtr 4: 0 | 1
0 | 267042-Residential Condensor Coil Cleaning Resid MF CZ10 VintAll |  | System | Residential | 13-MFM-ResidentialMulti-family-SP_COOL | 0 |  |  |  |  | 50 | 50 | 0 | 0 | 0 | 0 | 180 |  | kWh | 0.2376 | 0 | Residential | [7 empty] | 3 | 0.78 |  |  |  | 1 | 1 | 0 | 0 | 0 | 0 | 0 | 0 | 0 | 0 | 0 | 0 | 2009 Qtr 1: 0; 2009 Qtr 2: 0; 2009 Qtr 3: 0; 2009 Qtr 4: 1; 2010 Qtr 1: 0; 2010 Qtr 2: 0; 2010 Qtr 3: 0; 2010 Qtr 4: 0; 2011 Qtr 1: 0; 2011 Qtr 2: 0; 2011 Qtr 3: 0; 2011 Qtr 4: 0 | 1
0 | 267033-High Refrigerant Charge Adjustment (>= ±20% rated charge) Resid MF CZ10 Vint04 |  | System | Residential | 13-MFM-ResidentialMulti-family-SP_COOL | 0 |  |  |  |  | 66.33 | 53 | 0 | 0 | 0 | 13.33 | 171.246 |  | kWh | 0.22612 | -0.10521 | Residential |  | Winter Only | [5 empty] | 10 | 0.78 |  |  |  | 1 | 2 | 0 | 0 | 0 | 0 | 0 | 0 | 0 | 0 | 0 | 0 | 2009 Qtr 1: 0; 2009 Qtr 2: 0; 2009 Qtr 3: 0; 2009 Qtr 4: 2; 2010 Qtr 1: 0; 2010 Qtr 2: 0; 2010 Qtr 3: 0; 2010 Qtr 4: 0; 2011 Qtr 1: 0; 2011 Qtr 2: 0; 2011 Qtr 3: 0; 2011 Qtr 4: 0 | 2
0 | 267042-Residential Condensor Coil Cleaning Resid MF CZ10 VintAll |  | System | Residential | 13-MFM-ResidentialMulti-family-SP_COOL | 0 |  |  |  |  | 50 | 50 | 0 | 0 | 0 | 0 | 180 |  | kWh | 0.2376 | 0 | Residential | [7 empty] | 3 | 0.78 |  |  |  | 1 | 1 | 0 | 0 | 0 | 0 | 0 | 0 | 0 | 0 | 0 | 0 | 2009 Qtr 1: 0; 2009 Qtr 2: 0; 2009 Qtr 3: 0; 2009 Qtr 4: 1; 2010 Qtr 1: 0; 2010 Qtr 2: 0; 2010 Qtr 3: 0; 2010 Qtr 4: 0; 2011 Qtr 1: 0; 2011 Qtr 2: 0; 2011 Qtr 3: 0; 2011 Qtr 4: 0 | 1
0 | 267001-High Refrigerant Charge Adjustment (>= ±20% rated charge) Resid SFCZ10 Vint03 |  | System | Residential | 26-SFM-ResidentialSingleFamily-SP_COOL | 0 |  |  |  |  | 65 | 53 | 0 | 0 | 0 | 12 | 248.449 |  | kWh | 0.18306 | -0.066637 | Residential |  | Winter Only | [5 empty] | 10 | 0.78 |  |  |  | 1 | 3 | 0 | 0 | 0 | 0 | 0 | 0 | 0 | 0 | 0 | 0 | 2009 Qtr 1: 0; 2009 Qtr 2: 0; 2009 Qtr 3: 0; 2009 Qtr 4: 3; 2010 Qtr 1: 0; 2010 Qtr 2: 0; 2010 Qtr 3: 0; 2010 Qtr 4: 0; 2011 Qtr 1: 0; 2011 Qtr 2: 0; 2011 Qtr 3: 0; 2011 Qtr 4: 0 | 3
0 | 267040-Residential Condensor Coil Cleaning Resid SF CZ10 VintAll |  | System | Residential | 26-SFM-ResidentialSingleFamily-SP_COOL | 0 |  |  |  |  | 50 | 50 | 0 | 0 | 0 | 0 | 270 |  | kWh | 0.3564 | 0 | Residential | [7 empty] | 3 | 0.78 |  |  |  | 1 | 1 | 0 | 0 | 0 | 0 | 0 | 0 | 0 | 0 | 0 | 0 | 2009 Qtr 1: 0; 2009 Qtr 2: 0; 2009 Qtr 3: 0; 2009 Qtr 4: 1; 2010 Qtr 1: 0; 2010 Qtr 2: 0; 2010 Qtr 3: 0; 2010 Qtr 4: 0; 2011 Qtr 1: 0; 2011 Qtr 2: 0; 2011 Qtr 3: 0; 2011 Qtr 4: 0 | 1
0 | 267001-High Refrigerant Charge Adjustment (>= ±20% rated charge) Resid SFCZ10 Vint03 |  | System | Residential | 26-SFM-ResidentialSingleFamily-SP_COOL | 0 |  |  |  |  | 65 | 66.25 | 0 | 0 | 0 | -1.25 | 248.449 |  | kWh | 0.18306 | -0.066637 | Residential |  | Winter Only | [5 empty] | 10 | 0.78 |  |  |  | 1 | 2 | 0 | 0 | 0 | 0 | 0 | 0 | 0 | 0 | 0 | 0 | 2009 Qtr 1: 0; 2009 Qtr 2: 0; 2009 Qtr 3: 0; 2009 Qtr 4: 2; 2010 Qtr 1: 0; 2010 Qtr 2: 0; 2010 Qtr 3: 0; 2010 Qtr 4: 0; 2011 Qtr 1: 0; 2011 Qtr 2: 0; 2011 Qtr 3: 0; 2011 Qtr 4: 0 | 2
0 | 267040-Residential Condensor Coil Cleaning Resid SF CZ10 VintAll |  | System | Residential | 26-SFM-ResidentialSingleFamily-SP_COOL | 0 |  |  |  |  | 50 | 50 | 0 | 0 | 0 | 0 | 270 |  | kWh | 0.3564 | 0 | Residential | [7 empty] | 3 | 0.78 |  |  |  | 1 | 1 | 0 | 0 | 0 | 0 | 0 | 0 | 0 | 0 | 0 | 0 | 2009 Qtr 1: 0; 2009 Qtr 2: 0; 2009 Qtr 3: 0; 2009 Qtr 4: 1; 2010 Qtr 1: 0; 2010 Qtr 2: 0; 2010 Qtr 3: 0; 2010 Qtr 4: 0; 2011 Qtr 1: 0; 2011 Qtr 2: 0; 2011 Qtr 3: 0; 2011 Qtr 4: 0 | 1
0 | 267001-High Refrigerant Charge Adjustment (>= ±20% rated charge) Resid SFCZ10 Vint03 |  | System | Residential | 26-SFM-ResidentialSingleFamily-SP_COOL | 0 |  |  |  |  | 65 | 53 | 0 | 0 | 0 | 12 | 248.449 |  | kWh | 0.18306 | -0.066637 | Residential |  | Winter Only | [5 empty] | 10 | 0.78 |  |  |  | 1 | 4 | 0 | 0 | 0 | 0 | 0 | 0 | 0 | 0 | 0 | 0 | 2009 Qtr 1: 0; 2009 Qtr 2: 0; 2009 Qtr 3: 0; 2009 Qtr 4: 4; 2010 Qtr 1: 0; 2010 Qtr 2: 0; 2010 Qtr 3: 0; 2010 Qtr 4: 0; 2011 Qtr 1: 0; 2011 Qtr 2: 0; 2011 Qtr 3: 0; 2011 Qtr 4: 0 | 4
0 | 267040-Residential Condensor Coil Cleaning Resid SF CZ10 VintAll |  | System | Residential | 26-SFM-ResidentialSingleFamily-SP_COOL | 0 |  |  |  |  | 50 | 50 | 0 | 0 | 0 | 0 | 270 |  | kWh | 0.3564 | 0 | Residential | [7 empty] | 3 | 0.78 |  |  |  | 1 | 1 | 0 | 0 | 0 | 0 | 0 | 0 | 0 | 0 | 0 | 0 | 2009 Qtr 1: 0; 2009 Qtr 2: 0; 2009 Qtr 3: 0; 2009 Qtr 4: 1; 2010 Qtr 1: 0; 2010 Qtr 2: 0; 2010 Qtr 3: 0; 2010 Qtr 4: 0; 2011 Qtr 1: 0; 2011 Qtr 2: 0; 2011 Qtr 3: 0; 2011 Qtr 4: 0 | 1
0 | 267032-High Refrigerant Charge Adjustment (>= ±20% rated charge) Resid MF CZ10 Vint03 |  | System | Residential | 13-MFM-ResidentialMulti-family-SP_COOL | 0 |  |  |  |  | 66.33 | 79.5 | 0 | 0 | 0 | -13.17 | 195.15 |  | kWh | 0.21338 | -0.15765 | Residential |  | Winter Only | [5 empty] | 10 | 0.78 |  |  |  | 1 | 1 | 0 | 0 | 0 | 0 | 0 | 0 | 0 | 0 | 0 | 0 | 2009 Qtr 1: 0; 2009 Qtr 2: 0; 2009 Qtr 3: 0; 2009 Qtr 4: 1; 2010 Qtr 1: 0; 2010 Qtr 2: 0; 2010 Qtr 3: 0; 2010 Qtr 4: 0; 2011 Qtr 1: 0; 2011 Qtr 2: 0; 2011 Qtr 3: 0; 2011 Qtr 4: 0 | 1
0 | 267042-Residential Condensor Coil Cleaning Resid MF CZ10 VintAll |  | System | Residential | 13-MFM-ResidentialMulti-family-SP_COOL | 0 |  |  |  |  | 50 | 50 | 0 | 0 | 0 | 0 | 180 |  | kWh | 0.2376 | 0 | Residential | [7 empty] | 3 | 0.78 |  |  |  | 1 | 1 | 0 | 0 | 0 | 0 | 0 | 0 | 0 | 0 | 0 | 0 | 2009 Qtr 1: 0; 2009 Qtr 2: 0; 2009 Qtr 3: 0; 2009 Qtr 4: 1; 2010 Qtr 1: 0; 2010 Qtr 2: 0; 2010 Qtr 3: 0; 2010 Qtr 4: 0; 2011 Qtr 1: 0; 2011 Qtr 2: 0; 2011 Qtr 3: 0; 2011 Qtr 4: 0 | 1
0 | 267032-High Refrigerant Charge Adjustment (>= ±20% rated charge) Resid MF CZ10 Vint03 |  | System | Residential | 13-MFM-ResidentialMulti-family-SP_COOL | 0 |  |  |  |  | 66.33 | 79.5 | 0 | 0 | 0 | -13.17 | 195.15 |  | kWh | 0.21338 | -0.15765 | Residential |  | Winter Only | [5 empty] | 10 | 0.78 |  |  |  | 1 | 1 | 0 | 0 | 0 | 0 | 0 | 0 | 0 | 0 | 0 | 0 | 2009 Qtr 1: 0; 2009 Qtr 2: 0; 2009 Qtr 3: 0; 2009 Qtr 4: 1; 2010 Qtr 1: 0; 2010 Qtr 2: 0; 2010 Qtr 3: 0; 2010 Qtr 4: 0; 2011 Qtr 1: 0; 2011 Qtr 2: 0; 2011 Qtr 3: 0; 2011 Qtr 4: 0 | 1
0 | 267042-Residential Condensor Coil Cleaning Resid MF CZ10 VintAll |  | System | Residential | 13-MFM-ResidentialMulti-family-SP_COOL | 0 |  |  |  |  | 50 | 50 | 0 | 0 | 0 | 0 | 180 |  | kWh | 0.2376 | 0 | Residential | [7 empty] | 3 | 0.78 |  |  |  | 1 | 1 | 0 | 0 | 0 | 0 | 0 | 0 | 0 | 0 | 0 | 0 | 2009 Qtr 1: 0; 2009 Qtr 2: 0; 2009 Qtr 3: 0; 2009 Qtr 4: 1; 2010 Qtr 1: 0; 2010 Qtr 2: 0; 2010 Qtr 3: 0; 2010 Qtr 4: 0; 2011 Qtr 1: 0; 2011 Qtr 2: 0; 2011 Qtr 3: 0; 2011 Qtr 4: 0 | 1
0 | 267032-High Refrigerant Charge Adjustment (>= ±20% rated charge) Resid MF CZ10 Vint03 |  | System | Residential | 13-MFM-ResidentialMulti-family-SP_COOL | 0 |  |  |  |  | 66.33 | 79.5 | 0 | 0 | 0 | -13.17 | 195.15 |  | kWh | 0.21338 | -0.15765 | Residential |  | Winter Only | [5 empty] | 10 | 0.78 |  |  |  | 1 | 1 | 0 | 0 | 0 | 0 | 0 | 0 | 0 | 0 | 0 | 0 | 2009 Qtr 1: 0; 2009 Qtr 2: 0; 2009 Qtr 3: 0; 2009 Qtr 4: 1; 2010 Qtr 1: 0; 2010 Qtr 2: 0; 2010 Qtr 3: 0; 2010 Qtr 4: 0; 2011 Qtr 1: 0; 2011 Qtr 2: 0; 2011 Qtr 3: 0; 2011 Qtr 4: 0 | 1
0 | 267042-Residential Condensor Coil Cleaning Resid MF CZ10 VintAll |  | System | Residential | 13-MFM-ResidentialMulti-family-SP_COOL | 0 |  |  |  |  | 50 | 50 | 0 | 0 | 0 | 0 | 180 |  | kWh | 0.2376 | 0 | Residential | [7 empty] | 3 | 0.78 |  |  |  | 1 | 1 | 0 | 0 | 0 | 0 | 0 | 0 | 0 | 0 | 0 | 0 | 2009 Qtr 1: 0; 2009 Qtr 2: 0; 2009 Qtr 3: 0; 2009 Qtr 4: 1; 2010 Qtr 1: 0; 2010 Qtr 2: 0; 2010 Qtr 3: 0; 2010 Qtr 4: 0; 2011 Qtr 1: 0; 2011 Qtr 2: 0; 2011 Qtr 3: 0; 2011 Qtr 4: 0 | 1
0 | 267032-High Refrigerant Charge Adjustment (>= ±20% rated charge) Resid MF CZ10 Vint03 |  | System | Residential | 13-MFM-ResidentialMulti-family-SP_COOL | 0 |  |  |  |  | 66.33 | 79.5 | 0 | 0 | 0 | -13.17 | 195.15 |  | kWh | 0.21338 | -0.15765 | Residential |  | Winter Only | [5 empty] | 10 | 0.78 |  |  |  | 1 | 1 | 0 | 0 | 0 | 0 | 0 | 0 | 0 | 0 | 0 | 0 | 2009 Qtr 1: 0; 2009 Qtr 2: 0; 2009 Qtr 3: 0; 2009 Qtr 4: 1; 2010 Qtr 1: 0; 2010 Qtr 2: 0; 2010 Qtr 3: 0; 2010 Qtr 4: 0; 2011 Qtr 1: 0; 2011 Qtr 2: 0; 2011 Qtr 3: 0; 2011 Qtr 4: 0 | 1
0 | 267042-Residential Condensor Coil Cleaning Resid MF CZ10 VintAll |  | System | Residential | 13-MFM-ResidentialMulti-family-SP_COOL | 0 |  |  |  |  | 50 | 50 | 0 | 0 | 0 | 0 | 180 |  | kWh | 0.2376 | 0 | Residential | [7 empty] | 3 | 0.78 |  |  |  | 1 | 1 | 0 | 0 | 0 | 0 | 0 | 0 | 0 | 0 | 0 | 0 | 2009 Qtr 1: 0; 2009 Qtr 2: 0; 2009 Qtr 3: 0; 2009 Qtr 4: 1; 2010 Qtr 1: 0; 2010 Qtr 2: 0; 2010 Qtr 3: 0; 2010 Qtr 4: 0; 2011 Qtr 1: 0; 2011 Qtr 2: 0; 2011 Qtr 3: 0; 2011 Qtr 4: 0 | 1
0 | 267032-High Refrigerant Charge Adjustment (>= ±20% rated charge) Resid MF CZ10 Vint03 |  | System | Residential | 13-MFM-ResidentialMulti-family-SP_COOL | 0 |  |  |  |  | 66.33 | 79.5 | 0 | 0 | 0 | -13.17 | 195.15 |  | kWh | 0.21338 | -0.15765 | Residential |  | Winter Only | [5 empty] | 10 | 0.78 |  |  |  | 1 | 1 | 0 | 0 | 0 | 0 | 0 | 0 | 0 | 0 | 0 | 0 | 2009 Qtr 1: 0; 2009 Qtr 2: 0; 2009 Qtr 3: 0; 2009 Qtr 4: 1; 2010 Qtr 1: 0; 2010 Qtr 2: 0; 2010 Qtr 3: 0; 2010 Qtr 4: 0; 2011 Qtr 1: 0; 2011 Qtr 2: 0; 2011 Qtr 3: 0; 2011 Qtr 4: 0 | 1
0 | 267042-Residential Condensor Coil Cleaning Resid MF CZ10 VintAll |  | System | Residential | 13-MFM-ResidentialMulti-family-SP_COOL | 0 |  |  |  |  | 50 | 50 | 0 | 0 | 0 | 0 | 180 |  | kWh | 0.2376 | 0 | Residential | [7 empty] | 3 | 0.78 |  |  |  | 1 | 1 | 0 | 0 | 0 | 0 | 0 | 0 | 0 | 0 | 0 | 0 | 2009 Qtr 1: 0; 2009 Qtr 2: 0; 2009 Qtr 3: 0; 2009 Qtr 4: 1; 2010 Qtr 1: 0; 2010 Qtr 2: 0; 2010 Qtr 3: 0; 2010 Qtr 4: 0; 2011 Qtr 1: 0; 2011 Qtr 2: 0; 2011 Qtr 3: 0; 2011 Qtr 4: 0 | 1
0 | 267033-High Refrigerant Charge Adjustment (>= ±20% rated charge) Resid MF CZ10 Vint04 |  | System | Residential | 13-MFM-ResidentialMulti-family-SP_COOL | 0 |  |  |  |  | 66.33 | 79.5 | 0 | 0 | 0 | -13.17 | 171.246 |  | kWh | 0.22612 | -0.10521 | Residential |  | Winter Only | [5 empty] | 10 | 0.78 |  |  |  | 1 | 1 | 0 | 0 | 0 | 0 | 0 | 0 | 0 | 0 | 0 | 0 | 2009 Qtr 1: 0; 2009 Qtr 2: 0; 2009 Qtr 3: 0; 2009 Qtr 4: 1; 2010 Qtr 1: 0; 2010 Qtr 2: 0; 2010 Qtr 3: 0; 2010 Qtr 4: 0; 2011 Qtr 1: 0; 2011 Qtr 2: 0; 2011 Qtr 3: 0; 2011 Qtr 4: 0 | 1
0 | 267042-Residential Condensor Coil Cleaning Resid MF CZ10 VintAll |  | System | Residential | 13-MFM-ResidentialMulti-family-SP_COOL | 0 |  |  |  |  | 50 | 50 | 0 | 0 | 0 | 0 | 180 |  | kWh | 0.2376 | 0 | Residential | [7 empty] | 3 | 0.78 |  |  |  | 1 | 1 | 0 | 0 | 0 | 0 | 0 | 0 | 0 | 0 | 0 | 0 | 2009 Qtr 1: 0; 2009 Qtr 2: 0; 2009 Qtr 3: 0; 2009 Qtr 4: 1; 2010 Qtr 1: 0; 2010 Qtr 2: 0; 2010 Qtr 3: 0; 2010 Qtr 4: 0; 2011 Qtr 1: 0; 2011 Qtr 2: 0; 2011 Qtr 3: 0; 2011 Qtr 4: 0 | 1
0 | 267032-High Refrigerant Charge Adjustment (>= ±20% rated charge) Resid MF CZ10 Vint03 |  | System | Residential | 13-MFM-ResidentialMulti-family-SP_COOL | 0 |  |  |  |  | 66.33 | 53 | 0 | 0 | 0 | 13.33 | 195.15 |  | kWh | 0.21338 | -0.15765 | Residential |  | Winter Only | [5 empty] | 10 | 0.78 |  |  |  | 1 | 2 | 0 | 0 | 0 | 0 | 0 | 0 | 0 | 0 | 0 | 0 | 2009 Qtr 1: 0; 2009 Qtr 2: 0; 2009 Qtr 3: 0; 2009 Qtr 4: 2; 2010 Qtr 1: 0; 2010 Qtr 2: 0; 2010 Qtr 3: 0; 2010 Qtr 4: 0; 2011 Qtr 1: 0; 2011 Qtr 2: 0; 2011 Qtr 3: 0; 2011 Qtr 4: 0 | 2
0 | 267042-Residential Condensor Coil Cleaning Resid MF CZ10 VintAll |  | System | Residential | 13-MFM-ResidentialMulti-family-SP_COOL | 0 |  |  |  |  | 50 | 50 | 0 | 0 | 0 | 0 | 180 |  | kWh | 0.2376 | 0 | Residential | [7 empty] | 3 | 0.78 |  |  |  | 1 | 1 | 0 | 0 | 0 | 0 | 0 | 0 | 0 | 0 | 0 | 0 | 2009 Qtr 1: 0; 2009 Qtr 2: 0; 2009 Qtr 3: 0; 2009 Qtr 4: 1; 2010 Qtr 1: 0; 2010 Qtr 2: 0; 2010 Qtr 3: 0; 2010 Qtr 4: 0; 2011 Qtr 1: 0; 2011 Qtr 2: 0; 2011 Qtr 3: 0; 2011 Qtr 4: 0 | 1
0 | 267032-High Refrigerant Charge Adjustment (>= ±20% rated charge) Resid MF CZ10 Vint03 |  | System | Residential | 13-MFM-ResidentialMulti-family-SP_COOL | 0 |  |  |  |  | 66.33 | 53 | 0 | 0 | 0 | 13.33 | 195.15 |  | kWh | 0.21338 | -0.15765 | Residential |  | Winter Only | [5 empty] | 10 | 0.78 |  |  |  | 1 | 2 | 0 | 0 | 0 | 0 | 0 | 0 | 0 | 0 | 0 | 0 | 2009 Qtr 1: 0; 2009 Qtr 2: 0; 2009 Qtr 3: 0; 2009 Qtr 4: 2; 2010 Qtr 1: 0; 2010 Qtr 2: 0; 2010 Qtr 3: 0; 2010 Qtr 4: 0; 2011 Qtr 1: 0; 2011 Qtr 2: 0; 2011 Qtr 3: 0; 2011 Qtr 4: 0 | 2
0 | 267042-Residential Condensor Coil Cleaning Resid MF CZ10 VintAll |  | System | Residential | 13-MFM-ResidentialMulti-family-SP_COOL | 0 |  |  |  |  | 50 | 50 | 0 | 0 | 0 | 0 | 180 |  | kWh | 0.2376 | 0 | Residential | [7 empty] | 3 | 0.78 |  |  |  | 1 | 1 | 0 | 0 | 0 | 0 | 0 | 0 | 0 | 0 | 0 | 0 | 2009 Qtr 1: 0; 2009 Qtr 2: 0; 2009 Qtr 3: 0; 2009 Qtr 4: 1; 2010 Qtr 1: 0; 2010 Qtr 2: 0; 2010 Qtr 3: 0; 2010 Qtr 4: 0; 2011 Qtr 1: 0; 2011 Qtr 2: 0; 2011 Qtr 3: 0; 2011 Qtr 4: 0 | 1
0 | 267040-Residential Condensor Coil Cleaning Resid SF CZ10 VintAll |  | System | Residential | 26-SFM-ResidentialSingleFamily-SP_COOL | 0 |  |  |  |  | 50 | 50 | 0 | 0 | 0 | 0 | 270 |  | kWh | 0.3564 | 0 | Residential | [7 empty] | 3 | 0.78 |  |  |  | 1 | 1 | 0 | 0 | 0 | 0 | 0 | 0 | 0 | 0 | 0 | 0 | 2009 Qtr 1: 0; 2009 Qtr 2: 0; 2009 Qtr 3: 0; 2009 Qtr 4: 1; 2010 Qtr 1: 0; 2010 Qtr 2: 0; 2010 Qtr 3: 0; 2010 Qtr 4: 0; 2011 Qtr 1: 0; 2011 Qtr 2: 0; 2011 Qtr 3: 0; 2011 Qtr 4: 0 | 1
0 | 267002-High Refrigerant Charge Adjustment (>= ±20% rated charge) Resid SF CZ10 Vint04 |  | System | Residential | 26-SFM-ResidentialSingleFamily-SP_COOL | 0 |  |  |  |  | 65 | 53 | 0 | 0 | 0 | 12 | 205.771 |  | kWh | 0.22808 | -0.078078 | Residential |  | Winter Only | [5 empty] | 10 | 0.78 |  |  |  | 1 | 3 | 0 | 0 | 0 | 0 | 0 | 0 | 0 | 0 | 0 | 0 | 2009 Qtr 1: 0; 2009 Qtr 2: 0; 2009 Qtr 3: 0; 2009 Qtr 4: 3; 2010 Qtr 1: 0; 2010 Qtr 2: 0; 2010 Qtr 3: 0; 2010 Qtr 4: 0; 2011 Qtr 1: 0; 2011 Qtr 2: 0; 2011 Qtr 3: 0; 2011 Qtr 4: 0 | 3
0 | 267040-Residential Condensor Coil Cleaning Resid SF CZ10 VintAll |  | System | Residential | 26-SFM-ResidentialSingleFamily-SP_COOL | 0 |  |  |  |  | 50 | 50 | 0 | 0 | 0 | 0 | 270 |  | kWh | 0.3564 | 0 | Residential | [7 empty] | 3 | 0.78 |  |  |  | 1 | 1 | 0 | 0 | 0 | 0 | 0 | 0 | 0 | 0 | 0 | 0 | 2009 Qtr 1: 0; 2009 Qtr 2: 0; 2009 Qtr 3: 0; 2009 Qtr 4: 1; 2010 Qtr 1: 0; 2010 Qtr 2: 0; 2010 Qtr 3: 0; 2010 Qtr 4: 0; 2011 Qtr 1: 0; 2011 Qtr 2: 0; 2011 Qtr 3: 0; 2011 Qtr 4: 0 | 1
0 | 267001-High Refrigerant Charge Adjustment (>= ±20% rated charge) Resid SFCZ10 Vint03 |  | System | Residential | 26-SFM-ResidentialSingleFamily-SP_COOL | 0 |  |  |  |  | 65 | 53 | 0 | 0 | 0 | 12 | 248.449 |  | kWh | 0.18306 | -0.066637 | Residential |  | Winter Only | [5 empty] | 10 | 0.78 |  |  |  | 1 | 3 | 0 | 0 | 0 | 0 | 0 | 0 | 0 | 0 | 0 | 0 | 2009 Qtr 1: 0; 2009 Qtr 2: 0; 2009 Qtr 3: 0; 2009 Qtr 4: 3; 2010 Qtr 1: 0; 2010 Qtr 2: 0; 2010 Qtr 3: 0; 2010 Qtr 4: 0; 2011 Qtr 1: 0; 2011 Qtr 2: 0; 2011 Qtr 3: 0; 2011 Qtr 4: 0 | 3
0 | 267040-Residential Condensor Coil Cleaning Resid SF CZ10 VintAll |  | System | Residential | 26-SFM-ResidentialSingleFamily-SP_COOL | 0 |  |  |  |  | 50 | 50 | 0 | 0 | 0 | 0 | 270 |  | kWh | 0.3564 | 0 | Residential | [7 empty] | 3 | 0.78 |  |  |  | 1 | 1 | 0 | 0 | 0 | 0 | 0 | 0 | 0 | 0 | 0 | 0 | 2009 Qtr 1: 0; 2009 Qtr 2: 0; 2009 Qtr 3: 0; 2009 Qtr 4: 1; 2010 Qtr 1: 0; 2010 Qtr 2: 0; 2010 Qtr 3: 0; 2010 Qtr 4: 0; 2011 Qtr 1: 0; 2011 Qtr 2: 0; 2011 Qtr 3: 0; 2011 Qtr 4: 0 | 1
0 | 267001-High Refrigerant Charge Adjustment (>= ±20% rated charge) Resid SFCZ10 Vint03 |  | System | Residential | 26-SFM-ResidentialSingleFamily-SP_COOL | 0 |  |  |  |  | 65 | 53 | 0 | 0 | 0 | 12 | 248.449 |  | kWh | 0.18306 | -0.066637 | Residential |  | Winter Only | [5 empty] | 10 | 0.78 |  |  |  | 1 | 3 | 0 | 0 | 0 | 0 | 0 | 0 | 0 | 0 | 0 | 0 | 2009 Qtr 1: 0; 2009 Qtr 2: 0; 2009 Qtr 3: 0; 2009 Qtr 4: 3; 2010 Qtr 1: 0; 2010 Qtr 2: 0; 2010 Qtr 3: 0; 2010 Qtr 4: 0; 2011 Qtr 1: 0; 2011 Qtr 2: 0; 2011 Qtr 3: 0; 2011 Qtr 4: 0 | 3
0 | 267040-Residential Condensor Coil Cleaning Resid SF CZ10 VintAll |  | System | Residential | 26-SFM-ResidentialSingleFamily-SP_COOL | 0 |  |  |  |  | 50 | 50 | 0 | 0 | 0 | 0 | 270 |  | kWh | 0.3564 | 0 | Residential | [7 empty] | 3 | 0.78 |  |  |  | 1 | 1 | 0 | 0 | 0 | 0 | 0 | 0 | 0 | 0 | 0 | 0 | 2009 Qtr 1: 0; 2009 Qtr 2: 0; 2009 Qtr 3: 0; 2009 Qtr 4: 1; 2010 Qtr 1: 0; 2010 Qtr 2: 0; 2010 Qtr 3: 0; 2010 Qtr 4: 0; 2011 Qtr 1: 0; 2011 Qtr 2: 0; 2011 Qtr 3: 0; 2011 Qtr 4: 0 | 1
0 | 267001-High Refrigerant Charge Adjustment (>= ±20% rated charge) Resid SFCZ10 Vint03 |  | System | Residential | 26-SFM-ResidentialSingleFamily-SP_COOL | 0 |  |  |  |  | 65 | 53 | 0 | 0 | 0 | 12 | 248.449 |  | kWh | 0.18306 | -0.066637 | Residential |  | Winter Only | [5 empty] | 10 | 0.78 |  |  |  | 1 | 3 | 0 | 0 | 0 | 0 | 0 | 0 | 0 | 0 | 0 | 0 | 2009 Qtr 1: 0; 2009 Qtr 2: 0; 2009 Qtr 3: 0; 2009 Qtr 4: 3; 2010 Qtr 1: 0; 2010 Qtr 2: 0; 2010 Qtr 3: 0; 2010 Qtr 4: 0; 2011 Qtr 1: 0; 2011 Qtr 2: 0; 2011 Qtr 3: 0; 2011 Qtr 4: 0 | 3
0 | 267040-Residential Condensor Coil Cleaning Resid SF CZ10 VintAll |  | System | Residential | 26-SFM-ResidentialSingleFamily-SP_COOL | 0 |  |  |  |  | 50 | 50 | 0 | 0 | 0 | 0 | 270 |  | kWh | 0.3564 | 0 | Residential | [7 empty] | 3 | 0.78 |  |  |  | 1 | 1 | 0 | 0 | 0 | 0 | 0 | 0 | 0 | 0 | 0 | 0 | 2009 Qtr 1: 0; 2009 Qtr 2: 0; 2009 Qtr 3: 0; 2009 Qtr 4: 1; 2010 Qtr 1: 0; 2010 Qtr 2: 0; 2010 Qtr 3: 0; 2010 Qtr 4: 0; 2011 Qtr 1: 0; 2011 Qtr 2: 0; 2011 Qtr 3: 0; 2011 Qtr 4: 0 | 1
0 | 267001-High Refrigerant Charge Adjustment (>= ±20% rated charge) Resid SFCZ10 Vint03 |  | System | Residential | 26-SFM-ResidentialSingleFamily-SP_COOL | 0 |  |  |  |  | 65 | 53 | 0 | 0 | 0 | 12 | 248.449 |  | kWh | 0.18306 | -0.066637 | Residential |  | Winter Only | [5 empty] | 10 | 0.78 |  |  |  | 1 | 4 | 0 | 0 | 0 | 0 | 0 | 0 | 0 | 0 | 0 | 0 | 2009 Qtr 1: 0; 2009 Qtr 2: 0; 2009 Qtr 3: 0; 2009 Qtr 4: 4; 2010 Qtr 1: 0; 2010 Qtr 2: 0; 2010 Qtr 3: 0; 2010 Qtr 4: 0; 2011 Qtr 1: 0; 2011 Qtr 2: 0; 2011 Qtr 3: 0; 2011 Qtr 4: 0 | 4
0 | 267040-Residential Condensor Coil Cleaning Resid SF CZ10 VintAll |  | System | Residential | 26-SFM-ResidentialSingleFamily-SP_COOL | 0 |  |  |  |  | 50 | 50 | 0 | 0 | 0 | 0 | 270 |  | kWh | 0.3564 | 0 | Residential | [7 empty] | 3 | 0.78 |  |  |  | 1 | 1 | 0 | 0 | 0 | 0 | 0 | 0 | 0 | 0 | 0 | 0 | 2009 Qtr 1: 0; 2009 Qtr 2: 0; 2009 Qtr 3: 0; 2009 Qtr 4: 1; 2010 Qtr 1: 0; 2010 Qtr 2: 0; 2010 Qtr 3: 0; 2010 Qtr 4: 0; 2011 Qtr 1: 0; 2011 Qtr 2: 0; 2011 Qtr 3: 0; 2011 Qtr 4: 0 | 1
0 | 267001-High Refrigerant Charge Adjustment (>= ±20% rated charge) Resid SFCZ10 Vint03 |  | System | Residential | 26-SFM-ResidentialSingleFamily-SP_COOL | 0 |  |  |  |  | 65 | 53 | 0 | 0 | 0 | 12 | 248.449 |  | kWh | 0.18306 | -0.066637 | Residential |  | Winter Only | [5 empty] | 10 | 0.78 |  |  |  | 1 | 4 | 0 | 0 | 0 | 0 | 0 | 0 | 0 | 0 | 0 | 0 | 2009 Qtr 1: 0; 2009 Qtr 2: 0; 2009 Qtr 3: 0; 2009 Qtr 4: 4; 2010 Qtr 1: 0; 2010 Qtr 2: 0; 2010 Qtr 3: 0; 2010 Qtr 4: 0; 2011 Qtr 1: 0; 2011 Qtr 2: 0; 2011 Qtr 3: 0; 2011 Qtr 4: 0 | 4
0 | 267040-Residential Condensor Coil Cleaning Resid SF CZ10 VintAll |  | System | Residential | 26-SFM-ResidentialSingleFamily-SP_COOL | 0 |  |  |  |  | 50 | 50 | 0 | 0 | 0 | 0 | 270 |  | kWh | 0.3564 | 0 | Residential | [7 empty] | 3 | 0.78 |  |  |  | 1 | 1 | 0 | 0 | 0 | 0 | 0 | 0 | 0 | 0 | 0 | 0 | 2009 Qtr 1: 0; 2009 Qtr 2: 0; 2009 Qtr 3: 0; 2009 Qtr 4: 1; 2010 Qtr 1: 0; 2010 Qtr 2: 0; 2010 Qtr 3: 0; 2010 Qtr 4: 0; 2011 Qtr 1: 0; 2011 Qtr 2: 0; 2011 Qtr 3: 0; 2011 Qtr 4: 0 | 1
0 | 267003-High Refrigerant Charge Adjustment (>= ±20% rated charge) Resid SF CZ10 Vint05 |  | System | Residential | 26-SFM-ResidentialSingleFamily-SP_COOL | 0 |  |  |  |  | 65 | 53 | 0 | 0 | 0 | 12 | 162.471 |  | kWh | 0.23875 | -0.071356 | Residential |  | Winter Only | [5 empty] | 10 | 0.78 |  |  |  | 1 | 3 | 0 | 0 | 0 | 0 | 0 | 0 | 0 | 0 | 0 | 0 | 2009 Qtr 1: 0; 2009 Qtr 2: 0; 2009 Qtr 3: 0; 2009 Qtr 4: 3; 2010 Qtr 1: 0; 2010 Qtr 2: 0; 2010 Qtr 3: 0; 2010 Qtr 4: 0; 2011 Qtr 1: 0; 2011 Qtr 2: 0; 2011 Qtr 3: 0; 2011 Qtr 4: 0 | 3
0 | 267040-Residential Condensor Coil Cleaning Resid SF CZ10 VintAll |  | System | Residential | 26-SFM-ResidentialSingleFamily-SP_COOL | 0 |  |  |  |  | 50 | 50 | 0 | 0 | 0 | 0 | 270 |  | kWh | 0.3564 | 0 | Residential | [7 empty] | 3 | 0.78 |  |  |  | 1 | 1 | 0 | 0 | 0 | 0 | 0 | 0 | 0 | 0 | 0 | 0 | 2009 Qtr 1: 0; 2009 Qtr 2: 0; 2009 Qtr 3: 0; 2009 Qtr 4: 1; 2010 Qtr 1: 0; 2010 Qtr 2: 0; 2010 Qtr 3: 0; 2010 Qtr 4: 0; 2011 Qtr 1: 0; 2011 Qtr 2: 0; 2011 Qtr 3: 0; 2011 Qtr 4: 0 | 1
0 | 267002-High Refrigerant Charge Adjustment (>= ±20% rated charge) Resid SF CZ10 Vint04 |  | System | Residential | 26-SFM-ResidentialSingleFamily-SP_COOL | 0 |  |  |  |  | 65 | 53 | 0 | 0 | 0 | 12 | 205.771 |  | kWh | 0.22808 | -0.078078 | Residential |  | Winter Only | [5 empty] | 10 | 0.78 |  |  |  | 1 | 3 | 0 | 0 | 0 | 0 | 0 | 0 | 0 | 0 | 0 | 0 | 2009 Qtr 1: 0; 2009 Qtr 2: 0; 2009 Qtr 3: 0; 2009 Qtr 4: 3; 2010 Qtr 1: 0; 2010 Qtr 2: 0; 2010 Qtr 3: 0; 2010 Qtr 4: 0; 2011 Qtr 1: 0; 2011 Qtr 2: 0; 2011 Qtr 3: 0; 2011 Qtr 4: 0 | 3
0 | 267040-Residential Condensor Coil Cleaning Resid SF CZ10 VintAll |  | System | Residential | 26-SFM-ResidentialSingleFamily-SP_COOL | 0 |  |  |  |  | 50 | 50 | 0 | 0 | 0 | 0 | 270 |  | kWh | 0.3564 | 0 | Residential | [7 empty] | 3 | 0.78 |  |  |  | 1 | 1 | 0 | 0 | 0 | 0 | 0 | 0 | 0 | 0 | 0 | 0 | 2009 Qtr 1: 0; 2009 Qtr 2: 0; 2009 Qtr 3: 0; 2009 Qtr 4: 1; 2010 Qtr 1: 0; 2010 Qtr 2: 0; 2010 Qtr 3: 0; 2010 Qtr 4: 0; 2011 Qtr 1: 0; 2011 Qtr 2: 0; 2011 Qtr 3: 0; 2011 Qtr 4: 0 | 1
0 | 267001-High Refrigerant Charge Adjustment (>= ±20% rated charge) Resid SFCZ10 Vint03 |  | System | Residential | 26-SFM-ResidentialSingleFamily-SP_COOL | 0 |  |  |  |  | 65 | 53 | 0 | 0 | 0 | 12 | 248.449 |  | kWh | 0.18306 | -0.066637 | Residential |  | Winter Only | [5 empty] | 10 | 0.78 |  |  |  | 1 | 6 | 0 | 0 | 0 | 0 | 0 | 0 | 0 | 0 | 0 | 0 | 2009 Qtr 1: 0; 2009 Qtr 2: 0; 2009 Qtr 3: 0; 2009 Qtr 4: 6; 2010 Qtr 1: 0; 2010 Qtr 2: 0; 2010 Qtr 3: 0; 2010 Qtr 4: 0; 2011 Qtr 1: 0; 2011 Qtr 2: 0; 2011 Qtr 3: 0; 2011 Qtr 4: 0 | 6
0 | 267040-Residential Condensor Coil Cleaning Resid SF CZ10 VintAll |  | System | Residential | 26-SFM-ResidentialSingleFamily-SP_COOL | 0 |  |  |  |  | 50 | 50 | 0 | 0 | 0 | 0 | 270 |  | kWh | 0.3564 | 0 | Residential | [7 empty] | 3 | 0.78 |  |  |  | 1 | 1 | 0 | 0 | 0 | 0 | 0 | 0 | 0 | 0 | 0 | 0 | 2009 Qtr 1: 0; 2009 Qtr 2: 0; 2009 Qtr 3: 0; 2009 Qtr 4: 1; 2010 Qtr 1: 0; 2010 Qtr 2: 0; 2010 Qtr 3: 0; 2010 Qtr 4: 0; 2011 Qtr 1: 0; 2011 Qtr 2: 0; 2011 Qtr 3: 0; 2011 Qtr 4: 0 | 1
0 | 267001-High Refrigerant Charge Adjustment (>= ±20% rated charge) Resid SFCZ10 Vint03 |  | System | Residential | 26-SFM-ResidentialSingleFamily-SP_COOL | 0 |  |  |  |  | 65 | 53 | 0 | 0 | 0 | 12 | 248.449 |  | kWh | 0.18306 | -0.066637 | Residential |  | Winter Only | [5 empty] | 10 | 0.78 |  |  |  | 1 | 4 | 0 | 0 | 0 | 0 | 0 | 0 | 0 | 0 | 0 | 0 | 2009 Qtr 1: 0; 2009 Qtr 2: 0; 2009 Qtr 3: 0; 2009 Qtr 4: 4; 2010 Qtr 1: 0; 2010 Qtr 2: 0; 2010 Qtr 3: 0; 2010 Qtr 4: 0; 2011 Qtr 1: 0; 2011 Qtr 2: 0; 2011 Qtr 3: 0; 2011 Qtr 4: 0 | 4
0 | 267040-Residential Condensor Coil Cleaning Resid SF CZ10 VintAll |  | System | Residential | 26-SFM-ResidentialSingleFamily-SP_COOL | 0 |  |  |  |  | 50 | 50 | 0 | 0 | 0 | 0 | 270 |  | kWh | 0.3564 | 0 | Residential | [7 empty] | 3 | 0.78 |  |  |  | 1 | 1 | 0 | 0 | 0 | 0 | 0 | 0 | 0 | 0 | 0 | 0 | 2009 Qtr 1: 0; 2009 Qtr 2: 0; 2009 Qtr 3: 0; 2009 Qtr 4: 1; 2010 Qtr 1: 0; 2010 Qtr 2: 0; 2010 Qtr 3: 0; 2010 Qtr 4: 0; 2011 Qtr 1: 0; 2011 Qtr 2: 0; 2011 Qtr 3: 0; 2011 Qtr 4: 0 | 1
0 | 267001-High Refrigerant Charge Adjustment (>= ±20% rated charge) Resid SFCZ10 Vint03 |  | System | Residential | 26-SFM-ResidentialSingleFamily-SP_COOL | 0 |  |  |  |  | 65 | 53 | 0 | 0 | 0 | 12 | 248.449 |  | kWh | 0.18306 | -0.066637 | Residential |  | Winter Only | [5 empty] | 10 | 0.78 |  |  |  | 1 | 6 | 0 | 0 | 0 | 0 | 0 | 0 | 0 | 0 | 0 | 0 | 2009 Qtr 1: 0; 2009 Qtr 2: 0; 2009 Qtr 3: 0; 2009 Qtr 4: 6; 2010 Qtr 1: 0; 2010 Qtr 2: 0; 2010 Qtr 3: 0; 2010 Qtr 4: 0; 2011 Qtr 1: 0; 2011 Qtr 2: 0; 2011 Qtr 3: 0; 2011 Qtr 4: 0 | 6
0 | 267040-Residential Condensor Coil Cleaning Resid SF CZ10 VintAll |  | System | Residential | 26-SFM-ResidentialSingleFamily-SP_COOL | 0 |  |  |  |  | 50 | 50 | 0 | 0 | 0 | 0 | 270 |  | kWh | 0.3564 | 0 | Residential | [7 empty] | 3 | 0.78 |  |  |  | 1 | 1 | 0 | 0 | 0 | 0 | 0 | 0 | 0 | 0 | 0 | 0 | 2009 Qtr 1: 0; 2009 Qtr 2: 0; 2009 Qtr 3: 0; 2009 Qtr 4: 1; 2010 Qtr 1: 0; 2010 Qtr 2: 0; 2010 Qtr 3: 0; 2010 Qtr 4: 0; 2011 Qtr 1: 0; 2011 Qtr 2: 0; 2011 Qtr 3: 0; 2011 Qtr 4: 0 | 1
0 | 267040-Residential Condensor Coil Cleaning Resid SF CZ10 VintAll |  | System | Residential | 26-SFM-ResidentialSingleFamily-SP_COOL | 0 |  |  |  |  | 50 | 50 | 0 | 0 | 0 | 0 | 270 |  | kWh | 0.3564 | 0 | Residential | [7 empty] | 3 | 0.78 |  |  |  | 1 | 1 | 0 | 0 | 0 | 0 | 0 | 0 | 0 | 0 | 0 | 0 | 2009 Qtr 1: 0; 2009 Qtr 2: 0; 2009 Qtr 3: 0; 2009 Qtr 4: 1; 2010 Qtr 1: 0; 2010 Qtr 2: 0; 2010 Qtr 3: 0; 2010 Qtr 4: 0; 2011 Qtr 1: 0; 2011 Qtr 2: 0; 2011 Qtr 3: 0; 2011 Qtr 4: 0 | 1
0 | 267001-High Refrigerant Charge Adjustment (>= ±20% rated charge) Resid SFCZ10 Vint03 |  | System | Residential | 26-SFM-ResidentialSingleFamily-SP_COOL | 0 |  |  |  |  | 65 | 53 | 0 | 0 | 0 | 12 | 248.449 |  | kWh | 0.18306 | -0.066637 | Residential |  | Winter Only | [5 empty] | 10 | 0.78 |  |  |  | 1 | 3 | 0 | 0 | 0 | 0 | 0 | 0 | 0 | 0 | 0 | 0 | 2009 Qtr 1: 0; 2009 Qtr 2: 0; 2009 Qtr 3: 0; 2009 Qtr 4: 3; 2010 Qtr 1: 0; 2010 Qtr 2: 0; 2010 Qtr 3: 0; 2010 Qtr 4: 0; 2011 Qtr 1: 0; 2011 Qtr 2: 0; 2011 Qtr 3: 0; 2011 Qtr 4: 0 | 3
0 | 267040-Residential Condensor Coil Cleaning Resid SF CZ10 VintAll |  | System | Residential | 26-SFM-ResidentialSingleFamily-SP_COOL | 0 |  |  |  |  | 50 | 50 | 0 | 0 | 0 | 0 | 270 |  | kWh | 0.3564 | 0 | Residential | [7 empty] | 3 | 0.78 |  |  |  | 1 | 1 | 0 | 0 | 0 | 0 | 0 | 0 | 0 | 0 | 0 | 0 | 2009 Qtr 1: 0; 2009 Qtr 2: 0; 2009 Qtr 3: 0; 2009 Qtr 4: 1; 2010 Qtr 1: 0; 2010 Qtr 2: 0; 2010 Qtr 3: 0; 2010 Qtr 4: 0; 2011 Qtr 1: 0; 2011 Qtr 2: 0; 2011 Qtr 3: 0; 2011 Qtr 4: 0 | 1
0 | 267040-Residential Condensor Coil Cleaning Resid SF CZ10 VintAll |  | System | Residential | 26-SFM-ResidentialSingleFamily-SP_COOL | 0 |  |  |  |  | 50 | 50 | 0 | 0 | 0 | 0 | 270 |  | kWh | 0.3564 | 0 | Residential | [7 empty] | 3 | 0.78 |  |  |  | 1 | 1 | 0 | 0 | 0 | 0 | 0 | 0 | 0 | 0 | 0 | 0 | 2009 Qtr 1: 0; 2009 Qtr 2: 0; 2009 Qtr 3: 0; 2009 Qtr 4: 1; 2010 Qtr 1: 0; 2010 Qtr 2: 0; 2010 Qtr 3: 0; 2010 Qtr 4: 0; 2011 Qtr 1: 0; 2011 Qtr 2: 0; 2011 Qtr 3: 0; 2011 Qtr 4: 0 | 1
0 | 267001-High Refrigerant Charge Adjustment (>= ±20% rated charge) Resid SFCZ10 Vint03 |  | System | Residential | 26-SFM-ResidentialSingleFamily-SP_COOL | 0 |  |  |  |  | 65 | 53 | 0 | 0 | 0 | 12 | 248.449 |  | kWh | 0.18306 | -0.066637 | Residential |  | Winter Only | [5 empty] | 10 | 0.78 |  |  |  | 1 | 4 | 0 | 0 | 0 | 0 | 0 | 0 | 0 | 0 | 0 | 0 | 2009 Qtr 1: 0; 2009 Qtr 2: 0; 2009 Qtr 3: 0; 2009 Qtr 4: 4; 2010 Qtr 1: 0; 2010 Qtr 2: 0; 2010 Qtr 3: 0; 2010 Qtr 4: 0; 2011 Qtr 1: 0; 2011 Qtr 2: 0; 2011 Qtr 3: 0; 2011 Qtr 4: 0 | 4
0 | 267040-Residential Condensor Coil Cleaning Resid SF CZ10 VintAll |  | System | Residential | 26-SFM-ResidentialSingleFamily-SP_COOL | 0 |  |  |  |  | 50 | 50 | 0 | 0 | 0 | 0 | 270 |  | kWh | 0.3564 | 0 | Residential | [7 empty] | 3 | 0.78 |  |  |  | 1 | 1 | 0 | 0 | 0 | 0 | 0 | 0 | 0 | 0 | 0 | 0 | 2009 Qtr 1: 0; 2009 Qtr 2: 0; 2009 Qtr 3: 0; 2009 Qtr 4: 1; 2010 Qtr 1: 0; 2010 Qtr 2: 0; 2010 Qtr 3: 0; 2010 Qtr 4: 0; 2011 Qtr 1: 0; 2011 Qtr 2: 0; 2011 Qtr 3: 0; 2011 Qtr 4: 0 | 1
0 | 267001-High Refrigerant Charge Adjustment (>= ±20% rated charge) Resid SFCZ10 Vint03 |  | System | Residential | 26-SFM-ResidentialSingleFamily-SP_COOL | 0 |  |  |  |  | 65 | 53 | 0 | 0 | 0 | 12 | 248.449 |  | kWh | 0.18306 | -0.066637 | Residential |  | Winter Only | [5 empty] | 10 | 0.78 |  |  |  | 1 | 4 | 0 | 0 | 0 | 0 | 0 | 0 | 0 | 0 | 0 | 0 | 2009 Qtr 1: 0; 2009 Qtr 2: 0; 2009 Qtr 3: 0; 2009 Qtr 4: 4; 2010 Qtr 1: 0; 2010 Qtr 2: 0; 2010 Qtr 3: 0; 2010 Qtr 4: 0; 2011 Qtr 1: 0; 2011 Qtr 2: 0; 2011 Qtr 3: 0; 2011 Qtr 4: 0 | 4
0 | 267040-Residential Condensor Coil Cleaning Resid SF CZ10 VintAll |  | System | Residential | 26-SFM-ResidentialSingleFamily-SP_COOL | 0 |  |  |  |  | 50 | 50 | 0 | 0 | 0 | 0 | 270 |  | kWh | 0.3564 | 0 | Residential | [7 empty] | 3 | 0.78 |  |  |  | 1 | 1 | 0 | 0 | 0 | 0 | 0 | 0 | 0 | 0 | 0 | 0 | 2009 Qtr 1: 0; 2009 Qtr 2: 0; 2009 Qtr 3: 0; 2009 Qtr 4: 1; 2010 Qtr 1: 0; 2010 Qtr 2: 0; 2010 Qtr 3: 0; 2010 Qtr 4: 0; 2011 Qtr 1: 0; 2011 Qtr 2: 0; 2011 Qtr 3: 0; 2011 Qtr 4: 0 | 1
0 | 267001-High Refrigerant Charge Adjustment (>= ±20% rated charge) Resid SFCZ10 Vint03 |  | System | Residential | 26-SFM-ResidentialSingleFamily-SP_COOL | 0 |  |  |  |  | 65 | 53 | 0 | 0 | 0 | 12 | 248.449 |  | kWh | 0.18306 | -0.066637 | Residential |  | Winter Only | [5 empty] | 10 | 0.78 |  |  |  | 1 | 5 | 0 | 0 | 0 | 0 | 0 | 0 | 0 | 0 | 0 | 0 | 2009 Qtr 1: 0; 2009 Qtr 2: 0; 2009 Qtr 3: 0; 2009 Qtr 4: 5; 2010 Qtr 1: 0; 2010 Qtr 2: 0; 2010 Qtr 3: 0; 2010 Qtr 4: 0; 2011 Qtr 1: 0; 2011 Qtr 2: 0; 2011 Qtr 3: 0; 2011 Qtr 4: 0 | 5
0 | 267040-Residential Condensor Coil Cleaning Resid SF CZ10 VintAll |  | System | Residential | 26-SFM-ResidentialSingleFamily-SP_COOL | 0 |  |  |  |  | 50 | 50 | 0 | 0 | 0 | 0 | 270 |  | kWh | 0.3564 | 0 | Residential | [7 empty] | 3 | 0.78 |  |  |  | 1 | 1 | 0 | 0 | 0 | 0 | 0 | 0 | 0 | 0 | 0 | 0 | 2009 Qtr 1: 0; 2009 Qtr 2: 0; 2009 Qtr 3: 0; 2009 Qtr 4: 1; 2010 Qtr 1: 0; 2010 Qtr 2: 0; 2010 Qtr 3: 0; 2010 Qtr 4: 0; 2011 Qtr 1: 0; 2011 Qtr 2: 0; 2011 Qtr 3: 0; 2011 Qtr 4: 0 | 1
0 | 267001-High Refrigerant Charge Adjustment (>= ±20% rated charge) Resid SFCZ10 Vint03 |  | System | Residential | 26-SFM-ResidentialSingleFamily-SP_COOL | 0 |  |  |  |  | 65 | 61.8333 | 0 | 0 | 0 | 3.1667 | 248.449 |  | kWh | 0.18306 | -0.066637 | Residential |  | Winter Only | [5 empty] | 10 | 0.78 |  |  |  | 1 | 3 | 0 | 0 | 0 | 0 | 0 | 0 | 0 | 0 | 0 | 0 | 2009 Qtr 1: 0; 2009 Qtr 2: 0; 2009 Qtr 3: 0; 2009 Qtr 4: 3; 2010 Qtr 1: 0; 2010 Qtr 2: 0; 2010 Qtr 3: 0; 2010 Qtr 4: 0; 2011 Qtr 1: 0; 2011 Qtr 2: 0; 2011 Qtr 3: 0; 2011 Qtr 4: 0 | 3
0 | 267040-Residential Condensor Coil Cleaning Resid SF CZ10 VintAll |  | System | Residential | 26-SFM-ResidentialSingleFamily-SP_COOL | 0 |  |  |  |  | 50 | 50 | 0 | 0 | 0 | 0 | 270 |  | kWh | 0.3564 | 0 | Residential | [7 empty] | 3 | 0.78 |  |  |  | 1 | 1 | 0 | 0 | 0 | 0 | 0 | 0 | 0 | 0 | 0 | 0 | 2009 Qtr 1: 0; 2009 Qtr 2: 0; 2009 Qtr 3: 0; 2009 Qtr 4: 1; 2010 Qtr 1: 0; 2010 Qtr 2: 0; 2010 Qtr 3: 0; 2010 Qtr 4: 0; 2011 Qtr 1: 0; 2011 Qtr 2: 0; 2011 Qtr 3: 0; 2011 Qtr 4: 0 | 1
0 | 267001-High Refrigerant Charge Adjustment (>= ±20% rated charge) Resid SFCZ10 Vint03 |  | System | Residential | 26-SFM-ResidentialSingleFamily-SP_COOL | 0 |  |  |  |  | 65 | 53 | 0 | 0 | 0 | 12 | 248.449 |  | kWh | 0.18306 | -0.066637 | Residential |  | Winter Only | [5 empty] | 10 | 0.78 |  |  |  | 1 | 4 | 0 | 0 | 0 | 0 | 0 | 0 | 0 | 0 | 0 | 0 | 2009 Qtr 1: 0; 2009 Qtr 2: 0; 2009 Qtr 3: 0; 2009 Qtr 4: 4; 2010 Qtr 1: 0; 2010 Qtr 2: 0; 2010 Qtr 3: 0; 2010 Qtr 4: 0; 2011 Qtr 1: 0; 2011 Qtr 2: 0; 2011 Qtr 3: 0; 2011 Qtr 4: 0 | 4
0 | 267040-Residential Condensor Coil Cleaning Resid SF CZ10 VintAll |  | System | Residential | 26-SFM-ResidentialSingleFamily-SP_COOL | 0 |  |  |  |  | 50 | 50 | 0 | 0 | 0 | 0 | 270 |  | kWh | 0.3564 | 0 | Residential | [7 empty] | 3 | 0.78 |  |  |  | 1 | 1 | 0 | 0 | 0 | 0 | 0 | 0 | 0 | 0 | 0 | 0 | 2009 Qtr 1: 0; 2009 Qtr 2: 0; 2009 Qtr 3: 0; 2009 Qtr 4: 1; 2010 Qtr 1: 0; 2010 Qtr 2: 0; 2010 Qtr 3: 0; 2010 Qtr 4: 0; 2011 Qtr 1: 0; 2011 Qtr 2: 0; 2011 Qtr 3: 0; 2011 Qtr 4: 0 | 1
0 | 267002-High Refrigerant Charge Adjustment (>= ±20% rated charge) Resid SF CZ10 Vint04 |  | System | Residential | 26-SFM-ResidentialSingleFamily-SP_COOL | 0 |  |  |  |  | 65 | 53 | 0 | 0 | 0 | 12 | 205.771 |  | kWh | 0.22808 | -0.078078 | Residential |  | Winter Only | [5 empty] | 10 | 0.78 |  |  |  | 1 | 3 | 0 | 0 | 0 | 0 | 0 | 0 | 0 | 0 | 0 | 0 | 2009 Qtr 1: 0; 2009 Qtr 2: 0; 2009 Qtr 3: 0; 2009 Qtr 4: 3; 2010 Qtr 1: 0; 2010 Qtr 2: 0; 2010 Qtr 3: 0; 2010 Qtr 4: 0; 2011 Qtr 1: 0; 2011 Qtr 2: 0; 2011 Qtr 3: 0; 2011 Qtr 4: 0 | 3
0 | 267040-Residential Condensor Coil Cleaning Resid SF CZ10 VintAll |  | System | Residential | 26-SFM-ResidentialSingleFamily-SP_COOL | 0 |  |  |  |  | 50 | 50 | 0 | 0 | 0 | 0 | 270 |  | kWh | 0.3564 | 0 | Residential | [7 empty] | 3 | 0.78 |  |  |  | 1 | 1 | 0 | 0 | 0 | 0 | 0 | 0 | 0 | 0 | 0 | 0 | 2009 Qtr 1: 0; 2009 Qtr 2: 0; 2009 Qtr 3: 0; 2009 Qtr 4: 1; 2010 Qtr 1: 0; 2010 Qtr 2: 0; 2010 Qtr 3: 0; 2010 Qtr 4: 0; 2011 Qtr 1: 0; 2011 Qtr 2: 0; 2011 Qtr 3: 0; 2011 Qtr 4: 0 | 1
0 | 267004-High Refrigerant Charge Adjustment (>= ±20% rated charge) Resid SF CZ10 Vint01 |  | System | Residential | 26-SFM-ResidentialSingleFamily-SP_COOL | 0 |  |  |  |  | 65 | 61.8333 | 0 | 0 | 0 | 3.1667 | 110.437 |  | kWh | 0.1629 | -0.018297 | Residential |  | Winter Only | [5 empty] | 10 | 0.78 |  |  |  | 1 | 3 | 0 | 0 | 0 | 0 | 0 | 0 | 0 | 0 | 0 | 0 | 2009 Qtr 1: 0; 2009 Qtr 2: 0; 2009 Qtr 3: 0; 2009 Qtr 4: 3; 2010 Qtr 1: 0; 2010 Qtr 2: 0; 2010 Qtr 3: 0; 2010 Qtr 4: 0; 2011 Qtr 1: 0; 2011 Qtr 2: 0; 2011 Qtr 3: 0; 2011 Qtr 4: 0 | 3
0 | 267040-Residential Condensor Coil Cleaning Resid SF CZ10 VintAll |  | System | Residential | 26-SFM-ResidentialSingleFamily-SP_COOL | 0 |  |  |  |  | 50 | 50 | 0 | 0 | 0 | 0 | 270 |  | kWh | 0.3564 | 0 | Residential | [7 empty] | 3 | 0.78 |  |  |  | 1 | 1 | 0 | 0 | 0 | 0 | 0 | 0 | 0 | 0 | 0 | 0 | 2009 Qtr 1: 0; 2009 Qtr 2: 0; 2009 Qtr 3: 0; 2009 Qtr 4: 1; 2010 Qtr 1: 0; 2010 Qtr 2: 0; 2010 Qtr 3: 0; 2010 Qtr 4: 0; 2011 Qtr 1: 0; 2011 Qtr 2: 0; 2011 Qtr 3: 0; 2011 Qtr 4: 0 | 1
0 | 267002-High Refrigerant Charge Adjustment (>= ±20% rated charge) Resid SF CZ10 Vint04 |  | System | Residential | 26-SFM-ResidentialSingleFamily-SP_COOL | 0 |  |  |  |  | 65 | 61.8333 | 0 | 0 | 0 | 3.1667 | 205.771 |  | kWh | 0.22808 | -0.078078 | Residential |  | Winter Only | [5 empty] | 10 | 0.78 |  |  |  | 1 | 3 | 0 | 0 | 0 | 0 | 0 | 0 | 0 | 0 | 0 | 0 | 2009 Qtr 1: 0; 2009 Qtr 2: 0; 2009 Qtr 3: 0; 2009 Qtr 4: 3; 2010 Qtr 1: 0; 2010 Qtr 2: 0; 2010 Qtr 3: 0; 2010 Qtr 4: 0; 2011 Qtr 1: 0; 2011 Qtr 2: 0; 2011 Qtr 3: 0; 2011 Qtr 4: 0 | 3
0 | 267040-Residential Condensor Coil Cleaning Resid SF CZ10 VintAll |  | System | Residential | 26-SFM-ResidentialSingleFamily-SP_COOL | 0 |  |  |  |  | 50 | 50 | 0 | 0 | 0 | 0 | 270 |  | kWh | 0.3564 | 0 | Residential | [7 empty] | 3 | 0.78 |  |  |  | 1 | 1 | 0 | 0 | 0 | 0 | 0 | 0 | 0 | 0 | 0 | 0 | 2009 Qtr 1: 0; 2009 Qtr 2: 0; 2009 Qtr 3: 0; 2009 Qtr 4: 1; 2010 Qtr 1: 0; 2010 Qtr 2: 0; 2010 Qtr 3: 0; 2010 Qtr 4: 0; 2011 Qtr 1: 0; 2011 Qtr 2: 0; 2011 Qtr 3: 0; 2011 Qtr 4: 0 | 1
0 | 267003-High Refrigerant Charge Adjustment (>= ±20% rated charge) Resid SF CZ10 Vint05 |  | System | Residential | 26-SFM-ResidentialSingleFamily-SP_COOL | 0 |  |  |  |  | 65 | 53 | 0 | 0 | 0 | 12 | 162.471 |  | kWh | 0.23875 | -0.071356 | Residential |  | Winter Only | [5 empty] | 10 | 0.78 |  |  |  | 1 | 3 | 0 | 0 | 0 | 0 | 0 | 0 | 0 | 0 | 0 | 0 | 2009 Qtr 1: 0; 2009 Qtr 2: 0; 2009 Qtr 3: 0; 2009 Qtr 4: 3; 2010 Qtr 1: 0; 2010 Qtr 2: 0; 2010 Qtr 3: 0; 2010 Qtr 4: 0; 2011 Qtr 1: 0; 2011 Qtr 2: 0; 2011 Qtr 3: 0; 2011 Qtr 4: 0 | 3
0 | 267040-Residential Condensor Coil Cleaning Resid SF CZ10 VintAll |  | System | Residential | 26-SFM-ResidentialSingleFamily-SP_COOL | 0 |  |  |  |  | 50 | 50 | 0 | 0 | 0 | 0 | 270 |  | kWh | 0.3564 | 0 | Residential | [7 empty] | 3 | 0.78 |  |  |  | 1 | 1 | 0 | 0 | 0 | 0 | 0 | 0 | 0 | 0 | 0 | 0 | 2009 Qtr 1: 0; 2009 Qtr 2: 0; 2009 Qtr 3: 0; 2009 Qtr 4: 1; 2010 Qtr 1: 0; 2010 Qtr 2: 0; 2010 Qtr 3: 0; 2010 Qtr 4: 0; 2011 Qtr 1: 0; 2011 Qtr 2: 0; 2011 Qtr 3: 0; 2011 Qtr 4: 0 | 1
0 | 267001-High Refrigerant Charge Adjustment (>= ±20% rated charge) Resid SFCZ10 Vint03 |  | System | Residential | 26-SFM-ResidentialSingleFamily-SP_COOL | 0 |  |  |  |  | 65 | 53 | 0 | 0 | 0 | 12 | 248.449 |  | kWh | 0.18306 | -0.066637 | Residential |  | Winter Only | [5 empty] | 10 | 0.78 |  |  |  | 1 | 3 | 0 | 0 | 0 | 0 | 0 | 0 | 0 | 0 | 0 | 0 | 2009 Qtr 1: 0; 2009 Qtr 2: 0; 2009 Qtr 3: 0; 2009 Qtr 4: 3; 2010 Qtr 1: 0; 2010 Qtr 2: 0; 2010 Qtr 3: 0; 2010 Qtr 4: 0; 2011 Qtr 1: 0; 2011 Qtr 2: 0; 2011 Qtr 3: 0; 2011 Qtr 4: 0 | 3
0 | 267040-Residential Condensor Coil Cleaning Resid SF CZ10 VintAll |  | System | Residential | 26-SFM-ResidentialSingleFamily-SP_COOL | 0 |  |  |  |  | 50 | 50 | 0 | 0 | 0 | 0 | 270 |  | kWh | 0.3564 | 0 | Residential | [7 empty] | 3 | 0.78 |  |  |  | 1 | 1 | 0 | 0 | 0 | 0 | 0 | 0 | 0 | 0 | 0 | 0 | 2009 Qtr 1: 0; 2009 Qtr 2: 0; 2009 Qtr 3: 0; 2009 Qtr 4: 1; 2010 Qtr 1: 0; 2010 Qtr 2: 0; 2010 Qtr 3: 0; 2010 Qtr 4: 0; 2011 Qtr 1: 0; 2011 Qtr 2: 0; 2011 Qtr 3: 0; 2011 Qtr 4: 0 | 1
0 | 267040-Residential Condensor Coil Cleaning Resid SF CZ10 VintAll |  | System | Residential | 26-SFM-ResidentialSingleFamily-SP_COOL | 0 |  |  |  |  | 50 | 50 | 0 | 0 | 0 | 0 | 270 |  | kWh | 0.3564 | 0 | Residential | [7 empty] | 3 | 0.78 |  |  |  | 1 | 1 | 0 | 0 | 0 | 0 | 0 | 0 | 0 | 0 | 0 | 0 | 2009 Qtr 1: 0; 2009 Qtr 2: 0; 2009 Qtr 3: 0; 2009 Qtr 4: 1; 2010 Qtr 1: 0; 2010 Qtr 2: 0; 2010 Qtr 3: 0; 2010 Qtr 4: 0; 2011 Qtr 1: 0; 2011 Qtr 2: 0; 2011 Qtr 3: 0; 2011 Qtr 4: 0 | 1
0 | 267004-High Refrigerant Charge Adjustment (>= ±20% rated charge) Resid SF CZ10 Vint01 |  | System | Residential | 26-SFM-ResidentialSingleFamily-SP_COOL | 0 |  |  |  |  | 65 | 53 | 0 | 0 | 0 | 12 | 110.437 |  | kWh | 0.1629 | -0.018297 | Residential |  | Winter Only | [5 empty] | 10 | 0.78 |  |  |  | 1 | 4 | 0 | 0 | 0 | 0 | 0 | 0 | 0 | 0 | 0 | 0 | 2009 Qtr 1: 0; 2009 Qtr 2: 0; 2009 Qtr 3: 0; 2009 Qtr 4: 4; 2010 Qtr 1: 0; 2010 Qtr 2: 0; 2010 Qtr 3: 0; 2010 Qtr 4: 0; 2011 Qtr 1: 0; 2011 Qtr 2: 0; 2011 Qtr 3: 0; 2011 Qtr 4: 0 | 4
0 | 267040-Residential Condensor Coil Cleaning Resid SF CZ10 VintAll |  | System | Residential | 26-SFM-ResidentialSingleFamily-SP_COOL | 0 |  |  |  |  | 50 | 50 | 0 | 0 | 0 | 0 | 270 |  | kWh | 0.3564 | 0 | Residential | [7 empty] | 3 | 0.78 |  |  |  | 1 | 1 | 0 | 0 | 0 | 0 | 0 | 0 | 0 | 0 | 0 | 0 | 2009 Qtr 1: 0; 2009 Qtr 2: 0; 2009 Qtr 3: 0; 2009 Qtr 4: 1; 2010 Qtr 1: 0; 2010 Qtr 2: 0; 2010 Qtr 3: 0; 2010 Qtr 4: 0; 2011 Qtr 1: 0; 2011 Qtr 2: 0; 2011 Qtr 3: 0; 2011 Qtr 4: 0 | 1
0 | 267003-High Refrigerant Charge Adjustment (>= ±20% rated charge) Resid SF CZ10 Vint05 |  | System | Residential | 26-SFM-ResidentialSingleFamily-SP_COOL | 0 |  |  |  |  | 65 | 53 | 0 | 0 | 0 | 12 | 162.471 |  | kWh | 0.23875 | -0.071356 | Residential |  | Winter Only | [5 empty] | 10 | 0.78 |  |  |  | 1 | 3 | 0 | 0 | 0 | 0 | 0 | 0 | 0 | 0 | 0 | 0 | 2009 Qtr 1: 0; 2009 Qtr 2: 0; 2009 Qtr 3: 0; 2009 Qtr 4: 3; 2010 Qtr 1: 0; 2010 Qtr 2: 0; 2010 Qtr 3: 0; 2010 Qtr 4: 0; 2011 Qtr 1: 0; 2011 Qtr 2: 0; 2011 Qtr 3: 0; 2011 Qtr 4: 0 | 3
0 | 267040-Residential Condensor Coil Cleaning Resid SF CZ10 VintAll |  | System | Residential | 26-SFM-ResidentialSingleFamily-SP_COOL | 0 |  |  |  |  | 50 | 50 | 0 | 0 | 0 | 0 | 270 |  | kWh | 0.3564 | 0 | Residential | [7 empty] | 3 | 0.78 |  |  |  | 1 | 1 | 0 | 0 | 0 | 0 | 0 | 0 | 0 | 0 | 0 | 0 | 2009 Qtr 1: 0; 2009 Qtr 2: 0; 2009 Qtr 3: 0; 2009 Qtr 4: 1; 2010 Qtr 1: 0; 2010 Qtr 2: 0; 2010 Qtr 3: 0; 2010 Qtr 4: 0; 2011 Qtr 1: 0; 2011 Qtr 2: 0; 2011 Qtr 3: 0; 2011 Qtr 4: 0 | 1
0 | 267001-High Refrigerant Charge Adjustment (>= ±20% rated charge) Resid SFCZ10 Vint03 |  | System | Residential | 26-SFM-ResidentialSingleFamily-SP_COOL | 0 |  |  |  |  | 65 | 53 | 0 | 0 | 0 | 12 | 248.449 |  | kWh | 0.18306 | -0.066637 | Residential |  | Winter Only | [5 empty] | 10 | 0.78 |  |  |  | 1 | 5 | 0 | 0 | 0 | 0 | 0 | 0 | 0 | 0 | 0 | 0 | 2009 Qtr 1: 0; 2009 Qtr 2: 0; 2009 Qtr 3: 0; 2009 Qtr 4: 5; 2010 Qtr 1: 0; 2010 Qtr 2: 0; 2010 Qtr 3: 0; 2010 Qtr 4: 0; 2011 Qtr 1: 0; 2011 Qtr 2: 0; 2011 Qtr 3: 0; 2011 Qtr 4: 0 | 5
0 | 267040-Residential Condensor Coil Cleaning Resid SF CZ10 VintAll |  | System | Residential | 26-SFM-ResidentialSingleFamily-SP_COOL | 0 |  |  |  |  | 50 | 50 | 0 | 0 | 0 | 0 | 270 |  | kWh | 0.3564 | 0 | Residential | [7 empty] | 3 | 0.78 |  |  |  | 1 | 1 | 0 | 0 | 0 | 0 | 0 | 0 | 0 | 0 | 0 | 0 | 2009 Qtr 1: 0; 2009 Qtr 2: 0; 2009 Qtr 3: 0; 2009 Qtr 4: 1; 2010 Qtr 1: 0; 2010 Qtr 2: 0; 2010 Qtr 3: 0; 2010 Qtr 4: 0; 2011 Qtr 1: 0; 2011 Qtr 2: 0; 2011 Qtr 3: 0; 2011 Qtr 4: 0 | 1
0 | 267040-Residential Condensor Coil Cleaning Resid SF CZ10 VintAll |  | System | Residential | 26-SFM-ResidentialSingleFamily-SP_COOL | 0 |  |  |  |  | 50 | 50 | 0 | 0 | 0 | 0 | 270 |  | kWh | 0.3564 | 0 | Residential | [7 empty] | 3 | 0.78 |  |  |  | 1 | 1 | 0 | 0 | 0 | 0 | 0 | 0 | 0 | 0 | 0 | 0 | 2009 Qtr 1: 0; 2009 Qtr 2: 0; 2009 Qtr 3: 0; 2009 Qtr 4: 1; 2010 Qtr 1: 0; 2010 Qtr 2: 0; 2010 Qtr 3: 0; 2010 Qtr 4: 0; 2011 Qtr 1: 0; 2011 Qtr 2: 0; 2011 Qtr 3: 0; 2011 Qtr 4: 0 | 1
0 | 267001-High Refrigerant Charge Adjustment (>= ±20% rated charge) Resid SFCZ10 Vint03 |  | System | Residential | 26-SFM-ResidentialSingleFamily-SP_COOL | 0 |  |  |  |  | 65 | 53 | 0 | 0 | 0 | 12 | 248.449 |  | kWh | 0.18306 | -0.066637 | Residential |  | Winter Only | [5 empty] | 10 | 0.78 |  |  |  | 1 | 3 | 0 | 0 | 0 | 0 | 0 | 0 | 0 | 0 | 0 | 0 | 2009 Qtr 1: 0; 2009 Qtr 2: 0; 2009 Qtr 3: 0; 2009 Qtr 4: 3; 2010 Qtr 1: 0; 2010 Qtr 2: 0; 2010 Qtr 3: 0; 2010 Qtr 4: 0; 2011 Qtr 1: 0; 2011 Qtr 2: 0; 2011 Qtr 3: 0; 2011 Qtr 4: 0 | 3
0 | 267040-Residential Condensor Coil Cleaning Resid SF CZ10 VintAll |  | System | Residential | 26-SFM-ResidentialSingleFamily-SP_COOL | 0 |  |  |  |  | 50 | 50 | 0 | 0 | 0 | 0 | 270 |  | kWh | 0.3564 | 0 | Residential | [7 empty] | 3 | 0.78 |  |  |  | 1 | 1 | 0 | 0 | 0 | 0 | 0 | 0 | 0 | 0 | 0 | 0 | 2009 Qtr 1: 0; 2009 Qtr 2: 0; 2009 Qtr 3: 0; 2009 Qtr 4: 1; 2010 Qtr 1: 0; 2010 Qtr 2: 0; 2010 Qtr 3: 0; 2010 Qtr 4: 0; 2011 Qtr 1: 0; 2011 Qtr 2: 0; 2011 Qtr 3: 0; 2011 Qtr 4: 0 | 1
0 | 267002-High Refrigerant Charge Adjustment (>= ±20% rated charge) Resid SF CZ10 Vint04 |  | System | Residential | 26-SFM-ResidentialSingleFamily-SP_COOL | 0 |  |  |  |  | 65 | 61.8333 | 0 | 0 | 0 | 3.1667 | 205.771 |  | kWh | 0.22808 | -0.078078 | Residential |  | Winter Only | [5 empty] | 10 | 0.78 |  |  |  | 1 | 3 | 0 | 0 | 0 | 0 | 0 | 0 | 0 | 0 | 0 | 0 | 2009 Qtr 1: 0; 2009 Qtr 2: 0; 2009 Qtr 3: 0; 2009 Qtr 4: 3; 2010 Qtr 1: 0; 2010 Qtr 2: 0; 2010 Qtr 3: 0; 2010 Qtr 4: 0; 2011 Qtr 1: 0; 2011 Qtr 2: 0; 2011 Qtr 3: 0; 2011 Qtr 4: 0 | 3
0 | 267002-High Refrigerant Charge Adjustment (>= ±20% rated charge) Resid SF CZ10 Vint04 |  | System | Residential | 26-SFM-ResidentialSingleFamily-SP_COOL | 0 |  |  |  |  | 65 | 53 | 0 | 0 | 0 | 12 | 205.771 |  | kWh | 0.22808 | -0.078078 | Residential |  | Winter Only | [5 empty] | 10 | 0.78 |  |  |  | 1 | 3 | 0 | 0 | 0 | 0 | 0 | 0 | 0 | 0 | 0 | 0 | 2009 Qtr 1: 0; 2009 Qtr 2: 0; 2009 Qtr 3: 0; 2009 Qtr 4: 3; 2010 Qtr 1: 0; 2010 Qtr 2: 0; 2010 Qtr 3: 0; 2010 Qtr 4: 0; 2011 Qtr 1: 0; 2011 Qtr 2: 0; 2011 Qtr 3: 0; 2011 Qtr 4: 0 | 3
0 | 267040-Residential Condensor Coil Cleaning Resid SF CZ10 VintAll |  | System | Residential | 26-SFM-ResidentialSingleFamily-SP_COOL | 0 |  |  |  |  | 50 | 50 | 0 | 0 | 0 | 0 | 270 |  | kWh | 0.3564 | 0 | Residential | [7 empty] | 3 | 0.78 |  |  |  | 1 | 1 | 0 | 0 | 0 | 0 | 0 | 0 | 0 | 0 | 0 | 0 | 2009 Qtr 1: 0; 2009 Qtr 2: 0; 2009 Qtr 3: 0; 2009 Qtr 4: 1; 2010 Qtr 1: 0; 2010 Qtr 2: 0; 2010 Qtr 3: 0; 2010 Qtr 4: 0; 2011 Qtr 1: 0; 2011 Qtr 2: 0; 2011 Qtr 3: 0; 2011 Qtr 4: 0 | 1
0 | 267003-High Refrigerant Charge Adjustment (>= ±20% rated charge) Resid SF CZ10 Vint05 |  | System | Residential | 26-SFM-ResidentialSingleFamily-SP_COOL | 0 |  |  |  |  | 65 | 53 | 0 | 0 | 0 | 12 | 162.471 |  | kWh | 0.23875 | -0.071356 | Residential |  | Winter Only | [5 empty] | 10 | 0.78 |  |  |  | 1 | 3 | 0 | 0 | 0 | 0 | 0 | 0 | 0 | 0 | 0 | 0 | 2009 Qtr 1: 0; 2009 Qtr 2: 0; 2009 Qtr 3: 0; 2009 Qtr 4: 3; 2010 Qtr 1: 0; 2010 Qtr 2: 0; 2010 Qtr 3: 0; 2010 Qtr 4: 0; 2011 Qtr 1: 0; 2011 Qtr 2: 0; 2011 Qtr 3: 0; 2011 Qtr 4: 0 | 3
0 | 267040-Residential Condensor Coil Cleaning Resid SF CZ10 VintAll |  | System | Residential | 26-SFM-ResidentialSingleFamily-SP_COOL | 0 |  |  |  |  | 50 | 50 | 0 | 0 | 0 | 0 | 270 |  | kWh | 0.3564 | 0 | Residential | [7 empty] | 3 | 0.78 |  |  |  | 1 | 1 | 0 | 0 | 0 | 0 | 0 | 0 | 0 | 0 | 0 | 0 | 2009 Qtr 1: 0; 2009 Qtr 2: 0; 2009 Qtr 3: 0; 2009 Qtr 4: 1; 2010 Qtr 1: 0; 2010 Qtr 2: 0; 2010 Qtr 3: 0; 2010 Qtr 4: 0; 2011 Qtr 1: 0; 2011 Qtr 2: 0; 2011 Qtr 3: 0; 2011 Qtr 4: 0 | 1
0 | 267004-High Refrigerant Charge Adjustment (>= ±20% rated charge) Resid SF CZ10 Vint01 |  | System | Residential | 26-SFM-ResidentialSingleFamily-SP_COOL | 0 |  |  |  |  | 65 | 61.8333 | 0 | 0 | 0 | 3.1667 | 110.437 |  | kWh | 0.1629 | -0.018297 | Residential |  | Winter Only | [5 empty] | 10 | 0.78 |  |  |  | 1 | 3 | 0 | 0 | 0 | 0 | 0 | 0 | 0 | 0 | 0 | 0 | 2009 Qtr 1: 0; 2009 Qtr 2: 0; 2009 Qtr 3: 0; 2009 Qtr 4: 3; 2010 Qtr 1: 0; 2010 Qtr 2: 0; 2010 Qtr 3: 0; 2010 Qtr 4: 0; 2011 Qtr 1: 0; 2011 Qtr 2: 0; 2011 Qtr 3: 0; 2011 Qtr 4: 0 | 3
0 | 267040-Residential Condensor Coil Cleaning Resid SF CZ10 VintAll |  | System | Residential | 26-SFM-ResidentialSingleFamily-SP_COOL | 0 |  |  |  |  | 50 | 50 | 0 | 0 | 0 | 0 | 270 |  | kWh | 0.3564 | 0 | Residential | [7 empty] | 3 | 0.78 |  |  |  | 1 | 1 | 0 | 0 | 0 | 0 | 0 | 0 | 0 | 0 | 0 | 0 | 2009 Qtr 1: 0; 2009 Qtr 2: 0; 2009 Qtr 3: 0; 2009 Qtr 4: 1; 2010 Qtr 1: 0; 2010 Qtr 2: 0; 2010 Qtr 3: 0; 2010 Qtr 4: 0; 2011 Qtr 1: 0; 2011 Qtr 2: 0; 2011 Qtr 3: 0; 2011 Qtr 4: 0 | 1
0 | 267001-High Refrigerant Charge Adjustment (>= ±20% rated charge) Resid SFCZ10 Vint03 |  | System | Residential | 26-SFM-ResidentialSingleFamily-SP_COOL | 0 |  |  |  |  | 65 | 61.8333 | 0 | 0 | 0 | 3.1667 | 248.449 |  | kWh | 0.18306 | -0.066637 | Residential |  | Winter Only | [5 empty] | 10 | 0.78 |  |  |  | 1 | 3 | 0 | 0 | 0 | 0 | 0 | 0 | 0 | 0 | 0 | 0 | 2009 Qtr 1: 0; 2009 Qtr 2: 0; 2009 Qtr 3: 0; 2009 Qtr 4: 3; 2010 Qtr 1: 0; 2010 Qtr 2: 0; 2010 Qtr 3: 0; 2010 Qtr 4: 0; 2011 Qtr 1: 0; 2011 Qtr 2: 0; 2011 Qtr 3: 0; 2011 Qtr 4: 0 | 3
0 | 267040-Residential Condensor Coil Cleaning Resid SF CZ10 VintAll |  | System | Residential | 26-SFM-ResidentialSingleFamily-SP_COOL | 0 |  |  |  |  | 50 | 50 | 0 | 0 | 0 | 0 | 270 |  | kWh | 0.3564 | 0 | Residential | [7 empty] | 3 | 0.78 |  |  |  | 1 | 1 | 0 | 0 | 0 | 0 | 0 | 0 | 0 | 0 | 0 | 0 | 2009 Qtr 1: 0; 2009 Qtr 2: 0; 2009 Qtr 3: 0; 2009 Qtr 4: 1; 2010 Qtr 1: 0; 2010 Qtr 2: 0; 2010 Qtr 3: 0; 2010 Qtr 4: 0; 2011 Qtr 1: 0; 2011 Qtr 2: 0; 2011 Qtr 3: 0; 2011 Qtr 4: 0 | 1
0 | 267004-High Refrigerant Charge Adjustment (>= ±20% rated charge) Resid SF CZ10 Vint01 |  | System | Residential | 26-SFM-ResidentialSingleFamily-SP_COOL | 0 |  |  |  |  | 65 | 53 | 0 | 0 | 0 | 12 | 110.437 |  | kWh | 0.1629 | -0.018297 | Residential |  | Winter Only | [5 empty] | 10 | 0.78 |  |  |  | 1 | 4 | 0 | 0 | 0 | 0 | 0 | 0 | 0 | 0 | 0 | 0 | 2009 Qtr 1: 0; 2009 Qtr 2: 0; 2009 Qtr 3: 0; 2009 Qtr 4: 4; 2010 Qtr 1: 0; 2010 Qtr 2: 0; 2010 Qtr 3: 0; 2010 Qtr 4: 0; 2011 Qtr 1: 0; 2011 Qtr 2: 0; 2011 Qtr 3: 0; 2011 Qtr 4: 0 | 4
0 | 267040-Residential Condensor Coil Cleaning Resid SF CZ10 VintAll |  | System | Residential | 26-SFM-ResidentialSingleFamily-SP_COOL | 0 |  |  |  |  | 50 | 50 | 0 | 0 | 0 | 0 | 270 |  | kWh | 0.3564 | 0 | Residential | [7 empty] | 3 | 0.78 |  |  |  | 1 | 1 | 0 | 0 | 0 | 0 | 0 | 0 | 0 | 0 | 0 | 0 | 2009 Qtr 1: 0; 2009 Qtr 2: 0; 2009 Qtr 3: 0; 2009 Qtr 4: 1; 2010 Qtr 1: 0; 2010 Qtr 2: 0; 2010 Qtr 3: 0; 2010 Qtr 4: 0; 2011 Qtr 1: 0; 2011 Qtr 2: 0; 2011 Qtr 3: 0; 2011 Qtr 4: 0 | 1
0 | 267001-High Refrigerant Charge Adjustment (>= ±20% rated charge) Resid SFCZ10 Vint03 |  | System | Residential | 26-SFM-ResidentialSingleFamily-SP_COOL | 0 |  |  |  |  | 65 | 53 | 0 | 0 | 0 | 12 | 248.449 |  | kWh | 0.18306 | -0.066637 | Residential |  | Winter Only | [5 empty] | 10 | 0.78 |  |  |  | 1 | 4 | 0 | 0 | 0 | 0 | 0 | 0 | 0 | 0 | 0 | 0 | 2009 Qtr 1: 0; 2009 Qtr 2: 0; 2009 Qtr 3: 0; 2009 Qtr 4: 4; 2010 Qtr 1: 0; 2010 Qtr 2: 0; 2010 Qtr 3: 0; 2010 Qtr 4: 0; 2011 Qtr 1: 0; 2011 Qtr 2: 0; 2011 Qtr 3: 0; 2011 Qtr 4: 0 | 4
0 | 267040-Residential Condensor Coil Cleaning Resid SF CZ10 VintAll |  | System | Residential | 26-SFM-ResidentialSingleFamily-SP_COOL | 0 |  |  |  |  | 50 | 50 | 0 | 0 | 0 | 0 | 270 |  | kWh | 0.3564 | 0 | Residential | [7 empty] | 3 | 0.78 |  |  |  | 1 | 1 | 0 | 0 | 0 | 0 | 0 | 0 | 0 | 0 | 0 | 0 | 2009 Qtr 1: 0; 2009 Qtr 2: 0; 2009 Qtr 3: 0; 2009 Qtr 4: 1; 2010 Qtr 1: 0; 2010 Qtr 2: 0; 2010 Qtr 3: 0; 2010 Qtr 4: 0; 2011 Qtr 1: 0; 2011 Qtr 2: 0; 2011 Qtr 3: 0; 2011 Qtr 4: 0 | 1
0 | 267001-High Refrigerant Charge Adjustment (>= ±20% rated charge) Resid SFCZ10 Vint03 |  | System | Residential | 26-SFM-ResidentialSingleFamily-SP_COOL | 0 |  |  |  |  | 65 | 61.8333 | 0 | 0 | 0 | 3.1667 | 248.449 |  | kWh | 0.18306 | -0.066637 | Residential |  | Winter Only | [5 empty] | 10 | 0.78 |  |  |  | 1 | 3 | 0 | 0 | 0 | 0 | 0 | 0 | 0 | 0 | 0 | 0 | 2009 Qtr 1: 0; 2009 Qtr 2: 0; 2009 Qtr 3: 0; 2009 Qtr 4: 3; 2010 Qtr 1: 0; 2010 Qtr 2: 0; 2010 Qtr 3: 0; 2010 Qtr 4: 0; 2011 Qtr 1: 0; 2011 Qtr 2: 0; 2011 Qtr 3: 0; 2011 Qtr 4: 0 | 3
0 | 267040-Residential Condensor Coil Cleaning Resid SF CZ10 VintAll |  | System | Residential | 26-SFM-ResidentialSingleFamily-SP_COOL | 0 |  |  |  |  | 50 | 50 | 0 | 0 | 0 | 0 | 270 |  | kWh | 0.3564 | 0 | Residential | [7 empty] | 3 | 0.78 |  |  |  | 1 | 1 | 0 | 0 | 0 | 0 | 0 | 0 | 0 | 0 | 0 | 0 | 2009 Qtr 1: 0; 2009 Qtr 2: 0; 2009 Qtr 3: 0; 2009 Qtr 4: 1; 2010 Qtr 1: 0; 2010 Qtr 2: 0; 2010 Qtr 3: 0; 2010 Qtr 4: 0; 2011 Qtr 1: 0; 2011 Qtr 2: 0; 2011 Qtr 3: 0; 2011 Qtr 4: 0 | 1
0 | 267002-High Refrigerant Charge Adjustment (>= ±20% rated charge) Resid SF CZ10 Vint04 |  | System | Residential | 26-SFM-ResidentialSingleFamily-SP_COOL | 0 |  |  |  |  | 65 | 53 | 0 | 0 | 0 | 12 | 205.771 |  | kWh | 0.22808 | -0.078078 | Residential |  | Winter Only | [5 empty] | 10 | 0.78 |  |  |  | 1 | 5 | 0 | 0 | 0 | 0 | 0 | 0 | 0 | 0 | 0 | 0 | 2009 Qtr 1: 0; 2009 Qtr 2: 0; 2009 Qtr 3: 0; 2009 Qtr 4: 5; 2010 Qtr 1: 0; 2010 Qtr 2: 0; 2010 Qtr 3: 0; 2010 Qtr 4: 0; 2011 Qtr 1: 0; 2011 Qtr 2: 0; 2011 Qtr 3: 0; 2011 Qtr 4: 0 | 5
0 | 267040-Residential Condensor Coil Cleaning Resid SF CZ10 VintAll |  | System | Residential | 26-SFM-ResidentialSingleFamily-SP_COOL | 0 |  |  |  |  | 50 | 50 | 0 | 0 | 0 | 0 | 270 |  | kWh | 0.3564 | 0 | Residential | [7 empty] | 3 | 0.78 |  |  |  | 1 | 1 | 0 | 0 | 0 | 0 | 0 | 0 | 0 | 0 | 0 | 0 | 2009 Qtr 1: 0; 2009 Qtr 2: 0; 2009 Qtr 3: 0; 2009 Qtr 4: 1; 2010 Qtr 1: 0; 2010 Qtr 2: 0; 2010 Qtr 3: 0; 2010 Qtr 4: 0; 2011 Qtr 1: 0; 2011 Qtr 2: 0; 2011 Qtr 3: 0; 2011 Qtr 4: 0 | 1
0 | 267001-High Refrigerant Charge Adjustment (>= ±20% rated charge) Resid SFCZ10 Vint03 |  | System | Residential | 26-SFM-ResidentialSingleFamily-SP_COOL | 0 |  |  |  |  | 65 | 61.8333 | 0 | 0 | 0 | 3.1667 | 248.449 |  | kWh | 0.18306 | -0.066637 | Residential |  | Winter Only | [5 empty] | 10 | 0.78 |  |  |  | 1 | 3 | 0 | 0 | 0 | 0 | 0 | 0 | 0 | 0 | 0 | 0 | 2009 Qtr 1: 0; 2009 Qtr 2: 0; 2009 Qtr 3: 0; 2009 Qtr 4: 3; 2010 Qtr 1: 0; 2010 Qtr 2: 0; 2010 Qtr 3: 0; 2010 Qtr 4: 0; 2011 Qtr 1: 0; 2011 Qtr 2: 0; 2011 Qtr 3: 0; 2011 Qtr 4: 0 | 3
0 | 267040-Residential Condensor Coil Cleaning Resid SF CZ10 VintAll |  | System | Residential | 26-SFM-ResidentialSingleFamily-SP_COOL | 0 |  |  |  |  | 50 | 50 | 0 | 0 | 0 | 0 | 270 |  | kWh | 0.3564 | 0 | Residential | [7 empty] | 3 | 0.78 |  |  |  | 1 | 1 | 0 | 0 | 0 | 0 | 0 | 0 | 0 | 0 | 0 | 0 | 2009 Qtr 1: 0; 2009 Qtr 2: 0; 2009 Qtr 3: 0; 2009 Qtr 4: 1; 2010 Qtr 1: 0; 2010 Qtr 2: 0; 2010 Qtr 3: 0; 2010 Qtr 4: 0; 2011 Qtr 1: 0; 2011 Qtr 2: 0; 2011 Qtr 3: 0; 2011 Qtr 4: 0 | 1
0 | 267001-High Refrigerant Charge Adjustment (>= ±20% rated charge) Resid SFCZ10 Vint03 |  | System | Residential | 26-SFM-ResidentialSingleFamily-SP_COOL | 0 |  |  |  |  | 65 | 53 | 0 | 0 | 0 | 12 | 248.449 |  | kWh | 0.18306 | -0.066637 | Residential |  | Winter Only | [5 empty] | 10 | 0.78 |  |  |  | 1 | 4 | 0 | 0 | 0 | 0 | 0 | 0 | 0 | 0 | 0 | 0 | 2009 Qtr 1: 0; 2009 Qtr 2: 0; 2009 Qtr 3: 0; 2009 Qtr 4: 4; 2010 Qtr 1: 0; 2010 Qtr 2: 0; 2010 Qtr 3: 0; 2010 Qtr 4: 0; 2011 Qtr 1: 0; 2011 Qtr 2: 0; 2011 Qtr 3: 0; 2011 Qtr 4: 0 | 4
0 | 267040-Residential Condensor Coil Cleaning Resid SF CZ10 VintAll |  | System | Residential | 26-SFM-ResidentialSingleFamily-SP_COOL | 0 |  |  |  |  | 50 | 50 | 0 | 0 | 0 | 0 | 270 |  | kWh | 0.3564 | 0 | Residential | [7 empty] | 3 | 0.78 |  |  |  | 1 | 1 | 0 | 0 | 0 | 0 | 0 | 0 | 0 | 0 | 0 | 0 | 2009 Qtr 1: 0; 2009 Qtr 2: 0; 2009 Qtr 3: 0; 2009 Qtr 4: 1; 2010 Qtr 1: 0; 2010 Qtr 2: 0; 2010 Qtr 3: 0; 2010 Qtr 4: 0; 2011 Qtr 1: 0; 2011 Qtr 2: 0; 2011 Qtr 3: 0; 2011 Qtr 4: 0 | 1
0 | 267001-High Refrigerant Charge Adjustment (>= ±20% rated charge) Resid SFCZ10 Vint03 |  | System | Residential | 26-SFM-ResidentialSingleFamily-SP_COOL | 0 |  |  |  |  | 65 | 53 | 0 | 0 | 0 | 12 | 248.449 |  | kWh | 0.18306 | -0.066637 | Residential |  | Winter Only | [5 empty] | 10 | 0.78 |  |  |  | 1 | 3 | 0 | 0 | 0 | 0 | 0 | 0 | 0 | 0 | 0 | 0 | 2009 Qtr 1: 0; 2009 Qtr 2: 0; 2009 Qtr 3: 0; 2009 Qtr 4: 3; 2010 Qtr 1: 0; 2010 Qtr 2: 0; 2010 Qtr 3: 0; 2010 Qtr 4: 0; 2011 Qtr 1: 0; 2011 Qtr 2: 0; 2011 Qtr 3: 0; 2011 Qtr 4: 0 | 3
0 | 267040-Residential Condensor Coil Cleaning Resid SF CZ10 VintAll |  | System | Residential | 26-SFM-ResidentialSingleFamily-SP_COOL | 0 |  |  |  |  | 50 | 50 | 0 | 0 | 0 | 0 | 270 |  | kWh | 0.3564 | 0 | Residential | [7 empty] | 3 | 0.78 |  |  |  | 1 | 1 | 0 | 0 | 0 | 0 | 0 | 0 | 0 | 0 | 0 | 0 | 2009 Qtr 1: 0; 2009 Qtr 2: 0; 2009 Qtr 3: 0; 2009 Qtr 4: 1; 2010 Qtr 1: 0; 2010 Qtr 2: 0; 2010 Qtr 3: 0; 2010 Qtr 4: 0; 2011 Qtr 1: 0; 2011 Qtr 2: 0; 2011 Qtr 3: 0; 2011 Qtr 4: 0 | 1
0 | 267002-High Refrigerant Charge Adjustment (>= ±20% rated charge) Resid SF CZ10 Vint04 |  | System | Residential | 26-SFM-ResidentialSingleFamily-SP_COOL | 0 |  |  |  |  | 65 | 61.8333 | 0 | 0 | 0 | 3.1667 | 205.771 |  | kWh | 0.22808 | -0.078078 | Residential |  | Winter Only | [5 empty] | 10 | 0.78 |  |  |  | 1 | 3 | 0 | 0 | 0 | 0 | 0 | 0 | 0 | 0 | 0 | 0 | 2009 Qtr 1: 0; 2009 Qtr 2: 0; 2009 Qtr 3: 0; 2009 Qtr 4: 3; 2010 Qtr 1: 0; 2010 Qtr 2: 0; 2010 Qtr 3: 0; 2010 Qtr 4: 0; 2011 Qtr 1: 0; 2011 Qtr 2: 0; 2011 Qtr 3: 0; 2011 Qtr 4: 0 | 3
0 | 267040-Residential Condensor Coil Cleaning Resid SF CZ10 VintAll |  | System | Residential | 26-SFM-ResidentialSingleFamily-SP_COOL | 0 |  |  |  |  | 50 | 50 | 0 | 0 | 0 | 0 | 270 |  | kWh | 0.3564 | 0 | Residential | [7 empty] | 3 | 0.78 |  |  |  | 1 | 1 | 0 | 0 | 0 | 0 | 0 | 0 | 0 | 0 | 0 | 0 | 2009 Qtr 1: 0; 2009 Qtr 2: 0; 2009 Qtr 3: 0; 2009 Qtr 4: 1; 2010 Qtr 1: 0; 2010 Qtr 2: 0; 2010 Qtr 3: 0; 2010 Qtr 4: 0; 2011 Qtr 1: 0; 2011 Qtr 2: 0; 2011 Qtr 3: 0; 2011 Qtr 4: 0 | 1
0 | 267001-High Refrigerant Charge Adjustment (>= ±20% rated charge) Resid SFCZ10 Vint03 |  | System | Residential | 26-SFM-ResidentialSingleFamily-SP_COOL | 0 |  |  |  |  | 65 | 53 | 0 | 0 | 0 | 12 | 248.449 |  | kWh | 0.18306 | -0.066637 | Residential |  | Winter Only | [5 empty] | 10 | 0.78 |  |  |  | 1 | 3 | 0 | 0 | 0 | 0 | 0 | 0 | 0 | 0 | 0 | 0 | 2009 Qtr 1: 0; 2009 Qtr 2: 0; 2009 Qtr 3: 0; 2009 Qtr 4: 3; 2010 Qtr 1: 0; 2010 Qtr 2: 0; 2010 Qtr 3: 0; 2010 Qtr 4: 0; 2011 Qtr 1: 0; 2011 Qtr 2: 0; 2011 Qtr 3: 0; 2011 Qtr 4: 0 | 3
0 | 267040-Residential Condensor Coil Cleaning Resid SF CZ10 VintAll |  | System | Residential | 26-SFM-ResidentialSingleFamily-SP_COOL | 0 |  |  |  |  | 50 | 50 | 0 | 0 | 0 | 0 | 270 |  | kWh | 0.3564 | 0 | Residential | [7 empty] | 3 | 0.78 |  |  |  | 1 | 1 | 0 | 0 | 0 | 0 | 0 | 0 | 0 | 0 | 0 | 0 | 2009 Qtr 1: 0; 2009 Qtr 2: 0; 2009 Qtr 3: 0; 2009 Qtr 4: 1; 2010 Qtr 1: 0; 2010 Qtr 2: 0; 2010 Qtr 3: 0; 2010 Qtr 4: 0; 2011 Qtr 1: 0; 2011 Qtr 2: 0; 2011 Qtr 3: 0; 2011 Qtr 4: 0 | 1
0 | 267001-High Refrigerant Charge Adjustment (>= ±20% rated charge) Resid SFCZ10 Vint03 |  | System | Residential | 26-SFM-ResidentialSingleFamily-SP_COOL | 0 |  |  |  |  | 65 | 53 | 0 | 0 | 0 | 12 | 248.449 |  | kWh | 0.18306 | -0.066637 | Residential |  | Winter Only | [5 empty] | 10 | 0.78 |  |  |  | 1 | 4 | 0 | 0 | 0 | 0 | 0 | 0 | 0 | 0 | 0 | 0 | 2009 Qtr 1: 0; 2009 Qtr 2: 0; 2009 Qtr 3: 0; 2009 Qtr 4: 4; 2010 Qtr 1: 0; 2010 Qtr 2: 0; 2010 Qtr 3: 0; 2010 Qtr 4: 0; 2011 Qtr 1: 0; 2011 Qtr 2: 0; 2011 Qtr 3: 0; 2011 Qtr 4: 0 | 4
0 | 267040-Residential Condensor Coil Cleaning Resid SF CZ10 VintAll |  | System | Residential | 26-SFM-ResidentialSingleFamily-SP_COOL | 0 |  |  |  |  | 50 | 50 | 0 | 0 | 0 | 0 | 270 |  | kWh | 0.3564 | 0 | Residential | [7 empty] | 3 | 0.78 |  |  |  | 1 | 1 | 0 | 0 | 0 | 0 | 0 | 0 | 0 | 0 | 0 | 0 | 2009 Qtr 1: 0; 2009 Qtr 2: 0; 2009 Qtr 3: 0; 2009 Qtr 4: 1; 2010 Qtr 1: 0; 2010 Qtr 2: 0; 2010 Qtr 3: 0; 2010 Qtr 4: 0; 2011 Qtr 1: 0; 2011 Qtr 2: 0; 2011 Qtr 3: 0; 2011 Qtr 4: 0 | 1
0 | 267040-Residential Condensor Coil Cleaning Resid SF CZ10 VintAll |  | System | Residential | 26-SFM-ResidentialSingleFamily-SP_COOL | 0 |  |  |  |  | 50 | 50 | 0 | 0 | 0 | 0 | 270 |  | kWh | 0.3564 | 0 | Residential | [7 empty] | 3 | 0.78 |  |  |  | 1 | 1 | 0 | 0 | 0 | 0 | 0 | 0 | 0 | 0 | 0 | 0 | 2009 Qtr 1: 0; 2009 Qtr 2: 0; 2009 Qtr 3: 0; 2009 Qtr 4: 1; 2010 Qtr 1: 0; 2010 Qtr 2: 0; 2010 Qtr 3: 0; 2010 Qtr 4: 0; 2011 Qtr 1: 0; 2011 Qtr 2: 0; 2011 Qtr 3: 0; 2011 Qtr 4: 0 | 1
0 | 267001-High Refrigerant Charge Adjustment (>= ±20% rated charge) Resid SFCZ10 Vint03 |  | System | Residential | 26-SFM-ResidentialSingleFamily-SP_COOL | 0 |  |  |  |  | 65 | 61.8333 | 0 | 0 | 0 | 3.1667 | 248.449 |  | kWh | 0.18306 | -0.066637 | Residential |  | Winter Only | [5 empty] | 10 | 0.78 |  |  |  | 1 | 3 | 0 | 0 | 0 | 0 | 0 | 0 | 0 | 0 | 0 | 0 | 2009 Qtr 1: 0; 2009 Qtr 2: 0; 2009 Qtr 3: 0; 2009 Qtr 4: 3; 2010 Qtr 1: 0; 2010 Qtr 2: 0; 2010 Qtr 3: 0; 2010 Qtr 4: 0; 2011 Qtr 1: 0; 2011 Qtr 2: 0; 2011 Qtr 3: 0; 2011 Qtr 4: 0 | 3
0 | 267040-Residential Condensor Coil Cleaning Resid SF CZ10 VintAll |  | System | Residential | 26-SFM-ResidentialSingleFamily-SP_COOL | 0 |  |  |  |  | 50 | 50 | 0 | 0 | 0 | 0 | 270 |  | kWh | 0.3564 | 0 | Residential | [7 empty] | 3 | 0.78 |  |  |  | 1 | 1 | 0 | 0 | 0 | 0 | 0 | 0 | 0 | 0 | 0 | 0 | 2009 Qtr 1: 0; 2009 Qtr 2: 0; 2009 Qtr 3: 0; 2009 Qtr 4: 1; 2010 Qtr 1: 0; 2010 Qtr 2: 0; 2010 Qtr 3: 0; 2010 Qtr 4: 0; 2011 Qtr 1: 0; 2011 Qtr 2: 0; 2011 Qtr 3: 0; 2011 Qtr 4: 0 | 1
0 | 267040-Residential Condensor Coil Cleaning Resid SF CZ10 VintAll |  | System | Residential | 26-SFM-ResidentialSingleFamily-SP_COOL | 0 |  |  |  |  | 50 | 50 | 0 | 0 | 0 | 0 | 270 |  | kWh | 0.3564 | 0 | Residential | [7 empty] | 3 | 0.78 |  |  |  | 1 | 1 | 0 | 0 | 0 | 0 | 0 | 0 | 0 | 0 | 0 | 0 | 2009 Qtr 1: 0; 2009 Qtr 2: 0; 2009 Qtr 3: 0; 2009 Qtr 4: 1; 2010 Qtr 1: 0; 2010 Qtr 2: 0; 2010 Qtr 3: 0; 2010 Qtr 4: 0; 2011 Qtr 1: 0; 2011 Qtr 2: 0; 2011 Qtr 3: 0; 2011 Qtr 4: 0 | 1
0 | 267040-Residential Condensor Coil Cleaning Resid SF CZ10 VintAll |  | System | Residential | 26-SFM-ResidentialSingleFamily-SP_COOL | 0 |  |  |  |  | 50 | 50 | 0 | 0 | 0 | 0 | 270 |  | kWh | 0.3564 | 0 | Residential | [7 empty] | 3 | 0.78 |  |  |  | 1 | 1 | 0 | 0 | 0 | 0 | 0 | 0 | 0 | 0 | 0 | 0 | 2009 Qtr 1: 0; 2009 Qtr 2: 0; 2009 Qtr 3: 0; 2009 Qtr 4: 1; 2010 Qtr 1: 0; 2010 Qtr 2: 0; 2010 Qtr 3: 0; 2010 Qtr 4: 0; 2011 Qtr 1: 0; 2011 Qtr 2: 0; 2011 Qtr 3: 0; 2011 Qtr 4: 0 | 1
0 | 267001-High Refrigerant Charge Adjustment (>= ±20% rated charge) Resid SFCZ10 Vint03 |  | System | Residential | 26-SFM-ResidentialSingleFamily-SP_COOL | 0 |  |  |  |  | 65 | 61.8333 | 0 | 0 | 0 | 3.1667 | 248.449 |  | kWh | 0.18306 | -0.066637 | Residential |  | Winter Only | [5 empty] | 10 | 0.78 |  |  |  | 1 | 3 | 0 | 0 | 0 | 0 | 0 | 0 | 0 | 0 | 0 | 0 | 2009 Qtr 1: 0; 2009 Qtr 2: 0; 2009 Qtr 3: 0; 2009 Qtr 4: 3; 2010 Qtr 1: 0; 2010 Qtr 2: 0; 2010 Qtr 3: 0; 2010 Qtr 4: 0; 2011 Qtr 1: 0; 2011 Qtr 2: 0; 2011 Qtr 3: 0; 2011 Qtr 4: 0 | 3
0 | 267040-Residential Condensor Coil Cleaning Resid SF CZ10 VintAll |  | System | Residential | 26-SFM-ResidentialSingleFamily-SP_COOL | 0 |  |  |  |  | 50 | 50 | 0 | 0 | 0 | 0 | 270 |  | kWh | 0.3564 | 0 | Residential | [7 empty] | 3 | 0.78 |  |  |  | 1 | 1 | 0 | 0 | 0 | 0 | 0 | 0 | 0 | 0 | 0 | 0 | 2009 Qtr 1: 0; 2009 Qtr 2: 0; 2009 Qtr 3: 0; 2009 Qtr 4: 1; 2010 Qtr 1: 0; 2010 Qtr 2: 0; 2010 Qtr 3: 0; 2010 Qtr 4: 0; 2011 Qtr 1: 0; 2011 Qtr 2: 0; 2011 Qtr 3: 0; 2011 Qtr 4: 0 | 1
0 | 267002-High Refrigerant Charge Adjustment (>= ±20% rated charge) Resid SF CZ10 Vint04 |  | System | Residential | 26-SFM-ResidentialSingleFamily-SP_COOL | 0 |  |  |  |  | 65 | 66.25 | 0 | 0 | 0 | -1.25 | 205.771 |  | kWh | 0.22808 | -0.078078 | Residential |  | Winter Only | [5 empty] | 10 | 0.78 |  |  |  | 1 | 2 | 0 | 0 | 0 | 0 | 0 | 0 | 0 | 0 | 0 | 0 | 2009 Qtr 1: 0; 2009 Qtr 2: 0; 2009 Qtr 3: 0; 2009 Qtr 4: 2; 2010 Qtr 1: 0; 2010 Qtr 2: 0; 2010 Qtr 3: 0; 2010 Qtr 4: 0; 2011 Qtr 1: 0; 2011 Qtr 2: 0; 2011 Qtr 3: 0; 2011 Qtr 4: 0 | 2
0 | 267040-Residential Condensor Coil Cleaning Resid SF CZ10 VintAll |  | System | Residential | 26-SFM-ResidentialSingleFamily-SP_COOL | 0 |  |  |  |  | 50 | 50 | 0 | 0 | 0 | 0 | 270 |  | kWh | 0.3564 | 0 | Residential | [7 empty] | 3 | 0.78 |  |  |  | 1 | 1 | 0 | 0 | 0 | 0 | 0 | 0 | 0 | 0 | 0 | 0 | 2009 Qtr 1: 0; 2009 Qtr 2: 0; 2009 Qtr 3: 0; 2009 Qtr 4: 1; 2010 Qtr 1: 0; 2010 Qtr 2: 0; 2010 Qtr 3: 0; 2010 Qtr 4: 0; 2011 Qtr 1: 0; 2011 Qtr 2: 0; 2011 Qtr 3: 0; 2011 Qtr 4: 0 | 1
0 | 267001-High Refrigerant Charge Adjustment (>= ±20% rated charge) Resid SFCZ10 Vint03 |  | System | Residential | 26-SFM-ResidentialSingleFamily-SP_COOL | 0 |  |  |  |  | 65 | 53 | 0 | 0 | 0 | 12 | 248.449 |  | kWh | 0.18306 | -0.066637 | Residential |  | Winter Only | [5 empty] | 10 | 0.78 |  |  |  | 1 | 4 | 0 | 0 | 0 | 0 | 0 | 0 | 0 | 0 | 0 | 0 | 2009 Qtr 1: 0; 2009 Qtr 2: 0; 2009 Qtr 3: 0; 2009 Qtr 4: 4; 2010 Qtr 1: 0; 2010 Qtr 2: 0; 2010 Qtr 3: 0; 2010 Qtr 4: 0; 2011 Qtr 1: 0; 2011 Qtr 2: 0; 2011 Qtr 3: 0; 2011 Qtr 4: 0 | 4
0 | 267040-Residential Condensor Coil Cleaning Resid SF CZ10 VintAll |  | System | Residential | 26-SFM-ResidentialSingleFamily-SP_COOL | 0 |  |  |  |  | 50 | 50 | 0 | 0 | 0 | 0 | 270 |  | kWh | 0.3564 | 0 | Residential | [7 empty] | 3 | 0.78 |  |  |  | 1 | 1 | 0 | 0 | 0 | 0 | 0 | 0 | 0 | 0 | 0 | 0 | 2009 Qtr 1: 0; 2009 Qtr 2: 0; 2009 Qtr 3: 0; 2009 Qtr 4: 1; 2010 Qtr 1: 0; 2010 Qtr 2: 0; 2010 Qtr 3: 0; 2010 Qtr 4: 0; 2011 Qtr 1: 0; 2011 Qtr 2: 0; 2011 Qtr 3: 0; 2011 Qtr 4: 0 | 1
0 | 267040-Residential Condensor Coil Cleaning Resid SF CZ10 VintAll |  | System | Residential | 26-SFM-ResidentialSingleFamily-SP_COOL | 0 |  |  |  |  | 50 | 50 | 0 | 0 | 0 | 0 | 270 |  | kWh | 0.3564 | 0 | Residential | [7 empty] | 3 | 0.78 |  |  |  | 1 | 1 | 0 | 0 | 0 | 0 | 0 | 0 | 0 | 0 | 0 | 0 | 2009 Qtr 1: 0; 2009 Qtr 2: 0; 2009 Qtr 3: 0; 2009 Qtr 4: 1; 2010 Qtr 1: 0; 2010 Qtr 2: 0; 2010 Qtr 3: 0; 2010 Qtr 4: 0; 2011 Qtr 1: 0; 2011 Qtr 2: 0; 2011 Qtr 3: 0; 2011 Qtr 4: 0 | 1
0 | 267001-High Refrigerant Charge Adjustment (>= ±20% rated charge) Resid SFCZ10 Vint03 |  | System | Residential | 26-SFM-ResidentialSingleFamily-SP_COOL | 0 |  |  |  |  | 65 | 53 | 0 | 0 | 0 | 12 | 248.449 |  | kWh | 0.18306 | -0.066637 | Residential |  | Winter Only | [5 empty] | 10 | 0.78 |  |  |  | 1 | 3 | 0 | 0 | 0 | 0 | 0 | 0 | 0 | 0 | 0 | 0 | 2009 Qtr 1: 0; 2009 Qtr 2: 0; 2009 Qtr 3: 0; 2009 Qtr 4: 3; 2010 Qtr 1: 0; 2010 Qtr 2: 0; 2010 Qtr 3: 0; 2010 Qtr 4: 0; 2011 Qtr 1: 0; 2011 Qtr 2: 0; 2011 Qtr 3: 0; 2011 Qtr 4: 0 | 3
0 | 267040-Residential Condensor Coil Cleaning Resid SF CZ10 VintAll |  | System | Residential | 26-SFM-ResidentialSingleFamily-SP_COOL | 0 |  |  |  |  | 50 | 50 | 0 | 0 | 0 | 0 | 270 |  | kWh | 0.3564 | 0 | Residential | [7 empty] | 3 | 0.78 |  |  |  | 1 | 1 | 0 | 0 | 0 | 0 | 0 | 0 | 0 | 0 | 0 | 0 | 2009 Qtr 1: 0; 2009 Qtr 2: 0; 2009 Qtr 3: 0; 2009 Qtr 4: 1; 2010 Qtr 1: 0; 2010 Qtr 2: 0; 2010 Qtr 3: 0; 2010 Qtr 4: 0; 2011 Qtr 1: 0; 2011 Qtr 2: 0; 2011 Qtr 3: 0; 2011 Qtr 4: 0 | 1
0 | 267001-High Refrigerant Charge Adjustment (>= ±20% rated charge) Resid SFCZ10 Vint03 |  | System | Residential | 26-SFM-ResidentialSingleFamily-SP_COOL | 0 |  |  |  |  | 65 | 53 | 0 | 0 | 0 | 12 | 248.449 |  | kWh | 0.18306 | -0.066637 | Residential |  | Winter Only | [5 empty] | 10 | 0.78 |  |  |  | 1 | 4 | 0 | 0 | 0 | 0 | 0 | 0 | 0 | 0 | 0 | 0 | 2009 Qtr 1: 0; 2009 Qtr 2: 0; 2009 Qtr 3: 0; 2009 Qtr 4: 4; 2010 Qtr 1: 0; 2010 Qtr 2: 0; 2010 Qtr 3: 0; 2010 Qtr 4: 0; 2011 Qtr 1: 0; 2011 Qtr 2: 0; 2011 Qtr 3: 0; 2011 Qtr 4: 0 | 4
0 | 267040-Residential Condensor Coil Cleaning Resid SF CZ10 VintAll |  | System | Residential | 26-SFM-ResidentialSingleFamily-SP_COOL | 0 |  |  |  |  | 50 | 50 | 0 | 0 | 0 | 0 | 270 |  | kWh | 0.3564 | 0 | Residential | [7 empty] | 3 | 0.78 |  |  |  | 1 | 1 | 0 | 0 | 0 | 0 | 0 | 0 | 0 | 0 | 0 | 0 | 2009 Qtr 1: 0; 2009 Qtr 2: 0; 2009 Qtr 3: 0; 2009 Qtr 4: 1; 2010 Qtr 1: 0; 2010 Qtr 2: 0; 2010 Qtr 3: 0; 2010 Qtr 4: 0; 2011 Qtr 1: 0; 2011 Qtr 2: 0; 2011 Qtr 3: 0; 2011 Qtr 4: 0 | 1
0 | 267010-Duct Sealing (Total Leakage Reduced from 40% of AHU flow to 12%) Resid SF CZ10 Vint04 |  | System | Residential | 26-SFM-ResidentialSingleFamily-SP_COOL | 0 |  |  |  |  | 106.8728 | 179 | 0 | 0 | 0 | -72.1272 | 181.333 |  | kWh | 0.24097 | 10.7341 | Residential |  | Winter Only | [5 empty] | 18 | 0.78 |  |  |  | 0 | 1 | 0 | 0 | 0 | 0 | 0 | 0 | 0 | 0 | 0 | 0 | 2009 Qtr 1: 0; 2009 Qtr 2: 0; 2009 Qtr 3: 0; 2009 Qtr 4: 1; 2010 Qtr 1: 0; 2010 Qtr 2: 0; 2010 Qtr 3: 0; 2010 Qtr 4: 0; 2011 Qtr 1: 0; 2011 Qtr 2: 0; 2011 Qtr 3: 0; 2011 Qtr 4: 0 | 1
0 | 267009-Duct Sealing (Total Leakage Reduced from 40% of AHU flow to 12%) Resid SF CZ10 Vint03 |  | System | Residential | 26-SFM-ResidentialSingleFamily-SP_COOL | 0 |  |  |  |  | 106.2381 | 160 | 0 | 0 | 0 | -53.7619 | 234.764 |  | kWh | 0.17708 | 21.4199 | Residential |  | Winter Only | [5 empty] | 18 | 0.78 |  |  |  | 0.5 | 1 | 0 | 0 | 0 | 0 | 0 | 0 | 0 | 0 | 0 | 0 | 2009 Qtr 1: 0; 2009 Qtr 2: 0; 2009 Qtr 3: 0; 2009 Qtr 4: 1; 2010 Qtr 1: 0; 2010 Qtr 2: 0; 2010 Qtr 3: 0; 2010 Qtr 4: 0; 2011 Qtr 1: 0; 2011 Qtr 2: 0; 2011 Qtr 3: 0; 2011 Qtr 4: 0 | 1
0 | 267010-Duct Sealing (Total Leakage Reduced from 40% of AHU flow to 12%) Resid SF CZ10 Vint04 |  | System | Residential | 26-SFM-ResidentialSingleFamily-SP_COOL | 0 |  |  |  |  | 106.8728 | 130 | 0 | 0 | 0 | -23.1272 | 181.333 |  | kWh | 0.24097 | 10.7341 | Residential |  | Winter Only | [5 empty] | 18 | 0.78 |  |  |  | 0 | 2 | 0 | 0 | 0 | 0 | 0 | 0 | 0 | 0 | 0 | 0 | 2009 Qtr 1: 0; 2009 Qtr 2: 0; 2009 Qtr 3: 0; 2009 Qtr 4: 2; 2010 Qtr 1: 0; 2010 Qtr 2: 0; 2010 Qtr 3: 0; 2010 Qtr 4: 0; 2011 Qtr 1: 0; 2011 Qtr 2: 0; 2011 Qtr 3: 0; 2011 Qtr 4: 0 | 2
0 | 267009-Duct Sealing (Total Leakage Reduced from 40% of AHU flow to 12%) Resid SF CZ10 Vint03 |  | System | Residential | 26-SFM-ResidentialSingleFamily-SP_COOL | 0 |  |  |  |  | 106.2381 | 150 | 0 | 0 | 0 | -43.7619 | 234.764 |  | kWh | 0.17708 | 21.4199 | Residential |  | Winter Only | [5 empty] | 18 | 0.78 |  |  |  | 0.5 | 1 | 0 | 0 | 0 | 0 | 0 | 0 | 0 | 0 | 0 | 0 | 2009 Qtr 1: 0; 2009 Qtr 2: 0; 2009 Qtr 3: 0; 2009 Qtr 4: 1; 2010 Qtr 1: 0; 2010 Qtr 2: 0; 2010 Qtr 3: 0; 2010 Qtr 4: 0; 2011 Qtr 1: 0; 2011 Qtr 2: 0; 2011 Qtr 3: 0; 2011 Qtr 4: 0 | 1
0 | 267009-Duct Sealing (Total Leakage Reduced from 40% of AHU flow to 12%) Resid SF CZ10 Vint03 |  | System | Residential | 26-SFM-ResidentialSingleFamily-SP_COOL | 0 |  |  |  |  | 106.2381 | 120 | 0 | 0 | 0 | -13.7619 | 234.764 |  | kWh | 0.17708 | 21.4199 | Residential |  | Winter Only | [5 empty] | 18 | 0.78 |  |  |  | 0.5 | 1 | 0 | 0 | 0 | 0 | 0 | 0 | 0 | 0 | 0 | 0 | 2009 Qtr 1: 0; 2009 Qtr 2: 0; 2009 Qtr 3: 0; 2009 Qtr 4: 1; 2010 Qtr 1: 0; 2010 Qtr 2: 0; 2010 Qtr 3: 0; 2010 Qtr 4: 0; 2011 Qtr 1: 0; 2011 Qtr 2: 0; 2011 Qtr 3: 0; 2011 Qtr 4: 0 | 1
0 | 267009-Duct Sealing (Total Leakage Reduced from 40% of AHU flow to 12%) Resid SF CZ10 Vint03 |  | System | Residential | 26-SFM-ResidentialSingleFamily-SP_COOL | 0 |  |  |  |  | 106.2381 | 120 | 0 | 0 | 0 | -13.7619 | 234.764 |  | kWh | 0.17708 | 21.4199 | Residential |  | Winter Only | [5 empty] | 18 | 0.78 |  |  |  | 0.5 | 1 | 0 | 0 | 0 | 0 | 0 | 0 | 0 | 0 | 0 | 0 | 2009 Qtr 1: 0; 2009 Qtr 2: 0; 2009 Qtr 3: 0; 2009 Qtr 4: 1; 2010 Qtr 1: 0; 2010 Qtr 2: 0; 2010 Qtr 3: 0; 2010 Qtr 4: 0; 2011 Qtr 1: 0; 2011 Qtr 2: 0; 2011 Qtr 3: 0; 2011 Qtr 4: 0 | 1
0 | 267010-Duct Sealing (Total Leakage Reduced from 40% of AHU flow to 12%) Resid SF CZ10 Vint04 |  | System | Residential | 26-SFM-ResidentialSingleFamily-SP_COOL | 0 |  |  |  |  | 106.8728 | 115 | 0 | 0 | 0 | -8.1272 | 181.333 |  | kWh | 0.24097 | 10.7341 | Residential |  | Winter Only | [5 empty] | 18 | 0.78 |  |  |  | 0 | 2 | 0 | 0 | 0 | 0 | 0 | 0 | 0 | 0 | 0 | 0 | 2009 Qtr 1: 0; 2009 Qtr 2: 0; 2009 Qtr 3: 0; 2009 Qtr 4: 2; 2010 Qtr 1: 0; 2010 Qtr 2: 0; 2010 Qtr 3: 0; 2010 Qtr 4: 0; 2011 Qtr 1: 0; 2011 Qtr 2: 0; 2011 Qtr 3: 0; 2011 Qtr 4: 0 | 2
0 | 267009-Duct Sealing (Total Leakage Reduced from 40% of AHU flow to 12%) Resid SF CZ10 Vint03 |  | System | Residential | 26-SFM-ResidentialSingleFamily-SP_COOL | 0 |  |  |  |  | 106.2381 | 135 | 0 | 0 | 0 | -28.7619 | 234.764 |  | kWh | 0.17708 | 21.4199 | Residential |  | Winter Only | [5 empty] | 18 | 0.78 |  |  |  | 0.5 | 1 | 0 | 0 | 0 | 0 | 0 | 0 | 0 | 0 | 0 | 0 | 2009 Qtr 1: 0; 2009 Qtr 2: 0; 2009 Qtr 3: 0; 2009 Qtr 4: 1; 2010 Qtr 1: 0; 2010 Qtr 2: 0; 2010 Qtr 3: 0; 2010 Qtr 4: 0; 2011 Qtr 1: 0; 2011 Qtr 2: 0; 2011 Qtr 3: 0; 2011 Qtr 4: 0 | 1
0 | 267009-Duct Sealing (Total Leakage Reduced from 40% of AHU flow to 12%) Resid SF CZ10 Vint03 |  | System | Residential | 26-SFM-ResidentialSingleFamily-SP_COOL | 0 |  |  |  |  | 106.2381 | 160 | 0 | 0 | 0 | -53.7619 | 234.764 |  | kWh | 0.17708 | 21.4199 | Residential |  | Winter Only | [5 empty] | 18 | 0.78 |  |  |  | 0.5 | 1 | 0 | 0 | 0 | 0 | 0 | 0 | 0 | 0 | 0 | 0 | 2009 Qtr 1: 0; 2009 Qtr 2: 0; 2009 Qtr 3: 0; 2009 Qtr 4: 1; 2010 Qtr 1: 0; 2010 Qtr 2: 0; 2010 Qtr 3: 0; 2010 Qtr 4: 0; 2011 Qtr 1: 0; 2011 Qtr 2: 0; 2011 Qtr 3: 0; 2011 Qtr 4: 0 | 1
0 | 267009-Duct Sealing (Total Leakage Reduced from 40% of AHU flow to 12%) Resid SF CZ10 Vint03 |  | System | Residential | 26-SFM-ResidentialSingleFamily-SP_COOL | 0 |  |  |  |  | 106.2381 | 150 | 0 | 0 | 0 | -43.7619 | 234.764 |  | kWh | 0.17708 | 21.4199 | Residential |  | Winter Only | [5 empty] | 18 | 0.78 |  |  |  | 0.5 | 1 | 0 | 0 | 0 | 0 | 0 | 0 | 0 | 0 | 0 | 0 | 2009 Qtr 1: 0; 2009 Qtr 2: 0; 2009 Qtr 3: 0; 2009 Qtr 4: 1; 2010 Qtr 1: 0; 2010 Qtr 2: 0; 2010 Qtr 3: 0; 2010 Qtr 4: 0; 2011 Qtr 1: 0; 2011 Qtr 2: 0; 2011 Qtr 3: 0; 2011 Qtr 4: 0 | 1
0 | 267010-Duct Sealing (Total Leakage Reduced from 40% of AHU flow to 12%) Resid SF CZ10 Vint04 |  | System | Residential | 26-SFM-ResidentialSingleFamily-SP_COOL | 0 |  |  |  |  | 106.8728 | 150 | 0 | 0 | 0 | -43.1272 | 181.333 |  | kWh | 0.24097 | 10.7341 | Residential |  | Winter Only | [5 empty] | 18 | 0.78 |  |  |  | 0 | 1 | 0 | 0 | 0 | 0 | 0 | 0 | 0 | 0 | 0 | 0 | 2009 Qtr 1: 0; 2009 Qtr 2: 0; 2009 Qtr 3: 0; 2009 Qtr 4: 1; 2010 Qtr 1: 0; 2010 Qtr 2: 0; 2010 Qtr 3: 0; 2010 Qtr 4: 0; 2011 Qtr 1: 0; 2011 Qtr 2: 0; 2011 Qtr 3: 0; 2011 Qtr 4: 0 | 1
0 | 267009-Duct Sealing (Total Leakage Reduced from 40% of AHU flow to 12%) Resid SF CZ10 Vint03 |  | System | Residential | 26-SFM-ResidentialSingleFamily-SP_COOL | 0 |  |  |  |  | 106.2381 | 140 | 0 | 0 | 0 | -33.7619 | 234.764 |  | kWh | 0.17708 | 21.4199 | Residential |  | Winter Only | [5 empty] | 18 | 0.78 |  |  |  | 0.5 | 1 | 0 | 0 | 0 | 0 | 0 | 0 | 0 | 0 | 0 | 0 | 2009 Qtr 1: 0; 2009 Qtr 2: 0; 2009 Qtr 3: 0; 2009 Qtr 4: 1; 2010 Qtr 1: 0; 2010 Qtr 2: 0; 2010 Qtr 3: 0; 2010 Qtr 4: 0; 2011 Qtr 1: 0; 2011 Qtr 2: 0; 2011 Qtr 3: 0; 2011 Qtr 4: 0 | 1
0 | 267009-Duct Sealing (Total Leakage Reduced from 40% of AHU flow to 12%) Resid SF CZ10 Vint03 |  | System | Residential | 26-SFM-ResidentialSingleFamily-SP_COOL | 0 |  |  |  |  | 106.2381 | 107.5 | 0 | 0 | 0 | -1.2619 | 234.764 |  | kWh | 0.17708 | 21.4199 | Residential |  | Winter Only | [5 empty] | 18 | 0.78 |  |  |  | 0.5 | 4 | 0 | 0 | 0 | 0 | 0 | 0 | 0 | 0 | 0 | 0 | 2009 Qtr 1: 0; 2009 Qtr 2: 0; 2009 Qtr 3: 0; 2009 Qtr 4: 4; 2010 Qtr 1: 0; 2010 Qtr 2: 0; 2010 Qtr 3: 0; 2010 Qtr 4: 0; 2011 Qtr 1: 0; 2011 Qtr 2: 0; 2011 Qtr 3: 0; 2011 Qtr 4: 0 | 4
0 | 267010-Duct Sealing (Total Leakage Reduced from 40% of AHU flow to 12%) Resid SF CZ10 Vint04 |  | System | Residential | 26-SFM-ResidentialSingleFamily-SP_COOL | 0 |  |  |  |  | 106.8728 | 140 | 0 | 0 | 0 | -33.1272 | 181.333 |  | kWh | 0.24097 | 10.7341 | Residential |  | Winter Only | [5 empty] | 18 | 0.78 |  |  |  | 0 | 1 | 0 | 0 | 0 | 0 | 0 | 0 | 0 | 0 | 0 | 0 | 2009 Qtr 1: 0; 2009 Qtr 2: 0; 2009 Qtr 3: 0; 2009 Qtr 4: 1; 2010 Qtr 1: 0; 2010 Qtr 2: 0; 2010 Qtr 3: 0; 2010 Qtr 4: 0; 2011 Qtr 1: 0; 2011 Qtr 2: 0; 2011 Qtr 3: 0; 2011 Qtr 4: 0 | 1
0 | 267010-Duct Sealing (Total Leakage Reduced from 40% of AHU flow to 12%) Resid SF CZ10 Vint04 |  | System | Residential | 26-SFM-ResidentialSingleFamily-SP_COOL | 0 |  |  |  |  | 106.8728 | 156.5 | 0 | 0 | 0 | -49.6272 | 181.333 |  | kWh | 0.24097 | 10.7341 | Residential |  | Winter Only | [5 empty] | 18 | 0.78 |  |  |  | 0 | 1 | 0 | 0 | 0 | 0 | 0 | 0 | 0 | 0 | 0 | 0 | 2009 Qtr 1: 0; 2009 Qtr 2: 0; 2009 Qtr 3: 0; 2009 Qtr 4: 1; 2010 Qtr 1: 0; 2010 Qtr 2: 0; 2010 Qtr 3: 0; 2010 Qtr 4: 0; 2011 Qtr 1: 0; 2011 Qtr 2: 0; 2011 Qtr 3: 0; 2011 Qtr 4: 0 | 1
0 | 267009-Duct Sealing (Total Leakage Reduced from 40% of AHU flow to 12%) Resid SF CZ10 Vint03 |  | System | Residential | 26-SFM-ResidentialSingleFamily-SP_COOL | 0 |  |  |  |  | 106.2381 | 180 | 0 | 0 | 0 | -73.7619 | 234.764 |  | kWh | 0.17708 | 21.4199 | Residential |  | Winter Only | [5 empty] | 18 | 0.78 |  |  |  | 0.5 | 1 | 0 | 0 | 0 | 0 | 0 | 0 | 0 | 0 | 0 | 0 | 2009 Qtr 1: 0; 2009 Qtr 2: 0; 2009 Qtr 3: 0; 2009 Qtr 4: 1; 2010 Qtr 1: 0; 2010 Qtr 2: 0; 2010 Qtr 3: 0; 2010 Qtr 4: 0; 2011 Qtr 1: 0; 2011 Qtr 2: 0; 2011 Qtr 3: 0; 2011 Qtr 4: 0 | 1
0 | 267009-Duct Sealing (Total Leakage Reduced from 40% of AHU flow to 12%) Resid SF CZ10 Vint03 |  | System | Residential | 26-SFM-ResidentialSingleFamily-SP_COOL | 0 |  |  |  |  | 106.2381 | 180 | 0 | 0 | 0 | -73.7619 | 234.764 |  | kWh | 0.17708 | 21.4199 | Residential |  | Winter Only | [5 empty] | 18 | 0.78 |  |  |  | 0.5 | 1 | 0 | 0 | 0 | 0 | 0 | 0 | 0 | 0 | 0 | 0 | 2009 Qtr 1: 0; 2009 Qtr 2: 0; 2009 Qtr 3: 0; 2009 Qtr 4: 1; 2010 Qtr 1: 0; 2010 Qtr 2: 0; 2010 Qtr 3: 0; 2010 Qtr 4: 0; 2011 Qtr 1: 0; 2011 Qtr 2: 0; 2011 Qtr 3: 0; 2011 Qtr 4: 0 | 1
0 | 267009-Duct Sealing (Total Leakage Reduced from 40% of AHU flow to 12%) Resid SF CZ10 Vint03 |  | System | Residential | 26-SFM-ResidentialSingleFamily-SP_COOL | 0 |  |  |  |  | 106.2381 | 194 | 0 | 0 | 0 | -87.7619 | 234.764 |  | kWh | 0.17708 | 21.4199 | Residential |  | Winter Only | [5 empty] | 18 | 0.78 |  |  |  | 0.5 | 1 | 0 | 0 | 0 | 0 | 0 | 0 | 0 | 0 | 0 | 0 | 2009 Qtr 1: 0; 2009 Qtr 2: 0; 2009 Qtr 3: 0; 2009 Qtr 4: 1; 2010 Qtr 1: 0; 2010 Qtr 2: 0; 2010 Qtr 3: 0; 2010 Qtr 4: 0; 2011 Qtr 1: 0; 2011 Qtr 2: 0; 2011 Qtr 3: 0; 2011 Qtr 4: 0 | 1
0 | 267009-Duct Sealing (Total Leakage Reduced from 40% of AHU flow to 12%) Resid SF CZ10 Vint03 |  | System | Residential | 26-SFM-ResidentialSingleFamily-SP_COOL | 0 |  |  |  |  | 106.2381 | 199.7 | 0 | 0 | 0 | -93.4619 | 234.764 |  | kWh | 0.17708 | 21.4199 | Residential |  | Winter Only | [5 empty] | 18 | 0.78 |  |  |  | 0.5 | 1 | 0 | 0 | 0 | 0 | 0 | 0 | 0 | 0 | 0 | 0 | 2009 Qtr 1: 0; 2009 Qtr 2: 0; 2009 Qtr 3: 0; 2009 Qtr 4: 1; 2010 Qtr 1: 0; 2010 Qtr 2: 0; 2010 Qtr 3: 0; 2010 Qtr 4: 0; 2011 Qtr 1: 0; 2011 Qtr 2: 0; 2011 Qtr 3: 0; 2011 Qtr 4: 0 | 1
0 | 267010-Duct Sealing (Total Leakage Reduced from 40% of AHU flow to 12%) Resid SF CZ10 Vint04 |  | System | Residential | 26-SFM-ResidentialSingleFamily-SP_COOL | 0 |  |  |  |  | 106.8728 | 133.65 | 0 | 0 | 0 | -26.7772 | 181.333 |  | kWh | 0.24097 | 10.7341 | Residential |  | Winter Only | [5 empty] | 18 | 0.78 |  |  |  | 0 | 2 | 0 | 0 | 0 | 0 | 0 | 0 | 0 | 0 | 0 | 0 | 2009 Qtr 1: 0; 2009 Qtr 2: 0; 2009 Qtr 3: 0; 2009 Qtr 4: 2; 2010 Qtr 1: 0; 2010 Qtr 2: 0; 2010 Qtr 3: 0; 2010 Qtr 4: 0; 2011 Qtr 1: 0; 2011 Qtr 2: 0; 2011 Qtr 3: 0; 2011 Qtr 4: 0 | 2
0 | 267010-Duct Sealing (Total Leakage Reduced from 40% of AHU flow to 12%) Resid SF CZ10 Vint04 |  | System | Residential | 26-SFM-ResidentialSingleFamily-SP_COOL | 0 |  |  |  |  | 106.8728 | 160 | 0 | 0 | 0 | -53.1272 | 181.333 |  | kWh | 0.24097 | 10.7341 | Residential |  | Winter Only | [5 empty] | 18 | 0.78 |  |  |  | 0 | 1 | 0 | 0 | 0 | 0 | 0 | 0 | 0 | 0 | 0 | 0 | 2009 Qtr 1: 0; 2009 Qtr 2: 0; 2009 Qtr 3: 0; 2009 Qtr 4: 1; 2010 Qtr 1: 0; 2010 Qtr 2: 0; 2010 Qtr 3: 0; 2010 Qtr 4: 0; 2011 Qtr 1: 0; 2011 Qtr 2: 0; 2011 Qtr 3: 0; 2011 Qtr 4: 0 | 1
0 | 267010-Duct Sealing (Total Leakage Reduced from 40% of AHU flow to 12%) Resid SF CZ10 Vint04 |  | System | Residential | 26-SFM-ResidentialSingleFamily-SP_COOL | 0 |  |  |  |  | 106.8728 | 130 | 0 | 0 | 0 | -23.1272 | 181.333 |  | kWh | 0.24097 | 10.7341 | Residential |  | Winter Only | [5 empty] | 18 | 0.78 |  |  |  | 0 | 2 | 0 | 0 | 0 | 0 | 0 | 0 | 0 | 0 | 0 | 0 | 2009 Qtr 1: 0; 2009 Qtr 2: 0; 2009 Qtr 3: 0; 2009 Qtr 4: 2; 2010 Qtr 1: 0; 2010 Qtr 2: 0; 2010 Qtr 3: 0; 2010 Qtr 4: 0; 2011 Qtr 1: 0; 2011 Qtr 2: 0; 2011 Qtr 3: 0; 2011 Qtr 4: 0 | 2
0 | 267010-Duct Sealing (Total Leakage Reduced from 40% of AHU flow to 12%) Resid SF CZ10 Vint04 |  | System | Residential | 26-SFM-ResidentialSingleFamily-SP_COOL | 0 |  |  |  |  | 106.8728 | 188.6 | 0 | 0 | 0 | -81.7272 | 181.333 |  | kWh | 0.24097 | 10.7341 | Residential |  | Winter Only | [5 empty] | 18 | 0.78 |  |  |  | 0 | 1 | 0 | 0 | 0 | 0 | 0 | 0 | 0 | 0 | 0 | 0 | 2009 Qtr 1: 0; 2009 Qtr 2: 0; 2009 Qtr 3: 0; 2009 Qtr 4: 1; 2010 Qtr 1: 0; 2010 Qtr 2: 0; 2010 Qtr 3: 0; 2010 Qtr 4: 0; 2011 Qtr 1: 0; 2011 Qtr 2: 0; 2011 Qtr 3: 0; 2011 Qtr 4: 0 | 1
0 | 267009-Duct Sealing (Total Leakage Reduced from 40% of AHU flow to 12%) Resid SF CZ10 Vint03 |  | System | Residential | 26-SFM-ResidentialSingleFamily-SP_COOL | 0 |  |  |  |  | 106.2381 | 105 | 0 | 0 | 0 | 1.2381 | 234.764 |  | kWh | 0.17708 | 21.4199 | Residential |  | Winter Only | [5 empty] | 18 | 0.78 |  |  |  | 0.5 | 2 | 0 | 0 | 0 | 0 | 0 | 0 | 0 | 0 | 0 | 0 | 2009 Qtr 1: 0; 2009 Qtr 2: 0; 2009 Qtr 3: 0; 2009 Qtr 4: 2; 2010 Qtr 1: 0; 2010 Qtr 2: 0; 2010 Qtr 3: 0; 2010 Qtr 4: 0; 2011 Qtr 1: 0; 2011 Qtr 2: 0; 2011 Qtr 3: 0; 2011 Qtr 4: 0 | 2
0 | 267010-Duct Sealing (Total Leakage Reduced from 40% of AHU flow to 12%) Resid SF CZ10 Vint04 |  | System | Residential | 26-SFM-ResidentialSingleFamily-SP_COOL | 0 |  |  |  |  | 106.8728 | 192.8 | 0 | 0 | 0 | -85.9272 | 181.333 |  | kWh | 0.24097 | 10.7341 | Residential |  | Winter Only | [5 empty] | 18 | 0.78 |  |  |  | 0 | 1 | 0 | 0 | 0 | 0 | 0 | 0 | 0 | 0 | 0 | 0 | 2009 Qtr 1: 0; 2009 Qtr 2: 0; 2009 Qtr 3: 0; 2009 Qtr 4: 1; 2010 Qtr 1: 0; 2010 Qtr 2: 0; 2010 Qtr 3: 0; 2010 Qtr 4: 0; 2011 Qtr 1: 0; 2011 Qtr 2: 0; 2011 Qtr 3: 0; 2011 Qtr 4: 0 | 1
0 | 267010-Duct Sealing (Total Leakage Reduced from 40% of AHU flow to 12%) Resid SF CZ10 Vint04 |  | System | Residential | 26-SFM-ResidentialSingleFamily-SP_COOL | 0 |  |  |  |  | 106.8728 | 114.4 | 0 | 0 | 0 | -7.5272 | 181.333 |  | kWh | 0.24097 | 10.7341 | Residential |  | Winter Only | [5 empty] | 18 | 0.78 |  |  |  | 0 | 2 | 0 | 0 | 0 | 0 | 0 | 0 | 0 | 0 | 0 | 0 | 2009 Qtr 1: 0; 2009 Qtr 2: 0; 2009 Qtr 3: 0; 2009 Qtr 4: 2; 2010 Qtr 1: 0; 2010 Qtr 2: 0; 2010 Qtr 3: 0; 2010 Qtr 4: 0; 2011 Qtr 1: 0; 2011 Qtr 2: 0; 2011 Qtr 3: 0; 2011 Qtr 4: 0 | 2
0 | 267010-Duct Sealing (Total Leakage Reduced from 40% of AHU flow to 12%) Resid SF CZ10 Vint04 |  | System | Residential | 26-SFM-ResidentialSingleFamily-SP_COOL | 0 |  |  |  |  | 106.8728 | 120 | 0 | 0 | 0 | -13.1272 | 181.333 |  | kWh | 0.24097 | 10.7341 | Residential |  | Winter Only | [5 empty] | 18 | 0.78 |  |  |  | 0 | 2 | 0 | 0 | 0 | 0 | 0 | 0 | 0 | 0 | 0 | 0 | 2009 Qtr 1: 0; 2009 Qtr 2: 0; 2009 Qtr 3: 0; 2009 Qtr 4: 2; 2010 Qtr 1: 0; 2010 Qtr 2: 0; 2010 Qtr 3: 0; 2010 Qtr 4: 0; 2011 Qtr 1: 0; 2011 Qtr 2: 0; 2011 Qtr 3: 0; 2011 Qtr 4: 0 | 2
0 | 267010-Duct Sealing (Total Leakage Reduced from 40% of AHU flow to 12%) Resid SF CZ10 Vint04 |  | System | Residential | 26-SFM-ResidentialSingleFamily-SP_COOL | 0 |  |  |  |  | 106.8728 | 160 | 0 | 0 | 0 | -53.1272 | 181.333 |  | kWh | 0.24097 | 10.7341 | Residential |  | Winter Only | [5 empty] | 18 | 0.78 |  |  |  | 0 | 1 | 0 | 0 | 0 | 0 | 0 | 0 | 0 | 0 | 0 | 0 | 2009 Qtr 1: 0; 2009 Qtr 2: 0; 2009 Qtr 3: 0; 2009 Qtr 4: 1; 2010 Qtr 1: 0; 2010 Qtr 2: 0; 2010 Qtr 3: 0; 2010 Qtr 4: 0; 2011 Qtr 1: 0; 2011 Qtr 2: 0; 2011 Qtr 3: 0; 2011 Qtr 4: 0 | 1
0 | 267010-Duct Sealing (Total Leakage Reduced from 40% of AHU flow to 12%) Resid SF CZ10 Vint04 |  | System | Residential | 26-SFM-ResidentialSingleFamily-SP_COOL | 0 |  |  |  |  | 106.8728 | 120 | 0 | 0 | 0 | -13.1272 | 181.333 |  | kWh | 0.24097 | 10.7341 | Residential |  | Winter Only | [5 empty] | 18 | 0.78 |  |  |  | 0 | 2 | 0 | 0 | 0 | 0 | 0 | 0 | 0 | 0 | 0 | 0 | 2009 Qtr 1: 0; 2009 Qtr 2: 0; 2009 Qtr 3: 0; 2009 Qtr 4: 2; 2010 Qtr 1: 0; 2010 Qtr 2: 0; 2010 Qtr 3: 0; 2010 Qtr 4: 0; 2011 Qtr 1: 0; 2011 Qtr 2: 0; 2011 Qtr 3: 0; 2011 Qtr 4: 0 | 2
0 | 267009-Duct Sealing (Total Leakage Reduced from 40% of AHU flow to 12%) Resid SF CZ10 Vint03 |  | System | Residential | 26-SFM-ResidentialSingleFamily-SP_COOL | 0 |  |  |  |  | 106.2381 | 145 | 0 | 0 | 0 | -38.7619 | 234.764 |  | kWh | 0.17708 | 21.4199 | Residential |  | Winter Only | [5 empty] | 18 | 0.78 |  |  |  | 0.5 | 1 | 0 | 0 | 0 | 0 | 0 | 0 | 0 | 0 | 0 | 0 | 2009 Qtr 1: 0; 2009 Qtr 2: 0; 2009 Qtr 3: 0; 2009 Qtr 4: 1; 2010 Qtr 1: 0; 2010 Qtr 2: 0; 2010 Qtr 3: 0; 2010 Qtr 4: 0; 2011 Qtr 1: 0; 2011 Qtr 2: 0; 2011 Qtr 3: 0; 2011 Qtr 4: 0 | 1
0 | 267009-Duct Sealing (Total Leakage Reduced from 40% of AHU flow to 12%) Resid SF CZ10 Vint03 |  | System | Residential | 26-SFM-ResidentialSingleFamily-SP_COOL | 0 |  |  |  |  | 106.2381 | 110 | 0 | 0 | 0 | -3.7619 | 234.764 |  | kWh | 0.17708 | 21.4199 | Residential |  | Winter Only | [5 empty] | 18 | 0.78 |  |  |  | 0.5 | 1 | 0 | 0 | 0 | 0 | 0 | 0 | 0 | 0 | 0 | 0 | 2009 Qtr 1: 0; 2009 Qtr 2: 0; 2009 Qtr 3: 0; 2009 Qtr 4: 1; 2010 Qtr 1: 0; 2010 Qtr 2: 0; 2010 Qtr 3: 0; 2010 Qtr 4: 0; 2011 Qtr 1: 0; 2011 Qtr 2: 0; 2011 Qtr 3: 0; 2011 Qtr 4: 0 | 1
0 | 267010-Duct Sealing (Total Leakage Reduced from 40% of AHU flow to 12%) Resid SF CZ10 Vint04 |  | System | Residential | 26-SFM-ResidentialSingleFamily-SP_COOL | 0 |  |  |  |  | 106.8728 | 117.5 | 0 | 0 | 0 | -10.6272 | 181.333 |  | kWh | 0.24097 | 10.7341 | Residential |  | Winter Only | [5 empty] | 18 | 0.78 |  |  |  | 0 | 2 | 0 | 0 | 0 | 0 | 0 | 0 | 0 | 0 | 0 | 0 | 2009 Qtr 1: 0; 2009 Qtr 2: 0; 2009 Qtr 3: 0; 2009 Qtr 4: 2; 2010 Qtr 1: 0; 2010 Qtr 2: 0; 2010 Qtr 3: 0; 2010 Qtr 4: 0; 2011 Qtr 1: 0; 2011 Qtr 2: 0; 2011 Qtr 3: 0; 2011 Qtr 4: 0 | 2
0 | 267009-Duct Sealing (Total Leakage Reduced from 40% of AHU flow to 12%) Resid SF CZ10 Vint03 |  | System | Residential | 26-SFM-ResidentialSingleFamily-SP_COOL | 0 |  |  |  |  | 106.2381 | 160 | 0 | 0 | 0 | -53.7619 | 234.764 |  | kWh | 0.17708 | 21.4199 | Residential |  | Winter Only | [5 empty] | 18 | 0.78 |  |  |  | 0.5 | 1 | 0 | 0 | 0 | 0 | 0 | 0 | 0 | 0 | 0 | 0 | 2009 Qtr 1: 0; 2009 Qtr 2: 0; 2009 Qtr 3: 0; 2009 Qtr 4: 1; 2010 Qtr 1: 0; 2010 Qtr 2: 0; 2010 Qtr 3: 0; 2010 Qtr 4: 0; 2011 Qtr 1: 0; 2011 Qtr 2: 0; 2011 Qtr 3: 0; 2011 Qtr 4: 0 | 1
0 | 267009-Duct Sealing (Total Leakage Reduced from 40% of AHU flow to 12%) Resid SF CZ10 Vint03 |  | System | Residential | 26-SFM-ResidentialSingleFamily-SP_COOL | 0 |  |  |  |  | 106.2381 | 120 | 0 | 0 | 0 | -13.7619 | 234.764 |  | kWh | 0.17708 | 21.4199 | Residential |  | Winter Only | [5 empty] | 18 | 0.78 |  |  |  | 0.5 | 1 | 0 | 0 | 0 | 0 | 0 | 0 | 0 | 0 | 0 | 0 | 2009 Qtr 1: 0; 2009 Qtr 2: 0; 2009 Qtr 3: 0; 2009 Qtr 4: 1; 2010 Qtr 1: 0; 2010 Qtr 2: 0; 2010 Qtr 3: 0; 2010 Qtr 4: 0; 2011 Qtr 1: 0; 2011 Qtr 2: 0; 2011 Qtr 3: 0; 2011 Qtr 4: 0 | 1
0 | 267009-Duct Sealing (Total Leakage Reduced from 40% of AHU flow to 12%) Resid SF CZ10 Vint03 |  | System | Residential | 26-SFM-ResidentialSingleFamily-SP_COOL | 0 |  |  |  |  | 106.2381 | 160 | 0 | 0 | 0 | -53.7619 | 234.764 |  | kWh | 0.17708 | 21.4199 | Residential |  | Winter Only | [5 empty] | 18 | 0.78 |  |  |  | 0.5 | 1 | 0 | 0 | 0 | 0 | 0 | 0 | 0 | 0 | 0 | 0 | 2009 Qtr 1: 0; 2009 Qtr 2: 0; 2009 Qtr 3: 0; 2009 Qtr 4: 1; 2010 Qtr 1: 0; 2010 Qtr 2: 0; 2010 Qtr 3: 0; 2010 Qtr 4: 0; 2011 Qtr 1: 0; 2011 Qtr 2: 0; 2011 Qtr 3: 0; 2011 Qtr 4: 0 | 1
0 | 267009-Duct Sealing (Total Leakage Reduced from 40% of AHU flow to 12%) Resid SF CZ10 Vint03 |  | System | Residential | 26-SFM-ResidentialSingleFamily-SP_COOL | 0 |  |  |  |  | 106.2381 | 156 | 0 | 0 | 0 | -49.7619 | 234.764 |  | kWh | 0.17708 | 21.4199 | Residential |  | Winter Only | [5 empty] | 18 | 0.78 |  |  |  | 0.5 | 1 | 0 | 0 | 0 | 0 | 0 | 0 | 0 | 0 | 0 | 0 | 2009 Qtr 1: 0; 2009 Qtr 2: 0; 2009 Qtr 3: 0; 2009 Qtr 4: 1; 2010 Qtr 1: 0; 2010 Qtr 2: 0; 2010 Qtr 3: 0; 2010 Qtr 4: 0; 2011 Qtr 1: 0; 2011 Qtr 2: 0; 2011 Qtr 3: 0; 2011 Qtr 4: 0 | 1
0 | 267009-Duct Sealing (Total Leakage Reduced from 40% of AHU flow to 12%) Resid SF CZ10 Vint03 |  | System | Residential | 26-SFM-ResidentialSingleFamily-SP_COOL | 0 |  |  |  |  | 106.2381 | 107 | 0 | 0 | 0 | -0.76191 | 234.764 |  | kWh | 0.17708 | 21.4199 | Residential |  | Winter Only | [5 empty] | 18 | 0.78 |  |  |  | 0.5 | 2 | 0 | 0 | 0 | 0 | 0 | 0 | 0 | 0 | 0 | 0 | 2009 Qtr 1: 0; 2009 Qtr 2: 0; 2009 Qtr 3: 0; 2009 Qtr 4: 2; 2010 Qtr 1: 0; 2010 Qtr 2: 0; 2010 Qtr 3: 0; 2010 Qtr 4: 0; 2011 Qtr 1: 0; 2011 Qtr 2: 0; 2011 Qtr 3: 0; 2011 Qtr 4: 0 | 2
0 | 267009-Duct Sealing (Total Leakage Reduced from 40% of AHU flow to 12%) Resid SF CZ10 Vint03 |  | System | Residential | 26-SFM-ResidentialSingleFamily-SP_COOL | 0 |  |  |  |  | 106.2381 | 177 | 0 | 0 | 0 | -70.7619 | 234.764 |  | kWh | 0.17708 | 21.4199 | Residential |  | Winter Only | [5 empty] | 18 | 0.78 |  |  |  | 0.5 | 1 | 0 | 0 | 0 | 0 | 0 | 0 | 0 | 0 | 0 | 0 | 2009 Qtr 1: 0; 2009 Qtr 2: 0; 2009 Qtr 3: 0; 2009 Qtr 4: 1; 2010 Qtr 1: 0; 2010 Qtr 2: 0; 2010 Qtr 3: 0; 2010 Qtr 4: 0; 2011 Qtr 1: 0; 2011 Qtr 2: 0; 2011 Qtr 3: 0; 2011 Qtr 4: 0 | 1
0 | 267009-Duct Sealing (Total Leakage Reduced from 40% of AHU flow to 12%) Resid SF CZ10 Vint03 |  | System | Residential | 26-SFM-ResidentialSingleFamily-SP_COOL | 0 |  |  |  |  | 106.2381 | 100 | 0 | 0 | 0 | 6.2381 | 234.764 |  | kWh | 0.17708 | 21.4199 | Residential |  | Winter Only | [5 empty] | 18 | 0.78 |  |  |  | 0.5 | 2 | 0 | 0 | 0 | 0 | 0 | 0 | 0 | 0 | 0 | 0 | 2009 Qtr 1: 0; 2009 Qtr 2: 0; 2009 Qtr 3: 0; 2009 Qtr 4: 2; 2010 Qtr 1: 0; 2010 Qtr 2: 0; 2010 Qtr 3: 0; 2010 Qtr 4: 0; 2011 Qtr 1: 0; 2011 Qtr 2: 0; 2011 Qtr 3: 0; 2011 Qtr 4: 0 | 2
0 | 267009-Duct Sealing (Total Leakage Reduced from 40% of AHU flow to 12%) Resid SF CZ10 Vint03 |  | System | Residential | 26-SFM-ResidentialSingleFamily-SP_COOL | 0 |  |  |  |  | 106.2381 | 110 | 0 | 0 | 0 | -3.7619 | 234.764 |  | kWh | 0.17708 | 21.4199 | Residential |  | Winter Only | [5 empty] | 18 | 0.78 |  |  |  | 0.5 | 2 | 0 | 0 | 0 | 0 | 0 | 0 | 0 | 0 | 0 | 0 | 2009 Qtr 1: 0; 2009 Qtr 2: 0; 2009 Qtr 3: 0; 2009 Qtr 4: 2; 2010 Qtr 1: 0; 2010 Qtr 2: 0; 2010 Qtr 3: 0; 2010 Qtr 4: 0; 2011 Qtr 1: 0; 2011 Qtr 2: 0; 2011 Qtr 3: 0; 2011 Qtr 4: 0 | 2
0 | 267010-Duct Sealing (Total Leakage Reduced from 40% of AHU flow to 12%) Resid SF CZ10 Vint04 |  | System | Residential | 26-SFM-ResidentialSingleFamily-SP_COOL | 0 |  |  |  |  | 106.8728 | 160 | 0 | 0 | 0 | -53.1272 | 181.333 |  | kWh | 0.24097 | 10.7341 | Residential |  | Winter Only | [5 empty] | 18 | 0.78 |  |  |  | 0 | 1 | 0 | 0 | 0 | 0 | 0 | 0 | 0 | 0 | 0 | 0 | 2009 Qtr 1: 0; 2009 Qtr 2: 0; 2009 Qtr 3: 0; 2009 Qtr 4: 1; 2010 Qtr 1: 0; 2010 Qtr 2: 0; 2010 Qtr 3: 0; 2010 Qtr 4: 0; 2011 Qtr 1: 0; 2011 Qtr 2: 0; 2011 Qtr 3: 0; 2011 Qtr 4: 0 | 1
0 | 267010-Duct Sealing (Total Leakage Reduced from 40% of AHU flow to 12%) Resid SF CZ10 Vint04 |  | System | Residential | 26-SFM-ResidentialSingleFamily-SP_COOL | 0 |  |  |  |  | 106.8728 | 130 | 0 | 0 | 0 | -23.1272 | 181.333 |  | kWh | 0.24097 | 10.7341 | Residential |  | Winter Only | [5 empty] | 18 | 0.78 |  |  |  | 0 | 1 | 0 | 0 | 0 | 0 | 0 | 0 | 0 | 0 | 0 | 0 | 2009 Qtr 1: 0; 2009 Qtr 2: 0; 2009 Qtr 3: 0; 2009 Qtr 4: 1; 2010 Qtr 1: 0; 2010 Qtr 2: 0; 2010 Qtr 3: 0; 2010 Qtr 4: 0; 2011 Qtr 1: 0; 2011 Qtr 2: 0; 2011 Qtr 3: 0; 2011 Qtr 4: 0 | 1
Do NOT enter program data in this row or below. The Spreadsheet will not evaluate any such data. | bar: 2012 Qtr 1; 2014 Qtr 2 to 2014 Qtr 4; 2016 Qtr 2 to 2016 Qtr 4; 2018 Qtr 2 to 2018 Qtr 4
Lists of Dimensions and their Labels
|  |  | Climate Zones | Sectors | End Use Validation List |  | Measure Types for Measure Life | Measure Types for NTGR | Gas Sector | Gas Savings Profile | Combustor Type
|  |  | 7 | RES | res:DEER:Indoor_CFL_Ltg |  | NONRESIDENTIAL MEASURES: |  | Residential | Summer Only | Large Boilers (>100 MMBtu/hr Heat Input):Uncontrolled
|  |  | 10 | NON_RES | res:DEER:Indoor_CFL_Ltg |  | **************************************************************** | Appliance early retirement and replacement 0.80 | Commercial | Winter Only | Large Boilers (>100 MMBtu/hr Heat Input):Controlled Low NOx Burner
|  |  | 14 | Residential | res:DEER:Indoor_CFL_Ltg |  | Ballast – Dimmable: NR - 11 | California Home Energy Efficiency Rating System (CHEERS) | Core | Annual | Large Boilers (>100 MMBtu/hr Heat Input):Controlled – Flue Gas Recirculation
|  |  | 15 | Commercial | res:DEER:Indoor_CFL_Ltg |  | Ballast – Electronic: NR - 11 | Residential Audits 0.72 |  |  | Small Boilers (<100 MMBtu/hr Heat Input):Uncontrolled
|  |  | System | Industrial | res:DEER:Indoor_CFL_Ltg |  | Fluorescent Fixture – T8: C/I/A - 11 | Refrigerator Recycling 0.35 |  |  | Small Boilers (<100 MMBtu/hr Heat Input):Controlled Low NOx Burner
|  |  |  | Agricultural | res:DEER:RefgFrzr_HighEff |  | Fixture: T8 Lamp & Electronic Ballast: C/I/A - 11 | Freezer Recycling 0.54 |  |  | Small Boilers (<100 MMBtu/hr Heat Input):Controlled – Flue Gas Recirculation
|  |  |  | Not Used | res:DEER:RefgFrzr_HighEff |  | T8 Fixtures – 17 Watt Lamp, 2ft or 32-watt Lamp, 4ft 11 | Residential Contractor Program 0.89 |  |  | Residential Furnaces (<0.3):Uncontrolled
[5 empty] | res:DEER:RefgFrzr_HighEff |  | T8 Lamps: C/I/A - 5 | Emerging Technologies 0.83
[5 empty] | res:DEER:RefgFrzr_HighEff |  | High Efficiency Lighting (HID): NR - 16 | All other residential programs 0.80
[5 empty] | res:DEER:RefgFrzr_HighEff |  | High Output T5 Fixture: NR - 16 |  | Electric Rate | Gas Rate
[5 empty] | res:DEER:RefgFrzr_Recyc-Conditioned |  | Indoor or Outdoor Lighting System Modification: NR - 13.5 | Advanced water heating systems 1.00 | Residential | 0
[5 empty] | res:DEER:RefgFrzr_Recyc-Conditioned |  | Lighting Controls: NR - 16 | Agricultural and Dairy Incentives 0.75 | Commercial | Residential
[5 empty] | res:DEER:RefgFrzr_Recyc-Conditioned |  | Daylighting Controls; NR - 16 | Coin Laundry and Dry Cleaner Education 0.70 | Not Used | Not Used
[5 empty] | res:DEER:RefgFrzr_Recyc-Conditioned |  | Lighting Power Density: NR - 11 | Commercial and agricultural information, tools, or design assistance services | Not Used
[5 empty] | res:DEER:RefgFrzr_Recyc-Conditioned |  | Exit Sign – CF Hardware Kit/LED/ Electro-Luminescent: NR - 16 | Comprehensive Space Conditioning 1.00 | Not Used
[5 empty] | res:DEER:RefgFrzr_Recyc-UnConditioned |  | Occupancy Sensor: NR - 8 | Lodging Education 0.70
[5 empty] | res:DEER:RefgFrzr_Recyc-UnConditioned |  | Photocell: NR - 8 | Express Efficiency (rebates) 0.96
[5 empty] | res:DEER:RefgFrzr_Recyc-UnConditioned |  | Time Clock – Lighting: NR - 8 | Energy Management Services, including audits (for small and medium customers)
[5 empty] | res:DEER:RefgFrzr_Recyc-UnConditioned |  | Induction Lamps: NR - 2 | Food Services Equipment Retrofit 1.00
[5 empty] | res:DEER:RefgFrzr_Recyc-UnConditioned |  | Induction Fixture: NR - 16 | Industrial Information and Services 0.74
[5 empty] | res:DEER:HVAC_Eff_AC |  | Delamp/reflectors: C/I - 11 | Large Standard Performance Contract 0.70
[5 empty] | res:DEER:HVAC_Eff_AC |  | Optical Reflectors- new construction: Ind, NRNC - 12 | All other nonresidential programs 0.80
[5 empty] | res:DEER:HVAC_Eff_AC |  | Optical Reflectors- retrofit: NR - 10 | New Construction
[5 empty] | res:DEER:HVAC_Eff_AC |  | HID fixture: Interior, >= 176 Watts lamp: Ind - 16 | Industrial and Agricultural Process 0.94
[5 empty] | res:DEER:HVAC_Eff_AC |  | HID fixture: Interior, 251-400 Watt lamp: Com - 16 | Industrial new construction incentives 0.62
[5 empty] | res:DEER:HVAC_Duct_Sealing |  | CFL Fixture: Pin based CFL fixture: Com - 12.0 | Savings by Design 0.82
[5 empty] | res:DEER:HVAC_Duct_Sealing |  | Screw-in CFL: Education - Primary School: NR - 5.6 | All other new construction programs 0.80
[5 empty] | res:DEER:HVAC_Duct_Sealing |  | Screw-in CFL: Education - Secondary School: NR - 3.5 | Large Standard Performance Contract 0.7011
[5 empty] | res:DEER:HVAC_Duct_Sealing |  | Screw-in CFL: Education - Community College: NR - 2.1 | Savings by Design 0.8212
[5 empty] | res:DEER:HVAC_Duct_Sealing |  | Screw-in CFL: Education - University: NR - 2.6 | Codes and Standards
[5 empty] | res:DEER:HVAC_Refrig_Charge |  | Screw-in CFL: Grocery: NR - 1.4
[5 empty] | res:DEER:HVAC_Refrig_Charge |  | Screw-in CFL: Health/Medical - Hospital: NR - 0.9
[5 empty] | res:DEER:HVAC_Refrig_Charge |  | Screw-in CFL: Health/Medical - Nursing Home: NR - 0.9
[5 empty] | res:DEER:HVAC_Refrig_Charge |  | Screw-in CFL: Lodging - Hotel: NR - 0.9
[5 empty] | res:DEER:HVAC_Refrig_Charge |  | Screw-in CFL: Lodging - Motel: NR - 0.9
[5 empty] | res:DEER:Refg_Chrg_Duct_Seal |  | Screw-in CFL: Lodging - Guest Rooms: NR - 7.0
[5 empty] | res:DEER:Refg_Chrg_Duct_Seal |  | Screw-in CFL: Manufacturing - Light Industrial: NR - 2.8
[5 empty] | res:DEER:Refg_Chrg_Duct_Seal |  | Screw-in CFL: Office - Large: NR - 2.9
[5 empty] | res:DEER:Refg_Chrg_Duct_Seal |  | Screw-in CFL: Office - Small: NR - 3.2
[5 empty] | res:DEER:Refg_Chrg_Duct_Seal |  | Screw-in CFL: Restaurant - Sit-Down: NR - 2.3
[5 empty] | res:DEER:RefgFrzr_Recycling |  | Screw-in CFL: Restaurant - Fast-Food: NR - 1.3
[5 empty] | res:DEER:RefgFrzr_Recycling |  | Screw-in CFL: Retail - 3-Story Large: NR - 1.9
[5 empty] | res:DEER:RefgFrzr_Recycling |  | Screw-in CFL: Retail - Single-Story Large: NR - 1.8
[5 empty] | res:DEER:RefgFrzr_Recycling |  | Screw-in CFL: Retail - Small: NR - 2.1
[5 empty] | res:DEER:RefgFrzr_Recycling |  | Screw-in CFL: Storage - Conditioned: NR - 2.8
[5 empty] | NON_res:DEER:Indoor_CFL_Ltg |  | Screw-in CFL: Storage - Unconditioned: NR - 2.8
[5 empty] | NON_res:DEER:Indoor_CFL_Ltg |  | Screw-in CFL: Warehouse - Refrigerated: NR - 3.1
NON_res:DEER:Indoor_CFL_Ltg
[5 empty] | NON_res:DEER:Indoor_CFL_Ltg |  | HVAC/Refrigeration – SPC: NR - 16
[5 empty] | NON_res:DEER:Indoor_CFL_Ltg |  | Chiller – High Efficiency: NR - 20
[5 empty] | NON_res:DEER:Indoor_Non-CFL_Ltg |  | Chiller – Variable Speed Drive: NR - 20
[5 empty] | NON_res:DEER:Indoor_Non-CFL_Ltg |  | Water Cooled Chillers: NR - 20
[5 empty] | NON_res:DEER:Indoor_Non-CFL_Ltg |  | Air Conditioners – High Efficiency: NR - 15
[5 empty] | NON_res:DEER:Indoor_Non-CFL_Ltg |  | Packaged HVAC Systems: NR - 15
[5 empty] | NON_res:DEER:Indoor_Non-CFL_Ltg |  | Install HVAC EMS: Com - 14
[5 empty] | NON_res:DEER:HVAC_Chillers |  | AC Packaged Terminal Units: NR - 15
[5 empty] | NON_res:DEER:HVAC_Chillers |  | Evaporative Coolers: NR - 15
[5 empty] | NON_res:DEER:HVAC_Chillers |  | Boiler – High Efficiency: NR - 20
[5 empty] | NON_res:DEER:HVAC_Chillers |  | Cooling Towers/Evaporative Condenser: NR - 15
[5 empty] | NON_res:DEER:HVAC_Chillers |  | Heat Pump – Split System: NR - 15
[5 empty] | NON_res:DEER:HVAC_Refrig_Charge |  | Heat Pump with Integrated Water Heating: NR - 10
[5 empty] | NON_res:DEER:HVAC_Refrig_Charge |  | Ground Source Heat Pump: NR - 15
[5 empty] | NON_res:DEER:HVAC_Refrig_Charge |  | Reduce Internal Load: NR - 15
[5 empty] | NON_res:DEER:HVAC_Refrig_Charge |  | Insulation: NR - 20
[5 empty] | NON_res:DEER:HVAC_Refrig_Charge |  | Insulation Package: NR - 20
[5 empty] | NON_res:DEER:HVAC_Split-Package_AC |  | Reflective Window Film: NR - 10
[5 empty] | NON_res:DEER:HVAC_Split-Package_AC |  | Bypass/Delay Timer(lighting): NR - 8
[5 empty] | NON_res:DEER:HVAC_Split-Package_AC |  | Set-Back Thermostat: NR - 11
[5 empty] | NON_res:DEER:HVAC_Split-Package_AC |  | Time Clock - HVAC: NR - 10
[5 empty] | NON_res:DEER:HVAC_Split-Package_AC |  | HVAC/Space Heating/Efficiency (Gas): NR - 18
[5 empty] | NON_res:DEER:HVAC_Duct_Sealing |  | Nonresidential Gas – AC: NR - 20
NON_res:DEER:HVAC_Duct_Sealing
[5 empty] | NON_res:DEER:HVAC_Duct_Sealing |  | Adjustable speed drive, application unknown: Ag - 10
[5 empty] | NON_res:DEER:HVAC_Duct_Sealing |  | Adjustable speed drive, application unknown: Com - 10
[5 empty] | NON_res:DEER:HVAC_Duct_Sealing |  | Adjustable Speed Drive: HVAC fan, 50 HP Max: Com - 10
[5 empty] | 01-ALC-AllCommercial-Cooling |  | Pump repair: Ag - 11
[5 empty] | 01-ALC-AllCommercial-ExtLight |  | Injection molding machines: Ind - 15
[5 empty] | 01-ALC-AllCommercial-IntLight |  | Plastic extusion equipment: Ind - 15
[5 empty] | 01-ALC-AllCommercial-OffEquip |  | Process cooling: Ind - 15
[5 empty] | 01-ALC-AllCommercial-Refrig |  | Process equipment insulation: Ind - 15
01-ALC-AllCommercial-Vent/Fan
[5 empty] | 02-ASM-Assembly-Cooling |  | Horizontal Clothes Washer: NR - 10
[5 empty] | 02-ASM-Assembly-Exit |  | Efficient Dishwashing: NR - 5
[5 empty] | 02-ASM-Assembly-ExtLight |  | Water Heater Controls: NR - 15
[5 empty] | 02-ASM-Assembly-IntLight |  | Cooking measures , Assorted: Com - 12
[5 empty] | 03-BCR-BothResidentialandCommercial-COOL |  | Water Heater – Gas: NR - 15
[5 empty] | 03-BCR-BothResidentialandCommercial-LIT_INT |  | Domestic Hot Water Boiler (Gas): NR - 20
03-BCR-BothResidentialandCommercial-OFF_EQ
[5 empty] | 03-BCR-BothResidentialandCommercial-LIT_EXT |  | Auto Closer for Cooler/Freezer: NR - 8
[5 empty] | 03-BCR-BothResidentialandCommercial-REFG |  | Door Gaskets: NR - 4
[5 empty] | 03-BCR-BothResidentialandCommercial-VENT |  | Floating Head Pressure: NR - 16
[5 empty] | 04-DMO-ResidentialMobileHome–DoubleWide-CL_DRY |  | Heatless Door: NR - 16
[5 empty] | 04-DMO-ResidentialMobileHome–DoubleWide-CL_WASH |  | Humidistat Control for Anti-Sweat Heater: NR - 12
[5 empty] | 04-DMO-ResidentialMobileHome–DoubleWide-DSH_WASH |  | Insulation on Refrigeration Suction Line: NR - 11
[5 empty] | 04-DMO-ResidentialMobileHome–DoubleWide-FREEZ |  | Night Covers for Display Cases: NR - 5
[5 empty] | 04-DMO-ResidentialMobileHome–DoubleWide-LIGHT |  | PSC Evaporator Motor – Walkin/ Display: NR - 15
[5 empty] | 04-DMO-ResidentialMobileHome–DoubleWide-POOL_PMP |  | Refrigeration Case Doors – Glass/Acrylic: NR - 12
[5 empty] | 04-DMO-ResidentialMobileHome–DoubleWide-REFG |  | Refrigerator Case with Doors: NR - 12
[5 empty] | 04-DMO-ResidentialMobileHome–DoubleWide-SP_COOL |  | Refrigerator Condensate Evaporator – Elec/Non Elec: NR - 8
[5 empty] | 04-DMO-ResidentialMobileHome–DoubleWide-SP_HEAT |  | Strip Curtains for Walk-Ins: NR - 4
[5 empty] | 04-DMO-ResidentialMobileHome–DoubleWide-WAT_HEAT |  | Ballast: Electronic, for display case: NR - 11
[5 empty] | 05-ECC-Education–CommunityCollege-COOL |  | Defrost: NR - 16
[5 empty] | 05-ECC-Education–CommunityCollege-LIT_INT |  | FHP & EFF Conditioner: NR - 16
[5 empty] | 05-ECC-Education–CommunityCollege-OFF_EQ |  | High-efficiency Liquid Suction Heat Exchangers: NR - 16
[5 empty] | 05-ECC-Education–CommunityCollege-LIT_EXT |  | Night Shields on Refrigerator and Freezer Cases: NR - 5
[5 empty] | 05-ECC-Education–CommunityCollege-REFG |  | Walk-in Refrigerator or Freezer: Evaporative Fan Controller: NR - 5
[5 empty] | 05-ECC-Education–CommunityCollege-VENT |  | Multiplec Refrigeration Systems/Supermarket Systems: NR - 10
06-EPR-Education–PrimarySchool-COOL
[5 empty] | 06-EPR-Education–PrimarySchool-LIT_INT |  | Kiln/Oven/Furnace: NR - 18
[5 empty] | 06-EPR-Education–PrimarySchool-OFF_EQ |  | Thermal Night Curtains: NR - 5
[5 empty] | 06-EPR-Education–PrimarySchool-LIT_EXT |  | Custom Measures – SPC: NR - 15
[5 empty] | 06-EPR-Education–PrimarySchool-REFG |  | Local Government Partnership: NR - 11
[5 empty] | 06-EPR-Education–PrimarySchool-VENT |  | Audits: NR - 3
[5 empty] | 07-ESE-Education–SecondarySchool-COOL |  | Plug Load Sensor: NR - 10
[5 empty] | 07-ESE-Education–SecondarySchool-LIT_INT |  | Information: NR - 1
[5 empty] | 07-ESE-Education–SecondarySchool-OFF_EQ |  | High Efficiency Motors: NR - 15
[5 empty] | 07-ESE-Education–SecondarySchool-LIT_EXT |  | Process Overhaul: NR - 20
[5 empty] | 07-ESE-Education–SecondarySchool-REFG |  | System Controls: NR - 15
07-ESE-Education–SecondarySchool-VENT
08-EUN-Education–University-COOL
[5 empty] | 08-EUN-Education–University-LIT_INT |  | RESIDENTIAL MEASURES
[5 empty] | 08-EUN-Education–University-OFF_EQ |  | ****************************************************************
[5 empty] | 08-EUN-Education–University-LIT_EXT |  | T8 Fixtures ; lamp or ballast: Res - 15
[5 empty] | 08-EUN-Education–University-REFG |  | Pin based CFL Fixture: Res - 16
[5 empty] | 08-EUN-Education–University-VENT |  | CFL: Indoor Screw in: Res - 9.4
[5 empty] | 09-GRO-Grocery-COOL |  | CFL: Outdoor Screw in: Res - 7
[5 empty] | 09-GRO-Grocery-LIT_INT |  | Torchiere: Res - 9
09-GRO-Grocery-OFF_EQ
[5 empty] | 09-GRO-Grocery-LIT_EXT |  | Air Conditioners with SEER >= 11.0: Res - 18
[5 empty] | 09-GRO-Grocery-REFG |  | Central Air Conditioners: Res - 18
[5 empty] | 09-GRO-Grocery-VENT |  | Duct Testing: Res NC - 18
[5 empty] | 10-HSP-Health/Medical–Hospital-COOL |  | High Energy Efficiency Ducts: Res - 18
[5 empty] | 10-HSP-Health/Medical–Hospital-LIT_INT |  | Whole House Fan: Res - 15
[5 empty] | 10-HSP-Health/Medical–Hospital-OFF_EQ |  | Evaporative Cooler: Res - 15
[5 empty] | 10-HSP-Health/Medical–Hospital-LIT_EXT |  | Glazing - Low E Double / Low Shade Coefficient: Res - 20
[5 empty] | 10-HSP-Health/Medical–Hospital-REFG |  | Heat Pump - Electric: Res - 15
[5 empty] | 10-HSP-Health/Medical–Hospital-VENT |  | Insulation - Ceiling / Floor / Walls: Res - 20
[5 empty] | 11-HTL-Lodging–Hotel(GuestRooms)-COOL |  | A/C with Integrated Water Heating: Res - 10
[5 empty] | 11-HTL-Lodging–Hotel(GuestRooms)-LIT_INT |  | Programmable Thermostat: Res - 12
11-HTL-Lodging–Hotel(GuestRooms)-OFF_EQ
[5 empty] | 11-HTL-Lodging–Hotel(GuestRooms)-LIT_EXT |  | Audits: Res - 3
[5 empty] | 11-HTL-Lodging–Hotel(GuestRooms)-REFG |  | Gas Cooktops: Res - 20
[5 empty] | 11-HTL-Lodging–Hotel(GuestRooms)-VENT |  | Gas Dryer Stub: Res - 18
[5 empty] | 12-MBT-Manufacturing–Bio/Tech-AG_PUMP |  | Energy-Efficient Furnaces: Res - 18
12-MBT-Manufacturing–Bio/Tech-COMP_AIR
[5 empty] | 12-MBT-Manufacturing–Bio/Tech-COOL |  | Refrigerator Recycling: Res - 10
[5 empty] | 12-MBT-Manufacturing–Bio/Tech-LIGHT |  | Refrigerator - Energy Efficient; 20% more efficient: Res - 18
[5 empty] | 12-MBT-Manufacturing–Bio/Tech-MOTOR |  | Refrigerators: Res - 18
12-MBT-Manufacturing–Bio/Tech-PROC_OTH
13-MFM-ResidentialMulti-family-CL_DRY
[5 empty] | 13-MFM-ResidentialMulti-family-CL_WASH |  | GENERIC USEFUL LIVES:
[5 empty] | 13-MFM-ResidentialMulti-family-DSH_WASH |  | ****************************************************************
[5 empty] | 13-MFM-ResidentialMulti-family-FREEZ |  | 0.1
[5 empty] | 13-MFM-ResidentialMulti-family-LIGHT |  | 0.2
[5 empty] | 13-MFM-ResidentialMulti-family-POOL_PMP |  | 0.3
[5 empty] | 13-MFM-ResidentialMulti-family-REFG |  | 0.4
[5 empty] | 13-MFM-ResidentialMulti-family-SP_COOL |  | 0.5
[5 empty] | 13-MFM-ResidentialMulti-family-SP_HEAT |  | 0.6
[5 empty] | 13-MFM-ResidentialMulti-family-WAT_HEAT |  | 0.7
[5 empty] | 14-MLI-Manufacturing–LightIndustry-AG_PUMP |  | 0.8
[5 empty] | 14-MLI-Manufacturing–LightIndustry-COMP_AIR |  | 0.9
[5 empty] | 14-MLI-Manufacturing–LightIndustry-COOL |  | 1
[5 empty] | 14-MLI-Manufacturing–LightIndustry-LIGHT |  | 1.1
[5 empty] | 14-MLI-Manufacturing–LightIndustry-MOTOR |  | 1.2
[5 empty] | 14-MLI-Manufacturing–LightIndustry-PROC_OTH |  | 1.3
[5 empty] | 15-MTL-Lodging–Motel-COOL |  | 1.4
[5 empty] | 15-MTL-Lodging–Motel-LIT_INT |  | 1.5
[5 empty] | 15-MTL-Lodging–Motel-OFF_EQ |  | 1.6
[5 empty] | 15-MTL-Lodging–Motel-LIT_EXT |  | 1.7
[5 empty] | 15-MTL-Lodging–Motel-REFG |  | 1.8
[5 empty] | 15-MTL-Lodging–Motel-VENT |  | 1.9
[5 empty] | 16-NRS-Health/Medical–Clinic-COOL |  | 2
[5 empty] | 16-NRS-Health/Medical–Clinic-LIT_INT |  | 2.1
[5 empty] | 16-NRS-Health/Medical–Clinic-OFF_EQ |  | 2.2
[5 empty] | 16-NRS-Health/Medical–Clinic-LIT_EXT |  | 2.3
[5 empty] | 16-NRS-Health/Medical–Clinic-REFG |  | 2.4
[5 empty] | 16-NRS-Health/Medical–Clinic-VENT |  | 2.5
[5 empty] | 17-OFL-Office–Large-Cooling |  | 2.6
[5 empty] | 17-OFL-Office–Large-ExtLight |  | 2.7
[5 empty] | 17-OFL-Office–Large-IntLight |  | 2.8
[5 empty] | 17-OFL-Office–Large-OffEquip |  | 2.9
[5 empty] | 17-OFL-Office–Large-Refrig |  | 3
[5 empty] | 17-OFL-Office–Large-Vent/Fan |  | 3.1
[5 empty] | 18-OFS-Office–Small-Cooling |  | 3.2
[5 empty] | 18-OFS-Office–Small-ExtLight |  | 3.3
[5 empty] | 18-OFS-Office–Small-IntLight |  | 3.4
[5 empty] | 18-OFS-Office–Small-OffEquip |  | 3.5
[5 empty] | 18-OFS-Office–Small-Refrig |  | 3.6
[5 empty] | 18-OFS-Office–Small-Vent/Fan |  | 3.7
[5 empty] | 19-RES-AllResidential-CL_DRY |  | 3.8
[5 empty] | 19-RES-AllResidential-CL_WASH |  | 3.9
[5 empty] | 19-RES-AllResidential-DSH_WASH |  | 4
[5 empty] | 19-RES-AllResidential-FREEZ |  | 4.1
[5 empty] | 19-RES-AllResidential-LIGHT |  | 4.2
[5 empty] | 19-RES-AllResidential-POOL_PMP |  | 4.3
[5 empty] | 19-RES-AllResidential-REFG |  | 4.4
[5 empty] | 19-RES-AllResidential-SP_COOL |  | 4.5
[5 empty] | 19-RES-AllResidential-SP_HEAT |  | 4.6
[5 empty] | 19-RES-AllResidential-WAT_HEAT |  | 4.7
[5 empty] | 20-RFF-Restaurant–FastFood-Cooling |  | 4.8
[5 empty] | 20-RFF-Restaurant–FastFood-ExtLight |  | 4.9
[5 empty] | 20-RFF-Restaurant–FastFood-IntLight |  | 5
[5 empty] | 20-RFF-Restaurant–FastFood-OffEquip |  | 5.1
[5 empty] | 20-RFF-Restaurant–FastFood-Refrig |  | 5.2
[5 empty] | 20-RFF-Restaurant–FastFood-Vent/Fan |  | 5.3
[5 empty] | 21-RSD-Restaurant–SitDown-COOL |  | 5.4
[5 empty] | 21-RSD-Restaurant–SitDown-LIT_INT |  | 5.5
[5 empty] | 21-RSD-Restaurant–SitDown-OFF_EQ |  | 5.6
[5 empty] | 21-RSD-Restaurant–SitDown-LIT_EXT |  | 5.7
[5 empty] | 21-RSD-Restaurant–SitDown-PROC_OTH |  | 5.8
[5 empty] | 21-RSD-Restaurant–SitDown-REFG |  | 5.9
[5 empty] | 21-RSD-Restaurant–SitDown-VENT |  | 6
[5 empty] | 22-RT3-Retail–3StoryLarge-COOL |  | 6.1
[5 empty] | 22-RT3-Retail–3StoryLarge-LIT_INT |  | 6.2
[5 empty] | 22-RT3-Retail–3StoryLarge-OFF_EQ |  | 6.3
[5 empty] | 22-RT3-Retail–3StoryLarge-LIT_EXT |  | 6.4
[5 empty] | 22-RT3-Retail–3StoryLarge-REFG |  | 6.5
[5 empty] | 22-RT3-Retail–3StoryLarge-VENT |  | 6.6
[5 empty] | 23-RTL-Retail–SingleStorylarge-COOL |  | 6.7
[5 empty] | 23-RTL-Retail–SingleStorylarge-LIT_INT |  | 6.8
[5 empty] | 23-RTL-Retail–SingleStorylarge-OFF_EQ |  | 6.9
[5 empty] | 23-RTL-Retail–SingleStorylarge-LIT_EXT |  | 7
[5 empty] | 23-RTL-Retail–SingleStorylarge-REFG |  | 7.1
[5 empty] | 23-RTL-Retail–SingleStorylarge-VENT |  | 7.2
[5 empty] | 24-RTS-Retail–Small-COOL |  | 7.3
[5 empty] | 24-RTS-Retail–Small-LIT_INT |  | 7.4
[5 empty] | 24-RTS-Retail–Small-OFF_EQ |  | 7.5
[5 empty] | 24-RTS-Retail–Small-LIT_EXT |  | 7.6
[5 empty] | 24-RTS-Retail–Small-REFG |  | 7.7
[5 empty] | 24-RTS-Retail–Small-VENT |  | 7.8
[5 empty] | 25-SCN-Storage–Conditioned-Cooling |  | 7.9
[5 empty] | 25-SCN-Storage–Conditioned-Exit |  | 8
[5 empty] | 25-SCN-Storage–Conditioned-ExtLight |  | 8.1
[5 empty] | 26-SFM-ResidentialSingleFamily-CL_DRY |  | 8.2
[5 empty] | 26-SFM-ResidentialSingleFamily-CL_WASH |  | 8.3
[5 empty] | 26-SFM-ResidentialSingleFamily-DSH_WASH |  | 8.4
[5 empty] | 26-SFM-ResidentialSingleFamily-FREEZ |  | 8.5
[5 empty] | 26-SFM-ResidentialSingleFamily-LIGHT |  | 8.6
[5 empty] | 26-SFM-ResidentialSingleFamily-POOL_PMP |  | 8.7
[5 empty] | 26-SFM-ResidentialSingleFamily-REFG |  | 8.8
[5 empty] | 26-SFM-ResidentialSingleFamily-SP_COOL |  | 8.9
[5 empty] | 26-SFM-ResidentialSingleFamily-SP_HEAT |  | 9
[5 empty] | 26-SFM-ResidentialSingleFamily-WAT_HEAT |  | 9.1
[5 empty] | 27-SMO-ResidentialMobileHome–SingleWide-CL_DRY |  | 9.2
[5 empty] | 27-SMO-ResidentialMobileHome–SingleWide-CL_WASH |  | 9.3
[5 empty] | 27-SMO-ResidentialMobileHome–SingleWide-DSH_WASH |  | 9.4
[5 empty] | 27-SMO-ResidentialMobileHome–SingleWide-FREEZ |  | 9.5
[5 empty] | 27-SMO-ResidentialMobileHome–SingleWide-LIGHT |  | 9.6
[5 empty] | 27-SMO-ResidentialMobileHome–SingleWide-POOL_PMP |  | 9.7
[5 empty] | 27-SMO-ResidentialMobileHome–SingleWide-REFG |  | 9.8
[5 empty] | 27-SMO-ResidentialMobileHome–SingleWide-SP_COOL |  | 9.9
[5 empty] | 27-SMO-ResidentialMobileHome–SingleWide-SP_HEAT |  | 10
[5 empty] | 27-SMO-ResidentialMobileHome–SingleWide-WAT_HEAT |  | 10.1
[5 empty] | 28-SUN-Storage–Unconditioned-Exit |  | 10.2
[5 empty] | 28-SUN-Storage–Unconditioned-ExtLight |  | 10.3
[5 empty] | 29-WRF-Storage–Refrigerated-Cooling |  | 10.4
[5 empty] | 29-WRF-Storage–Refrigerated-Exit |  | 10.5
[5 empty] | 29-WRF-Storage–Refrigerated-ExtLight |  | 10.6
[5 empty] | 30-S20-SIC20Food&KindredProducts-AG_PUMP |  | 10.7
[5 empty] | 30-S20-SIC20Food&KindredProducts-COMP_AIR |  | 10.8
[5 empty] | 30-S20-SIC20Food&KindredProducts-COOL |  | 10.9
[5 empty] | 30-S20-SIC20Food&KindredProducts-LIGHT |  | 11
[5 empty] | 30-S20-SIC20Food&KindredProducts-MOTOR |  | 11.1
[5 empty] | 30-S20-SIC20Food&KindredProducts-PROC_OTH |  | 11.2
[5 empty] | 31-S26-SIC26Paper&AlliedProducts-AG_PUMP |  | 11.3
[5 empty] | 31-S26-SIC26Paper&AlliedProducts-COMP_AIR |  | 11.4
[5 empty] | 31-S26-SIC26Paper&AlliedProducts-COOL |  | 11.5
[5 empty] | 31-S26-SIC26Paper&AlliedProducts-LIGHT |  | 11.6
[5 empty] | 31-S26-SIC26Paper&AlliedProducts-MOTOR |  | 11.7
[5 empty] | 31-S26-SIC26Paper&AlliedProducts-PROC_OTH |  | 11.8
[5 empty] | 32-S28-SIC28Chemicals&AlliedProducts-AG_PUMP |  | 11.9
[5 empty] | 32-S28-SIC28Chemicals&AlliedProducts-COMP_AIR |  | 12
[5 empty] | 32-S28-SIC28Chemicals&AlliedProducts-COOL |  | 12.1
[5 empty] | 32-S28-SIC28Chemicals&AlliedProducts-LIGHT |  | 12.2
[5 empty] | 32-S28-SIC28Chemicals&AlliedProducts-MOTOR |  | 12.3
[5 empty] | 32-S28-SIC28Chemicals&AlliedProducts-PROC_OTH |  | 12.4
[5 empty] | 33-S29-SIC29Petroleum&CoalProducts-AG_PUMP |  | 12.5
[5 empty] | 33-S29-SIC29Petroleum&CoalProducts-COMP_AIR |  | 12.6
[5 empty] | 33-S29-SIC29Petroleum&CoalProducts-COOL |  | 12.7
[5 empty] | 33-S29-SIC29Petroleum&CoalProducts-LIGHT |  | 12.8
[5 empty] | 33-S29-SIC29Petroleum&CoalProducts-MOTOR |  | 12.9
[5 empty] | 33-S29-SIC29Petroleum&CoalProducts-PROC_OTH |  | 13
[5 empty] | 34-S33-SIC33Metals-AG_PUMP |  | 13.1
[5 empty] | 34-S33-SIC33Metals-COMP_AIR |  | 13.2
[5 empty] | 34-S33-SIC33Metals-COOL |  | 13.3
[5 empty] | 34-S33-SIC33Metals-LIGHT |  | 13.4
[5 empty] | 34-S33-SIC33Metals-MOTOR |  | 13.5
[5 empty] | 34-S33-SIC33Metals-PROC_OTH |  | 13.6
[5 empty] | 35-OTI-OtherIndustrial-AG_PUMP |  | 13.7
[5 empty] | 35-OTI-OtherIndustrial-COMP_AIR |  | 13.8
[5 empty] | 35-OTI-OtherIndustrial-COOL |  | 13.9
[5 empty] | 35-OTI-OtherIndustrial-LIGHT |  | 14
[5 empty] | 35-OTI-OtherIndustrial-MOTOR |  | 14.1
[5 empty] | 35-OTI-OtherIndustrial-PROC_OTH |  | 14.2
[5 empty] | 36-GST-Lodging-GuestRooms-Cooling |  | 14.3
[5 empty] | 36-GST-Lodging-GuestRooms-ExtLight |  | 14.4
[5 empty] | 36-GST-Lodging-GuestRooms-IntLight |  | 14.5
[5 empty] | 36-GST-Lodging-GuestRooms-OffEquip |  | 14.6
[5 empty] | 36-GST-Lodging-GuestRooms-Refrig |  | 14.7
[5 empty] | 36-GST-Lodging-GuestRooms-Vent/Fan |  | 14.8
14.9
15
15.1
15.2
15.3
15.4
15.5
15.6
15.7
15.8
15.9
16
16.1
16.2
16.3
16.4
16.5
16.6
16.7
16.8
16.9
17
17.1
17.2
17.3
17.4
17.5
17.6
17.7
17.8
17.9
18
18.1
18.2
18.3
18.4
18.5
18.6
18.7
18.8
18.9
19
19.1
19.2
19.3
19.4
19.5
19.6
19.7
19.8
19.9
20
21
22
23
24
25
26
27
28
29
30
Last Row Used is above