## Export
PROGRAM NAME | 0
BUDGET
Administrative Costs
Overhead and G&A | 0
Other Administrative Costs | 0
Marketing/Outreach | 0
Direct Implementation
d.i. User Input Incentive (No rebates) | 0
d.ii. Rebate | 76922.825
d.iii. Direct Install Labor | 0
d.iv. Direct Install Materials | 0
d.v. Upstream payments | 0
Activity | 0
Installation | 0
Hardware & Materials | 0
Rebate Processing & Inspection | 0
EM&V Costs | 0
Budget | 76922.825
Costs recovered from other sources | 0
Budget (plus other costs) | 76922.825
PROGRAM IMPACTS
Program Reductions for Measures installed through 2011
User Entered kW (kW) | 135.6453
Net Jul-Sept Peak (kW) | 154.6497
Net Dec-Feb Peak (kW) | 4.7478
Net NCP (kW) | 306.0264
Net CEC (kW) | 0
Annual Net kWh | 132194.9782
Lifecycle Net kWh | 1417954.815
Annual Net Therms | 3573.7703
Lifecycle Net Therms | 64485.5859
Cost Effectiveness for all measures installed through 2015
TRC
Costs | 64943.3271
Electric Benefits | 256105.3956
Gas Benefits | 35176.0521
Net Benefits (NPV) | 226338.1207
BC Ratio | 4.4852
PAC
Costs | 70786.7963
Electric Benefits | 256105.3956
Gas Benefits | 35176.0521
Net Benefits (NPV) | 220494.6515
BC Ratio | 4.1149
Levelized Cost
Levelized Cost TRC ($/kWh )
Discounted kWh | 828867.2204
Cost | 0.071069
Benefits | 0.30898
Benefit-Cost | 0.23791
Levelized Cost PAC ($/kWh)
Discounted kWh | 828867.2204
Cost | 0.076761
Benefits | 0.30898
Benefit-Cost | 0.23222
Levelized Cost TRC ($/therm)
Discounted Therms | 32552.7232
Cost | 0.17986
Benefits | 1.0806
Benefit-Cost | 0.90073
Levelized Cost PAC ($/therm)
Discounted Therms | 32552.7232
Cost | 0.21592
Benefits | 1.0806
Benefit-Cost | 0.86467
Emission Annual Reductions (2009-2011) |  | Energy Division File sheet "Attachment II" Total Electricity and Gas Emission Reductions
Electric Annual CO2 (tons) - 2009 | 76.7424 |  | 2009 | 2010 | 2011 | 2012 | 2013 | 2014 | 2015
2010 | 0 |  | Total | Total | Total | Total | Total | Total | Total
2011 | 0 | Annual CO2 Emission Reductions (tons) | 97.649 | 0 | 0 | 0 | 0 | 0 | 0
Electric Lifecycle CO2 (tons) - 2009 | 824.1096 | Lifecycle CO2 Emission Reductions (tons) | 1201.3503 | 0 | 0 | 0 | 0 | 0 | 0
2010 | 0 | Annual NOx Emission Reductions (tons) | 0.026936 | 0 | 0 | 0 | 0 | 0 | 0
2011 | 0 | Lifecycle NOx Emission Reductions (tons) | 0.40945 | 0 | 0 | 0 | 0 | 0 | 0
Electric Annual NOX (tons) - 2009 | 0.010496 | Annual SO2 Emission Reductions (tons)
2010 | 0 | Lifecycle SO2 Emission Reductions (tons)
2011 | 0
Electric Lifecycle NOX (tons) - 2009 | 0.11282
2010 | 0
2011 | 0
Electric Annual SO2 (lbs) - 2009
2010
2011
Electric Lifecycle SO2 (lbs) - 2009
2010
2011
Gas Annual CO2 (tons) - 2009 | 20.9066
2010 | 0
2011 | 0
Gas Lifecycle CO2 (tons) - 2009 | 377.2407
2010 | 0
2011 | 0
Gas Annual NOX (tons) - 2009 | 0.016439
2010 | 0
2011 | 0
Gas Lifecycle NOX (tons) - 2009 | 0.29663
2010 | 0
2011 | 0
Gas Annual SO2 (lbs) - 2009
2010
2011
Gas Lifecycle SO2 (lbs) - 2009
2010
2011
Data below not currently used in Energy Division workbook
Levelized Cost RIM ($/therm)
Discounted Therms | 32552.7232
Cost | 0.2626
Benefits | 1.0806
Benefit-Cost | 0.81798
Levelized Cost RIM ($/kWh)
Discounted kWh | 828867.2204
Cost | 0.075088
Benefits | 0.30898
Benefit-Cost | 0.81798
RIM
Costs | 70786.7963
Electric Benefits | 256105.3956
Gas Benefits | 35176.0521
Net Benefits (NPV) | 220494.6515
BC Ratio | 4.1149
Impacts for all programs installed trhough 2019
Net July-Sept Peak (kW)
Clothes Dryer | 0
Clothes Washer | 0
Consumer Electronics | 0
Cooking | 0
Dishwasher | 0
Net Dec-Feb Pk (kW)
Clothes Dryer | 0
Clothes Washer | 0
Consumer Electronics | 0
Cooking | 0
Dishwasher | 0
0
Clothes Dryer | 0
Clothes Washer | 0
Consumer Electronics | 0
Cooking | 0
Dishwasher | 0
Annual Net kWh
Clothes Dryer | 0
Clothes Washer | 0
Consumer Electronics | 0
Cooking | 0
Dishwasher | 0
Lifecycle Net kWh
Clothes Dryer | 0
Clothes Washer | 0
Consumer Electronics | 0
Cooking | 0
Dishwasher | 0
Annual Net Therms
Clothes Dryer | 0
Clothes Washer | 0
Consumer Electronics | 0
Cooking | 0
Dishwasher | 0
Lifecycle Net Therms
Clothes Dryer | 0
Clothes Washer | 0
Consumer Electronics | 0
Cooking | 0
Dishwasher | 0

## Output by Measure
0
0
SDG&E | [7 empty] | Levelized Benefits less Costs (TRC) |  |  |  | Levelized Benefits less Costs (PAC) |  |  |  | Benefit Cost Ratios
Net Impacts by Measure | [7 empty] | No Allocated Admin |  | w/ Allocated Admin |  | No Allocated Admin |  | w/ Allocated Admin |  | No Allocated Admin |  | w/ Allocated Admin
| Net Avg Jul-Sep (kW) | Net Dec-Feb Pk (kW) | Net User Entered kW | Annual kWh adj for Net to gross | Lifecycle kWh (Annual * Measure Life) | Annual Therms | Lifecycle Therms | Electric ($/kWh) | Gas ($/Th) | Electric ($/kWh) | Gas ($/Th) | Electric ($/kWh) | Gas ($/Th) | Electric ($/kWh) | Gas ($/Th) | TRC | PAC | TRC | PAC
Total or Average | 154.6497 | 4.7478 | 135.6453 | 132194.9782 | 1417954.815 | 3573.7703 | 64485.5859 | 0.23791 | 0.90073 | 0.23791 | 0.90073 | 0.23222 | 0.86467 | 0.23222 | 0.86467
267009-Duct Sealing (Total Leakage Reduced from 40% of AHU flow to 12%) Resid SF CZ10 Vint03 | 0.25213 | 0.002361 | 0.13813 | 183.1159 | 3296.0866 | 16.7075 | 300.7354 | 0.28642 | 0.91049 | 0.28642 | 0.91049 | 0.25844 | 0.82153 | 0.25844 | 0.82153 | 6.364 | 4.1756 | 6.364 | 4.1756
267009-Duct Sealing (Total Leakage Reduced from 40% of AHU flow to 12%) Resid SF CZ10 Vint03 | 0.25213 | 0.002361 | 0.13813 | 183.1159 | 3296.0866 | 16.7075 | 300.7354 | 0.28831 | 0.91648 | 0.28831 | 0.91648 | 0.267 | 0.84876 | 0.267 | 0.84876 | 6.5968 | 4.6669 | 6.5968 | 4.6669
267010-Duct Sealing (Total Leakage Reduced from 40% of AHU flow to 12%) Resid SF CZ10 Vint04 | 0.19475 | 0.0018236 | 0.18795 | 141.4397 | 2545.9153 | 8.3726 | 150.7068 | 0.25812 | 0.86142 | 0.25812 | 0.86142 | 0.25201 | 0.84101 | 0.25201 | 0.84101 | 4.9368 | 4.5156 | 4.9368 | 4.5156
267009-Duct Sealing (Total Leakage Reduced from 40% of AHU flow to 12%) Resid SF CZ10 Vint03 | 0.25213 | 0.002361 | 0.13813 | 183.1159 | 3296.0866 | 16.7075 | 300.7354 | 0.28925 | 0.91947 | 0.28925 | 0.91947 | 0.27129 | 0.86238 | 0.27129 | 0.86238 | 6.7197 | 4.9586 | 6.7197 | 4.9586
267010-Duct Sealing (Total Leakage Reduced from 40% of AHU flow to 12%) Resid SF CZ10 Vint04 | 0.19475 | 0.0018236 | 0.18795 | 141.4397 | 2545.9153 | 8.3726 | 150.7068 | 0.25155 | 0.83949 | 0.25155 | 0.83949 | 0.22214 | 0.74133 | 0.22214 | 0.74133 | 4.4871 | 3.1875 | 4.4871 | 3.1875
267009-Duct Sealing (Total Leakage Reduced from 40% of AHU flow to 12%) Resid SF CZ10 Vint03 | 0.25213 | 0.002361 | 0.13813 | 183.1159 | 3296.0866 | 16.7075 | 300.7354 | 0.29255 | 0.92996 | 0.29255 | 0.92996 | 0.28628 | 0.91003 | 0.28628 | 0.91003 | 7.1885 | 6.3469 | 7.1885 | 6.3469
267009-Duct Sealing (Total Leakage Reduced from 40% of AHU flow to 12%) Resid SF CZ10 Vint03 | 0.25213 | 0.002361 | 0.13813 | 183.1159 | 3296.0866 | 16.7075 | 300.7354 | 0.28783 | 0.91498 | 0.28783 | 0.91498 | 0.26486 | 0.84195 | 0.26486 | 0.84195 | 6.537 | 4.5335 | 6.537 | 4.5335
267010-Duct Sealing (Total Leakage Reduced from 40% of AHU flow to 12%) Resid SF CZ10 Vint04 | 0.19475 | 0.0018236 | 0.18795 | 141.4397 | 2545.9153 | 8.3726 | 150.7068 | 0.25155 | 0.83949 | 0.25155 | 0.83949 | 0.22214 | 0.74133 | 0.22214 | 0.74133 | 4.4871 | 3.1875 | 4.4871 | 3.1875
267009-Duct Sealing (Total Leakage Reduced from 40% of AHU flow to 12%) Resid SF CZ10 Vint03 | 0.25213 | 0.002361 | 0.13813 | 183.1159 | 3296.0866 | 16.7075 | 300.7354 | 0.29019 | 0.92247 | 0.29019 | 0.92247 | 0.27557 | 0.87599 | 0.27557 | 0.87599 | 6.8473 | 5.2891 | 6.8473 | 5.2891
267009-Duct Sealing (Total Leakage Reduced from 40% of AHU flow to 12%) Resid SF CZ10 Vint03 | 0.25213 | 0.002361 | 0.13813 | 183.1159 | 3296.0866 | 16.7075 | 300.7354 | 0.28831 | 0.91648 | 0.28831 | 0.91648 | 0.267 | 0.84876 | 0.267 | 0.84876 | 6.5968 | 4.6669 | 6.5968 | 4.6669
267009-Duct Sealing (Total Leakage Reduced from 40% of AHU flow to 12%) Resid SF CZ10 Vint03 | 0.25213 | 0.002361 | 0.13813 | 183.1159 | 3296.0866 | 16.7075 | 300.7354 | 0.2901 | 0.92217 | 0.2901 | 0.92217 | 0.27514 | 0.87463 | 0.27514 | 0.87463 | 6.8343 | 5.2541 | 6.8343 | 5.2541
267010-Duct Sealing (Total Leakage Reduced from 40% of AHU flow to 12%) Resid SF CZ10 Vint04 | 0.19475 | 0.0018236 | 0.18795 | 141.4397 | 2545.9153 | 8.3726 | 150.7068 | 0.25681 | 0.85703 | 0.25681 | 0.85703 | 0.24603 | 0.82107 | 0.24603 | 0.82107 | 4.8398 | 4.1682 | 4.8398 | 4.1682
267009-Duct Sealing (Total Leakage Reduced from 40% of AHU flow to 12%) Resid SF CZ10 Vint03 | 0.50426 | 0.0047219 | 0.27625 | 366.2318 | 6592.1731 | 33.415 | 601.4708 | 0.29443 | 0.93595 | 0.29443 | 0.93595 | 0.29484 | 0.93726 | 0.29484 | 0.93726 | 7.487 | 7.5559 | 7.487 | 7.5559
267009-Duct Sealing (Total Leakage Reduced from 40% of AHU flow to 12%) Resid SF CZ10 Vint03 | 0.50426 | 0.0047219 | 0.27625 | 366.2318 | 6592.1731 | 33.415 | 601.4708 | 0.2949 | 0.93745 | 0.2949 | 0.93745 | 0.29699 | 0.94407 | 0.29699 | 0.94407 | 7.5656 | 7.9337 | 7.5656 | 7.9337
267009-Duct Sealing (Total Leakage Reduced from 40% of AHU flow to 12%) Resid SF CZ10 Vint03 | 0.25213 | 0.002361 | 0.13813 | 183.1159 | 3296.0866 | 16.7075 | 300.7354 | 0.28736 | 0.91348 | 0.28736 | 0.91348 | 0.26272 | 0.83514 | 0.26272 | 0.83514 | 6.4783 | 4.4076 | 6.4783 | 4.4076
267010-Duct Sealing (Total Leakage Reduced from 40% of AHU flow to 12%) Resid SF CZ10 Vint04 | 0.38949 | 0.0036472 | 0.37591 | 282.8795 | 5091.8306 | 16.7452 | 301.4135 | 0.25862 | 0.86306 | 0.25862 | 0.86306 | 0.25425 | 0.84848 | 0.25425 | 0.84848 | 4.9742 | 4.6613 | 4.9742 | 4.6613
267009-Duct Sealing (Total Leakage Reduced from 40% of AHU flow to 12%) Resid SF CZ10 Vint03 | 0.25213 | 0.002361 | 0.13813 | 183.1159 | 3296.0866 | 16.7075 | 300.7354 | 0.28878 | 0.91797 | 0.28878 | 0.91797 | 0.26914 | 0.85557 | 0.26914 | 0.85557 | 6.6577 | 4.8083 | 6.6577 | 4.8083
267009-Duct Sealing (Total Leakage Reduced from 40% of AHU flow to 12%) Resid SF CZ10 Vint03 | 0.25213 | 0.002361 | 0.13813 | 183.1159 | 3296.0866 | 16.7075 | 300.7354 | 0.28831 | 0.91648 | 0.28831 | 0.91648 | 0.267 | 0.84876 | 0.267 | 0.84876 | 6.5968 | 4.6669 | 6.5968 | 4.6669
267010-Duct Sealing (Total Leakage Reduced from 40% of AHU flow to 12%) Resid SF CZ10 Vint04 | 0.38949 | 0.0036472 | 0.37591 | 282.8795 | 5091.8306 | 16.7452 | 301.4135 | 0.26075 | 0.87019 | 0.26075 | 0.87019 | 0.26396 | 0.88088 | 0.26396 | 0.88088 | 5.143 | 5.4187 | 5.143 | 5.4187
267010-Duct Sealing (Total Leakage Reduced from 40% of AHU flow to 12%) Resid SF CZ10 Vint04 | 0.38949 | 0.0036472 | 0.37591 | 282.8795 | 5091.8306 | 16.7452 | 301.4135 | 0.25518 | 0.85159 | 0.25518 | 0.85159 | 0.23863 | 0.79635 | 0.23863 | 0.79635 | 4.7247 | 3.8053 | 4.7247 | 3.8053
267009-Duct Sealing (Total Leakage Reduced from 40% of AHU flow to 12%) Resid SF CZ10 Vint03 | 0.25213 | 0.002361 | 0.13813 | 183.1159 | 3296.0866 | 16.7075 | 300.7354 | 0.29113 | 0.92546 | 0.29113 | 0.92546 | 0.27985 | 0.88961 | 0.27985 | 0.88961 | 6.9798 | 5.6669 | 6.9798 | 5.6669
267010-Duct Sealing (Total Leakage Reduced from 40% of AHU flow to 12%) Resid SF CZ10 Vint04 | 0.19475 | 0.0018236 | 0.18795 | 141.4397 | 2545.9153 | 8.3726 | 150.7068 | 0.25345 | 0.8458 | 0.25345 | 0.8458 | 0.23074 | 0.77004 | 0.23074 | 0.77004 | 4.608 | 3.4825 | 4.608 | 3.4825
267010-Duct Sealing (Total Leakage Reduced from 40% of AHU flow to 12%) Resid SF CZ10 Vint04 | 0.19475 | 0.0018236 | 0.18795 | 141.4397 | 2545.9153 | 8.3726 | 150.7068 | 0.25602 | 0.8544 | 0.25602 | 0.8544 | 0.24245 | 0.80911 | 0.24245 | 0.80911 | 4.7834 | 3.9843 | 4.7834 | 3.9843
267009-Duct Sealing (Total Leakage Reduced from 40% of AHU flow to 12%) Resid SF CZ10 Vint03 | 0.25213 | 0.002361 | 0.13813 | 183.1159 | 3296.0866 | 16.7075 | 300.7354 | 0.28972 | 0.92097 | 0.28972 | 0.92097 | 0.27343 | 0.86918 | 0.27343 | 0.86918 | 6.7829 | 5.1185 | 6.7829 | 5.1185
267009-Duct Sealing (Total Leakage Reduced from 40% of AHU flow to 12%) Resid SF CZ10 Vint03 | 0.25213 | 0.002361 | 0.13813 | 183.1159 | 3296.0866 | 16.7075 | 300.7354 | 0.28634 | 0.91022 | 0.28634 | 0.91022 | 0.25805 | 0.8203 | 0.25805 | 0.8203 | 6.3539 | 4.1559 | 6.3539 | 4.1559
267009-Duct Sealing (Total Leakage Reduced from 40% of AHU flow to 12%) Resid SF CZ10 Vint03 | 0.25213 | 0.002361 | 0.13813 | 183.1159 | 3296.0866 | 16.7075 | 300.7354 | 0.28972 | 0.92097 | 0.28972 | 0.92097 | 0.27343 | 0.86918 | 0.27343 | 0.86918 | 6.7829 | 5.1185 | 6.7829 | 5.1185
267009-Duct Sealing (Total Leakage Reduced from 40% of AHU flow to 12%) Resid SF CZ10 Vint03 | 0.25213 | 0.002361 | 0.13813 | 183.1159 | 3296.0866 | 16.7075 | 300.7354 | 0.28736 | 0.91348 | 0.28736 | 0.91348 | 0.26272 | 0.83514 | 0.26272 | 0.83514 | 6.4783 | 4.4076 | 6.4783 | 4.4076
267009-Duct Sealing (Total Leakage Reduced from 40% of AHU flow to 12%) Resid SF CZ10 Vint03 | 0.50426 | 0.0047219 | 0.27625 | 366.2318 | 6592.1731 | 33.415 | 601.4708 | 0.29396 | 0.93445 | 0.29396 | 0.93445 | 0.2927 | 0.93045 | 0.2927 | 0.93045 | 7.4101 | 7.2124 | 7.4101 | 7.2124
267010-Duct Sealing (Total Leakage Reduced from 40% of AHU flow to 12%) Resid SF CZ10 Vint04 | 0.19475 | 0.0018236 | 0.18795 | 141.4397 | 2545.9153 | 8.3726 | 150.7068 | 0.25681 | 0.85703 | 0.25681 | 0.85703 | 0.24603 | 0.82107 | 0.24603 | 0.82107 | 4.8398 | 4.1682 | 4.8398 | 4.1682
267010-Duct Sealing (Total Leakage Reduced from 40% of AHU flow to 12%) Resid SF CZ10 Vint04 | 0.19475 | 0.0018236 | 0.18795 | 141.4397 | 2545.9153 | 8.3726 | 150.7068 | 0.25681 | 0.85703 | 0.25681 | 0.85703 | 0.24603 | 0.82107 | 0.24603 | 0.82107 | 4.8398 | 4.1682 | 4.8398 | 4.1682
267009-Duct Sealing (Total Leakage Reduced from 40% of AHU flow to 12%) Resid SF CZ10 Vint03 | 0.25213 | 0.002361 | 0.13813 | 183.1159 | 3296.0866 | 16.7075 | 300.7354 | 0.29019 | 0.92247 | 0.29019 | 0.92247 | 0.27557 | 0.87599 | 0.27557 | 0.87599 | 6.8473 | 5.2891 | 6.8473 | 5.2891
267010-Duct Sealing (Total Leakage Reduced from 40% of AHU flow to 12%) Resid SF CZ10 Vint04 | 0.19475 | 0.0018236 | 0.18795 | 141.4397 | 2545.9153 | 8.3726 | 150.7068 | 0.25418 | 0.84826 | 0.25418 | 0.84826 | 0.23409 | 0.7812 | 0.23409 | 0.7812 | 4.6568 | 3.6125 | 4.6568 | 3.6125
267009-Duct Sealing (Total Leakage Reduced from 40% of AHU flow to 12%) Resid SF CZ10 Vint03 | 0.25213 | 0.002361 | 0.13813 | 183.1159 | 3296.0866 | 16.7075 | 300.7354 | 0.28806 | 0.9157 | 0.28806 | 0.9157 | 0.26589 | 0.84522 | 0.26589 | 0.84522 | 6.5656 | 4.5966 | 6.5656 | 4.5966
267010-Duct Sealing (Total Leakage Reduced from 40% of AHU flow to 12%) Resid SF CZ10 Vint04 | 0.19475 | 0.0018236 | 0.18795 | 141.4397 | 2545.9153 | 8.3726 | 150.7068 | 0.24958 | 0.83291 | 0.24958 | 0.83291 | 0.21318 | 0.71143 | 0.21318 | 0.71143 | 4.3678 | 2.929 | 4.3678 | 2.929
267010-Duct Sealing (Total Leakage Reduced from 40% of AHU flow to 12%) Resid SF CZ10 Vint04 | 0.19475 | 0.0018236 | 0.18795 | 141.4397 | 2545.9153 | 8.3726 | 150.7068 | 0.24958 | 0.83291 | 0.24958 | 0.83291 | 0.21318 | 0.71143 | 0.21318 | 0.71143 | 4.3678 | 2.929 | 4.3678 | 2.929
267009-Duct Sealing (Total Leakage Reduced from 40% of AHU flow to 12%) Resid SF CZ10 Vint03 | 0.50426 | 0.0047219 | 0.27625 | 366.2318 | 6592.1731 | 33.415 | 601.4708 | 0.29302 | 0.93145 | 0.29302 | 0.93145 | 0.28842 | 0.91684 | 0.28842 | 0.91684 | 7.2609 | 6.6114 | 7.2609 | 6.6114
267010-Duct Sealing (Total Leakage Reduced from 40% of AHU flow to 12%) Resid SF CZ10 Vint04 | 0.19475 | 0.0018236 | 0.18795 | 141.4397 | 2545.9153 | 8.3726 | 150.7068 | 0.25812 | 0.86142 | 0.25812 | 0.86142 | 0.25201 | 0.84101 | 0.25201 | 0.84101 | 4.9368 | 4.5156 | 4.9368 | 4.5156
267009-Duct Sealing (Total Leakage Reduced from 40% of AHU flow to 12%) Resid SF CZ10 Vint03 | 0.50426 | 0.0047219 | 0.27625 | 366.2318 | 6592.1731 | 33.415 | 601.4708 | 0.2949 | 0.93745 | 0.2949 | 0.93745 | 0.29699 | 0.94407 | 0.29699 | 0.94407 | 7.5656 | 7.9337 | 7.5656 | 7.9337
267010-Duct Sealing (Total Leakage Reduced from 40% of AHU flow to 12%) Resid SF CZ10 Vint04 | 0.38949 | 0.0036472 | 0.37591 | 282.8795 | 5091.8306 | 16.7452 | 301.4135 | 0.25747 | 0.85922 | 0.25747 | 0.85922 | 0.24902 | 0.83104 | 0.24902 | 0.83104 | 4.8878 | 4.335 | 4.8878 | 4.335
267009-Duct Sealing (Total Leakage Reduced from 40% of AHU flow to 12%) Resid SF CZ10 Vint03 | 0.25213 | 0.002361 | 0.13813 | 183.1159 | 3296.0866 | 16.7075 | 300.7354 | 0.28925 | 0.91947 | 0.28925 | 0.91947 | 0.27129 | 0.86238 | 0.27129 | 0.86238 | 6.7197 | 4.9586 | 6.7197 | 4.9586
267009-Duct Sealing (Total Leakage Reduced from 40% of AHU flow to 12%) Resid SF CZ10 Vint03 | 0.25213 | 0.002361 | 0.13813 | 183.1159 | 3296.0866 | 16.7075 | 300.7354 | 0.29151 | 0.92666 | 0.29151 | 0.92666 | 0.28157 | 0.89505 | 0.28157 | 0.89505 | 7.0343 | 5.8336 | 7.0343 | 5.8336
267009-Duct Sealing (Total Leakage Reduced from 40% of AHU flow to 12%) Resid SF CZ10 Vint03 | 0.25213 | 0.002361 | 0.13813 | 183.1159 | 3296.0866 | 16.7075 | 300.7354 | 0.29111 | 0.9254 | 0.29111 | 0.9254 | 0.27977 | 0.88933 | 0.27977 | 0.88933 | 6.9771 | 5.6588 | 6.9771 | 5.6588
267009-Duct Sealing (Total Leakage Reduced from 40% of AHU flow to 12%) Resid SF CZ10 Vint03 | 0.25213 | 0.002361 | 0.13813 | 183.1159 | 3296.0866 | 16.7075 | 300.7354 | 0.29302 | 0.93145 | 0.29302 | 0.93145 | 0.28842 | 0.91684 | 0.28842 | 0.91684 | 7.2609 | 6.6114 | 7.2609 | 6.6114
267010-Duct Sealing (Total Leakage Reduced from 40% of AHU flow to 12%) Resid SF CZ10 Vint04 | 0.38949 | 0.0036472 | 0.37591 | 282.8795 | 5091.8306 | 16.7452 | 301.4135 | 0.26075 | 0.87019 | 0.26075 | 0.87019 | 0.26396 | 0.88088 | 0.26396 | 0.88088 | 5.143 | 5.4187 | 5.143 | 5.4187
267009-Duct Sealing (Total Leakage Reduced from 40% of AHU flow to 12%) Resid SF CZ10 Vint03 | 0.25213 | 0.002361 | 0.13813 | 183.1159 | 3296.0866 | 16.7075 | 300.7354 | 0.29113 | 0.92546 | 0.29113 | 0.92546 | 0.27985 | 0.88961 | 0.27985 | 0.88961 | 6.9798 | 5.6669 | 6.9798 | 5.6669
267009-Duct Sealing (Total Leakage Reduced from 40% of AHU flow to 12%) Resid SF CZ10 Vint03 | 0.50426 | 0.0047219 | 0.27625 | 366.2318 | 6592.1731 | 33.415 | 601.4708 | 0.2949 | 0.93745 | 0.2949 | 0.93745 | 0.29699 | 0.94407 | 0.29699 | 0.94407 | 7.5656 | 7.9337 | 7.5656 | 7.9337
267009-Duct Sealing (Total Leakage Reduced from 40% of AHU flow to 12%) Resid SF CZ10 Vint03 | 0.50426 | 0.0047219 | 0.27625 | 366.2318 | 6592.1731 | 33.415 | 601.4708 | 0.2949 | 0.93745 | 0.2949 | 0.93745 | 0.29699 | 0.94407 | 0.29699 | 0.94407 | 7.5656 | 7.9337 | 7.5656 | 7.9337
267010-Duct Sealing (Total Leakage Reduced from 40% of AHU flow to 12%) Resid SF CZ10 Vint04 | 0.19475 | 0.0018236 | 0.18795 | 141.4397 | 2545.9153 | 8.3726 | 150.7068 | 0.25812 | 0.86142 | 0.25812 | 0.86142 | 0.25201 | 0.84101 | 0.25201 | 0.84101 | 4.9368 | 4.5156 | 4.9368 | 4.5156
267009-Duct Sealing (Total Leakage Reduced from 40% of AHU flow to 12%) Resid SF CZ10 Vint03 | 0.50426 | 0.0047219 | 0.27625 | 366.2318 | 6592.1731 | 33.415 | 601.4708 | 0.29255 | 0.92996 | 0.29255 | 0.92996 | 0.28628 | 0.91003 | 0.28628 | 0.91003 | 7.1885 | 6.3469 | 7.1885 | 6.3469
267010-Duct Sealing (Total Leakage Reduced from 40% of AHU flow to 12%) Resid SF CZ10 Vint04 | 0.19475 | 0.0018236 | 0.18795 | 141.4397 | 2545.9153 | 8.3726 | 150.7068 | 0.25484 | 0.85045 | 0.25484 | 0.85045 | 0.23707 | 0.79117 | 0.23707 | 0.79117 | 4.7013 | 3.737 | 4.7013 | 3.737
267009-Duct Sealing (Total Leakage Reduced from 40% of AHU flow to 12%) Resid SF CZ10 Vint03 | 0.25213 | 0.002361 | 0.13813 | 183.1159 | 3296.0866 | 16.7075 | 300.7354 | 0.28831 | 0.91648 | 0.28831 | 0.91648 | 0.267 | 0.84876 | 0.267 | 0.84876 | 6.5968 | 4.6669 | 6.5968 | 4.6669
267009-Duct Sealing (Total Leakage Reduced from 40% of AHU flow to 12%) Resid SF CZ10 Vint03 | 0.25213 | 0.002361 | 0.13813 | 183.1159 | 3296.0866 | 16.7075 | 300.7354 | 0.28831 | 0.91648 | 0.28831 | 0.91648 | 0.267 | 0.84876 | 0.267 | 0.84876 | 6.5968 | 4.6669 | 6.5968 | 4.6669
267010-Duct Sealing (Total Leakage Reduced from 40% of AHU flow to 12%) Resid SF CZ10 Vint04 | 0.19475 | 0.0018236 | 0.18795 | 141.4397 | 2545.9153 | 8.3726 | 150.7068 | 0.25221 | 0.84168 | 0.25221 | 0.84168 | 0.22513 | 0.7513 | 0.22513 | 0.7513 | 4.5284 | 3.2841 | 4.5284 | 3.2841
267010-Duct Sealing (Total Leakage Reduced from 40% of AHU flow to 12%) Resid SF CZ10 Vint04 | 0.38949 | 0.0036472 | 0.37591 | 282.8795 | 5091.8306 | 16.7452 | 301.4135 | 0.25977 | 0.8669 | 0.25977 | 0.8669 | 0.25948 | 0.86592 | 0.25948 | 0.86592 | 5.0637 | 5.0407 | 5.0637 | 5.0407
267010-Duct Sealing (Total Leakage Reduced from 40% of AHU flow to 12%) Resid SF CZ10 Vint04 | 0.19475 | 0.0018236 | 0.18795 | 141.4397 | 2545.9153 | 8.3726 | 150.7068 | 0.25287 | 0.84387 | 0.25287 | 0.84387 | 0.22811 | 0.76126 | 0.22811 | 0.76126 | 4.5704 | 3.3867 | 4.5704 | 3.3867
267009-Duct Sealing (Total Leakage Reduced from 40% of AHU flow to 12%) Resid SF CZ10 Vint03 | 0.25213 | 0.002361 | 0.13813 | 183.1159 | 3296.0866 | 16.7075 | 300.7354 | 0.29113 | 0.92546 | 0.29113 | 0.92546 | 0.27985 | 0.88961 | 0.27985 | 0.88961 | 6.9798 | 5.6669 | 6.9798 | 5.6669
267009-Duct Sealing (Total Leakage Reduced from 40% of AHU flow to 12%) Resid SF CZ10 Vint03 | 0.25213 | 0.002361 | 0.13813 | 183.1159 | 3296.0866 | 16.7075 | 300.7354 | 0.29396 | 0.93445 | 0.29396 | 0.93445 | 0.2927 | 0.93045 | 0.2927 | 0.93045 | 7.4101 | 7.2124 | 7.4101 | 7.2124
267009-Duct Sealing (Total Leakage Reduced from 40% of AHU flow to 12%) Resid SF CZ10 Vint03 | 0.25213 | 0.002361 | 0.13813 | 183.1159 | 3296.0866 | 16.7075 | 300.7354 | 0.28868 | 0.91768 | 0.28868 | 0.91768 | 0.26872 | 0.85421 | 0.26872 | 0.85421 | 6.6454 | 4.7793 | 6.6454 | 4.7793
267010-Duct Sealing (Total Leakage Reduced from 40% of AHU flow to 12%) Resid SF CZ10 Vint04 | 0.38949 | 0.0036472 | 0.37591 | 282.8795 | 5091.8306 | 16.7452 | 301.4135 | 0.25878 | 0.86361 | 0.25878 | 0.86361 | 0.25499 | 0.85097 | 0.25499 | 0.85097 | 4.9868 | 4.7119 | 4.9868 | 4.7119
267009-Duct Sealing (Total Leakage Reduced from 40% of AHU flow to 12%) Resid SF CZ10 Vint03 | 0.25213 | 0.002361 | 0.13813 | 183.1159 | 3296.0866 | 16.7075 | 300.7354 | 0.2916 | 0.92696 | 0.2916 | 0.92696 | 0.28199 | 0.89642 | 0.28199 | 0.89642 | 7.048 | 5.8768 | 7.048 | 5.8768
267009-Duct Sealing (Total Leakage Reduced from 40% of AHU flow to 12%) Resid SF CZ10 Vint03 | 0.25213 | 0.002361 | 0.13813 | 183.1159 | 3296.0866 | 16.7075 | 300.7354 | 0.29113 | 0.92546 | 0.29113 | 0.92546 | 0.27985 | 0.88961 | 0.27985 | 0.88961 | 6.9798 | 5.6669 | 6.9798 | 5.6669
267009-Duct Sealing (Total Leakage Reduced from 40% of AHU flow to 12%) Resid SF CZ10 Vint03 | 0.50426 | 0.0047219 | 0.27625 | 366.2318 | 6592.1731 | 33.415 | 601.4708 | 0.29349 | 0.93295 | 0.29349 | 0.93295 | 0.29056 | 0.92365 | 0.29056 | 0.92365 | 7.3347 | 6.8989 | 7.3347 | 6.8989
267009-Duct Sealing (Total Leakage Reduced from 40% of AHU flow to 12%) Resid SF CZ10 Vint03 | 0.25213 | 0.002361 | 0.13813 | 183.1159 | 3296.0866 | 16.7075 | 300.7354 | 0.29321 | 0.93205 | 0.29321 | 0.93205 | 0.28928 | 0.91956 | 0.28928 | 0.91956 | 7.2903 | 6.7235 | 7.2903 | 6.7235
267009-Duct Sealing (Total Leakage Reduced from 40% of AHU flow to 12%) Resid SF CZ10 Vint03 | 0.25213 | 0.002361 | 0.13813 | 183.1159 | 3296.0866 | 16.7075 | 300.7354 | 0.28634 | 0.91022 | 0.28634 | 0.91022 | 0.25805 | 0.8203 | 0.25805 | 0.8203 | 6.3539 | 4.1559 | 6.3539 | 4.1559
267009-Duct Sealing (Total Leakage Reduced from 40% of AHU flow to 12%) Resid SF CZ10 Vint03 | 0.25213 | 0.002361 | 0.13813 | 183.1159 | 3296.0866 | 16.7075 | 300.7354 | 0.28736 | 0.91348 | 0.28736 | 0.91348 | 0.26272 | 0.83514 | 0.26272 | 0.83514 | 6.4783 | 4.4076 | 6.4783 | 4.4076
267010-Duct Sealing (Total Leakage Reduced from 40% of AHU flow to 12%) Resid SF CZ10 Vint04 | 0.38949 | 0.0036472 | 0.37591 | 282.8795 | 5091.8306 | 16.7452 | 301.4135 | 0.26046 | 0.8692 | 0.26046 | 0.8692 | 0.26261 | 0.87639 | 0.26261 | 0.87639 | 5.119 | 5.2995 | 5.119 | 5.2995
267009-Duct Sealing (Total Leakage Reduced from 40% of AHU flow to 12%) Resid SF CZ10 Vint03 | 0.25213 | 0.002361 | 0.13813 | 183.1159 | 3296.0866 | 16.7075 | 300.7354 | 0.28736 | 0.91348 | 0.28736 | 0.91348 | 0.26272 | 0.83514 | 0.26272 | 0.83514 | 6.4783 | 4.4076 | 6.4783 | 4.4076
267009-Duct Sealing (Total Leakage Reduced from 40% of AHU flow to 12%) Resid SF CZ10 Vint03 | 0.25213 | 0.002361 | 0.13813 | 183.1159 | 3296.0866 | 16.7075 | 300.7354 | 0.28642 | 0.91049 | 0.28642 | 0.91049 | 0.25844 | 0.82153 | 0.25844 | 0.82153 | 6.364 | 4.1756 | 6.364 | 4.1756
267010-Duct Sealing (Total Leakage Reduced from 40% of AHU flow to 12%) Resid SF CZ10 Vint04 | 0.19475 | 0.0018236 | 0.18795 | 141.4397 | 2545.9153 | 8.3726 | 150.7068 | 0.25287 | 0.84387 | 0.25287 | 0.84387 | 0.22811 | 0.76126 | 0.22811 | 0.76126 | 4.5704 | 3.3867 | 4.5704 | 3.3867
267010-Duct Sealing (Total Leakage Reduced from 40% of AHU flow to 12%) Resid SF CZ10 Vint04 | 0.19475 | 0.0018236 | 0.18795 | 141.4397 | 2545.9153 | 8.3726 | 150.7068 | 0.25287 | 0.84387 | 0.25287 | 0.84387 | 0.22811 | 0.76126 | 0.22811 | 0.76126 | 4.5704 | 3.3867 | 4.5704 | 3.3867
267010-Duct Sealing (Total Leakage Reduced from 40% of AHU flow to 12%) Resid SF CZ10 Vint04 | 0.77898 | 0.0072945 | 0.75182 | 565.759 | 10183.6613 | 33.4904 | 602.8271 | 0.26075 | 0.87019 | 0.26075 | 0.87019 | 0.26396 | 0.88088 | 0.26396 | 0.88088 | 5.143 | 5.4187 | 5.143 | 5.4187
267010-Duct Sealing (Total Leakage Reduced from 40% of AHU flow to 12%) Resid SF CZ10 Vint04 | 0.19475 | 0.0018236 | 0.18795 | 141.4397 | 2545.9153 | 8.3726 | 150.7068 | 0.25418 | 0.84826 | 0.25418 | 0.84826 | 0.23409 | 0.7812 | 0.23409 | 0.7812 | 4.6568 | 3.6125 | 4.6568 | 3.6125
267010-Duct Sealing (Total Leakage Reduced from 40% of AHU flow to 12%) Resid SF CZ10 Vint04 | 0.19475 | 0.0018236 | 0.18795 | 141.4397 | 2545.9153 | 8.3726 | 150.7068 | 0.25418 | 0.84826 | 0.25418 | 0.84826 | 0.23409 | 0.7812 | 0.23409 | 0.7812 | 4.6568 | 3.6125 | 4.6568 | 3.6125
267009-Duct Sealing (Total Leakage Reduced from 40% of AHU flow to 12%) Resid SF CZ10 Vint03 | 0.25213 | 0.002361 | 0.13813 | 183.1159 | 3296.0866 | 16.7075 | 300.7354 | 0.29175 | 0.92744 | 0.29175 | 0.92744 | 0.28268 | 0.89859 | 0.28268 | 0.89859 | 7.0702 | 5.9473 | 7.0702 | 5.9473
267010-Duct Sealing (Total Leakage Reduced from 40% of AHU flow to 12%) Resid SF CZ10 Vint04 | 0.19475 | 0.0018236 | 0.18795 | 141.4397 | 2545.9153 | 8.3726 | 150.7068 | 0.2555 | 0.85265 | 0.2555 | 0.85265 | 0.24006 | 0.80114 | 0.24006 | 0.80114 | 4.7466 | 3.8705 | 4.7466 | 3.8705
267009-Duct Sealing (Total Leakage Reduced from 40% of AHU flow to 12%) Resid SF CZ10 Vint03 | 0 | 0 | 0 | 0 | 0 | 0 | 0 | 0 | 0 | 0 | 0 | 0 | 0 | 0 | 0 | 0 | 0 | 0 | 0
267010-Duct Sealing (Total Leakage Reduced from 40% of AHU flow to 12%) Resid SF CZ10 Vint04 | 0.19475 | 0.0018236 | 0.18795 | 141.4397 | 2545.9153 | 8.3726 | 150.7068 | 0.25812 | 0.86142 | 0.25812 | 0.86142 | 0.25201 | 0.84101 | 0.25201 | 0.84101 | 4.9368 | 4.5156 | 4.9368 | 4.5156
267010-Duct Sealing (Total Leakage Reduced from 40% of AHU flow to 12%) Resid SF CZ10 Vint04 | 0.58424 | 0.0054709 | 0.56386 | 424.3192 | 7637.746 | 25.1178 | 452.1203 | 0.25988 | 0.86727 | 0.25988 | 0.86727 | 0.25997 | 0.86759 | 0.25997 | 0.86759 | 5.0724 | 5.08 | 5.0724 | 5.08
267010-Duct Sealing (Total Leakage Reduced from 40% of AHU flow to 12%) Resid SF CZ10 Vint04 | 0.58424 | 0.0054709 | 0.56386 | 424.3192 | 7637.746 | 25.1178 | 452.1203 | 0.25988 | 0.86727 | 0.25988 | 0.86727 | 0.25997 | 0.86759 | 0.25997 | 0.86759 | 5.0724 | 5.08 | 5.0724 | 5.08
267010-Duct Sealing (Total Leakage Reduced from 40% of AHU flow to 12%) Resid SF CZ10 Vint04 | 0.19475 | 0.0018236 | 0.18795 | 141.4397 | 2545.9153 | 8.3726 | 150.7068 | 0.25287 | 0.84387 | 0.25287 | 0.84387 | 0.22811 | 0.76126 | 0.22811 | 0.76126 | 4.5704 | 3.3867 | 4.5704 | 3.3867
267010-Duct Sealing (Total Leakage Reduced from 40% of AHU flow to 12%) Resid SF CZ10 Vint04 | 0.38949 | 0.0036472 | 0.37591 | 282.8795 | 5091.8306 | 16.7452 | 301.4135 | 0.26075 | 0.87019 | 0.26075 | 0.87019 | 0.26396 | 0.88088 | 0.26396 | 0.88088 | 5.143 | 5.4187 | 5.143 | 5.4187
267009-Duct Sealing (Total Leakage Reduced from 40% of AHU flow to 12%) Resid SF CZ10 Vint03 | 0.25213 | 0.002361 | 0.13813 | 183.1159 | 3296.0866 | 16.7075 | 300.7354 | 0.28736 | 0.91348 | 0.28736 | 0.91348 | 0.26272 | 0.83514 | 0.26272 | 0.83514 | 6.4783 | 4.4076 | 6.4783 | 4.4076
267010-Duct Sealing (Total Leakage Reduced from 40% of AHU flow to 12%) Resid SF CZ10 Vint04 | 0.19475 | 0.0018236 | 0.18795 | 141.4397 | 2545.9153 | 8.3726 | 150.7068 | 0.25484 | 0.85045 | 0.25484 | 0.85045 | 0.23707 | 0.79117 | 0.23707 | 0.79117 | 4.7013 | 3.737 | 4.7013 | 3.737
267009-Duct Sealing (Total Leakage Reduced from 40% of AHU flow to 12%) Resid SF CZ10 Vint03 | 0.25213 | 0.002361 | 0.13813 | 183.1159 | 3296.0866 | 16.7075 | 300.7354 | 0.28736 | 0.91348 | 0.28736 | 0.91348 | 0.26272 | 0.83514 | 0.26272 | 0.83514 | 6.4783 | 4.4076 | 6.4783 | 4.4076
267010-Duct Sealing (Total Leakage Reduced from 40% of AHU flow to 12%) Resid SF CZ10 Vint04 | 0.38949 | 0.0036472 | 0.37591 | 282.8795 | 5091.8306 | 16.7452 | 301.4135 | 0.25812 | 0.86142 | 0.25812 | 0.86142 | 0.25201 | 0.84101 | 0.25201 | 0.84101 | 4.9368 | 4.5156 | 4.9368 | 4.5156
267009-Duct Sealing (Total Leakage Reduced from 40% of AHU flow to 12%) Resid SF CZ10 Vint03 | 0.25213 | 0.002361 | 0.13813 | 183.1159 | 3296.0866 | 16.7075 | 300.7354 | 0.29207 | 0.92846 | 0.29207 | 0.92846 | 0.28414 | 0.90322 | 0.28414 | 0.90322 | 7.1176 | 6.1028 | 7.1176 | 6.1028
267010-Duct Sealing (Total Leakage Reduced from 40% of AHU flow to 12%) Resid SF CZ10 Vint04 | 0.19475 | 0.0018236 | 0.18795 | 141.4397 | 2545.9153 | 8.3726 | 150.7068 | 0.25024 | 0.8351 | 0.25024 | 0.8351 | 0.21617 | 0.72139 | 0.21617 | 0.72139 | 4.4069 | 3.0104 | 4.4069 | 3.0104
267009-Duct Sealing (Total Leakage Reduced from 40% of AHU flow to 12%) Resid SF CZ10 Vint03 | 0.50426 | 0.0047219 | 0.27625 | 366.2318 | 6592.1731 | 33.415 | 601.4708 | 0.29207 | 0.92846 | 0.29207 | 0.92846 | 0.28414 | 0.90322 | 0.28414 | 0.90322 | 7.1176 | 6.1028 | 7.1176 | 6.1028
267009-Duct Sealing (Total Leakage Reduced from 40% of AHU flow to 12%) Resid SF CZ10 Vint03 | 0.50426 | 0.0047219 | 0.27625 | 366.2318 | 6592.1731 | 33.415 | 601.4708 | 0.29207 | 0.92846 | 0.29207 | 0.92846 | 0.28414 | 0.90322 | 0.28414 | 0.90322 | 7.1176 | 6.1028 | 7.1176 | 6.1028
267009-Duct Sealing (Total Leakage Reduced from 40% of AHU flow to 12%) Resid SF CZ10 Vint03 | 0.25213 | 0.002361 | 0.13813 | 183.1159 | 3296.0866 | 16.7075 | 300.7354 | 0.29321 | 0.93205 | 0.29321 | 0.93205 | 0.28928 | 0.91956 | 0.28928 | 0.91956 | 7.2903 | 6.7235 | 7.2903 | 6.7235
267010-Duct Sealing (Total Leakage Reduced from 40% of AHU flow to 12%) Resid SF CZ10 Vint04 | 0.19475 | 0.0018236 | 0.18795 | 141.4397 | 2545.9153 | 8.3726 | 150.7068 | 0.25155 | 0.83949 | 0.25155 | 0.83949 | 0.22214 | 0.74133 | 0.22214 | 0.74133 | 4.4871 | 3.1875 | 4.4871 | 3.1875
267009-Duct Sealing (Total Leakage Reduced from 40% of AHU flow to 12%) Resid SF CZ10 Vint03 | 0.25213 | 0.002361 | 0.13813 | 183.1159 | 3296.0866 | 16.7075 | 300.7354 | 0.29019 | 0.92247 | 0.29019 | 0.92247 | 0.27557 | 0.87599 | 0.27557 | 0.87599 | 6.8473 | 5.2891 | 6.8473 | 5.2891
267009-Duct Sealing (Total Leakage Reduced from 40% of AHU flow to 12%) Resid SF CZ10 Vint03 | 0.25213 | 0.002361 | 0.13813 | 183.1159 | 3296.0866 | 16.7075 | 300.7354 | 0.28938 | 0.91989 | 0.28938 | 0.91989 | 0.27189 | 0.86428 | 0.27189 | 0.86428 | 6.7373 | 5.0023 | 6.7373 | 5.0023
267009-Duct Sealing (Total Leakage Reduced from 40% of AHU flow to 12%) Resid SF CZ10 Vint03 | 0.25213 | 0.002361 | 0.13813 | 183.1159 | 3296.0866 | 16.7075 | 300.7354 | 0.28831 | 0.91648 | 0.28831 | 0.91648 | 0.267 | 0.84876 | 0.267 | 0.84876 | 6.5968 | 4.6669 | 6.5968 | 4.6669
267009-Duct Sealing (Total Leakage Reduced from 40% of AHU flow to 12%) Resid SF CZ10 Vint03 | 0.50426 | 0.0047219 | 0.27625 | 366.2318 | 6592.1731 | 33.415 | 601.4708 | 0.29302 | 0.93145 | 0.29302 | 0.93145 | 0.28842 | 0.91684 | 0.28842 | 0.91684 | 7.2609 | 6.6114 | 7.2609 | 6.6114
267009-Duct Sealing (Total Leakage Reduced from 40% of AHU flow to 12%) Resid SF CZ10 Vint03 | 0.50426 | 0.0047219 | 0.27625 | 366.2318 | 6592.1731 | 33.415 | 601.4708 | 0.2949 | 0.93745 | 0.2949 | 0.93745 | 0.29699 | 0.94407 | 0.29699 | 0.94407 | 7.5656 | 7.9337 | 7.5656 | 7.9337
267010-Duct Sealing (Total Leakage Reduced from 40% of AHU flow to 12%) Resid SF CZ10 Vint04 | 0.19475 | 0.0018236 | 0.18795 | 141.4397 | 2545.9153 | 8.3726 | 150.7068 | 0.24958 | 0.83291 | 0.24958 | 0.83291 | 0.21318 | 0.71143 | 0.21318 | 0.71143 | 4.3678 | 2.929 | 4.3678 | 2.929
267009-Duct Sealing (Total Leakage Reduced from 40% of AHU flow to 12%) Resid SF CZ10 Vint03 | 0.75639 | 0.0070829 | 0.41438 | 549.3478 | 9888.2597 | 50.1226 | 902.2062 | 0.2949 | 0.93745 | 0.2949 | 0.93745 | 0.29699 | 0.94407 | 0.29699 | 0.94407 | 7.5656 | 7.9337 | 7.5656 | 7.9337
267009-Duct Sealing (Total Leakage Reduced from 40% of AHU flow to 12%) Resid SF CZ10 Vint03 | 0.25213 | 0.002361 | 0.13813 | 183.1159 | 3296.0866 | 16.7075 | 300.7354 | 0.28925 | 0.91947 | 0.28925 | 0.91947 | 0.27129 | 0.86238 | 0.27129 | 0.86238 | 6.7197 | 4.9586 | 6.7197 | 4.9586
267009-Duct Sealing (Total Leakage Reduced from 40% of AHU flow to 12%) Resid SF CZ10 Vint03 | 0.25213 | 0.002361 | 0.13813 | 183.1159 | 3296.0866 | 16.7075 | 300.7354 | 0.28925 | 0.91947 | 0.28925 | 0.91947 | 0.27129 | 0.86238 | 0.27129 | 0.86238 | 6.7197 | 4.9586 | 6.7197 | 4.9586
267009-Duct Sealing (Total Leakage Reduced from 40% of AHU flow to 12%) Resid SF CZ10 Vint03 | 0.25213 | 0.002361 | 0.13813 | 183.1159 | 3296.0866 | 16.7075 | 300.7354 | 0.28849 | 0.91708 | 0.28849 | 0.91708 | 0.26786 | 0.85148 | 0.26786 | 0.85148 | 6.621 | 4.7224 | 6.621 | 4.7224
267009-Duct Sealing (Total Leakage Reduced from 40% of AHU flow to 12%) Resid SF CZ10 Vint03 | 0.25213 | 0.002361 | 0.13813 | 183.1159 | 3296.0866 | 16.7075 | 300.7354 | 0.29302 | 0.93145 | 0.29302 | 0.93145 | 0.28842 | 0.91684 | 0.28842 | 0.91684 | 7.2609 | 6.6114 | 7.2609 | 6.6114
267010-Duct Sealing (Total Leakage Reduced from 40% of AHU flow to 12%) Resid SF CZ10 Vint04 | 0.58424 | 0.0054709 | 0.56386 | 424.3192 | 7637.746 | 25.1178 | 452.1203 | 0.25725 | 0.85849 | 0.25725 | 0.85849 | 0.24803 | 0.82772 | 0.24803 | 0.82772 | 4.8717 | 4.2779 | 4.8717 | 4.2779
267009-Duct Sealing (Total Leakage Reduced from 40% of AHU flow to 12%) Resid SF CZ10 Vint03 | 0.25213 | 0.002361 | 0.13813 | 183.1159 | 3296.0866 | 16.7075 | 300.7354 | 0.28925 | 0.91947 | 0.28925 | 0.91947 | 0.27129 | 0.86238 | 0.27129 | 0.86238 | 6.7197 | 4.9586 | 6.7197 | 4.9586
267009-Duct Sealing (Total Leakage Reduced from 40% of AHU flow to 12%) Resid SF CZ10 Vint03 | 0.25213 | 0.002361 | 0.13813 | 183.1159 | 3296.0866 | 16.7075 | 300.7354 | 0.29113 | 0.92546 | 0.29113 | 0.92546 | 0.27985 | 0.88961 | 0.27985 | 0.88961 | 6.9798 | 5.6669 | 6.9798 | 5.6669
267009-Duct Sealing (Total Leakage Reduced from 40% of AHU flow to 12%) Resid SF CZ10 Vint03 | 0.25213 | 0.002361 | 0.13813 | 183.1159 | 3296.0866 | 16.7075 | 300.7354 | 0.28925 | 0.91947 | 0.28925 | 0.91947 | 0.27129 | 0.86238 | 0.27129 | 0.86238 | 6.7197 | 4.9586 | 6.7197 | 4.9586
267010-Duct Sealing (Total Leakage Reduced from 40% of AHU flow to 12%) Resid SF CZ10 Vint04 | 0.38949 | 0.0036472 | 0.37591 | 282.8795 | 5091.8306 | 16.7452 | 301.4135 | 0.25878 | 0.86361 | 0.25878 | 0.86361 | 0.25499 | 0.85097 | 0.25499 | 0.85097 | 4.9868 | 4.7119 | 4.9868 | 4.7119
267010-Duct Sealing (Total Leakage Reduced from 40% of AHU flow to 12%) Resid SF CZ10 Vint04 | 0.19475 | 0.0018236 | 0.18795 | 141.4397 | 2545.9153 | 8.3726 | 150.7068 | 0.2555 | 0.85265 | 0.2555 | 0.85265 | 0.24006 | 0.80114 | 0.24006 | 0.80114 | 4.7466 | 3.8705 | 4.7466 | 3.8705
267010-Duct Sealing (Total Leakage Reduced from 40% of AHU flow to 12%) Resid SF CZ10 Vint04 | 0.19475 | 0.0018236 | 0.18795 | 141.4397 | 2545.9153 | 8.3726 | 150.7068 | 0.25681 | 0.85703 | 0.25681 | 0.85703 | 0.24603 | 0.82107 | 0.24603 | 0.82107 | 4.8398 | 4.1682 | 4.8398 | 4.1682
267010-Duct Sealing (Total Leakage Reduced from 40% of AHU flow to 12%) Resid SF CZ10 Vint04 | 0.19475 | 0.0018236 | 0.18795 | 141.4397 | 2545.9153 | 8.3726 | 150.7068 | 0.25681 | 0.85703 | 0.25681 | 0.85703 | 0.24603 | 0.82107 | 0.24603 | 0.82107 | 4.8398 | 4.1682 | 4.8398 | 4.1682
267010-Duct Sealing (Total Leakage Reduced from 40% of AHU flow to 12%) Resid SF CZ10 Vint04 | 0.19475 | 0.0018236 | 0.18795 | 141.4397 | 2545.9153 | 8.3726 | 150.7068 | 0.25287 | 0.84387 | 0.25287 | 0.84387 | 0.22811 | 0.76126 | 0.22811 | 0.76126 | 4.5704 | 3.3867 | 4.5704 | 3.3867
267009-Duct Sealing (Total Leakage Reduced from 40% of AHU flow to 12%) Resid SF CZ10 Vint03 | 0.25213 | 0.002361 | 0.13813 | 183.1159 | 3296.0866 | 16.7075 | 300.7354 | 0.29113 | 0.92546 | 0.29113 | 0.92546 | 0.27985 | 0.88961 | 0.27985 | 0.88961 | 6.9798 | 5.6669 | 6.9798 | 5.6669
267009-Duct Sealing (Total Leakage Reduced from 40% of AHU flow to 12%) Resid SF CZ10 Vint03 | 0.25213 | 0.002361 | 0.13813 | 183.1159 | 3296.0866 | 16.7075 | 300.7354 | 0.28925 | 0.91947 | 0.28925 | 0.91947 | 0.27129 | 0.86238 | 0.27129 | 0.86238 | 6.7197 | 4.9586 | 6.7197 | 4.9586
267010-Duct Sealing (Total Leakage Reduced from 40% of AHU flow to 12%) Resid SF CZ10 Vint04 | 0.38949 | 0.0036472 | 0.37591 | 282.8795 | 5091.8306 | 16.7452 | 301.4135 | 0.2601 | 0.868 | 0.2601 | 0.868 | 0.26097 | 0.87091 | 0.26097 | 0.87091 | 5.0899 | 5.1607 | 5.0899 | 5.1607
267009-Duct Sealing (Total Leakage Reduced from 40% of AHU flow to 12%) Resid SF CZ10 Vint03 | 0.25213 | 0.002361 | 0.13813 | 183.1159 | 3296.0866 | 16.7075 | 300.7354 | 0.28972 | 0.92097 | 0.28972 | 0.92097 | 0.27343 | 0.86918 | 0.27343 | 0.86918 | 6.7829 | 5.1185 | 6.7829 | 5.1185
267010-Duct Sealing (Total Leakage Reduced from 40% of AHU flow to 12%) Resid SF CZ10 Vint04 | 0.38949 | 0.0036472 | 0.37591 | 282.8795 | 5091.8306 | 16.7452 | 301.4135 | 0.25944 | 0.8658 | 0.25944 | 0.8658 | 0.25798 | 0.86094 | 0.25798 | 0.86094 | 5.0378 | 4.9261 | 5.0378 | 4.9261
267010-Duct Sealing (Total Leakage Reduced from 40% of AHU flow to 12%) Resid SF CZ10 Vint04 | 0.19475 | 0.0018236 | 0.18795 | 141.4397 | 2545.9153 | 8.3726 | 150.7068 | 0.25458 | 0.84958 | 0.25458 | 0.84958 | 0.23588 | 0.78718 | 0.23588 | 0.78718 | 4.6834 | 3.6862 | 4.6834 | 3.6862
267010-Duct Sealing (Total Leakage Reduced from 40% of AHU flow to 12%) Resid SF CZ10 Vint04 | 0.19475 | 0.0018236 | 0.18795 | 141.4397 | 2545.9153 | 8.3726 | 150.7068 | 0.25458 | 0.84958 | 0.25458 | 0.84958 | 0.23588 | 0.78718 | 0.23588 | 0.78718 | 4.6834 | 3.6862 | 4.6834 | 3.6862
267010-Duct Sealing (Total Leakage Reduced from 40% of AHU flow to 12%) Resid SF CZ10 Vint04 | 0.19475 | 0.0018236 | 0.18795 | 141.4397 | 2545.9153 | 8.3726 | 150.7068 | 0.25024 | 0.8351 | 0.25024 | 0.8351 | 0.21617 | 0.72139 | 0.21617 | 0.72139 | 4.4069 | 3.0104 | 4.4069 | 3.0104
267010-Duct Sealing (Total Leakage Reduced from 40% of AHU flow to 12%) Resid SF CZ10 Vint04 | 0.38949 | 0.0036472 | 0.37591 | 282.8795 | 5091.8306 | 16.7452 | 301.4135 | 0.25911 | 0.86471 | 0.25911 | 0.86471 | 0.25649 | 0.85596 | 0.25649 | 0.85596 | 5.0122 | 4.8166 | 5.0122 | 4.8166
267010-Duct Sealing (Total Leakage Reduced from 40% of AHU flow to 12%) Resid SF CZ10 Vint04 | 0.19475 | 0.0018236 | 0.18795 | 141.4397 | 2545.9153 | 8.3726 | 150.7068 | 0.25904 | 0.86449 | 0.25904 | 0.86449 | 0.25619 | 0.85496 | 0.25619 | 0.85496 | 5.0071 | 4.7953 | 5.0071 | 4.7953
267010-Duct Sealing (Total Leakage Reduced from 40% of AHU flow to 12%) Resid SF CZ10 Vint04 | 0.19475 | 0.0018236 | 0.18795 | 141.4397 | 2545.9153 | 8.3726 | 150.7068 | 0.25067 | 0.83655 | 0.25067 | 0.83655 | 0.21814 | 0.72797 | 0.21814 | 0.72797 | 4.433 | 3.0666 | 4.433 | 3.0666
267010-Duct Sealing (Total Leakage Reduced from 40% of AHU flow to 12%) Resid SF CZ10 Vint04 | 0.19475 | 0.0018236 | 0.18795 | 141.4397 | 2545.9153 | 8.3726 | 150.7068 | 0.25444 | 0.84914 | 0.25444 | 0.84914 | 0.23528 | 0.78519 | 0.23528 | 0.78519 | 4.6745 | 3.6613 | 4.6745 | 3.6613
267009-Duct Sealing (Total Leakage Reduced from 40% of AHU flow to 12%) Resid SF CZ10 Vint03 | 0.25213 | 0.002361 | 0.13813 | 183.1159 | 3296.0866 | 16.7075 | 300.7354 | 0.29236 | 0.92936 | 0.29236 | 0.92936 | 0.28542 | 0.90731 | 0.28542 | 0.90731 | 7.16 | 6.247 | 7.16 | 6.247
267010-Duct Sealing (Total Leakage Reduced from 40% of AHU flow to 12%) Resid SF CZ10 Vint04 | 0.19475 | 0.0018236 | 0.18795 | 141.4397 | 2545.9153 | 8.3726 | 150.7068 | 0.25681 | 0.85703 | 0.25681 | 0.85703 | 0.24603 | 0.82107 | 0.24603 | 0.82107 | 4.8398 | 4.1682 | 4.8398 | 4.1682
267009-Duct Sealing (Total Leakage Reduced from 40% of AHU flow to 12%) Resid SF CZ10 Vint03 | 0.25213 | 0.002361 | 0.13813 | 183.1159 | 3296.0866 | 16.7075 | 300.7354 | 0.29207 | 0.92846 | 0.29207 | 0.92846 | 0.28414 | 0.90322 | 0.28414 | 0.90322 | 7.1176 | 6.1028 | 7.1176 | 6.1028
267010-Duct Sealing (Total Leakage Reduced from 40% of AHU flow to 12%) Resid SF CZ10 Vint04 | 0.19475 | 0.0018236 | 0.18795 | 141.4397 | 2545.9153 | 8.3726 | 150.7068 | 0.24893 | 0.83072 | 0.24893 | 0.83072 | 0.21019 | 0.70146 | 0.21019 | 0.70146 | 4.3294 | 2.852 | 4.3294 | 2.852
267010-Duct Sealing (Total Leakage Reduced from 40% of AHU flow to 12%) Resid SF CZ10 Vint04 | 0.38949 | 0.0036472 | 0.37591 | 282.8795 | 5091.8306 | 16.7452 | 301.4135 | 0.25944 | 0.8658 | 0.25944 | 0.8658 | 0.25798 | 0.86094 | 0.25798 | 0.86094 | 5.0378 | 4.9261 | 5.0378 | 4.9261
267010-Duct Sealing (Total Leakage Reduced from 40% of AHU flow to 12%) Resid SF CZ10 Vint04 | 0.19475 | 0.0018236 | 0.18795 | 141.4397 | 2545.9153 | 8.3726 | 150.7068 | 0.25067 | 0.83655 | 0.25067 | 0.83655 | 0.21814 | 0.72797 | 0.21814 | 0.72797 | 4.433 | 3.0666 | 4.433 | 3.0666
267010-Duct Sealing (Total Leakage Reduced from 40% of AHU flow to 12%) Resid SF CZ10 Vint04 | 0.19475 | 0.0018236 | 0.18795 | 141.4397 | 2545.9153 | 8.3726 | 150.7068 | 0.25681 | 0.85703 | 0.25681 | 0.85703 | 0.24603 | 0.82107 | 0.24603 | 0.82107 | 4.8398 | 4.1682 | 4.8398 | 4.1682
267009-Duct Sealing (Total Leakage Reduced from 40% of AHU flow to 12%) Resid SF CZ10 Vint03 | 0.25213 | 0.002361 | 0.13813 | 183.1159 | 3296.0866 | 16.7075 | 300.7354 | 0.29113 | 0.92546 | 0.29113 | 0.92546 | 0.27985 | 0.88961 | 0.27985 | 0.88961 | 6.9798 | 5.6669 | 6.9798 | 5.6669
267010-Duct Sealing (Total Leakage Reduced from 40% of AHU flow to 12%) Resid SF CZ10 Vint04 | 0.19475 | 0.0018236 | 0.18795 | 141.4397 | 2545.9153 | 8.3726 | 150.7068 | 0.2555 | 0.85265 | 0.2555 | 0.85265 | 0.24006 | 0.80114 | 0.24006 | 0.80114 | 4.7466 | 3.8705 | 4.7466 | 3.8705
267010-Duct Sealing (Total Leakage Reduced from 40% of AHU flow to 12%) Resid SF CZ10 Vint04 | 0.19475 | 0.0018236 | 0.18795 | 141.4397 | 2545.9153 | 8.3726 | 150.7068 | 0.24893 | 0.83072 | 0.24893 | 0.83072 | 0.21019 | 0.70146 | 0.21019 | 0.70146 | 4.3294 | 2.852 | 4.3294 | 2.852
267009-Duct Sealing (Total Leakage Reduced from 40% of AHU flow to 12%) Resid SF CZ10 Vint03 | 0.25213 | 0.002361 | 0.13813 | 183.1159 | 3296.0866 | 16.7075 | 300.7354 | 0.29019 | 0.92247 | 0.29019 | 0.92247 | 0.27557 | 0.87599 | 0.27557 | 0.87599 | 6.8473 | 5.2891 | 6.8473 | 5.2891
267010-Duct Sealing (Total Leakage Reduced from 40% of AHU flow to 12%) Resid SF CZ10 Vint04 | 0.38949 | 0.0036472 | 0.37591 | 282.8795 | 5091.8306 | 16.7452 | 301.4135 | 0.25714 | 0.85813 | 0.25714 | 0.85813 | 0.24753 | 0.82605 | 0.24753 | 0.82605 | 4.8637 | 4.25 | 4.8637 | 4.25
267009-Duct Sealing (Total Leakage Reduced from 40% of AHU flow to 12%) Resid SF CZ10 Vint03 | 0.25213 | 0.002361 | 0.13813 | 183.1159 | 3296.0866 | 16.7075 | 300.7354 | 0.29066 | 0.92397 | 0.29066 | 0.92397 | 0.27771 | 0.8828 | 0.27771 | 0.8828 | 6.9129 | 5.4715 | 6.9129 | 5.4715
267009-Duct Sealing (Total Leakage Reduced from 40% of AHU flow to 12%) Resid SF CZ10 Vint03 | 0.25213 | 0.002361 | 0.13813 | 183.1159 | 3296.0866 | 16.7075 | 300.7354 | 0.28736 | 0.91348 | 0.28736 | 0.91348 | 0.26272 | 0.83514 | 0.26272 | 0.83514 | 6.4783 | 4.4076 | 6.4783 | 4.4076
267009-Duct Sealing (Total Leakage Reduced from 40% of AHU flow to 12%) Resid SF CZ10 Vint03 | 0.25213 | 0.002361 | 0.13813 | 183.1159 | 3296.0866 | 16.7075 | 300.7354 | 0.28595 | 0.90899 | 0.28595 | 0.90899 | 0.25629 | 0.81472 | 0.25629 | 0.81472 | 6.3083 | 4.0686 | 6.3083 | 4.0686
267009-Duct Sealing (Total Leakage Reduced from 40% of AHU flow to 12%) Resid SF CZ10 Vint03 | 0.25213 | 0.002361 | 0.13813 | 183.1159 | 3296.0866 | 16.7075 | 300.7354 | 0.28925 | 0.91947 | 0.28925 | 0.91947 | 0.27129 | 0.86238 | 0.27129 | 0.86238 | 6.7197 | 4.9586 | 6.7197 | 4.9586
267010-Duct Sealing (Total Leakage Reduced from 40% of AHU flow to 12%) Resid SF CZ10 Vint04 | 0.38949 | 0.0036472 | 0.37591 | 282.8795 | 5091.8306 | 16.7452 | 301.4135 | 0.25681 | 0.85703 | 0.25681 | 0.85703 | 0.24603 | 0.82107 | 0.24603 | 0.82107 | 4.8398 | 4.1682 | 4.8398 | 4.1682
267009-Duct Sealing (Total Leakage Reduced from 40% of AHU flow to 12%) Resid SF CZ10 Vint03 | 0.25213 | 0.002361 | 0.13813 | 183.1159 | 3296.0866 | 16.7075 | 300.7354 | 0.28736 | 0.91348 | 0.28736 | 0.91348 | 0.26272 | 0.83514 | 0.26272 | 0.83514 | 6.4783 | 4.4076 | 6.4783 | 4.4076
267010-Duct Sealing (Total Leakage Reduced from 40% of AHU flow to 12%) Resid SF CZ10 Vint04 | 0.19475 | 0.0018236 | 0.18795 | 141.4397 | 2545.9153 | 8.3726 | 150.7068 | 0.25024 | 0.8351 | 0.25024 | 0.8351 | 0.21617 | 0.72139 | 0.21617 | 0.72139 | 4.4069 | 3.0104 | 4.4069 | 3.0104
267010-Duct Sealing (Total Leakage Reduced from 40% of AHU flow to 12%) Resid SF CZ10 Vint04 | 0.19475 | 0.0018236 | 0.18795 | 141.4397 | 2545.9153 | 8.3726 | 150.7068 | 0.25839 | 0.86229 | 0.25839 | 0.86229 | 0.2532 | 0.84499 | 0.2532 | 0.84499 | 4.9567 | 4.5921 | 4.9567 | 4.5921
267010-Duct Sealing (Total Leakage Reduced from 40% of AHU flow to 12%) Resid SF CZ10 Vint04 | 0.19475 | 0.0018236 | 0.18795 | 141.4397 | 2545.9153 | 8.3726 | 150.7068 | 0.25681 | 0.85703 | 0.25681 | 0.85703 | 0.24603 | 0.82107 | 0.24603 | 0.82107 | 4.8398 | 4.1682 | 4.8398 | 4.1682
267009-Duct Sealing (Total Leakage Reduced from 40% of AHU flow to 12%) Resid SF CZ10 Vint03 | 0.25213 | 0.002361 | 0.13813 | 183.1159 | 3296.0866 | 16.7075 | 300.7354 | 0.29207 | 0.92846 | 0.29207 | 0.92846 | 0.28414 | 0.90322 | 0.28414 | 0.90322 | 7.1176 | 6.1028 | 7.1176 | 6.1028
267009-Duct Sealing (Total Leakage Reduced from 40% of AHU flow to 12%) Resid SF CZ10 Vint03 | 0.25213 | 0.002361 | 0.13813 | 183.1159 | 3296.0866 | 16.7075 | 300.7354 | 0.29019 | 0.92247 | 0.29019 | 0.92247 | 0.27557 | 0.87599 | 0.27557 | 0.87599 | 6.8473 | 5.2891 | 6.8473 | 5.2891
267010-Duct Sealing (Total Leakage Reduced from 40% of AHU flow to 12%) Resid SF CZ10 Vint04 | 0.19475 | 0.0018236 | 0.18795 | 141.4397 | 2545.9153 | 8.3726 | 150.7068 | 0.25155 | 0.83949 | 0.25155 | 0.83949 | 0.22214 | 0.74133 | 0.22214 | 0.74133 | 4.4871 | 3.1875 | 4.4871 | 3.1875
267009-Duct Sealing (Total Leakage Reduced from 40% of AHU flow to 12%) Resid SF CZ10 Vint03 | 0.25213 | 0.002361 | 0.13813 | 183.1159 | 3296.0866 | 16.7075 | 300.7354 | 0.29264 | 0.93026 | 0.29264 | 0.93026 | 0.28671 | 0.91139 | 0.28671 | 0.91139 | 7.2029 | 6.3981 | 7.2029 | 6.3981
267010-Duct Sealing (Total Leakage Reduced from 40% of AHU flow to 12%) Resid SF CZ10 Vint04 | 0.38949 | 0.0036472 | 0.37591 | 282.8795 | 5091.8306 | 16.7452 | 301.4135 | 0.26075 | 0.87019 | 0.26075 | 0.87019 | 0.26396 | 0.88088 | 0.26396 | 0.88088 | 5.143 | 5.4187 | 5.143 | 5.4187
267009-Duct Sealing (Total Leakage Reduced from 40% of AHU flow to 12%) Resid SF CZ10 Vint03 | 0.25213 | 0.002361 | 0.13813 | 183.1159 | 3296.0866 | 16.7075 | 300.7354 | 0.29019 | 0.92247 | 0.29019 | 0.92247 | 0.27557 | 0.87599 | 0.27557 | 0.87599 | 6.8473 | 5.2891 | 6.8473 | 5.2891
267010-Duct Sealing (Total Leakage Reduced from 40% of AHU flow to 12%) Resid SF CZ10 Vint04 | 0.19475 | 0.0018236 | 0.18795 | 141.4397 | 2545.9153 | 8.3726 | 150.7068 | 0.25046 | 0.83585 | 0.25046 | 0.83585 | 0.21718 | 0.72478 | 0.21718 | 0.72478 | 4.4203 | 3.0391 | 4.4203 | 3.0391
267009-Duct Sealing (Total Leakage Reduced from 40% of AHU flow to 12%) Resid SF CZ10 Vint03 | 0.50426 | 0.0047219 | 0.27625 | 366.2318 | 6592.1731 | 33.415 | 601.4708 | 0.29467 | 0.9367 | 0.29467 | 0.9367 | 0.29591 | 0.94067 | 0.29591 | 0.94067 | 7.5261 | 7.7402 | 7.5261 | 7.7402
267009-Duct Sealing (Total Leakage Reduced from 40% of AHU flow to 12%) Resid SF CZ10 Vint03 | 0.25213 | 0.002361 | 0.13813 | 183.1159 | 3296.0866 | 16.7075 | 300.7354 | 0.28802 | 0.91558 | 0.28802 | 0.91558 | 0.26572 | 0.84468 | 0.26572 | 0.84468 | 6.5608 | 4.5859 | 6.5608 | 4.5859
267009-Duct Sealing (Total Leakage Reduced from 40% of AHU flow to 12%) Resid SF CZ10 Vint03 | 0.50426 | 0.0047219 | 0.27625 | 366.2318 | 6592.1731 | 33.415 | 601.4708 | 0.2949 | 0.93745 | 0.2949 | 0.93745 | 0.29699 | 0.94407 | 0.29699 | 0.94407 | 7.5656 | 7.9337 | 7.5656 | 7.9337
267010-Duct Sealing (Total Leakage Reduced from 40% of AHU flow to 12%) Resid SF CZ10 Vint04 | 0.19475 | 0.0018236 | 0.18795 | 141.4397 | 2545.9153 | 8.3726 | 150.7068 | 0.2555 | 0.85265 | 0.2555 | 0.85265 | 0.24006 | 0.80114 | 0.24006 | 0.80114 | 4.7466 | 3.8705 | 4.7466 | 3.8705
267010-Duct Sealing (Total Leakage Reduced from 40% of AHU flow to 12%) Resid SF CZ10 Vint04 | 0.19475 | 0.0018236 | 0.18795 | 141.4397 | 2545.9153 | 8.3726 | 150.7068 | 0.25418 | 0.84826 | 0.25418 | 0.84826 | 0.23409 | 0.7812 | 0.23409 | 0.7812 | 4.6568 | 3.6125 | 4.6568 | 3.6125
267010-Duct Sealing (Total Leakage Reduced from 40% of AHU flow to 12%) Resid SF CZ10 Vint04 | 0.38949 | 0.0036472 | 0.37591 | 282.8795 | 5091.8306 | 16.7452 | 301.4135 | 0.2601 | 0.868 | 0.2601 | 0.868 | 0.26097 | 0.87091 | 0.26097 | 0.87091 | 5.0899 | 5.1607 | 5.0899 | 5.1607
267009-Duct Sealing (Total Leakage Reduced from 40% of AHU flow to 12%) Resid SF CZ10 Vint03 | 0.25213 | 0.002361 | 0.13813 | 183.1159 | 3296.0866 | 16.7075 | 300.7354 | 0.29396 | 0.93445 | 0.29396 | 0.93445 | 0.2927 | 0.93045 | 0.2927 | 0.93045 | 7.4101 | 7.2124 | 7.4101 | 7.2124
267009-Duct Sealing (Total Leakage Reduced from 40% of AHU flow to 12%) Resid SF CZ10 Vint03 | 0.25213 | 0.002361 | 0.13813 | 183.1159 | 3296.0866 | 16.7075 | 300.7354 | 0.29396 | 0.93445 | 0.29396 | 0.93445 | 0.2927 | 0.93045 | 0.2927 | 0.93045 | 7.4101 | 7.2124 | 7.4101 | 7.2124
267010-Duct Sealing (Total Leakage Reduced from 40% of AHU flow to 12%) Resid SF CZ10 Vint04 | 0.19475 | 0.0018236 | 0.18795 | 141.4397 | 2545.9153 | 8.3726 | 150.7068 | 0.25195 | 0.8408 | 0.25195 | 0.8408 | 0.22393 | 0.74731 | 0.22393 | 0.74731 | 4.5118 | 3.2447 | 4.5118 | 3.2447
267010-Duct Sealing (Total Leakage Reduced from 40% of AHU flow to 12%) Resid SF CZ10 Vint04 | 0.38949 | 0.0036472 | 0.37591 | 282.8795 | 5091.8306 | 16.7452 | 301.4135 | 0.25425 | 0.84848 | 0.25425 | 0.84848 | 0.23439 | 0.7822 | 0.23439 | 0.7822 | 4.6612 | 3.6246 | 4.6612 | 3.6246
267010-Duct Sealing (Total Leakage Reduced from 40% of AHU flow to 12%) Resid SF CZ10 Vint04 | 0.19475 | 0.0018236 | 0.18795 | 141.4397 | 2545.9153 | 8.3726 | 150.7068 | 0.25425 | 0.84848 | 0.25425 | 0.84848 | 0.23439 | 0.7822 | 0.23439 | 0.7822 | 4.6612 | 3.6246 | 4.6612 | 3.6246
267010-Duct Sealing (Total Leakage Reduced from 40% of AHU flow to 12%) Resid SF CZ10 Vint04 | 0.38949 | 0.0036472 | 0.37591 | 282.8795 | 5091.8306 | 16.7452 | 301.4135 | 0.25582 | 0.85374 | 0.25582 | 0.85374 | 0.24155 | 0.80612 | 0.24155 | 0.80612 | 4.7695 | 3.9409 | 4.7695 | 3.9409
267009-Duct Sealing (Total Leakage Reduced from 40% of AHU flow to 12%) Resid SF CZ10 Vint03 | 0.25213 | 0.002361 | 0.13813 | 183.1159 | 3296.0866 | 16.7075 | 300.7354 | 0.28736 | 0.91348 | 0.28736 | 0.91348 | 0.26272 | 0.83514 | 0.26272 | 0.83514 | 6.4783 | 4.4076 | 6.4783 | 4.4076
267009-Duct Sealing (Total Leakage Reduced from 40% of AHU flow to 12%) Resid SF CZ10 Vint03 | 0.25213 | 0.002361 | 0.13813 | 183.1159 | 3296.0866 | 16.7075 | 300.7354 | 0.29019 | 0.92247 | 0.29019 | 0.92247 | 0.27557 | 0.87599 | 0.27557 | 0.87599 | 6.8473 | 5.2891 | 6.8473 | 5.2891
267010-Duct Sealing (Total Leakage Reduced from 40% of AHU flow to 12%) Resid SF CZ10 Vint04 | 0.38949 | 0.0036472 | 0.37591 | 282.8795 | 5091.8306 | 16.7452 | 301.4135 | 0.25615 | 0.85484 | 0.25615 | 0.85484 | 0.24305 | 0.8111 | 0.24305 | 0.8111 | 4.7927 | 4.0139 | 4.7927 | 4.0139
267009-Duct Sealing (Total Leakage Reduced from 40% of AHU flow to 12%) Resid SF CZ10 Vint03 | 0.25213 | 0.002361 | 0.13813 | 183.1159 | 3296.0866 | 16.7075 | 300.7354 | 0.28635 | 0.91025 | 0.28635 | 0.91025 | 0.25809 | 0.82044 | 0.25809 | 0.82044 | 6.355 | 4.1581 | 6.355 | 4.1581
267009-Duct Sealing (Total Leakage Reduced from 40% of AHU flow to 12%) Resid SF CZ10 Vint03 | 0.25213 | 0.002361 | 0.13813 | 183.1159 | 3296.0866 | 16.7075 | 300.7354 | 0.28981 | 0.92127 | 0.28981 | 0.92127 | 0.27386 | 0.87055 | 0.27386 | 0.87055 | 6.7957 | 5.1517 | 6.7957 | 5.1517
267009-Duct Sealing (Total Leakage Reduced from 40% of AHU flow to 12%) Resid SF CZ10 Vint03 | 0 | 0 | 0 | 0 | 0 | 0 | 0 | 0 | 0 | 0 | 0 | 0 | 0 | 0 | 0 | 0 | 0 | 0 | 0
267009-Duct Sealing (Total Leakage Reduced from 40% of AHU flow to 12%) Resid SF CZ10 Vint03 | 0.50426 | 0.0047219 | 0.27625 | 366.2318 | 6592.1731 | 33.415 | 601.4708 | 0.29396 | 0.93445 | 0.29396 | 0.93445 | 0.2927 | 0.93045 | 0.2927 | 0.93045 | 7.4101 | 7.2124 | 7.4101 | 7.2124
267010-Duct Sealing (Total Leakage Reduced from 40% of AHU flow to 12%) Resid SF CZ10 Vint04 | 0.19475 | 0.0018236 | 0.18795 | 141.4397 | 2545.9153 | 8.3726 | 150.7068 | 0.25024 | 0.8351 | 0.25024 | 0.8351 | 0.21617 | 0.72139 | 0.21617 | 0.72139 | 4.4069 | 3.0104 | 4.4069 | 3.0104
267010-Duct Sealing (Total Leakage Reduced from 40% of AHU flow to 12%) Resid SF CZ10 Vint04 | 0.19475 | 0.0018236 | 0.18795 | 141.4397 | 2545.9153 | 8.3726 | 150.7068 | 0.25024 | 0.8351 | 0.25024 | 0.8351 | 0.21617 | 0.72139 | 0.21617 | 0.72139 | 4.4069 | 3.0104 | 4.4069 | 3.0104
267009-Duct Sealing (Total Leakage Reduced from 40% of AHU flow to 12%) Resid SF CZ10 Vint03 | 0.25213 | 0.002361 | 0.13813 | 183.1159 | 3296.0866 | 16.7075 | 300.7354 | 0.29113 | 0.92546 | 0.29113 | 0.92546 | 0.27985 | 0.88961 | 0.27985 | 0.88961 | 6.9798 | 5.6669 | 6.9798 | 5.6669
267010-Duct Sealing (Total Leakage Reduced from 40% of AHU flow to 12%) Resid SF CZ10 Vint04 | 0.19475 | 0.0018236 | 0.18795 | 141.4397 | 2545.9153 | 8.3726 | 150.7068 | 0.25169 | 0.83993 | 0.25169 | 0.83993 | 0.22274 | 0.74332 | 0.22274 | 0.74332 | 4.4953 | 3.2063 | 4.4953 | 3.2063
267010-Duct Sealing (Total Leakage Reduced from 40% of AHU flow to 12%) Resid SF CZ10 Vint04 | 0.38949 | 0.0036472 | 0.37591 | 282.8795 | 5091.8306 | 16.7452 | 301.4135 | 0.25747 | 0.85922 | 0.25747 | 0.85922 | 0.24902 | 0.83104 | 0.24902 | 0.83104 | 4.8878 | 4.335 | 4.8878 | 4.335
267010-Duct Sealing (Total Leakage Reduced from 40% of AHU flow to 12%) Resid SF CZ10 Vint04 | 0.19475 | 0.0018236 | 0.18795 | 141.4397 | 2545.9153 | 8.3726 | 150.7068 | 0.25681 | 0.85703 | 0.25681 | 0.85703 | 0.24603 | 0.82107 | 0.24603 | 0.82107 | 4.8398 | 4.1682 | 4.8398 | 4.1682
267010-Duct Sealing (Total Leakage Reduced from 40% of AHU flow to 12%) Resid SF CZ10 Vint04 | 0.19475 | 0.0018236 | 0.18795 | 141.4397 | 2545.9153 | 8.3726 | 150.7068 | 0.25812 | 0.86142 | 0.25812 | 0.86142 | 0.25201 | 0.84101 | 0.25201 | 0.84101 | 4.9368 | 4.5156 | 4.9368 | 4.5156
267009-Duct Sealing (Total Leakage Reduced from 40% of AHU flow to 12%) Resid SF CZ10 Vint03 | 0.25213 | 0.002361 | 0.13813 | 183.1159 | 3296.0866 | 16.7075 | 300.7354 | 0.28736 | 0.91348 | 0.28736 | 0.91348 | 0.26272 | 0.83514 | 0.26272 | 0.83514 | 6.4783 | 4.4076 | 6.4783 | 4.4076
267010-Duct Sealing (Total Leakage Reduced from 40% of AHU flow to 12%) Resid SF CZ10 Vint04 | 0.19475 | 0.0018236 | 0.18795 | 141.4397 | 2545.9153 | 8.3726 | 150.7068 | 0.25182 | 0.84037 | 0.25182 | 0.84037 | 0.22333 | 0.74532 | 0.22333 | 0.74532 | 4.5035 | 3.2254 | 4.5035 | 3.2254
267010-Duct Sealing (Total Leakage Reduced from 40% of AHU flow to 12%) Resid SF CZ10 Vint04 | 0.19475 | 0.0018236 | 0.18795 | 141.4397 | 2545.9153 | 8.3726 | 150.7068 | 0.25642 | 0.85572 | 0.25642 | 0.85572 | 0.24424 | 0.81509 | 0.24424 | 0.81509 | 4.8115 | 4.0742 | 4.8115 | 4.0742
267010-Duct Sealing (Total Leakage Reduced from 40% of AHU flow to 12%) Resid SF CZ10 Vint04 | 0.19475 | 0.0018236 | 0.18795 | 141.4397 | 2545.9153 | 8.3726 | 150.7068 | 0.2509 | 0.8373 | 0.2509 | 0.8373 | 0.21915 | 0.73136 | 0.21915 | 0.73136 | 4.4466 | 3.0964 | 4.4466 | 3.0964
267009-Duct Sealing (Total Leakage Reduced from 40% of AHU flow to 12%) Resid SF CZ10 Vint03 | 0.25213 | 0.002361 | 0.13813 | 183.1159 | 3296.0866 | 16.7075 | 300.7354 | 0.29113 | 0.92546 | 0.29113 | 0.92546 | 0.27985 | 0.88961 | 0.27985 | 0.88961 | 6.9798 | 5.6669 | 6.9798 | 5.6669
267009-Duct Sealing (Total Leakage Reduced from 40% of AHU flow to 12%) Resid SF CZ10 Vint03 | 0.25213 | 0.002361 | 0.13813 | 183.1159 | 3296.0866 | 16.7075 | 300.7354 | 0.29113 | 0.92546 | 0.29113 | 0.92546 | 0.27985 | 0.88961 | 0.27985 | 0.88961 | 6.9798 | 5.6669 | 6.9798 | 5.6669
267009-Duct Sealing (Total Leakage Reduced from 40% of AHU flow to 12%) Resid SF CZ10 Vint03 | 0.25213 | 0.002361 | 0.13813 | 183.1159 | 3296.0866 | 16.7075 | 300.7354 | 0.29113 | 0.92546 | 0.29113 | 0.92546 | 0.27985 | 0.88961 | 0.27985 | 0.88961 | 6.9798 | 5.6669 | 6.9798 | 5.6669
267009-Duct Sealing (Total Leakage Reduced from 40% of AHU flow to 12%) Resid SF CZ10 Vint03 | 0.25213 | 0.002361 | 0.13813 | 183.1159 | 3296.0866 | 16.7075 | 300.7354 | 0.28925 | 0.91947 | 0.28925 | 0.91947 | 0.27129 | 0.86238 | 0.27129 | 0.86238 | 6.7197 | 4.9586 | 6.7197 | 4.9586
267010-Duct Sealing (Total Leakage Reduced from 40% of AHU flow to 12%) Resid SF CZ10 Vint04 | 0.19475 | 0.0018236 | 0.18795 | 141.4397 | 2545.9153 | 8.3726 | 150.7068 | 0.25024 | 0.8351 | 0.25024 | 0.8351 | 0.21617 | 0.72139 | 0.21617 | 0.72139 | 4.4069 | 3.0104 | 4.4069 | 3.0104
267010-Duct Sealing (Total Leakage Reduced from 40% of AHU flow to 12%) Resid SF CZ10 Vint04 | 0.38949 | 0.0036472 | 0.37591 | 282.8795 | 5091.8306 | 16.7452 | 301.4135 | 0.25878 | 0.86361 | 0.25878 | 0.86361 | 0.25499 | 0.85097 | 0.25499 | 0.85097 | 4.9868 | 4.7119 | 4.9868 | 4.7119
267009-Duct Sealing (Total Leakage Reduced from 40% of AHU flow to 12%) Resid SF CZ10 Vint03 | 0.25213 | 0.002361 | 0.13813 | 183.1159 | 3296.0866 | 16.7075 | 300.7354 | 0.29302 | 0.93145 | 0.29302 | 0.93145 | 0.28842 | 0.91684 | 0.28842 | 0.91684 | 7.2609 | 6.6114 | 7.2609 | 6.6114
267010-Duct Sealing (Total Leakage Reduced from 40% of AHU flow to 12%) Resid SF CZ10 Vint04 | 0.38949 | 0.0036472 | 0.37591 | 282.8795 | 5091.8306 | 16.7452 | 301.4135 | 0.26075 | 0.87019 | 0.26075 | 0.87019 | 0.26396 | 0.88088 | 0.26396 | 0.88088 | 5.143 | 5.4187 | 5.143 | 5.4187
267010-Duct Sealing (Total Leakage Reduced from 40% of AHU flow to 12%) Resid SF CZ10 Vint04 | 0.19475 | 0.0018236 | 0.18795 | 141.4397 | 2545.9153 | 8.3726 | 150.7068 | 0.25565 | 0.85317 | 0.25565 | 0.85317 | 0.24078 | 0.80353 | 0.24078 | 0.80353 | 4.7576 | 3.904 | 4.7576 | 3.904
267009-Duct Sealing (Total Leakage Reduced from 40% of AHU flow to 12%) Resid SF CZ10 Vint03 | 0.50426 | 0.0047219 | 0.27625 | 366.2318 | 6592.1731 | 33.415 | 601.4708 | 0.29349 | 0.93295 | 0.29349 | 0.93295 | 0.29056 | 0.92365 | 0.29056 | 0.92365 | 7.3347 | 6.8989 | 7.3347 | 6.8989
267010-Duct Sealing (Total Leakage Reduced from 40% of AHU flow to 12%) Resid SF CZ10 Vint04 | 0.38949 | 0.0036472 | 0.37591 | 282.8795 | 5091.8306 | 16.7452 | 301.4135 | 0.25611 | 0.85471 | 0.25611 | 0.85471 | 0.24287 | 0.8105 | 0.24287 | 0.8105 | 4.7899 | 4.005 | 4.7899 | 4.005
267009-Duct Sealing (Total Leakage Reduced from 40% of AHU flow to 12%) Resid SF CZ10 Vint03 | 0.50426 | 0.0047219 | 0.27625 | 366.2318 | 6592.1731 | 33.415 | 601.4708 | 0.2948 | 0.93713 | 0.2948 | 0.93713 | 0.29654 | 0.94264 | 0.29654 | 0.94264 | 7.5489 | 7.8512 | 7.5489 | 7.8512
267009-Duct Sealing (Total Leakage Reduced from 40% of AHU flow to 12%) Resid SF CZ10 Vint03 | 0.25213 | 0.002361 | 0.13813 | 183.1159 | 3296.0866 | 16.7075 | 300.7354 | 0.28831 | 0.91648 | 0.28831 | 0.91648 | 0.267 | 0.84876 | 0.267 | 0.84876 | 6.5968 | 4.6669 | 6.5968 | 4.6669
267010-Duct Sealing (Total Leakage Reduced from 40% of AHU flow to 12%) Resid SF CZ10 Vint04 | 0.38949 | 0.0036472 | 0.37591 | 282.8795 | 5091.8306 | 16.7452 | 301.4135 | 0.25648 | 0.85594 | 0.25648 | 0.85594 | 0.24454 | 0.81609 | 0.24454 | 0.81609 | 4.8162 | 4.0896 | 4.8162 | 4.0896
267010-Duct Sealing (Total Leakage Reduced from 40% of AHU flow to 12%) Resid SF CZ10 Vint04 | 0.38949 | 0.0036472 | 0.37591 | 282.8795 | 5091.8306 | 16.7452 | 301.4135 | 0.25944 | 0.8658 | 0.25944 | 0.8658 | 0.25798 | 0.86094 | 0.25798 | 0.86094 | 5.0378 | 4.9261 | 5.0378 | 4.9261
267009-Duct Sealing (Total Leakage Reduced from 40% of AHU flow to 12%) Resid SF CZ10 Vint03 | 0.50426 | 0.0047219 | 0.27625 | 366.2318 | 6592.1731 | 33.415 | 601.4708 | 0.29349 | 0.93295 | 0.29349 | 0.93295 | 0.29056 | 0.92365 | 0.29056 | 0.92365 | 7.3347 | 6.8989 | 7.3347 | 6.8989
267010-Duct Sealing (Total Leakage Reduced from 40% of AHU flow to 12%) Resid SF CZ10 Vint04 | 0.19475 | 0.0018236 | 0.18795 | 141.4397 | 2545.9153 | 8.3726 | 150.7068 | 0.2555 | 0.85265 | 0.2555 | 0.85265 | 0.24006 | 0.80114 | 0.24006 | 0.80114 | 4.7466 | 3.8705 | 4.7466 | 3.8705
267009-Duct Sealing (Total Leakage Reduced from 40% of AHU flow to 12%) Resid SF CZ10 Vint03 | 0.25213 | 0.002361 | 0.13813 | 183.1159 | 3296.0866 | 16.7075 | 300.7354 | 0.29019 | 0.92247 | 0.29019 | 0.92247 | 0.27557 | 0.87599 | 0.27557 | 0.87599 | 6.8473 | 5.2891 | 6.8473 | 5.2891
267009-Duct Sealing (Total Leakage Reduced from 40% of AHU flow to 12%) Resid SF CZ10 Vint03 | 0.50426 | 0.0047219 | 0.27625 | 366.2318 | 6592.1731 | 33.415 | 601.4708 | 0.29396 | 0.93445 | 0.29396 | 0.93445 | 0.2927 | 0.93045 | 0.2927 | 0.93045 | 7.4101 | 7.2124 | 7.4101 | 7.2124
267009-Duct Sealing (Total Leakage Reduced from 40% of AHU flow to 12%) Resid SF CZ10 Vint03 | 0.25213 | 0.002361 | 0.13813 | 183.1159 | 3296.0866 | 16.7075 | 300.7354 | 0.2916 | 0.92696 | 0.2916 | 0.92696 | 0.28199 | 0.89642 | 0.28199 | 0.89642 | 7.048 | 5.8768 | 7.048 | 5.8768
267010-Duct Sealing (Total Leakage Reduced from 40% of AHU flow to 12%) Resid SF CZ10 Vint04 | 0.19475 | 0.0018236 | 0.18795 | 141.4397 | 2545.9153 | 8.3726 | 150.7068 | 0.25175 | 0.84015 | 0.25175 | 0.84015 | 0.22304 | 0.74432 | 0.22304 | 0.74432 | 4.4994 | 3.2158 | 4.4994 | 3.2158
267010-Duct Sealing (Total Leakage Reduced from 40% of AHU flow to 12%) Resid SF CZ10 Vint04 | 0.38949 | 0.0036472 | 0.37591 | 282.8795 | 5091.8306 | 16.7452 | 301.4135 | 0.25918 | 0.86493 | 0.25918 | 0.86493 | 0.25679 | 0.85695 | 0.25679 | 0.85695 | 5.0173 | 4.8381 | 5.0173 | 4.8381
267010-Duct Sealing (Total Leakage Reduced from 40% of AHU flow to 12%) Resid SF CZ10 Vint04 | 0.19475 | 0.0018236 | 0.18795 | 141.4397 | 2545.9153 | 8.3726 | 150.7068 | 0.25024 | 0.8351 | 0.25024 | 0.8351 | 0.21617 | 0.72139 | 0.21617 | 0.72139 | 4.4069 | 3.0104 | 4.4069 | 3.0104
267009-Duct Sealing (Total Leakage Reduced from 40% of AHU flow to 12%) Resid SF CZ10 Vint03 | 0.25213 | 0.002361 | 0.13813 | 183.1159 | 3296.0866 | 16.7075 | 300.7354 | 0.29113 | 0.92546 | 0.29113 | 0.92546 | 0.27985 | 0.88961 | 0.27985 | 0.88961 | 6.9798 | 5.6669 | 6.9798 | 5.6669
267009-Duct Sealing (Total Leakage Reduced from 40% of AHU flow to 12%) Resid SF CZ10 Vint03 | 0.25213 | 0.002361 | 0.13813 | 183.1159 | 3296.0866 | 16.7075 | 300.7354 | 0.29113 | 0.92546 | 0.29113 | 0.92546 | 0.27985 | 0.88961 | 0.27985 | 0.88961 | 6.9798 | 5.6669 | 6.9798 | 5.6669
267009-Duct Sealing (Total Leakage Reduced from 40% of AHU flow to 12%) Resid SF CZ10 Vint03 | 0.25213 | 0.002361 | 0.13813 | 183.1159 | 3296.0866 | 16.7075 | 300.7354 | 0.29019 | 0.92247 | 0.29019 | 0.92247 | 0.27557 | 0.87599 | 0.27557 | 0.87599 | 6.8473 | 5.2891 | 6.8473 | 5.2891
267010-Duct Sealing (Total Leakage Reduced from 40% of AHU flow to 12%) Resid SF CZ10 Vint04 | 0.38949 | 0.0036472 | 0.37591 | 282.8795 | 5091.8306 | 16.7452 | 301.4135 | 0.26025 | 0.8685 | 0.26025 | 0.8685 | 0.26166 | 0.8732 | 0.26166 | 0.8732 | 5.102 | 5.2178 | 5.102 | 5.2178
267010-Duct Sealing (Total Leakage Reduced from 40% of AHU flow to 12%) Resid SF CZ10 Vint04 | 0.38949 | 0.0036472 | 0.37591 | 282.8795 | 5091.8306 | 16.7452 | 301.4135 | 0.25944 | 0.8658 | 0.25944 | 0.8658 | 0.25798 | 0.86094 | 0.25798 | 0.86094 | 5.0378 | 4.9261 | 5.0378 | 4.9261
267010-Duct Sealing (Total Leakage Reduced from 40% of AHU flow to 12%) Resid SF CZ10 Vint04 | 0.38949 | 0.0036472 | 0.37591 | 282.8795 | 5091.8306 | 16.7452 | 301.4135 | 0.25878 | 0.86361 | 0.25878 | 0.86361 | 0.25499 | 0.85097 | 0.25499 | 0.85097 | 4.9868 | 4.7119 | 4.9868 | 4.7119
267010-Duct Sealing (Total Leakage Reduced from 40% of AHU flow to 12%) Resid SF CZ10 Vint04 | 0.19475 | 0.0018236 | 0.18795 | 141.4397 | 2545.9153 | 8.3726 | 150.7068 | 0.25333 | 0.84541 | 0.25333 | 0.84541 | 0.2302 | 0.76824 | 0.2302 | 0.76824 | 4.6003 | 3.4624 | 4.6003 | 3.4624
267010-Duct Sealing (Total Leakage Reduced from 40% of AHU flow to 12%) Resid SF CZ10 Vint04 | 0.38949 | 0.0036472 | 0.37591 | 282.8795 | 5091.8306 | 16.7452 | 301.4135 | 0.25944 | 0.8658 | 0.25944 | 0.8658 | 0.25798 | 0.86094 | 0.25798 | 0.86094 | 5.0378 | 4.9261 | 5.0378 | 4.9261
267009-Duct Sealing (Total Leakage Reduced from 40% of AHU flow to 12%) Resid SF CZ10 Vint03 | 0.25213 | 0.002361 | 0.13813 | 183.1159 | 3296.0866 | 16.7075 | 300.7354 | 0.29113 | 0.92546 | 0.29113 | 0.92546 | 0.27985 | 0.88961 | 0.27985 | 0.88961 | 6.9798 | 5.6669 | 6.9798 | 5.6669
267010-Duct Sealing (Total Leakage Reduced from 40% of AHU flow to 12%) Resid SF CZ10 Vint04 | 0.19475 | 0.0018236 | 0.18795 | 141.4397 | 2545.9153 | 8.3726 | 150.7068 | 0.24893 | 0.83072 | 0.24893 | 0.83072 | 0.21019 | 0.70146 | 0.21019 | 0.70146 | 4.3294 | 2.852 | 4.3294 | 2.852
267011-Duct Sealing (Total Leakage Reduced from 40% of AHU flow to 12%) Resid SF CZ10 Vint05 | 0.12969 | 0.0012144 | 0.15593 | 94.1905 | 1695.4283 | 6.8775 | 123.795 | 0.25342 | 0.84573 | 0.25342 | 0.84573 | 0.32369 | 1.0802 | 0.32369 | 1.0802 | 4.6066 | 0 | 4.6066 | 0
267009-Duct Sealing (Total Leakage Reduced from 40% of AHU flow to 12%) Resid SF CZ10 Vint03 | 0.50426 | 0.0047219 | 0.27625 | 366.2318 | 6592.1731 | 33.415 | 601.4708 | 0.2949 | 0.93745 | 0.2949 | 0.93745 | 0.29699 | 0.94407 | 0.29699 | 0.94407 | 7.5656 | 7.9337 | 7.5656 | 7.9337
267009-Duct Sealing (Total Leakage Reduced from 40% of AHU flow to 12%) Resid SF CZ10 Vint03 | 0.25213 | 0.002361 | 0.13813 | 183.1159 | 3296.0866 | 16.7075 | 300.7354 | 0.2949 | 0.93745 | 0.2949 | 0.93745 | 0.29699 | 0.94407 | 0.29699 | 0.94407 | 7.5656 | 7.9337 | 7.5656 | 7.9337
267010-Duct Sealing (Total Leakage Reduced from 40% of AHU flow to 12%) Resid SF CZ10 Vint04 | 0.38949 | 0.0036472 | 0.37591 | 282.8795 | 5091.8306 | 16.7452 | 301.4135 | 0.25681 | 0.85703 | 0.25681 | 0.85703 | 0.24603 | 0.82107 | 0.24603 | 0.82107 | 4.8398 | 4.1682 | 4.8398 | 4.1682
267010-Duct Sealing (Total Leakage Reduced from 40% of AHU flow to 12%) Resid SF CZ10 Vint04 | 0.38949 | 0.0036472 | 0.37591 | 282.8795 | 5091.8306 | 16.7452 | 301.4135 | 0.25615 | 0.85484 | 0.25615 | 0.85484 | 0.24305 | 0.8111 | 0.24305 | 0.8111 | 4.7927 | 4.0139 | 4.7927 | 4.0139
267009-Duct Sealing (Total Leakage Reduced from 40% of AHU flow to 12%) Resid SF CZ10 Vint03 | 0.25213 | 0.002361 | 0.13813 | 183.1159 | 3296.0866 | 16.7075 | 300.7354 | 0.29019 | 0.92247 | 0.29019 | 0.92247 | 0.27557 | 0.87599 | 0.27557 | 0.87599 | 6.8473 | 5.2891 | 6.8473 | 5.2891
267010-Duct Sealing (Total Leakage Reduced from 40% of AHU flow to 12%) Resid SF CZ10 Vint04 | 0.19475 | 0.0018236 | 0.18795 | 141.4397 | 2545.9153 | 8.3726 | 150.7068 | 0.25812 | 0.86142 | 0.25812 | 0.86142 | 0.25201 | 0.84101 | 0.25201 | 0.84101 | 4.9368 | 4.5156 | 4.9368 | 4.5156
267009-Duct Sealing (Total Leakage Reduced from 40% of AHU flow to 12%) Resid SF CZ10 Vint03 | 0.25213 | 0.002361 | 0.13813 | 183.1159 | 3296.0866 | 16.7075 | 300.7354 | 0.28925 | 0.91947 | 0.28925 | 0.91947 | 0.27129 | 0.86238 | 0.27129 | 0.86238 | 6.7197 | 4.9586 | 6.7197 | 4.9586
267009-Duct Sealing (Total Leakage Reduced from 40% of AHU flow to 12%) Resid SF CZ10 Vint03 | 0.25213 | 0.002361 | 0.13813 | 183.1159 | 3296.0866 | 16.7075 | 300.7354 | 0.29113 | 0.92546 | 0.29113 | 0.92546 | 0.27985 | 0.88961 | 0.27985 | 0.88961 | 6.9798 | 5.6669 | 6.9798 | 5.6669
267009-Duct Sealing (Total Leakage Reduced from 40% of AHU flow to 12%) Resid SF CZ10 Vint03 | 0.25213 | 0.002361 | 0.13813 | 183.1159 | 3296.0866 | 16.7075 | 300.7354 | 0.29113 | 0.92546 | 0.29113 | 0.92546 | 0.27985 | 0.88961 | 0.27985 | 0.88961 | 6.9798 | 5.6669 | 6.9798 | 5.6669
267009-Duct Sealing (Total Leakage Reduced from 40% of AHU flow to 12%) Resid SF CZ10 Vint03 | 0.25213 | 0.002361 | 0.13813 | 183.1159 | 3296.0866 | 16.7075 | 300.7354 | 0.29302 | 0.93145 | 0.29302 | 0.93145 | 0.28842 | 0.91684 | 0.28842 | 0.91684 | 7.2609 | 6.6114 | 7.2609 | 6.6114
267009-Duct Sealing (Total Leakage Reduced from 40% of AHU flow to 12%) Resid SF CZ10 Vint03 | 0.25213 | 0.002361 | 0.13813 | 183.1159 | 3296.0866 | 16.7075 | 300.7354 | 0.28717 | 0.91288 | 0.28717 | 0.91288 | 0.26186 | 0.83242 | 0.26186 | 0.83242 | 6.4551 | 4.3592 | 6.4551 | 4.3592
267032-High Refrigerant Charge Adjustment (>= ±20% rated charge) Resid MF CZ10 Vint03 | 0.20958 | 0.0019626 | 0.16644 | 152.217 | 1522.17 | -0.12297 | -1.2297 | 0.27164 | 0.98982 | 0.27164 | 0.98982 | 0.2622 | 0.98982 | 0.2622 | 0.98982 | 5.2547 | 4.5757 | 5.2547 | 4.5757
267042-Residential Condensor Coil Cleaning Resid MF CZ10 VintAll | 0.19331 | 0.0018102 | 0.18533 | 140.4 | 421.2 | 0 | 0 | 0.18466 | 0 | 0.18466 | 0 | 0.18466 | 0 | 0.18466 | 0 | 2.4381 | 2.4381 | 2.4381 | 2.4381
267032-High Refrigerant Charge Adjustment (>= ±20% rated charge) Resid MF CZ10 Vint03 | 0.20958 | 0.0019626 | 0.16644 | 152.217 | 1522.17 | -0.12297 | -1.2297 | 0.27164 | 0.98982 | 0.27164 | 0.98982 | 0.2622 | 0.98982 | 0.2622 | 0.98982 | 5.2547 | 4.5757 | 5.2547 | 4.5757
267042-Residential Condensor Coil Cleaning Resid MF CZ10 VintAll | 0.19331 | 0.0018102 | 0.18533 | 140.4 | 421.2 | 0 | 0 | 0.18466 | 0 | 0.18466 | 0 | 0.18466 | 0 | 0.18466 | 0 | 2.4381 | 2.4381 | 2.4381 | 2.4381
267033-High Refrigerant Charge Adjustment (>= ±20% rated charge) Resid MF CZ10 Vint04 | 0.36782 | 0.0034444 | 0.35275 | 267.1438 | 2671.4376 | -0.16413 | -1.6413 | 0.26887 | 0.98982 | 0.26887 | 0.98982 | 0.27976 | 0.98982 | 0.27976 | 0.98982 | 5.0379 | 6.0263 | 5.0379 | 6.0263
267042-Residential Condensor Coil Cleaning Resid MF CZ10 VintAll | 0.19331 | 0.0018102 | 0.18533 | 140.4 | 421.2 | 0 | 0 | 0.18466 | 0 | 0.18466 | 0 | 0.18466 | 0 | 0.18466 | 0 | 2.4381 | 2.4381 | 2.4381 | 2.4381
267032-High Refrigerant Charge Adjustment (>= ±20% rated charge) Resid MF CZ10 Vint03 | 0.20958 | 0.0019626 | 0.16644 | 152.217 | 1522.17 | -0.12297 | -1.2297 | 0.27164 | 0.98982 | 0.27164 | 0.98982 | 0.2622 | 0.98982 | 0.2622 | 0.98982 | 5.2547 | 4.5757 | 5.2547 | 4.5757
267042-Residential Condensor Coil Cleaning Resid MF CZ10 VintAll | 0.19331 | 0.0018102 | 0.18533 | 140.4 | 421.2 | 0 | 0 | 0.18466 | 0 | 0.18466 | 0 | 0.18466 | 0 | 0.18466 | 0 | 2.4381 | 2.4381 | 2.4381 | 2.4381
267034-High Refrigerant Charge Adjustment (>= ±20% rated charge) Resid MF CZ10 Vint05 | 0.15077 | 0.0014118 | 0.15481 | 109.4987 | 1094.9874 | -0.052114 | -0.52114 | 0.24681 | 0.98982 | 0.24681 | 0.98982 | 0.23368 | 0.98982 | 0.23368 | 0.98982 | 3.7837 | 3.2948 | 3.7837 | 3.2948
267042-Residential Condensor Coil Cleaning Resid MF CZ10 VintAll | 0.19331 | 0.0018102 | 0.18533 | 140.4 | 421.2 | 0 | 0 | 0.18466 | 0 | 0.18466 | 0 | 0.18466 | 0 | 0.18466 | 0 | 2.4381 | 2.4381 | 2.4381 | 2.4381
267033-High Refrigerant Charge Adjustment (>= ±20% rated charge) Resid MF CZ10 Vint04 | 0.18391 | 0.0017222 | 0.17637 | 133.5719 | 1335.7188 | -0.082065 | -0.82065 | 0.26276 | 0.98982 | 0.26276 | 0.98982 | 0.25199 | 0.98982 | 0.25199 | 0.98982 | 4.6137 | 4.0175 | 4.6137 | 4.0175
267042-Residential Condensor Coil Cleaning Resid MF CZ10 VintAll | 0.19331 | 0.0018102 | 0.18533 | 140.4 | 421.2 | 0 | 0 | 0.18466 | 0 | 0.18466 | 0 | 0.18466 | 0 | 0.18466 | 0 | 2.4381 | 2.4381 | 2.4381 | 2.4381
267032-High Refrigerant Charge Adjustment (>= ±20% rated charge) Resid MF CZ10 Vint03 | 0.20958 | 0.0019626 | 0.16644 | 152.217 | 1522.17 | -0.12297 | -1.2297 | 0.27164 | 0.98982 | 0.27164 | 0.98982 | 0.2622 | 0.98982 | 0.2622 | 0.98982 | 5.2547 | 4.5757 | 5.2547 | 4.5757
267042-Residential Condensor Coil Cleaning Resid MF CZ10 VintAll | 0.19331 | 0.0018102 | 0.18533 | 140.4 | 421.2 | 0 | 0 | 0.18466 | 0 | 0.18466 | 0 | 0.18466 | 0 | 0.18466 | 0 | 2.4381 | 2.4381 | 2.4381 | 2.4381
267035-High Refrigerant Charge Adjustment (>= ±20% rated charge) Resid MF CZ10 Vint01 | 0.25883 | 0.0024238 | 0.30796 | 187.9862 | 1879.8624 | -0.057889 | -0.57889 | 0.24089 | 0.98982 | 0.24089 | 0.98982 | 0.25638 | 0.98982 | 0.25638 | 0.98982 | 3.5484 | 4.2445 | 3.5484 | 4.2445
267042-Residential Condensor Coil Cleaning Resid MF CZ10 VintAll | 0.19331 | 0.0018102 | 0.18533 | 140.4 | 421.2 | 0 | 0 | 0.18466 | 0 | 0.18466 | 0 | 0.18466 | 0 | 0.18466 | 0 | 2.4381 | 2.4381 | 2.4381 | 2.4381
267042-Residential Condensor Coil Cleaning Resid MF CZ10 VintAll | 0.19331 | 0.0018102 | 0.18533 | 140.4 | 421.2 | 0 | 0 | 0.18466 | 0 | 0.18466 | 0 | 0.18466 | 0 | 0.18466 | 0 | 2.4381 | 2.4381 | 2.4381 | 2.4381
267033-High Refrigerant Charge Adjustment (>= ±20% rated charge) Resid MF CZ10 Vint04 | 0.36782 | 0.0034444 | 0.35275 | 267.1438 | 2671.4376 | -0.16413 | -1.6413 | 0.26887 | 0.98982 | 0.26887 | 0.98982 | 0.27976 | 0.98982 | 0.27976 | 0.98982 | 5.0379 | 6.0263 | 5.0379 | 6.0263
267042-Residential Condensor Coil Cleaning Resid MF CZ10 VintAll | 0.19331 | 0.0018102 | 0.18533 | 140.4 | 421.2 | 0 | 0 | 0.18466 | 0 | 0.18466 | 0 | 0.18466 | 0 | 0.18466 | 0 | 2.4381 | 2.4381 | 2.4381 | 2.4381
267032-High Refrigerant Charge Adjustment (>= ±20% rated charge) Resid MF CZ10 Vint03 | 0.41917 | 0.0039251 | 0.33288 | 304.434 | 3044.34 | -0.24594 | -2.4594 | 0.27701 | 0.98982 | 0.27701 | 0.98982 | 0.28657 | 0.98982 | 0.28657 | 0.98982 | 5.7379 | 6.8635 | 5.7379 | 6.8635
267042-Residential Condensor Coil Cleaning Resid MF CZ10 VintAll | 0.19331 | 0.0018102 | 0.18533 | 140.4 | 421.2 | 0 | 0 | 0.18466 | 0 | 0.18466 | 0 | 0.18466 | 0 | 0.18466 | 0 | 2.4381 | 2.4381 | 2.4381 | 2.4381
267033-High Refrigerant Charge Adjustment (>= ±20% rated charge) Resid MF CZ10 Vint04 | 0.18391 | 0.0017222 | 0.17637 | 133.5719 | 1335.7188 | -0.082065 | -0.82065 | 0.26276 | 0.98982 | 0.26276 | 0.98982 | 0.25199 | 0.98982 | 0.25199 | 0.98982 | 4.6137 | 4.0175 | 4.6137 | 4.0175
267042-Residential Condensor Coil Cleaning Resid MF CZ10 VintAll | 0.19331 | 0.0018102 | 0.18533 | 140.4 | 421.2 | 0 | 0 | 0.18466 | 0 | 0.18466 | 0 | 0.18466 | 0 | 0.18466 | 0 | 2.4381 | 2.4381 | 2.4381 | 2.4381
267033-High Refrigerant Charge Adjustment (>= ±20% rated charge) Resid MF CZ10 Vint04 | 0.36782 | 0.0034444 | 0.35275 | 267.1438 | 2671.4376 | -0.16413 | -1.6413 | 0.26887 | 0.98982 | 0.26887 | 0.98982 | 0.27976 | 0.98982 | 0.27976 | 0.98982 | 5.0379 | 6.0263 | 5.0379 | 6.0263
267042-Residential Condensor Coil Cleaning Resid MF CZ10 VintAll | 0.19331 | 0.0018102 | 0.18533 | 140.4 | 421.2 | 0 | 0 | 0.18466 | 0 | 0.18466 | 0 | 0.18466 | 0 | 0.18466 | 0 | 2.4381 | 2.4381 | 2.4381 | 2.4381
267034-High Refrigerant Charge Adjustment (>= ±20% rated charge) Resid MF CZ10 Vint05 | 0.30153 | 0.0028236 | 0.30962 | 218.9975 | 2189.9748 | -0.10423 | -1.0423 | 0.25426 | 0.98982 | 0.25426 | 0.98982 | 0.26755 | 0.98982 | 0.26755 | 0.98982 | 4.1317 | 4.9422 | 4.1317 | 4.9422
267042-Residential Condensor Coil Cleaning Resid MF CZ10 VintAll | 0.19331 | 0.0018102 | 0.18533 | 140.4 | 421.2 | 0 | 0 | 0.18466 | 0 | 0.18466 | 0 | 0.18466 | 0 | 0.18466 | 0 | 2.4381 | 2.4381 | 2.4381 | 2.4381
267032-High Refrigerant Charge Adjustment (>= ±20% rated charge) Resid MF CZ10 Vint03 | 0.20958 | 0.0019626 | 0.16644 | 152.217 | 1522.17 | -0.12297 | -1.2297 | 0.27164 | 0.98982 | 0.27164 | 0.98982 | 0.2622 | 0.98982 | 0.2622 | 0.98982 | 5.2547 | 4.5757 | 5.2547 | 4.5757
267042-Residential Condensor Coil Cleaning Resid MF CZ10 VintAll | 0.19331 | 0.0018102 | 0.18533 | 140.4 | 421.2 | 0 | 0 | 0.18466 | 0 | 0.18466 | 0 | 0.18466 | 0 | 0.18466 | 0 | 2.4381 | 2.4381 | 2.4381 | 2.4381
267032-High Refrigerant Charge Adjustment (>= ±20% rated charge) Resid MF CZ10 Vint03 | 0.41917 | 0.0039251 | 0.33288 | 304.434 | 3044.34 | -0.24594 | -2.4594 | 0.27701 | 0.98982 | 0.27701 | 0.98982 | 0.28657 | 0.98982 | 0.28657 | 0.98982 | 5.7379 | 6.8635 | 5.7379 | 6.8635
267042-Residential Condensor Coil Cleaning Resid MF CZ10 VintAll | 0.19331 | 0.0018102 | 0.18533 | 140.4 | 421.2 | 0 | 0 | 0.18466 | 0 | 0.18466 | 0 | 0.18466 | 0 | 0.18466 | 0 | 2.4381 | 2.4381 | 2.4381 | 2.4381
267033-High Refrigerant Charge Adjustment (>= ±20% rated charge) Resid MF CZ10 Vint04 | 0.18391 | 0.0017222 | 0.17637 | 133.5719 | 1335.7188 | -0.082065 | -0.82065 | 0.26276 | 0.98982 | 0.26276 | 0.98982 | 0.25199 | 0.98982 | 0.25199 | 0.98982 | 4.6137 | 4.0175 | 4.6137 | 4.0175
267042-Residential Condensor Coil Cleaning Resid MF CZ10 VintAll | 0.19331 | 0.0018102 | 0.18533 | 140.4 | 421.2 | 0 | 0 | 0.18466 | 0 | 0.18466 | 0 | 0.18466 | 0 | 0.18466 | 0 | 2.4381 | 2.4381 | 2.4381 | 2.4381
267033-High Refrigerant Charge Adjustment (>= ±20% rated charge) Resid MF CZ10 Vint04 | 0.36782 | 0.0034444 | 0.35275 | 267.1438 | 2671.4376 | -0.16413 | -1.6413 | 0.26887 | 0.98982 | 0.26887 | 0.98982 | 0.27976 | 0.98982 | 0.27976 | 0.98982 | 5.0379 | 6.0263 | 5.0379 | 6.0263
267042-Residential Condensor Coil Cleaning Resid MF CZ10 VintAll | 0.19331 | 0.0018102 | 0.18533 | 140.4 | 421.2 | 0 | 0 | 0.18466 | 0 | 0.18466 | 0 | 0.18466 | 0 | 0.18466 | 0 | 2.4381 | 2.4381 | 2.4381 | 2.4381
267035-High Refrigerant Charge Adjustment (>= ±20% rated charge) Resid MF CZ10 Vint01 | 0.12942 | 0.0012119 | 0.15398 | 93.9931 | 939.9312 | -0.028945 | -0.28945 | 0.23221 | 0.98982 | 0.23221 | 0.98982 | 0.21691 | 0.98982 | 0.21691 | 0.98982 | 3.2495 | 2.8296 | 3.2495 | 2.8296
267042-Residential Condensor Coil Cleaning Resid MF CZ10 VintAll | 0.19331 | 0.0018102 | 0.18533 | 140.4 | 421.2 | 0 | 0 | 0.18466 | 0 | 0.18466 | 0 | 0.18466 | 0 | 0.18466 | 0 | 2.4381 | 2.4381 | 2.4381 | 2.4381
267033-High Refrigerant Charge Adjustment (>= ±20% rated charge) Resid MF CZ10 Vint04 | 0.18391 | 0.0017222 | 0.17637 | 133.5719 | 1335.7188 | -0.082065 | -0.82065 | 0.26276 | 0.98982 | 0.26276 | 0.98982 | 0.25199 | 0.98982 | 0.25199 | 0.98982 | 4.6137 | 4.0175 | 4.6137 | 4.0175
267042-Residential Condensor Coil Cleaning Resid MF CZ10 VintAll | 0.19331 | 0.0018102 | 0.18533 | 140.4 | 421.2 | 0 | 0 | 0.18466 | 0 | 0.18466 | 0 | 0.18466 | 0 | 0.18466 | 0 | 2.4381 | 2.4381 | 2.4381 | 2.4381
267034-High Refrigerant Charge Adjustment (>= ±20% rated charge) Resid MF CZ10 Vint05 | 0.15077 | 0.0014118 | 0.15481 | 109.4987 | 1094.9874 | -0.052114 | -0.52114 | 0.24681 | 0.98982 | 0.24681 | 0.98982 | 0.23368 | 0.98982 | 0.23368 | 0.98982 | 3.7837 | 3.2948 | 3.7837 | 3.2948
267042-Residential Condensor Coil Cleaning Resid MF CZ10 VintAll | 0.19331 | 0.0018102 | 0.18533 | 140.4 | 421.2 | 0 | 0 | 0.18466 | 0 | 0.18466 | 0 | 0.18466 | 0 | 0.18466 | 0 | 2.4381 | 2.4381 | 2.4381 | 2.4381
267035-High Refrigerant Charge Adjustment (>= ±20% rated charge) Resid MF CZ10 Vint01 | 0.25883 | 0.0024238 | 0.30796 | 187.9862 | 1879.8624 | -0.057889 | -0.57889 | 0.24089 | 0.98982 | 0.24089 | 0.98982 | 0.25638 | 0.98982 | 0.25638 | 0.98982 | 3.5484 | 4.2445 | 3.5484 | 4.2445
267042-Residential Condensor Coil Cleaning Resid MF CZ10 VintAll | 0.19331 | 0.0018102 | 0.18533 | 140.4 | 421.2 | 0 | 0 | 0.18466 | 0 | 0.18466 | 0 | 0.18466 | 0 | 0.18466 | 0 | 2.4381 | 2.4381 | 2.4381 | 2.4381
267032-High Refrigerant Charge Adjustment (>= ±20% rated charge) Resid MF CZ10 Vint03 | 0.20958 | 0.0019626 | 0.16644 | 152.217 | 1522.17 | -0.12297 | -1.2297 | 0.27164 | 0.98982 | 0.27164 | 0.98982 | 0.2622 | 0.98982 | 0.2622 | 0.98982 | 5.2547 | 4.5757 | 5.2547 | 4.5757
267042-Residential Condensor Coil Cleaning Resid MF CZ10 VintAll | 0.19331 | 0.0018102 | 0.18533 | 140.4 | 421.2 | 0 | 0 | 0.18466 | 0 | 0.18466 | 0 | 0.18466 | 0 | 0.18466 | 0 | 2.4381 | 2.4381 | 2.4381 | 2.4381
267033-High Refrigerant Charge Adjustment (>= ±20% rated charge) Resid MF CZ10 Vint04 | 0.36782 | 0.0034444 | 0.35275 | 267.1438 | 2671.4376 | -0.16413 | -1.6413 | 0.26887 | 0.98982 | 0.26887 | 0.98982 | 0.27976 | 0.98982 | 0.27976 | 0.98982 | 5.0379 | 6.0263 | 5.0379 | 6.0263
267042-Residential Condensor Coil Cleaning Resid MF CZ10 VintAll | 0.19331 | 0.0018102 | 0.18533 | 140.4 | 421.2 | 0 | 0 | 0.18466 | 0 | 0.18466 | 0 | 0.18466 | 0 | 0.18466 | 0 | 2.4381 | 2.4381 | 2.4381 | 2.4381
267032-High Refrigerant Charge Adjustment (>= ±20% rated charge) Resid MF CZ10 Vint03 | 0.20958 | 0.0019626 | 0.16644 | 152.217 | 1522.17 | -0.12297 | -1.2297 | 0.27164 | 0.98982 | 0.27164 | 0.98982 | 0.2622 | 0.98982 | 0.2622 | 0.98982 | 5.2547 | 4.5757 | 5.2547 | 4.5757
267042-Residential Condensor Coil Cleaning Resid MF CZ10 VintAll | 0.19331 | 0.0018102 | 0.18533 | 140.4 | 421.2 | 0 | 0 | 0.18466 | 0 | 0.18466 | 0 | 0.18466 | 0 | 0.18466 | 0 | 2.4381 | 2.4381 | 2.4381 | 2.4381
267033-High Refrigerant Charge Adjustment (>= ±20% rated charge) Resid MF CZ10 Vint04 | 0.36782 | 0.0034444 | 0.35275 | 267.1438 | 2671.4376 | -0.16413 | -1.6413 | 0.26887 | 0.98982 | 0.26887 | 0.98982 | 0.27976 | 0.98982 | 0.27976 | 0.98982 | 5.0379 | 6.0263 | 5.0379 | 6.0263
267042-Residential Condensor Coil Cleaning Resid MF CZ10 VintAll | 0.19331 | 0.0018102 | 0.18533 | 140.4 | 421.2 | 0 | 0 | 0.18466 | 0 | 0.18466 | 0 | 0.18466 | 0 | 0.18466 | 0 | 2.4381 | 2.4381 | 2.4381 | 2.4381
267033-High Refrigerant Charge Adjustment (>= ±20% rated charge) Resid MF CZ10 Vint04 | 0.36782 | 0.0034444 | 0.35275 | 267.1438 | 2671.4376 | -0.16413 | -1.6413 | 0.26887 | 0.98982 | 0.26887 | 0.98982 | 0.27976 | 0.98982 | 0.27976 | 0.98982 | 5.0379 | 6.0263 | 5.0379 | 6.0263
267042-Residential Condensor Coil Cleaning Resid MF CZ10 VintAll | 0.19331 | 0.0018102 | 0.18533 | 140.4 | 421.2 | 0 | 0 | 0.18466 | 0 | 0.18466 | 0 | 0.18466 | 0 | 0.18466 | 0 | 2.4381 | 2.4381 | 2.4381 | 2.4381
267032-High Refrigerant Charge Adjustment (>= ±20% rated charge) Resid MF CZ10 Vint03 | 0.41917 | 0.0039251 | 0.33288 | 304.434 | 3044.34 | -0.24594 | -2.4594 | 0.27701 | 0.98982 | 0.27701 | 0.98982 | 0.28657 | 0.98982 | 0.28657 | 0.98982 | 5.7379 | 6.8635 | 5.7379 | 6.8635
267042-Residential Condensor Coil Cleaning Resid MF CZ10 VintAll | 0.19331 | 0.0018102 | 0.18533 | 140.4 | 421.2 | 0 | 0 | 0.18466 | 0 | 0.18466 | 0 | 0.18466 | 0 | 0.18466 | 0 | 2.4381 | 2.4381 | 2.4381 | 2.4381
267032-High Refrigerant Charge Adjustment (>= ±20% rated charge) Resid MF CZ10 Vint03 | 0.41917 | 0.0039251 | 0.33288 | 304.434 | 3044.34 | -0.24594 | -2.4594 | 0.27701 | 0.98982 | 0.27701 | 0.98982 | 0.28657 | 0.98982 | 0.28657 | 0.98982 | 5.7379 | 6.8635 | 5.7379 | 6.8635
267042-Residential Condensor Coil Cleaning Resid MF CZ10 VintAll | 0.19331 | 0.0018102 | 0.18533 | 140.4 | 421.2 | 0 | 0 | 0.18466 | 0 | 0.18466 | 0 | 0.18466 | 0 | 0.18466 | 0 | 2.4381 | 2.4381 | 2.4381 | 2.4381
267033-High Refrigerant Charge Adjustment (>= ±20% rated charge) Resid MF CZ10 Vint04 | 0.36782 | 0.0034444 | 0.35275 | 267.1438 | 2671.4376 | -0.16413 | -1.6413 | 0.26887 | 0.98982 | 0.26887 | 0.98982 | 0.27976 | 0.98982 | 0.27976 | 0.98982 | 5.0379 | 6.0263 | 5.0379 | 6.0263
267042-Residential Condensor Coil Cleaning Resid MF CZ10 VintAll | 0.19331 | 0.0018102 | 0.18533 | 140.4 | 421.2 | 0 | 0 | 0.18466 | 0 | 0.18466 | 0 | 0.18466 | 0 | 0.18466 | 0 | 2.4381 | 2.4381 | 2.4381 | 2.4381
267034-High Refrigerant Charge Adjustment (>= ±20% rated charge) Resid MF CZ10 Vint05 | 0.30153 | 0.0028236 | 0.30962 | 218.9975 | 2189.9748 | -0.10423 | -1.0423 | 0.25426 | 0.98982 | 0.25426 | 0.98982 | 0.26755 | 0.98982 | 0.26755 | 0.98982 | 4.1317 | 4.9422 | 4.1317 | 4.9422
267042-Residential Condensor Coil Cleaning Resid MF CZ10 VintAll | 0.19331 | 0.0018102 | 0.18533 | 140.4 | 421.2 | 0 | 0 | 0.18466 | 0 | 0.18466 | 0 | 0.18466 | 0 | 0.18466 | 0 | 2.4381 | 2.4381 | 2.4381 | 2.4381
267033-High Refrigerant Charge Adjustment (>= ±20% rated charge) Resid MF CZ10 Vint04 | 0.18391 | 0.0017222 | 0.17637 | 133.5719 | 1335.7188 | -0.082065 | -0.82065 | 0.26276 | 0.98982 | 0.26276 | 0.98982 | 0.25199 | 0.98982 | 0.25199 | 0.98982 | 4.6137 | 4.0175 | 4.6137 | 4.0175
267042-Residential Condensor Coil Cleaning Resid MF CZ10 VintAll | 0.19331 | 0.0018102 | 0.18533 | 140.4 | 421.2 | 0 | 0 | 0.18466 | 0 | 0.18466 | 0 | 0.18466 | 0 | 0.18466 | 0 | 2.4381 | 2.4381 | 2.4381 | 2.4381
267035-High Refrigerant Charge Adjustment (>= ±20% rated charge) Resid MF CZ10 Vint01 | 0.25883 | 0.0024238 | 0.30796 | 187.9862 | 1879.8624 | -0.057889 | -0.57889 | 0.24089 | 0.98982 | 0.24089 | 0.98982 | 0.25638 | 0.98982 | 0.25638 | 0.98982 | 3.5484 | 4.2445 | 3.5484 | 4.2445
267042-Residential Condensor Coil Cleaning Resid MF CZ10 VintAll | 0.19331 | 0.0018102 | 0.18533 | 140.4 | 421.2 | 0 | 0 | 0.18466 | 0 | 0.18466 | 0 | 0.18466 | 0 | 0.18466 | 0 | 2.4381 | 2.4381 | 2.4381 | 2.4381
267033-High Refrigerant Charge Adjustment (>= ±20% rated charge) Resid MF CZ10 Vint04 | 0.36782 | 0.0034444 | 0.35275 | 267.1438 | 2671.4376 | -0.16413 | -1.6413 | 0.26887 | 0.98982 | 0.26887 | 0.98982 | 0.27976 | 0.98982 | 0.27976 | 0.98982 | 5.0379 | 6.0263 | 5.0379 | 6.0263
267042-Residential Condensor Coil Cleaning Resid MF CZ10 VintAll | 0.19331 | 0.0018102 | 0.18533 | 140.4 | 421.2 | 0 | 0 | 0.18466 | 0 | 0.18466 | 0 | 0.18466 | 0 | 0.18466 | 0 | 2.4381 | 2.4381 | 2.4381 | 2.4381
267034-High Refrigerant Charge Adjustment (>= ±20% rated charge) Resid MF CZ10 Vint05 | 0.30153 | 0.0028236 | 0.30962 | 218.9975 | 2189.9748 | -0.10423 | -1.0423 | 0.25426 | 0.98982 | 0.25426 | 0.98982 | 0.26755 | 0.98982 | 0.26755 | 0.98982 | 4.1317 | 4.9422 | 4.1317 | 4.9422
267042-Residential Condensor Coil Cleaning Resid MF CZ10 VintAll | 0.19331 | 0.0018102 | 0.18533 | 140.4 | 421.2 | 0 | 0 | 0.18466 | 0 | 0.18466 | 0 | 0.18466 | 0 | 0.18466 | 0 | 2.4381 | 2.4381 | 2.4381 | 2.4381
267034-High Refrigerant Charge Adjustment (>= ±20% rated charge) Resid MF CZ10 Vint05 | 0.30153 | 0.0028236 | 0.30962 | 218.9975 | 2189.9748 | -0.10423 | -1.0423 | 0.25426 | 0.98982 | 0.25426 | 0.98982 | 0.26755 | 0.98982 | 0.26755 | 0.98982 | 4.1317 | 4.9422 | 4.1317 | 4.9422
267042-Residential Condensor Coil Cleaning Resid MF CZ10 VintAll | 0.19331 | 0.0018102 | 0.18533 | 140.4 | 421.2 | 0 | 0 | 0.18466 | 0 | 0.18466 | 0 | 0.18466 | 0 | 0.18466 | 0 | 2.4381 | 2.4381 | 2.4381 | 2.4381
267035-High Refrigerant Charge Adjustment (>= ±20% rated charge) Resid MF CZ10 Vint01 | 0.25883 | 0.0024238 | 0.30796 | 187.9862 | 1879.8624 | -0.057889 | -0.57889 | 0.24089 | 0.98982 | 0.24089 | 0.98982 | 0.25638 | 0.98982 | 0.25638 | 0.98982 | 3.5484 | 4.2445 | 3.5484 | 4.2445
267042-Residential Condensor Coil Cleaning Resid MF CZ10 VintAll | 0.19331 | 0.0018102 | 0.18533 | 140.4 | 421.2 | 0 | 0 | 0.18466 | 0 | 0.18466 | 0 | 0.18466 | 0 | 0.18466 | 0 | 2.4381 | 2.4381 | 2.4381 | 2.4381
267032-High Refrigerant Charge Adjustment (>= ±20% rated charge) Resid MF CZ10 Vint03 | 0.20958 | 0.0019626 | 0.16644 | 152.217 | 1522.17 | -0.12297 | -1.2297 | 0.27164 | 0.98982 | 0.27164 | 0.98982 | 0.2622 | 0.98982 | 0.2622 | 0.98982 | 5.2547 | 4.5757 | 5.2547 | 4.5757
267042-Residential Condensor Coil Cleaning Resid MF CZ10 VintAll | 0.19331 | 0.0018102 | 0.18533 | 140.4 | 421.2 | 0 | 0 | 0.18466 | 0 | 0.18466 | 0 | 0.18466 | 0 | 0.18466 | 0 | 2.4381 | 2.4381 | 2.4381 | 2.4381
267035-High Refrigerant Charge Adjustment (>= ±20% rated charge) Resid MF CZ10 Vint01 | 0.25883 | 0.0024238 | 0.30796 | 187.9862 | 1879.8624 | -0.057889 | -0.57889 | 0.24089 | 0.98982 | 0.24089 | 0.98982 | 0.25638 | 0.98982 | 0.25638 | 0.98982 | 3.5484 | 4.2445 | 3.5484 | 4.2445
267042-Residential Condensor Coil Cleaning Resid MF CZ10 VintAll | 0.19331 | 0.0018102 | 0.18533 | 140.4 | 421.2 | 0 | 0 | 0.18466 | 0 | 0.18466 | 0 | 0.18466 | 0 | 0.18466 | 0 | 2.4381 | 2.4381 | 2.4381 | 2.4381
267033-High Refrigerant Charge Adjustment (>= ±20% rated charge) Resid MF CZ10 Vint04 | 0.36782 | 0.0034444 | 0.35275 | 267.1438 | 2671.4376 | -0.16413 | -1.6413 | 0.26887 | 0.98982 | 0.26887 | 0.98982 | 0.27976 | 0.98982 | 0.27976 | 0.98982 | 5.0379 | 6.0263 | 5.0379 | 6.0263
267042-Residential Condensor Coil Cleaning Resid MF CZ10 VintAll | 0.19331 | 0.0018102 | 0.18533 | 140.4 | 421.2 | 0 | 0 | 0.18466 | 0 | 0.18466 | 0 | 0.18466 | 0 | 0.18466 | 0 | 2.4381 | 2.4381 | 2.4381 | 2.4381
267033-High Refrigerant Charge Adjustment (>= ±20% rated charge) Resid MF CZ10 Vint04 | 0.18391 | 0.0017222 | 0.17637 | 133.5719 | 1335.7188 | -0.082065 | -0.82065 | 0.26276 | 0.98982 | 0.26276 | 0.98982 | 0.25199 | 0.98982 | 0.25199 | 0.98982 | 4.6137 | 4.0175 | 4.6137 | 4.0175
267042-Residential Condensor Coil Cleaning Resid MF CZ10 VintAll | 0.19331 | 0.0018102 | 0.18533 | 140.4 | 421.2 | 0 | 0 | 0.18466 | 0 | 0.18466 | 0 | 0.18466 | 0 | 0.18466 | 0 | 2.4381 | 2.4381 | 2.4381 | 2.4381
267032-High Refrigerant Charge Adjustment (>= ±20% rated charge) Resid MF CZ10 Vint03 | 0.41917 | 0.0039251 | 0.33288 | 304.434 | 3044.34 | -0.24594 | -2.4594 | 0.27701 | 0.98982 | 0.27701 | 0.98982 | 0.28657 | 0.98982 | 0.28657 | 0.98982 | 5.7379 | 6.8635 | 5.7379 | 6.8635
267042-Residential Condensor Coil Cleaning Resid MF CZ10 VintAll | 0.19331 | 0.0018102 | 0.18533 | 140.4 | 421.2 | 0 | 0 | 0.18466 | 0 | 0.18466 | 0 | 0.18466 | 0 | 0.18466 | 0 | 2.4381 | 2.4381 | 2.4381 | 2.4381
267033-High Refrigerant Charge Adjustment (>= ±20% rated charge) Resid MF CZ10 Vint04 | 0.18391 | 0.0017222 | 0.17637 | 133.5719 | 1335.7188 | -0.082065 | -0.82065 | 0.26276 | 0.98982 | 0.26276 | 0.98982 | 0.25199 | 0.98982 | 0.25199 | 0.98982 | 4.6137 | 4.0175 | 4.6137 | 4.0175
267042-Residential Condensor Coil Cleaning Resid MF CZ10 VintAll | 0.19331 | 0.0018102 | 0.18533 | 140.4 | 421.2 | 0 | 0 | 0.18466 | 0 | 0.18466 | 0 | 0.18466 | 0 | 0.18466 | 0 | 2.4381 | 2.4381 | 2.4381 | 2.4381
267033-High Refrigerant Charge Adjustment (>= ±20% rated charge) Resid MF CZ10 Vint04 | 0.36782 | 0.0034444 | 0.35275 | 267.1438 | 2671.4376 | -0.16413 | -1.6413 | 0.26887 | 0.98982 | 0.26887 | 0.98982 | 0.27976 | 0.98982 | 0.27976 | 0.98982 | 5.0379 | 6.0263 | 5.0379 | 6.0263
267042-Residential Condensor Coil Cleaning Resid MF CZ10 VintAll | 0.19331 | 0.0018102 | 0.18533 | 140.4 | 421.2 | 0 | 0 | 0.18466 | 0 | 0.18466 | 0 | 0.18466 | 0 | 0.18466 | 0 | 2.4381 | 2.4381 | 2.4381 | 2.4381
267033-High Refrigerant Charge Adjustment (>= ±20% rated charge) Resid MF CZ10 Vint04 | 0.36782 | 0.0034444 | 0.35275 | 267.1438 | 2671.4376 | -0.16413 | -1.6413 | 0.26887 | 0.98982 | 0.26887 | 0.98982 | 0.27976 | 0.98982 | 0.27976 | 0.98982 | 5.0379 | 6.0263 | 5.0379 | 6.0263
267042-Residential Condensor Coil Cleaning Resid MF CZ10 VintAll | 0.19331 | 0.0018102 | 0.18533 | 140.4 | 421.2 | 0 | 0 | 0.18466 | 0 | 0.18466 | 0 | 0.18466 | 0 | 0.18466 | 0 | 2.4381 | 2.4381 | 2.4381 | 2.4381
267033-High Refrigerant Charge Adjustment (>= ±20% rated charge) Resid MF CZ10 Vint04 | 0.36782 | 0.0034444 | 0.35275 | 267.1438 | 2671.4376 | -0.16413 | -1.6413 | 0.26887 | 0.98982 | 0.26887 | 0.98982 | 0.27976 | 0.98982 | 0.27976 | 0.98982 | 5.0379 | 6.0263 | 5.0379 | 6.0263
267042-Residential Condensor Coil Cleaning Resid MF CZ10 VintAll | 0.19331 | 0.0018102 | 0.18533 | 140.4 | 421.2 | 0 | 0 | 0.18466 | 0 | 0.18466 | 0 | 0.18466 | 0 | 0.18466 | 0 | 2.4381 | 2.4381 | 2.4381 | 2.4381
267034-High Refrigerant Charge Adjustment (>= ±20% rated charge) Resid MF CZ10 Vint05 | 0.15077 | 0.0014118 | 0.15481 | 109.4987 | 1094.9874 | -0.052114 | -0.52114 | 0.24681 | 0.98982 | 0.24681 | 0.98982 | 0.23368 | 0.98982 | 0.23368 | 0.98982 | 3.7837 | 3.2948 | 3.7837 | 3.2948
267042-Residential Condensor Coil Cleaning Resid MF CZ10 VintAll | 0.19331 | 0.0018102 | 0.18533 | 140.4 | 421.2 | 0 | 0 | 0.18466 | 0 | 0.18466 | 0 | 0.18466 | 0 | 0.18466 | 0 | 2.4381 | 2.4381 | 2.4381 | 2.4381
267033-High Refrigerant Charge Adjustment (>= ±20% rated charge) Resid MF CZ10 Vint04 | 0.18391 | 0.0017222 | 0.17637 | 133.5719 | 1335.7188 | -0.082065 | -0.82065 | 0.26276 | 0.98982 | 0.26276 | 0.98982 | 0.25199 | 0.98982 | 0.25199 | 0.98982 | 4.6137 | 4.0175 | 4.6137 | 4.0175
267042-Residential Condensor Coil Cleaning Resid MF CZ10 VintAll | 0.19331 | 0.0018102 | 0.18533 | 140.4 | 421.2 | 0 | 0 | 0.18466 | 0 | 0.18466 | 0 | 0.18466 | 0 | 0.18466 | 0 | 2.4381 | 2.4381 | 2.4381 | 2.4381
267042-Residential Condensor Coil Cleaning Resid MF CZ10 VintAll | 0.19331 | 0.0018102 | 0.18533 | 140.4 | 421.2 | 0 | 0 | 0.18466 | 0 | 0.18466 | 0 | 0.18466 | 0 | 0.18466 | 0 | 2.4381 | 2.4381 | 2.4381 | 2.4381
267032-High Refrigerant Charge Adjustment (>= ±20% rated charge) Resid MF CZ10 Vint03 | 0.20958 | 0.0019626 | 0.16644 | 152.217 | 1522.17 | -0.12297 | -1.2297 | 0.27164 | 0.98982 | 0.27164 | 0.98982 | 0.2622 | 0.98982 | 0.2622 | 0.98982 | 5.2547 | 4.5757 | 5.2547 | 4.5757
267042-Residential Condensor Coil Cleaning Resid MF CZ10 VintAll | 0.19331 | 0.0018102 | 0.18533 | 140.4 | 421.2 | 0 | 0 | 0.18466 | 0 | 0.18466 | 0 | 0.18466 | 0 | 0.18466 | 0 | 2.4381 | 2.4381 | 2.4381 | 2.4381
267042-Residential Condensor Coil Cleaning Resid MF CZ10 VintAll | 0.19331 | 0.0018102 | 0.18533 | 140.4 | 421.2 | 0 | 0 | 0.18466 | 0 | 0.18466 | 0 | 0.18466 | 0 | 0.18466 | 0 | 2.4381 | 2.4381 | 2.4381 | 2.4381
267042-Residential Condensor Coil Cleaning Resid MF CZ10 VintAll | 0.19331 | 0.0018102 | 0.18533 | 140.4 | 421.2 | 0 | 0 | 0.18466 | 0 | 0.18466 | 0 | 0.18466 | 0 | 0.18466 | 0 | 2.4381 | 2.4381 | 2.4381 | 2.4381
267033-High Refrigerant Charge Adjustment (>= ±20% rated charge) Resid MF CZ10 Vint04 | 0.18391 | 0.0017222 | 0.17637 | 133.5719 | 1335.7188 | -0.082065 | -0.82065 | 0.26276 | 0.98982 | 0.26276 | 0.98982 | 0.25199 | 0.98982 | 0.25199 | 0.98982 | 4.6137 | 4.0175 | 4.6137 | 4.0175
267042-Residential Condensor Coil Cleaning Resid MF CZ10 VintAll | 0.19331 | 0.0018102 | 0.18533 | 140.4 | 421.2 | 0 | 0 | 0.18466 | 0 | 0.18466 | 0 | 0.18466 | 0 | 0.18466 | 0 | 2.4381 | 2.4381 | 2.4381 | 2.4381
267033-High Refrigerant Charge Adjustment (>= ±20% rated charge) Resid MF CZ10 Vint04 | 0.18391 | 0.0017222 | 0.17637 | 133.5719 | 1335.7188 | -0.082065 | -0.82065 | 0.26276 | 0.98982 | 0.26276 | 0.98982 | 0.25199 | 0.98982 | 0.25199 | 0.98982 | 4.6137 | 4.0175 | 4.6137 | 4.0175
267042-Residential Condensor Coil Cleaning Resid MF CZ10 VintAll | 0.19331 | 0.0018102 | 0.18533 | 140.4 | 421.2 | 0 | 0 | 0.18466 | 0 | 0.18466 | 0 | 0.18466 | 0 | 0.18466 | 0 | 2.4381 | 2.4381 | 2.4381 | 2.4381
267035-High Refrigerant Charge Adjustment (>= ±20% rated charge) Resid MF CZ10 Vint01 | 0.25883 | 0.0024238 | 0.30796 | 187.9862 | 1879.8624 | -0.057889 | -0.57889 | 0.24089 | 0.98982 | 0.24089 | 0.98982 | 0.25638 | 0.98982 | 0.25638 | 0.98982 | 3.5484 | 4.2445 | 3.5484 | 4.2445
267042-Residential Condensor Coil Cleaning Resid MF CZ10 VintAll | 0.19331 | 0.0018102 | 0.18533 | 140.4 | 421.2 | 0 | 0 | 0.18466 | 0 | 0.18466 | 0 | 0.18466 | 0 | 0.18466 | 0 | 2.4381 | 2.4381 | 2.4381 | 2.4381
267032-High Refrigerant Charge Adjustment (>= ±20% rated charge) Resid MF CZ10 Vint03 | 0.41917 | 0.0039251 | 0.33288 | 304.434 | 3044.34 | -0.24594 | -2.4594 | 0.27701 | 0.98982 | 0.27701 | 0.98982 | 0.28657 | 0.98982 | 0.28657 | 0.98982 | 5.7379 | 6.8635 | 5.7379 | 6.8635
267042-Residential Condensor Coil Cleaning Resid MF CZ10 VintAll | 0.19331 | 0.0018102 | 0.18533 | 140.4 | 421.2 | 0 | 0 | 0.18466 | 0 | 0.18466 | 0 | 0.18466 | 0 | 0.18466 | 0 | 2.4381 | 2.4381 | 2.4381 | 2.4381
267033-High Refrigerant Charge Adjustment (>= ±20% rated charge) Resid MF CZ10 Vint04 | 0.36782 | 0.0034444 | 0.35275 | 267.1438 | 2671.4376 | -0.16413 | -1.6413 | 0.26887 | 0.98982 | 0.26887 | 0.98982 | 0.27976 | 0.98982 | 0.27976 | 0.98982 | 5.0379 | 6.0263 | 5.0379 | 6.0263
267042-Residential Condensor Coil Cleaning Resid MF CZ10 VintAll | 0.19331 | 0.0018102 | 0.18533 | 140.4 | 421.2 | 0 | 0 | 0.18466 | 0 | 0.18466 | 0 | 0.18466 | 0 | 0.18466 | 0 | 2.4381 | 2.4381 | 2.4381 | 2.4381
267033-High Refrigerant Charge Adjustment (>= ±20% rated charge) Resid MF CZ10 Vint04 | 0.36782 | 0.0034444 | 0.35275 | 267.1438 | 2671.4376 | -0.16413 | -1.6413 | 0.26887 | 0.98982 | 0.26887 | 0.98982 | 0.27976 | 0.98982 | 0.27976 | 0.98982 | 5.0379 | 6.0263 | 5.0379 | 6.0263
267042-Residential Condensor Coil Cleaning Resid MF CZ10 VintAll | 0.19331 | 0.0018102 | 0.18533 | 140.4 | 421.2 | 0 | 0 | 0.18466 | 0 | 0.18466 | 0 | 0.18466 | 0 | 0.18466 | 0 | 2.4381 | 2.4381 | 2.4381 | 2.4381
267033-High Refrigerant Charge Adjustment (>= ±20% rated charge) Resid MF CZ10 Vint04 | 0.36782 | 0.0034444 | 0.35275 | 267.1438 | 2671.4376 | -0.16413 | -1.6413 | 0.26887 | 0.98982 | 0.26887 | 0.98982 | 0.27976 | 0.98982 | 0.27976 | 0.98982 | 5.0379 | 6.0263 | 5.0379 | 6.0263
267042-Residential Condensor Coil Cleaning Resid MF CZ10 VintAll | 0.19331 | 0.0018102 | 0.18533 | 140.4 | 421.2 | 0 | 0 | 0.18466 | 0 | 0.18466 | 0 | 0.18466 | 0 | 0.18466 | 0 | 2.4381 | 2.4381 | 2.4381 | 2.4381
267032-High Refrigerant Charge Adjustment (>= ±20% rated charge) Resid MF CZ10 Vint03 | 0.41917 | 0.0039251 | 0.33288 | 304.434 | 3044.34 | -0.24594 | -2.4594 | 0.27701 | 0.98982 | 0.27701 | 0.98982 | 0.28657 | 0.98982 | 0.28657 | 0.98982 | 5.7379 | 6.8635 | 5.7379 | 6.8635
267042-Residential Condensor Coil Cleaning Resid MF CZ10 VintAll | 0.19331 | 0.0018102 | 0.18533 | 140.4 | 421.2 | 0 | 0 | 0.18466 | 0 | 0.18466 | 0 | 0.18466 | 0 | 0.18466 | 0 | 2.4381 | 2.4381 | 2.4381 | 2.4381
267035-High Refrigerant Charge Adjustment (>= ±20% rated charge) Resid MF CZ10 Vint01 | 0.12942 | 0.0012119 | 0.15398 | 93.9931 | 939.9312 | -0.028945 | -0.28945 | 0.23221 | 0.98982 | 0.23221 | 0.98982 | 0.21691 | 0.98982 | 0.21691 | 0.98982 | 3.2495 | 2.8296 | 3.2495 | 2.8296
267042-Residential Condensor Coil Cleaning Resid MF CZ10 VintAll | 0.19331 | 0.0018102 | 0.18533 | 140.4 | 421.2 | 0 | 0 | 0.18466 | 0 | 0.18466 | 0 | 0.18466 | 0 | 0.18466 | 0 | 2.4381 | 2.4381 | 2.4381 | 2.4381
267034-High Refrigerant Charge Adjustment (>= ±20% rated charge) Resid MF CZ10 Vint05 | 0.30153 | 0.0028236 | 0.30962 | 218.9975 | 2189.9748 | -0.10423 | -1.0423 | 0.25426 | 0.98982 | 0.25426 | 0.98982 | 0.26755 | 0.98982 | 0.26755 | 0.98982 | 4.1317 | 4.9422 | 4.1317 | 4.9422
267042-Residential Condensor Coil Cleaning Resid MF CZ10 VintAll | 0.19331 | 0.0018102 | 0.18533 | 140.4 | 421.2 | 0 | 0 | 0.18466 | 0 | 0.18466 | 0 | 0.18466 | 0 | 0.18466 | 0 | 2.4381 | 2.4381 | 2.4381 | 2.4381
267032-High Refrigerant Charge Adjustment (>= ±20% rated charge) Resid MF CZ10 Vint03 | 0.20958 | 0.0019626 | 0.16644 | 152.217 | 1522.17 | -0.12297 | -1.2297 | 0.27164 | 0.98982 | 0.27164 | 0.98982 | 0.2622 | 0.98982 | 0.2622 | 0.98982 | 5.2547 | 4.5757 | 5.2547 | 4.5757
267042-Residential Condensor Coil Cleaning Resid MF CZ10 VintAll | 0.19331 | 0.0018102 | 0.18533 | 140.4 | 421.2 | 0 | 0 | 0.18466 | 0 | 0.18466 | 0 | 0.18466 | 0 | 0.18466 | 0 | 2.4381 | 2.4381 | 2.4381 | 2.4381
267033-High Refrigerant Charge Adjustment (>= ±20% rated charge) Resid MF CZ10 Vint04 | 0.36782 | 0.0034444 | 0.35275 | 267.1438 | 2671.4376 | -0.16413 | -1.6413 | 0.26887 | 0.98982 | 0.26887 | 0.98982 | 0.27976 | 0.98982 | 0.27976 | 0.98982 | 5.0379 | 6.0263 | 5.0379 | 6.0263
267042-Residential Condensor Coil Cleaning Resid MF CZ10 VintAll | 0.19331 | 0.0018102 | 0.18533 | 140.4 | 421.2 | 0 | 0 | 0.18466 | 0 | 0.18466 | 0 | 0.18466 | 0 | 0.18466 | 0 | 2.4381 | 2.4381 | 2.4381 | 2.4381
267032-High Refrigerant Charge Adjustment (>= ±20% rated charge) Resid MF CZ10 Vint03 | 0.41917 | 0.0039251 | 0.33288 | 304.434 | 3044.34 | -0.24594 | -2.4594 | 0.27701 | 0.98982 | 0.27701 | 0.98982 | 0.28657 | 0.98982 | 0.28657 | 0.98982 | 5.7379 | 6.8635 | 5.7379 | 6.8635
267042-Residential Condensor Coil Cleaning Resid MF CZ10 VintAll | 0.19331 | 0.0018102 | 0.18533 | 140.4 | 421.2 | 0 | 0 | 0.18466 | 0 | 0.18466 | 0 | 0.18466 | 0 | 0.18466 | 0 | 2.4381 | 2.4381 | 2.4381 | 2.4381
267032-High Refrigerant Charge Adjustment (>= ±20% rated charge) Resid MF CZ10 Vint03 | 0.20958 | 0.0019626 | 0.16644 | 152.217 | 1522.17 | -0.12297 | -1.2297 | 0.27164 | 0.98982 | 0.27164 | 0.98982 | 0.2622 | 0.98982 | 0.2622 | 0.98982 | 5.2547 | 4.5757 | 5.2547 | 4.5757
267042-Residential Condensor Coil Cleaning Resid MF CZ10 VintAll | 0.19331 | 0.0018102 | 0.18533 | 140.4 | 421.2 | 0 | 0 | 0.18466 | 0 | 0.18466 | 0 | 0.18466 | 0 | 0.18466 | 0 | 2.4381 | 2.4381 | 2.4381 | 2.4381
267035-High Refrigerant Charge Adjustment (>= ±20% rated charge) Resid MF CZ10 Vint01 | 0.25883 | 0.0024238 | 0.30796 | 187.9862 | 1879.8624 | -0.057889 | -0.57889 | 0.24089 | 0.98982 | 0.24089 | 0.98982 | 0.25638 | 0.98982 | 0.25638 | 0.98982 | 3.5484 | 4.2445 | 3.5484 | 4.2445
267042-Residential Condensor Coil Cleaning Resid MF CZ10 VintAll | 0.19331 | 0.0018102 | 0.18533 | 140.4 | 421.2 | 0 | 0 | 0.18466 | 0 | 0.18466 | 0 | 0.18466 | 0 | 0.18466 | 0 | 2.4381 | 2.4381 | 2.4381 | 2.4381
267034-High Refrigerant Charge Adjustment (>= ±20% rated charge) Resid MF CZ10 Vint05 | 0.30153 | 0.0028236 | 0.30962 | 218.9975 | 2189.9748 | -0.10423 | -1.0423 | 0.25426 | 0.98982 | 0.25426 | 0.98982 | 0.26755 | 0.98982 | 0.26755 | 0.98982 | 4.1317 | 4.9422 | 4.1317 | 4.9422
267042-Residential Condensor Coil Cleaning Resid MF CZ10 VintAll | 0.19331 | 0.0018102 | 0.18533 | 140.4 | 421.2 | 0 | 0 | 0.18466 | 0 | 0.18466 | 0 | 0.18466 | 0 | 0.18466 | 0 | 2.4381 | 2.4381 | 2.4381 | 2.4381
267033-High Refrigerant Charge Adjustment (>= ±20% rated charge) Resid MF CZ10 Vint04 | 0.36782 | 0.0034444 | 0.35275 | 267.1438 | 2671.4376 | -0.16413 | -1.6413 | 0.26887 | 0.98982 | 0.26887 | 0.98982 | 0.27976 | 0.98982 | 0.27976 | 0.98982 | 5.0379 | 6.0263 | 5.0379 | 6.0263
267042-Residential Condensor Coil Cleaning Resid MF CZ10 VintAll | 0.19331 | 0.0018102 | 0.18533 | 140.4 | 421.2 | 0 | 0 | 0.18466 | 0 | 0.18466 | 0 | 0.18466 | 0 | 0.18466 | 0 | 2.4381 | 2.4381 | 2.4381 | 2.4381
267033-High Refrigerant Charge Adjustment (>= ±20% rated charge) Resid MF CZ10 Vint04 | 0.36782 | 0.0034444 | 0.35275 | 267.1438 | 2671.4376 | -0.16413 | -1.6413 | 0.26887 | 0.98982 | 0.26887 | 0.98982 | 0.27976 | 0.98982 | 0.27976 | 0.98982 | 5.0379 | 6.0263 | 5.0379 | 6.0263
267042-Residential Condensor Coil Cleaning Resid MF CZ10 VintAll | 0.19331 | 0.0018102 | 0.18533 | 140.4 | 421.2 | 0 | 0 | 0.18466 | 0 | 0.18466 | 0 | 0.18466 | 0 | 0.18466 | 0 | 2.4381 | 2.4381 | 2.4381 | 2.4381
267033-High Refrigerant Charge Adjustment (>= ±20% rated charge) Resid MF CZ10 Vint04 | 0.36782 | 0.0034444 | 0.35275 | 267.1438 | 2671.4376 | -0.16413 | -1.6413 | 0.26887 | 0.98982 | 0.26887 | 0.98982 | 0.27976 | 0.98982 | 0.27976 | 0.98982 | 5.0379 | 6.0263 | 5.0379 | 6.0263
267042-Residential Condensor Coil Cleaning Resid MF CZ10 VintAll | 0.19331 | 0.0018102 | 0.18533 | 140.4 | 421.2 | 0 | 0 | 0.18466 | 0 | 0.18466 | 0 | 0.18466 | 0 | 0.18466 | 0 | 2.4381 | 2.4381 | 2.4381 | 2.4381
267032-High Refrigerant Charge Adjustment (>= ±20% rated charge) Resid MF CZ10 Vint03 | 0.20958 | 0.0019626 | 0.16644 | 152.217 | 1522.17 | -0.12297 | -1.2297 | 0.27164 | 0.98982 | 0.27164 | 0.98982 | 0.2622 | 0.98982 | 0.2622 | 0.98982 | 5.2547 | 4.5757 | 5.2547 | 4.5757
267042-Residential Condensor Coil Cleaning Resid MF CZ10 VintAll | 0.19331 | 0.0018102 | 0.18533 | 140.4 | 421.2 | 0 | 0 | 0.18466 | 0 | 0.18466 | 0 | 0.18466 | 0 | 0.18466 | 0 | 2.4381 | 2.4381 | 2.4381 | 2.4381
267033-High Refrigerant Charge Adjustment (>= ±20% rated charge) Resid MF CZ10 Vint04 | 0.36782 | 0.0034444 | 0.35275 | 267.1438 | 2671.4376 | -0.16413 | -1.6413 | 0.26887 | 0.98982 | 0.26887 | 0.98982 | 0.27976 | 0.98982 | 0.27976 | 0.98982 | 5.0379 | 6.0263 | 5.0379 | 6.0263
267042-Residential Condensor Coil Cleaning Resid MF CZ10 VintAll | 0.19331 | 0.0018102 | 0.18533 | 140.4 | 421.2 | 0 | 0 | 0.18466 | 0 | 0.18466 | 0 | 0.18466 | 0 | 0.18466 | 0 | 2.4381 | 2.4381 | 2.4381 | 2.4381
267042-Residential Condensor Coil Cleaning Resid MF CZ10 VintAll | 0.19331 | 0.0018102 | 0.18533 | 140.4 | 421.2 | 0 | 0 | 0.18466 | 0 | 0.18466 | 0 | 0.18466 | 0 | 0.18466 | 0 | 2.4381 | 2.4381 | 2.4381 | 2.4381
267032-High Refrigerant Charge Adjustment (>= ±20% rated charge) Resid MF CZ10 Vint03 | 0.20958 | 0.0019626 | 0.16644 | 152.217 | 1522.17 | -0.12297 | -1.2297 | 0.27164 | 0.98982 | 0.27164 | 0.98982 | 0.2622 | 0.98982 | 0.2622 | 0.98982 | 5.2547 | 4.5757 | 5.2547 | 4.5757
267042-Residential Condensor Coil Cleaning Resid MF CZ10 VintAll | 0.19331 | 0.0018102 | 0.18533 | 140.4 | 421.2 | 0 | 0 | 0.18466 | 0 | 0.18466 | 0 | 0.18466 | 0 | 0.18466 | 0 | 2.4381 | 2.4381 | 2.4381 | 2.4381
267033-High Refrigerant Charge Adjustment (>= ±20% rated charge) Resid MF CZ10 Vint04 | 0.18391 | 0.0017222 | 0.17637 | 133.5719 | 1335.7188 | -0.082065 | -0.82065 | 0.26276 | 0.98982 | 0.26276 | 0.98982 | 0.25199 | 0.98982 | 0.25199 | 0.98982 | 4.6137 | 4.0175 | 4.6137 | 4.0175
267042-Residential Condensor Coil Cleaning Resid MF CZ10 VintAll | 0.19331 | 0.0018102 | 0.18533 | 140.4 | 421.2 | 0 | 0 | 0.18466 | 0 | 0.18466 | 0 | 0.18466 | 0 | 0.18466 | 0 | 2.4381 | 2.4381 | 2.4381 | 2.4381
267032-High Refrigerant Charge Adjustment (>= ±20% rated charge) Resid MF CZ10 Vint03 | 0.20958 | 0.0019626 | 0.16644 | 152.217 | 1522.17 | -0.12297 | -1.2297 | 0.27164 | 0.98982 | 0.27164 | 0.98982 | 0.2622 | 0.98982 | 0.2622 | 0.98982 | 5.2547 | 4.5757 | 5.2547 | 4.5757
267042-Residential Condensor Coil Cleaning Resid MF CZ10 VintAll | 0.19331 | 0.0018102 | 0.18533 | 140.4 | 421.2 | 0 | 0 | 0.18466 | 0 | 0.18466 | 0 | 0.18466 | 0 | 0.18466 | 0 | 2.4381 | 2.4381 | 2.4381 | 2.4381
267032-High Refrigerant Charge Adjustment (>= ±20% rated charge) Resid MF CZ10 Vint03 | 0.41917 | 0.0039251 | 0.33288 | 304.434 | 3044.34 | -0.24594 | -2.4594 | 0.27701 | 0.98982 | 0.27701 | 0.98982 | 0.28657 | 0.98982 | 0.28657 | 0.98982 | 5.7379 | 6.8635 | 5.7379 | 6.8635
267042-Residential Condensor Coil Cleaning Resid MF CZ10 VintAll | 0.19331 | 0.0018102 | 0.18533 | 140.4 | 421.2 | 0 | 0 | 0.18466 | 0 | 0.18466 | 0 | 0.18466 | 0 | 0.18466 | 0 | 2.4381 | 2.4381 | 2.4381 | 2.4381
267033-High Refrigerant Charge Adjustment (>= ±20% rated charge) Resid MF CZ10 Vint04 | 0.36782 | 0.0034444 | 0.35275 | 267.1438 | 2671.4376 | -0.16413 | -1.6413 | 0.26887 | 0.98982 | 0.26887 | 0.98982 | 0.27976 | 0.98982 | 0.27976 | 0.98982 | 5.0379 | 6.0263 | 5.0379 | 6.0263
267042-Residential Condensor Coil Cleaning Resid MF CZ10 VintAll | 0.19331 | 0.0018102 | 0.18533 | 140.4 | 421.2 | 0 | 0 | 0.18466 | 0 | 0.18466 | 0 | 0.18466 | 0 | 0.18466 | 0 | 2.4381 | 2.4381 | 2.4381 | 2.4381
267033-High Refrigerant Charge Adjustment (>= ±20% rated charge) Resid MF CZ10 Vint04 | 0.36782 | 0.0034444 | 0.35275 | 267.1438 | 2671.4376 | -0.16413 | -1.6413 | 0.26887 | 0.98982 | 0.26887 | 0.98982 | 0.27976 | 0.98982 | 0.27976 | 0.98982 | 5.0379 | 6.0263 | 5.0379 | 6.0263
267042-Residential Condensor Coil Cleaning Resid MF CZ10 VintAll | 0.19331 | 0.0018102 | 0.18533 | 140.4 | 421.2 | 0 | 0 | 0.18466 | 0 | 0.18466 | 0 | 0.18466 | 0 | 0.18466 | 0 | 2.4381 | 2.4381 | 2.4381 | 2.4381
267035-High Refrigerant Charge Adjustment (>= ±20% rated charge) Resid MF CZ10 Vint01 | 0.12942 | 0.0012119 | 0.15398 | 93.9931 | 939.9312 | -0.028945 | -0.28945 | 0.23221 | 0.98982 | 0.23221 | 0.98982 | 0.21691 | 0.98982 | 0.21691 | 0.98982 | 3.2495 | 2.8296 | 3.2495 | 2.8296
267042-Residential Condensor Coil Cleaning Resid MF CZ10 VintAll | 0.19331 | 0.0018102 | 0.18533 | 140.4 | 421.2 | 0 | 0 | 0.18466 | 0 | 0.18466 | 0 | 0.18466 | 0 | 0.18466 | 0 | 2.4381 | 2.4381 | 2.4381 | 2.4381
267033-High Refrigerant Charge Adjustment (>= ±20% rated charge) Resid MF CZ10 Vint04 | 0.36782 | 0.0034444 | 0.35275 | 267.1438 | 2671.4376 | -0.16413 | -1.6413 | 0.26887 | 0.98982 | 0.26887 | 0.98982 | 0.27976 | 0.98982 | 0.27976 | 0.98982 | 5.0379 | 6.0263 | 5.0379 | 6.0263
267042-Residential Condensor Coil Cleaning Resid MF CZ10 VintAll | 0.19331 | 0.0018102 | 0.18533 | 140.4 | 421.2 | 0 | 0 | 0.18466 | 0 | 0.18466 | 0 | 0.18466 | 0 | 0.18466 | 0 | 2.4381 | 2.4381 | 2.4381 | 2.4381
267032-High Refrigerant Charge Adjustment (>= ±20% rated charge) Resid MF CZ10 Vint03 | 0.41917 | 0.0039251 | 0.33288 | 304.434 | 3044.34 | -0.24594 | -2.4594 | 0.27701 | 0.98982 | 0.27701 | 0.98982 | 0.28657 | 0.98982 | 0.28657 | 0.98982 | 5.7379 | 6.8635 | 5.7379 | 6.8635
267042-Residential Condensor Coil Cleaning Resid MF CZ10 VintAll | 0.19331 | 0.0018102 | 0.18533 | 140.4 | 421.2 | 0 | 0 | 0.18466 | 0 | 0.18466 | 0 | 0.18466 | 0 | 0.18466 | 0 | 2.4381 | 2.4381 | 2.4381 | 2.4381
267042-Residential Condensor Coil Cleaning Resid MF CZ10 VintAll | 0.19331 | 0.0018102 | 0.18533 | 140.4 | 421.2 | 0 | 0 | 0.18466 | 0 | 0.18466 | 0 | 0.18466 | 0 | 0.18466 | 0 | 2.4381 | 2.4381 | 2.4381 | 2.4381
267042-Residential Condensor Coil Cleaning Resid MF CZ10 VintAll | 0.19331 | 0.0018102 | 0.18533 | 140.4 | 421.2 | 0 | 0 | 0.18466 | 0 | 0.18466 | 0 | 0.18466 | 0 | 0.18466 | 0 | 2.4381 | 2.4381 | 2.4381 | 2.4381
267033-High Refrigerant Charge Adjustment (>= ±20% rated charge) Resid MF CZ10 Vint04 | 0.36782 | 0.0034444 | 0.35275 | 267.1438 | 2671.4376 | -0.16413 | -1.6413 | 0.26887 | 0.98982 | 0.26887 | 0.98982 | 0.27976 | 0.98982 | 0.27976 | 0.98982 | 5.0379 | 6.0263 | 5.0379 | 6.0263
267042-Residential Condensor Coil Cleaning Resid MF CZ10 VintAll | 0.19331 | 0.0018102 | 0.18533 | 140.4 | 421.2 | 0 | 0 | 0.18466 | 0 | 0.18466 | 0 | 0.18466 | 0 | 0.18466 | 0 | 2.4381 | 2.4381 | 2.4381 | 2.4381
267034-High Refrigerant Charge Adjustment (>= ±20% rated charge) Resid MF CZ10 Vint05 | 0.30153 | 0.0028236 | 0.30962 | 218.9975 | 2189.9748 | -0.10423 | -1.0423 | 0.25426 | 0.98982 | 0.25426 | 0.98982 | 0.26755 | 0.98982 | 0.26755 | 0.98982 | 4.1317 | 4.9422 | 4.1317 | 4.9422
267042-Residential Condensor Coil Cleaning Resid MF CZ10 VintAll | 0.19331 | 0.0018102 | 0.18533 | 140.4 | 421.2 | 0 | 0 | 0.18466 | 0 | 0.18466 | 0 | 0.18466 | 0 | 0.18466 | 0 | 2.4381 | 2.4381 | 2.4381 | 2.4381
267032-High Refrigerant Charge Adjustment (>= ±20% rated charge) Resid MF CZ10 Vint03 | 0.20958 | 0.0019626 | 0.16644 | 152.217 | 1522.17 | -0.12297 | -1.2297 | 0.27164 | 0.98982 | 0.27164 | 0.98982 | 0.2622 | 0.98982 | 0.2622 | 0.98982 | 5.2547 | 4.5757 | 5.2547 | 4.5757
267042-Residential Condensor Coil Cleaning Resid MF CZ10 VintAll | 0.19331 | 0.0018102 | 0.18533 | 140.4 | 421.2 | 0 | 0 | 0.18466 | 0 | 0.18466 | 0 | 0.18466 | 0 | 0.18466 | 0 | 2.4381 | 2.4381 | 2.4381 | 2.4381
267032-High Refrigerant Charge Adjustment (>= ±20% rated charge) Resid MF CZ10 Vint03 | 0.41917 | 0.0039251 | 0.33288 | 304.434 | 3044.34 | -0.24594 | -2.4594 | 0.27701 | 0.98982 | 0.27701 | 0.98982 | 0.28657 | 0.98982 | 0.28657 | 0.98982 | 5.7379 | 6.8635 | 5.7379 | 6.8635
267042-Residential Condensor Coil Cleaning Resid MF CZ10 VintAll | 0.19331 | 0.0018102 | 0.18533 | 140.4 | 421.2 | 0 | 0 | 0.18466 | 0 | 0.18466 | 0 | 0.18466 | 0 | 0.18466 | 0 | 2.4381 | 2.4381 | 2.4381 | 2.4381
267032-High Refrigerant Charge Adjustment (>= ±20% rated charge) Resid MF CZ10 Vint03 | 0.20958 | 0.0019626 | 0.16644 | 152.217 | 1522.17 | -0.12297 | -1.2297 | 0.27164 | 0.98982 | 0.27164 | 0.98982 | 0.2622 | 0.98982 | 0.2622 | 0.98982 | 5.2547 | 4.5757 | 5.2547 | 4.5757
267042-Residential Condensor Coil Cleaning Resid MF CZ10 VintAll | 0.19331 | 0.0018102 | 0.18533 | 140.4 | 421.2 | 0 | 0 | 0.18466 | 0 | 0.18466 | 0 | 0.18466 | 0 | 0.18466 | 0 | 2.4381 | 2.4381 | 2.4381 | 2.4381
267033-High Refrigerant Charge Adjustment (>= ±20% rated charge) Resid MF CZ10 Vint04 | 0.18391 | 0.0017222 | 0.17637 | 133.5719 | 1335.7188 | -0.082065 | -0.82065 | 0.26276 | 0.98982 | 0.26276 | 0.98982 | 0.25199 | 0.98982 | 0.25199 | 0.98982 | 4.6137 | 4.0175 | 4.6137 | 4.0175
267042-Residential Condensor Coil Cleaning Resid MF CZ10 VintAll | 0.19331 | 0.0018102 | 0.18533 | 140.4 | 421.2 | 0 | 0 | 0.18466 | 0 | 0.18466 | 0 | 0.18466 | 0 | 0.18466 | 0 | 2.4381 | 2.4381 | 2.4381 | 2.4381
267034-High Refrigerant Charge Adjustment (>= ±20% rated charge) Resid MF CZ10 Vint05 | 0.15077 | 0.0014118 | 0.15481 | 109.4987 | 1094.9874 | -0.052114 | -0.52114 | 0.24681 | 0.98982 | 0.24681 | 0.98982 | 0.23368 | 0.98982 | 0.23368 | 0.98982 | 3.7837 | 3.2948 | 3.7837 | 3.2948
267042-Residential Condensor Coil Cleaning Resid MF CZ10 VintAll | 0.19331 | 0.0018102 | 0.18533 | 140.4 | 421.2 | 0 | 0 | 0.18466 | 0 | 0.18466 | 0 | 0.18466 | 0 | 0.18466 | 0 | 2.4381 | 2.4381 | 2.4381 | 2.4381
267032-High Refrigerant Charge Adjustment (>= ±20% rated charge) Resid MF CZ10 Vint03 | 0.20958 | 0.0019626 | 0.16644 | 152.217 | 1522.17 | -0.12297 | -1.2297 | 0.27164 | 0.98982 | 0.27164 | 0.98982 | 0.2622 | 0.98982 | 0.2622 | 0.98982 | 5.2547 | 4.5757 | 5.2547 | 4.5757
267042-Residential Condensor Coil Cleaning Resid MF CZ10 VintAll | 0.19331 | 0.0018102 | 0.18533 | 140.4 | 421.2 | 0 | 0 | 0.18466 | 0 | 0.18466 | 0 | 0.18466 | 0 | 0.18466 | 0 | 2.4381 | 2.4381 | 2.4381 | 2.4381
267032-High Refrigerant Charge Adjustment (>= ±20% rated charge) Resid MF CZ10 Vint03 | 0.41917 | 0.0039251 | 0.33288 | 304.434 | 3044.34 | -0.24594 | -2.4594 | 0.27701 | 0.98982 | 0.27701 | 0.98982 | 0.28657 | 0.98982 | 0.28657 | 0.98982 | 5.7379 | 6.8635 | 5.7379 | 6.8635
267042-Residential Condensor Coil Cleaning Resid MF CZ10 VintAll | 0.19331 | 0.0018102 | 0.18533 | 140.4 | 421.2 | 0 | 0 | 0.18466 | 0 | 0.18466 | 0 | 0.18466 | 0 | 0.18466 | 0 | 2.4381 | 2.4381 | 2.4381 | 2.4381
267033-High Refrigerant Charge Adjustment (>= ±20% rated charge) Resid MF CZ10 Vint04 | 0.36782 | 0.0034444 | 0.35275 | 267.1438 | 2671.4376 | -0.16413 | -1.6413 | 0.26887 | 0.98982 | 0.26887 | 0.98982 | 0.27976 | 0.98982 | 0.27976 | 0.98982 | 5.0379 | 6.0263 | 5.0379 | 6.0263
267042-Residential Condensor Coil Cleaning Resid MF CZ10 VintAll | 0.19331 | 0.0018102 | 0.18533 | 140.4 | 421.2 | 0 | 0 | 0.18466 | 0 | 0.18466 | 0 | 0.18466 | 0 | 0.18466 | 0 | 2.4381 | 2.4381 | 2.4381 | 2.4381
267035-High Refrigerant Charge Adjustment (>= ±20% rated charge) Resid MF CZ10 Vint01 | 0.25883 | 0.0024238 | 0.30796 | 187.9862 | 1879.8624 | -0.057889 | -0.57889 | 0.24089 | 0.98982 | 0.24089 | 0.98982 | 0.25638 | 0.98982 | 0.25638 | 0.98982 | 3.5484 | 4.2445 | 3.5484 | 4.2445
267042-Residential Condensor Coil Cleaning Resid MF CZ10 VintAll | 0.19331 | 0.0018102 | 0.18533 | 140.4 | 421.2 | 0 | 0 | 0.18466 | 0 | 0.18466 | 0 | 0.18466 | 0 | 0.18466 | 0 | 2.4381 | 2.4381 | 2.4381 | 2.4381
267032-High Refrigerant Charge Adjustment (>= ±20% rated charge) Resid MF CZ10 Vint03 | 0.41917 | 0.0039251 | 0.33288 | 304.434 | 3044.34 | -0.24594 | -2.4594 | 0.27701 | 0.98982 | 0.27701 | 0.98982 | 0.28657 | 0.98982 | 0.28657 | 0.98982 | 5.7379 | 6.8635 | 5.7379 | 6.8635
267042-Residential Condensor Coil Cleaning Resid MF CZ10 VintAll | 0.19331 | 0.0018102 | 0.18533 | 140.4 | 421.2 | 0 | 0 | 0.18466 | 0 | 0.18466 | 0 | 0.18466 | 0 | 0.18466 | 0 | 2.4381 | 2.4381 | 2.4381 | 2.4381
267032-High Refrigerant Charge Adjustment (>= ±20% rated charge) Resid MF CZ10 Vint03 | 0.41917 | 0.0039251 | 0.33288 | 304.434 | 3044.34 | -0.24594 | -2.4594 | 0.27701 | 0.98982 | 0.27701 | 0.98982 | 0.28657 | 0.98982 | 0.28657 | 0.98982 | 5.7379 | 6.8635 | 5.7379 | 6.8635
267042-Residential Condensor Coil Cleaning Resid MF CZ10 VintAll | 0.19331 | 0.0018102 | 0.18533 | 140.4 | 421.2 | 0 | 0 | 0.18466 | 0 | 0.18466 | 0 | 0.18466 | 0 | 0.18466 | 0 | 2.4381 | 2.4381 | 2.4381 | 2.4381
267035-High Refrigerant Charge Adjustment (>= ±20% rated charge) Resid MF CZ10 Vint01 | 0.25883 | 0.0024238 | 0.30796 | 187.9862 | 1879.8624 | -0.057889 | -0.57889 | 0.24089 | 0.98982 | 0.24089 | 0.98982 | 0.25638 | 0.98982 | 0.25638 | 0.98982 | 3.5484 | 4.2445 | 3.5484 | 4.2445
267042-Residential Condensor Coil Cleaning Resid MF CZ10 VintAll | 0.19331 | 0.0018102 | 0.18533 | 140.4 | 421.2 | 0 | 0 | 0.18466 | 0 | 0.18466 | 0 | 0.18466 | 0 | 0.18466 | 0 | 2.4381 | 2.4381 | 2.4381 | 2.4381
267033-High Refrigerant Charge Adjustment (>= ±20% rated charge) Resid MF CZ10 Vint04 | 0.36782 | 0.0034444 | 0.35275 | 267.1438 | 2671.4376 | -0.16413 | -1.6413 | 0.26887 | 0.98982 | 0.26887 | 0.98982 | 0.27976 | 0.98982 | 0.27976 | 0.98982 | 5.0379 | 6.0263 | 5.0379 | 6.0263
267042-Residential Condensor Coil Cleaning Resid MF CZ10 VintAll | 0.19331 | 0.0018102 | 0.18533 | 140.4 | 421.2 | 0 | 0 | 0.18466 | 0 | 0.18466 | 0 | 0.18466 | 0 | 0.18466 | 0 | 2.4381 | 2.4381 | 2.4381 | 2.4381
267032-High Refrigerant Charge Adjustment (>= ±20% rated charge) Resid MF CZ10 Vint03 | 0.41917 | 0.0039251 | 0.33288 | 304.434 | 3044.34 | -0.24594 | -2.4594 | 0.27701 | 0.98982 | 0.27701 | 0.98982 | 0.28657 | 0.98982 | 0.28657 | 0.98982 | 5.7379 | 6.8635 | 5.7379 | 6.8635
267042-Residential Condensor Coil Cleaning Resid MF CZ10 VintAll | 0.19331 | 0.0018102 | 0.18533 | 140.4 | 421.2 | 0 | 0 | 0.18466 | 0 | 0.18466 | 0 | 0.18466 | 0 | 0.18466 | 0 | 2.4381 | 2.4381 | 2.4381 | 2.4381
267001-High Refrigerant Charge Adjustment (>= ±20% rated charge) Resid SFCZ10 Vint03 | 0.80048 | 0.0074958 | 0.42835 | 581.3707 | 5813.7066 | -0.15593 | -1.5593 | 0.29026 | 0.98982 | 0.29026 | 0.98982 | 0.29702 | 0.98982 | 0.29702 | 0.98982 | 7.4384 | 8.752 | 7.4384 | 8.752
267040-Residential Condensor Coil Cleaning Resid SF CZ10 VintAll | 0.28997 | 0.0027153 | 0.27799 | 210.6 | 631.8 | 0 | 0 | 0.22746 | 0 | 0.22746 | 0 | 0.22746 | 0 | 0.22746 | 0 | 3.6572 | 3.6572 | 3.6572 | 3.6572
267002-High Refrigerant Charge Adjustment (>= ±20% rated charge) Resid SF CZ10 Vint04 | 0.66297 | 0.0062082 | 0.5337 | 481.5041 | 4815.0414 | -0.1827 | -1.827 | 0.28092 | 0.98982 | 0.28092 | 0.98982 | 0.28908 | 0.98982 | 0.28908 | 0.98982 | 6.1586 | 7.2463 | 6.1586 | 7.2463
267040-Residential Condensor Coil Cleaning Resid SF CZ10 VintAll | 0.28997 | 0.0027153 | 0.27799 | 210.6 | 631.8 | 0 | 0 | 0.22746 | 0 | 0.22746 | 0 | 0.22746 | 0 | 0.22746 | 0 | 3.6572 | 3.6572 | 3.6572 | 3.6572
267032-High Refrigerant Charge Adjustment (>= ±20% rated charge) Resid MF CZ10 Vint03 | 0.41917 | 0.0039251 | 0.33288 | 304.434 | 3044.34 | -0.24594 | -2.4594 | 0.27701 | 0.98982 | 0.27701 | 0.98982 | 0.28657 | 0.98982 | 0.28657 | 0.98982 | 5.7379 | 6.8635 | 5.7379 | 6.8635
267042-Residential Condensor Coil Cleaning Resid MF CZ10 VintAll | 0.19331 | 0.0018102 | 0.18533 | 140.4 | 421.2 | 0 | 0 | 0.18466 | 0 | 0.18466 | 0 | 0.18466 | 0 | 0.18466 | 0 | 2.4381 | 2.4381 | 2.4381 | 2.4381
267033-High Refrigerant Charge Adjustment (>= ±20% rated charge) Resid MF CZ10 Vint04 | 0.36782 | 0.0034444 | 0.35275 | 267.1438 | 2671.4376 | -0.16413 | -1.6413 | 0.26887 | 0.98982 | 0.26887 | 0.98982 | 0.27976 | 0.98982 | 0.27976 | 0.98982 | 5.0379 | 6.0263 | 5.0379 | 6.0263
267042-Residential Condensor Coil Cleaning Resid MF CZ10 VintAll | 0.19331 | 0.0018102 | 0.18533 | 140.4 | 421.2 | 0 | 0 | 0.18466 | 0 | 0.18466 | 0 | 0.18466 | 0 | 0.18466 | 0 | 2.4381 | 2.4381 | 2.4381 | 2.4381
267033-High Refrigerant Charge Adjustment (>= ±20% rated charge) Resid MF CZ10 Vint04 | 0.36782 | 0.0034444 | 0.35275 | 267.1438 | 2671.4376 | -0.16413 | -1.6413 | 0.26887 | 0.98982 | 0.26887 | 0.98982 | 0.27976 | 0.98982 | 0.27976 | 0.98982 | 5.0379 | 6.0263 | 5.0379 | 6.0263
267042-Residential Condensor Coil Cleaning Resid MF CZ10 VintAll | 0.19331 | 0.0018102 | 0.18533 | 140.4 | 421.2 | 0 | 0 | 0.18466 | 0 | 0.18466 | 0 | 0.18466 | 0 | 0.18466 | 0 | 2.4381 | 2.4381 | 2.4381 | 2.4381
267032-High Refrigerant Charge Adjustment (>= ±20% rated charge) Resid MF CZ10 Vint03 | 0.41917 | 0.0039251 | 0.33288 | 304.434 | 3044.34 | -0.24594 | -2.4594 | 0.27701 | 0.98982 | 0.27701 | 0.98982 | 0.28657 | 0.98982 | 0.28657 | 0.98982 | 5.7379 | 6.8635 | 5.7379 | 6.8635
267042-Residential Condensor Coil Cleaning Resid MF CZ10 VintAll | 0.19331 | 0.0018102 | 0.18533 | 140.4 | 421.2 | 0 | 0 | 0.18466 | 0 | 0.18466 | 0 | 0.18466 | 0 | 0.18466 | 0 | 2.4381 | 2.4381 | 2.4381 | 2.4381
267032-High Refrigerant Charge Adjustment (>= ±20% rated charge) Resid MF CZ10 Vint03 | 0.20958 | 0.0019626 | 0.16644 | 152.217 | 1522.17 | -0.12297 | -1.2297 | 0.27164 | 0.98982 | 0.27164 | 0.98982 | 0.2622 | 0.98982 | 0.2622 | 0.98982 | 5.2547 | 4.5757 | 5.2547 | 4.5757
267042-Residential Condensor Coil Cleaning Resid MF CZ10 VintAll | 0.19331 | 0.0018102 | 0.18533 | 140.4 | 421.2 | 0 | 0 | 0.18466 | 0 | 0.18466 | 0 | 0.18466 | 0 | 0.18466 | 0 | 2.4381 | 2.4381 | 2.4381 | 2.4381
267033-High Refrigerant Charge Adjustment (>= ±20% rated charge) Resid MF CZ10 Vint04 | 0.18391 | 0.0017222 | 0.17637 | 133.5719 | 1335.7188 | -0.082065 | -0.82065 | 0.26276 | 0.98982 | 0.26276 | 0.98982 | 0.25199 | 0.98982 | 0.25199 | 0.98982 | 4.6137 | 4.0175 | 4.6137 | 4.0175
267042-Residential Condensor Coil Cleaning Resid MF CZ10 VintAll | 0.19331 | 0.0018102 | 0.18533 | 140.4 | 421.2 | 0 | 0 | 0.18466 | 0 | 0.18466 | 0 | 0.18466 | 0 | 0.18466 | 0 | 2.4381 | 2.4381 | 2.4381 | 2.4381
267033-High Refrigerant Charge Adjustment (>= ±20% rated charge) Resid MF CZ10 Vint04 | 0.18391 | 0.0017222 | 0.17637 | 133.5719 | 1335.7188 | -0.082065 | -0.82065 | 0.26276 | 0.98982 | 0.26276 | 0.98982 | 0.25199 | 0.98982 | 0.25199 | 0.98982 | 4.6137 | 4.0175 | 4.6137 | 4.0175
267042-Residential Condensor Coil Cleaning Resid MF CZ10 VintAll | 0.19331 | 0.0018102 | 0.18533 | 140.4 | 421.2 | 0 | 0 | 0.18466 | 0 | 0.18466 | 0 | 0.18466 | 0 | 0.18466 | 0 | 2.4381 | 2.4381 | 2.4381 | 2.4381
267034-High Refrigerant Charge Adjustment (>= ±20% rated charge) Resid MF CZ10 Vint05 | 0.30153 | 0.0028236 | 0.30962 | 218.9975 | 2189.9748 | -0.10423 | -1.0423 | 0.25426 | 0.98982 | 0.25426 | 0.98982 | 0.26755 | 0.98982 | 0.26755 | 0.98982 | 4.1317 | 4.9422 | 4.1317 | 4.9422
267042-Residential Condensor Coil Cleaning Resid MF CZ10 VintAll | 0.19331 | 0.0018102 | 0.18533 | 140.4 | 421.2 | 0 | 0 | 0.18466 | 0 | 0.18466 | 0 | 0.18466 | 0 | 0.18466 | 0 | 2.4381 | 2.4381 | 2.4381 | 2.4381
267032-High Refrigerant Charge Adjustment (>= ±20% rated charge) Resid MF CZ10 Vint03 | 0.41917 | 0.0039251 | 0.33288 | 304.434 | 3044.34 | -0.24594 | -2.4594 | 0.27701 | 0.98982 | 0.27701 | 0.98982 | 0.28657 | 0.98982 | 0.28657 | 0.98982 | 5.7379 | 6.8635 | 5.7379 | 6.8635
267042-Residential Condensor Coil Cleaning Resid MF CZ10 VintAll | 0.19331 | 0.0018102 | 0.18533 | 140.4 | 421.2 | 0 | 0 | 0.18466 | 0 | 0.18466 | 0 | 0.18466 | 0 | 0.18466 | 0 | 2.4381 | 2.4381 | 2.4381 | 2.4381
267032-High Refrigerant Charge Adjustment (>= ±20% rated charge) Resid MF CZ10 Vint03 | 0.41917 | 0.0039251 | 0.33288 | 304.434 | 3044.34 | -0.24594 | -2.4594 | 0.27701 | 0.98982 | 0.27701 | 0.98982 | 0.28657 | 0.98982 | 0.28657 | 0.98982 | 5.7379 | 6.8635 | 5.7379 | 6.8635
267042-Residential Condensor Coil Cleaning Resid MF CZ10 VintAll | 0.19331 | 0.0018102 | 0.18533 | 140.4 | 421.2 | 0 | 0 | 0.18466 | 0 | 0.18466 | 0 | 0.18466 | 0 | 0.18466 | 0 | 2.4381 | 2.4381 | 2.4381 | 2.4381
267032-High Refrigerant Charge Adjustment (>= ±20% rated charge) Resid MF CZ10 Vint03 | 0.41917 | 0.0039251 | 0.33288 | 304.434 | 3044.34 | -0.24594 | -2.4594 | 0.27701 | 0.98982 | 0.27701 | 0.98982 | 0.28657 | 0.98982 | 0.28657 | 0.98982 | 5.7379 | 6.8635 | 5.7379 | 6.8635
267042-Residential Condensor Coil Cleaning Resid MF CZ10 VintAll | 0.19331 | 0.0018102 | 0.18533 | 140.4 | 421.2 | 0 | 0 | 0.18466 | 0 | 0.18466 | 0 | 0.18466 | 0 | 0.18466 | 0 | 2.4381 | 2.4381 | 2.4381 | 2.4381
267033-High Refrigerant Charge Adjustment (>= ±20% rated charge) Resid MF CZ10 Vint04 | 0.18391 | 0.0017222 | 0.17637 | 133.5719 | 1335.7188 | -0.082065 | -0.82065 | 0.26276 | 0.98982 | 0.26276 | 0.98982 | 0.25199 | 0.98982 | 0.25199 | 0.98982 | 4.6137 | 4.0175 | 4.6137 | 4.0175
267042-Residential Condensor Coil Cleaning Resid MF CZ10 VintAll | 0.19331 | 0.0018102 | 0.18533 | 140.4 | 421.2 | 0 | 0 | 0.18466 | 0 | 0.18466 | 0 | 0.18466 | 0 | 0.18466 | 0 | 2.4381 | 2.4381 | 2.4381 | 2.4381
267033-High Refrigerant Charge Adjustment (>= ±20% rated charge) Resid MF CZ10 Vint04 | 0.18391 | 0.0017222 | 0.17637 | 133.5719 | 1335.7188 | -0.082065 | -0.82065 | 0.26276 | 0.98982 | 0.26276 | 0.98982 | 0.25199 | 0.98982 | 0.25199 | 0.98982 | 4.6137 | 4.0175 | 4.6137 | 4.0175
267042-Residential Condensor Coil Cleaning Resid MF CZ10 VintAll | 0.19331 | 0.0018102 | 0.18533 | 140.4 | 421.2 | 0 | 0 | 0.18466 | 0 | 0.18466 | 0 | 0.18466 | 0 | 0.18466 | 0 | 2.4381 | 2.4381 | 2.4381 | 2.4381
267032-High Refrigerant Charge Adjustment (>= ±20% rated charge) Resid MF CZ10 Vint03 | 0.20958 | 0.0019626 | 0.16644 | 152.217 | 1522.17 | -0.12297 | -1.2297 | 0.27164 | 0.98982 | 0.27164 | 0.98982 | 0.2622 | 0.98982 | 0.2622 | 0.98982 | 5.2547 | 4.5757 | 5.2547 | 4.5757
267042-Residential Condensor Coil Cleaning Resid MF CZ10 VintAll | 0.19331 | 0.0018102 | 0.18533 | 140.4 | 421.2 | 0 | 0 | 0.18466 | 0 | 0.18466 | 0 | 0.18466 | 0 | 0.18466 | 0 | 2.4381 | 2.4381 | 2.4381 | 2.4381
267032-High Refrigerant Charge Adjustment (>= ±20% rated charge) Resid MF CZ10 Vint03 | 0.41917 | 0.0039251 | 0.33288 | 304.434 | 3044.34 | -0.24594 | -2.4594 | 0.27701 | 0.98982 | 0.27701 | 0.98982 | 0.28657 | 0.98982 | 0.28657 | 0.98982 | 5.7379 | 6.8635 | 5.7379 | 6.8635
267042-Residential Condensor Coil Cleaning Resid MF CZ10 VintAll | 0.19331 | 0.0018102 | 0.18533 | 140.4 | 421.2 | 0 | 0 | 0.18466 | 0 | 0.18466 | 0 | 0.18466 | 0 | 0.18466 | 0 | 2.4381 | 2.4381 | 2.4381 | 2.4381
267032-High Refrigerant Charge Adjustment (>= ±20% rated charge) Resid MF CZ10 Vint03 | 0.41917 | 0.0039251 | 0.33288 | 304.434 | 3044.34 | -0.24594 | -2.4594 | 0.27701 | 0.98982 | 0.27701 | 0.98982 | 0.28657 | 0.98982 | 0.28657 | 0.98982 | 5.7379 | 6.8635 | 5.7379 | 6.8635
267042-Residential Condensor Coil Cleaning Resid MF CZ10 VintAll | 0.19331 | 0.0018102 | 0.18533 | 140.4 | 421.2 | 0 | 0 | 0.18466 | 0 | 0.18466 | 0 | 0.18466 | 0 | 0.18466 | 0 | 2.4381 | 2.4381 | 2.4381 | 2.4381
267035-High Refrigerant Charge Adjustment (>= ±20% rated charge) Resid MF CZ10 Vint01 | 0.25883 | 0.0024238 | 0.30796 | 187.9862 | 1879.8624 | -0.057889 | -0.57889 | 0.24089 | 0.98982 | 0.24089 | 0.98982 | 0.25638 | 0.98982 | 0.25638 | 0.98982 | 3.5484 | 4.2445 | 3.5484 | 4.2445
267042-Residential Condensor Coil Cleaning Resid MF CZ10 VintAll | 0.19331 | 0.0018102 | 0.18533 | 140.4 | 421.2 | 0 | 0 | 0.18466 | 0 | 0.18466 | 0 | 0.18466 | 0 | 0.18466 | 0 | 2.4381 | 2.4381 | 2.4381 | 2.4381
267002-High Refrigerant Charge Adjustment (>= ±20% rated charge) Resid SF CZ10 Vint04 | 0.44198 | 0.0041388 | 0.3558 | 321.0028 | 3210.0276 | -0.1218 | -1.218 | 0.28092 | 0.98982 | 0.28092 | 0.98982 | 0.28908 | 0.98982 | 0.28908 | 0.98982 | 6.1586 | 7.2463 | 6.1586 | 7.2463
267040-Residential Condensor Coil Cleaning Resid SF CZ10 VintAll | 0.28997 | 0.0027153 | 0.27799 | 210.6 | 631.8 | 0 | 0 | 0.22746 | 0 | 0.22746 | 0 | 0.22746 | 0 | 0.22746 | 0 | 3.6572 | 3.6572 | 3.6572 | 3.6572
267002-High Refrigerant Charge Adjustment (>= ±20% rated charge) Resid SF CZ10 Vint04 | 0.44198 | 0.0041388 | 0.3558 | 321.0028 | 3210.0276 | -0.1218 | -1.218 | 0.28092 | 0.98982 | 0.28092 | 0.98982 | 0.28908 | 0.98982 | 0.28908 | 0.98982 | 6.1586 | 7.2463 | 6.1586 | 7.2463
267040-Residential Condensor Coil Cleaning Resid SF CZ10 VintAll | 0.28997 | 0.0027153 | 0.27799 | 210.6 | 631.8 | 0 | 0 | 0.22746 | 0 | 0.22746 | 0 | 0.22746 | 0 | 0.22746 | 0 | 3.6572 | 3.6572 | 3.6572 | 3.6572
267002-High Refrigerant Charge Adjustment (>= ±20% rated charge) Resid SF CZ10 Vint04 | 0.44198 | 0.0041388 | 0.3558 | 321.0028 | 3210.0276 | -0.1218 | -1.218 | 0.28092 | 0.98982 | 0.28092 | 0.98982 | 0.28908 | 0.98982 | 0.28908 | 0.98982 | 6.1586 | 7.2463 | 6.1586 | 7.2463
267040-Residential Condensor Coil Cleaning Resid SF CZ10 VintAll | 0.28997 | 0.0027153 | 0.27799 | 210.6 | 631.8 | 0 | 0 | 0.22746 | 0 | 0.22746 | 0 | 0.22746 | 0 | 0.22746 | 0 | 3.6572 | 3.6572 | 3.6572 | 3.6572
267002-High Refrigerant Charge Adjustment (>= ±20% rated charge) Resid SF CZ10 Vint04 | 0.44198 | 0.0041388 | 0.3558 | 321.0028 | 3210.0276 | -0.1218 | -1.218 | 0.28092 | 0.98982 | 0.28092 | 0.98982 | 0.28908 | 0.98982 | 0.28908 | 0.98982 | 6.1586 | 7.2463 | 6.1586 | 7.2463
267040-Residential Condensor Coil Cleaning Resid SF CZ10 VintAll | 0.28997 | 0.0027153 | 0.27799 | 210.6 | 631.8 | 0 | 0 | 0.22746 | 0 | 0.22746 | 0 | 0.22746 | 0 | 0.22746 | 0 | 3.6572 | 3.6572 | 3.6572 | 3.6572
267004-High Refrigerant Charge Adjustment (>= ±20% rated charge) Resid SF CZ10 Vint01 | 0.23721 | 0.0022213 | 0.25413 | 172.2817 | 1722.8172 | -0.028543 | -0.28543 | 0.23397 | 0.98982 | 0.23397 | 0.98982 | 0.24918 | 0.98982 | 0.24918 | 0.98982 | 3.3074 | 3.8915 | 3.3074 | 3.8915
267040-Residential Condensor Coil Cleaning Resid SF CZ10 VintAll | 0.28997 | 0.0027153 | 0.27799 | 210.6 | 631.8 | 0 | 0 | 0.22746 | 0 | 0.22746 | 0 | 0.22746 | 0 | 0.22746 | 0 | 3.6572 | 3.6572 | 3.6572 | 3.6572
267040-Residential Condensor Coil Cleaning Resid SF CZ10 VintAll | 0.28997 | 0.0027153 | 0.27799 | 210.6 | 631.8 | 0 | 0 | 0.22746 | 0 | 0.22746 | 0 | 0.22746 | 0 | 0.22746 | 0 | 3.6572 | 3.6572 | 3.6572 | 3.6572
267040-Residential Condensor Coil Cleaning Resid SF CZ10 VintAll | 0.28997 | 0.0027153 | 0.27799 | 210.6 | 631.8 | 0 | 0 | 0.22746 | 0 | 0.22746 | 0 | 0.22746 | 0 | 0.22746 | 0 | 3.6572 | 3.6572 | 3.6572 | 3.6572
267040-Residential Condensor Coil Cleaning Resid SF CZ10 VintAll | 0.28997 | 0.0027153 | 0.27799 | 210.6 | 631.8 | 0 | 0 | 0.22746 | 0 | 0.22746 | 0 | 0.22746 | 0 | 0.22746 | 0 | 3.6572 | 3.6572 | 3.6572 | 3.6572
267002-High Refrigerant Charge Adjustment (>= ±20% rated charge) Resid SF CZ10 Vint04 | 0.44198 | 0.0041388 | 0.3558 | 321.0028 | 3210.0276 | -0.1218 | -1.218 | 0.28092 | 0.98982 | 0.28092 | 0.98982 | 0.28908 | 0.98982 | 0.28908 | 0.98982 | 6.1586 | 7.2463 | 6.1586 | 7.2463
267040-Residential Condensor Coil Cleaning Resid SF CZ10 VintAll | 0.28997 | 0.0027153 | 0.27799 | 210.6 | 631.8 | 0 | 0 | 0.22746 | 0 | 0.22746 | 0 | 0.22746 | 0 | 0.22746 | 0 | 3.6572 | 3.6572 | 3.6572 | 3.6572
267003-High Refrigerant Charge Adjustment (>= ±20% rated charge) Resid SF CZ10 Vint05 | 0.34898 | 0.0032679 | 0.37245 | 253.4548 | 2534.5476 | -0.11132 | -1.1132 | 0.26643 | 0.98982 | 0.26643 | 0.98982 | 0.27676 | 0.98982 | 0.27676 | 0.98982 | 4.8618 | 5.7204 | 4.8618 | 5.7204
267040-Residential Condensor Coil Cleaning Resid SF CZ10 VintAll | 0.28997 | 0.0027153 | 0.27799 | 210.6 | 631.8 | 0 | 0 | 0.22746 | 0 | 0.22746 | 0 | 0.22746 | 0 | 0.22746 | 0 | 3.6572 | 3.6572 | 3.6572 | 3.6572
267001-High Refrigerant Charge Adjustment (>= ±20% rated charge) Resid SFCZ10 Vint03 | 0.53365 | 0.0049972 | 0.28557 | 387.5804 | 3875.8044 | -0.10395 | -1.0395 | 0.29026 | 0.98982 | 0.29026 | 0.98982 | 0.29702 | 0.98982 | 0.29702 | 0.98982 | 7.4384 | 8.752 | 7.4384 | 8.752
267040-Residential Condensor Coil Cleaning Resid SF CZ10 VintAll | 0.28997 | 0.0027153 | 0.27799 | 210.6 | 631.8 | 0 | 0 | 0.22746 | 0 | 0.22746 | 0 | 0.22746 | 0 | 0.22746 | 0 | 3.6572 | 3.6572 | 3.6572 | 3.6572
267003-High Refrigerant Charge Adjustment (>= ±20% rated charge) Resid SF CZ10 Vint05 | 0.34898 | 0.0032679 | 0.37245 | 253.4548 | 2534.5476 | -0.11132 | -1.1132 | 0.26643 | 0.98982 | 0.26643 | 0.98982 | 0.27676 | 0.98982 | 0.27676 | 0.98982 | 4.8618 | 5.7204 | 4.8618 | 5.7204
267040-Residential Condensor Coil Cleaning Resid SF CZ10 VintAll | 0.28997 | 0.0027153 | 0.27799 | 210.6 | 631.8 | 0 | 0 | 0.22746 | 0 | 0.22746 | 0 | 0.22746 | 0 | 0.22746 | 0 | 3.6572 | 3.6572 | 3.6572 | 3.6572
267002-High Refrigerant Charge Adjustment (>= ±20% rated charge) Resid SF CZ10 Vint04 | 0.44198 | 0.0041388 | 0.3558 | 321.0028 | 3210.0276 | -0.1218 | -1.218 | 0.28092 | 0.98982 | 0.28092 | 0.98982 | 0.28908 | 0.98982 | 0.28908 | 0.98982 | 6.1586 | 7.2463 | 6.1586 | 7.2463
267040-Residential Condensor Coil Cleaning Resid SF CZ10 VintAll | 0.28997 | 0.0027153 | 0.27799 | 210.6 | 631.8 | 0 | 0 | 0.22746 | 0 | 0.22746 | 0 | 0.22746 | 0 | 0.22746 | 0 | 3.6572 | 3.6572 | 3.6572 | 3.6572
267004-High Refrigerant Charge Adjustment (>= ±20% rated charge) Resid SF CZ10 Vint01 | 0.23721 | 0.0022213 | 0.25413 | 172.2817 | 1722.8172 | -0.028543 | -0.28543 | 0.23397 | 0.98982 | 0.23397 | 0.98982 | 0.24918 | 0.98982 | 0.24918 | 0.98982 | 3.3074 | 3.8915 | 3.3074 | 3.8915
267040-Residential Condensor Coil Cleaning Resid SF CZ10 VintAll | 0.28997 | 0.0027153 | 0.27799 | 210.6 | 631.8 | 0 | 0 | 0.22746 | 0 | 0.22746 | 0 | 0.22746 | 0 | 0.22746 | 0 | 3.6572 | 3.6572 | 3.6572 | 3.6572
267002-High Refrigerant Charge Adjustment (>= ±20% rated charge) Resid SF CZ10 Vint04 | 0.44198 | 0.0041388 | 0.3558 | 321.0028 | 3210.0276 | -0.1218 | -1.218 | 0.28092 | 0.98982 | 0.28092 | 0.98982 | 0.28908 | 0.98982 | 0.28908 | 0.98982 | 6.1586 | 7.2463 | 6.1586 | 7.2463
267040-Residential Condensor Coil Cleaning Resid SF CZ10 VintAll | 0.28997 | 0.0027153 | 0.27799 | 210.6 | 631.8 | 0 | 0 | 0.22746 | 0 | 0.22746 | 0 | 0.22746 | 0 | 0.22746 | 0 | 3.6572 | 3.6572 | 3.6572 | 3.6572
267001-High Refrigerant Charge Adjustment (>= ±20% rated charge) Resid SFCZ10 Vint03 | 0.53365 | 0.0049972 | 0.28557 | 387.5804 | 3875.8044 | -0.10395 | -1.0395 | 0.29026 | 0.98982 | 0.29026 | 0.98982 | 0.29702 | 0.98982 | 0.29702 | 0.98982 | 7.4384 | 8.752 | 7.4384 | 8.752
267040-Residential Condensor Coil Cleaning Resid SF CZ10 VintAll | 0.28997 | 0.0027153 | 0.27799 | 210.6 | 631.8 | 0 | 0 | 0.22746 | 0 | 0.22746 | 0 | 0.22746 | 0 | 0.22746 | 0 | 3.6572 | 3.6572 | 3.6572 | 3.6572
267040-Residential Condensor Coil Cleaning Resid SF CZ10 VintAll | 0.28997 | 0.0027153 | 0.27799 | 210.6 | 631.8 | 0 | 0 | 0.22746 | 0 | 0.22746 | 0 | 0.22746 | 0 | 0.22746 | 0 | 3.6572 | 3.6572 | 3.6572 | 3.6572
267044-Commercial Condensor Coil Cleaning (all units - savings at 50% of DEER) Com All CZ07 VintAll | 0.076148 | 0.030378 | 0.1833 | 234 | 702 | 0 | 0 | 0.074214 | 0 | 0.074214 | 0 | 0.074213 | 0 | 0.074213 | 0 | 1.9633 | 1.9633 | 1.9633 | 1.9633
267029-Commercial HVAC Diagnostic/Tune-up Com All CZ07 VintAll | 0.022243 | 0.0088734 | 0.053265 | 68.3507 | 683.5071 | 0 | 0 | -0.033298 | 0 | -0.033298 | 0 | -0.022618 | 0 | -0.022618 | 0 | 0.8303 | 0.87809 | 0.8303 | 0.87809
267044-Commercial Condensor Coil Cleaning (all units - savings at 50% of DEER) Com All CZ07 VintAll | 0.030459 | 0.012151 | 0.07332 | 93.6 | 280.8 | 0 | 0 | 0.074214 | 0 | 0.074214 | 0 | 0.074213 | 0 | 0.074213 | 0 | 1.9633 | 1.9633 | 1.9633 | 1.9633
267044-Commercial Condensor Coil Cleaning (all units - savings at 50% of DEER) Com All CZ07 VintAll | 0.076148 | 0.030378 | 0.1833 | 234 | 702 | 0 | 0 | 0.074214 | 0 | 0.074214 | 0 | 0.074213 | 0 | 0.074213 | 0 | 1.9633 | 1.9633 | 1.9633 | 1.9633
267044-Commercial Condensor Coil Cleaning (all units - savings at 50% of DEER) Com All CZ07 VintAll | 0.01523 | 0.0060756 | 0.03666 | 46.8 | 140.4 | 0 | 0 | 0.065739 | 0 | 0.065739 | 0 | 0.035692 | 0 | 0.035692 | 0 | 1.7688 | 1.3089 | 1.7688 | 1.3089
267044-Commercial Condensor Coil Cleaning (all units - savings at 50% of DEER) Com All CZ07 VintAll | 0.060919 | 0.024303 | 0.14664 | 187.2 | 561.6 | 0 | 0 | 0.074214 | 0 | 0.074214 | 0 | 0.074213 | 0 | 0.074213 | 0 | 1.9633 | 1.9633 | 1.9633 | 1.9633
267029-Commercial HVAC Diagnostic/Tune-up Com All CZ07 VintAll | 0.033364 | 0.01331 | 0.079898 | 102.5261 | 1025.2606 | 0 | 0 | -0.037936 | 0 | -0.037936 | 0 | -0.053542 | 0 | -0.053542 | 0 | 0.81113 | 0.75265 | 0.81113 | 0.75265
267044-Commercial Condensor Coil Cleaning (all units - savings at 50% of DEER) Com All CZ07 VintAll | 0.045689 | 0.018227 | 0.10998 | 140.4 | 421.2 | 0 | 0 | 0.071389 | 0 | 0.071389 | 0 | 0.061372 | 0 | 0.061372 | 0 | 1.8939 | 1.6828 | 1.8939 | 1.6828
267044-Commercial Condensor Coil Cleaning (all units - savings at 50% of DEER) Com All CZ07 VintAll | 0.060919 | 0.024303 | 0.14664 | 187.2 | 561.6 | 0 | 0 | 0.074214 | 0 | 0.074214 | 0 | 0.074213 | 0 | 0.074213 | 0 | 1.9633 | 1.9633 | 1.9633 | 1.9633
267029-Commercial HVAC Diagnostic/Tune-up Com All CZ07 VintAll | 0.055607 | 0.022183 | 0.13316 | 170.8768 | 1708.7677 | 0 | 0 | -0.033298 | 0 | -0.033298 | 0 | -0.022618 | 0 | -0.022618 | 0 | 0.8303 | 0.87809 | 0.8303 | 0.87809
267044-Commercial Condensor Coil Cleaning (all units - savings at 50% of DEER) Com All CZ07 VintAll | 0.076148 | 0.030378 | 0.1833 | 234 | 702 | 0 | 0 | 0.074214 | 0 | 0.074214 | 0 | 0.074213 | 0 | 0.074213 | 0 | 1.9633 | 1.9633 | 1.9633 | 1.9633
267029-Commercial HVAC Diagnostic/Tune-up Com All CZ07 VintAll | 0.07785 | 0.031057 | 0.18643 | 239.2275 | 2392.2747 | 0 | 0 | -0.035286 | 0 | -0.035286 | 0 | -0.035871 | 0 | -0.035871 | 0 | 0.82197 | 0.81955 | 0.82197 | 0.81955
267044-Commercial Condensor Coil Cleaning (all units - savings at 50% of DEER) Com All CZ07 VintAll | 0.10661 | 0.042529 | 0.25662 | 327.6 | 982.8 | 0 | 0 | 0.073003 | 0 | 0.073003 | 0 | 0.06871 | 0 | 0.06871 | 0 | 1.9329 | 1.8324 | 1.9329 | 1.8324
267044-Commercial Condensor Coil Cleaning (all units - savings at 50% of DEER) Com All CZ07 VintAll | 0.076148 | 0.030378 | 0.1833 | 234 | 702 | 0 | 0 | 0.074214 | 0 | 0.074214 | 0 | 0.074213 | 0 | 0.074213 | 0 | 1.9633 | 1.9633 | 1.9633 | 1.9633
267020-Economizer Repair Com All CZ07 Vint05 | 0.85195 | 0.33987 | 0.013685 | 2618 | 13090 | 0 | 0 | 0.11503 | 0 | 0.11503 | 0 | 0.11541 | 0 | 0.11541 | 0 | 5.4289 | 5.5089 | 5.4289 | 5.5089
267044-Commercial Condensor Coil Cleaning (all units - savings at 50% of DEER) Com All CZ07 VintAll | 0.045689 | 0.018227 | 0.10998 | 140.4 | 421.2 | 0 | 0 | 0.074214 | 0 | 0.074214 | 0 | 0.074213 | 0 | 0.074213 | 0 | 1.9633 | 1.9633 | 1.9633 | 1.9633
267029-Commercial HVAC Diagnostic/Tune-up Com All CZ07 VintAll | 0.033364 | 0.01331 | 0.079898 | 102.5261 | 1025.2606 | 0 | 0 | -0.033298 | 0 | -0.033298 | 0 | -0.022618 | 0 | -0.022618 | 0 | 0.8303 | 0.87809 | 0.8303 | 0.87809
267044-Commercial Condensor Coil Cleaning (all units - savings at 50% of DEER) Com All CZ07 VintAll | 0.045689 | 0.018227 | 0.10998 | 140.4 | 421.2 | 0 | 0 | 0.074214 | 0 | 0.074214 | 0 | 0.074213 | 0 | 0.074213 | 0 | 1.9633 | 1.9633 | 1.9633 | 1.9633
267029-Commercial HVAC Diagnostic/Tune-up Com All CZ07 VintAll | 0.033364 | 0.01331 | 0.079898 | 102.5261 | 1025.2606 | 0 | 0 | -0.037936 | 0 | -0.037936 | 0 | -0.053542 | 0 | -0.053542 | 0 | 0.81113 | 0.75265 | 0.81113 | 0.75265
267044-Commercial Condensor Coil Cleaning (all units - savings at 50% of DEER) Com All CZ07 VintAll | 0.045689 | 0.018227 | 0.10998 | 140.4 | 421.2 | 0 | 0 | 0.071389 | 0 | 0.071389 | 0 | 0.061372 | 0 | 0.061372 | 0 | 1.8939 | 1.6828 | 1.8939 | 1.6828
267029-Commercial HVAC Diagnostic/Tune-up Com All CZ07 VintAll | 0.033364 | 0.01331 | 0.079898 | 102.5261 | 1025.2606 | 0 | 0 | -0.033298 | 0 | -0.033298 | 0 | -0.022618 | 0 | -0.022618 | 0 | 0.8303 | 0.87809 | 0.8303 | 0.87809
267044-Commercial Condensor Coil Cleaning (all units - savings at 50% of DEER) Com All CZ07 VintAll | 0.045689 | 0.018227 | 0.10998 | 140.4 | 421.2 | 0 | 0 | 0.074214 | 0 | 0.074214 | 0 | 0.074213 | 0 | 0.074213 | 0 | 1.9633 | 1.9633 | 1.9633 | 1.9633
267029-Commercial HVAC Diagnostic/Tune-up Com All CZ07 VintAll | 0.033364 | 0.01331 | 0.079898 | 102.5261 | 1025.2606 | 0 | 0 | -0.033298 | 0 | -0.033298 | 0 | -0.022618 | 0 | -0.022618 | 0 | 0.8303 | 0.87809 | 0.8303 | 0.87809
267044-Commercial Condensor Coil Cleaning (all units - savings at 50% of DEER) Com All CZ07 VintAll | 0.045689 | 0.018227 | 0.10998 | 140.4 | 421.2 | 0 | 0 | 0.074214 | 0 | 0.074214 | 0 | 0.074213 | 0 | 0.074213 | 0 | 1.9633 | 1.9633 | 1.9633 | 1.9633
267029-Commercial HVAC Diagnostic/Tune-up Com All CZ07 VintAll | 0.044485 | 0.017747 | 0.10653 | 136.7014 | 1367.0141 | 0 | 0 | -0.033298 | 0 | -0.033298 | 0 | -0.022618 | 0 | -0.022618 | 0 | 0.8303 | 0.87809 | 0.8303 | 0.87809
267044-Commercial Condensor Coil Cleaning (all units - savings at 50% of DEER) Com All CZ07 VintAll | 0.060919 | 0.024303 | 0.14664 | 187.2 | 561.6 | 0 | 0 | 0.074214 | 0 | 0.074214 | 0 | 0.074213 | 0 | 0.074213 | 0 | 1.9633 | 1.9633 | 1.9633 | 1.9633
267029-Commercial HVAC Diagnostic/Tune-up Com All CZ07 VintAll | 0.044485 | 0.017747 | 0.10653 | 136.7014 | 1367.0141 | 0 | 0 | -0.033298 | 0 | -0.033298 | 0 | -0.022618 | 0 | -0.022618 | 0 | 0.8303 | 0.87809 | 0.8303 | 0.87809
267044-Commercial Condensor Coil Cleaning (all units - savings at 50% of DEER) Com All CZ07 VintAll | 0.060919 | 0.024303 | 0.14664 | 187.2 | 561.6 | 0 | 0 | 0.074214 | 0 | 0.074214 | 0 | 0.074213 | 0 | 0.074213 | 0 | 1.9633 | 1.9633 | 1.9633 | 1.9633
267029-Commercial HVAC Diagnostic/Tune-up Com All CZ07 VintAll | 0.044485 | 0.017747 | 0.10653 | 136.7014 | 1367.0141 | 0 | 0 | -0.035037 | 0 | -0.035037 | 0 | -0.034215 | 0 | -0.034215 | 0 | 0.82301 | 0.82644 | 0.82301 | 0.82644
267044-Commercial Condensor Coil Cleaning (all units - savings at 50% of DEER) Com All CZ07 VintAll | 0.060919 | 0.024303 | 0.14664 | 187.2 | 561.6 | 0 | 0 | 0.073155 | 0 | 0.073155 | 0 | 0.069398 | 0 | 0.069398 | 0 | 1.9367 | 1.8478 | 1.9367 | 1.8478
267029-Commercial HVAC Diagnostic/Tune-up Com All CZ07 VintAll | 0.044485 | 0.017747 | 0.10653 | 136.7014 | 1367.0141 | 0 | 0 | -0.035037 | 0 | -0.035037 | 0 | -0.034215 | 0 | -0.034215 | 0 | 0.82301 | 0.82644 | 0.82301 | 0.82644
267044-Commercial Condensor Coil Cleaning (all units - savings at 50% of DEER) Com All CZ07 VintAll | 0.060919 | 0.024303 | 0.14664 | 187.2 | 561.6 | 0 | 0 | 0.073155 | 0 | 0.073155 | 0 | 0.069398 | 0 | 0.069398 | 0 | 1.9367 | 1.8478 | 1.9367 | 1.8478
267019-Economizer Repair Com All CZ07 Vint04 | 0.61407 | 0.24497 | 0.0102 | 1887 | 9435 | 0 | 0 | 0.12042 | 0 | 0.12042 | 0 | 0.12071 | 0 | 0.12071 | 0 | 6.8479 | 6.9487 | 6.8479 | 6.9487
267019-Economizer Repair Com All CZ07 Vint04 | 1.2281 | 0.48994 | 0.0204 | 3774 | 18870 | 0 | 0 | 0.12023 | 0 | 0.12023 | 0 | 0.11945 | 0 | 0.11945 | 0 | 6.7852 | 6.5399 | 6.7852 | 6.5399
267029-Commercial HVAC Diagnostic/Tune-up Com All CZ07 VintAll | 0.011121 | 0.0044367 | 0.026633 | 34.1754 | 341.7535 | 0 | 0 | -0.047213 | 0 | -0.047213 | 0 | -0.11539 | 0 | -0.11539 | 0 | 0.77532 | 0.5854 | 0.77532 | 0.5854
267044-Commercial Condensor Coil Cleaning (all units - savings at 50% of DEER) Com All CZ07 VintAll | 0.01523 | 0.0060756 | 0.03666 | 46.8 | 140.4 | 0 | 0 | 0.065739 | 0 | 0.065739 | 0 | 0.035692 | 0 | 0.035692 | 0 | 1.7688 | 1.3089 | 1.7688 | 1.3089
267029-Commercial HVAC Diagnostic/Tune-up Com All CZ07 VintAll | 0.011121 | 0.0044367 | 0.026633 | 34.1754 | 341.7535 | 0 | 0 | -0.047213 | 0 | -0.047213 | 0 | -0.11539 | 0 | -0.11539 | 0 | 0.77532 | 0.5854 | 0.77532 | 0.5854
267044-Commercial Condensor Coil Cleaning (all units - savings at 50% of DEER) Com All CZ07 VintAll | 0.01523 | 0.0060756 | 0.03666 | 46.8 | 140.4 | 0 | 0 | 0.065739 | 0 | 0.065739 | 0 | 0.035692 | 0 | 0.035692 | 0 | 1.7688 | 1.3089 | 1.7688 | 1.3089
267029-Commercial HVAC Diagnostic/Tune-up Com All CZ07 VintAll | 0.011121 | 0.0044367 | 0.026633 | 34.1754 | 341.7535 | 0 | 0 | -0.047213 | 0 | -0.047213 | 0 | -0.11539 | 0 | -0.11539 | 0 | 0.77532 | 0.5854 | 0.77532 | 0.5854
267044-Commercial Condensor Coil Cleaning (all units - savings at 50% of DEER) Com All CZ07 VintAll | 0.01523 | 0.0060756 | 0.03666 | 46.8 | 140.4 | 0 | 0 | 0.065739 | 0 | 0.065739 | 0 | 0.035692 | 0 | 0.035692 | 0 | 1.7688 | 1.3089 | 1.7688 | 1.3089
267029-Commercial HVAC Diagnostic/Tune-up Com All CZ07 VintAll | 0.022243 | 0.0088734 | 0.053265 | 68.3507 | 683.5071 | 0 | 0 | -0.033298 | 0 | -0.033298 | 0 | -0.022618 | 0 | -0.022618 | 0 | 0.8303 | 0.87809 | 0.8303 | 0.87809
267044-Commercial Condensor Coil Cleaning (all units - savings at 50% of DEER) Com All CZ07 VintAll | 0.030459 | 0.012151 | 0.07332 | 93.6 | 280.8 | 0 | 0 | 0.074214 | 0 | 0.074214 | 0 | 0.074213 | 0 | 0.074213 | 0 | 1.9633 | 1.9633 | 1.9633 | 1.9633
267029-Commercial HVAC Diagnostic/Tune-up Com All CZ07 VintAll | 0.011121 | 0.0044367 | 0.026633 | 34.1754 | 341.7535 | 0 | 0 | -0.047213 | 0 | -0.047213 | 0 | -0.11539 | 0 | -0.11539 | 0 | 0.77532 | 0.5854 | 0.77532 | 0.5854
267044-Commercial Condensor Coil Cleaning (all units - savings at 50% of DEER) Com All CZ07 VintAll | 0.01523 | 0.0060756 | 0.03666 | 46.8 | 140.4 | 0 | 0 | 0.065739 | 0 | 0.065739 | 0 | 0.035692 | 0 | 0.035692 | 0 | 1.7688 | 1.3089 | 1.7688 | 1.3089
267029-Commercial HVAC Diagnostic/Tune-up Com All CZ07 VintAll | 0.011121 | 0.0044367 | 0.026633 | 34.1754 | 341.7535 | 0 | 0 | -0.047213 | 0 | -0.047213 | 0 | -0.11539 | 0 | -0.11539 | 0 | 0.77532 | 0.5854 | 0.77532 | 0.5854
267044-Commercial Condensor Coil Cleaning (all units - savings at 50% of DEER) Com All CZ07 VintAll | 0.01523 | 0.0060756 | 0.03666 | 46.8 | 140.4 | 0 | 0 | 0.065739 | 0 | 0.065739 | 0 | 0.035692 | 0 | 0.035692 | 0 | 1.7688 | 1.3089 | 1.7688 | 1.3089
267029-Commercial HVAC Diagnostic/Tune-up Com All CZ07 VintAll | 0.011121 | 0.0044367 | 0.026633 | 34.1754 | 341.7535 | 0 | 0 | -0.047213 | 0 | -0.047213 | 0 | -0.11539 | 0 | -0.11539 | 0 | 0.77532 | 0.5854 | 0.77532 | 0.5854
267044-Commercial Condensor Coil Cleaning (all units - savings at 50% of DEER) Com All CZ07 VintAll | 0.01523 | 0.0060756 | 0.03666 | 46.8 | 140.4 | 0 | 0 | 0.065739 | 0 | 0.065739 | 0 | 0.035692 | 0 | 0.035692 | 0 | 1.7688 | 1.3089 | 1.7688 | 1.3089
267029-Commercial HVAC Diagnostic/Tune-up Com All CZ07 VintAll | 0.011121 | 0.0044367 | 0.026633 | 34.1754 | 341.7535 | 0 | 0 | -0.047213 | 0 | -0.047213 | 0 | -0.11539 | 0 | -0.11539 | 0 | 0.77532 | 0.5854 | 0.77532 | 0.5854
267044-Commercial Condensor Coil Cleaning (all units - savings at 50% of DEER) Com All CZ07 VintAll | 0.01523 | 0.0060756 | 0.03666 | 46.8 | 140.4 | 0 | 0 | 0.065739 | 0 | 0.065739 | 0 | 0.035692 | 0 | 0.035692 | 0 | 1.7688 | 1.3089 | 1.7688 | 1.3089
267029-Commercial HVAC Diagnostic/Tune-up Com All CZ07 VintAll | 0.022243 | 0.0088734 | 0.053265 | 68.3507 | 683.5071 | 0 | 0 | -0.033298 | 0 | -0.033298 | 0 | -0.022618 | 0 | -0.022618 | 0 | 0.8303 | 0.87809 | 0.8303 | 0.87809
267044-Commercial Condensor Coil Cleaning (all units - savings at 50% of DEER) Com All CZ07 VintAll | 0.030459 | 0.012151 | 0.07332 | 93.6 | 280.8 | 0 | 0 | 0.074214 | 0 | 0.074214 | 0 | 0.074213 | 0 | 0.074213 | 0 | 1.9633 | 1.9633 | 1.9633 | 1.9633
267029-Commercial HVAC Diagnostic/Tune-up Com All CZ07 VintAll | 0.011121 | 0.0044367 | 0.026633 | 34.1754 | 341.7535 | 0 | 0 | -0.047213 | 0 | -0.047213 | 0 | -0.11539 | 0 | -0.11539 | 0 | 0.77532 | 0.5854 | 0.77532 | 0.5854
267044-Commercial Condensor Coil Cleaning (all units - savings at 50% of DEER) Com All CZ07 VintAll | 0.01523 | 0.0060756 | 0.03666 | 46.8 | 140.4 | 0 | 0 | 0.065739 | 0 | 0.065739 | 0 | 0.035692 | 0 | 0.035692 | 0 | 1.7688 | 1.3089 | 1.7688 | 1.3089
267029-Commercial HVAC Diagnostic/Tune-up Com All CZ07 VintAll | 0.022243 | 0.0088734 | 0.053265 | 68.3507 | 683.5071 | 0 | 0 | -0.033298 | 0 | -0.033298 | 0 | -0.022618 | 0 | -0.022618 | 0 | 0.8303 | 0.87809 | 0.8303 | 0.87809
267044-Commercial Condensor Coil Cleaning (all units - savings at 50% of DEER) Com All CZ07 VintAll | 0.030459 | 0.012151 | 0.07332 | 93.6 | 280.8 | 0 | 0 | 0.074214 | 0 | 0.074214 | 0 | 0.074213 | 0 | 0.074213 | 0 | 1.9633 | 1.9633 | 1.9633 | 1.9633
267029-Commercial HVAC Diagnostic/Tune-up Com All CZ07 VintAll | 0.022243 | 0.0088734 | 0.053265 | 68.3507 | 683.5071 | 0 | 0 | -0.033298 | 0 | -0.033298 | 0 | -0.022618 | 0 | -0.022618 | 0 | 0.8303 | 0.87809 | 0.8303 | 0.87809
267044-Commercial Condensor Coil Cleaning (all units - savings at 50% of DEER) Com All CZ07 VintAll | 0.030459 | 0.012151 | 0.07332 | 93.6 | 280.8 | 0 | 0 | 0.074214 | 0 | 0.074214 | 0 | 0.074213 | 0 | 0.074213 | 0 | 1.9633 | 1.9633 | 1.9633 | 1.9633
267029-Commercial HVAC Diagnostic/Tune-up Com All CZ07 VintAll | 0.022243 | 0.0088734 | 0.053265 | 68.3507 | 683.5071 | 0 | 0 | -0.033298 | 0 | -0.033298 | 0 | -0.022618 | 0 | -0.022618 | 0 | 0.8303 | 0.87809 | 0.8303 | 0.87809
267044-Commercial Condensor Coil Cleaning (all units - savings at 50% of DEER) Com All CZ07 VintAll | 0.030459 | 0.012151 | 0.07332 | 93.6 | 280.8 | 0 | 0 | 0.074214 | 0 | 0.074214 | 0 | 0.074213 | 0 | 0.074213 | 0 | 1.9633 | 1.9633 | 1.9633 | 1.9633
267029-Commercial HVAC Diagnostic/Tune-up Com All CZ07 VintAll | 0.011121 | 0.0044367 | 0.026633 | 34.1754 | 341.7535 | 0 | 0 | -0.047213 | 0 | -0.047213 | 0 | -0.11539 | 0 | -0.11539 | 0 | 0.77532 | 0.5854 | 0.77532 | 0.5854
267044-Commercial Condensor Coil Cleaning (all units - savings at 50% of DEER) Com All CZ07 VintAll | 0.01523 | 0.0060756 | 0.03666 | 46.8 | 140.4 | 0 | 0 | 0.065739 | 0 | 0.065739 | 0 | 0.035692 | 0 | 0.035692 | 0 | 1.7688 | 1.3089 | 1.7688 | 1.3089
267029-Commercial HVAC Diagnostic/Tune-up Com All CZ07 VintAll | 0.011121 | 0.0044367 | 0.026633 | 34.1754 | 341.7535 | 0 | 0 | -0.047213 | 0 | -0.047213 | 0 | -0.11539 | 0 | -0.11539 | 0 | 0.77532 | 0.5854 | 0.77532 | 0.5854
267044-Commercial Condensor Coil Cleaning (all units - savings at 50% of DEER) Com All CZ07 VintAll | 0.01523 | 0.0060756 | 0.03666 | 46.8 | 140.4 | 0 | 0 | 0.065739 | 0 | 0.065739 | 0 | 0.035692 | 0 | 0.035692 | 0 | 1.7688 | 1.3089 | 1.7688 | 1.3089
267029-Commercial HVAC Diagnostic/Tune-up Com All CZ07 VintAll | 0.022243 | 0.0088734 | 0.053265 | 68.3507 | 683.5071 | 0 | 0 | -0.033298 | 0 | -0.033298 | 0 | -0.022618 | 0 | -0.022618 | 0 | 0.8303 | 0.87809 | 0.8303 | 0.87809
267044-Commercial Condensor Coil Cleaning (all units - savings at 50% of DEER) Com All CZ07 VintAll | 0.030459 | 0.012151 | 0.07332 | 93.6 | 280.8 | 0 | 0 | 0.074214 | 0 | 0.074214 | 0 | 0.074213 | 0 | 0.074213 | 0 | 1.9633 | 1.9633 | 1.9633 | 1.9633
267029-Commercial HVAC Diagnostic/Tune-up Com All CZ07 VintAll | 0.011121 | 0.0044367 | 0.026633 | 34.1754 | 341.7535 | 0 | 0 | -0.047213 | 0 | -0.047213 | 0 | -0.11539 | 0 | -0.11539 | 0 | 0.77532 | 0.5854 | 0.77532 | 0.5854
267044-Commercial Condensor Coil Cleaning (all units - savings at 50% of DEER) Com All CZ07 VintAll | 0.01523 | 0.0060756 | 0.03666 | 46.8 | 140.4 | 0 | 0 | 0.065739 | 0 | 0.065739 | 0 | 0.035692 | 0 | 0.035692 | 0 | 1.7688 | 1.3089 | 1.7688 | 1.3089
267029-Commercial HVAC Diagnostic/Tune-up Com All CZ07 VintAll | 0.022243 | 0.0088734 | 0.053265 | 68.3507 | 683.5071 | 0 | 0 | -0.033298 | 0 | -0.033298 | 0 | -0.022618 | 0 | -0.022618 | 0 | 0.8303 | 0.87809 | 0.8303 | 0.87809
267044-Commercial Condensor Coil Cleaning (all units - savings at 50% of DEER) Com All CZ07 VintAll | 0.030459 | 0.012151 | 0.07332 | 93.6 | 280.8 | 0 | 0 | 0.074214 | 0 | 0.074214 | 0 | 0.074213 | 0 | 0.074213 | 0 | 1.9633 | 1.9633 | 1.9633 | 1.9633
267029-Commercial HVAC Diagnostic/Tune-up Com All CZ07 VintAll | 0.022243 | 0.0088734 | 0.053265 | 68.3507 | 683.5071 | 0 | 0 | -0.033298 | 0 | -0.033298 | 0 | -0.022618 | 0 | -0.022618 | 0 | 0.8303 | 0.87809 | 0.8303 | 0.87809
267044-Commercial Condensor Coil Cleaning (all units - savings at 50% of DEER) Com All CZ07 VintAll | 0.030459 | 0.012151 | 0.07332 | 93.6 | 280.8 | 0 | 0 | 0.074214 | 0 | 0.074214 | 0 | 0.074213 | 0 | 0.074213 | 0 | 1.9633 | 1.9633 | 1.9633 | 1.9633
267029-Commercial HVAC Diagnostic/Tune-up Com All CZ07 VintAll | 0.022243 | 0.0088734 | 0.053265 | 68.3507 | 683.5071 | 0 | 0 | -0.033298 | 0 | -0.033298 | 0 | -0.022618 | 0 | -0.022618 | 0 | 0.8303 | 0.87809 | 0.8303 | 0.87809
267044-Commercial Condensor Coil Cleaning (all units - savings at 50% of DEER) Com All CZ07 VintAll | 0.030459 | 0.012151 | 0.07332 | 93.6 | 280.8 | 0 | 0 | 0.074214 | 0 | 0.074214 | 0 | 0.074213 | 0 | 0.074213 | 0 | 1.9633 | 1.9633 | 1.9633 | 1.9633
267029-Commercial HVAC Diagnostic/Tune-up Com All CZ07 VintAll | 0.022243 | 0.0088734 | 0.053265 | 68.3507 | 683.5071 | 0 | 0 | -0.033298 | 0 | -0.033298 | 0 | -0.022618 | 0 | -0.022618 | 0 | 0.8303 | 0.87809 | 0.8303 | 0.87809
267044-Commercial Condensor Coil Cleaning (all units - savings at 50% of DEER) Com All CZ07 VintAll | 0.030459 | 0.012151 | 0.07332 | 93.6 | 280.8 | 0 | 0 | 0.074214 | 0 | 0.074214 | 0 | 0.074213 | 0 | 0.074213 | 0 | 1.9633 | 1.9633 | 1.9633 | 1.9633
267029-Commercial HVAC Diagnostic/Tune-up Com All CZ07 VintAll | 0.011121 | 0.0044367 | 0.026633 | 34.1754 | 341.7535 | 0 | 0 | -0.047213 | 0 | -0.047213 | 0 | -0.11539 | 0 | -0.11539 | 0 | 0.77532 | 0.5854 | 0.77532 | 0.5854
267044-Commercial Condensor Coil Cleaning (all units - savings at 50% of DEER) Com All CZ07 VintAll | 0.01523 | 0.0060756 | 0.03666 | 46.8 | 140.4 | 0 | 0 | 0.065739 | 0 | 0.065739 | 0 | 0.035692 | 0 | 0.035692 | 0 | 1.7688 | 1.3089 | 1.7688 | 1.3089
267029-Commercial HVAC Diagnostic/Tune-up Com All CZ07 VintAll | 0.011121 | 0.0044367 | 0.026633 | 34.1754 | 341.7535 | 0 | 0 | -0.047213 | 0 | -0.047213 | 0 | -0.11539 | 0 | -0.11539 | 0 | 0.77532 | 0.5854 | 0.77532 | 0.5854
267044-Commercial Condensor Coil Cleaning (all units - savings at 50% of DEER) Com All CZ07 VintAll | 0.01523 | 0.0060756 | 0.03666 | 46.8 | 140.4 | 0 | 0 | 0.065739 | 0 | 0.065739 | 0 | 0.035692 | 0 | 0.035692 | 0 | 1.7688 | 1.3089 | 1.7688 | 1.3089
267029-Commercial HVAC Diagnostic/Tune-up Com All CZ07 VintAll | 0.011121 | 0.0044367 | 0.026633 | 34.1754 | 341.7535 | 0 | 0 | -0.047213 | 0 | -0.047213 | 0 | -0.11539 | 0 | -0.11539 | 0 | 0.77532 | 0.5854 | 0.77532 | 0.5854
267044-Commercial Condensor Coil Cleaning (all units - savings at 50% of DEER) Com All CZ07 VintAll | 0.01523 | 0.0060756 | 0.03666 | 46.8 | 140.4 | 0 | 0 | 0.065739 | 0 | 0.065739 | 0 | 0.035692 | 0 | 0.035692 | 0 | 1.7688 | 1.3089 | 1.7688 | 1.3089
267029-Commercial HVAC Diagnostic/Tune-up Com All CZ07 VintAll | 0.011121 | 0.0044367 | 0.026633 | 34.1754 | 341.7535 | 0 | 0 | -0.047213 | 0 | -0.047213 | 0 | -0.11539 | 0 | -0.11539 | 0 | 0.77532 | 0.5854 | 0.77532 | 0.5854
267044-Commercial Condensor Coil Cleaning (all units - savings at 50% of DEER) Com All CZ07 VintAll | 0.01523 | 0.0060756 | 0.03666 | 46.8 | 140.4 | 0 | 0 | 0.065739 | 0 | 0.065739 | 0 | 0.035692 | 0 | 0.035692 | 0 | 1.7688 | 1.3089 | 1.7688 | 1.3089
267029-Commercial HVAC Diagnostic/Tune-up Com All CZ07 VintAll | 0.011121 | 0.0044367 | 0.026633 | 34.1754 | 341.7535 | 0 | 0 | -0.047213 | 0 | -0.047213 | 0 | -0.11539 | 0 | -0.11539 | 0 | 0.77532 | 0.5854 | 0.77532 | 0.5854
267044-Commercial Condensor Coil Cleaning (all units - savings at 50% of DEER) Com All CZ07 VintAll | 0.01523 | 0.0060756 | 0.03666 | 46.8 | 140.4 | 0 | 0 | 0.065739 | 0 | 0.065739 | 0 | 0.035692 | 0 | 0.035692 | 0 | 1.7688 | 1.3089 | 1.7688 | 1.3089
267029-Commercial HVAC Diagnostic/Tune-up Com All CZ07 VintAll | 0.011121 | 0.0044367 | 0.026633 | 34.1754 | 341.7535 | 0 | 0 | -0.047213 | 0 | -0.047213 | 0 | -0.11539 | 0 | -0.11539 | 0 | 0.77532 | 0.5854 | 0.77532 | 0.5854
267044-Commercial Condensor Coil Cleaning (all units - savings at 50% of DEER) Com All CZ07 VintAll | 0.01523 | 0.0060756 | 0.03666 | 46.8 | 140.4 | 0 | 0 | 0.065739 | 0 | 0.065739 | 0 | 0.035692 | 0 | 0.035692 | 0 | 1.7688 | 1.3089 | 1.7688 | 1.3089
267029-Commercial HVAC Diagnostic/Tune-up Com All CZ07 VintAll | 0.011121 | 0.0044367 | 0.026633 | 34.1754 | 341.7535 | 0 | 0 | -0.047213 | 0 | -0.047213 | 0 | -0.11539 | 0 | -0.11539 | 0 | 0.77532 | 0.5854 | 0.77532 | 0.5854
267044-Commercial Condensor Coil Cleaning (all units - savings at 50% of DEER) Com All CZ07 VintAll | 0.01523 | 0.0060756 | 0.03666 | 46.8 | 140.4 | 0 | 0 | 0.065739 | 0 | 0.065739 | 0 | 0.035692 | 0 | 0.035692 | 0 | 1.7688 | 1.3089 | 1.7688 | 1.3089
267029-Commercial HVAC Diagnostic/Tune-up Com All CZ07 VintAll | 0.011121 | 0.0044367 | 0.026633 | 34.1754 | 341.7535 | 0 | 0 | -0.047213 | 0 | -0.047213 | 0 | -0.11539 | 0 | -0.11539 | 0 | 0.77532 | 0.5854 | 0.77532 | 0.5854
267044-Commercial Condensor Coil Cleaning (all units - savings at 50% of DEER) Com All CZ07 VintAll | 0.01523 | 0.0060756 | 0.03666 | 46.8 | 140.4 | 0 | 0 | 0.065739 | 0 | 0.065739 | 0 | 0.035692 | 0 | 0.035692 | 0 | 1.7688 | 1.3089 | 1.7688 | 1.3089
267029-Commercial HVAC Diagnostic/Tune-up Com All CZ07 VintAll | 0.011121 | 0.0044367 | 0.026633 | 34.1754 | 341.7535 | 0 | 0 | -0.047213 | 0 | -0.047213 | 0 | -0.11539 | 0 | -0.11539 | 0 | 0.77532 | 0.5854 | 0.77532 | 0.5854
267044-Commercial Condensor Coil Cleaning (all units - savings at 50% of DEER) Com All CZ07 VintAll | 0.01523 | 0.0060756 | 0.03666 | 46.8 | 140.4 | 0 | 0 | 0.065739 | 0 | 0.065739 | 0 | 0.035692 | 0 | 0.035692 | 0 | 1.7688 | 1.3089 | 1.7688 | 1.3089
267029-Commercial HVAC Diagnostic/Tune-up Com All CZ07 VintAll | 0.022243 | 0.0088734 | 0.053265 | 68.3507 | 683.5071 | 0 | 0 | -0.033298 | 0 | -0.033298 | 0 | -0.022618 | 0 | -0.022618 | 0 | 0.8303 | 0.87809 | 0.8303 | 0.87809
267044-Commercial Condensor Coil Cleaning (all units - savings at 50% of DEER) Com All CZ07 VintAll | 0.030459 | 0.012151 | 0.07332 | 93.6 | 280.8 | 0 | 0 | 0.074214 | 0 | 0.074214 | 0 | 0.074213 | 0 | 0.074213 | 0 | 1.9633 | 1.9633 | 1.9633 | 1.9633
267029-Commercial HVAC Diagnostic/Tune-up Com All CZ07 VintAll | 0.011121 | 0.0044367 | 0.026633 | 34.1754 | 341.7535 | 0 | 0 | -0.047213 | 0 | -0.047213 | 0 | -0.11539 | 0 | -0.11539 | 0 | 0.77532 | 0.5854 | 0.77532 | 0.5854
267044-Commercial Condensor Coil Cleaning (all units - savings at 50% of DEER) Com All CZ07 VintAll | 0.01523 | 0.0060756 | 0.03666 | 46.8 | 140.4 | 0 | 0 | 0.065739 | 0 | 0.065739 | 0 | 0.035692 | 0 | 0.035692 | 0 | 1.7688 | 1.3089 | 1.7688 | 1.3089
267029-Commercial HVAC Diagnostic/Tune-up Com All CZ07 VintAll | 0.011121 | 0.0044367 | 0.026633 | 34.1754 | 341.7535 | 0 | 0 | -0.047213 | 0 | -0.047213 | 0 | -0.11539 | 0 | -0.11539 | 0 | 0.77532 | 0.5854 | 0.77532 | 0.5854
267044-Commercial Condensor Coil Cleaning (all units - savings at 50% of DEER) Com All CZ07 VintAll | 0.01523 | 0.0060756 | 0.03666 | 46.8 | 140.4 | 0 | 0 | 0.065739 | 0 | 0.065739 | 0 | 0.035692 | 0 | 0.035692 | 0 | 1.7688 | 1.3089 | 1.7688 | 1.3089
267029-Commercial HVAC Diagnostic/Tune-up Com All CZ07 VintAll | 0.011121 | 0.0044367 | 0.026633 | 34.1754 | 341.7535 | 0 | 0 | -0.047213 | 0 | -0.047213 | 0 | -0.11539 | 0 | -0.11539 | 0 | 0.77532 | 0.5854 | 0.77532 | 0.5854
267044-Commercial Condensor Coil Cleaning (all units - savings at 50% of DEER) Com All CZ07 VintAll | 0.01523 | 0.0060756 | 0.03666 | 46.8 | 140.4 | 0 | 0 | 0.065739 | 0 | 0.065739 | 0 | 0.035692 | 0 | 0.035692 | 0 | 1.7688 | 1.3089 | 1.7688 | 1.3089
267029-Commercial HVAC Diagnostic/Tune-up Com All CZ07 VintAll | 0.022243 | 0.0088734 | 0.053265 | 68.3507 | 683.5071 | 0 | 0 | -0.033298 | 0 | -0.033298 | 0 | -0.022618 | 0 | -0.022618 | 0 | 0.8303 | 0.87809 | 0.8303 | 0.87809
267044-Commercial Condensor Coil Cleaning (all units - savings at 50% of DEER) Com All CZ07 VintAll | 0.030459 | 0.012151 | 0.07332 | 93.6 | 280.8 | 0 | 0 | 0.074214 | 0 | 0.074214 | 0 | 0.074213 | 0 | 0.074213 | 0 | 1.9633 | 1.9633 | 1.9633 | 1.9633
267029-Commercial HVAC Diagnostic/Tune-up Com All CZ07 VintAll | 0.011121 | 0.0044367 | 0.026633 | 34.1754 | 341.7535 | 0 | 0 | -0.047213 | 0 | -0.047213 | 0 | -0.11539 | 0 | -0.11539 | 0 | 0.77532 | 0.5854 | 0.77532 | 0.5854
267044-Commercial Condensor Coil Cleaning (all units - savings at 50% of DEER) Com All CZ07 VintAll | 0.01523 | 0.0060756 | 0.03666 | 46.8 | 140.4 | 0 | 0 | 0.065739 | 0 | 0.065739 | 0 | 0.035692 | 0 | 0.035692 | 0 | 1.7688 | 1.3089 | 1.7688 | 1.3089
267029-Commercial HVAC Diagnostic/Tune-up Com All CZ07 VintAll | 0.011121 | 0.0044367 | 0.026633 | 34.1754 | 341.7535 | 0 | 0 | -0.047213 | 0 | -0.047213 | 0 | -0.11539 | 0 | -0.11539 | 0 | 0.77532 | 0.5854 | 0.77532 | 0.5854
267044-Commercial Condensor Coil Cleaning (all units - savings at 50% of DEER) Com All CZ07 VintAll | 0.01523 | 0.0060756 | 0.03666 | 46.8 | 140.4 | 0 | 0 | 0.065739 | 0 | 0.065739 | 0 | 0.035692 | 0 | 0.035692 | 0 | 1.7688 | 1.3089 | 1.7688 | 1.3089
267029-Commercial HVAC Diagnostic/Tune-up Com All CZ07 VintAll | 0.022243 | 0.0088734 | 0.053265 | 68.3507 | 683.5071 | 0 | 0 | -0.033298 | 0 | -0.033298 | 0 | -0.022618 | 0 | -0.022618 | 0 | 0.8303 | 0.87809 | 0.8303 | 0.87809
267044-Commercial Condensor Coil Cleaning (all units - savings at 50% of DEER) Com All CZ07 VintAll | 0.030459 | 0.012151 | 0.07332 | 93.6 | 280.8 | 0 | 0 | 0.074214 | 0 | 0.074214 | 0 | 0.074213 | 0 | 0.074213 | 0 | 1.9633 | 1.9633 | 1.9633 | 1.9633
267029-Commercial HVAC Diagnostic/Tune-up Com All CZ07 VintAll | 0.011121 | 0.0044367 | 0.026633 | 34.1754 | 341.7535 | 0 | 0 | -0.047213 | 0 | -0.047213 | 0 | -0.11539 | 0 | -0.11539 | 0 | 0.77532 | 0.5854 | 0.77532 | 0.5854
267044-Commercial Condensor Coil Cleaning (all units - savings at 50% of DEER) Com All CZ07 VintAll | 0.01523 | 0.0060756 | 0.03666 | 46.8 | 140.4 | 0 | 0 | 0.065739 | 0 | 0.065739 | 0 | 0.035692 | 0 | 0.035692 | 0 | 1.7688 | 1.3089 | 1.7688 | 1.3089
267029-Commercial HVAC Diagnostic/Tune-up Com All CZ07 VintAll | 0.011121 | 0.0044367 | 0.026633 | 34.1754 | 341.7535 | 0 | 0 | -0.047213 | 0 | -0.047213 | 0 | -0.11539 | 0 | -0.11539 | 0 | 0.77532 | 0.5854 | 0.77532 | 0.5854
267044-Commercial Condensor Coil Cleaning (all units - savings at 50% of DEER) Com All CZ07 VintAll | 0.01523 | 0.0060756 | 0.03666 | 46.8 | 140.4 | 0 | 0 | 0.065739 | 0 | 0.065739 | 0 | 0.035692 | 0 | 0.035692 | 0 | 1.7688 | 1.3089 | 1.7688 | 1.3089
267029-Commercial HVAC Diagnostic/Tune-up Com All CZ07 VintAll | 0.011121 | 0.0044367 | 0.026633 | 34.1754 | 341.7535 | 0 | 0 | -0.047213 | 0 | -0.047213 | 0 | -0.11539 | 0 | -0.11539 | 0 | 0.77532 | 0.5854 | 0.77532 | 0.5854
267044-Commercial Condensor Coil Cleaning (all units - savings at 50% of DEER) Com All CZ07 VintAll | 0.01523 | 0.0060756 | 0.03666 | 46.8 | 140.4 | 0 | 0 | 0.065739 | 0 | 0.065739 | 0 | 0.035692 | 0 | 0.035692 | 0 | 1.7688 | 1.3089 | 1.7688 | 1.3089
267029-Commercial HVAC Diagnostic/Tune-up Com All CZ07 VintAll | 0.011121 | 0.0044367 | 0.026633 | 34.1754 | 341.7535 | 0 | 0 | -0.047213 | 0 | -0.047213 | 0 | -0.11539 | 0 | -0.11539 | 0 | 0.77532 | 0.5854 | 0.77532 | 0.5854
267044-Commercial Condensor Coil Cleaning (all units - savings at 50% of DEER) Com All CZ07 VintAll | 0.01523 | 0.0060756 | 0.03666 | 46.8 | 140.4 | 0 | 0 | 0.065739 | 0 | 0.065739 | 0 | 0.035692 | 0 | 0.035692 | 0 | 1.7688 | 1.3089 | 1.7688 | 1.3089
267029-Commercial HVAC Diagnostic/Tune-up Com All CZ07 VintAll | 0.022243 | 0.0088734 | 0.053265 | 68.3507 | 683.5071 | 0 | 0 | -0.033298 | 0 | -0.033298 | 0 | -0.022618 | 0 | -0.022618 | 0 | 0.8303 | 0.87809 | 0.8303 | 0.87809
267044-Commercial Condensor Coil Cleaning (all units - savings at 50% of DEER) Com All CZ07 VintAll | 0.030459 | 0.012151 | 0.07332 | 93.6 | 280.8 | 0 | 0 | 0.074214 | 0 | 0.074214 | 0 | 0.074213 | 0 | 0.074213 | 0 | 1.9633 | 1.9633 | 1.9633 | 1.9633
267044-Commercial Condensor Coil Cleaning (all units - savings at 50% of DEER) Com All CZ07 VintAll | 0.01523 | 0.0060756 | 0.03666 | 46.8 | 140.4 | 0 | 0 | 0.065739 | 0 | 0.065739 | 0 | 0.035692 | 0 | 0.035692 | 0 | 1.7688 | 1.3089 | 1.7688 | 1.3089
267029-Commercial HVAC Diagnostic/Tune-up Com All CZ07 VintAll | 0.011121 | 0.0044367 | 0.026633 | 34.1754 | 341.7535 | 0 | 0 | -0.047213 | 0 | -0.047213 | 0 | -0.11539 | 0 | -0.11539 | 0 | 0.77532 | 0.5854 | 0.77532 | 0.5854
267044-Commercial Condensor Coil Cleaning (all units - savings at 50% of DEER) Com All CZ07 VintAll | 0.01523 | 0.0060756 | 0.03666 | 46.8 | 140.4 | 0 | 0 | 0.065739 | 0 | 0.065739 | 0 | 0.035692 | 0 | 0.035692 | 0 | 1.7688 | 1.3089 | 1.7688 | 1.3089
267029-Commercial HVAC Diagnostic/Tune-up Com All CZ07 VintAll | 0.011121 | 0.0044367 | 0.026633 | 34.1754 | 341.7535 | 0 | 0 | -0.047213 | 0 | -0.047213 | 0 | -0.11539 | 0 | -0.11539 | 0 | 0.77532 | 0.5854 | 0.77532 | 0.5854
267044-Commercial Condensor Coil Cleaning (all units - savings at 50% of DEER) Com All CZ07 VintAll | 0.01523 | 0.0060756 | 0.03666 | 46.8 | 140.4 | 0 | 0 | 0.065739 | 0 | 0.065739 | 0 | 0.035692 | 0 | 0.035692 | 0 | 1.7688 | 1.3089 | 1.7688 | 1.3089
267029-Commercial HVAC Diagnostic/Tune-up Com All CZ07 VintAll | 0.011121 | 0.0044367 | 0.026633 | 34.1754 | 341.7535 | 0 | 0 | -0.047213 | 0 | -0.047213 | 0 | -0.11539 | 0 | -0.11539 | 0 | 0.77532 | 0.5854 | 0.77532 | 0.5854
267044-Commercial Condensor Coil Cleaning (all units - savings at 50% of DEER) Com All CZ07 VintAll | 0.01523 | 0.0060756 | 0.03666 | 46.8 | 140.4 | 0 | 0 | 0.065739 | 0 | 0.065739 | 0 | 0.035692 | 0 | 0.035692 | 0 | 1.7688 | 1.3089 | 1.7688 | 1.3089
267029-Commercial HVAC Diagnostic/Tune-up Com All CZ07 VintAll | 0.022243 | 0.0088734 | 0.053265 | 68.3507 | 683.5071 | 0 | 0 | -0.033298 | 0 | -0.033298 | 0 | -0.022618 | 0 | -0.022618 | 0 | 0.8303 | 0.87809 | 0.8303 | 0.87809
267044-Commercial Condensor Coil Cleaning (all units - savings at 50% of DEER) Com All CZ07 VintAll | 0.030459 | 0.012151 | 0.07332 | 93.6 | 280.8 | 0 | 0 | 0.074214 | 0 | 0.074214 | 0 | 0.074213 | 0 | 0.074213 | 0 | 1.9633 | 1.9633 | 1.9633 | 1.9633
267029-Commercial HVAC Diagnostic/Tune-up Com All CZ07 VintAll | 0.022243 | 0.0088734 | 0.053265 | 68.3507 | 683.5071 | 0 | 0 | -0.033298 | 0 | -0.033298 | 0 | -0.022618 | 0 | -0.022618 | 0 | 0.8303 | 0.87809 | 0.8303 | 0.87809
267044-Commercial Condensor Coil Cleaning (all units - savings at 50% of DEER) Com All CZ07 VintAll | 0.030459 | 0.012151 | 0.07332 | 93.6 | 280.8 | 0 | 0 | 0.074214 | 0 | 0.074214 | 0 | 0.074213 | 0 | 0.074213 | 0 | 1.9633 | 1.9633 | 1.9633 | 1.9633
267029-Commercial HVAC Diagnostic/Tune-up Com All CZ07 VintAll | 0.022243 | 0.0088734 | 0.053265 | 68.3507 | 683.5071 | 0 | 0 | -0.033298 | 0 | -0.033298 | 0 | -0.022618 | 0 | -0.022618 | 0 | 0.8303 | 0.87809 | 0.8303 | 0.87809
267044-Commercial Condensor Coil Cleaning (all units - savings at 50% of DEER) Com All CZ07 VintAll | 0.030459 | 0.012151 | 0.07332 | 93.6 | 280.8 | 0 | 0 | 0.074214 | 0 | 0.074214 | 0 | 0.074213 | 0 | 0.074213 | 0 | 1.9633 | 1.9633 | 1.9633 | 1.9633
267029-Commercial HVAC Diagnostic/Tune-up Com All CZ07 VintAll | 0.022243 | 0.0088734 | 0.053265 | 68.3507 | 683.5071 | 0 | 0 | -0.033298 | 0 | -0.033298 | 0 | -0.022618 | 0 | -0.022618 | 0 | 0.8303 | 0.87809 | 0.8303 | 0.87809
267044-Commercial Condensor Coil Cleaning (all units - savings at 50% of DEER) Com All CZ07 VintAll | 0.030459 | 0.012151 | 0.07332 | 93.6 | 280.8 | 0 | 0 | 0.074214 | 0 | 0.074214 | 0 | 0.074213 | 0 | 0.074213 | 0 | 1.9633 | 1.9633 | 1.9633 | 1.9633
267029-Commercial HVAC Diagnostic/Tune-up Com All CZ07 VintAll | 0.011121 | 0.0044367 | 0.026633 | 34.1754 | 341.7535 | 0 | 0 | -0.047213 | 0 | -0.047213 | 0 | -0.11539 | 0 | -0.11539 | 0 | 0.77532 | 0.5854 | 0.77532 | 0.5854
267044-Commercial Condensor Coil Cleaning (all units - savings at 50% of DEER) Com All CZ07 VintAll | 0.01523 | 0.0060756 | 0.03666 | 46.8 | 140.4 | 0 | 0 | 0.065739 | 0 | 0.065739 | 0 | 0.035692 | 0 | 0.035692 | 0 | 1.7688 | 1.3089 | 1.7688 | 1.3089
267029-Commercial HVAC Diagnostic/Tune-up Com All CZ07 VintAll | 0.011121 | 0.0044367 | 0.026633 | 34.1754 | 341.7535 | 0 | 0 | -0.047213 | 0 | -0.047213 | 0 | -0.11539 | 0 | -0.11539 | 0 | 0.77532 | 0.5854 | 0.77532 | 0.5854
267044-Commercial Condensor Coil Cleaning (all units - savings at 50% of DEER) Com All CZ07 VintAll | 0.01523 | 0.0060756 | 0.03666 | 46.8 | 140.4 | 0 | 0 | 0.065739 | 0 | 0.065739 | 0 | 0.035692 | 0 | 0.035692 | 0 | 1.7688 | 1.3089 | 1.7688 | 1.3089
267029-Commercial HVAC Diagnostic/Tune-up Com All CZ07 VintAll | 0.011121 | 0.0044367 | 0.026633 | 34.1754 | 341.7535 | 0 | 0 | -0.047213 | 0 | -0.047213 | 0 | -0.11539 | 0 | -0.11539 | 0 | 0.77532 | 0.5854 | 0.77532 | 0.5854
267044-Commercial Condensor Coil Cleaning (all units - savings at 50% of DEER) Com All CZ07 VintAll | 0.01523 | 0.0060756 | 0.03666 | 46.8 | 140.4 | 0 | 0 | 0.065739 | 0 | 0.065739 | 0 | 0.035692 | 0 | 0.035692 | 0 | 1.7688 | 1.3089 | 1.7688 | 1.3089
267029-Commercial HVAC Diagnostic/Tune-up Com All CZ07 VintAll | 0.011121 | 0.0044367 | 0.026633 | 34.1754 | 341.7535 | 0 | 0 | -0.047213 | 0 | -0.047213 | 0 | -0.11539 | 0 | -0.11539 | 0 | 0.77532 | 0.5854 | 0.77532 | 0.5854
267044-Commercial Condensor Coil Cleaning (all units - savings at 50% of DEER) Com All CZ07 VintAll | 0.01523 | 0.0060756 | 0.03666 | 46.8 | 140.4 | 0 | 0 | 0.065739 | 0 | 0.065739 | 0 | 0.035692 | 0 | 0.035692 | 0 | 1.7688 | 1.3089 | 1.7688 | 1.3089
267029-Commercial HVAC Diagnostic/Tune-up Com All CZ07 VintAll | 0.022243 | 0.0088734 | 0.053265 | 68.3507 | 683.5071 | 0 | 0 | -0.033298 | 0 | -0.033298 | 0 | -0.022618 | 0 | -0.022618 | 0 | 0.8303 | 0.87809 | 0.8303 | 0.87809
267044-Commercial Condensor Coil Cleaning (all units - savings at 50% of DEER) Com All CZ07 VintAll | 0.030459 | 0.012151 | 0.07332 | 93.6 | 280.8 | 0 | 0 | 0.074214 | 0 | 0.074214 | 0 | 0.074213 | 0 | 0.074213 | 0 | 1.9633 | 1.9633 | 1.9633 | 1.9633
267029-Commercial HVAC Diagnostic/Tune-up Com All CZ07 VintAll | 0.022243 | 0.0088734 | 0.053265 | 68.3507 | 683.5071 | 0 | 0 | -0.033298 | 0 | -0.033298 | 0 | -0.022618 | 0 | -0.022618 | 0 | 0.8303 | 0.87809 | 0.8303 | 0.87809
267044-Commercial Condensor Coil Cleaning (all units - savings at 50% of DEER) Com All CZ07 VintAll | 0.030459 | 0.012151 | 0.07332 | 93.6 | 280.8 | 0 | 0 | 0.074214 | 0 | 0.074214 | 0 | 0.074213 | 0 | 0.074213 | 0 | 1.9633 | 1.9633 | 1.9633 | 1.9633
267029-Commercial HVAC Diagnostic/Tune-up Com All CZ07 VintAll | 0.011121 | 0.0044367 | 0.026633 | 34.1754 | 341.7535 | 0 | 0 | -0.047213 | 0 | -0.047213 | 0 | -0.11539 | 0 | -0.11539 | 0 | 0.77532 | 0.5854 | 0.77532 | 0.5854
267044-Commercial Condensor Coil Cleaning (all units - savings at 50% of DEER) Com All CZ07 VintAll | 0.01523 | 0.0060756 | 0.03666 | 46.8 | 140.4 | 0 | 0 | 0.065739 | 0 | 0.065739 | 0 | 0.035692 | 0 | 0.035692 | 0 | 1.7688 | 1.3089 | 1.7688 | 1.3089
267029-Commercial HVAC Diagnostic/Tune-up Com All CZ07 VintAll | 0.011121 | 0.0044367 | 0.026633 | 34.1754 | 341.7535 | 0 | 0 | -0.047213 | 0 | -0.047213 | 0 | -0.11539 | 0 | -0.11539 | 0 | 0.77532 | 0.5854 | 0.77532 | 0.5854
267044-Commercial Condensor Coil Cleaning (all units - savings at 50% of DEER) Com All CZ07 VintAll | 0.01523 | 0.0060756 | 0.03666 | 46.8 | 140.4 | 0 | 0 | 0.065739 | 0 | 0.065739 | 0 | 0.035692 | 0 | 0.035692 | 0 | 1.7688 | 1.3089 | 1.7688 | 1.3089
267029-Commercial HVAC Diagnostic/Tune-up Com All CZ07 VintAll | 0.022243 | 0.0088734 | 0.053265 | 68.3507 | 683.5071 | 0 | 0 | -0.033298 | 0 | -0.033298 | 0 | -0.022618 | 0 | -0.022618 | 0 | 0.8303 | 0.87809 | 0.8303 | 0.87809
267044-Commercial Condensor Coil Cleaning (all units - savings at 50% of DEER) Com All CZ07 VintAll | 0.030459 | 0.012151 | 0.07332 | 93.6 | 280.8 | 0 | 0 | 0.074214 | 0 | 0.074214 | 0 | 0.074213 | 0 | 0.074213 | 0 | 1.9633 | 1.9633 | 1.9633 | 1.9633
267029-Commercial HVAC Diagnostic/Tune-up Com All CZ07 VintAll | 0.022243 | 0.0088734 | 0.053265 | 68.3507 | 683.5071 | 0 | 0 | -0.033298 | 0 | -0.033298 | 0 | -0.022618 | 0 | -0.022618 | 0 | 0.8303 | 0.87809 | 0.8303 | 0.87809
267044-Commercial Condensor Coil Cleaning (all units - savings at 50% of DEER) Com All CZ07 VintAll | 0.030459 | 0.012151 | 0.07332 | 93.6 | 280.8 | 0 | 0 | 0.074214 | 0 | 0.074214 | 0 | 0.074213 | 0 | 0.074213 | 0 | 1.9633 | 1.9633 | 1.9633 | 1.9633
267029-Commercial HVAC Diagnostic/Tune-up Com All CZ07 VintAll | 0.011121 | 0.0044367 | 0.026633 | 34.1754 | 341.7535 | 0 | 0 | -0.047213 | 0 | -0.047213 | 0 | -0.11539 | 0 | -0.11539 | 0 | 0.77532 | 0.5854 | 0.77532 | 0.5854
267044-Commercial Condensor Coil Cleaning (all units - savings at 50% of DEER) Com All CZ07 VintAll | 0.01523 | 0.0060756 | 0.03666 | 46.8 | 140.4 | 0 | 0 | 0.065739 | 0 | 0.065739 | 0 | 0.035692 | 0 | 0.035692 | 0 | 1.7688 | 1.3089 | 1.7688 | 1.3089
267029-Commercial HVAC Diagnostic/Tune-up Com All CZ07 VintAll | 0.022243 | 0.0088734 | 0.053265 | 68.3507 | 683.5071 | 0 | 0 | -0.033298 | 0 | -0.033298 | 0 | -0.022618 | 0 | -0.022618 | 0 | 0.8303 | 0.87809 | 0.8303 | 0.87809
267044-Commercial Condensor Coil Cleaning (all units - savings at 50% of DEER) Com All CZ07 VintAll | 0.030459 | 0.012151 | 0.07332 | 93.6 | 280.8 | 0 | 0 | 0.074214 | 0 | 0.074214 | 0 | 0.074213 | 0 | 0.074213 | 0 | 1.9633 | 1.9633 | 1.9633 | 1.9633
267029-Commercial HVAC Diagnostic/Tune-up Com All CZ07 VintAll | 0.022243 | 0.0088734 | 0.053265 | 68.3507 | 683.5071 | 0 | 0 | -0.033298 | 0 | -0.033298 | 0 | -0.022618 | 0 | -0.022618 | 0 | 0.8303 | 0.87809 | 0.8303 | 0.87809
267044-Commercial Condensor Coil Cleaning (all units - savings at 50% of DEER) Com All CZ07 VintAll | 0.030459 | 0.012151 | 0.07332 | 93.6 | 280.8 | 0 | 0 | 0.074214 | 0 | 0.074214 | 0 | 0.074213 | 0 | 0.074213 | 0 | 1.9633 | 1.9633 | 1.9633 | 1.9633
267029-Commercial HVAC Diagnostic/Tune-up Com All CZ07 VintAll | 0.011121 | 0.0044367 | 0.026633 | 34.1754 | 341.7535 | 0 | 0 | -0.047213 | 0 | -0.047213 | 0 | -0.11539 | 0 | -0.11539 | 0 | 0.77532 | 0.5854 | 0.77532 | 0.5854
267044-Commercial Condensor Coil Cleaning (all units - savings at 50% of DEER) Com All CZ07 VintAll | 0.01523 | 0.0060756 | 0.03666 | 46.8 | 140.4 | 0 | 0 | 0.065739 | 0 | 0.065739 | 0 | 0.035692 | 0 | 0.035692 | 0 | 1.7688 | 1.3089 | 1.7688 | 1.3089
267029-Commercial HVAC Diagnostic/Tune-up Com All CZ07 VintAll | 0.011121 | 0.0044367 | 0.026633 | 34.1754 | 341.7535 | 0 | 0 | -0.047213 | 0 | -0.047213 | 0 | -0.11539 | 0 | -0.11539 | 0 | 0.77532 | 0.5854 | 0.77532 | 0.5854
267044-Commercial Condensor Coil Cleaning (all units - savings at 50% of DEER) Com All CZ07 VintAll | 0.01523 | 0.0060756 | 0.03666 | 46.8 | 140.4 | 0 | 0 | 0.065739 | 0 | 0.065739 | 0 | 0.035692 | 0 | 0.035692 | 0 | 1.7688 | 1.3089 | 1.7688 | 1.3089
267029-Commercial HVAC Diagnostic/Tune-up Com All CZ07 VintAll | 0.011121 | 0.0044367 | 0.026633 | 34.1754 | 341.7535 | 0 | 0 | -0.047213 | 0 | -0.047213 | 0 | -0.11539 | 0 | -0.11539 | 0 | 0.77532 | 0.5854 | 0.77532 | 0.5854
267044-Commercial Condensor Coil Cleaning (all units - savings at 50% of DEER) Com All CZ07 VintAll | 0.01523 | 0.0060756 | 0.03666 | 46.8 | 140.4 | 0 | 0 | 0.065739 | 0 | 0.065739 | 0 | 0.035692 | 0 | 0.035692 | 0 | 1.7688 | 1.3089 | 1.7688 | 1.3089
267029-Commercial HVAC Diagnostic/Tune-up Com All CZ07 VintAll | 0.011121 | 0.0044367 | 0.026633 | 34.1754 | 341.7535 | 0 | 0 | -0.047213 | 0 | -0.047213 | 0 | -0.11539 | 0 | -0.11539 | 0 | 0.77532 | 0.5854 | 0.77532 | 0.5854
267044-Commercial Condensor Coil Cleaning (all units - savings at 50% of DEER) Com All CZ07 VintAll | 0.01523 | 0.0060756 | 0.03666 | 46.8 | 140.4 | 0 | 0 | 0.065739 | 0 | 0.065739 | 0 | 0.035692 | 0 | 0.035692 | 0 | 1.7688 | 1.3089 | 1.7688 | 1.3089
267029-Commercial HVAC Diagnostic/Tune-up Com All CZ07 VintAll | 0.011121 | 0.0044367 | 0.026633 | 34.1754 | 341.7535 | 0 | 0 | -0.047213 | 0 | -0.047213 | 0 | -0.11539 | 0 | -0.11539 | 0 | 0.77532 | 0.5854 | 0.77532 | 0.5854
267044-Commercial Condensor Coil Cleaning (all units - savings at 50% of DEER) Com All CZ07 VintAll | 0.01523 | 0.0060756 | 0.03666 | 46.8 | 140.4 | 0 | 0 | 0.065739 | 0 | 0.065739 | 0 | 0.035692 | 0 | 0.035692 | 0 | 1.7688 | 1.3089 | 1.7688 | 1.3089
267029-Commercial HVAC Diagnostic/Tune-up Com All CZ07 VintAll | 0.011121 | 0.0044367 | 0.026633 | 34.1754 | 341.7535 | 0 | 0 | -0.047213 | 0 | -0.047213 | 0 | -0.11539 | 0 | -0.11539 | 0 | 0.77532 | 0.5854 | 0.77532 | 0.5854
267044-Commercial Condensor Coil Cleaning (all units - savings at 50% of DEER) Com All CZ07 VintAll | 0.01523 | 0.0060756 | 0.03666 | 46.8 | 140.4 | 0 | 0 | 0.065739 | 0 | 0.065739 | 0 | 0.035692 | 0 | 0.035692 | 0 | 1.7688 | 1.3089 | 1.7688 | 1.3089
267029-Commercial HVAC Diagnostic/Tune-up Com All CZ07 VintAll | 0.011121 | 0.0044367 | 0.026633 | 34.1754 | 341.7535 | 0 | 0 | -0.047213 | 0 | -0.047213 | 0 | -0.11539 | 0 | -0.11539 | 0 | 0.77532 | 0.5854 | 0.77532 | 0.5854
267044-Commercial Condensor Coil Cleaning (all units - savings at 50% of DEER) Com All CZ07 VintAll | 0.01523 | 0.0060756 | 0.03666 | 46.8 | 140.4 | 0 | 0 | 0.065739 | 0 | 0.065739 | 0 | 0.035692 | 0 | 0.035692 | 0 | 1.7688 | 1.3089 | 1.7688 | 1.3089
267029-Commercial HVAC Diagnostic/Tune-up Com All CZ07 VintAll | 0.011121 | 0.0044367 | 0.026633 | 34.1754 | 341.7535 | 0 | 0 | -0.047213 | 0 | -0.047213 | 0 | -0.11539 | 0 | -0.11539 | 0 | 0.77532 | 0.5854 | 0.77532 | 0.5854
267044-Commercial Condensor Coil Cleaning (all units - savings at 50% of DEER) Com All CZ07 VintAll | 0.01523 | 0.0060756 | 0.03666 | 46.8 | 140.4 | 0 | 0 | 0.065739 | 0 | 0.065739 | 0 | 0.035692 | 0 | 0.035692 | 0 | 1.7688 | 1.3089 | 1.7688 | 1.3089
267029-Commercial HVAC Diagnostic/Tune-up Com All CZ07 VintAll | 0.011121 | 0.0044367 | 0.026633 | 34.1754 | 341.7535 | 0 | 0 | -0.047213 | 0 | -0.047213 | 0 | -0.11539 | 0 | -0.11539 | 0 | 0.77532 | 0.5854 | 0.77532 | 0.5854
267044-Commercial Condensor Coil Cleaning (all units - savings at 50% of DEER) Com All CZ07 VintAll | 0.01523 | 0.0060756 | 0.03666 | 46.8 | 140.4 | 0 | 0 | 0.065739 | 0 | 0.065739 | 0 | 0.035692 | 0 | 0.035692 | 0 | 1.7688 | 1.3089 | 1.7688 | 1.3089
267029-Commercial HVAC Diagnostic/Tune-up Com All CZ07 VintAll | 0.011121 | 0.0044367 | 0.026633 | 34.1754 | 341.7535 | 0 | 0 | -0.047213 | 0 | -0.047213 | 0 | -0.11539 | 0 | -0.11539 | 0 | 0.77532 | 0.5854 | 0.77532 | 0.5854
267044-Commercial Condensor Coil Cleaning (all units - savings at 50% of DEER) Com All CZ07 VintAll | 0.01523 | 0.0060756 | 0.03666 | 46.8 | 140.4 | 0 | 0 | 0.065739 | 0 | 0.065739 | 0 | 0.035692 | 0 | 0.035692 | 0 | 1.7688 | 1.3089 | 1.7688 | 1.3089
267029-Commercial HVAC Diagnostic/Tune-up Com All CZ07 VintAll | 0.011121 | 0.0044367 | 0.026633 | 34.1754 | 341.7535 | 0 | 0 | -0.047213 | 0 | -0.047213 | 0 | -0.11539 | 0 | -0.11539 | 0 | 0.77532 | 0.5854 | 0.77532 | 0.5854
267044-Commercial Condensor Coil Cleaning (all units - savings at 50% of DEER) Com All CZ07 VintAll | 0.01523 | 0.0060756 | 0.03666 | 46.8 | 140.4 | 0 | 0 | 0.065739 | 0 | 0.065739 | 0 | 0.035692 | 0 | 0.035692 | 0 | 1.7688 | 1.3089 | 1.7688 | 1.3089
267029-Commercial HVAC Diagnostic/Tune-up Com All CZ07 VintAll | 0.022243 | 0.0088734 | 0.053265 | 68.3507 | 683.5071 | 0 | 0 | -0.033298 | 0 | -0.033298 | 0 | -0.022618 | 0 | -0.022618 | 0 | 0.8303 | 0.87809 | 0.8303 | 0.87809
267044-Commercial Condensor Coil Cleaning (all units - savings at 50% of DEER) Com All CZ07 VintAll | 0.030459 | 0.012151 | 0.07332 | 93.6 | 280.8 | 0 | 0 | 0.074214 | 0 | 0.074214 | 0 | 0.074213 | 0 | 0.074213 | 0 | 1.9633 | 1.9633 | 1.9633 | 1.9633
267029-Commercial HVAC Diagnostic/Tune-up Com All CZ07 VintAll | 0.011121 | 0.0044367 | 0.026633 | 34.1754 | 341.7535 | 0 | 0 | -0.047213 | 0 | -0.047213 | 0 | -0.11539 | 0 | -0.11539 | 0 | 0.77532 | 0.5854 | 0.77532 | 0.5854
267044-Commercial Condensor Coil Cleaning (all units - savings at 50% of DEER) Com All CZ07 VintAll | 0.01523 | 0.0060756 | 0.03666 | 46.8 | 140.4 | 0 | 0 | 0.065739 | 0 | 0.065739 | 0 | 0.035692 | 0 | 0.035692 | 0 | 1.7688 | 1.3089 | 1.7688 | 1.3089
267029-Commercial HVAC Diagnostic/Tune-up Com All CZ07 VintAll | 0.011121 | 0.0044367 | 0.026633 | 34.1754 | 341.7535 | 0 | 0 | -0.047213 | 0 | -0.047213 | 0 | -0.11539 | 0 | -0.11539 | 0 | 0.77532 | 0.5854 | 0.77532 | 0.5854
267044-Commercial Condensor Coil Cleaning (all units - savings at 50% of DEER) Com All CZ07 VintAll | 0.01523 | 0.0060756 | 0.03666 | 46.8 | 140.4 | 0 | 0 | 0.065739 | 0 | 0.065739 | 0 | 0.035692 | 0 | 0.035692 | 0 | 1.7688 | 1.3089 | 1.7688 | 1.3089
267029-Commercial HVAC Diagnostic/Tune-up Com All CZ07 VintAll | 0.011121 | 0.0044367 | 0.026633 | 34.1754 | 341.7535 | 0 | 0 | -0.047213 | 0 | -0.047213 | 0 | -0.11539 | 0 | -0.11539 | 0 | 0.77532 | 0.5854 | 0.77532 | 0.5854
267044-Commercial Condensor Coil Cleaning (all units - savings at 50% of DEER) Com All CZ07 VintAll | 0.01523 | 0.0060756 | 0.03666 | 46.8 | 140.4 | 0 | 0 | 0.065739 | 0 | 0.065739 | 0 | 0.035692 | 0 | 0.035692 | 0 | 1.7688 | 1.3089 | 1.7688 | 1.3089
267029-Commercial HVAC Diagnostic/Tune-up Com All CZ07 VintAll | 0.022243 | 0.0088734 | 0.053265 | 68.3507 | 683.5071 | 0 | 0 | -0.033298 | 0 | -0.033298 | 0 | -0.022618 | 0 | -0.022618 | 0 | 0.8303 | 0.87809 | 0.8303 | 0.87809
267044-Commercial Condensor Coil Cleaning (all units - savings at 50% of DEER) Com All CZ07 VintAll | 0.030459 | 0.012151 | 0.07332 | 93.6 | 280.8 | 0 | 0 | 0.074214 | 0 | 0.074214 | 0 | 0.074213 | 0 | 0.074213 | 0 | 1.9633 | 1.9633 | 1.9633 | 1.9633
267029-Commercial HVAC Diagnostic/Tune-up Com All CZ07 VintAll | 0.011121 | 0.0044367 | 0.026633 | 34.1754 | 341.7535 | 0 | 0 | -0.047213 | 0 | -0.047213 | 0 | -0.11539 | 0 | -0.11539 | 0 | 0.77532 | 0.5854 | 0.77532 | 0.5854
267044-Commercial Condensor Coil Cleaning (all units - savings at 50% of DEER) Com All CZ07 VintAll | 0.01523 | 0.0060756 | 0.03666 | 46.8 | 140.4 | 0 | 0 | 0.065739 | 0 | 0.065739 | 0 | 0.035692 | 0 | 0.035692 | 0 | 1.7688 | 1.3089 | 1.7688 | 1.3089
267029-Commercial HVAC Diagnostic/Tune-up Com All CZ07 VintAll | 0.011121 | 0.0044367 | 0.026633 | 34.1754 | 341.7535 | 0 | 0 | -0.047213 | 0 | -0.047213 | 0 | -0.11539 | 0 | -0.11539 | 0 | 0.77532 | 0.5854 | 0.77532 | 0.5854
267044-Commercial Condensor Coil Cleaning (all units - savings at 50% of DEER) Com All CZ07 VintAll | 0.01523 | 0.0060756 | 0.03666 | 46.8 | 140.4 | 0 | 0 | 0.065739 | 0 | 0.065739 | 0 | 0.035692 | 0 | 0.035692 | 0 | 1.7688 | 1.3089 | 1.7688 | 1.3089
267029-Commercial HVAC Diagnostic/Tune-up Com All CZ07 VintAll | 0.011121 | 0.0044367 | 0.026633 | 34.1754 | 341.7535 | 0 | 0 | -0.047213 | 0 | -0.047213 | 0 | -0.11539 | 0 | -0.11539 | 0 | 0.77532 | 0.5854 | 0.77532 | 0.5854
267044-Commercial Condensor Coil Cleaning (all units - savings at 50% of DEER) Com All CZ07 VintAll | 0.01523 | 0.0060756 | 0.03666 | 46.8 | 140.4 | 0 | 0 | 0.065739 | 0 | 0.065739 | 0 | 0.035692 | 0 | 0.035692 | 0 | 1.7688 | 1.3089 | 1.7688 | 1.3089
267029-Commercial HVAC Diagnostic/Tune-up Com All CZ07 VintAll | 0.011121 | 0.0044367 | 0.026633 | 34.1754 | 341.7535 | 0 | 0 | -0.047213 | 0 | -0.047213 | 0 | -0.11539 | 0 | -0.11539 | 0 | 0.77532 | 0.5854 | 0.77532 | 0.5854
267044-Commercial Condensor Coil Cleaning (all units - savings at 50% of DEER) Com All CZ07 VintAll | 0.01523 | 0.0060756 | 0.03666 | 46.8 | 140.4 | 0 | 0 | 0.065739 | 0 | 0.065739 | 0 | 0.035692 | 0 | 0.035692 | 0 | 1.7688 | 1.3089 | 1.7688 | 1.3089
267029-Commercial HVAC Diagnostic/Tune-up Com All CZ07 VintAll | 0.011121 | 0.0044367 | 0.026633 | 34.1754 | 341.7535 | 0 | 0 | -0.047213 | 0 | -0.047213 | 0 | -0.11539 | 0 | -0.11539 | 0 | 0.77532 | 0.5854 | 0.77532 | 0.5854
267044-Commercial Condensor Coil Cleaning (all units - savings at 50% of DEER) Com All CZ07 VintAll | 0.01523 | 0.0060756 | 0.03666 | 46.8 | 140.4 | 0 | 0 | 0.065739 | 0 | 0.065739 | 0 | 0.035692 | 0 | 0.035692 | 0 | 1.7688 | 1.3089 | 1.7688 | 1.3089
267029-Commercial HVAC Diagnostic/Tune-up Com All CZ07 VintAll | 0.022243 | 0.0088734 | 0.053265 | 68.3507 | 683.5071 | 0 | 0 | -0.033298 | 0 | -0.033298 | 0 | -0.022618 | 0 | -0.022618 | 0 | 0.8303 | 0.87809 | 0.8303 | 0.87809
267044-Commercial Condensor Coil Cleaning (all units - savings at 50% of DEER) Com All CZ07 VintAll | 0.030459 | 0.012151 | 0.07332 | 93.6 | 280.8 | 0 | 0 | 0.074214 | 0 | 0.074214 | 0 | 0.074213 | 0 | 0.074213 | 0 | 1.9633 | 1.9633 | 1.9633 | 1.9633
267029-Commercial HVAC Diagnostic/Tune-up Com All CZ07 VintAll | 0.011121 | 0.0044367 | 0.026633 | 34.1754 | 341.7535 | 0 | 0 | -0.047213 | 0 | -0.047213 | 0 | -0.11539 | 0 | -0.11539 | 0 | 0.77532 | 0.5854 | 0.77532 | 0.5854
267044-Commercial Condensor Coil Cleaning (all units - savings at 50% of DEER) Com All CZ07 VintAll | 0.01523 | 0.0060756 | 0.03666 | 46.8 | 140.4 | 0 | 0 | 0.065739 | 0 | 0.065739 | 0 | 0.035692 | 0 | 0.035692 | 0 | 1.7688 | 1.3089 | 1.7688 | 1.3089
267029-Commercial HVAC Diagnostic/Tune-up Com All CZ07 VintAll | 0.011121 | 0.0044367 | 0.026633 | 34.1754 | 341.7535 | 0 | 0 | -0.047213 | 0 | -0.047213 | 0 | -0.11539 | 0 | -0.11539 | 0 | 0.77532 | 0.5854 | 0.77532 | 0.5854
267044-Commercial Condensor Coil Cleaning (all units - savings at 50% of DEER) Com All CZ07 VintAll | 0.01523 | 0.0060756 | 0.03666 | 46.8 | 140.4 | 0 | 0 | 0.065739 | 0 | 0.065739 | 0 | 0.035692 | 0 | 0.035692 | 0 | 1.7688 | 1.3089 | 1.7688 | 1.3089
267029-Commercial HVAC Diagnostic/Tune-up Com All CZ07 VintAll | 0.011121 | 0.0044367 | 0.026633 | 34.1754 | 341.7535 | 0 | 0 | -0.047213 | 0 | -0.047213 | 0 | -0.11539 | 0 | -0.11539 | 0 | 0.77532 | 0.5854 | 0.77532 | 0.5854
267044-Commercial Condensor Coil Cleaning (all units - savings at 50% of DEER) Com All CZ07 VintAll | 0.01523 | 0.0060756 | 0.03666 | 46.8 | 140.4 | 0 | 0 | 0.065739 | 0 | 0.065739 | 0 | 0.035692 | 0 | 0.035692 | 0 | 1.7688 | 1.3089 | 1.7688 | 1.3089
267029-Commercial HVAC Diagnostic/Tune-up Com All CZ07 VintAll | 0.011121 | 0.0044367 | 0.026633 | 34.1754 | 341.7535 | 0 | 0 | -0.047213 | 0 | -0.047213 | 0 | -0.11539 | 0 | -0.11539 | 0 | 0.77532 | 0.5854 | 0.77532 | 0.5854
267044-Commercial Condensor Coil Cleaning (all units - savings at 50% of DEER) Com All CZ07 VintAll | 0.01523 | 0.0060756 | 0.03666 | 46.8 | 140.4 | 0 | 0 | 0.065739 | 0 | 0.065739 | 0 | 0.035692 | 0 | 0.035692 | 0 | 1.7688 | 1.3089 | 1.7688 | 1.3089
267029-Commercial HVAC Diagnostic/Tune-up Com All CZ07 VintAll | 0.022243 | 0.0088734 | 0.053265 | 68.3507 | 683.5071 | 0 | 0 | -0.033298 | 0 | -0.033298 | 0 | -0.022618 | 0 | -0.022618 | 0 | 0.8303 | 0.87809 | 0.8303 | 0.87809
267044-Commercial Condensor Coil Cleaning (all units - savings at 50% of DEER) Com All CZ07 VintAll | 0.030459 | 0.012151 | 0.07332 | 93.6 | 280.8 | 0 | 0 | 0.074214 | 0 | 0.074214 | 0 | 0.074213 | 0 | 0.074213 | 0 | 1.9633 | 1.9633 | 1.9633 | 1.9633
267029-Commercial HVAC Diagnostic/Tune-up Com All CZ07 VintAll | 0.011121 | 0.0044367 | 0.026633 | 34.1754 | 341.7535 | 0 | 0 | -0.047213 | 0 | -0.047213 | 0 | -0.11539 | 0 | -0.11539 | 0 | 0.77532 | 0.5854 | 0.77532 | 0.5854
267044-Commercial Condensor Coil Cleaning (all units - savings at 50% of DEER) Com All CZ07 VintAll | 0.01523 | 0.0060756 | 0.03666 | 46.8 | 140.4 | 0 | 0 | 0.065739 | 0 | 0.065739 | 0 | 0.035692 | 0 | 0.035692 | 0 | 1.7688 | 1.3089 | 1.7688 | 1.3089
267029-Commercial HVAC Diagnostic/Tune-up Com All CZ07 VintAll | 0.011121 | 0.0044367 | 0.026633 | 34.1754 | 341.7535 | 0 | 0 | -0.047213 | 0 | -0.047213 | 0 | -0.11539 | 0 | -0.11539 | 0 | 0.77532 | 0.5854 | 0.77532 | 0.5854
267044-Commercial Condensor Coil Cleaning (all units - savings at 50% of DEER) Com All CZ07 VintAll | 0.01523 | 0.0060756 | 0.03666 | 46.8 | 140.4 | 0 | 0 | 0.065739 | 0 | 0.065739 | 0 | 0.035692 | 0 | 0.035692 | 0 | 1.7688 | 1.3089 | 1.7688 | 1.3089
267029-Commercial HVAC Diagnostic/Tune-up Com All CZ07 VintAll | 0.011121 | 0.0044367 | 0.026633 | 34.1754 | 341.7535 | 0 | 0 | -0.047213 | 0 | -0.047213 | 0 | -0.11539 | 0 | -0.11539 | 0 | 0.77532 | 0.5854 | 0.77532 | 0.5854
267044-Commercial Condensor Coil Cleaning (all units - savings at 50% of DEER) Com All CZ07 VintAll | 0.01523 | 0.0060756 | 0.03666 | 46.8 | 140.4 | 0 | 0 | 0.065739 | 0 | 0.065739 | 0 | 0.035692 | 0 | 0.035692 | 0 | 1.7688 | 1.3089 | 1.7688 | 1.3089
267029-Commercial HVAC Diagnostic/Tune-up Com All CZ07 VintAll | 0.011121 | 0.0044367 | 0.026633 | 34.1754 | 341.7535 | 0 | 0 | -0.047213 | 0 | -0.047213 | 0 | -0.11539 | 0 | -0.11539 | 0 | 0.77532 | 0.5854 | 0.77532 | 0.5854
267044-Commercial Condensor Coil Cleaning (all units - savings at 50% of DEER) Com All CZ07 VintAll | 0.01523 | 0.0060756 | 0.03666 | 46.8 | 140.4 | 0 | 0 | 0.065739 | 0 | 0.065739 | 0 | 0.035692 | 0 | 0.035692 | 0 | 1.7688 | 1.3089 | 1.7688 | 1.3089
267029-Commercial HVAC Diagnostic/Tune-up Com All CZ07 VintAll | 0.011121 | 0.0044367 | 0.026633 | 34.1754 | 341.7535 | 0 | 0 | -0.047213 | 0 | -0.047213 | 0 | -0.11539 | 0 | -0.11539 | 0 | 0.77532 | 0.5854 | 0.77532 | 0.5854
267044-Commercial Condensor Coil Cleaning (all units - savings at 50% of DEER) Com All CZ07 VintAll | 0.01523 | 0.0060756 | 0.03666 | 46.8 | 140.4 | 0 | 0 | 0.065739 | 0 | 0.065739 | 0 | 0.035692 | 0 | 0.035692 | 0 | 1.7688 | 1.3089 | 1.7688 | 1.3089
267029-Commercial HVAC Diagnostic/Tune-up Com All CZ07 VintAll | 0.022243 | 0.0088734 | 0.053265 | 68.3507 | 683.5071 | 0 | 0 | -0.033298 | 0 | -0.033298 | 0 | -0.022618 | 0 | -0.022618 | 0 | 0.8303 | 0.87809 | 0.8303 | 0.87809
267044-Commercial Condensor Coil Cleaning (all units - savings at 50% of DEER) Com All CZ07 VintAll | 0.030459 | 0.012151 | 0.07332 | 93.6 | 280.8 | 0 | 0 | 0.074214 | 0 | 0.074214 | 0 | 0.074213 | 0 | 0.074213 | 0 | 1.9633 | 1.9633 | 1.9633 | 1.9633
267029-Commercial HVAC Diagnostic/Tune-up Com All CZ07 VintAll | 0.011121 | 0.0044367 | 0.026633 | 34.1754 | 341.7535 | 0 | 0 | -0.047213 | 0 | -0.047213 | 0 | -0.11539 | 0 | -0.11539 | 0 | 0.77532 | 0.5854 | 0.77532 | 0.5854
267044-Commercial Condensor Coil Cleaning (all units - savings at 50% of DEER) Com All CZ07 VintAll | 0.01523 | 0.0060756 | 0.03666 | 46.8 | 140.4 | 0 | 0 | 0.065739 | 0 | 0.065739 | 0 | 0.035692 | 0 | 0.035692 | 0 | 1.7688 | 1.3089 | 1.7688 | 1.3089
267029-Commercial HVAC Diagnostic/Tune-up Com All CZ07 VintAll | 0.011121 | 0.0044367 | 0.026633 | 34.1754 | 341.7535 | 0 | 0 | -0.047213 | 0 | -0.047213 | 0 | -0.11539 | 0 | -0.11539 | 0 | 0.77532 | 0.5854 | 0.77532 | 0.5854
267044-Commercial Condensor Coil Cleaning (all units - savings at 50% of DEER) Com All CZ07 VintAll | 0.01523 | 0.0060756 | 0.03666 | 46.8 | 140.4 | 0 | 0 | 0.065739 | 0 | 0.065739 | 0 | 0.035692 | 0 | 0.035692 | 0 | 1.7688 | 1.3089 | 1.7688 | 1.3089
267029-Commercial HVAC Diagnostic/Tune-up Com All CZ07 VintAll | 0.011121 | 0.0044367 | 0.026633 | 34.1754 | 341.7535 | 0 | 0 | -0.047213 | 0 | -0.047213 | 0 | -0.11539 | 0 | -0.11539 | 0 | 0.77532 | 0.5854 | 0.77532 | 0.5854
267044-Commercial Condensor Coil Cleaning (all units - savings at 50% of DEER) Com All CZ07 VintAll | 0.01523 | 0.0060756 | 0.03666 | 46.8 | 140.4 | 0 | 0 | 0.065739 | 0 | 0.065739 | 0 | 0.035692 | 0 | 0.035692 | 0 | 1.7688 | 1.3089 | 1.7688 | 1.3089
267029-Commercial HVAC Diagnostic/Tune-up Com All CZ07 VintAll | 0.011121 | 0.0044367 | 0.026633 | 34.1754 | 341.7535 | 0 | 0 | -0.047213 | 0 | -0.047213 | 0 | -0.11539 | 0 | -0.11539 | 0 | 0.77532 | 0.5854 | 0.77532 | 0.5854
267044-Commercial Condensor Coil Cleaning (all units - savings at 50% of DEER) Com All CZ07 VintAll | 0.01523 | 0.0060756 | 0.03666 | 46.8 | 140.4 | 0 | 0 | 0.065739 | 0 | 0.065739 | 0 | 0.035692 | 0 | 0.035692 | 0 | 1.7688 | 1.3089 | 1.7688 | 1.3089
267029-Commercial HVAC Diagnostic/Tune-up Com All CZ07 VintAll | 0.022243 | 0.0088734 | 0.053265 | 68.3507 | 683.5071 | 0 | 0 | -0.033298 | 0 | -0.033298 | 0 | -0.022618 | 0 | -0.022618 | 0 | 0.8303 | 0.87809 | 0.8303 | 0.87809
267044-Commercial Condensor Coil Cleaning (all units - savings at 50% of DEER) Com All CZ07 VintAll | 0.030459 | 0.012151 | 0.07332 | 93.6 | 280.8 | 0 | 0 | 0.074214 | 0 | 0.074214 | 0 | 0.074213 | 0 | 0.074213 | 0 | 1.9633 | 1.9633 | 1.9633 | 1.9633
267029-Commercial HVAC Diagnostic/Tune-up Com All CZ07 VintAll | 0.011121 | 0.0044367 | 0.026633 | 34.1754 | 341.7535 | 0 | 0 | -0.047213 | 0 | -0.047213 | 0 | -0.11539 | 0 | -0.11539 | 0 | 0.77532 | 0.5854 | 0.77532 | 0.5854
267044-Commercial Condensor Coil Cleaning (all units - savings at 50% of DEER) Com All CZ07 VintAll | 0.01523 | 0.0060756 | 0.03666 | 46.8 | 140.4 | 0 | 0 | 0.065739 | 0 | 0.065739 | 0 | 0.035692 | 0 | 0.035692 | 0 | 1.7688 | 1.3089 | 1.7688 | 1.3089
267029-Commercial HVAC Diagnostic/Tune-up Com All CZ07 VintAll | 0.011121 | 0.0044367 | 0.026633 | 34.1754 | 341.7535 | 0 | 0 | -0.047213 | 0 | -0.047213 | 0 | -0.11539 | 0 | -0.11539 | 0 | 0.77532 | 0.5854 | 0.77532 | 0.5854
267044-Commercial Condensor Coil Cleaning (all units - savings at 50% of DEER) Com All CZ07 VintAll | 0.01523 | 0.0060756 | 0.03666 | 46.8 | 140.4 | 0 | 0 | 0.065739 | 0 | 0.065739 | 0 | 0.035692 | 0 | 0.035692 | 0 | 1.7688 | 1.3089 | 1.7688 | 1.3089
267029-Commercial HVAC Diagnostic/Tune-up Com All CZ07 VintAll | 0.011121 | 0.0044367 | 0.026633 | 34.1754 | 341.7535 | 0 | 0 | -0.047213 | 0 | -0.047213 | 0 | -0.11539 | 0 | -0.11539 | 0 | 0.77532 | 0.5854 | 0.77532 | 0.5854
267044-Commercial Condensor Coil Cleaning (all units - savings at 50% of DEER) Com All CZ07 VintAll | 0.01523 | 0.0060756 | 0.03666 | 46.8 | 140.4 | 0 | 0 | 0.065739 | 0 | 0.065739 | 0 | 0.035692 | 0 | 0.035692 | 0 | 1.7688 | 1.3089 | 1.7688 | 1.3089
267029-Commercial HVAC Diagnostic/Tune-up Com All CZ07 VintAll | 0.011121 | 0.0044367 | 0.026633 | 34.1754 | 341.7535 | 0 | 0 | -0.047213 | 0 | -0.047213 | 0 | -0.11539 | 0 | -0.11539 | 0 | 0.77532 | 0.5854 | 0.77532 | 0.5854
267044-Commercial Condensor Coil Cleaning (all units - savings at 50% of DEER) Com All CZ07 VintAll | 0.01523 | 0.0060756 | 0.03666 | 46.8 | 140.4 | 0 | 0 | 0.065739 | 0 | 0.065739 | 0 | 0.035692 | 0 | 0.035692 | 0 | 1.7688 | 1.3089 | 1.7688 | 1.3089
267029-Commercial HVAC Diagnostic/Tune-up Com All CZ07 VintAll | 0.011121 | 0.0044367 | 0.026633 | 34.1754 | 341.7535 | 0 | 0 | -0.047213 | 0 | -0.047213 | 0 | -0.11539 | 0 | -0.11539 | 0 | 0.77532 | 0.5854 | 0.77532 | 0.5854
267044-Commercial Condensor Coil Cleaning (all units - savings at 50% of DEER) Com All CZ07 VintAll | 0.01523 | 0.0060756 | 0.03666 | 46.8 | 140.4 | 0 | 0 | 0.065739 | 0 | 0.065739 | 0 | 0.035692 | 0 | 0.035692 | 0 | 1.7688 | 1.3089 | 1.7688 | 1.3089
267029-Commercial HVAC Diagnostic/Tune-up Com All CZ07 VintAll | 0.011121 | 0.0044367 | 0.026633 | 34.1754 | 341.7535 | 0 | 0 | -0.047213 | 0 | -0.047213 | 0 | -0.11539 | 0 | -0.11539 | 0 | 0.77532 | 0.5854 | 0.77532 | 0.5854
267044-Commercial Condensor Coil Cleaning (all units - savings at 50% of DEER) Com All CZ07 VintAll | 0.01523 | 0.0060756 | 0.03666 | 46.8 | 140.4 | 0 | 0 | 0.065739 | 0 | 0.065739 | 0 | 0.035692 | 0 | 0.035692 | 0 | 1.7688 | 1.3089 | 1.7688 | 1.3089
267029-Commercial HVAC Diagnostic/Tune-up Com All CZ07 VintAll | 0.011121 | 0.0044367 | 0.026633 | 34.1754 | 341.7535 | 0 | 0 | -0.047213 | 0 | -0.047213 | 0 | -0.11539 | 0 | -0.11539 | 0 | 0.77532 | 0.5854 | 0.77532 | 0.5854
267044-Commercial Condensor Coil Cleaning (all units - savings at 50% of DEER) Com All CZ07 VintAll | 0.01523 | 0.0060756 | 0.03666 | 46.8 | 140.4 | 0 | 0 | 0.065739 | 0 | 0.065739 | 0 | 0.035692 | 0 | 0.035692 | 0 | 1.7688 | 1.3089 | 1.7688 | 1.3089
267029-Commercial HVAC Diagnostic/Tune-up Com All CZ07 VintAll | 0.011121 | 0.0044367 | 0.026633 | 34.1754 | 341.7535 | 0 | 0 | -0.047213 | 0 | -0.047213 | 0 | -0.11539 | 0 | -0.11539 | 0 | 0.77532 | 0.5854 | 0.77532 | 0.5854
267044-Commercial Condensor Coil Cleaning (all units - savings at 50% of DEER) Com All CZ07 VintAll | 0.01523 | 0.0060756 | 0.03666 | 46.8 | 140.4 | 0 | 0 | 0.065739 | 0 | 0.065739 | 0 | 0.035692 | 0 | 0.035692 | 0 | 1.7688 | 1.3089 | 1.7688 | 1.3089
267029-Commercial HVAC Diagnostic/Tune-up Com All CZ07 VintAll | 0.011121 | 0.0044367 | 0.026633 | 34.1754 | 341.7535 | 0 | 0 | -0.047213 | 0 | -0.047213 | 0 | -0.11539 | 0 | -0.11539 | 0 | 0.77532 | 0.5854 | 0.77532 | 0.5854
267044-Commercial Condensor Coil Cleaning (all units - savings at 50% of DEER) Com All CZ07 VintAll | 0.01523 | 0.0060756 | 0.03666 | 46.8 | 140.4 | 0 | 0 | 0.065739 | 0 | 0.065739 | 0 | 0.035692 | 0 | 0.035692 | 0 | 1.7688 | 1.3089 | 1.7688 | 1.3089
267029-Commercial HVAC Diagnostic/Tune-up Com All CZ07 VintAll | 0.011121 | 0.0044367 | 0.026633 | 34.1754 | 341.7535 | 0 | 0 | -0.047213 | 0 | -0.047213 | 0 | -0.11539 | 0 | -0.11539 | 0 | 0.77532 | 0.5854 | 0.77532 | 0.5854
267044-Commercial Condensor Coil Cleaning (all units - savings at 50% of DEER) Com All CZ07 VintAll | 0.01523 | 0.0060756 | 0.03666 | 46.8 | 140.4 | 0 | 0 | 0.065739 | 0 | 0.065739 | 0 | 0.035692 | 0 | 0.035692 | 0 | 1.7688 | 1.3089 | 1.7688 | 1.3089
267029-Commercial HVAC Diagnostic/Tune-up Com All CZ07 VintAll | 0.011121 | 0.0044367 | 0.026633 | 34.1754 | 341.7535 | 0 | 0 | -0.047213 | 0 | -0.047213 | 0 | -0.11539 | 0 | -0.11539 | 0 | 0.77532 | 0.5854 | 0.77532 | 0.5854
267044-Commercial Condensor Coil Cleaning (all units - savings at 50% of DEER) Com All CZ07 VintAll | 0.01523 | 0.0060756 | 0.03666 | 46.8 | 140.4 | 0 | 0 | 0.065739 | 0 | 0.065739 | 0 | 0.035692 | 0 | 0.035692 | 0 | 1.7688 | 1.3089 | 1.7688 | 1.3089
267029-Commercial HVAC Diagnostic/Tune-up Com All CZ07 VintAll | 0.011121 | 0.0044367 | 0.026633 | 34.1754 | 341.7535 | 0 | 0 | -0.047213 | 0 | -0.047213 | 0 | -0.11539 | 0 | -0.11539 | 0 | 0.77532 | 0.5854 | 0.77532 | 0.5854
267044-Commercial Condensor Coil Cleaning (all units - savings at 50% of DEER) Com All CZ07 VintAll | 0.01523 | 0.0060756 | 0.03666 | 46.8 | 140.4 | 0 | 0 | 0.065739 | 0 | 0.065739 | 0 | 0.035692 | 0 | 0.035692 | 0 | 1.7688 | 1.3089 | 1.7688 | 1.3089
267029-Commercial HVAC Diagnostic/Tune-up Com All CZ07 VintAll | 0.022243 | 0.0088734 | 0.053265 | 68.3507 | 683.5071 | 0 | 0 | -0.033298 | 0 | -0.033298 | 0 | -0.022618 | 0 | -0.022618 | 0 | 0.8303 | 0.87809 | 0.8303 | 0.87809
267044-Commercial Condensor Coil Cleaning (all units - savings at 50% of DEER) Com All CZ07 VintAll | 0.030459 | 0.012151 | 0.07332 | 93.6 | 280.8 | 0 | 0 | 0.074214 | 0 | 0.074214 | 0 | 0.074213 | 0 | 0.074213 | 0 | 1.9633 | 1.9633 | 1.9633 | 1.9633
267029-Commercial HVAC Diagnostic/Tune-up Com All CZ07 VintAll | 0.011121 | 0.0044367 | 0.026633 | 34.1754 | 341.7535 | 0 | 0 | -0.047213 | 0 | -0.047213 | 0 | -0.11539 | 0 | -0.11539 | 0 | 0.77532 | 0.5854 | 0.77532 | 0.5854
267044-Commercial Condensor Coil Cleaning (all units - savings at 50% of DEER) Com All CZ07 VintAll | 0.01523 | 0.0060756 | 0.03666 | 46.8 | 140.4 | 0 | 0 | 0.065739 | 0 | 0.065739 | 0 | 0.035692 | 0 | 0.035692 | 0 | 1.7688 | 1.3089 | 1.7688 | 1.3089
267029-Commercial HVAC Diagnostic/Tune-up Com All CZ07 VintAll | 0.022243 | 0.0088734 | 0.053265 | 68.3507 | 683.5071 | 0 | 0 | -0.033298 | 0 | -0.033298 | 0 | -0.022618 | 0 | -0.022618 | 0 | 0.8303 | 0.87809 | 0.8303 | 0.87809
267044-Commercial Condensor Coil Cleaning (all units - savings at 50% of DEER) Com All CZ07 VintAll | 0.030459 | 0.012151 | 0.07332 | 93.6 | 280.8 | 0 | 0 | 0.074214 | 0 | 0.074214 | 0 | 0.074213 | 0 | 0.074213 | 0 | 1.9633 | 1.9633 | 1.9633 | 1.9633
267029-Commercial HVAC Diagnostic/Tune-up Com All CZ07 VintAll | 0.011121 | 0.0044367 | 0.026633 | 34.1754 | 341.7535 | 0 | 0 | -0.047213 | 0 | -0.047213 | 0 | -0.11539 | 0 | -0.11539 | 0 | 0.77532 | 0.5854 | 0.77532 | 0.5854
267044-Commercial Condensor Coil Cleaning (all units - savings at 50% of DEER) Com All CZ07 VintAll | 0.01523 | 0.0060756 | 0.03666 | 46.8 | 140.4 | 0 | 0 | 0.065739 | 0 | 0.065739 | 0 | 0.035692 | 0 | 0.035692 | 0 | 1.7688 | 1.3089 | 1.7688 | 1.3089
267029-Commercial HVAC Diagnostic/Tune-up Com All CZ07 VintAll | 0.011121 | 0.0044367 | 0.026633 | 34.1754 | 341.7535 | 0 | 0 | -0.047213 | 0 | -0.047213 | 0 | -0.11539 | 0 | -0.11539 | 0 | 0.77532 | 0.5854 | 0.77532 | 0.5854
267044-Commercial Condensor Coil Cleaning (all units - savings at 50% of DEER) Com All CZ07 VintAll | 0.01523 | 0.0060756 | 0.03666 | 46.8 | 140.4 | 0 | 0 | 0.065739 | 0 | 0.065739 | 0 | 0.035692 | 0 | 0.035692 | 0 | 1.7688 | 1.3089 | 1.7688 | 1.3089
267029-Commercial HVAC Diagnostic/Tune-up Com All CZ07 VintAll | 0.022243 | 0.0088734 | 0.053265 | 68.3507 | 683.5071 | 0 | 0 | -0.033298 | 0 | -0.033298 | 0 | -0.022618 | 0 | -0.022618 | 0 | 0.8303 | 0.87809 | 0.8303 | 0.87809
267044-Commercial Condensor Coil Cleaning (all units - savings at 50% of DEER) Com All CZ07 VintAll | 0.030459 | 0.012151 | 0.07332 | 93.6 | 280.8 | 0 | 0 | 0.074214 | 0 | 0.074214 | 0 | 0.074213 | 0 | 0.074213 | 0 | 1.9633 | 1.9633 | 1.9633 | 1.9633
267029-Commercial HVAC Diagnostic/Tune-up Com All CZ07 VintAll | 0.011121 | 0.0044367 | 0.026633 | 34.1754 | 341.7535 | 0 | 0 | -0.047213 | 0 | -0.047213 | 0 | -0.11539 | 0 | -0.11539 | 0 | 0.77532 | 0.5854 | 0.77532 | 0.5854
267044-Commercial Condensor Coil Cleaning (all units - savings at 50% of DEER) Com All CZ07 VintAll | 0.01523 | 0.0060756 | 0.03666 | 46.8 | 140.4 | 0 | 0 | 0.065739 | 0 | 0.065739 | 0 | 0.035692 | 0 | 0.035692 | 0 | 1.7688 | 1.3089 | 1.7688 | 1.3089
267029-Commercial HVAC Diagnostic/Tune-up Com All CZ07 VintAll | 0.011121 | 0.0044367 | 0.026633 | 34.1754 | 341.7535 | 0 | 0 | -0.047213 | 0 | -0.047213 | 0 | -0.11539 | 0 | -0.11539 | 0 | 0.77532 | 0.5854 | 0.77532 | 0.5854
267044-Commercial Condensor Coil Cleaning (all units - savings at 50% of DEER) Com All CZ07 VintAll | 0.01523 | 0.0060756 | 0.03666 | 46.8 | 140.4 | 0 | 0 | 0.065739 | 0 | 0.065739 | 0 | 0.035692 | 0 | 0.035692 | 0 | 1.7688 | 1.3089 | 1.7688 | 1.3089
267029-Commercial HVAC Diagnostic/Tune-up Com All CZ07 VintAll | 0.022243 | 0.0088734 | 0.053265 | 68.3507 | 683.5071 | 0 | 0 | -0.033298 | 0 | -0.033298 | 0 | -0.022618 | 0 | -0.022618 | 0 | 0.8303 | 0.87809 | 0.8303 | 0.87809
267044-Commercial Condensor Coil Cleaning (all units - savings at 50% of DEER) Com All CZ07 VintAll | 0.030459 | 0.012151 | 0.07332 | 93.6 | 280.8 | 0 | 0 | 0.074214 | 0 | 0.074214 | 0 | 0.074213 | 0 | 0.074213 | 0 | 1.9633 | 1.9633 | 1.9633 | 1.9633
267029-Commercial HVAC Diagnostic/Tune-up Com All CZ07 VintAll | 0.011121 | 0.0044367 | 0.026633 | 34.1754 | 341.7535 | 0 | 0 | -0.047213 | 0 | -0.047213 | 0 | -0.11539 | 0 | -0.11539 | 0 | 0.77532 | 0.5854 | 0.77532 | 0.5854
267044-Commercial Condensor Coil Cleaning (all units - savings at 50% of DEER) Com All CZ07 VintAll | 0.01523 | 0.0060756 | 0.03666 | 46.8 | 140.4 | 0 | 0 | 0.065739 | 0 | 0.065739 | 0 | 0.035692 | 0 | 0.035692 | 0 | 1.7688 | 1.3089 | 1.7688 | 1.3089
267029-Commercial HVAC Diagnostic/Tune-up Com All CZ07 VintAll | 0.011121 | 0.0044367 | 0.026633 | 34.1754 | 341.7535 | 0 | 0 | -0.047213 | 0 | -0.047213 | 0 | -0.11539 | 0 | -0.11539 | 0 | 0.77532 | 0.5854 | 0.77532 | 0.5854
267044-Commercial Condensor Coil Cleaning (all units - savings at 50% of DEER) Com All CZ07 VintAll | 0.01523 | 0.0060756 | 0.03666 | 46.8 | 140.4 | 0 | 0 | 0.065739 | 0 | 0.065739 | 0 | 0.035692 | 0 | 0.035692 | 0 | 1.7688 | 1.3089 | 1.7688 | 1.3089
267003-High Refrigerant Charge Adjustment (>= ±20% rated charge) Resid SF CZ10 Vint05 | 0.34898 | 0.0032679 | 0.37245 | 253.4548 | 2534.5476 | -0.11132 | -1.1132 | 0.26643 | 0.98982 | 0.26643 | 0.98982 | 0.27676 | 0.98982 | 0.27676 | 0.98982 | 4.8618 | 5.7204 | 4.8618 | 5.7204
267040-Residential Condensor Coil Cleaning Resid SF CZ10 VintAll | 0.28997 | 0.0027153 | 0.27799 | 210.6 | 631.8 | 0 | 0 | 0.22746 | 0 | 0.22746 | 0 | 0.22746 | 0 | 0.22746 | 0 | 3.6572 | 3.6572 | 3.6572 | 3.6572
267002-High Refrigerant Charge Adjustment (>= ±20% rated charge) Resid SF CZ10 Vint04 | 0.66297 | 0.0062082 | 0.5337 | 481.5041 | 4815.0414 | -0.1827 | -1.827 | 0.28092 | 0.98982 | 0.28092 | 0.98982 | 0.28908 | 0.98982 | 0.28908 | 0.98982 | 6.1586 | 7.2463 | 6.1586 | 7.2463
267040-Residential Condensor Coil Cleaning Resid SF CZ10 VintAll | 0.28997 | 0.0027153 | 0.27799 | 210.6 | 631.8 | 0 | 0 | 0.22746 | 0 | 0.22746 | 0 | 0.22746 | 0 | 0.22746 | 0 | 3.6572 | 3.6572 | 3.6572 | 3.6572
267003-High Refrigerant Charge Adjustment (>= ±20% rated charge) Resid SF CZ10 Vint05 | 0.87244 | 0.0081696 | 0.93113 | 633.6369 | 6336.369 | -0.27829 | -2.7829 | 0.26643 | 0.98982 | 0.26643 | 0.98982 | 0.27676 | 0.98982 | 0.27676 | 0.98982 | 4.8618 | 5.7204 | 4.8618 | 5.7204
267040-Residential Condensor Coil Cleaning Resid SF CZ10 VintAll | 0.28997 | 0.0027153 | 0.27799 | 210.6 | 631.8 | 0 | 0 | 0.22746 | 0 | 0.22746 | 0 | 0.22746 | 0 | 0.22746 | 0 | 3.6572 | 3.6572 | 3.6572 | 3.6572
267001-High Refrigerant Charge Adjustment (>= ±20% rated charge) Resid SFCZ10 Vint03 | 1.0673 | 0.0099944 | 0.57113 | 775.1609 | 7751.6088 | -0.20791 | -2.0791 | 0.29026 | 0.98982 | 0.29026 | 0.98982 | 0.29702 | 0.98982 | 0.29702 | 0.98982 | 7.4384 | 8.752 | 7.4384 | 8.752
267040-Residential Condensor Coil Cleaning Resid SF CZ10 VintAll | 0.28997 | 0.0027153 | 0.27799 | 210.6 | 631.8 | 0 | 0 | 0.22746 | 0 | 0.22746 | 0 | 0.22746 | 0 | 0.22746 | 0 | 3.6572 | 3.6572 | 3.6572 | 3.6572
267001-High Refrigerant Charge Adjustment (>= ±20% rated charge) Resid SFCZ10 Vint03 | 0.80048 | 0.0074958 | 0.42835 | 581.3707 | 5813.7066 | -0.15593 | -1.5593 | 0.29026 | 0.98982 | 0.29026 | 0.98982 | 0.29702 | 0.98982 | 0.29702 | 0.98982 | 7.4384 | 8.752 | 7.4384 | 8.752
267040-Residential Condensor Coil Cleaning Resid SF CZ10 VintAll | 0.28997 | 0.0027153 | 0.27799 | 210.6 | 631.8 | 0 | 0 | 0.22746 | 0 | 0.22746 | 0 | 0.22746 | 0 | 0.22746 | 0 | 3.6572 | 3.6572 | 3.6572 | 3.6572
267004-High Refrigerant Charge Adjustment (>= ±20% rated charge) Resid SF CZ10 Vint01 | 0.47442 | 0.0044425 | 0.50826 | 344.5634 | 3445.6344 | -0.057086 | -0.57086 | 0.23397 | 0.98982 | 0.23397 | 0.98982 | 0.24918 | 0.98982 | 0.24918 | 0.98982 | 3.3074 | 3.8915 | 3.3074 | 3.8915
267040-Residential Condensor Coil Cleaning Resid SF CZ10 VintAll | 0.28997 | 0.0027153 | 0.27799 | 210.6 | 631.8 | 0 | 0 | 0.22746 | 0 | 0.22746 | 0 | 0.22746 | 0 | 0.22746 | 0 | 3.6572 | 3.6572 | 3.6572 | 3.6572
267002-High Refrigerant Charge Adjustment (>= ±20% rated charge) Resid SF CZ10 Vint04 | 0.88396 | 0.0082775 | 0.7116 | 642.0055 | 6420.0552 | -0.2436 | -2.436 | 0.28092 | 0.98982 | 0.28092 | 0.98982 | 0.28908 | 0.98982 | 0.28908 | 0.98982 | 6.1586 | 7.2463 | 6.1586 | 7.2463
267040-Residential Condensor Coil Cleaning Resid SF CZ10 VintAll | 0.28997 | 0.0027153 | 0.27799 | 210.6 | 631.8 | 0 | 0 | 0.22746 | 0 | 0.22746 | 0 | 0.22746 | 0 | 0.22746 | 0 | 3.6572 | 3.6572 | 3.6572 | 3.6572
267004-High Refrigerant Charge Adjustment (>= ±20% rated charge) Resid SF CZ10 Vint01 | 0.59303 | 0.0055532 | 0.63533 | 430.7043 | 4307.043 | -0.071358 | -0.71358 | 0.23397 | 0.98982 | 0.23397 | 0.98982 | 0.24918 | 0.98982 | 0.24918 | 0.98982 | 3.3074 | 3.8915 | 3.3074 | 3.8915
267040-Residential Condensor Coil Cleaning Resid SF CZ10 VintAll | 0.28997 | 0.0027153 | 0.27799 | 210.6 | 631.8 | 0 | 0 | 0.22746 | 0 | 0.22746 | 0 | 0.22746 | 0 | 0.22746 | 0 | 3.6572 | 3.6572 | 3.6572 | 3.6572
267002-High Refrigerant Charge Adjustment (>= ±20% rated charge) Resid SF CZ10 Vint04 | 0.66297 | 0.0062082 | 0.5337 | 481.5041 | 4815.0414 | -0.1827 | -1.827 | 0.27922 | 0.98982 | 0.27922 | 0.98982 | 0.28138 | 0.98982 | 0.28138 | 0.98982 | 5.9725 | 6.2111 | 5.9725 | 6.2111
267040-Residential Condensor Coil Cleaning Resid SF CZ10 VintAll | 0.28997 | 0.0027153 | 0.27799 | 210.6 | 631.8 | 0 | 0 | 0.22746 | 0 | 0.22746 | 0 | 0.22746 | 0 | 0.22746 | 0 | 3.6572 | 3.6572 | 3.6572 | 3.6572
267002-High Refrigerant Charge Adjustment (>= ±20% rated charge) Resid SF CZ10 Vint04 | 0.66297 | 0.0062082 | 0.5337 | 481.5041 | 4815.0414 | -0.1827 | -1.827 | 0.27922 | 0.98982 | 0.27922 | 0.98982 | 0.28138 | 0.98982 | 0.28138 | 0.98982 | 5.9725 | 6.2111 | 5.9725 | 6.2111
267040-Residential Condensor Coil Cleaning Resid SF CZ10 VintAll | 0.28997 | 0.0027153 | 0.27799 | 210.6 | 631.8 | 0 | 0 | 0.22746 | 0 | 0.22746 | 0 | 0.22746 | 0 | 0.22746 | 0 | 3.6572 | 3.6572 | 3.6572 | 3.6572
267032-High Refrigerant Charge Adjustment (>= ±20% rated charge) Resid MF CZ10 Vint03 | 0.41917 | 0.0039251 | 0.33288 | 304.434 | 3044.34 | -0.24594 | -2.4594 | 0.27701 | 0.98982 | 0.27701 | 0.98982 | 0.28657 | 0.98982 | 0.28657 | 0.98982 | 5.7379 | 6.8635 | 5.7379 | 6.8635
267042-Residential Condensor Coil Cleaning Resid MF CZ10 VintAll | 0.19331 | 0.0018102 | 0.18533 | 140.4 | 421.2 | 0 | 0 | 0.18466 | 0 | 0.18466 | 0 | 0.18466 | 0 | 0.18466 | 0 | 2.4381 | 2.4381 | 2.4381 | 2.4381
267035-High Refrigerant Charge Adjustment (>= ±20% rated charge) Resid MF CZ10 Vint01 | 0.25883 | 0.0024238 | 0.30796 | 187.9862 | 1879.8624 | -0.057889 | -0.57889 | 0.24089 | 0.98982 | 0.24089 | 0.98982 | 0.25638 | 0.98982 | 0.25638 | 0.98982 | 3.5484 | 4.2445 | 3.5484 | 4.2445
267042-Residential Condensor Coil Cleaning Resid MF CZ10 VintAll | 0.19331 | 0.0018102 | 0.18533 | 140.4 | 421.2 | 0 | 0 | 0.18466 | 0 | 0.18466 | 0 | 0.18466 | 0 | 0.18466 | 0 | 2.4381 | 2.4381 | 2.4381 | 2.4381
267001-High Refrigerant Charge Adjustment (>= ±20% rated charge) Resid SFCZ10 Vint03 | 0.53365 | 0.0049972 | 0.28557 | 387.5804 | 3875.8044 | -0.10395 | -1.0395 | 0.29026 | 0.98982 | 0.29026 | 0.98982 | 0.29702 | 0.98982 | 0.29702 | 0.98982 | 7.4384 | 8.752 | 7.4384 | 8.752
267001-High Refrigerant Charge Adjustment (>= ±20% rated charge) Resid SFCZ10 Vint03 | 1.3341 | 0.012493 | 0.71392 | 968.9511 | 9689.511 | -0.25989 | -2.5989 | 0.29026 | 0.98982 | 0.29026 | 0.98982 | 0.29702 | 0.98982 | 0.29702 | 0.98982 | 7.4384 | 8.752 | 7.4384 | 8.752
267003-High Refrigerant Charge Adjustment (>= ±20% rated charge) Resid SF CZ10 Vint05 | 0.52346 | 0.0049018 | 0.55868 | 380.1821 | 3801.8214 | -0.16697 | -1.6697 | 0.26643 | 0.98982 | 0.26643 | 0.98982 | 0.27676 | 0.98982 | 0.27676 | 0.98982 | 4.8618 | 5.7204 | 4.8618 | 5.7204
267040-Residential Condensor Coil Cleaning Resid SF CZ10 VintAll | 0.28997 | 0.0027153 | 0.27799 | 210.6 | 631.8 | 0 | 0 | 0.22746 | 0 | 0.22746 | 0 | 0.22746 | 0 | 0.22746 | 0 | 3.6572 | 3.6572 | 3.6572 | 3.6572

## Output
Program Summary |  | Nominal | Present Value | [5 empty] | Avoided Cost Version
Proposer Name |  | 0 | [6 empty] | 2010-05-04
Program Name |  | 0 | [6 empty] | 2010-05-04
Total Program Budget ($) |  | 76922.825 | 70786.7963 | [5 empty] | Base Year
2009
Net Participant Cost ($) |  | -6350 | -5843.4691 | [5 empty] | SDG&E 09-11 4g3.xls
Program Impacts | [9 empty] | Program Impacts (Gross)
| Annual Net kWh | Lifecycle Net kWh | Annual Net Therms | Lifecycle Net Therms | Net Jul-Sept Pk (kW) | Net Dec-Feb Pk (kW) | Net CEC (kW) | User Entered kW |  |  | Annual Gross kWh | Lifecycle Gross kWh | Annual Gross Therms | Lifecycle Gross Therms | User Entered kW
2009-2011 | 132194.9782 | 1417954.815 | 3573.7703 | 64485.5859 | 154.6497 | 4.7478 | 0 | 135.6453 |  | 2009-2011 | 167874.1625 | 1806195.5129 | 4581.7568 | 82673.8281 | 173.3287
2012-2015 | 0 | 0 | 0 | 0 | 0 | 0 | 0 | 0 |  | 2012-2015 | 0 | 0 | 0 | 0 | 0
2016-2019 | 0 | 0 | 0 | 0 | 0 | 0 | 0 | 0 |  | 2016-2019 | 0 | 0 | 0 | 0 | 0
Cost Effectiveness (Lifecycle Present Value Dollars)
|  | Benefits |  |  | Benefit - Cost
| Cost | Electric | Gas | Incentives | NPV | B/C Ratio | Notes
Program TRC ($) | 64943.3271 | 256105.3956 | 35176.0521 | NA | 226338.1207 | 4.4852 | *1
Program PAC ($) | 70786.7963 | 256105.3956 | 35176.0521 | NA | 220494.6515 | 4.1149 | *1,2
Program RIM ($) | 70786.7963 | 256105.3956 | 35176.0521 | NA | 220494.6515 | 4.1149 | *1
*1 B/C Ratio is an approximation because any supply cost increases are treated as negative benefits rather than as a cost as in the Standard Practice Manual
*2 PAC benefits include environmental costs. This is to be consistent with the TRC benefits, but is not strictly consistent with the Standard Practice Manual.
Levelized Cost and Benefit (All Measures Installed through 2019)
| Discounted Savings |  |  |  | Benefit - Cost
| kWh | Therms | Cost | Benefits | NPV
TRC ($/kWh ) | 828867.2204 |  | 0.071069 | 0.30898 | 0.23791
PAC ($/kWh) | 828867.2204 |  | 0.076761 | 0.30898 | 0.23222
RIM ($/kWh) | 828867.2204 |  | 0.075088 | 0.30898 | 0.23389
TRC ($/therm) |  | 32552.7232 | 0.17986 | 1.0806 | 0.90073
PAC ($/therm) |  | 32552.7232 | 0.21592 | 1.0806 | 0.86467
RIM ($/therm) |  | 32552.7232 | 0.2626 | 1.0806 | 0.81798
Emissions Reductions | [9 empty] | Emissions Reductions (Gross)
| Electric Reductions |  |  | Gas Reductions | [6 empty] | Electric Reductions |  |  | Gas Reductions
Annual Reductions | CO2 (tons) | NOX (lbs) | PM-10 (lbs) | CO2 (tons) | NOX (lbs) |  |  |  |  | Annual Reductions | CO2 (tons) | NOX (lbs) | PM-10 (lbs) | CO2 (tons) | NOX (lbs)
2009 | 76.7424 | 20.9929 | 9.827 | 20.9066 | 32.8787 | * annual reductions are the units |  |  |  | 2009 | 97.4641 | 26.6633 | 12.4802 | 26.8033 | 42.1522 | * annual reductions are the units
2010 | 0 | 0 | 0 | 0 | 0 | implemented in the year, times |  |  |  | 2010 | 0 | 0 | 0 | 0 | 0 | implemented in the year, times
2011 | 0 | 0 | 0 | 0 | 0 | the annual emission reduction |  |  |  | 2011 | 0 | 0 | 0 | 0 | 0 | the annual emission reduction
2012 | 0 | 0 | 0 | 0 | 0 | for the measure. |  |  |  | 2012 | 0 | 0 | 0 | 0 | 0 | for the measure.
2013 | 0 | 0 | 0 | 0 | 0 |  |  |  |  | 2013 | 0 | 0 | 0 | 0 | 0
2014 | 0 | 0 | 0 | 0 | 0 |  |  |  |  | 2014 | 0 | 0 | 0 | 0 | 0
2015 | 0 | 0 | 0 | 0 | 0 |  |  |  |  | 2015 | 0 | 0 | 0 | 0 | 0
2016 | 0 | 0 | 0 | 0 | 0 |  |  |  |  | 2016 | 0 | 0 | 0 | 0 | 0
2017 | 0 | 0 | 0 | 0 | 0 |  |  |  |  | 2017 | 0 | 0 | 0 | 0 | 0
2018 | 0 | 0 | 0 | 0 | 0 |  |  |  |  | 2018 | 0 | 0 | 0 | 0 | 0
2019 | 0 | 0 | 0 | 0 | 0 |  |  |  |  | 2019 | 0 | 0 | 0 | 0 | 0
Total Annual | 76.7424 | 20.9929 | 9.827 | 20.9066 | 32.8787 |  |  |  |  | Total Annual | 97.4641 | 26.6633 | 12.4802 | 26.8033 | 42.1522
Lifecycle Reductions | [9 empty] | Lifecycle Reductions
2009 | 824.1096 | 225.6378 | 105.5034 | 377.2407 | 593.2674 |  |  |  |  | 2009 | 1049.8272 | 287.4539 | 134.398 | 483.6419 | 760.5992
2010 | 0 | 0 | 0 | 0 | 0 |  |  |  |  | 2010 | 0 | 0 | 0 | 0 | 0
2011 | 0 | 0 | 0 | 0 | 0 |  |  |  |  | 2011 | 0 | 0 | 0 | 0 | 0
2012 | 0 | 0 | 0 | 0 | 0 |  |  |  |  | 2012 | 0 | 0 | 0 | 0 | 0
2013 | 0 | 0 | 0 | 0 | 0 |  |  |  |  | 2013 | 0 | 0 | 0 | 0 | 0
2014 | 0 | 0 | 0 | 0 | 0 |  |  |  |  | 2014 | 0 | 0 | 0 | 0 | 0
2015 | 0 | 0 | 0 | 0 | 0 |  |  |  |  | 2015 | 0 | 0 | 0 | 0 | 0
2016 | 0 | 0 | 0 | 0 | 0 |  |  |  |  | 2016 | 0 | 0 | 0 | 0 | 0
2017 | 0 | 0 | 0 | 0 | 0 |  |  |  |  | 2017 | 0 | 0 | 0 | 0 | 0
2018 | 0 | 0 | 0 | 0 | 0 |  |  |  |  | 2018 | 0 | 0 | 0 | 0 | 0
2019 | 0 | 0 | 0 | 0 | 0 |  |  |  |  | 2019 | 0 | 0 | 0 | 0 | 0
Total Lifecycle | 824.1096 | 225.6378 | 105.5034 | 377.2407 | 593.2674 |  |  |  |  | Total Lifecycle | 1049.8272 | 287.4539 | 134.398 | 483.6419 | 760.5992
Reductions based on total annual installations | [9 empty] | Reductions based on total annual installations (Gross)
| Annual Net kWh | Lifecycle Net kWh | Annual Net Therms | Lifecycle Net Therms | Net July-Sept Peak (kW) | Net Dec-Feb (kW) |  | User Entered kW | Net Annual NCP (kW) |  | Annual Gross kWh | Lifecycle Gross kWh | Annual Gross Therms | Lifecycle Gross Therms | User Entered kW
2009 | 132194.9782 | 1417954.815 | 3573.7703 | 64485.5859 | 154.6497 | 4.7478 |  | 135.6453 | 0 | 2009 | 167874.1625 | 1806195.5129 | 4581.7568 | 82673.8281 | 173.3287
2010 | 0 | 0 | 0 | 0 | 0 | 0 |  | 0 | 306.0264 | 2010 | 0 | 0 | 0 | 0 | 0
2011 | 0 | 0 | 0 | 0 | 0 | 0 |  | 0 | 0 | 2011 | 0 | 0 | 0 | 0 | 0
2012 | 0 | 0 | 0 | 0 | 0 | 0 |  | 0 | 0 | 2012 | 0 | 0 | 0 | 0 | 0
2013 | 0 | 0 | 0 | 0 | 0 | 0 |  | 0 | -68.6048 | 2013 | 0 | 0 | 0 | 0 | 0
2014 | 0 | 0 | 0 | 0 | 0 | 0 |  | 0 | 0 | 2014 | 0 | 0 | 0 | 0 | 0
2015 | 0 | 0 | 0 | 0 | 0 | 0 |  | 0 | -2.951 | 2015 | 0 | 0 | 0 | 0 | 0
2016 | 0 | 0 | 0 | 0 | 0 | 0 |  | 0 | 0 | 2016 | 0 | 0 | 0 | 0 | 0
2017 | 0 | 0 | 0 | 0 | 0 | 0 |  | 0 | 0 | 2017 | 0 | 0 | 0 | 0 | 0
2018 | 0 | 0 | 0 | 0 | 0 | 0 |  | 0 | 0 | 2018 | 0 | 0 | 0 | 0 | 0
2019 | 0 | 0 | 0 | 0 | 0 | 0 |  | 0 | 0 | 2019 | 0 | 0 | 0 | 0 | 0
Total | 132194.9782 | 1417954.815 | 3573.7703 | 64485.5859 | 154.6497 | 4.7478 |  | 135.6453 | 234.4706 | Total | 167874.1625 | 1806195.5129 | 4581.7568 | 82673.8281 | 173.3287
Net Impacts by Sector (All Measures Installed through 2019)
| Annual Net kWh | Lifecycle Net kWh | Annual Net Therms | Lifecycle Net Therms | Net July-Sept Peak (kW) | Net Dec-Feb (kW) |  | User Entered kW | TRC Lifecycle Net Benefits* ($)
Total | 132194.9782 | 1417954.815 | 3573.7703 | 64485.5859 | 154.6497 | 4.7478 |  | 135.6453 | 226338.1207
RES | 0 | 0 | 0 | 0 | 0 | 0 |  | 0 | 0
NON_RES | 0 | 0 | 0 | 0 | 0 | 0 |  | 0 | 0
Residential | 106167.5815 | 1274751.4478 | 3573.7703 | 64485.5859 | 146.1799 | 1.3688 |  | 121.7261 | 222329.4764
Commercial | 26027.3967 | 143203.3672 | 0 | 0 | 8.4699 | 3.3789 |  | 13.9192 | 4008.6443
Industrial | 0 | 0 | 0 | 0 | 0 | 0 |  | 0 | 0
Agricultural | 0 | 0 | 0 | 0 | 0 | 0 |  | 0 | 0
Not Used | 0 | 0 | 0 | 0 | 0 | 0 |  | 0 | 0
0 | 0 | 0 | 0 | 0 | 0 | 0 |  | 0 | 0
0 | 0 | 0 | 0 | 0 | 0 | 0 |  | 0 | 0
0 | 0 | 0 | 0 | 0 | 0 | 0 |  | 0 | 0
0 | 0 | 0 | 0 | 0 | 0 | 0 |  | 0 | 0
0 | 0 | 0 | 0 | 0 | 0 | 0 |  | 0 | 0
0 |  |  | 0 |  |  |  |  | 0 | 0
0 |  |  | 0 |  |  |  |  | 0 | 0
0 |  |  | 0 |  |  |  |  | 0 | 0
0 |  |  | 0 |  |  |  |  | 0 | 0
0 |  |  | 0 |  |  |  |  | 0 | 0
0 |  |  | 0 |  |  |  |  | 0 | 0
0 |  |  | 0 |  |  |  |  | 0 | 0
0 |  |  | 0 |  |  |  |  | 0 | 0
0 |  |  | 0 |  |  |  |  | 0 | 0
0 |  |  | 0 |  |  |  |  | 0 | 0
0 |  |  | 0 |  |  |  |  | 0 | 0
Other and unspecified | 6.6939e-10 | -1.5367e-08 | 0 | 0 | -5.4001e-13 | 2.3093e-14 | 0 | -4.2633e-13 | 1.6298e-09
* Include program-level and admin costs allocated based to total gas and electric programs at the measure level.
Net Impacts by CPUC End Use Categories (All Measures Installed through 2019)
| Annual Net kWh | Lifecycle Net kWh | Annual Net Therms | Lifecycle Net Therms | Net July-Sept Peak (kW) | Net Dec-Feb Pk (kW) |  | User Entered kW | TRC Lifecycle Net Benefits* ($)
Total | 132194.9782 | 1417954.815 | 3573.7703 | 64485.5859 | 154.6497 | 4.7478 |  | 135.6453 | 226338.1207
Clothes Dryer | 0 | 0 | 0 | 0 | 0 | 0 |  | 0 | 0
Clothes Washer | 0 | 0 | 0 | 0 | 0 | 0 |  | 0 | 0
Consumer Electronics | 0 | 0 | 0 | 0 | 0 | 0 |  | 0 | 0
Cooking | 0 | 0 | 0 | 0 | 0 | 0 |  | 0 | 0
Dishwasher | 0 | 0 | 0 | 0 | 0 | 0 |  | 0 | 0
Other Appliance | 0 | 0 | 0 | 0 | 0 | 0 |  | 0 | 0
Office Equipment | 0 | 0 | 0 | 0 | 0 | 0 |  | 0 | 0
Building shell | 0 | 0 | 0 | 0 | 0 | 0 |  | 0 | 0
Space Cooling | 132194.9782 | 1417954.815 | 3573.7703 | 64485.5859 | 154.6497 | 4.7478 |  | 135.6453 | 226338.1207
Space Heating | 0 | 0 | 0 | 0 | 0 | 0 |  | 0 | 0
Ventilation | 0 | 0 | 0 | 0 | 0 | 0 |  | 0 | 0
Interior Lighting | 0 | 0 | 0 | 0 | 0 | 0 |  | 0 | 0
Exterior Lighting | 0 | 0 | 0 | 0 | 0 | 0 |  | 0 | 0
Daylighting | 0 | 0 | 0 | 0 | 0 | 0 |  | 0 | 0
Motors | 0 | 0 | 0 | 0 | 0 | 0 |  | 0 | 0
Process | 0 | 0 | 0 | 0 | 0 | 0 |  | 0 | 0
Compressed Air | 0 | 0 | 0 | 0 | 0 | 0 |  | 0 | 0
Food Processor | 0 | 0 | 0 | 0 | 0 | 0 |  | 0 | 0
Refrigeration | 0 | 0 | 0 | 0 | 0 | 0 |  | 0 | 0
Freezers | 0 | 0 | 0 | 0 | 0 | 0 |  | 0 | 0
Pumps | 0 | 0 | 0 | 0 | 0 | 0 |  | 0 | 0
Pool Pump | 0 | 0 | 0 | 0 | 0 | 0 |  | 0 | 0
Domestic Hot Water | 0 | 0 | 0 | 0 | 0 | 0 |  | 0 | 0
Water Heating | 0 | 0 | 0 | 0 | 0 | 0 |  | 0 | 0
Other and unspecified | 0 | 0 | 0 | 0 | 0 | 0 | 0 | 0 | 0
* Include program-level and admin costs allocated based to total gas and electric programs at the measure level.
Net Impacts by Climate Zone (All Measures Installed through 2016)
| Annual Net kWh | Lifecycle Net kWh | Annual Net Therms | Lifecycle Net Therms | Net July-Sept Peak (kW) | Net dec-Feb Pk (kW) |  | User Entered kW | TRC Lifecycle Net Benefits* ($)
Total | 132194.9782 | 1417954.815 | 3573.7703 | 64485.5859 | 154.6497 | 4.7478 |  | 135.6453 | 226338.1207
7 | 0 | 0 | 0 | 0 | 0 | 0 |  | 0 | 0
10 | 0 | 0 | 0 | 0 | 0 | 0 |  | 0 | 0
14 | 0 | 0 | 0 | 0 | 0 | 0 |  | 0 | 0
15 | 0 | 0 | 0 | 0 | 0 | 0 |  | 0 | 0
System | 132194.9782 | 1417954.815 | 3573.7703 | 64485.5859 | 154.6497 | 4.7478 |  | 135.6453 | 226338.1207
0 | 0 | 0 | 0 | 0 | 0 | 0 |  | 0
0 | 0 | 0 | 0 | 0 | 0 | 0 |  | 0
0 | 0 | 0 | 0 | 0 | 0 | 0 |  | 0
0 | 0 | 0 | 0 | 0 | 0 | 0 |  | 0
0 | 0 | 0 | 0 | 0 | 0 | 0 |  | 0
0 | 0 | 0 | 0 | 0 | 0 | 0 |  | 0
* Include program-level and admin costs allocated based to total gas and electric programs at the measure level.
Persistent reductions in the summer (3rd Qtr) or winter (4th Qtr) of each year
| Net Juy-Sept Peak (kW) | Net Annual Dec-Feb (kW)
2009 | 0 | 4.7478
2010 | 154.6497 | 4.7478
2011 | 154.6497 | 4.7478
2012 | 154.6497 | 3.0456
2013 | 119.2349 | 3.0456
2014 | 119.2349 | 1.9708
2015 | 116.5407 | 1.9708
2016 | 116.5407 | 1.9708
2017 | 116.5407 | 1.9708
2018 | 116.5407 | 1.9708
2019 | 116.5407 | 0.60475
2020 | 64.5821 | 0.60475
Monthly Impacts
First Year for Impact Table: | 2009
| Quarter | Monthly Five Hour Avg or TOU Peak | Net Monthly NCP (kW) |  | Monthly Net kWh | Monthly Net Therms
2009-01-01 | 1 | 0 | 0 |  | 0 | 0
2009-02-01 | 1 | 0 | 0 |  | 0 | 0
2009-03-01 | 1 | 0 | 0 |  | 0 | 0
2009-04-01 | 2 | 0 | 0 |  | 0 | 0
2009-05-01 | 2 | 0 | 0 |  | 0 | 0
2009-06-01 | 2 | 0 | 0 |  | 0 | 0
2009-07-01 | 3 | 0 | 0 |  | 0 | 0
2009-08-01 | 3 | 0 | 0 |  | 0 | 0
2009-09-01 | 3 | 0 | 0 |  | 0 | 0
2009-10-01 | 4 | 0 | 0 |  | 0 | 0
2009-11-01 | 4 | 0 | 0 |  | 0 | 0
2009-12-01 | 4 | 0 | 0 |  | 0 | 0
2010-01-01 | 5 | 4.7478 | 5.2518 |  | 3238.5434 | 595.6284
2010-02-01 | 5 | 4.7478 | 5.2518 |  | 3238.5434 | 595.6284
2010-03-01 | 5 | 4.7478 | 5.2518 |  | 3238.5434 | 595.6284
2010-04-01 | 6 | 4.7478 | 5.2518 |  | 3238.5434 | 0
2010-05-01 | 6 | 154.6497 | 306.0264 |  | 21905.0349 | 0
2010-06-01 | 6 | 154.6497 | 306.0264 |  | 21905.0349 | 0
2010-07-01 | 7 | 154.6497 | 306.0264 |  | 21905.0349 | 0
2010-08-01 | 7 | 154.6497 | 306.0264 |  | 21905.0349 | 0
2010-09-01 | 7 | 154.6497 | 306.0264 |  | 21905.0349 | 0
2010-10-01 | 8 | 4.7478 | 5.2518 |  | 3238.5434 | 595.6284
2010-11-01 | 8 | 4.7478 | 5.2518 |  | 3238.5434 | 595.6284
2010-12-01 | 8 | 4.7478 | 5.2518 |  | 3238.5434 | 595.6284
2011-01-01 | 9 | 4.7478 | 5.2518 |  | 3238.5434 | 595.6284
2011-02-01 | 9 | 4.7478 | 5.2518 |  | 3238.5434 | 595.6284
2011-03-01 | 9 | 4.7478 | 5.2518 |  | 3238.5434 | 595.6284
2011-04-01 | 10 | 4.7478 | 5.2518 |  | 3238.5434 | 0
2011-05-01 | 10 | 154.6497 | 306.0264 |  | 21905.0349 | 0
2011-06-01 | 10 | 154.6497 | 306.0264 |  | 21905.0349 | 0
2011-07-01 | 11 | 154.6497 | 306.0264 |  | 21905.0349 | 0
2011-08-01 | 11 | 154.6497 | 306.0264 |  | 21905.0349 | 0
2011-09-01 | 11 | 154.6497 | 306.0264 |  | 21905.0349 | 0
2011-10-01 | 12 | 4.7478 | 5.2518 |  | 3238.5434 | 595.6284
2011-11-01 | 12 | 4.7478 | 5.2518 |  | 3238.5434 | 595.6284
2011-12-01 | 12 | 4.7478 | 5.2518 |  | 3238.5434 | 595.6284
2012-01-01 | 13 | 4.7478 | 5.2518 |  | 3238.5434 | 595.6284
2012-02-01 | 13 | 4.7478 | 5.2518 |  | 3238.5434 | 595.6284
2012-03-01 | 13 | 4.7478 | 5.2518 |  | 3238.5434 | 595.6284
2012-04-01 | 14 | 4.7478 | 5.2518 |  | 3238.5434 | 0
2012-05-01 | 14 | 154.6497 | 306.0264 |  | 21905.0349 | 0
2012-06-01 | 14 | 154.6497 | 306.0264 |  | 21905.0349 | 0
2012-07-01 | 15 | 154.6497 | 306.0264 |  | 21905.0349 | 0
2012-08-01 | 15 | 154.6497 | 306.0264 |  | 21905.0349 | 0
2012-09-01 | 15 | 154.6497 | 306.0264 |  | 21905.0349 | 0
2012-10-01 | 16 | 4.7478 | 5.2518 |  | 3238.5434 | 595.6284
2012-11-01 | 16 | 4.7478 | 5.2518 |  | 3238.5434 | 595.6284
2012-12-01 | 16 | 4.7478 | 5.2518 |  | 3238.5434 | 595.6284
2013-01-01 | 17 | 3.0456 | 3.4397 |  | 2222.3061 | 595.6284
2013-02-01 | 17 | 3.0456 | 3.4397 |  | 2222.3061 | 595.6284
2013-03-01 | 17 | 3.0456 | 3.4397 |  | 2222.3061 | 595.6284
2013-04-01 | 18 | 3.0456 | 3.4397 |  | 2222.3061 | 0
2013-05-01 | 18 | 119.2349 | 237.4216 |  | 16532.4071 | 0
2013-06-01 | 18 | 119.2349 | 237.4216 |  | 16532.4071 | 0
2013-07-01 | 19 | 119.2349 | 237.4216 |  | 16532.4071 | 0
2013-08-01 | 19 | 119.2349 | 237.4216 |  | 16532.4071 | 0
2013-09-01 | 19 | 119.2349 | 237.4216 |  | 16532.4071 | 0
2013-10-01 | 20 | 3.0456 | 3.4397 |  | 2222.3061 | 595.6284
2013-11-01 | 20 | 3.0456 | 3.4397 |  | 2222.3061 | 595.6284
2013-12-01 | 20 | 3.0456 | 3.4397 |  | 2222.3061 | 595.6284
2014-01-01 | 21 | 3.0456 | 3.4397 |  | 2222.3061 | 595.6284
2014-02-01 | 21 | 3.0456 | 3.4397 |  | 2222.3061 | 595.6284
2014-03-01 | 21 | 3.0456 | 3.4397 |  | 2222.3061 | 595.6284
2014-04-01 | 22 | 3.0456 | 3.4397 |  | 2222.3061 | 0
2014-05-01 | 22 | 119.2349 | 237.4216 |  | 16532.4071 | 0
2014-06-01 | 22 | 119.2349 | 237.4216 |  | 16532.4071 | 0
2014-07-01 | 23 | 119.2349 | 237.4216 |  | 16532.4071 | 0
2014-08-01 | 23 | 119.2349 | 237.4216 |  | 16532.4071 | 0
2014-09-01 | 23 | 119.2349 | 237.4216 |  | 16532.4071 | 0
2014-10-01 | 24 | 3.0456 | 3.4397 |  | 2222.3061 | 595.6284
2014-11-01 | 24 | 3.0456 | 3.4397 |  | 2222.3061 | 595.6284
2014-12-01 | 24 | 3.0456 | 3.4397 |  | 2222.3061 | 595.6284
2015-01-01 | 25 | 1.9708 | 2.3649 |  | 1722.8459 | 595.6284
2015-02-01 | 25 | 1.9708 | 2.3649 |  | 1722.8459 | 595.6284
2015-03-01 | 25 | 1.9708 | 2.3649 |  | 1722.8459 | 595.6284
2015-04-01 | 26 | 1.9708 | 2.3649 |  | 1722.8459 | 0
2015-05-01 | 26 | 116.5407 | 234.4706 |  | 15575.8514 | 0
2015-06-01 | 26 | 116.5407 | 234.4706 |  | 15575.8514 | 0
2015-07-01 | 27 | 116.5407 | 234.4706 |  | 15575.8514 | 0
2015-08-01 | 27 | 116.5407 | 234.4706 |  | 15575.8514 | 0
2015-09-01 | 27 | 116.5407 | 234.4706 |  | 15575.8514 | 0
2015-10-01 | 28 | 1.9708 | 2.3649 |  | 1722.8459 | 595.6284
2015-11-01 | 28 | 1.9708 | 2.3649 |  | 1722.8459 | 595.6284
2015-12-01 | 28 | 1.9708 | 2.3649 |  | 1722.8459 | 595.6284
2016-01-01 | 29 | 1.9708 | 2.3649 |  | 1722.8459 | 595.6284
2016-02-01 | 29 | 1.9708 | 2.3649 |  | 1722.8459 | 595.6284
2016-03-01 | 29 | 1.9708 | 2.3649 |  | 1722.8459 | 595.6284
2016-04-01 | 30 | 1.9708 | 2.3649 |  | 1722.8459 | 0
2016-05-01 | 30 | 116.5407 | 234.4706 |  | 15575.8514 | 0
2016-06-01 | 30 | 116.5407 | 234.4706 |  | 15575.8514 | 0
2016-07-01 | 31 | 116.5407 | 234.4706 |  | 15575.8514 | 0
2016-08-01 | 31 | 116.5407 | 234.4706 |  | 15575.8514 | 0
2016-09-01 | 31 | 116.5407 | 234.4706 |  | 15575.8514 | 0
2016-10-01 | 32 | 1.9708 | 2.3649 |  | 1722.8459 | 595.6284
2016-11-01 | 32 | 1.9708 | 2.3649 |  | 1722.8459 | 595.6284
2016-12-01 | 32 | 1.9708 | 2.3649 |  | 1722.8459 | 595.6284
2017-01-01 | 33 | 1.9708 | 2.3649 |  | 1722.8459 | 595.6284
2017-02-01 | 33 | 1.9708 | 2.3649 |  | 1722.8459 | 595.6284
2017-03-01 | 33 | 1.9708 | 2.3649 |  | 1722.8459 | 595.6284
2017-04-01 | 34 | 1.9708 | 2.3649 |  | 1722.8459 | 0
2017-05-01 | 34 | 116.5407 | 234.4706 |  | 15575.8514 | 0
2017-06-01 | 34 | 116.5407 | 234.4706 |  | 15575.8514 | 0
2017-07-01 | 35 | 116.5407 | 234.4706 |  | 15575.8514 | 0
2017-08-01 | 35 | 116.5407 | 234.4706 |  | 15575.8514 | 0
2017-09-01 | 35 | 116.5407 | 234.4706 |  | 15575.8514 | 0
2017-10-01 | 36 | 1.9708 | 2.3649 |  | 1722.8459 | 595.6284
2017-11-01 | 36 | 1.9708 | 2.3649 |  | 1722.8459 | 595.6284
2017-12-01 | 36 | 1.9708 | 2.3649 |  | 1722.8459 | 595.6284
2018-01-01 | 37 | 1.9708 | 2.3649 |  | 1722.8459 | 595.6284
2018-02-01 | 37 | 1.9708 | 2.3649 |  | 1722.8459 | 595.6284
2018-03-01 | 37 | 1.9708 | 2.3649 |  | 1722.8459 | 595.6284
2018-04-01 | 38 | 1.9708 | 2.3649 |  | 1722.8459 | 0
2018-05-01 | 38 | 116.5407 | 234.4706 |  | 15575.8514 | 0
2018-06-01 | 38 | 116.5407 | 234.4706 |  | 15575.8514 | 0
2018-07-01 | 39 | 116.5407 | 234.4706 |  | 15575.8514 | 0
2018-08-01 | 39 | 116.5407 | 234.4706 |  | 15575.8514 | 0
2018-09-01 | 39 | 116.5407 | 234.4706 |  | 15575.8514 | 0
2018-10-01 | 40 | 1.9708 | 2.3649 |  | 1722.8459 | 595.6284
2018-11-01 | 40 | 1.9708 | 2.3649 |  | 1722.8459 | 595.6284
2018-12-01 | 40 | 1.9708 | 2.3649 |  | 1722.8459 | 595.6284
2019-01-01 | 41 | 1.9708 | 2.3649 |  | 1722.8459 | 595.6284
2019-02-01 | 41 | 1.9708 | 2.3649 |  | 1722.8459 | 595.6284
2019-03-01 | 41 | 1.9708 | 2.3649 |  | 1722.8459 | 595.6284
2019-04-01 | 42 | 1.9708 | 2.3649 |  | 1722.8459 | 0
2019-05-01 | 42 | 116.5407 | 234.4706 |  | 15575.8514 | 0
2019-06-01 | 42 | 116.5407 | 234.4706 |  | 15575.8514 | 0
2019-07-01 | 43 | 116.5407 | 234.4706 |  | 15575.8514 | 0
2019-08-01 | 43 | 116.5407 | 234.4706 |  | 15575.8514 | 0
2019-09-01 | 43 | 116.5407 | 234.4706 |  | 15575.8514 | 0
2019-10-01 | 44 | 1.9708 | 2.3649 |  | 1722.8459 | 595.6284
2019-11-01 | 44 | 1.9708 | 2.3649 |  | 1722.8459 | 595.6284
2019-12-01 | 44 | 1.9708 | 2.3649 |  | 1722.8459 | 595.6284

## Input
| SDG&E 09-11 4g3.xls |  |  |  | Program Budget ($) |  |  | NPV Factor for lump-sum admin costs: | 100%
a. Administrative Costs
| Proposer General Information |  |  |  | a.i. Overhead and G&A |  | d. Incentives and Rebates ($) | Nominal | NPV
| Proposer Name |  |  |  | a.ii. Other Admin costs |  | d.i. User Input Incentive |  | 0 | Note: User Input Incentives are treated like Admin costs and are NOT adjusted by the net to gross ratio in the TRC test.
| Program Name |  |  |  | b. Marketing/Outreach |  | d.ii. Rebate | 76922.825 | 70786.7963
| Service Territory |  | SDG&E |  | c. Direct Implementation (non incentive) |  | d.iii. Direct Install Labor | 0 | 0
| First Year of Program Implementation |  |  | 2009 | c.i. Activity |  | d.iv. Direct Install Materials | 0 | 0
| Contact Information |  |  |  | c.ii. Installation |  | d.v. Upstream payments | 0 | 0
| Name |  |  |  | c.iii. Hardware & Materials |  | Subtotal Direct Install | 76922.825 | 70786.7963
| Address |  |  |  | c.iv. Rebate Processing and Inspection | [41 empty] | Formulas for spreading annual installations to quarters
| ZIP code |  |  |  | d. Total Incentives and Rebates | 76922.825 | [40 empty] | 0 | 0 | 0 | 0 | 0 | 0 | 0 | 0 | 0 | 0 | 0 | 0 | 0 | 0 | 0 | 0 | 0 | 0 | 0 | 0 | 0 | 0 | 0 | 0 | 0 | 0 | 0 | 0 | 0 | 0 | 0 | 0 | 0 | 0 | 0 | 0 | 0 | 0 | 0 | 0 | 0 | 0 | 0 | 0
| Telephone |  |  |  | e. EM&V |  | f. Costs recovered from other sources |  | 0
| Email |  |  |  | Total | 76922.825 | Program Budget w/ Other Costs (a to f) | 76922.825 | 70786.7963
Quarterly Installation Schedule
| Program Inputs | [10 empty] | Transfer | Admin | Admin | Admin | Participant | [8 empty] | Placeholders, not currently used | [10 empty] | Annual Installation Schedule | [10 empty] | 2009 |  |  |  | 2010 |  |  |  | 2011 |  |  |  | 2012 |  |  |  | 2013 |  |  |  | 2014 |  |  |  | 2015 |  |  |  | 2016 |  |  |  | 2017 |  |  |  | 2018 |  |  |  | 2019
| Measure Name | DEER RunID | Climate Zone | Target sector | Measure Electric End Use Shape | CZ, Sector, Measure combination found? | Measure Type (To Look up Measure Life) | Program Type (To look up Net-to-gross Ratio) | Unit Definition (e.g. homes) | Program Type (NEW/ROB or Early Repl(RET)) | Gross Measure Cost ($/unit) | Rebate to end use customer or its assignee ($/unit) | Incentives to entities other than the end use customer or its assignee($/unit) | Direct Install Labor ($/unit) | Direct Install Material ($/unit) | Participant cost ($/unit) | Gross Unit Annual Electricity Savings (kwh/unit) | Electric Rate Schedule | Demand Scaler | User Entered kW Savings per unit (kW/unit) | Gross Unit Annual Gas Savings (therm/unit) | Gas Sector | Gas Rate Schedule | Gas Savings Profile | Avg remaining life on replaced units (yrs) | Early retrofit incremental kWh savings (kWh/unit) | Early retrofit incremental kW savings (kW/unit) | Early retrofit incremental Th savings (Th/unit) | Combustion Type | Effective Useful Life (years) | Net-to-Gross Ratio | Net-to-Gross Ratio - kW | Net-to-Gross Ratio - Therms | Net-to-Gross Ratio - Costs | % Eligible for TOU AC adjustment | 2009 | 2010 | 2011 | 2012 | 2013 | 2014 | 2015 | 2016 | 2017 | 2018 | 2019 | Qtr 1 | Qtr 2 | Qtr 3 | Qtr 4 | Qtr 1 | Qtr 2 | Qtr 3 | Qtr 4 | Qtr 1 | Qtr 2 | Qtr 3 | Qtr 4 | Qtr 1 | Qtr 2 | Qtr 3 | Qtr 4 | Qtr 1 | Qtr 2 | Qtr 3 | Qtr 4 | Qtr 1 | Qtr 2 | Qtr 3 | Qtr 4 | Qtr 1 | Qtr 2 | Qtr 3 | Qtr 4 | Qtr 1 | Qtr 2 | Qtr 3 | Qtr 4 | Qtr 1 | Qtr 2 | Qtr 3 | Qtr 4 | Qtr 1 | Qtr 2 | Qtr 3 | Qtr 4 | Qtr 1 | Qtr 2 | Qtr 3 | Qtr 4 | Total Number of Units | Comments
0 | 267009-Duct Sealing (Total Leakage Reduced from 40% of AHU flow to 12%) Resid SF CZ10 Vint03 |  | System | Residential | 26-SFM-ResidentialSingleFamily-SP_COOL | 0 |  |  |  |  | 106.2381 | 190 | 0 | 0 | 0 | -83.7619 | 234.764 |  | kWh | 0.17708 | 21.4199 | Residential |  | Winter Only | [5 empty] | 18 | 0.78 |  |  |  | 0.5 | 1 | 0 | 0 | 0 | 0 | 0 | 0 | 0 | 0 | 0 | 0 | 2009 Qtr 1: 0; 2009 Qtr 2: 0; 2009 Qtr 3: 0; 2009 Qtr 4: 1; 2010 Qtr 1: 0; 2010 Qtr 2: 0; 2010 Qtr 3: 0; 2010 Qtr 4: 0; 2011 Qtr 1: 0; 2011 Qtr 2: 0; 2011 Qtr 3: 0; 2011 Qtr 4: 0 | 1
0 | 267009-Duct Sealing (Total Leakage Reduced from 40% of AHU flow to 12%) Resid SF CZ10 Vint03 |  | System | Residential | 26-SFM-ResidentialSingleFamily-SP_COOL | 0 |  |  |  |  | 106.2381 | 170 | 0 | 0 | 0 | -63.7619 | 234.764 |  | kWh | 0.17708 | 21.4199 | Residential |  | Winter Only | [5 empty] | 18 | 0.78 |  |  |  | 0.5 | 1 | 0 | 0 | 0 | 0 | 0 | 0 | 0 | 0 | 0 | 0 | 2009 Qtr 1: 0; 2009 Qtr 2: 0; 2009 Qtr 3: 0; 2009 Qtr 4: 1; 2010 Qtr 1: 0; 2010 Qtr 2: 0; 2010 Qtr 3: 0; 2010 Qtr 4: 0; 2011 Qtr 1: 0; 2011 Qtr 2: 0; 2011 Qtr 3: 0; 2011 Qtr 4: 0 | 1
0 | 267010-Duct Sealing (Total Leakage Reduced from 40% of AHU flow to 12%) Resid SF CZ10 Vint04 |  | System | Residential | 26-SFM-ResidentialSingleFamily-SP_COOL | 0 |  |  |  |  | 106.8728 | 120 | 0 | 0 | 0 | -13.1272 | 181.333 |  | kWh | 0.24097 | 10.7341 | Residential |  | Winter Only | [5 empty] | 18 | 0.78 |  |  |  | 0 | 1 | 0 | 0 | 0 | 0 | 0 | 0 | 0 | 0 | 0 | 0 | 2009 Qtr 1: 0; 2009 Qtr 2: 0; 2009 Qtr 3: 0; 2009 Qtr 4: 1; 2010 Qtr 1: 0; 2010 Qtr 2: 0; 2010 Qtr 3: 0; 2010 Qtr 4: 0; 2011 Qtr 1: 0; 2011 Qtr 2: 0; 2011 Qtr 3: 0; 2011 Qtr 4: 0 | 1
0 | 267009-Duct Sealing (Total Leakage Reduced from 40% of AHU flow to 12%) Resid SF CZ10 Vint03 |  | System | Residential | 26-SFM-ResidentialSingleFamily-SP_COOL | 0 |  |  |  |  | 106.2381 | 160 | 0 | 0 | 0 | -53.7619 | 234.764 |  | kWh | 0.17708 | 21.4199 | Residential |  | Winter Only | [5 empty] | 18 | 0.78 |  |  |  | 0.5 | 1 | 0 | 0 | 0 | 0 | 0 | 0 | 0 | 0 | 0 | 0 | 2009 Qtr 1: 0; 2009 Qtr 2: 0; 2009 Qtr 3: 0; 2009 Qtr 4: 1; 2010 Qtr 1: 0; 2010 Qtr 2: 0; 2010 Qtr 3: 0; 2010 Qtr 4: 0; 2011 Qtr 1: 0; 2011 Qtr 2: 0; 2011 Qtr 3: 0; 2011 Qtr 4: 0 | 1
0 | 267010-Duct Sealing (Total Leakage Reduced from 40% of AHU flow to 12%) Resid SF CZ10 Vint04 |  | System | Residential | 26-SFM-ResidentialSingleFamily-SP_COOL | 0 |  |  |  |  | 106.8728 | 170 | 0 | 0 | 0 | -63.1272 | 181.333 |  | kWh | 0.24097 | 10.7341 | Residential |  | Winter Only | [5 empty] | 18 | 0.78 |  |  |  | 0 | 1 | 0 | 0 | 0 | 0 | 0 | 0 | 0 | 0 | 0 | 0 | 2009 Qtr 1: 0; 2009 Qtr 2: 0; 2009 Qtr 3: 0; 2009 Qtr 4: 1; 2010 Qtr 1: 0; 2010 Qtr 2: 0; 2010 Qtr 3: 0; 2010 Qtr 4: 0; 2011 Qtr 1: 0; 2011 Qtr 2: 0; 2011 Qtr 3: 0; 2011 Qtr 4: 0 | 1
0 | 267009-Duct Sealing (Total Leakage Reduced from 40% of AHU flow to 12%) Resid SF CZ10 Vint03 |  | System | Residential | 26-SFM-ResidentialSingleFamily-SP_COOL | 0 |  |  |  |  | 106.2381 | 125 | 0 | 0 | 0 | -18.7619 | 234.764 |  | kWh | 0.17708 | 21.4199 | Residential |  | Winter Only | [5 empty] | 18 | 0.78 |  |  |  | 0.5 | 1 | 0 | 0 | 0 | 0 | 0 | 0 | 0 | 0 | 0 | 0 | 2009 Qtr 1: 0; 2009 Qtr 2: 0; 2009 Qtr 3: 0; 2009 Qtr 4: 1; 2010 Qtr 1: 0; 2010 Qtr 2: 0; 2010 Qtr 3: 0; 2010 Qtr 4: 0; 2011 Qtr 1: 0; 2011 Qtr 2: 0; 2011 Qtr 3: 0; 2011 Qtr 4: 0 | 1
0 | 267009-Duct Sealing (Total Leakage Reduced from 40% of AHU flow to 12%) Resid SF CZ10 Vint03 |  | System | Residential | 26-SFM-ResidentialSingleFamily-SP_COOL | 0 |  |  |  |  | 106.2381 | 175 | 0 | 0 | 0 | -68.7619 | 234.764 |  | kWh | 0.17708 | 21.4199 | Residential |  | Winter Only | [5 empty] | 18 | 0.78 |  |  |  | 0.5 | 1 | 0 | 0 | 0 | 0 | 0 | 0 | 0 | 0 | 0 | 0 | 2009 Qtr 1: 0; 2009 Qtr 2: 0; 2009 Qtr 3: 0; 2009 Qtr 4: 1; 2010 Qtr 1: 0; 2010 Qtr 2: 0; 2010 Qtr 3: 0; 2010 Qtr 4: 0; 2011 Qtr 1: 0; 2011 Qtr 2: 0; 2011 Qtr 3: 0; 2011 Qtr 4: 0 | 1
0 | 267010-Duct Sealing (Total Leakage Reduced from 40% of AHU flow to 12%) Resid SF CZ10 Vint04 |  | System | Residential | 26-SFM-ResidentialSingleFamily-SP_COOL | 0 |  |  |  |  | 106.8728 | 170 | 0 | 0 | 0 | -63.1272 | 181.333 |  | kWh | 0.24097 | 10.7341 | Residential |  | Winter Only | [5 empty] | 18 | 0.78 |  |  |  | 0 | 1 | 0 | 0 | 0 | 0 | 0 | 0 | 0 | 0 | 0 | 0 | 2009 Qtr 1: 0; 2009 Qtr 2: 0; 2009 Qtr 3: 0; 2009 Qtr 4: 1; 2010 Qtr 1: 0; 2010 Qtr 2: 0; 2010 Qtr 3: 0; 2010 Qtr 4: 0; 2011 Qtr 1: 0; 2011 Qtr 2: 0; 2011 Qtr 3: 0; 2011 Qtr 4: 0 | 1
0 | 267009-Duct Sealing (Total Leakage Reduced from 40% of AHU flow to 12%) Resid SF CZ10 Vint03 |  | System | Residential | 26-SFM-ResidentialSingleFamily-SP_COOL | 0 |  |  |  |  | 106.2381 | 150 | 0 | 0 | 0 | -43.7619 | 234.764 |  | kWh | 0.17708 | 21.4199 | Residential |  | Winter Only | [5 empty] | 18 | 0.78 |  |  |  | 0.5 | 1 | 0 | 0 | 0 | 0 | 0 | 0 | 0 | 0 | 0 | 0 | 2009 Qtr 1: 0; 2009 Qtr 2: 0; 2009 Qtr 3: 0; 2009 Qtr 4: 1; 2010 Qtr 1: 0; 2010 Qtr 2: 0; 2010 Qtr 3: 0; 2010 Qtr 4: 0; 2011 Qtr 1: 0; 2011 Qtr 2: 0; 2011 Qtr 3: 0; 2011 Qtr 4: 0 | 1
0 | 267009-Duct Sealing (Total Leakage Reduced from 40% of AHU flow to 12%) Resid SF CZ10 Vint03 |  | System | Residential | 26-SFM-ResidentialSingleFamily-SP_COOL | 0 |  |  |  |  | 106.2381 | 170 | 0 | 0 | 0 | -63.7619 | 234.764 |  | kWh | 0.17708 | 21.4199 | Residential |  | Winter Only | [5 empty] | 18 | 0.78 |  |  |  | 0.5 | 1 | 0 | 0 | 0 | 0 | 0 | 0 | 0 | 0 | 0 | 0 | 2009 Qtr 1: 0; 2009 Qtr 2: 0; 2009 Qtr 3: 0; 2009 Qtr 4: 1; 2010 Qtr 1: 0; 2010 Qtr 2: 0; 2010 Qtr 3: 0; 2010 Qtr 4: 0; 2011 Qtr 1: 0; 2011 Qtr 2: 0; 2011 Qtr 3: 0; 2011 Qtr 4: 0 | 1
0 | 267009-Duct Sealing (Total Leakage Reduced from 40% of AHU flow to 12%) Resid SF CZ10 Vint03 |  | System | Residential | 26-SFM-ResidentialSingleFamily-SP_COOL | 0 |  |  |  |  | 106.2381 | 151 | 0 | 0 | 0 | -44.7619 | 234.764 |  | kWh | 0.17708 | 21.4199 | Residential |  | Winter Only | [5 empty] | 18 | 0.78 |  |  |  | 0.5 | 1 | 0 | 0 | 0 | 0 | 0 | 0 | 0 | 0 | 0 | 0 | 2009 Qtr 1: 0; 2009 Qtr 2: 0; 2009 Qtr 3: 0; 2009 Qtr 4: 1; 2010 Qtr 1: 0; 2010 Qtr 2: 0; 2010 Qtr 3: 0; 2010 Qtr 4: 0; 2011 Qtr 1: 0; 2011 Qtr 2: 0; 2011 Qtr 3: 0; 2011 Qtr 4: 0 | 1
0 | 267010-Duct Sealing (Total Leakage Reduced from 40% of AHU flow to 12%) Resid SF CZ10 Vint04 |  | System | Residential | 26-SFM-ResidentialSingleFamily-SP_COOL | 0 |  |  |  |  | 106.8728 | 130 | 0 | 0 | 0 | -23.1272 | 181.333 |  | kWh | 0.24097 | 10.7341 | Residential |  | Winter Only | [5 empty] | 18 | 0.78 |  |  |  | 0 | 1 | 0 | 0 | 0 | 0 | 0 | 0 | 0 | 0 | 0 | 0 | 2009 Qtr 1: 0; 2009 Qtr 2: 0; 2009 Qtr 3: 0; 2009 Qtr 4: 1; 2010 Qtr 1: 0; 2010 Qtr 2: 0; 2010 Qtr 3: 0; 2010 Qtr 4: 0; 2011 Qtr 1: 0; 2011 Qtr 2: 0; 2011 Qtr 3: 0; 2011 Qtr 4: 0 | 1
0 | 267009-Duct Sealing (Total Leakage Reduced from 40% of AHU flow to 12%) Resid SF CZ10 Vint03 |  | System | Residential | 26-SFM-ResidentialSingleFamily-SP_COOL | 0 |  |  |  |  | 106.2381 | 105 | 0 | 0 | 0 | 1.2381 | 234.764 |  | kWh | 0.17708 | 21.4199 | Residential |  | Winter Only | [5 empty] | 18 | 0.78 |  |  |  | 0.5 | 2 | 0 | 0 | 0 | 0 | 0 | 0 | 0 | 0 | 0 | 0 | 2009 Qtr 1: 0; 2009 Qtr 2: 0; 2009 Qtr 3: 0; 2009 Qtr 4: 2; 2010 Qtr 1: 0; 2010 Qtr 2: 0; 2010 Qtr 3: 0; 2010 Qtr 4: 0; 2011 Qtr 1: 0; 2011 Qtr 2: 0; 2011 Qtr 3: 0; 2011 Qtr 4: 0 | 2
0 | 267009-Duct Sealing (Total Leakage Reduced from 40% of AHU flow to 12%) Resid SF CZ10 Vint03 |  | System | Residential | 26-SFM-ResidentialSingleFamily-SP_COOL | 0 |  |  |  |  | 106.2381 | 100 | 0 | 0 | 0 | 6.2381 | 234.764 |  | kWh | 0.17708 | 21.4199 | Residential |  | Winter Only | [5 empty] | 18 | 0.78 |  |  |  | 0.5 | 2 | 0 | 0 | 0 | 0 | 0 | 0 | 0 | 0 | 0 | 0 | 2009 Qtr 1: 0; 2009 Qtr 2: 0; 2009 Qtr 3: 0; 2009 Qtr 4: 2; 2010 Qtr 1: 0; 2010 Qtr 2: 0; 2010 Qtr 3: 0; 2010 Qtr 4: 0; 2011 Qtr 1: 0; 2011 Qtr 2: 0; 2011 Qtr 3: 0; 2011 Qtr 4: 0 | 2
0 | 267009-Duct Sealing (Total Leakage Reduced from 40% of AHU flow to 12%) Resid SF CZ10 Vint03 |  | System | Residential | 26-SFM-ResidentialSingleFamily-SP_COOL | 0 |  |  |  |  | 106.2381 | 180 | 0 | 0 | 0 | -73.7619 | 234.764 |  | kWh | 0.17708 | 21.4199 | Residential |  | Winter Only | [5 empty] | 18 | 0.78 |  |  |  | 0.5 | 1 | 0 | 0 | 0 | 0 | 0 | 0 | 0 | 0 | 0 | 0 | 2009 Qtr 1: 0; 2009 Qtr 2: 0; 2009 Qtr 3: 0; 2009 Qtr 4: 1; 2010 Qtr 1: 0; 2010 Qtr 2: 0; 2010 Qtr 3: 0; 2010 Qtr 4: 0; 2011 Qtr 1: 0; 2011 Qtr 2: 0; 2011 Qtr 3: 0; 2011 Qtr 4: 0 | 1
0 | 267010-Duct Sealing (Total Leakage Reduced from 40% of AHU flow to 12%) Resid SF CZ10 Vint04 |  | System | Residential | 26-SFM-ResidentialSingleFamily-SP_COOL | 0 |  |  |  |  | 106.8728 | 116.25 | 0 | 0 | 0 | -9.3772 | 181.333 |  | kWh | 0.24097 | 10.7341 | Residential |  | Winter Only | [5 empty] | 18 | 0.78 |  |  |  | 0 | 2 | 0 | 0 | 0 | 0 | 0 | 0 | 0 | 0 | 0 | 0 | 2009 Qtr 1: 0; 2009 Qtr 2: 0; 2009 Qtr 3: 0; 2009 Qtr 4: 2; 2010 Qtr 1: 0; 2010 Qtr 2: 0; 2010 Qtr 3: 0; 2010 Qtr 4: 0; 2011 Qtr 1: 0; 2011 Qtr 2: 0; 2011 Qtr 3: 0; 2011 Qtr 4: 0 | 2
0 | 267009-Duct Sealing (Total Leakage Reduced from 40% of AHU flow to 12%) Resid SF CZ10 Vint03 |  | System | Residential | 26-SFM-ResidentialSingleFamily-SP_COOL | 0 |  |  |  |  | 106.2381 | 165 | 0 | 0 | 0 | -58.7619 | 234.764 |  | kWh | 0.17708 | 21.4199 | Residential |  | Winter Only | [5 empty] | 18 | 0.78 |  |  |  | 0.5 | 1 | 0 | 0 | 0 | 0 | 0 | 0 | 0 | 0 | 0 | 0 | 2009 Qtr 1: 0; 2009 Qtr 2: 0; 2009 Qtr 3: 0; 2009 Qtr 4: 1; 2010 Qtr 1: 0; 2010 Qtr 2: 0; 2010 Qtr 3: 0; 2010 Qtr 4: 0; 2011 Qtr 1: 0; 2011 Qtr 2: 0; 2011 Qtr 3: 0; 2011 Qtr 4: 0 | 1
0 | 267009-Duct Sealing (Total Leakage Reduced from 40% of AHU flow to 12%) Resid SF CZ10 Vint03 |  | System | Residential | 26-SFM-ResidentialSingleFamily-SP_COOL | 0 |  |  |  |  | 106.2381 | 170 | 0 | 0 | 0 | -63.7619 | 234.764 |  | kWh | 0.17708 | 21.4199 | Residential |  | Winter Only | [5 empty] | 18 | 0.78 |  |  |  | 0.5 | 1 | 0 | 0 | 0 | 0 | 0 | 0 | 0 | 0 | 0 | 0 | 2009 Qtr 1: 0; 2009 Qtr 2: 0; 2009 Qtr 3: 0; 2009 Qtr 4: 1; 2010 Qtr 1: 0; 2010 Qtr 2: 0; 2010 Qtr 3: 0; 2010 Qtr 4: 0; 2011 Qtr 1: 0; 2011 Qtr 2: 0; 2011 Qtr 3: 0; 2011 Qtr 4: 0 | 1
0 | 267010-Duct Sealing (Total Leakage Reduced from 40% of AHU flow to 12%) Resid SF CZ10 Vint04 |  | System | Residential | 26-SFM-ResidentialSingleFamily-SP_COOL | 0 |  |  |  |  | 106.8728 | 100 | 0 | 0 | 0 | 6.8728 | 181.333 |  | kWh | 0.24097 | 10.7341 | Residential |  | Winter Only | [5 empty] | 18 | 0.78 |  |  |  | 0 | 2 | 0 | 0 | 0 | 0 | 0 | 0 | 0 | 0 | 0 | 0 | 2009 Qtr 1: 0; 2009 Qtr 2: 0; 2009 Qtr 3: 0; 2009 Qtr 4: 2; 2010 Qtr 1: 0; 2010 Qtr 2: 0; 2010 Qtr 3: 0; 2010 Qtr 4: 0; 2011 Qtr 1: 0; 2011 Qtr 2: 0; 2011 Qtr 3: 0; 2011 Qtr 4: 0 | 2
0 | 267010-Duct Sealing (Total Leakage Reduced from 40% of AHU flow to 12%) Resid SF CZ10 Vint04 |  | System | Residential | 26-SFM-ResidentialSingleFamily-SP_COOL | 0 |  |  |  |  | 106.8728 | 142.4 | 0 | 0 | 0 | -35.5272 | 181.333 |  | kWh | 0.24097 | 10.7341 | Residential |  | Winter Only | [5 empty] | 18 | 0.78 |  |  |  | 0 | 2 | 0 | 0 | 0 | 0 | 0 | 0 | 0 | 0 | 0 | 0 | 2009 Qtr 1: 0; 2009 Qtr 2: 0; 2009 Qtr 3: 0; 2009 Qtr 4: 2; 2010 Qtr 1: 0; 2010 Qtr 2: 0; 2010 Qtr 3: 0; 2010 Qtr 4: 0; 2011 Qtr 1: 0; 2011 Qtr 2: 0; 2011 Qtr 3: 0; 2011 Qtr 4: 0 | 2
0 | 267009-Duct Sealing (Total Leakage Reduced from 40% of AHU flow to 12%) Resid SF CZ10 Vint03 |  | System | Residential | 26-SFM-ResidentialSingleFamily-SP_COOL | 0 |  |  |  |  | 106.2381 | 140 | 0 | 0 | 0 | -33.7619 | 234.764 |  | kWh | 0.17708 | 21.4199 | Residential |  | Winter Only | [5 empty] | 18 | 0.78 |  |  |  | 0.5 | 1 | 0 | 0 | 0 | 0 | 0 | 0 | 0 | 0 | 0 | 0 | 2009 Qtr 1: 0; 2009 Qtr 2: 0; 2009 Qtr 3: 0; 2009 Qtr 4: 1; 2010 Qtr 1: 0; 2010 Qtr 2: 0; 2010 Qtr 3: 0; 2010 Qtr 4: 0; 2011 Qtr 1: 0; 2011 Qtr 2: 0; 2011 Qtr 3: 0; 2011 Qtr 4: 0 | 1
0 | 267010-Duct Sealing (Total Leakage Reduced from 40% of AHU flow to 12%) Resid SF CZ10 Vint04 |  | System | Residential | 26-SFM-ResidentialSingleFamily-SP_COOL | 0 |  |  |  |  | 106.8728 | 155.6 | 0 | 0 | 0 | -48.7272 | 181.333 |  | kWh | 0.24097 | 10.7341 | Residential |  | Winter Only | [5 empty] | 18 | 0.78 |  |  |  | 0 | 1 | 0 | 0 | 0 | 0 | 0 | 0 | 0 | 0 | 0 | 0 | 2009 Qtr 1: 0; 2009 Qtr 2: 0; 2009 Qtr 3: 0; 2009 Qtr 4: 1; 2010 Qtr 1: 0; 2010 Qtr 2: 0; 2010 Qtr 3: 0; 2010 Qtr 4: 0; 2011 Qtr 1: 0; 2011 Qtr 2: 0; 2011 Qtr 3: 0; 2011 Qtr 4: 0 | 1
0 | 267010-Duct Sealing (Total Leakage Reduced from 40% of AHU flow to 12%) Resid SF CZ10 Vint04 |  | System | Residential | 26-SFM-ResidentialSingleFamily-SP_COOL | 0 |  |  |  |  | 106.8728 | 136 | 0 | 0 | 0 | -29.1272 | 181.333 |  | kWh | 0.24097 | 10.7341 | Residential |  | Winter Only | [5 empty] | 18 | 0.78 |  |  |  | 0 | 1 | 0 | 0 | 0 | 0 | 0 | 0 | 0 | 0 | 0 | 0 | 2009 Qtr 1: 0; 2009 Qtr 2: 0; 2009 Qtr 3: 0; 2009 Qtr 4: 1; 2010 Qtr 1: 0; 2010 Qtr 2: 0; 2010 Qtr 3: 0; 2010 Qtr 4: 0; 2011 Qtr 1: 0; 2011 Qtr 2: 0; 2011 Qtr 3: 0; 2011 Qtr 4: 0 | 1
0 | 267009-Duct Sealing (Total Leakage Reduced from 40% of AHU flow to 12%) Resid SF CZ10 Vint03 |  | System | Residential | 26-SFM-ResidentialSingleFamily-SP_COOL | 0 |  |  |  |  | 106.2381 | 155 | 0 | 0 | 0 | -48.7619 | 234.764 |  | kWh | 0.17708 | 21.4199 | Residential |  | Winter Only | [5 empty] | 18 | 0.78 |  |  |  | 0.5 | 1 | 0 | 0 | 0 | 0 | 0 | 0 | 0 | 0 | 0 | 0 | 2009 Qtr 1: 0; 2009 Qtr 2: 0; 2009 Qtr 3: 0; 2009 Qtr 4: 1; 2010 Qtr 1: 0; 2010 Qtr 2: 0; 2010 Qtr 3: 0; 2010 Qtr 4: 0; 2011 Qtr 1: 0; 2011 Qtr 2: 0; 2011 Qtr 3: 0; 2011 Qtr 4: 0 | 1
0 | 267009-Duct Sealing (Total Leakage Reduced from 40% of AHU flow to 12%) Resid SF CZ10 Vint03 |  | System | Residential | 26-SFM-ResidentialSingleFamily-SP_COOL | 0 |  |  |  |  | 106.2381 | 190.9 | 0 | 0 | 0 | -84.6619 | 234.764 |  | kWh | 0.17708 | 21.4199 | Residential |  | Winter Only | [5 empty] | 18 | 0.78 |  |  |  | 0.5 | 1 | 0 | 0 | 0 | 0 | 0 | 0 | 0 | 0 | 0 | 0 | 2009 Qtr 1: 0; 2009 Qtr 2: 0; 2009 Qtr 3: 0; 2009 Qtr 4: 1; 2010 Qtr 1: 0; 2010 Qtr 2: 0; 2010 Qtr 3: 0; 2010 Qtr 4: 0; 2011 Qtr 1: 0; 2011 Qtr 2: 0; 2011 Qtr 3: 0; 2011 Qtr 4: 0 | 1
0 | 267009-Duct Sealing (Total Leakage Reduced from 40% of AHU flow to 12%) Resid SF CZ10 Vint03 |  | System | Residential | 26-SFM-ResidentialSingleFamily-SP_COOL | 0 |  |  |  |  | 106.2381 | 155 | 0 | 0 | 0 | -48.7619 | 234.764 |  | kWh | 0.17708 | 21.4199 | Residential |  | Winter Only | [5 empty] | 18 | 0.78 |  |  |  | 0.5 | 1 | 0 | 0 | 0 | 0 | 0 | 0 | 0 | 0 | 0 | 0 | 2009 Qtr 1: 0; 2009 Qtr 2: 0; 2009 Qtr 3: 0; 2009 Qtr 4: 1; 2010 Qtr 1: 0; 2010 Qtr 2: 0; 2010 Qtr 3: 0; 2010 Qtr 4: 0; 2011 Qtr 1: 0; 2011 Qtr 2: 0; 2011 Qtr 3: 0; 2011 Qtr 4: 0 | 1
0 | 267009-Duct Sealing (Total Leakage Reduced from 40% of AHU flow to 12%) Resid SF CZ10 Vint03 |  | System | Residential | 26-SFM-ResidentialSingleFamily-SP_COOL | 0 |  |  |  |  | 106.2381 | 180 | 0 | 0 | 0 | -73.7619 | 234.764 |  | kWh | 0.17708 | 21.4199 | Residential |  | Winter Only | [5 empty] | 18 | 0.78 |  |  |  | 0.5 | 1 | 0 | 0 | 0 | 0 | 0 | 0 | 0 | 0 | 0 | 0 | 2009 Qtr 1: 0; 2009 Qtr 2: 0; 2009 Qtr 3: 0; 2009 Qtr 4: 1; 2010 Qtr 1: 0; 2010 Qtr 2: 0; 2010 Qtr 3: 0; 2010 Qtr 4: 0; 2011 Qtr 1: 0; 2011 Qtr 2: 0; 2011 Qtr 3: 0; 2011 Qtr 4: 0 | 1
0 | 267009-Duct Sealing (Total Leakage Reduced from 40% of AHU flow to 12%) Resid SF CZ10 Vint03 |  | System | Residential | 26-SFM-ResidentialSingleFamily-SP_COOL | 0 |  |  |  |  | 106.2381 | 110 | 0 | 0 | 0 | -3.7619 | 234.764 |  | kWh | 0.17708 | 21.4199 | Residential |  | Winter Only | [5 empty] | 18 | 0.78 |  |  |  | 0.5 | 2 | 0 | 0 | 0 | 0 | 0 | 0 | 0 | 0 | 0 | 0 | 2009 Qtr 1: 0; 2009 Qtr 2: 0; 2009 Qtr 3: 0; 2009 Qtr 4: 2; 2010 Qtr 1: 0; 2010 Qtr 2: 0; 2010 Qtr 3: 0; 2010 Qtr 4: 0; 2011 Qtr 1: 0; 2011 Qtr 2: 0; 2011 Qtr 3: 0; 2011 Qtr 4: 0 | 2
0 | 267010-Duct Sealing (Total Leakage Reduced from 40% of AHU flow to 12%) Resid SF CZ10 Vint04 |  | System | Residential | 26-SFM-ResidentialSingleFamily-SP_COOL | 0 |  |  |  |  | 106.8728 | 130 | 0 | 0 | 0 | -23.1272 | 181.333 |  | kWh | 0.24097 | 10.7341 | Residential |  | Winter Only | [5 empty] | 18 | 0.78 |  |  |  | 0 | 1 | 0 | 0 | 0 | 0 | 0 | 0 | 0 | 0 | 0 | 0 | 2009 Qtr 1: 0; 2009 Qtr 2: 0; 2009 Qtr 3: 0; 2009 Qtr 4: 1; 2010 Qtr 1: 0; 2010 Qtr 2: 0; 2010 Qtr 3: 0; 2010 Qtr 4: 0; 2011 Qtr 1: 0; 2011 Qtr 2: 0; 2011 Qtr 3: 0; 2011 Qtr 4: 0 | 1
0 | 267010-Duct Sealing (Total Leakage Reduced from 40% of AHU flow to 12%) Resid SF CZ10 Vint04 |  | System | Residential | 26-SFM-ResidentialSingleFamily-SP_COOL | 0 |  |  |  |  | 106.8728 | 130 | 0 | 0 | 0 | -23.1272 | 181.333 |  | kWh | 0.24097 | 10.7341 | Residential |  | Winter Only | [5 empty] | 18 | 0.78 |  |  |  | 0 | 1 | 0 | 0 | 0 | 0 | 0 | 0 | 0 | 0 | 0 | 0 | 2009 Qtr 1: 0; 2009 Qtr 2: 0; 2009 Qtr 3: 0; 2009 Qtr 4: 1; 2010 Qtr 1: 0; 2010 Qtr 2: 0; 2010 Qtr 3: 0; 2010 Qtr 4: 0; 2011 Qtr 1: 0; 2011 Qtr 2: 0; 2011 Qtr 3: 0; 2011 Qtr 4: 0 | 1
0 | 267009-Duct Sealing (Total Leakage Reduced from 40% of AHU flow to 12%) Resid SF CZ10 Vint03 |  | System | Residential | 26-SFM-ResidentialSingleFamily-SP_COOL | 0 |  |  |  |  | 106.2381 | 150 | 0 | 0 | 0 | -43.7619 | 234.764 |  | kWh | 0.17708 | 21.4199 | Residential |  | Winter Only | [5 empty] | 18 | 0.78 |  |  |  | 0.5 | 1 | 0 | 0 | 0 | 0 | 0 | 0 | 0 | 0 | 0 | 0 | 2009 Qtr 1: 0; 2009 Qtr 2: 0; 2009 Qtr 3: 0; 2009 Qtr 4: 1; 2010 Qtr 1: 0; 2010 Qtr 2: 0; 2010 Qtr 3: 0; 2010 Qtr 4: 0; 2011 Qtr 1: 0; 2011 Qtr 2: 0; 2011 Qtr 3: 0; 2011 Qtr 4: 0 | 1
0 | 267010-Duct Sealing (Total Leakage Reduced from 40% of AHU flow to 12%) Resid SF CZ10 Vint04 |  | System | Residential | 26-SFM-ResidentialSingleFamily-SP_COOL | 0 |  |  |  |  | 106.8728 | 150 | 0 | 0 | 0 | -43.1272 | 181.333 |  | kWh | 0.24097 | 10.7341 | Residential |  | Winter Only | [5 empty] | 18 | 0.78 |  |  |  | 0 | 1 | 0 | 0 | 0 | 0 | 0 | 0 | 0 | 0 | 0 | 0 | 2009 Qtr 1: 0; 2009 Qtr 2: 0; 2009 Qtr 3: 0; 2009 Qtr 4: 1; 2010 Qtr 1: 0; 2010 Qtr 2: 0; 2010 Qtr 3: 0; 2010 Qtr 4: 0; 2011 Qtr 1: 0; 2011 Qtr 2: 0; 2011 Qtr 3: 0; 2011 Qtr 4: 0 | 1
0 | 267009-Duct Sealing (Total Leakage Reduced from 40% of AHU flow to 12%) Resid SF CZ10 Vint03 |  | System | Residential | 26-SFM-ResidentialSingleFamily-SP_COOL | 0 |  |  |  |  | 106.2381 | 172.6 | 0 | 0 | 0 | -66.3619 | 234.764 |  | kWh | 0.17708 | 21.4199 | Residential |  | Winter Only | [5 empty] | 18 | 0.78 |  |  |  | 0.5 | 1 | 0 | 0 | 0 | 0 | 0 | 0 | 0 | 0 | 0 | 0 | 2009 Qtr 1: 0; 2009 Qtr 2: 0; 2009 Qtr 3: 0; 2009 Qtr 4: 1; 2010 Qtr 1: 0; 2010 Qtr 2: 0; 2010 Qtr 3: 0; 2010 Qtr 4: 0; 2011 Qtr 1: 0; 2011 Qtr 2: 0; 2011 Qtr 3: 0; 2011 Qtr 4: 0 | 1
0 | 267010-Duct Sealing (Total Leakage Reduced from 40% of AHU flow to 12%) Resid SF CZ10 Vint04 |  | System | Residential | 26-SFM-ResidentialSingleFamily-SP_COOL | 0 |  |  |  |  | 106.8728 | 185 | 0 | 0 | 0 | -78.1272 | 181.333 |  | kWh | 0.24097 | 10.7341 | Residential |  | Winter Only | [5 empty] | 18 | 0.78 |  |  |  | 0 | 1 | 0 | 0 | 0 | 0 | 0 | 0 | 0 | 0 | 0 | 0 | 2009 Qtr 1: 0; 2009 Qtr 2: 0; 2009 Qtr 3: 0; 2009 Qtr 4: 1; 2010 Qtr 1: 0; 2010 Qtr 2: 0; 2010 Qtr 3: 0; 2010 Qtr 4: 0; 2011 Qtr 1: 0; 2011 Qtr 2: 0; 2011 Qtr 3: 0; 2011 Qtr 4: 0 | 1
0 | 267010-Duct Sealing (Total Leakage Reduced from 40% of AHU flow to 12%) Resid SF CZ10 Vint04 |  | System | Residential | 26-SFM-ResidentialSingleFamily-SP_COOL | 0 |  |  |  |  | 106.8728 | 185 | 0 | 0 | 0 | -78.1272 | 181.333 |  | kWh | 0.24097 | 10.7341 | Residential |  | Winter Only | [5 empty] | 18 | 0.78 |  |  |  | 0 | 1 | 0 | 0 | 0 | 0 | 0 | 0 | 0 | 0 | 0 | 0 | 2009 Qtr 1: 0; 2009 Qtr 2: 0; 2009 Qtr 3: 0; 2009 Qtr 4: 1; 2010 Qtr 1: 0; 2010 Qtr 2: 0; 2010 Qtr 3: 0; 2010 Qtr 4: 0; 2011 Qtr 1: 0; 2011 Qtr 2: 0; 2011 Qtr 3: 0; 2011 Qtr 4: 0 | 1
0 | 267009-Duct Sealing (Total Leakage Reduced from 40% of AHU flow to 12%) Resid SF CZ10 Vint03 |  | System | Residential | 26-SFM-ResidentialSingleFamily-SP_COOL | 0 |  |  |  |  | 106.2381 | 120 | 0 | 0 | 0 | -13.7619 | 234.764 |  | kWh | 0.17708 | 21.4199 | Residential |  | Winter Only | [5 empty] | 18 | 0.78 |  |  |  | 0.5 | 2 | 0 | 0 | 0 | 0 | 0 | 0 | 0 | 0 | 0 | 0 | 2009 Qtr 1: 0; 2009 Qtr 2: 0; 2009 Qtr 3: 0; 2009 Qtr 4: 2; 2010 Qtr 1: 0; 2010 Qtr 2: 0; 2010 Qtr 3: 0; 2010 Qtr 4: 0; 2011 Qtr 1: 0; 2011 Qtr 2: 0; 2011 Qtr 3: 0; 2011 Qtr 4: 0 | 2
0 | 267010-Duct Sealing (Total Leakage Reduced from 40% of AHU flow to 12%) Resid SF CZ10 Vint04 |  | System | Residential | 26-SFM-ResidentialSingleFamily-SP_COOL | 0 |  |  |  |  | 106.8728 | 120 | 0 | 0 | 0 | -13.1272 | 181.333 |  | kWh | 0.24097 | 10.7341 | Residential |  | Winter Only | [5 empty] | 18 | 0.78 |  |  |  | 0 | 1 | 0 | 0 | 0 | 0 | 0 | 0 | 0 | 0 | 0 | 0 | 2009 Qtr 1: 0; 2009 Qtr 2: 0; 2009 Qtr 3: 0; 2009 Qtr 4: 1; 2010 Qtr 1: 0; 2010 Qtr 2: 0; 2010 Qtr 3: 0; 2010 Qtr 4: 0; 2011 Qtr 1: 0; 2011 Qtr 2: 0; 2011 Qtr 3: 0; 2011 Qtr 4: 0 | 1
0 | 267009-Duct Sealing (Total Leakage Reduced from 40% of AHU flow to 12%) Resid SF CZ10 Vint03 |  | System | Residential | 26-SFM-ResidentialSingleFamily-SP_COOL | 0 |  |  |  |  | 106.2381 | 100 | 0 | 0 | 0 | 6.2381 | 234.764 |  | kWh | 0.17708 | 21.4199 | Residential |  | Winter Only | [5 empty] | 18 | 0.78 |  |  |  | 0.5 | 2 | 0 | 0 | 0 | 0 | 0 | 0 | 0 | 0 | 0 | 0 | 2009 Qtr 1: 0; 2009 Qtr 2: 0; 2009 Qtr 3: 0; 2009 Qtr 4: 2; 2010 Qtr 1: 0; 2010 Qtr 2: 0; 2010 Qtr 3: 0; 2010 Qtr 4: 0; 2011 Qtr 1: 0; 2011 Qtr 2: 0; 2011 Qtr 3: 0; 2011 Qtr 4: 0 | 2
0 | 267010-Duct Sealing (Total Leakage Reduced from 40% of AHU flow to 12%) Resid SF CZ10 Vint04 |  | System | Residential | 26-SFM-ResidentialSingleFamily-SP_COOL | 0 |  |  |  |  | 106.8728 | 125 | 0 | 0 | 0 | -18.1272 | 181.333 |  | kWh | 0.24097 | 10.7341 | Residential |  | Winter Only | [5 empty] | 18 | 0.78 |  |  |  | 0 | 2 | 0 | 0 | 0 | 0 | 0 | 0 | 0 | 0 | 0 | 0 | 2009 Qtr 1: 0; 2009 Qtr 2: 0; 2009 Qtr 3: 0; 2009 Qtr 4: 2; 2010 Qtr 1: 0; 2010 Qtr 2: 0; 2010 Qtr 3: 0; 2010 Qtr 4: 0; 2011 Qtr 1: 0; 2011 Qtr 2: 0; 2011 Qtr 3: 0; 2011 Qtr 4: 0 | 2
0 | 267009-Duct Sealing (Total Leakage Reduced from 40% of AHU flow to 12%) Resid SF CZ10 Vint03 |  | System | Residential | 26-SFM-ResidentialSingleFamily-SP_COOL | 0 |  |  |  |  | 106.2381 | 160 | 0 | 0 | 0 | -53.7619 | 234.764 |  | kWh | 0.17708 | 21.4199 | Residential |  | Winter Only | [5 empty] | 18 | 0.78 |  |  |  | 0.5 | 1 | 0 | 0 | 0 | 0 | 0 | 0 | 0 | 0 | 0 | 0 | 2009 Qtr 1: 0; 2009 Qtr 2: 0; 2009 Qtr 3: 0; 2009 Qtr 4: 1; 2010 Qtr 1: 0; 2010 Qtr 2: 0; 2010 Qtr 3: 0; 2010 Qtr 4: 0; 2011 Qtr 1: 0; 2011 Qtr 2: 0; 2011 Qtr 3: 0; 2011 Qtr 4: 0 | 1
0 | 267009-Duct Sealing (Total Leakage Reduced from 40% of AHU flow to 12%) Resid SF CZ10 Vint03 |  | System | Residential | 26-SFM-ResidentialSingleFamily-SP_COOL | 0 |  |  |  |  | 106.2381 | 136 | 0 | 0 | 0 | -29.7619 | 234.764 |  | kWh | 0.17708 | 21.4199 | Residential |  | Winter Only | [5 empty] | 18 | 0.78 |  |  |  | 0.5 | 1 | 0 | 0 | 0 | 0 | 0 | 0 | 0 | 0 | 0 | 0 | 2009 Qtr 1: 0; 2009 Qtr 2: 0; 2009 Qtr 3: 0; 2009 Qtr 4: 1; 2010 Qtr 1: 0; 2010 Qtr 2: 0; 2010 Qtr 3: 0; 2010 Qtr 4: 0; 2011 Qtr 1: 0; 2011 Qtr 2: 0; 2011 Qtr 3: 0; 2011 Qtr 4: 0 | 1
0 | 267009-Duct Sealing (Total Leakage Reduced from 40% of AHU flow to 12%) Resid SF CZ10 Vint03 |  | System | Residential | 26-SFM-ResidentialSingleFamily-SP_COOL | 0 |  |  |  |  | 106.2381 | 140.2 | 0 | 0 | 0 | -33.9619 | 234.764 |  | kWh | 0.17708 | 21.4199 | Residential |  | Winter Only | [5 empty] | 18 | 0.78 |  |  |  | 0.5 | 1 | 0 | 0 | 0 | 0 | 0 | 0 | 0 | 0 | 0 | 0 | 2009 Qtr 1: 0; 2009 Qtr 2: 0; 2009 Qtr 3: 0; 2009 Qtr 4: 1; 2010 Qtr 1: 0; 2010 Qtr 2: 0; 2010 Qtr 3: 0; 2010 Qtr 4: 0; 2011 Qtr 1: 0; 2011 Qtr 2: 0; 2011 Qtr 3: 0; 2011 Qtr 4: 0 | 1
0 | 267009-Duct Sealing (Total Leakage Reduced from 40% of AHU flow to 12%) Resid SF CZ10 Vint03 |  | System | Residential | 26-SFM-ResidentialSingleFamily-SP_COOL | 0 |  |  |  |  | 106.2381 | 120 | 0 | 0 | 0 | -13.7619 | 234.764 |  | kWh | 0.17708 | 21.4199 | Residential |  | Winter Only | [5 empty] | 18 | 0.78 |  |  |  | 0.5 | 1 | 0 | 0 | 0 | 0 | 0 | 0 | 0 | 0 | 0 | 0 | 2009 Qtr 1: 0; 2009 Qtr 2: 0; 2009 Qtr 3: 0; 2009 Qtr 4: 1; 2010 Qtr 1: 0; 2010 Qtr 2: 0; 2010 Qtr 3: 0; 2010 Qtr 4: 0; 2011 Qtr 1: 0; 2011 Qtr 2: 0; 2011 Qtr 3: 0; 2011 Qtr 4: 0 | 1
0 | 267010-Duct Sealing (Total Leakage Reduced from 40% of AHU flow to 12%) Resid SF CZ10 Vint04 |  | System | Residential | 26-SFM-ResidentialSingleFamily-SP_COOL | 0 |  |  |  |  | 106.8728 | 100 | 0 | 0 | 0 | 6.8728 | 181.333 |  | kWh | 0.24097 | 10.7341 | Residential |  | Winter Only | [5 empty] | 18 | 0.78 |  |  |  | 0 | 2 | 0 | 0 | 0 | 0 | 0 | 0 | 0 | 0 | 0 | 0 | 2009 Qtr 1: 0; 2009 Qtr 2: 0; 2009 Qtr 3: 0; 2009 Qtr 4: 2; 2010 Qtr 1: 0; 2010 Qtr 2: 0; 2010 Qtr 3: 0; 2010 Qtr 4: 0; 2011 Qtr 1: 0; 2011 Qtr 2: 0; 2011 Qtr 3: 0; 2011 Qtr 4: 0 | 2
0 | 267009-Duct Sealing (Total Leakage Reduced from 40% of AHU flow to 12%) Resid SF CZ10 Vint03 |  | System | Residential | 26-SFM-ResidentialSingleFamily-SP_COOL | 0 |  |  |  |  | 106.2381 | 140 | 0 | 0 | 0 | -33.7619 | 234.764 |  | kWh | 0.17708 | 21.4199 | Residential |  | Winter Only | [5 empty] | 18 | 0.78 |  |  |  | 0.5 | 1 | 0 | 0 | 0 | 0 | 0 | 0 | 0 | 0 | 0 | 0 | 2009 Qtr 1: 0; 2009 Qtr 2: 0; 2009 Qtr 3: 0; 2009 Qtr 4: 1; 2010 Qtr 1: 0; 2010 Qtr 2: 0; 2010 Qtr 3: 0; 2010 Qtr 4: 0; 2011 Qtr 1: 0; 2011 Qtr 2: 0; 2011 Qtr 3: 0; 2011 Qtr 4: 0 | 1
0 | 267009-Duct Sealing (Total Leakage Reduced from 40% of AHU flow to 12%) Resid SF CZ10 Vint03 |  | System | Residential | 26-SFM-ResidentialSingleFamily-SP_COOL | 0 |  |  |  |  | 106.2381 | 100 | 0 | 0 | 0 | 6.2381 | 234.764 |  | kWh | 0.17708 | 21.4199 | Residential |  | Winter Only | [5 empty] | 18 | 0.78 |  |  |  | 0.5 | 2 | 0 | 0 | 0 | 0 | 0 | 0 | 0 | 0 | 0 | 0 | 2009 Qtr 1: 0; 2009 Qtr 2: 0; 2009 Qtr 3: 0; 2009 Qtr 4: 2; 2010 Qtr 1: 0; 2010 Qtr 2: 0; 2010 Qtr 3: 0; 2010 Qtr 4: 0; 2011 Qtr 1: 0; 2011 Qtr 2: 0; 2011 Qtr 3: 0; 2011 Qtr 4: 0 | 2
0 | 267009-Duct Sealing (Total Leakage Reduced from 40% of AHU flow to 12%) Resid SF CZ10 Vint03 |  | System | Residential | 26-SFM-ResidentialSingleFamily-SP_COOL | 0 |  |  |  |  | 106.2381 | 100 | 0 | 0 | 0 | 6.2381 | 234.764 |  | kWh | 0.17708 | 21.4199 | Residential |  | Winter Only | [5 empty] | 18 | 0.78 |  |  |  | 0.5 | 2 | 0 | 0 | 0 | 0 | 0 | 0 | 0 | 0 | 0 | 0 | 2009 Qtr 1: 0; 2009 Qtr 2: 0; 2009 Qtr 3: 0; 2009 Qtr 4: 2; 2010 Qtr 1: 0; 2010 Qtr 2: 0; 2010 Qtr 3: 0; 2010 Qtr 4: 0; 2011 Qtr 1: 0; 2011 Qtr 2: 0; 2011 Qtr 3: 0; 2011 Qtr 4: 0 | 2
0 | 267010-Duct Sealing (Total Leakage Reduced from 40% of AHU flow to 12%) Resid SF CZ10 Vint04 |  | System | Residential | 26-SFM-ResidentialSingleFamily-SP_COOL | 0 |  |  |  |  | 106.8728 | 120 | 0 | 0 | 0 | -13.1272 | 181.333 |  | kWh | 0.24097 | 10.7341 | Residential |  | Winter Only | [5 empty] | 18 | 0.78 |  |  |  | 0 | 1 | 0 | 0 | 0 | 0 | 0 | 0 | 0 | 0 | 0 | 0 | 2009 Qtr 1: 0; 2009 Qtr 2: 0; 2009 Qtr 3: 0; 2009 Qtr 4: 1; 2010 Qtr 1: 0; 2010 Qtr 2: 0; 2010 Qtr 3: 0; 2010 Qtr 4: 0; 2011 Qtr 1: 0; 2011 Qtr 2: 0; 2011 Qtr 3: 0; 2011 Qtr 4: 0 | 1
0 | 267009-Duct Sealing (Total Leakage Reduced from 40% of AHU flow to 12%) Resid SF CZ10 Vint03 |  | System | Residential | 26-SFM-ResidentialSingleFamily-SP_COOL | 0 |  |  |  |  | 106.2381 | 125 | 0 | 0 | 0 | -18.7619 | 234.764 |  | kWh | 0.17708 | 21.4199 | Residential |  | Winter Only | [5 empty] | 18 | 0.78 |  |  |  | 0.5 | 2 | 0 | 0 | 0 | 0 | 0 | 0 | 0 | 0 | 0 | 0 | 2009 Qtr 1: 0; 2009 Qtr 2: 0; 2009 Qtr 3: 0; 2009 Qtr 4: 2; 2010 Qtr 1: 0; 2010 Qtr 2: 0; 2010 Qtr 3: 0; 2010 Qtr 4: 0; 2011 Qtr 1: 0; 2011 Qtr 2: 0; 2011 Qtr 3: 0; 2011 Qtr 4: 0 | 2
0 | 267010-Duct Sealing (Total Leakage Reduced from 40% of AHU flow to 12%) Resid SF CZ10 Vint04 |  | System | Residential | 26-SFM-ResidentialSingleFamily-SP_COOL | 0 |  |  |  |  | 106.8728 | 145 | 0 | 0 | 0 | -38.1272 | 181.333 |  | kWh | 0.24097 | 10.7341 | Residential |  | Winter Only | [5 empty] | 18 | 0.78 |  |  |  | 0 | 1 | 0 | 0 | 0 | 0 | 0 | 0 | 0 | 0 | 0 | 0 | 2009 Qtr 1: 0; 2009 Qtr 2: 0; 2009 Qtr 3: 0; 2009 Qtr 4: 1; 2010 Qtr 1: 0; 2010 Qtr 2: 0; 2010 Qtr 3: 0; 2010 Qtr 4: 0; 2011 Qtr 1: 0; 2011 Qtr 2: 0; 2011 Qtr 3: 0; 2011 Qtr 4: 0 | 1
0 | 267009-Duct Sealing (Total Leakage Reduced from 40% of AHU flow to 12%) Resid SF CZ10 Vint03 |  | System | Residential | 26-SFM-ResidentialSingleFamily-SP_COOL | 0 |  |  |  |  | 106.2381 | 170 | 0 | 0 | 0 | -63.7619 | 234.764 |  | kWh | 0.17708 | 21.4199 | Residential |  | Winter Only | [5 empty] | 18 | 0.78 |  |  |  | 0.5 | 1 | 0 | 0 | 0 | 0 | 0 | 0 | 0 | 0 | 0 | 0 | 2009 Qtr 1: 0; 2009 Qtr 2: 0; 2009 Qtr 3: 0; 2009 Qtr 4: 1; 2010 Qtr 1: 0; 2010 Qtr 2: 0; 2010 Qtr 3: 0; 2010 Qtr 4: 0; 2011 Qtr 1: 0; 2011 Qtr 2: 0; 2011 Qtr 3: 0; 2011 Qtr 4: 0 | 1
0 | 267009-Duct Sealing (Total Leakage Reduced from 40% of AHU flow to 12%) Resid SF CZ10 Vint03 |  | System | Residential | 26-SFM-ResidentialSingleFamily-SP_COOL | 0 |  |  |  |  | 106.2381 | 170 | 0 | 0 | 0 | -63.7619 | 234.764 |  | kWh | 0.17708 | 21.4199 | Residential |  | Winter Only | [5 empty] | 18 | 0.78 |  |  |  | 0.5 | 1 | 0 | 0 | 0 | 0 | 0 | 0 | 0 | 0 | 0 | 0 | 2009 Qtr 1: 0; 2009 Qtr 2: 0; 2009 Qtr 3: 0; 2009 Qtr 4: 1; 2010 Qtr 1: 0; 2010 Qtr 2: 0; 2010 Qtr 3: 0; 2010 Qtr 4: 0; 2011 Qtr 1: 0; 2011 Qtr 2: 0; 2011 Qtr 3: 0; 2011 Qtr 4: 0 | 1
0 | 267010-Duct Sealing (Total Leakage Reduced from 40% of AHU flow to 12%) Resid SF CZ10 Vint04 |  | System | Residential | 26-SFM-ResidentialSingleFamily-SP_COOL | 0 |  |  |  |  | 106.8728 | 165 | 0 | 0 | 0 | -58.1272 | 181.333 |  | kWh | 0.24097 | 10.7341 | Residential |  | Winter Only | [5 empty] | 18 | 0.78 |  |  |  | 0 | 1 | 0 | 0 | 0 | 0 | 0 | 0 | 0 | 0 | 0 | 0 | 2009 Qtr 1: 0; 2009 Qtr 2: 0; 2009 Qtr 3: 0; 2009 Qtr 4: 1; 2010 Qtr 1: 0; 2010 Qtr 2: 0; 2010 Qtr 3: 0; 2010 Qtr 4: 0; 2011 Qtr 1: 0; 2011 Qtr 2: 0; 2011 Qtr 3: 0; 2011 Qtr 4: 0 | 1
0 | 267010-Duct Sealing (Total Leakage Reduced from 40% of AHU flow to 12%) Resid SF CZ10 Vint04 |  | System | Residential | 26-SFM-ResidentialSingleFamily-SP_COOL | 0 |  |  |  |  | 106.8728 | 107.5 | 0 | 0 | 0 | -0.62721 | 181.333 |  | kWh | 0.24097 | 10.7341 | Residential |  | Winter Only | [5 empty] | 18 | 0.78 |  |  |  | 0 | 2 | 0 | 0 | 0 | 0 | 0 | 0 | 0 | 0 | 0 | 0 | 2009 Qtr 1: 0; 2009 Qtr 2: 0; 2009 Qtr 3: 0; 2009 Qtr 4: 2; 2010 Qtr 1: 0; 2010 Qtr 2: 0; 2010 Qtr 3: 0; 2010 Qtr 4: 0; 2011 Qtr 1: 0; 2011 Qtr 2: 0; 2011 Qtr 3: 0; 2011 Qtr 4: 0 | 2
0 | 267010-Duct Sealing (Total Leakage Reduced from 40% of AHU flow to 12%) Resid SF CZ10 Vint04 |  | System | Residential | 26-SFM-ResidentialSingleFamily-SP_COOL | 0 |  |  |  |  | 106.8728 | 160 | 0 | 0 | 0 | -53.1272 | 181.333 |  | kWh | 0.24097 | 10.7341 | Residential |  | Winter Only | [5 empty] | 18 | 0.78 |  |  |  | 0 | 1 | 0 | 0 | 0 | 0 | 0 | 0 | 0 | 0 | 0 | 0 | 2009 Qtr 1: 0; 2009 Qtr 2: 0; 2009 Qtr 3: 0; 2009 Qtr 4: 1; 2010 Qtr 1: 0; 2010 Qtr 2: 0; 2010 Qtr 3: 0; 2010 Qtr 4: 0; 2011 Qtr 1: 0; 2011 Qtr 2: 0; 2011 Qtr 3: 0; 2011 Qtr 4: 0 | 1
0 | 267009-Duct Sealing (Total Leakage Reduced from 40% of AHU flow to 12%) Resid SF CZ10 Vint03 |  | System | Residential | 26-SFM-ResidentialSingleFamily-SP_COOL | 0 |  |  |  |  | 106.2381 | 140 | 0 | 0 | 0 | -33.7619 | 234.764 |  | kWh | 0.17708 | 21.4199 | Residential |  | Winter Only | [5 empty] | 18 | 0.78 |  |  |  | 0.5 | 1 | 0 | 0 | 0 | 0 | 0 | 0 | 0 | 0 | 0 | 0 | 2009 Qtr 1: 0; 2009 Qtr 2: 0; 2009 Qtr 3: 0; 2009 Qtr 4: 1; 2010 Qtr 1: 0; 2010 Qtr 2: 0; 2010 Qtr 3: 0; 2010 Qtr 4: 0; 2011 Qtr 1: 0; 2011 Qtr 2: 0; 2011 Qtr 3: 0; 2011 Qtr 4: 0 | 1
0 | 267009-Duct Sealing (Total Leakage Reduced from 40% of AHU flow to 12%) Resid SF CZ10 Vint03 |  | System | Residential | 26-SFM-ResidentialSingleFamily-SP_COOL | 0 |  |  |  |  | 106.2381 | 110 | 0 | 0 | 0 | -3.7619 | 234.764 |  | kWh | 0.17708 | 21.4199 | Residential |  | Winter Only | [5 empty] | 18 | 0.78 |  |  |  | 0.5 | 1 | 0 | 0 | 0 | 0 | 0 | 0 | 0 | 0 | 0 | 0 | 2009 Qtr 1: 0; 2009 Qtr 2: 0; 2009 Qtr 3: 0; 2009 Qtr 4: 1; 2010 Qtr 1: 0; 2010 Qtr 2: 0; 2010 Qtr 3: 0; 2010 Qtr 4: 0; 2011 Qtr 1: 0; 2011 Qtr 2: 0; 2011 Qtr 3: 0; 2011 Qtr 4: 0 | 1
0 | 267009-Duct Sealing (Total Leakage Reduced from 40% of AHU flow to 12%) Resid SF CZ10 Vint03 |  | System | Residential | 26-SFM-ResidentialSingleFamily-SP_COOL | 0 |  |  |  |  | 106.2381 | 166 | 0 | 0 | 0 | -59.7619 | 234.764 |  | kWh | 0.17708 | 21.4199 | Residential |  | Winter Only | [5 empty] | 18 | 0.78 |  |  |  | 0.5 | 1 | 0 | 0 | 0 | 0 | 0 | 0 | 0 | 0 | 0 | 0 | 2009 Qtr 1: 0; 2009 Qtr 2: 0; 2009 Qtr 3: 0; 2009 Qtr 4: 1; 2010 Qtr 1: 0; 2010 Qtr 2: 0; 2010 Qtr 3: 0; 2010 Qtr 4: 0; 2011 Qtr 1: 0; 2011 Qtr 2: 0; 2011 Qtr 3: 0; 2011 Qtr 4: 0 | 1
0 | 267010-Duct Sealing (Total Leakage Reduced from 40% of AHU flow to 12%) Resid SF CZ10 Vint04 |  | System | Residential | 26-SFM-ResidentialSingleFamily-SP_COOL | 0 |  |  |  |  | 106.8728 | 115 | 0 | 0 | 0 | -8.1272 | 181.333 |  | kWh | 0.24097 | 10.7341 | Residential |  | Winter Only | [5 empty] | 18 | 0.78 |  |  |  | 0 | 2 | 0 | 0 | 0 | 0 | 0 | 0 | 0 | 0 | 0 | 0 | 2009 Qtr 1: 0; 2009 Qtr 2: 0; 2009 Qtr 3: 0; 2009 Qtr 4: 2; 2010 Qtr 1: 0; 2010 Qtr 2: 0; 2010 Qtr 3: 0; 2010 Qtr 4: 0; 2011 Qtr 1: 0; 2011 Qtr 2: 0; 2011 Qtr 3: 0; 2011 Qtr 4: 0 | 2
0 | 267009-Duct Sealing (Total Leakage Reduced from 40% of AHU flow to 12%) Resid SF CZ10 Vint03 |  | System | Residential | 26-SFM-ResidentialSingleFamily-SP_COOL | 0 |  |  |  |  | 106.2381 | 135 | 0 | 0 | 0 | -28.7619 | 234.764 |  | kWh | 0.17708 | 21.4199 | Residential |  | Winter Only | [5 empty] | 18 | 0.78 |  |  |  | 0.5 | 1 | 0 | 0 | 0 | 0 | 0 | 0 | 0 | 0 | 0 | 0 | 2009 Qtr 1: 0; 2009 Qtr 2: 0; 2009 Qtr 3: 0; 2009 Qtr 4: 1; 2010 Qtr 1: 0; 2010 Qtr 2: 0; 2010 Qtr 3: 0; 2010 Qtr 4: 0; 2011 Qtr 1: 0; 2011 Qtr 2: 0; 2011 Qtr 3: 0; 2011 Qtr 4: 0 | 1
0 | 267009-Duct Sealing (Total Leakage Reduced from 40% of AHU flow to 12%) Resid SF CZ10 Vint03 |  | System | Residential | 26-SFM-ResidentialSingleFamily-SP_COOL | 0 |  |  |  |  | 106.2381 | 140 | 0 | 0 | 0 | -33.7619 | 234.764 |  | kWh | 0.17708 | 21.4199 | Residential |  | Winter Only | [5 empty] | 18 | 0.78 |  |  |  | 0.5 | 1 | 0 | 0 | 0 | 0 | 0 | 0 | 0 | 0 | 0 | 0 | 2009 Qtr 1: 0; 2009 Qtr 2: 0; 2009 Qtr 3: 0; 2009 Qtr 4: 1; 2010 Qtr 1: 0; 2010 Qtr 2: 0; 2010 Qtr 3: 0; 2010 Qtr 4: 0; 2011 Qtr 1: 0; 2011 Qtr 2: 0; 2011 Qtr 3: 0; 2011 Qtr 4: 0 | 1
0 | 267009-Duct Sealing (Total Leakage Reduced from 40% of AHU flow to 12%) Resid SF CZ10 Vint03 |  | System | Residential | 26-SFM-ResidentialSingleFamily-SP_COOL | 0 |  |  |  |  | 106.2381 | 115 | 0 | 0 | 0 | -8.7619 | 234.764 |  | kWh | 0.17708 | 21.4199 | Residential |  | Winter Only | [5 empty] | 18 | 0.78 |  |  |  | 0.5 | 2 | 0 | 0 | 0 | 0 | 0 | 0 | 0 | 0 | 0 | 0 | 2009 Qtr 1: 0; 2009 Qtr 2: 0; 2009 Qtr 3: 0; 2009 Qtr 4: 2; 2010 Qtr 1: 0; 2010 Qtr 2: 0; 2010 Qtr 3: 0; 2010 Qtr 4: 0; 2011 Qtr 1: 0; 2011 Qtr 2: 0; 2011 Qtr 3: 0; 2011 Qtr 4: 0 | 2
0 | 267009-Duct Sealing (Total Leakage Reduced from 40% of AHU flow to 12%) Resid SF CZ10 Vint03 |  | System | Residential | 26-SFM-ResidentialSingleFamily-SP_COOL | 0 |  |  |  |  | 106.2381 | 118 | 0 | 0 | 0 | -11.7619 | 234.764 |  | kWh | 0.17708 | 21.4199 | Residential |  | Winter Only | [5 empty] | 18 | 0.78 |  |  |  | 0.5 | 1 | 0 | 0 | 0 | 0 | 0 | 0 | 0 | 0 | 0 | 0 | 2009 Qtr 1: 0; 2009 Qtr 2: 0; 2009 Qtr 3: 0; 2009 Qtr 4: 1; 2010 Qtr 1: 0; 2010 Qtr 2: 0; 2010 Qtr 3: 0; 2010 Qtr 4: 0; 2011 Qtr 1: 0; 2011 Qtr 2: 0; 2011 Qtr 3: 0; 2011 Qtr 4: 0 | 1
0 | 267009-Duct Sealing (Total Leakage Reduced from 40% of AHU flow to 12%) Resid SF CZ10 Vint03 |  | System | Residential | 26-SFM-ResidentialSingleFamily-SP_COOL | 0 |  |  |  |  | 106.2381 | 190.9 | 0 | 0 | 0 | -84.6619 | 234.764 |  | kWh | 0.17708 | 21.4199 | Residential |  | Winter Only | [5 empty] | 18 | 0.78 |  |  |  | 0.5 | 1 | 0 | 0 | 0 | 0 | 0 | 0 | 0 | 0 | 0 | 0 | 2009 Qtr 1: 0; 2009 Qtr 2: 0; 2009 Qtr 3: 0; 2009 Qtr 4: 1; 2010 Qtr 1: 0; 2010 Qtr 2: 0; 2010 Qtr 3: 0; 2010 Qtr 4: 0; 2011 Qtr 1: 0; 2011 Qtr 2: 0; 2011 Qtr 3: 0; 2011 Qtr 4: 0 | 1
0 | 267009-Duct Sealing (Total Leakage Reduced from 40% of AHU flow to 12%) Resid SF CZ10 Vint03 |  | System | Residential | 26-SFM-ResidentialSingleFamily-SP_COOL | 0 |  |  |  |  | 106.2381 | 180 | 0 | 0 | 0 | -73.7619 | 234.764 |  | kWh | 0.17708 | 21.4199 | Residential |  | Winter Only | [5 empty] | 18 | 0.78 |  |  |  | 0.5 | 1 | 0 | 0 | 0 | 0 | 0 | 0 | 0 | 0 | 0 | 0 | 2009 Qtr 1: 0; 2009 Qtr 2: 0; 2009 Qtr 3: 0; 2009 Qtr 4: 1; 2010 Qtr 1: 0; 2010 Qtr 2: 0; 2010 Qtr 3: 0; 2010 Qtr 4: 0; 2011 Qtr 1: 0; 2011 Qtr 2: 0; 2011 Qtr 3: 0; 2011 Qtr 4: 0 | 1
0 | 267010-Duct Sealing (Total Leakage Reduced from 40% of AHU flow to 12%) Resid SF CZ10 Vint04 |  | System | Residential | 26-SFM-ResidentialSingleFamily-SP_COOL | 0 |  |  |  |  | 106.8728 | 102.25 | 0 | 0 | 0 | 4.6228 | 181.333 |  | kWh | 0.24097 | 10.7341 | Residential |  | Winter Only | [5 empty] | 18 | 0.78 |  |  |  | 0 | 2 | 0 | 0 | 0 | 0 | 0 | 0 | 0 | 0 | 0 | 0 | 2009 Qtr 1: 0; 2009 Qtr 2: 0; 2009 Qtr 3: 0; 2009 Qtr 4: 2; 2010 Qtr 1: 0; 2010 Qtr 2: 0; 2010 Qtr 3: 0; 2010 Qtr 4: 0; 2011 Qtr 1: 0; 2011 Qtr 2: 0; 2011 Qtr 3: 0; 2011 Qtr 4: 0 | 2
0 | 267009-Duct Sealing (Total Leakage Reduced from 40% of AHU flow to 12%) Resid SF CZ10 Vint03 |  | System | Residential | 26-SFM-ResidentialSingleFamily-SP_COOL | 0 |  |  |  |  | 106.2381 | 180 | 0 | 0 | 0 | -73.7619 | 234.764 |  | kWh | 0.17708 | 21.4199 | Residential |  | Winter Only | [5 empty] | 18 | 0.78 |  |  |  | 0.5 | 1 | 0 | 0 | 0 | 0 | 0 | 0 | 0 | 0 | 0 | 0 | 2009 Qtr 1: 0; 2009 Qtr 2: 0; 2009 Qtr 3: 0; 2009 Qtr 4: 1; 2010 Qtr 1: 0; 2010 Qtr 2: 0; 2010 Qtr 3: 0; 2010 Qtr 4: 0; 2011 Qtr 1: 0; 2011 Qtr 2: 0; 2011 Qtr 3: 0; 2011 Qtr 4: 0 | 1
0 | 267009-Duct Sealing (Total Leakage Reduced from 40% of AHU flow to 12%) Resid SF CZ10 Vint03 |  | System | Residential | 26-SFM-ResidentialSingleFamily-SP_COOL | 0 |  |  |  |  | 106.2381 | 190 | 0 | 0 | 0 | -83.7619 | 234.764 |  | kWh | 0.17708 | 21.4199 | Residential |  | Winter Only | [5 empty] | 18 | 0.78 |  |  |  | 0.5 | 1 | 0 | 0 | 0 | 0 | 0 | 0 | 0 | 0 | 0 | 0 | 2009 Qtr 1: 0; 2009 Qtr 2: 0; 2009 Qtr 3: 0; 2009 Qtr 4: 1; 2010 Qtr 1: 0; 2010 Qtr 2: 0; 2010 Qtr 3: 0; 2010 Qtr 4: 0; 2011 Qtr 1: 0; 2011 Qtr 2: 0; 2011 Qtr 3: 0; 2011 Qtr 4: 0 | 1
0 | 267010-Duct Sealing (Total Leakage Reduced from 40% of AHU flow to 12%) Resid SF CZ10 Vint04 |  | System | Residential | 26-SFM-ResidentialSingleFamily-SP_COOL | 0 |  |  |  |  | 106.8728 | 160 | 0 | 0 | 0 | -53.1272 | 181.333 |  | kWh | 0.24097 | 10.7341 | Residential |  | Winter Only | [5 empty] | 18 | 0.78 |  |  |  | 0 | 1 | 0 | 0 | 0 | 0 | 0 | 0 | 0 | 0 | 0 | 0 | 2009 Qtr 1: 0; 2009 Qtr 2: 0; 2009 Qtr 3: 0; 2009 Qtr 4: 1; 2010 Qtr 1: 0; 2010 Qtr 2: 0; 2010 Qtr 3: 0; 2010 Qtr 4: 0; 2011 Qtr 1: 0; 2011 Qtr 2: 0; 2011 Qtr 3: 0; 2011 Qtr 4: 0 | 1
0 | 267010-Duct Sealing (Total Leakage Reduced from 40% of AHU flow to 12%) Resid SF CZ10 Vint04 |  | System | Residential | 26-SFM-ResidentialSingleFamily-SP_COOL | 0 |  |  |  |  | 106.8728 | 160 | 0 | 0 | 0 | -53.1272 | 181.333 |  | kWh | 0.24097 | 10.7341 | Residential |  | Winter Only | [5 empty] | 18 | 0.78 |  |  |  | 0 | 1 | 0 | 0 | 0 | 0 | 0 | 0 | 0 | 0 | 0 | 0 | 2009 Qtr 1: 0; 2009 Qtr 2: 0; 2009 Qtr 3: 0; 2009 Qtr 4: 1; 2010 Qtr 1: 0; 2010 Qtr 2: 0; 2010 Qtr 3: 0; 2010 Qtr 4: 0; 2011 Qtr 1: 0; 2011 Qtr 2: 0; 2011 Qtr 3: 0; 2011 Qtr 4: 0 | 1
0 | 267010-Duct Sealing (Total Leakage Reduced from 40% of AHU flow to 12%) Resid SF CZ10 Vint04 |  | System | Residential | 26-SFM-ResidentialSingleFamily-SP_COOL | 0 |  |  |  |  | 106.8728 | 100 | 0 | 0 | 0 | 6.8728 | 181.333 |  | kWh | 0.24097 | 10.7341 | Residential |  | Winter Only | [5 empty] | 18 | 0.78 |  |  |  | 0 | 4 | 0 | 0 | 0 | 0 | 0 | 0 | 0 | 0 | 0 | 0 | 2009 Qtr 1: 0; 2009 Qtr 2: 0; 2009 Qtr 3: 0; 2009 Qtr 4: 4; 2010 Qtr 1: 0; 2010 Qtr 2: 0; 2010 Qtr 3: 0; 2010 Qtr 4: 0; 2011 Qtr 1: 0; 2011 Qtr 2: 0; 2011 Qtr 3: 0; 2011 Qtr 4: 0 | 4
0 | 267010-Duct Sealing (Total Leakage Reduced from 40% of AHU flow to 12%) Resid SF CZ10 Vint04 |  | System | Residential | 26-SFM-ResidentialSingleFamily-SP_COOL | 0 |  |  |  |  | 106.8728 | 150 | 0 | 0 | 0 | -43.1272 | 181.333 |  | kWh | 0.24097 | 10.7341 | Residential |  | Winter Only | [5 empty] | 18 | 0.78 |  |  |  | 0 | 1 | 0 | 0 | 0 | 0 | 0 | 0 | 0 | 0 | 0 | 0 | 2009 Qtr 1: 0; 2009 Qtr 2: 0; 2009 Qtr 3: 0; 2009 Qtr 4: 1; 2010 Qtr 1: 0; 2010 Qtr 2: 0; 2010 Qtr 3: 0; 2010 Qtr 4: 0; 2011 Qtr 1: 0; 2011 Qtr 2: 0; 2011 Qtr 3: 0; 2011 Qtr 4: 0 | 1
0 | 267010-Duct Sealing (Total Leakage Reduced from 40% of AHU flow to 12%) Resid SF CZ10 Vint04 |  | System | Residential | 26-SFM-ResidentialSingleFamily-SP_COOL | 0 |  |  |  |  | 106.8728 | 150 | 0 | 0 | 0 | -43.1272 | 181.333 |  | kWh | 0.24097 | 10.7341 | Residential |  | Winter Only | [5 empty] | 18 | 0.78 |  |  |  | 0 | 1 | 0 | 0 | 0 | 0 | 0 | 0 | 0 | 0 | 0 | 0 | 2009 Qtr 1: 0; 2009 Qtr 2: 0; 2009 Qtr 3: 0; 2009 Qtr 4: 1; 2010 Qtr 1: 0; 2010 Qtr 2: 0; 2010 Qtr 3: 0; 2010 Qtr 4: 0; 2011 Qtr 1: 0; 2011 Qtr 2: 0; 2011 Qtr 3: 0; 2011 Qtr 4: 0 | 1
0 | 267009-Duct Sealing (Total Leakage Reduced from 40% of AHU flow to 12%) Resid SF CZ10 Vint03 |  | System | Residential | 26-SFM-ResidentialSingleFamily-SP_COOL | 0 |  |  |  |  | 106.2381 | 133.4 | 0 | 0 | 0 | -27.1619 | 234.764 |  | kWh | 0.17708 | 21.4199 | Residential |  | Winter Only | [5 empty] | 18 | 0.78 |  |  |  | 0.5 | 1 | 0 | 0 | 0 | 0 | 0 | 0 | 0 | 0 | 0 | 0 | 2009 Qtr 1: 0; 2009 Qtr 2: 0; 2009 Qtr 3: 0; 2009 Qtr 4: 1; 2010 Qtr 1: 0; 2010 Qtr 2: 0; 2010 Qtr 3: 0; 2010 Qtr 4: 0; 2011 Qtr 1: 0; 2011 Qtr 2: 0; 2011 Qtr 3: 0; 2011 Qtr 4: 0 | 1
0 | 267010-Duct Sealing (Total Leakage Reduced from 40% of AHU flow to 12%) Resid SF CZ10 Vint04 |  | System | Residential | 26-SFM-ResidentialSingleFamily-SP_COOL | 0 |  |  |  |  | 106.8728 | 140 | 0 | 0 | 0 | -33.1272 | 181.333 |  | kWh | 0.24097 | 10.7341 | Residential |  | Winter Only | [5 empty] | 18 | 0.78 |  |  |  | 0 | 1 | 0 | 0 | 0 | 0 | 0 | 0 | 0 | 0 | 0 | 0 | 2009 Qtr 1: 0; 2009 Qtr 2: 0; 2009 Qtr 3: 0; 2009 Qtr 4: 1; 2010 Qtr 1: 0; 2010 Qtr 2: 0; 2010 Qtr 3: 0; 2010 Qtr 4: 0; 2011 Qtr 1: 0; 2011 Qtr 2: 0; 2011 Qtr 3: 0; 2011 Qtr 4: 0 | 1
0 | 267009-Duct Sealing (Total Leakage Reduced from 40% of AHU flow to 12%) Resid SF CZ10 Vint03 |  | System | Residential | 26-SFM-ResidentialSingleFamily-SP_COOL | 0 |  |  |  |  | 106.2381 | 95 | 0 | 0 | 0 | 11.2381 | 0 |  | kWh | 0 | 0 | Residential |  | Winter Only | [5 empty] | 18 | 0.78 |  |  |  | 0.5 | 1 | 0 | 0 | 0 | 0 | 0 | 0 | 0 | 0 | 0 | 0 | 2009 Qtr 1: 0; 2009 Qtr 2: 0; 2009 Qtr 3: 0; 2009 Qtr 4: 1; 2010 Qtr 1: 0; 2010 Qtr 2: 0; 2010 Qtr 3: 0; 2010 Qtr 4: 0; 2011 Qtr 1: 0; 2011 Qtr 2: 0; 2011 Qtr 3: 0; 2011 Qtr 4: 0 | 1
0 | 267010-Duct Sealing (Total Leakage Reduced from 40% of AHU flow to 12%) Resid SF CZ10 Vint04 |  | System | Residential | 26-SFM-ResidentialSingleFamily-SP_COOL | 0 |  |  |  |  | 106.8728 | 120 | 0 | 0 | 0 | -13.1272 | 181.333 |  | kWh | 0.24097 | 10.7341 | Residential |  | Winter Only | [5 empty] | 18 | 0.78 |  |  |  | 0 | 1 | 0 | 0 | 0 | 0 | 0 | 0 | 0 | 0 | 0 | 0 | 2009 Qtr 1: 0; 2009 Qtr 2: 0; 2009 Qtr 3: 0; 2009 Qtr 4: 1; 2010 Qtr 1: 0; 2010 Qtr 2: 0; 2010 Qtr 3: 0; 2010 Qtr 4: 0; 2011 Qtr 1: 0; 2011 Qtr 2: 0; 2011 Qtr 3: 0; 2011 Qtr 4: 0 | 1
0 | 267010-Duct Sealing (Total Leakage Reduced from 40% of AHU flow to 12%) Resid SF CZ10 Vint04 |  | System | Residential | 26-SFM-ResidentialSingleFamily-SP_COOL | 0 |  |  |  |  | 106.8728 | 106.6667 | 0 | 0 | 0 | 0.20612 | 181.333 |  | kWh | 0.24097 | 10.7341 | Residential |  | Winter Only | [5 empty] | 18 | 0.78 |  |  |  | 0 | 3 | 0 | 0 | 0 | 0 | 0 | 0 | 0 | 0 | 0 | 0 | 2009 Qtr 1: 0; 2009 Qtr 2: 0; 2009 Qtr 3: 0; 2009 Qtr 4: 3; 2010 Qtr 1: 0; 2010 Qtr 2: 0; 2010 Qtr 3: 0; 2010 Qtr 4: 0; 2011 Qtr 1: 0; 2011 Qtr 2: 0; 2011 Qtr 3: 0; 2011 Qtr 4: 0 | 3
0 | 267010-Duct Sealing (Total Leakage Reduced from 40% of AHU flow to 12%) Resid SF CZ10 Vint04 |  | System | Residential | 26-SFM-ResidentialSingleFamily-SP_COOL | 0 |  |  |  |  | 106.8728 | 106.6667 | 0 | 0 | 0 | 0.20612 | 181.333 |  | kWh | 0.24097 | 10.7341 | Residential |  | Winter Only | [5 empty] | 18 | 0.78 |  |  |  | 0 | 3 | 0 | 0 | 0 | 0 | 0 | 0 | 0 | 0 | 0 | 0 | 2009 Qtr 1: 0; 2009 Qtr 2: 0; 2009 Qtr 3: 0; 2009 Qtr 4: 3; 2010 Qtr 1: 0; 2010 Qtr 2: 0; 2010 Qtr 3: 0; 2010 Qtr 4: 0; 2011 Qtr 1: 0; 2011 Qtr 2: 0; 2011 Qtr 3: 0; 2011 Qtr 4: 0 | 3
0 | 267010-Duct Sealing (Total Leakage Reduced from 40% of AHU flow to 12%) Resid SF CZ10 Vint04 |  | System | Residential | 26-SFM-ResidentialSingleFamily-SP_COOL | 0 |  |  |  |  | 106.8728 | 160 | 0 | 0 | 0 | -53.1272 | 181.333 |  | kWh | 0.24097 | 10.7341 | Residential |  | Winter Only | [5 empty] | 18 | 0.78 |  |  |  | 0 | 1 | 0 | 0 | 0 | 0 | 0 | 0 | 0 | 0 | 0 | 0 | 2009 Qtr 1: 0; 2009 Qtr 2: 0; 2009 Qtr 3: 0; 2009 Qtr 4: 1; 2010 Qtr 1: 0; 2010 Qtr 2: 0; 2010 Qtr 3: 0; 2010 Qtr 4: 0; 2011 Qtr 1: 0; 2011 Qtr 2: 0; 2011 Qtr 3: 0; 2011 Qtr 4: 0 | 1
0 | 267010-Duct Sealing (Total Leakage Reduced from 40% of AHU flow to 12%) Resid SF CZ10 Vint04 |  | System | Residential | 26-SFM-ResidentialSingleFamily-SP_COOL | 0 |  |  |  |  | 106.8728 | 100 | 0 | 0 | 0 | 6.8728 | 181.333 |  | kWh | 0.24097 | 10.7341 | Residential |  | Winter Only | [5 empty] | 18 | 0.78 |  |  |  | 0 | 2 | 0 | 0 | 0 | 0 | 0 | 0 | 0 | 0 | 0 | 0 | 2009 Qtr 1: 0; 2009 Qtr 2: 0; 2009 Qtr 3: 0; 2009 Qtr 4: 2; 2010 Qtr 1: 0; 2010 Qtr 2: 0; 2010 Qtr 3: 0; 2010 Qtr 4: 0; 2011 Qtr 1: 0; 2011 Qtr 2: 0; 2011 Qtr 3: 0; 2011 Qtr 4: 0 | 2
0 | 267009-Duct Sealing (Total Leakage Reduced from 40% of AHU flow to 12%) Resid SF CZ10 Vint03 |  | System | Residential | 26-SFM-ResidentialSingleFamily-SP_COOL | 0 |  |  |  |  | 106.2381 | 180 | 0 | 0 | 0 | -73.7619 | 234.764 |  | kWh | 0.17708 | 21.4199 | Residential |  | Winter Only | [5 empty] | 18 | 0.78 |  |  |  | 0.5 | 1 | 0 | 0 | 0 | 0 | 0 | 0 | 0 | 0 | 0 | 0 | 2009 Qtr 1: 0; 2009 Qtr 2: 0; 2009 Qtr 3: 0; 2009 Qtr 4: 1; 2010 Qtr 1: 0; 2010 Qtr 2: 0; 2010 Qtr 3: 0; 2010 Qtr 4: 0; 2011 Qtr 1: 0; 2011 Qtr 2: 0; 2011 Qtr 3: 0; 2011 Qtr 4: 0 | 1
0 | 267010-Duct Sealing (Total Leakage Reduced from 40% of AHU flow to 12%) Resid SF CZ10 Vint04 |  | System | Residential | 26-SFM-ResidentialSingleFamily-SP_COOL | 0 |  |  |  |  | 106.8728 | 145 | 0 | 0 | 0 | -38.1272 | 181.333 |  | kWh | 0.24097 | 10.7341 | Residential |  | Winter Only | [5 empty] | 18 | 0.78 |  |  |  | 0 | 1 | 0 | 0 | 0 | 0 | 0 | 0 | 0 | 0 | 0 | 0 | 2009 Qtr 1: 0; 2009 Qtr 2: 0; 2009 Qtr 3: 0; 2009 Qtr 4: 1; 2010 Qtr 1: 0; 2010 Qtr 2: 0; 2010 Qtr 3: 0; 2010 Qtr 4: 0; 2011 Qtr 1: 0; 2011 Qtr 2: 0; 2011 Qtr 3: 0; 2011 Qtr 4: 0 | 1
0 | 267009-Duct Sealing (Total Leakage Reduced from 40% of AHU flow to 12%) Resid SF CZ10 Vint03 |  | System | Residential | 26-SFM-ResidentialSingleFamily-SP_COOL | 0 |  |  |  |  | 106.2381 | 180 | 0 | 0 | 0 | -73.7619 | 234.764 |  | kWh | 0.17708 | 21.4199 | Residential |  | Winter Only | [5 empty] | 18 | 0.78 |  |  |  | 0.5 | 1 | 0 | 0 | 0 | 0 | 0 | 0 | 0 | 0 | 0 | 0 | 2009 Qtr 1: 0; 2009 Qtr 2: 0; 2009 Qtr 3: 0; 2009 Qtr 4: 1; 2010 Qtr 1: 0; 2010 Qtr 2: 0; 2010 Qtr 3: 0; 2010 Qtr 4: 0; 2011 Qtr 1: 0; 2011 Qtr 2: 0; 2011 Qtr 3: 0; 2011 Qtr 4: 0 | 1
0 | 267010-Duct Sealing (Total Leakage Reduced from 40% of AHU flow to 12%) Resid SF CZ10 Vint04 |  | System | Residential | 26-SFM-ResidentialSingleFamily-SP_COOL | 0 |  |  |  |  | 106.8728 | 120 | 0 | 0 | 0 | -13.1272 | 181.333 |  | kWh | 0.24097 | 10.7341 | Residential |  | Winter Only | [5 empty] | 18 | 0.78 |  |  |  | 0 | 2 | 0 | 0 | 0 | 0 | 0 | 0 | 0 | 0 | 0 | 0 | 2009 Qtr 1: 0; 2009 Qtr 2: 0; 2009 Qtr 3: 0; 2009 Qtr 4: 2; 2010 Qtr 1: 0; 2010 Qtr 2: 0; 2010 Qtr 3: 0; 2010 Qtr 4: 0; 2011 Qtr 1: 0; 2011 Qtr 2: 0; 2011 Qtr 3: 0; 2011 Qtr 4: 0 | 2
0 | 267009-Duct Sealing (Total Leakage Reduced from 40% of AHU flow to 12%) Resid SF CZ10 Vint03 |  | System | Residential | 26-SFM-ResidentialSingleFamily-SP_COOL | 0 |  |  |  |  | 106.2381 | 130 | 0 | 0 | 0 | -23.7619 | 234.764 |  | kWh | 0.17708 | 21.4199 | Residential |  | Winter Only | [5 empty] | 18 | 0.78 |  |  |  | 0.5 | 1 | 0 | 0 | 0 | 0 | 0 | 0 | 0 | 0 | 0 | 0 | 2009 Qtr 1: 0; 2009 Qtr 2: 0; 2009 Qtr 3: 0; 2009 Qtr 4: 1; 2010 Qtr 1: 0; 2010 Qtr 2: 0; 2010 Qtr 3: 0; 2010 Qtr 4: 0; 2011 Qtr 1: 0; 2011 Qtr 2: 0; 2011 Qtr 3: 0; 2011 Qtr 4: 0 | 1
0 | 267010-Duct Sealing (Total Leakage Reduced from 40% of AHU flow to 12%) Resid SF CZ10 Vint04 |  | System | Residential | 26-SFM-ResidentialSingleFamily-SP_COOL | 0 |  |  |  |  | 106.8728 | 180 | 0 | 0 | 0 | -73.1272 | 181.333 |  | kWh | 0.24097 | 10.7341 | Residential |  | Winter Only | [5 empty] | 18 | 0.78 |  |  |  | 0 | 1 | 0 | 0 | 0 | 0 | 0 | 0 | 0 | 0 | 0 | 0 | 2009 Qtr 1: 0; 2009 Qtr 2: 0; 2009 Qtr 3: 0; 2009 Qtr 4: 1; 2010 Qtr 1: 0; 2010 Qtr 2: 0; 2010 Qtr 3: 0; 2010 Qtr 4: 0; 2011 Qtr 1: 0; 2011 Qtr 2: 0; 2011 Qtr 3: 0; 2011 Qtr 4: 0 | 1
0 | 267009-Duct Sealing (Total Leakage Reduced from 40% of AHU flow to 12%) Resid SF CZ10 Vint03 |  | System | Residential | 26-SFM-ResidentialSingleFamily-SP_COOL | 0 |  |  |  |  | 106.2381 | 130 | 0 | 0 | 0 | -23.7619 | 234.764 |  | kWh | 0.17708 | 21.4199 | Residential |  | Winter Only | [5 empty] | 18 | 0.78 |  |  |  | 0.5 | 2 | 0 | 0 | 0 | 0 | 0 | 0 | 0 | 0 | 0 | 0 | 2009 Qtr 1: 0; 2009 Qtr 2: 0; 2009 Qtr 3: 0; 2009 Qtr 4: 2; 2010 Qtr 1: 0; 2010 Qtr 2: 0; 2010 Qtr 3: 0; 2010 Qtr 4: 0; 2011 Qtr 1: 0; 2011 Qtr 2: 0; 2011 Qtr 3: 0; 2011 Qtr 4: 0 | 2
0 | 267009-Duct Sealing (Total Leakage Reduced from 40% of AHU flow to 12%) Resid SF CZ10 Vint03 |  | System | Residential | 26-SFM-ResidentialSingleFamily-SP_COOL | 0 |  |  |  |  | 106.2381 | 130 | 0 | 0 | 0 | -23.7619 | 234.764 |  | kWh | 0.17708 | 21.4199 | Residential |  | Winter Only | [5 empty] | 18 | 0.78 |  |  |  | 0.5 | 2 | 0 | 0 | 0 | 0 | 0 | 0 | 0 | 0 | 0 | 0 | 2009 Qtr 1: 0; 2009 Qtr 2: 0; 2009 Qtr 3: 0; 2009 Qtr 4: 2; 2010 Qtr 1: 0; 2010 Qtr 2: 0; 2010 Qtr 3: 0; 2010 Qtr 4: 0; 2011 Qtr 1: 0; 2011 Qtr 2: 0; 2011 Qtr 3: 0; 2011 Qtr 4: 0 | 2
0 | 267009-Duct Sealing (Total Leakage Reduced from 40% of AHU flow to 12%) Resid SF CZ10 Vint03 |  | System | Residential | 26-SFM-ResidentialSingleFamily-SP_COOL | 0 |  |  |  |  | 106.2381 | 118 | 0 | 0 | 0 | -11.7619 | 234.764 |  | kWh | 0.17708 | 21.4199 | Residential |  | Winter Only | [5 empty] | 18 | 0.78 |  |  |  | 0.5 | 1 | 0 | 0 | 0 | 0 | 0 | 0 | 0 | 0 | 0 | 0 | 2009 Qtr 1: 0; 2009 Qtr 2: 0; 2009 Qtr 3: 0; 2009 Qtr 4: 1; 2010 Qtr 1: 0; 2010 Qtr 2: 0; 2010 Qtr 3: 0; 2010 Qtr 4: 0; 2011 Qtr 1: 0; 2011 Qtr 2: 0; 2011 Qtr 3: 0; 2011 Qtr 4: 0 | 1
0 | 267010-Duct Sealing (Total Leakage Reduced from 40% of AHU flow to 12%) Resid SF CZ10 Vint04 |  | System | Residential | 26-SFM-ResidentialSingleFamily-SP_COOL | 0 |  |  |  |  | 106.8728 | 170 | 0 | 0 | 0 | -63.1272 | 181.333 |  | kWh | 0.24097 | 10.7341 | Residential |  | Winter Only | [5 empty] | 18 | 0.78 |  |  |  | 0 | 1 | 0 | 0 | 0 | 0 | 0 | 0 | 0 | 0 | 0 | 0 | 2009 Qtr 1: 0; 2009 Qtr 2: 0; 2009 Qtr 3: 0; 2009 Qtr 4: 1; 2010 Qtr 1: 0; 2010 Qtr 2: 0; 2010 Qtr 3: 0; 2010 Qtr 4: 0; 2011 Qtr 1: 0; 2011 Qtr 2: 0; 2011 Qtr 3: 0; 2011 Qtr 4: 0 | 1
0 | 267009-Duct Sealing (Total Leakage Reduced from 40% of AHU flow to 12%) Resid SF CZ10 Vint03 |  | System | Residential | 26-SFM-ResidentialSingleFamily-SP_COOL | 0 |  |  |  |  | 106.2381 | 150 | 0 | 0 | 0 | -43.7619 | 234.764 |  | kWh | 0.17708 | 21.4199 | Residential |  | Winter Only | [5 empty] | 18 | 0.78 |  |  |  | 0.5 | 1 | 0 | 0 | 0 | 0 | 0 | 0 | 0 | 0 | 0 | 0 | 2009 Qtr 1: 0; 2009 Qtr 2: 0; 2009 Qtr 3: 0; 2009 Qtr 4: 1; 2010 Qtr 1: 0; 2010 Qtr 2: 0; 2010 Qtr 3: 0; 2010 Qtr 4: 0; 2011 Qtr 1: 0; 2011 Qtr 2: 0; 2011 Qtr 3: 0; 2011 Qtr 4: 0 | 1
0 | 267009-Duct Sealing (Total Leakage Reduced from 40% of AHU flow to 12%) Resid SF CZ10 Vint03 |  | System | Residential | 26-SFM-ResidentialSingleFamily-SP_COOL | 0 |  |  |  |  | 106.2381 | 158.6 | 0 | 0 | 0 | -52.3619 | 234.764 |  | kWh | 0.17708 | 21.4199 | Residential |  | Winter Only | [5 empty] | 18 | 0.78 |  |  |  | 0.5 | 1 | 0 | 0 | 0 | 0 | 0 | 0 | 0 | 0 | 0 | 0 | 2009 Qtr 1: 0; 2009 Qtr 2: 0; 2009 Qtr 3: 0; 2009 Qtr 4: 1; 2010 Qtr 1: 0; 2010 Qtr 2: 0; 2010 Qtr 3: 0; 2010 Qtr 4: 0; 2011 Qtr 1: 0; 2011 Qtr 2: 0; 2011 Qtr 3: 0; 2011 Qtr 4: 0 | 1
0 | 267009-Duct Sealing (Total Leakage Reduced from 40% of AHU flow to 12%) Resid SF CZ10 Vint03 |  | System | Residential | 26-SFM-ResidentialSingleFamily-SP_COOL | 0 |  |  |  |  | 106.2381 | 170 | 0 | 0 | 0 | -63.7619 | 234.764 |  | kWh | 0.17708 | 21.4199 | Residential |  | Winter Only | [5 empty] | 18 | 0.78 |  |  |  | 0.5 | 1 | 0 | 0 | 0 | 0 | 0 | 0 | 0 | 0 | 0 | 0 | 2009 Qtr 1: 0; 2009 Qtr 2: 0; 2009 Qtr 3: 0; 2009 Qtr 4: 1; 2010 Qtr 1: 0; 2010 Qtr 2: 0; 2010 Qtr 3: 0; 2010 Qtr 4: 0; 2011 Qtr 1: 0; 2011 Qtr 2: 0; 2011 Qtr 3: 0; 2011 Qtr 4: 0 | 1
0 | 267009-Duct Sealing (Total Leakage Reduced from 40% of AHU flow to 12%) Resid SF CZ10 Vint03 |  | System | Residential | 26-SFM-ResidentialSingleFamily-SP_COOL | 0 |  |  |  |  | 106.2381 | 120 | 0 | 0 | 0 | -13.7619 | 234.764 |  | kWh | 0.17708 | 21.4199 | Residential |  | Winter Only | [5 empty] | 18 | 0.78 |  |  |  | 0.5 | 2 | 0 | 0 | 0 | 0 | 0 | 0 | 0 | 0 | 0 | 0 | 2009 Qtr 1: 0; 2009 Qtr 2: 0; 2009 Qtr 3: 0; 2009 Qtr 4: 2; 2010 Qtr 1: 0; 2010 Qtr 2: 0; 2010 Qtr 3: 0; 2010 Qtr 4: 0; 2011 Qtr 1: 0; 2011 Qtr 2: 0; 2011 Qtr 3: 0; 2011 Qtr 4: 0 | 2
0 | 267009-Duct Sealing (Total Leakage Reduced from 40% of AHU flow to 12%) Resid SF CZ10 Vint03 |  | System | Residential | 26-SFM-ResidentialSingleFamily-SP_COOL | 0 |  |  |  |  | 106.2381 | 100 | 0 | 0 | 0 | 6.2381 | 234.764 |  | kWh | 0.17708 | 21.4199 | Residential |  | Winter Only | [5 empty] | 18 | 0.78 |  |  |  | 0.5 | 2 | 0 | 0 | 0 | 0 | 0 | 0 | 0 | 0 | 0 | 0 | 2009 Qtr 1: 0; 2009 Qtr 2: 0; 2009 Qtr 3: 0; 2009 Qtr 4: 2; 2010 Qtr 1: 0; 2010 Qtr 2: 0; 2010 Qtr 3: 0; 2010 Qtr 4: 0; 2011 Qtr 1: 0; 2011 Qtr 2: 0; 2011 Qtr 3: 0; 2011 Qtr 4: 0 | 2
0 | 267010-Duct Sealing (Total Leakage Reduced from 40% of AHU flow to 12%) Resid SF CZ10 Vint04 |  | System | Residential | 26-SFM-ResidentialSingleFamily-SP_COOL | 0 |  |  |  |  | 106.8728 | 185 | 0 | 0 | 0 | -78.1272 | 181.333 |  | kWh | 0.24097 | 10.7341 | Residential |  | Winter Only | [5 empty] | 18 | 0.78 |  |  |  | 0 | 1 | 0 | 0 | 0 | 0 | 0 | 0 | 0 | 0 | 0 | 0 | 2009 Qtr 1: 0; 2009 Qtr 2: 0; 2009 Qtr 3: 0; 2009 Qtr 4: 1; 2010 Qtr 1: 0; 2010 Qtr 2: 0; 2010 Qtr 3: 0; 2010 Qtr 4: 0; 2011 Qtr 1: 0; 2011 Qtr 2: 0; 2011 Qtr 3: 0; 2011 Qtr 4: 0 | 1
0 | 267009-Duct Sealing (Total Leakage Reduced from 40% of AHU flow to 12%) Resid SF CZ10 Vint03 |  | System | Residential | 26-SFM-ResidentialSingleFamily-SP_COOL | 0 |  |  |  |  | 106.2381 | 100 | 0 | 0 | 0 | 6.2381 | 234.764 |  | kWh | 0.17708 | 21.4199 | Residential |  | Winter Only | [5 empty] | 18 | 0.78 |  |  |  | 0.5 | 3 | 0 | 0 | 0 | 0 | 0 | 0 | 0 | 0 | 0 | 0 | 2009 Qtr 1: 0; 2009 Qtr 2: 0; 2009 Qtr 3: 0; 2009 Qtr 4: 3; 2010 Qtr 1: 0; 2010 Qtr 2: 0; 2010 Qtr 3: 0; 2010 Qtr 4: 0; 2011 Qtr 1: 0; 2011 Qtr 2: 0; 2011 Qtr 3: 0; 2011 Qtr 4: 0 | 3
0 | 267009-Duct Sealing (Total Leakage Reduced from 40% of AHU flow to 12%) Resid SF CZ10 Vint03 |  | System | Residential | 26-SFM-ResidentialSingleFamily-SP_COOL | 0 |  |  |  |  | 106.2381 | 160 | 0 | 0 | 0 | -53.7619 | 234.764 |  | kWh | 0.17708 | 21.4199 | Residential |  | Winter Only | [5 empty] | 18 | 0.78 |  |  |  | 0.5 | 1 | 0 | 0 | 0 | 0 | 0 | 0 | 0 | 0 | 0 | 0 | 2009 Qtr 1: 0; 2009 Qtr 2: 0; 2009 Qtr 3: 0; 2009 Qtr 4: 1; 2010 Qtr 1: 0; 2010 Qtr 2: 0; 2010 Qtr 3: 0; 2010 Qtr 4: 0; 2011 Qtr 1: 0; 2011 Qtr 2: 0; 2011 Qtr 3: 0; 2011 Qtr 4: 0 | 1
0 | 267009-Duct Sealing (Total Leakage Reduced from 40% of AHU flow to 12%) Resid SF CZ10 Vint03 |  | System | Residential | 26-SFM-ResidentialSingleFamily-SP_COOL | 0 |  |  |  |  | 106.2381 | 160 | 0 | 0 | 0 | -53.7619 | 234.764 |  | kWh | 0.17708 | 21.4199 | Residential |  | Winter Only | [5 empty] | 18 | 0.78 |  |  |  | 0.5 | 1 | 0 | 0 | 0 | 0 | 0 | 0 | 0 | 0 | 0 | 0 | 2009 Qtr 1: 0; 2009 Qtr 2: 0; 2009 Qtr 3: 0; 2009 Qtr 4: 1; 2010 Qtr 1: 0; 2010 Qtr 2: 0; 2010 Qtr 3: 0; 2010 Qtr 4: 0; 2011 Qtr 1: 0; 2011 Qtr 2: 0; 2011 Qtr 3: 0; 2011 Qtr 4: 0 | 1
0 | 267009-Duct Sealing (Total Leakage Reduced from 40% of AHU flow to 12%) Resid SF CZ10 Vint03 |  | System | Residential | 26-SFM-ResidentialSingleFamily-SP_COOL | 0 |  |  |  |  | 106.2381 | 168 | 0 | 0 | 0 | -61.7619 | 234.764 |  | kWh | 0.17708 | 21.4199 | Residential |  | Winter Only | [5 empty] | 18 | 0.78 |  |  |  | 0.5 | 1 | 0 | 0 | 0 | 0 | 0 | 0 | 0 | 0 | 0 | 0 | 2009 Qtr 1: 0; 2009 Qtr 2: 0; 2009 Qtr 3: 0; 2009 Qtr 4: 1; 2010 Qtr 1: 0; 2010 Qtr 2: 0; 2010 Qtr 3: 0; 2010 Qtr 4: 0; 2011 Qtr 1: 0; 2011 Qtr 2: 0; 2011 Qtr 3: 0; 2011 Qtr 4: 0 | 1
0 | 267009-Duct Sealing (Total Leakage Reduced from 40% of AHU flow to 12%) Resid SF CZ10 Vint03 |  | System | Residential | 26-SFM-ResidentialSingleFamily-SP_COOL | 0 |  |  |  |  | 106.2381 | 120 | 0 | 0 | 0 | -13.7619 | 234.764 |  | kWh | 0.17708 | 21.4199 | Residential |  | Winter Only | [5 empty] | 18 | 0.78 |  |  |  | 0.5 | 1 | 0 | 0 | 0 | 0 | 0 | 0 | 0 | 0 | 0 | 0 | 2009 Qtr 1: 0; 2009 Qtr 2: 0; 2009 Qtr 3: 0; 2009 Qtr 4: 1; 2010 Qtr 1: 0; 2010 Qtr 2: 0; 2010 Qtr 3: 0; 2010 Qtr 4: 0; 2011 Qtr 1: 0; 2011 Qtr 2: 0; 2011 Qtr 3: 0; 2011 Qtr 4: 0 | 1
0 | 267010-Duct Sealing (Total Leakage Reduced from 40% of AHU flow to 12%) Resid SF CZ10 Vint04 |  | System | Residential | 26-SFM-ResidentialSingleFamily-SP_COOL | 0 |  |  |  |  | 106.8728 | 126.6667 | 0 | 0 | 0 | -19.7939 | 181.333 |  | kWh | 0.24097 | 10.7341 | Residential |  | Winter Only | [5 empty] | 18 | 0.78 |  |  |  | 0 | 3 | 0 | 0 | 0 | 0 | 0 | 0 | 0 | 0 | 0 | 0 | 2009 Qtr 1: 0; 2009 Qtr 2: 0; 2009 Qtr 3: 0; 2009 Qtr 4: 3; 2010 Qtr 1: 0; 2010 Qtr 2: 0; 2010 Qtr 3: 0; 2010 Qtr 4: 0; 2011 Qtr 1: 0; 2011 Qtr 2: 0; 2011 Qtr 3: 0; 2011 Qtr 4: 0 | 3
0 | 267009-Duct Sealing (Total Leakage Reduced from 40% of AHU flow to 12%) Resid SF CZ10 Vint03 |  | System | Residential | 26-SFM-ResidentialSingleFamily-SP_COOL | 0 |  |  |  |  | 106.2381 | 160 | 0 | 0 | 0 | -53.7619 | 234.764 |  | kWh | 0.17708 | 21.4199 | Residential |  | Winter Only | [5 empty] | 18 | 0.78 |  |  |  | 0.5 | 1 | 0 | 0 | 0 | 0 | 0 | 0 | 0 | 0 | 0 | 0 | 2009 Qtr 1: 0; 2009 Qtr 2: 0; 2009 Qtr 3: 0; 2009 Qtr 4: 1; 2010 Qtr 1: 0; 2010 Qtr 2: 0; 2010 Qtr 3: 0; 2010 Qtr 4: 0; 2011 Qtr 1: 0; 2011 Qtr 2: 0; 2011 Qtr 3: 0; 2011 Qtr 4: 0 | 1
0 | 267009-Duct Sealing (Total Leakage Reduced from 40% of AHU flow to 12%) Resid SF CZ10 Vint03 |  | System | Residential | 26-SFM-ResidentialSingleFamily-SP_COOL | 0 |  |  |  |  | 106.2381 | 140 | 0 | 0 | 0 | -33.7619 | 234.764 |  | kWh | 0.17708 | 21.4199 | Residential |  | Winter Only | [5 empty] | 18 | 0.78 |  |  |  | 0.5 | 1 | 0 | 0 | 0 | 0 | 0 | 0 | 0 | 0 | 0 | 0 | 2009 Qtr 1: 0; 2009 Qtr 2: 0; 2009 Qtr 3: 0; 2009 Qtr 4: 1; 2010 Qtr 1: 0; 2010 Qtr 2: 0; 2010 Qtr 3: 0; 2010 Qtr 4: 0; 2011 Qtr 1: 0; 2011 Qtr 2: 0; 2011 Qtr 3: 0; 2011 Qtr 4: 0 | 1
0 | 267009-Duct Sealing (Total Leakage Reduced from 40% of AHU flow to 12%) Resid SF CZ10 Vint03 |  | System | Residential | 26-SFM-ResidentialSingleFamily-SP_COOL | 0 |  |  |  |  | 106.2381 | 160 | 0 | 0 | 0 | -53.7619 | 234.764 |  | kWh | 0.17708 | 21.4199 | Residential |  | Winter Only | [5 empty] | 18 | 0.78 |  |  |  | 0.5 | 1 | 0 | 0 | 0 | 0 | 0 | 0 | 0 | 0 | 0 | 0 | 2009 Qtr 1: 0; 2009 Qtr 2: 0; 2009 Qtr 3: 0; 2009 Qtr 4: 1; 2010 Qtr 1: 0; 2010 Qtr 2: 0; 2010 Qtr 3: 0; 2010 Qtr 4: 0; 2011 Qtr 1: 0; 2011 Qtr 2: 0; 2011 Qtr 3: 0; 2011 Qtr 4: 0 | 1
0 | 267010-Duct Sealing (Total Leakage Reduced from 40% of AHU flow to 12%) Resid SF CZ10 Vint04 |  | System | Residential | 26-SFM-ResidentialSingleFamily-SP_COOL | 0 |  |  |  |  | 106.8728 | 115 | 0 | 0 | 0 | -8.1272 | 181.333 |  | kWh | 0.24097 | 10.7341 | Residential |  | Winter Only | [5 empty] | 18 | 0.78 |  |  |  | 0 | 2 | 0 | 0 | 0 | 0 | 0 | 0 | 0 | 0 | 0 | 0 | 2009 Qtr 1: 0; 2009 Qtr 2: 0; 2009 Qtr 3: 0; 2009 Qtr 4: 2; 2010 Qtr 1: 0; 2010 Qtr 2: 0; 2010 Qtr 3: 0; 2010 Qtr 4: 0; 2011 Qtr 1: 0; 2011 Qtr 2: 0; 2011 Qtr 3: 0; 2011 Qtr 4: 0 | 2
0 | 267010-Duct Sealing (Total Leakage Reduced from 40% of AHU flow to 12%) Resid SF CZ10 Vint04 |  | System | Residential | 26-SFM-ResidentialSingleFamily-SP_COOL | 0 |  |  |  |  | 106.8728 | 140 | 0 | 0 | 0 | -33.1272 | 181.333 |  | kWh | 0.24097 | 10.7341 | Residential |  | Winter Only | [5 empty] | 18 | 0.78 |  |  |  | 0 | 1 | 0 | 0 | 0 | 0 | 0 | 0 | 0 | 0 | 0 | 0 | 2009 Qtr 1: 0; 2009 Qtr 2: 0; 2009 Qtr 3: 0; 2009 Qtr 4: 1; 2010 Qtr 1: 0; 2010 Qtr 2: 0; 2010 Qtr 3: 0; 2010 Qtr 4: 0; 2011 Qtr 1: 0; 2011 Qtr 2: 0; 2011 Qtr 3: 0; 2011 Qtr 4: 0 | 1
0 | 267010-Duct Sealing (Total Leakage Reduced from 40% of AHU flow to 12%) Resid SF CZ10 Vint04 |  | System | Residential | 26-SFM-ResidentialSingleFamily-SP_COOL | 0 |  |  |  |  | 106.8728 | 130 | 0 | 0 | 0 | -23.1272 | 181.333 |  | kWh | 0.24097 | 10.7341 | Residential |  | Winter Only | [5 empty] | 18 | 0.78 |  |  |  | 0 | 1 | 0 | 0 | 0 | 0 | 0 | 0 | 0 | 0 | 0 | 0 | 2009 Qtr 1: 0; 2009 Qtr 2: 0; 2009 Qtr 3: 0; 2009 Qtr 4: 1; 2010 Qtr 1: 0; 2010 Qtr 2: 0; 2010 Qtr 3: 0; 2010 Qtr 4: 0; 2011 Qtr 1: 0; 2011 Qtr 2: 0; 2011 Qtr 3: 0; 2011 Qtr 4: 0 | 1
0 | 267010-Duct Sealing (Total Leakage Reduced from 40% of AHU flow to 12%) Resid SF CZ10 Vint04 |  | System | Residential | 26-SFM-ResidentialSingleFamily-SP_COOL | 0 |  |  |  |  | 106.8728 | 130 | 0 | 0 | 0 | -23.1272 | 181.333 |  | kWh | 0.24097 | 10.7341 | Residential |  | Winter Only | [5 empty] | 18 | 0.78 |  |  |  | 0 | 1 | 0 | 0 | 0 | 0 | 0 | 0 | 0 | 0 | 0 | 0 | 2009 Qtr 1: 0; 2009 Qtr 2: 0; 2009 Qtr 3: 0; 2009 Qtr 4: 1; 2010 Qtr 1: 0; 2010 Qtr 2: 0; 2010 Qtr 3: 0; 2010 Qtr 4: 0; 2011 Qtr 1: 0; 2011 Qtr 2: 0; 2011 Qtr 3: 0; 2011 Qtr 4: 0 | 1
0 | 267010-Duct Sealing (Total Leakage Reduced from 40% of AHU flow to 12%) Resid SF CZ10 Vint04 |  | System | Residential | 26-SFM-ResidentialSingleFamily-SP_COOL | 0 |  |  |  |  | 106.8728 | 160 | 0 | 0 | 0 | -53.1272 | 181.333 |  | kWh | 0.24097 | 10.7341 | Residential |  | Winter Only | [5 empty] | 18 | 0.78 |  |  |  | 0 | 1 | 0 | 0 | 0 | 0 | 0 | 0 | 0 | 0 | 0 | 0 | 2009 Qtr 1: 0; 2009 Qtr 2: 0; 2009 Qtr 3: 0; 2009 Qtr 4: 1; 2010 Qtr 1: 0; 2010 Qtr 2: 0; 2010 Qtr 3: 0; 2010 Qtr 4: 0; 2011 Qtr 1: 0; 2011 Qtr 2: 0; 2011 Qtr 3: 0; 2011 Qtr 4: 0 | 1
0 | 267009-Duct Sealing (Total Leakage Reduced from 40% of AHU flow to 12%) Resid SF CZ10 Vint03 |  | System | Residential | 26-SFM-ResidentialSingleFamily-SP_COOL | 0 |  |  |  |  | 106.2381 | 140 | 0 | 0 | 0 | -33.7619 | 234.764 |  | kWh | 0.17708 | 21.4199 | Residential |  | Winter Only | [5 empty] | 18 | 0.78 |  |  |  | 0.5 | 1 | 0 | 0 | 0 | 0 | 0 | 0 | 0 | 0 | 0 | 0 | 2009 Qtr 1: 0; 2009 Qtr 2: 0; 2009 Qtr 3: 0; 2009 Qtr 4: 1; 2010 Qtr 1: 0; 2010 Qtr 2: 0; 2010 Qtr 3: 0; 2010 Qtr 4: 0; 2011 Qtr 1: 0; 2011 Qtr 2: 0; 2011 Qtr 3: 0; 2011 Qtr 4: 0 | 1
0 | 267009-Duct Sealing (Total Leakage Reduced from 40% of AHU flow to 12%) Resid SF CZ10 Vint03 |  | System | Residential | 26-SFM-ResidentialSingleFamily-SP_COOL | 0 |  |  |  |  | 106.2381 | 160 | 0 | 0 | 0 | -53.7619 | 234.764 |  | kWh | 0.17708 | 21.4199 | Residential |  | Winter Only | [5 empty] | 18 | 0.78 |  |  |  | 0.5 | 1 | 0 | 0 | 0 | 0 | 0 | 0 | 0 | 0 | 0 | 0 | 2009 Qtr 1: 0; 2009 Qtr 2: 0; 2009 Qtr 3: 0; 2009 Qtr 4: 1; 2010 Qtr 1: 0; 2010 Qtr 2: 0; 2010 Qtr 3: 0; 2010 Qtr 4: 0; 2011 Qtr 1: 0; 2011 Qtr 2: 0; 2011 Qtr 3: 0; 2011 Qtr 4: 0 | 1
0 | 267010-Duct Sealing (Total Leakage Reduced from 40% of AHU flow to 12%) Resid SF CZ10 Vint04 |  | System | Residential | 26-SFM-ResidentialSingleFamily-SP_COOL | 0 |  |  |  |  | 106.8728 | 105 | 0 | 0 | 0 | 1.8728 | 181.333 |  | kWh | 0.24097 | 10.7341 | Residential |  | Winter Only | [5 empty] | 18 | 0.78 |  |  |  | 0 | 2 | 0 | 0 | 0 | 0 | 0 | 0 | 0 | 0 | 0 | 0 | 2009 Qtr 1: 0; 2009 Qtr 2: 0; 2009 Qtr 3: 0; 2009 Qtr 4: 2; 2010 Qtr 1: 0; 2010 Qtr 2: 0; 2010 Qtr 3: 0; 2010 Qtr 4: 0; 2011 Qtr 1: 0; 2011 Qtr 2: 0; 2011 Qtr 3: 0; 2011 Qtr 4: 0 | 2
0 | 267009-Duct Sealing (Total Leakage Reduced from 40% of AHU flow to 12%) Resid SF CZ10 Vint03 |  | System | Residential | 26-SFM-ResidentialSingleFamily-SP_COOL | 0 |  |  |  |  | 106.2381 | 155 | 0 | 0 | 0 | -48.7619 | 234.764 |  | kWh | 0.17708 | 21.4199 | Residential |  | Winter Only | [5 empty] | 18 | 0.78 |  |  |  | 0.5 | 1 | 0 | 0 | 0 | 0 | 0 | 0 | 0 | 0 | 0 | 0 | 2009 Qtr 1: 0; 2009 Qtr 2: 0; 2009 Qtr 3: 0; 2009 Qtr 4: 1; 2010 Qtr 1: 0; 2010 Qtr 2: 0; 2010 Qtr 3: 0; 2010 Qtr 4: 0; 2011 Qtr 1: 0; 2011 Qtr 2: 0; 2011 Qtr 3: 0; 2011 Qtr 4: 0 | 1
0 | 267010-Duct Sealing (Total Leakage Reduced from 40% of AHU flow to 12%) Resid SF CZ10 Vint04 |  | System | Residential | 26-SFM-ResidentialSingleFamily-SP_COOL | 0 |  |  |  |  | 106.8728 | 110 | 0 | 0 | 0 | -3.1272 | 181.333 |  | kWh | 0.24097 | 10.7341 | Residential |  | Winter Only | [5 empty] | 18 | 0.78 |  |  |  | 0 | 2 | 0 | 0 | 0 | 0 | 0 | 0 | 0 | 0 | 0 | 0 | 2009 Qtr 1: 0; 2009 Qtr 2: 0; 2009 Qtr 3: 0; 2009 Qtr 4: 2; 2010 Qtr 1: 0; 2010 Qtr 2: 0; 2010 Qtr 3: 0; 2010 Qtr 4: 0; 2011 Qtr 1: 0; 2011 Qtr 2: 0; 2011 Qtr 3: 0; 2011 Qtr 4: 0 | 2
0 | 267010-Duct Sealing (Total Leakage Reduced from 40% of AHU flow to 12%) Resid SF CZ10 Vint04 |  | System | Residential | 26-SFM-ResidentialSingleFamily-SP_COOL | 0 |  |  |  |  | 106.8728 | 147 | 0 | 0 | 0 | -40.1272 | 181.333 |  | kWh | 0.24097 | 10.7341 | Residential |  | Winter Only | [5 empty] | 18 | 0.78 |  |  |  | 0 | 1 | 0 | 0 | 0 | 0 | 0 | 0 | 0 | 0 | 0 | 0 | 2009 Qtr 1: 0; 2009 Qtr 2: 0; 2009 Qtr 3: 0; 2009 Qtr 4: 1; 2010 Qtr 1: 0; 2010 Qtr 2: 0; 2010 Qtr 3: 0; 2010 Qtr 4: 0; 2011 Qtr 1: 0; 2011 Qtr 2: 0; 2011 Qtr 3: 0; 2011 Qtr 4: 0 | 1
0 | 267010-Duct Sealing (Total Leakage Reduced from 40% of AHU flow to 12%) Resid SF CZ10 Vint04 |  | System | Residential | 26-SFM-ResidentialSingleFamily-SP_COOL | 0 |  |  |  |  | 106.8728 | 147 | 0 | 0 | 0 | -40.1272 | 181.333 |  | kWh | 0.24097 | 10.7341 | Residential |  | Winter Only | [5 empty] | 18 | 0.78 |  |  |  | 0 | 1 | 0 | 0 | 0 | 0 | 0 | 0 | 0 | 0 | 0 | 0 | 2009 Qtr 1: 0; 2009 Qtr 2: 0; 2009 Qtr 3: 0; 2009 Qtr 4: 1; 2010 Qtr 1: 0; 2010 Qtr 2: 0; 2010 Qtr 3: 0; 2010 Qtr 4: 0; 2011 Qtr 1: 0; 2011 Qtr 2: 0; 2011 Qtr 3: 0; 2011 Qtr 4: 0 | 1
0 | 267010-Duct Sealing (Total Leakage Reduced from 40% of AHU flow to 12%) Resid SF CZ10 Vint04 |  | System | Residential | 26-SFM-ResidentialSingleFamily-SP_COOL | 0 |  |  |  |  | 106.8728 | 180 | 0 | 0 | 0 | -73.1272 | 181.333 |  | kWh | 0.24097 | 10.7341 | Residential |  | Winter Only | [5 empty] | 18 | 0.78 |  |  |  | 0 | 1 | 0 | 0 | 0 | 0 | 0 | 0 | 0 | 0 | 0 | 0 | 2009 Qtr 1: 0; 2009 Qtr 2: 0; 2009 Qtr 3: 0; 2009 Qtr 4: 1; 2010 Qtr 1: 0; 2010 Qtr 2: 0; 2010 Qtr 3: 0; 2010 Qtr 4: 0; 2011 Qtr 1: 0; 2011 Qtr 2: 0; 2011 Qtr 3: 0; 2011 Qtr 4: 0 | 1
0 | 267010-Duct Sealing (Total Leakage Reduced from 40% of AHU flow to 12%) Resid SF CZ10 Vint04 |  | System | Residential | 26-SFM-ResidentialSingleFamily-SP_COOL | 0 |  |  |  |  | 106.8728 | 112.5 | 0 | 0 | 0 | -5.6272 | 181.333 |  | kWh | 0.24097 | 10.7341 | Residential |  | Winter Only | [5 empty] | 18 | 0.78 |  |  |  | 0 | 2 | 0 | 0 | 0 | 0 | 0 | 0 | 0 | 0 | 0 | 0 | 2009 Qtr 1: 0; 2009 Qtr 2: 0; 2009 Qtr 3: 0; 2009 Qtr 4: 2; 2010 Qtr 1: 0; 2010 Qtr 2: 0; 2010 Qtr 3: 0; 2010 Qtr 4: 0; 2011 Qtr 1: 0; 2011 Qtr 2: 0; 2011 Qtr 3: 0; 2011 Qtr 4: 0 | 2
0 | 267010-Duct Sealing (Total Leakage Reduced from 40% of AHU flow to 12%) Resid SF CZ10 Vint04 |  | System | Residential | 26-SFM-ResidentialSingleFamily-SP_COOL | 0 |  |  |  |  | 106.8728 | 113 | 0 | 0 | 0 | -6.1272 | 181.333 |  | kWh | 0.24097 | 10.7341 | Residential |  | Winter Only | [5 empty] | 18 | 0.78 |  |  |  | 0 | 1 | 0 | 0 | 0 | 0 | 0 | 0 | 0 | 0 | 0 | 0 | 2009 Qtr 1: 0; 2009 Qtr 2: 0; 2009 Qtr 3: 0; 2009 Qtr 4: 1; 2010 Qtr 1: 0; 2010 Qtr 2: 0; 2010 Qtr 3: 0; 2010 Qtr 4: 0; 2011 Qtr 1: 0; 2011 Qtr 2: 0; 2011 Qtr 3: 0; 2011 Qtr 4: 0 | 1
0 | 267010-Duct Sealing (Total Leakage Reduced from 40% of AHU flow to 12%) Resid SF CZ10 Vint04 |  | System | Residential | 26-SFM-ResidentialSingleFamily-SP_COOL | 0 |  |  |  |  | 106.8728 | 176.7 | 0 | 0 | 0 | -69.8272 | 181.333 |  | kWh | 0.24097 | 10.7341 | Residential |  | Winter Only | [5 empty] | 18 | 0.78 |  |  |  | 0 | 1 | 0 | 0 | 0 | 0 | 0 | 0 | 0 | 0 | 0 | 0 | 2009 Qtr 1: 0; 2009 Qtr 2: 0; 2009 Qtr 3: 0; 2009 Qtr 4: 1; 2010 Qtr 1: 0; 2010 Qtr 2: 0; 2010 Qtr 3: 0; 2010 Qtr 4: 0; 2011 Qtr 1: 0; 2011 Qtr 2: 0; 2011 Qtr 3: 0; 2011 Qtr 4: 0 | 1
0 | 267010-Duct Sealing (Total Leakage Reduced from 40% of AHU flow to 12%) Resid SF CZ10 Vint04 |  | System | Residential | 26-SFM-ResidentialSingleFamily-SP_COOL | 0 |  |  |  |  | 106.8728 | 148 | 0 | 0 | 0 | -41.1272 | 181.333 |  | kWh | 0.24097 | 10.7341 | Residential |  | Winter Only | [5 empty] | 18 | 0.78 |  |  |  | 0 | 1 | 0 | 0 | 0 | 0 | 0 | 0 | 0 | 0 | 0 | 0 | 2009 Qtr 1: 0; 2009 Qtr 2: 0; 2009 Qtr 3: 0; 2009 Qtr 4: 1; 2010 Qtr 1: 0; 2010 Qtr 2: 0; 2010 Qtr 3: 0; 2010 Qtr 4: 0; 2011 Qtr 1: 0; 2011 Qtr 2: 0; 2011 Qtr 3: 0; 2011 Qtr 4: 0 | 1
0 | 267009-Duct Sealing (Total Leakage Reduced from 40% of AHU flow to 12%) Resid SF CZ10 Vint03 |  | System | Residential | 26-SFM-ResidentialSingleFamily-SP_COOL | 0 |  |  |  |  | 106.2381 | 127 | 0 | 0 | 0 | -20.7619 | 234.764 |  | kWh | 0.17708 | 21.4199 | Residential |  | Winter Only | [5 empty] | 18 | 0.78 |  |  |  | 0.5 | 1 | 0 | 0 | 0 | 0 | 0 | 0 | 0 | 0 | 0 | 0 | 2009 Qtr 1: 0; 2009 Qtr 2: 0; 2009 Qtr 3: 0; 2009 Qtr 4: 1; 2010 Qtr 1: 0; 2010 Qtr 2: 0; 2010 Qtr 3: 0; 2010 Qtr 4: 0; 2011 Qtr 1: 0; 2011 Qtr 2: 0; 2011 Qtr 3: 0; 2011 Qtr 4: 0 | 1
0 | 267010-Duct Sealing (Total Leakage Reduced from 40% of AHU flow to 12%) Resid SF CZ10 Vint04 |  | System | Residential | 26-SFM-ResidentialSingleFamily-SP_COOL | 0 |  |  |  |  | 106.8728 | 130 | 0 | 0 | 0 | -23.1272 | 181.333 |  | kWh | 0.24097 | 10.7341 | Residential |  | Winter Only | [5 empty] | 18 | 0.78 |  |  |  | 0 | 1 | 0 | 0 | 0 | 0 | 0 | 0 | 0 | 0 | 0 | 0 | 2009 Qtr 1: 0; 2009 Qtr 2: 0; 2009 Qtr 3: 0; 2009 Qtr 4: 1; 2010 Qtr 1: 0; 2010 Qtr 2: 0; 2010 Qtr 3: 0; 2010 Qtr 4: 0; 2011 Qtr 1: 0; 2011 Qtr 2: 0; 2011 Qtr 3: 0; 2011 Qtr 4: 0 | 1
0 | 267009-Duct Sealing (Total Leakage Reduced from 40% of AHU flow to 12%) Resid SF CZ10 Vint03 |  | System | Residential | 26-SFM-ResidentialSingleFamily-SP_COOL | 0 |  |  |  |  | 106.2381 | 130 | 0 | 0 | 0 | -23.7619 | 234.764 |  | kWh | 0.17708 | 21.4199 | Residential |  | Winter Only | [5 empty] | 18 | 0.78 |  |  |  | 0.5 | 1 | 0 | 0 | 0 | 0 | 0 | 0 | 0 | 0 | 0 | 0 | 2009 Qtr 1: 0; 2009 Qtr 2: 0; 2009 Qtr 3: 0; 2009 Qtr 4: 1; 2010 Qtr 1: 0; 2010 Qtr 2: 0; 2010 Qtr 3: 0; 2010 Qtr 4: 0; 2011 Qtr 1: 0; 2011 Qtr 2: 0; 2011 Qtr 3: 0; 2011 Qtr 4: 0 | 1
0 | 267010-Duct Sealing (Total Leakage Reduced from 40% of AHU flow to 12%) Resid SF CZ10 Vint04 |  | System | Residential | 26-SFM-ResidentialSingleFamily-SP_COOL | 0 |  |  |  |  | 106.8728 | 190 | 0 | 0 | 0 | -83.1272 | 181.333 |  | kWh | 0.24097 | 10.7341 | Residential |  | Winter Only | [5 empty] | 18 | 0.78 |  |  |  | 0 | 1 | 0 | 0 | 0 | 0 | 0 | 0 | 0 | 0 | 0 | 0 | 2009 Qtr 1: 0; 2009 Qtr 2: 0; 2009 Qtr 3: 0; 2009 Qtr 4: 1; 2010 Qtr 1: 0; 2010 Qtr 2: 0; 2010 Qtr 3: 0; 2010 Qtr 4: 0; 2011 Qtr 1: 0; 2011 Qtr 2: 0; 2011 Qtr 3: 0; 2011 Qtr 4: 0 | 1
0 | 267010-Duct Sealing (Total Leakage Reduced from 40% of AHU flow to 12%) Resid SF CZ10 Vint04 |  | System | Residential | 26-SFM-ResidentialSingleFamily-SP_COOL | 0 |  |  |  |  | 106.8728 | 110 | 0 | 0 | 0 | -3.1272 | 181.333 |  | kWh | 0.24097 | 10.7341 | Residential |  | Winter Only | [5 empty] | 18 | 0.78 |  |  |  | 0 | 2 | 0 | 0 | 0 | 0 | 0 | 0 | 0 | 0 | 0 | 0 | 2009 Qtr 1: 0; 2009 Qtr 2: 0; 2009 Qtr 3: 0; 2009 Qtr 4: 2; 2010 Qtr 1: 0; 2010 Qtr 2: 0; 2010 Qtr 3: 0; 2010 Qtr 4: 0; 2011 Qtr 1: 0; 2011 Qtr 2: 0; 2011 Qtr 3: 0; 2011 Qtr 4: 0 | 2
0 | 267010-Duct Sealing (Total Leakage Reduced from 40% of AHU flow to 12%) Resid SF CZ10 Vint04 |  | System | Residential | 26-SFM-ResidentialSingleFamily-SP_COOL | 0 |  |  |  |  | 106.8728 | 176.7 | 0 | 0 | 0 | -69.8272 | 181.333 |  | kWh | 0.24097 | 10.7341 | Residential |  | Winter Only | [5 empty] | 18 | 0.78 |  |  |  | 0 | 1 | 0 | 0 | 0 | 0 | 0 | 0 | 0 | 0 | 0 | 0 | 2009 Qtr 1: 0; 2009 Qtr 2: 0; 2009 Qtr 3: 0; 2009 Qtr 4: 1; 2010 Qtr 1: 0; 2010 Qtr 2: 0; 2010 Qtr 3: 0; 2010 Qtr 4: 0; 2011 Qtr 1: 0; 2011 Qtr 2: 0; 2011 Qtr 3: 0; 2011 Qtr 4: 0 | 1
0 | 267010-Duct Sealing (Total Leakage Reduced from 40% of AHU flow to 12%) Resid SF CZ10 Vint04 |  | System | Residential | 26-SFM-ResidentialSingleFamily-SP_COOL | 0 |  |  |  |  | 106.8728 | 130 | 0 | 0 | 0 | -23.1272 | 181.333 |  | kWh | 0.24097 | 10.7341 | Residential |  | Winter Only | [5 empty] | 18 | 0.78 |  |  |  | 0 | 1 | 0 | 0 | 0 | 0 | 0 | 0 | 0 | 0 | 0 | 0 | 2009 Qtr 1: 0; 2009 Qtr 2: 0; 2009 Qtr 3: 0; 2009 Qtr 4: 1; 2010 Qtr 1: 0; 2010 Qtr 2: 0; 2010 Qtr 3: 0; 2010 Qtr 4: 0; 2011 Qtr 1: 0; 2011 Qtr 2: 0; 2011 Qtr 3: 0; 2011 Qtr 4: 0 | 1
0 | 267009-Duct Sealing (Total Leakage Reduced from 40% of AHU flow to 12%) Resid SF CZ10 Vint03 |  | System | Residential | 26-SFM-ResidentialSingleFamily-SP_COOL | 0 |  |  |  |  | 106.2381 | 140 | 0 | 0 | 0 | -33.7619 | 234.764 |  | kWh | 0.17708 | 21.4199 | Residential |  | Winter Only | [5 empty] | 18 | 0.78 |  |  |  | 0.5 | 1 | 0 | 0 | 0 | 0 | 0 | 0 | 0 | 0 | 0 | 0 | 2009 Qtr 1: 0; 2009 Qtr 2: 0; 2009 Qtr 3: 0; 2009 Qtr 4: 1; 2010 Qtr 1: 0; 2010 Qtr 2: 0; 2010 Qtr 3: 0; 2010 Qtr 4: 0; 2011 Qtr 1: 0; 2011 Qtr 2: 0; 2011 Qtr 3: 0; 2011 Qtr 4: 0 | 1
0 | 267010-Duct Sealing (Total Leakage Reduced from 40% of AHU flow to 12%) Resid SF CZ10 Vint04 |  | System | Residential | 26-SFM-ResidentialSingleFamily-SP_COOL | 0 |  |  |  |  | 106.8728 | 140 | 0 | 0 | 0 | -33.1272 | 181.333 |  | kWh | 0.24097 | 10.7341 | Residential |  | Winter Only | [5 empty] | 18 | 0.78 |  |  |  | 0 | 1 | 0 | 0 | 0 | 0 | 0 | 0 | 0 | 0 | 0 | 0 | 2009 Qtr 1: 0; 2009 Qtr 2: 0; 2009 Qtr 3: 0; 2009 Qtr 4: 1; 2010 Qtr 1: 0; 2010 Qtr 2: 0; 2010 Qtr 3: 0; 2010 Qtr 4: 0; 2011 Qtr 1: 0; 2011 Qtr 2: 0; 2011 Qtr 3: 0; 2011 Qtr 4: 0 | 1
0 | 267010-Duct Sealing (Total Leakage Reduced from 40% of AHU flow to 12%) Resid SF CZ10 Vint04 |  | System | Residential | 26-SFM-ResidentialSingleFamily-SP_COOL | 0 |  |  |  |  | 106.8728 | 190 | 0 | 0 | 0 | -83.1272 | 181.333 |  | kWh | 0.24097 | 10.7341 | Residential |  | Winter Only | [5 empty] | 18 | 0.78 |  |  |  | 0 | 1 | 0 | 0 | 0 | 0 | 0 | 0 | 0 | 0 | 0 | 0 | 2009 Qtr 1: 0; 2009 Qtr 2: 0; 2009 Qtr 3: 0; 2009 Qtr 4: 1; 2010 Qtr 1: 0; 2010 Qtr 2: 0; 2010 Qtr 3: 0; 2010 Qtr 4: 0; 2011 Qtr 1: 0; 2011 Qtr 2: 0; 2011 Qtr 3: 0; 2011 Qtr 4: 0 | 1
0 | 267009-Duct Sealing (Total Leakage Reduced from 40% of AHU flow to 12%) Resid SF CZ10 Vint03 |  | System | Residential | 26-SFM-ResidentialSingleFamily-SP_COOL | 0 |  |  |  |  | 106.2381 | 150 | 0 | 0 | 0 | -43.7619 | 234.764 |  | kWh | 0.17708 | 21.4199 | Residential |  | Winter Only | [5 empty] | 18 | 0.78 |  |  |  | 0.5 | 1 | 0 | 0 | 0 | 0 | 0 | 0 | 0 | 0 | 0 | 0 | 2009 Qtr 1: 0; 2009 Qtr 2: 0; 2009 Qtr 3: 0; 2009 Qtr 4: 1; 2010 Qtr 1: 0; 2010 Qtr 2: 0; 2010 Qtr 3: 0; 2010 Qtr 4: 0; 2011 Qtr 1: 0; 2011 Qtr 2: 0; 2011 Qtr 3: 0; 2011 Qtr 4: 0 | 1
0 | 267010-Duct Sealing (Total Leakage Reduced from 40% of AHU flow to 12%) Resid SF CZ10 Vint04 |  | System | Residential | 26-SFM-ResidentialSingleFamily-SP_COOL | 0 |  |  |  |  | 106.8728 | 127.5 | 0 | 0 | 0 | -20.6272 | 181.333 |  | kWh | 0.24097 | 10.7341 | Residential |  | Winter Only | [5 empty] | 18 | 0.78 |  |  |  | 0 | 2 | 0 | 0 | 0 | 0 | 0 | 0 | 0 | 0 | 0 | 0 | 2009 Qtr 1: 0; 2009 Qtr 2: 0; 2009 Qtr 3: 0; 2009 Qtr 4: 2; 2010 Qtr 1: 0; 2010 Qtr 2: 0; 2010 Qtr 3: 0; 2010 Qtr 4: 0; 2011 Qtr 1: 0; 2011 Qtr 2: 0; 2011 Qtr 3: 0; 2011 Qtr 4: 0 | 2
0 | 267009-Duct Sealing (Total Leakage Reduced from 40% of AHU flow to 12%) Resid SF CZ10 Vint03 |  | System | Residential | 26-SFM-ResidentialSingleFamily-SP_COOL | 0 |  |  |  |  | 106.2381 | 145 | 0 | 0 | 0 | -38.7619 | 234.764 |  | kWh | 0.17708 | 21.4199 | Residential |  | Winter Only | [5 empty] | 18 | 0.78 |  |  |  | 0.5 | 1 | 0 | 0 | 0 | 0 | 0 | 0 | 0 | 0 | 0 | 0 | 2009 Qtr 1: 0; 2009 Qtr 2: 0; 2009 Qtr 3: 0; 2009 Qtr 4: 1; 2010 Qtr 1: 0; 2010 Qtr 2: 0; 2010 Qtr 3: 0; 2010 Qtr 4: 0; 2011 Qtr 1: 0; 2011 Qtr 2: 0; 2011 Qtr 3: 0; 2011 Qtr 4: 0 | 1
0 | 267009-Duct Sealing (Total Leakage Reduced from 40% of AHU flow to 12%) Resid SF CZ10 Vint03 |  | System | Residential | 26-SFM-ResidentialSingleFamily-SP_COOL | 0 |  |  |  |  | 106.2381 | 180 | 0 | 0 | 0 | -73.7619 | 234.764 |  | kWh | 0.17708 | 21.4199 | Residential |  | Winter Only | [5 empty] | 18 | 0.78 |  |  |  | 0.5 | 1 | 0 | 0 | 0 | 0 | 0 | 0 | 0 | 0 | 0 | 0 | 2009 Qtr 1: 0; 2009 Qtr 2: 0; 2009 Qtr 3: 0; 2009 Qtr 4: 1; 2010 Qtr 1: 0; 2010 Qtr 2: 0; 2010 Qtr 3: 0; 2010 Qtr 4: 0; 2011 Qtr 1: 0; 2011 Qtr 2: 0; 2011 Qtr 3: 0; 2011 Qtr 4: 0 | 1
0 | 267009-Duct Sealing (Total Leakage Reduced from 40% of AHU flow to 12%) Resid SF CZ10 Vint03 |  | System | Residential | 26-SFM-ResidentialSingleFamily-SP_COOL | 0 |  |  |  |  | 106.2381 | 195 | 0 | 0 | 0 | -88.7619 | 234.764 |  | kWh | 0.17708 | 21.4199 | Residential |  | Winter Only | [5 empty] | 18 | 0.78 |  |  |  | 0.5 | 1 | 0 | 0 | 0 | 0 | 0 | 0 | 0 | 0 | 0 | 0 | 2009 Qtr 1: 0; 2009 Qtr 2: 0; 2009 Qtr 3: 0; 2009 Qtr 4: 1; 2010 Qtr 1: 0; 2010 Qtr 2: 0; 2010 Qtr 3: 0; 2010 Qtr 4: 0; 2011 Qtr 1: 0; 2011 Qtr 2: 0; 2011 Qtr 3: 0; 2011 Qtr 4: 0 | 1
0 | 267009-Duct Sealing (Total Leakage Reduced from 40% of AHU flow to 12%) Resid SF CZ10 Vint03 |  | System | Residential | 26-SFM-ResidentialSingleFamily-SP_COOL | 0 |  |  |  |  | 106.2381 | 160 | 0 | 0 | 0 | -53.7619 | 234.764 |  | kWh | 0.17708 | 21.4199 | Residential |  | Winter Only | [5 empty] | 18 | 0.78 |  |  |  | 0.5 | 1 | 0 | 0 | 0 | 0 | 0 | 0 | 0 | 0 | 0 | 0 | 2009 Qtr 1: 0; 2009 Qtr 2: 0; 2009 Qtr 3: 0; 2009 Qtr 4: 1; 2010 Qtr 1: 0; 2010 Qtr 2: 0; 2010 Qtr 3: 0; 2010 Qtr 4: 0; 2011 Qtr 1: 0; 2011 Qtr 2: 0; 2011 Qtr 3: 0; 2011 Qtr 4: 0 | 1
0 | 267010-Duct Sealing (Total Leakage Reduced from 40% of AHU flow to 12%) Resid SF CZ10 Vint04 |  | System | Residential | 26-SFM-ResidentialSingleFamily-SP_COOL | 0 |  |  |  |  | 106.8728 | 130 | 0 | 0 | 0 | -23.1272 | 181.333 |  | kWh | 0.24097 | 10.7341 | Residential |  | Winter Only | [5 empty] | 18 | 0.78 |  |  |  | 0 | 2 | 0 | 0 | 0 | 0 | 0 | 0 | 0 | 0 | 0 | 0 | 2009 Qtr 1: 0; 2009 Qtr 2: 0; 2009 Qtr 3: 0; 2009 Qtr 4: 2; 2010 Qtr 1: 0; 2010 Qtr 2: 0; 2010 Qtr 3: 0; 2010 Qtr 4: 0; 2011 Qtr 1: 0; 2011 Qtr 2: 0; 2011 Qtr 3: 0; 2011 Qtr 4: 0 | 2
0 | 267009-Duct Sealing (Total Leakage Reduced from 40% of AHU flow to 12%) Resid SF CZ10 Vint03 |  | System | Residential | 26-SFM-ResidentialSingleFamily-SP_COOL | 0 |  |  |  |  | 106.2381 | 180 | 0 | 0 | 0 | -73.7619 | 234.764 |  | kWh | 0.17708 | 21.4199 | Residential |  | Winter Only | [5 empty] | 18 | 0.78 |  |  |  | 0.5 | 1 | 0 | 0 | 0 | 0 | 0 | 0 | 0 | 0 | 0 | 0 | 2009 Qtr 1: 0; 2009 Qtr 2: 0; 2009 Qtr 3: 0; 2009 Qtr 4: 1; 2010 Qtr 1: 0; 2010 Qtr 2: 0; 2010 Qtr 3: 0; 2010 Qtr 4: 0; 2011 Qtr 1: 0; 2011 Qtr 2: 0; 2011 Qtr 3: 0; 2011 Qtr 4: 0 | 1
0 | 267010-Duct Sealing (Total Leakage Reduced from 40% of AHU flow to 12%) Resid SF CZ10 Vint04 |  | System | Residential | 26-SFM-ResidentialSingleFamily-SP_COOL | 0 |  |  |  |  | 106.8728 | 180 | 0 | 0 | 0 | -73.1272 | 181.333 |  | kWh | 0.24097 | 10.7341 | Residential |  | Winter Only | [5 empty] | 18 | 0.78 |  |  |  | 0 | 1 | 0 | 0 | 0 | 0 | 0 | 0 | 0 | 0 | 0 | 0 | 2009 Qtr 1: 0; 2009 Qtr 2: 0; 2009 Qtr 3: 0; 2009 Qtr 4: 1; 2010 Qtr 1: 0; 2010 Qtr 2: 0; 2010 Qtr 3: 0; 2010 Qtr 4: 0; 2011 Qtr 1: 0; 2011 Qtr 2: 0; 2011 Qtr 3: 0; 2011 Qtr 4: 0 | 1
0 | 267010-Duct Sealing (Total Leakage Reduced from 40% of AHU flow to 12%) Resid SF CZ10 Vint04 |  | System | Residential | 26-SFM-ResidentialSingleFamily-SP_COOL | 0 |  |  |  |  | 106.8728 | 118 | 0 | 0 | 0 | -11.1272 | 181.333 |  | kWh | 0.24097 | 10.7341 | Residential |  | Winter Only | [5 empty] | 18 | 0.78 |  |  |  | 0 | 1 | 0 | 0 | 0 | 0 | 0 | 0 | 0 | 0 | 0 | 0 | 2009 Qtr 1: 0; 2009 Qtr 2: 0; 2009 Qtr 3: 0; 2009 Qtr 4: 1; 2010 Qtr 1: 0; 2010 Qtr 2: 0; 2010 Qtr 3: 0; 2010 Qtr 4: 0; 2011 Qtr 1: 0; 2011 Qtr 2: 0; 2011 Qtr 3: 0; 2011 Qtr 4: 0 | 1
0 | 267010-Duct Sealing (Total Leakage Reduced from 40% of AHU flow to 12%) Resid SF CZ10 Vint04 |  | System | Residential | 26-SFM-ResidentialSingleFamily-SP_COOL | 0 |  |  |  |  | 106.8728 | 130 | 0 | 0 | 0 | -23.1272 | 181.333 |  | kWh | 0.24097 | 10.7341 | Residential |  | Winter Only | [5 empty] | 18 | 0.78 |  |  |  | 0 | 1 | 0 | 0 | 0 | 0 | 0 | 0 | 0 | 0 | 0 | 0 | 2009 Qtr 1: 0; 2009 Qtr 2: 0; 2009 Qtr 3: 0; 2009 Qtr 4: 1; 2010 Qtr 1: 0; 2010 Qtr 2: 0; 2010 Qtr 3: 0; 2010 Qtr 4: 0; 2011 Qtr 1: 0; 2011 Qtr 2: 0; 2011 Qtr 3: 0; 2011 Qtr 4: 0 | 1
0 | 267009-Duct Sealing (Total Leakage Reduced from 40% of AHU flow to 12%) Resid SF CZ10 Vint03 |  | System | Residential | 26-SFM-ResidentialSingleFamily-SP_COOL | 0 |  |  |  |  | 106.2381 | 130 | 0 | 0 | 0 | -23.7619 | 234.764 |  | kWh | 0.17708 | 21.4199 | Residential |  | Winter Only | [5 empty] | 18 | 0.78 |  |  |  | 0.5 | 1 | 0 | 0 | 0 | 0 | 0 | 0 | 0 | 0 | 0 | 0 | 2009 Qtr 1: 0; 2009 Qtr 2: 0; 2009 Qtr 3: 0; 2009 Qtr 4: 1; 2010 Qtr 1: 0; 2010 Qtr 2: 0; 2010 Qtr 3: 0; 2010 Qtr 4: 0; 2011 Qtr 1: 0; 2011 Qtr 2: 0; 2011 Qtr 3: 0; 2011 Qtr 4: 0 | 1
0 | 267009-Duct Sealing (Total Leakage Reduced from 40% of AHU flow to 12%) Resid SF CZ10 Vint03 |  | System | Residential | 26-SFM-ResidentialSingleFamily-SP_COOL | 0 |  |  |  |  | 106.2381 | 150 | 0 | 0 | 0 | -43.7619 | 234.764 |  | kWh | 0.17708 | 21.4199 | Residential |  | Winter Only | [5 empty] | 18 | 0.78 |  |  |  | 0.5 | 1 | 0 | 0 | 0 | 0 | 0 | 0 | 0 | 0 | 0 | 0 | 2009 Qtr 1: 0; 2009 Qtr 2: 0; 2009 Qtr 3: 0; 2009 Qtr 4: 1; 2010 Qtr 1: 0; 2010 Qtr 2: 0; 2010 Qtr 3: 0; 2010 Qtr 4: 0; 2011 Qtr 1: 0; 2011 Qtr 2: 0; 2011 Qtr 3: 0; 2011 Qtr 4: 0 | 1
0 | 267010-Duct Sealing (Total Leakage Reduced from 40% of AHU flow to 12%) Resid SF CZ10 Vint04 |  | System | Residential | 26-SFM-ResidentialSingleFamily-SP_COOL | 0 |  |  |  |  | 106.8728 | 170 | 0 | 0 | 0 | -63.1272 | 181.333 |  | kWh | 0.24097 | 10.7341 | Residential |  | Winter Only | [5 empty] | 18 | 0.78 |  |  |  | 0 | 1 | 0 | 0 | 0 | 0 | 0 | 0 | 0 | 0 | 0 | 0 | 2009 Qtr 1: 0; 2009 Qtr 2: 0; 2009 Qtr 3: 0; 2009 Qtr 4: 1; 2010 Qtr 1: 0; 2010 Qtr 2: 0; 2010 Qtr 3: 0; 2010 Qtr 4: 0; 2011 Qtr 1: 0; 2011 Qtr 2: 0; 2011 Qtr 3: 0; 2011 Qtr 4: 0 | 1
0 | 267009-Duct Sealing (Total Leakage Reduced from 40% of AHU flow to 12%) Resid SF CZ10 Vint03 |  | System | Residential | 26-SFM-ResidentialSingleFamily-SP_COOL | 0 |  |  |  |  | 106.2381 | 124 | 0 | 0 | 0 | -17.7619 | 234.764 |  | kWh | 0.17708 | 21.4199 | Residential |  | Winter Only | [5 empty] | 18 | 0.78 |  |  |  | 0.5 | 1 | 0 | 0 | 0 | 0 | 0 | 0 | 0 | 0 | 0 | 0 | 2009 Qtr 1: 0; 2009 Qtr 2: 0; 2009 Qtr 3: 0; 2009 Qtr 4: 1; 2010 Qtr 1: 0; 2010 Qtr 2: 0; 2010 Qtr 3: 0; 2010 Qtr 4: 0; 2011 Qtr 1: 0; 2011 Qtr 2: 0; 2011 Qtr 3: 0; 2011 Qtr 4: 0 | 1
0 | 267010-Duct Sealing (Total Leakage Reduced from 40% of AHU flow to 12%) Resid SF CZ10 Vint04 |  | System | Residential | 26-SFM-ResidentialSingleFamily-SP_COOL | 0 |  |  |  |  | 106.8728 | 100 | 0 | 0 | 0 | 6.8728 | 181.333 |  | kWh | 0.24097 | 10.7341 | Residential |  | Winter Only | [5 empty] | 18 | 0.78 |  |  |  | 0 | 2 | 0 | 0 | 0 | 0 | 0 | 0 | 0 | 0 | 0 | 0 | 2009 Qtr 1: 0; 2009 Qtr 2: 0; 2009 Qtr 3: 0; 2009 Qtr 4: 2; 2010 Qtr 1: 0; 2010 Qtr 2: 0; 2010 Qtr 3: 0; 2010 Qtr 4: 0; 2011 Qtr 1: 0; 2011 Qtr 2: 0; 2011 Qtr 3: 0; 2011 Qtr 4: 0 | 2
0 | 267009-Duct Sealing (Total Leakage Reduced from 40% of AHU flow to 12%) Resid SF CZ10 Vint03 |  | System | Residential | 26-SFM-ResidentialSingleFamily-SP_COOL | 0 |  |  |  |  | 106.2381 | 150 | 0 | 0 | 0 | -43.7619 | 234.764 |  | kWh | 0.17708 | 21.4199 | Residential |  | Winter Only | [5 empty] | 18 | 0.78 |  |  |  | 0.5 | 1 | 0 | 0 | 0 | 0 | 0 | 0 | 0 | 0 | 0 | 0 | 2009 Qtr 1: 0; 2009 Qtr 2: 0; 2009 Qtr 3: 0; 2009 Qtr 4: 1; 2010 Qtr 1: 0; 2010 Qtr 2: 0; 2010 Qtr 3: 0; 2010 Qtr 4: 0; 2011 Qtr 1: 0; 2011 Qtr 2: 0; 2011 Qtr 3: 0; 2011 Qtr 4: 0 | 1
0 | 267010-Duct Sealing (Total Leakage Reduced from 40% of AHU flow to 12%) Resid SF CZ10 Vint04 |  | System | Residential | 26-SFM-ResidentialSingleFamily-SP_COOL | 0 |  |  |  |  | 106.8728 | 178.3 | 0 | 0 | 0 | -71.4272 | 181.333 |  | kWh | 0.24097 | 10.7341 | Residential |  | Winter Only | [5 empty] | 18 | 0.78 |  |  |  | 0 | 1 | 0 | 0 | 0 | 0 | 0 | 0 | 0 | 0 | 0 | 0 | 2009 Qtr 1: 0; 2009 Qtr 2: 0; 2009 Qtr 3: 0; 2009 Qtr 4: 1; 2010 Qtr 1: 0; 2010 Qtr 2: 0; 2010 Qtr 3: 0; 2010 Qtr 4: 0; 2011 Qtr 1: 0; 2011 Qtr 2: 0; 2011 Qtr 3: 0; 2011 Qtr 4: 0 | 1
0 | 267009-Duct Sealing (Total Leakage Reduced from 40% of AHU flow to 12%) Resid SF CZ10 Vint03 |  | System | Residential | 26-SFM-ResidentialSingleFamily-SP_COOL | 0 |  |  |  |  | 106.2381 | 102.5 | 0 | 0 | 0 | 3.7381 | 234.764 |  | kWh | 0.17708 | 21.4199 | Residential |  | Winter Only | [5 empty] | 18 | 0.78 |  |  |  | 0.5 | 2 | 0 | 0 | 0 | 0 | 0 | 0 | 0 | 0 | 0 | 0 | 2009 Qtr 1: 0; 2009 Qtr 2: 0; 2009 Qtr 3: 0; 2009 Qtr 4: 2; 2010 Qtr 1: 0; 2010 Qtr 2: 0; 2010 Qtr 3: 0; 2010 Qtr 4: 0; 2011 Qtr 1: 0; 2011 Qtr 2: 0; 2011 Qtr 3: 0; 2011 Qtr 4: 0 | 2
0 | 267009-Duct Sealing (Total Leakage Reduced from 40% of AHU flow to 12%) Resid SF CZ10 Vint03 |  | System | Residential | 26-SFM-ResidentialSingleFamily-SP_COOL | 0 |  |  |  |  | 106.2381 | 173 | 0 | 0 | 0 | -66.7619 | 234.764 |  | kWh | 0.17708 | 21.4199 | Residential |  | Winter Only | [5 empty] | 18 | 0.78 |  |  |  | 0.5 | 1 | 0 | 0 | 0 | 0 | 0 | 0 | 0 | 0 | 0 | 0 | 2009 Qtr 1: 0; 2009 Qtr 2: 0; 2009 Qtr 3: 0; 2009 Qtr 4: 1; 2010 Qtr 1: 0; 2010 Qtr 2: 0; 2010 Qtr 3: 0; 2010 Qtr 4: 0; 2011 Qtr 1: 0; 2011 Qtr 2: 0; 2011 Qtr 3: 0; 2011 Qtr 4: 0 | 1
0 | 267009-Duct Sealing (Total Leakage Reduced from 40% of AHU flow to 12%) Resid SF CZ10 Vint03 |  | System | Residential | 26-SFM-ResidentialSingleFamily-SP_COOL | 0 |  |  |  |  | 106.2381 | 100 | 0 | 0 | 0 | 6.2381 | 234.764 |  | kWh | 0.17708 | 21.4199 | Residential |  | Winter Only | [5 empty] | 18 | 0.78 |  |  |  | 0.5 | 2 | 0 | 0 | 0 | 0 | 0 | 0 | 0 | 0 | 0 | 0 | 2009 Qtr 1: 0; 2009 Qtr 2: 0; 2009 Qtr 3: 0; 2009 Qtr 4: 2; 2010 Qtr 1: 0; 2010 Qtr 2: 0; 2010 Qtr 3: 0; 2010 Qtr 4: 0; 2011 Qtr 1: 0; 2011 Qtr 2: 0; 2011 Qtr 3: 0; 2011 Qtr 4: 0 | 2
0 | 267010-Duct Sealing (Total Leakage Reduced from 40% of AHU flow to 12%) Resid SF CZ10 Vint04 |  | System | Residential | 26-SFM-ResidentialSingleFamily-SP_COOL | 0 |  |  |  |  | 106.8728 | 140 | 0 | 0 | 0 | -33.1272 | 181.333 |  | kWh | 0.24097 | 10.7341 | Residential |  | Winter Only | [5 empty] | 18 | 0.78 |  |  |  | 0 | 1 | 0 | 0 | 0 | 0 | 0 | 0 | 0 | 0 | 0 | 0 | 2009 Qtr 1: 0; 2009 Qtr 2: 0; 2009 Qtr 3: 0; 2009 Qtr 4: 1; 2010 Qtr 1: 0; 2010 Qtr 2: 0; 2010 Qtr 3: 0; 2010 Qtr 4: 0; 2011 Qtr 1: 0; 2011 Qtr 2: 0; 2011 Qtr 3: 0; 2011 Qtr 4: 0 | 1
0 | 267010-Duct Sealing (Total Leakage Reduced from 40% of AHU flow to 12%) Resid SF CZ10 Vint04 |  | System | Residential | 26-SFM-ResidentialSingleFamily-SP_COOL | 0 |  |  |  |  | 106.8728 | 150 | 0 | 0 | 0 | -43.1272 | 181.333 |  | kWh | 0.24097 | 10.7341 | Residential |  | Winter Only | [5 empty] | 18 | 0.78 |  |  |  | 0 | 1 | 0 | 0 | 0 | 0 | 0 | 0 | 0 | 0 | 0 | 0 | 2009 Qtr 1: 0; 2009 Qtr 2: 0; 2009 Qtr 3: 0; 2009 Qtr 4: 1; 2010 Qtr 1: 0; 2010 Qtr 2: 0; 2010 Qtr 3: 0; 2010 Qtr 4: 0; 2011 Qtr 1: 0; 2011 Qtr 2: 0; 2011 Qtr 3: 0; 2011 Qtr 4: 0 | 1
0 | 267010-Duct Sealing (Total Leakage Reduced from 40% of AHU flow to 12%) Resid SF CZ10 Vint04 |  | System | Residential | 26-SFM-ResidentialSingleFamily-SP_COOL | 0 |  |  |  |  | 106.8728 | 105 | 0 | 0 | 0 | 1.8728 | 181.333 |  | kWh | 0.24097 | 10.7341 | Residential |  | Winter Only | [5 empty] | 18 | 0.78 |  |  |  | 0 | 2 | 0 | 0 | 0 | 0 | 0 | 0 | 0 | 0 | 0 | 0 | 2009 Qtr 1: 0; 2009 Qtr 2: 0; 2009 Qtr 3: 0; 2009 Qtr 4: 2; 2010 Qtr 1: 0; 2010 Qtr 2: 0; 2010 Qtr 3: 0; 2010 Qtr 4: 0; 2011 Qtr 1: 0; 2011 Qtr 2: 0; 2011 Qtr 3: 0; 2011 Qtr 4: 0 | 2
0 | 267009-Duct Sealing (Total Leakage Reduced from 40% of AHU flow to 12%) Resid SF CZ10 Vint03 |  | System | Residential | 26-SFM-ResidentialSingleFamily-SP_COOL | 0 |  |  |  |  | 106.2381 | 110 | 0 | 0 | 0 | -3.7619 | 234.764 |  | kWh | 0.17708 | 21.4199 | Residential |  | Winter Only | [5 empty] | 18 | 0.78 |  |  |  | 0.5 | 1 | 0 | 0 | 0 | 0 | 0 | 0 | 0 | 0 | 0 | 0 | 2009 Qtr 1: 0; 2009 Qtr 2: 0; 2009 Qtr 3: 0; 2009 Qtr 4: 1; 2010 Qtr 1: 0; 2010 Qtr 2: 0; 2010 Qtr 3: 0; 2010 Qtr 4: 0; 2011 Qtr 1: 0; 2011 Qtr 2: 0; 2011 Qtr 3: 0; 2011 Qtr 4: 0 | 1
0 | 267009-Duct Sealing (Total Leakage Reduced from 40% of AHU flow to 12%) Resid SF CZ10 Vint03 |  | System | Residential | 26-SFM-ResidentialSingleFamily-SP_COOL | 0 |  |  |  |  | 106.2381 | 110 | 0 | 0 | 0 | -3.7619 | 234.764 |  | kWh | 0.17708 | 21.4199 | Residential |  | Winter Only | [5 empty] | 18 | 0.78 |  |  |  | 0.5 | 1 | 0 | 0 | 0 | 0 | 0 | 0 | 0 | 0 | 0 | 0 | 2009 Qtr 1: 0; 2009 Qtr 2: 0; 2009 Qtr 3: 0; 2009 Qtr 4: 1; 2010 Qtr 1: 0; 2010 Qtr 2: 0; 2010 Qtr 3: 0; 2010 Qtr 4: 0; 2011 Qtr 1: 0; 2011 Qtr 2: 0; 2011 Qtr 3: 0; 2011 Qtr 4: 0 | 1
0 | 267010-Duct Sealing (Total Leakage Reduced from 40% of AHU flow to 12%) Resid SF CZ10 Vint04 |  | System | Residential | 26-SFM-ResidentialSingleFamily-SP_COOL | 0 |  |  |  |  | 106.8728 | 167 | 0 | 0 | 0 | -60.1272 | 181.333 |  | kWh | 0.24097 | 10.7341 | Residential |  | Winter Only | [5 empty] | 18 | 0.78 |  |  |  | 0 | 1 | 0 | 0 | 0 | 0 | 0 | 0 | 0 | 0 | 0 | 0 | 2009 Qtr 1: 0; 2009 Qtr 2: 0; 2009 Qtr 3: 0; 2009 Qtr 4: 1; 2010 Qtr 1: 0; 2010 Qtr 2: 0; 2010 Qtr 3: 0; 2010 Qtr 4: 0; 2011 Qtr 1: 0; 2011 Qtr 2: 0; 2011 Qtr 3: 0; 2011 Qtr 4: 0 | 1
0 | 267010-Duct Sealing (Total Leakage Reduced from 40% of AHU flow to 12%) Resid SF CZ10 Vint04 |  | System | Residential | 26-SFM-ResidentialSingleFamily-SP_COOL | 0 |  |  |  |  | 106.8728 | 149.5 | 0 | 0 | 0 | -42.6272 | 181.333 |  | kWh | 0.24097 | 10.7341 | Residential |  | Winter Only | [5 empty] | 18 | 0.78 |  |  |  | 0 | 2 | 0 | 0 | 0 | 0 | 0 | 0 | 0 | 0 | 0 | 0 | 2009 Qtr 1: 0; 2009 Qtr 2: 0; 2009 Qtr 3: 0; 2009 Qtr 4: 2; 2010 Qtr 1: 0; 2010 Qtr 2: 0; 2010 Qtr 3: 0; 2010 Qtr 4: 0; 2011 Qtr 1: 0; 2011 Qtr 2: 0; 2011 Qtr 3: 0; 2011 Qtr 4: 0 | 2
0 | 267010-Duct Sealing (Total Leakage Reduced from 40% of AHU flow to 12%) Resid SF CZ10 Vint04 |  | System | Residential | 26-SFM-ResidentialSingleFamily-SP_COOL | 0 |  |  |  |  | 106.8728 | 149.5 | 0 | 0 | 0 | -42.6272 | 181.333 |  | kWh | 0.24097 | 10.7341 | Residential |  | Winter Only | [5 empty] | 18 | 0.78 |  |  |  | 0 | 1 | 0 | 0 | 0 | 0 | 0 | 0 | 0 | 0 | 0 | 0 | 2009 Qtr 1: 0; 2009 Qtr 2: 0; 2009 Qtr 3: 0; 2009 Qtr 4: 1; 2010 Qtr 1: 0; 2010 Qtr 2: 0; 2010 Qtr 3: 0; 2010 Qtr 4: 0; 2011 Qtr 1: 0; 2011 Qtr 2: 0; 2011 Qtr 3: 0; 2011 Qtr 4: 0 | 1
0 | 267010-Duct Sealing (Total Leakage Reduced from 40% of AHU flow to 12%) Resid SF CZ10 Vint04 |  | System | Residential | 26-SFM-ResidentialSingleFamily-SP_COOL | 0 |  |  |  |  | 106.8728 | 137.5 | 0 | 0 | 0 | -30.6272 | 181.333 |  | kWh | 0.24097 | 10.7341 | Residential |  | Winter Only | [5 empty] | 18 | 0.78 |  |  |  | 0 | 2 | 0 | 0 | 0 | 0 | 0 | 0 | 0 | 0 | 0 | 0 | 2009 Qtr 1: 0; 2009 Qtr 2: 0; 2009 Qtr 3: 0; 2009 Qtr 4: 2; 2010 Qtr 1: 0; 2010 Qtr 2: 0; 2010 Qtr 3: 0; 2010 Qtr 4: 0; 2011 Qtr 1: 0; 2011 Qtr 2: 0; 2011 Qtr 3: 0; 2011 Qtr 4: 0 | 2
0 | 267009-Duct Sealing (Total Leakage Reduced from 40% of AHU flow to 12%) Resid SF CZ10 Vint03 |  | System | Residential | 26-SFM-ResidentialSingleFamily-SP_COOL | 0 |  |  |  |  | 106.2381 | 180 | 0 | 0 | 0 | -73.7619 | 234.764 |  | kWh | 0.17708 | 21.4199 | Residential |  | Winter Only | [5 empty] | 18 | 0.78 |  |  |  | 0.5 | 1 | 0 | 0 | 0 | 0 | 0 | 0 | 0 | 0 | 0 | 0 | 2009 Qtr 1: 0; 2009 Qtr 2: 0; 2009 Qtr 3: 0; 2009 Qtr 4: 1; 2010 Qtr 1: 0; 2010 Qtr 2: 0; 2010 Qtr 3: 0; 2010 Qtr 4: 0; 2011 Qtr 1: 0; 2011 Qtr 2: 0; 2011 Qtr 3: 0; 2011 Qtr 4: 0 | 1
0 | 267009-Duct Sealing (Total Leakage Reduced from 40% of AHU flow to 12%) Resid SF CZ10 Vint03 |  | System | Residential | 26-SFM-ResidentialSingleFamily-SP_COOL | 0 |  |  |  |  | 106.2381 | 150 | 0 | 0 | 0 | -43.7619 | 234.764 |  | kWh | 0.17708 | 21.4199 | Residential |  | Winter Only | [5 empty] | 18 | 0.78 |  |  |  | 0.5 | 1 | 0 | 0 | 0 | 0 | 0 | 0 | 0 | 0 | 0 | 0 | 2009 Qtr 1: 0; 2009 Qtr 2: 0; 2009 Qtr 3: 0; 2009 Qtr 4: 1; 2010 Qtr 1: 0; 2010 Qtr 2: 0; 2010 Qtr 3: 0; 2010 Qtr 4: 0; 2011 Qtr 1: 0; 2011 Qtr 2: 0; 2011 Qtr 3: 0; 2011 Qtr 4: 0 | 1
0 | 267010-Duct Sealing (Total Leakage Reduced from 40% of AHU flow to 12%) Resid SF CZ10 Vint04 |  | System | Residential | 26-SFM-ResidentialSingleFamily-SP_COOL | 0 |  |  |  |  | 106.8728 | 135 | 0 | 0 | 0 | -28.1272 | 181.333 |  | kWh | 0.24097 | 10.7341 | Residential |  | Winter Only | [5 empty] | 18 | 0.78 |  |  |  | 0 | 2 | 0 | 0 | 0 | 0 | 0 | 0 | 0 | 0 | 0 | 0 | 2009 Qtr 1: 0; 2009 Qtr 2: 0; 2009 Qtr 3: 0; 2009 Qtr 4: 2; 2010 Qtr 1: 0; 2010 Qtr 2: 0; 2010 Qtr 3: 0; 2010 Qtr 4: 0; 2011 Qtr 1: 0; 2011 Qtr 2: 0; 2011 Qtr 3: 0; 2011 Qtr 4: 0 | 2
0 | 267009-Duct Sealing (Total Leakage Reduced from 40% of AHU flow to 12%) Resid SF CZ10 Vint03 |  | System | Residential | 26-SFM-ResidentialSingleFamily-SP_COOL | 0 |  |  |  |  | 106.2381 | 190.8 | 0 | 0 | 0 | -84.5619 | 234.764 |  | kWh | 0.17708 | 21.4199 | Residential |  | Winter Only | [5 empty] | 18 | 0.78 |  |  |  | 0.5 | 1 | 0 | 0 | 0 | 0 | 0 | 0 | 0 | 0 | 0 | 0 | 2009 Qtr 1: 0; 2009 Qtr 2: 0; 2009 Qtr 3: 0; 2009 Qtr 4: 1; 2010 Qtr 1: 0; 2010 Qtr 2: 0; 2010 Qtr 3: 0; 2010 Qtr 4: 0; 2011 Qtr 1: 0; 2011 Qtr 2: 0; 2011 Qtr 3: 0; 2011 Qtr 4: 0 | 1
0 | 267009-Duct Sealing (Total Leakage Reduced from 40% of AHU flow to 12%) Resid SF CZ10 Vint03 |  | System | Residential | 26-SFM-ResidentialSingleFamily-SP_COOL | 0 |  |  |  |  | 106.2381 | 154 | 0 | 0 | 0 | -47.7619 | 234.764 |  | kWh | 0.17708 | 21.4199 | Residential |  | Winter Only | [5 empty] | 18 | 0.78 |  |  |  | 0.5 | 1 | 0 | 0 | 0 | 0 | 0 | 0 | 0 | 0 | 0 | 0 | 2009 Qtr 1: 0; 2009 Qtr 2: 0; 2009 Qtr 3: 0; 2009 Qtr 4: 1; 2010 Qtr 1: 0; 2010 Qtr 2: 0; 2010 Qtr 3: 0; 2010 Qtr 4: 0; 2011 Qtr 1: 0; 2011 Qtr 2: 0; 2011 Qtr 3: 0; 2011 Qtr 4: 0 | 1
0 | 267009-Duct Sealing (Total Leakage Reduced from 40% of AHU flow to 12%) Resid SF CZ10 Vint03 |  | System | Residential | 26-SFM-ResidentialSingleFamily-SP_COOL | 0 |  |  |  |  | 106.2381 | 49.9 | 0 | 0 | 0 | 56.3381 | 0 |  | kWh | 0 | 0 | Residential |  | Winter Only | [5 empty] | 18 | 0.78 |  |  |  | 0.5 | 1 | 0 | 0 | 0 | 0 | 0 | 0 | 0 | 0 | 0 | 0 | 2009 Qtr 1: 0; 2009 Qtr 2: 0; 2009 Qtr 3: 0; 2009 Qtr 4: 1; 2010 Qtr 1: 0; 2010 Qtr 2: 0; 2010 Qtr 3: 0; 2010 Qtr 4: 0; 2011 Qtr 1: 0; 2011 Qtr 2: 0; 2011 Qtr 3: 0; 2011 Qtr 4: 0 | 1
0 | 267009-Duct Sealing (Total Leakage Reduced from 40% of AHU flow to 12%) Resid SF CZ10 Vint03 |  | System | Residential | 26-SFM-ResidentialSingleFamily-SP_COOL | 0 |  |  |  |  | 106.2381 | 110 | 0 | 0 | 0 | -3.7619 | 234.764 |  | kWh | 0.17708 | 21.4199 | Residential |  | Winter Only | [5 empty] | 18 | 0.78 |  |  |  | 0.5 | 2 | 0 | 0 | 0 | 0 | 0 | 0 | 0 | 0 | 0 | 0 | 2009 Qtr 1: 0; 2009 Qtr 2: 0; 2009 Qtr 3: 0; 2009 Qtr 4: 2; 2010 Qtr 1: 0; 2010 Qtr 2: 0; 2010 Qtr 3: 0; 2010 Qtr 4: 0; 2011 Qtr 1: 0; 2011 Qtr 2: 0; 2011 Qtr 3: 0; 2011 Qtr 4: 0 | 2
0 | 267010-Duct Sealing (Total Leakage Reduced from 40% of AHU flow to 12%) Resid SF CZ10 Vint04 |  | System | Residential | 26-SFM-ResidentialSingleFamily-SP_COOL | 0 |  |  |  |  | 106.8728 | 180 | 0 | 0 | 0 | -73.1272 | 181.333 |  | kWh | 0.24097 | 10.7341 | Residential |  | Winter Only | [5 empty] | 18 | 0.78 |  |  |  | 0 | 1 | 0 | 0 | 0 | 0 | 0 | 0 | 0 | 0 | 0 | 0 | 2009 Qtr 1: 0; 2009 Qtr 2: 0; 2009 Qtr 3: 0; 2009 Qtr 4: 1; 2010 Qtr 1: 0; 2010 Qtr 2: 0; 2010 Qtr 3: 0; 2010 Qtr 4: 0; 2011 Qtr 1: 0; 2011 Qtr 2: 0; 2011 Qtr 3: 0; 2011 Qtr 4: 0 | 1
0 | 267010-Duct Sealing (Total Leakage Reduced from 40% of AHU flow to 12%) Resid SF CZ10 Vint04 |  | System | Residential | 26-SFM-ResidentialSingleFamily-SP_COOL | 0 |  |  |  |  | 106.8728 | 180 | 0 | 0 | 0 | -73.1272 | 181.333 |  | kWh | 0.24097 | 10.7341 | Residential |  | Winter Only | [5 empty] | 18 | 0.78 |  |  |  | 0 | 1 | 0 | 0 | 0 | 0 | 0 | 0 | 0 | 0 | 0 | 0 | 2009 Qtr 1: 0; 2009 Qtr 2: 0; 2009 Qtr 3: 0; 2009 Qtr 4: 1; 2010 Qtr 1: 0; 2010 Qtr 2: 0; 2010 Qtr 3: 0; 2010 Qtr 4: 0; 2011 Qtr 1: 0; 2011 Qtr 2: 0; 2011 Qtr 3: 0; 2011 Qtr 4: 0 | 1
0 | 267009-Duct Sealing (Total Leakage Reduced from 40% of AHU flow to 12%) Resid SF CZ10 Vint03 |  | System | Residential | 26-SFM-ResidentialSingleFamily-SP_COOL | 0 |  |  |  |  | 106.2381 | 140 | 0 | 0 | 0 | -33.7619 | 234.764 |  | kWh | 0.17708 | 21.4199 | Residential |  | Winter Only | [5 empty] | 18 | 0.78 |  |  |  | 0.5 | 1 | 0 | 0 | 0 | 0 | 0 | 0 | 0 | 0 | 0 | 0 | 2009 Qtr 1: 0; 2009 Qtr 2: 0; 2009 Qtr 3: 0; 2009 Qtr 4: 1; 2010 Qtr 1: 0; 2010 Qtr 2: 0; 2010 Qtr 3: 0; 2010 Qtr 4: 0; 2011 Qtr 1: 0; 2011 Qtr 2: 0; 2011 Qtr 3: 0; 2011 Qtr 4: 0 | 1
0 | 267010-Duct Sealing (Total Leakage Reduced from 40% of AHU flow to 12%) Resid SF CZ10 Vint04 |  | System | Residential | 26-SFM-ResidentialSingleFamily-SP_COOL | 0 |  |  |  |  | 106.8728 | 169 | 0 | 0 | 0 | -62.1272 | 181.333 |  | kWh | 0.24097 | 10.7341 | Residential |  | Winter Only | [5 empty] | 18 | 0.78 |  |  |  | 0 | 1 | 0 | 0 | 0 | 0 | 0 | 0 | 0 | 0 | 0 | 0 | 2009 Qtr 1: 0; 2009 Qtr 2: 0; 2009 Qtr 3: 0; 2009 Qtr 4: 1; 2010 Qtr 1: 0; 2010 Qtr 2: 0; 2010 Qtr 3: 0; 2010 Qtr 4: 0; 2011 Qtr 1: 0; 2011 Qtr 2: 0; 2011 Qtr 3: 0; 2011 Qtr 4: 0 | 1
0 | 267010-Duct Sealing (Total Leakage Reduced from 40% of AHU flow to 12%) Resid SF CZ10 Vint04 |  | System | Residential | 26-SFM-ResidentialSingleFamily-SP_COOL | 0 |  |  |  |  | 106.8728 | 125 | 0 | 0 | 0 | -18.1272 | 181.333 |  | kWh | 0.24097 | 10.7341 | Residential |  | Winter Only | [5 empty] | 18 | 0.78 |  |  |  | 0 | 2 | 0 | 0 | 0 | 0 | 0 | 0 | 0 | 0 | 0 | 0 | 2009 Qtr 1: 0; 2009 Qtr 2: 0; 2009 Qtr 3: 0; 2009 Qtr 4: 2; 2010 Qtr 1: 0; 2010 Qtr 2: 0; 2010 Qtr 3: 0; 2010 Qtr 4: 0; 2011 Qtr 1: 0; 2011 Qtr 2: 0; 2011 Qtr 3: 0; 2011 Qtr 4: 0 | 2
0 | 267010-Duct Sealing (Total Leakage Reduced from 40% of AHU flow to 12%) Resid SF CZ10 Vint04 |  | System | Residential | 26-SFM-ResidentialSingleFamily-SP_COOL | 0 |  |  |  |  | 106.8728 | 130 | 0 | 0 | 0 | -23.1272 | 181.333 |  | kWh | 0.24097 | 10.7341 | Residential |  | Winter Only | [5 empty] | 18 | 0.78 |  |  |  | 0 | 1 | 0 | 0 | 0 | 0 | 0 | 0 | 0 | 0 | 0 | 0 | 2009 Qtr 1: 0; 2009 Qtr 2: 0; 2009 Qtr 3: 0; 2009 Qtr 4: 1; 2010 Qtr 1: 0; 2010 Qtr 2: 0; 2010 Qtr 3: 0; 2010 Qtr 4: 0; 2011 Qtr 1: 0; 2011 Qtr 2: 0; 2011 Qtr 3: 0; 2011 Qtr 4: 0 | 1
0 | 267010-Duct Sealing (Total Leakage Reduced from 40% of AHU flow to 12%) Resid SF CZ10 Vint04 |  | System | Residential | 26-SFM-ResidentialSingleFamily-SP_COOL | 0 |  |  |  |  | 106.8728 | 120 | 0 | 0 | 0 | -13.1272 | 181.333 |  | kWh | 0.24097 | 10.7341 | Residential |  | Winter Only | [5 empty] | 18 | 0.78 |  |  |  | 0 | 1 | 0 | 0 | 0 | 0 | 0 | 0 | 0 | 0 | 0 | 0 | 2009 Qtr 1: 0; 2009 Qtr 2: 0; 2009 Qtr 3: 0; 2009 Qtr 4: 1; 2010 Qtr 1: 0; 2010 Qtr 2: 0; 2010 Qtr 3: 0; 2010 Qtr 4: 0; 2011 Qtr 1: 0; 2011 Qtr 2: 0; 2011 Qtr 3: 0; 2011 Qtr 4: 0 | 1
0 | 267009-Duct Sealing (Total Leakage Reduced from 40% of AHU flow to 12%) Resid SF CZ10 Vint03 |  | System | Residential | 26-SFM-ResidentialSingleFamily-SP_COOL | 0 |  |  |  |  | 106.2381 | 180 | 0 | 0 | 0 | -73.7619 | 234.764 |  | kWh | 0.17708 | 21.4199 | Residential |  | Winter Only | [5 empty] | 18 | 0.78 |  |  |  | 0.5 | 1 | 0 | 0 | 0 | 0 | 0 | 0 | 0 | 0 | 0 | 0 | 2009 Qtr 1: 0; 2009 Qtr 2: 0; 2009 Qtr 3: 0; 2009 Qtr 4: 1; 2010 Qtr 1: 0; 2010 Qtr 2: 0; 2010 Qtr 3: 0; 2010 Qtr 4: 0; 2011 Qtr 1: 0; 2011 Qtr 2: 0; 2011 Qtr 3: 0; 2011 Qtr 4: 0 | 1
0 | 267010-Duct Sealing (Total Leakage Reduced from 40% of AHU flow to 12%) Resid SF CZ10 Vint04 |  | System | Residential | 26-SFM-ResidentialSingleFamily-SP_COOL | 0 |  |  |  |  | 106.8728 | 168 | 0 | 0 | 0 | -61.1272 | 181.333 |  | kWh | 0.24097 | 10.7341 | Residential |  | Winter Only | [5 empty] | 18 | 0.78 |  |  |  | 0 | 1 | 0 | 0 | 0 | 0 | 0 | 0 | 0 | 0 | 0 | 0 | 2009 Qtr 1: 0; 2009 Qtr 2: 0; 2009 Qtr 3: 0; 2009 Qtr 4: 1; 2010 Qtr 1: 0; 2010 Qtr 2: 0; 2010 Qtr 3: 0; 2010 Qtr 4: 0; 2011 Qtr 1: 0; 2011 Qtr 2: 0; 2011 Qtr 3: 0; 2011 Qtr 4: 0 | 1
0 | 267010-Duct Sealing (Total Leakage Reduced from 40% of AHU flow to 12%) Resid SF CZ10 Vint04 |  | System | Residential | 26-SFM-ResidentialSingleFamily-SP_COOL | 0 |  |  |  |  | 106.8728 | 133 | 0 | 0 | 0 | -26.1272 | 181.333 |  | kWh | 0.24097 | 10.7341 | Residential |  | Winter Only | [5 empty] | 18 | 0.78 |  |  |  | 0 | 1 | 0 | 0 | 0 | 0 | 0 | 0 | 0 | 0 | 0 | 0 | 2009 Qtr 1: 0; 2009 Qtr 2: 0; 2009 Qtr 3: 0; 2009 Qtr 4: 1; 2010 Qtr 1: 0; 2010 Qtr 2: 0; 2010 Qtr 3: 0; 2010 Qtr 4: 0; 2011 Qtr 1: 0; 2011 Qtr 2: 0; 2011 Qtr 3: 0; 2011 Qtr 4: 0 | 1
0 | 267010-Duct Sealing (Total Leakage Reduced from 40% of AHU flow to 12%) Resid SF CZ10 Vint04 |  | System | Residential | 26-SFM-ResidentialSingleFamily-SP_COOL | 0 |  |  |  |  | 106.8728 | 175 | 0 | 0 | 0 | -68.1272 | 181.333 |  | kWh | 0.24097 | 10.7341 | Residential |  | Winter Only | [5 empty] | 18 | 0.78 |  |  |  | 0 | 1 | 0 | 0 | 0 | 0 | 0 | 0 | 0 | 0 | 0 | 0 | 2009 Qtr 1: 0; 2009 Qtr 2: 0; 2009 Qtr 3: 0; 2009 Qtr 4: 1; 2010 Qtr 1: 0; 2010 Qtr 2: 0; 2010 Qtr 3: 0; 2010 Qtr 4: 0; 2011 Qtr 1: 0; 2011 Qtr 2: 0; 2011 Qtr 3: 0; 2011 Qtr 4: 0 | 1
0 | 267009-Duct Sealing (Total Leakage Reduced from 40% of AHU flow to 12%) Resid SF CZ10 Vint03 |  | System | Residential | 26-SFM-ResidentialSingleFamily-SP_COOL | 0 |  |  |  |  | 106.2381 | 140 | 0 | 0 | 0 | -33.7619 | 234.764 |  | kWh | 0.17708 | 21.4199 | Residential |  | Winter Only | [5 empty] | 18 | 0.78 |  |  |  | 0.5 | 1 | 0 | 0 | 0 | 0 | 0 | 0 | 0 | 0 | 0 | 0 | 2009 Qtr 1: 0; 2009 Qtr 2: 0; 2009 Qtr 3: 0; 2009 Qtr 4: 1; 2010 Qtr 1: 0; 2010 Qtr 2: 0; 2010 Qtr 3: 0; 2010 Qtr 4: 0; 2011 Qtr 1: 0; 2011 Qtr 2: 0; 2011 Qtr 3: 0; 2011 Qtr 4: 0 | 1
0 | 267009-Duct Sealing (Total Leakage Reduced from 40% of AHU flow to 12%) Resid SF CZ10 Vint03 |  | System | Residential | 26-SFM-ResidentialSingleFamily-SP_COOL | 0 |  |  |  |  | 106.2381 | 140 | 0 | 0 | 0 | -33.7619 | 234.764 |  | kWh | 0.17708 | 21.4199 | Residential |  | Winter Only | [5 empty] | 18 | 0.78 |  |  |  | 0.5 | 1 | 0 | 0 | 0 | 0 | 0 | 0 | 0 | 0 | 0 | 0 | 2009 Qtr 1: 0; 2009 Qtr 2: 0; 2009 Qtr 3: 0; 2009 Qtr 4: 1; 2010 Qtr 1: 0; 2010 Qtr 2: 0; 2010 Qtr 3: 0; 2010 Qtr 4: 0; 2011 Qtr 1: 0; 2011 Qtr 2: 0; 2011 Qtr 3: 0; 2011 Qtr 4: 0 | 1
0 | 267009-Duct Sealing (Total Leakage Reduced from 40% of AHU flow to 12%) Resid SF CZ10 Vint03 |  | System | Residential | 26-SFM-ResidentialSingleFamily-SP_COOL | 0 |  |  |  |  | 106.2381 | 140 | 0 | 0 | 0 | -33.7619 | 234.764 |  | kWh | 0.17708 | 21.4199 | Residential |  | Winter Only | [5 empty] | 18 | 0.78 |  |  |  | 0.5 | 1 | 0 | 0 | 0 | 0 | 0 | 0 | 0 | 0 | 0 | 0 | 2009 Qtr 1: 0; 2009 Qtr 2: 0; 2009 Qtr 3: 0; 2009 Qtr 4: 1; 2010 Qtr 1: 0; 2010 Qtr 2: 0; 2010 Qtr 3: 0; 2010 Qtr 4: 0; 2011 Qtr 1: 0; 2011 Qtr 2: 0; 2011 Qtr 3: 0; 2011 Qtr 4: 0 | 1
0 | 267009-Duct Sealing (Total Leakage Reduced from 40% of AHU flow to 12%) Resid SF CZ10 Vint03 |  | System | Residential | 26-SFM-ResidentialSingleFamily-SP_COOL | 0 |  |  |  |  | 106.2381 | 160 | 0 | 0 | 0 | -53.7619 | 234.764 |  | kWh | 0.17708 | 21.4199 | Residential |  | Winter Only | [5 empty] | 18 | 0.78 |  |  |  | 0.5 | 1 | 0 | 0 | 0 | 0 | 0 | 0 | 0 | 0 | 0 | 0 | 2009 Qtr 1: 0; 2009 Qtr 2: 0; 2009 Qtr 3: 0; 2009 Qtr 4: 1; 2010 Qtr 1: 0; 2010 Qtr 2: 0; 2010 Qtr 3: 0; 2010 Qtr 4: 0; 2011 Qtr 1: 0; 2011 Qtr 2: 0; 2011 Qtr 3: 0; 2011 Qtr 4: 0 | 1
0 | 267010-Duct Sealing (Total Leakage Reduced from 40% of AHU flow to 12%) Resid SF CZ10 Vint04 |  | System | Residential | 26-SFM-ResidentialSingleFamily-SP_COOL | 0 |  |  |  |  | 106.8728 | 180 | 0 | 0 | 0 | -73.1272 | 181.333 |  | kWh | 0.24097 | 10.7341 | Residential |  | Winter Only | [5 empty] | 18 | 0.78 |  |  |  | 0 | 1 | 0 | 0 | 0 | 0 | 0 | 0 | 0 | 0 | 0 | 0 | 2009 Qtr 1: 0; 2009 Qtr 2: 0; 2009 Qtr 3: 0; 2009 Qtr 4: 1; 2010 Qtr 1: 0; 2010 Qtr 2: 0; 2010 Qtr 3: 0; 2010 Qtr 4: 0; 2011 Qtr 1: 0; 2011 Qtr 2: 0; 2011 Qtr 3: 0; 2011 Qtr 4: 0 | 1
0 | 267010-Duct Sealing (Total Leakage Reduced from 40% of AHU flow to 12%) Resid SF CZ10 Vint04 |  | System | Residential | 26-SFM-ResidentialSingleFamily-SP_COOL | 0 |  |  |  |  | 106.8728 | 115 | 0 | 0 | 0 | -8.1272 | 181.333 |  | kWh | 0.24097 | 10.7341 | Residential |  | Winter Only | [5 empty] | 18 | 0.78 |  |  |  | 0 | 2 | 0 | 0 | 0 | 0 | 0 | 0 | 0 | 0 | 0 | 0 | 2009 Qtr 1: 0; 2009 Qtr 2: 0; 2009 Qtr 3: 0; 2009 Qtr 4: 2; 2010 Qtr 1: 0; 2010 Qtr 2: 0; 2010 Qtr 3: 0; 2010 Qtr 4: 0; 2011 Qtr 1: 0; 2011 Qtr 2: 0; 2011 Qtr 3: 0; 2011 Qtr 4: 0 | 2
0 | 267009-Duct Sealing (Total Leakage Reduced from 40% of AHU flow to 12%) Resid SF CZ10 Vint03 |  | System | Residential | 26-SFM-ResidentialSingleFamily-SP_COOL | 0 |  |  |  |  | 106.2381 | 120 | 0 | 0 | 0 | -13.7619 | 234.764 |  | kWh | 0.17708 | 21.4199 | Residential |  | Winter Only | [5 empty] | 18 | 0.78 |  |  |  | 0.5 | 1 | 0 | 0 | 0 | 0 | 0 | 0 | 0 | 0 | 0 | 0 | 2009 Qtr 1: 0; 2009 Qtr 2: 0; 2009 Qtr 3: 0; 2009 Qtr 4: 1; 2010 Qtr 1: 0; 2010 Qtr 2: 0; 2010 Qtr 3: 0; 2010 Qtr 4: 0; 2011 Qtr 1: 0; 2011 Qtr 2: 0; 2011 Qtr 3: 0; 2011 Qtr 4: 0 | 1
0 | 267010-Duct Sealing (Total Leakage Reduced from 40% of AHU flow to 12%) Resid SF CZ10 Vint04 |  | System | Residential | 26-SFM-ResidentialSingleFamily-SP_COOL | 0 |  |  |  |  | 106.8728 | 100 | 0 | 0 | 0 | 6.8728 | 181.333 |  | kWh | 0.24097 | 10.7341 | Residential |  | Winter Only | [5 empty] | 18 | 0.78 |  |  |  | 0 | 2 | 0 | 0 | 0 | 0 | 0 | 0 | 0 | 0 | 0 | 0 | 2009 Qtr 1: 0; 2009 Qtr 2: 0; 2009 Qtr 3: 0; 2009 Qtr 4: 2; 2010 Qtr 1: 0; 2010 Qtr 2: 0; 2010 Qtr 3: 0; 2010 Qtr 4: 0; 2011 Qtr 1: 0; 2011 Qtr 2: 0; 2011 Qtr 3: 0; 2011 Qtr 4: 0 | 2
0 | 267010-Duct Sealing (Total Leakage Reduced from 40% of AHU flow to 12%) Resid SF CZ10 Vint04 |  | System | Residential | 26-SFM-ResidentialSingleFamily-SP_COOL | 0 |  |  |  |  | 106.8728 | 138.8 | 0 | 0 | 0 | -31.9272 | 181.333 |  | kWh | 0.24097 | 10.7341 | Residential |  | Winter Only | [5 empty] | 18 | 0.78 |  |  |  | 0 | 1 | 0 | 0 | 0 | 0 | 0 | 0 | 0 | 0 | 0 | 0 | 2009 Qtr 1: 0; 2009 Qtr 2: 0; 2009 Qtr 3: 0; 2009 Qtr 4: 1; 2010 Qtr 1: 0; 2010 Qtr 2: 0; 2010 Qtr 3: 0; 2010 Qtr 4: 0; 2011 Qtr 1: 0; 2011 Qtr 2: 0; 2011 Qtr 3: 0; 2011 Qtr 4: 0 | 1
0 | 267009-Duct Sealing (Total Leakage Reduced from 40% of AHU flow to 12%) Resid SF CZ10 Vint03 |  | System | Residential | 26-SFM-ResidentialSingleFamily-SP_COOL | 0 |  |  |  |  | 106.2381 | 115 | 0 | 0 | 0 | -8.7619 | 234.764 |  | kWh | 0.17708 | 21.4199 | Residential |  | Winter Only | [5 empty] | 18 | 0.78 |  |  |  | 0.5 | 2 | 0 | 0 | 0 | 0 | 0 | 0 | 0 | 0 | 0 | 0 | 2009 Qtr 1: 0; 2009 Qtr 2: 0; 2009 Qtr 3: 0; 2009 Qtr 4: 2; 2010 Qtr 1: 0; 2010 Qtr 2: 0; 2010 Qtr 3: 0; 2010 Qtr 4: 0; 2011 Qtr 1: 0; 2011 Qtr 2: 0; 2011 Qtr 3: 0; 2011 Qtr 4: 0 | 2
0 | 267010-Duct Sealing (Total Leakage Reduced from 40% of AHU flow to 12%) Resid SF CZ10 Vint04 |  | System | Residential | 26-SFM-ResidentialSingleFamily-SP_COOL | 0 |  |  |  |  | 106.8728 | 135.3 | 0 | 0 | 0 | -28.4272 | 181.333 |  | kWh | 0.24097 | 10.7341 | Residential |  | Winter Only | [5 empty] | 18 | 0.78 |  |  |  | 0 | 2 | 0 | 0 | 0 | 0 | 0 | 0 | 0 | 0 | 0 | 0 | 2009 Qtr 1: 0; 2009 Qtr 2: 0; 2009 Qtr 3: 0; 2009 Qtr 4: 2; 2010 Qtr 1: 0; 2010 Qtr 2: 0; 2010 Qtr 3: 0; 2010 Qtr 4: 0; 2011 Qtr 1: 0; 2011 Qtr 2: 0; 2011 Qtr 3: 0; 2011 Qtr 4: 0 | 2
0 | 267009-Duct Sealing (Total Leakage Reduced from 40% of AHU flow to 12%) Resid SF CZ10 Vint03 |  | System | Residential | 26-SFM-ResidentialSingleFamily-SP_COOL | 0 |  |  |  |  | 106.2381 | 101.05 | 0 | 0 | 0 | 5.1881 | 234.764 |  | kWh | 0.17708 | 21.4199 | Residential |  | Winter Only | [5 empty] | 18 | 0.78 |  |  |  | 0.5 | 2 | 0 | 0 | 0 | 0 | 0 | 0 | 0 | 0 | 0 | 0 | 2009 Qtr 1: 0; 2009 Qtr 2: 0; 2009 Qtr 3: 0; 2009 Qtr 4: 2; 2010 Qtr 1: 0; 2010 Qtr 2: 0; 2010 Qtr 3: 0; 2010 Qtr 4: 0; 2011 Qtr 1: 0; 2011 Qtr 2: 0; 2011 Qtr 3: 0; 2011 Qtr 4: 0 | 2
0 | 267009-Duct Sealing (Total Leakage Reduced from 40% of AHU flow to 12%) Resid SF CZ10 Vint03 |  | System | Residential | 26-SFM-ResidentialSingleFamily-SP_COOL | 0 |  |  |  |  | 106.2381 | 170 | 0 | 0 | 0 | -63.7619 | 234.764 |  | kWh | 0.17708 | 21.4199 | Residential |  | Winter Only | [5 empty] | 18 | 0.78 |  |  |  | 0.5 | 1 | 0 | 0 | 0 | 0 | 0 | 0 | 0 | 0 | 0 | 0 | 2009 Qtr 1: 0; 2009 Qtr 2: 0; 2009 Qtr 3: 0; 2009 Qtr 4: 1; 2010 Qtr 1: 0; 2010 Qtr 2: 0; 2010 Qtr 3: 0; 2010 Qtr 4: 0; 2011 Qtr 1: 0; 2011 Qtr 2: 0; 2011 Qtr 3: 0; 2011 Qtr 4: 0 | 1
0 | 267010-Duct Sealing (Total Leakage Reduced from 40% of AHU flow to 12%) Resid SF CZ10 Vint04 |  | System | Residential | 26-SFM-ResidentialSingleFamily-SP_COOL | 0 |  |  |  |  | 106.8728 | 132.5 | 0 | 0 | 0 | -25.6272 | 181.333 |  | kWh | 0.24097 | 10.7341 | Residential |  | Winter Only | [5 empty] | 18 | 0.78 |  |  |  | 0 | 2 | 0 | 0 | 0 | 0 | 0 | 0 | 0 | 0 | 0 | 0 | 2009 Qtr 1: 0; 2009 Qtr 2: 0; 2009 Qtr 3: 0; 2009 Qtr 4: 2; 2010 Qtr 1: 0; 2010 Qtr 2: 0; 2010 Qtr 3: 0; 2010 Qtr 4: 0; 2011 Qtr 1: 0; 2011 Qtr 2: 0; 2011 Qtr 3: 0; 2011 Qtr 4: 0 | 2
0 | 267010-Duct Sealing (Total Leakage Reduced from 40% of AHU flow to 12%) Resid SF CZ10 Vint04 |  | System | Residential | 26-SFM-ResidentialSingleFamily-SP_COOL | 0 |  |  |  |  | 106.8728 | 110 | 0 | 0 | 0 | -3.1272 | 181.333 |  | kWh | 0.24097 | 10.7341 | Residential |  | Winter Only | [5 empty] | 18 | 0.78 |  |  |  | 0 | 2 | 0 | 0 | 0 | 0 | 0 | 0 | 0 | 0 | 0 | 0 | 2009 Qtr 1: 0; 2009 Qtr 2: 0; 2009 Qtr 3: 0; 2009 Qtr 4: 2; 2010 Qtr 1: 0; 2010 Qtr 2: 0; 2010 Qtr 3: 0; 2010 Qtr 4: 0; 2011 Qtr 1: 0; 2011 Qtr 2: 0; 2011 Qtr 3: 0; 2011 Qtr 4: 0 | 2
0 | 267009-Duct Sealing (Total Leakage Reduced from 40% of AHU flow to 12%) Resid SF CZ10 Vint03 |  | System | Residential | 26-SFM-ResidentialSingleFamily-SP_COOL | 0 |  |  |  |  | 106.2381 | 115 | 0 | 0 | 0 | -8.7619 | 234.764 |  | kWh | 0.17708 | 21.4199 | Residential |  | Winter Only | [5 empty] | 18 | 0.78 |  |  |  | 0.5 | 2 | 0 | 0 | 0 | 0 | 0 | 0 | 0 | 0 | 0 | 0 | 2009 Qtr 1: 0; 2009 Qtr 2: 0; 2009 Qtr 3: 0; 2009 Qtr 4: 2; 2010 Qtr 1: 0; 2010 Qtr 2: 0; 2010 Qtr 3: 0; 2010 Qtr 4: 0; 2011 Qtr 1: 0; 2011 Qtr 2: 0; 2011 Qtr 3: 0; 2011 Qtr 4: 0 | 2
0 | 267010-Duct Sealing (Total Leakage Reduced from 40% of AHU flow to 12%) Resid SF CZ10 Vint04 |  | System | Residential | 26-SFM-ResidentialSingleFamily-SP_COOL | 0 |  |  |  |  | 106.8728 | 140 | 0 | 0 | 0 | -33.1272 | 181.333 |  | kWh | 0.24097 | 10.7341 | Residential |  | Winter Only | [5 empty] | 18 | 0.78 |  |  |  | 0 | 1 | 0 | 0 | 0 | 0 | 0 | 0 | 0 | 0 | 0 | 0 | 2009 Qtr 1: 0; 2009 Qtr 2: 0; 2009 Qtr 3: 0; 2009 Qtr 4: 1; 2010 Qtr 1: 0; 2010 Qtr 2: 0; 2010 Qtr 3: 0; 2010 Qtr 4: 0; 2011 Qtr 1: 0; 2011 Qtr 2: 0; 2011 Qtr 3: 0; 2011 Qtr 4: 0 | 1
0 | 267009-Duct Sealing (Total Leakage Reduced from 40% of AHU flow to 12%) Resid SF CZ10 Vint03 |  | System | Residential | 26-SFM-ResidentialSingleFamily-SP_COOL | 0 |  |  |  |  | 106.2381 | 150 | 0 | 0 | 0 | -43.7619 | 234.764 |  | kWh | 0.17708 | 21.4199 | Residential |  | Winter Only | [5 empty] | 18 | 0.78 |  |  |  | 0.5 | 1 | 0 | 0 | 0 | 0 | 0 | 0 | 0 | 0 | 0 | 0 | 2009 Qtr 1: 0; 2009 Qtr 2: 0; 2009 Qtr 3: 0; 2009 Qtr 4: 1; 2010 Qtr 1: 0; 2010 Qtr 2: 0; 2010 Qtr 3: 0; 2010 Qtr 4: 0; 2011 Qtr 1: 0; 2011 Qtr 2: 0; 2011 Qtr 3: 0; 2011 Qtr 4: 0 | 1
0 | 267009-Duct Sealing (Total Leakage Reduced from 40% of AHU flow to 12%) Resid SF CZ10 Vint03 |  | System | Residential | 26-SFM-ResidentialSingleFamily-SP_COOL | 0 |  |  |  |  | 106.2381 | 110 | 0 | 0 | 0 | -3.7619 | 234.764 |  | kWh | 0.17708 | 21.4199 | Residential |  | Winter Only | [5 empty] | 18 | 0.78 |  |  |  | 0.5 | 2 | 0 | 0 | 0 | 0 | 0 | 0 | 0 | 0 | 0 | 0 | 2009 Qtr 1: 0; 2009 Qtr 2: 0; 2009 Qtr 3: 0; 2009 Qtr 4: 2; 2010 Qtr 1: 0; 2010 Qtr 2: 0; 2010 Qtr 3: 0; 2010 Qtr 4: 0; 2011 Qtr 1: 0; 2011 Qtr 2: 0; 2011 Qtr 3: 0; 2011 Qtr 4: 0 | 2
0 | 267009-Duct Sealing (Total Leakage Reduced from 40% of AHU flow to 12%) Resid SF CZ10 Vint03 |  | System | Residential | 26-SFM-ResidentialSingleFamily-SP_COOL | 0 |  |  |  |  | 106.2381 | 135 | 0 | 0 | 0 | -28.7619 | 234.764 |  | kWh | 0.17708 | 21.4199 | Residential |  | Winter Only | [5 empty] | 18 | 0.78 |  |  |  | 0.5 | 1 | 0 | 0 | 0 | 0 | 0 | 0 | 0 | 0 | 0 | 0 | 2009 Qtr 1: 0; 2009 Qtr 2: 0; 2009 Qtr 3: 0; 2009 Qtr 4: 1; 2010 Qtr 1: 0; 2010 Qtr 2: 0; 2010 Qtr 3: 0; 2010 Qtr 4: 0; 2011 Qtr 1: 0; 2011 Qtr 2: 0; 2011 Qtr 3: 0; 2011 Qtr 4: 0 | 1
0 | 267010-Duct Sealing (Total Leakage Reduced from 40% of AHU flow to 12%) Resid SF CZ10 Vint04 |  | System | Residential | 26-SFM-ResidentialSingleFamily-SP_COOL | 0 |  |  |  |  | 106.8728 | 168.5 | 0 | 0 | 0 | -61.6272 | 181.333 |  | kWh | 0.24097 | 10.7341 | Residential |  | Winter Only | [5 empty] | 18 | 0.78 |  |  |  | 0 | 1 | 0 | 0 | 0 | 0 | 0 | 0 | 0 | 0 | 0 | 0 | 2009 Qtr 1: 0; 2009 Qtr 2: 0; 2009 Qtr 3: 0; 2009 Qtr 4: 1; 2010 Qtr 1: 0; 2010 Qtr 2: 0; 2010 Qtr 3: 0; 2010 Qtr 4: 0; 2011 Qtr 1: 0; 2011 Qtr 2: 0; 2011 Qtr 3: 0; 2011 Qtr 4: 0 | 1
0 | 267010-Duct Sealing (Total Leakage Reduced from 40% of AHU flow to 12%) Resid SF CZ10 Vint04 |  | System | Residential | 26-SFM-ResidentialSingleFamily-SP_COOL | 0 |  |  |  |  | 106.8728 | 112 | 0 | 0 | 0 | -5.1272 | 181.333 |  | kWh | 0.24097 | 10.7341 | Residential |  | Winter Only | [5 empty] | 18 | 0.78 |  |  |  | 0 | 2 | 0 | 0 | 0 | 0 | 0 | 0 | 0 | 0 | 0 | 0 | 2009 Qtr 1: 0; 2009 Qtr 2: 0; 2009 Qtr 3: 0; 2009 Qtr 4: 2; 2010 Qtr 1: 0; 2010 Qtr 2: 0; 2010 Qtr 3: 0; 2010 Qtr 4: 0; 2011 Qtr 1: 0; 2011 Qtr 2: 0; 2011 Qtr 3: 0; 2011 Qtr 4: 0 | 2
0 | 267010-Duct Sealing (Total Leakage Reduced from 40% of AHU flow to 12%) Resid SF CZ10 Vint04 |  | System | Residential | 26-SFM-ResidentialSingleFamily-SP_COOL | 0 |  |  |  |  | 106.8728 | 180 | 0 | 0 | 0 | -73.1272 | 181.333 |  | kWh | 0.24097 | 10.7341 | Residential |  | Winter Only | [5 empty] | 18 | 0.78 |  |  |  | 0 | 1 | 0 | 0 | 0 | 0 | 0 | 0 | 0 | 0 | 0 | 0 | 2009 Qtr 1: 0; 2009 Qtr 2: 0; 2009 Qtr 3: 0; 2009 Qtr 4: 1; 2010 Qtr 1: 0; 2010 Qtr 2: 0; 2010 Qtr 3: 0; 2010 Qtr 4: 0; 2011 Qtr 1: 0; 2011 Qtr 2: 0; 2011 Qtr 3: 0; 2011 Qtr 4: 0 | 1
0 | 267009-Duct Sealing (Total Leakage Reduced from 40% of AHU flow to 12%) Resid SF CZ10 Vint03 |  | System | Residential | 26-SFM-ResidentialSingleFamily-SP_COOL | 0 |  |  |  |  | 106.2381 | 140 | 0 | 0 | 0 | -33.7619 | 234.764 |  | kWh | 0.17708 | 21.4199 | Residential |  | Winter Only | [5 empty] | 18 | 0.78 |  |  |  | 0.5 | 1 | 0 | 0 | 0 | 0 | 0 | 0 | 0 | 0 | 0 | 0 | 2009 Qtr 1: 0; 2009 Qtr 2: 0; 2009 Qtr 3: 0; 2009 Qtr 4: 1; 2010 Qtr 1: 0; 2010 Qtr 2: 0; 2010 Qtr 3: 0; 2010 Qtr 4: 0; 2011 Qtr 1: 0; 2011 Qtr 2: 0; 2011 Qtr 3: 0; 2011 Qtr 4: 0 | 1
0 | 267009-Duct Sealing (Total Leakage Reduced from 40% of AHU flow to 12%) Resid SF CZ10 Vint03 |  | System | Residential | 26-SFM-ResidentialSingleFamily-SP_COOL | 0 |  |  |  |  | 106.2381 | 140 | 0 | 0 | 0 | -33.7619 | 234.764 |  | kWh | 0.17708 | 21.4199 | Residential |  | Winter Only | [5 empty] | 18 | 0.78 |  |  |  | 0.5 | 1 | 0 | 0 | 0 | 0 | 0 | 0 | 0 | 0 | 0 | 0 | 2009 Qtr 1: 0; 2009 Qtr 2: 0; 2009 Qtr 3: 0; 2009 Qtr 4: 1; 2010 Qtr 1: 0; 2010 Qtr 2: 0; 2010 Qtr 3: 0; 2010 Qtr 4: 0; 2011 Qtr 1: 0; 2011 Qtr 2: 0; 2011 Qtr 3: 0; 2011 Qtr 4: 0 | 1
0 | 267009-Duct Sealing (Total Leakage Reduced from 40% of AHU flow to 12%) Resid SF CZ10 Vint03 |  | System | Residential | 26-SFM-ResidentialSingleFamily-SP_COOL | 0 |  |  |  |  | 106.2381 | 150 | 0 | 0 | 0 | -43.7619 | 234.764 |  | kWh | 0.17708 | 21.4199 | Residential |  | Winter Only | [5 empty] | 18 | 0.78 |  |  |  | 0.5 | 1 | 0 | 0 | 0 | 0 | 0 | 0 | 0 | 0 | 0 | 0 | 2009 Qtr 1: 0; 2009 Qtr 2: 0; 2009 Qtr 3: 0; 2009 Qtr 4: 1; 2010 Qtr 1: 0; 2010 Qtr 2: 0; 2010 Qtr 3: 0; 2010 Qtr 4: 0; 2011 Qtr 1: 0; 2011 Qtr 2: 0; 2011 Qtr 3: 0; 2011 Qtr 4: 0 | 1
0 | 267010-Duct Sealing (Total Leakage Reduced from 40% of AHU flow to 12%) Resid SF CZ10 Vint04 |  | System | Residential | 26-SFM-ResidentialSingleFamily-SP_COOL | 0 |  |  |  |  | 106.8728 | 103.85 | 0 | 0 | 0 | 3.0228 | 181.333 |  | kWh | 0.24097 | 10.7341 | Residential |  | Winter Only | [5 empty] | 18 | 0.78 |  |  |  | 0 | 2 | 0 | 0 | 0 | 0 | 0 | 0 | 0 | 0 | 0 | 0 | 2009 Qtr 1: 0; 2009 Qtr 2: 0; 2009 Qtr 3: 0; 2009 Qtr 4: 2; 2010 Qtr 1: 0; 2010 Qtr 2: 0; 2010 Qtr 3: 0; 2010 Qtr 4: 0; 2011 Qtr 1: 0; 2011 Qtr 2: 0; 2011 Qtr 3: 0; 2011 Qtr 4: 0 | 2
0 | 267010-Duct Sealing (Total Leakage Reduced from 40% of AHU flow to 12%) Resid SF CZ10 Vint04 |  | System | Residential | 26-SFM-ResidentialSingleFamily-SP_COOL | 0 |  |  |  |  | 106.8728 | 110 | 0 | 0 | 0 | -3.1272 | 181.333 |  | kWh | 0.24097 | 10.7341 | Residential |  | Winter Only | [5 empty] | 18 | 0.78 |  |  |  | 0 | 2 | 0 | 0 | 0 | 0 | 0 | 0 | 0 | 0 | 0 | 0 | 2009 Qtr 1: 0; 2009 Qtr 2: 0; 2009 Qtr 3: 0; 2009 Qtr 4: 2; 2010 Qtr 1: 0; 2010 Qtr 2: 0; 2010 Qtr 3: 0; 2010 Qtr 4: 0; 2011 Qtr 1: 0; 2011 Qtr 2: 0; 2011 Qtr 3: 0; 2011 Qtr 4: 0 | 2
0 | 267010-Duct Sealing (Total Leakage Reduced from 40% of AHU flow to 12%) Resid SF CZ10 Vint04 |  | System | Residential | 26-SFM-ResidentialSingleFamily-SP_COOL | 0 |  |  |  |  | 106.8728 | 115 | 0 | 0 | 0 | -8.1272 | 181.333 |  | kWh | 0.24097 | 10.7341 | Residential |  | Winter Only | [5 empty] | 18 | 0.78 |  |  |  | 0 | 2 | 0 | 0 | 0 | 0 | 0 | 0 | 0 | 0 | 0 | 0 | 2009 Qtr 1: 0; 2009 Qtr 2: 0; 2009 Qtr 3: 0; 2009 Qtr 4: 2; 2010 Qtr 1: 0; 2010 Qtr 2: 0; 2010 Qtr 3: 0; 2010 Qtr 4: 0; 2011 Qtr 1: 0; 2011 Qtr 2: 0; 2011 Qtr 3: 0; 2011 Qtr 4: 0 | 2
0 | 267010-Duct Sealing (Total Leakage Reduced from 40% of AHU flow to 12%) Resid SF CZ10 Vint04 |  | System | Residential | 26-SFM-ResidentialSingleFamily-SP_COOL | 0 |  |  |  |  | 106.8728 | 156.5 | 0 | 0 | 0 | -49.6272 | 181.333 |  | kWh | 0.24097 | 10.7341 | Residential |  | Winter Only | [5 empty] | 18 | 0.78 |  |  |  | 0 | 1 | 0 | 0 | 0 | 0 | 0 | 0 | 0 | 0 | 0 | 0 | 2009 Qtr 1: 0; 2009 Qtr 2: 0; 2009 Qtr 3: 0; 2009 Qtr 4: 1; 2010 Qtr 1: 0; 2010 Qtr 2: 0; 2010 Qtr 3: 0; 2010 Qtr 4: 0; 2011 Qtr 1: 0; 2011 Qtr 2: 0; 2011 Qtr 3: 0; 2011 Qtr 4: 0 | 1
0 | 267010-Duct Sealing (Total Leakage Reduced from 40% of AHU flow to 12%) Resid SF CZ10 Vint04 |  | System | Residential | 26-SFM-ResidentialSingleFamily-SP_COOL | 0 |  |  |  |  | 106.8728 | 110 | 0 | 0 | 0 | -3.1272 | 181.333 |  | kWh | 0.24097 | 10.7341 | Residential |  | Winter Only | [5 empty] | 18 | 0.78 |  |  |  | 0 | 2 | 0 | 0 | 0 | 0 | 0 | 0 | 0 | 0 | 0 | 0 | 2009 Qtr 1: 0; 2009 Qtr 2: 0; 2009 Qtr 3: 0; 2009 Qtr 4: 2; 2010 Qtr 1: 0; 2010 Qtr 2: 0; 2010 Qtr 3: 0; 2010 Qtr 4: 0; 2011 Qtr 1: 0; 2011 Qtr 2: 0; 2011 Qtr 3: 0; 2011 Qtr 4: 0 | 2
0 | 267009-Duct Sealing (Total Leakage Reduced from 40% of AHU flow to 12%) Resid SF CZ10 Vint03 |  | System | Residential | 26-SFM-ResidentialSingleFamily-SP_COOL | 0 |  |  |  |  | 106.2381 | 140 | 0 | 0 | 0 | -33.7619 | 234.764 |  | kWh | 0.17708 | 21.4199 | Residential |  | Winter Only | [5 empty] | 18 | 0.78 |  |  |  | 0.5 | 1 | 0 | 0 | 0 | 0 | 0 | 0 | 0 | 0 | 0 | 0 | 2009 Qtr 1: 0; 2009 Qtr 2: 0; 2009 Qtr 3: 0; 2009 Qtr 4: 1; 2010 Qtr 1: 0; 2010 Qtr 2: 0; 2010 Qtr 3: 0; 2010 Qtr 4: 0; 2011 Qtr 1: 0; 2011 Qtr 2: 0; 2011 Qtr 3: 0; 2011 Qtr 4: 0 | 1
0 | 267010-Duct Sealing (Total Leakage Reduced from 40% of AHU flow to 12%) Resid SF CZ10 Vint04 |  | System | Residential | 26-SFM-ResidentialSingleFamily-SP_COOL | 0 |  |  |  |  | 106.8728 | 190 | 0 | 0 | 0 | -83.1272 | 181.333 |  | kWh | 0.24097 | 10.7341 | Residential |  | Winter Only | [5 empty] | 18 | 0.78 |  |  |  | 0 | 1 | 0 | 0 | 0 | 0 | 0 | 0 | 0 | 0 | 0 | 0 | 2009 Qtr 1: 0; 2009 Qtr 2: 0; 2009 Qtr 3: 0; 2009 Qtr 4: 1; 2010 Qtr 1: 0; 2010 Qtr 2: 0; 2010 Qtr 3: 0; 2010 Qtr 4: 0; 2011 Qtr 1: 0; 2011 Qtr 2: 0; 2011 Qtr 3: 0; 2011 Qtr 4: 0 | 1
0 | 267011-Duct Sealing (Total Leakage Reduced from 40% of AHU flow to 12%) Resid SF CZ10 Vint05 |  | System | Residential | 26-SFM-ResidentialSingleFamily-SP_COOL | 0 |  |  |  |  | 104.2958 | 0 | 0 | 0 | 0 | 104.2958 | 120.757 |  | kWh | 0.19991 | 8.8173 | Residential |  | Winter Only | [5 empty] | 18 | 0.78 |  |  |  | 0 | 1 | 0 | 0 | 0 | 0 | 0 | 0 | 0 | 0 | 0 | 0 | 2009 Qtr 1: 0; 2009 Qtr 2: 0; 2009 Qtr 3: 0; 2009 Qtr 4: 1; 2010 Qtr 1: 0; 2010 Qtr 2: 0; 2010 Qtr 3: 0; 2010 Qtr 4: 0; 2011 Qtr 1: 0; 2011 Qtr 2: 0; 2011 Qtr 3: 0; 2011 Qtr 4: 0 | 1
0 | 267009-Duct Sealing (Total Leakage Reduced from 40% of AHU flow to 12%) Resid SF CZ10 Vint03 |  | System | Residential | 26-SFM-ResidentialSingleFamily-SP_COOL | 0 |  |  |  |  | 106.2381 | 100 | 0 | 0 | 0 | 6.2381 | 234.764 |  | kWh | 0.17708 | 21.4199 | Residential |  | Winter Only | [5 empty] | 18 | 0.78 |  |  |  | 0.5 | 2 | 0 | 0 | 0 | 0 | 0 | 0 | 0 | 0 | 0 | 0 | 2009 Qtr 1: 0; 2009 Qtr 2: 0; 2009 Qtr 3: 0; 2009 Qtr 4: 2; 2010 Qtr 1: 0; 2010 Qtr 2: 0; 2010 Qtr 3: 0; 2010 Qtr 4: 0; 2011 Qtr 1: 0; 2011 Qtr 2: 0; 2011 Qtr 3: 0; 2011 Qtr 4: 0 | 2
0 | 267009-Duct Sealing (Total Leakage Reduced from 40% of AHU flow to 12%) Resid SF CZ10 Vint03 |  | System | Residential | 26-SFM-ResidentialSingleFamily-SP_COOL | 0 |  |  |  |  | 106.2381 | 100 | 0 | 0 | 0 | 6.2381 | 234.764 |  | kWh | 0.17708 | 21.4199 | Residential |  | Winter Only | [5 empty] | 18 | 0.78 |  |  |  | 0.5 | 1 | 0 | 0 | 0 | 0 | 0 | 0 | 0 | 0 | 0 | 0 | 2009 Qtr 1: 0; 2009 Qtr 2: 0; 2009 Qtr 3: 0; 2009 Qtr 4: 1; 2010 Qtr 1: 0; 2010 Qtr 2: 0; 2010 Qtr 3: 0; 2010 Qtr 4: 0; 2011 Qtr 1: 0; 2011 Qtr 2: 0; 2011 Qtr 3: 0; 2011 Qtr 4: 0 | 1
0 | 267010-Duct Sealing (Total Leakage Reduced from 40% of AHU flow to 12%) Resid SF CZ10 Vint04 |  | System | Residential | 26-SFM-ResidentialSingleFamily-SP_COOL | 0 |  |  |  |  | 106.8728 | 130 | 0 | 0 | 0 | -23.1272 | 181.333 |  | kWh | 0.24097 | 10.7341 | Residential |  | Winter Only | [5 empty] | 18 | 0.78 |  |  |  | 0 | 2 | 0 | 0 | 0 | 0 | 0 | 0 | 0 | 0 | 0 | 0 | 2009 Qtr 1: 0; 2009 Qtr 2: 0; 2009 Qtr 3: 0; 2009 Qtr 4: 2; 2010 Qtr 1: 0; 2010 Qtr 2: 0; 2010 Qtr 3: 0; 2010 Qtr 4: 0; 2011 Qtr 1: 0; 2011 Qtr 2: 0; 2011 Qtr 3: 0; 2011 Qtr 4: 0 | 2
0 | 267010-Duct Sealing (Total Leakage Reduced from 40% of AHU flow to 12%) Resid SF CZ10 Vint04 |  | System | Residential | 26-SFM-ResidentialSingleFamily-SP_COOL | 0 |  |  |  |  | 106.8728 | 135 | 0 | 0 | 0 | -28.1272 | 181.333 |  | kWh | 0.24097 | 10.7341 | Residential |  | Winter Only | [5 empty] | 18 | 0.78 |  |  |  | 0 | 2 | 0 | 0 | 0 | 0 | 0 | 0 | 0 | 0 | 0 | 0 | 2009 Qtr 1: 0; 2009 Qtr 2: 0; 2009 Qtr 3: 0; 2009 Qtr 4: 2; 2010 Qtr 1: 0; 2010 Qtr 2: 0; 2010 Qtr 3: 0; 2010 Qtr 4: 0; 2011 Qtr 1: 0; 2011 Qtr 2: 0; 2011 Qtr 3: 0; 2011 Qtr 4: 0 | 2
0 | 267009-Duct Sealing (Total Leakage Reduced from 40% of AHU flow to 12%) Resid SF CZ10 Vint03 |  | System | Residential | 26-SFM-ResidentialSingleFamily-SP_COOL | 0 |  |  |  |  | 106.2381 | 150 | 0 | 0 | 0 | -43.7619 | 234.764 |  | kWh | 0.17708 | 21.4199 | Residential |  | Winter Only | [5 empty] | 18 | 0.78 |  |  |  | 0.5 | 1 | 0 | 0 | 0 | 0 | 0 | 0 | 0 | 0 | 0 | 0 | 2009 Qtr 1: 0; 2009 Qtr 2: 0; 2009 Qtr 3: 0; 2009 Qtr 4: 1; 2010 Qtr 1: 0; 2010 Qtr 2: 0; 2010 Qtr 3: 0; 2010 Qtr 4: 0; 2011 Qtr 1: 0; 2011 Qtr 2: 0; 2011 Qtr 3: 0; 2011 Qtr 4: 0 | 1
0 | 267010-Duct Sealing (Total Leakage Reduced from 40% of AHU flow to 12%) Resid SF CZ10 Vint04 |  | System | Residential | 26-SFM-ResidentialSingleFamily-SP_COOL | 0 |  |  |  |  | 106.8728 | 120 | 0 | 0 | 0 | -13.1272 | 181.333 |  | kWh | 0.24097 | 10.7341 | Residential |  | Winter Only | [5 empty] | 18 | 0.78 |  |  |  | 0 | 1 | 0 | 0 | 0 | 0 | 0 | 0 | 0 | 0 | 0 | 0 | 2009 Qtr 1: 0; 2009 Qtr 2: 0; 2009 Qtr 3: 0; 2009 Qtr 4: 1; 2010 Qtr 1: 0; 2010 Qtr 2: 0; 2010 Qtr 3: 0; 2010 Qtr 4: 0; 2011 Qtr 1: 0; 2011 Qtr 2: 0; 2011 Qtr 3: 0; 2011 Qtr 4: 0 | 1
0 | 267009-Duct Sealing (Total Leakage Reduced from 40% of AHU flow to 12%) Resid SF CZ10 Vint03 |  | System | Residential | 26-SFM-ResidentialSingleFamily-SP_COOL | 0 |  |  |  |  | 106.2381 | 160 | 0 | 0 | 0 | -53.7619 | 234.764 |  | kWh | 0.17708 | 21.4199 | Residential |  | Winter Only | [5 empty] | 18 | 0.78 |  |  |  | 0.5 | 1 | 0 | 0 | 0 | 0 | 0 | 0 | 0 | 0 | 0 | 0 | 2009 Qtr 1: 0; 2009 Qtr 2: 0; 2009 Qtr 3: 0; 2009 Qtr 4: 1; 2010 Qtr 1: 0; 2010 Qtr 2: 0; 2010 Qtr 3: 0; 2010 Qtr 4: 0; 2011 Qtr 1: 0; 2011 Qtr 2: 0; 2011 Qtr 3: 0; 2011 Qtr 4: 0 | 1
0 | 267009-Duct Sealing (Total Leakage Reduced from 40% of AHU flow to 12%) Resid SF CZ10 Vint03 |  | System | Residential | 26-SFM-ResidentialSingleFamily-SP_COOL | 0 |  |  |  |  | 106.2381 | 140 | 0 | 0 | 0 | -33.7619 | 234.764 |  | kWh | 0.17708 | 21.4199 | Residential |  | Winter Only | [5 empty] | 18 | 0.78 |  |  |  | 0.5 | 1 | 0 | 0 | 0 | 0 | 0 | 0 | 0 | 0 | 0 | 0 | 2009 Qtr 1: 0; 2009 Qtr 2: 0; 2009 Qtr 3: 0; 2009 Qtr 4: 1; 2010 Qtr 1: 0; 2010 Qtr 2: 0; 2010 Qtr 3: 0; 2010 Qtr 4: 0; 2011 Qtr 1: 0; 2011 Qtr 2: 0; 2011 Qtr 3: 0; 2011 Qtr 4: 0 | 1
0 | 267009-Duct Sealing (Total Leakage Reduced from 40% of AHU flow to 12%) Resid SF CZ10 Vint03 |  | System | Residential | 26-SFM-ResidentialSingleFamily-SP_COOL | 0 |  |  |  |  | 106.2381 | 140 | 0 | 0 | 0 | -33.7619 | 234.764 |  | kWh | 0.17708 | 21.4199 | Residential |  | Winter Only | [5 empty] | 18 | 0.78 |  |  |  | 0.5 | 1 | 0 | 0 | 0 | 0 | 0 | 0 | 0 | 0 | 0 | 0 | 2009 Qtr 1: 0; 2009 Qtr 2: 0; 2009 Qtr 3: 0; 2009 Qtr 4: 1; 2010 Qtr 1: 0; 2010 Qtr 2: 0; 2010 Qtr 3: 0; 2010 Qtr 4: 0; 2011 Qtr 1: 0; 2011 Qtr 2: 0; 2011 Qtr 3: 0; 2011 Qtr 4: 0 | 1
0 | 267009-Duct Sealing (Total Leakage Reduced from 40% of AHU flow to 12%) Resid SF CZ10 Vint03 |  | System | Residential | 26-SFM-ResidentialSingleFamily-SP_COOL | 0 |  |  |  |  | 106.2381 | 120 | 0 | 0 | 0 | -13.7619 | 234.764 |  | kWh | 0.17708 | 21.4199 | Residential |  | Winter Only | [5 empty] | 18 | 0.78 |  |  |  | 0.5 | 1 | 0 | 0 | 0 | 0 | 0 | 0 | 0 | 0 | 0 | 0 | 2009 Qtr 1: 0; 2009 Qtr 2: 0; 2009 Qtr 3: 0; 2009 Qtr 4: 1; 2010 Qtr 1: 0; 2010 Qtr 2: 0; 2010 Qtr 3: 0; 2010 Qtr 4: 0; 2011 Qtr 1: 0; 2011 Qtr 2: 0; 2011 Qtr 3: 0; 2011 Qtr 4: 0 | 1
0 | 267009-Duct Sealing (Total Leakage Reduced from 40% of AHU flow to 12%) Resid SF CZ10 Vint03 |  | System | Residential | 26-SFM-ResidentialSingleFamily-SP_COOL | 0 |  |  |  |  | 106.2381 | 182 | 0 | 0 | 0 | -75.7619 | 234.764 |  | kWh | 0.17708 | 21.4199 | Residential |  | Winter Only | [5 empty] | 18 | 0.78 |  |  |  | 0.5 | 1 | 0 | 0 | 0 | 0 | 0 | 0 | 0 | 0 | 0 | 0 | 2009 Qtr 1: 0; 2009 Qtr 2: 0; 2009 Qtr 3: 0; 2009 Qtr 4: 1; 2010 Qtr 1: 0; 2010 Qtr 2: 0; 2010 Qtr 3: 0; 2010 Qtr 4: 0; 2011 Qtr 1: 0; 2011 Qtr 2: 0; 2011 Qtr 3: 0; 2011 Qtr 4: 0 | 1
0 | 267032-High Refrigerant Charge Adjustment (>= ±20% rated charge) Resid MF CZ10 Vint03 |  | System | Residential | 13-MFM-ResidentialMulti-family-SP_COOL | 0 |  |  |  |  | 66.33 | 79.5 | 0 | 0 | 0 | -13.17 | 195.15 |  | kWh | 0.21338 | -0.15765 | Residential |  | Winter Only | [5 empty] | 10 | 0.78 |  |  |  | 1 | 1 | 0 | 0 | 0 | 0 | 0 | 0 | 0 | 0 | 0 | 0 | 2009 Qtr 1: 0; 2009 Qtr 2: 0; 2009 Qtr 3: 0; 2009 Qtr 4: 1; 2010 Qtr 1: 0; 2010 Qtr 2: 0; 2010 Qtr 3: 0; 2010 Qtr 4: 0; 2011 Qtr 1: 0; 2011 Qtr 2: 0; 2011 Qtr 3: 0; 2011 Qtr 4: 0 | 1
0 | 267042-Residential Condensor Coil Cleaning Resid MF CZ10 VintAll |  | System | Residential | 13-MFM-ResidentialMulti-family-SP_COOL | 0 |  |  |  |  | 50 | 50 | 0 | 0 | 0 | 0 | 180 |  | kWh | 0.2376 | 0 | Residential | [7 empty] | 3 | 0.78 |  |  |  | 1 | 1 | 0 | 0 | 0 | 0 | 0 | 0 | 0 | 0 | 0 | 0 | 2009 Qtr 1: 0; 2009 Qtr 2: 0; 2009 Qtr 3: 0; 2009 Qtr 4: 1; 2010 Qtr 1: 0; 2010 Qtr 2: 0; 2010 Qtr 3: 0; 2010 Qtr 4: 0; 2011 Qtr 1: 0; 2011 Qtr 2: 0; 2011 Qtr 3: 0; 2011 Qtr 4: 0 | 1
0 | 267032-High Refrigerant Charge Adjustment (>= ±20% rated charge) Resid MF CZ10 Vint03 |  | System | Residential | 13-MFM-ResidentialMulti-family-SP_COOL | 0 |  |  |  |  | 66.33 | 79.5 | 0 | 0 | 0 | -13.17 | 195.15 |  | kWh | 0.21338 | -0.15765 | Residential |  | Winter Only | [5 empty] | 10 | 0.78 |  |  |  | 1 | 1 | 0 | 0 | 0 | 0 | 0 | 0 | 0 | 0 | 0 | 0 | 2009 Qtr 1: 0; 2009 Qtr 2: 0; 2009 Qtr 3: 0; 2009 Qtr 4: 1; 2010 Qtr 1: 0; 2010 Qtr 2: 0; 2010 Qtr 3: 0; 2010 Qtr 4: 0; 2011 Qtr 1: 0; 2011 Qtr 2: 0; 2011 Qtr 3: 0; 2011 Qtr 4: 0 | 1
0 | 267042-Residential Condensor Coil Cleaning Resid MF CZ10 VintAll |  | System | Residential | 13-MFM-ResidentialMulti-family-SP_COOL | 0 |  |  |  |  | 50 | 50 | 0 | 0 | 0 | 0 | 180 |  | kWh | 0.2376 | 0 | Residential | [7 empty] | 3 | 0.78 |  |  |  | 1 | 1 | 0 | 0 | 0 | 0 | 0 | 0 | 0 | 0 | 0 | 0 | 2009 Qtr 1: 0; 2009 Qtr 2: 0; 2009 Qtr 3: 0; 2009 Qtr 4: 1; 2010 Qtr 1: 0; 2010 Qtr 2: 0; 2010 Qtr 3: 0; 2010 Qtr 4: 0; 2011 Qtr 1: 0; 2011 Qtr 2: 0; 2011 Qtr 3: 0; 2011 Qtr 4: 0 | 1
0 | 267033-High Refrigerant Charge Adjustment (>= ±20% rated charge) Resid MF CZ10 Vint04 |  | System | Residential | 13-MFM-ResidentialMulti-family-SP_COOL | 0 |  |  |  |  | 66.33 | 53 | 0 | 0 | 0 | 13.33 | 171.246 |  | kWh | 0.22612 | -0.10521 | Residential |  | Winter Only | [5 empty] | 10 | 0.78 |  |  |  | 1 | 2 | 0 | 0 | 0 | 0 | 0 | 0 | 0 | 0 | 0 | 0 | 2009 Qtr 1: 0; 2009 Qtr 2: 0; 2009 Qtr 3: 0; 2009 Qtr 4: 2; 2010 Qtr 1: 0; 2010 Qtr 2: 0; 2010 Qtr 3: 0; 2010 Qtr 4: 0; 2011 Qtr 1: 0; 2011 Qtr 2: 0; 2011 Qtr 3: 0; 2011 Qtr 4: 0 | 2
0 | 267042-Residential Condensor Coil Cleaning Resid MF CZ10 VintAll |  | System | Residential | 13-MFM-ResidentialMulti-family-SP_COOL | 0 |  |  |  |  | 50 | 50 | 0 | 0 | 0 | 0 | 180 |  | kWh | 0.2376 | 0 | Residential | [7 empty] | 3 | 0.78 |  |  |  | 1 | 1 | 0 | 0 | 0 | 0 | 0 | 0 | 0 | 0 | 0 | 0 | 2009 Qtr 1: 0; 2009 Qtr 2: 0; 2009 Qtr 3: 0; 2009 Qtr 4: 1; 2010 Qtr 1: 0; 2010 Qtr 2: 0; 2010 Qtr 3: 0; 2010 Qtr 4: 0; 2011 Qtr 1: 0; 2011 Qtr 2: 0; 2011 Qtr 3: 0; 2011 Qtr 4: 0 | 1
0 | 267032-High Refrigerant Charge Adjustment (>= ±20% rated charge) Resid MF CZ10 Vint03 |  | System | Residential | 13-MFM-ResidentialMulti-family-SP_COOL | 0 |  |  |  |  | 66.33 | 79.5 | 0 | 0 | 0 | -13.17 | 195.15 |  | kWh | 0.21338 | -0.15765 | Residential |  | Winter Only | [5 empty] | 10 | 0.78 |  |  |  | 1 | 1 | 0 | 0 | 0 | 0 | 0 | 0 | 0 | 0 | 0 | 0 | 2009 Qtr 1: 0; 2009 Qtr 2: 0; 2009 Qtr 3: 0; 2009 Qtr 4: 1; 2010 Qtr 1: 0; 2010 Qtr 2: 0; 2010 Qtr 3: 0; 2010 Qtr 4: 0; 2011 Qtr 1: 0; 2011 Qtr 2: 0; 2011 Qtr 3: 0; 2011 Qtr 4: 0 | 1
0 | 267042-Residential Condensor Coil Cleaning Resid MF CZ10 VintAll |  | System | Residential | 13-MFM-ResidentialMulti-family-SP_COOL | 0 |  |  |  |  | 50 | 50 | 0 | 0 | 0 | 0 | 180 |  | kWh | 0.2376 | 0 | Residential | [7 empty] | 3 | 0.78 |  |  |  | 1 | 1 | 0 | 0 | 0 | 0 | 0 | 0 | 0 | 0 | 0 | 0 | 2009 Qtr 1: 0; 2009 Qtr 2: 0; 2009 Qtr 3: 0; 2009 Qtr 4: 1; 2010 Qtr 1: 0; 2010 Qtr 2: 0; 2010 Qtr 3: 0; 2010 Qtr 4: 0; 2011 Qtr 1: 0; 2011 Qtr 2: 0; 2011 Qtr 3: 0; 2011 Qtr 4: 0 | 1
0 | 267034-High Refrigerant Charge Adjustment (>= ±20% rated charge) Resid MF CZ10 Vint05 |  | System | Residential | 13-MFM-ResidentialMulti-family-SP_COOL | 0 |  |  |  |  | 66.33 | 79.5 | 0 | 0 | 0 | -13.17 | 140.383 |  | kWh | 0.19848 | -0.066812 | Residential |  | Winter Only | [5 empty] | 10 | 0.78 |  |  |  | 1 | 1 | 0 | 0 | 0 | 0 | 0 | 0 | 0 | 0 | 0 | 0 | 2009 Qtr 1: 0; 2009 Qtr 2: 0; 2009 Qtr 3: 0; 2009 Qtr 4: 1; 2010 Qtr 1: 0; 2010 Qtr 2: 0; 2010 Qtr 3: 0; 2010 Qtr 4: 0; 2011 Qtr 1: 0; 2011 Qtr 2: 0; 2011 Qtr 3: 0; 2011 Qtr 4: 0 | 1
0 | 267042-Residential Condensor Coil Cleaning Resid MF CZ10 VintAll |  | System | Residential | 13-MFM-ResidentialMulti-family-SP_COOL | 0 |  |  |  |  | 50 | 50 | 0 | 0 | 0 | 0 | 180 |  | kWh | 0.2376 | 0 | Residential | [7 empty] | 3 | 0.78 |  |  |  | 1 | 1 | 0 | 0 | 0 | 0 | 0 | 0 | 0 | 0 | 0 | 0 | 2009 Qtr 1: 0; 2009 Qtr 2: 0; 2009 Qtr 3: 0; 2009 Qtr 4: 1; 2010 Qtr 1: 0; 2010 Qtr 2: 0; 2010 Qtr 3: 0; 2010 Qtr 4: 0; 2011 Qtr 1: 0; 2011 Qtr 2: 0; 2011 Qtr 3: 0; 2011 Qtr 4: 0 | 1
0 | 267033-High Refrigerant Charge Adjustment (>= ±20% rated charge) Resid MF CZ10 Vint04 |  | System | Residential | 13-MFM-ResidentialMulti-family-SP_COOL | 0 |  |  |  |  | 66.33 | 79.5 | 0 | 0 | 0 | -13.17 | 171.246 |  | kWh | 0.22612 | -0.10521 | Residential |  | Winter Only | [5 empty] | 10 | 0.78 |  |  |  | 1 | 1 | 0 | 0 | 0 | 0 | 0 | 0 | 0 | 0 | 0 | 0 | 2009 Qtr 1: 0; 2009 Qtr 2: 0; 2009 Qtr 3: 0; 2009 Qtr 4: 1; 2010 Qtr 1: 0; 2010 Qtr 2: 0; 2010 Qtr 3: 0; 2010 Qtr 4: 0; 2011 Qtr 1: 0; 2011 Qtr 2: 0; 2011 Qtr 3: 0; 2011 Qtr 4: 0 | 1
0 | 267042-Residential Condensor Coil Cleaning Resid MF CZ10 VintAll |  | System | Residential | 13-MFM-ResidentialMulti-family-SP_COOL | 0 |  |  |  |  | 50 | 50 | 0 | 0 | 0 | 0 | 180 |  | kWh | 0.2376 | 0 | Residential | [7 empty] | 3 | 0.78 |  |  |  | 1 | 1 | 0 | 0 | 0 | 0 | 0 | 0 | 0 | 0 | 0 | 0 | 2009 Qtr 1: 0; 2009 Qtr 2: 0; 2009 Qtr 3: 0; 2009 Qtr 4: 1; 2010 Qtr 1: 0; 2010 Qtr 2: 0; 2010 Qtr 3: 0; 2010 Qtr 4: 0; 2011 Qtr 1: 0; 2011 Qtr 2: 0; 2011 Qtr 3: 0; 2011 Qtr 4: 0 | 1
0 | 267032-High Refrigerant Charge Adjustment (>= ±20% rated charge) Resid MF CZ10 Vint03 |  | System | Residential | 13-MFM-ResidentialMulti-family-SP_COOL | 0 |  |  |  |  | 66.33 | 79.5 | 0 | 0 | 0 | -13.17 | 195.15 |  | kWh | 0.21338 | -0.15765 | Residential |  | Winter Only | [5 empty] | 10 | 0.78 |  |  |  | 1 | 1 | 0 | 0 | 0 | 0 | 0 | 0 | 0 | 0 | 0 | 0 | 2009 Qtr 1: 0; 2009 Qtr 2: 0; 2009 Qtr 3: 0; 2009 Qtr 4: 1; 2010 Qtr 1: 0; 2010 Qtr 2: 0; 2010 Qtr 3: 0; 2010 Qtr 4: 0; 2011 Qtr 1: 0; 2011 Qtr 2: 0; 2011 Qtr 3: 0; 2011 Qtr 4: 0 | 1
0 | 267042-Residential Condensor Coil Cleaning Resid MF CZ10 VintAll |  | System | Residential | 13-MFM-ResidentialMulti-family-SP_COOL | 0 |  |  |  |  | 50 | 50 | 0 | 0 | 0 | 0 | 180 |  | kWh | 0.2376 | 0 | Residential | [7 empty] | 3 | 0.78 |  |  |  | 1 | 1 | 0 | 0 | 0 | 0 | 0 | 0 | 0 | 0 | 0 | 0 | 2009 Qtr 1: 0; 2009 Qtr 2: 0; 2009 Qtr 3: 0; 2009 Qtr 4: 1; 2010 Qtr 1: 0; 2010 Qtr 2: 0; 2010 Qtr 3: 0; 2010 Qtr 4: 0; 2011 Qtr 1: 0; 2011 Qtr 2: 0; 2011 Qtr 3: 0; 2011 Qtr 4: 0 | 1
0 | 267035-High Refrigerant Charge Adjustment (>= ±20% rated charge) Resid MF CZ10 Vint01 |  | System | Residential | 13-MFM-ResidentialMulti-family-SP_COOL | 0 |  |  |  |  | 66.33 | 53 | 0 | 0 | 0 | 13.33 | 120.504 |  | kWh | 0.19741 | -0.037108 | Residential |  | Winter Only | [5 empty] | 10 | 0.78 |  |  |  | 1 | 2 | 0 | 0 | 0 | 0 | 0 | 0 | 0 | 0 | 0 | 0 | 2009 Qtr 1: 0; 2009 Qtr 2: 0; 2009 Qtr 3: 0; 2009 Qtr 4: 2; 2010 Qtr 1: 0; 2010 Qtr 2: 0; 2010 Qtr 3: 0; 2010 Qtr 4: 0; 2011 Qtr 1: 0; 2011 Qtr 2: 0; 2011 Qtr 3: 0; 2011 Qtr 4: 0 | 2
0 | 267042-Residential Condensor Coil Cleaning Resid MF CZ10 VintAll |  | System | Residential | 13-MFM-ResidentialMulti-family-SP_COOL | 0 |  |  |  |  | 50 | 50 | 0 | 0 | 0 | 0 | 180 |  | kWh | 0.2376 | 0 | Residential | [7 empty] | 3 | 0.78 |  |  |  | 1 | 1 | 0 | 0 | 0 | 0 | 0 | 0 | 0 | 0 | 0 | 0 | 2009 Qtr 1: 0; 2009 Qtr 2: 0; 2009 Qtr 3: 0; 2009 Qtr 4: 1; 2010 Qtr 1: 0; 2010 Qtr 2: 0; 2010 Qtr 3: 0; 2010 Qtr 4: 0; 2011 Qtr 1: 0; 2011 Qtr 2: 0; 2011 Qtr 3: 0; 2011 Qtr 4: 0 | 1
0 | 267042-Residential Condensor Coil Cleaning Resid MF CZ10 VintAll |  | System | Residential | 13-MFM-ResidentialMulti-family-SP_COOL | 0 |  |  |  |  | 50 | 50 | 0 | 0 | 0 | 0 | 180 |  | kWh | 0.2376 | 0 | Residential | [7 empty] | 3 | 0.78 |  |  |  | 1 | 1 | 0 | 0 | 0 | 0 | 0 | 0 | 0 | 0 | 0 | 0 | 2009 Qtr 1: 0; 2009 Qtr 2: 0; 2009 Qtr 3: 0; 2009 Qtr 4: 1; 2010 Qtr 1: 0; 2010 Qtr 2: 0; 2010 Qtr 3: 0; 2010 Qtr 4: 0; 2011 Qtr 1: 0; 2011 Qtr 2: 0; 2011 Qtr 3: 0; 2011 Qtr 4: 0 | 1
0 | 267033-High Refrigerant Charge Adjustment (>= ±20% rated charge) Resid MF CZ10 Vint04 |  | System | Residential | 13-MFM-ResidentialMulti-family-SP_COOL | 0 |  |  |  |  | 66.33 | 53 | 0 | 0 | 0 | 13.33 | 171.246 |  | kWh | 0.22612 | -0.10521 | Residential |  | Winter Only | [5 empty] | 10 | 0.78 |  |  |  | 1 | 2 | 0 | 0 | 0 | 0 | 0 | 0 | 0 | 0 | 0 | 0 | 2009 Qtr 1: 0; 2009 Qtr 2: 0; 2009 Qtr 3: 0; 2009 Qtr 4: 2; 2010 Qtr 1: 0; 2010 Qtr 2: 0; 2010 Qtr 3: 0; 2010 Qtr 4: 0; 2011 Qtr 1: 0; 2011 Qtr 2: 0; 2011 Qtr 3: 0; 2011 Qtr 4: 0 | 2
0 | 267042-Residential Condensor Coil Cleaning Resid MF CZ10 VintAll |  | System | Residential | 13-MFM-ResidentialMulti-family-SP_COOL | 0 |  |  |  |  | 50 | 50 | 0 | 0 | 0 | 0 | 180 |  | kWh | 0.2376 | 0 | Residential | [7 empty] | 3 | 0.78 |  |  |  | 1 | 1 | 0 | 0 | 0 | 0 | 0 | 0 | 0 | 0 | 0 | 0 | 2009 Qtr 1: 0; 2009 Qtr 2: 0; 2009 Qtr 3: 0; 2009 Qtr 4: 1; 2010 Qtr 1: 0; 2010 Qtr 2: 0; 2010 Qtr 3: 0; 2010 Qtr 4: 0; 2011 Qtr 1: 0; 2011 Qtr 2: 0; 2011 Qtr 3: 0; 2011 Qtr 4: 0 | 1
0 | 267032-High Refrigerant Charge Adjustment (>= ±20% rated charge) Resid MF CZ10 Vint03 |  | System | Residential | 13-MFM-ResidentialMulti-family-SP_COOL | 0 |  |  |  |  | 66.33 | 53 | 0 | 0 | 0 | 13.33 | 195.15 |  | kWh | 0.21338 | -0.15765 | Residential |  | Winter Only | [5 empty] | 10 | 0.78 |  |  |  | 1 | 2 | 0 | 0 | 0 | 0 | 0 | 0 | 0 | 0 | 0 | 0 | 2009 Qtr 1: 0; 2009 Qtr 2: 0; 2009 Qtr 3: 0; 2009 Qtr 4: 2; 2010 Qtr 1: 0; 2010 Qtr 2: 0; 2010 Qtr 3: 0; 2010 Qtr 4: 0; 2011 Qtr 1: 0; 2011 Qtr 2: 0; 2011 Qtr 3: 0; 2011 Qtr 4: 0 | 2
0 | 267042-Residential Condensor Coil Cleaning Resid MF CZ10 VintAll |  | System | Residential | 13-MFM-ResidentialMulti-family-SP_COOL | 0 |  |  |  |  | 50 | 50 | 0 | 0 | 0 | 0 | 180 |  | kWh | 0.2376 | 0 | Residential | [7 empty] | 3 | 0.78 |  |  |  | 1 | 1 | 0 | 0 | 0 | 0 | 0 | 0 | 0 | 0 | 0 | 0 | 2009 Qtr 1: 0; 2009 Qtr 2: 0; 2009 Qtr 3: 0; 2009 Qtr 4: 1; 2010 Qtr 1: 0; 2010 Qtr 2: 0; 2010 Qtr 3: 0; 2010 Qtr 4: 0; 2011 Qtr 1: 0; 2011 Qtr 2: 0; 2011 Qtr 3: 0; 2011 Qtr 4: 0 | 1
0 | 267033-High Refrigerant Charge Adjustment (>= ±20% rated charge) Resid MF CZ10 Vint04 |  | System | Residential | 13-MFM-ResidentialMulti-family-SP_COOL | 0 |  |  |  |  | 66.33 | 79.5 | 0 | 0 | 0 | -13.17 | 171.246 |  | kWh | 0.22612 | -0.10521 | Residential |  | Winter Only | [5 empty] | 10 | 0.78 |  |  |  | 1 | 1 | 0 | 0 | 0 | 0 | 0 | 0 | 0 | 0 | 0 | 0 | 2009 Qtr 1: 0; 2009 Qtr 2: 0; 2009 Qtr 3: 0; 2009 Qtr 4: 1; 2010 Qtr 1: 0; 2010 Qtr 2: 0; 2010 Qtr 3: 0; 2010 Qtr 4: 0; 2011 Qtr 1: 0; 2011 Qtr 2: 0; 2011 Qtr 3: 0; 2011 Qtr 4: 0 | 1
0 | 267042-Residential Condensor Coil Cleaning Resid MF CZ10 VintAll |  | System | Residential | 13-MFM-ResidentialMulti-family-SP_COOL | 0 |  |  |  |  | 50 | 50 | 0 | 0 | 0 | 0 | 180 |  | kWh | 0.2376 | 0 | Residential | [7 empty] | 3 | 0.78 |  |  |  | 1 | 1 | 0 | 0 | 0 | 0 | 0 | 0 | 0 | 0 | 0 | 0 | 2009 Qtr 1: 0; 2009 Qtr 2: 0; 2009 Qtr 3: 0; 2009 Qtr 4: 1; 2010 Qtr 1: 0; 2010 Qtr 2: 0; 2010 Qtr 3: 0; 2010 Qtr 4: 0; 2011 Qtr 1: 0; 2011 Qtr 2: 0; 2011 Qtr 3: 0; 2011 Qtr 4: 0 | 1
0 | 267033-High Refrigerant Charge Adjustment (>= ±20% rated charge) Resid MF CZ10 Vint04 |  | System | Residential | 13-MFM-ResidentialMulti-family-SP_COOL | 0 |  |  |  |  | 66.33 | 53 | 0 | 0 | 0 | 13.33 | 171.246 |  | kWh | 0.22612 | -0.10521 | Residential |  | Winter Only | [5 empty] | 10 | 0.78 |  |  |  | 1 | 2 | 0 | 0 | 0 | 0 | 0 | 0 | 0 | 0 | 0 | 0 | 2009 Qtr 1: 0; 2009 Qtr 2: 0; 2009 Qtr 3: 0; 2009 Qtr 4: 2; 2010 Qtr 1: 0; 2010 Qtr 2: 0; 2010 Qtr 3: 0; 2010 Qtr 4: 0; 2011 Qtr 1: 0; 2011 Qtr 2: 0; 2011 Qtr 3: 0; 2011 Qtr 4: 0 | 2
0 | 267042-Residential Condensor Coil Cleaning Resid MF CZ10 VintAll |  | System | Residential | 13-MFM-ResidentialMulti-family-SP_COOL | 0 |  |  |  |  | 50 | 50 | 0 | 0 | 0 | 0 | 180 |  | kWh | 0.2376 | 0 | Residential | [7 empty] | 3 | 0.78 |  |  |  | 1 | 1 | 0 | 0 | 0 | 0 | 0 | 0 | 0 | 0 | 0 | 0 | 2009 Qtr 1: 0; 2009 Qtr 2: 0; 2009 Qtr 3: 0; 2009 Qtr 4: 1; 2010 Qtr 1: 0; 2010 Qtr 2: 0; 2010 Qtr 3: 0; 2010 Qtr 4: 0; 2011 Qtr 1: 0; 2011 Qtr 2: 0; 2011 Qtr 3: 0; 2011 Qtr 4: 0 | 1
0 | 267034-High Refrigerant Charge Adjustment (>= ±20% rated charge) Resid MF CZ10 Vint05 |  | System | Residential | 13-MFM-ResidentialMulti-family-SP_COOL | 0 |  |  |  |  | 66.33 | 53 | 0 | 0 | 0 | 13.33 | 140.383 |  | kWh | 0.19848 | -0.066812 | Residential |  | Winter Only | [5 empty] | 10 | 0.78 |  |  |  | 1 | 2 | 0 | 0 | 0 | 0 | 0 | 0 | 0 | 0 | 0 | 0 | 2009 Qtr 1: 0; 2009 Qtr 2: 0; 2009 Qtr 3: 0; 2009 Qtr 4: 2; 2010 Qtr 1: 0; 2010 Qtr 2: 0; 2010 Qtr 3: 0; 2010 Qtr 4: 0; 2011 Qtr 1: 0; 2011 Qtr 2: 0; 2011 Qtr 3: 0; 2011 Qtr 4: 0 | 2
0 | 267042-Residential Condensor Coil Cleaning Resid MF CZ10 VintAll |  | System | Residential | 13-MFM-ResidentialMulti-family-SP_COOL | 0 |  |  |  |  | 50 | 50 | 0 | 0 | 0 | 0 | 180 |  | kWh | 0.2376 | 0 | Residential | [7 empty] | 3 | 0.78 |  |  |  | 1 | 1 | 0 | 0 | 0 | 0 | 0 | 0 | 0 | 0 | 0 | 0 | 2009 Qtr 1: 0; 2009 Qtr 2: 0; 2009 Qtr 3: 0; 2009 Qtr 4: 1; 2010 Qtr 1: 0; 2010 Qtr 2: 0; 2010 Qtr 3: 0; 2010 Qtr 4: 0; 2011 Qtr 1: 0; 2011 Qtr 2: 0; 2011 Qtr 3: 0; 2011 Qtr 4: 0 | 1
0 | 267032-High Refrigerant Charge Adjustment (>= ±20% rated charge) Resid MF CZ10 Vint03 |  | System | Residential | 13-MFM-ResidentialMulti-family-SP_COOL | 0 |  |  |  |  | 66.33 | 79.5 | 0 | 0 | 0 | -13.17 | 195.15 |  | kWh | 0.21338 | -0.15765 | Residential |  | Winter Only | [5 empty] | 10 | 0.78 |  |  |  | 1 | 1 | 0 | 0 | 0 | 0 | 0 | 0 | 0 | 0 | 0 | 0 | 2009 Qtr 1: 0; 2009 Qtr 2: 0; 2009 Qtr 3: 0; 2009 Qtr 4: 1; 2010 Qtr 1: 0; 2010 Qtr 2: 0; 2010 Qtr 3: 0; 2010 Qtr 4: 0; 2011 Qtr 1: 0; 2011 Qtr 2: 0; 2011 Qtr 3: 0; 2011 Qtr 4: 0 | 1
0 | 267042-Residential Condensor Coil Cleaning Resid MF CZ10 VintAll |  | System | Residential | 13-MFM-ResidentialMulti-family-SP_COOL | 0 |  |  |  |  | 50 | 50 | 0 | 0 | 0 | 0 | 180 |  | kWh | 0.2376 | 0 | Residential | [7 empty] | 3 | 0.78 |  |  |  | 1 | 1 | 0 | 0 | 0 | 0 | 0 | 0 | 0 | 0 | 0 | 0 | 2009 Qtr 1: 0; 2009 Qtr 2: 0; 2009 Qtr 3: 0; 2009 Qtr 4: 1; 2010 Qtr 1: 0; 2010 Qtr 2: 0; 2010 Qtr 3: 0; 2010 Qtr 4: 0; 2011 Qtr 1: 0; 2011 Qtr 2: 0; 2011 Qtr 3: 0; 2011 Qtr 4: 0 | 1
0 | 267032-High Refrigerant Charge Adjustment (>= ±20% rated charge) Resid MF CZ10 Vint03 |  | System | Residential | 13-MFM-ResidentialMulti-family-SP_COOL | 0 |  |  |  |  | 66.33 | 53 | 0 | 0 | 0 | 13.33 | 195.15 |  | kWh | 0.21338 | -0.15765 | Residential |  | Winter Only | [5 empty] | 10 | 0.78 |  |  |  | 1 | 2 | 0 | 0 | 0 | 0 | 0 | 0 | 0 | 0 | 0 | 0 | 2009 Qtr 1: 0; 2009 Qtr 2: 0; 2009 Qtr 3: 0; 2009 Qtr 4: 2; 2010 Qtr 1: 0; 2010 Qtr 2: 0; 2010 Qtr 3: 0; 2010 Qtr 4: 0; 2011 Qtr 1: 0; 2011 Qtr 2: 0; 2011 Qtr 3: 0; 2011 Qtr 4: 0 | 2
0 | 267042-Residential Condensor Coil Cleaning Resid MF CZ10 VintAll |  | System | Residential | 13-MFM-ResidentialMulti-family-SP_COOL | 0 |  |  |  |  | 50 | 50 | 0 | 0 | 0 | 0 | 180 |  | kWh | 0.2376 | 0 | Residential | [7 empty] | 3 | 0.78 |  |  |  | 1 | 1 | 0 | 0 | 0 | 0 | 0 | 0 | 0 | 0 | 0 | 0 | 2009 Qtr 1: 0; 2009 Qtr 2: 0; 2009 Qtr 3: 0; 2009 Qtr 4: 1; 2010 Qtr 1: 0; 2010 Qtr 2: 0; 2010 Qtr 3: 0; 2010 Qtr 4: 0; 2011 Qtr 1: 0; 2011 Qtr 2: 0; 2011 Qtr 3: 0; 2011 Qtr 4: 0 | 1
0 | 267033-High Refrigerant Charge Adjustment (>= ±20% rated charge) Resid MF CZ10 Vint04 |  | System | Residential | 13-MFM-ResidentialMulti-family-SP_COOL | 0 |  |  |  |  | 66.33 | 79.5 | 0 | 0 | 0 | -13.17 | 171.246 |  | kWh | 0.22612 | -0.10521 | Residential |  | Winter Only | [5 empty] | 10 | 0.78 |  |  |  | 1 | 1 | 0 | 0 | 0 | 0 | 0 | 0 | 0 | 0 | 0 | 0 | 2009 Qtr 1: 0; 2009 Qtr 2: 0; 2009 Qtr 3: 0; 2009 Qtr 4: 1; 2010 Qtr 1: 0; 2010 Qtr 2: 0; 2010 Qtr 3: 0; 2010 Qtr 4: 0; 2011 Qtr 1: 0; 2011 Qtr 2: 0; 2011 Qtr 3: 0; 2011 Qtr 4: 0 | 1
0 | 267042-Residential Condensor Coil Cleaning Resid MF CZ10 VintAll |  | System | Residential | 13-MFM-ResidentialMulti-family-SP_COOL | 0 |  |  |  |  | 50 | 50 | 0 | 0 | 0 | 0 | 180 |  | kWh | 0.2376 | 0 | Residential | [7 empty] | 3 | 0.78 |  |  |  | 1 | 1 | 0 | 0 | 0 | 0 | 0 | 0 | 0 | 0 | 0 | 0 | 2009 Qtr 1: 0; 2009 Qtr 2: 0; 2009 Qtr 3: 0; 2009 Qtr 4: 1; 2010 Qtr 1: 0; 2010 Qtr 2: 0; 2010 Qtr 3: 0; 2010 Qtr 4: 0; 2011 Qtr 1: 0; 2011 Qtr 2: 0; 2011 Qtr 3: 0; 2011 Qtr 4: 0 | 1
0 | 267033-High Refrigerant Charge Adjustment (>= ±20% rated charge) Resid MF CZ10 Vint04 |  | System | Residential | 13-MFM-ResidentialMulti-family-SP_COOL | 0 |  |  |  |  | 66.33 | 53 | 0 | 0 | 0 | 13.33 | 171.246 |  | kWh | 0.22612 | -0.10521 | Residential |  | Winter Only | [5 empty] | 10 | 0.78 |  |  |  | 1 | 2 | 0 | 0 | 0 | 0 | 0 | 0 | 0 | 0 | 0 | 0 | 2009 Qtr 1: 0; 2009 Qtr 2: 0; 2009 Qtr 3: 0; 2009 Qtr 4: 2; 2010 Qtr 1: 0; 2010 Qtr 2: 0; 2010 Qtr 3: 0; 2010 Qtr 4: 0; 2011 Qtr 1: 0; 2011 Qtr 2: 0; 2011 Qtr 3: 0; 2011 Qtr 4: 0 | 2
0 | 267042-Residential Condensor Coil Cleaning Resid MF CZ10 VintAll |  | System | Residential | 13-MFM-ResidentialMulti-family-SP_COOL | 0 |  |  |  |  | 50 | 50 | 0 | 0 | 0 | 0 | 180 |  | kWh | 0.2376 | 0 | Residential | [7 empty] | 3 | 0.78 |  |  |  | 1 | 1 | 0 | 0 | 0 | 0 | 0 | 0 | 0 | 0 | 0 | 0 | 2009 Qtr 1: 0; 2009 Qtr 2: 0; 2009 Qtr 3: 0; 2009 Qtr 4: 1; 2010 Qtr 1: 0; 2010 Qtr 2: 0; 2010 Qtr 3: 0; 2010 Qtr 4: 0; 2011 Qtr 1: 0; 2011 Qtr 2: 0; 2011 Qtr 3: 0; 2011 Qtr 4: 0 | 1
0 | 267035-High Refrigerant Charge Adjustment (>= ±20% rated charge) Resid MF CZ10 Vint01 |  | System | Residential | 13-MFM-ResidentialMulti-family-SP_COOL | 0 |  |  |  |  | 66.33 | 79.5 | 0 | 0 | 0 | -13.17 | 120.504 |  | kWh | 0.19741 | -0.037108 | Residential |  | Winter Only | [5 empty] | 10 | 0.78 |  |  |  | 1 | 1 | 0 | 0 | 0 | 0 | 0 | 0 | 0 | 0 | 0 | 0 | 2009 Qtr 1: 0; 2009 Qtr 2: 0; 2009 Qtr 3: 0; 2009 Qtr 4: 1; 2010 Qtr 1: 0; 2010 Qtr 2: 0; 2010 Qtr 3: 0; 2010 Qtr 4: 0; 2011 Qtr 1: 0; 2011 Qtr 2: 0; 2011 Qtr 3: 0; 2011 Qtr 4: 0 | 1
0 | 267042-Residential Condensor Coil Cleaning Resid MF CZ10 VintAll |  | System | Residential | 13-MFM-ResidentialMulti-family-SP_COOL | 0 |  |  |  |  | 50 | 50 | 0 | 0 | 0 | 0 | 180 |  | kWh | 0.2376 | 0 | Residential | [7 empty] | 3 | 0.78 |  |  |  | 1 | 1 | 0 | 0 | 0 | 0 | 0 | 0 | 0 | 0 | 0 | 0 | 2009 Qtr 1: 0; 2009 Qtr 2: 0; 2009 Qtr 3: 0; 2009 Qtr 4: 1; 2010 Qtr 1: 0; 2010 Qtr 2: 0; 2010 Qtr 3: 0; 2010 Qtr 4: 0; 2011 Qtr 1: 0; 2011 Qtr 2: 0; 2011 Qtr 3: 0; 2011 Qtr 4: 0 | 1
0 | 267033-High Refrigerant Charge Adjustment (>= ±20% rated charge) Resid MF CZ10 Vint04 |  | System | Residential | 13-MFM-ResidentialMulti-family-SP_COOL | 0 |  |  |  |  | 66.33 | 79.5 | 0 | 0 | 0 | -13.17 | 171.246 |  | kWh | 0.22612 | -0.10521 | Residential |  | Winter Only | [5 empty] | 10 | 0.78 |  |  |  | 1 | 1 | 0 | 0 | 0 | 0 | 0 | 0 | 0 | 0 | 0 | 0 | 2009 Qtr 1: 0; 2009 Qtr 2: 0; 2009 Qtr 3: 0; 2009 Qtr 4: 1; 2010 Qtr 1: 0; 2010 Qtr 2: 0; 2010 Qtr 3: 0; 2010 Qtr 4: 0; 2011 Qtr 1: 0; 2011 Qtr 2: 0; 2011 Qtr 3: 0; 2011 Qtr 4: 0 | 1
0 | 267042-Residential Condensor Coil Cleaning Resid MF CZ10 VintAll |  | System | Residential | 13-MFM-ResidentialMulti-family-SP_COOL | 0 |  |  |  |  | 50 | 50 | 0 | 0 | 0 | 0 | 180 |  | kWh | 0.2376 | 0 | Residential | [7 empty] | 3 | 0.78 |  |  |  | 1 | 1 | 0 | 0 | 0 | 0 | 0 | 0 | 0 | 0 | 0 | 0 | 2009 Qtr 1: 0; 2009 Qtr 2: 0; 2009 Qtr 3: 0; 2009 Qtr 4: 1; 2010 Qtr 1: 0; 2010 Qtr 2: 0; 2010 Qtr 3: 0; 2010 Qtr 4: 0; 2011 Qtr 1: 0; 2011 Qtr 2: 0; 2011 Qtr 3: 0; 2011 Qtr 4: 0 | 1
0 | 267034-High Refrigerant Charge Adjustment (>= ±20% rated charge) Resid MF CZ10 Vint05 |  | System | Residential | 13-MFM-ResidentialMulti-family-SP_COOL | 0 |  |  |  |  | 66.33 | 79.5 | 0 | 0 | 0 | -13.17 | 140.383 |  | kWh | 0.19848 | -0.066812 | Residential |  | Winter Only | [5 empty] | 10 | 0.78 |  |  |  | 1 | 1 | 0 | 0 | 0 | 0 | 0 | 0 | 0 | 0 | 0 | 0 | 2009 Qtr 1: 0; 2009 Qtr 2: 0; 2009 Qtr 3: 0; 2009 Qtr 4: 1; 2010 Qtr 1: 0; 2010 Qtr 2: 0; 2010 Qtr 3: 0; 2010 Qtr 4: 0; 2011 Qtr 1: 0; 2011 Qtr 2: 0; 2011 Qtr 3: 0; 2011 Qtr 4: 0 | 1
0 | 267042-Residential Condensor Coil Cleaning Resid MF CZ10 VintAll |  | System | Residential | 13-MFM-ResidentialMulti-family-SP_COOL | 0 |  |  |  |  | 50 | 50 | 0 | 0 | 0 | 0 | 180 |  | kWh | 0.2376 | 0 | Residential | [7 empty] | 3 | 0.78 |  |  |  | 1 | 1 | 0 | 0 | 0 | 0 | 0 | 0 | 0 | 0 | 0 | 0 | 2009 Qtr 1: 0; 2009 Qtr 2: 0; 2009 Qtr 3: 0; 2009 Qtr 4: 1; 2010 Qtr 1: 0; 2010 Qtr 2: 0; 2010 Qtr 3: 0; 2010 Qtr 4: 0; 2011 Qtr 1: 0; 2011 Qtr 2: 0; 2011 Qtr 3: 0; 2011 Qtr 4: 0 | 1
0 | 267035-High Refrigerant Charge Adjustment (>= ±20% rated charge) Resid MF CZ10 Vint01 |  | System | Residential | 13-MFM-ResidentialMulti-family-SP_COOL | 0 |  |  |  |  | 66.33 | 53 | 0 | 0 | 0 | 13.33 | 120.504 |  | kWh | 0.19741 | -0.037108 | Residential |  | Winter Only | [5 empty] | 10 | 0.78 |  |  |  | 1 | 2 | 0 | 0 | 0 | 0 | 0 | 0 | 0 | 0 | 0 | 0 | 2009 Qtr 1: 0; 2009 Qtr 2: 0; 2009 Qtr 3: 0; 2009 Qtr 4: 2; 2010 Qtr 1: 0; 2010 Qtr 2: 0; 2010 Qtr 3: 0; 2010 Qtr 4: 0; 2011 Qtr 1: 0; 2011 Qtr 2: 0; 2011 Qtr 3: 0; 2011 Qtr 4: 0 | 2
0 | 267042-Residential Condensor Coil Cleaning Resid MF CZ10 VintAll |  | System | Residential | 13-MFM-ResidentialMulti-family-SP_COOL | 0 |  |  |  |  | 50 | 50 | 0 | 0 | 0 | 0 | 180 |  | kWh | 0.2376 | 0 | Residential | [7 empty] | 3 | 0.78 |  |  |  | 1 | 1 | 0 | 0 | 0 | 0 | 0 | 0 | 0 | 0 | 0 | 0 | 2009 Qtr 1: 0; 2009 Qtr 2: 0; 2009 Qtr 3: 0; 2009 Qtr 4: 1; 2010 Qtr 1: 0; 2010 Qtr 2: 0; 2010 Qtr 3: 0; 2010 Qtr 4: 0; 2011 Qtr 1: 0; 2011 Qtr 2: 0; 2011 Qtr 3: 0; 2011 Qtr 4: 0 | 1
0 | 267032-High Refrigerant Charge Adjustment (>= ±20% rated charge) Resid MF CZ10 Vint03 |  | System | Residential | 13-MFM-ResidentialMulti-family-SP_COOL | 0 |  |  |  |  | 66.33 | 79.5 | 0 | 0 | 0 | -13.17 | 195.15 |  | kWh | 0.21338 | -0.15765 | Residential |  | Winter Only | [5 empty] | 10 | 0.78 |  |  |  | 1 | 1 | 0 | 0 | 0 | 0 | 0 | 0 | 0 | 0 | 0 | 0 | 2009 Qtr 1: 0; 2009 Qtr 2: 0; 2009 Qtr 3: 0; 2009 Qtr 4: 1; 2010 Qtr 1: 0; 2010 Qtr 2: 0; 2010 Qtr 3: 0; 2010 Qtr 4: 0; 2011 Qtr 1: 0; 2011 Qtr 2: 0; 2011 Qtr 3: 0; 2011 Qtr 4: 0 | 1
0 | 267042-Residential Condensor Coil Cleaning Resid MF CZ10 VintAll |  | System | Residential | 13-MFM-ResidentialMulti-family-SP_COOL | 0 |  |  |  |  | 50 | 50 | 0 | 0 | 0 | 0 | 180 |  | kWh | 0.2376 | 0 | Residential | [7 empty] | 3 | 0.78 |  |  |  | 1 | 1 | 0 | 0 | 0 | 0 | 0 | 0 | 0 | 0 | 0 | 0 | 2009 Qtr 1: 0; 2009 Qtr 2: 0; 2009 Qtr 3: 0; 2009 Qtr 4: 1; 2010 Qtr 1: 0; 2010 Qtr 2: 0; 2010 Qtr 3: 0; 2010 Qtr 4: 0; 2011 Qtr 1: 0; 2011 Qtr 2: 0; 2011 Qtr 3: 0; 2011 Qtr 4: 0 | 1
0 | 267033-High Refrigerant Charge Adjustment (>= ±20% rated charge) Resid MF CZ10 Vint04 |  | System | Residential | 13-MFM-ResidentialMulti-family-SP_COOL | 0 |  |  |  |  | 66.33 | 53 | 0 | 0 | 0 | 13.33 | 171.246 |  | kWh | 0.22612 | -0.10521 | Residential |  | Winter Only | [5 empty] | 10 | 0.78 |  |  |  | 1 | 2 | 0 | 0 | 0 | 0 | 0 | 0 | 0 | 0 | 0 | 0 | 2009 Qtr 1: 0; 2009 Qtr 2: 0; 2009 Qtr 3: 0; 2009 Qtr 4: 2; 2010 Qtr 1: 0; 2010 Qtr 2: 0; 2010 Qtr 3: 0; 2010 Qtr 4: 0; 2011 Qtr 1: 0; 2011 Qtr 2: 0; 2011 Qtr 3: 0; 2011 Qtr 4: 0 | 2
0 | 267042-Residential Condensor Coil Cleaning Resid MF CZ10 VintAll |  | System | Residential | 13-MFM-ResidentialMulti-family-SP_COOL | 0 |  |  |  |  | 50 | 50 | 0 | 0 | 0 | 0 | 180 |  | kWh | 0.2376 | 0 | Residential | [7 empty] | 3 | 0.78 |  |  |  | 1 | 1 | 0 | 0 | 0 | 0 | 0 | 0 | 0 | 0 | 0 | 0 | 2009 Qtr 1: 0; 2009 Qtr 2: 0; 2009 Qtr 3: 0; 2009 Qtr 4: 1; 2010 Qtr 1: 0; 2010 Qtr 2: 0; 2010 Qtr 3: 0; 2010 Qtr 4: 0; 2011 Qtr 1: 0; 2011 Qtr 2: 0; 2011 Qtr 3: 0; 2011 Qtr 4: 0 | 1
0 | 267032-High Refrigerant Charge Adjustment (>= ±20% rated charge) Resid MF CZ10 Vint03 |  | System | Residential | 13-MFM-ResidentialMulti-family-SP_COOL | 0 |  |  |  |  | 66.33 | 79.5 | 0 | 0 | 0 | -13.17 | 195.15 |  | kWh | 0.21338 | -0.15765 | Residential |  | Winter Only | [5 empty] | 10 | 0.78 |  |  |  | 1 | 1 | 0 | 0 | 0 | 0 | 0 | 0 | 0 | 0 | 0 | 0 | 2009 Qtr 1: 0; 2009 Qtr 2: 0; 2009 Qtr 3: 0; 2009 Qtr 4: 1; 2010 Qtr 1: 0; 2010 Qtr 2: 0; 2010 Qtr 3: 0; 2010 Qtr 4: 0; 2011 Qtr 1: 0; 2011 Qtr 2: 0; 2011 Qtr 3: 0; 2011 Qtr 4: 0 | 1
0 | 267042-Residential Condensor Coil Cleaning Resid MF CZ10 VintAll |  | System | Residential | 13-MFM-ResidentialMulti-family-SP_COOL | 0 |  |  |  |  | 50 | 50 | 0 | 0 | 0 | 0 | 180 |  | kWh | 0.2376 | 0 | Residential | [7 empty] | 3 | 0.78 |  |  |  | 1 | 1 | 0 | 0 | 0 | 0 | 0 | 0 | 0 | 0 | 0 | 0 | 2009 Qtr 1: 0; 2009 Qtr 2: 0; 2009 Qtr 3: 0; 2009 Qtr 4: 1; 2010 Qtr 1: 0; 2010 Qtr 2: 0; 2010 Qtr 3: 0; 2010 Qtr 4: 0; 2011 Qtr 1: 0; 2011 Qtr 2: 0; 2011 Qtr 3: 0; 2011 Qtr 4: 0 | 1
0 | 267033-High Refrigerant Charge Adjustment (>= ±20% rated charge) Resid MF CZ10 Vint04 |  | System | Residential | 13-MFM-ResidentialMulti-family-SP_COOL | 0 |  |  |  |  | 66.33 | 53 | 0 | 0 | 0 | 13.33 | 171.246 |  | kWh | 0.22612 | -0.10521 | Residential |  | Winter Only | [5 empty] | 10 | 0.78 |  |  |  | 1 | 2 | 0 | 0 | 0 | 0 | 0 | 0 | 0 | 0 | 0 | 0 | 2009 Qtr 1: 0; 2009 Qtr 2: 0; 2009 Qtr 3: 0; 2009 Qtr 4: 2; 2010 Qtr 1: 0; 2010 Qtr 2: 0; 2010 Qtr 3: 0; 2010 Qtr 4: 0; 2011 Qtr 1: 0; 2011 Qtr 2: 0; 2011 Qtr 3: 0; 2011 Qtr 4: 0 | 2
0 | 267042-Residential Condensor Coil Cleaning Resid MF CZ10 VintAll |  | System | Residential | 13-MFM-ResidentialMulti-family-SP_COOL | 0 |  |  |  |  | 50 | 50 | 0 | 0 | 0 | 0 | 180 |  | kWh | 0.2376 | 0 | Residential | [7 empty] | 3 | 0.78 |  |  |  | 1 | 1 | 0 | 0 | 0 | 0 | 0 | 0 | 0 | 0 | 0 | 0 | 2009 Qtr 1: 0; 2009 Qtr 2: 0; 2009 Qtr 3: 0; 2009 Qtr 4: 1; 2010 Qtr 1: 0; 2010 Qtr 2: 0; 2010 Qtr 3: 0; 2010 Qtr 4: 0; 2011 Qtr 1: 0; 2011 Qtr 2: 0; 2011 Qtr 3: 0; 2011 Qtr 4: 0 | 1
0 | 267033-High Refrigerant Charge Adjustment (>= ±20% rated charge) Resid MF CZ10 Vint04 |  | System | Residential | 13-MFM-ResidentialMulti-family-SP_COOL | 0 |  |  |  |  | 66.33 | 53 | 0 | 0 | 0 | 13.33 | 171.246 |  | kWh | 0.22612 | -0.10521 | Residential |  | Winter Only | [5 empty] | 10 | 0.78 |  |  |  | 1 | 2 | 0 | 0 | 0 | 0 | 0 | 0 | 0 | 0 | 0 | 0 | 2009 Qtr 1: 0; 2009 Qtr 2: 0; 2009 Qtr 3: 0; 2009 Qtr 4: 2; 2010 Qtr 1: 0; 2010 Qtr 2: 0; 2010 Qtr 3: 0; 2010 Qtr 4: 0; 2011 Qtr 1: 0; 2011 Qtr 2: 0; 2011 Qtr 3: 0; 2011 Qtr 4: 0 | 2
0 | 267042-Residential Condensor Coil Cleaning Resid MF CZ10 VintAll |  | System | Residential | 13-MFM-ResidentialMulti-family-SP_COOL | 0 |  |  |  |  | 50 | 50 | 0 | 0 | 0 | 0 | 180 |  | kWh | 0.2376 | 0 | Residential | [7 empty] | 3 | 0.78 |  |  |  | 1 | 1 | 0 | 0 | 0 | 0 | 0 | 0 | 0 | 0 | 0 | 0 | 2009 Qtr 1: 0; 2009 Qtr 2: 0; 2009 Qtr 3: 0; 2009 Qtr 4: 1; 2010 Qtr 1: 0; 2010 Qtr 2: 0; 2010 Qtr 3: 0; 2010 Qtr 4: 0; 2011 Qtr 1: 0; 2011 Qtr 2: 0; 2011 Qtr 3: 0; 2011 Qtr 4: 0 | 1
0 | 267032-High Refrigerant Charge Adjustment (>= ±20% rated charge) Resid MF CZ10 Vint03 |  | System | Residential | 13-MFM-ResidentialMulti-family-SP_COOL | 0 |  |  |  |  | 66.33 | 53 | 0 | 0 | 0 | 13.33 | 195.15 |  | kWh | 0.21338 | -0.15765 | Residential |  | Winter Only | [5 empty] | 10 | 0.78 |  |  |  | 1 | 2 | 0 | 0 | 0 | 0 | 0 | 0 | 0 | 0 | 0 | 0 | 2009 Qtr 1: 0; 2009 Qtr 2: 0; 2009 Qtr 3: 0; 2009 Qtr 4: 2; 2010 Qtr 1: 0; 2010 Qtr 2: 0; 2010 Qtr 3: 0; 2010 Qtr 4: 0; 2011 Qtr 1: 0; 2011 Qtr 2: 0; 2011 Qtr 3: 0; 2011 Qtr 4: 0 | 2
0 | 267042-Residential Condensor Coil Cleaning Resid MF CZ10 VintAll |  | System | Residential | 13-MFM-ResidentialMulti-family-SP_COOL | 0 |  |  |  |  | 50 | 50 | 0 | 0 | 0 | 0 | 180 |  | kWh | 0.2376 | 0 | Residential | [7 empty] | 3 | 0.78 |  |  |  | 1 | 1 | 0 | 0 | 0 | 0 | 0 | 0 | 0 | 0 | 0 | 0 | 2009 Qtr 1: 0; 2009 Qtr 2: 0; 2009 Qtr 3: 0; 2009 Qtr 4: 1; 2010 Qtr 1: 0; 2010 Qtr 2: 0; 2010 Qtr 3: 0; 2010 Qtr 4: 0; 2011 Qtr 1: 0; 2011 Qtr 2: 0; 2011 Qtr 3: 0; 2011 Qtr 4: 0 | 1
0 | 267032-High Refrigerant Charge Adjustment (>= ±20% rated charge) Resid MF CZ10 Vint03 |  | System | Residential | 13-MFM-ResidentialMulti-family-SP_COOL | 0 |  |  |  |  | 66.33 | 53 | 0 | 0 | 0 | 13.33 | 195.15 |  | kWh | 0.21338 | -0.15765 | Residential |  | Winter Only | [5 empty] | 10 | 0.78 |  |  |  | 1 | 2 | 0 | 0 | 0 | 0 | 0 | 0 | 0 | 0 | 0 | 0 | 2009 Qtr 1: 0; 2009 Qtr 2: 0; 2009 Qtr 3: 0; 2009 Qtr 4: 2; 2010 Qtr 1: 0; 2010 Qtr 2: 0; 2010 Qtr 3: 0; 2010 Qtr 4: 0; 2011 Qtr 1: 0; 2011 Qtr 2: 0; 2011 Qtr 3: 0; 2011 Qtr 4: 0 | 2
0 | 267042-Residential Condensor Coil Cleaning Resid MF CZ10 VintAll |  | System | Residential | 13-MFM-ResidentialMulti-family-SP_COOL | 0 |  |  |  |  | 50 | 50 | 0 | 0 | 0 | 0 | 180 |  | kWh | 0.2376 | 0 | Residential | [7 empty] | 3 | 0.78 |  |  |  | 1 | 1 | 0 | 0 | 0 | 0 | 0 | 0 | 0 | 0 | 0 | 0 | 2009 Qtr 1: 0; 2009 Qtr 2: 0; 2009 Qtr 3: 0; 2009 Qtr 4: 1; 2010 Qtr 1: 0; 2010 Qtr 2: 0; 2010 Qtr 3: 0; 2010 Qtr 4: 0; 2011 Qtr 1: 0; 2011 Qtr 2: 0; 2011 Qtr 3: 0; 2011 Qtr 4: 0 | 1
0 | 267033-High Refrigerant Charge Adjustment (>= ±20% rated charge) Resid MF CZ10 Vint04 |  | System | Residential | 13-MFM-ResidentialMulti-family-SP_COOL | 0 |  |  |  |  | 66.33 | 53 | 0 | 0 | 0 | 13.33 | 171.246 |  | kWh | 0.22612 | -0.10521 | Residential |  | Winter Only | [5 empty] | 10 | 0.78 |  |  |  | 1 | 2 | 0 | 0 | 0 | 0 | 0 | 0 | 0 | 0 | 0 | 0 | 2009 Qtr 1: 0; 2009 Qtr 2: 0; 2009 Qtr 3: 0; 2009 Qtr 4: 2; 2010 Qtr 1: 0; 2010 Qtr 2: 0; 2010 Qtr 3: 0; 2010 Qtr 4: 0; 2011 Qtr 1: 0; 2011 Qtr 2: 0; 2011 Qtr 3: 0; 2011 Qtr 4: 0 | 2
0 | 267042-Residential Condensor Coil Cleaning Resid MF CZ10 VintAll |  | System | Residential | 13-MFM-ResidentialMulti-family-SP_COOL | 0 |  |  |  |  | 50 | 50 | 0 | 0 | 0 | 0 | 180 |  | kWh | 0.2376 | 0 | Residential | [7 empty] | 3 | 0.78 |  |  |  | 1 | 1 | 0 | 0 | 0 | 0 | 0 | 0 | 0 | 0 | 0 | 0 | 2009 Qtr 1: 0; 2009 Qtr 2: 0; 2009 Qtr 3: 0; 2009 Qtr 4: 1; 2010 Qtr 1: 0; 2010 Qtr 2: 0; 2010 Qtr 3: 0; 2010 Qtr 4: 0; 2011 Qtr 1: 0; 2011 Qtr 2: 0; 2011 Qtr 3: 0; 2011 Qtr 4: 0 | 1
0 | 267034-High Refrigerant Charge Adjustment (>= ±20% rated charge) Resid MF CZ10 Vint05 |  | System | Residential | 13-MFM-ResidentialMulti-family-SP_COOL | 0 |  |  |  |  | 66.33 | 53 | 0 | 0 | 0 | 13.33 | 140.383 |  | kWh | 0.19848 | -0.066812 | Residential |  | Winter Only | [5 empty] | 10 | 0.78 |  |  |  | 1 | 2 | 0 | 0 | 0 | 0 | 0 | 0 | 0 | 0 | 0 | 0 | 2009 Qtr 1: 0; 2009 Qtr 2: 0; 2009 Qtr 3: 0; 2009 Qtr 4: 2; 2010 Qtr 1: 0; 2010 Qtr 2: 0; 2010 Qtr 3: 0; 2010 Qtr 4: 0; 2011 Qtr 1: 0; 2011 Qtr 2: 0; 2011 Qtr 3: 0; 2011 Qtr 4: 0 | 2
0 | 267042-Residential Condensor Coil Cleaning Resid MF CZ10 VintAll |  | System | Residential | 13-MFM-ResidentialMulti-family-SP_COOL | 0 |  |  |  |  | 50 | 50 | 0 | 0 | 0 | 0 | 180 |  | kWh | 0.2376 | 0 | Residential | [7 empty] | 3 | 0.78 |  |  |  | 1 | 1 | 0 | 0 | 0 | 0 | 0 | 0 | 0 | 0 | 0 | 0 | 2009 Qtr 1: 0; 2009 Qtr 2: 0; 2009 Qtr 3: 0; 2009 Qtr 4: 1; 2010 Qtr 1: 0; 2010 Qtr 2: 0; 2010 Qtr 3: 0; 2010 Qtr 4: 0; 2011 Qtr 1: 0; 2011 Qtr 2: 0; 2011 Qtr 3: 0; 2011 Qtr 4: 0 | 1
0 | 267033-High Refrigerant Charge Adjustment (>= ±20% rated charge) Resid MF CZ10 Vint04 |  | System | Residential | 13-MFM-ResidentialMulti-family-SP_COOL | 0 |  |  |  |  | 66.33 | 79.5 | 0 | 0 | 0 | -13.17 | 171.246 |  | kWh | 0.22612 | -0.10521 | Residential |  | Winter Only | [5 empty] | 10 | 0.78 |  |  |  | 1 | 1 | 0 | 0 | 0 | 0 | 0 | 0 | 0 | 0 | 0 | 0 | 2009 Qtr 1: 0; 2009 Qtr 2: 0; 2009 Qtr 3: 0; 2009 Qtr 4: 1; 2010 Qtr 1: 0; 2010 Qtr 2: 0; 2010 Qtr 3: 0; 2010 Qtr 4: 0; 2011 Qtr 1: 0; 2011 Qtr 2: 0; 2011 Qtr 3: 0; 2011 Qtr 4: 0 | 1
0 | 267042-Residential Condensor Coil Cleaning Resid MF CZ10 VintAll |  | System | Residential | 13-MFM-ResidentialMulti-family-SP_COOL | 0 |  |  |  |  | 50 | 50 | 0 | 0 | 0 | 0 | 180 |  | kWh | 0.2376 | 0 | Residential | [7 empty] | 3 | 0.78 |  |  |  | 1 | 1 | 0 | 0 | 0 | 0 | 0 | 0 | 0 | 0 | 0 | 0 | 2009 Qtr 1: 0; 2009 Qtr 2: 0; 2009 Qtr 3: 0; 2009 Qtr 4: 1; 2010 Qtr 1: 0; 2010 Qtr 2: 0; 2010 Qtr 3: 0; 2010 Qtr 4: 0; 2011 Qtr 1: 0; 2011 Qtr 2: 0; 2011 Qtr 3: 0; 2011 Qtr 4: 0 | 1
0 | 267035-High Refrigerant Charge Adjustment (>= ±20% rated charge) Resid MF CZ10 Vint01 |  | System | Residential | 13-MFM-ResidentialMulti-family-SP_COOL | 0 |  |  |  |  | 66.33 | 53 | 0 | 0 | 0 | 13.33 | 120.504 |  | kWh | 0.19741 | -0.037108 | Residential |  | Winter Only | [5 empty] | 10 | 0.78 |  |  |  | 1 | 2 | 0 | 0 | 0 | 0 | 0 | 0 | 0 | 0 | 0 | 0 | 2009 Qtr 1: 0; 2009 Qtr 2: 0; 2009 Qtr 3: 0; 2009 Qtr 4: 2; 2010 Qtr 1: 0; 2010 Qtr 2: 0; 2010 Qtr 3: 0; 2010 Qtr 4: 0; 2011 Qtr 1: 0; 2011 Qtr 2: 0; 2011 Qtr 3: 0; 2011 Qtr 4: 0 | 2
0 | 267042-Residential Condensor Coil Cleaning Resid MF CZ10 VintAll |  | System | Residential | 13-MFM-ResidentialMulti-family-SP_COOL | 0 |  |  |  |  | 50 | 50 | 0 | 0 | 0 | 0 | 180 |  | kWh | 0.2376 | 0 | Residential | [7 empty] | 3 | 0.78 |  |  |  | 1 | 1 | 0 | 0 | 0 | 0 | 0 | 0 | 0 | 0 | 0 | 0 | 2009 Qtr 1: 0; 2009 Qtr 2: 0; 2009 Qtr 3: 0; 2009 Qtr 4: 1; 2010 Qtr 1: 0; 2010 Qtr 2: 0; 2010 Qtr 3: 0; 2010 Qtr 4: 0; 2011 Qtr 1: 0; 2011 Qtr 2: 0; 2011 Qtr 3: 0; 2011 Qtr 4: 0 | 1
0 | 267033-High Refrigerant Charge Adjustment (>= ±20% rated charge) Resid MF CZ10 Vint04 |  | System | Residential | 13-MFM-ResidentialMulti-family-SP_COOL | 0 |  |  |  |  | 66.33 | 53 | 0 | 0 | 0 | 13.33 | 171.246 |  | kWh | 0.22612 | -0.10521 | Residential |  | Winter Only | [5 empty] | 10 | 0.78 |  |  |  | 1 | 2 | 0 | 0 | 0 | 0 | 0 | 0 | 0 | 0 | 0 | 0 | 2009 Qtr 1: 0; 2009 Qtr 2: 0; 2009 Qtr 3: 0; 2009 Qtr 4: 2; 2010 Qtr 1: 0; 2010 Qtr 2: 0; 2010 Qtr 3: 0; 2010 Qtr 4: 0; 2011 Qtr 1: 0; 2011 Qtr 2: 0; 2011 Qtr 3: 0; 2011 Qtr 4: 0 | 2
0 | 267042-Residential Condensor Coil Cleaning Resid MF CZ10 VintAll |  | System | Residential | 13-MFM-ResidentialMulti-family-SP_COOL | 0 |  |  |  |  | 50 | 50 | 0 | 0 | 0 | 0 | 180 |  | kWh | 0.2376 | 0 | Residential | [7 empty] | 3 | 0.78 |  |  |  | 1 | 1 | 0 | 0 | 0 | 0 | 0 | 0 | 0 | 0 | 0 | 0 | 2009 Qtr 1: 0; 2009 Qtr 2: 0; 2009 Qtr 3: 0; 2009 Qtr 4: 1; 2010 Qtr 1: 0; 2010 Qtr 2: 0; 2010 Qtr 3: 0; 2010 Qtr 4: 0; 2011 Qtr 1: 0; 2011 Qtr 2: 0; 2011 Qtr 3: 0; 2011 Qtr 4: 0 | 1
0 | 267034-High Refrigerant Charge Adjustment (>= ±20% rated charge) Resid MF CZ10 Vint05 |  | System | Residential | 13-MFM-ResidentialMulti-family-SP_COOL | 0 |  |  |  |  | 66.33 | 53 | 0 | 0 | 0 | 13.33 | 140.383 |  | kWh | 0.19848 | -0.066812 | Residential |  | Winter Only | [5 empty] | 10 | 0.78 |  |  |  | 1 | 2 | 0 | 0 | 0 | 0 | 0 | 0 | 0 | 0 | 0 | 0 | 2009 Qtr 1: 0; 2009 Qtr 2: 0; 2009 Qtr 3: 0; 2009 Qtr 4: 2; 2010 Qtr 1: 0; 2010 Qtr 2: 0; 2010 Qtr 3: 0; 2010 Qtr 4: 0; 2011 Qtr 1: 0; 2011 Qtr 2: 0; 2011 Qtr 3: 0; 2011 Qtr 4: 0 | 2
0 | 267042-Residential Condensor Coil Cleaning Resid MF CZ10 VintAll |  | System | Residential | 13-MFM-ResidentialMulti-family-SP_COOL | 0 |  |  |  |  | 50 | 50 | 0 | 0 | 0 | 0 | 180 |  | kWh | 0.2376 | 0 | Residential | [7 empty] | 3 | 0.78 |  |  |  | 1 | 1 | 0 | 0 | 0 | 0 | 0 | 0 | 0 | 0 | 0 | 0 | 2009 Qtr 1: 0; 2009 Qtr 2: 0; 2009 Qtr 3: 0; 2009 Qtr 4: 1; 2010 Qtr 1: 0; 2010 Qtr 2: 0; 2010 Qtr 3: 0; 2010 Qtr 4: 0; 2011 Qtr 1: 0; 2011 Qtr 2: 0; 2011 Qtr 3: 0; 2011 Qtr 4: 0 | 1
0 | 267034-High Refrigerant Charge Adjustment (>= ±20% rated charge) Resid MF CZ10 Vint05 |  | System | Residential | 13-MFM-ResidentialMulti-family-SP_COOL | 0 |  |  |  |  | 66.33 | 53 | 0 | 0 | 0 | 13.33 | 140.383 |  | kWh | 0.19848 | -0.066812 | Residential |  | Winter Only | [5 empty] | 10 | 0.78 |  |  |  | 1 | 2 | 0 | 0 | 0 | 0 | 0 | 0 | 0 | 0 | 0 | 0 | 2009 Qtr 1: 0; 2009 Qtr 2: 0; 2009 Qtr 3: 0; 2009 Qtr 4: 2; 2010 Qtr 1: 0; 2010 Qtr 2: 0; 2010 Qtr 3: 0; 2010 Qtr 4: 0; 2011 Qtr 1: 0; 2011 Qtr 2: 0; 2011 Qtr 3: 0; 2011 Qtr 4: 0 | 2
0 | 267042-Residential Condensor Coil Cleaning Resid MF CZ10 VintAll |  | System | Residential | 13-MFM-ResidentialMulti-family-SP_COOL | 0 |  |  |  |  | 50 | 50 | 0 | 0 | 0 | 0 | 180 |  | kWh | 0.2376 | 0 | Residential | [7 empty] | 3 | 0.78 |  |  |  | 1 | 1 | 0 | 0 | 0 | 0 | 0 | 0 | 0 | 0 | 0 | 0 | 2009 Qtr 1: 0; 2009 Qtr 2: 0; 2009 Qtr 3: 0; 2009 Qtr 4: 1; 2010 Qtr 1: 0; 2010 Qtr 2: 0; 2010 Qtr 3: 0; 2010 Qtr 4: 0; 2011 Qtr 1: 0; 2011 Qtr 2: 0; 2011 Qtr 3: 0; 2011 Qtr 4: 0 | 1
0 | 267035-High Refrigerant Charge Adjustment (>= ±20% rated charge) Resid MF CZ10 Vint01 |  | System | Residential | 13-MFM-ResidentialMulti-family-SP_COOL | 0 |  |  |  |  | 66.33 | 53 | 0 | 0 | 0 | 13.33 | 120.504 |  | kWh | 0.19741 | -0.037108 | Residential |  | Winter Only | [5 empty] | 10 | 0.78 |  |  |  | 1 | 2 | 0 | 0 | 0 | 0 | 0 | 0 | 0 | 0 | 0 | 0 | 2009 Qtr 1: 0; 2009 Qtr 2: 0; 2009 Qtr 3: 0; 2009 Qtr 4: 2; 2010 Qtr 1: 0; 2010 Qtr 2: 0; 2010 Qtr 3: 0; 2010 Qtr 4: 0; 2011 Qtr 1: 0; 2011 Qtr 2: 0; 2011 Qtr 3: 0; 2011 Qtr 4: 0 | 2
0 | 267042-Residential Condensor Coil Cleaning Resid MF CZ10 VintAll |  | System | Residential | 13-MFM-ResidentialMulti-family-SP_COOL | 0 |  |  |  |  | 50 | 50 | 0 | 0 | 0 | 0 | 180 |  | kWh | 0.2376 | 0 | Residential | [7 empty] | 3 | 0.78 |  |  |  | 1 | 1 | 0 | 0 | 0 | 0 | 0 | 0 | 0 | 0 | 0 | 0 | 2009 Qtr 1: 0; 2009 Qtr 2: 0; 2009 Qtr 3: 0; 2009 Qtr 4: 1; 2010 Qtr 1: 0; 2010 Qtr 2: 0; 2010 Qtr 3: 0; 2010 Qtr 4: 0; 2011 Qtr 1: 0; 2011 Qtr 2: 0; 2011 Qtr 3: 0; 2011 Qtr 4: 0 | 1
0 | 267032-High Refrigerant Charge Adjustment (>= ±20% rated charge) Resid MF CZ10 Vint03 |  | System | Residential | 13-MFM-ResidentialMulti-family-SP_COOL | 0 |  |  |  |  | 66.33 | 79.5 | 0 | 0 | 0 | -13.17 | 195.15 |  | kWh | 0.21338 | -0.15765 | Residential |  | Winter Only | [5 empty] | 10 | 0.78 |  |  |  | 1 | 1 | 0 | 0 | 0 | 0 | 0 | 0 | 0 | 0 | 0 | 0 | 2009 Qtr 1: 0; 2009 Qtr 2: 0; 2009 Qtr 3: 0; 2009 Qtr 4: 1; 2010 Qtr 1: 0; 2010 Qtr 2: 0; 2010 Qtr 3: 0; 2010 Qtr 4: 0; 2011 Qtr 1: 0; 2011 Qtr 2: 0; 2011 Qtr 3: 0; 2011 Qtr 4: 0 | 1
0 | 267042-Residential Condensor Coil Cleaning Resid MF CZ10 VintAll |  | System | Residential | 13-MFM-ResidentialMulti-family-SP_COOL | 0 |  |  |  |  | 50 | 50 | 0 | 0 | 0 | 0 | 180 |  | kWh | 0.2376 | 0 | Residential | [7 empty] | 3 | 0.78 |  |  |  | 1 | 1 | 0 | 0 | 0 | 0 | 0 | 0 | 0 | 0 | 0 | 0 | 2009 Qtr 1: 0; 2009 Qtr 2: 0; 2009 Qtr 3: 0; 2009 Qtr 4: 1; 2010 Qtr 1: 0; 2010 Qtr 2: 0; 2010 Qtr 3: 0; 2010 Qtr 4: 0; 2011 Qtr 1: 0; 2011 Qtr 2: 0; 2011 Qtr 3: 0; 2011 Qtr 4: 0 | 1
0 | 267035-High Refrigerant Charge Adjustment (>= ±20% rated charge) Resid MF CZ10 Vint01 |  | System | Residential | 13-MFM-ResidentialMulti-family-SP_COOL | 0 |  |  |  |  | 66.33 | 53 | 0 | 0 | 0 | 13.33 | 120.504 |  | kWh | 0.19741 | -0.037108 | Residential |  | Winter Only | [5 empty] | 10 | 0.78 |  |  |  | 1 | 2 | 0 | 0 | 0 | 0 | 0 | 0 | 0 | 0 | 0 | 0 | 2009 Qtr 1: 0; 2009 Qtr 2: 0; 2009 Qtr 3: 0; 2009 Qtr 4: 2; 2010 Qtr 1: 0; 2010 Qtr 2: 0; 2010 Qtr 3: 0; 2010 Qtr 4: 0; 2011 Qtr 1: 0; 2011 Qtr 2: 0; 2011 Qtr 3: 0; 2011 Qtr 4: 0 | 2
0 | 267042-Residential Condensor Coil Cleaning Resid MF CZ10 VintAll |  | System | Residential | 13-MFM-ResidentialMulti-family-SP_COOL | 0 |  |  |  |  | 50 | 50 | 0 | 0 | 0 | 0 | 180 |  | kWh | 0.2376 | 0 | Residential | [7 empty] | 3 | 0.78 |  |  |  | 1 | 1 | 0 | 0 | 0 | 0 | 0 | 0 | 0 | 0 | 0 | 0 | 2009 Qtr 1: 0; 2009 Qtr 2: 0; 2009 Qtr 3: 0; 2009 Qtr 4: 1; 2010 Qtr 1: 0; 2010 Qtr 2: 0; 2010 Qtr 3: 0; 2010 Qtr 4: 0; 2011 Qtr 1: 0; 2011 Qtr 2: 0; 2011 Qtr 3: 0; 2011 Qtr 4: 0 | 1
0 | 267033-High Refrigerant Charge Adjustment (>= ±20% rated charge) Resid MF CZ10 Vint04 |  | System | Residential | 13-MFM-ResidentialMulti-family-SP_COOL | 0 |  |  |  |  | 66.33 | 53 | 0 | 0 | 0 | 13.33 | 171.246 |  | kWh | 0.22612 | -0.10521 | Residential |  | Winter Only | [5 empty] | 10 | 0.78 |  |  |  | 1 | 2 | 0 | 0 | 0 | 0 | 0 | 0 | 0 | 0 | 0 | 0 | 2009 Qtr 1: 0; 2009 Qtr 2: 0; 2009 Qtr 3: 0; 2009 Qtr 4: 2; 2010 Qtr 1: 0; 2010 Qtr 2: 0; 2010 Qtr 3: 0; 2010 Qtr 4: 0; 2011 Qtr 1: 0; 2011 Qtr 2: 0; 2011 Qtr 3: 0; 2011 Qtr 4: 0 | 2
0 | 267042-Residential Condensor Coil Cleaning Resid MF CZ10 VintAll |  | System | Residential | 13-MFM-ResidentialMulti-family-SP_COOL | 0 |  |  |  |  | 50 | 50 | 0 | 0 | 0 | 0 | 180 |  | kWh | 0.2376 | 0 | Residential | [7 empty] | 3 | 0.78 |  |  |  | 1 | 1 | 0 | 0 | 0 | 0 | 0 | 0 | 0 | 0 | 0 | 0 | 2009 Qtr 1: 0; 2009 Qtr 2: 0; 2009 Qtr 3: 0; 2009 Qtr 4: 1; 2010 Qtr 1: 0; 2010 Qtr 2: 0; 2010 Qtr 3: 0; 2010 Qtr 4: 0; 2011 Qtr 1: 0; 2011 Qtr 2: 0; 2011 Qtr 3: 0; 2011 Qtr 4: 0 | 1
0 | 267033-High Refrigerant Charge Adjustment (>= ±20% rated charge) Resid MF CZ10 Vint04 |  | System | Residential | 13-MFM-ResidentialMulti-family-SP_COOL | 0 |  |  |  |  | 66.33 | 79.5 | 0 | 0 | 0 | -13.17 | 171.246 |  | kWh | 0.22612 | -0.10521 | Residential |  | Winter Only | [5 empty] | 10 | 0.78 |  |  |  | 1 | 1 | 0 | 0 | 0 | 0 | 0 | 0 | 0 | 0 | 0 | 0 | 2009 Qtr 1: 0; 2009 Qtr 2: 0; 2009 Qtr 3: 0; 2009 Qtr 4: 1; 2010 Qtr 1: 0; 2010 Qtr 2: 0; 2010 Qtr 3: 0; 2010 Qtr 4: 0; 2011 Qtr 1: 0; 2011 Qtr 2: 0; 2011 Qtr 3: 0; 2011 Qtr 4: 0 | 1
0 | 267042-Residential Condensor Coil Cleaning Resid MF CZ10 VintAll |  | System | Residential | 13-MFM-ResidentialMulti-family-SP_COOL | 0 |  |  |  |  | 50 | 50 | 0 | 0 | 0 | 0 | 180 |  | kWh | 0.2376 | 0 | Residential | [7 empty] | 3 | 0.78 |  |  |  | 1 | 1 | 0 | 0 | 0 | 0 | 0 | 0 | 0 | 0 | 0 | 0 | 2009 Qtr 1: 0; 2009 Qtr 2: 0; 2009 Qtr 3: 0; 2009 Qtr 4: 1; 2010 Qtr 1: 0; 2010 Qtr 2: 0; 2010 Qtr 3: 0; 2010 Qtr 4: 0; 2011 Qtr 1: 0; 2011 Qtr 2: 0; 2011 Qtr 3: 0; 2011 Qtr 4: 0 | 1
0 | 267032-High Refrigerant Charge Adjustment (>= ±20% rated charge) Resid MF CZ10 Vint03 |  | System | Residential | 13-MFM-ResidentialMulti-family-SP_COOL | 0 |  |  |  |  | 66.33 | 53 | 0 | 0 | 0 | 13.33 | 195.15 |  | kWh | 0.21338 | -0.15765 | Residential |  | Winter Only | [5 empty] | 10 | 0.78 |  |  |  | 1 | 2 | 0 | 0 | 0 | 0 | 0 | 0 | 0 | 0 | 0 | 0 | 2009 Qtr 1: 0; 2009 Qtr 2: 0; 2009 Qtr 3: 0; 2009 Qtr 4: 2; 2010 Qtr 1: 0; 2010 Qtr 2: 0; 2010 Qtr 3: 0; 2010 Qtr 4: 0; 2011 Qtr 1: 0; 2011 Qtr 2: 0; 2011 Qtr 3: 0; 2011 Qtr 4: 0 | 2
0 | 267042-Residential Condensor Coil Cleaning Resid MF CZ10 VintAll |  | System | Residential | 13-MFM-ResidentialMulti-family-SP_COOL | 0 |  |  |  |  | 50 | 50 | 0 | 0 | 0 | 0 | 180 |  | kWh | 0.2376 | 0 | Residential | [7 empty] | 3 | 0.78 |  |  |  | 1 | 1 | 0 | 0 | 0 | 0 | 0 | 0 | 0 | 0 | 0 | 0 | 2009 Qtr 1: 0; 2009 Qtr 2: 0; 2009 Qtr 3: 0; 2009 Qtr 4: 1; 2010 Qtr 1: 0; 2010 Qtr 2: 0; 2010 Qtr 3: 0; 2010 Qtr 4: 0; 2011 Qtr 1: 0; 2011 Qtr 2: 0; 2011 Qtr 3: 0; 2011 Qtr 4: 0 | 1
0 | 267033-High Refrigerant Charge Adjustment (>= ±20% rated charge) Resid MF CZ10 Vint04 |  | System | Residential | 13-MFM-ResidentialMulti-family-SP_COOL | 0 |  |  |  |  | 66.33 | 79.5 | 0 | 0 | 0 | -13.17 | 171.246 |  | kWh | 0.22612 | -0.10521 | Residential |  | Winter Only | [5 empty] | 10 | 0.78 |  |  |  | 1 | 1 | 0 | 0 | 0 | 0 | 0 | 0 | 0 | 0 | 0 | 0 | 2009 Qtr 1: 0; 2009 Qtr 2: 0; 2009 Qtr 3: 0; 2009 Qtr 4: 1; 2010 Qtr 1: 0; 2010 Qtr 2: 0; 2010 Qtr 3: 0; 2010 Qtr 4: 0; 2011 Qtr 1: 0; 2011 Qtr 2: 0; 2011 Qtr 3: 0; 2011 Qtr 4: 0 | 1
0 | 267042-Residential Condensor Coil Cleaning Resid MF CZ10 VintAll |  | System | Residential | 13-MFM-ResidentialMulti-family-SP_COOL | 0 |  |  |  |  | 50 | 50 | 0 | 0 | 0 | 0 | 180 |  | kWh | 0.2376 | 0 | Residential | [7 empty] | 3 | 0.78 |  |  |  | 1 | 1 | 0 | 0 | 0 | 0 | 0 | 0 | 0 | 0 | 0 | 0 | 2009 Qtr 1: 0; 2009 Qtr 2: 0; 2009 Qtr 3: 0; 2009 Qtr 4: 1; 2010 Qtr 1: 0; 2010 Qtr 2: 0; 2010 Qtr 3: 0; 2010 Qtr 4: 0; 2011 Qtr 1: 0; 2011 Qtr 2: 0; 2011 Qtr 3: 0; 2011 Qtr 4: 0 | 1
0 | 267033-High Refrigerant Charge Adjustment (>= ±20% rated charge) Resid MF CZ10 Vint04 |  | System | Residential | 13-MFM-ResidentialMulti-family-SP_COOL | 0 |  |  |  |  | 66.33 | 53 | 0 | 0 | 0 | 13.33 | 171.246 |  | kWh | 0.22612 | -0.10521 | Residential |  | Winter Only | [5 empty] | 10 | 0.78 |  |  |  | 1 | 2 | 0 | 0 | 0 | 0 | 0 | 0 | 0 | 0 | 0 | 0 | 2009 Qtr 1: 0; 2009 Qtr 2: 0; 2009 Qtr 3: 0; 2009 Qtr 4: 2; 2010 Qtr 1: 0; 2010 Qtr 2: 0; 2010 Qtr 3: 0; 2010 Qtr 4: 0; 2011 Qtr 1: 0; 2011 Qtr 2: 0; 2011 Qtr 3: 0; 2011 Qtr 4: 0 | 2
0 | 267042-Residential Condensor Coil Cleaning Resid MF CZ10 VintAll |  | System | Residential | 13-MFM-ResidentialMulti-family-SP_COOL | 0 |  |  |  |  | 50 | 50 | 0 | 0 | 0 | 0 | 180 |  | kWh | 0.2376 | 0 | Residential | [7 empty] | 3 | 0.78 |  |  |  | 1 | 1 | 0 | 0 | 0 | 0 | 0 | 0 | 0 | 0 | 0 | 0 | 2009 Qtr 1: 0; 2009 Qtr 2: 0; 2009 Qtr 3: 0; 2009 Qtr 4: 1; 2010 Qtr 1: 0; 2010 Qtr 2: 0; 2010 Qtr 3: 0; 2010 Qtr 4: 0; 2011 Qtr 1: 0; 2011 Qtr 2: 0; 2011 Qtr 3: 0; 2011 Qtr 4: 0 | 1
0 | 267033-High Refrigerant Charge Adjustment (>= ±20% rated charge) Resid MF CZ10 Vint04 |  | System | Residential | 13-MFM-ResidentialMulti-family-SP_COOL | 0 |  |  |  |  | 66.33 | 53 | 0 | 0 | 0 | 13.33 | 171.246 |  | kWh | 0.22612 | -0.10521 | Residential |  | Winter Only | [5 empty] | 10 | 0.78 |  |  |  | 1 | 2 | 0 | 0 | 0 | 0 | 0 | 0 | 0 | 0 | 0 | 0 | 2009 Qtr 1: 0; 2009 Qtr 2: 0; 2009 Qtr 3: 0; 2009 Qtr 4: 2; 2010 Qtr 1: 0; 2010 Qtr 2: 0; 2010 Qtr 3: 0; 2010 Qtr 4: 0; 2011 Qtr 1: 0; 2011 Qtr 2: 0; 2011 Qtr 3: 0; 2011 Qtr 4: 0 | 2
0 | 267042-Residential Condensor Coil Cleaning Resid MF CZ10 VintAll |  | System | Residential | 13-MFM-ResidentialMulti-family-SP_COOL | 0 |  |  |  |  | 50 | 50 | 0 | 0 | 0 | 0 | 180 |  | kWh | 0.2376 | 0 | Residential | [7 empty] | 3 | 0.78 |  |  |  | 1 | 1 | 0 | 0 | 0 | 0 | 0 | 0 | 0 | 0 | 0 | 0 | 2009 Qtr 1: 0; 2009 Qtr 2: 0; 2009 Qtr 3: 0; 2009 Qtr 4: 1; 2010 Qtr 1: 0; 2010 Qtr 2: 0; 2010 Qtr 3: 0; 2010 Qtr 4: 0; 2011 Qtr 1: 0; 2011 Qtr 2: 0; 2011 Qtr 3: 0; 2011 Qtr 4: 0 | 1
0 | 267033-High Refrigerant Charge Adjustment (>= ±20% rated charge) Resid MF CZ10 Vint04 |  | System | Residential | 13-MFM-ResidentialMulti-family-SP_COOL | 0 |  |  |  |  | 66.33 | 53 | 0 | 0 | 0 | 13.33 | 171.246 |  | kWh | 0.22612 | -0.10521 | Residential |  | Winter Only | [5 empty] | 10 | 0.78 |  |  |  | 1 | 2 | 0 | 0 | 0 | 0 | 0 | 0 | 0 | 0 | 0 | 0 | 2009 Qtr 1: 0; 2009 Qtr 2: 0; 2009 Qtr 3: 0; 2009 Qtr 4: 2; 2010 Qtr 1: 0; 2010 Qtr 2: 0; 2010 Qtr 3: 0; 2010 Qtr 4: 0; 2011 Qtr 1: 0; 2011 Qtr 2: 0; 2011 Qtr 3: 0; 2011 Qtr 4: 0 | 2
0 | 267042-Residential Condensor Coil Cleaning Resid MF CZ10 VintAll |  | System | Residential | 13-MFM-ResidentialMulti-family-SP_COOL | 0 |  |  |  |  | 50 | 50 | 0 | 0 | 0 | 0 | 180 |  | kWh | 0.2376 | 0 | Residential | [7 empty] | 3 | 0.78 |  |  |  | 1 | 1 | 0 | 0 | 0 | 0 | 0 | 0 | 0 | 0 | 0 | 0 | 2009 Qtr 1: 0; 2009 Qtr 2: 0; 2009 Qtr 3: 0; 2009 Qtr 4: 1; 2010 Qtr 1: 0; 2010 Qtr 2: 0; 2010 Qtr 3: 0; 2010 Qtr 4: 0; 2011 Qtr 1: 0; 2011 Qtr 2: 0; 2011 Qtr 3: 0; 2011 Qtr 4: 0 | 1
0 | 267034-High Refrigerant Charge Adjustment (>= ±20% rated charge) Resid MF CZ10 Vint05 |  | System | Residential | 13-MFM-ResidentialMulti-family-SP_COOL | 0 |  |  |  |  | 66.33 | 79.5 | 0 | 0 | 0 | -13.17 | 140.383 |  | kWh | 0.19848 | -0.066812 | Residential |  | Winter Only | [5 empty] | 10 | 0.78 |  |  |  | 1 | 1 | 0 | 0 | 0 | 0 | 0 | 0 | 0 | 0 | 0 | 0 | 2009 Qtr 1: 0; 2009 Qtr 2: 0; 2009 Qtr 3: 0; 2009 Qtr 4: 1; 2010 Qtr 1: 0; 2010 Qtr 2: 0; 2010 Qtr 3: 0; 2010 Qtr 4: 0; 2011 Qtr 1: 0; 2011 Qtr 2: 0; 2011 Qtr 3: 0; 2011 Qtr 4: 0 | 1
0 | 267042-Residential Condensor Coil Cleaning Resid MF CZ10 VintAll |  | System | Residential | 13-MFM-ResidentialMulti-family-SP_COOL | 0 |  |  |  |  | 50 | 50 | 0 | 0 | 0 | 0 | 180 |  | kWh | 0.2376 | 0 | Residential | [7 empty] | 3 | 0.78 |  |  |  | 1 | 1 | 0 | 0 | 0 | 0 | 0 | 0 | 0 | 0 | 0 | 0 | 2009 Qtr 1: 0; 2009 Qtr 2: 0; 2009 Qtr 3: 0; 2009 Qtr 4: 1; 2010 Qtr 1: 0; 2010 Qtr 2: 0; 2010 Qtr 3: 0; 2010 Qtr 4: 0; 2011 Qtr 1: 0; 2011 Qtr 2: 0; 2011 Qtr 3: 0; 2011 Qtr 4: 0 | 1
0 | 267033-High Refrigerant Charge Adjustment (>= ±20% rated charge) Resid MF CZ10 Vint04 |  | System | Residential | 13-MFM-ResidentialMulti-family-SP_COOL | 0 |  |  |  |  | 66.33 | 79.5 | 0 | 0 | 0 | -13.17 | 171.246 |  | kWh | 0.22612 | -0.10521 | Residential |  | Winter Only | [5 empty] | 10 | 0.78 |  |  |  | 1 | 1 | 0 | 0 | 0 | 0 | 0 | 0 | 0 | 0 | 0 | 0 | 2009 Qtr 1: 0; 2009 Qtr 2: 0; 2009 Qtr 3: 0; 2009 Qtr 4: 1; 2010 Qtr 1: 0; 2010 Qtr 2: 0; 2010 Qtr 3: 0; 2010 Qtr 4: 0; 2011 Qtr 1: 0; 2011 Qtr 2: 0; 2011 Qtr 3: 0; 2011 Qtr 4: 0 | 1
0 | 267042-Residential Condensor Coil Cleaning Resid MF CZ10 VintAll |  | System | Residential | 13-MFM-ResidentialMulti-family-SP_COOL | 0 |  |  |  |  | 50 | 50 | 0 | 0 | 0 | 0 | 180 |  | kWh | 0.2376 | 0 | Residential | [7 empty] | 3 | 0.78 |  |  |  | 1 | 1 | 0 | 0 | 0 | 0 | 0 | 0 | 0 | 0 | 0 | 0 | 2009 Qtr 1: 0; 2009 Qtr 2: 0; 2009 Qtr 3: 0; 2009 Qtr 4: 1; 2010 Qtr 1: 0; 2010 Qtr 2: 0; 2010 Qtr 3: 0; 2010 Qtr 4: 0; 2011 Qtr 1: 0; 2011 Qtr 2: 0; 2011 Qtr 3: 0; 2011 Qtr 4: 0 | 1
0 | 267042-Residential Condensor Coil Cleaning Resid MF CZ10 VintAll |  | System | Residential | 13-MFM-ResidentialMulti-family-SP_COOL | 0 |  |  |  |  | 50 | 50 | 0 | 0 | 0 | 0 | 180 |  | kWh | 0.2376 | 0 | Residential | [7 empty] | 3 | 0.78 |  |  |  | 1 | 1 | 0 | 0 | 0 | 0 | 0 | 0 | 0 | 0 | 0 | 0 | 2009 Qtr 1: 0; 2009 Qtr 2: 0; 2009 Qtr 3: 0; 2009 Qtr 4: 1; 2010 Qtr 1: 0; 2010 Qtr 2: 0; 2010 Qtr 3: 0; 2010 Qtr 4: 0; 2011 Qtr 1: 0; 2011 Qtr 2: 0; 2011 Qtr 3: 0; 2011 Qtr 4: 0 | 1
0 | 267032-High Refrigerant Charge Adjustment (>= ±20% rated charge) Resid MF CZ10 Vint03 |  | System | Residential | 13-MFM-ResidentialMulti-family-SP_COOL | 0 |  |  |  |  | 66.33 | 79.5 | 0 | 0 | 0 | -13.17 | 195.15 |  | kWh | 0.21338 | -0.15765 | Residential |  | Winter Only | [5 empty] | 10 | 0.78 |  |  |  | 1 | 1 | 0 | 0 | 0 | 0 | 0 | 0 | 0 | 0 | 0 | 0 | 2009 Qtr 1: 0; 2009 Qtr 2: 0; 2009 Qtr 3: 0; 2009 Qtr 4: 1; 2010 Qtr 1: 0; 2010 Qtr 2: 0; 2010 Qtr 3: 0; 2010 Qtr 4: 0; 2011 Qtr 1: 0; 2011 Qtr 2: 0; 2011 Qtr 3: 0; 2011 Qtr 4: 0 | 1
0 | 267042-Residential Condensor Coil Cleaning Resid MF CZ10 VintAll |  | System | Residential | 13-MFM-ResidentialMulti-family-SP_COOL | 0 |  |  |  |  | 50 | 50 | 0 | 0 | 0 | 0 | 180 |  | kWh | 0.2376 | 0 | Residential | [7 empty] | 3 | 0.78 |  |  |  | 1 | 1 | 0 | 0 | 0 | 0 | 0 | 0 | 0 | 0 | 0 | 0 | 2009 Qtr 1: 0; 2009 Qtr 2: 0; 2009 Qtr 3: 0; 2009 Qtr 4: 1; 2010 Qtr 1: 0; 2010 Qtr 2: 0; 2010 Qtr 3: 0; 2010 Qtr 4: 0; 2011 Qtr 1: 0; 2011 Qtr 2: 0; 2011 Qtr 3: 0; 2011 Qtr 4: 0 | 1
0 | 267042-Residential Condensor Coil Cleaning Resid MF CZ10 VintAll |  | System | Residential | 13-MFM-ResidentialMulti-family-SP_COOL | 0 |  |  |  |  | 50 | 50 | 0 | 0 | 0 | 0 | 180 |  | kWh | 0.2376 | 0 | Residential | [7 empty] | 3 | 0.78 |  |  |  | 1 | 1 | 0 | 0 | 0 | 0 | 0 | 0 | 0 | 0 | 0 | 0 | 2009 Qtr 1: 0; 2009 Qtr 2: 0; 2009 Qtr 3: 0; 2009 Qtr 4: 1; 2010 Qtr 1: 0; 2010 Qtr 2: 0; 2010 Qtr 3: 0; 2010 Qtr 4: 0; 2011 Qtr 1: 0; 2011 Qtr 2: 0; 2011 Qtr 3: 0; 2011 Qtr 4: 0 | 1
0 | 267042-Residential Condensor Coil Cleaning Resid MF CZ10 VintAll |  | System | Residential | 13-MFM-ResidentialMulti-family-SP_COOL | 0 |  |  |  |  | 50 | 50 | 0 | 0 | 0 | 0 | 180 |  | kWh | 0.2376 | 0 | Residential | [7 empty] | 3 | 0.78 |  |  |  | 1 | 1 | 0 | 0 | 0 | 0 | 0 | 0 | 0 | 0 | 0 | 0 | 2009 Qtr 1: 0; 2009 Qtr 2: 0; 2009 Qtr 3: 0; 2009 Qtr 4: 1; 2010 Qtr 1: 0; 2010 Qtr 2: 0; 2010 Qtr 3: 0; 2010 Qtr 4: 0; 2011 Qtr 1: 0; 2011 Qtr 2: 0; 2011 Qtr 3: 0; 2011 Qtr 4: 0 | 1
0 | 267033-High Refrigerant Charge Adjustment (>= ±20% rated charge) Resid MF CZ10 Vint04 |  | System | Residential | 13-MFM-ResidentialMulti-family-SP_COOL | 0 |  |  |  |  | 66.33 | 79.5 | 0 | 0 | 0 | -13.17 | 171.246 |  | kWh | 0.22612 | -0.10521 | Residential |  | Winter Only | [5 empty] | 10 | 0.78 |  |  |  | 1 | 1 | 0 | 0 | 0 | 0 | 0 | 0 | 0 | 0 | 0 | 0 | 2009 Qtr 1: 0; 2009 Qtr 2: 0; 2009 Qtr 3: 0; 2009 Qtr 4: 1; 2010 Qtr 1: 0; 2010 Qtr 2: 0; 2010 Qtr 3: 0; 2010 Qtr 4: 0; 2011 Qtr 1: 0; 2011 Qtr 2: 0; 2011 Qtr 3: 0; 2011 Qtr 4: 0 | 1
0 | 267042-Residential Condensor Coil Cleaning Resid MF CZ10 VintAll |  | System | Residential | 13-MFM-ResidentialMulti-family-SP_COOL | 0 |  |  |  |  | 50 | 50 | 0 | 0 | 0 | 0 | 180 |  | kWh | 0.2376 | 0 | Residential | [7 empty] | 3 | 0.78 |  |  |  | 1 | 1 | 0 | 0 | 0 | 0 | 0 | 0 | 0 | 0 | 0 | 0 | 2009 Qtr 1: 0; 2009 Qtr 2: 0; 2009 Qtr 3: 0; 2009 Qtr 4: 1; 2010 Qtr 1: 0; 2010 Qtr 2: 0; 2010 Qtr 3: 0; 2010 Qtr 4: 0; 2011 Qtr 1: 0; 2011 Qtr 2: 0; 2011 Qtr 3: 0; 2011 Qtr 4: 0 | 1
0 | 267033-High Refrigerant Charge Adjustment (>= ±20% rated charge) Resid MF CZ10 Vint04 |  | System | Residential | 13-MFM-ResidentialMulti-family-SP_COOL | 0 |  |  |  |  | 66.33 | 79.5 | 0 | 0 | 0 | -13.17 | 171.246 |  | kWh | 0.22612 | -0.10521 | Residential |  | Winter Only | [5 empty] | 10 | 0.78 |  |  |  | 1 | 1 | 0 | 0 | 0 | 0 | 0 | 0 | 0 | 0 | 0 | 0 | 2009 Qtr 1: 0; 2009 Qtr 2: 0; 2009 Qtr 3: 0; 2009 Qtr 4: 1; 2010 Qtr 1: 0; 2010 Qtr 2: 0; 2010 Qtr 3: 0; 2010 Qtr 4: 0; 2011 Qtr 1: 0; 2011 Qtr 2: 0; 2011 Qtr 3: 0; 2011 Qtr 4: 0 | 1
0 | 267042-Residential Condensor Coil Cleaning Resid MF CZ10 VintAll |  | System | Residential | 13-MFM-ResidentialMulti-family-SP_COOL | 0 |  |  |  |  | 50 | 50 | 0 | 0 | 0 | 0 | 180 |  | kWh | 0.2376 | 0 | Residential | [7 empty] | 3 | 0.78 |  |  |  | 1 | 1 | 0 | 0 | 0 | 0 | 0 | 0 | 0 | 0 | 0 | 0 | 2009 Qtr 1: 0; 2009 Qtr 2: 0; 2009 Qtr 3: 0; 2009 Qtr 4: 1; 2010 Qtr 1: 0; 2010 Qtr 2: 0; 2010 Qtr 3: 0; 2010 Qtr 4: 0; 2011 Qtr 1: 0; 2011 Qtr 2: 0; 2011 Qtr 3: 0; 2011 Qtr 4: 0 | 1
0 | 267035-High Refrigerant Charge Adjustment (>= ±20% rated charge) Resid MF CZ10 Vint01 |  | System | Residential | 13-MFM-ResidentialMulti-family-SP_COOL | 0 |  |  |  |  | 66.33 | 53 | 0 | 0 | 0 | 13.33 | 120.504 |  | kWh | 0.19741 | -0.037108 | Residential |  | Winter Only | [5 empty] | 10 | 0.78 |  |  |  | 1 | 2 | 0 | 0 | 0 | 0 | 0 | 0 | 0 | 0 | 0 | 0 | 2009 Qtr 1: 0; 2009 Qtr 2: 0; 2009 Qtr 3: 0; 2009 Qtr 4: 2; 2010 Qtr 1: 0; 2010 Qtr 2: 0; 2010 Qtr 3: 0; 2010 Qtr 4: 0; 2011 Qtr 1: 0; 2011 Qtr 2: 0; 2011 Qtr 3: 0; 2011 Qtr 4: 0 | 2
0 | 267042-Residential Condensor Coil Cleaning Resid MF CZ10 VintAll |  | System | Residential | 13-MFM-ResidentialMulti-family-SP_COOL | 0 |  |  |  |  | 50 | 50 | 0 | 0 | 0 | 0 | 180 |  | kWh | 0.2376 | 0 | Residential | [7 empty] | 3 | 0.78 |  |  |  | 1 | 1 | 0 | 0 | 0 | 0 | 0 | 0 | 0 | 0 | 0 | 0 | 2009 Qtr 1: 0; 2009 Qtr 2: 0; 2009 Qtr 3: 0; 2009 Qtr 4: 1; 2010 Qtr 1: 0; 2010 Qtr 2: 0; 2010 Qtr 3: 0; 2010 Qtr 4: 0; 2011 Qtr 1: 0; 2011 Qtr 2: 0; 2011 Qtr 3: 0; 2011 Qtr 4: 0 | 1
0 | 267032-High Refrigerant Charge Adjustment (>= ±20% rated charge) Resid MF CZ10 Vint03 |  | System | Residential | 13-MFM-ResidentialMulti-family-SP_COOL | 0 |  |  |  |  | 66.33 | 53 | 0 | 0 | 0 | 13.33 | 195.15 |  | kWh | 0.21338 | -0.15765 | Residential |  | Winter Only | [5 empty] | 10 | 0.78 |  |  |  | 1 | 2 | 0 | 0 | 0 | 0 | 0 | 0 | 0 | 0 | 0 | 0 | 2009 Qtr 1: 0; 2009 Qtr 2: 0; 2009 Qtr 3: 0; 2009 Qtr 4: 2; 2010 Qtr 1: 0; 2010 Qtr 2: 0; 2010 Qtr 3: 0; 2010 Qtr 4: 0; 2011 Qtr 1: 0; 2011 Qtr 2: 0; 2011 Qtr 3: 0; 2011 Qtr 4: 0 | 2
0 | 267042-Residential Condensor Coil Cleaning Resid MF CZ10 VintAll |  | System | Residential | 13-MFM-ResidentialMulti-family-SP_COOL | 0 |  |  |  |  | 50 | 50 | 0 | 0 | 0 | 0 | 180 |  | kWh | 0.2376 | 0 | Residential | [7 empty] | 3 | 0.78 |  |  |  | 1 | 1 | 0 | 0 | 0 | 0 | 0 | 0 | 0 | 0 | 0 | 0 | 2009 Qtr 1: 0; 2009 Qtr 2: 0; 2009 Qtr 3: 0; 2009 Qtr 4: 1; 2010 Qtr 1: 0; 2010 Qtr 2: 0; 2010 Qtr 3: 0; 2010 Qtr 4: 0; 2011 Qtr 1: 0; 2011 Qtr 2: 0; 2011 Qtr 3: 0; 2011 Qtr 4: 0 | 1
0 | 267033-High Refrigerant Charge Adjustment (>= ±20% rated charge) Resid MF CZ10 Vint04 |  | System | Residential | 13-MFM-ResidentialMulti-family-SP_COOL | 0 |  |  |  |  | 66.33 | 53 | 0 | 0 | 0 | 13.33 | 171.246 |  | kWh | 0.22612 | -0.10521 | Residential |  | Winter Only | [5 empty] | 10 | 0.78 |  |  |  | 1 | 2 | 0 | 0 | 0 | 0 | 0 | 0 | 0 | 0 | 0 | 0 | 2009 Qtr 1: 0; 2009 Qtr 2: 0; 2009 Qtr 3: 0; 2009 Qtr 4: 2; 2010 Qtr 1: 0; 2010 Qtr 2: 0; 2010 Qtr 3: 0; 2010 Qtr 4: 0; 2011 Qtr 1: 0; 2011 Qtr 2: 0; 2011 Qtr 3: 0; 2011 Qtr 4: 0 | 2
0 | 267042-Residential Condensor Coil Cleaning Resid MF CZ10 VintAll |  | System | Residential | 13-MFM-ResidentialMulti-family-SP_COOL | 0 |  |  |  |  | 50 | 50 | 0 | 0 | 0 | 0 | 180 |  | kWh | 0.2376 | 0 | Residential | [7 empty] | 3 | 0.78 |  |  |  | 1 | 1 | 0 | 0 | 0 | 0 | 0 | 0 | 0 | 0 | 0 | 0 | 2009 Qtr 1: 0; 2009 Qtr 2: 0; 2009 Qtr 3: 0; 2009 Qtr 4: 1; 2010 Qtr 1: 0; 2010 Qtr 2: 0; 2010 Qtr 3: 0; 2010 Qtr 4: 0; 2011 Qtr 1: 0; 2011 Qtr 2: 0; 2011 Qtr 3: 0; 2011 Qtr 4: 0 | 1
0 | 267033-High Refrigerant Charge Adjustment (>= ±20% rated charge) Resid MF CZ10 Vint04 |  | System | Residential | 13-MFM-ResidentialMulti-family-SP_COOL | 0 |  |  |  |  | 66.33 | 53 | 0 | 0 | 0 | 13.33 | 171.246 |  | kWh | 0.22612 | -0.10521 | Residential |  | Winter Only | [5 empty] | 10 | 0.78 |  |  |  | 1 | 2 | 0 | 0 | 0 | 0 | 0 | 0 | 0 | 0 | 0 | 0 | 2009 Qtr 1: 0; 2009 Qtr 2: 0; 2009 Qtr 3: 0; 2009 Qtr 4: 2; 2010 Qtr 1: 0; 2010 Qtr 2: 0; 2010 Qtr 3: 0; 2010 Qtr 4: 0; 2011 Qtr 1: 0; 2011 Qtr 2: 0; 2011 Qtr 3: 0; 2011 Qtr 4: 0 | 2
0 | 267042-Residential Condensor Coil Cleaning Resid MF CZ10 VintAll |  | System | Residential | 13-MFM-ResidentialMulti-family-SP_COOL | 0 |  |  |  |  | 50 | 50 | 0 | 0 | 0 | 0 | 180 |  | kWh | 0.2376 | 0 | Residential | [7 empty] | 3 | 0.78 |  |  |  | 1 | 1 | 0 | 0 | 0 | 0 | 0 | 0 | 0 | 0 | 0 | 0 | 2009 Qtr 1: 0; 2009 Qtr 2: 0; 2009 Qtr 3: 0; 2009 Qtr 4: 1; 2010 Qtr 1: 0; 2010 Qtr 2: 0; 2010 Qtr 3: 0; 2010 Qtr 4: 0; 2011 Qtr 1: 0; 2011 Qtr 2: 0; 2011 Qtr 3: 0; 2011 Qtr 4: 0 | 1
0 | 267033-High Refrigerant Charge Adjustment (>= ±20% rated charge) Resid MF CZ10 Vint04 |  | System | Residential | 13-MFM-ResidentialMulti-family-SP_COOL | 0 |  |  |  |  | 66.33 | 53 | 0 | 0 | 0 | 13.33 | 171.246 |  | kWh | 0.22612 | -0.10521 | Residential |  | Winter Only | [5 empty] | 10 | 0.78 |  |  |  | 1 | 2 | 0 | 0 | 0 | 0 | 0 | 0 | 0 | 0 | 0 | 0 | 2009 Qtr 1: 0; 2009 Qtr 2: 0; 2009 Qtr 3: 0; 2009 Qtr 4: 2; 2010 Qtr 1: 0; 2010 Qtr 2: 0; 2010 Qtr 3: 0; 2010 Qtr 4: 0; 2011 Qtr 1: 0; 2011 Qtr 2: 0; 2011 Qtr 3: 0; 2011 Qtr 4: 0 | 2
0 | 267042-Residential Condensor Coil Cleaning Resid MF CZ10 VintAll |  | System | Residential | 13-MFM-ResidentialMulti-family-SP_COOL | 0 |  |  |  |  | 50 | 50 | 0 | 0 | 0 | 0 | 180 |  | kWh | 0.2376 | 0 | Residential | [7 empty] | 3 | 0.78 |  |  |  | 1 | 1 | 0 | 0 | 0 | 0 | 0 | 0 | 0 | 0 | 0 | 0 | 2009 Qtr 1: 0; 2009 Qtr 2: 0; 2009 Qtr 3: 0; 2009 Qtr 4: 1; 2010 Qtr 1: 0; 2010 Qtr 2: 0; 2010 Qtr 3: 0; 2010 Qtr 4: 0; 2011 Qtr 1: 0; 2011 Qtr 2: 0; 2011 Qtr 3: 0; 2011 Qtr 4: 0 | 1
0 | 267032-High Refrigerant Charge Adjustment (>= ±20% rated charge) Resid MF CZ10 Vint03 |  | System | Residential | 13-MFM-ResidentialMulti-family-SP_COOL | 0 |  |  |  |  | 66.33 | 53 | 0 | 0 | 0 | 13.33 | 195.15 |  | kWh | 0.21338 | -0.15765 | Residential |  | Winter Only | [5 empty] | 10 | 0.78 |  |  |  | 1 | 2 | 0 | 0 | 0 | 0 | 0 | 0 | 0 | 0 | 0 | 0 | 2009 Qtr 1: 0; 2009 Qtr 2: 0; 2009 Qtr 3: 0; 2009 Qtr 4: 2; 2010 Qtr 1: 0; 2010 Qtr 2: 0; 2010 Qtr 3: 0; 2010 Qtr 4: 0; 2011 Qtr 1: 0; 2011 Qtr 2: 0; 2011 Qtr 3: 0; 2011 Qtr 4: 0 | 2
0 | 267042-Residential Condensor Coil Cleaning Resid MF CZ10 VintAll |  | System | Residential | 13-MFM-ResidentialMulti-family-SP_COOL | 0 |  |  |  |  | 50 | 50 | 0 | 0 | 0 | 0 | 180 |  | kWh | 0.2376 | 0 | Residential | [7 empty] | 3 | 0.78 |  |  |  | 1 | 1 | 0 | 0 | 0 | 0 | 0 | 0 | 0 | 0 | 0 | 0 | 2009 Qtr 1: 0; 2009 Qtr 2: 0; 2009 Qtr 3: 0; 2009 Qtr 4: 1; 2010 Qtr 1: 0; 2010 Qtr 2: 0; 2010 Qtr 3: 0; 2010 Qtr 4: 0; 2011 Qtr 1: 0; 2011 Qtr 2: 0; 2011 Qtr 3: 0; 2011 Qtr 4: 0 | 1
0 | 267035-High Refrigerant Charge Adjustment (>= ±20% rated charge) Resid MF CZ10 Vint01 |  | System | Residential | 13-MFM-ResidentialMulti-family-SP_COOL | 0 |  |  |  |  | 66.33 | 79.5 | 0 | 0 | 0 | -13.17 | 120.504 |  | kWh | 0.19741 | -0.037108 | Residential |  | Winter Only | [5 empty] | 10 | 0.78 |  |  |  | 1 | 1 | 0 | 0 | 0 | 0 | 0 | 0 | 0 | 0 | 0 | 0 | 2009 Qtr 1: 0; 2009 Qtr 2: 0; 2009 Qtr 3: 0; 2009 Qtr 4: 1; 2010 Qtr 1: 0; 2010 Qtr 2: 0; 2010 Qtr 3: 0; 2010 Qtr 4: 0; 2011 Qtr 1: 0; 2011 Qtr 2: 0; 2011 Qtr 3: 0; 2011 Qtr 4: 0 | 1
0 | 267042-Residential Condensor Coil Cleaning Resid MF CZ10 VintAll |  | System | Residential | 13-MFM-ResidentialMulti-family-SP_COOL | 0 |  |  |  |  | 50 | 50 | 0 | 0 | 0 | 0 | 180 |  | kWh | 0.2376 | 0 | Residential | [7 empty] | 3 | 0.78 |  |  |  | 1 | 1 | 0 | 0 | 0 | 0 | 0 | 0 | 0 | 0 | 0 | 0 | 2009 Qtr 1: 0; 2009 Qtr 2: 0; 2009 Qtr 3: 0; 2009 Qtr 4: 1; 2010 Qtr 1: 0; 2010 Qtr 2: 0; 2010 Qtr 3: 0; 2010 Qtr 4: 0; 2011 Qtr 1: 0; 2011 Qtr 2: 0; 2011 Qtr 3: 0; 2011 Qtr 4: 0 | 1
0 | 267034-High Refrigerant Charge Adjustment (>= ±20% rated charge) Resid MF CZ10 Vint05 |  | System | Residential | 13-MFM-ResidentialMulti-family-SP_COOL | 0 |  |  |  |  | 66.33 | 53 | 0 | 0 | 0 | 13.33 | 140.383 |  | kWh | 0.19848 | -0.066812 | Residential |  | Winter Only | [5 empty] | 10 | 0.78 |  |  |  | 1 | 2 | 0 | 0 | 0 | 0 | 0 | 0 | 0 | 0 | 0 | 0 | 2009 Qtr 1: 0; 2009 Qtr 2: 0; 2009 Qtr 3: 0; 2009 Qtr 4: 2; 2010 Qtr 1: 0; 2010 Qtr 2: 0; 2010 Qtr 3: 0; 2010 Qtr 4: 0; 2011 Qtr 1: 0; 2011 Qtr 2: 0; 2011 Qtr 3: 0; 2011 Qtr 4: 0 | 2
0 | 267042-Residential Condensor Coil Cleaning Resid MF CZ10 VintAll |  | System | Residential | 13-MFM-ResidentialMulti-family-SP_COOL | 0 |  |  |  |  | 50 | 50 | 0 | 0 | 0 | 0 | 180 |  | kWh | 0.2376 | 0 | Residential | [7 empty] | 3 | 0.78 |  |  |  | 1 | 1 | 0 | 0 | 0 | 0 | 0 | 0 | 0 | 0 | 0 | 0 | 2009 Qtr 1: 0; 2009 Qtr 2: 0; 2009 Qtr 3: 0; 2009 Qtr 4: 1; 2010 Qtr 1: 0; 2010 Qtr 2: 0; 2010 Qtr 3: 0; 2010 Qtr 4: 0; 2011 Qtr 1: 0; 2011 Qtr 2: 0; 2011 Qtr 3: 0; 2011 Qtr 4: 0 | 1
0 | 267032-High Refrigerant Charge Adjustment (>= ±20% rated charge) Resid MF CZ10 Vint03 |  | System | Residential | 13-MFM-ResidentialMulti-family-SP_COOL | 0 |  |  |  |  | 66.33 | 79.5 | 0 | 0 | 0 | -13.17 | 195.15 |  | kWh | 0.21338 | -0.15765 | Residential |  | Winter Only | [5 empty] | 10 | 0.78 |  |  |  | 1 | 1 | 0 | 0 | 0 | 0 | 0 | 0 | 0 | 0 | 0 | 0 | 2009 Qtr 1: 0; 2009 Qtr 2: 0; 2009 Qtr 3: 0; 2009 Qtr 4: 1; 2010 Qtr 1: 0; 2010 Qtr 2: 0; 2010 Qtr 3: 0; 2010 Qtr 4: 0; 2011 Qtr 1: 0; 2011 Qtr 2: 0; 2011 Qtr 3: 0; 2011 Qtr 4: 0 | 1
0 | 267042-Residential Condensor Coil Cleaning Resid MF CZ10 VintAll |  | System | Residential | 13-MFM-ResidentialMulti-family-SP_COOL | 0 |  |  |  |  | 50 | 50 | 0 | 0 | 0 | 0 | 180 |  | kWh | 0.2376 | 0 | Residential | [7 empty] | 3 | 0.78 |  |  |  | 1 | 1 | 0 | 0 | 0 | 0 | 0 | 0 | 0 | 0 | 0 | 0 | 2009 Qtr 1: 0; 2009 Qtr 2: 0; 2009 Qtr 3: 0; 2009 Qtr 4: 1; 2010 Qtr 1: 0; 2010 Qtr 2: 0; 2010 Qtr 3: 0; 2010 Qtr 4: 0; 2011 Qtr 1: 0; 2011 Qtr 2: 0; 2011 Qtr 3: 0; 2011 Qtr 4: 0 | 1
0 | 267033-High Refrigerant Charge Adjustment (>= ±20% rated charge) Resid MF CZ10 Vint04 |  | System | Residential | 13-MFM-ResidentialMulti-family-SP_COOL | 0 |  |  |  |  | 66.33 | 53 | 0 | 0 | 0 | 13.33 | 171.246 |  | kWh | 0.22612 | -0.10521 | Residential |  | Winter Only | [5 empty] | 10 | 0.78 |  |  |  | 1 | 2 | 0 | 0 | 0 | 0 | 0 | 0 | 0 | 0 | 0 | 0 | 2009 Qtr 1: 0; 2009 Qtr 2: 0; 2009 Qtr 3: 0; 2009 Qtr 4: 2; 2010 Qtr 1: 0; 2010 Qtr 2: 0; 2010 Qtr 3: 0; 2010 Qtr 4: 0; 2011 Qtr 1: 0; 2011 Qtr 2: 0; 2011 Qtr 3: 0; 2011 Qtr 4: 0 | 2
0 | 267042-Residential Condensor Coil Cleaning Resid MF CZ10 VintAll |  | System | Residential | 13-MFM-ResidentialMulti-family-SP_COOL | 0 |  |  |  |  | 50 | 50 | 0 | 0 | 0 | 0 | 180 |  | kWh | 0.2376 | 0 | Residential | [7 empty] | 3 | 0.78 |  |  |  | 1 | 1 | 0 | 0 | 0 | 0 | 0 | 0 | 0 | 0 | 0 | 0 | 2009 Qtr 1: 0; 2009 Qtr 2: 0; 2009 Qtr 3: 0; 2009 Qtr 4: 1; 2010 Qtr 1: 0; 2010 Qtr 2: 0; 2010 Qtr 3: 0; 2010 Qtr 4: 0; 2011 Qtr 1: 0; 2011 Qtr 2: 0; 2011 Qtr 3: 0; 2011 Qtr 4: 0 | 1
0 | 267032-High Refrigerant Charge Adjustment (>= ±20% rated charge) Resid MF CZ10 Vint03 |  | System | Residential | 13-MFM-ResidentialMulti-family-SP_COOL | 0 |  |  |  |  | 66.33 | 53 | 0 | 0 | 0 | 13.33 | 195.15 |  | kWh | 0.21338 | -0.15765 | Residential |  | Winter Only | [5 empty] | 10 | 0.78 |  |  |  | 1 | 2 | 0 | 0 | 0 | 0 | 0 | 0 | 0 | 0 | 0 | 0 | 2009 Qtr 1: 0; 2009 Qtr 2: 0; 2009 Qtr 3: 0; 2009 Qtr 4: 2; 2010 Qtr 1: 0; 2010 Qtr 2: 0; 2010 Qtr 3: 0; 2010 Qtr 4: 0; 2011 Qtr 1: 0; 2011 Qtr 2: 0; 2011 Qtr 3: 0; 2011 Qtr 4: 0 | 2
0 | 267042-Residential Condensor Coil Cleaning Resid MF CZ10 VintAll |  | System | Residential | 13-MFM-ResidentialMulti-family-SP_COOL | 0 |  |  |  |  | 50 | 50 | 0 | 0 | 0 | 0 | 180 |  | kWh | 0.2376 | 0 | Residential | [7 empty] | 3 | 0.78 |  |  |  | 1 | 1 | 0 | 0 | 0 | 0 | 0 | 0 | 0 | 0 | 0 | 0 | 2009 Qtr 1: 0; 2009 Qtr 2: 0; 2009 Qtr 3: 0; 2009 Qtr 4: 1; 2010 Qtr 1: 0; 2010 Qtr 2: 0; 2010 Qtr 3: 0; 2010 Qtr 4: 0; 2011 Qtr 1: 0; 2011 Qtr 2: 0; 2011 Qtr 3: 0; 2011 Qtr 4: 0 | 1
0 | 267032-High Refrigerant Charge Adjustment (>= ±20% rated charge) Resid MF CZ10 Vint03 |  | System | Residential | 13-MFM-ResidentialMulti-family-SP_COOL | 0 |  |  |  |  | 66.33 | 79.5 | 0 | 0 | 0 | -13.17 | 195.15 |  | kWh | 0.21338 | -0.15765 | Residential |  | Winter Only | [5 empty] | 10 | 0.78 |  |  |  | 1 | 1 | 0 | 0 | 0 | 0 | 0 | 0 | 0 | 0 | 0 | 0 | 2009 Qtr 1: 0; 2009 Qtr 2: 0; 2009 Qtr 3: 0; 2009 Qtr 4: 1; 2010 Qtr 1: 0; 2010 Qtr 2: 0; 2010 Qtr 3: 0; 2010 Qtr 4: 0; 2011 Qtr 1: 0; 2011 Qtr 2: 0; 2011 Qtr 3: 0; 2011 Qtr 4: 0 | 1
0 | 267042-Residential Condensor Coil Cleaning Resid MF CZ10 VintAll |  | System | Residential | 13-MFM-ResidentialMulti-family-SP_COOL | 0 |  |  |  |  | 50 | 50 | 0 | 0 | 0 | 0 | 180 |  | kWh | 0.2376 | 0 | Residential | [7 empty] | 3 | 0.78 |  |  |  | 1 | 1 | 0 | 0 | 0 | 0 | 0 | 0 | 0 | 0 | 0 | 0 | 2009 Qtr 1: 0; 2009 Qtr 2: 0; 2009 Qtr 3: 0; 2009 Qtr 4: 1; 2010 Qtr 1: 0; 2010 Qtr 2: 0; 2010 Qtr 3: 0; 2010 Qtr 4: 0; 2011 Qtr 1: 0; 2011 Qtr 2: 0; 2011 Qtr 3: 0; 2011 Qtr 4: 0 | 1
0 | 267035-High Refrigerant Charge Adjustment (>= ±20% rated charge) Resid MF CZ10 Vint01 |  | System | Residential | 13-MFM-ResidentialMulti-family-SP_COOL | 0 |  |  |  |  | 66.33 | 53 | 0 | 0 | 0 | 13.33 | 120.504 |  | kWh | 0.19741 | -0.037108 | Residential |  | Winter Only | [5 empty] | 10 | 0.78 |  |  |  | 1 | 2 | 0 | 0 | 0 | 0 | 0 | 0 | 0 | 0 | 0 | 0 | 2009 Qtr 1: 0; 2009 Qtr 2: 0; 2009 Qtr 3: 0; 2009 Qtr 4: 2; 2010 Qtr 1: 0; 2010 Qtr 2: 0; 2010 Qtr 3: 0; 2010 Qtr 4: 0; 2011 Qtr 1: 0; 2011 Qtr 2: 0; 2011 Qtr 3: 0; 2011 Qtr 4: 0 | 2
0 | 267042-Residential Condensor Coil Cleaning Resid MF CZ10 VintAll |  | System | Residential | 13-MFM-ResidentialMulti-family-SP_COOL | 0 |  |  |  |  | 50 | 50 | 0 | 0 | 0 | 0 | 180 |  | kWh | 0.2376 | 0 | Residential | [7 empty] | 3 | 0.78 |  |  |  | 1 | 1 | 0 | 0 | 0 | 0 | 0 | 0 | 0 | 0 | 0 | 0 | 2009 Qtr 1: 0; 2009 Qtr 2: 0; 2009 Qtr 3: 0; 2009 Qtr 4: 1; 2010 Qtr 1: 0; 2010 Qtr 2: 0; 2010 Qtr 3: 0; 2010 Qtr 4: 0; 2011 Qtr 1: 0; 2011 Qtr 2: 0; 2011 Qtr 3: 0; 2011 Qtr 4: 0 | 1
0 | 267034-High Refrigerant Charge Adjustment (>= ±20% rated charge) Resid MF CZ10 Vint05 |  | System | Residential | 13-MFM-ResidentialMulti-family-SP_COOL | 0 |  |  |  |  | 66.33 | 53 | 0 | 0 | 0 | 13.33 | 140.383 |  | kWh | 0.19848 | -0.066812 | Residential |  | Winter Only | [5 empty] | 10 | 0.78 |  |  |  | 1 | 2 | 0 | 0 | 0 | 0 | 0 | 0 | 0 | 0 | 0 | 0 | 2009 Qtr 1: 0; 2009 Qtr 2: 0; 2009 Qtr 3: 0; 2009 Qtr 4: 2; 2010 Qtr 1: 0; 2010 Qtr 2: 0; 2010 Qtr 3: 0; 2010 Qtr 4: 0; 2011 Qtr 1: 0; 2011 Qtr 2: 0; 2011 Qtr 3: 0; 2011 Qtr 4: 0 | 2
0 | 267042-Residential Condensor Coil Cleaning Resid MF CZ10 VintAll |  | System | Residential | 13-MFM-ResidentialMulti-family-SP_COOL | 0 |  |  |  |  | 50 | 50 | 0 | 0 | 0 | 0 | 180 |  | kWh | 0.2376 | 0 | Residential | [7 empty] | 3 | 0.78 |  |  |  | 1 | 1 | 0 | 0 | 0 | 0 | 0 | 0 | 0 | 0 | 0 | 0 | 2009 Qtr 1: 0; 2009 Qtr 2: 0; 2009 Qtr 3: 0; 2009 Qtr 4: 1; 2010 Qtr 1: 0; 2010 Qtr 2: 0; 2010 Qtr 3: 0; 2010 Qtr 4: 0; 2011 Qtr 1: 0; 2011 Qtr 2: 0; 2011 Qtr 3: 0; 2011 Qtr 4: 0 | 1
0 | 267033-High Refrigerant Charge Adjustment (>= ±20% rated charge) Resid MF CZ10 Vint04 |  | System | Residential | 13-MFM-ResidentialMulti-family-SP_COOL | 0 |  |  |  |  | 66.33 | 53 | 0 | 0 | 0 | 13.33 | 171.246 |  | kWh | 0.22612 | -0.10521 | Residential |  | Winter Only | [5 empty] | 10 | 0.78 |  |  |  | 1 | 2 | 0 | 0 | 0 | 0 | 0 | 0 | 0 | 0 | 0 | 0 | 2009 Qtr 1: 0; 2009 Qtr 2: 0; 2009 Qtr 3: 0; 2009 Qtr 4: 2; 2010 Qtr 1: 0; 2010 Qtr 2: 0; 2010 Qtr 3: 0; 2010 Qtr 4: 0; 2011 Qtr 1: 0; 2011 Qtr 2: 0; 2011 Qtr 3: 0; 2011 Qtr 4: 0 | 2
0 | 267042-Residential Condensor Coil Cleaning Resid MF CZ10 VintAll |  | System | Residential | 13-MFM-ResidentialMulti-family-SP_COOL | 0 |  |  |  |  | 50 | 50 | 0 | 0 | 0 | 0 | 180 |  | kWh | 0.2376 | 0 | Residential | [7 empty] | 3 | 0.78 |  |  |  | 1 | 1 | 0 | 0 | 0 | 0 | 0 | 0 | 0 | 0 | 0 | 0 | 2009 Qtr 1: 0; 2009 Qtr 2: 0; 2009 Qtr 3: 0; 2009 Qtr 4: 1; 2010 Qtr 1: 0; 2010 Qtr 2: 0; 2010 Qtr 3: 0; 2010 Qtr 4: 0; 2011 Qtr 1: 0; 2011 Qtr 2: 0; 2011 Qtr 3: 0; 2011 Qtr 4: 0 | 1
0 | 267033-High Refrigerant Charge Adjustment (>= ±20% rated charge) Resid MF CZ10 Vint04 |  | System | Residential | 13-MFM-ResidentialMulti-family-SP_COOL | 0 |  |  |  |  | 66.33 | 53 | 0 | 0 | 0 | 13.33 | 171.246 |  | kWh | 0.22612 | -0.10521 | Residential |  | Winter Only | [5 empty] | 10 | 0.78 |  |  |  | 1 | 2 | 0 | 0 | 0 | 0 | 0 | 0 | 0 | 0 | 0 | 0 | 2009 Qtr 1: 0; 2009 Qtr 2: 0; 2009 Qtr 3: 0; 2009 Qtr 4: 2; 2010 Qtr 1: 0; 2010 Qtr 2: 0; 2010 Qtr 3: 0; 2010 Qtr 4: 0; 2011 Qtr 1: 0; 2011 Qtr 2: 0; 2011 Qtr 3: 0; 2011 Qtr 4: 0 | 2
0 | 267042-Residential Condensor Coil Cleaning Resid MF CZ10 VintAll |  | System | Residential | 13-MFM-ResidentialMulti-family-SP_COOL | 0 |  |  |  |  | 50 | 50 | 0 | 0 | 0 | 0 | 180 |  | kWh | 0.2376 | 0 | Residential | [7 empty] | 3 | 0.78 |  |  |  | 1 | 1 | 0 | 0 | 0 | 0 | 0 | 0 | 0 | 0 | 0 | 0 | 2009 Qtr 1: 0; 2009 Qtr 2: 0; 2009 Qtr 3: 0; 2009 Qtr 4: 1; 2010 Qtr 1: 0; 2010 Qtr 2: 0; 2010 Qtr 3: 0; 2010 Qtr 4: 0; 2011 Qtr 1: 0; 2011 Qtr 2: 0; 2011 Qtr 3: 0; 2011 Qtr 4: 0 | 1
0 | 267033-High Refrigerant Charge Adjustment (>= ±20% rated charge) Resid MF CZ10 Vint04 |  | System | Residential | 13-MFM-ResidentialMulti-family-SP_COOL | 0 |  |  |  |  | 66.33 | 53 | 0 | 0 | 0 | 13.33 | 171.246 |  | kWh | 0.22612 | -0.10521 | Residential |  | Winter Only | [5 empty] | 10 | 0.78 |  |  |  | 1 | 2 | 0 | 0 | 0 | 0 | 0 | 0 | 0 | 0 | 0 | 0 | 2009 Qtr 1: 0; 2009 Qtr 2: 0; 2009 Qtr 3: 0; 2009 Qtr 4: 2; 2010 Qtr 1: 0; 2010 Qtr 2: 0; 2010 Qtr 3: 0; 2010 Qtr 4: 0; 2011 Qtr 1: 0; 2011 Qtr 2: 0; 2011 Qtr 3: 0; 2011 Qtr 4: 0 | 2
0 | 267042-Residential Condensor Coil Cleaning Resid MF CZ10 VintAll |  | System | Residential | 13-MFM-ResidentialMulti-family-SP_COOL | 0 |  |  |  |  | 50 | 50 | 0 | 0 | 0 | 0 | 180 |  | kWh | 0.2376 | 0 | Residential | [7 empty] | 3 | 0.78 |  |  |  | 1 | 1 | 0 | 0 | 0 | 0 | 0 | 0 | 0 | 0 | 0 | 0 | 2009 Qtr 1: 0; 2009 Qtr 2: 0; 2009 Qtr 3: 0; 2009 Qtr 4: 1; 2010 Qtr 1: 0; 2010 Qtr 2: 0; 2010 Qtr 3: 0; 2010 Qtr 4: 0; 2011 Qtr 1: 0; 2011 Qtr 2: 0; 2011 Qtr 3: 0; 2011 Qtr 4: 0 | 1
0 | 267032-High Refrigerant Charge Adjustment (>= ±20% rated charge) Resid MF CZ10 Vint03 |  | System | Residential | 13-MFM-ResidentialMulti-family-SP_COOL | 0 |  |  |  |  | 66.33 | 79.5 | 0 | 0 | 0 | -13.17 | 195.15 |  | kWh | 0.21338 | -0.15765 | Residential |  | Winter Only | [5 empty] | 10 | 0.78 |  |  |  | 1 | 1 | 0 | 0 | 0 | 0 | 0 | 0 | 0 | 0 | 0 | 0 | 2009 Qtr 1: 0; 2009 Qtr 2: 0; 2009 Qtr 3: 0; 2009 Qtr 4: 1; 2010 Qtr 1: 0; 2010 Qtr 2: 0; 2010 Qtr 3: 0; 2010 Qtr 4: 0; 2011 Qtr 1: 0; 2011 Qtr 2: 0; 2011 Qtr 3: 0; 2011 Qtr 4: 0 | 1
0 | 267042-Residential Condensor Coil Cleaning Resid MF CZ10 VintAll |  | System | Residential | 13-MFM-ResidentialMulti-family-SP_COOL | 0 |  |  |  |  | 50 | 50 | 0 | 0 | 0 | 0 | 180 |  | kWh | 0.2376 | 0 | Residential | [7 empty] | 3 | 0.78 |  |  |  | 1 | 1 | 0 | 0 | 0 | 0 | 0 | 0 | 0 | 0 | 0 | 0 | 2009 Qtr 1: 0; 2009 Qtr 2: 0; 2009 Qtr 3: 0; 2009 Qtr 4: 1; 2010 Qtr 1: 0; 2010 Qtr 2: 0; 2010 Qtr 3: 0; 2010 Qtr 4: 0; 2011 Qtr 1: 0; 2011 Qtr 2: 0; 2011 Qtr 3: 0; 2011 Qtr 4: 0 | 1
0 | 267033-High Refrigerant Charge Adjustment (>= ±20% rated charge) Resid MF CZ10 Vint04 |  | System | Residential | 13-MFM-ResidentialMulti-family-SP_COOL | 0 |  |  |  |  | 66.33 | 53 | 0 | 0 | 0 | 13.33 | 171.246 |  | kWh | 0.22612 | -0.10521 | Residential |  | Winter Only | [5 empty] | 10 | 0.78 |  |  |  | 1 | 2 | 0 | 0 | 0 | 0 | 0 | 0 | 0 | 0 | 0 | 0 | 2009 Qtr 1: 0; 2009 Qtr 2: 0; 2009 Qtr 3: 0; 2009 Qtr 4: 2; 2010 Qtr 1: 0; 2010 Qtr 2: 0; 2010 Qtr 3: 0; 2010 Qtr 4: 0; 2011 Qtr 1: 0; 2011 Qtr 2: 0; 2011 Qtr 3: 0; 2011 Qtr 4: 0 | 2
0 | 267042-Residential Condensor Coil Cleaning Resid MF CZ10 VintAll |  | System | Residential | 13-MFM-ResidentialMulti-family-SP_COOL | 0 |  |  |  |  | 50 | 50 | 0 | 0 | 0 | 0 | 180 |  | kWh | 0.2376 | 0 | Residential | [7 empty] | 3 | 0.78 |  |  |  | 1 | 1 | 0 | 0 | 0 | 0 | 0 | 0 | 0 | 0 | 0 | 0 | 2009 Qtr 1: 0; 2009 Qtr 2: 0; 2009 Qtr 3: 0; 2009 Qtr 4: 1; 2010 Qtr 1: 0; 2010 Qtr 2: 0; 2010 Qtr 3: 0; 2010 Qtr 4: 0; 2011 Qtr 1: 0; 2011 Qtr 2: 0; 2011 Qtr 3: 0; 2011 Qtr 4: 0 | 1
0 | 267042-Residential Condensor Coil Cleaning Resid MF CZ10 VintAll |  | System | Residential | 13-MFM-ResidentialMulti-family-SP_COOL | 0 |  |  |  |  | 50 | 50 | 0 | 0 | 0 | 0 | 180 |  | kWh | 0.2376 | 0 | Residential | [7 empty] | 3 | 0.78 |  |  |  | 1 | 1 | 0 | 0 | 0 | 0 | 0 | 0 | 0 | 0 | 0 | 0 | 2009 Qtr 1: 0; 2009 Qtr 2: 0; 2009 Qtr 3: 0; 2009 Qtr 4: 1; 2010 Qtr 1: 0; 2010 Qtr 2: 0; 2010 Qtr 3: 0; 2010 Qtr 4: 0; 2011 Qtr 1: 0; 2011 Qtr 2: 0; 2011 Qtr 3: 0; 2011 Qtr 4: 0 | 1
0 | 267032-High Refrigerant Charge Adjustment (>= ±20% rated charge) Resid MF CZ10 Vint03 |  | System | Residential | 13-MFM-ResidentialMulti-family-SP_COOL | 0 |  |  |  |  | 66.33 | 79.5 | 0 | 0 | 0 | -13.17 | 195.15 |  | kWh | 0.21338 | -0.15765 | Residential |  | Winter Only | [5 empty] | 10 | 0.78 |  |  |  | 1 | 1 | 0 | 0 | 0 | 0 | 0 | 0 | 0 | 0 | 0 | 0 | 2009 Qtr 1: 0; 2009 Qtr 2: 0; 2009 Qtr 3: 0; 2009 Qtr 4: 1; 2010 Qtr 1: 0; 2010 Qtr 2: 0; 2010 Qtr 3: 0; 2010 Qtr 4: 0; 2011 Qtr 1: 0; 2011 Qtr 2: 0; 2011 Qtr 3: 0; 2011 Qtr 4: 0 | 1
0 | 267042-Residential Condensor Coil Cleaning Resid MF CZ10 VintAll |  | System | Residential | 13-MFM-ResidentialMulti-family-SP_COOL | 0 |  |  |  |  | 50 | 50 | 0 | 0 | 0 | 0 | 180 |  | kWh | 0.2376 | 0 | Residential | [7 empty] | 3 | 0.78 |  |  |  | 1 | 1 | 0 | 0 | 0 | 0 | 0 | 0 | 0 | 0 | 0 | 0 | 2009 Qtr 1: 0; 2009 Qtr 2: 0; 2009 Qtr 3: 0; 2009 Qtr 4: 1; 2010 Qtr 1: 0; 2010 Qtr 2: 0; 2010 Qtr 3: 0; 2010 Qtr 4: 0; 2011 Qtr 1: 0; 2011 Qtr 2: 0; 2011 Qtr 3: 0; 2011 Qtr 4: 0 | 1
0 | 267033-High Refrigerant Charge Adjustment (>= ±20% rated charge) Resid MF CZ10 Vint04 |  | System | Residential | 13-MFM-ResidentialMulti-family-SP_COOL | 0 |  |  |  |  | 66.33 | 79.5 | 0 | 0 | 0 | -13.17 | 171.246 |  | kWh | 0.22612 | -0.10521 | Residential |  | Winter Only | [5 empty] | 10 | 0.78 |  |  |  | 1 | 1 | 0 | 0 | 0 | 0 | 0 | 0 | 0 | 0 | 0 | 0 | 2009 Qtr 1: 0; 2009 Qtr 2: 0; 2009 Qtr 3: 0; 2009 Qtr 4: 1; 2010 Qtr 1: 0; 2010 Qtr 2: 0; 2010 Qtr 3: 0; 2010 Qtr 4: 0; 2011 Qtr 1: 0; 2011 Qtr 2: 0; 2011 Qtr 3: 0; 2011 Qtr 4: 0 | 1
0 | 267042-Residential Condensor Coil Cleaning Resid MF CZ10 VintAll |  | System | Residential | 13-MFM-ResidentialMulti-family-SP_COOL | 0 |  |  |  |  | 50 | 50 | 0 | 0 | 0 | 0 | 180 |  | kWh | 0.2376 | 0 | Residential | [7 empty] | 3 | 0.78 |  |  |  | 1 | 1 | 0 | 0 | 0 | 0 | 0 | 0 | 0 | 0 | 0 | 0 | 2009 Qtr 1: 0; 2009 Qtr 2: 0; 2009 Qtr 3: 0; 2009 Qtr 4: 1; 2010 Qtr 1: 0; 2010 Qtr 2: 0; 2010 Qtr 3: 0; 2010 Qtr 4: 0; 2011 Qtr 1: 0; 2011 Qtr 2: 0; 2011 Qtr 3: 0; 2011 Qtr 4: 0 | 1
0 | 267032-High Refrigerant Charge Adjustment (>= ±20% rated charge) Resid MF CZ10 Vint03 |  | System | Residential | 13-MFM-ResidentialMulti-family-SP_COOL | 0 |  |  |  |  | 66.33 | 79.5 | 0 | 0 | 0 | -13.17 | 195.15 |  | kWh | 0.21338 | -0.15765 | Residential |  | Winter Only | [5 empty] | 10 | 0.78 |  |  |  | 1 | 1 | 0 | 0 | 0 | 0 | 0 | 0 | 0 | 0 | 0 | 0 | 2009 Qtr 1: 0; 2009 Qtr 2: 0; 2009 Qtr 3: 0; 2009 Qtr 4: 1; 2010 Qtr 1: 0; 2010 Qtr 2: 0; 2010 Qtr 3: 0; 2010 Qtr 4: 0; 2011 Qtr 1: 0; 2011 Qtr 2: 0; 2011 Qtr 3: 0; 2011 Qtr 4: 0 | 1
0 | 267042-Residential Condensor Coil Cleaning Resid MF CZ10 VintAll |  | System | Residential | 13-MFM-ResidentialMulti-family-SP_COOL | 0 |  |  |  |  | 50 | 50 | 0 | 0 | 0 | 0 | 180 |  | kWh | 0.2376 | 0 | Residential | [7 empty] | 3 | 0.78 |  |  |  | 1 | 1 | 0 | 0 | 0 | 0 | 0 | 0 | 0 | 0 | 0 | 0 | 2009 Qtr 1: 0; 2009 Qtr 2: 0; 2009 Qtr 3: 0; 2009 Qtr 4: 1; 2010 Qtr 1: 0; 2010 Qtr 2: 0; 2010 Qtr 3: 0; 2010 Qtr 4: 0; 2011 Qtr 1: 0; 2011 Qtr 2: 0; 2011 Qtr 3: 0; 2011 Qtr 4: 0 | 1
0 | 267032-High Refrigerant Charge Adjustment (>= ±20% rated charge) Resid MF CZ10 Vint03 |  | System | Residential | 13-MFM-ResidentialMulti-family-SP_COOL | 0 |  |  |  |  | 66.33 | 53 | 0 | 0 | 0 | 13.33 | 195.15 |  | kWh | 0.21338 | -0.15765 | Residential |  | Winter Only | [5 empty] | 10 | 0.78 |  |  |  | 1 | 2 | 0 | 0 | 0 | 0 | 0 | 0 | 0 | 0 | 0 | 0 | 2009 Qtr 1: 0; 2009 Qtr 2: 0; 2009 Qtr 3: 0; 2009 Qtr 4: 2; 2010 Qtr 1: 0; 2010 Qtr 2: 0; 2010 Qtr 3: 0; 2010 Qtr 4: 0; 2011 Qtr 1: 0; 2011 Qtr 2: 0; 2011 Qtr 3: 0; 2011 Qtr 4: 0 | 2
0 | 267042-Residential Condensor Coil Cleaning Resid MF CZ10 VintAll |  | System | Residential | 13-MFM-ResidentialMulti-family-SP_COOL | 0 |  |  |  |  | 50 | 50 | 0 | 0 | 0 | 0 | 180 |  | kWh | 0.2376 | 0 | Residential | [7 empty] | 3 | 0.78 |  |  |  | 1 | 1 | 0 | 0 | 0 | 0 | 0 | 0 | 0 | 0 | 0 | 0 | 2009 Qtr 1: 0; 2009 Qtr 2: 0; 2009 Qtr 3: 0; 2009 Qtr 4: 1; 2010 Qtr 1: 0; 2010 Qtr 2: 0; 2010 Qtr 3: 0; 2010 Qtr 4: 0; 2011 Qtr 1: 0; 2011 Qtr 2: 0; 2011 Qtr 3: 0; 2011 Qtr 4: 0 | 1
0 | 267033-High Refrigerant Charge Adjustment (>= ±20% rated charge) Resid MF CZ10 Vint04 |  | System | Residential | 13-MFM-ResidentialMulti-family-SP_COOL | 0 |  |  |  |  | 66.33 | 53 | 0 | 0 | 0 | 13.33 | 171.246 |  | kWh | 0.22612 | -0.10521 | Residential |  | Winter Only | [5 empty] | 10 | 0.78 |  |  |  | 1 | 2 | 0 | 0 | 0 | 0 | 0 | 0 | 0 | 0 | 0 | 0 | 2009 Qtr 1: 0; 2009 Qtr 2: 0; 2009 Qtr 3: 0; 2009 Qtr 4: 2; 2010 Qtr 1: 0; 2010 Qtr 2: 0; 2010 Qtr 3: 0; 2010 Qtr 4: 0; 2011 Qtr 1: 0; 2011 Qtr 2: 0; 2011 Qtr 3: 0; 2011 Qtr 4: 0 | 2
0 | 267042-Residential Condensor Coil Cleaning Resid MF CZ10 VintAll |  | System | Residential | 13-MFM-ResidentialMulti-family-SP_COOL | 0 |  |  |  |  | 50 | 50 | 0 | 0 | 0 | 0 | 180 |  | kWh | 0.2376 | 0 | Residential | [7 empty] | 3 | 0.78 |  |  |  | 1 | 1 | 0 | 0 | 0 | 0 | 0 | 0 | 0 | 0 | 0 | 0 | 2009 Qtr 1: 0; 2009 Qtr 2: 0; 2009 Qtr 3: 0; 2009 Qtr 4: 1; 2010 Qtr 1: 0; 2010 Qtr 2: 0; 2010 Qtr 3: 0; 2010 Qtr 4: 0; 2011 Qtr 1: 0; 2011 Qtr 2: 0; 2011 Qtr 3: 0; 2011 Qtr 4: 0 | 1
0 | 267033-High Refrigerant Charge Adjustment (>= ±20% rated charge) Resid MF CZ10 Vint04 |  | System | Residential | 13-MFM-ResidentialMulti-family-SP_COOL | 0 |  |  |  |  | 66.33 | 53 | 0 | 0 | 0 | 13.33 | 171.246 |  | kWh | 0.22612 | -0.10521 | Residential |  | Winter Only | [5 empty] | 10 | 0.78 |  |  |  | 1 | 2 | 0 | 0 | 0 | 0 | 0 | 0 | 0 | 0 | 0 | 0 | 2009 Qtr 1: 0; 2009 Qtr 2: 0; 2009 Qtr 3: 0; 2009 Qtr 4: 2; 2010 Qtr 1: 0; 2010 Qtr 2: 0; 2010 Qtr 3: 0; 2010 Qtr 4: 0; 2011 Qtr 1: 0; 2011 Qtr 2: 0; 2011 Qtr 3: 0; 2011 Qtr 4: 0 | 2
0 | 267042-Residential Condensor Coil Cleaning Resid MF CZ10 VintAll |  | System | Residential | 13-MFM-ResidentialMulti-family-SP_COOL | 0 |  |  |  |  | 50 | 50 | 0 | 0 | 0 | 0 | 180 |  | kWh | 0.2376 | 0 | Residential | [7 empty] | 3 | 0.78 |  |  |  | 1 | 1 | 0 | 0 | 0 | 0 | 0 | 0 | 0 | 0 | 0 | 0 | 2009 Qtr 1: 0; 2009 Qtr 2: 0; 2009 Qtr 3: 0; 2009 Qtr 4: 1; 2010 Qtr 1: 0; 2010 Qtr 2: 0; 2010 Qtr 3: 0; 2010 Qtr 4: 0; 2011 Qtr 1: 0; 2011 Qtr 2: 0; 2011 Qtr 3: 0; 2011 Qtr 4: 0 | 1
0 | 267035-High Refrigerant Charge Adjustment (>= ±20% rated charge) Resid MF CZ10 Vint01 |  | System | Residential | 13-MFM-ResidentialMulti-family-SP_COOL | 0 |  |  |  |  | 66.33 | 79.5 | 0 | 0 | 0 | -13.17 | 120.504 |  | kWh | 0.19741 | -0.037108 | Residential |  | Winter Only | [5 empty] | 10 | 0.78 |  |  |  | 1 | 1 | 0 | 0 | 0 | 0 | 0 | 0 | 0 | 0 | 0 | 0 | 2009 Qtr 1: 0; 2009 Qtr 2: 0; 2009 Qtr 3: 0; 2009 Qtr 4: 1; 2010 Qtr 1: 0; 2010 Qtr 2: 0; 2010 Qtr 3: 0; 2010 Qtr 4: 0; 2011 Qtr 1: 0; 2011 Qtr 2: 0; 2011 Qtr 3: 0; 2011 Qtr 4: 0 | 1
0 | 267042-Residential Condensor Coil Cleaning Resid MF CZ10 VintAll |  | System | Residential | 13-MFM-ResidentialMulti-family-SP_COOL | 0 |  |  |  |  | 50 | 50 | 0 | 0 | 0 | 0 | 180 |  | kWh | 0.2376 | 0 | Residential | [7 empty] | 3 | 0.78 |  |  |  | 1 | 1 | 0 | 0 | 0 | 0 | 0 | 0 | 0 | 0 | 0 | 0 | 2009 Qtr 1: 0; 2009 Qtr 2: 0; 2009 Qtr 3: 0; 2009 Qtr 4: 1; 2010 Qtr 1: 0; 2010 Qtr 2: 0; 2010 Qtr 3: 0; 2010 Qtr 4: 0; 2011 Qtr 1: 0; 2011 Qtr 2: 0; 2011 Qtr 3: 0; 2011 Qtr 4: 0 | 1
0 | 267033-High Refrigerant Charge Adjustment (>= ±20% rated charge) Resid MF CZ10 Vint04 |  | System | Residential | 13-MFM-ResidentialMulti-family-SP_COOL | 0 |  |  |  |  | 66.33 | 53 | 0 | 0 | 0 | 13.33 | 171.246 |  | kWh | 0.22612 | -0.10521 | Residential |  | Winter Only | [5 empty] | 10 | 0.78 |  |  |  | 1 | 2 | 0 | 0 | 0 | 0 | 0 | 0 | 0 | 0 | 0 | 0 | 2009 Qtr 1: 0; 2009 Qtr 2: 0; 2009 Qtr 3: 0; 2009 Qtr 4: 2; 2010 Qtr 1: 0; 2010 Qtr 2: 0; 2010 Qtr 3: 0; 2010 Qtr 4: 0; 2011 Qtr 1: 0; 2011 Qtr 2: 0; 2011 Qtr 3: 0; 2011 Qtr 4: 0 | 2
0 | 267042-Residential Condensor Coil Cleaning Resid MF CZ10 VintAll |  | System | Residential | 13-MFM-ResidentialMulti-family-SP_COOL | 0 |  |  |  |  | 50 | 50 | 0 | 0 | 0 | 0 | 180 |  | kWh | 0.2376 | 0 | Residential | [7 empty] | 3 | 0.78 |  |  |  | 1 | 1 | 0 | 0 | 0 | 0 | 0 | 0 | 0 | 0 | 0 | 0 | 2009 Qtr 1: 0; 2009 Qtr 2: 0; 2009 Qtr 3: 0; 2009 Qtr 4: 1; 2010 Qtr 1: 0; 2010 Qtr 2: 0; 2010 Qtr 3: 0; 2010 Qtr 4: 0; 2011 Qtr 1: 0; 2011 Qtr 2: 0; 2011 Qtr 3: 0; 2011 Qtr 4: 0 | 1
0 | 267032-High Refrigerant Charge Adjustment (>= ±20% rated charge) Resid MF CZ10 Vint03 |  | System | Residential | 13-MFM-ResidentialMulti-family-SP_COOL | 0 |  |  |  |  | 66.33 | 53 | 0 | 0 | 0 | 13.33 | 195.15 |  | kWh | 0.21338 | -0.15765 | Residential |  | Winter Only | [5 empty] | 10 | 0.78 |  |  |  | 1 | 2 | 0 | 0 | 0 | 0 | 0 | 0 | 0 | 0 | 0 | 0 | 2009 Qtr 1: 0; 2009 Qtr 2: 0; 2009 Qtr 3: 0; 2009 Qtr 4: 2; 2010 Qtr 1: 0; 2010 Qtr 2: 0; 2010 Qtr 3: 0; 2010 Qtr 4: 0; 2011 Qtr 1: 0; 2011 Qtr 2: 0; 2011 Qtr 3: 0; 2011 Qtr 4: 0 | 2
0 | 267042-Residential Condensor Coil Cleaning Resid MF CZ10 VintAll |  | System | Residential | 13-MFM-ResidentialMulti-family-SP_COOL | 0 |  |  |  |  | 50 | 50 | 0 | 0 | 0 | 0 | 180 |  | kWh | 0.2376 | 0 | Residential | [7 empty] | 3 | 0.78 |  |  |  | 1 | 1 | 0 | 0 | 0 | 0 | 0 | 0 | 0 | 0 | 0 | 0 | 2009 Qtr 1: 0; 2009 Qtr 2: 0; 2009 Qtr 3: 0; 2009 Qtr 4: 1; 2010 Qtr 1: 0; 2010 Qtr 2: 0; 2010 Qtr 3: 0; 2010 Qtr 4: 0; 2011 Qtr 1: 0; 2011 Qtr 2: 0; 2011 Qtr 3: 0; 2011 Qtr 4: 0 | 1
0 | 267042-Residential Condensor Coil Cleaning Resid MF CZ10 VintAll |  | System | Residential | 13-MFM-ResidentialMulti-family-SP_COOL | 0 |  |  |  |  | 50 | 50 | 0 | 0 | 0 | 0 | 180 |  | kWh | 0.2376 | 0 | Residential | [7 empty] | 3 | 0.78 |  |  |  | 1 | 1 | 0 | 0 | 0 | 0 | 0 | 0 | 0 | 0 | 0 | 0 | 2009 Qtr 1: 0; 2009 Qtr 2: 0; 2009 Qtr 3: 0; 2009 Qtr 4: 1; 2010 Qtr 1: 0; 2010 Qtr 2: 0; 2010 Qtr 3: 0; 2010 Qtr 4: 0; 2011 Qtr 1: 0; 2011 Qtr 2: 0; 2011 Qtr 3: 0; 2011 Qtr 4: 0 | 1
0 | 267042-Residential Condensor Coil Cleaning Resid MF CZ10 VintAll |  | System | Residential | 13-MFM-ResidentialMulti-family-SP_COOL | 0 |  |  |  |  | 50 | 50 | 0 | 0 | 0 | 0 | 180 |  | kWh | 0.2376 | 0 | Residential | [7 empty] | 3 | 0.78 |  |  |  | 1 | 1 | 0 | 0 | 0 | 0 | 0 | 0 | 0 | 0 | 0 | 0 | 2009 Qtr 1: 0; 2009 Qtr 2: 0; 2009 Qtr 3: 0; 2009 Qtr 4: 1; 2010 Qtr 1: 0; 2010 Qtr 2: 0; 2010 Qtr 3: 0; 2010 Qtr 4: 0; 2011 Qtr 1: 0; 2011 Qtr 2: 0; 2011 Qtr 3: 0; 2011 Qtr 4: 0 | 1
0 | 267033-High Refrigerant Charge Adjustment (>= ±20% rated charge) Resid MF CZ10 Vint04 |  | System | Residential | 13-MFM-ResidentialMulti-family-SP_COOL | 0 |  |  |  |  | 66.33 | 53 | 0 | 0 | 0 | 13.33 | 171.246 |  | kWh | 0.22612 | -0.10521 | Residential |  | Winter Only | [5 empty] | 10 | 0.78 |  |  |  | 1 | 2 | 0 | 0 | 0 | 0 | 0 | 0 | 0 | 0 | 0 | 0 | 2009 Qtr 1: 0; 2009 Qtr 2: 0; 2009 Qtr 3: 0; 2009 Qtr 4: 2; 2010 Qtr 1: 0; 2010 Qtr 2: 0; 2010 Qtr 3: 0; 2010 Qtr 4: 0; 2011 Qtr 1: 0; 2011 Qtr 2: 0; 2011 Qtr 3: 0; 2011 Qtr 4: 0 | 2
0 | 267042-Residential Condensor Coil Cleaning Resid MF CZ10 VintAll |  | System | Residential | 13-MFM-ResidentialMulti-family-SP_COOL | 0 |  |  |  |  | 50 | 50 | 0 | 0 | 0 | 0 | 180 |  | kWh | 0.2376 | 0 | Residential | [7 empty] | 3 | 0.78 |  |  |  | 1 | 1 | 0 | 0 | 0 | 0 | 0 | 0 | 0 | 0 | 0 | 0 | 2009 Qtr 1: 0; 2009 Qtr 2: 0; 2009 Qtr 3: 0; 2009 Qtr 4: 1; 2010 Qtr 1: 0; 2010 Qtr 2: 0; 2010 Qtr 3: 0; 2010 Qtr 4: 0; 2011 Qtr 1: 0; 2011 Qtr 2: 0; 2011 Qtr 3: 0; 2011 Qtr 4: 0 | 1
0 | 267034-High Refrigerant Charge Adjustment (>= ±20% rated charge) Resid MF CZ10 Vint05 |  | System | Residential | 13-MFM-ResidentialMulti-family-SP_COOL | 0 |  |  |  |  | 66.33 | 53 | 0 | 0 | 0 | 13.33 | 140.383 |  | kWh | 0.19848 | -0.066812 | Residential |  | Winter Only | [5 empty] | 10 | 0.78 |  |  |  | 1 | 2 | 0 | 0 | 0 | 0 | 0 | 0 | 0 | 0 | 0 | 0 | 2009 Qtr 1: 0; 2009 Qtr 2: 0; 2009 Qtr 3: 0; 2009 Qtr 4: 2; 2010 Qtr 1: 0; 2010 Qtr 2: 0; 2010 Qtr 3: 0; 2010 Qtr 4: 0; 2011 Qtr 1: 0; 2011 Qtr 2: 0; 2011 Qtr 3: 0; 2011 Qtr 4: 0 | 2
0 | 267042-Residential Condensor Coil Cleaning Resid MF CZ10 VintAll |  | System | Residential | 13-MFM-ResidentialMulti-family-SP_COOL | 0 |  |  |  |  | 50 | 50 | 0 | 0 | 0 | 0 | 180 |  | kWh | 0.2376 | 0 | Residential | [7 empty] | 3 | 0.78 |  |  |  | 1 | 1 | 0 | 0 | 0 | 0 | 0 | 0 | 0 | 0 | 0 | 0 | 2009 Qtr 1: 0; 2009 Qtr 2: 0; 2009 Qtr 3: 0; 2009 Qtr 4: 1; 2010 Qtr 1: 0; 2010 Qtr 2: 0; 2010 Qtr 3: 0; 2010 Qtr 4: 0; 2011 Qtr 1: 0; 2011 Qtr 2: 0; 2011 Qtr 3: 0; 2011 Qtr 4: 0 | 1
0 | 267032-High Refrigerant Charge Adjustment (>= ±20% rated charge) Resid MF CZ10 Vint03 |  | System | Residential | 13-MFM-ResidentialMulti-family-SP_COOL | 0 |  |  |  |  | 66.33 | 79.5 | 0 | 0 | 0 | -13.17 | 195.15 |  | kWh | 0.21338 | -0.15765 | Residential |  | Winter Only | [5 empty] | 10 | 0.78 |  |  |  | 1 | 1 | 0 | 0 | 0 | 0 | 0 | 0 | 0 | 0 | 0 | 0 | 2009 Qtr 1: 0; 2009 Qtr 2: 0; 2009 Qtr 3: 0; 2009 Qtr 4: 1; 2010 Qtr 1: 0; 2010 Qtr 2: 0; 2010 Qtr 3: 0; 2010 Qtr 4: 0; 2011 Qtr 1: 0; 2011 Qtr 2: 0; 2011 Qtr 3: 0; 2011 Qtr 4: 0 | 1
0 | 267042-Residential Condensor Coil Cleaning Resid MF CZ10 VintAll |  | System | Residential | 13-MFM-ResidentialMulti-family-SP_COOL | 0 |  |  |  |  | 50 | 50 | 0 | 0 | 0 | 0 | 180 |  | kWh | 0.2376 | 0 | Residential | [7 empty] | 3 | 0.78 |  |  |  | 1 | 1 | 0 | 0 | 0 | 0 | 0 | 0 | 0 | 0 | 0 | 0 | 2009 Qtr 1: 0; 2009 Qtr 2: 0; 2009 Qtr 3: 0; 2009 Qtr 4: 1; 2010 Qtr 1: 0; 2010 Qtr 2: 0; 2010 Qtr 3: 0; 2010 Qtr 4: 0; 2011 Qtr 1: 0; 2011 Qtr 2: 0; 2011 Qtr 3: 0; 2011 Qtr 4: 0 | 1
0 | 267032-High Refrigerant Charge Adjustment (>= ±20% rated charge) Resid MF CZ10 Vint03 |  | System | Residential | 13-MFM-ResidentialMulti-family-SP_COOL | 0 |  |  |  |  | 66.33 | 53 | 0 | 0 | 0 | 13.33 | 195.15 |  | kWh | 0.21338 | -0.15765 | Residential |  | Winter Only | [5 empty] | 10 | 0.78 |  |  |  | 1 | 2 | 0 | 0 | 0 | 0 | 0 | 0 | 0 | 0 | 0 | 0 | 2009 Qtr 1: 0; 2009 Qtr 2: 0; 2009 Qtr 3: 0; 2009 Qtr 4: 2; 2010 Qtr 1: 0; 2010 Qtr 2: 0; 2010 Qtr 3: 0; 2010 Qtr 4: 0; 2011 Qtr 1: 0; 2011 Qtr 2: 0; 2011 Qtr 3: 0; 2011 Qtr 4: 0 | 2
0 | 267042-Residential Condensor Coil Cleaning Resid MF CZ10 VintAll |  | System | Residential | 13-MFM-ResidentialMulti-family-SP_COOL | 0 |  |  |  |  | 50 | 50 | 0 | 0 | 0 | 0 | 180 |  | kWh | 0.2376 | 0 | Residential | [7 empty] | 3 | 0.78 |  |  |  | 1 | 1 | 0 | 0 | 0 | 0 | 0 | 0 | 0 | 0 | 0 | 0 | 2009 Qtr 1: 0; 2009 Qtr 2: 0; 2009 Qtr 3: 0; 2009 Qtr 4: 1; 2010 Qtr 1: 0; 2010 Qtr 2: 0; 2010 Qtr 3: 0; 2010 Qtr 4: 0; 2011 Qtr 1: 0; 2011 Qtr 2: 0; 2011 Qtr 3: 0; 2011 Qtr 4: 0 | 1
0 | 267032-High Refrigerant Charge Adjustment (>= ±20% rated charge) Resid MF CZ10 Vint03 |  | System | Residential | 13-MFM-ResidentialMulti-family-SP_COOL | 0 |  |  |  |  | 66.33 | 79.5 | 0 | 0 | 0 | -13.17 | 195.15 |  | kWh | 0.21338 | -0.15765 | Residential |  | Winter Only | [5 empty] | 10 | 0.78 |  |  |  | 1 | 1 | 0 | 0 | 0 | 0 | 0 | 0 | 0 | 0 | 0 | 0 | 2009 Qtr 1: 0; 2009 Qtr 2: 0; 2009 Qtr 3: 0; 2009 Qtr 4: 1; 2010 Qtr 1: 0; 2010 Qtr 2: 0; 2010 Qtr 3: 0; 2010 Qtr 4: 0; 2011 Qtr 1: 0; 2011 Qtr 2: 0; 2011 Qtr 3: 0; 2011 Qtr 4: 0 | 1
0 | 267042-Residential Condensor Coil Cleaning Resid MF CZ10 VintAll |  | System | Residential | 13-MFM-ResidentialMulti-family-SP_COOL | 0 |  |  |  |  | 50 | 50 | 0 | 0 | 0 | 0 | 180 |  | kWh | 0.2376 | 0 | Residential | [7 empty] | 3 | 0.78 |  |  |  | 1 | 1 | 0 | 0 | 0 | 0 | 0 | 0 | 0 | 0 | 0 | 0 | 2009 Qtr 1: 0; 2009 Qtr 2: 0; 2009 Qtr 3: 0; 2009 Qtr 4: 1; 2010 Qtr 1: 0; 2010 Qtr 2: 0; 2010 Qtr 3: 0; 2010 Qtr 4: 0; 2011 Qtr 1: 0; 2011 Qtr 2: 0; 2011 Qtr 3: 0; 2011 Qtr 4: 0 | 1
0 | 267033-High Refrigerant Charge Adjustment (>= ±20% rated charge) Resid MF CZ10 Vint04 |  | System | Residential | 13-MFM-ResidentialMulti-family-SP_COOL | 0 |  |  |  |  | 66.33 | 79.5 | 0 | 0 | 0 | -13.17 | 171.246 |  | kWh | 0.22612 | -0.10521 | Residential |  | Winter Only | [5 empty] | 10 | 0.78 |  |  |  | 1 | 1 | 0 | 0 | 0 | 0 | 0 | 0 | 0 | 0 | 0 | 0 | 2009 Qtr 1: 0; 2009 Qtr 2: 0; 2009 Qtr 3: 0; 2009 Qtr 4: 1; 2010 Qtr 1: 0; 2010 Qtr 2: 0; 2010 Qtr 3: 0; 2010 Qtr 4: 0; 2011 Qtr 1: 0; 2011 Qtr 2: 0; 2011 Qtr 3: 0; 2011 Qtr 4: 0 | 1
0 | 267042-Residential Condensor Coil Cleaning Resid MF CZ10 VintAll |  | System | Residential | 13-MFM-ResidentialMulti-family-SP_COOL | 0 |  |  |  |  | 50 | 50 | 0 | 0 | 0 | 0 | 180 |  | kWh | 0.2376 | 0 | Residential | [7 empty] | 3 | 0.78 |  |  |  | 1 | 1 | 0 | 0 | 0 | 0 | 0 | 0 | 0 | 0 | 0 | 0 | 2009 Qtr 1: 0; 2009 Qtr 2: 0; 2009 Qtr 3: 0; 2009 Qtr 4: 1; 2010 Qtr 1: 0; 2010 Qtr 2: 0; 2010 Qtr 3: 0; 2010 Qtr 4: 0; 2011 Qtr 1: 0; 2011 Qtr 2: 0; 2011 Qtr 3: 0; 2011 Qtr 4: 0 | 1
0 | 267034-High Refrigerant Charge Adjustment (>= ±20% rated charge) Resid MF CZ10 Vint05 |  | System | Residential | 13-MFM-ResidentialMulti-family-SP_COOL | 0 |  |  |  |  | 66.33 | 79.5 | 0 | 0 | 0 | -13.17 | 140.383 |  | kWh | 0.19848 | -0.066812 | Residential |  | Winter Only | [5 empty] | 10 | 0.78 |  |  |  | 1 | 1 | 0 | 0 | 0 | 0 | 0 | 0 | 0 | 0 | 0 | 0 | 2009 Qtr 1: 0; 2009 Qtr 2: 0; 2009 Qtr 3: 0; 2009 Qtr 4: 1; 2010 Qtr 1: 0; 2010 Qtr 2: 0; 2010 Qtr 3: 0; 2010 Qtr 4: 0; 2011 Qtr 1: 0; 2011 Qtr 2: 0; 2011 Qtr 3: 0; 2011 Qtr 4: 0 | 1
0 | 267042-Residential Condensor Coil Cleaning Resid MF CZ10 VintAll |  | System | Residential | 13-MFM-ResidentialMulti-family-SP_COOL | 0 |  |  |  |  | 50 | 50 | 0 | 0 | 0 | 0 | 180 |  | kWh | 0.2376 | 0 | Residential | [7 empty] | 3 | 0.78 |  |  |  | 1 | 1 | 0 | 0 | 0 | 0 | 0 | 0 | 0 | 0 | 0 | 0 | 2009 Qtr 1: 0; 2009 Qtr 2: 0; 2009 Qtr 3: 0; 2009 Qtr 4: 1; 2010 Qtr 1: 0; 2010 Qtr 2: 0; 2010 Qtr 3: 0; 2010 Qtr 4: 0; 2011 Qtr 1: 0; 2011 Qtr 2: 0; 2011 Qtr 3: 0; 2011 Qtr 4: 0 | 1
0 | 267032-High Refrigerant Charge Adjustment (>= ±20% rated charge) Resid MF CZ10 Vint03 |  | System | Residential | 13-MFM-ResidentialMulti-family-SP_COOL | 0 |  |  |  |  | 66.33 | 79.5 | 0 | 0 | 0 | -13.17 | 195.15 |  | kWh | 0.21338 | -0.15765 | Residential |  | Winter Only | [5 empty] | 10 | 0.78 |  |  |  | 1 | 1 | 0 | 0 | 0 | 0 | 0 | 0 | 0 | 0 | 0 | 0 | 2009 Qtr 1: 0; 2009 Qtr 2: 0; 2009 Qtr 3: 0; 2009 Qtr 4: 1; 2010 Qtr 1: 0; 2010 Qtr 2: 0; 2010 Qtr 3: 0; 2010 Qtr 4: 0; 2011 Qtr 1: 0; 2011 Qtr 2: 0; 2011 Qtr 3: 0; 2011 Qtr 4: 0 | 1
0 | 267042-Residential Condensor Coil Cleaning Resid MF CZ10 VintAll |  | System | Residential | 13-MFM-ResidentialMulti-family-SP_COOL | 0 |  |  |  |  | 50 | 50 | 0 | 0 | 0 | 0 | 180 |  | kWh | 0.2376 | 0 | Residential | [7 empty] | 3 | 0.78 |  |  |  | 1 | 1 | 0 | 0 | 0 | 0 | 0 | 0 | 0 | 0 | 0 | 0 | 2009 Qtr 1: 0; 2009 Qtr 2: 0; 2009 Qtr 3: 0; 2009 Qtr 4: 1; 2010 Qtr 1: 0; 2010 Qtr 2: 0; 2010 Qtr 3: 0; 2010 Qtr 4: 0; 2011 Qtr 1: 0; 2011 Qtr 2: 0; 2011 Qtr 3: 0; 2011 Qtr 4: 0 | 1
0 | 267032-High Refrigerant Charge Adjustment (>= ±20% rated charge) Resid MF CZ10 Vint03 |  | System | Residential | 13-MFM-ResidentialMulti-family-SP_COOL | 0 |  |  |  |  | 66.33 | 53 | 0 | 0 | 0 | 13.33 | 195.15 |  | kWh | 0.21338 | -0.15765 | Residential |  | Winter Only | [5 empty] | 10 | 0.78 |  |  |  | 1 | 2 | 0 | 0 | 0 | 0 | 0 | 0 | 0 | 0 | 0 | 0 | 2009 Qtr 1: 0; 2009 Qtr 2: 0; 2009 Qtr 3: 0; 2009 Qtr 4: 2; 2010 Qtr 1: 0; 2010 Qtr 2: 0; 2010 Qtr 3: 0; 2010 Qtr 4: 0; 2011 Qtr 1: 0; 2011 Qtr 2: 0; 2011 Qtr 3: 0; 2011 Qtr 4: 0 | 2
0 | 267042-Residential Condensor Coil Cleaning Resid MF CZ10 VintAll |  | System | Residential | 13-MFM-ResidentialMulti-family-SP_COOL | 0 |  |  |  |  | 50 | 50 | 0 | 0 | 0 | 0 | 180 |  | kWh | 0.2376 | 0 | Residential | [7 empty] | 3 | 0.78 |  |  |  | 1 | 1 | 0 | 0 | 0 | 0 | 0 | 0 | 0 | 0 | 0 | 0 | 2009 Qtr 1: 0; 2009 Qtr 2: 0; 2009 Qtr 3: 0; 2009 Qtr 4: 1; 2010 Qtr 1: 0; 2010 Qtr 2: 0; 2010 Qtr 3: 0; 2010 Qtr 4: 0; 2011 Qtr 1: 0; 2011 Qtr 2: 0; 2011 Qtr 3: 0; 2011 Qtr 4: 0 | 1
0 | 267033-High Refrigerant Charge Adjustment (>= ±20% rated charge) Resid MF CZ10 Vint04 |  | System | Residential | 13-MFM-ResidentialMulti-family-SP_COOL | 0 |  |  |  |  | 66.33 | 53 | 0 | 0 | 0 | 13.33 | 171.246 |  | kWh | 0.22612 | -0.10521 | Residential |  | Winter Only | [5 empty] | 10 | 0.78 |  |  |  | 1 | 2 | 0 | 0 | 0 | 0 | 0 | 0 | 0 | 0 | 0 | 0 | 2009 Qtr 1: 0; 2009 Qtr 2: 0; 2009 Qtr 3: 0; 2009 Qtr 4: 2; 2010 Qtr 1: 0; 2010 Qtr 2: 0; 2010 Qtr 3: 0; 2010 Qtr 4: 0; 2011 Qtr 1: 0; 2011 Qtr 2: 0; 2011 Qtr 3: 0; 2011 Qtr 4: 0 | 2
0 | 267042-Residential Condensor Coil Cleaning Resid MF CZ10 VintAll |  | System | Residential | 13-MFM-ResidentialMulti-family-SP_COOL | 0 |  |  |  |  | 50 | 50 | 0 | 0 | 0 | 0 | 180 |  | kWh | 0.2376 | 0 | Residential | [7 empty] | 3 | 0.78 |  |  |  | 1 | 1 | 0 | 0 | 0 | 0 | 0 | 0 | 0 | 0 | 0 | 0 | 2009 Qtr 1: 0; 2009 Qtr 2: 0; 2009 Qtr 3: 0; 2009 Qtr 4: 1; 2010 Qtr 1: 0; 2010 Qtr 2: 0; 2010 Qtr 3: 0; 2010 Qtr 4: 0; 2011 Qtr 1: 0; 2011 Qtr 2: 0; 2011 Qtr 3: 0; 2011 Qtr 4: 0 | 1
0 | 267035-High Refrigerant Charge Adjustment (>= ±20% rated charge) Resid MF CZ10 Vint01 |  | System | Residential | 13-MFM-ResidentialMulti-family-SP_COOL | 0 |  |  |  |  | 66.33 | 53 | 0 | 0 | 0 | 13.33 | 120.504 |  | kWh | 0.19741 | -0.037108 | Residential |  | Winter Only | [5 empty] | 10 | 0.78 |  |  |  | 1 | 2 | 0 | 0 | 0 | 0 | 0 | 0 | 0 | 0 | 0 | 0 | 2009 Qtr 1: 0; 2009 Qtr 2: 0; 2009 Qtr 3: 0; 2009 Qtr 4: 2; 2010 Qtr 1: 0; 2010 Qtr 2: 0; 2010 Qtr 3: 0; 2010 Qtr 4: 0; 2011 Qtr 1: 0; 2011 Qtr 2: 0; 2011 Qtr 3: 0; 2011 Qtr 4: 0 | 2
0 | 267042-Residential Condensor Coil Cleaning Resid MF CZ10 VintAll |  | System | Residential | 13-MFM-ResidentialMulti-family-SP_COOL | 0 |  |  |  |  | 50 | 50 | 0 | 0 | 0 | 0 | 180 |  | kWh | 0.2376 | 0 | Residential | [7 empty] | 3 | 0.78 |  |  |  | 1 | 1 | 0 | 0 | 0 | 0 | 0 | 0 | 0 | 0 | 0 | 0 | 2009 Qtr 1: 0; 2009 Qtr 2: 0; 2009 Qtr 3: 0; 2009 Qtr 4: 1; 2010 Qtr 1: 0; 2010 Qtr 2: 0; 2010 Qtr 3: 0; 2010 Qtr 4: 0; 2011 Qtr 1: 0; 2011 Qtr 2: 0; 2011 Qtr 3: 0; 2011 Qtr 4: 0 | 1
0 | 267032-High Refrigerant Charge Adjustment (>= ±20% rated charge) Resid MF CZ10 Vint03 |  | System | Residential | 13-MFM-ResidentialMulti-family-SP_COOL | 0 |  |  |  |  | 66.33 | 53 | 0 | 0 | 0 | 13.33 | 195.15 |  | kWh | 0.21338 | -0.15765 | Residential |  | Winter Only | [5 empty] | 10 | 0.78 |  |  |  | 1 | 2 | 0 | 0 | 0 | 0 | 0 | 0 | 0 | 0 | 0 | 0 | 2009 Qtr 1: 0; 2009 Qtr 2: 0; 2009 Qtr 3: 0; 2009 Qtr 4: 2; 2010 Qtr 1: 0; 2010 Qtr 2: 0; 2010 Qtr 3: 0; 2010 Qtr 4: 0; 2011 Qtr 1: 0; 2011 Qtr 2: 0; 2011 Qtr 3: 0; 2011 Qtr 4: 0 | 2
0 | 267042-Residential Condensor Coil Cleaning Resid MF CZ10 VintAll |  | System | Residential | 13-MFM-ResidentialMulti-family-SP_COOL | 0 |  |  |  |  | 50 | 50 | 0 | 0 | 0 | 0 | 180 |  | kWh | 0.2376 | 0 | Residential | [7 empty] | 3 | 0.78 |  |  |  | 1 | 1 | 0 | 0 | 0 | 0 | 0 | 0 | 0 | 0 | 0 | 0 | 2009 Qtr 1: 0; 2009 Qtr 2: 0; 2009 Qtr 3: 0; 2009 Qtr 4: 1; 2010 Qtr 1: 0; 2010 Qtr 2: 0; 2010 Qtr 3: 0; 2010 Qtr 4: 0; 2011 Qtr 1: 0; 2011 Qtr 2: 0; 2011 Qtr 3: 0; 2011 Qtr 4: 0 | 1
0 | 267032-High Refrigerant Charge Adjustment (>= ±20% rated charge) Resid MF CZ10 Vint03 |  | System | Residential | 13-MFM-ResidentialMulti-family-SP_COOL | 0 |  |  |  |  | 66.33 | 53 | 0 | 0 | 0 | 13.33 | 195.15 |  | kWh | 0.21338 | -0.15765 | Residential |  | Winter Only | [5 empty] | 10 | 0.78 |  |  |  | 1 | 2 | 0 | 0 | 0 | 0 | 0 | 0 | 0 | 0 | 0 | 0 | 2009 Qtr 1: 0; 2009 Qtr 2: 0; 2009 Qtr 3: 0; 2009 Qtr 4: 2; 2010 Qtr 1: 0; 2010 Qtr 2: 0; 2010 Qtr 3: 0; 2010 Qtr 4: 0; 2011 Qtr 1: 0; 2011 Qtr 2: 0; 2011 Qtr 3: 0; 2011 Qtr 4: 0 | 2
0 | 267042-Residential Condensor Coil Cleaning Resid MF CZ10 VintAll |  | System | Residential | 13-MFM-ResidentialMulti-family-SP_COOL | 0 |  |  |  |  | 50 | 50 | 0 | 0 | 0 | 0 | 180 |  | kWh | 0.2376 | 0 | Residential | [7 empty] | 3 | 0.78 |  |  |  | 1 | 1 | 0 | 0 | 0 | 0 | 0 | 0 | 0 | 0 | 0 | 0 | 2009 Qtr 1: 0; 2009 Qtr 2: 0; 2009 Qtr 3: 0; 2009 Qtr 4: 1; 2010 Qtr 1: 0; 2010 Qtr 2: 0; 2010 Qtr 3: 0; 2010 Qtr 4: 0; 2011 Qtr 1: 0; 2011 Qtr 2: 0; 2011 Qtr 3: 0; 2011 Qtr 4: 0 | 1
0 | 267035-High Refrigerant Charge Adjustment (>= ±20% rated charge) Resid MF CZ10 Vint01 |  | System | Residential | 13-MFM-ResidentialMulti-family-SP_COOL | 0 |  |  |  |  | 66.33 | 53 | 0 | 0 | 0 | 13.33 | 120.504 |  | kWh | 0.19741 | -0.037108 | Residential |  | Winter Only | [5 empty] | 10 | 0.78 |  |  |  | 1 | 2 | 0 | 0 | 0 | 0 | 0 | 0 | 0 | 0 | 0 | 0 | 2009 Qtr 1: 0; 2009 Qtr 2: 0; 2009 Qtr 3: 0; 2009 Qtr 4: 2; 2010 Qtr 1: 0; 2010 Qtr 2: 0; 2010 Qtr 3: 0; 2010 Qtr 4: 0; 2011 Qtr 1: 0; 2011 Qtr 2: 0; 2011 Qtr 3: 0; 2011 Qtr 4: 0 | 2
0 | 267042-Residential Condensor Coil Cleaning Resid MF CZ10 VintAll |  | System | Residential | 13-MFM-ResidentialMulti-family-SP_COOL | 0 |  |  |  |  | 50 | 50 | 0 | 0 | 0 | 0 | 180 |  | kWh | 0.2376 | 0 | Residential | [7 empty] | 3 | 0.78 |  |  |  | 1 | 1 | 0 | 0 | 0 | 0 | 0 | 0 | 0 | 0 | 0 | 0 | 2009 Qtr 1: 0; 2009 Qtr 2: 0; 2009 Qtr 3: 0; 2009 Qtr 4: 1; 2010 Qtr 1: 0; 2010 Qtr 2: 0; 2010 Qtr 3: 0; 2010 Qtr 4: 0; 2011 Qtr 1: 0; 2011 Qtr 2: 0; 2011 Qtr 3: 0; 2011 Qtr 4: 0 | 1
0 | 267033-High Refrigerant Charge Adjustment (>= ±20% rated charge) Resid MF CZ10 Vint04 |  | System | Residential | 13-MFM-ResidentialMulti-family-SP_COOL | 0 |  |  |  |  | 66.33 | 53 | 0 | 0 | 0 | 13.33 | 171.246 |  | kWh | 0.22612 | -0.10521 | Residential |  | Winter Only | [5 empty] | 10 | 0.78 |  |  |  | 1 | 2 | 0 | 0 | 0 | 0 | 0 | 0 | 0 | 0 | 0 | 0 | 2009 Qtr 1: 0; 2009 Qtr 2: 0; 2009 Qtr 3: 0; 2009 Qtr 4: 2; 2010 Qtr 1: 0; 2010 Qtr 2: 0; 2010 Qtr 3: 0; 2010 Qtr 4: 0; 2011 Qtr 1: 0; 2011 Qtr 2: 0; 2011 Qtr 3: 0; 2011 Qtr 4: 0 | 2
0 | 267042-Residential Condensor Coil Cleaning Resid MF CZ10 VintAll |  | System | Residential | 13-MFM-ResidentialMulti-family-SP_COOL | 0 |  |  |  |  | 50 | 50 | 0 | 0 | 0 | 0 | 180 |  | kWh | 0.2376 | 0 | Residential | [7 empty] | 3 | 0.78 |  |  |  | 1 | 1 | 0 | 0 | 0 | 0 | 0 | 0 | 0 | 0 | 0 | 0 | 2009 Qtr 1: 0; 2009 Qtr 2: 0; 2009 Qtr 3: 0; 2009 Qtr 4: 1; 2010 Qtr 1: 0; 2010 Qtr 2: 0; 2010 Qtr 3: 0; 2010 Qtr 4: 0; 2011 Qtr 1: 0; 2011 Qtr 2: 0; 2011 Qtr 3: 0; 2011 Qtr 4: 0 | 1
0 | 267032-High Refrigerant Charge Adjustment (>= ±20% rated charge) Resid MF CZ10 Vint03 |  | System | Residential | 13-MFM-ResidentialMulti-family-SP_COOL | 0 |  |  |  |  | 66.33 | 53 | 0 | 0 | 0 | 13.33 | 195.15 |  | kWh | 0.21338 | -0.15765 | Residential |  | Winter Only | [5 empty] | 10 | 0.78 |  |  |  | 1 | 2 | 0 | 0 | 0 | 0 | 0 | 0 | 0 | 0 | 0 | 0 | 2009 Qtr 1: 0; 2009 Qtr 2: 0; 2009 Qtr 3: 0; 2009 Qtr 4: 2; 2010 Qtr 1: 0; 2010 Qtr 2: 0; 2010 Qtr 3: 0; 2010 Qtr 4: 0; 2011 Qtr 1: 0; 2011 Qtr 2: 0; 2011 Qtr 3: 0; 2011 Qtr 4: 0 | 2
0 | 267042-Residential Condensor Coil Cleaning Resid MF CZ10 VintAll |  | System | Residential | 13-MFM-ResidentialMulti-family-SP_COOL | 0 |  |  |  |  | 50 | 50 | 0 | 0 | 0 | 0 | 180 |  | kWh | 0.2376 | 0 | Residential | [7 empty] | 3 | 0.78 |  |  |  | 1 | 1 | 0 | 0 | 0 | 0 | 0 | 0 | 0 | 0 | 0 | 0 | 2009 Qtr 1: 0; 2009 Qtr 2: 0; 2009 Qtr 3: 0; 2009 Qtr 4: 1; 2010 Qtr 1: 0; 2010 Qtr 2: 0; 2010 Qtr 3: 0; 2010 Qtr 4: 0; 2011 Qtr 1: 0; 2011 Qtr 2: 0; 2011 Qtr 3: 0; 2011 Qtr 4: 0 | 1
0 | 267001-High Refrigerant Charge Adjustment (>= ±20% rated charge) Resid SFCZ10 Vint03 |  | System | Residential | 26-SFM-ResidentialSingleFamily-SP_COOL | 0 |  |  |  |  | 65 | 53 | 0 | 0 | 0 | 12 | 248.449 |  | kWh | 0.18306 | -0.066637 | Residential |  | Winter Only | [5 empty] | 10 | 0.78 |  |  |  | 1 | 3 | 0 | 0 | 0 | 0 | 0 | 0 | 0 | 0 | 0 | 0 | 2009 Qtr 1: 0; 2009 Qtr 2: 0; 2009 Qtr 3: 0; 2009 Qtr 4: 3; 2010 Qtr 1: 0; 2010 Qtr 2: 0; 2010 Qtr 3: 0; 2010 Qtr 4: 0; 2011 Qtr 1: 0; 2011 Qtr 2: 0; 2011 Qtr 3: 0; 2011 Qtr 4: 0 | 3
0 | 267040-Residential Condensor Coil Cleaning Resid SF CZ10 VintAll |  | System | Residential | 26-SFM-ResidentialSingleFamily-SP_COOL | 0 |  |  |  |  | 50 | 50 | 0 | 0 | 0 | 0 | 270 |  | kWh | 0.3564 | 0 | Residential | [7 empty] | 3 | 0.78 |  |  |  | 1 | 1 | 0 | 0 | 0 | 0 | 0 | 0 | 0 | 0 | 0 | 0 | 2009 Qtr 1: 0; 2009 Qtr 2: 0; 2009 Qtr 3: 0; 2009 Qtr 4: 1; 2010 Qtr 1: 0; 2010 Qtr 2: 0; 2010 Qtr 3: 0; 2010 Qtr 4: 0; 2011 Qtr 1: 0; 2011 Qtr 2: 0; 2011 Qtr 3: 0; 2011 Qtr 4: 0 | 1
0 | 267002-High Refrigerant Charge Adjustment (>= ±20% rated charge) Resid SF CZ10 Vint04 |  | System | Residential | 26-SFM-ResidentialSingleFamily-SP_COOL | 0 |  |  |  |  | 65 | 53 | 0 | 0 | 0 | 12 | 205.771 |  | kWh | 0.22808 | -0.078078 | Residential |  | Winter Only | [5 empty] | 10 | 0.78 |  |  |  | 1 | 3 | 0 | 0 | 0 | 0 | 0 | 0 | 0 | 0 | 0 | 0 | 2009 Qtr 1: 0; 2009 Qtr 2: 0; 2009 Qtr 3: 0; 2009 Qtr 4: 3; 2010 Qtr 1: 0; 2010 Qtr 2: 0; 2010 Qtr 3: 0; 2010 Qtr 4: 0; 2011 Qtr 1: 0; 2011 Qtr 2: 0; 2011 Qtr 3: 0; 2011 Qtr 4: 0 | 3
0 | 267040-Residential Condensor Coil Cleaning Resid SF CZ10 VintAll |  | System | Residential | 26-SFM-ResidentialSingleFamily-SP_COOL | 0 |  |  |  |  | 50 | 50 | 0 | 0 | 0 | 0 | 270 |  | kWh | 0.3564 | 0 | Residential | [7 empty] | 3 | 0.78 |  |  |  | 1 | 1 | 0 | 0 | 0 | 0 | 0 | 0 | 0 | 0 | 0 | 0 | 2009 Qtr 1: 0; 2009 Qtr 2: 0; 2009 Qtr 3: 0; 2009 Qtr 4: 1; 2010 Qtr 1: 0; 2010 Qtr 2: 0; 2010 Qtr 3: 0; 2010 Qtr 4: 0; 2011 Qtr 1: 0; 2011 Qtr 2: 0; 2011 Qtr 3: 0; 2011 Qtr 4: 0 | 1
0 | 267032-High Refrigerant Charge Adjustment (>= ±20% rated charge) Resid MF CZ10 Vint03 |  | System | Residential | 13-MFM-ResidentialMulti-family-SP_COOL | 0 |  |  |  |  | 66.33 | 53 | 0 | 0 | 0 | 13.33 | 195.15 |  | kWh | 0.21338 | -0.15765 | Residential |  | Winter Only | [5 empty] | 10 | 0.78 |  |  |  | 1 | 2 | 0 | 0 | 0 | 0 | 0 | 0 | 0 | 0 | 0 | 0 | 2009 Qtr 1: 0; 2009 Qtr 2: 0; 2009 Qtr 3: 0; 2009 Qtr 4: 2; 2010 Qtr 1: 0; 2010 Qtr 2: 0; 2010 Qtr 3: 0; 2010 Qtr 4: 0; 2011 Qtr 1: 0; 2011 Qtr 2: 0; 2011 Qtr 3: 0; 2011 Qtr 4: 0 | 2
0 | 267042-Residential Condensor Coil Cleaning Resid MF CZ10 VintAll |  | System | Residential | 13-MFM-ResidentialMulti-family-SP_COOL | 0 |  |  |  |  | 50 | 50 | 0 | 0 | 0 | 0 | 180 |  | kWh | 0.2376 | 0 | Residential | [7 empty] | 3 | 0.78 |  |  |  | 1 | 1 | 0 | 0 | 0 | 0 | 0 | 0 | 0 | 0 | 0 | 0 | 2009 Qtr 1: 0; 2009 Qtr 2: 0; 2009 Qtr 3: 0; 2009 Qtr 4: 1; 2010 Qtr 1: 0; 2010 Qtr 2: 0; 2010 Qtr 3: 0; 2010 Qtr 4: 0; 2011 Qtr 1: 0; 2011 Qtr 2: 0; 2011 Qtr 3: 0; 2011 Qtr 4: 0 | 1
0 | 267033-High Refrigerant Charge Adjustment (>= ±20% rated charge) Resid MF CZ10 Vint04 |  | System | Residential | 13-MFM-ResidentialMulti-family-SP_COOL | 0 |  |  |  |  | 66.33 | 53 | 0 | 0 | 0 | 13.33 | 171.246 |  | kWh | 0.22612 | -0.10521 | Residential |  | Winter Only | [5 empty] | 10 | 0.78 |  |  |  | 1 | 2 | 0 | 0 | 0 | 0 | 0 | 0 | 0 | 0 | 0 | 0 | 2009 Qtr 1: 0; 2009 Qtr 2: 0; 2009 Qtr 3: 0; 2009 Qtr 4: 2; 2010 Qtr 1: 0; 2010 Qtr 2: 0; 2010 Qtr 3: 0; 2010 Qtr 4: 0; 2011 Qtr 1: 0; 2011 Qtr 2: 0; 2011 Qtr 3: 0; 2011 Qtr 4: 0 | 2
0 | 267042-Residential Condensor Coil Cleaning Resid MF CZ10 VintAll |  | System | Residential | 13-MFM-ResidentialMulti-family-SP_COOL | 0 |  |  |  |  | 50 | 50 | 0 | 0 | 0 | 0 | 180 |  | kWh | 0.2376 | 0 | Residential | [7 empty] | 3 | 0.78 |  |  |  | 1 | 1 | 0 | 0 | 0 | 0 | 0 | 0 | 0 | 0 | 0 | 0 | 2009 Qtr 1: 0; 2009 Qtr 2: 0; 2009 Qtr 3: 0; 2009 Qtr 4: 1; 2010 Qtr 1: 0; 2010 Qtr 2: 0; 2010 Qtr 3: 0; 2010 Qtr 4: 0; 2011 Qtr 1: 0; 2011 Qtr 2: 0; 2011 Qtr 3: 0; 2011 Qtr 4: 0 | 1
0 | 267033-High Refrigerant Charge Adjustment (>= ±20% rated charge) Resid MF CZ10 Vint04 |  | System | Residential | 13-MFM-ResidentialMulti-family-SP_COOL | 0 |  |  |  |  | 66.33 | 53 | 0 | 0 | 0 | 13.33 | 171.246 |  | kWh | 0.22612 | -0.10521 | Residential |  | Winter Only | [5 empty] | 10 | 0.78 |  |  |  | 1 | 2 | 0 | 0 | 0 | 0 | 0 | 0 | 0 | 0 | 0 | 0 | 2009 Qtr 1: 0; 2009 Qtr 2: 0; 2009 Qtr 3: 0; 2009 Qtr 4: 2; 2010 Qtr 1: 0; 2010 Qtr 2: 0; 2010 Qtr 3: 0; 2010 Qtr 4: 0; 2011 Qtr 1: 0; 2011 Qtr 2: 0; 2011 Qtr 3: 0; 2011 Qtr 4: 0 | 2
0 | 267042-Residential Condensor Coil Cleaning Resid MF CZ10 VintAll |  | System | Residential | 13-MFM-ResidentialMulti-family-SP_COOL | 0 |  |  |  |  | 50 | 50 | 0 | 0 | 0 | 0 | 180 |  | kWh | 0.2376 | 0 | Residential | [7 empty] | 3 | 0.78 |  |  |  | 1 | 1 | 0 | 0 | 0 | 0 | 0 | 0 | 0 | 0 | 0 | 0 | 2009 Qtr 1: 0; 2009 Qtr 2: 0; 2009 Qtr 3: 0; 2009 Qtr 4: 1; 2010 Qtr 1: 0; 2010 Qtr 2: 0; 2010 Qtr 3: 0; 2010 Qtr 4: 0; 2011 Qtr 1: 0; 2011 Qtr 2: 0; 2011 Qtr 3: 0; 2011 Qtr 4: 0 | 1
0 | 267032-High Refrigerant Charge Adjustment (>= ±20% rated charge) Resid MF CZ10 Vint03 |  | System | Residential | 13-MFM-ResidentialMulti-family-SP_COOL | 0 |  |  |  |  | 66.33 | 53 | 0 | 0 | 0 | 13.33 | 195.15 |  | kWh | 0.21338 | -0.15765 | Residential |  | Winter Only | [5 empty] | 10 | 0.78 |  |  |  | 1 | 2 | 0 | 0 | 0 | 0 | 0 | 0 | 0 | 0 | 0 | 0 | 2009 Qtr 1: 0; 2009 Qtr 2: 0; 2009 Qtr 3: 0; 2009 Qtr 4: 2; 2010 Qtr 1: 0; 2010 Qtr 2: 0; 2010 Qtr 3: 0; 2010 Qtr 4: 0; 2011 Qtr 1: 0; 2011 Qtr 2: 0; 2011 Qtr 3: 0; 2011 Qtr 4: 0 | 2
0 | 267042-Residential Condensor Coil Cleaning Resid MF CZ10 VintAll |  | System | Residential | 13-MFM-ResidentialMulti-family-SP_COOL | 0 |  |  |  |  | 50 | 50 | 0 | 0 | 0 | 0 | 180 |  | kWh | 0.2376 | 0 | Residential | [7 empty] | 3 | 0.78 |  |  |  | 1 | 1 | 0 | 0 | 0 | 0 | 0 | 0 | 0 | 0 | 0 | 0 | 2009 Qtr 1: 0; 2009 Qtr 2: 0; 2009 Qtr 3: 0; 2009 Qtr 4: 1; 2010 Qtr 1: 0; 2010 Qtr 2: 0; 2010 Qtr 3: 0; 2010 Qtr 4: 0; 2011 Qtr 1: 0; 2011 Qtr 2: 0; 2011 Qtr 3: 0; 2011 Qtr 4: 0 | 1
0 | 267032-High Refrigerant Charge Adjustment (>= ±20% rated charge) Resid MF CZ10 Vint03 |  | System | Residential | 13-MFM-ResidentialMulti-family-SP_COOL | 0 |  |  |  |  | 66.33 | 79.5 | 0 | 0 | 0 | -13.17 | 195.15 |  | kWh | 0.21338 | -0.15765 | Residential |  | Winter Only | [5 empty] | 10 | 0.78 |  |  |  | 1 | 1 | 0 | 0 | 0 | 0 | 0 | 0 | 0 | 0 | 0 | 0 | 2009 Qtr 1: 0; 2009 Qtr 2: 0; 2009 Qtr 3: 0; 2009 Qtr 4: 1; 2010 Qtr 1: 0; 2010 Qtr 2: 0; 2010 Qtr 3: 0; 2010 Qtr 4: 0; 2011 Qtr 1: 0; 2011 Qtr 2: 0; 2011 Qtr 3: 0; 2011 Qtr 4: 0 | 1
0 | 267042-Residential Condensor Coil Cleaning Resid MF CZ10 VintAll |  | System | Residential | 13-MFM-ResidentialMulti-family-SP_COOL | 0 |  |  |  |  | 50 | 50 | 0 | 0 | 0 | 0 | 180 |  | kWh | 0.2376 | 0 | Residential | [7 empty] | 3 | 0.78 |  |  |  | 1 | 1 | 0 | 0 | 0 | 0 | 0 | 0 | 0 | 0 | 0 | 0 | 2009 Qtr 1: 0; 2009 Qtr 2: 0; 2009 Qtr 3: 0; 2009 Qtr 4: 1; 2010 Qtr 1: 0; 2010 Qtr 2: 0; 2010 Qtr 3: 0; 2010 Qtr 4: 0; 2011 Qtr 1: 0; 2011 Qtr 2: 0; 2011 Qtr 3: 0; 2011 Qtr 4: 0 | 1
0 | 267033-High Refrigerant Charge Adjustment (>= ±20% rated charge) Resid MF CZ10 Vint04 |  | System | Residential | 13-MFM-ResidentialMulti-family-SP_COOL | 0 |  |  |  |  | 66.33 | 79.5 | 0 | 0 | 0 | -13.17 | 171.246 |  | kWh | 0.22612 | -0.10521 | Residential |  | Winter Only | [5 empty] | 10 | 0.78 |  |  |  | 1 | 1 | 0 | 0 | 0 | 0 | 0 | 0 | 0 | 0 | 0 | 0 | 2009 Qtr 1: 0; 2009 Qtr 2: 0; 2009 Qtr 3: 0; 2009 Qtr 4: 1; 2010 Qtr 1: 0; 2010 Qtr 2: 0; 2010 Qtr 3: 0; 2010 Qtr 4: 0; 2011 Qtr 1: 0; 2011 Qtr 2: 0; 2011 Qtr 3: 0; 2011 Qtr 4: 0 | 1
0 | 267042-Residential Condensor Coil Cleaning Resid MF CZ10 VintAll |  | System | Residential | 13-MFM-ResidentialMulti-family-SP_COOL | 0 |  |  |  |  | 50 | 50 | 0 | 0 | 0 | 0 | 180 |  | kWh | 0.2376 | 0 | Residential | [7 empty] | 3 | 0.78 |  |  |  | 1 | 1 | 0 | 0 | 0 | 0 | 0 | 0 | 0 | 0 | 0 | 0 | 2009 Qtr 1: 0; 2009 Qtr 2: 0; 2009 Qtr 3: 0; 2009 Qtr 4: 1; 2010 Qtr 1: 0; 2010 Qtr 2: 0; 2010 Qtr 3: 0; 2010 Qtr 4: 0; 2011 Qtr 1: 0; 2011 Qtr 2: 0; 2011 Qtr 3: 0; 2011 Qtr 4: 0 | 1
0 | 267033-High Refrigerant Charge Adjustment (>= ±20% rated charge) Resid MF CZ10 Vint04 |  | System | Residential | 13-MFM-ResidentialMulti-family-SP_COOL | 0 |  |  |  |  | 66.33 | 79.5 | 0 | 0 | 0 | -13.17 | 171.246 |  | kWh | 0.22612 | -0.10521 | Residential |  | Winter Only | [5 empty] | 10 | 0.78 |  |  |  | 1 | 1 | 0 | 0 | 0 | 0 | 0 | 0 | 0 | 0 | 0 | 0 | 2009 Qtr 1: 0; 2009 Qtr 2: 0; 2009 Qtr 3: 0; 2009 Qtr 4: 1; 2010 Qtr 1: 0; 2010 Qtr 2: 0; 2010 Qtr 3: 0; 2010 Qtr 4: 0; 2011 Qtr 1: 0; 2011 Qtr 2: 0; 2011 Qtr 3: 0; 2011 Qtr 4: 0 | 1
0 | 267042-Residential Condensor Coil Cleaning Resid MF CZ10 VintAll |  | System | Residential | 13-MFM-ResidentialMulti-family-SP_COOL | 0 |  |  |  |  | 50 | 50 | 0 | 0 | 0 | 0 | 180 |  | kWh | 0.2376 | 0 | Residential | [7 empty] | 3 | 0.78 |  |  |  | 1 | 1 | 0 | 0 | 0 | 0 | 0 | 0 | 0 | 0 | 0 | 0 | 2009 Qtr 1: 0; 2009 Qtr 2: 0; 2009 Qtr 3: 0; 2009 Qtr 4: 1; 2010 Qtr 1: 0; 2010 Qtr 2: 0; 2010 Qtr 3: 0; 2010 Qtr 4: 0; 2011 Qtr 1: 0; 2011 Qtr 2: 0; 2011 Qtr 3: 0; 2011 Qtr 4: 0 | 1
0 | 267034-High Refrigerant Charge Adjustment (>= ±20% rated charge) Resid MF CZ10 Vint05 |  | System | Residential | 13-MFM-ResidentialMulti-family-SP_COOL | 0 |  |  |  |  | 66.33 | 53 | 0 | 0 | 0 | 13.33 | 140.383 |  | kWh | 0.19848 | -0.066812 | Residential |  | Winter Only | [5 empty] | 10 | 0.78 |  |  |  | 1 | 2 | 0 | 0 | 0 | 0 | 0 | 0 | 0 | 0 | 0 | 0 | 2009 Qtr 1: 0; 2009 Qtr 2: 0; 2009 Qtr 3: 0; 2009 Qtr 4: 2; 2010 Qtr 1: 0; 2010 Qtr 2: 0; 2010 Qtr 3: 0; 2010 Qtr 4: 0; 2011 Qtr 1: 0; 2011 Qtr 2: 0; 2011 Qtr 3: 0; 2011 Qtr 4: 0 | 2
0 | 267042-Residential Condensor Coil Cleaning Resid MF CZ10 VintAll |  | System | Residential | 13-MFM-ResidentialMulti-family-SP_COOL | 0 |  |  |  |  | 50 | 50 | 0 | 0 | 0 | 0 | 180 |  | kWh | 0.2376 | 0 | Residential | [7 empty] | 3 | 0.78 |  |  |  | 1 | 1 | 0 | 0 | 0 | 0 | 0 | 0 | 0 | 0 | 0 | 0 | 2009 Qtr 1: 0; 2009 Qtr 2: 0; 2009 Qtr 3: 0; 2009 Qtr 4: 1; 2010 Qtr 1: 0; 2010 Qtr 2: 0; 2010 Qtr 3: 0; 2010 Qtr 4: 0; 2011 Qtr 1: 0; 2011 Qtr 2: 0; 2011 Qtr 3: 0; 2011 Qtr 4: 0 | 1
0 | 267032-High Refrigerant Charge Adjustment (>= ±20% rated charge) Resid MF CZ10 Vint03 |  | System | Residential | 13-MFM-ResidentialMulti-family-SP_COOL | 0 |  |  |  |  | 66.33 | 53 | 0 | 0 | 0 | 13.33 | 195.15 |  | kWh | 0.21338 | -0.15765 | Residential |  | Winter Only | [5 empty] | 10 | 0.78 |  |  |  | 1 | 2 | 0 | 0 | 0 | 0 | 0 | 0 | 0 | 0 | 0 | 0 | 2009 Qtr 1: 0; 2009 Qtr 2: 0; 2009 Qtr 3: 0; 2009 Qtr 4: 2; 2010 Qtr 1: 0; 2010 Qtr 2: 0; 2010 Qtr 3: 0; 2010 Qtr 4: 0; 2011 Qtr 1: 0; 2011 Qtr 2: 0; 2011 Qtr 3: 0; 2011 Qtr 4: 0 | 2
0 | 267042-Residential Condensor Coil Cleaning Resid MF CZ10 VintAll |  | System | Residential | 13-MFM-ResidentialMulti-family-SP_COOL | 0 |  |  |  |  | 50 | 50 | 0 | 0 | 0 | 0 | 180 |  | kWh | 0.2376 | 0 | Residential | [7 empty] | 3 | 0.78 |  |  |  | 1 | 1 | 0 | 0 | 0 | 0 | 0 | 0 | 0 | 0 | 0 | 0 | 2009 Qtr 1: 0; 2009 Qtr 2: 0; 2009 Qtr 3: 0; 2009 Qtr 4: 1; 2010 Qtr 1: 0; 2010 Qtr 2: 0; 2010 Qtr 3: 0; 2010 Qtr 4: 0; 2011 Qtr 1: 0; 2011 Qtr 2: 0; 2011 Qtr 3: 0; 2011 Qtr 4: 0 | 1
0 | 267032-High Refrigerant Charge Adjustment (>= ±20% rated charge) Resid MF CZ10 Vint03 |  | System | Residential | 13-MFM-ResidentialMulti-family-SP_COOL | 0 |  |  |  |  | 66.33 | 53 | 0 | 0 | 0 | 13.33 | 195.15 |  | kWh | 0.21338 | -0.15765 | Residential |  | Winter Only | [5 empty] | 10 | 0.78 |  |  |  | 1 | 2 | 0 | 0 | 0 | 0 | 0 | 0 | 0 | 0 | 0 | 0 | 2009 Qtr 1: 0; 2009 Qtr 2: 0; 2009 Qtr 3: 0; 2009 Qtr 4: 2; 2010 Qtr 1: 0; 2010 Qtr 2: 0; 2010 Qtr 3: 0; 2010 Qtr 4: 0; 2011 Qtr 1: 0; 2011 Qtr 2: 0; 2011 Qtr 3: 0; 2011 Qtr 4: 0 | 2
0 | 267042-Residential Condensor Coil Cleaning Resid MF CZ10 VintAll |  | System | Residential | 13-MFM-ResidentialMulti-family-SP_COOL | 0 |  |  |  |  | 50 | 50 | 0 | 0 | 0 | 0 | 180 |  | kWh | 0.2376 | 0 | Residential | [7 empty] | 3 | 0.78 |  |  |  | 1 | 1 | 0 | 0 | 0 | 0 | 0 | 0 | 0 | 0 | 0 | 0 | 2009 Qtr 1: 0; 2009 Qtr 2: 0; 2009 Qtr 3: 0; 2009 Qtr 4: 1; 2010 Qtr 1: 0; 2010 Qtr 2: 0; 2010 Qtr 3: 0; 2010 Qtr 4: 0; 2011 Qtr 1: 0; 2011 Qtr 2: 0; 2011 Qtr 3: 0; 2011 Qtr 4: 0 | 1
0 | 267032-High Refrigerant Charge Adjustment (>= ±20% rated charge) Resid MF CZ10 Vint03 |  | System | Residential | 13-MFM-ResidentialMulti-family-SP_COOL | 0 |  |  |  |  | 66.33 | 53 | 0 | 0 | 0 | 13.33 | 195.15 |  | kWh | 0.21338 | -0.15765 | Residential |  | Winter Only | [5 empty] | 10 | 0.78 |  |  |  | 1 | 2 | 0 | 0 | 0 | 0 | 0 | 0 | 0 | 0 | 0 | 0 | 2009 Qtr 1: 0; 2009 Qtr 2: 0; 2009 Qtr 3: 0; 2009 Qtr 4: 2; 2010 Qtr 1: 0; 2010 Qtr 2: 0; 2010 Qtr 3: 0; 2010 Qtr 4: 0; 2011 Qtr 1: 0; 2011 Qtr 2: 0; 2011 Qtr 3: 0; 2011 Qtr 4: 0 | 2
0 | 267042-Residential Condensor Coil Cleaning Resid MF CZ10 VintAll |  | System | Residential | 13-MFM-ResidentialMulti-family-SP_COOL | 0 |  |  |  |  | 50 | 50 | 0 | 0 | 0 | 0 | 180 |  | kWh | 0.2376 | 0 | Residential | [7 empty] | 3 | 0.78 |  |  |  | 1 | 1 | 0 | 0 | 0 | 0 | 0 | 0 | 0 | 0 | 0 | 0 | 2009 Qtr 1: 0; 2009 Qtr 2: 0; 2009 Qtr 3: 0; 2009 Qtr 4: 1; 2010 Qtr 1: 0; 2010 Qtr 2: 0; 2010 Qtr 3: 0; 2010 Qtr 4: 0; 2011 Qtr 1: 0; 2011 Qtr 2: 0; 2011 Qtr 3: 0; 2011 Qtr 4: 0 | 1
0 | 267033-High Refrigerant Charge Adjustment (>= ±20% rated charge) Resid MF CZ10 Vint04 |  | System | Residential | 13-MFM-ResidentialMulti-family-SP_COOL | 0 |  |  |  |  | 66.33 | 79.5 | 0 | 0 | 0 | -13.17 | 171.246 |  | kWh | 0.22612 | -0.10521 | Residential |  | Winter Only | [5 empty] | 10 | 0.78 |  |  |  | 1 | 1 | 0 | 0 | 0 | 0 | 0 | 0 | 0 | 0 | 0 | 0 | 2009 Qtr 1: 0; 2009 Qtr 2: 0; 2009 Qtr 3: 0; 2009 Qtr 4: 1; 2010 Qtr 1: 0; 2010 Qtr 2: 0; 2010 Qtr 3: 0; 2010 Qtr 4: 0; 2011 Qtr 1: 0; 2011 Qtr 2: 0; 2011 Qtr 3: 0; 2011 Qtr 4: 0 | 1
0 | 267042-Residential Condensor Coil Cleaning Resid MF CZ10 VintAll |  | System | Residential | 13-MFM-ResidentialMulti-family-SP_COOL | 0 |  |  |  |  | 50 | 50 | 0 | 0 | 0 | 0 | 180 |  | kWh | 0.2376 | 0 | Residential | [7 empty] | 3 | 0.78 |  |  |  | 1 | 1 | 0 | 0 | 0 | 0 | 0 | 0 | 0 | 0 | 0 | 0 | 2009 Qtr 1: 0; 2009 Qtr 2: 0; 2009 Qtr 3: 0; 2009 Qtr 4: 1; 2010 Qtr 1: 0; 2010 Qtr 2: 0; 2010 Qtr 3: 0; 2010 Qtr 4: 0; 2011 Qtr 1: 0; 2011 Qtr 2: 0; 2011 Qtr 3: 0; 2011 Qtr 4: 0 | 1
0 | 267033-High Refrigerant Charge Adjustment (>= ±20% rated charge) Resid MF CZ10 Vint04 |  | System | Residential | 13-MFM-ResidentialMulti-family-SP_COOL | 0 |  |  |  |  | 66.33 | 79.5 | 0 | 0 | 0 | -13.17 | 171.246 |  | kWh | 0.22612 | -0.10521 | Residential |  | Winter Only | [5 empty] | 10 | 0.78 |  |  |  | 1 | 1 | 0 | 0 | 0 | 0 | 0 | 0 | 0 | 0 | 0 | 0 | 2009 Qtr 1: 0; 2009 Qtr 2: 0; 2009 Qtr 3: 0; 2009 Qtr 4: 1; 2010 Qtr 1: 0; 2010 Qtr 2: 0; 2010 Qtr 3: 0; 2010 Qtr 4: 0; 2011 Qtr 1: 0; 2011 Qtr 2: 0; 2011 Qtr 3: 0; 2011 Qtr 4: 0 | 1
0 | 267042-Residential Condensor Coil Cleaning Resid MF CZ10 VintAll |  | System | Residential | 13-MFM-ResidentialMulti-family-SP_COOL | 0 |  |  |  |  | 50 | 50 | 0 | 0 | 0 | 0 | 180 |  | kWh | 0.2376 | 0 | Residential | [7 empty] | 3 | 0.78 |  |  |  | 1 | 1 | 0 | 0 | 0 | 0 | 0 | 0 | 0 | 0 | 0 | 0 | 2009 Qtr 1: 0; 2009 Qtr 2: 0; 2009 Qtr 3: 0; 2009 Qtr 4: 1; 2010 Qtr 1: 0; 2010 Qtr 2: 0; 2010 Qtr 3: 0; 2010 Qtr 4: 0; 2011 Qtr 1: 0; 2011 Qtr 2: 0; 2011 Qtr 3: 0; 2011 Qtr 4: 0 | 1
0 | 267032-High Refrigerant Charge Adjustment (>= ±20% rated charge) Resid MF CZ10 Vint03 |  | System | Residential | 13-MFM-ResidentialMulti-family-SP_COOL | 0 |  |  |  |  | 66.33 | 79.5 | 0 | 0 | 0 | -13.17 | 195.15 |  | kWh | 0.21338 | -0.15765 | Residential |  | Winter Only | [5 empty] | 10 | 0.78 |  |  |  | 1 | 1 | 0 | 0 | 0 | 0 | 0 | 0 | 0 | 0 | 0 | 0 | 2009 Qtr 1: 0; 2009 Qtr 2: 0; 2009 Qtr 3: 0; 2009 Qtr 4: 1; 2010 Qtr 1: 0; 2010 Qtr 2: 0; 2010 Qtr 3: 0; 2010 Qtr 4: 0; 2011 Qtr 1: 0; 2011 Qtr 2: 0; 2011 Qtr 3: 0; 2011 Qtr 4: 0 | 1
0 | 267042-Residential Condensor Coil Cleaning Resid MF CZ10 VintAll |  | System | Residential | 13-MFM-ResidentialMulti-family-SP_COOL | 0 |  |  |  |  | 50 | 50 | 0 | 0 | 0 | 0 | 180 |  | kWh | 0.2376 | 0 | Residential | [7 empty] | 3 | 0.78 |  |  |  | 1 | 1 | 0 | 0 | 0 | 0 | 0 | 0 | 0 | 0 | 0 | 0 | 2009 Qtr 1: 0; 2009 Qtr 2: 0; 2009 Qtr 3: 0; 2009 Qtr 4: 1; 2010 Qtr 1: 0; 2010 Qtr 2: 0; 2010 Qtr 3: 0; 2010 Qtr 4: 0; 2011 Qtr 1: 0; 2011 Qtr 2: 0; 2011 Qtr 3: 0; 2011 Qtr 4: 0 | 1
0 | 267032-High Refrigerant Charge Adjustment (>= ±20% rated charge) Resid MF CZ10 Vint03 |  | System | Residential | 13-MFM-ResidentialMulti-family-SP_COOL | 0 |  |  |  |  | 66.33 | 53 | 0 | 0 | 0 | 13.33 | 195.15 |  | kWh | 0.21338 | -0.15765 | Residential |  | Winter Only | [5 empty] | 10 | 0.78 |  |  |  | 1 | 2 | 0 | 0 | 0 | 0 | 0 | 0 | 0 | 0 | 0 | 0 | 2009 Qtr 1: 0; 2009 Qtr 2: 0; 2009 Qtr 3: 0; 2009 Qtr 4: 2; 2010 Qtr 1: 0; 2010 Qtr 2: 0; 2010 Qtr 3: 0; 2010 Qtr 4: 0; 2011 Qtr 1: 0; 2011 Qtr 2: 0; 2011 Qtr 3: 0; 2011 Qtr 4: 0 | 2
0 | 267042-Residential Condensor Coil Cleaning Resid MF CZ10 VintAll |  | System | Residential | 13-MFM-ResidentialMulti-family-SP_COOL | 0 |  |  |  |  | 50 | 50 | 0 | 0 | 0 | 0 | 180 |  | kWh | 0.2376 | 0 | Residential | [7 empty] | 3 | 0.78 |  |  |  | 1 | 1 | 0 | 0 | 0 | 0 | 0 | 0 | 0 | 0 | 0 | 0 | 2009 Qtr 1: 0; 2009 Qtr 2: 0; 2009 Qtr 3: 0; 2009 Qtr 4: 1; 2010 Qtr 1: 0; 2010 Qtr 2: 0; 2010 Qtr 3: 0; 2010 Qtr 4: 0; 2011 Qtr 1: 0; 2011 Qtr 2: 0; 2011 Qtr 3: 0; 2011 Qtr 4: 0 | 1
0 | 267032-High Refrigerant Charge Adjustment (>= ±20% rated charge) Resid MF CZ10 Vint03 |  | System | Residential | 13-MFM-ResidentialMulti-family-SP_COOL | 0 |  |  |  |  | 66.33 | 53 | 0 | 0 | 0 | 13.33 | 195.15 |  | kWh | 0.21338 | -0.15765 | Residential |  | Winter Only | [5 empty] | 10 | 0.78 |  |  |  | 1 | 2 | 0 | 0 | 0 | 0 | 0 | 0 | 0 | 0 | 0 | 0 | 2009 Qtr 1: 0; 2009 Qtr 2: 0; 2009 Qtr 3: 0; 2009 Qtr 4: 2; 2010 Qtr 1: 0; 2010 Qtr 2: 0; 2010 Qtr 3: 0; 2010 Qtr 4: 0; 2011 Qtr 1: 0; 2011 Qtr 2: 0; 2011 Qtr 3: 0; 2011 Qtr 4: 0 | 2
0 | 267042-Residential Condensor Coil Cleaning Resid MF CZ10 VintAll |  | System | Residential | 13-MFM-ResidentialMulti-family-SP_COOL | 0 |  |  |  |  | 50 | 50 | 0 | 0 | 0 | 0 | 180 |  | kWh | 0.2376 | 0 | Residential | [7 empty] | 3 | 0.78 |  |  |  | 1 | 1 | 0 | 0 | 0 | 0 | 0 | 0 | 0 | 0 | 0 | 0 | 2009 Qtr 1: 0; 2009 Qtr 2: 0; 2009 Qtr 3: 0; 2009 Qtr 4: 1; 2010 Qtr 1: 0; 2010 Qtr 2: 0; 2010 Qtr 3: 0; 2010 Qtr 4: 0; 2011 Qtr 1: 0; 2011 Qtr 2: 0; 2011 Qtr 3: 0; 2011 Qtr 4: 0 | 1
0 | 267035-High Refrigerant Charge Adjustment (>= ±20% rated charge) Resid MF CZ10 Vint01 |  | System | Residential | 13-MFM-ResidentialMulti-family-SP_COOL | 0 |  |  |  |  | 66.33 | 53 | 0 | 0 | 0 | 13.33 | 120.504 |  | kWh | 0.19741 | -0.037108 | Residential |  | Winter Only | [5 empty] | 10 | 0.78 |  |  |  | 1 | 2 | 0 | 0 | 0 | 0 | 0 | 0 | 0 | 0 | 0 | 0 | 2009 Qtr 1: 0; 2009 Qtr 2: 0; 2009 Qtr 3: 0; 2009 Qtr 4: 2; 2010 Qtr 1: 0; 2010 Qtr 2: 0; 2010 Qtr 3: 0; 2010 Qtr 4: 0; 2011 Qtr 1: 0; 2011 Qtr 2: 0; 2011 Qtr 3: 0; 2011 Qtr 4: 0 | 2
0 | 267042-Residential Condensor Coil Cleaning Resid MF CZ10 VintAll |  | System | Residential | 13-MFM-ResidentialMulti-family-SP_COOL | 0 |  |  |  |  | 50 | 50 | 0 | 0 | 0 | 0 | 180 |  | kWh | 0.2376 | 0 | Residential | [7 empty] | 3 | 0.78 |  |  |  | 1 | 1 | 0 | 0 | 0 | 0 | 0 | 0 | 0 | 0 | 0 | 0 | 2009 Qtr 1: 0; 2009 Qtr 2: 0; 2009 Qtr 3: 0; 2009 Qtr 4: 1; 2010 Qtr 1: 0; 2010 Qtr 2: 0; 2010 Qtr 3: 0; 2010 Qtr 4: 0; 2011 Qtr 1: 0; 2011 Qtr 2: 0; 2011 Qtr 3: 0; 2011 Qtr 4: 0 | 1
0 | 267002-High Refrigerant Charge Adjustment (>= ±20% rated charge) Resid SF CZ10 Vint04 |  | System | Residential | 26-SFM-ResidentialSingleFamily-SP_COOL | 0 |  |  |  |  | 65 | 53 | 0 | 0 | 0 | 12 | 205.771 |  | kWh | 0.22808 | -0.078078 | Residential |  | Winter Only | [5 empty] | 10 | 0.78 |  |  |  | 1 | 2 | 0 | 0 | 0 | 0 | 0 | 0 | 0 | 0 | 0 | 0 | 2009 Qtr 1: 0; 2009 Qtr 2: 0; 2009 Qtr 3: 0; 2009 Qtr 4: 2; 2010 Qtr 1: 0; 2010 Qtr 2: 0; 2010 Qtr 3: 0; 2010 Qtr 4: 0; 2011 Qtr 1: 0; 2011 Qtr 2: 0; 2011 Qtr 3: 0; 2011 Qtr 4: 0 | 2
0 | 267040-Residential Condensor Coil Cleaning Resid SF CZ10 VintAll |  | System | Residential | 26-SFM-ResidentialSingleFamily-SP_COOL | 0 |  |  |  |  | 50 | 50 | 0 | 0 | 0 | 0 | 270 |  | kWh | 0.3564 | 0 | Residential | [7 empty] | 3 | 0.78 |  |  |  | 1 | 1 | 0 | 0 | 0 | 0 | 0 | 0 | 0 | 0 | 0 | 0 | 2009 Qtr 1: 0; 2009 Qtr 2: 0; 2009 Qtr 3: 0; 2009 Qtr 4: 1; 2010 Qtr 1: 0; 2010 Qtr 2: 0; 2010 Qtr 3: 0; 2010 Qtr 4: 0; 2011 Qtr 1: 0; 2011 Qtr 2: 0; 2011 Qtr 3: 0; 2011 Qtr 4: 0 | 1
0 | 267002-High Refrigerant Charge Adjustment (>= ±20% rated charge) Resid SF CZ10 Vint04 |  | System | Residential | 26-SFM-ResidentialSingleFamily-SP_COOL | 0 |  |  |  |  | 65 | 53 | 0 | 0 | 0 | 12 | 205.771 |  | kWh | 0.22808 | -0.078078 | Residential |  | Winter Only | [5 empty] | 10 | 0.78 |  |  |  | 1 | 2 | 0 | 0 | 0 | 0 | 0 | 0 | 0 | 0 | 0 | 0 | 2009 Qtr 1: 0; 2009 Qtr 2: 0; 2009 Qtr 3: 0; 2009 Qtr 4: 2; 2010 Qtr 1: 0; 2010 Qtr 2: 0; 2010 Qtr 3: 0; 2010 Qtr 4: 0; 2011 Qtr 1: 0; 2011 Qtr 2: 0; 2011 Qtr 3: 0; 2011 Qtr 4: 0 | 2
0 | 267040-Residential Condensor Coil Cleaning Resid SF CZ10 VintAll |  | System | Residential | 26-SFM-ResidentialSingleFamily-SP_COOL | 0 |  |  |  |  | 50 | 50 | 0 | 0 | 0 | 0 | 270 |  | kWh | 0.3564 | 0 | Residential | [7 empty] | 3 | 0.78 |  |  |  | 1 | 1 | 0 | 0 | 0 | 0 | 0 | 0 | 0 | 0 | 0 | 0 | 2009 Qtr 1: 0; 2009 Qtr 2: 0; 2009 Qtr 3: 0; 2009 Qtr 4: 1; 2010 Qtr 1: 0; 2010 Qtr 2: 0; 2010 Qtr 3: 0; 2010 Qtr 4: 0; 2011 Qtr 1: 0; 2011 Qtr 2: 0; 2011 Qtr 3: 0; 2011 Qtr 4: 0 | 1
0 | 267002-High Refrigerant Charge Adjustment (>= ±20% rated charge) Resid SF CZ10 Vint04 |  | System | Residential | 26-SFM-ResidentialSingleFamily-SP_COOL | 0 |  |  |  |  | 65 | 53 | 0 | 0 | 0 | 12 | 205.771 |  | kWh | 0.22808 | -0.078078 | Residential |  | Winter Only | [5 empty] | 10 | 0.78 |  |  |  | 1 | 2 | 0 | 0 | 0 | 0 | 0 | 0 | 0 | 0 | 0 | 0 | 2009 Qtr 1: 0; 2009 Qtr 2: 0; 2009 Qtr 3: 0; 2009 Qtr 4: 2; 2010 Qtr 1: 0; 2010 Qtr 2: 0; 2010 Qtr 3: 0; 2010 Qtr 4: 0; 2011 Qtr 1: 0; 2011 Qtr 2: 0; 2011 Qtr 3: 0; 2011 Qtr 4: 0 | 2
0 | 267040-Residential Condensor Coil Cleaning Resid SF CZ10 VintAll |  | System | Residential | 26-SFM-ResidentialSingleFamily-SP_COOL | 0 |  |  |  |  | 50 | 50 | 0 | 0 | 0 | 0 | 270 |  | kWh | 0.3564 | 0 | Residential | [7 empty] | 3 | 0.78 |  |  |  | 1 | 1 | 0 | 0 | 0 | 0 | 0 | 0 | 0 | 0 | 0 | 0 | 2009 Qtr 1: 0; 2009 Qtr 2: 0; 2009 Qtr 3: 0; 2009 Qtr 4: 1; 2010 Qtr 1: 0; 2010 Qtr 2: 0; 2010 Qtr 3: 0; 2010 Qtr 4: 0; 2011 Qtr 1: 0; 2011 Qtr 2: 0; 2011 Qtr 3: 0; 2011 Qtr 4: 0 | 1
0 | 267002-High Refrigerant Charge Adjustment (>= ±20% rated charge) Resid SF CZ10 Vint04 |  | System | Residential | 26-SFM-ResidentialSingleFamily-SP_COOL | 0 |  |  |  |  | 65 | 53 | 0 | 0 | 0 | 12 | 205.771 |  | kWh | 0.22808 | -0.078078 | Residential |  | Winter Only | [5 empty] | 10 | 0.78 |  |  |  | 1 | 2 | 0 | 0 | 0 | 0 | 0 | 0 | 0 | 0 | 0 | 0 | 2009 Qtr 1: 0; 2009 Qtr 2: 0; 2009 Qtr 3: 0; 2009 Qtr 4: 2; 2010 Qtr 1: 0; 2010 Qtr 2: 0; 2010 Qtr 3: 0; 2010 Qtr 4: 0; 2011 Qtr 1: 0; 2011 Qtr 2: 0; 2011 Qtr 3: 0; 2011 Qtr 4: 0 | 2
0 | 267040-Residential Condensor Coil Cleaning Resid SF CZ10 VintAll |  | System | Residential | 26-SFM-ResidentialSingleFamily-SP_COOL | 0 |  |  |  |  | 50 | 50 | 0 | 0 | 0 | 0 | 270 |  | kWh | 0.3564 | 0 | Residential | [7 empty] | 3 | 0.78 |  |  |  | 1 | 1 | 0 | 0 | 0 | 0 | 0 | 0 | 0 | 0 | 0 | 0 | 2009 Qtr 1: 0; 2009 Qtr 2: 0; 2009 Qtr 3: 0; 2009 Qtr 4: 1; 2010 Qtr 1: 0; 2010 Qtr 2: 0; 2010 Qtr 3: 0; 2010 Qtr 4: 0; 2011 Qtr 1: 0; 2011 Qtr 2: 0; 2011 Qtr 3: 0; 2011 Qtr 4: 0 | 1
0 | 267004-High Refrigerant Charge Adjustment (>= ±20% rated charge) Resid SF CZ10 Vint01 |  | System | Residential | 26-SFM-ResidentialSingleFamily-SP_COOL | 0 |  |  |  |  | 65 | 53 | 0 | 0 | 0 | 12 | 110.437 |  | kWh | 0.1629 | -0.018297 | Residential |  | Winter Only | [5 empty] | 10 | 0.78 |  |  |  | 1 | 2 | 0 | 0 | 0 | 0 | 0 | 0 | 0 | 0 | 0 | 0 | 2009 Qtr 1: 0; 2009 Qtr 2: 0; 2009 Qtr 3: 0; 2009 Qtr 4: 2; 2010 Qtr 1: 0; 2010 Qtr 2: 0; 2010 Qtr 3: 0; 2010 Qtr 4: 0; 2011 Qtr 1: 0; 2011 Qtr 2: 0; 2011 Qtr 3: 0; 2011 Qtr 4: 0 | 2
0 | 267040-Residential Condensor Coil Cleaning Resid SF CZ10 VintAll |  | System | Residential | 26-SFM-ResidentialSingleFamily-SP_COOL | 0 |  |  |  |  | 50 | 50 | 0 | 0 | 0 | 0 | 270 |  | kWh | 0.3564 | 0 | Residential | [7 empty] | 3 | 0.78 |  |  |  | 1 | 1 | 0 | 0 | 0 | 0 | 0 | 0 | 0 | 0 | 0 | 0 | 2009 Qtr 1: 0; 2009 Qtr 2: 0; 2009 Qtr 3: 0; 2009 Qtr 4: 1; 2010 Qtr 1: 0; 2010 Qtr 2: 0; 2010 Qtr 3: 0; 2010 Qtr 4: 0; 2011 Qtr 1: 0; 2011 Qtr 2: 0; 2011 Qtr 3: 0; 2011 Qtr 4: 0 | 1
0 | 267040-Residential Condensor Coil Cleaning Resid SF CZ10 VintAll |  | System | Residential | 26-SFM-ResidentialSingleFamily-SP_COOL | 0 |  |  |  |  | 50 | 50 | 0 | 0 | 0 | 0 | 270 |  | kWh | 0.3564 | 0 | Residential | [7 empty] | 3 | 0.78 |  |  |  | 1 | 1 | 0 | 0 | 0 | 0 | 0 | 0 | 0 | 0 | 0 | 0 | 2009 Qtr 1: 0; 2009 Qtr 2: 0; 2009 Qtr 3: 0; 2009 Qtr 4: 1; 2010 Qtr 1: 0; 2010 Qtr 2: 0; 2010 Qtr 3: 0; 2010 Qtr 4: 0; 2011 Qtr 1: 0; 2011 Qtr 2: 0; 2011 Qtr 3: 0; 2011 Qtr 4: 0 | 1
0 | 267040-Residential Condensor Coil Cleaning Resid SF CZ10 VintAll |  | System | Residential | 26-SFM-ResidentialSingleFamily-SP_COOL | 0 |  |  |  |  | 50 | 50 | 0 | 0 | 0 | 0 | 270 |  | kWh | 0.3564 | 0 | Residential | [7 empty] | 3 | 0.78 |  |  |  | 1 | 1 | 0 | 0 | 0 | 0 | 0 | 0 | 0 | 0 | 0 | 0 | 2009 Qtr 1: 0; 2009 Qtr 2: 0; 2009 Qtr 3: 0; 2009 Qtr 4: 1; 2010 Qtr 1: 0; 2010 Qtr 2: 0; 2010 Qtr 3: 0; 2010 Qtr 4: 0; 2011 Qtr 1: 0; 2011 Qtr 2: 0; 2011 Qtr 3: 0; 2011 Qtr 4: 0 | 1
0 | 267040-Residential Condensor Coil Cleaning Resid SF CZ10 VintAll |  | System | Residential | 26-SFM-ResidentialSingleFamily-SP_COOL | 0 |  |  |  |  | 50 | 50 | 0 | 0 | 0 | 0 | 270 |  | kWh | 0.3564 | 0 | Residential | [7 empty] | 3 | 0.78 |  |  |  | 1 | 1 | 0 | 0 | 0 | 0 | 0 | 0 | 0 | 0 | 0 | 0 | 2009 Qtr 1: 0; 2009 Qtr 2: 0; 2009 Qtr 3: 0; 2009 Qtr 4: 1; 2010 Qtr 1: 0; 2010 Qtr 2: 0; 2010 Qtr 3: 0; 2010 Qtr 4: 0; 2011 Qtr 1: 0; 2011 Qtr 2: 0; 2011 Qtr 3: 0; 2011 Qtr 4: 0 | 1
0 | 267002-High Refrigerant Charge Adjustment (>= ±20% rated charge) Resid SF CZ10 Vint04 |  | System | Residential | 26-SFM-ResidentialSingleFamily-SP_COOL | 0 |  |  |  |  | 65 | 53 | 0 | 0 | 0 | 12 | 205.771 |  | kWh | 0.22808 | -0.078078 | Residential |  | Winter Only | [5 empty] | 10 | 0.78 |  |  |  | 1 | 2 | 0 | 0 | 0 | 0 | 0 | 0 | 0 | 0 | 0 | 0 | 2009 Qtr 1: 0; 2009 Qtr 2: 0; 2009 Qtr 3: 0; 2009 Qtr 4: 2; 2010 Qtr 1: 0; 2010 Qtr 2: 0; 2010 Qtr 3: 0; 2010 Qtr 4: 0; 2011 Qtr 1: 0; 2011 Qtr 2: 0; 2011 Qtr 3: 0; 2011 Qtr 4: 0 | 2
0 | 267040-Residential Condensor Coil Cleaning Resid SF CZ10 VintAll |  | System | Residential | 26-SFM-ResidentialSingleFamily-SP_COOL | 0 |  |  |  |  | 50 | 50 | 0 | 0 | 0 | 0 | 270 |  | kWh | 0.3564 | 0 | Residential | [7 empty] | 3 | 0.78 |  |  |  | 1 | 1 | 0 | 0 | 0 | 0 | 0 | 0 | 0 | 0 | 0 | 0 | 2009 Qtr 1: 0; 2009 Qtr 2: 0; 2009 Qtr 3: 0; 2009 Qtr 4: 1; 2010 Qtr 1: 0; 2010 Qtr 2: 0; 2010 Qtr 3: 0; 2010 Qtr 4: 0; 2011 Qtr 1: 0; 2011 Qtr 2: 0; 2011 Qtr 3: 0; 2011 Qtr 4: 0 | 1
0 | 267003-High Refrigerant Charge Adjustment (>= ±20% rated charge) Resid SF CZ10 Vint05 |  | System | Residential | 26-SFM-ResidentialSingleFamily-SP_COOL | 0 |  |  |  |  | 65 | 53 | 0 | 0 | 0 | 12 | 162.471 |  | kWh | 0.23875 | -0.071356 | Residential |  | Winter Only | [5 empty] | 10 | 0.78 |  |  |  | 1 | 2 | 0 | 0 | 0 | 0 | 0 | 0 | 0 | 0 | 0 | 0 | 2009 Qtr 1: 0; 2009 Qtr 2: 0; 2009 Qtr 3: 0; 2009 Qtr 4: 2; 2010 Qtr 1: 0; 2010 Qtr 2: 0; 2010 Qtr 3: 0; 2010 Qtr 4: 0; 2011 Qtr 1: 0; 2011 Qtr 2: 0; 2011 Qtr 3: 0; 2011 Qtr 4: 0 | 2
0 | 267040-Residential Condensor Coil Cleaning Resid SF CZ10 VintAll |  | System | Residential | 26-SFM-ResidentialSingleFamily-SP_COOL | 0 |  |  |  |  | 50 | 50 | 0 | 0 | 0 | 0 | 270 |  | kWh | 0.3564 | 0 | Residential | [7 empty] | 3 | 0.78 |  |  |  | 1 | 1 | 0 | 0 | 0 | 0 | 0 | 0 | 0 | 0 | 0 | 0 | 2009 Qtr 1: 0; 2009 Qtr 2: 0; 2009 Qtr 3: 0; 2009 Qtr 4: 1; 2010 Qtr 1: 0; 2010 Qtr 2: 0; 2010 Qtr 3: 0; 2010 Qtr 4: 0; 2011 Qtr 1: 0; 2011 Qtr 2: 0; 2011 Qtr 3: 0; 2011 Qtr 4: 0 | 1
0 | 267001-High Refrigerant Charge Adjustment (>= ±20% rated charge) Resid SFCZ10 Vint03 |  | System | Residential | 26-SFM-ResidentialSingleFamily-SP_COOL | 0 |  |  |  |  | 65 | 53 | 0 | 0 | 0 | 12 | 248.449 |  | kWh | 0.18306 | -0.066637 | Residential |  | Winter Only | [5 empty] | 10 | 0.78 |  |  |  | 1 | 2 | 0 | 0 | 0 | 0 | 0 | 0 | 0 | 0 | 0 | 0 | 2009 Qtr 1: 0; 2009 Qtr 2: 0; 2009 Qtr 3: 0; 2009 Qtr 4: 2; 2010 Qtr 1: 0; 2010 Qtr 2: 0; 2010 Qtr 3: 0; 2010 Qtr 4: 0; 2011 Qtr 1: 0; 2011 Qtr 2: 0; 2011 Qtr 3: 0; 2011 Qtr 4: 0 | 2
0 | 267040-Residential Condensor Coil Cleaning Resid SF CZ10 VintAll |  | System | Residential | 26-SFM-ResidentialSingleFamily-SP_COOL | 0 |  |  |  |  | 50 | 50 | 0 | 0 | 0 | 0 | 270 |  | kWh | 0.3564 | 0 | Residential | [7 empty] | 3 | 0.78 |  |  |  | 1 | 1 | 0 | 0 | 0 | 0 | 0 | 0 | 0 | 0 | 0 | 0 | 2009 Qtr 1: 0; 2009 Qtr 2: 0; 2009 Qtr 3: 0; 2009 Qtr 4: 1; 2010 Qtr 1: 0; 2010 Qtr 2: 0; 2010 Qtr 3: 0; 2010 Qtr 4: 0; 2011 Qtr 1: 0; 2011 Qtr 2: 0; 2011 Qtr 3: 0; 2011 Qtr 4: 0 | 1
0 | 267003-High Refrigerant Charge Adjustment (>= ±20% rated charge) Resid SF CZ10 Vint05 |  | System | Residential | 26-SFM-ResidentialSingleFamily-SP_COOL | 0 |  |  |  |  | 65 | 53 | 0 | 0 | 0 | 12 | 162.471 |  | kWh | 0.23875 | -0.071356 | Residential |  | Winter Only | [5 empty] | 10 | 0.78 |  |  |  | 1 | 2 | 0 | 0 | 0 | 0 | 0 | 0 | 0 | 0 | 0 | 0 | 2009 Qtr 1: 0; 2009 Qtr 2: 0; 2009 Qtr 3: 0; 2009 Qtr 4: 2; 2010 Qtr 1: 0; 2010 Qtr 2: 0; 2010 Qtr 3: 0; 2010 Qtr 4: 0; 2011 Qtr 1: 0; 2011 Qtr 2: 0; 2011 Qtr 3: 0; 2011 Qtr 4: 0 | 2
0 | 267040-Residential Condensor Coil Cleaning Resid SF CZ10 VintAll |  | System | Residential | 26-SFM-ResidentialSingleFamily-SP_COOL | 0 |  |  |  |  | 50 | 50 | 0 | 0 | 0 | 0 | 270 |  | kWh | 0.3564 | 0 | Residential | [7 empty] | 3 | 0.78 |  |  |  | 1 | 1 | 0 | 0 | 0 | 0 | 0 | 0 | 0 | 0 | 0 | 0 | 2009 Qtr 1: 0; 2009 Qtr 2: 0; 2009 Qtr 3: 0; 2009 Qtr 4: 1; 2010 Qtr 1: 0; 2010 Qtr 2: 0; 2010 Qtr 3: 0; 2010 Qtr 4: 0; 2011 Qtr 1: 0; 2011 Qtr 2: 0; 2011 Qtr 3: 0; 2011 Qtr 4: 0 | 1
0 | 267002-High Refrigerant Charge Adjustment (>= ±20% rated charge) Resid SF CZ10 Vint04 |  | System | Residential | 26-SFM-ResidentialSingleFamily-SP_COOL | 0 |  |  |  |  | 65 | 53 | 0 | 0 | 0 | 12 | 205.771 |  | kWh | 0.22808 | -0.078078 | Residential |  | Winter Only | [5 empty] | 10 | 0.78 |  |  |  | 1 | 2 | 0 | 0 | 0 | 0 | 0 | 0 | 0 | 0 | 0 | 0 | 2009 Qtr 1: 0; 2009 Qtr 2: 0; 2009 Qtr 3: 0; 2009 Qtr 4: 2; 2010 Qtr 1: 0; 2010 Qtr 2: 0; 2010 Qtr 3: 0; 2010 Qtr 4: 0; 2011 Qtr 1: 0; 2011 Qtr 2: 0; 2011 Qtr 3: 0; 2011 Qtr 4: 0 | 2
0 | 267040-Residential Condensor Coil Cleaning Resid SF CZ10 VintAll |  | System | Residential | 26-SFM-ResidentialSingleFamily-SP_COOL | 0 |  |  |  |  | 50 | 50 | 0 | 0 | 0 | 0 | 270 |  | kWh | 0.3564 | 0 | Residential | [7 empty] | 3 | 0.78 |  |  |  | 1 | 1 | 0 | 0 | 0 | 0 | 0 | 0 | 0 | 0 | 0 | 0 | 2009 Qtr 1: 0; 2009 Qtr 2: 0; 2009 Qtr 3: 0; 2009 Qtr 4: 1; 2010 Qtr 1: 0; 2010 Qtr 2: 0; 2010 Qtr 3: 0; 2010 Qtr 4: 0; 2011 Qtr 1: 0; 2011 Qtr 2: 0; 2011 Qtr 3: 0; 2011 Qtr 4: 0 | 1
0 | 267004-High Refrigerant Charge Adjustment (>= ±20% rated charge) Resid SF CZ10 Vint01 |  | System | Residential | 26-SFM-ResidentialSingleFamily-SP_COOL | 0 |  |  |  |  | 65 | 53 | 0 | 0 | 0 | 12 | 110.437 |  | kWh | 0.1629 | -0.018297 | Residential |  | Winter Only | [5 empty] | 10 | 0.78 |  |  |  | 1 | 2 | 0 | 0 | 0 | 0 | 0 | 0 | 0 | 0 | 0 | 0 | 2009 Qtr 1: 0; 2009 Qtr 2: 0; 2009 Qtr 3: 0; 2009 Qtr 4: 2; 2010 Qtr 1: 0; 2010 Qtr 2: 0; 2010 Qtr 3: 0; 2010 Qtr 4: 0; 2011 Qtr 1: 0; 2011 Qtr 2: 0; 2011 Qtr 3: 0; 2011 Qtr 4: 0 | 2
0 | 267040-Residential Condensor Coil Cleaning Resid SF CZ10 VintAll |  | System | Residential | 26-SFM-ResidentialSingleFamily-SP_COOL | 0 |  |  |  |  | 50 | 50 | 0 | 0 | 0 | 0 | 270 |  | kWh | 0.3564 | 0 | Residential | [7 empty] | 3 | 0.78 |  |  |  | 1 | 1 | 0 | 0 | 0 | 0 | 0 | 0 | 0 | 0 | 0 | 0 | 2009 Qtr 1: 0; 2009 Qtr 2: 0; 2009 Qtr 3: 0; 2009 Qtr 4: 1; 2010 Qtr 1: 0; 2010 Qtr 2: 0; 2010 Qtr 3: 0; 2010 Qtr 4: 0; 2011 Qtr 1: 0; 2011 Qtr 2: 0; 2011 Qtr 3: 0; 2011 Qtr 4: 0 | 1
0 | 267002-High Refrigerant Charge Adjustment (>= ±20% rated charge) Resid SF CZ10 Vint04 |  | System | Residential | 26-SFM-ResidentialSingleFamily-SP_COOL | 0 |  |  |  |  | 65 | 53 | 0 | 0 | 0 | 12 | 205.771 |  | kWh | 0.22808 | -0.078078 | Residential |  | Winter Only | [5 empty] | 10 | 0.78 |  |  |  | 1 | 2 | 0 | 0 | 0 | 0 | 0 | 0 | 0 | 0 | 0 | 0 | 2009 Qtr 1: 0; 2009 Qtr 2: 0; 2009 Qtr 3: 0; 2009 Qtr 4: 2; 2010 Qtr 1: 0; 2010 Qtr 2: 0; 2010 Qtr 3: 0; 2010 Qtr 4: 0; 2011 Qtr 1: 0; 2011 Qtr 2: 0; 2011 Qtr 3: 0; 2011 Qtr 4: 0 | 2
0 | 267040-Residential Condensor Coil Cleaning Resid SF CZ10 VintAll |  | System | Residential | 26-SFM-ResidentialSingleFamily-SP_COOL | 0 |  |  |  |  | 50 | 50 | 0 | 0 | 0 | 0 | 270 |  | kWh | 0.3564 | 0 | Residential | [7 empty] | 3 | 0.78 |  |  |  | 1 | 1 | 0 | 0 | 0 | 0 | 0 | 0 | 0 | 0 | 0 | 0 | 2009 Qtr 1: 0; 2009 Qtr 2: 0; 2009 Qtr 3: 0; 2009 Qtr 4: 1; 2010 Qtr 1: 0; 2010 Qtr 2: 0; 2010 Qtr 3: 0; 2010 Qtr 4: 0; 2011 Qtr 1: 0; 2011 Qtr 2: 0; 2011 Qtr 3: 0; 2011 Qtr 4: 0 | 1
0 | 267001-High Refrigerant Charge Adjustment (>= ±20% rated charge) Resid SFCZ10 Vint03 |  | System | Residential | 26-SFM-ResidentialSingleFamily-SP_COOL | 0 |  |  |  |  | 65 | 53 | 0 | 0 | 0 | 12 | 248.449 |  | kWh | 0.18306 | -0.066637 | Residential |  | Winter Only | [5 empty] | 10 | 0.78 |  |  |  | 1 | 2 | 0 | 0 | 0 | 0 | 0 | 0 | 0 | 0 | 0 | 0 | 2009 Qtr 1: 0; 2009 Qtr 2: 0; 2009 Qtr 3: 0; 2009 Qtr 4: 2; 2010 Qtr 1: 0; 2010 Qtr 2: 0; 2010 Qtr 3: 0; 2010 Qtr 4: 0; 2011 Qtr 1: 0; 2011 Qtr 2: 0; 2011 Qtr 3: 0; 2011 Qtr 4: 0 | 2
0 | 267040-Residential Condensor Coil Cleaning Resid SF CZ10 VintAll |  | System | Residential | 26-SFM-ResidentialSingleFamily-SP_COOL | 0 |  |  |  |  | 50 | 50 | 0 | 0 | 0 | 0 | 270 |  | kWh | 0.3564 | 0 | Residential | [7 empty] | 3 | 0.78 |  |  |  | 1 | 1 | 0 | 0 | 0 | 0 | 0 | 0 | 0 | 0 | 0 | 0 | 2009 Qtr 1: 0; 2009 Qtr 2: 0; 2009 Qtr 3: 0; 2009 Qtr 4: 1; 2010 Qtr 1: 0; 2010 Qtr 2: 0; 2010 Qtr 3: 0; 2010 Qtr 4: 0; 2011 Qtr 1: 0; 2011 Qtr 2: 0; 2011 Qtr 3: 0; 2011 Qtr 4: 0 | 1
0 | 267040-Residential Condensor Coil Cleaning Resid SF CZ10 VintAll |  | System | Residential | 26-SFM-ResidentialSingleFamily-SP_COOL | 0 |  |  |  |  | 50 | 50 | 0 | 0 | 0 | 0 | 270 |  | kWh | 0.3564 | 0 | Residential | [7 empty] | 3 | 0.78 |  |  |  | 1 | 1 | 0 | 0 | 0 | 0 | 0 | 0 | 0 | 0 | 0 | 0 | 2009 Qtr 1: 0; 2009 Qtr 2: 0; 2009 Qtr 3: 0; 2009 Qtr 4: 1; 2010 Qtr 1: 0; 2010 Qtr 2: 0; 2010 Qtr 3: 0; 2010 Qtr 4: 0; 2011 Qtr 1: 0; 2011 Qtr 2: 0; 2011 Qtr 3: 0; 2011 Qtr 4: 0 | 1
0 | 267044-Commercial Condensor Coil Cleaning (all units - savings at 50% of DEER) Com All CZ07 VintAll |  | System | Commercial | 01-ALC-AllCommercial-Cooling | 0 |  |  |  |  | 9.9998 | 10 | 0 | 0 | 0 | -0.0002249 | 60 |  | kWh | 0.047 | 0 | Commercial | [7 empty] | 3 | 0.78 |  |  |  | 1 | 5 | 0 | 0 | 0 | 0 | 0 | 0 | 0 | 0 | 0 | 0 | 2009 Qtr 1: 0; 2009 Qtr 2: 0; 2009 Qtr 3: 0; 2009 Qtr 4: 5; 2010 Qtr 1: 0; 2010 Qtr 2: 0; 2010 Qtr 3: 0; 2010 Qtr 4: 0; 2011 Qtr 1: 0; 2011 Qtr 2: 0; 2011 Qtr 3: 0; 2011 Qtr 4: 0 | 5
0 | 267029-Commercial HVAC Diagnostic/Tune-up Com All CZ07 VintAll |  | System | Commercial | 01-ALC-AllCommercial-Cooling | 0 |  |  |  |  | 72.1918 | 67.6133 | 0 | 0 | 0 | 4.5785 | 60.0094 |  | kWh | 0.046765 | 0 | Commercial | [7 empty] | 10 | 0.85 |  |  |  | 1 | 1.34 | 0 | 0 | 0 | 0 | 0 | 0 | 0 | 0 | 0 | 0 | 2009 Qtr 1: 0; 2009 Qtr 2: 0; 2009 Qtr 3: 0; 2009 Qtr 4: 1.34; 2010 Qtr 1: 0; 2010 Qtr 2: 0; 2010 Qtr 3: 0; 2010 Qtr 4: 0; 2011 Qtr 1: 0; 2011 Qtr 2: 0; 2011 Qtr 3: 0; 2011 Qtr 4: 0 | 1.34
0 | 267044-Commercial Condensor Coil Cleaning (all units - savings at 50% of DEER) Com All CZ07 VintAll |  | System | Commercial | 01-ALC-AllCommercial-Cooling | 0 |  |  |  |  | 9.9998 | 10 | 0 | 0 | 0 | -0.0002249 | 60 |  | kWh | 0.047 | 0 | Commercial | [7 empty] | 3 | 0.78 |  |  |  | 1 | 2 | 0 | 0 | 0 | 0 | 0 | 0 | 0 | 0 | 0 | 0 | 2009 Qtr 1: 0; 2009 Qtr 2: 0; 2009 Qtr 3: 0; 2009 Qtr 4: 2; 2010 Qtr 1: 0; 2010 Qtr 2: 0; 2010 Qtr 3: 0; 2010 Qtr 4: 0; 2011 Qtr 1: 0; 2011 Qtr 2: 0; 2011 Qtr 3: 0; 2011 Qtr 4: 0 | 2
0 | 267044-Commercial Condensor Coil Cleaning (all units - savings at 50% of DEER) Com All CZ07 VintAll |  | System | Commercial | 01-ALC-AllCommercial-Cooling | 0 |  |  |  |  | 9.9998 | 10 | 0 | 0 | 0 | -0.0002249 | 60 |  | kWh | 0.047 | 0 | Commercial | [7 empty] | 3 | 0.78 |  |  |  | 1 | 5 | 0 | 0 | 0 | 0 | 0 | 0 | 0 | 0 | 0 | 0 | 2009 Qtr 1: 0; 2009 Qtr 2: 0; 2009 Qtr 3: 0; 2009 Qtr 4: 5; 2010 Qtr 1: 0; 2010 Qtr 2: 0; 2010 Qtr 3: 0; 2010 Qtr 4: 0; 2011 Qtr 1: 0; 2011 Qtr 2: 0; 2011 Qtr 3: 0; 2011 Qtr 4: 0 | 5
0 | 267044-Commercial Condensor Coil Cleaning (all units - savings at 50% of DEER) Com All CZ07 VintAll |  | System | Commercial | 01-ALC-AllCommercial-Cooling | 0 |  |  |  |  | 9.9998 | 15 | 0 | 0 | 0 | -5.0002 | 60 |  | kWh | 0.047 | 0 | Commercial | [7 empty] | 3 | 0.78 |  |  |  | 1 | 1 | 0 | 0 | 0 | 0 | 0 | 0 | 0 | 0 | 0 | 0 | 2009 Qtr 1: 0; 2009 Qtr 2: 0; 2009 Qtr 3: 0; 2009 Qtr 4: 1; 2010 Qtr 1: 0; 2010 Qtr 2: 0; 2010 Qtr 3: 0; 2010 Qtr 4: 0; 2011 Qtr 1: 0; 2011 Qtr 2: 0; 2011 Qtr 3: 0; 2011 Qtr 4: 0 | 1
0 | 267044-Commercial Condensor Coil Cleaning (all units - savings at 50% of DEER) Com All CZ07 VintAll |  | System | Commercial | 01-ALC-AllCommercial-Cooling | 0 |  |  |  |  | 9.9998 | 10 | 0 | 0 | 0 | -0.0002249 | 60 |  | kWh | 0.047 | 0 | Commercial | [7 empty] | 3 | 0.78 |  |  |  | 1 | 4 | 0 | 0 | 0 | 0 | 0 | 0 | 0 | 0 | 0 | 0 | 2009 Qtr 1: 0; 2009 Qtr 2: 0; 2009 Qtr 3: 0; 2009 Qtr 4: 4; 2010 Qtr 1: 0; 2010 Qtr 2: 0; 2010 Qtr 3: 0; 2010 Qtr 4: 0; 2011 Qtr 1: 0; 2011 Qtr 2: 0; 2011 Qtr 3: 0; 2011 Qtr 4: 0 | 4
0 | 267029-Commercial HVAC Diagnostic/Tune-up Com All CZ07 VintAll |  | System | Commercial | 01-ALC-AllCommercial-Cooling | 0 |  |  |  |  | 72.1918 | 78.8822 | 0 | 0 | 0 | -6.6904 | 60.0094 |  | kWh | 0.046765 | 0 | Commercial | [7 empty] | 10 | 0.85 |  |  |  | 1 | 2.01 | 0 | 0 | 0 | 0 | 0 | 0 | 0 | 0 | 0 | 0 | 2009 Qtr 1: 0; 2009 Qtr 2: 0; 2009 Qtr 3: 0; 2009 Qtr 4: 2.01; 2010 Qtr 1: 0; 2010 Qtr 2: 0; 2010 Qtr 3: 0; 2010 Qtr 4: 0; 2011 Qtr 1: 0; 2011 Qtr 2: 0; 2011 Qtr 3: 0; 2011 Qtr 4: 0 | 2.01
0 | 267044-Commercial Condensor Coil Cleaning (all units - savings at 50% of DEER) Com All CZ07 VintAll |  | System | Commercial | 01-ALC-AllCommercial-Cooling | 0 |  |  |  |  | 9.9998 | 11.6667 | 0 | 0 | 0 | -1.6669 | 60 |  | kWh | 0.047 | 0 | Commercial | [7 empty] | 3 | 0.78 |  |  |  | 1 | 3 | 0 | 0 | 0 | 0 | 0 | 0 | 0 | 0 | 0 | 0 | 2009 Qtr 1: 0; 2009 Qtr 2: 0; 2009 Qtr 3: 0; 2009 Qtr 4: 3; 2010 Qtr 1: 0; 2010 Qtr 2: 0; 2010 Qtr 3: 0; 2010 Qtr 4: 0; 2011 Qtr 1: 0; 2011 Qtr 2: 0; 2011 Qtr 3: 0; 2011 Qtr 4: 0 | 3
0 | 267044-Commercial Condensor Coil Cleaning (all units - savings at 50% of DEER) Com All CZ07 VintAll |  | System | Commercial | 01-ALC-AllCommercial-Cooling | 0 |  |  |  |  | 9.9998 | 10 | 0 | 0 | 0 | -0.0002249 | 60 |  | kWh | 0.047 | 0 | Commercial | [7 empty] | 3 | 0.78 |  |  |  | 1 | 4 | 0 | 0 | 0 | 0 | 0 | 0 | 0 | 0 | 0 | 0 | 2009 Qtr 1: 0; 2009 Qtr 2: 0; 2009 Qtr 3: 0; 2009 Qtr 4: 4; 2010 Qtr 1: 0; 2010 Qtr 2: 0; 2010 Qtr 3: 0; 2010 Qtr 4: 0; 2011 Qtr 1: 0; 2011 Qtr 2: 0; 2011 Qtr 3: 0; 2011 Qtr 4: 0 | 4
0 | 267029-Commercial HVAC Diagnostic/Tune-up Com All CZ07 VintAll |  | System | Commercial | 01-ALC-AllCommercial-Cooling | 0 |  |  |  |  | 72.1918 | 67.6133 | 0 | 0 | 0 | 4.5785 | 60.0094 |  | kWh | 0.046765 | 0 | Commercial | [7 empty] | 10 | 0.85 |  |  |  | 1 | 3.35 | 0 | 0 | 0 | 0 | 0 | 0 | 0 | 0 | 0 | 0 | 2009 Qtr 1: 0; 2009 Qtr 2: 0; 2009 Qtr 3: 0; 2009 Qtr 4: 3.35; 2010 Qtr 1: 0; 2010 Qtr 2: 0; 2010 Qtr 3: 0; 2010 Qtr 4: 0; 2011 Qtr 1: 0; 2011 Qtr 2: 0; 2011 Qtr 3: 0; 2011 Qtr 4: 0 | 3.35
0 | 267044-Commercial Condensor Coil Cleaning (all units - savings at 50% of DEER) Com All CZ07 VintAll |  | System | Commercial | 01-ALC-AllCommercial-Cooling | 0 |  |  |  |  | 9.9998 | 10 | 0 | 0 | 0 | -0.0002249 | 60 |  | kWh | 0.047 | 0 | Commercial | [7 empty] | 3 | 0.78 |  |  |  | 1 | 5 | 0 | 0 | 0 | 0 | 0 | 0 | 0 | 0 | 0 | 0 | 2009 Qtr 1: 0; 2009 Qtr 2: 0; 2009 Qtr 3: 0; 2009 Qtr 4: 5; 2010 Qtr 1: 0; 2010 Qtr 2: 0; 2010 Qtr 3: 0; 2010 Qtr 4: 0; 2011 Qtr 1: 0; 2011 Qtr 2: 0; 2011 Qtr 3: 0; 2011 Qtr 4: 0 | 5
0 | 267029-Commercial HVAC Diagnostic/Tune-up Com All CZ07 VintAll |  | System | Commercial | 01-ALC-AllCommercial-Cooling | 0 |  |  |  |  | 72.1918 | 72.4428 | 0 | 0 | 0 | -0.25102 | 60.0094 |  | kWh | 0.046765 | 0 | Commercial | [7 empty] | 10 | 0.85 |  |  |  | 1 | 4.69 | 0 | 0 | 0 | 0 | 0 | 0 | 0 | 0 | 0 | 0 | 2009 Qtr 1: 0; 2009 Qtr 2: 0; 2009 Qtr 3: 0; 2009 Qtr 4: 4.69; 2010 Qtr 1: 0; 2010 Qtr 2: 0; 2010 Qtr 3: 0; 2010 Qtr 4: 0; 2011 Qtr 1: 0; 2011 Qtr 2: 0; 2011 Qtr 3: 0; 2011 Qtr 4: 0 | 4.69
0 | 267044-Commercial Condensor Coil Cleaning (all units - savings at 50% of DEER) Com All CZ07 VintAll |  | System | Commercial | 01-ALC-AllCommercial-Cooling | 0 |  |  |  |  | 9.9998 | 10.7143 | 0 | 0 | 0 | -0.71451 | 60 |  | kWh | 0.047 | 0 | Commercial | [7 empty] | 3 | 0.78 |  |  |  | 1 | 7 | 0 | 0 | 0 | 0 | 0 | 0 | 0 | 0 | 0 | 0 | 2009 Qtr 1: 0; 2009 Qtr 2: 0; 2009 Qtr 3: 0; 2009 Qtr 4: 7; 2010 Qtr 1: 0; 2010 Qtr 2: 0; 2010 Qtr 3: 0; 2010 Qtr 4: 0; 2011 Qtr 1: 0; 2011 Qtr 2: 0; 2011 Qtr 3: 0; 2011 Qtr 4: 0 | 7
0 | 267044-Commercial Condensor Coil Cleaning (all units - savings at 50% of DEER) Com All CZ07 VintAll |  | System | Commercial | 01-ALC-AllCommercial-Cooling | 0 |  |  |  |  | 9.9998 | 10 | 0 | 0 | 0 | -0.0002249 | 60 |  | kWh | 0.047 | 0 | Commercial | [7 empty] | 3 | 0.78 |  |  |  | 1 | 5 | 0 | 0 | 0 | 0 | 0 | 0 | 0 | 0 | 0 | 0 | 2009 Qtr 1: 0; 2009 Qtr 2: 0; 2009 Qtr 3: 0; 2009 Qtr 4: 5; 2010 Qtr 1: 0; 2010 Qtr 2: 0; 2010 Qtr 3: 0; 2010 Qtr 4: 0; 2011 Qtr 1: 0; 2011 Qtr 2: 0; 2011 Qtr 3: 0; 2011 Qtr 4: 0 | 5
0 | 267020-Economizer Repair Com All CZ07 Vint05 |  | System | Commercial | 01-ALC-AllCommercial-Cooling | 0 |  |  |  |  | 41.71 | 41 | 0 | 0 | 0 | 0.71 | 440 |  | kWh | 0.0023 | 0 | Commercial |  | Winter Only | [5 empty] | 5 | 0.85 |  |  |  | 0 | 7 | 0 | 0 | 0 | 0 | 0 | 0 | 0 | 0 | 0 | 0 | 2009 Qtr 1: 0; 2009 Qtr 2: 0; 2009 Qtr 3: 0; 2009 Qtr 4: 7; 2010 Qtr 1: 0; 2010 Qtr 2: 0; 2010 Qtr 3: 0; 2010 Qtr 4: 0; 2011 Qtr 1: 0; 2011 Qtr 2: 0; 2011 Qtr 3: 0; 2011 Qtr 4: 0 | 7
0 | 267044-Commercial Condensor Coil Cleaning (all units - savings at 50% of DEER) Com All CZ07 VintAll |  | System | Commercial | 01-ALC-AllCommercial-Cooling | 0 |  |  |  |  | 9.9998 | 10 | 0 | 0 | 0 | -0.0002249 | 60 |  | kWh | 0.047 | 0 | Commercial | [7 empty] | 3 | 0.78 |  |  |  | 1 | 3 | 0 | 0 | 0 | 0 | 0 | 0 | 0 | 0 | 0 | 0 | 2009 Qtr 1: 0; 2009 Qtr 2: 0; 2009 Qtr 3: 0; 2009 Qtr 4: 3; 2010 Qtr 1: 0; 2010 Qtr 2: 0; 2010 Qtr 3: 0; 2010 Qtr 4: 0; 2011 Qtr 1: 0; 2011 Qtr 2: 0; 2011 Qtr 3: 0; 2011 Qtr 4: 0 | 3
0 | 267029-Commercial HVAC Diagnostic/Tune-up Com All CZ07 VintAll |  | System | Commercial | 01-ALC-AllCommercial-Cooling | 0 |  |  |  |  | 72.1918 | 67.6133 | 0 | 0 | 0 | 4.5785 | 60.0094 |  | kWh | 0.046765 | 0 | Commercial | [7 empty] | 10 | 0.85 |  |  |  | 1 | 2.01 | 0 | 0 | 0 | 0 | 0 | 0 | 0 | 0 | 0 | 0 | 2009 Qtr 1: 0; 2009 Qtr 2: 0; 2009 Qtr 3: 0; 2009 Qtr 4: 2.01; 2010 Qtr 1: 0; 2010 Qtr 2: 0; 2010 Qtr 3: 0; 2010 Qtr 4: 0; 2011 Qtr 1: 0; 2011 Qtr 2: 0; 2011 Qtr 3: 0; 2011 Qtr 4: 0 | 2.01
0 | 267044-Commercial Condensor Coil Cleaning (all units - savings at 50% of DEER) Com All CZ07 VintAll |  | System | Commercial | 01-ALC-AllCommercial-Cooling | 0 |  |  |  |  | 9.9998 | 10 | 0 | 0 | 0 | -0.0002249 | 60 |  | kWh | 0.047 | 0 | Commercial | [7 empty] | 3 | 0.78 |  |  |  | 1 | 3 | 0 | 0 | 0 | 0 | 0 | 0 | 0 | 0 | 0 | 0 | 2009 Qtr 1: 0; 2009 Qtr 2: 0; 2009 Qtr 3: 0; 2009 Qtr 4: 3; 2010 Qtr 1: 0; 2010 Qtr 2: 0; 2010 Qtr 3: 0; 2010 Qtr 4: 0; 2011 Qtr 1: 0; 2011 Qtr 2: 0; 2011 Qtr 3: 0; 2011 Qtr 4: 0 | 3
0 | 267029-Commercial HVAC Diagnostic/Tune-up Com All CZ07 VintAll |  | System | Commercial | 01-ALC-AllCommercial-Cooling | 0 |  |  |  |  | 72.1918 | 78.8822 | 0 | 0 | 0 | -6.6904 | 60.0094 |  | kWh | 0.046765 | 0 | Commercial | [7 empty] | 10 | 0.85 |  |  |  | 1 | 2.01 | 0 | 0 | 0 | 0 | 0 | 0 | 0 | 0 | 0 | 0 | 2009 Qtr 1: 0; 2009 Qtr 2: 0; 2009 Qtr 3: 0; 2009 Qtr 4: 2.01; 2010 Qtr 1: 0; 2010 Qtr 2: 0; 2010 Qtr 3: 0; 2010 Qtr 4: 0; 2011 Qtr 1: 0; 2011 Qtr 2: 0; 2011 Qtr 3: 0; 2011 Qtr 4: 0 | 2.01
0 | 267044-Commercial Condensor Coil Cleaning (all units - savings at 50% of DEER) Com All CZ07 VintAll |  | System | Commercial | 01-ALC-AllCommercial-Cooling | 0 |  |  |  |  | 9.9998 | 11.6667 | 0 | 0 | 0 | -1.6669 | 60 |  | kWh | 0.047 | 0 | Commercial | [7 empty] | 3 | 0.78 |  |  |  | 1 | 3 | 0 | 0 | 0 | 0 | 0 | 0 | 0 | 0 | 0 | 0 | 2009 Qtr 1: 0; 2009 Qtr 2: 0; 2009 Qtr 3: 0; 2009 Qtr 4: 3; 2010 Qtr 1: 0; 2010 Qtr 2: 0; 2010 Qtr 3: 0; 2010 Qtr 4: 0; 2011 Qtr 1: 0; 2011 Qtr 2: 0; 2011 Qtr 3: 0; 2011 Qtr 4: 0 | 3
0 | 267029-Commercial HVAC Diagnostic/Tune-up Com All CZ07 VintAll |  | System | Commercial | 01-ALC-AllCommercial-Cooling | 0 |  |  |  |  | 72.1918 | 67.6133 | 0 | 0 | 0 | 4.5785 | 60.0094 |  | kWh | 0.046765 | 0 | Commercial | [7 empty] | 10 | 0.85 |  |  |  | 1 | 2.01 | 0 | 0 | 0 | 0 | 0 | 0 | 0 | 0 | 0 | 0 | 2009 Qtr 1: 0; 2009 Qtr 2: 0; 2009 Qtr 3: 0; 2009 Qtr 4: 2.01; 2010 Qtr 1: 0; 2010 Qtr 2: 0; 2010 Qtr 3: 0; 2010 Qtr 4: 0; 2011 Qtr 1: 0; 2011 Qtr 2: 0; 2011 Qtr 3: 0; 2011 Qtr 4: 0 | 2.01
0 | 267044-Commercial Condensor Coil Cleaning (all units - savings at 50% of DEER) Com All CZ07 VintAll |  | System | Commercial | 01-ALC-AllCommercial-Cooling | 0 |  |  |  |  | 9.9998 | 10 | 0 | 0 | 0 | -0.0002249 | 60 |  | kWh | 0.047 | 0 | Commercial | [7 empty] | 3 | 0.78 |  |  |  | 1 | 3 | 0 | 0 | 0 | 0 | 0 | 0 | 0 | 0 | 0 | 0 | 2009 Qtr 1: 0; 2009 Qtr 2: 0; 2009 Qtr 3: 0; 2009 Qtr 4: 3; 2010 Qtr 1: 0; 2010 Qtr 2: 0; 2010 Qtr 3: 0; 2010 Qtr 4: 0; 2011 Qtr 1: 0; 2011 Qtr 2: 0; 2011 Qtr 3: 0; 2011 Qtr 4: 0 | 3
0 | 267029-Commercial HVAC Diagnostic/Tune-up Com All CZ07 VintAll |  | System | Commercial | 01-ALC-AllCommercial-Cooling | 0 |  |  |  |  | 72.1918 | 67.6133 | 0 | 0 | 0 | 4.5785 | 60.0094 |  | kWh | 0.046765 | 0 | Commercial | [7 empty] | 10 | 0.85 |  |  |  | 1 | 2.01 | 0 | 0 | 0 | 0 | 0 | 0 | 0 | 0 | 0 | 0 | 2009 Qtr 1: 0; 2009 Qtr 2: 0; 2009 Qtr 3: 0; 2009 Qtr 4: 2.01; 2010 Qtr 1: 0; 2010 Qtr 2: 0; 2010 Qtr 3: 0; 2010 Qtr 4: 0; 2011 Qtr 1: 0; 2011 Qtr 2: 0; 2011 Qtr 3: 0; 2011 Qtr 4: 0 | 2.01
0 | 267044-Commercial Condensor Coil Cleaning (all units - savings at 50% of DEER) Com All CZ07 VintAll |  | System | Commercial | 01-ALC-AllCommercial-Cooling | 0 |  |  |  |  | 9.9998 | 10 | 0 | 0 | 0 | -0.0002249 | 60 |  | kWh | 0.047 | 0 | Commercial | [7 empty] | 3 | 0.78 |  |  |  | 1 | 3 | 0 | 0 | 0 | 0 | 0 | 0 | 0 | 0 | 0 | 0 | 2009 Qtr 1: 0; 2009 Qtr 2: 0; 2009 Qtr 3: 0; 2009 Qtr 4: 3; 2010 Qtr 1: 0; 2010 Qtr 2: 0; 2010 Qtr 3: 0; 2010 Qtr 4: 0; 2011 Qtr 1: 0; 2011 Qtr 2: 0; 2011 Qtr 3: 0; 2011 Qtr 4: 0 | 3
0 | 267029-Commercial HVAC Diagnostic/Tune-up Com All CZ07 VintAll |  | System | Commercial | 01-ALC-AllCommercial-Cooling | 0 |  |  |  |  | 72.1918 | 67.6133 | 0 | 0 | 0 | 4.5785 | 60.0094 |  | kWh | 0.046765 | 0 | Commercial | [7 empty] | 10 | 0.85 |  |  |  | 1 | 2.68 | 0 | 0 | 0 | 0 | 0 | 0 | 0 | 0 | 0 | 0 | 2009 Qtr 1: 0; 2009 Qtr 2: 0; 2009 Qtr 3: 0; 2009 Qtr 4: 2.68; 2010 Qtr 1: 0; 2010 Qtr 2: 0; 2010 Qtr 3: 0; 2010 Qtr 4: 0; 2011 Qtr 1: 0; 2011 Qtr 2: 0; 2011 Qtr 3: 0; 2011 Qtr 4: 0 | 2.68
0 | 267044-Commercial Condensor Coil Cleaning (all units - savings at 50% of DEER) Com All CZ07 VintAll |  | System | Commercial | 01-ALC-AllCommercial-Cooling | 0 |  |  |  |  | 9.9998 | 10 | 0 | 0 | 0 | -0.0002249 | 60 |  | kWh | 0.047 | 0 | Commercial | [7 empty] | 3 | 0.78 |  |  |  | 1 | 4 | 0 | 0 | 0 | 0 | 0 | 0 | 0 | 0 | 0 | 0 | 2009 Qtr 1: 0; 2009 Qtr 2: 0; 2009 Qtr 3: 0; 2009 Qtr 4: 4; 2010 Qtr 1: 0; 2010 Qtr 2: 0; 2010 Qtr 3: 0; 2010 Qtr 4: 0; 2011 Qtr 1: 0; 2011 Qtr 2: 0; 2011 Qtr 3: 0; 2011 Qtr 4: 0 | 4
0 | 267029-Commercial HVAC Diagnostic/Tune-up Com All CZ07 VintAll |  | System | Commercial | 01-ALC-AllCommercial-Cooling | 0 |  |  |  |  | 72.1918 | 67.6133 | 0 | 0 | 0 | 4.5785 | 60.0094 |  | kWh | 0.046765 | 0 | Commercial | [7 empty] | 10 | 0.85 |  |  |  | 1 | 2.68 | 0 | 0 | 0 | 0 | 0 | 0 | 0 | 0 | 0 | 0 | 2009 Qtr 1: 0; 2009 Qtr 2: 0; 2009 Qtr 3: 0; 2009 Qtr 4: 2.68; 2010 Qtr 1: 0; 2010 Qtr 2: 0; 2010 Qtr 3: 0; 2010 Qtr 4: 0; 2011 Qtr 1: 0; 2011 Qtr 2: 0; 2011 Qtr 3: 0; 2011 Qtr 4: 0 | 2.68
0 | 267044-Commercial Condensor Coil Cleaning (all units - savings at 50% of DEER) Com All CZ07 VintAll |  | System | Commercial | 01-ALC-AllCommercial-Cooling | 0 |  |  |  |  | 9.9998 | 10 | 0 | 0 | 0 | -0.0002249 | 60 |  | kWh | 0.047 | 0 | Commercial | [7 empty] | 3 | 0.78 |  |  |  | 1 | 4 | 0 | 0 | 0 | 0 | 0 | 0 | 0 | 0 | 0 | 0 | 2009 Qtr 1: 0; 2009 Qtr 2: 0; 2009 Qtr 3: 0; 2009 Qtr 4: 4; 2010 Qtr 1: 0; 2010 Qtr 2: 0; 2010 Qtr 3: 0; 2010 Qtr 4: 0; 2011 Qtr 1: 0; 2011 Qtr 2: 0; 2011 Qtr 3: 0; 2011 Qtr 4: 0 | 4
0 | 267029-Commercial HVAC Diagnostic/Tune-up Com All CZ07 VintAll |  | System | Commercial | 01-ALC-AllCommercial-Cooling | 0 |  |  |  |  | 72.1918 | 71.8391 | 0 | 0 | 0 | 0.35267 | 60.0094 |  | kWh | 0.046765 | 0 | Commercial | [7 empty] | 10 | 0.85 |  |  |  | 1 | 2.68 | 0 | 0 | 0 | 0 | 0 | 0 | 0 | 0 | 0 | 0 | 2009 Qtr 1: 0; 2009 Qtr 2: 0; 2009 Qtr 3: 0; 2009 Qtr 4: 2.68; 2010 Qtr 1: 0; 2010 Qtr 2: 0; 2010 Qtr 3: 0; 2010 Qtr 4: 0; 2011 Qtr 1: 0; 2011 Qtr 2: 0; 2011 Qtr 3: 0; 2011 Qtr 4: 0 | 2.68
0 | 267044-Commercial Condensor Coil Cleaning (all units - savings at 50% of DEER) Com All CZ07 VintAll |  | System | Commercial | 01-ALC-AllCommercial-Cooling | 0 |  |  |  |  | 9.9998 | 10.625 | 0 | 0 | 0 | -0.62522 | 60 |  | kWh | 0.047 | 0 | Commercial | [7 empty] | 3 | 0.78 |  |  |  | 1 | 4 | 0 | 0 | 0 | 0 | 0 | 0 | 0 | 0 | 0 | 0 | 2009 Qtr 1: 0; 2009 Qtr 2: 0; 2009 Qtr 3: 0; 2009 Qtr 4: 4; 2010 Qtr 1: 0; 2010 Qtr 2: 0; 2010 Qtr 3: 0; 2010 Qtr 4: 0; 2011 Qtr 1: 0; 2011 Qtr 2: 0; 2011 Qtr 3: 0; 2011 Qtr 4: 0 | 4
0 | 267029-Commercial HVAC Diagnostic/Tune-up Com All CZ07 VintAll |  | System | Commercial | 01-ALC-AllCommercial-Cooling | 0 |  |  |  |  | 72.1918 | 71.8391 | 0 | 0 | 0 | 0.35267 | 60.0094 |  | kWh | 0.046765 | 0 | Commercial | [7 empty] | 10 | 0.85 |  |  |  | 1 | 2.68 | 0 | 0 | 0 | 0 | 0 | 0 | 0 | 0 | 0 | 0 | 2009 Qtr 1: 0; 2009 Qtr 2: 0; 2009 Qtr 3: 0; 2009 Qtr 4: 2.68; 2010 Qtr 1: 0; 2010 Qtr 2: 0; 2010 Qtr 3: 0; 2010 Qtr 4: 0; 2011 Qtr 1: 0; 2011 Qtr 2: 0; 2011 Qtr 3: 0; 2011 Qtr 4: 0 | 2.68
0 | 267044-Commercial Condensor Coil Cleaning (all units - savings at 50% of DEER) Com All CZ07 VintAll |  | System | Commercial | 01-ALC-AllCommercial-Cooling | 0 |  |  |  |  | 9.9998 | 10.625 | 0 | 0 | 0 | -0.62522 | 60 |  | kWh | 0.047 | 0 | Commercial | [7 empty] | 3 | 0.78 |  |  |  | 1 | 4 | 0 | 0 | 0 | 0 | 0 | 0 | 0 | 0 | 0 | 0 | 2009 Qtr 1: 0; 2009 Qtr 2: 0; 2009 Qtr 3: 0; 2009 Qtr 4: 4; 2010 Qtr 1: 0; 2010 Qtr 2: 0; 2010 Qtr 3: 0; 2010 Qtr 4: 0; 2011 Qtr 1: 0; 2011 Qtr 2: 0; 2011 Qtr 3: 0; 2011 Qtr 4: 0 | 4
0 | 267019-Economizer Repair Com All CZ07 Vint04 |  | System | Commercial | 01-ALC-AllCommercial-Cooling | 0 |  |  |  |  | 41.71 | 41 | 0 | 0 | 0 | 0.71 | 555 |  | kWh | 0.003 | 0 | Commercial |  | Winter Only | [5 empty] | 5 | 0.85 |  |  |  | 0 | 4 | 0 | 0 | 0 | 0 | 0 | 0 | 0 | 0 | 0 | 0 | 2009 Qtr 1: 0; 2009 Qtr 2: 0; 2009 Qtr 3: 0; 2009 Qtr 4: 4; 2010 Qtr 1: 0; 2010 Qtr 2: 0; 2010 Qtr 3: 0; 2010 Qtr 4: 0; 2011 Qtr 1: 0; 2011 Qtr 2: 0; 2011 Qtr 3: 0; 2011 Qtr 4: 0 | 4
0 | 267019-Economizer Repair Com All CZ07 Vint04 |  | System | Commercial | 01-ALC-AllCommercial-Cooling | 0 |  |  |  |  | 41.71 | 43.5625 | 0 | 0 | 0 | -1.8525 | 555 |  | kWh | 0.003 | 0 | Commercial |  | Winter Only | [5 empty] | 5 | 0.85 |  |  |  | 0 | 8 | 0 | 0 | 0 | 0 | 0 | 0 | 0 | 0 | 0 | 0 | 2009 Qtr 1: 0; 2009 Qtr 2: 0; 2009 Qtr 3: 0; 2009 Qtr 4: 8; 2010 Qtr 1: 0; 2010 Qtr 2: 0; 2010 Qtr 3: 0; 2010 Qtr 4: 0; 2011 Qtr 1: 0; 2011 Qtr 2: 0; 2011 Qtr 3: 0; 2011 Qtr 4: 0 | 8
0 | 267029-Commercial HVAC Diagnostic/Tune-up Com All CZ07 VintAll |  | System | Commercial | 01-ALC-AllCommercial-Cooling | 0 |  |  |  |  | 72.1918 | 101.4199 | 0 | 0 | 0 | -29.2281 | 60.0094 |  | kWh | 0.046765 | 0 | Commercial | [7 empty] | 10 | 0.85 |  |  |  | 1 | 0.67 | 0 | 0 | 0 | 0 | 0 | 0 | 0 | 0 | 0 | 0 | 2009 Qtr 1: 0; 2009 Qtr 2: 0; 2009 Qtr 3: 0; 2009 Qtr 4: 0.67; 2010 Qtr 1: 0; 2010 Qtr 2: 0; 2010 Qtr 3: 0; 2010 Qtr 4: 0; 2011 Qtr 1: 0; 2011 Qtr 2: 0; 2011 Qtr 3: 0; 2011 Qtr 4: 0 | 0.67
0 | 267044-Commercial Condensor Coil Cleaning (all units - savings at 50% of DEER) Com All CZ07 VintAll |  | System | Commercial | 01-ALC-AllCommercial-Cooling | 0 |  |  |  |  | 9.9998 | 15 | 0 | 0 | 0 | -5.0002 | 60 |  | kWh | 0.047 | 0 | Commercial | [7 empty] | 3 | 0.78 |  |  |  | 1 | 1 | 0 | 0 | 0 | 0 | 0 | 0 | 0 | 0 | 0 | 0 | 2009 Qtr 1: 0; 2009 Qtr 2: 0; 2009 Qtr 3: 0; 2009 Qtr 4: 1; 2010 Qtr 1: 0; 2010 Qtr 2: 0; 2010 Qtr 3: 0; 2010 Qtr 4: 0; 2011 Qtr 1: 0; 2011 Qtr 2: 0; 2011 Qtr 3: 0; 2011 Qtr 4: 0 | 1
0 | 267029-Commercial HVAC Diagnostic/Tune-up Com All CZ07 VintAll |  | System | Commercial | 01-ALC-AllCommercial-Cooling | 0 |  |  |  |  | 72.1918 | 101.4199 | 0 | 0 | 0 | -29.2281 | 60.0094 |  | kWh | 0.046765 | 0 | Commercial | [7 empty] | 10 | 0.85 |  |  |  | 1 | 0.67 | 0 | 0 | 0 | 0 | 0 | 0 | 0 | 0 | 0 | 0 | 2009 Qtr 1: 0; 2009 Qtr 2: 0; 2009 Qtr 3: 0; 2009 Qtr 4: 0.67; 2010 Qtr 1: 0; 2010 Qtr 2: 0; 2010 Qtr 3: 0; 2010 Qtr 4: 0; 2011 Qtr 1: 0; 2011 Qtr 2: 0; 2011 Qtr 3: 0; 2011 Qtr 4: 0 | 0.67
0 | 267044-Commercial Condensor Coil Cleaning (all units - savings at 50% of DEER) Com All CZ07 VintAll |  | System | Commercial | 01-ALC-AllCommercial-Cooling | 0 |  |  |  |  | 9.9998 | 15 | 0 | 0 | 0 | -5.0002 | 60 |  | kWh | 0.047 | 0 | Commercial | [7 empty] | 3 | 0.78 |  |  |  | 1 | 1 | 0 | 0 | 0 | 0 | 0 | 0 | 0 | 0 | 0 | 0 | 2009 Qtr 1: 0; 2009 Qtr 2: 0; 2009 Qtr 3: 0; 2009 Qtr 4: 1; 2010 Qtr 1: 0; 2010 Qtr 2: 0; 2010 Qtr 3: 0; 2010 Qtr 4: 0; 2011 Qtr 1: 0; 2011 Qtr 2: 0; 2011 Qtr 3: 0; 2011 Qtr 4: 0 | 1
0 | 267029-Commercial HVAC Diagnostic/Tune-up Com All CZ07 VintAll |  | System | Commercial | 01-ALC-AllCommercial-Cooling | 0 |  |  |  |  | 72.1918 | 101.4199 | 0 | 0 | 0 | -29.2281 | 60.0094 |  | kWh | 0.046765 | 0 | Commercial | [7 empty] | 10 | 0.85 |  |  |  | 1 | 0.67 | 0 | 0 | 0 | 0 | 0 | 0 | 0 | 0 | 0 | 0 | 2009 Qtr 1: 0; 2009 Qtr 2: 0; 2009 Qtr 3: 0; 2009 Qtr 4: 0.67; 2010 Qtr 1: 0; 2010 Qtr 2: 0; 2010 Qtr 3: 0; 2010 Qtr 4: 0; 2011 Qtr 1: 0; 2011 Qtr 2: 0; 2011 Qtr 3: 0; 2011 Qtr 4: 0 | 0.67
0 | 267044-Commercial Condensor Coil Cleaning (all units - savings at 50% of DEER) Com All CZ07 VintAll |  | System | Commercial | 01-ALC-AllCommercial-Cooling | 0 |  |  |  |  | 9.9998 | 15 | 0 | 0 | 0 | -5.0002 | 60 |  | kWh | 0.047 | 0 | Commercial | [7 empty] | 3 | 0.78 |  |  |  | 1 | 1 | 0 | 0 | 0 | 0 | 0 | 0 | 0 | 0 | 0 | 0 | 2009 Qtr 1: 0; 2009 Qtr 2: 0; 2009 Qtr 3: 0; 2009 Qtr 4: 1; 2010 Qtr 1: 0; 2010 Qtr 2: 0; 2010 Qtr 3: 0; 2010 Qtr 4: 0; 2011 Qtr 1: 0; 2011 Qtr 2: 0; 2011 Qtr 3: 0; 2011 Qtr 4: 0 | 1
0 | 267029-Commercial HVAC Diagnostic/Tune-up Com All CZ07 VintAll |  | System | Commercial | 01-ALC-AllCommercial-Cooling | 0 |  |  |  |  | 72.1918 | 67.6133 | 0 | 0 | 0 | 4.5785 | 60.0094 |  | kWh | 0.046765 | 0 | Commercial | [7 empty] | 10 | 0.85 |  |  |  | 1 | 1.34 | 0 | 0 | 0 | 0 | 0 | 0 | 0 | 0 | 0 | 0 | 2009 Qtr 1: 0; 2009 Qtr 2: 0; 2009 Qtr 3: 0; 2009 Qtr 4: 1.34; 2010 Qtr 1: 0; 2010 Qtr 2: 0; 2010 Qtr 3: 0; 2010 Qtr 4: 0; 2011 Qtr 1: 0; 2011 Qtr 2: 0; 2011 Qtr 3: 0; 2011 Qtr 4: 0 | 1.34
0 | 267044-Commercial Condensor Coil Cleaning (all units - savings at 50% of DEER) Com All CZ07 VintAll |  | System | Commercial | 01-ALC-AllCommercial-Cooling | 0 |  |  |  |  | 9.9998 | 10 | 0 | 0 | 0 | -0.0002249 | 60 |  | kWh | 0.047 | 0 | Commercial | [7 empty] | 3 | 0.78 |  |  |  | 1 | 2 | 0 | 0 | 0 | 0 | 0 | 0 | 0 | 0 | 0 | 0 | 2009 Qtr 1: 0; 2009 Qtr 2: 0; 2009 Qtr 3: 0; 2009 Qtr 4: 2; 2010 Qtr 1: 0; 2010 Qtr 2: 0; 2010 Qtr 3: 0; 2010 Qtr 4: 0; 2011 Qtr 1: 0; 2011 Qtr 2: 0; 2011 Qtr 3: 0; 2011 Qtr 4: 0 | 2
0 | 267029-Commercial HVAC Diagnostic/Tune-up Com All CZ07 VintAll |  | System | Commercial | 01-ALC-AllCommercial-Cooling | 0 |  |  |  |  | 72.1918 | 101.4199 | 0 | 0 | 0 | -29.2281 | 60.0094 |  | kWh | 0.046765 | 0 | Commercial | [7 empty] | 10 | 0.85 |  |  |  | 1 | 0.67 | 0 | 0 | 0 | 0 | 0 | 0 | 0 | 0 | 0 | 0 | 2009 Qtr 1: 0; 2009 Qtr 2: 0; 2009 Qtr 3: 0; 2009 Qtr 4: 0.67; 2010 Qtr 1: 0; 2010 Qtr 2: 0; 2010 Qtr 3: 0; 2010 Qtr 4: 0; 2011 Qtr 1: 0; 2011 Qtr 2: 0; 2011 Qtr 3: 0; 2011 Qtr 4: 0 | 0.67
0 | 267044-Commercial Condensor Coil Cleaning (all units - savings at 50% of DEER) Com All CZ07 VintAll |  | System | Commercial | 01-ALC-AllCommercial-Cooling | 0 |  |  |  |  | 9.9998 | 15 | 0 | 0 | 0 | -5.0002 | 60 |  | kWh | 0.047 | 0 | Commercial | [7 empty] | 3 | 0.78 |  |  |  | 1 | 1 | 0 | 0 | 0 | 0 | 0 | 0 | 0 | 0 | 0 | 0 | 2009 Qtr 1: 0; 2009 Qtr 2: 0; 2009 Qtr 3: 0; 2009 Qtr 4: 1; 2010 Qtr 1: 0; 2010 Qtr 2: 0; 2010 Qtr 3: 0; 2010 Qtr 4: 0; 2011 Qtr 1: 0; 2011 Qtr 2: 0; 2011 Qtr 3: 0; 2011 Qtr 4: 0 | 1
0 | 267029-Commercial HVAC Diagnostic/Tune-up Com All CZ07 VintAll |  | System | Commercial | 01-ALC-AllCommercial-Cooling | 0 |  |  |  |  | 72.1918 | 101.4199 | 0 | 0 | 0 | -29.2281 | 60.0094 |  | kWh | 0.046765 | 0 | Commercial | [7 empty] | 10 | 0.85 |  |  |  | 1 | 0.67 | 0 | 0 | 0 | 0 | 0 | 0 | 0 | 0 | 0 | 0 | 2009 Qtr 1: 0; 2009 Qtr 2: 0; 2009 Qtr 3: 0; 2009 Qtr 4: 0.67; 2010 Qtr 1: 0; 2010 Qtr 2: 0; 2010 Qtr 3: 0; 2010 Qtr 4: 0; 2011 Qtr 1: 0; 2011 Qtr 2: 0; 2011 Qtr 3: 0; 2011 Qtr 4: 0 | 0.67
0 | 267044-Commercial Condensor Coil Cleaning (all units - savings at 50% of DEER) Com All CZ07 VintAll |  | System | Commercial | 01-ALC-AllCommercial-Cooling | 0 |  |  |  |  | 9.9998 | 15 | 0 | 0 | 0 | -5.0002 | 60 |  | kWh | 0.047 | 0 | Commercial | [7 empty] | 3 | 0.78 |  |  |  | 1 | 1 | 0 | 0 | 0 | 0 | 0 | 0 | 0 | 0 | 0 | 0 | 2009 Qtr 1: 0; 2009 Qtr 2: 0; 2009 Qtr 3: 0; 2009 Qtr 4: 1; 2010 Qtr 1: 0; 2010 Qtr 2: 0; 2010 Qtr 3: 0; 2010 Qtr 4: 0; 2011 Qtr 1: 0; 2011 Qtr 2: 0; 2011 Qtr 3: 0; 2011 Qtr 4: 0 | 1
0 | 267029-Commercial HVAC Diagnostic/Tune-up Com All CZ07 VintAll |  | System | Commercial | 01-ALC-AllCommercial-Cooling | 0 |  |  |  |  | 72.1918 | 101.4199 | 0 | 0 | 0 | -29.2281 | 60.0094 |  | kWh | 0.046765 | 0 | Commercial | [7 empty] | 10 | 0.85 |  |  |  | 1 | 0.67 | 0 | 0 | 0 | 0 | 0 | 0 | 0 | 0 | 0 | 0 | 2009 Qtr 1: 0; 2009 Qtr 2: 0; 2009 Qtr 3: 0; 2009 Qtr 4: 0.67; 2010 Qtr 1: 0; 2010 Qtr 2: 0; 2010 Qtr 3: 0; 2010 Qtr 4: 0; 2011 Qtr 1: 0; 2011 Qtr 2: 0; 2011 Qtr 3: 0; 2011 Qtr 4: 0 | 0.67
0 | 267044-Commercial Condensor Coil Cleaning (all units - savings at 50% of DEER) Com All CZ07 VintAll |  | System | Commercial | 01-ALC-AllCommercial-Cooling | 0 |  |  |  |  | 9.9998 | 15 | 0 | 0 | 0 | -5.0002 | 60 |  | kWh | 0.047 | 0 | Commercial | [7 empty] | 3 | 0.78 |  |  |  | 1 | 1 | 0 | 0 | 0 | 0 | 0 | 0 | 0 | 0 | 0 | 0 | 2009 Qtr 1: 0; 2009 Qtr 2: 0; 2009 Qtr 3: 0; 2009 Qtr 4: 1; 2010 Qtr 1: 0; 2010 Qtr 2: 0; 2010 Qtr 3: 0; 2010 Qtr 4: 0; 2011 Qtr 1: 0; 2011 Qtr 2: 0; 2011 Qtr 3: 0; 2011 Qtr 4: 0 | 1
0 | 267029-Commercial HVAC Diagnostic/Tune-up Com All CZ07 VintAll |  | System | Commercial | 01-ALC-AllCommercial-Cooling | 0 |  |  |  |  | 72.1918 | 101.4199 | 0 | 0 | 0 | -29.2281 | 60.0094 |  | kWh | 0.046765 | 0 | Commercial | [7 empty] | 10 | 0.85 |  |  |  | 1 | 0.67 | 0 | 0 | 0 | 0 | 0 | 0 | 0 | 0 | 0 | 0 | 2009 Qtr 1: 0; 2009 Qtr 2: 0; 2009 Qtr 3: 0; 2009 Qtr 4: 0.67; 2010 Qtr 1: 0; 2010 Qtr 2: 0; 2010 Qtr 3: 0; 2010 Qtr 4: 0; 2011 Qtr 1: 0; 2011 Qtr 2: 0; 2011 Qtr 3: 0; 2011 Qtr 4: 0 | 0.67
0 | 267044-Commercial Condensor Coil Cleaning (all units - savings at 50% of DEER) Com All CZ07 VintAll |  | System | Commercial | 01-ALC-AllCommercial-Cooling | 0 |  |  |  |  | 9.9998 | 15 | 0 | 0 | 0 | -5.0002 | 60 |  | kWh | 0.047 | 0 | Commercial | [7 empty] | 3 | 0.78 |  |  |  | 1 | 1 | 0 | 0 | 0 | 0 | 0 | 0 | 0 | 0 | 0 | 0 | 2009 Qtr 1: 0; 2009 Qtr 2: 0; 2009 Qtr 3: 0; 2009 Qtr 4: 1; 2010 Qtr 1: 0; 2010 Qtr 2: 0; 2010 Qtr 3: 0; 2010 Qtr 4: 0; 2011 Qtr 1: 0; 2011 Qtr 2: 0; 2011 Qtr 3: 0; 2011 Qtr 4: 0 | 1
0 | 267029-Commercial HVAC Diagnostic/Tune-up Com All CZ07 VintAll |  | System | Commercial | 01-ALC-AllCommercial-Cooling | 0 |  |  |  |  | 72.1918 | 67.6133 | 0 | 0 | 0 | 4.5785 | 60.0094 |  | kWh | 0.046765 | 0 | Commercial | [7 empty] | 10 | 0.85 |  |  |  | 1 | 1.34 | 0 | 0 | 0 | 0 | 0 | 0 | 0 | 0 | 0 | 0 | 2009 Qtr 1: 0; 2009 Qtr 2: 0; 2009 Qtr 3: 0; 2009 Qtr 4: 1.34; 2010 Qtr 1: 0; 2010 Qtr 2: 0; 2010 Qtr 3: 0; 2010 Qtr 4: 0; 2011 Qtr 1: 0; 2011 Qtr 2: 0; 2011 Qtr 3: 0; 2011 Qtr 4: 0 | 1.34
0 | 267044-Commercial Condensor Coil Cleaning (all units - savings at 50% of DEER) Com All CZ07 VintAll |  | System | Commercial | 01-ALC-AllCommercial-Cooling | 0 |  |  |  |  | 9.9998 | 10 | 0 | 0 | 0 | -0.0002249 | 60 |  | kWh | 0.047 | 0 | Commercial | [7 empty] | 3 | 0.78 |  |  |  | 1 | 2 | 0 | 0 | 0 | 0 | 0 | 0 | 0 | 0 | 0 | 0 | 2009 Qtr 1: 0; 2009 Qtr 2: 0; 2009 Qtr 3: 0; 2009 Qtr 4: 2; 2010 Qtr 1: 0; 2010 Qtr 2: 0; 2010 Qtr 3: 0; 2010 Qtr 4: 0; 2011 Qtr 1: 0; 2011 Qtr 2: 0; 2011 Qtr 3: 0; 2011 Qtr 4: 0 | 2
0 | 267029-Commercial HVAC Diagnostic/Tune-up Com All CZ07 VintAll |  | System | Commercial | 01-ALC-AllCommercial-Cooling | 0 |  |  |  |  | 72.1918 | 101.4199 | 0 | 0 | 0 | -29.2281 | 60.0094 |  | kWh | 0.046765 | 0 | Commercial | [7 empty] | 10 | 0.85 |  |  |  | 1 | 0.67 | 0 | 0 | 0 | 0 | 0 | 0 | 0 | 0 | 0 | 0 | 2009 Qtr 1: 0; 2009 Qtr 2: 0; 2009 Qtr 3: 0; 2009 Qtr 4: 0.67; 2010 Qtr 1: 0; 2010 Qtr 2: 0; 2010 Qtr 3: 0; 2010 Qtr 4: 0; 2011 Qtr 1: 0; 2011 Qtr 2: 0; 2011 Qtr 3: 0; 2011 Qtr 4: 0 | 0.67
0 | 267044-Commercial Condensor Coil Cleaning (all units - savings at 50% of DEER) Com All CZ07 VintAll |  | System | Commercial | 01-ALC-AllCommercial-Cooling | 0 |  |  |  |  | 9.9998 | 15 | 0 | 0 | 0 | -5.0002 | 60 |  | kWh | 0.047 | 0 | Commercial | [7 empty] | 3 | 0.78 |  |  |  | 1 | 1 | 0 | 0 | 0 | 0 | 0 | 0 | 0 | 0 | 0 | 0 | 2009 Qtr 1: 0; 2009 Qtr 2: 0; 2009 Qtr 3: 0; 2009 Qtr 4: 1; 2010 Qtr 1: 0; 2010 Qtr 2: 0; 2010 Qtr 3: 0; 2010 Qtr 4: 0; 2011 Qtr 1: 0; 2011 Qtr 2: 0; 2011 Qtr 3: 0; 2011 Qtr 4: 0 | 1
0 | 267029-Commercial HVAC Diagnostic/Tune-up Com All CZ07 VintAll |  | System | Commercial | 01-ALC-AllCommercial-Cooling | 0 |  |  |  |  | 72.1918 | 67.6133 | 0 | 0 | 0 | 4.5785 | 60.0094 |  | kWh | 0.046765 | 0 | Commercial | [7 empty] | 10 | 0.85 |  |  |  | 1 | 1.34 | 0 | 0 | 0 | 0 | 0 | 0 | 0 | 0 | 0 | 0 | 2009 Qtr 1: 0; 2009 Qtr 2: 0; 2009 Qtr 3: 0; 2009 Qtr 4: 1.34; 2010 Qtr 1: 0; 2010 Qtr 2: 0; 2010 Qtr 3: 0; 2010 Qtr 4: 0; 2011 Qtr 1: 0; 2011 Qtr 2: 0; 2011 Qtr 3: 0; 2011 Qtr 4: 0 | 1.34
0 | 267044-Commercial Condensor Coil Cleaning (all units - savings at 50% of DEER) Com All CZ07 VintAll |  | System | Commercial | 01-ALC-AllCommercial-Cooling | 0 |  |  |  |  | 9.9998 | 10 | 0 | 0 | 0 | -0.0002249 | 60 |  | kWh | 0.047 | 0 | Commercial | [7 empty] | 3 | 0.78 |  |  |  | 1 | 2 | 0 | 0 | 0 | 0 | 0 | 0 | 0 | 0 | 0 | 0 | 2009 Qtr 1: 0; 2009 Qtr 2: 0; 2009 Qtr 3: 0; 2009 Qtr 4: 2; 2010 Qtr 1: 0; 2010 Qtr 2: 0; 2010 Qtr 3: 0; 2010 Qtr 4: 0; 2011 Qtr 1: 0; 2011 Qtr 2: 0; 2011 Qtr 3: 0; 2011 Qtr 4: 0 | 2
0 | 267029-Commercial HVAC Diagnostic/Tune-up Com All CZ07 VintAll |  | System | Commercial | 01-ALC-AllCommercial-Cooling | 0 |  |  |  |  | 72.1918 | 67.6133 | 0 | 0 | 0 | 4.5785 | 60.0094 |  | kWh | 0.046765 | 0 | Commercial | [7 empty] | 10 | 0.85 |  |  |  | 1 | 1.34 | 0 | 0 | 0 | 0 | 0 | 0 | 0 | 0 | 0 | 0 | 2009 Qtr 1: 0; 2009 Qtr 2: 0; 2009 Qtr 3: 0; 2009 Qtr 4: 1.34; 2010 Qtr 1: 0; 2010 Qtr 2: 0; 2010 Qtr 3: 0; 2010 Qtr 4: 0; 2011 Qtr 1: 0; 2011 Qtr 2: 0; 2011 Qtr 3: 0; 2011 Qtr 4: 0 | 1.34
0 | 267044-Commercial Condensor Coil Cleaning (all units - savings at 50% of DEER) Com All CZ07 VintAll |  | System | Commercial | 01-ALC-AllCommercial-Cooling | 0 |  |  |  |  | 9.9998 | 10 | 0 | 0 | 0 | -0.0002249 | 60 |  | kWh | 0.047 | 0 | Commercial | [7 empty] | 3 | 0.78 |  |  |  | 1 | 2 | 0 | 0 | 0 | 0 | 0 | 0 | 0 | 0 | 0 | 0 | 2009 Qtr 1: 0; 2009 Qtr 2: 0; 2009 Qtr 3: 0; 2009 Qtr 4: 2; 2010 Qtr 1: 0; 2010 Qtr 2: 0; 2010 Qtr 3: 0; 2010 Qtr 4: 0; 2011 Qtr 1: 0; 2011 Qtr 2: 0; 2011 Qtr 3: 0; 2011 Qtr 4: 0 | 2
0 | 267029-Commercial HVAC Diagnostic/Tune-up Com All CZ07 VintAll |  | System | Commercial | 01-ALC-AllCommercial-Cooling | 0 |  |  |  |  | 72.1918 | 67.6133 | 0 | 0 | 0 | 4.5785 | 60.0094 |  | kWh | 0.046765 | 0 | Commercial | [7 empty] | 10 | 0.85 |  |  |  | 1 | 1.34 | 0 | 0 | 0 | 0 | 0 | 0 | 0 | 0 | 0 | 0 | 2009 Qtr 1: 0; 2009 Qtr 2: 0; 2009 Qtr 3: 0; 2009 Qtr 4: 1.34; 2010 Qtr 1: 0; 2010 Qtr 2: 0; 2010 Qtr 3: 0; 2010 Qtr 4: 0; 2011 Qtr 1: 0; 2011 Qtr 2: 0; 2011 Qtr 3: 0; 2011 Qtr 4: 0 | 1.34
0 | 267044-Commercial Condensor Coil Cleaning (all units - savings at 50% of DEER) Com All CZ07 VintAll |  | System | Commercial | 01-ALC-AllCommercial-Cooling | 0 |  |  |  |  | 9.9998 | 10 | 0 | 0 | 0 | -0.0002249 | 60 |  | kWh | 0.047 | 0 | Commercial | [7 empty] | 3 | 0.78 |  |  |  | 1 | 2 | 0 | 0 | 0 | 0 | 0 | 0 | 0 | 0 | 0 | 0 | 2009 Qtr 1: 0; 2009 Qtr 2: 0; 2009 Qtr 3: 0; 2009 Qtr 4: 2; 2010 Qtr 1: 0; 2010 Qtr 2: 0; 2010 Qtr 3: 0; 2010 Qtr 4: 0; 2011 Qtr 1: 0; 2011 Qtr 2: 0; 2011 Qtr 3: 0; 2011 Qtr 4: 0 | 2
0 | 267029-Commercial HVAC Diagnostic/Tune-up Com All CZ07 VintAll |  | System | Commercial | 01-ALC-AllCommercial-Cooling | 0 |  |  |  |  | 72.1918 | 101.4199 | 0 | 0 | 0 | -29.2281 | 60.0094 |  | kWh | 0.046765 | 0 | Commercial | [7 empty] | 10 | 0.85 |  |  |  | 1 | 0.67 | 0 | 0 | 0 | 0 | 0 | 0 | 0 | 0 | 0 | 0 | 2009 Qtr 1: 0; 2009 Qtr 2: 0; 2009 Qtr 3: 0; 2009 Qtr 4: 0.67; 2010 Qtr 1: 0; 2010 Qtr 2: 0; 2010 Qtr 3: 0; 2010 Qtr 4: 0; 2011 Qtr 1: 0; 2011 Qtr 2: 0; 2011 Qtr 3: 0; 2011 Qtr 4: 0 | 0.67
0 | 267044-Commercial Condensor Coil Cleaning (all units - savings at 50% of DEER) Com All CZ07 VintAll |  | System | Commercial | 01-ALC-AllCommercial-Cooling | 0 |  |  |  |  | 9.9998 | 15 | 0 | 0 | 0 | -5.0002 | 60 |  | kWh | 0.047 | 0 | Commercial | [7 empty] | 3 | 0.78 |  |  |  | 1 | 1 | 0 | 0 | 0 | 0 | 0 | 0 | 0 | 0 | 0 | 0 | 2009 Qtr 1: 0; 2009 Qtr 2: 0; 2009 Qtr 3: 0; 2009 Qtr 4: 1; 2010 Qtr 1: 0; 2010 Qtr 2: 0; 2010 Qtr 3: 0; 2010 Qtr 4: 0; 2011 Qtr 1: 0; 2011 Qtr 2: 0; 2011 Qtr 3: 0; 2011 Qtr 4: 0 | 1
0 | 267029-Commercial HVAC Diagnostic/Tune-up Com All CZ07 VintAll |  | System | Commercial | 01-ALC-AllCommercial-Cooling | 0 |  |  |  |  | 72.1918 | 101.4199 | 0 | 0 | 0 | -29.2281 | 60.0094 |  | kWh | 0.046765 | 0 | Commercial | [7 empty] | 10 | 0.85 |  |  |  | 1 | 0.67 | 0 | 0 | 0 | 0 | 0 | 0 | 0 | 0 | 0 | 0 | 2009 Qtr 1: 0; 2009 Qtr 2: 0; 2009 Qtr 3: 0; 2009 Qtr 4: 0.67; 2010 Qtr 1: 0; 2010 Qtr 2: 0; 2010 Qtr 3: 0; 2010 Qtr 4: 0; 2011 Qtr 1: 0; 2011 Qtr 2: 0; 2011 Qtr 3: 0; 2011 Qtr 4: 0 | 0.67
0 | 267044-Commercial Condensor Coil Cleaning (all units - savings at 50% of DEER) Com All CZ07 VintAll |  | System | Commercial | 01-ALC-AllCommercial-Cooling | 0 |  |  |  |  | 9.9998 | 15 | 0 | 0 | 0 | -5.0002 | 60 |  | kWh | 0.047 | 0 | Commercial | [7 empty] | 3 | 0.78 |  |  |  | 1 | 1 | 0 | 0 | 0 | 0 | 0 | 0 | 0 | 0 | 0 | 0 | 2009 Qtr 1: 0; 2009 Qtr 2: 0; 2009 Qtr 3: 0; 2009 Qtr 4: 1; 2010 Qtr 1: 0; 2010 Qtr 2: 0; 2010 Qtr 3: 0; 2010 Qtr 4: 0; 2011 Qtr 1: 0; 2011 Qtr 2: 0; 2011 Qtr 3: 0; 2011 Qtr 4: 0 | 1
0 | 267029-Commercial HVAC Diagnostic/Tune-up Com All CZ07 VintAll |  | System | Commercial | 01-ALC-AllCommercial-Cooling | 0 |  |  |  |  | 72.1918 | 67.6133 | 0 | 0 | 0 | 4.5785 | 60.0094 |  | kWh | 0.046765 | 0 | Commercial | [7 empty] | 10 | 0.85 |  |  |  | 1 | 1.34 | 0 | 0 | 0 | 0 | 0 | 0 | 0 | 0 | 0 | 0 | 2009 Qtr 1: 0; 2009 Qtr 2: 0; 2009 Qtr 3: 0; 2009 Qtr 4: 1.34; 2010 Qtr 1: 0; 2010 Qtr 2: 0; 2010 Qtr 3: 0; 2010 Qtr 4: 0; 2011 Qtr 1: 0; 2011 Qtr 2: 0; 2011 Qtr 3: 0; 2011 Qtr 4: 0 | 1.34
0 | 267044-Commercial Condensor Coil Cleaning (all units - savings at 50% of DEER) Com All CZ07 VintAll |  | System | Commercial | 01-ALC-AllCommercial-Cooling | 0 |  |  |  |  | 9.9998 | 10 | 0 | 0 | 0 | -0.0002249 | 60 |  | kWh | 0.047 | 0 | Commercial | [7 empty] | 3 | 0.78 |  |  |  | 1 | 2 | 0 | 0 | 0 | 0 | 0 | 0 | 0 | 0 | 0 | 0 | 2009 Qtr 1: 0; 2009 Qtr 2: 0; 2009 Qtr 3: 0; 2009 Qtr 4: 2; 2010 Qtr 1: 0; 2010 Qtr 2: 0; 2010 Qtr 3: 0; 2010 Qtr 4: 0; 2011 Qtr 1: 0; 2011 Qtr 2: 0; 2011 Qtr 3: 0; 2011 Qtr 4: 0 | 2
0 | 267029-Commercial HVAC Diagnostic/Tune-up Com All CZ07 VintAll |  | System | Commercial | 01-ALC-AllCommercial-Cooling | 0 |  |  |  |  | 72.1918 | 101.4199 | 0 | 0 | 0 | -29.2281 | 60.0094 |  | kWh | 0.046765 | 0 | Commercial | [7 empty] | 10 | 0.85 |  |  |  | 1 | 0.67 | 0 | 0 | 0 | 0 | 0 | 0 | 0 | 0 | 0 | 0 | 2009 Qtr 1: 0; 2009 Qtr 2: 0; 2009 Qtr 3: 0; 2009 Qtr 4: 0.67; 2010 Qtr 1: 0; 2010 Qtr 2: 0; 2010 Qtr 3: 0; 2010 Qtr 4: 0; 2011 Qtr 1: 0; 2011 Qtr 2: 0; 2011 Qtr 3: 0; 2011 Qtr 4: 0 | 0.67
0 | 267044-Commercial Condensor Coil Cleaning (all units - savings at 50% of DEER) Com All CZ07 VintAll |  | System | Commercial | 01-ALC-AllCommercial-Cooling | 0 |  |  |  |  | 9.9998 | 15 | 0 | 0 | 0 | -5.0002 | 60 |  | kWh | 0.047 | 0 | Commercial | [7 empty] | 3 | 0.78 |  |  |  | 1 | 1 | 0 | 0 | 0 | 0 | 0 | 0 | 0 | 0 | 0 | 0 | 2009 Qtr 1: 0; 2009 Qtr 2: 0; 2009 Qtr 3: 0; 2009 Qtr 4: 1; 2010 Qtr 1: 0; 2010 Qtr 2: 0; 2010 Qtr 3: 0; 2010 Qtr 4: 0; 2011 Qtr 1: 0; 2011 Qtr 2: 0; 2011 Qtr 3: 0; 2011 Qtr 4: 0 | 1
0 | 267029-Commercial HVAC Diagnostic/Tune-up Com All CZ07 VintAll |  | System | Commercial | 01-ALC-AllCommercial-Cooling | 0 |  |  |  |  | 72.1918 | 67.6133 | 0 | 0 | 0 | 4.5785 | 60.0094 |  | kWh | 0.046765 | 0 | Commercial | [7 empty] | 10 | 0.85 |  |  |  | 1 | 1.34 | 0 | 0 | 0 | 0 | 0 | 0 | 0 | 0 | 0 | 0 | 2009 Qtr 1: 0; 2009 Qtr 2: 0; 2009 Qtr 3: 0; 2009 Qtr 4: 1.34; 2010 Qtr 1: 0; 2010 Qtr 2: 0; 2010 Qtr 3: 0; 2010 Qtr 4: 0; 2011 Qtr 1: 0; 2011 Qtr 2: 0; 2011 Qtr 3: 0; 2011 Qtr 4: 0 | 1.34
0 | 267044-Commercial Condensor Coil Cleaning (all units - savings at 50% of DEER) Com All CZ07 VintAll |  | System | Commercial | 01-ALC-AllCommercial-Cooling | 0 |  |  |  |  | 9.9998 | 10 | 0 | 0 | 0 | -0.0002249 | 60 |  | kWh | 0.047 | 0 | Commercial | [7 empty] | 3 | 0.78 |  |  |  | 1 | 2 | 0 | 0 | 0 | 0 | 0 | 0 | 0 | 0 | 0 | 0 | 2009 Qtr 1: 0; 2009 Qtr 2: 0; 2009 Qtr 3: 0; 2009 Qtr 4: 2; 2010 Qtr 1: 0; 2010 Qtr 2: 0; 2010 Qtr 3: 0; 2010 Qtr 4: 0; 2011 Qtr 1: 0; 2011 Qtr 2: 0; 2011 Qtr 3: 0; 2011 Qtr 4: 0 | 2
0 | 267029-Commercial HVAC Diagnostic/Tune-up Com All CZ07 VintAll |  | System | Commercial | 01-ALC-AllCommercial-Cooling | 0 |  |  |  |  | 72.1918 | 67.6133 | 0 | 0 | 0 | 4.5785 | 60.0094 |  | kWh | 0.046765 | 0 | Commercial | [7 empty] | 10 | 0.85 |  |  |  | 1 | 1.34 | 0 | 0 | 0 | 0 | 0 | 0 | 0 | 0 | 0 | 0 | 2009 Qtr 1: 0; 2009 Qtr 2: 0; 2009 Qtr 3: 0; 2009 Qtr 4: 1.34; 2010 Qtr 1: 0; 2010 Qtr 2: 0; 2010 Qtr 3: 0; 2010 Qtr 4: 0; 2011 Qtr 1: 0; 2011 Qtr 2: 0; 2011 Qtr 3: 0; 2011 Qtr 4: 0 | 1.34
0 | 267044-Commercial Condensor Coil Cleaning (all units - savings at 50% of DEER) Com All CZ07 VintAll |  | System | Commercial | 01-ALC-AllCommercial-Cooling | 0 |  |  |  |  | 9.9998 | 10 | 0 | 0 | 0 | -0.0002249 | 60 |  | kWh | 0.047 | 0 | Commercial | [7 empty] | 3 | 0.78 |  |  |  | 1 | 2 | 0 | 0 | 0 | 0 | 0 | 0 | 0 | 0 | 0 | 0 | 2009 Qtr 1: 0; 2009 Qtr 2: 0; 2009 Qtr 3: 0; 2009 Qtr 4: 2; 2010 Qtr 1: 0; 2010 Qtr 2: 0; 2010 Qtr 3: 0; 2010 Qtr 4: 0; 2011 Qtr 1: 0; 2011 Qtr 2: 0; 2011 Qtr 3: 0; 2011 Qtr 4: 0 | 2
0 | 267029-Commercial HVAC Diagnostic/Tune-up Com All CZ07 VintAll |  | System | Commercial | 01-ALC-AllCommercial-Cooling | 0 |  |  |  |  | 72.1918 | 67.6133 | 0 | 0 | 0 | 4.5785 | 60.0094 |  | kWh | 0.046765 | 0 | Commercial | [7 empty] | 10 | 0.85 |  |  |  | 1 | 1.34 | 0 | 0 | 0 | 0 | 0 | 0 | 0 | 0 | 0 | 0 | 2009 Qtr 1: 0; 2009 Qtr 2: 0; 2009 Qtr 3: 0; 2009 Qtr 4: 1.34; 2010 Qtr 1: 0; 2010 Qtr 2: 0; 2010 Qtr 3: 0; 2010 Qtr 4: 0; 2011 Qtr 1: 0; 2011 Qtr 2: 0; 2011 Qtr 3: 0; 2011 Qtr 4: 0 | 1.34
0 | 267044-Commercial Condensor Coil Cleaning (all units - savings at 50% of DEER) Com All CZ07 VintAll |  | System | Commercial | 01-ALC-AllCommercial-Cooling | 0 |  |  |  |  | 9.9998 | 10 | 0 | 0 | 0 | -0.0002249 | 60 |  | kWh | 0.047 | 0 | Commercial | [7 empty] | 3 | 0.78 |  |  |  | 1 | 2 | 0 | 0 | 0 | 0 | 0 | 0 | 0 | 0 | 0 | 0 | 2009 Qtr 1: 0; 2009 Qtr 2: 0; 2009 Qtr 3: 0; 2009 Qtr 4: 2; 2010 Qtr 1: 0; 2010 Qtr 2: 0; 2010 Qtr 3: 0; 2010 Qtr 4: 0; 2011 Qtr 1: 0; 2011 Qtr 2: 0; 2011 Qtr 3: 0; 2011 Qtr 4: 0 | 2
0 | 267029-Commercial HVAC Diagnostic/Tune-up Com All CZ07 VintAll |  | System | Commercial | 01-ALC-AllCommercial-Cooling | 0 |  |  |  |  | 72.1918 | 67.6133 | 0 | 0 | 0 | 4.5785 | 60.0094 |  | kWh | 0.046765 | 0 | Commercial | [7 empty] | 10 | 0.85 |  |  |  | 1 | 1.34 | 0 | 0 | 0 | 0 | 0 | 0 | 0 | 0 | 0 | 0 | 2009 Qtr 1: 0; 2009 Qtr 2: 0; 2009 Qtr 3: 0; 2009 Qtr 4: 1.34; 2010 Qtr 1: 0; 2010 Qtr 2: 0; 2010 Qtr 3: 0; 2010 Qtr 4: 0; 2011 Qtr 1: 0; 2011 Qtr 2: 0; 2011 Qtr 3: 0; 2011 Qtr 4: 0 | 1.34
0 | 267044-Commercial Condensor Coil Cleaning (all units - savings at 50% of DEER) Com All CZ07 VintAll |  | System | Commercial | 01-ALC-AllCommercial-Cooling | 0 |  |  |  |  | 9.9998 | 10 | 0 | 0 | 0 | -0.0002249 | 60 |  | kWh | 0.047 | 0 | Commercial | [7 empty] | 3 | 0.78 |  |  |  | 1 | 2 | 0 | 0 | 0 | 0 | 0 | 0 | 0 | 0 | 0 | 0 | 2009 Qtr 1: 0; 2009 Qtr 2: 0; 2009 Qtr 3: 0; 2009 Qtr 4: 2; 2010 Qtr 1: 0; 2010 Qtr 2: 0; 2010 Qtr 3: 0; 2010 Qtr 4: 0; 2011 Qtr 1: 0; 2011 Qtr 2: 0; 2011 Qtr 3: 0; 2011 Qtr 4: 0 | 2
0 | 267029-Commercial HVAC Diagnostic/Tune-up Com All CZ07 VintAll |  | System | Commercial | 01-ALC-AllCommercial-Cooling | 0 |  |  |  |  | 72.1918 | 101.4199 | 0 | 0 | 0 | -29.2281 | 60.0094 |  | kWh | 0.046765 | 0 | Commercial | [7 empty] | 10 | 0.85 |  |  |  | 1 | 0.67 | 0 | 0 | 0 | 0 | 0 | 0 | 0 | 0 | 0 | 0 | 2009 Qtr 1: 0; 2009 Qtr 2: 0; 2009 Qtr 3: 0; 2009 Qtr 4: 0.67; 2010 Qtr 1: 0; 2010 Qtr 2: 0; 2010 Qtr 3: 0; 2010 Qtr 4: 0; 2011 Qtr 1: 0; 2011 Qtr 2: 0; 2011 Qtr 3: 0; 2011 Qtr 4: 0 | 0.67
0 | 267044-Commercial Condensor Coil Cleaning (all units - savings at 50% of DEER) Com All CZ07 VintAll |  | System | Commercial | 01-ALC-AllCommercial-Cooling | 0 |  |  |  |  | 9.9998 | 15 | 0 | 0 | 0 | -5.0002 | 60 |  | kWh | 0.047 | 0 | Commercial | [7 empty] | 3 | 0.78 |  |  |  | 1 | 1 | 0 | 0 | 0 | 0 | 0 | 0 | 0 | 0 | 0 | 0 | 2009 Qtr 1: 0; 2009 Qtr 2: 0; 2009 Qtr 3: 0; 2009 Qtr 4: 1; 2010 Qtr 1: 0; 2010 Qtr 2: 0; 2010 Qtr 3: 0; 2010 Qtr 4: 0; 2011 Qtr 1: 0; 2011 Qtr 2: 0; 2011 Qtr 3: 0; 2011 Qtr 4: 0 | 1
0 | 267029-Commercial HVAC Diagnostic/Tune-up Com All CZ07 VintAll |  | System | Commercial | 01-ALC-AllCommercial-Cooling | 0 |  |  |  |  | 72.1918 | 101.4199 | 0 | 0 | 0 | -29.2281 | 60.0094 |  | kWh | 0.046765 | 0 | Commercial | [7 empty] | 10 | 0.85 |  |  |  | 1 | 0.67 | 0 | 0 | 0 | 0 | 0 | 0 | 0 | 0 | 0 | 0 | 2009 Qtr 1: 0; 2009 Qtr 2: 0; 2009 Qtr 3: 0; 2009 Qtr 4: 0.67; 2010 Qtr 1: 0; 2010 Qtr 2: 0; 2010 Qtr 3: 0; 2010 Qtr 4: 0; 2011 Qtr 1: 0; 2011 Qtr 2: 0; 2011 Qtr 3: 0; 2011 Qtr 4: 0 | 0.67
0 | 267044-Commercial Condensor Coil Cleaning (all units - savings at 50% of DEER) Com All CZ07 VintAll |  | System | Commercial | 01-ALC-AllCommercial-Cooling | 0 |  |  |  |  | 9.9998 | 15 | 0 | 0 | 0 | -5.0002 | 60 |  | kWh | 0.047 | 0 | Commercial | [7 empty] | 3 | 0.78 |  |  |  | 1 | 1 | 0 | 0 | 0 | 0 | 0 | 0 | 0 | 0 | 0 | 0 | 2009 Qtr 1: 0; 2009 Qtr 2: 0; 2009 Qtr 3: 0; 2009 Qtr 4: 1; 2010 Qtr 1: 0; 2010 Qtr 2: 0; 2010 Qtr 3: 0; 2010 Qtr 4: 0; 2011 Qtr 1: 0; 2011 Qtr 2: 0; 2011 Qtr 3: 0; 2011 Qtr 4: 0 | 1
0 | 267029-Commercial HVAC Diagnostic/Tune-up Com All CZ07 VintAll |  | System | Commercial | 01-ALC-AllCommercial-Cooling | 0 |  |  |  |  | 72.1918 | 101.4199 | 0 | 0 | 0 | -29.2281 | 60.0094 |  | kWh | 0.046765 | 0 | Commercial | [7 empty] | 10 | 0.85 |  |  |  | 1 | 0.67 | 0 | 0 | 0 | 0 | 0 | 0 | 0 | 0 | 0 | 0 | 2009 Qtr 1: 0; 2009 Qtr 2: 0; 2009 Qtr 3: 0; 2009 Qtr 4: 0.67; 2010 Qtr 1: 0; 2010 Qtr 2: 0; 2010 Qtr 3: 0; 2010 Qtr 4: 0; 2011 Qtr 1: 0; 2011 Qtr 2: 0; 2011 Qtr 3: 0; 2011 Qtr 4: 0 | 0.67
0 | 267044-Commercial Condensor Coil Cleaning (all units - savings at 50% of DEER) Com All CZ07 VintAll |  | System | Commercial | 01-ALC-AllCommercial-Cooling | 0 |  |  |  |  | 9.9998 | 15 | 0 | 0 | 0 | -5.0002 | 60 |  | kWh | 0.047 | 0 | Commercial | [7 empty] | 3 | 0.78 |  |  |  | 1 | 1 | 0 | 0 | 0 | 0 | 0 | 0 | 0 | 0 | 0 | 0 | 2009 Qtr 1: 0; 2009 Qtr 2: 0; 2009 Qtr 3: 0; 2009 Qtr 4: 1; 2010 Qtr 1: 0; 2010 Qtr 2: 0; 2010 Qtr 3: 0; 2010 Qtr 4: 0; 2011 Qtr 1: 0; 2011 Qtr 2: 0; 2011 Qtr 3: 0; 2011 Qtr 4: 0 | 1
0 | 267029-Commercial HVAC Diagnostic/Tune-up Com All CZ07 VintAll |  | System | Commercial | 01-ALC-AllCommercial-Cooling | 0 |  |  |  |  | 72.1918 | 101.4199 | 0 | 0 | 0 | -29.2281 | 60.0094 |  | kWh | 0.046765 | 0 | Commercial | [7 empty] | 10 | 0.85 |  |  |  | 1 | 0.67 | 0 | 0 | 0 | 0 | 0 | 0 | 0 | 0 | 0 | 0 | 2009 Qtr 1: 0; 2009 Qtr 2: 0; 2009 Qtr 3: 0; 2009 Qtr 4: 0.67; 2010 Qtr 1: 0; 2010 Qtr 2: 0; 2010 Qtr 3: 0; 2010 Qtr 4: 0; 2011 Qtr 1: 0; 2011 Qtr 2: 0; 2011 Qtr 3: 0; 2011 Qtr 4: 0 | 0.67
0 | 267044-Commercial Condensor Coil Cleaning (all units - savings at 50% of DEER) Com All CZ07 VintAll |  | System | Commercial | 01-ALC-AllCommercial-Cooling | 0 |  |  |  |  | 9.9998 | 15 | 0 | 0 | 0 | -5.0002 | 60 |  | kWh | 0.047 | 0 | Commercial | [7 empty] | 3 | 0.78 |  |  |  | 1 | 1 | 0 | 0 | 0 | 0 | 0 | 0 | 0 | 0 | 0 | 0 | 2009 Qtr 1: 0; 2009 Qtr 2: 0; 2009 Qtr 3: 0; 2009 Qtr 4: 1; 2010 Qtr 1: 0; 2010 Qtr 2: 0; 2010 Qtr 3: 0; 2010 Qtr 4: 0; 2011 Qtr 1: 0; 2011 Qtr 2: 0; 2011 Qtr 3: 0; 2011 Qtr 4: 0 | 1
0 | 267029-Commercial HVAC Diagnostic/Tune-up Com All CZ07 VintAll |  | System | Commercial | 01-ALC-AllCommercial-Cooling | 0 |  |  |  |  | 72.1918 | 101.4199 | 0 | 0 | 0 | -29.2281 | 60.0094 |  | kWh | 0.046765 | 0 | Commercial | [7 empty] | 10 | 0.85 |  |  |  | 1 | 0.67 | 0 | 0 | 0 | 0 | 0 | 0 | 0 | 0 | 0 | 0 | 2009 Qtr 1: 0; 2009 Qtr 2: 0; 2009 Qtr 3: 0; 2009 Qtr 4: 0.67; 2010 Qtr 1: 0; 2010 Qtr 2: 0; 2010 Qtr 3: 0; 2010 Qtr 4: 0; 2011 Qtr 1: 0; 2011 Qtr 2: 0; 2011 Qtr 3: 0; 2011 Qtr 4: 0 | 0.67
0 | 267044-Commercial Condensor Coil Cleaning (all units - savings at 50% of DEER) Com All CZ07 VintAll |  | System | Commercial | 01-ALC-AllCommercial-Cooling | 0 |  |  |  |  | 9.9998 | 15 | 0 | 0 | 0 | -5.0002 | 60 |  | kWh | 0.047 | 0 | Commercial | [7 empty] | 3 | 0.78 |  |  |  | 1 | 1 | 0 | 0 | 0 | 0 | 0 | 0 | 0 | 0 | 0 | 0 | 2009 Qtr 1: 0; 2009 Qtr 2: 0; 2009 Qtr 3: 0; 2009 Qtr 4: 1; 2010 Qtr 1: 0; 2010 Qtr 2: 0; 2010 Qtr 3: 0; 2010 Qtr 4: 0; 2011 Qtr 1: 0; 2011 Qtr 2: 0; 2011 Qtr 3: 0; 2011 Qtr 4: 0 | 1
0 | 267029-Commercial HVAC Diagnostic/Tune-up Com All CZ07 VintAll |  | System | Commercial | 01-ALC-AllCommercial-Cooling | 0 |  |  |  |  | 72.1918 | 101.4199 | 0 | 0 | 0 | -29.2281 | 60.0094 |  | kWh | 0.046765 | 0 | Commercial | [7 empty] | 10 | 0.85 |  |  |  | 1 | 0.67 | 0 | 0 | 0 | 0 | 0 | 0 | 0 | 0 | 0 | 0 | 2009 Qtr 1: 0; 2009 Qtr 2: 0; 2009 Qtr 3: 0; 2009 Qtr 4: 0.67; 2010 Qtr 1: 0; 2010 Qtr 2: 0; 2010 Qtr 3: 0; 2010 Qtr 4: 0; 2011 Qtr 1: 0; 2011 Qtr 2: 0; 2011 Qtr 3: 0; 2011 Qtr 4: 0 | 0.67
0 | 267044-Commercial Condensor Coil Cleaning (all units - savings at 50% of DEER) Com All CZ07 VintAll |  | System | Commercial | 01-ALC-AllCommercial-Cooling | 0 |  |  |  |  | 9.9998 | 15 | 0 | 0 | 0 | -5.0002 | 60 |  | kWh | 0.047 | 0 | Commercial | [7 empty] | 3 | 0.78 |  |  |  | 1 | 1 | 0 | 0 | 0 | 0 | 0 | 0 | 0 | 0 | 0 | 0 | 2009 Qtr 1: 0; 2009 Qtr 2: 0; 2009 Qtr 3: 0; 2009 Qtr 4: 1; 2010 Qtr 1: 0; 2010 Qtr 2: 0; 2010 Qtr 3: 0; 2010 Qtr 4: 0; 2011 Qtr 1: 0; 2011 Qtr 2: 0; 2011 Qtr 3: 0; 2011 Qtr 4: 0 | 1
0 | 267029-Commercial HVAC Diagnostic/Tune-up Com All CZ07 VintAll |  | System | Commercial | 01-ALC-AllCommercial-Cooling | 0 |  |  |  |  | 72.1918 | 101.4199 | 0 | 0 | 0 | -29.2281 | 60.0094 |  | kWh | 0.046765 | 0 | Commercial | [7 empty] | 10 | 0.85 |  |  |  | 1 | 0.67 | 0 | 0 | 0 | 0 | 0 | 0 | 0 | 0 | 0 | 0 | 2009 Qtr 1: 0; 2009 Qtr 2: 0; 2009 Qtr 3: 0; 2009 Qtr 4: 0.67; 2010 Qtr 1: 0; 2010 Qtr 2: 0; 2010 Qtr 3: 0; 2010 Qtr 4: 0; 2011 Qtr 1: 0; 2011 Qtr 2: 0; 2011 Qtr 3: 0; 2011 Qtr 4: 0 | 0.67
0 | 267044-Commercial Condensor Coil Cleaning (all units - savings at 50% of DEER) Com All CZ07 VintAll |  | System | Commercial | 01-ALC-AllCommercial-Cooling | 0 |  |  |  |  | 9.9998 | 15 | 0 | 0 | 0 | -5.0002 | 60 |  | kWh | 0.047 | 0 | Commercial | [7 empty] | 3 | 0.78 |  |  |  | 1 | 1 | 0 | 0 | 0 | 0 | 0 | 0 | 0 | 0 | 0 | 0 | 2009 Qtr 1: 0; 2009 Qtr 2: 0; 2009 Qtr 3: 0; 2009 Qtr 4: 1; 2010 Qtr 1: 0; 2010 Qtr 2: 0; 2010 Qtr 3: 0; 2010 Qtr 4: 0; 2011 Qtr 1: 0; 2011 Qtr 2: 0; 2011 Qtr 3: 0; 2011 Qtr 4: 0 | 1
0 | 267029-Commercial HVAC Diagnostic/Tune-up Com All CZ07 VintAll |  | System | Commercial | 01-ALC-AllCommercial-Cooling | 0 |  |  |  |  | 72.1918 | 101.4199 | 0 | 0 | 0 | -29.2281 | 60.0094 |  | kWh | 0.046765 | 0 | Commercial | [7 empty] | 10 | 0.85 |  |  |  | 1 | 0.67 | 0 | 0 | 0 | 0 | 0 | 0 | 0 | 0 | 0 | 0 | 2009 Qtr 1: 0; 2009 Qtr 2: 0; 2009 Qtr 3: 0; 2009 Qtr 4: 0.67; 2010 Qtr 1: 0; 2010 Qtr 2: 0; 2010 Qtr 3: 0; 2010 Qtr 4: 0; 2011 Qtr 1: 0; 2011 Qtr 2: 0; 2011 Qtr 3: 0; 2011 Qtr 4: 0 | 0.67
0 | 267044-Commercial Condensor Coil Cleaning (all units - savings at 50% of DEER) Com All CZ07 VintAll |  | System | Commercial | 01-ALC-AllCommercial-Cooling | 0 |  |  |  |  | 9.9998 | 15 | 0 | 0 | 0 | -5.0002 | 60 |  | kWh | 0.047 | 0 | Commercial | [7 empty] | 3 | 0.78 |  |  |  | 1 | 1 | 0 | 0 | 0 | 0 | 0 | 0 | 0 | 0 | 0 | 0 | 2009 Qtr 1: 0; 2009 Qtr 2: 0; 2009 Qtr 3: 0; 2009 Qtr 4: 1; 2010 Qtr 1: 0; 2010 Qtr 2: 0; 2010 Qtr 3: 0; 2010 Qtr 4: 0; 2011 Qtr 1: 0; 2011 Qtr 2: 0; 2011 Qtr 3: 0; 2011 Qtr 4: 0 | 1
0 | 267029-Commercial HVAC Diagnostic/Tune-up Com All CZ07 VintAll |  | System | Commercial | 01-ALC-AllCommercial-Cooling | 0 |  |  |  |  | 72.1918 | 101.4199 | 0 | 0 | 0 | -29.2281 | 60.0094 |  | kWh | 0.046765 | 0 | Commercial | [7 empty] | 10 | 0.85 |  |  |  | 1 | 0.67 | 0 | 0 | 0 | 0 | 0 | 0 | 0 | 0 | 0 | 0 | 2009 Qtr 1: 0; 2009 Qtr 2: 0; 2009 Qtr 3: 0; 2009 Qtr 4: 0.67; 2010 Qtr 1: 0; 2010 Qtr 2: 0; 2010 Qtr 3: 0; 2010 Qtr 4: 0; 2011 Qtr 1: 0; 2011 Qtr 2: 0; 2011 Qtr 3: 0; 2011 Qtr 4: 0 | 0.67
0 | 267044-Commercial Condensor Coil Cleaning (all units - savings at 50% of DEER) Com All CZ07 VintAll |  | System | Commercial | 01-ALC-AllCommercial-Cooling | 0 |  |  |  |  | 9.9998 | 15 | 0 | 0 | 0 | -5.0002 | 60 |  | kWh | 0.047 | 0 | Commercial | [7 empty] | 3 | 0.78 |  |  |  | 1 | 1 | 0 | 0 | 0 | 0 | 0 | 0 | 0 | 0 | 0 | 0 | 2009 Qtr 1: 0; 2009 Qtr 2: 0; 2009 Qtr 3: 0; 2009 Qtr 4: 1; 2010 Qtr 1: 0; 2010 Qtr 2: 0; 2010 Qtr 3: 0; 2010 Qtr 4: 0; 2011 Qtr 1: 0; 2011 Qtr 2: 0; 2011 Qtr 3: 0; 2011 Qtr 4: 0 | 1
0 | 267029-Commercial HVAC Diagnostic/Tune-up Com All CZ07 VintAll |  | System | Commercial | 01-ALC-AllCommercial-Cooling | 0 |  |  |  |  | 72.1918 | 67.6133 | 0 | 0 | 0 | 4.5785 | 60.0094 |  | kWh | 0.046765 | 0 | Commercial | [7 empty] | 10 | 0.85 |  |  |  | 1 | 1.34 | 0 | 0 | 0 | 0 | 0 | 0 | 0 | 0 | 0 | 0 | 2009 Qtr 1: 0; 2009 Qtr 2: 0; 2009 Qtr 3: 0; 2009 Qtr 4: 1.34; 2010 Qtr 1: 0; 2010 Qtr 2: 0; 2010 Qtr 3: 0; 2010 Qtr 4: 0; 2011 Qtr 1: 0; 2011 Qtr 2: 0; 2011 Qtr 3: 0; 2011 Qtr 4: 0 | 1.34
0 | 267044-Commercial Condensor Coil Cleaning (all units - savings at 50% of DEER) Com All CZ07 VintAll |  | System | Commercial | 01-ALC-AllCommercial-Cooling | 0 |  |  |  |  | 9.9998 | 10 | 0 | 0 | 0 | -0.0002249 | 60 |  | kWh | 0.047 | 0 | Commercial | [7 empty] | 3 | 0.78 |  |  |  | 1 | 2 | 0 | 0 | 0 | 0 | 0 | 0 | 0 | 0 | 0 | 0 | 2009 Qtr 1: 0; 2009 Qtr 2: 0; 2009 Qtr 3: 0; 2009 Qtr 4: 2; 2010 Qtr 1: 0; 2010 Qtr 2: 0; 2010 Qtr 3: 0; 2010 Qtr 4: 0; 2011 Qtr 1: 0; 2011 Qtr 2: 0; 2011 Qtr 3: 0; 2011 Qtr 4: 0 | 2
0 | 267029-Commercial HVAC Diagnostic/Tune-up Com All CZ07 VintAll |  | System | Commercial | 01-ALC-AllCommercial-Cooling | 0 |  |  |  |  | 72.1918 | 101.4199 | 0 | 0 | 0 | -29.2281 | 60.0094 |  | kWh | 0.046765 | 0 | Commercial | [7 empty] | 10 | 0.85 |  |  |  | 1 | 0.67 | 0 | 0 | 0 | 0 | 0 | 0 | 0 | 0 | 0 | 0 | 2009 Qtr 1: 0; 2009 Qtr 2: 0; 2009 Qtr 3: 0; 2009 Qtr 4: 0.67; 2010 Qtr 1: 0; 2010 Qtr 2: 0; 2010 Qtr 3: 0; 2010 Qtr 4: 0; 2011 Qtr 1: 0; 2011 Qtr 2: 0; 2011 Qtr 3: 0; 2011 Qtr 4: 0 | 0.67
0 | 267044-Commercial Condensor Coil Cleaning (all units - savings at 50% of DEER) Com All CZ07 VintAll |  | System | Commercial | 01-ALC-AllCommercial-Cooling | 0 |  |  |  |  | 9.9998 | 15 | 0 | 0 | 0 | -5.0002 | 60 |  | kWh | 0.047 | 0 | Commercial | [7 empty] | 3 | 0.78 |  |  |  | 1 | 1 | 0 | 0 | 0 | 0 | 0 | 0 | 0 | 0 | 0 | 0 | 2009 Qtr 1: 0; 2009 Qtr 2: 0; 2009 Qtr 3: 0; 2009 Qtr 4: 1; 2010 Qtr 1: 0; 2010 Qtr 2: 0; 2010 Qtr 3: 0; 2010 Qtr 4: 0; 2011 Qtr 1: 0; 2011 Qtr 2: 0; 2011 Qtr 3: 0; 2011 Qtr 4: 0 | 1
0 | 267029-Commercial HVAC Diagnostic/Tune-up Com All CZ07 VintAll |  | System | Commercial | 01-ALC-AllCommercial-Cooling | 0 |  |  |  |  | 72.1918 | 101.4199 | 0 | 0 | 0 | -29.2281 | 60.0094 |  | kWh | 0.046765 | 0 | Commercial | [7 empty] | 10 | 0.85 |  |  |  | 1 | 0.67 | 0 | 0 | 0 | 0 | 0 | 0 | 0 | 0 | 0 | 0 | 2009 Qtr 1: 0; 2009 Qtr 2: 0; 2009 Qtr 3: 0; 2009 Qtr 4: 0.67; 2010 Qtr 1: 0; 2010 Qtr 2: 0; 2010 Qtr 3: 0; 2010 Qtr 4: 0; 2011 Qtr 1: 0; 2011 Qtr 2: 0; 2011 Qtr 3: 0; 2011 Qtr 4: 0 | 0.67
0 | 267044-Commercial Condensor Coil Cleaning (all units - savings at 50% of DEER) Com All CZ07 VintAll |  | System | Commercial | 01-ALC-AllCommercial-Cooling | 0 |  |  |  |  | 9.9998 | 15 | 0 | 0 | 0 | -5.0002 | 60 |  | kWh | 0.047 | 0 | Commercial | [7 empty] | 3 | 0.78 |  |  |  | 1 | 1 | 0 | 0 | 0 | 0 | 0 | 0 | 0 | 0 | 0 | 0 | 2009 Qtr 1: 0; 2009 Qtr 2: 0; 2009 Qtr 3: 0; 2009 Qtr 4: 1; 2010 Qtr 1: 0; 2010 Qtr 2: 0; 2010 Qtr 3: 0; 2010 Qtr 4: 0; 2011 Qtr 1: 0; 2011 Qtr 2: 0; 2011 Qtr 3: 0; 2011 Qtr 4: 0 | 1
0 | 267029-Commercial HVAC Diagnostic/Tune-up Com All CZ07 VintAll |  | System | Commercial | 01-ALC-AllCommercial-Cooling | 0 |  |  |  |  | 72.1918 | 101.4199 | 0 | 0 | 0 | -29.2281 | 60.0094 |  | kWh | 0.046765 | 0 | Commercial | [7 empty] | 10 | 0.85 |  |  |  | 1 | 0.67 | 0 | 0 | 0 | 0 | 0 | 0 | 0 | 0 | 0 | 0 | 2009 Qtr 1: 0; 2009 Qtr 2: 0; 2009 Qtr 3: 0; 2009 Qtr 4: 0.67; 2010 Qtr 1: 0; 2010 Qtr 2: 0; 2010 Qtr 3: 0; 2010 Qtr 4: 0; 2011 Qtr 1: 0; 2011 Qtr 2: 0; 2011 Qtr 3: 0; 2011 Qtr 4: 0 | 0.67
0 | 267044-Commercial Condensor Coil Cleaning (all units - savings at 50% of DEER) Com All CZ07 VintAll |  | System | Commercial | 01-ALC-AllCommercial-Cooling | 0 |  |  |  |  | 9.9998 | 15 | 0 | 0 | 0 | -5.0002 | 60 |  | kWh | 0.047 | 0 | Commercial | [7 empty] | 3 | 0.78 |  |  |  | 1 | 1 | 0 | 0 | 0 | 0 | 0 | 0 | 0 | 0 | 0 | 0 | 2009 Qtr 1: 0; 2009 Qtr 2: 0; 2009 Qtr 3: 0; 2009 Qtr 4: 1; 2010 Qtr 1: 0; 2010 Qtr 2: 0; 2010 Qtr 3: 0; 2010 Qtr 4: 0; 2011 Qtr 1: 0; 2011 Qtr 2: 0; 2011 Qtr 3: 0; 2011 Qtr 4: 0 | 1
0 | 267029-Commercial HVAC Diagnostic/Tune-up Com All CZ07 VintAll |  | System | Commercial | 01-ALC-AllCommercial-Cooling | 0 |  |  |  |  | 72.1918 | 67.6133 | 0 | 0 | 0 | 4.5785 | 60.0094 |  | kWh | 0.046765 | 0 | Commercial | [7 empty] | 10 | 0.85 |  |  |  | 1 | 1.34 | 0 | 0 | 0 | 0 | 0 | 0 | 0 | 0 | 0 | 0 | 2009 Qtr 1: 0; 2009 Qtr 2: 0; 2009 Qtr 3: 0; 2009 Qtr 4: 1.34; 2010 Qtr 1: 0; 2010 Qtr 2: 0; 2010 Qtr 3: 0; 2010 Qtr 4: 0; 2011 Qtr 1: 0; 2011 Qtr 2: 0; 2011 Qtr 3: 0; 2011 Qtr 4: 0 | 1.34
0 | 267044-Commercial Condensor Coil Cleaning (all units - savings at 50% of DEER) Com All CZ07 VintAll |  | System | Commercial | 01-ALC-AllCommercial-Cooling | 0 |  |  |  |  | 9.9998 | 10 | 0 | 0 | 0 | -0.0002249 | 60 |  | kWh | 0.047 | 0 | Commercial | [7 empty] | 3 | 0.78 |  |  |  | 1 | 2 | 0 | 0 | 0 | 0 | 0 | 0 | 0 | 0 | 0 | 0 | 2009 Qtr 1: 0; 2009 Qtr 2: 0; 2009 Qtr 3: 0; 2009 Qtr 4: 2; 2010 Qtr 1: 0; 2010 Qtr 2: 0; 2010 Qtr 3: 0; 2010 Qtr 4: 0; 2011 Qtr 1: 0; 2011 Qtr 2: 0; 2011 Qtr 3: 0; 2011 Qtr 4: 0 | 2
0 | 267029-Commercial HVAC Diagnostic/Tune-up Com All CZ07 VintAll |  | System | Commercial | 01-ALC-AllCommercial-Cooling | 0 |  |  |  |  | 72.1918 | 101.4199 | 0 | 0 | 0 | -29.2281 | 60.0094 |  | kWh | 0.046765 | 0 | Commercial | [7 empty] | 10 | 0.85 |  |  |  | 1 | 0.67 | 0 | 0 | 0 | 0 | 0 | 0 | 0 | 0 | 0 | 0 | 2009 Qtr 1: 0; 2009 Qtr 2: 0; 2009 Qtr 3: 0; 2009 Qtr 4: 0.67; 2010 Qtr 1: 0; 2010 Qtr 2: 0; 2010 Qtr 3: 0; 2010 Qtr 4: 0; 2011 Qtr 1: 0; 2011 Qtr 2: 0; 2011 Qtr 3: 0; 2011 Qtr 4: 0 | 0.67
0 | 267044-Commercial Condensor Coil Cleaning (all units - savings at 50% of DEER) Com All CZ07 VintAll |  | System | Commercial | 01-ALC-AllCommercial-Cooling | 0 |  |  |  |  | 9.9998 | 15 | 0 | 0 | 0 | -5.0002 | 60 |  | kWh | 0.047 | 0 | Commercial | [7 empty] | 3 | 0.78 |  |  |  | 1 | 1 | 0 | 0 | 0 | 0 | 0 | 0 | 0 | 0 | 0 | 0 | 2009 Qtr 1: 0; 2009 Qtr 2: 0; 2009 Qtr 3: 0; 2009 Qtr 4: 1; 2010 Qtr 1: 0; 2010 Qtr 2: 0; 2010 Qtr 3: 0; 2010 Qtr 4: 0; 2011 Qtr 1: 0; 2011 Qtr 2: 0; 2011 Qtr 3: 0; 2011 Qtr 4: 0 | 1
0 | 267029-Commercial HVAC Diagnostic/Tune-up Com All CZ07 VintAll |  | System | Commercial | 01-ALC-AllCommercial-Cooling | 0 |  |  |  |  | 72.1918 | 101.4199 | 0 | 0 | 0 | -29.2281 | 60.0094 |  | kWh | 0.046765 | 0 | Commercial | [7 empty] | 10 | 0.85 |  |  |  | 1 | 0.67 | 0 | 0 | 0 | 0 | 0 | 0 | 0 | 0 | 0 | 0 | 2009 Qtr 1: 0; 2009 Qtr 2: 0; 2009 Qtr 3: 0; 2009 Qtr 4: 0.67; 2010 Qtr 1: 0; 2010 Qtr 2: 0; 2010 Qtr 3: 0; 2010 Qtr 4: 0; 2011 Qtr 1: 0; 2011 Qtr 2: 0; 2011 Qtr 3: 0; 2011 Qtr 4: 0 | 0.67
0 | 267044-Commercial Condensor Coil Cleaning (all units - savings at 50% of DEER) Com All CZ07 VintAll |  | System | Commercial | 01-ALC-AllCommercial-Cooling | 0 |  |  |  |  | 9.9998 | 15 | 0 | 0 | 0 | -5.0002 | 60 |  | kWh | 0.047 | 0 | Commercial | [7 empty] | 3 | 0.78 |  |  |  | 1 | 1 | 0 | 0 | 0 | 0 | 0 | 0 | 0 | 0 | 0 | 0 | 2009 Qtr 1: 0; 2009 Qtr 2: 0; 2009 Qtr 3: 0; 2009 Qtr 4: 1; 2010 Qtr 1: 0; 2010 Qtr 2: 0; 2010 Qtr 3: 0; 2010 Qtr 4: 0; 2011 Qtr 1: 0; 2011 Qtr 2: 0; 2011 Qtr 3: 0; 2011 Qtr 4: 0 | 1
0 | 267029-Commercial HVAC Diagnostic/Tune-up Com All CZ07 VintAll |  | System | Commercial | 01-ALC-AllCommercial-Cooling | 0 |  |  |  |  | 72.1918 | 67.6133 | 0 | 0 | 0 | 4.5785 | 60.0094 |  | kWh | 0.046765 | 0 | Commercial | [7 empty] | 10 | 0.85 |  |  |  | 1 | 1.34 | 0 | 0 | 0 | 0 | 0 | 0 | 0 | 0 | 0 | 0 | 2009 Qtr 1: 0; 2009 Qtr 2: 0; 2009 Qtr 3: 0; 2009 Qtr 4: 1.34; 2010 Qtr 1: 0; 2010 Qtr 2: 0; 2010 Qtr 3: 0; 2010 Qtr 4: 0; 2011 Qtr 1: 0; 2011 Qtr 2: 0; 2011 Qtr 3: 0; 2011 Qtr 4: 0 | 1.34
0 | 267044-Commercial Condensor Coil Cleaning (all units - savings at 50% of DEER) Com All CZ07 VintAll |  | System | Commercial | 01-ALC-AllCommercial-Cooling | 0 |  |  |  |  | 9.9998 | 10 | 0 | 0 | 0 | -0.0002249 | 60 |  | kWh | 0.047 | 0 | Commercial | [7 empty] | 3 | 0.78 |  |  |  | 1 | 2 | 0 | 0 | 0 | 0 | 0 | 0 | 0 | 0 | 0 | 0 | 2009 Qtr 1: 0; 2009 Qtr 2: 0; 2009 Qtr 3: 0; 2009 Qtr 4: 2; 2010 Qtr 1: 0; 2010 Qtr 2: 0; 2010 Qtr 3: 0; 2010 Qtr 4: 0; 2011 Qtr 1: 0; 2011 Qtr 2: 0; 2011 Qtr 3: 0; 2011 Qtr 4: 0 | 2
0 | 267029-Commercial HVAC Diagnostic/Tune-up Com All CZ07 VintAll |  | System | Commercial | 01-ALC-AllCommercial-Cooling | 0 |  |  |  |  | 72.1918 | 101.4199 | 0 | 0 | 0 | -29.2281 | 60.0094 |  | kWh | 0.046765 | 0 | Commercial | [7 empty] | 10 | 0.85 |  |  |  | 1 | 0.67 | 0 | 0 | 0 | 0 | 0 | 0 | 0 | 0 | 0 | 0 | 2009 Qtr 1: 0; 2009 Qtr 2: 0; 2009 Qtr 3: 0; 2009 Qtr 4: 0.67; 2010 Qtr 1: 0; 2010 Qtr 2: 0; 2010 Qtr 3: 0; 2010 Qtr 4: 0; 2011 Qtr 1: 0; 2011 Qtr 2: 0; 2011 Qtr 3: 0; 2011 Qtr 4: 0 | 0.67
0 | 267044-Commercial Condensor Coil Cleaning (all units - savings at 50% of DEER) Com All CZ07 VintAll |  | System | Commercial | 01-ALC-AllCommercial-Cooling | 0 |  |  |  |  | 9.9998 | 15 | 0 | 0 | 0 | -5.0002 | 60 |  | kWh | 0.047 | 0 | Commercial | [7 empty] | 3 | 0.78 |  |  |  | 1 | 1 | 0 | 0 | 0 | 0 | 0 | 0 | 0 | 0 | 0 | 0 | 2009 Qtr 1: 0; 2009 Qtr 2: 0; 2009 Qtr 3: 0; 2009 Qtr 4: 1; 2010 Qtr 1: 0; 2010 Qtr 2: 0; 2010 Qtr 3: 0; 2010 Qtr 4: 0; 2011 Qtr 1: 0; 2011 Qtr 2: 0; 2011 Qtr 3: 0; 2011 Qtr 4: 0 | 1
0 | 267029-Commercial HVAC Diagnostic/Tune-up Com All CZ07 VintAll |  | System | Commercial | 01-ALC-AllCommercial-Cooling | 0 |  |  |  |  | 72.1918 | 101.4199 | 0 | 0 | 0 | -29.2281 | 60.0094 |  | kWh | 0.046765 | 0 | Commercial | [7 empty] | 10 | 0.85 |  |  |  | 1 | 0.67 | 0 | 0 | 0 | 0 | 0 | 0 | 0 | 0 | 0 | 0 | 2009 Qtr 1: 0; 2009 Qtr 2: 0; 2009 Qtr 3: 0; 2009 Qtr 4: 0.67; 2010 Qtr 1: 0; 2010 Qtr 2: 0; 2010 Qtr 3: 0; 2010 Qtr 4: 0; 2011 Qtr 1: 0; 2011 Qtr 2: 0; 2011 Qtr 3: 0; 2011 Qtr 4: 0 | 0.67
0 | 267044-Commercial Condensor Coil Cleaning (all units - savings at 50% of DEER) Com All CZ07 VintAll |  | System | Commercial | 01-ALC-AllCommercial-Cooling | 0 |  |  |  |  | 9.9998 | 15 | 0 | 0 | 0 | -5.0002 | 60 |  | kWh | 0.047 | 0 | Commercial | [7 empty] | 3 | 0.78 |  |  |  | 1 | 1 | 0 | 0 | 0 | 0 | 0 | 0 | 0 | 0 | 0 | 0 | 2009 Qtr 1: 0; 2009 Qtr 2: 0; 2009 Qtr 3: 0; 2009 Qtr 4: 1; 2010 Qtr 1: 0; 2010 Qtr 2: 0; 2010 Qtr 3: 0; 2010 Qtr 4: 0; 2011 Qtr 1: 0; 2011 Qtr 2: 0; 2011 Qtr 3: 0; 2011 Qtr 4: 0 | 1
0 | 267029-Commercial HVAC Diagnostic/Tune-up Com All CZ07 VintAll |  | System | Commercial | 01-ALC-AllCommercial-Cooling | 0 |  |  |  |  | 72.1918 | 101.4199 | 0 | 0 | 0 | -29.2281 | 60.0094 |  | kWh | 0.046765 | 0 | Commercial | [7 empty] | 10 | 0.85 |  |  |  | 1 | 0.67 | 0 | 0 | 0 | 0 | 0 | 0 | 0 | 0 | 0 | 0 | 2009 Qtr 1: 0; 2009 Qtr 2: 0; 2009 Qtr 3: 0; 2009 Qtr 4: 0.67; 2010 Qtr 1: 0; 2010 Qtr 2: 0; 2010 Qtr 3: 0; 2010 Qtr 4: 0; 2011 Qtr 1: 0; 2011 Qtr 2: 0; 2011 Qtr 3: 0; 2011 Qtr 4: 0 | 0.67
0 | 267044-Commercial Condensor Coil Cleaning (all units - savings at 50% of DEER) Com All CZ07 VintAll |  | System | Commercial | 01-ALC-AllCommercial-Cooling | 0 |  |  |  |  | 9.9998 | 15 | 0 | 0 | 0 | -5.0002 | 60 |  | kWh | 0.047 | 0 | Commercial | [7 empty] | 3 | 0.78 |  |  |  | 1 | 1 | 0 | 0 | 0 | 0 | 0 | 0 | 0 | 0 | 0 | 0 | 2009 Qtr 1: 0; 2009 Qtr 2: 0; 2009 Qtr 3: 0; 2009 Qtr 4: 1; 2010 Qtr 1: 0; 2010 Qtr 2: 0; 2010 Qtr 3: 0; 2010 Qtr 4: 0; 2011 Qtr 1: 0; 2011 Qtr 2: 0; 2011 Qtr 3: 0; 2011 Qtr 4: 0 | 1
0 | 267029-Commercial HVAC Diagnostic/Tune-up Com All CZ07 VintAll |  | System | Commercial | 01-ALC-AllCommercial-Cooling | 0 |  |  |  |  | 72.1918 | 101.4199 | 0 | 0 | 0 | -29.2281 | 60.0094 |  | kWh | 0.046765 | 0 | Commercial | [7 empty] | 10 | 0.85 |  |  |  | 1 | 0.67 | 0 | 0 | 0 | 0 | 0 | 0 | 0 | 0 | 0 | 0 | 2009 Qtr 1: 0; 2009 Qtr 2: 0; 2009 Qtr 3: 0; 2009 Qtr 4: 0.67; 2010 Qtr 1: 0; 2010 Qtr 2: 0; 2010 Qtr 3: 0; 2010 Qtr 4: 0; 2011 Qtr 1: 0; 2011 Qtr 2: 0; 2011 Qtr 3: 0; 2011 Qtr 4: 0 | 0.67
0 | 267044-Commercial Condensor Coil Cleaning (all units - savings at 50% of DEER) Com All CZ07 VintAll |  | System | Commercial | 01-ALC-AllCommercial-Cooling | 0 |  |  |  |  | 9.9998 | 15 | 0 | 0 | 0 | -5.0002 | 60 |  | kWh | 0.047 | 0 | Commercial | [7 empty] | 3 | 0.78 |  |  |  | 1 | 1 | 0 | 0 | 0 | 0 | 0 | 0 | 0 | 0 | 0 | 0 | 2009 Qtr 1: 0; 2009 Qtr 2: 0; 2009 Qtr 3: 0; 2009 Qtr 4: 1; 2010 Qtr 1: 0; 2010 Qtr 2: 0; 2010 Qtr 3: 0; 2010 Qtr 4: 0; 2011 Qtr 1: 0; 2011 Qtr 2: 0; 2011 Qtr 3: 0; 2011 Qtr 4: 0 | 1
0 | 267029-Commercial HVAC Diagnostic/Tune-up Com All CZ07 VintAll |  | System | Commercial | 01-ALC-AllCommercial-Cooling | 0 |  |  |  |  | 72.1918 | 67.6133 | 0 | 0 | 0 | 4.5785 | 60.0094 |  | kWh | 0.046765 | 0 | Commercial | [7 empty] | 10 | 0.85 |  |  |  | 1 | 1.34 | 0 | 0 | 0 | 0 | 0 | 0 | 0 | 0 | 0 | 0 | 2009 Qtr 1: 0; 2009 Qtr 2: 0; 2009 Qtr 3: 0; 2009 Qtr 4: 1.34; 2010 Qtr 1: 0; 2010 Qtr 2: 0; 2010 Qtr 3: 0; 2010 Qtr 4: 0; 2011 Qtr 1: 0; 2011 Qtr 2: 0; 2011 Qtr 3: 0; 2011 Qtr 4: 0 | 1.34
0 | 267044-Commercial Condensor Coil Cleaning (all units - savings at 50% of DEER) Com All CZ07 VintAll |  | System | Commercial | 01-ALC-AllCommercial-Cooling | 0 |  |  |  |  | 9.9998 | 10 | 0 | 0 | 0 | -0.0002249 | 60 |  | kWh | 0.047 | 0 | Commercial | [7 empty] | 3 | 0.78 |  |  |  | 1 | 2 | 0 | 0 | 0 | 0 | 0 | 0 | 0 | 0 | 0 | 0 | 2009 Qtr 1: 0; 2009 Qtr 2: 0; 2009 Qtr 3: 0; 2009 Qtr 4: 2; 2010 Qtr 1: 0; 2010 Qtr 2: 0; 2010 Qtr 3: 0; 2010 Qtr 4: 0; 2011 Qtr 1: 0; 2011 Qtr 2: 0; 2011 Qtr 3: 0; 2011 Qtr 4: 0 | 2
0 | 267044-Commercial Condensor Coil Cleaning (all units - savings at 50% of DEER) Com All CZ07 VintAll |  | System | Commercial | 01-ALC-AllCommercial-Cooling | 0 |  |  |  |  | 9.9998 | 15 | 0 | 0 | 0 | -5.0002 | 60 |  | kWh | 0.047 | 0 | Commercial | [7 empty] | 3 | 0.78 |  |  |  | 1 | 1 | 0 | 0 | 0 | 0 | 0 | 0 | 0 | 0 | 0 | 0 | 2009 Qtr 1: 0; 2009 Qtr 2: 0; 2009 Qtr 3: 0; 2009 Qtr 4: 1; 2010 Qtr 1: 0; 2010 Qtr 2: 0; 2010 Qtr 3: 0; 2010 Qtr 4: 0; 2011 Qtr 1: 0; 2011 Qtr 2: 0; 2011 Qtr 3: 0; 2011 Qtr 4: 0 | 1
0 | 267029-Commercial HVAC Diagnostic/Tune-up Com All CZ07 VintAll |  | System | Commercial | 01-ALC-AllCommercial-Cooling | 0 |  |  |  |  | 72.1918 | 101.4199 | 0 | 0 | 0 | -29.2281 | 60.0094 |  | kWh | 0.046765 | 0 | Commercial | [7 empty] | 10 | 0.85 |  |  |  | 1 | 0.67 | 0 | 0 | 0 | 0 | 0 | 0 | 0 | 0 | 0 | 0 | 2009 Qtr 1: 0; 2009 Qtr 2: 0; 2009 Qtr 3: 0; 2009 Qtr 4: 0.67; 2010 Qtr 1: 0; 2010 Qtr 2: 0; 2010 Qtr 3: 0; 2010 Qtr 4: 0; 2011 Qtr 1: 0; 2011 Qtr 2: 0; 2011 Qtr 3: 0; 2011 Qtr 4: 0 | 0.67
0 | 267044-Commercial Condensor Coil Cleaning (all units - savings at 50% of DEER) Com All CZ07 VintAll |  | System | Commercial | 01-ALC-AllCommercial-Cooling | 0 |  |  |  |  | 9.9998 | 15 | 0 | 0 | 0 | -5.0002 | 60 |  | kWh | 0.047 | 0 | Commercial | [7 empty] | 3 | 0.78 |  |  |  | 1 | 1 | 0 | 0 | 0 | 0 | 0 | 0 | 0 | 0 | 0 | 0 | 2009 Qtr 1: 0; 2009 Qtr 2: 0; 2009 Qtr 3: 0; 2009 Qtr 4: 1; 2010 Qtr 1: 0; 2010 Qtr 2: 0; 2010 Qtr 3: 0; 2010 Qtr 4: 0; 2011 Qtr 1: 0; 2011 Qtr 2: 0; 2011 Qtr 3: 0; 2011 Qtr 4: 0 | 1
0 | 267029-Commercial HVAC Diagnostic/Tune-up Com All CZ07 VintAll |  | System | Commercial | 01-ALC-AllCommercial-Cooling | 0 |  |  |  |  | 72.1918 | 101.4199 | 0 | 0 | 0 | -29.2281 | 60.0094 |  | kWh | 0.046765 | 0 | Commercial | [7 empty] | 10 | 0.85 |  |  |  | 1 | 0.67 | 0 | 0 | 0 | 0 | 0 | 0 | 0 | 0 | 0 | 0 | 2009 Qtr 1: 0; 2009 Qtr 2: 0; 2009 Qtr 3: 0; 2009 Qtr 4: 0.67; 2010 Qtr 1: 0; 2010 Qtr 2: 0; 2010 Qtr 3: 0; 2010 Qtr 4: 0; 2011 Qtr 1: 0; 2011 Qtr 2: 0; 2011 Qtr 3: 0; 2011 Qtr 4: 0 | 0.67
0 | 267044-Commercial Condensor Coil Cleaning (all units - savings at 50% of DEER) Com All CZ07 VintAll |  | System | Commercial | 01-ALC-AllCommercial-Cooling | 0 |  |  |  |  | 9.9998 | 15 | 0 | 0 | 0 | -5.0002 | 60 |  | kWh | 0.047 | 0 | Commercial | [7 empty] | 3 | 0.78 |  |  |  | 1 | 1 | 0 | 0 | 0 | 0 | 0 | 0 | 0 | 0 | 0 | 0 | 2009 Qtr 1: 0; 2009 Qtr 2: 0; 2009 Qtr 3: 0; 2009 Qtr 4: 1; 2010 Qtr 1: 0; 2010 Qtr 2: 0; 2010 Qtr 3: 0; 2010 Qtr 4: 0; 2011 Qtr 1: 0; 2011 Qtr 2: 0; 2011 Qtr 3: 0; 2011 Qtr 4: 0 | 1
0 | 267029-Commercial HVAC Diagnostic/Tune-up Com All CZ07 VintAll |  | System | Commercial | 01-ALC-AllCommercial-Cooling | 0 |  |  |  |  | 72.1918 | 101.4199 | 0 | 0 | 0 | -29.2281 | 60.0094 |  | kWh | 0.046765 | 0 | Commercial | [7 empty] | 10 | 0.85 |  |  |  | 1 | 0.67 | 0 | 0 | 0 | 0 | 0 | 0 | 0 | 0 | 0 | 0 | 2009 Qtr 1: 0; 2009 Qtr 2: 0; 2009 Qtr 3: 0; 2009 Qtr 4: 0.67; 2010 Qtr 1: 0; 2010 Qtr 2: 0; 2010 Qtr 3: 0; 2010 Qtr 4: 0; 2011 Qtr 1: 0; 2011 Qtr 2: 0; 2011 Qtr 3: 0; 2011 Qtr 4: 0 | 0.67
0 | 267044-Commercial Condensor Coil Cleaning (all units - savings at 50% of DEER) Com All CZ07 VintAll |  | System | Commercial | 01-ALC-AllCommercial-Cooling | 0 |  |  |  |  | 9.9998 | 15 | 0 | 0 | 0 | -5.0002 | 60 |  | kWh | 0.047 | 0 | Commercial | [7 empty] | 3 | 0.78 |  |  |  | 1 | 1 | 0 | 0 | 0 | 0 | 0 | 0 | 0 | 0 | 0 | 0 | 2009 Qtr 1: 0; 2009 Qtr 2: 0; 2009 Qtr 3: 0; 2009 Qtr 4: 1; 2010 Qtr 1: 0; 2010 Qtr 2: 0; 2010 Qtr 3: 0; 2010 Qtr 4: 0; 2011 Qtr 1: 0; 2011 Qtr 2: 0; 2011 Qtr 3: 0; 2011 Qtr 4: 0 | 1
0 | 267029-Commercial HVAC Diagnostic/Tune-up Com All CZ07 VintAll |  | System | Commercial | 01-ALC-AllCommercial-Cooling | 0 |  |  |  |  | 72.1918 | 67.6133 | 0 | 0 | 0 | 4.5785 | 60.0094 |  | kWh | 0.046765 | 0 | Commercial | [7 empty] | 10 | 0.85 |  |  |  | 1 | 1.34 | 0 | 0 | 0 | 0 | 0 | 0 | 0 | 0 | 0 | 0 | 2009 Qtr 1: 0; 2009 Qtr 2: 0; 2009 Qtr 3: 0; 2009 Qtr 4: 1.34; 2010 Qtr 1: 0; 2010 Qtr 2: 0; 2010 Qtr 3: 0; 2010 Qtr 4: 0; 2011 Qtr 1: 0; 2011 Qtr 2: 0; 2011 Qtr 3: 0; 2011 Qtr 4: 0 | 1.34
0 | 267044-Commercial Condensor Coil Cleaning (all units - savings at 50% of DEER) Com All CZ07 VintAll |  | System | Commercial | 01-ALC-AllCommercial-Cooling | 0 |  |  |  |  | 9.9998 | 10 | 0 | 0 | 0 | -0.0002249 | 60 |  | kWh | 0.047 | 0 | Commercial | [7 empty] | 3 | 0.78 |  |  |  | 1 | 2 | 0 | 0 | 0 | 0 | 0 | 0 | 0 | 0 | 0 | 0 | 2009 Qtr 1: 0; 2009 Qtr 2: 0; 2009 Qtr 3: 0; 2009 Qtr 4: 2; 2010 Qtr 1: 0; 2010 Qtr 2: 0; 2010 Qtr 3: 0; 2010 Qtr 4: 0; 2011 Qtr 1: 0; 2011 Qtr 2: 0; 2011 Qtr 3: 0; 2011 Qtr 4: 0 | 2
0 | 267029-Commercial HVAC Diagnostic/Tune-up Com All CZ07 VintAll |  | System | Commercial | 01-ALC-AllCommercial-Cooling | 0 |  |  |  |  | 72.1918 | 67.6133 | 0 | 0 | 0 | 4.5785 | 60.0094 |  | kWh | 0.046765 | 0 | Commercial | [7 empty] | 10 | 0.85 |  |  |  | 1 | 1.34 | 0 | 0 | 0 | 0 | 0 | 0 | 0 | 0 | 0 | 0 | 2009 Qtr 1: 0; 2009 Qtr 2: 0; 2009 Qtr 3: 0; 2009 Qtr 4: 1.34; 2010 Qtr 1: 0; 2010 Qtr 2: 0; 2010 Qtr 3: 0; 2010 Qtr 4: 0; 2011 Qtr 1: 0; 2011 Qtr 2: 0; 2011 Qtr 3: 0; 2011 Qtr 4: 0 | 1.34
0 | 267044-Commercial Condensor Coil Cleaning (all units - savings at 50% of DEER) Com All CZ07 VintAll |  | System | Commercial | 01-ALC-AllCommercial-Cooling | 0 |  |  |  |  | 9.9998 | 10 | 0 | 0 | 0 | -0.0002249 | 60 |  | kWh | 0.047 | 0 | Commercial | [7 empty] | 3 | 0.78 |  |  |  | 1 | 2 | 0 | 0 | 0 | 0 | 0 | 0 | 0 | 0 | 0 | 0 | 2009 Qtr 1: 0; 2009 Qtr 2: 0; 2009 Qtr 3: 0; 2009 Qtr 4: 2; 2010 Qtr 1: 0; 2010 Qtr 2: 0; 2010 Qtr 3: 0; 2010 Qtr 4: 0; 2011 Qtr 1: 0; 2011 Qtr 2: 0; 2011 Qtr 3: 0; 2011 Qtr 4: 0 | 2
0 | 267029-Commercial HVAC Diagnostic/Tune-up Com All CZ07 VintAll |  | System | Commercial | 01-ALC-AllCommercial-Cooling | 0 |  |  |  |  | 72.1918 | 67.6133 | 0 | 0 | 0 | 4.5785 | 60.0094 |  | kWh | 0.046765 | 0 | Commercial | [7 empty] | 10 | 0.85 |  |  |  | 1 | 1.34 | 0 | 0 | 0 | 0 | 0 | 0 | 0 | 0 | 0 | 0 | 2009 Qtr 1: 0; 2009 Qtr 2: 0; 2009 Qtr 3: 0; 2009 Qtr 4: 1.34; 2010 Qtr 1: 0; 2010 Qtr 2: 0; 2010 Qtr 3: 0; 2010 Qtr 4: 0; 2011 Qtr 1: 0; 2011 Qtr 2: 0; 2011 Qtr 3: 0; 2011 Qtr 4: 0 | 1.34
0 | 267044-Commercial Condensor Coil Cleaning (all units - savings at 50% of DEER) Com All CZ07 VintAll |  | System | Commercial | 01-ALC-AllCommercial-Cooling | 0 |  |  |  |  | 9.9998 | 10 | 0 | 0 | 0 | -0.0002249 | 60 |  | kWh | 0.047 | 0 | Commercial | [7 empty] | 3 | 0.78 |  |  |  | 1 | 2 | 0 | 0 | 0 | 0 | 0 | 0 | 0 | 0 | 0 | 0 | 2009 Qtr 1: 0; 2009 Qtr 2: 0; 2009 Qtr 3: 0; 2009 Qtr 4: 2; 2010 Qtr 1: 0; 2010 Qtr 2: 0; 2010 Qtr 3: 0; 2010 Qtr 4: 0; 2011 Qtr 1: 0; 2011 Qtr 2: 0; 2011 Qtr 3: 0; 2011 Qtr 4: 0 | 2
0 | 267029-Commercial HVAC Diagnostic/Tune-up Com All CZ07 VintAll |  | System | Commercial | 01-ALC-AllCommercial-Cooling | 0 |  |  |  |  | 72.1918 | 67.6133 | 0 | 0 | 0 | 4.5785 | 60.0094 |  | kWh | 0.046765 | 0 | Commercial | [7 empty] | 10 | 0.85 |  |  |  | 1 | 1.34 | 0 | 0 | 0 | 0 | 0 | 0 | 0 | 0 | 0 | 0 | 2009 Qtr 1: 0; 2009 Qtr 2: 0; 2009 Qtr 3: 0; 2009 Qtr 4: 1.34; 2010 Qtr 1: 0; 2010 Qtr 2: 0; 2010 Qtr 3: 0; 2010 Qtr 4: 0; 2011 Qtr 1: 0; 2011 Qtr 2: 0; 2011 Qtr 3: 0; 2011 Qtr 4: 0 | 1.34
0 | 267044-Commercial Condensor Coil Cleaning (all units - savings at 50% of DEER) Com All CZ07 VintAll |  | System | Commercial | 01-ALC-AllCommercial-Cooling | 0 |  |  |  |  | 9.9998 | 10 | 0 | 0 | 0 | -0.0002249 | 60 |  | kWh | 0.047 | 0 | Commercial | [7 empty] | 3 | 0.78 |  |  |  | 1 | 2 | 0 | 0 | 0 | 0 | 0 | 0 | 0 | 0 | 0 | 0 | 2009 Qtr 1: 0; 2009 Qtr 2: 0; 2009 Qtr 3: 0; 2009 Qtr 4: 2; 2010 Qtr 1: 0; 2010 Qtr 2: 0; 2010 Qtr 3: 0; 2010 Qtr 4: 0; 2011 Qtr 1: 0; 2011 Qtr 2: 0; 2011 Qtr 3: 0; 2011 Qtr 4: 0 | 2
0 | 267029-Commercial HVAC Diagnostic/Tune-up Com All CZ07 VintAll |  | System | Commercial | 01-ALC-AllCommercial-Cooling | 0 |  |  |  |  | 72.1918 | 101.4199 | 0 | 0 | 0 | -29.2281 | 60.0094 |  | kWh | 0.046765 | 0 | Commercial | [7 empty] | 10 | 0.85 |  |  |  | 1 | 0.67 | 0 | 0 | 0 | 0 | 0 | 0 | 0 | 0 | 0 | 0 | 2009 Qtr 1: 0; 2009 Qtr 2: 0; 2009 Qtr 3: 0; 2009 Qtr 4: 0.67; 2010 Qtr 1: 0; 2010 Qtr 2: 0; 2010 Qtr 3: 0; 2010 Qtr 4: 0; 2011 Qtr 1: 0; 2011 Qtr 2: 0; 2011 Qtr 3: 0; 2011 Qtr 4: 0 | 0.67
0 | 267044-Commercial Condensor Coil Cleaning (all units - savings at 50% of DEER) Com All CZ07 VintAll |  | System | Commercial | 01-ALC-AllCommercial-Cooling | 0 |  |  |  |  | 9.9998 | 15 | 0 | 0 | 0 | -5.0002 | 60 |  | kWh | 0.047 | 0 | Commercial | [7 empty] | 3 | 0.78 |  |  |  | 1 | 1 | 0 | 0 | 0 | 0 | 0 | 0 | 0 | 0 | 0 | 0 | 2009 Qtr 1: 0; 2009 Qtr 2: 0; 2009 Qtr 3: 0; 2009 Qtr 4: 1; 2010 Qtr 1: 0; 2010 Qtr 2: 0; 2010 Qtr 3: 0; 2010 Qtr 4: 0; 2011 Qtr 1: 0; 2011 Qtr 2: 0; 2011 Qtr 3: 0; 2011 Qtr 4: 0 | 1
0 | 267029-Commercial HVAC Diagnostic/Tune-up Com All CZ07 VintAll |  | System | Commercial | 01-ALC-AllCommercial-Cooling | 0 |  |  |  |  | 72.1918 | 101.4199 | 0 | 0 | 0 | -29.2281 | 60.0094 |  | kWh | 0.046765 | 0 | Commercial | [7 empty] | 10 | 0.85 |  |  |  | 1 | 0.67 | 0 | 0 | 0 | 0 | 0 | 0 | 0 | 0 | 0 | 0 | 2009 Qtr 1: 0; 2009 Qtr 2: 0; 2009 Qtr 3: 0; 2009 Qtr 4: 0.67; 2010 Qtr 1: 0; 2010 Qtr 2: 0; 2010 Qtr 3: 0; 2010 Qtr 4: 0; 2011 Qtr 1: 0; 2011 Qtr 2: 0; 2011 Qtr 3: 0; 2011 Qtr 4: 0 | 0.67
0 | 267044-Commercial Condensor Coil Cleaning (all units - savings at 50% of DEER) Com All CZ07 VintAll |  | System | Commercial | 01-ALC-AllCommercial-Cooling | 0 |  |  |  |  | 9.9998 | 15 | 0 | 0 | 0 | -5.0002 | 60 |  | kWh | 0.047 | 0 | Commercial | [7 empty] | 3 | 0.78 |  |  |  | 1 | 1 | 0 | 0 | 0 | 0 | 0 | 0 | 0 | 0 | 0 | 0 | 2009 Qtr 1: 0; 2009 Qtr 2: 0; 2009 Qtr 3: 0; 2009 Qtr 4: 1; 2010 Qtr 1: 0; 2010 Qtr 2: 0; 2010 Qtr 3: 0; 2010 Qtr 4: 0; 2011 Qtr 1: 0; 2011 Qtr 2: 0; 2011 Qtr 3: 0; 2011 Qtr 4: 0 | 1
0 | 267029-Commercial HVAC Diagnostic/Tune-up Com All CZ07 VintAll |  | System | Commercial | 01-ALC-AllCommercial-Cooling | 0 |  |  |  |  | 72.1918 | 101.4199 | 0 | 0 | 0 | -29.2281 | 60.0094 |  | kWh | 0.046765 | 0 | Commercial | [7 empty] | 10 | 0.85 |  |  |  | 1 | 0.67 | 0 | 0 | 0 | 0 | 0 | 0 | 0 | 0 | 0 | 0 | 2009 Qtr 1: 0; 2009 Qtr 2: 0; 2009 Qtr 3: 0; 2009 Qtr 4: 0.67; 2010 Qtr 1: 0; 2010 Qtr 2: 0; 2010 Qtr 3: 0; 2010 Qtr 4: 0; 2011 Qtr 1: 0; 2011 Qtr 2: 0; 2011 Qtr 3: 0; 2011 Qtr 4: 0 | 0.67
0 | 267044-Commercial Condensor Coil Cleaning (all units - savings at 50% of DEER) Com All CZ07 VintAll |  | System | Commercial | 01-ALC-AllCommercial-Cooling | 0 |  |  |  |  | 9.9998 | 15 | 0 | 0 | 0 | -5.0002 | 60 |  | kWh | 0.047 | 0 | Commercial | [7 empty] | 3 | 0.78 |  |  |  | 1 | 1 | 0 | 0 | 0 | 0 | 0 | 0 | 0 | 0 | 0 | 0 | 2009 Qtr 1: 0; 2009 Qtr 2: 0; 2009 Qtr 3: 0; 2009 Qtr 4: 1; 2010 Qtr 1: 0; 2010 Qtr 2: 0; 2010 Qtr 3: 0; 2010 Qtr 4: 0; 2011 Qtr 1: 0; 2011 Qtr 2: 0; 2011 Qtr 3: 0; 2011 Qtr 4: 0 | 1
0 | 267029-Commercial HVAC Diagnostic/Tune-up Com All CZ07 VintAll |  | System | Commercial | 01-ALC-AllCommercial-Cooling | 0 |  |  |  |  | 72.1918 | 101.4199 | 0 | 0 | 0 | -29.2281 | 60.0094 |  | kWh | 0.046765 | 0 | Commercial | [7 empty] | 10 | 0.85 |  |  |  | 1 | 0.67 | 0 | 0 | 0 | 0 | 0 | 0 | 0 | 0 | 0 | 0 | 2009 Qtr 1: 0; 2009 Qtr 2: 0; 2009 Qtr 3: 0; 2009 Qtr 4: 0.67; 2010 Qtr 1: 0; 2010 Qtr 2: 0; 2010 Qtr 3: 0; 2010 Qtr 4: 0; 2011 Qtr 1: 0; 2011 Qtr 2: 0; 2011 Qtr 3: 0; 2011 Qtr 4: 0 | 0.67
0 | 267044-Commercial Condensor Coil Cleaning (all units - savings at 50% of DEER) Com All CZ07 VintAll |  | System | Commercial | 01-ALC-AllCommercial-Cooling | 0 |  |  |  |  | 9.9998 | 15 | 0 | 0 | 0 | -5.0002 | 60 |  | kWh | 0.047 | 0 | Commercial | [7 empty] | 3 | 0.78 |  |  |  | 1 | 1 | 0 | 0 | 0 | 0 | 0 | 0 | 0 | 0 | 0 | 0 | 2009 Qtr 1: 0; 2009 Qtr 2: 0; 2009 Qtr 3: 0; 2009 Qtr 4: 1; 2010 Qtr 1: 0; 2010 Qtr 2: 0; 2010 Qtr 3: 0; 2010 Qtr 4: 0; 2011 Qtr 1: 0; 2011 Qtr 2: 0; 2011 Qtr 3: 0; 2011 Qtr 4: 0 | 1
0 | 267029-Commercial HVAC Diagnostic/Tune-up Com All CZ07 VintAll |  | System | Commercial | 01-ALC-AllCommercial-Cooling | 0 |  |  |  |  | 72.1918 | 67.6133 | 0 | 0 | 0 | 4.5785 | 60.0094 |  | kWh | 0.046765 | 0 | Commercial | [7 empty] | 10 | 0.85 |  |  |  | 1 | 1.34 | 0 | 0 | 0 | 0 | 0 | 0 | 0 | 0 | 0 | 0 | 2009 Qtr 1: 0; 2009 Qtr 2: 0; 2009 Qtr 3: 0; 2009 Qtr 4: 1.34; 2010 Qtr 1: 0; 2010 Qtr 2: 0; 2010 Qtr 3: 0; 2010 Qtr 4: 0; 2011 Qtr 1: 0; 2011 Qtr 2: 0; 2011 Qtr 3: 0; 2011 Qtr 4: 0 | 1.34
0 | 267044-Commercial Condensor Coil Cleaning (all units - savings at 50% of DEER) Com All CZ07 VintAll |  | System | Commercial | 01-ALC-AllCommercial-Cooling | 0 |  |  |  |  | 9.9998 | 10 | 0 | 0 | 0 | -0.0002249 | 60 |  | kWh | 0.047 | 0 | Commercial | [7 empty] | 3 | 0.78 |  |  |  | 1 | 2 | 0 | 0 | 0 | 0 | 0 | 0 | 0 | 0 | 0 | 0 | 2009 Qtr 1: 0; 2009 Qtr 2: 0; 2009 Qtr 3: 0; 2009 Qtr 4: 2; 2010 Qtr 1: 0; 2010 Qtr 2: 0; 2010 Qtr 3: 0; 2010 Qtr 4: 0; 2011 Qtr 1: 0; 2011 Qtr 2: 0; 2011 Qtr 3: 0; 2011 Qtr 4: 0 | 2
0 | 267029-Commercial HVAC Diagnostic/Tune-up Com All CZ07 VintAll |  | System | Commercial | 01-ALC-AllCommercial-Cooling | 0 |  |  |  |  | 72.1918 | 67.6133 | 0 | 0 | 0 | 4.5785 | 60.0094 |  | kWh | 0.046765 | 0 | Commercial | [7 empty] | 10 | 0.85 |  |  |  | 1 | 1.34 | 0 | 0 | 0 | 0 | 0 | 0 | 0 | 0 | 0 | 0 | 2009 Qtr 1: 0; 2009 Qtr 2: 0; 2009 Qtr 3: 0; 2009 Qtr 4: 1.34; 2010 Qtr 1: 0; 2010 Qtr 2: 0; 2010 Qtr 3: 0; 2010 Qtr 4: 0; 2011 Qtr 1: 0; 2011 Qtr 2: 0; 2011 Qtr 3: 0; 2011 Qtr 4: 0 | 1.34
0 | 267044-Commercial Condensor Coil Cleaning (all units - savings at 50% of DEER) Com All CZ07 VintAll |  | System | Commercial | 01-ALC-AllCommercial-Cooling | 0 |  |  |  |  | 9.9998 | 10 | 0 | 0 | 0 | -0.0002249 | 60 |  | kWh | 0.047 | 0 | Commercial | [7 empty] | 3 | 0.78 |  |  |  | 1 | 2 | 0 | 0 | 0 | 0 | 0 | 0 | 0 | 0 | 0 | 0 | 2009 Qtr 1: 0; 2009 Qtr 2: 0; 2009 Qtr 3: 0; 2009 Qtr 4: 2; 2010 Qtr 1: 0; 2010 Qtr 2: 0; 2010 Qtr 3: 0; 2010 Qtr 4: 0; 2011 Qtr 1: 0; 2011 Qtr 2: 0; 2011 Qtr 3: 0; 2011 Qtr 4: 0 | 2
0 | 267029-Commercial HVAC Diagnostic/Tune-up Com All CZ07 VintAll |  | System | Commercial | 01-ALC-AllCommercial-Cooling | 0 |  |  |  |  | 72.1918 | 101.4199 | 0 | 0 | 0 | -29.2281 | 60.0094 |  | kWh | 0.046765 | 0 | Commercial | [7 empty] | 10 | 0.85 |  |  |  | 1 | 0.67 | 0 | 0 | 0 | 0 | 0 | 0 | 0 | 0 | 0 | 0 | 2009 Qtr 1: 0; 2009 Qtr 2: 0; 2009 Qtr 3: 0; 2009 Qtr 4: 0.67; 2010 Qtr 1: 0; 2010 Qtr 2: 0; 2010 Qtr 3: 0; 2010 Qtr 4: 0; 2011 Qtr 1: 0; 2011 Qtr 2: 0; 2011 Qtr 3: 0; 2011 Qtr 4: 0 | 0.67
0 | 267044-Commercial Condensor Coil Cleaning (all units - savings at 50% of DEER) Com All CZ07 VintAll |  | System | Commercial | 01-ALC-AllCommercial-Cooling | 0 |  |  |  |  | 9.9998 | 15 | 0 | 0 | 0 | -5.0002 | 60 |  | kWh | 0.047 | 0 | Commercial | [7 empty] | 3 | 0.78 |  |  |  | 1 | 1 | 0 | 0 | 0 | 0 | 0 | 0 | 0 | 0 | 0 | 0 | 2009 Qtr 1: 0; 2009 Qtr 2: 0; 2009 Qtr 3: 0; 2009 Qtr 4: 1; 2010 Qtr 1: 0; 2010 Qtr 2: 0; 2010 Qtr 3: 0; 2010 Qtr 4: 0; 2011 Qtr 1: 0; 2011 Qtr 2: 0; 2011 Qtr 3: 0; 2011 Qtr 4: 0 | 1
0 | 267029-Commercial HVAC Diagnostic/Tune-up Com All CZ07 VintAll |  | System | Commercial | 01-ALC-AllCommercial-Cooling | 0 |  |  |  |  | 72.1918 | 101.4199 | 0 | 0 | 0 | -29.2281 | 60.0094 |  | kWh | 0.046765 | 0 | Commercial | [7 empty] | 10 | 0.85 |  |  |  | 1 | 0.67 | 0 | 0 | 0 | 0 | 0 | 0 | 0 | 0 | 0 | 0 | 2009 Qtr 1: 0; 2009 Qtr 2: 0; 2009 Qtr 3: 0; 2009 Qtr 4: 0.67; 2010 Qtr 1: 0; 2010 Qtr 2: 0; 2010 Qtr 3: 0; 2010 Qtr 4: 0; 2011 Qtr 1: 0; 2011 Qtr 2: 0; 2011 Qtr 3: 0; 2011 Qtr 4: 0 | 0.67
0 | 267044-Commercial Condensor Coil Cleaning (all units - savings at 50% of DEER) Com All CZ07 VintAll |  | System | Commercial | 01-ALC-AllCommercial-Cooling | 0 |  |  |  |  | 9.9998 | 15 | 0 | 0 | 0 | -5.0002 | 60 |  | kWh | 0.047 | 0 | Commercial | [7 empty] | 3 | 0.78 |  |  |  | 1 | 1 | 0 | 0 | 0 | 0 | 0 | 0 | 0 | 0 | 0 | 0 | 2009 Qtr 1: 0; 2009 Qtr 2: 0; 2009 Qtr 3: 0; 2009 Qtr 4: 1; 2010 Qtr 1: 0; 2010 Qtr 2: 0; 2010 Qtr 3: 0; 2010 Qtr 4: 0; 2011 Qtr 1: 0; 2011 Qtr 2: 0; 2011 Qtr 3: 0; 2011 Qtr 4: 0 | 1
0 | 267029-Commercial HVAC Diagnostic/Tune-up Com All CZ07 VintAll |  | System | Commercial | 01-ALC-AllCommercial-Cooling | 0 |  |  |  |  | 72.1918 | 67.6133 | 0 | 0 | 0 | 4.5785 | 60.0094 |  | kWh | 0.046765 | 0 | Commercial | [7 empty] | 10 | 0.85 |  |  |  | 1 | 1.34 | 0 | 0 | 0 | 0 | 0 | 0 | 0 | 0 | 0 | 0 | 2009 Qtr 1: 0; 2009 Qtr 2: 0; 2009 Qtr 3: 0; 2009 Qtr 4: 1.34; 2010 Qtr 1: 0; 2010 Qtr 2: 0; 2010 Qtr 3: 0; 2010 Qtr 4: 0; 2011 Qtr 1: 0; 2011 Qtr 2: 0; 2011 Qtr 3: 0; 2011 Qtr 4: 0 | 1.34
0 | 267044-Commercial Condensor Coil Cleaning (all units - savings at 50% of DEER) Com All CZ07 VintAll |  | System | Commercial | 01-ALC-AllCommercial-Cooling | 0 |  |  |  |  | 9.9998 | 10 | 0 | 0 | 0 | -0.0002249 | 60 |  | kWh | 0.047 | 0 | Commercial | [7 empty] | 3 | 0.78 |  |  |  | 1 | 2 | 0 | 0 | 0 | 0 | 0 | 0 | 0 | 0 | 0 | 0 | 2009 Qtr 1: 0; 2009 Qtr 2: 0; 2009 Qtr 3: 0; 2009 Qtr 4: 2; 2010 Qtr 1: 0; 2010 Qtr 2: 0; 2010 Qtr 3: 0; 2010 Qtr 4: 0; 2011 Qtr 1: 0; 2011 Qtr 2: 0; 2011 Qtr 3: 0; 2011 Qtr 4: 0 | 2
0 | 267029-Commercial HVAC Diagnostic/Tune-up Com All CZ07 VintAll |  | System | Commercial | 01-ALC-AllCommercial-Cooling | 0 |  |  |  |  | 72.1918 | 67.6133 | 0 | 0 | 0 | 4.5785 | 60.0094 |  | kWh | 0.046765 | 0 | Commercial | [7 empty] | 10 | 0.85 |  |  |  | 1 | 1.34 | 0 | 0 | 0 | 0 | 0 | 0 | 0 | 0 | 0 | 0 | 2009 Qtr 1: 0; 2009 Qtr 2: 0; 2009 Qtr 3: 0; 2009 Qtr 4: 1.34; 2010 Qtr 1: 0; 2010 Qtr 2: 0; 2010 Qtr 3: 0; 2010 Qtr 4: 0; 2011 Qtr 1: 0; 2011 Qtr 2: 0; 2011 Qtr 3: 0; 2011 Qtr 4: 0 | 1.34
0 | 267044-Commercial Condensor Coil Cleaning (all units - savings at 50% of DEER) Com All CZ07 VintAll |  | System | Commercial | 01-ALC-AllCommercial-Cooling | 0 |  |  |  |  | 9.9998 | 10 | 0 | 0 | 0 | -0.0002249 | 60 |  | kWh | 0.047 | 0 | Commercial | [7 empty] | 3 | 0.78 |  |  |  | 1 | 2 | 0 | 0 | 0 | 0 | 0 | 0 | 0 | 0 | 0 | 0 | 2009 Qtr 1: 0; 2009 Qtr 2: 0; 2009 Qtr 3: 0; 2009 Qtr 4: 2; 2010 Qtr 1: 0; 2010 Qtr 2: 0; 2010 Qtr 3: 0; 2010 Qtr 4: 0; 2011 Qtr 1: 0; 2011 Qtr 2: 0; 2011 Qtr 3: 0; 2011 Qtr 4: 0 | 2
0 | 267029-Commercial HVAC Diagnostic/Tune-up Com All CZ07 VintAll |  | System | Commercial | 01-ALC-AllCommercial-Cooling | 0 |  |  |  |  | 72.1918 | 101.4199 | 0 | 0 | 0 | -29.2281 | 60.0094 |  | kWh | 0.046765 | 0 | Commercial | [7 empty] | 10 | 0.85 |  |  |  | 1 | 0.67 | 0 | 0 | 0 | 0 | 0 | 0 | 0 | 0 | 0 | 0 | 2009 Qtr 1: 0; 2009 Qtr 2: 0; 2009 Qtr 3: 0; 2009 Qtr 4: 0.67; 2010 Qtr 1: 0; 2010 Qtr 2: 0; 2010 Qtr 3: 0; 2010 Qtr 4: 0; 2011 Qtr 1: 0; 2011 Qtr 2: 0; 2011 Qtr 3: 0; 2011 Qtr 4: 0 | 0.67
0 | 267044-Commercial Condensor Coil Cleaning (all units - savings at 50% of DEER) Com All CZ07 VintAll |  | System | Commercial | 01-ALC-AllCommercial-Cooling | 0 |  |  |  |  | 9.9998 | 15 | 0 | 0 | 0 | -5.0002 | 60 |  | kWh | 0.047 | 0 | Commercial | [7 empty] | 3 | 0.78 |  |  |  | 1 | 1 | 0 | 0 | 0 | 0 | 0 | 0 | 0 | 0 | 0 | 0 | 2009 Qtr 1: 0; 2009 Qtr 2: 0; 2009 Qtr 3: 0; 2009 Qtr 4: 1; 2010 Qtr 1: 0; 2010 Qtr 2: 0; 2010 Qtr 3: 0; 2010 Qtr 4: 0; 2011 Qtr 1: 0; 2011 Qtr 2: 0; 2011 Qtr 3: 0; 2011 Qtr 4: 0 | 1
0 | 267029-Commercial HVAC Diagnostic/Tune-up Com All CZ07 VintAll |  | System | Commercial | 01-ALC-AllCommercial-Cooling | 0 |  |  |  |  | 72.1918 | 67.6133 | 0 | 0 | 0 | 4.5785 | 60.0094 |  | kWh | 0.046765 | 0 | Commercial | [7 empty] | 10 | 0.85 |  |  |  | 1 | 1.34 | 0 | 0 | 0 | 0 | 0 | 0 | 0 | 0 | 0 | 0 | 2009 Qtr 1: 0; 2009 Qtr 2: 0; 2009 Qtr 3: 0; 2009 Qtr 4: 1.34; 2010 Qtr 1: 0; 2010 Qtr 2: 0; 2010 Qtr 3: 0; 2010 Qtr 4: 0; 2011 Qtr 1: 0; 2011 Qtr 2: 0; 2011 Qtr 3: 0; 2011 Qtr 4: 0 | 1.34
0 | 267044-Commercial Condensor Coil Cleaning (all units - savings at 50% of DEER) Com All CZ07 VintAll |  | System | Commercial | 01-ALC-AllCommercial-Cooling | 0 |  |  |  |  | 9.9998 | 10 | 0 | 0 | 0 | -0.0002249 | 60 |  | kWh | 0.047 | 0 | Commercial | [7 empty] | 3 | 0.78 |  |  |  | 1 | 2 | 0 | 0 | 0 | 0 | 0 | 0 | 0 | 0 | 0 | 0 | 2009 Qtr 1: 0; 2009 Qtr 2: 0; 2009 Qtr 3: 0; 2009 Qtr 4: 2; 2010 Qtr 1: 0; 2010 Qtr 2: 0; 2010 Qtr 3: 0; 2010 Qtr 4: 0; 2011 Qtr 1: 0; 2011 Qtr 2: 0; 2011 Qtr 3: 0; 2011 Qtr 4: 0 | 2
0 | 267029-Commercial HVAC Diagnostic/Tune-up Com All CZ07 VintAll |  | System | Commercial | 01-ALC-AllCommercial-Cooling | 0 |  |  |  |  | 72.1918 | 67.6133 | 0 | 0 | 0 | 4.5785 | 60.0094 |  | kWh | 0.046765 | 0 | Commercial | [7 empty] | 10 | 0.85 |  |  |  | 1 | 1.34 | 0 | 0 | 0 | 0 | 0 | 0 | 0 | 0 | 0 | 0 | 2009 Qtr 1: 0; 2009 Qtr 2: 0; 2009 Qtr 3: 0; 2009 Qtr 4: 1.34; 2010 Qtr 1: 0; 2010 Qtr 2: 0; 2010 Qtr 3: 0; 2010 Qtr 4: 0; 2011 Qtr 1: 0; 2011 Qtr 2: 0; 2011 Qtr 3: 0; 2011 Qtr 4: 0 | 1.34
0 | 267044-Commercial Condensor Coil Cleaning (all units - savings at 50% of DEER) Com All CZ07 VintAll |  | System | Commercial | 01-ALC-AllCommercial-Cooling | 0 |  |  |  |  | 9.9998 | 10 | 0 | 0 | 0 | -0.0002249 | 60 |  | kWh | 0.047 | 0 | Commercial | [7 empty] | 3 | 0.78 |  |  |  | 1 | 2 | 0 | 0 | 0 | 0 | 0 | 0 | 0 | 0 | 0 | 0 | 2009 Qtr 1: 0; 2009 Qtr 2: 0; 2009 Qtr 3: 0; 2009 Qtr 4: 2; 2010 Qtr 1: 0; 2010 Qtr 2: 0; 2010 Qtr 3: 0; 2010 Qtr 4: 0; 2011 Qtr 1: 0; 2011 Qtr 2: 0; 2011 Qtr 3: 0; 2011 Qtr 4: 0 | 2
0 | 267029-Commercial HVAC Diagnostic/Tune-up Com All CZ07 VintAll |  | System | Commercial | 01-ALC-AllCommercial-Cooling | 0 |  |  |  |  | 72.1918 | 101.4199 | 0 | 0 | 0 | -29.2281 | 60.0094 |  | kWh | 0.046765 | 0 | Commercial | [7 empty] | 10 | 0.85 |  |  |  | 1 | 0.67 | 0 | 0 | 0 | 0 | 0 | 0 | 0 | 0 | 0 | 0 | 2009 Qtr 1: 0; 2009 Qtr 2: 0; 2009 Qtr 3: 0; 2009 Qtr 4: 0.67; 2010 Qtr 1: 0; 2010 Qtr 2: 0; 2010 Qtr 3: 0; 2010 Qtr 4: 0; 2011 Qtr 1: 0; 2011 Qtr 2: 0; 2011 Qtr 3: 0; 2011 Qtr 4: 0 | 0.67
0 | 267044-Commercial Condensor Coil Cleaning (all units - savings at 50% of DEER) Com All CZ07 VintAll |  | System | Commercial | 01-ALC-AllCommercial-Cooling | 0 |  |  |  |  | 9.9998 | 15 | 0 | 0 | 0 | -5.0002 | 60 |  | kWh | 0.047 | 0 | Commercial | [7 empty] | 3 | 0.78 |  |  |  | 1 | 1 | 0 | 0 | 0 | 0 | 0 | 0 | 0 | 0 | 0 | 0 | 2009 Qtr 1: 0; 2009 Qtr 2: 0; 2009 Qtr 3: 0; 2009 Qtr 4: 1; 2010 Qtr 1: 0; 2010 Qtr 2: 0; 2010 Qtr 3: 0; 2010 Qtr 4: 0; 2011 Qtr 1: 0; 2011 Qtr 2: 0; 2011 Qtr 3: 0; 2011 Qtr 4: 0 | 1
0 | 267029-Commercial HVAC Diagnostic/Tune-up Com All CZ07 VintAll |  | System | Commercial | 01-ALC-AllCommercial-Cooling | 0 |  |  |  |  | 72.1918 | 101.4199 | 0 | 0 | 0 | -29.2281 | 60.0094 |  | kWh | 0.046765 | 0 | Commercial | [7 empty] | 10 | 0.85 |  |  |  | 1 | 0.67 | 0 | 0 | 0 | 0 | 0 | 0 | 0 | 0 | 0 | 0 | 2009 Qtr 1: 0; 2009 Qtr 2: 0; 2009 Qtr 3: 0; 2009 Qtr 4: 0.67; 2010 Qtr 1: 0; 2010 Qtr 2: 0; 2010 Qtr 3: 0; 2010 Qtr 4: 0; 2011 Qtr 1: 0; 2011 Qtr 2: 0; 2011 Qtr 3: 0; 2011 Qtr 4: 0 | 0.67
0 | 267044-Commercial Condensor Coil Cleaning (all units - savings at 50% of DEER) Com All CZ07 VintAll |  | System | Commercial | 01-ALC-AllCommercial-Cooling | 0 |  |  |  |  | 9.9998 | 15 | 0 | 0 | 0 | -5.0002 | 60 |  | kWh | 0.047 | 0 | Commercial | [7 empty] | 3 | 0.78 |  |  |  | 1 | 1 | 0 | 0 | 0 | 0 | 0 | 0 | 0 | 0 | 0 | 0 | 2009 Qtr 1: 0; 2009 Qtr 2: 0; 2009 Qtr 3: 0; 2009 Qtr 4: 1; 2010 Qtr 1: 0; 2010 Qtr 2: 0; 2010 Qtr 3: 0; 2010 Qtr 4: 0; 2011 Qtr 1: 0; 2011 Qtr 2: 0; 2011 Qtr 3: 0; 2011 Qtr 4: 0 | 1
0 | 267029-Commercial HVAC Diagnostic/Tune-up Com All CZ07 VintAll |  | System | Commercial | 01-ALC-AllCommercial-Cooling | 0 |  |  |  |  | 72.1918 | 101.4199 | 0 | 0 | 0 | -29.2281 | 60.0094 |  | kWh | 0.046765 | 0 | Commercial | [7 empty] | 10 | 0.85 |  |  |  | 1 | 0.67 | 0 | 0 | 0 | 0 | 0 | 0 | 0 | 0 | 0 | 0 | 2009 Qtr 1: 0; 2009 Qtr 2: 0; 2009 Qtr 3: 0; 2009 Qtr 4: 0.67; 2010 Qtr 1: 0; 2010 Qtr 2: 0; 2010 Qtr 3: 0; 2010 Qtr 4: 0; 2011 Qtr 1: 0; 2011 Qtr 2: 0; 2011 Qtr 3: 0; 2011 Qtr 4: 0 | 0.67
0 | 267044-Commercial Condensor Coil Cleaning (all units - savings at 50% of DEER) Com All CZ07 VintAll |  | System | Commercial | 01-ALC-AllCommercial-Cooling | 0 |  |  |  |  | 9.9998 | 15 | 0 | 0 | 0 | -5.0002 | 60 |  | kWh | 0.047 | 0 | Commercial | [7 empty] | 3 | 0.78 |  |  |  | 1 | 1 | 0 | 0 | 0 | 0 | 0 | 0 | 0 | 0 | 0 | 0 | 2009 Qtr 1: 0; 2009 Qtr 2: 0; 2009 Qtr 3: 0; 2009 Qtr 4: 1; 2010 Qtr 1: 0; 2010 Qtr 2: 0; 2010 Qtr 3: 0; 2010 Qtr 4: 0; 2011 Qtr 1: 0; 2011 Qtr 2: 0; 2011 Qtr 3: 0; 2011 Qtr 4: 0 | 1
0 | 267029-Commercial HVAC Diagnostic/Tune-up Com All CZ07 VintAll |  | System | Commercial | 01-ALC-AllCommercial-Cooling | 0 |  |  |  |  | 72.1918 | 101.4199 | 0 | 0 | 0 | -29.2281 | 60.0094 |  | kWh | 0.046765 | 0 | Commercial | [7 empty] | 10 | 0.85 |  |  |  | 1 | 0.67 | 0 | 0 | 0 | 0 | 0 | 0 | 0 | 0 | 0 | 0 | 2009 Qtr 1: 0; 2009 Qtr 2: 0; 2009 Qtr 3: 0; 2009 Qtr 4: 0.67; 2010 Qtr 1: 0; 2010 Qtr 2: 0; 2010 Qtr 3: 0; 2010 Qtr 4: 0; 2011 Qtr 1: 0; 2011 Qtr 2: 0; 2011 Qtr 3: 0; 2011 Qtr 4: 0 | 0.67
0 | 267044-Commercial Condensor Coil Cleaning (all units - savings at 50% of DEER) Com All CZ07 VintAll |  | System | Commercial | 01-ALC-AllCommercial-Cooling | 0 |  |  |  |  | 9.9998 | 15 | 0 | 0 | 0 | -5.0002 | 60 |  | kWh | 0.047 | 0 | Commercial | [7 empty] | 3 | 0.78 |  |  |  | 1 | 1 | 0 | 0 | 0 | 0 | 0 | 0 | 0 | 0 | 0 | 0 | 2009 Qtr 1: 0; 2009 Qtr 2: 0; 2009 Qtr 3: 0; 2009 Qtr 4: 1; 2010 Qtr 1: 0; 2010 Qtr 2: 0; 2010 Qtr 3: 0; 2010 Qtr 4: 0; 2011 Qtr 1: 0; 2011 Qtr 2: 0; 2011 Qtr 3: 0; 2011 Qtr 4: 0 | 1
0 | 267029-Commercial HVAC Diagnostic/Tune-up Com All CZ07 VintAll |  | System | Commercial | 01-ALC-AllCommercial-Cooling | 0 |  |  |  |  | 72.1918 | 101.4199 | 0 | 0 | 0 | -29.2281 | 60.0094 |  | kWh | 0.046765 | 0 | Commercial | [7 empty] | 10 | 0.85 |  |  |  | 1 | 0.67 | 0 | 0 | 0 | 0 | 0 | 0 | 0 | 0 | 0 | 0 | 2009 Qtr 1: 0; 2009 Qtr 2: 0; 2009 Qtr 3: 0; 2009 Qtr 4: 0.67; 2010 Qtr 1: 0; 2010 Qtr 2: 0; 2010 Qtr 3: 0; 2010 Qtr 4: 0; 2011 Qtr 1: 0; 2011 Qtr 2: 0; 2011 Qtr 3: 0; 2011 Qtr 4: 0 | 0.67
0 | 267044-Commercial Condensor Coil Cleaning (all units - savings at 50% of DEER) Com All CZ07 VintAll |  | System | Commercial | 01-ALC-AllCommercial-Cooling | 0 |  |  |  |  | 9.9998 | 15 | 0 | 0 | 0 | -5.0002 | 60 |  | kWh | 0.047 | 0 | Commercial | [7 empty] | 3 | 0.78 |  |  |  | 1 | 1 | 0 | 0 | 0 | 0 | 0 | 0 | 0 | 0 | 0 | 0 | 2009 Qtr 1: 0; 2009 Qtr 2: 0; 2009 Qtr 3: 0; 2009 Qtr 4: 1; 2010 Qtr 1: 0; 2010 Qtr 2: 0; 2010 Qtr 3: 0; 2010 Qtr 4: 0; 2011 Qtr 1: 0; 2011 Qtr 2: 0; 2011 Qtr 3: 0; 2011 Qtr 4: 0 | 1
0 | 267029-Commercial HVAC Diagnostic/Tune-up Com All CZ07 VintAll |  | System | Commercial | 01-ALC-AllCommercial-Cooling | 0 |  |  |  |  | 72.1918 | 101.4199 | 0 | 0 | 0 | -29.2281 | 60.0094 |  | kWh | 0.046765 | 0 | Commercial | [7 empty] | 10 | 0.85 |  |  |  | 1 | 0.67 | 0 | 0 | 0 | 0 | 0 | 0 | 0 | 0 | 0 | 0 | 2009 Qtr 1: 0; 2009 Qtr 2: 0; 2009 Qtr 3: 0; 2009 Qtr 4: 0.67; 2010 Qtr 1: 0; 2010 Qtr 2: 0; 2010 Qtr 3: 0; 2010 Qtr 4: 0; 2011 Qtr 1: 0; 2011 Qtr 2: 0; 2011 Qtr 3: 0; 2011 Qtr 4: 0 | 0.67
0 | 267044-Commercial Condensor Coil Cleaning (all units - savings at 50% of DEER) Com All CZ07 VintAll |  | System | Commercial | 01-ALC-AllCommercial-Cooling | 0 |  |  |  |  | 9.9998 | 15 | 0 | 0 | 0 | -5.0002 | 60 |  | kWh | 0.047 | 0 | Commercial | [7 empty] | 3 | 0.78 |  |  |  | 1 | 1 | 0 | 0 | 0 | 0 | 0 | 0 | 0 | 0 | 0 | 0 | 2009 Qtr 1: 0; 2009 Qtr 2: 0; 2009 Qtr 3: 0; 2009 Qtr 4: 1; 2010 Qtr 1: 0; 2010 Qtr 2: 0; 2010 Qtr 3: 0; 2010 Qtr 4: 0; 2011 Qtr 1: 0; 2011 Qtr 2: 0; 2011 Qtr 3: 0; 2011 Qtr 4: 0 | 1
0 | 267029-Commercial HVAC Diagnostic/Tune-up Com All CZ07 VintAll |  | System | Commercial | 01-ALC-AllCommercial-Cooling | 0 |  |  |  |  | 72.1918 | 101.4199 | 0 | 0 | 0 | -29.2281 | 60.0094 |  | kWh | 0.046765 | 0 | Commercial | [7 empty] | 10 | 0.85 |  |  |  | 1 | 0.67 | 0 | 0 | 0 | 0 | 0 | 0 | 0 | 0 | 0 | 0 | 2009 Qtr 1: 0; 2009 Qtr 2: 0; 2009 Qtr 3: 0; 2009 Qtr 4: 0.67; 2010 Qtr 1: 0; 2010 Qtr 2: 0; 2010 Qtr 3: 0; 2010 Qtr 4: 0; 2011 Qtr 1: 0; 2011 Qtr 2: 0; 2011 Qtr 3: 0; 2011 Qtr 4: 0 | 0.67
0 | 267044-Commercial Condensor Coil Cleaning (all units - savings at 50% of DEER) Com All CZ07 VintAll |  | System | Commercial | 01-ALC-AllCommercial-Cooling | 0 |  |  |  |  | 9.9998 | 15 | 0 | 0 | 0 | -5.0002 | 60 |  | kWh | 0.047 | 0 | Commercial | [7 empty] | 3 | 0.78 |  |  |  | 1 | 1 | 0 | 0 | 0 | 0 | 0 | 0 | 0 | 0 | 0 | 0 | 2009 Qtr 1: 0; 2009 Qtr 2: 0; 2009 Qtr 3: 0; 2009 Qtr 4: 1; 2010 Qtr 1: 0; 2010 Qtr 2: 0; 2010 Qtr 3: 0; 2010 Qtr 4: 0; 2011 Qtr 1: 0; 2011 Qtr 2: 0; 2011 Qtr 3: 0; 2011 Qtr 4: 0 | 1
0 | 267029-Commercial HVAC Diagnostic/Tune-up Com All CZ07 VintAll |  | System | Commercial | 01-ALC-AllCommercial-Cooling | 0 |  |  |  |  | 72.1918 | 101.4199 | 0 | 0 | 0 | -29.2281 | 60.0094 |  | kWh | 0.046765 | 0 | Commercial | [7 empty] | 10 | 0.85 |  |  |  | 1 | 0.67 | 0 | 0 | 0 | 0 | 0 | 0 | 0 | 0 | 0 | 0 | 2009 Qtr 1: 0; 2009 Qtr 2: 0; 2009 Qtr 3: 0; 2009 Qtr 4: 0.67; 2010 Qtr 1: 0; 2010 Qtr 2: 0; 2010 Qtr 3: 0; 2010 Qtr 4: 0; 2011 Qtr 1: 0; 2011 Qtr 2: 0; 2011 Qtr 3: 0; 2011 Qtr 4: 0 | 0.67
0 | 267044-Commercial Condensor Coil Cleaning (all units - savings at 50% of DEER) Com All CZ07 VintAll |  | System | Commercial | 01-ALC-AllCommercial-Cooling | 0 |  |  |  |  | 9.9998 | 15 | 0 | 0 | 0 | -5.0002 | 60 |  | kWh | 0.047 | 0 | Commercial | [7 empty] | 3 | 0.78 |  |  |  | 1 | 1 | 0 | 0 | 0 | 0 | 0 | 0 | 0 | 0 | 0 | 0 | 2009 Qtr 1: 0; 2009 Qtr 2: 0; 2009 Qtr 3: 0; 2009 Qtr 4: 1; 2010 Qtr 1: 0; 2010 Qtr 2: 0; 2010 Qtr 3: 0; 2010 Qtr 4: 0; 2011 Qtr 1: 0; 2011 Qtr 2: 0; 2011 Qtr 3: 0; 2011 Qtr 4: 0 | 1
0 | 267029-Commercial HVAC Diagnostic/Tune-up Com All CZ07 VintAll |  | System | Commercial | 01-ALC-AllCommercial-Cooling | 0 |  |  |  |  | 72.1918 | 101.4199 | 0 | 0 | 0 | -29.2281 | 60.0094 |  | kWh | 0.046765 | 0 | Commercial | [7 empty] | 10 | 0.85 |  |  |  | 1 | 0.67 | 0 | 0 | 0 | 0 | 0 | 0 | 0 | 0 | 0 | 0 | 2009 Qtr 1: 0; 2009 Qtr 2: 0; 2009 Qtr 3: 0; 2009 Qtr 4: 0.67; 2010 Qtr 1: 0; 2010 Qtr 2: 0; 2010 Qtr 3: 0; 2010 Qtr 4: 0; 2011 Qtr 1: 0; 2011 Qtr 2: 0; 2011 Qtr 3: 0; 2011 Qtr 4: 0 | 0.67
0 | 267044-Commercial Condensor Coil Cleaning (all units - savings at 50% of DEER) Com All CZ07 VintAll |  | System | Commercial | 01-ALC-AllCommercial-Cooling | 0 |  |  |  |  | 9.9998 | 15 | 0 | 0 | 0 | -5.0002 | 60 |  | kWh | 0.047 | 0 | Commercial | [7 empty] | 3 | 0.78 |  |  |  | 1 | 1 | 0 | 0 | 0 | 0 | 0 | 0 | 0 | 0 | 0 | 0 | 2009 Qtr 1: 0; 2009 Qtr 2: 0; 2009 Qtr 3: 0; 2009 Qtr 4: 1; 2010 Qtr 1: 0; 2010 Qtr 2: 0; 2010 Qtr 3: 0; 2010 Qtr 4: 0; 2011 Qtr 1: 0; 2011 Qtr 2: 0; 2011 Qtr 3: 0; 2011 Qtr 4: 0 | 1
0 | 267029-Commercial HVAC Diagnostic/Tune-up Com All CZ07 VintAll |  | System | Commercial | 01-ALC-AllCommercial-Cooling | 0 |  |  |  |  | 72.1918 | 101.4199 | 0 | 0 | 0 | -29.2281 | 60.0094 |  | kWh | 0.046765 | 0 | Commercial | [7 empty] | 10 | 0.85 |  |  |  | 1 | 0.67 | 0 | 0 | 0 | 0 | 0 | 0 | 0 | 0 | 0 | 0 | 2009 Qtr 1: 0; 2009 Qtr 2: 0; 2009 Qtr 3: 0; 2009 Qtr 4: 0.67; 2010 Qtr 1: 0; 2010 Qtr 2: 0; 2010 Qtr 3: 0; 2010 Qtr 4: 0; 2011 Qtr 1: 0; 2011 Qtr 2: 0; 2011 Qtr 3: 0; 2011 Qtr 4: 0 | 0.67
0 | 267044-Commercial Condensor Coil Cleaning (all units - savings at 50% of DEER) Com All CZ07 VintAll |  | System | Commercial | 01-ALC-AllCommercial-Cooling | 0 |  |  |  |  | 9.9998 | 15 | 0 | 0 | 0 | -5.0002 | 60 |  | kWh | 0.047 | 0 | Commercial | [7 empty] | 3 | 0.78 |  |  |  | 1 | 1 | 0 | 0 | 0 | 0 | 0 | 0 | 0 | 0 | 0 | 0 | 2009 Qtr 1: 0; 2009 Qtr 2: 0; 2009 Qtr 3: 0; 2009 Qtr 4: 1; 2010 Qtr 1: 0; 2010 Qtr 2: 0; 2010 Qtr 3: 0; 2010 Qtr 4: 0; 2011 Qtr 1: 0; 2011 Qtr 2: 0; 2011 Qtr 3: 0; 2011 Qtr 4: 0 | 1
0 | 267029-Commercial HVAC Diagnostic/Tune-up Com All CZ07 VintAll |  | System | Commercial | 01-ALC-AllCommercial-Cooling | 0 |  |  |  |  | 72.1918 | 101.4199 | 0 | 0 | 0 | -29.2281 | 60.0094 |  | kWh | 0.046765 | 0 | Commercial | [7 empty] | 10 | 0.85 |  |  |  | 1 | 0.67 | 0 | 0 | 0 | 0 | 0 | 0 | 0 | 0 | 0 | 0 | 2009 Qtr 1: 0; 2009 Qtr 2: 0; 2009 Qtr 3: 0; 2009 Qtr 4: 0.67; 2010 Qtr 1: 0; 2010 Qtr 2: 0; 2010 Qtr 3: 0; 2010 Qtr 4: 0; 2011 Qtr 1: 0; 2011 Qtr 2: 0; 2011 Qtr 3: 0; 2011 Qtr 4: 0 | 0.67
0 | 267044-Commercial Condensor Coil Cleaning (all units - savings at 50% of DEER) Com All CZ07 VintAll |  | System | Commercial | 01-ALC-AllCommercial-Cooling | 0 |  |  |  |  | 9.9998 | 15 | 0 | 0 | 0 | -5.0002 | 60 |  | kWh | 0.047 | 0 | Commercial | [7 empty] | 3 | 0.78 |  |  |  | 1 | 1 | 0 | 0 | 0 | 0 | 0 | 0 | 0 | 0 | 0 | 0 | 2009 Qtr 1: 0; 2009 Qtr 2: 0; 2009 Qtr 3: 0; 2009 Qtr 4: 1; 2010 Qtr 1: 0; 2010 Qtr 2: 0; 2010 Qtr 3: 0; 2010 Qtr 4: 0; 2011 Qtr 1: 0; 2011 Qtr 2: 0; 2011 Qtr 3: 0; 2011 Qtr 4: 0 | 1
0 | 267029-Commercial HVAC Diagnostic/Tune-up Com All CZ07 VintAll |  | System | Commercial | 01-ALC-AllCommercial-Cooling | 0 |  |  |  |  | 72.1918 | 67.6133 | 0 | 0 | 0 | 4.5785 | 60.0094 |  | kWh | 0.046765 | 0 | Commercial | [7 empty] | 10 | 0.85 |  |  |  | 1 | 1.34 | 0 | 0 | 0 | 0 | 0 | 0 | 0 | 0 | 0 | 0 | 2009 Qtr 1: 0; 2009 Qtr 2: 0; 2009 Qtr 3: 0; 2009 Qtr 4: 1.34; 2010 Qtr 1: 0; 2010 Qtr 2: 0; 2010 Qtr 3: 0; 2010 Qtr 4: 0; 2011 Qtr 1: 0; 2011 Qtr 2: 0; 2011 Qtr 3: 0; 2011 Qtr 4: 0 | 1.34
0 | 267044-Commercial Condensor Coil Cleaning (all units - savings at 50% of DEER) Com All CZ07 VintAll |  | System | Commercial | 01-ALC-AllCommercial-Cooling | 0 |  |  |  |  | 9.9998 | 10 | 0 | 0 | 0 | -0.0002249 | 60 |  | kWh | 0.047 | 0 | Commercial | [7 empty] | 3 | 0.78 |  |  |  | 1 | 2 | 0 | 0 | 0 | 0 | 0 | 0 | 0 | 0 | 0 | 0 | 2009 Qtr 1: 0; 2009 Qtr 2: 0; 2009 Qtr 3: 0; 2009 Qtr 4: 2; 2010 Qtr 1: 0; 2010 Qtr 2: 0; 2010 Qtr 3: 0; 2010 Qtr 4: 0; 2011 Qtr 1: 0; 2011 Qtr 2: 0; 2011 Qtr 3: 0; 2011 Qtr 4: 0 | 2
0 | 267029-Commercial HVAC Diagnostic/Tune-up Com All CZ07 VintAll |  | System | Commercial | 01-ALC-AllCommercial-Cooling | 0 |  |  |  |  | 72.1918 | 101.4199 | 0 | 0 | 0 | -29.2281 | 60.0094 |  | kWh | 0.046765 | 0 | Commercial | [7 empty] | 10 | 0.85 |  |  |  | 1 | 0.67 | 0 | 0 | 0 | 0 | 0 | 0 | 0 | 0 | 0 | 0 | 2009 Qtr 1: 0; 2009 Qtr 2: 0; 2009 Qtr 3: 0; 2009 Qtr 4: 0.67; 2010 Qtr 1: 0; 2010 Qtr 2: 0; 2010 Qtr 3: 0; 2010 Qtr 4: 0; 2011 Qtr 1: 0; 2011 Qtr 2: 0; 2011 Qtr 3: 0; 2011 Qtr 4: 0 | 0.67
0 | 267044-Commercial Condensor Coil Cleaning (all units - savings at 50% of DEER) Com All CZ07 VintAll |  | System | Commercial | 01-ALC-AllCommercial-Cooling | 0 |  |  |  |  | 9.9998 | 15 | 0 | 0 | 0 | -5.0002 | 60 |  | kWh | 0.047 | 0 | Commercial | [7 empty] | 3 | 0.78 |  |  |  | 1 | 1 | 0 | 0 | 0 | 0 | 0 | 0 | 0 | 0 | 0 | 0 | 2009 Qtr 1: 0; 2009 Qtr 2: 0; 2009 Qtr 3: 0; 2009 Qtr 4: 1; 2010 Qtr 1: 0; 2010 Qtr 2: 0; 2010 Qtr 3: 0; 2010 Qtr 4: 0; 2011 Qtr 1: 0; 2011 Qtr 2: 0; 2011 Qtr 3: 0; 2011 Qtr 4: 0 | 1
0 | 267029-Commercial HVAC Diagnostic/Tune-up Com All CZ07 VintAll |  | System | Commercial | 01-ALC-AllCommercial-Cooling | 0 |  |  |  |  | 72.1918 | 101.4199 | 0 | 0 | 0 | -29.2281 | 60.0094 |  | kWh | 0.046765 | 0 | Commercial | [7 empty] | 10 | 0.85 |  |  |  | 1 | 0.67 | 0 | 0 | 0 | 0 | 0 | 0 | 0 | 0 | 0 | 0 | 2009 Qtr 1: 0; 2009 Qtr 2: 0; 2009 Qtr 3: 0; 2009 Qtr 4: 0.67; 2010 Qtr 1: 0; 2010 Qtr 2: 0; 2010 Qtr 3: 0; 2010 Qtr 4: 0; 2011 Qtr 1: 0; 2011 Qtr 2: 0; 2011 Qtr 3: 0; 2011 Qtr 4: 0 | 0.67
0 | 267044-Commercial Condensor Coil Cleaning (all units - savings at 50% of DEER) Com All CZ07 VintAll |  | System | Commercial | 01-ALC-AllCommercial-Cooling | 0 |  |  |  |  | 9.9998 | 15 | 0 | 0 | 0 | -5.0002 | 60 |  | kWh | 0.047 | 0 | Commercial | [7 empty] | 3 | 0.78 |  |  |  | 1 | 1 | 0 | 0 | 0 | 0 | 0 | 0 | 0 | 0 | 0 | 0 | 2009 Qtr 1: 0; 2009 Qtr 2: 0; 2009 Qtr 3: 0; 2009 Qtr 4: 1; 2010 Qtr 1: 0; 2010 Qtr 2: 0; 2010 Qtr 3: 0; 2010 Qtr 4: 0; 2011 Qtr 1: 0; 2011 Qtr 2: 0; 2011 Qtr 3: 0; 2011 Qtr 4: 0 | 1
0 | 267029-Commercial HVAC Diagnostic/Tune-up Com All CZ07 VintAll |  | System | Commercial | 01-ALC-AllCommercial-Cooling | 0 |  |  |  |  | 72.1918 | 101.4199 | 0 | 0 | 0 | -29.2281 | 60.0094 |  | kWh | 0.046765 | 0 | Commercial | [7 empty] | 10 | 0.85 |  |  |  | 1 | 0.67 | 0 | 0 | 0 | 0 | 0 | 0 | 0 | 0 | 0 | 0 | 2009 Qtr 1: 0; 2009 Qtr 2: 0; 2009 Qtr 3: 0; 2009 Qtr 4: 0.67; 2010 Qtr 1: 0; 2010 Qtr 2: 0; 2010 Qtr 3: 0; 2010 Qtr 4: 0; 2011 Qtr 1: 0; 2011 Qtr 2: 0; 2011 Qtr 3: 0; 2011 Qtr 4: 0 | 0.67
0 | 267044-Commercial Condensor Coil Cleaning (all units - savings at 50% of DEER) Com All CZ07 VintAll |  | System | Commercial | 01-ALC-AllCommercial-Cooling | 0 |  |  |  |  | 9.9998 | 15 | 0 | 0 | 0 | -5.0002 | 60 |  | kWh | 0.047 | 0 | Commercial | [7 empty] | 3 | 0.78 |  |  |  | 1 | 1 | 0 | 0 | 0 | 0 | 0 | 0 | 0 | 0 | 0 | 0 | 2009 Qtr 1: 0; 2009 Qtr 2: 0; 2009 Qtr 3: 0; 2009 Qtr 4: 1; 2010 Qtr 1: 0; 2010 Qtr 2: 0; 2010 Qtr 3: 0; 2010 Qtr 4: 0; 2011 Qtr 1: 0; 2011 Qtr 2: 0; 2011 Qtr 3: 0; 2011 Qtr 4: 0 | 1
0 | 267029-Commercial HVAC Diagnostic/Tune-up Com All CZ07 VintAll |  | System | Commercial | 01-ALC-AllCommercial-Cooling | 0 |  |  |  |  | 72.1918 | 67.6133 | 0 | 0 | 0 | 4.5785 | 60.0094 |  | kWh | 0.046765 | 0 | Commercial | [7 empty] | 10 | 0.85 |  |  |  | 1 | 1.34 | 0 | 0 | 0 | 0 | 0 | 0 | 0 | 0 | 0 | 0 | 2009 Qtr 1: 0; 2009 Qtr 2: 0; 2009 Qtr 3: 0; 2009 Qtr 4: 1.34; 2010 Qtr 1: 0; 2010 Qtr 2: 0; 2010 Qtr 3: 0; 2010 Qtr 4: 0; 2011 Qtr 1: 0; 2011 Qtr 2: 0; 2011 Qtr 3: 0; 2011 Qtr 4: 0 | 1.34
0 | 267044-Commercial Condensor Coil Cleaning (all units - savings at 50% of DEER) Com All CZ07 VintAll |  | System | Commercial | 01-ALC-AllCommercial-Cooling | 0 |  |  |  |  | 9.9998 | 10 | 0 | 0 | 0 | -0.0002249 | 60 |  | kWh | 0.047 | 0 | Commercial | [7 empty] | 3 | 0.78 |  |  |  | 1 | 2 | 0 | 0 | 0 | 0 | 0 | 0 | 0 | 0 | 0 | 0 | 2009 Qtr 1: 0; 2009 Qtr 2: 0; 2009 Qtr 3: 0; 2009 Qtr 4: 2; 2010 Qtr 1: 0; 2010 Qtr 2: 0; 2010 Qtr 3: 0; 2010 Qtr 4: 0; 2011 Qtr 1: 0; 2011 Qtr 2: 0; 2011 Qtr 3: 0; 2011 Qtr 4: 0 | 2
0 | 267029-Commercial HVAC Diagnostic/Tune-up Com All CZ07 VintAll |  | System | Commercial | 01-ALC-AllCommercial-Cooling | 0 |  |  |  |  | 72.1918 | 101.4199 | 0 | 0 | 0 | -29.2281 | 60.0094 |  | kWh | 0.046765 | 0 | Commercial | [7 empty] | 10 | 0.85 |  |  |  | 1 | 0.67 | 0 | 0 | 0 | 0 | 0 | 0 | 0 | 0 | 0 | 0 | 2009 Qtr 1: 0; 2009 Qtr 2: 0; 2009 Qtr 3: 0; 2009 Qtr 4: 0.67; 2010 Qtr 1: 0; 2010 Qtr 2: 0; 2010 Qtr 3: 0; 2010 Qtr 4: 0; 2011 Qtr 1: 0; 2011 Qtr 2: 0; 2011 Qtr 3: 0; 2011 Qtr 4: 0 | 0.67
0 | 267044-Commercial Condensor Coil Cleaning (all units - savings at 50% of DEER) Com All CZ07 VintAll |  | System | Commercial | 01-ALC-AllCommercial-Cooling | 0 |  |  |  |  | 9.9998 | 15 | 0 | 0 | 0 | -5.0002 | 60 |  | kWh | 0.047 | 0 | Commercial | [7 empty] | 3 | 0.78 |  |  |  | 1 | 1 | 0 | 0 | 0 | 0 | 0 | 0 | 0 | 0 | 0 | 0 | 2009 Qtr 1: 0; 2009 Qtr 2: 0; 2009 Qtr 3: 0; 2009 Qtr 4: 1; 2010 Qtr 1: 0; 2010 Qtr 2: 0; 2010 Qtr 3: 0; 2010 Qtr 4: 0; 2011 Qtr 1: 0; 2011 Qtr 2: 0; 2011 Qtr 3: 0; 2011 Qtr 4: 0 | 1
0 | 267029-Commercial HVAC Diagnostic/Tune-up Com All CZ07 VintAll |  | System | Commercial | 01-ALC-AllCommercial-Cooling | 0 |  |  |  |  | 72.1918 | 101.4199 | 0 | 0 | 0 | -29.2281 | 60.0094 |  | kWh | 0.046765 | 0 | Commercial | [7 empty] | 10 | 0.85 |  |  |  | 1 | 0.67 | 0 | 0 | 0 | 0 | 0 | 0 | 0 | 0 | 0 | 0 | 2009 Qtr 1: 0; 2009 Qtr 2: 0; 2009 Qtr 3: 0; 2009 Qtr 4: 0.67; 2010 Qtr 1: 0; 2010 Qtr 2: 0; 2010 Qtr 3: 0; 2010 Qtr 4: 0; 2011 Qtr 1: 0; 2011 Qtr 2: 0; 2011 Qtr 3: 0; 2011 Qtr 4: 0 | 0.67
0 | 267044-Commercial Condensor Coil Cleaning (all units - savings at 50% of DEER) Com All CZ07 VintAll |  | System | Commercial | 01-ALC-AllCommercial-Cooling | 0 |  |  |  |  | 9.9998 | 15 | 0 | 0 | 0 | -5.0002 | 60 |  | kWh | 0.047 | 0 | Commercial | [7 empty] | 3 | 0.78 |  |  |  | 1 | 1 | 0 | 0 | 0 | 0 | 0 | 0 | 0 | 0 | 0 | 0 | 2009 Qtr 1: 0; 2009 Qtr 2: 0; 2009 Qtr 3: 0; 2009 Qtr 4: 1; 2010 Qtr 1: 0; 2010 Qtr 2: 0; 2010 Qtr 3: 0; 2010 Qtr 4: 0; 2011 Qtr 1: 0; 2011 Qtr 2: 0; 2011 Qtr 3: 0; 2011 Qtr 4: 0 | 1
0 | 267029-Commercial HVAC Diagnostic/Tune-up Com All CZ07 VintAll |  | System | Commercial | 01-ALC-AllCommercial-Cooling | 0 |  |  |  |  | 72.1918 | 101.4199 | 0 | 0 | 0 | -29.2281 | 60.0094 |  | kWh | 0.046765 | 0 | Commercial | [7 empty] | 10 | 0.85 |  |  |  | 1 | 0.67 | 0 | 0 | 0 | 0 | 0 | 0 | 0 | 0 | 0 | 0 | 2009 Qtr 1: 0; 2009 Qtr 2: 0; 2009 Qtr 3: 0; 2009 Qtr 4: 0.67; 2010 Qtr 1: 0; 2010 Qtr 2: 0; 2010 Qtr 3: 0; 2010 Qtr 4: 0; 2011 Qtr 1: 0; 2011 Qtr 2: 0; 2011 Qtr 3: 0; 2011 Qtr 4: 0 | 0.67
0 | 267044-Commercial Condensor Coil Cleaning (all units - savings at 50% of DEER) Com All CZ07 VintAll |  | System | Commercial | 01-ALC-AllCommercial-Cooling | 0 |  |  |  |  | 9.9998 | 15 | 0 | 0 | 0 | -5.0002 | 60 |  | kWh | 0.047 | 0 | Commercial | [7 empty] | 3 | 0.78 |  |  |  | 1 | 1 | 0 | 0 | 0 | 0 | 0 | 0 | 0 | 0 | 0 | 0 | 2009 Qtr 1: 0; 2009 Qtr 2: 0; 2009 Qtr 3: 0; 2009 Qtr 4: 1; 2010 Qtr 1: 0; 2010 Qtr 2: 0; 2010 Qtr 3: 0; 2010 Qtr 4: 0; 2011 Qtr 1: 0; 2011 Qtr 2: 0; 2011 Qtr 3: 0; 2011 Qtr 4: 0 | 1
0 | 267029-Commercial HVAC Diagnostic/Tune-up Com All CZ07 VintAll |  | System | Commercial | 01-ALC-AllCommercial-Cooling | 0 |  |  |  |  | 72.1918 | 101.4199 | 0 | 0 | 0 | -29.2281 | 60.0094 |  | kWh | 0.046765 | 0 | Commercial | [7 empty] | 10 | 0.85 |  |  |  | 1 | 0.67 | 0 | 0 | 0 | 0 | 0 | 0 | 0 | 0 | 0 | 0 | 2009 Qtr 1: 0; 2009 Qtr 2: 0; 2009 Qtr 3: 0; 2009 Qtr 4: 0.67; 2010 Qtr 1: 0; 2010 Qtr 2: 0; 2010 Qtr 3: 0; 2010 Qtr 4: 0; 2011 Qtr 1: 0; 2011 Qtr 2: 0; 2011 Qtr 3: 0; 2011 Qtr 4: 0 | 0.67
0 | 267044-Commercial Condensor Coil Cleaning (all units - savings at 50% of DEER) Com All CZ07 VintAll |  | System | Commercial | 01-ALC-AllCommercial-Cooling | 0 |  |  |  |  | 9.9998 | 15 | 0 | 0 | 0 | -5.0002 | 60 |  | kWh | 0.047 | 0 | Commercial | [7 empty] | 3 | 0.78 |  |  |  | 1 | 1 | 0 | 0 | 0 | 0 | 0 | 0 | 0 | 0 | 0 | 0 | 2009 Qtr 1: 0; 2009 Qtr 2: 0; 2009 Qtr 3: 0; 2009 Qtr 4: 1; 2010 Qtr 1: 0; 2010 Qtr 2: 0; 2010 Qtr 3: 0; 2010 Qtr 4: 0; 2011 Qtr 1: 0; 2011 Qtr 2: 0; 2011 Qtr 3: 0; 2011 Qtr 4: 0 | 1
0 | 267029-Commercial HVAC Diagnostic/Tune-up Com All CZ07 VintAll |  | System | Commercial | 01-ALC-AllCommercial-Cooling | 0 |  |  |  |  | 72.1918 | 101.4199 | 0 | 0 | 0 | -29.2281 | 60.0094 |  | kWh | 0.046765 | 0 | Commercial | [7 empty] | 10 | 0.85 |  |  |  | 1 | 0.67 | 0 | 0 | 0 | 0 | 0 | 0 | 0 | 0 | 0 | 0 | 2009 Qtr 1: 0; 2009 Qtr 2: 0; 2009 Qtr 3: 0; 2009 Qtr 4: 0.67; 2010 Qtr 1: 0; 2010 Qtr 2: 0; 2010 Qtr 3: 0; 2010 Qtr 4: 0; 2011 Qtr 1: 0; 2011 Qtr 2: 0; 2011 Qtr 3: 0; 2011 Qtr 4: 0 | 0.67
0 | 267044-Commercial Condensor Coil Cleaning (all units - savings at 50% of DEER) Com All CZ07 VintAll |  | System | Commercial | 01-ALC-AllCommercial-Cooling | 0 |  |  |  |  | 9.9998 | 15 | 0 | 0 | 0 | -5.0002 | 60 |  | kWh | 0.047 | 0 | Commercial | [7 empty] | 3 | 0.78 |  |  |  | 1 | 1 | 0 | 0 | 0 | 0 | 0 | 0 | 0 | 0 | 0 | 0 | 2009 Qtr 1: 0; 2009 Qtr 2: 0; 2009 Qtr 3: 0; 2009 Qtr 4: 1; 2010 Qtr 1: 0; 2010 Qtr 2: 0; 2010 Qtr 3: 0; 2010 Qtr 4: 0; 2011 Qtr 1: 0; 2011 Qtr 2: 0; 2011 Qtr 3: 0; 2011 Qtr 4: 0 | 1
0 | 267029-Commercial HVAC Diagnostic/Tune-up Com All CZ07 VintAll |  | System | Commercial | 01-ALC-AllCommercial-Cooling | 0 |  |  |  |  | 72.1918 | 67.6133 | 0 | 0 | 0 | 4.5785 | 60.0094 |  | kWh | 0.046765 | 0 | Commercial | [7 empty] | 10 | 0.85 |  |  |  | 1 | 1.34 | 0 | 0 | 0 | 0 | 0 | 0 | 0 | 0 | 0 | 0 | 2009 Qtr 1: 0; 2009 Qtr 2: 0; 2009 Qtr 3: 0; 2009 Qtr 4: 1.34; 2010 Qtr 1: 0; 2010 Qtr 2: 0; 2010 Qtr 3: 0; 2010 Qtr 4: 0; 2011 Qtr 1: 0; 2011 Qtr 2: 0; 2011 Qtr 3: 0; 2011 Qtr 4: 0 | 1.34
0 | 267044-Commercial Condensor Coil Cleaning (all units - savings at 50% of DEER) Com All CZ07 VintAll |  | System | Commercial | 01-ALC-AllCommercial-Cooling | 0 |  |  |  |  | 9.9998 | 10 | 0 | 0 | 0 | -0.0002249 | 60 |  | kWh | 0.047 | 0 | Commercial | [7 empty] | 3 | 0.78 |  |  |  | 1 | 2 | 0 | 0 | 0 | 0 | 0 | 0 | 0 | 0 | 0 | 0 | 2009 Qtr 1: 0; 2009 Qtr 2: 0; 2009 Qtr 3: 0; 2009 Qtr 4: 2; 2010 Qtr 1: 0; 2010 Qtr 2: 0; 2010 Qtr 3: 0; 2010 Qtr 4: 0; 2011 Qtr 1: 0; 2011 Qtr 2: 0; 2011 Qtr 3: 0; 2011 Qtr 4: 0 | 2
0 | 267029-Commercial HVAC Diagnostic/Tune-up Com All CZ07 VintAll |  | System | Commercial | 01-ALC-AllCommercial-Cooling | 0 |  |  |  |  | 72.1918 | 101.4199 | 0 | 0 | 0 | -29.2281 | 60.0094 |  | kWh | 0.046765 | 0 | Commercial | [7 empty] | 10 | 0.85 |  |  |  | 1 | 0.67 | 0 | 0 | 0 | 0 | 0 | 0 | 0 | 0 | 0 | 0 | 2009 Qtr 1: 0; 2009 Qtr 2: 0; 2009 Qtr 3: 0; 2009 Qtr 4: 0.67; 2010 Qtr 1: 0; 2010 Qtr 2: 0; 2010 Qtr 3: 0; 2010 Qtr 4: 0; 2011 Qtr 1: 0; 2011 Qtr 2: 0; 2011 Qtr 3: 0; 2011 Qtr 4: 0 | 0.67
0 | 267044-Commercial Condensor Coil Cleaning (all units - savings at 50% of DEER) Com All CZ07 VintAll |  | System | Commercial | 01-ALC-AllCommercial-Cooling | 0 |  |  |  |  | 9.9998 | 15 | 0 | 0 | 0 | -5.0002 | 60 |  | kWh | 0.047 | 0 | Commercial | [7 empty] | 3 | 0.78 |  |  |  | 1 | 1 | 0 | 0 | 0 | 0 | 0 | 0 | 0 | 0 | 0 | 0 | 2009 Qtr 1: 0; 2009 Qtr 2: 0; 2009 Qtr 3: 0; 2009 Qtr 4: 1; 2010 Qtr 1: 0; 2010 Qtr 2: 0; 2010 Qtr 3: 0; 2010 Qtr 4: 0; 2011 Qtr 1: 0; 2011 Qtr 2: 0; 2011 Qtr 3: 0; 2011 Qtr 4: 0 | 1
0 | 267029-Commercial HVAC Diagnostic/Tune-up Com All CZ07 VintAll |  | System | Commercial | 01-ALC-AllCommercial-Cooling | 0 |  |  |  |  | 72.1918 | 101.4199 | 0 | 0 | 0 | -29.2281 | 60.0094 |  | kWh | 0.046765 | 0 | Commercial | [7 empty] | 10 | 0.85 |  |  |  | 1 | 0.67 | 0 | 0 | 0 | 0 | 0 | 0 | 0 | 0 | 0 | 0 | 2009 Qtr 1: 0; 2009 Qtr 2: 0; 2009 Qtr 3: 0; 2009 Qtr 4: 0.67; 2010 Qtr 1: 0; 2010 Qtr 2: 0; 2010 Qtr 3: 0; 2010 Qtr 4: 0; 2011 Qtr 1: 0; 2011 Qtr 2: 0; 2011 Qtr 3: 0; 2011 Qtr 4: 0 | 0.67
0 | 267044-Commercial Condensor Coil Cleaning (all units - savings at 50% of DEER) Com All CZ07 VintAll |  | System | Commercial | 01-ALC-AllCommercial-Cooling | 0 |  |  |  |  | 9.9998 | 15 | 0 | 0 | 0 | -5.0002 | 60 |  | kWh | 0.047 | 0 | Commercial | [7 empty] | 3 | 0.78 |  |  |  | 1 | 1 | 0 | 0 | 0 | 0 | 0 | 0 | 0 | 0 | 0 | 0 | 2009 Qtr 1: 0; 2009 Qtr 2: 0; 2009 Qtr 3: 0; 2009 Qtr 4: 1; 2010 Qtr 1: 0; 2010 Qtr 2: 0; 2010 Qtr 3: 0; 2010 Qtr 4: 0; 2011 Qtr 1: 0; 2011 Qtr 2: 0; 2011 Qtr 3: 0; 2011 Qtr 4: 0 | 1
0 | 267029-Commercial HVAC Diagnostic/Tune-up Com All CZ07 VintAll |  | System | Commercial | 01-ALC-AllCommercial-Cooling | 0 |  |  |  |  | 72.1918 | 101.4199 | 0 | 0 | 0 | -29.2281 | 60.0094 |  | kWh | 0.046765 | 0 | Commercial | [7 empty] | 10 | 0.85 |  |  |  | 1 | 0.67 | 0 | 0 | 0 | 0 | 0 | 0 | 0 | 0 | 0 | 0 | 2009 Qtr 1: 0; 2009 Qtr 2: 0; 2009 Qtr 3: 0; 2009 Qtr 4: 0.67; 2010 Qtr 1: 0; 2010 Qtr 2: 0; 2010 Qtr 3: 0; 2010 Qtr 4: 0; 2011 Qtr 1: 0; 2011 Qtr 2: 0; 2011 Qtr 3: 0; 2011 Qtr 4: 0 | 0.67
0 | 267044-Commercial Condensor Coil Cleaning (all units - savings at 50% of DEER) Com All CZ07 VintAll |  | System | Commercial | 01-ALC-AllCommercial-Cooling | 0 |  |  |  |  | 9.9998 | 15 | 0 | 0 | 0 | -5.0002 | 60 |  | kWh | 0.047 | 0 | Commercial | [7 empty] | 3 | 0.78 |  |  |  | 1 | 1 | 0 | 0 | 0 | 0 | 0 | 0 | 0 | 0 | 0 | 0 | 2009 Qtr 1: 0; 2009 Qtr 2: 0; 2009 Qtr 3: 0; 2009 Qtr 4: 1; 2010 Qtr 1: 0; 2010 Qtr 2: 0; 2010 Qtr 3: 0; 2010 Qtr 4: 0; 2011 Qtr 1: 0; 2011 Qtr 2: 0; 2011 Qtr 3: 0; 2011 Qtr 4: 0 | 1
0 | 267029-Commercial HVAC Diagnostic/Tune-up Com All CZ07 VintAll |  | System | Commercial | 01-ALC-AllCommercial-Cooling | 0 |  |  |  |  | 72.1918 | 101.4199 | 0 | 0 | 0 | -29.2281 | 60.0094 |  | kWh | 0.046765 | 0 | Commercial | [7 empty] | 10 | 0.85 |  |  |  | 1 | 0.67 | 0 | 0 | 0 | 0 | 0 | 0 | 0 | 0 | 0 | 0 | 2009 Qtr 1: 0; 2009 Qtr 2: 0; 2009 Qtr 3: 0; 2009 Qtr 4: 0.67; 2010 Qtr 1: 0; 2010 Qtr 2: 0; 2010 Qtr 3: 0; 2010 Qtr 4: 0; 2011 Qtr 1: 0; 2011 Qtr 2: 0; 2011 Qtr 3: 0; 2011 Qtr 4: 0 | 0.67
0 | 267044-Commercial Condensor Coil Cleaning (all units - savings at 50% of DEER) Com All CZ07 VintAll |  | System | Commercial | 01-ALC-AllCommercial-Cooling | 0 |  |  |  |  | 9.9998 | 15 | 0 | 0 | 0 | -5.0002 | 60 |  | kWh | 0.047 | 0 | Commercial | [7 empty] | 3 | 0.78 |  |  |  | 1 | 1 | 0 | 0 | 0 | 0 | 0 | 0 | 0 | 0 | 0 | 0 | 2009 Qtr 1: 0; 2009 Qtr 2: 0; 2009 Qtr 3: 0; 2009 Qtr 4: 1; 2010 Qtr 1: 0; 2010 Qtr 2: 0; 2010 Qtr 3: 0; 2010 Qtr 4: 0; 2011 Qtr 1: 0; 2011 Qtr 2: 0; 2011 Qtr 3: 0; 2011 Qtr 4: 0 | 1
0 | 267029-Commercial HVAC Diagnostic/Tune-up Com All CZ07 VintAll |  | System | Commercial | 01-ALC-AllCommercial-Cooling | 0 |  |  |  |  | 72.1918 | 67.6133 | 0 | 0 | 0 | 4.5785 | 60.0094 |  | kWh | 0.046765 | 0 | Commercial | [7 empty] | 10 | 0.85 |  |  |  | 1 | 1.34 | 0 | 0 | 0 | 0 | 0 | 0 | 0 | 0 | 0 | 0 | 2009 Qtr 1: 0; 2009 Qtr 2: 0; 2009 Qtr 3: 0; 2009 Qtr 4: 1.34; 2010 Qtr 1: 0; 2010 Qtr 2: 0; 2010 Qtr 3: 0; 2010 Qtr 4: 0; 2011 Qtr 1: 0; 2011 Qtr 2: 0; 2011 Qtr 3: 0; 2011 Qtr 4: 0 | 1.34
0 | 267044-Commercial Condensor Coil Cleaning (all units - savings at 50% of DEER) Com All CZ07 VintAll |  | System | Commercial | 01-ALC-AllCommercial-Cooling | 0 |  |  |  |  | 9.9998 | 10 | 0 | 0 | 0 | -0.0002249 | 60 |  | kWh | 0.047 | 0 | Commercial | [7 empty] | 3 | 0.78 |  |  |  | 1 | 2 | 0 | 0 | 0 | 0 | 0 | 0 | 0 | 0 | 0 | 0 | 2009 Qtr 1: 0; 2009 Qtr 2: 0; 2009 Qtr 3: 0; 2009 Qtr 4: 2; 2010 Qtr 1: 0; 2010 Qtr 2: 0; 2010 Qtr 3: 0; 2010 Qtr 4: 0; 2011 Qtr 1: 0; 2011 Qtr 2: 0; 2011 Qtr 3: 0; 2011 Qtr 4: 0 | 2
0 | 267029-Commercial HVAC Diagnostic/Tune-up Com All CZ07 VintAll |  | System | Commercial | 01-ALC-AllCommercial-Cooling | 0 |  |  |  |  | 72.1918 | 101.4199 | 0 | 0 | 0 | -29.2281 | 60.0094 |  | kWh | 0.046765 | 0 | Commercial | [7 empty] | 10 | 0.85 |  |  |  | 1 | 0.67 | 0 | 0 | 0 | 0 | 0 | 0 | 0 | 0 | 0 | 0 | 2009 Qtr 1: 0; 2009 Qtr 2: 0; 2009 Qtr 3: 0; 2009 Qtr 4: 0.67; 2010 Qtr 1: 0; 2010 Qtr 2: 0; 2010 Qtr 3: 0; 2010 Qtr 4: 0; 2011 Qtr 1: 0; 2011 Qtr 2: 0; 2011 Qtr 3: 0; 2011 Qtr 4: 0 | 0.67
0 | 267044-Commercial Condensor Coil Cleaning (all units - savings at 50% of DEER) Com All CZ07 VintAll |  | System | Commercial | 01-ALC-AllCommercial-Cooling | 0 |  |  |  |  | 9.9998 | 15 | 0 | 0 | 0 | -5.0002 | 60 |  | kWh | 0.047 | 0 | Commercial | [7 empty] | 3 | 0.78 |  |  |  | 1 | 1 | 0 | 0 | 0 | 0 | 0 | 0 | 0 | 0 | 0 | 0 | 2009 Qtr 1: 0; 2009 Qtr 2: 0; 2009 Qtr 3: 0; 2009 Qtr 4: 1; 2010 Qtr 1: 0; 2010 Qtr 2: 0; 2010 Qtr 3: 0; 2010 Qtr 4: 0; 2011 Qtr 1: 0; 2011 Qtr 2: 0; 2011 Qtr 3: 0; 2011 Qtr 4: 0 | 1
0 | 267029-Commercial HVAC Diagnostic/Tune-up Com All CZ07 VintAll |  | System | Commercial | 01-ALC-AllCommercial-Cooling | 0 |  |  |  |  | 72.1918 | 101.4199 | 0 | 0 | 0 | -29.2281 | 60.0094 |  | kWh | 0.046765 | 0 | Commercial | [7 empty] | 10 | 0.85 |  |  |  | 1 | 0.67 | 0 | 0 | 0 | 0 | 0 | 0 | 0 | 0 | 0 | 0 | 2009 Qtr 1: 0; 2009 Qtr 2: 0; 2009 Qtr 3: 0; 2009 Qtr 4: 0.67; 2010 Qtr 1: 0; 2010 Qtr 2: 0; 2010 Qtr 3: 0; 2010 Qtr 4: 0; 2011 Qtr 1: 0; 2011 Qtr 2: 0; 2011 Qtr 3: 0; 2011 Qtr 4: 0 | 0.67
0 | 267044-Commercial Condensor Coil Cleaning (all units - savings at 50% of DEER) Com All CZ07 VintAll |  | System | Commercial | 01-ALC-AllCommercial-Cooling | 0 |  |  |  |  | 9.9998 | 15 | 0 | 0 | 0 | -5.0002 | 60 |  | kWh | 0.047 | 0 | Commercial | [7 empty] | 3 | 0.78 |  |  |  | 1 | 1 | 0 | 0 | 0 | 0 | 0 | 0 | 0 | 0 | 0 | 0 | 2009 Qtr 1: 0; 2009 Qtr 2: 0; 2009 Qtr 3: 0; 2009 Qtr 4: 1; 2010 Qtr 1: 0; 2010 Qtr 2: 0; 2010 Qtr 3: 0; 2010 Qtr 4: 0; 2011 Qtr 1: 0; 2011 Qtr 2: 0; 2011 Qtr 3: 0; 2011 Qtr 4: 0 | 1
0 | 267029-Commercial HVAC Diagnostic/Tune-up Com All CZ07 VintAll |  | System | Commercial | 01-ALC-AllCommercial-Cooling | 0 |  |  |  |  | 72.1918 | 101.4199 | 0 | 0 | 0 | -29.2281 | 60.0094 |  | kWh | 0.046765 | 0 | Commercial | [7 empty] | 10 | 0.85 |  |  |  | 1 | 0.67 | 0 | 0 | 0 | 0 | 0 | 0 | 0 | 0 | 0 | 0 | 2009 Qtr 1: 0; 2009 Qtr 2: 0; 2009 Qtr 3: 0; 2009 Qtr 4: 0.67; 2010 Qtr 1: 0; 2010 Qtr 2: 0; 2010 Qtr 3: 0; 2010 Qtr 4: 0; 2011 Qtr 1: 0; 2011 Qtr 2: 0; 2011 Qtr 3: 0; 2011 Qtr 4: 0 | 0.67
0 | 267044-Commercial Condensor Coil Cleaning (all units - savings at 50% of DEER) Com All CZ07 VintAll |  | System | Commercial | 01-ALC-AllCommercial-Cooling | 0 |  |  |  |  | 9.9998 | 15 | 0 | 0 | 0 | -5.0002 | 60 |  | kWh | 0.047 | 0 | Commercial | [7 empty] | 3 | 0.78 |  |  |  | 1 | 1 | 0 | 0 | 0 | 0 | 0 | 0 | 0 | 0 | 0 | 0 | 2009 Qtr 1: 0; 2009 Qtr 2: 0; 2009 Qtr 3: 0; 2009 Qtr 4: 1; 2010 Qtr 1: 0; 2010 Qtr 2: 0; 2010 Qtr 3: 0; 2010 Qtr 4: 0; 2011 Qtr 1: 0; 2011 Qtr 2: 0; 2011 Qtr 3: 0; 2011 Qtr 4: 0 | 1
0 | 267029-Commercial HVAC Diagnostic/Tune-up Com All CZ07 VintAll |  | System | Commercial | 01-ALC-AllCommercial-Cooling | 0 |  |  |  |  | 72.1918 | 101.4199 | 0 | 0 | 0 | -29.2281 | 60.0094 |  | kWh | 0.046765 | 0 | Commercial | [7 empty] | 10 | 0.85 |  |  |  | 1 | 0.67 | 0 | 0 | 0 | 0 | 0 | 0 | 0 | 0 | 0 | 0 | 2009 Qtr 1: 0; 2009 Qtr 2: 0; 2009 Qtr 3: 0; 2009 Qtr 4: 0.67; 2010 Qtr 1: 0; 2010 Qtr 2: 0; 2010 Qtr 3: 0; 2010 Qtr 4: 0; 2011 Qtr 1: 0; 2011 Qtr 2: 0; 2011 Qtr 3: 0; 2011 Qtr 4: 0 | 0.67
0 | 267044-Commercial Condensor Coil Cleaning (all units - savings at 50% of DEER) Com All CZ07 VintAll |  | System | Commercial | 01-ALC-AllCommercial-Cooling | 0 |  |  |  |  | 9.9998 | 15 | 0 | 0 | 0 | -5.0002 | 60 |  | kWh | 0.047 | 0 | Commercial | [7 empty] | 3 | 0.78 |  |  |  | 1 | 1 | 0 | 0 | 0 | 0 | 0 | 0 | 0 | 0 | 0 | 0 | 2009 Qtr 1: 0; 2009 Qtr 2: 0; 2009 Qtr 3: 0; 2009 Qtr 4: 1; 2010 Qtr 1: 0; 2010 Qtr 2: 0; 2010 Qtr 3: 0; 2010 Qtr 4: 0; 2011 Qtr 1: 0; 2011 Qtr 2: 0; 2011 Qtr 3: 0; 2011 Qtr 4: 0 | 1
0 | 267029-Commercial HVAC Diagnostic/Tune-up Com All CZ07 VintAll |  | System | Commercial | 01-ALC-AllCommercial-Cooling | 0 |  |  |  |  | 72.1918 | 101.4199 | 0 | 0 | 0 | -29.2281 | 60.0094 |  | kWh | 0.046765 | 0 | Commercial | [7 empty] | 10 | 0.85 |  |  |  | 1 | 0.67 | 0 | 0 | 0 | 0 | 0 | 0 | 0 | 0 | 0 | 0 | 2009 Qtr 1: 0; 2009 Qtr 2: 0; 2009 Qtr 3: 0; 2009 Qtr 4: 0.67; 2010 Qtr 1: 0; 2010 Qtr 2: 0; 2010 Qtr 3: 0; 2010 Qtr 4: 0; 2011 Qtr 1: 0; 2011 Qtr 2: 0; 2011 Qtr 3: 0; 2011 Qtr 4: 0 | 0.67
0 | 267044-Commercial Condensor Coil Cleaning (all units - savings at 50% of DEER) Com All CZ07 VintAll |  | System | Commercial | 01-ALC-AllCommercial-Cooling | 0 |  |  |  |  | 9.9998 | 15 | 0 | 0 | 0 | -5.0002 | 60 |  | kWh | 0.047 | 0 | Commercial | [7 empty] | 3 | 0.78 |  |  |  | 1 | 1 | 0 | 0 | 0 | 0 | 0 | 0 | 0 | 0 | 0 | 0 | 2009 Qtr 1: 0; 2009 Qtr 2: 0; 2009 Qtr 3: 0; 2009 Qtr 4: 1; 2010 Qtr 1: 0; 2010 Qtr 2: 0; 2010 Qtr 3: 0; 2010 Qtr 4: 0; 2011 Qtr 1: 0; 2011 Qtr 2: 0; 2011 Qtr 3: 0; 2011 Qtr 4: 0 | 1
0 | 267029-Commercial HVAC Diagnostic/Tune-up Com All CZ07 VintAll |  | System | Commercial | 01-ALC-AllCommercial-Cooling | 0 |  |  |  |  | 72.1918 | 67.6133 | 0 | 0 | 0 | 4.5785 | 60.0094 |  | kWh | 0.046765 | 0 | Commercial | [7 empty] | 10 | 0.85 |  |  |  | 1 | 1.34 | 0 | 0 | 0 | 0 | 0 | 0 | 0 | 0 | 0 | 0 | 2009 Qtr 1: 0; 2009 Qtr 2: 0; 2009 Qtr 3: 0; 2009 Qtr 4: 1.34; 2010 Qtr 1: 0; 2010 Qtr 2: 0; 2010 Qtr 3: 0; 2010 Qtr 4: 0; 2011 Qtr 1: 0; 2011 Qtr 2: 0; 2011 Qtr 3: 0; 2011 Qtr 4: 0 | 1.34
0 | 267044-Commercial Condensor Coil Cleaning (all units - savings at 50% of DEER) Com All CZ07 VintAll |  | System | Commercial | 01-ALC-AllCommercial-Cooling | 0 |  |  |  |  | 9.9998 | 10 | 0 | 0 | 0 | -0.0002249 | 60 |  | kWh | 0.047 | 0 | Commercial | [7 empty] | 3 | 0.78 |  |  |  | 1 | 2 | 0 | 0 | 0 | 0 | 0 | 0 | 0 | 0 | 0 | 0 | 2009 Qtr 1: 0; 2009 Qtr 2: 0; 2009 Qtr 3: 0; 2009 Qtr 4: 2; 2010 Qtr 1: 0; 2010 Qtr 2: 0; 2010 Qtr 3: 0; 2010 Qtr 4: 0; 2011 Qtr 1: 0; 2011 Qtr 2: 0; 2011 Qtr 3: 0; 2011 Qtr 4: 0 | 2
0 | 267029-Commercial HVAC Diagnostic/Tune-up Com All CZ07 VintAll |  | System | Commercial | 01-ALC-AllCommercial-Cooling | 0 |  |  |  |  | 72.1918 | 101.4199 | 0 | 0 | 0 | -29.2281 | 60.0094 |  | kWh | 0.046765 | 0 | Commercial | [7 empty] | 10 | 0.85 |  |  |  | 1 | 0.67 | 0 | 0 | 0 | 0 | 0 | 0 | 0 | 0 | 0 | 0 | 2009 Qtr 1: 0; 2009 Qtr 2: 0; 2009 Qtr 3: 0; 2009 Qtr 4: 0.67; 2010 Qtr 1: 0; 2010 Qtr 2: 0; 2010 Qtr 3: 0; 2010 Qtr 4: 0; 2011 Qtr 1: 0; 2011 Qtr 2: 0; 2011 Qtr 3: 0; 2011 Qtr 4: 0 | 0.67
0 | 267044-Commercial Condensor Coil Cleaning (all units - savings at 50% of DEER) Com All CZ07 VintAll |  | System | Commercial | 01-ALC-AllCommercial-Cooling | 0 |  |  |  |  | 9.9998 | 15 | 0 | 0 | 0 | -5.0002 | 60 |  | kWh | 0.047 | 0 | Commercial | [7 empty] | 3 | 0.78 |  |  |  | 1 | 1 | 0 | 0 | 0 | 0 | 0 | 0 | 0 | 0 | 0 | 0 | 2009 Qtr 1: 0; 2009 Qtr 2: 0; 2009 Qtr 3: 0; 2009 Qtr 4: 1; 2010 Qtr 1: 0; 2010 Qtr 2: 0; 2010 Qtr 3: 0; 2010 Qtr 4: 0; 2011 Qtr 1: 0; 2011 Qtr 2: 0; 2011 Qtr 3: 0; 2011 Qtr 4: 0 | 1
0 | 267029-Commercial HVAC Diagnostic/Tune-up Com All CZ07 VintAll |  | System | Commercial | 01-ALC-AllCommercial-Cooling | 0 |  |  |  |  | 72.1918 | 101.4199 | 0 | 0 | 0 | -29.2281 | 60.0094 |  | kWh | 0.046765 | 0 | Commercial | [7 empty] | 10 | 0.85 |  |  |  | 1 | 0.67 | 0 | 0 | 0 | 0 | 0 | 0 | 0 | 0 | 0 | 0 | 2009 Qtr 1: 0; 2009 Qtr 2: 0; 2009 Qtr 3: 0; 2009 Qtr 4: 0.67; 2010 Qtr 1: 0; 2010 Qtr 2: 0; 2010 Qtr 3: 0; 2010 Qtr 4: 0; 2011 Qtr 1: 0; 2011 Qtr 2: 0; 2011 Qtr 3: 0; 2011 Qtr 4: 0 | 0.67
0 | 267044-Commercial Condensor Coil Cleaning (all units - savings at 50% of DEER) Com All CZ07 VintAll |  | System | Commercial | 01-ALC-AllCommercial-Cooling | 0 |  |  |  |  | 9.9998 | 15 | 0 | 0 | 0 | -5.0002 | 60 |  | kWh | 0.047 | 0 | Commercial | [7 empty] | 3 | 0.78 |  |  |  | 1 | 1 | 0 | 0 | 0 | 0 | 0 | 0 | 0 | 0 | 0 | 0 | 2009 Qtr 1: 0; 2009 Qtr 2: 0; 2009 Qtr 3: 0; 2009 Qtr 4: 1; 2010 Qtr 1: 0; 2010 Qtr 2: 0; 2010 Qtr 3: 0; 2010 Qtr 4: 0; 2011 Qtr 1: 0; 2011 Qtr 2: 0; 2011 Qtr 3: 0; 2011 Qtr 4: 0 | 1
0 | 267029-Commercial HVAC Diagnostic/Tune-up Com All CZ07 VintAll |  | System | Commercial | 01-ALC-AllCommercial-Cooling | 0 |  |  |  |  | 72.1918 | 101.4199 | 0 | 0 | 0 | -29.2281 | 60.0094 |  | kWh | 0.046765 | 0 | Commercial | [7 empty] | 10 | 0.85 |  |  |  | 1 | 0.67 | 0 | 0 | 0 | 0 | 0 | 0 | 0 | 0 | 0 | 0 | 2009 Qtr 1: 0; 2009 Qtr 2: 0; 2009 Qtr 3: 0; 2009 Qtr 4: 0.67; 2010 Qtr 1: 0; 2010 Qtr 2: 0; 2010 Qtr 3: 0; 2010 Qtr 4: 0; 2011 Qtr 1: 0; 2011 Qtr 2: 0; 2011 Qtr 3: 0; 2011 Qtr 4: 0 | 0.67
0 | 267044-Commercial Condensor Coil Cleaning (all units - savings at 50% of DEER) Com All CZ07 VintAll |  | System | Commercial | 01-ALC-AllCommercial-Cooling | 0 |  |  |  |  | 9.9998 | 15 | 0 | 0 | 0 | -5.0002 | 60 |  | kWh | 0.047 | 0 | Commercial | [7 empty] | 3 | 0.78 |  |  |  | 1 | 1 | 0 | 0 | 0 | 0 | 0 | 0 | 0 | 0 | 0 | 0 | 2009 Qtr 1: 0; 2009 Qtr 2: 0; 2009 Qtr 3: 0; 2009 Qtr 4: 1; 2010 Qtr 1: 0; 2010 Qtr 2: 0; 2010 Qtr 3: 0; 2010 Qtr 4: 0; 2011 Qtr 1: 0; 2011 Qtr 2: 0; 2011 Qtr 3: 0; 2011 Qtr 4: 0 | 1
0 | 267029-Commercial HVAC Diagnostic/Tune-up Com All CZ07 VintAll |  | System | Commercial | 01-ALC-AllCommercial-Cooling | 0 |  |  |  |  | 72.1918 | 101.4199 | 0 | 0 | 0 | -29.2281 | 60.0094 |  | kWh | 0.046765 | 0 | Commercial | [7 empty] | 10 | 0.85 |  |  |  | 1 | 0.67 | 0 | 0 | 0 | 0 | 0 | 0 | 0 | 0 | 0 | 0 | 2009 Qtr 1: 0; 2009 Qtr 2: 0; 2009 Qtr 3: 0; 2009 Qtr 4: 0.67; 2010 Qtr 1: 0; 2010 Qtr 2: 0; 2010 Qtr 3: 0; 2010 Qtr 4: 0; 2011 Qtr 1: 0; 2011 Qtr 2: 0; 2011 Qtr 3: 0; 2011 Qtr 4: 0 | 0.67
0 | 267044-Commercial Condensor Coil Cleaning (all units - savings at 50% of DEER) Com All CZ07 VintAll |  | System | Commercial | 01-ALC-AllCommercial-Cooling | 0 |  |  |  |  | 9.9998 | 15 | 0 | 0 | 0 | -5.0002 | 60 |  | kWh | 0.047 | 0 | Commercial | [7 empty] | 3 | 0.78 |  |  |  | 1 | 1 | 0 | 0 | 0 | 0 | 0 | 0 | 0 | 0 | 0 | 0 | 2009 Qtr 1: 0; 2009 Qtr 2: 0; 2009 Qtr 3: 0; 2009 Qtr 4: 1; 2010 Qtr 1: 0; 2010 Qtr 2: 0; 2010 Qtr 3: 0; 2010 Qtr 4: 0; 2011 Qtr 1: 0; 2011 Qtr 2: 0; 2011 Qtr 3: 0; 2011 Qtr 4: 0 | 1
0 | 267029-Commercial HVAC Diagnostic/Tune-up Com All CZ07 VintAll |  | System | Commercial | 01-ALC-AllCommercial-Cooling | 0 |  |  |  |  | 72.1918 | 67.6133 | 0 | 0 | 0 | 4.5785 | 60.0094 |  | kWh | 0.046765 | 0 | Commercial | [7 empty] | 10 | 0.85 |  |  |  | 1 | 1.34 | 0 | 0 | 0 | 0 | 0 | 0 | 0 | 0 | 0 | 0 | 2009 Qtr 1: 0; 2009 Qtr 2: 0; 2009 Qtr 3: 0; 2009 Qtr 4: 1.34; 2010 Qtr 1: 0; 2010 Qtr 2: 0; 2010 Qtr 3: 0; 2010 Qtr 4: 0; 2011 Qtr 1: 0; 2011 Qtr 2: 0; 2011 Qtr 3: 0; 2011 Qtr 4: 0 | 1.34
0 | 267044-Commercial Condensor Coil Cleaning (all units - savings at 50% of DEER) Com All CZ07 VintAll |  | System | Commercial | 01-ALC-AllCommercial-Cooling | 0 |  |  |  |  | 9.9998 | 10 | 0 | 0 | 0 | -0.0002249 | 60 |  | kWh | 0.047 | 0 | Commercial | [7 empty] | 3 | 0.78 |  |  |  | 1 | 2 | 0 | 0 | 0 | 0 | 0 | 0 | 0 | 0 | 0 | 0 | 2009 Qtr 1: 0; 2009 Qtr 2: 0; 2009 Qtr 3: 0; 2009 Qtr 4: 2; 2010 Qtr 1: 0; 2010 Qtr 2: 0; 2010 Qtr 3: 0; 2010 Qtr 4: 0; 2011 Qtr 1: 0; 2011 Qtr 2: 0; 2011 Qtr 3: 0; 2011 Qtr 4: 0 | 2
0 | 267029-Commercial HVAC Diagnostic/Tune-up Com All CZ07 VintAll |  | System | Commercial | 01-ALC-AllCommercial-Cooling | 0 |  |  |  |  | 72.1918 | 101.4199 | 0 | 0 | 0 | -29.2281 | 60.0094 |  | kWh | 0.046765 | 0 | Commercial | [7 empty] | 10 | 0.85 |  |  |  | 1 | 0.67 | 0 | 0 | 0 | 0 | 0 | 0 | 0 | 0 | 0 | 0 | 2009 Qtr 1: 0; 2009 Qtr 2: 0; 2009 Qtr 3: 0; 2009 Qtr 4: 0.67; 2010 Qtr 1: 0; 2010 Qtr 2: 0; 2010 Qtr 3: 0; 2010 Qtr 4: 0; 2011 Qtr 1: 0; 2011 Qtr 2: 0; 2011 Qtr 3: 0; 2011 Qtr 4: 0 | 0.67
0 | 267044-Commercial Condensor Coil Cleaning (all units - savings at 50% of DEER) Com All CZ07 VintAll |  | System | Commercial | 01-ALC-AllCommercial-Cooling | 0 |  |  |  |  | 9.9998 | 15 | 0 | 0 | 0 | -5.0002 | 60 |  | kWh | 0.047 | 0 | Commercial | [7 empty] | 3 | 0.78 |  |  |  | 1 | 1 | 0 | 0 | 0 | 0 | 0 | 0 | 0 | 0 | 0 | 0 | 2009 Qtr 1: 0; 2009 Qtr 2: 0; 2009 Qtr 3: 0; 2009 Qtr 4: 1; 2010 Qtr 1: 0; 2010 Qtr 2: 0; 2010 Qtr 3: 0; 2010 Qtr 4: 0; 2011 Qtr 1: 0; 2011 Qtr 2: 0; 2011 Qtr 3: 0; 2011 Qtr 4: 0 | 1
0 | 267029-Commercial HVAC Diagnostic/Tune-up Com All CZ07 VintAll |  | System | Commercial | 01-ALC-AllCommercial-Cooling | 0 |  |  |  |  | 72.1918 | 101.4199 | 0 | 0 | 0 | -29.2281 | 60.0094 |  | kWh | 0.046765 | 0 | Commercial | [7 empty] | 10 | 0.85 |  |  |  | 1 | 0.67 | 0 | 0 | 0 | 0 | 0 | 0 | 0 | 0 | 0 | 0 | 2009 Qtr 1: 0; 2009 Qtr 2: 0; 2009 Qtr 3: 0; 2009 Qtr 4: 0.67; 2010 Qtr 1: 0; 2010 Qtr 2: 0; 2010 Qtr 3: 0; 2010 Qtr 4: 0; 2011 Qtr 1: 0; 2011 Qtr 2: 0; 2011 Qtr 3: 0; 2011 Qtr 4: 0 | 0.67
0 | 267044-Commercial Condensor Coil Cleaning (all units - savings at 50% of DEER) Com All CZ07 VintAll |  | System | Commercial | 01-ALC-AllCommercial-Cooling | 0 |  |  |  |  | 9.9998 | 15 | 0 | 0 | 0 | -5.0002 | 60 |  | kWh | 0.047 | 0 | Commercial | [7 empty] | 3 | 0.78 |  |  |  | 1 | 1 | 0 | 0 | 0 | 0 | 0 | 0 | 0 | 0 | 0 | 0 | 2009 Qtr 1: 0; 2009 Qtr 2: 0; 2009 Qtr 3: 0; 2009 Qtr 4: 1; 2010 Qtr 1: 0; 2010 Qtr 2: 0; 2010 Qtr 3: 0; 2010 Qtr 4: 0; 2011 Qtr 1: 0; 2011 Qtr 2: 0; 2011 Qtr 3: 0; 2011 Qtr 4: 0 | 1
0 | 267029-Commercial HVAC Diagnostic/Tune-up Com All CZ07 VintAll |  | System | Commercial | 01-ALC-AllCommercial-Cooling | 0 |  |  |  |  | 72.1918 | 101.4199 | 0 | 0 | 0 | -29.2281 | 60.0094 |  | kWh | 0.046765 | 0 | Commercial | [7 empty] | 10 | 0.85 |  |  |  | 1 | 0.67 | 0 | 0 | 0 | 0 | 0 | 0 | 0 | 0 | 0 | 0 | 2009 Qtr 1: 0; 2009 Qtr 2: 0; 2009 Qtr 3: 0; 2009 Qtr 4: 0.67; 2010 Qtr 1: 0; 2010 Qtr 2: 0; 2010 Qtr 3: 0; 2010 Qtr 4: 0; 2011 Qtr 1: 0; 2011 Qtr 2: 0; 2011 Qtr 3: 0; 2011 Qtr 4: 0 | 0.67
0 | 267044-Commercial Condensor Coil Cleaning (all units - savings at 50% of DEER) Com All CZ07 VintAll |  | System | Commercial | 01-ALC-AllCommercial-Cooling | 0 |  |  |  |  | 9.9998 | 15 | 0 | 0 | 0 | -5.0002 | 60 |  | kWh | 0.047 | 0 | Commercial | [7 empty] | 3 | 0.78 |  |  |  | 1 | 1 | 0 | 0 | 0 | 0 | 0 | 0 | 0 | 0 | 0 | 0 | 2009 Qtr 1: 0; 2009 Qtr 2: 0; 2009 Qtr 3: 0; 2009 Qtr 4: 1; 2010 Qtr 1: 0; 2010 Qtr 2: 0; 2010 Qtr 3: 0; 2010 Qtr 4: 0; 2011 Qtr 1: 0; 2011 Qtr 2: 0; 2011 Qtr 3: 0; 2011 Qtr 4: 0 | 1
0 | 267029-Commercial HVAC Diagnostic/Tune-up Com All CZ07 VintAll |  | System | Commercial | 01-ALC-AllCommercial-Cooling | 0 |  |  |  |  | 72.1918 | 101.4199 | 0 | 0 | 0 | -29.2281 | 60.0094 |  | kWh | 0.046765 | 0 | Commercial | [7 empty] | 10 | 0.85 |  |  |  | 1 | 0.67 | 0 | 0 | 0 | 0 | 0 | 0 | 0 | 0 | 0 | 0 | 2009 Qtr 1: 0; 2009 Qtr 2: 0; 2009 Qtr 3: 0; 2009 Qtr 4: 0.67; 2010 Qtr 1: 0; 2010 Qtr 2: 0; 2010 Qtr 3: 0; 2010 Qtr 4: 0; 2011 Qtr 1: 0; 2011 Qtr 2: 0; 2011 Qtr 3: 0; 2011 Qtr 4: 0 | 0.67
0 | 267044-Commercial Condensor Coil Cleaning (all units - savings at 50% of DEER) Com All CZ07 VintAll |  | System | Commercial | 01-ALC-AllCommercial-Cooling | 0 |  |  |  |  | 9.9998 | 15 | 0 | 0 | 0 | -5.0002 | 60 |  | kWh | 0.047 | 0 | Commercial | [7 empty] | 3 | 0.78 |  |  |  | 1 | 1 | 0 | 0 | 0 | 0 | 0 | 0 | 0 | 0 | 0 | 0 | 2009 Qtr 1: 0; 2009 Qtr 2: 0; 2009 Qtr 3: 0; 2009 Qtr 4: 1; 2010 Qtr 1: 0; 2010 Qtr 2: 0; 2010 Qtr 3: 0; 2010 Qtr 4: 0; 2011 Qtr 1: 0; 2011 Qtr 2: 0; 2011 Qtr 3: 0; 2011 Qtr 4: 0 | 1
0 | 267029-Commercial HVAC Diagnostic/Tune-up Com All CZ07 VintAll |  | System | Commercial | 01-ALC-AllCommercial-Cooling | 0 |  |  |  |  | 72.1918 | 101.4199 | 0 | 0 | 0 | -29.2281 | 60.0094 |  | kWh | 0.046765 | 0 | Commercial | [7 empty] | 10 | 0.85 |  |  |  | 1 | 0.67 | 0 | 0 | 0 | 0 | 0 | 0 | 0 | 0 | 0 | 0 | 2009 Qtr 1: 0; 2009 Qtr 2: 0; 2009 Qtr 3: 0; 2009 Qtr 4: 0.67; 2010 Qtr 1: 0; 2010 Qtr 2: 0; 2010 Qtr 3: 0; 2010 Qtr 4: 0; 2011 Qtr 1: 0; 2011 Qtr 2: 0; 2011 Qtr 3: 0; 2011 Qtr 4: 0 | 0.67
0 | 267044-Commercial Condensor Coil Cleaning (all units - savings at 50% of DEER) Com All CZ07 VintAll |  | System | Commercial | 01-ALC-AllCommercial-Cooling | 0 |  |  |  |  | 9.9998 | 15 | 0 | 0 | 0 | -5.0002 | 60 |  | kWh | 0.047 | 0 | Commercial | [7 empty] | 3 | 0.78 |  |  |  | 1 | 1 | 0 | 0 | 0 | 0 | 0 | 0 | 0 | 0 | 0 | 0 | 2009 Qtr 1: 0; 2009 Qtr 2: 0; 2009 Qtr 3: 0; 2009 Qtr 4: 1; 2010 Qtr 1: 0; 2010 Qtr 2: 0; 2010 Qtr 3: 0; 2010 Qtr 4: 0; 2011 Qtr 1: 0; 2011 Qtr 2: 0; 2011 Qtr 3: 0; 2011 Qtr 4: 0 | 1
0 | 267029-Commercial HVAC Diagnostic/Tune-up Com All CZ07 VintAll |  | System | Commercial | 01-ALC-AllCommercial-Cooling | 0 |  |  |  |  | 72.1918 | 101.4199 | 0 | 0 | 0 | -29.2281 | 60.0094 |  | kWh | 0.046765 | 0 | Commercial | [7 empty] | 10 | 0.85 |  |  |  | 1 | 0.67 | 0 | 0 | 0 | 0 | 0 | 0 | 0 | 0 | 0 | 0 | 2009 Qtr 1: 0; 2009 Qtr 2: 0; 2009 Qtr 3: 0; 2009 Qtr 4: 0.67; 2010 Qtr 1: 0; 2010 Qtr 2: 0; 2010 Qtr 3: 0; 2010 Qtr 4: 0; 2011 Qtr 1: 0; 2011 Qtr 2: 0; 2011 Qtr 3: 0; 2011 Qtr 4: 0 | 0.67
0 | 267044-Commercial Condensor Coil Cleaning (all units - savings at 50% of DEER) Com All CZ07 VintAll |  | System | Commercial | 01-ALC-AllCommercial-Cooling | 0 |  |  |  |  | 9.9998 | 15 | 0 | 0 | 0 | -5.0002 | 60 |  | kWh | 0.047 | 0 | Commercial | [7 empty] | 3 | 0.78 |  |  |  | 1 | 1 | 0 | 0 | 0 | 0 | 0 | 0 | 0 | 0 | 0 | 0 | 2009 Qtr 1: 0; 2009 Qtr 2: 0; 2009 Qtr 3: 0; 2009 Qtr 4: 1; 2010 Qtr 1: 0; 2010 Qtr 2: 0; 2010 Qtr 3: 0; 2010 Qtr 4: 0; 2011 Qtr 1: 0; 2011 Qtr 2: 0; 2011 Qtr 3: 0; 2011 Qtr 4: 0 | 1
0 | 267029-Commercial HVAC Diagnostic/Tune-up Com All CZ07 VintAll |  | System | Commercial | 01-ALC-AllCommercial-Cooling | 0 |  |  |  |  | 72.1918 | 101.4199 | 0 | 0 | 0 | -29.2281 | 60.0094 |  | kWh | 0.046765 | 0 | Commercial | [7 empty] | 10 | 0.85 |  |  |  | 1 | 0.67 | 0 | 0 | 0 | 0 | 0 | 0 | 0 | 0 | 0 | 0 | 2009 Qtr 1: 0; 2009 Qtr 2: 0; 2009 Qtr 3: 0; 2009 Qtr 4: 0.67; 2010 Qtr 1: 0; 2010 Qtr 2: 0; 2010 Qtr 3: 0; 2010 Qtr 4: 0; 2011 Qtr 1: 0; 2011 Qtr 2: 0; 2011 Qtr 3: 0; 2011 Qtr 4: 0 | 0.67
0 | 267044-Commercial Condensor Coil Cleaning (all units - savings at 50% of DEER) Com All CZ07 VintAll |  | System | Commercial | 01-ALC-AllCommercial-Cooling | 0 |  |  |  |  | 9.9998 | 15 | 0 | 0 | 0 | -5.0002 | 60 |  | kWh | 0.047 | 0 | Commercial | [7 empty] | 3 | 0.78 |  |  |  | 1 | 1 | 0 | 0 | 0 | 0 | 0 | 0 | 0 | 0 | 0 | 0 | 2009 Qtr 1: 0; 2009 Qtr 2: 0; 2009 Qtr 3: 0; 2009 Qtr 4: 1; 2010 Qtr 1: 0; 2010 Qtr 2: 0; 2010 Qtr 3: 0; 2010 Qtr 4: 0; 2011 Qtr 1: 0; 2011 Qtr 2: 0; 2011 Qtr 3: 0; 2011 Qtr 4: 0 | 1
0 | 267029-Commercial HVAC Diagnostic/Tune-up Com All CZ07 VintAll |  | System | Commercial | 01-ALC-AllCommercial-Cooling | 0 |  |  |  |  | 72.1918 | 101.4199 | 0 | 0 | 0 | -29.2281 | 60.0094 |  | kWh | 0.046765 | 0 | Commercial | [7 empty] | 10 | 0.85 |  |  |  | 1 | 0.67 | 0 | 0 | 0 | 0 | 0 | 0 | 0 | 0 | 0 | 0 | 2009 Qtr 1: 0; 2009 Qtr 2: 0; 2009 Qtr 3: 0; 2009 Qtr 4: 0.67; 2010 Qtr 1: 0; 2010 Qtr 2: 0; 2010 Qtr 3: 0; 2010 Qtr 4: 0; 2011 Qtr 1: 0; 2011 Qtr 2: 0; 2011 Qtr 3: 0; 2011 Qtr 4: 0 | 0.67
0 | 267044-Commercial Condensor Coil Cleaning (all units - savings at 50% of DEER) Com All CZ07 VintAll |  | System | Commercial | 01-ALC-AllCommercial-Cooling | 0 |  |  |  |  | 9.9998 | 15 | 0 | 0 | 0 | -5.0002 | 60 |  | kWh | 0.047 | 0 | Commercial | [7 empty] | 3 | 0.78 |  |  |  | 1 | 1 | 0 | 0 | 0 | 0 | 0 | 0 | 0 | 0 | 0 | 0 | 2009 Qtr 1: 0; 2009 Qtr 2: 0; 2009 Qtr 3: 0; 2009 Qtr 4: 1; 2010 Qtr 1: 0; 2010 Qtr 2: 0; 2010 Qtr 3: 0; 2010 Qtr 4: 0; 2011 Qtr 1: 0; 2011 Qtr 2: 0; 2011 Qtr 3: 0; 2011 Qtr 4: 0 | 1
0 | 267029-Commercial HVAC Diagnostic/Tune-up Com All CZ07 VintAll |  | System | Commercial | 01-ALC-AllCommercial-Cooling | 0 |  |  |  |  | 72.1918 | 101.4199 | 0 | 0 | 0 | -29.2281 | 60.0094 |  | kWh | 0.046765 | 0 | Commercial | [7 empty] | 10 | 0.85 |  |  |  | 1 | 0.67 | 0 | 0 | 0 | 0 | 0 | 0 | 0 | 0 | 0 | 0 | 2009 Qtr 1: 0; 2009 Qtr 2: 0; 2009 Qtr 3: 0; 2009 Qtr 4: 0.67; 2010 Qtr 1: 0; 2010 Qtr 2: 0; 2010 Qtr 3: 0; 2010 Qtr 4: 0; 2011 Qtr 1: 0; 2011 Qtr 2: 0; 2011 Qtr 3: 0; 2011 Qtr 4: 0 | 0.67
0 | 267044-Commercial Condensor Coil Cleaning (all units - savings at 50% of DEER) Com All CZ07 VintAll |  | System | Commercial | 01-ALC-AllCommercial-Cooling | 0 |  |  |  |  | 9.9998 | 15 | 0 | 0 | 0 | -5.0002 | 60 |  | kWh | 0.047 | 0 | Commercial | [7 empty] | 3 | 0.78 |  |  |  | 1 | 1 | 0 | 0 | 0 | 0 | 0 | 0 | 0 | 0 | 0 | 0 | 2009 Qtr 1: 0; 2009 Qtr 2: 0; 2009 Qtr 3: 0; 2009 Qtr 4: 1; 2010 Qtr 1: 0; 2010 Qtr 2: 0; 2010 Qtr 3: 0; 2010 Qtr 4: 0; 2011 Qtr 1: 0; 2011 Qtr 2: 0; 2011 Qtr 3: 0; 2011 Qtr 4: 0 | 1
0 | 267029-Commercial HVAC Diagnostic/Tune-up Com All CZ07 VintAll |  | System | Commercial | 01-ALC-AllCommercial-Cooling | 0 |  |  |  |  | 72.1918 | 101.4199 | 0 | 0 | 0 | -29.2281 | 60.0094 |  | kWh | 0.046765 | 0 | Commercial | [7 empty] | 10 | 0.85 |  |  |  | 1 | 0.67 | 0 | 0 | 0 | 0 | 0 | 0 | 0 | 0 | 0 | 0 | 2009 Qtr 1: 0; 2009 Qtr 2: 0; 2009 Qtr 3: 0; 2009 Qtr 4: 0.67; 2010 Qtr 1: 0; 2010 Qtr 2: 0; 2010 Qtr 3: 0; 2010 Qtr 4: 0; 2011 Qtr 1: 0; 2011 Qtr 2: 0; 2011 Qtr 3: 0; 2011 Qtr 4: 0 | 0.67
0 | 267044-Commercial Condensor Coil Cleaning (all units - savings at 50% of DEER) Com All CZ07 VintAll |  | System | Commercial | 01-ALC-AllCommercial-Cooling | 0 |  |  |  |  | 9.9998 | 15 | 0 | 0 | 0 | -5.0002 | 60 |  | kWh | 0.047 | 0 | Commercial | [7 empty] | 3 | 0.78 |  |  |  | 1 | 1 | 0 | 0 | 0 | 0 | 0 | 0 | 0 | 0 | 0 | 0 | 2009 Qtr 1: 0; 2009 Qtr 2: 0; 2009 Qtr 3: 0; 2009 Qtr 4: 1; 2010 Qtr 1: 0; 2010 Qtr 2: 0; 2010 Qtr 3: 0; 2010 Qtr 4: 0; 2011 Qtr 1: 0; 2011 Qtr 2: 0; 2011 Qtr 3: 0; 2011 Qtr 4: 0 | 1
0 | 267029-Commercial HVAC Diagnostic/Tune-up Com All CZ07 VintAll |  | System | Commercial | 01-ALC-AllCommercial-Cooling | 0 |  |  |  |  | 72.1918 | 101.4199 | 0 | 0 | 0 | -29.2281 | 60.0094 |  | kWh | 0.046765 | 0 | Commercial | [7 empty] | 10 | 0.85 |  |  |  | 1 | 0.67 | 0 | 0 | 0 | 0 | 0 | 0 | 0 | 0 | 0 | 0 | 2009 Qtr 1: 0; 2009 Qtr 2: 0; 2009 Qtr 3: 0; 2009 Qtr 4: 0.67; 2010 Qtr 1: 0; 2010 Qtr 2: 0; 2010 Qtr 3: 0; 2010 Qtr 4: 0; 2011 Qtr 1: 0; 2011 Qtr 2: 0; 2011 Qtr 3: 0; 2011 Qtr 4: 0 | 0.67
0 | 267044-Commercial Condensor Coil Cleaning (all units - savings at 50% of DEER) Com All CZ07 VintAll |  | System | Commercial | 01-ALC-AllCommercial-Cooling | 0 |  |  |  |  | 9.9998 | 15 | 0 | 0 | 0 | -5.0002 | 60 |  | kWh | 0.047 | 0 | Commercial | [7 empty] | 3 | 0.78 |  |  |  | 1 | 1 | 0 | 0 | 0 | 0 | 0 | 0 | 0 | 0 | 0 | 0 | 2009 Qtr 1: 0; 2009 Qtr 2: 0; 2009 Qtr 3: 0; 2009 Qtr 4: 1; 2010 Qtr 1: 0; 2010 Qtr 2: 0; 2010 Qtr 3: 0; 2010 Qtr 4: 0; 2011 Qtr 1: 0; 2011 Qtr 2: 0; 2011 Qtr 3: 0; 2011 Qtr 4: 0 | 1
0 | 267029-Commercial HVAC Diagnostic/Tune-up Com All CZ07 VintAll |  | System | Commercial | 01-ALC-AllCommercial-Cooling | 0 |  |  |  |  | 72.1918 | 101.4199 | 0 | 0 | 0 | -29.2281 | 60.0094 |  | kWh | 0.046765 | 0 | Commercial | [7 empty] | 10 | 0.85 |  |  |  | 1 | 0.67 | 0 | 0 | 0 | 0 | 0 | 0 | 0 | 0 | 0 | 0 | 2009 Qtr 1: 0; 2009 Qtr 2: 0; 2009 Qtr 3: 0; 2009 Qtr 4: 0.67; 2010 Qtr 1: 0; 2010 Qtr 2: 0; 2010 Qtr 3: 0; 2010 Qtr 4: 0; 2011 Qtr 1: 0; 2011 Qtr 2: 0; 2011 Qtr 3: 0; 2011 Qtr 4: 0 | 0.67
0 | 267044-Commercial Condensor Coil Cleaning (all units - savings at 50% of DEER) Com All CZ07 VintAll |  | System | Commercial | 01-ALC-AllCommercial-Cooling | 0 |  |  |  |  | 9.9998 | 15 | 0 | 0 | 0 | -5.0002 | 60 |  | kWh | 0.047 | 0 | Commercial | [7 empty] | 3 | 0.78 |  |  |  | 1 | 1 | 0 | 0 | 0 | 0 | 0 | 0 | 0 | 0 | 0 | 0 | 2009 Qtr 1: 0; 2009 Qtr 2: 0; 2009 Qtr 3: 0; 2009 Qtr 4: 1; 2010 Qtr 1: 0; 2010 Qtr 2: 0; 2010 Qtr 3: 0; 2010 Qtr 4: 0; 2011 Qtr 1: 0; 2011 Qtr 2: 0; 2011 Qtr 3: 0; 2011 Qtr 4: 0 | 1
0 | 267029-Commercial HVAC Diagnostic/Tune-up Com All CZ07 VintAll |  | System | Commercial | 01-ALC-AllCommercial-Cooling | 0 |  |  |  |  | 72.1918 | 67.6133 | 0 | 0 | 0 | 4.5785 | 60.0094 |  | kWh | 0.046765 | 0 | Commercial | [7 empty] | 10 | 0.85 |  |  |  | 1 | 1.34 | 0 | 0 | 0 | 0 | 0 | 0 | 0 | 0 | 0 | 0 | 2009 Qtr 1: 0; 2009 Qtr 2: 0; 2009 Qtr 3: 0; 2009 Qtr 4: 1.34; 2010 Qtr 1: 0; 2010 Qtr 2: 0; 2010 Qtr 3: 0; 2010 Qtr 4: 0; 2011 Qtr 1: 0; 2011 Qtr 2: 0; 2011 Qtr 3: 0; 2011 Qtr 4: 0 | 1.34
0 | 267044-Commercial Condensor Coil Cleaning (all units - savings at 50% of DEER) Com All CZ07 VintAll |  | System | Commercial | 01-ALC-AllCommercial-Cooling | 0 |  |  |  |  | 9.9998 | 10 | 0 | 0 | 0 | -0.0002249 | 60 |  | kWh | 0.047 | 0 | Commercial | [7 empty] | 3 | 0.78 |  |  |  | 1 | 2 | 0 | 0 | 0 | 0 | 0 | 0 | 0 | 0 | 0 | 0 | 2009 Qtr 1: 0; 2009 Qtr 2: 0; 2009 Qtr 3: 0; 2009 Qtr 4: 2; 2010 Qtr 1: 0; 2010 Qtr 2: 0; 2010 Qtr 3: 0; 2010 Qtr 4: 0; 2011 Qtr 1: 0; 2011 Qtr 2: 0; 2011 Qtr 3: 0; 2011 Qtr 4: 0 | 2
0 | 267029-Commercial HVAC Diagnostic/Tune-up Com All CZ07 VintAll |  | System | Commercial | 01-ALC-AllCommercial-Cooling | 0 |  |  |  |  | 72.1918 | 101.4199 | 0 | 0 | 0 | -29.2281 | 60.0094 |  | kWh | 0.046765 | 0 | Commercial | [7 empty] | 10 | 0.85 |  |  |  | 1 | 0.67 | 0 | 0 | 0 | 0 | 0 | 0 | 0 | 0 | 0 | 0 | 2009 Qtr 1: 0; 2009 Qtr 2: 0; 2009 Qtr 3: 0; 2009 Qtr 4: 0.67; 2010 Qtr 1: 0; 2010 Qtr 2: 0; 2010 Qtr 3: 0; 2010 Qtr 4: 0; 2011 Qtr 1: 0; 2011 Qtr 2: 0; 2011 Qtr 3: 0; 2011 Qtr 4: 0 | 0.67
0 | 267044-Commercial Condensor Coil Cleaning (all units - savings at 50% of DEER) Com All CZ07 VintAll |  | System | Commercial | 01-ALC-AllCommercial-Cooling | 0 |  |  |  |  | 9.9998 | 15 | 0 | 0 | 0 | -5.0002 | 60 |  | kWh | 0.047 | 0 | Commercial | [7 empty] | 3 | 0.78 |  |  |  | 1 | 1 | 0 | 0 | 0 | 0 | 0 | 0 | 0 | 0 | 0 | 0 | 2009 Qtr 1: 0; 2009 Qtr 2: 0; 2009 Qtr 3: 0; 2009 Qtr 4: 1; 2010 Qtr 1: 0; 2010 Qtr 2: 0; 2010 Qtr 3: 0; 2010 Qtr 4: 0; 2011 Qtr 1: 0; 2011 Qtr 2: 0; 2011 Qtr 3: 0; 2011 Qtr 4: 0 | 1
0 | 267029-Commercial HVAC Diagnostic/Tune-up Com All CZ07 VintAll |  | System | Commercial | 01-ALC-AllCommercial-Cooling | 0 |  |  |  |  | 72.1918 | 67.6133 | 0 | 0 | 0 | 4.5785 | 60.0094 |  | kWh | 0.046765 | 0 | Commercial | [7 empty] | 10 | 0.85 |  |  |  | 1 | 1.34 | 0 | 0 | 0 | 0 | 0 | 0 | 0 | 0 | 0 | 0 | 2009 Qtr 1: 0; 2009 Qtr 2: 0; 2009 Qtr 3: 0; 2009 Qtr 4: 1.34; 2010 Qtr 1: 0; 2010 Qtr 2: 0; 2010 Qtr 3: 0; 2010 Qtr 4: 0; 2011 Qtr 1: 0; 2011 Qtr 2: 0; 2011 Qtr 3: 0; 2011 Qtr 4: 0 | 1.34
0 | 267044-Commercial Condensor Coil Cleaning (all units - savings at 50% of DEER) Com All CZ07 VintAll |  | System | Commercial | 01-ALC-AllCommercial-Cooling | 0 |  |  |  |  | 9.9998 | 10 | 0 | 0 | 0 | -0.0002249 | 60 |  | kWh | 0.047 | 0 | Commercial | [7 empty] | 3 | 0.78 |  |  |  | 1 | 2 | 0 | 0 | 0 | 0 | 0 | 0 | 0 | 0 | 0 | 0 | 2009 Qtr 1: 0; 2009 Qtr 2: 0; 2009 Qtr 3: 0; 2009 Qtr 4: 2; 2010 Qtr 1: 0; 2010 Qtr 2: 0; 2010 Qtr 3: 0; 2010 Qtr 4: 0; 2011 Qtr 1: 0; 2011 Qtr 2: 0; 2011 Qtr 3: 0; 2011 Qtr 4: 0 | 2
0 | 267029-Commercial HVAC Diagnostic/Tune-up Com All CZ07 VintAll |  | System | Commercial | 01-ALC-AllCommercial-Cooling | 0 |  |  |  |  | 72.1918 | 101.4199 | 0 | 0 | 0 | -29.2281 | 60.0094 |  | kWh | 0.046765 | 0 | Commercial | [7 empty] | 10 | 0.85 |  |  |  | 1 | 0.67 | 0 | 0 | 0 | 0 | 0 | 0 | 0 | 0 | 0 | 0 | 2009 Qtr 1: 0; 2009 Qtr 2: 0; 2009 Qtr 3: 0; 2009 Qtr 4: 0.67; 2010 Qtr 1: 0; 2010 Qtr 2: 0; 2010 Qtr 3: 0; 2010 Qtr 4: 0; 2011 Qtr 1: 0; 2011 Qtr 2: 0; 2011 Qtr 3: 0; 2011 Qtr 4: 0 | 0.67
0 | 267044-Commercial Condensor Coil Cleaning (all units - savings at 50% of DEER) Com All CZ07 VintAll |  | System | Commercial | 01-ALC-AllCommercial-Cooling | 0 |  |  |  |  | 9.9998 | 15 | 0 | 0 | 0 | -5.0002 | 60 |  | kWh | 0.047 | 0 | Commercial | [7 empty] | 3 | 0.78 |  |  |  | 1 | 1 | 0 | 0 | 0 | 0 | 0 | 0 | 0 | 0 | 0 | 0 | 2009 Qtr 1: 0; 2009 Qtr 2: 0; 2009 Qtr 3: 0; 2009 Qtr 4: 1; 2010 Qtr 1: 0; 2010 Qtr 2: 0; 2010 Qtr 3: 0; 2010 Qtr 4: 0; 2011 Qtr 1: 0; 2011 Qtr 2: 0; 2011 Qtr 3: 0; 2011 Qtr 4: 0 | 1
0 | 267029-Commercial HVAC Diagnostic/Tune-up Com All CZ07 VintAll |  | System | Commercial | 01-ALC-AllCommercial-Cooling | 0 |  |  |  |  | 72.1918 | 101.4199 | 0 | 0 | 0 | -29.2281 | 60.0094 |  | kWh | 0.046765 | 0 | Commercial | [7 empty] | 10 | 0.85 |  |  |  | 1 | 0.67 | 0 | 0 | 0 | 0 | 0 | 0 | 0 | 0 | 0 | 0 | 2009 Qtr 1: 0; 2009 Qtr 2: 0; 2009 Qtr 3: 0; 2009 Qtr 4: 0.67; 2010 Qtr 1: 0; 2010 Qtr 2: 0; 2010 Qtr 3: 0; 2010 Qtr 4: 0; 2011 Qtr 1: 0; 2011 Qtr 2: 0; 2011 Qtr 3: 0; 2011 Qtr 4: 0 | 0.67
0 | 267044-Commercial Condensor Coil Cleaning (all units - savings at 50% of DEER) Com All CZ07 VintAll |  | System | Commercial | 01-ALC-AllCommercial-Cooling | 0 |  |  |  |  | 9.9998 | 15 | 0 | 0 | 0 | -5.0002 | 60 |  | kWh | 0.047 | 0 | Commercial | [7 empty] | 3 | 0.78 |  |  |  | 1 | 1 | 0 | 0 | 0 | 0 | 0 | 0 | 0 | 0 | 0 | 0 | 2009 Qtr 1: 0; 2009 Qtr 2: 0; 2009 Qtr 3: 0; 2009 Qtr 4: 1; 2010 Qtr 1: 0; 2010 Qtr 2: 0; 2010 Qtr 3: 0; 2010 Qtr 4: 0; 2011 Qtr 1: 0; 2011 Qtr 2: 0; 2011 Qtr 3: 0; 2011 Qtr 4: 0 | 1
0 | 267029-Commercial HVAC Diagnostic/Tune-up Com All CZ07 VintAll |  | System | Commercial | 01-ALC-AllCommercial-Cooling | 0 |  |  |  |  | 72.1918 | 67.6133 | 0 | 0 | 0 | 4.5785 | 60.0094 |  | kWh | 0.046765 | 0 | Commercial | [7 empty] | 10 | 0.85 |  |  |  | 1 | 1.34 | 0 | 0 | 0 | 0 | 0 | 0 | 0 | 0 | 0 | 0 | 2009 Qtr 1: 0; 2009 Qtr 2: 0; 2009 Qtr 3: 0; 2009 Qtr 4: 1.34; 2010 Qtr 1: 0; 2010 Qtr 2: 0; 2010 Qtr 3: 0; 2010 Qtr 4: 0; 2011 Qtr 1: 0; 2011 Qtr 2: 0; 2011 Qtr 3: 0; 2011 Qtr 4: 0 | 1.34
0 | 267044-Commercial Condensor Coil Cleaning (all units - savings at 50% of DEER) Com All CZ07 VintAll |  | System | Commercial | 01-ALC-AllCommercial-Cooling | 0 |  |  |  |  | 9.9998 | 10 | 0 | 0 | 0 | -0.0002249 | 60 |  | kWh | 0.047 | 0 | Commercial | [7 empty] | 3 | 0.78 |  |  |  | 1 | 2 | 0 | 0 | 0 | 0 | 0 | 0 | 0 | 0 | 0 | 0 | 2009 Qtr 1: 0; 2009 Qtr 2: 0; 2009 Qtr 3: 0; 2009 Qtr 4: 2; 2010 Qtr 1: 0; 2010 Qtr 2: 0; 2010 Qtr 3: 0; 2010 Qtr 4: 0; 2011 Qtr 1: 0; 2011 Qtr 2: 0; 2011 Qtr 3: 0; 2011 Qtr 4: 0 | 2
0 | 267029-Commercial HVAC Diagnostic/Tune-up Com All CZ07 VintAll |  | System | Commercial | 01-ALC-AllCommercial-Cooling | 0 |  |  |  |  | 72.1918 | 101.4199 | 0 | 0 | 0 | -29.2281 | 60.0094 |  | kWh | 0.046765 | 0 | Commercial | [7 empty] | 10 | 0.85 |  |  |  | 1 | 0.67 | 0 | 0 | 0 | 0 | 0 | 0 | 0 | 0 | 0 | 0 | 2009 Qtr 1: 0; 2009 Qtr 2: 0; 2009 Qtr 3: 0; 2009 Qtr 4: 0.67; 2010 Qtr 1: 0; 2010 Qtr 2: 0; 2010 Qtr 3: 0; 2010 Qtr 4: 0; 2011 Qtr 1: 0; 2011 Qtr 2: 0; 2011 Qtr 3: 0; 2011 Qtr 4: 0 | 0.67
0 | 267044-Commercial Condensor Coil Cleaning (all units - savings at 50% of DEER) Com All CZ07 VintAll |  | System | Commercial | 01-ALC-AllCommercial-Cooling | 0 |  |  |  |  | 9.9998 | 15 | 0 | 0 | 0 | -5.0002 | 60 |  | kWh | 0.047 | 0 | Commercial | [7 empty] | 3 | 0.78 |  |  |  | 1 | 1 | 0 | 0 | 0 | 0 | 0 | 0 | 0 | 0 | 0 | 0 | 2009 Qtr 1: 0; 2009 Qtr 2: 0; 2009 Qtr 3: 0; 2009 Qtr 4: 1; 2010 Qtr 1: 0; 2010 Qtr 2: 0; 2010 Qtr 3: 0; 2010 Qtr 4: 0; 2011 Qtr 1: 0; 2011 Qtr 2: 0; 2011 Qtr 3: 0; 2011 Qtr 4: 0 | 1
0 | 267029-Commercial HVAC Diagnostic/Tune-up Com All CZ07 VintAll |  | System | Commercial | 01-ALC-AllCommercial-Cooling | 0 |  |  |  |  | 72.1918 | 101.4199 | 0 | 0 | 0 | -29.2281 | 60.0094 |  | kWh | 0.046765 | 0 | Commercial | [7 empty] | 10 | 0.85 |  |  |  | 1 | 0.67 | 0 | 0 | 0 | 0 | 0 | 0 | 0 | 0 | 0 | 0 | 2009 Qtr 1: 0; 2009 Qtr 2: 0; 2009 Qtr 3: 0; 2009 Qtr 4: 0.67; 2010 Qtr 1: 0; 2010 Qtr 2: 0; 2010 Qtr 3: 0; 2010 Qtr 4: 0; 2011 Qtr 1: 0; 2011 Qtr 2: 0; 2011 Qtr 3: 0; 2011 Qtr 4: 0 | 0.67
0 | 267044-Commercial Condensor Coil Cleaning (all units - savings at 50% of DEER) Com All CZ07 VintAll |  | System | Commercial | 01-ALC-AllCommercial-Cooling | 0 |  |  |  |  | 9.9998 | 15 | 0 | 0 | 0 | -5.0002 | 60 |  | kWh | 0.047 | 0 | Commercial | [7 empty] | 3 | 0.78 |  |  |  | 1 | 1 | 0 | 0 | 0 | 0 | 0 | 0 | 0 | 0 | 0 | 0 | 2009 Qtr 1: 0; 2009 Qtr 2: 0; 2009 Qtr 3: 0; 2009 Qtr 4: 1; 2010 Qtr 1: 0; 2010 Qtr 2: 0; 2010 Qtr 3: 0; 2010 Qtr 4: 0; 2011 Qtr 1: 0; 2011 Qtr 2: 0; 2011 Qtr 3: 0; 2011 Qtr 4: 0 | 1
0 | 267029-Commercial HVAC Diagnostic/Tune-up Com All CZ07 VintAll |  | System | Commercial | 01-ALC-AllCommercial-Cooling | 0 |  |  |  |  | 72.1918 | 67.6133 | 0 | 0 | 0 | 4.5785 | 60.0094 |  | kWh | 0.046765 | 0 | Commercial | [7 empty] | 10 | 0.85 |  |  |  | 1 | 1.34 | 0 | 0 | 0 | 0 | 0 | 0 | 0 | 0 | 0 | 0 | 2009 Qtr 1: 0; 2009 Qtr 2: 0; 2009 Qtr 3: 0; 2009 Qtr 4: 1.34; 2010 Qtr 1: 0; 2010 Qtr 2: 0; 2010 Qtr 3: 0; 2010 Qtr 4: 0; 2011 Qtr 1: 0; 2011 Qtr 2: 0; 2011 Qtr 3: 0; 2011 Qtr 4: 0 | 1.34
0 | 267044-Commercial Condensor Coil Cleaning (all units - savings at 50% of DEER) Com All CZ07 VintAll |  | System | Commercial | 01-ALC-AllCommercial-Cooling | 0 |  |  |  |  | 9.9998 | 10 | 0 | 0 | 0 | -0.0002249 | 60 |  | kWh | 0.047 | 0 | Commercial | [7 empty] | 3 | 0.78 |  |  |  | 1 | 2 | 0 | 0 | 0 | 0 | 0 | 0 | 0 | 0 | 0 | 0 | 2009 Qtr 1: 0; 2009 Qtr 2: 0; 2009 Qtr 3: 0; 2009 Qtr 4: 2; 2010 Qtr 1: 0; 2010 Qtr 2: 0; 2010 Qtr 3: 0; 2010 Qtr 4: 0; 2011 Qtr 1: 0; 2011 Qtr 2: 0; 2011 Qtr 3: 0; 2011 Qtr 4: 0 | 2
0 | 267029-Commercial HVAC Diagnostic/Tune-up Com All CZ07 VintAll |  | System | Commercial | 01-ALC-AllCommercial-Cooling | 0 |  |  |  |  | 72.1918 | 101.4199 | 0 | 0 | 0 | -29.2281 | 60.0094 |  | kWh | 0.046765 | 0 | Commercial | [7 empty] | 10 | 0.85 |  |  |  | 1 | 0.67 | 0 | 0 | 0 | 0 | 0 | 0 | 0 | 0 | 0 | 0 | 2009 Qtr 1: 0; 2009 Qtr 2: 0; 2009 Qtr 3: 0; 2009 Qtr 4: 0.67; 2010 Qtr 1: 0; 2010 Qtr 2: 0; 2010 Qtr 3: 0; 2010 Qtr 4: 0; 2011 Qtr 1: 0; 2011 Qtr 2: 0; 2011 Qtr 3: 0; 2011 Qtr 4: 0 | 0.67
0 | 267044-Commercial Condensor Coil Cleaning (all units - savings at 50% of DEER) Com All CZ07 VintAll |  | System | Commercial | 01-ALC-AllCommercial-Cooling | 0 |  |  |  |  | 9.9998 | 15 | 0 | 0 | 0 | -5.0002 | 60 |  | kWh | 0.047 | 0 | Commercial | [7 empty] | 3 | 0.78 |  |  |  | 1 | 1 | 0 | 0 | 0 | 0 | 0 | 0 | 0 | 0 | 0 | 0 | 2009 Qtr 1: 0; 2009 Qtr 2: 0; 2009 Qtr 3: 0; 2009 Qtr 4: 1; 2010 Qtr 1: 0; 2010 Qtr 2: 0; 2010 Qtr 3: 0; 2010 Qtr 4: 0; 2011 Qtr 1: 0; 2011 Qtr 2: 0; 2011 Qtr 3: 0; 2011 Qtr 4: 0 | 1
0 | 267029-Commercial HVAC Diagnostic/Tune-up Com All CZ07 VintAll |  | System | Commercial | 01-ALC-AllCommercial-Cooling | 0 |  |  |  |  | 72.1918 | 101.4199 | 0 | 0 | 0 | -29.2281 | 60.0094 |  | kWh | 0.046765 | 0 | Commercial | [7 empty] | 10 | 0.85 |  |  |  | 1 | 0.67 | 0 | 0 | 0 | 0 | 0 | 0 | 0 | 0 | 0 | 0 | 2009 Qtr 1: 0; 2009 Qtr 2: 0; 2009 Qtr 3: 0; 2009 Qtr 4: 0.67; 2010 Qtr 1: 0; 2010 Qtr 2: 0; 2010 Qtr 3: 0; 2010 Qtr 4: 0; 2011 Qtr 1: 0; 2011 Qtr 2: 0; 2011 Qtr 3: 0; 2011 Qtr 4: 0 | 0.67
0 | 267044-Commercial Condensor Coil Cleaning (all units - savings at 50% of DEER) Com All CZ07 VintAll |  | System | Commercial | 01-ALC-AllCommercial-Cooling | 0 |  |  |  |  | 9.9998 | 15 | 0 | 0 | 0 | -5.0002 | 60 |  | kWh | 0.047 | 0 | Commercial | [7 empty] | 3 | 0.78 |  |  |  | 1 | 1 | 0 | 0 | 0 | 0 | 0 | 0 | 0 | 0 | 0 | 0 | 2009 Qtr 1: 0; 2009 Qtr 2: 0; 2009 Qtr 3: 0; 2009 Qtr 4: 1; 2010 Qtr 1: 0; 2010 Qtr 2: 0; 2010 Qtr 3: 0; 2010 Qtr 4: 0; 2011 Qtr 1: 0; 2011 Qtr 2: 0; 2011 Qtr 3: 0; 2011 Qtr 4: 0 | 1
0 | 267003-High Refrigerant Charge Adjustment (>= ±20% rated charge) Resid SF CZ10 Vint05 |  | System | Residential | 26-SFM-ResidentialSingleFamily-SP_COOL | 0 |  |  |  |  | 65 | 53 | 0 | 0 | 0 | 12 | 162.471 |  | kWh | 0.23875 | -0.071356 | Residential |  | Winter Only | [5 empty] | 10 | 0.78 |  |  |  | 1 | 2 | 0 | 0 | 0 | 0 | 0 | 0 | 0 | 0 | 0 | 0 | 2009 Qtr 1: 0; 2009 Qtr 2: 0; 2009 Qtr 3: 0; 2009 Qtr 4: 2; 2010 Qtr 1: 0; 2010 Qtr 2: 0; 2010 Qtr 3: 0; 2010 Qtr 4: 0; 2011 Qtr 1: 0; 2011 Qtr 2: 0; 2011 Qtr 3: 0; 2011 Qtr 4: 0 | 2
0 | 267040-Residential Condensor Coil Cleaning Resid SF CZ10 VintAll |  | System | Residential | 26-SFM-ResidentialSingleFamily-SP_COOL | 0 |  |  |  |  | 50 | 50 | 0 | 0 | 0 | 0 | 270 |  | kWh | 0.3564 | 0 | Residential | [7 empty] | 3 | 0.78 |  |  |  | 1 | 1 | 0 | 0 | 0 | 0 | 0 | 0 | 0 | 0 | 0 | 0 | 2009 Qtr 1: 0; 2009 Qtr 2: 0; 2009 Qtr 3: 0; 2009 Qtr 4: 1; 2010 Qtr 1: 0; 2010 Qtr 2: 0; 2010 Qtr 3: 0; 2010 Qtr 4: 0; 2011 Qtr 1: 0; 2011 Qtr 2: 0; 2011 Qtr 3: 0; 2011 Qtr 4: 0 | 1
0 | 267002-High Refrigerant Charge Adjustment (>= ±20% rated charge) Resid SF CZ10 Vint04 |  | System | Residential | 26-SFM-ResidentialSingleFamily-SP_COOL | 0 |  |  |  |  | 65 | 53 | 0 | 0 | 0 | 12 | 205.771 |  | kWh | 0.22808 | -0.078078 | Residential |  | Winter Only | [5 empty] | 10 | 0.78 |  |  |  | 1 | 3 | 0 | 0 | 0 | 0 | 0 | 0 | 0 | 0 | 0 | 0 | 2009 Qtr 1: 0; 2009 Qtr 2: 0; 2009 Qtr 3: 0; 2009 Qtr 4: 3; 2010 Qtr 1: 0; 2010 Qtr 2: 0; 2010 Qtr 3: 0; 2010 Qtr 4: 0; 2011 Qtr 1: 0; 2011 Qtr 2: 0; 2011 Qtr 3: 0; 2011 Qtr 4: 0 | 3
0 | 267040-Residential Condensor Coil Cleaning Resid SF CZ10 VintAll |  | System | Residential | 26-SFM-ResidentialSingleFamily-SP_COOL | 0 |  |  |  |  | 50 | 50 | 0 | 0 | 0 | 0 | 270 |  | kWh | 0.3564 | 0 | Residential | [7 empty] | 3 | 0.78 |  |  |  | 1 | 1 | 0 | 0 | 0 | 0 | 0 | 0 | 0 | 0 | 0 | 0 | 2009 Qtr 1: 0; 2009 Qtr 2: 0; 2009 Qtr 3: 0; 2009 Qtr 4: 1; 2010 Qtr 1: 0; 2010 Qtr 2: 0; 2010 Qtr 3: 0; 2010 Qtr 4: 0; 2011 Qtr 1: 0; 2011 Qtr 2: 0; 2011 Qtr 3: 0; 2011 Qtr 4: 0 | 1
0 | 267003-High Refrigerant Charge Adjustment (>= ±20% rated charge) Resid SF CZ10 Vint05 |  | System | Residential | 26-SFM-ResidentialSingleFamily-SP_COOL | 0 |  |  |  |  | 65 | 53 | 0 | 0 | 0 | 12 | 162.471 |  | kWh | 0.23875 | -0.071356 | Residential |  | Winter Only | [5 empty] | 10 | 0.78 |  |  |  | 1 | 5 | 0 | 0 | 0 | 0 | 0 | 0 | 0 | 0 | 0 | 0 | 2009 Qtr 1: 0; 2009 Qtr 2: 0; 2009 Qtr 3: 0; 2009 Qtr 4: 5; 2010 Qtr 1: 0; 2010 Qtr 2: 0; 2010 Qtr 3: 0; 2010 Qtr 4: 0; 2011 Qtr 1: 0; 2011 Qtr 2: 0; 2011 Qtr 3: 0; 2011 Qtr 4: 0 | 5
0 | 267040-Residential Condensor Coil Cleaning Resid SF CZ10 VintAll |  | System | Residential | 26-SFM-ResidentialSingleFamily-SP_COOL | 0 |  |  |  |  | 50 | 50 | 0 | 0 | 0 | 0 | 270 |  | kWh | 0.3564 | 0 | Residential | [7 empty] | 3 | 0.78 |  |  |  | 1 | 1 | 0 | 0 | 0 | 0 | 0 | 0 | 0 | 0 | 0 | 0 | 2009 Qtr 1: 0; 2009 Qtr 2: 0; 2009 Qtr 3: 0; 2009 Qtr 4: 1; 2010 Qtr 1: 0; 2010 Qtr 2: 0; 2010 Qtr 3: 0; 2010 Qtr 4: 0; 2011 Qtr 1: 0; 2011 Qtr 2: 0; 2011 Qtr 3: 0; 2011 Qtr 4: 0 | 1
0 | 267001-High Refrigerant Charge Adjustment (>= ±20% rated charge) Resid SFCZ10 Vint03 |  | System | Residential | 26-SFM-ResidentialSingleFamily-SP_COOL | 0 |  |  |  |  | 65 | 53 | 0 | 0 | 0 | 12 | 248.449 |  | kWh | 0.18306 | -0.066637 | Residential |  | Winter Only | [5 empty] | 10 | 0.78 |  |  |  | 1 | 4 | 0 | 0 | 0 | 0 | 0 | 0 | 0 | 0 | 0 | 0 | 2009 Qtr 1: 0; 2009 Qtr 2: 0; 2009 Qtr 3: 0; 2009 Qtr 4: 4; 2010 Qtr 1: 0; 2010 Qtr 2: 0; 2010 Qtr 3: 0; 2010 Qtr 4: 0; 2011 Qtr 1: 0; 2011 Qtr 2: 0; 2011 Qtr 3: 0; 2011 Qtr 4: 0 | 4
0 | 267040-Residential Condensor Coil Cleaning Resid SF CZ10 VintAll |  | System | Residential | 26-SFM-ResidentialSingleFamily-SP_COOL | 0 |  |  |  |  | 50 | 50 | 0 | 0 | 0 | 0 | 270 |  | kWh | 0.3564 | 0 | Residential | [7 empty] | 3 | 0.78 |  |  |  | 1 | 1 | 0 | 0 | 0 | 0 | 0 | 0 | 0 | 0 | 0 | 0 | 2009 Qtr 1: 0; 2009 Qtr 2: 0; 2009 Qtr 3: 0; 2009 Qtr 4: 1; 2010 Qtr 1: 0; 2010 Qtr 2: 0; 2010 Qtr 3: 0; 2010 Qtr 4: 0; 2011 Qtr 1: 0; 2011 Qtr 2: 0; 2011 Qtr 3: 0; 2011 Qtr 4: 0 | 1
0 | 267001-High Refrigerant Charge Adjustment (>= ±20% rated charge) Resid SFCZ10 Vint03 |  | System | Residential | 26-SFM-ResidentialSingleFamily-SP_COOL | 0 |  |  |  |  | 65 | 53 | 0 | 0 | 0 | 12 | 248.449 |  | kWh | 0.18306 | -0.066637 | Residential |  | Winter Only | [5 empty] | 10 | 0.78 |  |  |  | 1 | 3 | 0 | 0 | 0 | 0 | 0 | 0 | 0 | 0 | 0 | 0 | 2009 Qtr 1: 0; 2009 Qtr 2: 0; 2009 Qtr 3: 0; 2009 Qtr 4: 3; 2010 Qtr 1: 0; 2010 Qtr 2: 0; 2010 Qtr 3: 0; 2010 Qtr 4: 0; 2011 Qtr 1: 0; 2011 Qtr 2: 0; 2011 Qtr 3: 0; 2011 Qtr 4: 0 | 3
0 | 267040-Residential Condensor Coil Cleaning Resid SF CZ10 VintAll |  | System | Residential | 26-SFM-ResidentialSingleFamily-SP_COOL | 0 |  |  |  |  | 50 | 50 | 0 | 0 | 0 | 0 | 270 |  | kWh | 0.3564 | 0 | Residential | [7 empty] | 3 | 0.78 |  |  |  | 1 | 1 | 0 | 0 | 0 | 0 | 0 | 0 | 0 | 0 | 0 | 0 | 2009 Qtr 1: 0; 2009 Qtr 2: 0; 2009 Qtr 3: 0; 2009 Qtr 4: 1; 2010 Qtr 1: 0; 2010 Qtr 2: 0; 2010 Qtr 3: 0; 2010 Qtr 4: 0; 2011 Qtr 1: 0; 2011 Qtr 2: 0; 2011 Qtr 3: 0; 2011 Qtr 4: 0 | 1
0 | 267004-High Refrigerant Charge Adjustment (>= ±20% rated charge) Resid SF CZ10 Vint01 |  | System | Residential | 26-SFM-ResidentialSingleFamily-SP_COOL | 0 |  |  |  |  | 65 | 53 | 0 | 0 | 0 | 12 | 110.437 |  | kWh | 0.1629 | -0.018297 | Residential |  | Winter Only | [5 empty] | 10 | 0.78 |  |  |  | 1 | 4 | 0 | 0 | 0 | 0 | 0 | 0 | 0 | 0 | 0 | 0 | 2009 Qtr 1: 0; 2009 Qtr 2: 0; 2009 Qtr 3: 0; 2009 Qtr 4: 4; 2010 Qtr 1: 0; 2010 Qtr 2: 0; 2010 Qtr 3: 0; 2010 Qtr 4: 0; 2011 Qtr 1: 0; 2011 Qtr 2: 0; 2011 Qtr 3: 0; 2011 Qtr 4: 0 | 4
0 | 267040-Residential Condensor Coil Cleaning Resid SF CZ10 VintAll |  | System | Residential | 26-SFM-ResidentialSingleFamily-SP_COOL | 0 |  |  |  |  | 50 | 50 | 0 | 0 | 0 | 0 | 270 |  | kWh | 0.3564 | 0 | Residential | [7 empty] | 3 | 0.78 |  |  |  | 1 | 1 | 0 | 0 | 0 | 0 | 0 | 0 | 0 | 0 | 0 | 0 | 2009 Qtr 1: 0; 2009 Qtr 2: 0; 2009 Qtr 3: 0; 2009 Qtr 4: 1; 2010 Qtr 1: 0; 2010 Qtr 2: 0; 2010 Qtr 3: 0; 2010 Qtr 4: 0; 2011 Qtr 1: 0; 2011 Qtr 2: 0; 2011 Qtr 3: 0; 2011 Qtr 4: 0 | 1
0 | 267002-High Refrigerant Charge Adjustment (>= ±20% rated charge) Resid SF CZ10 Vint04 |  | System | Residential | 26-SFM-ResidentialSingleFamily-SP_COOL | 0 |  |  |  |  | 65 | 53 | 0 | 0 | 0 | 12 | 205.771 |  | kWh | 0.22808 | -0.078078 | Residential |  | Winter Only | [5 empty] | 10 | 0.78 |  |  |  | 1 | 4 | 0 | 0 | 0 | 0 | 0 | 0 | 0 | 0 | 0 | 0 | 2009 Qtr 1: 0; 2009 Qtr 2: 0; 2009 Qtr 3: 0; 2009 Qtr 4: 4; 2010 Qtr 1: 0; 2010 Qtr 2: 0; 2010 Qtr 3: 0; 2010 Qtr 4: 0; 2011 Qtr 1: 0; 2011 Qtr 2: 0; 2011 Qtr 3: 0; 2011 Qtr 4: 0 | 4
0 | 267040-Residential Condensor Coil Cleaning Resid SF CZ10 VintAll |  | System | Residential | 26-SFM-ResidentialSingleFamily-SP_COOL | 0 |  |  |  |  | 50 | 50 | 0 | 0 | 0 | 0 | 270 |  | kWh | 0.3564 | 0 | Residential | [7 empty] | 3 | 0.78 |  |  |  | 1 | 1 | 0 | 0 | 0 | 0 | 0 | 0 | 0 | 0 | 0 | 0 | 2009 Qtr 1: 0; 2009 Qtr 2: 0; 2009 Qtr 3: 0; 2009 Qtr 4: 1; 2010 Qtr 1: 0; 2010 Qtr 2: 0; 2010 Qtr 3: 0; 2010 Qtr 4: 0; 2011 Qtr 1: 0; 2011 Qtr 2: 0; 2011 Qtr 3: 0; 2011 Qtr 4: 0 | 1
0 | 267004-High Refrigerant Charge Adjustment (>= ±20% rated charge) Resid SF CZ10 Vint01 |  | System | Residential | 26-SFM-ResidentialSingleFamily-SP_COOL | 0 |  |  |  |  | 65 | 53 | 0 | 0 | 0 | 12 | 110.437 |  | kWh | 0.1629 | -0.018297 | Residential |  | Winter Only | [5 empty] | 10 | 0.78 |  |  |  | 1 | 5 | 0 | 0 | 0 | 0 | 0 | 0 | 0 | 0 | 0 | 0 | 2009 Qtr 1: 0; 2009 Qtr 2: 0; 2009 Qtr 3: 0; 2009 Qtr 4: 5; 2010 Qtr 1: 0; 2010 Qtr 2: 0; 2010 Qtr 3: 0; 2010 Qtr 4: 0; 2011 Qtr 1: 0; 2011 Qtr 2: 0; 2011 Qtr 3: 0; 2011 Qtr 4: 0 | 5
0 | 267040-Residential Condensor Coil Cleaning Resid SF CZ10 VintAll |  | System | Residential | 26-SFM-ResidentialSingleFamily-SP_COOL | 0 |  |  |  |  | 50 | 50 | 0 | 0 | 0 | 0 | 270 |  | kWh | 0.3564 | 0 | Residential | [7 empty] | 3 | 0.78 |  |  |  | 1 | 1 | 0 | 0 | 0 | 0 | 0 | 0 | 0 | 0 | 0 | 0 | 2009 Qtr 1: 0; 2009 Qtr 2: 0; 2009 Qtr 3: 0; 2009 Qtr 4: 1; 2010 Qtr 1: 0; 2010 Qtr 2: 0; 2010 Qtr 3: 0; 2010 Qtr 4: 0; 2011 Qtr 1: 0; 2011 Qtr 2: 0; 2011 Qtr 3: 0; 2011 Qtr 4: 0 | 1
0 | 267002-High Refrigerant Charge Adjustment (>= ±20% rated charge) Resid SF CZ10 Vint04 |  | System | Residential | 26-SFM-ResidentialSingleFamily-SP_COOL | 0 |  |  |  |  | 65 | 61.8333 | 0 | 0 | 0 | 3.1667 | 205.771 |  | kWh | 0.22808 | -0.078078 | Residential |  | Winter Only | [5 empty] | 10 | 0.78 |  |  |  | 1 | 3 | 0 | 0 | 0 | 0 | 0 | 0 | 0 | 0 | 0 | 0 | 2009 Qtr 1: 0; 2009 Qtr 2: 0; 2009 Qtr 3: 0; 2009 Qtr 4: 3; 2010 Qtr 1: 0; 2010 Qtr 2: 0; 2010 Qtr 3: 0; 2010 Qtr 4: 0; 2011 Qtr 1: 0; 2011 Qtr 2: 0; 2011 Qtr 3: 0; 2011 Qtr 4: 0 | 3
0 | 267040-Residential Condensor Coil Cleaning Resid SF CZ10 VintAll |  | System | Residential | 26-SFM-ResidentialSingleFamily-SP_COOL | 0 |  |  |  |  | 50 | 50 | 0 | 0 | 0 | 0 | 270 |  | kWh | 0.3564 | 0 | Residential | [7 empty] | 3 | 0.78 |  |  |  | 1 | 1 | 0 | 0 | 0 | 0 | 0 | 0 | 0 | 0 | 0 | 0 | 2009 Qtr 1: 0; 2009 Qtr 2: 0; 2009 Qtr 3: 0; 2009 Qtr 4: 1; 2010 Qtr 1: 0; 2010 Qtr 2: 0; 2010 Qtr 3: 0; 2010 Qtr 4: 0; 2011 Qtr 1: 0; 2011 Qtr 2: 0; 2011 Qtr 3: 0; 2011 Qtr 4: 0 | 1
0 | 267002-High Refrigerant Charge Adjustment (>= ±20% rated charge) Resid SF CZ10 Vint04 |  | System | Residential | 26-SFM-ResidentialSingleFamily-SP_COOL | 0 |  |  |  |  | 65 | 61.8333 | 0 | 0 | 0 | 3.1667 | 205.771 |  | kWh | 0.22808 | -0.078078 | Residential |  | Winter Only | [5 empty] | 10 | 0.78 |  |  |  | 1 | 3 | 0 | 0 | 0 | 0 | 0 | 0 | 0 | 0 | 0 | 0 | 2009 Qtr 1: 0; 2009 Qtr 2: 0; 2009 Qtr 3: 0; 2009 Qtr 4: 3; 2010 Qtr 1: 0; 2010 Qtr 2: 0; 2010 Qtr 3: 0; 2010 Qtr 4: 0; 2011 Qtr 1: 0; 2011 Qtr 2: 0; 2011 Qtr 3: 0; 2011 Qtr 4: 0 | 3
0 | 267040-Residential Condensor Coil Cleaning Resid SF CZ10 VintAll |  | System | Residential | 26-SFM-ResidentialSingleFamily-SP_COOL | 0 |  |  |  |  | 50 | 50 | 0 | 0 | 0 | 0 | 270 |  | kWh | 0.3564 | 0 | Residential | [7 empty] | 3 | 0.78 |  |  |  | 1 | 1 | 0 | 0 | 0 | 0 | 0 | 0 | 0 | 0 | 0 | 0 | 2009 Qtr 1: 0; 2009 Qtr 2: 0; 2009 Qtr 3: 0; 2009 Qtr 4: 1; 2010 Qtr 1: 0; 2010 Qtr 2: 0; 2010 Qtr 3: 0; 2010 Qtr 4: 0; 2011 Qtr 1: 0; 2011 Qtr 2: 0; 2011 Qtr 3: 0; 2011 Qtr 4: 0 | 1
0 | 267032-High Refrigerant Charge Adjustment (>= ±20% rated charge) Resid MF CZ10 Vint03 |  | System | Residential | 13-MFM-ResidentialMulti-family-SP_COOL | 0 |  |  |  |  | 66.33 | 53 | 0 | 0 | 0 | 13.33 | 195.15 |  | kWh | 0.21338 | -0.15765 | Residential |  | Winter Only | [5 empty] | 10 | 0.78 |  |  |  | 1 | 2 | 0 | 0 | 0 | 0 | 0 | 0 | 0 | 0 | 0 | 0 | 2009 Qtr 1: 0; 2009 Qtr 2: 0; 2009 Qtr 3: 0; 2009 Qtr 4: 2; 2010 Qtr 1: 0; 2010 Qtr 2: 0; 2010 Qtr 3: 0; 2010 Qtr 4: 0; 2011 Qtr 1: 0; 2011 Qtr 2: 0; 2011 Qtr 3: 0; 2011 Qtr 4: 0 | 2
0 | 267042-Residential Condensor Coil Cleaning Resid MF CZ10 VintAll |  | System | Residential | 13-MFM-ResidentialMulti-family-SP_COOL | 0 |  |  |  |  | 50 | 50 | 0 | 0 | 0 | 0 | 180 |  | kWh | 0.2376 | 0 | Residential | [7 empty] | 3 | 0.78 |  |  |  | 1 | 1 | 0 | 0 | 0 | 0 | 0 | 0 | 0 | 0 | 0 | 0 | 2009 Qtr 1: 0; 2009 Qtr 2: 0; 2009 Qtr 3: 0; 2009 Qtr 4: 1; 2010 Qtr 1: 0; 2010 Qtr 2: 0; 2010 Qtr 3: 0; 2010 Qtr 4: 0; 2011 Qtr 1: 0; 2011 Qtr 2: 0; 2011 Qtr 3: 0; 2011 Qtr 4: 0 | 1
0 | 267035-High Refrigerant Charge Adjustment (>= ±20% rated charge) Resid MF CZ10 Vint01 |  | System | Residential | 13-MFM-ResidentialMulti-family-SP_COOL | 0 |  |  |  |  | 66.33 | 53 | 0 | 0 | 0 | 13.33 | 120.504 |  | kWh | 0.19741 | -0.037108 | Residential |  | Winter Only | [5 empty] | 10 | 0.78 |  |  |  | 1 | 2 | 0 | 0 | 0 | 0 | 0 | 0 | 0 | 0 | 0 | 0 | 2009 Qtr 1: 0; 2009 Qtr 2: 0; 2009 Qtr 3: 0; 2009 Qtr 4: 2; 2010 Qtr 1: 0; 2010 Qtr 2: 0; 2010 Qtr 3: 0; 2010 Qtr 4: 0; 2011 Qtr 1: 0; 2011 Qtr 2: 0; 2011 Qtr 3: 0; 2011 Qtr 4: 0 | 2
0 | 267042-Residential Condensor Coil Cleaning Resid MF CZ10 VintAll |  | System | Residential | 13-MFM-ResidentialMulti-family-SP_COOL | 0 |  |  |  |  | 50 | 50 | 0 | 0 | 0 | 0 | 180 |  | kWh | 0.2376 | 0 | Residential | [7 empty] | 3 | 0.78 |  |  |  | 1 | 1 | 0 | 0 | 0 | 0 | 0 | 0 | 0 | 0 | 0 | 0 | 2009 Qtr 1: 0; 2009 Qtr 2: 0; 2009 Qtr 3: 0; 2009 Qtr 4: 1; 2010 Qtr 1: 0; 2010 Qtr 2: 0; 2010 Qtr 3: 0; 2010 Qtr 4: 0; 2011 Qtr 1: 0; 2011 Qtr 2: 0; 2011 Qtr 3: 0; 2011 Qtr 4: 0 | 1
0 | 267001-High Refrigerant Charge Adjustment (>= ±20% rated charge) Resid SFCZ10 Vint03 |  | System | Residential | 26-SFM-ResidentialSingleFamily-SP_COOL | 0 |  |  |  |  | 65 | 53 | 0 | 0 | 0 | 12 | 248.449 |  | kWh | 0.18306 | -0.066637 | Residential |  | Winter Only | [5 empty] | 10 | 0.78 |  |  |  | 1 | 2 | 0 | 0 | 0 | 0 | 0 | 0 | 0 | 0 | 0 | 0 | 2009 Qtr 1: 0; 2009 Qtr 2: 0; 2009 Qtr 3: 0; 2009 Qtr 4: 2; 2010 Qtr 1: 0; 2010 Qtr 2: 0; 2010 Qtr 3: 0; 2010 Qtr 4: 0; 2011 Qtr 1: 0; 2011 Qtr 2: 0; 2011 Qtr 3: 0; 2011 Qtr 4: 0 | 2
0 | 267001-High Refrigerant Charge Adjustment (>= ±20% rated charge) Resid SFCZ10 Vint03 |  | System | Residential | 26-SFM-ResidentialSingleFamily-SP_COOL | 0 |  |  |  |  | 65 | 53 | 0 | 0 | 0 | 12 | 248.449 |  | kWh | 0.18306 | -0.066637 | Residential |  | Winter Only | [5 empty] | 10 | 0.78 |  |  |  | 1 | 5 | 0 | 0 | 0 | 0 | 0 | 0 | 0 | 0 | 0 | 0 | 2009 Qtr 1: 0; 2009 Qtr 2: 0; 2009 Qtr 3: 0; 2009 Qtr 4: 5; 2010 Qtr 1: 0; 2010 Qtr 2: 0; 2010 Qtr 3: 0; 2010 Qtr 4: 0; 2011 Qtr 1: 0; 2011 Qtr 2: 0; 2011 Qtr 3: 0; 2011 Qtr 4: 0 | 5
0 | 267003-High Refrigerant Charge Adjustment (>= ±20% rated charge) Resid SF CZ10 Vint05 |  | System | Residential | 26-SFM-ResidentialSingleFamily-SP_COOL | 0 |  |  |  |  | 65 | 53 | 0 | 0 | 0 | 12 | 162.471 |  | kWh | 0.23875 | -0.071356 | Residential |  | Winter Only | [5 empty] | 10 | 0.78 |  |  |  | 1 | 3 | 0 | 0 | 0 | 0 | 0 | 0 | 0 | 0 | 0 | 0 | 2009 Qtr 1: 0; 2009 Qtr 2: 0; 2009 Qtr 3: 0; 2009 Qtr 4: 3; 2010 Qtr 1: 0; 2010 Qtr 2: 0; 2010 Qtr 3: 0; 2010 Qtr 4: 0; 2011 Qtr 1: 0; 2011 Qtr 2: 0; 2011 Qtr 3: 0; 2011 Qtr 4: 0 | 3
0 | 267040-Residential Condensor Coil Cleaning Resid SF CZ10 VintAll |  | System | Residential | 26-SFM-ResidentialSingleFamily-SP_COOL | 0 |  |  |  |  | 50 | 50 | 0 | 0 | 0 | 0 | 270 |  | kWh | 0.3564 | 0 | Residential | [7 empty] | 3 | 0.78 |  |  |  | 1 | 1 | 0 | 0 | 0 | 0 | 0 | 0 | 0 | 0 | 0 | 0 | 2009 Qtr 1: 0; 2009 Qtr 2: 0; 2009 Qtr 3: 0; 2009 Qtr 4: 1; 2010 Qtr 1: 0; 2010 Qtr 2: 0; 2010 Qtr 3: 0; 2010 Qtr 4: 0; 2011 Qtr 1: 0; 2011 Qtr 2: 0; 2011 Qtr 3: 0; 2011 Qtr 4: 0 | 1
Do NOT enter program data in this row or below. The Spreadsheet will not evaluate any such data. | bar: 2012 Qtr 1; 2014 Qtr 2 to 2014 Qtr 4; 2016 Qtr 2 to 2016 Qtr 4; 2018 Qtr 2 to 2018 Qtr 4
Lists of Dimensions and their Labels
|  |  | Climate Zones | Sectors | End Use Validation List |  | Measure Types for Measure Life | Measure Types for NTGR | Gas Sector | Gas Savings Profile | Combustor Type
|  |  | 7 | RES | res:DEER:Indoor_CFL_Ltg |  | NONRESIDENTIAL MEASURES: |  | Residential | Summer Only | Large Boilers (>100 MMBtu/hr Heat Input):Uncontrolled
|  |  | 10 | NON_RES | res:DEER:Indoor_CFL_Ltg |  | **************************************************************** | Appliance early retirement and replacement 0.80 | Commercial | Winter Only | Large Boilers (>100 MMBtu/hr Heat Input):Controlled Low NOx Burner
|  |  | 14 | Residential | res:DEER:Indoor_CFL_Ltg |  | Ballast – Dimmable: NR - 11 | California Home Energy Efficiency Rating System (CHEERS) | Core | Annual | Large Boilers (>100 MMBtu/hr Heat Input):Controlled – Flue Gas Recirculation
|  |  | 15 | Commercial | res:DEER:Indoor_CFL_Ltg |  | Ballast – Electronic: NR - 11 | Residential Audits 0.72 |  |  | Small Boilers (<100 MMBtu/hr Heat Input):Uncontrolled
|  |  | System | Industrial | res:DEER:Indoor_CFL_Ltg |  | Fluorescent Fixture – T8: C/I/A - 11 | Refrigerator Recycling 0.35 |  |  | Small Boilers (<100 MMBtu/hr Heat Input):Controlled Low NOx Burner
|  |  |  | Agricultural | res:DEER:RefgFrzr_HighEff |  | Fixture: T8 Lamp & Electronic Ballast: C/I/A - 11 | Freezer Recycling 0.54 |  |  | Small Boilers (<100 MMBtu/hr Heat Input):Controlled – Flue Gas Recirculation
|  |  |  | Not Used | res:DEER:RefgFrzr_HighEff |  | T8 Fixtures – 17 Watt Lamp, 2ft or 32-watt Lamp, 4ft 11 | Residential Contractor Program 0.89 |  |  | Residential Furnaces (<0.3):Uncontrolled
[5 empty] | res:DEER:RefgFrzr_HighEff |  | T8 Lamps: C/I/A - 5 | Emerging Technologies 0.83
[5 empty] | res:DEER:RefgFrzr_HighEff |  | High Efficiency Lighting (HID): NR - 16 | All other residential programs 0.80
[5 empty] | res:DEER:RefgFrzr_HighEff |  | High Output T5 Fixture: NR - 16 |  | Electric Rate | Gas Rate
[5 empty] | res:DEER:RefgFrzr_Recyc-Conditioned |  | Indoor or Outdoor Lighting System Modification: NR - 13.5 | Advanced water heating systems 1.00 | Residential | 0
[5 empty] | res:DEER:RefgFrzr_Recyc-Conditioned |  | Lighting Controls: NR - 16 | Agricultural and Dairy Incentives 0.75 | Commercial | Residential
[5 empty] | res:DEER:RefgFrzr_Recyc-Conditioned |  | Daylighting Controls; NR - 16 | Coin Laundry and Dry Cleaner Education 0.70 | Not Used | Not Used
[5 empty] | res:DEER:RefgFrzr_Recyc-Conditioned |  | Lighting Power Density: NR - 11 | Commercial and agricultural information, tools, or design assistance services | Not Used
[5 empty] | res:DEER:RefgFrzr_Recyc-Conditioned |  | Exit Sign – CF Hardware Kit/LED/ Electro-Luminescent: NR - 16 | Comprehensive Space Conditioning 1.00 | Not Used
[5 empty] | res:DEER:RefgFrzr_Recyc-UnConditioned |  | Occupancy Sensor: NR - 8 | Lodging Education 0.70
[5 empty] | res:DEER:RefgFrzr_Recyc-UnConditioned |  | Photocell: NR - 8 | Express Efficiency (rebates) 0.96
[5 empty] | res:DEER:RefgFrzr_Recyc-UnConditioned |  | Time Clock – Lighting: NR - 8 | Energy Management Services, including audits (for small and medium customers)
[5 empty] | res:DEER:RefgFrzr_Recyc-UnConditioned |  | Induction Lamps: NR - 2 | Food Services Equipment Retrofit 1.00
[5 empty] | res:DEER:RefgFrzr_Recyc-UnConditioned |  | Induction Fixture: NR - 16 | Industrial Information and Services 0.74
[5 empty] | res:DEER:HVAC_Eff_AC |  | Delamp/reflectors: C/I - 11 | Large Standard Performance Contract 0.70
[5 empty] | res:DEER:HVAC_Eff_AC |  | Optical Reflectors- new construction: Ind, NRNC - 12 | All other nonresidential programs 0.80
[5 empty] | res:DEER:HVAC_Eff_AC |  | Optical Reflectors- retrofit: NR - 10 | New Construction
[5 empty] | res:DEER:HVAC_Eff_AC |  | HID fixture: Interior, >= 176 Watts lamp: Ind - 16 | Industrial and Agricultural Process 0.94
[5 empty] | res:DEER:HVAC_Eff_AC |  | HID fixture: Interior, 251-400 Watt lamp: Com - 16 | Industrial new construction incentives 0.62
[5 empty] | res:DEER:HVAC_Duct_Sealing |  | CFL Fixture: Pin based CFL fixture: Com - 12.0 | Savings by Design 0.82
[5 empty] | res:DEER:HVAC_Duct_Sealing |  | Screw-in CFL: Education - Primary School: NR - 5.6 | All other new construction programs 0.80
[5 empty] | res:DEER:HVAC_Duct_Sealing |  | Screw-in CFL: Education - Secondary School: NR - 3.5 | Large Standard Performance Contract 0.7011
[5 empty] | res:DEER:HVAC_Duct_Sealing |  | Screw-in CFL: Education - Community College: NR - 2.1 | Savings by Design 0.8212
[5 empty] | res:DEER:HVAC_Duct_Sealing |  | Screw-in CFL: Education - University: NR - 2.6 | Codes and Standards
[5 empty] | res:DEER:HVAC_Refrig_Charge |  | Screw-in CFL: Grocery: NR - 1.4
[5 empty] | res:DEER:HVAC_Refrig_Charge |  | Screw-in CFL: Health/Medical - Hospital: NR - 0.9
[5 empty] | res:DEER:HVAC_Refrig_Charge |  | Screw-in CFL: Health/Medical - Nursing Home: NR - 0.9
[5 empty] | res:DEER:HVAC_Refrig_Charge |  | Screw-in CFL: Lodging - Hotel: NR - 0.9
[5 empty] | res:DEER:HVAC_Refrig_Charge |  | Screw-in CFL: Lodging - Motel: NR - 0.9
[5 empty] | res:DEER:Refg_Chrg_Duct_Seal |  | Screw-in CFL: Lodging - Guest Rooms: NR - 7.0
[5 empty] | res:DEER:Refg_Chrg_Duct_Seal |  | Screw-in CFL: Manufacturing - Light Industrial: NR - 2.8
[5 empty] | res:DEER:Refg_Chrg_Duct_Seal |  | Screw-in CFL: Office - Large: NR - 2.9
[5 empty] | res:DEER:Refg_Chrg_Duct_Seal |  | Screw-in CFL: Office - Small: NR - 3.2
[5 empty] | res:DEER:Refg_Chrg_Duct_Seal |  | Screw-in CFL: Restaurant - Sit-Down: NR - 2.3
[5 empty] | res:DEER:RefgFrzr_Recycling |  | Screw-in CFL: Restaurant - Fast-Food: NR - 1.3
[5 empty] | res:DEER:RefgFrzr_Recycling |  | Screw-in CFL: Retail - 3-Story Large: NR - 1.9
[5 empty] | res:DEER:RefgFrzr_Recycling |  | Screw-in CFL: Retail - Single-Story Large: NR - 1.8
[5 empty] | res:DEER:RefgFrzr_Recycling |  | Screw-in CFL: Retail - Small: NR - 2.1
[5 empty] | res:DEER:RefgFrzr_Recycling |  | Screw-in CFL: Storage - Conditioned: NR - 2.8
[5 empty] | NON_res:DEER:Indoor_CFL_Ltg |  | Screw-in CFL: Storage - Unconditioned: NR - 2.8
[5 empty] | NON_res:DEER:Indoor_CFL_Ltg |  | Screw-in CFL: Warehouse - Refrigerated: NR - 3.1
NON_res:DEER:Indoor_CFL_Ltg
[5 empty] | NON_res:DEER:Indoor_CFL_Ltg |  | HVAC/Refrigeration – SPC: NR - 16
[5 empty] | NON_res:DEER:Indoor_CFL_Ltg |  | Chiller – High Efficiency: NR - 20
[5 empty] | NON_res:DEER:Indoor_Non-CFL_Ltg |  | Chiller – Variable Speed Drive: NR - 20
[5 empty] | NON_res:DEER:Indoor_Non-CFL_Ltg |  | Water Cooled Chillers: NR - 20
[5 empty] | NON_res:DEER:Indoor_Non-CFL_Ltg |  | Air Conditioners – High Efficiency: NR - 15
[5 empty] | NON_res:DEER:Indoor_Non-CFL_Ltg |  | Packaged HVAC Systems: NR - 15
[5 empty] | NON_res:DEER:Indoor_Non-CFL_Ltg |  | Install HVAC EMS: Com - 14
[5 empty] | NON_res:DEER:HVAC_Chillers |  | AC Packaged Terminal Units: NR - 15
[5 empty] | NON_res:DEER:HVAC_Chillers |  | Evaporative Coolers: NR - 15
[5 empty] | NON_res:DEER:HVAC_Chillers |  | Boiler – High Efficiency: NR - 20
[5 empty] | NON_res:DEER:HVAC_Chillers |  | Cooling Towers/Evaporative Condenser: NR - 15
[5 empty] | NON_res:DEER:HVAC_Chillers |  | Heat Pump – Split System: NR - 15
[5 empty] | NON_res:DEER:HVAC_Refrig_Charge |  | Heat Pump with Integrated Water Heating: NR - 10
[5 empty] | NON_res:DEER:HVAC_Refrig_Charge |  | Ground Source Heat Pump: NR - 15
[5 empty] | NON_res:DEER:HVAC_Refrig_Charge |  | Reduce Internal Load: NR - 15
[5 empty] | NON_res:DEER:HVAC_Refrig_Charge |  | Insulation: NR - 20
[5 empty] | NON_res:DEER:HVAC_Refrig_Charge |  | Insulation Package: NR - 20
[5 empty] | NON_res:DEER:HVAC_Split-Package_AC |  | Reflective Window Film: NR - 10
[5 empty] | NON_res:DEER:HVAC_Split-Package_AC |  | Bypass/Delay Timer(lighting): NR - 8
[5 empty] | NON_res:DEER:HVAC_Split-Package_AC |  | Set-Back Thermostat: NR - 11
[5 empty] | NON_res:DEER:HVAC_Split-Package_AC |  | Time Clock - HVAC: NR - 10
[5 empty] | NON_res:DEER:HVAC_Split-Package_AC |  | HVAC/Space Heating/Efficiency (Gas): NR - 18
[5 empty] | NON_res:DEER:HVAC_Duct_Sealing |  | Nonresidential Gas – AC: NR - 20
NON_res:DEER:HVAC_Duct_Sealing
[5 empty] | NON_res:DEER:HVAC_Duct_Sealing |  | Adjustable speed drive, application unknown: Ag - 10
[5 empty] | NON_res:DEER:HVAC_Duct_Sealing |  | Adjustable speed drive, application unknown: Com - 10
[5 empty] | NON_res:DEER:HVAC_Duct_Sealing |  | Adjustable Speed Drive: HVAC fan, 50 HP Max: Com - 10
[5 empty] | 01-ALC-AllCommercial-Cooling |  | Pump repair: Ag - 11
[5 empty] | 01-ALC-AllCommercial-ExtLight |  | Injection molding machines: Ind - 15
[5 empty] | 01-ALC-AllCommercial-IntLight |  | Plastic extusion equipment: Ind - 15
[5 empty] | 01-ALC-AllCommercial-OffEquip |  | Process cooling: Ind - 15
[5 empty] | 01-ALC-AllCommercial-Refrig |  | Process equipment insulation: Ind - 15
01-ALC-AllCommercial-Vent/Fan
[5 empty] | 02-ASM-Assembly-Cooling |  | Horizontal Clothes Washer: NR - 10
[5 empty] | 02-ASM-Assembly-Exit |  | Efficient Dishwashing: NR - 5
[5 empty] | 02-ASM-Assembly-ExtLight |  | Water Heater Controls: NR - 15
[5 empty] | 02-ASM-Assembly-IntLight |  | Cooking measures , Assorted: Com - 12
[5 empty] | 03-BCR-BothResidentialandCommercial-COOL |  | Water Heater – Gas: NR - 15
[5 empty] | 03-BCR-BothResidentialandCommercial-LIT_INT |  | Domestic Hot Water Boiler (Gas): NR - 20
03-BCR-BothResidentialandCommercial-OFF_EQ
[5 empty] | 03-BCR-BothResidentialandCommercial-LIT_EXT |  | Auto Closer for Cooler/Freezer: NR - 8
[5 empty] | 03-BCR-BothResidentialandCommercial-REFG |  | Door Gaskets: NR - 4
[5 empty] | 03-BCR-BothResidentialandCommercial-VENT |  | Floating Head Pressure: NR - 16
[5 empty] | 04-DMO-ResidentialMobileHome–DoubleWide-CL_DRY |  | Heatless Door: NR - 16
[5 empty] | 04-DMO-ResidentialMobileHome–DoubleWide-CL_WASH |  | Humidistat Control for Anti-Sweat Heater: NR - 12
[5 empty] | 04-DMO-ResidentialMobileHome–DoubleWide-DSH_WASH |  | Insulation on Refrigeration Suction Line: NR - 11
[5 empty] | 04-DMO-ResidentialMobileHome–DoubleWide-FREEZ |  | Night Covers for Display Cases: NR - 5
[5 empty] | 04-DMO-ResidentialMobileHome–DoubleWide-LIGHT |  | PSC Evaporator Motor – Walkin/ Display: NR - 15
[5 empty] | 04-DMO-ResidentialMobileHome–DoubleWide-POOL_PMP |  | Refrigeration Case Doors – Glass/Acrylic: NR - 12
[5 empty] | 04-DMO-ResidentialMobileHome–DoubleWide-REFG |  | Refrigerator Case with Doors: NR - 12
[5 empty] | 04-DMO-ResidentialMobileHome–DoubleWide-SP_COOL |  | Refrigerator Condensate Evaporator – Elec/Non Elec: NR - 8
[5 empty] | 04-DMO-ResidentialMobileHome–DoubleWide-SP_HEAT |  | Strip Curtains for Walk-Ins: NR - 4
[5 empty] | 04-DMO-ResidentialMobileHome–DoubleWide-WAT_HEAT |  | Ballast: Electronic, for display case: NR - 11
[5 empty] | 05-ECC-Education–CommunityCollege-COOL |  | Defrost: NR - 16
[5 empty] | 05-ECC-Education–CommunityCollege-LIT_INT |  | FHP & EFF Conditioner: NR - 16
[5 empty] | 05-ECC-Education–CommunityCollege-OFF_EQ |  | High-efficiency Liquid Suction Heat Exchangers: NR - 16
[5 empty] | 05-ECC-Education–CommunityCollege-LIT_EXT |  | Night Shields on Refrigerator and Freezer Cases: NR - 5
[5 empty] | 05-ECC-Education–CommunityCollege-REFG |  | Walk-in Refrigerator or Freezer: Evaporative Fan Controller: NR - 5
[5 empty] | 05-ECC-Education–CommunityCollege-VENT |  | Multiplec Refrigeration Systems/Supermarket Systems: NR - 10
06-EPR-Education–PrimarySchool-COOL
[5 empty] | 06-EPR-Education–PrimarySchool-LIT_INT |  | Kiln/Oven/Furnace: NR - 18
[5 empty] | 06-EPR-Education–PrimarySchool-OFF_EQ |  | Thermal Night Curtains: NR - 5
[5 empty] | 06-EPR-Education–PrimarySchool-LIT_EXT |  | Custom Measures – SPC: NR - 15
[5 empty] | 06-EPR-Education–PrimarySchool-REFG |  | Local Government Partnership: NR - 11
[5 empty] | 06-EPR-Education–PrimarySchool-VENT |  | Audits: NR - 3
[5 empty] | 07-ESE-Education–SecondarySchool-COOL |  | Plug Load Sensor: NR - 10
[5 empty] | 07-ESE-Education–SecondarySchool-LIT_INT |  | Information: NR - 1
[5 empty] | 07-ESE-Education–SecondarySchool-OFF_EQ |  | High Efficiency Motors: NR - 15
[5 empty] | 07-ESE-Education–SecondarySchool-LIT_EXT |  | Process Overhaul: NR - 20
[5 empty] | 07-ESE-Education–SecondarySchool-REFG |  | System Controls: NR - 15
07-ESE-Education–SecondarySchool-VENT
08-EUN-Education–University-COOL
[5 empty] | 08-EUN-Education–University-LIT_INT |  | RESIDENTIAL MEASURES
[5 empty] | 08-EUN-Education–University-OFF_EQ |  | ****************************************************************
[5 empty] | 08-EUN-Education–University-LIT_EXT |  | T8 Fixtures ; lamp or ballast: Res - 15
[5 empty] | 08-EUN-Education–University-REFG |  | Pin based CFL Fixture: Res - 16
[5 empty] | 08-EUN-Education–University-VENT |  | CFL: Indoor Screw in: Res - 9.4
[5 empty] | 09-GRO-Grocery-COOL |  | CFL: Outdoor Screw in: Res - 7
[5 empty] | 09-GRO-Grocery-LIT_INT |  | Torchiere: Res - 9
09-GRO-Grocery-OFF_EQ
[5 empty] | 09-GRO-Grocery-LIT_EXT |  | Air Conditioners with SEER >= 11.0: Res - 18
[5 empty] | 09-GRO-Grocery-REFG |  | Central Air Conditioners: Res - 18
[5 empty] | 09-GRO-Grocery-VENT |  | Duct Testing: Res NC - 18
[5 empty] | 10-HSP-Health/Medical–Hospital-COOL |  | High Energy Efficiency Ducts: Res - 18
[5 empty] | 10-HSP-Health/Medical–Hospital-LIT_INT |  | Whole House Fan: Res - 15
[5 empty] | 10-HSP-Health/Medical–Hospital-OFF_EQ |  | Evaporative Cooler: Res - 15
[5 empty] | 10-HSP-Health/Medical–Hospital-LIT_EXT |  | Glazing - Low E Double / Low Shade Coefficient: Res - 20
[5 empty] | 10-HSP-Health/Medical–Hospital-REFG |  | Heat Pump - Electric: Res - 15
[5 empty] | 10-HSP-Health/Medical–Hospital-VENT |  | Insulation - Ceiling / Floor / Walls: Res - 20
[5 empty] | 11-HTL-Lodging–Hotel(GuestRooms)-COOL |  | A/C with Integrated Water Heating: Res - 10
[5 empty] | 11-HTL-Lodging–Hotel(GuestRooms)-LIT_INT |  | Programmable Thermostat: Res - 12
11-HTL-Lodging–Hotel(GuestRooms)-OFF_EQ
[5 empty] | 11-HTL-Lodging–Hotel(GuestRooms)-LIT_EXT |  | Audits: Res - 3
[5 empty] | 11-HTL-Lodging–Hotel(GuestRooms)-REFG |  | Gas Cooktops: Res - 20
[5 empty] | 11-HTL-Lodging–Hotel(GuestRooms)-VENT |  | Gas Dryer Stub: Res - 18
[5 empty] | 12-MBT-Manufacturing–Bio/Tech-AG_PUMP |  | Energy-Efficient Furnaces: Res - 18
12-MBT-Manufacturing–Bio/Tech-COMP_AIR
[5 empty] | 12-MBT-Manufacturing–Bio/Tech-COOL |  | Refrigerator Recycling: Res - 10
[5 empty] | 12-MBT-Manufacturing–Bio/Tech-LIGHT |  | Refrigerator - Energy Efficient; 20% more efficient: Res - 18
[5 empty] | 12-MBT-Manufacturing–Bio/Tech-MOTOR |  | Refrigerators: Res - 18
12-MBT-Manufacturing–Bio/Tech-PROC_OTH
13-MFM-ResidentialMulti-family-CL_DRY
[5 empty] | 13-MFM-ResidentialMulti-family-CL_WASH |  | GENERIC USEFUL LIVES:
[5 empty] | 13-MFM-ResidentialMulti-family-DSH_WASH |  | ****************************************************************
[5 empty] | 13-MFM-ResidentialMulti-family-FREEZ |  | 0.1
[5 empty] | 13-MFM-ResidentialMulti-family-LIGHT |  | 0.2
[5 empty] | 13-MFM-ResidentialMulti-family-POOL_PMP |  | 0.3
[5 empty] | 13-MFM-ResidentialMulti-family-REFG |  | 0.4
[5 empty] | 13-MFM-ResidentialMulti-family-SP_COOL |  | 0.5
[5 empty] | 13-MFM-ResidentialMulti-family-SP_HEAT |  | 0.6
[5 empty] | 13-MFM-ResidentialMulti-family-WAT_HEAT |  | 0.7
[5 empty] | 14-MLI-Manufacturing–LightIndustry-AG_PUMP |  | 0.8
[5 empty] | 14-MLI-Manufacturing–LightIndustry-COMP_AIR |  | 0.9
[5 empty] | 14-MLI-Manufacturing–LightIndustry-COOL |  | 1
[5 empty] | 14-MLI-Manufacturing–LightIndustry-LIGHT |  | 1.1
[5 empty] | 14-MLI-Manufacturing–LightIndustry-MOTOR |  | 1.2
[5 empty] | 14-MLI-Manufacturing–LightIndustry-PROC_OTH |  | 1.3
[5 empty] | 15-MTL-Lodging–Motel-COOL |  | 1.4
[5 empty] | 15-MTL-Lodging–Motel-LIT_INT |  | 1.5
[5 empty] | 15-MTL-Lodging–Motel-OFF_EQ |  | 1.6
[5 empty] | 15-MTL-Lodging–Motel-LIT_EXT |  | 1.7
[5 empty] | 15-MTL-Lodging–Motel-REFG |  | 1.8
[5 empty] | 15-MTL-Lodging–Motel-VENT |  | 1.9
[5 empty] | 16-NRS-Health/Medical–Clinic-COOL |  | 2
[5 empty] | 16-NRS-Health/Medical–Clinic-LIT_INT |  | 2.1
[5 empty] | 16-NRS-Health/Medical–Clinic-OFF_EQ |  | 2.2
[5 empty] | 16-NRS-Health/Medical–Clinic-LIT_EXT |  | 2.3
[5 empty] | 16-NRS-Health/Medical–Clinic-REFG |  | 2.4
[5 empty] | 16-NRS-Health/Medical–Clinic-VENT |  | 2.5
[5 empty] | 17-OFL-Office–Large-Cooling |  | 2.6
[5 empty] | 17-OFL-Office–Large-ExtLight |  | 2.7
[5 empty] | 17-OFL-Office–Large-IntLight |  | 2.8
[5 empty] | 17-OFL-Office–Large-OffEquip |  | 2.9
[5 empty] | 17-OFL-Office–Large-Refrig |  | 3
[5 empty] | 17-OFL-Office–Large-Vent/Fan |  | 3.1
[5 empty] | 18-OFS-Office–Small-Cooling |  | 3.2
[5 empty] | 18-OFS-Office–Small-ExtLight |  | 3.3
[5 empty] | 18-OFS-Office–Small-IntLight |  | 3.4
[5 empty] | 18-OFS-Office–Small-OffEquip |  | 3.5
[5 empty] | 18-OFS-Office–Small-Refrig |  | 3.6
[5 empty] | 18-OFS-Office–Small-Vent/Fan |  | 3.7
[5 empty] | 19-RES-AllResidential-CL_DRY |  | 3.8
[5 empty] | 19-RES-AllResidential-CL_WASH |  | 3.9
[5 empty] | 19-RES-AllResidential-DSH_WASH |  | 4
[5 empty] | 19-RES-AllResidential-FREEZ |  | 4.1
[5 empty] | 19-RES-AllResidential-LIGHT |  | 4.2
[5 empty] | 19-RES-AllResidential-POOL_PMP |  | 4.3
[5 empty] | 19-RES-AllResidential-REFG |  | 4.4
[5 empty] | 19-RES-AllResidential-SP_COOL |  | 4.5
[5 empty] | 19-RES-AllResidential-SP_HEAT |  | 4.6
[5 empty] | 19-RES-AllResidential-WAT_HEAT |  | 4.7
[5 empty] | 20-RFF-Restaurant–FastFood-Cooling |  | 4.8
[5 empty] | 20-RFF-Restaurant–FastFood-ExtLight |  | 4.9
[5 empty] | 20-RFF-Restaurant–FastFood-IntLight |  | 5
[5 empty] | 20-RFF-Restaurant–FastFood-OffEquip |  | 5.1
[5 empty] | 20-RFF-Restaurant–FastFood-Refrig |  | 5.2
[5 empty] | 20-RFF-Restaurant–FastFood-Vent/Fan |  | 5.3
[5 empty] | 21-RSD-Restaurant–SitDown-COOL |  | 5.4
[5 empty] | 21-RSD-Restaurant–SitDown-LIT_INT |  | 5.5
[5 empty] | 21-RSD-Restaurant–SitDown-OFF_EQ |  | 5.6
[5 empty] | 21-RSD-Restaurant–SitDown-LIT_EXT |  | 5.7
[5 empty] | 21-RSD-Restaurant–SitDown-PROC_OTH |  | 5.8
[5 empty] | 21-RSD-Restaurant–SitDown-REFG |  | 5.9
[5 empty] | 21-RSD-Restaurant–SitDown-VENT |  | 6
[5 empty] | 22-RT3-Retail–3StoryLarge-COOL |  | 6.1
[5 empty] | 22-RT3-Retail–3StoryLarge-LIT_INT |  | 6.2
[5 empty] | 22-RT3-Retail–3StoryLarge-OFF_EQ |  | 6.3
[5 empty] | 22-RT3-Retail–3StoryLarge-LIT_EXT |  | 6.4
[5 empty] | 22-RT3-Retail–3StoryLarge-REFG |  | 6.5
[5 empty] | 22-RT3-Retail–3StoryLarge-VENT |  | 6.6
[5 empty] | 23-RTL-Retail–SingleStorylarge-COOL |  | 6.7
[5 empty] | 23-RTL-Retail–SingleStorylarge-LIT_INT |  | 6.8
[5 empty] | 23-RTL-Retail–SingleStorylarge-OFF_EQ |  | 6.9
[5 empty] | 23-RTL-Retail–SingleStorylarge-LIT_EXT |  | 7
[5 empty] | 23-RTL-Retail–SingleStorylarge-REFG |  | 7.1
[5 empty] | 23-RTL-Retail–SingleStorylarge-VENT |  | 7.2
[5 empty] | 24-RTS-Retail–Small-COOL |  | 7.3
[5 empty] | 24-RTS-Retail–Small-LIT_INT |  | 7.4
[5 empty] | 24-RTS-Retail–Small-OFF_EQ |  | 7.5
[5 empty] | 24-RTS-Retail–Small-LIT_EXT |  | 7.6
[5 empty] | 24-RTS-Retail–Small-REFG |  | 7.7
[5 empty] | 24-RTS-Retail–Small-VENT |  | 7.8
[5 empty] | 25-SCN-Storage–Conditioned-Cooling |  | 7.9
[5 empty] | 25-SCN-Storage–Conditioned-Exit |  | 8
[5 empty] | 25-SCN-Storage–Conditioned-ExtLight |  | 8.1
[5 empty] | 26-SFM-ResidentialSingleFamily-CL_DRY |  | 8.2
[5 empty] | 26-SFM-ResidentialSingleFamily-CL_WASH |  | 8.3
[5 empty] | 26-SFM-ResidentialSingleFamily-DSH_WASH |  | 8.4
[5 empty] | 26-SFM-ResidentialSingleFamily-FREEZ |  | 8.5
[5 empty] | 26-SFM-ResidentialSingleFamily-LIGHT |  | 8.6
[5 empty] | 26-SFM-ResidentialSingleFamily-POOL_PMP |  | 8.7
[5 empty] | 26-SFM-ResidentialSingleFamily-REFG |  | 8.8
[5 empty] | 26-SFM-ResidentialSingleFamily-SP_COOL |  | 8.9
[5 empty] | 26-SFM-ResidentialSingleFamily-SP_HEAT |  | 9
[5 empty] | 26-SFM-ResidentialSingleFamily-WAT_HEAT |  | 9.1
[5 empty] | 27-SMO-ResidentialMobileHome–SingleWide-CL_DRY |  | 9.2
[5 empty] | 27-SMO-ResidentialMobileHome–SingleWide-CL_WASH |  | 9.3
[5 empty] | 27-SMO-ResidentialMobileHome–SingleWide-DSH_WASH |  | 9.4
[5 empty] | 27-SMO-ResidentialMobileHome–SingleWide-FREEZ |  | 9.5
[5 empty] | 27-SMO-ResidentialMobileHome–SingleWide-LIGHT |  | 9.6
[5 empty] | 27-SMO-ResidentialMobileHome–SingleWide-POOL_PMP |  | 9.7
[5 empty] | 27-SMO-ResidentialMobileHome–SingleWide-REFG |  | 9.8
[5 empty] | 27-SMO-ResidentialMobileHome–SingleWide-SP_COOL |  | 9.9
[5 empty] | 27-SMO-ResidentialMobileHome–SingleWide-SP_HEAT |  | 10
[5 empty] | 27-SMO-ResidentialMobileHome–SingleWide-WAT_HEAT |  | 10.1
[5 empty] | 28-SUN-Storage–Unconditioned-Exit |  | 10.2
[5 empty] | 28-SUN-Storage–Unconditioned-ExtLight |  | 10.3
[5 empty] | 29-WRF-Storage–Refrigerated-Cooling |  | 10.4
[5 empty] | 29-WRF-Storage–Refrigerated-Exit |  | 10.5
[5 empty] | 29-WRF-Storage–Refrigerated-ExtLight |  | 10.6
[5 empty] | 30-S20-SIC20Food&KindredProducts-AG_PUMP |  | 10.7
[5 empty] | 30-S20-SIC20Food&KindredProducts-COMP_AIR |  | 10.8
[5 empty] | 30-S20-SIC20Food&KindredProducts-COOL |  | 10.9
[5 empty] | 30-S20-SIC20Food&KindredProducts-LIGHT |  | 11
[5 empty] | 30-S20-SIC20Food&KindredProducts-MOTOR |  | 11.1
[5 empty] | 30-S20-SIC20Food&KindredProducts-PROC_OTH |  | 11.2
[5 empty] | 31-S26-SIC26Paper&AlliedProducts-AG_PUMP |  | 11.3
[5 empty] | 31-S26-SIC26Paper&AlliedProducts-COMP_AIR |  | 11.4
[5 empty] | 31-S26-SIC26Paper&AlliedProducts-COOL |  | 11.5
[5 empty] | 31-S26-SIC26Paper&AlliedProducts-LIGHT |  | 11.6
[5 empty] | 31-S26-SIC26Paper&AlliedProducts-MOTOR |  | 11.7
[5 empty] | 31-S26-SIC26Paper&AlliedProducts-PROC_OTH |  | 11.8
[5 empty] | 32-S28-SIC28Chemicals&AlliedProducts-AG_PUMP |  | 11.9
[5 empty] | 32-S28-SIC28Chemicals&AlliedProducts-COMP_AIR |  | 12
[5 empty] | 32-S28-SIC28Chemicals&AlliedProducts-COOL |  | 12.1
[5 empty] | 32-S28-SIC28Chemicals&AlliedProducts-LIGHT |  | 12.2
[5 empty] | 32-S28-SIC28Chemicals&AlliedProducts-MOTOR |  | 12.3
[5 empty] | 32-S28-SIC28Chemicals&AlliedProducts-PROC_OTH |  | 12.4
[5 empty] | 33-S29-SIC29Petroleum&CoalProducts-AG_PUMP |  | 12.5
[5 empty] | 33-S29-SIC29Petroleum&CoalProducts-COMP_AIR |  | 12.6
[5 empty] | 33-S29-SIC29Petroleum&CoalProducts-COOL |  | 12.7
[5 empty] | 33-S29-SIC29Petroleum&CoalProducts-LIGHT |  | 12.8
[5 empty] | 33-S29-SIC29Petroleum&CoalProducts-MOTOR |  | 12.9
[5 empty] | 33-S29-SIC29Petroleum&CoalProducts-PROC_OTH |  | 13
[5 empty] | 34-S33-SIC33Metals-AG_PUMP |  | 13.1
[5 empty] | 34-S33-SIC33Metals-COMP_AIR |  | 13.2
[5 empty] | 34-S33-SIC33Metals-COOL |  | 13.3
[5 empty] | 34-S33-SIC33Metals-LIGHT |  | 13.4
[5 empty] | 34-S33-SIC33Metals-MOTOR |  | 13.5
[5 empty] | 34-S33-SIC33Metals-PROC_OTH |  | 13.6
[5 empty] | 35-OTI-OtherIndustrial-AG_PUMP |  | 13.7
[5 empty] | 35-OTI-OtherIndustrial-COMP_AIR |  | 13.8
[5 empty] | 35-OTI-OtherIndustrial-COOL |  | 13.9
[5 empty] | 35-OTI-OtherIndustrial-LIGHT |  | 14
[5 empty] | 35-OTI-OtherIndustrial-MOTOR |  | 14.1
[5 empty] | 35-OTI-OtherIndustrial-PROC_OTH |  | 14.2
[5 empty] | 36-GST-Lodging-GuestRooms-Cooling |  | 14.3
[5 empty] | 36-GST-Lodging-GuestRooms-ExtLight |  | 14.4
[5 empty] | 36-GST-Lodging-GuestRooms-IntLight |  | 14.5
[5 empty] | 36-GST-Lodging-GuestRooms-OffEquip |  | 14.6
[5 empty] | 36-GST-Lodging-GuestRooms-Refrig |  | 14.7
[5 empty] | 36-GST-Lodging-GuestRooms-Vent/Fan |  | 14.8
14.9
15
15.1
15.2
15.3
15.4
15.5
15.6
15.7
15.8
15.9
16
16.1
16.2
16.3
16.4
16.5
16.6
16.7
16.8
16.9
17
17.1
17.2
17.3
17.4
17.5
17.6
17.7
17.8
17.9
18
18.1
18.2
18.3
18.4
18.5
18.6
18.7
18.8
18.9
19
19.1
19.2
19.3
19.4
19.5
19.6
19.7
19.8
19.9
20
21
22
23
24
25
26
27
28
29
30
Last Row Used is above