## Export
PROGRAM NAME | 0
BUDGET
Administrative Costs
Overhead and G&A | 0
Other Administrative Costs | 0
Marketing/Outreach | 0
Direct Implementation
Incentives and Rebates
User Input Incentive | 0
Direct Install Rebate | 558282.25
Direct Install Labor | 0
Direct Install Materials | 0
Activity | 0
Installation | 0
Hardware & Materials | 0
Rebate Processing & Inspection | 0
EM&V Costs | 0
Budget | 558282.25
Costs recovered from other sources | 0
Budget (plus other costs) | 558282.25
PROGRAM IMPACTS
Program Reductions for Measures installed through 2008
User Entered kW (kW) | 569.8295
Net Jul-Sept Peak (kW) | 404.3366
Net Dec-Feb Peak (kW) | 260.9193
Net NCP (kW) | 418.9751
Net CEC (kW) | 0
Annual Net kWh | 2116181.4314
Lifecycle Net kWh | 23231597.8763
Annual Net Therms | 1397.7864
Lifecycle Net Therms | 19893.1744
Cost Effectiveness for all measures installed through 2012
TRC
Costs | 863349.0174
Electric Benefits | 1548563.7965
Gas Benefits | 11877.6187
Net Benefits (NPV) | 697092.3979
BC Ratio | 1.8074
PAC
Costs | 491061.2643
Electric Benefits | 1548563.7965
Gas Benefits | 11877.6187
Net Benefits (NPV) | 1069380.151
BC Ratio | 3.1777
Levelized Cost
Levelized Cost TRC ($/kWh )
Discounted kWh | 14520671.6422
Cost | 0.046532
Benefits | 0.10665
Benefit-Cost | 0.060113
Levelized Cost PAC ($/kWh)
Discounted kWh | 14520671.6422
Cost | 0.03372
Benefits | 0.10665
Benefit-Cost | 0.072925
Levelized Cost TRC ($/therm)
Discounted Therms | 12738.7743
Cost | 14.732
Benefits | 0.9324
Benefit-Cost | -13.7996
Levelized Cost PAC ($/therm)
Discounted Therms | 12738.7743
Cost | 0.11149
Benefits | 0.9324
Benefit-Cost | 0.82091
Emission Annual Reductions (2006-2008) |  | Energy Division File sheet "Attachment II" Total Electricity and Gas Emission Reductions
Electric Annual CO2 (tons) - 2006 | 0 |  | 2006 | 2007 | 2008 | 2009 | 2010 | 2011 | 2012
2007 | 1214.2005 |  | Total | Total | Total | Total | Total | Total | Total
2008 | 0 | Annual CO2 Emission Reductions (tons) | 0 | 1222.3776 | 0 | 0 | 0 | 0 | 0
Electric Lifecycle CO2 (tons) - 2006 | 0 | Lifecycle CO2 Emission Reductions (tons) | 0 | 13446.0341 | 0 | 0 | 0 | 0 | 0
2007 | 13329.659 | Annual NOx Emission Reductions (tons) | 0 | 0.17098 | 0 | 0 | 0 | 0 | 0
2008 | 0 | Lifecycle NOx Emission Reductions (tons) | 0 | 1.898 | 0 | 0 | 0 | 0 | 0
Electric Annual NOX (tons) - 2006 | 0 | Annual SO2 Emission Reductions (tons)
2007 | 0.16455 | Lifecycle SO2 Emission Reductions (tons)
2008 | 0
Electric Lifecycle NOX (tons) - 2006 | 0
2007 | 1.8065
2008 | 0
Electric Annual SO2 (lbs) - 2006
2007
2008
Electric Lifecycle SO2 (lbs) - 2006
2007
2008
Gas Annual CO2 (tons) - 2006 | 0
2007 | 8.1771
2008 | 0
Gas Lifecycle CO2 (tons) - 2006 | 0
2007 | 116.3751
2008 | 0
Gas Annual NOX (tons) - 2006 | 0
2007 | 0.0064298
2008 | 0
Gas Lifecycle NOX (tons) - 2006 | 0
2007 | 0.091509
2008 | 0
Gas Annual SO2 (lbs) - 2006
2007
2008
Gas Lifecycle SO2 (lbs) - 2006
2007
2008
Data below not currently used in Energy Division workbook
Levelized Cost RIM ($/therm)
Discounted Therms | 12738.7743
Cost | 0.29342
Benefits | 0.9324
Benefit-Cost | 0.63898
Levelized Cost RIM ($/kWh)
Discounted kWh | 14520671.6422
Cost | 0.033561
Benefits | 0.10665
Benefit-Cost | 0.63898
RIM
Costs | 491061.2643
Electric Benefits | 1548563.7965
Gas Benefits | 11877.6187
Net Benefits (NPV) | 1069380.151
BC Ratio | 3.1777
Impacts for all programs installed trhough 2012
Net July-Sept Peak (kW)
Clothes Dryer | 0
Clothes Washer | 0
Consumer Electronics | 0
Cooking | 0
Dishwasher | 0
Net Dec-Feb Pk (kW)
Clothes Dryer | 0
Clothes Washer | 0
Consumer Electronics | 0
Cooking | 0
Dishwasher | 0
0
Clothes Dryer | 0
Clothes Washer | 0
Consumer Electronics | 0
Cooking | 0
Dishwasher | 0
Annual Net kWh
Clothes Dryer | 0
Clothes Washer | 0
Consumer Electronics | 0
Cooking | 0
Dishwasher | 0
Lifecycle Net kWh
Clothes Dryer | 0
Clothes Washer | 0
Consumer Electronics | 0
Cooking | 0
Dishwasher | 0
Annual Net Therms
Clothes Dryer | 0
Clothes Washer | 0
Consumer Electronics | 0
Cooking | 0
Dishwasher | 0
Lifecycle Net Therms
Clothes Dryer | 0
Clothes Washer | 0
Consumer Electronics | 0
Cooking | 0
Dishwasher | 0

## Output by Measure
0
0
SDG&E | [7 empty] | Levelized Benefits less Costs (TRC) |  |  |  | Levelized Benefits less Costs (PAC) |  |  |  | Benefit Cost Ratios
Net Impacts by Measure | [7 empty] | No Allocated Admin |  | w/ Allocated Admin |  | No Allocated Admin |  | w/ Allocated Admin |  | No Allocated Admin |  | w/ Allocated Admin
| Net Avg Jul-Sep (kW) | Net Dec-Feb Pk (kW) | Net User Entered kW | Annual kWh adj for Net to gross | Lifecycle kWh (Annual * Measure Life) | Annual Therms | Lifecycle Therms | Electric ($/kWh) | Gas ($/Th) | Electric ($/kWh) | Gas ($/Th) | Electric ($/kWh) | Gas ($/Th) | Electric ($/kWh) | Gas ($/Th) | TRC | PAC | TRC | PAC
Total or Average | 404.3366 | 260.9193 | 569.8295 | 2116181.4314 | 23231597.8763 | 1397.7864 | 19893.1744 | 0.060113 | -13.7996 | 0.060113 | -13.7996 | 0.072925 | 0.82091 | 0.072925 | 0.82091
234332-Premium T8 with T12 40 Watt Baseline - Tr3 | 0.31193 | 0.20114 | 0.48816 | 1575.1947 | 17327.1416 | -2.5797 | -28.3763 | 0.042794 | 0.36633 | 0.042794 | 0.36633 | 0.07397 | 0.63321 | 0.07397 | 0.63321 | 1.6561 | 3.1726 | 1.6561 | 3.1726
234305-Lighting-Remove 4 Ft Lamp (De-Lamp) - Tr3 | 0.41602 | 0.26826 | 0.65105 | 2100.8303 | 23109.1335 | -3.4405 | -37.8454 | 0.071201 | 0.60951 | 0.071201 | 0.60951 | 0.096234 | 0.8238 | 0.096234 | 0.8238 | 2.934 | 9.1679 | 2.934 | 9.1679
234330-Premium T8 with T12 40 Watt Baseline - Tr1 | 0.83726 | 0.53989 | 0.83412 | 4227.9842 | 46507.8257 | -6.9241 | -76.165 | 0.079424 | 0.67989 | 0.079424 | 0.67989 | 0.08094 | 0.69287 | 0.08094 | 0.69287 | 3.7778 | 3.9893 | 3.7778 | 3.9893
234303-Lighting-Remove 4 Ft Lamp (De-Lamp) - Tr1 | 2.7841 | 1.7952 | 2.7736 | 14058.9067 | 154647.9734 | -23.024 | -253.2641 | 0.090865 | 0.77784 | 0.090865 | 0.77784 | 0.097838 | 0.83752 | 0.097838 | 0.83752 | 6.298 | 10.6122 | 6.298 | 10.6122
234331-Premium T8 with T12 40 Watt Baseline - Tr2 | 0.85188 | 0.48608 | 1.3101 | 4239.4239 | 46633.6624 | -5.4812 | -60.2933 | 0.045172 | 0.39838 | 0.045172 | 0.39838 | 0.061978 | 0.54658 | 0.061978 | 0.54658 | 1.7606 | 2.4555 | 1.7606 | 2.4555
234330-Premium T8 with T12 40 Watt Baseline - Tr1 | 0.08572 | 0.048911 | 0.13007 | 426.5896 | 4692.486 | -0.6468 | -7.1148 | 0.045001 | 0.39173 | 0.045001 | 0.39173 | 0.048247 | 0.41999 | 0.048247 | 0.41999 | 1.7351 | 1.8322 | 1.7351 | 1.8322
234330-Premium T8 with T12 40 Watt Baseline - Tr1 | 0.096102 | 0.061969 | 0.14661 | 485.2949 | 5338.2443 | -0.79476 | -8.7423 | 0.05445 | 0.46359 | 0.05445 | 0.46359 | 0.057306 | 0.4879 | 0.057306 | 0.4879 | 2.011 | 2.1236 | 2.011 | 2.1236
234207-Lighting-8 Ft T-8 with Elec Ballast-Tr1 | 0.049809 | 0.032118 | 0.075986 | 251.5248 | 2766.773 | -0.41192 | -4.5311 | -0.055669 | -0.47397 | -0.055669 | -0.47397 | 0.0058053 | 0.049426 | 0.0058053 | 0.049426 | 0.6605 | 1.0566 | 0.6605 | 1.0566
234332-Premium T8 with T12 40 Watt Baseline - Tr3 | 0.9163 | 0.59086 | 1.434 | 4627.1344 | 50898.4786 | -7.5778 | -83.3555 | 0.043089 | 0.36686 | 0.043089 | 0.36686 | 0.074262 | 0.63227 | 0.074262 | 0.63227 | 1.6607 | 3.1814 | 1.6607 | 3.1814
234330-Premium T8 with T12 40 Watt Baseline - Tr1 | 0.28831 | 0.18591 | 0.43983 | 1455.8848 | 16014.733 | -2.3843 | -26.227 | 0.05445 | 0.46359 | 0.05445 | 0.46359 | 0.057306 | 0.4879 | 0.057306 | 0.4879 | 2.011 | 2.1236 | 2.011 | 2.1236
234331-Premium T8 with T12 40 Watt Baseline - Tr2 | 0.099227 | 0.063984 | 0.15138 | 501.0769 | 5511.8458 | -0.8206 | -9.0266 | 0.056204 | 0.48175 | 0.056204 | 0.48175 | 0.070826 | 0.60709 | 0.070826 | 0.60709 | 2.0877 | 2.9117 | 2.0877 | 2.9117
234084-Refrigeration -Cooler/Freezer Door Gaskets - Solid Doors: Cooler | 0.72902 | 0.56417 | 0.72274 | 6323.184 | 25292.736 | 0 | 0 | 0.084369 | 0 | 0.084369 | 0 | 0.084369 | 0 | 0.084369 | 0 | 8.6232 | 8.6232 | 8.6232 | 8.6232
234303-Lighting-Remove 4 Ft Lamp (De-Lamp) - Tr1 | 0.27939 | 0.18016 | 0.30759 | 1410.8397 | 15519.2369 | -2.3105 | -25.4156 | 0.041039 | 0.35131 | 0.041039 | 0.35131 | 0.068268 | 0.58439 | 0.068268 | 0.58439 | 1.6127 | 2.7175 | 1.6127 | 2.7175
234330-Premium T8 with T12 40 Watt Baseline - Tr1 | 0.084021 | 0.054179 | 0.092502 | 424.2868 | 4667.1544 | -0.69485 | -7.6433 | -0.0036416 | -0.031173 | -0.0036416 | -0.031173 | 0.0022783 | 0.019503 | 0.0022783 | 0.019503 | 0.96739 | 1.0215 | 0.96739 | 1.0215
234207-Lighting-8 Ft T-8 with Elec Ballast-Tr1 | 0.0096104 | 0.0061971 | 0.010581 | 48.5307 | 533.8377 | -0.079478 | -0.87426 | -0.23195 | -1.9856 | -0.23195 | -1.9856 | -0.1045 | -0.89452 | -0.1045 | -0.89452 | 0.31773 | 0.50828 | 0.31773 | 0.50828
234330-Premium T8 with T12 40 Watt Baseline - Tr1 | 0.13907 | 0.089675 | 0.15311 | 702.2677 | 7724.9452 | -1.1501 | -12.651 | -0.0036416 | -0.031173 | -0.0036416 | -0.031173 | 0.0022783 | 0.019503 | 0.0022783 | 0.019503 | 0.96739 | 1.0215 | 0.96739 | 1.0215
234303-Lighting-Remove 4 Ft Lamp (De-Lamp) - Tr1 | 0.11561 | 0.074547 | 0.12728 | 583.7957 | 6421.7532 | -0.95607 | -10.5168 | 0.041039 | 0.35131 | 0.041039 | 0.35131 | 0.068268 | 0.58439 | 0.068268 | 0.58439 | 1.6127 | 2.7175 | 1.6127 | 2.7175
234207-Lighting-8 Ft T-8 with Elec Ballast-Tr1 | 0.014416 | 0.0092956 | 0.015871 | 72.796 | 800.7565 | -0.11922 | -1.3114 | -0.23195 | -1.9856 | -0.23195 | -1.9856 | -0.1045 | -0.89452 | -0.1045 | -0.89452 | 0.31773 | 0.50828 | 0.31773 | 0.50828
234330-Premium T8 with T12 40 Watt Baseline - Tr1 | 1.4402 | 0.92868 | 2.3375 | 7272.6992 | 79999.6913 | -11.9104 | -131.014 | 0.059328 | 0.50866 | 0.059328 | 0.50866 | 0.061901 | 0.53072 | 0.061901 | 0.53072 | 2.2228 | 2.3472 | 2.2228 | 2.3472
234049-Lighting-LED Exit Sign New Sign | 0.65447 | 0.65022 | 0 | 5733.3962 | 91734.3388 | 0 | 0 | 0.076085 | 0 | 0.076085 | 0 | 0.081982 | 0 | 0.081982 | 0 | 4.9085 | 7.0414 | 4.9085 | 7.0414
234303-Lighting-Remove 4 Ft Lamp (De-Lamp) - Tr1 | 1.5963 | 1.0293 | 2.5909 | 8061.0677 | 88671.7446 | -13.2015 | -145.2161 | 0.078744 | 0.67512 | 0.078744 | 0.67512 | 0.090576 | 0.77657 | 0.090576 | 0.77657 | 3.7056 | 6.244 | 3.7056 | 6.244
234331-Premium T8 with T12 40 Watt Baseline - Tr2 | 0.15071 | 0.097182 | 0.23585 | 761.0587 | 8371.6462 | -1.2464 | -13.7101 | 0.048637 | 0.41463 | 0.048637 | 0.41463 | 0.065483 | 0.55824 | 0.065483 | 0.55824 | 1.817 | 2.5341 | 1.817 | 2.5341
234304-Lighting-Remove 4 Ft Lamp (De-Lamp) - Tr2 | 0.48536 | 0.31297 | 0.75956 | 2450.9687 | 26960.6557 | -4.0139 | -44.153 | 0.071163 | 0.60666 | 0.071163 | 0.60666 | 0.0916 | 0.78088 | 0.0916 | 0.78088 | 2.9231 | 6.5289 | 2.9231 | 6.5289
234331-Premium T8 with T12 40 Watt Baseline - Tr2 | 0.40907 | 0.26378 | 0.64018 | 2065.7309 | 22723.0396 | -3.383 | -37.2131 | 0.048637 | 0.41463 | 0.048637 | 0.41463 | 0.065483 | 0.55824 | 0.065483 | 0.55824 | 1.817 | 2.5341 | 1.817 | 2.5341
234304-Lighting-Remove 4 Ft Lamp (De-Lamp) - Tr2 | 1.3174 | 0.8495 | 2.0617 | 6652.6293 | 73178.9227 | -10.8949 | -119.8438 | 0.071163 | 0.60666 | 0.071163 | 0.60666 | 0.0916 | 0.78088 | 0.0916 | 0.78088 | 2.9231 | 6.5289 | 2.9231 | 6.5289
234331-Premium T8 with T12 40 Watt Baseline - Tr2 | 0.18301 | 0.11801 | 0.28639 | 924.1428 | 10165.5703 | -1.5135 | -16.648 | 0.048637 | 0.41463 | 0.048637 | 0.41463 | 0.065483 | 0.55824 | 0.065483 | 0.55824 | 1.817 | 2.5341 | 1.817 | 2.5341
234304-Lighting-Remove 4 Ft Lamp (De-Lamp) - Tr2 | 0.58937 | 0.38004 | 0.92232 | 2976.1763 | 32737.9391 | -4.874 | -53.6143 | 0.071163 | 0.60666 | 0.071163 | 0.60666 | 0.0916 | 0.78088 | 0.0916 | 0.78088 | 2.9231 | 6.5289 | 2.9231 | 6.5289
234330-Premium T8 with T12 40 Watt Baseline - Tr1 | 0.60064 | 0.38731 | 0.9163 | 3033.0934 | 33364.0271 | -4.9672 | -54.6397 | 0.053681 | 0.46177 | 0.053681 | 0.46177 | 0.056537 | 0.48633 | 0.056537 | 0.48633 | 1.9966 | 2.1084 | 1.9966 | 2.1084
234331-Premium T8 with T12 40 Watt Baseline - Tr2 | 0.39691 | 0.25594 | 0.60551 | 2004.3076 | 22047.3831 | -3.2824 | -36.1066 | 0.0565 | 0.48166 | 0.0565 | 0.48166 | 0.071121 | 0.6063 | 0.071121 | 0.6063 | 2.0935 | 2.9198 | 2.0935 | 2.9198
234331-Premium T8 with T12 40 Watt Baseline - Tr2 | 0.22326 | 0.14396 | 0.3406 | 1127.423 | 12401.653 | -1.8464 | -20.31 | 0.0565 | 0.48166 | 0.0565 | 0.48166 | 0.071121 | 0.6063 | 0.071121 | 0.6063 | 2.0935 | 2.9198 | 2.0935 | 2.9198
234330-Premium T8 with T12 40 Watt Baseline - Tr1 | 0.12693 | 0.072426 | 0.1952 | 631.6767 | 6948.4439 | -0.8167 | -8.9837 | 0.042655 | 0.37618 | 0.042655 | 0.37618 | 0.045938 | 0.40513 | 0.045938 | 0.40513 | 1.6891 | 1.7836 | 1.6891 | 1.7836
234126-Refrigeration - Efficient Evap Fan Motor Electronically Commutated Motor (ECM) | 0.02576 | 0.019935 | 0.030422 | 223.4285 | 3351.4272 | -0.22134 | -3.3201 | 0.082215 | 0.82178 | 0.082215 | 0.82178 | -0.048704 | -0.48682 | -0.048704 | -0.48682 | 7.8965 | 0.65903 | 7.8965 | 0.65903
234126-Refrigeration - Efficient Evap Fan Motor Electronically Commutated Motor (ECM) | 0.05152 | 0.03987 | 0.060845 | 446.857 | 6702.8544 | -0.44269 | -6.6403 | 0.082215 | 0.82178 | 0.082215 | 0.82178 | -0.048704 | -0.48682 | -0.048704 | -0.48682 | 7.8965 | 0.65903 | 7.8965 | 0.65903
234330-Premium T8 with T12 40 Watt Baseline - Tr1 | 0.18103 | 0.11673 | 0.18035 | 914.1587 | 10055.7461 | -1.4971 | -16.4681 | 0.079282 | 0.67957 | 0.079282 | 0.67957 | 0.080798 | 0.69256 | 0.080798 | 0.69256 | 3.7728 | 3.984 | 3.7728 | 3.984
234179-Food Service - Ice Machine Air-Cooled 1001-1500 | 0.45449 | 0.35172 | 0.45 | 3942 | 47304 | 0 | 0 | 0.038474 | 0 | 0.038474 | 0 | 0.062508 | 0 | 0.062508 | 0 | 1.7056 | 3.0498 | 1.7056 | 3.0498
234208-Lighting-8 Ft T-8 with Elec Ballast-Tr2 | 0.74943 | 0.48325 | 1.1433 | 3784.4621 | 41629.0832 | -6.1977 | -68.1752 | -0.053365 | -0.45683 | -0.053365 | -0.45683 | 0.031881 | 0.27291 | 0.031881 | 0.27291 | 0.66932 | 1.4187 | 0.66932 | 1.4187
234304-Lighting-Remove 4 Ft Lamp (De-Lamp) - Tr2 | 0.3595 | 0.23182 | 0.54844 | 1815.4174 | 19969.5909 | -2.9731 | -32.7038 | 0.075898 | 0.64971 | 0.075898 | 0.64971 | 0.093636 | 0.80156 | 0.093636 | 0.80156 | 3.3631 | 7.5116 | 3.3631 | 7.5116
234128-Refrigerator - Early Replacement | 0.11517 | 0.08913 | 0.13069 | 998.9539 | 5993.7234 | 0 | 0 | 0.040414 | 0 | 0.040414 | 0 | 0.039843 | 0 | 0.039843 | 0 | 1.7488 | 1.7305 | 1.7488 | 1.7305
234330-Premium T8 with T12 40 Watt Baseline - Tr1 | 0.36468 | 0.23515 | 0.33371 | 1841.5357 | 20256.893 | -3.0158 | -33.1743 | 0.061718 | 0.52915 | 0.061718 | 0.52915 | 0.064164 | 0.55012 | 0.064164 | 0.55012 | 2.3379 | 2.4688 | 2.3379 | 2.4688
234303-Lighting-Remove 4 Ft Lamp (De-Lamp) - Tr1 | 0.093278 | 0.060148 | 0.085357 | 471.037 | 5181.4067 | -0.77141 | -8.4855 | 0.080177 | 0.68741 | 0.080177 | 0.68741 | 0.091426 | 0.78386 | 0.091426 | 0.78386 | 3.8975 | 6.5674 | 3.8975 | 6.5674
234330-Premium T8 with T12 40 Watt Baseline - Tr1 | 0.49783 | 0.32101 | 0.49596 | 2513.9365 | 27653.3018 | -4.117 | -45.2873 | 0.079255 | 0.67951 | 0.079255 | 0.67951 | 0.080771 | 0.6925 | 0.080771 | 0.6925 | 3.7718 | 3.983 | 3.7718 | 3.983
234330-Premium T8 with T12 40 Watt Baseline - Tr1 | 0.61214 | 0.39472 | 0.62074 | 3091.1834 | 34003.0175 | -5.0624 | -55.6861 | 0.069824 | 0.5985 | 0.069824 | 0.5985 | 0.071841 | 0.61579 | 0.071841 | 0.61579 | 2.835 | 2.9937 | 2.835 | 2.9937
234330-Premium T8 with T12 40 Watt Baseline - Tr1 | 1.2493 | 0.8056 | 1.9059 | 6308.8342 | 69397.1764 | -10.3319 | -113.6505 | 0.054311 | 0.46299 | 0.054311 | 0.46299 | 0.057166 | 0.48733 | 0.057166 | 0.48733 | 2.0084 | 2.1209 | 2.0084 | 2.1209
234331-Premium T8 with T12 40 Watt Baseline - Tr2 | 0.52094 | 0.33592 | 0.79473 | 2630.6537 | 28937.1903 | -4.3082 | -47.3899 | 0.0565 | 0.48166 | 0.0565 | 0.48166 | 0.071121 | 0.6063 | 0.071121 | 0.6063 | 2.0935 | 2.9198 | 2.0935 | 2.9198
234304-Lighting-Remove 4 Ft Lamp (De-Lamp) - Tr2 | 1.6777 | 1.0818 | 2.5594 | 8471.9476 | 93191.424 | -13.8744 | -152.6179 | 0.076051 | 0.64833 | 0.076051 | 0.64833 | 0.093788 | 0.79953 | 0.093788 | 0.79953 | 3.368 | 7.5225 | 3.368 | 7.5225
234332-Premium T8 with T12 40 Watt Baseline - Tr3 | 0.087731 | 0.056571 | 0.13729 | 443.0235 | 4873.2586 | -0.72553 | -7.9808 | 0.042794 | 0.36633 | 0.042794 | 0.36633 | 0.07397 | 0.63321 | 0.07397 | 0.63321 | 1.6561 | 3.1726 | 1.6561 | 3.1726
234305-Lighting-Remove 4 Ft Lamp (De-Lamp) - Tr3 | 0.15601 | 0.1006 | 0.24414 | 787.8114 | 8665.9251 | -1.2902 | -14.192 | 0.071201 | 0.60951 | 0.071201 | 0.60951 | 0.096234 | 0.8238 | 0.096234 | 0.8238 | 2.934 | 9.1679 | 2.934 | 9.1679
234328-Premium T8 with T12 34Watt Baseline - Tr2 | 0.33719 | 0.21743 | 0.52769 | 1702.7512 | 18730.2634 | -2.7886 | -30.6742 | 0.044255 | 0.37679 | 0.044255 | 0.37679 | 0.076131 | 0.64818 | 0.076131 | 0.64818 | 1.6909 | 3.3662 | 1.6909 | 3.3662
234304-Lighting-Remove 4 Ft Lamp (De-Lamp) - Tr2 | 1.1787 | 0.76008 | 1.8446 | 5952.3526 | 65475.8782 | -9.7481 | -107.2286 | 0.071302 | 0.60707 | 0.071302 | 0.60707 | 0.091739 | 0.78106 | 0.091739 | 0.78106 | 2.9269 | 6.5374 | 2.9269 | 6.5374
234331-Premium T8 with T12 40 Watt Baseline - Tr2 | 0.16148 | 0.10412 | 0.2527 | 815.4201 | 8969.6209 | -1.3354 | -14.6894 | 0.048777 | 0.41528 | 0.048777 | 0.41528 | 0.065622 | 0.55871 | 0.065622 | 0.55871 | 1.8194 | 2.5374 | 1.8194 | 2.5374
234304-Lighting-Remove 4 Ft Lamp (De-Lamp) - Tr2 | 0.52003 | 0.33533 | 0.81382 | 2626.0379 | 28886.4168 | -4.3006 | -47.3068 | 0.071302 | 0.60707 | 0.071302 | 0.60707 | 0.091739 | 0.78106 | 0.091739 | 0.78106 | 2.9269 | 6.5374 | 2.9269 | 6.5374
234328-Premium T8 with T12 34Watt Baseline - Tr2 | 0.14876 | 0.095925 | 0.2328 | 751.2138 | 8263.3515 | -1.2302 | -13.5327 | 0.044115 | 0.37608 | 0.044115 | 0.37608 | 0.075992 | 0.64782 | 0.075992 | 0.64782 | 1.6887 | 3.3618 | 1.6887 | 3.3618
234304-Lighting-Remove 4 Ft Lamp (De-Lamp) - Tr2 | 0.52003 | 0.33533 | 0.81382 | 2626.0379 | 28886.4168 | -4.3006 | -47.3068 | 0.071163 | 0.60666 | 0.071163 | 0.60666 | 0.0916 | 0.78088 | 0.0916 | 0.78088 | 2.9231 | 6.5289 | 2.9231 | 6.5289
234328-Premium T8 with T12 34Watt Baseline - Tr2 | 0.12893 | 0.083135 | 0.20176 | 651.0519 | 7161.5713 | -1.0662 | -11.7284 | 0.044255 | 0.37679 | 0.044255 | 0.37679 | 0.076131 | 0.64818 | 0.076131 | 0.64818 | 1.6909 | 3.3662 | 1.6909 | 3.3662
234304-Lighting-Remove 4 Ft Lamp (De-Lamp) - Tr2 | 0.22535 | 0.14531 | 0.35265 | 1137.9498 | 12517.4473 | -1.8636 | -20.4996 | 0.071302 | 0.60707 | 0.071302 | 0.60707 | 0.091739 | 0.78106 | 0.091739 | 0.78106 | 2.9269 | 6.5374 | 2.9269 | 6.5374
234331-Premium T8 with T12 40 Watt Baseline - Tr2 | 0.30142 | 0.19436 | 0.47171 | 1522.1175 | 16743.2923 | -2.4927 | -27.4202 | 0.048143 | 0.41361 | 0.048143 | 0.41361 | 0.064991 | 0.55835 | 0.064991 | 0.55835 | 1.8086 | 2.5224 | 1.8086 | 2.5224
234304-Lighting-Remove 4 Ft Lamp (De-Lamp) - Tr2 | 0.97072 | 0.62595 | 1.5191 | 4901.9374 | 53921.3114 | -8.0278 | -88.3059 | 0.070672 | 0.60716 | 0.070672 | 0.60716 | 0.091111 | 0.78275 | 0.091111 | 0.78275 | 2.9096 | 6.4988 | 2.9096 | 6.4988
234126-Refrigeration - Efficient Evap Fan Motor Electronically Commutated Motor (ECM) | 0.090159 | 0.069772 | 0.10648 | 781.9997 | 11729.9952 | -0.7747 | -11.6205 | 0.082325 | 0.82192 | 0.082325 | 0.82192 | -0.048591 | -0.48513 | -0.048591 | -0.48513 | 7.9059 | 0.65982 | 7.9059 | 0.65982
234331-Premium T8 with T12 40 Watt Baseline - Tr2 | 0.33372 | 0.21519 | 0.52225 | 1685.2015 | 18537.2165 | -2.7598 | -30.3581 | 0.048777 | 0.41528 | 0.048777 | 0.41528 | 0.065622 | 0.55871 | 0.065622 | 0.55871 | 1.8194 | 2.5374 | 1.8194 | 2.5374
234304-Lighting-Remove 4 Ft Lamp (De-Lamp) - Tr2 | 1.0747 | 0.69301 | 1.6819 | 5427.145 | 59698.5948 | -8.8879 | -97.7673 | 0.071302 | 0.60707 | 0.071302 | 0.60707 | 0.091739 | 0.78106 | 0.091739 | 0.78106 | 2.9269 | 6.5374 | 2.9269 | 6.5374
234328-Premium T8 with T12 34Watt Baseline - Tr2 | 0.11901 | 0.07674 | 0.18624 | 600.971 | 6610.6812 | -0.9842 | -10.8262 | 0.044115 | 0.37608 | 0.044115 | 0.37608 | 0.075992 | 0.64782 | 0.075992 | 0.64782 | 1.6887 | 3.3618 | 1.6887 | 3.3618
234304-Lighting-Remove 4 Ft Lamp (De-Lamp) - Tr2 | 0.41602 | 0.26826 | 0.65105 | 2100.8303 | 23109.1335 | -3.4405 | -37.8454 | 0.071163 | 0.60666 | 0.071163 | 0.60666 | 0.0916 | 0.78088 | 0.0916 | 0.78088 | 2.9231 | 6.5289 | 2.9231 | 6.5289
234331-Premium T8 with T12 40 Watt Baseline - Tr2 | 0.18301 | 0.11801 | 0.28639 | 924.1428 | 10165.5703 | -1.5135 | -16.648 | 0.048006 | 0.41295 | 0.048006 | 0.41295 | 0.064855 | 0.55788 | 0.064855 | 0.55788 | 1.8063 | 2.5192 | 1.8063 | 2.5192
234304-Lighting-Remove 4 Ft Lamp (De-Lamp) - Tr2 | 0.5547 | 0.35768 | 0.86807 | 2801.1071 | 30812.178 | -4.5873 | -50.4605 | 0.070535 | 0.60675 | 0.070535 | 0.60675 | 0.090975 | 0.78257 | 0.090975 | 0.78257 | 2.9059 | 6.4904 | 2.9059 | 6.4904
234331-Premium T8 with T12 40 Watt Baseline - Tr2 | 0.49614 | 0.31992 | 0.75688 | 2505.3844 | 27559.2289 | -4.103 | -45.1332 | 0.0565 | 0.48166 | 0.0565 | 0.48166 | 0.071121 | 0.6063 | 0.071121 | 0.6063 | 2.0935 | 2.9198 | 2.0935 | 2.9198
234330-Premium T8 with T12 40 Watt Baseline - Tr1 | 0.48051 | 0.30985 | 0.73304 | 2426.4747 | 26691.2217 | -3.9738 | -43.7117 | 0.054311 | 0.46299 | 0.054311 | 0.46299 | 0.057166 | 0.48733 | 0.057166 | 0.48733 | 2.0084 | 2.1209 | 2.0084 | 2.1209
234331-Premium T8 with T12 40 Watt Baseline - Tr2 | 0.13995 | 0.090241 | 0.21901 | 706.6974 | 7773.6714 | -1.1573 | -12.7308 | 0.048637 | 0.41463 | 0.048637 | 0.41463 | 0.065483 | 0.55824 | 0.065483 | 0.55824 | 1.817 | 2.5341 | 1.817 | 2.5341
234304-Lighting-Remove 4 Ft Lamp (De-Lamp) - Tr2 | 0.22535 | 0.14531 | 0.35265 | 1137.9498 | 12517.4473 | -1.8636 | -20.4996 | 0.071163 | 0.60666 | 0.071163 | 0.60666 | 0.0916 | 0.78088 | 0.0916 | 0.78088 | 2.9231 | 6.5289 | 2.9231 | 6.5289
234331-Premium T8 with T12 40 Watt Baseline - Tr2 | 0.18301 | 0.11801 | 0.28639 | 924.1428 | 10165.5703 | -1.5135 | -16.648 | 0.048777 | 0.41528 | 0.048777 | 0.41528 | 0.065622 | 0.55871 | 0.065622 | 0.55871 | 1.8194 | 2.5374 | 1.8194 | 2.5374
234304-Lighting-Remove 4 Ft Lamp (De-Lamp) - Tr2 | 0.58937 | 0.38004 | 0.92232 | 2976.1763 | 32737.9391 | -4.874 | -53.6143 | 0.071302 | 0.60707 | 0.071302 | 0.60707 | 0.091739 | 0.78106 | 0.091739 | 0.78106 | 2.9269 | 6.5374 | 2.9269 | 6.5374
234331-Premium T8 with T12 40 Watt Baseline - Tr2 | 0.13995 | 0.090241 | 0.21901 | 706.6974 | 7773.6714 | -1.1573 | -12.7308 | 0.048777 | 0.41528 | 0.048777 | 0.41528 | 0.065622 | 0.55871 | 0.065622 | 0.55871 | 1.8194 | 2.5374 | 1.8194 | 2.5374
234304-Lighting-Remove 4 Ft Lamp (De-Lamp) - Tr2 | 0.45069 | 0.29062 | 0.70531 | 2275.8995 | 25034.8946 | -3.7272 | -40.9992 | 0.071302 | 0.60707 | 0.071302 | 0.60707 | 0.091739 | 0.78106 | 0.091739 | 0.78106 | 2.9269 | 6.5374 | 2.9269 | 6.5374
234330-Premium T8 with T12 40 Watt Baseline - Tr1 | 0.12013 | 0.077461 | 0.18326 | 606.6187 | 6672.8054 | -0.99345 | -10.9279 | 0.054311 | 0.46299 | 0.054311 | 0.46299 | 0.057166 | 0.48733 | 0.057166 | 0.48733 | 2.0084 | 2.1209 | 2.0084 | 2.1209
234332-Premium T8 with T12 40 Watt Baseline - Tr3 | 0.19779 | 0.11286 | 0.30418 | 984.3201 | 10827.521 | -1.2726 | -13.9991 | 0.039498 | 0.34833 | 0.039498 | 0.34833 | 0.070597 | 0.6226 | 0.070597 | 0.6226 | 1.6071 | 3.0787 | 1.6071 | 3.0787
234305-Lighting-Remove 4 Ft Lamp (De-Lamp) - Tr3 | 0.70345 | 0.40139 | 1.0818 | 3500.7558 | 38508.314 | -4.5262 | -49.7879 | 0.067835 | 0.59824 | 0.067835 | 0.59824 | 0.092806 | 0.81846 | 0.092806 | 0.81846 | 2.8472 | 8.8964 | 2.8472 | 8.8964
234331-Premium T8 with T12 40 Watt Baseline - Tr2 | 0.36709 | 0.23671 | 0.59674 | 1853.7349 | 20391.0835 | -3.0358 | -33.3941 | 0.052443 | 0.4465 | 0.052443 | 0.4465 | 0.068251 | 0.58109 | 0.068251 | 0.58109 | 1.9388 | 2.704 | 1.9388 | 2.704
234304-Lighting-Remove 4 Ft Lamp (De-Lamp) - Tr2 | 0.77582 | 0.50027 | 1.2612 | 3917.7482 | 43095.2304 | -6.416 | -70.5763 | 0.073582 | 0.62647 | 0.073582 | 0.62647 | 0.092759 | 0.78975 | 0.092759 | 0.78975 | 3.119 | 6.9664 | 3.119 | 6.9664
234331-Premium T8 with T12 40 Watt Baseline - Tr2 | 0.16595 | 0.094691 | 0.25182 | 825.8671 | 9084.5384 | -1.2522 | -13.7741 | 0.047686 | 0.41321 | 0.047686 | 0.41321 | 0.064305 | 0.55722 | 0.064305 | 0.55722 | 1.812 | 2.5271 | 1.812 | 2.5271
234304-Lighting-Remove 4 Ft Lamp (De-Lamp) - Tr2 | 0.53445 | 0.30495 | 0.81097 | 2659.6823 | 29256.5055 | -4.0326 | -44.359 | 0.069909 | 0.60578 | 0.069909 | 0.60578 | 0.09007 | 0.78048 | 0.09007 | 0.78048 | 2.915 | 6.5108 | 2.915 | 6.5108
234331-Premium T8 with T12 40 Watt Baseline - Tr2 | 0.21021 | 0.11994 | 0.31897 | 1046.0984 | 11507.0819 | -1.5861 | -17.4471 | 0.047686 | 0.41321 | 0.047686 | 0.41321 | 0.064305 | 0.55722 | 0.064305 | 0.55722 | 1.812 | 2.5271 | 1.812 | 2.5271
234304-Lighting-Remove 4 Ft Lamp (De-Lamp) - Tr2 | 0.67696 | 0.38627 | 1.0272 | 3368.9309 | 37058.2403 | -5.108 | -56.1881 | 0.069909 | 0.60578 | 0.069909 | 0.60578 | 0.09007 | 0.78048 | 0.09007 | 0.78048 | 2.915 | 6.5108 | 2.915 | 6.5108
234331-Premium T8 with T12 40 Watt Baseline - Tr2 | 0.68219 | 0.43989 | 1.0407 | 3444.9036 | 37893.9397 | -5.6417 | -62.0582 | 0.0565 | 0.48166 | 0.0565 | 0.48166 | 0.071121 | 0.6063 | 0.071121 | 0.6063 | 2.0935 | 2.9198 | 2.0935 | 2.9198
234304-Lighting-Remove 4 Ft Lamp (De-Lamp) - Tr2 | 0.67906 | 0.43788 | 1.0359 | 3429.1217 | 37720.3383 | -5.6158 | -61.7739 | 0.076051 | 0.64833 | 0.076051 | 0.64833 | 0.093788 | 0.79953 | 0.093788 | 0.79953 | 3.368 | 7.5225 | 3.368 | 7.5225
234331-Premium T8 with T12 40 Watt Baseline - Tr2 | 0.48181 | 0.31068 | 0.78322 | 2433.027 | 26763.2971 | -3.9845 | -43.8298 | 0.052304 | 0.44588 | 0.052304 | 0.44588 | 0.068112 | 0.58065 | 0.068112 | 0.58065 | 1.9363 | 2.7005 | 1.9363 | 2.7005
234208-Lighting-8 Ft T-8 with Elec Ballast-Tr2 | 0.018607 | 0.011999 | 0.030248 | 93.9639 | 1033.6032 | -0.15388 | -1.6927 | -0.066312 | -0.5653 | -0.066312 | -0.5653 | 0.025853 | 0.22039 | 0.025853 | 0.22039 | 0.61994 | 1.3141 | 0.61994 | 1.3141
234307-Lighting-Remove 8 Ft Lamp (De-Lamp) - Tr2 | 0.12194 | 0.078632 | 0.19823 | 615.783 | 6773.6129 | -1.0085 | -11.093 | 0.086844 | 0.74033 | 0.086844 | 0.74033 | 0.095607 | 0.81504 | 0.095607 | 0.81504 | 5.0727 | 8.6117 | 5.0727 | 8.6117
234331-Premium T8 with T12 40 Watt Baseline - Tr2 | 0.14912 | 0.096155 | 0.27124 | 753.0127 | 8283.1396 | -2.9335 | -32.2683 | 0.046803 | 0.39899 | 0.046803 | 0.39899 | 0.064168 | 0.54703 | 0.064168 | 0.54703 | 1.7627 | 2.4584 | 1.7627 | 2.4584
234330-Premium T8 with T12 40 Watt Baseline - Tr1 | 0.91821 | 0.59209 | 0.93112 | 4636.7751 | 51004.5263 | -7.5936 | -83.5292 | 0.070119 | 0.59776 | 0.070119 | 0.59776 | 0.072137 | 0.61495 | 0.072137 | 0.61495 | 2.8429 | 3.0021 | 2.8429 | 3.0021
234303-Lighting-Remove 4 Ft Lamp (De-Lamp) - Tr1 | 0.6785 | 0.43751 | 0.68803 | 3426.271 | 37688.9815 | -5.6111 | -61.7226 | 0.085344 | 0.72755 | 0.085344 | 0.72755 | 0.094623 | 0.80665 | 0.094623 | 0.80665 | 4.7394 | 7.986 | 4.7394 | 7.986
234207-Lighting-8 Ft T-8 with Elec Ballast-Tr1 | 0.056403 | 0.03637 | 0.057196 | 284.8245 | 3133.0694 | -0.46645 | -5.131 | -0.0076782 | -0.065456 | -0.0076782 | -0.065456 | 0.035753 | 0.30479 | 0.035753 | 0.30479 | 0.93372 | 1.4937 | 0.93372 | 1.4937
234331-Premium T8 with T12 40 Watt Baseline - Tr2 | 0.52749 | 0.34014 | 0.82549 | 2663.7056 | 29300.7615 | -4.3623 | -47.9853 | 0.048637 | 0.41463 | 0.048637 | 0.41463 | 0.065483 | 0.55824 | 0.065483 | 0.55824 | 1.817 | 2.5341 | 1.817 | 2.5341
234304-Lighting-Remove 4 Ft Lamp (De-Lamp) - Tr2 | 1.6988 | 1.0954 | 2.6585 | 8578.3905 | 94362.295 | -14.0487 | -154.5354 | 0.071163 | 0.60666 | 0.071163 | 0.60666 | 0.0916 | 0.78088 | 0.0916 | 0.78088 | 2.9231 | 6.5289 | 2.9231 | 6.5289
234331-Premium T8 with T12 40 Watt Baseline - Tr2 | 2.6319 | 1.5018 | 3.9769 | 13097.93 | 144077.2297 | -16.9345 | -186.2795 | 0.051822 | 0.45702 | 0.051822 | 0.45702 | 0.066746 | 0.58864 | 0.066746 | 0.58864 | 1.9827 | 2.7651 | 1.9827 | 2.7651
234173-Food Service - Combination Oven-Gas | 0 | 0 | 0 | 0 | 0 | 773.76 | 9285.12 | 0 | -5.5842 | 0 | -5.5842 | 0 | 0.69363 | 0 | 0.69363 | 0.14232 | 3.9766 | 0.14232 | 3.9766
234173-Food Service - Combination Oven-Gas | 0 | 0 | 0 | 0 | 0 | 773.76 | 9285.12 | 0 | -5.5842 | 0 | -5.5842 | 0 | 0.69363 | 0 | 0.69363 | 0.14232 | 3.9766 | 0.14232 | 3.9766
234173-Food Service - Combination Oven-Gas | 0 | 0 | 0 | 0 | 0 | 773.76 | 9285.12 | 0 | -5.5842 | 0 | -5.5842 | 0 | 0.69363 | 0 | 0.69363 | 0.14232 | 3.9766 | 0.14232 | 3.9766
234173-Food Service - Combination Oven-Gas | 0 | 0 | 0 | 0 | 0 | 773.76 | 9285.12 | 0 | -5.5842 | 0 | -5.5842 | 0 | 0.69363 | 0 | 0.69363 | 0.14232 | 3.9766 | 0.14232 | 3.9766
234173-Food Service - Combination Oven-Gas | 0 | 0 | 0 | 0 | 0 | 773.76 | 9285.12 | 0 | -5.5842 | 0 | -5.5842 | 0 | 0.69363 | 0 | 0.69363 | 0.14232 | 3.9766 | 0.14232 | 3.9766
234331-Premium T8 with T12 40 Watt Baseline - Tr2 | 0.062017 | 0.03999 | 0.09461 | 313.1731 | 3444.9036 | -0.51288 | -5.6417 | 0.056204 | 0.48175 | 0.056204 | 0.48175 | 0.070826 | 0.60709 | 0.070826 | 0.60709 | 2.0877 | 2.9117 | 2.0877 | 2.9117
234331-Premium T8 with T12 40 Watt Baseline - Tr2 | 0.062017 | 0.03999 | 0.09461 | 313.1731 | 3444.9036 | -0.51288 | -5.6417 | 0.056204 | 0.48175 | 0.056204 | 0.48175 | 0.070826 | 0.60709 | 0.070826 | 0.60709 | 2.0877 | 2.9117 | 2.0877 | 2.9117
234342-Lighting-Intr HiBy Lnr FlrscntFxtr600w rplc>400Tr3 | 4.6437 | 2.9944 | 4.5836 | 23449.5546 | 257945.1008 | -38.4029 | -422.432 | 0.0081811 | 0.069743 | 0.0081811 | 0.069743 | 0.095493 | 0.81407 | 0.095493 | 0.81407 | 1.0818 | 8.5346 | 1.0818 | 8.5346
234362-Lighting-IntrHiByLnrFlscntFxtr244wrplc400w(TrI)Tr3 | 4.6437 | 2.9944 | 4.5836 | 23449.5546 | 257945.1008 | -38.4029 | -422.432 | 0.058686 | 0.50029 | 0.058686 | 0.50029 | 0.095493 | 0.81407 | 0.095493 | 0.81407 | 2.186 | 8.5346 | 2.186 | 8.5346
234330-Premium T8 with T12 40 Watt Baseline - Tr1 | 0.24328 | 0.13882 | 0.37414 | 1210.7137 | 13317.8509 | -1.5653 | -17.2188 | 0.042425 | 0.37599 | 0.042425 | 0.37599 | 0.045707 | 0.40508 | 0.045707 | 0.40508 | 1.6853 | 1.7797 | 1.6853 | 1.7797
234303-Lighting-Remove 4 Ft Lamp (De-Lamp) - Tr1 | 0.80897 | 0.46159 | 1.2441 | 4025.8692 | 44284.5611 | -5.2051 | -57.2561 | 0.067197 | 0.59554 | 0.067197 | 0.59554 | 0.082294 | 0.72934 | 0.082294 | 0.72934 | 2.8096 | 4.7342 | 2.8096 | 4.7342
234049-Lighting-LED Exit Sign New Sign | 0.1155 | 0.11475 | 0 | 1011.7758 | 16188.4127 | 0 | 0 | 0.076085 | 0 | 0.076085 | 0 | 0.081982 | 0 | 0.081982 | 0 | 4.9085 | 7.0414 | 4.9085 | 7.0414
234330-Premium T8 with T12 40 Watt Baseline - Tr1 | 0.42747 | 0.27564 | 0.66896 | 2158.616 | 23744.7759 | -3.5351 | -38.8864 | 0.046114 | 0.39312 | 0.046114 | 0.39312 | 0.049404 | 0.42117 | 0.049404 | 0.42117 | 1.7431 | 1.8407 | 1.7431 | 1.8407
234303-Lighting-Remove 4 Ft Lamp (De-Lamp) - Tr1 | 1.4214 | 0.91656 | 2.2244 | 7177.8369 | 78956.206 | -11.755 | -129.3051 | 0.070945 | 0.6048 | 0.070945 | 0.6048 | 0.086077 | 0.7338 | 0.086077 | 0.7338 | 2.906 | 4.8967 | 2.906 | 4.8967
234331-Premium T8 with T12 40 Watt Baseline - Tr2 | 0.2476 | 0.15966 | 0.38747 | 1250.3108 | 13753.4187 | -2.0476 | -22.5237 | 0.048637 | 0.41463 | 0.048637 | 0.41463 | 0.065483 | 0.55824 | 0.065483 | 0.55824 | 1.817 | 2.5341 | 1.817 | 2.5341
234304-Lighting-Remove 4 Ft Lamp (De-Lamp) - Tr2 | 0.79738 | 0.51417 | 1.2479 | 4026.5914 | 44292.5058 | -6.5943 | -72.537 | 0.071163 | 0.60666 | 0.071163 | 0.60666 | 0.0916 | 0.78088 | 0.0916 | 0.78088 | 2.9231 | 6.5289 | 2.9231 | 6.5289
234331-Premium T8 with T12 40 Watt Baseline - Tr2 | 0.49328 | 0.31808 | 0.80187 | 2490.9562 | 27400.5185 | -4.0794 | -44.8733 | 0.052443 | 0.4465 | 0.052443 | 0.4465 | 0.068251 | 0.58109 | 0.068251 | 0.58109 | 1.9388 | 2.704 | 1.9388 | 2.704
234304-Lighting-Remove 4 Ft Lamp (De-Lamp) - Tr2 | 1.5886 | 1.0244 | 2.5824 | 8022.0559 | 88242.6146 | -13.1376 | -144.5133 | 0.073582 | 0.62647 | 0.073582 | 0.62647 | 0.092759 | 0.78975 | 0.092759 | 0.78975 | 3.119 | 6.9664 | 3.119 | 6.9664
234331-Premium T8 with T12 40 Watt Baseline - Tr2 | 1.0977 | 0.70783 | 1.6746 | 5543.1631 | 60974.7939 | -9.0779 | -99.8573 | 0.056204 | 0.48175 | 0.056204 | 0.48175 | 0.070826 | 0.60709 | 0.070826 | 0.60709 | 2.0877 | 2.9117 | 2.0877 | 2.9117
234331-Premium T8 with T12 40 Watt Baseline - Tr2 | 0.25836 | 0.1666 | 0.40432 | 1304.6721 | 14351.3934 | -2.1366 | -23.503 | 0.048313 | 0.41422 | 0.048313 | 0.41422 | 0.06516 | 0.55866 | 0.06516 | 0.55866 | 1.8115 | 2.5264 | 1.8115 | 2.5264
234304-Lighting-Remove 4 Ft Lamp (De-Lamp) - Tr2 | 0.63912 | 0.41212 | 0.97501 | 3227.4086 | 35501.4949 | -5.2855 | -58.1401 | 0.075756 | 0.64935 | 0.075756 | 0.64935 | 0.093495 | 0.80139 | 0.093495 | 0.80139 | 3.3586 | 7.5016 | 3.3586 | 7.5016
234331-Premium T8 with T12 40 Watt Baseline - Tr2 | 0.19845 | 0.12797 | 0.30275 | 1002.1538 | 11023.6916 | -1.6412 | -18.0533 | 0.056204 | 0.48175 | 0.056204 | 0.48175 | 0.070826 | 0.60709 | 0.070826 | 0.60709 | 2.0877 | 2.9117 | 2.0877 | 2.9117
234330-Premium T8 with T12 40 Watt Baseline - Tr1 | 0.67886 | 0.43775 | 0.67631 | 3428.0953 | 37709.0479 | -5.6141 | -61.7554 | 0.079282 | 0.67957 | 0.079282 | 0.67957 | 0.080798 | 0.69256 | 0.080798 | 0.69256 | 3.7728 | 3.984 | 3.7728 | 3.984
234330-Premium T8 with T12 40 Watt Baseline - Tr1 | 0.3168 | 0.20428 | 0.31561 | 1599.7778 | 17597.5557 | -2.6199 | -28.8192 | 0.079282 | 0.67957 | 0.079282 | 0.67957 | 0.080798 | 0.69256 | 0.080798 | 0.69256 | 3.7728 | 3.984 | 3.7728 | 3.984
234331-Premium T8 with T12 40 Watt Baseline - Tr2 | 0.29066 | 0.18742 | 0.45486 | 1467.7561 | 16145.3176 | -2.4037 | -26.4409 | 0.04834 | 0.41435 | 0.04834 | 0.41435 | 0.065188 | 0.55876 | 0.065188 | 0.55876 | 1.812 | 2.5271 | 1.812 | 2.5271
234304-Lighting-Remove 4 Ft Lamp (De-Lamp) - Tr2 | 0.93605 | 0.60359 | 1.4649 | 4726.8682 | 51995.5503 | -7.7411 | -85.1522 | 0.070868 | 0.60745 | 0.070868 | 0.60745 | 0.091306 | 0.78263 | 0.091306 | 0.78263 | 2.915 | 6.5107 | 2.915 | 6.5107
234330-Premium T8 with T12 40 Watt Baseline - Tr1 | 0.30607 | 0.19736 | 0.31037 | 1545.5917 | 17001.5088 | -2.5312 | -27.8431 | 0.070119 | 0.59776 | 0.070119 | 0.59776 | 0.072137 | 0.61495 | 0.072137 | 0.61495 | 2.8429 | 3.0021 | 2.8429 | 3.0021
234303-Lighting-Remove 4 Ft Lamp (De-Lamp) - Tr1 | 0.11308 | 0.072919 | 0.11467 | 571.0452 | 6281.4969 | -0.93519 | -10.2871 | 0.085344 | 0.72755 | 0.085344 | 0.72755 | 0.094623 | 0.80665 | 0.094623 | 0.80665 | 4.7394 | 7.986 | 4.7394 | 7.986
234331-Premium T8 with T12 40 Watt Baseline - Tr2 | 0.04306 | 0.027766 | 0.067387 | 217.4454 | 2391.8989 | -0.35611 | -3.9172 | 0.04834 | 0.41435 | 0.04834 | 0.41435 | 0.065188 | 0.55876 | 0.065188 | 0.55876 | 1.812 | 2.5271 | 1.812 | 2.5271
234304-Lighting-Remove 4 Ft Lamp (De-Lamp) - Tr2 | 0.13867 | 0.089421 | 0.21702 | 700.2768 | 7703.0445 | -1.1468 | -12.6151 | 0.070868 | 0.60745 | 0.070868 | 0.60745 | 0.091306 | 0.78263 | 0.091306 | 0.78263 | 2.915 | 6.5107 | 2.915 | 6.5107
234331-Premium T8 with T12 40 Watt Baseline - Tr2 | 0.13995 | 0.090241 | 0.21901 | 706.6974 | 7773.6714 | -1.1573 | -12.7308 | 0.04834 | 0.41435 | 0.04834 | 0.41435 | 0.065188 | 0.55876 | 0.065188 | 0.55876 | 1.812 | 2.5271 | 1.812 | 2.5271
234304-Lighting-Remove 4 Ft Lamp (De-Lamp) - Tr2 | 0.45069 | 0.29062 | 0.70531 | 2275.8995 | 25034.8946 | -3.7272 | -40.9992 | 0.070868 | 0.60745 | 0.070868 | 0.60745 | 0.091306 | 0.78263 | 0.091306 | 0.78263 | 2.915 | 6.5107 | 2.915 | 6.5107
234330-Premium T8 with T12 40 Watt Baseline - Tr1 | 0.19636 | 0.12662 | 0.17969 | 991.5962 | 10907.5578 | -1.6239 | -17.8631 | 0.062041 | 0.52889 | 0.062041 | 0.52889 | 0.064487 | 0.54974 | 0.064487 | 0.54974 | 2.345 | 2.4763 | 2.345 | 2.4763
234303-Lighting-Remove 4 Ft Lamp (De-Lamp) - Tr1 | 0.65295 | 0.42104 | 0.5975 | 3297.2588 | 36269.8466 | -5.3999 | -59.3985 | 0.080499 | 0.68624 | 0.080499 | 0.68624 | 0.091747 | 0.78213 | 0.091747 | 0.78213 | 3.9094 | 6.5874 | 3.9094 | 6.5874
234330-Premium T8 with T12 40 Watt Baseline - Tr1 | 0.14969 | 0.092839 | 0.2416 | 808.5438 | 8893.9813 | -1.0999 | -12.0988 | 0.05333 | 0.46631 | 0.05333 | 0.46631 | 0.056109 | 0.49061 | 0.056109 | 0.49061 | 2.0174 | 2.1303 | 2.0174 | 2.1303
234303-Lighting-Remove 4 Ft Lamp (De-Lamp) - Tr1 | 0.49775 | 0.30871 | 0.80338 | 2688.5723 | 29574.2956 | -3.6574 | -40.2311 | 0.074306 | 0.64972 | 0.074306 | 0.64972 | 0.087089 | 0.76149 | 0.087089 | 0.76149 | 3.3632 | 5.6671 | 3.3632 | 5.6671
234331-Premium T8 with T12 40 Watt Baseline - Tr2 | 0.18808 | 0.10732 | 0.28539 | 935.9827 | 10295.8102 | -1.4191 | -15.6106 | 0.047686 | 0.41321 | 0.047686 | 0.41321 | 0.064305 | 0.55722 | 0.064305 | 0.55722 | 1.812 | 2.5271 | 1.812 | 2.5271
234304-Lighting-Remove 4 Ft Lamp (De-Lamp) - Tr2 | 0.60571 | 0.34561 | 0.9191 | 3014.3066 | 33157.3729 | -4.5703 | -50.2735 | 0.069909 | 0.60578 | 0.069909 | 0.60578 | 0.09007 | 0.78048 | 0.09007 | 0.78048 | 2.915 | 6.5108 | 2.915 | 6.5108
234330-Premium T8 with T12 40 Watt Baseline - Tr1 | 0.7447 | 0.42492 | 1.13 | 3705.9974 | 40765.9718 | -5.6191 | -61.8098 | 0.045197 | 0.39165 | 0.045197 | 0.39165 | 0.048443 | 0.41977 | 0.048443 | 0.41977 | 1.7383 | 1.8356 | 1.7383 | 1.8356
234330-Premium T8 with T12 40 Watt Baseline - Tr1 | 0.84649 | 0.483 | 1.2845 | 4212.5726 | 46338.2989 | -6.3871 | -70.2586 | 0.045197 | 0.39165 | 0.045197 | 0.39165 | 0.048443 | 0.41977 | 0.048443 | 0.41977 | 1.7383 | 1.8356 | 1.7383 | 1.8356
234330-Premium T8 with T12 40 Watt Baseline - Tr1 | 0.72862 | 0.41575 | 1.1056 | 3626.0119 | 39886.1307 | -5.4978 | -60.4757 | 0.045197 | 0.39165 | 0.045197 | 0.39165 | 0.048443 | 0.41977 | 0.048443 | 0.41977 | 1.7383 | 1.8356 | 1.7383 | 1.8356
234331-Premium T8 with T12 40 Watt Baseline - Tr2 | 0.94266 | 0.60785 | 1.4381 | 4760.2304 | 52362.5349 | -7.7957 | -85.7532 | 0.056177 | 0.48164 | 0.056177 | 0.48164 | 0.070799 | 0.60701 | 0.070799 | 0.60701 | 2.0872 | 2.9109 | 2.0872 | 2.9109
234049-Lighting-LED Exit Sign New Sign | 0.076997 | 0.076497 | 0 | 674.5172 | 10792.2751 | 0 | 0 | 0.076085 | 0 | 0.076085 | 0 | 0.081982 | 0 | 0.081982 | 0 | 4.9085 | 7.0414 | 4.9085 | 7.0414
234331-Premium T8 with T12 40 Watt Baseline - Tr2 | 0.17542 | 0.10009 | 0.26869 | 872.9793 | 9602.7726 | -1.2474 | -13.7217 | 0.045098 | 0.39968 | 0.045098 | 0.39968 | 0.06186 | 0.54824 | 0.06186 | 0.54824 | 1.7613 | 2.4565 | 1.7613 | 2.4565
234330-Premium T8 with T12 40 Watt Baseline - Tr1 | 0.24891 | 0.16051 | 0.24798 | 1256.9683 | 13826.6509 | -2.0585 | -22.6437 | 0.079716 | 0.6787 | 0.079716 | 0.6787 | 0.081232 | 0.6916 | 0.081232 | 0.6916 | 3.7882 | 4.0003 | 3.7882 | 4.0003
234303-Lighting-Remove 4 Ft Lamp (De-Lamp) - Tr1 | 0.82769 | 0.53372 | 0.82458 | 4179.675 | 45976.4245 | -6.845 | -75.2947 | 0.091156 | 0.7761 | 0.091156 | 0.7761 | 0.098128 | 0.83546 | 0.098128 | 0.83546 | 6.3153 | 10.6415 | 6.3153 | 10.6415
234178-Food Service - Ice Machine Air-Cooled 501-1000 | 0.33329 | 0.25793 | 0.33 | 2890.8 | 34689.6 | 0 | 0 | 0.032502 | 0 | 0.032502 | 0 | 0.059846 | 0 | 0.059846 | 0 | 1.5362 | 2.799 | 1.5362 | 2.799
234172-Food Service - Convection Oven-Gas | 0 | 0 | 0 | 0 | 0 | 620.16 | 7441.92 | 0 | -0.25115 | 0 | -0.25115 | 0 | 0.73283 | 0 | 0.73283 | 0.78677 | 4.7808 | 0.78677 | 4.7808
234332-Premium T8 with T12 40 Watt Baseline - Tr3 | 0.018 | 0.011607 | 0.030981 | 90.8984 | 999.8827 | -0.14886 | -1.6375 | 0.037233 | 0.31915 | 0.037233 | 0.31915 | 0.071 | 0.60858 | 0.071 | 0.60858 | 1.5271 | 2.9254 | 1.5271 | 2.9254
234305-Lighting-Remove 4 Ft Lamp (De-Lamp) - Tr3 | 0.064019 | 0.041281 | 0.11018 | 323.2822 | 3556.1045 | -0.52943 | -5.8238 | 0.068001 | 0.58287 | 0.068001 | 0.58287 | 0.095114 | 0.81527 | 0.095114 | 0.81527 | 2.7054 | 8.4535 | 2.7054 | 8.4535
234330-Premium T8 with T12 40 Watt Baseline - Tr1 | 0.13345 | 0.08605 | 0.1559 | 673.8781 | 7412.6587 | -1.1036 | -12.1396 | -0.0031989 | -0.027235 | -0.0031989 | -0.027235 | 0.0027129 | 0.023098 | 0.0027129 | 0.023098 | 0.97131 | 1.0257 | 0.97131 | 1.0257
234303-Lighting-Remove 4 Ft Lamp (De-Lamp) - Tr1 | 0.44374 | 0.28613 | 0.51841 | 2240.7815 | 24648.5968 | -3.6697 | -40.3666 | 0.04142 | 0.35265 | 0.04142 | 0.35265 | 0.068612 | 0.58416 | 0.068612 | 0.58416 | 1.6193 | 2.7285 | 1.6193 | 2.7285
234049-Lighting-LED Exit Sign New Sign | 0.19249 | 0.19124 | 0 | 1686.293 | 26980.6879 | 0 | 0 | 0.076914 | 0 | 0.076914 | 0 | 0.08281 | 0 | 0.08281 | 0 | 4.951 | 7.1024 | 4.951 | 7.1024
234175-Food Service - Ice Machine Air-Cooled 201-300 | 0.25249 | 0.1954 | 0.25 | 2190 | 26280 | 0 | 0 | 0.075244 | 0 | 0.075244 | 0 | 0.060068 | 0 | 0.060068 | 0 | 5.2373 | 2.8239 | 5.2373 | 2.8239
234331-Premium T8 with T12 40 Watt Baseline - Tr2 | 0.053825 | 0.034708 | 0.084234 | 271.8067 | 2989.8736 | -0.44513 | -4.8965 | 0.048637 | 0.41463 | 0.048637 | 0.41463 | 0.065483 | 0.55824 | 0.065483 | 0.55824 | 1.817 | 2.5341 | 1.817 | 2.5341
234304-Lighting-Remove 4 Ft Lamp (De-Lamp) - Tr2 | 0.17334 | 0.11178 | 0.27127 | 875.346 | 9628.8056 | -1.4335 | -15.7689 | 0.071163 | 0.60666 | 0.071163 | 0.60666 | 0.0916 | 0.78088 | 0.0916 | 0.78088 | 2.9231 | 6.5289 | 2.9231 | 6.5289
234331-Premium T8 with T12 40 Watt Baseline - Tr2 | 0.14977 | 0.096574 | 0.17497 | 756.2965 | 8319.2617 | -1.2386 | -13.6243 | 0.0013344 | 0.011361 | 0.0013344 | 0.011361 | 0.031605 | 0.26909 | 0.031605 | 0.26909 | 1.0125 | 1.4121 | 1.0125 | 1.4121
234304-Lighting-Remove 4 Ft Lamp (De-Lamp) - Tr2 | 0.48232 | 0.31101 | 0.56349 | 2435.6321 | 26791.953 | -3.9888 | -43.8767 | 0.041812 | 0.35599 | 0.041812 | 0.35599 | 0.078535 | 0.66865 | 0.078535 | 0.66865 | 1.6288 | 3.638 | 1.6288 | 3.638
234331-Premium T8 with T12 40 Watt Baseline - Tr2 | 0.04306 | 0.027766 | 0.067387 | 217.4454 | 2391.8989 | -0.35611 | -3.9172 | 0.048637 | 0.41463 | 0.048637 | 0.41463 | 0.065483 | 0.55824 | 0.065483 | 0.55824 | 1.817 | 2.5341 | 1.817 | 2.5341
234304-Lighting-Remove 4 Ft Lamp (De-Lamp) - Tr2 | 0.13867 | 0.089421 | 0.21702 | 700.2768 | 7703.0445 | -1.1468 | -12.6151 | 0.071163 | 0.60666 | 0.071163 | 0.60666 | 0.0916 | 0.78088 | 0.0916 | 0.78088 | 2.9231 | 6.5289 | 2.9231 | 6.5289
234331-Premium T8 with T12 40 Watt Baseline - Tr2 | 0.19377 | 0.12495 | 0.30324 | 978.5041 | 10763.5451 | -1.6025 | -17.6273 | 0.048637 | 0.41463 | 0.048637 | 0.41463 | 0.065483 | 0.55824 | 0.065483 | 0.55824 | 1.817 | 2.5341 | 1.817 | 2.5341
234304-Lighting-Remove 4 Ft Lamp (De-Lamp) - Tr2 | 0.62403 | 0.40239 | 0.97658 | 3151.2455 | 34663.7002 | -5.1607 | -56.7681 | 0.071163 | 0.60666 | 0.071163 | 0.60666 | 0.0916 | 0.78088 | 0.0916 | 0.78088 | 2.9231 | 6.5289 | 2.9231 | 6.5289
234330-Premium T8 with T12 40 Watt Baseline - Tr1 | 0.23208 | 0.14965 | 0.27114 | 1171.9618 | 12891.5803 | -1.9193 | -21.1123 | -0.0034972 | -0.029937 | -0.0034972 | -0.029937 | 0.0024151 | 0.020674 | 0.0024151 | 0.020674 | 0.96864 | 1.0229 | 0.96864 | 1.0229
234303-Lighting-Remove 4 Ft Lamp (De-Lamp) - Tr1 | 0.77172 | 0.49762 | 0.90158 | 3897.0114 | 42867.1249 | -6.3821 | -70.2027 | 0.041125 | 0.35205 | 0.041125 | 0.35205 | 0.068319 | 0.58483 | 0.068319 | 0.58483 | 1.6148 | 2.721 | 1.6148 | 2.721
234049-Lighting-LED Exit Sign New Sign | 0.23099 | 0.22949 | 0 | 2023.5516 | 32376.8254 | 0 | 0 | 0.076085 | 0 | 0.076085 | 0 | 0.081982 | 0 | 0.081982 | 0 | 4.9085 | 7.0414 | 4.9085 | 7.0414
234331-Premium T8 with T12 40 Watt Baseline - Tr2 | 0.096885 | 0.062474 | 0.15162 | 489.252 | 5381.7725 | -0.80124 | -8.8136 | 0.048637 | 0.41463 | 0.048637 | 0.41463 | 0.065483 | 0.55824 | 0.065483 | 0.55824 | 1.817 | 2.5341 | 1.817 | 2.5341
234304-Lighting-Remove 4 Ft Lamp (De-Lamp) - Tr2 | 0.31202 | 0.2012 | 0.48829 | 1575.6227 | 17331.8501 | -2.5804 | -28.3841 | 0.071163 | 0.60666 | 0.071163 | 0.60666 | 0.0916 | 0.78088 | 0.0916 | 0.78088 | 2.9231 | 6.5289 | 2.9231 | 6.5289
234330-Premium T8 with T12 40 Watt Baseline - Tr1 | 1.3477 | 0.86902 | 2.3195 | 6805.5257 | 74860.7826 | -11.1453 | -122.5981 | 0.040662 | 0.34853 | 0.040662 | 0.34853 | 0.044225 | 0.37908 | 0.044225 | 0.37908 | 1.605 | 1.6948 | 1.605 | 1.6948
234303-Lighting-Remove 4 Ft Lamp (De-Lamp) - Tr1 | 4.4813 | 2.8897 | 7.7128 | 22629.7562 | 248927.3179 | -37.0603 | -407.6637 | 0.067558 | 0.57907 | 0.067558 | 0.57907 | 0.083948 | 0.71956 | 0.083948 | 0.71956 | 2.6756 | 4.5085 | 2.6756 | 4.5085
234330-Premium T8 with T12 40 Watt Baseline - Tr1 | 0.90679 | 0.58472 | 1.4718 | 4579.1069 | 50370.176 | -7.4991 | -82.4903 | 0.059791 | 0.50906 | 0.059791 | 0.50906 | 0.062363 | 0.53096 | 0.062363 | 0.53096 | 2.2324 | 2.3574 | 2.2324 | 2.3574
234303-Lighting-Remove 4 Ft Lamp (De-Lamp) - Tr1 | 1.5076 | 0.97216 | 2.447 | 7613.2306 | 83745.5365 | -12.468 | -137.1485 | 0.079204 | 0.67434 | 0.079204 | 0.67434 | 0.091035 | 0.77507 | 0.091035 | 0.77507 | 3.7217 | 6.2711 | 3.7217 | 6.2711
234330-Premium T8 with T12 40 Watt Baseline - Tr1 | 0.32434 | 0.20915 | 0.4948 | 1637.8704 | 18016.5746 | -2.6823 | -29.5054 | 0.053987 | 0.46287 | 0.053987 | 0.46287 | 0.056843 | 0.48735 | 0.056843 | 0.48735 | 2.0023 | 2.1144 | 2.0023 | 2.1144
234330-Premium T8 with T12 40 Watt Baseline - Tr1 | 0.2901 | 0.18706 | 0.33892 | 1464.9523 | 16114.4754 | -2.3991 | -26.3904 | -0.0036403 | -0.031203 | -0.0036403 | -0.031203 | 0.0022721 | 0.019475 | 0.0022721 | 0.019475 | 0.96736 | 1.0215 | 0.96736 | 1.0215
234303-Lighting-Remove 4 Ft Lamp (De-Lamp) - Tr1 | 0.96465 | 0.62203 | 1.127 | 4871.2642 | 53583.9061 | -7.9776 | -87.7534 | 0.040983 | 0.35129 | 0.040983 | 0.35129 | 0.068177 | 0.58438 | 0.068177 | 0.58438 | 1.6127 | 2.7174 | 1.6127 | 2.7174
234049-Lighting-LED Exit Sign New Sign | 0.42348 | 0.42073 | 0 | 3709.8446 | 59357.5133 | 0 | 0 | 0.076085 | 0 | 0.076085 | 0 | 0.081982 | 0 | 0.081982 | 0 | 4.9085 | 7.0414 | 4.9085 | 7.0414
234330-Premium T8 with T12 40 Watt Baseline - Tr1 | 0.10811 | 0.069715 | 0.16493 | 545.9568 | 6005.5249 | -0.8941 | -9.8351 | 0.05445 | 0.46359 | 0.05445 | 0.46359 | 0.057306 | 0.4879 | 0.057306 | 0.4879 | 2.011 | 2.1236 | 2.011 | 2.1236
234303-Lighting-Remove 4 Ft Lamp (De-Lamp) - Tr1 | 0.3595 | 0.23182 | 0.54844 | 1815.4174 | 19969.5909 | -2.9731 | -32.7038 | 0.076001 | 0.64707 | 0.076001 | 0.64707 | 0.089134 | 0.75888 | 0.089134 | 0.75888 | 3.3526 | 5.6492 | 3.3526 | 5.6492
234049-Lighting-LED Exit Sign New Sign | 0.076997 | 0.076497 | 0 | 674.5172 | 10792.2751 | 0 | 0 | 0.076914 | 0 | 0.076914 | 0 | 0.08281 | 0 | 0.08281 | 0 | 4.951 | 7.1024 | 4.951 | 7.1024
234331-Premium T8 with T12 40 Watt Baseline - Tr2 | 0.057358 | 0.036986 | 0.09324 | 289.6461 | 3186.1068 | -0.47435 | -5.2178 | 0.052304 | 0.44588 | 0.052304 | 0.44588 | 0.068112 | 0.58065 | 0.068112 | 0.58065 | 1.9363 | 2.7005 | 1.9363 | 2.7005
234304-Lighting-Remove 4 Ft Lamp (De-Lamp) - Tr2 | 0.18472 | 0.11911 | 0.30028 | 932.7972 | 10260.7691 | -1.5276 | -16.8039 | 0.073442 | 0.62609 | 0.073442 | 0.62609 | 0.09262 | 0.78958 | 0.09262 | 0.78958 | 3.115 | 6.9574 | 3.115 | 6.9574
234330-Premium T8 with T12 40 Watt Baseline - Tr1 | 0.40034 | 0.25815 | 0.46771 | 2021.6342 | 22237.9761 | -3.3108 | -36.4187 | -0.0031989 | -0.027235 | -0.0031989 | -0.027235 | 0.0027129 | 0.023098 | 0.0027129 | 0.023098 | 0.97131 | 1.0257 | 0.97131 | 1.0257
234303-Lighting-Remove 4 Ft Lamp (De-Lamp) - Tr1 | 1.3312 | 0.8584 | 1.5552 | 6722.3446 | 73945.7904 | -11.0091 | -121.0997 | 0.04142 | 0.35265 | 0.04142 | 0.35265 | 0.068612 | 0.58416 | 0.068612 | 0.58416 | 1.6193 | 2.7285 | 1.6193 | 2.7285
234177-Food Service - Ice Machine Air-Cooled 401-500 | 0.27269 | 0.21103 | 0.27 | 2365.2 | 28382.4 | 0 | 0 | 0.044486 | 0 | 0.044486 | 0 | 0.063075 | 0 | 0.063075 | 0 | 1.9064 | 3.0685 | 1.9064 | 3.0685
234330-Premium T8 with T12 40 Watt Baseline - Tr1 | 0.22629 | 0.14592 | 0.22544 | 1142.6984 | 12569.6826 | -1.8714 | -20.5851 | 0.079424 | 0.67989 | 0.079424 | 0.67989 | 0.08094 | 0.69287 | 0.08094 | 0.69287 | 3.7778 | 3.9893 | 3.7778 | 3.9893
234303-Lighting-Remove 4 Ft Lamp (De-Lamp) - Tr1 | 0.75245 | 0.4852 | 0.74962 | 3799.7045 | 41796.7496 | -6.2227 | -68.4498 | 0.090865 | 0.77784 | 0.090865 | 0.77784 | 0.097838 | 0.83752 | 0.097838 | 0.83752 | 6.298 | 10.6122 | 6.298 | 10.6122
234330-Premium T8 with T12 40 Watt Baseline - Tr1 | 0.38441 | 0.24788 | 0.58643 | 1941.1798 | 21352.9773 | -3.179 | -34.9694 | 0.05445 | 0.46359 | 0.05445 | 0.46359 | 0.057306 | 0.4879 | 0.057306 | 0.4879 | 2.011 | 2.1236 | 2.011 | 2.1236
234303-Lighting-Remove 4 Ft Lamp (De-Lamp) - Tr1 | 1.2782 | 0.82424 | 1.95 | 6454.8172 | 71002.9897 | -10.5709 | -116.2803 | 0.076001 | 0.64707 | 0.076001 | 0.64707 | 0.089134 | 0.75888 | 0.089134 | 0.75888 | 3.3526 | 5.6492 | 3.3526 | 5.6492
234049-Lighting-LED Exit Sign New Sign | 0.076997 | 0.076497 | 0 | 674.5172 | 10792.2751 | 0 | 0 | 0.076914 | 0 | 0.076914 | 0 | 0.08281 | 0 | 0.08281 | 0 | 4.951 | 7.1024 | 4.951 | 7.1024
234332-Premium T8 with T12 40 Watt Baseline - Tr3 | 0.45567 | 0.29383 | 0.53235 | 2301.047 | 25311.5175 | -3.7684 | -41.4522 | -0.0093287 | -0.079961 | -0.0093287 | -0.079961 | 0.046694 | 0.40024 | 0.046694 | 0.40024 | 0.92041 | 1.7632 | 0.92041 | 1.7632
234305-Lighting-Remove 4 Ft Lamp (De-Lamp) - Tr3 | 1.6206 | 1.045 | 1.8933 | 8183.7238 | 90020.9622 | -13.4023 | -147.4257 | 0.041719 | 0.3576 | 0.041719 | 0.3576 | 0.086703 | 0.74318 | 0.086703 | 0.74318 | 1.6306 | 5.0951 | 1.6306 | 5.0951
234330-Premium T8 with T12 40 Watt Baseline - Tr1 | 0.5802 | 0.37413 | 0.67784 | 2929.9046 | 32228.9508 | -4.7983 | -52.7808 | -0.0031989 | -0.027235 | -0.0031989 | -0.027235 | 0.0027129 | 0.023098 | 0.0027129 | 0.023098 | 0.97131 | 1.0257 | 0.97131 | 1.0257
234303-Lighting-Remove 4 Ft Lamp (De-Lamp) - Tr1 | 1.9293 | 1.2441 | 2.254 | 9742.5284 | 107167.8121 | -15.9552 | -175.5068 | 0.04142 | 0.35265 | 0.04142 | 0.35265 | 0.068612 | 0.58416 | 0.068612 | 0.58416 | 1.6193 | 2.7285 | 1.6193 | 2.7285
234330-Premium T8 with T12 40 Watt Baseline - Tr1 | 0.16826 | 0.1085 | 0.19657 | 849.6723 | 9346.3957 | -1.3915 | -15.3064 | -0.0031989 | -0.027235 | -0.0031989 | -0.027235 | 0.0027129 | 0.023098 | 0.0027129 | 0.023098 | 0.97131 | 1.0257 | 0.97131 | 1.0257
234303-Lighting-Remove 4 Ft Lamp (De-Lamp) - Tr1 | 0.55949 | 0.36078 | 0.65365 | 2825.3332 | 31078.6655 | -4.627 | -50.897 | 0.04142 | 0.35265 | 0.04142 | 0.35265 | 0.068612 | 0.58416 | 0.068612 | 0.58416 | 1.6193 | 2.7285 | 1.6193 | 2.7285
234330-Premium T8 with T12 40 Watt Baseline - Tr1 | 1.4215 | 0.91662 | 1.6607 | 7178.2663 | 78960.9296 | -11.7557 | -129.3129 | -0.0031989 | -0.027235 | -0.0031989 | -0.027235 | 0.0027129 | 0.023098 | 0.0027129 | 0.023098 | 0.97131 | 1.0257 | 0.97131 | 1.0257
234303-Lighting-Remove 4 Ft Lamp (De-Lamp) - Tr1 | 0.91641 | 0.59093 | 1.0706 | 4627.701 | 50904.7108 | -7.5787 | -83.3657 | 0.04142 | 0.35265 | 0.04142 | 0.35265 | 0.068612 | 0.58416 | 0.068612 | 0.58416 | 1.6193 | 2.7285 | 1.6193 | 2.7285
234049-Lighting-LED Exit Sign New Sign | 1.4244 | 1.4152 | 0 | 12478.5681 | 199657.0903 | 0 | 0 | 0.076914 | 0 | 0.076914 | 0 | 0.08281 | 0 | 0.08281 | 0 | 4.951 | 7.1024 | 4.951 | 7.1024
234331-Premium T8 with T12 40 Watt Baseline - Tr2 | 0.27989 | 0.18048 | 0.43801 | 1413.3948 | 15547.3429 | -2.3147 | -25.4616 | 0.04834 | 0.41435 | 0.04834 | 0.41435 | 0.065188 | 0.55876 | 0.065188 | 0.55876 | 1.812 | 2.5271 | 1.812 | 2.5271
234304-Lighting-Remove 4 Ft Lamp (De-Lamp) - Tr2 | 0.90138 | 0.58124 | 1.4106 | 4551.799 | 50069.7892 | -7.4544 | -81.9984 | 0.070868 | 0.60745 | 0.070868 | 0.60745 | 0.091306 | 0.78263 | 0.091306 | 0.78263 | 2.915 | 6.5107 | 2.915 | 6.5107
234049-Lighting-LED Exit Sign New Sign | 0.076997 | 0.076497 | 0 | 674.5172 | 10792.2751 | 0 | 0 | 0.076085 | 0 | 0.076085 | 0 | 0.081982 | 0 | 0.081982 | 0 | 4.9085 | 7.0414 | 4.9085 | 7.0414
234332-Premium T8 with T12 40 Watt Baseline - Tr3 | 0.52639 | 0.33943 | 0.82376 | 2658.141 | 29239.5515 | -4.3532 | -47.8851 | 0.042652 | 0.36559 | 0.042652 | 0.36559 | 0.073828 | 0.63282 | 0.073828 | 0.63282 | 1.6539 | 3.1684 | 1.6539 | 3.1684
234305-Lighting-Remove 4 Ft Lamp (De-Lamp) - Tr3 | 1.8721 | 1.2072 | 2.9297 | 9453.7364 | 103991.1006 | -15.4822 | -170.3043 | 0.07106 | 0.60909 | 0.07106 | 0.60909 | 0.096093 | 0.82366 | 0.096093 | 0.82366 | 2.9302 | 9.1557 | 2.9302 | 9.1557
234049-Lighting-LED Exit Sign New Sign | 0.076997 | 0.076497 | 0 | 674.5172 | 10792.2751 | 0 | 0 | 0.076085 | 0 | 0.076085 | 0 | 0.081982 | 0 | 0.081982 | 0 | 4.9085 | 7.0414 | 4.9085 | 7.0414
234331-Premium T8 with T12 40 Watt Baseline - Tr2 | 0.54575 | 0.35191 | 0.83257 | 2755.9229 | 30315.1518 | -4.5133 | -49.6466 | 0.0565 | 0.48166 | 0.0565 | 0.48166 | 0.071121 | 0.6063 | 0.071121 | 0.6063 | 2.0935 | 2.9198 | 2.0935 | 2.9198
234304-Lighting-Remove 4 Ft Lamp (De-Lamp) - Tr2 | 1.7576 | 1.1333 | 2.6813 | 8875.3737 | 97629.1109 | -14.535 | -159.8854 | 0.076051 | 0.64833 | 0.076051 | 0.64833 | 0.093788 | 0.79953 | 0.093788 | 0.79953 | 3.368 | 7.5225 | 3.368 | 7.5225
234331-Premium T8 with T12 40 Watt Baseline - Tr2 | 0.04306 | 0.027766 | 0.067387 | 217.4454 | 2391.8989 | -0.35611 | -3.9172 | 0.048006 | 0.41295 | 0.048006 | 0.41295 | 0.064855 | 0.55788 | 0.064855 | 0.55788 | 1.8063 | 2.5192 | 1.8063 | 2.5192
234304-Lighting-Remove 4 Ft Lamp (De-Lamp) - Tr2 | 0.13867 | 0.089421 | 0.21702 | 700.2768 | 7703.0445 | -1.1468 | -12.6151 | 0.070535 | 0.60675 | 0.070535 | 0.60675 | 0.090975 | 0.78257 | 0.090975 | 0.78257 | 2.9059 | 6.4904 | 2.9059 | 6.4904
234331-Premium T8 with T12 40 Watt Baseline - Tr2 | 0.043979 | 0.027499 | 0.068224 | 227.4377 | 2501.8145 | -0.066143 | -0.72757 | 0.050456 | 0.43739 | 0.050456 | 0.43739 | 0.066377 | 0.5754 | 0.066377 | 0.5754 | 1.8968 | 2.6454 | 1.8968 | 2.6454
234304-Lighting-Remove 4 Ft Lamp (De-Lamp) - Tr2 | 0.14163 | 0.088561 | 0.21971 | 732.4568 | 8057.0246 | -0.21301 | -2.3431 | 0.071745 | 0.62194 | 0.071745 | 0.62194 | 0.09106 | 0.78937 | 0.09106 | 0.78937 | 3.0515 | 6.8156 | 3.0515 | 6.8156
234331-Premium T8 with T12 40 Watt Baseline - Tr2 | 1.2232 | 0.69796 | 1.8811 | 6087.3778 | 66961.1563 | -7.8705 | -86.575 | 0.045172 | 0.39838 | 0.045172 | 0.39838 | 0.061978 | 0.54658 | 0.061978 | 0.54658 | 1.7606 | 2.4555 | 1.7606 | 2.4555
234304-Lighting-Remove 4 Ft Lamp (De-Lamp) - Tr2 | 3.9393 | 2.2478 | 6.0582 | 19604.2326 | 215646.5583 | -25.3466 | -278.8125 | 0.067644 | 0.59656 | 0.067644 | 0.59656 | 0.088031 | 0.77635 | 0.088031 | 0.77635 | 2.8324 | 6.3263 | 2.8324 | 6.3263
234330-Premium T8 with T12 40 Watt Baseline - Tr1 | 0.74025 | 0.47733 | 1.1584 | 3738.0911 | 41119.0022 | -6.1218 | -67.3398 | 0.046114 | 0.39312 | 0.046114 | 0.39312 | 0.049404 | 0.42117 | 0.049404 | 0.42117 | 1.7431 | 1.8407 | 1.7431 | 1.8407
234303-Lighting-Remove 4 Ft Lamp (De-Lamp) - Tr1 | 0.38135 | 0.24591 | 0.5968 | 1925.7611 | 21183.3724 | -3.1538 | -34.6916 | 0.070945 | 0.6048 | 0.070945 | 0.6048 | 0.086077 | 0.7338 | 0.086077 | 0.7338 | 2.906 | 4.8967 | 2.906 | 4.8967
234330-Premium T8 with T12 40 Watt Baseline - Tr1 | 0.14596 | 0.094121 | 0.22843 | 737.0884 | 8107.9723 | -1.2071 | -13.2783 | 0.046114 | 0.39312 | 0.046114 | 0.39312 | 0.049404 | 0.42117 | 0.049404 | 0.42117 | 1.7431 | 1.8407 | 1.7431 | 1.8407
234303-Lighting-Remove 4 Ft Lamp (De-Lamp) - Tr1 | 0.48536 | 0.31297 | 0.75956 | 2450.9687 | 26960.6557 | -4.0139 | -44.153 | 0.070945 | 0.6048 | 0.070945 | 0.6048 | 0.086077 | 0.7338 | 0.086077 | 0.7338 | 2.906 | 4.8967 | 2.906 | 4.8967
234330-Premium T8 with T12 40 Watt Baseline - Tr1 | 0.1922 | 0.12394 | 0.29322 | 970.5899 | 10676.4887 | -1.5895 | -17.4847 | 0.05445 | 0.46359 | 0.05445 | 0.46359 | 0.057306 | 0.4879 | 0.057306 | 0.4879 | 2.011 | 2.1236 | 2.011 | 2.1236
234331-Premium T8 with T12 40 Watt Baseline - Tr2 | 0.15071 | 0.097182 | 0.23585 | 761.0587 | 8371.6462 | -1.2464 | -13.7101 | 0.048637 | 0.41463 | 0.048637 | 0.41463 | 0.065483 | 0.55824 | 0.065483 | 0.55824 | 1.817 | 2.5341 | 1.817 | 2.5341
234304-Lighting-Remove 4 Ft Lamp (De-Lamp) - Tr2 | 0.48536 | 0.31297 | 0.75956 | 2450.9687 | 26960.6557 | -4.0139 | -44.153 | 0.071163 | 0.60666 | 0.071163 | 0.60666 | 0.0916 | 0.78088 | 0.0916 | 0.78088 | 2.9231 | 6.5289 | 2.9231 | 6.5289
234208-Lighting-8 Ft T-8 with Elec Ballast-Tr2 | 0.072879 | 0.046994 | 0.085144 | 368.0246 | 4048.2707 | -0.60271 | -6.6298 | -0.22626 | -1.9394 | -0.22626 | -1.9394 | -0.04976 | -0.42652 | -0.04976 | -0.42652 | 0.32285 | 0.68433 | 0.32285 | 0.68433
234330-Premium T8 with T12 40 Watt Baseline - Tr1 | 0.18234 | 0.11758 | 0.16685 | 920.7679 | 10128.4465 | -1.5079 | -16.5872 | 0.061745 | 0.52925 | 0.061745 | 0.52925 | 0.064191 | 0.55021 | 0.064191 | 0.55021 | 2.3385 | 2.4694 | 2.3385 | 2.4694
234207-Lighting-8 Ft T-8 with Elec Ballast-Tr1 | 0.034894 | 0.0225 | 0.031931 | 176.207 | 1938.2768 | -0.28857 | -3.1743 | -0.032577 | -0.27924 | -0.032577 | -0.27924 | 0.020079 | 0.1721 | 0.020079 | 0.1721 | 0.76806 | 1.2287 | 0.76806 | 1.2287
234303-Lighting-Remove 4 Ft Lamp (De-Lamp) - Tr1 | 0.32647 | 0.21052 | 0.29875 | 1648.6294 | 18134.9233 | -2.6999 | -29.6992 | 0.080204 | 0.68747 | 0.080204 | 0.68747 | 0.091453 | 0.7839 | 0.091453 | 0.7839 | 3.8985 | 6.5691 | 3.8985 | 6.5691
234330-Premium T8 with T12 40 Watt Baseline - Tr1 | 0.3226 | 0.20802 | 0.2952 | 1629.0508 | 17919.5592 | -2.6679 | -29.3465 | 0.061887 | 0.52977 | 0.061887 | 0.52977 | 0.064333 | 0.55071 | 0.064333 | 0.55071 | 2.3416 | 2.4727 | 2.3416 | 2.4727
234303-Lighting-Remove 4 Ft Lamp (De-Lamp) - Tr1 | 0.32647 | 0.21052 | 0.29875 | 1648.6294 | 18134.9233 | -2.6999 | -29.6992 | 0.080346 | 0.68779 | 0.080346 | 0.68779 | 0.091595 | 0.78408 | 0.091595 | 0.78408 | 3.9037 | 6.5778 | 3.9037 | 6.5778
234331-Premium T8 with T12 40 Watt Baseline - Tr2 | 0.19915 | 0.12842 | 0.31166 | 1005.6848 | 11062.5324 | -1.647 | -18.1169 | 0.048482 | 0.41503 | 0.048482 | 0.41503 | 0.065329 | 0.55924 | 0.065329 | 0.55924 | 1.8144 | 2.5304 | 1.8144 | 2.5304
234304-Lighting-Remove 4 Ft Lamp (De-Lamp) - Tr2 | 0.29468 | 0.19002 | 0.46116 | 1488.0881 | 16368.9695 | -2.437 | -26.8072 | 0.07101 | 0.60787 | 0.07101 | 0.60787 | 0.091448 | 0.78282 | 0.091448 | 0.78282 | 2.9189 | 6.5194 | 2.9189 | 6.5194
234049-Lighting-LED Exit Sign New Sign | 0.69297 | 0.68847 | 0 | 6070.6548 | 97130.4763 | 0 | 0 | 0.076085 | 0 | 0.076085 | 0 | 0.081982 | 0 | 0.081982 | 0 | 4.9085 | 7.0414 | 4.9085 | 7.0414
234330-Premium T8 with T12 40 Watt Baseline - Tr1 | 0.18234 | 0.11758 | 0.16685 | 920.7679 | 10128.4465 | -1.5079 | -16.5872 | 0.061745 | 0.52925 | 0.061745 | 0.52925 | 0.064191 | 0.55021 | 0.064191 | 0.55021 | 2.3385 | 2.4694 | 2.3385 | 2.4694
234303-Lighting-Remove 4 Ft Lamp (De-Lamp) - Tr1 | 0.60631 | 0.39096 | 0.55482 | 3061.7403 | 33679.1432 | -5.0142 | -55.1557 | 0.080204 | 0.68747 | 0.080204 | 0.68747 | 0.091453 | 0.7839 | 0.091453 | 0.7839 | 3.8985 | 6.5691 | 3.8985 | 6.5691
234331-Premium T8 with T12 40 Watt Baseline - Tr2 | 0.11842 | 0.076358 | 0.18531 | 597.9747 | 6577.722 | -0.97929 | -10.7722 | 0.048637 | 0.41463 | 0.048637 | 0.41463 | 0.065483 | 0.55824 | 0.065483 | 0.55824 | 1.817 | 2.5341 | 1.817 | 2.5341
234084-Refrigeration -Cooler/Freezer Door Gaskets - Solid Doors: Cooler | 1.5506 | 1.2 | 1.5372 | 13449.312 | 53797.248 | 0 | 0 | 0.082824 | 0 | 0.082824 | 0 | 0.082824 | 0 | 0.082824 | 0 | 8.4836 | 8.4836 | 8.4836 | 8.4836
234330-Premium T8 with T12 40 Watt Baseline - Tr1 | 0.41704 | 0.26892 | 0.65264 | 2105.9668 | 23165.635 | -3.4489 | -37.9379 | 0.045817 | 0.39272 | 0.045817 | 0.39272 | 0.049107 | 0.42093 | 0.049107 | 0.42093 | 1.7383 | 1.8356 | 1.7383 | 1.8356
234303-Lighting-Remove 4 Ft Lamp (De-Lamp) - Tr1 | 1.3867 | 0.89421 | 2.1702 | 7002.7677 | 77030.4449 | -11.4683 | -126.1513 | 0.07065 | 0.60558 | 0.07065 | 0.60558 | 0.085783 | 0.73529 | 0.085783 | 0.73529 | 2.8979 | 4.883 | 2.8979 | 4.883
234049-Lighting-LED Exit Sign New Sign | 0.15399 | 0.15299 | 0 | 1349.0344 | 21584.5503 | 0 | 0 | 0.076085 | 0 | 0.076085 | 0 | 0.081982 | 0 | 0.081982 | 0 | 4.9085 | 7.0414 | 4.9085 | 7.0414
234331-Premium T8 with T12 40 Watt Baseline - Tr2 | 0.11842 | 0.076358 | 0.18531 | 597.9747 | 6577.722 | -0.97929 | -10.7722 | 0.04834 | 0.41435 | 0.04834 | 0.41435 | 0.065188 | 0.55876 | 0.065188 | 0.55876 | 1.812 | 2.5271 | 1.812 | 2.5271
234304-Lighting-Remove 4 Ft Lamp (De-Lamp) - Tr2 | 0.38135 | 0.24591 | 0.5968 | 1925.7611 | 21183.3724 | -3.1538 | -34.6916 | 0.070868 | 0.60745 | 0.070868 | 0.60745 | 0.091306 | 0.78263 | 0.091306 | 0.78263 | 2.915 | 6.5107 | 2.915 | 6.5107
234331-Premium T8 with T12 40 Watt Baseline - Tr2 | 0.075355 | 0.048591 | 0.11793 | 380.5294 | 4185.8231 | -0.62319 | -6.855 | 0.04834 | 0.41435 | 0.04834 | 0.41435 | 0.065188 | 0.55876 | 0.065188 | 0.55876 | 1.812 | 2.5271 | 1.812 | 2.5271
234304-Lighting-Remove 4 Ft Lamp (De-Lamp) - Tr2 | 0.24268 | 0.15649 | 0.37978 | 1225.4844 | 13480.3279 | -2.007 | -22.0765 | 0.070868 | 0.60745 | 0.070868 | 0.60745 | 0.091306 | 0.78263 | 0.091306 | 0.78263 | 2.915 | 6.5107 | 2.915 | 6.5107
234331-Premium T8 with T12 40 Watt Baseline - Tr2 | 0.06459 | 0.04165 | 0.10108 | 326.168 | 3587.8484 | -0.53416 | -5.8758 | 0.04834 | 0.41435 | 0.04834 | 0.41435 | 0.065188 | 0.55876 | 0.065188 | 0.55876 | 1.812 | 2.5271 | 1.812 | 2.5271
234304-Lighting-Remove 4 Ft Lamp (De-Lamp) - Tr2 | 0.20801 | 0.13413 | 0.32553 | 1050.4152 | 11554.5667 | -1.7202 | -18.9227 | 0.070868 | 0.60745 | 0.070868 | 0.60745 | 0.091306 | 0.78263 | 0.091306 | 0.78263 | 2.915 | 6.5107 | 2.915 | 6.5107
234331-Premium T8 with T12 40 Watt Baseline - Tr2 | 0.04306 | 0.027766 | 0.067387 | 217.4454 | 2391.8989 | -0.35611 | -3.9172 | 0.04834 | 0.41435 | 0.04834 | 0.41435 | 0.065188 | 0.55876 | 0.065188 | 0.55876 | 1.812 | 2.5271 | 1.812 | 2.5271
234304-Lighting-Remove 4 Ft Lamp (De-Lamp) - Tr2 | 0.13867 | 0.089421 | 0.21702 | 700.2768 | 7703.0445 | -1.1468 | -12.6151 | 0.070868 | 0.60745 | 0.070868 | 0.60745 | 0.091306 | 0.78263 | 0.091306 | 0.78263 | 2.915 | 6.5107 | 2.915 | 6.5107
234331-Premium T8 with T12 40 Watt Baseline - Tr2 | 0.62017 | 0.3999 | 0.9461 | 3131.7306 | 34449.0361 | -5.1288 | -56.4166 | 0.056204 | 0.48175 | 0.056204 | 0.48175 | 0.070826 | 0.60709 | 0.070826 | 0.60709 | 2.0877 | 2.9117 | 2.0877 | 2.9117
234331-Premium T8 with T12 40 Watt Baseline - Tr2 | 0.26528 | 0.16588 | 0.4163 | 1371.9096 | 15091.0051 | -0.73516 | -8.0868 | 0.051435 | 0.44114 | 0.051435 | 0.44114 | 0.067305 | 0.57725 | 0.067305 | 0.57725 | 1.9172 | 2.6738 | 1.9172 | 2.6738
234331-Premium T8 with T12 40 Watt Baseline - Tr2 | 0.3473 | 0.22394 | 0.52982 | 1753.7691 | 19291.4602 | -2.8721 | -31.5933 | 0.0565 | 0.48166 | 0.0565 | 0.48166 | 0.071121 | 0.6063 | 0.071121 | 0.6063 | 2.0935 | 2.9198 | 2.0935 | 2.9198
234331-Premium T8 with T12 40 Watt Baseline - Tr2 | 0.27538 | 0.17757 | 0.44695 | 1390.5944 | 15296.5384 | -2.2774 | -25.0509 | 0.061328 | 0.52568 | 0.061328 | 0.52568 | 0.0745 | 0.63858 | 0.0745 | 0.63858 | 2.3176 | 3.2322 | 2.3176 | 3.2322
234331-Premium T8 with T12 40 Watt Baseline - Tr2 | 0.19845 | 0.12797 | 0.30275 | 1002.1538 | 11023.6916 | -1.6412 | -18.0533 | 0.0565 | 0.48166 | 0.0565 | 0.48166 | 0.071121 | 0.6063 | 0.071121 | 0.6063 | 2.0935 | 2.9198 | 2.0935 | 2.9198
234208-Lighting-8 Ft T-8 with Elec Ballast-Tr2 | 0.010059 | 0.0064866 | 0.015346 | 50.7981 | 558.7796 | -0.083191 | -0.9151 | -0.053205 | -0.45356 | -0.053205 | -0.45356 | 0.032037 | 0.27311 | 0.032037 | 0.27311 | 0.6703 | 1.4208 | 0.6703 | 1.4208
234307-Lighting-Remove 8 Ft Lamp (De-Lamp) - Tr2 | 0.065924 | 0.042509 | 0.10057 | 332.9005 | 3661.9054 | -0.54519 | -5.997 | 0.088446 | 0.75399 | 0.088446 | 0.75399 | 0.09655 | 0.82308 | 0.09655 | 0.82308 | 5.4848 | 9.3112 | 5.4848 | 9.3112
234330-Premium T8 with T12 40 Watt Baseline - Tr1 | 0.30857 | 0.19897 | 0.28237 | 1558.2225 | 17140.4479 | -2.5519 | -28.0706 | 0.062041 | 0.52889 | 0.062041 | 0.52889 | 0.064487 | 0.54974 | 0.064487 | 0.54974 | 2.345 | 2.4763 | 2.345 | 2.4763
234331-Premium T8 with T12 40 Watt Baseline - Tr2 | 0.19845 | 0.12797 | 0.30275 | 1002.1538 | 11023.6916 | -1.6412 | -18.0533 | 0.0565 | 0.48166 | 0.0565 | 0.48166 | 0.071121 | 0.6063 | 0.071121 | 0.6063 | 2.0935 | 2.9198 | 2.0935 | 2.9198
234331-Premium T8 with T12 40 Watt Baseline - Tr2 | 0.17365 | 0.11197 | 0.26491 | 876.8846 | 9645.7301 | -1.4361 | -15.7966 | 0.0565 | 0.48166 | 0.0565 | 0.48166 | 0.071121 | 0.6063 | 0.071121 | 0.6063 | 2.0935 | 2.9198 | 2.0935 | 2.9198
234330-Premium T8 with T12 40 Watt Baseline - Tr1 | 0.26428 | 0.17041 | 0.40317 | 1334.5611 | 14680.1719 | -2.1856 | -24.0414 | 0.05445 | 0.46359 | 0.05445 | 0.46359 | 0.057306 | 0.4879 | 0.057306 | 0.4879 | 2.011 | 2.1236 | 2.011 | 2.1236
234331-Premium T8 with T12 40 Watt Baseline - Tr2 | 0.44652 | 0.28793 | 0.68119 | 2254.846 | 24803.306 | -3.6927 | -40.6199 | 0.0565 | 0.48166 | 0.0565 | 0.48166 | 0.071121 | 0.6063 | 0.071121 | 0.6063 | 2.0935 | 2.9198 | 2.0935 | 2.9198
234330-Premium T8 with T12 40 Watt Baseline - Tr1 | 0.21623 | 0.13943 | 0.32987 | 1091.9136 | 12011.0498 | -1.7882 | -19.6703 | 0.053681 | 0.46177 | 0.053681 | 0.46177 | 0.056537 | 0.48633 | 0.056537 | 0.48633 | 1.9966 | 2.1084 | 1.9966 | 2.1084
234207-Lighting-8 Ft T-8 with Elec Ballast-Tr1 | 0.019924 | 0.012847 | 0.030394 | 100.6099 | 1106.7092 | -0.16477 | -1.8124 | -0.056455 | -0.48563 | -0.056455 | -0.48563 | 0.0050287 | 0.043257 | 0.0050287 | 0.043257 | 0.65576 | 1.0491 | 0.65576 | 1.0491
234330-Premium T8 with T12 40 Watt Baseline - Tr1 | 0.20726 | 0.12855 | 0.33453 | 1119.5221 | 12314.7433 | -1.5229 | -16.7522 | 0.053684 | 0.46657 | 0.053684 | 0.46657 | 0.056463 | 0.49072 | 0.056463 | 0.49072 | 2.0242 | 2.1375 | 2.0242 | 2.1375
234330-Premium T8 with T12 40 Watt Baseline - Tr1 | 0.33636 | 0.21689 | 0.51313 | 1698.5323 | 18683.8552 | -2.7817 | -30.5982 | 0.05445 | 0.46359 | 0.05445 | 0.46359 | 0.057306 | 0.4879 | 0.057306 | 0.4879 | 2.011 | 2.1236 | 2.011 | 2.1236
234330-Premium T8 with T12 40 Watt Baseline - Tr1 | 0.45874 | 0.29581 | 0.71791 | 2316.5635 | 25482.1985 | -3.7938 | -41.7317 | 0.045483 | 0.39125 | 0.045483 | 0.39125 | 0.048774 | 0.41955 | 0.048774 | 0.41955 | 1.7329 | 1.8299 | 1.7329 | 1.8299
234207-Lighting-8 Ft T-8 with Elec Ballast-Tr1 | 0.025938 | 0.016725 | 0.040591 | 130.9809 | 1440.7895 | -0.2145 | -2.3596 | -0.081414 | -0.70033 | -0.081414 | -0.70033 | -0.010573 | -0.090951 | -0.010573 | -0.090951 | 0.56914 | 0.91049 | 0.56914 | 0.91049
234331-Premium T8 with T12 40 Watt Baseline - Tr2 | 0.85367 | 0.55047 | 1.3855 | 4310.8426 | 47419.269 | -7.0598 | -77.6577 | 0.061301 | 0.52557 | 0.061301 | 0.52557 | 0.074473 | 0.63851 | 0.074473 | 0.63851 | 2.317 | 3.2314 | 2.317 | 3.2314
234049-Lighting-LED Exit Sign New Sign | 0.076997 | 0.076497 | 0 | 674.5172 | 10792.2751 | 0 | 0 | 0.076085 | 0 | 0.076085 | 0 | 0.081982 | 0 | 0.081982 | 0 | 4.9085 | 7.0414 | 4.9085 | 7.0414
234331-Premium T8 with T12 40 Watt Baseline - Tr2 | 0.59204 | 0.33781 | 0.90683 | 2946.3052 | 32409.3576 | -4.2101 | -46.3109 | 0.045098 | 0.39968 | 0.045098 | 0.39968 | 0.06186 | 0.54824 | 0.06186 | 0.54824 | 1.7613 | 2.4565 | 1.7613 | 2.4565
234330-Premium T8 with T12 40 Watt Baseline - Tr1 | 0.18767 | 0.12101 | 0.29369 | 947.6851 | 10424.5358 | -1.552 | -17.0721 | 0.046254 | 0.3938 | 0.046254 | 0.3938 | 0.049544 | 0.42181 | 0.049544 | 0.42181 | 1.7454 | 1.8431 | 1.7454 | 1.8431
234303-Lighting-Remove 4 Ft Lamp (De-Lamp) - Tr1 | 0.41602 | 0.26826 | 0.65105 | 2100.8303 | 23109.1335 | -3.4405 | -37.8454 | 0.071084 | 0.60521 | 0.071084 | 0.60521 | 0.086216 | 0.73404 | 0.086216 | 0.73404 | 2.9098 | 4.903 | 2.9098 | 4.903
234331-Premium T8 with T12 40 Watt Baseline - Tr2 | 0.24807 | 0.15996 | 0.37844 | 1252.6922 | 13779.6144 | -2.0515 | -22.5666 | 0.05664 | 0.48223 | 0.05664 | 0.48223 | 0.07126 | 0.60671 | 0.07126 | 0.60671 | 2.0963 | 2.9236 | 2.0963 | 2.9236
234330-Premium T8 with T12 40 Watt Baseline - Tr1 | 0.11506 | 0.074194 | 0.16603 | 581.0278 | 6391.3063 | -0.95154 | -10.4669 | 0.051939 | 0.44277 | 0.051939 | 0.44277 | 0.05492 | 0.46818 | 0.05492 | 0.46818 | 1.9237 | 2.0314 | 1.9237 | 2.0314
234303-Lighting-Remove 4 Ft Lamp (De-Lamp) - Tr1 | 0.3826 | 0.24671 | 0.55208 | 1932.0357 | 21252.3925 | -3.1641 | -34.8047 | 0.074439 | 0.63458 | 0.074439 | 0.63458 | 0.088151 | 0.75147 | 0.088151 | 0.75147 | 3.207 | 5.4039 | 3.207 | 5.4039
234332-Premium T8 with T12 40 Watt Baseline - Tr3 | 0.027123 | 0.01749 | 0.031688 | 136.9671 | 1506.6379 | -0.22431 | -2.4674 | -0.0093287 | -0.079961 | -0.0093287 | -0.079961 | 0.046694 | 0.40024 | 0.046694 | 0.40024 | 0.92041 | 1.7632 | 0.92041 | 1.7632
234305-Lighting-Remove 4 Ft Lamp (De-Lamp) - Tr3 | 0.096465 | 0.062203 | 0.1127 | 487.1264 | 5358.3906 | -0.79776 | -8.7753 | 0.041719 | 0.3576 | 0.041719 | 0.3576 | 0.086703 | 0.74318 | 0.086703 | 0.74318 | 1.6306 | 5.0951 | 1.6306 | 5.0951
234330-Premium T8 with T12 40 Watt Baseline - Tr1 | 0.48051 | 0.30985 | 0.73304 | 2426.4747 | 26691.2217 | -3.9738 | -43.7117 | 0.053681 | 0.46177 | 0.053681 | 0.46177 | 0.056537 | 0.48633 | 0.056537 | 0.48633 | 1.9966 | 2.1084 | 1.9966 | 2.1084
234330-Premium T8 with T12 40 Watt Baseline - Tr1 | 0.69674 | 0.44928 | 1.0629 | 3518.3883 | 38702.2714 | -5.762 | -63.382 | 0.05445 | 0.46359 | 0.05445 | 0.46359 | 0.057306 | 0.4879 | 0.057306 | 0.4879 | 2.011 | 2.1236 | 2.011 | 2.1236
234331-Premium T8 with T12 40 Watt Baseline - Tr2 | 0.41298 | 0.2663 | 0.67133 | 2085.4517 | 22939.9689 | -3.4153 | -37.5684 | 0.052443 | 0.4465 | 0.052443 | 0.4465 | 0.068251 | 0.58109 | 0.068251 | 0.58109 | 1.9388 | 2.704 | 1.9388 | 2.704
234331-Premium T8 with T12 40 Watt Baseline - Tr2 | 0.19845 | 0.12797 | 0.30275 | 1002.1538 | 11023.6916 | -1.6412 | -18.0533 | 0.056007 | 0.48117 | 0.056007 | 0.48117 | 0.07063 | 0.6068 | 0.07063 | 0.6068 | 2.0839 | 2.9063 | 2.0839 | 2.9063
234331-Premium T8 with T12 40 Watt Baseline - Tr2 | 0.3473 | 0.22394 | 0.52982 | 1753.7691 | 19291.4602 | -2.8721 | -31.5933 | 0.0565 | 0.48166 | 0.0565 | 0.48166 | 0.071121 | 0.6063 | 0.071121 | 0.6063 | 2.0935 | 2.9198 | 2.0935 | 2.9198
234330-Premium T8 with T12 40 Watt Baseline - Tr1 | 0.21155 | 0.12071 | 0.32534 | 1052.7945 | 11580.7399 | -1.3612 | -14.9729 | 0.042655 | 0.37618 | 0.042655 | 0.37618 | 0.045938 | 0.40513 | 0.045938 | 0.40513 | 1.6891 | 1.7836 | 1.6891 | 1.7836
234331-Premium T8 with T12 40 Watt Baseline - Tr2 | 0.6782 | 0.43732 | 1.0613 | 3424.7643 | 37672.4077 | -5.6087 | -61.6954 | 0.048637 | 0.41463 | 0.048637 | 0.41463 | 0.065483 | 0.55824 | 0.065483 | 0.55824 | 1.817 | 2.5341 | 1.817 | 2.5341
234304-Lighting-Remove 4 Ft Lamp (De-Lamp) - Tr2 | 2.1841 | 1.4084 | 3.418 | 11029.3592 | 121322.9507 | -18.0626 | -198.6884 | 0.071163 | 0.60666 | 0.071163 | 0.60666 | 0.0916 | 0.78088 | 0.0916 | 0.78088 | 2.9231 | 6.5289 | 2.9231 | 6.5289
234331-Premium T8 with T12 40 Watt Baseline - Tr2 | 0.19659 | 0.11217 | 0.30233 | 978.3286 | 10761.6144 | -1.2649 | -13.9138 | 0.045172 | 0.39838 | 0.045172 | 0.39838 | 0.061978 | 0.54658 | 0.061978 | 0.54658 | 1.7606 | 2.4555 | 1.7606 | 2.4555
234304-Lighting-Remove 4 Ft Lamp (De-Lamp) - Tr2 | 0.63311 | 0.36125 | 0.97364 | 3150.6802 | 34657.4826 | -4.0736 | -44.8092 | 0.067644 | 0.59656 | 0.067644 | 0.59656 | 0.088031 | 0.77635 | 0.088031 | 0.77635 | 2.8324 | 6.3263 | 2.8324 | 6.3263
234331-Premium T8 with T12 40 Watt Baseline - Tr2 | 0.30142 | 0.19436 | 0.47171 | 1522.1175 | 16743.2923 | -2.4927 | -27.4202 | 0.048637 | 0.41463 | 0.048637 | 0.41463 | 0.065483 | 0.55824 | 0.065483 | 0.55824 | 1.817 | 2.5341 | 1.817 | 2.5341
234304-Lighting-Remove 4 Ft Lamp (De-Lamp) - Tr2 | 0.6587 | 0.42475 | 1.0308 | 3326.3147 | 36589.4613 | -5.4474 | -59.9219 | 0.071163 | 0.60666 | 0.071163 | 0.60666 | 0.0916 | 0.78088 | 0.0916 | 0.78088 | 2.9231 | 6.5289 | 2.9231 | 6.5289
234331-Premium T8 with T12 40 Watt Baseline - Tr2 | 0.96382 | 0.62149 | 1.5643 | 4867.0804 | 53537.8844 | -7.9707 | -87.678 | 0.060969 | 0.52458 | 0.060969 | 0.52458 | 0.074141 | 0.63792 | 0.074141 | 0.63792 | 2.3098 | 3.2213 | 2.3098 | 3.2213
234304-Lighting-Remove 4 Ft Lamp (De-Lamp) - Tr2 | 1.4189 | 0.91497 | 2.303 | 7165.3935 | 78819.3285 | -11.7346 | -129.081 | 0.078583 | 0.67614 | 0.078583 | 0.67614 | 0.094563 | 0.81364 | 0.094563 | 0.81364 | 3.7158 | 8.2994 | 3.7158 | 8.2994
234330-Premium T8 with T12 40 Watt Baseline - Tr1 | 0.16818 | 0.10845 | 0.25657 | 849.2661 | 9341.9276 | -1.3908 | -15.2991 | 0.054311 | 0.46299 | 0.054311 | 0.46299 | 0.057166 | 0.48733 | 0.057166 | 0.48733 | 2.0084 | 2.1209 | 2.0084 | 2.1209
234332-Premium T8 with T12 40 Watt Baseline - Tr3 | 0.40433 | 0.26072 | 0.61683 | 2041.7897 | 22459.6865 | -3.3438 | -36.7818 | 0.051703 | 0.4402 | 0.051703 | 0.4402 | 0.078759 | 0.67055 | 0.078759 | 0.67055 | 1.9134 | 3.6656 | 1.9134 | 3.6656
234209-Lighting-8 Ft T-8 with Elec Ballast-Tr3 | 0.11095 | 0.071541 | 0.16926 | 560.2592 | 6162.8512 | -0.91753 | -10.0928 | -0.0087393 | -0.075081 | -0.0087393 | -0.075081 | 0.069021 | 0.59297 | 0.069021 | 0.59297 | 0.92493 | 2.7854 | 0.92493 | 2.7854
234332-Premium T8 with T12 40 Watt Baseline - Tr3 | 0.23148 | 0.14926 | 0.42105 | 1168.9061 | 12857.9669 | -4.5537 | -50.0903 | 0.04094 | 0.34901 | 0.04094 | 0.34901 | 0.073074 | 0.62295 | 0.073074 | 0.62295 | 1.609 | 3.0823 | 1.609 | 3.0823
234330-Premium T8 with T12 40 Watt Baseline - Tr1 | 0.36206 | 0.23346 | 0.3607 | 1828.3175 | 20111.4922 | -2.9942 | -32.9362 | 0.079716 | 0.6787 | 0.079716 | 0.6787 | 0.081232 | 0.6916 | 0.081232 | 0.6916 | 3.7882 | 4.0003 | 3.7882 | 4.0003
234207-Lighting-8 Ft T-8 with Elec Ballast-Tr1 | 0.03753 | 0.024201 | 0.037389 | 189.5207 | 2084.7279 | -0.31037 | -3.4141 | 0.021257 | 0.18098 | 0.021257 | 0.18098 | 0.053892 | 0.45883 | 0.053892 | 0.45883 | 1.2442 | 1.9904 | 1.2442 | 1.9904
234330-Premium T8 with T12 40 Watt Baseline - Tr1 | 0.99566 | 0.64203 | 0.99192 | 5027.8731 | 55306.6036 | -8.2341 | -90.5746 | 0.079282 | 0.67957 | 0.079282 | 0.67957 | 0.080798 | 0.69256 | 0.080798 | 0.69256 | 3.7728 | 3.984 | 3.7728 | 3.984
234331-Premium T8 with T12 40 Watt Baseline - Tr2 | 0.16774 | 0.10816 | 0.19597 | 847.0521 | 9317.5731 | -1.3872 | -15.2592 | 0.0013344 | 0.011361 | 0.0013344 | 0.011361 | 0.031605 | 0.26909 | 0.031605 | 0.26909 | 1.0125 | 1.4121 | 1.0125 | 1.4121
234330-Premium T8 with T12 40 Watt Baseline - Tr1 | 0.38441 | 0.24788 | 0.58643 | 1941.1798 | 21352.9773 | -3.179 | -34.9694 | 0.05445 | 0.46359 | 0.05445 | 0.46359 | 0.057306 | 0.4879 | 0.057306 | 0.4879 | 2.011 | 2.1236 | 2.011 | 2.1236
234330-Premium T8 with T12 40 Watt Baseline - Tr1 | 0.19821 | 0.12781 | 0.30238 | 1000.9208 | 11010.1289 | -1.6392 | -18.0311 | 0.054311 | 0.46299 | 0.054311 | 0.46299 | 0.057166 | 0.48733 | 0.057166 | 0.48733 | 2.0084 | 2.1209 | 2.0084 | 2.1209
234330-Premium T8 with T12 40 Watt Baseline - Tr1 | 0.62466 | 0.4028 | 0.95296 | 3154.4171 | 34698.5882 | -5.1659 | -56.8252 | 0.054311 | 0.46299 | 0.054311 | 0.46299 | 0.057166 | 0.48733 | 0.057166 | 0.48733 | 2.0084 | 2.1209 | 2.0084 | 2.1209
234330-Premium T8 with T12 40 Watt Baseline - Tr1 | 0.37534 | 0.24203 | 0.58738 | 1895.3701 | 20849.0715 | -3.104 | -34.1441 | 0.046114 | 0.39312 | 0.046114 | 0.39312 | 0.049404 | 0.42117 | 0.049404 | 0.42117 | 1.7431 | 1.8407 | 1.7431 | 1.8407
234330-Premium T8 with T12 40 Watt Baseline - Tr1 | 0.74674 | 0.48152 | 0.74394 | 3770.9048 | 41479.9527 | -6.1755 | -67.931 | 0.079577 | 0.67838 | 0.079577 | 0.67838 | 0.081093 | 0.6913 | 0.081093 | 0.6913 | 3.7833 | 3.9951 | 3.7833 | 3.9951
234303-Lighting-Remove 4 Ft Lamp (De-Lamp) - Tr1 | 0.97818 | 0.63076 | 0.97451 | 4939.6159 | 54335.7744 | -8.0895 | -88.9847 | 0.091017 | 0.77591 | 0.091017 | 0.77591 | 0.09799 | 0.83535 | 0.09799 | 0.83535 | 6.3072 | 10.6277 | 6.3072 | 10.6277
234330-Premium T8 with T12 40 Watt Baseline - Tr1 | 0.26428 | 0.17041 | 0.40317 | 1334.5611 | 14680.1719 | -2.1856 | -24.0414 | 0.054311 | 0.46299 | 0.054311 | 0.46299 | 0.057166 | 0.48733 | 0.057166 | 0.48733 | 2.0084 | 2.1209 | 2.0084 | 2.1209
234330-Premium T8 with T12 40 Watt Baseline - Tr1 | 0.1922 | 0.12394 | 0.29322 | 970.5899 | 10676.4887 | -1.5895 | -17.4847 | 0.054311 | 0.46299 | 0.054311 | 0.46299 | 0.057166 | 0.48733 | 0.057166 | 0.48733 | 2.0084 | 2.1209 | 2.0084 | 2.1209
234303-Lighting-Remove 4 Ft Lamp (De-Lamp) - Tr1 | 0.39945 | 0.25757 | 0.60938 | 2017.1304 | 22188.4343 | -3.3034 | -36.3376 | 0.075862 | 0.64671 | 0.075862 | 0.64671 | 0.088995 | 0.75867 | 0.088995 | 0.75867 | 3.3482 | 5.6419 | 3.3482 | 5.6419
234330-Premium T8 with T12 40 Watt Baseline - Tr1 | 0.43687 | 0.27095 | 0.70282 | 2359.7212 | 25956.9333 | -5.1 | -56.1 | 0.054033 | 0.46611 | 0.054033 | 0.46611 | 0.056836 | 0.49028 | 0.056836 | 0.49028 | 2.0222 | 2.1354 | 2.0222 | 2.1354
234331-Premium T8 with T12 40 Watt Baseline - Tr2 | 0.52094 | 0.33592 | 0.79473 | 2630.6537 | 28937.1903 | -4.3082 | -47.3899 | 0.0565 | 0.48166 | 0.0565 | 0.48166 | 0.071121 | 0.6063 | 0.071121 | 0.6063 | 2.0935 | 2.9198 | 2.0935 | 2.9198
234304-Lighting-Remove 4 Ft Lamp (De-Lamp) - Tr2 | 0.27961 | 0.1803 | 0.42657 | 1411.9913 | 15531.904 | -2.3124 | -25.4363 | 0.076051 | 0.64833 | 0.076051 | 0.64833 | 0.093788 | 0.79953 | 0.093788 | 0.79953 | 3.368 | 7.5225 | 3.368 | 7.5225
234330-Premium T8 with T12 40 Watt Baseline - Tr1 | 0.31233 | 0.2014 | 0.47648 | 1577.2086 | 17349.2941 | -2.583 | -28.4126 | 0.054311 | 0.46299 | 0.054311 | 0.46299 | 0.057166 | 0.48733 | 0.057166 | 0.48733 | 2.0084 | 2.1209 | 2.0084 | 2.1209
234330-Premium T8 with T12 40 Watt Baseline - Tr1 | 0.084156 | 0.054266 | 0.077009 | 424.9698 | 4674.6676 | -0.69597 | -7.6556 | 0.061412 | 0.52827 | 0.061412 | 0.52827 | 0.063858 | 0.54931 | 0.063858 | 0.54931 | 2.3312 | 2.4617 | 2.3312 | 2.4617
234331-Premium T8 with T12 40 Watt Baseline - Tr2 | 0.39691 | 0.25594 | 0.60551 | 2004.3076 | 22047.3831 | -3.2824 | -36.1066 | 0.05664 | 0.48223 | 0.05664 | 0.48223 | 0.07126 | 0.60671 | 0.07126 | 0.60671 | 2.0963 | 2.9236 | 2.0963 | 2.9236
234330-Premium T8 with T12 40 Watt Baseline - Tr1 | 0.16818 | 0.10845 | 0.25657 | 849.2661 | 9341.9276 | -1.3908 | -15.2991 | 0.05445 | 0.46359 | 0.05445 | 0.46359 | 0.057306 | 0.4879 | 0.057306 | 0.4879 | 2.011 | 2.1236 | 2.011 | 2.1236
234331-Premium T8 with T12 40 Watt Baseline - Tr2 | 0.42172 | 0.27193 | 0.64335 | 2129.5768 | 23425.3446 | -3.4876 | -38.3633 | 0.05664 | 0.48223 | 0.05664 | 0.48223 | 0.07126 | 0.60671 | 0.07126 | 0.60671 | 2.0963 | 2.9236 | 2.0963 | 2.9236
234332-Premium T8 with T12 40 Watt Baseline - Tr3 | 0.20217 | 0.13036 | 0.30841 | 1020.8948 | 11229.8433 | -1.6719 | -18.3909 | 0.051703 | 0.4402 | 0.051703 | 0.4402 | 0.078759 | 0.67055 | 0.078759 | 0.67055 | 1.9134 | 3.6656 | 1.9134 | 3.6656
234330-Premium T8 with T12 40 Watt Baseline - Tr1 | 0.36038 | 0.23238 | 0.54978 | 1819.856 | 20018.4163 | -2.9803 | -32.7838 | 0.054311 | 0.46299 | 0.054311 | 0.46299 | 0.057166 | 0.48733 | 0.057166 | 0.48733 | 2.0084 | 2.1209 | 2.0084 | 2.1209
234332-Premium T8 with T12 40 Watt Baseline - Tr3 | 0.064492 | 0.039999 | 0.10375 | 348.3542 | 3831.8964 | -0.75289 | -8.2818 | 0.051337 | 0.44285 | 0.051337 | 0.44285 | 0.077894 | 0.67193 | 0.077894 | 0.67193 | 1.924 | 3.6858 | 1.924 | 3.6858
234305-Lighting-Remove 4 Ft Lamp (De-Lamp) - Tr3 | 0.22937 | 0.14226 | 0.369 | 1238.9294 | 13628.223 | -2.6777 | -29.4543 | 0.075535 | 0.65159 | 0.075535 | 0.65159 | 0.096859 | 0.83554 | 0.096859 | 0.83554 | 3.4086 | 10.6508 | 3.4086 | 10.6508
234330-Premium T8 with T12 40 Watt Baseline - Tr1 | 0.3912 | 0.25226 | 0.5645 | 1975.4947 | 21730.4415 | -3.2352 | -35.5875 | 0.051642 | 0.44265 | 0.051642 | 0.44265 | 0.054623 | 0.46821 | 0.054623 | 0.46821 | 1.9184 | 2.0258 | 1.9184 | 2.0258
234330-Premium T8 with T12 40 Watt Baseline - Tr1 | 0.29617 | 0.16899 | 0.45547 | 1473.9124 | 16213.0359 | -1.9056 | -20.9621 | 0.042655 | 0.37618 | 0.042655 | 0.37618 | 0.045938 | 0.40513 | 0.045938 | 0.40513 | 1.6891 | 1.7836 | 1.6891 | 1.7836
234303-Lighting-Remove 4 Ft Lamp (De-Lamp) - Tr1 | 0.21104 | 0.12042 | 0.32455 | 1050.2267 | 11552.4942 | -1.3579 | -14.9364 | 0.067426 | 0.59464 | 0.067426 | 0.59464 | 0.082522 | 0.72777 | 0.082522 | 0.72777 | 2.8158 | 4.7447 | 2.8158 | 4.7447
234330-Premium T8 with T12 40 Watt Baseline - Tr1 | 0.21178 | 0.13656 | 0.36449 | 1069.4398 | 11763.8373 | -1.7514 | -19.2654 | 0.040959 | 0.34917 | 0.040959 | 0.34917 | 0.044523 | 0.37955 | 0.044523 | 0.37955 | 1.6094 | 1.6995 | 1.6094 | 1.6995
234330-Premium T8 with T12 40 Watt Baseline - Tr1 | 0.11221 | 0.072355 | 0.10268 | 566.6264 | 6232.8902 | -0.92795 | -10.2075 | 0.061412 | 0.52827 | 0.061412 | 0.52827 | 0.063858 | 0.54931 | 0.063858 | 0.54931 | 2.3312 | 2.4617 | 2.3312 | 2.4617
234330-Premium T8 with T12 40 Watt Baseline - Tr1 | 0.79284 | 0.51124 | 1.2095 | 4003.6833 | 44040.5158 | -6.5568 | -72.1243 | 0.054311 | 0.46299 | 0.054311 | 0.46299 | 0.057166 | 0.48733 | 0.057166 | 0.48733 | 2.0084 | 2.1209 | 2.0084 | 2.1209
234303-Lighting-Remove 4 Ft Lamp (De-Lamp) - Tr1 | 0.23967 | 0.15454 | 0.36563 | 1210.2782 | 13313.0606 | -1.9821 | -21.8026 | 0.075862 | 0.64671 | 0.075862 | 0.64671 | 0.088995 | 0.75867 | 0.088995 | 0.75867 | 3.3482 | 5.6419 | 3.3482 | 5.6419
234330-Premium T8 with T12 40 Watt Baseline - Tr1 | 0.52856 | 0.34083 | 0.80635 | 2669.1222 | 29360.3438 | -4.3712 | -48.0829 | 0.054311 | 0.46299 | 0.054311 | 0.46299 | 0.057166 | 0.48733 | 0.057166 | 0.48733 | 2.0084 | 2.1209 | 2.0084 | 2.1209
234330-Premium T8 with T12 40 Watt Baseline - Tr1 | 0.5753 | 0.37097 | 0.83015 | 2905.1392 | 31956.5316 | -4.7577 | -52.3346 | 0.051642 | 0.44265 | 0.051642 | 0.44265 | 0.054623 | 0.46821 | 0.054623 | 0.46821 | 1.9184 | 2.0258 | 1.9184 | 2.0258
234330-Premium T8 with T12 40 Watt Baseline - Tr1 | 0.34518 | 0.22258 | 0.49809 | 1743.0835 | 19173.9189 | -2.8546 | -31.4008 | 0.051642 | 0.44265 | 0.051642 | 0.44265 | 0.054623 | 0.46821 | 0.054623 | 0.46821 | 1.9184 | 2.0258 | 1.9184 | 2.0258
234331-Premium T8 with T12 40 Watt Baseline - Tr2 | 0.19377 | 0.12495 | 0.30324 | 978.5041 | 10763.5451 | -1.6025 | -17.6273 | 0.04834 | 0.41435 | 0.04834 | 0.41435 | 0.065188 | 0.55876 | 0.065188 | 0.55876 | 1.812 | 2.5271 | 1.812 | 2.5271
234330-Premium T8 with T12 40 Watt Baseline - Tr1 | 0.36038 | 0.23238 | 0.54978 | 1819.856 | 20018.4163 | -2.9803 | -32.7838 | 0.054014 | 0.46298 | 0.054014 | 0.46298 | 0.05687 | 0.48746 | 0.05687 | 0.48746 | 2.0029 | 2.115 | 2.0029 | 2.115
234330-Premium T8 with T12 40 Watt Baseline - Tr1 | 0.95548 | 0.61612 | 1.5532 | 4825.0018 | 53075.02 | -7.9018 | -86.92 | 0.049639 | 0.42549 | 0.049639 | 0.42549 | 0.052727 | 0.45195 | 0.052727 | 0.45195 | 1.8524 | 1.9561 | 1.8524 | 1.9561
234303-Lighting-Remove 4 Ft Lamp (De-Lamp) - Tr1 | 0.66499 | 0.4288 | 1.081 | 3358.0699 | 36938.7689 | -5.4994 | -60.4939 | 0.072943 | 0.62523 | 0.072943 | 0.62523 | 0.087144 | 0.74696 | 0.087144 | 0.74696 | 3.0881 | 5.2035 | 3.0881 | 5.2035
234331-Premium T8 with T12 40 Watt Baseline - Tr2 | 0.08612 | 0.055533 | 0.13477 | 434.8907 | 4783.7978 | -0.71221 | -7.8343 | 0.048637 | 0.41463 | 0.048637 | 0.41463 | 0.065483 | 0.55824 | 0.065483 | 0.55824 | 1.817 | 2.5341 | 1.817 | 2.5341
234330-Premium T8 with T12 40 Watt Baseline - Tr1 | 0.24025 | 0.15492 | 0.36652 | 1213.2373 | 13345.6108 | -1.9869 | -21.8559 | 0.054311 | 0.46299 | 0.054311 | 0.46299 | 0.057166 | 0.48733 | 0.057166 | 0.48733 | 2.0084 | 2.1209 | 2.0084 | 2.1209
234126-Refrigeration - Efficient Evap Fan Motor Electronically Commutated Motor (ECM) | 0.03864 | 0.029902 | 0.045634 | 335.1427 | 5027.1408 | -0.33201 | -4.9802 | 0.082325 | 0.82192 | 0.082325 | 0.82192 | -0.048591 | -0.48513 | -0.048591 | -0.48513 | 7.9059 | 0.65982 | 7.9059 | 0.65982
234330-Premium T8 with T12 40 Watt Baseline - Tr1 | 0.40843 | 0.26337 | 0.62309 | 2062.5035 | 22687.5384 | -3.3777 | -37.155 | 0.05445 | 0.46359 | 0.05445 | 0.46359 | 0.057306 | 0.4879 | 0.057306 | 0.4879 | 2.011 | 2.1236 | 2.011 | 2.1236
234330-Premium T8 with T12 40 Watt Baseline - Tr1 | 0.45648 | 0.29435 | 0.69639 | 2305.151 | 25356.6606 | -3.7751 | -41.5261 | 0.05445 | 0.46359 | 0.05445 | 0.46359 | 0.057306 | 0.4879 | 0.057306 | 0.4879 | 2.011 | 2.1236 | 2.011 | 2.1236
234330-Premium T8 with T12 40 Watt Baseline - Tr1 | 1.4596 | 0.94121 | 2.2843 | 7370.8839 | 81079.7226 | -12.0712 | -132.7828 | 0.046114 | 0.39312 | 0.046114 | 0.39312 | 0.049404 | 0.42117 | 0.049404 | 0.42117 | 1.7431 | 1.8407 | 1.7431 | 1.8407
234303-Lighting-Remove 4 Ft Lamp (De-Lamp) - Tr1 | 4.3682 | 2.8168 | 6.8361 | 22058.7183 | 242645.9015 | -36.1252 | -397.3767 | 0.070945 | 0.6048 | 0.070945 | 0.6048 | 0.086077 | 0.7338 | 0.086077 | 0.7338 | 2.906 | 4.8967 | 2.906 | 4.8967
234049-Lighting-LED Exit Sign New Sign | 0.076997 | 0.076497 | 0 | 674.5172 | 10792.2751 | 0 | 0 | 0.076914 | 0 | 0.076914 | 0 | 0.08281 | 0 | 0.08281 | 0 | 4.951 | 7.1024 | 4.951 | 7.1024
234330-Premium T8 with T12 40 Watt Baseline - Tr1 | 0.41704 | 0.26892 | 0.65264 | 2105.9668 | 23165.635 | -3.4489 | -37.9379 | 0.046114 | 0.39312 | 0.046114 | 0.39312 | 0.049404 | 0.42117 | 0.049404 | 0.42117 | 1.7431 | 1.8407 | 1.7431 | 1.8407
234303-Lighting-Remove 4 Ft Lamp (De-Lamp) - Tr1 | 0.069337 | 0.04471 | 0.10851 | 350.1384 | 3851.5222 | -0.57342 | -6.3076 | 0.070945 | 0.6048 | 0.070945 | 0.6048 | 0.086077 | 0.7338 | 0.086077 | 0.7338 | 2.906 | 4.8967 | 2.906 | 4.8967
234049-Lighting-LED Exit Sign New Sign | 0.65447 | 0.65022 | 0 | 5733.3962 | 91734.3388 | 0 | 0 | 0.076914 | 0 | 0.076914 | 0 | 0.08281 | 0 | 0.08281 | 0 | 4.951 | 7.1024 | 4.951 | 7.1024
234330-Premium T8 with T12 40 Watt Baseline - Tr1 | 0.49317 | 0.31801 | 0.57617 | 2490.4189 | 27394.6082 | -4.0785 | -44.8636 | -0.0036403 | -0.031203 | -0.0036403 | -0.031203 | 0.0022721 | 0.019475 | 0.0022721 | 0.019475 | 0.96736 | 1.0215 | 0.96736 | 1.0215
234331-Premium T8 with T12 40 Watt Baseline - Tr2 | 0.40907 | 0.26378 | 0.64018 | 2065.7309 | 22723.0396 | -3.383 | -37.2131 | 0.04834 | 0.41435 | 0.04834 | 0.41435 | 0.065188 | 0.55876 | 0.065188 | 0.55876 | 1.812 | 2.5271 | 1.812 | 2.5271
234301-Lighting-Remove 3 Ft Lamp (De-Lamp) - Tr2 | 0.55515 | 0.35797 | 0.86877 | 2803.3757 | 30837.1328 | -4.591 | -50.5014 | 0.075476 | 0.64695 | 0.075476 | 0.64695 | 0.094769 | 0.81231 | 0.094769 | 0.81231 | 3.3296 | 8.2307 | 3.3296 | 8.2307
234208-Lighting-8 Ft T-8 with Elec Ballast-Tr2 | 0.020119 | 0.012973 | 0.030692 | 101.5963 | 1117.5593 | -0.16638 | -1.8302 | -0.053205 | -0.45356 | -0.053205 | -0.45356 | 0.032037 | 0.27311 | 0.032037 | 0.27311 | 0.6703 | 1.4208 | 0.6703 | 1.4208
234331-Premium T8 with T12 40 Watt Baseline - Tr2 | 0.062017 | 0.03999 | 0.09461 | 313.1731 | 3444.9036 | -0.51288 | -5.6417 | 0.0565 | 0.48166 | 0.0565 | 0.48166 | 0.071121 | 0.6063 | 0.071121 | 0.6063 | 2.0935 | 2.9198 | 2.0935 | 2.9198
234304-Lighting-Remove 4 Ft Lamp (De-Lamp) - Tr2 | 0.19972 | 0.12879 | 0.30469 | 1008.5652 | 11094.2171 | -1.6517 | -18.1688 | 0.076051 | 0.64833 | 0.076051 | 0.64833 | 0.093788 | 0.79953 | 0.093788 | 0.79953 | 3.368 | 7.5225 | 3.368 | 7.5225
234330-Premium T8 with T12 40 Watt Baseline - Tr1 | 0.093834 | 0.060507 | 0.14685 | 473.8425 | 5212.2679 | -0.776 | -8.536 | 0.045959 | 0.39343 | 0.045959 | 0.39343 | 0.04925 | 0.42159 | 0.04925 | 0.42159 | 1.7406 | 1.8381 | 1.7406 | 1.8381
234331-Premium T8 with T12 40 Watt Baseline - Tr2 | 0.30889 | 0.19918 | 0.56185 | 1559.812 | 17157.932 | -6.0765 | -66.8415 | 0.046803 | 0.39899 | 0.046803 | 0.39899 | 0.064168 | 0.54703 | 0.064168 | 0.54703 | 1.7627 | 2.4584 | 1.7627 | 2.4584
234332-Premium T8 with T12 40 Watt Baseline - Tr3 | 0.14622 | 0.094285 | 0.22882 | 738.3725 | 8122.0976 | -1.2092 | -13.3014 | 0.042794 | 0.36633 | 0.042794 | 0.36633 | 0.07397 | 0.63321 | 0.07397 | 0.63321 | 1.6561 | 3.1726 | 1.6561 | 3.1726
234305-Lighting-Remove 4 Ft Lamp (De-Lamp) - Tr3 | 0.52003 | 0.33533 | 0.81382 | 2626.0379 | 28886.4168 | -4.3006 | -47.3068 | 0.071201 | 0.60951 | 0.071201 | 0.60951 | 0.096234 | 0.8238 | 0.096234 | 0.8238 | 2.934 | 9.1679 | 2.934 | 9.1679
234126-Refrigeration - Efficient Evap Fan Motor Electronically Commutated Motor (ECM) | 0.064399 | 0.049837 | 0.076056 | 558.5712 | 8378.568 | -0.55336 | -8.3004 | 0.082215 | 0.82178 | 0.082215 | 0.82178 | -0.048704 | -0.48682 | -0.048704 | -0.48682 | 7.8965 | 0.65903 | 7.8965 | 0.65903
234330-Premium T8 with T12 40 Watt Baseline - Tr1 | 0.3168 | 0.20428 | 0.31561 | 1599.7778 | 17597.5557 | -2.6199 | -28.8192 | 0.079282 | 0.67957 | 0.079282 | 0.67957 | 0.080798 | 0.69256 | 0.080798 | 0.69256 | 3.7728 | 3.984 | 3.7728 | 3.984
234330-Premium T8 with T12 40 Watt Baseline - Tr1 | 1.7069 | 1.1007 | 2.7704 | 8619.4954 | 94814.449 | -14.116 | -155.2759 | 0.059328 | 0.50866 | 0.059328 | 0.50866 | 0.061901 | 0.53072 | 0.061901 | 0.53072 | 2.2228 | 2.3472 | 2.2228 | 2.3472
234330-Premium T8 with T12 40 Watt Baseline - Tr1 | 0.72982 | 0.47061 | 1.1421 | 3685.4419 | 40539.8613 | -6.0356 | -66.3914 | 0.045817 | 0.39272 | 0.045817 | 0.39272 | 0.049107 | 0.42093 | 0.049107 | 0.42093 | 1.7383 | 1.8356 | 1.7383 | 1.8356
234331-Premium T8 with T12 40 Watt Baseline - Tr2 | 0.64498 | 0.4159 | 0.98395 | 3256.9998 | 35826.9976 | -5.3339 | -58.6732 | 0.05664 | 0.48223 | 0.05664 | 0.48223 | 0.07126 | 0.60671 | 0.07126 | 0.60671 | 2.0963 | 2.9236 | 2.0963 | 2.9236
234304-Lighting-Remove 4 Ft Lamp (De-Lamp) - Tr2 | 0.51928 | 0.33485 | 0.79219 | 2622.2695 | 28844.9646 | -4.2944 | -47.2389 | 0.07619 | 0.64868 | 0.07619 | 0.64868 | 0.093927 | 0.79969 | 0.093927 | 0.79969 | 3.3724 | 7.5323 | 3.3724 | 7.5323
234307-Lighting-Remove 8 Ft Lamp (De-Lamp) - Tr2 | 1.2855 | 0.82893 | 1.9611 | 6491.5596 | 71407.1556 | -10.6311 | -116.9422 | 0.088585 | 0.75421 | 0.088585 | 0.75421 | 0.096689 | 0.82321 | 0.096689 | 0.82321 | 5.4919 | 9.3233 | 5.4919 | 9.3233
234331-Premium T8 with T12 40 Watt Baseline - Tr2 | 0.64168 | 0.36614 | 0.97369 | 3193.3529 | 35126.8817 | -4.8418 | -53.2597 | 0.047686 | 0.41321 | 0.047686 | 0.41321 | 0.064305 | 0.55722 | 0.064305 | 0.55722 | 1.812 | 2.5271 | 1.812 | 2.5271
234307-Lighting-Remove 8 Ft Lamp (De-Lamp) - Tr2 | 1.7053 | 0.97301 | 2.5876 | 8486.2724 | 93348.9967 | -12.867 | -141.5367 | 0.083998 | 0.72787 | 0.083998 | 0.72787 | 0.09321 | 0.80769 | 0.09321 | 0.80769 | 4.7471 | 8.0589 | 4.7471 | 8.0589
234331-Premium T8 with T12 40 Watt Baseline - Tr2 | 0.088508 | 0.050502 | 0.1343 | 440.4625 | 4845.0871 | -0.66783 | -7.3462 | 0.047686 | 0.41321 | 0.047686 | 0.41321 | 0.064305 | 0.55722 | 0.064305 | 0.55722 | 1.812 | 2.5271 | 1.812 | 2.5271
234208-Lighting-8 Ft T-8 with Elec Ballast-Tr2 | 0.013459 | 0.0076797 | 0.020423 | 66.9798 | 736.7775 | -0.10156 | -1.1171 | -0.077012 | -0.66733 | -0.077012 | -0.66733 | 0.019879 | 0.17226 | 0.019879 | 0.17226 | 0.58015 | 1.2297 | 0.58015 | 1.2297
234307-Lighting-Remove 8 Ft Lamp (De-Lamp) - Tr2 | 0.029401 | 0.016776 | 0.044613 | 146.315 | 1609.4655 | -0.22184 | -2.4403 | 0.083998 | 0.72787 | 0.083998 | 0.72787 | 0.09321 | 0.80769 | 0.09321 | 0.80769 | 4.7471 | 8.0589 | 4.7471 | 8.0589
234331-Premium T8 with T12 40 Watt Baseline - Tr2 | 0.26552 | 0.15151 | 0.40291 | 1321.3874 | 14535.2614 | -2.0035 | -22.0385 | 0.047686 | 0.41321 | 0.047686 | 0.41321 | 0.064305 | 0.55722 | 0.064305 | 0.55722 | 1.812 | 2.5271 | 1.812 | 2.5271
234304-Lighting-Remove 4 Ft Lamp (De-Lamp) - Tr2 | 0.85511 | 0.48792 | 1.2976 | 4255.4917 | 46810.4088 | -6.4522 | -70.9744 | 0.069909 | 0.60578 | 0.069909 | 0.60578 | 0.09007 | 0.78048 | 0.09007 | 0.78048 | 2.915 | 6.5108 | 2.915 | 6.5108
234331-Premium T8 with T12 40 Watt Baseline - Tr2 | 0.066381 | 0.037877 | 0.10073 | 330.3469 | 3633.8154 | -0.50088 | -5.5096 | 0.047686 | 0.41321 | 0.047686 | 0.41321 | 0.064305 | 0.55722 | 0.064305 | 0.55722 | 1.812 | 2.5271 | 1.812 | 2.5271
234331-Premium T8 with T12 40 Watt Baseline - Tr2 | 0.24807 | 0.15996 | 0.37844 | 1252.6922 | 13779.6144 | -2.0515 | -22.5666 | 0.0565 | 0.48166 | 0.0565 | 0.48166 | 0.071121 | 0.6063 | 0.071121 | 0.6063 | 2.0935 | 2.9198 | 2.0935 | 2.9198
234307-Lighting-Remove 8 Ft Lamp (De-Lamp) - Tr2 | 0.65924 | 0.42509 | 1.0057 | 3329.0049 | 36619.0541 | -5.4519 | -59.9704 | 0.088446 | 0.75399 | 0.088446 | 0.75399 | 0.09655 | 0.82308 | 0.09655 | 0.82308 | 5.4848 | 9.3112 | 5.4848 | 9.3112
234330-Premium T8 with T12 40 Watt Baseline - Tr1 | 0.27592 | 0.17113 | 0.44389 | 1490.3502 | 16393.8526 | -3.2211 | -35.4316 | 0.053692 | 0.4659 | 0.053692 | 0.4659 | 0.056495 | 0.49023 | 0.056495 | 0.49023 | 2.0156 | 2.1284 | 2.0156 | 2.1284
234303-Lighting-Remove 4 Ft Lamp (De-Lamp) - Tr1 | 0.61165 | 0.37935 | 0.98401 | 3303.8116 | 36341.9281 | -7.1404 | -78.5448 | 0.074848 | 0.64947 | 0.074848 | 0.64947 | 0.08774 | 0.76134 | 0.08774 | 0.76134 | 3.3602 | 5.662 | 3.3602 | 5.662
234330-Premium T8 with T12 40 Watt Baseline - Tr1 | 0.084089 | 0.054223 | 0.12828 | 424.6331 | 4670.9638 | -0.69541 | -7.6496 | 0.05445 | 0.46359 | 0.05445 | 0.46359 | 0.057306 | 0.4879 | 0.057306 | 0.4879 | 2.011 | 2.1236 | 2.011 | 2.1236
234207-Lighting-8 Ft T-8 with Elec Ballast-Tr1 | 0.019924 | 0.012847 | 0.030394 | 100.6099 | 1106.7092 | -0.16477 | -1.8124 | -0.055669 | -0.47397 | -0.055669 | -0.47397 | 0.0058053 | 0.049426 | 0.0058053 | 0.049426 | 0.6605 | 1.0566 | 0.6605 | 1.0566
234303-Lighting-Remove 4 Ft Lamp (De-Lamp) - Tr1 | 0.27961 | 0.1803 | 0.42657 | 1411.9913 | 15531.904 | -2.3124 | -25.4363 | 0.076001 | 0.64707 | 0.076001 | 0.64707 | 0.089134 | 0.75888 | 0.089134 | 0.75888 | 3.3526 | 5.6492 | 3.3526 | 5.6492
234330-Premium T8 with T12 40 Watt Baseline - Tr1 | 0.10363 | 0.064273 | 0.16726 | 559.7611 | 6157.3717 | -0.76147 | -8.3761 | 0.05333 | 0.46631 | 0.05333 | 0.46631 | 0.056109 | 0.49061 | 0.056109 | 0.49061 | 2.0174 | 2.1303 | 2.0174 | 2.1303
234303-Lighting-Remove 4 Ft Lamp (De-Lamp) - Tr1 | 0.30631 | 0.18997 | 0.49439 | 1654.506 | 18199.5665 | -2.2507 | -24.7576 | 0.074306 | 0.64972 | 0.074306 | 0.64972 | 0.087089 | 0.76149 | 0.087089 | 0.76149 | 3.3632 | 5.6671 | 3.3632 | 5.6671
234332-Premium T8 with T12 40 Watt Baseline - Tr3 | 0.55574 | 0.35836 | 0.9034 | 2806.374 | 30870.1135 | -4.5959 | -50.5554 | 0.046966 | 0.40038 | 0.046966 | 0.40038 | 0.07622 | 0.64976 | 0.07622 | 0.64976 | 1.7674 | 3.3858 | 1.7674 | 3.3858
234305-Lighting-Remove 4 Ft Lamp (De-Lamp) - Tr3 | 0.86818 | 0.55983 | 1.4113 | 4384.1468 | 48225.6149 | -7.1798 | -78.9782 | 0.073622 | 0.62762 | 0.073622 | 0.62762 | 0.097112 | 0.82786 | 0.097112 | 0.82786 | 3.1312 | 9.7838 | 3.1312 | 9.7838
234332-Premium T8 with T12 40 Watt Baseline - Tr3 | 0.16571 | 0.10686 | 0.25933 | 836.8222 | 9205.044 | -1.3704 | -15.0749 | 0.042794 | 0.36633 | 0.042794 | 0.36633 | 0.07397 | 0.63321 | 0.07397 | 0.63321 | 1.6561 | 3.1726 | 1.6561 | 3.1726
234305-Lighting-Remove 4 Ft Lamp (De-Lamp) - Tr3 | 0.32935 | 0.21237 | 0.51542 | 1663.1573 | 18294.7307 | -2.7237 | -29.9609 | 0.071201 | 0.60951 | 0.071201 | 0.60951 | 0.096234 | 0.8238 | 0.096234 | 0.8238 | 2.934 | 9.1679 | 2.934 | 9.1679
234331-Premium T8 with T12 40 Watt Baseline - Tr2 | 0.55815 | 0.35991 | 0.85149 | 2818.5575 | 31004.1325 | -4.6159 | -50.7749 | 0.05664 | 0.48223 | 0.05664 | 0.48223 | 0.07126 | 0.60671 | 0.07126 | 0.60671 | 2.0963 | 2.9236 | 2.0963 | 2.9236
234304-Lighting-Remove 4 Ft Lamp (De-Lamp) - Tr2 | 0.89876 | 0.57954 | 1.3711 | 4538.5434 | 49923.9771 | -7.4327 | -81.7596 | 0.07619 | 0.64868 | 0.07619 | 0.64868 | 0.093927 | 0.79969 | 0.093927 | 0.79969 | 3.3724 | 7.5323 | 3.3724 | 7.5323
234331-Premium T8 with T12 40 Watt Baseline - Tr2 | 0.049614 | 0.031992 | 0.075688 | 250.5384 | 2755.9229 | -0.4103 | -4.5133 | 0.0565 | 0.48166 | 0.0565 | 0.48166 | 0.071121 | 0.6063 | 0.071121 | 0.6063 | 2.0935 | 2.9198 | 2.0935 | 2.9198
234304-Lighting-Remove 4 Ft Lamp (De-Lamp) - Tr2 | 0.15978 | 0.10303 | 0.24375 | 806.8522 | 8875.3737 | -1.3214 | -14.535 | 0.076051 | 0.64833 | 0.076051 | 0.64833 | 0.093788 | 0.79953 | 0.093788 | 0.79953 | 3.368 | 7.5225 | 3.368 | 7.5225
234331-Premium T8 with T12 40 Watt Baseline - Tr2 | 0.2153 | 0.13883 | 0.33693 | 1087.2268 | 11959.4945 | -1.7805 | -19.5858 | 0.048482 | 0.41503 | 0.048482 | 0.41503 | 0.065329 | 0.55924 | 0.065329 | 0.55924 | 1.8144 | 2.5304 | 1.8144 | 2.5304
234304-Lighting-Remove 4 Ft Lamp (De-Lamp) - Tr2 | 0.69337 | 0.4471 | 1.0851 | 3501.3839 | 38515.2225 | -5.7342 | -63.0757 | 0.07101 | 0.60787 | 0.07101 | 0.60787 | 0.091448 | 0.78282 | 0.091448 | 0.78282 | 2.9189 | 6.5194 | 2.9189 | 6.5194
234331-Premium T8 with T12 40 Watt Baseline - Tr2 | 0.049614 | 0.031992 | 0.075688 | 250.5384 | 2755.9229 | -0.4103 | -4.5133 | 0.05664 | 0.48223 | 0.05664 | 0.48223 | 0.07126 | 0.60671 | 0.07126 | 0.60671 | 2.0963 | 2.9236 | 2.0963 | 2.9236
234307-Lighting-Remove 8 Ft Lamp (De-Lamp) - Tr2 | 0.13185 | 0.085018 | 0.20114 | 665.801 | 7323.8108 | -1.0904 | -11.9941 | 0.088585 | 0.75421 | 0.088585 | 0.75421 | 0.096689 | 0.82321 | 0.096689 | 0.82321 | 5.4919 | 9.3233 | 5.4919 | 9.3233
234331-Premium T8 with T12 40 Watt Baseline - Tr2 | 0.049614 | 0.031992 | 0.075688 | 250.5384 | 2755.9229 | -0.4103 | -4.5133 | 0.0565 | 0.48166 | 0.0565 | 0.48166 | 0.071121 | 0.6063 | 0.071121 | 0.6063 | 2.0935 | 2.9198 | 2.0935 | 2.9198
234331-Premium T8 with T12 40 Watt Baseline - Tr2 | 0.024807 | 0.015996 | 0.037844 | 125.2692 | 1377.9614 | -0.20515 | -2.2567 | 0.0565 | 0.48166 | 0.0565 | 0.48166 | 0.071121 | 0.6063 | 0.071121 | 0.6063 | 2.0935 | 2.9198 | 2.0935 | 2.9198
234126-Refrigeration - Efficient Evap Fan Motor Electronically Commutated Motor (ECM) | 0.05152 | 0.03987 | 0.060845 | 446.857 | 6702.8544 | -0.44269 | -6.6403 | 0.082215 | 0.82178 | 0.082215 | 0.82178 | -0.048704 | -0.48682 | -0.048704 | -0.48682 | 7.8965 | 0.65903 | 7.8965 | 0.65903
234126-Refrigeration - Efficient Evap Fan Motor Electronically Commutated Motor (ECM) | 1.069 | 0.8273 | 1.2625 | 9272.2819 | 139084.2288 | -9.1857 | -137.7861 | 0.082968 | 0.82651 | 0.082968 | 0.82651 | -0.047945 | -0.47762 | -0.047945 | -0.47762 | 7.96 | 0.66433 | 7.96 | 0.66433
234331-Premium T8 with T12 40 Watt Baseline - Tr2 | 0.14884 | 0.095976 | 0.22706 | 751.6153 | 8267.7687 | -1.2309 | -13.54 | 0.0565 | 0.48166 | 0.0565 | 0.48166 | 0.071121 | 0.6063 | 0.071121 | 0.6063 | 2.0935 | 2.9198 | 2.0935 | 2.9198
234307-Lighting-Remove 8 Ft Lamp (De-Lamp) - Tr2 | 0.39554 | 0.25506 | 0.60342 | 1997.403 | 21971.4325 | -3.2711 | -35.9822 | 0.088446 | 0.75399 | 0.088446 | 0.75399 | 0.09655 | 0.82308 | 0.09655 | 0.82308 | 5.4848 | 9.3112 | 5.4848 | 9.3112
234331-Premium T8 with T12 40 Watt Baseline - Tr2 | 0.19845 | 0.12797 | 0.30275 | 1002.1538 | 11023.6916 | -1.6412 | -18.0533 | 0.0565 | 0.48166 | 0.0565 | 0.48166 | 0.071121 | 0.6063 | 0.071121 | 0.6063 | 2.0935 | 2.9198 | 2.0935 | 2.9198
234307-Lighting-Remove 8 Ft Lamp (De-Lamp) - Tr2 | 0.52739 | 0.34007 | 0.80456 | 2663.2039 | 29295.2433 | -4.3615 | -47.9763 | 0.088446 | 0.75399 | 0.088446 | 0.75399 | 0.09655 | 0.82308 | 0.09655 | 0.82308 | 5.4848 | 9.3112 | 5.4848 | 9.3112
234331-Premium T8 with T12 40 Watt Baseline - Tr2 | 0.3721 | 0.23994 | 0.56766 | 1879.0383 | 20669.4217 | -3.0773 | -33.8499 | 0.0565 | 0.48166 | 0.0565 | 0.48166 | 0.071121 | 0.6063 | 0.071121 | 0.6063 | 2.0935 | 2.9198 | 2.0935 | 2.9198
234059-Motors - VFD - HVAC Fans (per Hp) | 0.94589 | 0.86244 | 0 | 7228.8 | 108432 | 0 | 0 | 0.070078 | 0 | 0.070078 | 0 | 0.084346 | 0 | 0.084346 | 0 | 3.4301 | 6.7888 | 3.4301 | 6.7888
234330-Premium T8 with T12 40 Watt Baseline - Tr1 | 0.53329 | 0.34388 | 0.86691 | 2693.0243 | 29623.267 | -4.4103 | -48.5135 | 0.049936 | 0.4257 | 0.049936 | 0.4257 | 0.053024 | 0.45202 | 0.053024 | 0.45202 | 1.8576 | 1.9615 | 1.8576 | 1.9615
234303-Lighting-Remove 4 Ft Lamp (De-Lamp) - Tr1 | 0.073888 | 0.047645 | 0.12011 | 373.1189 | 4104.3077 | -0.61105 | -6.7215 | 0.073238 | 0.62434 | 0.073238 | 0.62434 | 0.087438 | 0.7454 | 0.087438 | 0.7454 | 3.0967 | 5.218 | 3.0967 | 5.218
234303-Lighting-Remove 4 Ft Lamp (De-Lamp) - Tr1 | 0.90138 | 0.58124 | 1.4106 | 4551.799 | 50069.7892 | -7.4544 | -81.9984 | 0.071084 | 0.60521 | 0.071084 | 0.60521 | 0.086216 | 0.73404 | 0.086216 | 0.73404 | 2.9098 | 4.903 | 2.9098 | 4.903
234330-Premium T8 with T12 40 Watt Baseline - Tr1 | 0.27108 | 0.1748 | 0.42422 | 1368.8784 | 15057.6628 | -2.2418 | -24.6597 | 0.046254 | 0.3938 | 0.046254 | 0.3938 | 0.049544 | 0.42181 | 0.049544 | 0.42181 | 1.7454 | 1.8431 | 1.7454 | 1.8431
234331-Premium T8 with T12 40 Watt Baseline - Tr2 | 1.29 | 0.8318 | 1.9679 | 6513.9996 | 71653.9951 | -10.6679 | -117.3464 | 0.0565 | 0.48166 | 0.0565 | 0.48166 | 0.071121 | 0.6063 | 0.071121 | 0.6063 | 2.0935 | 2.9198 | 2.0935 | 2.9198
234332-Premium T8 with T12 40 Watt Baseline - Tr3 | 0.2437 | 0.15714 | 0.38137 | 1230.6209 | 13536.8294 | -2.0154 | -22.169 | 0.042949 | 0.36613 | 0.042949 | 0.36613 | 0.074123 | 0.63189 | 0.074123 | 0.63189 | 1.6585 | 3.1773 | 1.6585 | 3.1773
234305-Lighting-Remove 4 Ft Lamp (De-Lamp) - Tr3 | 0.86671 | 0.55888 | 1.3564 | 4376.7298 | 48144.0281 | -7.1677 | -78.8446 | 0.071355 | 0.60829 | 0.071355 | 0.60829 | 0.096386 | 0.82168 | 0.096386 | 0.82168 | 2.9383 | 9.1812 | 2.9383 | 9.1812
234330-Premium T8 with T12 40 Watt Baseline - Tr1 | 0.14809 | 0.084497 | 0.22774 | 736.9562 | 8106.5179 | -0.95282 | -10.481 | 0.042655 | 0.37618 | 0.042655 | 0.37618 | 0.045938 | 0.40513 | 0.045938 | 0.40513 | 1.6891 | 1.7836 | 1.6891 | 1.7836
234303-Lighting-Remove 4 Ft Lamp (De-Lamp) - Tr1 | 0.49242 | 0.28097 | 0.75727 | 2450.5291 | 26955.8198 | -3.1683 | -34.8516 | 0.067426 | 0.59464 | 0.067426 | 0.59464 | 0.082522 | 0.72777 | 0.082522 | 0.72777 | 2.8158 | 4.7447 | 2.8158 | 4.7447
234330-Premium T8 with T12 40 Watt Baseline - Tr1 | 0.18704 | 0.12061 | 0.18967 | 944.5283 | 10389.8109 | -1.5468 | -17.0152 | 0.070119 | 0.59776 | 0.070119 | 0.59776 | 0.072137 | 0.61495 | 0.072137 | 0.61495 | 2.8429 | 3.0021 | 2.8429 | 3.0021
234303-Lighting-Remove 4 Ft Lamp (De-Lamp) - Tr1 | 0.62196 | 0.40105 | 0.6307 | 3140.7485 | 34548.2331 | -5.1435 | -56.579 | 0.085344 | 0.72755 | 0.085344 | 0.72755 | 0.094623 | 0.80665 | 0.094623 | 0.80665 | 4.7394 | 7.986 | 4.7394 | 7.986
234332-Premium T8 with T12 40 Watt Baseline - Tr3 | 0.058487 | 0.037714 | 0.091529 | 295.349 | 3248.8391 | -0.48369 | -5.3206 | 0.042949 | 0.36613 | 0.042949 | 0.36613 | 0.074123 | 0.63189 | 0.074123 | 0.63189 | 1.6585 | 3.1773 | 1.6585 | 3.1773
234305-Lighting-Remove 4 Ft Lamp (De-Lamp) - Tr3 | 0.20801 | 0.13413 | 0.32553 | 1050.4152 | 11554.5667 | -1.7202 | -18.9227 | 0.071355 | 0.60829 | 0.071355 | 0.60829 | 0.096386 | 0.82168 | 0.096386 | 0.82168 | 2.9383 | 9.1812 | 2.9383 | 9.1812
234330-Premium T8 with T12 40 Watt Baseline - Tr1 | 0.23844 | 0.15375 | 0.21819 | 1204.0811 | 13244.8916 | -1.9719 | -21.6909 | 0.061745 | 0.52925 | 0.061745 | 0.52925 | 0.064191 | 0.55021 | 0.064191 | 0.55021 | 2.3385 | 2.4694 | 2.3385 | 2.4694
234303-Lighting-Remove 4 Ft Lamp (De-Lamp) - Tr1 | 0.79287 | 0.51126 | 0.72553 | 4003.8142 | 44041.9565 | -6.557 | -72.1267 | 0.080204 | 0.68747 | 0.080204 | 0.68747 | 0.091453 | 0.7839 | 0.091453 | 0.7839 | 3.8985 | 6.5691 | 3.8985 | 6.5691
234331-Premium T8 with T12 40 Watt Baseline - Tr2 | 0.16523 | 0.10654 | 0.26817 | 834.3566 | 9177.923 | -1.3664 | -15.0305 | 0.060995 | 0.52468 | 0.060995 | 0.52468 | 0.074168 | 0.63799 | 0.074168 | 0.63799 | 2.3103 | 3.2221 | 2.3103 | 3.2221
234330-Premium T8 with T12 40 Watt Baseline - Tr1 | 0.40843 | 0.26337 | 0.62309 | 2062.5035 | 22687.5384 | -3.3777 | -37.155 | 0.054311 | 0.46299 | 0.054311 | 0.46299 | 0.057166 | 0.48733 | 0.057166 | 0.48733 | 2.0084 | 2.1209 | 2.0084 | 2.1209
234331-Premium T8 with T12 40 Watt Baseline - Tr2 | 0.13766 | 0.088766 | 0.22378 | 695.1506 | 7646.6563 | -1.1384 | -12.5228 | 0.051673 | 0.4445 | 0.051673 | 0.4445 | 0.067484 | 0.5805 | 0.067484 | 0.5805 | 1.9249 | 2.6846 | 1.9249 | 2.6846
234331-Premium T8 with T12 40 Watt Baseline - Tr2 | 0.96885 | 0.62474 | 1.5162 | 4892.5205 | 53817.7253 | -8.0124 | -88.1363 | 0.048482 | 0.41503 | 0.048482 | 0.41503 | 0.065329 | 0.55924 | 0.065329 | 0.55924 | 1.8144 | 2.5304 | 1.8144 | 2.5304
234330-Premium T8 with T12 40 Watt Baseline - Tr1 | 0.66676 | 0.42994 | 1.0822 | 3366.9904 | 37036.8941 | -5.5141 | -60.6546 | 0.059652 | 0.50852 | 0.059652 | 0.50852 | 0.062224 | 0.53045 | 0.062224 | 0.53045 | 2.2295 | 2.3544 | 2.2295 | 2.3544
234331-Premium T8 with T12 40 Watt Baseline - Tr2 | 0.3473 | 0.22394 | 0.52982 | 1753.7691 | 19291.4602 | -2.8721 | -31.5933 | 0.0565 | 0.48166 | 0.0565 | 0.48166 | 0.071121 | 0.6063 | 0.071121 | 0.6063 | 2.0935 | 2.9198 | 2.0935 | 2.9198
234330-Premium T8 with T12 40 Watt Baseline - Tr1 | 0.45648 | 0.29435 | 0.69639 | 2305.151 | 25356.6606 | -3.7751 | -41.5261 | 0.054311 | 0.46299 | 0.054311 | 0.46299 | 0.057166 | 0.48733 | 0.057166 | 0.48733 | 2.0084 | 2.1209 | 2.0084 | 2.1209
234303-Lighting-Remove 4 Ft Lamp (De-Lamp) - Tr1 | 0.039945 | 0.025757 | 0.060938 | 201.713 | 2218.8434 | -0.33034 | -3.6338 | 0.075862 | 0.64671 | 0.075862 | 0.64671 | 0.088995 | 0.75867 | 0.088995 | 0.75867 | 3.3482 | 5.6419 | 3.3482 | 5.6419
234207-Lighting-8 Ft T-8 with Elec Ballast-Tr1 | 0.0099618 | 0.0064236 | 0.015197 | 50.305 | 553.3546 | -0.082384 | -0.90622 | -0.055811 | -0.47578 | -0.055811 | -0.47578 | 0.005665 | 0.048293 | 0.005665 | 0.048293 | 0.65965 | 1.0553 | 0.65965 | 1.0553
234330-Premium T8 with T12 40 Watt Baseline - Tr1 | 2.2944 | 1.4795 | 3.5003 | 11586.4167 | 127450.5835 | -18.9749 | -208.7235 | 0.05445 | 0.46359 | 0.05445 | 0.46359 | 0.057306 | 0.4879 | 0.057306 | 0.4879 | 2.011 | 2.1236 | 2.011 | 2.1236
234330-Premium T8 with T12 40 Watt Baseline - Tr1 | 0.33848 | 0.19314 | 0.52054 | 1684.4713 | 18529.1838 | -2.1779 | -23.9566 | 0.042655 | 0.37618 | 0.042655 | 0.37618 | 0.045938 | 0.40513 | 0.045938 | 0.40513 | 1.6891 | 1.7836 | 1.6891 | 1.7836
234331-Premium T8 with T12 40 Watt Baseline - Tr2 | 0.26212 | 0.14956 | 0.4031 | 1304.4381 | 14348.8192 | -1.6865 | -18.5518 | 0.045172 | 0.39838 | 0.045172 | 0.39838 | 0.061978 | 0.54658 | 0.061978 | 0.54658 | 1.7606 | 2.4555 | 1.7606 | 2.4555
234331-Premium T8 with T12 40 Watt Baseline - Tr2 | 0.15071 | 0.097182 | 0.23585 | 761.0587 | 8371.6462 | -1.2464 | -13.7101 | 0.048637 | 0.41463 | 0.048637 | 0.41463 | 0.065483 | 0.55824 | 0.065483 | 0.55824 | 1.817 | 2.5341 | 1.817 | 2.5341
234208-Lighting-8 Ft T-8 with Elec Ballast-Tr2 | 0.034923 | 0.022519 | 0.054652 | 176.3533 | 1939.8865 | -0.28881 | -3.1769 | -0.077764 | -0.66293 | -0.077764 | -0.66293 | 0.020451 | 0.17434 | 0.020451 | 0.17434 | 0.58176 | 1.2331 | 0.58176 | 1.2331
234307-Lighting-Remove 8 Ft Lamp (De-Lamp) - Tr2 | 0.22886 | 0.14758 | 0.35816 | 1155.7135 | 12712.8485 | -1.8927 | -20.8196 | 0.085445 | 0.7284 | 0.085445 | 0.7284 | 0.094782 | 0.80801 | 0.094782 | 0.80801 | 4.7603 | 8.0813 | 4.7603 | 8.0813
234331-Premium T8 with T12 40 Watt Baseline - Tr2 | 0.29768 | 0.19195 | 0.45413 | 1503.2307 | 16535.5373 | -2.4618 | -27.0799 | 0.0565 | 0.48166 | 0.0565 | 0.48166 | 0.071121 | 0.6063 | 0.071121 | 0.6063 | 2.0935 | 2.9198 | 2.0935 | 2.9198
234330-Premium T8 with T12 40 Watt Baseline - Tr1 | 0.81099 | 0.52295 | 1.0455 | 4095.3328 | 45048.6611 | -6.7069 | -73.7754 | 0.049777 | 0.42611 | 0.049777 | 0.42611 | 0.052865 | 0.45254 | 0.052865 | 0.45254 | 1.8547 | 1.9585 | 1.8547 | 1.9585
234303-Lighting-Remove 4 Ft Lamp (De-Lamp) - Tr1 | 2.6967 | 1.7389 | 3.4764 | 13617.814 | 149795.9544 | -22.3016 | -245.3181 | 0.073082 | 0.6256 | 0.073082 | 0.6256 | 0.087284 | 0.74718 | 0.087284 | 0.74718 | 3.092 | 5.21 | 3.092 | 5.21
234049-Lighting-LED Exit Sign New Sign | 0.15399 | 0.15299 | 0 | 1349.0344 | 21584.5503 | 0 | 0 | 0.076085 | 0 | 0.076085 | 0 | 0.081982 | 0 | 0.081982 | 0 | 4.9085 | 7.0414 | 4.9085 | 7.0414
234126-Refrigeration - Efficient Evap Fan Motor Electronically Commutated Motor (ECM) | 0.11592 | 0.089707 | 0.1369 | 1005.4282 | 15081.4224 | -0.99604 | -14.9407 | 0.082215 | 0.82178 | 0.082215 | 0.82178 | -0.048704 | -0.48682 | -0.048704 | -0.48682 | 7.8965 | 0.65903 | 7.8965 | 0.65903
234126-Refrigeration - Efficient Evap Fan Motor Electronically Commutated Motor (ECM) | 0.02576 | 0.019935 | 0.030422 | 223.4285 | 3351.4272 | -0.22134 | -3.3201 | 0.082968 | 0.82651 | 0.082968 | 0.82651 | -0.047945 | -0.47762 | -0.047945 | -0.47762 | 7.96 | 0.66433 | 7.96 | 0.66433
234126-Refrigeration - Efficient Evap Fan Motor Electronically Commutated Motor (ECM) | 0.03864 | 0.029902 | 0.045634 | 335.1427 | 5027.1408 | -0.33201 | -4.9802 | 0.082215 | 0.82178 | 0.082215 | 0.82178 | -0.048704 | -0.48682 | -0.048704 | -0.48682 | 7.8965 | 0.65903 | 7.8965 | 0.65903
234331-Premium T8 with T12 40 Watt Baseline - Tr2 | 0.099227 | 0.063984 | 0.15138 | 501.0769 | 5511.8458 | -0.8206 | -9.0266 | 0.05664 | 0.48223 | 0.05664 | 0.48223 | 0.07126 | 0.60671 | 0.07126 | 0.60671 | 2.0963 | 2.9236 | 2.0963 | 2.9236
234208-Lighting-8 Ft T-8 with Elec Ballast-Tr2 | 0.050297 | 0.032433 | 0.076731 | 253.9907 | 2793.8982 | -0.41596 | -4.5755 | -0.053063 | -0.45178 | -0.053063 | -0.45178 | 0.032177 | 0.27395 | 0.032177 | 0.27395 | 0.67117 | 1.4227 | 0.67117 | 1.4227
234307-Lighting-Remove 8 Ft Lamp (De-Lamp) - Tr2 | 0.13185 | 0.085018 | 0.20114 | 665.801 | 7323.8108 | -1.0904 | -11.9941 | 0.088585 | 0.75421 | 0.088585 | 0.75421 | 0.096689 | 0.82321 | 0.096689 | 0.82321 | 5.4919 | 9.3233 | 5.4919 | 9.3233
234331-Premium T8 with T12 40 Watt Baseline - Tr2 | 0.52424 | 0.29913 | 0.80621 | 2608.8762 | 28697.6384 | -3.3731 | -37.1036 | 0.045172 | 0.39838 | 0.045172 | 0.39838 | 0.061978 | 0.54658 | 0.061978 | 0.54658 | 1.7606 | 2.4555 | 1.7606 | 2.4555
234331-Premium T8 with T12 40 Watt Baseline - Tr2 | 0.76901 | 0.49588 | 1.1732 | 3883.3459 | 42716.8048 | -6.3597 | -69.9565 | 0.0565 | 0.48166 | 0.0565 | 0.48166 | 0.071121 | 0.6063 | 0.071121 | 0.6063 | 2.0935 | 2.9198 | 2.0935 | 2.9198
234331-Premium T8 with T12 40 Watt Baseline - Tr2 | 0.17365 | 0.11197 | 0.26491 | 876.8846 | 9645.7301 | -1.4361 | -15.7966 | 0.0565 | 0.48166 | 0.0565 | 0.48166 | 0.071121 | 0.6063 | 0.071121 | 0.6063 | 2.0935 | 2.9198 | 2.0935 | 2.9198
234330-Premium T8 with T12 40 Watt Baseline - Tr1 | 0.14809 | 0.084497 | 0.22774 | 736.9562 | 8106.5179 | -0.95282 | -10.481 | 0.042655 | 0.37618 | 0.042655 | 0.37618 | 0.045938 | 0.40513 | 0.045938 | 0.40513 | 1.6891 | 1.7836 | 1.6891 | 1.7836
234330-Premium T8 with T12 40 Watt Baseline - Tr1 | 0.13807 | 0.089032 | 0.19924 | 697.2334 | 7669.5676 | -1.1418 | -12.5603 | 0.051642 | 0.44265 | 0.051642 | 0.44265 | 0.054623 | 0.46821 | 0.054623 | 0.46821 | 1.9184 | 2.0258 | 1.9184 | 2.0258
234331-Premium T8 with T12 40 Watt Baseline - Tr2 | 0.62017 | 0.3999 | 0.9461 | 3131.7306 | 34449.0361 | -5.1288 | -56.4166 | 0.0565 | 0.48166 | 0.0565 | 0.48166 | 0.071121 | 0.6063 | 0.071121 | 0.6063 | 2.0935 | 2.9198 | 2.0935 | 2.9198
234331-Premium T8 with T12 40 Watt Baseline - Tr2 | 0.10765 | 0.069416 | 0.16847 | 543.6134 | 5979.7473 | -0.89027 | -9.7929 | 0.04834 | 0.41435 | 0.04834 | 0.41435 | 0.065188 | 0.55876 | 0.065188 | 0.55876 | 1.812 | 2.5271 | 1.812 | 2.5271
234330-Premium T8 with T12 40 Watt Baseline - Tr1 | 0.63599 | 0.4101 | 0.99528 | 3211.5994 | 35327.5934 | -5.2596 | -57.8554 | 0.045817 | 0.39272 | 0.045817 | 0.39272 | 0.049107 | 0.42093 | 0.049107 | 0.42093 | 1.7383 | 1.8356 | 1.7383 | 1.8356
234303-Lighting-Remove 4 Ft Lamp (De-Lamp) - Tr1 | 2.1148 | 1.3637 | 3.3095 | 10679.2208 | 117471.4285 | -17.4892 | -192.3808 | 0.07065 | 0.60558 | 0.07065 | 0.60558 | 0.085783 | 0.73529 | 0.085783 | 0.73529 | 2.8979 | 4.883 | 2.8979 | 4.883
234330-Premium T8 with T12 40 Watt Baseline - Tr1 | 0.16818 | 0.10845 | 0.25657 | 849.2661 | 9341.9276 | -1.3908 | -15.2991 | 0.054311 | 0.46299 | 0.054311 | 0.46299 | 0.057166 | 0.48733 | 0.057166 | 0.48733 | 2.0084 | 2.1209 | 2.0084 | 2.1209
234331-Premium T8 with T12 40 Watt Baseline - Tr2 | 0.58977 | 0.33652 | 0.90698 | 2934.9857 | 32284.8432 | -3.7947 | -41.7415 | 0.044502 | 0.39625 | 0.044502 | 0.39625 | 0.06131 | 0.54591 | 0.06131 | 0.54591 | 1.7493 | 2.4397 | 1.7493 | 2.4397
234330-Premium T8 with T12 40 Watt Baseline - Tr1 | 0.72076 | 0.46477 | 1.0996 | 3639.712 | 40036.8325 | -5.9607 | -65.5676 | 0.054311 | 0.46299 | 0.054311 | 0.46299 | 0.057166 | 0.48733 | 0.057166 | 0.48733 | 2.0084 | 2.1209 | 2.0084 | 2.1209
234330-Premium T8 with T12 40 Watt Baseline - Tr1 | 0.10668 | 0.068791 | 0.17315 | 538.7185 | 5925.9031 | -0.88225 | -9.7047 | 0.059652 | 0.50852 | 0.059652 | 0.50852 | 0.062224 | 0.53045 | 0.062224 | 0.53045 | 2.2295 | 2.3544 | 2.2295 | 2.3544
234207-Lighting-8 Ft T-8 with Elec Ballast-Tr1 | 0.055292 | 0.035654 | 0.089742 | 279.2138 | 3071.3522 | -0.45726 | -5.0299 | -0.039549 | -0.33715 | -0.039549 | -0.33715 | 0.01583 | 0.13495 | 0.01583 | 0.13495 | 0.73226 | 1.1714 | 0.73226 | 1.1714
234331-Premium T8 with T12 40 Watt Baseline - Tr2 | 0.7442 | 0.47988 | 1.1353 | 3758.0767 | 41338.8433 | -6.1545 | -67.6999 | 0.056204 | 0.48175 | 0.056204 | 0.48175 | 0.070826 | 0.60709 | 0.070826 | 0.60709 | 2.0877 | 2.9117 | 2.0877 | 2.9117
234331-Premium T8 with T12 40 Watt Baseline - Tr2 | 0.49614 | 0.31992 | 0.75688 | 2505.3844 | 27559.2289 | -4.103 | -45.1332 | 0.056204 | 0.48175 | 0.056204 | 0.48175 | 0.070826 | 0.60709 | 0.070826 | 0.60709 | 2.0877 | 2.9117 | 2.0877 | 2.9117
234331-Premium T8 with T12 40 Watt Baseline - Tr2 | 0.44652 | 0.28793 | 0.68119 | 2254.846 | 24803.306 | -3.6927 | -40.6199 | 0.0565 | 0.48166 | 0.0565 | 0.48166 | 0.071121 | 0.6063 | 0.071121 | 0.6063 | 2.0935 | 2.9198 | 2.0935 | 2.9198
234330-Premium T8 with T12 40 Watt Baseline - Tr1 | 2.9551 | 1.9055 | 4.5082 | 14922.8194 | 164151.0133 | -24.4388 | -268.8271 | 0.054311 | 0.46299 | 0.054311 | 0.46299 | 0.057166 | 0.48733 | 0.057166 | 0.48733 | 2.0084 | 2.1209 | 2.0084 | 2.1209
234331-Premium T8 with T12 40 Watt Baseline - Tr2 | 0.36601 | 0.23601 | 0.57279 | 1848.2855 | 20331.1407 | -3.0269 | -33.2959 | 0.048313 | 0.41422 | 0.048313 | 0.41422 | 0.06516 | 0.55866 | 0.06516 | 0.55866 | 1.8115 | 2.5264 | 1.8115 | 2.5264
234330-Premium T8 with T12 40 Watt Baseline - Tr1 | 0.46286 | 0.29846 | 0.42355 | 2337.3338 | 25710.6719 | -3.8278 | -42.1059 | 0.061718 | 0.52915 | 0.061718 | 0.52915 | 0.064164 | 0.55012 | 0.064164 | 0.55012 | 2.3379 | 2.4688 | 2.3379 | 2.4688
234303-Lighting-Remove 4 Ft Lamp (De-Lamp) - Tr1 | 0.2332 | 0.15037 | 0.21339 | 1177.5924 | 12953.5166 | -1.9285 | -21.2137 | 0.080177 | 0.68741 | 0.080177 | 0.68741 | 0.091426 | 0.78386 | 0.091426 | 0.78386 | 3.8975 | 6.5674 | 3.8975 | 6.5674
234330-Premium T8 with T12 40 Watt Baseline - Tr1 | 0.28831 | 0.18591 | 0.43983 | 1455.8848 | 16014.733 | -2.3843 | -26.227 | 0.054311 | 0.46299 | 0.054311 | 0.46299 | 0.057166 | 0.48733 | 0.057166 | 0.48733 | 2.0084 | 2.1209 | 2.0084 | 2.1209
234303-Lighting-Remove 4 Ft Lamp (De-Lamp) - Tr1 | 0.15978 | 0.10303 | 0.24375 | 806.8522 | 8875.3737 | -1.3214 | -14.535 | 0.075862 | 0.64671 | 0.075862 | 0.64671 | 0.088995 | 0.75867 | 0.088995 | 0.75867 | 3.3482 | 5.6419 | 3.3482 | 5.6419
234331-Premium T8 with T12 40 Watt Baseline - Tr2 | 0.46814 | 0.30187 | 0.75981 | 2364.0105 | 26004.1153 | -3.8715 | -42.5865 | 0.061624 | 0.52534 | 0.061624 | 0.52534 | 0.074795 | 0.63762 | 0.074795 | 0.63762 | 2.324 | 3.2412 | 2.324 | 3.2412
234330-Premium T8 with T12 40 Watt Baseline - Tr1 | 0.15402 | 0.099317 | 0.26509 | 777.7744 | 8555.518 | -1.2737 | -14.0112 | 0.040959 | 0.34917 | 0.040959 | 0.34917 | 0.044523 | 0.37955 | 0.044523 | 0.37955 | 1.6094 | 1.6995 | 1.6094 | 1.6995
234303-Lighting-Remove 4 Ft Lamp (De-Lamp) - Tr1 | 0.51215 | 0.33025 | 0.88146 | 2586.2578 | 28448.8363 | -4.2355 | -46.5901 | 0.067853 | 0.57844 | 0.067853 | 0.57844 | 0.084242 | 0.71815 | 0.084242 | 0.71815 | 2.6831 | 4.5211 | 2.6831 | 4.5211
234331-Premium T8 with T12 40 Watt Baseline - Tr2 | 0.92591 | 0.57426 | 1.4581 | 5001.3093 | 55014.4026 | -5.9849 | -65.8341 | 0.05661 | 0.48834 | 0.05661 | 0.48834 | 0.07084 | 0.61109 | 0.07084 | 0.61109 | 2.1258 | 2.9648 | 2.1258 | 2.9648
234304-Lighting-Remove 4 Ft Lamp (De-Lamp) - Tr2 | 0.30583 | 0.18968 | 0.4816 | 1651.9568 | 18171.5249 | -1.9768 | -21.7453 | 0.075638 | 0.65248 | 0.075638 | 0.65248 | 0.092901 | 0.80139 | 0.092901 | 0.80139 | 3.4199 | 7.6384 | 3.4199 | 7.6384
234330-Premium T8 with T12 40 Watt Baseline - Tr1 | 1.0811 | 0.69715 | 1.6493 | 5459.5681 | 60055.2488 | -8.941 | -98.3514 | 0.05445 | 0.46359 | 0.05445 | 0.46359 | 0.057306 | 0.4879 | 0.057306 | 0.4879 | 2.011 | 2.1236 | 2.011 | 2.1236
234303-Lighting-Remove 4 Ft Lamp (De-Lamp) - Tr1 | 0.95867 | 0.61818 | 1.4625 | 4841.1129 | 53252.2423 | -7.9282 | -87.2102 | 0.076001 | 0.64707 | 0.076001 | 0.64707 | 0.089134 | 0.75888 | 0.089134 | 0.75888 | 3.3526 | 5.6492 | 3.3526 | 5.6492
234207-Lighting-8 Ft T-8 with Elec Ballast-Tr1 | 0.019924 | 0.012847 | 0.030394 | 100.6099 | 1106.7092 | -0.16477 | -1.8124 | -0.055669 | -0.47397 | -0.055669 | -0.47397 | 0.0058053 | 0.049426 | 0.0058053 | 0.049426 | 0.6605 | 1.0566 | 0.6605 | 1.0566
234330-Premium T8 with T12 40 Watt Baseline - Tr1 | 1.2133 | 0.78236 | 1.8509 | 6126.8486 | 67395.3347 | -10.0338 | -110.3721 | 0.05445 | 0.46359 | 0.05445 | 0.46359 | 0.057306 | 0.4879 | 0.057306 | 0.4879 | 2.011 | 2.1236 | 2.011 | 2.1236
234331-Premium T8 with T12 40 Watt Baseline - Tr2 | 0.062017 | 0.03999 | 0.09461 | 313.1731 | 3444.9036 | -0.51288 | -5.6417 | 0.0565 | 0.48166 | 0.0565 | 0.48166 | 0.071121 | 0.6063 | 0.071121 | 0.6063 | 2.0935 | 2.9198 | 2.0935 | 2.9198
234304-Lighting-Remove 4 Ft Lamp (De-Lamp) - Tr2 | 0.19972 | 0.12879 | 0.30469 | 1008.5652 | 11094.2171 | -1.6517 | -18.1688 | 0.076051 | 0.64833 | 0.076051 | 0.64833 | 0.093788 | 0.79953 | 0.093788 | 0.79953 | 3.368 | 7.5225 | 3.368 | 7.5225
234208-Lighting-8 Ft T-8 with Elec Ballast-Tr2 | 0.060357 | 0.03892 | 0.092077 | 304.7889 | 3352.6778 | -0.49915 | -5.4906 | -0.053205 | -0.45356 | -0.053205 | -0.45356 | 0.032037 | 0.27311 | 0.032037 | 0.27311 | 0.6703 | 1.4208 | 0.6703 | 1.4208
234331-Premium T8 with T12 40 Watt Baseline - Tr2 | 0.024807 | 0.015996 | 0.037844 | 125.2692 | 1377.9614 | -0.20515 | -2.2567 | 0.0565 | 0.48166 | 0.0565 | 0.48166 | 0.071121 | 0.6063 | 0.071121 | 0.6063 | 2.0935 | 2.9198 | 2.0935 | 2.9198
234304-Lighting-Remove 4 Ft Lamp (De-Lamp) - Tr2 | 0.07989 | 0.051515 | 0.12188 | 403.4261 | 4437.6869 | -0.66068 | -7.2675 | 0.076051 | 0.64833 | 0.076051 | 0.64833 | 0.093788 | 0.79953 | 0.093788 | 0.79953 | 3.368 | 7.5225 | 3.368 | 7.5225
234208-Lighting-8 Ft T-8 with Elec Ballast-Tr2 | 0.060357 | 0.03892 | 0.092077 | 304.7889 | 3352.6778 | -0.49915 | -5.4906 | -0.053205 | -0.45356 | -0.053205 | -0.45356 | 0.032037 | 0.27311 | 0.032037 | 0.27311 | 0.6703 | 1.4208 | 0.6703 | 1.4208
234318-Lighting-Screw in 5- 13 Watt Lamp - Tr1 | 0.29002 | 0.18701 | 0.040024 | 1464.555 | 2152.8959 | -2.5635 | -3.7683 | 0.076982 | 0.63664 | 0.076982 | 0.63664 | 0.087869 | 0.72667 | 0.087869 | 0.72667 | 3.0406 | 4.274 | 3.0406 | 4.274
234332-Premium T8 with T12 40 Watt Baseline - Tr3 | 0.14961 | 0.096475 | 0.24283 | 755.5198 | 8310.7177 | -1.2373 | -13.6103 | 0.057177 | 0.48743 | 0.057177 | 0.48743 | 0.08155 | 0.6952 | 0.08155 | 0.6952 | 2.1213 | 4.0638 | 2.1213 | 4.0638
234331-Premium T8 with T12 40 Watt Baseline - Tr2 | 0.24807 | 0.15996 | 0.37844 | 1252.6922 | 13779.6144 | -2.0515 | -22.5666 | 0.0565 | 0.48166 | 0.0565 | 0.48166 | 0.071121 | 0.6063 | 0.071121 | 0.6063 | 2.0935 | 2.9198 | 2.0935 | 2.9198
234318-Lighting-Screw in 5- 13 Watt Lamp - Tr1 | 0.50754 | 0.32727 | 0.070043 | 2562.9713 | 3767.5678 | -4.4861 | -6.5946 | 0.076798 | 0.63613 | 0.076798 | 0.63613 | 0.087685 | 0.72631 | 0.087685 | 0.72631 | 3.0357 | 4.267 | 3.0357 | 4.267
234318-Lighting-Screw in 5- 13 Watt Lamp - Tr1 | 0.43503 | 0.28052 | 0.060037 | 2196.8325 | 3229.3438 | -3.8453 | -5.6525 | 0.076763 | 0.63603 | 0.076763 | 0.63603 | 0.08765 | 0.72624 | 0.08765 | 0.72624 | 3.0347 | 4.2657 | 3.0347 | 4.2657
234318-Lighting-Screw in 5- 13 Watt Lamp - Tr1 | 0.36253 | 0.23377 | 0.05003 | 1830.6938 | 2691.1198 | -3.2044 | -4.7104 | 0.076798 | 0.63613 | 0.076798 | 0.63613 | 0.087685 | 0.72631 | 0.087685 | 0.72631 | 3.0357 | 4.267 | 3.0357 | 4.267
234126-Refrigeration - Efficient Evap Fan Motor Electronically Commutated Motor (ECM) | 0.064399 | 0.049837 | 0.076056 | 558.5712 | 8378.568 | -0.55336 | -8.3004 | 0.082325 | 0.82192 | 0.082325 | 0.82192 | -0.048591 | -0.48513 | -0.048591 | -0.48513 | 7.9059 | 0.65982 | 7.9059 | 0.65982
234126-Refrigeration - Efficient Evap Fan Motor Electronically Commutated Motor (ECM) | 0.10304 | 0.07974 | 0.12169 | 893.7139 | 13405.7088 | -0.88537 | -13.2806 | 0.082325 | 0.82192 | 0.082325 | 0.82192 | -0.048591 | -0.48513 | -0.048591 | -0.48513 | 7.9059 | 0.65982 | 7.9059 | 0.65982
234330-Premium T8 with T12 40 Watt Baseline - Tr1 | 0.075426 | 0.048637 | 0.088119 | 380.8876 | 4189.7636 | -0.62377 | -6.8615 | -0.0034972 | -0.029937 | -0.0034972 | -0.029937 | 0.0024151 | 0.020674 | 0.0024151 | 0.020674 | 0.96864 | 1.0229 | 0.96864 | 1.0229
234303-Lighting-Remove 4 Ft Lamp (De-Lamp) - Tr1 | 0.25081 | 0.16173 | 0.29302 | 1266.5287 | 13931.8156 | -2.0742 | -22.8159 | 0.041125 | 0.35205 | 0.041125 | 0.35205 | 0.068319 | 0.58483 | 0.068319 | 0.58483 | 1.6148 | 2.721 | 1.6148 | 2.721
234049-Lighting-LED Exit Sign New Sign | 0.1155 | 0.11475 | 0 | 1011.7758 | 16188.4127 | 0 | 0 | 0.076085 | 0 | 0.076085 | 0 | 0.081982 | 0 | 0.081982 | 0 | 4.9085 | 7.0414 | 4.9085 | 7.0414
234331-Premium T8 with T12 40 Watt Baseline - Tr2 | 0.053916 | 0.034767 | 0.06299 | 272.2667 | 2994.9342 | -0.44589 | -4.9047 | 0.001194 | 0.010179 | 0.001194 | 0.010179 | 0.031466 | 0.26824 | 0.031466 | 0.26824 | 1.0112 | 1.4102 | 1.0112 | 1.4102
234304-Lighting-Remove 4 Ft Lamp (De-Lamp) - Tr2 | 0.17364 | 0.11197 | 0.20286 | 876.8276 | 9645.1031 | -1.436 | -15.7956 | 0.041673 | 0.35525 | 0.041673 | 0.35525 | 0.078396 | 0.66832 | 0.078396 | 0.66832 | 1.6267 | 3.6333 | 1.6267 | 3.6333
234331-Premium T8 with T12 40 Watt Baseline - Tr2 | 0.20967 | 0.1352 | 0.24496 | 1058.8151 | 11646.9664 | -1.734 | -19.074 | 0.001194 | 0.010179 | 0.001194 | 0.010179 | 0.031466 | 0.26824 | 0.031466 | 0.26824 | 1.0112 | 1.4102 | 1.0112 | 1.4102
234304-Lighting-Remove 4 Ft Lamp (De-Lamp) - Tr2 | 0.67525 | 0.43542 | 0.78889 | 3409.8849 | 37508.7343 | -5.5843 | -61.4274 | 0.041673 | 0.35525 | 0.041673 | 0.35525 | 0.078396 | 0.66832 | 0.078396 | 0.66832 | 1.6267 | 3.6333 | 1.6267 | 3.6333
234331-Premium T8 with T12 40 Watt Baseline - Tr2 | 0.035944 | 0.023178 | 0.041993 | 181.5112 | 1996.6228 | -0.29726 | -3.2698 | 0.001194 | 0.010179 | 0.001194 | 0.010179 | 0.031466 | 0.26824 | 0.031466 | 0.26824 | 1.0112 | 1.4102 | 1.0112 | 1.4102
234304-Lighting-Remove 4 Ft Lamp (De-Lamp) - Tr2 | 0.11576 | 0.074643 | 0.13524 | 584.5517 | 6430.0687 | -0.95731 | -10.5304 | 0.041673 | 0.35525 | 0.041673 | 0.35525 | 0.078396 | 0.66832 | 0.078396 | 0.66832 | 1.6267 | 3.6333 | 1.6267 | 3.6333
234331-Premium T8 with T12 40 Watt Baseline - Tr2 | 0.13915 | 0.089728 | 0.23949 | 702.6844 | 7729.528 | -1.1508 | -12.6585 | 0.043692 | 0.37247 | 0.043692 | 0.37247 | 0.061937 | 0.52801 | 0.061937 | 0.52801 | 1.6776 | 2.3398 | 1.6776 | 2.3398
234304-Lighting-Remove 4 Ft Lamp (De-Lamp) - Tr2 | 0.44813 | 0.28897 | 0.77128 | 2262.9756 | 24892.7318 | -3.706 | -40.7664 | 0.068089 | 0.58045 | 0.068089 | 0.58045 | 0.090224 | 0.76914 | 0.090224 | 0.76914 | 2.6989 | 6.0281 | 2.6989 | 6.0281
234331-Premium T8 with T12 40 Watt Baseline - Tr2 | 0.17365 | 0.11197 | 0.26491 | 876.8846 | 9645.7301 | -1.4361 | -15.7966 | 0.0565 | 0.48166 | 0.0565 | 0.48166 | 0.071121 | 0.6063 | 0.071121 | 0.6063 | 2.0935 | 2.9198 | 2.0935 | 2.9198
234304-Lighting-Remove 4 Ft Lamp (De-Lamp) - Tr2 | 0.55923 | 0.3606 | 0.85313 | 2823.9825 | 31063.808 | -4.6248 | -50.8726 | 0.076051 | 0.64833 | 0.076051 | 0.64833 | 0.093788 | 0.79953 | 0.093788 | 0.79953 | 3.368 | 7.5225 | 3.368 | 7.5225
234330-Premium T8 with T12 40 Watt Baseline - Tr1 | 0.084156 | 0.054266 | 0.077009 | 424.9698 | 4674.6676 | -0.69597 | -7.6556 | 0.062041 | 0.52889 | 0.062041 | 0.52889 | 0.064487 | 0.54974 | 0.064487 | 0.54974 | 2.345 | 2.4763 | 2.345 | 2.4763
234303-Lighting-Remove 4 Ft Lamp (De-Lamp) - Tr1 | 0.27984 | 0.18045 | 0.25607 | 1413.1109 | 15544.22 | -2.3142 | -25.4565 | 0.080499 | 0.68624 | 0.080499 | 0.68624 | 0.091747 | 0.78213 | 0.091747 | 0.78213 | 3.9094 | 6.5874 | 3.9094 | 6.5874
234331-Premium T8 with T12 40 Watt Baseline - Tr2 | 0.3235 | 0.2086 | 0.37794 | 1633.6005 | 17969.6053 | -2.6753 | -29.4285 | 0.001194 | 0.010179 | 0.001194 | 0.010179 | 0.031466 | 0.26824 | 0.031466 | 0.26824 | 1.0112 | 1.4102 | 1.0112 | 1.4102
234304-Lighting-Remove 4 Ft Lamp (De-Lamp) - Tr2 | 1.0418 | 0.67179 | 1.2171 | 5260.9653 | 57870.6186 | -8.6158 | -94.7736 | 0.041673 | 0.35525 | 0.041673 | 0.35525 | 0.078396 | 0.66832 | 0.078396 | 0.66832 | 1.6267 | 3.6333 | 1.6267 | 3.6333
234331-Premium T8 with T12 40 Watt Baseline - Tr2 | 0.19377 | 0.12495 | 0.30324 | 978.5041 | 10763.5451 | -1.6025 | -17.6273 | 0.048637 | 0.41463 | 0.048637 | 0.41463 | 0.065483 | 0.55824 | 0.065483 | 0.55824 | 1.817 | 2.5341 | 1.817 | 2.5341
234304-Lighting-Remove 4 Ft Lamp (De-Lamp) - Tr2 | 0.62403 | 0.40239 | 0.97658 | 3151.2455 | 34663.7002 | -5.1607 | -56.7681 | 0.071163 | 0.60666 | 0.071163 | 0.60666 | 0.0916 | 0.78088 | 0.0916 | 0.78088 | 2.9231 | 6.5289 | 2.9231 | 6.5289
234330-Premium T8 with T12 40 Watt Baseline - Tr1 | 0.28831 | 0.18591 | 0.43983 | 1455.8848 | 16014.733 | -2.3843 | -26.227 | 0.054311 | 0.46299 | 0.054311 | 0.46299 | 0.057166 | 0.48733 | 0.057166 | 0.48733 | 2.0084 | 2.1209 | 2.0084 | 2.1209
234207-Lighting-8 Ft T-8 with Elec Ballast-Tr1 | 0.099618 | 0.064236 | 0.15197 | 503.0496 | 5533.546 | -0.82384 | -9.0622 | -0.055811 | -0.47578 | -0.055811 | -0.47578 | 0.005665 | 0.048293 | 0.005665 | 0.048293 | 0.65965 | 1.0553 | 0.65965 | 1.0553
234330-Premium T8 with T12 40 Watt Baseline - Tr1 | 0.33636 | 0.21689 | 0.51313 | 1698.5323 | 18683.8552 | -2.7817 | -30.5982 | 0.054311 | 0.46299 | 0.054311 | 0.46299 | 0.057166 | 0.48733 | 0.057166 | 0.48733 | 2.0084 | 2.1209 | 2.0084 | 2.1209
234303-Lighting-Remove 4 Ft Lamp (De-Lamp) - Tr1 | 1.728 | 0.98601 | 2.6221 | 8599.6395 | 94596.0344 | -13.0389 | -143.4274 | 0.069693 | 0.60392 | 0.069693 | 0.60392 | 0.084622 | 0.73327 | 0.084622 | 0.73327 | 2.8979 | 4.8831 | 2.8979 | 4.8831
234330-Premium T8 with T12 40 Watt Baseline - Tr1 | 1.1036 | 0.62974 | 1.6747 | 5492.3415 | 60415.7568 | -8.3275 | -91.603 | 0.045197 | 0.39165 | 0.045197 | 0.39165 | 0.048443 | 0.41977 | 0.048443 | 0.41977 | 1.7383 | 1.8356 | 1.7383 | 1.8356
234331-Premium T8 with T12 40 Watt Baseline - Tr2 | 0.3473 | 0.22394 | 0.52982 | 1753.7691 | 19291.4602 | -2.8721 | -31.5933 | 0.0565 | 0.48166 | 0.0565 | 0.48166 | 0.071121 | 0.6063 | 0.071121 | 0.6063 | 2.0935 | 2.9198 | 2.0935 | 2.9198
234330-Premium T8 with T12 40 Watt Baseline - Tr1 | 0.31233 | 0.2014 | 0.47648 | 1577.2086 | 17349.2941 | -2.583 | -28.4126 | 0.053987 | 0.46287 | 0.053987 | 0.46287 | 0.056843 | 0.48735 | 0.056843 | 0.48735 | 2.0023 | 2.1144 | 2.0023 | 2.1144
234331-Premium T8 with T12 40 Watt Baseline - Tr2 | 0.66978 | 0.43189 | 1.0218 | 3382.269 | 37204.959 | -5.5391 | -60.9299 | 0.05664 | 0.48223 | 0.05664 | 0.48223 | 0.07126 | 0.60671 | 0.07126 | 0.60671 | 2.0963 | 2.9236 | 2.0963 | 2.9236
234304-Lighting-Remove 4 Ft Lamp (De-Lamp) - Tr2 | 0.55923 | 0.3606 | 0.85313 | 2823.9825 | 31063.808 | -4.6248 | -50.8726 | 0.07619 | 0.64868 | 0.07619 | 0.64868 | 0.093927 | 0.79969 | 0.093927 | 0.79969 | 3.3724 | 7.5323 | 3.3724 | 7.5323
234307-Lighting-Remove 8 Ft Lamp (De-Lamp) - Tr2 | 1.3185 | 0.85018 | 2.0114 | 6658.0098 | 73238.1083 | -10.9037 | -119.9407 | 0.088585 | 0.75421 | 0.088585 | 0.75421 | 0.096689 | 0.82321 | 0.096689 | 0.82321 | 5.4919 | 9.3233 | 5.4919 | 9.3233
234178-Food Service - Ice Machine Air-Cooled 501-1000 | 0.33329 | 0.25793 | 0.33 | 2890.8 | 34689.6 | 0 | 0 | 0.033067 | 0 | 0.033067 | 0 | 0.060412 | 0 | 0.060412 | 0 | 1.5456 | 2.816 | 1.5456 | 2.816
234084-Refrigeration -Cooler/Freezer Door Gaskets - Solid Doors: Cooler | 0.35872 | 0.27761 | 0.35563 | 3111.408 | 12445.632 | 0 | 0 | 0.082824 | 0 | 0.082824 | 0 | 0.082824 | 0 | 0.082824 | 0 | 8.4836 | 8.4836 | 8.4836 | 8.4836
234331-Premium T8 with T12 40 Watt Baseline - Tr2 | 0.42683 | 0.27523 | 0.69277 | 2155.4213 | 23709.6345 | -3.5299 | -38.8288 | 0.06147 | 0.5262 | 0.06147 | 0.5262 | 0.074642 | 0.63896 | 0.074642 | 0.63896 | 2.3206 | 3.2365 | 2.3206 | 3.2365
234003-A/C - Reflective Window Film Inland | 0.36255 | 0.14463 | 0.16781 | 1114.0992 | 11140.992 | 0 | 0 | 0.0928 | 0 | 0.0928 | 0 | 0.10274 | 0 | 0.10274 | 0 | 4.2654 | 6.5585 | 4.2654 | 6.5585
234226-Lighting-Hrdwr Mrc Vp Bs 27-65w Flrscnt Fxtr -Tr2 | 0.021413 | 0.013808 | 0.030309 | 108.1321 | 1730.1136 | 0 | 0 | 0.0064285 | 0 | 0.0064285 | 0 | 0.05338 | 0 | 0.05338 | 0 | 1.0622 | 1.9459 | 1.0622 | 1.9459
234126-Refrigeration - Efficient Evap Fan Motor Electronically Commutated Motor (ECM) | 0.077279 | 0.059805 | 0.091267 | 670.2854 | 10054.2816 | -0.66403 | -9.9604 | 0.082215 | 0.82178 | 0.082215 | 0.82178 | -0.048704 | -0.48682 | -0.048704 | -0.48682 | 7.8965 | 0.65903 | 7.8965 | 0.65903
234126-Refrigeration - Efficient Evap Fan Motor Electronically Commutated Motor (ECM) | 0.46368 | 0.35883 | 0.5476 | 4021.7126 | 60325.6896 | -3.9842 | -59.7626 | 0.082215 | 0.82178 | 0.082215 | 0.82178 | -0.048704 | -0.48682 | -0.048704 | -0.48682 | 7.8965 | 0.65903 | 7.8965 | 0.65903
234332-Premium T8 with T12 40 Watt Baseline - Tr3 | 0.087275 | 0.056277 | 0.14165 | 440.7199 | 4847.9187 | -0.72176 | -7.9393 | 0.056881 | 0.48755 | 0.056881 | 0.48755 | 0.081256 | 0.69649 | 0.081256 | 0.69649 | 2.1154 | 4.0525 | 2.1154 | 4.0525
234305-Lighting-Remove 4 Ft Lamp (De-Lamp) - Tr3 | 0.088684 | 0.057186 | 0.14394 | 447.8371 | 4926.208 | -0.73341 | -8.0676 | 0.079091 | 0.67793 | 0.079091 | 0.67793 | 0.098663 | 0.84569 | 0.098663 | 0.84569 | 3.7478 | 11.7104 | 3.7478 | 11.7104
234308-Lighting-Remove 8 Ft Lamp (De-Lamp) - Tr3 | 0.18295 | 0.11797 | 0.29694 | 923.8693 | 10162.5624 | -1.513 | -16.643 | 0.090223 | 0.77335 | 0.090223 | 0.77335 | 0.10037 | 0.86036 | 0.10037 | 0.86036 | 6.1113 | 14.3825 | 6.1113 | 14.3825
234126-Refrigeration - Efficient Evap Fan Motor Electronically Commutated Motor (ECM) | 0.05152 | 0.03987 | 0.060845 | 446.857 | 6702.8544 | -0.44269 | -6.6403 | 0.082968 | 0.82651 | 0.082968 | 0.82651 | -0.047945 | -0.47762 | -0.047945 | -0.47762 | 7.96 | 0.66433 | 7.96 | 0.66433
234330-Premium T8 with T12 40 Watt Baseline - Tr1 | 0.53959 | 0.34794 | 0.63039 | 2724.8113 | 29972.9243 | -4.4624 | -49.0861 | -0.0034972 | -0.029937 | -0.0034972 | -0.029937 | 0.0024151 | 0.020674 | 0.0024151 | 0.020674 | 0.96864 | 1.0229 | 0.96864 | 1.0229
234303-Lighting-Remove 4 Ft Lamp (De-Lamp) - Tr1 | 1.7942 | 1.157 | 2.0962 | 9060.5514 | 99666.0653 | -14.8383 | -163.2213 | 0.041125 | 0.35205 | 0.041125 | 0.35205 | 0.068319 | 0.58483 | 0.068319 | 0.58483 | 1.6148 | 2.721 | 1.6148 | 2.721
234049-Lighting-LED Exit Sign New Sign | 0.34649 | 0.34424 | 0 | 3035.3274 | 48565.2382 | 0 | 0 | 0.076085 | 0 | 0.076085 | 0 | 0.081982 | 0 | 0.081982 | 0 | 4.9085 | 7.0414 | 4.9085 | 7.0414
234330-Premium T8 with T12 40 Watt Baseline - Tr1 | 0.22048 | 0.14217 | 0.25758 | 1113.3638 | 12247.0013 | -1.8233 | -20.0567 | -0.0034972 | -0.029937 | -0.0034972 | -0.029937 | 0.0024151 | 0.020674 | 0.0024151 | 0.020674 | 0.96864 | 1.0229 | 0.96864 | 1.0229
234303-Lighting-Remove 4 Ft Lamp (De-Lamp) - Tr1 | 0.73313 | 0.47274 | 0.85651 | 3702.1608 | 40723.7686 | -6.063 | -66.6926 | 0.041125 | 0.35205 | 0.041125 | 0.35205 | 0.068319 | 0.58483 | 0.068319 | 0.58483 | 1.6148 | 2.721 | 1.6148 | 2.721
234049-Lighting-LED Exit Sign New Sign | 0.1155 | 0.11475 | 0 | 1011.7758 | 16188.4127 | 0 | 0 | 0.076085 | 0 | 0.076085 | 0 | 0.081982 | 0 | 0.081982 | 0 | 4.9085 | 7.0414 | 4.9085 | 7.0414
234126-Refrigeration - Efficient Evap Fan Motor Electronically Commutated Motor (ECM) | 0.10304 | 0.07974 | 0.12169 | 893.7139 | 13405.7088 | -0.88537 | -13.2806 | 0.082215 | 0.82178 | 0.082215 | 0.82178 | -0.048704 | -0.48682 | -0.048704 | -0.48682 | 7.8965 | 0.65903 | 7.8965 | 0.65903
234126-Refrigeration - Efficient Evap Fan Motor Electronically Commutated Motor (ECM) | 0.077279 | 0.059805 | 0.091267 | 670.2854 | 10054.2816 | -0.66403 | -9.9604 | 0.082215 | 0.82178 | 0.082215 | 0.82178 | -0.048704 | -0.48682 | -0.048704 | -0.48682 | 7.8965 | 0.65903 | 7.8965 | 0.65903
234330-Premium T8 with T12 40 Watt Baseline - Tr1 | 0.21467 | 0.13843 | 0.2508 | 1084.0647 | 11924.7118 | -1.7754 | -19.5289 | -0.0033394 | -0.028468 | -0.0033394 | -0.028468 | 0.0025726 | 0.021931 | 0.0025726 | 0.021931 | 0.97005 | 1.0244 | 0.97005 | 1.0244
234303-Lighting-Remove 4 Ft Lamp (De-Lamp) - Tr1 | 0.71384 | 0.4603 | 0.83397 | 3604.7355 | 39652.0905 | -5.9034 | -64.9375 | 0.041281 | 0.35191 | 0.041281 | 0.35191 | 0.068472 | 0.58372 | 0.068472 | 0.58372 | 1.6172 | 2.725 | 1.6172 | 2.725
234332-Premium T8 with T12 40 Watt Baseline - Tr3 | 0.72313 | 0.4663 | 1.1737 | 3651.679 | 40168.4689 | -5.9803 | -65.7832 | 0.057316 | 0.48799 | 0.057316 | 0.48799 | 0.081689 | 0.6955 | 0.081689 | 0.6955 | 2.1241 | 4.0691 | 2.1241 | 4.0691
234331-Premium T8 with T12 40 Watt Baseline - Tr2 | 0.14884 | 0.095976 | 0.22706 | 751.6153 | 8267.7687 | -1.2309 | -13.54 | 0.05664 | 0.48223 | 0.05664 | 0.48223 | 0.07126 | 0.60671 | 0.07126 | 0.60671 | 2.0963 | 2.9236 | 2.0963 | 2.9236
234331-Premium T8 with T12 40 Watt Baseline - Tr2 | 0.22326 | 0.14396 | 0.3406 | 1127.423 | 12401.653 | -1.8464 | -20.31 | 0.05664 | 0.48223 | 0.05664 | 0.48223 | 0.07126 | 0.60671 | 0.07126 | 0.60671 | 2.0963 | 2.9236 | 2.0963 | 2.9236
234207-Lighting-8 Ft T-8 with Elec Ballast-Tr1 | 1.0061 | 0.64879 | 1.5349 | 5080.8013 | 55888.8142 | -8.3207 | -91.5281 | -0.055811 | -0.47578 | -0.055811 | -0.47578 | 0.005665 | 0.048293 | 0.005665 | 0.048293 | 0.65965 | 1.0553 | 0.65965 | 1.0553
234126-Refrigeration - Efficient Evap Fan Motor Electronically Commutated Motor (ECM) | 0.077279 | 0.059805 | 0.091267 | 670.2854 | 10054.2816 | -0.66403 | -9.9604 | 0.082215 | 0.82178 | 0.082215 | 0.82178 | -0.048704 | -0.48682 | -0.048704 | -0.48682 | 7.8965 | 0.65903 | 7.8965 | 0.65903
234003-A/C - Reflective Window Film Inland | 0.87776 | 0.35017 | 0.40627 | 2697.2928 | 26972.928 | 0 | 0 | 0.0928 | 0 | 0.0928 | 0 | 0.10274 | 0 | 0.10274 | 0 | 4.2654 | 6.5585 | 4.2654 | 6.5585
234330-Premium T8 with T12 40 Watt Baseline - Tr1 | 0.13577 | 0.087549 | 0.13526 | 685.6191 | 7541.8096 | -1.1228 | -12.3511 | 0.079716 | 0.6787 | 0.079716 | 0.6787 | 0.081232 | 0.6916 | 0.081232 | 0.6916 | 3.7882 | 4.0003 | 3.7882 | 4.0003
234330-Premium T8 with T12 40 Watt Baseline - Tr1 | 0.1584 | 0.10214 | 0.15781 | 799.8889 | 8798.7778 | -1.31 | -14.4096 | 0.079716 | 0.6787 | 0.079716 | 0.6787 | 0.081232 | 0.6916 | 0.081232 | 0.6916 | 3.7882 | 4.0003 | 3.7882 | 4.0003
234330-Premium T8 with T12 40 Watt Baseline - Tr1 | 0.19809 | 0.12774 | 0.31001 | 1000.3342 | 11003.6766 | -1.6382 | -18.0205 | 0.046254 | 0.3938 | 0.046254 | 0.3938 | 0.049544 | 0.42181 | 0.049544 | 0.42181 | 1.7454 | 1.8431 | 1.7454 | 1.8431
234303-Lighting-Remove 4 Ft Lamp (De-Lamp) - Tr1 | 0.6587 | 0.42475 | 1.0308 | 3326.3147 | 36589.4613 | -5.4474 | -59.9219 | 0.071084 | 0.60521 | 0.071084 | 0.60521 | 0.086216 | 0.73404 | 0.086216 | 0.73404 | 2.9098 | 4.903 | 2.9098 | 4.903
234126-Refrigeration - Efficient Evap Fan Motor Electronically Commutated Motor (ECM) | 0.064399 | 0.049837 | 0.076056 | 558.5712 | 8378.568 | -0.55336 | -8.3004 | 0.082332 | 0.82193 | 0.082332 | 0.82193 | -0.048584 | -0.48502 | -0.048584 | -0.48502 | 7.9065 | 0.65986 | 7.9065 | 0.65986
234126-Refrigeration - Efficient Evap Fan Motor Electronically Commutated Motor (ECM) | 0.077279 | 0.059805 | 0.091267 | 670.2854 | 10054.2816 | -0.66403 | -9.9604 | 0.082332 | 0.82193 | 0.082332 | 0.82193 | -0.048584 | -0.48502 | -0.048584 | -0.48502 | 7.9065 | 0.65986 | 7.9065 | 0.65986
234330-Premium T8 with T12 40 Watt Baseline - Tr1 | 0.40661 | 0.2622 | 0.63633 | 2053.3176 | 22586.4941 | -3.3627 | -36.9895 | 0.046254 | 0.3938 | 0.046254 | 0.3938 | 0.049544 | 0.42181 | 0.049544 | 0.42181 | 1.7454 | 1.8431 | 1.7454 | 1.8431
234303-Lighting-Remove 4 Ft Lamp (De-Lamp) - Tr1 | 1.3521 | 0.87185 | 2.1159 | 6827.6985 | 75104.6838 | -11.1816 | -122.9976 | 0.071084 | 0.60521 | 0.071084 | 0.60521 | 0.086216 | 0.73404 | 0.086216 | 0.73404 | 2.9098 | 4.903 | 2.9098 | 4.903
234330-Premium T8 with T12 40 Watt Baseline - Tr1 | 0.40661 | 0.2622 | 0.63633 | 2053.3176 | 22586.4941 | -3.3627 | -36.9895 | 0.046254 | 0.3938 | 0.046254 | 0.3938 | 0.049544 | 0.42181 | 0.049544 | 0.42181 | 1.7454 | 1.8431 | 1.7454 | 1.8431
234303-Lighting-Remove 4 Ft Lamp (De-Lamp) - Tr1 | 1.3521 | 0.87185 | 2.1159 | 6827.6985 | 75104.6838 | -11.1816 | -122.9976 | 0.071084 | 0.60521 | 0.071084 | 0.60521 | 0.086216 | 0.73404 | 0.086216 | 0.73404 | 2.9098 | 4.903 | 2.9098 | 4.903
234331-Premium T8 with T12 40 Watt Baseline - Tr2 | 0.65667 | 0.42344 | 1.0276 | 3316.0417 | 36476.4582 | -5.4306 | -59.7368 | 0.048777 | 0.41528 | 0.048777 | 0.41528 | 0.065622 | 0.55871 | 0.065622 | 0.55871 | 1.8194 | 2.5374 | 1.8194 | 2.5374
234304-Lighting-Remove 4 Ft Lamp (De-Lamp) - Tr2 | 1.6641 | 1.073 | 2.6042 | 8403.3213 | 92436.5339 | -13.762 | -151.3816 | 0.071302 | 0.60707 | 0.071302 | 0.60707 | 0.091739 | 0.78106 | 0.091739 | 0.78106 | 2.9269 | 6.5374 | 2.9269 | 6.5374
234331-Premium T8 with T12 40 Watt Baseline - Tr2 | 0.18605 | 0.11997 | 0.28383 | 939.5192 | 10334.7108 | -1.5386 | -16.925 | 0.056474 | 0.48155 | 0.056474 | 0.48155 | 0.071095 | 0.60622 | 0.071095 | 0.60622 | 2.093 | 2.9191 | 2.093 | 2.9191
234304-Lighting-Remove 4 Ft Lamp (De-Lamp) - Tr2 | 0.59917 | 0.38636 | 0.91407 | 3025.6956 | 33282.6514 | -4.9551 | -54.5064 | 0.076024 | 0.64826 | 0.076024 | 0.64826 | 0.093762 | 0.7995 | 0.093762 | 0.7995 | 3.3672 | 7.5206 | 3.3672 | 7.5206
234331-Premium T8 with T12 40 Watt Baseline - Tr2 | 0.13644 | 0.087978 | 0.20814 | 688.9807 | 7578.7879 | -1.1283 | -12.4116 | 0.056474 | 0.48155 | 0.056474 | 0.48155 | 0.071095 | 0.60622 | 0.071095 | 0.60622 | 2.093 | 2.9191 | 2.093 | 2.9191
234304-Lighting-Remove 4 Ft Lamp (De-Lamp) - Tr2 | 0.43939 | 0.28333 | 0.67032 | 2218.8434 | 24407.2777 | -3.6338 | -39.9714 | 0.076024 | 0.64826 | 0.076024 | 0.64826 | 0.093762 | 0.7995 | 0.093762 | 0.7995 | 3.3672 | 7.5206 | 3.3672 | 7.5206
234330-Premium T8 with T12 40 Watt Baseline - Tr1 | 0.024025 | 0.015492 | 0.036652 | 121.3237 | 1334.5611 | -0.19869 | -2.1856 | 0.054284 | 0.46288 | 0.054284 | 0.46288 | 0.057139 | 0.48723 | 0.057139 | 0.48723 | 2.0079 | 2.1204 | 2.0079 | 2.1204
234207-Lighting-8 Ft T-8 with Elec Ballast-Tr1 | 0.10958 | 0.07066 | 0.16717 | 553.3546 | 6086.9006 | -0.90622 | -9.9684 | -0.055838 | -0.47613 | -0.055838 | -0.47613 | 0.005638 | 0.048075 | 0.005638 | 0.048075 | 0.65948 | 1.055 | 0.65948 | 1.055
234331-Premium T8 with T12 40 Watt Baseline - Tr2 | 0.14884 | 0.095976 | 0.22706 | 751.6153 | 8267.7687 | -1.2309 | -13.54 | 0.056474 | 0.48155 | 0.056474 | 0.48155 | 0.071095 | 0.60622 | 0.071095 | 0.60622 | 2.093 | 2.9191 | 2.093 | 2.9191
234304-Lighting-Remove 4 Ft Lamp (De-Lamp) - Tr2 | 0.47934 | 0.30909 | 0.73126 | 2420.5565 | 26626.1211 | -3.9641 | -43.6051 | 0.076024 | 0.64826 | 0.076024 | 0.64826 | 0.093762 | 0.7995 | 0.093762 | 0.7995 | 3.3672 | 7.5206 | 3.3672 | 7.5206
234331-Premium T8 with T12 40 Watt Baseline - Tr2 | 0.13995 | 0.090241 | 0.21901 | 706.6974 | 7773.6714 | -1.1573 | -12.7308 | 0.048637 | 0.41463 | 0.048637 | 0.41463 | 0.065483 | 0.55824 | 0.065483 | 0.55824 | 1.817 | 2.5341 | 1.817 | 2.5341
234304-Lighting-Remove 4 Ft Lamp (De-Lamp) - Tr2 | 0.45069 | 0.29062 | 0.70531 | 2275.8995 | 25034.8946 | -3.7272 | -40.9992 | 0.071163 | 0.60666 | 0.071163 | 0.60666 | 0.0916 | 0.78088 | 0.0916 | 0.78088 | 2.9231 | 6.5289 | 2.9231 | 6.5289
234330-Premium T8 with T12 40 Watt Baseline - Tr1 | 0.50453 | 0.32534 | 0.7697 | 2547.7984 | 28025.7828 | -4.1725 | -45.8973 | 0.05445 | 0.46359 | 0.05445 | 0.46359 | 0.057306 | 0.4879 | 0.057306 | 0.4879 | 2.011 | 2.1236 | 2.011 | 2.1236
234331-Premium T8 with T12 40 Watt Baseline - Tr2 | 0.18605 | 0.11997 | 0.28383 | 939.5192 | 10334.7108 | -1.5386 | -16.925 | 0.055844 | 0.48049 | 0.055844 | 0.48049 | 0.070467 | 0.60631 | 0.070467 | 0.60631 | 2.0807 | 2.9019 | 2.0807 | 2.9019
234304-Lighting-Remove 4 Ft Lamp (De-Lamp) - Tr2 | 0.59917 | 0.38636 | 0.91407 | 3025.6956 | 33282.6514 | -4.9551 | -54.5064 | 0.075398 | 0.64873 | 0.075398 | 0.64873 | 0.093137 | 0.80137 | 0.093137 | 0.80137 | 3.3473 | 7.4764 | 3.3473 | 7.4764
234331-Premium T8 with T12 40 Watt Baseline - Tr2 | 0.26161 | 0.16869 | 0.4246 | 1321.0647 | 14531.7115 | -2.1635 | -23.7983 | 0.061763 | 0.52585 | 0.061763 | 0.52585 | 0.074934 | 0.63799 | 0.074934 | 0.63799 | 2.327 | 3.2454 | 2.327 | 3.2454
234208-Lighting-8 Ft T-8 with Elec Ballast-Tr2 | 0.033501 | 0.021602 | 0.054373 | 169.1707 | 1860.8781 | -0.27705 | -3.0475 | -0.037061 | -0.31553 | -0.037061 | -0.31553 | 0.039726 | 0.33823 | 0.039726 | 0.33823 | 0.74505 | 1.5793 | 0.74505 | 1.5793
234307-Lighting-Remove 8 Ft Lamp (De-Lamp) - Tr2 | 0.73181 | 0.47189 | 1.1878 | 3695.4772 | 40650.2496 | -6.052 | -66.5722 | 0.090541 | 0.77086 | 0.090541 | 0.77086 | 0.097841 | 0.83302 | 0.097841 | 0.83302 | 6.0965 | 10.3496 | 6.0965 | 10.3496
234331-Premium T8 with T12 40 Watt Baseline - Tr2 | 0.41298 | 0.2663 | 0.67133 | 2085.4517 | 22939.9689 | -3.4153 | -37.5684 | 0.052304 | 0.44588 | 0.052304 | 0.44588 | 0.068112 | 0.58065 | 0.068112 | 0.58065 | 1.9363 | 2.7005 | 1.9363 | 2.7005
234304-Lighting-Remove 4 Ft Lamp (De-Lamp) - Tr2 | 0.51722 | 0.33351 | 0.84078 | 2611.8321 | 28730.1536 | -4.2773 | -47.0508 | 0.073442 | 0.62609 | 0.073442 | 0.62609 | 0.09262 | 0.78958 | 0.09262 | 0.78958 | 3.115 | 6.9574 | 3.115 | 6.9574
234307-Lighting-Remove 8 Ft Lamp (De-Lamp) - Tr2 | 0.2134 | 0.13761 | 0.3469 | 1077.6202 | 11853.8225 | -1.7648 | -19.4128 | 0.086844 | 0.74033 | 0.086844 | 0.74033 | 0.095607 | 0.81504 | 0.095607 | 0.81504 | 5.0727 | 8.6117 | 5.0727 | 8.6117
234331-Premium T8 with T12 40 Watt Baseline - Tr2 | 2.2714 | 1.4646 | 3.6923 | 11469.9845 | 126169.8292 | -18.7842 | -206.626 | 0.052304 | 0.44588 | 0.052304 | 0.44588 | 0.068112 | 0.58065 | 0.068112 | 0.58065 | 1.9363 | 2.7005 | 1.9363 | 2.7005
234304-Lighting-Remove 4 Ft Lamp (De-Lamp) - Tr2 | 0.77582 | 0.50027 | 1.2612 | 3917.7482 | 43095.2304 | -6.416 | -70.5763 | 0.073442 | 0.62609 | 0.073442 | 0.62609 | 0.09262 | 0.78958 | 0.09262 | 0.78958 | 3.115 | 6.9574 | 3.115 | 6.9574
234363-Lighting-IntrHiByLnrFlscntFxt360wrplc400w(TrII)Tr1 | 1.3952 | 0.89966 | 1.5235 | 7045.4623 | 77500.0849 | -11.5382 | -126.9205 | 0.044385 | 0.37837 | 0.044385 | 0.37837 | 0.094445 | 0.80513 | 0.094445 | 0.80513 | 1.6959 | 7.8824 | 1.6959 | 7.8824
234330-Premium T8 with T12 40 Watt Baseline - Tr1 | 0.51107 | 0.32955 | 0.83079 | 2580.8149 | 28388.9642 | -4.2266 | -46.4921 | 0.050076 | 0.42634 | 0.050076 | 0.42634 | 0.053163 | 0.45263 | 0.053163 | 0.45263 | 1.86 | 1.9641 | 1.86 | 1.9641
234126-Refrigeration - Efficient Evap Fan Motor Electronically Commutated Motor (ECM) | 0.02576 | 0.019935 | 0.030422 | 223.4285 | 3351.4272 | -0.22134 | -3.3201 | 0.082325 | 0.82192 | 0.082325 | 0.82192 | -0.048591 | -0.48513 | -0.048591 | -0.48513 | 7.9059 | 0.65982 | 7.9059 | 0.65982
234331-Premium T8 with T12 40 Watt Baseline - Tr2 | 0.3721 | 0.23994 | 0.56766 | 1879.0383 | 20669.4217 | -3.0773 | -33.8499 | 0.05664 | 0.48223 | 0.05664 | 0.48223 | 0.07126 | 0.60671 | 0.07126 | 0.60671 | 2.0963 | 2.9236 | 2.0963 | 2.9236
234126-Refrigeration - Efficient Evap Fan Motor Electronically Commutated Motor (ECM) | 0.03864 | 0.029902 | 0.045634 | 335.1427 | 5027.1408 | -0.33201 | -4.9802 | 0.082332 | 0.82193 | 0.082332 | 0.82193 | -0.048584 | -0.48502 | -0.048584 | -0.48502 | 7.9065 | 0.65986 | 7.9065 | 0.65986
234126-Refrigeration - Efficient Evap Fan Motor Electronically Commutated Motor (ECM) | 0.02576 | 0.019935 | 0.030422 | 223.4285 | 3351.4272 | -0.22134 | -3.3201 | 0.082968 | 0.82651 | 0.082968 | 0.82651 | -0.047945 | -0.47762 | -0.047945 | -0.47762 | 7.96 | 0.66433 | 7.96 | 0.66433
234330-Premium T8 with T12 40 Watt Baseline - Tr1 | 0.33363 | 0.21513 | 0.52212 | 1684.7735 | 18532.508 | -2.7591 | -30.3503 | 0.046114 | 0.39312 | 0.046114 | 0.39312 | 0.049404 | 0.42117 | 0.049404 | 0.42117 | 1.7431 | 1.8407 | 1.7431 | 1.8407
234332-Premium T8 with T12 40 Watt Baseline - Tr3 | 0.43514 | 0.24829 | 0.66919 | 2165.5042 | 23820.5463 | -2.7998 | -30.7979 | 0.039498 | 0.34833 | 0.039498 | 0.34833 | 0.070597 | 0.6226 | 0.070597 | 0.6226 | 1.6071 | 3.0787 | 1.6071 | 3.0787
234331-Premium T8 with T12 40 Watt Baseline - Tr2 | 1.29 | 0.8318 | 1.9679 | 6513.9996 | 71653.9951 | -10.6679 | -117.3464 | 0.0565 | 0.48166 | 0.0565 | 0.48166 | 0.071121 | 0.6063 | 0.071121 | 0.6063 | 2.0935 | 2.9198 | 2.0935 | 2.9198
234331-Premium T8 with T12 40 Watt Baseline - Tr2 | 0.096885 | 0.062474 | 0.15162 | 489.252 | 5381.7725 | -0.80124 | -8.8136 | 0.048777 | 0.41528 | 0.048777 | 0.41528 | 0.065622 | 0.55871 | 0.065622 | 0.55871 | 1.8194 | 2.5374 | 1.8194 | 2.5374
234304-Lighting-Remove 4 Ft Lamp (De-Lamp) - Tr2 | 0.31202 | 0.2012 | 0.48829 | 1575.6227 | 17331.8501 | -2.5804 | -28.3841 | 0.071302 | 0.60707 | 0.071302 | 0.60707 | 0.091739 | 0.78106 | 0.091739 | 0.78106 | 2.9269 | 6.5374 | 2.9269 | 6.5374
234126-Refrigeration - Efficient Evap Fan Motor Electronically Commutated Motor (ECM) | 0.02576 | 0.019935 | 0.030422 | 223.4285 | 3351.4272 | -0.22134 | -3.3201 | 0.082215 | 0.82178 | 0.082215 | 0.82178 | -0.048704 | -0.48682 | -0.048704 | -0.48682 | 7.8965 | 0.65903 | 7.8965 | 0.65903
234330-Premium T8 with T12 40 Watt Baseline - Tr1 | 0.27154 | 0.1751 | 0.27052 | 1371.2381 | 15083.6192 | -2.2457 | -24.7022 | 0.079716 | 0.6787 | 0.079716 | 0.6787 | 0.081232 | 0.6916 | 0.081232 | 0.6916 | 3.7882 | 4.0003 | 3.7882 | 4.0003
234330-Premium T8 with T12 40 Watt Baseline - Tr1 | 0.095198 | 0.05432 | 0.1464 | 473.7575 | 5211.333 | -0.61253 | -6.7378 | 0.042655 | 0.37618 | 0.042655 | 0.37618 | 0.045938 | 0.40513 | 0.045938 | 0.40513 | 1.6891 | 1.7836 | 1.6891 | 1.7836
234330-Premium T8 with T12 40 Watt Baseline - Tr1 | 0.54309 | 0.3502 | 0.54105 | 2742.4762 | 30167.2383 | -4.4913 | -49.4043 | 0.079716 | 0.6787 | 0.079716 | 0.6787 | 0.081232 | 0.6916 | 0.081232 | 0.6916 | 3.7882 | 4.0003 | 3.7882 | 4.0003
234303-Lighting-Remove 4 Ft Lamp (De-Lamp) - Tr1 | 1.8059 | 1.1645 | 1.7991 | 9119.2908 | 100312.1989 | -14.9345 | -164.2794 | 0.091156 | 0.7761 | 0.091156 | 0.7761 | 0.098128 | 0.83546 | 0.098128 | 0.83546 | 6.3153 | 10.6415 | 6.3153 | 10.6415
234304-Lighting-Remove 4 Ft Lamp (De-Lamp) - Tr2 | 2.2727 | 1.4655 | 3.9115 | 11476.5192 | 126241.7112 | -18.7949 | -206.7437 | 0.067936 | 0.58155 | 0.067936 | 0.58155 | 0.090071 | 0.77104 | 0.090071 | 0.77104 | 2.695 | 6.0193 | 2.695 | 6.0193
234330-Premium T8 with T12 40 Watt Baseline - Tr1 | 0.4796 | 0.30926 | 0.75054 | 2421.8618 | 26640.4803 | -3.9662 | -43.6286 | 0.046254 | 0.3938 | 0.046254 | 0.3938 | 0.049544 | 0.42181 | 0.049544 | 0.42181 | 1.7454 | 1.8431 | 1.7454 | 1.8431
234303-Lighting-Remove 4 Ft Lamp (De-Lamp) - Tr1 | 1.4561 | 0.93892 | 2.2787 | 7352.9061 | 80881.9672 | -12.0417 | -132.4589 | 0.071084 | 0.60521 | 0.071084 | 0.60521 | 0.086216 | 0.73404 | 0.086216 | 0.73404 | 2.9098 | 4.903 | 2.9098 | 4.903
234303-Lighting-Remove 4 Ft Lamp (De-Lamp) - Tr1 | 1.0723 | 0.69146 | 1.8456 | 5414.9774 | 59564.7511 | -8.868 | -97.5481 | 0.067699 | 0.57953 | 0.067699 | 0.57953 | 0.08409 | 0.71983 | 0.08409 | 0.71983 | 2.6792 | 4.5145 | 2.6792 | 4.5145
234300-Lighting-Remove 3 Ft Lamp (De-Lamp) - Tr1 | 0.18884 | 0.12177 | 0.32501 | 953.6035 | 10489.6389 | -1.5617 | -17.1787 | 0.072737 | 0.62265 | 0.072737 | 0.62265 | 0.08909 | 0.76264 | 0.08909 | 0.76264 | 3.0618 | 5.7071 | 3.0618 | 5.7071
234303-Lighting-Remove 4 Ft Lamp (De-Lamp) - Tr1 | 1.9366 | 1.2488 | 3.333 | 9779.2875 | 107572.1624 | -16.0154 | -176.169 | 0.067558 | 0.57907 | 0.067558 | 0.57907 | 0.083948 | 0.71956 | 0.083948 | 0.71956 | 2.6756 | 4.5085 | 2.6756 | 4.5085
234304-Lighting-Remove 4 Ft Lamp (De-Lamp) - Tr2 | 0.64019 | 0.41281 | 1.1018 | 3232.8223 | 35561.0454 | -5.2943 | -58.2377 | 0.067936 | 0.58155 | 0.067936 | 0.58155 | 0.090071 | 0.77104 | 0.090071 | 0.77104 | 2.695 | 6.0193 | 2.695 | 6.0193
234331-Premium T8 with T12 40 Watt Baseline - Tr2 | 0.29826 | 0.19233 | 0.48485 | 1506.1596 | 16567.7554 | -2.4666 | -27.1327 | 0.052007 | 0.44578 | 0.052007 | 0.44578 | 0.067817 | 0.58129 | 0.067817 | 0.58129 | 1.9309 | 2.6929 | 1.9309 | 2.6929
234304-Lighting-Remove 4 Ft Lamp (De-Lamp) - Tr2 | 0.96054 | 0.61938 | 1.5614 | 4850.5454 | 53355.9995 | -7.9436 | -87.3801 | 0.073147 | 0.62699 | 0.073147 | 0.62699 | 0.092327 | 0.79138 | 0.092327 | 0.79138 | 3.1063 | 6.938 | 3.1063 | 6.938
234295-Lighting-Occupancy Sensor-Wallbox Lghtng Snsr-Tr2 | 0.040637 | 0.026204 | 0.16913 | 205.2086 | 1641.6691 | 0 | 0 | 0.076362 | 0 | 0.076362 | 0 | 0.085485 | 0 | 0.085485 | 0 | 3.3616 | 4.683 | 3.3616 | 4.683
234330-Premium T8 with T12 40 Watt Baseline - Tr1 | 0.036038 | 0.023238 | 0.054978 | 181.9856 | 2001.8416 | -0.29803 | -3.2784 | 0.05445 | 0.46359 | 0.05445 | 0.46359 | 0.057306 | 0.4879 | 0.057306 | 0.4879 | 2.011 | 2.1236 | 2.011 | 2.1236
234303-Lighting-Remove 4 Ft Lamp (De-Lamp) - Tr1 | 0.059917 | 0.038636 | 0.091407 | 302.5696 | 3328.2651 | -0.49551 | -5.4506 | 0.076001 | 0.64707 | 0.076001 | 0.64707 | 0.089134 | 0.75888 | 0.089134 | 0.75888 | 3.3526 | 5.6492 | 3.3526 | 5.6492
234330-Premium T8 with T12 40 Watt Baseline - Tr1 | 0.20422 | 0.13168 | 0.31154 | 1031.2517 | 11343.7692 | -1.6889 | -18.5775 | 0.05445 | 0.46359 | 0.05445 | 0.46359 | 0.057306 | 0.4879 | 0.057306 | 0.4879 | 2.011 | 2.1236 | 2.011 | 2.1236
234330-Premium T8 with T12 40 Watt Baseline - Tr1 | 0.26428 | 0.17041 | 0.40317 | 1334.5611 | 14680.1719 | -2.1856 | -24.0414 | 0.054311 | 0.46299 | 0.054311 | 0.46299 | 0.057166 | 0.48733 | 0.057166 | 0.48733 | 2.0084 | 2.1209 | 2.0084 | 2.1209
234330-Premium T8 with T12 40 Watt Baseline - Tr1 | 0.30032 | 0.19365 | 0.45815 | 1516.5467 | 16682.0136 | -2.4836 | -27.3198 | 0.05445 | 0.46359 | 0.05445 | 0.46359 | 0.057306 | 0.4879 | 0.057306 | 0.4879 | 2.011 | 2.1236 | 2.011 | 2.1236
234303-Lighting-Remove 4 Ft Lamp (De-Lamp) - Tr1 | 0.7989 | 0.51515 | 1.2188 | 4034.2608 | 44376.8686 | -6.6068 | -72.6752 | 0.076001 | 0.64707 | 0.076001 | 0.64707 | 0.089134 | 0.75888 | 0.089134 | 0.75888 | 3.3526 | 5.6492 | 3.3526 | 5.6492
234331-Premium T8 with T12 40 Watt Baseline - Tr2 | 0.22326 | 0.14396 | 0.3406 | 1127.423 | 12401.653 | -1.8464 | -20.31 | 0.05664 | 0.48223 | 0.05664 | 0.48223 | 0.07126 | 0.60671 | 0.07126 | 0.60671 | 2.0963 | 2.9236 | 2.0963 | 2.9236
234304-Lighting-Remove 4 Ft Lamp (De-Lamp) - Tr2 | 0.15978 | 0.10303 | 0.24375 | 806.8522 | 8875.3737 | -1.3214 | -14.535 | 0.07619 | 0.64868 | 0.07619 | 0.64868 | 0.093927 | 0.79969 | 0.093927 | 0.79969 | 3.3724 | 7.5323 | 3.3724 | 7.5323
234307-Lighting-Remove 8 Ft Lamp (De-Lamp) - Tr2 | 0.26369 | 0.17004 | 0.40228 | 1331.602 | 14647.6217 | -2.1807 | -23.9881 | 0.088585 | 0.75421 | 0.088585 | 0.75421 | 0.096689 | 0.82321 | 0.096689 | 0.82321 | 5.4919 | 9.3233 | 5.4919 | 9.3233
234332-Premium T8 with T12 40 Watt Baseline - Tr3 | 0.41556 | 0.26797 | 0.63396 | 2098.5061 | 23083.5667 | -3.4367 | -37.8035 | 0.051564 | 0.43957 | 0.051564 | 0.43957 | 0.07862 | 0.67022 | 0.07862 | 0.67022 | 1.911 | 3.6608 | 1.911 | 3.6608
234332-Premium T8 with T12 40 Watt Baseline - Tr3 | 0.022463 | 0.014485 | 0.034268 | 113.4328 | 1247.7604 | -0.18577 | -2.0434 | 0.051564 | 0.43957 | 0.051564 | 0.43957 | 0.07862 | 0.67022 | 0.07862 | 0.67022 | 1.911 | 3.6608 | 1.911 | 3.6608
234331-Premium T8 with T12 40 Watt Baseline - Tr2 | 0.54575 | 0.35191 | 0.83257 | 2755.9229 | 30315.1518 | -4.5133 | -49.6466 | 0.05664 | 0.48223 | 0.05664 | 0.48223 | 0.07126 | 0.60671 | 0.07126 | 0.60671 | 2.0963 | 2.9236 | 2.0963 | 2.9236
234304-Lighting-Remove 4 Ft Lamp (De-Lamp) - Tr2 | 0.75895 | 0.48939 | 1.1578 | 3832.5477 | 42158.0251 | -6.2765 | -69.0414 | 0.07619 | 0.64868 | 0.07619 | 0.64868 | 0.093927 | 0.79969 | 0.093927 | 0.79969 | 3.3724 | 7.5323 | 3.3724 | 7.5323
234307-Lighting-Remove 8 Ft Lamp (De-Lamp) - Tr2 | 0.82404 | 0.53137 | 1.2571 | 4161.2562 | 45773.8177 | -6.8148 | -74.9629 | 0.088585 | 0.75421 | 0.088585 | 0.75421 | 0.096689 | 0.82321 | 0.096689 | 0.82321 | 5.4919 | 9.3233 | 5.4919 | 9.3233
234331-Premium T8 with T12 40 Watt Baseline - Tr2 | 0.24807 | 0.15996 | 0.37844 | 1252.6922 | 13779.6144 | -2.0515 | -22.5666 | 0.0565 | 0.48166 | 0.0565 | 0.48166 | 0.071121 | 0.6063 | 0.071121 | 0.6063 | 2.0935 | 2.9198 | 2.0935 | 2.9198
234330-Premium T8 with T12 40 Watt Baseline - Tr1 | 0.92777 | 0.59825 | 0.92429 | 4685.0635 | 51535.6988 | -7.6726 | -84.3991 | 0.079716 | 0.6787 | 0.079716 | 0.6787 | 0.081232 | 0.6916 | 0.081232 | 0.6916 | 3.7882 | 4.0003 | 3.7882 | 4.0003
234207-Lighting-8 Ft T-8 with Elec Ballast-Tr1 | 0.075061 | 0.048401 | 0.074779 | 379.0414 | 4169.4557 | -0.62075 | -6.8282 | 0.021257 | 0.18098 | 0.021257 | 0.18098 | 0.053892 | 0.45883 | 0.053892 | 0.45883 | 1.2442 | 1.9904 | 1.2442 | 1.9904
234331-Premium T8 with T12 40 Watt Baseline - Tr2 | 0.11842 | 0.076358 | 0.18531 | 597.9747 | 6577.722 | -0.97929 | -10.7722 | 0.048637 | 0.41463 | 0.048637 | 0.41463 | 0.065483 | 0.55824 | 0.065483 | 0.55824 | 1.817 | 2.5341 | 1.817 | 2.5341
234304-Lighting-Remove 4 Ft Lamp (De-Lamp) - Tr2 | 0.38135 | 0.24591 | 0.5968 | 1925.7611 | 21183.3724 | -3.1538 | -34.6916 | 0.071163 | 0.60666 | 0.071163 | 0.60666 | 0.0916 | 0.78088 | 0.0916 | 0.78088 | 2.9231 | 6.5289 | 2.9231 | 6.5289
234084-Refrigeration -Cooler/Freezer Door Gaskets - Solid Doors: Cooler | 2.0945 | 1.6209 | 2.0764 | 18166.608 | 72666.432 | 0 | 0 | 0.082824 | 0 | 0.082824 | 0 | 0.082824 | 0 | 0.082824 | 0 | 8.4836 | 8.4836 | 8.4836 | 8.4836
234330-Premium T8 with T12 40 Watt Baseline - Tr1 | 0.21623 | 0.13943 | 0.32987 | 1091.9136 | 12011.0498 | -1.7882 | -19.6703 | 0.054311 | 0.46299 | 0.054311 | 0.46299 | 0.057166 | 0.48733 | 0.057166 | 0.48733 | 2.0084 | 2.1209 | 2.0084 | 2.1209
234207-Lighting-8 Ft T-8 with Elec Ballast-Tr1 | 0.11954 | 0.077083 | 0.18237 | 603.6596 | 6640.2552 | -0.9886 | -10.8746 | -0.055811 | -0.47578 | -0.055811 | -0.47578 | 0.005665 | 0.048293 | 0.005665 | 0.048293 | 0.65965 | 1.0553 | 0.65965 | 1.0553
234332-Premium T8 with T12 40 Watt Baseline - Tr3 | 1.1231 | 0.72423 | 1.7134 | 5671.638 | 62388.0182 | -9.2883 | -102.1717 | 0.051703 | 0.4402 | 0.051703 | 0.4402 | 0.078759 | 0.67055 | 0.078759 | 0.67055 | 1.9134 | 3.6656 | 1.9134 | 3.6656
234330-Premium T8 with T12 40 Watt Baseline - Tr1 | 0.38441 | 0.24788 | 0.58643 | 1941.1798 | 21352.9773 | -3.179 | -34.9694 | 0.054311 | 0.46299 | 0.054311 | 0.46299 | 0.057166 | 0.48733 | 0.057166 | 0.48733 | 2.0084 | 2.1209 | 2.0084 | 2.1209
234330-Premium T8 with T12 40 Watt Baseline - Tr1 | 0.36038 | 0.23238 | 0.54978 | 1819.856 | 20018.4163 | -2.9803 | -32.7838 | 0.054311 | 0.46299 | 0.054311 | 0.46299 | 0.057166 | 0.48733 | 0.057166 | 0.48733 | 2.0084 | 2.1209 | 2.0084 | 2.1209
234085-Refrigeration -Strip Curtains for Walk-ins | 1.0808 | 0.83641 | 1.0685 | 9374.4 | 37497.6 | 0 | 0 | 0.091995 | 0 | 0.091995 | 0 | 0.092025 | 0 | 0.092025 | 0 | 49.5171 | 50.3094 | 49.5171 | 50.3094
234331-Premium T8 with T12 40 Watt Baseline - Tr2 | 0.49519 | 0.31931 | 0.77495 | 2500.6216 | 27506.8374 | -4.0952 | -45.0474 | 0.048637 | 0.41463 | 0.048637 | 0.41463 | 0.065483 | 0.55824 | 0.065483 | 0.55824 | 1.817 | 2.5341 | 1.817 | 2.5341
234330-Premium T8 with T12 40 Watt Baseline - Tr1 | 0.57861 | 0.33015 | 0.87799 | 2879.48 | 31674.2803 | -4.3659 | -48.0249 | 0.045197 | 0.39165 | 0.045197 | 0.39165 | 0.048443 | 0.41977 | 0.048443 | 0.41977 | 1.7383 | 1.8356 | 1.7383 | 1.8356
234331-Premium T8 with T12 40 Watt Baseline - Tr2 | 0.29768 | 0.19195 | 0.45413 | 1503.2307 | 16535.5373 | -2.4618 | -27.0799 | 0.0565 | 0.48166 | 0.0565 | 0.48166 | 0.071121 | 0.6063 | 0.071121 | 0.6063 | 2.0935 | 2.9198 | 2.0935 | 2.9198
234331-Premium T8 with T12 40 Watt Baseline - Tr2 | 0.11842 | 0.076358 | 0.18531 | 597.9747 | 6577.722 | -0.97929 | -10.7722 | 0.048637 | 0.41463 | 0.048637 | 0.41463 | 0.065483 | 0.55824 | 0.065483 | 0.55824 | 1.817 | 2.5341 | 1.817 | 2.5341
234304-Lighting-Remove 4 Ft Lamp (De-Lamp) - Tr2 | 0.38135 | 0.24591 | 0.5968 | 1925.7611 | 21183.3724 | -3.1538 | -34.6916 | 0.071163 | 0.60666 | 0.071163 | 0.60666 | 0.0916 | 0.78088 | 0.0916 | 0.78088 | 2.9231 | 6.5289 | 2.9231 | 6.5289
234331-Premium T8 with T12 40 Watt Baseline - Tr2 | 0.18301 | 0.11801 | 0.28639 | 924.1428 | 10165.5703 | -1.5135 | -16.648 | 0.04834 | 0.41435 | 0.04834 | 0.41435 | 0.065188 | 0.55876 | 0.065188 | 0.55876 | 1.812 | 2.5271 | 1.812 | 2.5271
234304-Lighting-Remove 4 Ft Lamp (De-Lamp) - Tr2 | 0.58937 | 0.38004 | 0.92232 | 2976.1763 | 32737.9391 | -4.874 | -53.6143 | 0.070868 | 0.60745 | 0.070868 | 0.60745 | 0.091306 | 0.78263 | 0.091306 | 0.78263 | 2.915 | 6.5107 | 2.915 | 6.5107
234331-Premium T8 with T12 40 Watt Baseline - Tr2 | 0.1188 | 0.076606 | 0.17143 | 599.9231 | 6599.1537 | -0.98248 | -10.8073 | 0.054225 | 0.46226 | 0.054225 | 0.46226 | 0.06949 | 0.59239 | 0.06949 | 0.59239 | 2.0052 | 2.7966 | 2.0052 | 2.7966
234304-Lighting-Remove 4 Ft Lamp (De-Lamp) - Tr2 | 0.3826 | 0.24671 | 0.55208 | 1932.0357 | 21252.3925 | -3.1641 | -34.8047 | 0.074637 | 0.63627 | 0.074637 | 0.63627 | 0.093155 | 0.79413 | 0.093155 | 0.79413 | 3.2259 | 7.2052 | 3.2259 | 7.2052
234331-Premium T8 with T12 40 Watt Baseline - Tr2 | 0.091503 | 0.059004 | 0.1432 | 462.0714 | 5082.7852 | -0.75673 | -8.324 | 0.048637 | 0.41463 | 0.048637 | 0.41463 | 0.065483 | 0.55824 | 0.065483 | 0.55824 | 1.817 | 2.5341 | 1.817 | 2.5341
234304-Lighting-Remove 4 Ft Lamp (De-Lamp) - Tr2 | 0.29468 | 0.19002 | 0.46116 | 1488.0881 | 16368.9695 | -2.437 | -26.8072 | 0.071163 | 0.60666 | 0.071163 | 0.60666 | 0.0916 | 0.78088 | 0.0916 | 0.78088 | 2.9231 | 6.5289 | 2.9231 | 6.5289
234331-Premium T8 with T12 40 Watt Baseline - Tr2 | 0.19377 | 0.12495 | 0.30324 | 978.5041 | 10763.5451 | -1.6025 | -17.6273 | 0.048637 | 0.41463 | 0.048637 | 0.41463 | 0.065483 | 0.55824 | 0.065483 | 0.55824 | 1.817 | 2.5341 | 1.817 | 2.5341
234304-Lighting-Remove 4 Ft Lamp (De-Lamp) - Tr2 | 0.43336 | 0.27944 | 0.67818 | 2188.3649 | 24072.014 | -3.5838 | -39.4223 | 0.071163 | 0.60666 | 0.071163 | 0.60666 | 0.0916 | 0.78088 | 0.0916 | 0.78088 | 2.9231 | 6.5289 | 2.9231 | 6.5289
234331-Premium T8 with T12 40 Watt Baseline - Tr2 | 0.15071 | 0.097182 | 0.23585 | 761.0587 | 8371.6462 | -1.2464 | -13.7101 | 0.048637 | 0.41463 | 0.048637 | 0.41463 | 0.065483 | 0.55824 | 0.065483 | 0.55824 | 1.817 | 2.5341 | 1.817 | 2.5341
234304-Lighting-Remove 4 Ft Lamp (De-Lamp) - Tr2 | 0.24268 | 0.15649 | 0.37978 | 1225.4844 | 13480.3279 | -2.007 | -22.0765 | 0.071163 | 0.60666 | 0.071163 | 0.60666 | 0.0916 | 0.78088 | 0.0916 | 0.78088 | 2.9231 | 6.5289 | 2.9231 | 6.5289
234328-Premium T8 with T12 34Watt Baseline - Tr2 | 0.17851 | 0.11511 | 0.27936 | 901.4565 | 9916.0218 | -1.4763 | -16.2393 | 0.044255 | 0.37679 | 0.044255 | 0.37679 | 0.076131 | 0.64818 | 0.076131 | 0.64818 | 1.6909 | 3.3662 | 1.6909 | 3.3662
234304-Lighting-Remove 4 Ft Lamp (De-Lamp) - Tr2 | 0.31202 | 0.2012 | 0.48829 | 1575.6227 | 17331.8501 | -2.5804 | -28.3841 | 0.071302 | 0.60707 | 0.071302 | 0.60707 | 0.091739 | 0.78106 | 0.091739 | 0.78106 | 2.9269 | 6.5374 | 2.9269 | 6.5374
234328-Premium T8 with T12 34Watt Baseline - Tr2 | 0.19835 | 0.1279 | 0.3104 | 1001.6184 | 11017.802 | -1.6403 | -18.0437 | 0.044115 | 0.37608 | 0.044115 | 0.37608 | 0.075992 | 0.64782 | 0.075992 | 0.64782 | 1.6887 | 3.3618 | 1.6887 | 3.3618
234304-Lighting-Remove 4 Ft Lamp (De-Lamp) - Tr2 | 0.69337 | 0.4471 | 1.0851 | 3501.3839 | 38515.2225 | -5.7342 | -63.0757 | 0.071163 | 0.60666 | 0.071163 | 0.60666 | 0.0916 | 0.78088 | 0.0916 | 0.78088 | 2.9231 | 6.5289 | 2.9231 | 6.5289
234328-Premium T8 with T12 34Watt Baseline - Tr2 | 0.079339 | 0.05116 | 0.12416 | 400.6473 | 4407.1208 | -0.65613 | -7.2175 | 0.043484 | 0.37405 | 0.043484 | 0.37405 | 0.075365 | 0.64829 | 0.075365 | 0.64829 | 1.6788 | 3.342 | 1.6788 | 3.342
234304-Lighting-Remove 4 Ft Lamp (De-Lamp) - Tr2 | 0.27735 | 0.17884 | 0.43404 | 1400.5535 | 15406.089 | -2.2937 | -25.2303 | 0.070535 | 0.60675 | 0.070535 | 0.60675 | 0.090975 | 0.78257 | 0.090975 | 0.78257 | 2.9059 | 6.4904 | 2.9059 | 6.4904
234331-Premium T8 with T12 40 Watt Baseline - Tr2 | 0.16148 | 0.10412 | 0.2527 | 815.4201 | 8969.6209 | -1.3354 | -14.6894 | 0.048006 | 0.41295 | 0.048006 | 0.41295 | 0.064855 | 0.55788 | 0.064855 | 0.55788 | 1.8063 | 2.5192 | 1.8063 | 2.5192
234304-Lighting-Remove 4 Ft Lamp (De-Lamp) - Tr2 | 0.52003 | 0.33533 | 0.81382 | 2626.0379 | 28886.4168 | -4.3006 | -47.3068 | 0.070535 | 0.60675 | 0.070535 | 0.60675 | 0.090975 | 0.78257 | 0.090975 | 0.78257 | 2.9059 | 6.4904 | 2.9059 | 6.4904
234331-Premium T8 with T12 40 Watt Baseline - Tr2 | 0.16148 | 0.10412 | 0.2527 | 815.4201 | 8969.6209 | -1.3354 | -14.6894 | 0.048637 | 0.41463 | 0.048637 | 0.41463 | 0.065483 | 0.55824 | 0.065483 | 0.55824 | 1.817 | 2.5341 | 1.817 | 2.5341
234304-Lighting-Remove 4 Ft Lamp (De-Lamp) - Tr2 | 0.52003 | 0.33533 | 0.81382 | 2626.0379 | 28886.4168 | -4.3006 | -47.3068 | 0.071163 | 0.60666 | 0.071163 | 0.60666 | 0.0916 | 0.78088 | 0.0916 | 0.78088 | 2.9231 | 6.5289 | 2.9231 | 6.5289
234331-Premium T8 with T12 40 Watt Baseline - Tr2 | 0.34448 | 0.22213 | 0.5391 | 1739.5628 | 19135.1912 | -2.8489 | -31.3374 | 0.048637 | 0.41463 | 0.048637 | 0.41463 | 0.065483 | 0.55824 | 0.065483 | 0.55824 | 1.817 | 2.5341 | 1.817 | 2.5341
234304-Lighting-Remove 4 Ft Lamp (De-Lamp) - Tr2 | 1.1094 | 0.71537 | 1.7361 | 5602.2142 | 61624.3559 | -9.1746 | -100.9211 | 0.071163 | 0.60666 | 0.071163 | 0.60666 | 0.0916 | 0.78088 | 0.0916 | 0.78088 | 2.9231 | 6.5289 | 2.9231 | 6.5289
234331-Premium T8 with T12 40 Watt Baseline - Tr2 | 0.16148 | 0.10412 | 0.2527 | 815.4201 | 8969.6209 | -1.3354 | -14.6894 | 0.048637 | 0.41463 | 0.048637 | 0.41463 | 0.065483 | 0.55824 | 0.065483 | 0.55824 | 1.817 | 2.5341 | 1.817 | 2.5341
234304-Lighting-Remove 4 Ft Lamp (De-Lamp) - Tr2 | 0.26001 | 0.16766 | 0.40691 | 1313.0189 | 14443.2084 | -2.1503 | -23.6534 | 0.071163 | 0.60666 | 0.071163 | 0.60666 | 0.0916 | 0.78088 | 0.0916 | 0.78088 | 2.9231 | 6.5289 | 2.9231 | 6.5289
234328-Premium T8 with T12 34Watt Baseline - Tr2 | 0.089257 | 0.057555 | 0.13968 | 450.7283 | 4958.0109 | -0.73815 | -8.1196 | 0.043484 | 0.37405 | 0.043484 | 0.37405 | 0.075365 | 0.64829 | 0.075365 | 0.64829 | 1.6788 | 3.342 | 1.6788 | 3.342
234304-Lighting-Remove 4 Ft Lamp (De-Lamp) - Tr2 | 0.31202 | 0.2012 | 0.48829 | 1575.6227 | 17331.8501 | -2.5804 | -28.3841 | 0.070535 | 0.60675 | 0.070535 | 0.60675 | 0.090975 | 0.78257 | 0.090975 | 0.78257 | 2.9059 | 6.4904 | 2.9059 | 6.4904
234331-Premium T8 with T12 40 Watt Baseline - Tr2 | 0.12918 | 0.083299 | 0.20216 | 652.3361 | 7175.6967 | -1.0683 | -11.7515 | 0.048637 | 0.41463 | 0.048637 | 0.41463 | 0.065483 | 0.55824 | 0.065483 | 0.55824 | 1.817 | 2.5341 | 1.817 | 2.5341
234304-Lighting-Remove 4 Ft Lamp (De-Lamp) - Tr2 | 0.41602 | 0.26826 | 0.65105 | 2100.8303 | 23109.1335 | -3.4405 | -37.8454 | 0.071163 | 0.60666 | 0.071163 | 0.60666 | 0.0916 | 0.78088 | 0.0916 | 0.78088 | 2.9231 | 6.5289 | 2.9231 | 6.5289
234331-Premium T8 with T12 40 Watt Baseline - Tr2 | 0.13995 | 0.090241 | 0.21901 | 706.6974 | 7773.6714 | -1.1573 | -12.7308 | 0.048637 | 0.41463 | 0.048637 | 0.41463 | 0.065483 | 0.55824 | 0.065483 | 0.55824 | 1.817 | 2.5341 | 1.817 | 2.5341
234304-Lighting-Remove 4 Ft Lamp (De-Lamp) - Tr2 | 0.45069 | 0.29062 | 0.70531 | 2275.8995 | 25034.8946 | -3.7272 | -40.9992 | 0.071163 | 0.60666 | 0.071163 | 0.60666 | 0.0916 | 0.78088 | 0.0916 | 0.78088 | 2.9231 | 6.5289 | 2.9231 | 6.5289
234331-Premium T8 with T12 40 Watt Baseline - Tr2 | 0.11382 | 0.073396 | 0.13298 | 574.7854 | 6322.6389 | -0.94132 | -10.3545 | 0.0008934 | 0.0076578 | 0.0008934 | 0.0076578 | 0.031167 | 0.26715 | 0.031167 | 0.26715 | 1.0084 | 1.4063 | 1.0084 | 1.4063
234304-Lighting-Remove 4 Ft Lamp (De-Lamp) - Tr2 | 0.15434 | 0.099525 | 0.18032 | 779.4023 | 8573.425 | -1.2764 | -14.0405 | 0.041375 | 0.35465 | 0.041375 | 0.35465 | 0.078102 | 0.66945 | 0.078102 | 0.66945 | 1.6222 | 3.6232 | 1.6222 | 3.6232
234331-Premium T8 with T12 40 Watt Baseline - Tr2 | 2.1242 | 1.2121 | 3.2233 | 10571.0992 | 116282.0913 | -16.028 | -176.308 | 0.04749 | 0.4134 | 0.04749 | 0.4134 | 0.06411 | 0.55807 | 0.06411 | 0.55807 | 1.8086 | 2.5224 | 1.8086 | 2.5224
234307-Lighting-Remove 8 Ft Lamp (De-Lamp) - Tr2 | 3.8221 | 2.1809 | 5.7997 | 19020.9554 | 209230.5099 | -28.8398 | -317.2373 | 0.083804 | 0.72951 | 0.083804 | 0.72951 | 0.093016 | 0.8097 | 0.093016 | 0.8097 | 4.7382 | 8.0438 | 4.7382 | 8.0438
234330-Premium T8 with T12 40 Watt Baseline - Tr1 | 1.0155 | 0.57941 | 1.5616 | 5053.4138 | 55587.5515 | -6.5336 | -71.8699 | 0.042655 | 0.37618 | 0.042655 | 0.37618 | 0.045938 | 0.40513 | 0.045938 | 0.40513 | 1.6891 | 1.7836 | 1.6891 | 1.7836
234207-Lighting-8 Ft T-8 with Elec Ballast-Tr1 | 0.043858 | 0.025025 | 0.067448 | 218.2623 | 2400.8851 | -0.28219 | -3.1041 | -0.08392 | -0.74009 | -0.08392 | -0.74009 | -0.013259 | -0.11693 | -0.013259 | -0.11693 | 0.55475 | 0.88746 | 0.55475 | 0.88746
234331-Premium T8 with T12 40 Watt Baseline - Tr2 | 1.8357 | 1.1837 | 2.8005 | 9269.9224 | 101969.1469 | -15.1812 | -166.993 | 0.05664 | 0.48223 | 0.05664 | 0.48223 | 0.07126 | 0.60671 | 0.07126 | 0.60671 | 2.0963 | 2.9236 | 2.0963 | 2.9236
234330-Premium T8 with T12 40 Watt Baseline - Tr1 | 0.26428 | 0.17041 | 0.40317 | 1334.5611 | 14680.1719 | -2.1856 | -24.0414 | 0.05445 | 0.46359 | 0.05445 | 0.46359 | 0.057306 | 0.4879 | 0.057306 | 0.4879 | 2.011 | 2.1236 | 2.011 | 2.1236
234331-Premium T8 with T12 40 Watt Baseline - Tr2 | 0.075355 | 0.048591 | 0.11793 | 380.5294 | 4185.8231 | -0.62319 | -6.855 | 0.048777 | 0.41528 | 0.048777 | 0.41528 | 0.065622 | 0.55871 | 0.065622 | 0.55871 | 1.8194 | 2.5374 | 1.8194 | 2.5374
234304-Lighting-Remove 4 Ft Lamp (De-Lamp) - Tr2 | 0.24268 | 0.15649 | 0.37978 | 1225.4844 | 13480.3279 | -2.007 | -22.0765 | 0.071302 | 0.60707 | 0.071302 | 0.60707 | 0.091739 | 0.78106 | 0.091739 | 0.78106 | 2.9269 | 6.5374 | 2.9269 | 6.5374
234330-Premium T8 with T12 40 Watt Baseline - Tr1 | 0.43246 | 0.27886 | 0.65974 | 2183.8272 | 24022.0995 | -3.5764 | -39.3406 | 0.05445 | 0.46359 | 0.05445 | 0.46359 | 0.057306 | 0.4879 | 0.057306 | 0.4879 | 2.011 | 2.1236 | 2.011 | 2.1236
234330-Premium T8 with T12 40 Watt Baseline - Tr1 | 1.7058 | 1.1 | 2.6023 | 8613.9852 | 94753.837 | -14.107 | -155.1766 | 0.05445 | 0.46359 | 0.05445 | 0.46359 | 0.057306 | 0.4879 | 0.057306 | 0.4879 | 2.011 | 2.1236 | 2.011 | 2.1236
234331-Premium T8 with T12 40 Watt Baseline - Tr2 | 0.12403 | 0.07998 | 0.18922 | 626.3461 | 6889.8072 | -1.0258 | -11.2833 | 0.0565 | 0.48166 | 0.0565 | 0.48166 | 0.071121 | 0.6063 | 0.071121 | 0.6063 | 2.0935 | 2.9198 | 2.0935 | 2.9198
234331-Premium T8 with T12 40 Watt Baseline - Tr2 | 0.3721 | 0.23994 | 0.56766 | 1879.0383 | 20669.4217 | -3.0773 | -33.8499 | 0.0565 | 0.48166 | 0.0565 | 0.48166 | 0.071121 | 0.6063 | 0.071121 | 0.6063 | 2.0935 | 2.9198 | 2.0935 | 2.9198
234331-Premium T8 with T12 40 Watt Baseline - Tr2 | 0.086824 | 0.055986 | 0.13245 | 438.4423 | 4822.8651 | -0.71803 | -7.8983 | 0.055871 | 0.4806 | 0.055871 | 0.4806 | 0.070493 | 0.60639 | 0.070493 | 0.60639 | 2.0812 | 2.9026 | 2.0812 | 2.9026
234304-Lighting-Remove 4 Ft Lamp (De-Lamp) - Tr2 | 0.27961 | 0.1803 | 0.42657 | 1411.9913 | 15531.904 | -2.3124 | -25.4363 | 0.075424 | 0.6488 | 0.075424 | 0.6488 | 0.093163 | 0.8014 | 0.093163 | 0.8014 | 3.3482 | 7.4782 | 3.3482 | 7.4782
234208-Lighting-8 Ft T-8 with Elec Ballast-Tr2 | 0.19113 | 0.12325 | 0.29158 | 965.1648 | 10616.8132 | -1.5806 | -17.387 | -0.053848 | -0.46321 | -0.053848 | -0.46321 | 0.031404 | 0.27014 | 0.031404 | 0.27014 | 0.66635 | 1.4125 | 0.66635 | 1.4125
234330-Premium T8 with T12 40 Watt Baseline - Tr1 | 0.34406 | 0.22186 | 0.53843 | 1737.4226 | 19111.6489 | -2.8453 | -31.2988 | 0.046254 | 0.3938 | 0.046254 | 0.3938 | 0.049544 | 0.42181 | 0.049544 | 0.42181 | 1.7454 | 1.8431 | 1.7454 | 1.8431
234303-Lighting-Remove 4 Ft Lamp (De-Lamp) - Tr1 | 1.1441 | 0.73772 | 1.7904 | 5777.2834 | 63550.1171 | -9.4614 | -104.0749 | 0.071084 | 0.60521 | 0.071084 | 0.60521 | 0.086216 | 0.73404 | 0.086216 | 0.73404 | 2.9098 | 4.903 | 2.9098 | 4.903
234330-Premium T8 with T12 40 Watt Baseline - Tr1 | 0.4796 | 0.30926 | 0.75054 | 2421.8618 | 26640.4803 | -3.9662 | -43.6286 | 0.046254 | 0.3938 | 0.046254 | 0.3938 | 0.049544 | 0.42181 | 0.049544 | 0.42181 | 1.7454 | 1.8431 | 1.7454 | 1.8431
234303-Lighting-Remove 4 Ft Lamp (De-Lamp) - Tr1 | 0.93605 | 0.60359 | 1.4649 | 4726.8682 | 51995.5503 | -7.7411 | -85.1522 | 0.071084 | 0.60521 | 0.071084 | 0.60521 | 0.086216 | 0.73404 | 0.086216 | 0.73404 | 2.9098 | 4.903 | 2.9098 | 4.903
234330-Premium T8 with T12 40 Watt Baseline - Tr1 | 0.4796 | 0.30926 | 0.75054 | 2421.8618 | 26640.4803 | -3.9662 | -43.6286 | 0.046254 | 0.3938 | 0.046254 | 0.3938 | 0.049544 | 0.42181 | 0.049544 | 0.42181 | 1.7454 | 1.8431 | 1.7454 | 1.8431
234303-Lighting-Remove 4 Ft Lamp (De-Lamp) - Tr1 | 0.93605 | 0.60359 | 1.4649 | 4726.8682 | 51995.5503 | -7.7411 | -85.1522 | 0.071084 | 0.60521 | 0.071084 | 0.60521 | 0.086216 | 0.73404 | 0.086216 | 0.73404 | 2.9098 | 4.903 | 2.9098 | 4.903
234084-Refrigeration -Cooler/Freezer Door Gaskets - Solid Doors: Cooler | 0.67116 | 0.5194 | 0.66538 | 5821.344 | 23285.376 | 0 | 0 | 0.082935 | 0 | 0.082935 | 0 | 0.082935 | 0 | 0.082935 | 0 | 8.4937 | 8.4937 | 8.4937 | 8.4937
234116-Refrigeration -Cooler/Freezer Door Gaskets - Solid Doors: Freezer | 0.63645 | 0.49253 | 0.63096 | 5520.24 | 22080.96 | 0 | 0 | 0.082935 | 0 | 0.082935 | 0 | 0.082935 | 0 | 0.082935 | 0 | 8.4937 | 8.4937 | 8.4937 | 8.4937
234330-Premium T8 with T12 40 Watt Baseline - Tr1 | 0.67338 | 0.41764 | 1.0842 | 3637.2468 | 40009.715 | -5.8847 | -64.7313 | 0.053548 | 0.46539 | 0.053548 | 0.46539 | 0.056334 | 0.4896 | 0.056334 | 0.4896 | 2.019 | 2.132 | 2.019 | 2.132
234303-Lighting-Remove 4 Ft Lamp (De-Lamp) - Tr1 | 0.74638 | 0.46291 | 1.2018 | 4031.5283 | 44346.8114 | -6.5226 | -71.7482 | 0.074576 | 0.64815 | 0.074576 | 0.64815 | 0.087391 | 0.75952 | 0.087391 | 0.75952 | 3.3658 | 5.6715 | 3.3658 | 5.6715
234330-Premium T8 with T12 40 Watt Baseline - Tr1 | 0.27154 | 0.1751 | 0.27052 | 1371.2381 | 15083.6192 | -2.2457 | -24.7022 | 0.079716 | 0.6787 | 0.079716 | 0.6787 | 0.081232 | 0.6916 | 0.081232 | 0.6916 | 3.7882 | 4.0003 | 3.7882 | 4.0003
234330-Premium T8 with T12 40 Watt Baseline - Tr1 | 1.403 | 0.90467 | 1.3977 | 7084.7302 | 77932.0323 | -11.6025 | -127.6279 | 0.07895 | 0.67913 | 0.07895 | 0.67913 | 0.080466 | 0.69217 | 0.080466 | 0.69217 | 3.761 | 3.9716 | 3.761 | 3.9716
234330-Premium T8 with T12 40 Watt Baseline - Tr1 | 1.0009 | 0.6454 | 1.5663 | 5054.3204 | 55597.5241 | -8.2774 | -91.051 | 0.046254 | 0.3938 | 0.046254 | 0.3938 | 0.049544 | 0.42181 | 0.049544 | 0.42181 | 1.7454 | 1.8431 | 1.7454 | 1.8431
234303-Lighting-Remove 4 Ft Lamp (De-Lamp) - Tr1 | 3.3282 | 2.1461 | 5.2084 | 16806.6425 | 184873.0678 | -27.5239 | -302.7632 | 0.071084 | 0.60521 | 0.071084 | 0.60521 | 0.086216 | 0.73404 | 0.086216 | 0.73404 | 2.9098 | 4.903 | 2.9098 | 4.903
234049-Lighting-LED Exit Sign New Sign | 0.50048 | 0.49723 | 0 | 4384.3618 | 70149.7885 | 0 | 0 | 0.076914 | 0 | 0.076914 | 0 | 0.08281 | 0 | 0.08281 | 0 | 4.951 | 7.1024 | 4.951 | 7.1024
234330-Premium T8 with T12 40 Watt Baseline - Tr1 | 0.33848 | 0.19314 | 0.52054 | 1684.4713 | 18529.1838 | -2.1779 | -23.9566 | 0.042655 | 0.37618 | 0.042655 | 0.37618 | 0.045938 | 0.40513 | 0.045938 | 0.40513 | 1.6891 | 1.7836 | 1.6891 | 1.7836
234330-Premium T8 with T12 40 Watt Baseline - Tr1 | 1.0331 | 0.66617 | 1.576 | 5216.9206 | 57386.1266 | -8.5437 | -93.9802 | 0.054311 | 0.46299 | 0.054311 | 0.46299 | 0.057166 | 0.48733 | 0.057166 | 0.48733 | 2.0084 | 2.1209 | 2.0084 | 2.1209
234330-Premium T8 with T12 40 Watt Baseline - Tr1 | 0.55259 | 0.35632 | 0.843 | 2790.4459 | 30694.9049 | -4.5699 | -50.2685 | 0.054311 | 0.46299 | 0.054311 | 0.46299 | 0.057166 | 0.48733 | 0.057166 | 0.48733 | 2.0084 | 2.1209 | 2.0084 | 2.1209
234330-Premium T8 with T12 40 Watt Baseline - Tr1 | 0.57661 | 0.37181 | 0.87965 | 2911.7696 | 32029.466 | -4.7686 | -52.4541 | 0.05445 | 0.46359 | 0.05445 | 0.46359 | 0.057306 | 0.4879 | 0.057306 | 0.4879 | 2.011 | 2.1236 | 2.011 | 2.1236
234330-Premium T8 with T12 40 Watt Baseline - Tr1 | 0.58907 | 0.37985 | 0.92186 | 2974.6781 | 32721.4595 | -4.8716 | -53.5873 | 0.046254 | 0.3938 | 0.046254 | 0.3938 | 0.049544 | 0.42181 | 0.049544 | 0.42181 | 1.7454 | 1.8431 | 1.7454 | 1.8431
234303-Lighting-Remove 4 Ft Lamp (De-Lamp) - Tr1 | 1.3347 | 0.86068 | 2.0888 | 6740.1639 | 74141.8032 | -11.0382 | -121.4207 | 0.071084 | 0.60521 | 0.071084 | 0.60521 | 0.086216 | 0.73404 | 0.086216 | 0.73404 | 2.9098 | 4.903 | 2.9098 | 4.903
234049-Lighting-LED Exit Sign New Sign | 0.038498 | 0.038248 | 0 | 337.2586 | 5396.1376 | 0 | 0 | 0.076914 | 0 | 0.076914 | 0 | 0.08281 | 0 | 0.08281 | 0 | 4.951 | 7.1024 | 4.951 | 7.1024
234332-Premium T8 with T12 40 Watt Baseline - Tr3 | 0.099002 | 0.063839 | 0.17039 | 499.9413 | 5499.3548 | -0.81874 | -9.0062 | 0.037531 | 0.31995 | 0.037531 | 0.31995 | 0.071295 | 0.60778 | 0.071295 | 0.60778 | 1.5313 | 2.9336 | 1.5313 | 2.9336
234305-Lighting-Remove 4 Ft Lamp (De-Lamp) - Tr3 | 0.17605 | 0.11352 | 0.303 | 889.0261 | 9779.2875 | -1.4559 | -16.0154 | 0.068297 | 0.58222 | 0.068297 | 0.58222 | 0.095407 | 0.81333 | 0.095407 | 0.81333 | 2.713 | 8.477 | 2.713 | 8.477
234296-Lighting-Occupancy Sensor-Wallbox Lghtng Snsr-Tr3 | 0.040637 | 0.026204 | 0.16913 | 205.2086 | 1641.6691 | 0 | 0 | 0.076535 | 0 | 0.076535 | 0 | 0.092158 | 0 | 0.092158 | 0 | 3.387 | 6.6053 | 3.387 | 6.6053
234330-Premium T8 with T12 40 Watt Baseline - Tr1 | 0.2959 | 0.19081 | 0.3457 | 1494.2514 | 16436.7649 | -2.4471 | -26.9182 | -0.0031989 | -0.027235 | -0.0031989 | -0.027235 | 0.0027129 | 0.023098 | 0.0027129 | 0.023098 | 0.97131 | 1.0257 | 0.97131 | 1.0257
234303-Lighting-Remove 4 Ft Lamp (De-Lamp) - Tr1 | 0.98394 | 0.63447 | 1.1495 | 4968.6895 | 54655.5842 | -8.1371 | -89.5084 | 0.04142 | 0.35265 | 0.04142 | 0.35265 | 0.068612 | 0.58416 | 0.068612 | 0.58416 | 1.6193 | 2.7285 | 1.6193 | 2.7285
234331-Premium T8 with T12 40 Watt Baseline - Tr2 | 0.32295 | 0.20825 | 0.5054 | 1630.8402 | 17939.2418 | -2.6708 | -29.3788 | 0.048637 | 0.41463 | 0.048637 | 0.41463 | 0.065483 | 0.55824 | 0.065483 | 0.55824 | 1.817 | 2.5341 | 1.817 | 2.5341
234304-Lighting-Remove 4 Ft Lamp (De-Lamp) - Tr2 | 1.0401 | 0.67066 | 1.6276 | 5252.0758 | 57772.8337 | -8.6012 | -94.6135 | 0.071163 | 0.60666 | 0.071163 | 0.60666 | 0.0916 | 0.78088 | 0.0916 | 0.78088 | 2.9231 | 6.5289 | 2.9231 | 6.5289
234331-Premium T8 with T12 40 Watt Baseline - Tr2 | 0.26913 | 0.17354 | 0.42117 | 1359.0335 | 14949.3681 | -2.2257 | -24.4823 | 0.048637 | 0.41463 | 0.048637 | 0.41463 | 0.065483 | 0.55824 | 0.065483 | 0.55824 | 1.817 | 2.5341 | 1.817 | 2.5341
234304-Lighting-Remove 4 Ft Lamp (De-Lamp) - Tr2 | 0.86671 | 0.55888 | 1.3564 | 4376.7298 | 48144.0281 | -7.1677 | -78.8446 | 0.071163 | 0.60666 | 0.071163 | 0.60666 | 0.0916 | 0.78088 | 0.0916 | 0.78088 | 2.9231 | 6.5289 | 2.9231 | 6.5289
234330-Premium T8 with T12 40 Watt Baseline - Tr1 | 1.4656 | 0.94503 | 2.2358 | 7400.7478 | 81408.2261 | -12.1201 | -133.3208 | 0.05445 | 0.46359 | 0.05445 | 0.46359 | 0.057306 | 0.4879 | 0.057306 | 0.4879 | 2.011 | 2.1236 | 2.011 | 2.1236
234331-Premium T8 with T12 40 Watt Baseline - Tr2 | 0.16492 | 0.10312 | 0.25584 | 852.8913 | 9381.8043 | -0.24803 | -2.7284 | 0.051065 | 0.43874 | 0.051065 | 0.43874 | 0.066986 | 0.57552 | 0.066986 | 0.57552 | 1.9076 | 2.6605 | 1.9076 | 2.6605
234304-Lighting-Remove 4 Ft Lamp (De-Lamp) - Tr2 | 0.53112 | 0.3321 | 0.82392 | 2746.7129 | 30213.8422 | -0.79879 | -8.7867 | 0.072354 | 0.62165 | 0.072354 | 0.62165 | 0.091668 | 0.78759 | 0.091668 | 0.78759 | 3.0689 | 6.8545 | 3.0689 | 6.8545
234331-Premium T8 with T12 40 Watt Baseline - Tr2 | 0.49614 | 0.31992 | 0.75688 | 2505.3844 | 27559.2289 | -4.103 | -45.1332 | 0.05664 | 0.48223 | 0.05664 | 0.48223 | 0.07126 | 0.60671 | 0.07126 | 0.60671 | 2.0963 | 2.9236 | 2.0963 | 2.9236
234330-Premium T8 with T12 40 Watt Baseline - Tr1 | 0.26428 | 0.17041 | 0.40317 | 1334.5611 | 14680.1719 | -2.1856 | -24.0414 | 0.053681 | 0.46177 | 0.053681 | 0.46177 | 0.056537 | 0.48633 | 0.056537 | 0.48633 | 1.9966 | 2.1084 | 1.9966 | 2.1084
234331-Premium T8 with T12 40 Watt Baseline - Tr2 | 0.98656 | 0.63616 | 1.6037 | 4981.9124 | 54801.0369 | -8.1588 | -89.7467 | 0.052149 | 0.44641 | 0.052149 | 0.44641 | 0.067958 | 0.58175 | 0.067958 | 0.58175 | 1.9334 | 2.6965 | 1.9334 | 2.6965
234330-Premium T8 with T12 40 Watt Baseline - Tr1 | 0.19287 | 0.11005 | 0.29266 | 959.8267 | 10558.0934 | -1.4553 | -16.0083 | 0.045001 | 0.39173 | 0.045001 | 0.39173 | 0.048247 | 0.41999 | 0.048247 | 0.41999 | 1.7351 | 1.8322 | 1.7351 | 1.8322
234332-Premium T8 with T12 40 Watt Baseline - Tr3 | 0.25271 | 0.16295 | 0.38552 | 1276.1186 | 14037.3041 | -2.0899 | -22.9886 | 0.051267 | 0.43944 | 0.051267 | 0.43944 | 0.078325 | 0.67137 | 0.078325 | 0.67137 | 1.9056 | 3.6506 | 1.9056 | 3.6506
234331-Premium T8 with T12 40 Watt Baseline - Tr2 | 0.7194 | 0.46389 | 1.0975 | 3632.8074 | 39960.8819 | -5.9494 | -65.4432 | 0.056204 | 0.48175 | 0.056204 | 0.48175 | 0.070826 | 0.60709 | 0.070826 | 0.60709 | 2.0877 | 2.9117 | 2.0877 | 2.9117
234331-Premium T8 with T12 40 Watt Baseline - Tr2 | 0.62017 | 0.3999 | 0.9461 | 3131.7306 | 34449.0361 | -5.1288 | -56.4166 | 0.056346 | 0.48234 | 0.056346 | 0.48234 | 0.070968 | 0.60751 | 0.070968 | 0.60751 | 2.0905 | 2.9155 | 2.0905 | 2.9155
234331-Premium T8 with T12 40 Watt Baseline - Tr2 | 3.721 | 2.3994 | 5.6766 | 18790.3833 | 206694.2167 | -30.7727 | -338.4993 | 0.056346 | 0.48234 | 0.056346 | 0.48234 | 0.070968 | 0.60751 | 0.070968 | 0.60751 | 2.0905 | 2.9155 | 2.0905 | 2.9155
234330-Premium T8 with T12 40 Watt Baseline - Tr1 | 0.43246 | 0.27886 | 0.65974 | 2183.8272 | 24022.0995 | -3.5764 | -39.3406 | 0.054014 | 0.46298 | 0.054014 | 0.46298 | 0.05687 | 0.48746 | 0.05687 | 0.48746 | 2.0029 | 2.115 | 2.0029 | 2.115
234331-Premium T8 with T12 40 Watt Baseline - Tr2 | 0.17365 | 0.11197 | 0.26491 | 876.8846 | 9645.7301 | -1.4361 | -15.7966 | 0.056204 | 0.48175 | 0.056204 | 0.48175 | 0.070826 | 0.60709 | 0.070826 | 0.60709 | 2.0877 | 2.9117 | 2.0877 | 2.9117
234330-Premium T8 with T12 40 Watt Baseline - Tr1 | 1.1767 | 0.75876 | 1.1723 | 5942.0318 | 65362.3497 | -9.7312 | -107.0427 | 0.079282 | 0.67957 | 0.079282 | 0.67957 | 0.080798 | 0.69256 | 0.080798 | 0.69256 | 3.7728 | 3.984 | 3.7728 | 3.984
234331-Premium T8 with T12 40 Watt Baseline - Tr2 | 0.66978 | 0.43189 | 1.0218 | 3382.269 | 37204.959 | -5.5391 | -60.9299 | 0.056204 | 0.48175 | 0.056204 | 0.48175 | 0.070826 | 0.60709 | 0.070826 | 0.60709 | 2.0877 | 2.9117 | 2.0877 | 2.9117
234332-Premium T8 with T12 40 Watt Baseline - Tr3 | 1.2967 | 0.83612 | 2.1045 | 6547.8382 | 72026.2201 | -10.7233 | -117.956 | 0.056881 | 0.48755 | 0.056881 | 0.48755 | 0.081256 | 0.69649 | 0.081256 | 0.69649 | 2.1154 | 4.0525 | 2.1154 | 4.0525
234331-Premium T8 with T12 40 Watt Baseline - Tr2 | 0.47133 | 0.30393 | 0.71904 | 2380.1152 | 26181.2674 | -3.8979 | -42.8766 | 0.056204 | 0.48175 | 0.056204 | 0.48175 | 0.070826 | 0.60709 | 0.070826 | 0.60709 | 2.0877 | 2.9117 | 2.0877 | 2.9117
234208-Lighting-8 Ft T-8 with Elec Ballast-Tr2 | 0.17101 | 0.11027 | 0.26089 | 863.5685 | 9499.2539 | -1.4143 | -15.5568 | -0.053509 | -0.45866 | -0.053509 | -0.45866 | 0.031739 | 0.27205 | 0.031739 | 0.27205 | 0.66844 | 1.4169 | 0.66844 | 1.4169
234331-Premium T8 with T12 40 Watt Baseline - Tr2 | 0.3473 | 0.22394 | 0.52982 | 1753.7691 | 19291.4602 | -2.8721 | -31.5933 | 0.056204 | 0.48175 | 0.056204 | 0.48175 | 0.070826 | 0.60709 | 0.070826 | 0.60709 | 2.0877 | 2.9117 | 2.0877 | 2.9117
234331-Premium T8 with T12 40 Watt Baseline - Tr2 | 0.021843 | 0.012464 | 0.033592 | 108.7032 | 1195.7349 | -0.14054 | -1.546 | 0.044942 | 0.3983 | 0.044942 | 0.3983 | 0.061748 | 0.54725 | 0.061748 | 0.54725 | 1.7567 | 2.45 | 1.7567 | 2.45
234208-Lighting-8 Ft T-8 with Elec Ballast-Tr2 | 0.13287 | 0.075812 | 0.20433 | 661.2063 | 7273.2696 | -0.85488 | -9.4037 | -0.081162 | -0.71931 | -0.081162 | -0.71931 | 0.016822 | 0.14908 | 0.016822 | 0.14908 | 0.56245 | 1.1922 | 0.56245 | 1.1922
234331-Premium T8 with T12 40 Watt Baseline - Tr2 | 0.4406 | 0.28411 | 0.71512 | 2224.951 | 24474.4614 | -3.6438 | -40.0814 | 0.061328 | 0.52568 | 0.061328 | 0.52568 | 0.0745 | 0.63858 | 0.0745 | 0.63858 | 2.3176 | 3.2322 | 2.3176 | 3.2322
234331-Premium T8 with T12 40 Watt Baseline - Tr2 | 0.17365 | 0.11197 | 0.26491 | 876.8846 | 9645.7301 | -1.4361 | -15.7966 | 0.056204 | 0.48175 | 0.056204 | 0.48175 | 0.070826 | 0.60709 | 0.070826 | 0.60709 | 2.0877 | 2.9117 | 2.0877 | 2.9117
234331-Premium T8 with T12 40 Watt Baseline - Tr2 | 0.19022 | 0.11798 | 0.30703 | 1027.4928 | 11302.4203 | -1.3977 | -15.3751 | 0.055461 | 0.48495 | 0.055461 | 0.48495 | 0.069692 | 0.60938 | 0.069692 | 0.60938 | 2.1029 | 2.9328 | 2.1029 | 2.9328
234331-Premium T8 with T12 40 Watt Baseline - Tr2 | 0.7442 | 0.47988 | 1.1353 | 3758.0767 | 41338.8433 | -6.1545 | -67.6999 | 0.056204 | 0.48175 | 0.056204 | 0.48175 | 0.070826 | 0.60709 | 0.070826 | 0.60709 | 2.0877 | 2.9117 | 2.0877 | 2.9117
234330-Premium T8 with T12 40 Watt Baseline - Tr1 | 0.49783 | 0.32101 | 0.49596 | 2513.9365 | 27653.3018 | -4.117 | -45.2873 | 0.079282 | 0.67957 | 0.079282 | 0.67957 | 0.080798 | 0.69256 | 0.080798 | 0.69256 | 3.7728 | 3.984 | 3.7728 | 3.984
234330-Premium T8 with T12 40 Watt Baseline - Tr1 | 0.28831 | 0.18591 | 0.43983 | 1455.8848 | 16014.733 | -2.3843 | -26.227 | 0.054311 | 0.46299 | 0.054311 | 0.46299 | 0.057166 | 0.48733 | 0.057166 | 0.48733 | 2.0084 | 2.1209 | 2.0084 | 2.1209
234207-Lighting-8 Ft T-8 with Elec Ballast-Tr1 | 0.049809 | 0.032118 | 0.075986 | 251.5248 | 2766.773 | -0.41192 | -4.5311 | -0.055811 | -0.47578 | -0.055811 | -0.47578 | 0.005665 | 0.048293 | 0.005665 | 0.048293 | 0.65965 | 1.0553 | 0.65965 | 1.0553
234330-Premium T8 with T12 40 Watt Baseline - Tr1 | 0.43246 | 0.27886 | 0.65974 | 2183.8272 | 24022.0995 | -3.5764 | -39.3406 | 0.054311 | 0.46299 | 0.054311 | 0.46299 | 0.057166 | 0.48733 | 0.057166 | 0.48733 | 2.0084 | 2.1209 | 2.0084 | 2.1209
234208-Lighting-8 Ft T-8 with Elec Ballast-Tr2 | 0.078168 | 0.050405 | 0.12687 | 394.7317 | 4342.0489 | -0.64644 | -7.1109 | -0.037362 | -0.31983 | -0.037362 | -0.31983 | 0.039431 | 0.33755 | 0.039431 | 0.33755 | 0.743 | 1.5749 | 0.743 | 1.5749
234331-Premium T8 with T12 40 Watt Baseline - Tr2 | 0.15071 | 0.097182 | 0.23585 | 761.0587 | 8371.6462 | -1.2464 | -13.7101 | 0.04834 | 0.41435 | 0.04834 | 0.41435 | 0.065188 | 0.55876 | 0.065188 | 0.55876 | 1.812 | 2.5271 | 1.812 | 2.5271
234331-Premium T8 with T12 40 Watt Baseline - Tr2 | 2.772 | 1.7875 | 4.338 | 13998.0447 | 153978.4917 | -22.9243 | -252.1677 | 0.04834 | 0.41435 | 0.04834 | 0.41435 | 0.065188 | 0.55876 | 0.065188 | 0.55876 | 1.812 | 2.5271 | 1.812 | 2.5271
234331-Premium T8 with T12 40 Watt Baseline - Tr2 | 0.49614 | 0.31992 | 0.75688 | 2505.3844 | 27559.2289 | -4.103 | -45.1332 | 0.056346 | 0.48234 | 0.056346 | 0.48234 | 0.070968 | 0.60751 | 0.070968 | 0.60751 | 2.0905 | 2.9155 | 2.0905 | 2.9155
234330-Premium T8 with T12 40 Watt Baseline - Tr1 | 0.67271 | 0.43378 | 1.0263 | 3397.0646 | 37367.7104 | -5.5633 | -61.1964 | 0.054311 | 0.46299 | 0.054311 | 0.46299 | 0.057166 | 0.48733 | 0.057166 | 0.48733 | 2.0084 | 2.1209 | 2.0084 | 2.1209
234207-Lighting-8 Ft T-8 with Elec Ballast-Tr1 | 0.0099618 | 0.0064236 | 0.015197 | 50.305 | 553.3546 | -0.082384 | -0.90622 | -0.055811 | -0.47578 | -0.055811 | -0.47578 | 0.005665 | 0.048293 | 0.005665 | 0.048293 | 0.65965 | 1.0553 | 0.65965 | 1.0553
234330-Premium T8 with T12 40 Watt Baseline - Tr1 | 0.083408 | 0.053784 | 0.13053 | 421.1934 | 4633.127 | -0.68978 | -7.5876 | 0.046114 | 0.39312 | 0.046114 | 0.39312 | 0.049404 | 0.42117 | 0.049404 | 0.42117 | 1.7431 | 1.8407 | 1.7431 | 1.8407
234330-Premium T8 with T12 40 Watt Baseline - Tr1 | 0.13214 | 0.085207 | 0.20159 | 667.2805 | 7340.086 | -1.0928 | -12.0207 | 0.054311 | 0.46299 | 0.054311 | 0.46299 | 0.057166 | 0.48733 | 0.057166 | 0.48733 | 2.0084 | 2.1209 | 2.0084 | 2.1209
234331-Premium T8 with T12 40 Watt Baseline - Tr2 | 0.23683 | 0.15272 | 0.37063 | 1195.9495 | 13155.444 | -1.9586 | -21.5444 | 0.048637 | 0.41463 | 0.048637 | 0.41463 | 0.065483 | 0.55824 | 0.065483 | 0.55824 | 1.817 | 2.5341 | 1.817 | 2.5341
234175-Food Service - Ice Machine Air-Cooled 201-300 | 0.25249 | 0.1954 | 0.25 | 2190 | 26280 | 0 | 0 | 0.075811 | 0 | 0.075811 | 0 | 0.060636 | 0 | 0.060636 | 0 | 5.2692 | 2.8412 | 5.2692 | 2.8412
234330-Premium T8 with T12 40 Watt Baseline - Tr1 | 2.4643 | 1.5891 | 4.2414 | 12444.3898 | 136888.2883 | -20.3799 | -224.1794 | 0.040959 | 0.34917 | 0.040959 | 0.34917 | 0.044523 | 0.37955 | 0.044523 | 0.37955 | 1.6094 | 1.6995 | 1.6094 | 1.6995
234330-Premium T8 with T12 40 Watt Baseline - Tr1 | 1.598 | 1.0304 | 2.7503 | 8069.409 | 88763.4994 | -13.2151 | -145.3664 | 0.040959 | 0.34917 | 0.040959 | 0.34917 | 0.044523 | 0.37955 | 0.044523 | 0.37955 | 1.6094 | 1.6995 | 1.6094 | 1.6995
234332-Premium T8 with T12 40 Watt Baseline - Tr3 | 1.018 | 0.65643 | 1.6548 | 5140.6476 | 56547.1238 | -8.4187 | -92.6062 | 0.046669 | 0.40002 | 0.046669 | 0.40002 | 0.075925 | 0.65079 | 0.075925 | 0.65079 | 1.7625 | 3.3764 | 1.7625 | 3.3764
234332-Premium T8 with T12 40 Watt Baseline - Tr3 | 0.08599 | 0.053332 | 0.13834 | 464.4723 | 5109.1953 | -1.0039 | -11.0424 | 0.050996 | 0.4425 | 0.050996 | 0.4425 | 0.077555 | 0.67297 | 0.077555 | 0.67297 | 1.9178 | 3.6739 | 1.9178 | 3.6739
234332-Premium T8 with T12 40 Watt Baseline - Tr3 | 0.11231 | 0.072423 | 0.17134 | 567.1638 | 6238.8018 | -0.92883 | -10.2172 | 0.051409 | 0.44008 | 0.051409 | 0.44008 | 0.078467 | 0.6717 | 0.078467 | 0.6717 | 1.9082 | 3.6555 | 1.9082 | 3.6555
234331-Premium T8 with T12 40 Watt Baseline - Tr2 | 0.90721 | 0.51765 | 1.3766 | 4514.7403 | 49662.1431 | -6.8453 | -75.2982 | 0.047686 | 0.41321 | 0.047686 | 0.41321 | 0.064305 | 0.55722 | 0.064305 | 0.55722 | 1.812 | 2.5271 | 1.812 | 2.5271
234330-Premium T8 with T12 40 Watt Baseline - Tr1 | 1.5199 | 0.94267 | 2.4532 | 8209.8289 | 90308.1179 | -11.1682 | -122.8498 | 0.05333 | 0.46631 | 0.05333 | 0.46631 | 0.056109 | 0.49061 | 0.056109 | 0.49061 | 2.0174 | 2.1303 | 2.0174 | 2.1303
234303-Lighting-Remove 4 Ft Lamp (De-Lamp) - Tr1 | 1.3018 | 0.80739 | 2.1012 | 7031.6507 | 77348.1576 | -9.5654 | -105.2198 | 0.074306 | 0.64972 | 0.074306 | 0.64972 | 0.087089 | 0.76149 | 0.087089 | 0.76149 | 3.3632 | 5.6671 | 3.3632 | 5.6671
234331-Premium T8 with T12 40 Watt Baseline - Tr2 | 0.32765 | 0.18695 | 0.50388 | 1630.5476 | 17936.024 | -2.1082 | -23.1897 | 0.045172 | 0.39838 | 0.045172 | 0.39838 | 0.061978 | 0.54658 | 0.061978 | 0.54658 | 1.7606 | 2.4555 | 1.7606 | 2.4555
234330-Premium T8 with T12 40 Watt Baseline - Tr1 | 0.32961 | 0.21254 | 0.30162 | 1664.465 | 18309.1148 | -2.7259 | -29.9845 | 0.06218 | 0.5294 | 0.06218 | 0.5294 | 0.064626 | 0.55022 | 0.064626 | 0.55022 | 2.3481 | 2.4795 | 2.3481 | 2.4795
234179-Food Service - Ice Machine Air-Cooled 1001-1500 | 0.45449 | 0.35172 | 0.45 | 3942 | 47304 | 0 | 0 | 0.038474 | 0 | 0.038474 | 0 | 0.062508 | 0 | 0.062508 | 0 | 1.7056 | 3.0498 | 1.7056 | 3.0498
234179-Food Service - Ice Machine Air-Cooled 1001-1500 | 0.45449 | 0.35172 | 0.45 | 3942 | 47304 | 0 | 0 | 0.038474 | 0 | 0.038474 | 0 | 0.062508 | 0 | 0.062508 | 0 | 1.7056 | 3.0498 | 1.7056 | 3.0498
234179-Food Service - Ice Machine Air-Cooled 1001-1500 | 0.45449 | 0.35172 | 0.45 | 3942 | 47304 | 0 | 0 | 0.038474 | 0 | 0.038474 | 0 | 0.062508 | 0 | 0.062508 | 0 | 1.7056 | 3.0498 | 1.7056 | 3.0498
234179-Food Service - Ice Machine Air-Cooled 1001-1500 | 0.45449 | 0.35172 | 0.45 | 3942 | 47304 | 0 | 0 | 0.038474 | 0 | 0.038474 | 0 | 0.062508 | 0 | 0.062508 | 0 | 1.7056 | 3.0498 | 1.7056 | 3.0498
234179-Food Service - Ice Machine Air-Cooled 1001-1500 | 0.45449 | 0.35172 | 0.45 | 3942 | 47304 | 0 | 0 | 0.038585 | 0 | 0.038585 | 0 | 0.062619 | 0 | 0.062619 | 0 | 1.7076 | 3.0535 | 1.7076 | 3.0535
234179-Food Service - Ice Machine Air-Cooled 1001-1500 | 0.45449 | 0.35172 | 0.45 | 3942 | 47304 | 0 | 0 | 0.038474 | 0 | 0.038474 | 0 | 0.062508 | 0 | 0.062508 | 0 | 1.7056 | 3.0498 | 1.7056 | 3.0498
234126-Refrigeration - Efficient Evap Fan Motor Electronically Commutated Motor (ECM) | 0.05152 | 0.03987 | 0.060845 | 446.857 | 6702.8544 | -0.44269 | -6.6403 | 0.082215 | 0.82178 | 0.082215 | 0.82178 | -0.048704 | -0.48682 | -0.048704 | -0.48682 | 7.8965 | 0.65903 | 7.8965 | 0.65903
234126-Refrigeration - Efficient Evap Fan Motor Electronically Commutated Motor (ECM) | 0.02576 | 0.019935 | 0.030422 | 223.4285 | 3351.4272 | -0.22134 | -3.3201 | 0.082215 | 0.82178 | 0.082215 | 0.82178 | -0.048704 | -0.48682 | -0.048704 | -0.48682 | 7.8965 | 0.65903 | 7.8965 | 0.65903
234330-Premium T8 with T12 40 Watt Baseline - Tr1 | 0.65342 | 0.42134 | 1.0605 | 3299.6506 | 36296.1562 | -5.4038 | -59.4415 | 0.059652 | 0.50852 | 0.059652 | 0.50852 | 0.062224 | 0.53045 | 0.062224 | 0.53045 | 2.2295 | 2.3544 | 2.2295 | 2.3544
234303-Lighting-Remove 4 Ft Lamp (De-Lamp) - Tr1 | 2.1728 | 1.4011 | 3.5265 | 10972.0088 | 120692.0968 | -17.9687 | -197.6552 | 0.079065 | 0.67402 | 0.079065 | 0.67402 | 0.090896 | 0.77488 | 0.090896 | 0.77488 | 3.7168 | 6.263 | 3.7168 | 6.263
234330-Premium T8 with T12 40 Watt Baseline - Tr1 | 1.0585 | 0.68258 | 1.5275 | 5345.4562 | 58800.0181 | -8.7542 | -96.2957 | 0.051939 | 0.44277 | 0.051939 | 0.44277 | 0.05492 | 0.46818 | 0.05492 | 0.46818 | 1.9237 | 2.0314 | 1.9237 | 2.0314
234126-Refrigeration - Efficient Evap Fan Motor Electronically Commutated Motor (ECM) | 0.077279 | 0.059805 | 0.091267 | 670.2854 | 10054.2816 | -0.66403 | -9.9604 | 0.082968 | 0.82651 | 0.082968 | 0.82651 | -0.047945 | -0.47762 | -0.047945 | -0.47762 | 7.96 | 0.66433 | 7.96 | 0.66433
234126-Refrigeration - Efficient Evap Fan Motor Electronically Commutated Motor (ECM) | 0.077279 | 0.059805 | 0.091267 | 670.2854 | 10054.2816 | -0.66403 | -9.9604 | 0.082215 | 0.82178 | 0.082215 | 0.82178 | -0.048704 | -0.48682 | -0.048704 | -0.48682 | 7.8965 | 0.65903 | 7.8965 | 0.65903
234331-Premium T8 with T12 40 Watt Baseline - Tr2 | 0.19845 | 0.12797 | 0.30275 | 1002.1538 | 11023.6916 | -1.6412 | -18.0533 | 0.055871 | 0.4806 | 0.055871 | 0.4806 | 0.070493 | 0.60639 | 0.070493 | 0.60639 | 2.0812 | 2.9026 | 2.0812 | 2.9026
234330-Premium T8 with T12 40 Watt Baseline - Tr1 | 0.36038 | 0.23238 | 0.54978 | 1819.856 | 20018.4163 | -2.9803 | -32.7838 | 0.054311 | 0.46299 | 0.054311 | 0.46299 | 0.057166 | 0.48733 | 0.057166 | 0.48733 | 2.0084 | 2.1209 | 2.0084 | 2.1209
234331-Premium T8 with T12 40 Watt Baseline - Tr2 | 0.65738 | 0.4239 | 1.0029 | 3319.6344 | 36515.9783 | -5.4365 | -59.8015 | 0.0565 | 0.48166 | 0.0565 | 0.48166 | 0.071121 | 0.6063 | 0.071121 | 0.6063 | 2.0935 | 2.9198 | 2.0935 | 2.9198
234304-Lighting-Remove 4 Ft Lamp (De-Lamp) - Tr2 | 0.039945 | 0.025757 | 0.060938 | 201.713 | 2218.8434 | -0.33034 | -3.6338 | 0.076051 | 0.64833 | 0.076051 | 0.64833 | 0.093788 | 0.79953 | 0.093788 | 0.79953 | 3.368 | 7.5225 | 3.368 | 7.5225
234331-Premium T8 with T12 40 Watt Baseline - Tr2 | 1.2155 | 0.78381 | 1.8544 | 6138.1919 | 67520.1108 | -10.0524 | -110.5764 | 0.0565 | 0.48166 | 0.0565 | 0.48166 | 0.071121 | 0.6063 | 0.071121 | 0.6063 | 2.0935 | 2.9198 | 2.0935 | 2.9198
234331-Premium T8 with T12 40 Watt Baseline - Tr2 | 0.053825 | 0.034708 | 0.084234 | 271.8067 | 2989.8736 | -0.44513 | -4.8965 | 0.048637 | 0.41463 | 0.048637 | 0.41463 | 0.065483 | 0.55824 | 0.065483 | 0.55824 | 1.817 | 2.5341 | 1.817 | 2.5341
234208-Lighting-8 Ft T-8 with Elec Ballast-Tr2 | 0.039288 | 0.025334 | 0.061484 | 198.3975 | 2182.3723 | -0.32491 | -3.574 | -0.077764 | -0.66293 | -0.077764 | -0.66293 | 0.020451 | 0.17434 | 0.020451 | 0.17434 | 0.58176 | 1.2331 | 0.58176 | 1.2331
234304-Lighting-Remove 4 Ft Lamp (De-Lamp) - Tr2 | 0.24268 | 0.15649 | 0.37978 | 1225.4844 | 13480.3279 | -2.007 | -22.0765 | 0.071163 | 0.60666 | 0.071163 | 0.60666 | 0.0916 | 0.78088 | 0.0916 | 0.78088 | 2.9231 | 6.5289 | 2.9231 | 6.5289
234307-Lighting-Remove 8 Ft Lamp (De-Lamp) - Tr2 | 0.25747 | 0.16602 | 0.40293 | 1300.1777 | 14301.9546 | -2.1293 | -23.422 | 0.085445 | 0.7284 | 0.085445 | 0.7284 | 0.094782 | 0.80801 | 0.094782 | 0.80801 | 4.7603 | 8.0813 | 4.7603 | 8.0813
234330-Premium T8 with T12 40 Watt Baseline - Tr1 | 1.063 | 0.60657 | 1.6348 | 5290.2925 | 58193.218 | -6.8399 | -75.2388 | 0.042655 | 0.37618 | 0.042655 | 0.37618 | 0.045938 | 0.40513 | 0.045938 | 0.40513 | 1.6891 | 1.7836 | 1.6891 | 1.7836
234303-Lighting-Remove 4 Ft Lamp (De-Lamp) - Tr1 | 2.4621 | 1.4049 | 3.7864 | 12252.6454 | 134779.099 | -15.8416 | -174.2578 | 0.067426 | 0.59464 | 0.067426 | 0.59464 | 0.082522 | 0.72777 | 0.082522 | 0.72777 | 2.8158 | 4.7447 | 2.8158 | 4.7447
234331-Premium T8 with T12 40 Watt Baseline - Tr2 | 0.19377 | 0.12495 | 0.30324 | 978.5041 | 10763.5451 | -1.6025 | -17.6273 | 0.048637 | 0.41463 | 0.048637 | 0.41463 | 0.065483 | 0.55824 | 0.065483 | 0.55824 | 1.817 | 2.5341 | 1.817 | 2.5341
234331-Premium T8 with T12 40 Watt Baseline - Tr2 | 0.3721 | 0.23994 | 0.56766 | 1879.0383 | 20669.4217 | -3.0773 | -33.8499 | 0.0565 | 0.48166 | 0.0565 | 0.48166 | 0.071121 | 0.6063 | 0.071121 | 0.6063 | 2.0935 | 2.9198 | 2.0935 | 2.9198
234304-Lighting-Remove 4 Ft Lamp (De-Lamp) - Tr2 | 0.67906 | 0.43788 | 1.0359 | 3429.1217 | 37720.3383 | -5.6158 | -61.7739 | 0.076051 | 0.64833 | 0.076051 | 0.64833 | 0.093788 | 0.79953 | 0.093788 | 0.79953 | 3.368 | 7.5225 | 3.368 | 7.5225
234307-Lighting-Remove 8 Ft Lamp (De-Lamp) - Tr2 | 0.23073 | 0.14878 | 0.352 | 1165.1517 | 12816.6689 | -1.9081 | -20.9896 | 0.088446 | 0.75399 | 0.088446 | 0.75399 | 0.09655 | 0.82308 | 0.09655 | 0.82308 | 5.4848 | 9.3112 | 5.4848 | 9.3112
234049-Lighting-LED Exit Sign New Sign | 0.038498 | 0.038248 | 0 | 337.2586 | 5396.1376 | 0 | 0 | 0.076914 | 0 | 0.076914 | 0 | 0.08281 | 0 | 0.08281 | 0 | 4.951 | 7.1024 | 4.951 | 7.1024
234331-Premium T8 with T12 40 Watt Baseline - Tr2 | 1.5727 | 0.89738 | 2.4186 | 7826.6287 | 86092.9152 | -10.1192 | -111.3108 | 0.045172 | 0.39838 | 0.045172 | 0.39838 | 0.061978 | 0.54658 | 0.061978 | 0.54658 | 1.7606 | 2.4555 | 1.7606 | 2.4555
234330-Premium T8 with T12 40 Watt Baseline - Tr1 | 0.35448 | 0.22858 | 0.55475 | 1790.0718 | 19690.7898 | -2.9316 | -32.2472 | 0.046114 | 0.39312 | 0.046114 | 0.39312 | 0.049404 | 0.42117 | 0.049404 | 0.42117 | 1.7431 | 1.8407 | 1.7431 | 1.8407
234330-Premium T8 with T12 40 Watt Baseline - Tr1 | 0.40731 | 0.26265 | 0.40579 | 2056.8572 | 22625.4287 | -3.3685 | -37.0532 | 0.079577 | 0.67838 | 0.079577 | 0.67838 | 0.081093 | 0.6913 | 0.081093 | 0.6913 | 3.7833 | 3.9951 | 3.7833 | 3.9951
234330-Premium T8 with T12 40 Watt Baseline - Tr1 | 0.93699 | 0.6042 | 1.4294 | 4731.6257 | 52047.8823 | -7.7489 | -85.2379 | 0.053681 | 0.46177 | 0.053681 | 0.46177 | 0.056537 | 0.48633 | 0.056537 | 0.48633 | 1.9966 | 2.1084 | 1.9966 | 2.1084
234003-A/C - Reflective Window Film Inland | 0.95885 | 0.38252 | 0.44381 | 2946.4992 | 29464.992 | 0 | 0 | 0.091934 | 0 | 0.091934 | 0 | 0.10187 | 0 | 0.10187 | 0 | 4.2349 | 6.5116 | 4.2349 | 6.5116
234003-A/C - Reflective Window Film Inland | 0.95885 | 0.38252 | 0.44381 | 2946.4992 | 29464.992 | 0 | 0 | 0.091934 | 0 | 0.091934 | 0 | 0.10187 | 0 | 0.10187 | 0 | 4.2349 | 6.5116 | 4.2349 | 6.5116
234003-A/C - Reflective Window Film Inland | 0.95408 | 0.38061 | 0.4416 | 2931.84 | 29318.4 | 0 | 0 | 0.091934 | 0 | 0.091934 | 0 | 0.10187 | 0 | 0.10187 | 0 | 4.2349 | 6.5116 | 4.2349 | 6.5116
234331-Premium T8 with T12 40 Watt Baseline - Tr2 | 0.12403 | 0.07998 | 0.18922 | 626.3461 | 6889.8072 | -1.0258 | -11.2833 | 0.05664 | 0.48223 | 0.05664 | 0.48223 | 0.07126 | 0.60671 | 0.07126 | 0.60671 | 2.0963 | 2.9236 | 2.0963 | 2.9236
234304-Lighting-Remove 4 Ft Lamp (De-Lamp) - Tr2 | 0.15978 | 0.10303 | 0.24375 | 806.8522 | 8875.3737 | -1.3214 | -14.535 | 0.07619 | 0.64868 | 0.07619 | 0.64868 | 0.093927 | 0.79969 | 0.093927 | 0.79969 | 3.3724 | 7.5323 | 3.3724 | 7.5323
234330-Premium T8 with T12 40 Watt Baseline - Tr1 | 0.29455 | 0.18993 | 0.26953 | 1487.3942 | 16361.3367 | -2.4359 | -26.7947 | 0.06218 | 0.5294 | 0.06218 | 0.5294 | 0.064626 | 0.55022 | 0.064626 | 0.55022 | 2.3481 | 2.4795 | 2.3481 | 2.4795
234303-Lighting-Remove 4 Ft Lamp (De-Lamp) - Tr1 | 0.83951 | 0.54134 | 0.76821 | 4239.3327 | 46632.6599 | -6.9427 | -76.3695 | 0.080638 | 0.68655 | 0.080638 | 0.68655 | 0.091886 | 0.78231 | 0.091886 | 0.78231 | 3.9145 | 6.596 | 3.9145 | 6.596
234303-Lighting-Remove 4 Ft Lamp (De-Lamp) - Tr1 | 0.52759 | 0.30104 | 0.81136 | 2625.5669 | 28881.2355 | -3.3946 | -37.341 | 0.067197 | 0.59554 | 0.067197 | 0.59554 | 0.082294 | 0.72934 | 0.082294 | 0.72934 | 2.8096 | 4.7342 | 2.8096 | 4.7342
234330-Premium T8 with T12 40 Watt Baseline - Tr1 | 0.238 | 0.1358 | 0.36601 | 1184.3939 | 13028.3324 | -1.5313 | -16.8445 | 0.042425 | 0.37599 | 0.042425 | 0.37599 | 0.045707 | 0.40508 | 0.045707 | 0.40508 | 1.6853 | 1.7797 | 1.6853 | 1.7797
234330-Premium T8 with T12 40 Watt Baseline - Tr1 | 0.25022 | 0.16135 | 0.39159 | 1263.5801 | 13899.381 | -2.0693 | -22.7628 | 0.046114 | 0.39312 | 0.046114 | 0.39312 | 0.049404 | 0.42117 | 0.049404 | 0.42117 | 1.7431 | 1.8407 | 1.7431 | 1.8407
234303-Lighting-Remove 4 Ft Lamp (De-Lamp) - Tr1 | 0.83205 | 0.53652 | 1.3021 | 4201.6606 | 46218.267 | -6.881 | -75.6908 | 0.070945 | 0.6048 | 0.070945 | 0.6048 | 0.086077 | 0.7338 | 0.086077 | 0.7338 | 2.906 | 4.8967 | 2.906 | 4.8967
234330-Premium T8 with T12 40 Watt Baseline - Tr1 | 0.16246 | 0.10476 | 0.1898 | 820.3733 | 9024.1062 | -1.3435 | -14.7786 | -0.0033394 | -0.028468 | -0.0033394 | -0.028468 | 0.0025726 | 0.021931 | 0.0025726 | 0.021931 | 0.97005 | 1.0244 | 0.97005 | 1.0244
234303-Lighting-Remove 4 Ft Lamp (De-Lamp) - Tr1 | 0.5402 | 0.34834 | 0.63111 | 2727.9079 | 30006.9874 | -4.4674 | -49.1419 | 0.041281 | 0.35191 | 0.041281 | 0.35191 | 0.068472 | 0.58372 | 0.068472 | 0.58372 | 1.6172 | 2.725 | 1.6172 | 2.725
234330-Premium T8 with T12 40 Watt Baseline - Tr1 | 0.59181 | 0.38161 | 0.6914 | 2988.5027 | 32873.5299 | -4.8942 | -53.8364 | -0.0036403 | -0.031203 | -0.0036403 | -0.031203 | 0.0022721 | 0.019475 | 0.0022721 | 0.019475 | 0.96736 | 1.0215 | 0.96736 | 1.0215
234303-Lighting-Remove 4 Ft Lamp (De-Lamp) - Tr1 | 1.9679 | 1.2689 | 2.299 | 9937.3789 | 109311.1684 | -16.2743 | -179.0169 | 0.040983 | 0.35129 | 0.040983 | 0.35129 | 0.068177 | 0.58438 | 0.068177 | 0.58438 | 1.6127 | 2.7174 | 1.6127 | 2.7174
234049-Lighting-LED Exit Sign New Sign | 0.50048 | 0.49723 | 0 | 4384.3618 | 70149.7885 | 0 | 0 | 0.076085 | 0 | 0.076085 | 0 | 0.081982 | 0 | 0.081982 | 0 | 4.9085 | 7.0414 | 4.9085 | 7.0414
234330-Premium T8 with T12 40 Watt Baseline - Tr1 | 0.19636 | 0.12662 | 0.17969 | 991.5962 | 10907.5578 | -1.6239 | -17.8631 | 0.061745 | 0.52925 | 0.061745 | 0.52925 | 0.064191 | 0.55021 | 0.064191 | 0.55021 | 2.3385 | 2.4694 | 2.3385 | 2.4694
234303-Lighting-Remove 4 Ft Lamp (De-Lamp) - Tr1 | 0.65295 | 0.42104 | 0.5975 | 3297.2588 | 36269.8466 | -5.3999 | -59.3985 | 0.080204 | 0.68747 | 0.080204 | 0.68747 | 0.091453 | 0.7839 | 0.091453 | 0.7839 | 3.8985 | 6.5691 | 3.8985 | 6.5691
234049-Lighting-LED Exit Sign New Sign | 0.076997 | 0.076497 | 0 | 674.5172 | 10792.2751 | 0 | 0 | 0.076085 | 0 | 0.076085 | 0 | 0.081982 | 0 | 0.081982 | 0 | 4.9085 | 7.0414 | 4.9085 | 7.0414
234330-Premium T8 with T12 40 Watt Baseline - Tr1 | 0.13345 | 0.08605 | 0.1559 | 673.8781 | 7412.6587 | -1.1036 | -12.1396 | -0.0036403 | -0.031203 | -0.0036403 | -0.031203 | 0.0022721 | 0.019475 | 0.0022721 | 0.019475 | 0.96736 | 1.0215 | 0.96736 | 1.0215
234303-Lighting-Remove 4 Ft Lamp (De-Lamp) - Tr1 | 0.44374 | 0.28613 | 0.51841 | 2240.7815 | 24648.5968 | -3.6697 | -40.3666 | 0.040983 | 0.35129 | 0.040983 | 0.35129 | 0.068177 | 0.58438 | 0.068177 | 0.58438 | 1.6127 | 2.7174 | 1.6127 | 2.7174

## Output
Program Summary |  | Nominal | Present Value | [5 empty] | Avoided Cost Version
Proposer Name |  | 0 | [6 empty] | 2006-06-01
Program Name |  | 0 | [6 empty] | 2006-06-01
Total Program Budget ($) |  | 558282.25 | 491061.2643 | [5 empty] | Base Year
2006
Net Participant Cost ($) |  | 416575.0871 | 372287.7531 | [5 empty] | SDG&E Tool NTG 4f2 (800).xls
Program Impacts | [9 empty] | Program Impacts (Gross)
| Annual Net kWh | Lifecycle Net kWh | Annual Net Therms | Lifecycle Net Therms | Net Jul-Sept Pk (kW) | Net Dec-Feb Pk (kW) | Net CEC (kW) | User Entered kW |  |  | Annual Gross kWh | Lifecycle Gross kWh | Annual Gross Therms | Lifecycle Gross Therms | User Entered kW
2006-2008 | 2116181.4314 | 23231597.8763 | 1397.7864 | 19893.1744 | 404.3366 | 260.9193 | 0 | 569.8295 |  | 2006-2008 | 782.5143 | 24199581.1211 | -1.2815 | 20722.0567 | 593.5724
2009-2012 | 0 | 0 | 0 | 0 | 0 | 0 | 0 | 0 |  | 2009-2012 | 0 | 0 | 0 | 0 | 0
2013-2016 | 0 | 0 | 0 | 0 | 0 | 0 | 0 | 0 |  | 2013-2016 | 0 | 0 | 0 | 0 | 0
Cost Effectiveness (Lifecycle Present Value Dollars)
|  | Benefits |  |  | Benefit - Cost
| Cost | Electric | Gas | Incentives | NPV | B/C Ratio | Notes
Program TRC ($) | 863349.0174 | 1548563.7965 | 11877.6187 | NA | 697092.3979 | 1.8074 | *1
Program PAC ($) | 491061.2643 | 1548563.7965 | 11877.6187 | NA | 1069380.151 | 3.1777 | *1,2
Program RIM ($) | 491061.2643 | 1548563.7965 | 11877.6187 | NA | 1069380.151 | 3.1777 | *1
*1 B/C Ratio is an approximation because any supply cost increases are treated as negative benefits rather than as a cost as in the Standard Practice Manual
*2 PAC benefits include environmental costs. This is to be consistent with the TRC benefits, but is not strictly consistent with the Standard Practice Manual.
Levelized Cost and Benefit (All Measures Installed through 2012)
| Discounted Savings |  |  |  | Benefit - Cost
| kWh | Therms | Cost | Benefits | NPV
TRC ($/kWh ) | 14520671.6422 |  | 0.046532 | 0.10665 | 0.060113
PAC ($/kWh) | 14520671.6422 |  | 0.03372 | 0.10665 | 0.072925
RIM ($/kWh) | 14520671.6422 |  | 0.033561 | 0.10665 | 0.073085
TRC ($/therm) |  | 12738.7743 | 14.732 | 0.9324 | -13.7996
PAC ($/therm) |  | 12738.7743 | 0.11149 | 0.9324 | 0.82091
RIM ($/therm) |  | 12738.7743 | 0.29342 | 0.9324 | 0.63898
Emissions Reductions | [9 empty] | Emissions Reductions (Gross)
| Electric Reductions |  |  | Gas Reductions | [6 empty] | Electric Reductions |  |  | Gas Reductions
Annual Reductions | CO2 (tons) | NOX (lbs) | PM-10 (lbs) | CO2 (tons) | NOX (lbs) |  |  |  |  | Annual Reductions | CO2 (tons) | NOX (lbs) | PM-10 (lbs) | CO2 (tons) | NOX (lbs)
2006 | 0 | 0 | 0 | 0 | 0 | * annual reductions are the units |  |  |  | 2006 | 0 | 0 | 0 | 0 | 0 | * annual reductions are the units
2007 | 1214.2005 | 329.1063 | 155.8636 | 8.1771 | 12.8596 | implemented in the year, times |  |  |  | 2007 | 1264.7922 | 342.8191 | 162.3579 | 8.5178 | 13.3955 | implemented in the year, times
2008 | 0 | 0 | 0 | 0 | 0 | the annual emission reduction |  |  |  | 2008 | 0 | 0 | 0 | 0 | 0 | the annual emission reduction
2009 | 0 | 0 | 0 | 0 | 0 | for the measure. |  |  |  | 2009 | 0 | 0 | 0 | 0 | 0 | for the measure.
2010 | 0 | 0 | 0 | 0 | 0 |  |  |  |  | 2010 | 0 | 0 | 0 | 0 | 0
2011 | 0 | 0 | 0 | 0 | 0 |  |  |  |  | 2011 | 0 | 0 | 0 | 0 | 0
2012 | 0 | 0 | 0 | 0 | 0 |  |  |  |  | 2012 | 0 | 0 | 0 | 0 | 0
2013 | 0 | 0 | 0 | 0 | 0 |  |  |  |  | 2013 | 0 | 0 | 0 | 0 | 0
2014 | 0 | 0 | 0 | 0 | 0 |  |  |  |  | 2014 | 0 | 0 | 0 | 0 | 0
2015 | 0 | 0 | 0 | 0 | 0 |  |  |  |  | 2015 | 0 | 0 | 0 | 0 | 0
2016 | 0 | 0 | 0 | 0 | 0 |  |  |  |  | 2016 | 0 | 0 | 0 | 0 | 0
Total Annual | 1214.2005 | 329.1063 | 155.8636 | 8.1771 | 12.8596 |  |  |  |  | Total Annual | 1264.7922 | 342.8191 | 162.3579 | 8.5178 | 13.3955
Lifecycle Reductions | [9 empty] | Lifecycle Reductions
2006 | 0 | 0 | 0 | 0 | 0 |  |  |  |  | 2006 | 0 | 0 | 0 | 0 | 0
2007 | 13329.659 | 3612.997 | 1711.0892 | 116.3751 | 183.0172 |  |  |  |  | 2007 | 13885.0615 | 3763.5386 | 1782.3846 | 121.224 | 190.6429
2008 | 0 | 0 | 0 | 0 | 0 |  |  |  |  | 2008 | 0 | 0 | 0 | 0 | 0
2009 | 0 | 0 | 0 | 0 | 0 |  |  |  |  | 2009 | 0 | 0 | 0 | 0 | 0
2010 | 0 | 0 | 0 | 0 | 0 |  |  |  |  | 2010 | 0 | 0 | 0 | 0 | 0
2011 | 0 | 0 | 0 | 0 | 0 |  |  |  |  | 2011 | 0 | 0 | 0 | 0 | 0
2012 | 0 | 0 | 0 | 0 | 0 |  |  |  |  | 2012 | 0 | 0 | 0 | 0 | 0
2013 | 0 | 0 | 0 | 0 | 0 |  |  |  |  | 2013 | 0 | 0 | 0 | 0 | 0
2014 | 0 | 0 | 0 | 0 | 0 |  |  |  |  | 2014 | 0 | 0 | 0 | 0 | 0
2015 | 0 | 0 | 0 | 0 | 0 |  |  |  |  | 2015 | 0 | 0 | 0 | 0 | 0
2016 | 0 | 0 | 0 | 0 | 0 |  |  |  |  | 2016 | 0 | 0 | 0 | 0 | 0
Total Lifecycle | 13329.659 | 3612.997 | 1711.0892 | 116.3751 | 183.0172 |  |  |  |  | Total Lifecycle | 13885.0615 | 3763.5386 | 1782.3846 | 121.224 | 190.6429
Reductions based on total annual installations | [9 empty] | Reductions based on total annual installations (Gross)
| Annual Net kWh | Lifecycle Net kWh | Annual Net Therms | Lifecycle Net Therms | Net July-Sept Peak (kW) | Net Dec-Feb (kW) |  | User Entered kW | Net Annual NCP (kW) |  | Annual Gross kWh | Lifecycle Gross kWh | Annual Gross Therms | Lifecycle Gross Therms | User Entered kW
2006 | 0 | 0 | 0 | 0 | 0 | 0 |  | 0 | 0 | 2006 | 0 | 0 | 0 | 0 | 0
2007 | 2116181.4314 | 23231597.8763 | 1397.7864 | 19893.1744 | 404.3366 | 260.9193 |  | 569.8295 | 153.8804 | 2007 | 782.5143 | 24199581.1211 | -1.2815 | 20722.0567 | 593.5724
2008 | 0 | 0 | 0 | 0 | 0 | 0 |  | 0 | 265.0947 | 2008 | 0 | 0 | 0 | 0 | 0
2009 | 0 | 0 | 0 | 0 | 0 | 0 |  | 0 | -1.7513 | 2009 | 0 | 0 | 0 | 0 | 0
2010 | 0 | 0 | 0 | 0 | 0 | 0 |  | 0 | 0 | 2010 | 0 | 0 | 0 | 0 | 0
2011 | 0 | 0 | 0 | 0 | 0 | 0 |  | 0 | 0 | 2011 | 0 | 0 | 0 | 0 | 0
2012 | 0 | 0 | 0 | 0 | 0 | 0 |  | 0 | -8.5409 | 2012 | 0 | 0 | 0 | 0 | 0
2013 | 0 | 0 | 0 | 0 | 0 | 0 |  | 0 | 0 | 2013 | 0 | 0 | 0 | 0 | 0
2014 | 0 | 0 | 0 | 0 | 0 | 0 |  | 0 | -0.13813 | 2014 | 0 | 0 | 0 | 0 | 0
2015 | 0 | 0 | 0 | 0 | 0 | 0 |  | 0 | 0 | 2015 | 0 | 0 | 0 | 0 | 0
2016 | 0 | 0 | 0 | 0 | 0 | 0 |  | 0 | -0.089231 | 2016 | 0 | 0 | 0 | 0 | 0
Total | 2116181.4314 | 23231597.8763 | 1397.7864 | 19893.1744 | 404.3366 | 260.9193 |  | 569.8295 | 408.4556 | Total | 782.5143 | 24199581.1211 | -1.2815 | 20722.0567 | 593.5724
Net Impacts by Sector (All Measures Installed through 2016)
| Annual Net kWh | Lifecycle Net kWh | Annual Net Therms | Lifecycle Net Therms | Net July-Sept Peak (kW) | Net Dec-Feb (kW) |  | User Entered kW | TRC Lifecycle Net Benefits* ($)
Total | 2116181.4314 | 23231597.8763 | 1397.7864 | 19893.1744 | 404.3366 | 260.9193 |  | 569.8295 | 697092.3979
Residential | 0 | 0 | 0 | 0 | 0 | 0 |  | 0 | 0
Commercial | 2116181.4314 | 23231597.8763 | 1397.7864 | 19893.1744 | 404.3366 | 260.9193 |  | 569.8295 | 697092.3979
Industrial | 0 | 0 | 0 | 0 | 0 | 0 |  | 0 | 0
Agricultural | 0 | 0 | 0 | 0 | 0 | 0 |  | 0 | 0
Not Used | 0 | 0 | 0 | 0 | 0 | 0 |  | 0 | 0
Not Used | 0 | 0 | 0 | 0 | 0 | 0 |  | 0 | 0
Not Used | 0 | 0 | 0 | 0 | 0 | 0 |  | 0 | 0
0 | 0 | 0 | 0 | 0 | 0 | 0 |  | 0 | 0
0 | 0 | 0 | 0 | 0 | 0 | 0 |  | 0 | 0
0 | 0 | 0 | 0 | 0 | 0 | 0 |  | 0 | 0
0 | 0 | 0 | 0 | 0 | 0 | 0 |  | 0 | 0
0 | 0 | 0 | 0 | 0 | 0 | 0 |  | 0 | 0
0 |  |  | 0 |  |  |  |  | 0 | 0
0 |  |  | 0 |  |  |  |  | 0 | 0
0 |  |  | 0 |  |  |  |  | 0 | 0
0 |  |  | 0 |  |  |  |  | 0 | 0
0 |  |  | 0 |  |  |  |  | 0 | 0
0 |  |  | 0 |  |  |  |  | 0 | 0
0 |  |  | 0 |  |  |  |  | 0 | 0
0 |  |  | 0 |  |  |  |  | 0 | 0
0 |  |  | 0 |  |  |  |  | 0 | 0
0 |  |  | 0 |  |  |  |  | 0 | 0
0 |  |  | 0 |  |  |  |  | 0 | 0
0 |  |  | 0 |  |  |  |  | 0 | 0
* Include program-level and admin costs allocated based to total gas and electric programs at the measure level.
Net Impacts by CPUC End Use Categories (All Measures Installed through 2016)
| Annual Net kWh | Lifecycle Net kWh | Annual Net Therms | Lifecycle Net Therms | Net July-Sept Peak (kW) | Net Dec-Feb Pk (kW) |  | User Entered kW | TRC Lifecycle Net Benefits* ($)
Total | 2116181.4314 | 23231597.8763 | 1397.7864 | 19893.1744 | 404.3366 | 260.9193 |  | 569.8295 | 697092.3979
Clothes Dryer | 0 | 0 | 0 | 0 | 0 | 0 |  | 0 | 0
Clothes Washer | 0 | 0 | 0 | 0 | 0 | 0 |  | 0 | 0
Consumer Electronics | 0 | 0 | 0 | 0 | 0 | 0 |  | 0 | 0
Cooking | 0 | 0 | 0 | 0 | 0 | 0 |  | 0 | 0
Dishwasher | 0 | 0 | 0 | 0 | 0 | 0 |  | 0 | 0
Other Appliance | 0 | 0 | 0 | 0 | 0 | 0 |  | 0 | 0
Office Equipment | 5931.4082 | 65245.4907 | -2.0611 | -22.6725 | 1.1469 | 0.71716 |  | 1.784 | 2556.7537
Building shell | 0 | 0 | 0 | 0 | 0 | 0 |  | 0 | 0
Space Cooling | 12636.2304 | 126362.304 | 0 | 0 | 4.1121 | 1.6404 |  | 1.9033 | 7837.7158
Space Heating | 0 | 0 | 0 | 0 | 0 | 0 |  | 0 | 0
Ventilation | 7228.8 | 108432 | 0 | 0 | 0.94589 | 0.86244 |  | 0 | 4383.4921
Interior Lighting | 1899755.2332 | 20819852.3228 | -3062.662 | -33554.9155 | 376.2231 | 239.2142 |  | 550.7392 | 758176.5987
Exterior Lighting | 0 | 0 | 0 | 0 | 0 | 0 |  | 0 | 0
Daylighting | 0 | 0 | 0 | 0 | 0 | 0 |  | 0 | 0
Motors | 0 | 0 | 0 | 0 | 0 | 0 |  | 0 | 0
Process | 0 | 0 | 4488.96 | 53867.52 | 0 | 0 |  | 0 | -164986.3615
Compressed Air | 0 | 0 | 0 | 0 | 0 | 0 |  | 0 | 0
Food Processor | 0 | 0 | 0 | 0 | 0 | 0 |  | 0 | 0
Refrigeration | 129585.9533 | 1135004.8578 | -26.4505 | -396.7575 | 14.9404 | 11.5621 |  | 15.403 | 48308.319
Freezers | 0 | 0 | 0 | 0 | 0 | 0 |  | 0 | 0
Pumps | 0 | 0 | 0 | 0 | 0 | 0 |  | 0 | 0
Pool Pump | 0 | 0 | 0 | 0 | 0 | 0 |  | 0 | 0
Domestic Hot Water | 0 | 0 | 0 | 0 | 0 | 0 |  | 0 | 0
Water Heating | 0 | 0 | 0 | 0 | 0 | 0 |  | 0 | 0
Other and unspecified | 61043.8063 | 976700.901 | 0 | 0 | 6.9682 | 6.923 | 0 | 0 | 40815.8801
* Include program-level and admin costs allocated based to total gas and electric programs at the measure level.
Net Impacts by Climate Zone (All Measures Installed through 2016)
| Annual Net kWh | Lifecycle Net kWh | Annual Net Therms | Lifecycle Net Therms | Net July-Sept Peak (kW) | Net dec-Feb Pk (kW) |  | User Entered kW | TRC Lifecycle Net Benefits* ($)
Total | 2116181.4314 | 23231597.8763 | 1397.7864 | 19893.1744 | 404.3366 | 260.9193 |  | 569.8295 | 697092.3979
7 | 1235328.5314 | 13434068.3426 | 385.577 | 6393.7797 | 234.497 | 151.6238 |  | 333.466 | 421092.9017
10 | 784070.1928 | 8712187.4178 | 1157.3965 | 15066.0046 | 151.4852 | 97.2468 |  | 210.3025 | 231532.3539
14 | 1563.9994 | 23459.9904 | -1.5494 | -23.241 | 0.18032 | 0.13954 |  | 0.21296 | 1103.2226
15 | 0 | 0 | 0 | 0 | 0 | 0 |  | 0 | 0
System | 95218.7079 | 1061882.1254 | -143.6377 | -1543.369 | 18.1742 | 11.9092 |  | 25.848 | 43363.9197
0 | 0 | 0 | 0 | 0 | 0 | 0 |  | 0 | 0
0 | 0 | 0 | 0 | 0 | 0 | 0 |  | 0 | 0
0 | 0 | 0 | 0 | 0 | 0 | 0 |  | 0 | 0
0 | 0 | 0 | 0 | 0 | 0 | 0 |  | 0 | 0
0 | 0 | 0 | 0 | 0 | 0 | 0 |  | 0 | 0
0 | 0 | 0 | 0 | 0 | 0 | 0 |  | 0 | 0
* Include program-level and admin costs allocated based to total gas and electric programs at the measure level.
Persistent reductions in the summer (3rd Qtr) or winter (4th Qtr) of each year
| Net Juy-Sept Peak (kW) | Net Annual Dec-Feb (kW)
2006 | 0 | 0
2007 | 133.1178 | 260.9193
2008 | 404.3366 | 259.8907
2009 | 402.7415 | 259.8907
2010 | 402.7415 | 259.8907
2011 | 396.3493 | 254.3797
2012 | 395.6202 | 254.3797
2013 | 395.5051 | 254.2906
2014 | 395.5051 | 254.2906
2015 | 395.4644 | 254.2382
2016 | 395.4238 | 254.2382
2017 | 391.3117 | 252.5977
Monthly Impacts
First Year for Impact Table: | 2006
| Quarter | Monthly Five Hour Avg or TOU Peak | Net Monthly NCP (kW) |  | Monthly Net kWh | Monthly Net Therms
2006-01-01 | 1 | 0 | 0 |  | 0 | 0
2006-02-01 | 1 | 0 | 0 |  | 0 | 0
2006-03-01 | 1 | 0 | 0 |  | 0 | 0
2006-04-01 | 2 | 0 | 0 |  | 0 | 0
2006-05-01 | 2 | 0 | 0 |  | 0 | 0
2006-06-01 | 2 | 0 | 0 |  | 0 | 0
2006-07-01 | 3 | 0 | 0 |  | 0 | 0
2006-08-01 | 3 | 0 | 0 |  | 0 | 0
2006-09-01 | 3 | 0 | 0 |  | 0 | 0
2006-10-01 | 4 | 0 | 0 |  | 0 | 0
2006-11-01 | 4 | 0 | 0 |  | 0 | 0
2006-12-01 | 4 | 0 | 0 |  | 0 | 0
2007-01-01 | 5 | 0 | 0 |  | 0 | 0
2007-02-01 | 5 | 0 | 0 |  | 0 | 0
2007-03-01 | 5 | 0 | 0 |  | 0 | 0
2007-04-01 | 6 | 87.2074 | 139.3077 |  | 59711.2602 | 296.2926
2007-05-01 | 6 | 133.1178 | 134.3231 |  | 61598.9903 | 296.2926
2007-06-01 | 6 | 133.1178 | 134.3231 |  | 61598.9903 | 296.2926
2007-07-01 | 7 | 133.1178 | 134.3231 |  | 61598.9903 | 296.2926
2007-08-01 | 7 | 133.1178 | 134.3231 |  | 61598.9903 | 296.2926
2007-09-01 | 7 | 133.1178 | 134.3231 |  | 61598.9903 | 296.2926
2007-10-01 | 8 | 95.8944 | 153.8804 |  | 65363.2895 | 287.1526
2007-11-01 | 8 | 95.8944 | 153.8804 |  | 65363.2895 | 287.1526
2007-12-01 | 8 | 95.8944 | 153.8804 |  | 65363.2895 | 287.1526
2008-01-01 | 9 | 260.9193 | 418.9751 |  | 174207.7464 | 116.4822
2008-02-01 | 9 | 260.9193 | 418.9751 |  | 174207.7464 | 116.4822
2008-03-01 | 9 | 260.9193 | 418.9751 |  | 174207.7464 | 116.4822
2008-04-01 | 10 | 260.9193 | 418.9751 |  | 174207.7464 | 116.4822
2008-05-01 | 10 | 404.3366 | 405.6891 |  | 179355.6915 | 116.4822
2008-06-01 | 10 | 404.3366 | 405.6891 |  | 179355.6915 | 116.4822
2008-07-01 | 11 | 404.3366 | 405.6891 |  | 179355.6915 | 116.4822
2008-08-01 | 11 | 404.3366 | 405.6891 |  | 179355.6915 | 116.4822
2008-09-01 | 11 | 404.3366 | 405.6891 |  | 179355.6915 | 116.4822
2008-10-01 | 12 | 259.8907 | 417.2238 |  | 173540.5579 | 117.6571
2008-11-01 | 12 | 259.8907 | 417.2238 |  | 173540.5579 | 117.6571
2008-12-01 | 12 | 259.8907 | 417.2238 |  | 173540.5579 | 117.6571
2009-01-01 | 13 | 259.8907 | 417.2238 |  | 173540.5579 | 117.6571
2009-02-01 | 13 | 259.8907 | 417.2238 |  | 173540.5579 | 117.6571
2009-03-01 | 13 | 259.8907 | 417.2238 |  | 173540.5579 | 117.6571
2009-04-01 | 14 | 259.8907 | 417.2238 |  | 173540.5579 | 117.6571
2009-05-01 | 14 | 402.7415 | 404.094 |  | 178678.7449 | 117.6571
2009-06-01 | 14 | 402.7415 | 404.094 |  | 178678.7449 | 117.6571
2009-07-01 | 15 | 402.7415 | 404.094 |  | 178678.7449 | 117.6571
2009-08-01 | 15 | 402.7415 | 404.094 |  | 178678.7449 | 117.6571
2009-09-01 | 15 | 402.7415 | 404.094 |  | 178678.7449 | 117.6571
2009-10-01 | 16 | 259.8907 | 417.2238 |  | 173540.5579 | 117.6571
2009-11-01 | 16 | 259.8907 | 417.2238 |  | 173540.5579 | 117.6571
2009-12-01 | 16 | 259.8907 | 417.2238 |  | 173540.5579 | 117.6571
2010-01-01 | 17 | 259.8907 | 417.2238 |  | 173540.5579 | 117.6571
2010-02-01 | 17 | 259.8907 | 417.2238 |  | 173540.5579 | 117.6571
2010-03-01 | 17 | 259.8907 | 417.2238 |  | 173540.5579 | 117.6571
2010-04-01 | 18 | 259.8907 | 417.2238 |  | 173540.5579 | 117.6571
2010-05-01 | 18 | 402.7415 | 404.094 |  | 178678.7449 | 117.6571
2010-06-01 | 18 | 402.7415 | 404.094 |  | 178678.7449 | 117.6571
2010-07-01 | 19 | 402.7415 | 404.094 |  | 178678.7449 | 117.6571
2010-08-01 | 19 | 402.7415 | 404.094 |  | 178678.7449 | 117.6571
2010-09-01 | 19 | 402.7415 | 404.094 |  | 178678.7449 | 117.6571
2010-10-01 | 20 | 259.8907 | 417.2238 |  | 173540.5579 | 117.6571
2010-11-01 | 20 | 259.8907 | 417.2238 |  | 173540.5579 | 117.6571
2010-12-01 | 20 | 259.8907 | 417.2238 |  | 173540.5579 | 117.6571
2011-01-01 | 21 | 259.8907 | 417.2238 |  | 173540.5579 | 117.6571
2011-02-01 | 21 | 259.8907 | 417.2238 |  | 173540.5579 | 117.6571
2011-03-01 | 21 | 259.8907 | 417.2238 |  | 173540.5579 | 117.6571
2011-04-01 | 22 | 254.9439 | 409.5573 |  | 168936.3869 | 117.6571
2011-05-01 | 22 | 396.3493 | 397.3712 |  | 174033.7042 | 117.6571
2011-06-01 | 22 | 396.3493 | 397.3712 |  | 174033.7042 | 117.6571
2011-07-01 | 23 | 396.3493 | 397.3712 |  | 174033.7042 | 117.6571
2011-08-01 | 23 | 396.3493 | 397.3712 |  | 174033.7042 | 117.6571
2011-09-01 | 23 | 396.3493 | 397.3712 |  | 174033.7042 | 117.6571
2011-10-01 | 24 | 254.9439 | 409.5573 |  | 168936.3869 | 117.6571
2011-11-01 | 24 | 254.9439 | 409.5573 |  | 168936.3869 | 117.6571
2011-12-01 | 24 | 254.9439 | 409.5573 |  | 168936.3869 | 117.6571
2012-01-01 | 25 | 254.3797 | 408.6829 |  | 168411.2916 | 117.6571
2012-02-01 | 25 | 254.3797 | 408.6829 |  | 168411.2916 | 117.6571
2012-03-01 | 25 | 254.3797 | 408.6829 |  | 168411.2916 | 117.6571
2012-04-01 | 26 | 254.3797 | 408.6829 |  | 168411.2916 | 117.6571
2012-05-01 | 26 | 395.6202 | 396.6044 |  | 173503.9478 | 117.6571
2012-06-01 | 26 | 395.6202 | 396.6044 |  | 173503.9478 | 117.6571
2012-07-01 | 27 | 395.6202 | 396.6044 |  | 173503.9478 | 117.6571
2012-08-01 | 27 | 395.6202 | 396.6044 |  | 173503.9478 | 117.6571
2012-09-01 | 27 | 395.6202 | 396.6044 |  | 173503.9478 | 117.6571
2012-10-01 | 28 | 254.3797 | 408.6829 |  | 168411.2916 | 117.6571
2012-11-01 | 28 | 254.3797 | 408.6829 |  | 168411.2916 | 117.6571
2012-12-01 | 28 | 254.3797 | 408.6829 |  | 168411.2916 | 117.6571
2013-01-01 | 29 | 254.3797 | 408.6829 |  | 168411.2916 | 117.6571
2013-02-01 | 29 | 254.3797 | 408.6829 |  | 168411.2916 | 117.6571
2013-03-01 | 29 | 254.3797 | 408.6829 |  | 168411.2916 | 117.6571
2013-04-01 | 30 | 254.2906 | 408.5448 |  | 168328.3356 | 117.6571
2013-05-01 | 30 | 395.5051 | 396.4833 |  | 173420.2555 | 117.6571
2013-06-01 | 30 | 395.5051 | 396.4833 |  | 173420.2555 | 117.6571
2013-07-01 | 31 | 395.5051 | 396.4833 |  | 173420.2555 | 117.6571
2013-08-01 | 31 | 395.5051 | 396.4833 |  | 173420.2555 | 117.6571
2013-09-01 | 31 | 395.5051 | 396.4833 |  | 173420.2555 | 117.6571
2013-10-01 | 32 | 254.2906 | 408.5448 |  | 168328.3356 | 117.6571
2013-11-01 | 32 | 254.2906 | 408.5448 |  | 168328.3356 | 117.6571
2013-12-01 | 32 | 254.2906 | 408.5448 |  | 168328.3356 | 117.6571
2014-01-01 | 33 | 254.2906 | 408.5448 |  | 168328.3356 | 117.6571
2014-02-01 | 33 | 254.2906 | 408.5448 |  | 168328.3356 | 117.6571
2014-03-01 | 33 | 254.2906 | 408.5448 |  | 168328.3356 | 117.6571
2014-04-01 | 34 | 254.2906 | 408.5448 |  | 168328.3356 | 117.6571
2014-05-01 | 34 | 395.5051 | 396.4833 |  | 173420.2555 | 117.6571
2014-06-01 | 34 | 395.5051 | 396.4833 |  | 173420.2555 | 117.6571
2014-07-01 | 35 | 395.5051 | 396.4833 |  | 173420.2555 | 117.6571
2014-08-01 | 35 | 395.5051 | 396.4833 |  | 173420.2555 | 117.6571
2014-09-01 | 35 | 395.5051 | 396.4833 |  | 173420.2555 | 117.6571
2014-10-01 | 36 | 254.2906 | 408.5448 |  | 168328.3356 | 117.6571
2014-11-01 | 36 | 254.2906 | 408.5448 |  | 168328.3356 | 117.6571
2014-12-01 | 36 | 254.2906 | 408.5448 |  | 168328.3356 | 117.6571
2015-01-01 | 37 | 254.2906 | 408.5448 |  | 168328.3356 | 117.6571
2015-02-01 | 37 | 254.2906 | 408.5448 |  | 168328.3356 | 117.6571
2015-03-01 | 37 | 254.2906 | 408.5448 |  | 168328.3356 | 117.6571
2015-04-01 | 38 | 254.2644 | 408.5002 |  | 168311.3385 | 117.6571
2015-05-01 | 38 | 395.4644 | 396.4427 |  | 173403.0098 | 117.6571
2015-06-01 | 38 | 395.4644 | 396.4427 |  | 173403.0098 | 117.6571
2015-07-01 | 39 | 395.4644 | 396.4427 |  | 173403.0098 | 117.6571
2015-08-01 | 39 | 395.4644 | 396.4427 |  | 173403.0098 | 117.6571
2015-09-01 | 39 | 395.4644 | 396.4427 |  | 173403.0098 | 117.6571
2015-10-01 | 40 | 254.2644 | 408.5002 |  | 168311.3385 | 117.6571
2015-11-01 | 40 | 254.2644 | 408.5002 |  | 168311.3385 | 117.6571
2015-12-01 | 40 | 254.2644 | 408.5002 |  | 168311.3385 | 117.6571
2016-01-01 | 41 | 254.2382 | 408.4556 |  | 168294.3413 | 117.6571
2016-02-01 | 41 | 254.2382 | 408.4556 |  | 168294.3413 | 117.6571
2016-03-01 | 41 | 254.2382 | 408.4556 |  | 168294.3413 | 117.6571
2016-04-01 | 42 | 254.2382 | 408.4556 |  | 168294.3413 | 117.6571
2016-05-01 | 42 | 395.4238 | 396.402 |  | 173385.764 | 117.6571
2016-06-01 | 42 | 395.4238 | 396.402 |  | 173385.764 | 117.6571
2016-07-01 | 43 | 395.4238 | 396.402 |  | 173385.764 | 117.6571
2016-08-01 | 43 | 395.4238 | 396.402 |  | 173385.764 | 117.6571
2016-09-01 | 43 | 395.4238 | 396.402 |  | 173385.764 | 117.6571
2016-10-01 | 44 | 254.2382 | 408.4556 |  | 168294.3413 | 117.6571
2016-11-01 | 44 | 254.2382 | 408.4556 |  | 168294.3413 | 117.6571
2016-12-01 | 44 | 254.2382 | 408.4556 |  | 168294.3413 | 117.6571

## Input
| SDG&E Tool NTG 4f2 (800).xls |  |  |  | Program Budget ($) |  |  | NPV Factor for lump-sum admin costs: | 100%
a. Administrative Costs
| Proposer General Information |  |  |  | a.i. Overhead and G&A |  | d. Incentives and Rebates ($) | Nominal | NPV
| Proposer Name |  |  |  | a.ii. Other Admin costs |  | d.i. User Input Incentive |  | 0 | Note: User Input Incentives are treated like Admin costs and are NOT adjusted by the net to gross ratio in the TRC test.
| Program Name |  |  |  | b. Marketing/Outreach |  | d.ii. Rebate | 558282.25 | 491061.2643
| Service Territory |  | SDG&E |  | c. Direct Implementation (non incentive) |  | d.iii. Direct Install Labor | 0 | 0
| First Year of Program Implementation |  |  | 2006 | c.i. Activity |  | d.iv. Direct Install Materials | 0 | 0
| Contact Information |  |  |  | c.ii. Installation |  | d.v. Upstream payments | 0 | 0
| Name |  |  |  | c.iii. Hardware & Materials |  | Subtotal Direct Install | 558282.25 | 491061.2643
| Address |  |  |  | c.iv. Rebate Processing and Inspection
| ZIP code |  |  |  | d. Total Incentives and Rebates | 558282.25
| Telephone |  |  |  | e. EM&V |  | f. Costs recovered from other sources |  | 0
| Email |  |  |  | Total | 558282.25 | Program Budget w/ Other Costs (a to f) | 558282.25 | 491061.2643
Quarterly Installation Schedule
| Program Inputs | [10 empty] | Transfer | Admin | Admin | Admin | Participant | [8 empty] | Placeholders, not currently used | [10 empty] | Annual Installation Schedule | [10 empty] | 2006 |  |  |  | 2007 |  |  |  | 2008 |  |  |  | 2009 |  |  |  | 2010 |  |  |  | 2011 |  |  |  | 2012 |  |  |  | 2013 |  |  |  | 2014 |  |  |  | 2015 |  |  |  | 2016
| Measure Name | DEER RunID | Climate Zone | Target sector | Measure Electric End Use Shape | CZ, Sector, Measure combination found? | Measure Type (To Look up Measure Life) | Program Type (To look up Net-to-gross Ratio) | Unit Definition (e.g. homes) | Program Type (NEW/ROB or Early Repl(RET)) | Gross Measure Cost ($/unit) | Rebate to end use customer or its assignee ($/unit) | Incentives to entities other than the end use customer or its assignee($/unit) | Direct Install Labor ($/unit) | Direct Install Material ($/unit) | Participant cost ($/unit) | Gross Unit Annual Electricity Savings (kwh/unit) | Electric Rate Schedule | Demand Scaler | User Entered kW Savings per unit (kW/unit) | Gross Unit Annual Gas Savings (therm/unit) | Gas Sector | Gas Rate Schedule | Gas Savings Profile | Avg remaining life on replaced units (yrs) | Early retrofit incremental kWh savings (kWh/unit) | Early retrofit incremental kW savings (kW/unit) | Early retrofit incremental Th savings (Th/unit) | Combustion Type | Effective Useful Life (years) | Net-to-Gross Ratio - kWh | Net-to-Gross Ratio - kW | Net-to-Gross Ratio - Therms | Net-to-Gross Ratio - Costs | % Eligible for TOU AC adjustment | 2006 | 2007 | 2008 | 2009 | 2010 | 2011 | 2012 | 2013 | 2014 | 2015 | 2016 | Qtr 1 | Qtr 2 | Qtr 3 | Qtr 4 | Qtr 1 | Qtr 2 | Qtr 3 | Qtr 4 | Qtr 1 | Qtr 2 | Qtr 3 | Qtr 4 | Qtr 1 | Qtr 2 | Qtr 3 | Qtr 4 | Qtr 1 | Qtr 2 | Qtr 3 | Qtr 4 | Qtr 1 | Qtr 2 | Qtr 3 | Qtr 4 | Qtr 1 | Qtr 2 | Qtr 3 | Qtr 4 | Qtr 1 | Qtr 2 | Qtr 3 | Qtr 4 | Qtr 1 | Qtr 2 | Qtr 3 | Qtr 4 | Qtr 1 | Qtr 2 | Qtr 3 | Qtr 4 | Qtr 1 | Qtr 2 | Qtr 3 | Qtr 4 | Total Number of Units | Comments
0 | 234332-Premium T8 with T12 40 Watt Baseline - Tr3 |  | 10 | Commercial | 01-ALC-AllCommercial-IntLight | 0 |  |  |  |  | 13.9591 | 7.1444 | 0 | 0 | 0 | 6.8147 | 28.1797 |  | kWh | 0.008733 | -0.046149 | Commercial |  | Annual | [5 empty] | 11 | 0.96 |  |  |  | 0 | 0 | 58.2273 | 0 | 0 | 0 | 0 | 0 | 0 | 0 | 0 | 0 | 2006 Qtr 1: 0; 2006 Qtr 2: 0; 2006 Qtr 3: 0; 2006 Qtr 4: 0; 2007 Qtr 1: 58.2273; 2007 Qtr 2: 0; 2007 Qtr 3: 0; 2007 Qtr 4: 0; 2008 Qtr 1: 0; 2008 Qtr 2: 0; 2008 Qtr 3: 0; 2008 Qtr 4: 0 | 58.2273
0 | 234305-Lighting-Remove 4 Ft Lamp (De-Lamp) - Tr3 | COFL00AVDEL01 | 10 | Commercial | 01-ALC-AllCommercial-IntLight | 0 |  |  |  |  | 28.2538 | 8.7931 | 0 | 0 | 0 | 19.4607 | 100.2216 |  | kWh | 0.031059 | -0.16413 | Commercial |  | Annual | [5 empty] | 11 | 0.96 |  |  |  | 0 | 0 | 21.8353 | 0 | 0 | 0 | 0 | 0 | 0 | 0 | 0 | 0 | 2006 Qtr 1: 0; 2006 Qtr 2: 0; 2006 Qtr 3: 0; 2006 Qtr 4: 0; 2007 Qtr 1: 21.8353; 2007 Qtr 2: 0; 2007 Qtr 3: 0; 2007 Qtr 4: 0; 2008 Qtr 1: 0; 2008 Qtr 2: 0; 2008 Qtr 3: 0; 2008 Qtr 4: 0 | 21.8353
0 | 234330-Premium T8 with T12 40 Watt Baseline - Tr1 |  | 10 | Commercial | 01-ALC-AllCommercial-IntLight | 0 |  |  |  |  | 13.9589 | 13.1897 | 0 | 0 | 0 | 0.76922 | 65.4159 |  | kWh | 0.012906 | -0.10713 | Commercial |  | Annual | [5 empty] | 11 | 0.96 |  |  |  | 0 | 0 | 67.3254 | 0 | 0 | 0 | 0 | 0 | 0 | 0 | 0 | 0 | 2006 Qtr 1: 0; 2006 Qtr 2: 0; 2006 Qtr 3: 0; 2006 Qtr 4: 0; 2007 Qtr 1: 67.3254; 2007 Qtr 2: 0; 2007 Qtr 3: 0; 2007 Qtr 4: 0; 2008 Qtr 1: 0; 2008 Qtr 2: 0; 2008 Qtr 3: 0; 2008 Qtr 4: 0 | 67.3254
0 | 234303-Lighting-Remove 4 Ft Lamp (De-Lamp) - Tr1 | COFL00AVDEL01 | 10 | Commercial | 01-ALC-AllCommercial-IntLight | 0 |  |  |  |  | 28.2518 | 16.4871 | 0 | 0 | 0 | 11.7647 | 217.5212 |  | kWh | 0.042914 | -0.35623 | Commercial |  | Annual | [5 empty] | 11 | 0.96 |  |  |  | 0 | 0 | 67.3254 | 0 | 0 | 0 | 0 | 0 | 0 | 0 | 0 | 0 | 2006 Qtr 1: 0; 2006 Qtr 2: 0; 2006 Qtr 3: 0; 2006 Qtr 4: 0; 2007 Qtr 1: 67.3254; 2007 Qtr 2: 0; 2007 Qtr 3: 0; 2007 Qtr 4: 0; 2008 Qtr 1: 0; 2008 Qtr 2: 0; 2008 Qtr 3: 0; 2008 Qtr 4: 0 | 67.3254
0 | 234331-Premium T8 with T12 40 Watt Baseline - Tr2 |  | 7 | Commercial | 14-MLI-Manufacturing–LightIndustry-LIGHT | 0 |  |  |  |  | 13.9591 | 9.8923 | 0 | 0 | 0 | 4.0668 | 31.1146 |  | kWh | 0.0096152 | -0.040228 | Commercial |  | Annual | [5 empty] | 11 | 0.96 |  |  |  | 0 | 0 | 141.9291 | 0 | 0 | 0 | 0 | 0 | 0 | 0 | 0 | 0 | 2006 Qtr 1: 0; 2006 Qtr 2: 0; 2006 Qtr 3: 0; 2006 Qtr 4: 0; 2007 Qtr 1: 0; 2007 Qtr 2: 0; 2007 Qtr 3: 0; 2007 Qtr 4: 141.9291; 2008 Qtr 1: 0; 2008 Qtr 2: 0; 2008 Qtr 3: 0; 2008 Qtr 4: 0 | 141.9291
0 | 234330-Premium T8 with T12 40 Watt Baseline - Tr1 |  | 10 | Commercial | 14-MLI-Manufacturing–LightIndustry-LIGHT | 0 |  |  |  |  | 13.9589 | 13.1897 | 0 | 0 | 0 | 0.76922 | 30.5262 |  | kWh | 0.0093078 | -0.046284 | Commercial |  | Annual | [5 empty] | 11 | 0.96 |  |  |  | 0 | 0 | 14.5568 | 0 | 0 | 0 | 0 | 0 | 0 | 0 | 0 | 0 | 2006 Qtr 1: 0; 2006 Qtr 2: 0; 2006 Qtr 3: 0; 2006 Qtr 4: 0; 2007 Qtr 1: 14.5568; 2007 Qtr 2: 0; 2007 Qtr 3: 0; 2007 Qtr 4: 0; 2008 Qtr 1: 0; 2008 Qtr 2: 0; 2008 Qtr 3: 0; 2008 Qtr 4: 0 | 14.5568
0 | 234330-Premium T8 with T12 40 Watt Baseline - Tr1 |  | 10 | Commercial | 01-ALC-AllCommercial-IntLight | 0 |  |  |  |  | 13.9589 | 13.1897 | 0 | 0 | 0 | 0.76922 | 34.727 |  | kWh | 0.010491 | -0.056872 | Commercial |  | Annual | [5 empty] | 11 | 0.96 |  |  |  | 0 | 0 | 14.5568 | 0 | 0 | 0 | 0 | 0 | 0 | 0 | 0 | 0 | 2006 Qtr 1: 0; 2006 Qtr 2: 0; 2006 Qtr 3: 0; 2006 Qtr 4: 0; 2007 Qtr 1: 0; 2007 Qtr 2: 0; 2007 Qtr 3: 0; 2007 Qtr 4: 14.5568; 2008 Qtr 1: 0; 2008 Qtr 2: 0; 2008 Qtr 3: 0; 2008 Qtr 4: 0 | 14.5568
0 | 234207-Lighting-8 Ft T-8 with Elec Ballast-Tr1 |  | 10 | Commercial | 01-ALC-AllCommercial-IntLight | 0 |  |  |  |  | 35.7163 | 21.9828 | 0 | 0 | 0 | 13.7335 | 28.798 |  | kWh | 0.0086999 | -0.047162 | Commercial |  | Annual | [5 empty] | 11 | 0.96 |  |  |  | 0 | 0 | 9.098 | 0 | 0 | 0 | 0 | 0 | 0 | 0 | 0 | 0 | 2006 Qtr 1: 0; 2006 Qtr 2: 0; 2006 Qtr 3: 0; 2006 Qtr 4: 0; 2007 Qtr 1: 0; 2007 Qtr 2: 0; 2007 Qtr 3: 0; 2007 Qtr 4: 9.098; 2008 Qtr 1: 0; 2008 Qtr 2: 0; 2008 Qtr 3: 0; 2008 Qtr 4: 0 | 9.098
0 | 234332-Premium T8 with T12 40 Watt Baseline - Tr3 |  | 10 | Commercial | 01-ALC-AllCommercial-IntLight | 0 |  |  |  |  | 13.9591 | 7.1444 | 0 | 0 | 0 | 6.8147 | 28.1797 |  | kWh | 0.008733 | -0.046149 | Commercial |  | Annual | [5 empty] | 11 | 0.96 |  |  |  | 0 | 0 | 171.0428 | 0 | 0 | 0 | 0 | 0 | 0 | 0 | 0 | 0 | 2006 Qtr 1: 0; 2006 Qtr 2: 0; 2006 Qtr 3: 0; 2006 Qtr 4: 0; 2007 Qtr 1: 0; 2007 Qtr 2: 0; 2007 Qtr 3: 0; 2007 Qtr 4: 171.0428; 2008 Qtr 1: 0; 2008 Qtr 2: 0; 2008 Qtr 3: 0; 2008 Qtr 4: 0 | 171.0428
0 | 234330-Premium T8 with T12 40 Watt Baseline - Tr1 |  | 10 | Commercial | 01-ALC-AllCommercial-IntLight | 0 |  |  |  |  | 13.9589 | 13.1897 | 0 | 0 | 0 | 0.76922 | 34.727 |  | kWh | 0.010491 | -0.056872 | Commercial |  | Annual | [5 empty] | 11 | 0.96 |  |  |  | 0 | 0 | 43.6705 | 0 | 0 | 0 | 0 | 0 | 0 | 0 | 0 | 0 | 2006 Qtr 1: 0; 2006 Qtr 2: 0; 2006 Qtr 3: 0; 2006 Qtr 4: 0; 2007 Qtr 1: 0; 2007 Qtr 2: 0; 2007 Qtr 3: 0; 2007 Qtr 4: 43.6705; 2008 Qtr 1: 0; 2008 Qtr 2: 0; 2008 Qtr 3: 0; 2008 Qtr 4: 0 | 43.6705
0 | 234331-Premium T8 with T12 40 Watt Baseline - Tr2 |  | 7 | Commercial | 01-ALC-AllCommercial-IntLight | 0 |  |  |  |  | 13.9591 | 9.8923 | 0 | 0 | 0 | 4.0668 | 35.8564 |  | kWh | 0.010832 | -0.058721 | Commercial |  | Annual | [5 empty] | 11 | 0.96 |  |  |  | 0 | 0 | 14.5568 | 0 | 0 | 0 | 0 | 0 | 0 | 0 | 0 | 0 | 2006 Qtr 1: 0; 2006 Qtr 2: 0; 2006 Qtr 3: 0; 2006 Qtr 4: 0; 2007 Qtr 1: 14.5568; 2007 Qtr 2: 0; 2007 Qtr 3: 0; 2007 Qtr 4: 0; 2008 Qtr 1: 0; 2008 Qtr 2: 0; 2008 Qtr 3: 0; 2008 Qtr 4: 0 | 14.5568
0 | 234084-Refrigeration -Cooler/Freezer Door Gaskets - Solid Doors: Cooler |  | 7 | Commercial | 01-ALC-AllCommercial-Refrig | 0 |  |  |  |  | 4 | 4 | 0 | 0 | 0 | 0 | 104.55 |  | kWh | 0.01195 | 0 | Commercial |  | Annual | [5 empty] | 4 | 0.96 |  |  |  | 0 | 0 | 63 | 0 | 0 | 0 | 0 | 0 | 0 | 0 | 0 | 0 | 2006 Qtr 1: 0; 2006 Qtr 2: 0; 2006 Qtr 3: 0; 2006 Qtr 4: 0; 2007 Qtr 1: 0; 2007 Qtr 2: 0; 2007 Qtr 3: 0; 2007 Qtr 4: 63; 2008 Qtr 1: 0; 2008 Qtr 2: 0; 2008 Qtr 3: 0; 2008 Qtr 4: 0 | 63
0 | 234303-Lighting-Remove 4 Ft Lamp (De-Lamp) - Tr1 | COFL00AVDEL01 | 10 | Commercial | 01-ALC-AllCommercial-IntLight | 0 |  |  |  |  | 28.2518 | 16.4871 | 0 | 0 | 0 | 11.7647 | 55.7008 |  | kWh | 0.012144 | -0.09122 | Commercial |  | Annual | [5 empty] | 11 | 0.96 |  |  |  | 0 | 0 | 26.3843 | 0 | 0 | 0 | 0 | 0 | 0 | 0 | 0 | 0 | 2006 Qtr 1: 0; 2006 Qtr 2: 0; 2006 Qtr 3: 0; 2006 Qtr 4: 0; 2007 Qtr 1: 26.3843; 2007 Qtr 2: 0; 2007 Qtr 3: 0; 2007 Qtr 4: 0; 2008 Qtr 1: 0; 2008 Qtr 2: 0; 2008 Qtr 3: 0; 2008 Qtr 4: 0 | 26.3843
0 | 234330-Premium T8 with T12 40 Watt Baseline - Tr1 |  | 10 | Commercial | 01-ALC-AllCommercial-IntLight | 0 |  |  |  |  | 13.9589 | 13.1897 | 0 | 0 | 0 | 0.76922 | 16.7511 |  | kWh | 0.003652 | -0.027433 | Commercial |  | Annual | [5 empty] | 11 | 0.96 |  |  |  | 0 | 0 | 26.3843 | 0 | 0 | 0 | 0 | 0 | 0 | 0 | 0 | 0 | 2006 Qtr 1: 0; 2006 Qtr 2: 0; 2006 Qtr 3: 0; 2006 Qtr 4: 0; 2007 Qtr 1: 26.3843; 2007 Qtr 2: 0; 2007 Qtr 3: 0; 2007 Qtr 4: 0; 2008 Qtr 1: 0; 2008 Qtr 2: 0; 2008 Qtr 3: 0; 2008 Qtr 4: 0 | 26.3843
0 | 234207-Lighting-8 Ft T-8 with Elec Ballast-Tr1 |  | 10 | Commercial | 01-ALC-AllCommercial-IntLight | 0 |  |  |  |  | 35.7163 | 21.9828 | 0 | 0 | 0 | 13.7335 | 13.8912 |  | kWh | 0.0030285 | -0.022749 | Commercial |  | Annual | [5 empty] | 11 | 0.96 |  |  |  | 0 | 0 | 3.6392 | 0 | 0 | 0 | 0 | 0 | 0 | 0 | 0 | 0 | 2006 Qtr 1: 0; 2006 Qtr 2: 0; 2006 Qtr 3: 0; 2006 Qtr 4: 0; 2007 Qtr 1: 3.6392; 2007 Qtr 2: 0; 2007 Qtr 3: 0; 2007 Qtr 4: 0; 2008 Qtr 1: 0; 2008 Qtr 2: 0; 2008 Qtr 3: 0; 2008 Qtr 4: 0 | 3.6392
0 | 234330-Premium T8 with T12 40 Watt Baseline - Tr1 |  | 10 | Commercial | 01-ALC-AllCommercial-IntLight | 0 |  |  |  |  | 13.9589 | 13.1897 | 0 | 0 | 0 | 0.76922 | 16.7511 |  | kWh | 0.003652 | -0.027433 | Commercial |  | Annual | [5 empty] | 11 | 0.96 |  |  |  | 0 | 0 | 43.6705 | 0 | 0 | 0 | 0 | 0 | 0 | 0 | 0 | 0 | 2006 Qtr 1: 0; 2006 Qtr 2: 0; 2006 Qtr 3: 0; 2006 Qtr 4: 0; 2007 Qtr 1: 43.6705; 2007 Qtr 2: 0; 2007 Qtr 3: 0; 2007 Qtr 4: 0; 2008 Qtr 1: 0; 2008 Qtr 2: 0; 2008 Qtr 3: 0; 2008 Qtr 4: 0 | 43.6705
0 | 234303-Lighting-Remove 4 Ft Lamp (De-Lamp) - Tr1 | COFL00AVDEL01 | 10 | Commercial | 01-ALC-AllCommercial-IntLight | 0 |  |  |  |  | 28.2518 | 16.4871 | 0 | 0 | 0 | 11.7647 | 55.7008 |  | kWh | 0.012144 | -0.09122 | Commercial |  | Annual | [5 empty] | 11 | 0.96 |  |  |  | 0 | 0 | 10.9176 | 0 | 0 | 0 | 0 | 0 | 0 | 0 | 0 | 0 | 2006 Qtr 1: 0; 2006 Qtr 2: 0; 2006 Qtr 3: 0; 2006 Qtr 4: 0; 2007 Qtr 1: 10.9176; 2007 Qtr 2: 0; 2007 Qtr 3: 0; 2007 Qtr 4: 0; 2008 Qtr 1: 0; 2008 Qtr 2: 0; 2008 Qtr 3: 0; 2008 Qtr 4: 0 | 10.9176
0 | 234207-Lighting-8 Ft T-8 with Elec Ballast-Tr1 |  | 10 | Commercial | 01-ALC-AllCommercial-IntLight | 0 |  |  |  |  | 35.7163 | 21.9828 | 0 | 0 | 0 | 13.7335 | 13.8912 |  | kWh | 0.0030285 | -0.022749 | Commercial |  | Annual | [5 empty] | 11 | 0.96 |  |  |  | 0 | 0 | 5.4588 | 0 | 0 | 0 | 0 | 0 | 0 | 0 | 0 | 0 | 2006 Qtr 1: 0; 2006 Qtr 2: 0; 2006 Qtr 3: 0; 2006 Qtr 4: 0; 2007 Qtr 1: 5.4588; 2007 Qtr 2: 0; 2007 Qtr 3: 0; 2007 Qtr 4: 0; 2008 Qtr 1: 0; 2008 Qtr 2: 0; 2008 Qtr 3: 0; 2008 Qtr 4: 0 | 5.4588
0 | 234330-Premium T8 with T12 40 Watt Baseline - Tr1 |  | System | Commercial | 01-ALC-AllCommercial-IntLight | 0 |  |  |  |  | 13.9589 | 13.1897 | 0 | 0 | 0 | 0.76922 | 38.5499 |  | kWh | 0.01239 | -0.063133 | Commercial |  | Annual | [5 empty] | 11 | 0.96 |  |  |  | 0 | 0 | 196.5173 | 0 | 0 | 0 | 0 | 0 | 0 | 0 | 0 | 0 | 2006 Qtr 1: 0; 2006 Qtr 2: 0; 2006 Qtr 3: 0; 2006 Qtr 4: 0; 2007 Qtr 1: 196.5173; 2007 Qtr 2: 0; 2007 Qtr 3: 0; 2007 Qtr 4: 0; 2008 Qtr 1: 0; 2008 Qtr 2: 0; 2008 Qtr 3: 0; 2008 Qtr 4: 0 | 196.5173
0 | 234049-Lighting-LED Exit Sign New Sign | CALC00AVETS01 | System | Commercial | 02-ASM-Assembly-Exit | 0 |  |  |  |  | 65.3696 | 45 | 0 | 0 | 0 | 20.3696 | 351.311 |  | kWh | 0 | 0 | Commercial |  | Annual | [5 empty] | 16 | 0.96 |  |  |  | 0 | 0 | 17 | 0 | 0 | 0 | 0 | 0 | 0 | 0 | 0 | 0 | 2006 Qtr 1: 0; 2006 Qtr 2: 0; 2006 Qtr 3: 0; 2006 Qtr 4: 0; 2007 Qtr 1: 17; 2007 Qtr 2: 0; 2007 Qtr 3: 0; 2007 Qtr 4: 0; 2008 Qtr 1: 0; 2008 Qtr 2: 0; 2008 Qtr 3: 0; 2008 Qtr 4: 0 | 17
0 | 234303-Lighting-Remove 4 Ft Lamp (De-Lamp) - Tr1 | COFL00AVDEL01 | System | Commercial | 01-ALC-AllCommercial-IntLight | 0 |  |  |  |  | 28.2518 | 16.4871 | 0 | 0 | 0 | 11.7647 | 128.1864 |  | kWh | 0.0412 | -0.20993 | Commercial |  | Annual | [5 empty] | 11 | 0.96 |  |  |  | 0 | 0 | 65.5058 | 0 | 0 | 0 | 0 | 0 | 0 | 0 | 0 | 0 | 2006 Qtr 1: 0; 2006 Qtr 2: 0; 2006 Qtr 3: 0; 2006 Qtr 4: 0; 2007 Qtr 1: 65.5058; 2007 Qtr 2: 0; 2007 Qtr 3: 0; 2007 Qtr 4: 0; 2008 Qtr 1: 0; 2008 Qtr 2: 0; 2008 Qtr 3: 0; 2008 Qtr 4: 0 | 65.5058
0 | 234331-Premium T8 with T12 40 Watt Baseline - Tr2 |  | 7 | Commercial | 01-ALC-AllCommercial-IntLight | 0 |  |  |  |  | 13.9591 | 9.8923 | 0 | 0 | 0 | 4.0668 | 31.1202 |  | kWh | 0.0096442 | -0.050965 | Commercial |  | Annual | [5 empty] | 11 | 0.96 |  |  |  | 0 | 0 | 25.4745 | 0 | 0 | 0 | 0 | 0 | 0 | 0 | 0 | 0 | 2006 Qtr 1: 0; 2006 Qtr 2: 0; 2006 Qtr 3: 0; 2006 Qtr 4: 0; 2007 Qtr 1: 0; 2007 Qtr 2: 0; 2007 Qtr 3: 0; 2007 Qtr 4: 25.4745; 2008 Qtr 1: 0; 2008 Qtr 2: 0; 2008 Qtr 3: 0; 2008 Qtr 4: 0 | 25.4745
0 | 234304-Lighting-Remove 4 Ft Lamp (De-Lamp) - Tr2 | COFL00AVDEL01 | 7 | Commercial | 01-ALC-AllCommercial-IntLight | 0 |  |  |  |  | 28.2538 | 12.3653 | 0 | 0 | 0 | 15.8885 | 100.2216 |  | kWh | 0.031059 | -0.16413 | Commercial |  | Annual | [5 empty] | 11 | 0.96 |  |  |  | 0 | 0 | 25.4745 | 0 | 0 | 0 | 0 | 0 | 0 | 0 | 0 | 0 | 2006 Qtr 1: 0; 2006 Qtr 2: 0; 2006 Qtr 3: 0; 2006 Qtr 4: 0; 2007 Qtr 1: 0; 2007 Qtr 2: 0; 2007 Qtr 3: 0; 2007 Qtr 4: 25.4745; 2008 Qtr 1: 0; 2008 Qtr 2: 0; 2008 Qtr 3: 0; 2008 Qtr 4: 0 | 25.4745
0 | 234331-Premium T8 with T12 40 Watt Baseline - Tr2 |  | 7 | Commercial | 01-ALC-AllCommercial-IntLight | 0 |  |  |  |  | 13.9591 | 9.8923 | 0 | 0 | 0 | 4.0668 | 31.1202 |  | kWh | 0.0096442 | -0.050965 | Commercial |  | Annual | [5 empty] | 11 | 0.96 |  |  |  | 0 | 0 | 69.145 | 0 | 0 | 0 | 0 | 0 | 0 | 0 | 0 | 0 | 2006 Qtr 1: 0; 2006 Qtr 2: 0; 2006 Qtr 3: 0; 2006 Qtr 4: 0; 2007 Qtr 1: 0; 2007 Qtr 2: 0; 2007 Qtr 3: 0; 2007 Qtr 4: 69.145; 2008 Qtr 1: 0; 2008 Qtr 2: 0; 2008 Qtr 3: 0; 2008 Qtr 4: 0 | 69.145
0 | 234304-Lighting-Remove 4 Ft Lamp (De-Lamp) - Tr2 | COFL00AVDEL01 | 7 | Commercial | 01-ALC-AllCommercial-IntLight | 0 |  |  |  |  | 28.2538 | 12.3653 | 0 | 0 | 0 | 15.8885 | 100.2216 |  | kWh | 0.031059 | -0.16413 | Commercial |  | Annual | [5 empty] | 11 | 0.96 |  |  |  | 0 | 0 | 69.145 | 0 | 0 | 0 | 0 | 0 | 0 | 0 | 0 | 0 | 2006 Qtr 1: 0; 2006 Qtr 2: 0; 2006 Qtr 3: 0; 2006 Qtr 4: 0; 2007 Qtr 1: 0; 2007 Qtr 2: 0; 2007 Qtr 3: 0; 2007 Qtr 4: 69.145; 2008 Qtr 1: 0; 2008 Qtr 2: 0; 2008 Qtr 3: 0; 2008 Qtr 4: 0 | 69.145
0 | 234331-Premium T8 with T12 40 Watt Baseline - Tr2 |  | 7 | Commercial | 01-ALC-AllCommercial-IntLight | 0 |  |  |  |  | 13.9591 | 9.8923 | 0 | 0 | 0 | 4.0668 | 31.1202 |  | kWh | 0.0096442 | -0.050965 | Commercial |  | Annual | [5 empty] | 11 | 0.96 |  |  |  | 0 | 0 | 30.9333 | 0 | 0 | 0 | 0 | 0 | 0 | 0 | 0 | 0 | 2006 Qtr 1: 0; 2006 Qtr 2: 0; 2006 Qtr 3: 0; 2006 Qtr 4: 0; 2007 Qtr 1: 0; 2007 Qtr 2: 0; 2007 Qtr 3: 0; 2007 Qtr 4: 30.9333; 2008 Qtr 1: 0; 2008 Qtr 2: 0; 2008 Qtr 3: 0; 2008 Qtr 4: 0 | 30.9333
0 | 234304-Lighting-Remove 4 Ft Lamp (De-Lamp) - Tr2 | COFL00AVDEL01 | 7 | Commercial | 01-ALC-AllCommercial-IntLight | 0 |  |  |  |  | 28.2538 | 12.3653 | 0 | 0 | 0 | 15.8885 | 100.2216 |  | kWh | 0.031059 | -0.16413 | Commercial |  | Annual | [5 empty] | 11 | 0.96 |  |  |  | 0 | 0 | 30.9333 | 0 | 0 | 0 | 0 | 0 | 0 | 0 | 0 | 0 | 2006 Qtr 1: 0; 2006 Qtr 2: 0; 2006 Qtr 3: 0; 2006 Qtr 4: 0; 2007 Qtr 1: 0; 2007 Qtr 2: 0; 2007 Qtr 3: 0; 2007 Qtr 4: 30.9333; 2008 Qtr 1: 0; 2008 Qtr 2: 0; 2008 Qtr 3: 0; 2008 Qtr 4: 0 | 30.9333
0 | 234330-Premium T8 with T12 40 Watt Baseline - Tr1 |  | 7 | Commercial | 01-ALC-AllCommercial-IntLight | 0 |  |  |  |  | 13.9589 | 13.1897 | 0 | 0 | 0 | 0.76922 | 34.727 |  | kWh | 0.010491 | -0.056872 | Commercial |  | Annual | [5 empty] | 11 | 0.96 |  |  |  | 0 | 0 | 90.9802 | 0 | 0 | 0 | 0 | 0 | 0 | 0 | 0 | 0 | 2006 Qtr 1: 0; 2006 Qtr 2: 0; 2006 Qtr 3: 0; 2006 Qtr 4: 0; 2007 Qtr 1: 0; 2007 Qtr 2: 0; 2007 Qtr 3: 90.9802; 2007 Qtr 4: 0; 2008 Qtr 1: 0; 2008 Qtr 2: 0; 2008 Qtr 3: 0; 2008 Qtr 4: 0 | 90.9802
0 | 234331-Premium T8 with T12 40 Watt Baseline - Tr2 |  | 7 | Commercial | 01-ALC-AllCommercial-IntLight | 0 |  |  |  |  | 13.9591 | 9.8923 | 0 | 0 | 0 | 4.0668 | 35.8564 |  | kWh | 0.010832 | -0.058721 | Commercial |  | Annual | [5 empty] | 11 | 0.96 |  |  |  | 0 | 0 | 58.2273 | 0 | 0 | 0 | 0 | 0 | 0 | 0 | 0 | 0 | 2006 Qtr 1: 0; 2006 Qtr 2: 0; 2006 Qtr 3: 0; 2006 Qtr 4: 0; 2007 Qtr 1: 0; 2007 Qtr 2: 0; 2007 Qtr 3: 0; 2007 Qtr 4: 58.2273; 2008 Qtr 1: 0; 2008 Qtr 2: 0; 2008 Qtr 3: 0; 2008 Qtr 4: 0 | 58.2273
0 | 234331-Premium T8 with T12 40 Watt Baseline - Tr2 |  | 7 | Commercial | 01-ALC-AllCommercial-IntLight | 0 |  |  |  |  | 13.9591 | 9.8923 | 0 | 0 | 0 | 4.0668 | 35.8564 |  | kWh | 0.010832 | -0.058721 | Commercial |  | Annual | [5 empty] | 11 | 0.96 |  |  |  | 0 | 0 | 32.7529 | 0 | 0 | 0 | 0 | 0 | 0 | 0 | 0 | 0 | 2006 Qtr 1: 0; 2006 Qtr 2: 0; 2006 Qtr 3: 0; 2006 Qtr 4: 0; 2007 Qtr 1: 0; 2007 Qtr 2: 0; 2007 Qtr 3: 0; 2007 Qtr 4: 32.7529; 2008 Qtr 1: 0; 2008 Qtr 2: 0; 2008 Qtr 3: 0; 2008 Qtr 4: 0 | 32.7529
0 | 234330-Premium T8 with T12 40 Watt Baseline - Tr1 |  | 7 | Commercial | 14-MLI-Manufacturing–LightIndustry-LIGHT | 0 |  |  |  |  | 13.9589 | 13.1897 | 0 | 0 | 0 | 0.76922 | 30.1346 |  | kWh | 0.0093123 | -0.038961 | Commercial |  | Annual | [5 empty] | 11 | 0.96 |  |  |  | 0 | 0 | 21.8353 | 0 | 0 | 0 | 0 | 0 | 0 | 0 | 0 | 0 | 2006 Qtr 1: 0; 2006 Qtr 2: 0; 2006 Qtr 3: 0; 2006 Qtr 4: 0; 2007 Qtr 1: 0; 2007 Qtr 2: 0; 2007 Qtr 3: 0; 2007 Qtr 4: 21.8353; 2008 Qtr 1: 0; 2008 Qtr 2: 0; 2008 Qtr 3: 0; 2008 Qtr 4: 0 | 21.8353
0 | 234126-Refrigeration - Efficient Evap Fan Motor Electronically Commutated Motor (ECM) | Averaged DEER Msrs | 7 | Commercial | 01-ALC-AllCommercial-Refrig | 0 |  |  |  |  | 6.7904 | 150 | 0 | 0 | 0 | -143.2096 | 116.369 |  | kWh | 0.015845 | -0.11528 | Commercial |  | Annual | [5 empty] | 15 | 0.96 |  |  |  | 0 | 0 | 2 | 0 | 0 | 0 | 0 | 0 | 0 | 0 | 0 | 0 | 2006 Qtr 1: 0; 2006 Qtr 2: 0; 2006 Qtr 3: 0; 2006 Qtr 4: 0; 2007 Qtr 1: 2; 2007 Qtr 2: 0; 2007 Qtr 3: 0; 2007 Qtr 4: 0; 2008 Qtr 1: 0; 2008 Qtr 2: 0; 2008 Qtr 3: 0; 2008 Qtr 4: 0 | 2
0 | 234126-Refrigeration - Efficient Evap Fan Motor Electronically Commutated Motor (ECM) | Averaged DEER Msrs | 7 | Commercial | 01-ALC-AllCommercial-Refrig | 0 |  |  |  |  | 6.7904 | 150 | 0 | 0 | 0 | -143.2096 | 116.369 |  | kWh | 0.015845 | -0.11528 | Commercial |  | Annual | [5 empty] | 15 | 0.96 |  |  |  | 0 | 0 | 4 | 0 | 0 | 0 | 0 | 0 | 0 | 0 | 0 | 0 | 2006 Qtr 1: 0; 2006 Qtr 2: 0; 2006 Qtr 3: 0; 2006 Qtr 4: 0; 2007 Qtr 1: 4; 2007 Qtr 2: 0; 2007 Qtr 3: 0; 2007 Qtr 4: 0; 2008 Qtr 1: 0; 2008 Qtr 2: 0; 2008 Qtr 3: 0; 2008 Qtr 4: 0 | 4
0 | 234330-Premium T8 with T12 40 Watt Baseline - Tr1 |  | 7 | Commercial | 01-ALC-AllCommercial-IntLight | 0 |  |  |  |  | 13.9589 | 13.1897 | 0 | 0 | 0 | 0.76922 | 65.4159 |  | kWh | 0.012906 | -0.10713 | Commercial |  | Annual | [5 empty] | 11 | 0.96 |  |  |  | 0 | 0 | 14.5568 | 0 | 0 | 0 | 0 | 0 | 0 | 0 | 0 | 0 | 2006 Qtr 1: 0; 2006 Qtr 2: 0; 2006 Qtr 3: 0; 2006 Qtr 4: 0; 2007 Qtr 1: 14.5568; 2007 Qtr 2: 0; 2007 Qtr 3: 0; 2007 Qtr 4: 0; 2008 Qtr 1: 0; 2008 Qtr 2: 0; 2008 Qtr 3: 0; 2008 Qtr 4: 0 | 14.5568
0 | 234179-Food Service - Ice Machine Air-Cooled 1001-1500 |  | 7 | Commercial | 01-ALC-AllCommercial-Refrig | 0 |  |  |  |  | 1821 | 1000 | 0 | 0 | 0 | 821 | 4106.25 |  | kWh | 0.46875 | 0 | Commercial |  | Annual | [5 empty] | 12 | 0.96 |  |  |  | 0 | 0 | 1 | 0 | 0 | 0 | 0 | 0 | 0 | 0 | 0 | 0 | 2006 Qtr 1: 0; 2006 Qtr 2: 0; 2006 Qtr 3: 0; 2006 Qtr 4: 0; 2007 Qtr 1: 1; 2007 Qtr 2: 0; 2007 Qtr 3: 0; 2007 Qtr 4: 0; 2008 Qtr 1: 0; 2008 Qtr 2: 0; 2008 Qtr 3: 0; 2008 Qtr 4: 0 | 1
0 | 234208-Lighting-8 Ft T-8 with Elec Ballast-Tr2 |  | 10 | Commercial | 01-ALC-AllCommercial-IntLight | 0 |  |  |  |  | 35.7165 | 16.4871 | 0 | 0 | 0 | 19.2294 | 29.0804 |  | kWh | 0.0087852 | -0.047624 | Commercial |  | Annual | [5 empty] | 11 | 0.96 |  |  |  | 0 | 0 | 135.5605 | 0 | 0 | 0 | 0 | 0 | 0 | 0 | 0 | 0 | 2006 Qtr 1: 0; 2006 Qtr 2: 0; 2006 Qtr 3: 0; 2006 Qtr 4: 0; 2007 Qtr 1: 135.5605; 2007 Qtr 2: 0; 2007 Qtr 3: 0; 2007 Qtr 4: 0; 2008 Qtr 1: 0; 2008 Qtr 2: 0; 2008 Qtr 3: 0; 2008 Qtr 4: 0 | 135.5605
0 | 234304-Lighting-Remove 4 Ft Lamp (De-Lamp) - Tr2 | COFL00AVDEL01 | 10 | Commercial | 01-ALC-AllCommercial-IntLight | 0 |  |  |  |  | 28.2538 | 12.3653 | 0 | 0 | 0 | 15.8885 | 115.4744 |  | kWh | 0.034885 | -0.18911 | Commercial |  | Annual | [5 empty] | 11 | 0.96 |  |  |  | 0 | 0 | 16.3764 | 0 | 0 | 0 | 0 | 0 | 0 | 0 | 0 | 0 | 2006 Qtr 1: 0; 2006 Qtr 2: 0; 2006 Qtr 3: 0; 2006 Qtr 4: 0; 2007 Qtr 1: 16.3764; 2007 Qtr 2: 0; 2007 Qtr 3: 0; 2007 Qtr 4: 0; 2008 Qtr 1: 0; 2008 Qtr 2: 0; 2008 Qtr 3: 0; 2008 Qtr 4: 0 | 16.3764
0 | 234128-Refrigerator - Early Replacement |  | 10 | Commercial | 01-ALC-AllCommercial-Refrig | 0 |  |  |  |  | 272 | 275 | 0 | 0 | 0 | -3 | 1040.577 |  | kWh | 0.13613 | 0 | Commercial |  | Annual | [5 empty] | 6 | 0.96 |  |  |  | 0 | 0 | 1 | 0 | 0 | 0 | 0 | 0 | 0 | 0 | 0 | 0 | 2006 Qtr 1: 0; 2006 Qtr 2: 0; 2006 Qtr 3: 0; 2006 Qtr 4: 0; 2007 Qtr 1: 1; 2007 Qtr 2: 0; 2007 Qtr 3: 0; 2007 Qtr 4: 0; 2008 Qtr 1: 0; 2008 Qtr 2: 0; 2008 Qtr 3: 0; 2008 Qtr 4: 0 | 1
0 | 234330-Premium T8 with T12 40 Watt Baseline - Tr1 |  | System | Commercial | 01-ALC-AllCommercial-IntLight | 0 |  |  |  |  | 13.9589 | 13.1897 | 0 | 0 | 0 | 0.76922 | 40.547 |  | kWh | 0.0073476 | -0.066403 | Commercial |  | Annual | [5 empty] | 11 | 0.96 |  |  |  | 0 | 0 | 47.3097 | 0 | 0 | 0 | 0 | 0 | 0 | 0 | 0 | 0 | 2006 Qtr 1: 0; 2006 Qtr 2: 0; 2006 Qtr 3: 0; 2006 Qtr 4: 0; 2007 Qtr 1: 47.3097; 2007 Qtr 2: 0; 2007 Qtr 3: 0; 2007 Qtr 4: 0; 2008 Qtr 1: 0; 2008 Qtr 2: 0; 2008 Qtr 3: 0; 2008 Qtr 4: 0 | 47.3097
0 | 234303-Lighting-Remove 4 Ft Lamp (De-Lamp) - Tr1 | COFL00AVDEL01 | System | Commercial | 01-ALC-AllCommercial-IntLight | 0 |  |  |  |  | 28.2518 | 16.4871 | 0 | 0 | 0 | 11.7647 | 134.827 |  | kWh | 0.024432 | -0.2208 | Commercial |  | Annual | [5 empty] | 11 | 0.96 |  |  |  | 0 | 0 | 3.6392 | 0 | 0 | 0 | 0 | 0 | 0 | 0 | 0 | 0 | 2006 Qtr 1: 0; 2006 Qtr 2: 0; 2006 Qtr 3: 0; 2006 Qtr 4: 0; 2007 Qtr 1: 3.6392; 2007 Qtr 2: 0; 2007 Qtr 3: 0; 2007 Qtr 4: 0; 2008 Qtr 1: 0; 2008 Qtr 2: 0; 2008 Qtr 3: 0; 2008 Qtr 4: 0 | 3.6392
0 | 234330-Premium T8 with T12 40 Watt Baseline - Tr1 |  | System | Commercial | 01-ALC-AllCommercial-IntLight | 0 |  |  |  |  | 13.9589 | 13.1897 | 0 | 0 | 0 | 0.76922 | 65.4159 |  | kWh | 0.012906 | -0.10713 | Commercial |  | Annual | [5 empty] | 11 | 0.96 |  |  |  | 0 | 0 | 40.0313 | 0 | 0 | 0 | 0 | 0 | 0 | 0 | 0 | 0 | 2006 Qtr 1: 0; 2006 Qtr 2: 0; 2006 Qtr 3: 0; 2006 Qtr 4: 0; 2007 Qtr 1: 40.0313; 2007 Qtr 2: 0; 2007 Qtr 3: 0; 2007 Qtr 4: 0; 2008 Qtr 1: 0; 2008 Qtr 2: 0; 2008 Qtr 3: 0; 2008 Qtr 4: 0 | 40.0313
0 | 234330-Premium T8 with T12 40 Watt Baseline - Tr1 |  | 7 | Commercial | 01-ALC-AllCommercial-IntLight | 0 |  |  |  |  | 13.9589 | 13.1897 | 0 | 0 | 0 | 0.76922 | 49.1557 |  | kWh | 0.009871 | -0.080501 | Commercial |  | Annual | [5 empty] | 11 | 0.96 |  |  |  | 0 | 0 | 65.5058 | 0 | 0 | 0 | 0 | 0 | 0 | 0 | 0 | 0 | 2006 Qtr 1: 0; 2006 Qtr 2: 0; 2006 Qtr 3: 0; 2006 Qtr 4: 0; 2007 Qtr 1: 65.5058; 2007 Qtr 2: 0; 2007 Qtr 3: 0; 2007 Qtr 4: 0; 2008 Qtr 1: 0; 2008 Qtr 2: 0; 2008 Qtr 3: 0; 2008 Qtr 4: 0 | 65.5058
0 | 234330-Premium T8 with T12 40 Watt Baseline - Tr1 |  | 7 | Commercial | 01-ALC-AllCommercial-IntLight | 0 |  |  |  |  | 13.9589 | 13.1897 | 0 | 0 | 0 | 0.76922 | 34.727 |  | kWh | 0.010491 | -0.056872 | Commercial |  | Annual | [5 empty] | 11 | 0.96 |  |  |  | 0 | 0 | 189.2388 | 0 | 0 | 0 | 0 | 0 | 0 | 0 | 0 | 0 | 2006 Qtr 1: 0; 2006 Qtr 2: 0; 2006 Qtr 3: 0; 2006 Qtr 4: 0; 2007 Qtr 1: 0; 2007 Qtr 2: 0; 2007 Qtr 3: 0; 2007 Qtr 4: 189.2388; 2008 Qtr 1: 0; 2008 Qtr 2: 0; 2008 Qtr 3: 0; 2008 Qtr 4: 0 | 189.2388
0 | 234331-Premium T8 with T12 40 Watt Baseline - Tr2 |  | 7 | Commercial | 01-ALC-AllCommercial-IntLight | 0 |  |  |  |  | 13.9591 | 9.8923 | 0 | 0 | 0 | 4.0668 | 35.8564 |  | kWh | 0.010832 | -0.058721 | Commercial |  | Annual | [5 empty] | 11 | 0.96 |  |  |  | 0 | 0 | 76.4234 | 0 | 0 | 0 | 0 | 0 | 0 | 0 | 0 | 0 | 2006 Qtr 1: 0; 2006 Qtr 2: 0; 2006 Qtr 3: 0; 2006 Qtr 4: 0; 2007 Qtr 1: 0; 2007 Qtr 2: 0; 2007 Qtr 3: 0; 2007 Qtr 4: 76.4234; 2008 Qtr 1: 0; 2008 Qtr 2: 0; 2008 Qtr 3: 0; 2008 Qtr 4: 0 | 76.4234
0 | 234304-Lighting-Remove 4 Ft Lamp (De-Lamp) - Tr2 | COFL00AVDEL01 | 7 | Commercial | 01-ALC-AllCommercial-IntLight | 0 |  |  |  |  | 28.2538 | 12.3653 | 0 | 0 | 0 | 15.8885 | 115.4744 |  | kWh | 0.034885 | -0.18911 | Commercial |  | Annual | [5 empty] | 11 | 0.96 |  |  |  | 0 | 0 | 76.4234 | 0 | 0 | 0 | 0 | 0 | 0 | 0 | 0 | 0 | 2006 Qtr 1: 0; 2006 Qtr 2: 0; 2006 Qtr 3: 0; 2006 Qtr 4: 0; 2007 Qtr 1: 0; 2007 Qtr 2: 0; 2007 Qtr 3: 0; 2007 Qtr 4: 76.4234; 2008 Qtr 1: 0; 2008 Qtr 2: 0; 2008 Qtr 3: 0; 2008 Qtr 4: 0 | 76.4234
0 | 234332-Premium T8 with T12 40 Watt Baseline - Tr3 |  | 10 | Commercial | 01-ALC-AllCommercial-IntLight | 0 |  |  |  |  | 13.9591 | 7.1444 | 0 | 0 | 0 | 6.8147 | 28.1797 |  | kWh | 0.008733 | -0.046149 | Commercial |  | Annual | [5 empty] | 11 | 0.96 |  |  |  | 0 | 0 | 16.3764 | 0 | 0 | 0 | 0 | 0 | 0 | 0 | 0 | 0 | 2006 Qtr 1: 0; 2006 Qtr 2: 0; 2006 Qtr 3: 0; 2006 Qtr 4: 0; 2007 Qtr 1: 16.3764; 2007 Qtr 2: 0; 2007 Qtr 3: 0; 2007 Qtr 4: 0; 2008 Qtr 1: 0; 2008 Qtr 2: 0; 2008 Qtr 3: 0; 2008 Qtr 4: 0 | 16.3764
0 | 234305-Lighting-Remove 4 Ft Lamp (De-Lamp) - Tr3 | COFL00AVDEL01 | 10 | Commercial | 01-ALC-AllCommercial-IntLight | 0 |  |  |  |  | 28.2538 | 8.7931 | 0 | 0 | 0 | 19.4607 | 100.2216 |  | kWh | 0.031059 | -0.16413 | Commercial |  | Annual | [5 empty] | 11 | 0.96 |  |  |  | 0 | 0 | 8.1882 | 0 | 0 | 0 | 0 | 0 | 0 | 0 | 0 | 0 | 2006 Qtr 1: 0; 2006 Qtr 2: 0; 2006 Qtr 3: 0; 2006 Qtr 4: 0; 2007 Qtr 1: 8.1882; 2007 Qtr 2: 0; 2007 Qtr 3: 0; 2007 Qtr 4: 0; 2008 Qtr 1: 0; 2008 Qtr 2: 0; 2008 Qtr 3: 0; 2008 Qtr 4: 0 | 8.1882
0 | 234328-Premium T8 with T12 34Watt Baseline - Tr2 |  | 10 | Commercial | 01-ALC-AllCommercial-IntLight | 0 |  |  |  |  | 13.9591 | 6.8696 | 0 | 0 | 0 | 7.0895 | 28.6698 |  | kWh | 0.0088848 | -0.046952 | Commercial |  | Annual | [5 empty] | 11 | 0.96 |  |  |  | 0 | 0 | 61.8665 | 0 | 0 | 0 | 0 | 0 | 0 | 0 | 0 | 0 | 2006 Qtr 1: 0; 2006 Qtr 2: 0; 2006 Qtr 3: 0; 2006 Qtr 4: 0; 2007 Qtr 1: 0; 2007 Qtr 2: 0; 2007 Qtr 3: 0; 2007 Qtr 4: 61.8665; 2008 Qtr 1: 0; 2008 Qtr 2: 0; 2008 Qtr 3: 0; 2008 Qtr 4: 0 | 61.8665
0 | 234304-Lighting-Remove 4 Ft Lamp (De-Lamp) - Tr2 | COFL00AVDEL01 | 10 | Commercial | 01-ALC-AllCommercial-IntLight | 0 |  |  |  |  | 28.2538 | 12.3653 | 0 | 0 | 0 | 15.8885 | 100.2216 |  | kWh | 0.031059 | -0.16413 | Commercial |  | Annual | [5 empty] | 11 | 0.96 |  |  |  | 0 | 0 | 61.8665 | 0 | 0 | 0 | 0 | 0 | 0 | 0 | 0 | 0 | 2006 Qtr 1: 0; 2006 Qtr 2: 0; 2006 Qtr 3: 0; 2006 Qtr 4: 0; 2007 Qtr 1: 0; 2007 Qtr 2: 0; 2007 Qtr 3: 0; 2007 Qtr 4: 61.8665; 2008 Qtr 1: 0; 2008 Qtr 2: 0; 2008 Qtr 3: 0; 2008 Qtr 4: 0 | 61.8665
0 | 234331-Premium T8 with T12 40 Watt Baseline - Tr2 |  | 10 | Commercial | 01-ALC-AllCommercial-IntLight | 0 |  |  |  |  | 13.9591 | 9.8923 | 0 | 0 | 0 | 4.0668 | 31.1202 |  | kWh | 0.0096442 | -0.050965 | Commercial |  | Annual | [5 empty] | 11 | 0.96 |  |  |  | 0 | 0 | 27.2941 | 0 | 0 | 0 | 0 | 0 | 0 | 0 | 0 | 0 | 2006 Qtr 1: 0; 2006 Qtr 2: 0; 2006 Qtr 3: 0; 2006 Qtr 4: 0; 2007 Qtr 1: 0; 2007 Qtr 2: 0; 2007 Qtr 3: 0; 2007 Qtr 4: 27.2941; 2008 Qtr 1: 0; 2008 Qtr 2: 0; 2008 Qtr 3: 0; 2008 Qtr 4: 0 | 27.2941
0 | 234304-Lighting-Remove 4 Ft Lamp (De-Lamp) - Tr2 | COFL00AVDEL01 | 10 | Commercial | 01-ALC-AllCommercial-IntLight | 0 |  |  |  |  | 28.2538 | 12.3653 | 0 | 0 | 0 | 15.8885 | 100.2216 |  | kWh | 0.031059 | -0.16413 | Commercial |  | Annual | [5 empty] | 11 | 0.96 |  |  |  | 0 | 0 | 27.2941 | 0 | 0 | 0 | 0 | 0 | 0 | 0 | 0 | 0 | 2006 Qtr 1: 0; 2006 Qtr 2: 0; 2006 Qtr 3: 0; 2006 Qtr 4: 0; 2007 Qtr 1: 0; 2007 Qtr 2: 0; 2007 Qtr 3: 0; 2007 Qtr 4: 27.2941; 2008 Qtr 1: 0; 2008 Qtr 2: 0; 2008 Qtr 3: 0; 2008 Qtr 4: 0 | 27.2941
0 | 234328-Premium T8 with T12 34Watt Baseline - Tr2 |  | 7 | Commercial | 01-ALC-AllCommercial-IntLight | 0 |  |  |  |  | 13.9591 | 6.8696 | 0 | 0 | 0 | 7.0895 | 28.6698 |  | kWh | 0.0088848 | -0.046952 | Commercial |  | Annual | [5 empty] | 11 | 0.96 |  |  |  | 0 | 0 | 27.2941 | 0 | 0 | 0 | 0 | 0 | 0 | 0 | 0 | 0 | 2006 Qtr 1: 0; 2006 Qtr 2: 0; 2006 Qtr 3: 0; 2006 Qtr 4: 0; 2007 Qtr 1: 0; 2007 Qtr 2: 0; 2007 Qtr 3: 0; 2007 Qtr 4: 27.2941; 2008 Qtr 1: 0; 2008 Qtr 2: 0; 2008 Qtr 3: 0; 2008 Qtr 4: 0 | 27.2941
0 | 234304-Lighting-Remove 4 Ft Lamp (De-Lamp) - Tr2 | COFL00AVDEL01 | 7 | Commercial | 01-ALC-AllCommercial-IntLight | 0 |  |  |  |  | 28.2538 | 12.3653 | 0 | 0 | 0 | 15.8885 | 100.2216 |  | kWh | 0.031059 | -0.16413 | Commercial |  | Annual | [5 empty] | 11 | 0.96 |  |  |  | 0 | 0 | 27.2941 | 0 | 0 | 0 | 0 | 0 | 0 | 0 | 0 | 0 | 2006 Qtr 1: 0; 2006 Qtr 2: 0; 2006 Qtr 3: 0; 2006 Qtr 4: 0; 2007 Qtr 1: 0; 2007 Qtr 2: 0; 2007 Qtr 3: 0; 2007 Qtr 4: 27.2941; 2008 Qtr 1: 0; 2008 Qtr 2: 0; 2008 Qtr 3: 0; 2008 Qtr 4: 0 | 27.2941
0 | 234328-Premium T8 with T12 34Watt Baseline - Tr2 |  | 10 | Commercial | 01-ALC-AllCommercial-IntLight | 0 |  |  |  |  | 13.9591 | 6.8696 | 0 | 0 | 0 | 7.0895 | 28.6698 |  | kWh | 0.0088848 | -0.046952 | Commercial |  | Annual | [5 empty] | 11 | 0.96 |  |  |  | 0 | 0 | 23.6549 | 0 | 0 | 0 | 0 | 0 | 0 | 0 | 0 | 0 | 2006 Qtr 1: 0; 2006 Qtr 2: 0; 2006 Qtr 3: 0; 2006 Qtr 4: 0; 2007 Qtr 1: 0; 2007 Qtr 2: 0; 2007 Qtr 3: 0; 2007 Qtr 4: 23.6549; 2008 Qtr 1: 0; 2008 Qtr 2: 0; 2008 Qtr 3: 0; 2008 Qtr 4: 0 | 23.6549
0 | 234304-Lighting-Remove 4 Ft Lamp (De-Lamp) - Tr2 | COFL00AVDEL01 | 10 | Commercial | 01-ALC-AllCommercial-IntLight | 0 |  |  |  |  | 28.2538 | 12.3653 | 0 | 0 | 0 | 15.8885 | 100.2216 |  | kWh | 0.031059 | -0.16413 | Commercial |  | Annual | [5 empty] | 11 | 0.96 |  |  |  | 0 | 0 | 11.8274 | 0 | 0 | 0 | 0 | 0 | 0 | 0 | 0 | 0 | 2006 Qtr 1: 0; 2006 Qtr 2: 0; 2006 Qtr 3: 0; 2006 Qtr 4: 0; 2007 Qtr 1: 0; 2007 Qtr 2: 0; 2007 Qtr 3: 0; 2007 Qtr 4: 11.8274; 2008 Qtr 1: 0; 2008 Qtr 2: 0; 2008 Qtr 3: 0; 2008 Qtr 4: 0 | 11.8274
0 | 234331-Premium T8 with T12 40 Watt Baseline - Tr2 |  | 10 | Commercial | 01-ALC-AllCommercial-IntLight | 0 |  |  |  |  | 13.9591 | 9.8923 | 0 | 0 | 0 | 4.0668 | 31.1202 |  | kWh | 0.0096442 | -0.050965 | Commercial |  | Annual | [5 empty] | 11 | 0.96 |  |  |  | 0 | 0 | 50.9489 | 0 | 0 | 0 | 0 | 0 | 0 | 0 | 0 | 0 | 2006 Qtr 1: 0; 2006 Qtr 2: 0; 2006 Qtr 3: 0; 2006 Qtr 4: 0; 2007 Qtr 1: 0; 2007 Qtr 2: 0; 2007 Qtr 3: 50.9489; 2007 Qtr 4: 0; 2008 Qtr 1: 0; 2008 Qtr 2: 0; 2008 Qtr 3: 0; 2008 Qtr 4: 0 | 50.9489
0 | 234304-Lighting-Remove 4 Ft Lamp (De-Lamp) - Tr2 | COFL00AVDEL01 | 10 | Commercial | 01-ALC-AllCommercial-IntLight | 0 |  |  |  |  | 28.2538 | 12.3653 | 0 | 0 | 0 | 15.8885 | 100.2216 |  | kWh | 0.031059 | -0.16413 | Commercial |  | Annual | [5 empty] | 11 | 0.96 |  |  |  | 0 | 0 | 50.9489 | 0 | 0 | 0 | 0 | 0 | 0 | 0 | 0 | 0 | 2006 Qtr 1: 0; 2006 Qtr 2: 0; 2006 Qtr 3: 0; 2006 Qtr 4: 0; 2007 Qtr 1: 0; 2007 Qtr 2: 0; 2007 Qtr 3: 50.9489; 2007 Qtr 4: 0; 2008 Qtr 1: 0; 2008 Qtr 2: 0; 2008 Qtr 3: 0; 2008 Qtr 4: 0 | 50.9489
0 | 234126-Refrigeration - Efficient Evap Fan Motor Electronically Commutated Motor (ECM) | Averaged DEER Msrs | 10 | Commercial | 01-ALC-AllCommercial-Refrig | 0 |  |  |  |  | 6.7904 | 150 | 0 | 0 | 0 | -143.2096 | 116.369 |  | kWh | 0.015845 | -0.11528 | Commercial |  | Annual | [5 empty] | 15 | 0.96 |  |  |  | 0 | 0 | 7 | 0 | 0 | 0 | 0 | 0 | 0 | 0 | 0 | 0 | 2006 Qtr 1: 0; 2006 Qtr 2: 0; 2006 Qtr 3: 0; 2006 Qtr 4: 0; 2007 Qtr 1: 7; 2007 Qtr 2: 0; 2007 Qtr 3: 0; 2007 Qtr 4: 0; 2008 Qtr 1: 0; 2008 Qtr 2: 0; 2008 Qtr 3: 0; 2008 Qtr 4: 0 | 7
0 | 234331-Premium T8 with T12 40 Watt Baseline - Tr2 |  | 10 | Commercial | 01-ALC-AllCommercial-IntLight | 0 |  |  |  |  | 13.9591 | 9.8923 | 0 | 0 | 0 | 4.0668 | 31.1202 |  | kWh | 0.0096442 | -0.050965 | Commercial |  | Annual | [5 empty] | 11 | 0.96 |  |  |  | 0 | 0 | 56.4077 | 0 | 0 | 0 | 0 | 0 | 0 | 0 | 0 | 0 | 2006 Qtr 1: 0; 2006 Qtr 2: 0; 2006 Qtr 3: 0; 2006 Qtr 4: 0; 2007 Qtr 1: 0; 2007 Qtr 2: 0; 2007 Qtr 3: 0; 2007 Qtr 4: 56.4077; 2008 Qtr 1: 0; 2008 Qtr 2: 0; 2008 Qtr 3: 0; 2008 Qtr 4: 0 | 56.4077
0 | 234304-Lighting-Remove 4 Ft Lamp (De-Lamp) - Tr2 | COFL00AVDEL01 | 10 | Commercial | 01-ALC-AllCommercial-IntLight | 0 |  |  |  |  | 28.2538 | 12.3653 | 0 | 0 | 0 | 15.8885 | 100.2216 |  | kWh | 0.031059 | -0.16413 | Commercial |  | Annual | [5 empty] | 11 | 0.96 |  |  |  | 0 | 0 | 56.4077 | 0 | 0 | 0 | 0 | 0 | 0 | 0 | 0 | 0 | 2006 Qtr 1: 0; 2006 Qtr 2: 0; 2006 Qtr 3: 0; 2006 Qtr 4: 0; 2007 Qtr 1: 0; 2007 Qtr 2: 0; 2007 Qtr 3: 0; 2007 Qtr 4: 56.4077; 2008 Qtr 1: 0; 2008 Qtr 2: 0; 2008 Qtr 3: 0; 2008 Qtr 4: 0 | 56.4077
0 | 234328-Premium T8 with T12 34Watt Baseline - Tr2 |  | 7 | Commercial | 01-ALC-AllCommercial-IntLight | 0 |  |  |  |  | 13.9591 | 6.8696 | 0 | 0 | 0 | 7.0895 | 28.6698 |  | kWh | 0.0088848 | -0.046952 | Commercial |  | Annual | [5 empty] | 11 | 0.96 |  |  |  | 0 | 0 | 21.8353 | 0 | 0 | 0 | 0 | 0 | 0 | 0 | 0 | 0 | 2006 Qtr 1: 0; 2006 Qtr 2: 0; 2006 Qtr 3: 0; 2006 Qtr 4: 0; 2007 Qtr 1: 0; 2007 Qtr 2: 0; 2007 Qtr 3: 0; 2007 Qtr 4: 21.8353; 2008 Qtr 1: 0; 2008 Qtr 2: 0; 2008 Qtr 3: 0; 2008 Qtr 4: 0 | 21.8353
0 | 234304-Lighting-Remove 4 Ft Lamp (De-Lamp) - Tr2 | COFL00AVDEL01 | 7 | Commercial | 01-ALC-AllCommercial-IntLight | 0 |  |  |  |  | 28.2538 | 12.3653 | 0 | 0 | 0 | 15.8885 | 100.2216 |  | kWh | 0.031059 | -0.16413 | Commercial |  | Annual | [5 empty] | 11 | 0.96 |  |  |  | 0 | 0 | 21.8353 | 0 | 0 | 0 | 0 | 0 | 0 | 0 | 0 | 0 | 2006 Qtr 1: 0; 2006 Qtr 2: 0; 2006 Qtr 3: 0; 2006 Qtr 4: 0; 2007 Qtr 1: 0; 2007 Qtr 2: 0; 2007 Qtr 3: 0; 2007 Qtr 4: 21.8353; 2008 Qtr 1: 0; 2008 Qtr 2: 0; 2008 Qtr 3: 0; 2008 Qtr 4: 0 | 21.8353
0 | 234331-Premium T8 with T12 40 Watt Baseline - Tr2 |  | 7 | Commercial | 01-ALC-AllCommercial-IntLight | 0 |  |  |  |  | 13.9591 | 9.8923 | 0 | 0 | 0 | 4.0668 | 31.1202 |  | kWh | 0.0096442 | -0.050965 | Commercial |  | Annual | [5 empty] | 11 | 0.96 |  |  |  | 0 | 0 | 30.9333 | 0 | 0 | 0 | 0 | 0 | 0 | 0 | 0 | 0 | 2006 Qtr 1: 0; 2006 Qtr 2: 0; 2006 Qtr 3: 0; 2006 Qtr 4: 0; 2007 Qtr 1: 0; 2007 Qtr 2: 0; 2007 Qtr 3: 30.9333; 2007 Qtr 4: 0; 2008 Qtr 1: 0; 2008 Qtr 2: 0; 2008 Qtr 3: 0; 2008 Qtr 4: 0 | 30.9333
0 | 234304-Lighting-Remove 4 Ft Lamp (De-Lamp) - Tr2 | COFL00AVDEL01 | 7 | Commercial | 01-ALC-AllCommercial-IntLight | 0 |  |  |  |  | 28.2538 | 12.3653 | 0 | 0 | 0 | 15.8885 | 100.2216 |  | kWh | 0.031059 | -0.16413 | Commercial |  | Annual | [5 empty] | 11 | 0.96 |  |  |  | 0 | 0 | 29.1137 | 0 | 0 | 0 | 0 | 0 | 0 | 0 | 0 | 0 | 2006 Qtr 1: 0; 2006 Qtr 2: 0; 2006 Qtr 3: 0; 2006 Qtr 4: 0; 2007 Qtr 1: 0; 2007 Qtr 2: 0; 2007 Qtr 3: 29.1137; 2007 Qtr 4: 0; 2008 Qtr 1: 0; 2008 Qtr 2: 0; 2008 Qtr 3: 0; 2008 Qtr 4: 0 | 29.1137
0 | 234331-Premium T8 with T12 40 Watt Baseline - Tr2 |  | 7 | Commercial | 01-ALC-AllCommercial-IntLight | 0 |  |  |  |  | 13.9591 | 9.8923 | 0 | 0 | 0 | 4.0668 | 35.8564 |  | kWh | 0.010832 | -0.058721 | Commercial |  | Annual | [5 empty] | 11 | 0.96 |  |  |  | 0 | 0 | 72.7842 | 0 | 0 | 0 | 0 | 0 | 0 | 0 | 0 | 0 | 2006 Qtr 1: 0; 2006 Qtr 2: 0; 2006 Qtr 3: 0; 2006 Qtr 4: 0; 2007 Qtr 1: 0; 2007 Qtr 2: 0; 2007 Qtr 3: 0; 2007 Qtr 4: 72.7842; 2008 Qtr 1: 0; 2008 Qtr 2: 0; 2008 Qtr 3: 0; 2008 Qtr 4: 0 | 72.7842
0 | 234330-Premium T8 with T12 40 Watt Baseline - Tr1 |  | 7 | Commercial | 01-ALC-AllCommercial-IntLight | 0 |  |  |  |  | 13.9589 | 13.1897 | 0 | 0 | 0 | 0.76922 | 34.727 |  | kWh | 0.010491 | -0.056872 | Commercial |  | Annual | [5 empty] | 11 | 0.96 |  |  |  | 0 | 0 | 72.7842 | 0 | 0 | 0 | 0 | 0 | 0 | 0 | 0 | 0 | 2006 Qtr 1: 0; 2006 Qtr 2: 0; 2006 Qtr 3: 0; 2006 Qtr 4: 0; 2007 Qtr 1: 0; 2007 Qtr 2: 0; 2007 Qtr 3: 0; 2007 Qtr 4: 72.7842; 2008 Qtr 1: 0; 2008 Qtr 2: 0; 2008 Qtr 3: 0; 2008 Qtr 4: 0 | 72.7842
0 | 234331-Premium T8 with T12 40 Watt Baseline - Tr2 |  | 7 | Commercial | 01-ALC-AllCommercial-IntLight | 0 |  |  |  |  | 13.9591 | 9.8923 | 0 | 0 | 0 | 4.0668 | 31.1202 |  | kWh | 0.0096442 | -0.050965 | Commercial |  | Annual | [5 empty] | 11 | 0.96 |  |  |  | 0 | 0 | 23.6549 | 0 | 0 | 0 | 0 | 0 | 0 | 0 | 0 | 0 | 2006 Qtr 1: 0; 2006 Qtr 2: 0; 2006 Qtr 3: 0; 2006 Qtr 4: 0; 2007 Qtr 1: 0; 2007 Qtr 2: 0; 2007 Qtr 3: 0; 2007 Qtr 4: 23.6549; 2008 Qtr 1: 0; 2008 Qtr 2: 0; 2008 Qtr 3: 0; 2008 Qtr 4: 0 | 23.6549
0 | 234304-Lighting-Remove 4 Ft Lamp (De-Lamp) - Tr2 | COFL00AVDEL01 | 7 | Commercial | 01-ALC-AllCommercial-IntLight | 0 |  |  |  |  | 28.2538 | 12.3653 | 0 | 0 | 0 | 15.8885 | 100.2216 |  | kWh | 0.031059 | -0.16413 | Commercial |  | Annual | [5 empty] | 11 | 0.96 |  |  |  | 0 | 0 | 11.8274 | 0 | 0 | 0 | 0 | 0 | 0 | 0 | 0 | 0 | 2006 Qtr 1: 0; 2006 Qtr 2: 0; 2006 Qtr 3: 0; 2006 Qtr 4: 0; 2007 Qtr 1: 0; 2007 Qtr 2: 0; 2007 Qtr 3: 0; 2007 Qtr 4: 11.8274; 2008 Qtr 1: 0; 2008 Qtr 2: 0; 2008 Qtr 3: 0; 2008 Qtr 4: 0 | 11.8274
0 | 234331-Premium T8 with T12 40 Watt Baseline - Tr2 |  | 10 | Commercial | 01-ALC-AllCommercial-IntLight | 0 |  |  |  |  | 13.9591 | 9.8923 | 0 | 0 | 0 | 4.0668 | 31.1202 |  | kWh | 0.0096442 | -0.050965 | Commercial |  | Annual | [5 empty] | 11 | 0.96 |  |  |  | 0 | 0 | 30.9333 | 0 | 0 | 0 | 0 | 0 | 0 | 0 | 0 | 0 | 2006 Qtr 1: 0; 2006 Qtr 2: 0; 2006 Qtr 3: 0; 2006 Qtr 4: 0; 2007 Qtr 1: 0; 2007 Qtr 2: 0; 2007 Qtr 3: 0; 2007 Qtr 4: 30.9333; 2008 Qtr 1: 0; 2008 Qtr 2: 0; 2008 Qtr 3: 0; 2008 Qtr 4: 0 | 30.9333
0 | 234304-Lighting-Remove 4 Ft Lamp (De-Lamp) - Tr2 | COFL00AVDEL01 | 10 | Commercial | 01-ALC-AllCommercial-IntLight | 0 |  |  |  |  | 28.2538 | 12.3653 | 0 | 0 | 0 | 15.8885 | 100.2216 |  | kWh | 0.031059 | -0.16413 | Commercial |  | Annual | [5 empty] | 11 | 0.96 |  |  |  | 0 | 0 | 30.9333 | 0 | 0 | 0 | 0 | 0 | 0 | 0 | 0 | 0 | 2006 Qtr 1: 0; 2006 Qtr 2: 0; 2006 Qtr 3: 0; 2006 Qtr 4: 0; 2007 Qtr 1: 0; 2007 Qtr 2: 0; 2007 Qtr 3: 0; 2007 Qtr 4: 30.9333; 2008 Qtr 1: 0; 2008 Qtr 2: 0; 2008 Qtr 3: 0; 2008 Qtr 4: 0 | 30.9333
0 | 234331-Premium T8 with T12 40 Watt Baseline - Tr2 |  | 10 | Commercial | 01-ALC-AllCommercial-IntLight | 0 |  |  |  |  | 13.9591 | 9.8923 | 0 | 0 | 0 | 4.0668 | 31.1202 |  | kWh | 0.0096442 | -0.050965 | Commercial |  | Annual | [5 empty] | 11 | 0.96 |  |  |  | 0 | 0 | 23.6549 | 0 | 0 | 0 | 0 | 0 | 0 | 0 | 0 | 0 | 2006 Qtr 1: 0; 2006 Qtr 2: 0; 2006 Qtr 3: 0; 2006 Qtr 4: 0; 2007 Qtr 1: 0; 2007 Qtr 2: 0; 2007 Qtr 3: 0; 2007 Qtr 4: 23.6549; 2008 Qtr 1: 0; 2008 Qtr 2: 0; 2008 Qtr 3: 0; 2008 Qtr 4: 0 | 23.6549
0 | 234304-Lighting-Remove 4 Ft Lamp (De-Lamp) - Tr2 | COFL00AVDEL01 | 10 | Commercial | 01-ALC-AllCommercial-IntLight | 0 |  |  |  |  | 28.2538 | 12.3653 | 0 | 0 | 0 | 15.8885 | 100.2216 |  | kWh | 0.031059 | -0.16413 | Commercial |  | Annual | [5 empty] | 11 | 0.96 |  |  |  | 0 | 0 | 23.6549 | 0 | 0 | 0 | 0 | 0 | 0 | 0 | 0 | 0 | 2006 Qtr 1: 0; 2006 Qtr 2: 0; 2006 Qtr 3: 0; 2006 Qtr 4: 0; 2007 Qtr 1: 0; 2007 Qtr 2: 0; 2007 Qtr 3: 0; 2007 Qtr 4: 23.6549; 2008 Qtr 1: 0; 2008 Qtr 2: 0; 2008 Qtr 3: 0; 2008 Qtr 4: 0 | 23.6549
0 | 234330-Premium T8 with T12 40 Watt Baseline - Tr1 |  | 7 | Commercial | 01-ALC-AllCommercial-IntLight | 0 |  |  |  |  | 13.9589 | 13.1897 | 0 | 0 | 0 | 0.76922 | 34.727 |  | kWh | 0.010491 | -0.056872 | Commercial |  | Annual | [5 empty] | 11 | 0.96 |  |  |  | 0 | 0 | 18.196 | 0 | 0 | 0 | 0 | 0 | 0 | 0 | 0 | 0 | 2006 Qtr 1: 0; 2006 Qtr 2: 0; 2006 Qtr 3: 0; 2006 Qtr 4: 0; 2007 Qtr 1: 0; 2007 Qtr 2: 0; 2007 Qtr 3: 0; 2007 Qtr 4: 18.196; 2008 Qtr 1: 0; 2008 Qtr 2: 0; 2008 Qtr 3: 0; 2008 Qtr 4: 0 | 18.196
0 | 234332-Premium T8 with T12 40 Watt Baseline - Tr3 |  | 7 | Commercial | 14-MLI-Manufacturing–LightIndustry-LIGHT | 0 |  |  |  |  | 13.9591 | 7.1444 | 0 | 0 | 0 | 6.8147 | 28.1746 |  | kWh | 0.0087066 | -0.036427 | Commercial |  | Annual | [5 empty] | 11 | 0.96 |  |  |  | 0 | 0 | 36.3921 | 0 | 0 | 0 | 0 | 0 | 0 | 0 | 0 | 0 | 2006 Qtr 1: 0; 2006 Qtr 2: 0; 2006 Qtr 3: 0; 2006 Qtr 4: 0; 2007 Qtr 1: 0; 2007 Qtr 2: 0; 2007 Qtr 3: 0; 2007 Qtr 4: 36.3921; 2008 Qtr 1: 0; 2008 Qtr 2: 0; 2008 Qtr 3: 0; 2008 Qtr 4: 0 | 36.3921
0 | 234305-Lighting-Remove 4 Ft Lamp (De-Lamp) - Tr3 | COFL00AVDEL01 | 7 | Commercial | 14-MLI-Manufacturing–LightIndustry-LIGHT | 0 |  |  |  |  | 28.2538 | 8.7931 | 0 | 0 | 0 | 19.4607 | 100.2037 |  | kWh | 0.030965 | -0.12955 | Commercial |  | Annual | [5 empty] | 11 | 0.96 |  |  |  | 0 | 0 | 36.3921 | 0 | 0 | 0 | 0 | 0 | 0 | 0 | 0 | 0 | 2006 Qtr 1: 0; 2006 Qtr 2: 0; 2006 Qtr 3: 0; 2006 Qtr 4: 0; 2007 Qtr 1: 0; 2007 Qtr 2: 0; 2007 Qtr 3: 0; 2007 Qtr 4: 36.3921; 2008 Qtr 1: 0; 2008 Qtr 2: 0; 2008 Qtr 3: 0; 2008 Qtr 4: 0 | 36.3921
0 | 234331-Premium T8 with T12 40 Watt Baseline - Tr2 |  | 10 | Commercial | 01-ALC-AllCommercial-IntLight | 0 |  |  |  |  | 13.9591 | 9.8923 | 0 | 0 | 0 | 4.0668 | 33.1627 |  | kWh | 0.010675 | -0.05431 | Commercial |  | Annual | [5 empty] | 11 | 0.96 |  |  |  | 0 | 0 | 58.2273 | 0 | 0 | 0 | 0 | 0 | 0 | 0 | 0 | 0 | 2006 Qtr 1: 0; 2006 Qtr 2: 0; 2006 Qtr 3: 0; 2006 Qtr 4: 0; 2007 Qtr 1: 0; 2007 Qtr 2: 0; 2007 Qtr 3: 0; 2007 Qtr 4: 58.2273; 2008 Qtr 1: 0; 2008 Qtr 2: 0; 2008 Qtr 3: 0; 2008 Qtr 4: 0 | 58.2273
0 | 234304-Lighting-Remove 4 Ft Lamp (De-Lamp) - Tr2 | COFL00AVDEL01 | 10 | Commercial | 01-ALC-AllCommercial-IntLight | 0 |  |  |  |  | 28.2538 | 12.3653 | 0 | 0 | 0 | 15.8885 | 106.7995 |  | kWh | 0.03438 | -0.1749 | Commercial |  | Annual | [5 empty] | 11 | 0.96 |  |  |  | 0 | 0 | 38.2117 | 0 | 0 | 0 | 0 | 0 | 0 | 0 | 0 | 0 | 2006 Qtr 1: 0; 2006 Qtr 2: 0; 2006 Qtr 3: 0; 2006 Qtr 4: 0; 2007 Qtr 1: 0; 2007 Qtr 2: 0; 2007 Qtr 3: 0; 2007 Qtr 4: 38.2117; 2008 Qtr 1: 0; 2008 Qtr 2: 0; 2008 Qtr 3: 0; 2008 Qtr 4: 0 | 38.2117
0 | 234331-Premium T8 with T12 40 Watt Baseline - Tr2 |  | 10 | Commercial | 14-MLI-Manufacturing–LightIndustry-LIGHT | 0 |  |  |  |  | 13.9591 | 9.8923 | 0 | 0 | 0 | 4.0668 | 31.5189 |  | kWh | 0.0096105 | -0.047789 | Commercial |  | Annual | [5 empty] | 11 | 0.96 |  |  |  | 0 | 0 | 27.2941 | 0 | 0 | 0 | 0 | 0 | 0 | 0 | 0 | 0 | 2006 Qtr 1: 0; 2006 Qtr 2: 0; 2006 Qtr 3: 0; 2006 Qtr 4: 0; 2007 Qtr 1: 0; 2007 Qtr 2: 0; 2007 Qtr 3: 0; 2007 Qtr 4: 27.2941; 2008 Qtr 1: 0; 2008 Qtr 2: 0; 2008 Qtr 3: 0; 2008 Qtr 4: 0 | 27.2941
0 | 234304-Lighting-Remove 4 Ft Lamp (De-Lamp) - Tr2 | COFL00AVDEL01 | 10 | Commercial | 14-MLI-Manufacturing–LightIndustry-LIGHT | 0 |  |  |  |  | 28.2538 | 12.3653 | 0 | 0 | 0 | 15.8885 | 101.5057 |  | kWh | 0.03095 | -0.1539 | Commercial |  | Annual | [5 empty] | 11 | 0.96 |  |  |  | 0 | 0 | 27.2941 | 0 | 0 | 0 | 0 | 0 | 0 | 0 | 0 | 0 | 2006 Qtr 1: 0; 2006 Qtr 2: 0; 2006 Qtr 3: 0; 2006 Qtr 4: 0; 2007 Qtr 1: 0; 2007 Qtr 2: 0; 2007 Qtr 3: 0; 2007 Qtr 4: 27.2941; 2008 Qtr 1: 0; 2008 Qtr 2: 0; 2008 Qtr 3: 0; 2008 Qtr 4: 0 | 27.2941
0 | 234331-Premium T8 with T12 40 Watt Baseline - Tr2 |  | 10 | Commercial | 14-MLI-Manufacturing–LightIndustry-LIGHT | 0 |  |  |  |  | 13.9591 | 9.8923 | 0 | 0 | 0 | 4.0668 | 31.5189 |  | kWh | 0.0096105 | -0.047789 | Commercial |  | Annual | [5 empty] | 11 | 0.96 |  |  |  | 0 | 0 | 34.5725 | 0 | 0 | 0 | 0 | 0 | 0 | 0 | 0 | 0 | 2006 Qtr 1: 0; 2006 Qtr 2: 0; 2006 Qtr 3: 0; 2006 Qtr 4: 0; 2007 Qtr 1: 0; 2007 Qtr 2: 0; 2007 Qtr 3: 0; 2007 Qtr 4: 34.5725; 2008 Qtr 1: 0; 2008 Qtr 2: 0; 2008 Qtr 3: 0; 2008 Qtr 4: 0 | 34.5725
0 | 234304-Lighting-Remove 4 Ft Lamp (De-Lamp) - Tr2 | COFL00AVDEL01 | 10 | Commercial | 14-MLI-Manufacturing–LightIndustry-LIGHT | 0 |  |  |  |  | 28.2538 | 12.3653 | 0 | 0 | 0 | 15.8885 | 101.5057 |  | kWh | 0.03095 | -0.1539 | Commercial |  | Annual | [5 empty] | 11 | 0.96 |  |  |  | 0 | 0 | 34.5725 | 0 | 0 | 0 | 0 | 0 | 0 | 0 | 0 | 0 | 2006 Qtr 1: 0; 2006 Qtr 2: 0; 2006 Qtr 3: 0; 2006 Qtr 4: 0; 2007 Qtr 1: 0; 2007 Qtr 2: 0; 2007 Qtr 3: 0; 2007 Qtr 4: 34.5725; 2008 Qtr 1: 0; 2008 Qtr 2: 0; 2008 Qtr 3: 0; 2008 Qtr 4: 0 | 34.5725
0 | 234331-Premium T8 with T12 40 Watt Baseline - Tr2 |  | 7 | Commercial | 01-ALC-AllCommercial-IntLight | 0 |  |  |  |  | 13.9591 | 9.8923 | 0 | 0 | 0 | 4.0668 | 35.8564 |  | kWh | 0.010832 | -0.058721 | Commercial |  | Annual | [5 empty] | 11 | 0.96 |  |  |  | 0 | 0 | 100.0782 | 0 | 0 | 0 | 0 | 0 | 0 | 0 | 0 | 0 | 2006 Qtr 1: 0; 2006 Qtr 2: 0; 2006 Qtr 3: 0; 2006 Qtr 4: 0; 2007 Qtr 1: 0; 2007 Qtr 2: 0; 2007 Qtr 3: 0; 2007 Qtr 4: 100.0782; 2008 Qtr 1: 0; 2008 Qtr 2: 0; 2008 Qtr 3: 0; 2008 Qtr 4: 0 | 100.0782
0 | 234304-Lighting-Remove 4 Ft Lamp (De-Lamp) - Tr2 | COFL00AVDEL01 | 7 | Commercial | 01-ALC-AllCommercial-IntLight | 0 |  |  |  |  | 28.2538 | 12.3653 | 0 | 0 | 0 | 15.8885 | 115.4744 |  | kWh | 0.034885 | -0.18911 | Commercial |  | Annual | [5 empty] | 11 | 0.96 |  |  |  | 0 | 0 | 30.9333 | 0 | 0 | 0 | 0 | 0 | 0 | 0 | 0 | 0 | 2006 Qtr 1: 0; 2006 Qtr 2: 0; 2006 Qtr 3: 0; 2006 Qtr 4: 0; 2007 Qtr 1: 0; 2007 Qtr 2: 0; 2007 Qtr 3: 0; 2007 Qtr 4: 30.9333; 2008 Qtr 1: 0; 2008 Qtr 2: 0; 2008 Qtr 3: 0; 2008 Qtr 4: 0 | 30.9333
0 | 234331-Premium T8 with T12 40 Watt Baseline - Tr2 |  | 7 | Commercial | 01-ALC-AllCommercial-IntLight | 0 |  |  |  |  | 13.9591 | 9.8923 | 0 | 0 | 0 | 4.0668 | 33.1627 |  | kWh | 0.010675 | -0.05431 | Commercial |  | Annual | [5 empty] | 11 | 0.96 |  |  |  | 0 | 0 | 76.4234 | 0 | 0 | 0 | 0 | 0 | 0 | 0 | 0 | 0 | 2006 Qtr 1: 0; 2006 Qtr 2: 0; 2006 Qtr 3: 0; 2006 Qtr 4: 0; 2007 Qtr 1: 0; 2007 Qtr 2: 0; 2007 Qtr 3: 0; 2007 Qtr 4: 76.4234; 2008 Qtr 1: 0; 2008 Qtr 2: 0; 2008 Qtr 3: 0; 2008 Qtr 4: 0 | 76.4234
0 | 234208-Lighting-8 Ft T-8 with Elec Ballast-Tr2 |  | 7 | Commercial | 01-ALC-AllCommercial-IntLight | 0 |  |  |  |  | 35.7165 | 16.4871 | 0 | 0 | 0 | 19.2294 | 26.8957 |  | kWh | 0.008658 | -0.044047 | Commercial |  | Annual | [5 empty] | 11 | 0.96 |  |  |  | 0 | 0 | 3.6392 | 0 | 0 | 0 | 0 | 0 | 0 | 0 | 0 | 0 | 2006 Qtr 1: 0; 2006 Qtr 2: 0; 2006 Qtr 3: 0; 2006 Qtr 4: 0; 2007 Qtr 1: 0; 2007 Qtr 2: 0; 2007 Qtr 3: 0; 2007 Qtr 4: 3.6392; 2008 Qtr 1: 0; 2008 Qtr 2: 0; 2008 Qtr 3: 0; 2008 Qtr 4: 0 | 3.6392
0 | 234307-Lighting-Remove 8 Ft Lamp (De-Lamp) - Tr2 | CRTL00AVDEL02 | 7 | Commercial | 01-ALC-AllCommercial-IntLight | 0 |  |  |  |  | 28.4684 | 16.4871 | 0 | 0 | 0 | 11.9813 | 176.2583 |  | kWh | 0.056739 | -0.28865 | Commercial |  | Annual | [5 empty] | 11 | 0.96 |  |  |  | 0 | 0 | 3.6392 | 0 | 0 | 0 | 0 | 0 | 0 | 0 | 0 | 0 | 2006 Qtr 1: 0; 2006 Qtr 2: 0; 2006 Qtr 3: 0; 2006 Qtr 4: 0; 2007 Qtr 1: 0; 2007 Qtr 2: 0; 2007 Qtr 3: 0; 2007 Qtr 4: 3.6392; 2008 Qtr 1: 0; 2008 Qtr 2: 0; 2008 Qtr 3: 0; 2008 Qtr 4: 0 | 3.6392
0 | 234331-Premium T8 with T12 40 Watt Baseline - Tr2 |  | 7 | Commercial | 01-ALC-AllCommercial-IntLight | 0 |  |  |  |  | 13.9591 | 9.8923 | 0 | 0 | 0 | 4.0668 | 30.7912 |  | kWh | 0.011091 | -0.11995 | Commercial |  | Annual | [5 empty] | 11 | 0.96 |  |  |  | 0 | 0 | 25.4745 | 0 | 0 | 0 | 0 | 0 | 0 | 0 | 0 | 0 | 2006 Qtr 1: 0; 2006 Qtr 2: 0; 2006 Qtr 3: 0; 2006 Qtr 4: 0; 2007 Qtr 1: 0; 2007 Qtr 2: 0; 2007 Qtr 3: 0; 2007 Qtr 4: 25.4745; 2008 Qtr 1: 0; 2008 Qtr 2: 0; 2008 Qtr 3: 0; 2008 Qtr 4: 0 | 25.4745
0 | 234330-Premium T8 with T12 40 Watt Baseline - Tr1 |  | 7 | Commercial | 01-ALC-AllCommercial-IntLight | 0 |  |  |  |  | 13.9589 | 13.1897 | 0 | 0 | 0 | 0.76922 | 49.1557 |  | kWh | 0.009871 | -0.080501 | Commercial |  | Annual | [5 empty] | 11 | 0.96 |  |  |  | 0 | 0 | 98.2586 | 0 | 0 | 0 | 0 | 0 | 0 | 0 | 0 | 0 | 2006 Qtr 1: 0; 2006 Qtr 2: 0; 2006 Qtr 3: 0; 2006 Qtr 4: 0; 2007 Qtr 1: 0; 2007 Qtr 2: 0; 2007 Qtr 3: 0; 2007 Qtr 4: 98.2586; 2008 Qtr 1: 0; 2008 Qtr 2: 0; 2008 Qtr 3: 0; 2008 Qtr 4: 0 | 98.2586
0 | 234303-Lighting-Remove 4 Ft Lamp (De-Lamp) - Tr1 | COFL00AVDEL01 | 7 | Commercial | 01-ALC-AllCommercial-IntLight | 0 |  |  |  |  | 28.2518 | 16.4871 | 0 | 0 | 0 | 11.7647 | 163.4528 |  | kWh | 0.032823 | -0.26768 | Commercial |  | Annual | [5 empty] | 11 | 0.96 |  |  |  | 0 | 0 | 21.8353 | 0 | 0 | 0 | 0 | 0 | 0 | 0 | 0 | 0 | 2006 Qtr 1: 0; 2006 Qtr 2: 0; 2006 Qtr 3: 0; 2006 Qtr 4: 0; 2007 Qtr 1: 0; 2007 Qtr 2: 0; 2007 Qtr 3: 0; 2007 Qtr 4: 21.8353; 2008 Qtr 1: 0; 2008 Qtr 2: 0; 2008 Qtr 3: 0; 2008 Qtr 4: 0 | 21.8353
0 | 234207-Lighting-8 Ft T-8 with Elec Ballast-Tr1 |  | 7 | Commercial | 01-ALC-AllCommercial-IntLight | 0 |  |  |  |  | 35.7163 | 21.9828 | 0 | 0 | 0 | 13.7335 | 40.7633 |  | kWh | 0.0081857 | -0.066757 | Commercial |  | Annual | [5 empty] | 11 | 0.96 |  |  |  | 0 | 0 | 7.2784 | 0 | 0 | 0 | 0 | 0 | 0 | 0 | 0 | 0 | 2006 Qtr 1: 0; 2006 Qtr 2: 0; 2006 Qtr 3: 0; 2006 Qtr 4: 0; 2007 Qtr 1: 0; 2007 Qtr 2: 0; 2007 Qtr 3: 0; 2007 Qtr 4: 7.2784; 2008 Qtr 1: 0; 2008 Qtr 2: 0; 2008 Qtr 3: 0; 2008 Qtr 4: 0 | 7.2784
0 | 234331-Premium T8 with T12 40 Watt Baseline - Tr2 |  | 7 | Commercial | 01-ALC-AllCommercial-IntLight | 0 |  |  |  |  | 13.9591 | 9.8923 | 0 | 0 | 0 | 4.0668 | 31.1202 |  | kWh | 0.0096442 | -0.050965 | Commercial |  | Annual | [5 empty] | 11 | 0.96 |  |  |  | 0 | 0 | 89.1606 | 0 | 0 | 0 | 0 | 0 | 0 | 0 | 0 | 0 | 2006 Qtr 1: 0; 2006 Qtr 2: 0; 2006 Qtr 3: 0; 2006 Qtr 4: 0; 2007 Qtr 1: 0; 2007 Qtr 2: 0; 2007 Qtr 3: 0; 2007 Qtr 4: 89.1606; 2008 Qtr 1: 0; 2008 Qtr 2: 0; 2008 Qtr 3: 0; 2008 Qtr 4: 0 | 89.1606
0 | 234304-Lighting-Remove 4 Ft Lamp (De-Lamp) - Tr2 | COFL00AVDEL01 | 7 | Commercial | 01-ALC-AllCommercial-IntLight | 0 |  |  |  |  | 28.2538 | 12.3653 | 0 | 0 | 0 | 15.8885 | 100.2216 |  | kWh | 0.031059 | -0.16413 | Commercial |  | Annual | [5 empty] | 11 | 0.96 |  |  |  | 0 | 0 | 89.1606 | 0 | 0 | 0 | 0 | 0 | 0 | 0 | 0 | 0 | 2006 Qtr 1: 0; 2006 Qtr 2: 0; 2006 Qtr 3: 0; 2006 Qtr 4: 0; 2007 Qtr 1: 0; 2007 Qtr 2: 0; 2007 Qtr 3: 0; 2007 Qtr 4: 89.1606; 2008 Qtr 1: 0; 2008 Qtr 2: 0; 2008 Qtr 3: 0; 2008 Qtr 4: 0 | 89.1606
0 | 234331-Premium T8 with T12 40 Watt Baseline - Tr2 |  | 7 | Commercial | 14-MLI-Manufacturing–LightIndustry-LIGHT | 0 |  |  |  |  | 13.9591 | 9.8923 | 0 | 0 | 0 | 4.0668 | 35.0381 |  | kWh | 0.010639 | -0.045301 | Commercial |  | Annual | [5 empty] | 11 | 0.96 |  |  |  | 0 | 0 | 389.3953 | 0 | 0 | 0 | 0 | 0 | 0 | 0 | 0 | 0 | 2006 Qtr 1: 0; 2006 Qtr 2: 0; 2006 Qtr 3: 0; 2006 Qtr 4: 0; 2007 Qtr 1: 0; 2007 Qtr 2: 0; 2007 Qtr 3: 0; 2007 Qtr 4: 389.3953; 2008 Qtr 1: 0; 2008 Qtr 2: 0; 2008 Qtr 3: 0; 2008 Qtr 4: 0 | 389.3953
0 | 234173-Food Service - Combination Oven-Gas |  | 7 | Commercial | 21-RSD-Restaurant–SitDown-PROC_OTH | 0 |  |  |  |  | 21797 | 750 | 0 | 0 | 0 | 21047 | 0 |  | kWh | 0 | 403 | Commercial |  | Annual | [5 empty] | 12 | 0.96 |  |  |  | 0 | 0 | 2 | 0 | 0 | 0 | 0 | 0 | 0 | 0 | 0 | 0 | 2006 Qtr 1: 0; 2006 Qtr 2: 0; 2006 Qtr 3: 0; 2006 Qtr 4: 0; 2007 Qtr 1: 2; 2007 Qtr 2: 0; 2007 Qtr 3: 0; 2007 Qtr 4: 0; 2008 Qtr 1: 0; 2008 Qtr 2: 0; 2008 Qtr 3: 0; 2008 Qtr 4: 0 | 2
0 | 234173-Food Service - Combination Oven-Gas |  | 7 | Commercial | 21-RSD-Restaurant–SitDown-PROC_OTH | 0 |  |  |  |  | 21797 | 750 | 0 | 0 | 0 | 21047 | 0 |  | kWh | 0 | 403 | Commercial |  | Annual | [5 empty] | 12 | 0.96 |  |  |  | 0 | 0 | 2 | 0 | 0 | 0 | 0 | 0 | 0 | 0 | 0 | 0 | 2006 Qtr 1: 0; 2006 Qtr 2: 0; 2006 Qtr 3: 0; 2006 Qtr 4: 0; 2007 Qtr 1: 2; 2007 Qtr 2: 0; 2007 Qtr 3: 0; 2007 Qtr 4: 0; 2008 Qtr 1: 0; 2008 Qtr 2: 0; 2008 Qtr 3: 0; 2008 Qtr 4: 0 | 2
0 | 234173-Food Service - Combination Oven-Gas |  | 10 | Commercial | 21-RSD-Restaurant–SitDown-PROC_OTH | 0 |  |  |  |  | 21797 | 750 | 0 | 0 | 0 | 21047 | 0 |  | kWh | 0 | 403 | Commercial |  | Annual | [5 empty] | 12 | 0.96 |  |  |  | 0 | 0 | 2 | 0 | 0 | 0 | 0 | 0 | 0 | 0 | 0 | 0 | 2006 Qtr 1: 0; 2006 Qtr 2: 0; 2006 Qtr 3: 0; 2006 Qtr 4: 0; 2007 Qtr 1: 2; 2007 Qtr 2: 0; 2007 Qtr 3: 0; 2007 Qtr 4: 0; 2008 Qtr 1: 0; 2008 Qtr 2: 0; 2008 Qtr 3: 0; 2008 Qtr 4: 0 | 2
0 | 234173-Food Service - Combination Oven-Gas |  | 10 | Commercial | 21-RSD-Restaurant–SitDown-PROC_OTH | 0 |  |  |  |  | 21797 | 750 | 0 | 0 | 0 | 21047 | 0 |  | kWh | 0 | 403 | Commercial |  | Annual | [5 empty] | 12 | 0.96 |  |  |  | 0 | 0 | 2 | 0 | 0 | 0 | 0 | 0 | 0 | 0 | 0 | 0 | 2006 Qtr 1: 0; 2006 Qtr 2: 0; 2006 Qtr 3: 0; 2006 Qtr 4: 0; 2007 Qtr 1: 2; 2007 Qtr 2: 0; 2007 Qtr 3: 0; 2007 Qtr 4: 0; 2008 Qtr 1: 0; 2008 Qtr 2: 0; 2008 Qtr 3: 0; 2008 Qtr 4: 0 | 2
0 | 234173-Food Service - Combination Oven-Gas |  | 10 | Commercial | 21-RSD-Restaurant–SitDown-PROC_OTH | 0 |  |  |  |  | 21797 | 750 | 0 | 0 | 0 | 21047 | 0 |  | kWh | 0 | 403 | Commercial |  | Annual | [5 empty] | 12 | 0.96 |  |  |  | 0 | 0 | 2 | 0 | 0 | 0 | 0 | 0 | 0 | 0 | 0 | 0 | 2006 Qtr 1: 0; 2006 Qtr 2: 0; 2006 Qtr 3: 0; 2006 Qtr 4: 0; 2007 Qtr 1: 2; 2007 Qtr 2: 0; 2007 Qtr 3: 0; 2007 Qtr 4: 0; 2008 Qtr 1: 0; 2008 Qtr 2: 0; 2008 Qtr 3: 0; 2008 Qtr 4: 0 | 2
0 | 234331-Premium T8 with T12 40 Watt Baseline - Tr2 |  | 7 | Commercial | 01-ALC-AllCommercial-IntLight | 0 |  |  |  |  | 13.9591 | 9.8923 | 0 | 0 | 0 | 4.0668 | 35.8564 |  | kWh | 0.010832 | -0.058721 | Commercial |  | Annual | [5 empty] | 11 | 0.96 |  |  |  | 0 | 0 | 9.098 | 0 | 0 | 0 | 0 | 0 | 0 | 0 | 0 | 0 | 2006 Qtr 1: 0; 2006 Qtr 2: 0; 2006 Qtr 3: 0; 2006 Qtr 4: 0; 2007 Qtr 1: 9.098; 2007 Qtr 2: 0; 2007 Qtr 3: 0; 2007 Qtr 4: 0; 2008 Qtr 1: 0; 2008 Qtr 2: 0; 2008 Qtr 3: 0; 2008 Qtr 4: 0 | 9.098
0 | 234331-Premium T8 with T12 40 Watt Baseline - Tr2 |  | 7 | Commercial | 01-ALC-AllCommercial-IntLight | 0 |  |  |  |  | 13.9591 | 9.8923 | 0 | 0 | 0 | 4.0668 | 35.8564 |  | kWh | 0.010832 | -0.058721 | Commercial |  | Annual | [5 empty] | 11 | 0.96 |  |  |  | 0 | 0 | 9.098 | 0 | 0 | 0 | 0 | 0 | 0 | 0 | 0 | 0 | 2006 Qtr 1: 0; 2006 Qtr 2: 0; 2006 Qtr 3: 0; 2006 Qtr 4: 0; 2007 Qtr 1: 9.098; 2007 Qtr 2: 0; 2007 Qtr 3: 0; 2007 Qtr 4: 0; 2008 Qtr 1: 0; 2008 Qtr 2: 0; 2008 Qtr 3: 0; 2008 Qtr 4: 0 | 9.098
0 | 234342-Lighting-Intr HiBy Lnr FlrscntFxtr600w rplc>400Tr3 |  | 7 | Commercial | 01-ALC-AllCommercial-IntLight | 0 |  |  |  |  | 666.6419 | 81.5354 | 0 | 0 | 0 | 585.1065 | 863.8625 |  | kWh | 0.16886 | -1.4147 | Commercial |  | Annual | [5 empty] | 11 | 0.96 |  |  |  | 0 | 0 | 28.276 | 0 | 0 | 0 | 0 | 0 | 0 | 0 | 0 | 0 | 2006 Qtr 1: 0; 2006 Qtr 2: 0; 2006 Qtr 3: 0; 2006 Qtr 4: 0; 2007 Qtr 1: 0; 2007 Qtr 2: 0; 2007 Qtr 3: 0; 2007 Qtr 4: 28.276; 2008 Qtr 1: 0; 2008 Qtr 2: 0; 2008 Qtr 3: 0; 2008 Qtr 4: 0 | 28.276
0 | 234362-Lighting-IntrHiByLnrFlscntFxtr244wrplc400w(TrI)Tr3 |  | 7 | Commercial | 01-ALC-AllCommercial-IntLight | 0 |  |  |  |  | 328.193 | 81.5354 | 0 | 0 | 0 | 246.6575 | 863.8625 |  | kWh | 0.16886 | -1.4147 | Commercial |  | Annual | [5 empty] | 11 | 0.96 |  |  |  | 0 | 0 | 28.276 | 0 | 0 | 0 | 0 | 0 | 0 | 0 | 0 | 0 | 2006 Qtr 1: 0; 2006 Qtr 2: 0; 2006 Qtr 3: 0; 2006 Qtr 4: 0; 2007 Qtr 1: 0; 2007 Qtr 2: 0; 2007 Qtr 3: 0; 2007 Qtr 4: 28.276; 2008 Qtr 1: 0; 2008 Qtr 2: 0; 2008 Qtr 3: 0; 2008 Qtr 4: 0 | 28.276
0 | 234330-Premium T8 with T12 40 Watt Baseline - Tr1 |  | 7 | Commercial | 14-MLI-Manufacturing–LightIndustry-LIGHT | 0 |  |  |  |  | 13.9589 | 13.1897 | 0 | 0 | 0 | 0.76922 | 30.1346 |  | kWh | 0.0093123 | -0.038961 | Commercial |  | Annual | [5 empty] | 11 | 0.96 |  |  |  | 0 | 0 | 41.8509 | 0 | 0 | 0 | 0 | 0 | 0 | 0 | 0 | 0 | 2006 Qtr 1: 0; 2006 Qtr 2: 0; 2006 Qtr 3: 0; 2006 Qtr 4: 0; 2007 Qtr 1: 41.8509; 2007 Qtr 2: 0; 2007 Qtr 3: 0; 2007 Qtr 4: 0; 2008 Qtr 1: 0; 2008 Qtr 2: 0; 2008 Qtr 3: 0; 2008 Qtr 4: 0 | 41.8509
0 | 234303-Lighting-Remove 4 Ft Lamp (De-Lamp) - Tr1 | COFL00AVDEL01 | 7 | Commercial | 14-MLI-Manufacturing–LightIndustry-LIGHT | 0 |  |  |  |  | 28.2518 | 16.4871 | 0 | 0 | 0 | 11.7647 | 100.2037 |  | kWh | 0.030965 | -0.12955 | Commercial |  | Annual | [5 empty] | 11 | 0.96 |  |  |  | 0 | 0 | 41.8509 | 0 | 0 | 0 | 0 | 0 | 0 | 0 | 0 | 0 | 2006 Qtr 1: 0; 2006 Qtr 2: 0; 2006 Qtr 3: 0; 2006 Qtr 4: 0; 2007 Qtr 1: 41.8509; 2007 Qtr 2: 0; 2007 Qtr 3: 0; 2007 Qtr 4: 0; 2008 Qtr 1: 0; 2008 Qtr 2: 0; 2008 Qtr 3: 0; 2008 Qtr 4: 0 | 41.8509
0 | 234049-Lighting-LED Exit Sign New Sign | CALC00AVETS01 | 7 | Commercial | 02-ASM-Assembly-Exit | 0 |  |  |  |  | 65.3696 | 45 | 0 | 0 | 0 | 20.3696 | 351.311 |  | kWh | 0 | 0 | Commercial |  | Annual | [5 empty] | 16 | 0.96 |  |  |  | 0 | 0 | 3 | 0 | 0 | 0 | 0 | 0 | 0 | 0 | 0 | 0 | 2006 Qtr 1: 0; 2006 Qtr 2: 0; 2006 Qtr 3: 0; 2006 Qtr 4: 0; 2007 Qtr 1: 3; 2007 Qtr 2: 0; 2007 Qtr 3: 0; 2007 Qtr 4: 0; 2008 Qtr 1: 0; 2008 Qtr 2: 0; 2008 Qtr 3: 0; 2008 Qtr 4: 0 | 3
0 | 234330-Premium T8 with T12 40 Watt Baseline - Tr1 |  | 7 | Commercial | 01-ALC-AllCommercial-IntLight | 0 |  |  |  |  | 13.9589 | 13.1897 | 0 | 0 | 0 | 0.76922 | 30.14 |  | kWh | 0.0093405 | -0.04936 | Commercial |  | Annual | [5 empty] | 11 | 0.96 |  |  |  | 0 | 0 | 74.6038 | 0 | 0 | 0 | 0 | 0 | 0 | 0 | 0 | 0 | 2006 Qtr 1: 0; 2006 Qtr 2: 0; 2006 Qtr 3: 0; 2006 Qtr 4: 0; 2007 Qtr 1: 0; 2007 Qtr 2: 0; 2007 Qtr 3: 0; 2007 Qtr 4: 74.6038; 2008 Qtr 1: 0; 2008 Qtr 2: 0; 2008 Qtr 3: 0; 2008 Qtr 4: 0 | 74.6038
0 | 234303-Lighting-Remove 4 Ft Lamp (De-Lamp) - Tr1 | COFL00AVDEL01 | 7 | Commercial | 01-ALC-AllCommercial-IntLight | 0 |  |  |  |  | 28.2518 | 16.4871 | 0 | 0 | 0 | 11.7647 | 100.2216 |  | kWh | 0.031059 | -0.16413 | Commercial |  | Annual | [5 empty] | 11 | 0.96 |  |  |  | 0 | 0 | 74.6038 | 0 | 0 | 0 | 0 | 0 | 0 | 0 | 0 | 0 | 2006 Qtr 1: 0; 2006 Qtr 2: 0; 2006 Qtr 3: 0; 2006 Qtr 4: 0; 2007 Qtr 1: 0; 2007 Qtr 2: 0; 2007 Qtr 3: 0; 2007 Qtr 4: 74.6038; 2008 Qtr 1: 0; 2008 Qtr 2: 0; 2008 Qtr 3: 0; 2008 Qtr 4: 0 | 74.6038
0 | 234331-Premium T8 with T12 40 Watt Baseline - Tr2 |  | 7 | Commercial | 01-ALC-AllCommercial-IntLight | 0 |  |  |  |  | 13.9591 | 9.8923 | 0 | 0 | 0 | 4.0668 | 31.1202 |  | kWh | 0.0096442 | -0.050965 | Commercial |  | Annual | [5 empty] | 11 | 0.96 |  |  |  | 0 | 0 | 41.8509 | 0 | 0 | 0 | 0 | 0 | 0 | 0 | 0 | 0 | 2006 Qtr 1: 0; 2006 Qtr 2: 0; 2006 Qtr 3: 0; 2006 Qtr 4: 0; 2007 Qtr 1: 0; 2007 Qtr 2: 0; 2007 Qtr 3: 0; 2007 Qtr 4: 41.8509; 2008 Qtr 1: 0; 2008 Qtr 2: 0; 2008 Qtr 3: 0; 2008 Qtr 4: 0 | 41.8509
0 | 234304-Lighting-Remove 4 Ft Lamp (De-Lamp) - Tr2 | COFL00AVDEL01 | 7 | Commercial | 01-ALC-AllCommercial-IntLight | 0 |  |  |  |  | 28.2538 | 12.3653 | 0 | 0 | 0 | 15.8885 | 100.2216 |  | kWh | 0.031059 | -0.16413 | Commercial |  | Annual | [5 empty] | 11 | 0.96 |  |  |  | 0 | 0 | 41.8509 | 0 | 0 | 0 | 0 | 0 | 0 | 0 | 0 | 0 | 2006 Qtr 1: 0; 2006 Qtr 2: 0; 2006 Qtr 3: 0; 2006 Qtr 4: 0; 2007 Qtr 1: 0; 2007 Qtr 2: 0; 2007 Qtr 3: 0; 2007 Qtr 4: 41.8509; 2008 Qtr 1: 0; 2008 Qtr 2: 0; 2008 Qtr 3: 0; 2008 Qtr 4: 0 | 41.8509
0 | 234331-Premium T8 with T12 40 Watt Baseline - Tr2 |  | 10 | Commercial | 01-ALC-AllCommercial-IntLight | 0 |  |  |  |  | 13.9591 | 9.8923 | 0 | 0 | 0 | 4.0668 | 33.1627 |  | kWh | 0.010675 | -0.05431 | Commercial |  | Annual | [5 empty] | 11 | 0.96 |  |  |  | 0 | 0 | 78.243 | 0 | 0 | 0 | 0 | 0 | 0 | 0 | 0 | 0 | 2006 Qtr 1: 0; 2006 Qtr 2: 0; 2006 Qtr 3: 0; 2006 Qtr 4: 0; 2007 Qtr 1: 0; 2007 Qtr 2: 0; 2007 Qtr 3: 0; 2007 Qtr 4: 78.243; 2008 Qtr 1: 0; 2008 Qtr 2: 0; 2008 Qtr 3: 0; 2008 Qtr 4: 0 | 78.243
0 | 234304-Lighting-Remove 4 Ft Lamp (De-Lamp) - Tr2 | COFL00AVDEL01 | 10 | Commercial | 01-ALC-AllCommercial-IntLight | 0 |  |  |  |  | 28.2538 | 12.3653 | 0 | 0 | 0 | 15.8885 | 106.7995 |  | kWh | 0.03438 | -0.1749 | Commercial |  | Annual | [5 empty] | 11 | 0.96 |  |  |  | 0 | 0 | 78.243 | 0 | 0 | 0 | 0 | 0 | 0 | 0 | 0 | 0 | 2006 Qtr 1: 0; 2006 Qtr 2: 0; 2006 Qtr 3: 0; 2006 Qtr 4: 0; 2007 Qtr 1: 0; 2007 Qtr 2: 0; 2007 Qtr 3: 0; 2007 Qtr 4: 78.243; 2008 Qtr 1: 0; 2008 Qtr 2: 0; 2008 Qtr 3: 0; 2008 Qtr 4: 0 | 78.243
0 | 234331-Premium T8 with T12 40 Watt Baseline - Tr2 |  | 7 | Commercial | 01-ALC-AllCommercial-IntLight | 0 |  |  |  |  | 13.9591 | 9.8923 | 0 | 0 | 0 | 4.0668 | 35.8564 |  | kWh | 0.010832 | -0.058721 | Commercial |  | Annual | [5 empty] | 11 | 0.96 |  |  |  | 0 | 0 | 161.035 | 0 | 0 | 0 | 0 | 0 | 0 | 0 | 0 | 0 | 2006 Qtr 1: 0; 2006 Qtr 2: 0; 2006 Qtr 3: 0; 2006 Qtr 4: 0; 2007 Qtr 1: 161.035; 2007 Qtr 2: 0; 2007 Qtr 3: 0; 2007 Qtr 4: 0; 2008 Qtr 1: 0; 2008 Qtr 2: 0; 2008 Qtr 3: 0; 2008 Qtr 4: 0 | 161.035
0 | 234331-Premium T8 with T12 40 Watt Baseline - Tr2 |  | System | Commercial | 01-ALC-AllCommercial-IntLight | 0 |  |  |  |  | 13.9591 | 9.8923 | 0 | 0 | 0 | 4.0668 | 31.1202 |  | kWh | 0.0096442 | -0.050965 | Commercial |  | Annual | [5 empty] | 11 | 0.96 |  |  |  | 0 | 0 | 43.6705 | 0 | 0 | 0 | 0 | 0 | 0 | 0 | 0 | 0 | 2006 Qtr 1: 0; 2006 Qtr 2: 0; 2006 Qtr 3: 0; 2006 Qtr 4: 0; 2007 Qtr 1: 43.6705; 2007 Qtr 2: 0; 2007 Qtr 3: 0; 2007 Qtr 4: 0; 2008 Qtr 1: 0; 2008 Qtr 2: 0; 2008 Qtr 3: 0; 2008 Qtr 4: 0 | 43.6705
0 | 234304-Lighting-Remove 4 Ft Lamp (De-Lamp) - Tr2 | COFL00AVDEL01 | 7 | Commercial | 01-ALC-AllCommercial-IntLight | 0 |  |  |  |  | 28.2538 | 12.3653 | 0 | 0 | 0 | 15.8885 | 115.4744 |  | kWh | 0.034885 | -0.18911 | Commercial |  | Annual | [5 empty] | 11 | 0.96 |  |  |  | 0 | 0 | 29.1137 | 0 | 0 | 0 | 0 | 0 | 0 | 0 | 0 | 0 | 2006 Qtr 1: 0; 2006 Qtr 2: 0; 2006 Qtr 3: 0; 2006 Qtr 4: 0; 2007 Qtr 1: 29.1137; 2007 Qtr 2: 0; 2007 Qtr 3: 0; 2007 Qtr 4: 0; 2008 Qtr 1: 0; 2008 Qtr 2: 0; 2008 Qtr 3: 0; 2008 Qtr 4: 0 | 29.1137
0 | 234331-Premium T8 with T12 40 Watt Baseline - Tr2 |  | 7 | Commercial | 01-ALC-AllCommercial-IntLight | 0 |  |  |  |  | 13.9591 | 9.8923 | 0 | 0 | 0 | 4.0668 | 35.8564 |  | kWh | 0.010832 | -0.058721 | Commercial |  | Annual | [5 empty] | 11 | 0.96 |  |  |  | 0 | 0 | 29.1137 | 0 | 0 | 0 | 0 | 0 | 0 | 0 | 0 | 0 | 2006 Qtr 1: 0; 2006 Qtr 2: 0; 2006 Qtr 3: 0; 2006 Qtr 4: 0; 2007 Qtr 1: 29.1137; 2007 Qtr 2: 0; 2007 Qtr 3: 0; 2007 Qtr 4: 0; 2008 Qtr 1: 0; 2008 Qtr 2: 0; 2008 Qtr 3: 0; 2008 Qtr 4: 0 | 29.1137
0 | 234330-Premium T8 with T12 40 Watt Baseline - Tr1 |  | 7 | Commercial | 01-ALC-AllCommercial-IntLight | 0 |  |  |  |  | 13.9589 | 13.1897 | 0 | 0 | 0 | 0.76922 | 65.4159 |  | kWh | 0.012906 | -0.10713 | Commercial |  | Annual | [5 empty] | 11 | 0.96 |  |  |  | 0 | 0 | 54.5881 | 0 | 0 | 0 | 0 | 0 | 0 | 0 | 0 | 0 | 2006 Qtr 1: 0; 2006 Qtr 2: 0; 2006 Qtr 3: 0; 2006 Qtr 4: 0; 2007 Qtr 1: 54.5881; 2007 Qtr 2: 0; 2007 Qtr 3: 0; 2007 Qtr 4: 0; 2008 Qtr 1: 0; 2008 Qtr 2: 0; 2008 Qtr 3: 0; 2008 Qtr 4: 0 | 54.5881
0 | 234330-Premium T8 with T12 40 Watt Baseline - Tr1 |  | 7 | Commercial | 01-ALC-AllCommercial-IntLight | 0 |  |  |  |  | 13.9589 | 13.1897 | 0 | 0 | 0 | 0.76922 | 65.4159 |  | kWh | 0.012906 | -0.10713 | Commercial |  | Annual | [5 empty] | 11 | 0.96 |  |  |  | 0 | 0 | 25.4745 | 0 | 0 | 0 | 0 | 0 | 0 | 0 | 0 | 0 | 2006 Qtr 1: 0; 2006 Qtr 2: 0; 2006 Qtr 3: 0; 2006 Qtr 4: 0; 2007 Qtr 1: 25.4745; 2007 Qtr 2: 0; 2007 Qtr 3: 0; 2007 Qtr 4: 0; 2008 Qtr 1: 0; 2008 Qtr 2: 0; 2008 Qtr 3: 0; 2008 Qtr 4: 0 | 25.4745
0 | 234331-Premium T8 with T12 40 Watt Baseline - Tr2 |  | 7 | Commercial | 01-ALC-AllCommercial-IntLight | 0 |  |  |  |  | 13.9591 | 9.8923 | 0 | 0 | 0 | 4.0668 | 31.1202 |  | kWh | 0.0096442 | -0.050965 | Commercial |  | Annual | [5 empty] | 11 | 0.96 |  |  |  | 0 | 0 | 49.1293 | 0 | 0 | 0 | 0 | 0 | 0 | 0 | 0 | 0 | 2006 Qtr 1: 0; 2006 Qtr 2: 0; 2006 Qtr 3: 0; 2006 Qtr 4: 0; 2007 Qtr 1: 49.1293; 2007 Qtr 2: 0; 2007 Qtr 3: 0; 2007 Qtr 4: 0; 2008 Qtr 1: 0; 2008 Qtr 2: 0; 2008 Qtr 3: 0; 2008 Qtr 4: 0 | 49.1293
0 | 234304-Lighting-Remove 4 Ft Lamp (De-Lamp) - Tr2 | COFL00AVDEL01 | 7 | Commercial | 01-ALC-AllCommercial-IntLight | 0 |  |  |  |  | 28.2538 | 12.3653 | 0 | 0 | 0 | 15.8885 | 100.2216 |  | kWh | 0.031059 | -0.16413 | Commercial |  | Annual | [5 empty] | 11 | 0.96 |  |  |  | 0 | 0 | 49.1293 | 0 | 0 | 0 | 0 | 0 | 0 | 0 | 0 | 0 | 2006 Qtr 1: 0; 2006 Qtr 2: 0; 2006 Qtr 3: 0; 2006 Qtr 4: 0; 2007 Qtr 1: 49.1293; 2007 Qtr 2: 0; 2007 Qtr 3: 0; 2007 Qtr 4: 0; 2008 Qtr 1: 0; 2008 Qtr 2: 0; 2008 Qtr 3: 0; 2008 Qtr 4: 0 | 49.1293
0 | 234330-Premium T8 with T12 40 Watt Baseline - Tr1 |  | 7 | Commercial | 01-ALC-AllCommercial-IntLight | 0 |  |  |  |  | 13.9589 | 13.1897 | 0 | 0 | 0 | 0.76922 | 49.1557 |  | kWh | 0.009871 | -0.080501 | Commercial |  | Annual | [5 empty] | 11 | 0.96 |  |  |  | 0 | 0 | 32.7529 | 0 | 0 | 0 | 0 | 0 | 0 | 0 | 0 | 0 | 2006 Qtr 1: 0; 2006 Qtr 2: 0; 2006 Qtr 3: 0; 2006 Qtr 4: 0; 2007 Qtr 1: 0; 2007 Qtr 2: 0; 2007 Qtr 3: 0; 2007 Qtr 4: 32.7529; 2008 Qtr 1: 0; 2008 Qtr 2: 0; 2008 Qtr 3: 0; 2008 Qtr 4: 0 | 32.7529
0 | 234303-Lighting-Remove 4 Ft Lamp (De-Lamp) - Tr1 | COFL00AVDEL01 | 7 | Commercial | 01-ALC-AllCommercial-IntLight | 0 |  |  |  |  | 28.2518 | 16.4871 | 0 | 0 | 0 | 11.7647 | 163.4528 |  | kWh | 0.032823 | -0.26768 | Commercial |  | Annual | [5 empty] | 11 | 0.96 |  |  |  | 0 | 0 | 3.6392 | 0 | 0 | 0 | 0 | 0 | 0 | 0 | 0 | 0 | 2006 Qtr 1: 0; 2006 Qtr 2: 0; 2006 Qtr 3: 0; 2006 Qtr 4: 0; 2007 Qtr 1: 0; 2007 Qtr 2: 0; 2007 Qtr 3: 0; 2007 Qtr 4: 3.6392; 2008 Qtr 1: 0; 2008 Qtr 2: 0; 2008 Qtr 3: 0; 2008 Qtr 4: 0 | 3.6392
0 | 234331-Premium T8 with T12 40 Watt Baseline - Tr2 |  | 7 | Commercial | 01-ALC-AllCommercial-IntLight | 0 |  |  |  |  | 13.9591 | 9.8923 | 0 | 0 | 0 | 4.0668 | 31.1202 |  | kWh | 0.0096442 | -0.050965 | Commercial |  | Annual | [5 empty] | 11 | 0.96 |  |  |  | 0 | 0 | 7.2784 | 0 | 0 | 0 | 0 | 0 | 0 | 0 | 0 | 0 | 2006 Qtr 1: 0; 2006 Qtr 2: 0; 2006 Qtr 3: 0; 2006 Qtr 4: 0; 2007 Qtr 1: 7.2784; 2007 Qtr 2: 0; 2007 Qtr 3: 0; 2007 Qtr 4: 0; 2008 Qtr 1: 0; 2008 Qtr 2: 0; 2008 Qtr 3: 0; 2008 Qtr 4: 0 | 7.2784
0 | 234304-Lighting-Remove 4 Ft Lamp (De-Lamp) - Tr2 | COFL00AVDEL01 | 7 | Commercial | 01-ALC-AllCommercial-IntLight | 0 |  |  |  |  | 28.2538 | 12.3653 | 0 | 0 | 0 | 15.8885 | 100.2216 |  | kWh | 0.031059 | -0.16413 | Commercial |  | Annual | [5 empty] | 11 | 0.96 |  |  |  | 0 | 0 | 7.2784 | 0 | 0 | 0 | 0 | 0 | 0 | 0 | 0 | 0 | 2006 Qtr 1: 0; 2006 Qtr 2: 0; 2006 Qtr 3: 0; 2006 Qtr 4: 0; 2007 Qtr 1: 7.2784; 2007 Qtr 2: 0; 2007 Qtr 3: 0; 2007 Qtr 4: 0; 2008 Qtr 1: 0; 2008 Qtr 2: 0; 2008 Qtr 3: 0; 2008 Qtr 4: 0 | 7.2784
0 | 234331-Premium T8 with T12 40 Watt Baseline - Tr2 |  | 7 | Commercial | 01-ALC-AllCommercial-IntLight | 0 |  |  |  |  | 13.9591 | 9.8923 | 0 | 0 | 0 | 4.0668 | 31.1202 |  | kWh | 0.0096442 | -0.050965 | Commercial |  | Annual | [5 empty] | 11 | 0.96 |  |  |  | 0 | 0 | 23.6549 | 0 | 0 | 0 | 0 | 0 | 0 | 0 | 0 | 0 | 2006 Qtr 1: 0; 2006 Qtr 2: 0; 2006 Qtr 3: 0; 2006 Qtr 4: 0; 2007 Qtr 1: 23.6549; 2007 Qtr 2: 0; 2007 Qtr 3: 0; 2007 Qtr 4: 0; 2008 Qtr 1: 0; 2008 Qtr 2: 0; 2008 Qtr 3: 0; 2008 Qtr 4: 0 | 23.6549
0 | 234304-Lighting-Remove 4 Ft Lamp (De-Lamp) - Tr2 | COFL00AVDEL01 | 7 | Commercial | 01-ALC-AllCommercial-IntLight | 0 |  |  |  |  | 28.2538 | 12.3653 | 0 | 0 | 0 | 15.8885 | 100.2216 |  | kWh | 0.031059 | -0.16413 | Commercial |  | Annual | [5 empty] | 11 | 0.96 |  |  |  | 0 | 0 | 23.6549 | 0 | 0 | 0 | 0 | 0 | 0 | 0 | 0 | 0 | 2006 Qtr 1: 0; 2006 Qtr 2: 0; 2006 Qtr 3: 0; 2006 Qtr 4: 0; 2007 Qtr 1: 23.6549; 2007 Qtr 2: 0; 2007 Qtr 3: 0; 2007 Qtr 4: 0; 2008 Qtr 1: 0; 2008 Qtr 2: 0; 2008 Qtr 3: 0; 2008 Qtr 4: 0 | 23.6549
0 | 234330-Premium T8 with T12 40 Watt Baseline - Tr1 |  | 7 | Commercial | 01-ALC-AllCommercial-IntLight | 0 |  |  |  |  | 13.9589 | 13.1897 | 0 | 0 | 0 | 0.76922 | 40.547 |  | kWh | 0.0073476 | -0.066403 | Commercial |  | Annual | [5 empty] | 11 | 0.96 |  |  |  | 0 | 0 | 25.4745 | 0 | 0 | 0 | 0 | 0 | 0 | 0 | 0 | 0 | 2006 Qtr 1: 0; 2006 Qtr 2: 0; 2006 Qtr 3: 0; 2006 Qtr 4: 0; 2007 Qtr 1: 0; 2007 Qtr 2: 0; 2007 Qtr 3: 0; 2007 Qtr 4: 25.4745; 2008 Qtr 1: 0; 2008 Qtr 2: 0; 2008 Qtr 3: 0; 2008 Qtr 4: 0 | 25.4745
0 | 234303-Lighting-Remove 4 Ft Lamp (De-Lamp) - Tr1 | COFL00AVDEL01 | 7 | Commercial | 01-ALC-AllCommercial-IntLight | 0 |  |  |  |  | 28.2518 | 16.4871 | 0 | 0 | 0 | 11.7647 | 134.827 |  | kWh | 0.024432 | -0.2208 | Commercial |  | Annual | [5 empty] | 11 | 0.96 |  |  |  | 0 | 0 | 25.4745 | 0 | 0 | 0 | 0 | 0 | 0 | 0 | 0 | 0 | 2006 Qtr 1: 0; 2006 Qtr 2: 0; 2006 Qtr 3: 0; 2006 Qtr 4: 0; 2007 Qtr 1: 0; 2007 Qtr 2: 0; 2007 Qtr 3: 0; 2007 Qtr 4: 25.4745; 2008 Qtr 1: 0; 2008 Qtr 2: 0; 2008 Qtr 3: 0; 2008 Qtr 4: 0 | 25.4745
0 | 234330-Premium T8 with T12 40 Watt Baseline - Tr1 |  | 7 | Commercial | 23-RTL-Retail–SingleStorylarge-LIT_INT | 0 |  |  |  |  | 13.9589 | 13.1897 | 0 | 0 | 0 | 0.76922 | 35.6051 |  | kWh | 0.010639 | -0.048435 | Commercial |  | Annual | [5 empty] | 11 | 0.96 |  |  |  | 0 | 0 | 23.6549 | 0 | 0 | 0 | 0 | 0 | 0 | 0 | 0 | 0 | 2006 Qtr 1: 0; 2006 Qtr 2: 0; 2006 Qtr 3: 0; 2006 Qtr 4: 0; 2007 Qtr 1: 23.6549; 2007 Qtr 2: 0; 2007 Qtr 3: 0; 2007 Qtr 4: 0; 2008 Qtr 1: 0; 2008 Qtr 2: 0; 2008 Qtr 3: 0; 2008 Qtr 4: 0 | 23.6549
0 | 234303-Lighting-Remove 4 Ft Lamp (De-Lamp) - Tr1 | COFL00AVDEL01 | 7 | Commercial | 23-RTL-Retail–SingleStorylarge-LIT_INT | 0 |  |  |  |  | 28.2518 | 16.4871 | 0 | 0 | 0 | 11.7647 | 118.3941 |  | kWh | 0.035378 | -0.16106 | Commercial |  | Annual | [5 empty] | 11 | 0.96 |  |  |  | 0 | 0 | 23.6549 | 0 | 0 | 0 | 0 | 0 | 0 | 0 | 0 | 0 | 2006 Qtr 1: 0; 2006 Qtr 2: 0; 2006 Qtr 3: 0; 2006 Qtr 4: 0; 2007 Qtr 1: 23.6549; 2007 Qtr 2: 0; 2007 Qtr 3: 0; 2007 Qtr 4: 0; 2008 Qtr 1: 0; 2008 Qtr 2: 0; 2008 Qtr 3: 0; 2008 Qtr 4: 0 | 23.6549
0 | 234331-Premium T8 with T12 40 Watt Baseline - Tr2 |  | 10 | Commercial | 14-MLI-Manufacturing–LightIndustry-LIGHT | 0 |  |  |  |  | 13.9591 | 9.8923 | 0 | 0 | 0 | 4.0668 | 31.5189 |  | kWh | 0.0096105 | -0.047789 | Commercial |  | Annual | [5 empty] | 11 | 0.96 |  |  |  | 0 | 0 | 30.9333 | 0 | 0 | 0 | 0 | 0 | 0 | 0 | 0 | 0 | 2006 Qtr 1: 0; 2006 Qtr 2: 0; 2006 Qtr 3: 0; 2006 Qtr 4: 0; 2007 Qtr 1: 0; 2007 Qtr 2: 0; 2007 Qtr 3: 0; 2007 Qtr 4: 30.9333; 2008 Qtr 1: 0; 2008 Qtr 2: 0; 2008 Qtr 3: 0; 2008 Qtr 4: 0 | 30.9333
0 | 234304-Lighting-Remove 4 Ft Lamp (De-Lamp) - Tr2 | COFL00AVDEL01 | 10 | Commercial | 14-MLI-Manufacturing–LightIndustry-LIGHT | 0 |  |  |  |  | 28.2538 | 12.3653 | 0 | 0 | 0 | 15.8885 | 101.5057 |  | kWh | 0.03095 | -0.1539 | Commercial |  | Annual | [5 empty] | 11 | 0.96 |  |  |  | 0 | 0 | 30.9333 | 0 | 0 | 0 | 0 | 0 | 0 | 0 | 0 | 0 | 2006 Qtr 1: 0; 2006 Qtr 2: 0; 2006 Qtr 3: 0; 2006 Qtr 4: 0; 2007 Qtr 1: 0; 2007 Qtr 2: 0; 2007 Qtr 3: 0; 2007 Qtr 4: 30.9333; 2008 Qtr 1: 0; 2008 Qtr 2: 0; 2008 Qtr 3: 0; 2008 Qtr 4: 0 | 30.9333
0 | 234330-Premium T8 with T12 40 Watt Baseline - Tr1 |  | 10 | Commercial | 14-MLI-Manufacturing–LightIndustry-LIGHT | 0 |  |  |  |  | 13.9589 | 13.1897 | 0 | 0 | 0 | 0.76922 | 30.5262 |  | kWh | 0.0093078 | -0.046284 | Commercial |  | Annual | [5 empty] | 11 | 0.96 |  |  |  | 0 | 0 | 126.4625 | 0 | 0 | 0 | 0 | 0 | 0 | 0 | 0 | 0 | 2006 Qtr 1: 0; 2006 Qtr 2: 0; 2006 Qtr 3: 0; 2006 Qtr 4: 0; 2007 Qtr 1: 0; 2007 Qtr 2: 0; 2007 Qtr 3: 0; 2007 Qtr 4: 126.4625; 2008 Qtr 1: 0; 2008 Qtr 2: 0; 2008 Qtr 3: 0; 2008 Qtr 4: 0 | 126.4625
0 | 234330-Premium T8 with T12 40 Watt Baseline - Tr1 |  | 10 | Commercial | 14-MLI-Manufacturing–LightIndustry-LIGHT | 0 |  |  |  |  | 13.9589 | 13.1897 | 0 | 0 | 0 | 0.76922 | 30.5262 |  | kWh | 0.0093078 | -0.046284 | Commercial |  | Annual | [5 empty] | 11 | 0.96 |  |  |  | 0 | 0 | 143.7487 | 0 | 0 | 0 | 0 | 0 | 0 | 0 | 0 | 0 | 2006 Qtr 1: 0; 2006 Qtr 2: 0; 2006 Qtr 3: 0; 2006 Qtr 4: 0; 2007 Qtr 1: 0; 2007 Qtr 2: 0; 2007 Qtr 3: 0; 2007 Qtr 4: 143.7487; 2008 Qtr 1: 0; 2008 Qtr 2: 0; 2008 Qtr 3: 0; 2008 Qtr 4: 0 | 143.7487
0 | 234330-Premium T8 with T12 40 Watt Baseline - Tr1 |  | 10 | Commercial | 14-MLI-Manufacturing–LightIndustry-LIGHT | 0 |  |  |  |  | 13.9589 | 13.1897 | 0 | 0 | 0 | 0.76922 | 30.5262 |  | kWh | 0.0093078 | -0.046284 | Commercial |  | Annual | [5 empty] | 11 | 0.96 |  |  |  | 0 | 0 | 123.7331 | 0 | 0 | 0 | 0 | 0 | 0 | 0 | 0 | 0 | 2006 Qtr 1: 0; 2006 Qtr 2: 0; 2006 Qtr 3: 0; 2006 Qtr 4: 0; 2007 Qtr 1: 0; 2007 Qtr 2: 0; 2007 Qtr 3: 0; 2007 Qtr 4: 123.7331; 2008 Qtr 1: 0; 2008 Qtr 2: 0; 2008 Qtr 3: 0; 2008 Qtr 4: 0 | 123.7331
0 | 234331-Premium T8 with T12 40 Watt Baseline - Tr2 |  | System | Commercial | 01-ALC-AllCommercial-IntLight | 0 |  |  |  |  | 13.9591 | 9.8923 | 0 | 0 | 0 | 4.0668 | 35.8564 |  | kWh | 0.010832 | -0.058721 | Commercial |  | Annual | [5 empty] | 11 | 0.96 |  |  |  | 0 | 0 | 138.2899 | 0 | 0 | 0 | 0 | 0 | 0 | 0 | 0 | 0 | 2006 Qtr 1: 0; 2006 Qtr 2: 0; 2006 Qtr 3: 0; 2006 Qtr 4: 0; 2007 Qtr 1: 138.2899; 2007 Qtr 2: 0; 2007 Qtr 3: 0; 2007 Qtr 4: 0; 2008 Qtr 1: 0; 2008 Qtr 2: 0; 2008 Qtr 3: 0; 2008 Qtr 4: 0 | 138.2899
0 | 234049-Lighting-LED Exit Sign New Sign | CALC00AVETS01 | System | Commercial | 02-ASM-Assembly-Exit | 0 |  |  |  |  | 65.3696 | 45 | 0 | 0 | 0 | 20.3696 | 351.311 |  | kWh | 0 | 0 | Commercial |  | Annual | [5 empty] | 16 | 0.96 |  |  |  | 0 | 0 | 2 | 0 | 0 | 0 | 0 | 0 | 0 | 0 | 0 | 0 | 2006 Qtr 1: 0; 2006 Qtr 2: 0; 2006 Qtr 3: 0; 2006 Qtr 4: 0; 2007 Qtr 1: 2; 2007 Qtr 2: 0; 2007 Qtr 3: 0; 2007 Qtr 4: 0; 2008 Qtr 1: 0; 2008 Qtr 2: 0; 2008 Qtr 3: 0; 2008 Qtr 4: 0 | 2
0 | 234331-Premium T8 with T12 40 Watt Baseline - Tr2 |  | System | Commercial | 14-MLI-Manufacturing–LightIndustry-LIGHT | 0 |  |  |  |  | 13.9591 | 9.8923 | 0 | 0 | 0 | 4.0668 | 31.2346 |  | kWh | 0.0096136 | -0.044632 | Commercial |  | Annual | [5 empty] | 11 | 0.96 |  |  |  | 0 | 0 | 29.1137 | 0 | 0 | 0 | 0 | 0 | 0 | 0 | 0 | 0 | 2006 Qtr 1: 0; 2006 Qtr 2: 0; 2006 Qtr 3: 0; 2006 Qtr 4: 0; 2007 Qtr 1: 29.1137; 2007 Qtr 2: 0; 2007 Qtr 3: 0; 2007 Qtr 4: 0; 2008 Qtr 1: 0; 2008 Qtr 2: 0; 2008 Qtr 3: 0; 2008 Qtr 4: 0 | 29.1137
0 | 234330-Premium T8 with T12 40 Watt Baseline - Tr1 |  | 10 | Commercial | 01-ALC-AllCommercial-IntLight | 0 |  |  |  |  | 13.9589 | 13.1897 | 0 | 0 | 0 | 0.76922 | 65.4159 |  | kWh | 0.012906 | -0.10713 | Commercial |  | Annual | [5 empty] | 11 | 0.96 |  |  |  | 0 | 0 | 20.0156 | 0 | 0 | 0 | 0 | 0 | 0 | 0 | 0 | 0 | 2006 Qtr 1: 0; 2006 Qtr 2: 0; 2006 Qtr 3: 0; 2006 Qtr 4: 0; 2007 Qtr 1: 0; 2007 Qtr 2: 0; 2007 Qtr 3: 0; 2007 Qtr 4: 20.0156; 2008 Qtr 1: 0; 2008 Qtr 2: 0; 2008 Qtr 3: 0; 2008 Qtr 4: 0 | 20.0156
0 | 234303-Lighting-Remove 4 Ft Lamp (De-Lamp) - Tr1 | COFL00AVDEL01 | 10 | Commercial | 01-ALC-AllCommercial-IntLight | 0 |  |  |  |  | 28.2518 | 16.4871 | 0 | 0 | 0 | 11.7647 | 217.5212 |  | kWh | 0.042914 | -0.35623 | Commercial |  | Annual | [5 empty] | 11 | 0.96 |  |  |  | 0 | 0 | 20.0156 | 0 | 0 | 0 | 0 | 0 | 0 | 0 | 0 | 0 | 2006 Qtr 1: 0; 2006 Qtr 2: 0; 2006 Qtr 3: 0; 2006 Qtr 4: 0; 2007 Qtr 1: 0; 2007 Qtr 2: 0; 2007 Qtr 3: 0; 2007 Qtr 4: 20.0156; 2008 Qtr 1: 0; 2008 Qtr 2: 0; 2008 Qtr 3: 0; 2008 Qtr 4: 0 | 20.0156
0 | 234178-Food Service - Ice Machine Air-Cooled 501-1000 |  | 10 | Commercial | 01-ALC-AllCommercial-Refrig | 0 |  |  |  |  | 1485 | 800 | 0 | 0 | 0 | 685 | 3011.25 |  | kWh | 0.34375 | 0 | Commercial |  | Annual | [5 empty] | 12 | 0.96 |  |  |  | 0 | 0 | 1 | 0 | 0 | 0 | 0 | 0 | 0 | 0 | 0 | 0 | 2006 Qtr 1: 0; 2006 Qtr 2: 0; 2006 Qtr 3: 0; 2006 Qtr 4: 0; 2007 Qtr 1: 1; 2007 Qtr 2: 0; 2007 Qtr 3: 0; 2007 Qtr 4: 0; 2008 Qtr 1: 0; 2008 Qtr 2: 0; 2008 Qtr 3: 0; 2008 Qtr 4: 0 | 1
0 | 234172-Food Service - Convection Oven-Gas |  | 7 | Commercial | 21-RSD-Restaurant–SitDown-PROC_OTH | 0 |  |  |  |  | 3144 | 500 | 0 | 0 | 0 | 2644 | 0 |  | kWh | 0 | 323 | Commercial |  | Annual | [5 empty] | 12 | 0.96 |  |  |  | 0 | 0 | 2 | 0 | 0 | 0 | 0 | 0 | 0 | 0 | 0 | 0 | 2006 Qtr 1: 0; 2006 Qtr 2: 0; 2006 Qtr 3: 0; 2006 Qtr 4: 0; 2007 Qtr 1: 2; 2007 Qtr 2: 0; 2007 Qtr 3: 0; 2007 Qtr 4: 0; 2008 Qtr 1: 0; 2008 Qtr 2: 0; 2008 Qtr 3: 0; 2008 Qtr 4: 0 | 2
0 | 234332-Premium T8 with T12 40 Watt Baseline - Tr3 |  | 7 | Commercial | 01-ALC-AllCommercial-IntLight | 0 |  |  |  |  | 13.9591 | 7.1444 | 0 | 0 | 0 | 6.8147 | 26.0183 |  | kWh | 0.0088677 | -0.04261 | Commercial |  | Annual | [5 empty] | 11 | 0.96 |  |  |  | 0 | 0 | 3.6392 | 0 | 0 | 0 | 0 | 0 | 0 | 0 | 0 | 0 | 2006 Qtr 1: 0; 2006 Qtr 2: 0; 2006 Qtr 3: 0; 2006 Qtr 4: 0; 2007 Qtr 1: 3.6392; 2007 Qtr 2: 0; 2007 Qtr 3: 0; 2007 Qtr 4: 0; 2008 Qtr 1: 0; 2008 Qtr 2: 0; 2008 Qtr 3: 0; 2008 Qtr 4: 0 | 3.6392
0 | 234305-Lighting-Remove 4 Ft Lamp (De-Lamp) - Tr3 | COFL00AVDEL01 | 7 | Commercial | 01-ALC-AllCommercial-IntLight | 0 |  |  |  |  | 28.2538 | 8.7931 | 0 | 0 | 0 | 19.4607 | 92.5345 |  | kWh | 0.031538 | -0.15154 | Commercial |  | Annual | [5 empty] | 11 | 0.96 |  |  |  | 0 | 0 | 3.6392 | 0 | 0 | 0 | 0 | 0 | 0 | 0 | 0 | 0 | 2006 Qtr 1: 0; 2006 Qtr 2: 0; 2006 Qtr 3: 0; 2006 Qtr 4: 0; 2007 Qtr 1: 3.6392; 2007 Qtr 2: 0; 2007 Qtr 3: 0; 2007 Qtr 4: 0; 2008 Qtr 1: 0; 2008 Qtr 2: 0; 2008 Qtr 3: 0; 2008 Qtr 4: 0 | 3.6392
0 | 234330-Premium T8 with T12 40 Watt Baseline - Tr1 |  | 10 | Commercial | 01-ALC-AllCommercial-IntLight | 0 |  |  |  |  | 13.9589 | 13.1897 | 0 | 0 | 0 | 0.76922 | 16.7728 |  | kWh | 0.0038804 | -0.027468 | Commercial |  | Annual | [5 empty] | 11 | 0.96 |  |  |  | 0 | 0 | 41.8509 | 0 | 0 | 0 | 0 | 0 | 0 | 0 | 0 | 0 | 2006 Qtr 1: 0; 2006 Qtr 2: 0; 2006 Qtr 3: 0; 2006 Qtr 4: 0; 2007 Qtr 1: 0; 2007 Qtr 2: 0; 2007 Qtr 3: 0; 2007 Qtr 4: 41.8509; 2008 Qtr 1: 0; 2008 Qtr 2: 0; 2008 Qtr 3: 0; 2008 Qtr 4: 0 | 41.8509
0 | 234303-Lighting-Remove 4 Ft Lamp (De-Lamp) - Tr1 | COFL00AVDEL01 | 10 | Commercial | 01-ALC-AllCommercial-IntLight | 0 |  |  |  |  | 28.2518 | 16.4871 | 0 | 0 | 0 | 11.7647 | 55.7729 |  | kWh | 0.012903 | -0.091338 | Commercial |  | Annual | [5 empty] | 11 | 0.96 |  |  |  | 0 | 0 | 41.8509 | 0 | 0 | 0 | 0 | 0 | 0 | 0 | 0 | 0 | 2006 Qtr 1: 0; 2006 Qtr 2: 0; 2006 Qtr 3: 0; 2006 Qtr 4: 0; 2007 Qtr 1: 0; 2007 Qtr 2: 0; 2007 Qtr 3: 0; 2007 Qtr 4: 41.8509; 2008 Qtr 1: 0; 2008 Qtr 2: 0; 2008 Qtr 3: 0; 2008 Qtr 4: 0 | 41.8509
0 | 234049-Lighting-LED Exit Sign New Sign | CALC00AVETS01 | 10 | Commercial | 02-ASM-Assembly-Exit | 0 |  |  |  |  | 65.3696 | 45 | 0 | 0 | 0 | 20.3696 | 351.311 |  | kWh | 0 | 0 | Commercial |  | Annual | [5 empty] | 16 | 0.96 |  |  |  | 0 | 0 | 5 | 0 | 0 | 0 | 0 | 0 | 0 | 0 | 0 | 0 | 2006 Qtr 1: 0; 2006 Qtr 2: 0; 2006 Qtr 3: 0; 2006 Qtr 4: 0; 2007 Qtr 1: 0; 2007 Qtr 2: 0; 2007 Qtr 3: 0; 2007 Qtr 4: 5; 2008 Qtr 1: 0; 2008 Qtr 2: 0; 2008 Qtr 3: 0; 2008 Qtr 4: 0 | 5
0 | 234175-Food Service - Ice Machine Air-Cooled 201-300 |  | 7 | Commercial | 01-ALC-AllCommercial-Refrig | 0 |  |  |  |  | 312 | 600 | 0 | 0 | 0 | -288 | 2281.25 |  | kWh | 0.26042 | 0 | Commercial |  | Annual | [5 empty] | 12 | 0.96 |  |  |  | 0 | 0 | 1 | 0 | 0 | 0 | 0 | 0 | 0 | 0 | 0 | 0 | 2006 Qtr 1: 0; 2006 Qtr 2: 0; 2006 Qtr 3: 0; 2006 Qtr 4: 0; 2007 Qtr 1: 1; 2007 Qtr 2: 0; 2007 Qtr 3: 0; 2007 Qtr 4: 0; 2008 Qtr 1: 0; 2008 Qtr 2: 0; 2008 Qtr 3: 0; 2008 Qtr 4: 0 | 1
0 | 234331-Premium T8 with T12 40 Watt Baseline - Tr2 |  | 7 | Commercial | 01-ALC-AllCommercial-IntLight | 0 |  |  |  |  | 13.9591 | 9.8923 | 0 | 0 | 0 | 4.0668 | 31.1202 |  | kWh | 0.0096442 | -0.050965 | Commercial |  | Annual | [5 empty] | 11 | 0.96 |  |  |  | 0 | 0 | 9.098 | 0 | 0 | 0 | 0 | 0 | 0 | 0 | 0 | 0 | 2006 Qtr 1: 0; 2006 Qtr 2: 0; 2006 Qtr 3: 0; 2006 Qtr 4: 0; 2007 Qtr 1: 0; 2007 Qtr 2: 0; 2007 Qtr 3: 0; 2007 Qtr 4: 9.098; 2008 Qtr 1: 0; 2008 Qtr 2: 0; 2008 Qtr 3: 0; 2008 Qtr 4: 0 | 9.098
0 | 234304-Lighting-Remove 4 Ft Lamp (De-Lamp) - Tr2 | COFL00AVDEL01 | 7 | Commercial | 01-ALC-AllCommercial-IntLight | 0 |  |  |  |  | 28.2538 | 12.3653 | 0 | 0 | 0 | 15.8885 | 100.2216 |  | kWh | 0.031059 | -0.16413 | Commercial |  | Annual | [5 empty] | 11 | 0.96 |  |  |  | 0 | 0 | 9.098 | 0 | 0 | 0 | 0 | 0 | 0 | 0 | 0 | 0 | 2006 Qtr 1: 0; 2006 Qtr 2: 0; 2006 Qtr 3: 0; 2006 Qtr 4: 0; 2007 Qtr 1: 0; 2007 Qtr 2: 0; 2007 Qtr 3: 0; 2007 Qtr 4: 9.098; 2008 Qtr 1: 0; 2008 Qtr 2: 0; 2008 Qtr 3: 0; 2008 Qtr 4: 0 | 9.098
0 | 234331-Premium T8 with T12 40 Watt Baseline - Tr2 |  | 10 | Commercial | 01-ALC-AllCommercial-IntLight | 0 |  |  |  |  | 13.9591 | 9.8923 | 0 | 0 | 0 | 4.0668 | 17.3182 |  | kWh | 0.0040066 | -0.028362 | Commercial |  | Annual | [5 empty] | 11 | 0.96 |  |  |  | 0 | 0 | 45.4901 | 0 | 0 | 0 | 0 | 0 | 0 | 0 | 0 | 0 | 2006 Qtr 1: 0; 2006 Qtr 2: 0; 2006 Qtr 3: 0; 2006 Qtr 4: 0; 2007 Qtr 1: 0; 2007 Qtr 2: 0; 2007 Qtr 3: 0; 2007 Qtr 4: 45.4901; 2008 Qtr 1: 0; 2008 Qtr 2: 0; 2008 Qtr 3: 0; 2008 Qtr 4: 0 | 45.4901
0 | 234304-Lighting-Remove 4 Ft Lamp (De-Lamp) - Tr2 | COFL00AVDEL01 | 10 | Commercial | 01-ALC-AllCommercial-IntLight | 0 |  |  |  |  | 28.2538 | 12.3653 | 0 | 0 | 0 | 15.8885 | 55.7729 |  | kWh | 0.012903 | -0.091338 | Commercial |  | Annual | [5 empty] | 11 | 0.96 |  |  |  | 0 | 0 | 45.4901 | 0 | 0 | 0 | 0 | 0 | 0 | 0 | 0 | 0 | 2006 Qtr 1: 0; 2006 Qtr 2: 0; 2006 Qtr 3: 0; 2006 Qtr 4: 0; 2007 Qtr 1: 0; 2007 Qtr 2: 0; 2007 Qtr 3: 0; 2007 Qtr 4: 45.4901; 2008 Qtr 1: 0; 2008 Qtr 2: 0; 2008 Qtr 3: 0; 2008 Qtr 4: 0 | 45.4901
0 | 234331-Premium T8 with T12 40 Watt Baseline - Tr2 |  | 7 | Commercial | 01-ALC-AllCommercial-IntLight | 0 |  |  |  |  | 13.9591 | 9.8923 | 0 | 0 | 0 | 4.0668 | 31.1202 |  | kWh | 0.0096442 | -0.050965 | Commercial |  | Annual | [5 empty] | 11 | 0.96 |  |  |  | 0 | 0 | 7.2784 | 0 | 0 | 0 | 0 | 0 | 0 | 0 | 0 | 0 | 2006 Qtr 1: 0; 2006 Qtr 2: 0; 2006 Qtr 3: 0; 2006 Qtr 4: 0; 2007 Qtr 1: 0; 2007 Qtr 2: 0; 2007 Qtr 3: 0; 2007 Qtr 4: 7.2784; 2008 Qtr 1: 0; 2008 Qtr 2: 0; 2008 Qtr 3: 0; 2008 Qtr 4: 0 | 7.2784
0 | 234304-Lighting-Remove 4 Ft Lamp (De-Lamp) - Tr2 | COFL00AVDEL01 | 7 | Commercial | 01-ALC-AllCommercial-IntLight | 0 |  |  |  |  | 28.2538 | 12.3653 | 0 | 0 | 0 | 15.8885 | 100.2216 |  | kWh | 0.031059 | -0.16413 | Commercial |  | Annual | [5 empty] | 11 | 0.96 |  |  |  | 0 | 0 | 7.2784 | 0 | 0 | 0 | 0 | 0 | 0 | 0 | 0 | 0 | 2006 Qtr 1: 0; 2006 Qtr 2: 0; 2006 Qtr 3: 0; 2006 Qtr 4: 0; 2007 Qtr 1: 0; 2007 Qtr 2: 0; 2007 Qtr 3: 0; 2007 Qtr 4: 7.2784; 2008 Qtr 1: 0; 2008 Qtr 2: 0; 2008 Qtr 3: 0; 2008 Qtr 4: 0 | 7.2784
0 | 234331-Premium T8 with T12 40 Watt Baseline - Tr2 |  | 7 | Commercial | 01-ALC-AllCommercial-IntLight | 0 |  |  |  |  | 13.9591 | 9.8923 | 0 | 0 | 0 | 4.0668 | 31.1202 |  | kWh | 0.0096442 | -0.050965 | Commercial |  | Annual | [5 empty] | 11 | 0.96 |  |  |  | 0 | 0 | 32.7529 | 0 | 0 | 0 | 0 | 0 | 0 | 0 | 0 | 0 | 2006 Qtr 1: 0; 2006 Qtr 2: 0; 2006 Qtr 3: 0; 2006 Qtr 4: 0; 2007 Qtr 1: 0; 2007 Qtr 2: 0; 2007 Qtr 3: 0; 2007 Qtr 4: 32.7529; 2008 Qtr 1: 0; 2008 Qtr 2: 0; 2008 Qtr 3: 0; 2008 Qtr 4: 0 | 32.7529
0 | 234304-Lighting-Remove 4 Ft Lamp (De-Lamp) - Tr2 | COFL00AVDEL01 | 7 | Commercial | 01-ALC-AllCommercial-IntLight | 0 |  |  |  |  | 28.2538 | 12.3653 | 0 | 0 | 0 | 15.8885 | 100.2216 |  | kWh | 0.031059 | -0.16413 | Commercial |  | Annual | [5 empty] | 11 | 0.96 |  |  |  | 0 | 0 | 32.7529 | 0 | 0 | 0 | 0 | 0 | 0 | 0 | 0 | 0 | 2006 Qtr 1: 0; 2006 Qtr 2: 0; 2006 Qtr 3: 0; 2006 Qtr 4: 0; 2007 Qtr 1: 0; 2007 Qtr 2: 0; 2007 Qtr 3: 0; 2007 Qtr 4: 32.7529; 2008 Qtr 1: 0; 2008 Qtr 2: 0; 2008 Qtr 3: 0; 2008 Qtr 4: 0 | 32.7529
0 | 234330-Premium T8 with T12 40 Watt Baseline - Tr1 |  | 10 | Commercial | 01-ALC-AllCommercial-IntLight | 0 |  |  |  |  | 13.9589 | 13.1897 | 0 | 0 | 0 | 0.76922 | 16.7728 |  | kWh | 0.0038804 | -0.027468 | Commercial |  | Annual | [5 empty] | 11 | 0.96 |  |  |  | 0 | 0 | 72.7842 | 0 | 0 | 0 | 0 | 0 | 0 | 0 | 0 | 0 | 2006 Qtr 1: 0; 2006 Qtr 2: 0; 2006 Qtr 3: 0; 2006 Qtr 4: 0; 2007 Qtr 1: 72.7842; 2007 Qtr 2: 0; 2007 Qtr 3: 0; 2007 Qtr 4: 0; 2008 Qtr 1: 0; 2008 Qtr 2: 0; 2008 Qtr 3: 0; 2008 Qtr 4: 0 | 72.7842
0 | 234303-Lighting-Remove 4 Ft Lamp (De-Lamp) - Tr1 | COFL00AVDEL01 | 10 | Commercial | 01-ALC-AllCommercial-IntLight | 0 |  |  |  |  | 28.2518 | 16.4871 | 0 | 0 | 0 | 11.7647 | 55.7729 |  | kWh | 0.012903 | -0.091338 | Commercial |  | Annual | [5 empty] | 11 | 0.96 |  |  |  | 0 | 0 | 72.7842 | 0 | 0 | 0 | 0 | 0 | 0 | 0 | 0 | 0 | 2006 Qtr 1: 0; 2006 Qtr 2: 0; 2006 Qtr 3: 0; 2006 Qtr 4: 0; 2007 Qtr 1: 72.7842; 2007 Qtr 2: 0; 2007 Qtr 3: 0; 2007 Qtr 4: 0; 2008 Qtr 1: 0; 2008 Qtr 2: 0; 2008 Qtr 3: 0; 2008 Qtr 4: 0 | 72.7842
0 | 234049-Lighting-LED Exit Sign New Sign | CALC00AVETS01 | 10 | Commercial | 02-ASM-Assembly-Exit | 0 |  |  |  |  | 65.3696 | 45 | 0 | 0 | 0 | 20.3696 | 351.311 |  | kWh | 0 | 0 | Commercial |  | Annual | [5 empty] | 16 | 0.96 |  |  |  | 0 | 0 | 6 | 0 | 0 | 0 | 0 | 0 | 0 | 0 | 0 | 0 | 2006 Qtr 1: 0; 2006 Qtr 2: 0; 2006 Qtr 3: 0; 2006 Qtr 4: 0; 2007 Qtr 1: 6; 2007 Qtr 2: 0; 2007 Qtr 3: 0; 2007 Qtr 4: 0; 2008 Qtr 1: 0; 2008 Qtr 2: 0; 2008 Qtr 3: 0; 2008 Qtr 4: 0 | 6
0 | 234331-Premium T8 with T12 40 Watt Baseline - Tr2 |  | 7 | Commercial | 01-ALC-AllCommercial-IntLight | 0 |  |  |  |  | 13.9591 | 9.8923 | 0 | 0 | 0 | 4.0668 | 31.1202 |  | kWh | 0.0096442 | -0.050965 | Commercial |  | Annual | [5 empty] | 11 | 0.96 |  |  |  | 0 | 0 | 16.3764 | 0 | 0 | 0 | 0 | 0 | 0 | 0 | 0 | 0 | 2006 Qtr 1: 0; 2006 Qtr 2: 0; 2006 Qtr 3: 0; 2006 Qtr 4: 0; 2007 Qtr 1: 0; 2007 Qtr 2: 0; 2007 Qtr 3: 0; 2007 Qtr 4: 16.3764; 2008 Qtr 1: 0; 2008 Qtr 2: 0; 2008 Qtr 3: 0; 2008 Qtr 4: 0 | 16.3764
0 | 234304-Lighting-Remove 4 Ft Lamp (De-Lamp) - Tr2 | COFL00AVDEL01 | 7 | Commercial | 01-ALC-AllCommercial-IntLight | 0 |  |  |  |  | 28.2538 | 12.3653 | 0 | 0 | 0 | 15.8885 | 100.2216 |  | kWh | 0.031059 | -0.16413 | Commercial |  | Annual | [5 empty] | 11 | 0.96 |  |  |  | 0 | 0 | 16.3764 | 0 | 0 | 0 | 0 | 0 | 0 | 0 | 0 | 0 | 2006 Qtr 1: 0; 2006 Qtr 2: 0; 2006 Qtr 3: 0; 2006 Qtr 4: 0; 2007 Qtr 1: 0; 2007 Qtr 2: 0; 2007 Qtr 3: 0; 2007 Qtr 4: 16.3764; 2008 Qtr 1: 0; 2008 Qtr 2: 0; 2008 Qtr 3: 0; 2008 Qtr 4: 0 | 16.3764
0 | 234330-Premium T8 with T12 40 Watt Baseline - Tr1 |  | 7 | Commercial | 01-ALC-AllCommercial-IntLight | 0 |  |  |  |  | 13.9589 | 13.1897 | 0 | 0 | 0 | 0.76922 | 27.8282 |  | kWh | 0.0094846 | -0.045574 | Commercial |  | Annual | [5 empty] | 11 | 0.96 |  |  |  | 0 | 0 | 254.7446 | 0 | 0 | 0 | 0 | 0 | 0 | 0 | 0 | 0 | 2006 Qtr 1: 0; 2006 Qtr 2: 0; 2006 Qtr 3: 0; 2006 Qtr 4: 0; 2007 Qtr 1: 254.7446; 2007 Qtr 2: 0; 2007 Qtr 3: 0; 2007 Qtr 4: 0; 2008 Qtr 1: 0; 2008 Qtr 2: 0; 2008 Qtr 3: 0; 2008 Qtr 4: 0 | 254.7446
0 | 234303-Lighting-Remove 4 Ft Lamp (De-Lamp) - Tr1 | COFL00AVDEL01 | 7 | Commercial | 01-ALC-AllCommercial-IntLight | 0 |  |  |  |  | 28.2518 | 16.4871 | 0 | 0 | 0 | 11.7647 | 92.5345 |  | kWh | 0.031538 | -0.15154 | Commercial |  | Annual | [5 empty] | 11 | 0.96 |  |  |  | 0 | 0 | 254.7446 | 0 | 0 | 0 | 0 | 0 | 0 | 0 | 0 | 0 | 2006 Qtr 1: 0; 2006 Qtr 2: 0; 2006 Qtr 3: 0; 2006 Qtr 4: 0; 2007 Qtr 1: 254.7446; 2007 Qtr 2: 0; 2007 Qtr 3: 0; 2007 Qtr 4: 0; 2008 Qtr 1: 0; 2008 Qtr 2: 0; 2008 Qtr 3: 0; 2008 Qtr 4: 0 | 254.7446
0 | 234330-Premium T8 with T12 40 Watt Baseline - Tr1 |  | 10 | Commercial | 01-ALC-AllCommercial-IntLight | 0 |  |  |  |  | 13.9589 | 13.1897 | 0 | 0 | 0 | 0.76922 | 38.5499 |  | kWh | 0.01239 | -0.063133 | Commercial |  | Annual | [5 empty] | 11 | 0.96 |  |  |  | 0 | 0 | 123.7331 | 0 | 0 | 0 | 0 | 0 | 0 | 0 | 0 | 0 | 2006 Qtr 1: 0; 2006 Qtr 2: 0; 2006 Qtr 3: 0; 2006 Qtr 4: 0; 2007 Qtr 1: 0; 2007 Qtr 2: 0; 2007 Qtr 3: 0; 2007 Qtr 4: 123.7331; 2008 Qtr 1: 0; 2008 Qtr 2: 0; 2008 Qtr 3: 0; 2008 Qtr 4: 0 | 123.7331
0 | 234303-Lighting-Remove 4 Ft Lamp (De-Lamp) - Tr1 | COFL00AVDEL01 | 10 | Commercial | 01-ALC-AllCommercial-IntLight | 0 |  |  |  |  | 28.2518 | 16.4871 | 0 | 0 | 0 | 11.7647 | 128.1864 |  | kWh | 0.0412 | -0.20993 | Commercial |  | Annual | [5 empty] | 11 | 0.96 |  |  |  | 0 | 0 | 61.8665 | 0 | 0 | 0 | 0 | 0 | 0 | 0 | 0 | 0 | 2006 Qtr 1: 0; 2006 Qtr 2: 0; 2006 Qtr 3: 0; 2006 Qtr 4: 0; 2007 Qtr 1: 0; 2007 Qtr 2: 0; 2007 Qtr 3: 0; 2007 Qtr 4: 61.8665; 2008 Qtr 1: 0; 2008 Qtr 2: 0; 2008 Qtr 3: 0; 2008 Qtr 4: 0 | 61.8665
0 | 234330-Premium T8 with T12 40 Watt Baseline - Tr1 |  | System | Commercial | 01-ALC-AllCommercial-IntLight | 0 |  |  |  |  | 13.9589 | 13.1897 | 0 | 0 | 0 | 0.76922 | 34.727 |  | kWh | 0.010491 | -0.056872 | Commercial |  | Annual | [5 empty] | 11 | 0.96 |  |  |  | 0 | 0 | 49.1293 | 0 | 0 | 0 | 0 | 0 | 0 | 0 | 0 | 0 | 2006 Qtr 1: 0; 2006 Qtr 2: 0; 2006 Qtr 3: 0; 2006 Qtr 4: 0; 2007 Qtr 1: 49.1293; 2007 Qtr 2: 0; 2007 Qtr 3: 0; 2007 Qtr 4: 0; 2008 Qtr 1: 0; 2008 Qtr 2: 0; 2008 Qtr 3: 0; 2008 Qtr 4: 0 | 49.1293
0 | 234330-Premium T8 with T12 40 Watt Baseline - Tr1 |  | 7 | Commercial | 01-ALC-AllCommercial-IntLight | 0 |  |  |  |  | 13.9589 | 13.1897 | 0 | 0 | 0 | 0.76922 | 16.7728 |  | kWh | 0.0038804 | -0.027468 | Commercial |  | Annual | [5 empty] | 11 | 0.96 |  |  |  | 0 | 0 | 90.9802 | 0 | 0 | 0 | 0 | 0 | 0 | 0 | 0 | 0 | 2006 Qtr 1: 0; 2006 Qtr 2: 0; 2006 Qtr 3: 0; 2006 Qtr 4: 0; 2007 Qtr 1: 90.9802; 2007 Qtr 2: 0; 2007 Qtr 3: 0; 2007 Qtr 4: 0; 2008 Qtr 1: 0; 2008 Qtr 2: 0; 2008 Qtr 3: 0; 2008 Qtr 4: 0 | 90.9802
0 | 234303-Lighting-Remove 4 Ft Lamp (De-Lamp) - Tr1 | COFL00AVDEL01 | 7 | Commercial | 01-ALC-AllCommercial-IntLight | 0 |  |  |  |  | 28.2518 | 16.4871 | 0 | 0 | 0 | 11.7647 | 55.7729 |  | kWh | 0.012903 | -0.091338 | Commercial |  | Annual | [5 empty] | 11 | 0.96 |  |  |  | 0 | 0 | 90.9802 | 0 | 0 | 0 | 0 | 0 | 0 | 0 | 0 | 0 | 2006 Qtr 1: 0; 2006 Qtr 2: 0; 2006 Qtr 3: 0; 2006 Qtr 4: 0; 2007 Qtr 1: 90.9802; 2007 Qtr 2: 0; 2007 Qtr 3: 0; 2007 Qtr 4: 0; 2008 Qtr 1: 0; 2008 Qtr 2: 0; 2008 Qtr 3: 0; 2008 Qtr 4: 0 | 90.9802
0 | 234049-Lighting-LED Exit Sign New Sign | CALC00AVETS01 | 7 | Commercial | 02-ASM-Assembly-Exit | 0 |  |  |  |  | 65.3696 | 45 | 0 | 0 | 0 | 20.3696 | 351.311 |  | kWh | 0 | 0 | Commercial |  | Annual | [5 empty] | 16 | 0.96 |  |  |  | 0 | 0 | 11 | 0 | 0 | 0 | 0 | 0 | 0 | 0 | 0 | 0 | 2006 Qtr 1: 0; 2006 Qtr 2: 0; 2006 Qtr 3: 0; 2006 Qtr 4: 0; 2007 Qtr 1: 11; 2007 Qtr 2: 0; 2007 Qtr 3: 0; 2007 Qtr 4: 0; 2008 Qtr 1: 0; 2008 Qtr 2: 0; 2008 Qtr 3: 0; 2008 Qtr 4: 0 | 11
0 | 234330-Premium T8 with T12 40 Watt Baseline - Tr1 |  | 10 | Commercial | 01-ALC-AllCommercial-IntLight | 0 |  |  |  |  | 13.9589 | 13.1897 | 0 | 0 | 0 | 0.76922 | 34.727 |  | kWh | 0.010491 | -0.056872 | Commercial |  | Annual | [5 empty] | 11 | 0.96 |  |  |  | 0 | 0 | 16.3764 | 0 | 0 | 0 | 0 | 0 | 0 | 0 | 0 | 0 | 2006 Qtr 1: 0; 2006 Qtr 2: 0; 2006 Qtr 3: 0; 2006 Qtr 4: 0; 2007 Qtr 1: 0; 2007 Qtr 2: 0; 2007 Qtr 3: 0; 2007 Qtr 4: 16.3764; 2008 Qtr 1: 0; 2008 Qtr 2: 0; 2008 Qtr 3: 0; 2008 Qtr 4: 0 | 16.3764
0 | 234303-Lighting-Remove 4 Ft Lamp (De-Lamp) - Tr1 | COFL00AVDEL01 | 10 | Commercial | 01-ALC-AllCommercial-IntLight | 0 |  |  |  |  | 28.2518 | 16.4871 | 0 | 0 | 0 | 11.7647 | 115.4744 |  | kWh | 0.034885 | -0.18911 | Commercial |  | Annual | [5 empty] | 11 | 0.96 |  |  |  | 0 | 0 | 16.3764 | 0 | 0 | 0 | 0 | 0 | 0 | 0 | 0 | 0 | 2006 Qtr 1: 0; 2006 Qtr 2: 0; 2006 Qtr 3: 0; 2006 Qtr 4: 0; 2007 Qtr 1: 0; 2007 Qtr 2: 0; 2007 Qtr 3: 0; 2007 Qtr 4: 16.3764; 2008 Qtr 1: 0; 2008 Qtr 2: 0; 2008 Qtr 3: 0; 2008 Qtr 4: 0 | 16.3764
0 | 234049-Lighting-LED Exit Sign New Sign | CALC00AVETS01 | 10 | Commercial | 02-ASM-Assembly-Exit | 0 |  |  |  |  | 65.3696 | 45 | 0 | 0 | 0 | 20.3696 | 351.311 |  | kWh | 0 | 0 | Commercial |  | Annual | [5 empty] | 16 | 0.96 |  |  |  | 0 | 0 | 2 | 0 | 0 | 0 | 0 | 0 | 0 | 0 | 0 | 0 | 2006 Qtr 1: 0; 2006 Qtr 2: 0; 2006 Qtr 3: 0; 2006 Qtr 4: 0; 2007 Qtr 1: 0; 2007 Qtr 2: 0; 2007 Qtr 3: 0; 2007 Qtr 4: 2; 2008 Qtr 1: 0; 2008 Qtr 2: 0; 2008 Qtr 3: 0; 2008 Qtr 4: 0 | 2
0 | 234331-Premium T8 with T12 40 Watt Baseline - Tr2 |  | 7 | Commercial | 01-ALC-AllCommercial-IntLight | 0 |  |  |  |  | 13.9591 | 9.8923 | 0 | 0 | 0 | 4.0668 | 33.1627 |  | kWh | 0.010675 | -0.05431 | Commercial |  | Annual | [5 empty] | 11 | 0.96 |  |  |  | 0 | 0 | 9.098 | 0 | 0 | 0 | 0 | 0 | 0 | 0 | 0 | 0 | 2006 Qtr 1: 0; 2006 Qtr 2: 0; 2006 Qtr 3: 0; 2006 Qtr 4: 0; 2007 Qtr 1: 0; 2007 Qtr 2: 0; 2007 Qtr 3: 0; 2007 Qtr 4: 9.098; 2008 Qtr 1: 0; 2008 Qtr 2: 0; 2008 Qtr 3: 0; 2008 Qtr 4: 0 | 9.098
0 | 234304-Lighting-Remove 4 Ft Lamp (De-Lamp) - Tr2 | COFL00AVDEL01 | 7 | Commercial | 01-ALC-AllCommercial-IntLight | 0 |  |  |  |  | 28.2538 | 12.3653 | 0 | 0 | 0 | 15.8885 | 106.7995 |  | kWh | 0.03438 | -0.1749 | Commercial |  | Annual | [5 empty] | 11 | 0.96 |  |  |  | 0 | 0 | 9.098 | 0 | 0 | 0 | 0 | 0 | 0 | 0 | 0 | 0 | 2006 Qtr 1: 0; 2006 Qtr 2: 0; 2006 Qtr 3: 0; 2006 Qtr 4: 0; 2007 Qtr 1: 0; 2007 Qtr 2: 0; 2007 Qtr 3: 0; 2007 Qtr 4: 9.098; 2008 Qtr 1: 0; 2008 Qtr 2: 0; 2008 Qtr 3: 0; 2008 Qtr 4: 0 | 9.098
0 | 234330-Premium T8 with T12 40 Watt Baseline - Tr1 |  | 10 | Commercial | 01-ALC-AllCommercial-IntLight | 0 |  |  |  |  | 13.9589 | 13.1897 | 0 | 0 | 0 | 0.76922 | 16.7728 |  | kWh | 0.0038804 | -0.027468 | Commercial |  | Annual | [5 empty] | 11 | 0.96 |  |  |  | 0 | 0 | 125.5527 | 0 | 0 | 0 | 0 | 0 | 0 | 0 | 0 | 0 | 2006 Qtr 1: 0; 2006 Qtr 2: 0; 2006 Qtr 3: 0; 2006 Qtr 4: 0; 2007 Qtr 1: 0; 2007 Qtr 2: 0; 2007 Qtr 3: 0; 2007 Qtr 4: 125.5527; 2008 Qtr 1: 0; 2008 Qtr 2: 0; 2008 Qtr 3: 0; 2008 Qtr 4: 0 | 125.5527
0 | 234303-Lighting-Remove 4 Ft Lamp (De-Lamp) - Tr1 | COFL00AVDEL01 | 10 | Commercial | 01-ALC-AllCommercial-IntLight | 0 |  |  |  |  | 28.2518 | 16.4871 | 0 | 0 | 0 | 11.7647 | 55.7729 |  | kWh | 0.012903 | -0.091338 | Commercial |  | Annual | [5 empty] | 11 | 0.96 |  |  |  | 0 | 0 | 125.5527 | 0 | 0 | 0 | 0 | 0 | 0 | 0 | 0 | 0 | 2006 Qtr 1: 0; 2006 Qtr 2: 0; 2006 Qtr 3: 0; 2006 Qtr 4: 0; 2007 Qtr 1: 0; 2007 Qtr 2: 0; 2007 Qtr 3: 0; 2007 Qtr 4: 125.5527; 2008 Qtr 1: 0; 2008 Qtr 2: 0; 2008 Qtr 3: 0; 2008 Qtr 4: 0 | 125.5527
0 | 234177-Food Service - Ice Machine Air-Cooled 401-500 |  | 7 | Commercial | 01-ALC-AllCommercial-Refrig | 0 |  |  |  |  | 981 | 600 | 0 | 0 | 0 | 381 | 2463.75 |  | kWh | 0.28125 | 0 | Commercial |  | Annual | [5 empty] | 12 | 0.96 |  |  |  | 0 | 0 | 1 | 0 | 0 | 0 | 0 | 0 | 0 | 0 | 0 | 0 | 2006 Qtr 1: 0; 2006 Qtr 2: 0; 2006 Qtr 3: 0; 2006 Qtr 4: 0; 2007 Qtr 1: 0; 2007 Qtr 2: 0; 2007 Qtr 3: 0; 2007 Qtr 4: 1; 2008 Qtr 1: 0; 2008 Qtr 2: 0; 2008 Qtr 3: 0; 2008 Qtr 4: 0 | 1
0 | 234330-Premium T8 with T12 40 Watt Baseline - Tr1 |  | 10 | Commercial | 01-ALC-AllCommercial-IntLight | 0 |  |  |  |  | 13.9589 | 13.1897 | 0 | 0 | 0 | 0.76922 | 65.4159 |  | kWh | 0.012906 | -0.10713 | Commercial |  | Annual | [5 empty] | 11 | 0.96 |  |  |  | 0 | 0 | 18.196 | 0 | 0 | 0 | 0 | 0 | 0 | 0 | 0 | 0 | 2006 Qtr 1: 0; 2006 Qtr 2: 0; 2006 Qtr 3: 0; 2006 Qtr 4: 0; 2007 Qtr 1: 18.196; 2007 Qtr 2: 0; 2007 Qtr 3: 0; 2007 Qtr 4: 0; 2008 Qtr 1: 0; 2008 Qtr 2: 0; 2008 Qtr 3: 0; 2008 Qtr 4: 0 | 18.196
0 | 234303-Lighting-Remove 4 Ft Lamp (De-Lamp) - Tr1 | COFL00AVDEL01 | 10 | Commercial | 01-ALC-AllCommercial-IntLight | 0 |  |  |  |  | 28.2518 | 16.4871 | 0 | 0 | 0 | 11.7647 | 217.5212 |  | kWh | 0.042914 | -0.35623 | Commercial |  | Annual | [5 empty] | 11 | 0.96 |  |  |  | 0 | 0 | 18.196 | 0 | 0 | 0 | 0 | 0 | 0 | 0 | 0 | 0 | 2006 Qtr 1: 0; 2006 Qtr 2: 0; 2006 Qtr 3: 0; 2006 Qtr 4: 0; 2007 Qtr 1: 18.196; 2007 Qtr 2: 0; 2007 Qtr 3: 0; 2007 Qtr 4: 0; 2008 Qtr 1: 0; 2008 Qtr 2: 0; 2008 Qtr 3: 0; 2008 Qtr 4: 0 | 18.196
0 | 234330-Premium T8 with T12 40 Watt Baseline - Tr1 |  | 10 | Commercial | 01-ALC-AllCommercial-IntLight | 0 |  |  |  |  | 13.9589 | 13.1897 | 0 | 0 | 0 | 0.76922 | 34.727 |  | kWh | 0.010491 | -0.056872 | Commercial |  | Annual | [5 empty] | 11 | 0.96 |  |  |  | 0 | 0 | 58.2273 | 0 | 0 | 0 | 0 | 0 | 0 | 0 | 0 | 0 | 2006 Qtr 1: 0; 2006 Qtr 2: 0; 2006 Qtr 3: 0; 2006 Qtr 4: 0; 2007 Qtr 1: 0; 2007 Qtr 2: 0; 2007 Qtr 3: 0; 2007 Qtr 4: 58.2273; 2008 Qtr 1: 0; 2008 Qtr 2: 0; 2008 Qtr 3: 0; 2008 Qtr 4: 0 | 58.2273
0 | 234303-Lighting-Remove 4 Ft Lamp (De-Lamp) - Tr1 | COFL00AVDEL01 | 10 | Commercial | 01-ALC-AllCommercial-IntLight | 0 |  |  |  |  | 28.2518 | 16.4871 | 0 | 0 | 0 | 11.7647 | 115.4744 |  | kWh | 0.034885 | -0.18911 | Commercial |  | Annual | [5 empty] | 11 | 0.96 |  |  |  | 0 | 0 | 58.2273 | 0 | 0 | 0 | 0 | 0 | 0 | 0 | 0 | 0 | 2006 Qtr 1: 0; 2006 Qtr 2: 0; 2006 Qtr 3: 0; 2006 Qtr 4: 0; 2007 Qtr 1: 0; 2007 Qtr 2: 0; 2007 Qtr 3: 0; 2007 Qtr 4: 58.2273; 2008 Qtr 1: 0; 2008 Qtr 2: 0; 2008 Qtr 3: 0; 2008 Qtr 4: 0 | 58.2273
0 | 234049-Lighting-LED Exit Sign New Sign | CALC00AVETS01 | 10 | Commercial | 02-ASM-Assembly-Exit | 0 |  |  |  |  | 65.3696 | 45 | 0 | 0 | 0 | 20.3696 | 351.311 |  | kWh | 0 | 0 | Commercial |  | Annual | [5 empty] | 16 | 0.96 |  |  |  | 0 | 0 | 2 | 0 | 0 | 0 | 0 | 0 | 0 | 0 | 0 | 0 | 2006 Qtr 1: 0; 2006 Qtr 2: 0; 2006 Qtr 3: 0; 2006 Qtr 4: 0; 2007 Qtr 1: 0; 2007 Qtr 2: 0; 2007 Qtr 3: 0; 2007 Qtr 4: 2; 2008 Qtr 1: 0; 2008 Qtr 2: 0; 2008 Qtr 3: 0; 2008 Qtr 4: 0 | 2
0 | 234332-Premium T8 with T12 40 Watt Baseline - Tr3 |  | 7 | Commercial | 01-ALC-AllCommercial-IntLight | 0 |  |  |  |  | 13.9591 | 7.1444 | 0 | 0 | 0 | 6.8147 | 15.6819 |  | kWh | 0.003628 | -0.025682 | Commercial |  | Annual | [5 empty] | 11 | 0.96 |  |  |  | 0 | 0 | 152.8468 | 0 | 0 | 0 | 0 | 0 | 0 | 0 | 0 | 0 | 2006 Qtr 1: 0; 2006 Qtr 2: 0; 2006 Qtr 3: 0; 2006 Qtr 4: 0; 2007 Qtr 1: 152.8468; 2007 Qtr 2: 0; 2007 Qtr 3: 0; 2007 Qtr 4: 0; 2008 Qtr 1: 0; 2008 Qtr 2: 0; 2008 Qtr 3: 0; 2008 Qtr 4: 0 | 152.8468
0 | 234305-Lighting-Remove 4 Ft Lamp (De-Lamp) - Tr3 | COFL00AVDEL01 | 7 | Commercial | 01-ALC-AllCommercial-IntLight | 0 |  |  |  |  | 28.2538 | 8.7931 | 0 | 0 | 0 | 19.4607 | 55.7729 |  | kWh | 0.012903 | -0.091338 | Commercial |  | Annual | [5 empty] | 11 | 0.96 |  |  |  | 0 | 0 | 152.8468 | 0 | 0 | 0 | 0 | 0 | 0 | 0 | 0 | 0 | 2006 Qtr 1: 0; 2006 Qtr 2: 0; 2006 Qtr 3: 0; 2006 Qtr 4: 0; 2007 Qtr 1: 152.8468; 2007 Qtr 2: 0; 2007 Qtr 3: 0; 2007 Qtr 4: 0; 2008 Qtr 1: 0; 2008 Qtr 2: 0; 2008 Qtr 3: 0; 2008 Qtr 4: 0 | 152.8468
0 | 234330-Premium T8 with T12 40 Watt Baseline - Tr1 |  | 10 | Commercial | 01-ALC-AllCommercial-IntLight | 0 |  |  |  |  | 13.9589 | 13.1897 | 0 | 0 | 0 | 0.76922 | 16.7728 |  | kWh | 0.0038804 | -0.027468 | Commercial |  | Annual | [5 empty] | 11 | 0.96 |  |  |  | 0 | 0 | 181.9604 | 0 | 0 | 0 | 0 | 0 | 0 | 0 | 0 | 0 | 2006 Qtr 1: 0; 2006 Qtr 2: 0; 2006 Qtr 3: 0; 2006 Qtr 4: 0; 2007 Qtr 1: 0; 2007 Qtr 2: 0; 2007 Qtr 3: 0; 2007 Qtr 4: 181.9604; 2008 Qtr 1: 0; 2008 Qtr 2: 0; 2008 Qtr 3: 0; 2008 Qtr 4: 0 | 181.9604
0 | 234303-Lighting-Remove 4 Ft Lamp (De-Lamp) - Tr1 | COFL00AVDEL01 | 10 | Commercial | 01-ALC-AllCommercial-IntLight | 0 |  |  |  |  | 28.2518 | 16.4871 | 0 | 0 | 0 | 11.7647 | 55.7729 |  | kWh | 0.012903 | -0.091338 | Commercial |  | Annual | [5 empty] | 11 | 0.96 |  |  |  | 0 | 0 | 181.9604 | 0 | 0 | 0 | 0 | 0 | 0 | 0 | 0 | 0 | 2006 Qtr 1: 0; 2006 Qtr 2: 0; 2006 Qtr 3: 0; 2006 Qtr 4: 0; 2007 Qtr 1: 0; 2007 Qtr 2: 0; 2007 Qtr 3: 0; 2007 Qtr 4: 181.9604; 2008 Qtr 1: 0; 2008 Qtr 2: 0; 2008 Qtr 3: 0; 2008 Qtr 4: 0 | 181.9604
0 | 234330-Premium T8 with T12 40 Watt Baseline - Tr1 |  | 10 | Commercial | 01-ALC-AllCommercial-IntLight | 0 |  |  |  |  | 13.9589 | 13.1897 | 0 | 0 | 0 | 0.76922 | 16.7728 |  | kWh | 0.0038804 | -0.027468 | Commercial |  | Annual | [5 empty] | 11 | 0.96 |  |  |  | 0 | 0 | 52.7685 | 0 | 0 | 0 | 0 | 0 | 0 | 0 | 0 | 0 | 2006 Qtr 1: 0; 2006 Qtr 2: 0; 2006 Qtr 3: 0; 2006 Qtr 4: 0; 2007 Qtr 1: 0; 2007 Qtr 2: 0; 2007 Qtr 3: 0; 2007 Qtr 4: 52.7685; 2008 Qtr 1: 0; 2008 Qtr 2: 0; 2008 Qtr 3: 0; 2008 Qtr 4: 0 | 52.7685
0 | 234303-Lighting-Remove 4 Ft Lamp (De-Lamp) - Tr1 | COFL00AVDEL01 | 10 | Commercial | 01-ALC-AllCommercial-IntLight | 0 |  |  |  |  | 28.2518 | 16.4871 | 0 | 0 | 0 | 11.7647 | 55.7729 |  | kWh | 0.012903 | -0.091338 | Commercial |  | Annual | [5 empty] | 11 | 0.96 |  |  |  | 0 | 0 | 52.7685 | 0 | 0 | 0 | 0 | 0 | 0 | 0 | 0 | 0 | 2006 Qtr 1: 0; 2006 Qtr 2: 0; 2006 Qtr 3: 0; 2006 Qtr 4: 0; 2007 Qtr 1: 0; 2007 Qtr 2: 0; 2007 Qtr 3: 0; 2007 Qtr 4: 52.7685; 2008 Qtr 1: 0; 2008 Qtr 2: 0; 2008 Qtr 3: 0; 2008 Qtr 4: 0 | 52.7685
0 | 234330-Premium T8 with T12 40 Watt Baseline - Tr1 |  | 10 | Commercial | 01-ALC-AllCommercial-IntLight | 0 |  |  |  |  | 13.9589 | 13.1897 | 0 | 0 | 0 | 0.76922 | 16.7728 |  | kWh | 0.0038804 | -0.027468 | Commercial |  | Annual | [5 empty] | 11 | 0.96 |  |  |  | 0 | 0 | 445.8031 | 0 | 0 | 0 | 0 | 0 | 0 | 0 | 0 | 0 | 2006 Qtr 1: 0; 2006 Qtr 2: 0; 2006 Qtr 3: 0; 2006 Qtr 4: 0; 2007 Qtr 1: 0; 2007 Qtr 2: 0; 2007 Qtr 3: 0; 2007 Qtr 4: 445.8031; 2008 Qtr 1: 0; 2008 Qtr 2: 0; 2008 Qtr 3: 0; 2008 Qtr 4: 0 | 445.8031
0 | 234303-Lighting-Remove 4 Ft Lamp (De-Lamp) - Tr1 | COFL00AVDEL01 | 10 | Commercial | 01-ALC-AllCommercial-IntLight | 0 |  |  |  |  | 28.2518 | 16.4871 | 0 | 0 | 0 | 11.7647 | 55.7729 |  | kWh | 0.012903 | -0.091338 | Commercial |  | Annual | [5 empty] | 11 | 0.96 |  |  |  | 0 | 0 | 86.4312 | 0 | 0 | 0 | 0 | 0 | 0 | 0 | 0 | 0 | 2006 Qtr 1: 0; 2006 Qtr 2: 0; 2006 Qtr 3: 0; 2006 Qtr 4: 0; 2007 Qtr 1: 0; 2007 Qtr 2: 0; 2007 Qtr 3: 0; 2007 Qtr 4: 86.4312; 2008 Qtr 1: 0; 2008 Qtr 2: 0; 2008 Qtr 3: 0; 2008 Qtr 4: 0 | 86.4312
0 | 234049-Lighting-LED Exit Sign New Sign | CALC00AVETS01 | 10 | Commercial | 02-ASM-Assembly-Exit | 0 |  |  |  |  | 65.3696 | 45 | 0 | 0 | 0 | 20.3696 | 351.311 |  | kWh | 0 | 0 | Commercial |  | Annual | [5 empty] | 16 | 0.96 |  |  |  | 0 | 0 | 37 | 0 | 0 | 0 | 0 | 0 | 0 | 0 | 0 | 0 | 2006 Qtr 1: 0; 2006 Qtr 2: 0; 2006 Qtr 3: 0; 2006 Qtr 4: 0; 2007 Qtr 1: 0; 2007 Qtr 2: 0; 2007 Qtr 3: 0; 2007 Qtr 4: 37; 2008 Qtr 1: 0; 2008 Qtr 2: 0; 2008 Qtr 3: 0; 2008 Qtr 4: 0 | 37
0 | 234331-Premium T8 with T12 40 Watt Baseline - Tr2 |  | 7 | Commercial | 01-ALC-AllCommercial-IntLight | 0 |  |  |  |  | 13.9591 | 9.8923 | 0 | 0 | 0 | 4.0668 | 31.1202 |  | kWh | 0.0096442 | -0.050965 | Commercial |  | Annual | [5 empty] | 11 | 0.96 |  |  |  | 0 | 0 | 47.3097 | 0 | 0 | 0 | 0 | 0 | 0 | 0 | 0 | 0 | 2006 Qtr 1: 0; 2006 Qtr 2: 0; 2006 Qtr 3: 0; 2006 Qtr 4: 0; 2007 Qtr 1: 47.3097; 2007 Qtr 2: 0; 2007 Qtr 3: 0; 2007 Qtr 4: 0; 2008 Qtr 1: 0; 2008 Qtr 2: 0; 2008 Qtr 3: 0; 2008 Qtr 4: 0 | 47.3097
0 | 234304-Lighting-Remove 4 Ft Lamp (De-Lamp) - Tr2 | COFL00AVDEL01 | 7 | Commercial | 01-ALC-AllCommercial-IntLight | 0 |  |  |  |  | 28.2538 | 12.3653 | 0 | 0 | 0 | 15.8885 | 100.2216 |  | kWh | 0.031059 | -0.16413 | Commercial |  | Annual | [5 empty] | 11 | 0.96 |  |  |  | 0 | 0 | 47.3097 | 0 | 0 | 0 | 0 | 0 | 0 | 0 | 0 | 0 | 2006 Qtr 1: 0; 2006 Qtr 2: 0; 2006 Qtr 3: 0; 2006 Qtr 4: 0; 2007 Qtr 1: 47.3097; 2007 Qtr 2: 0; 2007 Qtr 3: 0; 2007 Qtr 4: 0; 2008 Qtr 1: 0; 2008 Qtr 2: 0; 2008 Qtr 3: 0; 2008 Qtr 4: 0 | 47.3097
0 | 234049-Lighting-LED Exit Sign New Sign | CALC00AVETS01 | 7 | Commercial | 02-ASM-Assembly-Exit | 0 |  |  |  |  | 65.3696 | 45 | 0 | 0 | 0 | 20.3696 | 351.311 |  | kWh | 0 | 0 | Commercial |  | Annual | [5 empty] | 16 | 0.96 |  |  |  | 0 | 0 | 2 | 0 | 0 | 0 | 0 | 0 | 0 | 0 | 0 | 0 | 2006 Qtr 1: 0; 2006 Qtr 2: 0; 2006 Qtr 3: 0; 2006 Qtr 4: 0; 2007 Qtr 1: 2; 2007 Qtr 2: 0; 2007 Qtr 3: 0; 2007 Qtr 4: 0; 2008 Qtr 1: 0; 2008 Qtr 2: 0; 2008 Qtr 3: 0; 2008 Qtr 4: 0 | 2
0 | 234332-Premium T8 with T12 40 Watt Baseline - Tr3 |  | 7 | Commercial | 01-ALC-AllCommercial-IntLight | 0 |  |  |  |  | 13.9591 | 7.1444 | 0 | 0 | 0 | 6.8147 | 28.1797 |  | kWh | 0.008733 | -0.046149 | Commercial |  | Annual | [5 empty] | 11 | 0.96 |  |  |  | 0 | 0 | 98.2586 | 0 | 0 | 0 | 0 | 0 | 0 | 0 | 0 | 0 | 2006 Qtr 1: 0; 2006 Qtr 2: 0; 2006 Qtr 3: 0; 2006 Qtr 4: 0; 2007 Qtr 1: 98.2586; 2007 Qtr 2: 0; 2007 Qtr 3: 0; 2007 Qtr 4: 0; 2008 Qtr 1: 0; 2008 Qtr 2: 0; 2008 Qtr 3: 0; 2008 Qtr 4: 0 | 98.2586
0 | 234305-Lighting-Remove 4 Ft Lamp (De-Lamp) - Tr3 | COFL00AVDEL01 | 7 | Commercial | 01-ALC-AllCommercial-IntLight | 0 |  |  |  |  | 28.2538 | 8.7931 | 0 | 0 | 0 | 19.4607 | 100.2216 |  | kWh | 0.031059 | -0.16413 | Commercial |  | Annual | [5 empty] | 11 | 0.96 |  |  |  | 0 | 0 | 98.2586 | 0 | 0 | 0 | 0 | 0 | 0 | 0 | 0 | 0 | 2006 Qtr 1: 0; 2006 Qtr 2: 0; 2006 Qtr 3: 0; 2006 Qtr 4: 0; 2007 Qtr 1: 98.2586; 2007 Qtr 2: 0; 2007 Qtr 3: 0; 2007 Qtr 4: 0; 2008 Qtr 1: 0; 2008 Qtr 2: 0; 2008 Qtr 3: 0; 2008 Qtr 4: 0 | 98.2586
0 | 234049-Lighting-LED Exit Sign New Sign | CALC00AVETS01 | 7 | Commercial | 02-ASM-Assembly-Exit | 0 |  |  |  |  | 65.3696 | 45 | 0 | 0 | 0 | 20.3696 | 351.311 |  | kWh | 0 | 0 | Commercial |  | Annual | [5 empty] | 16 | 0.96 |  |  |  | 0 | 0 | 2 | 0 | 0 | 0 | 0 | 0 | 0 | 0 | 0 | 0 | 2006 Qtr 1: 0; 2006 Qtr 2: 0; 2006 Qtr 3: 0; 2006 Qtr 4: 0; 2007 Qtr 1: 2; 2007 Qtr 2: 0; 2007 Qtr 3: 0; 2007 Qtr 4: 0; 2008 Qtr 1: 0; 2008 Qtr 2: 0; 2008 Qtr 3: 0; 2008 Qtr 4: 0 | 2
0 | 234331-Premium T8 with T12 40 Watt Baseline - Tr2 |  | 7 | Commercial | 01-ALC-AllCommercial-IntLight | 0 |  |  |  |  | 13.9591 | 9.8923 | 0 | 0 | 0 | 4.0668 | 35.8564 |  | kWh | 0.010832 | -0.058721 | Commercial |  | Annual | [5 empty] | 11 | 0.96 |  |  |  | 0 | 0 | 80.0626 | 0 | 0 | 0 | 0 | 0 | 0 | 0 | 0 | 0 | 2006 Qtr 1: 0; 2006 Qtr 2: 0; 2006 Qtr 3: 0; 2006 Qtr 4: 0; 2007 Qtr 1: 0; 2007 Qtr 2: 0; 2007 Qtr 3: 0; 2007 Qtr 4: 80.0626; 2008 Qtr 1: 0; 2008 Qtr 2: 0; 2008 Qtr 3: 0; 2008 Qtr 4: 0 | 80.0626
0 | 234304-Lighting-Remove 4 Ft Lamp (De-Lamp) - Tr2 | COFL00AVDEL01 | 7 | Commercial | 01-ALC-AllCommercial-IntLight | 0 |  |  |  |  | 28.2538 | 12.3653 | 0 | 0 | 0 | 15.8885 | 115.4744 |  | kWh | 0.034885 | -0.18911 | Commercial |  | Annual | [5 empty] | 11 | 0.96 |  |  |  | 0 | 0 | 80.0626 | 0 | 0 | 0 | 0 | 0 | 0 | 0 | 0 | 0 | 2006 Qtr 1: 0; 2006 Qtr 2: 0; 2006 Qtr 3: 0; 2006 Qtr 4: 0; 2007 Qtr 1: 0; 2007 Qtr 2: 0; 2007 Qtr 3: 0; 2007 Qtr 4: 80.0626; 2008 Qtr 1: 0; 2008 Qtr 2: 0; 2008 Qtr 3: 0; 2008 Qtr 4: 0 | 80.0626
0 | 234331-Premium T8 with T12 40 Watt Baseline - Tr2 |  | 7 | Commercial | 01-ALC-AllCommercial-IntLight | 0 |  |  |  |  | 13.9591 | 9.8923 | 0 | 0 | 0 | 4.0668 | 31.1202 |  | kWh | 0.0096442 | -0.050965 | Commercial |  | Annual | [5 empty] | 11 | 0.96 |  |  |  | 0 | 0 | 7.2784 | 0 | 0 | 0 | 0 | 0 | 0 | 0 | 0 | 0 | 2006 Qtr 1: 0; 2006 Qtr 2: 0; 2006 Qtr 3: 0; 2006 Qtr 4: 0; 2007 Qtr 1: 0; 2007 Qtr 2: 0; 2007 Qtr 3: 7.2784; 2007 Qtr 4: 0; 2008 Qtr 1: 0; 2008 Qtr 2: 0; 2008 Qtr 3: 0; 2008 Qtr 4: 0 | 7.2784
0 | 234304-Lighting-Remove 4 Ft Lamp (De-Lamp) - Tr2 | COFL00AVDEL01 | 7 | Commercial | 01-ALC-AllCommercial-IntLight | 0 |  |  |  |  | 28.2538 | 12.3653 | 0 | 0 | 0 | 15.8885 | 100.2216 |  | kWh | 0.031059 | -0.16413 | Commercial |  | Annual | [5 empty] | 11 | 0.96 |  |  |  | 0 | 0 | 7.2784 | 0 | 0 | 0 | 0 | 0 | 0 | 0 | 0 | 0 | 2006 Qtr 1: 0; 2006 Qtr 2: 0; 2006 Qtr 3: 0; 2006 Qtr 4: 0; 2007 Qtr 1: 0; 2007 Qtr 2: 0; 2007 Qtr 3: 7.2784; 2007 Qtr 4: 0; 2008 Qtr 1: 0; 2008 Qtr 2: 0; 2008 Qtr 3: 0; 2008 Qtr 4: 0 | 7.2784
0 | 234331-Premium T8 with T12 40 Watt Baseline - Tr2 |  | 7 | Commercial | 18-OFS-Office–Small-IntLight | 0 |  |  |  |  | 13.9591 | 9.8923 | 0 | 0 | 0 | 4.0668 | 32.5502 |  | kWh | 0.009764 | -0.0094661 | Commercial |  | Annual | [5 empty] | 11 | 0.96 |  |  |  | 0 | 0 | 7.2784 | 0 | 0 | 0 | 0 | 0 | 0 | 0 | 0 | 0 | 2006 Qtr 1: 0; 2006 Qtr 2: 0; 2006 Qtr 3: 0; 2006 Qtr 4: 0; 2007 Qtr 1: 0; 2007 Qtr 2: 0; 2007 Qtr 3: 7.2784; 2007 Qtr 4: 0; 2008 Qtr 1: 0; 2008 Qtr 2: 0; 2008 Qtr 3: 0; 2008 Qtr 4: 0 | 7.2784
0 | 234304-Lighting-Remove 4 Ft Lamp (De-Lamp) - Tr2 | COFL00AVDEL01 | 7 | Commercial | 18-OFS-Office–Small-IntLight | 0 |  |  |  |  | 28.2538 | 12.3653 | 0 | 0 | 0 | 15.8885 | 104.8272 |  | kWh | 0.031445 | -0.030485 | Commercial |  | Annual | [5 empty] | 11 | 0.96 |  |  |  | 0 | 0 | 7.2784 | 0 | 0 | 0 | 0 | 0 | 0 | 0 | 0 | 0 | 2006 Qtr 1: 0; 2006 Qtr 2: 0; 2006 Qtr 3: 0; 2006 Qtr 4: 0; 2007 Qtr 1: 0; 2007 Qtr 2: 0; 2007 Qtr 3: 7.2784; 2007 Qtr 4: 0; 2008 Qtr 1: 0; 2008 Qtr 2: 0; 2008 Qtr 3: 0; 2008 Qtr 4: 0 | 7.2784
0 | 234331-Premium T8 with T12 40 Watt Baseline - Tr2 |  | 7 | Commercial | 14-MLI-Manufacturing–LightIndustry-LIGHT | 0 |  |  |  |  | 13.9591 | 9.8923 | 0 | 0 | 0 | 4.0668 | 31.1146 |  | kWh | 0.0096152 | -0.040228 | Commercial |  | Annual | [5 empty] | 11 | 0.96 |  |  |  | 0 | 0 | 203.7957 | 0 | 0 | 0 | 0 | 0 | 0 | 0 | 0 | 0 | 2006 Qtr 1: 0; 2006 Qtr 2: 0; 2006 Qtr 3: 0; 2006 Qtr 4: 0; 2007 Qtr 1: 0; 2007 Qtr 2: 0; 2007 Qtr 3: 0; 2007 Qtr 4: 203.7957; 2008 Qtr 1: 0; 2008 Qtr 2: 0; 2008 Qtr 3: 0; 2008 Qtr 4: 0 | 203.7957
0 | 234304-Lighting-Remove 4 Ft Lamp (De-Lamp) - Tr2 | COFL00AVDEL01 | 7 | Commercial | 14-MLI-Manufacturing–LightIndustry-LIGHT | 0 |  |  |  |  | 28.2538 | 12.3653 | 0 | 0 | 0 | 15.8885 | 100.2037 |  | kWh | 0.030965 | -0.12955 | Commercial |  | Annual | [5 empty] | 11 | 0.96 |  |  |  | 0 | 0 | 203.7957 | 0 | 0 | 0 | 0 | 0 | 0 | 0 | 0 | 0 | 2006 Qtr 1: 0; 2006 Qtr 2: 0; 2006 Qtr 3: 0; 2006 Qtr 4: 0; 2007 Qtr 1: 0; 2007 Qtr 2: 0; 2007 Qtr 3: 0; 2007 Qtr 4: 203.7957; 2008 Qtr 1: 0; 2008 Qtr 2: 0; 2008 Qtr 3: 0; 2008 Qtr 4: 0 | 203.7957
0 | 234330-Premium T8 with T12 40 Watt Baseline - Tr1 |  | 7 | Commercial | 01-ALC-AllCommercial-IntLight | 0 |  |  |  |  | 13.9589 | 13.1897 | 0 | 0 | 0 | 0.76922 | 30.14 |  | kWh | 0.0093405 | -0.04936 | Commercial |  | Annual | [5 empty] | 11 | 0.96 |  |  |  | 0 | 0 | 129.1919 | 0 | 0 | 0 | 0 | 0 | 0 | 0 | 0 | 0 | 2006 Qtr 1: 0; 2006 Qtr 2: 0; 2006 Qtr 3: 0; 2006 Qtr 4: 0; 2007 Qtr 1: 0; 2007 Qtr 2: 0; 2007 Qtr 3: 0; 2007 Qtr 4: 129.1919; 2008 Qtr 1: 0; 2008 Qtr 2: 0; 2008 Qtr 3: 0; 2008 Qtr 4: 0 | 129.1919
0 | 234303-Lighting-Remove 4 Ft Lamp (De-Lamp) - Tr1 | COFL00AVDEL01 | 7 | Commercial | 01-ALC-AllCommercial-IntLight | 0 |  |  |  |  | 28.2518 | 16.4871 | 0 | 0 | 0 | 11.7647 | 100.2216 |  | kWh | 0.031059 | -0.16413 | Commercial |  | Annual | [5 empty] | 11 | 0.96 |  |  |  | 0 | 0 | 20.0156 | 0 | 0 | 0 | 0 | 0 | 0 | 0 | 0 | 0 | 2006 Qtr 1: 0; 2006 Qtr 2: 0; 2006 Qtr 3: 0; 2006 Qtr 4: 0; 2007 Qtr 1: 0; 2007 Qtr 2: 0; 2007 Qtr 3: 0; 2007 Qtr 4: 20.0156; 2008 Qtr 1: 0; 2008 Qtr 2: 0; 2008 Qtr 3: 0; 2008 Qtr 4: 0 | 20.0156
0 | 234330-Premium T8 with T12 40 Watt Baseline - Tr1 |  | 7 | Commercial | 01-ALC-AllCommercial-IntLight | 0 |  |  |  |  | 13.9589 | 13.1897 | 0 | 0 | 0 | 0.76922 | 30.14 |  | kWh | 0.0093405 | -0.04936 | Commercial |  | Annual | [5 empty] | 11 | 0.96 |  |  |  | 0 | 0 | 25.4745 | 0 | 0 | 0 | 0 | 0 | 0 | 0 | 0 | 0 | 2006 Qtr 1: 0; 2006 Qtr 2: 0; 2006 Qtr 3: 0; 2006 Qtr 4: 0; 2007 Qtr 1: 0; 2007 Qtr 2: 0; 2007 Qtr 3: 0; 2007 Qtr 4: 25.4745; 2008 Qtr 1: 0; 2008 Qtr 2: 0; 2008 Qtr 3: 0; 2008 Qtr 4: 0 | 25.4745
0 | 234303-Lighting-Remove 4 Ft Lamp (De-Lamp) - Tr1 | COFL00AVDEL01 | 7 | Commercial | 01-ALC-AllCommercial-IntLight | 0 |  |  |  |  | 28.2518 | 16.4871 | 0 | 0 | 0 | 11.7647 | 100.2216 |  | kWh | 0.031059 | -0.16413 | Commercial |  | Annual | [5 empty] | 11 | 0.96 |  |  |  | 0 | 0 | 25.4745 | 0 | 0 | 0 | 0 | 0 | 0 | 0 | 0 | 0 | 2006 Qtr 1: 0; 2006 Qtr 2: 0; 2006 Qtr 3: 0; 2006 Qtr 4: 0; 2007 Qtr 1: 0; 2007 Qtr 2: 0; 2007 Qtr 3: 0; 2007 Qtr 4: 25.4745; 2008 Qtr 1: 0; 2008 Qtr 2: 0; 2008 Qtr 3: 0; 2008 Qtr 4: 0 | 25.4745
0 | 234330-Premium T8 with T12 40 Watt Baseline - Tr1 |  | 10 | Commercial | 01-ALC-AllCommercial-IntLight | 0 |  |  |  |  | 13.9589 | 13.1897 | 0 | 0 | 0 | 0.76922 | 34.727 |  | kWh | 0.010491 | -0.056872 | Commercial |  | Annual | [5 empty] | 11 | 0.96 |  |  |  | 0 | 0 | 29.1137 | 0 | 0 | 0 | 0 | 0 | 0 | 0 | 0 | 0 | 2006 Qtr 1: 0; 2006 Qtr 2: 0; 2006 Qtr 3: 0; 2006 Qtr 4: 0; 2007 Qtr 1: 0; 2007 Qtr 2: 0; 2007 Qtr 3: 0; 2007 Qtr 4: 29.1137; 2008 Qtr 1: 0; 2008 Qtr 2: 0; 2008 Qtr 3: 0; 2008 Qtr 4: 0 | 29.1137
0 | 234331-Premium T8 with T12 40 Watt Baseline - Tr2 |  | 7 | Commercial | 01-ALC-AllCommercial-IntLight | 0 |  |  |  |  | 13.9591 | 9.8923 | 0 | 0 | 0 | 4.0668 | 31.1202 |  | kWh | 0.0096442 | -0.050965 | Commercial |  | Annual | [5 empty] | 11 | 0.96 |  |  |  | 0 | 0 | 25.4745 | 0 | 0 | 0 | 0 | 0 | 0 | 0 | 0 | 0 | 2006 Qtr 1: 0; 2006 Qtr 2: 0; 2006 Qtr 3: 0; 2006 Qtr 4: 0; 2007 Qtr 1: 0; 2007 Qtr 2: 0; 2007 Qtr 3: 0; 2007 Qtr 4: 25.4745; 2008 Qtr 1: 0; 2008 Qtr 2: 0; 2008 Qtr 3: 0; 2008 Qtr 4: 0 | 25.4745
0 | 234304-Lighting-Remove 4 Ft Lamp (De-Lamp) - Tr2 | COFL00AVDEL01 | 7 | Commercial | 01-ALC-AllCommercial-IntLight | 0 |  |  |  |  | 28.2538 | 12.3653 | 0 | 0 | 0 | 15.8885 | 100.2216 |  | kWh | 0.031059 | -0.16413 | Commercial |  | Annual | [5 empty] | 11 | 0.96 |  |  |  | 0 | 0 | 25.4745 | 0 | 0 | 0 | 0 | 0 | 0 | 0 | 0 | 0 | 2006 Qtr 1: 0; 2006 Qtr 2: 0; 2006 Qtr 3: 0; 2006 Qtr 4: 0; 2007 Qtr 1: 0; 2007 Qtr 2: 0; 2007 Qtr 3: 0; 2007 Qtr 4: 25.4745; 2008 Qtr 1: 0; 2008 Qtr 2: 0; 2008 Qtr 3: 0; 2008 Qtr 4: 0 | 25.4745
0 | 234208-Lighting-8 Ft T-8 with Elec Ballast-Tr2 |  | 7 | Commercial | 01-ALC-AllCommercial-IntLight | 0 |  |  |  |  | 35.7165 | 16.4871 | 0 | 0 | 0 | 19.2294 | 14.0455 |  | kWh | 0.0032495 | -0.023002 | Commercial |  | Annual | [5 empty] | 11 | 0.96 |  |  |  | 0 | 0 | 27.2941 | 0 | 0 | 0 | 0 | 0 | 0 | 0 | 0 | 0 | 2006 Qtr 1: 0; 2006 Qtr 2: 0; 2006 Qtr 3: 0; 2006 Qtr 4: 0; 2007 Qtr 1: 27.2941; 2007 Qtr 2: 0; 2007 Qtr 3: 0; 2007 Qtr 4: 0; 2008 Qtr 1: 0; 2008 Qtr 2: 0; 2008 Qtr 3: 0; 2008 Qtr 4: 0 | 27.2941
0 | 234330-Premium T8 with T12 40 Watt Baseline - Tr1 |  | 7 | Commercial | 01-ALC-AllCommercial-IntLight | 0 |  |  |  |  | 13.9589 | 13.1897 | 0 | 0 | 0 | 0.76922 | 40.547 |  | kWh | 0.0073476 | -0.066403 | Commercial |  | Annual | [5 empty] | 11 | 0.96 |  |  |  | 0 | 0 | 23.6549 | 0 | 0 | 0 | 0 | 0 | 0 | 0 | 0 | 0 | 2006 Qtr 1: 0; 2006 Qtr 2: 0; 2006 Qtr 3: 0; 2006 Qtr 4: 0; 2007 Qtr 1: 23.6549; 2007 Qtr 2: 0; 2007 Qtr 3: 0; 2007 Qtr 4: 0; 2008 Qtr 1: 0; 2008 Qtr 2: 0; 2008 Qtr 3: 0; 2008 Qtr 4: 0 | 23.6549
0 | 234207-Lighting-8 Ft T-8 with Elec Ballast-Tr1 |  | 7 | Commercial | 01-ALC-AllCommercial-IntLight | 0 |  |  |  |  | 35.7163 | 21.9828 | 0 | 0 | 0 | 13.7335 | 33.6243 |  | kWh | 0.0060931 | -0.055066 | Commercial |  | Annual | [5 empty] | 11 | 0.96 |  |  |  | 0 | 0 | 5.4588 | 0 | 0 | 0 | 0 | 0 | 0 | 0 | 0 | 0 | 2006 Qtr 1: 0; 2006 Qtr 2: 0; 2006 Qtr 3: 0; 2006 Qtr 4: 0; 2007 Qtr 1: 5.4588; 2007 Qtr 2: 0; 2007 Qtr 3: 0; 2007 Qtr 4: 0; 2008 Qtr 1: 0; 2008 Qtr 2: 0; 2008 Qtr 3: 0; 2008 Qtr 4: 0 | 5.4588
0 | 234303-Lighting-Remove 4 Ft Lamp (De-Lamp) - Tr1 | COFL00AVDEL01 | 7 | Commercial | 01-ALC-AllCommercial-IntLight | 0 |  |  |  |  | 28.2518 | 16.4871 | 0 | 0 | 0 | 11.7647 | 134.827 |  | kWh | 0.024432 | -0.2208 | Commercial |  | Annual | [5 empty] | 11 | 0.96 |  |  |  | 0 | 0 | 12.7372 | 0 | 0 | 0 | 0 | 0 | 0 | 0 | 0 | 0 | 2006 Qtr 1: 0; 2006 Qtr 2: 0; 2006 Qtr 3: 0; 2006 Qtr 4: 0; 2007 Qtr 1: 12.7372; 2007 Qtr 2: 0; 2007 Qtr 3: 0; 2007 Qtr 4: 0; 2008 Qtr 1: 0; 2008 Qtr 2: 0; 2008 Qtr 3: 0; 2008 Qtr 4: 0 | 12.7372
0 | 234330-Premium T8 with T12 40 Watt Baseline - Tr1 |  | 10 | Commercial | 01-ALC-AllCommercial-IntLight | 0 |  |  |  |  | 13.9589 | 13.1897 | 0 | 0 | 0 | 0.76922 | 40.547 |  | kWh | 0.0073476 | -0.066403 | Commercial |  | Annual | [5 empty] | 11 | 0.96 |  |  |  | 0 | 0 | 41.8509 | 0 | 0 | 0 | 0 | 0 | 0 | 0 | 0 | 0 | 2006 Qtr 1: 0; 2006 Qtr 2: 0; 2006 Qtr 3: 0; 2006 Qtr 4: 0; 2007 Qtr 1: 41.8509; 2007 Qtr 2: 0; 2007 Qtr 3: 0; 2007 Qtr 4: 0; 2008 Qtr 1: 0; 2008 Qtr 2: 0; 2008 Qtr 3: 0; 2008 Qtr 4: 0 | 41.8509
0 | 234303-Lighting-Remove 4 Ft Lamp (De-Lamp) - Tr1 | COFL00AVDEL01 | 10 | Commercial | 01-ALC-AllCommercial-IntLight | 0 |  |  |  |  | 28.2518 | 16.4871 | 0 | 0 | 0 | 11.7647 | 134.827 |  | kWh | 0.024432 | -0.2208 | Commercial |  | Annual | [5 empty] | 11 | 0.96 |  |  |  | 0 | 0 | 12.7372 | 0 | 0 | 0 | 0 | 0 | 0 | 0 | 0 | 0 | 2006 Qtr 1: 0; 2006 Qtr 2: 0; 2006 Qtr 3: 0; 2006 Qtr 4: 0; 2007 Qtr 1: 12.7372; 2007 Qtr 2: 0; 2007 Qtr 3: 0; 2007 Qtr 4: 0; 2008 Qtr 1: 0; 2008 Qtr 2: 0; 2008 Qtr 3: 0; 2008 Qtr 4: 0 | 12.7372
0 | 234331-Premium T8 with T12 40 Watt Baseline - Tr2 |  | 10 | Commercial | 01-ALC-AllCommercial-IntLight | 0 |  |  |  |  | 13.9591 | 9.8923 | 0 | 0 | 0 | 4.0668 | 31.1202 |  | kWh | 0.0096442 | -0.050965 | Commercial |  | Annual | [5 empty] | 11 | 0.96 |  |  |  | 0 | 0 | 33.6627 | 0 | 0 | 0 | 0 | 0 | 0 | 0 | 0 | 0 | 2006 Qtr 1: 0; 2006 Qtr 2: 0; 2006 Qtr 3: 0; 2006 Qtr 4: 0; 2007 Qtr 1: 33.6627; 2007 Qtr 2: 0; 2007 Qtr 3: 0; 2007 Qtr 4: 0; 2008 Qtr 1: 0; 2008 Qtr 2: 0; 2008 Qtr 3: 0; 2008 Qtr 4: 0 | 33.6627
0 | 234304-Lighting-Remove 4 Ft Lamp (De-Lamp) - Tr2 | COFL00AVDEL01 | 10 | Commercial | 01-ALC-AllCommercial-IntLight | 0 |  |  |  |  | 28.2538 | 12.3653 | 0 | 0 | 0 | 15.8885 | 100.2216 |  | kWh | 0.031059 | -0.16413 | Commercial |  | Annual | [5 empty] | 11 | 0.96 |  |  |  | 0 | 0 | 15.4666 | 0 | 0 | 0 | 0 | 0 | 0 | 0 | 0 | 0 | 2006 Qtr 1: 0; 2006 Qtr 2: 0; 2006 Qtr 3: 0; 2006 Qtr 4: 0; 2007 Qtr 1: 15.4666; 2007 Qtr 2: 0; 2007 Qtr 3: 0; 2007 Qtr 4: 0; 2008 Qtr 1: 0; 2008 Qtr 2: 0; 2008 Qtr 3: 0; 2008 Qtr 4: 0 | 15.4666
0 | 234049-Lighting-LED Exit Sign New Sign | CALC00AVETS01 | 10 | Commercial | 02-ASM-Assembly-Exit | 0 |  |  |  |  | 65.3696 | 45 | 0 | 0 | 0 | 20.3696 | 351.311 |  | kWh | 0 | 0 | Commercial |  | Annual | [5 empty] | 16 | 0.96 |  |  |  | 0 | 0 | 18 | 0 | 0 | 0 | 0 | 0 | 0 | 0 | 0 | 0 | 2006 Qtr 1: 0; 2006 Qtr 2: 0; 2006 Qtr 3: 0; 2006 Qtr 4: 0; 2007 Qtr 1: 18; 2007 Qtr 2: 0; 2007 Qtr 3: 0; 2007 Qtr 4: 0; 2008 Qtr 1: 0; 2008 Qtr 2: 0; 2008 Qtr 3: 0; 2008 Qtr 4: 0 | 18
0 | 234330-Premium T8 with T12 40 Watt Baseline - Tr1 |  | 7 | Commercial | 01-ALC-AllCommercial-IntLight | 0 |  |  |  |  | 13.9589 | 13.1897 | 0 | 0 | 0 | 0.76922 | 40.547 |  | kWh | 0.0073476 | -0.066403 | Commercial |  | Annual | [5 empty] | 11 | 0.96 |  |  |  | 0 | 0 | 23.6549 | 0 | 0 | 0 | 0 | 0 | 0 | 0 | 0 | 0 | 2006 Qtr 1: 0; 2006 Qtr 2: 0; 2006 Qtr 3: 0; 2006 Qtr 4: 0; 2007 Qtr 1: 23.6549; 2007 Qtr 2: 0; 2007 Qtr 3: 0; 2007 Qtr 4: 0; 2008 Qtr 1: 0; 2008 Qtr 2: 0; 2008 Qtr 3: 0; 2008 Qtr 4: 0 | 23.6549
0 | 234303-Lighting-Remove 4 Ft Lamp (De-Lamp) - Tr1 | COFL00AVDEL01 | 7 | Commercial | 01-ALC-AllCommercial-IntLight | 0 |  |  |  |  | 28.2518 | 16.4871 | 0 | 0 | 0 | 11.7647 | 134.827 |  | kWh | 0.024432 | -0.2208 | Commercial |  | Annual | [5 empty] | 11 | 0.96 |  |  |  | 0 | 0 | 23.6549 | 0 | 0 | 0 | 0 | 0 | 0 | 0 | 0 | 0 | 2006 Qtr 1: 0; 2006 Qtr 2: 0; 2006 Qtr 3: 0; 2006 Qtr 4: 0; 2007 Qtr 1: 23.6549; 2007 Qtr 2: 0; 2007 Qtr 3: 0; 2007 Qtr 4: 0; 2008 Qtr 1: 0; 2008 Qtr 2: 0; 2008 Qtr 3: 0; 2008 Qtr 4: 0 | 23.6549
0 | 234331-Premium T8 with T12 40 Watt Baseline - Tr2 |  | 7 | Commercial | 01-ALC-AllCommercial-IntLight | 0 |  |  |  |  | 13.9591 | 9.8923 | 0 | 0 | 0 | 4.0668 | 31.1202 |  | kWh | 0.0096442 | -0.050965 | Commercial |  | Annual | [5 empty] | 11 | 0.96 |  |  |  | 0 | 0 | 20.0156 | 0 | 0 | 0 | 0 | 0 | 0 | 0 | 0 | 0 | 2006 Qtr 1: 0; 2006 Qtr 2: 0; 2006 Qtr 3: 0; 2006 Qtr 4: 0; 2007 Qtr 1: 0; 2007 Qtr 2: 0; 2007 Qtr 3: 0; 2007 Qtr 4: 20.0156; 2008 Qtr 1: 0; 2008 Qtr 2: 0; 2008 Qtr 3: 0; 2008 Qtr 4: 0 | 20.0156
0 | 234084-Refrigeration -Cooler/Freezer Door Gaskets - Solid Doors: Cooler |  | 7 | Commercial | 01-ALC-AllCommercial-Refrig | 0 |  |  |  |  | 4 | 4 | 0 | 0 | 0 | 0 | 104.55 |  | kWh | 0.01195 | 0 | Commercial |  | Annual | [5 empty] | 4 | 0.96 |  |  |  | 0 | 0 | 134 | 0 | 0 | 0 | 0 | 0 | 0 | 0 | 0 | 0 | 2006 Qtr 1: 0; 2006 Qtr 2: 0; 2006 Qtr 3: 0; 2006 Qtr 4: 0; 2007 Qtr 1: 134; 2007 Qtr 2: 0; 2007 Qtr 3: 0; 2007 Qtr 4: 0; 2008 Qtr 1: 0; 2008 Qtr 2: 0; 2008 Qtr 3: 0; 2008 Qtr 4: 0 | 134
0 | 234330-Premium T8 with T12 40 Watt Baseline - Tr1 |  | 7 | Commercial | 01-ALC-AllCommercial-IntLight | 0 |  |  |  |  | 13.9589 | 13.1897 | 0 | 0 | 0 | 0.76922 | 30.14 |  | kWh | 0.0093405 | -0.04936 | Commercial |  | Annual | [5 empty] | 11 | 0.96 |  |  |  | 0 | 0 | 72.7842 | 0 | 0 | 0 | 0 | 0 | 0 | 0 | 0 | 0 | 2006 Qtr 1: 0; 2006 Qtr 2: 0; 2006 Qtr 3: 0; 2006 Qtr 4: 0; 2007 Qtr 1: 72.7842; 2007 Qtr 2: 0; 2007 Qtr 3: 0; 2007 Qtr 4: 0; 2008 Qtr 1: 0; 2008 Qtr 2: 0; 2008 Qtr 3: 0; 2008 Qtr 4: 0 | 72.7842
0 | 234303-Lighting-Remove 4 Ft Lamp (De-Lamp) - Tr1 | COFL00AVDEL01 | 7 | Commercial | 01-ALC-AllCommercial-IntLight | 0 |  |  |  |  | 28.2518 | 16.4871 | 0 | 0 | 0 | 11.7647 | 100.2216 |  | kWh | 0.031059 | -0.16413 | Commercial |  | Annual | [5 empty] | 11 | 0.96 |  |  |  | 0 | 0 | 72.7842 | 0 | 0 | 0 | 0 | 0 | 0 | 0 | 0 | 0 | 2006 Qtr 1: 0; 2006 Qtr 2: 0; 2006 Qtr 3: 0; 2006 Qtr 4: 0; 2007 Qtr 1: 72.7842; 2007 Qtr 2: 0; 2007 Qtr 3: 0; 2007 Qtr 4: 0; 2008 Qtr 1: 0; 2008 Qtr 2: 0; 2008 Qtr 3: 0; 2008 Qtr 4: 0 | 72.7842
0 | 234049-Lighting-LED Exit Sign New Sign | CALC00AVETS01 | 7 | Commercial | 02-ASM-Assembly-Exit | 0 |  |  |  |  | 65.3696 | 45 | 0 | 0 | 0 | 20.3696 | 351.311 |  | kWh | 0 | 0 | Commercial |  | Annual | [5 empty] | 16 | 0.96 |  |  |  | 0 | 0 | 4 | 0 | 0 | 0 | 0 | 0 | 0 | 0 | 0 | 0 | 2006 Qtr 1: 0; 2006 Qtr 2: 0; 2006 Qtr 3: 0; 2006 Qtr 4: 0; 2007 Qtr 1: 4; 2007 Qtr 2: 0; 2007 Qtr 3: 0; 2007 Qtr 4: 0; 2008 Qtr 1: 0; 2008 Qtr 2: 0; 2008 Qtr 3: 0; 2008 Qtr 4: 0 | 4
0 | 234331-Premium T8 with T12 40 Watt Baseline - Tr2 |  | 7 | Commercial | 01-ALC-AllCommercial-IntLight | 0 |  |  |  |  | 13.9591 | 9.8923 | 0 | 0 | 0 | 4.0668 | 31.1202 |  | kWh | 0.0096442 | -0.050965 | Commercial |  | Annual | [5 empty] | 11 | 0.96 |  |  |  | 0 | 0 | 20.0156 | 0 | 0 | 0 | 0 | 0 | 0 | 0 | 0 | 0 | 2006 Qtr 1: 0; 2006 Qtr 2: 0; 2006 Qtr 3: 0; 2006 Qtr 4: 0; 2007 Qtr 1: 20.0156; 2007 Qtr 2: 0; 2007 Qtr 3: 0; 2007 Qtr 4: 0; 2008 Qtr 1: 0; 2008 Qtr 2: 0; 2008 Qtr 3: 0; 2008 Qtr 4: 0 | 20.0156
0 | 234304-Lighting-Remove 4 Ft Lamp (De-Lamp) - Tr2 | COFL00AVDEL01 | 7 | Commercial | 01-ALC-AllCommercial-IntLight | 0 |  |  |  |  | 28.2538 | 12.3653 | 0 | 0 | 0 | 15.8885 | 100.2216 |  | kWh | 0.031059 | -0.16413 | Commercial |  | Annual | [5 empty] | 11 | 0.96 |  |  |  | 0 | 0 | 20.0156 | 0 | 0 | 0 | 0 | 0 | 0 | 0 | 0 | 0 | 2006 Qtr 1: 0; 2006 Qtr 2: 0; 2006 Qtr 3: 0; 2006 Qtr 4: 0; 2007 Qtr 1: 20.0156; 2007 Qtr 2: 0; 2007 Qtr 3: 0; 2007 Qtr 4: 0; 2008 Qtr 1: 0; 2008 Qtr 2: 0; 2008 Qtr 3: 0; 2008 Qtr 4: 0 | 20.0156
0 | 234331-Premium T8 with T12 40 Watt Baseline - Tr2 |  | 7 | Commercial | 01-ALC-AllCommercial-IntLight | 0 |  |  |  |  | 13.9591 | 9.8923 | 0 | 0 | 0 | 4.0668 | 31.1202 |  | kWh | 0.0096442 | -0.050965 | Commercial |  | Annual | [5 empty] | 11 | 0.96 |  |  |  | 0 | 0 | 12.7372 | 0 | 0 | 0 | 0 | 0 | 0 | 0 | 0 | 0 | 2006 Qtr 1: 0; 2006 Qtr 2: 0; 2006 Qtr 3: 0; 2006 Qtr 4: 0; 2007 Qtr 1: 12.7372; 2007 Qtr 2: 0; 2007 Qtr 3: 0; 2007 Qtr 4: 0; 2008 Qtr 1: 0; 2008 Qtr 2: 0; 2008 Qtr 3: 0; 2008 Qtr 4: 0 | 12.7372
0 | 234304-Lighting-Remove 4 Ft Lamp (De-Lamp) - Tr2 | COFL00AVDEL01 | 7 | Commercial | 01-ALC-AllCommercial-IntLight | 0 |  |  |  |  | 28.2538 | 12.3653 | 0 | 0 | 0 | 15.8885 | 100.2216 |  | kWh | 0.031059 | -0.16413 | Commercial |  | Annual | [5 empty] | 11 | 0.96 |  |  |  | 0 | 0 | 12.7372 | 0 | 0 | 0 | 0 | 0 | 0 | 0 | 0 | 0 | 2006 Qtr 1: 0; 2006 Qtr 2: 0; 2006 Qtr 3: 0; 2006 Qtr 4: 0; 2007 Qtr 1: 12.7372; 2007 Qtr 2: 0; 2007 Qtr 3: 0; 2007 Qtr 4: 0; 2008 Qtr 1: 0; 2008 Qtr 2: 0; 2008 Qtr 3: 0; 2008 Qtr 4: 0 | 12.7372
0 | 234331-Premium T8 with T12 40 Watt Baseline - Tr2 |  | 7 | Commercial | 01-ALC-AllCommercial-IntLight | 0 |  |  |  |  | 13.9591 | 9.8923 | 0 | 0 | 0 | 4.0668 | 31.1202 |  | kWh | 0.0096442 | -0.050965 | Commercial |  | Annual | [5 empty] | 11 | 0.96 |  |  |  | 0 | 0 | 10.9176 | 0 | 0 | 0 | 0 | 0 | 0 | 0 | 0 | 0 | 2006 Qtr 1: 0; 2006 Qtr 2: 0; 2006 Qtr 3: 0; 2006 Qtr 4: 0; 2007 Qtr 1: 10.9176; 2007 Qtr 2: 0; 2007 Qtr 3: 0; 2007 Qtr 4: 0; 2008 Qtr 1: 0; 2008 Qtr 2: 0; 2008 Qtr 3: 0; 2008 Qtr 4: 0 | 10.9176
0 | 234304-Lighting-Remove 4 Ft Lamp (De-Lamp) - Tr2 | COFL00AVDEL01 | 7 | Commercial | 01-ALC-AllCommercial-IntLight | 0 |  |  |  |  | 28.2538 | 12.3653 | 0 | 0 | 0 | 15.8885 | 100.2216 |  | kWh | 0.031059 | -0.16413 | Commercial |  | Annual | [5 empty] | 11 | 0.96 |  |  |  | 0 | 0 | 10.9176 | 0 | 0 | 0 | 0 | 0 | 0 | 0 | 0 | 0 | 2006 Qtr 1: 0; 2006 Qtr 2: 0; 2006 Qtr 3: 0; 2006 Qtr 4: 0; 2007 Qtr 1: 10.9176; 2007 Qtr 2: 0; 2007 Qtr 3: 0; 2007 Qtr 4: 0; 2008 Qtr 1: 0; 2008 Qtr 2: 0; 2008 Qtr 3: 0; 2008 Qtr 4: 0 | 10.9176
0 | 234331-Premium T8 with T12 40 Watt Baseline - Tr2 |  | 7 | Commercial | 01-ALC-AllCommercial-IntLight | 0 |  |  |  |  | 13.9591 | 9.8923 | 0 | 0 | 0 | 4.0668 | 31.1202 |  | kWh | 0.0096442 | -0.050965 | Commercial |  | Annual | [5 empty] | 11 | 0.96 |  |  |  | 0 | 0 | 7.2784 | 0 | 0 | 0 | 0 | 0 | 0 | 0 | 0 | 0 | 2006 Qtr 1: 0; 2006 Qtr 2: 0; 2006 Qtr 3: 0; 2006 Qtr 4: 0; 2007 Qtr 1: 7.2784; 2007 Qtr 2: 0; 2007 Qtr 3: 0; 2007 Qtr 4: 0; 2008 Qtr 1: 0; 2008 Qtr 2: 0; 2008 Qtr 3: 0; 2008 Qtr 4: 0 | 7.2784
0 | 234304-Lighting-Remove 4 Ft Lamp (De-Lamp) - Tr2 | COFL00AVDEL01 | 7 | Commercial | 01-ALC-AllCommercial-IntLight | 0 |  |  |  |  | 28.2538 | 12.3653 | 0 | 0 | 0 | 15.8885 | 100.2216 |  | kWh | 0.031059 | -0.16413 | Commercial |  | Annual | [5 empty] | 11 | 0.96 |  |  |  | 0 | 0 | 7.2784 | 0 | 0 | 0 | 0 | 0 | 0 | 0 | 0 | 0 | 2006 Qtr 1: 0; 2006 Qtr 2: 0; 2006 Qtr 3: 0; 2006 Qtr 4: 0; 2007 Qtr 1: 7.2784; 2007 Qtr 2: 0; 2007 Qtr 3: 0; 2007 Qtr 4: 0; 2008 Qtr 1: 0; 2008 Qtr 2: 0; 2008 Qtr 3: 0; 2008 Qtr 4: 0 | 7.2784
0 | 234331-Premium T8 with T12 40 Watt Baseline - Tr2 |  | 7 | Commercial | 01-ALC-AllCommercial-IntLight | 0 |  |  |  |  | 13.9591 | 9.8923 | 0 | 0 | 0 | 4.0668 | 35.8564 |  | kWh | 0.010832 | -0.058721 | Commercial |  | Annual | [5 empty] | 11 | 0.96 |  |  |  | 0 | 0 | 90.9802 | 0 | 0 | 0 | 0 | 0 | 0 | 0 | 0 | 0 | 2006 Qtr 1: 0; 2006 Qtr 2: 0; 2006 Qtr 3: 0; 2006 Qtr 4: 0; 2007 Qtr 1: 90.9802; 2007 Qtr 2: 0; 2007 Qtr 3: 0; 2007 Qtr 4: 0; 2008 Qtr 1: 0; 2008 Qtr 2: 0; 2008 Qtr 3: 0; 2008 Qtr 4: 0 | 90.9802
0 | 234331-Premium T8 with T12 40 Watt Baseline - Tr2 |  | 10 | Commercial | 18-OFS-Office–Small-IntLight | 0 |  |  |  |  | 13.9591 | 9.8923 | 0 | 0 | 0 | 4.0668 | 32.724 |  | kWh | 0.0099299 | -0.017536 | Commercial |  | Annual | [5 empty] | 11 | 0.96 |  |  |  | 0 | 0 | 43.6705 | 0 | 0 | 0 | 0 | 0 | 0 | 0 | 0 | 0 | 2006 Qtr 1: 0; 2006 Qtr 2: 0; 2006 Qtr 3: 0; 2006 Qtr 4: 0; 2007 Qtr 1: 0; 2007 Qtr 2: 0; 2007 Qtr 3: 0; 2007 Qtr 4: 43.6705; 2008 Qtr 1: 0; 2008 Qtr 2: 0; 2008 Qtr 3: 0; 2008 Qtr 4: 0 | 43.6705
0 | 234331-Premium T8 with T12 40 Watt Baseline - Tr2 |  | 7 | Commercial | 01-ALC-AllCommercial-IntLight | 0 |  |  |  |  | 13.9591 | 9.8923 | 0 | 0 | 0 | 4.0668 | 35.8564 |  | kWh | 0.010832 | -0.058721 | Commercial |  | Annual | [5 empty] | 11 | 0.96 |  |  |  | 0 | 0 | 50.9489 | 0 | 0 | 0 | 0 | 0 | 0 | 0 | 0 | 0 | 2006 Qtr 1: 0; 2006 Qtr 2: 0; 2006 Qtr 3: 0; 2006 Qtr 4: 0; 2007 Qtr 1: 0; 2007 Qtr 2: 0; 2007 Qtr 3: 0; 2007 Qtr 4: 50.9489; 2008 Qtr 1: 0; 2008 Qtr 2: 0; 2008 Qtr 3: 0; 2008 Qtr 4: 0 | 50.9489
0 | 234331-Premium T8 with T12 40 Watt Baseline - Tr2 |  | 7 | Commercial | 01-ALC-AllCommercial-IntLight | 0 |  |  |  |  | 13.9591 | 9.8923 | 0 | 0 | 0 | 4.0668 | 39.8036 |  | kWh | 0.012793 | -0.065186 | Commercial |  | Annual | [5 empty] | 11 | 0.96 |  |  |  | 0 | 0 | 36.3921 | 0 | 0 | 0 | 0 | 0 | 0 | 0 | 0 | 0 | 2006 Qtr 1: 0; 2006 Qtr 2: 0; 2006 Qtr 3: 0; 2006 Qtr 4: 0; 2007 Qtr 1: 36.3921; 2007 Qtr 2: 0; 2007 Qtr 3: 0; 2007 Qtr 4: 0; 2008 Qtr 1: 0; 2008 Qtr 2: 0; 2008 Qtr 3: 0; 2008 Qtr 4: 0 | 36.3921
0 | 234331-Premium T8 with T12 40 Watt Baseline - Tr2 |  | 7 | Commercial | 01-ALC-AllCommercial-IntLight | 0 |  |  |  |  | 13.9591 | 9.8923 | 0 | 0 | 0 | 4.0668 | 35.8564 |  | kWh | 0.010832 | -0.058721 | Commercial |  | Annual | [5 empty] | 11 | 0.96 |  |  |  | 0 | 0 | 29.1137 | 0 | 0 | 0 | 0 | 0 | 0 | 0 | 0 | 0 | 2006 Qtr 1: 0; 2006 Qtr 2: 0; 2006 Qtr 3: 0; 2006 Qtr 4: 0; 2007 Qtr 1: 0; 2007 Qtr 2: 0; 2007 Qtr 3: 0; 2007 Qtr 4: 29.1137; 2008 Qtr 1: 0; 2008 Qtr 2: 0; 2008 Qtr 3: 0; 2008 Qtr 4: 0 | 29.1137
0 | 234208-Lighting-8 Ft T-8 with Elec Ballast-Tr2 |  | 7 | Commercial | 01-ALC-AllCommercial-IntLight | 0 |  |  |  |  | 35.7165 | 16.4871 | 0 | 0 | 0 | 19.2294 | 29.0804 |  | kWh | 0.0087852 | -0.047624 | Commercial |  | Annual | [5 empty] | 11 | 0.96 |  |  |  | 0 | 0 | 1.8196 | 0 | 0 | 0 | 0 | 0 | 0 | 0 | 0 | 0 | 2006 Qtr 1: 0; 2006 Qtr 2: 0; 2006 Qtr 3: 0; 2006 Qtr 4: 0; 2007 Qtr 1: 0; 2007 Qtr 2: 0; 2007 Qtr 3: 0; 2007 Qtr 4: 1.8196; 2008 Qtr 1: 0; 2008 Qtr 2: 0; 2008 Qtr 3: 0; 2008 Qtr 4: 0 | 1.8196
0 | 234307-Lighting-Remove 8 Ft Lamp (De-Lamp) - Tr2 | CRTL00AVDEL02 | 7 | Commercial | 01-ALC-AllCommercial-IntLight | 0 |  |  |  |  | 28.4684 | 16.4871 | 0 | 0 | 0 | 11.9813 | 190.5751 |  | kWh | 0.057573 | -0.3121 | Commercial |  | Annual | [5 empty] | 11 | 0.96 |  |  |  | 0 | 0 | 1.8196 | 0 | 0 | 0 | 0 | 0 | 0 | 0 | 0 | 0 | 2006 Qtr 1: 0; 2006 Qtr 2: 0; 2006 Qtr 3: 0; 2006 Qtr 4: 0; 2007 Qtr 1: 0; 2007 Qtr 2: 0; 2007 Qtr 3: 0; 2007 Qtr 4: 1.8196; 2008 Qtr 1: 0; 2008 Qtr 2: 0; 2008 Qtr 3: 0; 2008 Qtr 4: 0 | 1.8196
0 | 234330-Premium T8 with T12 40 Watt Baseline - Tr1 |  | 7 | Commercial | 01-ALC-AllCommercial-IntLight | 0 |  |  |  |  | 13.9589 | 13.1897 | 0 | 0 | 0 | 0.76922 | 40.547 |  | kWh | 0.0073476 | -0.066403 | Commercial |  | Annual | [5 empty] | 11 | 0.96 |  |  |  | 0 | 0 | 40.0313 | 0 | 0 | 0 | 0 | 0 | 0 | 0 | 0 | 0 | 2006 Qtr 1: 0; 2006 Qtr 2: 0; 2006 Qtr 3: 0; 2006 Qtr 4: 0; 2007 Qtr 1: 0; 2007 Qtr 2: 0; 2007 Qtr 3: 0; 2007 Qtr 4: 40.0313; 2008 Qtr 1: 0; 2008 Qtr 2: 0; 2008 Qtr 3: 0; 2008 Qtr 4: 0 | 40.0313
0 | 234331-Premium T8 with T12 40 Watt Baseline - Tr2 |  | 7 | Commercial | 01-ALC-AllCommercial-IntLight | 0 |  |  |  |  | 13.9591 | 9.8923 | 0 | 0 | 0 | 4.0668 | 35.8564 |  | kWh | 0.010832 | -0.058721 | Commercial |  | Annual | [5 empty] | 11 | 0.96 |  |  |  | 0 | 0 | 29.1137 | 0 | 0 | 0 | 0 | 0 | 0 | 0 | 0 | 0 | 2006 Qtr 1: 0; 2006 Qtr 2: 0; 2006 Qtr 3: 0; 2006 Qtr 4: 0; 2007 Qtr 1: 0; 2007 Qtr 2: 0; 2007 Qtr 3: 0; 2007 Qtr 4: 29.1137; 2008 Qtr 1: 0; 2008 Qtr 2: 0; 2008 Qtr 3: 0; 2008 Qtr 4: 0 | 29.1137
0 | 234331-Premium T8 with T12 40 Watt Baseline - Tr2 |  | 7 | Commercial | 01-ALC-AllCommercial-IntLight | 0 |  |  |  |  | 13.9591 | 9.8923 | 0 | 0 | 0 | 4.0668 | 35.8564 |  | kWh | 0.010832 | -0.058721 | Commercial |  | Annual | [5 empty] | 11 | 0.96 |  |  |  | 0 | 0 | 25.4745 | 0 | 0 | 0 | 0 | 0 | 0 | 0 | 0 | 0 | 2006 Qtr 1: 0; 2006 Qtr 2: 0; 2006 Qtr 3: 0; 2006 Qtr 4: 0; 2007 Qtr 1: 0; 2007 Qtr 2: 0; 2007 Qtr 3: 0; 2007 Qtr 4: 25.4745; 2008 Qtr 1: 0; 2008 Qtr 2: 0; 2008 Qtr 3: 0; 2008 Qtr 4: 0 | 25.4745
0 | 234330-Premium T8 with T12 40 Watt Baseline - Tr1 |  | 10 | Commercial | 01-ALC-AllCommercial-IntLight | 0 |  |  |  |  | 13.9589 | 13.1897 | 0 | 0 | 0 | 0.76922 | 34.727 |  | kWh | 0.010491 | -0.056872 | Commercial |  | Annual | [5 empty] | 11 | 0.96 |  |  |  | 0 | 0 | 40.0313 | 0 | 0 | 0 | 0 | 0 | 0 | 0 | 0 | 0 | 2006 Qtr 1: 0; 2006 Qtr 2: 0; 2006 Qtr 3: 0; 2006 Qtr 4: 0; 2007 Qtr 1: 0; 2007 Qtr 2: 0; 2007 Qtr 3: 0; 2007 Qtr 4: 40.0313; 2008 Qtr 1: 0; 2008 Qtr 2: 0; 2008 Qtr 3: 0; 2008 Qtr 4: 0 | 40.0313
0 | 234331-Premium T8 with T12 40 Watt Baseline - Tr2 |  | 7 | Commercial | 01-ALC-AllCommercial-IntLight | 0 |  |  |  |  | 13.9591 | 9.8923 | 0 | 0 | 0 | 4.0668 | 35.8564 |  | kWh | 0.010832 | -0.058721 | Commercial |  | Annual | [5 empty] | 11 | 0.96 |  |  |  | 0 | 0 | 65.5058 | 0 | 0 | 0 | 0 | 0 | 0 | 0 | 0 | 0 | 2006 Qtr 1: 0; 2006 Qtr 2: 0; 2006 Qtr 3: 0; 2006 Qtr 4: 0; 2007 Qtr 1: 0; 2007 Qtr 2: 0; 2007 Qtr 3: 0; 2007 Qtr 4: 65.5058; 2008 Qtr 1: 0; 2008 Qtr 2: 0; 2008 Qtr 3: 0; 2008 Qtr 4: 0 | 65.5058
0 | 234330-Premium T8 with T12 40 Watt Baseline - Tr1 |  | 7 | Commercial | 01-ALC-AllCommercial-IntLight | 0 |  |  |  |  | 13.9589 | 13.1897 | 0 | 0 | 0 | 0.76922 | 34.727 |  | kWh | 0.010491 | -0.056872 | Commercial |  | Annual | [5 empty] | 11 | 0.96 |  |  |  | 0 | 0 | 32.7529 | 0 | 0 | 0 | 0 | 0 | 0 | 0 | 0 | 0 | 2006 Qtr 1: 0; 2006 Qtr 2: 0; 2006 Qtr 3: 0; 2006 Qtr 4: 0; 2007 Qtr 1: 0; 2007 Qtr 2: 0; 2007 Qtr 3: 32.7529; 2007 Qtr 4: 0; 2008 Qtr 1: 0; 2008 Qtr 2: 0; 2008 Qtr 3: 0; 2008 Qtr 4: 0 | 32.7529
0 | 234207-Lighting-8 Ft T-8 with Elec Ballast-Tr1 |  | 7 | Commercial | 01-ALC-AllCommercial-IntLight | 0 |  |  |  |  | 35.7163 | 21.9828 | 0 | 0 | 0 | 13.7335 | 28.798 |  | kWh | 0.0086999 | -0.047162 | Commercial |  | Annual | [5 empty] | 11 | 0.96 |  |  |  | 0 | 0 | 3.6392 | 0 | 0 | 0 | 0 | 0 | 0 | 0 | 0 | 0 | 2006 Qtr 1: 0; 2006 Qtr 2: 0; 2006 Qtr 3: 0; 2006 Qtr 4: 0; 2007 Qtr 1: 0; 2007 Qtr 2: 0; 2007 Qtr 3: 3.6392; 2007 Qtr 4: 0; 2008 Qtr 1: 0; 2008 Qtr 2: 0; 2008 Qtr 3: 0; 2008 Qtr 4: 0 | 3.6392
0 | 234330-Premium T8 with T12 40 Watt Baseline - Tr1 |  | 7 | Commercial | 23-RTL-Retail–SingleStorylarge-LIT_INT | 0 |  |  |  |  | 13.9589 | 13.1897 | 0 | 0 | 0 | 0.76922 | 35.6051 |  | kWh | 0.010639 | -0.048435 | Commercial |  | Annual | [5 empty] | 11 | 0.96 |  |  |  | 0 | 0 | 32.7529 | 0 | 0 | 0 | 0 | 0 | 0 | 0 | 0 | 0 | 2006 Qtr 1: 0; 2006 Qtr 2: 0; 2006 Qtr 3: 0; 2006 Qtr 4: 0; 2007 Qtr 1: 0; 2007 Qtr 2: 0; 2007 Qtr 3: 0; 2007 Qtr 4: 32.7529; 2008 Qtr 1: 0; 2008 Qtr 2: 0; 2008 Qtr 3: 0; 2008 Qtr 4: 0 | 32.7529
0 | 234330-Premium T8 with T12 40 Watt Baseline - Tr1 |  | 10 | Commercial | 01-ALC-AllCommercial-IntLight | 0 |  |  |  |  | 13.9589 | 13.1897 | 0 | 0 | 0 | 0.76922 | 34.727 |  | kWh | 0.010491 | -0.056872 | Commercial |  | Annual | [5 empty] | 11 | 0.96 |  |  |  | 0 | 0 | 50.9489 | 0 | 0 | 0 | 0 | 0 | 0 | 0 | 0 | 0 | 2006 Qtr 1: 0; 2006 Qtr 2: 0; 2006 Qtr 3: 0; 2006 Qtr 4: 0; 2007 Qtr 1: 0; 2007 Qtr 2: 0; 2007 Qtr 3: 0; 2007 Qtr 4: 50.9489; 2008 Qtr 1: 0; 2008 Qtr 2: 0; 2008 Qtr 3: 0; 2008 Qtr 4: 0 | 50.9489
0 | 234330-Premium T8 with T12 40 Watt Baseline - Tr1 |  | 7 | Commercial | 01-ALC-AllCommercial-IntLight | 0 |  |  |  |  | 13.9589 | 13.1897 | 0 | 0 | 0 | 0.76922 | 30.14 |  | kWh | 0.0093405 | -0.04936 | Commercial |  | Annual | [5 empty] | 11 | 0.96 |  |  |  | 0 | 0 | 80.0626 | 0 | 0 | 0 | 0 | 0 | 0 | 0 | 0 | 0 | 2006 Qtr 1: 0; 2006 Qtr 2: 0; 2006 Qtr 3: 0; 2006 Qtr 4: 0; 2007 Qtr 1: 0; 2007 Qtr 2: 0; 2007 Qtr 3: 80.0626; 2007 Qtr 4: 0; 2008 Qtr 1: 0; 2008 Qtr 2: 0; 2008 Qtr 3: 0; 2008 Qtr 4: 0 | 80.0626
0 | 234207-Lighting-8 Ft T-8 with Elec Ballast-Tr1 |  | 7 | Commercial | 01-ALC-AllCommercial-IntLight | 0 |  |  |  |  | 35.7163 | 21.9828 | 0 | 0 | 0 | 13.7335 | 24.9942 |  | kWh | 0.0077458 | -0.040932 | Commercial |  | Annual | [5 empty] | 11 | 0.96 |  |  |  | 0 | 0 | 5.4588 | 0 | 0 | 0 | 0 | 0 | 0 | 0 | 0 | 0 | 2006 Qtr 1: 0; 2006 Qtr 2: 0; 2006 Qtr 3: 0; 2006 Qtr 4: 0; 2007 Qtr 1: 0; 2007 Qtr 2: 0; 2007 Qtr 3: 5.4588; 2007 Qtr 4: 0; 2008 Qtr 1: 0; 2008 Qtr 2: 0; 2008 Qtr 3: 0; 2008 Qtr 4: 0 | 5.4588
0 | 234331-Premium T8 with T12 40 Watt Baseline - Tr2 |  | System | Commercial | 01-ALC-AllCommercial-IntLight | 0 |  |  |  |  | 13.9591 | 9.8923 | 0 | 0 | 0 | 4.0668 | 39.8036 |  | kWh | 0.012793 | -0.065186 | Commercial |  | Annual | [5 empty] | 11 | 0.96 |  |  |  | 0 | 0 | 112.8155 | 0 | 0 | 0 | 0 | 0 | 0 | 0 | 0 | 0 | 2006 Qtr 1: 0; 2006 Qtr 2: 0; 2006 Qtr 3: 0; 2006 Qtr 4: 0; 2007 Qtr 1: 112.8155; 2007 Qtr 2: 0; 2007 Qtr 3: 0; 2007 Qtr 4: 0; 2008 Qtr 1: 0; 2008 Qtr 2: 0; 2008 Qtr 3: 0; 2008 Qtr 4: 0 | 112.8155
0 | 234049-Lighting-LED Exit Sign New Sign | CALC00AVETS01 | System | Commercial | 02-ASM-Assembly-Exit | 0 |  |  |  |  | 65.3696 | 45 | 0 | 0 | 0 | 20.3696 | 351.311 |  | kWh | 0 | 0 | Commercial |  | Annual | [5 empty] | 16 | 0.96 |  |  |  | 0 | 0 | 2 | 0 | 0 | 0 | 0 | 0 | 0 | 0 | 0 | 0 | 2006 Qtr 1: 0; 2006 Qtr 2: 0; 2006 Qtr 3: 0; 2006 Qtr 4: 0; 2007 Qtr 1: 2; 2007 Qtr 2: 0; 2007 Qtr 3: 0; 2007 Qtr 4: 0; 2008 Qtr 1: 0; 2008 Qtr 2: 0; 2008 Qtr 3: 0; 2008 Qtr 4: 0 | 2
0 | 234331-Premium T8 with T12 40 Watt Baseline - Tr2 |  | System | Commercial | 14-MLI-Manufacturing–LightIndustry-LIGHT | 0 |  |  |  |  | 13.9591 | 9.8923 | 0 | 0 | 0 | 4.0668 | 31.2346 |  | kWh | 0.0096136 | -0.044632 | Commercial |  | Annual | [5 empty] | 11 | 0.96 |  |  |  | 0 | 0 | 98.2586 | 0 | 0 | 0 | 0 | 0 | 0 | 0 | 0 | 0 | 2006 Qtr 1: 0; 2006 Qtr 2: 0; 2006 Qtr 3: 0; 2006 Qtr 4: 0; 2007 Qtr 1: 98.2586; 2007 Qtr 2: 0; 2007 Qtr 3: 0; 2007 Qtr 4: 0; 2008 Qtr 1: 0; 2008 Qtr 2: 0; 2008 Qtr 3: 0; 2008 Qtr 4: 0 | 98.2586
0 | 234330-Premium T8 with T12 40 Watt Baseline - Tr1 |  | 10 | Commercial | 01-ALC-AllCommercial-IntLight | 0 |  |  |  |  | 13.9589 | 13.1897 | 0 | 0 | 0 | 0.76922 | 30.14 |  | kWh | 0.0093405 | -0.04936 | Commercial |  | Annual | [5 empty] | 11 | 0.96 |  |  |  | 0 | 0 | 32.7529 | 0 | 0 | 0 | 0 | 0 | 0 | 0 | 0 | 0 | 2006 Qtr 1: 0; 2006 Qtr 2: 0; 2006 Qtr 3: 0; 2006 Qtr 4: 0; 2007 Qtr 1: 0; 2007 Qtr 2: 0; 2007 Qtr 3: 0; 2007 Qtr 4: 32.7529; 2008 Qtr 1: 0; 2008 Qtr 2: 0; 2008 Qtr 3: 0; 2008 Qtr 4: 0 | 32.7529
0 | 234303-Lighting-Remove 4 Ft Lamp (De-Lamp) - Tr1 | COFL00AVDEL01 | 10 | Commercial | 01-ALC-AllCommercial-IntLight | 0 |  |  |  |  | 28.2518 | 16.4871 | 0 | 0 | 0 | 11.7647 | 100.2216 |  | kWh | 0.031059 | -0.16413 | Commercial |  | Annual | [5 empty] | 11 | 0.96 |  |  |  | 0 | 0 | 21.8353 | 0 | 0 | 0 | 0 | 0 | 0 | 0 | 0 | 0 | 2006 Qtr 1: 0; 2006 Qtr 2: 0; 2006 Qtr 3: 0; 2006 Qtr 4: 0; 2007 Qtr 1: 0; 2007 Qtr 2: 0; 2007 Qtr 3: 0; 2007 Qtr 4: 21.8353; 2008 Qtr 1: 0; 2008 Qtr 2: 0; 2008 Qtr 3: 0; 2008 Qtr 4: 0 | 21.8353
0 | 234331-Premium T8 with T12 40 Watt Baseline - Tr2 |  | 10 | Commercial | 01-ALC-AllCommercial-IntLight | 0 |  |  |  |  | 13.9591 | 9.8923 | 0 | 0 | 0 | 4.0668 | 35.8564 |  | kWh | 0.010832 | -0.058721 | Commercial |  | Annual | [5 empty] | 11 | 0.96 |  |  |  | 0 | 0 | 36.3921 | 0 | 0 | 0 | 0 | 0 | 0 | 0 | 0 | 0 | 2006 Qtr 1: 0; 2006 Qtr 2: 0; 2006 Qtr 3: 0; 2006 Qtr 4: 0; 2007 Qtr 1: 0; 2007 Qtr 2: 0; 2007 Qtr 3: 0; 2007 Qtr 4: 36.3921; 2008 Qtr 1: 0; 2008 Qtr 2: 0; 2008 Qtr 3: 0; 2008 Qtr 4: 0 | 36.3921
0 | 234330-Premium T8 with T12 40 Watt Baseline - Tr1 |  | 7 | Commercial | 01-ALC-AllCommercial-IntLight | 0 |  |  |  |  | 13.9589 | 13.1897 | 0 | 0 | 0 | 0.76922 | 33.262 |  | kWh | 0.0095047 | -0.054473 | Commercial |  | Annual | [5 empty] | 11 | 0.96 |  |  |  | 0 | 0 | 18.196 | 0 | 0 | 0 | 0 | 0 | 0 | 0 | 0 | 0 | 2006 Qtr 1: 0; 2006 Qtr 2: 0; 2006 Qtr 3: 0; 2006 Qtr 4: 0; 2007 Qtr 1: 0; 2007 Qtr 2: 0; 2007 Qtr 3: 0; 2007 Qtr 4: 18.196; 2008 Qtr 1: 0; 2008 Qtr 2: 0; 2008 Qtr 3: 0; 2008 Qtr 4: 0 | 18.196
0 | 234303-Lighting-Remove 4 Ft Lamp (De-Lamp) - Tr1 | COFL00AVDEL01 | 7 | Commercial | 01-ALC-AllCommercial-IntLight | 0 |  |  |  |  | 28.2518 | 16.4871 | 0 | 0 | 0 | 11.7647 | 110.603 |  | kWh | 0.031605 | -0.18113 | Commercial |  | Annual | [5 empty] | 11 | 0.96 |  |  |  | 0 | 0 | 18.196 | 0 | 0 | 0 | 0 | 0 | 0 | 0 | 0 | 0 | 2006 Qtr 1: 0; 2006 Qtr 2: 0; 2006 Qtr 3: 0; 2006 Qtr 4: 0; 2007 Qtr 1: 0; 2007 Qtr 2: 0; 2007 Qtr 3: 0; 2007 Qtr 4: 18.196; 2008 Qtr 1: 0; 2008 Qtr 2: 0; 2008 Qtr 3: 0; 2008 Qtr 4: 0 | 18.196
0 | 234332-Premium T8 with T12 40 Watt Baseline - Tr3 |  | 7 | Commercial | 01-ALC-AllCommercial-IntLight | 0 |  |  |  |  | 13.9591 | 7.1444 | 0 | 0 | 0 | 6.8147 | 15.6819 |  | kWh | 0.003628 | -0.025682 | Commercial |  | Annual | [5 empty] | 11 | 0.96 |  |  |  | 0 | 0 | 9.098 | 0 | 0 | 0 | 0 | 0 | 0 | 0 | 0 | 0 | 2006 Qtr 1: 0; 2006 Qtr 2: 0; 2006 Qtr 3: 0; 2006 Qtr 4: 0; 2007 Qtr 1: 9.098; 2007 Qtr 2: 0; 2007 Qtr 3: 0; 2007 Qtr 4: 0; 2008 Qtr 1: 0; 2008 Qtr 2: 0; 2008 Qtr 3: 0; 2008 Qtr 4: 0 | 9.098
0 | 234305-Lighting-Remove 4 Ft Lamp (De-Lamp) - Tr3 | COFL00AVDEL01 | 7 | Commercial | 01-ALC-AllCommercial-IntLight | 0 |  |  |  |  | 28.2538 | 8.7931 | 0 | 0 | 0 | 19.4607 | 55.7729 |  | kWh | 0.012903 | -0.091338 | Commercial |  | Annual | [5 empty] | 11 | 0.96 |  |  |  | 0 | 0 | 9.098 | 0 | 0 | 0 | 0 | 0 | 0 | 0 | 0 | 0 | 2006 Qtr 1: 0; 2006 Qtr 2: 0; 2006 Qtr 3: 0; 2006 Qtr 4: 0; 2007 Qtr 1: 9.098; 2007 Qtr 2: 0; 2007 Qtr 3: 0; 2007 Qtr 4: 0; 2008 Qtr 1: 0; 2008 Qtr 2: 0; 2008 Qtr 3: 0; 2008 Qtr 4: 0 | 9.098
0 | 234330-Premium T8 with T12 40 Watt Baseline - Tr1 |  | 7 | Commercial | 01-ALC-AllCommercial-IntLight | 0 |  |  |  |  | 13.9589 | 13.1897 | 0 | 0 | 0 | 0.76922 | 34.727 |  | kWh | 0.010491 | -0.056872 | Commercial |  | Annual | [5 empty] | 11 | 0.96 |  |  |  | 0 | 0 | 72.7842 | 0 | 0 | 0 | 0 | 0 | 0 | 0 | 0 | 0 | 2006 Qtr 1: 0; 2006 Qtr 2: 0; 2006 Qtr 3: 0; 2006 Qtr 4: 0; 2007 Qtr 1: 0; 2007 Qtr 2: 0; 2007 Qtr 3: 72.7842; 2007 Qtr 4: 0; 2008 Qtr 1: 0; 2008 Qtr 2: 0; 2008 Qtr 3: 0; 2008 Qtr 4: 0 | 72.7842
0 | 234330-Premium T8 with T12 40 Watt Baseline - Tr1 |  | 10 | Commercial | 01-ALC-AllCommercial-IntLight | 0 |  |  |  |  | 13.9589 | 13.1897 | 0 | 0 | 0 | 0.76922 | 34.727 |  | kWh | 0.010491 | -0.056872 | Commercial |  | Annual | [5 empty] | 11 | 0.96 |  |  |  | 0 | 0 | 105.5371 | 0 | 0 | 0 | 0 | 0 | 0 | 0 | 0 | 0 | 2006 Qtr 1: 0; 2006 Qtr 2: 0; 2006 Qtr 3: 0; 2006 Qtr 4: 0; 2007 Qtr 1: 0; 2007 Qtr 2: 0; 2007 Qtr 3: 0; 2007 Qtr 4: 105.5371; 2008 Qtr 1: 0; 2008 Qtr 2: 0; 2008 Qtr 3: 0; 2008 Qtr 4: 0 | 105.5371
0 | 234331-Premium T8 with T12 40 Watt Baseline - Tr2 |  | 10 | Commercial | 01-ALC-AllCommercial-IntLight | 0 |  |  |  |  | 13.9591 | 9.8923 | 0 | 0 | 0 | 4.0668 | 33.1627 |  | kWh | 0.010675 | -0.05431 | Commercial |  | Annual | [5 empty] | 11 | 0.96 |  |  |  | 0 | 0 | 65.5058 | 0 | 0 | 0 | 0 | 0 | 0 | 0 | 0 | 0 | 2006 Qtr 1: 0; 2006 Qtr 2: 0; 2006 Qtr 3: 0; 2006 Qtr 4: 0; 2007 Qtr 1: 0; 2007 Qtr 2: 0; 2007 Qtr 3: 0; 2007 Qtr 4: 65.5058; 2008 Qtr 1: 0; 2008 Qtr 2: 0; 2008 Qtr 3: 0; 2008 Qtr 4: 0 | 65.5058
0 | 234331-Premium T8 with T12 40 Watt Baseline - Tr2 |  | 10 | Commercial | 01-ALC-AllCommercial-IntLight | 0 |  |  |  |  | 13.9591 | 9.8923 | 0 | 0 | 0 | 4.0668 | 35.8564 |  | kWh | 0.010832 | -0.058721 | Commercial |  | Annual | [5 empty] | 11 | 0.96 |  |  |  | 0 | 0 | 29.1137 | 0 | 0 | 0 | 0 | 0 | 0 | 0 | 0 | 0 | 2006 Qtr 1: 0; 2006 Qtr 2: 0; 2006 Qtr 3: 0; 2006 Qtr 4: 0; 2007 Qtr 1: 0; 2007 Qtr 2: 0; 2007 Qtr 3: 29.1137; 2007 Qtr 4: 0; 2008 Qtr 1: 0; 2008 Qtr 2: 0; 2008 Qtr 3: 0; 2008 Qtr 4: 0 | 29.1137
0 | 234331-Premium T8 with T12 40 Watt Baseline - Tr2 |  | 7 | Commercial | 01-ALC-AllCommercial-IntLight | 0 |  |  |  |  | 13.9591 | 9.8923 | 0 | 0 | 0 | 4.0668 | 35.8564 |  | kWh | 0.010832 | -0.058721 | Commercial |  | Annual | [5 empty] | 11 | 0.96 |  |  |  | 0 | 0 | 50.9489 | 0 | 0 | 0 | 0 | 0 | 0 | 0 | 0 | 0 | 2006 Qtr 1: 0; 2006 Qtr 2: 0; 2006 Qtr 3: 0; 2006 Qtr 4: 0; 2007 Qtr 1: 0; 2007 Qtr 2: 0; 2007 Qtr 3: 0; 2007 Qtr 4: 50.9489; 2008 Qtr 1: 0; 2008 Qtr 2: 0; 2008 Qtr 3: 0; 2008 Qtr 4: 0 | 50.9489
0 | 234330-Premium T8 with T12 40 Watt Baseline - Tr1 |  | 7 | Commercial | 14-MLI-Manufacturing–LightIndustry-LIGHT | 0 |  |  |  |  | 13.9589 | 13.1897 | 0 | 0 | 0 | 0.76922 | 30.1346 |  | kWh | 0.0093123 | -0.038961 | Commercial |  | Annual | [5 empty] | 11 | 0.96 |  |  |  | 0 | 0 | 36.3921 | 0 | 0 | 0 | 0 | 0 | 0 | 0 | 0 | 0 | 2006 Qtr 1: 0; 2006 Qtr 2: 0; 2006 Qtr 3: 0; 2006 Qtr 4: 0; 2007 Qtr 1: 0; 2007 Qtr 2: 0; 2007 Qtr 3: 0; 2007 Qtr 4: 36.3921; 2008 Qtr 1: 0; 2008 Qtr 2: 0; 2008 Qtr 3: 0; 2008 Qtr 4: 0 | 36.3921
0 | 234331-Premium T8 with T12 40 Watt Baseline - Tr2 |  | 7 | Commercial | 01-ALC-AllCommercial-IntLight | 0 |  |  |  |  | 13.9591 | 9.8923 | 0 | 0 | 0 | 4.0668 | 31.1202 |  | kWh | 0.0096442 | -0.050965 | Commercial |  | Annual | [5 empty] | 11 | 0.96 |  |  |  | 0 | 0 | 114.6351 | 0 | 0 | 0 | 0 | 0 | 0 | 0 | 0 | 0 | 2006 Qtr 1: 0; 2006 Qtr 2: 0; 2006 Qtr 3: 0; 2006 Qtr 4: 0; 2007 Qtr 1: 0; 2007 Qtr 2: 0; 2007 Qtr 3: 0; 2007 Qtr 4: 114.6351; 2008 Qtr 1: 0; 2008 Qtr 2: 0; 2008 Qtr 3: 0; 2008 Qtr 4: 0 | 114.6351
0 | 234304-Lighting-Remove 4 Ft Lamp (De-Lamp) - Tr2 | COFL00AVDEL01 | 7 | Commercial | 01-ALC-AllCommercial-IntLight | 0 |  |  |  |  | 28.2538 | 12.3653 | 0 | 0 | 0 | 15.8885 | 100.2216 |  | kWh | 0.031059 | -0.16413 | Commercial |  | Annual | [5 empty] | 11 | 0.96 |  |  |  | 0 | 0 | 114.6351 | 0 | 0 | 0 | 0 | 0 | 0 | 0 | 0 | 0 | 2006 Qtr 1: 0; 2006 Qtr 2: 0; 2006 Qtr 3: 0; 2006 Qtr 4: 0; 2007 Qtr 1: 0; 2007 Qtr 2: 0; 2007 Qtr 3: 0; 2007 Qtr 4: 114.6351; 2008 Qtr 1: 0; 2008 Qtr 2: 0; 2008 Qtr 3: 0; 2008 Qtr 4: 0 | 114.6351
0 | 234331-Premium T8 with T12 40 Watt Baseline - Tr2 |  | 7 | Commercial | 14-MLI-Manufacturing–LightIndustry-LIGHT | 0 |  |  |  |  | 13.9591 | 9.8923 | 0 | 0 | 0 | 4.0668 | 31.1146 |  | kWh | 0.0096152 | -0.040228 | Commercial |  | Annual | [5 empty] | 11 | 0.96 |  |  |  | 0 | 0 | 32.7529 | 0 | 0 | 0 | 0 | 0 | 0 | 0 | 0 | 0 | 2006 Qtr 1: 0; 2006 Qtr 2: 0; 2006 Qtr 3: 0; 2006 Qtr 4: 0; 2007 Qtr 1: 0; 2007 Qtr 2: 0; 2007 Qtr 3: 0; 2007 Qtr 4: 32.7529; 2008 Qtr 1: 0; 2008 Qtr 2: 0; 2008 Qtr 3: 0; 2008 Qtr 4: 0 | 32.7529
0 | 234304-Lighting-Remove 4 Ft Lamp (De-Lamp) - Tr2 | COFL00AVDEL01 | 7 | Commercial | 14-MLI-Manufacturing–LightIndustry-LIGHT | 0 |  |  |  |  | 28.2538 | 12.3653 | 0 | 0 | 0 | 15.8885 | 100.2037 |  | kWh | 0.030965 | -0.12955 | Commercial |  | Annual | [5 empty] | 11 | 0.96 |  |  |  | 0 | 0 | 32.7529 | 0 | 0 | 0 | 0 | 0 | 0 | 0 | 0 | 0 | 2006 Qtr 1: 0; 2006 Qtr 2: 0; 2006 Qtr 3: 0; 2006 Qtr 4: 0; 2007 Qtr 1: 0; 2007 Qtr 2: 0; 2007 Qtr 3: 0; 2007 Qtr 4: 32.7529; 2008 Qtr 1: 0; 2008 Qtr 2: 0; 2008 Qtr 3: 0; 2008 Qtr 4: 0 | 32.7529
0 | 234331-Premium T8 with T12 40 Watt Baseline - Tr2 |  | 7 | Commercial | 01-ALC-AllCommercial-IntLight | 0 |  |  |  |  | 13.9591 | 9.8923 | 0 | 0 | 0 | 4.0668 | 31.1202 |  | kWh | 0.0096442 | -0.050965 | Commercial |  | Annual | [5 empty] | 11 | 0.96 |  |  |  | 0 | 0 | 50.9489 | 0 | 0 | 0 | 0 | 0 | 0 | 0 | 0 | 0 | 2006 Qtr 1: 0; 2006 Qtr 2: 0; 2006 Qtr 3: 0; 2006 Qtr 4: 0; 2007 Qtr 1: 0; 2007 Qtr 2: 0; 2007 Qtr 3: 0; 2007 Qtr 4: 50.9489; 2008 Qtr 1: 0; 2008 Qtr 2: 0; 2008 Qtr 3: 0; 2008 Qtr 4: 0 | 50.9489
0 | 234304-Lighting-Remove 4 Ft Lamp (De-Lamp) - Tr2 | COFL00AVDEL01 | 7 | Commercial | 01-ALC-AllCommercial-IntLight | 0 |  |  |  |  | 28.2538 | 12.3653 | 0 | 0 | 0 | 15.8885 | 100.2216 |  | kWh | 0.031059 | -0.16413 | Commercial |  | Annual | [5 empty] | 11 | 0.96 |  |  |  | 0 | 0 | 34.5725 | 0 | 0 | 0 | 0 | 0 | 0 | 0 | 0 | 0 | 2006 Qtr 1: 0; 2006 Qtr 2: 0; 2006 Qtr 3: 0; 2006 Qtr 4: 0; 2007 Qtr 1: 0; 2007 Qtr 2: 0; 2007 Qtr 3: 0; 2007 Qtr 4: 34.5725; 2008 Qtr 1: 0; 2008 Qtr 2: 0; 2008 Qtr 3: 0; 2008 Qtr 4: 0 | 34.5725
0 | 234331-Premium T8 with T12 40 Watt Baseline - Tr2 |  | System | Commercial | 01-ALC-AllCommercial-IntLight | 0 |  |  |  |  | 13.9591 | 9.8923 | 0 | 0 | 0 | 4.0668 | 39.8036 |  | kWh | 0.012793 | -0.065186 | Commercial |  | Annual | [5 empty] | 11 | 0.96 |  |  |  | 0 | 0 | 127.3723 | 0 | 0 | 0 | 0 | 0 | 0 | 0 | 0 | 0 | 2006 Qtr 1: 0; 2006 Qtr 2: 0; 2006 Qtr 3: 0; 2006 Qtr 4: 0; 2007 Qtr 1: 0; 2007 Qtr 2: 0; 2007 Qtr 3: 127.3723; 2007 Qtr 4: 0; 2008 Qtr 1: 0; 2008 Qtr 2: 0; 2008 Qtr 3: 0; 2008 Qtr 4: 0 | 127.3723
0 | 234304-Lighting-Remove 4 Ft Lamp (De-Lamp) - Tr2 | COFL00AVDEL01 | System | Commercial | 01-ALC-AllCommercial-IntLight | 0 |  |  |  |  | 28.2538 | 12.3653 | 0 | 0 | 0 | 15.8885 | 128.1864 |  | kWh | 0.0412 | -0.20993 | Commercial |  | Annual | [5 empty] | 11 | 0.96 |  |  |  | 0 | 0 | 58.2273 | 0 | 0 | 0 | 0 | 0 | 0 | 0 | 0 | 0 | 2006 Qtr 1: 0; 2006 Qtr 2: 0; 2006 Qtr 3: 0; 2006 Qtr 4: 0; 2007 Qtr 1: 0; 2007 Qtr 2: 0; 2007 Qtr 3: 58.2273; 2007 Qtr 4: 0; 2008 Qtr 1: 0; 2008 Qtr 2: 0; 2008 Qtr 3: 0; 2008 Qtr 4: 0 | 58.2273
0 | 234330-Premium T8 with T12 40 Watt Baseline - Tr1 |  | 7 | Commercial | 01-ALC-AllCommercial-IntLight | 0 |  |  |  |  | 13.9589 | 13.1897 | 0 | 0 | 0 | 0.76922 | 34.727 |  | kWh | 0.010491 | -0.056872 | Commercial |  | Annual | [5 empty] | 11 | 0.96 |  |  |  | 0 | 0 | 25.4745 | 0 | 0 | 0 | 0 | 0 | 0 | 0 | 0 | 0 | 2006 Qtr 1: 0; 2006 Qtr 2: 0; 2006 Qtr 3: 0; 2006 Qtr 4: 0; 2007 Qtr 1: 0; 2007 Qtr 2: 0; 2007 Qtr 3: 0; 2007 Qtr 4: 25.4745; 2008 Qtr 1: 0; 2008 Qtr 2: 0; 2008 Qtr 3: 0; 2008 Qtr 4: 0 | 25.4745
0 | 234332-Premium T8 with T12 40 Watt Baseline - Tr3 |  | 10 | Commercial | 01-ALC-AllCommercial-IntLight | 0 |  |  |  |  | 13.9591 | 7.1444 | 0 | 0 | 0 | 6.8147 | 32.4684 |  | kWh | 0.0098088 | -0.053173 | Commercial |  | Annual | [5 empty] | 11 | 0.96 |  |  |  | 0 | 0 | 65.5058 | 0 | 0 | 0 | 0 | 0 | 0 | 0 | 0 | 0 | 2006 Qtr 1: 0; 2006 Qtr 2: 0; 2006 Qtr 3: 0; 2006 Qtr 4: 0; 2007 Qtr 1: 0; 2007 Qtr 2: 0; 2007 Qtr 3: 0; 2007 Qtr 4: 65.5058; 2008 Qtr 1: 0; 2008 Qtr 2: 0; 2008 Qtr 3: 0; 2008 Qtr 4: 0 | 65.5058
0 | 234209-Lighting-8 Ft T-8 with Elec Ballast-Tr3 |  | 10 | Commercial | 01-ALC-AllCommercial-IntLight | 0 |  |  |  |  | 35.7221 | 11.541 | 0 | 0 | 0 | 24.1811 | 40.0914 |  | kWh | 0.012112 | -0.065657 | Commercial |  | Annual | [5 empty] | 11 | 0.96 |  |  |  | 0 | 0 | 14.5568 | 0 | 0 | 0 | 0 | 0 | 0 | 0 | 0 | 0 | 2006 Qtr 1: 0; 2006 Qtr 2: 0; 2006 Qtr 3: 0; 2006 Qtr 4: 0; 2007 Qtr 1: 0; 2007 Qtr 2: 0; 2007 Qtr 3: 14.5568; 2007 Qtr 4: 0; 2008 Qtr 1: 0; 2008 Qtr 2: 0; 2008 Qtr 3: 0; 2008 Qtr 4: 0 | 14.5568
0 | 234332-Premium T8 with T12 40 Watt Baseline - Tr3 |  | 7 | Commercial | 01-ALC-AllCommercial-IntLight | 0 |  |  |  |  | 13.9591 | 7.1444 | 0 | 0 | 0 | 6.8147 | 27.8818 |  | kWh | 0.010043 | -0.10862 | Commercial |  | Annual | [5 empty] | 11 | 0.96 |  |  |  | 0 | 0 | 43.6705 | 0 | 0 | 0 | 0 | 0 | 0 | 0 | 0 | 0 | 2006 Qtr 1: 0; 2006 Qtr 2: 0; 2006 Qtr 3: 0; 2006 Qtr 4: 0; 2007 Qtr 1: 0; 2007 Qtr 2: 0; 2007 Qtr 3: 0; 2007 Qtr 4: 43.6705; 2008 Qtr 1: 0; 2008 Qtr 2: 0; 2008 Qtr 3: 0; 2008 Qtr 4: 0 | 43.6705
0 | 234330-Premium T8 with T12 40 Watt Baseline - Tr1 |  | 10 | Commercial | 01-ALC-AllCommercial-IntLight | 0 |  |  |  |  | 13.9589 | 13.1897 | 0 | 0 | 0 | 0.76922 | 65.4159 |  | kWh | 0.012906 | -0.10713 | Commercial |  | Annual | [5 empty] | 11 | 0.96 |  |  |  | 0 | 0 | 29.1137 | 0 | 0 | 0 | 0 | 0 | 0 | 0 | 0 | 0 | 2006 Qtr 1: 0; 2006 Qtr 2: 0; 2006 Qtr 3: 0; 2006 Qtr 4: 0; 2007 Qtr 1: 0; 2007 Qtr 2: 0; 2007 Qtr 3: 0; 2007 Qtr 4: 29.1137; 2008 Qtr 1: 0; 2008 Qtr 2: 0; 2008 Qtr 3: 0; 2008 Qtr 4: 0 | 29.1137
0 | 234207-Lighting-8 Ft T-8 with Elec Ballast-Tr1 |  | 10 | Commercial | 01-ALC-AllCommercial-IntLight | 0 |  |  |  |  | 35.7163 | 21.9828 | 0 | 0 | 0 | 13.7335 | 54.2473 |  | kWh | 0.010702 | -0.08884 | Commercial |  | Annual | [5 empty] | 11 | 0.96 |  |  |  | 0 | 0 | 3.6392 | 0 | 0 | 0 | 0 | 0 | 0 | 0 | 0 | 0 | 2006 Qtr 1: 0; 2006 Qtr 2: 0; 2006 Qtr 3: 0; 2006 Qtr 4: 0; 2007 Qtr 1: 0; 2007 Qtr 2: 0; 2007 Qtr 3: 0; 2007 Qtr 4: 3.6392; 2008 Qtr 1: 0; 2008 Qtr 2: 0; 2008 Qtr 3: 0; 2008 Qtr 4: 0 | 3.6392
0 | 234330-Premium T8 with T12 40 Watt Baseline - Tr1 |  | 7 | Commercial | 01-ALC-AllCommercial-IntLight | 0 |  |  |  |  | 13.9589 | 13.1897 | 0 | 0 | 0 | 0.76922 | 65.4159 |  | kWh | 0.012906 | -0.10713 | Commercial |  | Annual | [5 empty] | 11 | 0.96 |  |  |  | 0 | 0 | 80.0626 | 0 | 0 | 0 | 0 | 0 | 0 | 0 | 0 | 0 | 2006 Qtr 1: 0; 2006 Qtr 2: 0; 2006 Qtr 3: 0; 2006 Qtr 4: 0; 2007 Qtr 1: 80.0626; 2007 Qtr 2: 0; 2007 Qtr 3: 0; 2007 Qtr 4: 0; 2008 Qtr 1: 0; 2008 Qtr 2: 0; 2008 Qtr 3: 0; 2008 Qtr 4: 0 | 80.0626
0 | 234331-Premium T8 with T12 40 Watt Baseline - Tr2 |  | 10 | Commercial | 01-ALC-AllCommercial-IntLight | 0 |  |  |  |  | 13.9591 | 9.8923 | 0 | 0 | 0 | 4.0668 | 17.3182 |  | kWh | 0.0040066 | -0.028362 | Commercial |  | Annual | [5 empty] | 11 | 0.96 |  |  |  | 0 | 0 | 50.9489 | 0 | 0 | 0 | 0 | 0 | 0 | 0 | 0 | 0 | 2006 Qtr 1: 0; 2006 Qtr 2: 0; 2006 Qtr 3: 0; 2006 Qtr 4: 0; 2007 Qtr 1: 0; 2007 Qtr 2: 0; 2007 Qtr 3: 0; 2007 Qtr 4: 50.9489; 2008 Qtr 1: 0; 2008 Qtr 2: 0; 2008 Qtr 3: 0; 2008 Qtr 4: 0 | 50.9489
0 | 234330-Premium T8 with T12 40 Watt Baseline - Tr1 |  | 10 | Commercial | 01-ALC-AllCommercial-IntLight | 0 |  |  |  |  | 13.9589 | 13.1897 | 0 | 0 | 0 | 0.76922 | 34.727 |  | kWh | 0.010491 | -0.056872 | Commercial |  | Annual | [5 empty] | 11 | 0.96 |  |  |  | 0 | 0 | 58.2273 | 0 | 0 | 0 | 0 | 0 | 0 | 0 | 0 | 0 | 2006 Qtr 1: 0; 2006 Qtr 2: 0; 2006 Qtr 3: 0; 2006 Qtr 4: 0; 2007 Qtr 1: 0; 2007 Qtr 2: 0; 2007 Qtr 3: 0; 2007 Qtr 4: 58.2273; 2008 Qtr 1: 0; 2008 Qtr 2: 0; 2008 Qtr 3: 0; 2008 Qtr 4: 0 | 58.2273
0 | 234330-Premium T8 with T12 40 Watt Baseline - Tr1 |  | 7 | Commercial | 01-ALC-AllCommercial-IntLight | 0 |  |  |  |  | 13.9589 | 13.1897 | 0 | 0 | 0 | 0.76922 | 34.727 |  | kWh | 0.010491 | -0.056872 | Commercial |  | Annual | [5 empty] | 11 | 0.96 |  |  |  | 0 | 0 | 30.0235 | 0 | 0 | 0 | 0 | 0 | 0 | 0 | 0 | 0 | 2006 Qtr 1: 0; 2006 Qtr 2: 0; 2006 Qtr 3: 0; 2006 Qtr 4: 0; 2007 Qtr 1: 0; 2007 Qtr 2: 0; 2007 Qtr 3: 0; 2007 Qtr 4: 30.0235; 2008 Qtr 1: 0; 2008 Qtr 2: 0; 2008 Qtr 3: 0; 2008 Qtr 4: 0 | 30.0235
0 | 234330-Premium T8 with T12 40 Watt Baseline - Tr1 |  | 7 | Commercial | 01-ALC-AllCommercial-IntLight | 0 |  |  |  |  | 13.9589 | 13.1897 | 0 | 0 | 0 | 0.76922 | 34.727 |  | kWh | 0.010491 | -0.056872 | Commercial |  | Annual | [5 empty] | 11 | 0.96 |  |  |  | 0 | 0 | 94.6194 | 0 | 0 | 0 | 0 | 0 | 0 | 0 | 0 | 0 | 2006 Qtr 1: 0; 2006 Qtr 2: 0; 2006 Qtr 3: 0; 2006 Qtr 4: 0; 2007 Qtr 1: 0; 2007 Qtr 2: 0; 2007 Qtr 3: 0; 2007 Qtr 4: 94.6194; 2008 Qtr 1: 0; 2008 Qtr 2: 0; 2008 Qtr 3: 0; 2008 Qtr 4: 0 | 94.6194
0 | 234330-Premium T8 with T12 40 Watt Baseline - Tr1 |  | 7 | Commercial | 01-ALC-AllCommercial-IntLight | 0 |  |  |  |  | 13.9589 | 13.1897 | 0 | 0 | 0 | 0.76922 | 30.14 |  | kWh | 0.0093405 | -0.04936 | Commercial |  | Annual | [5 empty] | 11 | 0.96 |  |  |  | 0 | 0 | 65.5058 | 0 | 0 | 0 | 0 | 0 | 0 | 0 | 0 | 0 | 2006 Qtr 1: 0; 2006 Qtr 2: 0; 2006 Qtr 3: 0; 2006 Qtr 4: 0; 2007 Qtr 1: 0; 2007 Qtr 2: 0; 2007 Qtr 3: 0; 2007 Qtr 4: 65.5058; 2008 Qtr 1: 0; 2008 Qtr 2: 0; 2008 Qtr 3: 0; 2008 Qtr 4: 0 | 65.5058
0 | 234330-Premium T8 with T12 40 Watt Baseline - Tr1 |  | 7 | Commercial | 01-ALC-AllCommercial-IntLight | 0 |  |  |  |  | 13.9589 | 13.1897 | 0 | 0 | 0 | 0.76922 | 65.4159 |  | kWh | 0.012906 | -0.10713 | Commercial |  | Annual | [5 empty] | 11 | 0.96 |  |  |  | 0 | 0 | 60.0469 | 0 | 0 | 0 | 0 | 0 | 0 | 0 | 0 | 0 | 2006 Qtr 1: 0; 2006 Qtr 2: 0; 2006 Qtr 3: 0; 2006 Qtr 4: 0; 2007 Qtr 1: 0; 2007 Qtr 2: 0; 2007 Qtr 3: 0; 2007 Qtr 4: 60.0469; 2008 Qtr 1: 0; 2008 Qtr 2: 0; 2008 Qtr 3: 0; 2008 Qtr 4: 0 | 60.0469
0 | 234303-Lighting-Remove 4 Ft Lamp (De-Lamp) - Tr1 | COFL00AVDEL01 | 7 | Commercial | 01-ALC-AllCommercial-IntLight | 0 |  |  |  |  | 28.2518 | 16.4871 | 0 | 0 | 0 | 11.7647 | 217.5212 |  | kWh | 0.042914 | -0.35623 | Commercial |  | Annual | [5 empty] | 11 | 0.96 |  |  |  | 0 | 0 | 23.6549 | 0 | 0 | 0 | 0 | 0 | 0 | 0 | 0 | 0 | 2006 Qtr 1: 0; 2006 Qtr 2: 0; 2006 Qtr 3: 0; 2006 Qtr 4: 0; 2007 Qtr 1: 0; 2007 Qtr 2: 0; 2007 Qtr 3: 0; 2007 Qtr 4: 23.6549; 2008 Qtr 1: 0; 2008 Qtr 2: 0; 2008 Qtr 3: 0; 2008 Qtr 4: 0 | 23.6549
0 | 234330-Premium T8 with T12 40 Watt Baseline - Tr1 |  | 7 | Commercial | 01-ALC-AllCommercial-IntLight | 0 |  |  |  |  | 13.9589 | 13.1897 | 0 | 0 | 0 | 0.76922 | 34.727 |  | kWh | 0.010491 | -0.056872 | Commercial |  | Annual | [5 empty] | 11 | 0.96 |  |  |  | 0 | 0 | 40.0313 | 0 | 0 | 0 | 0 | 0 | 0 | 0 | 0 | 0 | 2006 Qtr 1: 0; 2006 Qtr 2: 0; 2006 Qtr 3: 0; 2006 Qtr 4: 0; 2007 Qtr 1: 0; 2007 Qtr 2: 0; 2007 Qtr 3: 0; 2007 Qtr 4: 40.0313; 2008 Qtr 1: 0; 2008 Qtr 2: 0; 2008 Qtr 3: 0; 2008 Qtr 4: 0 | 40.0313
0 | 234330-Premium T8 with T12 40 Watt Baseline - Tr1 |  | 7 | Commercial | 01-ALC-AllCommercial-IntLight | 0 |  |  |  |  | 13.9589 | 13.1897 | 0 | 0 | 0 | 0.76922 | 34.727 |  | kWh | 0.010491 | -0.056872 | Commercial |  | Annual | [5 empty] | 11 | 0.96 |  |  |  | 0 | 0 | 29.1137 | 0 | 0 | 0 | 0 | 0 | 0 | 0 | 0 | 0 | 2006 Qtr 1: 0; 2006 Qtr 2: 0; 2006 Qtr 3: 0; 2006 Qtr 4: 0; 2007 Qtr 1: 0; 2007 Qtr 2: 0; 2007 Qtr 3: 0; 2007 Qtr 4: 29.1137; 2008 Qtr 1: 0; 2008 Qtr 2: 0; 2008 Qtr 3: 0; 2008 Qtr 4: 0 | 29.1137
0 | 234303-Lighting-Remove 4 Ft Lamp (De-Lamp) - Tr1 | COFL00AVDEL01 | 7 | Commercial | 01-ALC-AllCommercial-IntLight | 0 |  |  |  |  | 28.2518 | 16.4871 | 0 | 0 | 0 | 11.7647 | 115.4744 |  | kWh | 0.034885 | -0.18911 | Commercial |  | Annual | [5 empty] | 11 | 0.96 |  |  |  | 0 | 0 | 18.196 | 0 | 0 | 0 | 0 | 0 | 0 | 0 | 0 | 0 | 2006 Qtr 1: 0; 2006 Qtr 2: 0; 2006 Qtr 3: 0; 2006 Qtr 4: 0; 2007 Qtr 1: 0; 2007 Qtr 2: 0; 2007 Qtr 3: 0; 2007 Qtr 4: 18.196; 2008 Qtr 1: 0; 2008 Qtr 2: 0; 2008 Qtr 3: 0; 2008 Qtr 4: 0 | 18.196
0 | 234330-Premium T8 with T12 40 Watt Baseline - Tr1 |  | 10 | Commercial | 23-RTL-Retail–SingleStorylarge-LIT_INT | 0 |  |  |  |  | 13.9589 | 13.1897 | 0 | 0 | 0 | 0.76922 | 35.5491 |  | kWh | 0.010588 | -0.076831 | Commercial |  | Annual | [5 empty] | 11 | 0.96 |  |  |  | 0 | 0 | 69.145 | 0 | 0 | 0 | 0 | 0 | 0 | 0 | 0 | 0 | 2006 Qtr 1: 0; 2006 Qtr 2: 0; 2006 Qtr 3: 0; 2006 Qtr 4: 0; 2007 Qtr 1: 0; 2007 Qtr 2: 0; 2007 Qtr 3: 0; 2007 Qtr 4: 69.145; 2008 Qtr 1: 0; 2008 Qtr 2: 0; 2008 Qtr 3: 0; 2008 Qtr 4: 0 | 69.145
0 | 234331-Premium T8 with T12 40 Watt Baseline - Tr2 |  | 7 | Commercial | 01-ALC-AllCommercial-IntLight | 0 |  |  |  |  | 13.9591 | 9.8923 | 0 | 0 | 0 | 4.0668 | 35.8564 |  | kWh | 0.010832 | -0.058721 | Commercial |  | Annual | [5 empty] | 11 | 0.96 |  |  |  | 0 | 0 | 76.4234 | 0 | 0 | 0 | 0 | 0 | 0 | 0 | 0 | 0 | 2006 Qtr 1: 0; 2006 Qtr 2: 0; 2006 Qtr 3: 0; 2006 Qtr 4: 0; 2007 Qtr 1: 0; 2007 Qtr 2: 0; 2007 Qtr 3: 0; 2007 Qtr 4: 76.4234; 2008 Qtr 1: 0; 2008 Qtr 2: 0; 2008 Qtr 3: 0; 2008 Qtr 4: 0 | 76.4234
0 | 234304-Lighting-Remove 4 Ft Lamp (De-Lamp) - Tr2 | COFL00AVDEL01 | 7 | Commercial | 01-ALC-AllCommercial-IntLight | 0 |  |  |  |  | 28.2538 | 12.3653 | 0 | 0 | 0 | 15.8885 | 115.4744 |  | kWh | 0.034885 | -0.18911 | Commercial |  | Annual | [5 empty] | 11 | 0.96 |  |  |  | 0 | 0 | 12.7372 | 0 | 0 | 0 | 0 | 0 | 0 | 0 | 0 | 0 | 2006 Qtr 1: 0; 2006 Qtr 2: 0; 2006 Qtr 3: 0; 2006 Qtr 4: 0; 2007 Qtr 1: 0; 2007 Qtr 2: 0; 2007 Qtr 3: 0; 2007 Qtr 4: 12.7372; 2008 Qtr 1: 0; 2008 Qtr 2: 0; 2008 Qtr 3: 0; 2008 Qtr 4: 0 | 12.7372
0 | 234330-Premium T8 with T12 40 Watt Baseline - Tr1 |  | 7 | Commercial | 01-ALC-AllCommercial-IntLight | 0 |  |  |  |  | 13.9589 | 13.1897 | 0 | 0 | 0 | 0.76922 | 34.727 |  | kWh | 0.010491 | -0.056872 | Commercial |  | Annual | [5 empty] | 11 | 0.96 |  |  |  | 0 | 0 | 47.3097 | 0 | 0 | 0 | 0 | 0 | 0 | 0 | 0 | 0 | 2006 Qtr 1: 0; 2006 Qtr 2: 0; 2006 Qtr 3: 0; 2006 Qtr 4: 0; 2007 Qtr 1: 0; 2007 Qtr 2: 0; 2007 Qtr 3: 0; 2007 Qtr 4: 47.3097; 2008 Qtr 1: 0; 2008 Qtr 2: 0; 2008 Qtr 3: 0; 2008 Qtr 4: 0 | 47.3097
0 | 234330-Premium T8 with T12 40 Watt Baseline - Tr1 |  | 7 | Commercial | 01-ALC-AllCommercial-IntLight | 0 |  |  |  |  | 13.9589 | 13.1897 | 0 | 0 | 0 | 0.76922 | 40.547 |  | kWh | 0.0073476 | -0.066403 | Commercial |  | Annual | [5 empty] | 11 | 0.96 |  |  |  | 0 | 0 | 10.9176 | 0 | 0 | 0 | 0 | 0 | 0 | 0 | 0 | 0 | 2006 Qtr 1: 0; 2006 Qtr 2: 0; 2006 Qtr 3: 0; 2006 Qtr 4: 0; 2007 Qtr 1: 0; 2007 Qtr 2: 0; 2007 Qtr 3: 10.9176; 2007 Qtr 4: 0; 2008 Qtr 1: 0; 2008 Qtr 2: 0; 2008 Qtr 3: 0; 2008 Qtr 4: 0 | 10.9176
0 | 234331-Premium T8 with T12 40 Watt Baseline - Tr2 |  | 10 | Commercial | 01-ALC-AllCommercial-IntLight | 0 |  |  |  |  | 13.9591 | 9.8923 | 0 | 0 | 0 | 4.0668 | 35.8564 |  | kWh | 0.010832 | -0.058721 | Commercial |  | Annual | [5 empty] | 11 | 0.96 |  |  |  | 0 | 0 | 58.2273 | 0 | 0 | 0 | 0 | 0 | 0 | 0 | 0 | 0 | 2006 Qtr 1: 0; 2006 Qtr 2: 0; 2006 Qtr 3: 0; 2006 Qtr 4: 0; 2007 Qtr 1: 0; 2007 Qtr 2: 0; 2007 Qtr 3: 0; 2007 Qtr 4: 58.2273; 2008 Qtr 1: 0; 2008 Qtr 2: 0; 2008 Qtr 3: 0; 2008 Qtr 4: 0 | 58.2273
0 | 234330-Premium T8 with T12 40 Watt Baseline - Tr1 |  | 10 | Commercial | 01-ALC-AllCommercial-IntLight | 0 |  |  |  |  | 13.9589 | 13.1897 | 0 | 0 | 0 | 0.76922 | 34.727 |  | kWh | 0.010491 | -0.056872 | Commercial |  | Annual | [5 empty] | 11 | 0.96 |  |  |  | 0 | 0 | 25.4745 | 0 | 0 | 0 | 0 | 0 | 0 | 0 | 0 | 0 | 2006 Qtr 1: 0; 2006 Qtr 2: 0; 2006 Qtr 3: 0; 2006 Qtr 4: 0; 2007 Qtr 1: 0; 2007 Qtr 2: 0; 2007 Qtr 3: 0; 2007 Qtr 4: 25.4745; 2008 Qtr 1: 0; 2008 Qtr 2: 0; 2008 Qtr 3: 0; 2008 Qtr 4: 0 | 25.4745
0 | 234331-Premium T8 with T12 40 Watt Baseline - Tr2 |  | 10 | Commercial | 01-ALC-AllCommercial-IntLight | 0 |  |  |  |  | 13.9591 | 9.8923 | 0 | 0 | 0 | 4.0668 | 35.8564 |  | kWh | 0.010832 | -0.058721 | Commercial |  | Annual | [5 empty] | 11 | 0.96 |  |  |  | 0 | 0 | 61.8665 | 0 | 0 | 0 | 0 | 0 | 0 | 0 | 0 | 0 | 2006 Qtr 1: 0; 2006 Qtr 2: 0; 2006 Qtr 3: 0; 2006 Qtr 4: 0; 2007 Qtr 1: 0; 2007 Qtr 2: 0; 2007 Qtr 3: 0; 2007 Qtr 4: 61.8665; 2008 Qtr 1: 0; 2008 Qtr 2: 0; 2008 Qtr 3: 0; 2008 Qtr 4: 0 | 61.8665
0 | 234332-Premium T8 with T12 40 Watt Baseline - Tr3 |  | 10 | Commercial | 01-ALC-AllCommercial-IntLight | 0 |  |  |  |  | 13.9591 | 7.1444 | 0 | 0 | 0 | 6.8147 | 32.4684 |  | kWh | 0.0098088 | -0.053173 | Commercial |  | Annual | [5 empty] | 11 | 0.96 |  |  |  | 0 | 0 | 32.7529 | 0 | 0 | 0 | 0 | 0 | 0 | 0 | 0 | 0 | 2006 Qtr 1: 0; 2006 Qtr 2: 0; 2006 Qtr 3: 0; 2006 Qtr 4: 0; 2007 Qtr 1: 0; 2007 Qtr 2: 0; 2007 Qtr 3: 0; 2007 Qtr 4: 32.7529; 2008 Qtr 1: 0; 2008 Qtr 2: 0; 2008 Qtr 3: 0; 2008 Qtr 4: 0 | 32.7529
0 | 234330-Premium T8 with T12 40 Watt Baseline - Tr1 |  | 7 | Commercial | 01-ALC-AllCommercial-IntLight | 0 |  |  |  |  | 13.9589 | 13.1897 | 0 | 0 | 0 | 0.76922 | 34.727 |  | kWh | 0.010491 | -0.056872 | Commercial |  | Annual | [5 empty] | 11 | 0.96 |  |  |  | 0 | 0 | 54.5881 | 0 | 0 | 0 | 0 | 0 | 0 | 0 | 0 | 0 | 2006 Qtr 1: 0; 2006 Qtr 2: 0; 2006 Qtr 3: 0; 2006 Qtr 4: 0; 2007 Qtr 1: 0; 2007 Qtr 2: 0; 2007 Qtr 3: 0; 2007 Qtr 4: 54.5881; 2008 Qtr 1: 0; 2008 Qtr 2: 0; 2008 Qtr 3: 0; 2008 Qtr 4: 0 | 54.5881
0 | 234332-Premium T8 with T12 40 Watt Baseline - Tr3 |  | 10 | Commercial | 23-RTL-Retail–SingleStorylarge-LIT_INT | 0 |  |  |  |  | 13.9591 | 7.1444 | 0 | 0 | 0 | 6.8147 | 33.237 |  | kWh | 0.0098993 | -0.071834 | Commercial |  | Annual | [5 empty] | 11 | 0.96 |  |  |  | 0 | 0 | 10.9176 | 0 | 0 | 0 | 0 | 0 | 0 | 0 | 0 | 0 | 2006 Qtr 1: 0; 2006 Qtr 2: 0; 2006 Qtr 3: 0; 2006 Qtr 4: 0; 2007 Qtr 1: 0; 2007 Qtr 2: 0; 2007 Qtr 3: 0; 2007 Qtr 4: 10.9176; 2008 Qtr 1: 0; 2008 Qtr 2: 0; 2008 Qtr 3: 0; 2008 Qtr 4: 0 | 10.9176
0 | 234305-Lighting-Remove 4 Ft Lamp (De-Lamp) - Tr3 | COFL00AVDEL01 | 10 | Commercial | 23-RTL-Retail–SingleStorylarge-LIT_INT | 0 |  |  |  |  | 28.2538 | 8.7931 | 0 | 0 | 0 | 19.4607 | 118.2081 |  | kWh | 0.035207 | -0.25548 | Commercial |  | Annual | [5 empty] | 11 | 0.96 |  |  |  | 0 | 0 | 10.9176 | 0 | 0 | 0 | 0 | 0 | 0 | 0 | 0 | 0 | 2006 Qtr 1: 0; 2006 Qtr 2: 0; 2006 Qtr 3: 0; 2006 Qtr 4: 0; 2007 Qtr 1: 0; 2007 Qtr 2: 0; 2007 Qtr 3: 0; 2007 Qtr 4: 10.9176; 2008 Qtr 1: 0; 2008 Qtr 2: 0; 2008 Qtr 3: 0; 2008 Qtr 4: 0 | 10.9176
0 | 234330-Premium T8 with T12 40 Watt Baseline - Tr1 |  | 7 | Commercial | 01-ALC-AllCommercial-IntLight | 0 |  |  |  |  | 13.9589 | 13.1897 | 0 | 0 | 0 | 0.76922 | 33.262 |  | kWh | 0.0095047 | -0.054473 | Commercial |  | Annual | [5 empty] | 11 | 0.96 |  |  |  | 0 | 0 | 61.8665 | 0 | 0 | 0 | 0 | 0 | 0 | 0 | 0 | 0 | 2006 Qtr 1: 0; 2006 Qtr 2: 0; 2006 Qtr 3: 0; 2006 Qtr 4: 0; 2007 Qtr 1: 61.8665; 2007 Qtr 2: 0; 2007 Qtr 3: 0; 2007 Qtr 4: 0; 2008 Qtr 1: 0; 2008 Qtr 2: 0; 2008 Qtr 3: 0; 2008 Qtr 4: 0 | 61.8665
0 | 234330-Premium T8 with T12 40 Watt Baseline - Tr1 |  | 7 | Commercial | 14-MLI-Manufacturing–LightIndustry-LIGHT | 0 |  |  |  |  | 13.9589 | 13.1897 | 0 | 0 | 0 | 0.76922 | 30.1346 |  | kWh | 0.0093123 | -0.038961 | Commercial |  | Annual | [5 empty] | 11 | 0.96 |  |  |  | 0 | 0 | 50.9489 | 0 | 0 | 0 | 0 | 0 | 0 | 0 | 0 | 0 | 2006 Qtr 1: 0; 2006 Qtr 2: 0; 2006 Qtr 3: 0; 2006 Qtr 4: 0; 2007 Qtr 1: 0; 2007 Qtr 2: 0; 2007 Qtr 3: 0; 2007 Qtr 4: 50.9489; 2008 Qtr 1: 0; 2008 Qtr 2: 0; 2008 Qtr 3: 0; 2008 Qtr 4: 0 | 50.9489
0 | 234303-Lighting-Remove 4 Ft Lamp (De-Lamp) - Tr1 | COFL00AVDEL01 | 7 | Commercial | 14-MLI-Manufacturing–LightIndustry-LIGHT | 0 |  |  |  |  | 28.2518 | 16.4871 | 0 | 0 | 0 | 11.7647 | 100.2037 |  | kWh | 0.030965 | -0.12955 | Commercial |  | Annual | [5 empty] | 11 | 0.96 |  |  |  | 0 | 0 | 10.9176 | 0 | 0 | 0 | 0 | 0 | 0 | 0 | 0 | 0 | 2006 Qtr 1: 0; 2006 Qtr 2: 0; 2006 Qtr 3: 0; 2006 Qtr 4: 0; 2007 Qtr 1: 0; 2007 Qtr 2: 0; 2007 Qtr 3: 0; 2007 Qtr 4: 10.9176; 2008 Qtr 1: 0; 2008 Qtr 2: 0; 2008 Qtr 3: 0; 2008 Qtr 4: 0 | 10.9176
0 | 234330-Premium T8 with T12 40 Watt Baseline - Tr1 |  | 7 | Commercial | 01-ALC-AllCommercial-IntLight | 0 |  |  |  |  | 13.9589 | 13.1897 | 0 | 0 | 0 | 0.76922 | 27.8282 |  | kWh | 0.0094846 | -0.045574 | Commercial |  | Annual | [5 empty] | 11 | 0.96 |  |  |  | 0 | 0 | 40.0313 | 0 | 0 | 0 | 0 | 0 | 0 | 0 | 0 | 0 | 2006 Qtr 1: 0; 2006 Qtr 2: 0; 2006 Qtr 3: 0; 2006 Qtr 4: 0; 2007 Qtr 1: 0; 2007 Qtr 2: 0; 2007 Qtr 3: 0; 2007 Qtr 4: 40.0313; 2008 Qtr 1: 0; 2008 Qtr 2: 0; 2008 Qtr 3: 0; 2008 Qtr 4: 0 | 40.0313
0 | 234330-Premium T8 with T12 40 Watt Baseline - Tr1 |  | 7 | Commercial | 01-ALC-AllCommercial-IntLight | 0 |  |  |  |  | 13.9589 | 13.1897 | 0 | 0 | 0 | 0.76922 | 40.547 |  | kWh | 0.0073476 | -0.066403 | Commercial |  | Annual | [5 empty] | 11 | 0.96 |  |  |  | 0 | 0 | 14.5568 | 0 | 0 | 0 | 0 | 0 | 0 | 0 | 0 | 0 | 2006 Qtr 1: 0; 2006 Qtr 2: 0; 2006 Qtr 3: 0; 2006 Qtr 4: 0; 2007 Qtr 1: 0; 2007 Qtr 2: 0; 2007 Qtr 3: 14.5568; 2007 Qtr 4: 0; 2008 Qtr 1: 0; 2008 Qtr 2: 0; 2008 Qtr 3: 0; 2008 Qtr 4: 0 | 14.5568
0 | 234330-Premium T8 with T12 40 Watt Baseline - Tr1 |  | 7 | Commercial | 01-ALC-AllCommercial-IntLight | 0 |  |  |  |  | 13.9589 | 13.1897 | 0 | 0 | 0 | 0.76922 | 34.727 |  | kWh | 0.010491 | -0.056872 | Commercial |  | Annual | [5 empty] | 11 | 0.96 |  |  |  | 0 | 0 | 120.0939 | 0 | 0 | 0 | 0 | 0 | 0 | 0 | 0 | 0 | 2006 Qtr 1: 0; 2006 Qtr 2: 0; 2006 Qtr 3: 0; 2006 Qtr 4: 0; 2007 Qtr 1: 0; 2007 Qtr 2: 0; 2007 Qtr 3: 0; 2007 Qtr 4: 120.0939; 2008 Qtr 1: 0; 2008 Qtr 2: 0; 2008 Qtr 3: 0; 2008 Qtr 4: 0 | 120.0939
0 | 234303-Lighting-Remove 4 Ft Lamp (De-Lamp) - Tr1 | COFL00AVDEL01 | 7 | Commercial | 01-ALC-AllCommercial-IntLight | 0 |  |  |  |  | 28.2518 | 16.4871 | 0 | 0 | 0 | 11.7647 | 115.4744 |  | kWh | 0.034885 | -0.18911 | Commercial |  | Annual | [5 empty] | 11 | 0.96 |  |  |  | 0 | 0 | 10.9176 | 0 | 0 | 0 | 0 | 0 | 0 | 0 | 0 | 0 | 2006 Qtr 1: 0; 2006 Qtr 2: 0; 2006 Qtr 3: 0; 2006 Qtr 4: 0; 2007 Qtr 1: 0; 2007 Qtr 2: 0; 2007 Qtr 3: 0; 2007 Qtr 4: 10.9176; 2008 Qtr 1: 0; 2008 Qtr 2: 0; 2008 Qtr 3: 0; 2008 Qtr 4: 0 | 10.9176
0 | 234330-Premium T8 with T12 40 Watt Baseline - Tr1 |  | 7 | Commercial | 01-ALC-AllCommercial-IntLight | 0 |  |  |  |  | 13.9589 | 13.1897 | 0 | 0 | 0 | 0.76922 | 34.727 |  | kWh | 0.010491 | -0.056872 | Commercial |  | Annual | [5 empty] | 11 | 0.96 |  |  |  | 0 | 0 | 80.0626 | 0 | 0 | 0 | 0 | 0 | 0 | 0 | 0 | 0 | 2006 Qtr 1: 0; 2006 Qtr 2: 0; 2006 Qtr 3: 0; 2006 Qtr 4: 0; 2007 Qtr 1: 0; 2007 Qtr 2: 0; 2007 Qtr 3: 0; 2007 Qtr 4: 80.0626; 2008 Qtr 1: 0; 2008 Qtr 2: 0; 2008 Qtr 3: 0; 2008 Qtr 4: 0 | 80.0626
0 | 234330-Premium T8 with T12 40 Watt Baseline - Tr1 |  | 7 | Commercial | 01-ALC-AllCommercial-IntLight | 0 |  |  |  |  | 13.9589 | 13.1897 | 0 | 0 | 0 | 0.76922 | 33.262 |  | kWh | 0.0095047 | -0.054473 | Commercial |  | Annual | [5 empty] | 11 | 0.96 |  |  |  | 0 | 0 | 90.9802 | 0 | 0 | 0 | 0 | 0 | 0 | 0 | 0 | 0 | 2006 Qtr 1: 0; 2006 Qtr 2: 0; 2006 Qtr 3: 0; 2006 Qtr 4: 0; 2007 Qtr 1: 90.9802; 2007 Qtr 2: 0; 2007 Qtr 3: 0; 2007 Qtr 4: 0; 2008 Qtr 1: 0; 2008 Qtr 2: 0; 2008 Qtr 3: 0; 2008 Qtr 4: 0 | 90.9802
0 | 234330-Premium T8 with T12 40 Watt Baseline - Tr1 |  | 7 | Commercial | 01-ALC-AllCommercial-IntLight | 0 |  |  |  |  | 13.9589 | 13.1897 | 0 | 0 | 0 | 0.76922 | 33.262 |  | kWh | 0.0095047 | -0.054473 | Commercial |  | Annual | [5 empty] | 11 | 0.96 |  |  |  | 0 | 0 | 54.5881 | 0 | 0 | 0 | 0 | 0 | 0 | 0 | 0 | 0 | 2006 Qtr 1: 0; 2006 Qtr 2: 0; 2006 Qtr 3: 0; 2006 Qtr 4: 0; 2007 Qtr 1: 54.5881; 2007 Qtr 2: 0; 2007 Qtr 3: 0; 2007 Qtr 4: 0; 2008 Qtr 1: 0; 2008 Qtr 2: 0; 2008 Qtr 3: 0; 2008 Qtr 4: 0 | 54.5881
0 | 234331-Premium T8 with T12 40 Watt Baseline - Tr2 |  | 7 | Commercial | 01-ALC-AllCommercial-IntLight | 0 |  |  |  |  | 13.9591 | 9.8923 | 0 | 0 | 0 | 4.0668 | 31.1202 |  | kWh | 0.0096442 | -0.050965 | Commercial |  | Annual | [5 empty] | 11 | 0.96 |  |  |  | 0 | 0 | 32.7529 | 0 | 0 | 0 | 0 | 0 | 0 | 0 | 0 | 0 | 2006 Qtr 1: 0; 2006 Qtr 2: 0; 2006 Qtr 3: 0; 2006 Qtr 4: 0; 2007 Qtr 1: 32.7529; 2007 Qtr 2: 0; 2007 Qtr 3: 0; 2007 Qtr 4: 0; 2008 Qtr 1: 0; 2008 Qtr 2: 0; 2008 Qtr 3: 0; 2008 Qtr 4: 0 | 32.7529
0 | 234330-Premium T8 with T12 40 Watt Baseline - Tr1 |  | 7 | Commercial | 01-ALC-AllCommercial-IntLight | 0 |  |  |  |  | 13.9589 | 13.1897 | 0 | 0 | 0 | 0.76922 | 34.727 |  | kWh | 0.010491 | -0.056872 | Commercial |  | Annual | [5 empty] | 11 | 0.96 |  |  |  | 0 | 0 | 54.5881 | 0 | 0 | 0 | 0 | 0 | 0 | 0 | 0 | 0 | 2006 Qtr 1: 0; 2006 Qtr 2: 0; 2006 Qtr 3: 0; 2006 Qtr 4: 0; 2007 Qtr 1: 54.5881; 2007 Qtr 2: 0; 2007 Qtr 3: 0; 2007 Qtr 4: 0; 2008 Qtr 1: 0; 2008 Qtr 2: 0; 2008 Qtr 3: 0; 2008 Qtr 4: 0 | 54.5881
0 | 234330-Premium T8 with T12 40 Watt Baseline - Tr1 |  | 7 | Commercial | 01-ALC-AllCommercial-IntLight | 0 |  |  |  |  | 13.9589 | 13.1897 | 0 | 0 | 0 | 0.76922 | 32.1182 |  | kWh | 0.010339 | -0.052599 | Commercial |  | Annual | [5 empty] | 11 | 0.96 |  |  |  | 0 | 0 | 156.486 | 0 | 0 | 0 | 0 | 0 | 0 | 0 | 0 | 0 | 2006 Qtr 1: 0; 2006 Qtr 2: 0; 2006 Qtr 3: 0; 2006 Qtr 4: 0; 2007 Qtr 1: 156.486; 2007 Qtr 2: 0; 2007 Qtr 3: 0; 2007 Qtr 4: 0; 2008 Qtr 1: 0; 2008 Qtr 2: 0; 2008 Qtr 3: 0; 2008 Qtr 4: 0 | 156.486
0 | 234303-Lighting-Remove 4 Ft Lamp (De-Lamp) - Tr1 | COFL00AVDEL01 | 7 | Commercial | 01-ALC-AllCommercial-IntLight | 0 |  |  |  |  | 28.2518 | 16.4871 | 0 | 0 | 0 | 11.7647 | 106.7995 |  | kWh | 0.03438 | -0.1749 | Commercial |  | Annual | [5 empty] | 11 | 0.96 |  |  |  | 0 | 0 | 32.7529 | 0 | 0 | 0 | 0 | 0 | 0 | 0 | 0 | 0 | 2006 Qtr 1: 0; 2006 Qtr 2: 0; 2006 Qtr 3: 0; 2006 Qtr 4: 0; 2007 Qtr 1: 32.7529; 2007 Qtr 2: 0; 2007 Qtr 3: 0; 2007 Qtr 4: 0; 2008 Qtr 1: 0; 2008 Qtr 2: 0; 2008 Qtr 3: 0; 2008 Qtr 4: 0 | 32.7529
0 | 234331-Premium T8 with T12 40 Watt Baseline - Tr2 |  | 7 | Commercial | 01-ALC-AllCommercial-IntLight | 0 |  |  |  |  | 13.9591 | 9.8923 | 0 | 0 | 0 | 4.0668 | 31.1202 |  | kWh | 0.0096442 | -0.050965 | Commercial |  | Annual | [5 empty] | 11 | 0.96 |  |  |  | 0 | 0 | 14.5568 | 0 | 0 | 0 | 0 | 0 | 0 | 0 | 0 | 0 | 2006 Qtr 1: 0; 2006 Qtr 2: 0; 2006 Qtr 3: 0; 2006 Qtr 4: 0; 2007 Qtr 1: 0; 2007 Qtr 2: 0; 2007 Qtr 3: 0; 2007 Qtr 4: 14.5568; 2008 Qtr 1: 0; 2008 Qtr 2: 0; 2008 Qtr 3: 0; 2008 Qtr 4: 0 | 14.5568
0 | 234330-Premium T8 with T12 40 Watt Baseline - Tr1 |  | 7 | Commercial | 01-ALC-AllCommercial-IntLight | 0 |  |  |  |  | 13.9589 | 13.1897 | 0 | 0 | 0 | 0.76922 | 34.727 |  | kWh | 0.010491 | -0.056872 | Commercial |  | Annual | [5 empty] | 11 | 0.96 |  |  |  | 0 | 0 | 36.3921 | 0 | 0 | 0 | 0 | 0 | 0 | 0 | 0 | 0 | 2006 Qtr 1: 0; 2006 Qtr 2: 0; 2006 Qtr 3: 0; 2006 Qtr 4: 0; 2007 Qtr 1: 0; 2007 Qtr 2: 0; 2007 Qtr 3: 0; 2007 Qtr 4: 36.3921; 2008 Qtr 1: 0; 2008 Qtr 2: 0; 2008 Qtr 3: 0; 2008 Qtr 4: 0 | 36.3921
0 | 234126-Refrigeration - Efficient Evap Fan Motor Electronically Commutated Motor (ECM) | Averaged DEER Msrs | 10 | Commercial | 01-ALC-AllCommercial-Refrig | 0 |  |  |  |  | 6.7904 | 150 | 0 | 0 | 0 | -143.2096 | 116.369 |  | kWh | 0.015845 | -0.11528 | Commercial |  | Annual | [5 empty] | 15 | 0.96 |  |  |  | 0 | 0 | 3 | 0 | 0 | 0 | 0 | 0 | 0 | 0 | 0 | 0 | 2006 Qtr 1: 0; 2006 Qtr 2: 0; 2006 Qtr 3: 0; 2006 Qtr 4: 0; 2007 Qtr 1: 3; 2007 Qtr 2: 0; 2007 Qtr 3: 0; 2007 Qtr 4: 0; 2008 Qtr 1: 0; 2008 Qtr 2: 0; 2008 Qtr 3: 0; 2008 Qtr 4: 0 | 3
0 | 234330-Premium T8 with T12 40 Watt Baseline - Tr1 |  | 10 | Commercial | 01-ALC-AllCommercial-IntLight | 0 |  |  |  |  | 13.9589 | 13.1897 | 0 | 0 | 0 | 0.76922 | 34.727 |  | kWh | 0.010491 | -0.056872 | Commercial |  | Annual | [5 empty] | 11 | 0.96 |  |  |  | 0 | 0 | 61.8665 | 0 | 0 | 0 | 0 | 0 | 0 | 0 | 0 | 0 | 2006 Qtr 1: 0; 2006 Qtr 2: 0; 2006 Qtr 3: 0; 2006 Qtr 4: 0; 2007 Qtr 1: 0; 2007 Qtr 2: 0; 2007 Qtr 3: 0; 2007 Qtr 4: 61.8665; 2008 Qtr 1: 0; 2008 Qtr 2: 0; 2008 Qtr 3: 0; 2008 Qtr 4: 0 | 61.8665
0 | 234330-Premium T8 with T12 40 Watt Baseline - Tr1 |  | 10 | Commercial | 01-ALC-AllCommercial-IntLight | 0 |  |  |  |  | 13.9589 | 13.1897 | 0 | 0 | 0 | 0.76922 | 34.727 |  | kWh | 0.010491 | -0.056872 | Commercial |  | Annual | [5 empty] | 11 | 0.96 |  |  |  | 0 | 0 | 69.145 | 0 | 0 | 0 | 0 | 0 | 0 | 0 | 0 | 0 | 2006 Qtr 1: 0; 2006 Qtr 2: 0; 2006 Qtr 3: 0; 2006 Qtr 4: 0; 2007 Qtr 1: 0; 2007 Qtr 2: 0; 2007 Qtr 3: 0; 2007 Qtr 4: 69.145; 2008 Qtr 1: 0; 2008 Qtr 2: 0; 2008 Qtr 3: 0; 2008 Qtr 4: 0 | 69.145
0 | 234330-Premium T8 with T12 40 Watt Baseline - Tr1 |  | 7 | Commercial | 01-ALC-AllCommercial-IntLight | 0 |  |  |  |  | 13.9589 | 13.1897 | 0 | 0 | 0 | 0.76922 | 30.14 |  | kWh | 0.0093405 | -0.04936 | Commercial |  | Annual | [5 empty] | 11 | 0.96 |  |  |  | 0 | 0 | 254.7446 | 0 | 0 | 0 | 0 | 0 | 0 | 0 | 0 | 0 | 2006 Qtr 1: 0; 2006 Qtr 2: 0; 2006 Qtr 3: 0; 2006 Qtr 4: 0; 2007 Qtr 1: 0; 2007 Qtr 2: 0; 2007 Qtr 3: 0; 2007 Qtr 4: 254.7446; 2008 Qtr 1: 0; 2008 Qtr 2: 0; 2008 Qtr 3: 0; 2008 Qtr 4: 0 | 254.7446
0 | 234303-Lighting-Remove 4 Ft Lamp (De-Lamp) - Tr1 | COFL00AVDEL01 | 7 | Commercial | 01-ALC-AllCommercial-IntLight | 0 |  |  |  |  | 28.2518 | 16.4871 | 0 | 0 | 0 | 11.7647 | 100.2216 |  | kWh | 0.031059 | -0.16413 | Commercial |  | Annual | [5 empty] | 11 | 0.96 |  |  |  | 0 | 0 | 229.2701 | 0 | 0 | 0 | 0 | 0 | 0 | 0 | 0 | 0 | 2006 Qtr 1: 0; 2006 Qtr 2: 0; 2006 Qtr 3: 0; 2006 Qtr 4: 0; 2007 Qtr 1: 0; 2007 Qtr 2: 0; 2007 Qtr 3: 0; 2007 Qtr 4: 229.2701; 2008 Qtr 1: 0; 2008 Qtr 2: 0; 2008 Qtr 3: 0; 2008 Qtr 4: 0 | 229.2701
0 | 234049-Lighting-LED Exit Sign New Sign | CALC00AVETS01 | 7 | Commercial | 02-ASM-Assembly-Exit | 0 |  |  |  |  | 65.3696 | 45 | 0 | 0 | 0 | 20.3696 | 351.311 |  | kWh | 0 | 0 | Commercial |  | Annual | [5 empty] | 16 | 0.96 |  |  |  | 0 | 0 | 2 | 0 | 0 | 0 | 0 | 0 | 0 | 0 | 0 | 0 | 2006 Qtr 1: 0; 2006 Qtr 2: 0; 2006 Qtr 3: 0; 2006 Qtr 4: 0; 2007 Qtr 1: 0; 2007 Qtr 2: 0; 2007 Qtr 3: 0; 2007 Qtr 4: 2; 2008 Qtr 1: 0; 2008 Qtr 2: 0; 2008 Qtr 3: 0; 2008 Qtr 4: 0 | 2
0 | 234330-Premium T8 with T12 40 Watt Baseline - Tr1 |  | 7 | Commercial | 01-ALC-AllCommercial-IntLight | 0 |  |  |  |  | 13.9589 | 13.1897 | 0 | 0 | 0 | 0.76922 | 30.14 |  | kWh | 0.0093405 | -0.04936 | Commercial |  | Annual | [5 empty] | 11 | 0.96 |  |  |  | 0 | 0 | 72.7842 | 0 | 0 | 0 | 0 | 0 | 0 | 0 | 0 | 0 | 2006 Qtr 1: 0; 2006 Qtr 2: 0; 2006 Qtr 3: 0; 2006 Qtr 4: 0; 2007 Qtr 1: 0; 2007 Qtr 2: 0; 2007 Qtr 3: 0; 2007 Qtr 4: 72.7842; 2008 Qtr 1: 0; 2008 Qtr 2: 0; 2008 Qtr 3: 0; 2008 Qtr 4: 0 | 72.7842
0 | 234303-Lighting-Remove 4 Ft Lamp (De-Lamp) - Tr1 | COFL00AVDEL01 | 7 | Commercial | 01-ALC-AllCommercial-IntLight | 0 |  |  |  |  | 28.2518 | 16.4871 | 0 | 0 | 0 | 11.7647 | 100.2216 |  | kWh | 0.031059 | -0.16413 | Commercial |  | Annual | [5 empty] | 11 | 0.96 |  |  |  | 0 | 0 | 3.6392 | 0 | 0 | 0 | 0 | 0 | 0 | 0 | 0 | 0 | 2006 Qtr 1: 0; 2006 Qtr 2: 0; 2006 Qtr 3: 0; 2006 Qtr 4: 0; 2007 Qtr 1: 0; 2007 Qtr 2: 0; 2007 Qtr 3: 0; 2007 Qtr 4: 3.6392; 2008 Qtr 1: 0; 2008 Qtr 2: 0; 2008 Qtr 3: 0; 2008 Qtr 4: 0 | 3.6392
0 | 234049-Lighting-LED Exit Sign New Sign | CALC00AVETS01 | 7 | Commercial | 02-ASM-Assembly-Exit | 0 |  |  |  |  | 65.3696 | 45 | 0 | 0 | 0 | 20.3696 | 351.311 |  | kWh | 0 | 0 | Commercial |  | Annual | [5 empty] | 16 | 0.96 |  |  |  | 0 | 0 | 17 | 0 | 0 | 0 | 0 | 0 | 0 | 0 | 0 | 0 | 2006 Qtr 1: 0; 2006 Qtr 2: 0; 2006 Qtr 3: 0; 2006 Qtr 4: 0; 2007 Qtr 1: 0; 2007 Qtr 2: 0; 2007 Qtr 3: 0; 2007 Qtr 4: 17; 2008 Qtr 1: 0; 2008 Qtr 2: 0; 2008 Qtr 3: 0; 2008 Qtr 4: 0 | 17
0 | 234330-Premium T8 with T12 40 Watt Baseline - Tr1 |  | 7 | Commercial | 01-ALC-AllCommercial-IntLight | 0 |  |  |  |  | 13.9589 | 13.1897 | 0 | 0 | 0 | 0.76922 | 16.7728 |  | kWh | 0.0038804 | -0.027468 | Commercial |  | Annual | [5 empty] | 11 | 0.96 |  |  |  | 0 | 0 | 154.6664 | 0 | 0 | 0 | 0 | 0 | 0 | 0 | 0 | 0 | 2006 Qtr 1: 0; 2006 Qtr 2: 0; 2006 Qtr 3: 0; 2006 Qtr 4: 0; 2007 Qtr 1: 154.6664; 2007 Qtr 2: 0; 2007 Qtr 3: 0; 2007 Qtr 4: 0; 2008 Qtr 1: 0; 2008 Qtr 2: 0; 2008 Qtr 3: 0; 2008 Qtr 4: 0 | 154.6664
0 | 234331-Premium T8 with T12 40 Watt Baseline - Tr2 |  | 7 | Commercial | 01-ALC-AllCommercial-IntLight | 0 |  |  |  |  | 13.9591 | 9.8923 | 0 | 0 | 0 | 4.0668 | 31.1202 |  | kWh | 0.0096442 | -0.050965 | Commercial |  | Annual | [5 empty] | 11 | 0.96 |  |  |  | 0 | 0 | 69.145 | 0 | 0 | 0 | 0 | 0 | 0 | 0 | 0 | 0 | 2006 Qtr 1: 0; 2006 Qtr 2: 0; 2006 Qtr 3: 0; 2006 Qtr 4: 0; 2007 Qtr 1: 69.145; 2007 Qtr 2: 0; 2007 Qtr 3: 0; 2007 Qtr 4: 0; 2008 Qtr 1: 0; 2008 Qtr 2: 0; 2008 Qtr 3: 0; 2008 Qtr 4: 0 | 69.145
0 | 234301-Lighting-Remove 3 Ft Lamp (De-Lamp) - Tr2 |  | 7 | Commercial | 01-ALC-AllCommercial-IntLight | 0 |  |  |  |  | 20.8837 | 8.2436 | 0 | 0 | 0 | 12.6401 | 84.4655 |  | kWh | 0.026176 | -0.13833 | Commercial |  | Annual | [5 empty] | 11 | 0.96 |  |  |  | 0 | 0 | 34.5725 | 0 | 0 | 0 | 0 | 0 | 0 | 0 | 0 | 0 | 2006 Qtr 1: 0; 2006 Qtr 2: 0; 2006 Qtr 3: 0; 2006 Qtr 4: 0; 2007 Qtr 1: 34.5725; 2007 Qtr 2: 0; 2007 Qtr 3: 0; 2007 Qtr 4: 0; 2008 Qtr 1: 0; 2008 Qtr 2: 0; 2008 Qtr 3: 0; 2008 Qtr 4: 0 | 34.5725
0 | 234208-Lighting-8 Ft T-8 with Elec Ballast-Tr2 |  | 7 | Commercial | 01-ALC-AllCommercial-IntLight | 0 |  |  |  |  | 35.7165 | 16.4871 | 0 | 0 | 0 | 19.2294 | 29.0804 |  | kWh | 0.0087852 | -0.047624 | Commercial |  | Annual | [5 empty] | 11 | 0.96 |  |  |  | 0 | 0 | 3.6392 | 0 | 0 | 0 | 0 | 0 | 0 | 0 | 0 | 0 | 2006 Qtr 1: 0; 2006 Qtr 2: 0; 2006 Qtr 3: 0; 2006 Qtr 4: 0; 2007 Qtr 1: 0; 2007 Qtr 2: 0; 2007 Qtr 3: 0; 2007 Qtr 4: 3.6392; 2008 Qtr 1: 0; 2008 Qtr 2: 0; 2008 Qtr 3: 0; 2008 Qtr 4: 0 | 3.6392
0 | 234331-Premium T8 with T12 40 Watt Baseline - Tr2 |  | 7 | Commercial | 01-ALC-AllCommercial-IntLight | 0 |  |  |  |  | 13.9591 | 9.8923 | 0 | 0 | 0 | 4.0668 | 35.8564 |  | kWh | 0.010832 | -0.058721 | Commercial |  | Annual | [5 empty] | 11 | 0.96 |  |  |  | 0 | 0 | 9.098 | 0 | 0 | 0 | 0 | 0 | 0 | 0 | 0 | 0 | 2006 Qtr 1: 0; 2006 Qtr 2: 0; 2006 Qtr 3: 0; 2006 Qtr 4: 0; 2007 Qtr 1: 0; 2007 Qtr 2: 0; 2007 Qtr 3: 0; 2007 Qtr 4: 9.098; 2008 Qtr 1: 0; 2008 Qtr 2: 0; 2008 Qtr 3: 0; 2008 Qtr 4: 0 | 9.098
0 | 234304-Lighting-Remove 4 Ft Lamp (De-Lamp) - Tr2 | COFL00AVDEL01 | 7 | Commercial | 01-ALC-AllCommercial-IntLight | 0 |  |  |  |  | 28.2538 | 12.3653 | 0 | 0 | 0 | 15.8885 | 115.4744 |  | kWh | 0.034885 | -0.18911 | Commercial |  | Annual | [5 empty] | 11 | 0.96 |  |  |  | 0 | 0 | 9.098 | 0 | 0 | 0 | 0 | 0 | 0 | 0 | 0 | 0 | 2006 Qtr 1: 0; 2006 Qtr 2: 0; 2006 Qtr 3: 0; 2006 Qtr 4: 0; 2007 Qtr 1: 0; 2007 Qtr 2: 0; 2007 Qtr 3: 0; 2007 Qtr 4: 9.098; 2008 Qtr 1: 0; 2008 Qtr 2: 0; 2008 Qtr 3: 0; 2008 Qtr 4: 0 | 9.098
0 | 234330-Premium T8 with T12 40 Watt Baseline - Tr1 |  | 10 | Commercial | 01-ALC-AllCommercial-IntLight | 0 |  |  |  |  | 13.9589 | 13.1897 | 0 | 0 | 0 | 0.76922 | 30.14 |  | kWh | 0.0093405 | -0.04936 | Commercial |  | Annual | [5 empty] | 11 | 0.96 |  |  |  | 0 | 0 | 16.3764 | 0 | 0 | 0 | 0 | 0 | 0 | 0 | 0 | 0 | 2006 Qtr 1: 0; 2006 Qtr 2: 0; 2006 Qtr 3: 0; 2006 Qtr 4: 0; 2007 Qtr 1: 16.3764; 2007 Qtr 2: 0; 2007 Qtr 3: 0; 2007 Qtr 4: 0; 2008 Qtr 1: 0; 2008 Qtr 2: 0; 2008 Qtr 3: 0; 2008 Qtr 4: 0 | 16.3764
0 | 234331-Premium T8 with T12 40 Watt Baseline - Tr2 |  | 7 | Commercial | 01-ALC-AllCommercial-IntLight | 0 |  |  |  |  | 13.9591 | 9.8923 | 0 | 0 | 0 | 4.0668 | 30.7912 |  | kWh | 0.011091 | -0.11995 | Commercial |  | Annual | [5 empty] | 11 | 0.96 |  |  |  | 0 | 0 | 52.7685 | 0 | 0 | 0 | 0 | 0 | 0 | 0 | 0 | 0 | 2006 Qtr 1: 0; 2006 Qtr 2: 0; 2006 Qtr 3: 0; 2006 Qtr 4: 0; 2007 Qtr 1: 0; 2007 Qtr 2: 0; 2007 Qtr 3: 0; 2007 Qtr 4: 52.7685; 2008 Qtr 1: 0; 2008 Qtr 2: 0; 2008 Qtr 3: 0; 2008 Qtr 4: 0 | 52.7685
0 | 234332-Premium T8 with T12 40 Watt Baseline - Tr3 |  | 10 | Commercial | 01-ALC-AllCommercial-IntLight | 0 |  |  |  |  | 13.9591 | 7.1444 | 0 | 0 | 0 | 6.8147 | 28.1797 |  | kWh | 0.008733 | -0.046149 | Commercial |  | Annual | [5 empty] | 11 | 0.96 |  |  |  | 0 | 0 | 27.2941 | 0 | 0 | 0 | 0 | 0 | 0 | 0 | 0 | 0 | 2006 Qtr 1: 0; 2006 Qtr 2: 0; 2006 Qtr 3: 0; 2006 Qtr 4: 0; 2007 Qtr 1: 27.2941; 2007 Qtr 2: 0; 2007 Qtr 3: 0; 2007 Qtr 4: 0; 2008 Qtr 1: 0; 2008 Qtr 2: 0; 2008 Qtr 3: 0; 2008 Qtr 4: 0 | 27.2941
0 | 234305-Lighting-Remove 4 Ft Lamp (De-Lamp) - Tr3 | COFL00AVDEL01 | 10 | Commercial | 01-ALC-AllCommercial-IntLight | 0 |  |  |  |  | 28.2538 | 8.7931 | 0 | 0 | 0 | 19.4607 | 100.2216 |  | kWh | 0.031059 | -0.16413 | Commercial |  | Annual | [5 empty] | 11 | 0.96 |  |  |  | 0 | 0 | 27.2941 | 0 | 0 | 0 | 0 | 0 | 0 | 0 | 0 | 0 | 2006 Qtr 1: 0; 2006 Qtr 2: 0; 2006 Qtr 3: 0; 2006 Qtr 4: 0; 2007 Qtr 1: 27.2941; 2007 Qtr 2: 0; 2007 Qtr 3: 0; 2007 Qtr 4: 0; 2008 Qtr 1: 0; 2008 Qtr 2: 0; 2008 Qtr 3: 0; 2008 Qtr 4: 0 | 27.2941
0 | 234126-Refrigeration - Efficient Evap Fan Motor Electronically Commutated Motor (ECM) | Averaged DEER Msrs | 7 | Commercial | 01-ALC-AllCommercial-Refrig | 0 |  |  |  |  | 6.7904 | 150 | 0 | 0 | 0 | -143.2096 | 116.369 |  | kWh | 0.015845 | -0.11528 | Commercial |  | Annual | [5 empty] | 15 | 0.96 |  |  |  | 0 | 0 | 5 | 0 | 0 | 0 | 0 | 0 | 0 | 0 | 0 | 0 | 2006 Qtr 1: 0; 2006 Qtr 2: 0; 2006 Qtr 3: 0; 2006 Qtr 4: 0; 2007 Qtr 1: 5; 2007 Qtr 2: 0; 2007 Qtr 3: 0; 2007 Qtr 4: 0; 2008 Qtr 1: 0; 2008 Qtr 2: 0; 2008 Qtr 3: 0; 2008 Qtr 4: 0 | 5
0 | 234330-Premium T8 with T12 40 Watt Baseline - Tr1 |  | 7 | Commercial | 01-ALC-AllCommercial-IntLight | 0 |  |  |  |  | 13.9589 | 13.1897 | 0 | 0 | 0 | 0.76922 | 65.4159 |  | kWh | 0.012906 | -0.10713 | Commercial |  | Annual | [5 empty] | 11 | 0.96 |  |  |  | 0 | 0 | 25.4745 | 0 | 0 | 0 | 0 | 0 | 0 | 0 | 0 | 0 | 2006 Qtr 1: 0; 2006 Qtr 2: 0; 2006 Qtr 3: 0; 2006 Qtr 4: 0; 2007 Qtr 1: 25.4745; 2007 Qtr 2: 0; 2007 Qtr 3: 0; 2007 Qtr 4: 0; 2008 Qtr 1: 0; 2008 Qtr 2: 0; 2008 Qtr 3: 0; 2008 Qtr 4: 0 | 25.4745
0 | 234330-Premium T8 with T12 40 Watt Baseline - Tr1 |  | System | Commercial | 01-ALC-AllCommercial-IntLight | 0 |  |  |  |  | 13.9589 | 13.1897 | 0 | 0 | 0 | 0.76922 | 38.5499 |  | kWh | 0.01239 | -0.063133 | Commercial |  | Annual | [5 empty] | 11 | 0.96 |  |  |  | 0 | 0 | 232.9094 | 0 | 0 | 0 | 0 | 0 | 0 | 0 | 0 | 0 | 2006 Qtr 1: 0; 2006 Qtr 2: 0; 2006 Qtr 3: 0; 2006 Qtr 4: 0; 2007 Qtr 1: 232.9094; 2007 Qtr 2: 0; 2007 Qtr 3: 0; 2007 Qtr 4: 0; 2008 Qtr 1: 0; 2008 Qtr 2: 0; 2008 Qtr 3: 0; 2008 Qtr 4: 0 | 232.9094
0 | 234330-Premium T8 with T12 40 Watt Baseline - Tr1 |  | 7 | Commercial | 01-ALC-AllCommercial-IntLight | 0 |  |  |  |  | 13.9589 | 13.1897 | 0 | 0 | 0 | 0.76922 | 30.14 |  | kWh | 0.0093405 | -0.04936 | Commercial |  | Annual | [5 empty] | 11 | 0.96 |  |  |  | 0 | 0 | 127.3723 | 0 | 0 | 0 | 0 | 0 | 0 | 0 | 0 | 0 | 2006 Qtr 1: 0; 2006 Qtr 2: 0; 2006 Qtr 3: 0; 2006 Qtr 4: 0; 2007 Qtr 1: 127.3723; 2007 Qtr 2: 0; 2007 Qtr 3: 0; 2007 Qtr 4: 0; 2008 Qtr 1: 0; 2008 Qtr 2: 0; 2008 Qtr 3: 0; 2008 Qtr 4: 0 | 127.3723
0 | 234331-Premium T8 with T12 40 Watt Baseline - Tr2 |  | 10 | Commercial | 01-ALC-AllCommercial-IntLight | 0 |  |  |  |  | 13.9591 | 9.8923 | 0 | 0 | 0 | 4.0668 | 35.8564 |  | kWh | 0.010832 | -0.058721 | Commercial |  | Annual | [5 empty] | 11 | 0.96 |  |  |  | 0 | 0 | 94.6194 | 0 | 0 | 0 | 0 | 0 | 0 | 0 | 0 | 0 | 2006 Qtr 1: 0; 2006 Qtr 2: 0; 2006 Qtr 3: 0; 2006 Qtr 4: 0; 2007 Qtr 1: 0; 2007 Qtr 2: 0; 2007 Qtr 3: 0; 2007 Qtr 4: 94.6194; 2008 Qtr 1: 0; 2008 Qtr 2: 0; 2008 Qtr 3: 0; 2008 Qtr 4: 0 | 94.6194
0 | 234304-Lighting-Remove 4 Ft Lamp (De-Lamp) - Tr2 | COFL00AVDEL01 | 10 | Commercial | 01-ALC-AllCommercial-IntLight | 0 |  |  |  |  | 28.2538 | 12.3653 | 0 | 0 | 0 | 15.8885 | 115.4744 |  | kWh | 0.034885 | -0.18911 | Commercial |  | Annual | [5 empty] | 11 | 0.96 |  |  |  | 0 | 0 | 23.6549 | 0 | 0 | 0 | 0 | 0 | 0 | 0 | 0 | 0 | 2006 Qtr 1: 0; 2006 Qtr 2: 0; 2006 Qtr 3: 0; 2006 Qtr 4: 0; 2007 Qtr 1: 0; 2007 Qtr 2: 0; 2007 Qtr 3: 0; 2007 Qtr 4: 23.6549; 2008 Qtr 1: 0; 2008 Qtr 2: 0; 2008 Qtr 3: 0; 2008 Qtr 4: 0 | 23.6549
0 | 234307-Lighting-Remove 8 Ft Lamp (De-Lamp) - Tr2 | CRTL00AVDEL02 | 10 | Commercial | 01-ALC-AllCommercial-IntLight | 0 |  |  |  |  | 28.4684 | 16.4871 | 0 | 0 | 0 | 11.9813 | 190.5751 |  | kWh | 0.057573 | -0.3121 | Commercial |  | Annual | [5 empty] | 11 | 0.96 |  |  |  | 0 | 0 | 35.4823 | 0 | 0 | 0 | 0 | 0 | 0 | 0 | 0 | 0 | 2006 Qtr 1: 0; 2006 Qtr 2: 0; 2006 Qtr 3: 0; 2006 Qtr 4: 0; 2007 Qtr 1: 0; 2007 Qtr 2: 0; 2007 Qtr 3: 0; 2007 Qtr 4: 35.4823; 2008 Qtr 1: 0; 2008 Qtr 2: 0; 2008 Qtr 3: 0; 2008 Qtr 4: 0 | 35.4823
0 | 234331-Premium T8 with T12 40 Watt Baseline - Tr2 |  | 10 | Commercial | 14-MLI-Manufacturing–LightIndustry-LIGHT | 0 |  |  |  |  | 13.9591 | 9.8923 | 0 | 0 | 0 | 4.0668 | 31.5189 |  | kWh | 0.0096105 | -0.047789 | Commercial |  | Annual | [5 empty] | 11 | 0.96 |  |  |  | 0 | 0 | 105.5371 | 0 | 0 | 0 | 0 | 0 | 0 | 0 | 0 | 0 | 2006 Qtr 1: 0; 2006 Qtr 2: 0; 2006 Qtr 3: 0; 2006 Qtr 4: 0; 2007 Qtr 1: 0; 2007 Qtr 2: 0; 2007 Qtr 3: 0; 2007 Qtr 4: 105.5371; 2008 Qtr 1: 0; 2008 Qtr 2: 0; 2008 Qtr 3: 0; 2008 Qtr 4: 0 | 105.5371
0 | 234307-Lighting-Remove 8 Ft Lamp (De-Lamp) - Tr2 | CRTL00AVDEL02 | 10 | Commercial | 14-MLI-Manufacturing–LightIndustry-LIGHT | 0 |  |  |  |  | 28.4684 | 16.4871 | 0 | 0 | 0 | 11.9813 | 167.5216 |  | kWh | 0.05108 | -0.254 | Commercial |  | Annual | [5 empty] | 11 | 0.96 |  |  |  | 0 | 0 | 52.7685 | 0 | 0 | 0 | 0 | 0 | 0 | 0 | 0 | 0 | 2006 Qtr 1: 0; 2006 Qtr 2: 0; 2006 Qtr 3: 0; 2006 Qtr 4: 0; 2007 Qtr 1: 0; 2007 Qtr 2: 0; 2007 Qtr 3: 0; 2007 Qtr 4: 52.7685; 2008 Qtr 1: 0; 2008 Qtr 2: 0; 2008 Qtr 3: 0; 2008 Qtr 4: 0 | 52.7685
0 | 234331-Premium T8 with T12 40 Watt Baseline - Tr2 |  | 10 | Commercial | 14-MLI-Manufacturing–LightIndustry-LIGHT | 0 |  |  |  |  | 13.9591 | 9.8923 | 0 | 0 | 0 | 4.0668 | 31.5189 |  | kWh | 0.0096105 | -0.047789 | Commercial |  | Annual | [5 empty] | 11 | 0.96 |  |  |  | 0 | 0 | 14.5568 | 0 | 0 | 0 | 0 | 0 | 0 | 0 | 0 | 0 | 2006 Qtr 1: 0; 2006 Qtr 2: 0; 2006 Qtr 3: 0; 2006 Qtr 4: 0; 2007 Qtr 1: 0; 2007 Qtr 2: 0; 2007 Qtr 3: 0; 2007 Qtr 4: 14.5568; 2008 Qtr 1: 0; 2008 Qtr 2: 0; 2008 Qtr 3: 0; 2008 Qtr 4: 0 | 14.5568
0 | 234208-Lighting-8 Ft T-8 with Elec Ballast-Tr2 |  | 10 | Commercial | 14-MLI-Manufacturing–LightIndustry-LIGHT | 0 |  |  |  |  | 35.7165 | 16.4871 | 0 | 0 | 0 | 19.2294 | 25.5626 |  | kWh | 0.0077944 | -0.038758 | Commercial |  | Annual | [5 empty] | 11 | 0.96 |  |  |  | 0 | 0 | 2.7294 | 0 | 0 | 0 | 0 | 0 | 0 | 0 | 0 | 0 | 2006 Qtr 1: 0; 2006 Qtr 2: 0; 2006 Qtr 3: 0; 2006 Qtr 4: 0; 2007 Qtr 1: 0; 2007 Qtr 2: 0; 2007 Qtr 3: 0; 2007 Qtr 4: 2.7294; 2008 Qtr 1: 0; 2008 Qtr 2: 0; 2008 Qtr 3: 0; 2008 Qtr 4: 0 | 2.7294
0 | 234307-Lighting-Remove 8 Ft Lamp (De-Lamp) - Tr2 | CRTL00AVDEL02 | 10 | Commercial | 14-MLI-Manufacturing–LightIndustry-LIGHT | 0 |  |  |  |  | 28.4684 | 16.4871 | 0 | 0 | 0 | 11.9813 | 167.5216 |  | kWh | 0.05108 | -0.254 | Commercial |  | Annual | [5 empty] | 11 | 0.96 |  |  |  | 0 | 0 | 0.9098 | 0 | 0 | 0 | 0 | 0 | 0 | 0 | 0 | 0 | 2006 Qtr 1: 0; 2006 Qtr 2: 0; 2006 Qtr 3: 0; 2006 Qtr 4: 0; 2007 Qtr 1: 0; 2007 Qtr 2: 0; 2007 Qtr 3: 0; 2007 Qtr 4: 0.9098; 2008 Qtr 1: 0; 2008 Qtr 2: 0; 2008 Qtr 3: 0; 2008 Qtr 4: 0 | 0.9098
0 | 234331-Premium T8 with T12 40 Watt Baseline - Tr2 |  | 10 | Commercial | 14-MLI-Manufacturing–LightIndustry-LIGHT | 0 |  |  |  |  | 13.9591 | 9.8923 | 0 | 0 | 0 | 4.0668 | 31.5189 |  | kWh | 0.0096105 | -0.047789 | Commercial |  | Annual | [5 empty] | 11 | 0.96 |  |  |  | 0 | 0 | 43.6705 | 0 | 0 | 0 | 0 | 0 | 0 | 0 | 0 | 0 | 2006 Qtr 1: 0; 2006 Qtr 2: 0; 2006 Qtr 3: 0; 2006 Qtr 4: 0; 2007 Qtr 1: 0; 2007 Qtr 2: 0; 2007 Qtr 3: 0; 2007 Qtr 4: 43.6705; 2008 Qtr 1: 0; 2008 Qtr 2: 0; 2008 Qtr 3: 0; 2008 Qtr 4: 0 | 43.6705
0 | 234304-Lighting-Remove 4 Ft Lamp (De-Lamp) - Tr2 | COFL00AVDEL01 | 10 | Commercial | 14-MLI-Manufacturing–LightIndustry-LIGHT | 0 |  |  |  |  | 28.2538 | 12.3653 | 0 | 0 | 0 | 15.8885 | 101.5057 |  | kWh | 0.03095 | -0.1539 | Commercial |  | Annual | [5 empty] | 11 | 0.96 |  |  |  | 0 | 0 | 43.6705 | 0 | 0 | 0 | 0 | 0 | 0 | 0 | 0 | 0 | 2006 Qtr 1: 0; 2006 Qtr 2: 0; 2006 Qtr 3: 0; 2006 Qtr 4: 0; 2007 Qtr 1: 0; 2007 Qtr 2: 0; 2007 Qtr 3: 0; 2007 Qtr 4: 43.6705; 2008 Qtr 1: 0; 2008 Qtr 2: 0; 2008 Qtr 3: 0; 2008 Qtr 4: 0 | 43.6705
0 | 234331-Premium T8 with T12 40 Watt Baseline - Tr2 |  | 10 | Commercial | 14-MLI-Manufacturing–LightIndustry-LIGHT | 0 |  |  |  |  | 13.9591 | 9.8923 | 0 | 0 | 0 | 4.0668 | 31.5189 |  | kWh | 0.0096105 | -0.047789 | Commercial |  | Annual | [5 empty] | 11 | 0.96 |  |  |  | 0 | 0 | 10.9176 | 0 | 0 | 0 | 0 | 0 | 0 | 0 | 0 | 0 | 2006 Qtr 1: 0; 2006 Qtr 2: 0; 2006 Qtr 3: 0; 2006 Qtr 4: 0; 2007 Qtr 1: 0; 2007 Qtr 2: 0; 2007 Qtr 3: 0; 2007 Qtr 4: 10.9176; 2008 Qtr 1: 0; 2008 Qtr 2: 0; 2008 Qtr 3: 0; 2008 Qtr 4: 0 | 10.9176
0 | 234331-Premium T8 with T12 40 Watt Baseline - Tr2 |  | 7 | Commercial | 01-ALC-AllCommercial-IntLight | 0 |  |  |  |  | 13.9591 | 9.8923 | 0 | 0 | 0 | 4.0668 | 35.8564 |  | kWh | 0.010832 | -0.058721 | Commercial |  | Annual | [5 empty] | 11 | 0.96 |  |  |  | 0 | 0 | 36.3921 | 0 | 0 | 0 | 0 | 0 | 0 | 0 | 0 | 0 | 2006 Qtr 1: 0; 2006 Qtr 2: 0; 2006 Qtr 3: 0; 2006 Qtr 4: 0; 2007 Qtr 1: 0; 2007 Qtr 2: 0; 2007 Qtr 3: 0; 2007 Qtr 4: 36.3921; 2008 Qtr 1: 0; 2008 Qtr 2: 0; 2008 Qtr 3: 0; 2008 Qtr 4: 0 | 36.3921
0 | 234307-Lighting-Remove 8 Ft Lamp (De-Lamp) - Tr2 | CRTL00AVDEL02 | 7 | Commercial | 01-ALC-AllCommercial-IntLight | 0 |  |  |  |  | 28.4684 | 16.4871 | 0 | 0 | 0 | 11.9813 | 190.5751 |  | kWh | 0.057573 | -0.3121 | Commercial |  | Annual | [5 empty] | 11 | 0.96 |  |  |  | 0 | 0 | 18.196 | 0 | 0 | 0 | 0 | 0 | 0 | 0 | 0 | 0 | 2006 Qtr 1: 0; 2006 Qtr 2: 0; 2006 Qtr 3: 0; 2006 Qtr 4: 0; 2007 Qtr 1: 0; 2007 Qtr 2: 0; 2007 Qtr 3: 0; 2007 Qtr 4: 18.196; 2008 Qtr 1: 0; 2008 Qtr 2: 0; 2008 Qtr 3: 0; 2008 Qtr 4: 0 | 18.196
0 | 234330-Premium T8 with T12 40 Watt Baseline - Tr1 |  | 10 | Commercial | 23-RTL-Retail–SingleStorylarge-LIT_INT | 0 |  |  |  |  | 13.9589 | 13.1897 | 0 | 0 | 0 | 0.76922 | 35.5491 |  | kWh | 0.010588 | -0.076831 | Commercial |  | Annual | [5 empty] | 11 | 0.96 |  |  |  | 0 | 0 | 43.6705 | 0 | 0 | 0 | 0 | 0 | 0 | 0 | 0 | 0 | 2006 Qtr 1: 0; 2006 Qtr 2: 0; 2006 Qtr 3: 0; 2006 Qtr 4: 0; 2007 Qtr 1: 43.6705; 2007 Qtr 2: 0; 2007 Qtr 3: 0; 2007 Qtr 4: 0; 2008 Qtr 1: 0; 2008 Qtr 2: 0; 2008 Qtr 3: 0; 2008 Qtr 4: 0 | 43.6705
0 | 234303-Lighting-Remove 4 Ft Lamp (De-Lamp) - Tr1 | COFL00AVDEL01 | 10 | Commercial | 23-RTL-Retail–SingleStorylarge-LIT_INT | 0 |  |  |  |  | 28.2518 | 16.4871 | 0 | 0 | 0 | 11.7647 | 118.2081 |  | kWh | 0.035207 | -0.25548 | Commercial |  | Annual | [5 empty] | 11 | 0.96 |  |  |  | 0 | 0 | 29.1137 | 0 | 0 | 0 | 0 | 0 | 0 | 0 | 0 | 0 | 2006 Qtr 1: 0; 2006 Qtr 2: 0; 2006 Qtr 3: 0; 2006 Qtr 4: 0; 2007 Qtr 1: 29.1137; 2007 Qtr 2: 0; 2007 Qtr 3: 0; 2007 Qtr 4: 0; 2008 Qtr 1: 0; 2008 Qtr 2: 0; 2008 Qtr 3: 0; 2008 Qtr 4: 0 | 29.1137
0 | 234330-Premium T8 with T12 40 Watt Baseline - Tr1 |  | 10 | Commercial | 01-ALC-AllCommercial-IntLight | 0 |  |  |  |  | 13.9589 | 13.1897 | 0 | 0 | 0 | 0.76922 | 34.727 |  | kWh | 0.010491 | -0.056872 | Commercial |  | Annual | [5 empty] | 11 | 0.96 |  |  |  | 0 | 0 | 12.7372 | 0 | 0 | 0 | 0 | 0 | 0 | 0 | 0 | 0 | 2006 Qtr 1: 0; 2006 Qtr 2: 0; 2006 Qtr 3: 0; 2006 Qtr 4: 0; 2007 Qtr 1: 0; 2007 Qtr 2: 0; 2007 Qtr 3: 0; 2007 Qtr 4: 12.7372; 2008 Qtr 1: 0; 2008 Qtr 2: 0; 2008 Qtr 3: 0; 2008 Qtr 4: 0 | 12.7372
0 | 234207-Lighting-8 Ft T-8 with Elec Ballast-Tr1 |  | 10 | Commercial | 01-ALC-AllCommercial-IntLight | 0 |  |  |  |  | 35.7163 | 21.9828 | 0 | 0 | 0 | 13.7335 | 28.798 |  | kWh | 0.0086999 | -0.047162 | Commercial |  | Annual | [5 empty] | 11 | 0.96 |  |  |  | 0 | 0 | 3.6392 | 0 | 0 | 0 | 0 | 0 | 0 | 0 | 0 | 0 | 2006 Qtr 1: 0; 2006 Qtr 2: 0; 2006 Qtr 3: 0; 2006 Qtr 4: 0; 2007 Qtr 1: 0; 2007 Qtr 2: 0; 2007 Qtr 3: 0; 2007 Qtr 4: 3.6392; 2008 Qtr 1: 0; 2008 Qtr 2: 0; 2008 Qtr 3: 0; 2008 Qtr 4: 0 | 3.6392
0 | 234303-Lighting-Remove 4 Ft Lamp (De-Lamp) - Tr1 | COFL00AVDEL01 | 10 | Commercial | 01-ALC-AllCommercial-IntLight | 0 |  |  |  |  | 28.2518 | 16.4871 | 0 | 0 | 0 | 11.7647 | 115.4744 |  | kWh | 0.034885 | -0.18911 | Commercial |  | Annual | [5 empty] | 11 | 0.96 |  |  |  | 0 | 0 | 12.7372 | 0 | 0 | 0 | 0 | 0 | 0 | 0 | 0 | 0 | 2006 Qtr 1: 0; 2006 Qtr 2: 0; 2006 Qtr 3: 0; 2006 Qtr 4: 0; 2007 Qtr 1: 0; 2007 Qtr 2: 0; 2007 Qtr 3: 0; 2007 Qtr 4: 12.7372; 2008 Qtr 1: 0; 2008 Qtr 2: 0; 2008 Qtr 3: 0; 2008 Qtr 4: 0 | 12.7372
0 | 234330-Premium T8 with T12 40 Watt Baseline - Tr1 |  | 7 | Commercial | 23-RTL-Retail–SingleStorylarge-LIT_INT | 0 |  |  |  |  | 13.9589 | 13.1897 | 0 | 0 | 0 | 0.76922 | 35.6051 |  | kWh | 0.010639 | -0.048435 | Commercial |  | Annual | [5 empty] | 11 | 0.96 |  |  |  | 0 | 0 | 16.3764 | 0 | 0 | 0 | 0 | 0 | 0 | 0 | 0 | 0 | 2006 Qtr 1: 0; 2006 Qtr 2: 0; 2006 Qtr 3: 0; 2006 Qtr 4: 0; 2007 Qtr 1: 16.3764; 2007 Qtr 2: 0; 2007 Qtr 3: 0; 2007 Qtr 4: 0; 2008 Qtr 1: 0; 2008 Qtr 2: 0; 2008 Qtr 3: 0; 2008 Qtr 4: 0 | 16.3764
0 | 234303-Lighting-Remove 4 Ft Lamp (De-Lamp) - Tr1 | COFL00AVDEL01 | 7 | Commercial | 23-RTL-Retail–SingleStorylarge-LIT_INT | 0 |  |  |  |  | 28.2518 | 16.4871 | 0 | 0 | 0 | 11.7647 | 118.3941 |  | kWh | 0.035378 | -0.16106 | Commercial |  | Annual | [5 empty] | 11 | 0.96 |  |  |  | 0 | 0 | 14.5568 | 0 | 0 | 0 | 0 | 0 | 0 | 0 | 0 | 0 | 2006 Qtr 1: 0; 2006 Qtr 2: 0; 2006 Qtr 3: 0; 2006 Qtr 4: 0; 2007 Qtr 1: 14.5568; 2007 Qtr 2: 0; 2007 Qtr 3: 0; 2007 Qtr 4: 0; 2008 Qtr 1: 0; 2008 Qtr 2: 0; 2008 Qtr 3: 0; 2008 Qtr 4: 0 | 14.5568
0 | 234332-Premium T8 with T12 40 Watt Baseline - Tr3 |  | 7 | Commercial | 01-ALC-AllCommercial-IntLight | 0 |  |  |  |  | 13.9591 | 7.1444 | 0 | 0 | 0 | 6.8147 | 30.0292 |  | kWh | 0.0096667 | -0.049178 | Commercial |  | Annual | [5 empty] | 11 | 0.96 |  |  |  | 0 | 0 | 97.3488 | 0 | 0 | 0 | 0 | 0 | 0 | 0 | 0 | 0 | 2006 Qtr 1: 0; 2006 Qtr 2: 0; 2006 Qtr 3: 0; 2006 Qtr 4: 0; 2007 Qtr 1: 0; 2007 Qtr 2: 0; 2007 Qtr 3: 0; 2007 Qtr 4: 97.3488; 2008 Qtr 1: 0; 2008 Qtr 2: 0; 2008 Qtr 3: 0; 2008 Qtr 4: 0 | 97.3488
0 | 234305-Lighting-Remove 4 Ft Lamp (De-Lamp) - Tr3 | COFL00AVDEL01 | 7 | Commercial | 01-ALC-AllCommercial-IntLight | 0 |  |  |  |  | 28.2538 | 8.7931 | 0 | 0 | 0 | 19.4607 | 106.7995 |  | kWh | 0.03438 | -0.1749 | Commercial |  | Annual | [5 empty] | 11 | 0.96 |  |  |  | 0 | 0 | 42.7607 | 0 | 0 | 0 | 0 | 0 | 0 | 0 | 0 | 0 | 2006 Qtr 1: 0; 2006 Qtr 2: 0; 2006 Qtr 3: 0; 2006 Qtr 4: 0; 2007 Qtr 1: 0; 2007 Qtr 2: 0; 2007 Qtr 3: 0; 2007 Qtr 4: 42.7607; 2008 Qtr 1: 0; 2008 Qtr 2: 0; 2008 Qtr 3: 0; 2008 Qtr 4: 0 | 42.7607
0 | 234332-Premium T8 with T12 40 Watt Baseline - Tr3 |  | 10 | Commercial | 01-ALC-AllCommercial-IntLight | 0 |  |  |  |  | 13.9591 | 7.1444 | 0 | 0 | 0 | 6.8147 | 28.1797 |  | kWh | 0.008733 | -0.046149 | Commercial |  | Annual | [5 empty] | 11 | 0.96 |  |  |  | 0 | 0 | 30.9333 | 0 | 0 | 0 | 0 | 0 | 0 | 0 | 0 | 0 | 2006 Qtr 1: 0; 2006 Qtr 2: 0; 2006 Qtr 3: 0; 2006 Qtr 4: 0; 2007 Qtr 1: 30.9333; 2007 Qtr 2: 0; 2007 Qtr 3: 0; 2007 Qtr 4: 0; 2008 Qtr 1: 0; 2008 Qtr 2: 0; 2008 Qtr 3: 0; 2008 Qtr 4: 0 | 30.9333
0 | 234305-Lighting-Remove 4 Ft Lamp (De-Lamp) - Tr3 | COFL00AVDEL01 | 10 | Commercial | 01-ALC-AllCommercial-IntLight | 0 |  |  |  |  | 28.2538 | 8.7931 | 0 | 0 | 0 | 19.4607 | 100.2216 |  | kWh | 0.031059 | -0.16413 | Commercial |  | Annual | [5 empty] | 11 | 0.96 |  |  |  | 0 | 0 | 17.2862 | 0 | 0 | 0 | 0 | 0 | 0 | 0 | 0 | 0 | 2006 Qtr 1: 0; 2006 Qtr 2: 0; 2006 Qtr 3: 0; 2006 Qtr 4: 0; 2007 Qtr 1: 17.2862; 2007 Qtr 2: 0; 2007 Qtr 3: 0; 2007 Qtr 4: 0; 2008 Qtr 1: 0; 2008 Qtr 2: 0; 2008 Qtr 3: 0; 2008 Qtr 4: 0 | 17.2862
0 | 234331-Premium T8 with T12 40 Watt Baseline - Tr2 |  | 10 | Commercial | 01-ALC-AllCommercial-IntLight | 0 |  |  |  |  | 13.9591 | 9.8923 | 0 | 0 | 0 | 4.0668 | 35.8564 |  | kWh | 0.010832 | -0.058721 | Commercial |  | Annual | [5 empty] | 11 | 0.96 |  |  |  | 0 | 0 | 81.8822 | 0 | 0 | 0 | 0 | 0 | 0 | 0 | 0 | 0 | 2006 Qtr 1: 0; 2006 Qtr 2: 0; 2006 Qtr 3: 0; 2006 Qtr 4: 0; 2007 Qtr 1: 0; 2007 Qtr 2: 0; 2007 Qtr 3: 0; 2007 Qtr 4: 81.8822; 2008 Qtr 1: 0; 2008 Qtr 2: 0; 2008 Qtr 3: 0; 2008 Qtr 4: 0 | 81.8822
0 | 234304-Lighting-Remove 4 Ft Lamp (De-Lamp) - Tr2 | COFL00AVDEL01 | 10 | Commercial | 01-ALC-AllCommercial-IntLight | 0 |  |  |  |  | 28.2538 | 12.3653 | 0 | 0 | 0 | 15.8885 | 115.4744 |  | kWh | 0.034885 | -0.18911 | Commercial |  | Annual | [5 empty] | 11 | 0.96 |  |  |  | 0 | 0 | 40.9411 | 0 | 0 | 0 | 0 | 0 | 0 | 0 | 0 | 0 | 2006 Qtr 1: 0; 2006 Qtr 2: 0; 2006 Qtr 3: 0; 2006 Qtr 4: 0; 2007 Qtr 1: 0; 2007 Qtr 2: 0; 2007 Qtr 3: 0; 2007 Qtr 4: 40.9411; 2008 Qtr 1: 0; 2008 Qtr 2: 0; 2008 Qtr 3: 0; 2008 Qtr 4: 0 | 40.9411
0 | 234331-Premium T8 with T12 40 Watt Baseline - Tr2 |  | 7 | Commercial | 01-ALC-AllCommercial-IntLight | 0 |  |  |  |  | 13.9591 | 9.8923 | 0 | 0 | 0 | 4.0668 | 35.8564 |  | kWh | 0.010832 | -0.058721 | Commercial |  | Annual | [5 empty] | 11 | 0.96 |  |  |  | 0 | 0 | 7.2784 | 0 | 0 | 0 | 0 | 0 | 0 | 0 | 0 | 0 | 2006 Qtr 1: 0; 2006 Qtr 2: 0; 2006 Qtr 3: 0; 2006 Qtr 4: 0; 2007 Qtr 1: 0; 2007 Qtr 2: 0; 2007 Qtr 3: 0; 2007 Qtr 4: 7.2784; 2008 Qtr 1: 0; 2008 Qtr 2: 0; 2008 Qtr 3: 0; 2008 Qtr 4: 0 | 7.2784
0 | 234304-Lighting-Remove 4 Ft Lamp (De-Lamp) - Tr2 | COFL00AVDEL01 | 7 | Commercial | 01-ALC-AllCommercial-IntLight | 0 |  |  |  |  | 28.2538 | 12.3653 | 0 | 0 | 0 | 15.8885 | 115.4744 |  | kWh | 0.034885 | -0.18911 | Commercial |  | Annual | [5 empty] | 11 | 0.96 |  |  |  | 0 | 0 | 7.2784 | 0 | 0 | 0 | 0 | 0 | 0 | 0 | 0 | 0 | 2006 Qtr 1: 0; 2006 Qtr 2: 0; 2006 Qtr 3: 0; 2006 Qtr 4: 0; 2007 Qtr 1: 0; 2007 Qtr 2: 0; 2007 Qtr 3: 0; 2007 Qtr 4: 7.2784; 2008 Qtr 1: 0; 2008 Qtr 2: 0; 2008 Qtr 3: 0; 2008 Qtr 4: 0 | 7.2784
0 | 234331-Premium T8 with T12 40 Watt Baseline - Tr2 |  | 10 | Commercial | 01-ALC-AllCommercial-IntLight | 0 |  |  |  |  | 13.9591 | 9.8923 | 0 | 0 | 0 | 4.0668 | 31.1202 |  | kWh | 0.0096442 | -0.050965 | Commercial |  | Annual | [5 empty] | 11 | 0.96 |  |  |  | 0 | 0 | 36.3921 | 0 | 0 | 0 | 0 | 0 | 0 | 0 | 0 | 0 | 2006 Qtr 1: 0; 2006 Qtr 2: 0; 2006 Qtr 3: 0; 2006 Qtr 4: 0; 2007 Qtr 1: 36.3921; 2007 Qtr 2: 0; 2007 Qtr 3: 0; 2007 Qtr 4: 0; 2008 Qtr 1: 0; 2008 Qtr 2: 0; 2008 Qtr 3: 0; 2008 Qtr 4: 0 | 36.3921
0 | 234304-Lighting-Remove 4 Ft Lamp (De-Lamp) - Tr2 | COFL00AVDEL01 | 10 | Commercial | 01-ALC-AllCommercial-IntLight | 0 |  |  |  |  | 28.2538 | 12.3653 | 0 | 0 | 0 | 15.8885 | 100.2216 |  | kWh | 0.031059 | -0.16413 | Commercial |  | Annual | [5 empty] | 11 | 0.96 |  |  |  | 0 | 0 | 36.3921 | 0 | 0 | 0 | 0 | 0 | 0 | 0 | 0 | 0 | 2006 Qtr 1: 0; 2006 Qtr 2: 0; 2006 Qtr 3: 0; 2006 Qtr 4: 0; 2007 Qtr 1: 36.3921; 2007 Qtr 2: 0; 2007 Qtr 3: 0; 2007 Qtr 4: 0; 2008 Qtr 1: 0; 2008 Qtr 2: 0; 2008 Qtr 3: 0; 2008 Qtr 4: 0 | 36.3921
0 | 234331-Premium T8 with T12 40 Watt Baseline - Tr2 |  | 10 | Commercial | 01-ALC-AllCommercial-IntLight | 0 |  |  |  |  | 13.9591 | 9.8923 | 0 | 0 | 0 | 4.0668 | 35.8564 |  | kWh | 0.010832 | -0.058721 | Commercial |  | Annual | [5 empty] | 11 | 0.96 |  |  |  | 0 | 0 | 7.2784 | 0 | 0 | 0 | 0 | 0 | 0 | 0 | 0 | 0 | 2006 Qtr 1: 0; 2006 Qtr 2: 0; 2006 Qtr 3: 0; 2006 Qtr 4: 0; 2007 Qtr 1: 0; 2007 Qtr 2: 0; 2007 Qtr 3: 0; 2007 Qtr 4: 7.2784; 2008 Qtr 1: 0; 2008 Qtr 2: 0; 2008 Qtr 3: 0; 2008 Qtr 4: 0 | 7.2784
0 | 234307-Lighting-Remove 8 Ft Lamp (De-Lamp) - Tr2 | CRTL00AVDEL02 | 10 | Commercial | 01-ALC-AllCommercial-IntLight | 0 |  |  |  |  | 28.4684 | 16.4871 | 0 | 0 | 0 | 11.9813 | 190.5751 |  | kWh | 0.057573 | -0.3121 | Commercial |  | Annual | [5 empty] | 11 | 0.96 |  |  |  | 0 | 0 | 3.6392 | 0 | 0 | 0 | 0 | 0 | 0 | 0 | 0 | 0 | 2006 Qtr 1: 0; 2006 Qtr 2: 0; 2006 Qtr 3: 0; 2006 Qtr 4: 0; 2007 Qtr 1: 0; 2007 Qtr 2: 0; 2007 Qtr 3: 0; 2007 Qtr 4: 3.6392; 2008 Qtr 1: 0; 2008 Qtr 2: 0; 2008 Qtr 3: 0; 2008 Qtr 4: 0 | 3.6392
0 | 234331-Premium T8 with T12 40 Watt Baseline - Tr2 |  | 7 | Commercial | 01-ALC-AllCommercial-IntLight | 0 |  |  |  |  | 13.9591 | 9.8923 | 0 | 0 | 0 | 4.0668 | 35.8564 |  | kWh | 0.010832 | -0.058721 | Commercial |  | Annual | [5 empty] | 11 | 0.96 |  |  |  | 0 | 0 | 7.2784 | 0 | 0 | 0 | 0 | 0 | 0 | 0 | 0 | 0 | 2006 Qtr 1: 0; 2006 Qtr 2: 0; 2006 Qtr 3: 0; 2006 Qtr 4: 0; 2007 Qtr 1: 0; 2007 Qtr 2: 0; 2007 Qtr 3: 0; 2007 Qtr 4: 7.2784; 2008 Qtr 1: 0; 2008 Qtr 2: 0; 2008 Qtr 3: 0; 2008 Qtr 4: 0 | 7.2784
0 | 234331-Premium T8 with T12 40 Watt Baseline - Tr2 |  | 7 | Commercial | 01-ALC-AllCommercial-IntLight | 0 |  |  |  |  | 13.9591 | 9.8923 | 0 | 0 | 0 | 4.0668 | 35.8564 |  | kWh | 0.010832 | -0.058721 | Commercial |  | Annual | [5 empty] | 11 | 0.96 |  |  |  | 0 | 0 | 3.6392 | 0 | 0 | 0 | 0 | 0 | 0 | 0 | 0 | 0 | 2006 Qtr 1: 0; 2006 Qtr 2: 0; 2006 Qtr 3: 0; 2006 Qtr 4: 0; 2007 Qtr 1: 0; 2007 Qtr 2: 0; 2007 Qtr 3: 0; 2007 Qtr 4: 3.6392; 2008 Qtr 1: 0; 2008 Qtr 2: 0; 2008 Qtr 3: 0; 2008 Qtr 4: 0 | 3.6392
0 | 234126-Refrigeration - Efficient Evap Fan Motor Electronically Commutated Motor (ECM) | Averaged DEER Msrs | 7 | Commercial | 01-ALC-AllCommercial-Refrig | 0 |  |  |  |  | 6.7904 | 150 | 0 | 0 | 0 | -143.2096 | 116.369 |  | kWh | 0.015845 | -0.11528 | Commercial |  | Annual | [5 empty] | 15 | 0.96 |  |  |  | 0 | 0 | 4 | 0 | 0 | 0 | 0 | 0 | 0 | 0 | 0 | 0 | 2006 Qtr 1: 0; 2006 Qtr 2: 0; 2006 Qtr 3: 0; 2006 Qtr 4: 0; 2007 Qtr 1: 4; 2007 Qtr 2: 0; 2007 Qtr 3: 0; 2007 Qtr 4: 0; 2008 Qtr 1: 0; 2008 Qtr 2: 0; 2008 Qtr 3: 0; 2008 Qtr 4: 0 | 4
0 | 234126-Refrigeration - Efficient Evap Fan Motor Electronically Commutated Motor (ECM) | Averaged DEER Msrs | 7 | Commercial | 01-ALC-AllCommercial-Refrig | 0 |  |  |  |  | 6.7904 | 150 | 0 | 0 | 0 | -143.2096 | 116.369 |  | kWh | 0.015845 | -0.11528 | Commercial |  | Annual | [5 empty] | 15 | 0.96 |  |  |  | 0 | 0 | 83 | 0 | 0 | 0 | 0 | 0 | 0 | 0 | 0 | 0 | 2006 Qtr 1: 0; 2006 Qtr 2: 0; 2006 Qtr 3: 0; 2006 Qtr 4: 0; 2007 Qtr 1: 0; 2007 Qtr 2: 0; 2007 Qtr 3: 0; 2007 Qtr 4: 83; 2008 Qtr 1: 0; 2008 Qtr 2: 0; 2008 Qtr 3: 0; 2008 Qtr 4: 0 | 83
0 | 234331-Premium T8 with T12 40 Watt Baseline - Tr2 |  | 7 | Commercial | 01-ALC-AllCommercial-IntLight | 0 |  |  |  |  | 13.9591 | 9.8923 | 0 | 0 | 0 | 4.0668 | 35.8564 |  | kWh | 0.010832 | -0.058721 | Commercial |  | Annual | [5 empty] | 11 | 0.96 |  |  |  | 0 | 0 | 21.8353 | 0 | 0 | 0 | 0 | 0 | 0 | 0 | 0 | 0 | 2006 Qtr 1: 0; 2006 Qtr 2: 0; 2006 Qtr 3: 0; 2006 Qtr 4: 0; 2007 Qtr 1: 0; 2007 Qtr 2: 0; 2007 Qtr 3: 0; 2007 Qtr 4: 21.8353; 2008 Qtr 1: 0; 2008 Qtr 2: 0; 2008 Qtr 3: 0; 2008 Qtr 4: 0 | 21.8353
0 | 234307-Lighting-Remove 8 Ft Lamp (De-Lamp) - Tr2 | CRTL00AVDEL02 | 7 | Commercial | 01-ALC-AllCommercial-IntLight | 0 |  |  |  |  | 28.4684 | 16.4871 | 0 | 0 | 0 | 11.9813 | 190.5751 |  | kWh | 0.057573 | -0.3121 | Commercial |  | Annual | [5 empty] | 11 | 0.96 |  |  |  | 0 | 0 | 10.9176 | 0 | 0 | 0 | 0 | 0 | 0 | 0 | 0 | 0 | 2006 Qtr 1: 0; 2006 Qtr 2: 0; 2006 Qtr 3: 0; 2006 Qtr 4: 0; 2007 Qtr 1: 0; 2007 Qtr 2: 0; 2007 Qtr 3: 0; 2007 Qtr 4: 10.9176; 2008 Qtr 1: 0; 2008 Qtr 2: 0; 2008 Qtr 3: 0; 2008 Qtr 4: 0 | 10.9176
0 | 234331-Premium T8 with T12 40 Watt Baseline - Tr2 |  | 7 | Commercial | 01-ALC-AllCommercial-IntLight | 0 |  |  |  |  | 13.9591 | 9.8923 | 0 | 0 | 0 | 4.0668 | 35.8564 |  | kWh | 0.010832 | -0.058721 | Commercial |  | Annual | [5 empty] | 11 | 0.96 |  |  |  | 0 | 0 | 29.1137 | 0 | 0 | 0 | 0 | 0 | 0 | 0 | 0 | 0 | 2006 Qtr 1: 0; 2006 Qtr 2: 0; 2006 Qtr 3: 0; 2006 Qtr 4: 0; 2007 Qtr 1: 0; 2007 Qtr 2: 0; 2007 Qtr 3: 0; 2007 Qtr 4: 29.1137; 2008 Qtr 1: 0; 2008 Qtr 2: 0; 2008 Qtr 3: 0; 2008 Qtr 4: 0 | 29.1137
0 | 234307-Lighting-Remove 8 Ft Lamp (De-Lamp) - Tr2 | CRTL00AVDEL02 | 7 | Commercial | 01-ALC-AllCommercial-IntLight | 0 |  |  |  |  | 28.4684 | 16.4871 | 0 | 0 | 0 | 11.9813 | 190.5751 |  | kWh | 0.057573 | -0.3121 | Commercial |  | Annual | [5 empty] | 11 | 0.96 |  |  |  | 0 | 0 | 14.5568 | 0 | 0 | 0 | 0 | 0 | 0 | 0 | 0 | 0 | 2006 Qtr 1: 0; 2006 Qtr 2: 0; 2006 Qtr 3: 0; 2006 Qtr 4: 0; 2007 Qtr 1: 0; 2007 Qtr 2: 0; 2007 Qtr 3: 0; 2007 Qtr 4: 14.5568; 2008 Qtr 1: 0; 2008 Qtr 2: 0; 2008 Qtr 3: 0; 2008 Qtr 4: 0 | 14.5568
0 | 234331-Premium T8 with T12 40 Watt Baseline - Tr2 |  | 7 | Commercial | 01-ALC-AllCommercial-IntLight | 0 |  |  |  |  | 13.9591 | 9.8923 | 0 | 0 | 0 | 4.0668 | 35.8564 |  | kWh | 0.010832 | -0.058721 | Commercial |  | Annual | [5 empty] | 11 | 0.96 |  |  |  | 0 | 0 | 54.5881 | 0 | 0 | 0 | 0 | 0 | 0 | 0 | 0 | 0 | 2006 Qtr 1: 0; 2006 Qtr 2: 0; 2006 Qtr 3: 0; 2006 Qtr 4: 0; 2007 Qtr 1: 0; 2007 Qtr 2: 0; 2007 Qtr 3: 0; 2007 Qtr 4: 54.5881; 2008 Qtr 1: 0; 2008 Qtr 2: 0; 2008 Qtr 3: 0; 2008 Qtr 4: 0 | 54.5881
0 | 234059-Motors - VFD - HVAC Fans (per Hp) |  | 7 | Commercial | 01-ALC-AllCommercial-Vent/Fan | 0 |  |  |  |  | 202 | 100 | 0 | 0 | 0 | 102 | 753 |  | kWh | 0 | 0 | Commercial |  | Annual | [5 empty] | 15 | 0.96 |  |  |  | 0 | 0 | 10 | 0 | 0 | 0 | 0 | 0 | 0 | 0 | 0 | 0 | 2006 Qtr 1: 0; 2006 Qtr 2: 0; 2006 Qtr 3: 0; 2006 Qtr 4: 0; 2007 Qtr 1: 10; 2007 Qtr 2: 0; 2007 Qtr 3: 0; 2007 Qtr 4: 0; 2008 Qtr 1: 0; 2008 Qtr 2: 0; 2008 Qtr 3: 0; 2008 Qtr 4: 0 | 10
0 | 234330-Premium T8 with T12 40 Watt Baseline - Tr1 |  | 7 | Commercial | 01-ALC-AllCommercial-IntLight | 0 |  |  |  |  | 13.9589 | 13.1897 | 0 | 0 | 0 | 0.76922 | 32.1182 |  | kWh | 0.010339 | -0.052599 | Commercial |  | Annual | [5 empty] | 11 | 0.96 |  |  |  | 0 | 0 | 87.341 | 0 | 0 | 0 | 0 | 0 | 0 | 0 | 0 | 0 | 2006 Qtr 1: 0; 2006 Qtr 2: 0; 2006 Qtr 3: 0; 2006 Qtr 4: 0; 2007 Qtr 1: 0; 2007 Qtr 2: 0; 2007 Qtr 3: 0; 2007 Qtr 4: 87.341; 2008 Qtr 1: 0; 2008 Qtr 2: 0; 2008 Qtr 3: 0; 2008 Qtr 4: 0 | 87.341
0 | 234303-Lighting-Remove 4 Ft Lamp (De-Lamp) - Tr1 | COFL00AVDEL01 | 7 | Commercial | 01-ALC-AllCommercial-IntLight | 0 |  |  |  |  | 28.2518 | 16.4871 | 0 | 0 | 0 | 11.7647 | 106.7995 |  | kWh | 0.03438 | -0.1749 | Commercial |  | Annual | [5 empty] | 11 | 0.96 |  |  |  | 0 | 0 | 3.6392 | 0 | 0 | 0 | 0 | 0 | 0 | 0 | 0 | 0 | 2006 Qtr 1: 0; 2006 Qtr 2: 0; 2006 Qtr 3: 0; 2006 Qtr 4: 0; 2007 Qtr 1: 0; 2007 Qtr 2: 0; 2007 Qtr 3: 0; 2007 Qtr 4: 3.6392; 2008 Qtr 1: 0; 2008 Qtr 2: 0; 2008 Qtr 3: 0; 2008 Qtr 4: 0 | 3.6392
0 | 234303-Lighting-Remove 4 Ft Lamp (De-Lamp) - Tr1 | COFL00AVDEL01 | 10 | Commercial | 01-ALC-AllCommercial-IntLight | 0 |  |  |  |  | 28.2518 | 16.4871 | 0 | 0 | 0 | 11.7647 | 100.2216 |  | kWh | 0.031059 | -0.16413 | Commercial |  | Annual | [5 empty] | 11 | 0.96 |  |  |  | 0 | 0 | 47.3097 | 0 | 0 | 0 | 0 | 0 | 0 | 0 | 0 | 0 | 2006 Qtr 1: 0; 2006 Qtr 2: 0; 2006 Qtr 3: 0; 2006 Qtr 4: 0; 2007 Qtr 1: 0; 2007 Qtr 2: 0; 2007 Qtr 3: 0; 2007 Qtr 4: 47.3097; 2008 Qtr 1: 0; 2008 Qtr 2: 0; 2008 Qtr 3: 0; 2008 Qtr 4: 0 | 47.3097
0 | 234330-Premium T8 with T12 40 Watt Baseline - Tr1 |  | 10 | Commercial | 01-ALC-AllCommercial-IntLight | 0 |  |  |  |  | 13.9589 | 13.1897 | 0 | 0 | 0 | 0.76922 | 30.14 |  | kWh | 0.0093405 | -0.04936 | Commercial |  | Annual | [5 empty] | 11 | 0.96 |  |  |  | 0 | 0 | 47.3097 | 0 | 0 | 0 | 0 | 0 | 0 | 0 | 0 | 0 | 2006 Qtr 1: 0; 2006 Qtr 2: 0; 2006 Qtr 3: 0; 2006 Qtr 4: 0; 2007 Qtr 1: 0; 2007 Qtr 2: 0; 2007 Qtr 3: 0; 2007 Qtr 4: 47.3097; 2008 Qtr 1: 0; 2008 Qtr 2: 0; 2008 Qtr 3: 0; 2008 Qtr 4: 0 | 47.3097
0 | 234331-Premium T8 with T12 40 Watt Baseline - Tr2 |  | 7 | Commercial | 01-ALC-AllCommercial-IntLight | 0 |  |  |  |  | 13.9591 | 9.8923 | 0 | 0 | 0 | 4.0668 | 35.8564 |  | kWh | 0.010832 | -0.058721 | Commercial |  | Annual | [5 empty] | 11 | 0.96 |  |  |  | 0 | 0 | 189.2388 | 0 | 0 | 0 | 0 | 0 | 0 | 0 | 0 | 0 | 2006 Qtr 1: 0; 2006 Qtr 2: 0; 2006 Qtr 3: 0; 2006 Qtr 4: 0; 2007 Qtr 1: 0; 2007 Qtr 2: 0; 2007 Qtr 3: 0; 2007 Qtr 4: 189.2388; 2008 Qtr 1: 0; 2008 Qtr 2: 0; 2008 Qtr 3: 0; 2008 Qtr 4: 0 | 189.2388
0 | 234332-Premium T8 with T12 40 Watt Baseline - Tr3 |  | 7 | Commercial | 01-ALC-AllCommercial-IntLight | 0 |  |  |  |  | 13.9591 | 7.1444 | 0 | 0 | 0 | 6.8147 | 28.1797 |  | kWh | 0.008733 | -0.046149 | Commercial |  | Annual | [5 empty] | 11 | 0.96 |  |  |  | 0 | 0 | 45.4901 | 0 | 0 | 0 | 0 | 0 | 0 | 0 | 0 | 0 | 2006 Qtr 1: 0; 2006 Qtr 2: 0; 2006 Qtr 3: 0; 2006 Qtr 4: 0; 2007 Qtr 1: 0; 2007 Qtr 2: 0; 2007 Qtr 3: 0; 2007 Qtr 4: 45.4901; 2008 Qtr 1: 0; 2008 Qtr 2: 0; 2008 Qtr 3: 0; 2008 Qtr 4: 0 | 45.4901
0 | 234305-Lighting-Remove 4 Ft Lamp (De-Lamp) - Tr3 | COFL00AVDEL01 | 7 | Commercial | 01-ALC-AllCommercial-IntLight | 0 |  |  |  |  | 28.2538 | 8.7931 | 0 | 0 | 0 | 19.4607 | 100.2216 |  | kWh | 0.031059 | -0.16413 | Commercial |  | Annual | [5 empty] | 11 | 0.96 |  |  |  | 0 | 0 | 45.4901 | 0 | 0 | 0 | 0 | 0 | 0 | 0 | 0 | 0 | 2006 Qtr 1: 0; 2006 Qtr 2: 0; 2006 Qtr 3: 0; 2006 Qtr 4: 0; 2007 Qtr 1: 0; 2007 Qtr 2: 0; 2007 Qtr 3: 0; 2007 Qtr 4: 45.4901; 2008 Qtr 1: 0; 2008 Qtr 2: 0; 2008 Qtr 3: 0; 2008 Qtr 4: 0 | 45.4901
0 | 234330-Premium T8 with T12 40 Watt Baseline - Tr1 |  | 7 | Commercial | 14-MLI-Manufacturing–LightIndustry-LIGHT | 0 |  |  |  |  | 13.9589 | 13.1897 | 0 | 0 | 0 | 0.76922 | 30.1346 |  | kWh | 0.0093123 | -0.038961 | Commercial |  | Annual | [5 empty] | 11 | 0.96 |  |  |  | 0 | 0 | 25.4745 | 0 | 0 | 0 | 0 | 0 | 0 | 0 | 0 | 0 | 2006 Qtr 1: 0; 2006 Qtr 2: 0; 2006 Qtr 3: 0; 2006 Qtr 4: 0; 2007 Qtr 1: 0; 2007 Qtr 2: 0; 2007 Qtr 3: 0; 2007 Qtr 4: 25.4745; 2008 Qtr 1: 0; 2008 Qtr 2: 0; 2008 Qtr 3: 0; 2008 Qtr 4: 0 | 25.4745
0 | 234303-Lighting-Remove 4 Ft Lamp (De-Lamp) - Tr1 | COFL00AVDEL01 | 7 | Commercial | 14-MLI-Manufacturing–LightIndustry-LIGHT | 0 |  |  |  |  | 28.2518 | 16.4871 | 0 | 0 | 0 | 11.7647 | 100.2037 |  | kWh | 0.030965 | -0.12955 | Commercial |  | Annual | [5 empty] | 11 | 0.96 |  |  |  | 0 | 0 | 25.4745 | 0 | 0 | 0 | 0 | 0 | 0 | 0 | 0 | 0 | 2006 Qtr 1: 0; 2006 Qtr 2: 0; 2006 Qtr 3: 0; 2006 Qtr 4: 0; 2007 Qtr 1: 0; 2007 Qtr 2: 0; 2007 Qtr 3: 0; 2007 Qtr 4: 25.4745; 2008 Qtr 1: 0; 2008 Qtr 2: 0; 2008 Qtr 3: 0; 2008 Qtr 4: 0 | 25.4745
0 | 234330-Premium T8 with T12 40 Watt Baseline - Tr1 |  | 7 | Commercial | 01-ALC-AllCommercial-IntLight | 0 |  |  |  |  | 13.9589 | 13.1897 | 0 | 0 | 0 | 0.76922 | 49.1557 |  | kWh | 0.009871 | -0.080501 | Commercial |  | Annual | [5 empty] | 11 | 0.96 |  |  |  | 0 | 0 | 20.0156 | 0 | 0 | 0 | 0 | 0 | 0 | 0 | 0 | 0 | 2006 Qtr 1: 0; 2006 Qtr 2: 0; 2006 Qtr 3: 0; 2006 Qtr 4: 0; 2007 Qtr 1: 0; 2007 Qtr 2: 0; 2007 Qtr 3: 0; 2007 Qtr 4: 20.0156; 2008 Qtr 1: 0; 2008 Qtr 2: 0; 2008 Qtr 3: 0; 2008 Qtr 4: 0 | 20.0156
0 | 234303-Lighting-Remove 4 Ft Lamp (De-Lamp) - Tr1 | COFL00AVDEL01 | 7 | Commercial | 01-ALC-AllCommercial-IntLight | 0 |  |  |  |  | 28.2518 | 16.4871 | 0 | 0 | 0 | 11.7647 | 163.4528 |  | kWh | 0.032823 | -0.26768 | Commercial |  | Annual | [5 empty] | 11 | 0.96 |  |  |  | 0 | 0 | 20.0156 | 0 | 0 | 0 | 0 | 0 | 0 | 0 | 0 | 0 | 2006 Qtr 1: 0; 2006 Qtr 2: 0; 2006 Qtr 3: 0; 2006 Qtr 4: 0; 2007 Qtr 1: 0; 2007 Qtr 2: 0; 2007 Qtr 3: 0; 2007 Qtr 4: 20.0156; 2008 Qtr 1: 0; 2008 Qtr 2: 0; 2008 Qtr 3: 0; 2008 Qtr 4: 0 | 20.0156
0 | 234332-Premium T8 with T12 40 Watt Baseline - Tr3 |  | 7 | Commercial | 01-ALC-AllCommercial-IntLight | 0 |  |  |  |  | 13.9591 | 7.1444 | 0 | 0 | 0 | 6.8147 | 28.1797 |  | kWh | 0.008733 | -0.046149 | Commercial |  | Annual | [5 empty] | 11 | 0.96 |  |  |  | 0 | 0 | 10.9176 | 0 | 0 | 0 | 0 | 0 | 0 | 0 | 0 | 0 | 2006 Qtr 1: 0; 2006 Qtr 2: 0; 2006 Qtr 3: 0; 2006 Qtr 4: 0; 2007 Qtr 1: 0; 2007 Qtr 2: 0; 2007 Qtr 3: 0; 2007 Qtr 4: 10.9176; 2008 Qtr 1: 0; 2008 Qtr 2: 0; 2008 Qtr 3: 0; 2008 Qtr 4: 0 | 10.9176
0 | 234305-Lighting-Remove 4 Ft Lamp (De-Lamp) - Tr3 | COFL00AVDEL01 | 7 | Commercial | 01-ALC-AllCommercial-IntLight | 0 |  |  |  |  | 28.2538 | 8.7931 | 0 | 0 | 0 | 19.4607 | 100.2216 |  | kWh | 0.031059 | -0.16413 | Commercial |  | Annual | [5 empty] | 11 | 0.96 |  |  |  | 0 | 0 | 10.9176 | 0 | 0 | 0 | 0 | 0 | 0 | 0 | 0 | 0 | 2006 Qtr 1: 0; 2006 Qtr 2: 0; 2006 Qtr 3: 0; 2006 Qtr 4: 0; 2007 Qtr 1: 0; 2007 Qtr 2: 0; 2007 Qtr 3: 0; 2007 Qtr 4: 10.9176; 2008 Qtr 1: 0; 2008 Qtr 2: 0; 2008 Qtr 3: 0; 2008 Qtr 4: 0 | 10.9176
0 | 234330-Premium T8 with T12 40 Watt Baseline - Tr1 |  | 7 | Commercial | 01-ALC-AllCommercial-IntLight | 0 |  |  |  |  | 13.9589 | 13.1897 | 0 | 0 | 0 | 0.76922 | 40.547 |  | kWh | 0.0073476 | -0.066403 | Commercial |  | Annual | [5 empty] | 11 | 0.96 |  |  |  | 0 | 0 | 30.9333 | 0 | 0 | 0 | 0 | 0 | 0 | 0 | 0 | 0 | 2006 Qtr 1: 0; 2006 Qtr 2: 0; 2006 Qtr 3: 0; 2006 Qtr 4: 0; 2007 Qtr 1: 30.9333; 2007 Qtr 2: 0; 2007 Qtr 3: 0; 2007 Qtr 4: 0; 2008 Qtr 1: 0; 2008 Qtr 2: 0; 2008 Qtr 3: 0; 2008 Qtr 4: 0 | 30.9333
0 | 234303-Lighting-Remove 4 Ft Lamp (De-Lamp) - Tr1 | COFL00AVDEL01 | 7 | Commercial | 01-ALC-AllCommercial-IntLight | 0 |  |  |  |  | 28.2518 | 16.4871 | 0 | 0 | 0 | 11.7647 | 134.827 |  | kWh | 0.024432 | -0.2208 | Commercial |  | Annual | [5 empty] | 11 | 0.96 |  |  |  | 0 | 0 | 30.9333 | 0 | 0 | 0 | 0 | 0 | 0 | 0 | 0 | 0 | 2006 Qtr 1: 0; 2006 Qtr 2: 0; 2006 Qtr 3: 0; 2006 Qtr 4: 0; 2007 Qtr 1: 30.9333; 2007 Qtr 2: 0; 2007 Qtr 3: 0; 2007 Qtr 4: 0; 2008 Qtr 1: 0; 2008 Qtr 2: 0; 2008 Qtr 3: 0; 2008 Qtr 4: 0 | 30.9333
0 | 234331-Premium T8 with T12 40 Watt Baseline - Tr2 |  | 7 | Commercial | 01-ALC-AllCommercial-IntLight | 0 |  |  |  |  | 13.9591 | 9.8923 | 0 | 0 | 0 | 4.0668 | 39.8036 |  | kWh | 0.012793 | -0.065186 | Commercial |  | Annual | [5 empty] | 11 | 0.96 |  |  |  | 0 | 0 | 21.8353 | 0 | 0 | 0 | 0 | 0 | 0 | 0 | 0 | 0 | 2006 Qtr 1: 0; 2006 Qtr 2: 0; 2006 Qtr 3: 0; 2006 Qtr 4: 0; 2007 Qtr 1: 0; 2007 Qtr 2: 0; 2007 Qtr 3: 21.8353; 2007 Qtr 4: 0; 2008 Qtr 1: 0; 2008 Qtr 2: 0; 2008 Qtr 3: 0; 2008 Qtr 4: 0 | 21.8353
0 | 234330-Premium T8 with T12 40 Watt Baseline - Tr1 |  | 7 | Commercial | 01-ALC-AllCommercial-IntLight | 0 |  |  |  |  | 13.9589 | 13.1897 | 0 | 0 | 0 | 0.76922 | 34.727 |  | kWh | 0.010491 | -0.056872 | Commercial |  | Annual | [5 empty] | 11 | 0.96 |  |  |  | 0 | 0 | 61.8665 | 0 | 0 | 0 | 0 | 0 | 0 | 0 | 0 | 0 | 2006 Qtr 1: 0; 2006 Qtr 2: 0; 2006 Qtr 3: 0; 2006 Qtr 4: 0; 2007 Qtr 1: 0; 2007 Qtr 2: 0; 2007 Qtr 3: 0; 2007 Qtr 4: 61.8665; 2008 Qtr 1: 0; 2008 Qtr 2: 0; 2008 Qtr 3: 0; 2008 Qtr 4: 0 | 61.8665
0 | 234331-Premium T8 with T12 40 Watt Baseline - Tr2 |  | 7 | Commercial | 01-ALC-AllCommercial-IntLight | 0 |  |  |  |  | 13.9591 | 9.8923 | 0 | 0 | 0 | 4.0668 | 33.1627 |  | kWh | 0.010675 | -0.05431 | Commercial |  | Annual | [5 empty] | 11 | 0.96 |  |  |  | 0 | 0 | 21.8353 | 0 | 0 | 0 | 0 | 0 | 0 | 0 | 0 | 0 | 2006 Qtr 1: 0; 2006 Qtr 2: 0; 2006 Qtr 3: 0; 2006 Qtr 4: 0; 2007 Qtr 1: 0; 2007 Qtr 2: 0; 2007 Qtr 3: 21.8353; 2007 Qtr 4: 0; 2008 Qtr 1: 0; 2008 Qtr 2: 0; 2008 Qtr 3: 0; 2008 Qtr 4: 0 | 21.8353
0 | 234331-Premium T8 with T12 40 Watt Baseline - Tr2 |  | 10 | Commercial | 01-ALC-AllCommercial-IntLight | 0 |  |  |  |  | 13.9591 | 9.8923 | 0 | 0 | 0 | 4.0668 | 31.1202 |  | kWh | 0.0096442 | -0.050965 | Commercial |  | Annual | [5 empty] | 11 | 0.96 |  |  |  | 0 | 0 | 163.7644 | 0 | 0 | 0 | 0 | 0 | 0 | 0 | 0 | 0 | 2006 Qtr 1: 0; 2006 Qtr 2: 0; 2006 Qtr 3: 0; 2006 Qtr 4: 0; 2007 Qtr 1: 163.7644; 2007 Qtr 2: 0; 2007 Qtr 3: 0; 2007 Qtr 4: 0; 2008 Qtr 1: 0; 2008 Qtr 2: 0; 2008 Qtr 3: 0; 2008 Qtr 4: 0 | 163.7644
0 | 234330-Premium T8 with T12 40 Watt Baseline - Tr1 |  | 7 | Commercial | 01-ALC-AllCommercial-IntLight | 0 |  |  |  |  | 13.9589 | 13.1897 | 0 | 0 | 0 | 0.76922 | 38.5499 |  | kWh | 0.01239 | -0.063133 | Commercial |  | Annual | [5 empty] | 11 | 0.96 |  |  |  | 0 | 0 | 90.9802 | 0 | 0 | 0 | 0 | 0 | 0 | 0 | 0 | 0 | 2006 Qtr 1: 0; 2006 Qtr 2: 0; 2006 Qtr 3: 0; 2006 Qtr 4: 0; 2007 Qtr 1: 0; 2007 Qtr 2: 0; 2007 Qtr 3: 0; 2007 Qtr 4: 90.9802; 2008 Qtr 1: 0; 2008 Qtr 2: 0; 2008 Qtr 3: 0; 2008 Qtr 4: 0 | 90.9802
0 | 234331-Premium T8 with T12 40 Watt Baseline - Tr2 |  | 7 | Commercial | 01-ALC-AllCommercial-IntLight | 0 |  |  |  |  | 13.9591 | 9.8923 | 0 | 0 | 0 | 4.0668 | 35.8564 |  | kWh | 0.010832 | -0.058721 | Commercial |  | Annual | [5 empty] | 11 | 0.96 |  |  |  | 0 | 0 | 50.9489 | 0 | 0 | 0 | 0 | 0 | 0 | 0 | 0 | 0 | 2006 Qtr 1: 0; 2006 Qtr 2: 0; 2006 Qtr 3: 0; 2006 Qtr 4: 0; 2007 Qtr 1: 0; 2007 Qtr 2: 0; 2007 Qtr 3: 0; 2007 Qtr 4: 50.9489; 2008 Qtr 1: 0; 2008 Qtr 2: 0; 2008 Qtr 3: 0; 2008 Qtr 4: 0 | 50.9489
0 | 234330-Premium T8 with T12 40 Watt Baseline - Tr1 |  | 7 | Commercial | 01-ALC-AllCommercial-IntLight | 0 |  |  |  |  | 13.9589 | 13.1897 | 0 | 0 | 0 | 0.76922 | 34.727 |  | kWh | 0.010491 | -0.056872 | Commercial |  | Annual | [5 empty] | 11 | 0.96 |  |  |  | 0 | 0 | 69.145 | 0 | 0 | 0 | 0 | 0 | 0 | 0 | 0 | 0 | 2006 Qtr 1: 0; 2006 Qtr 2: 0; 2006 Qtr 3: 0; 2006 Qtr 4: 0; 2007 Qtr 1: 0; 2007 Qtr 2: 0; 2007 Qtr 3: 0; 2007 Qtr 4: 69.145; 2008 Qtr 1: 0; 2008 Qtr 2: 0; 2008 Qtr 3: 0; 2008 Qtr 4: 0 | 69.145
0 | 234303-Lighting-Remove 4 Ft Lamp (De-Lamp) - Tr1 | COFL00AVDEL01 | 7 | Commercial | 01-ALC-AllCommercial-IntLight | 0 |  |  |  |  | 28.2518 | 16.4871 | 0 | 0 | 0 | 11.7647 | 115.4744 |  | kWh | 0.034885 | -0.18911 | Commercial |  | Annual | [5 empty] | 11 | 0.96 |  |  |  | 0 | 0 | 1.8196 | 0 | 0 | 0 | 0 | 0 | 0 | 0 | 0 | 0 | 2006 Qtr 1: 0; 2006 Qtr 2: 0; 2006 Qtr 3: 0; 2006 Qtr 4: 0; 2007 Qtr 1: 0; 2007 Qtr 2: 0; 2007 Qtr 3: 0; 2007 Qtr 4: 1.8196; 2008 Qtr 1: 0; 2008 Qtr 2: 0; 2008 Qtr 3: 0; 2008 Qtr 4: 0 | 1.8196
0 | 234207-Lighting-8 Ft T-8 with Elec Ballast-Tr1 |  | 7 | Commercial | 01-ALC-AllCommercial-IntLight | 0 |  |  |  |  | 35.7163 | 21.9828 | 0 | 0 | 0 | 13.7335 | 28.798 |  | kWh | 0.0086999 | -0.047162 | Commercial |  | Annual | [5 empty] | 11 | 0.96 |  |  |  | 0 | 0 | 1.8196 | 0 | 0 | 0 | 0 | 0 | 0 | 0 | 0 | 0 | 2006 Qtr 1: 0; 2006 Qtr 2: 0; 2006 Qtr 3: 0; 2006 Qtr 4: 0; 2007 Qtr 1: 0; 2007 Qtr 2: 0; 2007 Qtr 3: 0; 2007 Qtr 4: 1.8196; 2008 Qtr 1: 0; 2008 Qtr 2: 0; 2008 Qtr 3: 0; 2008 Qtr 4: 0 | 1.8196
0 | 234330-Premium T8 with T12 40 Watt Baseline - Tr1 |  | 10 | Commercial | 01-ALC-AllCommercial-IntLight | 0 |  |  |  |  | 13.9589 | 13.1897 | 0 | 0 | 0 | 0.76922 | 34.727 |  | kWh | 0.010491 | -0.056872 | Commercial |  | Annual | [5 empty] | 11 | 0.96 |  |  |  | 0 | 0 | 347.5444 | 0 | 0 | 0 | 0 | 0 | 0 | 0 | 0 | 0 | 2006 Qtr 1: 0; 2006 Qtr 2: 0; 2006 Qtr 3: 0; 2006 Qtr 4: 0; 2007 Qtr 1: 0; 2007 Qtr 2: 0; 2007 Qtr 3: 0; 2007 Qtr 4: 347.5444; 2008 Qtr 1: 0; 2008 Qtr 2: 0; 2008 Qtr 3: 0; 2008 Qtr 4: 0 | 347.5444
0 | 234330-Premium T8 with T12 40 Watt Baseline - Tr1 |  | 7 | Commercial | 14-MLI-Manufacturing–LightIndustry-LIGHT | 0 |  |  |  |  | 13.9589 | 13.1897 | 0 | 0 | 0 | 0.76922 | 30.1346 |  | kWh | 0.0093123 | -0.038961 | Commercial |  | Annual | [5 empty] | 11 | 0.96 |  |  |  | 0 | 0 | 58.2273 | 0 | 0 | 0 | 0 | 0 | 0 | 0 | 0 | 0 | 2006 Qtr 1: 0; 2006 Qtr 2: 0; 2006 Qtr 3: 0; 2006 Qtr 4: 0; 2007 Qtr 1: 0; 2007 Qtr 2: 0; 2007 Qtr 3: 0; 2007 Qtr 4: 58.2273; 2008 Qtr 1: 0; 2008 Qtr 2: 0; 2008 Qtr 3: 0; 2008 Qtr 4: 0 | 58.2273
0 | 234331-Premium T8 with T12 40 Watt Baseline - Tr2 |  | 7 | Commercial | 14-MLI-Manufacturing–LightIndustry-LIGHT | 0 |  |  |  |  | 13.9591 | 9.8923 | 0 | 0 | 0 | 4.0668 | 31.1146 |  | kWh | 0.0096152 | -0.040228 | Commercial |  | Annual | [5 empty] | 11 | 0.96 |  |  |  | 0 | 0 | 43.6705 | 0 | 0 | 0 | 0 | 0 | 0 | 0 | 0 | 0 | 2006 Qtr 1: 0; 2006 Qtr 2: 0; 2006 Qtr 3: 0; 2006 Qtr 4: 0; 2007 Qtr 1: 0; 2007 Qtr 2: 0; 2007 Qtr 3: 0; 2007 Qtr 4: 43.6705; 2008 Qtr 1: 0; 2008 Qtr 2: 0; 2008 Qtr 3: 0; 2008 Qtr 4: 0 | 43.6705
0 | 234331-Premium T8 with T12 40 Watt Baseline - Tr2 |  | 7 | Commercial | 01-ALC-AllCommercial-IntLight | 0 |  |  |  |  | 13.9591 | 9.8923 | 0 | 0 | 0 | 4.0668 | 31.1202 |  | kWh | 0.0096442 | -0.050965 | Commercial |  | Annual | [5 empty] | 11 | 0.96 |  |  |  | 0 | 0 | 25.4745 | 0 | 0 | 0 | 0 | 0 | 0 | 0 | 0 | 0 | 2006 Qtr 1: 0; 2006 Qtr 2: 0; 2006 Qtr 3: 0; 2006 Qtr 4: 0; 2007 Qtr 1: 0; 2007 Qtr 2: 0; 2007 Qtr 3: 0; 2007 Qtr 4: 25.4745; 2008 Qtr 1: 0; 2008 Qtr 2: 0; 2008 Qtr 3: 0; 2008 Qtr 4: 0 | 25.4745
0 | 234208-Lighting-8 Ft T-8 with Elec Ballast-Tr2 |  | 7 | Commercial | 01-ALC-AllCommercial-IntLight | 0 |  |  |  |  | 35.7165 | 16.4871 | 0 | 0 | 0 | 19.2294 | 25.2392 |  | kWh | 0.0078217 | -0.041334 | Commercial |  | Annual | [5 empty] | 11 | 0.96 |  |  |  | 0 | 0 | 7.2784 | 0 | 0 | 0 | 0 | 0 | 0 | 0 | 0 | 0 | 2006 Qtr 1: 0; 2006 Qtr 2: 0; 2006 Qtr 3: 0; 2006 Qtr 4: 0; 2007 Qtr 1: 0; 2007 Qtr 2: 0; 2007 Qtr 3: 0; 2007 Qtr 4: 7.2784; 2008 Qtr 1: 0; 2008 Qtr 2: 0; 2008 Qtr 3: 0; 2008 Qtr 4: 0 | 7.2784
0 | 234307-Lighting-Remove 8 Ft Lamp (De-Lamp) - Tr2 | CRTL00AVDEL02 | 7 | Commercial | 01-ALC-AllCommercial-IntLight | 0 |  |  |  |  | 28.4684 | 16.4871 | 0 | 0 | 0 | 11.9813 | 165.4025 |  | kWh | 0.051259 | -0.27088 | Commercial |  | Annual | [5 empty] | 11 | 0.96 |  |  |  | 0 | 0 | 7.2784 | 0 | 0 | 0 | 0 | 0 | 0 | 0 | 0 | 0 | 2006 Qtr 1: 0; 2006 Qtr 2: 0; 2006 Qtr 3: 0; 2006 Qtr 4: 0; 2007 Qtr 1: 0; 2007 Qtr 2: 0; 2007 Qtr 3: 0; 2007 Qtr 4: 7.2784; 2008 Qtr 1: 0; 2008 Qtr 2: 0; 2008 Qtr 3: 0; 2008 Qtr 4: 0 | 7.2784
0 | 234331-Premium T8 with T12 40 Watt Baseline - Tr2 |  | 7 | Commercial | 01-ALC-AllCommercial-IntLight | 0 |  |  |  |  | 13.9591 | 9.8923 | 0 | 0 | 0 | 4.0668 | 35.8564 |  | kWh | 0.010832 | -0.058721 | Commercial |  | Annual | [5 empty] | 11 | 0.96 |  |  |  | 0 | 0 | 43.6705 | 0 | 0 | 0 | 0 | 0 | 0 | 0 | 0 | 0 | 2006 Qtr 1: 0; 2006 Qtr 2: 0; 2006 Qtr 3: 0; 2006 Qtr 4: 0; 2007 Qtr 1: 0; 2007 Qtr 2: 0; 2007 Qtr 3: 0; 2007 Qtr 4: 43.6705; 2008 Qtr 1: 0; 2008 Qtr 2: 0; 2008 Qtr 3: 0; 2008 Qtr 4: 0 | 43.6705
0 | 234330-Premium T8 with T12 40 Watt Baseline - Tr1 |  | 10 | Commercial | 01-ALC-AllCommercial-IntLight | 0 |  |  |  |  | 13.9589 | 13.1897 | 0 | 0 | 0 | 0.76922 | 32.1158 |  | kWh | 0.0081987 | -0.052595 | Commercial |  | Annual | [5 empty] | 11 | 0.96 |  |  |  | 0 | 0 | 132.8311 | 0 | 0 | 0 | 0 | 0 | 0 | 0 | 0 | 0 | 2006 Qtr 1: 0; 2006 Qtr 2: 0; 2006 Qtr 3: 0; 2006 Qtr 4: 0; 2007 Qtr 1: 132.8311; 2007 Qtr 2: 0; 2007 Qtr 3: 0; 2007 Qtr 4: 0; 2008 Qtr 1: 0; 2008 Qtr 2: 0; 2008 Qtr 3: 0; 2008 Qtr 4: 0 | 132.8311
0 | 234303-Lighting-Remove 4 Ft Lamp (De-Lamp) - Tr1 | COFL00AVDEL01 | 10 | Commercial | 01-ALC-AllCommercial-IntLight | 0 |  |  |  |  | 28.2518 | 16.4871 | 0 | 0 | 0 | 11.7647 | 106.7914 |  | kWh | 0.027262 | -0.17489 | Commercial |  | Annual | [5 empty] | 11 | 0.96 |  |  |  | 0 | 0 | 132.8311 | 0 | 0 | 0 | 0 | 0 | 0 | 0 | 0 | 0 | 2006 Qtr 1: 0; 2006 Qtr 2: 0; 2006 Qtr 3: 0; 2006 Qtr 4: 0; 2007 Qtr 1: 132.8311; 2007 Qtr 2: 0; 2007 Qtr 3: 0; 2007 Qtr 4: 0; 2008 Qtr 1: 0; 2008 Qtr 2: 0; 2008 Qtr 3: 0; 2008 Qtr 4: 0 | 132.8311
0 | 234049-Lighting-LED Exit Sign New Sign | CALC00AVETS01 | 10 | Commercial | 02-ASM-Assembly-Exit | 0 |  |  |  |  | 65.3696 | 45 | 0 | 0 | 0 | 20.3696 | 351.311 |  | kWh | 0 | 0 | Commercial |  | Annual | [5 empty] | 16 | 0.96 |  |  |  | 0 | 0 | 4 | 0 | 0 | 0 | 0 | 0 | 0 | 0 | 0 | 0 | 2006 Qtr 1: 0; 2006 Qtr 2: 0; 2006 Qtr 3: 0; 2006 Qtr 4: 0; 2007 Qtr 1: 4; 2007 Qtr 2: 0; 2007 Qtr 3: 0; 2007 Qtr 4: 0; 2008 Qtr 1: 0; 2008 Qtr 2: 0; 2008 Qtr 3: 0; 2008 Qtr 4: 0 | 4
0 | 234126-Refrigeration - Efficient Evap Fan Motor Electronically Commutated Motor (ECM) | Averaged DEER Msrs | 7 | Commercial | 01-ALC-AllCommercial-Refrig | 0 |  |  |  |  | 6.7904 | 150 | 0 | 0 | 0 | -143.2096 | 116.369 |  | kWh | 0.015845 | -0.11528 | Commercial |  | Annual | [5 empty] | 15 | 0.96 |  |  |  | 0 | 0 | 9 | 0 | 0 | 0 | 0 | 0 | 0 | 0 | 0 | 0 | 2006 Qtr 1: 0; 2006 Qtr 2: 0; 2006 Qtr 3: 0; 2006 Qtr 4: 0; 2007 Qtr 1: 9; 2007 Qtr 2: 0; 2007 Qtr 3: 0; 2007 Qtr 4: 0; 2008 Qtr 1: 0; 2008 Qtr 2: 0; 2008 Qtr 3: 0; 2008 Qtr 4: 0 | 9
0 | 234126-Refrigeration - Efficient Evap Fan Motor Electronically Commutated Motor (ECM) | Averaged DEER Msrs | 7 | Commercial | 01-ALC-AllCommercial-Refrig | 0 |  |  |  |  | 6.7904 | 150 | 0 | 0 | 0 | -143.2096 | 116.369 |  | kWh | 0.015845 | -0.11528 | Commercial |  | Annual | [5 empty] | 15 | 0.96 |  |  |  | 0 | 0 | 2 | 0 | 0 | 0 | 0 | 0 | 0 | 0 | 0 | 0 | 2006 Qtr 1: 0; 2006 Qtr 2: 0; 2006 Qtr 3: 0; 2006 Qtr 4: 0; 2007 Qtr 1: 0; 2007 Qtr 2: 0; 2007 Qtr 3: 0; 2007 Qtr 4: 2; 2008 Qtr 1: 0; 2008 Qtr 2: 0; 2008 Qtr 3: 0; 2008 Qtr 4: 0 | 2
0 | 234126-Refrigeration - Efficient Evap Fan Motor Electronically Commutated Motor (ECM) | Averaged DEER Msrs | 7 | Commercial | 01-ALC-AllCommercial-Refrig | 0 |  |  |  |  | 6.7904 | 150 | 0 | 0 | 0 | -143.2096 | 116.369 |  | kWh | 0.015845 | -0.11528 | Commercial |  | Annual | [5 empty] | 15 | 0.96 |  |  |  | 0 | 0 | 3 | 0 | 0 | 0 | 0 | 0 | 0 | 0 | 0 | 0 | 2006 Qtr 1: 0; 2006 Qtr 2: 0; 2006 Qtr 3: 0; 2006 Qtr 4: 0; 2007 Qtr 1: 3; 2007 Qtr 2: 0; 2007 Qtr 3: 0; 2007 Qtr 4: 0; 2008 Qtr 1: 0; 2008 Qtr 2: 0; 2008 Qtr 3: 0; 2008 Qtr 4: 0 | 3
0 | 234331-Premium T8 with T12 40 Watt Baseline - Tr2 |  | 10 | Commercial | 01-ALC-AllCommercial-IntLight | 0 |  |  |  |  | 13.9591 | 9.8923 | 0 | 0 | 0 | 4.0668 | 35.8564 |  | kWh | 0.010832 | -0.058721 | Commercial |  | Annual | [5 empty] | 11 | 0.96 |  |  |  | 0 | 0 | 14.5568 | 0 | 0 | 0 | 0 | 0 | 0 | 0 | 0 | 0 | 2006 Qtr 1: 0; 2006 Qtr 2: 0; 2006 Qtr 3: 0; 2006 Qtr 4: 0; 2007 Qtr 1: 0; 2007 Qtr 2: 0; 2007 Qtr 3: 0; 2007 Qtr 4: 14.5568; 2008 Qtr 1: 0; 2008 Qtr 2: 0; 2008 Qtr 3: 0; 2008 Qtr 4: 0 | 14.5568
0 | 234208-Lighting-8 Ft T-8 with Elec Ballast-Tr2 |  | 10 | Commercial | 01-ALC-AllCommercial-IntLight | 0 |  |  |  |  | 35.7165 | 16.4871 | 0 | 0 | 0 | 19.2294 | 29.0804 |  | kWh | 0.0087852 | -0.047624 | Commercial |  | Annual | [5 empty] | 11 | 0.96 |  |  |  | 0 | 0 | 9.098 | 0 | 0 | 0 | 0 | 0 | 0 | 0 | 0 | 0 | 2006 Qtr 1: 0; 2006 Qtr 2: 0; 2006 Qtr 3: 0; 2006 Qtr 4: 0; 2007 Qtr 1: 0; 2007 Qtr 2: 0; 2007 Qtr 3: 0; 2007 Qtr 4: 9.098; 2008 Qtr 1: 0; 2008 Qtr 2: 0; 2008 Qtr 3: 0; 2008 Qtr 4: 0 | 9.098
0 | 234307-Lighting-Remove 8 Ft Lamp (De-Lamp) - Tr2 | CRTL00AVDEL02 | 10 | Commercial | 01-ALC-AllCommercial-IntLight | 0 |  |  |  |  | 28.4684 | 16.4871 | 0 | 0 | 0 | 11.9813 | 190.5751 |  | kWh | 0.057573 | -0.3121 | Commercial |  | Annual | [5 empty] | 11 | 0.96 |  |  |  | 0 | 0 | 3.6392 | 0 | 0 | 0 | 0 | 0 | 0 | 0 | 0 | 0 | 2006 Qtr 1: 0; 2006 Qtr 2: 0; 2006 Qtr 3: 0; 2006 Qtr 4: 0; 2007 Qtr 1: 0; 2007 Qtr 2: 0; 2007 Qtr 3: 0; 2007 Qtr 4: 3.6392; 2008 Qtr 1: 0; 2008 Qtr 2: 0; 2008 Qtr 3: 0; 2008 Qtr 4: 0 | 3.6392
0 | 234331-Premium T8 with T12 40 Watt Baseline - Tr2 |  | 7 | Commercial | 14-MLI-Manufacturing–LightIndustry-LIGHT | 0 |  |  |  |  | 13.9591 | 9.8923 | 0 | 0 | 0 | 4.0668 | 31.1146 |  | kWh | 0.0096152 | -0.040228 | Commercial |  | Annual | [5 empty] | 11 | 0.96 |  |  |  | 0 | 0 | 87.341 | 0 | 0 | 0 | 0 | 0 | 0 | 0 | 0 | 0 | 2006 Qtr 1: 0; 2006 Qtr 2: 0; 2006 Qtr 3: 0; 2006 Qtr 4: 0; 2007 Qtr 1: 0; 2007 Qtr 2: 0; 2007 Qtr 3: 0; 2007 Qtr 4: 87.341; 2008 Qtr 1: 0; 2008 Qtr 2: 0; 2008 Qtr 3: 0; 2008 Qtr 4: 0 | 87.341
0 | 234331-Premium T8 with T12 40 Watt Baseline - Tr2 |  | 7 | Commercial | 01-ALC-AllCommercial-IntLight | 0 |  |  |  |  | 13.9591 | 9.8923 | 0 | 0 | 0 | 4.0668 | 35.8564 |  | kWh | 0.010832 | -0.058721 | Commercial |  | Annual | [5 empty] | 11 | 0.96 |  |  |  | 0 | 0 | 112.8155 | 0 | 0 | 0 | 0 | 0 | 0 | 0 | 0 | 0 | 2006 Qtr 1: 0; 2006 Qtr 2: 0; 2006 Qtr 3: 0; 2006 Qtr 4: 0; 2007 Qtr 1: 0; 2007 Qtr 2: 0; 2007 Qtr 3: 0; 2007 Qtr 4: 112.8155; 2008 Qtr 1: 0; 2008 Qtr 2: 0; 2008 Qtr 3: 0; 2008 Qtr 4: 0 | 112.8155
0 | 234331-Premium T8 with T12 40 Watt Baseline - Tr2 |  | 7 | Commercial | 01-ALC-AllCommercial-IntLight | 0 |  |  |  |  | 13.9591 | 9.8923 | 0 | 0 | 0 | 4.0668 | 35.8564 |  | kWh | 0.010832 | -0.058721 | Commercial |  | Annual | [5 empty] | 11 | 0.96 |  |  |  | 0 | 0 | 25.4745 | 0 | 0 | 0 | 0 | 0 | 0 | 0 | 0 | 0 | 2006 Qtr 1: 0; 2006 Qtr 2: 0; 2006 Qtr 3: 0; 2006 Qtr 4: 0; 2007 Qtr 1: 0; 2007 Qtr 2: 0; 2007 Qtr 3: 0; 2007 Qtr 4: 25.4745; 2008 Qtr 1: 0; 2008 Qtr 2: 0; 2008 Qtr 3: 0; 2008 Qtr 4: 0 | 25.4745
0 | 234330-Premium T8 with T12 40 Watt Baseline - Tr1 |  | 7 | Commercial | 14-MLI-Manufacturing–LightIndustry-LIGHT | 0 |  |  |  |  | 13.9589 | 13.1897 | 0 | 0 | 0 | 0.76922 | 30.1346 |  | kWh | 0.0093123 | -0.038961 | Commercial |  | Annual | [5 empty] | 11 | 0.96 |  |  |  | 0 | 0 | 25.4745 | 0 | 0 | 0 | 0 | 0 | 0 | 0 | 0 | 0 | 2006 Qtr 1: 0; 2006 Qtr 2: 0; 2006 Qtr 3: 0; 2006 Qtr 4: 0; 2007 Qtr 1: 0; 2007 Qtr 2: 0; 2007 Qtr 3: 0; 2007 Qtr 4: 25.4745; 2008 Qtr 1: 0; 2008 Qtr 2: 0; 2008 Qtr 3: 0; 2008 Qtr 4: 0 | 25.4745
0 | 234330-Premium T8 with T12 40 Watt Baseline - Tr1 |  | 7 | Commercial | 01-ALC-AllCommercial-IntLight | 0 |  |  |  |  | 13.9589 | 13.1897 | 0 | 0 | 0 | 0.76922 | 33.262 |  | kWh | 0.0095047 | -0.054473 | Commercial |  | Annual | [5 empty] | 11 | 0.96 |  |  |  | 0 | 0 | 21.8353 | 0 | 0 | 0 | 0 | 0 | 0 | 0 | 0 | 0 | 2006 Qtr 1: 0; 2006 Qtr 2: 0; 2006 Qtr 3: 0; 2006 Qtr 4: 0; 2007 Qtr 1: 21.8353; 2007 Qtr 2: 0; 2007 Qtr 3: 0; 2007 Qtr 4: 0; 2008 Qtr 1: 0; 2008 Qtr 2: 0; 2008 Qtr 3: 0; 2008 Qtr 4: 0 | 21.8353
0 | 234331-Premium T8 with T12 40 Watt Baseline - Tr2 |  | 7 | Commercial | 01-ALC-AllCommercial-IntLight | 0 |  |  |  |  | 13.9591 | 9.8923 | 0 | 0 | 0 | 4.0668 | 35.8564 |  | kWh | 0.010832 | -0.058721 | Commercial |  | Annual | [5 empty] | 11 | 0.96 |  |  |  | 0 | 0 | 90.9802 | 0 | 0 | 0 | 0 | 0 | 0 | 0 | 0 | 0 | 2006 Qtr 1: 0; 2006 Qtr 2: 0; 2006 Qtr 3: 0; 2006 Qtr 4: 0; 2007 Qtr 1: 0; 2007 Qtr 2: 0; 2007 Qtr 3: 0; 2007 Qtr 4: 90.9802; 2008 Qtr 1: 0; 2008 Qtr 2: 0; 2008 Qtr 3: 0; 2008 Qtr 4: 0 | 90.9802
0 | 234331-Premium T8 with T12 40 Watt Baseline - Tr2 |  | 7 | Commercial | 01-ALC-AllCommercial-IntLight | 0 |  |  |  |  | 13.9591 | 9.8923 | 0 | 0 | 0 | 4.0668 | 31.1202 |  | kWh | 0.0096442 | -0.050965 | Commercial |  | Annual | [5 empty] | 11 | 0.96 |  |  |  | 0 | 0 | 18.196 | 0 | 0 | 0 | 0 | 0 | 0 | 0 | 0 | 0 | 2006 Qtr 1: 0; 2006 Qtr 2: 0; 2006 Qtr 3: 0; 2006 Qtr 4: 0; 2007 Qtr 1: 18.196; 2007 Qtr 2: 0; 2007 Qtr 3: 0; 2007 Qtr 4: 0; 2008 Qtr 1: 0; 2008 Qtr 2: 0; 2008 Qtr 3: 0; 2008 Qtr 4: 0 | 18.196
0 | 234330-Premium T8 with T12 40 Watt Baseline - Tr1 |  | 7 | Commercial | 01-ALC-AllCommercial-IntLight | 0 |  |  |  |  | 13.9589 | 13.1897 | 0 | 0 | 0 | 0.76922 | 30.14 |  | kWh | 0.0093405 | -0.04936 | Commercial |  | Annual | [5 empty] | 11 | 0.96 |  |  |  | 0 | 0 | 110.9959 | 0 | 0 | 0 | 0 | 0 | 0 | 0 | 0 | 0 | 2006 Qtr 1: 0; 2006 Qtr 2: 0; 2006 Qtr 3: 0; 2006 Qtr 4: 0; 2007 Qtr 1: 110.9959; 2007 Qtr 2: 0; 2007 Qtr 3: 0; 2007 Qtr 4: 0; 2008 Qtr 1: 0; 2008 Qtr 2: 0; 2008 Qtr 3: 0; 2008 Qtr 4: 0 | 110.9959
0 | 234303-Lighting-Remove 4 Ft Lamp (De-Lamp) - Tr1 | COFL00AVDEL01 | 7 | Commercial | 01-ALC-AllCommercial-IntLight | 0 |  |  |  |  | 28.2518 | 16.4871 | 0 | 0 | 0 | 11.7647 | 100.2216 |  | kWh | 0.031059 | -0.16413 | Commercial |  | Annual | [5 empty] | 11 | 0.96 |  |  |  | 0 | 0 | 110.9959 | 0 | 0 | 0 | 0 | 0 | 0 | 0 | 0 | 0 | 2006 Qtr 1: 0; 2006 Qtr 2: 0; 2006 Qtr 3: 0; 2006 Qtr 4: 0; 2007 Qtr 1: 110.9959; 2007 Qtr 2: 0; 2007 Qtr 3: 0; 2007 Qtr 4: 0; 2008 Qtr 1: 0; 2008 Qtr 2: 0; 2008 Qtr 3: 0; 2008 Qtr 4: 0 | 110.9959
0 | 234330-Premium T8 with T12 40 Watt Baseline - Tr1 |  | 7 | Commercial | 01-ALC-AllCommercial-IntLight | 0 |  |  |  |  | 13.9589 | 13.1897 | 0 | 0 | 0 | 0.76922 | 34.727 |  | kWh | 0.010491 | -0.056872 | Commercial |  | Annual | [5 empty] | 11 | 0.96 |  |  |  | 0 | 0 | 25.4745 | 0 | 0 | 0 | 0 | 0 | 0 | 0 | 0 | 0 | 2006 Qtr 1: 0; 2006 Qtr 2: 0; 2006 Qtr 3: 0; 2006 Qtr 4: 0; 2007 Qtr 1: 0; 2007 Qtr 2: 0; 2007 Qtr 3: 0; 2007 Qtr 4: 25.4745; 2008 Qtr 1: 0; 2008 Qtr 2: 0; 2008 Qtr 3: 0; 2008 Qtr 4: 0 | 25.4745
0 | 234331-Premium T8 with T12 40 Watt Baseline - Tr2 |  | 7 | Commercial | 14-MLI-Manufacturing–LightIndustry-LIGHT | 0 |  |  |  |  | 13.9591 | 9.8923 | 0 | 0 | 0 | 4.0668 | 31.1146 |  | kWh | 0.0096152 | -0.040228 | Commercial |  | Annual | [5 empty] | 11 | 0.96 |  |  |  | 0 | 0 | 98.2586 | 0 | 0 | 0 | 0 | 0 | 0 | 0 | 0 | 0 | 2006 Qtr 1: 0; 2006 Qtr 2: 0; 2006 Qtr 3: 0; 2006 Qtr 4: 0; 2007 Qtr 1: 0; 2007 Qtr 2: 0; 2007 Qtr 3: 98.2586; 2007 Qtr 4: 0; 2008 Qtr 1: 0; 2008 Qtr 2: 0; 2008 Qtr 3: 0; 2008 Qtr 4: 0 | 98.2586
0 | 234330-Premium T8 with T12 40 Watt Baseline - Tr1 |  | 7 | Commercial | 01-ALC-AllCommercial-IntLight | 0 |  |  |  |  | 13.9589 | 13.1897 | 0 | 0 | 0 | 0.76922 | 34.727 |  | kWh | 0.010491 | -0.056872 | Commercial |  | Annual | [5 empty] | 11 | 0.96 |  |  |  | 0 | 0 | 109.1763 | 0 | 0 | 0 | 0 | 0 | 0 | 0 | 0 | 0 | 2006 Qtr 1: 0; 2006 Qtr 2: 0; 2006 Qtr 3: 0; 2006 Qtr 4: 0; 2007 Qtr 1: 0; 2007 Qtr 2: 0; 2007 Qtr 3: 0; 2007 Qtr 4: 109.1763; 2008 Qtr 1: 0; 2008 Qtr 2: 0; 2008 Qtr 3: 0; 2008 Qtr 4: 0 | 109.1763
0 | 234330-Premium T8 with T12 40 Watt Baseline - Tr1 |  | 7 | Commercial | 01-ALC-AllCommercial-IntLight | 0 |  |  |  |  | 13.9589 | 13.1897 | 0 | 0 | 0 | 0.76922 | 38.5499 |  | kWh | 0.01239 | -0.063133 | Commercial |  | Annual | [5 empty] | 11 | 0.96 |  |  |  | 0 | 0 | 14.5568 | 0 | 0 | 0 | 0 | 0 | 0 | 0 | 0 | 0 | 2006 Qtr 1: 0; 2006 Qtr 2: 0; 2006 Qtr 3: 0; 2006 Qtr 4: 0; 2007 Qtr 1: 0; 2007 Qtr 2: 0; 2007 Qtr 3: 0; 2007 Qtr 4: 14.5568; 2008 Qtr 1: 0; 2008 Qtr 2: 0; 2008 Qtr 3: 0; 2008 Qtr 4: 0 | 14.5568
0 | 234207-Lighting-8 Ft T-8 with Elec Ballast-Tr1 |  | 7 | Commercial | 01-ALC-AllCommercial-IntLight | 0 |  |  |  |  | 35.7163 | 21.9828 | 0 | 0 | 0 | 13.7335 | 31.9682 |  | kWh | 0.010275 | -0.052354 | Commercial |  | Annual | [5 empty] | 11 | 0.96 |  |  |  | 0 | 0 | 9.098 | 0 | 0 | 0 | 0 | 0 | 0 | 0 | 0 | 0 | 2006 Qtr 1: 0; 2006 Qtr 2: 0; 2006 Qtr 3: 0; 2006 Qtr 4: 0; 2007 Qtr 1: 0; 2007 Qtr 2: 0; 2007 Qtr 3: 0; 2007 Qtr 4: 9.098; 2008 Qtr 1: 0; 2008 Qtr 2: 0; 2008 Qtr 3: 0; 2008 Qtr 4: 0 | 9.098
0 | 234331-Premium T8 with T12 40 Watt Baseline - Tr2 |  | 7 | Commercial | 01-ALC-AllCommercial-IntLight | 0 |  |  |  |  | 13.9591 | 9.8923 | 0 | 0 | 0 | 4.0668 | 35.8564 |  | kWh | 0.010832 | -0.058721 | Commercial |  | Annual | [5 empty] | 11 | 0.96 |  |  |  | 0 | 0 | 109.1763 | 0 | 0 | 0 | 0 | 0 | 0 | 0 | 0 | 0 | 2006 Qtr 1: 0; 2006 Qtr 2: 0; 2006 Qtr 3: 0; 2006 Qtr 4: 0; 2007 Qtr 1: 109.1763; 2007 Qtr 2: 0; 2007 Qtr 3: 0; 2007 Qtr 4: 0; 2008 Qtr 1: 0; 2008 Qtr 2: 0; 2008 Qtr 3: 0; 2008 Qtr 4: 0 | 109.1763
0 | 234331-Premium T8 with T12 40 Watt Baseline - Tr2 |  | 7 | Commercial | 01-ALC-AllCommercial-IntLight | 0 |  |  |  |  | 13.9591 | 9.8923 | 0 | 0 | 0 | 4.0668 | 35.8564 |  | kWh | 0.010832 | -0.058721 | Commercial |  | Annual | [5 empty] | 11 | 0.96 |  |  |  | 0 | 0 | 72.7842 | 0 | 0 | 0 | 0 | 0 | 0 | 0 | 0 | 0 | 2006 Qtr 1: 0; 2006 Qtr 2: 0; 2006 Qtr 3: 0; 2006 Qtr 4: 0; 2007 Qtr 1: 72.7842; 2007 Qtr 2: 0; 2007 Qtr 3: 0; 2007 Qtr 4: 0; 2008 Qtr 1: 0; 2008 Qtr 2: 0; 2008 Qtr 3: 0; 2008 Qtr 4: 0 | 72.7842
0 | 234331-Premium T8 with T12 40 Watt Baseline - Tr2 |  | 7 | Commercial | 01-ALC-AllCommercial-IntLight | 0 |  |  |  |  | 13.9591 | 9.8923 | 0 | 0 | 0 | 4.0668 | 35.8564 |  | kWh | 0.010832 | -0.058721 | Commercial |  | Annual | [5 empty] | 11 | 0.96 |  |  |  | 0 | 0 | 65.5058 | 0 | 0 | 0 | 0 | 0 | 0 | 0 | 0 | 0 | 2006 Qtr 1: 0; 2006 Qtr 2: 0; 2006 Qtr 3: 0; 2006 Qtr 4: 0; 2007 Qtr 1: 0; 2007 Qtr 2: 0; 2007 Qtr 3: 0; 2007 Qtr 4: 65.5058; 2008 Qtr 1: 0; 2008 Qtr 2: 0; 2008 Qtr 3: 0; 2008 Qtr 4: 0 | 65.5058
0 | 234330-Premium T8 with T12 40 Watt Baseline - Tr1 |  | 7 | Commercial | 01-ALC-AllCommercial-IntLight | 0 |  |  |  |  | 13.9589 | 13.1897 | 0 | 0 | 0 | 0.76922 | 34.727 |  | kWh | 0.010491 | -0.056872 | Commercial |  | Annual | [5 empty] | 11 | 0.96 |  |  |  | 0 | 0 | 447.6227 | 0 | 0 | 0 | 0 | 0 | 0 | 0 | 0 | 0 | 2006 Qtr 1: 0; 2006 Qtr 2: 0; 2006 Qtr 3: 0; 2006 Qtr 4: 0; 2007 Qtr 1: 0; 2007 Qtr 2: 0; 2007 Qtr 3: 0; 2007 Qtr 4: 447.6227; 2008 Qtr 1: 0; 2008 Qtr 2: 0; 2008 Qtr 3: 0; 2008 Qtr 4: 0 | 447.6227
0 | 234331-Premium T8 with T12 40 Watt Baseline - Tr2 |  | System | Commercial | 01-ALC-AllCommercial-IntLight | 0 |  |  |  |  | 13.9591 | 9.8923 | 0 | 0 | 0 | 4.0668 | 31.1202 |  | kWh | 0.0096442 | -0.050965 | Commercial |  | Annual | [5 empty] | 11 | 0.96 |  |  |  | 0 | 0 | 61.8665 | 0 | 0 | 0 | 0 | 0 | 0 | 0 | 0 | 0 | 2006 Qtr 1: 0; 2006 Qtr 2: 0; 2006 Qtr 3: 0; 2006 Qtr 4: 0; 2007 Qtr 1: 61.8665; 2007 Qtr 2: 0; 2007 Qtr 3: 0; 2007 Qtr 4: 0; 2008 Qtr 1: 0; 2008 Qtr 2: 0; 2008 Qtr 3: 0; 2008 Qtr 4: 0 | 61.8665
0 | 234330-Premium T8 with T12 40 Watt Baseline - Tr1 |  | System | Commercial | 01-ALC-AllCommercial-IntLight | 0 |  |  |  |  | 13.9589 | 13.1897 | 0 | 0 | 0 | 0.76922 | 40.547 |  | kWh | 0.0073476 | -0.066403 | Commercial |  | Annual | [5 empty] | 11 | 0.96 |  |  |  | 0 | 0 | 60.0469 | 0 | 0 | 0 | 0 | 0 | 0 | 0 | 0 | 0 | 2006 Qtr 1: 0; 2006 Qtr 2: 0; 2006 Qtr 3: 0; 2006 Qtr 4: 0; 2007 Qtr 1: 60.0469; 2007 Qtr 2: 0; 2007 Qtr 3: 0; 2007 Qtr 4: 0; 2008 Qtr 1: 0; 2008 Qtr 2: 0; 2008 Qtr 3: 0; 2008 Qtr 4: 0 | 60.0469
0 | 234303-Lighting-Remove 4 Ft Lamp (De-Lamp) - Tr1 | COFL00AVDEL01 | System | Commercial | 01-ALC-AllCommercial-IntLight | 0 |  |  |  |  | 28.2518 | 16.4871 | 0 | 0 | 0 | 11.7647 | 134.827 |  | kWh | 0.024432 | -0.2208 | Commercial |  | Annual | [5 empty] | 11 | 0.96 |  |  |  | 0 | 0 | 9.098 | 0 | 0 | 0 | 0 | 0 | 0 | 0 | 0 | 0 | 2006 Qtr 1: 0; 2006 Qtr 2: 0; 2006 Qtr 3: 0; 2006 Qtr 4: 0; 2007 Qtr 1: 9.098; 2007 Qtr 2: 0; 2007 Qtr 3: 0; 2007 Qtr 4: 0; 2008 Qtr 1: 0; 2008 Qtr 2: 0; 2008 Qtr 3: 0; 2008 Qtr 4: 0 | 9.098
0 | 234330-Premium T8 with T12 40 Watt Baseline - Tr1 |  | 7 | Commercial | 01-ALC-AllCommercial-IntLight | 0 |  |  |  |  | 13.9589 | 13.1897 | 0 | 0 | 0 | 0.76922 | 34.727 |  | kWh | 0.010491 | -0.056872 | Commercial |  | Annual | [5 empty] | 11 | 0.96 |  |  |  | 0 | 0 | 43.6705 | 0 | 0 | 0 | 0 | 0 | 0 | 0 | 0 | 0 | 2006 Qtr 1: 0; 2006 Qtr 2: 0; 2006 Qtr 3: 0; 2006 Qtr 4: 0; 2007 Qtr 1: 0; 2007 Qtr 2: 0; 2007 Qtr 3: 0; 2007 Qtr 4: 43.6705; 2008 Qtr 1: 0; 2008 Qtr 2: 0; 2008 Qtr 3: 0; 2008 Qtr 4: 0 | 43.6705
0 | 234303-Lighting-Remove 4 Ft Lamp (De-Lamp) - Tr1 | COFL00AVDEL01 | 7 | Commercial | 01-ALC-AllCommercial-IntLight | 0 |  |  |  |  | 28.2518 | 16.4871 | 0 | 0 | 0 | 11.7647 | 115.4744 |  | kWh | 0.034885 | -0.18911 | Commercial |  | Annual | [5 empty] | 11 | 0.96 |  |  |  | 0 | 0 | 7.2784 | 0 | 0 | 0 | 0 | 0 | 0 | 0 | 0 | 0 | 2006 Qtr 1: 0; 2006 Qtr 2: 0; 2006 Qtr 3: 0; 2006 Qtr 4: 0; 2007 Qtr 1: 0; 2007 Qtr 2: 0; 2007 Qtr 3: 0; 2007 Qtr 4: 7.2784; 2008 Qtr 1: 0; 2008 Qtr 2: 0; 2008 Qtr 3: 0; 2008 Qtr 4: 0 | 7.2784
0 | 234331-Premium T8 with T12 40 Watt Baseline - Tr2 |  | 7 | Commercial | 01-ALC-AllCommercial-IntLight | 0 |  |  |  |  | 13.9591 | 9.8923 | 0 | 0 | 0 | 4.0668 | 39.8036 |  | kWh | 0.012793 | -0.065186 | Commercial |  | Annual | [5 empty] | 11 | 0.96 |  |  |  | 0 | 0 | 61.8665 | 0 | 0 | 0 | 0 | 0 | 0 | 0 | 0 | 0 | 2006 Qtr 1: 0; 2006 Qtr 2: 0; 2006 Qtr 3: 0; 2006 Qtr 4: 0; 2007 Qtr 1: 0; 2007 Qtr 2: 0; 2007 Qtr 3: 0; 2007 Qtr 4: 61.8665; 2008 Qtr 1: 0; 2008 Qtr 2: 0; 2008 Qtr 3: 0; 2008 Qtr 4: 0 | 61.8665
0 | 234330-Premium T8 with T12 40 Watt Baseline - Tr1 |  | 7 | Commercial | 01-ALC-AllCommercial-IntLight | 0 |  |  |  |  | 13.9589 | 13.1897 | 0 | 0 | 0 | 0.76922 | 27.8282 |  | kWh | 0.0094846 | -0.045574 | Commercial |  | Annual | [5 empty] | 11 | 0.96 |  |  |  | 0 | 0 | 29.1137 | 0 | 0 | 0 | 0 | 0 | 0 | 0 | 0 | 0 | 2006 Qtr 1: 0; 2006 Qtr 2: 0; 2006 Qtr 3: 0; 2006 Qtr 4: 0; 2007 Qtr 1: 0; 2007 Qtr 2: 0; 2007 Qtr 3: 0; 2007 Qtr 4: 29.1137; 2008 Qtr 1: 0; 2008 Qtr 2: 0; 2008 Qtr 3: 0; 2008 Qtr 4: 0 | 29.1137
0 | 234303-Lighting-Remove 4 Ft Lamp (De-Lamp) - Tr1 | COFL00AVDEL01 | 7 | Commercial | 01-ALC-AllCommercial-IntLight | 0 |  |  |  |  | 28.2518 | 16.4871 | 0 | 0 | 0 | 11.7647 | 92.5345 |  | kWh | 0.031538 | -0.15154 | Commercial |  | Annual | [5 empty] | 11 | 0.96 |  |  |  | 0 | 0 | 29.1137 | 0 | 0 | 0 | 0 | 0 | 0 | 0 | 0 | 0 | 2006 Qtr 1: 0; 2006 Qtr 2: 0; 2006 Qtr 3: 0; 2006 Qtr 4: 0; 2007 Qtr 1: 0; 2007 Qtr 2: 0; 2007 Qtr 3: 0; 2007 Qtr 4: 29.1137; 2008 Qtr 1: 0; 2008 Qtr 2: 0; 2008 Qtr 3: 0; 2008 Qtr 4: 0 | 29.1137
0 | 234331-Premium T8 with T12 40 Watt Baseline - Tr2 |  | 10 | Commercial | 24-RTS-Retail–Small-LIT_INT | 0 |  |  |  |  | 13.9591 | 9.8923 | 0 | 0 | 0 | 4.0668 | 36.7063 |  | kWh | 0.010701 | -0.043925 | Commercial |  | Annual | [5 empty] | 11 | 0.96 |  |  |  | 0 | 0 | 141.9291 | 0 | 0 | 0 | 0 | 0 | 0 | 0 | 0 | 0 | 2006 Qtr 1: 0; 2006 Qtr 2: 0; 2006 Qtr 3: 0; 2006 Qtr 4: 0; 2007 Qtr 1: 0; 2007 Qtr 2: 0; 2007 Qtr 3: 0; 2007 Qtr 4: 141.9291; 2008 Qtr 1: 0; 2008 Qtr 2: 0; 2008 Qtr 3: 0; 2008 Qtr 4: 0 | 141.9291
0 | 234304-Lighting-Remove 4 Ft Lamp (De-Lamp) - Tr2 | COFL00AVDEL01 | 10 | Commercial | 24-RTS-Retail–Small-LIT_INT | 0 |  |  |  |  | 28.2538 | 12.3653 | 0 | 0 | 0 | 15.8885 | 118.2117 |  | kWh | 0.034463 | -0.14146 | Commercial |  | Annual | [5 empty] | 11 | 0.96 |  |  |  | 0 | 0 | 14.5568 | 0 | 0 | 0 | 0 | 0 | 0 | 0 | 0 | 0 | 2006 Qtr 1: 0; 2006 Qtr 2: 0; 2006 Qtr 3: 0; 2006 Qtr 4: 0; 2007 Qtr 1: 0; 2007 Qtr 2: 0; 2007 Qtr 3: 0; 2007 Qtr 4: 14.5568; 2008 Qtr 1: 0; 2008 Qtr 2: 0; 2008 Qtr 3: 0; 2008 Qtr 4: 0 | 14.5568
0 | 234330-Premium T8 with T12 40 Watt Baseline - Tr1 |  | 10 | Commercial | 01-ALC-AllCommercial-IntLight | 0 |  |  |  |  | 13.9589 | 13.1897 | 0 | 0 | 0 | 0.76922 | 34.727 |  | kWh | 0.010491 | -0.056872 | Commercial |  | Annual | [5 empty] | 11 | 0.96 |  |  |  | 0 | 0 | 163.7644 | 0 | 0 | 0 | 0 | 0 | 0 | 0 | 0 | 0 | 2006 Qtr 1: 0; 2006 Qtr 2: 0; 2006 Qtr 3: 0; 2006 Qtr 4: 0; 2007 Qtr 1: 0; 2007 Qtr 2: 0; 2007 Qtr 3: 0; 2007 Qtr 4: 163.7644; 2008 Qtr 1: 0; 2008 Qtr 2: 0; 2008 Qtr 3: 0; 2008 Qtr 4: 0 | 163.7644
0 | 234303-Lighting-Remove 4 Ft Lamp (De-Lamp) - Tr1 | COFL00AVDEL01 | 10 | Commercial | 01-ALC-AllCommercial-IntLight | 0 |  |  |  |  | 28.2518 | 16.4871 | 0 | 0 | 0 | 11.7647 | 115.4744 |  | kWh | 0.034885 | -0.18911 | Commercial |  | Annual | [5 empty] | 11 | 0.96 |  |  |  | 0 | 0 | 43.6705 | 0 | 0 | 0 | 0 | 0 | 0 | 0 | 0 | 0 | 2006 Qtr 1: 0; 2006 Qtr 2: 0; 2006 Qtr 3: 0; 2006 Qtr 4: 0; 2007 Qtr 1: 0; 2007 Qtr 2: 0; 2007 Qtr 3: 0; 2007 Qtr 4: 43.6705; 2008 Qtr 1: 0; 2008 Qtr 2: 0; 2008 Qtr 3: 0; 2008 Qtr 4: 0 | 43.6705
0 | 234207-Lighting-8 Ft T-8 with Elec Ballast-Tr1 |  | 10 | Commercial | 01-ALC-AllCommercial-IntLight | 0 |  |  |  |  | 35.7163 | 21.9828 | 0 | 0 | 0 | 13.7335 | 28.798 |  | kWh | 0.0086999 | -0.047162 | Commercial |  | Annual | [5 empty] | 11 | 0.96 |  |  |  | 0 | 0 | 3.6392 | 0 | 0 | 0 | 0 | 0 | 0 | 0 | 0 | 0 | 2006 Qtr 1: 0; 2006 Qtr 2: 0; 2006 Qtr 3: 0; 2006 Qtr 4: 0; 2007 Qtr 1: 0; 2007 Qtr 2: 0; 2007 Qtr 3: 0; 2007 Qtr 4: 3.6392; 2008 Qtr 1: 0; 2008 Qtr 2: 0; 2008 Qtr 3: 0; 2008 Qtr 4: 0 | 3.6392
0 | 234330-Premium T8 with T12 40 Watt Baseline - Tr1 |  | 10 | Commercial | 01-ALC-AllCommercial-IntLight | 0 |  |  |  |  | 13.9589 | 13.1897 | 0 | 0 | 0 | 0.76922 | 34.727 |  | kWh | 0.010491 | -0.056872 | Commercial |  | Annual | [5 empty] | 11 | 0.96 |  |  |  | 0 | 0 | 183.78 | 0 | 0 | 0 | 0 | 0 | 0 | 0 | 0 | 0 | 2006 Qtr 1: 0; 2006 Qtr 2: 0; 2006 Qtr 3: 0; 2006 Qtr 4: 0; 2007 Qtr 1: 0; 2007 Qtr 2: 0; 2007 Qtr 3: 0; 2007 Qtr 4: 183.78; 2008 Qtr 1: 0; 2008 Qtr 2: 0; 2008 Qtr 3: 0; 2008 Qtr 4: 0 | 183.78
0 | 234331-Premium T8 with T12 40 Watt Baseline - Tr2 |  | 7 | Commercial | 01-ALC-AllCommercial-IntLight | 0 |  |  |  |  | 13.9591 | 9.8923 | 0 | 0 | 0 | 4.0668 | 35.8564 |  | kWh | 0.010832 | -0.058721 | Commercial |  | Annual | [5 empty] | 11 | 0.96 |  |  |  | 0 | 0 | 9.098 | 0 | 0 | 0 | 0 | 0 | 0 | 0 | 0 | 0 | 2006 Qtr 1: 0; 2006 Qtr 2: 0; 2006 Qtr 3: 0; 2006 Qtr 4: 0; 2007 Qtr 1: 0; 2007 Qtr 2: 0; 2007 Qtr 3: 0; 2007 Qtr 4: 9.098; 2008 Qtr 1: 0; 2008 Qtr 2: 0; 2008 Qtr 3: 0; 2008 Qtr 4: 0 | 9.098
0 | 234304-Lighting-Remove 4 Ft Lamp (De-Lamp) - Tr2 | COFL00AVDEL01 | 7 | Commercial | 01-ALC-AllCommercial-IntLight | 0 |  |  |  |  | 28.2538 | 12.3653 | 0 | 0 | 0 | 15.8885 | 115.4744 |  | kWh | 0.034885 | -0.18911 | Commercial |  | Annual | [5 empty] | 11 | 0.96 |  |  |  | 0 | 0 | 9.098 | 0 | 0 | 0 | 0 | 0 | 0 | 0 | 0 | 0 | 2006 Qtr 1: 0; 2006 Qtr 2: 0; 2006 Qtr 3: 0; 2006 Qtr 4: 0; 2007 Qtr 1: 0; 2007 Qtr 2: 0; 2007 Qtr 3: 0; 2007 Qtr 4: 9.098; 2008 Qtr 1: 0; 2008 Qtr 2: 0; 2008 Qtr 3: 0; 2008 Qtr 4: 0 | 9.098
0 | 234208-Lighting-8 Ft T-8 with Elec Ballast-Tr2 |  | 7 | Commercial | 01-ALC-AllCommercial-IntLight | 0 |  |  |  |  | 35.7165 | 16.4871 | 0 | 0 | 0 | 19.2294 | 29.0804 |  | kWh | 0.0087852 | -0.047624 | Commercial |  | Annual | [5 empty] | 11 | 0.96 |  |  |  | 0 | 0 | 10.9176 | 0 | 0 | 0 | 0 | 0 | 0 | 0 | 0 | 0 | 2006 Qtr 1: 0; 2006 Qtr 2: 0; 2006 Qtr 3: 0; 2006 Qtr 4: 0; 2007 Qtr 1: 0; 2007 Qtr 2: 0; 2007 Qtr 3: 0; 2007 Qtr 4: 10.9176; 2008 Qtr 1: 0; 2008 Qtr 2: 0; 2008 Qtr 3: 0; 2008 Qtr 4: 0 | 10.9176
0 | 234331-Premium T8 with T12 40 Watt Baseline - Tr2 |  | 7 | Commercial | 01-ALC-AllCommercial-IntLight | 0 |  |  |  |  | 13.9591 | 9.8923 | 0 | 0 | 0 | 4.0668 | 35.8564 |  | kWh | 0.010832 | -0.058721 | Commercial |  | Annual | [5 empty] | 11 | 0.96 |  |  |  | 0 | 0 | 3.6392 | 0 | 0 | 0 | 0 | 0 | 0 | 0 | 0 | 0 | 2006 Qtr 1: 0; 2006 Qtr 2: 0; 2006 Qtr 3: 0; 2006 Qtr 4: 0; 2007 Qtr 1: 0; 2007 Qtr 2: 0; 2007 Qtr 3: 0; 2007 Qtr 4: 3.6392; 2008 Qtr 1: 0; 2008 Qtr 2: 0; 2008 Qtr 3: 0; 2008 Qtr 4: 0 | 3.6392
0 | 234304-Lighting-Remove 4 Ft Lamp (De-Lamp) - Tr2 | COFL00AVDEL01 | 7 | Commercial | 01-ALC-AllCommercial-IntLight | 0 |  |  |  |  | 28.2538 | 12.3653 | 0 | 0 | 0 | 15.8885 | 115.4744 |  | kWh | 0.034885 | -0.18911 | Commercial |  | Annual | [5 empty] | 11 | 0.96 |  |  |  | 0 | 0 | 3.6392 | 0 | 0 | 0 | 0 | 0 | 0 | 0 | 0 | 0 | 2006 Qtr 1: 0; 2006 Qtr 2: 0; 2006 Qtr 3: 0; 2006 Qtr 4: 0; 2007 Qtr 1: 0; 2007 Qtr 2: 0; 2007 Qtr 3: 0; 2007 Qtr 4: 3.6392; 2008 Qtr 1: 0; 2008 Qtr 2: 0; 2008 Qtr 3: 0; 2008 Qtr 4: 0 | 3.6392
0 | 234208-Lighting-8 Ft T-8 with Elec Ballast-Tr2 |  | 7 | Commercial | 01-ALC-AllCommercial-IntLight | 0 |  |  |  |  | 35.7165 | 16.4871 | 0 | 0 | 0 | 19.2294 | 29.0804 |  | kWh | 0.0087852 | -0.047624 | Commercial |  | Annual | [5 empty] | 11 | 0.96 |  |  |  | 0 | 0 | 10.9176 | 0 | 0 | 0 | 0 | 0 | 0 | 0 | 0 | 0 | 2006 Qtr 1: 0; 2006 Qtr 2: 0; 2006 Qtr 3: 0; 2006 Qtr 4: 0; 2007 Qtr 1: 0; 2007 Qtr 2: 0; 2007 Qtr 3: 0; 2007 Qtr 4: 10.9176; 2008 Qtr 1: 0; 2008 Qtr 2: 0; 2008 Qtr 3: 0; 2008 Qtr 4: 0 | 10.9176
0 | 234318-Lighting-Screw in 5- 13 Watt Lamp - Tr1 | Averaged DEER Msrs | 10 | Commercial | 01-ALC-AllCommercial-IntLight | 0 |  |  |  |  | 7.3923 | 5.1965 | 0 | 0 | 0 | 2.1958 | 141.5665 |  | kWh | 0.0038688 | -0.24779 | Commercial |  | Annual | [5 empty] | 1.47 | 0.96 |  |  |  | 0 | 0 | 10.7764 | 0 | 0 | 0 | 0 | 0 | 0 | 0 | 0 | 0 | 2006 Qtr 1: 0; 2006 Qtr 2: 0; 2006 Qtr 3: 0; 2006 Qtr 4: 0; 2007 Qtr 1: 10.7764; 2007 Qtr 2: 0; 2007 Qtr 3: 0; 2007 Qtr 4: 0; 2008 Qtr 1: 0; 2008 Qtr 2: 0; 2008 Qtr 3: 0; 2008 Qtr 4: 0 | 10.7764
0 | 234332-Premium T8 with T12 40 Watt Baseline - Tr3 |  | 7 | Commercial | 01-ALC-AllCommercial-IntLight | 0 |  |  |  |  | 13.9591 | 7.1444 | 0 | 0 | 0 | 6.8147 | 36.0426 |  | kWh | 0.011584 | -0.059026 | Commercial |  | Annual | [5 empty] | 11 | 0.96 |  |  |  | 0 | 0 | 21.8353 | 0 | 0 | 0 | 0 | 0 | 0 | 0 | 0 | 0 | 2006 Qtr 1: 0; 2006 Qtr 2: 0; 2006 Qtr 3: 0; 2006 Qtr 4: 0; 2007 Qtr 1: 0; 2007 Qtr 2: 0; 2007 Qtr 3: 0; 2007 Qtr 4: 21.8353; 2008 Qtr 1: 0; 2008 Qtr 2: 0; 2008 Qtr 3: 0; 2008 Qtr 4: 0 | 21.8353
0 | 234331-Premium T8 with T12 40 Watt Baseline - Tr2 |  | 7 | Commercial | 01-ALC-AllCommercial-IntLight | 0 |  |  |  |  | 13.9591 | 9.8923 | 0 | 0 | 0 | 4.0668 | 35.8564 |  | kWh | 0.010832 | -0.058721 | Commercial |  | Annual | [5 empty] | 11 | 0.96 |  |  |  | 0 | 0 | 36.3921 | 0 | 0 | 0 | 0 | 0 | 0 | 0 | 0 | 0 | 2006 Qtr 1: 0; 2006 Qtr 2: 0; 2006 Qtr 3: 0; 2006 Qtr 4: 0; 2007 Qtr 1: 0; 2007 Qtr 2: 0; 2007 Qtr 3: 0; 2007 Qtr 4: 36.3921; 2008 Qtr 1: 0; 2008 Qtr 2: 0; 2008 Qtr 3: 0; 2008 Qtr 4: 0 | 36.3921
0 | 234318-Lighting-Screw in 5- 13 Watt Lamp - Tr1 | Averaged DEER Msrs | 7 | Commercial | 01-ALC-AllCommercial-IntLight | 0 |  |  |  |  | 7.3923 | 5.1965 | 0 | 0 | 0 | 2.1958 | 141.5665 |  | kWh | 0.0038688 | -0.24779 | Commercial |  | Annual | [5 empty] | 1.47 | 0.96 |  |  |  | 0 | 0 | 18.8587 | 0 | 0 | 0 | 0 | 0 | 0 | 0 | 0 | 0 | 2006 Qtr 1: 0; 2006 Qtr 2: 0; 2006 Qtr 3: 0; 2006 Qtr 4: 0; 2007 Qtr 1: 18.8587; 2007 Qtr 2: 0; 2007 Qtr 3: 0; 2007 Qtr 4: 0; 2008 Qtr 1: 0; 2008 Qtr 2: 0; 2008 Qtr 3: 0; 2008 Qtr 4: 0 | 18.8587
0 | 234318-Lighting-Screw in 5- 13 Watt Lamp - Tr1 | Averaged DEER Msrs | System | Commercial | 01-ALC-AllCommercial-IntLight | 0 |  |  |  |  | 7.3923 | 5.1965 | 0 | 0 | 0 | 2.1958 | 141.5665 |  | kWh | 0.0038688 | -0.24779 | Commercial |  | Annual | [5 empty] | 1.47 | 0.96 |  |  |  | 0 | 0 | 16.1646 | 0 | 0 | 0 | 0 | 0 | 0 | 0 | 0 | 0 | 2006 Qtr 1: 0; 2006 Qtr 2: 0; 2006 Qtr 3: 0; 2006 Qtr 4: 0; 2007 Qtr 1: 16.1646; 2007 Qtr 2: 0; 2007 Qtr 3: 0; 2007 Qtr 4: 0; 2008 Qtr 1: 0; 2008 Qtr 2: 0; 2008 Qtr 3: 0; 2008 Qtr 4: 0 | 16.1646
0 | 234318-Lighting-Screw in 5- 13 Watt Lamp - Tr1 | Averaged DEER Msrs | 7 | Commercial | 01-ALC-AllCommercial-IntLight | 0 |  |  |  |  | 7.3923 | 5.1965 | 0 | 0 | 0 | 2.1958 | 141.5665 |  | kWh | 0.0038688 | -0.24779 | Commercial |  | Annual | [5 empty] | 1.47 | 0.96 |  |  |  | 0 | 0 | 13.4705 | 0 | 0 | 0 | 0 | 0 | 0 | 0 | 0 | 0 | 2006 Qtr 1: 0; 2006 Qtr 2: 0; 2006 Qtr 3: 0; 2006 Qtr 4: 0; 2007 Qtr 1: 13.4705; 2007 Qtr 2: 0; 2007 Qtr 3: 0; 2007 Qtr 4: 0; 2008 Qtr 1: 0; 2008 Qtr 2: 0; 2008 Qtr 3: 0; 2008 Qtr 4: 0 | 13.4705
0 | 234126-Refrigeration - Efficient Evap Fan Motor Electronically Commutated Motor (ECM) | Averaged DEER Msrs | 10 | Commercial | 01-ALC-AllCommercial-Refrig | 0 |  |  |  |  | 6.7904 | 150 | 0 | 0 | 0 | -143.2096 | 116.369 |  | kWh | 0.015845 | -0.11528 | Commercial |  | Annual | [5 empty] | 15 | 0.96 |  |  |  | 0 | 0 | 5 | 0 | 0 | 0 | 0 | 0 | 0 | 0 | 0 | 0 | 2006 Qtr 1: 0; 2006 Qtr 2: 0; 2006 Qtr 3: 0; 2006 Qtr 4: 0; 2007 Qtr 1: 5; 2007 Qtr 2: 0; 2007 Qtr 3: 0; 2007 Qtr 4: 0; 2008 Qtr 1: 0; 2008 Qtr 2: 0; 2008 Qtr 3: 0; 2008 Qtr 4: 0 | 5
0 | 234126-Refrigeration - Efficient Evap Fan Motor Electronically Commutated Motor (ECM) | Averaged DEER Msrs | 10 | Commercial | 01-ALC-AllCommercial-Refrig | 0 |  |  |  |  | 6.7904 | 150 | 0 | 0 | 0 | -143.2096 | 116.369 |  | kWh | 0.015845 | -0.11528 | Commercial |  | Annual | [5 empty] | 15 | 0.96 |  |  |  | 0 | 0 | 8 | 0 | 0 | 0 | 0 | 0 | 0 | 0 | 0 | 0 | 2006 Qtr 1: 0; 2006 Qtr 2: 0; 2006 Qtr 3: 0; 2006 Qtr 4: 0; 2007 Qtr 1: 8; 2007 Qtr 2: 0; 2007 Qtr 3: 0; 2007 Qtr 4: 0; 2008 Qtr 1: 0; 2008 Qtr 2: 0; 2008 Qtr 3: 0; 2008 Qtr 4: 0 | 8
0 | 234330-Premium T8 with T12 40 Watt Baseline - Tr1 |  | 10 | Commercial | 01-ALC-AllCommercial-IntLight | 0 |  |  |  |  | 13.9589 | 13.1897 | 0 | 0 | 0 | 0.76922 | 16.7728 |  | kWh | 0.0038804 | -0.027468 | Commercial |  | Annual | [5 empty] | 11 | 0.96 |  |  |  | 0 | 0 | 23.6549 | 0 | 0 | 0 | 0 | 0 | 0 | 0 | 0 | 0 | 2006 Qtr 1: 0; 2006 Qtr 2: 0; 2006 Qtr 3: 0; 2006 Qtr 4: 0; 2007 Qtr 1: 23.6549; 2007 Qtr 2: 0; 2007 Qtr 3: 0; 2007 Qtr 4: 0; 2008 Qtr 1: 0; 2008 Qtr 2: 0; 2008 Qtr 3: 0; 2008 Qtr 4: 0 | 23.6549
0 | 234303-Lighting-Remove 4 Ft Lamp (De-Lamp) - Tr1 | COFL00AVDEL01 | 10 | Commercial | 01-ALC-AllCommercial-IntLight | 0 |  |  |  |  | 28.2518 | 16.4871 | 0 | 0 | 0 | 11.7647 | 55.7729 |  | kWh | 0.012903 | -0.091338 | Commercial |  | Annual | [5 empty] | 11 | 0.96 |  |  |  | 0 | 0 | 23.6549 | 0 | 0 | 0 | 0 | 0 | 0 | 0 | 0 | 0 | 2006 Qtr 1: 0; 2006 Qtr 2: 0; 2006 Qtr 3: 0; 2006 Qtr 4: 0; 2007 Qtr 1: 23.6549; 2007 Qtr 2: 0; 2007 Qtr 3: 0; 2007 Qtr 4: 0; 2008 Qtr 1: 0; 2008 Qtr 2: 0; 2008 Qtr 3: 0; 2008 Qtr 4: 0 | 23.6549
0 | 234049-Lighting-LED Exit Sign New Sign | CALC00AVETS01 | 10 | Commercial | 02-ASM-Assembly-Exit | 0 |  |  |  |  | 65.3696 | 45 | 0 | 0 | 0 | 20.3696 | 351.311 |  | kWh | 0 | 0 | Commercial |  | Annual | [5 empty] | 16 | 0.96 |  |  |  | 0 | 0 | 3 | 0 | 0 | 0 | 0 | 0 | 0 | 0 | 0 | 0 | 2006 Qtr 1: 0; 2006 Qtr 2: 0; 2006 Qtr 3: 0; 2006 Qtr 4: 0; 2007 Qtr 1: 3; 2007 Qtr 2: 0; 2007 Qtr 3: 0; 2007 Qtr 4: 0; 2008 Qtr 1: 0; 2008 Qtr 2: 0; 2008 Qtr 3: 0; 2008 Qtr 4: 0 | 3
0 | 234331-Premium T8 with T12 40 Watt Baseline - Tr2 |  | 7 | Commercial | 01-ALC-AllCommercial-IntLight | 0 |  |  |  |  | 13.9591 | 9.8923 | 0 | 0 | 0 | 4.0668 | 17.3182 |  | kWh | 0.0040066 | -0.028362 | Commercial |  | Annual | [5 empty] | 11 | 0.96 |  |  |  | 0 | 0 | 16.3764 | 0 | 0 | 0 | 0 | 0 | 0 | 0 | 0 | 0 | 2006 Qtr 1: 0; 2006 Qtr 2: 0; 2006 Qtr 3: 0; 2006 Qtr 4: 0; 2007 Qtr 1: 0; 2007 Qtr 2: 0; 2007 Qtr 3: 0; 2007 Qtr 4: 16.3764; 2008 Qtr 1: 0; 2008 Qtr 2: 0; 2008 Qtr 3: 0; 2008 Qtr 4: 0 | 16.3764
0 | 234304-Lighting-Remove 4 Ft Lamp (De-Lamp) - Tr2 | COFL00AVDEL01 | 7 | Commercial | 01-ALC-AllCommercial-IntLight | 0 |  |  |  |  | 28.2538 | 12.3653 | 0 | 0 | 0 | 15.8885 | 55.7729 |  | kWh | 0.012903 | -0.091338 | Commercial |  | Annual | [5 empty] | 11 | 0.96 |  |  |  | 0 | 0 | 16.3764 | 0 | 0 | 0 | 0 | 0 | 0 | 0 | 0 | 0 | 2006 Qtr 1: 0; 2006 Qtr 2: 0; 2006 Qtr 3: 0; 2006 Qtr 4: 0; 2007 Qtr 1: 0; 2007 Qtr 2: 0; 2007 Qtr 3: 0; 2007 Qtr 4: 16.3764; 2008 Qtr 1: 0; 2008 Qtr 2: 0; 2008 Qtr 3: 0; 2008 Qtr 4: 0 | 16.3764
0 | 234331-Premium T8 with T12 40 Watt Baseline - Tr2 |  | 7 | Commercial | 01-ALC-AllCommercial-IntLight | 0 |  |  |  |  | 13.9591 | 9.8923 | 0 | 0 | 0 | 4.0668 | 17.3182 |  | kWh | 0.0040066 | -0.028362 | Commercial |  | Annual | [5 empty] | 11 | 0.96 |  |  |  | 0 | 0 | 63.6862 | 0 | 0 | 0 | 0 | 0 | 0 | 0 | 0 | 0 | 2006 Qtr 1: 0; 2006 Qtr 2: 0; 2006 Qtr 3: 0; 2006 Qtr 4: 0; 2007 Qtr 1: 0; 2007 Qtr 2: 0; 2007 Qtr 3: 0; 2007 Qtr 4: 63.6862; 2008 Qtr 1: 0; 2008 Qtr 2: 0; 2008 Qtr 3: 0; 2008 Qtr 4: 0 | 63.6862
0 | 234304-Lighting-Remove 4 Ft Lamp (De-Lamp) - Tr2 | COFL00AVDEL01 | 7 | Commercial | 01-ALC-AllCommercial-IntLight | 0 |  |  |  |  | 28.2538 | 12.3653 | 0 | 0 | 0 | 15.8885 | 55.7729 |  | kWh | 0.012903 | -0.091338 | Commercial |  | Annual | [5 empty] | 11 | 0.96 |  |  |  | 0 | 0 | 63.6862 | 0 | 0 | 0 | 0 | 0 | 0 | 0 | 0 | 0 | 2006 Qtr 1: 0; 2006 Qtr 2: 0; 2006 Qtr 3: 0; 2006 Qtr 4: 0; 2007 Qtr 1: 0; 2007 Qtr 2: 0; 2007 Qtr 3: 0; 2007 Qtr 4: 63.6862; 2008 Qtr 1: 0; 2008 Qtr 2: 0; 2008 Qtr 3: 0; 2008 Qtr 4: 0 | 63.6862
0 | 234331-Premium T8 with T12 40 Watt Baseline - Tr2 |  | 7 | Commercial | 01-ALC-AllCommercial-IntLight | 0 |  |  |  |  | 13.9591 | 9.8923 | 0 | 0 | 0 | 4.0668 | 17.3182 |  | kWh | 0.0040066 | -0.028362 | Commercial |  | Annual | [5 empty] | 11 | 0.96 |  |  |  | 0 | 0 | 10.9176 | 0 | 0 | 0 | 0 | 0 | 0 | 0 | 0 | 0 | 2006 Qtr 1: 0; 2006 Qtr 2: 0; 2006 Qtr 3: 0; 2006 Qtr 4: 0; 2007 Qtr 1: 0; 2007 Qtr 2: 0; 2007 Qtr 3: 0; 2007 Qtr 4: 10.9176; 2008 Qtr 1: 0; 2008 Qtr 2: 0; 2008 Qtr 3: 0; 2008 Qtr 4: 0 | 10.9176
0 | 234304-Lighting-Remove 4 Ft Lamp (De-Lamp) - Tr2 | COFL00AVDEL01 | 7 | Commercial | 01-ALC-AllCommercial-IntLight | 0 |  |  |  |  | 28.2538 | 12.3653 | 0 | 0 | 0 | 15.8885 | 55.7729 |  | kWh | 0.012903 | -0.091338 | Commercial |  | Annual | [5 empty] | 11 | 0.96 |  |  |  | 0 | 0 | 10.9176 | 0 | 0 | 0 | 0 | 0 | 0 | 0 | 0 | 0 | 2006 Qtr 1: 0; 2006 Qtr 2: 0; 2006 Qtr 3: 0; 2006 Qtr 4: 0; 2007 Qtr 1: 0; 2007 Qtr 2: 0; 2007 Qtr 3: 0; 2007 Qtr 4: 10.9176; 2008 Qtr 1: 0; 2008 Qtr 2: 0; 2008 Qtr 3: 0; 2008 Qtr 4: 0 | 10.9176
0 | 234331-Premium T8 with T12 40 Watt Baseline - Tr2 |  | 7 | Commercial | 01-ALC-AllCommercial-IntLight | 0 |  |  |  |  | 13.9591 | 9.8923 | 0 | 0 | 0 | 4.0668 | 28.7332 |  | kWh | 0.009793 | -0.047056 | Commercial |  | Annual | [5 empty] | 11 | 0.96 |  |  |  | 0 | 0 | 25.4745 | 0 | 0 | 0 | 0 | 0 | 0 | 0 | 0 | 0 | 2006 Qtr 1: 0; 2006 Qtr 2: 0; 2006 Qtr 3: 0; 2006 Qtr 4: 0; 2007 Qtr 1: 0; 2007 Qtr 2: 0; 2007 Qtr 3: 0; 2007 Qtr 4: 25.4745; 2008 Qtr 1: 0; 2008 Qtr 2: 0; 2008 Qtr 3: 0; 2008 Qtr 4: 0 | 25.4745
0 | 234304-Lighting-Remove 4 Ft Lamp (De-Lamp) - Tr2 | COFL00AVDEL01 | 7 | Commercial | 01-ALC-AllCommercial-IntLight | 0 |  |  |  |  | 28.2538 | 12.3653 | 0 | 0 | 0 | 15.8885 | 92.5345 |  | kWh | 0.031538 | -0.15154 | Commercial |  | Annual | [5 empty] | 11 | 0.96 |  |  |  | 0 | 0 | 25.4745 | 0 | 0 | 0 | 0 | 0 | 0 | 0 | 0 | 0 | 2006 Qtr 1: 0; 2006 Qtr 2: 0; 2006 Qtr 3: 0; 2006 Qtr 4: 0; 2007 Qtr 1: 0; 2007 Qtr 2: 0; 2007 Qtr 3: 0; 2007 Qtr 4: 25.4745; 2008 Qtr 1: 0; 2008 Qtr 2: 0; 2008 Qtr 3: 0; 2008 Qtr 4: 0 | 25.4745
0 | 234331-Premium T8 with T12 40 Watt Baseline - Tr2 |  | 7 | Commercial | 01-ALC-AllCommercial-IntLight | 0 |  |  |  |  | 13.9591 | 9.8923 | 0 | 0 | 0 | 4.0668 | 35.8564 |  | kWh | 0.010832 | -0.058721 | Commercial |  | Annual | [5 empty] | 11 | 0.96 |  |  |  | 0 | 0 | 25.4745 | 0 | 0 | 0 | 0 | 0 | 0 | 0 | 0 | 0 | 2006 Qtr 1: 0; 2006 Qtr 2: 0; 2006 Qtr 3: 0; 2006 Qtr 4: 0; 2007 Qtr 1: 0; 2007 Qtr 2: 0; 2007 Qtr 3: 0; 2007 Qtr 4: 25.4745; 2008 Qtr 1: 0; 2008 Qtr 2: 0; 2008 Qtr 3: 0; 2008 Qtr 4: 0 | 25.4745
0 | 234304-Lighting-Remove 4 Ft Lamp (De-Lamp) - Tr2 | COFL00AVDEL01 | 7 | Commercial | 01-ALC-AllCommercial-IntLight | 0 |  |  |  |  | 28.2538 | 12.3653 | 0 | 0 | 0 | 15.8885 | 115.4744 |  | kWh | 0.034885 | -0.18911 | Commercial |  | Annual | [5 empty] | 11 | 0.96 |  |  |  | 0 | 0 | 25.4745 | 0 | 0 | 0 | 0 | 0 | 0 | 0 | 0 | 0 | 2006 Qtr 1: 0; 2006 Qtr 2: 0; 2006 Qtr 3: 0; 2006 Qtr 4: 0; 2007 Qtr 1: 0; 2007 Qtr 2: 0; 2007 Qtr 3: 0; 2007 Qtr 4: 25.4745; 2008 Qtr 1: 0; 2008 Qtr 2: 0; 2008 Qtr 3: 0; 2008 Qtr 4: 0 | 25.4745
0 | 234330-Premium T8 with T12 40 Watt Baseline - Tr1 |  | 7 | Commercial | 01-ALC-AllCommercial-IntLight | 0 |  |  |  |  | 13.9589 | 13.1897 | 0 | 0 | 0 | 0.76922 | 40.547 |  | kWh | 0.0073476 | -0.066403 | Commercial |  | Annual | [5 empty] | 11 | 0.96 |  |  |  | 0 | 0 | 10.9176 | 0 | 0 | 0 | 0 | 0 | 0 | 0 | 0 | 0 | 2006 Qtr 1: 0; 2006 Qtr 2: 0; 2006 Qtr 3: 0; 2006 Qtr 4: 0; 2007 Qtr 1: 0; 2007 Qtr 2: 0; 2007 Qtr 3: 0; 2007 Qtr 4: 10.9176; 2008 Qtr 1: 0; 2008 Qtr 2: 0; 2008 Qtr 3: 0; 2008 Qtr 4: 0 | 10.9176
0 | 234303-Lighting-Remove 4 Ft Lamp (De-Lamp) - Tr1 | COFL00AVDEL01 | 7 | Commercial | 01-ALC-AllCommercial-IntLight | 0 |  |  |  |  | 28.2518 | 16.4871 | 0 | 0 | 0 | 11.7647 | 134.827 |  | kWh | 0.024432 | -0.2208 | Commercial |  | Annual | [5 empty] | 11 | 0.96 |  |  |  | 0 | 0 | 10.9176 | 0 | 0 | 0 | 0 | 0 | 0 | 0 | 0 | 0 | 2006 Qtr 1: 0; 2006 Qtr 2: 0; 2006 Qtr 3: 0; 2006 Qtr 4: 0; 2007 Qtr 1: 0; 2007 Qtr 2: 0; 2007 Qtr 3: 0; 2007 Qtr 4: 10.9176; 2008 Qtr 1: 0; 2008 Qtr 2: 0; 2008 Qtr 3: 0; 2008 Qtr 4: 0 | 10.9176
0 | 234331-Premium T8 with T12 40 Watt Baseline - Tr2 |  | 7 | Commercial | 01-ALC-AllCommercial-IntLight | 0 |  |  |  |  | 13.9591 | 9.8923 | 0 | 0 | 0 | 4.0668 | 17.3182 |  | kWh | 0.0040066 | -0.028362 | Commercial |  | Annual | [5 empty] | 11 | 0.96 |  |  |  | 0 | 0 | 98.2586 | 0 | 0 | 0 | 0 | 0 | 0 | 0 | 0 | 0 | 2006 Qtr 1: 0; 2006 Qtr 2: 0; 2006 Qtr 3: 0; 2006 Qtr 4: 0; 2007 Qtr 1: 0; 2007 Qtr 2: 0; 2007 Qtr 3: 0; 2007 Qtr 4: 98.2586; 2008 Qtr 1: 0; 2008 Qtr 2: 0; 2008 Qtr 3: 0; 2008 Qtr 4: 0 | 98.2586
0 | 234304-Lighting-Remove 4 Ft Lamp (De-Lamp) - Tr2 | COFL00AVDEL01 | 7 | Commercial | 01-ALC-AllCommercial-IntLight | 0 |  |  |  |  | 28.2538 | 12.3653 | 0 | 0 | 0 | 15.8885 | 55.7729 |  | kWh | 0.012903 | -0.091338 | Commercial |  | Annual | [5 empty] | 11 | 0.96 |  |  |  | 0 | 0 | 98.2586 | 0 | 0 | 0 | 0 | 0 | 0 | 0 | 0 | 0 | 2006 Qtr 1: 0; 2006 Qtr 2: 0; 2006 Qtr 3: 0; 2006 Qtr 4: 0; 2007 Qtr 1: 0; 2007 Qtr 2: 0; 2007 Qtr 3: 0; 2007 Qtr 4: 98.2586; 2008 Qtr 1: 0; 2008 Qtr 2: 0; 2008 Qtr 3: 0; 2008 Qtr 4: 0 | 98.2586
0 | 234331-Premium T8 with T12 40 Watt Baseline - Tr2 |  | 7 | Commercial | 01-ALC-AllCommercial-IntLight | 0 |  |  |  |  | 13.9591 | 9.8923 | 0 | 0 | 0 | 4.0668 | 31.1202 |  | kWh | 0.0096442 | -0.050965 | Commercial |  | Annual | [5 empty] | 11 | 0.96 |  |  |  | 0 | 0 | 32.7529 | 0 | 0 | 0 | 0 | 0 | 0 | 0 | 0 | 0 | 2006 Qtr 1: 0; 2006 Qtr 2: 0; 2006 Qtr 3: 0; 2006 Qtr 4: 0; 2007 Qtr 1: 0; 2007 Qtr 2: 0; 2007 Qtr 3: 0; 2007 Qtr 4: 32.7529; 2008 Qtr 1: 0; 2008 Qtr 2: 0; 2008 Qtr 3: 0; 2008 Qtr 4: 0 | 32.7529
0 | 234304-Lighting-Remove 4 Ft Lamp (De-Lamp) - Tr2 | COFL00AVDEL01 | 7 | Commercial | 01-ALC-AllCommercial-IntLight | 0 |  |  |  |  | 28.2538 | 12.3653 | 0 | 0 | 0 | 15.8885 | 100.2216 |  | kWh | 0.031059 | -0.16413 | Commercial |  | Annual | [5 empty] | 11 | 0.96 |  |  |  | 0 | 0 | 32.7529 | 0 | 0 | 0 | 0 | 0 | 0 | 0 | 0 | 0 | 2006 Qtr 1: 0; 2006 Qtr 2: 0; 2006 Qtr 3: 0; 2006 Qtr 4: 0; 2007 Qtr 1: 0; 2007 Qtr 2: 0; 2007 Qtr 3: 0; 2007 Qtr 4: 32.7529; 2008 Qtr 1: 0; 2008 Qtr 2: 0; 2008 Qtr 3: 0; 2008 Qtr 4: 0 | 32.7529
0 | 234330-Premium T8 with T12 40 Watt Baseline - Tr1 |  | 7 | Commercial | 01-ALC-AllCommercial-IntLight | 0 |  |  |  |  | 13.9589 | 13.1897 | 0 | 0 | 0 | 0.76922 | 34.727 |  | kWh | 0.010491 | -0.056872 | Commercial |  | Annual | [5 empty] | 11 | 0.96 |  |  |  | 0 | 0 | 43.6705 | 0 | 0 | 0 | 0 | 0 | 0 | 0 | 0 | 0 | 2006 Qtr 1: 0; 2006 Qtr 2: 0; 2006 Qtr 3: 0; 2006 Qtr 4: 0; 2007 Qtr 1: 0; 2007 Qtr 2: 0; 2007 Qtr 3: 0; 2007 Qtr 4: 43.6705; 2008 Qtr 1: 0; 2008 Qtr 2: 0; 2008 Qtr 3: 0; 2008 Qtr 4: 0 | 43.6705
0 | 234207-Lighting-8 Ft T-8 with Elec Ballast-Tr1 |  | 7 | Commercial | 01-ALC-AllCommercial-IntLight | 0 |  |  |  |  | 35.7163 | 21.9828 | 0 | 0 | 0 | 13.7335 | 28.798 |  | kWh | 0.0086999 | -0.047162 | Commercial |  | Annual | [5 empty] | 11 | 0.96 |  |  |  | 0 | 0 | 18.196 | 0 | 0 | 0 | 0 | 0 | 0 | 0 | 0 | 0 | 2006 Qtr 1: 0; 2006 Qtr 2: 0; 2006 Qtr 3: 0; 2006 Qtr 4: 0; 2007 Qtr 1: 0; 2007 Qtr 2: 0; 2007 Qtr 3: 0; 2007 Qtr 4: 18.196; 2008 Qtr 1: 0; 2008 Qtr 2: 0; 2008 Qtr 3: 0; 2008 Qtr 4: 0 | 18.196
0 | 234330-Premium T8 with T12 40 Watt Baseline - Tr1 |  | 7 | Commercial | 01-ALC-AllCommercial-IntLight | 0 |  |  |  |  | 13.9589 | 13.1897 | 0 | 0 | 0 | 0.76922 | 34.727 |  | kWh | 0.010491 | -0.056872 | Commercial |  | Annual | [5 empty] | 11 | 0.96 |  |  |  | 0 | 0 | 50.9489 | 0 | 0 | 0 | 0 | 0 | 0 | 0 | 0 | 0 | 2006 Qtr 1: 0; 2006 Qtr 2: 0; 2006 Qtr 3: 0; 2006 Qtr 4: 0; 2007 Qtr 1: 0; 2007 Qtr 2: 0; 2007 Qtr 3: 0; 2007 Qtr 4: 50.9489; 2008 Qtr 1: 0; 2008 Qtr 2: 0; 2008 Qtr 3: 0; 2008 Qtr 4: 0 | 50.9489
0 | 234303-Lighting-Remove 4 Ft Lamp (De-Lamp) - Tr1 | COFL00AVDEL01 | 10 | Commercial | 14-MLI-Manufacturing–LightIndustry-LIGHT | 0 |  |  |  |  | 28.2518 | 16.4871 | 0 | 0 | 0 | 11.7647 | 101.5057 |  | kWh | 0.03095 | -0.1539 | Commercial |  | Annual | [5 empty] | 11 | 0.96 |  |  |  | 0 | 0 | 88.2508 | 0 | 0 | 0 | 0 | 0 | 0 | 0 | 0 | 0 | 2006 Qtr 1: 0; 2006 Qtr 2: 0; 2006 Qtr 3: 0; 2006 Qtr 4: 0; 2007 Qtr 1: 0; 2007 Qtr 2: 0; 2007 Qtr 3: 0; 2007 Qtr 4: 88.2508; 2008 Qtr 1: 0; 2008 Qtr 2: 0; 2008 Qtr 3: 0; 2008 Qtr 4: 0 | 88.2508
0 | 234330-Premium T8 with T12 40 Watt Baseline - Tr1 |  | 10 | Commercial | 14-MLI-Manufacturing–LightIndustry-LIGHT | 0 |  |  |  |  | 13.9589 | 13.1897 | 0 | 0 | 0 | 0.76922 | 30.5262 |  | kWh | 0.0093078 | -0.046284 | Commercial |  | Annual | [5 empty] | 11 | 0.96 |  |  |  | 0 | 0 | 187.4192 | 0 | 0 | 0 | 0 | 0 | 0 | 0 | 0 | 0 | 2006 Qtr 1: 0; 2006 Qtr 2: 0; 2006 Qtr 3: 0; 2006 Qtr 4: 0; 2007 Qtr 1: 0; 2007 Qtr 2: 0; 2007 Qtr 3: 0; 2007 Qtr 4: 187.4192; 2008 Qtr 1: 0; 2008 Qtr 2: 0; 2008 Qtr 3: 0; 2008 Qtr 4: 0 | 187.4192
0 | 234331-Premium T8 with T12 40 Watt Baseline - Tr2 |  | 7 | Commercial | 01-ALC-AllCommercial-IntLight | 0 |  |  |  |  | 13.9591 | 9.8923 | 0 | 0 | 0 | 4.0668 | 35.8564 |  | kWh | 0.010832 | -0.058721 | Commercial |  | Annual | [5 empty] | 11 | 0.96 |  |  |  | 0 | 0 | 50.9489 | 0 | 0 | 0 | 0 | 0 | 0 | 0 | 0 | 0 | 2006 Qtr 1: 0; 2006 Qtr 2: 0; 2006 Qtr 3: 0; 2006 Qtr 4: 0; 2007 Qtr 1: 0; 2007 Qtr 2: 0; 2007 Qtr 3: 0; 2007 Qtr 4: 50.9489; 2008 Qtr 1: 0; 2008 Qtr 2: 0; 2008 Qtr 3: 0; 2008 Qtr 4: 0 | 50.9489
0 | 234330-Premium T8 with T12 40 Watt Baseline - Tr1 |  | System | Commercial | 01-ALC-AllCommercial-IntLight | 0 |  |  |  |  | 13.9589 | 13.1897 | 0 | 0 | 0 | 0.76922 | 34.727 |  | kWh | 0.010491 | -0.056872 | Commercial |  | Annual | [5 empty] | 11 | 0.96 |  |  |  | 0 | 0 | 47.3097 | 0 | 0 | 0 | 0 | 0 | 0 | 0 | 0 | 0 | 2006 Qtr 1: 0; 2006 Qtr 2: 0; 2006 Qtr 3: 0; 2006 Qtr 4: 0; 2007 Qtr 1: 47.3097; 2007 Qtr 2: 0; 2007 Qtr 3: 0; 2007 Qtr 4: 0; 2008 Qtr 1: 0; 2008 Qtr 2: 0; 2008 Qtr 3: 0; 2008 Qtr 4: 0 | 47.3097
0 | 234331-Premium T8 with T12 40 Watt Baseline - Tr2 |  | 10 | Commercial | 01-ALC-AllCommercial-IntLight | 0 |  |  |  |  | 13.9591 | 9.8923 | 0 | 0 | 0 | 4.0668 | 35.8564 |  | kWh | 0.010832 | -0.058721 | Commercial |  | Annual | [5 empty] | 11 | 0.96 |  |  |  | 0 | 0 | 98.2586 | 0 | 0 | 0 | 0 | 0 | 0 | 0 | 0 | 0 | 2006 Qtr 1: 0; 2006 Qtr 2: 0; 2006 Qtr 3: 0; 2006 Qtr 4: 0; 2007 Qtr 1: 0; 2007 Qtr 2: 0; 2007 Qtr 3: 0; 2007 Qtr 4: 98.2586; 2008 Qtr 1: 0; 2008 Qtr 2: 0; 2008 Qtr 3: 0; 2008 Qtr 4: 0 | 98.2586
0 | 234304-Lighting-Remove 4 Ft Lamp (De-Lamp) - Tr2 | COFL00AVDEL01 | 10 | Commercial | 01-ALC-AllCommercial-IntLight | 0 |  |  |  |  | 28.2538 | 12.3653 | 0 | 0 | 0 | 15.8885 | 115.4744 |  | kWh | 0.034885 | -0.18911 | Commercial |  | Annual | [5 empty] | 11 | 0.96 |  |  |  | 0 | 0 | 25.4745 | 0 | 0 | 0 | 0 | 0 | 0 | 0 | 0 | 0 | 2006 Qtr 1: 0; 2006 Qtr 2: 0; 2006 Qtr 3: 0; 2006 Qtr 4: 0; 2007 Qtr 1: 0; 2007 Qtr 2: 0; 2007 Qtr 3: 0; 2007 Qtr 4: 25.4745; 2008 Qtr 1: 0; 2008 Qtr 2: 0; 2008 Qtr 3: 0; 2008 Qtr 4: 0 | 25.4745
0 | 234307-Lighting-Remove 8 Ft Lamp (De-Lamp) - Tr2 | CRTL00AVDEL02 | 10 | Commercial | 01-ALC-AllCommercial-IntLight | 0 |  |  |  |  | 28.4684 | 16.4871 | 0 | 0 | 0 | 11.9813 | 190.5751 |  | kWh | 0.057573 | -0.3121 | Commercial |  | Annual | [5 empty] | 11 | 0.96 |  |  |  | 0 | 0 | 36.3921 | 0 | 0 | 0 | 0 | 0 | 0 | 0 | 0 | 0 | 2006 Qtr 1: 0; 2006 Qtr 2: 0; 2006 Qtr 3: 0; 2006 Qtr 4: 0; 2007 Qtr 1: 0; 2007 Qtr 2: 0; 2007 Qtr 3: 0; 2007 Qtr 4: 36.3921; 2008 Qtr 1: 0; 2008 Qtr 2: 0; 2008 Qtr 3: 0; 2008 Qtr 4: 0 | 36.3921
0 | 234178-Food Service - Ice Machine Air-Cooled 501-1000 |  | 10 | Commercial | 01-ALC-AllCommercial-Refrig | 0 |  |  |  |  | 1485 | 800 | 0 | 0 | 0 | 685 | 3011.25 |  | kWh | 0.34375 | 0 | Commercial |  | Annual | [5 empty] | 12 | 0.96 |  |  |  | 0 | 0 | 1 | 0 | 0 | 0 | 0 | 0 | 0 | 0 | 0 | 0 | 2006 Qtr 1: 0; 2006 Qtr 2: 0; 2006 Qtr 3: 0; 2006 Qtr 4: 0; 2007 Qtr 1: 0; 2007 Qtr 2: 0; 2007 Qtr 3: 0; 2007 Qtr 4: 1; 2008 Qtr 1: 0; 2008 Qtr 2: 0; 2008 Qtr 3: 0; 2008 Qtr 4: 0 | 1
0 | 234084-Refrigeration -Cooler/Freezer Door Gaskets - Solid Doors: Cooler |  | 7 | Commercial | 01-ALC-AllCommercial-Refrig | 0 |  |  |  |  | 4 | 4 | 0 | 0 | 0 | 0 | 104.55 |  | kWh | 0.01195 | 0 | Commercial |  | Annual | [5 empty] | 4 | 0.96 |  |  |  | 0 | 0 | 31 | 0 | 0 | 0 | 0 | 0 | 0 | 0 | 0 | 0 | 2006 Qtr 1: 0; 2006 Qtr 2: 0; 2006 Qtr 3: 0; 2006 Qtr 4: 0; 2007 Qtr 1: 31; 2007 Qtr 2: 0; 2007 Qtr 3: 0; 2007 Qtr 4: 0; 2008 Qtr 1: 0; 2008 Qtr 2: 0; 2008 Qtr 3: 0; 2008 Qtr 4: 0 | 31
0 | 234331-Premium T8 with T12 40 Watt Baseline - Tr2 |  | 10 | Commercial | 01-ALC-AllCommercial-IntLight | 0 |  |  |  |  | 13.9591 | 9.8923 | 0 | 0 | 0 | 4.0668 | 39.8036 |  | kWh | 0.012793 | -0.065186 | Commercial |  | Annual | [5 empty] | 11 | 0.96 |  |  |  | 0 | 0 | 56.4077 | 0 | 0 | 0 | 0 | 0 | 0 | 0 | 0 | 0 | 2006 Qtr 1: 0; 2006 Qtr 2: 0; 2006 Qtr 3: 0; 2006 Qtr 4: 0; 2007 Qtr 1: 56.4077; 2007 Qtr 2: 0; 2007 Qtr 3: 0; 2007 Qtr 4: 0; 2008 Qtr 1: 0; 2008 Qtr 2: 0; 2008 Qtr 3: 0; 2008 Qtr 4: 0 | 56.4077
0 | 234003-A/C - Reflective Window Film Inland |  | 7 | Commercial | 01-ALC-AllCommercial-Cooling | 0 |  |  |  |  | 3.12 | 2 | 0 | 0 | 0 | 1.12 | 15.27 |  | kWh | 0.0023 | 0 | Commercial |  | Annual | [5 empty] | 10 | 0.96 |  |  |  | 0 | 0 | 76 | 0 | 0 | 0 | 0 | 0 | 0 | 0 | 0 | 0 | 2006 Qtr 1: 0; 2006 Qtr 2: 0; 2006 Qtr 3: 0; 2006 Qtr 4: 0; 2007 Qtr 1: 76; 2007 Qtr 2: 0; 2007 Qtr 3: 0; 2007 Qtr 4: 0; 2008 Qtr 1: 0; 2008 Qtr 2: 0; 2008 Qtr 3: 0; 2008 Qtr 4: 0 | 76
0 | 234226-Lighting-Hrdwr Mrc Vp Bs 27-65w Flrscnt Fxtr -Tr2 |  | 7 | Commercial | 01-ALC-AllCommercial-IntLight | 0 |  |  |  |  | 61.5518 | 32.9742 | 0 | 0 | 0 | 28.5776 | 61.9023 |  | kWh | 0.017351 |  | Commercial |  | Annual | [5 empty] | 16 | 0.96 |  |  |  | 0 | 0 | 1.8196 | 0 | 0 | 0 | 0 | 0 | 0 | 0 | 0 | 0 | 2006 Qtr 1: 0; 2006 Qtr 2: 0; 2006 Qtr 3: 0; 2006 Qtr 4: 0; 2007 Qtr 1: 1.8196; 2007 Qtr 2: 0; 2007 Qtr 3: 0; 2007 Qtr 4: 0; 2008 Qtr 1: 0; 2008 Qtr 2: 0; 2008 Qtr 3: 0; 2008 Qtr 4: 0 | 1.8196
0 | 234126-Refrigeration - Efficient Evap Fan Motor Electronically Commutated Motor (ECM) | Averaged DEER Msrs | 7 | Commercial | 01-ALC-AllCommercial-Refrig | 0 |  |  |  |  | 6.7904 | 150 | 0 | 0 | 0 | -143.2096 | 116.369 |  | kWh | 0.015845 | -0.11528 | Commercial |  | Annual | [5 empty] | 15 | 0.96 |  |  |  | 0 | 0 | 6 | 0 | 0 | 0 | 0 | 0 | 0 | 0 | 0 | 0 | 2006 Qtr 1: 0; 2006 Qtr 2: 0; 2006 Qtr 3: 0; 2006 Qtr 4: 0; 2007 Qtr 1: 6; 2007 Qtr 2: 0; 2007 Qtr 3: 0; 2007 Qtr 4: 0; 2008 Qtr 1: 0; 2008 Qtr 2: 0; 2008 Qtr 3: 0; 2008 Qtr 4: 0 | 6
0 | 234126-Refrigeration - Efficient Evap Fan Motor Electronically Commutated Motor (ECM) | Averaged DEER Msrs | 7 | Commercial | 01-ALC-AllCommercial-Refrig | 0 |  |  |  |  | 6.7904 | 150 | 0 | 0 | 0 | -143.2096 | 116.369 |  | kWh | 0.015845 | -0.11528 | Commercial |  | Annual | [5 empty] | 15 | 0.96 |  |  |  | 0 | 0 | 36 | 0 | 0 | 0 | 0 | 0 | 0 | 0 | 0 | 0 | 2006 Qtr 1: 0; 2006 Qtr 2: 0; 2006 Qtr 3: 0; 2006 Qtr 4: 0; 2007 Qtr 1: 36; 2007 Qtr 2: 0; 2007 Qtr 3: 0; 2007 Qtr 4: 0; 2008 Qtr 1: 0; 2008 Qtr 2: 0; 2008 Qtr 3: 0; 2008 Qtr 4: 0 | 36
0 | 234332-Premium T8 with T12 40 Watt Baseline - Tr3 |  | 7 | Commercial | 01-ALC-AllCommercial-IntLight | 0 |  |  |  |  | 13.9591 | 7.1444 | 0 | 0 | 0 | 6.8147 | 36.0426 |  | kWh | 0.011584 | -0.059026 | Commercial |  | Annual | [5 empty] | 11 | 0.96 |  |  |  | 0 | 0 | 12.7372 | 0 | 0 | 0 | 0 | 0 | 0 | 0 | 0 | 0 | 2006 Qtr 1: 0; 2006 Qtr 2: 0; 2006 Qtr 3: 0; 2006 Qtr 4: 0; 2007 Qtr 1: 12.7372; 2007 Qtr 2: 0; 2007 Qtr 3: 0; 2007 Qtr 4: 0; 2008 Qtr 1: 0; 2008 Qtr 2: 0; 2008 Qtr 3: 0; 2008 Qtr 4: 0 | 12.7372
0 | 234305-Lighting-Remove 4 Ft Lamp (De-Lamp) - Tr3 | COFL00AVDEL01 | 7 | Commercial | 01-ALC-AllCommercial-IntLight | 0 |  |  |  |  | 28.2538 | 8.7931 | 0 | 0 | 0 | 19.4607 | 128.1864 |  | kWh | 0.0412 | -0.20993 | Commercial |  | Annual | [5 empty] | 11 | 0.96 |  |  |  | 0 | 0 | 3.6392 | 0 | 0 | 0 | 0 | 0 | 0 | 0 | 0 | 0 | 2006 Qtr 1: 0; 2006 Qtr 2: 0; 2006 Qtr 3: 0; 2006 Qtr 4: 0; 2007 Qtr 1: 3.6392; 2007 Qtr 2: 0; 2007 Qtr 3: 0; 2007 Qtr 4: 0; 2008 Qtr 1: 0; 2008 Qtr 2: 0; 2008 Qtr 3: 0; 2008 Qtr 4: 0 | 3.6392
0 | 234308-Lighting-Remove 8 Ft Lamp (De-Lamp) - Tr3 | CRTL00AVDEL02 | 7 | Commercial | 01-ALC-AllCommercial-IntLight | 0 |  |  |  |  | 28.4737 | 11.8158 | 0 | 0 | 0 | 16.6579 | 211.5545 |  | kWh | 0.067995 | -0.34646 | Commercial |  | Annual | [5 empty] | 11 | 0.96 |  |  |  | 0 | 0 | 4.549 | 0 | 0 | 0 | 0 | 0 | 0 | 0 | 0 | 0 | 2006 Qtr 1: 0; 2006 Qtr 2: 0; 2006 Qtr 3: 0; 2006 Qtr 4: 0; 2007 Qtr 1: 4.549; 2007 Qtr 2: 0; 2007 Qtr 3: 0; 2007 Qtr 4: 0; 2008 Qtr 1: 0; 2008 Qtr 2: 0; 2008 Qtr 3: 0; 2008 Qtr 4: 0 | 4.549
0 | 234126-Refrigeration - Efficient Evap Fan Motor Electronically Commutated Motor (ECM) | Averaged DEER Msrs | 7 | Commercial | 01-ALC-AllCommercial-Refrig | 0 |  |  |  |  | 6.7904 | 150 | 0 | 0 | 0 | -143.2096 | 116.369 |  | kWh | 0.015845 | -0.11528 | Commercial |  | Annual | [5 empty] | 15 | 0.96 |  |  |  | 0 | 0 | 4 | 0 | 0 | 0 | 0 | 0 | 0 | 0 | 0 | 0 | 2006 Qtr 1: 0; 2006 Qtr 2: 0; 2006 Qtr 3: 0; 2006 Qtr 4: 0; 2007 Qtr 1: 0; 2007 Qtr 2: 0; 2007 Qtr 3: 0; 2007 Qtr 4: 4; 2008 Qtr 1: 0; 2008 Qtr 2: 0; 2008 Qtr 3: 0; 2008 Qtr 4: 0 | 4
0 | 234330-Premium T8 with T12 40 Watt Baseline - Tr1 |  | 10 | Commercial | 01-ALC-AllCommercial-IntLight | 0 |  |  |  |  | 13.9589 | 13.1897 | 0 | 0 | 0 | 0.76922 | 16.7728 |  | kWh | 0.0038804 | -0.027468 | Commercial |  | Annual | [5 empty] | 11 | 0.96 |  |  |  | 0 | 0 | 169.2232 | 0 | 0 | 0 | 0 | 0 | 0 | 0 | 0 | 0 | 2006 Qtr 1: 0; 2006 Qtr 2: 0; 2006 Qtr 3: 0; 2006 Qtr 4: 0; 2007 Qtr 1: 169.2232; 2007 Qtr 2: 0; 2007 Qtr 3: 0; 2007 Qtr 4: 0; 2008 Qtr 1: 0; 2008 Qtr 2: 0; 2008 Qtr 3: 0; 2008 Qtr 4: 0 | 169.2232
0 | 234303-Lighting-Remove 4 Ft Lamp (De-Lamp) - Tr1 | COFL00AVDEL01 | 10 | Commercial | 01-ALC-AllCommercial-IntLight | 0 |  |  |  |  | 28.2518 | 16.4871 | 0 | 0 | 0 | 11.7647 | 55.7729 |  | kWh | 0.012903 | -0.091338 | Commercial |  | Annual | [5 empty] | 11 | 0.96 |  |  |  | 0 | 0 | 169.2232 | 0 | 0 | 0 | 0 | 0 | 0 | 0 | 0 | 0 | 2006 Qtr 1: 0; 2006 Qtr 2: 0; 2006 Qtr 3: 0; 2006 Qtr 4: 0; 2007 Qtr 1: 169.2232; 2007 Qtr 2: 0; 2007 Qtr 3: 0; 2007 Qtr 4: 0; 2008 Qtr 1: 0; 2008 Qtr 2: 0; 2008 Qtr 3: 0; 2008 Qtr 4: 0 | 169.2232
0 | 234049-Lighting-LED Exit Sign New Sign | CALC00AVETS01 | 10 | Commercial | 02-ASM-Assembly-Exit | 0 |  |  |  |  | 65.3696 | 45 | 0 | 0 | 0 | 20.3696 | 351.311 |  | kWh | 0 | 0 | Commercial |  | Annual | [5 empty] | 16 | 0.96 |  |  |  | 0 | 0 | 9 | 0 | 0 | 0 | 0 | 0 | 0 | 0 | 0 | 0 | 2006 Qtr 1: 0; 2006 Qtr 2: 0; 2006 Qtr 3: 0; 2006 Qtr 4: 0; 2007 Qtr 1: 9; 2007 Qtr 2: 0; 2007 Qtr 3: 0; 2007 Qtr 4: 0; 2008 Qtr 1: 0; 2008 Qtr 2: 0; 2008 Qtr 3: 0; 2008 Qtr 4: 0 | 9
0 | 234330-Premium T8 with T12 40 Watt Baseline - Tr1 |  | 10 | Commercial | 01-ALC-AllCommercial-IntLight | 0 |  |  |  |  | 13.9589 | 13.1897 | 0 | 0 | 0 | 0.76922 | 16.7728 |  | kWh | 0.0038804 | -0.027468 | Commercial |  | Annual | [5 empty] | 11 | 0.96 |  |  |  | 0 | 0 | 69.145 | 0 | 0 | 0 | 0 | 0 | 0 | 0 | 0 | 0 | 2006 Qtr 1: 0; 2006 Qtr 2: 0; 2006 Qtr 3: 0; 2006 Qtr 4: 0; 2007 Qtr 1: 69.145; 2007 Qtr 2: 0; 2007 Qtr 3: 0; 2007 Qtr 4: 0; 2008 Qtr 1: 0; 2008 Qtr 2: 0; 2008 Qtr 3: 0; 2008 Qtr 4: 0 | 69.145
0 | 234303-Lighting-Remove 4 Ft Lamp (De-Lamp) - Tr1 | COFL00AVDEL01 | 10 | Commercial | 01-ALC-AllCommercial-IntLight | 0 |  |  |  |  | 28.2518 | 16.4871 | 0 | 0 | 0 | 11.7647 | 55.7729 |  | kWh | 0.012903 | -0.091338 | Commercial |  | Annual | [5 empty] | 11 | 0.96 |  |  |  | 0 | 0 | 69.145 | 0 | 0 | 0 | 0 | 0 | 0 | 0 | 0 | 0 | 2006 Qtr 1: 0; 2006 Qtr 2: 0; 2006 Qtr 3: 0; 2006 Qtr 4: 0; 2007 Qtr 1: 69.145; 2007 Qtr 2: 0; 2007 Qtr 3: 0; 2007 Qtr 4: 0; 2008 Qtr 1: 0; 2008 Qtr 2: 0; 2008 Qtr 3: 0; 2008 Qtr 4: 0 | 69.145
0 | 234049-Lighting-LED Exit Sign New Sign | CALC00AVETS01 | 10 | Commercial | 02-ASM-Assembly-Exit | 0 |  |  |  |  | 65.3696 | 45 | 0 | 0 | 0 | 20.3696 | 351.311 |  | kWh | 0 | 0 | Commercial |  | Annual | [5 empty] | 16 | 0.96 |  |  |  | 0 | 0 | 3 | 0 | 0 | 0 | 0 | 0 | 0 | 0 | 0 | 0 | 2006 Qtr 1: 0; 2006 Qtr 2: 0; 2006 Qtr 3: 0; 2006 Qtr 4: 0; 2007 Qtr 1: 3; 2007 Qtr 2: 0; 2007 Qtr 3: 0; 2007 Qtr 4: 0; 2008 Qtr 1: 0; 2008 Qtr 2: 0; 2008 Qtr 3: 0; 2008 Qtr 4: 0 | 3
0 | 234126-Refrigeration - Efficient Evap Fan Motor Electronically Commutated Motor (ECM) | Averaged DEER Msrs | 7 | Commercial | 01-ALC-AllCommercial-Refrig | 0 |  |  |  |  | 6.7904 | 150 | 0 | 0 | 0 | -143.2096 | 116.369 |  | kWh | 0.015845 | -0.11528 | Commercial |  | Annual | [5 empty] | 15 | 0.96 |  |  |  | 0 | 0 | 8 | 0 | 0 | 0 | 0 | 0 | 0 | 0 | 0 | 0 | 2006 Qtr 1: 0; 2006 Qtr 2: 0; 2006 Qtr 3: 0; 2006 Qtr 4: 0; 2007 Qtr 1: 8; 2007 Qtr 2: 0; 2007 Qtr 3: 0; 2007 Qtr 4: 0; 2008 Qtr 1: 0; 2008 Qtr 2: 0; 2008 Qtr 3: 0; 2008 Qtr 4: 0 | 8
0 | 234126-Refrigeration - Efficient Evap Fan Motor Electronically Commutated Motor (ECM) | Averaged DEER Msrs | 7 | Commercial | 01-ALC-AllCommercial-Refrig | 0 |  |  |  |  | 6.7904 | 150 | 0 | 0 | 0 | -143.2096 | 116.369 |  | kWh | 0.015845 | -0.11528 | Commercial |  | Annual | [5 empty] | 15 | 0.96 |  |  |  | 0 | 0 | 6 | 0 | 0 | 0 | 0 | 0 | 0 | 0 | 0 | 0 | 2006 Qtr 1: 0; 2006 Qtr 2: 0; 2006 Qtr 3: 0; 2006 Qtr 4: 0; 2007 Qtr 1: 6; 2007 Qtr 2: 0; 2007 Qtr 3: 0; 2007 Qtr 4: 0; 2008 Qtr 1: 0; 2008 Qtr 2: 0; 2008 Qtr 3: 0; 2008 Qtr 4: 0 | 6
0 | 234330-Premium T8 with T12 40 Watt Baseline - Tr1 |  | 7 | Commercial | 01-ALC-AllCommercial-IntLight | 0 |  |  |  |  | 13.9589 | 13.1897 | 0 | 0 | 0 | 0.76922 | 16.7728 |  | kWh | 0.0038804 | -0.027468 | Commercial |  | Annual | [5 empty] | 11 | 0.96 |  |  |  | 0 | 0 | 67.3254 | 0 | 0 | 0 | 0 | 0 | 0 | 0 | 0 | 0 | 2006 Qtr 1: 0; 2006 Qtr 2: 0; 2006 Qtr 3: 0; 2006 Qtr 4: 0; 2007 Qtr 1: 0; 2007 Qtr 2: 0; 2007 Qtr 3: 0; 2007 Qtr 4: 67.3254; 2008 Qtr 1: 0; 2008 Qtr 2: 0; 2008 Qtr 3: 0; 2008 Qtr 4: 0 | 67.3254
0 | 234303-Lighting-Remove 4 Ft Lamp (De-Lamp) - Tr1 | COFL00AVDEL01 | 7 | Commercial | 01-ALC-AllCommercial-IntLight | 0 |  |  |  |  | 28.2518 | 16.4871 | 0 | 0 | 0 | 11.7647 | 55.7729 |  | kWh | 0.012903 | -0.091338 | Commercial |  | Annual | [5 empty] | 11 | 0.96 |  |  |  | 0 | 0 | 67.3254 | 0 | 0 | 0 | 0 | 0 | 0 | 0 | 0 | 0 | 2006 Qtr 1: 0; 2006 Qtr 2: 0; 2006 Qtr 3: 0; 2006 Qtr 4: 0; 2007 Qtr 1: 0; 2007 Qtr 2: 0; 2007 Qtr 3: 0; 2007 Qtr 4: 67.3254; 2008 Qtr 1: 0; 2008 Qtr 2: 0; 2008 Qtr 3: 0; 2008 Qtr 4: 0 | 67.3254
0 | 234332-Premium T8 with T12 40 Watt Baseline - Tr3 |  | 10 | Commercial | 01-ALC-AllCommercial-IntLight | 0 |  |  |  |  | 13.9591 | 7.1444 | 0 | 0 | 0 | 6.8147 | 36.0426 |  | kWh | 0.011584 | -0.059026 | Commercial |  | Annual | [5 empty] | 11 | 0.96 |  |  |  | 0 | 0 | 105.5371 | 0 | 0 | 0 | 0 | 0 | 0 | 0 | 0 | 0 | 2006 Qtr 1: 0; 2006 Qtr 2: 0; 2006 Qtr 3: 0; 2006 Qtr 4: 0; 2007 Qtr 1: 0; 2007 Qtr 2: 0; 2007 Qtr 3: 0; 2007 Qtr 4: 105.5371; 2008 Qtr 1: 0; 2008 Qtr 2: 0; 2008 Qtr 3: 0; 2008 Qtr 4: 0 | 105.5371
0 | 234331-Premium T8 with T12 40 Watt Baseline - Tr2 |  | 10 | Commercial | 01-ALC-AllCommercial-IntLight | 0 |  |  |  |  | 13.9591 | 9.8923 | 0 | 0 | 0 | 4.0668 | 35.8564 |  | kWh | 0.010832 | -0.058721 | Commercial |  | Annual | [5 empty] | 11 | 0.96 |  |  |  | 0 | 0 | 21.8353 | 0 | 0 | 0 | 0 | 0 | 0 | 0 | 0 | 0 | 2006 Qtr 1: 0; 2006 Qtr 2: 0; 2006 Qtr 3: 0; 2006 Qtr 4: 0; 2007 Qtr 1: 0; 2007 Qtr 2: 0; 2007 Qtr 3: 0; 2007 Qtr 4: 21.8353; 2008 Qtr 1: 0; 2008 Qtr 2: 0; 2008 Qtr 3: 0; 2008 Qtr 4: 0 | 21.8353
0 | 234331-Premium T8 with T12 40 Watt Baseline - Tr2 |  | 10 | Commercial | 01-ALC-AllCommercial-IntLight | 0 |  |  |  |  | 13.9591 | 9.8923 | 0 | 0 | 0 | 4.0668 | 35.8564 |  | kWh | 0.010832 | -0.058721 | Commercial |  | Annual | [5 empty] | 11 | 0.96 |  |  |  | 0 | 0 | 32.7529 | 0 | 0 | 0 | 0 | 0 | 0 | 0 | 0 | 0 | 2006 Qtr 1: 0; 2006 Qtr 2: 0; 2006 Qtr 3: 0; 2006 Qtr 4: 0; 2007 Qtr 1: 0; 2007 Qtr 2: 0; 2007 Qtr 3: 0; 2007 Qtr 4: 32.7529; 2008 Qtr 1: 0; 2008 Qtr 2: 0; 2008 Qtr 3: 0; 2008 Qtr 4: 0 | 32.7529
0 | 234207-Lighting-8 Ft T-8 with Elec Ballast-Tr1 |  | 7 | Commercial | 01-ALC-AllCommercial-IntLight | 0 |  |  |  |  | 35.7163 | 21.9828 | 0 | 0 | 0 | 13.7335 | 28.798 |  | kWh | 0.0086999 | -0.047162 | Commercial |  | Annual | [5 empty] | 11 | 0.96 |  |  |  | 0 | 0 | 183.78 | 0 | 0 | 0 | 0 | 0 | 0 | 0 | 0 | 0 | 2006 Qtr 1: 0; 2006 Qtr 2: 0; 2006 Qtr 3: 0; 2006 Qtr 4: 0; 2007 Qtr 1: 0; 2007 Qtr 2: 0; 2007 Qtr 3: 0; 2007 Qtr 4: 183.78; 2008 Qtr 1: 0; 2008 Qtr 2: 0; 2008 Qtr 3: 0; 2008 Qtr 4: 0 | 183.78
0 | 234126-Refrigeration - Efficient Evap Fan Motor Electronically Commutated Motor (ECM) | Averaged DEER Msrs | 7 | Commercial | 01-ALC-AllCommercial-Refrig | 0 |  |  |  |  | 6.7904 | 150 | 0 | 0 | 0 | -143.2096 | 116.369 |  | kWh | 0.015845 | -0.11528 | Commercial |  | Annual | [5 empty] | 15 | 0.96 |  |  |  | 0 | 0 | 6 | 0 | 0 | 0 | 0 | 0 | 0 | 0 | 0 | 0 | 2006 Qtr 1: 0; 2006 Qtr 2: 0; 2006 Qtr 3: 0; 2006 Qtr 4: 0; 2007 Qtr 1: 6; 2007 Qtr 2: 0; 2007 Qtr 3: 0; 2007 Qtr 4: 0; 2008 Qtr 1: 0; 2008 Qtr 2: 0; 2008 Qtr 3: 0; 2008 Qtr 4: 0 | 6
0 | 234003-A/C - Reflective Window Film Inland |  | 7 | Commercial | 01-ALC-AllCommercial-Cooling | 0 |  |  |  |  | 3.12 | 2 | 0 | 0 | 0 | 1.12 | 15.27 |  | kWh | 0.0023 | 0 | Commercial |  | Annual | [5 empty] | 10 | 0.96 |  |  |  | 0 | 0 | 184 | 0 | 0 | 0 | 0 | 0 | 0 | 0 | 0 | 0 | 2006 Qtr 1: 0; 2006 Qtr 2: 0; 2006 Qtr 3: 0; 2006 Qtr 4: 0; 2007 Qtr 1: 184; 2007 Qtr 2: 0; 2007 Qtr 3: 0; 2007 Qtr 4: 0; 2008 Qtr 1: 0; 2008 Qtr 2: 0; 2008 Qtr 3: 0; 2008 Qtr 4: 0 | 184
0 | 234330-Premium T8 with T12 40 Watt Baseline - Tr1 |  | 10 | Commercial | 01-ALC-AllCommercial-IntLight | 0 |  |  |  |  | 13.9589 | 13.1897 | 0 | 0 | 0 | 0.76922 | 65.4159 |  | kWh | 0.012906 | -0.10713 | Commercial |  | Annual | [5 empty] | 11 | 0.96 |  |  |  | 0 | 0 | 10.9176 | 0 | 0 | 0 | 0 | 0 | 0 | 0 | 0 | 0 | 2006 Qtr 1: 0; 2006 Qtr 2: 0; 2006 Qtr 3: 0; 2006 Qtr 4: 0; 2007 Qtr 1: 0; 2007 Qtr 2: 0; 2007 Qtr 3: 0; 2007 Qtr 4: 10.9176; 2008 Qtr 1: 0; 2008 Qtr 2: 0; 2008 Qtr 3: 0; 2008 Qtr 4: 0 | 10.9176
0 | 234330-Premium T8 with T12 40 Watt Baseline - Tr1 |  | 10 | Commercial | 01-ALC-AllCommercial-IntLight | 0 |  |  |  |  | 13.9589 | 13.1897 | 0 | 0 | 0 | 0.76922 | 65.4159 |  | kWh | 0.012906 | -0.10713 | Commercial |  | Annual | [5 empty] | 11 | 0.96 |  |  |  | 0 | 0 | 12.7372 | 0 | 0 | 0 | 0 | 0 | 0 | 0 | 0 | 0 | 2006 Qtr 1: 0; 2006 Qtr 2: 0; 2006 Qtr 3: 0; 2006 Qtr 4: 0; 2007 Qtr 1: 0; 2007 Qtr 2: 0; 2007 Qtr 3: 0; 2007 Qtr 4: 12.7372; 2008 Qtr 1: 0; 2008 Qtr 2: 0; 2008 Qtr 3: 0; 2008 Qtr 4: 0 | 12.7372
0 | 234330-Premium T8 with T12 40 Watt Baseline - Tr1 |  | 10 | Commercial | 01-ALC-AllCommercial-IntLight | 0 |  |  |  |  | 13.9589 | 13.1897 | 0 | 0 | 0 | 0.76922 | 30.14 |  | kWh | 0.0093405 | -0.04936 | Commercial |  | Annual | [5 empty] | 11 | 0.96 |  |  |  | 0 | 0 | 34.5725 | 0 | 0 | 0 | 0 | 0 | 0 | 0 | 0 | 0 | 2006 Qtr 1: 0; 2006 Qtr 2: 0; 2006 Qtr 3: 0; 2006 Qtr 4: 0; 2007 Qtr 1: 0; 2007 Qtr 2: 0; 2007 Qtr 3: 0; 2007 Qtr 4: 34.5725; 2008 Qtr 1: 0; 2008 Qtr 2: 0; 2008 Qtr 3: 0; 2008 Qtr 4: 0 | 34.5725
0 | 234303-Lighting-Remove 4 Ft Lamp (De-Lamp) - Tr1 | COFL00AVDEL01 | 10 | Commercial | 01-ALC-AllCommercial-IntLight | 0 |  |  |  |  | 28.2518 | 16.4871 | 0 | 0 | 0 | 11.7647 | 100.2216 |  | kWh | 0.031059 | -0.16413 | Commercial |  | Annual | [5 empty] | 11 | 0.96 |  |  |  | 0 | 0 | 34.5725 | 0 | 0 | 0 | 0 | 0 | 0 | 0 | 0 | 0 | 2006 Qtr 1: 0; 2006 Qtr 2: 0; 2006 Qtr 3: 0; 2006 Qtr 4: 0; 2007 Qtr 1: 0; 2007 Qtr 2: 0; 2007 Qtr 3: 0; 2007 Qtr 4: 34.5725; 2008 Qtr 1: 0; 2008 Qtr 2: 0; 2008 Qtr 3: 0; 2008 Qtr 4: 0 | 34.5725
0 | 234126-Refrigeration - Efficient Evap Fan Motor Electronically Commutated Motor (ECM) | Averaged DEER Msrs | 14 | Commercial | 01-ALC-AllCommercial-Refrig | 0 |  |  |  |  | 6.7904 | 150 | 0 | 0 | 0 | -143.2096 | 116.369 |  | kWh | 0.015845 | -0.11528 | Commercial |  | Annual | [5 empty] | 15 | 0.96 |  |  |  | 0 | 0 | 5 | 0 | 0 | 0 | 0 | 0 | 0 | 0 | 0 | 0 | 2006 Qtr 1: 0; 2006 Qtr 2: 0; 2006 Qtr 3: 0; 2006 Qtr 4: 0; 2007 Qtr 1: 5; 2007 Qtr 2: 0; 2007 Qtr 3: 0; 2007 Qtr 4: 0; 2008 Qtr 1: 0; 2008 Qtr 2: 0; 2008 Qtr 3: 0; 2008 Qtr 4: 0 | 5
0 | 234126-Refrigeration - Efficient Evap Fan Motor Electronically Commutated Motor (ECM) | Averaged DEER Msrs | 14 | Commercial | 01-ALC-AllCommercial-Refrig | 0 |  |  |  |  | 6.7904 | 150 | 0 | 0 | 0 | -143.2096 | 116.369 |  | kWh | 0.015845 | -0.11528 | Commercial |  | Annual | [5 empty] | 15 | 0.96 |  |  |  | 0 | 0 | 6 | 0 | 0 | 0 | 0 | 0 | 0 | 0 | 0 | 0 | 2006 Qtr 1: 0; 2006 Qtr 2: 0; 2006 Qtr 3: 0; 2006 Qtr 4: 0; 2007 Qtr 1: 6; 2007 Qtr 2: 0; 2007 Qtr 3: 0; 2007 Qtr 4: 0; 2008 Qtr 1: 0; 2008 Qtr 2: 0; 2008 Qtr 3: 0; 2008 Qtr 4: 0 | 6
0 | 234330-Premium T8 with T12 40 Watt Baseline - Tr1 |  | 10 | Commercial | 01-ALC-AllCommercial-IntLight | 0 |  |  |  |  | 13.9589 | 13.1897 | 0 | 0 | 0 | 0.76922 | 30.14 |  | kWh | 0.0093405 | -0.04936 | Commercial |  | Annual | [5 empty] | 11 | 0.96 |  |  |  | 0 | 0 | 70.9646 | 0 | 0 | 0 | 0 | 0 | 0 | 0 | 0 | 0 | 2006 Qtr 1: 0; 2006 Qtr 2: 0; 2006 Qtr 3: 0; 2006 Qtr 4: 0; 2007 Qtr 1: 0; 2007 Qtr 2: 0; 2007 Qtr 3: 0; 2007 Qtr 4: 70.9646; 2008 Qtr 1: 0; 2008 Qtr 2: 0; 2008 Qtr 3: 0; 2008 Qtr 4: 0 | 70.9646
0 | 234303-Lighting-Remove 4 Ft Lamp (De-Lamp) - Tr1 | COFL00AVDEL01 | 10 | Commercial | 01-ALC-AllCommercial-IntLight | 0 |  |  |  |  | 28.2518 | 16.4871 | 0 | 0 | 0 | 11.7647 | 100.2216 |  | kWh | 0.031059 | -0.16413 | Commercial |  | Annual | [5 empty] | 11 | 0.96 |  |  |  | 0 | 0 | 70.9646 | 0 | 0 | 0 | 0 | 0 | 0 | 0 | 0 | 0 | 2006 Qtr 1: 0; 2006 Qtr 2: 0; 2006 Qtr 3: 0; 2006 Qtr 4: 0; 2007 Qtr 1: 0; 2007 Qtr 2: 0; 2007 Qtr 3: 0; 2007 Qtr 4: 70.9646; 2008 Qtr 1: 0; 2008 Qtr 2: 0; 2008 Qtr 3: 0; 2008 Qtr 4: 0 | 70.9646
0 | 234330-Premium T8 with T12 40 Watt Baseline - Tr1 |  | 10 | Commercial | 01-ALC-AllCommercial-IntLight | 0 |  |  |  |  | 13.9589 | 13.1897 | 0 | 0 | 0 | 0.76922 | 30.14 |  | kWh | 0.0093405 | -0.04936 | Commercial |  | Annual | [5 empty] | 11 | 0.96 |  |  |  | 0 | 0 | 70.9646 | 0 | 0 | 0 | 0 | 0 | 0 | 0 | 0 | 0 | 2006 Qtr 1: 0; 2006 Qtr 2: 0; 2006 Qtr 3: 0; 2006 Qtr 4: 0; 2007 Qtr 1: 0; 2007 Qtr 2: 0; 2007 Qtr 3: 0; 2007 Qtr 4: 70.9646; 2008 Qtr 1: 0; 2008 Qtr 2: 0; 2008 Qtr 3: 0; 2008 Qtr 4: 0 | 70.9646
0 | 234303-Lighting-Remove 4 Ft Lamp (De-Lamp) - Tr1 | COFL00AVDEL01 | 10 | Commercial | 01-ALC-AllCommercial-IntLight | 0 |  |  |  |  | 28.2518 | 16.4871 | 0 | 0 | 0 | 11.7647 | 100.2216 |  | kWh | 0.031059 | -0.16413 | Commercial |  | Annual | [5 empty] | 11 | 0.96 |  |  |  | 0 | 0 | 70.9646 | 0 | 0 | 0 | 0 | 0 | 0 | 0 | 0 | 0 | 2006 Qtr 1: 0; 2006 Qtr 2: 0; 2006 Qtr 3: 0; 2006 Qtr 4: 0; 2007 Qtr 1: 0; 2007 Qtr 2: 0; 2007 Qtr 3: 0; 2007 Qtr 4: 70.9646; 2008 Qtr 1: 0; 2008 Qtr 2: 0; 2008 Qtr 3: 0; 2008 Qtr 4: 0 | 70.9646
0 | 234331-Premium T8 with T12 40 Watt Baseline - Tr2 |  | 10 | Commercial | 01-ALC-AllCommercial-IntLight | 0 |  |  |  |  | 13.9591 | 9.8923 | 0 | 0 | 0 | 4.0668 | 31.1202 |  | kWh | 0.0096442 | -0.050965 | Commercial |  | Annual | [5 empty] | 11 | 0.96 |  |  |  | 0 | 0 | 110.9959 | 0 | 0 | 0 | 0 | 0 | 0 | 0 | 0 | 0 | 2006 Qtr 1: 0; 2006 Qtr 2: 0; 2006 Qtr 3: 0; 2006 Qtr 4: 0; 2007 Qtr 1: 0; 2007 Qtr 2: 0; 2007 Qtr 3: 0; 2007 Qtr 4: 110.9959; 2008 Qtr 1: 0; 2008 Qtr 2: 0; 2008 Qtr 3: 0; 2008 Qtr 4: 0 | 110.9959
0 | 234304-Lighting-Remove 4 Ft Lamp (De-Lamp) - Tr2 | COFL00AVDEL01 | 10 | Commercial | 01-ALC-AllCommercial-IntLight | 0 |  |  |  |  | 28.2538 | 12.3653 | 0 | 0 | 0 | 15.8885 | 100.2216 |  | kWh | 0.031059 | -0.16413 | Commercial |  | Annual | [5 empty] | 11 | 0.96 |  |  |  | 0 | 0 | 87.341 | 0 | 0 | 0 | 0 | 0 | 0 | 0 | 0 | 0 | 2006 Qtr 1: 0; 2006 Qtr 2: 0; 2006 Qtr 3: 0; 2006 Qtr 4: 0; 2007 Qtr 1: 0; 2007 Qtr 2: 0; 2007 Qtr 3: 0; 2007 Qtr 4: 87.341; 2008 Qtr 1: 0; 2008 Qtr 2: 0; 2008 Qtr 3: 0; 2008 Qtr 4: 0 | 87.341
0 | 234331-Premium T8 with T12 40 Watt Baseline - Tr2 |  | System | Commercial | 01-ALC-AllCommercial-IntLight | 0 |  |  |  |  | 13.9591 | 9.8923 | 0 | 0 | 0 | 4.0668 | 35.8564 |  | kWh | 0.010832 | -0.058721 | Commercial |  | Annual | [5 empty] | 11 | 0.96 |  |  |  | 0 | 0 | 27.2941 | 0 | 0 | 0 | 0 | 0 | 0 | 0 | 0 | 0 | 2006 Qtr 1: 0; 2006 Qtr 2: 0; 2006 Qtr 3: 0; 2006 Qtr 4: 0; 2007 Qtr 1: 0; 2007 Qtr 2: 0; 2007 Qtr 3: 0; 2007 Qtr 4: 27.2941; 2008 Qtr 1: 0; 2008 Qtr 2: 0; 2008 Qtr 3: 0; 2008 Qtr 4: 0 | 27.2941
0 | 234304-Lighting-Remove 4 Ft Lamp (De-Lamp) - Tr2 | COFL00AVDEL01 | System | Commercial | 01-ALC-AllCommercial-IntLight | 0 |  |  |  |  | 28.2538 | 12.3653 | 0 | 0 | 0 | 15.8885 | 115.4744 |  | kWh | 0.034885 | -0.18911 | Commercial |  | Annual | [5 empty] | 11 | 0.96 |  |  |  | 0 | 0 | 27.2941 | 0 | 0 | 0 | 0 | 0 | 0 | 0 | 0 | 0 | 2006 Qtr 1: 0; 2006 Qtr 2: 0; 2006 Qtr 3: 0; 2006 Qtr 4: 0; 2007 Qtr 1: 0; 2007 Qtr 2: 0; 2007 Qtr 3: 0; 2007 Qtr 4: 27.2941; 2008 Qtr 1: 0; 2008 Qtr 2: 0; 2008 Qtr 3: 0; 2008 Qtr 4: 0 | 27.2941
0 | 234331-Premium T8 with T12 40 Watt Baseline - Tr2 |  | System | Commercial | 01-ALC-AllCommercial-IntLight | 0 |  |  |  |  | 13.9591 | 9.8923 | 0 | 0 | 0 | 4.0668 | 35.8564 |  | kWh | 0.010832 | -0.058721 | Commercial |  | Annual | [5 empty] | 11 | 0.96 |  |  |  | 0 | 0 | 20.0156 | 0 | 0 | 0 | 0 | 0 | 0 | 0 | 0 | 0 | 2006 Qtr 1: 0; 2006 Qtr 2: 0; 2006 Qtr 3: 0; 2006 Qtr 4: 0; 2007 Qtr 1: 0; 2007 Qtr 2: 0; 2007 Qtr 3: 0; 2007 Qtr 4: 20.0156; 2008 Qtr 1: 0; 2008 Qtr 2: 0; 2008 Qtr 3: 0; 2008 Qtr 4: 0 | 20.0156
0 | 234304-Lighting-Remove 4 Ft Lamp (De-Lamp) - Tr2 | COFL00AVDEL01 | System | Commercial | 01-ALC-AllCommercial-IntLight | 0 |  |  |  |  | 28.2538 | 12.3653 | 0 | 0 | 0 | 15.8885 | 115.4744 |  | kWh | 0.034885 | -0.18911 | Commercial |  | Annual | [5 empty] | 11 | 0.96 |  |  |  | 0 | 0 | 20.0156 | 0 | 0 | 0 | 0 | 0 | 0 | 0 | 0 | 0 | 2006 Qtr 1: 0; 2006 Qtr 2: 0; 2006 Qtr 3: 0; 2006 Qtr 4: 0; 2007 Qtr 1: 0; 2007 Qtr 2: 0; 2007 Qtr 3: 0; 2007 Qtr 4: 20.0156; 2008 Qtr 1: 0; 2008 Qtr 2: 0; 2008 Qtr 3: 0; 2008 Qtr 4: 0 | 20.0156
0 | 234330-Premium T8 with T12 40 Watt Baseline - Tr1 |  | System | Commercial | 01-ALC-AllCommercial-IntLight | 0 |  |  |  |  | 13.9589 | 13.1897 | 0 | 0 | 0 | 0.76922 | 34.727 |  | kWh | 0.010491 | -0.056872 | Commercial |  | Annual | [5 empty] | 11 | 0.96 |  |  |  | 0 | 0 | 3.6392 | 0 | 0 | 0 | 0 | 0 | 0 | 0 | 0 | 0 | 2006 Qtr 1: 0; 2006 Qtr 2: 0; 2006 Qtr 3: 0; 2006 Qtr 4: 0; 2007 Qtr 1: 0; 2007 Qtr 2: 0; 2007 Qtr 3: 0; 2007 Qtr 4: 3.6392; 2008 Qtr 1: 0; 2008 Qtr 2: 0; 2008 Qtr 3: 0; 2008 Qtr 4: 0 | 3.6392
0 | 234207-Lighting-8 Ft T-8 with Elec Ballast-Tr1 |  | System | Commercial | 01-ALC-AllCommercial-IntLight | 0 |  |  |  |  | 35.7163 | 21.9828 | 0 | 0 | 0 | 13.7335 | 28.798 |  | kWh | 0.0086999 | -0.047162 | Commercial |  | Annual | [5 empty] | 11 | 0.96 |  |  |  | 0 | 0 | 20.0156 | 0 | 0 | 0 | 0 | 0 | 0 | 0 | 0 | 0 | 2006 Qtr 1: 0; 2006 Qtr 2: 0; 2006 Qtr 3: 0; 2006 Qtr 4: 0; 2007 Qtr 1: 0; 2007 Qtr 2: 0; 2007 Qtr 3: 0; 2007 Qtr 4: 20.0156; 2008 Qtr 1: 0; 2008 Qtr 2: 0; 2008 Qtr 3: 0; 2008 Qtr 4: 0 | 20.0156
0 | 234331-Premium T8 with T12 40 Watt Baseline - Tr2 |  | System | Commercial | 01-ALC-AllCommercial-IntLight | 0 |  |  |  |  | 13.9591 | 9.8923 | 0 | 0 | 0 | 4.0668 | 35.8564 |  | kWh | 0.010832 | -0.058721 | Commercial |  | Annual | [5 empty] | 11 | 0.96 |  |  |  | 0 | 0 | 21.8353 | 0 | 0 | 0 | 0 | 0 | 0 | 0 | 0 | 0 | 2006 Qtr 1: 0; 2006 Qtr 2: 0; 2006 Qtr 3: 0; 2006 Qtr 4: 0; 2007 Qtr 1: 0; 2007 Qtr 2: 0; 2007 Qtr 3: 0; 2007 Qtr 4: 21.8353; 2008 Qtr 1: 0; 2008 Qtr 2: 0; 2008 Qtr 3: 0; 2008 Qtr 4: 0 | 21.8353
0 | 234304-Lighting-Remove 4 Ft Lamp (De-Lamp) - Tr2 | COFL00AVDEL01 | System | Commercial | 01-ALC-AllCommercial-IntLight | 0 |  |  |  |  | 28.2538 | 12.3653 | 0 | 0 | 0 | 15.8885 | 115.4744 |  | kWh | 0.034885 | -0.18911 | Commercial |  | Annual | [5 empty] | 11 | 0.96 |  |  |  | 0 | 0 | 21.8353 | 0 | 0 | 0 | 0 | 0 | 0 | 0 | 0 | 0 | 2006 Qtr 1: 0; 2006 Qtr 2: 0; 2006 Qtr 3: 0; 2006 Qtr 4: 0; 2007 Qtr 1: 0; 2007 Qtr 2: 0; 2007 Qtr 3: 0; 2007 Qtr 4: 21.8353; 2008 Qtr 1: 0; 2008 Qtr 2: 0; 2008 Qtr 3: 0; 2008 Qtr 4: 0 | 21.8353
0 | 234331-Premium T8 with T12 40 Watt Baseline - Tr2 |  | 7 | Commercial | 01-ALC-AllCommercial-IntLight | 0 |  |  |  |  | 13.9591 | 9.8923 | 0 | 0 | 0 | 4.0668 | 31.1202 |  | kWh | 0.0096442 | -0.050965 | Commercial |  | Annual | [5 empty] | 11 | 0.96 |  |  |  | 0 | 0 | 23.6549 | 0 | 0 | 0 | 0 | 0 | 0 | 0 | 0 | 0 | 2006 Qtr 1: 0; 2006 Qtr 2: 0; 2006 Qtr 3: 0; 2006 Qtr 4: 0; 2007 Qtr 1: 0; 2007 Qtr 2: 0; 2007 Qtr 3: 0; 2007 Qtr 4: 23.6549; 2008 Qtr 1: 0; 2008 Qtr 2: 0; 2008 Qtr 3: 0; 2008 Qtr 4: 0 | 23.6549
0 | 234304-Lighting-Remove 4 Ft Lamp (De-Lamp) - Tr2 | COFL00AVDEL01 | 7 | Commercial | 01-ALC-AllCommercial-IntLight | 0 |  |  |  |  | 28.2538 | 12.3653 | 0 | 0 | 0 | 15.8885 | 100.2216 |  | kWh | 0.031059 | -0.16413 | Commercial |  | Annual | [5 empty] | 11 | 0.96 |  |  |  | 0 | 0 | 23.6549 | 0 | 0 | 0 | 0 | 0 | 0 | 0 | 0 | 0 | 2006 Qtr 1: 0; 2006 Qtr 2: 0; 2006 Qtr 3: 0; 2006 Qtr 4: 0; 2007 Qtr 1: 0; 2007 Qtr 2: 0; 2007 Qtr 3: 0; 2007 Qtr 4: 23.6549; 2008 Qtr 1: 0; 2008 Qtr 2: 0; 2008 Qtr 3: 0; 2008 Qtr 4: 0 | 23.6549
0 | 234330-Premium T8 with T12 40 Watt Baseline - Tr1 |  | 10 | Commercial | 01-ALC-AllCommercial-IntLight | 0 |  |  |  |  | 13.9589 | 13.1897 | 0 | 0 | 0 | 0.76922 | 34.727 |  | kWh | 0.010491 | -0.056872 | Commercial |  | Annual | [5 empty] | 11 | 0.96 |  |  |  | 0 | 0 | 76.4234 | 0 | 0 | 0 | 0 | 0 | 0 | 0 | 0 | 0 | 2006 Qtr 1: 0; 2006 Qtr 2: 0; 2006 Qtr 3: 0; 2006 Qtr 4: 0; 2007 Qtr 1: 0; 2007 Qtr 2: 0; 2007 Qtr 3: 0; 2007 Qtr 4: 76.4234; 2008 Qtr 1: 0; 2008 Qtr 2: 0; 2008 Qtr 3: 0; 2008 Qtr 4: 0 | 76.4234
0 | 234331-Premium T8 with T12 40 Watt Baseline - Tr2 |  | System | Commercial | 01-ALC-AllCommercial-IntLight | 0 |  |  |  |  | 13.9591 | 9.8923 | 0 | 0 | 0 | 4.0668 | 35.8564 |  | kWh | 0.010832 | -0.058721 | Commercial |  | Annual | [5 empty] | 11 | 0.96 |  |  |  | 0 | 0 | 27.2941 | 0 | 0 | 0 | 0 | 0 | 0 | 0 | 0 | 0 | 2006 Qtr 1: 0; 2006 Qtr 2: 0; 2006 Qtr 3: 0; 2006 Qtr 4: 0; 2007 Qtr 1: 0; 2007 Qtr 2: 0; 2007 Qtr 3: 27.2941; 2007 Qtr 4: 0; 2008 Qtr 1: 0; 2008 Qtr 2: 0; 2008 Qtr 3: 0; 2008 Qtr 4: 0 | 27.2941
0 | 234304-Lighting-Remove 4 Ft Lamp (De-Lamp) - Tr2 | COFL00AVDEL01 | System | Commercial | 01-ALC-AllCommercial-IntLight | 0 |  |  |  |  | 28.2538 | 12.3653 | 0 | 0 | 0 | 15.8885 | 115.4744 |  | kWh | 0.034885 | -0.18911 | Commercial |  | Annual | [5 empty] | 11 | 0.96 |  |  |  | 0 | 0 | 27.2941 | 0 | 0 | 0 | 0 | 0 | 0 | 0 | 0 | 0 | 2006 Qtr 1: 0; 2006 Qtr 2: 0; 2006 Qtr 3: 0; 2006 Qtr 4: 0; 2007 Qtr 1: 0; 2007 Qtr 2: 0; 2007 Qtr 3: 27.2941; 2007 Qtr 4: 0; 2008 Qtr 1: 0; 2008 Qtr 2: 0; 2008 Qtr 3: 0; 2008 Qtr 4: 0 | 27.2941
0 | 234331-Premium T8 with T12 40 Watt Baseline - Tr2 |  | 10 | Commercial | 01-ALC-AllCommercial-IntLight | 0 |  |  |  |  | 13.9591 | 9.8923 | 0 | 0 | 0 | 4.0668 | 39.8036 |  | kWh | 0.012793 | -0.065186 | Commercial |  | Annual | [5 empty] | 11 | 0.96 |  |  |  | 0 | 0 | 34.5725 | 0 | 0 | 0 | 0 | 0 | 0 | 0 | 0 | 0 | 2006 Qtr 1: 0; 2006 Qtr 2: 0; 2006 Qtr 3: 0; 2006 Qtr 4: 0; 2007 Qtr 1: 0; 2007 Qtr 2: 0; 2007 Qtr 3: 0; 2007 Qtr 4: 34.5725; 2008 Qtr 1: 0; 2008 Qtr 2: 0; 2008 Qtr 3: 0; 2008 Qtr 4: 0 | 34.5725
0 | 234208-Lighting-8 Ft T-8 with Elec Ballast-Tr2 |  | 10 | Commercial | 01-ALC-AllCommercial-IntLight | 0 |  |  |  |  | 35.7165 | 16.4871 | 0 | 0 | 0 | 19.2294 | 32.2817 |  | kWh | 0.010376 | -0.052867 | Commercial |  | Annual | [5 empty] | 11 | 0.96 |  |  |  | 0 | 0 | 5.4588 | 0 | 0 | 0 | 0 | 0 | 0 | 0 | 0 | 0 | 2006 Qtr 1: 0; 2006 Qtr 2: 0; 2006 Qtr 3: 0; 2006 Qtr 4: 0; 2007 Qtr 1: 0; 2007 Qtr 2: 0; 2007 Qtr 3: 0; 2007 Qtr 4: 5.4588; 2008 Qtr 1: 0; 2008 Qtr 2: 0; 2008 Qtr 3: 0; 2008 Qtr 4: 0 | 5.4588
0 | 234307-Lighting-Remove 8 Ft Lamp (De-Lamp) - Tr2 | CRTL00AVDEL02 | 10 | Commercial | 01-ALC-AllCommercial-IntLight | 0 |  |  |  |  | 28.4684 | 16.4871 | 0 | 0 | 0 | 11.9813 | 211.5545 |  | kWh | 0.067995 | -0.34646 | Commercial |  | Annual | [5 empty] | 11 | 0.96 |  |  |  | 0 | 0 | 18.196 | 0 | 0 | 0 | 0 | 0 | 0 | 0 | 0 | 0 | 2006 Qtr 1: 0; 2006 Qtr 2: 0; 2006 Qtr 3: 0; 2006 Qtr 4: 0; 2007 Qtr 1: 0; 2007 Qtr 2: 0; 2007 Qtr 3: 0; 2007 Qtr 4: 18.196; 2008 Qtr 1: 0; 2008 Qtr 2: 0; 2008 Qtr 3: 0; 2008 Qtr 4: 0 | 18.196
0 | 234331-Premium T8 with T12 40 Watt Baseline - Tr2 |  | 7 | Commercial | 01-ALC-AllCommercial-IntLight | 0 |  |  |  |  | 13.9591 | 9.8923 | 0 | 0 | 0 | 4.0668 | 33.1627 |  | kWh | 0.010675 | -0.05431 | Commercial |  | Annual | [5 empty] | 11 | 0.96 |  |  |  | 0 | 0 | 65.5058 | 0 | 0 | 0 | 0 | 0 | 0 | 0 | 0 | 0 | 2006 Qtr 1: 0; 2006 Qtr 2: 0; 2006 Qtr 3: 0; 2006 Qtr 4: 0; 2007 Qtr 1: 0; 2007 Qtr 2: 0; 2007 Qtr 3: 0; 2007 Qtr 4: 65.5058; 2008 Qtr 1: 0; 2008 Qtr 2: 0; 2008 Qtr 3: 0; 2008 Qtr 4: 0 | 65.5058
0 | 234304-Lighting-Remove 4 Ft Lamp (De-Lamp) - Tr2 | COFL00AVDEL01 | 7 | Commercial | 01-ALC-AllCommercial-IntLight | 0 |  |  |  |  | 28.2538 | 12.3653 | 0 | 0 | 0 | 15.8885 | 106.7995 |  | kWh | 0.03438 | -0.1749 | Commercial |  | Annual | [5 empty] | 11 | 0.96 |  |  |  | 0 | 0 | 25.4745 | 0 | 0 | 0 | 0 | 0 | 0 | 0 | 0 | 0 | 2006 Qtr 1: 0; 2006 Qtr 2: 0; 2006 Qtr 3: 0; 2006 Qtr 4: 0; 2007 Qtr 1: 0; 2007 Qtr 2: 0; 2007 Qtr 3: 0; 2007 Qtr 4: 25.4745; 2008 Qtr 1: 0; 2008 Qtr 2: 0; 2008 Qtr 3: 0; 2008 Qtr 4: 0 | 25.4745
0 | 234307-Lighting-Remove 8 Ft Lamp (De-Lamp) - Tr2 | CRTL00AVDEL02 | 7 | Commercial | 01-ALC-AllCommercial-IntLight | 0 |  |  |  |  | 28.4684 | 16.4871 | 0 | 0 | 0 | 11.9813 | 176.2583 |  | kWh | 0.056739 | -0.28865 | Commercial |  | Annual | [5 empty] | 11 | 0.96 |  |  |  | 0 | 0 | 6.3686 | 0 | 0 | 0 | 0 | 0 | 0 | 0 | 0 | 0 | 2006 Qtr 1: 0; 2006 Qtr 2: 0; 2006 Qtr 3: 0; 2006 Qtr 4: 0; 2007 Qtr 1: 0; 2007 Qtr 2: 0; 2007 Qtr 3: 0; 2007 Qtr 4: 6.3686; 2008 Qtr 1: 0; 2008 Qtr 2: 0; 2008 Qtr 3: 0; 2008 Qtr 4: 0 | 6.3686
0 | 234331-Premium T8 with T12 40 Watt Baseline - Tr2 |  | 7 | Commercial | 01-ALC-AllCommercial-IntLight | 0 |  |  |  |  | 13.9591 | 9.8923 | 0 | 0 | 0 | 4.0668 | 33.1627 |  | kWh | 0.010675 | -0.05431 | Commercial |  | Annual | [5 empty] | 11 | 0.96 |  |  |  | 0 | 0 | 360.2817 | 0 | 0 | 0 | 0 | 0 | 0 | 0 | 0 | 0 | 2006 Qtr 1: 0; 2006 Qtr 2: 0; 2006 Qtr 3: 0; 2006 Qtr 4: 0; 2007 Qtr 1: 0; 2007 Qtr 2: 0; 2007 Qtr 3: 0; 2007 Qtr 4: 360.2817; 2008 Qtr 1: 0; 2008 Qtr 2: 0; 2008 Qtr 3: 0; 2008 Qtr 4: 0 | 360.2817
0 | 234304-Lighting-Remove 4 Ft Lamp (De-Lamp) - Tr2 | COFL00AVDEL01 | 7 | Commercial | 01-ALC-AllCommercial-IntLight | 0 |  |  |  |  | 28.2538 | 12.3653 | 0 | 0 | 0 | 15.8885 | 106.7995 |  | kWh | 0.03438 | -0.1749 | Commercial |  | Annual | [5 empty] | 11 | 0.96 |  |  |  | 0 | 0 | 38.2117 | 0 | 0 | 0 | 0 | 0 | 0 | 0 | 0 | 0 | 2006 Qtr 1: 0; 2006 Qtr 2: 0; 2006 Qtr 3: 0; 2006 Qtr 4: 0; 2007 Qtr 1: 0; 2007 Qtr 2: 0; 2007 Qtr 3: 0; 2007 Qtr 4: 38.2117; 2008 Qtr 1: 0; 2008 Qtr 2: 0; 2008 Qtr 3: 0; 2008 Qtr 4: 0 | 38.2117
0 | 234363-Lighting-IntrHiByLnrFlscntFxt360wrplc400w(TrII)Tr1 |  | 7 | Commercial | 01-ALC-AllCommercial-IntLight | 0 |  |  |  |  | 369.2171 | 76.9202 | 0 | 0 | 0 | 292.2969 | 752.6924 |  | kWh | 0.16276 | -1.2327 | Commercial |  | Annual | [5 empty] | 11 | 0.96 |  |  |  | 0 | 0 | 9.7504 | 0 | 0 | 0 | 0 | 0 | 0 | 0 | 0 | 0 | 2006 Qtr 1: 0; 2006 Qtr 2: 0; 2006 Qtr 3: 0; 2006 Qtr 4: 0; 2007 Qtr 1: 0; 2007 Qtr 2: 0; 2007 Qtr 3: 0; 2007 Qtr 4: 9.7504; 2008 Qtr 1: 0; 2008 Qtr 2: 0; 2008 Qtr 3: 0; 2008 Qtr 4: 0 | 9.7504
0 | 234330-Premium T8 with T12 40 Watt Baseline - Tr1 |  | 10 | Commercial | 01-ALC-AllCommercial-IntLight | 0 |  |  |  |  | 13.9589 | 13.1897 | 0 | 0 | 0 | 0.76922 | 32.1182 |  | kWh | 0.010339 | -0.052599 | Commercial |  | Annual | [5 empty] | 11 | 0.96 |  |  |  | 0 | 0 | 83.7018 | 0 | 0 | 0 | 0 | 0 | 0 | 0 | 0 | 0 | 2006 Qtr 1: 0; 2006 Qtr 2: 0; 2006 Qtr 3: 0; 2006 Qtr 4: 0; 2007 Qtr 1: 0; 2007 Qtr 2: 0; 2007 Qtr 3: 0; 2007 Qtr 4: 83.7018; 2008 Qtr 1: 0; 2008 Qtr 2: 0; 2008 Qtr 3: 0; 2008 Qtr 4: 0 | 83.7018
0 | 234126-Refrigeration - Efficient Evap Fan Motor Electronically Commutated Motor (ECM) | Averaged DEER Msrs | 10 | Commercial | 01-ALC-AllCommercial-Refrig | 0 |  |  |  |  | 6.7904 | 150 | 0 | 0 | 0 | -143.2096 | 116.369 |  | kWh | 0.015845 | -0.11528 | Commercial |  | Annual | [5 empty] | 15 | 0.96 |  |  |  | 0 | 0 | 2 | 0 | 0 | 0 | 0 | 0 | 0 | 0 | 0 | 0 | 2006 Qtr 1: 0; 2006 Qtr 2: 0; 2006 Qtr 3: 0; 2006 Qtr 4: 0; 2007 Qtr 1: 2; 2007 Qtr 2: 0; 2007 Qtr 3: 0; 2007 Qtr 4: 0; 2008 Qtr 1: 0; 2008 Qtr 2: 0; 2008 Qtr 3: 0; 2008 Qtr 4: 0 | 2
0 | 234331-Premium T8 with T12 40 Watt Baseline - Tr2 |  | 10 | Commercial | 01-ALC-AllCommercial-IntLight | 0 |  |  |  |  | 13.9591 | 9.8923 | 0 | 0 | 0 | 4.0668 | 35.8564 |  | kWh | 0.010832 | -0.058721 | Commercial |  | Annual | [5 empty] | 11 | 0.96 |  |  |  | 0 | 0 | 54.5881 | 0 | 0 | 0 | 0 | 0 | 0 | 0 | 0 | 0 | 2006 Qtr 1: 0; 2006 Qtr 2: 0; 2006 Qtr 3: 0; 2006 Qtr 4: 0; 2007 Qtr 1: 0; 2007 Qtr 2: 0; 2007 Qtr 3: 0; 2007 Qtr 4: 54.5881; 2008 Qtr 1: 0; 2008 Qtr 2: 0; 2008 Qtr 3: 0; 2008 Qtr 4: 0 | 54.5881
0 | 234126-Refrigeration - Efficient Evap Fan Motor Electronically Commutated Motor (ECM) | Averaged DEER Msrs | 14 | Commercial | 01-ALC-AllCommercial-Refrig | 0 |  |  |  |  | 6.7904 | 150 | 0 | 0 | 0 | -143.2096 | 116.369 |  | kWh | 0.015845 | -0.11528 | Commercial |  | Annual | [5 empty] | 15 | 0.96 |  |  |  | 0 | 0 | 3 | 0 | 0 | 0 | 0 | 0 | 0 | 0 | 0 | 0 | 2006 Qtr 1: 0; 2006 Qtr 2: 0; 2006 Qtr 3: 0; 2006 Qtr 4: 0; 2007 Qtr 1: 3; 2007 Qtr 2: 0; 2007 Qtr 3: 0; 2007 Qtr 4: 0; 2008 Qtr 1: 0; 2008 Qtr 2: 0; 2008 Qtr 3: 0; 2008 Qtr 4: 0 | 3
0 | 234126-Refrigeration - Efficient Evap Fan Motor Electronically Commutated Motor (ECM) | Averaged DEER Msrs | 7 | Commercial | 01-ALC-AllCommercial-Refrig | 0 |  |  |  |  | 6.7904 | 150 | 0 | 0 | 0 | -143.2096 | 116.369 |  | kWh | 0.015845 | -0.11528 | Commercial |  | Annual | [5 empty] | 15 | 0.96 |  |  |  | 0 | 0 | 2 | 0 | 0 | 0 | 0 | 0 | 0 | 0 | 0 | 0 | 2006 Qtr 1: 0; 2006 Qtr 2: 0; 2006 Qtr 3: 0; 2006 Qtr 4: 0; 2007 Qtr 1: 0; 2007 Qtr 2: 0; 2007 Qtr 3: 0; 2007 Qtr 4: 2; 2008 Qtr 1: 0; 2008 Qtr 2: 0; 2008 Qtr 3: 0; 2008 Qtr 4: 0 | 2
0 | 234330-Premium T8 with T12 40 Watt Baseline - Tr1 |  | 7 | Commercial | 01-ALC-AllCommercial-IntLight | 0 |  |  |  |  | 13.9589 | 13.1897 | 0 | 0 | 0 | 0.76922 | 30.14 |  | kWh | 0.0093405 | -0.04936 | Commercial |  | Annual | [5 empty] | 11 | 0.96 |  |  |  | 0 | 0 | 58.2273 | 0 | 0 | 0 | 0 | 0 | 0 | 0 | 0 | 0 | 2006 Qtr 1: 0; 2006 Qtr 2: 0; 2006 Qtr 3: 0; 2006 Qtr 4: 0; 2007 Qtr 1: 0; 2007 Qtr 2: 0; 2007 Qtr 3: 0; 2007 Qtr 4: 58.2273; 2008 Qtr 1: 0; 2008 Qtr 2: 0; 2008 Qtr 3: 0; 2008 Qtr 4: 0 | 58.2273
0 | 234332-Premium T8 with T12 40 Watt Baseline - Tr3 |  | 7 | Commercial | 14-MLI-Manufacturing–LightIndustry-LIGHT | 0 |  |  |  |  | 13.9591 | 7.1444 | 0 | 0 | 0 | 6.8147 | 28.1746 |  | kWh | 0.0087066 | -0.036427 | Commercial |  | Annual | [5 empty] | 11 | 0.96 |  |  |  | 0 | 0 | 80.0626 | 0 | 0 | 0 | 0 | 0 | 0 | 0 | 0 | 0 | 2006 Qtr 1: 0; 2006 Qtr 2: 0; 2006 Qtr 3: 0; 2006 Qtr 4: 0; 2007 Qtr 1: 0; 2007 Qtr 2: 0; 2007 Qtr 3: 0; 2007 Qtr 4: 80.0626; 2008 Qtr 1: 0; 2008 Qtr 2: 0; 2008 Qtr 3: 0; 2008 Qtr 4: 0 | 80.0626
0 | 234331-Premium T8 with T12 40 Watt Baseline - Tr2 |  | 7 | Commercial | 01-ALC-AllCommercial-IntLight | 0 |  |  |  |  | 13.9591 | 9.8923 | 0 | 0 | 0 | 4.0668 | 35.8564 |  | kWh | 0.010832 | -0.058721 | Commercial |  | Annual | [5 empty] | 11 | 0.96 |  |  |  | 0 | 0 | 189.2388 | 0 | 0 | 0 | 0 | 0 | 0 | 0 | 0 | 0 | 2006 Qtr 1: 0; 2006 Qtr 2: 0; 2006 Qtr 3: 0; 2006 Qtr 4: 0; 2007 Qtr 1: 0; 2007 Qtr 2: 0; 2007 Qtr 3: 0; 2007 Qtr 4: 189.2388; 2008 Qtr 1: 0; 2008 Qtr 2: 0; 2008 Qtr 3: 0; 2008 Qtr 4: 0 | 189.2388
0 | 234331-Premium T8 with T12 40 Watt Baseline - Tr2 |  | 10 | Commercial | 01-ALC-AllCommercial-IntLight | 0 |  |  |  |  | 13.9591 | 9.8923 | 0 | 0 | 0 | 4.0668 | 31.1202 |  | kWh | 0.0096442 | -0.050965 | Commercial |  | Annual | [5 empty] | 11 | 0.96 |  |  |  | 0 | 0 | 16.3764 | 0 | 0 | 0 | 0 | 0 | 0 | 0 | 0 | 0 | 2006 Qtr 1: 0; 2006 Qtr 2: 0; 2006 Qtr 3: 0; 2006 Qtr 4: 0; 2007 Qtr 1: 0; 2007 Qtr 2: 0; 2007 Qtr 3: 0; 2007 Qtr 4: 16.3764; 2008 Qtr 1: 0; 2008 Qtr 2: 0; 2008 Qtr 3: 0; 2008 Qtr 4: 0 | 16.3764
0 | 234304-Lighting-Remove 4 Ft Lamp (De-Lamp) - Tr2 | COFL00AVDEL01 | 10 | Commercial | 01-ALC-AllCommercial-IntLight | 0 |  |  |  |  | 28.2538 | 12.3653 | 0 | 0 | 0 | 15.8885 | 100.2216 |  | kWh | 0.031059 | -0.16413 | Commercial |  | Annual | [5 empty] | 11 | 0.96 |  |  |  | 0 | 0 | 16.3764 | 0 | 0 | 0 | 0 | 0 | 0 | 0 | 0 | 0 | 2006 Qtr 1: 0; 2006 Qtr 2: 0; 2006 Qtr 3: 0; 2006 Qtr 4: 0; 2007 Qtr 1: 0; 2007 Qtr 2: 0; 2007 Qtr 3: 0; 2007 Qtr 4: 16.3764; 2008 Qtr 1: 0; 2008 Qtr 2: 0; 2008 Qtr 3: 0; 2008 Qtr 4: 0 | 16.3764
0 | 234126-Refrigeration - Efficient Evap Fan Motor Electronically Commutated Motor (ECM) | Averaged DEER Msrs | 7 | Commercial | 01-ALC-AllCommercial-Refrig | 0 |  |  |  |  | 6.7904 | 150 | 0 | 0 | 0 | -143.2096 | 116.369 |  | kWh | 0.015845 | -0.11528 | Commercial |  | Annual | [5 empty] | 15 | 0.96 |  |  |  | 0 | 0 | 2 | 0 | 0 | 0 | 0 | 0 | 0 | 0 | 0 | 0 | 2006 Qtr 1: 0; 2006 Qtr 2: 0; 2006 Qtr 3: 0; 2006 Qtr 4: 0; 2007 Qtr 1: 2; 2007 Qtr 2: 0; 2007 Qtr 3: 0; 2007 Qtr 4: 0; 2008 Qtr 1: 0; 2008 Qtr 2: 0; 2008 Qtr 3: 0; 2008 Qtr 4: 0 | 2
0 | 234330-Premium T8 with T12 40 Watt Baseline - Tr1 |  | 10 | Commercial | 01-ALC-AllCommercial-IntLight | 0 |  |  |  |  | 13.9589 | 13.1897 | 0 | 0 | 0 | 0.76922 | 65.4159 |  | kWh | 0.012906 | -0.10713 | Commercial |  | Annual | [5 empty] | 11 | 0.96 |  |  |  | 0 | 0 | 21.8353 | 0 | 0 | 0 | 0 | 0 | 0 | 0 | 0 | 0 | 2006 Qtr 1: 0; 2006 Qtr 2: 0; 2006 Qtr 3: 0; 2006 Qtr 4: 0; 2007 Qtr 1: 0; 2007 Qtr 2: 0; 2007 Qtr 3: 0; 2007 Qtr 4: 21.8353; 2008 Qtr 1: 0; 2008 Qtr 2: 0; 2008 Qtr 3: 0; 2008 Qtr 4: 0 | 21.8353
0 | 234330-Premium T8 with T12 40 Watt Baseline - Tr1 |  | 7 | Commercial | 14-MLI-Manufacturing–LightIndustry-LIGHT | 0 |  |  |  |  | 13.9589 | 13.1897 | 0 | 0 | 0 | 0.76922 | 30.1346 |  | kWh | 0.0093123 | -0.038961 | Commercial |  | Annual | [5 empty] | 11 | 0.96 |  |  |  | 0 | 0 | 16.3764 | 0 | 0 | 0 | 0 | 0 | 0 | 0 | 0 | 0 | 2006 Qtr 1: 0; 2006 Qtr 2: 0; 2006 Qtr 3: 0; 2006 Qtr 4: 0; 2007 Qtr 1: 0; 2007 Qtr 2: 0; 2007 Qtr 3: 0; 2007 Qtr 4: 16.3764; 2008 Qtr 1: 0; 2008 Qtr 2: 0; 2008 Qtr 3: 0; 2008 Qtr 4: 0 | 16.3764
0 | 234330-Premium T8 with T12 40 Watt Baseline - Tr1 |  | 10 | Commercial | 01-ALC-AllCommercial-IntLight | 0 |  |  |  |  | 13.9589 | 13.1897 | 0 | 0 | 0 | 0.76922 | 65.4159 |  | kWh | 0.012906 | -0.10713 | Commercial |  | Annual | [5 empty] | 11 | 0.96 |  |  |  | 0 | 0 | 43.6705 | 0 | 0 | 0 | 0 | 0 | 0 | 0 | 0 | 0 | 2006 Qtr 1: 0; 2006 Qtr 2: 0; 2006 Qtr 3: 0; 2006 Qtr 4: 0; 2007 Qtr 1: 0; 2007 Qtr 2: 0; 2007 Qtr 3: 0; 2007 Qtr 4: 43.6705; 2008 Qtr 1: 0; 2008 Qtr 2: 0; 2008 Qtr 3: 0; 2008 Qtr 4: 0 | 43.6705
0 | 234303-Lighting-Remove 4 Ft Lamp (De-Lamp) - Tr1 | COFL00AVDEL01 | 10 | Commercial | 01-ALC-AllCommercial-IntLight | 0 |  |  |  |  | 28.2518 | 16.4871 | 0 | 0 | 0 | 11.7647 | 217.5212 |  | kWh | 0.042914 | -0.35623 | Commercial |  | Annual | [5 empty] | 11 | 0.96 |  |  |  | 0 | 0 | 43.6705 | 0 | 0 | 0 | 0 | 0 | 0 | 0 | 0 | 0 | 2006 Qtr 1: 0; 2006 Qtr 2: 0; 2006 Qtr 3: 0; 2006 Qtr 4: 0; 2007 Qtr 1: 0; 2007 Qtr 2: 0; 2007 Qtr 3: 0; 2007 Qtr 4: 43.6705; 2008 Qtr 1: 0; 2008 Qtr 2: 0; 2008 Qtr 3: 0; 2008 Qtr 4: 0 | 43.6705
0 | 234304-Lighting-Remove 4 Ft Lamp (De-Lamp) - Tr2 | COFL00AVDEL01 | 10 | Commercial | 01-ALC-AllCommercial-IntLight | 0 |  |  |  |  | 28.2538 | 12.3653 | 0 | 0 | 0 | 15.8885 | 92.5345 |  | kWh | 0.031538 | -0.15154 | Commercial |  | Annual | [5 empty] | 11 | 0.96 |  |  |  | 0 | 0 | 129.1919 | 0 | 0 | 0 | 0 | 0 | 0 | 0 | 0 | 0 | 2006 Qtr 1: 0; 2006 Qtr 2: 0; 2006 Qtr 3: 0; 2006 Qtr 4: 0; 2007 Qtr 1: 129.1919; 2007 Qtr 2: 0; 2007 Qtr 3: 0; 2007 Qtr 4: 0; 2008 Qtr 1: 0; 2008 Qtr 2: 0; 2008 Qtr 3: 0; 2008 Qtr 4: 0 | 129.1919
0 | 234330-Premium T8 with T12 40 Watt Baseline - Tr1 |  | 10 | Commercial | 01-ALC-AllCommercial-IntLight | 0 |  |  |  |  | 13.9589 | 13.1897 | 0 | 0 | 0 | 0.76922 | 30.14 |  | kWh | 0.0093405 | -0.04936 | Commercial |  | Annual | [5 empty] | 11 | 0.96 |  |  |  | 0 | 0 | 83.7018 | 0 | 0 | 0 | 0 | 0 | 0 | 0 | 0 | 0 | 2006 Qtr 1: 0; 2006 Qtr 2: 0; 2006 Qtr 3: 0; 2006 Qtr 4: 0; 2007 Qtr 1: 0; 2007 Qtr 2: 0; 2007 Qtr 3: 0; 2007 Qtr 4: 83.7018; 2008 Qtr 1: 0; 2008 Qtr 2: 0; 2008 Qtr 3: 0; 2008 Qtr 4: 0 | 83.7018
0 | 234303-Lighting-Remove 4 Ft Lamp (De-Lamp) - Tr1 | COFL00AVDEL01 | 10 | Commercial | 01-ALC-AllCommercial-IntLight | 0 |  |  |  |  | 28.2518 | 16.4871 | 0 | 0 | 0 | 11.7647 | 100.2216 |  | kWh | 0.031059 | -0.16413 | Commercial |  | Annual | [5 empty] | 11 | 0.96 |  |  |  | 0 | 0 | 76.4234 | 0 | 0 | 0 | 0 | 0 | 0 | 0 | 0 | 0 | 2006 Qtr 1: 0; 2006 Qtr 2: 0; 2006 Qtr 3: 0; 2006 Qtr 4: 0; 2007 Qtr 1: 0; 2007 Qtr 2: 0; 2007 Qtr 3: 0; 2007 Qtr 4: 76.4234; 2008 Qtr 1: 0; 2008 Qtr 2: 0; 2008 Qtr 3: 0; 2008 Qtr 4: 0 | 76.4234
0 | 234303-Lighting-Remove 4 Ft Lamp (De-Lamp) - Tr1 | COFL00AVDEL01 | 10 | Commercial | 01-ALC-AllCommercial-IntLight | 0 |  |  |  |  | 28.2518 | 16.4871 | 0 | 0 | 0 | 11.7647 | 92.5345 |  | kWh | 0.031538 | -0.15154 | Commercial |  | Annual | [5 empty] | 11 | 0.96 |  |  |  | 0 | 0 | 60.9567 | 0 | 0 | 0 | 0 | 0 | 0 | 0 | 0 | 0 | 2006 Qtr 1: 0; 2006 Qtr 2: 0; 2006 Qtr 3: 0; 2006 Qtr 4: 0; 2007 Qtr 1: 60.9567; 2007 Qtr 2: 0; 2007 Qtr 3: 0; 2007 Qtr 4: 0; 2008 Qtr 1: 0; 2008 Qtr 2: 0; 2008 Qtr 3: 0; 2008 Qtr 4: 0 | 60.9567
0 | 234300-Lighting-Remove 3 Ft Lamp (De-Lamp) - Tr1 |  | 10 | Commercial | 01-ALC-AllCommercial-IntLight | 0 |  |  |  |  | 20.8837 | 10.9914 | 0 | 0 | 0 | 9.8923 | 77.9869 |  | kWh | 0.02658 | -0.12772 | Commercial |  | Annual | [5 empty] | 11 | 0.96 |  |  |  | 0 | 0 | 12.7372 | 0 | 0 | 0 | 0 | 0 | 0 | 0 | 0 | 0 | 2006 Qtr 1: 0; 2006 Qtr 2: 0; 2006 Qtr 3: 0; 2006 Qtr 4: 0; 2007 Qtr 1: 12.7372; 2007 Qtr 2: 0; 2007 Qtr 3: 0; 2007 Qtr 4: 0; 2008 Qtr 1: 0; 2008 Qtr 2: 0; 2008 Qtr 3: 0; 2008 Qtr 4: 0 | 12.7372
0 | 234303-Lighting-Remove 4 Ft Lamp (De-Lamp) - Tr1 | COFL00AVDEL01 | 7 | Commercial | 01-ALC-AllCommercial-IntLight | 0 |  |  |  |  | 28.2518 | 16.4871 | 0 | 0 | 0 | 11.7647 | 92.5345 |  | kWh | 0.031538 | -0.15154 | Commercial |  | Annual | [5 empty] | 11 | 0.96 |  |  |  | 0 | 0 | 110.0861 | 0 | 0 | 0 | 0 | 0 | 0 | 0 | 0 | 0 | 2006 Qtr 1: 0; 2006 Qtr 2: 0; 2006 Qtr 3: 0; 2006 Qtr 4: 0; 2007 Qtr 1: 110.0861; 2007 Qtr 2: 0; 2007 Qtr 3: 0; 2007 Qtr 4: 0; 2008 Qtr 1: 0; 2008 Qtr 2: 0; 2008 Qtr 3: 0; 2008 Qtr 4: 0 | 110.0861
0 | 234304-Lighting-Remove 4 Ft Lamp (De-Lamp) - Tr2 | COFL00AVDEL01 | 10 | Commercial | 01-ALC-AllCommercial-IntLight | 0 |  |  |  |  | 28.2538 | 12.3653 | 0 | 0 | 0 | 15.8885 | 92.5345 |  | kWh | 0.031538 | -0.15154 | Commercial |  | Annual | [5 empty] | 11 | 0.96 |  |  |  | 0 | 0 | 36.3921 | 0 | 0 | 0 | 0 | 0 | 0 | 0 | 0 | 0 | 2006 Qtr 1: 0; 2006 Qtr 2: 0; 2006 Qtr 3: 0; 2006 Qtr 4: 0; 2007 Qtr 1: 36.3921; 2007 Qtr 2: 0; 2007 Qtr 3: 0; 2007 Qtr 4: 0; 2008 Qtr 1: 0; 2008 Qtr 2: 0; 2008 Qtr 3: 0; 2008 Qtr 4: 0 | 36.3921
0 | 234331-Premium T8 with T12 40 Watt Baseline - Tr2 |  | 7 | Commercial | 01-ALC-AllCommercial-IntLight | 0 |  |  |  |  | 13.9591 | 9.8923 | 0 | 0 | 0 | 4.0668 | 33.1627 |  | kWh | 0.010675 | -0.05431 | Commercial |  | Annual | [5 empty] | 11 | 0.96 |  |  |  | 0 | 0 | 47.3097 | 0 | 0 | 0 | 0 | 0 | 0 | 0 | 0 | 0 | 2006 Qtr 1: 0; 2006 Qtr 2: 0; 2006 Qtr 3: 0; 2006 Qtr 4: 0; 2007 Qtr 1: 47.3097; 2007 Qtr 2: 0; 2007 Qtr 3: 0; 2007 Qtr 4: 0; 2008 Qtr 1: 0; 2008 Qtr 2: 0; 2008 Qtr 3: 0; 2008 Qtr 4: 0 | 47.3097
0 | 234304-Lighting-Remove 4 Ft Lamp (De-Lamp) - Tr2 | COFL00AVDEL01 | 7 | Commercial | 01-ALC-AllCommercial-IntLight | 0 |  |  |  |  | 28.2538 | 12.3653 | 0 | 0 | 0 | 15.8885 | 106.7995 |  | kWh | 0.03438 | -0.1749 | Commercial |  | Annual | [5 empty] | 11 | 0.96 |  |  |  | 0 | 0 | 47.3097 | 0 | 0 | 0 | 0 | 0 | 0 | 0 | 0 | 0 | 2006 Qtr 1: 0; 2006 Qtr 2: 0; 2006 Qtr 3: 0; 2006 Qtr 4: 0; 2007 Qtr 1: 47.3097; 2007 Qtr 2: 0; 2007 Qtr 3: 0; 2007 Qtr 4: 0; 2008 Qtr 1: 0; 2008 Qtr 2: 0; 2008 Qtr 3: 0; 2008 Qtr 4: 0 | 47.3097
0 | 234295-Lighting-Occupancy Sensor-Wallbox Lghtng Snsr-Tr2 | CALC00AVOCC01 | 7 | Commercial | 01-ALC-AllCommercial-IntLight | 0 |  |  |  |  | 42.2833 | 30 | 0 | 0 | 0 | 12.2833 | 213.759 |  | kWh | 0.17617 | 0 | Commercial |  | Annual | [5 empty] | 8 | 0.96 |  |  |  | 0 | 0 | 1 | 0 | 0 | 0 | 0 | 0 | 0 | 0 | 0 | 0 | 2006 Qtr 1: 0; 2006 Qtr 2: 0; 2006 Qtr 3: 0; 2006 Qtr 4: 0; 2007 Qtr 1: 1; 2007 Qtr 2: 0; 2007 Qtr 3: 0; 2007 Qtr 4: 0; 2008 Qtr 1: 0; 2008 Qtr 2: 0; 2008 Qtr 3: 0; 2008 Qtr 4: 0 | 1
0 | 234330-Premium T8 with T12 40 Watt Baseline - Tr1 |  | 10 | Commercial | 01-ALC-AllCommercial-IntLight | 0 |  |  |  |  | 13.9589 | 13.1897 | 0 | 0 | 0 | 0.76922 | 34.727 |  | kWh | 0.010491 | -0.056872 | Commercial |  | Annual | [5 empty] | 11 | 0.96 |  |  |  | 0 | 0 | 5.4588 | 0 | 0 | 0 | 0 | 0 | 0 | 0 | 0 | 0 | 2006 Qtr 1: 0; 2006 Qtr 2: 0; 2006 Qtr 3: 0; 2006 Qtr 4: 0; 2007 Qtr 1: 0; 2007 Qtr 2: 0; 2007 Qtr 3: 0; 2007 Qtr 4: 5.4588; 2008 Qtr 1: 0; 2008 Qtr 2: 0; 2008 Qtr 3: 0; 2008 Qtr 4: 0 | 5.4588
0 | 234303-Lighting-Remove 4 Ft Lamp (De-Lamp) - Tr1 | COFL00AVDEL01 | 10 | Commercial | 01-ALC-AllCommercial-IntLight | 0 |  |  |  |  | 28.2518 | 16.4871 | 0 | 0 | 0 | 11.7647 | 115.4744 |  | kWh | 0.034885 | -0.18911 | Commercial |  | Annual | [5 empty] | 11 | 0.96 |  |  |  | 0 | 0 | 2.7294 | 0 | 0 | 0 | 0 | 0 | 0 | 0 | 0 | 0 | 2006 Qtr 1: 0; 2006 Qtr 2: 0; 2006 Qtr 3: 0; 2006 Qtr 4: 0; 2007 Qtr 1: 0; 2007 Qtr 2: 0; 2007 Qtr 3: 0; 2007 Qtr 4: 2.7294; 2008 Qtr 1: 0; 2008 Qtr 2: 0; 2008 Qtr 3: 0; 2008 Qtr 4: 0 | 2.7294
0 | 234330-Premium T8 with T12 40 Watt Baseline - Tr1 |  | 10 | Commercial | 01-ALC-AllCommercial-IntLight | 0 |  |  |  |  | 13.9589 | 13.1897 | 0 | 0 | 0 | 0.76922 | 34.727 |  | kWh | 0.010491 | -0.056872 | Commercial |  | Annual | [5 empty] | 11 | 0.96 |  |  |  | 0 | 0 | 30.9333 | 0 | 0 | 0 | 0 | 0 | 0 | 0 | 0 | 0 | 2006 Qtr 1: 0; 2006 Qtr 2: 0; 2006 Qtr 3: 0; 2006 Qtr 4: 0; 2007 Qtr 1: 0; 2007 Qtr 2: 0; 2007 Qtr 3: 0; 2007 Qtr 4: 30.9333; 2008 Qtr 1: 0; 2008 Qtr 2: 0; 2008 Qtr 3: 0; 2008 Qtr 4: 0 | 30.9333
0 | 234330-Premium T8 with T12 40 Watt Baseline - Tr1 |  | 7 | Commercial | 01-ALC-AllCommercial-IntLight | 0 |  |  |  |  | 13.9589 | 13.1897 | 0 | 0 | 0 | 0.76922 | 34.727 |  | kWh | 0.010491 | -0.056872 | Commercial |  | Annual | [5 empty] | 11 | 0.96 |  |  |  | 0 | 0 | 40.0313 | 0 | 0 | 0 | 0 | 0 | 0 | 0 | 0 | 0 | 2006 Qtr 1: 0; 2006 Qtr 2: 0; 2006 Qtr 3: 0; 2006 Qtr 4: 0; 2007 Qtr 1: 0; 2007 Qtr 2: 0; 2007 Qtr 3: 0; 2007 Qtr 4: 40.0313; 2008 Qtr 1: 0; 2008 Qtr 2: 0; 2008 Qtr 3: 0; 2008 Qtr 4: 0 | 40.0313
0 | 234330-Premium T8 with T12 40 Watt Baseline - Tr1 |  | 10 | Commercial | 01-ALC-AllCommercial-IntLight | 0 |  |  |  |  | 13.9589 | 13.1897 | 0 | 0 | 0 | 0.76922 | 34.727 |  | kWh | 0.010491 | -0.056872 | Commercial |  | Annual | [5 empty] | 11 | 0.96 |  |  |  | 0 | 0 | 45.4901 | 0 | 0 | 0 | 0 | 0 | 0 | 0 | 0 | 0 | 2006 Qtr 1: 0; 2006 Qtr 2: 0; 2006 Qtr 3: 0; 2006 Qtr 4: 0; 2007 Qtr 1: 0; 2007 Qtr 2: 0; 2007 Qtr 3: 0; 2007 Qtr 4: 45.4901; 2008 Qtr 1: 0; 2008 Qtr 2: 0; 2008 Qtr 3: 0; 2008 Qtr 4: 0 | 45.4901
0 | 234303-Lighting-Remove 4 Ft Lamp (De-Lamp) - Tr1 | COFL00AVDEL01 | 10 | Commercial | 01-ALC-AllCommercial-IntLight | 0 |  |  |  |  | 28.2518 | 16.4871 | 0 | 0 | 0 | 11.7647 | 115.4744 |  | kWh | 0.034885 | -0.18911 | Commercial |  | Annual | [5 empty] | 11 | 0.96 |  |  |  | 0 | 0 | 36.3921 | 0 | 0 | 0 | 0 | 0 | 0 | 0 | 0 | 0 | 2006 Qtr 1: 0; 2006 Qtr 2: 0; 2006 Qtr 3: 0; 2006 Qtr 4: 0; 2007 Qtr 1: 0; 2007 Qtr 2: 0; 2007 Qtr 3: 0; 2007 Qtr 4: 36.3921; 2008 Qtr 1: 0; 2008 Qtr 2: 0; 2008 Qtr 3: 0; 2008 Qtr 4: 0 | 36.3921
0 | 234331-Premium T8 with T12 40 Watt Baseline - Tr2 |  | 10 | Commercial | 01-ALC-AllCommercial-IntLight | 0 |  |  |  |  | 13.9591 | 9.8923 | 0 | 0 | 0 | 4.0668 | 35.8564 |  | kWh | 0.010832 | -0.058721 | Commercial |  | Annual | [5 empty] | 11 | 0.96 |  |  |  | 0 | 0 | 32.7529 | 0 | 0 | 0 | 0 | 0 | 0 | 0 | 0 | 0 | 2006 Qtr 1: 0; 2006 Qtr 2: 0; 2006 Qtr 3: 0; 2006 Qtr 4: 0; 2007 Qtr 1: 0; 2007 Qtr 2: 0; 2007 Qtr 3: 0; 2007 Qtr 4: 32.7529; 2008 Qtr 1: 0; 2008 Qtr 2: 0; 2008 Qtr 3: 0; 2008 Qtr 4: 0 | 32.7529
0 | 234304-Lighting-Remove 4 Ft Lamp (De-Lamp) - Tr2 | COFL00AVDEL01 | 10 | Commercial | 01-ALC-AllCommercial-IntLight | 0 |  |  |  |  | 28.2538 | 12.3653 | 0 | 0 | 0 | 15.8885 | 115.4744 |  | kWh | 0.034885 | -0.18911 | Commercial |  | Annual | [5 empty] | 11 | 0.96 |  |  |  | 0 | 0 | 7.2784 | 0 | 0 | 0 | 0 | 0 | 0 | 0 | 0 | 0 | 2006 Qtr 1: 0; 2006 Qtr 2: 0; 2006 Qtr 3: 0; 2006 Qtr 4: 0; 2007 Qtr 1: 0; 2007 Qtr 2: 0; 2007 Qtr 3: 0; 2007 Qtr 4: 7.2784; 2008 Qtr 1: 0; 2008 Qtr 2: 0; 2008 Qtr 3: 0; 2008 Qtr 4: 0 | 7.2784
0 | 234307-Lighting-Remove 8 Ft Lamp (De-Lamp) - Tr2 | CRTL00AVDEL02 | 10 | Commercial | 01-ALC-AllCommercial-IntLight | 0 |  |  |  |  | 28.4684 | 16.4871 | 0 | 0 | 0 | 11.9813 | 190.5751 |  | kWh | 0.057573 | -0.3121 | Commercial |  | Annual | [5 empty] | 11 | 0.96 |  |  |  | 0 | 0 | 7.2784 | 0 | 0 | 0 | 0 | 0 | 0 | 0 | 0 | 0 | 2006 Qtr 1: 0; 2006 Qtr 2: 0; 2006 Qtr 3: 0; 2006 Qtr 4: 0; 2007 Qtr 1: 0; 2007 Qtr 2: 0; 2007 Qtr 3: 0; 2007 Qtr 4: 7.2784; 2008 Qtr 1: 0; 2008 Qtr 2: 0; 2008 Qtr 3: 0; 2008 Qtr 4: 0 | 7.2784
0 | 234332-Premium T8 with T12 40 Watt Baseline - Tr3 |  | 7 | Commercial | 01-ALC-AllCommercial-IntLight | 0 |  |  |  |  | 13.9591 | 7.1444 | 0 | 0 | 0 | 6.8147 | 32.4684 |  | kWh | 0.0098088 | -0.053173 | Commercial |  | Annual | [5 empty] | 11 | 0.96 |  |  |  | 0 | 0 | 67.3254 | 0 | 0 | 0 | 0 | 0 | 0 | 0 | 0 | 0 | 2006 Qtr 1: 0; 2006 Qtr 2: 0; 2006 Qtr 3: 0; 2006 Qtr 4: 0; 2007 Qtr 1: 0; 2007 Qtr 2: 0; 2007 Qtr 3: 0; 2007 Qtr 4: 67.3254; 2008 Qtr 1: 0; 2008 Qtr 2: 0; 2008 Qtr 3: 0; 2008 Qtr 4: 0 | 67.3254
0 | 234332-Premium T8 with T12 40 Watt Baseline - Tr3 |  | 7 | Commercial | 01-ALC-AllCommercial-IntLight | 0 |  |  |  |  | 13.9591 | 7.1444 | 0 | 0 | 0 | 6.8147 | 32.4684 |  | kWh | 0.0098088 | -0.053173 | Commercial |  | Annual | [5 empty] | 11 | 0.96 |  |  |  | 0 | 0 | 3.6392 | 0 | 0 | 0 | 0 | 0 | 0 | 0 | 0 | 0 | 2006 Qtr 1: 0; 2006 Qtr 2: 0; 2006 Qtr 3: 0; 2006 Qtr 4: 0; 2007 Qtr 1: 0; 2007 Qtr 2: 0; 2007 Qtr 3: 0; 2007 Qtr 4: 3.6392; 2008 Qtr 1: 0; 2008 Qtr 2: 0; 2008 Qtr 3: 0; 2008 Qtr 4: 0 | 3.6392
0 | 234331-Premium T8 with T12 40 Watt Baseline - Tr2 |  | 10 | Commercial | 01-ALC-AllCommercial-IntLight | 0 |  |  |  |  | 13.9591 | 9.8923 | 0 | 0 | 0 | 4.0668 | 35.8564 |  | kWh | 0.010832 | -0.058721 | Commercial |  | Annual | [5 empty] | 11 | 0.96 |  |  |  | 0 | 0 | 80.0626 | 0 | 0 | 0 | 0 | 0 | 0 | 0 | 0 | 0 | 2006 Qtr 1: 0; 2006 Qtr 2: 0; 2006 Qtr 3: 0; 2006 Qtr 4: 0; 2007 Qtr 1: 0; 2007 Qtr 2: 0; 2007 Qtr 3: 0; 2007 Qtr 4: 80.0626; 2008 Qtr 1: 0; 2008 Qtr 2: 0; 2008 Qtr 3: 0; 2008 Qtr 4: 0 | 80.0626
0 | 234304-Lighting-Remove 4 Ft Lamp (De-Lamp) - Tr2 | COFL00AVDEL01 | 10 | Commercial | 01-ALC-AllCommercial-IntLight | 0 |  |  |  |  | 28.2538 | 12.3653 | 0 | 0 | 0 | 15.8885 | 115.4744 |  | kWh | 0.034885 | -0.18911 | Commercial |  | Annual | [5 empty] | 11 | 0.96 |  |  |  | 0 | 0 | 34.5725 | 0 | 0 | 0 | 0 | 0 | 0 | 0 | 0 | 0 | 2006 Qtr 1: 0; 2006 Qtr 2: 0; 2006 Qtr 3: 0; 2006 Qtr 4: 0; 2007 Qtr 1: 0; 2007 Qtr 2: 0; 2007 Qtr 3: 0; 2007 Qtr 4: 34.5725; 2008 Qtr 1: 0; 2008 Qtr 2: 0; 2008 Qtr 3: 0; 2008 Qtr 4: 0 | 34.5725
0 | 234307-Lighting-Remove 8 Ft Lamp (De-Lamp) - Tr2 | CRTL00AVDEL02 | 10 | Commercial | 01-ALC-AllCommercial-IntLight | 0 |  |  |  |  | 28.4684 | 16.4871 | 0 | 0 | 0 | 11.9813 | 190.5751 |  | kWh | 0.057573 | -0.3121 | Commercial |  | Annual | [5 empty] | 11 | 0.96 |  |  |  | 0 | 0 | 22.7451 | 0 | 0 | 0 | 0 | 0 | 0 | 0 | 0 | 0 | 2006 Qtr 1: 0; 2006 Qtr 2: 0; 2006 Qtr 3: 0; 2006 Qtr 4: 0; 2007 Qtr 1: 0; 2007 Qtr 2: 0; 2007 Qtr 3: 0; 2007 Qtr 4: 22.7451; 2008 Qtr 1: 0; 2008 Qtr 2: 0; 2008 Qtr 3: 0; 2008 Qtr 4: 0 | 22.7451
0 | 234331-Premium T8 with T12 40 Watt Baseline - Tr2 |  | 7 | Commercial | 01-ALC-AllCommercial-IntLight | 0 |  |  |  |  | 13.9591 | 9.8923 | 0 | 0 | 0 | 4.0668 | 35.8564 |  | kWh | 0.010832 | -0.058721 | Commercial |  | Annual | [5 empty] | 11 | 0.96 |  |  |  | 0 | 0 | 36.3921 | 0 | 0 | 0 | 0 | 0 | 0 | 0 | 0 | 0 | 2006 Qtr 1: 0; 2006 Qtr 2: 0; 2006 Qtr 3: 0; 2006 Qtr 4: 0; 2007 Qtr 1: 0; 2007 Qtr 2: 0; 2007 Qtr 3: 0; 2007 Qtr 4: 36.3921; 2008 Qtr 1: 0; 2008 Qtr 2: 0; 2008 Qtr 3: 0; 2008 Qtr 4: 0 | 36.3921
0 | 234330-Premium T8 with T12 40 Watt Baseline - Tr1 |  | 10 | Commercial | 01-ALC-AllCommercial-IntLight | 0 |  |  |  |  | 13.9589 | 13.1897 | 0 | 0 | 0 | 0.76922 | 65.4159 |  | kWh | 0.012906 | -0.10713 | Commercial |  | Annual | [5 empty] | 11 | 0.96 |  |  |  | 0 | 0 | 74.6038 | 0 | 0 | 0 | 0 | 0 | 0 | 0 | 0 | 0 | 2006 Qtr 1: 0; 2006 Qtr 2: 0; 2006 Qtr 3: 0; 2006 Qtr 4: 0; 2007 Qtr 1: 0; 2007 Qtr 2: 0; 2007 Qtr 3: 0; 2007 Qtr 4: 74.6038; 2008 Qtr 1: 0; 2008 Qtr 2: 0; 2008 Qtr 3: 0; 2008 Qtr 4: 0 | 74.6038
0 | 234207-Lighting-8 Ft T-8 with Elec Ballast-Tr1 |  | 10 | Commercial | 01-ALC-AllCommercial-IntLight | 0 |  |  |  |  | 35.7163 | 21.9828 | 0 | 0 | 0 | 13.7335 | 54.2473 |  | kWh | 0.010702 | -0.08884 | Commercial |  | Annual | [5 empty] | 11 | 0.96 |  |  |  | 0 | 0 | 7.2784 | 0 | 0 | 0 | 0 | 0 | 0 | 0 | 0 | 0 | 2006 Qtr 1: 0; 2006 Qtr 2: 0; 2006 Qtr 3: 0; 2006 Qtr 4: 0; 2007 Qtr 1: 0; 2007 Qtr 2: 0; 2007 Qtr 3: 0; 2007 Qtr 4: 7.2784; 2008 Qtr 1: 0; 2008 Qtr 2: 0; 2008 Qtr 3: 0; 2008 Qtr 4: 0 | 7.2784
0 | 234331-Premium T8 with T12 40 Watt Baseline - Tr2 |  | 7 | Commercial | 01-ALC-AllCommercial-IntLight | 0 |  |  |  |  | 13.9591 | 9.8923 | 0 | 0 | 0 | 4.0668 | 31.1202 |  | kWh | 0.0096442 | -0.050965 | Commercial |  | Annual | [5 empty] | 11 | 0.96 |  |  |  | 0 | 0 | 20.0156 | 0 | 0 | 0 | 0 | 0 | 0 | 0 | 0 | 0 | 2006 Qtr 1: 0; 2006 Qtr 2: 0; 2006 Qtr 3: 0; 2006 Qtr 4: 0; 2007 Qtr 1: 0; 2007 Qtr 2: 0; 2007 Qtr 3: 0; 2007 Qtr 4: 20.0156; 2008 Qtr 1: 0; 2008 Qtr 2: 0; 2008 Qtr 3: 0; 2008 Qtr 4: 0 | 20.0156
0 | 234304-Lighting-Remove 4 Ft Lamp (De-Lamp) - Tr2 | COFL00AVDEL01 | 7 | Commercial | 01-ALC-AllCommercial-IntLight | 0 |  |  |  |  | 28.2538 | 12.3653 | 0 | 0 | 0 | 15.8885 | 100.2216 |  | kWh | 0.031059 | -0.16413 | Commercial |  | Annual | [5 empty] | 11 | 0.96 |  |  |  | 0 | 0 | 20.0156 | 0 | 0 | 0 | 0 | 0 | 0 | 0 | 0 | 0 | 2006 Qtr 1: 0; 2006 Qtr 2: 0; 2006 Qtr 3: 0; 2006 Qtr 4: 0; 2007 Qtr 1: 0; 2007 Qtr 2: 0; 2007 Qtr 3: 0; 2007 Qtr 4: 20.0156; 2008 Qtr 1: 0; 2008 Qtr 2: 0; 2008 Qtr 3: 0; 2008 Qtr 4: 0 | 20.0156
0 | 234084-Refrigeration -Cooler/Freezer Door Gaskets - Solid Doors: Cooler |  | 7 | Commercial | 01-ALC-AllCommercial-Refrig | 0 |  |  |  |  | 4 | 4 | 0 | 0 | 0 | 0 | 104.55 |  | kWh | 0.01195 | 0 | Commercial |  | Annual | [5 empty] | 4 | 0.96 |  |  |  | 0 | 0 | 181 | 0 | 0 | 0 | 0 | 0 | 0 | 0 | 0 | 0 | 2006 Qtr 1: 0; 2006 Qtr 2: 0; 2006 Qtr 3: 0; 2006 Qtr 4: 0; 2007 Qtr 1: 181; 2007 Qtr 2: 0; 2007 Qtr 3: 0; 2007 Qtr 4: 0; 2008 Qtr 1: 0; 2008 Qtr 2: 0; 2008 Qtr 3: 0; 2008 Qtr 4: 0 | 181
0 | 234330-Premium T8 with T12 40 Watt Baseline - Tr1 |  | 7 | Commercial | 01-ALC-AllCommercial-IntLight | 0 |  |  |  |  | 13.9589 | 13.1897 | 0 | 0 | 0 | 0.76922 | 34.727 |  | kWh | 0.010491 | -0.056872 | Commercial |  | Annual | [5 empty] | 11 | 0.96 |  |  |  | 0 | 0 | 32.7529 | 0 | 0 | 0 | 0 | 0 | 0 | 0 | 0 | 0 | 2006 Qtr 1: 0; 2006 Qtr 2: 0; 2006 Qtr 3: 0; 2006 Qtr 4: 0; 2007 Qtr 1: 0; 2007 Qtr 2: 0; 2007 Qtr 3: 0; 2007 Qtr 4: 32.7529; 2008 Qtr 1: 0; 2008 Qtr 2: 0; 2008 Qtr 3: 0; 2008 Qtr 4: 0 | 32.7529
0 | 234207-Lighting-8 Ft T-8 with Elec Ballast-Tr1 |  | 7 | Commercial | 01-ALC-AllCommercial-IntLight | 0 |  |  |  |  | 35.7163 | 21.9828 | 0 | 0 | 0 | 13.7335 | 28.798 |  | kWh | 0.0086999 | -0.047162 | Commercial |  | Annual | [5 empty] | 11 | 0.96 |  |  |  | 0 | 0 | 21.8353 | 0 | 0 | 0 | 0 | 0 | 0 | 0 | 0 | 0 | 2006 Qtr 1: 0; 2006 Qtr 2: 0; 2006 Qtr 3: 0; 2006 Qtr 4: 0; 2007 Qtr 1: 0; 2007 Qtr 2: 0; 2007 Qtr 3: 0; 2007 Qtr 4: 21.8353; 2008 Qtr 1: 0; 2008 Qtr 2: 0; 2008 Qtr 3: 0; 2008 Qtr 4: 0 | 21.8353
0 | 234332-Premium T8 with T12 40 Watt Baseline - Tr3 |  | 10 | Commercial | 01-ALC-AllCommercial-IntLight | 0 |  |  |  |  | 13.9591 | 7.1444 | 0 | 0 | 0 | 6.8147 | 32.4684 |  | kWh | 0.0098088 | -0.053173 | Commercial |  | Annual | [5 empty] | 11 | 0.96 |  |  |  | 0 | 0 | 181.9604 | 0 | 0 | 0 | 0 | 0 | 0 | 0 | 0 | 0 | 2006 Qtr 1: 0; 2006 Qtr 2: 0; 2006 Qtr 3: 0; 2006 Qtr 4: 0; 2007 Qtr 1: 0; 2007 Qtr 2: 0; 2007 Qtr 3: 0; 2007 Qtr 4: 181.9604; 2008 Qtr 1: 0; 2008 Qtr 2: 0; 2008 Qtr 3: 0; 2008 Qtr 4: 0 | 181.9604
0 | 234330-Premium T8 with T12 40 Watt Baseline - Tr1 |  | 7 | Commercial | 01-ALC-AllCommercial-IntLight | 0 |  |  |  |  | 13.9589 | 13.1897 | 0 | 0 | 0 | 0.76922 | 34.727 |  | kWh | 0.010491 | -0.056872 | Commercial |  | Annual | [5 empty] | 11 | 0.96 |  |  |  | 0 | 0 | 58.2273 | 0 | 0 | 0 | 0 | 0 | 0 | 0 | 0 | 0 | 2006 Qtr 1: 0; 2006 Qtr 2: 0; 2006 Qtr 3: 0; 2006 Qtr 4: 0; 2007 Qtr 1: 0; 2007 Qtr 2: 0; 2007 Qtr 3: 0; 2007 Qtr 4: 58.2273; 2008 Qtr 1: 0; 2008 Qtr 2: 0; 2008 Qtr 3: 0; 2008 Qtr 4: 0 | 58.2273
0 | 234330-Premium T8 with T12 40 Watt Baseline - Tr1 |  | 7 | Commercial | 01-ALC-AllCommercial-IntLight | 0 |  |  |  |  | 13.9589 | 13.1897 | 0 | 0 | 0 | 0.76922 | 34.727 |  | kWh | 0.010491 | -0.056872 | Commercial |  | Annual | [5 empty] | 11 | 0.96 |  |  |  | 0 | 0 | 54.5881 | 0 | 0 | 0 | 0 | 0 | 0 | 0 | 0 | 0 | 2006 Qtr 1: 0; 2006 Qtr 2: 0; 2006 Qtr 3: 0; 2006 Qtr 4: 0; 2007 Qtr 1: 0; 2007 Qtr 2: 0; 2007 Qtr 3: 0; 2007 Qtr 4: 54.5881; 2008 Qtr 1: 0; 2008 Qtr 2: 0; 2008 Qtr 3: 0; 2008 Qtr 4: 0 | 54.5881
0 | 234085-Refrigeration -Strip Curtains for Walk-ins |  | 7 | Commercial | 01-ALC-AllCommercial-Refrig | 0 |  |  |  |  | 3.05 | 3 | 0 | 0 | 0 | 0.05 | 465 |  | kWh | 0.053 | 0 | Commercial |  | Annual | [5 empty] | 4 | 0.96 |  |  |  | 0 | 0 | 21 | 0 | 0 | 0 | 0 | 0 | 0 | 0 | 0 | 0 | 2006 Qtr 1: 0; 2006 Qtr 2: 0; 2006 Qtr 3: 0; 2006 Qtr 4: 0; 2007 Qtr 1: 21; 2007 Qtr 2: 0; 2007 Qtr 3: 0; 2007 Qtr 4: 0; 2008 Qtr 1: 0; 2008 Qtr 2: 0; 2008 Qtr 3: 0; 2008 Qtr 4: 0 | 21
0 | 234331-Premium T8 with T12 40 Watt Baseline - Tr2 |  | 7 | Commercial | 01-ALC-AllCommercial-IntLight | 0 |  |  |  |  | 13.9591 | 9.8923 | 0 | 0 | 0 | 4.0668 | 31.1202 |  | kWh | 0.0096442 | -0.050965 | Commercial |  | Annual | [5 empty] | 11 | 0.96 |  |  |  | 0 | 0 | 83.7018 | 0 | 0 | 0 | 0 | 0 | 0 | 0 | 0 | 0 | 2006 Qtr 1: 0; 2006 Qtr 2: 0; 2006 Qtr 3: 0; 2006 Qtr 4: 0; 2007 Qtr 1: 0; 2007 Qtr 2: 0; 2007 Qtr 3: 0; 2007 Qtr 4: 83.7018; 2008 Qtr 1: 0; 2008 Qtr 2: 0; 2008 Qtr 3: 0; 2008 Qtr 4: 0 | 83.7018
0 | 234330-Premium T8 with T12 40 Watt Baseline - Tr1 |  | 10 | Commercial | 14-MLI-Manufacturing–LightIndustry-LIGHT | 0 |  |  |  |  | 13.9589 | 13.1897 | 0 | 0 | 0 | 0.76922 | 30.5262 |  | kWh | 0.0093078 | -0.046284 | Commercial |  | Annual | [5 empty] | 11 | 0.96 |  |  |  | 0 | 0 | 98.2586 | 0 | 0 | 0 | 0 | 0 | 0 | 0 | 0 | 0 | 2006 Qtr 1: 0; 2006 Qtr 2: 0; 2006 Qtr 3: 0; 2006 Qtr 4: 0; 2007 Qtr 1: 0; 2007 Qtr 2: 0; 2007 Qtr 3: 0; 2007 Qtr 4: 98.2586; 2008 Qtr 1: 0; 2008 Qtr 2: 0; 2008 Qtr 3: 0; 2008 Qtr 4: 0 | 98.2586
0 | 234331-Premium T8 with T12 40 Watt Baseline - Tr2 |  | 7 | Commercial | 01-ALC-AllCommercial-IntLight | 0 |  |  |  |  | 13.9591 | 9.8923 | 0 | 0 | 0 | 4.0668 | 35.8564 |  | kWh | 0.010832 | -0.058721 | Commercial |  | Annual | [5 empty] | 11 | 0.96 |  |  |  | 0 | 0 | 43.6705 | 0 | 0 | 0 | 0 | 0 | 0 | 0 | 0 | 0 | 2006 Qtr 1: 0; 2006 Qtr 2: 0; 2006 Qtr 3: 0; 2006 Qtr 4: 0; 2007 Qtr 1: 0; 2007 Qtr 2: 0; 2007 Qtr 3: 0; 2007 Qtr 4: 43.6705; 2008 Qtr 1: 0; 2008 Qtr 2: 0; 2008 Qtr 3: 0; 2008 Qtr 4: 0 | 43.6705
0 | 234331-Premium T8 with T12 40 Watt Baseline - Tr2 |  | 7 | Commercial | 01-ALC-AllCommercial-IntLight | 0 |  |  |  |  | 13.9591 | 9.8923 | 0 | 0 | 0 | 4.0668 | 31.1202 |  | kWh | 0.0096442 | -0.050965 | Commercial |  | Annual | [5 empty] | 11 | 0.96 |  |  |  | 0 | 0 | 20.0156 | 0 | 0 | 0 | 0 | 0 | 0 | 0 | 0 | 0 | 2006 Qtr 1: 0; 2006 Qtr 2: 0; 2006 Qtr 3: 0; 2006 Qtr 4: 0; 2007 Qtr 1: 0; 2007 Qtr 2: 0; 2007 Qtr 3: 0; 2007 Qtr 4: 20.0156; 2008 Qtr 1: 0; 2008 Qtr 2: 0; 2008 Qtr 3: 0; 2008 Qtr 4: 0 | 20.0156
0 | 234304-Lighting-Remove 4 Ft Lamp (De-Lamp) - Tr2 | COFL00AVDEL01 | 7 | Commercial | 01-ALC-AllCommercial-IntLight | 0 |  |  |  |  | 28.2538 | 12.3653 | 0 | 0 | 0 | 15.8885 | 100.2216 |  | kWh | 0.031059 | -0.16413 | Commercial |  | Annual | [5 empty] | 11 | 0.96 |  |  |  | 0 | 0 | 20.0156 | 0 | 0 | 0 | 0 | 0 | 0 | 0 | 0 | 0 | 2006 Qtr 1: 0; 2006 Qtr 2: 0; 2006 Qtr 3: 0; 2006 Qtr 4: 0; 2007 Qtr 1: 0; 2007 Qtr 2: 0; 2007 Qtr 3: 0; 2007 Qtr 4: 20.0156; 2008 Qtr 1: 0; 2008 Qtr 2: 0; 2008 Qtr 3: 0; 2008 Qtr 4: 0 | 20.0156
0 | 234331-Premium T8 with T12 40 Watt Baseline - Tr2 |  | 7 | Commercial | 01-ALC-AllCommercial-IntLight | 0 |  |  |  |  | 13.9591 | 9.8923 | 0 | 0 | 0 | 4.0668 | 31.1202 |  | kWh | 0.0096442 | -0.050965 | Commercial |  | Annual | [5 empty] | 11 | 0.96 |  |  |  | 0 | 0 | 30.9333 | 0 | 0 | 0 | 0 | 0 | 0 | 0 | 0 | 0 | 2006 Qtr 1: 0; 2006 Qtr 2: 0; 2006 Qtr 3: 0; 2006 Qtr 4: 0; 2007 Qtr 1: 30.9333; 2007 Qtr 2: 0; 2007 Qtr 3: 0; 2007 Qtr 4: 0; 2008 Qtr 1: 0; 2008 Qtr 2: 0; 2008 Qtr 3: 0; 2008 Qtr 4: 0 | 30.9333
0 | 234304-Lighting-Remove 4 Ft Lamp (De-Lamp) - Tr2 | COFL00AVDEL01 | 7 | Commercial | 01-ALC-AllCommercial-IntLight | 0 |  |  |  |  | 28.2538 | 12.3653 | 0 | 0 | 0 | 15.8885 | 100.2216 |  | kWh | 0.031059 | -0.16413 | Commercial |  | Annual | [5 empty] | 11 | 0.96 |  |  |  | 0 | 0 | 30.9333 | 0 | 0 | 0 | 0 | 0 | 0 | 0 | 0 | 0 | 2006 Qtr 1: 0; 2006 Qtr 2: 0; 2006 Qtr 3: 0; 2006 Qtr 4: 0; 2007 Qtr 1: 30.9333; 2007 Qtr 2: 0; 2007 Qtr 3: 0; 2007 Qtr 4: 0; 2008 Qtr 1: 0; 2008 Qtr 2: 0; 2008 Qtr 3: 0; 2008 Qtr 4: 0 | 30.9333
0 | 234331-Premium T8 with T12 40 Watt Baseline - Tr2 |  | 7 | Commercial | 01-ALC-AllCommercial-IntLight | 0 |  |  |  |  | 13.9591 | 9.8923 | 0 | 0 | 0 | 4.0668 | 34.3437 |  | kWh | 0.0098138 | -0.056244 | Commercial |  | Annual | [5 empty] | 11 | 0.96 |  |  |  | 0 | 0 | 18.196 | 0 | 0 | 0 | 0 | 0 | 0 | 0 | 0 | 0 | 2006 Qtr 1: 0; 2006 Qtr 2: 0; 2006 Qtr 3: 0; 2006 Qtr 4: 0; 2007 Qtr 1: 0; 2007 Qtr 2: 0; 2007 Qtr 3: 0; 2007 Qtr 4: 18.196; 2008 Qtr 1: 0; 2008 Qtr 2: 0; 2008 Qtr 3: 0; 2008 Qtr 4: 0 | 18.196
0 | 234304-Lighting-Remove 4 Ft Lamp (De-Lamp) - Tr2 | COFL00AVDEL01 | 7 | Commercial | 01-ALC-AllCommercial-IntLight | 0 |  |  |  |  | 28.2538 | 12.3653 | 0 | 0 | 0 | 15.8885 | 110.603 |  | kWh | 0.031605 | -0.18113 | Commercial |  | Annual | [5 empty] | 11 | 0.96 |  |  |  | 0 | 0 | 18.196 | 0 | 0 | 0 | 0 | 0 | 0 | 0 | 0 | 0 | 2006 Qtr 1: 0; 2006 Qtr 2: 0; 2006 Qtr 3: 0; 2006 Qtr 4: 0; 2007 Qtr 1: 0; 2007 Qtr 2: 0; 2007 Qtr 3: 0; 2007 Qtr 4: 18.196; 2008 Qtr 1: 0; 2008 Qtr 2: 0; 2008 Qtr 3: 0; 2008 Qtr 4: 0 | 18.196
0 | 234331-Premium T8 with T12 40 Watt Baseline - Tr2 |  | 7 | Commercial | 01-ALC-AllCommercial-IntLight | 0 |  |  |  |  | 13.9591 | 9.8923 | 0 | 0 | 0 | 4.0668 | 31.1202 |  | kWh | 0.0096442 | -0.050965 | Commercial |  | Annual | [5 empty] | 11 | 0.96 |  |  |  | 0 | 0 | 15.4666 | 0 | 0 | 0 | 0 | 0 | 0 | 0 | 0 | 0 | 2006 Qtr 1: 0; 2006 Qtr 2: 0; 2006 Qtr 3: 0; 2006 Qtr 4: 0; 2007 Qtr 1: 0; 2007 Qtr 2: 0; 2007 Qtr 3: 0; 2007 Qtr 4: 15.4666; 2008 Qtr 1: 0; 2008 Qtr 2: 0; 2008 Qtr 3: 0; 2008 Qtr 4: 0 | 15.4666
0 | 234304-Lighting-Remove 4 Ft Lamp (De-Lamp) - Tr2 | COFL00AVDEL01 | 7 | Commercial | 01-ALC-AllCommercial-IntLight | 0 |  |  |  |  | 28.2538 | 12.3653 | 0 | 0 | 0 | 15.8885 | 100.2216 |  | kWh | 0.031059 | -0.16413 | Commercial |  | Annual | [5 empty] | 11 | 0.96 |  |  |  | 0 | 0 | 15.4666 | 0 | 0 | 0 | 0 | 0 | 0 | 0 | 0 | 0 | 2006 Qtr 1: 0; 2006 Qtr 2: 0; 2006 Qtr 3: 0; 2006 Qtr 4: 0; 2007 Qtr 1: 0; 2007 Qtr 2: 0; 2007 Qtr 3: 0; 2007 Qtr 4: 15.4666; 2008 Qtr 1: 0; 2008 Qtr 2: 0; 2008 Qtr 3: 0; 2008 Qtr 4: 0 | 15.4666
0 | 234331-Premium T8 with T12 40 Watt Baseline - Tr2 |  | 7 | Commercial | 01-ALC-AllCommercial-IntLight | 0 |  |  |  |  | 13.9591 | 9.8923 | 0 | 0 | 0 | 4.0668 | 31.1202 |  | kWh | 0.0096442 | -0.050965 | Commercial |  | Annual | [5 empty] | 11 | 0.96 |  |  |  | 0 | 0 | 32.7529 | 0 | 0 | 0 | 0 | 0 | 0 | 0 | 0 | 0 | 2006 Qtr 1: 0; 2006 Qtr 2: 0; 2006 Qtr 3: 0; 2006 Qtr 4: 0; 2007 Qtr 1: 0; 2007 Qtr 2: 0; 2007 Qtr 3: 0; 2007 Qtr 4: 32.7529; 2008 Qtr 1: 0; 2008 Qtr 2: 0; 2008 Qtr 3: 0; 2008 Qtr 4: 0 | 32.7529
0 | 234304-Lighting-Remove 4 Ft Lamp (De-Lamp) - Tr2 | COFL00AVDEL01 | 7 | Commercial | 01-ALC-AllCommercial-IntLight | 0 |  |  |  |  | 28.2538 | 12.3653 | 0 | 0 | 0 | 15.8885 | 100.2216 |  | kWh | 0.031059 | -0.16413 | Commercial |  | Annual | [5 empty] | 11 | 0.96 |  |  |  | 0 | 0 | 22.7451 | 0 | 0 | 0 | 0 | 0 | 0 | 0 | 0 | 0 | 2006 Qtr 1: 0; 2006 Qtr 2: 0; 2006 Qtr 3: 0; 2006 Qtr 4: 0; 2007 Qtr 1: 0; 2007 Qtr 2: 0; 2007 Qtr 3: 0; 2007 Qtr 4: 22.7451; 2008 Qtr 1: 0; 2008 Qtr 2: 0; 2008 Qtr 3: 0; 2008 Qtr 4: 0 | 22.7451
0 | 234331-Premium T8 with T12 40 Watt Baseline - Tr2 |  | 7 | Commercial | 01-ALC-AllCommercial-IntLight | 0 |  |  |  |  | 13.9591 | 9.8923 | 0 | 0 | 0 | 4.0668 | 31.1202 |  | kWh | 0.0096442 | -0.050965 | Commercial |  | Annual | [5 empty] | 11 | 0.96 |  |  |  | 0 | 0 | 25.4745 | 0 | 0 | 0 | 0 | 0 | 0 | 0 | 0 | 0 | 2006 Qtr 1: 0; 2006 Qtr 2: 0; 2006 Qtr 3: 0; 2006 Qtr 4: 0; 2007 Qtr 1: 0; 2007 Qtr 2: 0; 2007 Qtr 3: 0; 2007 Qtr 4: 25.4745; 2008 Qtr 1: 0; 2008 Qtr 2: 0; 2008 Qtr 3: 0; 2008 Qtr 4: 0 | 25.4745
0 | 234304-Lighting-Remove 4 Ft Lamp (De-Lamp) - Tr2 | COFL00AVDEL01 | 7 | Commercial | 01-ALC-AllCommercial-IntLight | 0 |  |  |  |  | 28.2538 | 12.3653 | 0 | 0 | 0 | 15.8885 | 100.2216 |  | kWh | 0.031059 | -0.16413 | Commercial |  | Annual | [5 empty] | 11 | 0.96 |  |  |  | 0 | 0 | 12.7372 | 0 | 0 | 0 | 0 | 0 | 0 | 0 | 0 | 0 | 2006 Qtr 1: 0; 2006 Qtr 2: 0; 2006 Qtr 3: 0; 2006 Qtr 4: 0; 2007 Qtr 1: 0; 2007 Qtr 2: 0; 2007 Qtr 3: 0; 2007 Qtr 4: 12.7372; 2008 Qtr 1: 0; 2008 Qtr 2: 0; 2008 Qtr 3: 0; 2008 Qtr 4: 0 | 12.7372
0 | 234328-Premium T8 with T12 34Watt Baseline - Tr2 |  | 10 | Commercial | 01-ALC-AllCommercial-IntLight | 0 |  |  |  |  | 13.9591 | 6.8696 | 0 | 0 | 0 | 7.0895 | 28.6698 |  | kWh | 0.0088848 | -0.046952 | Commercial |  | Annual | [5 empty] | 11 | 0.96 |  |  |  | 0 | 0 | 32.7529 | 0 | 0 | 0 | 0 | 0 | 0 | 0 | 0 | 0 | 2006 Qtr 1: 0; 2006 Qtr 2: 0; 2006 Qtr 3: 0; 2006 Qtr 4: 0; 2007 Qtr 1: 0; 2007 Qtr 2: 0; 2007 Qtr 3: 0; 2007 Qtr 4: 32.7529; 2008 Qtr 1: 0; 2008 Qtr 2: 0; 2008 Qtr 3: 0; 2008 Qtr 4: 0 | 32.7529
0 | 234304-Lighting-Remove 4 Ft Lamp (De-Lamp) - Tr2 | COFL00AVDEL01 | 10 | Commercial | 01-ALC-AllCommercial-IntLight | 0 |  |  |  |  | 28.2538 | 12.3653 | 0 | 0 | 0 | 15.8885 | 100.2216 |  | kWh | 0.031059 | -0.16413 | Commercial |  | Annual | [5 empty] | 11 | 0.96 |  |  |  | 0 | 0 | 16.3764 | 0 | 0 | 0 | 0 | 0 | 0 | 0 | 0 | 0 | 2006 Qtr 1: 0; 2006 Qtr 2: 0; 2006 Qtr 3: 0; 2006 Qtr 4: 0; 2007 Qtr 1: 0; 2007 Qtr 2: 0; 2007 Qtr 3: 0; 2007 Qtr 4: 16.3764; 2008 Qtr 1: 0; 2008 Qtr 2: 0; 2008 Qtr 3: 0; 2008 Qtr 4: 0 | 16.3764
0 | 234328-Premium T8 with T12 34Watt Baseline - Tr2 |  | 7 | Commercial | 01-ALC-AllCommercial-IntLight | 0 |  |  |  |  | 13.9591 | 6.8696 | 0 | 0 | 0 | 7.0895 | 28.6698 |  | kWh | 0.0088848 | -0.046952 | Commercial |  | Annual | [5 empty] | 11 | 0.96 |  |  |  | 0 | 0 | 36.3921 | 0 | 0 | 0 | 0 | 0 | 0 | 0 | 0 | 0 | 2006 Qtr 1: 0; 2006 Qtr 2: 0; 2006 Qtr 3: 0; 2006 Qtr 4: 0; 2007 Qtr 1: 0; 2007 Qtr 2: 0; 2007 Qtr 3: 0; 2007 Qtr 4: 36.3921; 2008 Qtr 1: 0; 2008 Qtr 2: 0; 2008 Qtr 3: 0; 2008 Qtr 4: 0 | 36.3921
0 | 234304-Lighting-Remove 4 Ft Lamp (De-Lamp) - Tr2 | COFL00AVDEL01 | 7 | Commercial | 01-ALC-AllCommercial-IntLight | 0 |  |  |  |  | 28.2538 | 12.3653 | 0 | 0 | 0 | 15.8885 | 100.2216 |  | kWh | 0.031059 | -0.16413 | Commercial |  | Annual | [5 empty] | 11 | 0.96 |  |  |  | 0 | 0 | 36.3921 | 0 | 0 | 0 | 0 | 0 | 0 | 0 | 0 | 0 | 2006 Qtr 1: 0; 2006 Qtr 2: 0; 2006 Qtr 3: 0; 2006 Qtr 4: 0; 2007 Qtr 1: 0; 2007 Qtr 2: 0; 2007 Qtr 3: 0; 2007 Qtr 4: 36.3921; 2008 Qtr 1: 0; 2008 Qtr 2: 0; 2008 Qtr 3: 0; 2008 Qtr 4: 0 | 36.3921
0 | 234328-Premium T8 with T12 34Watt Baseline - Tr2 |  | 7 | Commercial | 01-ALC-AllCommercial-IntLight | 0 |  |  |  |  | 13.9591 | 6.8696 | 0 | 0 | 0 | 7.0895 | 28.6698 |  | kWh | 0.0088848 | -0.046952 | Commercial |  | Annual | [5 empty] | 11 | 0.96 |  |  |  | 0 | 0 | 14.5568 | 0 | 0 | 0 | 0 | 0 | 0 | 0 | 0 | 0 | 2006 Qtr 1: 0; 2006 Qtr 2: 0; 2006 Qtr 3: 0; 2006 Qtr 4: 0; 2007 Qtr 1: 0; 2007 Qtr 2: 0; 2007 Qtr 3: 14.5568; 2007 Qtr 4: 0; 2008 Qtr 1: 0; 2008 Qtr 2: 0; 2008 Qtr 3: 0; 2008 Qtr 4: 0 | 14.5568
0 | 234304-Lighting-Remove 4 Ft Lamp (De-Lamp) - Tr2 | COFL00AVDEL01 | 7 | Commercial | 01-ALC-AllCommercial-IntLight | 0 |  |  |  |  | 28.2538 | 12.3653 | 0 | 0 | 0 | 15.8885 | 100.2216 |  | kWh | 0.031059 | -0.16413 | Commercial |  | Annual | [5 empty] | 11 | 0.96 |  |  |  | 0 | 0 | 14.5568 | 0 | 0 | 0 | 0 | 0 | 0 | 0 | 0 | 0 | 2006 Qtr 1: 0; 2006 Qtr 2: 0; 2006 Qtr 3: 0; 2006 Qtr 4: 0; 2007 Qtr 1: 0; 2007 Qtr 2: 0; 2007 Qtr 3: 14.5568; 2007 Qtr 4: 0; 2008 Qtr 1: 0; 2008 Qtr 2: 0; 2008 Qtr 3: 0; 2008 Qtr 4: 0 | 14.5568
0 | 234331-Premium T8 with T12 40 Watt Baseline - Tr2 |  | 7 | Commercial | 01-ALC-AllCommercial-IntLight | 0 |  |  |  |  | 13.9591 | 9.8923 | 0 | 0 | 0 | 4.0668 | 31.1202 |  | kWh | 0.0096442 | -0.050965 | Commercial |  | Annual | [5 empty] | 11 | 0.96 |  |  |  | 0 | 0 | 27.2941 | 0 | 0 | 0 | 0 | 0 | 0 | 0 | 0 | 0 | 2006 Qtr 1: 0; 2006 Qtr 2: 0; 2006 Qtr 3: 0; 2006 Qtr 4: 0; 2007 Qtr 1: 0; 2007 Qtr 2: 0; 2007 Qtr 3: 27.2941; 2007 Qtr 4: 0; 2008 Qtr 1: 0; 2008 Qtr 2: 0; 2008 Qtr 3: 0; 2008 Qtr 4: 0 | 27.2941
0 | 234304-Lighting-Remove 4 Ft Lamp (De-Lamp) - Tr2 | COFL00AVDEL01 | 7 | Commercial | 01-ALC-AllCommercial-IntLight | 0 |  |  |  |  | 28.2538 | 12.3653 | 0 | 0 | 0 | 15.8885 | 100.2216 |  | kWh | 0.031059 | -0.16413 | Commercial |  | Annual | [5 empty] | 11 | 0.96 |  |  |  | 0 | 0 | 27.2941 | 0 | 0 | 0 | 0 | 0 | 0 | 0 | 0 | 0 | 2006 Qtr 1: 0; 2006 Qtr 2: 0; 2006 Qtr 3: 0; 2006 Qtr 4: 0; 2007 Qtr 1: 0; 2007 Qtr 2: 0; 2007 Qtr 3: 27.2941; 2007 Qtr 4: 0; 2008 Qtr 1: 0; 2008 Qtr 2: 0; 2008 Qtr 3: 0; 2008 Qtr 4: 0 | 27.2941
0 | 234331-Premium T8 with T12 40 Watt Baseline - Tr2 |  | 7 | Commercial | 01-ALC-AllCommercial-IntLight | 0 |  |  |  |  | 13.9591 | 9.8923 | 0 | 0 | 0 | 4.0668 | 31.1202 |  | kWh | 0.0096442 | -0.050965 | Commercial |  | Annual | [5 empty] | 11 | 0.96 |  |  |  | 0 | 0 | 27.2941 | 0 | 0 | 0 | 0 | 0 | 0 | 0 | 0 | 0 | 2006 Qtr 1: 0; 2006 Qtr 2: 0; 2006 Qtr 3: 0; 2006 Qtr 4: 0; 2007 Qtr 1: 0; 2007 Qtr 2: 0; 2007 Qtr 3: 0; 2007 Qtr 4: 27.2941; 2008 Qtr 1: 0; 2008 Qtr 2: 0; 2008 Qtr 3: 0; 2008 Qtr 4: 0 | 27.2941
0 | 234304-Lighting-Remove 4 Ft Lamp (De-Lamp) - Tr2 | COFL00AVDEL01 | 7 | Commercial | 01-ALC-AllCommercial-IntLight | 0 |  |  |  |  | 28.2538 | 12.3653 | 0 | 0 | 0 | 15.8885 | 100.2216 |  | kWh | 0.031059 | -0.16413 | Commercial |  | Annual | [5 empty] | 11 | 0.96 |  |  |  | 0 | 0 | 27.2941 | 0 | 0 | 0 | 0 | 0 | 0 | 0 | 0 | 0 | 2006 Qtr 1: 0; 2006 Qtr 2: 0; 2006 Qtr 3: 0; 2006 Qtr 4: 0; 2007 Qtr 1: 0; 2007 Qtr 2: 0; 2007 Qtr 3: 0; 2007 Qtr 4: 27.2941; 2008 Qtr 1: 0; 2008 Qtr 2: 0; 2008 Qtr 3: 0; 2008 Qtr 4: 0 | 27.2941
0 | 234331-Premium T8 with T12 40 Watt Baseline - Tr2 |  | 7 | Commercial | 01-ALC-AllCommercial-IntLight | 0 |  |  |  |  | 13.9591 | 9.8923 | 0 | 0 | 0 | 4.0668 | 31.1202 |  | kWh | 0.0096442 | -0.050965 | Commercial |  | Annual | [5 empty] | 11 | 0.96 |  |  |  | 0 | 0 | 58.2273 | 0 | 0 | 0 | 0 | 0 | 0 | 0 | 0 | 0 | 2006 Qtr 1: 0; 2006 Qtr 2: 0; 2006 Qtr 3: 0; 2006 Qtr 4: 0; 2007 Qtr 1: 0; 2007 Qtr 2: 0; 2007 Qtr 3: 0; 2007 Qtr 4: 58.2273; 2008 Qtr 1: 0; 2008 Qtr 2: 0; 2008 Qtr 3: 0; 2008 Qtr 4: 0 | 58.2273
0 | 234304-Lighting-Remove 4 Ft Lamp (De-Lamp) - Tr2 | COFL00AVDEL01 | 7 | Commercial | 01-ALC-AllCommercial-IntLight | 0 |  |  |  |  | 28.2538 | 12.3653 | 0 | 0 | 0 | 15.8885 | 100.2216 |  | kWh | 0.031059 | -0.16413 | Commercial |  | Annual | [5 empty] | 11 | 0.96 |  |  |  | 0 | 0 | 58.2273 | 0 | 0 | 0 | 0 | 0 | 0 | 0 | 0 | 0 | 2006 Qtr 1: 0; 2006 Qtr 2: 0; 2006 Qtr 3: 0; 2006 Qtr 4: 0; 2007 Qtr 1: 0; 2007 Qtr 2: 0; 2007 Qtr 3: 0; 2007 Qtr 4: 58.2273; 2008 Qtr 1: 0; 2008 Qtr 2: 0; 2008 Qtr 3: 0; 2008 Qtr 4: 0 | 58.2273
0 | 234331-Premium T8 with T12 40 Watt Baseline - Tr2 |  | 7 | Commercial | 01-ALC-AllCommercial-IntLight | 0 |  |  |  |  | 13.9591 | 9.8923 | 0 | 0 | 0 | 4.0668 | 31.1202 |  | kWh | 0.0096442 | -0.050965 | Commercial |  | Annual | [5 empty] | 11 | 0.96 |  |  |  | 0 | 0 | 27.2941 | 0 | 0 | 0 | 0 | 0 | 0 | 0 | 0 | 0 | 2006 Qtr 1: 0; 2006 Qtr 2: 0; 2006 Qtr 3: 0; 2006 Qtr 4: 0; 2007 Qtr 1: 0; 2007 Qtr 2: 0; 2007 Qtr 3: 0; 2007 Qtr 4: 27.2941; 2008 Qtr 1: 0; 2008 Qtr 2: 0; 2008 Qtr 3: 0; 2008 Qtr 4: 0 | 27.2941
0 | 234304-Lighting-Remove 4 Ft Lamp (De-Lamp) - Tr2 | COFL00AVDEL01 | 7 | Commercial | 01-ALC-AllCommercial-IntLight | 0 |  |  |  |  | 28.2538 | 12.3653 | 0 | 0 | 0 | 15.8885 | 100.2216 |  | kWh | 0.031059 | -0.16413 | Commercial |  | Annual | [5 empty] | 11 | 0.96 |  |  |  | 0 | 0 | 13.647 | 0 | 0 | 0 | 0 | 0 | 0 | 0 | 0 | 0 | 2006 Qtr 1: 0; 2006 Qtr 2: 0; 2006 Qtr 3: 0; 2006 Qtr 4: 0; 2007 Qtr 1: 0; 2007 Qtr 2: 0; 2007 Qtr 3: 0; 2007 Qtr 4: 13.647; 2008 Qtr 1: 0; 2008 Qtr 2: 0; 2008 Qtr 3: 0; 2008 Qtr 4: 0 | 13.647
0 | 234328-Premium T8 with T12 34Watt Baseline - Tr2 |  | 7 | Commercial | 01-ALC-AllCommercial-IntLight | 0 |  |  |  |  | 13.9591 | 6.8696 | 0 | 0 | 0 | 7.0895 | 28.6698 |  | kWh | 0.0088848 | -0.046952 | Commercial |  | Annual | [5 empty] | 11 | 0.96 |  |  |  | 0 | 0 | 16.3764 | 0 | 0 | 0 | 0 | 0 | 0 | 0 | 0 | 0 | 2006 Qtr 1: 0; 2006 Qtr 2: 0; 2006 Qtr 3: 0; 2006 Qtr 4: 0; 2007 Qtr 1: 0; 2007 Qtr 2: 0; 2007 Qtr 3: 16.3764; 2007 Qtr 4: 0; 2008 Qtr 1: 0; 2008 Qtr 2: 0; 2008 Qtr 3: 0; 2008 Qtr 4: 0 | 16.3764
0 | 234304-Lighting-Remove 4 Ft Lamp (De-Lamp) - Tr2 | COFL00AVDEL01 | 7 | Commercial | 01-ALC-AllCommercial-IntLight | 0 |  |  |  |  | 28.2538 | 12.3653 | 0 | 0 | 0 | 15.8885 | 100.2216 |  | kWh | 0.031059 | -0.16413 | Commercial |  | Annual | [5 empty] | 11 | 0.96 |  |  |  | 0 | 0 | 16.3764 | 0 | 0 | 0 | 0 | 0 | 0 | 0 | 0 | 0 | 2006 Qtr 1: 0; 2006 Qtr 2: 0; 2006 Qtr 3: 0; 2006 Qtr 4: 0; 2007 Qtr 1: 0; 2007 Qtr 2: 0; 2007 Qtr 3: 16.3764; 2007 Qtr 4: 0; 2008 Qtr 1: 0; 2008 Qtr 2: 0; 2008 Qtr 3: 0; 2008 Qtr 4: 0 | 16.3764
0 | 234331-Premium T8 with T12 40 Watt Baseline - Tr2 |  | 7 | Commercial | 01-ALC-AllCommercial-IntLight | 0 |  |  |  |  | 13.9591 | 9.8923 | 0 | 0 | 0 | 4.0668 | 31.1202 |  | kWh | 0.0096442 | -0.050965 | Commercial |  | Annual | [5 empty] | 11 | 0.96 |  |  |  | 0 | 0 | 21.8353 | 0 | 0 | 0 | 0 | 0 | 0 | 0 | 0 | 0 | 2006 Qtr 1: 0; 2006 Qtr 2: 0; 2006 Qtr 3: 0; 2006 Qtr 4: 0; 2007 Qtr 1: 0; 2007 Qtr 2: 0; 2007 Qtr 3: 0; 2007 Qtr 4: 21.8353; 2008 Qtr 1: 0; 2008 Qtr 2: 0; 2008 Qtr 3: 0; 2008 Qtr 4: 0 | 21.8353
0 | 234304-Lighting-Remove 4 Ft Lamp (De-Lamp) - Tr2 | COFL00AVDEL01 | 7 | Commercial | 01-ALC-AllCommercial-IntLight | 0 |  |  |  |  | 28.2538 | 12.3653 | 0 | 0 | 0 | 15.8885 | 100.2216 |  | kWh | 0.031059 | -0.16413 | Commercial |  | Annual | [5 empty] | 11 | 0.96 |  |  |  | 0 | 0 | 21.8353 | 0 | 0 | 0 | 0 | 0 | 0 | 0 | 0 | 0 | 2006 Qtr 1: 0; 2006 Qtr 2: 0; 2006 Qtr 3: 0; 2006 Qtr 4: 0; 2007 Qtr 1: 0; 2007 Qtr 2: 0; 2007 Qtr 3: 0; 2007 Qtr 4: 21.8353; 2008 Qtr 1: 0; 2008 Qtr 2: 0; 2008 Qtr 3: 0; 2008 Qtr 4: 0 | 21.8353
0 | 234331-Premium T8 with T12 40 Watt Baseline - Tr2 |  | 7 | Commercial | 01-ALC-AllCommercial-IntLight | 0 |  |  |  |  | 13.9591 | 9.8923 | 0 | 0 | 0 | 4.0668 | 31.1202 |  | kWh | 0.0096442 | -0.050965 | Commercial |  | Annual | [5 empty] | 11 | 0.96 |  |  |  | 0 | 0 | 23.6549 | 0 | 0 | 0 | 0 | 0 | 0 | 0 | 0 | 0 | 2006 Qtr 1: 0; 2006 Qtr 2: 0; 2006 Qtr 3: 0; 2006 Qtr 4: 0; 2007 Qtr 1: 0; 2007 Qtr 2: 0; 2007 Qtr 3: 0; 2007 Qtr 4: 23.6549; 2008 Qtr 1: 0; 2008 Qtr 2: 0; 2008 Qtr 3: 0; 2008 Qtr 4: 0 | 23.6549
0 | 234304-Lighting-Remove 4 Ft Lamp (De-Lamp) - Tr2 | COFL00AVDEL01 | 7 | Commercial | 01-ALC-AllCommercial-IntLight | 0 |  |  |  |  | 28.2538 | 12.3653 | 0 | 0 | 0 | 15.8885 | 100.2216 |  | kWh | 0.031059 | -0.16413 | Commercial |  | Annual | [5 empty] | 11 | 0.96 |  |  |  | 0 | 0 | 23.6549 | 0 | 0 | 0 | 0 | 0 | 0 | 0 | 0 | 0 | 2006 Qtr 1: 0; 2006 Qtr 2: 0; 2006 Qtr 3: 0; 2006 Qtr 4: 0; 2007 Qtr 1: 0; 2007 Qtr 2: 0; 2007 Qtr 3: 0; 2007 Qtr 4: 23.6549; 2008 Qtr 1: 0; 2008 Qtr 2: 0; 2008 Qtr 3: 0; 2008 Qtr 4: 0 | 23.6549
0 | 234331-Premium T8 with T12 40 Watt Baseline - Tr2 |  | 7 | Commercial | 01-ALC-AllCommercial-IntLight | 0 |  |  |  |  | 13.9591 | 9.8923 | 0 | 0 | 0 | 4.0668 | 17.3182 |  | kWh | 0.0040066 | -0.028362 | Commercial |  | Annual | [5 empty] | 11 | 0.96 |  |  |  | 0 | 0 | 34.5725 | 0 | 0 | 0 | 0 | 0 | 0 | 0 | 0 | 0 | 2006 Qtr 1: 0; 2006 Qtr 2: 0; 2006 Qtr 3: 0; 2006 Qtr 4: 0; 2007 Qtr 1: 34.5725; 2007 Qtr 2: 0; 2007 Qtr 3: 0; 2007 Qtr 4: 0; 2008 Qtr 1: 0; 2008 Qtr 2: 0; 2008 Qtr 3: 0; 2008 Qtr 4: 0 | 34.5725
0 | 234304-Lighting-Remove 4 Ft Lamp (De-Lamp) - Tr2 | COFL00AVDEL01 | 7 | Commercial | 01-ALC-AllCommercial-IntLight | 0 |  |  |  |  | 28.2538 | 12.3653 | 0 | 0 | 0 | 15.8885 | 55.7729 |  | kWh | 0.012903 | -0.091338 | Commercial |  | Annual | [5 empty] | 11 | 0.96 |  |  |  | 0 | 0 | 14.5568 | 0 | 0 | 0 | 0 | 0 | 0 | 0 | 0 | 0 | 2006 Qtr 1: 0; 2006 Qtr 2: 0; 2006 Qtr 3: 0; 2006 Qtr 4: 0; 2007 Qtr 1: 14.5568; 2007 Qtr 2: 0; 2007 Qtr 3: 0; 2007 Qtr 4: 0; 2008 Qtr 1: 0; 2008 Qtr 2: 0; 2008 Qtr 3: 0; 2008 Qtr 4: 0 | 14.5568
0 | 234331-Premium T8 with T12 40 Watt Baseline - Tr2 |  | 10 | Commercial | 14-MLI-Manufacturing–LightIndustry-LIGHT | 0 |  |  |  |  | 13.9591 | 9.8923 | 0 | 0 | 0 | 4.0668 | 31.5189 |  | kWh | 0.0096105 | -0.047789 | Commercial |  | Annual | [5 empty] | 11 | 0.96 |  |  |  | 0 | 0 | 349.364 | 0 | 0 | 0 | 0 | 0 | 0 | 0 | 0 | 0 | 2006 Qtr 1: 0; 2006 Qtr 2: 0; 2006 Qtr 3: 0; 2006 Qtr 4: 0; 2007 Qtr 1: 349.364; 2007 Qtr 2: 0; 2007 Qtr 3: 0; 2007 Qtr 4: 0; 2008 Qtr 1: 0; 2008 Qtr 2: 0; 2008 Qtr 3: 0; 2008 Qtr 4: 0 | 349.364
0 | 234307-Lighting-Remove 8 Ft Lamp (De-Lamp) - Tr2 | CRTL00AVDEL02 | 10 | Commercial | 14-MLI-Manufacturing–LightIndustry-LIGHT | 0 |  |  |  |  | 28.4684 | 16.4871 | 0 | 0 | 0 | 11.9813 | 167.5216 |  | kWh | 0.05108 | -0.254 | Commercial |  | Annual | [5 empty] | 11 | 0.96 |  |  |  | 0 | 0 | 118.2743 | 0 | 0 | 0 | 0 | 0 | 0 | 0 | 0 | 0 | 2006 Qtr 1: 0; 2006 Qtr 2: 0; 2006 Qtr 3: 0; 2006 Qtr 4: 0; 2007 Qtr 1: 118.2743; 2007 Qtr 2: 0; 2007 Qtr 3: 0; 2007 Qtr 4: 0; 2008 Qtr 1: 0; 2008 Qtr 2: 0; 2008 Qtr 3: 0; 2008 Qtr 4: 0 | 118.2743
0 | 234330-Premium T8 with T12 40 Watt Baseline - Tr1 |  | 7 | Commercial | 14-MLI-Manufacturing–LightIndustry-LIGHT | 0 |  |  |  |  | 13.9589 | 13.1897 | 0 | 0 | 0 | 0.76922 | 30.1346 |  | kWh | 0.0093123 | -0.038961 | Commercial |  | Annual | [5 empty] | 11 | 0.96 |  |  |  | 0 | 0 | 174.682 | 0 | 0 | 0 | 0 | 0 | 0 | 0 | 0 | 0 | 2006 Qtr 1: 0; 2006 Qtr 2: 0; 2006 Qtr 3: 0; 2006 Qtr 4: 0; 2007 Qtr 1: 0; 2007 Qtr 2: 0; 2007 Qtr 3: 0; 2007 Qtr 4: 174.682; 2008 Qtr 1: 0; 2008 Qtr 2: 0; 2008 Qtr 3: 0; 2008 Qtr 4: 0 | 174.682
0 | 234207-Lighting-8 Ft T-8 with Elec Ballast-Tr1 |  | 7 | Commercial | 14-MLI-Manufacturing–LightIndustry-LIGHT | 0 |  |  |  |  | 35.7163 | 21.9828 | 0 | 0 | 0 | 13.7335 | 24.9897 |  | kWh | 0.0077224 | -0.032309 | Commercial |  | Annual | [5 empty] | 11 | 0.96 |  |  |  | 0 | 0 | 9.098 | 0 | 0 | 0 | 0 | 0 | 0 | 0 | 0 | 0 | 2006 Qtr 1: 0; 2006 Qtr 2: 0; 2006 Qtr 3: 0; 2006 Qtr 4: 0; 2007 Qtr 1: 0; 2007 Qtr 2: 0; 2007 Qtr 3: 0; 2007 Qtr 4: 9.098; 2008 Qtr 1: 0; 2008 Qtr 2: 0; 2008 Qtr 3: 0; 2008 Qtr 4: 0 | 9.098
0 | 234331-Premium T8 with T12 40 Watt Baseline - Tr2 |  | 10 | Commercial | 01-ALC-AllCommercial-IntLight | 0 |  |  |  |  | 13.9591 | 9.8923 | 0 | 0 | 0 | 4.0668 | 35.8564 |  | kWh | 0.010832 | -0.058721 | Commercial |  | Annual | [5 empty] | 11 | 0.96 |  |  |  | 0 | 0 | 269.3014 | 0 | 0 | 0 | 0 | 0 | 0 | 0 | 0 | 0 | 2006 Qtr 1: 0; 2006 Qtr 2: 0; 2006 Qtr 3: 0; 2006 Qtr 4: 0; 2007 Qtr 1: 0; 2007 Qtr 2: 0; 2007 Qtr 3: 0; 2007 Qtr 4: 269.3014; 2008 Qtr 1: 0; 2008 Qtr 2: 0; 2008 Qtr 3: 0; 2008 Qtr 4: 0 | 269.3014
0 | 234330-Premium T8 with T12 40 Watt Baseline - Tr1 |  | 10 | Commercial | 01-ALC-AllCommercial-IntLight | 0 |  |  |  |  | 13.9589 | 13.1897 | 0 | 0 | 0 | 0.76922 | 34.727 |  | kWh | 0.010491 | -0.056872 | Commercial |  | Annual | [5 empty] | 11 | 0.96 |  |  |  | 0 | 0 | 40.0313 | 0 | 0 | 0 | 0 | 0 | 0 | 0 | 0 | 0 | 2006 Qtr 1: 0; 2006 Qtr 2: 0; 2006 Qtr 3: 0; 2006 Qtr 4: 0; 2007 Qtr 1: 0; 2007 Qtr 2: 0; 2007 Qtr 3: 0; 2007 Qtr 4: 40.0313; 2008 Qtr 1: 0; 2008 Qtr 2: 0; 2008 Qtr 3: 0; 2008 Qtr 4: 0 | 40.0313
0 | 234331-Premium T8 with T12 40 Watt Baseline - Tr2 |  | 10 | Commercial | 01-ALC-AllCommercial-IntLight | 0 |  |  |  |  | 13.9591 | 9.8923 | 0 | 0 | 0 | 4.0668 | 31.1202 |  | kWh | 0.0096442 | -0.050965 | Commercial |  | Annual | [5 empty] | 11 | 0.96 |  |  |  | 0 | 0 | 12.7372 | 0 | 0 | 0 | 0 | 0 | 0 | 0 | 0 | 0 | 2006 Qtr 1: 0; 2006 Qtr 2: 0; 2006 Qtr 3: 0; 2006 Qtr 4: 0; 2007 Qtr 1: 0; 2007 Qtr 2: 0; 2007 Qtr 3: 0; 2007 Qtr 4: 12.7372; 2008 Qtr 1: 0; 2008 Qtr 2: 0; 2008 Qtr 3: 0; 2008 Qtr 4: 0 | 12.7372
0 | 234304-Lighting-Remove 4 Ft Lamp (De-Lamp) - Tr2 | COFL00AVDEL01 | 10 | Commercial | 01-ALC-AllCommercial-IntLight | 0 |  |  |  |  | 28.2538 | 12.3653 | 0 | 0 | 0 | 15.8885 | 100.2216 |  | kWh | 0.031059 | -0.16413 | Commercial |  | Annual | [5 empty] | 11 | 0.96 |  |  |  | 0 | 0 | 12.7372 | 0 | 0 | 0 | 0 | 0 | 0 | 0 | 0 | 0 | 2006 Qtr 1: 0; 2006 Qtr 2: 0; 2006 Qtr 3: 0; 2006 Qtr 4: 0; 2007 Qtr 1: 0; 2007 Qtr 2: 0; 2007 Qtr 3: 0; 2007 Qtr 4: 12.7372; 2008 Qtr 1: 0; 2008 Qtr 2: 0; 2008 Qtr 3: 0; 2008 Qtr 4: 0 | 12.7372
0 | 234330-Premium T8 with T12 40 Watt Baseline - Tr1 |  | 10 | Commercial | 01-ALC-AllCommercial-IntLight | 0 |  |  |  |  | 13.9589 | 13.1897 | 0 | 0 | 0 | 0.76922 | 34.727 |  | kWh | 0.010491 | -0.056872 | Commercial |  | Annual | [5 empty] | 11 | 0.96 |  |  |  | 0 | 0 | 65.5058 | 0 | 0 | 0 | 0 | 0 | 0 | 0 | 0 | 0 | 2006 Qtr 1: 0; 2006 Qtr 2: 0; 2006 Qtr 3: 0; 2006 Qtr 4: 0; 2007 Qtr 1: 0; 2007 Qtr 2: 0; 2007 Qtr 3: 0; 2007 Qtr 4: 65.5058; 2008 Qtr 1: 0; 2008 Qtr 2: 0; 2008 Qtr 3: 0; 2008 Qtr 4: 0 | 65.5058
0 | 234330-Premium T8 with T12 40 Watt Baseline - Tr1 |  | 10 | Commercial | 01-ALC-AllCommercial-IntLight | 0 |  |  |  |  | 13.9589 | 13.1897 | 0 | 0 | 0 | 0.76922 | 34.727 |  | kWh | 0.010491 | -0.056872 | Commercial |  | Annual | [5 empty] | 11 | 0.96 |  |  |  | 0 | 0 | 258.3838 | 0 | 0 | 0 | 0 | 0 | 0 | 0 | 0 | 0 | 2006 Qtr 1: 0; 2006 Qtr 2: 0; 2006 Qtr 3: 0; 2006 Qtr 4: 0; 2007 Qtr 1: 0; 2007 Qtr 2: 0; 2007 Qtr 3: 0; 2007 Qtr 4: 258.3838; 2008 Qtr 1: 0; 2008 Qtr 2: 0; 2008 Qtr 3: 0; 2008 Qtr 4: 0 | 258.3838
0 | 234331-Premium T8 with T12 40 Watt Baseline - Tr2 |  | 7 | Commercial | 01-ALC-AllCommercial-IntLight | 0 |  |  |  |  | 13.9591 | 9.8923 | 0 | 0 | 0 | 4.0668 | 35.8564 |  | kWh | 0.010832 | -0.058721 | Commercial |  | Annual | [5 empty] | 11 | 0.96 |  |  |  | 0 | 0 | 18.196 | 0 | 0 | 0 | 0 | 0 | 0 | 0 | 0 | 0 | 2006 Qtr 1: 0; 2006 Qtr 2: 0; 2006 Qtr 3: 0; 2006 Qtr 4: 0; 2007 Qtr 1: 0; 2007 Qtr 2: 0; 2007 Qtr 3: 0; 2007 Qtr 4: 18.196; 2008 Qtr 1: 0; 2008 Qtr 2: 0; 2008 Qtr 3: 0; 2008 Qtr 4: 0 | 18.196
0 | 234331-Premium T8 with T12 40 Watt Baseline - Tr2 |  | 7 | Commercial | 01-ALC-AllCommercial-IntLight | 0 |  |  |  |  | 13.9591 | 9.8923 | 0 | 0 | 0 | 4.0668 | 35.8564 |  | kWh | 0.010832 | -0.058721 | Commercial |  | Annual | [5 empty] | 11 | 0.96 |  |  |  | 0 | 0 | 54.5881 | 0 | 0 | 0 | 0 | 0 | 0 | 0 | 0 | 0 | 2006 Qtr 1: 0; 2006 Qtr 2: 0; 2006 Qtr 3: 0; 2006 Qtr 4: 0; 2007 Qtr 1: 0; 2007 Qtr 2: 0; 2007 Qtr 3: 0; 2007 Qtr 4: 54.5881; 2008 Qtr 1: 0; 2008 Qtr 2: 0; 2008 Qtr 3: 0; 2008 Qtr 4: 0 | 54.5881
0 | 234331-Premium T8 with T12 40 Watt Baseline - Tr2 |  | 7 | Commercial | 01-ALC-AllCommercial-IntLight | 0 |  |  |  |  | 13.9591 | 9.8923 | 0 | 0 | 0 | 4.0668 | 35.8564 |  | kWh | 0.010832 | -0.058721 | Commercial |  | Annual | [5 empty] | 11 | 0.96 |  |  |  | 0 | 0 | 12.7372 | 0 | 0 | 0 | 0 | 0 | 0 | 0 | 0 | 0 | 2006 Qtr 1: 0; 2006 Qtr 2: 0; 2006 Qtr 3: 0; 2006 Qtr 4: 0; 2007 Qtr 1: 0; 2007 Qtr 2: 0; 2007 Qtr 3: 12.7372; 2007 Qtr 4: 0; 2008 Qtr 1: 0; 2008 Qtr 2: 0; 2008 Qtr 3: 0; 2008 Qtr 4: 0 | 12.7372
0 | 234304-Lighting-Remove 4 Ft Lamp (De-Lamp) - Tr2 | COFL00AVDEL01 | 7 | Commercial | 01-ALC-AllCommercial-IntLight | 0 |  |  |  |  | 28.2538 | 12.3653 | 0 | 0 | 0 | 15.8885 | 115.4744 |  | kWh | 0.034885 | -0.18911 | Commercial |  | Annual | [5 empty] | 11 | 0.96 |  |  |  | 0 | 0 | 12.7372 | 0 | 0 | 0 | 0 | 0 | 0 | 0 | 0 | 0 | 2006 Qtr 1: 0; 2006 Qtr 2: 0; 2006 Qtr 3: 0; 2006 Qtr 4: 0; 2007 Qtr 1: 0; 2007 Qtr 2: 0; 2007 Qtr 3: 12.7372; 2007 Qtr 4: 0; 2008 Qtr 1: 0; 2008 Qtr 2: 0; 2008 Qtr 3: 0; 2008 Qtr 4: 0 | 12.7372
0 | 234208-Lighting-8 Ft T-8 with Elec Ballast-Tr2 |  | 7 | Commercial | 01-ALC-AllCommercial-IntLight | 0 |  |  |  |  | 35.7165 | 16.4871 | 0 | 0 | 0 | 19.2294 | 29.0804 |  | kWh | 0.0087852 | -0.047624 | Commercial |  | Annual | [5 empty] | 11 | 0.96 |  |  |  | 0 | 0 | 34.5725 | 0 | 0 | 0 | 0 | 0 | 0 | 0 | 0 | 0 | 2006 Qtr 1: 0; 2006 Qtr 2: 0; 2006 Qtr 3: 0; 2006 Qtr 4: 0; 2007 Qtr 1: 0; 2007 Qtr 2: 0; 2007 Qtr 3: 34.5725; 2007 Qtr 4: 0; 2008 Qtr 1: 0; 2008 Qtr 2: 0; 2008 Qtr 3: 0; 2008 Qtr 4: 0 | 34.5725
0 | 234330-Premium T8 with T12 40 Watt Baseline - Tr1 |  | 10 | Commercial | 01-ALC-AllCommercial-IntLight | 0 |  |  |  |  | 13.9589 | 13.1897 | 0 | 0 | 0 | 0.76922 | 30.14 |  | kWh | 0.0093405 | -0.04936 | Commercial |  | Annual | [5 empty] | 11 | 0.96 |  |  |  | 0 | 0 | 60.0469 | 0 | 0 | 0 | 0 | 0 | 0 | 0 | 0 | 0 | 2006 Qtr 1: 0; 2006 Qtr 2: 0; 2006 Qtr 3: 0; 2006 Qtr 4: 0; 2007 Qtr 1: 0; 2007 Qtr 2: 0; 2007 Qtr 3: 0; 2007 Qtr 4: 60.0469; 2008 Qtr 1: 0; 2008 Qtr 2: 0; 2008 Qtr 3: 0; 2008 Qtr 4: 0 | 60.0469
0 | 234303-Lighting-Remove 4 Ft Lamp (De-Lamp) - Tr1 | COFL00AVDEL01 | 10 | Commercial | 01-ALC-AllCommercial-IntLight | 0 |  |  |  |  | 28.2518 | 16.4871 | 0 | 0 | 0 | 11.7647 | 100.2216 |  | kWh | 0.031059 | -0.16413 | Commercial |  | Annual | [5 empty] | 11 | 0.96 |  |  |  | 0 | 0 | 60.0469 | 0 | 0 | 0 | 0 | 0 | 0 | 0 | 0 | 0 | 2006 Qtr 1: 0; 2006 Qtr 2: 0; 2006 Qtr 3: 0; 2006 Qtr 4: 0; 2007 Qtr 1: 0; 2007 Qtr 2: 0; 2007 Qtr 3: 0; 2007 Qtr 4: 60.0469; 2008 Qtr 1: 0; 2008 Qtr 2: 0; 2008 Qtr 3: 0; 2008 Qtr 4: 0 | 60.0469
0 | 234330-Premium T8 with T12 40 Watt Baseline - Tr1 |  | 10 | Commercial | 01-ALC-AllCommercial-IntLight | 0 |  |  |  |  | 13.9589 | 13.1897 | 0 | 0 | 0 | 0.76922 | 30.14 |  | kWh | 0.0093405 | -0.04936 | Commercial |  | Annual | [5 empty] | 11 | 0.96 |  |  |  | 0 | 0 | 83.7018 | 0 | 0 | 0 | 0 | 0 | 0 | 0 | 0 | 0 | 2006 Qtr 1: 0; 2006 Qtr 2: 0; 2006 Qtr 3: 0; 2006 Qtr 4: 0; 2007 Qtr 1: 0; 2007 Qtr 2: 0; 2007 Qtr 3: 0; 2007 Qtr 4: 83.7018; 2008 Qtr 1: 0; 2008 Qtr 2: 0; 2008 Qtr 3: 0; 2008 Qtr 4: 0 | 83.7018
0 | 234303-Lighting-Remove 4 Ft Lamp (De-Lamp) - Tr1 | COFL00AVDEL01 | 10 | Commercial | 01-ALC-AllCommercial-IntLight | 0 |  |  |  |  | 28.2518 | 16.4871 | 0 | 0 | 0 | 11.7647 | 100.2216 |  | kWh | 0.031059 | -0.16413 | Commercial |  | Annual | [5 empty] | 11 | 0.96 |  |  |  | 0 | 0 | 49.1293 | 0 | 0 | 0 | 0 | 0 | 0 | 0 | 0 | 0 | 2006 Qtr 1: 0; 2006 Qtr 2: 0; 2006 Qtr 3: 0; 2006 Qtr 4: 0; 2007 Qtr 1: 0; 2007 Qtr 2: 0; 2007 Qtr 3: 0; 2007 Qtr 4: 49.1293; 2008 Qtr 1: 0; 2008 Qtr 2: 0; 2008 Qtr 3: 0; 2008 Qtr 4: 0 | 49.1293
0 | 234330-Premium T8 with T12 40 Watt Baseline - Tr1 |  | 10 | Commercial | 01-ALC-AllCommercial-IntLight | 0 |  |  |  |  | 13.9589 | 13.1897 | 0 | 0 | 0 | 0.76922 | 30.14 |  | kWh | 0.0093405 | -0.04936 | Commercial |  | Annual | [5 empty] | 11 | 0.96 |  |  |  | 0 | 0 | 83.7018 | 0 | 0 | 0 | 0 | 0 | 0 | 0 | 0 | 0 | 2006 Qtr 1: 0; 2006 Qtr 2: 0; 2006 Qtr 3: 0; 2006 Qtr 4: 0; 2007 Qtr 1: 0; 2007 Qtr 2: 0; 2007 Qtr 3: 0; 2007 Qtr 4: 83.7018; 2008 Qtr 1: 0; 2008 Qtr 2: 0; 2008 Qtr 3: 0; 2008 Qtr 4: 0 | 83.7018
0 | 234303-Lighting-Remove 4 Ft Lamp (De-Lamp) - Tr1 | COFL00AVDEL01 | 10 | Commercial | 01-ALC-AllCommercial-IntLight | 0 |  |  |  |  | 28.2518 | 16.4871 | 0 | 0 | 0 | 11.7647 | 100.2216 |  | kWh | 0.031059 | -0.16413 | Commercial |  | Annual | [5 empty] | 11 | 0.96 |  |  |  | 0 | 0 | 49.1293 | 0 | 0 | 0 | 0 | 0 | 0 | 0 | 0 | 0 | 2006 Qtr 1: 0; 2006 Qtr 2: 0; 2006 Qtr 3: 0; 2006 Qtr 4: 0; 2007 Qtr 1: 0; 2007 Qtr 2: 0; 2007 Qtr 3: 0; 2007 Qtr 4: 49.1293; 2008 Qtr 1: 0; 2008 Qtr 2: 0; 2008 Qtr 3: 0; 2008 Qtr 4: 0 | 49.1293
0 | 234084-Refrigeration -Cooler/Freezer Door Gaskets - Solid Doors: Cooler |  | 10 | Commercial | 01-ALC-AllCommercial-Refrig | 0 |  |  |  |  | 4 | 4 | 0 | 0 | 0 | 0 | 104.55 |  | kWh | 0.01195 | 0 | Commercial |  | Annual | [5 empty] | 4 | 0.96 |  |  |  | 0 | 0 | 58 | 0 | 0 | 0 | 0 | 0 | 0 | 0 | 0 | 0 | 2006 Qtr 1: 0; 2006 Qtr 2: 0; 2006 Qtr 3: 0; 2006 Qtr 4: 0; 2007 Qtr 1: 58; 2007 Qtr 2: 0; 2007 Qtr 3: 0; 2007 Qtr 4: 0; 2008 Qtr 1: 0; 2008 Qtr 2: 0; 2008 Qtr 3: 0; 2008 Qtr 4: 0 | 58
0 | 234116-Refrigeration -Cooler/Freezer Door Gaskets - Solid Doors: Freezer |  | 10 | Commercial | 01-ALC-AllCommercial-Refrig | 0 |  |  |  |  | 4 | 4 | 0 | 0 | 0 | 0 | 104.55 |  | kWh | 0.01195 | 0 | Commercial |  | Annual | [5 empty] | 4 | 0.96 |  |  |  | 0 | 0 | 55 | 0 | 0 | 0 | 0 | 0 | 0 | 0 | 0 | 0 | 2006 Qtr 1: 0; 2006 Qtr 2: 0; 2006 Qtr 3: 0; 2006 Qtr 4: 0; 2007 Qtr 1: 55; 2007 Qtr 2: 0; 2007 Qtr 3: 0; 2007 Qtr 4: 0; 2008 Qtr 1: 0; 2008 Qtr 2: 0; 2008 Qtr 3: 0; 2008 Qtr 4: 0 | 55
0 | 234330-Premium T8 with T12 40 Watt Baseline - Tr1 |  | System | Commercial | 23-RTL-Retail–SingleStorylarge-LIT_INT | 0 |  |  |  |  | 13.9589 | 13.1897 | 0 | 0 | 0 | 0.76922 | 35.5933 |  | kWh | 0.01061 | -0.057586 | Commercial |  | Annual | [5 empty] | 11 | 0.96 |  |  |  | 0 | 0 | 106.4469 | 0 | 0 | 0 | 0 | 0 | 0 | 0 | 0 | 0 | 2006 Qtr 1: 0; 2006 Qtr 2: 0; 2006 Qtr 3: 0; 2006 Qtr 4: 0; 2007 Qtr 1: 0; 2007 Qtr 2: 0; 2007 Qtr 3: 0; 2007 Qtr 4: 106.4469; 2008 Qtr 1: 0; 2008 Qtr 2: 0; 2008 Qtr 3: 0; 2008 Qtr 4: 0 | 106.4469
0 | 234303-Lighting-Remove 4 Ft Lamp (De-Lamp) - Tr1 | COFL00AVDEL01 | System | Commercial | 23-RTL-Retail–SingleStorylarge-LIT_INT | 0 |  |  |  |  | 28.2518 | 16.4871 | 0 | 0 | 0 | 11.7647 | 118.3551 |  | kWh | 0.035281 | -0.19149 | Commercial |  | Annual | [5 empty] | 11 | 0.96 |  |  |  | 0 | 0 | 35.4823 | 0 | 0 | 0 | 0 | 0 | 0 | 0 | 0 | 0 | 2006 Qtr 1: 0; 2006 Qtr 2: 0; 2006 Qtr 3: 0; 2006 Qtr 4: 0; 2007 Qtr 1: 0; 2007 Qtr 2: 0; 2007 Qtr 3: 0; 2007 Qtr 4: 35.4823; 2008 Qtr 1: 0; 2008 Qtr 2: 0; 2008 Qtr 3: 0; 2008 Qtr 4: 0 | 35.4823
0 | 234330-Premium T8 with T12 40 Watt Baseline - Tr1 |  | 10 | Commercial | 01-ALC-AllCommercial-IntLight | 0 |  |  |  |  | 13.9589 | 13.1897 | 0 | 0 | 0 | 0.76922 | 65.4159 |  | kWh | 0.012906 | -0.10713 | Commercial |  | Annual | [5 empty] | 11 | 0.96 |  |  |  | 0 | 0 | 21.8353 | 0 | 0 | 0 | 0 | 0 | 0 | 0 | 0 | 0 | 2006 Qtr 1: 0; 2006 Qtr 2: 0; 2006 Qtr 3: 0; 2006 Qtr 4: 0; 2007 Qtr 1: 0; 2007 Qtr 2: 0; 2007 Qtr 3: 0; 2007 Qtr 4: 21.8353; 2008 Qtr 1: 0; 2008 Qtr 2: 0; 2008 Qtr 3: 0; 2008 Qtr 4: 0 | 21.8353
0 | 234330-Premium T8 with T12 40 Watt Baseline - Tr1 |  | 7 | Commercial | 01-ALC-AllCommercial-IntLight | 0 |  |  |  |  | 13.9589 | 13.1897 | 0 | 0 | 0 | 0.76922 | 65.4159 |  | kWh | 0.012906 | -0.10713 | Commercial |  | Annual | [5 empty] | 11 | 0.96 |  |  |  | 0 | 0 | 112.8155 | 0 | 0 | 0 | 0 | 0 | 0 | 0 | 0 | 0 | 2006 Qtr 1: 0; 2006 Qtr 2: 0; 2006 Qtr 3: 0; 2006 Qtr 4: 0; 2007 Qtr 1: 0; 2007 Qtr 2: 0; 2007 Qtr 3: 112.8155; 2007 Qtr 4: 0; 2008 Qtr 1: 0; 2008 Qtr 2: 0; 2008 Qtr 3: 0; 2008 Qtr 4: 0 | 112.8155
0 | 234330-Premium T8 with T12 40 Watt Baseline - Tr1 |  | 10 | Commercial | 01-ALC-AllCommercial-IntLight | 0 |  |  |  |  | 13.9589 | 13.1897 | 0 | 0 | 0 | 0.76922 | 30.14 |  | kWh | 0.0093405 | -0.04936 | Commercial |  | Annual | [5 empty] | 11 | 0.96 |  |  |  | 0 | 0 | 174.682 | 0 | 0 | 0 | 0 | 0 | 0 | 0 | 0 | 0 | 2006 Qtr 1: 0; 2006 Qtr 2: 0; 2006 Qtr 3: 0; 2006 Qtr 4: 0; 2007 Qtr 1: 0; 2007 Qtr 2: 0; 2007 Qtr 3: 0; 2007 Qtr 4: 174.682; 2008 Qtr 1: 0; 2008 Qtr 2: 0; 2008 Qtr 3: 0; 2008 Qtr 4: 0 | 174.682
0 | 234303-Lighting-Remove 4 Ft Lamp (De-Lamp) - Tr1 | COFL00AVDEL01 | 10 | Commercial | 01-ALC-AllCommercial-IntLight | 0 |  |  |  |  | 28.2518 | 16.4871 | 0 | 0 | 0 | 11.7647 | 100.2216 |  | kWh | 0.031059 | -0.16413 | Commercial |  | Annual | [5 empty] | 11 | 0.96 |  |  |  | 0 | 0 | 174.682 | 0 | 0 | 0 | 0 | 0 | 0 | 0 | 0 | 0 | 2006 Qtr 1: 0; 2006 Qtr 2: 0; 2006 Qtr 3: 0; 2006 Qtr 4: 0; 2007 Qtr 1: 0; 2007 Qtr 2: 0; 2007 Qtr 3: 0; 2007 Qtr 4: 174.682; 2008 Qtr 1: 0; 2008 Qtr 2: 0; 2008 Qtr 3: 0; 2008 Qtr 4: 0 | 174.682
0 | 234049-Lighting-LED Exit Sign New Sign | CALC00AVETS01 | 10 | Commercial | 02-ASM-Assembly-Exit | 0 |  |  |  |  | 65.3696 | 45 | 0 | 0 | 0 | 20.3696 | 351.311 |  | kWh | 0 | 0 | Commercial |  | Annual | [5 empty] | 16 | 0.96 |  |  |  | 0 | 0 | 13 | 0 | 0 | 0 | 0 | 0 | 0 | 0 | 0 | 0 | 2006 Qtr 1: 0; 2006 Qtr 2: 0; 2006 Qtr 3: 0; 2006 Qtr 4: 0; 2007 Qtr 1: 0; 2007 Qtr 2: 0; 2007 Qtr 3: 0; 2007 Qtr 4: 13; 2008 Qtr 1: 0; 2008 Qtr 2: 0; 2008 Qtr 3: 0; 2008 Qtr 4: 0 | 13
0 | 234330-Premium T8 with T12 40 Watt Baseline - Tr1 |  | 7 | Commercial | 14-MLI-Manufacturing–LightIndustry-LIGHT | 0 |  |  |  |  | 13.9589 | 13.1897 | 0 | 0 | 0 | 0.76922 | 30.1346 |  | kWh | 0.0093123 | -0.038961 | Commercial |  | Annual | [5 empty] | 11 | 0.96 |  |  |  | 0 | 0 | 58.2273 | 0 | 0 | 0 | 0 | 0 | 0 | 0 | 0 | 0 | 2006 Qtr 1: 0; 2006 Qtr 2: 0; 2006 Qtr 3: 0; 2006 Qtr 4: 0; 2007 Qtr 1: 0; 2007 Qtr 2: 0; 2007 Qtr 3: 0; 2007 Qtr 4: 58.2273; 2008 Qtr 1: 0; 2008 Qtr 2: 0; 2008 Qtr 3: 0; 2008 Qtr 4: 0 | 58.2273
0 | 234330-Premium T8 with T12 40 Watt Baseline - Tr1 |  | 7 | Commercial | 01-ALC-AllCommercial-IntLight | 0 |  |  |  |  | 13.9589 | 13.1897 | 0 | 0 | 0 | 0.76922 | 34.727 |  | kWh | 0.010491 | -0.056872 | Commercial |  | Annual | [5 empty] | 11 | 0.96 |  |  |  | 0 | 0 | 156.486 | 0 | 0 | 0 | 0 | 0 | 0 | 0 | 0 | 0 | 2006 Qtr 1: 0; 2006 Qtr 2: 0; 2006 Qtr 3: 0; 2006 Qtr 4: 0; 2007 Qtr 1: 0; 2007 Qtr 2: 0; 2007 Qtr 3: 0; 2007 Qtr 4: 156.486; 2008 Qtr 1: 0; 2008 Qtr 2: 0; 2008 Qtr 3: 0; 2008 Qtr 4: 0 | 156.486
0 | 234330-Premium T8 with T12 40 Watt Baseline - Tr1 |  | 7 | Commercial | 01-ALC-AllCommercial-IntLight | 0 |  |  |  |  | 13.9589 | 13.1897 | 0 | 0 | 0 | 0.76922 | 34.727 |  | kWh | 0.010491 | -0.056872 | Commercial |  | Annual | [5 empty] | 11 | 0.96 |  |  |  | 0 | 0 | 83.7018 | 0 | 0 | 0 | 0 | 0 | 0 | 0 | 0 | 0 | 2006 Qtr 1: 0; 2006 Qtr 2: 0; 2006 Qtr 3: 0; 2006 Qtr 4: 0; 2007 Qtr 1: 0; 2007 Qtr 2: 0; 2007 Qtr 3: 0; 2007 Qtr 4: 83.7018; 2008 Qtr 1: 0; 2008 Qtr 2: 0; 2008 Qtr 3: 0; 2008 Qtr 4: 0 | 83.7018
0 | 234330-Premium T8 with T12 40 Watt Baseline - Tr1 |  | 10 | Commercial | 01-ALC-AllCommercial-IntLight | 0 |  |  |  |  | 13.9589 | 13.1897 | 0 | 0 | 0 | 0.76922 | 34.727 |  | kWh | 0.010491 | -0.056872 | Commercial |  | Annual | [5 empty] | 11 | 0.96 |  |  |  | 0 | 0 | 87.341 | 0 | 0 | 0 | 0 | 0 | 0 | 0 | 0 | 0 | 2006 Qtr 1: 0; 2006 Qtr 2: 0; 2006 Qtr 3: 0; 2006 Qtr 4: 0; 2007 Qtr 1: 0; 2007 Qtr 2: 0; 2007 Qtr 3: 0; 2007 Qtr 4: 87.341; 2008 Qtr 1: 0; 2008 Qtr 2: 0; 2008 Qtr 3: 0; 2008 Qtr 4: 0 | 87.341
0 | 234330-Premium T8 with T12 40 Watt Baseline - Tr1 |  | 10 | Commercial | 01-ALC-AllCommercial-IntLight | 0 |  |  |  |  | 13.9589 | 13.1897 | 0 | 0 | 0 | 0.76922 | 30.14 |  | kWh | 0.0093405 | -0.04936 | Commercial |  | Annual | [5 empty] | 11 | 0.96 |  |  |  | 0 | 0 | 102.8076 | 0 | 0 | 0 | 0 | 0 | 0 | 0 | 0 | 0 | 2006 Qtr 1: 0; 2006 Qtr 2: 0; 2006 Qtr 3: 0; 2006 Qtr 4: 0; 2007 Qtr 1: 0; 2007 Qtr 2: 0; 2007 Qtr 3: 0; 2007 Qtr 4: 102.8076; 2008 Qtr 1: 0; 2008 Qtr 2: 0; 2008 Qtr 3: 0; 2008 Qtr 4: 0 | 102.8076
0 | 234303-Lighting-Remove 4 Ft Lamp (De-Lamp) - Tr1 | COFL00AVDEL01 | 10 | Commercial | 01-ALC-AllCommercial-IntLight | 0 |  |  |  |  | 28.2518 | 16.4871 | 0 | 0 | 0 | 11.7647 | 100.2216 |  | kWh | 0.031059 | -0.16413 | Commercial |  | Annual | [5 empty] | 11 | 0.96 |  |  |  | 0 | 0 | 70.0548 | 0 | 0 | 0 | 0 | 0 | 0 | 0 | 0 | 0 | 2006 Qtr 1: 0; 2006 Qtr 2: 0; 2006 Qtr 3: 0; 2006 Qtr 4: 0; 2007 Qtr 1: 0; 2007 Qtr 2: 0; 2007 Qtr 3: 0; 2007 Qtr 4: 70.0548; 2008 Qtr 1: 0; 2008 Qtr 2: 0; 2008 Qtr 3: 0; 2008 Qtr 4: 0 | 70.0548
0 | 234049-Lighting-LED Exit Sign New Sign | CALC00AVETS01 | 10 | Commercial | 02-ASM-Assembly-Exit | 0 |  |  |  |  | 65.3696 | 45 | 0 | 0 | 0 | 20.3696 | 351.311 |  | kWh | 0 | 0 | Commercial |  | Annual | [5 empty] | 16 | 0.96 |  |  |  | 0 | 0 | 1 | 0 | 0 | 0 | 0 | 0 | 0 | 0 | 0 | 0 | 2006 Qtr 1: 0; 2006 Qtr 2: 0; 2006 Qtr 3: 0; 2006 Qtr 4: 0; 2007 Qtr 1: 0; 2007 Qtr 2: 0; 2007 Qtr 3: 0; 2007 Qtr 4: 1; 2008 Qtr 1: 0; 2008 Qtr 2: 0; 2008 Qtr 3: 0; 2008 Qtr 4: 0 | 1
0 | 234332-Premium T8 with T12 40 Watt Baseline - Tr3 |  | 7 | Commercial | 01-ALC-AllCommercial-IntLight | 0 |  |  |  |  | 13.9591 | 7.1444 | 0 | 0 | 0 | 6.8147 | 26.0183 |  | kWh | 0.0088677 | -0.04261 | Commercial |  | Annual | [5 empty] | 11 | 0.96 |  |  |  | 0 | 0 | 20.0156 | 0 | 0 | 0 | 0 | 0 | 0 | 0 | 0 | 0 | 2006 Qtr 1: 0; 2006 Qtr 2: 0; 2006 Qtr 3: 0; 2006 Qtr 4: 0; 2007 Qtr 1: 0; 2007 Qtr 2: 0; 2007 Qtr 3: 0; 2007 Qtr 4: 20.0156; 2008 Qtr 1: 0; 2008 Qtr 2: 0; 2008 Qtr 3: 0; 2008 Qtr 4: 0 | 20.0156
0 | 234305-Lighting-Remove 4 Ft Lamp (De-Lamp) - Tr3 | COFL00AVDEL01 | 7 | Commercial | 01-ALC-AllCommercial-IntLight | 0 |  |  |  |  | 28.2538 | 8.7931 | 0 | 0 | 0 | 19.4607 | 92.5345 |  | kWh | 0.031538 | -0.15154 | Commercial |  | Annual | [5 empty] | 11 | 0.96 |  |  |  | 0 | 0 | 10.0078 | 0 | 0 | 0 | 0 | 0 | 0 | 0 | 0 | 0 | 2006 Qtr 1: 0; 2006 Qtr 2: 0; 2006 Qtr 3: 0; 2006 Qtr 4: 0; 2007 Qtr 1: 0; 2007 Qtr 2: 0; 2007 Qtr 3: 0; 2007 Qtr 4: 10.0078; 2008 Qtr 1: 0; 2008 Qtr 2: 0; 2008 Qtr 3: 0; 2008 Qtr 4: 0 | 10.0078
0 | 234296-Lighting-Occupancy Sensor-Wallbox Lghtng Snsr-Tr3 | CALC00AVOCC01 | 7 | Commercial | 01-ALC-AllCommercial-IntLight | 0 |  |  |  |  | 42.2833 | 21.25 | 0 | 0 | 0 | 21.0333 | 213.759 |  | kWh | 0.17617 | 0 | Commercial |  | Annual | [5 empty] | 8 | 0.96 |  |  |  | 0 | 0 | 1 | 0 | 0 | 0 | 0 | 0 | 0 | 0 | 0 | 0 | 2006 Qtr 1: 0; 2006 Qtr 2: 0; 2006 Qtr 3: 0; 2006 Qtr 4: 0; 2007 Qtr 1: 0; 2007 Qtr 2: 0; 2007 Qtr 3: 0; 2007 Qtr 4: 1; 2008 Qtr 1: 0; 2008 Qtr 2: 0; 2008 Qtr 3: 0; 2008 Qtr 4: 0 | 1
0 | 234330-Premium T8 with T12 40 Watt Baseline - Tr1 |  | 10 | Commercial | 01-ALC-AllCommercial-IntLight | 0 |  |  |  |  | 13.9589 | 13.1897 | 0 | 0 | 0 | 0.76922 | 16.7728 |  | kWh | 0.0038804 | -0.027468 | Commercial |  | Annual | [5 empty] | 11 | 0.96 |  |  |  | 0 | 0 | 92.7998 | 0 | 0 | 0 | 0 | 0 | 0 | 0 | 0 | 0 | 2006 Qtr 1: 0; 2006 Qtr 2: 0; 2006 Qtr 3: 0; 2006 Qtr 4: 0; 2007 Qtr 1: 0; 2007 Qtr 2: 0; 2007 Qtr 3: 0; 2007 Qtr 4: 92.7998; 2008 Qtr 1: 0; 2008 Qtr 2: 0; 2008 Qtr 3: 0; 2008 Qtr 4: 0 | 92.7998
0 | 234303-Lighting-Remove 4 Ft Lamp (De-Lamp) - Tr1 | COFL00AVDEL01 | 10 | Commercial | 01-ALC-AllCommercial-IntLight | 0 |  |  |  |  | 28.2518 | 16.4871 | 0 | 0 | 0 | 11.7647 | 55.7729 |  | kWh | 0.012903 | -0.091338 | Commercial |  | Annual | [5 empty] | 11 | 0.96 |  |  |  | 0 | 0 | 92.7998 | 0 | 0 | 0 | 0 | 0 | 0 | 0 | 0 | 0 | 2006 Qtr 1: 0; 2006 Qtr 2: 0; 2006 Qtr 3: 0; 2006 Qtr 4: 0; 2007 Qtr 1: 0; 2007 Qtr 2: 0; 2007 Qtr 3: 0; 2007 Qtr 4: 92.7998; 2008 Qtr 1: 0; 2008 Qtr 2: 0; 2008 Qtr 3: 0; 2008 Qtr 4: 0 | 92.7998
0 | 234331-Premium T8 with T12 40 Watt Baseline - Tr2 |  | 7 | Commercial | 01-ALC-AllCommercial-IntLight | 0 |  |  |  |  | 13.9591 | 9.8923 | 0 | 0 | 0 | 4.0668 | 31.1202 |  | kWh | 0.0096442 | -0.050965 | Commercial |  | Annual | [5 empty] | 11 | 0.96 |  |  |  | 0 | 0 | 54.5881 | 0 | 0 | 0 | 0 | 0 | 0 | 0 | 0 | 0 | 2006 Qtr 1: 0; 2006 Qtr 2: 0; 2006 Qtr 3: 0; 2006 Qtr 4: 0; 2007 Qtr 1: 0; 2007 Qtr 2: 0; 2007 Qtr 3: 0; 2007 Qtr 4: 54.5881; 2008 Qtr 1: 0; 2008 Qtr 2: 0; 2008 Qtr 3: 0; 2008 Qtr 4: 0 | 54.5881
0 | 234304-Lighting-Remove 4 Ft Lamp (De-Lamp) - Tr2 | COFL00AVDEL01 | 7 | Commercial | 01-ALC-AllCommercial-IntLight | 0 |  |  |  |  | 28.2538 | 12.3653 | 0 | 0 | 0 | 15.8885 | 100.2216 |  | kWh | 0.031059 | -0.16413 | Commercial |  | Annual | [5 empty] | 11 | 0.96 |  |  |  | 0 | 0 | 54.5881 | 0 | 0 | 0 | 0 | 0 | 0 | 0 | 0 | 0 | 2006 Qtr 1: 0; 2006 Qtr 2: 0; 2006 Qtr 3: 0; 2006 Qtr 4: 0; 2007 Qtr 1: 0; 2007 Qtr 2: 0; 2007 Qtr 3: 0; 2007 Qtr 4: 54.5881; 2008 Qtr 1: 0; 2008 Qtr 2: 0; 2008 Qtr 3: 0; 2008 Qtr 4: 0 | 54.5881
0 | 234331-Premium T8 with T12 40 Watt Baseline - Tr2 |  | 7 | Commercial | 01-ALC-AllCommercial-IntLight | 0 |  |  |  |  | 13.9591 | 9.8923 | 0 | 0 | 0 | 4.0668 | 31.1202 |  | kWh | 0.0096442 | -0.050965 | Commercial |  | Annual | [5 empty] | 11 | 0.96 |  |  |  | 0 | 0 | 45.4901 | 0 | 0 | 0 | 0 | 0 | 0 | 0 | 0 | 0 | 2006 Qtr 1: 0; 2006 Qtr 2: 0; 2006 Qtr 3: 0; 2006 Qtr 4: 0; 2007 Qtr 1: 0; 2007 Qtr 2: 0; 2007 Qtr 3: 0; 2007 Qtr 4: 45.4901; 2008 Qtr 1: 0; 2008 Qtr 2: 0; 2008 Qtr 3: 0; 2008 Qtr 4: 0 | 45.4901
0 | 234304-Lighting-Remove 4 Ft Lamp (De-Lamp) - Tr2 | COFL00AVDEL01 | 7 | Commercial | 01-ALC-AllCommercial-IntLight | 0 |  |  |  |  | 28.2538 | 12.3653 | 0 | 0 | 0 | 15.8885 | 100.2216 |  | kWh | 0.031059 | -0.16413 | Commercial |  | Annual | [5 empty] | 11 | 0.96 |  |  |  | 0 | 0 | 45.4901 | 0 | 0 | 0 | 0 | 0 | 0 | 0 | 0 | 0 | 2006 Qtr 1: 0; 2006 Qtr 2: 0; 2006 Qtr 3: 0; 2006 Qtr 4: 0; 2007 Qtr 1: 0; 2007 Qtr 2: 0; 2007 Qtr 3: 0; 2007 Qtr 4: 45.4901; 2008 Qtr 1: 0; 2008 Qtr 2: 0; 2008 Qtr 3: 0; 2008 Qtr 4: 0 | 45.4901
0 | 234330-Premium T8 with T12 40 Watt Baseline - Tr1 |  | 10 | Commercial | 01-ALC-AllCommercial-IntLight | 0 |  |  |  |  | 13.9589 | 13.1897 | 0 | 0 | 0 | 0.76922 | 34.727 |  | kWh | 0.010491 | -0.056872 | Commercial |  | Annual | [5 empty] | 11 | 0.96 |  |  |  | 0 | 0 | 221.9917 | 0 | 0 | 0 | 0 | 0 | 0 | 0 | 0 | 0 | 2006 Qtr 1: 0; 2006 Qtr 2: 0; 2006 Qtr 3: 0; 2006 Qtr 4: 0; 2007 Qtr 1: 0; 2007 Qtr 2: 0; 2007 Qtr 3: 0; 2007 Qtr 4: 221.9917; 2008 Qtr 1: 0; 2008 Qtr 2: 0; 2008 Qtr 3: 0; 2008 Qtr 4: 0 | 221.9917
0 | 234331-Premium T8 with T12 40 Watt Baseline - Tr2 |  | 7 | Commercial | 18-OFS-Office–Small-IntLight | 0 |  |  |  |  | 13.9591 | 9.8923 | 0 | 0 | 0 | 4.0668 | 32.5502 |  | kWh | 0.009764 | -0.0094661 | Commercial |  | Annual | [5 empty] | 11 | 0.96 |  |  |  | 0 | 0 | 27.2941 | 0 | 0 | 0 | 0 | 0 | 0 | 0 | 0 | 0 | 2006 Qtr 1: 0; 2006 Qtr 2: 0; 2006 Qtr 3: 0; 2006 Qtr 4: 0; 2007 Qtr 1: 0; 2007 Qtr 2: 0; 2007 Qtr 3: 0; 2007 Qtr 4: 27.2941; 2008 Qtr 1: 0; 2008 Qtr 2: 0; 2008 Qtr 3: 0; 2008 Qtr 4: 0 | 27.2941
0 | 234304-Lighting-Remove 4 Ft Lamp (De-Lamp) - Tr2 | COFL00AVDEL01 | 7 | Commercial | 18-OFS-Office–Small-IntLight | 0 |  |  |  |  | 28.2538 | 12.3653 | 0 | 0 | 0 | 15.8885 | 104.8272 |  | kWh | 0.031445 | -0.030485 | Commercial |  | Annual | [5 empty] | 11 | 0.96 |  |  |  | 0 | 0 | 27.2941 | 0 | 0 | 0 | 0 | 0 | 0 | 0 | 0 | 0 | 2006 Qtr 1: 0; 2006 Qtr 2: 0; 2006 Qtr 3: 0; 2006 Qtr 4: 0; 2007 Qtr 1: 0; 2007 Qtr 2: 0; 2007 Qtr 3: 0; 2007 Qtr 4: 27.2941; 2008 Qtr 1: 0; 2008 Qtr 2: 0; 2008 Qtr 3: 0; 2008 Qtr 4: 0 | 27.2941
0 | 234331-Premium T8 with T12 40 Watt Baseline - Tr2 |  | 10 | Commercial | 01-ALC-AllCommercial-IntLight | 0 |  |  |  |  | 13.9591 | 9.8923 | 0 | 0 | 0 | 4.0668 | 35.8564 |  | kWh | 0.010832 | -0.058721 | Commercial |  | Annual | [5 empty] | 11 | 0.96 |  |  |  | 0 | 0 | 72.7842 | 0 | 0 | 0 | 0 | 0 | 0 | 0 | 0 | 0 | 2006 Qtr 1: 0; 2006 Qtr 2: 0; 2006 Qtr 3: 0; 2006 Qtr 4: 0; 2007 Qtr 1: 0; 2007 Qtr 2: 0; 2007 Qtr 3: 0; 2007 Qtr 4: 72.7842; 2008 Qtr 1: 0; 2008 Qtr 2: 0; 2008 Qtr 3: 0; 2008 Qtr 4: 0 | 72.7842
0 | 234330-Premium T8 with T12 40 Watt Baseline - Tr1 |  | 7 | Commercial | 01-ALC-AllCommercial-IntLight | 0 |  |  |  |  | 13.9589 | 13.1897 | 0 | 0 | 0 | 0.76922 | 34.727 |  | kWh | 0.010491 | -0.056872 | Commercial |  | Annual | [5 empty] | 11 | 0.96 |  |  |  | 0 | 0 | 40.0313 | 0 | 0 | 0 | 0 | 0 | 0 | 0 | 0 | 0 | 2006 Qtr 1: 0; 2006 Qtr 2: 0; 2006 Qtr 3: 0; 2006 Qtr 4: 0; 2007 Qtr 1: 0; 2007 Qtr 2: 0; 2007 Qtr 3: 40.0313; 2007 Qtr 4: 0; 2008 Qtr 1: 0; 2008 Qtr 2: 0; 2008 Qtr 3: 0; 2008 Qtr 4: 0 | 40.0313
0 | 234331-Premium T8 with T12 40 Watt Baseline - Tr2 |  | 10 | Commercial | 01-ALC-AllCommercial-IntLight | 0 |  |  |  |  | 13.9591 | 9.8923 | 0 | 0 | 0 | 4.0668 | 33.1627 |  | kWh | 0.010675 | -0.05431 | Commercial |  | Annual | [5 empty] | 11 | 0.96 |  |  |  | 0 | 0 | 156.486 | 0 | 0 | 0 | 0 | 0 | 0 | 0 | 0 | 0 | 2006 Qtr 1: 0; 2006 Qtr 2: 0; 2006 Qtr 3: 0; 2006 Qtr 4: 0; 2007 Qtr 1: 156.486; 2007 Qtr 2: 0; 2007 Qtr 3: 0; 2007 Qtr 4: 0; 2008 Qtr 1: 0; 2008 Qtr 2: 0; 2008 Qtr 3: 0; 2008 Qtr 4: 0 | 156.486
0 | 234330-Premium T8 with T12 40 Watt Baseline - Tr1 |  | 10 | Commercial | 14-MLI-Manufacturing–LightIndustry-LIGHT | 0 |  |  |  |  | 13.9589 | 13.1897 | 0 | 0 | 0 | 0.76922 | 30.5262 |  | kWh | 0.0093078 | -0.046284 | Commercial |  | Annual | [5 empty] | 11 | 0.96 |  |  |  | 0 | 0 | 32.7529 | 0 | 0 | 0 | 0 | 0 | 0 | 0 | 0 | 0 | 2006 Qtr 1: 0; 2006 Qtr 2: 0; 2006 Qtr 3: 0; 2006 Qtr 4: 0; 2007 Qtr 1: 32.7529; 2007 Qtr 2: 0; 2007 Qtr 3: 0; 2007 Qtr 4: 0; 2008 Qtr 1: 0; 2008 Qtr 2: 0; 2008 Qtr 3: 0; 2008 Qtr 4: 0 | 32.7529
0 | 234332-Premium T8 with T12 40 Watt Baseline - Tr3 |  | 7 | Commercial | 01-ALC-AllCommercial-IntLight | 0 |  |  |  |  | 13.9591 | 7.1444 | 0 | 0 | 0 | 6.8147 | 32.4684 |  | kWh | 0.0098088 | -0.053173 | Commercial |  | Annual | [5 empty] | 11 | 0.96 |  |  |  | 0 | 0 | 40.9411 | 0 | 0 | 0 | 0 | 0 | 0 | 0 | 0 | 0 | 2006 Qtr 1: 0; 2006 Qtr 2: 0; 2006 Qtr 3: 0; 2006 Qtr 4: 0; 2007 Qtr 1: 40.9411; 2007 Qtr 2: 0; 2007 Qtr 3: 0; 2007 Qtr 4: 0; 2008 Qtr 1: 0; 2008 Qtr 2: 0; 2008 Qtr 3: 0; 2008 Qtr 4: 0 | 40.9411
0 | 234331-Premium T8 with T12 40 Watt Baseline - Tr2 |  | 7 | Commercial | 01-ALC-AllCommercial-IntLight | 0 |  |  |  |  | 13.9591 | 9.8923 | 0 | 0 | 0 | 4.0668 | 35.8564 |  | kWh | 0.010832 | -0.058721 | Commercial |  | Annual | [5 empty] | 11 | 0.96 |  |  |  | 0 | 0 | 105.5371 | 0 | 0 | 0 | 0 | 0 | 0 | 0 | 0 | 0 | 2006 Qtr 1: 0; 2006 Qtr 2: 0; 2006 Qtr 3: 0; 2006 Qtr 4: 0; 2007 Qtr 1: 105.5371; 2007 Qtr 2: 0; 2007 Qtr 3: 0; 2007 Qtr 4: 0; 2008 Qtr 1: 0; 2008 Qtr 2: 0; 2008 Qtr 3: 0; 2008 Qtr 4: 0 | 105.5371
0 | 234331-Premium T8 with T12 40 Watt Baseline - Tr2 |  | 10 | Commercial | 01-ALC-AllCommercial-IntLight | 0 |  |  |  |  | 13.9591 | 9.8923 | 0 | 0 | 0 | 4.0668 | 35.8564 |  | kWh | 0.010832 | -0.058721 | Commercial |  | Annual | [5 empty] | 11 | 0.96 |  |  |  | 0 | 0 | 90.9802 | 0 | 0 | 0 | 0 | 0 | 0 | 0 | 0 | 0 | 2006 Qtr 1: 0; 2006 Qtr 2: 0; 2006 Qtr 3: 0; 2006 Qtr 4: 0; 2007 Qtr 1: 90.9802; 2007 Qtr 2: 0; 2007 Qtr 3: 0; 2007 Qtr 4: 0; 2008 Qtr 1: 0; 2008 Qtr 2: 0; 2008 Qtr 3: 0; 2008 Qtr 4: 0 | 90.9802
0 | 234331-Premium T8 with T12 40 Watt Baseline - Tr2 |  | 10 | Commercial | 01-ALC-AllCommercial-IntLight | 0 |  |  |  |  | 13.9591 | 9.8923 | 0 | 0 | 0 | 4.0668 | 35.8564 |  | kWh | 0.010832 | -0.058721 | Commercial |  | Annual | [5 empty] | 11 | 0.96 |  |  |  | 0 | 0 | 545.8813 | 0 | 0 | 0 | 0 | 0 | 0 | 0 | 0 | 0 | 2006 Qtr 1: 0; 2006 Qtr 2: 0; 2006 Qtr 3: 0; 2006 Qtr 4: 0; 2007 Qtr 1: 545.8813; 2007 Qtr 2: 0; 2007 Qtr 3: 0; 2007 Qtr 4: 0; 2008 Qtr 1: 0; 2008 Qtr 2: 0; 2008 Qtr 3: 0; 2008 Qtr 4: 0 | 545.8813
0 | 234330-Premium T8 with T12 40 Watt Baseline - Tr1 |  | 7 | Commercial | 01-ALC-AllCommercial-IntLight | 0 |  |  |  |  | 13.9589 | 13.1897 | 0 | 0 | 0 | 0.76922 | 34.727 |  | kWh | 0.010491 | -0.056872 | Commercial |  | Annual | [5 empty] | 11 | 0.96 |  |  |  | 0 | 0 | 65.5058 | 0 | 0 | 0 | 0 | 0 | 0 | 0 | 0 | 0 | 2006 Qtr 1: 0; 2006 Qtr 2: 0; 2006 Qtr 3: 0; 2006 Qtr 4: 0; 2007 Qtr 1: 65.5058; 2007 Qtr 2: 0; 2007 Qtr 3: 0; 2007 Qtr 4: 0; 2008 Qtr 1: 0; 2008 Qtr 2: 0; 2008 Qtr 3: 0; 2008 Qtr 4: 0 | 65.5058
0 | 234331-Premium T8 with T12 40 Watt Baseline - Tr2 |  | 7 | Commercial | 01-ALC-AllCommercial-IntLight | 0 |  |  |  |  | 13.9591 | 9.8923 | 0 | 0 | 0 | 4.0668 | 35.8564 |  | kWh | 0.010832 | -0.058721 | Commercial |  | Annual | [5 empty] | 11 | 0.96 |  |  |  | 0 | 0 | 25.4745 | 0 | 0 | 0 | 0 | 0 | 0 | 0 | 0 | 0 | 2006 Qtr 1: 0; 2006 Qtr 2: 0; 2006 Qtr 3: 0; 2006 Qtr 4: 0; 2007 Qtr 1: 25.4745; 2007 Qtr 2: 0; 2007 Qtr 3: 0; 2007 Qtr 4: 0; 2008 Qtr 1: 0; 2008 Qtr 2: 0; 2008 Qtr 3: 0; 2008 Qtr 4: 0 | 25.4745
0 | 234330-Premium T8 with T12 40 Watt Baseline - Tr1 |  | 7 | Commercial | 01-ALC-AllCommercial-IntLight | 0 |  |  |  |  | 13.9589 | 13.1897 | 0 | 0 | 0 | 0.76922 | 65.4159 |  | kWh | 0.012906 | -0.10713 | Commercial |  | Annual | [5 empty] | 11 | 0.96 |  |  |  | 0 | 0 | 94.6194 | 0 | 0 | 0 | 0 | 0 | 0 | 0 | 0 | 0 | 2006 Qtr 1: 0; 2006 Qtr 2: 0; 2006 Qtr 3: 0; 2006 Qtr 4: 0; 2007 Qtr 1: 94.6194; 2007 Qtr 2: 0; 2007 Qtr 3: 0; 2007 Qtr 4: 0; 2008 Qtr 1: 0; 2008 Qtr 2: 0; 2008 Qtr 3: 0; 2008 Qtr 4: 0 | 94.6194
0 | 234331-Premium T8 with T12 40 Watt Baseline - Tr2 |  | 7 | Commercial | 01-ALC-AllCommercial-IntLight | 0 |  |  |  |  | 13.9591 | 9.8923 | 0 | 0 | 0 | 4.0668 | 35.8564 |  | kWh | 0.010832 | -0.058721 | Commercial |  | Annual | [5 empty] | 11 | 0.96 |  |  |  | 0 | 0 | 98.2586 | 0 | 0 | 0 | 0 | 0 | 0 | 0 | 0 | 0 | 2006 Qtr 1: 0; 2006 Qtr 2: 0; 2006 Qtr 3: 0; 2006 Qtr 4: 0; 2007 Qtr 1: 98.2586; 2007 Qtr 2: 0; 2007 Qtr 3: 0; 2007 Qtr 4: 0; 2008 Qtr 1: 0; 2008 Qtr 2: 0; 2008 Qtr 3: 0; 2008 Qtr 4: 0 | 98.2586
0 | 234332-Premium T8 with T12 40 Watt Baseline - Tr3 |  | 7 | Commercial | 01-ALC-AllCommercial-IntLight | 0 |  |  |  |  | 13.9591 | 7.1444 | 0 | 0 | 0 | 6.8147 | 36.0426 |  | kWh | 0.011584 | -0.059026 | Commercial |  | Annual | [5 empty] | 11 | 0.96 |  |  |  | 0 | 0 | 189.2388 | 0 | 0 | 0 | 0 | 0 | 0 | 0 | 0 | 0 | 2006 Qtr 1: 0; 2006 Qtr 2: 0; 2006 Qtr 3: 0; 2006 Qtr 4: 0; 2007 Qtr 1: 189.2388; 2007 Qtr 2: 0; 2007 Qtr 3: 0; 2007 Qtr 4: 0; 2008 Qtr 1: 0; 2008 Qtr 2: 0; 2008 Qtr 3: 0; 2008 Qtr 4: 0 | 189.2388
0 | 234331-Premium T8 with T12 40 Watt Baseline - Tr2 |  | 7 | Commercial | 01-ALC-AllCommercial-IntLight | 0 |  |  |  |  | 13.9591 | 9.8923 | 0 | 0 | 0 | 4.0668 | 35.8564 |  | kWh | 0.010832 | -0.058721 | Commercial |  | Annual | [5 empty] | 11 | 0.96 |  |  |  | 0 | 0 | 69.145 | 0 | 0 | 0 | 0 | 0 | 0 | 0 | 0 | 0 | 2006 Qtr 1: 0; 2006 Qtr 2: 0; 2006 Qtr 3: 0; 2006 Qtr 4: 0; 2007 Qtr 1: 69.145; 2007 Qtr 2: 0; 2007 Qtr 3: 0; 2007 Qtr 4: 0; 2008 Qtr 1: 0; 2008 Qtr 2: 0; 2008 Qtr 3: 0; 2008 Qtr 4: 0 | 69.145
0 | 234208-Lighting-8 Ft T-8 with Elec Ballast-Tr2 |  | 7 | Commercial | 01-ALC-AllCommercial-IntLight | 0 |  |  |  |  | 35.7165 | 16.4871 | 0 | 0 | 0 | 19.2294 | 29.0804 |  | kWh | 0.0087852 | -0.047624 | Commercial |  | Annual | [5 empty] | 11 | 0.96 |  |  |  | 0 | 0 | 30.9333 | 0 | 0 | 0 | 0 | 0 | 0 | 0 | 0 | 0 | 2006 Qtr 1: 0; 2006 Qtr 2: 0; 2006 Qtr 3: 0; 2006 Qtr 4: 0; 2007 Qtr 1: 30.9333; 2007 Qtr 2: 0; 2007 Qtr 3: 0; 2007 Qtr 4: 0; 2008 Qtr 1: 0; 2008 Qtr 2: 0; 2008 Qtr 3: 0; 2008 Qtr 4: 0 | 30.9333
0 | 234331-Premium T8 with T12 40 Watt Baseline - Tr2 |  | 7 | Commercial | 01-ALC-AllCommercial-IntLight | 0 |  |  |  |  | 13.9591 | 9.8923 | 0 | 0 | 0 | 4.0668 | 35.8564 |  | kWh | 0.010832 | -0.058721 | Commercial |  | Annual | [5 empty] | 11 | 0.96 |  |  |  | 0 | 0 | 50.9489 | 0 | 0 | 0 | 0 | 0 | 0 | 0 | 0 | 0 | 2006 Qtr 1: 0; 2006 Qtr 2: 0; 2006 Qtr 3: 0; 2006 Qtr 4: 0; 2007 Qtr 1: 50.9489; 2007 Qtr 2: 0; 2007 Qtr 3: 0; 2007 Qtr 4: 0; 2008 Qtr 1: 0; 2008 Qtr 2: 0; 2008 Qtr 3: 0; 2008 Qtr 4: 0 | 50.9489
0 | 234331-Premium T8 with T12 40 Watt Baseline - Tr2 |  | 7 | Commercial | 14-MLI-Manufacturing–LightIndustry-LIGHT | 0 |  |  |  |  | 13.9591 | 9.8923 | 0 | 0 | 0 | 4.0668 | 31.1146 |  | kWh | 0.0096152 | -0.040228 | Commercial |  | Annual | [5 empty] | 11 | 0.96 |  |  |  | 0 | 0 | 3.6392 | 0 | 0 | 0 | 0 | 0 | 0 | 0 | 0 | 0 | 2006 Qtr 1: 0; 2006 Qtr 2: 0; 2006 Qtr 3: 0; 2006 Qtr 4: 0; 2007 Qtr 1: 3.6392; 2007 Qtr 2: 0; 2007 Qtr 3: 0; 2007 Qtr 4: 0; 2008 Qtr 1: 0; 2008 Qtr 2: 0; 2008 Qtr 3: 0; 2008 Qtr 4: 0 | 3.6392
0 | 234208-Lighting-8 Ft T-8 with Elec Ballast-Tr2 |  | 7 | Commercial | 14-MLI-Manufacturing–LightIndustry-LIGHT | 0 |  |  |  |  | 35.7165 | 16.4871 | 0 | 0 | 0 | 19.2294 | 25.2347 |  | kWh | 0.0077981 | -0.032626 | Commercial |  | Annual | [5 empty] | 11 | 0.96 |  |  |  | 0 | 0 | 27.2941 | 0 | 0 | 0 | 0 | 0 | 0 | 0 | 0 | 0 | 2006 Qtr 1: 0; 2006 Qtr 2: 0; 2006 Qtr 3: 0; 2006 Qtr 4: 0; 2007 Qtr 1: 27.2941; 2007 Qtr 2: 0; 2007 Qtr 3: 0; 2007 Qtr 4: 0; 2008 Qtr 1: 0; 2008 Qtr 2: 0; 2008 Qtr 3: 0; 2008 Qtr 4: 0 | 27.2941
0 | 234331-Premium T8 with T12 40 Watt Baseline - Tr2 |  | 7 | Commercial | 01-ALC-AllCommercial-IntLight | 0 |  |  |  |  | 13.9591 | 9.8923 | 0 | 0 | 0 | 4.0668 | 39.8036 |  | kWh | 0.012793 | -0.065186 | Commercial |  | Annual | [5 empty] | 11 | 0.96 |  |  |  | 0 | 0 | 58.2273 | 0 | 0 | 0 | 0 | 0 | 0 | 0 | 0 | 0 | 2006 Qtr 1: 0; 2006 Qtr 2: 0; 2006 Qtr 3: 0; 2006 Qtr 4: 0; 2007 Qtr 1: 58.2273; 2007 Qtr 2: 0; 2007 Qtr 3: 0; 2007 Qtr 4: 0; 2008 Qtr 1: 0; 2008 Qtr 2: 0; 2008 Qtr 3: 0; 2008 Qtr 4: 0 | 58.2273
0 | 234331-Premium T8 with T12 40 Watt Baseline - Tr2 |  | 7 | Commercial | 01-ALC-AllCommercial-IntLight | 0 |  |  |  |  | 13.9591 | 9.8923 | 0 | 0 | 0 | 4.0668 | 35.8564 |  | kWh | 0.010832 | -0.058721 | Commercial |  | Annual | [5 empty] | 11 | 0.96 |  |  |  | 0 | 0 | 25.4745 | 0 | 0 | 0 | 0 | 0 | 0 | 0 | 0 | 0 | 2006 Qtr 1: 0; 2006 Qtr 2: 0; 2006 Qtr 3: 0; 2006 Qtr 4: 0; 2007 Qtr 1: 25.4745; 2007 Qtr 2: 0; 2007 Qtr 3: 0; 2007 Qtr 4: 0; 2008 Qtr 1: 0; 2008 Qtr 2: 0; 2008 Qtr 3: 0; 2008 Qtr 4: 0 | 25.4745
0 | 234331-Premium T8 with T12 40 Watt Baseline - Tr2 |  | 7 | Commercial | 23-RTL-Retail–SingleStorylarge-LIT_INT | 0 |  |  |  |  | 13.9591 | 9.8923 | 0 | 0 | 0 | 4.0668 | 36.763 |  | kWh | 0.010985 | -0.05001 | Commercial |  | Annual | [5 empty] | 11 | 0.96 |  |  |  | 0 | 0 | 29.1137 | 0 | 0 | 0 | 0 | 0 | 0 | 0 | 0 | 0 | 2006 Qtr 1: 0; 2006 Qtr 2: 0; 2006 Qtr 3: 0; 2006 Qtr 4: 0; 2007 Qtr 1: 29.1137; 2007 Qtr 2: 0; 2007 Qtr 3: 0; 2007 Qtr 4: 0; 2008 Qtr 1: 0; 2008 Qtr 2: 0; 2008 Qtr 3: 0; 2008 Qtr 4: 0 | 29.1137
0 | 234331-Premium T8 with T12 40 Watt Baseline - Tr2 |  | 7 | Commercial | 01-ALC-AllCommercial-IntLight | 0 |  |  |  |  | 13.9591 | 9.8923 | 0 | 0 | 0 | 4.0668 | 35.8564 |  | kWh | 0.010832 | -0.058721 | Commercial |  | Annual | [5 empty] | 11 | 0.96 |  |  |  | 0 | 0 | 109.1763 | 0 | 0 | 0 | 0 | 0 | 0 | 0 | 0 | 0 | 2006 Qtr 1: 0; 2006 Qtr 2: 0; 2006 Qtr 3: 0; 2006 Qtr 4: 0; 2007 Qtr 1: 109.1763; 2007 Qtr 2: 0; 2007 Qtr 3: 0; 2007 Qtr 4: 0; 2008 Qtr 1: 0; 2008 Qtr 2: 0; 2008 Qtr 3: 0; 2008 Qtr 4: 0 | 109.1763
0 | 234330-Premium T8 with T12 40 Watt Baseline - Tr1 |  | 7 | Commercial | 01-ALC-AllCommercial-IntLight | 0 |  |  |  |  | 13.9589 | 13.1897 | 0 | 0 | 0 | 0.76922 | 65.4159 |  | kWh | 0.012906 | -0.10713 | Commercial |  | Annual | [5 empty] | 11 | 0.96 |  |  |  | 0 | 0 | 40.0313 | 0 | 0 | 0 | 0 | 0 | 0 | 0 | 0 | 0 | 2006 Qtr 1: 0; 2006 Qtr 2: 0; 2006 Qtr 3: 0; 2006 Qtr 4: 0; 2007 Qtr 1: 40.0313; 2007 Qtr 2: 0; 2007 Qtr 3: 0; 2007 Qtr 4: 0; 2008 Qtr 1: 0; 2008 Qtr 2: 0; 2008 Qtr 3: 0; 2008 Qtr 4: 0 | 40.0313
0 | 234330-Premium T8 with T12 40 Watt Baseline - Tr1 |  | 7 | Commercial | 01-ALC-AllCommercial-IntLight | 0 |  |  |  |  | 13.9589 | 13.1897 | 0 | 0 | 0 | 0.76922 | 34.727 |  | kWh | 0.010491 | -0.056872 | Commercial |  | Annual | [5 empty] | 11 | 0.96 |  |  |  | 0 | 0 | 43.6705 | 0 | 0 | 0 | 0 | 0 | 0 | 0 | 0 | 0 | 2006 Qtr 1: 0; 2006 Qtr 2: 0; 2006 Qtr 3: 0; 2006 Qtr 4: 0; 2007 Qtr 1: 0; 2007 Qtr 2: 0; 2007 Qtr 3: 0; 2007 Qtr 4: 43.6705; 2008 Qtr 1: 0; 2008 Qtr 2: 0; 2008 Qtr 3: 0; 2008 Qtr 4: 0 | 43.6705
0 | 234207-Lighting-8 Ft T-8 with Elec Ballast-Tr1 |  | 7 | Commercial | 01-ALC-AllCommercial-IntLight | 0 |  |  |  |  | 35.7163 | 21.9828 | 0 | 0 | 0 | 13.7335 | 28.798 |  | kWh | 0.0086999 | -0.047162 | Commercial |  | Annual | [5 empty] | 11 | 0.96 |  |  |  | 0 | 0 | 9.098 | 0 | 0 | 0 | 0 | 0 | 0 | 0 | 0 | 0 | 2006 Qtr 1: 0; 2006 Qtr 2: 0; 2006 Qtr 3: 0; 2006 Qtr 4: 0; 2007 Qtr 1: 0; 2007 Qtr 2: 0; 2007 Qtr 3: 0; 2007 Qtr 4: 9.098; 2008 Qtr 1: 0; 2008 Qtr 2: 0; 2008 Qtr 3: 0; 2008 Qtr 4: 0 | 9.098
0 | 234330-Premium T8 with T12 40 Watt Baseline - Tr1 |  | 7 | Commercial | 01-ALC-AllCommercial-IntLight | 0 |  |  |  |  | 13.9589 | 13.1897 | 0 | 0 | 0 | 0.76922 | 34.727 |  | kWh | 0.010491 | -0.056872 | Commercial |  | Annual | [5 empty] | 11 | 0.96 |  |  |  | 0 | 0 | 65.5058 | 0 | 0 | 0 | 0 | 0 | 0 | 0 | 0 | 0 | 2006 Qtr 1: 0; 2006 Qtr 2: 0; 2006 Qtr 3: 0; 2006 Qtr 4: 0; 2007 Qtr 1: 0; 2007 Qtr 2: 0; 2007 Qtr 3: 0; 2007 Qtr 4: 65.5058; 2008 Qtr 1: 0; 2008 Qtr 2: 0; 2008 Qtr 3: 0; 2008 Qtr 4: 0 | 65.5058
0 | 234208-Lighting-8 Ft T-8 with Elec Ballast-Tr2 |  | 10 | Commercial | 01-ALC-AllCommercial-IntLight | 0 |  |  |  |  | 35.7165 | 16.4871 | 0 | 0 | 0 | 19.2294 | 32.2817 |  | kWh | 0.010376 | -0.052867 | Commercial |  | Annual | [5 empty] | 11 | 0.96 |  |  |  | 0 | 0 | 12.7372 | 0 | 0 | 0 | 0 | 0 | 0 | 0 | 0 | 0 | 2006 Qtr 1: 0; 2006 Qtr 2: 0; 2006 Qtr 3: 0; 2006 Qtr 4: 0; 2007 Qtr 1: 12.7372; 2007 Qtr 2: 0; 2007 Qtr 3: 0; 2007 Qtr 4: 0; 2008 Qtr 1: 0; 2008 Qtr 2: 0; 2008 Qtr 3: 0; 2008 Qtr 4: 0 | 12.7372
0 | 234331-Premium T8 with T12 40 Watt Baseline - Tr2 |  | 7 | Commercial | 01-ALC-AllCommercial-IntLight | 0 |  |  |  |  | 13.9591 | 9.8923 | 0 | 0 | 0 | 4.0668 | 31.1202 |  | kWh | 0.0096442 | -0.050965 | Commercial |  | Annual | [5 empty] | 11 | 0.96 |  |  |  | 0 | 0 | 25.4745 | 0 | 0 | 0 | 0 | 0 | 0 | 0 | 0 | 0 | 2006 Qtr 1: 0; 2006 Qtr 2: 0; 2006 Qtr 3: 0; 2006 Qtr 4: 0; 2007 Qtr 1: 25.4745; 2007 Qtr 2: 0; 2007 Qtr 3: 0; 2007 Qtr 4: 0; 2008 Qtr 1: 0; 2008 Qtr 2: 0; 2008 Qtr 3: 0; 2008 Qtr 4: 0 | 25.4745
0 | 234331-Premium T8 with T12 40 Watt Baseline - Tr2 |  | 7 | Commercial | 01-ALC-AllCommercial-IntLight | 0 |  |  |  |  | 13.9591 | 9.8923 | 0 | 0 | 0 | 4.0668 | 31.1202 |  | kWh | 0.0096442 | -0.050965 | Commercial |  | Annual | [5 empty] | 11 | 0.96 |  |  |  | 0 | 0 | 468.5481 | 0 | 0 | 0 | 0 | 0 | 0 | 0 | 0 | 0 | 2006 Qtr 1: 0; 2006 Qtr 2: 0; 2006 Qtr 3: 0; 2006 Qtr 4: 0; 2007 Qtr 1: 468.5481; 2007 Qtr 2: 0; 2007 Qtr 3: 0; 2007 Qtr 4: 0; 2008 Qtr 1: 0; 2008 Qtr 2: 0; 2008 Qtr 3: 0; 2008 Qtr 4: 0 | 468.5481
0 | 234331-Premium T8 with T12 40 Watt Baseline - Tr2 |  | 10 | Commercial | 01-ALC-AllCommercial-IntLight | 0 |  |  |  |  | 13.9591 | 9.8923 | 0 | 0 | 0 | 4.0668 | 35.8564 |  | kWh | 0.010832 | -0.058721 | Commercial |  | Annual | [5 empty] | 11 | 0.96 |  |  |  | 0 | 0 | 72.7842 | 0 | 0 | 0 | 0 | 0 | 0 | 0 | 0 | 0 | 2006 Qtr 1: 0; 2006 Qtr 2: 0; 2006 Qtr 3: 0; 2006 Qtr 4: 0; 2007 Qtr 1: 72.7842; 2007 Qtr 2: 0; 2007 Qtr 3: 0; 2007 Qtr 4: 0; 2008 Qtr 1: 0; 2008 Qtr 2: 0; 2008 Qtr 3: 0; 2008 Qtr 4: 0 | 72.7842
0 | 234330-Premium T8 with T12 40 Watt Baseline - Tr1 |  | 7 | Commercial | 01-ALC-AllCommercial-IntLight | 0 |  |  |  |  | 13.9589 | 13.1897 | 0 | 0 | 0 | 0.76922 | 34.727 |  | kWh | 0.010491 | -0.056872 | Commercial |  | Annual | [5 empty] | 11 | 0.96 |  |  |  | 0 | 0 | 101.8978 | 0 | 0 | 0 | 0 | 0 | 0 | 0 | 0 | 0 | 2006 Qtr 1: 0; 2006 Qtr 2: 0; 2006 Qtr 3: 0; 2006 Qtr 4: 0; 2007 Qtr 1: 0; 2007 Qtr 2: 0; 2007 Qtr 3: 0; 2007 Qtr 4: 101.8978; 2008 Qtr 1: 0; 2008 Qtr 2: 0; 2008 Qtr 3: 0; 2008 Qtr 4: 0 | 101.8978
0 | 234207-Lighting-8 Ft T-8 with Elec Ballast-Tr1 |  | 7 | Commercial | 01-ALC-AllCommercial-IntLight | 0 |  |  |  |  | 35.7163 | 21.9828 | 0 | 0 | 0 | 13.7335 | 28.798 |  | kWh | 0.0086999 | -0.047162 | Commercial |  | Annual | [5 empty] | 11 | 0.96 |  |  |  | 0 | 0 | 1.8196 | 0 | 0 | 0 | 0 | 0 | 0 | 0 | 0 | 0 | 2006 Qtr 1: 0; 2006 Qtr 2: 0; 2006 Qtr 3: 0; 2006 Qtr 4: 0; 2007 Qtr 1: 0; 2007 Qtr 2: 0; 2007 Qtr 3: 0; 2007 Qtr 4: 1.8196; 2008 Qtr 1: 0; 2008 Qtr 2: 0; 2008 Qtr 3: 0; 2008 Qtr 4: 0 | 1.8196
0 | 234330-Premium T8 with T12 40 Watt Baseline - Tr1 |  | 7 | Commercial | 01-ALC-AllCommercial-IntLight | 0 |  |  |  |  | 13.9589 | 13.1897 | 0 | 0 | 0 | 0.76922 | 30.14 |  | kWh | 0.0093405 | -0.04936 | Commercial |  | Annual | [5 empty] | 11 | 0.96 |  |  |  | 0 | 0 | 14.5568 | 0 | 0 | 0 | 0 | 0 | 0 | 0 | 0 | 0 | 2006 Qtr 1: 0; 2006 Qtr 2: 0; 2006 Qtr 3: 0; 2006 Qtr 4: 0; 2007 Qtr 1: 0; 2007 Qtr 2: 0; 2007 Qtr 3: 0; 2007 Qtr 4: 14.5568; 2008 Qtr 1: 0; 2008 Qtr 2: 0; 2008 Qtr 3: 0; 2008 Qtr 4: 0 | 14.5568
0 | 234330-Premium T8 with T12 40 Watt Baseline - Tr1 |  | 7 | Commercial | 01-ALC-AllCommercial-IntLight | 0 |  |  |  |  | 13.9589 | 13.1897 | 0 | 0 | 0 | 0.76922 | 34.727 |  | kWh | 0.010491 | -0.056872 | Commercial |  | Annual | [5 empty] | 11 | 0.96 |  |  |  | 0 | 0 | 20.0156 | 0 | 0 | 0 | 0 | 0 | 0 | 0 | 0 | 0 | 2006 Qtr 1: 0; 2006 Qtr 2: 0; 2006 Qtr 3: 0; 2006 Qtr 4: 0; 2007 Qtr 1: 0; 2007 Qtr 2: 0; 2007 Qtr 3: 0; 2007 Qtr 4: 20.0156; 2008 Qtr 1: 0; 2008 Qtr 2: 0; 2008 Qtr 3: 0; 2008 Qtr 4: 0 | 20.0156
0 | 234331-Premium T8 with T12 40 Watt Baseline - Tr2 |  | 7 | Commercial | 01-ALC-AllCommercial-IntLight | 0 |  |  |  |  | 13.9591 | 9.8923 | 0 | 0 | 0 | 4.0668 | 31.1202 |  | kWh | 0.0096442 | -0.050965 | Commercial |  | Annual | [5 empty] | 11 | 0.96 |  |  |  | 0 | 0 | 40.0313 | 0 | 0 | 0 | 0 | 0 | 0 | 0 | 0 | 0 | 2006 Qtr 1: 0; 2006 Qtr 2: 0; 2006 Qtr 3: 0; 2006 Qtr 4: 0; 2007 Qtr 1: 0; 2007 Qtr 2: 0; 2007 Qtr 3: 0; 2007 Qtr 4: 40.0313; 2008 Qtr 1: 0; 2008 Qtr 2: 0; 2008 Qtr 3: 0; 2008 Qtr 4: 0 | 40.0313
0 | 234175-Food Service - Ice Machine Air-Cooled 201-300 |  | 7 | Commercial | 01-ALC-AllCommercial-Refrig | 0 |  |  |  |  | 312 | 600 | 0 | 0 | 0 | -288 | 2281.25 |  | kWh | 0.26042 | 0 | Commercial |  | Annual | [5 empty] | 12 | 0.96 |  |  |  | 0 | 0 | 1 | 0 | 0 | 0 | 0 | 0 | 0 | 0 | 0 | 0 | 2006 Qtr 1: 0; 2006 Qtr 2: 0; 2006 Qtr 3: 0; 2006 Qtr 4: 0; 2007 Qtr 1: 0; 2007 Qtr 2: 0; 2007 Qtr 3: 0; 2007 Qtr 4: 1; 2008 Qtr 1: 0; 2008 Qtr 2: 0; 2008 Qtr 3: 0; 2008 Qtr 4: 0 | 1
0 | 234330-Premium T8 with T12 40 Watt Baseline - Tr1 |  | 7 | Commercial | 01-ALC-AllCommercial-IntLight | 0 |  |  |  |  | 13.9589 | 13.1897 | 0 | 0 | 0 | 0.76922 | 27.8282 |  | kWh | 0.0094846 | -0.045574 | Commercial |  | Annual | [5 empty] | 11 | 0.96 |  |  |  | 0 | 0 | 465.8187 | 0 | 0 | 0 | 0 | 0 | 0 | 0 | 0 | 0 | 2006 Qtr 1: 0; 2006 Qtr 2: 0; 2006 Qtr 3: 0; 2006 Qtr 4: 0; 2007 Qtr 1: 0; 2007 Qtr 2: 0; 2007 Qtr 3: 0; 2007 Qtr 4: 465.8187; 2008 Qtr 1: 0; 2008 Qtr 2: 0; 2008 Qtr 3: 0; 2008 Qtr 4: 0 | 465.8187
0 | 234330-Premium T8 with T12 40 Watt Baseline - Tr1 |  | 7 | Commercial | 01-ALC-AllCommercial-IntLight | 0 |  |  |  |  | 13.9589 | 13.1897 | 0 | 0 | 0 | 0.76922 | 27.8282 |  | kWh | 0.0094846 | -0.045574 | Commercial |  | Annual | [5 empty] | 11 | 0.96 |  |  |  | 0 | 0 | 302.0543 | 0 | 0 | 0 | 0 | 0 | 0 | 0 | 0 | 0 | 2006 Qtr 1: 0; 2006 Qtr 2: 0; 2006 Qtr 3: 0; 2006 Qtr 4: 0; 2007 Qtr 1: 0; 2007 Qtr 2: 0; 2007 Qtr 3: 0; 2007 Qtr 4: 302.0543; 2008 Qtr 1: 0; 2008 Qtr 2: 0; 2008 Qtr 3: 0; 2008 Qtr 4: 0 | 302.0543
0 | 234332-Premium T8 with T12 40 Watt Baseline - Tr3 |  | 7 | Commercial | 01-ALC-AllCommercial-IntLight | 0 |  |  |  |  | 13.9591 | 7.1444 | 0 | 0 | 0 | 6.8147 | 30.0292 |  | kWh | 0.0096667 | -0.049178 | Commercial |  | Annual | [5 empty] | 11 | 0.96 |  |  |  | 0 | 0 | 178.3212 | 0 | 0 | 0 | 0 | 0 | 0 | 0 | 0 | 0 | 2006 Qtr 1: 0; 2006 Qtr 2: 0; 2006 Qtr 3: 0; 2006 Qtr 4: 0; 2007 Qtr 1: 178.3212; 2007 Qtr 2: 0; 2007 Qtr 3: 0; 2007 Qtr 4: 0; 2008 Qtr 1: 0; 2008 Qtr 2: 0; 2008 Qtr 3: 0; 2008 Qtr 4: 0 | 178.3212
0 | 234332-Premium T8 with T12 40 Watt Baseline - Tr3 |  | 10 | Commercial | 23-RTL-Retail–SingleStorylarge-LIT_INT | 0 |  |  |  |  | 13.9591 | 7.1444 | 0 | 0 | 0 | 6.8147 | 33.237 |  | kWh | 0.0098993 | -0.071834 | Commercial |  | Annual | [5 empty] | 11 | 0.96 |  |  |  | 0 | 0 | 14.5568 | 0 | 0 | 0 | 0 | 0 | 0 | 0 | 0 | 0 | 2006 Qtr 1: 0; 2006 Qtr 2: 0; 2006 Qtr 3: 0; 2006 Qtr 4: 0; 2007 Qtr 1: 14.5568; 2007 Qtr 2: 0; 2007 Qtr 3: 0; 2007 Qtr 4: 0; 2008 Qtr 1: 0; 2008 Qtr 2: 0; 2008 Qtr 3: 0; 2008 Qtr 4: 0 | 14.5568
0 | 234332-Premium T8 with T12 40 Watt Baseline - Tr3 |  | 10 | Commercial | 01-ALC-AllCommercial-IntLight | 0 |  |  |  |  | 13.9591 | 7.1444 | 0 | 0 | 0 | 6.8147 | 32.4684 |  | kWh | 0.0098088 | -0.053173 | Commercial |  | Annual | [5 empty] | 11 | 0.96 |  |  |  | 0 | 0 | 18.196 | 0 | 0 | 0 | 0 | 0 | 0 | 0 | 0 | 0 | 2006 Qtr 1: 0; 2006 Qtr 2: 0; 2006 Qtr 3: 0; 2006 Qtr 4: 0; 2007 Qtr 1: 18.196; 2007 Qtr 2: 0; 2007 Qtr 3: 0; 2007 Qtr 4: 0; 2008 Qtr 1: 0; 2008 Qtr 2: 0; 2008 Qtr 3: 0; 2008 Qtr 4: 0 | 18.196
0 | 234331-Premium T8 with T12 40 Watt Baseline - Tr2 |  | 10 | Commercial | 14-MLI-Manufacturing–LightIndustry-LIGHT | 0 |  |  |  |  | 13.9591 | 9.8923 | 0 | 0 | 0 | 4.0668 | 31.5189 |  | kWh | 0.0096105 | -0.047789 | Commercial |  | Annual | [5 empty] | 11 | 0.96 |  |  |  | 0 | 0 | 149.2076 | 0 | 0 | 0 | 0 | 0 | 0 | 0 | 0 | 0 | 2006 Qtr 1: 0; 2006 Qtr 2: 0; 2006 Qtr 3: 0; 2006 Qtr 4: 0; 2007 Qtr 1: 0; 2007 Qtr 2: 0; 2007 Qtr 3: 0; 2007 Qtr 4: 149.2076; 2008 Qtr 1: 0; 2008 Qtr 2: 0; 2008 Qtr 3: 0; 2008 Qtr 4: 0 | 149.2076
0 | 234330-Premium T8 with T12 40 Watt Baseline - Tr1 |  | 7 | Commercial | 23-RTL-Retail–SingleStorylarge-LIT_INT | 0 |  |  |  |  | 13.9589 | 13.1897 | 0 | 0 | 0 | 0.76922 | 35.6051 |  | kWh | 0.010639 | -0.048435 | Commercial |  | Annual | [5 empty] | 11 | 0.96 |  |  |  | 0 | 0 | 240.1878 | 0 | 0 | 0 | 0 | 0 | 0 | 0 | 0 | 0 | 2006 Qtr 1: 0; 2006 Qtr 2: 0; 2006 Qtr 3: 0; 2006 Qtr 4: 0; 2007 Qtr 1: 240.1878; 2007 Qtr 2: 0; 2007 Qtr 3: 0; 2007 Qtr 4: 0; 2008 Qtr 1: 0; 2008 Qtr 2: 0; 2008 Qtr 3: 0; 2008 Qtr 4: 0 | 240.1878
0 | 234303-Lighting-Remove 4 Ft Lamp (De-Lamp) - Tr1 | COFL00AVDEL01 | 7 | Commercial | 23-RTL-Retail–SingleStorylarge-LIT_INT | 0 |  |  |  |  | 28.2518 | 16.4871 | 0 | 0 | 0 | 11.7647 | 118.3941 |  | kWh | 0.035378 | -0.16106 | Commercial |  | Annual | [5 empty] | 11 | 0.96 |  |  |  | 0 | 0 | 61.8665 | 0 | 0 | 0 | 0 | 0 | 0 | 0 | 0 | 0 | 2006 Qtr 1: 0; 2006 Qtr 2: 0; 2006 Qtr 3: 0; 2006 Qtr 4: 0; 2007 Qtr 1: 61.8665; 2007 Qtr 2: 0; 2007 Qtr 3: 0; 2007 Qtr 4: 0; 2008 Qtr 1: 0; 2008 Qtr 2: 0; 2008 Qtr 3: 0; 2008 Qtr 4: 0 | 61.8665
0 | 234331-Premium T8 with T12 40 Watt Baseline - Tr2 |  | 7 | Commercial | 14-MLI-Manufacturing–LightIndustry-LIGHT | 0 |  |  |  |  | 13.9591 | 9.8923 | 0 | 0 | 0 | 4.0668 | 31.1146 |  | kWh | 0.0096152 | -0.040228 | Commercial |  | Annual | [5 empty] | 11 | 0.96 |  |  |  | 0 | 0 | 54.5881 | 0 | 0 | 0 | 0 | 0 | 0 | 0 | 0 | 0 | 2006 Qtr 1: 0; 2006 Qtr 2: 0; 2006 Qtr 3: 0; 2006 Qtr 4: 0; 2007 Qtr 1: 0; 2007 Qtr 2: 0; 2007 Qtr 3: 0; 2007 Qtr 4: 54.5881; 2008 Qtr 1: 0; 2008 Qtr 2: 0; 2008 Qtr 3: 0; 2008 Qtr 4: 0 | 54.5881
0 | 234330-Premium T8 with T12 40 Watt Baseline - Tr1 |  | 10 | Commercial | 01-ALC-AllCommercial-IntLight | 0 |  |  |  |  | 13.9589 | 13.1897 | 0 | 0 | 0 | 0.76922 | 40.547 |  | kWh | 0.0073476 | -0.066403 | Commercial |  | Annual | [5 empty] | 11 | 0.96 |  |  |  | 0 | 0 | 42.7607 | 0 | 0 | 0 | 0 | 0 | 0 | 0 | 0 | 0 | 2006 Qtr 1: 0; 2006 Qtr 2: 0; 2006 Qtr 3: 0; 2006 Qtr 4: 0; 2007 Qtr 1: 0; 2007 Qtr 2: 0; 2007 Qtr 3: 0; 2007 Qtr 4: 42.7607; 2008 Qtr 1: 0; 2008 Qtr 2: 0; 2008 Qtr 3: 0; 2008 Qtr 4: 0 | 42.7607
0 | 234179-Food Service - Ice Machine Air-Cooled 1001-1500 |  | 7 | Commercial | 01-ALC-AllCommercial-Refrig | 0 |  |  |  |  | 1821 | 1000 | 0 | 0 | 0 | 821 | 4106.25 |  | kWh | 0.46875 | 0 | Commercial |  | Annual | [5 empty] | 12 | 0.96 |  |  |  | 0 | 0 | 1 | 0 | 0 | 0 | 0 | 0 | 0 | 0 | 0 | 0 | 2006 Qtr 1: 0; 2006 Qtr 2: 0; 2006 Qtr 3: 0; 2006 Qtr 4: 0; 2007 Qtr 1: 1; 2007 Qtr 2: 0; 2007 Qtr 3: 0; 2007 Qtr 4: 0; 2008 Qtr 1: 0; 2008 Qtr 2: 0; 2008 Qtr 3: 0; 2008 Qtr 4: 0 | 1
0 | 234179-Food Service - Ice Machine Air-Cooled 1001-1500 |  | 7 | Commercial | 01-ALC-AllCommercial-Refrig | 0 |  |  |  |  | 1821 | 1000 | 0 | 0 | 0 | 821 | 4106.25 |  | kWh | 0.46875 | 0 | Commercial |  | Annual | [5 empty] | 12 | 0.96 |  |  |  | 0 | 0 | 1 | 0 | 0 | 0 | 0 | 0 | 0 | 0 | 0 | 0 | 2006 Qtr 1: 0; 2006 Qtr 2: 0; 2006 Qtr 3: 0; 2006 Qtr 4: 0; 2007 Qtr 1: 1; 2007 Qtr 2: 0; 2007 Qtr 3: 0; 2007 Qtr 4: 0; 2008 Qtr 1: 0; 2008 Qtr 2: 0; 2008 Qtr 3: 0; 2008 Qtr 4: 0 | 1
0 | 234179-Food Service - Ice Machine Air-Cooled 1001-1500 |  | 7 | Commercial | 01-ALC-AllCommercial-Refrig | 0 |  |  |  |  | 1821 | 1000 | 0 | 0 | 0 | 821 | 4106.25 |  | kWh | 0.46875 | 0 | Commercial |  | Annual | [5 empty] | 12 | 0.96 |  |  |  | 0 | 0 | 1 | 0 | 0 | 0 | 0 | 0 | 0 | 0 | 0 | 0 | 2006 Qtr 1: 0; 2006 Qtr 2: 0; 2006 Qtr 3: 0; 2006 Qtr 4: 0; 2007 Qtr 1: 1; 2007 Qtr 2: 0; 2007 Qtr 3: 0; 2007 Qtr 4: 0; 2008 Qtr 1: 0; 2008 Qtr 2: 0; 2008 Qtr 3: 0; 2008 Qtr 4: 0 | 1
0 | 234179-Food Service - Ice Machine Air-Cooled 1001-1500 |  | 7 | Commercial | 01-ALC-AllCommercial-Refrig | 0 |  |  |  |  | 1821 | 1000 | 0 | 0 | 0 | 821 | 4106.25 |  | kWh | 0.46875 | 0 | Commercial |  | Annual | [5 empty] | 12 | 0.96 |  |  |  | 0 | 0 | 1 | 0 | 0 | 0 | 0 | 0 | 0 | 0 | 0 | 0 | 2006 Qtr 1: 0; 2006 Qtr 2: 0; 2006 Qtr 3: 0; 2006 Qtr 4: 0; 2007 Qtr 1: 1; 2007 Qtr 2: 0; 2007 Qtr 3: 0; 2007 Qtr 4: 0; 2008 Qtr 1: 0; 2008 Qtr 2: 0; 2008 Qtr 3: 0; 2008 Qtr 4: 0 | 1
0 | 234179-Food Service - Ice Machine Air-Cooled 1001-1500 |  | 10 | Commercial | 01-ALC-AllCommercial-Refrig | 0 |  |  |  |  | 1821 | 1000 | 0 | 0 | 0 | 821 | 4106.25 |  | kWh | 0.46875 | 0 | Commercial |  | Annual | [5 empty] | 12 | 0.96 |  |  |  | 0 | 0 | 1 | 0 | 0 | 0 | 0 | 0 | 0 | 0 | 0 | 0 | 2006 Qtr 1: 0; 2006 Qtr 2: 0; 2006 Qtr 3: 0; 2006 Qtr 4: 0; 2007 Qtr 1: 1; 2007 Qtr 2: 0; 2007 Qtr 3: 0; 2007 Qtr 4: 0; 2008 Qtr 1: 0; 2008 Qtr 2: 0; 2008 Qtr 3: 0; 2008 Qtr 4: 0 | 1
0 | 234179-Food Service - Ice Machine Air-Cooled 1001-1500 |  | 7 | Commercial | 01-ALC-AllCommercial-Refrig | 0 |  |  |  |  | 1821 | 1000 | 0 | 0 | 0 | 821 | 4106.25 |  | kWh | 0.46875 | 0 | Commercial |  | Annual | [5 empty] | 12 | 0.96 |  |  |  | 0 | 0 | 1 | 0 | 0 | 0 | 0 | 0 | 0 | 0 | 0 | 0 | 2006 Qtr 1: 0; 2006 Qtr 2: 0; 2006 Qtr 3: 0; 2006 Qtr 4: 0; 2007 Qtr 1: 1; 2007 Qtr 2: 0; 2007 Qtr 3: 0; 2007 Qtr 4: 0; 2008 Qtr 1: 0; 2008 Qtr 2: 0; 2008 Qtr 3: 0; 2008 Qtr 4: 0 | 1
0 | 234126-Refrigeration - Efficient Evap Fan Motor Electronically Commutated Motor (ECM) | Averaged DEER Msrs | 7 | Commercial | 01-ALC-AllCommercial-Refrig | 0 |  |  |  |  | 6.7904 | 150 | 0 | 0 | 0 | -143.2096 | 116.369 |  | kWh | 0.015845 | -0.11528 | Commercial |  | Annual | [5 empty] | 15 | 0.96 |  |  |  | 0 | 0 | 4 | 0 | 0 | 0 | 0 | 0 | 0 | 0 | 0 | 0 | 2006 Qtr 1: 0; 2006 Qtr 2: 0; 2006 Qtr 3: 0; 2006 Qtr 4: 0; 2007 Qtr 1: 4; 2007 Qtr 2: 0; 2007 Qtr 3: 0; 2007 Qtr 4: 0; 2008 Qtr 1: 0; 2008 Qtr 2: 0; 2008 Qtr 3: 0; 2008 Qtr 4: 0 | 4
0 | 234126-Refrigeration - Efficient Evap Fan Motor Electronically Commutated Motor (ECM) | Averaged DEER Msrs | 7 | Commercial | 01-ALC-AllCommercial-Refrig | 0 |  |  |  |  | 6.7904 | 150 | 0 | 0 | 0 | -143.2096 | 116.369 |  | kWh | 0.015845 | -0.11528 | Commercial |  | Annual | [5 empty] | 15 | 0.96 |  |  |  | 0 | 0 | 2 | 0 | 0 | 0 | 0 | 0 | 0 | 0 | 0 | 0 | 2006 Qtr 1: 0; 2006 Qtr 2: 0; 2006 Qtr 3: 0; 2006 Qtr 4: 0; 2007 Qtr 1: 2; 2007 Qtr 2: 0; 2007 Qtr 3: 0; 2007 Qtr 4: 0; 2008 Qtr 1: 0; 2008 Qtr 2: 0; 2008 Qtr 3: 0; 2008 Qtr 4: 0 | 2
0 | 234330-Premium T8 with T12 40 Watt Baseline - Tr1 |  | 7 | Commercial | 01-ALC-AllCommercial-IntLight | 0 |  |  |  |  | 13.9589 | 13.1897 | 0 | 0 | 0 | 0.76922 | 38.5499 |  | kWh | 0.01239 | -0.063133 | Commercial |  | Annual | [5 empty] | 11 | 0.96 |  |  |  | 0 | 0 | 89.1606 | 0 | 0 | 0 | 0 | 0 | 0 | 0 | 0 | 0 | 2006 Qtr 1: 0; 2006 Qtr 2: 0; 2006 Qtr 3: 0; 2006 Qtr 4: 0; 2007 Qtr 1: 0; 2007 Qtr 2: 0; 2007 Qtr 3: 0; 2007 Qtr 4: 89.1606; 2008 Qtr 1: 0; 2008 Qtr 2: 0; 2008 Qtr 3: 0; 2008 Qtr 4: 0 | 89.1606
0 | 234303-Lighting-Remove 4 Ft Lamp (De-Lamp) - Tr1 | COFL00AVDEL01 | 7 | Commercial | 01-ALC-AllCommercial-IntLight | 0 |  |  |  |  | 28.2518 | 16.4871 | 0 | 0 | 0 | 11.7647 | 128.1864 |  | kWh | 0.0412 | -0.20993 | Commercial |  | Annual | [5 empty] | 11 | 0.96 |  |  |  | 0 | 0 | 89.1606 | 0 | 0 | 0 | 0 | 0 | 0 | 0 | 0 | 0 | 2006 Qtr 1: 0; 2006 Qtr 2: 0; 2006 Qtr 3: 0; 2006 Qtr 4: 0; 2007 Qtr 1: 0; 2007 Qtr 2: 0; 2007 Qtr 3: 0; 2007 Qtr 4: 89.1606; 2008 Qtr 1: 0; 2008 Qtr 2: 0; 2008 Qtr 3: 0; 2008 Qtr 4: 0 | 89.1606
0 | 234330-Premium T8 with T12 40 Watt Baseline - Tr1 |  | 7 | Commercial | 01-ALC-AllCommercial-IntLight | 0 |  |  |  |  | 13.9589 | 13.1897 | 0 | 0 | 0 | 0.76922 | 33.262 |  | kWh | 0.0095047 | -0.054473 | Commercial |  | Annual | [5 empty] | 11 | 0.96 |  |  |  | 0 | 0 | 167.4036 | 0 | 0 | 0 | 0 | 0 | 0 | 0 | 0 | 0 | 2006 Qtr 1: 0; 2006 Qtr 2: 0; 2006 Qtr 3: 0; 2006 Qtr 4: 0; 2007 Qtr 1: 0; 2007 Qtr 2: 0; 2007 Qtr 3: 0; 2007 Qtr 4: 167.4036; 2008 Qtr 1: 0; 2008 Qtr 2: 0; 2008 Qtr 3: 0; 2008 Qtr 4: 0 | 167.4036
0 | 234126-Refrigeration - Efficient Evap Fan Motor Electronically Commutated Motor (ECM) | Averaged DEER Msrs | 7 | Commercial | 01-ALC-AllCommercial-Refrig | 0 |  |  |  |  | 6.7904 | 150 | 0 | 0 | 0 | -143.2096 | 116.369 |  | kWh | 0.015845 | -0.11528 | Commercial |  | Annual | [5 empty] | 15 | 0.96 |  |  |  | 0 | 0 | 6 | 0 | 0 | 0 | 0 | 0 | 0 | 0 | 0 | 0 | 2006 Qtr 1: 0; 2006 Qtr 2: 0; 2006 Qtr 3: 0; 2006 Qtr 4: 0; 2007 Qtr 1: 0; 2007 Qtr 2: 0; 2007 Qtr 3: 0; 2007 Qtr 4: 6; 2008 Qtr 1: 0; 2008 Qtr 2: 0; 2008 Qtr 3: 0; 2008 Qtr 4: 0 | 6
0 | 234126-Refrigeration - Efficient Evap Fan Motor Electronically Commutated Motor (ECM) | Averaged DEER Msrs | 7 | Commercial | 01-ALC-AllCommercial-Refrig | 0 |  |  |  |  | 6.7904 | 150 | 0 | 0 | 0 | -143.2096 | 116.369 |  | kWh | 0.015845 | -0.11528 | Commercial |  | Annual | [5 empty] | 15 | 0.96 |  |  |  | 0 | 0 | 6 | 0 | 0 | 0 | 0 | 0 | 0 | 0 | 0 | 0 | 2006 Qtr 1: 0; 2006 Qtr 2: 0; 2006 Qtr 3: 0; 2006 Qtr 4: 0; 2007 Qtr 1: 6; 2007 Qtr 2: 0; 2007 Qtr 3: 0; 2007 Qtr 4: 0; 2008 Qtr 1: 0; 2008 Qtr 2: 0; 2008 Qtr 3: 0; 2008 Qtr 4: 0 | 6
0 | 234331-Premium T8 with T12 40 Watt Baseline - Tr2 |  | 7 | Commercial | 01-ALC-AllCommercial-IntLight | 0 |  |  |  |  | 13.9591 | 9.8923 | 0 | 0 | 0 | 4.0668 | 35.8564 |  | kWh | 0.010832 | -0.058721 | Commercial |  | Annual | [5 empty] | 11 | 0.96 |  |  |  | 0 | 0 | 29.1137 | 0 | 0 | 0 | 0 | 0 | 0 | 0 | 0 | 0 | 2006 Qtr 1: 0; 2006 Qtr 2: 0; 2006 Qtr 3: 0; 2006 Qtr 4: 0; 2007 Qtr 1: 0; 2007 Qtr 2: 0; 2007 Qtr 3: 29.1137; 2007 Qtr 4: 0; 2008 Qtr 1: 0; 2008 Qtr 2: 0; 2008 Qtr 3: 0; 2008 Qtr 4: 0 | 29.1137
0 | 234330-Premium T8 with T12 40 Watt Baseline - Tr1 |  | 7 | Commercial | 01-ALC-AllCommercial-IntLight | 0 |  |  |  |  | 13.9589 | 13.1897 | 0 | 0 | 0 | 0.76922 | 34.727 |  | kWh | 0.010491 | -0.056872 | Commercial |  | Annual | [5 empty] | 11 | 0.96 |  |  |  | 0 | 0 | 54.5881 | 0 | 0 | 0 | 0 | 0 | 0 | 0 | 0 | 0 | 2006 Qtr 1: 0; 2006 Qtr 2: 0; 2006 Qtr 3: 0; 2006 Qtr 4: 0; 2007 Qtr 1: 0; 2007 Qtr 2: 0; 2007 Qtr 3: 0; 2007 Qtr 4: 54.5881; 2008 Qtr 1: 0; 2008 Qtr 2: 0; 2008 Qtr 3: 0; 2008 Qtr 4: 0 | 54.5881
0 | 234331-Premium T8 with T12 40 Watt Baseline - Tr2 |  | 7 | Commercial | 01-ALC-AllCommercial-IntLight | 0 |  |  |  |  | 13.9591 | 9.8923 | 0 | 0 | 0 | 4.0668 | 35.8564 |  | kWh | 0.010832 | -0.058721 | Commercial |  | Annual | [5 empty] | 11 | 0.96 |  |  |  | 0 | 0 | 96.439 | 0 | 0 | 0 | 0 | 0 | 0 | 0 | 0 | 0 | 2006 Qtr 1: 0; 2006 Qtr 2: 0; 2006 Qtr 3: 0; 2006 Qtr 4: 0; 2007 Qtr 1: 0; 2007 Qtr 2: 0; 2007 Qtr 3: 0; 2007 Qtr 4: 96.439; 2008 Qtr 1: 0; 2008 Qtr 2: 0; 2008 Qtr 3: 0; 2008 Qtr 4: 0 | 96.439
0 | 234304-Lighting-Remove 4 Ft Lamp (De-Lamp) - Tr2 | COFL00AVDEL01 | 7 | Commercial | 01-ALC-AllCommercial-IntLight | 0 |  |  |  |  | 28.2538 | 12.3653 | 0 | 0 | 0 | 15.8885 | 115.4744 |  | kWh | 0.034885 | -0.18911 | Commercial |  | Annual | [5 empty] | 11 | 0.96 |  |  |  | 0 | 0 | 1.8196 | 0 | 0 | 0 | 0 | 0 | 0 | 0 | 0 | 0 | 2006 Qtr 1: 0; 2006 Qtr 2: 0; 2006 Qtr 3: 0; 2006 Qtr 4: 0; 2007 Qtr 1: 0; 2007 Qtr 2: 0; 2007 Qtr 3: 0; 2007 Qtr 4: 1.8196; 2008 Qtr 1: 0; 2008 Qtr 2: 0; 2008 Qtr 3: 0; 2008 Qtr 4: 0 | 1.8196
0 | 234331-Premium T8 with T12 40 Watt Baseline - Tr2 |  | 7 | Commercial | 01-ALC-AllCommercial-IntLight | 0 |  |  |  |  | 13.9591 | 9.8923 | 0 | 0 | 0 | 4.0668 | 35.8564 |  | kWh | 0.010832 | -0.058721 | Commercial |  | Annual | [5 empty] | 11 | 0.96 |  |  |  | 0 | 0 | 178.3212 | 0 | 0 | 0 | 0 | 0 | 0 | 0 | 0 | 0 | 2006 Qtr 1: 0; 2006 Qtr 2: 0; 2006 Qtr 3: 0; 2006 Qtr 4: 0; 2007 Qtr 1: 0; 2007 Qtr 2: 0; 2007 Qtr 3: 0; 2007 Qtr 4: 178.3212; 2008 Qtr 1: 0; 2008 Qtr 2: 0; 2008 Qtr 3: 0; 2008 Qtr 4: 0 | 178.3212
0 | 234331-Premium T8 with T12 40 Watt Baseline - Tr2 |  | 7 | Commercial | 01-ALC-AllCommercial-IntLight | 0 |  |  |  |  | 13.9591 | 9.8923 | 0 | 0 | 0 | 4.0668 | 31.1202 |  | kWh | 0.0096442 | -0.050965 | Commercial |  | Annual | [5 empty] | 11 | 0.96 |  |  |  | 0 | 0 | 9.098 | 0 | 0 | 0 | 0 | 0 | 0 | 0 | 0 | 0 | 2006 Qtr 1: 0; 2006 Qtr 2: 0; 2006 Qtr 3: 0; 2006 Qtr 4: 0; 2007 Qtr 1: 0; 2007 Qtr 2: 0; 2007 Qtr 3: 0; 2007 Qtr 4: 9.098; 2008 Qtr 1: 0; 2008 Qtr 2: 0; 2008 Qtr 3: 0; 2008 Qtr 4: 0 | 9.098
0 | 234208-Lighting-8 Ft T-8 with Elec Ballast-Tr2 |  | 7 | Commercial | 01-ALC-AllCommercial-IntLight | 0 |  |  |  |  | 35.7165 | 16.4871 | 0 | 0 | 0 | 19.2294 | 25.2392 |  | kWh | 0.0078217 | -0.041334 | Commercial |  | Annual | [5 empty] | 11 | 0.96 |  |  |  | 0 | 0 | 8.1882 | 0 | 0 | 0 | 0 | 0 | 0 | 0 | 0 | 0 | 2006 Qtr 1: 0; 2006 Qtr 2: 0; 2006 Qtr 3: 0; 2006 Qtr 4: 0; 2007 Qtr 1: 0; 2007 Qtr 2: 0; 2007 Qtr 3: 0; 2007 Qtr 4: 8.1882; 2008 Qtr 1: 0; 2008 Qtr 2: 0; 2008 Qtr 3: 0; 2008 Qtr 4: 0 | 8.1882
0 | 234304-Lighting-Remove 4 Ft Lamp (De-Lamp) - Tr2 | COFL00AVDEL01 | 7 | Commercial | 01-ALC-AllCommercial-IntLight | 0 |  |  |  |  | 28.2538 | 12.3653 | 0 | 0 | 0 | 15.8885 | 100.2216 |  | kWh | 0.031059 | -0.16413 | Commercial |  | Annual | [5 empty] | 11 | 0.96 |  |  |  | 0 | 0 | 12.7372 | 0 | 0 | 0 | 0 | 0 | 0 | 0 | 0 | 0 | 2006 Qtr 1: 0; 2006 Qtr 2: 0; 2006 Qtr 3: 0; 2006 Qtr 4: 0; 2007 Qtr 1: 0; 2007 Qtr 2: 0; 2007 Qtr 3: 0; 2007 Qtr 4: 12.7372; 2008 Qtr 1: 0; 2008 Qtr 2: 0; 2008 Qtr 3: 0; 2008 Qtr 4: 0 | 12.7372
0 | 234307-Lighting-Remove 8 Ft Lamp (De-Lamp) - Tr2 | CRTL00AVDEL02 | 7 | Commercial | 01-ALC-AllCommercial-IntLight | 0 |  |  |  |  | 28.4684 | 16.4871 | 0 | 0 | 0 | 11.9813 | 165.4025 |  | kWh | 0.051259 | -0.27088 | Commercial |  | Annual | [5 empty] | 11 | 0.96 |  |  |  | 0 | 0 | 8.1882 | 0 | 0 | 0 | 0 | 0 | 0 | 0 | 0 | 0 | 2006 Qtr 1: 0; 2006 Qtr 2: 0; 2006 Qtr 3: 0; 2006 Qtr 4: 0; 2007 Qtr 1: 0; 2007 Qtr 2: 0; 2007 Qtr 3: 0; 2007 Qtr 4: 8.1882; 2008 Qtr 1: 0; 2008 Qtr 2: 0; 2008 Qtr 3: 0; 2008 Qtr 4: 0 | 8.1882
0 | 234330-Premium T8 with T12 40 Watt Baseline - Tr1 |  | 7 | Commercial | 14-MLI-Manufacturing–LightIndustry-LIGHT | 0 |  |  |  |  | 13.9589 | 13.1897 | 0 | 0 | 0 | 0.76922 | 30.1346 |  | kWh | 0.0093123 | -0.038961 | Commercial |  | Annual | [5 empty] | 11 | 0.96 |  |  |  | 0 | 0 | 182.8702 | 0 | 0 | 0 | 0 | 0 | 0 | 0 | 0 | 0 | 2006 Qtr 1: 0; 2006 Qtr 2: 0; 2006 Qtr 3: 0; 2006 Qtr 4: 0; 2007 Qtr 1: 0; 2007 Qtr 2: 0; 2007 Qtr 3: 0; 2007 Qtr 4: 182.8702; 2008 Qtr 1: 0; 2008 Qtr 2: 0; 2008 Qtr 3: 0; 2008 Qtr 4: 0 | 182.8702
0 | 234303-Lighting-Remove 4 Ft Lamp (De-Lamp) - Tr1 | COFL00AVDEL01 | 7 | Commercial | 14-MLI-Manufacturing–LightIndustry-LIGHT | 0 |  |  |  |  | 28.2518 | 16.4871 | 0 | 0 | 0 | 11.7647 | 100.2037 |  | kWh | 0.030965 | -0.12955 | Commercial |  | Annual | [5 empty] | 11 | 0.96 |  |  |  | 0 | 0 | 127.3723 | 0 | 0 | 0 | 0 | 0 | 0 | 0 | 0 | 0 | 2006 Qtr 1: 0; 2006 Qtr 2: 0; 2006 Qtr 3: 0; 2006 Qtr 4: 0; 2007 Qtr 1: 0; 2007 Qtr 2: 0; 2007 Qtr 3: 0; 2007 Qtr 4: 127.3723; 2008 Qtr 1: 0; 2008 Qtr 2: 0; 2008 Qtr 3: 0; 2008 Qtr 4: 0 | 127.3723
0 | 234331-Premium T8 with T12 40 Watt Baseline - Tr2 |  | 7 | Commercial | 01-ALC-AllCommercial-IntLight | 0 |  |  |  |  | 13.9591 | 9.8923 | 0 | 0 | 0 | 4.0668 | 31.1202 |  | kWh | 0.0096442 | -0.050965 | Commercial |  | Annual | [5 empty] | 11 | 0.96 |  |  |  | 0 | 0 | 32.7529 | 0 | 0 | 0 | 0 | 0 | 0 | 0 | 0 | 0 | 2006 Qtr 1: 0; 2006 Qtr 2: 0; 2006 Qtr 3: 0; 2006 Qtr 4: 0; 2007 Qtr 1: 0; 2007 Qtr 2: 0; 2007 Qtr 3: 0; 2007 Qtr 4: 32.7529; 2008 Qtr 1: 0; 2008 Qtr 2: 0; 2008 Qtr 3: 0; 2008 Qtr 4: 0 | 32.7529
0 | 234331-Premium T8 with T12 40 Watt Baseline - Tr2 |  | 7 | Commercial | 01-ALC-AllCommercial-IntLight | 0 |  |  |  |  | 13.9591 | 9.8923 | 0 | 0 | 0 | 4.0668 | 35.8564 |  | kWh | 0.010832 | -0.058721 | Commercial |  | Annual | [5 empty] | 11 | 0.96 |  |  |  | 0 | 0 | 54.5881 | 0 | 0 | 0 | 0 | 0 | 0 | 0 | 0 | 0 | 2006 Qtr 1: 0; 2006 Qtr 2: 0; 2006 Qtr 3: 0; 2006 Qtr 4: 0; 2007 Qtr 1: 0; 2007 Qtr 2: 0; 2007 Qtr 3: 0; 2007 Qtr 4: 54.5881; 2008 Qtr 1: 0; 2008 Qtr 2: 0; 2008 Qtr 3: 0; 2008 Qtr 4: 0 | 54.5881
0 | 234304-Lighting-Remove 4 Ft Lamp (De-Lamp) - Tr2 | COFL00AVDEL01 | 7 | Commercial | 01-ALC-AllCommercial-IntLight | 0 |  |  |  |  | 28.2538 | 12.3653 | 0 | 0 | 0 | 15.8885 | 115.4744 |  | kWh | 0.034885 | -0.18911 | Commercial |  | Annual | [5 empty] | 11 | 0.96 |  |  |  | 0 | 0 | 30.9333 | 0 | 0 | 0 | 0 | 0 | 0 | 0 | 0 | 0 | 2006 Qtr 1: 0; 2006 Qtr 2: 0; 2006 Qtr 3: 0; 2006 Qtr 4: 0; 2007 Qtr 1: 0; 2007 Qtr 2: 0; 2007 Qtr 3: 0; 2007 Qtr 4: 30.9333; 2008 Qtr 1: 0; 2008 Qtr 2: 0; 2008 Qtr 3: 0; 2008 Qtr 4: 0 | 30.9333
0 | 234307-Lighting-Remove 8 Ft Lamp (De-Lamp) - Tr2 | CRTL00AVDEL02 | 7 | Commercial | 01-ALC-AllCommercial-IntLight | 0 |  |  |  |  | 28.4684 | 16.4871 | 0 | 0 | 0 | 11.9813 | 190.5751 |  | kWh | 0.057573 | -0.3121 | Commercial |  | Annual | [5 empty] | 11 | 0.96 |  |  |  | 0 | 0 | 6.3686 | 0 | 0 | 0 | 0 | 0 | 0 | 0 | 0 | 0 | 2006 Qtr 1: 0; 2006 Qtr 2: 0; 2006 Qtr 3: 0; 2006 Qtr 4: 0; 2007 Qtr 1: 0; 2007 Qtr 2: 0; 2007 Qtr 3: 0; 2007 Qtr 4: 6.3686; 2008 Qtr 1: 0; 2008 Qtr 2: 0; 2008 Qtr 3: 0; 2008 Qtr 4: 0 | 6.3686
0 | 234049-Lighting-LED Exit Sign New Sign | CALC00AVETS01 | 7 | Commercial | 02-ASM-Assembly-Exit | 0 |  |  |  |  | 65.3696 | 45 | 0 | 0 | 0 | 20.3696 | 351.311 |  | kWh | 0 | 0 | Commercial |  | Annual | [5 empty] | 16 | 0.96 |  |  |  | 0 | 0 | 1 | 0 | 0 | 0 | 0 | 0 | 0 | 0 | 0 | 0 | 2006 Qtr 1: 0; 2006 Qtr 2: 0; 2006 Qtr 3: 0; 2006 Qtr 4: 0; 2007 Qtr 1: 0; 2007 Qtr 2: 0; 2007 Qtr 3: 0; 2007 Qtr 4: 1; 2008 Qtr 1: 0; 2008 Qtr 2: 0; 2008 Qtr 3: 0; 2008 Qtr 4: 0 | 1
0 | 234331-Premium T8 with T12 40 Watt Baseline - Tr2 |  | 7 | Commercial | 14-MLI-Manufacturing–LightIndustry-LIGHT | 0 |  |  |  |  | 13.9591 | 9.8923 | 0 | 0 | 0 | 4.0668 | 31.1146 |  | kWh | 0.0096152 | -0.040228 | Commercial |  | Annual | [5 empty] | 11 | 0.96 |  |  |  | 0 | 0 | 262.023 | 0 | 0 | 0 | 0 | 0 | 0 | 0 | 0 | 0 | 2006 Qtr 1: 0; 2006 Qtr 2: 0; 2006 Qtr 3: 0; 2006 Qtr 4: 0; 2007 Qtr 1: 0; 2007 Qtr 2: 0; 2007 Qtr 3: 0; 2007 Qtr 4: 262.023; 2008 Qtr 1: 0; 2008 Qtr 2: 0; 2008 Qtr 3: 0; 2008 Qtr 4: 0 | 262.023
0 | 234330-Premium T8 with T12 40 Watt Baseline - Tr1 |  | 7 | Commercial | 01-ALC-AllCommercial-IntLight | 0 |  |  |  |  | 13.9589 | 13.1897 | 0 | 0 | 0 | 0.76922 | 30.14 |  | kWh | 0.0093405 | -0.04936 | Commercial |  | Annual | [5 empty] | 11 | 0.96 |  |  |  | 0 | 0 | 61.8665 | 0 | 0 | 0 | 0 | 0 | 0 | 0 | 0 | 0 | 2006 Qtr 1: 0; 2006 Qtr 2: 0; 2006 Qtr 3: 0; 2006 Qtr 4: 0; 2007 Qtr 1: 0; 2007 Qtr 2: 0; 2007 Qtr 3: 0; 2007 Qtr 4: 61.8665; 2008 Qtr 1: 0; 2008 Qtr 2: 0; 2008 Qtr 3: 0; 2008 Qtr 4: 0 | 61.8665
0 | 234330-Premium T8 with T12 40 Watt Baseline - Tr1 |  | 7 | Commercial | 01-ALC-AllCommercial-IntLight | 0 |  |  |  |  | 13.9589 | 13.1897 | 0 | 0 | 0 | 0.76922 | 65.4159 |  | kWh | 0.012906 | -0.10713 | Commercial |  | Annual | [5 empty] | 11 | 0.96 |  |  |  | 0 | 0 | 32.7529 | 0 | 0 | 0 | 0 | 0 | 0 | 0 | 0 | 0 | 2006 Qtr 1: 0; 2006 Qtr 2: 0; 2006 Qtr 3: 0; 2006 Qtr 4: 0; 2007 Qtr 1: 0; 2007 Qtr 2: 0; 2007 Qtr 3: 0; 2007 Qtr 4: 32.7529; 2008 Qtr 1: 0; 2008 Qtr 2: 0; 2008 Qtr 3: 0; 2008 Qtr 4: 0 | 32.7529
0 | 234330-Premium T8 with T12 40 Watt Baseline - Tr1 |  | 7 | Commercial | 01-ALC-AllCommercial-IntLight | 0 |  |  |  |  | 13.9589 | 13.1897 | 0 | 0 | 0 | 0.76922 | 34.727 |  | kWh | 0.010491 | -0.056872 | Commercial |  | Annual | [5 empty] | 11 | 0.96 |  |  |  | 0 | 0 | 141.9291 | 0 | 0 | 0 | 0 | 0 | 0 | 0 | 0 | 0 | 2006 Qtr 1: 0; 2006 Qtr 2: 0; 2006 Qtr 3: 0; 2006 Qtr 4: 0; 2007 Qtr 1: 0; 2007 Qtr 2: 0; 2007 Qtr 3: 141.9291; 2007 Qtr 4: 0; 2008 Qtr 1: 0; 2008 Qtr 2: 0; 2008 Qtr 3: 0; 2008 Qtr 4: 0 | 141.9291
0 | 234003-A/C - Reflective Window Film Inland |  | 10 | Commercial | 01-ALC-AllCommercial-Cooling | 0 |  |  |  |  | 3.12 | 2 | 0 | 0 | 0 | 1.12 | 15.27 |  | kWh | 0.0023 | 0 | Commercial |  | Annual | [5 empty] | 10 | 0.96 |  |  |  | 0 | 0 | 201 | 0 | 0 | 0 | 0 | 0 | 0 | 0 | 0 | 0 | 2006 Qtr 1: 0; 2006 Qtr 2: 0; 2006 Qtr 3: 0; 2006 Qtr 4: 0; 2007 Qtr 1: 201; 2007 Qtr 2: 0; 2007 Qtr 3: 0; 2007 Qtr 4: 0; 2008 Qtr 1: 0; 2008 Qtr 2: 0; 2008 Qtr 3: 0; 2008 Qtr 4: 0 | 201
0 | 234003-A/C - Reflective Window Film Inland |  | 10 | Commercial | 01-ALC-AllCommercial-Cooling | 0 |  |  |  |  | 3.12 | 2 | 0 | 0 | 0 | 1.12 | 15.27 |  | kWh | 0.0023 | 0 | Commercial |  | Annual | [5 empty] | 10 | 0.96 |  |  |  | 0 | 0 | 201 | 0 | 0 | 0 | 0 | 0 | 0 | 0 | 0 | 0 | 2006 Qtr 1: 0; 2006 Qtr 2: 0; 2006 Qtr 3: 0; 2006 Qtr 4: 0; 2007 Qtr 1: 201; 2007 Qtr 2: 0; 2007 Qtr 3: 0; 2007 Qtr 4: 0; 2008 Qtr 1: 0; 2008 Qtr 2: 0; 2008 Qtr 3: 0; 2008 Qtr 4: 0 | 201
0 | 234003-A/C - Reflective Window Film Inland |  | 10 | Commercial | 01-ALC-AllCommercial-Cooling | 0 |  |  |  |  | 3.12 | 2 | 0 | 0 | 0 | 1.12 | 15.27 |  | kWh | 0.0023 | 0 | Commercial |  | Annual | [5 empty] | 10 | 0.96 |  |  |  | 0 | 0 | 200 | 0 | 0 | 0 | 0 | 0 | 0 | 0 | 0 | 0 | 2006 Qtr 1: 0; 2006 Qtr 2: 0; 2006 Qtr 3: 0; 2006 Qtr 4: 0; 2007 Qtr 1: 200; 2007 Qtr 2: 0; 2007 Qtr 3: 0; 2007 Qtr 4: 0; 2008 Qtr 1: 0; 2008 Qtr 2: 0; 2008 Qtr 3: 0; 2008 Qtr 4: 0 | 200
0 | 234331-Premium T8 with T12 40 Watt Baseline - Tr2 |  | 10 | Commercial | 01-ALC-AllCommercial-IntLight | 0 |  |  |  |  | 13.9591 | 9.8923 | 0 | 0 | 0 | 4.0668 | 35.8564 |  | kWh | 0.010832 | -0.058721 | Commercial |  | Annual | [5 empty] | 11 | 0.96 |  |  |  | 0 | 0 | 18.196 | 0 | 0 | 0 | 0 | 0 | 0 | 0 | 0 | 0 | 2006 Qtr 1: 0; 2006 Qtr 2: 0; 2006 Qtr 3: 0; 2006 Qtr 4: 0; 2007 Qtr 1: 0; 2007 Qtr 2: 0; 2007 Qtr 3: 0; 2007 Qtr 4: 18.196; 2008 Qtr 1: 0; 2008 Qtr 2: 0; 2008 Qtr 3: 0; 2008 Qtr 4: 0 | 18.196
0 | 234304-Lighting-Remove 4 Ft Lamp (De-Lamp) - Tr2 | COFL00AVDEL01 | 10 | Commercial | 01-ALC-AllCommercial-IntLight | 0 |  |  |  |  | 28.2538 | 12.3653 | 0 | 0 | 0 | 15.8885 | 115.4744 |  | kWh | 0.034885 | -0.18911 | Commercial |  | Annual | [5 empty] | 11 | 0.96 |  |  |  | 0 | 0 | 7.2784 | 0 | 0 | 0 | 0 | 0 | 0 | 0 | 0 | 0 | 2006 Qtr 1: 0; 2006 Qtr 2: 0; 2006 Qtr 3: 0; 2006 Qtr 4: 0; 2007 Qtr 1: 0; 2007 Qtr 2: 0; 2007 Qtr 3: 0; 2007 Qtr 4: 7.2784; 2008 Qtr 1: 0; 2008 Qtr 2: 0; 2008 Qtr 3: 0; 2008 Qtr 4: 0 | 7.2784
0 | 234330-Premium T8 with T12 40 Watt Baseline - Tr1 |  | 10 | Commercial | 01-ALC-AllCommercial-IntLight | 0 |  |  |  |  | 13.9589 | 13.1897 | 0 | 0 | 0 | 0.76922 | 40.547 |  | kWh | 0.0073476 | -0.066403 | Commercial |  | Annual | [5 empty] | 11 | 0.96 |  |  |  | 0 | 0 | 38.2117 | 0 | 0 | 0 | 0 | 0 | 0 | 0 | 0 | 0 | 2006 Qtr 1: 0; 2006 Qtr 2: 0; 2006 Qtr 3: 0; 2006 Qtr 4: 0; 2007 Qtr 1: 0; 2007 Qtr 2: 0; 2007 Qtr 3: 0; 2007 Qtr 4: 38.2117; 2008 Qtr 1: 0; 2008 Qtr 2: 0; 2008 Qtr 3: 0; 2008 Qtr 4: 0 | 38.2117
0 | 234303-Lighting-Remove 4 Ft Lamp (De-Lamp) - Tr1 | COFL00AVDEL01 | 10 | Commercial | 01-ALC-AllCommercial-IntLight | 0 |  |  |  |  | 28.2518 | 16.4871 | 0 | 0 | 0 | 11.7647 | 134.827 |  | kWh | 0.024432 | -0.2208 | Commercial |  | Annual | [5 empty] | 11 | 0.96 |  |  |  | 0 | 0 | 32.7529 | 0 | 0 | 0 | 0 | 0 | 0 | 0 | 0 | 0 | 2006 Qtr 1: 0; 2006 Qtr 2: 0; 2006 Qtr 3: 0; 2006 Qtr 4: 0; 2007 Qtr 1: 0; 2007 Qtr 2: 0; 2007 Qtr 3: 0; 2007 Qtr 4: 32.7529; 2008 Qtr 1: 0; 2008 Qtr 2: 0; 2008 Qtr 3: 0; 2008 Qtr 4: 0 | 32.7529
0 | 234303-Lighting-Remove 4 Ft Lamp (De-Lamp) - Tr1 | COFL00AVDEL01 | 7 | Commercial | 14-MLI-Manufacturing–LightIndustry-LIGHT | 0 |  |  |  |  | 28.2518 | 16.4871 | 0 | 0 | 0 | 11.7647 | 100.2037 |  | kWh | 0.030965 | -0.12955 | Commercial |  | Annual | [5 empty] | 11 | 0.96 |  |  |  | 0 | 0 | 27.2941 | 0 | 0 | 0 | 0 | 0 | 0 | 0 | 0 | 0 | 2006 Qtr 1: 0; 2006 Qtr 2: 0; 2006 Qtr 3: 0; 2006 Qtr 4: 0; 2007 Qtr 1: 27.2941; 2007 Qtr 2: 0; 2007 Qtr 3: 0; 2007 Qtr 4: 0; 2008 Qtr 1: 0; 2008 Qtr 2: 0; 2008 Qtr 3: 0; 2008 Qtr 4: 0 | 27.2941
0 | 234330-Premium T8 with T12 40 Watt Baseline - Tr1 |  | 7 | Commercial | 14-MLI-Manufacturing–LightIndustry-LIGHT | 0 |  |  |  |  | 13.9589 | 13.1897 | 0 | 0 | 0 | 0.76922 | 30.1346 |  | kWh | 0.0093123 | -0.038961 | Commercial |  | Annual | [5 empty] | 11 | 0.96 |  |  |  | 0 | 0 | 40.9411 | 0 | 0 | 0 | 0 | 0 | 0 | 0 | 0 | 0 | 2006 Qtr 1: 0; 2006 Qtr 2: 0; 2006 Qtr 3: 0; 2006 Qtr 4: 0; 2007 Qtr 1: 40.9411; 2007 Qtr 2: 0; 2007 Qtr 3: 0; 2007 Qtr 4: 0; 2008 Qtr 1: 0; 2008 Qtr 2: 0; 2008 Qtr 3: 0; 2008 Qtr 4: 0 | 40.9411
0 | 234330-Premium T8 with T12 40 Watt Baseline - Tr1 |  | 7 | Commercial | 01-ALC-AllCommercial-IntLight | 0 |  |  |  |  | 13.9589 | 13.1897 | 0 | 0 | 0 | 0.76922 | 30.14 |  | kWh | 0.0093405 | -0.04936 | Commercial |  | Annual | [5 empty] | 11 | 0.96 |  |  |  | 0 | 0 | 43.6705 | 0 | 0 | 0 | 0 | 0 | 0 | 0 | 0 | 0 | 2006 Qtr 1: 0; 2006 Qtr 2: 0; 2006 Qtr 3: 0; 2006 Qtr 4: 0; 2007 Qtr 1: 0; 2007 Qtr 2: 0; 2007 Qtr 3: 0; 2007 Qtr 4: 43.6705; 2008 Qtr 1: 0; 2008 Qtr 2: 0; 2008 Qtr 3: 0; 2008 Qtr 4: 0 | 43.6705
0 | 234303-Lighting-Remove 4 Ft Lamp (De-Lamp) - Tr1 | COFL00AVDEL01 | 7 | Commercial | 01-ALC-AllCommercial-IntLight | 0 |  |  |  |  | 28.2518 | 16.4871 | 0 | 0 | 0 | 11.7647 | 100.2216 |  | kWh | 0.031059 | -0.16413 | Commercial |  | Annual | [5 empty] | 11 | 0.96 |  |  |  | 0 | 0 | 43.6705 | 0 | 0 | 0 | 0 | 0 | 0 | 0 | 0 | 0 | 2006 Qtr 1: 0; 2006 Qtr 2: 0; 2006 Qtr 3: 0; 2006 Qtr 4: 0; 2007 Qtr 1: 0; 2007 Qtr 2: 0; 2007 Qtr 3: 0; 2007 Qtr 4: 43.6705; 2008 Qtr 1: 0; 2008 Qtr 2: 0; 2008 Qtr 3: 0; 2008 Qtr 4: 0 | 43.6705
0 | 234330-Premium T8 with T12 40 Watt Baseline - Tr1 |  | 7 | Commercial | 01-ALC-AllCommercial-IntLight | 0 |  |  |  |  | 13.9589 | 13.1897 | 0 | 0 | 0 | 0.76922 | 16.7728 |  | kWh | 0.0038804 | -0.027468 | Commercial |  | Annual | [5 empty] | 11 | 0.96 |  |  |  | 0 | 0 | 50.9489 | 0 | 0 | 0 | 0 | 0 | 0 | 0 | 0 | 0 | 2006 Qtr 1: 0; 2006 Qtr 2: 0; 2006 Qtr 3: 0; 2006 Qtr 4: 0; 2007 Qtr 1: 0; 2007 Qtr 2: 0; 2007 Qtr 3: 0; 2007 Qtr 4: 50.9489; 2008 Qtr 1: 0; 2008 Qtr 2: 0; 2008 Qtr 3: 0; 2008 Qtr 4: 0 | 50.9489
0 | 234303-Lighting-Remove 4 Ft Lamp (De-Lamp) - Tr1 | COFL00AVDEL01 | 7 | Commercial | 01-ALC-AllCommercial-IntLight | 0 |  |  |  |  | 28.2518 | 16.4871 | 0 | 0 | 0 | 11.7647 | 55.7729 |  | kWh | 0.012903 | -0.091338 | Commercial |  | Annual | [5 empty] | 11 | 0.96 |  |  |  | 0 | 0 | 50.9489 | 0 | 0 | 0 | 0 | 0 | 0 | 0 | 0 | 0 | 2006 Qtr 1: 0; 2006 Qtr 2: 0; 2006 Qtr 3: 0; 2006 Qtr 4: 0; 2007 Qtr 1: 0; 2007 Qtr 2: 0; 2007 Qtr 3: 0; 2007 Qtr 4: 50.9489; 2008 Qtr 1: 0; 2008 Qtr 2: 0; 2008 Qtr 3: 0; 2008 Qtr 4: 0 | 50.9489
0 | 234330-Premium T8 with T12 40 Watt Baseline - Tr1 |  | 7 | Commercial | 01-ALC-AllCommercial-IntLight | 0 |  |  |  |  | 13.9589 | 13.1897 | 0 | 0 | 0 | 0.76922 | 16.7728 |  | kWh | 0.0038804 | -0.027468 | Commercial |  | Annual | [5 empty] | 11 | 0.96 |  |  |  | 0 | 0 | 185.5996 | 0 | 0 | 0 | 0 | 0 | 0 | 0 | 0 | 0 | 2006 Qtr 1: 0; 2006 Qtr 2: 0; 2006 Qtr 3: 0; 2006 Qtr 4: 0; 2007 Qtr 1: 185.5996; 2007 Qtr 2: 0; 2007 Qtr 3: 0; 2007 Qtr 4: 0; 2008 Qtr 1: 0; 2008 Qtr 2: 0; 2008 Qtr 3: 0; 2008 Qtr 4: 0 | 185.5996
0 | 234303-Lighting-Remove 4 Ft Lamp (De-Lamp) - Tr1 | COFL00AVDEL01 | 7 | Commercial | 01-ALC-AllCommercial-IntLight | 0 |  |  |  |  | 28.2518 | 16.4871 | 0 | 0 | 0 | 11.7647 | 55.7729 |  | kWh | 0.012903 | -0.091338 | Commercial |  | Annual | [5 empty] | 11 | 0.96 |  |  |  | 0 | 0 | 185.5996 | 0 | 0 | 0 | 0 | 0 | 0 | 0 | 0 | 0 | 2006 Qtr 1: 0; 2006 Qtr 2: 0; 2006 Qtr 3: 0; 2006 Qtr 4: 0; 2007 Qtr 1: 185.5996; 2007 Qtr 2: 0; 2007 Qtr 3: 0; 2007 Qtr 4: 0; 2008 Qtr 1: 0; 2008 Qtr 2: 0; 2008 Qtr 3: 0; 2008 Qtr 4: 0 | 185.5996
0 | 234049-Lighting-LED Exit Sign New Sign | CALC00AVETS01 | 7 | Commercial | 02-ASM-Assembly-Exit | 0 |  |  |  |  | 65.3696 | 45 | 0 | 0 | 0 | 20.3696 | 351.311 |  | kWh | 0 | 0 | Commercial |  | Annual | [5 empty] | 16 | 0.96 |  |  |  | 0 | 0 | 13 | 0 | 0 | 0 | 0 | 0 | 0 | 0 | 0 | 0 | 2006 Qtr 1: 0; 2006 Qtr 2: 0; 2006 Qtr 3: 0; 2006 Qtr 4: 0; 2007 Qtr 1: 13; 2007 Qtr 2: 0; 2007 Qtr 3: 0; 2007 Qtr 4: 0; 2008 Qtr 1: 0; 2008 Qtr 2: 0; 2008 Qtr 3: 0; 2008 Qtr 4: 0 | 13
0 | 234330-Premium T8 with T12 40 Watt Baseline - Tr1 |  | 7 | Commercial | 01-ALC-AllCommercial-IntLight | 0 |  |  |  |  | 13.9589 | 13.1897 | 0 | 0 | 0 | 0.76922 | 40.547 |  | kWh | 0.0073476 | -0.066403 | Commercial |  | Annual | [5 empty] | 11 | 0.96 |  |  |  | 0 | 0 | 25.4745 | 0 | 0 | 0 | 0 | 0 | 0 | 0 | 0 | 0 | 2006 Qtr 1: 0; 2006 Qtr 2: 0; 2006 Qtr 3: 0; 2006 Qtr 4: 0; 2007 Qtr 1: 25.4745; 2007 Qtr 2: 0; 2007 Qtr 3: 0; 2007 Qtr 4: 0; 2008 Qtr 1: 0; 2008 Qtr 2: 0; 2008 Qtr 3: 0; 2008 Qtr 4: 0 | 25.4745
0 | 234303-Lighting-Remove 4 Ft Lamp (De-Lamp) - Tr1 | COFL00AVDEL01 | 7 | Commercial | 01-ALC-AllCommercial-IntLight | 0 |  |  |  |  | 28.2518 | 16.4871 | 0 | 0 | 0 | 11.7647 | 134.827 |  | kWh | 0.024432 | -0.2208 | Commercial |  | Annual | [5 empty] | 11 | 0.96 |  |  |  | 0 | 0 | 25.4745 | 0 | 0 | 0 | 0 | 0 | 0 | 0 | 0 | 0 | 2006 Qtr 1: 0; 2006 Qtr 2: 0; 2006 Qtr 3: 0; 2006 Qtr 4: 0; 2007 Qtr 1: 25.4745; 2007 Qtr 2: 0; 2007 Qtr 3: 0; 2007 Qtr 4: 0; 2008 Qtr 1: 0; 2008 Qtr 2: 0; 2008 Qtr 3: 0; 2008 Qtr 4: 0 | 25.4745
0 | 234049-Lighting-LED Exit Sign New Sign | CALC00AVETS01 | 7 | Commercial | 02-ASM-Assembly-Exit | 0 |  |  |  |  | 65.3696 | 45 | 0 | 0 | 0 | 20.3696 | 351.311 |  | kWh | 0 | 0 | Commercial |  | Annual | [5 empty] | 16 | 0.96 |  |  |  | 0 | 0 | 2 | 0 | 0 | 0 | 0 | 0 | 0 | 0 | 0 | 0 | 2006 Qtr 1: 0; 2006 Qtr 2: 0; 2006 Qtr 3: 0; 2006 Qtr 4: 0; 2007 Qtr 1: 2; 2007 Qtr 2: 0; 2007 Qtr 3: 0; 2007 Qtr 4: 0; 2008 Qtr 1: 0; 2008 Qtr 2: 0; 2008 Qtr 3: 0; 2008 Qtr 4: 0 | 2
0 | 234330-Premium T8 with T12 40 Watt Baseline - Tr1 |  | 7 | Commercial | 01-ALC-AllCommercial-IntLight | 0 |  |  |  |  | 13.9589 | 13.1897 | 0 | 0 | 0 | 0.76922 | 16.7728 |  | kWh | 0.0038804 | -0.027468 | Commercial |  | Annual | [5 empty] | 11 | 0.96 |  |  |  | 0 | 0 | 41.8509 | 0 | 0 | 0 | 0 | 0 | 0 | 0 | 0 | 0 | 2006 Qtr 1: 0; 2006 Qtr 2: 0; 2006 Qtr 3: 0; 2006 Qtr 4: 0; 2007 Qtr 1: 41.8509; 2007 Qtr 2: 0; 2007 Qtr 3: 0; 2007 Qtr 4: 0; 2008 Qtr 1: 0; 2008 Qtr 2: 0; 2008 Qtr 3: 0; 2008 Qtr 4: 0 | 41.8509
0 | 234303-Lighting-Remove 4 Ft Lamp (De-Lamp) - Tr1 | COFL00AVDEL01 | 7 | Commercial | 01-ALC-AllCommercial-IntLight | 0 |  |  |  |  | 28.2518 | 16.4871 | 0 | 0 | 0 | 11.7647 | 55.7729 |  | kWh | 0.012903 | -0.091338 | Commercial |  | Annual | [5 empty] | 11 | 0.96 |  |  |  | 0 | 0 | 41.8509 | 0 | 0 | 0 | 0 | 0 | 0 | 0 | 0 | 0 | 2006 Qtr 1: 0; 2006 Qtr 2: 0; 2006 Qtr 3: 0; 2006 Qtr 4: 0; 2007 Qtr 1: 41.8509; 2007 Qtr 2: 0; 2007 Qtr 3: 0; 2007 Qtr 4: 0; 2008 Qtr 1: 0; 2008 Qtr 2: 0; 2008 Qtr 3: 0; 2008 Qtr 4: 0 | 41.8509
Do NOT enter program data in this row or below. The Spreadsheet will not evaluate any such data. | bar: 2009 Qtr 1; 2011 Qtr 2 to 2011 Qtr 4; 2013 Qtr 2 to 2013 Qtr 4; 2015 Qtr 2 to 2015 Qtr 4
Lists of Dimensions and their Labels
|  |  | Climate Zones | Sectors | End Use Validation List |  | Measure Types for Measure Life | Measure Types for NTGR | Gas Sector | Gas Savings Profile | Combustor Type
|  |  | 7 | Residential | 01-ALC-AllCommercial-Cooling |  | NONRESIDENTIAL MEASURES: |  | Residential | Summer Only | Large Boilers (>100 MMBtu/hr Heat Input):Uncontrolled
|  |  | 10 | Commercial | 01-ALC-AllCommercial-ExtLight |  | **************************************************************** | Appliance early retirement and replacement 0.80 | Commercial | Winter Only | Large Boilers (>100 MMBtu/hr Heat Input):Controlled Low NOx Burner
|  |  | 14 | Industrial | 01-ALC-AllCommercial-IntLight |  | Ballast – Dimmable: NR - 11 | California Home Energy Efficiency Rating System (CHEERS) | Core | Annual | Large Boilers (>100 MMBtu/hr Heat Input):Controlled – Flue Gas Recirculation
|  |  | 15 | Agricultural | 01-ALC-AllCommercial-OffEquip |  | Ballast – Electronic: NR - 11 | Residential Audits 0.72 |  |  | Small Boilers (<100 MMBtu/hr Heat Input):Uncontrolled
|  |  | System | Not Used | 01-ALC-AllCommercial-Refrig |  | Fluorescent Fixture – T8: C/I/A - 11 | Refrigerator Recycling 0.35 |  |  | Small Boilers (<100 MMBtu/hr Heat Input):Controlled Low NOx Burner
|  |  |  | Not Used | 01-ALC-AllCommercial-Vent/Fan |  | Fixture: T8 Lamp & Electronic Ballast: C/I/A - 11 | Freezer Recycling 0.54 |  |  | Small Boilers (<100 MMBtu/hr Heat Input):Controlled – Flue Gas Recirculation
|  |  |  | Not Used | 02-ASM-Assembly-Cooling |  | T8 Fixtures – 17 Watt Lamp, 2ft or 32-watt Lamp, 4ft 11 | Residential Contractor Program 0.89 |  |  | Residential Furnaces (<0.3):Uncontrolled
[5 empty] | 02-ASM-Assembly-Exit |  | T8 Lamps: C/I/A - 5 | Emerging Technologies 0.83
[5 empty] | 02-ASM-Assembly-ExtLight |  | High Efficiency Lighting (HID): NR - 16 | All other residential programs 0.80
[5 empty] | 02-ASM-Assembly-IntLight |  | High Output T5 Fixture: NR - 16 |  | Electric Rate | Gas Rate
[5 empty] | 03-BCR-BothResidentialandCommercial-COOL |  | Indoor or Outdoor Lighting System Modification: NR - 13.5 | Advanced water heating systems 1.00 | Residential | 0
[5 empty] | 03-BCR-BothResidentialandCommercial-LIT_INT |  | Lighting Controls: NR - 16 | Agricultural and Dairy Incentives 0.75 | Commercial | Residential
[5 empty] | 03-BCR-BothResidentialandCommercial-OFF_EQ |  | Daylighting Controls; NR - 16 | Coin Laundry and Dry Cleaner Education 0.70 | Not Used | Not Used
[5 empty] | 03-BCR-BothResidentialandCommercial-LIT_EXT |  | Lighting Power Density: NR - 11 | Commercial and agricultural information, tools, or design assistance services | Not Used
[5 empty] | 03-BCR-BothResidentialandCommercial-REFG |  | Exit Sign – CF Hardware Kit/LED/ Electro-Luminescent: NR - 16 | Comprehensive Space Conditioning 1.00 | Not Used
[5 empty] | 03-BCR-BothResidentialandCommercial-VENT |  | Occupancy Sensor: NR - 8 | Lodging Education 0.70
[5 empty] | 04-DMO-ResidentialMobileHome–DoubleWide-CL_DRY |  | Photocell: NR - 8 | Express Efficiency (rebates) 0.96
[5 empty] | 04-DMO-ResidentialMobileHome–DoubleWide-CL_WASH |  | Time Clock – Lighting: NR - 8 | Energy Management Services, including audits (for small and medium customers)
[5 empty] | 04-DMO-ResidentialMobileHome–DoubleWide-DSH_WASH |  | Induction Lamps: NR - 2 | Food Services Equipment Retrofit 1.00
[5 empty] | 04-DMO-ResidentialMobileHome–DoubleWide-FREEZ |  | Induction Fixture: NR - 16 | Industrial Information and Services 0.74
[5 empty] | 04-DMO-ResidentialMobileHome–DoubleWide-LIGHT |  | Delamp/reflectors: C/I - 11 | Large Standard Performance Contract 0.70
[5 empty] | 04-DMO-ResidentialMobileHome–DoubleWide-POOL_PMP |  | Optical Reflectors- new construction: Ind, NRNC - 12 | All other nonresidential programs 0.80
[5 empty] | 04-DMO-ResidentialMobileHome–DoubleWide-REFG |  | Optical Reflectors- retrofit: NR - 10 | New Construction
[5 empty] | 04-DMO-ResidentialMobileHome–DoubleWide-SP_COOL |  | HID fixture: Interior, >= 176 Watts lamp: Ind - 16 | Industrial and Agricultural Process 0.94
[5 empty] | 04-DMO-ResidentialMobileHome–DoubleWide-SP_HEAT |  | HID fixture: Interior, 251-400 Watt lamp: Com - 16 | Industrial new construction incentives 0.62
[5 empty] | 04-DMO-ResidentialMobileHome–DoubleWide-WAT_HEAT |  | CFL Fixture: Pin based CFL fixture: Com - 12.0 | Savings by Design 0.82
[5 empty] | 05-ECC-Education–CommunityCollege-COOL |  | Screw-in CFL: Education - Primary School: NR - 5.6 | All other new construction programs 0.80
[5 empty] | 05-ECC-Education–CommunityCollege-LIT_INT |  | Screw-in CFL: Education - Secondary School: NR - 3.5 | Large Standard Performance Contract 0.7011
[5 empty] | 05-ECC-Education–CommunityCollege-OFF_EQ |  | Screw-in CFL: Education - Community College: NR - 2.1 | Savings by Design 0.8212
[5 empty] | 05-ECC-Education–CommunityCollege-LIT_EXT |  | Screw-in CFL: Education - University: NR - 2.6 | Codes and Standards
[5 empty] | 05-ECC-Education–CommunityCollege-REFG |  | Screw-in CFL: Grocery: NR - 1.4
[5 empty] | 05-ECC-Education–CommunityCollege-VENT |  | Screw-in CFL: Health/Medical - Hospital: NR - 0.9
[5 empty] | 06-EPR-Education–PrimarySchool-COOL |  | Screw-in CFL: Health/Medical - Nursing Home: NR - 0.9
[5 empty] | 06-EPR-Education–PrimarySchool-LIT_INT |  | Screw-in CFL: Lodging - Hotel: NR - 0.9
[5 empty] | 06-EPR-Education–PrimarySchool-OFF_EQ |  | Screw-in CFL: Lodging - Motel: NR - 0.9
[5 empty] | 06-EPR-Education–PrimarySchool-LIT_EXT |  | Screw-in CFL: Lodging - Guest Rooms: NR - 7.0
[5 empty] | 06-EPR-Education–PrimarySchool-REFG |  | Screw-in CFL: Manufacturing - Light Industrial: NR - 2.8
[5 empty] | 06-EPR-Education–PrimarySchool-VENT |  | Screw-in CFL: Office - Large: NR - 2.9
[5 empty] | 07-ESE-Education–SecondarySchool-COOL |  | Screw-in CFL: Office - Small: NR - 3.2
[5 empty] | 07-ESE-Education–SecondarySchool-LIT_INT |  | Screw-in CFL: Restaurant - Sit-Down: NR - 2.3
[5 empty] | 07-ESE-Education–SecondarySchool-OFF_EQ |  | Screw-in CFL: Restaurant - Fast-Food: NR - 1.3
[5 empty] | 07-ESE-Education–SecondarySchool-LIT_EXT |  | Screw-in CFL: Retail - 3-Story Large: NR - 1.9
[5 empty] | 07-ESE-Education–SecondarySchool-REFG |  | Screw-in CFL: Retail - Single-Story Large: NR - 1.8
[5 empty] | 07-ESE-Education–SecondarySchool-VENT |  | Screw-in CFL: Retail - Small: NR - 2.1
[5 empty] | 08-EUN-Education–University-COOL |  | Screw-in CFL: Storage - Conditioned: NR - 2.8
[5 empty] | 08-EUN-Education–University-LIT_INT |  | Screw-in CFL: Storage - Unconditioned: NR - 2.8
[5 empty] | 08-EUN-Education–University-OFF_EQ |  | Screw-in CFL: Warehouse - Refrigerated: NR - 3.1
08-EUN-Education–University-LIT_EXT
[5 empty] | 08-EUN-Education–University-REFG |  | HVAC/Refrigeration – SPC: NR - 16
[5 empty] | 08-EUN-Education–University-VENT |  | Chiller – High Efficiency: NR - 20
[5 empty] | 09-GRO-Grocery-COOL |  | Chiller – Variable Speed Drive: NR - 20
[5 empty] | 09-GRO-Grocery-LIT_INT |  | Water Cooled Chillers: NR - 20
[5 empty] | 09-GRO-Grocery-OFF_EQ |  | Air Conditioners – High Efficiency: NR - 15
[5 empty] | 09-GRO-Grocery-LIT_EXT |  | Packaged HVAC Systems: NR - 15
[5 empty] | 09-GRO-Grocery-REFG |  | Install HVAC EMS: Com - 14
[5 empty] | 09-GRO-Grocery-VENT |  | AC Packaged Terminal Units: NR - 15
[5 empty] | 10-HSP-Health/Medical–Hospital-COOL |  | Evaporative Coolers: NR - 15
[5 empty] | 10-HSP-Health/Medical–Hospital-LIT_INT |  | Boiler – High Efficiency: NR - 20
[5 empty] | 10-HSP-Health/Medical–Hospital-OFF_EQ |  | Cooling Towers/Evaporative Condenser: NR - 15
[5 empty] | 10-HSP-Health/Medical–Hospital-LIT_EXT |  | Heat Pump – Split System: NR - 15
[5 empty] | 10-HSP-Health/Medical–Hospital-REFG |  | Heat Pump with Integrated Water Heating: NR - 10
[5 empty] | 10-HSP-Health/Medical–Hospital-VENT |  | Ground Source Heat Pump: NR - 15
[5 empty] | 11-HTL-Lodging–Hotel(GuestRooms)-COOL |  | Reduce Internal Load: NR - 15
[5 empty] | 11-HTL-Lodging–Hotel(GuestRooms)-LIT_INT |  | Insulation: NR - 20
[5 empty] | 11-HTL-Lodging–Hotel(GuestRooms)-OFF_EQ |  | Insulation Package: NR - 20
[5 empty] | 11-HTL-Lodging–Hotel(GuestRooms)-LIT_EXT |  | Reflective Window Film: NR - 10
[5 empty] | 11-HTL-Lodging–Hotel(GuestRooms)-REFG |  | Bypass/Delay Timer(lighting): NR - 8
[5 empty] | 11-HTL-Lodging–Hotel(GuestRooms)-VENT |  | Set-Back Thermostat: NR - 11
[5 empty] | 12-MBT-Manufacturing–Bio/Tech-AG_PUMP |  | Time Clock - HVAC: NR - 10
[5 empty] | 12-MBT-Manufacturing–Bio/Tech-COMP_AIR |  | HVAC/Space Heating/Efficiency (Gas): NR - 18
[5 empty] | 12-MBT-Manufacturing–Bio/Tech-COOL |  | Nonresidential Gas – AC: NR - 20
12-MBT-Manufacturing–Bio/Tech-LIGHT
[5 empty] | 12-MBT-Manufacturing–Bio/Tech-MOTOR |  | Adjustable speed drive, application unknown: Ag - 10
[5 empty] | 12-MBT-Manufacturing–Bio/Tech-PROC_OTH |  | Adjustable speed drive, application unknown: Com - 10
[5 empty] | 13-MFM-ResidentialMulti-family-CL_DRY |  | Adjustable Speed Drive: HVAC fan, 50 HP Max: Com - 10
[5 empty] | 13-MFM-ResidentialMulti-family-CL_WASH |  | Pump repair: Ag - 11
[5 empty] | 13-MFM-ResidentialMulti-family-DSH_WASH |  | Injection molding machines: Ind - 15
[5 empty] | 13-MFM-ResidentialMulti-family-FREEZ |  | Plastic extusion equipment: Ind - 15
[5 empty] | 13-MFM-ResidentialMulti-family-LIGHT |  | Process cooling: Ind - 15
[5 empty] | 13-MFM-ResidentialMulti-family-POOL_PMP |  | Process equipment insulation: Ind - 15
13-MFM-ResidentialMulti-family-REFG
[5 empty] | 13-MFM-ResidentialMulti-family-SP_COOL |  | Horizontal Clothes Washer: NR - 10
[5 empty] | 13-MFM-ResidentialMulti-family-SP_HEAT |  | Efficient Dishwashing: NR - 5
[5 empty] | 13-MFM-ResidentialMulti-family-WAT_HEAT |  | Water Heater Controls: NR - 15
[5 empty] | 14-MLI-Manufacturing–LightIndustry-AG_PUMP |  | Cooking measures , Assorted: Com - 12
[5 empty] | 14-MLI-Manufacturing–LightIndustry-COMP_AIR |  | Water Heater – Gas: NR - 15
[5 empty] | 14-MLI-Manufacturing–LightIndustry-COOL |  | Domestic Hot Water Boiler (Gas): NR - 20
14-MLI-Manufacturing–LightIndustry-LIGHT
[5 empty] | 14-MLI-Manufacturing–LightIndustry-MOTOR |  | Auto Closer for Cooler/Freezer: NR - 8
[5 empty] | 14-MLI-Manufacturing–LightIndustry-PROC_OTH |  | Door Gaskets: NR - 4
[5 empty] | 15-MTL-Lodging–Motel-COOL |  | Floating Head Pressure: NR - 16
[5 empty] | 15-MTL-Lodging–Motel-LIT_INT |  | Heatless Door: NR - 16
[5 empty] | 15-MTL-Lodging–Motel-OFF_EQ |  | Humidistat Control for Anti-Sweat Heater: NR - 12
[5 empty] | 15-MTL-Lodging–Motel-LIT_EXT |  | Insulation on Refrigeration Suction Line: NR - 11
[5 empty] | 15-MTL-Lodging–Motel-REFG |  | Night Covers for Display Cases: NR - 5
[5 empty] | 15-MTL-Lodging–Motel-VENT |  | PSC Evaporator Motor – Walkin/ Display: NR - 15
[5 empty] | 16-NRS-Health/Medical–Clinic-COOL |  | Refrigeration Case Doors – Glass/Acrylic: NR - 12
[5 empty] | 16-NRS-Health/Medical–Clinic-LIT_INT |  | Refrigerator Case with Doors: NR - 12
[5 empty] | 16-NRS-Health/Medical–Clinic-OFF_EQ |  | Refrigerator Condensate Evaporator – Elec/Non Elec: NR - 8
[5 empty] | 16-NRS-Health/Medical–Clinic-LIT_EXT |  | Strip Curtains for Walk-Ins: NR - 4
[5 empty] | 16-NRS-Health/Medical–Clinic-REFG |  | Ballast: Electronic, for display case: NR - 11
[5 empty] | 16-NRS-Health/Medical–Clinic-VENT |  | Defrost: NR - 16
[5 empty] | 17-OFL-Office–Large-Cooling |  | FHP & EFF Conditioner: NR - 16
[5 empty] | 17-OFL-Office–Large-ExtLight |  | High-efficiency Liquid Suction Heat Exchangers: NR - 16
[5 empty] | 17-OFL-Office–Large-IntLight |  | Night Shields on Refrigerator and Freezer Cases: NR - 5
[5 empty] | 17-OFL-Office–Large-OffEquip |  | Walk-in Refrigerator or Freezer: Evaporative Fan Controller: NR - 5
[5 empty] | 17-OFL-Office–Large-Refrig |  | Multiplec Refrigeration Systems/Supermarket Systems: NR - 10
17-OFL-Office–Large-Vent/Fan
[5 empty] | 18-OFS-Office–Small-Cooling |  | Kiln/Oven/Furnace: NR - 18
[5 empty] | 18-OFS-Office–Small-ExtLight |  | Thermal Night Curtains: NR - 5
[5 empty] | 18-OFS-Office–Small-IntLight |  | Custom Measures – SPC: NR - 15
[5 empty] | 18-OFS-Office–Small-OffEquip |  | Local Government Partnership: NR - 11
[5 empty] | 18-OFS-Office–Small-Refrig |  | Audits: NR - 3
[5 empty] | 18-OFS-Office–Small-Vent/Fan |  | Plug Load Sensor: NR - 10
[5 empty] | 19-RES-AllResidential-CL_DRY |  | Information: NR - 1
[5 empty] | 19-RES-AllResidential-CL_WASH |  | High Efficiency Motors: NR - 15
[5 empty] | 19-RES-AllResidential-DSH_WASH |  | Process Overhaul: NR - 20
[5 empty] | 19-RES-AllResidential-FREEZ |  | System Controls: NR - 15
19-RES-AllResidential-LIGHT
19-RES-AllResidential-POOL_PMP
[5 empty] | 19-RES-AllResidential-REFG |  | RESIDENTIAL MEASURES
[5 empty] | 19-RES-AllResidential-SP_COOL |  | ****************************************************************
[5 empty] | 19-RES-AllResidential-SP_HEAT |  | T8 Fixtures ; lamp or ballast: Res - 15
[5 empty] | 19-RES-AllResidential-WAT_HEAT |  | Pin based CFL Fixture: Res - 16
[5 empty] | 20-RFF-Restaurant–FastFood-Cooling |  | CFL: Indoor Screw in: Res - 9.4
[5 empty] | 20-RFF-Restaurant–FastFood-ExtLight |  | CFL: Outdoor Screw in: Res - 7
[5 empty] | 20-RFF-Restaurant–FastFood-IntLight |  | Torchiere: Res - 9
20-RFF-Restaurant–FastFood-OffEquip
[5 empty] | 20-RFF-Restaurant–FastFood-Refrig |  | Air Conditioners with SEER >= 11.0: Res - 18
[5 empty] | 20-RFF-Restaurant–FastFood-Vent/Fan |  | Central Air Conditioners: Res - 18
[5 empty] | 21-RSD-Restaurant–SitDown-COOL |  | Duct Testing: Res NC - 18
[5 empty] | 21-RSD-Restaurant–SitDown-LIT_INT |  | High Energy Efficiency Ducts: Res - 18
[5 empty] | 21-RSD-Restaurant–SitDown-OFF_EQ |  | Whole House Fan: Res - 15
[5 empty] | 21-RSD-Restaurant–SitDown-LIT_EXT |  | Evaporative Cooler: Res - 15
[5 empty] | 21-RSD-Restaurant–SitDown-PROC_OTH |  | Glazing - Low E Double / Low Shade Coefficient: Res - 20
[5 empty] | 21-RSD-Restaurant–SitDown-REFG |  | Heat Pump - Electric: Res - 15
[5 empty] | 21-RSD-Restaurant–SitDown-VENT |  | Insulation - Ceiling / Floor / Walls: Res - 20
[5 empty] | 22-RT3-Retail–3StoryLarge-COOL |  | A/C with Integrated Water Heating: Res - 10
[5 empty] | 22-RT3-Retail–3StoryLarge-LIT_INT |  | Programmable Thermostat: Res - 12
22-RT3-Retail–3StoryLarge-OFF_EQ
[5 empty] | 22-RT3-Retail–3StoryLarge-LIT_EXT |  | Audits: Res - 3
[5 empty] | 22-RT3-Retail–3StoryLarge-REFG |  | Gas Cooktops: Res - 20
[5 empty] | 22-RT3-Retail–3StoryLarge-VENT |  | Gas Dryer Stub: Res - 18
[5 empty] | 23-RTL-Retail–SingleStorylarge-COOL |  | Energy-Efficient Furnaces: Res - 18
23-RTL-Retail–SingleStorylarge-LIT_INT
[5 empty] | 23-RTL-Retail–SingleStorylarge-OFF_EQ |  | Refrigerator Recycling: Res - 10
[5 empty] | 23-RTL-Retail–SingleStorylarge-LIT_EXT |  | Refrigerator - Energy Efficient; 20% more efficient: Res - 18
[5 empty] | 23-RTL-Retail–SingleStorylarge-REFG |  | Refrigerators: Res - 18
23-RTL-Retail–SingleStorylarge-VENT
24-RTS-Retail–Small-COOL
[5 empty] | 24-RTS-Retail–Small-LIT_INT |  | GENERIC USEFUL LIVES:
[5 empty] | 24-RTS-Retail–Small-OFF_EQ |  | ****************************************************************
[5 empty] | 24-RTS-Retail–Small-LIT_EXT |  | 0.1
[5 empty] | 24-RTS-Retail–Small-REFG |  | 0.2
[5 empty] | 24-RTS-Retail–Small-VENT |  | 0.3
[5 empty] | 25-SCN-Storage–Conditioned-Cooling |  | 0.4
[5 empty] | 25-SCN-Storage–Conditioned-Exit |  | 0.5
[5 empty] | 25-SCN-Storage–Conditioned-ExtLight |  | 0.6
[5 empty] | 26-SFM-ResidentialSingleFamily-CL_DRY |  | 0.7
[5 empty] | 26-SFM-ResidentialSingleFamily-CL_WASH |  | 0.8
[5 empty] | 26-SFM-ResidentialSingleFamily-DSH_WASH |  | 0.9
[5 empty] | 26-SFM-ResidentialSingleFamily-FREEZ |  | 1
[5 empty] | 26-SFM-ResidentialSingleFamily-LIGHT |  | 1.1
[5 empty] | 26-SFM-ResidentialSingleFamily-POOL_PMP |  | 1.2
[5 empty] | 26-SFM-ResidentialSingleFamily-REFG |  | 1.3
[5 empty] | 26-SFM-ResidentialSingleFamily-SP_COOL |  | 1.4
[5 empty] | 26-SFM-ResidentialSingleFamily-SP_HEAT |  | 1.5
[5 empty] | 26-SFM-ResidentialSingleFamily-WAT_HEAT |  | 1.6
[5 empty] | 27-SMO-ResidentialMobileHome–SingleWide-CL_DRY |  | 1.7
[5 empty] | 27-SMO-ResidentialMobileHome–SingleWide-CL_WASH |  | 1.8
[5 empty] | 27-SMO-ResidentialMobileHome–SingleWide-DSH_WASH |  | 1.9
[5 empty] | 27-SMO-ResidentialMobileHome–SingleWide-FREEZ |  | 2
[5 empty] | 27-SMO-ResidentialMobileHome–SingleWide-LIGHT |  | 2.1
[5 empty] | 27-SMO-ResidentialMobileHome–SingleWide-POOL_PMP |  | 2.2
[5 empty] | 27-SMO-ResidentialMobileHome–SingleWide-REFG |  | 2.3
[5 empty] | 27-SMO-ResidentialMobileHome–SingleWide-SP_COOL |  | 2.4
[5 empty] | 27-SMO-ResidentialMobileHome–SingleWide-SP_HEAT |  | 2.5
[5 empty] | 27-SMO-ResidentialMobileHome–SingleWide-WAT_HEAT |  | 2.6
[5 empty] | 28-SUN-Storage–Unconditioned-Exit |  | 2.7
[5 empty] | 28-SUN-Storage–Unconditioned-ExtLight |  | 2.8
[5 empty] | 29-WRF-Storage–Refrigerated-Cooling |  | 2.9
[5 empty] | 29-WRF-Storage–Refrigerated-Exit |  | 3
[5 empty] | 29-WRF-Storage–Refrigerated-ExtLight |  | 3.1
[5 empty] | 30-S20-SIC20Food&KindredProducts-AG_PUMP |  | 3.2
[5 empty] | 30-S20-SIC20Food&KindredProducts-COMP_AIR |  | 3.3
[5 empty] | 30-S20-SIC20Food&KindredProducts-COOL |  | 3.4
[5 empty] | 30-S20-SIC20Food&KindredProducts-LIGHT |  | 3.5
[5 empty] | 30-S20-SIC20Food&KindredProducts-MOTOR |  | 3.6
[5 empty] | 30-S20-SIC20Food&KindredProducts-PROC_OTH |  | 3.7
[5 empty] | 31-S26-SIC26Paper&AlliedProducts-AG_PUMP |  | 3.8
[5 empty] | 31-S26-SIC26Paper&AlliedProducts-COMP_AIR |  | 3.9
[5 empty] | 31-S26-SIC26Paper&AlliedProducts-COOL |  | 4
[5 empty] | 31-S26-SIC26Paper&AlliedProducts-LIGHT |  | 4.1
[5 empty] | 31-S26-SIC26Paper&AlliedProducts-MOTOR |  | 4.2
[5 empty] | 31-S26-SIC26Paper&AlliedProducts-PROC_OTH |  | 4.3
[5 empty] | 32-S28-SIC28Chemicals&AlliedProducts-AG_PUMP |  | 4.4
[5 empty] | 32-S28-SIC28Chemicals&AlliedProducts-COMP_AIR |  | 4.5
[5 empty] | 32-S28-SIC28Chemicals&AlliedProducts-COOL |  | 4.6
[5 empty] | 32-S28-SIC28Chemicals&AlliedProducts-LIGHT |  | 4.7
[5 empty] | 32-S28-SIC28Chemicals&AlliedProducts-MOTOR |  | 4.8
[5 empty] | 32-S28-SIC28Chemicals&AlliedProducts-PROC_OTH |  | 4.9
[5 empty] | 33-S29-SIC29Petroleum&CoalProducts-AG_PUMP |  | 5
[5 empty] | 33-S29-SIC29Petroleum&CoalProducts-COMP_AIR |  | 5.1
[5 empty] | 33-S29-SIC29Petroleum&CoalProducts-COOL |  | 5.2
[5 empty] | 33-S29-SIC29Petroleum&CoalProducts-LIGHT |  | 5.3
[5 empty] | 33-S29-SIC29Petroleum&CoalProducts-MOTOR |  | 5.4
[5 empty] | 33-S29-SIC29Petroleum&CoalProducts-PROC_OTH |  | 5.5
[5 empty] | 34-S33-SIC33Metals-AG_PUMP |  | 5.6
[5 empty] | 34-S33-SIC33Metals-COMP_AIR |  | 5.7
[5 empty] | 34-S33-SIC33Metals-COOL |  | 5.8
[5 empty] | 34-S33-SIC33Metals-LIGHT |  | 5.9
[5 empty] | 34-S33-SIC33Metals-MOTOR |  | 6
[5 empty] | 34-S33-SIC33Metals-PROC_OTH |  | 6.1
[5 empty] | 35-OTI-OtherIndustrial-AG_PUMP |  | 6.2
[5 empty] | 35-OTI-OtherIndustrial-COMP_AIR |  | 6.3
[5 empty] | 35-OTI-OtherIndustrial-COOL |  | 6.4
[5 empty] | 35-OTI-OtherIndustrial-LIGHT |  | 6.5
[5 empty] | 35-OTI-OtherIndustrial-MOTOR |  | 6.6
[5 empty] | 35-OTI-OtherIndustrial-PROC_OTH |  | 6.7
[5 empty] | 36-GST-Lodging-GuestRooms-Cooling |  | 6.8
[5 empty] | 36-GST-Lodging-GuestRooms-ExtLight |  | 6.9
[5 empty] | 36-GST-Lodging-GuestRooms-IntLight |  | 7
[5 empty] | 36-GST-Lodging-GuestRooms-OffEquip |  | 7.1
[5 empty] | 36-GST-Lodging-GuestRooms-Refrig |  | 7.2
[5 empty] | 36-GST-Lodging-GuestRooms-Vent/Fan |  | 7.3
7.4
7.5
7.6
7.7
7.8
7.9
8
8.1
8.2
8.3
8.4
8.5
8.6
8.7
8.8
8.9
9
9.1
9.2
9.3
9.4
9.5
9.6
9.7
9.8
9.9
10
10.1
10.2
10.3
10.4
10.5
10.6
10.7
10.8
10.9
11
11.1
11.2
11.3
11.4
11.5
11.6
11.7
11.8
11.9
12
12.1
12.2
12.3
12.4
12.5
12.6
12.7
12.8
12.9
13
13.1
13.2
13.3
13.4
13.5
13.6
13.7
13.8
13.9
14
14.1
14.2
14.3
14.4
14.5
14.6
14.7
14.8
14.9
15
15.1
15.2
15.3
15.4
15.5
15.6
15.7
15.8
15.9
16
16.1
16.2
16.3
16.4
16.5
16.6
16.7
16.8
16.9
17
17.1
17.2
17.3
17.4
17.5
17.6
17.7
17.8
17.9
18
19
20